## Thermal
ENTSO-E Market Modelling Database: Thermal generation
Country:
Market Node: | ITS1
Year:
Climate year
Scenario
Fuel & Plant type |  | Net generating capacity (MW) | Number of units | Number of biofuel units | Biofuel usage [%] | MUST RUN OBLIGATIONS | [13 empty] | Daily limitation in MWh (optional) | [11 empty] | Unavailability |  |  | Min stable power (% of max power) | Ramp up rate(MW/h) | Ramp down rate (MW/h) | fixed generation reduction (% of max power output) | Median Start-up fuel name | Custom biofuel price (EUR/Net GJ) | Maximum number of units on maintenance
[32 empty] | Forced outage (annual rate) | Planned outage | Planned outage
[33 empty] | annual rate | winter
[7 empty] | Jan | Feb | Mar | April | May | June | July | Aug | Sept | Oct | Nov | Dec | causes (e.g technical, subsidies, environmental, grid constraints... | Jan | Feb | Mar | April | May | June | July | Aug | Sept | Oct | Nov | Dec | % | number of days | minimum % of annual number of days
Nuclear |  | 0 | 0 | 0 | 0 | number of must run units | 0 | 0 | 0 | 0 | 0 | 0 | 0 | 0 | 0 | 0 | 0 | 0 | [13 empty] | 5 | 54 | 15 |  |  |  | 0 | 0 |  | 0
[6 empty] | % of installed capacity | 0 | 0 | 0 | 0 | 0 | 0 | 0 | 0 | 0 | 0 | 0 | 0
Hard coal | old 1 | 0 | 0 | 0 | 0 | number of must run units | 0 | 0 | 0 | 0 | 0 | 0 | 0 | 0 | 0 | 0 | 0 | 0 | [13 empty] | 10 | 27 | 15 |  |  |  | 0 | 0 |  | 0
[6 empty] | % of installed capacity | 0 | 0 | 0 | 0 | 0 | 0 | 0 | 0 | 0 | 0 | 0 | 0
| old 2 | 0 | 0 | 0 | 0 | number of must run units | 0 | 0 | 0 | 0 | 0 | 0 | 0 | 0 | 0 | 0 | 0 | 0 | [13 empty] | 10 | 27 | 15 |  |  |  | 0 | 0 |  | 0
[6 empty] | % of installed capacity | 0 | 0 | 0 | 0 | 0 | 0 | 0 | 0 | 0 | 0 | 0 | 0
| new | 0 | 0 | 0 | 0 | number of must run units | 0 | 0 | 0 | 0 | 0 | 0 | 0 | 0 | 0 | 0 | 0 | 0 | [13 empty] | 7.5 | 27 | 15 |  |  |  | 0 | 0 |  | 0
[6 empty] | % of installed capacity | 0 | 0 | 0 | 0 | 0 | 0 | 0 | 0 | 0 | 0 | 0 | 0
| CCS | 0 | 0 | 0 | 0 | number of must run units | 0 | 0 | 0 | 0 | 0 | 0 | 0 | 0 | 0 | 0 | 0 | 0 | [13 empty] | 7.5 | 27 | 15 |  |  |  | 0 | 0 |  | 0
[6 empty] | % of installed capacity | 0 | 0 | 0 | 0 | 0 | 0 | 0 | 0 | 0 | 0 | 0 | 0
Lignite | old 1 | 0 | 0 | 0 | 0 | number of must run units | 0 | 0 | 0 | 0 | 0 | 0 | 0 | 0 | 0 | 0 | 0 | 0 | [13 empty] | 10 | 27 | 15 |  |  |  | 0 | 0 |  | 0
[6 empty] | % of installed capacity | 0 | 0 | 0 | 0 | 0 | 0 | 0 | 0 | 0 | 0 | 0 | 0
| old 2 | 0 | 0 | 0 | 0 | number of must run units | 0 | 0 | 0 | 0 | 0 | 0 | 0 | 0 | 0 | 0 | 0 | 0 | [13 empty] | 10 | 27 | 15 |  |  |  | 0 | 0 |  | 0
[6 empty] | % of installed capacity | 0 | 0 | 0 | 0 | 0 | 0 | 0 | 0 | 0 | 0 | 0 | 0
| new | 0 | 0 | 0 | 0 | number of must run units | 0 | 0 | 0 | 0 | 0 | 0 | 0 | 0 | 0 | 0 | 0 | 0 | [13 empty] | 7.5 | 27 | 15 |  |  |  | 0 | 0 |  | 0
[6 empty] | % of installed capacity | 0 | 0 | 0 | 0 | 0 | 0 | 0 | 0 | 0 | 0 | 0 | 0
| CCS | 0 | 0 | 0 | 0 | number of must run units | 0 | 0 | 0 | 0 | 0 | 0 | 0 | 0 | 0 | 0 | 0 | 0 | [13 empty] | 7.5 | 27 | 15 |  |  |  | 0 | 0 |  | 0
[6 empty] | % of installed capacity | 0 | 0 | 0 | 0 | 0 | 0 | 0 | 0 | 0 | 0 | 0 | 0
Gas | Conventional old 1 | 707.8 | 6 | 0 | 0 | number of must run units | 0 | 0 | 0 | 0 | 0 | 0 | 0 | 0 | 0 | 0 | 0 | 0 | [13 empty] | 8 | 27 | 15 | 4.4504 | 9 | 9 | 20.8147 | 0 | 0 | 6
[6 empty] | % of installed capacity | 0 | 0 | 0 | 0 | 0 | 0 | 0 | 0 | 0 | 0 | 0 | 0
| Conventional old 2 | 184.4 | 3 | 0 | 0 | number of must run units | 0 | 0 | 0 | 0 | 0 | 0 | 0 | 0 | 0 | 0 | 0 | 0 | [13 empty] | 8 | 27 | 15 | 43.9008 | 9 | 9 | 10.9776 | 0 | 0 | 3
[6 empty] | % of installed capacity | 0 | 0 | 0 | 0 | 0 | 0 | 0 | 0 | 0 | 0 | 0 | 0
| CCGT old 1 | 400 | 1 | 0 | 0 | number of must run units | 0 | 0 | 0 | 0 | 0 | 0 | 0 | 0 | 0 | 0 | 0 | 0 | [13 empty] | 8 | 27 | 15 | 5 | 1.2 | 3 | 10.9776 | 0 | 0 | 1
[6 empty] | % of installed capacity | 0 | 0 | 0 | 0 | 0 | 0 | 0 | 0 | 0 | 0 | 0 | 0
| CCGT old 2 | 3570.54 | 7 | 0 | 0 | number of must run units | 6 | 6 | 6 | 6 | 6 | 6 | 6 | 6 | 6 | 6 | 6 | 6 | [13 empty] | 8 | 27 | 15 | 41.7528 | 1.2 | 3 | 10.9776 | 0 | 0 | 7
[6 empty] | % of installed capacity | 25.712 | 25.712 | 25.712 | 25.712 | 25.712 | 25.712 | 25.712 | 25.712 | 25.712 | 25.712 | 25.712 | 25.712
| CCGT new | 0 | 0 | 0 | 0 | number of must run units | 0 | 0 | 0 | 0 | 0 | 0 | 0 | 0 | 0 | 0 | 0 | 0 | [13 empty] | 5 | 27 | 15 |  |  |  | 0 | 0 |  | 0
[6 empty] | % of installed capacity | 0 | 0 | 0 | 0 | 0 | 0 | 0 | 0 | 0 | 0 | 0 | 0
| CCGT CCS | 0 | 0 | 0 | 0 | number of must run units | 0 | 0 | 0 | 0 | 0 | 0 | 0 | 0 | 0 | 0 | 0 | 0 | [13 empty] | 5 | 27 | 15 |  |  |  | 0 | 0 |  | 0
[6 empty] | % of installed capacity | 0 | 0 | 0 | 0 | 0 | 0 | 0 | 0 | 0 | 0 | 0 | 0
| OCGT old | 266 | 4 | 0 | 0 | number of must run units | [25 empty] | 8 | 13 | 15 | 64.1917 | 4.8 | 4.8 | 10.9776 | 0 | 0 | 4 | bar: Jan to Dec
[6 empty] | % of installed capacity | 2.4812 | 2.4812 | 2.4812 | 2.4812 | 2.4812 | 2.4812 | 2.4812 | 2.4812 | 2.4812 | 2.4812 | 2.4812 | 2.4812
| OCGT new | 15 | 1 | 0 | 0 | number of must run units | 0 | 0 | 0 | 0 | 0 | 0 | 0 | 0 | 0 | 0 | 0 | 0 | [13 empty] | 5 | 13 | 15 | 5 | 7.2 | 7.2 | 10.9776 | 0 | 0 | 1
[6 empty] | % of installed capacity | 0 | 0 | 0 | 0 | 0 | 0 | 0 | 0 | 0 | 0 | 0 | 0
Light oil |  | 0 | 0 | 0 | 0 | number of must run units | 0 | 0 | 0 | 0 | 0 | 0 | 0 | 0 | 0 | 0 | 0 | 0 | [13 empty] | 8 | 13 | 15 |  |  |  | 0 | 0 |  | 0
[6 empty] | % of installed capacity | 0 | 0 | 0 | 0 | 0 | 0 | 0 | 0 | 0 | 0 | 0 | 0
Heavy oil | old 1 | 0 | 0 | 0 | 0 | number of must run units | 0 | 0 | 0 | 0 | 0 | 0 | 0 | 0 | 0 | 0 | 0 | 0 | [13 empty] | 10 | 27 | 15 |  |  |  | 0 | 0 |  | 0
[6 empty] | % of installed capacity | 0 | 0 | 0 | 0 | 0 | 0 | 0 | 0 | 0 | 0 | 0 | 0
| old 2 | 0 | 0 | 0 | 0 | number of must run units | 0 | 0 | 0 | 0 | 0 | 0 | 0 | 0 | 0 | 0 | 0 | 0 | [13 empty] | 10 | 27 | 15 |  |  |  | 0 | 0 |  | 0
[6 empty] | % of installed capacity | 0 | 0 | 0 | 0 | 0 | 0 | 0 | 0 | 0 | 0 | 0 | 0
Oil shale | old | 0 | 0 | 0 | 0 | number of must run units | 0 | 0 | 0 | 0 | 0 | 0 | 0 | 0 | 0 | 0 | 0 | 0 | [13 empty] | 10 | 27 | 15 |  |  |  | 0 | 0 |  | 0
[6 empty] | % of installed capacity | 0 | 0 | 0 | 0 | 0 | 0 | 0 | 0 | 0 | 0 | 0 | 0
| new | 0 | 0 | 0 | 0 | number of must run units | 0 | 0 | 0 | 0 | 0 | 0 | 0 | 0 | 0 | 0 | 0 | 0 | [13 empty] | 7.5 | 27 | 15 |  |  |  | 0 | 0 |  | 0
[6 empty] | % of installed capacity | 0 | 0 | 0 | 0 | 0 | 0 | 0 | 0 | 0 | 0 | 0 | 0
Gas | CCGT present 1 | 0 | 0 | 0 | 0 | number of must run units | 0 | 0 | 0 | 0 | 0 | 0 | 0 | 0 | 0 | 0 | 0 | 0 | [13 empty] | 5 | 27 | 15 |  |  |  | 0 | 0 |  | 0
[6 empty] | % of installed capacity | 0 | 0 | 0 | 0 | 0 | 0 | 0 | 0 | 0 | 0 | 0 | 0
| CCGT present 2 | 0 | 0 | 0 | 0 | number of must run units | 0 | 0 | 0 | 0 | 0 | 0 | 0 | 0 | 0 | 0 | 0 | 0 | [13 empty] | 5 | 27 | 15 |  |  |  | 0 | 0 |  | 0
[6 empty] | % of installed capacity | 0 | 0 | 0 | 0 | 0 | 0 | 0 | 0 | 0 | 0 | 0 | 0
Hydrogen | Fuel Cell | 0 | 0 | 0 | 0 | number of must run units | 0 | 0 | 0 | 0 | 0 | 0 | 0 | 0 | 0 | 0 | 0 | 0 | [13 empty] | 2.5 | 7 | 0 |  |  |  | 0 | 0 |  | 0
[6 empty] | % of installed capacity | 0 | 0 | 0 | 0 | 0 | 0 | 0 | 0 | 0 | 0 | 0 | 0
Hydrogen | CCGT | 0 | 0 | 0 | 0 | number of must run units | 0 | 0 | 0 | 0 | 0 | 0 | 0 | 0 | 0 | 0 | 0 | 0 | [13 empty] | 5 | 27 | 15 |  |  |  | 0 | 0 |  | 0
[6 empty] | % of installed capacity | 0 | 0 | 0 | 0 | 0 | 0 | 0 | 0 | 0 | 0 | 0 | 0
Hydrogen | OCGT | 0 | 0 | 0 | 0 | number of must run units | 0 | 0 | 0 | 0 | 0 | 0 | 0 | 0 | 0 | 0 | 0 | 0 | [13 empty] | 5 | 13 | 15 |  |  |  | 0 | 0 |  | 0
[6 empty] | % of installed capacity | 0 | 0 | 0 | 0 | 0 | 0 | 0 | 0 | 0 | 0 | 0 | 0

## Other Non-RES
ENTSO-E Market Modelling Database: Other non-RES
Country:
Market Node: | ITS1
Year:
Climate year |  |  | N.B. use convention first January always Monday (2007 calendar year) --> see guidelines for further details
Scenario
|  | Price Band 1 | Price Band 2
| Installed capacity (MW) | 610.8
Number of units
| PEMMDB type(s) | OtherNon-RES/Gas/conventional old 1
Purpose
| Avg. Market Offer Price (€/MWh) | 0
| Avg. Efficiency Ratio | 0.36
| Avg. CO2 em. factor (ton/MWh) | 158.3333
| Start climate year | 2030
| End climate year | 2030
Date | Hour | Available capacity (MW) | Available capacity (MW) | Available capacity (MW) | Available capacity (MW) | Available capacity (MW) | Available capacity (MW) | Available capacity (MW) | Available capacity (MW) | Available capacity (MW) | Available capacity (MW) | Available capacity (MW) | Available capacity (MW) | Available capacity (MW) | Available capacity (MW) | Available capacity (MW) | Available capacity (MW) | Available capacity (MW) | Available capacity (MW) | Available capacity (MW) | Available capacity (MW) | Available capacity (MW) | Available capacity (MW) | Available capacity (MW) | Available capacity (MW) | Available capacity (MW) | Available capacity (MW) | Available capacity (MW)
01.01. | 1 | 610.8
01.01. | 2 | 610.8
01.01. | 3 | 610.8
01.01. | 4 | 610.8
01.01. | 5 | 610.8
01.01. | 6 | 610.8
01.01. | 7 | 610.8
01.01. | 8 | 610.8
01.01. | 9 | 610.8
01.01. | 10 | 610.8
01.01. | 11 | 610.8
01.01. | 12 | 610.8
01.01. | 13 | 610.8
01.01. | 14 | 610.8
01.01. | 15 | 610.8
01.01. | 16 | 610.8
01.01. | 17 | 610.8
01.01. | 18 | 610.8
01.01. | 19 | 610.8
01.01. | 20 | 610.8
01.01. | 21 | 610.8
01.01. | 22 | 610.8
01.01. | 23 | 610.8
01.01. | 24 | 610.8
02.01. | 1 | 610.8
02.01. | 2 | 610.8
02.01. | 3 | 610.8
02.01. | 4 | 610.8
02.01. | 5 | 610.8
02.01. | 6 | 610.8
02.01. | 7 | 610.8
02.01. | 8 | 610.8
02.01. | 9 | 610.8
02.01. | 10 | 610.8
02.01. | 11 | 610.8
02.01. | 12 | 610.8
02.01. | 13 | 610.8
02.01. | 14 | 610.8
02.01. | 15 | 610.8
02.01. | 16 | 610.8
02.01. | 17 | 610.8
02.01. | 18 | 610.8
02.01. | 19 | 610.8
02.01. | 20 | 610.8
02.01. | 21 | 610.8
02.01. | 22 | 610.8
02.01. | 23 | 610.8
02.01. | 24 | 610.8
03.01. | 1 | 610.8
03.01. | 2 | 610.8
03.01. | 3 | 610.8
03.01. | 4 | 610.8
03.01. | 5 | 610.8
03.01. | 6 | 610.8
03.01. | 7 | 610.8
03.01. | 8 | 610.8
03.01. | 9 | 610.8
03.01. | 10 | 610.8
03.01. | 11 | 610.8
03.01. | 12 | 610.8
03.01. | 13 | 610.8
03.01. | 14 | 610.8
03.01. | 15 | 610.8
03.01. | 16 | 610.8
03.01. | 17 | 610.8
03.01. | 18 | 610.8
03.01. | 19 | 610.8
03.01. | 20 | 610.8
03.01. | 21 | 610.8
03.01. | 22 | 610.8
03.01. | 23 | 610.8
03.01. | 24 | 610.8
04.01. | 1 | 610.8
04.01. | 2 | 610.8
04.01. | 3 | 610.8
04.01. | 4 | 610.8
04.01. | 5 | 610.8
04.01. | 6 | 610.8
04.01. | 7 | 610.8
04.01. | 8 | 610.8
04.01. | 9 | 610.8
04.01. | 10 | 610.8
04.01. | 11 | 610.8
04.01. | 12 | 610.8
04.01. | 13 | 610.8
04.01. | 14 | 610.8
04.01. | 15 | 610.8
04.01. | 16 | 610.8
04.01. | 17 | 610.8
04.01. | 18 | 610.8
04.01. | 19 | 610.8
04.01. | 20 | 610.8
04.01. | 21 | 610.8
04.01. | 22 | 610.8
04.01. | 23 | 610.8
04.01. | 24 | 610.8
05.01. | 1 | 610.8
05.01. | 2 | 610.8
05.01. | 3 | 610.8
05.01. | 4 | 610.8
05.01. | 5 | 610.8
05.01. | 6 | 610.8
05.01. | 7 | 610.8
05.01. | 8 | 610.8
05.01. | 9 | 610.8
05.01. | 10 | 610.8
05.01. | 11 | 610.8
05.01. | 12 | 610.8
05.01. | 13 | 610.8
05.01. | 14 | 610.8
05.01. | 15 | 610.8
05.01. | 16 | 610.8
05.01. | 17 | 610.8
05.01. | 18 | 610.8
05.01. | 19 | 610.8
05.01. | 20 | 610.8
05.01. | 21 | 610.8
05.01. | 22 | 610.8
05.01. | 23 | 610.8
05.01. | 24 | 610.8
06.01. | 1 | 610.8
06.01. | 2 | 610.8
06.01. | 3 | 610.8
06.01. | 4 | 610.8
06.01. | 5 | 610.8
06.01. | 6 | 610.8
06.01. | 7 | 610.8
06.01. | 8 | 610.8
06.01. | 9 | 610.8
06.01. | 10 | 610.8
06.01. | 11 | 610.8
06.01. | 12 | 610.8
06.01. | 13 | 610.8
06.01. | 14 | 610.8
06.01. | 15 | 610.8
06.01. | 16 | 610.8
06.01. | 17 | 610.8
06.01. | 18 | 610.8
06.01. | 19 | 610.8
06.01. | 20 | 610.8
06.01. | 21 | 610.8
06.01. | 22 | 610.8
06.01. | 23 | 610.8
06.01. | 24 | 610.8
07.01. | 1 | 610.8
07.01. | 2 | 610.8
07.01. | 3 | 610.8
07.01. | 4 | 610.8
07.01. | 5 | 610.8
07.01. | 6 | 610.8
07.01. | 7 | 610.8
07.01. | 8 | 610.8
07.01. | 9 | 610.8
07.01. | 10 | 610.8
07.01. | 11 | 610.8
07.01. | 12 | 610.8
07.01. | 13 | 610.8
07.01. | 14 | 610.8
07.01. | 15 | 610.8
07.01. | 16 | 610.8
07.01. | 17 | 610.8
07.01. | 18 | 610.8
07.01. | 19 | 610.8
07.01. | 20 | 610.8
07.01. | 21 | 610.8
07.01. | 22 | 610.8
07.01. | 23 | 610.8
07.01. | 24 | 610.8
08.01. | 1 | 610.8
08.01. | 2 | 610.8
08.01. | 3 | 610.8
08.01. | 4 | 610.8
08.01. | 5 | 610.8
08.01. | 6 | 610.8
08.01. | 7 | 610.8
08.01. | 8 | 610.8
08.01. | 9 | 610.8
08.01. | 10 | 610.8
08.01. | 11 | 610.8
08.01. | 12 | 610.8
08.01. | 13 | 610.8
08.01. | 14 | 610.8
08.01. | 15 | 610.8
08.01. | 16 | 610.8
08.01. | 17 | 610.8
08.01. | 18 | 610.8
08.01. | 19 | 610.8
08.01. | 20 | 610.8
08.01. | 21 | 610.8
08.01. | 22 | 610.8
08.01. | 23 | 610.8
08.01. | 24 | 610.8
09.01. | 1 | 610.8
09.01. | 2 | 610.8
09.01. | 3 | 610.8
09.01. | 4 | 610.8
09.01. | 5 | 610.8
09.01. | 6 | 610.8
09.01. | 7 | 610.8
09.01. | 8 | 610.8
09.01. | 9 | 610.8
09.01. | 10 | 610.8
09.01. | 11 | 610.8
09.01. | 12 | 610.8
09.01. | 13 | 610.8
09.01. | 14 | 610.8
09.01. | 15 | 610.8
09.01. | 16 | 610.8
09.01. | 17 | 610.8
09.01. | 18 | 610.8
09.01. | 19 | 610.8
09.01. | 20 | 610.8
09.01. | 21 | 610.8
09.01. | 22 | 610.8
09.01. | 23 | 610.8
09.01. | 24 | 610.8
10.01. | 1 | 610.8
10.01. | 2 | 610.8
10.01. | 3 | 610.8
10.01. | 4 | 610.8
10.01. | 5 | 610.8
10.01. | 6 | 610.8
10.01. | 7 | 610.8
10.01. | 8 | 610.8
10.01. | 9 | 610.8
10.01. | 10 | 610.8
10.01. | 11 | 610.8
10.01. | 12 | 610.8
10.01. | 13 | 610.8
10.01. | 14 | 610.8
10.01. | 15 | 610.8
10.01. | 16 | 610.8
10.01. | 17 | 610.8
10.01. | 18 | 610.8
10.01. | 19 | 610.8
10.01. | 20 | 610.8
10.01. | 21 | 610.8
10.01. | 22 | 610.8
10.01. | 23 | 610.8
10.01. | 24 | 610.8
11.01. | 1 | 610.8
11.01. | 2 | 610.8
11.01. | 3 | 610.8
11.01. | 4 | 610.8
11.01. | 5 | 610.8
11.01. | 6 | 610.8
11.01. | 7 | 610.8
11.01. | 8 | 610.8
11.01. | 9 | 610.8
11.01. | 10 | 610.8
11.01. | 11 | 610.8
11.01. | 12 | 610.8
11.01. | 13 | 610.8
11.01. | 14 | 610.8
11.01. | 15 | 610.8
11.01. | 16 | 610.8
11.01. | 17 | 610.8
11.01. | 18 | 610.8
11.01. | 19 | 610.8
11.01. | 20 | 610.8
11.01. | 21 | 610.8
11.01. | 22 | 610.8
11.01. | 23 | 610.8
11.01. | 24 | 610.8
12.01. | 1 | 610.8
12.01. | 2 | 610.8
12.01. | 3 | 610.8
12.01. | 4 | 610.8
12.01. | 5 | 610.8
12.01. | 6 | 610.8
12.01. | 7 | 610.8
12.01. | 8 | 610.8
12.01. | 9 | 610.8
12.01. | 10 | 610.8
12.01. | 11 | 610.8
12.01. | 12 | 610.8
12.01. | 13 | 610.8
12.01. | 14 | 610.8
12.01. | 15 | 610.8
12.01. | 16 | 610.8
12.01. | 17 | 610.8
12.01. | 18 | 610.8
12.01. | 19 | 610.8
12.01. | 20 | 610.8
12.01. | 21 | 610.8
12.01. | 22 | 610.8
12.01. | 23 | 610.8
12.01. | 24 | 610.8
13.01. | 1 | 610.8
13.01. | 2 | 610.8
13.01. | 3 | 610.8
13.01. | 4 | 610.8
13.01. | 5 | 610.8
13.01. | 6 | 610.8
13.01. | 7 | 610.8
13.01. | 8 | 610.8
13.01. | 9 | 610.8
13.01. | 10 | 610.8
13.01. | 11 | 610.8
13.01. | 12 | 610.8
13.01. | 13 | 610.8
13.01. | 14 | 610.8
13.01. | 15 | 610.8
13.01. | 16 | 610.8
13.01. | 17 | 610.8
13.01. | 18 | 610.8
13.01. | 19 | 610.8
13.01. | 20 | 610.8
13.01. | 21 | 610.8
13.01. | 22 | 610.8
13.01. | 23 | 610.8
13.01. | 24 | 610.8
14.01. | 1 | 610.8
14.01. | 2 | 610.8
14.01. | 3 | 610.8
14.01. | 4 | 610.8
14.01. | 5 | 610.8
14.01. | 6 | 610.8
14.01. | 7 | 610.8
14.01. | 8 | 610.8
14.01. | 9 | 610.8
14.01. | 10 | 610.8
14.01. | 11 | 610.8
14.01. | 12 | 610.8
14.01. | 13 | 610.8
14.01. | 14 | 610.8
14.01. | 15 | 610.8
14.01. | 16 | 610.8
14.01. | 17 | 610.8
14.01. | 18 | 610.8
14.01. | 19 | 610.8
14.01. | 20 | 610.8
14.01. | 21 | 610.8
14.01. | 22 | 610.8
14.01. | 23 | 610.8
14.01. | 24 | 610.8
15.01. | 1 | 610.8
15.01. | 2 | 610.8
15.01. | 3 | 610.8
15.01. | 4 | 610.8
15.01. | 5 | 610.8
15.01. | 6 | 610.8
15.01. | 7 | 610.8
15.01. | 8 | 610.8
15.01. | 9 | 610.8
15.01. | 10 | 610.8
15.01. | 11 | 610.8
15.01. | 12 | 610.8
15.01. | 13 | 610.8
15.01. | 14 | 610.8
15.01. | 15 | 610.8
15.01. | 16 | 610.8
15.01. | 17 | 610.8
15.01. | 18 | 610.8
15.01. | 19 | 610.8
15.01. | 20 | 610.8
15.01. | 21 | 610.8
15.01. | 22 | 610.8
15.01. | 23 | 610.8
15.01. | 24 | 610.8
16.01. | 1 | 610.8
16.01. | 2 | 610.8
16.01. | 3 | 610.8
16.01. | 4 | 610.8
16.01. | 5 | 610.8
16.01. | 6 | 610.8
16.01. | 7 | 610.8
16.01. | 8 | 610.8
16.01. | 9 | 610.8
16.01. | 10 | 610.8
16.01. | 11 | 610.8
16.01. | 12 | 610.8
16.01. | 13 | 610.8
16.01. | 14 | 610.8
16.01. | 15 | 610.8
16.01. | 16 | 610.8
16.01. | 17 | 610.8
16.01. | 18 | 610.8
16.01. | 19 | 610.8
16.01. | 20 | 610.8
16.01. | 21 | 610.8
16.01. | 22 | 610.8
16.01. | 23 | 610.8
16.01. | 24 | 610.8
17.01. | 1 | 610.8
17.01. | 2 | 610.8
17.01. | 3 | 610.8
17.01. | 4 | 610.8
17.01. | 5 | 610.8
17.01. | 6 | 610.8
17.01. | 7 | 610.8
17.01. | 8 | 610.8
17.01. | 9 | 610.8
17.01. | 10 | 610.8
17.01. | 11 | 610.8
17.01. | 12 | 610.8
17.01. | 13 | 610.8
17.01. | 14 | 610.8
17.01. | 15 | 610.8
17.01. | 16 | 610.8
17.01. | 17 | 610.8
17.01. | 18 | 610.8
17.01. | 19 | 610.8
17.01. | 20 | 610.8
17.01. | 21 | 610.8
17.01. | 22 | 610.8
17.01. | 23 | 610.8
17.01. | 24 | 610.8
18.01. | 1 | 610.8
18.01. | 2 | 610.8
18.01. | 3 | 610.8
18.01. | 4 | 610.8
18.01. | 5 | 610.8
18.01. | 6 | 610.8
18.01. | 7 | 610.8
18.01. | 8 | 610.8
18.01. | 9 | 610.8
18.01. | 10 | 610.8
18.01. | 11 | 610.8
18.01. | 12 | 610.8
18.01. | 13 | 610.8
18.01. | 14 | 610.8
18.01. | 15 | 610.8
18.01. | 16 | 610.8
18.01. | 17 | 610.8
18.01. | 18 | 610.8
18.01. | 19 | 610.8
18.01. | 20 | 610.8
18.01. | 21 | 610.8
18.01. | 22 | 610.8
18.01. | 23 | 610.8
18.01. | 24 | 610.8
19.01. | 1 | 610.8
19.01. | 2 | 610.8
19.01. | 3 | 610.8
19.01. | 4 | 610.8
19.01. | 5 | 610.8
19.01. | 6 | 610.8
19.01. | 7 | 610.8
19.01. | 8 | 610.8
19.01. | 9 | 610.8
19.01. | 10 | 610.8
19.01. | 11 | 610.8
19.01. | 12 | 610.8
19.01. | 13 | 610.8
19.01. | 14 | 610.8
19.01. | 15 | 610.8
19.01. | 16 | 610.8
19.01. | 17 | 610.8
19.01. | 18 | 610.8
19.01. | 19 | 610.8
19.01. | 20 | 610.8
19.01. | 21 | 610.8
19.01. | 22 | 610.8
19.01. | 23 | 610.8
19.01. | 24 | 610.8
20.01. | 1 | 610.8
20.01. | 2 | 610.8
20.01. | 3 | 610.8
20.01. | 4 | 610.8
20.01. | 5 | 610.8
20.01. | 6 | 610.8
20.01. | 7 | 610.8
20.01. | 8 | 610.8
20.01. | 9 | 610.8
20.01. | 10 | 610.8
20.01. | 11 | 610.8
20.01. | 12 | 610.8
20.01. | 13 | 610.8
20.01. | 14 | 610.8
20.01. | 15 | 610.8
20.01. | 16 | 610.8
20.01. | 17 | 610.8
20.01. | 18 | 610.8
20.01. | 19 | 610.8
20.01. | 20 | 610.8
20.01. | 21 | 610.8
20.01. | 22 | 610.8
20.01. | 23 | 610.8
20.01. | 24 | 610.8
21.01. | 1 | 610.8
21.01. | 2 | 610.8
21.01. | 3 | 610.8
21.01. | 4 | 610.8
21.01. | 5 | 610.8
21.01. | 6 | 610.8
21.01. | 7 | 610.8
21.01. | 8 | 610.8
21.01. | 9 | 610.8
21.01. | 10 | 610.8
21.01. | 11 | 610.8
21.01. | 12 | 610.8
21.01. | 13 | 610.8
21.01. | 14 | 610.8
21.01. | 15 | 610.8
21.01. | 16 | 610.8
21.01. | 17 | 610.8
21.01. | 18 | 610.8
21.01. | 19 | 610.8
21.01. | 20 | 610.8
21.01. | 21 | 610.8
21.01. | 22 | 610.8
21.01. | 23 | 610.8
21.01. | 24 | 610.8
22.01. | 1 | 610.8
22.01. | 2 | 610.8
22.01. | 3 | 610.8
22.01. | 4 | 610.8
22.01. | 5 | 610.8
22.01. | 6 | 610.8
22.01. | 7 | 610.8
22.01. | 8 | 610.8
22.01. | 9 | 610.8
22.01. | 10 | 610.8
22.01. | 11 | 610.8
22.01. | 12 | 610.8
22.01. | 13 | 610.8
22.01. | 14 | 610.8
22.01. | 15 | 610.8
22.01. | 16 | 610.8
22.01. | 17 | 610.8
22.01. | 18 | 610.8
22.01. | 19 | 610.8
22.01. | 20 | 610.8
22.01. | 21 | 610.8
22.01. | 22 | 610.8
22.01. | 23 | 610.8
22.01. | 24 | 610.8
23.01. | 1 | 610.8
23.01. | 2 | 610.8
23.01. | 3 | 610.8
23.01. | 4 | 610.8
23.01. | 5 | 610.8
23.01. | 6 | 610.8
23.01. | 7 | 610.8
23.01. | 8 | 610.8
23.01. | 9 | 610.8
23.01. | 10 | 610.8
23.01. | 11 | 610.8
23.01. | 12 | 610.8
23.01. | 13 | 610.8
23.01. | 14 | 610.8
23.01. | 15 | 610.8
23.01. | 16 | 610.8
23.01. | 17 | 610.8
23.01. | 18 | 610.8
23.01. | 19 | 610.8
23.01. | 20 | 610.8
23.01. | 21 | 610.8
23.01. | 22 | 610.8
23.01. | 23 | 610.8
23.01. | 24 | 610.8
24.01. | 1 | 610.8
24.01. | 2 | 610.8
24.01. | 3 | 610.8
24.01. | 4 | 610.8
24.01. | 5 | 610.8
24.01. | 6 | 610.8
24.01. | 7 | 610.8
24.01. | 8 | 610.8
24.01. | 9 | 610.8
24.01. | 10 | 610.8
24.01. | 11 | 610.8
24.01. | 12 | 610.8
24.01. | 13 | 610.8
24.01. | 14 | 610.8
24.01. | 15 | 610.8
24.01. | 16 | 610.8
24.01. | 17 | 610.8
24.01. | 18 | 610.8
24.01. | 19 | 610.8
24.01. | 20 | 610.8
24.01. | 21 | 610.8
24.01. | 22 | 610.8
24.01. | 23 | 610.8
24.01. | 24 | 610.8
25.01. | 1 | 610.8
25.01. | 2 | 610.8
25.01. | 3 | 610.8
25.01. | 4 | 610.8
25.01. | 5 | 610.8
25.01. | 6 | 610.8
25.01. | 7 | 610.8
25.01. | 8 | 610.8
25.01. | 9 | 610.8
25.01. | 10 | 610.8
25.01. | 11 | 610.8
25.01. | 12 | 610.8
25.01. | 13 | 610.8
25.01. | 14 | 610.8
25.01. | 15 | 610.8
25.01. | 16 | 610.8
25.01. | 17 | 610.8
25.01. | 18 | 610.8
25.01. | 19 | 610.8
25.01. | 20 | 610.8
25.01. | 21 | 610.8
25.01. | 22 | 610.8
25.01. | 23 | 610.8
25.01. | 24 | 610.8
26.01. | 1 | 610.8
26.01. | 2 | 610.8
26.01. | 3 | 610.8
26.01. | 4 | 610.8
26.01. | 5 | 610.8
26.01. | 6 | 610.8
26.01. | 7 | 610.8
26.01. | 8 | 610.8
26.01. | 9 | 610.8
26.01. | 10 | 610.8
26.01. | 11 | 610.8
26.01. | 12 | 610.8
26.01. | 13 | 610.8
26.01. | 14 | 610.8
26.01. | 15 | 610.8
26.01. | 16 | 610.8
26.01. | 17 | 610.8
26.01. | 18 | 610.8
26.01. | 19 | 610.8
26.01. | 20 | 610.8
26.01. | 21 | 610.8
26.01. | 22 | 610.8
26.01. | 23 | 610.8
26.01. | 24 | 610.8
27.01. | 1 | 610.8
27.01. | 2 | 610.8
27.01. | 3 | 610.8
27.01. | 4 | 610.8
27.01. | 5 | 610.8
27.01. | 6 | 610.8
27.01. | 7 | 610.8
27.01. | 8 | 610.8
27.01. | 9 | 610.8
27.01. | 10 | 610.8
27.01. | 11 | 610.8
27.01. | 12 | 610.8
27.01. | 13 | 610.8
27.01. | 14 | 610.8
27.01. | 15 | 610.8
27.01. | 16 | 610.8
27.01. | 17 | 610.8
27.01. | 18 | 610.8
27.01. | 19 | 610.8
27.01. | 20 | 610.8
27.01. | 21 | 610.8
27.01. | 22 | 610.8
27.01. | 23 | 610.8
27.01. | 24 | 610.8
28.01. | 1 | 610.8
28.01. | 2 | 610.8
28.01. | 3 | 610.8
28.01. | 4 | 610.8
28.01. | 5 | 610.8
28.01. | 6 | 610.8
28.01. | 7 | 610.8
28.01. | 8 | 610.8
28.01. | 9 | 610.8
28.01. | 10 | 610.8
28.01. | 11 | 610.8
28.01. | 12 | 610.8
28.01. | 13 | 610.8
28.01. | 14 | 610.8
28.01. | 15 | 610.8
28.01. | 16 | 610.8
28.01. | 17 | 610.8
28.01. | 18 | 610.8
28.01. | 19 | 610.8
28.01. | 20 | 610.8
28.01. | 21 | 610.8
28.01. | 22 | 610.8
28.01. | 23 | 610.8
28.01. | 24 | 610.8
29.01. | 1 | 610.8
29.01. | 2 | 610.8
29.01. | 3 | 610.8
29.01. | 4 | 610.8
29.01. | 5 | 610.8
29.01. | 6 | 610.8
29.01. | 7 | 610.8
29.01. | 8 | 610.8
29.01. | 9 | 610.8
29.01. | 10 | 610.8
29.01. | 11 | 610.8
29.01. | 12 | 610.8
29.01. | 13 | 610.8
29.01. | 14 | 610.8
29.01. | 15 | 610.8
29.01. | 16 | 610.8
29.01. | 17 | 610.8
29.01. | 18 | 610.8
29.01. | 19 | 610.8
29.01. | 20 | 610.8
29.01. | 21 | 610.8
29.01. | 22 | 610.8
29.01. | 23 | 610.8
29.01. | 24 | 610.8
30.01. | 1 | 610.8
30.01. | 2 | 610.8
30.01. | 3 | 610.8
30.01. | 4 | 610.8
30.01. | 5 | 610.8
30.01. | 6 | 610.8
30.01. | 7 | 610.8
30.01. | 8 | 610.8
30.01. | 9 | 610.8
30.01. | 10 | 610.8
30.01. | 11 | 610.8
30.01. | 12 | 610.8
30.01. | 13 | 610.8
30.01. | 14 | 610.8
30.01. | 15 | 610.8
30.01. | 16 | 610.8
30.01. | 17 | 610.8
30.01. | 18 | 610.8
30.01. | 19 | 610.8
30.01. | 20 | 610.8
30.01. | 21 | 610.8
30.01. | 22 | 610.8
30.01. | 23 | 610.8
30.01. | 24 | 610.8
31.01. | 1 | 610.8
31.01. | 2 | 610.8
31.01. | 3 | 610.8
31.01. | 4 | 610.8
31.01. | 5 | 610.8
31.01. | 6 | 610.8
31.01. | 7 | 610.8
31.01. | 8 | 610.8
31.01. | 9 | 610.8
31.01. | 10 | 610.8
31.01. | 11 | 610.8
31.01. | 12 | 610.8
31.01. | 13 | 610.8
31.01. | 14 | 610.8
31.01. | 15 | 610.8
31.01. | 16 | 610.8
31.01. | 17 | 610.8
31.01. | 18 | 610.8
31.01. | 19 | 610.8
31.01. | 20 | 610.8
31.01. | 21 | 610.8
31.01. | 22 | 610.8
31.01. | 23 | 610.8
31.01. | 24 | 610.8
01.02. | 1 | 610.8
01.02. | 2 | 610.8
01.02. | 3 | 610.8
01.02. | 4 | 610.8
01.02. | 5 | 610.8
01.02. | 6 | 610.8
01.02. | 7 | 610.8
01.02. | 8 | 610.8
01.02. | 9 | 610.8
01.02. | 10 | 610.8
01.02. | 11 | 610.8
01.02. | 12 | 610.8
01.02. | 13 | 610.8
01.02. | 14 | 610.8
01.02. | 15 | 610.8
01.02. | 16 | 610.8
01.02. | 17 | 610.8
01.02. | 18 | 610.8
01.02. | 19 | 610.8
01.02. | 20 | 610.8
01.02. | 21 | 610.8
01.02. | 22 | 610.8
01.02. | 23 | 610.8
01.02. | 24 | 610.8
02.02. | 1 | 610.8
02.02. | 2 | 610.8
02.02. | 3 | 610.8
02.02. | 4 | 610.8
02.02. | 5 | 610.8
02.02. | 6 | 610.8
02.02. | 7 | 610.8
02.02. | 8 | 610.8
02.02. | 9 | 610.8
02.02. | 10 | 610.8
02.02. | 11 | 610.8
02.02. | 12 | 610.8
02.02. | 13 | 610.8
02.02. | 14 | 610.8
02.02. | 15 | 610.8
02.02. | 16 | 610.8
02.02. | 17 | 610.8
02.02. | 18 | 610.8
02.02. | 19 | 610.8
02.02. | 20 | 610.8
02.02. | 21 | 610.8
02.02. | 22 | 610.8
02.02. | 23 | 610.8
02.02. | 24 | 610.8
03.02. | 1 | 610.8
03.02. | 2 | 610.8
03.02. | 3 | 610.8
03.02. | 4 | 610.8
03.02. | 5 | 610.8
03.02. | 6 | 610.8
03.02. | 7 | 610.8
03.02. | 8 | 610.8
03.02. | 9 | 610.8
03.02. | 10 | 610.8
03.02. | 11 | 610.8
03.02. | 12 | 610.8
03.02. | 13 | 610.8
03.02. | 14 | 610.8
03.02. | 15 | 610.8
03.02. | 16 | 610.8
03.02. | 17 | 610.8
03.02. | 18 | 610.8
03.02. | 19 | 610.8
03.02. | 20 | 610.8
03.02. | 21 | 610.8
03.02. | 22 | 610.8
03.02. | 23 | 610.8
03.02. | 24 | 610.8
04.02. | 1 | 610.8
04.02. | 2 | 610.8
04.02. | 3 | 610.8
04.02. | 4 | 610.8
04.02. | 5 | 610.8
04.02. | 6 | 610.8
04.02. | 7 | 610.8
04.02. | 8 | 610.8
04.02. | 9 | 610.8
04.02. | 10 | 610.8
04.02. | 11 | 610.8
04.02. | 12 | 610.8
04.02. | 13 | 610.8
04.02. | 14 | 610.8
04.02. | 15 | 610.8
04.02. | 16 | 610.8
04.02. | 17 | 610.8
04.02. | 18 | 610.8
04.02. | 19 | 610.8
04.02. | 20 | 610.8
04.02. | 21 | 610.8
04.02. | 22 | 610.8
04.02. | 23 | 610.8
04.02. | 24 | 610.8
05.02. | 1 | 610.8
05.02. | 2 | 610.8
05.02. | 3 | 610.8
05.02. | 4 | 610.8
05.02. | 5 | 610.8
05.02. | 6 | 610.8
05.02. | 7 | 610.8
05.02. | 8 | 610.8
05.02. | 9 | 610.8
05.02. | 10 | 610.8
05.02. | 11 | 610.8
05.02. | 12 | 610.8
05.02. | 13 | 610.8
05.02. | 14 | 610.8
05.02. | 15 | 610.8
05.02. | 16 | 610.8
05.02. | 17 | 610.8
05.02. | 18 | 610.8
05.02. | 19 | 610.8
05.02. | 20 | 610.8
05.02. | 21 | 610.8
05.02. | 22 | 610.8
05.02. | 23 | 610.8
05.02. | 24 | 610.8
06.02. | 1 | 610.8
06.02. | 2 | 610.8
06.02. | 3 | 610.8
06.02. | 4 | 610.8
06.02. | 5 | 610.8
06.02. | 6 | 610.8
06.02. | 7 | 610.8
06.02. | 8 | 610.8
06.02. | 9 | 610.8
06.02. | 10 | 610.8
06.02. | 11 | 610.8
06.02. | 12 | 610.8
06.02. | 13 | 610.8
06.02. | 14 | 610.8
06.02. | 15 | 610.8
06.02. | 16 | 610.8
06.02. | 17 | 610.8
06.02. | 18 | 610.8
06.02. | 19 | 610.8
06.02. | 20 | 610.8
06.02. | 21 | 610.8
06.02. | 22 | 610.8
06.02. | 23 | 610.8
06.02. | 24 | 610.8
07.02. | 1 | 610.8
07.02. | 2 | 610.8
07.02. | 3 | 610.8
07.02. | 4 | 610.8
07.02. | 5 | 610.8
07.02. | 6 | 610.8
07.02. | 7 | 610.8
07.02. | 8 | 610.8
07.02. | 9 | 610.8
07.02. | 10 | 610.8
07.02. | 11 | 610.8
07.02. | 12 | 610.8
07.02. | 13 | 610.8
07.02. | 14 | 610.8
07.02. | 15 | 610.8
07.02. | 16 | 610.8
07.02. | 17 | 610.8
07.02. | 18 | 610.8
07.02. | 19 | 610.8
07.02. | 20 | 610.8
07.02. | 21 | 610.8
07.02. | 22 | 610.8
07.02. | 23 | 610.8
07.02. | 24 | 610.8
08.02. | 1 | 610.8
08.02. | 2 | 610.8
08.02. | 3 | 610.8
08.02. | 4 | 610.8
08.02. | 5 | 610.8
08.02. | 6 | 610.8
08.02. | 7 | 610.8
08.02. | 8 | 610.8
08.02. | 9 | 610.8
08.02. | 10 | 610.8
08.02. | 11 | 610.8
08.02. | 12 | 610.8
08.02. | 13 | 610.8
08.02. | 14 | 610.8
08.02. | 15 | 610.8
08.02. | 16 | 610.8
08.02. | 17 | 610.8
08.02. | 18 | 610.8
08.02. | 19 | 610.8
08.02. | 20 | 610.8
08.02. | 21 | 610.8
08.02. | 22 | 610.8
08.02. | 23 | 610.8
08.02. | 24 | 610.8
09.02. | 1 | 610.8
09.02. | 2 | 610.8
09.02. | 3 | 610.8
09.02. | 4 | 610.8
09.02. | 5 | 610.8
09.02. | 6 | 610.8
09.02. | 7 | 610.8
09.02. | 8 | 610.8
09.02. | 9 | 610.8
09.02. | 10 | 610.8
09.02. | 11 | 610.8
09.02. | 12 | 610.8
09.02. | 13 | 610.8
09.02. | 14 | 610.8
09.02. | 15 | 610.8
09.02. | 16 | 610.8
09.02. | 17 | 610.8
09.02. | 18 | 610.8
09.02. | 19 | 610.8
09.02. | 20 | 610.8
09.02. | 21 | 610.8
09.02. | 22 | 610.8
09.02. | 23 | 610.8
09.02. | 24 | 610.8
10.02. | 1 | 610.8
10.02. | 2 | 610.8
10.02. | 3 | 610.8
10.02. | 4 | 610.8
10.02. | 5 | 610.8
10.02. | 6 | 610.8
10.02. | 7 | 610.8
10.02. | 8 | 610.8
10.02. | 9 | 610.8
10.02. | 10 | 610.8
10.02. | 11 | 610.8
10.02. | 12 | 610.8
10.02. | 13 | 610.8
10.02. | 14 | 610.8
10.02. | 15 | 610.8
10.02. | 16 | 610.8
10.02. | 17 | 610.8
10.02. | 18 | 610.8
10.02. | 19 | 610.8
10.02. | 20 | 610.8
10.02. | 21 | 610.8
10.02. | 22 | 610.8
10.02. | 23 | 610.8
10.02. | 24 | 610.8
11.02. | 1 | 610.8
11.02. | 2 | 610.8
11.02. | 3 | 610.8
11.02. | 4 | 610.8
11.02. | 5 | 610.8
11.02. | 6 | 610.8
11.02. | 7 | 610.8
11.02. | 8 | 610.8
11.02. | 9 | 610.8
11.02. | 10 | 610.8
11.02. | 11 | 610.8
11.02. | 12 | 610.8
11.02. | 13 | 610.8
11.02. | 14 | 610.8
11.02. | 15 | 610.8
11.02. | 16 | 610.8
11.02. | 17 | 610.8
11.02. | 18 | 610.8
11.02. | 19 | 610.8
11.02. | 20 | 610.8
11.02. | 21 | 610.8
11.02. | 22 | 610.8
11.02. | 23 | 610.8
11.02. | 24 | 610.8
12.02. | 1 | 610.8
12.02. | 2 | 610.8
12.02. | 3 | 610.8
12.02. | 4 | 610.8
12.02. | 5 | 610.8
12.02. | 6 | 610.8
12.02. | 7 | 610.8
12.02. | 8 | 610.8
12.02. | 9 | 610.8
12.02. | 10 | 610.8
12.02. | 11 | 610.8
12.02. | 12 | 610.8
12.02. | 13 | 610.8
12.02. | 14 | 610.8
12.02. | 15 | 610.8
12.02. | 16 | 610.8
12.02. | 17 | 610.8
12.02. | 18 | 610.8
12.02. | 19 | 610.8
12.02. | 20 | 610.8
12.02. | 21 | 610.8
12.02. | 22 | 610.8
12.02. | 23 | 610.8
12.02. | 24 | 610.8
13.02. | 1 | 610.8
13.02. | 2 | 610.8
13.02. | 3 | 610.8
13.02. | 4 | 610.8
13.02. | 5 | 610.8
13.02. | 6 | 610.8
13.02. | 7 | 610.8
13.02. | 8 | 610.8
13.02. | 9 | 610.8
13.02. | 10 | 610.8
13.02. | 11 | 610.8
13.02. | 12 | 610.8
13.02. | 13 | 610.8
13.02. | 14 | 610.8
13.02. | 15 | 610.8
13.02. | 16 | 610.8
13.02. | 17 | 610.8
13.02. | 18 | 610.8
13.02. | 19 | 610.8
13.02. | 20 | 610.8
13.02. | 21 | 610.8
13.02. | 22 | 610.8
13.02. | 23 | 610.8
13.02. | 24 | 610.8
14.02. | 1 | 610.8
14.02. | 2 | 610.8
14.02. | 3 | 610.8
14.02. | 4 | 610.8
14.02. | 5 | 610.8
14.02. | 6 | 610.8
14.02. | 7 | 610.8
14.02. | 8 | 610.8
14.02. | 9 | 610.8
14.02. | 10 | 610.8
14.02. | 11 | 610.8
14.02. | 12 | 610.8
14.02. | 13 | 610.8
14.02. | 14 | 610.8
14.02. | 15 | 610.8
14.02. | 16 | 610.8
14.02. | 17 | 610.8
14.02. | 18 | 610.8
14.02. | 19 | 610.8
14.02. | 20 | 610.8
14.02. | 21 | 610.8
14.02. | 22 | 610.8
14.02. | 23 | 610.8
14.02. | 24 | 610.8
15.02. | 1 | 610.8
15.02. | 2 | 610.8
15.02. | 3 | 610.8
15.02. | 4 | 610.8
15.02. | 5 | 610.8
15.02. | 6 | 610.8
15.02. | 7 | 610.8
15.02. | 8 | 610.8
15.02. | 9 | 610.8
15.02. | 10 | 610.8
15.02. | 11 | 610.8
15.02. | 12 | 610.8
15.02. | 13 | 610.8
15.02. | 14 | 610.8
15.02. | 15 | 610.8
15.02. | 16 | 610.8
15.02. | 17 | 610.8
15.02. | 18 | 610.8
15.02. | 19 | 610.8
15.02. | 20 | 610.8
15.02. | 21 | 610.8
15.02. | 22 | 610.8
15.02. | 23 | 610.8
15.02. | 24 | 610.8
16.02. | 1 | 610.8
16.02. | 2 | 610.8
16.02. | 3 | 610.8
16.02. | 4 | 610.8
16.02. | 5 | 610.8
16.02. | 6 | 610.8
16.02. | 7 | 610.8
16.02. | 8 | 610.8
16.02. | 9 | 610.8
16.02. | 10 | 610.8
16.02. | 11 | 610.8
16.02. | 12 | 610.8
16.02. | 13 | 610.8
16.02. | 14 | 610.8
16.02. | 15 | 610.8
16.02. | 16 | 610.8
16.02. | 17 | 610.8
16.02. | 18 | 610.8
16.02. | 19 | 610.8
16.02. | 20 | 610.8
16.02. | 21 | 610.8
16.02. | 22 | 610.8
16.02. | 23 | 610.8
16.02. | 24 | 610.8
17.02. | 1 | 610.8
17.02. | 2 | 610.8
17.02. | 3 | 610.8
17.02. | 4 | 610.8
17.02. | 5 | 610.8
17.02. | 6 | 610.8
17.02. | 7 | 610.8
17.02. | 8 | 610.8
17.02. | 9 | 610.8
17.02. | 10 | 610.8
17.02. | 11 | 610.8
17.02. | 12 | 610.8
17.02. | 13 | 610.8
17.02. | 14 | 610.8
17.02. | 15 | 610.8
17.02. | 16 | 610.8
17.02. | 17 | 610.8
17.02. | 18 | 610.8
17.02. | 19 | 610.8
17.02. | 20 | 610.8
17.02. | 21 | 610.8
17.02. | 22 | 610.8
17.02. | 23 | 610.8
17.02. | 24 | 610.8
18.02. | 1 | 610.8
18.02. | 2 | 610.8
18.02. | 3 | 610.8
18.02. | 4 | 610.8
18.02. | 5 | 610.8
18.02. | 6 | 610.8
18.02. | 7 | 610.8
18.02. | 8 | 610.8
18.02. | 9 | 610.8
18.02. | 10 | 610.8
18.02. | 11 | 610.8
18.02. | 12 | 610.8
18.02. | 13 | 610.8
18.02. | 14 | 610.8
18.02. | 15 | 610.8
18.02. | 16 | 610.8
18.02. | 17 | 610.8
18.02. | 18 | 610.8
18.02. | 19 | 610.8
18.02. | 20 | 610.8
18.02. | 21 | 610.8
18.02. | 22 | 610.8
18.02. | 23 | 610.8
18.02. | 24 | 610.8
19.02. | 1 | 610.8
19.02. | 2 | 610.8
19.02. | 3 | 610.8
19.02. | 4 | 610.8
19.02. | 5 | 610.8
19.02. | 6 | 610.8
19.02. | 7 | 610.8
19.02. | 8 | 610.8
19.02. | 9 | 610.8
19.02. | 10 | 610.8
19.02. | 11 | 610.8
19.02. | 12 | 610.8
19.02. | 13 | 610.8
19.02. | 14 | 610.8
19.02. | 15 | 610.8
19.02. | 16 | 610.8
19.02. | 17 | 610.8
19.02. | 18 | 610.8
19.02. | 19 | 610.8
19.02. | 20 | 610.8
19.02. | 21 | 610.8
19.02. | 22 | 610.8
19.02. | 23 | 610.8
19.02. | 24 | 610.8
20.02. | 1 | 610.8
20.02. | 2 | 610.8
20.02. | 3 | 610.8
20.02. | 4 | 610.8
20.02. | 5 | 610.8
20.02. | 6 | 610.8
20.02. | 7 | 610.8
20.02. | 8 | 610.8
20.02. | 9 | 610.8
20.02. | 10 | 610.8
20.02. | 11 | 610.8
20.02. | 12 | 610.8
20.02. | 13 | 610.8
20.02. | 14 | 610.8
20.02. | 15 | 610.8
20.02. | 16 | 610.8
20.02. | 17 | 610.8
20.02. | 18 | 610.8
20.02. | 19 | 610.8
20.02. | 20 | 610.8
20.02. | 21 | 610.8
20.02. | 22 | 610.8
20.02. | 23 | 610.8
20.02. | 24 | 610.8
21.02. | 1 | 610.8
21.02. | 2 | 610.8
21.02. | 3 | 610.8
21.02. | 4 | 610.8
21.02. | 5 | 610.8
21.02. | 6 | 610.8
21.02. | 7 | 610.8
21.02. | 8 | 610.8
21.02. | 9 | 610.8
21.02. | 10 | 610.8
21.02. | 11 | 610.8
21.02. | 12 | 610.8
21.02. | 13 | 610.8
21.02. | 14 | 610.8
21.02. | 15 | 610.8
21.02. | 16 | 610.8
21.02. | 17 | 610.8
21.02. | 18 | 610.8
21.02. | 19 | 610.8
21.02. | 20 | 610.8
21.02. | 21 | 610.8
21.02. | 22 | 610.8
21.02. | 23 | 610.8
21.02. | 24 | 610.8
22.02. | 1 | 610.8
22.02. | 2 | 610.8
22.02. | 3 | 610.8
22.02. | 4 | 610.8
22.02. | 5 | 610.8
22.02. | 6 | 610.8
22.02. | 7 | 610.8
22.02. | 8 | 610.8
22.02. | 9 | 610.8
22.02. | 10 | 610.8
22.02. | 11 | 610.8
22.02. | 12 | 610.8
22.02. | 13 | 610.8
22.02. | 14 | 610.8
22.02. | 15 | 610.8
22.02. | 16 | 610.8
22.02. | 17 | 610.8
22.02. | 18 | 610.8
22.02. | 19 | 610.8
22.02. | 20 | 610.8
22.02. | 21 | 610.8
22.02. | 22 | 610.8
22.02. | 23 | 610.8
22.02. | 24 | 610.8
23.02. | 1 | 610.8
23.02. | 2 | 610.8
23.02. | 3 | 610.8
23.02. | 4 | 610.8
23.02. | 5 | 610.8
23.02. | 6 | 610.8
23.02. | 7 | 610.8
23.02. | 8 | 610.8
23.02. | 9 | 610.8
23.02. | 10 | 610.8
23.02. | 11 | 610.8
23.02. | 12 | 610.8
23.02. | 13 | 610.8
23.02. | 14 | 610.8
23.02. | 15 | 610.8
23.02. | 16 | 610.8
23.02. | 17 | 610.8
23.02. | 18 | 610.8
23.02. | 19 | 610.8
23.02. | 20 | 610.8
23.02. | 21 | 610.8
23.02. | 22 | 610.8
23.02. | 23 | 610.8
23.02. | 24 | 610.8
24.02. | 1 | 610.8
24.02. | 2 | 610.8
24.02. | 3 | 610.8
24.02. | 4 | 610.8
24.02. | 5 | 610.8
24.02. | 6 | 610.8
24.02. | 7 | 610.8
24.02. | 8 | 610.8
24.02. | 9 | 610.8
24.02. | 10 | 610.8
24.02. | 11 | 610.8
24.02. | 12 | 610.8
24.02. | 13 | 610.8
24.02. | 14 | 610.8
24.02. | 15 | 610.8
24.02. | 16 | 610.8
24.02. | 17 | 610.8
24.02. | 18 | 610.8
24.02. | 19 | 610.8
24.02. | 20 | 610.8
24.02. | 21 | 610.8
24.02. | 22 | 610.8
24.02. | 23 | 610.8
24.02. | 24 | 610.8
25.02. | 1 | 610.8
25.02. | 2 | 610.8
25.02. | 3 | 610.8
25.02. | 4 | 610.8
25.02. | 5 | 610.8
25.02. | 6 | 610.8
25.02. | 7 | 610.8
25.02. | 8 | 610.8
25.02. | 9 | 610.8
25.02. | 10 | 610.8
25.02. | 11 | 610.8
25.02. | 12 | 610.8
25.02. | 13 | 610.8
25.02. | 14 | 610.8
25.02. | 15 | 610.8
25.02. | 16 | 610.8
25.02. | 17 | 610.8
25.02. | 18 | 610.8
25.02. | 19 | 610.8
25.02. | 20 | 610.8
25.02. | 21 | 610.8
25.02. | 22 | 610.8
25.02. | 23 | 610.8
25.02. | 24 | 610.8
26.02. | 1 | 610.8
26.02. | 2 | 610.8
26.02. | 3 | 610.8
26.02. | 4 | 610.8
26.02. | 5 | 610.8
26.02. | 6 | 610.8
26.02. | 7 | 610.8
26.02. | 8 | 610.8
26.02. | 9 | 610.8
26.02. | 10 | 610.8
26.02. | 11 | 610.8
26.02. | 12 | 610.8
26.02. | 13 | 610.8
26.02. | 14 | 610.8
26.02. | 15 | 610.8
26.02. | 16 | 610.8
26.02. | 17 | 610.8
26.02. | 18 | 610.8
26.02. | 19 | 610.8
26.02. | 20 | 610.8
26.02. | 21 | 610.8
26.02. | 22 | 610.8
26.02. | 23 | 610.8
26.02. | 24 | 610.8
27.02. | 1 | 610.8
27.02. | 2 | 610.8
27.02. | 3 | 610.8
27.02. | 4 | 610.8
27.02. | 5 | 610.8
27.02. | 6 | 610.8
27.02. | 7 | 610.8
27.02. | 8 | 610.8
27.02. | 9 | 610.8
27.02. | 10 | 610.8
27.02. | 11 | 610.8
27.02. | 12 | 610.8
27.02. | 13 | 610.8
27.02. | 14 | 610.8
27.02. | 15 | 610.8
27.02. | 16 | 610.8
27.02. | 17 | 610.8
27.02. | 18 | 610.8
27.02. | 19 | 610.8
27.02. | 20 | 610.8
27.02. | 21 | 610.8
27.02. | 22 | 610.8
27.02. | 23 | 610.8
27.02. | 24 | 610.8
28.02. | 1 | 610.8
28.02. | 2 | 610.8
28.02. | 3 | 610.8
28.02. | 4 | 610.8
28.02. | 5 | 610.8
28.02. | 6 | 610.8
28.02. | 7 | 610.8
28.02. | 8 | 610.8
28.02. | 9 | 610.8
28.02. | 10 | 610.8
28.02. | 11 | 610.8
28.02. | 12 | 610.8
28.02. | 13 | 610.8
28.02. | 14 | 610.8
28.02. | 15 | 610.8
28.02. | 16 | 610.8
28.02. | 17 | 610.8
28.02. | 18 | 610.8
28.02. | 19 | 610.8
28.02. | 20 | 610.8
28.02. | 21 | 610.8
28.02. | 22 | 610.8
28.02. | 23 | 610.8
28.02. | 24 | 610.8
01.03. | 1 | 610.8
01.03. | 2 | 610.8
01.03. | 3 | 610.8
01.03. | 4 | 610.8
01.03. | 5 | 610.8
01.03. | 6 | 610.8
01.03. | 7 | 610.8
01.03. | 8 | 610.8
01.03. | 9 | 610.8
01.03. | 10 | 610.8
01.03. | 11 | 610.8
01.03. | 12 | 610.8
01.03. | 13 | 610.8
01.03. | 14 | 610.8
01.03. | 15 | 610.8
01.03. | 16 | 610.8
01.03. | 17 | 610.8
01.03. | 18 | 610.8
01.03. | 19 | 610.8
01.03. | 20 | 610.8
01.03. | 21 | 610.8
01.03. | 22 | 610.8
01.03. | 23 | 610.8
01.03. | 24 | 610.8
02.03. | 1 | 610.8
02.03. | 2 | 610.8
02.03. | 3 | 610.8
02.03. | 4 | 610.8
02.03. | 5 | 610.8
02.03. | 6 | 610.8
02.03. | 7 | 610.8
02.03. | 8 | 610.8
02.03. | 9 | 610.8
02.03. | 10 | 610.8
02.03. | 11 | 610.8
02.03. | 12 | 610.8
02.03. | 13 | 610.8
02.03. | 14 | 610.8
02.03. | 15 | 610.8
02.03. | 16 | 610.8
02.03. | 17 | 610.8
02.03. | 18 | 610.8
02.03. | 19 | 610.8
02.03. | 20 | 610.8
02.03. | 21 | 610.8
02.03. | 22 | 610.8
02.03. | 23 | 610.8
02.03. | 24 | 610.8
03.03. | 1 | 610.8
03.03. | 2 | 610.8
03.03. | 3 | 610.8
03.03. | 4 | 610.8
03.03. | 5 | 610.8
03.03. | 6 | 610.8
03.03. | 7 | 610.8
03.03. | 8 | 610.8
03.03. | 9 | 610.8
03.03. | 10 | 610.8
03.03. | 11 | 610.8
03.03. | 12 | 610.8
03.03. | 13 | 610.8
03.03. | 14 | 610.8
03.03. | 15 | 610.8
03.03. | 16 | 610.8
03.03. | 17 | 610.8
03.03. | 18 | 610.8
03.03. | 19 | 610.8
03.03. | 20 | 610.8
03.03. | 21 | 610.8
03.03. | 22 | 610.8
03.03. | 23 | 610.8
03.03. | 24 | 610.8
04.03. | 1 | 610.8
04.03. | 2 | 610.8
04.03. | 3 | 610.8
04.03. | 4 | 610.8
04.03. | 5 | 610.8
04.03. | 6 | 610.8
04.03. | 7 | 610.8
04.03. | 8 | 610.8
04.03. | 9 | 610.8
04.03. | 10 | 610.8
04.03. | 11 | 610.8
04.03. | 12 | 610.8
04.03. | 13 | 610.8
04.03. | 14 | 610.8
04.03. | 15 | 610.8
04.03. | 16 | 610.8
04.03. | 17 | 610.8
04.03. | 18 | 610.8
04.03. | 19 | 610.8
04.03. | 20 | 610.8
04.03. | 21 | 610.8
04.03. | 22 | 610.8
04.03. | 23 | 610.8
04.03. | 24 | 610.8
05.03. | 1 | 610.8
05.03. | 2 | 610.8
05.03. | 3 | 610.8
05.03. | 4 | 610.8
05.03. | 5 | 610.8
05.03. | 6 | 610.8
05.03. | 7 | 610.8
05.03. | 8 | 610.8
05.03. | 9 | 610.8
05.03. | 10 | 610.8
05.03. | 11 | 610.8
05.03. | 12 | 610.8
05.03. | 13 | 610.8
05.03. | 14 | 610.8
05.03. | 15 | 610.8
05.03. | 16 | 610.8
05.03. | 17 | 610.8
05.03. | 18 | 610.8
05.03. | 19 | 610.8
05.03. | 20 | 610.8
05.03. | 21 | 610.8
05.03. | 22 | 610.8
05.03. | 23 | 610.8
05.03. | 24 | 610.8
06.03. | 1 | 610.8
06.03. | 2 | 610.8
06.03. | 3 | 610.8
06.03. | 4 | 610.8
06.03. | 5 | 610.8
06.03. | 6 | 610.8
06.03. | 7 | 610.8
06.03. | 8 | 610.8
06.03. | 9 | 610.8
06.03. | 10 | 610.8
06.03. | 11 | 610.8
06.03. | 12 | 610.8
06.03. | 13 | 610.8
06.03. | 14 | 610.8
06.03. | 15 | 610.8
06.03. | 16 | 610.8
06.03. | 17 | 610.8
06.03. | 18 | 610.8
06.03. | 19 | 610.8
06.03. | 20 | 610.8
06.03. | 21 | 610.8
06.03. | 22 | 610.8
06.03. | 23 | 610.8
06.03. | 24 | 610.8
07.03. | 1 | 610.8
07.03. | 2 | 610.8
07.03. | 3 | 610.8
07.03. | 4 | 610.8
07.03. | 5 | 610.8
07.03. | 6 | 610.8
07.03. | 7 | 610.8
07.03. | 8 | 610.8
07.03. | 9 | 610.8
07.03. | 10 | 610.8
07.03. | 11 | 610.8
07.03. | 12 | 610.8
07.03. | 13 | 610.8
07.03. | 14 | 610.8
07.03. | 15 | 610.8
07.03. | 16 | 610.8
07.03. | 17 | 610.8
07.03. | 18 | 610.8
07.03. | 19 | 610.8
07.03. | 20 | 610.8
07.03. | 21 | 610.8
07.03. | 22 | 610.8
07.03. | 23 | 610.8
07.03. | 24 | 610.8
08.03. | 1 | 610.8
08.03. | 2 | 610.8
08.03. | 3 | 610.8
08.03. | 4 | 610.8
08.03. | 5 | 610.8
08.03. | 6 | 610.8
08.03. | 7 | 610.8
08.03. | 8 | 610.8
08.03. | 9 | 610.8
08.03. | 10 | 610.8
08.03. | 11 | 610.8
08.03. | 12 | 610.8
08.03. | 13 | 610.8
08.03. | 14 | 610.8
08.03. | 15 | 610.8
08.03. | 16 | 610.8
08.03. | 17 | 610.8
08.03. | 18 | 610.8
08.03. | 19 | 610.8
08.03. | 20 | 610.8
08.03. | 21 | 610.8
08.03. | 22 | 610.8
08.03. | 23 | 610.8
08.03. | 24 | 610.8
09.03. | 1 | 610.8
09.03. | 2 | 610.8
09.03. | 3 | 610.8
09.03. | 4 | 610.8
09.03. | 5 | 610.8
09.03. | 6 | 610.8
09.03. | 7 | 610.8
09.03. | 8 | 610.8
09.03. | 9 | 610.8
09.03. | 10 | 610.8
09.03. | 11 | 610.8
09.03. | 12 | 610.8
09.03. | 13 | 610.8
09.03. | 14 | 610.8
09.03. | 15 | 610.8
09.03. | 16 | 610.8
09.03. | 17 | 610.8
09.03. | 18 | 610.8
09.03. | 19 | 610.8
09.03. | 20 | 610.8
09.03. | 21 | 610.8
09.03. | 22 | 610.8
09.03. | 23 | 610.8
09.03. | 24 | 610.8
10.03. | 1 | 610.8
10.03. | 2 | 610.8
10.03. | 3 | 610.8
10.03. | 4 | 610.8
10.03. | 5 | 610.8
10.03. | 6 | 610.8
10.03. | 7 | 610.8
10.03. | 8 | 610.8
10.03. | 9 | 610.8
10.03. | 10 | 610.8
10.03. | 11 | 610.8
10.03. | 12 | 610.8
10.03. | 13 | 610.8
10.03. | 14 | 610.8
10.03. | 15 | 610.8
10.03. | 16 | 610.8
10.03. | 17 | 610.8
10.03. | 18 | 610.8
10.03. | 19 | 610.8
10.03. | 20 | 610.8
10.03. | 21 | 610.8
10.03. | 22 | 610.8
10.03. | 23 | 610.8
10.03. | 24 | 610.8
11.03. | 1 | 610.8
11.03. | 2 | 610.8
11.03. | 3 | 610.8
11.03. | 4 | 610.8
11.03. | 5 | 610.8
11.03. | 6 | 610.8
11.03. | 7 | 610.8
11.03. | 8 | 610.8
11.03. | 9 | 610.8
11.03. | 10 | 610.8
11.03. | 11 | 610.8
11.03. | 12 | 610.8
11.03. | 13 | 610.8
11.03. | 14 | 610.8
11.03. | 15 | 610.8
11.03. | 16 | 610.8
11.03. | 17 | 610.8
11.03. | 18 | 610.8
11.03. | 19 | 610.8
11.03. | 20 | 610.8
11.03. | 21 | 610.8
11.03. | 22 | 610.8
11.03. | 23 | 610.8
11.03. | 24 | 610.8
12.03. | 1 | 610.8
12.03. | 2 | 610.8
12.03. | 3 | 610.8
12.03. | 4 | 610.8
12.03. | 5 | 610.8
12.03. | 6 | 610.8
12.03. | 7 | 610.8
12.03. | 8 | 610.8
12.03. | 9 | 610.8
12.03. | 10 | 610.8
12.03. | 11 | 610.8
12.03. | 12 | 610.8
12.03. | 13 | 610.8
12.03. | 14 | 610.8
12.03. | 15 | 610.8
12.03. | 16 | 610.8
12.03. | 17 | 610.8
12.03. | 18 | 610.8
12.03. | 19 | 610.8
12.03. | 20 | 610.8
12.03. | 21 | 610.8
12.03. | 22 | 610.8
12.03. | 23 | 610.8
12.03. | 24 | 610.8
13.03. | 1 | 610.8
13.03. | 2 | 610.8
13.03. | 3 | 610.8
13.03. | 4 | 610.8
13.03. | 5 | 610.8
13.03. | 6 | 610.8
13.03. | 7 | 610.8
13.03. | 8 | 610.8
13.03. | 9 | 610.8
13.03. | 10 | 610.8
13.03. | 11 | 610.8
13.03. | 12 | 610.8
13.03. | 13 | 610.8
13.03. | 14 | 610.8
13.03. | 15 | 610.8
13.03. | 16 | 610.8
13.03. | 17 | 610.8
13.03. | 18 | 610.8
13.03. | 19 | 610.8
13.03. | 20 | 610.8
13.03. | 21 | 610.8
13.03. | 22 | 610.8
13.03. | 23 | 610.8
13.03. | 24 | 610.8
14.03. | 1 | 610.8
14.03. | 2 | 610.8
14.03. | 3 | 610.8
14.03. | 4 | 610.8
14.03. | 5 | 610.8
14.03. | 6 | 610.8
14.03. | 7 | 610.8
14.03. | 8 | 610.8
14.03. | 9 | 610.8
14.03. | 10 | 610.8
14.03. | 11 | 610.8
14.03. | 12 | 610.8
14.03. | 13 | 610.8
14.03. | 14 | 610.8
14.03. | 15 | 610.8
14.03. | 16 | 610.8
14.03. | 17 | 610.8
14.03. | 18 | 610.8
14.03. | 19 | 610.8
14.03. | 20 | 610.8
14.03. | 21 | 610.8
14.03. | 22 | 610.8
14.03. | 23 | 610.8
14.03. | 24 | 610.8
15.03. | 1 | 610.8
15.03. | 2 | 610.8
15.03. | 3 | 610.8
15.03. | 4 | 610.8
15.03. | 5 | 610.8
15.03. | 6 | 610.8
15.03. | 7 | 610.8
15.03. | 8 | 610.8
15.03. | 9 | 610.8
15.03. | 10 | 610.8
15.03. | 11 | 610.8
15.03. | 12 | 610.8
15.03. | 13 | 610.8
15.03. | 14 | 610.8
15.03. | 15 | 610.8
15.03. | 16 | 610.8
15.03. | 17 | 610.8
15.03. | 18 | 610.8
15.03. | 19 | 610.8
15.03. | 20 | 610.8
15.03. | 21 | 610.8
15.03. | 22 | 610.8
15.03. | 23 | 610.8
15.03. | 24 | 610.8
16.03. | 1 | 610.8
16.03. | 2 | 610.8
16.03. | 3 | 610.8
16.03. | 4 | 610.8
16.03. | 5 | 610.8
16.03. | 6 | 610.8
16.03. | 7 | 610.8
16.03. | 8 | 610.8
16.03. | 9 | 610.8
16.03. | 10 | 610.8
16.03. | 11 | 610.8
16.03. | 12 | 610.8
16.03. | 13 | 610.8
16.03. | 14 | 610.8
16.03. | 15 | 610.8
16.03. | 16 | 610.8
16.03. | 17 | 610.8
16.03. | 18 | 610.8
16.03. | 19 | 610.8
16.03. | 20 | 610.8
16.03. | 21 | 610.8
16.03. | 22 | 610.8
16.03. | 23 | 610.8
16.03. | 24 | 610.8
17.03. | 1 | 610.8
17.03. | 2 | 610.8
17.03. | 3 | 610.8
17.03. | 4 | 610.8
17.03. | 5 | 610.8
17.03. | 6 | 610.8
17.03. | 7 | 610.8
17.03. | 8 | 610.8
17.03. | 9 | 610.8
17.03. | 10 | 610.8
17.03. | 11 | 610.8
17.03. | 12 | 610.8
17.03. | 13 | 610.8
17.03. | 14 | 610.8
17.03. | 15 | 610.8
17.03. | 16 | 610.8
17.03. | 17 | 610.8
17.03. | 18 | 610.8
17.03. | 19 | 610.8
17.03. | 20 | 610.8
17.03. | 21 | 610.8
17.03. | 22 | 610.8
17.03. | 23 | 610.8
17.03. | 24 | 610.8
18.03. | 1 | 610.8
18.03. | 2 | 610.8
18.03. | 3 | 610.8
18.03. | 4 | 610.8
18.03. | 5 | 610.8
18.03. | 6 | 610.8
18.03. | 7 | 610.8
18.03. | 8 | 610.8
18.03. | 9 | 610.8
18.03. | 10 | 610.8
18.03. | 11 | 610.8
18.03. | 12 | 610.8
18.03. | 13 | 610.8
18.03. | 14 | 610.8
18.03. | 15 | 610.8
18.03. | 16 | 610.8
18.03. | 17 | 610.8
18.03. | 18 | 610.8
18.03. | 19 | 610.8
18.03. | 20 | 610.8
18.03. | 21 | 610.8
18.03. | 22 | 610.8
18.03. | 23 | 610.8
18.03. | 24 | 610.8
19.03. | 1 | 610.8
19.03. | 2 | 610.8
19.03. | 3 | 610.8
19.03. | 4 | 610.8
19.03. | 5 | 610.8
19.03. | 6 | 610.8
19.03. | 7 | 610.8
19.03. | 8 | 610.8
19.03. | 9 | 610.8
19.03. | 10 | 610.8
19.03. | 11 | 610.8
19.03. | 12 | 610.8
19.03. | 13 | 610.8
19.03. | 14 | 610.8
19.03. | 15 | 610.8
19.03. | 16 | 610.8
19.03. | 17 | 610.8
19.03. | 18 | 610.8
19.03. | 19 | 610.8
19.03. | 20 | 610.8
19.03. | 21 | 610.8
19.03. | 22 | 610.8
19.03. | 23 | 610.8
19.03. | 24 | 610.8
20.03. | 1 | 610.8
20.03. | 2 | 610.8
20.03. | 3 | 610.8
20.03. | 4 | 610.8
20.03. | 5 | 610.8
20.03. | 6 | 610.8
20.03. | 7 | 610.8
20.03. | 8 | 610.8
20.03. | 9 | 610.8
20.03. | 10 | 610.8
20.03. | 11 | 610.8
20.03. | 12 | 610.8
20.03. | 13 | 610.8
20.03. | 14 | 610.8
20.03. | 15 | 610.8
20.03. | 16 | 610.8
20.03. | 17 | 610.8
20.03. | 18 | 610.8
20.03. | 19 | 610.8
20.03. | 20 | 610.8
20.03. | 21 | 610.8
20.03. | 22 | 610.8
20.03. | 23 | 610.8
20.03. | 24 | 610.8
21.03. | 1 | 610.8
21.03. | 2 | 610.8
21.03. | 3 | 610.8
21.03. | 4 | 610.8
21.03. | 5 | 610.8
21.03. | 6 | 610.8
21.03. | 7 | 610.8
21.03. | 8 | 610.8
21.03. | 9 | 610.8
21.03. | 10 | 610.8
21.03. | 11 | 610.8
21.03. | 12 | 610.8
21.03. | 13 | 610.8
21.03. | 14 | 610.8
21.03. | 15 | 610.8
21.03. | 16 | 610.8
21.03. | 17 | 610.8
21.03. | 18 | 610.8
21.03. | 19 | 610.8
21.03. | 20 | 610.8
21.03. | 21 | 610.8
21.03. | 22 | 610.8
21.03. | 23 | 610.8
21.03. | 24 | 610.8
22.03. | 1 | 610.8
22.03. | 2 | 610.8
22.03. | 3 | 610.8
22.03. | 4 | 610.8
22.03. | 5 | 610.8
22.03. | 6 | 610.8
22.03. | 7 | 610.8
22.03. | 8 | 610.8
22.03. | 9 | 610.8
22.03. | 10 | 610.8
22.03. | 11 | 610.8
22.03. | 12 | 610.8
22.03. | 13 | 610.8
22.03. | 14 | 610.8
22.03. | 15 | 610.8
22.03. | 16 | 610.8
22.03. | 17 | 610.8
22.03. | 18 | 610.8
22.03. | 19 | 610.8
22.03. | 20 | 610.8
22.03. | 21 | 610.8
22.03. | 22 | 610.8
22.03. | 23 | 610.8
22.03. | 24 | 610.8
23.03. | 1 | 610.8
23.03. | 2 | 610.8
23.03. | 3 | 610.8
23.03. | 4 | 610.8
23.03. | 5 | 610.8
23.03. | 6 | 610.8
23.03. | 7 | 610.8
23.03. | 8 | 610.8
23.03. | 9 | 610.8
23.03. | 10 | 610.8
23.03. | 11 | 610.8
23.03. | 12 | 610.8
23.03. | 13 | 610.8
23.03. | 14 | 610.8
23.03. | 15 | 610.8
23.03. | 16 | 610.8
23.03. | 17 | 610.8
23.03. | 18 | 610.8
23.03. | 19 | 610.8
23.03. | 20 | 610.8
23.03. | 21 | 610.8
23.03. | 22 | 610.8
23.03. | 23 | 610.8
23.03. | 24 | 610.8
24.03. | 1 | 610.8
24.03. | 2 | 610.8
24.03. | 3 | 610.8
24.03. | 4 | 610.8
24.03. | 5 | 610.8
24.03. | 6 | 610.8
24.03. | 7 | 610.8
24.03. | 8 | 610.8
24.03. | 9 | 610.8
24.03. | 10 | 610.8
24.03. | 11 | 610.8
24.03. | 12 | 610.8
24.03. | 13 | 610.8
24.03. | 14 | 610.8
24.03. | 15 | 610.8
24.03. | 16 | 610.8
24.03. | 17 | 610.8
24.03. | 18 | 610.8
24.03. | 19 | 610.8
24.03. | 20 | 610.8
24.03. | 21 | 610.8
24.03. | 22 | 610.8
24.03. | 23 | 610.8
24.03. | 24 | 610.8
25.03. | 1 | 610.8
25.03. | 2 | 610.8
25.03. | 3 | 610.8
25.03. | 4 | 610.8
25.03. | 5 | 610.8
25.03. | 6 | 610.8
25.03. | 7 | 610.8
25.03. | 8 | 610.8
25.03. | 9 | 610.8
25.03. | 10 | 610.8
25.03. | 11 | 610.8
25.03. | 12 | 610.8
25.03. | 13 | 610.8
25.03. | 14 | 610.8
25.03. | 15 | 610.8
25.03. | 16 | 610.8
25.03. | 17 | 610.8
25.03. | 18 | 610.8
25.03. | 19 | 610.8
25.03. | 20 | 610.8
25.03. | 21 | 610.8
25.03. | 22 | 610.8
25.03. | 23 | 610.8
25.03. | 24 | 610.8
26.03. | 1 | 610.8
26.03. | 2 | 610.8
26.03. | 3 | 610.8
26.03. | 4 | 610.8
26.03. | 5 | 610.8
26.03. | 6 | 610.8
26.03. | 7 | 610.8
26.03. | 8 | 610.8
26.03. | 9 | 610.8
26.03. | 10 | 610.8
26.03. | 11 | 610.8
26.03. | 12 | 610.8
26.03. | 13 | 610.8
26.03. | 14 | 610.8
26.03. | 15 | 610.8
26.03. | 16 | 610.8
26.03. | 17 | 610.8
26.03. | 18 | 610.8
26.03. | 19 | 610.8
26.03. | 20 | 610.8
26.03. | 21 | 610.8
26.03. | 22 | 610.8
26.03. | 23 | 610.8
26.03. | 24 | 610.8
27.03. | 1 | 610.8
27.03. | 2 | 610.8
27.03. | 3 | 610.8
27.03. | 4 | 610.8
27.03. | 5 | 610.8
27.03. | 6 | 610.8
27.03. | 7 | 610.8
27.03. | 8 | 610.8
27.03. | 9 | 610.8
27.03. | 10 | 610.8
27.03. | 11 | 610.8
27.03. | 12 | 610.8
27.03. | 13 | 610.8
27.03. | 14 | 610.8
27.03. | 15 | 610.8
27.03. | 16 | 610.8
27.03. | 17 | 610.8
27.03. | 18 | 610.8
27.03. | 19 | 610.8
27.03. | 20 | 610.8
27.03. | 21 | 610.8
27.03. | 22 | 610.8
27.03. | 23 | 610.8
27.03. | 24 | 610.8
28.03. | 1 | 610.8
28.03. | 2 | 610.8
28.03. | 3 | 610.8
28.03. | 4 | 610.8
28.03. | 5 | 610.8
28.03. | 6 | 610.8
28.03. | 7 | 610.8
28.03. | 8 | 610.8
28.03. | 9 | 610.8
28.03. | 10 | 610.8
28.03. | 11 | 610.8
28.03. | 12 | 610.8
28.03. | 13 | 610.8
28.03. | 14 | 610.8
28.03. | 15 | 610.8
28.03. | 16 | 610.8
28.03. | 17 | 610.8
28.03. | 18 | 610.8
28.03. | 19 | 610.8
28.03. | 20 | 610.8
28.03. | 21 | 610.8
28.03. | 22 | 610.8
28.03. | 23 | 610.8
28.03. | 24 | 610.8
29.03. | 1 | 610.8
29.03. | 2 | 610.8
29.03. | 3 | 610.8
29.03. | 4 | 610.8
29.03. | 5 | 610.8
29.03. | 6 | 610.8
29.03. | 7 | 610.8
29.03. | 8 | 610.8
29.03. | 9 | 610.8
29.03. | 10 | 610.8
29.03. | 11 | 610.8
29.03. | 12 | 610.8
29.03. | 13 | 610.8
29.03. | 14 | 610.8
29.03. | 15 | 610.8
29.03. | 16 | 610.8
29.03. | 17 | 610.8
29.03. | 18 | 610.8
29.03. | 19 | 610.8
29.03. | 20 | 610.8
29.03. | 21 | 610.8
29.03. | 22 | 610.8
29.03. | 23 | 610.8
29.03. | 24 | 610.8
30.03. | 1 | 610.8
30.03. | 2 | 610.8
30.03. | 3 | 610.8
30.03. | 4 | 610.8
30.03. | 5 | 610.8
30.03. | 6 | 610.8
30.03. | 7 | 610.8
30.03. | 8 | 610.8
30.03. | 9 | 610.8
30.03. | 10 | 610.8
30.03. | 11 | 610.8
30.03. | 12 | 610.8
30.03. | 13 | 610.8
30.03. | 14 | 610.8
30.03. | 15 | 610.8
30.03. | 16 | 610.8
30.03. | 17 | 610.8
30.03. | 18 | 610.8
30.03. | 19 | 610.8
30.03. | 20 | 610.8
30.03. | 21 | 610.8
30.03. | 22 | 610.8
30.03. | 23 | 610.8
30.03. | 24 | 610.8
31.03. | 1 | 610.8
31.03. | 2 | 610.8
31.03. | 3 | 610.8
31.03. | 4 | 610.8
31.03. | 5 | 610.8
31.03. | 6 | 610.8
31.03. | 7 | 610.8
31.03. | 8 | 610.8
31.03. | 9 | 610.8
31.03. | 10 | 610.8
31.03. | 11 | 610.8
31.03. | 12 | 610.8
31.03. | 13 | 610.8
31.03. | 14 | 610.8
31.03. | 15 | 610.8
31.03. | 16 | 610.8
31.03. | 17 | 610.8
31.03. | 18 | 610.8
31.03. | 19 | 610.8
31.03. | 20 | 610.8
31.03. | 21 | 610.8
31.03. | 22 | 610.8
31.03. | 23 | 610.8
31.03. | 24 | 610.8
01.04. | 1 | 610.8
01.04. | 2 | 610.8
01.04. | 3 | 610.8
01.04. | 4 | 610.8
01.04. | 5 | 610.8
01.04. | 6 | 610.8
01.04. | 7 | 610.8
01.04. | 8 | 610.8
01.04. | 9 | 610.8
01.04. | 10 | 610.8
01.04. | 11 | 610.8
01.04. | 12 | 610.8
01.04. | 13 | 610.8
01.04. | 14 | 610.8
01.04. | 15 | 610.8
01.04. | 16 | 610.8
01.04. | 17 | 610.8
01.04. | 18 | 610.8
01.04. | 19 | 610.8
01.04. | 20 | 610.8
01.04. | 21 | 610.8
01.04. | 22 | 610.8
01.04. | 23 | 610.8
01.04. | 24 | 610.8
02.04. | 1 | 610.8
02.04. | 2 | 610.8
02.04. | 3 | 610.8
02.04. | 4 | 610.8
02.04. | 5 | 610.8
02.04. | 6 | 610.8
02.04. | 7 | 610.8
02.04. | 8 | 610.8
02.04. | 9 | 610.8
02.04. | 10 | 610.8
02.04. | 11 | 610.8
02.04. | 12 | 610.8
02.04. | 13 | 610.8
02.04. | 14 | 610.8
02.04. | 15 | 610.8
02.04. | 16 | 610.8
02.04. | 17 | 610.8
02.04. | 18 | 610.8
02.04. | 19 | 610.8
02.04. | 20 | 610.8
02.04. | 21 | 610.8
02.04. | 22 | 610.8
02.04. | 23 | 610.8
02.04. | 24 | 610.8
03.04. | 1 | 610.8
03.04. | 2 | 610.8
03.04. | 3 | 610.8
03.04. | 4 | 610.8
03.04. | 5 | 610.8
03.04. | 6 | 610.8
03.04. | 7 | 610.8
03.04. | 8 | 610.8
03.04. | 9 | 610.8
03.04. | 10 | 610.8
03.04. | 11 | 610.8
03.04. | 12 | 610.8
03.04. | 13 | 610.8
03.04. | 14 | 610.8
03.04. | 15 | 610.8
03.04. | 16 | 610.8
03.04. | 17 | 610.8
03.04. | 18 | 610.8
03.04. | 19 | 610.8
03.04. | 20 | 610.8
03.04. | 21 | 610.8
03.04. | 22 | 610.8
03.04. | 23 | 610.8
03.04. | 24 | 610.8
04.04. | 1 | 610.8
04.04. | 2 | 610.8
04.04. | 3 | 610.8
04.04. | 4 | 610.8
04.04. | 5 | 610.8
04.04. | 6 | 610.8
04.04. | 7 | 610.8
04.04. | 8 | 610.8
04.04. | 9 | 610.8
04.04. | 10 | 610.8
04.04. | 11 | 610.8
04.04. | 12 | 610.8
04.04. | 13 | 610.8
04.04. | 14 | 610.8
04.04. | 15 | 610.8
04.04. | 16 | 610.8
04.04. | 17 | 610.8
04.04. | 18 | 610.8
04.04. | 19 | 610.8
04.04. | 20 | 610.8
04.04. | 21 | 610.8
04.04. | 22 | 610.8
04.04. | 23 | 610.8
04.04. | 24 | 610.8
05.04. | 1 | 610.8
05.04. | 2 | 610.8
05.04. | 3 | 610.8
05.04. | 4 | 610.8
05.04. | 5 | 610.8
05.04. | 6 | 610.8
05.04. | 7 | 610.8
05.04. | 8 | 610.8
05.04. | 9 | 610.8
05.04. | 10 | 610.8
05.04. | 11 | 610.8
05.04. | 12 | 610.8
05.04. | 13 | 610.8
05.04. | 14 | 610.8
05.04. | 15 | 610.8
05.04. | 16 | 610.8
05.04. | 17 | 610.8
05.04. | 18 | 610.8
05.04. | 19 | 610.8
05.04. | 20 | 610.8
05.04. | 21 | 610.8
05.04. | 22 | 610.8
05.04. | 23 | 610.8
05.04. | 24 | 610.8
06.04. | 1 | 610.8
06.04. | 2 | 610.8
06.04. | 3 | 610.8
06.04. | 4 | 610.8
06.04. | 5 | 610.8
06.04. | 6 | 610.8
06.04. | 7 | 610.8
06.04. | 8 | 610.8
06.04. | 9 | 610.8
06.04. | 10 | 610.8
06.04. | 11 | 610.8
06.04. | 12 | 610.8
06.04. | 13 | 610.8
06.04. | 14 | 610.8
06.04. | 15 | 610.8
06.04. | 16 | 610.8
06.04. | 17 | 610.8
06.04. | 18 | 610.8
06.04. | 19 | 610.8
06.04. | 20 | 610.8
06.04. | 21 | 610.8
06.04. | 22 | 610.8
06.04. | 23 | 610.8
06.04. | 24 | 610.8
07.04. | 1 | 610.8
07.04. | 2 | 610.8
07.04. | 3 | 610.8
07.04. | 4 | 610.8
07.04. | 5 | 610.8
07.04. | 6 | 610.8
07.04. | 7 | 610.8
07.04. | 8 | 610.8
07.04. | 9 | 610.8
07.04. | 10 | 610.8
07.04. | 11 | 610.8
07.04. | 12 | 610.8
07.04. | 13 | 610.8
07.04. | 14 | 610.8
07.04. | 15 | 610.8
07.04. | 16 | 610.8
07.04. | 17 | 610.8
07.04. | 18 | 610.8
07.04. | 19 | 610.8
07.04. | 20 | 610.8
07.04. | 21 | 610.8
07.04. | 22 | 610.8
07.04. | 23 | 610.8
07.04. | 24 | 610.8
08.04. | 1 | 610.8
08.04. | 2 | 610.8
08.04. | 3 | 610.8
08.04. | 4 | 610.8
08.04. | 5 | 610.8
08.04. | 6 | 610.8
08.04. | 7 | 610.8
08.04. | 8 | 610.8
08.04. | 9 | 610.8
08.04. | 10 | 610.8
08.04. | 11 | 610.8
08.04. | 12 | 610.8
08.04. | 13 | 610.8
08.04. | 14 | 610.8
08.04. | 15 | 610.8
08.04. | 16 | 610.8
08.04. | 17 | 610.8
08.04. | 18 | 610.8
08.04. | 19 | 610.8
08.04. | 20 | 610.8
08.04. | 21 | 610.8
08.04. | 22 | 610.8
08.04. | 23 | 610.8
08.04. | 24 | 610.8
09.04. | 1 | 610.8
09.04. | 2 | 610.8
09.04. | 3 | 610.8
09.04. | 4 | 610.8
09.04. | 5 | 610.8
09.04. | 6 | 610.8
09.04. | 7 | 610.8
09.04. | 8 | 610.8
09.04. | 9 | 610.8
09.04. | 10 | 610.8
09.04. | 11 | 610.8
09.04. | 12 | 610.8
09.04. | 13 | 610.8
09.04. | 14 | 610.8
09.04. | 15 | 610.8
09.04. | 16 | 610.8
09.04. | 17 | 610.8
09.04. | 18 | 610.8
09.04. | 19 | 610.8
09.04. | 20 | 610.8
09.04. | 21 | 610.8
09.04. | 22 | 610.8
09.04. | 23 | 610.8
09.04. | 24 | 610.8
10.04. | 1 | 610.8
10.04. | 2 | 610.8
10.04. | 3 | 610.8
10.04. | 4 | 610.8
10.04. | 5 | 610.8
10.04. | 6 | 610.8
10.04. | 7 | 610.8
10.04. | 8 | 610.8
10.04. | 9 | 610.8
10.04. | 10 | 610.8
10.04. | 11 | 610.8
10.04. | 12 | 610.8
10.04. | 13 | 610.8
10.04. | 14 | 610.8
10.04. | 15 | 610.8
10.04. | 16 | 610.8
10.04. | 17 | 610.8
10.04. | 18 | 610.8
10.04. | 19 | 610.8
10.04. | 20 | 610.8
10.04. | 21 | 610.8
10.04. | 22 | 610.8
10.04. | 23 | 610.8
10.04. | 24 | 610.8
11.04. | 1 | 610.8
11.04. | 2 | 610.8
11.04. | 3 | 610.8
11.04. | 4 | 610.8
11.04. | 5 | 610.8
11.04. | 6 | 610.8
11.04. | 7 | 610.8
11.04. | 8 | 610.8
11.04. | 9 | 610.8
11.04. | 10 | 610.8
11.04. | 11 | 610.8
11.04. | 12 | 610.8
11.04. | 13 | 610.8
11.04. | 14 | 610.8
11.04. | 15 | 610.8
11.04. | 16 | 610.8
11.04. | 17 | 610.8
11.04. | 18 | 610.8
11.04. | 19 | 610.8
11.04. | 20 | 610.8
11.04. | 21 | 610.8
11.04. | 22 | 610.8
11.04. | 23 | 610.8
11.04. | 24 | 610.8
12.04. | 1 | 610.8
12.04. | 2 | 610.8
12.04. | 3 | 610.8
12.04. | 4 | 610.8
12.04. | 5 | 610.8
12.04. | 6 | 610.8
12.04. | 7 | 610.8
12.04. | 8 | 610.8
12.04. | 9 | 610.8
12.04. | 10 | 610.8
12.04. | 11 | 610.8
12.04. | 12 | 610.8
12.04. | 13 | 610.8
12.04. | 14 | 610.8
12.04. | 15 | 610.8
12.04. | 16 | 610.8
12.04. | 17 | 610.8
12.04. | 18 | 610.8
12.04. | 19 | 610.8
12.04. | 20 | 610.8
12.04. | 21 | 610.8
12.04. | 22 | 610.8
12.04. | 23 | 610.8
12.04. | 24 | 610.8
13.04. | 1 | 610.8
13.04. | 2 | 610.8
13.04. | 3 | 610.8
13.04. | 4 | 610.8
13.04. | 5 | 610.8
13.04. | 6 | 610.8
13.04. | 7 | 610.8
13.04. | 8 | 610.8
13.04. | 9 | 610.8
13.04. | 10 | 610.8
13.04. | 11 | 610.8
13.04. | 12 | 610.8
13.04. | 13 | 610.8
13.04. | 14 | 610.8
13.04. | 15 | 610.8
13.04. | 16 | 610.8
13.04. | 17 | 610.8
13.04. | 18 | 610.8
13.04. | 19 | 610.8
13.04. | 20 | 610.8
13.04. | 21 | 610.8
13.04. | 22 | 610.8
13.04. | 23 | 610.8
13.04. | 24 | 610.8
14.04. | 1 | 610.8
14.04. | 2 | 610.8
14.04. | 3 | 610.8
14.04. | 4 | 610.8
14.04. | 5 | 610.8
14.04. | 6 | 610.8
14.04. | 7 | 610.8
14.04. | 8 | 610.8
14.04. | 9 | 610.8
14.04. | 10 | 610.8
14.04. | 11 | 610.8
14.04. | 12 | 610.8
14.04. | 13 | 610.8
14.04. | 14 | 610.8
14.04. | 15 | 610.8
14.04. | 16 | 610.8
14.04. | 17 | 610.8
14.04. | 18 | 610.8
14.04. | 19 | 610.8
14.04. | 20 | 610.8
14.04. | 21 | 610.8
14.04. | 22 | 610.8
14.04. | 23 | 610.8
14.04. | 24 | 610.8
15.04. | 1 | 610.8
15.04. | 2 | 610.8
15.04. | 3 | 610.8
15.04. | 4 | 610.8
15.04. | 5 | 610.8
15.04. | 6 | 610.8
15.04. | 7 | 610.8
15.04. | 8 | 610.8
15.04. | 9 | 610.8
15.04. | 10 | 610.8
15.04. | 11 | 610.8
15.04. | 12 | 610.8
15.04. | 13 | 610.8
15.04. | 14 | 610.8
15.04. | 15 | 610.8
15.04. | 16 | 610.8
15.04. | 17 | 610.8
15.04. | 18 | 610.8
15.04. | 19 | 610.8
15.04. | 20 | 610.8
15.04. | 21 | 610.8
15.04. | 22 | 610.8
15.04. | 23 | 610.8
15.04. | 24 | 610.8
16.04. | 1 | 610.8
16.04. | 2 | 610.8
16.04. | 3 | 610.8
16.04. | 4 | 610.8
16.04. | 5 | 610.8
16.04. | 6 | 610.8
16.04. | 7 | 610.8
16.04. | 8 | 610.8
16.04. | 9 | 610.8
16.04. | 10 | 610.8
16.04. | 11 | 610.8
16.04. | 12 | 610.8
16.04. | 13 | 610.8
16.04. | 14 | 610.8
16.04. | 15 | 610.8
16.04. | 16 | 610.8
16.04. | 17 | 610.8
16.04. | 18 | 610.8
16.04. | 19 | 610.8
16.04. | 20 | 610.8
16.04. | 21 | 610.8
16.04. | 22 | 610.8
16.04. | 23 | 610.8
16.04. | 24 | 610.8
17.04. | 1 | 610.8
17.04. | 2 | 610.8
17.04. | 3 | 610.8
17.04. | 4 | 610.8
17.04. | 5 | 610.8
17.04. | 6 | 610.8
17.04. | 7 | 610.8
17.04. | 8 | 610.8
17.04. | 9 | 610.8
17.04. | 10 | 610.8
17.04. | 11 | 610.8
17.04. | 12 | 610.8
17.04. | 13 | 610.8
17.04. | 14 | 610.8
17.04. | 15 | 610.8
17.04. | 16 | 610.8
17.04. | 17 | 610.8
17.04. | 18 | 610.8
17.04. | 19 | 610.8
17.04. | 20 | 610.8
17.04. | 21 | 610.8
17.04. | 22 | 610.8
17.04. | 23 | 610.8
17.04. | 24 | 610.8
18.04. | 1 | 610.8
18.04. | 2 | 610.8
18.04. | 3 | 610.8
18.04. | 4 | 610.8
18.04. | 5 | 610.8
18.04. | 6 | 610.8
18.04. | 7 | 610.8
18.04. | 8 | 610.8
18.04. | 9 | 610.8
18.04. | 10 | 610.8
18.04. | 11 | 610.8
18.04. | 12 | 610.8
18.04. | 13 | 610.8
18.04. | 14 | 610.8
18.04. | 15 | 610.8
18.04. | 16 | 610.8
18.04. | 17 | 610.8
18.04. | 18 | 610.8
18.04. | 19 | 610.8
18.04. | 20 | 610.8
18.04. | 21 | 610.8
18.04. | 22 | 610.8
18.04. | 23 | 610.8
18.04. | 24 | 610.8
19.04. | 1 | 610.8
19.04. | 2 | 610.8
19.04. | 3 | 610.8
19.04. | 4 | 610.8
19.04. | 5 | 610.8
19.04. | 6 | 610.8
19.04. | 7 | 610.8
19.04. | 8 | 610.8
19.04. | 9 | 610.8
19.04. | 10 | 610.8
19.04. | 11 | 610.8
19.04. | 12 | 610.8
19.04. | 13 | 610.8
19.04. | 14 | 610.8
19.04. | 15 | 610.8
19.04. | 16 | 610.8
19.04. | 17 | 610.8
19.04. | 18 | 610.8
19.04. | 19 | 610.8
19.04. | 20 | 610.8
19.04. | 21 | 610.8
19.04. | 22 | 610.8
19.04. | 23 | 610.8
19.04. | 24 | 610.8
20.04. | 1 | 610.8
20.04. | 2 | 610.8
20.04. | 3 | 610.8
20.04. | 4 | 610.8
20.04. | 5 | 610.8
20.04. | 6 | 610.8
20.04. | 7 | 610.8
20.04. | 8 | 610.8
20.04. | 9 | 610.8
20.04. | 10 | 610.8
20.04. | 11 | 610.8
20.04. | 12 | 610.8
20.04. | 13 | 610.8
20.04. | 14 | 610.8
20.04. | 15 | 610.8
20.04. | 16 | 610.8
20.04. | 17 | 610.8
20.04. | 18 | 610.8
20.04. | 19 | 610.8
20.04. | 20 | 610.8
20.04. | 21 | 610.8
20.04. | 22 | 610.8
20.04. | 23 | 610.8
20.04. | 24 | 610.8
21.04. | 1 | 610.8
21.04. | 2 | 610.8
21.04. | 3 | 610.8
21.04. | 4 | 610.8
21.04. | 5 | 610.8
21.04. | 6 | 610.8
21.04. | 7 | 610.8
21.04. | 8 | 610.8
21.04. | 9 | 610.8
21.04. | 10 | 610.8
21.04. | 11 | 610.8
21.04. | 12 | 610.8
21.04. | 13 | 610.8
21.04. | 14 | 610.8
21.04. | 15 | 610.8
21.04. | 16 | 610.8
21.04. | 17 | 610.8
21.04. | 18 | 610.8
21.04. | 19 | 610.8
21.04. | 20 | 610.8
21.04. | 21 | 610.8
21.04. | 22 | 610.8
21.04. | 23 | 610.8
21.04. | 24 | 610.8
22.04. | 1 | 610.8
22.04. | 2 | 610.8
22.04. | 3 | 610.8
22.04. | 4 | 610.8
22.04. | 5 | 610.8
22.04. | 6 | 610.8
22.04. | 7 | 610.8
22.04. | 8 | 610.8
22.04. | 9 | 610.8
22.04. | 10 | 610.8
22.04. | 11 | 610.8
22.04. | 12 | 610.8
22.04. | 13 | 610.8
22.04. | 14 | 610.8
22.04. | 15 | 610.8
22.04. | 16 | 610.8
22.04. | 17 | 610.8
22.04. | 18 | 610.8
22.04. | 19 | 610.8
22.04. | 20 | 610.8
22.04. | 21 | 610.8
22.04. | 22 | 610.8
22.04. | 23 | 610.8
22.04. | 24 | 610.8
23.04. | 1 | 610.8
23.04. | 2 | 610.8
23.04. | 3 | 610.8
23.04. | 4 | 610.8
23.04. | 5 | 610.8
23.04. | 6 | 610.8
23.04. | 7 | 610.8
23.04. | 8 | 610.8
23.04. | 9 | 610.8
23.04. | 10 | 610.8
23.04. | 11 | 610.8
23.04. | 12 | 610.8
23.04. | 13 | 610.8
23.04. | 14 | 610.8
23.04. | 15 | 610.8
23.04. | 16 | 610.8
23.04. | 17 | 610.8
23.04. | 18 | 610.8
23.04. | 19 | 610.8
23.04. | 20 | 610.8
23.04. | 21 | 610.8
23.04. | 22 | 610.8
23.04. | 23 | 610.8
23.04. | 24 | 610.8
24.04. | 1 | 610.8
24.04. | 2 | 610.8
24.04. | 3 | 610.8
24.04. | 4 | 610.8
24.04. | 5 | 610.8
24.04. | 6 | 610.8
24.04. | 7 | 610.8
24.04. | 8 | 610.8
24.04. | 9 | 610.8
24.04. | 10 | 610.8
24.04. | 11 | 610.8
24.04. | 12 | 610.8
24.04. | 13 | 610.8
24.04. | 14 | 610.8
24.04. | 15 | 610.8
24.04. | 16 | 610.8
24.04. | 17 | 610.8
24.04. | 18 | 610.8
24.04. | 19 | 610.8
24.04. | 20 | 610.8
24.04. | 21 | 610.8
24.04. | 22 | 610.8
24.04. | 23 | 610.8
24.04. | 24 | 610.8
25.04. | 1 | 610.8
25.04. | 2 | 610.8
25.04. | 3 | 610.8
25.04. | 4 | 610.8
25.04. | 5 | 610.8
25.04. | 6 | 610.8
25.04. | 7 | 610.8
25.04. | 8 | 610.8
25.04. | 9 | 610.8
25.04. | 10 | 610.8
25.04. | 11 | 610.8
25.04. | 12 | 610.8
25.04. | 13 | 610.8
25.04. | 14 | 610.8
25.04. | 15 | 610.8
25.04. | 16 | 610.8
25.04. | 17 | 610.8
25.04. | 18 | 610.8
25.04. | 19 | 610.8
25.04. | 20 | 610.8
25.04. | 21 | 610.8
25.04. | 22 | 610.8
25.04. | 23 | 610.8
25.04. | 24 | 610.8
26.04. | 1 | 610.8
26.04. | 2 | 610.8
26.04. | 3 | 610.8
26.04. | 4 | 610.8
26.04. | 5 | 610.8
26.04. | 6 | 610.8
26.04. | 7 | 610.8
26.04. | 8 | 610.8
26.04. | 9 | 610.8
26.04. | 10 | 610.8
26.04. | 11 | 610.8
26.04. | 12 | 610.8
26.04. | 13 | 610.8
26.04. | 14 | 610.8
26.04. | 15 | 610.8
26.04. | 16 | 610.8
26.04. | 17 | 610.8
26.04. | 18 | 610.8
26.04. | 19 | 610.8
26.04. | 20 | 610.8
26.04. | 21 | 610.8
26.04. | 22 | 610.8
26.04. | 23 | 610.8
26.04. | 24 | 610.8
27.04. | 1 | 610.8
27.04. | 2 | 610.8
27.04. | 3 | 610.8
27.04. | 4 | 610.8
27.04. | 5 | 610.8
27.04. | 6 | 610.8
27.04. | 7 | 610.8
27.04. | 8 | 610.8
27.04. | 9 | 610.8
27.04. | 10 | 610.8
27.04. | 11 | 610.8
27.04. | 12 | 610.8
27.04. | 13 | 610.8
27.04. | 14 | 610.8
27.04. | 15 | 610.8
27.04. | 16 | 610.8
27.04. | 17 | 610.8
27.04. | 18 | 610.8
27.04. | 19 | 610.8
27.04. | 20 | 610.8
27.04. | 21 | 610.8
27.04. | 22 | 610.8
27.04. | 23 | 610.8
27.04. | 24 | 610.8
28.04. | 1 | 610.8
28.04. | 2 | 610.8
28.04. | 3 | 610.8
28.04. | 4 | 610.8
28.04. | 5 | 610.8
28.04. | 6 | 610.8
28.04. | 7 | 610.8
28.04. | 8 | 610.8
28.04. | 9 | 610.8
28.04. | 10 | 610.8
28.04. | 11 | 610.8
28.04. | 12 | 610.8
28.04. | 13 | 610.8
28.04. | 14 | 610.8
28.04. | 15 | 610.8
28.04. | 16 | 610.8
28.04. | 17 | 610.8
28.04. | 18 | 610.8
28.04. | 19 | 610.8
28.04. | 20 | 610.8
28.04. | 21 | 610.8
28.04. | 22 | 610.8
28.04. | 23 | 610.8
28.04. | 24 | 610.8
29.04. | 1 | 610.8
29.04. | 2 | 610.8
29.04. | 3 | 610.8
29.04. | 4 | 610.8
29.04. | 5 | 610.8
29.04. | 6 | 610.8
29.04. | 7 | 610.8
29.04. | 8 | 610.8
29.04. | 9 | 610.8
29.04. | 10 | 610.8
29.04. | 11 | 610.8
29.04. | 12 | 610.8
29.04. | 13 | 610.8
29.04. | 14 | 610.8
29.04. | 15 | 610.8
29.04. | 16 | 610.8
29.04. | 17 | 610.8
29.04. | 18 | 610.8
29.04. | 19 | 610.8
29.04. | 20 | 610.8
29.04. | 21 | 610.8
29.04. | 22 | 610.8
29.04. | 23 | 610.8
29.04. | 24 | 610.8
30.04. | 1 | 610.8
30.04. | 2 | 610.8
30.04. | 3 | 610.8
30.04. | 4 | 610.8
30.04. | 5 | 610.8
30.04. | 6 | 610.8
30.04. | 7 | 610.8
30.04. | 8 | 610.8
30.04. | 9 | 610.8
30.04. | 10 | 610.8
30.04. | 11 | 610.8
30.04. | 12 | 610.8
30.04. | 13 | 610.8
30.04. | 14 | 610.8
30.04. | 15 | 610.8
30.04. | 16 | 610.8
30.04. | 17 | 610.8
30.04. | 18 | 610.8
30.04. | 19 | 610.8
30.04. | 20 | 610.8
30.04. | 21 | 610.8
30.04. | 22 | 610.8
30.04. | 23 | 610.8
30.04. | 24 | 610.8
01.05. | 1 | 610.8
01.05. | 2 | 610.8
01.05. | 3 | 610.8
01.05. | 4 | 610.8
01.05. | 5 | 610.8
01.05. | 6 | 610.8
01.05. | 7 | 610.8
01.05. | 8 | 610.8
01.05. | 9 | 610.8
01.05. | 10 | 610.8
01.05. | 11 | 610.8
01.05. | 12 | 610.8
01.05. | 13 | 610.8
01.05. | 14 | 610.8
01.05. | 15 | 610.8
01.05. | 16 | 610.8
01.05. | 17 | 610.8
01.05. | 18 | 610.8
01.05. | 19 | 610.8
01.05. | 20 | 610.8
01.05. | 21 | 610.8
01.05. | 22 | 610.8
01.05. | 23 | 610.8
01.05. | 24 | 610.8
02.05. | 1 | 610.8
02.05. | 2 | 610.8
02.05. | 3 | 610.8
02.05. | 4 | 610.8
02.05. | 5 | 610.8
02.05. | 6 | 610.8
02.05. | 7 | 610.8
02.05. | 8 | 610.8
02.05. | 9 | 610.8
02.05. | 10 | 610.8
02.05. | 11 | 610.8
02.05. | 12 | 610.8
02.05. | 13 | 610.8
02.05. | 14 | 610.8
02.05. | 15 | 610.8
02.05. | 16 | 610.8
02.05. | 17 | 610.8
02.05. | 18 | 610.8
02.05. | 19 | 610.8
02.05. | 20 | 610.8
02.05. | 21 | 610.8
02.05. | 22 | 610.8
02.05. | 23 | 610.8
02.05. | 24 | 610.8
03.05. | 1 | 610.8
03.05. | 2 | 610.8
03.05. | 3 | 610.8
03.05. | 4 | 610.8
03.05. | 5 | 610.8
03.05. | 6 | 610.8
03.05. | 7 | 610.8
03.05. | 8 | 610.8
03.05. | 9 | 610.8
03.05. | 10 | 610.8
03.05. | 11 | 610.8
03.05. | 12 | 610.8
03.05. | 13 | 610.8
03.05. | 14 | 610.8
03.05. | 15 | 610.8
03.05. | 16 | 610.8
03.05. | 17 | 610.8
03.05. | 18 | 610.8
03.05. | 19 | 610.8
03.05. | 20 | 610.8
03.05. | 21 | 610.8
03.05. | 22 | 610.8
03.05. | 23 | 610.8
03.05. | 24 | 610.8
04.05. | 1 | 610.8
04.05. | 2 | 610.8
04.05. | 3 | 610.8
04.05. | 4 | 610.8
04.05. | 5 | 610.8
04.05. | 6 | 610.8
04.05. | 7 | 610.8
04.05. | 8 | 610.8
04.05. | 9 | 610.8
04.05. | 10 | 610.8
04.05. | 11 | 610.8
04.05. | 12 | 610.8
04.05. | 13 | 610.8
04.05. | 14 | 610.8
04.05. | 15 | 610.8
04.05. | 16 | 610.8
04.05. | 17 | 610.8
04.05. | 18 | 610.8
04.05. | 19 | 610.8
04.05. | 20 | 610.8
04.05. | 21 | 610.8
04.05. | 22 | 610.8
04.05. | 23 | 610.8
04.05. | 24 | 610.8
05.05. | 1 | 610.8
05.05. | 2 | 610.8
05.05. | 3 | 610.8
05.05. | 4 | 610.8
05.05. | 5 | 610.8
05.05. | 6 | 610.8
05.05. | 7 | 610.8
05.05. | 8 | 610.8
05.05. | 9 | 610.8
05.05. | 10 | 610.8
05.05. | 11 | 610.8
05.05. | 12 | 610.8
05.05. | 13 | 610.8
05.05. | 14 | 610.8
05.05. | 15 | 610.8
05.05. | 16 | 610.8
05.05. | 17 | 610.8
05.05. | 18 | 610.8
05.05. | 19 | 610.8
05.05. | 20 | 610.8
05.05. | 21 | 610.8
05.05. | 22 | 610.8
05.05. | 23 | 610.8
05.05. | 24 | 610.8
06.05. | 1 | 610.8
06.05. | 2 | 610.8
06.05. | 3 | 610.8
06.05. | 4 | 610.8
06.05. | 5 | 610.8
06.05. | 6 | 610.8
06.05. | 7 | 610.8
06.05. | 8 | 610.8
06.05. | 9 | 610.8
06.05. | 10 | 610.8
06.05. | 11 | 610.8
06.05. | 12 | 610.8
06.05. | 13 | 610.8
06.05. | 14 | 610.8
06.05. | 15 | 610.8
06.05. | 16 | 610.8
06.05. | 17 | 610.8
06.05. | 18 | 610.8
06.05. | 19 | 610.8
06.05. | 20 | 610.8
06.05. | 21 | 610.8
06.05. | 22 | 610.8
06.05. | 23 | 610.8
06.05. | 24 | 610.8
07.05. | 1 | 610.8
07.05. | 2 | 610.8
07.05. | 3 | 610.8
07.05. | 4 | 610.8
07.05. | 5 | 610.8
07.05. | 6 | 610.8
07.05. | 7 | 610.8
07.05. | 8 | 610.8
07.05. | 9 | 610.8
07.05. | 10 | 610.8
07.05. | 11 | 610.8
07.05. | 12 | 610.8
07.05. | 13 | 610.8
07.05. | 14 | 610.8
07.05. | 15 | 610.8
07.05. | 16 | 610.8
07.05. | 17 | 610.8
07.05. | 18 | 610.8
07.05. | 19 | 610.8
07.05. | 20 | 610.8
07.05. | 21 | 610.8
07.05. | 22 | 610.8
07.05. | 23 | 610.8
07.05. | 24 | 610.8
08.05. | 1 | 610.8
08.05. | 2 | 610.8
08.05. | 3 | 610.8
08.05. | 4 | 610.8
08.05. | 5 | 610.8
08.05. | 6 | 610.8
08.05. | 7 | 610.8
08.05. | 8 | 610.8
08.05. | 9 | 610.8
08.05. | 10 | 610.8
08.05. | 11 | 610.8
08.05. | 12 | 610.8
08.05. | 13 | 610.8
08.05. | 14 | 610.8
08.05. | 15 | 610.8
08.05. | 16 | 610.8
08.05. | 17 | 610.8
08.05. | 18 | 610.8
08.05. | 19 | 610.8
08.05. | 20 | 610.8
08.05. | 21 | 610.8
08.05. | 22 | 610.8
08.05. | 23 | 610.8
08.05. | 24 | 610.8
09.05. | 1 | 610.8
09.05. | 2 | 610.8
09.05. | 3 | 610.8
09.05. | 4 | 610.8
09.05. | 5 | 610.8
09.05. | 6 | 610.8
09.05. | 7 | 610.8
09.05. | 8 | 610.8
09.05. | 9 | 610.8
09.05. | 10 | 610.8
09.05. | 11 | 610.8
09.05. | 12 | 610.8
09.05. | 13 | 610.8
09.05. | 14 | 610.8
09.05. | 15 | 610.8
09.05. | 16 | 610.8
09.05. | 17 | 610.8
09.05. | 18 | 610.8
09.05. | 19 | 610.8
09.05. | 20 | 610.8
09.05. | 21 | 610.8
09.05. | 22 | 610.8
09.05. | 23 | 610.8
09.05. | 24 | 610.8
10.05. | 1 | 610.8
10.05. | 2 | 610.8
10.05. | 3 | 610.8
10.05. | 4 | 610.8
10.05. | 5 | 610.8
10.05. | 6 | 610.8
10.05. | 7 | 610.8
10.05. | 8 | 610.8
10.05. | 9 | 610.8
10.05. | 10 | 610.8
10.05. | 11 | 610.8
10.05. | 12 | 610.8
10.05. | 13 | 610.8
10.05. | 14 | 610.8
10.05. | 15 | 610.8
10.05. | 16 | 610.8
10.05. | 17 | 610.8
10.05. | 18 | 610.8
10.05. | 19 | 610.8
10.05. | 20 | 610.8
10.05. | 21 | 610.8
10.05. | 22 | 610.8
10.05. | 23 | 610.8
10.05. | 24 | 610.8
11.05. | 1 | 610.8
11.05. | 2 | 610.8
11.05. | 3 | 610.8
11.05. | 4 | 610.8
11.05. | 5 | 610.8
11.05. | 6 | 610.8
11.05. | 7 | 610.8
11.05. | 8 | 610.8
11.05. | 9 | 610.8
11.05. | 10 | 610.8
11.05. | 11 | 610.8
11.05. | 12 | 610.8
11.05. | 13 | 610.8
11.05. | 14 | 610.8
11.05. | 15 | 610.8
11.05. | 16 | 610.8
11.05. | 17 | 610.8
11.05. | 18 | 610.8
11.05. | 19 | 610.8
11.05. | 20 | 610.8
11.05. | 21 | 610.8
11.05. | 22 | 610.8
11.05. | 23 | 610.8
11.05. | 24 | 610.8
12.05. | 1 | 610.8
12.05. | 2 | 610.8
12.05. | 3 | 610.8
12.05. | 4 | 610.8
12.05. | 5 | 610.8
12.05. | 6 | 610.8
12.05. | 7 | 610.8
12.05. | 8 | 610.8
12.05. | 9 | 610.8
12.05. | 10 | 610.8
12.05. | 11 | 610.8
12.05. | 12 | 610.8
12.05. | 13 | 610.8
12.05. | 14 | 610.8
12.05. | 15 | 610.8
12.05. | 16 | 610.8
12.05. | 17 | 610.8
12.05. | 18 | 610.8
12.05. | 19 | 610.8
12.05. | 20 | 610.8
12.05. | 21 | 610.8
12.05. | 22 | 610.8
12.05. | 23 | 610.8
12.05. | 24 | 610.8
13.05. | 1 | 610.8
13.05. | 2 | 610.8
13.05. | 3 | 610.8
13.05. | 4 | 610.8
13.05. | 5 | 610.8
13.05. | 6 | 610.8
13.05. | 7 | 610.8
13.05. | 8 | 610.8
13.05. | 9 | 610.8
13.05. | 10 | 610.8
13.05. | 11 | 610.8
13.05. | 12 | 610.8
13.05. | 13 | 610.8
13.05. | 14 | 610.8
13.05. | 15 | 610.8
13.05. | 16 | 610.8
13.05. | 17 | 610.8
13.05. | 18 | 610.8
13.05. | 19 | 610.8
13.05. | 20 | 610.8
13.05. | 21 | 610.8
13.05. | 22 | 610.8
13.05. | 23 | 610.8
13.05. | 24 | 610.8
14.05. | 1 | 610.8
14.05. | 2 | 610.8
14.05. | 3 | 610.8
14.05. | 4 | 610.8
14.05. | 5 | 610.8
14.05. | 6 | 610.8
14.05. | 7 | 610.8
14.05. | 8 | 610.8
14.05. | 9 | 610.8
14.05. | 10 | 610.8
14.05. | 11 | 610.8
14.05. | 12 | 610.8
14.05. | 13 | 610.8
14.05. | 14 | 610.8
14.05. | 15 | 610.8
14.05. | 16 | 610.8
14.05. | 17 | 610.8
14.05. | 18 | 610.8
14.05. | 19 | 610.8
14.05. | 20 | 610.8
14.05. | 21 | 610.8
14.05. | 22 | 610.8
14.05. | 23 | 610.8
14.05. | 24 | 610.8
15.05. | 1 | 610.8
15.05. | 2 | 610.8
15.05. | 3 | 610.8
15.05. | 4 | 610.8
15.05. | 5 | 610.8
15.05. | 6 | 610.8
15.05. | 7 | 610.8
15.05. | 8 | 610.8
15.05. | 9 | 610.8
15.05. | 10 | 610.8
15.05. | 11 | 610.8
15.05. | 12 | 610.8
15.05. | 13 | 610.8
15.05. | 14 | 610.8
15.05. | 15 | 610.8
15.05. | 16 | 610.8
15.05. | 17 | 610.8
15.05. | 18 | 610.8
15.05. | 19 | 610.8
15.05. | 20 | 610.8
15.05. | 21 | 610.8
15.05. | 22 | 610.8
15.05. | 23 | 610.8
15.05. | 24 | 610.8
16.05. | 1 | 610.8
16.05. | 2 | 610.8
16.05. | 3 | 610.8
16.05. | 4 | 610.8
16.05. | 5 | 610.8
16.05. | 6 | 610.8
16.05. | 7 | 610.8
16.05. | 8 | 610.8
16.05. | 9 | 610.8
16.05. | 10 | 610.8
16.05. | 11 | 610.8
16.05. | 12 | 610.8
16.05. | 13 | 610.8
16.05. | 14 | 610.8
16.05. | 15 | 610.8
16.05. | 16 | 610.8
16.05. | 17 | 610.8
16.05. | 18 | 610.8
16.05. | 19 | 610.8
16.05. | 20 | 610.8
16.05. | 21 | 610.8
16.05. | 22 | 610.8
16.05. | 23 | 610.8
16.05. | 24 | 610.8
17.05. | 1 | 610.8
17.05. | 2 | 610.8
17.05. | 3 | 610.8
17.05. | 4 | 610.8
17.05. | 5 | 610.8
17.05. | 6 | 610.8
17.05. | 7 | 610.8
17.05. | 8 | 610.8
17.05. | 9 | 610.8
17.05. | 10 | 610.8
17.05. | 11 | 610.8
17.05. | 12 | 610.8
17.05. | 13 | 610.8
17.05. | 14 | 610.8
17.05. | 15 | 610.8
17.05. | 16 | 610.8
17.05. | 17 | 610.8
17.05. | 18 | 610.8
17.05. | 19 | 610.8
17.05. | 20 | 610.8
17.05. | 21 | 610.8
17.05. | 22 | 610.8
17.05. | 23 | 610.8
17.05. | 24 | 610.8
18.05. | 1 | 610.8
18.05. | 2 | 610.8
18.05. | 3 | 610.8
18.05. | 4 | 610.8
18.05. | 5 | 610.8
18.05. | 6 | 610.8
18.05. | 7 | 610.8
18.05. | 8 | 610.8
18.05. | 9 | 610.8
18.05. | 10 | 610.8
18.05. | 11 | 610.8
18.05. | 12 | 610.8
18.05. | 13 | 610.8
18.05. | 14 | 610.8
18.05. | 15 | 610.8
18.05. | 16 | 610.8
18.05. | 17 | 610.8
18.05. | 18 | 610.8
18.05. | 19 | 610.8
18.05. | 20 | 610.8
18.05. | 21 | 610.8
18.05. | 22 | 610.8
18.05. | 23 | 610.8
18.05. | 24 | 610.8
19.05. | 1 | 610.8
19.05. | 2 | 610.8
19.05. | 3 | 610.8
19.05. | 4 | 610.8
19.05. | 5 | 610.8
19.05. | 6 | 610.8
19.05. | 7 | 610.8
19.05. | 8 | 610.8
19.05. | 9 | 610.8
19.05. | 10 | 610.8
19.05. | 11 | 610.8
19.05. | 12 | 610.8
19.05. | 13 | 610.8
19.05. | 14 | 610.8
19.05. | 15 | 610.8
19.05. | 16 | 610.8
19.05. | 17 | 610.8
19.05. | 18 | 610.8
19.05. | 19 | 610.8
19.05. | 20 | 610.8
19.05. | 21 | 610.8
19.05. | 22 | 610.8
19.05. | 23 | 610.8
19.05. | 24 | 610.8
20.05. | 1 | 610.8
20.05. | 2 | 610.8
20.05. | 3 | 610.8
20.05. | 4 | 610.8
20.05. | 5 | 610.8
20.05. | 6 | 610.8
20.05. | 7 | 610.8
20.05. | 8 | 610.8
20.05. | 9 | 610.8
20.05. | 10 | 610.8
20.05. | 11 | 610.8
20.05. | 12 | 610.8
20.05. | 13 | 610.8
20.05. | 14 | 610.8
20.05. | 15 | 610.8
20.05. | 16 | 610.8
20.05. | 17 | 610.8
20.05. | 18 | 610.8
20.05. | 19 | 610.8
20.05. | 20 | 610.8
20.05. | 21 | 610.8
20.05. | 22 | 610.8
20.05. | 23 | 610.8
20.05. | 24 | 610.8
21.05. | 1 | 610.8
21.05. | 2 | 610.8
21.05. | 3 | 610.8
21.05. | 4 | 610.8
21.05. | 5 | 610.8
21.05. | 6 | 610.8
21.05. | 7 | 610.8
21.05. | 8 | 610.8
21.05. | 9 | 610.8
21.05. | 10 | 610.8
21.05. | 11 | 610.8
21.05. | 12 | 610.8
21.05. | 13 | 610.8
21.05. | 14 | 610.8
21.05. | 15 | 610.8
21.05. | 16 | 610.8
21.05. | 17 | 610.8
21.05. | 18 | 610.8
21.05. | 19 | 610.8
21.05. | 20 | 610.8
21.05. | 21 | 610.8
21.05. | 22 | 610.8
21.05. | 23 | 610.8
21.05. | 24 | 610.8
22.05. | 1 | 610.8
22.05. | 2 | 610.8
22.05. | 3 | 610.8
22.05. | 4 | 610.8
22.05. | 5 | 610.8
22.05. | 6 | 610.8
22.05. | 7 | 610.8
22.05. | 8 | 610.8
22.05. | 9 | 610.8
22.05. | 10 | 610.8
22.05. | 11 | 610.8
22.05. | 12 | 610.8
22.05. | 13 | 610.8
22.05. | 14 | 610.8
22.05. | 15 | 610.8
22.05. | 16 | 610.8
22.05. | 17 | 610.8
22.05. | 18 | 610.8
22.05. | 19 | 610.8
22.05. | 20 | 610.8
22.05. | 21 | 610.8
22.05. | 22 | 610.8
22.05. | 23 | 610.8
22.05. | 24 | 610.8
23.05. | 1 | 610.8
23.05. | 2 | 610.8
23.05. | 3 | 610.8
23.05. | 4 | 610.8
23.05. | 5 | 610.8
23.05. | 6 | 610.8
23.05. | 7 | 610.8
23.05. | 8 | 610.8
23.05. | 9 | 610.8
23.05. | 10 | 610.8
23.05. | 11 | 610.8
23.05. | 12 | 610.8
23.05. | 13 | 610.8
23.05. | 14 | 610.8
23.05. | 15 | 610.8
23.05. | 16 | 610.8
23.05. | 17 | 610.8
23.05. | 18 | 610.8
23.05. | 19 | 610.8
23.05. | 20 | 610.8
23.05. | 21 | 610.8
23.05. | 22 | 610.8
23.05. | 23 | 610.8
23.05. | 24 | 610.8
24.05. | 1 | 610.8
24.05. | 2 | 610.8
24.05. | 3 | 610.8
24.05. | 4 | 610.8
24.05. | 5 | 610.8
24.05. | 6 | 610.8
24.05. | 7 | 610.8
24.05. | 8 | 610.8
24.05. | 9 | 610.8
24.05. | 10 | 610.8
24.05. | 11 | 610.8
24.05. | 12 | 610.8
24.05. | 13 | 610.8
24.05. | 14 | 610.8
24.05. | 15 | 610.8
24.05. | 16 | 610.8
24.05. | 17 | 610.8
24.05. | 18 | 610.8
24.05. | 19 | 610.8
24.05. | 20 | 610.8
24.05. | 21 | 610.8
24.05. | 22 | 610.8
24.05. | 23 | 610.8
24.05. | 24 | 610.8
25.05. | 1 | 610.8
25.05. | 2 | 610.8
25.05. | 3 | 610.8
25.05. | 4 | 610.8
25.05. | 5 | 610.8
25.05. | 6 | 610.8
25.05. | 7 | 610.8
25.05. | 8 | 610.8
25.05. | 9 | 610.8
25.05. | 10 | 610.8
25.05. | 11 | 610.8
25.05. | 12 | 610.8
25.05. | 13 | 610.8
25.05. | 14 | 610.8
25.05. | 15 | 610.8
25.05. | 16 | 610.8
25.05. | 17 | 610.8
25.05. | 18 | 610.8
25.05. | 19 | 610.8
25.05. | 20 | 610.8
25.05. | 21 | 610.8
25.05. | 22 | 610.8
25.05. | 23 | 610.8
25.05. | 24 | 610.8
26.05. | 1 | 610.8
26.05. | 2 | 610.8
26.05. | 3 | 610.8
26.05. | 4 | 610.8
26.05. | 5 | 610.8
26.05. | 6 | 610.8
26.05. | 7 | 610.8
26.05. | 8 | 610.8
26.05. | 9 | 610.8
26.05. | 10 | 610.8
26.05. | 11 | 610.8
26.05. | 12 | 610.8
26.05. | 13 | 610.8
26.05. | 14 | 610.8
26.05. | 15 | 610.8
26.05. | 16 | 610.8
26.05. | 17 | 610.8
26.05. | 18 | 610.8
26.05. | 19 | 610.8
26.05. | 20 | 610.8
26.05. | 21 | 610.8
26.05. | 22 | 610.8
26.05. | 23 | 610.8
26.05. | 24 | 610.8
27.05. | 1 | 610.8
27.05. | 2 | 610.8
27.05. | 3 | 610.8
27.05. | 4 | 610.8
27.05. | 5 | 610.8
27.05. | 6 | 610.8
27.05. | 7 | 610.8
27.05. | 8 | 610.8
27.05. | 9 | 610.8
27.05. | 10 | 610.8
27.05. | 11 | 610.8
27.05. | 12 | 610.8
27.05. | 13 | 610.8
27.05. | 14 | 610.8
27.05. | 15 | 610.8
27.05. | 16 | 610.8
27.05. | 17 | 610.8
27.05. | 18 | 610.8
27.05. | 19 | 610.8
27.05. | 20 | 610.8
27.05. | 21 | 610.8
27.05. | 22 | 610.8
27.05. | 23 | 610.8
27.05. | 24 | 610.8
28.05. | 1 | 610.8
28.05. | 2 | 610.8
28.05. | 3 | 610.8
28.05. | 4 | 610.8
28.05. | 5 | 610.8
28.05. | 6 | 610.8
28.05. | 7 | 610.8
28.05. | 8 | 610.8
28.05. | 9 | 610.8
28.05. | 10 | 610.8
28.05. | 11 | 610.8
28.05. | 12 | 610.8
28.05. | 13 | 610.8
28.05. | 14 | 610.8
28.05. | 15 | 610.8
28.05. | 16 | 610.8
28.05. | 17 | 610.8
28.05. | 18 | 610.8
28.05. | 19 | 610.8
28.05. | 20 | 610.8
28.05. | 21 | 610.8
28.05. | 22 | 610.8
28.05. | 23 | 610.8
28.05. | 24 | 610.8
29.05. | 1 | 610.8
29.05. | 2 | 610.8
29.05. | 3 | 610.8
29.05. | 4 | 610.8
29.05. | 5 | 610.8
29.05. | 6 | 610.8
29.05. | 7 | 610.8
29.05. | 8 | 610.8
29.05. | 9 | 610.8
29.05. | 10 | 610.8
29.05. | 11 | 610.8
29.05. | 12 | 610.8
29.05. | 13 | 610.8
29.05. | 14 | 610.8
29.05. | 15 | 610.8
29.05. | 16 | 610.8
29.05. | 17 | 610.8
29.05. | 18 | 610.8
29.05. | 19 | 610.8
29.05. | 20 | 610.8
29.05. | 21 | 610.8
29.05. | 22 | 610.8
29.05. | 23 | 610.8
29.05. | 24 | 610.8
30.05. | 1 | 610.8
30.05. | 2 | 610.8
30.05. | 3 | 610.8
30.05. | 4 | 610.8
30.05. | 5 | 610.8
30.05. | 6 | 610.8
30.05. | 7 | 610.8
30.05. | 8 | 610.8
30.05. | 9 | 610.8
30.05. | 10 | 610.8
30.05. | 11 | 610.8
30.05. | 12 | 610.8
30.05. | 13 | 610.8
30.05. | 14 | 610.8
30.05. | 15 | 610.8
30.05. | 16 | 610.8
30.05. | 17 | 610.8
30.05. | 18 | 610.8
30.05. | 19 | 610.8
30.05. | 20 | 610.8
30.05. | 21 | 610.8
30.05. | 22 | 610.8
30.05. | 23 | 610.8
30.05. | 24 | 610.8
31.05. | 1 | 610.8
31.05. | 2 | 610.8
31.05. | 3 | 610.8
31.05. | 4 | 610.8
31.05. | 5 | 610.8
31.05. | 6 | 610.8
31.05. | 7 | 610.8
31.05. | 8 | 610.8
31.05. | 9 | 610.8
31.05. | 10 | 610.8
31.05. | 11 | 610.8
31.05. | 12 | 610.8
31.05. | 13 | 610.8
31.05. | 14 | 610.8
31.05. | 15 | 610.8
31.05. | 16 | 610.8
31.05. | 17 | 610.8
31.05. | 18 | 610.8
31.05. | 19 | 610.8
31.05. | 20 | 610.8
31.05. | 21 | 610.8
31.05. | 22 | 610.8
31.05. | 23 | 610.8
31.05. | 24 | 610.8
01.06. | 1 | 610.8
01.06. | 2 | 610.8
01.06. | 3 | 610.8
01.06. | 4 | 610.8
01.06. | 5 | 610.8
01.06. | 6 | 610.8
01.06. | 7 | 610.8
01.06. | 8 | 610.8
01.06. | 9 | 610.8
01.06. | 10 | 610.8
01.06. | 11 | 610.8
01.06. | 12 | 610.8
01.06. | 13 | 610.8
01.06. | 14 | 610.8
01.06. | 15 | 610.8
01.06. | 16 | 610.8
01.06. | 17 | 610.8
01.06. | 18 | 610.8
01.06. | 19 | 610.8
01.06. | 20 | 610.8
01.06. | 21 | 610.8
01.06. | 22 | 610.8
01.06. | 23 | 610.8
01.06. | 24 | 610.8
02.06. | 1 | 610.8
02.06. | 2 | 610.8
02.06. | 3 | 610.8
02.06. | 4 | 610.8
02.06. | 5 | 610.8
02.06. | 6 | 610.8
02.06. | 7 | 610.8
02.06. | 8 | 610.8
02.06. | 9 | 610.8
02.06. | 10 | 610.8
02.06. | 11 | 610.8
02.06. | 12 | 610.8
02.06. | 13 | 610.8
02.06. | 14 | 610.8
02.06. | 15 | 610.8
02.06. | 16 | 610.8
02.06. | 17 | 610.8
02.06. | 18 | 610.8
02.06. | 19 | 610.8
02.06. | 20 | 610.8
02.06. | 21 | 610.8
02.06. | 22 | 610.8
02.06. | 23 | 610.8
02.06. | 24 | 610.8
03.06. | 1 | 610.8
03.06. | 2 | 610.8
03.06. | 3 | 610.8
03.06. | 4 | 610.8
03.06. | 5 | 610.8
03.06. | 6 | 610.8
03.06. | 7 | 610.8
03.06. | 8 | 610.8
03.06. | 9 | 610.8
03.06. | 10 | 610.8
03.06. | 11 | 610.8
03.06. | 12 | 610.8
03.06. | 13 | 610.8
03.06. | 14 | 610.8
03.06. | 15 | 610.8
03.06. | 16 | 610.8
03.06. | 17 | 610.8
03.06. | 18 | 610.8
03.06. | 19 | 610.8
03.06. | 20 | 610.8
03.06. | 21 | 610.8
03.06. | 22 | 610.8
03.06. | 23 | 610.8
03.06. | 24 | 610.8
04.06. | 1 | 610.8
04.06. | 2 | 610.8
04.06. | 3 | 610.8
04.06. | 4 | 610.8
04.06. | 5 | 610.8
04.06. | 6 | 610.8
04.06. | 7 | 610.8
04.06. | 8 | 610.8
04.06. | 9 | 610.8
04.06. | 10 | 610.8
04.06. | 11 | 610.8
04.06. | 12 | 610.8
04.06. | 13 | 610.8
04.06. | 14 | 610.8
04.06. | 15 | 610.8
04.06. | 16 | 610.8
04.06. | 17 | 610.8
04.06. | 18 | 610.8
04.06. | 19 | 610.8
04.06. | 20 | 610.8
04.06. | 21 | 610.8
04.06. | 22 | 610.8
04.06. | 23 | 610.8
04.06. | 24 | 610.8
05.06. | 1 | 610.8
05.06. | 2 | 610.8
05.06. | 3 | 610.8
05.06. | 4 | 610.8
05.06. | 5 | 610.8
05.06. | 6 | 610.8
05.06. | 7 | 610.8
05.06. | 8 | 610.8
05.06. | 9 | 610.8
05.06. | 10 | 610.8
05.06. | 11 | 610.8
05.06. | 12 | 610.8
05.06. | 13 | 610.8
05.06. | 14 | 610.8
05.06. | 15 | 610.8
05.06. | 16 | 610.8
05.06. | 17 | 610.8
05.06. | 18 | 610.8
05.06. | 19 | 610.8
05.06. | 20 | 610.8
05.06. | 21 | 610.8
05.06. | 22 | 610.8
05.06. | 23 | 610.8
05.06. | 24 | 610.8
06.06. | 1 | 610.8
06.06. | 2 | 610.8
06.06. | 3 | 610.8
06.06. | 4 | 610.8
06.06. | 5 | 610.8
06.06. | 6 | 610.8
06.06. | 7 | 610.8
06.06. | 8 | 610.8
06.06. | 9 | 610.8
06.06. | 10 | 610.8
06.06. | 11 | 610.8
06.06. | 12 | 610.8
06.06. | 13 | 610.8
06.06. | 14 | 610.8
06.06. | 15 | 610.8
06.06. | 16 | 610.8
06.06. | 17 | 610.8
06.06. | 18 | 610.8
06.06. | 19 | 610.8
06.06. | 20 | 610.8
06.06. | 21 | 610.8
06.06. | 22 | 610.8
06.06. | 23 | 610.8
06.06. | 24 | 610.8
07.06. | 1 | 610.8
07.06. | 2 | 610.8
07.06. | 3 | 610.8
07.06. | 4 | 610.8
07.06. | 5 | 610.8
07.06. | 6 | 610.8
07.06. | 7 | 610.8
07.06. | 8 | 610.8
07.06. | 9 | 610.8
07.06. | 10 | 610.8
07.06. | 11 | 610.8
07.06. | 12 | 610.8
07.06. | 13 | 610.8
07.06. | 14 | 610.8
07.06. | 15 | 610.8
07.06. | 16 | 610.8
07.06. | 17 | 610.8
07.06. | 18 | 610.8
07.06. | 19 | 610.8
07.06. | 20 | 610.8
07.06. | 21 | 610.8
07.06. | 22 | 610.8
07.06. | 23 | 610.8
07.06. | 24 | 610.8
08.06. | 1 | 610.8
08.06. | 2 | 610.8
08.06. | 3 | 610.8
08.06. | 4 | 610.8
08.06. | 5 | 610.8
08.06. | 6 | 610.8
08.06. | 7 | 610.8
08.06. | 8 | 610.8
08.06. | 9 | 610.8
08.06. | 10 | 610.8
08.06. | 11 | 610.8
08.06. | 12 | 610.8
08.06. | 13 | 610.8
08.06. | 14 | 610.8
08.06. | 15 | 610.8
08.06. | 16 | 610.8
08.06. | 17 | 610.8
08.06. | 18 | 610.8
08.06. | 19 | 610.8
08.06. | 20 | 610.8
08.06. | 21 | 610.8
08.06. | 22 | 610.8
08.06. | 23 | 610.8
08.06. | 24 | 610.8
09.06. | 1 | 610.8
09.06. | 2 | 610.8
09.06. | 3 | 610.8
09.06. | 4 | 610.8
09.06. | 5 | 610.8
09.06. | 6 | 610.8
09.06. | 7 | 610.8
09.06. | 8 | 610.8
09.06. | 9 | 610.8
09.06. | 10 | 610.8
09.06. | 11 | 610.8
09.06. | 12 | 610.8
09.06. | 13 | 610.8
09.06. | 14 | 610.8
09.06. | 15 | 610.8
09.06. | 16 | 610.8
09.06. | 17 | 610.8
09.06. | 18 | 610.8
09.06. | 19 | 610.8
09.06. | 20 | 610.8
09.06. | 21 | 610.8
09.06. | 22 | 610.8
09.06. | 23 | 610.8
09.06. | 24 | 610.8
10.06. | 1 | 610.8
10.06. | 2 | 610.8
10.06. | 3 | 610.8
10.06. | 4 | 610.8
10.06. | 5 | 610.8
10.06. | 6 | 610.8
10.06. | 7 | 610.8
10.06. | 8 | 610.8
10.06. | 9 | 610.8
10.06. | 10 | 610.8
10.06. | 11 | 610.8
10.06. | 12 | 610.8
10.06. | 13 | 610.8
10.06. | 14 | 610.8
10.06. | 15 | 610.8
10.06. | 16 | 610.8
10.06. | 17 | 610.8
10.06. | 18 | 610.8
10.06. | 19 | 610.8
10.06. | 20 | 610.8
10.06. | 21 | 610.8
10.06. | 22 | 610.8
10.06. | 23 | 610.8
10.06. | 24 | 610.8
11.06. | 1 | 610.8
11.06. | 2 | 610.8
11.06. | 3 | 610.8
11.06. | 4 | 610.8
11.06. | 5 | 610.8
11.06. | 6 | 610.8
11.06. | 7 | 610.8
11.06. | 8 | 610.8
11.06. | 9 | 610.8
11.06. | 10 | 610.8
11.06. | 11 | 610.8
11.06. | 12 | 610.8
11.06. | 13 | 610.8
11.06. | 14 | 610.8
11.06. | 15 | 610.8
11.06. | 16 | 610.8
11.06. | 17 | 610.8
11.06. | 18 | 610.8
11.06. | 19 | 610.8
11.06. | 20 | 610.8
11.06. | 21 | 610.8
11.06. | 22 | 610.8
11.06. | 23 | 610.8
11.06. | 24 | 610.8
12.06. | 1 | 610.8
12.06. | 2 | 610.8
12.06. | 3 | 610.8
12.06. | 4 | 610.8
12.06. | 5 | 610.8
12.06. | 6 | 610.8
12.06. | 7 | 610.8
12.06. | 8 | 610.8
12.06. | 9 | 610.8
12.06. | 10 | 610.8
12.06. | 11 | 610.8
12.06. | 12 | 610.8
12.06. | 13 | 610.8
12.06. | 14 | 610.8
12.06. | 15 | 610.8
12.06. | 16 | 610.8
12.06. | 17 | 610.8
12.06. | 18 | 610.8
12.06. | 19 | 610.8
12.06. | 20 | 610.8
12.06. | 21 | 610.8
12.06. | 22 | 610.8
12.06. | 23 | 610.8
12.06. | 24 | 610.8
13.06. | 1 | 610.8
13.06. | 2 | 610.8
13.06. | 3 | 610.8
13.06. | 4 | 610.8
13.06. | 5 | 610.8
13.06. | 6 | 610.8
13.06. | 7 | 610.8
13.06. | 8 | 610.8
13.06. | 9 | 610.8
13.06. | 10 | 610.8
13.06. | 11 | 610.8
13.06. | 12 | 610.8
13.06. | 13 | 610.8
13.06. | 14 | 610.8
13.06. | 15 | 610.8
13.06. | 16 | 610.8
13.06. | 17 | 610.8
13.06. | 18 | 610.8
13.06. | 19 | 610.8
13.06. | 20 | 610.8
13.06. | 21 | 610.8
13.06. | 22 | 610.8
13.06. | 23 | 610.8
13.06. | 24 | 610.8
14.06. | 1 | 610.8
14.06. | 2 | 610.8
14.06. | 3 | 610.8
14.06. | 4 | 610.8
14.06. | 5 | 610.8
14.06. | 6 | 610.8
14.06. | 7 | 610.8
14.06. | 8 | 610.8
14.06. | 9 | 610.8
14.06. | 10 | 610.8
14.06. | 11 | 610.8
14.06. | 12 | 610.8
14.06. | 13 | 610.8
14.06. | 14 | 610.8
14.06. | 15 | 610.8
14.06. | 16 | 610.8
14.06. | 17 | 610.8
14.06. | 18 | 610.8
14.06. | 19 | 610.8
14.06. | 20 | 610.8
14.06. | 21 | 610.8
14.06. | 22 | 610.8
14.06. | 23 | 610.8
14.06. | 24 | 610.8
15.06. | 1 | 610.8
15.06. | 2 | 610.8
15.06. | 3 | 610.8
15.06. | 4 | 610.8
15.06. | 5 | 610.8
15.06. | 6 | 610.8
15.06. | 7 | 610.8
15.06. | 8 | 610.8
15.06. | 9 | 610.8
15.06. | 10 | 610.8
15.06. | 11 | 610.8
15.06. | 12 | 610.8
15.06. | 13 | 610.8
15.06. | 14 | 610.8
15.06. | 15 | 610.8
15.06. | 16 | 610.8
15.06. | 17 | 610.8
15.06. | 18 | 610.8
15.06. | 19 | 610.8
15.06. | 20 | 610.8
15.06. | 21 | 610.8
15.06. | 22 | 610.8
15.06. | 23 | 610.8
15.06. | 24 | 610.8
16.06. | 1 | 610.8
16.06. | 2 | 610.8
16.06. | 3 | 610.8
16.06. | 4 | 610.8
16.06. | 5 | 610.8
16.06. | 6 | 610.8
16.06. | 7 | 610.8
16.06. | 8 | 610.8
16.06. | 9 | 610.8
16.06. | 10 | 610.8
16.06. | 11 | 610.8
16.06. | 12 | 610.8
16.06. | 13 | 610.8
16.06. | 14 | 610.8
16.06. | 15 | 610.8
16.06. | 16 | 610.8
16.06. | 17 | 610.8
16.06. | 18 | 610.8
16.06. | 19 | 610.8
16.06. | 20 | 610.8
16.06. | 21 | 610.8
16.06. | 22 | 610.8
16.06. | 23 | 610.8
16.06. | 24 | 610.8
17.06. | 1 | 610.8
17.06. | 2 | 610.8
17.06. | 3 | 610.8
17.06. | 4 | 610.8
17.06. | 5 | 610.8
17.06. | 6 | 610.8
17.06. | 7 | 610.8
17.06. | 8 | 610.8
17.06. | 9 | 610.8
17.06. | 10 | 610.8
17.06. | 11 | 610.8
17.06. | 12 | 610.8
17.06. | 13 | 610.8
17.06. | 14 | 610.8
17.06. | 15 | 610.8
17.06. | 16 | 610.8
17.06. | 17 | 610.8
17.06. | 18 | 610.8
17.06. | 19 | 610.8
17.06. | 20 | 610.8
17.06. | 21 | 610.8
17.06. | 22 | 610.8
17.06. | 23 | 610.8
17.06. | 24 | 610.8
18.06. | 1 | 610.8
18.06. | 2 | 610.8
18.06. | 3 | 610.8
18.06. | 4 | 610.8
18.06. | 5 | 610.8
18.06. | 6 | 610.8
18.06. | 7 | 610.8
18.06. | 8 | 610.8
18.06. | 9 | 610.8
18.06. | 10 | 610.8
18.06. | 11 | 610.8
18.06. | 12 | 610.8
18.06. | 13 | 610.8
18.06. | 14 | 610.8
18.06. | 15 | 610.8
18.06. | 16 | 610.8
18.06. | 17 | 610.8
18.06. | 18 | 610.8
18.06. | 19 | 610.8
18.06. | 20 | 610.8
18.06. | 21 | 610.8
18.06. | 22 | 610.8
18.06. | 23 | 610.8
18.06. | 24 | 610.8
19.06. | 1 | 610.8
19.06. | 2 | 610.8
19.06. | 3 | 610.8
19.06. | 4 | 610.8
19.06. | 5 | 610.8
19.06. | 6 | 610.8
19.06. | 7 | 610.8
19.06. | 8 | 610.8
19.06. | 9 | 610.8
19.06. | 10 | 610.8
19.06. | 11 | 610.8
19.06. | 12 | 610.8
19.06. | 13 | 610.8
19.06. | 14 | 610.8
19.06. | 15 | 610.8
19.06. | 16 | 610.8
19.06. | 17 | 610.8
19.06. | 18 | 610.8
19.06. | 19 | 610.8
19.06. | 20 | 610.8
19.06. | 21 | 610.8
19.06. | 22 | 610.8
19.06. | 23 | 610.8
19.06. | 24 | 610.8
20.06. | 1 | 610.8
20.06. | 2 | 610.8
20.06. | 3 | 610.8
20.06. | 4 | 610.8
20.06. | 5 | 610.8
20.06. | 6 | 610.8
20.06. | 7 | 610.8
20.06. | 8 | 610.8
20.06. | 9 | 610.8
20.06. | 10 | 610.8
20.06. | 11 | 610.8
20.06. | 12 | 610.8
20.06. | 13 | 610.8
20.06. | 14 | 610.8
20.06. | 15 | 610.8
20.06. | 16 | 610.8
20.06. | 17 | 610.8
20.06. | 18 | 610.8
20.06. | 19 | 610.8
20.06. | 20 | 610.8
20.06. | 21 | 610.8
20.06. | 22 | 610.8
20.06. | 23 | 610.8
20.06. | 24 | 610.8
21.06. | 1 | 610.8
21.06. | 2 | 610.8
21.06. | 3 | 610.8
21.06. | 4 | 610.8
21.06. | 5 | 610.8
21.06. | 6 | 610.8
21.06. | 7 | 610.8
21.06. | 8 | 610.8
21.06. | 9 | 610.8
21.06. | 10 | 610.8
21.06. | 11 | 610.8
21.06. | 12 | 610.8
21.06. | 13 | 610.8
21.06. | 14 | 610.8
21.06. | 15 | 610.8
21.06. | 16 | 610.8
21.06. | 17 | 610.8
21.06. | 18 | 610.8
21.06. | 19 | 610.8
21.06. | 20 | 610.8
21.06. | 21 | 610.8
21.06. | 22 | 610.8
21.06. | 23 | 610.8
21.06. | 24 | 610.8
22.06. | 1 | 610.8
22.06. | 2 | 610.8
22.06. | 3 | 610.8
22.06. | 4 | 610.8
22.06. | 5 | 610.8
22.06. | 6 | 610.8
22.06. | 7 | 610.8
22.06. | 8 | 610.8
22.06. | 9 | 610.8
22.06. | 10 | 610.8
22.06. | 11 | 610.8
22.06. | 12 | 610.8
22.06. | 13 | 610.8
22.06. | 14 | 610.8
22.06. | 15 | 610.8
22.06. | 16 | 610.8
22.06. | 17 | 610.8
22.06. | 18 | 610.8
22.06. | 19 | 610.8
22.06. | 20 | 610.8
22.06. | 21 | 610.8
22.06. | 22 | 610.8
22.06. | 23 | 610.8
22.06. | 24 | 610.8
23.06. | 1 | 610.8
23.06. | 2 | 610.8
23.06. | 3 | 610.8
23.06. | 4 | 610.8
23.06. | 5 | 610.8
23.06. | 6 | 610.8
23.06. | 7 | 610.8
23.06. | 8 | 610.8
23.06. | 9 | 610.8
23.06. | 10 | 610.8
23.06. | 11 | 610.8
23.06. | 12 | 610.8
23.06. | 13 | 610.8
23.06. | 14 | 610.8
23.06. | 15 | 610.8
23.06. | 16 | 610.8
23.06. | 17 | 610.8
23.06. | 18 | 610.8
23.06. | 19 | 610.8
23.06. | 20 | 610.8
23.06. | 21 | 610.8
23.06. | 22 | 610.8
23.06. | 23 | 610.8
23.06. | 24 | 610.8
24.06. | 1 | 610.8
24.06. | 2 | 610.8
24.06. | 3 | 610.8
24.06. | 4 | 610.8
24.06. | 5 | 610.8
24.06. | 6 | 610.8
24.06. | 7 | 610.8
24.06. | 8 | 610.8
24.06. | 9 | 610.8
24.06. | 10 | 610.8
24.06. | 11 | 610.8
24.06. | 12 | 610.8
24.06. | 13 | 610.8
24.06. | 14 | 610.8
24.06. | 15 | 610.8
24.06. | 16 | 610.8
24.06. | 17 | 610.8
24.06. | 18 | 610.8
24.06. | 19 | 610.8
24.06. | 20 | 610.8
24.06. | 21 | 610.8
24.06. | 22 | 610.8
24.06. | 23 | 610.8
24.06. | 24 | 610.8
25.06. | 1 | 610.8
25.06. | 2 | 610.8
25.06. | 3 | 610.8
25.06. | 4 | 610.8
25.06. | 5 | 610.8
25.06. | 6 | 610.8
25.06. | 7 | 610.8
25.06. | 8 | 610.8
25.06. | 9 | 610.8
25.06. | 10 | 610.8
25.06. | 11 | 610.8
25.06. | 12 | 610.8
25.06. | 13 | 610.8
25.06. | 14 | 610.8
25.06. | 15 | 610.8
25.06. | 16 | 610.8
25.06. | 17 | 610.8
25.06. | 18 | 610.8
25.06. | 19 | 610.8
25.06. | 20 | 610.8
25.06. | 21 | 610.8
25.06. | 22 | 610.8
25.06. | 23 | 610.8
25.06. | 24 | 610.8
26.06. | 1 | 610.8
26.06. | 2 | 610.8
26.06. | 3 | 610.8
26.06. | 4 | 610.8
26.06. | 5 | 610.8
26.06. | 6 | 610.8
26.06. | 7 | 610.8
26.06. | 8 | 610.8
26.06. | 9 | 610.8
26.06. | 10 | 610.8
26.06. | 11 | 610.8
26.06. | 12 | 610.8
26.06. | 13 | 610.8
26.06. | 14 | 610.8
26.06. | 15 | 610.8
26.06. | 16 | 610.8
26.06. | 17 | 610.8
26.06. | 18 | 610.8
26.06. | 19 | 610.8
26.06. | 20 | 610.8
26.06. | 21 | 610.8
26.06. | 22 | 610.8
26.06. | 23 | 610.8
26.06. | 24 | 610.8
27.06. | 1 | 610.8
27.06. | 2 | 610.8
27.06. | 3 | 610.8
27.06. | 4 | 610.8
27.06. | 5 | 610.8
27.06. | 6 | 610.8
27.06. | 7 | 610.8
27.06. | 8 | 610.8
27.06. | 9 | 610.8
27.06. | 10 | 610.8
27.06. | 11 | 610.8
27.06. | 12 | 610.8
27.06. | 13 | 610.8
27.06. | 14 | 610.8
27.06. | 15 | 610.8
27.06. | 16 | 610.8
27.06. | 17 | 610.8
27.06. | 18 | 610.8
27.06. | 19 | 610.8
27.06. | 20 | 610.8
27.06. | 21 | 610.8
27.06. | 22 | 610.8
27.06. | 23 | 610.8
27.06. | 24 | 610.8
28.06. | 1 | 610.8
28.06. | 2 | 610.8
28.06. | 3 | 610.8
28.06. | 4 | 610.8
28.06. | 5 | 610.8
28.06. | 6 | 610.8
28.06. | 7 | 610.8
28.06. | 8 | 610.8
28.06. | 9 | 610.8
28.06. | 10 | 610.8
28.06. | 11 | 610.8
28.06. | 12 | 610.8
28.06. | 13 | 610.8
28.06. | 14 | 610.8
28.06. | 15 | 610.8
28.06. | 16 | 610.8
28.06. | 17 | 610.8
28.06. | 18 | 610.8
28.06. | 19 | 610.8
28.06. | 20 | 610.8
28.06. | 21 | 610.8
28.06. | 22 | 610.8
28.06. | 23 | 610.8
28.06. | 24 | 610.8
29.06. | 1 | 610.8
29.06. | 2 | 610.8
29.06. | 3 | 610.8
29.06. | 4 | 610.8
29.06. | 5 | 610.8
29.06. | 6 | 610.8
29.06. | 7 | 610.8
29.06. | 8 | 610.8
29.06. | 9 | 610.8
29.06. | 10 | 610.8
29.06. | 11 | 610.8
29.06. | 12 | 610.8
29.06. | 13 | 610.8
29.06. | 14 | 610.8
29.06. | 15 | 610.8
29.06. | 16 | 610.8
29.06. | 17 | 610.8
29.06. | 18 | 610.8
29.06. | 19 | 610.8
29.06. | 20 | 610.8
29.06. | 21 | 610.8
29.06. | 22 | 610.8
29.06. | 23 | 610.8
29.06. | 24 | 610.8
30.06. | 1 | 610.8
30.06. | 2 | 610.8
30.06. | 3 | 610.8
30.06. | 4 | 610.8
30.06. | 5 | 610.8
30.06. | 6 | 610.8
30.06. | 7 | 610.8
30.06. | 8 | 610.8
30.06. | 9 | 610.8
30.06. | 10 | 610.8
30.06. | 11 | 610.8
30.06. | 12 | 610.8
30.06. | 13 | 610.8
30.06. | 14 | 610.8
30.06. | 15 | 610.8
30.06. | 16 | 610.8
30.06. | 17 | 610.8
30.06. | 18 | 610.8
30.06. | 19 | 610.8
30.06. | 20 | 610.8
30.06. | 21 | 610.8
30.06. | 22 | 610.8
30.06. | 23 | 610.8
30.06. | 24 | 610.8
01.07. | 1 | 610.8
01.07. | 2 | 610.8
01.07. | 3 | 610.8
01.07. | 4 | 610.8
01.07. | 5 | 610.8
01.07. | 6 | 610.8
01.07. | 7 | 610.8
01.07. | 8 | 610.8
01.07. | 9 | 610.8
01.07. | 10 | 610.8
01.07. | 11 | 610.8
01.07. | 12 | 610.8
01.07. | 13 | 610.8
01.07. | 14 | 610.8
01.07. | 15 | 610.8
01.07. | 16 | 610.8
01.07. | 17 | 610.8
01.07. | 18 | 610.8
01.07. | 19 | 610.8
01.07. | 20 | 610.8
01.07. | 21 | 610.8
01.07. | 22 | 610.8
01.07. | 23 | 610.8
01.07. | 24 | 610.8
02.07. | 1 | 610.8
02.07. | 2 | 610.8
02.07. | 3 | 610.8
02.07. | 4 | 610.8
02.07. | 5 | 610.8
02.07. | 6 | 610.8
02.07. | 7 | 610.8
02.07. | 8 | 610.8
02.07. | 9 | 610.8
02.07. | 10 | 610.8
02.07. | 11 | 610.8
02.07. | 12 | 610.8
02.07. | 13 | 610.8
02.07. | 14 | 610.8
02.07. | 15 | 610.8
02.07. | 16 | 610.8
02.07. | 17 | 610.8
02.07. | 18 | 610.8
02.07. | 19 | 610.8
02.07. | 20 | 610.8
02.07. | 21 | 610.8
02.07. | 22 | 610.8
02.07. | 23 | 610.8
02.07. | 24 | 610.8
03.07. | 1 | 610.8
03.07. | 2 | 610.8
03.07. | 3 | 610.8
03.07. | 4 | 610.8
03.07. | 5 | 610.8
03.07. | 6 | 610.8
03.07. | 7 | 610.8
03.07. | 8 | 610.8
03.07. | 9 | 610.8
03.07. | 10 | 610.8
03.07. | 11 | 610.8
03.07. | 12 | 610.8
03.07. | 13 | 610.8
03.07. | 14 | 610.8
03.07. | 15 | 610.8
03.07. | 16 | 610.8
03.07. | 17 | 610.8
03.07. | 18 | 610.8
03.07. | 19 | 610.8
03.07. | 20 | 610.8
03.07. | 21 | 610.8
03.07. | 22 | 610.8
03.07. | 23 | 610.8
03.07. | 24 | 610.8
04.07. | 1 | 610.8
04.07. | 2 | 610.8
04.07. | 3 | 610.8
04.07. | 4 | 610.8
04.07. | 5 | 610.8
04.07. | 6 | 610.8
04.07. | 7 | 610.8
04.07. | 8 | 610.8
04.07. | 9 | 610.8
04.07. | 10 | 610.8
04.07. | 11 | 610.8
04.07. | 12 | 610.8
04.07. | 13 | 610.8
04.07. | 14 | 610.8
04.07. | 15 | 610.8
04.07. | 16 | 610.8
04.07. | 17 | 610.8
04.07. | 18 | 610.8
04.07. | 19 | 610.8
04.07. | 20 | 610.8
04.07. | 21 | 610.8
04.07. | 22 | 610.8
04.07. | 23 | 610.8
04.07. | 24 | 610.8
05.07. | 1 | 610.8
05.07. | 2 | 610.8
05.07. | 3 | 610.8
05.07. | 4 | 610.8
05.07. | 5 | 610.8
05.07. | 6 | 610.8
05.07. | 7 | 610.8
05.07. | 8 | 610.8
05.07. | 9 | 610.8
05.07. | 10 | 610.8
05.07. | 11 | 610.8
05.07. | 12 | 610.8
05.07. | 13 | 610.8
05.07. | 14 | 610.8
05.07. | 15 | 610.8
05.07. | 16 | 610.8
05.07. | 17 | 610.8
05.07. | 18 | 610.8
05.07. | 19 | 610.8
05.07. | 20 | 610.8
05.07. | 21 | 610.8
05.07. | 22 | 610.8
05.07. | 23 | 610.8
05.07. | 24 | 610.8
06.07. | 1 | 610.8
06.07. | 2 | 610.8
06.07. | 3 | 610.8
06.07. | 4 | 610.8
06.07. | 5 | 610.8
06.07. | 6 | 610.8
06.07. | 7 | 610.8
06.07. | 8 | 610.8
06.07. | 9 | 610.8
06.07. | 10 | 610.8
06.07. | 11 | 610.8
06.07. | 12 | 610.8
06.07. | 13 | 610.8
06.07. | 14 | 610.8
06.07. | 15 | 610.8
06.07. | 16 | 610.8
06.07. | 17 | 610.8
06.07. | 18 | 610.8
06.07. | 19 | 610.8
06.07. | 20 | 610.8
06.07. | 21 | 610.8
06.07. | 22 | 610.8
06.07. | 23 | 610.8
06.07. | 24 | 610.8
07.07. | 1 | 610.8
07.07. | 2 | 610.8
07.07. | 3 | 610.8
07.07. | 4 | 610.8
07.07. | 5 | 610.8
07.07. | 6 | 610.8
07.07. | 7 | 610.8
07.07. | 8 | 610.8
07.07. | 9 | 610.8
07.07. | 10 | 610.8
07.07. | 11 | 610.8
07.07. | 12 | 610.8
07.07. | 13 | 610.8
07.07. | 14 | 610.8
07.07. | 15 | 610.8
07.07. | 16 | 610.8
07.07. | 17 | 610.8
07.07. | 18 | 610.8
07.07. | 19 | 610.8
07.07. | 20 | 610.8
07.07. | 21 | 610.8
07.07. | 22 | 610.8
07.07. | 23 | 610.8
07.07. | 24 | 610.8
08.07. | 1 | 610.8
08.07. | 2 | 610.8
08.07. | 3 | 610.8
08.07. | 4 | 610.8
08.07. | 5 | 610.8
08.07. | 6 | 610.8
08.07. | 7 | 610.8
08.07. | 8 | 610.8
08.07. | 9 | 610.8
08.07. | 10 | 610.8
08.07. | 11 | 610.8
08.07. | 12 | 610.8
08.07. | 13 | 610.8
08.07. | 14 | 610.8
08.07. | 15 | 610.8
08.07. | 16 | 610.8
08.07. | 17 | 610.8
08.07. | 18 | 610.8
08.07. | 19 | 610.8
08.07. | 20 | 610.8
08.07. | 21 | 610.8
08.07. | 22 | 610.8
08.07. | 23 | 610.8
08.07. | 24 | 610.8
09.07. | 1 | 610.8
09.07. | 2 | 610.8
09.07. | 3 | 610.8
09.07. | 4 | 610.8
09.07. | 5 | 610.8
09.07. | 6 | 610.8
09.07. | 7 | 610.8
09.07. | 8 | 610.8
09.07. | 9 | 610.8
09.07. | 10 | 610.8
09.07. | 11 | 610.8
09.07. | 12 | 610.8
09.07. | 13 | 610.8
09.07. | 14 | 610.8
09.07. | 15 | 610.8
09.07. | 16 | 610.8
09.07. | 17 | 610.8
09.07. | 18 | 610.8
09.07. | 19 | 610.8
09.07. | 20 | 610.8
09.07. | 21 | 610.8
09.07. | 22 | 610.8
09.07. | 23 | 610.8
09.07. | 24 | 610.8
10.07. | 1 | 610.8
10.07. | 2 | 610.8
10.07. | 3 | 610.8
10.07. | 4 | 610.8
10.07. | 5 | 610.8
10.07. | 6 | 610.8
10.07. | 7 | 610.8
10.07. | 8 | 610.8
10.07. | 9 | 610.8
10.07. | 10 | 610.8
10.07. | 11 | 610.8
10.07. | 12 | 610.8
10.07. | 13 | 610.8
10.07. | 14 | 610.8
10.07. | 15 | 610.8
10.07. | 16 | 610.8
10.07. | 17 | 610.8
10.07. | 18 | 610.8
10.07. | 19 | 610.8
10.07. | 20 | 610.8
10.07. | 21 | 610.8
10.07. | 22 | 610.8
10.07. | 23 | 610.8
10.07. | 24 | 610.8
11.07. | 1 | 610.8
11.07. | 2 | 610.8
11.07. | 3 | 610.8
11.07. | 4 | 610.8
11.07. | 5 | 610.8
11.07. | 6 | 610.8
11.07. | 7 | 610.8
11.07. | 8 | 610.8
11.07. | 9 | 610.8
11.07. | 10 | 610.8
11.07. | 11 | 610.8
11.07. | 12 | 610.8
11.07. | 13 | 610.8
11.07. | 14 | 610.8
11.07. | 15 | 610.8
11.07. | 16 | 610.8
11.07. | 17 | 610.8
11.07. | 18 | 610.8
11.07. | 19 | 610.8
11.07. | 20 | 610.8
11.07. | 21 | 610.8
11.07. | 22 | 610.8
11.07. | 23 | 610.8
11.07. | 24 | 610.8
12.07. | 1 | 610.8
12.07. | 2 | 610.8
12.07. | 3 | 610.8
12.07. | 4 | 610.8
12.07. | 5 | 610.8
12.07. | 6 | 610.8
12.07. | 7 | 610.8
12.07. | 8 | 610.8
12.07. | 9 | 610.8
12.07. | 10 | 610.8
12.07. | 11 | 610.8
12.07. | 12 | 610.8
12.07. | 13 | 610.8
12.07. | 14 | 610.8
12.07. | 15 | 610.8
12.07. | 16 | 610.8
12.07. | 17 | 610.8
12.07. | 18 | 610.8
12.07. | 19 | 610.8
12.07. | 20 | 610.8
12.07. | 21 | 610.8
12.07. | 22 | 610.8
12.07. | 23 | 610.8
12.07. | 24 | 610.8
13.07. | 1 | 610.8
13.07. | 2 | 610.8
13.07. | 3 | 610.8
13.07. | 4 | 610.8
13.07. | 5 | 610.8
13.07. | 6 | 610.8
13.07. | 7 | 610.8
13.07. | 8 | 610.8
13.07. | 9 | 610.8
13.07. | 10 | 610.8
13.07. | 11 | 610.8
13.07. | 12 | 610.8
13.07. | 13 | 610.8
13.07. | 14 | 610.8
13.07. | 15 | 610.8
13.07. | 16 | 610.8
13.07. | 17 | 610.8
13.07. | 18 | 610.8
13.07. | 19 | 610.8
13.07. | 20 | 610.8
13.07. | 21 | 610.8
13.07. | 22 | 610.8
13.07. | 23 | 610.8
13.07. | 24 | 610.8
14.07. | 1 | 610.8
14.07. | 2 | 610.8
14.07. | 3 | 610.8
14.07. | 4 | 610.8
14.07. | 5 | 610.8
14.07. | 6 | 610.8
14.07. | 7 | 610.8
14.07. | 8 | 610.8
14.07. | 9 | 610.8
14.07. | 10 | 610.8
14.07. | 11 | 610.8
14.07. | 12 | 610.8
14.07. | 13 | 610.8
14.07. | 14 | 610.8
14.07. | 15 | 610.8
14.07. | 16 | 610.8
14.07. | 17 | 610.8
14.07. | 18 | 610.8
14.07. | 19 | 610.8
14.07. | 20 | 610.8
14.07. | 21 | 610.8
14.07. | 22 | 610.8
14.07. | 23 | 610.8
14.07. | 24 | 610.8
15.07. | 1 | 610.8
15.07. | 2 | 610.8
15.07. | 3 | 610.8
15.07. | 4 | 610.8
15.07. | 5 | 610.8
15.07. | 6 | 610.8
15.07. | 7 | 610.8
15.07. | 8 | 610.8
15.07. | 9 | 610.8
15.07. | 10 | 610.8
15.07. | 11 | 610.8
15.07. | 12 | 610.8
15.07. | 13 | 610.8
15.07. | 14 | 610.8
15.07. | 15 | 610.8
15.07. | 16 | 610.8
15.07. | 17 | 610.8
15.07. | 18 | 610.8
15.07. | 19 | 610.8
15.07. | 20 | 610.8
15.07. | 21 | 610.8
15.07. | 22 | 610.8
15.07. | 23 | 610.8
15.07. | 24 | 610.8
16.07. | 1 | 610.8
16.07. | 2 | 610.8
16.07. | 3 | 610.8
16.07. | 4 | 610.8
16.07. | 5 | 610.8
16.07. | 6 | 610.8
16.07. | 7 | 610.8
16.07. | 8 | 610.8
16.07. | 9 | 610.8
16.07. | 10 | 610.8
16.07. | 11 | 610.8
16.07. | 12 | 610.8
16.07. | 13 | 610.8
16.07. | 14 | 610.8
16.07. | 15 | 610.8
16.07. | 16 | 610.8
16.07. | 17 | 610.8
16.07. | 18 | 610.8
16.07. | 19 | 610.8
16.07. | 20 | 610.8
16.07. | 21 | 610.8
16.07. | 22 | 610.8
16.07. | 23 | 610.8
16.07. | 24 | 610.8
17.07. | 1 | 610.8
17.07. | 2 | 610.8
17.07. | 3 | 610.8
17.07. | 4 | 610.8
17.07. | 5 | 610.8
17.07. | 6 | 610.8
17.07. | 7 | 610.8
17.07. | 8 | 610.8
17.07. | 9 | 610.8
17.07. | 10 | 610.8
17.07. | 11 | 610.8
17.07. | 12 | 610.8
17.07. | 13 | 610.8
17.07. | 14 | 610.8
17.07. | 15 | 610.8
17.07. | 16 | 610.8
17.07. | 17 | 610.8
17.07. | 18 | 610.8
17.07. | 19 | 610.8
17.07. | 20 | 610.8
17.07. | 21 | 610.8
17.07. | 22 | 610.8
17.07. | 23 | 610.8
17.07. | 24 | 610.8
18.07. | 1 | 610.8
18.07. | 2 | 610.8
18.07. | 3 | 610.8
18.07. | 4 | 610.8
18.07. | 5 | 610.8
18.07. | 6 | 610.8
18.07. | 7 | 610.8
18.07. | 8 | 610.8
18.07. | 9 | 610.8
18.07. | 10 | 610.8
18.07. | 11 | 610.8
18.07. | 12 | 610.8
18.07. | 13 | 610.8
18.07. | 14 | 610.8
18.07. | 15 | 610.8
18.07. | 16 | 610.8
18.07. | 17 | 610.8
18.07. | 18 | 610.8
18.07. | 19 | 610.8
18.07. | 20 | 610.8
18.07. | 21 | 610.8
18.07. | 22 | 610.8
18.07. | 23 | 610.8
18.07. | 24 | 610.8
19.07. | 1 | 610.8
19.07. | 2 | 610.8
19.07. | 3 | 610.8
19.07. | 4 | 610.8
19.07. | 5 | 610.8
19.07. | 6 | 610.8
19.07. | 7 | 610.8
19.07. | 8 | 610.8
19.07. | 9 | 610.8
19.07. | 10 | 610.8
19.07. | 11 | 610.8
19.07. | 12 | 610.8
19.07. | 13 | 610.8
19.07. | 14 | 610.8
19.07. | 15 | 610.8
19.07. | 16 | 610.8
19.07. | 17 | 610.8
19.07. | 18 | 610.8
19.07. | 19 | 610.8
19.07. | 20 | 610.8
19.07. | 21 | 610.8
19.07. | 22 | 610.8
19.07. | 23 | 610.8
19.07. | 24 | 610.8
20.07. | 1 | 610.8
20.07. | 2 | 610.8
20.07. | 3 | 610.8
20.07. | 4 | 610.8
20.07. | 5 | 610.8
20.07. | 6 | 610.8
20.07. | 7 | 610.8
20.07. | 8 | 610.8
20.07. | 9 | 610.8
20.07. | 10 | 610.8
20.07. | 11 | 610.8
20.07. | 12 | 610.8
20.07. | 13 | 610.8
20.07. | 14 | 610.8
20.07. | 15 | 610.8
20.07. | 16 | 610.8
20.07. | 17 | 610.8
20.07. | 18 | 610.8
20.07. | 19 | 610.8
20.07. | 20 | 610.8
20.07. | 21 | 610.8
20.07. | 22 | 610.8
20.07. | 23 | 610.8
20.07. | 24 | 610.8
21.07. | 1 | 610.8
21.07. | 2 | 610.8
21.07. | 3 | 610.8
21.07. | 4 | 610.8
21.07. | 5 | 610.8
21.07. | 6 | 610.8
21.07. | 7 | 610.8
21.07. | 8 | 610.8
21.07. | 9 | 610.8
21.07. | 10 | 610.8
21.07. | 11 | 610.8
21.07. | 12 | 610.8
21.07. | 13 | 610.8
21.07. | 14 | 610.8
21.07. | 15 | 610.8
21.07. | 16 | 610.8
21.07. | 17 | 610.8
21.07. | 18 | 610.8
21.07. | 19 | 610.8
21.07. | 20 | 610.8
21.07. | 21 | 610.8
21.07. | 22 | 610.8
21.07. | 23 | 610.8
21.07. | 24 | 610.8
22.07. | 1 | 610.8
22.07. | 2 | 610.8
22.07. | 3 | 610.8
22.07. | 4 | 610.8
22.07. | 5 | 610.8
22.07. | 6 | 610.8
22.07. | 7 | 610.8
22.07. | 8 | 610.8
22.07. | 9 | 610.8
22.07. | 10 | 610.8
22.07. | 11 | 610.8
22.07. | 12 | 610.8
22.07. | 13 | 610.8
22.07. | 14 | 610.8
22.07. | 15 | 610.8
22.07. | 16 | 610.8
22.07. | 17 | 610.8
22.07. | 18 | 610.8
22.07. | 19 | 610.8
22.07. | 20 | 610.8
22.07. | 21 | 610.8
22.07. | 22 | 610.8
22.07. | 23 | 610.8
22.07. | 24 | 610.8
23.07. | 1 | 610.8
23.07. | 2 | 610.8
23.07. | 3 | 610.8
23.07. | 4 | 610.8
23.07. | 5 | 610.8
23.07. | 6 | 610.8
23.07. | 7 | 610.8
23.07. | 8 | 610.8
23.07. | 9 | 610.8
23.07. | 10 | 610.8
23.07. | 11 | 610.8
23.07. | 12 | 610.8
23.07. | 13 | 610.8
23.07. | 14 | 610.8
23.07. | 15 | 610.8
23.07. | 16 | 610.8
23.07. | 17 | 610.8
23.07. | 18 | 610.8
23.07. | 19 | 610.8
23.07. | 20 | 610.8
23.07. | 21 | 610.8
23.07. | 22 | 610.8
23.07. | 23 | 610.8
23.07. | 24 | 610.8
24.07. | 1 | 610.8
24.07. | 2 | 610.8
24.07. | 3 | 610.8
24.07. | 4 | 610.8
24.07. | 5 | 610.8
24.07. | 6 | 610.8
24.07. | 7 | 610.8
24.07. | 8 | 610.8
24.07. | 9 | 610.8
24.07. | 10 | 610.8
24.07. | 11 | 610.8
24.07. | 12 | 610.8
24.07. | 13 | 610.8
24.07. | 14 | 610.8
24.07. | 15 | 610.8
24.07. | 16 | 610.8
24.07. | 17 | 610.8
24.07. | 18 | 610.8
24.07. | 19 | 610.8
24.07. | 20 | 610.8
24.07. | 21 | 610.8
24.07. | 22 | 610.8
24.07. | 23 | 610.8
24.07. | 24 | 610.8
25.07. | 1 | 610.8
25.07. | 2 | 610.8
25.07. | 3 | 610.8
25.07. | 4 | 610.8
25.07. | 5 | 610.8
25.07. | 6 | 610.8
25.07. | 7 | 610.8
25.07. | 8 | 610.8
25.07. | 9 | 610.8
25.07. | 10 | 610.8
25.07. | 11 | 610.8
25.07. | 12 | 610.8
25.07. | 13 | 610.8
25.07. | 14 | 610.8
25.07. | 15 | 610.8
25.07. | 16 | 610.8
25.07. | 17 | 610.8
25.07. | 18 | 610.8
25.07. | 19 | 610.8
25.07. | 20 | 610.8
25.07. | 21 | 610.8
25.07. | 22 | 610.8
25.07. | 23 | 610.8
25.07. | 24 | 610.8
26.07. | 1 | 610.8
26.07. | 2 | 610.8
26.07. | 3 | 610.8
26.07. | 4 | 610.8
26.07. | 5 | 610.8
26.07. | 6 | 610.8
26.07. | 7 | 610.8
26.07. | 8 | 610.8
26.07. | 9 | 610.8
26.07. | 10 | 610.8
26.07. | 11 | 610.8
26.07. | 12 | 610.8
26.07. | 13 | 610.8
26.07. | 14 | 610.8
26.07. | 15 | 610.8
26.07. | 16 | 610.8
26.07. | 17 | 610.8
26.07. | 18 | 610.8
26.07. | 19 | 610.8
26.07. | 20 | 610.8
26.07. | 21 | 610.8
26.07. | 22 | 610.8
26.07. | 23 | 610.8
26.07. | 24 | 610.8
27.07. | 1 | 610.8
27.07. | 2 | 610.8
27.07. | 3 | 610.8
27.07. | 4 | 610.8
27.07. | 5 | 610.8
27.07. | 6 | 610.8
27.07. | 7 | 610.8
27.07. | 8 | 610.8
27.07. | 9 | 610.8
27.07. | 10 | 610.8
27.07. | 11 | 610.8
27.07. | 12 | 610.8
27.07. | 13 | 610.8
27.07. | 14 | 610.8
27.07. | 15 | 610.8
27.07. | 16 | 610.8
27.07. | 17 | 610.8
27.07. | 18 | 610.8
27.07. | 19 | 610.8
27.07. | 20 | 610.8
27.07. | 21 | 610.8
27.07. | 22 | 610.8
27.07. | 23 | 610.8
27.07. | 24 | 610.8
28.07. | 1 | 610.8
28.07. | 2 | 610.8
28.07. | 3 | 610.8
28.07. | 4 | 610.8
28.07. | 5 | 610.8
28.07. | 6 | 610.8
28.07. | 7 | 610.8
28.07. | 8 | 610.8
28.07. | 9 | 610.8
28.07. | 10 | 610.8
28.07. | 11 | 610.8
28.07. | 12 | 610.8
28.07. | 13 | 610.8
28.07. | 14 | 610.8
28.07. | 15 | 610.8
28.07. | 16 | 610.8
28.07. | 17 | 610.8
28.07. | 18 | 610.8
28.07. | 19 | 610.8
28.07. | 20 | 610.8
28.07. | 21 | 610.8
28.07. | 22 | 610.8
28.07. | 23 | 610.8
28.07. | 24 | 610.8
29.07. | 1 | 610.8
29.07. | 2 | 610.8
29.07. | 3 | 610.8
29.07. | 4 | 610.8
29.07. | 5 | 610.8
29.07. | 6 | 610.8
29.07. | 7 | 610.8
29.07. | 8 | 610.8
29.07. | 9 | 610.8
29.07. | 10 | 610.8
29.07. | 11 | 610.8
29.07. | 12 | 610.8
29.07. | 13 | 610.8
29.07. | 14 | 610.8
29.07. | 15 | 610.8
29.07. | 16 | 610.8
29.07. | 17 | 610.8
29.07. | 18 | 610.8
29.07. | 19 | 610.8
29.07. | 20 | 610.8
29.07. | 21 | 610.8
29.07. | 22 | 610.8
29.07. | 23 | 610.8
29.07. | 24 | 610.8
30.07. | 1 | 610.8
30.07. | 2 | 610.8
30.07. | 3 | 610.8
30.07. | 4 | 610.8
30.07. | 5 | 610.8
30.07. | 6 | 610.8
30.07. | 7 | 610.8
30.07. | 8 | 610.8
30.07. | 9 | 610.8
30.07. | 10 | 610.8
30.07. | 11 | 610.8
30.07. | 12 | 610.8
30.07. | 13 | 610.8
30.07. | 14 | 610.8
30.07. | 15 | 610.8
30.07. | 16 | 610.8
30.07. | 17 | 610.8
30.07. | 18 | 610.8
30.07. | 19 | 610.8
30.07. | 20 | 610.8
30.07. | 21 | 610.8
30.07. | 22 | 610.8
30.07. | 23 | 610.8
30.07. | 24 | 610.8
31.07. | 1 | 610.8
31.07. | 2 | 610.8
31.07. | 3 | 610.8
31.07. | 4 | 610.8
31.07. | 5 | 610.8
31.07. | 6 | 610.8
31.07. | 7 | 610.8
31.07. | 8 | 610.8
31.07. | 9 | 610.8
31.07. | 10 | 610.8
31.07. | 11 | 610.8
31.07. | 12 | 610.8
31.07. | 13 | 610.8
31.07. | 14 | 610.8
31.07. | 15 | 610.8
31.07. | 16 | 610.8
31.07. | 17 | 610.8
31.07. | 18 | 610.8
31.07. | 19 | 610.8
31.07. | 20 | 610.8
31.07. | 21 | 610.8
31.07. | 22 | 610.8
31.07. | 23 | 610.8
31.07. | 24 | 610.8
01.08. | 1 | 610.8
01.08. | 2 | 610.8
01.08. | 3 | 610.8
01.08. | 4 | 610.8
01.08. | 5 | 610.8
01.08. | 6 | 610.8
01.08. | 7 | 610.8
01.08. | 8 | 610.8
01.08. | 9 | 610.8
01.08. | 10 | 610.8
01.08. | 11 | 610.8
01.08. | 12 | 610.8
01.08. | 13 | 610.8
01.08. | 14 | 610.8
01.08. | 15 | 610.8
01.08. | 16 | 610.8
01.08. | 17 | 610.8
01.08. | 18 | 610.8
01.08. | 19 | 610.8
01.08. | 20 | 610.8
01.08. | 21 | 610.8
01.08. | 22 | 610.8
01.08. | 23 | 610.8
01.08. | 24 | 610.8
02.08. | 1 | 610.8
02.08. | 2 | 610.8
02.08. | 3 | 610.8
02.08. | 4 | 610.8
02.08. | 5 | 610.8
02.08. | 6 | 610.8
02.08. | 7 | 610.8
02.08. | 8 | 610.8
02.08. | 9 | 610.8
02.08. | 10 | 610.8
02.08. | 11 | 610.8
02.08. | 12 | 610.8
02.08. | 13 | 610.8
02.08. | 14 | 610.8
02.08. | 15 | 610.8
02.08. | 16 | 610.8
02.08. | 17 | 610.8
02.08. | 18 | 610.8
02.08. | 19 | 610.8
02.08. | 20 | 610.8
02.08. | 21 | 610.8
02.08. | 22 | 610.8
02.08. | 23 | 610.8
02.08. | 24 | 610.8
03.08. | 1 | 610.8
03.08. | 2 | 610.8
03.08. | 3 | 610.8
03.08. | 4 | 610.8
03.08. | 5 | 610.8
03.08. | 6 | 610.8
03.08. | 7 | 610.8
03.08. | 8 | 610.8
03.08. | 9 | 610.8
03.08. | 10 | 610.8
03.08. | 11 | 610.8
03.08. | 12 | 610.8
03.08. | 13 | 610.8
03.08. | 14 | 610.8
03.08. | 15 | 610.8
03.08. | 16 | 610.8
03.08. | 17 | 610.8
03.08. | 18 | 610.8
03.08. | 19 | 610.8
03.08. | 20 | 610.8
03.08. | 21 | 610.8
03.08. | 22 | 610.8
03.08. | 23 | 610.8
03.08. | 24 | 610.8
04.08. | 1 | 610.8
04.08. | 2 | 610.8
04.08. | 3 | 610.8
04.08. | 4 | 610.8
04.08. | 5 | 610.8
04.08. | 6 | 610.8
04.08. | 7 | 610.8
04.08. | 8 | 610.8
04.08. | 9 | 610.8
04.08. | 10 | 610.8
04.08. | 11 | 610.8
04.08. | 12 | 610.8
04.08. | 13 | 610.8
04.08. | 14 | 610.8
04.08. | 15 | 610.8
04.08. | 16 | 610.8
04.08. | 17 | 610.8
04.08. | 18 | 610.8
04.08. | 19 | 610.8
04.08. | 20 | 610.8
04.08. | 21 | 610.8
04.08. | 22 | 610.8
04.08. | 23 | 610.8
04.08. | 24 | 610.8
05.08. | 1 | 610.8
05.08. | 2 | 610.8
05.08. | 3 | 610.8
05.08. | 4 | 610.8
05.08. | 5 | 610.8
05.08. | 6 | 610.8
05.08. | 7 | 610.8
05.08. | 8 | 610.8
05.08. | 9 | 610.8
05.08. | 10 | 610.8
05.08. | 11 | 610.8
05.08. | 12 | 610.8
05.08. | 13 | 610.8
05.08. | 14 | 610.8
05.08. | 15 | 610.8
05.08. | 16 | 610.8
05.08. | 17 | 610.8
05.08. | 18 | 610.8
05.08. | 19 | 610.8
05.08. | 20 | 610.8
05.08. | 21 | 610.8
05.08. | 22 | 610.8
05.08. | 23 | 610.8
05.08. | 24 | 610.8
06.08. | 1 | 610.8
06.08. | 2 | 610.8
06.08. | 3 | 610.8
06.08. | 4 | 610.8
06.08. | 5 | 610.8
06.08. | 6 | 610.8
06.08. | 7 | 610.8
06.08. | 8 | 610.8
06.08. | 9 | 610.8
06.08. | 10 | 610.8
06.08. | 11 | 610.8
06.08. | 12 | 610.8
06.08. | 13 | 610.8
06.08. | 14 | 610.8
06.08. | 15 | 610.8
06.08. | 16 | 610.8
06.08. | 17 | 610.8
06.08. | 18 | 610.8
06.08. | 19 | 610.8
06.08. | 20 | 610.8
06.08. | 21 | 610.8
06.08. | 22 | 610.8
06.08. | 23 | 610.8
06.08. | 24 | 610.8
07.08. | 1 | 610.8
07.08. | 2 | 610.8
07.08. | 3 | 610.8
07.08. | 4 | 610.8
07.08. | 5 | 610.8
07.08. | 6 | 610.8
07.08. | 7 | 610.8
07.08. | 8 | 610.8
07.08. | 9 | 610.8
07.08. | 10 | 610.8
07.08. | 11 | 610.8
07.08. | 12 | 610.8
07.08. | 13 | 610.8
07.08. | 14 | 610.8
07.08. | 15 | 610.8
07.08. | 16 | 610.8
07.08. | 17 | 610.8
07.08. | 18 | 610.8
07.08. | 19 | 610.8
07.08. | 20 | 610.8
07.08. | 21 | 610.8
07.08. | 22 | 610.8
07.08. | 23 | 610.8
07.08. | 24 | 610.8
08.08. | 1 | 610.8
08.08. | 2 | 610.8
08.08. | 3 | 610.8
08.08. | 4 | 610.8
08.08. | 5 | 610.8
08.08. | 6 | 610.8
08.08. | 7 | 610.8
08.08. | 8 | 610.8
08.08. | 9 | 610.8
08.08. | 10 | 610.8
08.08. | 11 | 610.8
08.08. | 12 | 610.8
08.08. | 13 | 610.8
08.08. | 14 | 610.8
08.08. | 15 | 610.8
08.08. | 16 | 610.8
08.08. | 17 | 610.8
08.08. | 18 | 610.8
08.08. | 19 | 610.8
08.08. | 20 | 610.8
08.08. | 21 | 610.8
08.08. | 22 | 610.8
08.08. | 23 | 610.8
08.08. | 24 | 610.8
09.08. | 1 | 610.8
09.08. | 2 | 610.8
09.08. | 3 | 610.8
09.08. | 4 | 610.8
09.08. | 5 | 610.8
09.08. | 6 | 610.8
09.08. | 7 | 610.8
09.08. | 8 | 610.8
09.08. | 9 | 610.8
09.08. | 10 | 610.8
09.08. | 11 | 610.8
09.08. | 12 | 610.8
09.08. | 13 | 610.8
09.08. | 14 | 610.8
09.08. | 15 | 610.8
09.08. | 16 | 610.8
09.08. | 17 | 610.8
09.08. | 18 | 610.8
09.08. | 19 | 610.8
09.08. | 20 | 610.8
09.08. | 21 | 610.8
09.08. | 22 | 610.8
09.08. | 23 | 610.8
09.08. | 24 | 610.8
10.08. | 1 | 610.8
10.08. | 2 | 610.8
10.08. | 3 | 610.8
10.08. | 4 | 610.8
10.08. | 5 | 610.8
10.08. | 6 | 610.8
10.08. | 7 | 610.8
10.08. | 8 | 610.8
10.08. | 9 | 610.8
10.08. | 10 | 610.8
10.08. | 11 | 610.8
10.08. | 12 | 610.8
10.08. | 13 | 610.8
10.08. | 14 | 610.8
10.08. | 15 | 610.8
10.08. | 16 | 610.8
10.08. | 17 | 610.8
10.08. | 18 | 610.8
10.08. | 19 | 610.8
10.08. | 20 | 610.8
10.08. | 21 | 610.8
10.08. | 22 | 610.8
10.08. | 23 | 610.8
10.08. | 24 | 610.8
11.08. | 1 | 610.8
11.08. | 2 | 610.8
11.08. | 3 | 610.8
11.08. | 4 | 610.8
11.08. | 5 | 610.8
11.08. | 6 | 610.8
11.08. | 7 | 610.8
11.08. | 8 | 610.8
11.08. | 9 | 610.8
11.08. | 10 | 610.8
11.08. | 11 | 610.8
11.08. | 12 | 610.8
11.08. | 13 | 610.8
11.08. | 14 | 610.8
11.08. | 15 | 610.8
11.08. | 16 | 610.8
11.08. | 17 | 610.8
11.08. | 18 | 610.8
11.08. | 19 | 610.8
11.08. | 20 | 610.8
11.08. | 21 | 610.8
11.08. | 22 | 610.8
11.08. | 23 | 610.8
11.08. | 24 | 610.8
12.08. | 1 | 610.8
12.08. | 2 | 610.8
12.08. | 3 | 610.8
12.08. | 4 | 610.8
12.08. | 5 | 610.8
12.08. | 6 | 610.8
12.08. | 7 | 610.8
12.08. | 8 | 610.8
12.08. | 9 | 610.8
12.08. | 10 | 610.8
12.08. | 11 | 610.8
12.08. | 12 | 610.8
12.08. | 13 | 610.8
12.08. | 14 | 610.8
12.08. | 15 | 610.8
12.08. | 16 | 610.8
12.08. | 17 | 610.8
12.08. | 18 | 610.8
12.08. | 19 | 610.8
12.08. | 20 | 610.8
12.08. | 21 | 610.8
12.08. | 22 | 610.8
12.08. | 23 | 610.8
12.08. | 24 | 610.8
13.08. | 1 | 610.8
13.08. | 2 | 610.8
13.08. | 3 | 610.8
13.08. | 4 | 610.8
13.08. | 5 | 610.8
13.08. | 6 | 610.8
13.08. | 7 | 610.8
13.08. | 8 | 610.8
13.08. | 9 | 610.8
13.08. | 10 | 610.8
13.08. | 11 | 610.8
13.08. | 12 | 610.8
13.08. | 13 | 610.8
13.08. | 14 | 610.8
13.08. | 15 | 610.8
13.08. | 16 | 610.8
13.08. | 17 | 610.8
13.08. | 18 | 610.8
13.08. | 19 | 610.8
13.08. | 20 | 610.8
13.08. | 21 | 610.8
13.08. | 22 | 610.8
13.08. | 23 | 610.8
13.08. | 24 | 610.8
14.08. | 1 | 610.8
14.08. | 2 | 610.8
14.08. | 3 | 610.8
14.08. | 4 | 610.8
14.08. | 5 | 610.8
14.08. | 6 | 610.8
14.08. | 7 | 610.8
14.08. | 8 | 610.8
14.08. | 9 | 610.8
14.08. | 10 | 610.8
14.08. | 11 | 610.8
14.08. | 12 | 610.8
14.08. | 13 | 610.8
14.08. | 14 | 610.8
14.08. | 15 | 610.8
14.08. | 16 | 610.8
14.08. | 17 | 610.8
14.08. | 18 | 610.8
14.08. | 19 | 610.8
14.08. | 20 | 610.8
14.08. | 21 | 610.8
14.08. | 22 | 610.8
14.08. | 23 | 610.8
14.08. | 24 | 610.8
15.08. | 1 | 610.8
15.08. | 2 | 610.8
15.08. | 3 | 610.8
15.08. | 4 | 610.8
15.08. | 5 | 610.8
15.08. | 6 | 610.8
15.08. | 7 | 610.8
15.08. | 8 | 610.8
15.08. | 9 | 610.8
15.08. | 10 | 610.8
15.08. | 11 | 610.8
15.08. | 12 | 610.8
15.08. | 13 | 610.8
15.08. | 14 | 610.8
15.08. | 15 | 610.8
15.08. | 16 | 610.8
15.08. | 17 | 610.8
15.08. | 18 | 610.8
15.08. | 19 | 610.8
15.08. | 20 | 610.8
15.08. | 21 | 610.8
15.08. | 22 | 610.8
15.08. | 23 | 610.8
15.08. | 24 | 610.8
16.08. | 1 | 610.8
16.08. | 2 | 610.8
16.08. | 3 | 610.8
16.08. | 4 | 610.8
16.08. | 5 | 610.8
16.08. | 6 | 610.8
16.08. | 7 | 610.8
16.08. | 8 | 610.8
16.08. | 9 | 610.8
16.08. | 10 | 610.8
16.08. | 11 | 610.8
16.08. | 12 | 610.8
16.08. | 13 | 610.8
16.08. | 14 | 610.8
16.08. | 15 | 610.8
16.08. | 16 | 610.8
16.08. | 17 | 610.8
16.08. | 18 | 610.8
16.08. | 19 | 610.8
16.08. | 20 | 610.8
16.08. | 21 | 610.8
16.08. | 22 | 610.8
16.08. | 23 | 610.8
16.08. | 24 | 610.8
17.08. | 1 | 610.8
17.08. | 2 | 610.8
17.08. | 3 | 610.8
17.08. | 4 | 610.8
17.08. | 5 | 610.8
17.08. | 6 | 610.8
17.08. | 7 | 610.8
17.08. | 8 | 610.8
17.08. | 9 | 610.8
17.08. | 10 | 610.8
17.08. | 11 | 610.8
17.08. | 12 | 610.8
17.08. | 13 | 610.8
17.08. | 14 | 610.8
17.08. | 15 | 610.8
17.08. | 16 | 610.8
17.08. | 17 | 610.8
17.08. | 18 | 610.8
17.08. | 19 | 610.8
17.08. | 20 | 610.8
17.08. | 21 | 610.8
17.08. | 22 | 610.8
17.08. | 23 | 610.8
17.08. | 24 | 610.8
18.08. | 1 | 610.8
18.08. | 2 | 610.8
18.08. | 3 | 610.8
18.08. | 4 | 610.8
18.08. | 5 | 610.8
18.08. | 6 | 610.8
18.08. | 7 | 610.8
18.08. | 8 | 610.8
18.08. | 9 | 610.8
18.08. | 10 | 610.8
18.08. | 11 | 610.8
18.08. | 12 | 610.8
18.08. | 13 | 610.8
18.08. | 14 | 610.8
18.08. | 15 | 610.8
18.08. | 16 | 610.8
18.08. | 17 | 610.8
18.08. | 18 | 610.8
18.08. | 19 | 610.8
18.08. | 20 | 610.8
18.08. | 21 | 610.8
18.08. | 22 | 610.8
18.08. | 23 | 610.8
18.08. | 24 | 610.8
19.08. | 1 | 610.8
19.08. | 2 | 610.8
19.08. | 3 | 610.8
19.08. | 4 | 610.8
19.08. | 5 | 610.8
19.08. | 6 | 610.8
19.08. | 7 | 610.8
19.08. | 8 | 610.8
19.08. | 9 | 610.8
19.08. | 10 | 610.8
19.08. | 11 | 610.8
19.08. | 12 | 610.8
19.08. | 13 | 610.8
19.08. | 14 | 610.8
19.08. | 15 | 610.8
19.08. | 16 | 610.8
19.08. | 17 | 610.8
19.08. | 18 | 610.8
19.08. | 19 | 610.8
19.08. | 20 | 610.8
19.08. | 21 | 610.8
19.08. | 22 | 610.8
19.08. | 23 | 610.8
19.08. | 24 | 610.8
20.08. | 1 | 610.8
20.08. | 2 | 610.8
20.08. | 3 | 610.8
20.08. | 4 | 610.8
20.08. | 5 | 610.8
20.08. | 6 | 610.8
20.08. | 7 | 610.8
20.08. | 8 | 610.8
20.08. | 9 | 610.8
20.08. | 10 | 610.8
20.08. | 11 | 610.8
20.08. | 12 | 610.8
20.08. | 13 | 610.8
20.08. | 14 | 610.8
20.08. | 15 | 610.8
20.08. | 16 | 610.8
20.08. | 17 | 610.8
20.08. | 18 | 610.8
20.08. | 19 | 610.8
20.08. | 20 | 610.8
20.08. | 21 | 610.8
20.08. | 22 | 610.8
20.08. | 23 | 610.8
20.08. | 24 | 610.8
21.08. | 1 | 610.8
21.08. | 2 | 610.8
21.08. | 3 | 610.8
21.08. | 4 | 610.8
21.08. | 5 | 610.8
21.08. | 6 | 610.8
21.08. | 7 | 610.8
21.08. | 8 | 610.8
21.08. | 9 | 610.8
21.08. | 10 | 610.8
21.08. | 11 | 610.8
21.08. | 12 | 610.8
21.08. | 13 | 610.8
21.08. | 14 | 610.8
21.08. | 15 | 610.8
21.08. | 16 | 610.8
21.08. | 17 | 610.8
21.08. | 18 | 610.8
21.08. | 19 | 610.8
21.08. | 20 | 610.8
21.08. | 21 | 610.8
21.08. | 22 | 610.8
21.08. | 23 | 610.8
21.08. | 24 | 610.8
22.08. | 1 | 610.8
22.08. | 2 | 610.8
22.08. | 3 | 610.8
22.08. | 4 | 610.8
22.08. | 5 | 610.8
22.08. | 6 | 610.8
22.08. | 7 | 610.8
22.08. | 8 | 610.8
22.08. | 9 | 610.8
22.08. | 10 | 610.8
22.08. | 11 | 610.8
22.08. | 12 | 610.8
22.08. | 13 | 610.8
22.08. | 14 | 610.8
22.08. | 15 | 610.8
22.08. | 16 | 610.8
22.08. | 17 | 610.8
22.08. | 18 | 610.8
22.08. | 19 | 610.8
22.08. | 20 | 610.8
22.08. | 21 | 610.8
22.08. | 22 | 610.8
22.08. | 23 | 610.8
22.08. | 24 | 610.8
23.08. | 1 | 610.8
23.08. | 2 | 610.8
23.08. | 3 | 610.8
23.08. | 4 | 610.8
23.08. | 5 | 610.8
23.08. | 6 | 610.8
23.08. | 7 | 610.8
23.08. | 8 | 610.8
23.08. | 9 | 610.8
23.08. | 10 | 610.8
23.08. | 11 | 610.8
23.08. | 12 | 610.8
23.08. | 13 | 610.8
23.08. | 14 | 610.8
23.08. | 15 | 610.8
23.08. | 16 | 610.8
23.08. | 17 | 610.8
23.08. | 18 | 610.8
23.08. | 19 | 610.8
23.08. | 20 | 610.8
23.08. | 21 | 610.8
23.08. | 22 | 610.8
23.08. | 23 | 610.8
23.08. | 24 | 610.8
24.08. | 1 | 610.8
24.08. | 2 | 610.8
24.08. | 3 | 610.8
24.08. | 4 | 610.8
24.08. | 5 | 610.8
24.08. | 6 | 610.8
24.08. | 7 | 610.8
24.08. | 8 | 610.8
24.08. | 9 | 610.8
24.08. | 10 | 610.8
24.08. | 11 | 610.8
24.08. | 12 | 610.8
24.08. | 13 | 610.8
24.08. | 14 | 610.8
24.08. | 15 | 610.8
24.08. | 16 | 610.8
24.08. | 17 | 610.8
24.08. | 18 | 610.8
24.08. | 19 | 610.8
24.08. | 20 | 610.8
24.08. | 21 | 610.8
24.08. | 22 | 610.8
24.08. | 23 | 610.8
24.08. | 24 | 610.8
25.08. | 1 | 610.8
25.08. | 2 | 610.8
25.08. | 3 | 610.8
25.08. | 4 | 610.8
25.08. | 5 | 610.8
25.08. | 6 | 610.8
25.08. | 7 | 610.8
25.08. | 8 | 610.8
25.08. | 9 | 610.8
25.08. | 10 | 610.8
25.08. | 11 | 610.8
25.08. | 12 | 610.8
25.08. | 13 | 610.8
25.08. | 14 | 610.8
25.08. | 15 | 610.8
25.08. | 16 | 610.8
25.08. | 17 | 610.8
25.08. | 18 | 610.8
25.08. | 19 | 610.8
25.08. | 20 | 610.8
25.08. | 21 | 610.8
25.08. | 22 | 610.8
25.08. | 23 | 610.8
25.08. | 24 | 610.8
26.08. | 1 | 610.8
26.08. | 2 | 610.8
26.08. | 3 | 610.8
26.08. | 4 | 610.8
26.08. | 5 | 610.8
26.08. | 6 | 610.8
26.08. | 7 | 610.8
26.08. | 8 | 610.8
26.08. | 9 | 610.8
26.08. | 10 | 610.8
26.08. | 11 | 610.8
26.08. | 12 | 610.8
26.08. | 13 | 610.8
26.08. | 14 | 610.8
26.08. | 15 | 610.8
26.08. | 16 | 610.8
26.08. | 17 | 610.8
26.08. | 18 | 610.8
26.08. | 19 | 610.8
26.08. | 20 | 610.8
26.08. | 21 | 610.8
26.08. | 22 | 610.8
26.08. | 23 | 610.8
26.08. | 24 | 610.8
27.08. | 1 | 610.8
27.08. | 2 | 610.8
27.08. | 3 | 610.8
27.08. | 4 | 610.8
27.08. | 5 | 610.8
27.08. | 6 | 610.8
27.08. | 7 | 610.8
27.08. | 8 | 610.8
27.08. | 9 | 610.8
27.08. | 10 | 610.8
27.08. | 11 | 610.8
27.08. | 12 | 610.8
27.08. | 13 | 610.8
27.08. | 14 | 610.8
27.08. | 15 | 610.8
27.08. | 16 | 610.8
27.08. | 17 | 610.8
27.08. | 18 | 610.8
27.08. | 19 | 610.8
27.08. | 20 | 610.8
27.08. | 21 | 610.8
27.08. | 22 | 610.8
27.08. | 23 | 610.8
27.08. | 24 | 610.8
28.08. | 1 | 610.8
28.08. | 2 | 610.8
28.08. | 3 | 610.8
28.08. | 4 | 610.8
28.08. | 5 | 610.8
28.08. | 6 | 610.8
28.08. | 7 | 610.8
28.08. | 8 | 610.8
28.08. | 9 | 610.8
28.08. | 10 | 610.8
28.08. | 11 | 610.8
28.08. | 12 | 610.8
28.08. | 13 | 610.8
28.08. | 14 | 610.8
28.08. | 15 | 610.8
28.08. | 16 | 610.8
28.08. | 17 | 610.8
28.08. | 18 | 610.8
28.08. | 19 | 610.8
28.08. | 20 | 610.8
28.08. | 21 | 610.8
28.08. | 22 | 610.8
28.08. | 23 | 610.8
28.08. | 24 | 610.8
29.08. | 1 | 610.8
29.08. | 2 | 610.8
29.08. | 3 | 610.8
29.08. | 4 | 610.8
29.08. | 5 | 610.8
29.08. | 6 | 610.8
29.08. | 7 | 610.8
29.08. | 8 | 610.8
29.08. | 9 | 610.8
29.08. | 10 | 610.8
29.08. | 11 | 610.8
29.08. | 12 | 610.8
29.08. | 13 | 610.8
29.08. | 14 | 610.8
29.08. | 15 | 610.8
29.08. | 16 | 610.8
29.08. | 17 | 610.8
29.08. | 18 | 610.8
29.08. | 19 | 610.8
29.08. | 20 | 610.8
29.08. | 21 | 610.8
29.08. | 22 | 610.8
29.08. | 23 | 610.8
29.08. | 24 | 610.8
30.08. | 1 | 610.8
30.08. | 2 | 610.8
30.08. | 3 | 610.8
30.08. | 4 | 610.8
30.08. | 5 | 610.8
30.08. | 6 | 610.8
30.08. | 7 | 610.8
30.08. | 8 | 610.8
30.08. | 9 | 610.8
30.08. | 10 | 610.8
30.08. | 11 | 610.8
30.08. | 12 | 610.8
30.08. | 13 | 610.8
30.08. | 14 | 610.8
30.08. | 15 | 610.8
30.08. | 16 | 610.8
30.08. | 17 | 610.8
30.08. | 18 | 610.8
30.08. | 19 | 610.8
30.08. | 20 | 610.8
30.08. | 21 | 610.8
30.08. | 22 | 610.8
30.08. | 23 | 610.8
30.08. | 24 | 610.8
31.08. | 1 | 610.8
31.08. | 2 | 610.8
31.08. | 3 | 610.8
31.08. | 4 | 610.8
31.08. | 5 | 610.8
31.08. | 6 | 610.8
31.08. | 7 | 610.8
31.08. | 8 | 610.8
31.08. | 9 | 610.8
31.08. | 10 | 610.8
31.08. | 11 | 610.8
31.08. | 12 | 610.8
31.08. | 13 | 610.8
31.08. | 14 | 610.8
31.08. | 15 | 610.8
31.08. | 16 | 610.8
31.08. | 17 | 610.8
31.08. | 18 | 610.8
31.08. | 19 | 610.8
31.08. | 20 | 610.8
31.08. | 21 | 610.8
31.08. | 22 | 610.8
31.08. | 23 | 610.8
31.08. | 24 | 610.8
01.09. | 1 | 610.8
01.09. | 2 | 610.8
01.09. | 3 | 610.8
01.09. | 4 | 610.8
01.09. | 5 | 610.8
01.09. | 6 | 610.8
01.09. | 7 | 610.8
01.09. | 8 | 610.8
01.09. | 9 | 610.8
01.09. | 10 | 610.8
01.09. | 11 | 610.8
01.09. | 12 | 610.8
01.09. | 13 | 610.8
01.09. | 14 | 610.8
01.09. | 15 | 610.8
01.09. | 16 | 610.8
01.09. | 17 | 610.8
01.09. | 18 | 610.8
01.09. | 19 | 610.8
01.09. | 20 | 610.8
01.09. | 21 | 610.8
01.09. | 22 | 610.8
01.09. | 23 | 610.8
01.09. | 24 | 610.8
02.09. | 1 | 610.8
02.09. | 2 | 610.8
02.09. | 3 | 610.8
02.09. | 4 | 610.8
02.09. | 5 | 610.8
02.09. | 6 | 610.8
02.09. | 7 | 610.8
02.09. | 8 | 610.8
02.09. | 9 | 610.8
02.09. | 10 | 610.8
02.09. | 11 | 610.8
02.09. | 12 | 610.8
02.09. | 13 | 610.8
02.09. | 14 | 610.8
02.09. | 15 | 610.8
02.09. | 16 | 610.8
02.09. | 17 | 610.8
02.09. | 18 | 610.8
02.09. | 19 | 610.8
02.09. | 20 | 610.8
02.09. | 21 | 610.8
02.09. | 22 | 610.8
02.09. | 23 | 610.8
02.09. | 24 | 610.8
03.09. | 1 | 610.8
03.09. | 2 | 610.8
03.09. | 3 | 610.8
03.09. | 4 | 610.8
03.09. | 5 | 610.8
03.09. | 6 | 610.8
03.09. | 7 | 610.8
03.09. | 8 | 610.8
03.09. | 9 | 610.8
03.09. | 10 | 610.8
03.09. | 11 | 610.8
03.09. | 12 | 610.8
03.09. | 13 | 610.8
03.09. | 14 | 610.8
03.09. | 15 | 610.8
03.09. | 16 | 610.8
03.09. | 17 | 610.8
03.09. | 18 | 610.8
03.09. | 19 | 610.8
03.09. | 20 | 610.8
03.09. | 21 | 610.8
03.09. | 22 | 610.8
03.09. | 23 | 610.8
03.09. | 24 | 610.8
04.09. | 1 | 610.8
04.09. | 2 | 610.8
04.09. | 3 | 610.8
04.09. | 4 | 610.8
04.09. | 5 | 610.8
04.09. | 6 | 610.8
04.09. | 7 | 610.8
04.09. | 8 | 610.8
04.09. | 9 | 610.8
04.09. | 10 | 610.8
04.09. | 11 | 610.8
04.09. | 12 | 610.8
04.09. | 13 | 610.8
04.09. | 14 | 610.8
04.09. | 15 | 610.8
04.09. | 16 | 610.8
04.09. | 17 | 610.8
04.09. | 18 | 610.8
04.09. | 19 | 610.8
04.09. | 20 | 610.8
04.09. | 21 | 610.8
04.09. | 22 | 610.8
04.09. | 23 | 610.8
04.09. | 24 | 610.8
05.09. | 1 | 610.8
05.09. | 2 | 610.8
05.09. | 3 | 610.8
05.09. | 4 | 610.8
05.09. | 5 | 610.8
05.09. | 6 | 610.8
05.09. | 7 | 610.8
05.09. | 8 | 610.8
05.09. | 9 | 610.8
05.09. | 10 | 610.8
05.09. | 11 | 610.8
05.09. | 12 | 610.8
05.09. | 13 | 610.8
05.09. | 14 | 610.8
05.09. | 15 | 610.8
05.09. | 16 | 610.8
05.09. | 17 | 610.8
05.09. | 18 | 610.8
05.09. | 19 | 610.8
05.09. | 20 | 610.8
05.09. | 21 | 610.8
05.09. | 22 | 610.8
05.09. | 23 | 610.8
05.09. | 24 | 610.8
06.09. | 1 | 610.8
06.09. | 2 | 610.8
06.09. | 3 | 610.8
06.09. | 4 | 610.8
06.09. | 5 | 610.8
06.09. | 6 | 610.8
06.09. | 7 | 610.8
06.09. | 8 | 610.8
06.09. | 9 | 610.8
06.09. | 10 | 610.8
06.09. | 11 | 610.8
06.09. | 12 | 610.8
06.09. | 13 | 610.8
06.09. | 14 | 610.8
06.09. | 15 | 610.8
06.09. | 16 | 610.8
06.09. | 17 | 610.8
06.09. | 18 | 610.8
06.09. | 19 | 610.8
06.09. | 20 | 610.8
06.09. | 21 | 610.8
06.09. | 22 | 610.8
06.09. | 23 | 610.8
06.09. | 24 | 610.8
07.09. | 1 | 610.8
07.09. | 2 | 610.8
07.09. | 3 | 610.8
07.09. | 4 | 610.8
07.09. | 5 | 610.8
07.09. | 6 | 610.8
07.09. | 7 | 610.8
07.09. | 8 | 610.8
07.09. | 9 | 610.8
07.09. | 10 | 610.8
07.09. | 11 | 610.8
07.09. | 12 | 610.8
07.09. | 13 | 610.8
07.09. | 14 | 610.8
07.09. | 15 | 610.8
07.09. | 16 | 610.8
07.09. | 17 | 610.8
07.09. | 18 | 610.8
07.09. | 19 | 610.8
07.09. | 20 | 610.8
07.09. | 21 | 610.8
07.09. | 22 | 610.8
07.09. | 23 | 610.8
07.09. | 24 | 610.8
08.09. | 1 | 610.8
08.09. | 2 | 610.8
08.09. | 3 | 610.8
08.09. | 4 | 610.8
08.09. | 5 | 610.8
08.09. | 6 | 610.8
08.09. | 7 | 610.8
08.09. | 8 | 610.8
08.09. | 9 | 610.8
08.09. | 10 | 610.8
08.09. | 11 | 610.8
08.09. | 12 | 610.8
08.09. | 13 | 610.8
08.09. | 14 | 610.8
08.09. | 15 | 610.8
08.09. | 16 | 610.8
08.09. | 17 | 610.8
08.09. | 18 | 610.8
08.09. | 19 | 610.8
08.09. | 20 | 610.8
08.09. | 21 | 610.8
08.09. | 22 | 610.8
08.09. | 23 | 610.8
08.09. | 24 | 610.8
09.09. | 1 | 610.8
09.09. | 2 | 610.8
09.09. | 3 | 610.8
09.09. | 4 | 610.8
09.09. | 5 | 610.8
09.09. | 6 | 610.8
09.09. | 7 | 610.8
09.09. | 8 | 610.8
09.09. | 9 | 610.8
09.09. | 10 | 610.8
09.09. | 11 | 610.8
09.09. | 12 | 610.8
09.09. | 13 | 610.8
09.09. | 14 | 610.8
09.09. | 15 | 610.8
09.09. | 16 | 610.8
09.09. | 17 | 610.8
09.09. | 18 | 610.8
09.09. | 19 | 610.8
09.09. | 20 | 610.8
09.09. | 21 | 610.8
09.09. | 22 | 610.8
09.09. | 23 | 610.8
09.09. | 24 | 610.8
10.09. | 1 | 610.8
10.09. | 2 | 610.8
10.09. | 3 | 610.8
10.09. | 4 | 610.8
10.09. | 5 | 610.8
10.09. | 6 | 610.8
10.09. | 7 | 610.8
10.09. | 8 | 610.8
10.09. | 9 | 610.8
10.09. | 10 | 610.8
10.09. | 11 | 610.8
10.09. | 12 | 610.8
10.09. | 13 | 610.8
10.09. | 14 | 610.8
10.09. | 15 | 610.8
10.09. | 16 | 610.8
10.09. | 17 | 610.8
10.09. | 18 | 610.8
10.09. | 19 | 610.8
10.09. | 20 | 610.8
10.09. | 21 | 610.8
10.09. | 22 | 610.8
10.09. | 23 | 610.8
10.09. | 24 | 610.8
11.09. | 1 | 610.8
11.09. | 2 | 610.8
11.09. | 3 | 610.8
11.09. | 4 | 610.8
11.09. | 5 | 610.8
11.09. | 6 | 610.8
11.09. | 7 | 610.8
11.09. | 8 | 610.8
11.09. | 9 | 610.8
11.09. | 10 | 610.8
11.09. | 11 | 610.8
11.09. | 12 | 610.8
11.09. | 13 | 610.8
11.09. | 14 | 610.8
11.09. | 15 | 610.8
11.09. | 16 | 610.8
11.09. | 17 | 610.8
11.09. | 18 | 610.8
11.09. | 19 | 610.8
11.09. | 20 | 610.8
11.09. | 21 | 610.8
11.09. | 22 | 610.8
11.09. | 23 | 610.8
11.09. | 24 | 610.8
12.09. | 1 | 610.8
12.09. | 2 | 610.8
12.09. | 3 | 610.8
12.09. | 4 | 610.8
12.09. | 5 | 610.8
12.09. | 6 | 610.8
12.09. | 7 | 610.8
12.09. | 8 | 610.8
12.09. | 9 | 610.8
12.09. | 10 | 610.8
12.09. | 11 | 610.8
12.09. | 12 | 610.8
12.09. | 13 | 610.8
12.09. | 14 | 610.8
12.09. | 15 | 610.8
12.09. | 16 | 610.8
12.09. | 17 | 610.8
12.09. | 18 | 610.8
12.09. | 19 | 610.8
12.09. | 20 | 610.8
12.09. | 21 | 610.8
12.09. | 22 | 610.8
12.09. | 23 | 610.8
12.09. | 24 | 610.8
13.09. | 1 | 610.8
13.09. | 2 | 610.8
13.09. | 3 | 610.8
13.09. | 4 | 610.8
13.09. | 5 | 610.8
13.09. | 6 | 610.8
13.09. | 7 | 610.8
13.09. | 8 | 610.8
13.09. | 9 | 610.8
13.09. | 10 | 610.8
13.09. | 11 | 610.8
13.09. | 12 | 610.8
13.09. | 13 | 610.8
13.09. | 14 | 610.8
13.09. | 15 | 610.8
13.09. | 16 | 610.8
13.09. | 17 | 610.8
13.09. | 18 | 610.8
13.09. | 19 | 610.8
13.09. | 20 | 610.8
13.09. | 21 | 610.8
13.09. | 22 | 610.8
13.09. | 23 | 610.8
13.09. | 24 | 610.8
14.09. | 1 | 610.8
14.09. | 2 | 610.8
14.09. | 3 | 610.8
14.09. | 4 | 610.8
14.09. | 5 | 610.8
14.09. | 6 | 610.8
14.09. | 7 | 610.8
14.09. | 8 | 610.8
14.09. | 9 | 610.8
14.09. | 10 | 610.8
14.09. | 11 | 610.8
14.09. | 12 | 610.8
14.09. | 13 | 610.8
14.09. | 14 | 610.8
14.09. | 15 | 610.8
14.09. | 16 | 610.8
14.09. | 17 | 610.8
14.09. | 18 | 610.8
14.09. | 19 | 610.8
14.09. | 20 | 610.8
14.09. | 21 | 610.8
14.09. | 22 | 610.8
14.09. | 23 | 610.8
14.09. | 24 | 610.8
15.09. | 1 | 610.8
15.09. | 2 | 610.8
15.09. | 3 | 610.8
15.09. | 4 | 610.8
15.09. | 5 | 610.8
15.09. | 6 | 610.8
15.09. | 7 | 610.8
15.09. | 8 | 610.8
15.09. | 9 | 610.8
15.09. | 10 | 610.8
15.09. | 11 | 610.8
15.09. | 12 | 610.8
15.09. | 13 | 610.8
15.09. | 14 | 610.8
15.09. | 15 | 610.8
15.09. | 16 | 610.8
15.09. | 17 | 610.8
15.09. | 18 | 610.8
15.09. | 19 | 610.8
15.09. | 20 | 610.8
15.09. | 21 | 610.8
15.09. | 22 | 610.8
15.09. | 23 | 610.8
15.09. | 24 | 610.8
16.09. | 1 | 610.8
16.09. | 2 | 610.8
16.09. | 3 | 610.8
16.09. | 4 | 610.8
16.09. | 5 | 610.8
16.09. | 6 | 610.8
16.09. | 7 | 610.8
16.09. | 8 | 610.8
16.09. | 9 | 610.8
16.09. | 10 | 610.8
16.09. | 11 | 610.8
16.09. | 12 | 610.8
16.09. | 13 | 610.8
16.09. | 14 | 610.8
16.09. | 15 | 610.8
16.09. | 16 | 610.8
16.09. | 17 | 610.8
16.09. | 18 | 610.8
16.09. | 19 | 610.8
16.09. | 20 | 610.8
16.09. | 21 | 610.8
16.09. | 22 | 610.8
16.09. | 23 | 610.8
16.09. | 24 | 610.8
17.09. | 1 | 610.8
17.09. | 2 | 610.8
17.09. | 3 | 610.8
17.09. | 4 | 610.8
17.09. | 5 | 610.8
17.09. | 6 | 610.8
17.09. | 7 | 610.8
17.09. | 8 | 610.8
17.09. | 9 | 610.8
17.09. | 10 | 610.8
17.09. | 11 | 610.8
17.09. | 12 | 610.8
17.09. | 13 | 610.8
17.09. | 14 | 610.8
17.09. | 15 | 610.8
17.09. | 16 | 610.8
17.09. | 17 | 610.8
17.09. | 18 | 610.8
17.09. | 19 | 610.8
17.09. | 20 | 610.8
17.09. | 21 | 610.8
17.09. | 22 | 610.8
17.09. | 23 | 610.8
17.09. | 24 | 610.8
18.09. | 1 | 610.8
18.09. | 2 | 610.8
18.09. | 3 | 610.8
18.09. | 4 | 610.8
18.09. | 5 | 610.8
18.09. | 6 | 610.8
18.09. | 7 | 610.8
18.09. | 8 | 610.8
18.09. | 9 | 610.8
18.09. | 10 | 610.8
18.09. | 11 | 610.8
18.09. | 12 | 610.8
18.09. | 13 | 610.8
18.09. | 14 | 610.8
18.09. | 15 | 610.8
18.09. | 16 | 610.8
18.09. | 17 | 610.8
18.09. | 18 | 610.8
18.09. | 19 | 610.8
18.09. | 20 | 610.8
18.09. | 21 | 610.8
18.09. | 22 | 610.8
18.09. | 23 | 610.8
18.09. | 24 | 610.8
19.09. | 1 | 610.8
19.09. | 2 | 610.8
19.09. | 3 | 610.8
19.09. | 4 | 610.8
19.09. | 5 | 610.8
19.09. | 6 | 610.8
19.09. | 7 | 610.8
19.09. | 8 | 610.8
19.09. | 9 | 610.8
19.09. | 10 | 610.8
19.09. | 11 | 610.8
19.09. | 12 | 610.8
19.09. | 13 | 610.8
19.09. | 14 | 610.8
19.09. | 15 | 610.8
19.09. | 16 | 610.8
19.09. | 17 | 610.8
19.09. | 18 | 610.8
19.09. | 19 | 610.8
19.09. | 20 | 610.8
19.09. | 21 | 610.8
19.09. | 22 | 610.8
19.09. | 23 | 610.8
19.09. | 24 | 610.8
20.09. | 1 | 610.8
20.09. | 2 | 610.8
20.09. | 3 | 610.8
20.09. | 4 | 610.8
20.09. | 5 | 610.8
20.09. | 6 | 610.8
20.09. | 7 | 610.8
20.09. | 8 | 610.8
20.09. | 9 | 610.8
20.09. | 10 | 610.8
20.09. | 11 | 610.8
20.09. | 12 | 610.8
20.09. | 13 | 610.8
20.09. | 14 | 610.8
20.09. | 15 | 610.8
20.09. | 16 | 610.8
20.09. | 17 | 610.8
20.09. | 18 | 610.8
20.09. | 19 | 610.8
20.09. | 20 | 610.8
20.09. | 21 | 610.8
20.09. | 22 | 610.8
20.09. | 23 | 610.8
20.09. | 24 | 610.8
21.09. | 1 | 610.8
21.09. | 2 | 610.8
21.09. | 3 | 610.8
21.09. | 4 | 610.8
21.09. | 5 | 610.8
21.09. | 6 | 610.8
21.09. | 7 | 610.8
21.09. | 8 | 610.8
21.09. | 9 | 610.8
21.09. | 10 | 610.8
21.09. | 11 | 610.8
21.09. | 12 | 610.8
21.09. | 13 | 610.8
21.09. | 14 | 610.8
21.09. | 15 | 610.8
21.09. | 16 | 610.8
21.09. | 17 | 610.8
21.09. | 18 | 610.8
21.09. | 19 | 610.8
21.09. | 20 | 610.8
21.09. | 21 | 610.8
21.09. | 22 | 610.8
21.09. | 23 | 610.8
21.09. | 24 | 610.8
22.09. | 1 | 610.8
22.09. | 2 | 610.8
22.09. | 3 | 610.8
22.09. | 4 | 610.8
22.09. | 5 | 610.8
22.09. | 6 | 610.8
22.09. | 7 | 610.8
22.09. | 8 | 610.8
22.09. | 9 | 610.8
22.09. | 10 | 610.8
22.09. | 11 | 610.8
22.09. | 12 | 610.8
22.09. | 13 | 610.8
22.09. | 14 | 610.8
22.09. | 15 | 610.8
22.09. | 16 | 610.8
22.09. | 17 | 610.8
22.09. | 18 | 610.8
22.09. | 19 | 610.8
22.09. | 20 | 610.8
22.09. | 21 | 610.8
22.09. | 22 | 610.8
22.09. | 23 | 610.8
22.09. | 24 | 610.8
23.09. | 1 | 610.8
23.09. | 2 | 610.8
23.09. | 3 | 610.8
23.09. | 4 | 610.8
23.09. | 5 | 610.8
23.09. | 6 | 610.8
23.09. | 7 | 610.8
23.09. | 8 | 610.8
23.09. | 9 | 610.8
23.09. | 10 | 610.8
23.09. | 11 | 610.8
23.09. | 12 | 610.8
23.09. | 13 | 610.8
23.09. | 14 | 610.8
23.09. | 15 | 610.8
23.09. | 16 | 610.8
23.09. | 17 | 610.8
23.09. | 18 | 610.8
23.09. | 19 | 610.8
23.09. | 20 | 610.8
23.09. | 21 | 610.8
23.09. | 22 | 610.8
23.09. | 23 | 610.8
23.09. | 24 | 610.8
24.09. | 1 | 610.8
24.09. | 2 | 610.8
24.09. | 3 | 610.8
24.09. | 4 | 610.8
24.09. | 5 | 610.8
24.09. | 6 | 610.8
24.09. | 7 | 610.8
24.09. | 8 | 610.8
24.09. | 9 | 610.8
24.09. | 10 | 610.8
24.09. | 11 | 610.8
24.09. | 12 | 610.8
24.09. | 13 | 610.8
24.09. | 14 | 610.8
24.09. | 15 | 610.8
24.09. | 16 | 610.8
24.09. | 17 | 610.8
24.09. | 18 | 610.8
24.09. | 19 | 610.8
24.09. | 20 | 610.8
24.09. | 21 | 610.8
24.09. | 22 | 610.8
24.09. | 23 | 610.8
24.09. | 24 | 610.8
25.09. | 1 | 610.8
25.09. | 2 | 610.8
25.09. | 3 | 610.8
25.09. | 4 | 610.8
25.09. | 5 | 610.8
25.09. | 6 | 610.8
25.09. | 7 | 610.8
25.09. | 8 | 610.8
25.09. | 9 | 610.8
25.09. | 10 | 610.8
25.09. | 11 | 610.8
25.09. | 12 | 610.8
25.09. | 13 | 610.8
25.09. | 14 | 610.8
25.09. | 15 | 610.8
25.09. | 16 | 610.8
25.09. | 17 | 610.8
25.09. | 18 | 610.8
25.09. | 19 | 610.8
25.09. | 20 | 610.8
25.09. | 21 | 610.8
25.09. | 22 | 610.8
25.09. | 23 | 610.8
25.09. | 24 | 610.8
26.09. | 1 | 610.8
26.09. | 2 | 610.8
26.09. | 3 | 610.8
26.09. | 4 | 610.8
26.09. | 5 | 610.8
26.09. | 6 | 610.8
26.09. | 7 | 610.8
26.09. | 8 | 610.8
26.09. | 9 | 610.8
26.09. | 10 | 610.8
26.09. | 11 | 610.8
26.09. | 12 | 610.8
26.09. | 13 | 610.8
26.09. | 14 | 610.8
26.09. | 15 | 610.8
26.09. | 16 | 610.8
26.09. | 17 | 610.8
26.09. | 18 | 610.8
26.09. | 19 | 610.8
26.09. | 20 | 610.8
26.09. | 21 | 610.8
26.09. | 22 | 610.8
26.09. | 23 | 610.8
26.09. | 24 | 610.8
27.09. | 1 | 610.8
27.09. | 2 | 610.8
27.09. | 3 | 610.8
27.09. | 4 | 610.8
27.09. | 5 | 610.8
27.09. | 6 | 610.8
27.09. | 7 | 610.8
27.09. | 8 | 610.8
27.09. | 9 | 610.8
27.09. | 10 | 610.8
27.09. | 11 | 610.8
27.09. | 12 | 610.8
27.09. | 13 | 610.8
27.09. | 14 | 610.8
27.09. | 15 | 610.8
27.09. | 16 | 610.8
27.09. | 17 | 610.8
27.09. | 18 | 610.8
27.09. | 19 | 610.8
27.09. | 20 | 610.8
27.09. | 21 | 610.8
27.09. | 22 | 610.8
27.09. | 23 | 610.8
27.09. | 24 | 610.8
28.09. | 1 | 610.8
28.09. | 2 | 610.8
28.09. | 3 | 610.8
28.09. | 4 | 610.8
28.09. | 5 | 610.8
28.09. | 6 | 610.8
28.09. | 7 | 610.8
28.09. | 8 | 610.8
28.09. | 9 | 610.8
28.09. | 10 | 610.8
28.09. | 11 | 610.8
28.09. | 12 | 610.8
28.09. | 13 | 610.8
28.09. | 14 | 610.8
28.09. | 15 | 610.8
28.09. | 16 | 610.8
28.09. | 17 | 610.8
28.09. | 18 | 610.8
28.09. | 19 | 610.8
28.09. | 20 | 610.8
28.09. | 21 | 610.8
28.09. | 22 | 610.8
28.09. | 23 | 610.8
28.09. | 24 | 610.8
29.09. | 1 | 610.8
29.09. | 2 | 610.8
29.09. | 3 | 610.8
29.09. | 4 | 610.8
29.09. | 5 | 610.8
29.09. | 6 | 610.8
29.09. | 7 | 610.8
29.09. | 8 | 610.8
29.09. | 9 | 610.8
29.09. | 10 | 610.8
29.09. | 11 | 610.8
29.09. | 12 | 610.8
29.09. | 13 | 610.8
29.09. | 14 | 610.8
29.09. | 15 | 610.8
29.09. | 16 | 610.8
29.09. | 17 | 610.8
29.09. | 18 | 610.8
29.09. | 19 | 610.8
29.09. | 20 | 610.8
29.09. | 21 | 610.8
29.09. | 22 | 610.8
29.09. | 23 | 610.8
29.09. | 24 | 610.8
30.09. | 1 | 610.8
30.09. | 2 | 610.8
30.09. | 3 | 610.8
30.09. | 4 | 610.8
30.09. | 5 | 610.8
30.09. | 6 | 610.8
30.09. | 7 | 610.8
30.09. | 8 | 610.8
30.09. | 9 | 610.8
30.09. | 10 | 610.8
30.09. | 11 | 610.8
30.09. | 12 | 610.8
30.09. | 13 | 610.8
30.09. | 14 | 610.8
30.09. | 15 | 610.8
30.09. | 16 | 610.8
30.09. | 17 | 610.8
30.09. | 18 | 610.8
30.09. | 19 | 610.8
30.09. | 20 | 610.8
30.09. | 21 | 610.8
30.09. | 22 | 610.8
30.09. | 23 | 610.8
30.09. | 24 | 610.8
01.10. | 1 | 610.8
01.10. | 2 | 610.8
01.10. | 3 | 610.8
01.10. | 4 | 610.8
01.10. | 5 | 610.8
01.10. | 6 | 610.8
01.10. | 7 | 610.8
01.10. | 8 | 610.8
01.10. | 9 | 610.8
01.10. | 10 | 610.8
01.10. | 11 | 610.8
01.10. | 12 | 610.8
01.10. | 13 | 610.8
01.10. | 14 | 610.8
01.10. | 15 | 610.8
01.10. | 16 | 610.8
01.10. | 17 | 610.8
01.10. | 18 | 610.8
01.10. | 19 | 610.8
01.10. | 20 | 610.8
01.10. | 21 | 610.8
01.10. | 22 | 610.8
01.10. | 23 | 610.8
01.10. | 24 | 610.8
02.10. | 1 | 610.8
02.10. | 2 | 610.8
02.10. | 3 | 610.8
02.10. | 4 | 610.8
02.10. | 5 | 610.8
02.10. | 6 | 610.8
02.10. | 7 | 610.8
02.10. | 8 | 610.8
02.10. | 9 | 610.8
02.10. | 10 | 610.8
02.10. | 11 | 610.8
02.10. | 12 | 610.8
02.10. | 13 | 610.8
02.10. | 14 | 610.8
02.10. | 15 | 610.8
02.10. | 16 | 610.8
02.10. | 17 | 610.8
02.10. | 18 | 610.8
02.10. | 19 | 610.8
02.10. | 20 | 610.8
02.10. | 21 | 610.8
02.10. | 22 | 610.8
02.10. | 23 | 610.8
02.10. | 24 | 610.8
03.10. | 1 | 610.8
03.10. | 2 | 610.8
03.10. | 3 | 610.8
03.10. | 4 | 610.8
03.10. | 5 | 610.8
03.10. | 6 | 610.8
03.10. | 7 | 610.8
03.10. | 8 | 610.8
03.10. | 9 | 610.8
03.10. | 10 | 610.8
03.10. | 11 | 610.8
03.10. | 12 | 610.8
03.10. | 13 | 610.8
03.10. | 14 | 610.8
03.10. | 15 | 610.8
03.10. | 16 | 610.8
03.10. | 17 | 610.8
03.10. | 18 | 610.8
03.10. | 19 | 610.8
03.10. | 20 | 610.8
03.10. | 21 | 610.8
03.10. | 22 | 610.8
03.10. | 23 | 610.8
03.10. | 24 | 610.8
04.10. | 1 | 610.8
04.10. | 2 | 610.8
04.10. | 3 | 610.8
04.10. | 4 | 610.8
04.10. | 5 | 610.8
04.10. | 6 | 610.8
04.10. | 7 | 610.8
04.10. | 8 | 610.8
04.10. | 9 | 610.8
04.10. | 10 | 610.8
04.10. | 11 | 610.8
04.10. | 12 | 610.8
04.10. | 13 | 610.8
04.10. | 14 | 610.8
04.10. | 15 | 610.8
04.10. | 16 | 610.8
04.10. | 17 | 610.8
04.10. | 18 | 610.8
04.10. | 19 | 610.8
04.10. | 20 | 610.8
04.10. | 21 | 610.8
04.10. | 22 | 610.8
04.10. | 23 | 610.8
04.10. | 24 | 610.8
05.10. | 1 | 610.8
05.10. | 2 | 610.8
05.10. | 3 | 610.8
05.10. | 4 | 610.8
05.10. | 5 | 610.8
05.10. | 6 | 610.8
05.10. | 7 | 610.8
05.10. | 8 | 610.8
05.10. | 9 | 610.8
05.10. | 10 | 610.8
05.10. | 11 | 610.8
05.10. | 12 | 610.8
05.10. | 13 | 610.8
05.10. | 14 | 610.8
05.10. | 15 | 610.8
05.10. | 16 | 610.8
05.10. | 17 | 610.8
05.10. | 18 | 610.8
05.10. | 19 | 610.8
05.10. | 20 | 610.8
05.10. | 21 | 610.8
05.10. | 22 | 610.8
05.10. | 23 | 610.8
05.10. | 24 | 610.8
06.10. | 1 | 610.8
06.10. | 2 | 610.8
06.10. | 3 | 610.8
06.10. | 4 | 610.8
06.10. | 5 | 610.8
06.10. | 6 | 610.8
06.10. | 7 | 610.8
06.10. | 8 | 610.8
06.10. | 9 | 610.8
06.10. | 10 | 610.8
06.10. | 11 | 610.8
06.10. | 12 | 610.8
06.10. | 13 | 610.8
06.10. | 14 | 610.8
06.10. | 15 | 610.8
06.10. | 16 | 610.8
06.10. | 17 | 610.8
06.10. | 18 | 610.8
06.10. | 19 | 610.8
06.10. | 20 | 610.8
06.10. | 21 | 610.8
06.10. | 22 | 610.8
06.10. | 23 | 610.8
06.10. | 24 | 610.8
07.10. | 1 | 610.8
07.10. | 2 | 610.8
07.10. | 3 | 610.8
07.10. | 4 | 610.8
07.10. | 5 | 610.8
07.10. | 6 | 610.8
07.10. | 7 | 610.8
07.10. | 8 | 610.8
07.10. | 9 | 610.8
07.10. | 10 | 610.8
07.10. | 11 | 610.8
07.10. | 12 | 610.8
07.10. | 13 | 610.8
07.10. | 14 | 610.8
07.10. | 15 | 610.8
07.10. | 16 | 610.8
07.10. | 17 | 610.8
07.10. | 18 | 610.8
07.10. | 19 | 610.8
07.10. | 20 | 610.8
07.10. | 21 | 610.8
07.10. | 22 | 610.8
07.10. | 23 | 610.8
07.10. | 24 | 610.8
08.10. | 1 | 610.8
08.10. | 2 | 610.8
08.10. | 3 | 610.8
08.10. | 4 | 610.8
08.10. | 5 | 610.8
08.10. | 6 | 610.8
08.10. | 7 | 610.8
08.10. | 8 | 610.8
08.10. | 9 | 610.8
08.10. | 10 | 610.8
08.10. | 11 | 610.8
08.10. | 12 | 610.8
08.10. | 13 | 610.8
08.10. | 14 | 610.8
08.10. | 15 | 610.8
08.10. | 16 | 610.8
08.10. | 17 | 610.8
08.10. | 18 | 610.8
08.10. | 19 | 610.8
08.10. | 20 | 610.8
08.10. | 21 | 610.8
08.10. | 22 | 610.8
08.10. | 23 | 610.8
08.10. | 24 | 610.8
09.10. | 1 | 610.8
09.10. | 2 | 610.8
09.10. | 3 | 610.8
09.10. | 4 | 610.8
09.10. | 5 | 610.8
09.10. | 6 | 610.8
09.10. | 7 | 610.8
09.10. | 8 | 610.8
09.10. | 9 | 610.8
09.10. | 10 | 610.8
09.10. | 11 | 610.8
09.10. | 12 | 610.8
09.10. | 13 | 610.8
09.10. | 14 | 610.8
09.10. | 15 | 610.8
09.10. | 16 | 610.8
09.10. | 17 | 610.8
09.10. | 18 | 610.8
09.10. | 19 | 610.8
09.10. | 20 | 610.8
09.10. | 21 | 610.8
09.10. | 22 | 610.8
09.10. | 23 | 610.8
09.10. | 24 | 610.8
10.10. | 1 | 610.8
10.10. | 2 | 610.8
10.10. | 3 | 610.8
10.10. | 4 | 610.8
10.10. | 5 | 610.8
10.10. | 6 | 610.8
10.10. | 7 | 610.8
10.10. | 8 | 610.8
10.10. | 9 | 610.8
10.10. | 10 | 610.8
10.10. | 11 | 610.8
10.10. | 12 | 610.8
10.10. | 13 | 610.8
10.10. | 14 | 610.8
10.10. | 15 | 610.8
10.10. | 16 | 610.8
10.10. | 17 | 610.8
10.10. | 18 | 610.8
10.10. | 19 | 610.8
10.10. | 20 | 610.8
10.10. | 21 | 610.8
10.10. | 22 | 610.8
10.10. | 23 | 610.8
10.10. | 24 | 610.8
11.10. | 1 | 610.8
11.10. | 2 | 610.8
11.10. | 3 | 610.8
11.10. | 4 | 610.8
11.10. | 5 | 610.8
11.10. | 6 | 610.8
11.10. | 7 | 610.8
11.10. | 8 | 610.8
11.10. | 9 | 610.8
11.10. | 10 | 610.8
11.10. | 11 | 610.8
11.10. | 12 | 610.8
11.10. | 13 | 610.8
11.10. | 14 | 610.8
11.10. | 15 | 610.8
11.10. | 16 | 610.8
11.10. | 17 | 610.8
11.10. | 18 | 610.8
11.10. | 19 | 610.8
11.10. | 20 | 610.8
11.10. | 21 | 610.8
11.10. | 22 | 610.8
11.10. | 23 | 610.8
11.10. | 24 | 610.8
12.10. | 1 | 610.8
12.10. | 2 | 610.8
12.10. | 3 | 610.8
12.10. | 4 | 610.8
12.10. | 5 | 610.8
12.10. | 6 | 610.8
12.10. | 7 | 610.8
12.10. | 8 | 610.8
12.10. | 9 | 610.8
12.10. | 10 | 610.8
12.10. | 11 | 610.8
12.10. | 12 | 610.8
12.10. | 13 | 610.8
12.10. | 14 | 610.8
12.10. | 15 | 610.8
12.10. | 16 | 610.8
12.10. | 17 | 610.8
12.10. | 18 | 610.8
12.10. | 19 | 610.8
12.10. | 20 | 610.8
12.10. | 21 | 610.8
12.10. | 22 | 610.8
12.10. | 23 | 610.8
12.10. | 24 | 610.8
13.10. | 1 | 610.8
13.10. | 2 | 610.8
13.10. | 3 | 610.8
13.10. | 4 | 610.8
13.10. | 5 | 610.8
13.10. | 6 | 610.8
13.10. | 7 | 610.8
13.10. | 8 | 610.8
13.10. | 9 | 610.8
13.10. | 10 | 610.8
13.10. | 11 | 610.8
13.10. | 12 | 610.8
13.10. | 13 | 610.8
13.10. | 14 | 610.8
13.10. | 15 | 610.8
13.10. | 16 | 610.8
13.10. | 17 | 610.8
13.10. | 18 | 610.8
13.10. | 19 | 610.8
13.10. | 20 | 610.8
13.10. | 21 | 610.8
13.10. | 22 | 610.8
13.10. | 23 | 610.8
13.10. | 24 | 610.8
14.10. | 1 | 610.8
14.10. | 2 | 610.8
14.10. | 3 | 610.8
14.10. | 4 | 610.8
14.10. | 5 | 610.8
14.10. | 6 | 610.8
14.10. | 7 | 610.8
14.10. | 8 | 610.8
14.10. | 9 | 610.8
14.10. | 10 | 610.8
14.10. | 11 | 610.8
14.10. | 12 | 610.8
14.10. | 13 | 610.8
14.10. | 14 | 610.8
14.10. | 15 | 610.8
14.10. | 16 | 610.8
14.10. | 17 | 610.8
14.10. | 18 | 610.8
14.10. | 19 | 610.8
14.10. | 20 | 610.8
14.10. | 21 | 610.8
14.10. | 22 | 610.8
14.10. | 23 | 610.8
14.10. | 24 | 610.8
15.10. | 1 | 610.8
15.10. | 2 | 610.8
15.10. | 3 | 610.8
15.10. | 4 | 610.8
15.10. | 5 | 610.8
15.10. | 6 | 610.8
15.10. | 7 | 610.8
15.10. | 8 | 610.8
15.10. | 9 | 610.8
15.10. | 10 | 610.8
15.10. | 11 | 610.8
15.10. | 12 | 610.8
15.10. | 13 | 610.8
15.10. | 14 | 610.8
15.10. | 15 | 610.8
15.10. | 16 | 610.8
15.10. | 17 | 610.8
15.10. | 18 | 610.8
15.10. | 19 | 610.8
15.10. | 20 | 610.8
15.10. | 21 | 610.8
15.10. | 22 | 610.8
15.10. | 23 | 610.8
15.10. | 24 | 610.8
16.10. | 1 | 610.8
16.10. | 2 | 610.8
16.10. | 3 | 610.8
16.10. | 4 | 610.8
16.10. | 5 | 610.8
16.10. | 6 | 610.8
16.10. | 7 | 610.8
16.10. | 8 | 610.8
16.10. | 9 | 610.8
16.10. | 10 | 610.8
16.10. | 11 | 610.8
16.10. | 12 | 610.8
16.10. | 13 | 610.8
16.10. | 14 | 610.8
16.10. | 15 | 610.8
16.10. | 16 | 610.8
16.10. | 17 | 610.8
16.10. | 18 | 610.8
16.10. | 19 | 610.8
16.10. | 20 | 610.8
16.10. | 21 | 610.8
16.10. | 22 | 610.8
16.10. | 23 | 610.8
16.10. | 24 | 610.8
17.10. | 1 | 610.8
17.10. | 2 | 610.8
17.10. | 3 | 610.8
17.10. | 4 | 610.8
17.10. | 5 | 610.8
17.10. | 6 | 610.8
17.10. | 7 | 610.8
17.10. | 8 | 610.8
17.10. | 9 | 610.8
17.10. | 10 | 610.8
17.10. | 11 | 610.8
17.10. | 12 | 610.8
17.10. | 13 | 610.8
17.10. | 14 | 610.8
17.10. | 15 | 610.8
17.10. | 16 | 610.8
17.10. | 17 | 610.8
17.10. | 18 | 610.8
17.10. | 19 | 610.8
17.10. | 20 | 610.8
17.10. | 21 | 610.8
17.10. | 22 | 610.8
17.10. | 23 | 610.8
17.10. | 24 | 610.8
18.10. | 1 | 610.8
18.10. | 2 | 610.8
18.10. | 3 | 610.8
18.10. | 4 | 610.8
18.10. | 5 | 610.8
18.10. | 6 | 610.8
18.10. | 7 | 610.8
18.10. | 8 | 610.8
18.10. | 9 | 610.8
18.10. | 10 | 610.8
18.10. | 11 | 610.8
18.10. | 12 | 610.8
18.10. | 13 | 610.8
18.10. | 14 | 610.8
18.10. | 15 | 610.8
18.10. | 16 | 610.8
18.10. | 17 | 610.8
18.10. | 18 | 610.8
18.10. | 19 | 610.8
18.10. | 20 | 610.8
18.10. | 21 | 610.8
18.10. | 22 | 610.8
18.10. | 23 | 610.8
18.10. | 24 | 610.8
19.10. | 1 | 610.8
19.10. | 2 | 610.8
19.10. | 3 | 610.8
19.10. | 4 | 610.8
19.10. | 5 | 610.8
19.10. | 6 | 610.8
19.10. | 7 | 610.8
19.10. | 8 | 610.8
19.10. | 9 | 610.8
19.10. | 10 | 610.8
19.10. | 11 | 610.8
19.10. | 12 | 610.8
19.10. | 13 | 610.8
19.10. | 14 | 610.8
19.10. | 15 | 610.8
19.10. | 16 | 610.8
19.10. | 17 | 610.8
19.10. | 18 | 610.8
19.10. | 19 | 610.8
19.10. | 20 | 610.8
19.10. | 21 | 610.8
19.10. | 22 | 610.8
19.10. | 23 | 610.8
19.10. | 24 | 610.8
20.10. | 1 | 610.8
20.10. | 2 | 610.8
20.10. | 3 | 610.8
20.10. | 4 | 610.8
20.10. | 5 | 610.8
20.10. | 6 | 610.8
20.10. | 7 | 610.8
20.10. | 8 | 610.8
20.10. | 9 | 610.8
20.10. | 10 | 610.8
20.10. | 11 | 610.8
20.10. | 12 | 610.8
20.10. | 13 | 610.8
20.10. | 14 | 610.8
20.10. | 15 | 610.8
20.10. | 16 | 610.8
20.10. | 17 | 610.8
20.10. | 18 | 610.8
20.10. | 19 | 610.8
20.10. | 20 | 610.8
20.10. | 21 | 610.8
20.10. | 22 | 610.8
20.10. | 23 | 610.8
20.10. | 24 | 610.8
21.10. | 1 | 610.8
21.10. | 2 | 610.8
21.10. | 3 | 610.8
21.10. | 4 | 610.8
21.10. | 5 | 610.8
21.10. | 6 | 610.8
21.10. | 7 | 610.8
21.10. | 8 | 610.8
21.10. | 9 | 610.8
21.10. | 10 | 610.8
21.10. | 11 | 610.8
21.10. | 12 | 610.8
21.10. | 13 | 610.8
21.10. | 14 | 610.8
21.10. | 15 | 610.8
21.10. | 16 | 610.8
21.10. | 17 | 610.8
21.10. | 18 | 610.8
21.10. | 19 | 610.8
21.10. | 20 | 610.8
21.10. | 21 | 610.8
21.10. | 22 | 610.8
21.10. | 23 | 610.8
21.10. | 24 | 610.8
22.10. | 1 | 610.8
22.10. | 2 | 610.8
22.10. | 3 | 610.8
22.10. | 4 | 610.8
22.10. | 5 | 610.8
22.10. | 6 | 610.8
22.10. | 7 | 610.8
22.10. | 8 | 610.8
22.10. | 9 | 610.8
22.10. | 10 | 610.8
22.10. | 11 | 610.8
22.10. | 12 | 610.8
22.10. | 13 | 610.8
22.10. | 14 | 610.8
22.10. | 15 | 610.8
22.10. | 16 | 610.8
22.10. | 17 | 610.8
22.10. | 18 | 610.8
22.10. | 19 | 610.8
22.10. | 20 | 610.8
22.10. | 21 | 610.8
22.10. | 22 | 610.8
22.10. | 23 | 610.8
22.10. | 24 | 610.8
23.10. | 1 | 610.8
23.10. | 2 | 610.8
23.10. | 3 | 610.8
23.10. | 4 | 610.8
23.10. | 5 | 610.8
23.10. | 6 | 610.8
23.10. | 7 | 610.8
23.10. | 8 | 610.8
23.10. | 9 | 610.8
23.10. | 10 | 610.8
23.10. | 11 | 610.8
23.10. | 12 | 610.8
23.10. | 13 | 610.8
23.10. | 14 | 610.8
23.10. | 15 | 610.8
23.10. | 16 | 610.8
23.10. | 17 | 610.8
23.10. | 18 | 610.8
23.10. | 19 | 610.8
23.10. | 20 | 610.8
23.10. | 21 | 610.8
23.10. | 22 | 610.8
23.10. | 23 | 610.8
23.10. | 24 | 610.8
24.10. | 1 | 610.8
24.10. | 2 | 610.8
24.10. | 3 | 610.8
24.10. | 4 | 610.8
24.10. | 5 | 610.8
24.10. | 6 | 610.8
24.10. | 7 | 610.8
24.10. | 8 | 610.8
24.10. | 9 | 610.8
24.10. | 10 | 610.8
24.10. | 11 | 610.8
24.10. | 12 | 610.8
24.10. | 13 | 610.8
24.10. | 14 | 610.8
24.10. | 15 | 610.8
24.10. | 16 | 610.8
24.10. | 17 | 610.8
24.10. | 18 | 610.8
24.10. | 19 | 610.8
24.10. | 20 | 610.8
24.10. | 21 | 610.8
24.10. | 22 | 610.8
24.10. | 23 | 610.8
24.10. | 24 | 610.8
25.10. | 1 | 610.8
25.10. | 2 | 610.8
25.10. | 3 | 610.8
25.10. | 4 | 610.8
25.10. | 5 | 610.8
25.10. | 6 | 610.8
25.10. | 7 | 610.8
25.10. | 8 | 610.8
25.10. | 9 | 610.8
25.10. | 10 | 610.8
25.10. | 11 | 610.8
25.10. | 12 | 610.8
25.10. | 13 | 610.8
25.10. | 14 | 610.8
25.10. | 15 | 610.8
25.10. | 16 | 610.8
25.10. | 17 | 610.8
25.10. | 18 | 610.8
25.10. | 19 | 610.8
25.10. | 20 | 610.8
25.10. | 21 | 610.8
25.10. | 22 | 610.8
25.10. | 23 | 610.8
25.10. | 24 | 610.8
26.10. | 1 | 610.8
26.10. | 2 | 610.8
26.10. | 3 | 610.8
26.10. | 4 | 610.8
26.10. | 5 | 610.8
26.10. | 6 | 610.8
26.10. | 7 | 610.8
26.10. | 8 | 610.8
26.10. | 9 | 610.8
26.10. | 10 | 610.8
26.10. | 11 | 610.8
26.10. | 12 | 610.8
26.10. | 13 | 610.8
26.10. | 14 | 610.8
26.10. | 15 | 610.8
26.10. | 16 | 610.8
26.10. | 17 | 610.8
26.10. | 18 | 610.8
26.10. | 19 | 610.8
26.10. | 20 | 610.8
26.10. | 21 | 610.8
26.10. | 22 | 610.8
26.10. | 23 | 610.8
26.10. | 24 | 610.8
27.10. | 1 | 610.8
27.10. | 2 | 610.8
27.10. | 3 | 610.8
27.10. | 4 | 610.8
27.10. | 5 | 610.8
27.10. | 6 | 610.8
27.10. | 7 | 610.8
27.10. | 8 | 610.8
27.10. | 9 | 610.8
27.10. | 10 | 610.8
27.10. | 11 | 610.8
27.10. | 12 | 610.8
27.10. | 13 | 610.8
27.10. | 14 | 610.8
27.10. | 15 | 610.8
27.10. | 16 | 610.8
27.10. | 17 | 610.8
27.10. | 18 | 610.8
27.10. | 19 | 610.8
27.10. | 20 | 610.8
27.10. | 21 | 610.8
27.10. | 22 | 610.8
27.10. | 23 | 610.8
27.10. | 24 | 610.8
28.10. | 1 | 610.8
28.10. | 2 | 610.8
28.10. | 3 | 610.8
28.10. | 4 | 610.8
28.10. | 5 | 610.8
28.10. | 6 | 610.8
28.10. | 7 | 610.8
28.10. | 8 | 610.8
28.10. | 9 | 610.8
28.10. | 10 | 610.8
28.10. | 11 | 610.8
28.10. | 12 | 610.8
28.10. | 13 | 610.8
28.10. | 14 | 610.8
28.10. | 15 | 610.8
28.10. | 16 | 610.8
28.10. | 17 | 610.8
28.10. | 18 | 610.8
28.10. | 19 | 610.8
28.10. | 20 | 610.8
28.10. | 21 | 610.8
28.10. | 22 | 610.8
28.10. | 23 | 610.8
28.10. | 24 | 610.8
29.10. | 1 | 610.8
29.10. | 2 | 610.8
29.10. | 3 | 610.8
29.10. | 4 | 610.8
29.10. | 5 | 610.8
29.10. | 6 | 610.8
29.10. | 7 | 610.8
29.10. | 8 | 610.8
29.10. | 9 | 610.8
29.10. | 10 | 610.8
29.10. | 11 | 610.8
29.10. | 12 | 610.8
29.10. | 13 | 610.8
29.10. | 14 | 610.8
29.10. | 15 | 610.8
29.10. | 16 | 610.8
29.10. | 17 | 610.8
29.10. | 18 | 610.8
29.10. | 19 | 610.8
29.10. | 20 | 610.8
29.10. | 21 | 610.8
29.10. | 22 | 610.8
29.10. | 23 | 610.8
29.10. | 24 | 610.8
30.10. | 1 | 610.8
30.10. | 2 | 610.8
30.10. | 3 | 610.8
30.10. | 4 | 610.8
30.10. | 5 | 610.8
30.10. | 6 | 610.8
30.10. | 7 | 610.8
30.10. | 8 | 610.8
30.10. | 9 | 610.8
30.10. | 10 | 610.8
30.10. | 11 | 610.8
30.10. | 12 | 610.8
30.10. | 13 | 610.8
30.10. | 14 | 610.8
30.10. | 15 | 610.8
30.10. | 16 | 610.8
30.10. | 17 | 610.8
30.10. | 18 | 610.8
30.10. | 19 | 610.8
30.10. | 20 | 610.8
30.10. | 21 | 610.8
30.10. | 22 | 610.8
30.10. | 23 | 610.8
30.10. | 24 | 610.8
31.10. | 1 | 610.8
31.10. | 2 | 610.8
31.10. | 3 | 610.8
31.10. | 4 | 610.8
31.10. | 5 | 610.8
31.10. | 6 | 610.8
31.10. | 7 | 610.8
31.10. | 8 | 610.8
31.10. | 9 | 610.8
31.10. | 10 | 610.8
31.10. | 11 | 610.8
31.10. | 12 | 610.8
31.10. | 13 | 610.8
31.10. | 14 | 610.8
31.10. | 15 | 610.8
31.10. | 16 | 610.8
31.10. | 17 | 610.8
31.10. | 18 | 610.8
31.10. | 19 | 610.8
31.10. | 20 | 610.8
31.10. | 21 | 610.8
31.10. | 22 | 610.8
31.10. | 23 | 610.8
31.10. | 24 | 610.8
01.11. | 1 | 610.8
01.11. | 2 | 610.8
01.11. | 3 | 610.8
01.11. | 4 | 610.8
01.11. | 5 | 610.8
01.11. | 6 | 610.8
01.11. | 7 | 610.8
01.11. | 8 | 610.8
01.11. | 9 | 610.8
01.11. | 10 | 610.8
01.11. | 11 | 610.8
01.11. | 12 | 610.8
01.11. | 13 | 610.8
01.11. | 14 | 610.8
01.11. | 15 | 610.8
01.11. | 16 | 610.8
01.11. | 17 | 610.8
01.11. | 18 | 610.8
01.11. | 19 | 610.8
01.11. | 20 | 610.8
01.11. | 21 | 610.8
01.11. | 22 | 610.8
01.11. | 23 | 610.8
01.11. | 24 | 610.8
02.11. | 1 | 610.8
02.11. | 2 | 610.8
02.11. | 3 | 610.8
02.11. | 4 | 610.8
02.11. | 5 | 610.8
02.11. | 6 | 610.8
02.11. | 7 | 610.8
02.11. | 8 | 610.8
02.11. | 9 | 610.8
02.11. | 10 | 610.8
02.11. | 11 | 610.8
02.11. | 12 | 610.8
02.11. | 13 | 610.8
02.11. | 14 | 610.8
02.11. | 15 | 610.8
02.11. | 16 | 610.8
02.11. | 17 | 610.8
02.11. | 18 | 610.8
02.11. | 19 | 610.8
02.11. | 20 | 610.8
02.11. | 21 | 610.8
02.11. | 22 | 610.8
02.11. | 23 | 610.8
02.11. | 24 | 610.8
03.11. | 1 | 610.8
03.11. | 2 | 610.8
03.11. | 3 | 610.8
03.11. | 4 | 610.8
03.11. | 5 | 610.8
03.11. | 6 | 610.8
03.11. | 7 | 610.8
03.11. | 8 | 610.8
03.11. | 9 | 610.8
03.11. | 10 | 610.8
03.11. | 11 | 610.8
03.11. | 12 | 610.8
03.11. | 13 | 610.8
03.11. | 14 | 610.8
03.11. | 15 | 610.8
03.11. | 16 | 610.8
03.11. | 17 | 610.8
03.11. | 18 | 610.8
03.11. | 19 | 610.8
03.11. | 20 | 610.8
03.11. | 21 | 610.8
03.11. | 22 | 610.8
03.11. | 23 | 610.8
03.11. | 24 | 610.8
04.11. | 1 | 610.8
04.11. | 2 | 610.8
04.11. | 3 | 610.8
04.11. | 4 | 610.8
04.11. | 5 | 610.8
04.11. | 6 | 610.8
04.11. | 7 | 610.8
04.11. | 8 | 610.8
04.11. | 9 | 610.8
04.11. | 10 | 610.8
04.11. | 11 | 610.8
04.11. | 12 | 610.8
04.11. | 13 | 610.8
04.11. | 14 | 610.8
04.11. | 15 | 610.8
04.11. | 16 | 610.8
04.11. | 17 | 610.8
04.11. | 18 | 610.8
04.11. | 19 | 610.8
04.11. | 20 | 610.8
04.11. | 21 | 610.8
04.11. | 22 | 610.8
04.11. | 23 | 610.8
04.11. | 24 | 610.8
05.11. | 1 | 610.8
05.11. | 2 | 610.8
05.11. | 3 | 610.8
05.11. | 4 | 610.8
05.11. | 5 | 610.8
05.11. | 6 | 610.8
05.11. | 7 | 610.8
05.11. | 8 | 610.8
05.11. | 9 | 610.8
05.11. | 10 | 610.8
05.11. | 11 | 610.8
05.11. | 12 | 610.8
05.11. | 13 | 610.8
05.11. | 14 | 610.8
05.11. | 15 | 610.8
05.11. | 16 | 610.8
05.11. | 17 | 610.8
05.11. | 18 | 610.8
05.11. | 19 | 610.8
05.11. | 20 | 610.8
05.11. | 21 | 610.8
05.11. | 22 | 610.8
05.11. | 23 | 610.8
05.11. | 24 | 610.8
06.11. | 1 | 610.8
06.11. | 2 | 610.8
06.11. | 3 | 610.8
06.11. | 4 | 610.8
06.11. | 5 | 610.8
06.11. | 6 | 610.8
06.11. | 7 | 610.8
06.11. | 8 | 610.8
06.11. | 9 | 610.8
06.11. | 10 | 610.8
06.11. | 11 | 610.8
06.11. | 12 | 610.8
06.11. | 13 | 610.8
06.11. | 14 | 610.8
06.11. | 15 | 610.8
06.11. | 16 | 610.8
06.11. | 17 | 610.8
06.11. | 18 | 610.8
06.11. | 19 | 610.8
06.11. | 20 | 610.8
06.11. | 21 | 610.8
06.11. | 22 | 610.8
06.11. | 23 | 610.8
06.11. | 24 | 610.8
07.11. | 1 | 610.8
07.11. | 2 | 610.8
07.11. | 3 | 610.8
07.11. | 4 | 610.8
07.11. | 5 | 610.8
07.11. | 6 | 610.8
07.11. | 7 | 610.8
07.11. | 8 | 610.8
07.11. | 9 | 610.8
07.11. | 10 | 610.8
07.11. | 11 | 610.8
07.11. | 12 | 610.8
07.11. | 13 | 610.8
07.11. | 14 | 610.8
07.11. | 15 | 610.8
07.11. | 16 | 610.8
07.11. | 17 | 610.8
07.11. | 18 | 610.8
07.11. | 19 | 610.8
07.11. | 20 | 610.8
07.11. | 21 | 610.8
07.11. | 22 | 610.8
07.11. | 23 | 610.8
07.11. | 24 | 610.8
08.11. | 1 | 610.8
08.11. | 2 | 610.8
08.11. | 3 | 610.8
08.11. | 4 | 610.8
08.11. | 5 | 610.8
08.11. | 6 | 610.8
08.11. | 7 | 610.8
08.11. | 8 | 610.8
08.11. | 9 | 610.8
08.11. | 10 | 610.8
08.11. | 11 | 610.8
08.11. | 12 | 610.8
08.11. | 13 | 610.8
08.11. | 14 | 610.8
08.11. | 15 | 610.8
08.11. | 16 | 610.8
08.11. | 17 | 610.8
08.11. | 18 | 610.8
08.11. | 19 | 610.8
08.11. | 20 | 610.8
08.11. | 21 | 610.8
08.11. | 22 | 610.8
08.11. | 23 | 610.8
08.11. | 24 | 610.8
09.11. | 1 | 610.8
09.11. | 2 | 610.8
09.11. | 3 | 610.8
09.11. | 4 | 610.8
09.11. | 5 | 610.8
09.11. | 6 | 610.8
09.11. | 7 | 610.8
09.11. | 8 | 610.8
09.11. | 9 | 610.8
09.11. | 10 | 610.8
09.11. | 11 | 610.8
09.11. | 12 | 610.8
09.11. | 13 | 610.8
09.11. | 14 | 610.8
09.11. | 15 | 610.8
09.11. | 16 | 610.8
09.11. | 17 | 610.8
09.11. | 18 | 610.8
09.11. | 19 | 610.8
09.11. | 20 | 610.8
09.11. | 21 | 610.8
09.11. | 22 | 610.8
09.11. | 23 | 610.8
09.11. | 24 | 610.8
10.11. | 1 | 610.8
10.11. | 2 | 610.8
10.11. | 3 | 610.8
10.11. | 4 | 610.8
10.11. | 5 | 610.8
10.11. | 6 | 610.8
10.11. | 7 | 610.8
10.11. | 8 | 610.8
10.11. | 9 | 610.8
10.11. | 10 | 610.8
10.11. | 11 | 610.8
10.11. | 12 | 610.8
10.11. | 13 | 610.8
10.11. | 14 | 610.8
10.11. | 15 | 610.8
10.11. | 16 | 610.8
10.11. | 17 | 610.8
10.11. | 18 | 610.8
10.11. | 19 | 610.8
10.11. | 20 | 610.8
10.11. | 21 | 610.8
10.11. | 22 | 610.8
10.11. | 23 | 610.8
10.11. | 24 | 610.8
11.11. | 1 | 610.8
11.11. | 2 | 610.8
11.11. | 3 | 610.8
11.11. | 4 | 610.8
11.11. | 5 | 610.8
11.11. | 6 | 610.8
11.11. | 7 | 610.8
11.11. | 8 | 610.8
11.11. | 9 | 610.8
11.11. | 10 | 610.8
11.11. | 11 | 610.8
11.11. | 12 | 610.8
11.11. | 13 | 610.8
11.11. | 14 | 610.8
11.11. | 15 | 610.8
11.11. | 16 | 610.8
11.11. | 17 | 610.8
11.11. | 18 | 610.8
11.11. | 19 | 610.8
11.11. | 20 | 610.8
11.11. | 21 | 610.8
11.11. | 22 | 610.8
11.11. | 23 | 610.8
11.11. | 24 | 610.8
12.11. | 1 | 610.8
12.11. | 2 | 610.8
12.11. | 3 | 610.8
12.11. | 4 | 610.8
12.11. | 5 | 610.8
12.11. | 6 | 610.8
12.11. | 7 | 610.8
12.11. | 8 | 610.8
12.11. | 9 | 610.8
12.11. | 10 | 610.8
12.11. | 11 | 610.8
12.11. | 12 | 610.8
12.11. | 13 | 610.8
12.11. | 14 | 610.8
12.11. | 15 | 610.8
12.11. | 16 | 610.8
12.11. | 17 | 610.8
12.11. | 18 | 610.8
12.11. | 19 | 610.8
12.11. | 20 | 610.8
12.11. | 21 | 610.8
12.11. | 22 | 610.8
12.11. | 23 | 610.8
12.11. | 24 | 610.8
13.11. | 1 | 610.8
13.11. | 2 | 610.8
13.11. | 3 | 610.8
13.11. | 4 | 610.8
13.11. | 5 | 610.8
13.11. | 6 | 610.8
13.11. | 7 | 610.8
13.11. | 8 | 610.8
13.11. | 9 | 610.8
13.11. | 10 | 610.8
13.11. | 11 | 610.8
13.11. | 12 | 610.8
13.11. | 13 | 610.8
13.11. | 14 | 610.8
13.11. | 15 | 610.8
13.11. | 16 | 610.8
13.11. | 17 | 610.8
13.11. | 18 | 610.8
13.11. | 19 | 610.8
13.11. | 20 | 610.8
13.11. | 21 | 610.8
13.11. | 22 | 610.8
13.11. | 23 | 610.8
13.11. | 24 | 610.8
14.11. | 1 | 610.8
14.11. | 2 | 610.8
14.11. | 3 | 610.8
14.11. | 4 | 610.8
14.11. | 5 | 610.8
14.11. | 6 | 610.8
14.11. | 7 | 610.8
14.11. | 8 | 610.8
14.11. | 9 | 610.8
14.11. | 10 | 610.8
14.11. | 11 | 610.8
14.11. | 12 | 610.8
14.11. | 13 | 610.8
14.11. | 14 | 610.8
14.11. | 15 | 610.8
14.11. | 16 | 610.8
14.11. | 17 | 610.8
14.11. | 18 | 610.8
14.11. | 19 | 610.8
14.11. | 20 | 610.8
14.11. | 21 | 610.8
14.11. | 22 | 610.8
14.11. | 23 | 610.8
14.11. | 24 | 610.8
15.11. | 1 | 610.8
15.11. | 2 | 610.8
15.11. | 3 | 610.8
15.11. | 4 | 610.8
15.11. | 5 | 610.8
15.11. | 6 | 610.8
15.11. | 7 | 610.8
15.11. | 8 | 610.8
15.11. | 9 | 610.8
15.11. | 10 | 610.8
15.11. | 11 | 610.8
15.11. | 12 | 610.8
15.11. | 13 | 610.8
15.11. | 14 | 610.8
15.11. | 15 | 610.8
15.11. | 16 | 610.8
15.11. | 17 | 610.8
15.11. | 18 | 610.8
15.11. | 19 | 610.8
15.11. | 20 | 610.8
15.11. | 21 | 610.8
15.11. | 22 | 610.8
15.11. | 23 | 610.8
15.11. | 24 | 610.8
16.11. | 1 | 610.8
16.11. | 2 | 610.8
16.11. | 3 | 610.8
16.11. | 4 | 610.8
16.11. | 5 | 610.8
16.11. | 6 | 610.8
16.11. | 7 | 610.8
16.11. | 8 | 610.8
16.11. | 9 | 610.8
16.11. | 10 | 610.8
16.11. | 11 | 610.8
16.11. | 12 | 610.8
16.11. | 13 | 610.8
16.11. | 14 | 610.8
16.11. | 15 | 610.8
16.11. | 16 | 610.8
16.11. | 17 | 610.8
16.11. | 18 | 610.8
16.11. | 19 | 610.8
16.11. | 20 | 610.8
16.11. | 21 | 610.8
16.11. | 22 | 610.8
16.11. | 23 | 610.8
16.11. | 24 | 610.8
17.11. | 1 | 610.8
17.11. | 2 | 610.8
17.11. | 3 | 610.8
17.11. | 4 | 610.8
17.11. | 5 | 610.8
17.11. | 6 | 610.8
17.11. | 7 | 610.8
17.11. | 8 | 610.8
17.11. | 9 | 610.8
17.11. | 10 | 610.8
17.11. | 11 | 610.8
17.11. | 12 | 610.8
17.11. | 13 | 610.8
17.11. | 14 | 610.8
17.11. | 15 | 610.8
17.11. | 16 | 610.8
17.11. | 17 | 610.8
17.11. | 18 | 610.8
17.11. | 19 | 610.8
17.11. | 20 | 610.8
17.11. | 21 | 610.8
17.11. | 22 | 610.8
17.11. | 23 | 610.8
17.11. | 24 | 610.8
18.11. | 1 | 610.8
18.11. | 2 | 610.8
18.11. | 3 | 610.8
18.11. | 4 | 610.8
18.11. | 5 | 610.8
18.11. | 6 | 610.8
18.11. | 7 | 610.8
18.11. | 8 | 610.8
18.11. | 9 | 610.8
18.11. | 10 | 610.8
18.11. | 11 | 610.8
18.11. | 12 | 610.8
18.11. | 13 | 610.8
18.11. | 14 | 610.8
18.11. | 15 | 610.8
18.11. | 16 | 610.8
18.11. | 17 | 610.8
18.11. | 18 | 610.8
18.11. | 19 | 610.8
18.11. | 20 | 610.8
18.11. | 21 | 610.8
18.11. | 22 | 610.8
18.11. | 23 | 610.8
18.11. | 24 | 610.8
19.11. | 1 | 610.8
19.11. | 2 | 610.8
19.11. | 3 | 610.8
19.11. | 4 | 610.8
19.11. | 5 | 610.8
19.11. | 6 | 610.8
19.11. | 7 | 610.8
19.11. | 8 | 610.8
19.11. | 9 | 610.8
19.11. | 10 | 610.8
19.11. | 11 | 610.8
19.11. | 12 | 610.8
19.11. | 13 | 610.8
19.11. | 14 | 610.8
19.11. | 15 | 610.8
19.11. | 16 | 610.8
19.11. | 17 | 610.8
19.11. | 18 | 610.8
19.11. | 19 | 610.8
19.11. | 20 | 610.8
19.11. | 21 | 610.8
19.11. | 22 | 610.8
19.11. | 23 | 610.8
19.11. | 24 | 610.8
20.11. | 1 | 610.8
20.11. | 2 | 610.8
20.11. | 3 | 610.8
20.11. | 4 | 610.8
20.11. | 5 | 610.8
20.11. | 6 | 610.8
20.11. | 7 | 610.8
20.11. | 8 | 610.8
20.11. | 9 | 610.8
20.11. | 10 | 610.8
20.11. | 11 | 610.8
20.11. | 12 | 610.8
20.11. | 13 | 610.8
20.11. | 14 | 610.8
20.11. | 15 | 610.8
20.11. | 16 | 610.8
20.11. | 17 | 610.8
20.11. | 18 | 610.8
20.11. | 19 | 610.8
20.11. | 20 | 610.8
20.11. | 21 | 610.8
20.11. | 22 | 610.8
20.11. | 23 | 610.8
20.11. | 24 | 610.8
21.11. | 1 | 610.8
21.11. | 2 | 610.8
21.11. | 3 | 610.8
21.11. | 4 | 610.8
21.11. | 5 | 610.8
21.11. | 6 | 610.8
21.11. | 7 | 610.8
21.11. | 8 | 610.8
21.11. | 9 | 610.8
21.11. | 10 | 610.8
21.11. | 11 | 610.8
21.11. | 12 | 610.8
21.11. | 13 | 610.8
21.11. | 14 | 610.8
21.11. | 15 | 610.8
21.11. | 16 | 610.8
21.11. | 17 | 610.8
21.11. | 18 | 610.8
21.11. | 19 | 610.8
21.11. | 20 | 610.8
21.11. | 21 | 610.8
21.11. | 22 | 610.8
21.11. | 23 | 610.8
21.11. | 24 | 610.8
22.11. | 1 | 610.8
22.11. | 2 | 610.8
22.11. | 3 | 610.8
22.11. | 4 | 610.8
22.11. | 5 | 610.8
22.11. | 6 | 610.8
22.11. | 7 | 610.8
22.11. | 8 | 610.8
22.11. | 9 | 610.8
22.11. | 10 | 610.8
22.11. | 11 | 610.8
22.11. | 12 | 610.8
22.11. | 13 | 610.8
22.11. | 14 | 610.8
22.11. | 15 | 610.8
22.11. | 16 | 610.8
22.11. | 17 | 610.8
22.11. | 18 | 610.8
22.11. | 19 | 610.8
22.11. | 20 | 610.8
22.11. | 21 | 610.8
22.11. | 22 | 610.8
22.11. | 23 | 610.8
22.11. | 24 | 610.8
23.11. | 1 | 610.8
23.11. | 2 | 610.8
23.11. | 3 | 610.8
23.11. | 4 | 610.8
23.11. | 5 | 610.8
23.11. | 6 | 610.8
23.11. | 7 | 610.8
23.11. | 8 | 610.8
23.11. | 9 | 610.8
23.11. | 10 | 610.8
23.11. | 11 | 610.8
23.11. | 12 | 610.8
23.11. | 13 | 610.8
23.11. | 14 | 610.8
23.11. | 15 | 610.8
23.11. | 16 | 610.8
23.11. | 17 | 610.8
23.11. | 18 | 610.8
23.11. | 19 | 610.8
23.11. | 20 | 610.8
23.11. | 21 | 610.8
23.11. | 22 | 610.8
23.11. | 23 | 610.8
23.11. | 24 | 610.8
24.11. | 1 | 610.8
24.11. | 2 | 610.8
24.11. | 3 | 610.8
24.11. | 4 | 610.8
24.11. | 5 | 610.8
24.11. | 6 | 610.8
24.11. | 7 | 610.8
24.11. | 8 | 610.8
24.11. | 9 | 610.8
24.11. | 10 | 610.8
24.11. | 11 | 610.8
24.11. | 12 | 610.8
24.11. | 13 | 610.8
24.11. | 14 | 610.8
24.11. | 15 | 610.8
24.11. | 16 | 610.8
24.11. | 17 | 610.8
24.11. | 18 | 610.8
24.11. | 19 | 610.8
24.11. | 20 | 610.8
24.11. | 21 | 610.8
24.11. | 22 | 610.8
24.11. | 23 | 610.8
24.11. | 24 | 610.8
25.11. | 1 | 610.8
25.11. | 2 | 610.8
25.11. | 3 | 610.8
25.11. | 4 | 610.8
25.11. | 5 | 610.8
25.11. | 6 | 610.8
25.11. | 7 | 610.8
25.11. | 8 | 610.8
25.11. | 9 | 610.8
25.11. | 10 | 610.8
25.11. | 11 | 610.8
25.11. | 12 | 610.8
25.11. | 13 | 610.8
25.11. | 14 | 610.8
25.11. | 15 | 610.8
25.11. | 16 | 610.8
25.11. | 17 | 610.8
25.11. | 18 | 610.8
25.11. | 19 | 610.8
25.11. | 20 | 610.8
25.11. | 21 | 610.8
25.11. | 22 | 610.8
25.11. | 23 | 610.8
25.11. | 24 | 610.8
26.11. | 1 | 610.8
26.11. | 2 | 610.8
26.11. | 3 | 610.8
26.11. | 4 | 610.8
26.11. | 5 | 610.8
26.11. | 6 | 610.8
26.11. | 7 | 610.8
26.11. | 8 | 610.8
26.11. | 9 | 610.8
26.11. | 10 | 610.8
26.11. | 11 | 610.8
26.11. | 12 | 610.8
26.11. | 13 | 610.8
26.11. | 14 | 610.8
26.11. | 15 | 610.8
26.11. | 16 | 610.8
26.11. | 17 | 610.8
26.11. | 18 | 610.8
26.11. | 19 | 610.8
26.11. | 20 | 610.8
26.11. | 21 | 610.8
26.11. | 22 | 610.8
26.11. | 23 | 610.8
26.11. | 24 | 610.8
27.11. | 1 | 610.8
27.11. | 2 | 610.8
27.11. | 3 | 610.8
27.11. | 4 | 610.8
27.11. | 5 | 610.8
27.11. | 6 | 610.8
27.11. | 7 | 610.8
27.11. | 8 | 610.8
27.11. | 9 | 610.8
27.11. | 10 | 610.8
27.11. | 11 | 610.8
27.11. | 12 | 610.8
27.11. | 13 | 610.8
27.11. | 14 | 610.8
27.11. | 15 | 610.8
27.11. | 16 | 610.8
27.11. | 17 | 610.8
27.11. | 18 | 610.8
27.11. | 19 | 610.8
27.11. | 20 | 610.8
27.11. | 21 | 610.8
27.11. | 22 | 610.8
27.11. | 23 | 610.8
27.11. | 24 | 610.8
28.11. | 1 | 610.8
28.11. | 2 | 610.8
28.11. | 3 | 610.8
28.11. | 4 | 610.8
28.11. | 5 | 610.8
28.11. | 6 | 610.8
28.11. | 7 | 610.8
28.11. | 8 | 610.8
28.11. | 9 | 610.8
28.11. | 10 | 610.8
28.11. | 11 | 610.8
28.11. | 12 | 610.8
28.11. | 13 | 610.8
28.11. | 14 | 610.8
28.11. | 15 | 610.8
28.11. | 16 | 610.8
28.11. | 17 | 610.8
28.11. | 18 | 610.8
28.11. | 19 | 610.8
28.11. | 20 | 610.8
28.11. | 21 | 610.8
28.11. | 22 | 610.8
28.11. | 23 | 610.8
28.11. | 24 | 610.8
29.11. | 1 | 610.8
29.11. | 2 | 610.8
29.11. | 3 | 610.8
29.11. | 4 | 610.8
29.11. | 5 | 610.8
29.11. | 6 | 610.8
29.11. | 7 | 610.8
29.11. | 8 | 610.8
29.11. | 9 | 610.8
29.11. | 10 | 610.8
29.11. | 11 | 610.8
29.11. | 12 | 610.8
29.11. | 13 | 610.8
29.11. | 14 | 610.8
29.11. | 15 | 610.8
29.11. | 16 | 610.8
29.11. | 17 | 610.8
29.11. | 18 | 610.8
29.11. | 19 | 610.8
29.11. | 20 | 610.8
29.11. | 21 | 610.8
29.11. | 22 | 610.8
29.11. | 23 | 610.8
29.11. | 24 | 610.8
30.11. | 1 | 610.8
30.11. | 2 | 610.8
30.11. | 3 | 610.8
30.11. | 4 | 610.8
30.11. | 5 | 610.8
30.11. | 6 | 610.8
30.11. | 7 | 610.8
30.11. | 8 | 610.8
30.11. | 9 | 610.8
30.11. | 10 | 610.8
30.11. | 11 | 610.8
30.11. | 12 | 610.8
30.11. | 13 | 610.8
30.11. | 14 | 610.8
30.11. | 15 | 610.8
30.11. | 16 | 610.8
30.11. | 17 | 610.8
30.11. | 18 | 610.8
30.11. | 19 | 610.8
30.11. | 20 | 610.8
30.11. | 21 | 610.8
30.11. | 22 | 610.8
30.11. | 23 | 610.8
30.11. | 24 | 610.8
01.12. | 1 | 610.8
01.12. | 2 | 610.8
01.12. | 3 | 610.8
01.12. | 4 | 610.8
01.12. | 5 | 610.8
01.12. | 6 | 610.8
01.12. | 7 | 610.8
01.12. | 8 | 610.8
01.12. | 9 | 610.8
01.12. | 10 | 610.8
01.12. | 11 | 610.8
01.12. | 12 | 610.8
01.12. | 13 | 610.8
01.12. | 14 | 610.8
01.12. | 15 | 610.8
01.12. | 16 | 610.8
01.12. | 17 | 610.8
01.12. | 18 | 610.8
01.12. | 19 | 610.8
01.12. | 20 | 610.8
01.12. | 21 | 610.8
01.12. | 22 | 610.8
01.12. | 23 | 610.8
01.12. | 24 | 610.8
02.12. | 1 | 610.8
02.12. | 2 | 610.8
02.12. | 3 | 610.8
02.12. | 4 | 610.8
02.12. | 5 | 610.8
02.12. | 6 | 610.8
02.12. | 7 | 610.8
02.12. | 8 | 610.8
02.12. | 9 | 610.8
02.12. | 10 | 610.8
02.12. | 11 | 610.8
02.12. | 12 | 610.8
02.12. | 13 | 610.8
02.12. | 14 | 610.8
02.12. | 15 | 610.8
02.12. | 16 | 610.8
02.12. | 17 | 610.8
02.12. | 18 | 610.8
02.12. | 19 | 610.8
02.12. | 20 | 610.8
02.12. | 21 | 610.8
02.12. | 22 | 610.8
02.12. | 23 | 610.8
02.12. | 24 | 610.8
03.12. | 1 | 610.8
03.12. | 2 | 610.8
03.12. | 3 | 610.8
03.12. | 4 | 610.8
03.12. | 5 | 610.8
03.12. | 6 | 610.8
03.12. | 7 | 610.8
03.12. | 8 | 610.8
03.12. | 9 | 610.8
03.12. | 10 | 610.8
03.12. | 11 | 610.8
03.12. | 12 | 610.8
03.12. | 13 | 610.8
03.12. | 14 | 610.8
03.12. | 15 | 610.8
03.12. | 16 | 610.8
03.12. | 17 | 610.8
03.12. | 18 | 610.8
03.12. | 19 | 610.8
03.12. | 20 | 610.8
03.12. | 21 | 610.8
03.12. | 22 | 610.8
03.12. | 23 | 610.8
03.12. | 24 | 610.8
04.12. | 1 | 610.8
04.12. | 2 | 610.8
04.12. | 3 | 610.8
04.12. | 4 | 610.8
04.12. | 5 | 610.8
04.12. | 6 | 610.8
04.12. | 7 | 610.8
04.12. | 8 | 610.8
04.12. | 9 | 610.8
04.12. | 10 | 610.8
04.12. | 11 | 610.8
04.12. | 12 | 610.8
04.12. | 13 | 610.8
04.12. | 14 | 610.8
04.12. | 15 | 610.8
04.12. | 16 | 610.8
04.12. | 17 | 610.8
04.12. | 18 | 610.8
04.12. | 19 | 610.8
04.12. | 20 | 610.8
04.12. | 21 | 610.8
04.12. | 22 | 610.8
04.12. | 23 | 610.8
04.12. | 24 | 610.8
05.12. | 1 | 610.8
05.12. | 2 | 610.8
05.12. | 3 | 610.8
05.12. | 4 | 610.8
05.12. | 5 | 610.8
05.12. | 6 | 610.8
05.12. | 7 | 610.8
05.12. | 8 | 610.8
05.12. | 9 | 610.8
05.12. | 10 | 610.8
05.12. | 11 | 610.8
05.12. | 12 | 610.8
05.12. | 13 | 610.8
05.12. | 14 | 610.8
05.12. | 15 | 610.8
05.12. | 16 | 610.8
05.12. | 17 | 610.8
05.12. | 18 | 610.8
05.12. | 19 | 610.8
05.12. | 20 | 610.8
05.12. | 21 | 610.8
05.12. | 22 | 610.8
05.12. | 23 | 610.8
05.12. | 24 | 610.8
06.12. | 1 | 610.8
06.12. | 2 | 610.8
06.12. | 3 | 610.8
06.12. | 4 | 610.8
06.12. | 5 | 610.8
06.12. | 6 | 610.8
06.12. | 7 | 610.8
06.12. | 8 | 610.8
06.12. | 9 | 610.8
06.12. | 10 | 610.8
06.12. | 11 | 610.8
06.12. | 12 | 610.8
06.12. | 13 | 610.8
06.12. | 14 | 610.8
06.12. | 15 | 610.8
06.12. | 16 | 610.8
06.12. | 17 | 610.8
06.12. | 18 | 610.8
06.12. | 19 | 610.8
06.12. | 20 | 610.8
06.12. | 21 | 610.8
06.12. | 22 | 610.8
06.12. | 23 | 610.8
06.12. | 24 | 610.8
07.12. | 1 | 610.8
07.12. | 2 | 610.8
07.12. | 3 | 610.8
07.12. | 4 | 610.8
07.12. | 5 | 610.8
07.12. | 6 | 610.8
07.12. | 7 | 610.8
07.12. | 8 | 610.8
07.12. | 9 | 610.8
07.12. | 10 | 610.8
07.12. | 11 | 610.8
07.12. | 12 | 610.8
07.12. | 13 | 610.8
07.12. | 14 | 610.8
07.12. | 15 | 610.8
07.12. | 16 | 610.8
07.12. | 17 | 610.8
07.12. | 18 | 610.8
07.12. | 19 | 610.8
07.12. | 20 | 610.8
07.12. | 21 | 610.8
07.12. | 22 | 610.8
07.12. | 23 | 610.8
07.12. | 24 | 610.8
08.12. | 1 | 610.8
08.12. | 2 | 610.8
08.12. | 3 | 610.8
08.12. | 4 | 610.8
08.12. | 5 | 610.8
08.12. | 6 | 610.8
08.12. | 7 | 610.8
08.12. | 8 | 610.8
08.12. | 9 | 610.8
08.12. | 10 | 610.8
08.12. | 11 | 610.8
08.12. | 12 | 610.8
08.12. | 13 | 610.8
08.12. | 14 | 610.8
08.12. | 15 | 610.8
08.12. | 16 | 610.8
08.12. | 17 | 610.8
08.12. | 18 | 610.8
08.12. | 19 | 610.8
08.12. | 20 | 610.8
08.12. | 21 | 610.8
08.12. | 22 | 610.8
08.12. | 23 | 610.8
08.12. | 24 | 610.8
09.12. | 1 | 610.8
09.12. | 2 | 610.8
09.12. | 3 | 610.8
09.12. | 4 | 610.8
09.12. | 5 | 610.8
09.12. | 6 | 610.8
09.12. | 7 | 610.8
09.12. | 8 | 610.8
09.12. | 9 | 610.8
09.12. | 10 | 610.8
09.12. | 11 | 610.8
09.12. | 12 | 610.8
09.12. | 13 | 610.8
09.12. | 14 | 610.8
09.12. | 15 | 610.8
09.12. | 16 | 610.8
09.12. | 17 | 610.8
09.12. | 18 | 610.8
09.12. | 19 | 610.8
09.12. | 20 | 610.8
09.12. | 21 | 610.8
09.12. | 22 | 610.8
09.12. | 23 | 610.8
09.12. | 24 | 610.8
10.12. | 1 | 610.8
10.12. | 2 | 610.8
10.12. | 3 | 610.8
10.12. | 4 | 610.8
10.12. | 5 | 610.8
10.12. | 6 | 610.8
10.12. | 7 | 610.8
10.12. | 8 | 610.8
10.12. | 9 | 610.8
10.12. | 10 | 610.8
10.12. | 11 | 610.8
10.12. | 12 | 610.8
10.12. | 13 | 610.8
10.12. | 14 | 610.8
10.12. | 15 | 610.8
10.12. | 16 | 610.8
10.12. | 17 | 610.8
10.12. | 18 | 610.8
10.12. | 19 | 610.8
10.12. | 20 | 610.8
10.12. | 21 | 610.8
10.12. | 22 | 610.8
10.12. | 23 | 610.8
10.12. | 24 | 610.8
11.12. | 1 | 610.8
11.12. | 2 | 610.8
11.12. | 3 | 610.8
11.12. | 4 | 610.8
11.12. | 5 | 610.8
11.12. | 6 | 610.8
11.12. | 7 | 610.8
11.12. | 8 | 610.8
11.12. | 9 | 610.8
11.12. | 10 | 610.8
11.12. | 11 | 610.8
11.12. | 12 | 610.8
11.12. | 13 | 610.8
11.12. | 14 | 610.8
11.12. | 15 | 610.8
11.12. | 16 | 610.8
11.12. | 17 | 610.8
11.12. | 18 | 610.8
11.12. | 19 | 610.8
11.12. | 20 | 610.8
11.12. | 21 | 610.8
11.12. | 22 | 610.8
11.12. | 23 | 610.8
11.12. | 24 | 610.8
12.12. | 1 | 610.8
12.12. | 2 | 610.8
12.12. | 3 | 610.8
12.12. | 4 | 610.8
12.12. | 5 | 610.8
12.12. | 6 | 610.8
12.12. | 7 | 610.8
12.12. | 8 | 610.8
12.12. | 9 | 610.8
12.12. | 10 | 610.8
12.12. | 11 | 610.8
12.12. | 12 | 610.8
12.12. | 13 | 610.8
12.12. | 14 | 610.8
12.12. | 15 | 610.8
12.12. | 16 | 610.8
12.12. | 17 | 610.8
12.12. | 18 | 610.8
12.12. | 19 | 610.8
12.12. | 20 | 610.8
12.12. | 21 | 610.8
12.12. | 22 | 610.8
12.12. | 23 | 610.8
12.12. | 24 | 610.8
13.12. | 1 | 610.8
13.12. | 2 | 610.8
13.12. | 3 | 610.8
13.12. | 4 | 610.8
13.12. | 5 | 610.8
13.12. | 6 | 610.8
13.12. | 7 | 610.8
13.12. | 8 | 610.8
13.12. | 9 | 610.8
13.12. | 10 | 610.8
13.12. | 11 | 610.8
13.12. | 12 | 610.8
13.12. | 13 | 610.8
13.12. | 14 | 610.8
13.12. | 15 | 610.8
13.12. | 16 | 610.8
13.12. | 17 | 610.8
13.12. | 18 | 610.8
13.12. | 19 | 610.8
13.12. | 20 | 610.8
13.12. | 21 | 610.8
13.12. | 22 | 610.8
13.12. | 23 | 610.8
13.12. | 24 | 610.8
14.12. | 1 | 610.8
14.12. | 2 | 610.8
14.12. | 3 | 610.8
14.12. | 4 | 610.8
14.12. | 5 | 610.8
14.12. | 6 | 610.8
14.12. | 7 | 610.8
14.12. | 8 | 610.8
14.12. | 9 | 610.8
14.12. | 10 | 610.8
14.12. | 11 | 610.8
14.12. | 12 | 610.8
14.12. | 13 | 610.8
14.12. | 14 | 610.8
14.12. | 15 | 610.8
14.12. | 16 | 610.8
14.12. | 17 | 610.8
14.12. | 18 | 610.8
14.12. | 19 | 610.8
14.12. | 20 | 610.8
14.12. | 21 | 610.8
14.12. | 22 | 610.8
14.12. | 23 | 610.8
14.12. | 24 | 610.8
15.12. | 1 | 610.8
15.12. | 2 | 610.8
15.12. | 3 | 610.8
15.12. | 4 | 610.8
15.12. | 5 | 610.8
15.12. | 6 | 610.8
15.12. | 7 | 610.8
15.12. | 8 | 610.8
15.12. | 9 | 610.8
15.12. | 10 | 610.8
15.12. | 11 | 610.8
15.12. | 12 | 610.8
15.12. | 13 | 610.8
15.12. | 14 | 610.8
15.12. | 15 | 610.8
15.12. | 16 | 610.8
15.12. | 17 | 610.8
15.12. | 18 | 610.8
15.12. | 19 | 610.8
15.12. | 20 | 610.8
15.12. | 21 | 610.8
15.12. | 22 | 610.8
15.12. | 23 | 610.8
15.12. | 24 | 610.8
16.12. | 1 | 610.8
16.12. | 2 | 610.8
16.12. | 3 | 610.8
16.12. | 4 | 610.8
16.12. | 5 | 610.8
16.12. | 6 | 610.8
16.12. | 7 | 610.8
16.12. | 8 | 610.8
16.12. | 9 | 610.8
16.12. | 10 | 610.8
16.12. | 11 | 610.8
16.12. | 12 | 610.8
16.12. | 13 | 610.8
16.12. | 14 | 610.8
16.12. | 15 | 610.8
16.12. | 16 | 610.8
16.12. | 17 | 610.8
16.12. | 18 | 610.8
16.12. | 19 | 610.8
16.12. | 20 | 610.8
16.12. | 21 | 610.8
16.12. | 22 | 610.8
16.12. | 23 | 610.8
16.12. | 24 | 610.8
17.12. | 1 | 610.8
17.12. | 2 | 610.8
17.12. | 3 | 610.8
17.12. | 4 | 610.8
17.12. | 5 | 610.8
17.12. | 6 | 610.8
17.12. | 7 | 610.8
17.12. | 8 | 610.8
17.12. | 9 | 610.8
17.12. | 10 | 610.8
17.12. | 11 | 610.8
17.12. | 12 | 610.8
17.12. | 13 | 610.8
17.12. | 14 | 610.8
17.12. | 15 | 610.8
17.12. | 16 | 610.8
17.12. | 17 | 610.8
17.12. | 18 | 610.8
17.12. | 19 | 610.8
17.12. | 20 | 610.8
17.12. | 21 | 610.8
17.12. | 22 | 610.8
17.12. | 23 | 610.8
17.12. | 24 | 610.8
18.12. | 1 | 610.8
18.12. | 2 | 610.8
18.12. | 3 | 610.8
18.12. | 4 | 610.8
18.12. | 5 | 610.8
18.12. | 6 | 610.8
18.12. | 7 | 610.8
18.12. | 8 | 610.8
18.12. | 9 | 610.8
18.12. | 10 | 610.8
18.12. | 11 | 610.8
18.12. | 12 | 610.8
18.12. | 13 | 610.8
18.12. | 14 | 610.8
18.12. | 15 | 610.8
18.12. | 16 | 610.8
18.12. | 17 | 610.8
18.12. | 18 | 610.8
18.12. | 19 | 610.8
18.12. | 20 | 610.8
18.12. | 21 | 610.8
18.12. | 22 | 610.8
18.12. | 23 | 610.8
18.12. | 24 | 610.8
19.12. | 1 | 610.8
19.12. | 2 | 610.8
19.12. | 3 | 610.8
19.12. | 4 | 610.8
19.12. | 5 | 610.8
19.12. | 6 | 610.8
19.12. | 7 | 610.8
19.12. | 8 | 610.8
19.12. | 9 | 610.8
19.12. | 10 | 610.8
19.12. | 11 | 610.8
19.12. | 12 | 610.8
19.12. | 13 | 610.8
19.12. | 14 | 610.8
19.12. | 15 | 610.8
19.12. | 16 | 610.8
19.12. | 17 | 610.8
19.12. | 18 | 610.8
19.12. | 19 | 610.8
19.12. | 20 | 610.8
19.12. | 21 | 610.8
19.12. | 22 | 610.8
19.12. | 23 | 610.8
19.12. | 24 | 610.8
20.12. | 1 | 610.8
20.12. | 2 | 610.8
20.12. | 3 | 610.8
20.12. | 4 | 610.8
20.12. | 5 | 610.8
20.12. | 6 | 610.8
20.12. | 7 | 610.8
20.12. | 8 | 610.8
20.12. | 9 | 610.8
20.12. | 10 | 610.8
20.12. | 11 | 610.8
20.12. | 12 | 610.8
20.12. | 13 | 610.8
20.12. | 14 | 610.8
20.12. | 15 | 610.8
20.12. | 16 | 610.8
20.12. | 17 | 610.8
20.12. | 18 | 610.8
20.12. | 19 | 610.8
20.12. | 20 | 610.8
20.12. | 21 | 610.8
20.12. | 22 | 610.8
20.12. | 23 | 610.8
20.12. | 24 | 610.8
21.12. | 1 | 610.8
21.12. | 2 | 610.8
21.12. | 3 | 610.8
21.12. | 4 | 610.8
21.12. | 5 | 610.8
21.12. | 6 | 610.8
21.12. | 7 | 610.8
21.12. | 8 | 610.8
21.12. | 9 | 610.8
21.12. | 10 | 610.8
21.12. | 11 | 610.8
21.12. | 12 | 610.8
21.12. | 13 | 610.8
21.12. | 14 | 610.8
21.12. | 15 | 610.8
21.12. | 16 | 610.8
21.12. | 17 | 610.8
21.12. | 18 | 610.8
21.12. | 19 | 610.8
21.12. | 20 | 610.8
21.12. | 21 | 610.8
21.12. | 22 | 610.8
21.12. | 23 | 610.8
21.12. | 24 | 610.8
22.12. | 1 | 610.8
22.12. | 2 | 610.8
22.12. | 3 | 610.8
22.12. | 4 | 610.8
22.12. | 5 | 610.8
22.12. | 6 | 610.8
22.12. | 7 | 610.8
22.12. | 8 | 610.8
22.12. | 9 | 610.8
22.12. | 10 | 610.8
22.12. | 11 | 610.8
22.12. | 12 | 610.8
22.12. | 13 | 610.8
22.12. | 14 | 610.8
22.12. | 15 | 610.8
22.12. | 16 | 610.8
22.12. | 17 | 610.8
22.12. | 18 | 610.8
22.12. | 19 | 610.8
22.12. | 20 | 610.8
22.12. | 21 | 610.8
22.12. | 22 | 610.8
22.12. | 23 | 610.8
22.12. | 24 | 610.8
23.12. | 1 | 610.8
23.12. | 2 | 610.8
23.12. | 3 | 610.8
23.12. | 4 | 610.8
23.12. | 5 | 610.8
23.12. | 6 | 610.8
23.12. | 7 | 610.8
23.12. | 8 | 610.8
23.12. | 9 | 610.8
23.12. | 10 | 610.8
23.12. | 11 | 610.8
23.12. | 12 | 610.8
23.12. | 13 | 610.8
23.12. | 14 | 610.8
23.12. | 15 | 610.8
23.12. | 16 | 610.8
23.12. | 17 | 610.8
23.12. | 18 | 610.8
23.12. | 19 | 610.8
23.12. | 20 | 610.8
23.12. | 21 | 610.8
23.12. | 22 | 610.8
23.12. | 23 | 610.8
23.12. | 24 | 610.8
24.12. | 1 | 610.8
24.12. | 2 | 610.8
24.12. | 3 | 610.8
24.12. | 4 | 610.8
24.12. | 5 | 610.8
24.12. | 6 | 610.8
24.12. | 7 | 610.8
24.12. | 8 | 610.8
24.12. | 9 | 610.8
24.12. | 10 | 610.8
24.12. | 11 | 610.8
24.12. | 12 | 610.8
24.12. | 13 | 610.8
24.12. | 14 | 610.8
24.12. | 15 | 610.8
24.12. | 16 | 610.8
24.12. | 17 | 610.8
24.12. | 18 | 610.8
24.12. | 19 | 610.8
24.12. | 20 | 610.8
24.12. | 21 | 610.8
24.12. | 22 | 610.8
24.12. | 23 | 610.8
24.12. | 24 | 610.8
25.12. | 1 | 610.8
25.12. | 2 | 610.8
25.12. | 3 | 610.8
25.12. | 4 | 610.8
25.12. | 5 | 610.8
25.12. | 6 | 610.8
25.12. | 7 | 610.8
25.12. | 8 | 610.8
25.12. | 9 | 610.8
25.12. | 10 | 610.8
25.12. | 11 | 610.8
25.12. | 12 | 610.8
25.12. | 13 | 610.8
25.12. | 14 | 610.8
25.12. | 15 | 610.8
25.12. | 16 | 610.8
25.12. | 17 | 610.8
25.12. | 18 | 610.8
25.12. | 19 | 610.8
25.12. | 20 | 610.8
25.12. | 21 | 610.8
25.12. | 22 | 610.8
25.12. | 23 | 610.8
25.12. | 24 | 610.8
26.12. | 1 | 610.8
26.12. | 2 | 610.8
26.12. | 3 | 610.8
26.12. | 4 | 610.8
26.12. | 5 | 610.8
26.12. | 6 | 610.8
26.12. | 7 | 610.8
26.12. | 8 | 610.8
26.12. | 9 | 610.8
26.12. | 10 | 610.8
26.12. | 11 | 610.8
26.12. | 12 | 610.8
26.12. | 13 | 610.8
26.12. | 14 | 610.8
26.12. | 15 | 610.8
26.12. | 16 | 610.8
26.12. | 17 | 610.8
26.12. | 18 | 610.8
26.12. | 19 | 610.8
26.12. | 20 | 610.8
26.12. | 21 | 610.8
26.12. | 22 | 610.8
26.12. | 23 | 610.8
26.12. | 24 | 610.8
27.12. | 1 | 610.8
27.12. | 2 | 610.8
27.12. | 3 | 610.8
27.12. | 4 | 610.8
27.12. | 5 | 610.8
27.12. | 6 | 610.8
27.12. | 7 | 610.8
27.12. | 8 | 610.8
27.12. | 9 | 610.8
27.12. | 10 | 610.8
27.12. | 11 | 610.8
27.12. | 12 | 610.8
27.12. | 13 | 610.8
27.12. | 14 | 610.8
27.12. | 15 | 610.8
27.12. | 16 | 610.8
27.12. | 17 | 610.8
27.12. | 18 | 610.8
27.12. | 19 | 610.8
27.12. | 20 | 610.8
27.12. | 21 | 610.8
27.12. | 22 | 610.8
27.12. | 23 | 610.8
27.12. | 24 | 610.8
28.12. | 1 | 610.8
28.12. | 2 | 610.8
28.12. | 3 | 610.8
28.12. | 4 | 610.8
28.12. | 5 | 610.8
28.12. | 6 | 610.8
28.12. | 7 | 610.8
28.12. | 8 | 610.8
28.12. | 9 | 610.8
28.12. | 10 | 610.8
28.12. | 11 | 610.8
28.12. | 12 | 610.8
28.12. | 13 | 610.8
28.12. | 14 | 610.8
28.12. | 15 | 610.8
28.12. | 16 | 610.8
28.12. | 17 | 610.8
28.12. | 18 | 610.8
28.12. | 19 | 610.8
28.12. | 20 | 610.8
28.12. | 21 | 610.8
28.12. | 22 | 610.8
28.12. | 23 | 610.8
28.12. | 24 | 610.8
29.12. | 1 | 610.8
29.12. | 2 | 610.8
29.12. | 3 | 610.8
29.12. | 4 | 610.8
29.12. | 5 | 610.8
29.12. | 6 | 610.8
29.12. | 7 | 610.8
29.12. | 8 | 610.8
29.12. | 9 | 610.8
29.12. | 10 | 610.8
29.12. | 11 | 610.8
29.12. | 12 | 610.8
29.12. | 13 | 610.8
29.12. | 14 | 610.8
29.12. | 15 | 610.8
29.12. | 16 | 610.8
29.12. | 17 | 610.8
29.12. | 18 | 610.8
29.12. | 19 | 610.8
29.12. | 20 | 610.8
29.12. | 21 | 610.8
29.12. | 22 | 610.8
29.12. | 23 | 610.8
29.12. | 24 | 610.8
30.12. | 1 | 610.8
30.12. | 2 | 610.8
30.12. | 3 | 610.8
30.12. | 4 | 610.8
30.12. | 5 | 610.8
30.12. | 6 | 610.8
30.12. | 7 | 610.8
30.12. | 8 | 610.8
30.12. | 9 | 610.8
30.12. | 10 | 610.8
30.12. | 11 | 610.8
30.12. | 12 | 610.8
30.12. | 13 | 610.8
30.12. | 14 | 610.8
30.12. | 15 | 610.8
30.12. | 16 | 610.8
30.12. | 17 | 610.8
30.12. | 18 | 610.8
30.12. | 19 | 610.8
30.12. | 20 | 610.8
30.12. | 21 | 610.8
30.12. | 22 | 610.8
30.12. | 23 | 610.8
30.12. | 24 | 610.8
31.12. | 1 | 610.8
31.12. | 2 | 610.8
31.12. | 3 | 610.8
31.12. | 4 | 610.8
31.12. | 5 | 610.8
31.12. | 6 | 610.8
31.12. | 7 | 610.8
31.12. | 8 | 610.8
31.12. | 9 | 610.8
31.12. | 10 | 610.8
31.12. | 11 | 610.8
31.12. | 12 | 610.8
31.12. | 13 | 610.8
31.12. | 14 | 610.8
31.12. | 15 | 610.8
31.12. | 16 | 610.8
31.12. | 17 | 610.8
31.12. | 18 | 610.8
31.12. | 19 | 610.8
31.12. | 20 | 610.8
31.12. | 21 | 610.8
31.12. | 22 | 610.8
31.12. | 23 | 610.8
31.12. | 24 | 610.8

## Exchanges
ENTSO-E Market Modelling Database: Exchanges with non-ENTSO-E countries
Country:
Market Node: | ITS1
Year:
Climate year |  |  | N.B. use convention first January always Monday (2007 calendar year) --> see guidelines for further details
Scenario
name of the non-ENTSOE country:
average import capacity from non-ENTSO-E country (MW) (optional):
average export capacity to non-ENTSO-E country (MW) (optional):
name of the non-ENTSOE country:
average import capacity from non-ENTSO-E country (MW) (optional):
average export capacity to non-ENTSO-E country (MW) (optional):
name of the non-ENTSOE country:
average import capacity from non-ENTSO-E country (MW) (optional):
average export capacity to non-ENTSO-E country (MW) (optional):
name of the non-ENTSOE country:
average import capacity from non-ENTSO-E country (MW) (optional):
average export capacity to non-ENTSO-E country (MW) (optional):
name of the non-ENTSOE country:
average import capacity from non-ENTSO-E country (MW) (optional):
average export capacity to non-ENTSO-E country (MW) (optional):
Date | Hour | Total exchanges with all non ENTSO-E countries (MW) (>0 for import)
01.01. | 1 | 0
01.01. | 2 | 0
01.01. | 3 | 0
01.01. | 4 | 0
01.01. | 5 | 0
01.01. | 6 | 0
01.01. | 7 | 0
01.01. | 8 | 0
01.01. | 9 | 0
01.01. | 10 | 0
01.01. | 11 | 0
01.01. | 12 | 0
01.01. | 13 | 0
01.01. | 14 | 0
01.01. | 15 | 0
01.01. | 16 | 0
01.01. | 17 | 0
01.01. | 18 | 0
01.01. | 19 | 0
01.01. | 20 | 0
01.01. | 21 | 0
01.01. | 22 | 0
01.01. | 23 | 0
01.01. | 24 | 0
02.01. | 1 | 0
02.01. | 2 | 0
02.01. | 3 | 0
02.01. | 4 | 0
02.01. | 5 | 0
02.01. | 6 | 0
02.01. | 7 | 0
02.01. | 8 | 0
02.01. | 9 | 0
02.01. | 10 | 0
02.01. | 11 | 0
02.01. | 12 | 0
02.01. | 13 | 0
02.01. | 14 | 0
02.01. | 15 | 0
02.01. | 16 | 0
02.01. | 17 | 0
02.01. | 18 | 0
02.01. | 19 | 0
02.01. | 20 | 0
02.01. | 21 | 0
02.01. | 22 | 0
02.01. | 23 | 0
02.01. | 24 | 0
03.01. | 1 | 0
03.01. | 2 | 0
03.01. | 3 | 0
03.01. | 4 | 0
03.01. | 5 | 0
03.01. | 6 | 0
03.01. | 7 | 0
03.01. | 8 | 0
03.01. | 9 | 0
03.01. | 10 | 0
03.01. | 11 | 0
03.01. | 12 | 0
03.01. | 13 | 0
03.01. | 14 | 0
03.01. | 15 | 0
03.01. | 16 | 0
03.01. | 17 | 0
03.01. | 18 | 0
03.01. | 19 | 0
03.01. | 20 | 0
03.01. | 21 | 0
03.01. | 22 | 0
03.01. | 23 | 0
03.01. | 24 | 0
04.01. | 1 | 0
04.01. | 2 | 0
04.01. | 3 | 0
04.01. | 4 | 0
04.01. | 5 | 0
04.01. | 6 | 0
04.01. | 7 | 0
04.01. | 8 | 0
04.01. | 9 | 0
04.01. | 10 | 0
04.01. | 11 | 0
04.01. | 12 | 0
04.01. | 13 | 0
04.01. | 14 | 0
04.01. | 15 | 0
04.01. | 16 | 0
04.01. | 17 | 0
04.01. | 18 | 0
04.01. | 19 | 0
04.01. | 20 | 0
04.01. | 21 | 0
04.01. | 22 | 0
04.01. | 23 | 0
04.01. | 24 | 0
05.01. | 1 | 0
05.01. | 2 | 0
05.01. | 3 | 0
05.01. | 4 | 0
05.01. | 5 | 0
05.01. | 6 | 0
05.01. | 7 | 0
05.01. | 8 | 0
05.01. | 9 | 0
05.01. | 10 | 0
05.01. | 11 | 0
05.01. | 12 | 0
05.01. | 13 | 0
05.01. | 14 | 0
05.01. | 15 | 0
05.01. | 16 | 0
05.01. | 17 | 0
05.01. | 18 | 0
05.01. | 19 | 0
05.01. | 20 | 0
05.01. | 21 | 0
05.01. | 22 | 0
05.01. | 23 | 0
05.01. | 24 | 0
06.01. | 1 | 0
06.01. | 2 | 0
06.01. | 3 | 0
06.01. | 4 | 0
06.01. | 5 | 0
06.01. | 6 | 0
06.01. | 7 | 0
06.01. | 8 | 0
06.01. | 9 | 0
06.01. | 10 | 0
06.01. | 11 | 0
06.01. | 12 | 0
06.01. | 13 | 0
06.01. | 14 | 0
06.01. | 15 | 0
06.01. | 16 | 0
06.01. | 17 | 0
06.01. | 18 | 0
06.01. | 19 | 0
06.01. | 20 | 0
06.01. | 21 | 0
06.01. | 22 | 0
06.01. | 23 | 0
06.01. | 24 | 0
07.01. | 1 | 0
07.01. | 2 | 0
07.01. | 3 | 0
07.01. | 4 | 0
07.01. | 5 | 0
07.01. | 6 | 0
07.01. | 7 | 0
07.01. | 8 | 0
07.01. | 9 | 0
07.01. | 10 | 0
07.01. | 11 | 0
07.01. | 12 | 0
07.01. | 13 | 0
07.01. | 14 | 0
07.01. | 15 | 0
07.01. | 16 | 0
07.01. | 17 | 0
07.01. | 18 | 0
07.01. | 19 | 0
07.01. | 20 | 0
07.01. | 21 | 0
07.01. | 22 | 0
07.01. | 23 | 0
07.01. | 24 | 0
08.01. | 1 | 0
08.01. | 2 | 0
08.01. | 3 | 0
08.01. | 4 | 0
08.01. | 5 | 0
08.01. | 6 | 0
08.01. | 7 | 0
08.01. | 8 | 0
08.01. | 9 | 0
08.01. | 10 | 0
08.01. | 11 | 0
08.01. | 12 | 0
08.01. | 13 | 0
08.01. | 14 | 0
08.01. | 15 | 0
08.01. | 16 | 0
08.01. | 17 | 0
08.01. | 18 | 0
08.01. | 19 | 0
08.01. | 20 | 0
08.01. | 21 | 0
08.01. | 22 | 0
08.01. | 23 | 0
08.01. | 24 | 0
09.01. | 1 | 0
09.01. | 2 | 0
09.01. | 3 | 0
09.01. | 4 | 0
09.01. | 5 | 0
09.01. | 6 | 0
09.01. | 7 | 0
09.01. | 8 | 0
09.01. | 9 | 0
09.01. | 10 | 0
09.01. | 11 | 0
09.01. | 12 | 0
09.01. | 13 | 0
09.01. | 14 | 0
09.01. | 15 | 0
09.01. | 16 | 0
09.01. | 17 | 0
09.01. | 18 | 0
09.01. | 19 | 0
09.01. | 20 | 0
09.01. | 21 | 0
09.01. | 22 | 0
09.01. | 23 | 0
09.01. | 24 | 0
10.01. | 1 | 0
10.01. | 2 | 0
10.01. | 3 | 0
10.01. | 4 | 0
10.01. | 5 | 0
10.01. | 6 | 0
10.01. | 7 | 0
10.01. | 8 | 0
10.01. | 9 | 0
10.01. | 10 | 0
10.01. | 11 | 0
10.01. | 12 | 0
10.01. | 13 | 0
10.01. | 14 | 0
10.01. | 15 | 0
10.01. | 16 | 0
10.01. | 17 | 0
10.01. | 18 | 0
10.01. | 19 | 0
10.01. | 20 | 0
10.01. | 21 | 0
10.01. | 22 | 0
10.01. | 23 | 0
10.01. | 24 | 0
11.01. | 1 | 0
11.01. | 2 | 0
11.01. | 3 | 0
11.01. | 4 | 0
11.01. | 5 | 0
11.01. | 6 | 0
11.01. | 7 | 0
11.01. | 8 | 0
11.01. | 9 | 0
11.01. | 10 | 0
11.01. | 11 | 0
11.01. | 12 | 0
11.01. | 13 | 0
11.01. | 14 | 0
11.01. | 15 | 0
11.01. | 16 | 0
11.01. | 17 | 0
11.01. | 18 | 0
11.01. | 19 | 0
11.01. | 20 | 0
11.01. | 21 | 0
11.01. | 22 | 0
11.01. | 23 | 0
11.01. | 24 | 0
12.01. | 1 | 0
12.01. | 2 | 0
12.01. | 3 | 0
12.01. | 4 | 0
12.01. | 5 | 0
12.01. | 6 | 0
12.01. | 7 | 0
12.01. | 8 | 0
12.01. | 9 | 0
12.01. | 10 | 0
12.01. | 11 | 0
12.01. | 12 | 0
12.01. | 13 | 0
12.01. | 14 | 0
12.01. | 15 | 0
12.01. | 16 | 0
12.01. | 17 | 0
12.01. | 18 | 0
12.01. | 19 | 0
12.01. | 20 | 0
12.01. | 21 | 0
12.01. | 22 | 0
12.01. | 23 | 0
12.01. | 24 | 0
13.01. | 1 | 0
13.01. | 2 | 0
13.01. | 3 | 0
13.01. | 4 | 0
13.01. | 5 | 0
13.01. | 6 | 0
13.01. | 7 | 0
13.01. | 8 | 0
13.01. | 9 | 0
13.01. | 10 | 0
13.01. | 11 | 0
13.01. | 12 | 0
13.01. | 13 | 0
13.01. | 14 | 0
13.01. | 15 | 0
13.01. | 16 | 0
13.01. | 17 | 0
13.01. | 18 | 0
13.01. | 19 | 0
13.01. | 20 | 0
13.01. | 21 | 0
13.01. | 22 | 0
13.01. | 23 | 0
13.01. | 24 | 0
14.01. | 1 | 0
14.01. | 2 | 0
14.01. | 3 | 0
14.01. | 4 | 0
14.01. | 5 | 0
14.01. | 6 | 0
14.01. | 7 | 0
14.01. | 8 | 0
14.01. | 9 | 0
14.01. | 10 | 0
14.01. | 11 | 0
14.01. | 12 | 0
14.01. | 13 | 0
14.01. | 14 | 0
14.01. | 15 | 0
14.01. | 16 | 0
14.01. | 17 | 0
14.01. | 18 | 0
14.01. | 19 | 0
14.01. | 20 | 0
14.01. | 21 | 0
14.01. | 22 | 0
14.01. | 23 | 0
14.01. | 24 | 0
15.01. | 1 | 0
15.01. | 2 | 0
15.01. | 3 | 0
15.01. | 4 | 0
15.01. | 5 | 0
15.01. | 6 | 0
15.01. | 7 | 0
15.01. | 8 | 0
15.01. | 9 | 0
15.01. | 10 | 0
15.01. | 11 | 0
15.01. | 12 | 0
15.01. | 13 | 0
15.01. | 14 | 0
15.01. | 15 | 0
15.01. | 16 | 0
15.01. | 17 | 0
15.01. | 18 | 0
15.01. | 19 | 0
15.01. | 20 | 0
15.01. | 21 | 0
15.01. | 22 | 0
15.01. | 23 | 0
15.01. | 24 | 0
16.01. | 1 | 0
16.01. | 2 | 0
16.01. | 3 | 0
16.01. | 4 | 0
16.01. | 5 | 0
16.01. | 6 | 0
16.01. | 7 | 0
16.01. | 8 | 0
16.01. | 9 | 0
16.01. | 10 | 0
16.01. | 11 | 0
16.01. | 12 | 0
16.01. | 13 | 0
16.01. | 14 | 0
16.01. | 15 | 0
16.01. | 16 | 0
16.01. | 17 | 0
16.01. | 18 | 0
16.01. | 19 | 0
16.01. | 20 | 0
16.01. | 21 | 0
16.01. | 22 | 0
16.01. | 23 | 0
16.01. | 24 | 0
17.01. | 1 | 0
17.01. | 2 | 0
17.01. | 3 | 0
17.01. | 4 | 0
17.01. | 5 | 0
17.01. | 6 | 0
17.01. | 7 | 0
17.01. | 8 | 0
17.01. | 9 | 0
17.01. | 10 | 0
17.01. | 11 | 0
17.01. | 12 | 0
17.01. | 13 | 0
17.01. | 14 | 0
17.01. | 15 | 0
17.01. | 16 | 0
17.01. | 17 | 0
17.01. | 18 | 0
17.01. | 19 | 0
17.01. | 20 | 0
17.01. | 21 | 0
17.01. | 22 | 0
17.01. | 23 | 0
17.01. | 24 | 0
18.01. | 1 | 0
18.01. | 2 | 0
18.01. | 3 | 0
18.01. | 4 | 0
18.01. | 5 | 0
18.01. | 6 | 0
18.01. | 7 | 0
18.01. | 8 | 0
18.01. | 9 | 0
18.01. | 10 | 0
18.01. | 11 | 0
18.01. | 12 | 0
18.01. | 13 | 0
18.01. | 14 | 0
18.01. | 15 | 0
18.01. | 16 | 0
18.01. | 17 | 0
18.01. | 18 | 0
18.01. | 19 | 0
18.01. | 20 | 0
18.01. | 21 | 0
18.01. | 22 | 0
18.01. | 23 | 0
18.01. | 24 | 0
19.01. | 1 | 0
19.01. | 2 | 0
19.01. | 3 | 0
19.01. | 4 | 0
19.01. | 5 | 0
19.01. | 6 | 0
19.01. | 7 | 0
19.01. | 8 | 0
19.01. | 9 | 0
19.01. | 10 | 0
19.01. | 11 | 0
19.01. | 12 | 0
19.01. | 13 | 0
19.01. | 14 | 0
19.01. | 15 | 0
19.01. | 16 | 0
19.01. | 17 | 0
19.01. | 18 | 0
19.01. | 19 | 0
19.01. | 20 | 0
19.01. | 21 | 0
19.01. | 22 | 0
19.01. | 23 | 0
19.01. | 24 | 0
20.01. | 1 | 0
20.01. | 2 | 0
20.01. | 3 | 0
20.01. | 4 | 0
20.01. | 5 | 0
20.01. | 6 | 0
20.01. | 7 | 0
20.01. | 8 | 0
20.01. | 9 | 0
20.01. | 10 | 0
20.01. | 11 | 0
20.01. | 12 | 0
20.01. | 13 | 0
20.01. | 14 | 0
20.01. | 15 | 0
20.01. | 16 | 0
20.01. | 17 | 0
20.01. | 18 | 0
20.01. | 19 | 0
20.01. | 20 | 0
20.01. | 21 | 0
20.01. | 22 | 0
20.01. | 23 | 0
20.01. | 24 | 0
21.01. | 1 | 0
21.01. | 2 | 0
21.01. | 3 | 0
21.01. | 4 | 0
21.01. | 5 | 0
21.01. | 6 | 0
21.01. | 7 | 0
21.01. | 8 | 0
21.01. | 9 | 0
21.01. | 10 | 0
21.01. | 11 | 0
21.01. | 12 | 0
21.01. | 13 | 0
21.01. | 14 | 0
21.01. | 15 | 0
21.01. | 16 | 0
21.01. | 17 | 0
21.01. | 18 | 0
21.01. | 19 | 0
21.01. | 20 | 0
21.01. | 21 | 0
21.01. | 22 | 0
21.01. | 23 | 0
21.01. | 24 | 0
22.01. | 1 | 0
22.01. | 2 | 0
22.01. | 3 | 0
22.01. | 4 | 0
22.01. | 5 | 0
22.01. | 6 | 0
22.01. | 7 | 0
22.01. | 8 | 0
22.01. | 9 | 0
22.01. | 10 | 0
22.01. | 11 | 0
22.01. | 12 | 0
22.01. | 13 | 0
22.01. | 14 | 0
22.01. | 15 | 0
22.01. | 16 | 0
22.01. | 17 | 0
22.01. | 18 | 0
22.01. | 19 | 0
22.01. | 20 | 0
22.01. | 21 | 0
22.01. | 22 | 0
22.01. | 23 | 0
22.01. | 24 | 0
23.01. | 1 | 0
23.01. | 2 | 0
23.01. | 3 | 0
23.01. | 4 | 0
23.01. | 5 | 0
23.01. | 6 | 0
23.01. | 7 | 0
23.01. | 8 | 0
23.01. | 9 | 0
23.01. | 10 | 0
23.01. | 11 | 0
23.01. | 12 | 0
23.01. | 13 | 0
23.01. | 14 | 0
23.01. | 15 | 0
23.01. | 16 | 0
23.01. | 17 | 0
23.01. | 18 | 0
23.01. | 19 | 0
23.01. | 20 | 0
23.01. | 21 | 0
23.01. | 22 | 0
23.01. | 23 | 0
23.01. | 24 | 0
24.01. | 1 | 0
24.01. | 2 | 0
24.01. | 3 | 0
24.01. | 4 | 0
24.01. | 5 | 0
24.01. | 6 | 0
24.01. | 7 | 0
24.01. | 8 | 0
24.01. | 9 | 0
24.01. | 10 | 0
24.01. | 11 | 0
24.01. | 12 | 0
24.01. | 13 | 0
24.01. | 14 | 0
24.01. | 15 | 0
24.01. | 16 | 0
24.01. | 17 | 0
24.01. | 18 | 0
24.01. | 19 | 0
24.01. | 20 | 0
24.01. | 21 | 0
24.01. | 22 | 0
24.01. | 23 | 0
24.01. | 24 | 0
25.01. | 1 | 0
25.01. | 2 | 0
25.01. | 3 | 0
25.01. | 4 | 0
25.01. | 5 | 0
25.01. | 6 | 0
25.01. | 7 | 0
25.01. | 8 | 0
25.01. | 9 | 0
25.01. | 10 | 0
25.01. | 11 | 0
25.01. | 12 | 0
25.01. | 13 | 0
25.01. | 14 | 0
25.01. | 15 | 0
25.01. | 16 | 0
25.01. | 17 | 0
25.01. | 18 | 0
25.01. | 19 | 0
25.01. | 20 | 0
25.01. | 21 | 0
25.01. | 22 | 0
25.01. | 23 | 0
25.01. | 24 | 0
26.01. | 1 | 0
26.01. | 2 | 0
26.01. | 3 | 0
26.01. | 4 | 0
26.01. | 5 | 0
26.01. | 6 | 0
26.01. | 7 | 0
26.01. | 8 | 0
26.01. | 9 | 0
26.01. | 10 | 0
26.01. | 11 | 0
26.01. | 12 | 0
26.01. | 13 | 0
26.01. | 14 | 0
26.01. | 15 | 0
26.01. | 16 | 0
26.01. | 17 | 0
26.01. | 18 | 0
26.01. | 19 | 0
26.01. | 20 | 0
26.01. | 21 | 0
26.01. | 22 | 0
26.01. | 23 | 0
26.01. | 24 | 0
27.01. | 1 | 0
27.01. | 2 | 0
27.01. | 3 | 0
27.01. | 4 | 0
27.01. | 5 | 0
27.01. | 6 | 0
27.01. | 7 | 0
27.01. | 8 | 0
27.01. | 9 | 0
27.01. | 10 | 0
27.01. | 11 | 0
27.01. | 12 | 0
27.01. | 13 | 0
27.01. | 14 | 0
27.01. | 15 | 0
27.01. | 16 | 0
27.01. | 17 | 0
27.01. | 18 | 0
27.01. | 19 | 0
27.01. | 20 | 0
27.01. | 21 | 0
27.01. | 22 | 0
27.01. | 23 | 0
27.01. | 24 | 0
28.01. | 1 | 0
28.01. | 2 | 0
28.01. | 3 | 0
28.01. | 4 | 0
28.01. | 5 | 0
28.01. | 6 | 0
28.01. | 7 | 0
28.01. | 8 | 0
28.01. | 9 | 0
28.01. | 10 | 0
28.01. | 11 | 0
28.01. | 12 | 0
28.01. | 13 | 0
28.01. | 14 | 0
28.01. | 15 | 0
28.01. | 16 | 0
28.01. | 17 | 0
28.01. | 18 | 0
28.01. | 19 | 0
28.01. | 20 | 0
28.01. | 21 | 0
28.01. | 22 | 0
28.01. | 23 | 0
28.01. | 24 | 0
29.01. | 1 | 0
29.01. | 2 | 0
29.01. | 3 | 0
29.01. | 4 | 0
29.01. | 5 | 0
29.01. | 6 | 0
29.01. | 7 | 0
29.01. | 8 | 0
29.01. | 9 | 0
29.01. | 10 | 0
29.01. | 11 | 0
29.01. | 12 | 0
29.01. | 13 | 0
29.01. | 14 | 0
29.01. | 15 | 0
29.01. | 16 | 0
29.01. | 17 | 0
29.01. | 18 | 0
29.01. | 19 | 0
29.01. | 20 | 0
29.01. | 21 | 0
29.01. | 22 | 0
29.01. | 23 | 0
29.01. | 24 | 0
30.01. | 1 | 0
30.01. | 2 | 0
30.01. | 3 | 0
30.01. | 4 | 0
30.01. | 5 | 0
30.01. | 6 | 0
30.01. | 7 | 0
30.01. | 8 | 0
30.01. | 9 | 0
30.01. | 10 | 0
30.01. | 11 | 0
30.01. | 12 | 0
30.01. | 13 | 0
30.01. | 14 | 0
30.01. | 15 | 0
30.01. | 16 | 0
30.01. | 17 | 0
30.01. | 18 | 0
30.01. | 19 | 0
30.01. | 20 | 0
30.01. | 21 | 0
30.01. | 22 | 0
30.01. | 23 | 0
30.01. | 24 | 0
31.01. | 1 | 0
31.01. | 2 | 0
31.01. | 3 | 0
31.01. | 4 | 0
31.01. | 5 | 0
31.01. | 6 | 0
31.01. | 7 | 0
31.01. | 8 | 0
31.01. | 9 | 0
31.01. | 10 | 0
31.01. | 11 | 0
31.01. | 12 | 0
31.01. | 13 | 0
31.01. | 14 | 0
31.01. | 15 | 0
31.01. | 16 | 0
31.01. | 17 | 0
31.01. | 18 | 0
31.01. | 19 | 0
31.01. | 20 | 0
31.01. | 21 | 0
31.01. | 22 | 0
31.01. | 23 | 0
31.01. | 24 | 0
01.02. | 1 | 0
01.02. | 2 | 0
01.02. | 3 | 0
01.02. | 4 | 0
01.02. | 5 | 0
01.02. | 6 | 0
01.02. | 7 | 0
01.02. | 8 | 0
01.02. | 9 | 0
01.02. | 10 | 0
01.02. | 11 | 0
01.02. | 12 | 0
01.02. | 13 | 0
01.02. | 14 | 0
01.02. | 15 | 0
01.02. | 16 | 0
01.02. | 17 | 0
01.02. | 18 | 0
01.02. | 19 | 0
01.02. | 20 | 0
01.02. | 21 | 0
01.02. | 22 | 0
01.02. | 23 | 0
01.02. | 24 | 0
02.02. | 1 | 0
02.02. | 2 | 0
02.02. | 3 | 0
02.02. | 4 | 0
02.02. | 5 | 0
02.02. | 6 | 0
02.02. | 7 | 0
02.02. | 8 | 0
02.02. | 9 | 0
02.02. | 10 | 0
02.02. | 11 | 0
02.02. | 12 | 0
02.02. | 13 | 0
02.02. | 14 | 0
02.02. | 15 | 0
02.02. | 16 | 0
02.02. | 17 | 0
02.02. | 18 | 0
02.02. | 19 | 0
02.02. | 20 | 0
02.02. | 21 | 0
02.02. | 22 | 0
02.02. | 23 | 0
02.02. | 24 | 0
03.02. | 1 | 0
03.02. | 2 | 0
03.02. | 3 | 0
03.02. | 4 | 0
03.02. | 5 | 0
03.02. | 6 | 0
03.02. | 7 | 0
03.02. | 8 | 0
03.02. | 9 | 0
03.02. | 10 | 0
03.02. | 11 | 0
03.02. | 12 | 0
03.02. | 13 | 0
03.02. | 14 | 0
03.02. | 15 | 0
03.02. | 16 | 0
03.02. | 17 | 0
03.02. | 18 | 0
03.02. | 19 | 0
03.02. | 20 | 0
03.02. | 21 | 0
03.02. | 22 | 0
03.02. | 23 | 0
03.02. | 24 | 0
04.02. | 1 | 0
04.02. | 2 | 0
04.02. | 3 | 0
04.02. | 4 | 0
04.02. | 5 | 0
04.02. | 6 | 0
04.02. | 7 | 0
04.02. | 8 | 0
04.02. | 9 | 0
04.02. | 10 | 0
04.02. | 11 | 0
04.02. | 12 | 0
04.02. | 13 | 0
04.02. | 14 | 0
04.02. | 15 | 0
04.02. | 16 | 0
04.02. | 17 | 0
04.02. | 18 | 0
04.02. | 19 | 0
04.02. | 20 | 0
04.02. | 21 | 0
04.02. | 22 | 0
04.02. | 23 | 0
04.02. | 24 | 0
05.02. | 1 | 0
05.02. | 2 | 0
05.02. | 3 | 0
05.02. | 4 | 0
05.02. | 5 | 0
05.02. | 6 | 0
05.02. | 7 | 0
05.02. | 8 | 0
05.02. | 9 | 0
05.02. | 10 | 0
05.02. | 11 | 0
05.02. | 12 | 0
05.02. | 13 | 0
05.02. | 14 | 0
05.02. | 15 | 0
05.02. | 16 | 0
05.02. | 17 | 0
05.02. | 18 | 0
05.02. | 19 | 0
05.02. | 20 | 0
05.02. | 21 | 0
05.02. | 22 | 0
05.02. | 23 | 0
05.02. | 24 | 0
06.02. | 1 | 0
06.02. | 2 | 0
06.02. | 3 | 0
06.02. | 4 | 0
06.02. | 5 | 0
06.02. | 6 | 0
06.02. | 7 | 0
06.02. | 8 | 0
06.02. | 9 | 0
06.02. | 10 | 0
06.02. | 11 | 0
06.02. | 12 | 0
06.02. | 13 | 0
06.02. | 14 | 0
06.02. | 15 | 0
06.02. | 16 | 0
06.02. | 17 | 0
06.02. | 18 | 0
06.02. | 19 | 0
06.02. | 20 | 0
06.02. | 21 | 0
06.02. | 22 | 0
06.02. | 23 | 0
06.02. | 24 | 0
07.02. | 1 | 0
07.02. | 2 | 0
07.02. | 3 | 0
07.02. | 4 | 0
07.02. | 5 | 0
07.02. | 6 | 0
07.02. | 7 | 0
07.02. | 8 | 0
07.02. | 9 | 0
07.02. | 10 | 0
07.02. | 11 | 0
07.02. | 12 | 0
07.02. | 13 | 0
07.02. | 14 | 0
07.02. | 15 | 0
07.02. | 16 | 0
07.02. | 17 | 0
07.02. | 18 | 0
07.02. | 19 | 0
07.02. | 20 | 0
07.02. | 21 | 0
07.02. | 22 | 0
07.02. | 23 | 0
07.02. | 24 | 0
08.02. | 1 | 0
08.02. | 2 | 0
08.02. | 3 | 0
08.02. | 4 | 0
08.02. | 5 | 0
08.02. | 6 | 0
08.02. | 7 | 0
08.02. | 8 | 0
08.02. | 9 | 0
08.02. | 10 | 0
08.02. | 11 | 0
08.02. | 12 | 0
08.02. | 13 | 0
08.02. | 14 | 0
08.02. | 15 | 0
08.02. | 16 | 0
08.02. | 17 | 0
08.02. | 18 | 0
08.02. | 19 | 0
08.02. | 20 | 0
08.02. | 21 | 0
08.02. | 22 | 0
08.02. | 23 | 0
08.02. | 24 | 0
09.02. | 1 | 0
09.02. | 2 | 0
09.02. | 3 | 0
09.02. | 4 | 0
09.02. | 5 | 0
09.02. | 6 | 0
09.02. | 7 | 0
09.02. | 8 | 0
09.02. | 9 | 0
09.02. | 10 | 0
09.02. | 11 | 0
09.02. | 12 | 0
09.02. | 13 | 0
09.02. | 14 | 0
09.02. | 15 | 0
09.02. | 16 | 0
09.02. | 17 | 0
09.02. | 18 | 0
09.02. | 19 | 0
09.02. | 20 | 0
09.02. | 21 | 0
09.02. | 22 | 0
09.02. | 23 | 0
09.02. | 24 | 0
10.02. | 1 | 0
10.02. | 2 | 0
10.02. | 3 | 0
10.02. | 4 | 0
10.02. | 5 | 0
10.02. | 6 | 0
10.02. | 7 | 0
10.02. | 8 | 0
10.02. | 9 | 0
10.02. | 10 | 0
10.02. | 11 | 0
10.02. | 12 | 0
10.02. | 13 | 0
10.02. | 14 | 0
10.02. | 15 | 0
10.02. | 16 | 0
10.02. | 17 | 0
10.02. | 18 | 0
10.02. | 19 | 0
10.02. | 20 | 0
10.02. | 21 | 0
10.02. | 22 | 0
10.02. | 23 | 0
10.02. | 24 | 0
11.02. | 1 | 0
11.02. | 2 | 0
11.02. | 3 | 0
11.02. | 4 | 0
11.02. | 5 | 0
11.02. | 6 | 0
11.02. | 7 | 0
11.02. | 8 | 0
11.02. | 9 | 0
11.02. | 10 | 0
11.02. | 11 | 0
11.02. | 12 | 0
11.02. | 13 | 0
11.02. | 14 | 0
11.02. | 15 | 0
11.02. | 16 | 0
11.02. | 17 | 0
11.02. | 18 | 0
11.02. | 19 | 0
11.02. | 20 | 0
11.02. | 21 | 0
11.02. | 22 | 0
11.02. | 23 | 0
11.02. | 24 | 0
12.02. | 1 | 0
12.02. | 2 | 0
12.02. | 3 | 0
12.02. | 4 | 0
12.02. | 5 | 0
12.02. | 6 | 0
12.02. | 7 | 0
12.02. | 8 | 0
12.02. | 9 | 0
12.02. | 10 | 0
12.02. | 11 | 0
12.02. | 12 | 0
12.02. | 13 | 0
12.02. | 14 | 0
12.02. | 15 | 0
12.02. | 16 | 0
12.02. | 17 | 0
12.02. | 18 | 0
12.02. | 19 | 0
12.02. | 20 | 0
12.02. | 21 | 0
12.02. | 22 | 0
12.02. | 23 | 0
12.02. | 24 | 0
13.02. | 1 | 0
13.02. | 2 | 0
13.02. | 3 | 0
13.02. | 4 | 0
13.02. | 5 | 0
13.02. | 6 | 0
13.02. | 7 | 0
13.02. | 8 | 0
13.02. | 9 | 0
13.02. | 10 | 0
13.02. | 11 | 0
13.02. | 12 | 0
13.02. | 13 | 0
13.02. | 14 | 0
13.02. | 15 | 0
13.02. | 16 | 0
13.02. | 17 | 0
13.02. | 18 | 0
13.02. | 19 | 0
13.02. | 20 | 0
13.02. | 21 | 0
13.02. | 22 | 0
13.02. | 23 | 0
13.02. | 24 | 0
14.02. | 1 | 0
14.02. | 2 | 0
14.02. | 3 | 0
14.02. | 4 | 0
14.02. | 5 | 0
14.02. | 6 | 0
14.02. | 7 | 0
14.02. | 8 | 0
14.02. | 9 | 0
14.02. | 10 | 0
14.02. | 11 | 0
14.02. | 12 | 0
14.02. | 13 | 0
14.02. | 14 | 0
14.02. | 15 | 0
14.02. | 16 | 0
14.02. | 17 | 0
14.02. | 18 | 0
14.02. | 19 | 0
14.02. | 20 | 0
14.02. | 21 | 0
14.02. | 22 | 0
14.02. | 23 | 0
14.02. | 24 | 0
15.02. | 1 | 0
15.02. | 2 | 0
15.02. | 3 | 0
15.02. | 4 | 0
15.02. | 5 | 0
15.02. | 6 | 0
15.02. | 7 | 0
15.02. | 8 | 0
15.02. | 9 | 0
15.02. | 10 | 0
15.02. | 11 | 0
15.02. | 12 | 0
15.02. | 13 | 0
15.02. | 14 | 0
15.02. | 15 | 0
15.02. | 16 | 0
15.02. | 17 | 0
15.02. | 18 | 0
15.02. | 19 | 0
15.02. | 20 | 0
15.02. | 21 | 0
15.02. | 22 | 0
15.02. | 23 | 0
15.02. | 24 | 0
16.02. | 1 | 0
16.02. | 2 | 0
16.02. | 3 | 0
16.02. | 4 | 0
16.02. | 5 | 0
16.02. | 6 | 0
16.02. | 7 | 0
16.02. | 8 | 0
16.02. | 9 | 0
16.02. | 10 | 0
16.02. | 11 | 0
16.02. | 12 | 0
16.02. | 13 | 0
16.02. | 14 | 0
16.02. | 15 | 0
16.02. | 16 | 0
16.02. | 17 | 0
16.02. | 18 | 0
16.02. | 19 | 0
16.02. | 20 | 0
16.02. | 21 | 0
16.02. | 22 | 0
16.02. | 23 | 0
16.02. | 24 | 0
17.02. | 1 | 0
17.02. | 2 | 0
17.02. | 3 | 0
17.02. | 4 | 0
17.02. | 5 | 0
17.02. | 6 | 0
17.02. | 7 | 0
17.02. | 8 | 0
17.02. | 9 | 0
17.02. | 10 | 0
17.02. | 11 | 0
17.02. | 12 | 0
17.02. | 13 | 0
17.02. | 14 | 0
17.02. | 15 | 0
17.02. | 16 | 0
17.02. | 17 | 0
17.02. | 18 | 0
17.02. | 19 | 0
17.02. | 20 | 0
17.02. | 21 | 0
17.02. | 22 | 0
17.02. | 23 | 0
17.02. | 24 | 0
18.02. | 1 | 0
18.02. | 2 | 0
18.02. | 3 | 0
18.02. | 4 | 0
18.02. | 5 | 0
18.02. | 6 | 0
18.02. | 7 | 0
18.02. | 8 | 0
18.02. | 9 | 0
18.02. | 10 | 0
18.02. | 11 | 0
18.02. | 12 | 0
18.02. | 13 | 0
18.02. | 14 | 0
18.02. | 15 | 0
18.02. | 16 | 0
18.02. | 17 | 0
18.02. | 18 | 0
18.02. | 19 | 0
18.02. | 20 | 0
18.02. | 21 | 0
18.02. | 22 | 0
18.02. | 23 | 0
18.02. | 24 | 0
19.02. | 1 | 0
19.02. | 2 | 0
19.02. | 3 | 0
19.02. | 4 | 0
19.02. | 5 | 0
19.02. | 6 | 0
19.02. | 7 | 0
19.02. | 8 | 0
19.02. | 9 | 0
19.02. | 10 | 0
19.02. | 11 | 0
19.02. | 12 | 0
19.02. | 13 | 0
19.02. | 14 | 0
19.02. | 15 | 0
19.02. | 16 | 0
19.02. | 17 | 0
19.02. | 18 | 0
19.02. | 19 | 0
19.02. | 20 | 0
19.02. | 21 | 0
19.02. | 22 | 0
19.02. | 23 | 0
19.02. | 24 | 0
20.02. | 1 | 0
20.02. | 2 | 0
20.02. | 3 | 0
20.02. | 4 | 0
20.02. | 5 | 0
20.02. | 6 | 0
20.02. | 7 | 0
20.02. | 8 | 0
20.02. | 9 | 0
20.02. | 10 | 0
20.02. | 11 | 0
20.02. | 12 | 0
20.02. | 13 | 0
20.02. | 14 | 0
20.02. | 15 | 0
20.02. | 16 | 0
20.02. | 17 | 0
20.02. | 18 | 0
20.02. | 19 | 0
20.02. | 20 | 0
20.02. | 21 | 0
20.02. | 22 | 0
20.02. | 23 | 0
20.02. | 24 | 0
21.02. | 1 | 0
21.02. | 2 | 0
21.02. | 3 | 0
21.02. | 4 | 0
21.02. | 5 | 0
21.02. | 6 | 0
21.02. | 7 | 0
21.02. | 8 | 0
21.02. | 9 | 0
21.02. | 10 | 0
21.02. | 11 | 0
21.02. | 12 | 0
21.02. | 13 | 0
21.02. | 14 | 0
21.02. | 15 | 0
21.02. | 16 | 0
21.02. | 17 | 0
21.02. | 18 | 0
21.02. | 19 | 0
21.02. | 20 | 0
21.02. | 21 | 0
21.02. | 22 | 0
21.02. | 23 | 0
21.02. | 24 | 0
22.02. | 1 | 0
22.02. | 2 | 0
22.02. | 3 | 0
22.02. | 4 | 0
22.02. | 5 | 0
22.02. | 6 | 0
22.02. | 7 | 0
22.02. | 8 | 0
22.02. | 9 | 0
22.02. | 10 | 0
22.02. | 11 | 0
22.02. | 12 | 0
22.02. | 13 | 0
22.02. | 14 | 0
22.02. | 15 | 0
22.02. | 16 | 0
22.02. | 17 | 0
22.02. | 18 | 0
22.02. | 19 | 0
22.02. | 20 | 0
22.02. | 21 | 0
22.02. | 22 | 0
22.02. | 23 | 0
22.02. | 24 | 0
23.02. | 1 | 0
23.02. | 2 | 0
23.02. | 3 | 0
23.02. | 4 | 0
23.02. | 5 | 0
23.02. | 6 | 0
23.02. | 7 | 0
23.02. | 8 | 0
23.02. | 9 | 0
23.02. | 10 | 0
23.02. | 11 | 0
23.02. | 12 | 0
23.02. | 13 | 0
23.02. | 14 | 0
23.02. | 15 | 0
23.02. | 16 | 0
23.02. | 17 | 0
23.02. | 18 | 0
23.02. | 19 | 0
23.02. | 20 | 0
23.02. | 21 | 0
23.02. | 22 | 0
23.02. | 23 | 0
23.02. | 24 | 0
24.02. | 1 | 0
24.02. | 2 | 0
24.02. | 3 | 0
24.02. | 4 | 0
24.02. | 5 | 0
24.02. | 6 | 0
24.02. | 7 | 0
24.02. | 8 | 0
24.02. | 9 | 0
24.02. | 10 | 0
24.02. | 11 | 0
24.02. | 12 | 0
24.02. | 13 | 0
24.02. | 14 | 0
24.02. | 15 | 0
24.02. | 16 | 0
24.02. | 17 | 0
24.02. | 18 | 0
24.02. | 19 | 0
24.02. | 20 | 0
24.02. | 21 | 0
24.02. | 22 | 0
24.02. | 23 | 0
24.02. | 24 | 0
25.02. | 1 | 0
25.02. | 2 | 0
25.02. | 3 | 0
25.02. | 4 | 0
25.02. | 5 | 0
25.02. | 6 | 0
25.02. | 7 | 0
25.02. | 8 | 0
25.02. | 9 | 0
25.02. | 10 | 0
25.02. | 11 | 0
25.02. | 12 | 0
25.02. | 13 | 0
25.02. | 14 | 0
25.02. | 15 | 0
25.02. | 16 | 0
25.02. | 17 | 0
25.02. | 18 | 0
25.02. | 19 | 0
25.02. | 20 | 0
25.02. | 21 | 0
25.02. | 22 | 0
25.02. | 23 | 0
25.02. | 24 | 0
26.02. | 1 | 0
26.02. | 2 | 0
26.02. | 3 | 0
26.02. | 4 | 0
26.02. | 5 | 0
26.02. | 6 | 0
26.02. | 7 | 0
26.02. | 8 | 0
26.02. | 9 | 0
26.02. | 10 | 0
26.02. | 11 | 0
26.02. | 12 | 0
26.02. | 13 | 0
26.02. | 14 | 0
26.02. | 15 | 0
26.02. | 16 | 0
26.02. | 17 | 0
26.02. | 18 | 0
26.02. | 19 | 0
26.02. | 20 | 0
26.02. | 21 | 0
26.02. | 22 | 0
26.02. | 23 | 0
26.02. | 24 | 0
27.02. | 1 | 0
27.02. | 2 | 0
27.02. | 3 | 0
27.02. | 4 | 0
27.02. | 5 | 0
27.02. | 6 | 0
27.02. | 7 | 0
27.02. | 8 | 0
27.02. | 9 | 0
27.02. | 10 | 0
27.02. | 11 | 0
27.02. | 12 | 0
27.02. | 13 | 0
27.02. | 14 | 0
27.02. | 15 | 0
27.02. | 16 | 0
27.02. | 17 | 0
27.02. | 18 | 0
27.02. | 19 | 0
27.02. | 20 | 0
27.02. | 21 | 0
27.02. | 22 | 0
27.02. | 23 | 0
27.02. | 24 | 0
28.02. | 1 | 0
28.02. | 2 | 0
28.02. | 3 | 0
28.02. | 4 | 0
28.02. | 5 | 0
28.02. | 6 | 0
28.02. | 7 | 0
28.02. | 8 | 0
28.02. | 9 | 0
28.02. | 10 | 0
28.02. | 11 | 0
28.02. | 12 | 0
28.02. | 13 | 0
28.02. | 14 | 0
28.02. | 15 | 0
28.02. | 16 | 0
28.02. | 17 | 0
28.02. | 18 | 0
28.02. | 19 | 0
28.02. | 20 | 0
28.02. | 21 | 0
28.02. | 22 | 0
28.02. | 23 | 0
28.02. | 24 | 0
01.03. | 1 | 0
01.03. | 2 | 0
01.03. | 3 | 0
01.03. | 4 | 0
01.03. | 5 | 0
01.03. | 6 | 0
01.03. | 7 | 0
01.03. | 8 | 0
01.03. | 9 | 0
01.03. | 10 | 0
01.03. | 11 | 0
01.03. | 12 | 0
01.03. | 13 | 0
01.03. | 14 | 0
01.03. | 15 | 0
01.03. | 16 | 0
01.03. | 17 | 0
01.03. | 18 | 0
01.03. | 19 | 0
01.03. | 20 | 0
01.03. | 21 | 0
01.03. | 22 | 0
01.03. | 23 | 0
01.03. | 24 | 0
02.03. | 1 | 0
02.03. | 2 | 0
02.03. | 3 | 0
02.03. | 4 | 0
02.03. | 5 | 0
02.03. | 6 | 0
02.03. | 7 | 0
02.03. | 8 | 0
02.03. | 9 | 0
02.03. | 10 | 0
02.03. | 11 | 0
02.03. | 12 | 0
02.03. | 13 | 0
02.03. | 14 | 0
02.03. | 15 | 0
02.03. | 16 | 0
02.03. | 17 | 0
02.03. | 18 | 0
02.03. | 19 | 0
02.03. | 20 | 0
02.03. | 21 | 0
02.03. | 22 | 0
02.03. | 23 | 0
02.03. | 24 | 0
03.03. | 1 | 0
03.03. | 2 | 0
03.03. | 3 | 0
03.03. | 4 | 0
03.03. | 5 | 0
03.03. | 6 | 0
03.03. | 7 | 0
03.03. | 8 | 0
03.03. | 9 | 0
03.03. | 10 | 0
03.03. | 11 | 0
03.03. | 12 | 0
03.03. | 13 | 0
03.03. | 14 | 0
03.03. | 15 | 0
03.03. | 16 | 0
03.03. | 17 | 0
03.03. | 18 | 0
03.03. | 19 | 0
03.03. | 20 | 0
03.03. | 21 | 0
03.03. | 22 | 0
03.03. | 23 | 0
03.03. | 24 | 0
04.03. | 1 | 0
04.03. | 2 | 0
04.03. | 3 | 0
04.03. | 4 | 0
04.03. | 5 | 0
04.03. | 6 | 0
04.03. | 7 | 0
04.03. | 8 | 0
04.03. | 9 | 0
04.03. | 10 | 0
04.03. | 11 | 0
04.03. | 12 | 0
04.03. | 13 | 0
04.03. | 14 | 0
04.03. | 15 | 0
04.03. | 16 | 0
04.03. | 17 | 0
04.03. | 18 | 0
04.03. | 19 | 0
04.03. | 20 | 0
04.03. | 21 | 0
04.03. | 22 | 0
04.03. | 23 | 0
04.03. | 24 | 0
05.03. | 1 | 0
05.03. | 2 | 0
05.03. | 3 | 0
05.03. | 4 | 0
05.03. | 5 | 0
05.03. | 6 | 0
05.03. | 7 | 0
05.03. | 8 | 0
05.03. | 9 | 0
05.03. | 10 | 0
05.03. | 11 | 0
05.03. | 12 | 0
05.03. | 13 | 0
05.03. | 14 | 0
05.03. | 15 | 0
05.03. | 16 | 0
05.03. | 17 | 0
05.03. | 18 | 0
05.03. | 19 | 0
05.03. | 20 | 0
05.03. | 21 | 0
05.03. | 22 | 0
05.03. | 23 | 0
05.03. | 24 | 0
06.03. | 1 | 0
06.03. | 2 | 0
06.03. | 3 | 0
06.03. | 4 | 0
06.03. | 5 | 0
06.03. | 6 | 0
06.03. | 7 | 0
06.03. | 8 | 0
06.03. | 9 | 0
06.03. | 10 | 0
06.03. | 11 | 0
06.03. | 12 | 0
06.03. | 13 | 0
06.03. | 14 | 0
06.03. | 15 | 0
06.03. | 16 | 0
06.03. | 17 | 0
06.03. | 18 | 0
06.03. | 19 | 0
06.03. | 20 | 0
06.03. | 21 | 0
06.03. | 22 | 0
06.03. | 23 | 0
06.03. | 24 | 0
07.03. | 1 | 0
07.03. | 2 | 0
07.03. | 3 | 0
07.03. | 4 | 0
07.03. | 5 | 0
07.03. | 6 | 0
07.03. | 7 | 0
07.03. | 8 | 0
07.03. | 9 | 0
07.03. | 10 | 0
07.03. | 11 | 0
07.03. | 12 | 0
07.03. | 13 | 0
07.03. | 14 | 0
07.03. | 15 | 0
07.03. | 16 | 0
07.03. | 17 | 0
07.03. | 18 | 0
07.03. | 19 | 0
07.03. | 20 | 0
07.03. | 21 | 0
07.03. | 22 | 0
07.03. | 23 | 0
07.03. | 24 | 0
08.03. | 1 | 0
08.03. | 2 | 0
08.03. | 3 | 0
08.03. | 4 | 0
08.03. | 5 | 0
08.03. | 6 | 0
08.03. | 7 | 0
08.03. | 8 | 0
08.03. | 9 | 0
08.03. | 10 | 0
08.03. | 11 | 0
08.03. | 12 | 0
08.03. | 13 | 0
08.03. | 14 | 0
08.03. | 15 | 0
08.03. | 16 | 0
08.03. | 17 | 0
08.03. | 18 | 0
08.03. | 19 | 0
08.03. | 20 | 0
08.03. | 21 | 0
08.03. | 22 | 0
08.03. | 23 | 0
08.03. | 24 | 0
09.03. | 1 | 0
09.03. | 2 | 0
09.03. | 3 | 0
09.03. | 4 | 0
09.03. | 5 | 0
09.03. | 6 | 0
09.03. | 7 | 0
09.03. | 8 | 0
09.03. | 9 | 0
09.03. | 10 | 0
09.03. | 11 | 0
09.03. | 12 | 0
09.03. | 13 | 0
09.03. | 14 | 0
09.03. | 15 | 0
09.03. | 16 | 0
09.03. | 17 | 0
09.03. | 18 | 0
09.03. | 19 | 0
09.03. | 20 | 0
09.03. | 21 | 0
09.03. | 22 | 0
09.03. | 23 | 0
09.03. | 24 | 0
10.03. | 1 | 0
10.03. | 2 | 0
10.03. | 3 | 0
10.03. | 4 | 0
10.03. | 5 | 0
10.03. | 6 | 0
10.03. | 7 | 0
10.03. | 8 | 0
10.03. | 9 | 0
10.03. | 10 | 0
10.03. | 11 | 0
10.03. | 12 | 0
10.03. | 13 | 0
10.03. | 14 | 0
10.03. | 15 | 0
10.03. | 16 | 0
10.03. | 17 | 0
10.03. | 18 | 0
10.03. | 19 | 0
10.03. | 20 | 0
10.03. | 21 | 0
10.03. | 22 | 0
10.03. | 23 | 0
10.03. | 24 | 0
11.03. | 1 | 0
11.03. | 2 | 0
11.03. | 3 | 0
11.03. | 4 | 0
11.03. | 5 | 0
11.03. | 6 | 0
11.03. | 7 | 0
11.03. | 8 | 0
11.03. | 9 | 0
11.03. | 10 | 0
11.03. | 11 | 0
11.03. | 12 | 0
11.03. | 13 | 0
11.03. | 14 | 0
11.03. | 15 | 0
11.03. | 16 | 0
11.03. | 17 | 0
11.03. | 18 | 0
11.03. | 19 | 0
11.03. | 20 | 0
11.03. | 21 | 0
11.03. | 22 | 0
11.03. | 23 | 0
11.03. | 24 | 0
12.03. | 1 | 0
12.03. | 2 | 0
12.03. | 3 | 0
12.03. | 4 | 0
12.03. | 5 | 0
12.03. | 6 | 0
12.03. | 7 | 0
12.03. | 8 | 0
12.03. | 9 | 0
12.03. | 10 | 0
12.03. | 11 | 0
12.03. | 12 | 0
12.03. | 13 | 0
12.03. | 14 | 0
12.03. | 15 | 0
12.03. | 16 | 0
12.03. | 17 | 0
12.03. | 18 | 0
12.03. | 19 | 0
12.03. | 20 | 0
12.03. | 21 | 0
12.03. | 22 | 0
12.03. | 23 | 0
12.03. | 24 | 0
13.03. | 1 | 0
13.03. | 2 | 0
13.03. | 3 | 0
13.03. | 4 | 0
13.03. | 5 | 0
13.03. | 6 | 0
13.03. | 7 | 0
13.03. | 8 | 0
13.03. | 9 | 0
13.03. | 10 | 0
13.03. | 11 | 0
13.03. | 12 | 0
13.03. | 13 | 0
13.03. | 14 | 0
13.03. | 15 | 0
13.03. | 16 | 0
13.03. | 17 | 0
13.03. | 18 | 0
13.03. | 19 | 0
13.03. | 20 | 0
13.03. | 21 | 0
13.03. | 22 | 0
13.03. | 23 | 0
13.03. | 24 | 0
14.03. | 1 | 0
14.03. | 2 | 0
14.03. | 3 | 0
14.03. | 4 | 0
14.03. | 5 | 0
14.03. | 6 | 0
14.03. | 7 | 0
14.03. | 8 | 0
14.03. | 9 | 0
14.03. | 10 | 0
14.03. | 11 | 0
14.03. | 12 | 0
14.03. | 13 | 0
14.03. | 14 | 0
14.03. | 15 | 0
14.03. | 16 | 0
14.03. | 17 | 0
14.03. | 18 | 0
14.03. | 19 | 0
14.03. | 20 | 0
14.03. | 21 | 0
14.03. | 22 | 0
14.03. | 23 | 0
14.03. | 24 | 0
15.03. | 1 | 0
15.03. | 2 | 0
15.03. | 3 | 0
15.03. | 4 | 0
15.03. | 5 | 0
15.03. | 6 | 0
15.03. | 7 | 0
15.03. | 8 | 0
15.03. | 9 | 0
15.03. | 10 | 0
15.03. | 11 | 0
15.03. | 12 | 0
15.03. | 13 | 0
15.03. | 14 | 0
15.03. | 15 | 0
15.03. | 16 | 0
15.03. | 17 | 0
15.03. | 18 | 0
15.03. | 19 | 0
15.03. | 20 | 0
15.03. | 21 | 0
15.03. | 22 | 0
15.03. | 23 | 0
15.03. | 24 | 0
16.03. | 1 | 0
16.03. | 2 | 0
16.03. | 3 | 0
16.03. | 4 | 0
16.03. | 5 | 0
16.03. | 6 | 0
16.03. | 7 | 0
16.03. | 8 | 0
16.03. | 9 | 0
16.03. | 10 | 0
16.03. | 11 | 0
16.03. | 12 | 0
16.03. | 13 | 0
16.03. | 14 | 0
16.03. | 15 | 0
16.03. | 16 | 0
16.03. | 17 | 0
16.03. | 18 | 0
16.03. | 19 | 0
16.03. | 20 | 0
16.03. | 21 | 0
16.03. | 22 | 0
16.03. | 23 | 0
16.03. | 24 | 0
17.03. | 1 | 0
17.03. | 2 | 0
17.03. | 3 | 0
17.03. | 4 | 0
17.03. | 5 | 0
17.03. | 6 | 0
17.03. | 7 | 0
17.03. | 8 | 0
17.03. | 9 | 0
17.03. | 10 | 0
17.03. | 11 | 0
17.03. | 12 | 0
17.03. | 13 | 0
17.03. | 14 | 0
17.03. | 15 | 0
17.03. | 16 | 0
17.03. | 17 | 0
17.03. | 18 | 0
17.03. | 19 | 0
17.03. | 20 | 0
17.03. | 21 | 0
17.03. | 22 | 0
17.03. | 23 | 0
17.03. | 24 | 0
18.03. | 1 | 0
18.03. | 2 | 0
18.03. | 3 | 0
18.03. | 4 | 0
18.03. | 5 | 0
18.03. | 6 | 0
18.03. | 7 | 0
18.03. | 8 | 0
18.03. | 9 | 0
18.03. | 10 | 0
18.03. | 11 | 0
18.03. | 12 | 0
18.03. | 13 | 0
18.03. | 14 | 0
18.03. | 15 | 0
18.03. | 16 | 0
18.03. | 17 | 0
18.03. | 18 | 0
18.03. | 19 | 0
18.03. | 20 | 0
18.03. | 21 | 0
18.03. | 22 | 0
18.03. | 23 | 0
18.03. | 24 | 0
19.03. | 1 | 0
19.03. | 2 | 0
19.03. | 3 | 0
19.03. | 4 | 0
19.03. | 5 | 0
19.03. | 6 | 0
19.03. | 7 | 0
19.03. | 8 | 0
19.03. | 9 | 0
19.03. | 10 | 0
19.03. | 11 | 0
19.03. | 12 | 0
19.03. | 13 | 0
19.03. | 14 | 0
19.03. | 15 | 0
19.03. | 16 | 0
19.03. | 17 | 0
19.03. | 18 | 0
19.03. | 19 | 0
19.03. | 20 | 0
19.03. | 21 | 0
19.03. | 22 | 0
19.03. | 23 | 0
19.03. | 24 | 0
20.03. | 1 | 0
20.03. | 2 | 0
20.03. | 3 | 0
20.03. | 4 | 0
20.03. | 5 | 0
20.03. | 6 | 0
20.03. | 7 | 0
20.03. | 8 | 0
20.03. | 9 | 0
20.03. | 10 | 0
20.03. | 11 | 0
20.03. | 12 | 0
20.03. | 13 | 0
20.03. | 14 | 0
20.03. | 15 | 0
20.03. | 16 | 0
20.03. | 17 | 0
20.03. | 18 | 0
20.03. | 19 | 0
20.03. | 20 | 0
20.03. | 21 | 0
20.03. | 22 | 0
20.03. | 23 | 0
20.03. | 24 | 0
21.03. | 1 | 0
21.03. | 2 | 0
21.03. | 3 | 0
21.03. | 4 | 0
21.03. | 5 | 0
21.03. | 6 | 0
21.03. | 7 | 0
21.03. | 8 | 0
21.03. | 9 | 0
21.03. | 10 | 0
21.03. | 11 | 0
21.03. | 12 | 0
21.03. | 13 | 0
21.03. | 14 | 0
21.03. | 15 | 0
21.03. | 16 | 0
21.03. | 17 | 0
21.03. | 18 | 0
21.03. | 19 | 0
21.03. | 20 | 0
21.03. | 21 | 0
21.03. | 22 | 0
21.03. | 23 | 0
21.03. | 24 | 0
22.03. | 1 | 0
22.03. | 2 | 0
22.03. | 3 | 0
22.03. | 4 | 0
22.03. | 5 | 0
22.03. | 6 | 0
22.03. | 7 | 0
22.03. | 8 | 0
22.03. | 9 | 0
22.03. | 10 | 0
22.03. | 11 | 0
22.03. | 12 | 0
22.03. | 13 | 0
22.03. | 14 | 0
22.03. | 15 | 0
22.03. | 16 | 0
22.03. | 17 | 0
22.03. | 18 | 0
22.03. | 19 | 0
22.03. | 20 | 0
22.03. | 21 | 0
22.03. | 22 | 0
22.03. | 23 | 0
22.03. | 24 | 0
23.03. | 1 | 0
23.03. | 2 | 0
23.03. | 3 | 0
23.03. | 4 | 0
23.03. | 5 | 0
23.03. | 6 | 0
23.03. | 7 | 0
23.03. | 8 | 0
23.03. | 9 | 0
23.03. | 10 | 0
23.03. | 11 | 0
23.03. | 12 | 0
23.03. | 13 | 0
23.03. | 14 | 0
23.03. | 15 | 0
23.03. | 16 | 0
23.03. | 17 | 0
23.03. | 18 | 0
23.03. | 19 | 0
23.03. | 20 | 0
23.03. | 21 | 0
23.03. | 22 | 0
23.03. | 23 | 0
23.03. | 24 | 0
24.03. | 1 | 0
24.03. | 2 | 0
24.03. | 3 | 0
24.03. | 4 | 0
24.03. | 5 | 0
24.03. | 6 | 0
24.03. | 7 | 0
24.03. | 8 | 0
24.03. | 9 | 0
24.03. | 10 | 0
24.03. | 11 | 0
24.03. | 12 | 0
24.03. | 13 | 0
24.03. | 14 | 0
24.03. | 15 | 0
24.03. | 16 | 0
24.03. | 17 | 0
24.03. | 18 | 0
24.03. | 19 | 0
24.03. | 20 | 0
24.03. | 21 | 0
24.03. | 22 | 0
24.03. | 23 | 0
24.03. | 24 | 0
25.03. | 1 | 0
25.03. | 2 | 0
25.03. | 3 | 0
25.03. | 4 | 0
25.03. | 5 | 0
25.03. | 6 | 0
25.03. | 7 | 0
25.03. | 8 | 0
25.03. | 9 | 0
25.03. | 10 | 0
25.03. | 11 | 0
25.03. | 12 | 0
25.03. | 13 | 0
25.03. | 14 | 0
25.03. | 15 | 0
25.03. | 16 | 0
25.03. | 17 | 0
25.03. | 18 | 0
25.03. | 19 | 0
25.03. | 20 | 0
25.03. | 21 | 0
25.03. | 22 | 0
25.03. | 23 | 0
25.03. | 24 | 0
26.03. | 1 | 0
26.03. | 2 | 0
26.03. | 3 | 0
26.03. | 4 | 0
26.03. | 5 | 0
26.03. | 6 | 0
26.03. | 7 | 0
26.03. | 8 | 0
26.03. | 9 | 0
26.03. | 10 | 0
26.03. | 11 | 0
26.03. | 12 | 0
26.03. | 13 | 0
26.03. | 14 | 0
26.03. | 15 | 0
26.03. | 16 | 0
26.03. | 17 | 0
26.03. | 18 | 0
26.03. | 19 | 0
26.03. | 20 | 0
26.03. | 21 | 0
26.03. | 22 | 0
26.03. | 23 | 0
26.03. | 24 | 0
27.03. | 1 | 0
27.03. | 2 | 0
27.03. | 3 | 0
27.03. | 4 | 0
27.03. | 5 | 0
27.03. | 6 | 0
27.03. | 7 | 0
27.03. | 8 | 0
27.03. | 9 | 0
27.03. | 10 | 0
27.03. | 11 | 0
27.03. | 12 | 0
27.03. | 13 | 0
27.03. | 14 | 0
27.03. | 15 | 0
27.03. | 16 | 0
27.03. | 17 | 0
27.03. | 18 | 0
27.03. | 19 | 0
27.03. | 20 | 0
27.03. | 21 | 0
27.03. | 22 | 0
27.03. | 23 | 0
27.03. | 24 | 0
28.03. | 1 | 0
28.03. | 2 | 0
28.03. | 3 | 0
28.03. | 4 | 0
28.03. | 5 | 0
28.03. | 6 | 0
28.03. | 7 | 0
28.03. | 8 | 0
28.03. | 9 | 0
28.03. | 10 | 0
28.03. | 11 | 0
28.03. | 12 | 0
28.03. | 13 | 0
28.03. | 14 | 0
28.03. | 15 | 0
28.03. | 16 | 0
28.03. | 17 | 0
28.03. | 18 | 0
28.03. | 19 | 0
28.03. | 20 | 0
28.03. | 21 | 0
28.03. | 22 | 0
28.03. | 23 | 0
28.03. | 24 | 0
29.03. | 1 | 0
29.03. | 2 | 0
29.03. | 3 | 0
29.03. | 4 | 0
29.03. | 5 | 0
29.03. | 6 | 0
29.03. | 7 | 0
29.03. | 8 | 0
29.03. | 9 | 0
29.03. | 10 | 0
29.03. | 11 | 0
29.03. | 12 | 0
29.03. | 13 | 0
29.03. | 14 | 0
29.03. | 15 | 0
29.03. | 16 | 0
29.03. | 17 | 0
29.03. | 18 | 0
29.03. | 19 | 0
29.03. | 20 | 0
29.03. | 21 | 0
29.03. | 22 | 0
29.03. | 23 | 0
29.03. | 24 | 0
30.03. | 1 | 0
30.03. | 2 | 0
30.03. | 3 | 0
30.03. | 4 | 0
30.03. | 5 | 0
30.03. | 6 | 0
30.03. | 7 | 0
30.03. | 8 | 0
30.03. | 9 | 0
30.03. | 10 | 0
30.03. | 11 | 0
30.03. | 12 | 0
30.03. | 13 | 0
30.03. | 14 | 0
30.03. | 15 | 0
30.03. | 16 | 0
30.03. | 17 | 0
30.03. | 18 | 0
30.03. | 19 | 0
30.03. | 20 | 0
30.03. | 21 | 0
30.03. | 22 | 0
30.03. | 23 | 0
30.03. | 24 | 0
31.03. | 1 | 0
31.03. | 2 | 0
31.03. | 3 | 0
31.03. | 4 | 0
31.03. | 5 | 0
31.03. | 6 | 0
31.03. | 7 | 0
31.03. | 8 | 0
31.03. | 9 | 0
31.03. | 10 | 0
31.03. | 11 | 0
31.03. | 12 | 0
31.03. | 13 | 0
31.03. | 14 | 0
31.03. | 15 | 0
31.03. | 16 | 0
31.03. | 17 | 0
31.03. | 18 | 0
31.03. | 19 | 0
31.03. | 20 | 0
31.03. | 21 | 0
31.03. | 22 | 0
31.03. | 23 | 0
31.03. | 24 | 0
01.04. | 1 | 0
01.04. | 2 | 0
01.04. | 3 | 0
01.04. | 4 | 0
01.04. | 5 | 0
01.04. | 6 | 0
01.04. | 7 | 0
01.04. | 8 | 0
01.04. | 9 | 0
01.04. | 10 | 0
01.04. | 11 | 0
01.04. | 12 | 0
01.04. | 13 | 0
01.04. | 14 | 0
01.04. | 15 | 0
01.04. | 16 | 0
01.04. | 17 | 0
01.04. | 18 | 0
01.04. | 19 | 0
01.04. | 20 | 0
01.04. | 21 | 0
01.04. | 22 | 0
01.04. | 23 | 0
01.04. | 24 | 0
02.04. | 1 | 0
02.04. | 2 | 0
02.04. | 3 | 0
02.04. | 4 | 0
02.04. | 5 | 0
02.04. | 6 | 0
02.04. | 7 | 0
02.04. | 8 | 0
02.04. | 9 | 0
02.04. | 10 | 0
02.04. | 11 | 0
02.04. | 12 | 0
02.04. | 13 | 0
02.04. | 14 | 0
02.04. | 15 | 0
02.04. | 16 | 0
02.04. | 17 | 0
02.04. | 18 | 0
02.04. | 19 | 0
02.04. | 20 | 0
02.04. | 21 | 0
02.04. | 22 | 0
02.04. | 23 | 0
02.04. | 24 | 0
03.04. | 1 | 0
03.04. | 2 | 0
03.04. | 3 | 0
03.04. | 4 | 0
03.04. | 5 | 0
03.04. | 6 | 0
03.04. | 7 | 0
03.04. | 8 | 0
03.04. | 9 | 0
03.04. | 10 | 0
03.04. | 11 | 0
03.04. | 12 | 0
03.04. | 13 | 0
03.04. | 14 | 0
03.04. | 15 | 0
03.04. | 16 | 0
03.04. | 17 | 0
03.04. | 18 | 0
03.04. | 19 | 0
03.04. | 20 | 0
03.04. | 21 | 0
03.04. | 22 | 0
03.04. | 23 | 0
03.04. | 24 | 0
04.04. | 1 | 0
04.04. | 2 | 0
04.04. | 3 | 0
04.04. | 4 | 0
04.04. | 5 | 0
04.04. | 6 | 0
04.04. | 7 | 0
04.04. | 8 | 0
04.04. | 9 | 0
04.04. | 10 | 0
04.04. | 11 | 0
04.04. | 12 | 0
04.04. | 13 | 0
04.04. | 14 | 0
04.04. | 15 | 0
04.04. | 16 | 0
04.04. | 17 | 0
04.04. | 18 | 0
04.04. | 19 | 0
04.04. | 20 | 0
04.04. | 21 | 0
04.04. | 22 | 0
04.04. | 23 | 0
04.04. | 24 | 0
05.04. | 1 | 0
05.04. | 2 | 0
05.04. | 3 | 0
05.04. | 4 | 0
05.04. | 5 | 0
05.04. | 6 | 0
05.04. | 7 | 0
05.04. | 8 | 0
05.04. | 9 | 0
05.04. | 10 | 0
05.04. | 11 | 0
05.04. | 12 | 0
05.04. | 13 | 0
05.04. | 14 | 0
05.04. | 15 | 0
05.04. | 16 | 0
05.04. | 17 | 0
05.04. | 18 | 0
05.04. | 19 | 0
05.04. | 20 | 0
05.04. | 21 | 0
05.04. | 22 | 0
05.04. | 23 | 0
05.04. | 24 | 0
06.04. | 1 | 0
06.04. | 2 | 0
06.04. | 3 | 0
06.04. | 4 | 0
06.04. | 5 | 0
06.04. | 6 | 0
06.04. | 7 | 0
06.04. | 8 | 0
06.04. | 9 | 0
06.04. | 10 | 0
06.04. | 11 | 0
06.04. | 12 | 0
06.04. | 13 | 0
06.04. | 14 | 0
06.04. | 15 | 0
06.04. | 16 | 0
06.04. | 17 | 0
06.04. | 18 | 0
06.04. | 19 | 0
06.04. | 20 | 0
06.04. | 21 | 0
06.04. | 22 | 0
06.04. | 23 | 0
06.04. | 24 | 0
07.04. | 1 | 0
07.04. | 2 | 0
07.04. | 3 | 0
07.04. | 4 | 0
07.04. | 5 | 0
07.04. | 6 | 0
07.04. | 7 | 0
07.04. | 8 | 0
07.04. | 9 | 0
07.04. | 10 | 0
07.04. | 11 | 0
07.04. | 12 | 0
07.04. | 13 | 0
07.04. | 14 | 0
07.04. | 15 | 0
07.04. | 16 | 0
07.04. | 17 | 0
07.04. | 18 | 0
07.04. | 19 | 0
07.04. | 20 | 0
07.04. | 21 | 0
07.04. | 22 | 0
07.04. | 23 | 0
07.04. | 24 | 0
08.04. | 1 | 0
08.04. | 2 | 0
08.04. | 3 | 0
08.04. | 4 | 0
08.04. | 5 | 0
08.04. | 6 | 0
08.04. | 7 | 0
08.04. | 8 | 0
08.04. | 9 | 0
08.04. | 10 | 0
08.04. | 11 | 0
08.04. | 12 | 0
08.04. | 13 | 0
08.04. | 14 | 0
08.04. | 15 | 0
08.04. | 16 | 0
08.04. | 17 | 0
08.04. | 18 | 0
08.04. | 19 | 0
08.04. | 20 | 0
08.04. | 21 | 0
08.04. | 22 | 0
08.04. | 23 | 0
08.04. | 24 | 0
09.04. | 1 | 0
09.04. | 2 | 0
09.04. | 3 | 0
09.04. | 4 | 0
09.04. | 5 | 0
09.04. | 6 | 0
09.04. | 7 | 0
09.04. | 8 | 0
09.04. | 9 | 0
09.04. | 10 | 0
09.04. | 11 | 0
09.04. | 12 | 0
09.04. | 13 | 0
09.04. | 14 | 0
09.04. | 15 | 0
09.04. | 16 | 0
09.04. | 17 | 0
09.04. | 18 | 0
09.04. | 19 | 0
09.04. | 20 | 0
09.04. | 21 | 0
09.04. | 22 | 0
09.04. | 23 | 0
09.04. | 24 | 0
10.04. | 1 | 0
10.04. | 2 | 0
10.04. | 3 | 0
10.04. | 4 | 0
10.04. | 5 | 0
10.04. | 6 | 0
10.04. | 7 | 0
10.04. | 8 | 0
10.04. | 9 | 0
10.04. | 10 | 0
10.04. | 11 | 0
10.04. | 12 | 0
10.04. | 13 | 0
10.04. | 14 | 0
10.04. | 15 | 0
10.04. | 16 | 0
10.04. | 17 | 0
10.04. | 18 | 0
10.04. | 19 | 0
10.04. | 20 | 0
10.04. | 21 | 0
10.04. | 22 | 0
10.04. | 23 | 0
10.04. | 24 | 0
11.04. | 1 | 0
11.04. | 2 | 0
11.04. | 3 | 0
11.04. | 4 | 0
11.04. | 5 | 0
11.04. | 6 | 0
11.04. | 7 | 0
11.04. | 8 | 0
11.04. | 9 | 0
11.04. | 10 | 0
11.04. | 11 | 0
11.04. | 12 | 0
11.04. | 13 | 0
11.04. | 14 | 0
11.04. | 15 | 0
11.04. | 16 | 0
11.04. | 17 | 0
11.04. | 18 | 0
11.04. | 19 | 0
11.04. | 20 | 0
11.04. | 21 | 0
11.04. | 22 | 0
11.04. | 23 | 0
11.04. | 24 | 0
12.04. | 1 | 0
12.04. | 2 | 0
12.04. | 3 | 0
12.04. | 4 | 0
12.04. | 5 | 0
12.04. | 6 | 0
12.04. | 7 | 0
12.04. | 8 | 0
12.04. | 9 | 0
12.04. | 10 | 0
12.04. | 11 | 0
12.04. | 12 | 0
12.04. | 13 | 0
12.04. | 14 | 0
12.04. | 15 | 0
12.04. | 16 | 0
12.04. | 17 | 0
12.04. | 18 | 0
12.04. | 19 | 0
12.04. | 20 | 0
12.04. | 21 | 0
12.04. | 22 | 0
12.04. | 23 | 0
12.04. | 24 | 0
13.04. | 1 | 0
13.04. | 2 | 0
13.04. | 3 | 0
13.04. | 4 | 0
13.04. | 5 | 0
13.04. | 6 | 0
13.04. | 7 | 0
13.04. | 8 | 0
13.04. | 9 | 0
13.04. | 10 | 0
13.04. | 11 | 0
13.04. | 12 | 0
13.04. | 13 | 0
13.04. | 14 | 0
13.04. | 15 | 0
13.04. | 16 | 0
13.04. | 17 | 0
13.04. | 18 | 0
13.04. | 19 | 0
13.04. | 20 | 0
13.04. | 21 | 0
13.04. | 22 | 0
13.04. | 23 | 0
13.04. | 24 | 0
14.04. | 1 | 0
14.04. | 2 | 0
14.04. | 3 | 0
14.04. | 4 | 0
14.04. | 5 | 0
14.04. | 6 | 0
14.04. | 7 | 0
14.04. | 8 | 0
14.04. | 9 | 0
14.04. | 10 | 0
14.04. | 11 | 0
14.04. | 12 | 0
14.04. | 13 | 0
14.04. | 14 | 0
14.04. | 15 | 0
14.04. | 16 | 0
14.04. | 17 | 0
14.04. | 18 | 0
14.04. | 19 | 0
14.04. | 20 | 0
14.04. | 21 | 0
14.04. | 22 | 0
14.04. | 23 | 0
14.04. | 24 | 0
15.04. | 1 | 0
15.04. | 2 | 0
15.04. | 3 | 0
15.04. | 4 | 0
15.04. | 5 | 0
15.04. | 6 | 0
15.04. | 7 | 0
15.04. | 8 | 0
15.04. | 9 | 0
15.04. | 10 | 0
15.04. | 11 | 0
15.04. | 12 | 0
15.04. | 13 | 0
15.04. | 14 | 0
15.04. | 15 | 0
15.04. | 16 | 0
15.04. | 17 | 0
15.04. | 18 | 0
15.04. | 19 | 0
15.04. | 20 | 0
15.04. | 21 | 0
15.04. | 22 | 0
15.04. | 23 | 0
15.04. | 24 | 0
16.04. | 1 | 0
16.04. | 2 | 0
16.04. | 3 | 0
16.04. | 4 | 0
16.04. | 5 | 0
16.04. | 6 | 0
16.04. | 7 | 0
16.04. | 8 | 0
16.04. | 9 | 0
16.04. | 10 | 0
16.04. | 11 | 0
16.04. | 12 | 0
16.04. | 13 | 0
16.04. | 14 | 0
16.04. | 15 | 0
16.04. | 16 | 0
16.04. | 17 | 0
16.04. | 18 | 0
16.04. | 19 | 0
16.04. | 20 | 0
16.04. | 21 | 0
16.04. | 22 | 0
16.04. | 23 | 0
16.04. | 24 | 0
17.04. | 1 | 0
17.04. | 2 | 0
17.04. | 3 | 0
17.04. | 4 | 0
17.04. | 5 | 0
17.04. | 6 | 0
17.04. | 7 | 0
17.04. | 8 | 0
17.04. | 9 | 0
17.04. | 10 | 0
17.04. | 11 | 0
17.04. | 12 | 0
17.04. | 13 | 0
17.04. | 14 | 0
17.04. | 15 | 0
17.04. | 16 | 0
17.04. | 17 | 0
17.04. | 18 | 0
17.04. | 19 | 0
17.04. | 20 | 0
17.04. | 21 | 0
17.04. | 22 | 0
17.04. | 23 | 0
17.04. | 24 | 0
18.04. | 1 | 0
18.04. | 2 | 0
18.04. | 3 | 0
18.04. | 4 | 0
18.04. | 5 | 0
18.04. | 6 | 0
18.04. | 7 | 0
18.04. | 8 | 0
18.04. | 9 | 0
18.04. | 10 | 0
18.04. | 11 | 0
18.04. | 12 | 0
18.04. | 13 | 0
18.04. | 14 | 0
18.04. | 15 | 0
18.04. | 16 | 0
18.04. | 17 | 0
18.04. | 18 | 0
18.04. | 19 | 0
18.04. | 20 | 0
18.04. | 21 | 0
18.04. | 22 | 0
18.04. | 23 | 0
18.04. | 24 | 0
19.04. | 1 | 0
19.04. | 2 | 0
19.04. | 3 | 0
19.04. | 4 | 0
19.04. | 5 | 0
19.04. | 6 | 0
19.04. | 7 | 0
19.04. | 8 | 0
19.04. | 9 | 0
19.04. | 10 | 0
19.04. | 11 | 0
19.04. | 12 | 0
19.04. | 13 | 0
19.04. | 14 | 0
19.04. | 15 | 0
19.04. | 16 | 0
19.04. | 17 | 0
19.04. | 18 | 0
19.04. | 19 | 0
19.04. | 20 | 0
19.04. | 21 | 0
19.04. | 22 | 0
19.04. | 23 | 0
19.04. | 24 | 0
20.04. | 1 | 0
20.04. | 2 | 0
20.04. | 3 | 0
20.04. | 4 | 0
20.04. | 5 | 0
20.04. | 6 | 0
20.04. | 7 | 0
20.04. | 8 | 0
20.04. | 9 | 0
20.04. | 10 | 0
20.04. | 11 | 0
20.04. | 12 | 0
20.04. | 13 | 0
20.04. | 14 | 0
20.04. | 15 | 0
20.04. | 16 | 0
20.04. | 17 | 0
20.04. | 18 | 0
20.04. | 19 | 0
20.04. | 20 | 0
20.04. | 21 | 0
20.04. | 22 | 0
20.04. | 23 | 0
20.04. | 24 | 0
21.04. | 1 | 0
21.04. | 2 | 0
21.04. | 3 | 0
21.04. | 4 | 0
21.04. | 5 | 0
21.04. | 6 | 0
21.04. | 7 | 0
21.04. | 8 | 0
21.04. | 9 | 0
21.04. | 10 | 0
21.04. | 11 | 0
21.04. | 12 | 0
21.04. | 13 | 0
21.04. | 14 | 0
21.04. | 15 | 0
21.04. | 16 | 0
21.04. | 17 | 0
21.04. | 18 | 0
21.04. | 19 | 0
21.04. | 20 | 0
21.04. | 21 | 0
21.04. | 22 | 0
21.04. | 23 | 0
21.04. | 24 | 0
22.04. | 1 | 0
22.04. | 2 | 0
22.04. | 3 | 0
22.04. | 4 | 0
22.04. | 5 | 0
22.04. | 6 | 0
22.04. | 7 | 0
22.04. | 8 | 0
22.04. | 9 | 0
22.04. | 10 | 0
22.04. | 11 | 0
22.04. | 12 | 0
22.04. | 13 | 0
22.04. | 14 | 0
22.04. | 15 | 0
22.04. | 16 | 0
22.04. | 17 | 0
22.04. | 18 | 0
22.04. | 19 | 0
22.04. | 20 | 0
22.04. | 21 | 0
22.04. | 22 | 0
22.04. | 23 | 0
22.04. | 24 | 0
23.04. | 1 | 0
23.04. | 2 | 0
23.04. | 3 | 0
23.04. | 4 | 0
23.04. | 5 | 0
23.04. | 6 | 0
23.04. | 7 | 0
23.04. | 8 | 0
23.04. | 9 | 0
23.04. | 10 | 0
23.04. | 11 | 0
23.04. | 12 | 0
23.04. | 13 | 0
23.04. | 14 | 0
23.04. | 15 | 0
23.04. | 16 | 0
23.04. | 17 | 0
23.04. | 18 | 0
23.04. | 19 | 0
23.04. | 20 | 0
23.04. | 21 | 0
23.04. | 22 | 0
23.04. | 23 | 0
23.04. | 24 | 0
24.04. | 1 | 0
24.04. | 2 | 0
24.04. | 3 | 0
24.04. | 4 | 0
24.04. | 5 | 0
24.04. | 6 | 0
24.04. | 7 | 0
24.04. | 8 | 0
24.04. | 9 | 0
24.04. | 10 | 0
24.04. | 11 | 0
24.04. | 12 | 0
24.04. | 13 | 0
24.04. | 14 | 0
24.04. | 15 | 0
24.04. | 16 | 0
24.04. | 17 | 0
24.04. | 18 | 0
24.04. | 19 | 0
24.04. | 20 | 0
24.04. | 21 | 0
24.04. | 22 | 0
24.04. | 23 | 0
24.04. | 24 | 0
25.04. | 1 | 0
25.04. | 2 | 0
25.04. | 3 | 0
25.04. | 4 | 0
25.04. | 5 | 0
25.04. | 6 | 0
25.04. | 7 | 0
25.04. | 8 | 0
25.04. | 9 | 0
25.04. | 10 | 0
25.04. | 11 | 0
25.04. | 12 | 0
25.04. | 13 | 0
25.04. | 14 | 0
25.04. | 15 | 0
25.04. | 16 | 0
25.04. | 17 | 0
25.04. | 18 | 0
25.04. | 19 | 0
25.04. | 20 | 0
25.04. | 21 | 0
25.04. | 22 | 0
25.04. | 23 | 0
25.04. | 24 | 0
26.04. | 1 | 0
26.04. | 2 | 0
26.04. | 3 | 0
26.04. | 4 | 0
26.04. | 5 | 0
26.04. | 6 | 0
26.04. | 7 | 0
26.04. | 8 | 0
26.04. | 9 | 0
26.04. | 10 | 0
26.04. | 11 | 0
26.04. | 12 | 0
26.04. | 13 | 0
26.04. | 14 | 0
26.04. | 15 | 0
26.04. | 16 | 0
26.04. | 17 | 0
26.04. | 18 | 0
26.04. | 19 | 0
26.04. | 20 | 0
26.04. | 21 | 0
26.04. | 22 | 0
26.04. | 23 | 0
26.04. | 24 | 0
27.04. | 1 | 0
27.04. | 2 | 0
27.04. | 3 | 0
27.04. | 4 | 0
27.04. | 5 | 0
27.04. | 6 | 0
27.04. | 7 | 0
27.04. | 8 | 0
27.04. | 9 | 0
27.04. | 10 | 0
27.04. | 11 | 0
27.04. | 12 | 0
27.04. | 13 | 0
27.04. | 14 | 0
27.04. | 15 | 0
27.04. | 16 | 0
27.04. | 17 | 0
27.04. | 18 | 0
27.04. | 19 | 0
27.04. | 20 | 0
27.04. | 21 | 0
27.04. | 22 | 0
27.04. | 23 | 0
27.04. | 24 | 0
28.04. | 1 | 0
28.04. | 2 | 0
28.04. | 3 | 0
28.04. | 4 | 0
28.04. | 5 | 0
28.04. | 6 | 0
28.04. | 7 | 0
28.04. | 8 | 0
28.04. | 9 | 0
28.04. | 10 | 0
28.04. | 11 | 0
28.04. | 12 | 0
28.04. | 13 | 0
28.04. | 14 | 0
28.04. | 15 | 0
28.04. | 16 | 0
28.04. | 17 | 0
28.04. | 18 | 0
28.04. | 19 | 0
28.04. | 20 | 0
28.04. | 21 | 0
28.04. | 22 | 0
28.04. | 23 | 0
28.04. | 24 | 0
29.04. | 1 | 0
29.04. | 2 | 0
29.04. | 3 | 0
29.04. | 4 | 0
29.04. | 5 | 0
29.04. | 6 | 0
29.04. | 7 | 0
29.04. | 8 | 0
29.04. | 9 | 0
29.04. | 10 | 0
29.04. | 11 | 0
29.04. | 12 | 0
29.04. | 13 | 0
29.04. | 14 | 0
29.04. | 15 | 0
29.04. | 16 | 0
29.04. | 17 | 0
29.04. | 18 | 0
29.04. | 19 | 0
29.04. | 20 | 0
29.04. | 21 | 0
29.04. | 22 | 0
29.04. | 23 | 0
29.04. | 24 | 0
30.04. | 1 | 0
30.04. | 2 | 0
30.04. | 3 | 0
30.04. | 4 | 0
30.04. | 5 | 0
30.04. | 6 | 0
30.04. | 7 | 0
30.04. | 8 | 0
30.04. | 9 | 0
30.04. | 10 | 0
30.04. | 11 | 0
30.04. | 12 | 0
30.04. | 13 | 0
30.04. | 14 | 0
30.04. | 15 | 0
30.04. | 16 | 0
30.04. | 17 | 0
30.04. | 18 | 0
30.04. | 19 | 0
30.04. | 20 | 0
30.04. | 21 | 0
30.04. | 22 | 0
30.04. | 23 | 0
30.04. | 24 | 0
01.05. | 1 | 0
01.05. | 2 | 0
01.05. | 3 | 0
01.05. | 4 | 0
01.05. | 5 | 0
01.05. | 6 | 0
01.05. | 7 | 0
01.05. | 8 | 0
01.05. | 9 | 0
01.05. | 10 | 0
01.05. | 11 | 0
01.05. | 12 | 0
01.05. | 13 | 0
01.05. | 14 | 0
01.05. | 15 | 0
01.05. | 16 | 0
01.05. | 17 | 0
01.05. | 18 | 0
01.05. | 19 | 0
01.05. | 20 | 0
01.05. | 21 | 0
01.05. | 22 | 0
01.05. | 23 | 0
01.05. | 24 | 0
02.05. | 1 | 0
02.05. | 2 | 0
02.05. | 3 | 0
02.05. | 4 | 0
02.05. | 5 | 0
02.05. | 6 | 0
02.05. | 7 | 0
02.05. | 8 | 0
02.05. | 9 | 0
02.05. | 10 | 0
02.05. | 11 | 0
02.05. | 12 | 0
02.05. | 13 | 0
02.05. | 14 | 0
02.05. | 15 | 0
02.05. | 16 | 0
02.05. | 17 | 0
02.05. | 18 | 0
02.05. | 19 | 0
02.05. | 20 | 0
02.05. | 21 | 0
02.05. | 22 | 0
02.05. | 23 | 0
02.05. | 24 | 0
03.05. | 1 | 0
03.05. | 2 | 0
03.05. | 3 | 0
03.05. | 4 | 0
03.05. | 5 | 0
03.05. | 6 | 0
03.05. | 7 | 0
03.05. | 8 | 0
03.05. | 9 | 0
03.05. | 10 | 0
03.05. | 11 | 0
03.05. | 12 | 0
03.05. | 13 | 0
03.05. | 14 | 0
03.05. | 15 | 0
03.05. | 16 | 0
03.05. | 17 | 0
03.05. | 18 | 0
03.05. | 19 | 0
03.05. | 20 | 0
03.05. | 21 | 0
03.05. | 22 | 0
03.05. | 23 | 0
03.05. | 24 | 0
04.05. | 1 | 0
04.05. | 2 | 0
04.05. | 3 | 0
04.05. | 4 | 0
04.05. | 5 | 0
04.05. | 6 | 0
04.05. | 7 | 0
04.05. | 8 | 0
04.05. | 9 | 0
04.05. | 10 | 0
04.05. | 11 | 0
04.05. | 12 | 0
04.05. | 13 | 0
04.05. | 14 | 0
04.05. | 15 | 0
04.05. | 16 | 0
04.05. | 17 | 0
04.05. | 18 | 0
04.05. | 19 | 0
04.05. | 20 | 0
04.05. | 21 | 0
04.05. | 22 | 0
04.05. | 23 | 0
04.05. | 24 | 0
05.05. | 1 | 0
05.05. | 2 | 0
05.05. | 3 | 0
05.05. | 4 | 0
05.05. | 5 | 0
05.05. | 6 | 0
05.05. | 7 | 0
05.05. | 8 | 0
05.05. | 9 | 0
05.05. | 10 | 0
05.05. | 11 | 0
05.05. | 12 | 0
05.05. | 13 | 0
05.05. | 14 | 0
05.05. | 15 | 0
05.05. | 16 | 0
05.05. | 17 | 0
05.05. | 18 | 0
05.05. | 19 | 0
05.05. | 20 | 0
05.05. | 21 | 0
05.05. | 22 | 0
05.05. | 23 | 0
05.05. | 24 | 0
06.05. | 1 | 0
06.05. | 2 | 0
06.05. | 3 | 0
06.05. | 4 | 0
06.05. | 5 | 0
06.05. | 6 | 0
06.05. | 7 | 0
06.05. | 8 | 0
06.05. | 9 | 0
06.05. | 10 | 0
06.05. | 11 | 0
06.05. | 12 | 0
06.05. | 13 | 0
06.05. | 14 | 0
06.05. | 15 | 0
06.05. | 16 | 0
06.05. | 17 | 0
06.05. | 18 | 0
06.05. | 19 | 0
06.05. | 20 | 0
06.05. | 21 | 0
06.05. | 22 | 0
06.05. | 23 | 0
06.05. | 24 | 0
07.05. | 1 | 0
07.05. | 2 | 0
07.05. | 3 | 0
07.05. | 4 | 0
07.05. | 5 | 0
07.05. | 6 | 0
07.05. | 7 | 0
07.05. | 8 | 0
07.05. | 9 | 0
07.05. | 10 | 0
07.05. | 11 | 0
07.05. | 12 | 0
07.05. | 13 | 0
07.05. | 14 | 0
07.05. | 15 | 0
07.05. | 16 | 0
07.05. | 17 | 0
07.05. | 18 | 0
07.05. | 19 | 0
07.05. | 20 | 0
07.05. | 21 | 0
07.05. | 22 | 0
07.05. | 23 | 0
07.05. | 24 | 0
08.05. | 1 | 0
08.05. | 2 | 0
08.05. | 3 | 0
08.05. | 4 | 0
08.05. | 5 | 0
08.05. | 6 | 0
08.05. | 7 | 0
08.05. | 8 | 0
08.05. | 9 | 0
08.05. | 10 | 0
08.05. | 11 | 0
08.05. | 12 | 0
08.05. | 13 | 0
08.05. | 14 | 0
08.05. | 15 | 0
08.05. | 16 | 0
08.05. | 17 | 0
08.05. | 18 | 0
08.05. | 19 | 0
08.05. | 20 | 0
08.05. | 21 | 0
08.05. | 22 | 0
08.05. | 23 | 0
08.05. | 24 | 0
09.05. | 1 | 0
09.05. | 2 | 0
09.05. | 3 | 0
09.05. | 4 | 0
09.05. | 5 | 0
09.05. | 6 | 0
09.05. | 7 | 0
09.05. | 8 | 0
09.05. | 9 | 0
09.05. | 10 | 0
09.05. | 11 | 0
09.05. | 12 | 0
09.05. | 13 | 0
09.05. | 14 | 0
09.05. | 15 | 0
09.05. | 16 | 0
09.05. | 17 | 0
09.05. | 18 | 0
09.05. | 19 | 0
09.05. | 20 | 0
09.05. | 21 | 0
09.05. | 22 | 0
09.05. | 23 | 0
09.05. | 24 | 0
10.05. | 1 | 0
10.05. | 2 | 0
10.05. | 3 | 0
10.05. | 4 | 0
10.05. | 5 | 0
10.05. | 6 | 0
10.05. | 7 | 0
10.05. | 8 | 0
10.05. | 9 | 0
10.05. | 10 | 0
10.05. | 11 | 0
10.05. | 12 | 0
10.05. | 13 | 0
10.05. | 14 | 0
10.05. | 15 | 0
10.05. | 16 | 0
10.05. | 17 | 0
10.05. | 18 | 0
10.05. | 19 | 0
10.05. | 20 | 0
10.05. | 21 | 0
10.05. | 22 | 0
10.05. | 23 | 0
10.05. | 24 | 0
11.05. | 1 | 0
11.05. | 2 | 0
11.05. | 3 | 0
11.05. | 4 | 0
11.05. | 5 | 0
11.05. | 6 | 0
11.05. | 7 | 0
11.05. | 8 | 0
11.05. | 9 | 0
11.05. | 10 | 0
11.05. | 11 | 0
11.05. | 12 | 0
11.05. | 13 | 0
11.05. | 14 | 0
11.05. | 15 | 0
11.05. | 16 | 0
11.05. | 17 | 0
11.05. | 18 | 0
11.05. | 19 | 0
11.05. | 20 | 0
11.05. | 21 | 0
11.05. | 22 | 0
11.05. | 23 | 0
11.05. | 24 | 0
12.05. | 1 | 0
12.05. | 2 | 0
12.05. | 3 | 0
12.05. | 4 | 0
12.05. | 5 | 0
12.05. | 6 | 0
12.05. | 7 | 0
12.05. | 8 | 0
12.05. | 9 | 0
12.05. | 10 | 0
12.05. | 11 | 0
12.05. | 12 | 0
12.05. | 13 | 0
12.05. | 14 | 0
12.05. | 15 | 0
12.05. | 16 | 0
12.05. | 17 | 0
12.05. | 18 | 0
12.05. | 19 | 0
12.05. | 20 | 0
12.05. | 21 | 0
12.05. | 22 | 0
12.05. | 23 | 0
12.05. | 24 | 0
13.05. | 1 | 0
13.05. | 2 | 0
13.05. | 3 | 0
13.05. | 4 | 0
13.05. | 5 | 0
13.05. | 6 | 0
13.05. | 7 | 0
13.05. | 8 | 0
13.05. | 9 | 0
13.05. | 10 | 0
13.05. | 11 | 0
13.05. | 12 | 0
13.05. | 13 | 0
13.05. | 14 | 0
13.05. | 15 | 0
13.05. | 16 | 0
13.05. | 17 | 0
13.05. | 18 | 0
13.05. | 19 | 0
13.05. | 20 | 0
13.05. | 21 | 0
13.05. | 22 | 0
13.05. | 23 | 0
13.05. | 24 | 0
14.05. | 1 | 0
14.05. | 2 | 0
14.05. | 3 | 0
14.05. | 4 | 0
14.05. | 5 | 0
14.05. | 6 | 0
14.05. | 7 | 0
14.05. | 8 | 0
14.05. | 9 | 0
14.05. | 10 | 0
14.05. | 11 | 0
14.05. | 12 | 0
14.05. | 13 | 0
14.05. | 14 | 0
14.05. | 15 | 0
14.05. | 16 | 0
14.05. | 17 | 0
14.05. | 18 | 0
14.05. | 19 | 0
14.05. | 20 | 0
14.05. | 21 | 0
14.05. | 22 | 0
14.05. | 23 | 0
14.05. | 24 | 0
15.05. | 1 | 0
15.05. | 2 | 0
15.05. | 3 | 0
15.05. | 4 | 0
15.05. | 5 | 0
15.05. | 6 | 0
15.05. | 7 | 0
15.05. | 8 | 0
15.05. | 9 | 0
15.05. | 10 | 0
15.05. | 11 | 0
15.05. | 12 | 0
15.05. | 13 | 0
15.05. | 14 | 0
15.05. | 15 | 0
15.05. | 16 | 0
15.05. | 17 | 0
15.05. | 18 | 0
15.05. | 19 | 0
15.05. | 20 | 0
15.05. | 21 | 0
15.05. | 22 | 0
15.05. | 23 | 0
15.05. | 24 | 0
16.05. | 1 | 0
16.05. | 2 | 0
16.05. | 3 | 0
16.05. | 4 | 0
16.05. | 5 | 0
16.05. | 6 | 0
16.05. | 7 | 0
16.05. | 8 | 0
16.05. | 9 | 0
16.05. | 10 | 0
16.05. | 11 | 0
16.05. | 12 | 0
16.05. | 13 | 0
16.05. | 14 | 0
16.05. | 15 | 0
16.05. | 16 | 0
16.05. | 17 | 0
16.05. | 18 | 0
16.05. | 19 | 0
16.05. | 20 | 0
16.05. | 21 | 0
16.05. | 22 | 0
16.05. | 23 | 0
16.05. | 24 | 0
17.05. | 1 | 0
17.05. | 2 | 0
17.05. | 3 | 0
17.05. | 4 | 0
17.05. | 5 | 0
17.05. | 6 | 0
17.05. | 7 | 0
17.05. | 8 | 0
17.05. | 9 | 0
17.05. | 10 | 0
17.05. | 11 | 0
17.05. | 12 | 0
17.05. | 13 | 0
17.05. | 14 | 0
17.05. | 15 | 0
17.05. | 16 | 0
17.05. | 17 | 0
17.05. | 18 | 0
17.05. | 19 | 0
17.05. | 20 | 0
17.05. | 21 | 0
17.05. | 22 | 0
17.05. | 23 | 0
17.05. | 24 | 0
18.05. | 1 | 0
18.05. | 2 | 0
18.05. | 3 | 0
18.05. | 4 | 0
18.05. | 5 | 0
18.05. | 6 | 0
18.05. | 7 | 0
18.05. | 8 | 0
18.05. | 9 | 0
18.05. | 10 | 0
18.05. | 11 | 0
18.05. | 12 | 0
18.05. | 13 | 0
18.05. | 14 | 0
18.05. | 15 | 0
18.05. | 16 | 0
18.05. | 17 | 0
18.05. | 18 | 0
18.05. | 19 | 0
18.05. | 20 | 0
18.05. | 21 | 0
18.05. | 22 | 0
18.05. | 23 | 0
18.05. | 24 | 0
19.05. | 1 | 0
19.05. | 2 | 0
19.05. | 3 | 0
19.05. | 4 | 0
19.05. | 5 | 0
19.05. | 6 | 0
19.05. | 7 | 0
19.05. | 8 | 0
19.05. | 9 | 0
19.05. | 10 | 0
19.05. | 11 | 0
19.05. | 12 | 0
19.05. | 13 | 0
19.05. | 14 | 0
19.05. | 15 | 0
19.05. | 16 | 0
19.05. | 17 | 0
19.05. | 18 | 0
19.05. | 19 | 0
19.05. | 20 | 0
19.05. | 21 | 0
19.05. | 22 | 0
19.05. | 23 | 0
19.05. | 24 | 0
20.05. | 1 | 0
20.05. | 2 | 0
20.05. | 3 | 0
20.05. | 4 | 0
20.05. | 5 | 0
20.05. | 6 | 0
20.05. | 7 | 0
20.05. | 8 | 0
20.05. | 9 | 0
20.05. | 10 | 0
20.05. | 11 | 0
20.05. | 12 | 0
20.05. | 13 | 0
20.05. | 14 | 0
20.05. | 15 | 0
20.05. | 16 | 0
20.05. | 17 | 0
20.05. | 18 | 0
20.05. | 19 | 0
20.05. | 20 | 0
20.05. | 21 | 0
20.05. | 22 | 0
20.05. | 23 | 0
20.05. | 24 | 0
21.05. | 1 | 0
21.05. | 2 | 0
21.05. | 3 | 0
21.05. | 4 | 0
21.05. | 5 | 0
21.05. | 6 | 0
21.05. | 7 | 0
21.05. | 8 | 0
21.05. | 9 | 0
21.05. | 10 | 0
21.05. | 11 | 0
21.05. | 12 | 0
21.05. | 13 | 0
21.05. | 14 | 0
21.05. | 15 | 0
21.05. | 16 | 0
21.05. | 17 | 0
21.05. | 18 | 0
21.05. | 19 | 0
21.05. | 20 | 0
21.05. | 21 | 0
21.05. | 22 | 0
21.05. | 23 | 0
21.05. | 24 | 0
22.05. | 1 | 0
22.05. | 2 | 0
22.05. | 3 | 0
22.05. | 4 | 0
22.05. | 5 | 0
22.05. | 6 | 0
22.05. | 7 | 0
22.05. | 8 | 0
22.05. | 9 | 0
22.05. | 10 | 0
22.05. | 11 | 0
22.05. | 12 | 0
22.05. | 13 | 0
22.05. | 14 | 0
22.05. | 15 | 0
22.05. | 16 | 0
22.05. | 17 | 0
22.05. | 18 | 0
22.05. | 19 | 0
22.05. | 20 | 0
22.05. | 21 | 0
22.05. | 22 | 0
22.05. | 23 | 0
22.05. | 24 | 0
23.05. | 1 | 0
23.05. | 2 | 0
23.05. | 3 | 0
23.05. | 4 | 0
23.05. | 5 | 0
23.05. | 6 | 0
23.05. | 7 | 0
23.05. | 8 | 0
23.05. | 9 | 0
23.05. | 10 | 0
23.05. | 11 | 0
23.05. | 12 | 0
23.05. | 13 | 0
23.05. | 14 | 0
23.05. | 15 | 0
23.05. | 16 | 0
23.05. | 17 | 0
23.05. | 18 | 0
23.05. | 19 | 0
23.05. | 20 | 0
23.05. | 21 | 0
23.05. | 22 | 0
23.05. | 23 | 0
23.05. | 24 | 0
24.05. | 1 | 0
24.05. | 2 | 0
24.05. | 3 | 0
24.05. | 4 | 0
24.05. | 5 | 0
24.05. | 6 | 0
24.05. | 7 | 0
24.05. | 8 | 0
24.05. | 9 | 0
24.05. | 10 | 0
24.05. | 11 | 0
24.05. | 12 | 0
24.05. | 13 | 0
24.05. | 14 | 0
24.05. | 15 | 0
24.05. | 16 | 0
24.05. | 17 | 0
24.05. | 18 | 0
24.05. | 19 | 0
24.05. | 20 | 0
24.05. | 21 | 0
24.05. | 22 | 0
24.05. | 23 | 0
24.05. | 24 | 0
25.05. | 1 | 0
25.05. | 2 | 0
25.05. | 3 | 0
25.05. | 4 | 0
25.05. | 5 | 0
25.05. | 6 | 0
25.05. | 7 | 0
25.05. | 8 | 0
25.05. | 9 | 0
25.05. | 10 | 0
25.05. | 11 | 0
25.05. | 12 | 0
25.05. | 13 | 0
25.05. | 14 | 0
25.05. | 15 | 0
25.05. | 16 | 0
25.05. | 17 | 0
25.05. | 18 | 0
25.05. | 19 | 0
25.05. | 20 | 0
25.05. | 21 | 0
25.05. | 22 | 0
25.05. | 23 | 0
25.05. | 24 | 0
26.05. | 1 | 0
26.05. | 2 | 0
26.05. | 3 | 0
26.05. | 4 | 0
26.05. | 5 | 0
26.05. | 6 | 0
26.05. | 7 | 0
26.05. | 8 | 0
26.05. | 9 | 0
26.05. | 10 | 0
26.05. | 11 | 0
26.05. | 12 | 0
26.05. | 13 | 0
26.05. | 14 | 0
26.05. | 15 | 0
26.05. | 16 | 0
26.05. | 17 | 0
26.05. | 18 | 0
26.05. | 19 | 0
26.05. | 20 | 0
26.05. | 21 | 0
26.05. | 22 | 0
26.05. | 23 | 0
26.05. | 24 | 0
27.05. | 1 | 0
27.05. | 2 | 0
27.05. | 3 | 0
27.05. | 4 | 0
27.05. | 5 | 0
27.05. | 6 | 0
27.05. | 7 | 0
27.05. | 8 | 0
27.05. | 9 | 0
27.05. | 10 | 0
27.05. | 11 | 0
27.05. | 12 | 0
27.05. | 13 | 0
27.05. | 14 | 0
27.05. | 15 | 0
27.05. | 16 | 0
27.05. | 17 | 0
27.05. | 18 | 0
27.05. | 19 | 0
27.05. | 20 | 0
27.05. | 21 | 0
27.05. | 22 | 0
27.05. | 23 | 0
27.05. | 24 | 0
28.05. | 1 | 0
28.05. | 2 | 0
28.05. | 3 | 0
28.05. | 4 | 0
28.05. | 5 | 0
28.05. | 6 | 0
28.05. | 7 | 0
28.05. | 8 | 0
28.05. | 9 | 0
28.05. | 10 | 0
28.05. | 11 | 0
28.05. | 12 | 0
28.05. | 13 | 0
28.05. | 14 | 0
28.05. | 15 | 0
28.05. | 16 | 0
28.05. | 17 | 0
28.05. | 18 | 0
28.05. | 19 | 0
28.05. | 20 | 0
28.05. | 21 | 0
28.05. | 22 | 0
28.05. | 23 | 0
28.05. | 24 | 0
29.05. | 1 | 0
29.05. | 2 | 0
29.05. | 3 | 0
29.05. | 4 | 0
29.05. | 5 | 0
29.05. | 6 | 0
29.05. | 7 | 0
29.05. | 8 | 0
29.05. | 9 | 0
29.05. | 10 | 0
29.05. | 11 | 0
29.05. | 12 | 0
29.05. | 13 | 0
29.05. | 14 | 0
29.05. | 15 | 0
29.05. | 16 | 0
29.05. | 17 | 0
29.05. | 18 | 0
29.05. | 19 | 0
29.05. | 20 | 0
29.05. | 21 | 0
29.05. | 22 | 0
29.05. | 23 | 0
29.05. | 24 | 0
30.05. | 1 | 0
30.05. | 2 | 0
30.05. | 3 | 0
30.05. | 4 | 0
30.05. | 5 | 0
30.05. | 6 | 0
30.05. | 7 | 0
30.05. | 8 | 0
30.05. | 9 | 0
30.05. | 10 | 0
30.05. | 11 | 0
30.05. | 12 | 0
30.05. | 13 | 0
30.05. | 14 | 0
30.05. | 15 | 0
30.05. | 16 | 0
30.05. | 17 | 0
30.05. | 18 | 0
30.05. | 19 | 0
30.05. | 20 | 0
30.05. | 21 | 0
30.05. | 22 | 0
30.05. | 23 | 0
30.05. | 24 | 0
31.05. | 1 | 0
31.05. | 2 | 0
31.05. | 3 | 0
31.05. | 4 | 0
31.05. | 5 | 0
31.05. | 6 | 0
31.05. | 7 | 0
31.05. | 8 | 0
31.05. | 9 | 0
31.05. | 10 | 0
31.05. | 11 | 0
31.05. | 12 | 0
31.05. | 13 | 0
31.05. | 14 | 0
31.05. | 15 | 0
31.05. | 16 | 0
31.05. | 17 | 0
31.05. | 18 | 0
31.05. | 19 | 0
31.05. | 20 | 0
31.05. | 21 | 0
31.05. | 22 | 0
31.05. | 23 | 0
31.05. | 24 | 0
01.06. | 1 | 0
01.06. | 2 | 0
01.06. | 3 | 0
01.06. | 4 | 0
01.06. | 5 | 0
01.06. | 6 | 0
01.06. | 7 | 0
01.06. | 8 | 0
01.06. | 9 | 0
01.06. | 10 | 0
01.06. | 11 | 0
01.06. | 12 | 0
01.06. | 13 | 0
01.06. | 14 | 0
01.06. | 15 | 0
01.06. | 16 | 0
01.06. | 17 | 0
01.06. | 18 | 0
01.06. | 19 | 0
01.06. | 20 | 0
01.06. | 21 | 0
01.06. | 22 | 0
01.06. | 23 | 0
01.06. | 24 | 0
02.06. | 1 | 0
02.06. | 2 | 0
02.06. | 3 | 0
02.06. | 4 | 0
02.06. | 5 | 0
02.06. | 6 | 0
02.06. | 7 | 0
02.06. | 8 | 0
02.06. | 9 | 0
02.06. | 10 | 0
02.06. | 11 | 0
02.06. | 12 | 0
02.06. | 13 | 0
02.06. | 14 | 0
02.06. | 15 | 0
02.06. | 16 | 0
02.06. | 17 | 0
02.06. | 18 | 0
02.06. | 19 | 0
02.06. | 20 | 0
02.06. | 21 | 0
02.06. | 22 | 0
02.06. | 23 | 0
02.06. | 24 | 0
03.06. | 1 | 0
03.06. | 2 | 0
03.06. | 3 | 0
03.06. | 4 | 0
03.06. | 5 | 0
03.06. | 6 | 0
03.06. | 7 | 0
03.06. | 8 | 0
03.06. | 9 | 0
03.06. | 10 | 0
03.06. | 11 | 0
03.06. | 12 | 0
03.06. | 13 | 0
03.06. | 14 | 0
03.06. | 15 | 0
03.06. | 16 | 0
03.06. | 17 | 0
03.06. | 18 | 0
03.06. | 19 | 0
03.06. | 20 | 0
03.06. | 21 | 0
03.06. | 22 | 0
03.06. | 23 | 0
03.06. | 24 | 0
04.06. | 1 | 0
04.06. | 2 | 0
04.06. | 3 | 0
04.06. | 4 | 0
04.06. | 5 | 0
04.06. | 6 | 0
04.06. | 7 | 0
04.06. | 8 | 0
04.06. | 9 | 0
04.06. | 10 | 0
04.06. | 11 | 0
04.06. | 12 | 0
04.06. | 13 | 0
04.06. | 14 | 0
04.06. | 15 | 0
04.06. | 16 | 0
04.06. | 17 | 0
04.06. | 18 | 0
04.06. | 19 | 0
04.06. | 20 | 0
04.06. | 21 | 0
04.06. | 22 | 0
04.06. | 23 | 0
04.06. | 24 | 0
05.06. | 1 | 0
05.06. | 2 | 0
05.06. | 3 | 0
05.06. | 4 | 0
05.06. | 5 | 0
05.06. | 6 | 0
05.06. | 7 | 0
05.06. | 8 | 0
05.06. | 9 | 0
05.06. | 10 | 0
05.06. | 11 | 0
05.06. | 12 | 0
05.06. | 13 | 0
05.06. | 14 | 0
05.06. | 15 | 0
05.06. | 16 | 0
05.06. | 17 | 0
05.06. | 18 | 0
05.06. | 19 | 0
05.06. | 20 | 0
05.06. | 21 | 0
05.06. | 22 | 0
05.06. | 23 | 0
05.06. | 24 | 0
06.06. | 1 | 0
06.06. | 2 | 0
06.06. | 3 | 0
06.06. | 4 | 0
06.06. | 5 | 0
06.06. | 6 | 0
06.06. | 7 | 0
06.06. | 8 | 0
06.06. | 9 | 0
06.06. | 10 | 0
06.06. | 11 | 0
06.06. | 12 | 0
06.06. | 13 | 0
06.06. | 14 | 0
06.06. | 15 | 0
06.06. | 16 | 0
06.06. | 17 | 0
06.06. | 18 | 0
06.06. | 19 | 0
06.06. | 20 | 0
06.06. | 21 | 0
06.06. | 22 | 0
06.06. | 23 | 0
06.06. | 24 | 0
07.06. | 1 | 0
07.06. | 2 | 0
07.06. | 3 | 0
07.06. | 4 | 0
07.06. | 5 | 0
07.06. | 6 | 0
07.06. | 7 | 0
07.06. | 8 | 0
07.06. | 9 | 0
07.06. | 10 | 0
07.06. | 11 | 0
07.06. | 12 | 0
07.06. | 13 | 0
07.06. | 14 | 0
07.06. | 15 | 0
07.06. | 16 | 0
07.06. | 17 | 0
07.06. | 18 | 0
07.06. | 19 | 0
07.06. | 20 | 0
07.06. | 21 | 0
07.06. | 22 | 0
07.06. | 23 | 0
07.06. | 24 | 0
08.06. | 1 | 0
08.06. | 2 | 0
08.06. | 3 | 0
08.06. | 4 | 0
08.06. | 5 | 0
08.06. | 6 | 0
08.06. | 7 | 0
08.06. | 8 | 0
08.06. | 9 | 0
08.06. | 10 | 0
08.06. | 11 | 0
08.06. | 12 | 0
08.06. | 13 | 0
08.06. | 14 | 0
08.06. | 15 | 0
08.06. | 16 | 0
08.06. | 17 | 0
08.06. | 18 | 0
08.06. | 19 | 0
08.06. | 20 | 0
08.06. | 21 | 0
08.06. | 22 | 0
08.06. | 23 | 0
08.06. | 24 | 0
09.06. | 1 | 0
09.06. | 2 | 0
09.06. | 3 | 0
09.06. | 4 | 0
09.06. | 5 | 0
09.06. | 6 | 0
09.06. | 7 | 0
09.06. | 8 | 0
09.06. | 9 | 0
09.06. | 10 | 0
09.06. | 11 | 0
09.06. | 12 | 0
09.06. | 13 | 0
09.06. | 14 | 0
09.06. | 15 | 0
09.06. | 16 | 0
09.06. | 17 | 0
09.06. | 18 | 0
09.06. | 19 | 0
09.06. | 20 | 0
09.06. | 21 | 0
09.06. | 22 | 0
09.06. | 23 | 0
09.06. | 24 | 0
10.06. | 1 | 0
10.06. | 2 | 0
10.06. | 3 | 0
10.06. | 4 | 0
10.06. | 5 | 0
10.06. | 6 | 0
10.06. | 7 | 0
10.06. | 8 | 0
10.06. | 9 | 0
10.06. | 10 | 0
10.06. | 11 | 0
10.06. | 12 | 0
10.06. | 13 | 0
10.06. | 14 | 0
10.06. | 15 | 0
10.06. | 16 | 0
10.06. | 17 | 0
10.06. | 18 | 0
10.06. | 19 | 0
10.06. | 20 | 0
10.06. | 21 | 0
10.06. | 22 | 0
10.06. | 23 | 0
10.06. | 24 | 0
11.06. | 1 | 0
11.06. | 2 | 0
11.06. | 3 | 0
11.06. | 4 | 0
11.06. | 5 | 0
11.06. | 6 | 0
11.06. | 7 | 0
11.06. | 8 | 0
11.06. | 9 | 0
11.06. | 10 | 0
11.06. | 11 | 0
11.06. | 12 | 0
11.06. | 13 | 0
11.06. | 14 | 0
11.06. | 15 | 0
11.06. | 16 | 0
11.06. | 17 | 0
11.06. | 18 | 0
11.06. | 19 | 0
11.06. | 20 | 0
11.06. | 21 | 0
11.06. | 22 | 0
11.06. | 23 | 0
11.06. | 24 | 0
12.06. | 1 | 0
12.06. | 2 | 0
12.06. | 3 | 0
12.06. | 4 | 0
12.06. | 5 | 0
12.06. | 6 | 0
12.06. | 7 | 0
12.06. | 8 | 0
12.06. | 9 | 0
12.06. | 10 | 0
12.06. | 11 | 0
12.06. | 12 | 0
12.06. | 13 | 0
12.06. | 14 | 0
12.06. | 15 | 0
12.06. | 16 | 0
12.06. | 17 | 0
12.06. | 18 | 0
12.06. | 19 | 0
12.06. | 20 | 0
12.06. | 21 | 0
12.06. | 22 | 0
12.06. | 23 | 0
12.06. | 24 | 0
13.06. | 1 | 0
13.06. | 2 | 0
13.06. | 3 | 0
13.06. | 4 | 0
13.06. | 5 | 0
13.06. | 6 | 0
13.06. | 7 | 0
13.06. | 8 | 0
13.06. | 9 | 0
13.06. | 10 | 0
13.06. | 11 | 0
13.06. | 12 | 0
13.06. | 13 | 0
13.06. | 14 | 0
13.06. | 15 | 0
13.06. | 16 | 0
13.06. | 17 | 0
13.06. | 18 | 0
13.06. | 19 | 0
13.06. | 20 | 0
13.06. | 21 | 0
13.06. | 22 | 0
13.06. | 23 | 0
13.06. | 24 | 0
14.06. | 1 | 0
14.06. | 2 | 0
14.06. | 3 | 0
14.06. | 4 | 0
14.06. | 5 | 0
14.06. | 6 | 0
14.06. | 7 | 0
14.06. | 8 | 0
14.06. | 9 | 0
14.06. | 10 | 0
14.06. | 11 | 0
14.06. | 12 | 0
14.06. | 13 | 0
14.06. | 14 | 0
14.06. | 15 | 0
14.06. | 16 | 0
14.06. | 17 | 0
14.06. | 18 | 0
14.06. | 19 | 0
14.06. | 20 | 0
14.06. | 21 | 0
14.06. | 22 | 0
14.06. | 23 | 0
14.06. | 24 | 0
15.06. | 1 | 0
15.06. | 2 | 0
15.06. | 3 | 0
15.06. | 4 | 0
15.06. | 5 | 0
15.06. | 6 | 0
15.06. | 7 | 0
15.06. | 8 | 0
15.06. | 9 | 0
15.06. | 10 | 0
15.06. | 11 | 0
15.06. | 12 | 0
15.06. | 13 | 0
15.06. | 14 | 0
15.06. | 15 | 0
15.06. | 16 | 0
15.06. | 17 | 0
15.06. | 18 | 0
15.06. | 19 | 0
15.06. | 20 | 0
15.06. | 21 | 0
15.06. | 22 | 0
15.06. | 23 | 0
15.06. | 24 | 0
16.06. | 1 | 0
16.06. | 2 | 0
16.06. | 3 | 0
16.06. | 4 | 0
16.06. | 5 | 0
16.06. | 6 | 0
16.06. | 7 | 0
16.06. | 8 | 0
16.06. | 9 | 0
16.06. | 10 | 0
16.06. | 11 | 0
16.06. | 12 | 0
16.06. | 13 | 0
16.06. | 14 | 0
16.06. | 15 | 0
16.06. | 16 | 0
16.06. | 17 | 0
16.06. | 18 | 0
16.06. | 19 | 0
16.06. | 20 | 0
16.06. | 21 | 0
16.06. | 22 | 0
16.06. | 23 | 0
16.06. | 24 | 0
17.06. | 1 | 0
17.06. | 2 | 0
17.06. | 3 | 0
17.06. | 4 | 0
17.06. | 5 | 0
17.06. | 6 | 0
17.06. | 7 | 0
17.06. | 8 | 0
17.06. | 9 | 0
17.06. | 10 | 0
17.06. | 11 | 0
17.06. | 12 | 0
17.06. | 13 | 0
17.06. | 14 | 0
17.06. | 15 | 0
17.06. | 16 | 0
17.06. | 17 | 0
17.06. | 18 | 0
17.06. | 19 | 0
17.06. | 20 | 0
17.06. | 21 | 0
17.06. | 22 | 0
17.06. | 23 | 0
17.06. | 24 | 0
18.06. | 1 | 0
18.06. | 2 | 0
18.06. | 3 | 0
18.06. | 4 | 0
18.06. | 5 | 0
18.06. | 6 | 0
18.06. | 7 | 0
18.06. | 8 | 0
18.06. | 9 | 0
18.06. | 10 | 0
18.06. | 11 | 0
18.06. | 12 | 0
18.06. | 13 | 0
18.06. | 14 | 0
18.06. | 15 | 0
18.06. | 16 | 0
18.06. | 17 | 0
18.06. | 18 | 0
18.06. | 19 | 0
18.06. | 20 | 0
18.06. | 21 | 0
18.06. | 22 | 0
18.06. | 23 | 0
18.06. | 24 | 0
19.06. | 1 | 0
19.06. | 2 | 0
19.06. | 3 | 0
19.06. | 4 | 0
19.06. | 5 | 0
19.06. | 6 | 0
19.06. | 7 | 0
19.06. | 8 | 0
19.06. | 9 | 0
19.06. | 10 | 0
19.06. | 11 | 0
19.06. | 12 | 0
19.06. | 13 | 0
19.06. | 14 | 0
19.06. | 15 | 0
19.06. | 16 | 0
19.06. | 17 | 0
19.06. | 18 | 0
19.06. | 19 | 0
19.06. | 20 | 0
19.06. | 21 | 0
19.06. | 22 | 0
19.06. | 23 | 0
19.06. | 24 | 0
20.06. | 1 | 0
20.06. | 2 | 0
20.06. | 3 | 0
20.06. | 4 | 0
20.06. | 5 | 0
20.06. | 6 | 0
20.06. | 7 | 0
20.06. | 8 | 0
20.06. | 9 | 0
20.06. | 10 | 0
20.06. | 11 | 0
20.06. | 12 | 0
20.06. | 13 | 0
20.06. | 14 | 0
20.06. | 15 | 0
20.06. | 16 | 0
20.06. | 17 | 0
20.06. | 18 | 0
20.06. | 19 | 0
20.06. | 20 | 0
20.06. | 21 | 0
20.06. | 22 | 0
20.06. | 23 | 0
20.06. | 24 | 0
21.06. | 1 | 0
21.06. | 2 | 0
21.06. | 3 | 0
21.06. | 4 | 0
21.06. | 5 | 0
21.06. | 6 | 0
21.06. | 7 | 0
21.06. | 8 | 0
21.06. | 9 | 0
21.06. | 10 | 0
21.06. | 11 | 0
21.06. | 12 | 0
21.06. | 13 | 0
21.06. | 14 | 0
21.06. | 15 | 0
21.06. | 16 | 0
21.06. | 17 | 0
21.06. | 18 | 0
21.06. | 19 | 0
21.06. | 20 | 0
21.06. | 21 | 0
21.06. | 22 | 0
21.06. | 23 | 0
21.06. | 24 | 0
22.06. | 1 | 0
22.06. | 2 | 0
22.06. | 3 | 0
22.06. | 4 | 0
22.06. | 5 | 0
22.06. | 6 | 0
22.06. | 7 | 0
22.06. | 8 | 0
22.06. | 9 | 0
22.06. | 10 | 0
22.06. | 11 | 0
22.06. | 12 | 0
22.06. | 13 | 0
22.06. | 14 | 0
22.06. | 15 | 0
22.06. | 16 | 0
22.06. | 17 | 0
22.06. | 18 | 0
22.06. | 19 | 0
22.06. | 20 | 0
22.06. | 21 | 0
22.06. | 22 | 0
22.06. | 23 | 0
22.06. | 24 | 0
23.06. | 1 | 0
23.06. | 2 | 0
23.06. | 3 | 0
23.06. | 4 | 0
23.06. | 5 | 0
23.06. | 6 | 0
23.06. | 7 | 0
23.06. | 8 | 0
23.06. | 9 | 0
23.06. | 10 | 0
23.06. | 11 | 0
23.06. | 12 | 0
23.06. | 13 | 0
23.06. | 14 | 0
23.06. | 15 | 0
23.06. | 16 | 0
23.06. | 17 | 0
23.06. | 18 | 0
23.06. | 19 | 0
23.06. | 20 | 0
23.06. | 21 | 0
23.06. | 22 | 0
23.06. | 23 | 0
23.06. | 24 | 0
24.06. | 1 | 0
24.06. | 2 | 0
24.06. | 3 | 0
24.06. | 4 | 0
24.06. | 5 | 0
24.06. | 6 | 0
24.06. | 7 | 0
24.06. | 8 | 0
24.06. | 9 | 0
24.06. | 10 | 0
24.06. | 11 | 0
24.06. | 12 | 0
24.06. | 13 | 0
24.06. | 14 | 0
24.06. | 15 | 0
24.06. | 16 | 0
24.06. | 17 | 0
24.06. | 18 | 0
24.06. | 19 | 0
24.06. | 20 | 0
24.06. | 21 | 0
24.06. | 22 | 0
24.06. | 23 | 0
24.06. | 24 | 0
25.06. | 1 | 0
25.06. | 2 | 0
25.06. | 3 | 0
25.06. | 4 | 0
25.06. | 5 | 0
25.06. | 6 | 0
25.06. | 7 | 0
25.06. | 8 | 0
25.06. | 9 | 0
25.06. | 10 | 0
25.06. | 11 | 0
25.06. | 12 | 0
25.06. | 13 | 0
25.06. | 14 | 0
25.06. | 15 | 0
25.06. | 16 | 0
25.06. | 17 | 0
25.06. | 18 | 0
25.06. | 19 | 0
25.06. | 20 | 0
25.06. | 21 | 0
25.06. | 22 | 0
25.06. | 23 | 0
25.06. | 24 | 0
26.06. | 1 | 0
26.06. | 2 | 0
26.06. | 3 | 0
26.06. | 4 | 0
26.06. | 5 | 0
26.06. | 6 | 0
26.06. | 7 | 0
26.06. | 8 | 0
26.06. | 9 | 0
26.06. | 10 | 0
26.06. | 11 | 0
26.06. | 12 | 0
26.06. | 13 | 0
26.06. | 14 | 0
26.06. | 15 | 0
26.06. | 16 | 0
26.06. | 17 | 0
26.06. | 18 | 0
26.06. | 19 | 0
26.06. | 20 | 0
26.06. | 21 | 0
26.06. | 22 | 0
26.06. | 23 | 0
26.06. | 24 | 0
27.06. | 1 | 0
27.06. | 2 | 0
27.06. | 3 | 0
27.06. | 4 | 0
27.06. | 5 | 0
27.06. | 6 | 0
27.06. | 7 | 0
27.06. | 8 | 0
27.06. | 9 | 0
27.06. | 10 | 0
27.06. | 11 | 0
27.06. | 12 | 0
27.06. | 13 | 0
27.06. | 14 | 0
27.06. | 15 | 0
27.06. | 16 | 0
27.06. | 17 | 0
27.06. | 18 | 0
27.06. | 19 | 0
27.06. | 20 | 0
27.06. | 21 | 0
27.06. | 22 | 0
27.06. | 23 | 0
27.06. | 24 | 0
28.06. | 1 | 0
28.06. | 2 | 0
28.06. | 3 | 0
28.06. | 4 | 0
28.06. | 5 | 0
28.06. | 6 | 0
28.06. | 7 | 0
28.06. | 8 | 0
28.06. | 9 | 0
28.06. | 10 | 0
28.06. | 11 | 0
28.06. | 12 | 0
28.06. | 13 | 0
28.06. | 14 | 0
28.06. | 15 | 0
28.06. | 16 | 0
28.06. | 17 | 0
28.06. | 18 | 0
28.06. | 19 | 0
28.06. | 20 | 0
28.06. | 21 | 0
28.06. | 22 | 0
28.06. | 23 | 0
28.06. | 24 | 0
29.06. | 1 | 0
29.06. | 2 | 0
29.06. | 3 | 0
29.06. | 4 | 0
29.06. | 5 | 0
29.06. | 6 | 0
29.06. | 7 | 0
29.06. | 8 | 0
29.06. | 9 | 0
29.06. | 10 | 0
29.06. | 11 | 0
29.06. | 12 | 0
29.06. | 13 | 0
29.06. | 14 | 0
29.06. | 15 | 0
29.06. | 16 | 0
29.06. | 17 | 0
29.06. | 18 | 0
29.06. | 19 | 0
29.06. | 20 | 0
29.06. | 21 | 0
29.06. | 22 | 0
29.06. | 23 | 0
29.06. | 24 | 0
30.06. | 1 | 0
30.06. | 2 | 0
30.06. | 3 | 0
30.06. | 4 | 0
30.06. | 5 | 0
30.06. | 6 | 0
30.06. | 7 | 0
30.06. | 8 | 0
30.06. | 9 | 0
30.06. | 10 | 0
30.06. | 11 | 0
30.06. | 12 | 0
30.06. | 13 | 0
30.06. | 14 | 0
30.06. | 15 | 0
30.06. | 16 | 0
30.06. | 17 | 0
30.06. | 18 | 0
30.06. | 19 | 0
30.06. | 20 | 0
30.06. | 21 | 0
30.06. | 22 | 0
30.06. | 23 | 0
30.06. | 24 | 0
01.07. | 1 | 0
01.07. | 2 | 0
01.07. | 3 | 0
01.07. | 4 | 0
01.07. | 5 | 0
01.07. | 6 | 0
01.07. | 7 | 0
01.07. | 8 | 0
01.07. | 9 | 0
01.07. | 10 | 0
01.07. | 11 | 0
01.07. | 12 | 0
01.07. | 13 | 0
01.07. | 14 | 0
01.07. | 15 | 0
01.07. | 16 | 0
01.07. | 17 | 0
01.07. | 18 | 0
01.07. | 19 | 0
01.07. | 20 | 0
01.07. | 21 | 0
01.07. | 22 | 0
01.07. | 23 | 0
01.07. | 24 | 0
02.07. | 1 | 0
02.07. | 2 | 0
02.07. | 3 | 0
02.07. | 4 | 0
02.07. | 5 | 0
02.07. | 6 | 0
02.07. | 7 | 0
02.07. | 8 | 0
02.07. | 9 | 0
02.07. | 10 | 0
02.07. | 11 | 0
02.07. | 12 | 0
02.07. | 13 | 0
02.07. | 14 | 0
02.07. | 15 | 0
02.07. | 16 | 0
02.07. | 17 | 0
02.07. | 18 | 0
02.07. | 19 | 0
02.07. | 20 | 0
02.07. | 21 | 0
02.07. | 22 | 0
02.07. | 23 | 0
02.07. | 24 | 0
03.07. | 1 | 0
03.07. | 2 | 0
03.07. | 3 | 0
03.07. | 4 | 0
03.07. | 5 | 0
03.07. | 6 | 0
03.07. | 7 | 0
03.07. | 8 | 0
03.07. | 9 | 0
03.07. | 10 | 0
03.07. | 11 | 0
03.07. | 12 | 0
03.07. | 13 | 0
03.07. | 14 | 0
03.07. | 15 | 0
03.07. | 16 | 0
03.07. | 17 | 0
03.07. | 18 | 0
03.07. | 19 | 0
03.07. | 20 | 0
03.07. | 21 | 0
03.07. | 22 | 0
03.07. | 23 | 0
03.07. | 24 | 0
04.07. | 1 | 0
04.07. | 2 | 0
04.07. | 3 | 0
04.07. | 4 | 0
04.07. | 5 | 0
04.07. | 6 | 0
04.07. | 7 | 0
04.07. | 8 | 0
04.07. | 9 | 0
04.07. | 10 | 0
04.07. | 11 | 0
04.07. | 12 | 0
04.07. | 13 | 0
04.07. | 14 | 0
04.07. | 15 | 0
04.07. | 16 | 0
04.07. | 17 | 0
04.07. | 18 | 0
04.07. | 19 | 0
04.07. | 20 | 0
04.07. | 21 | 0
04.07. | 22 | 0
04.07. | 23 | 0
04.07. | 24 | 0
05.07. | 1 | 0
05.07. | 2 | 0
05.07. | 3 | 0
05.07. | 4 | 0
05.07. | 5 | 0
05.07. | 6 | 0
05.07. | 7 | 0
05.07. | 8 | 0
05.07. | 9 | 0
05.07. | 10 | 0
05.07. | 11 | 0
05.07. | 12 | 0
05.07. | 13 | 0
05.07. | 14 | 0
05.07. | 15 | 0
05.07. | 16 | 0
05.07. | 17 | 0
05.07. | 18 | 0
05.07. | 19 | 0
05.07. | 20 | 0
05.07. | 21 | 0
05.07. | 22 | 0
05.07. | 23 | 0
05.07. | 24 | 0
06.07. | 1 | 0
06.07. | 2 | 0
06.07. | 3 | 0
06.07. | 4 | 0
06.07. | 5 | 0
06.07. | 6 | 0
06.07. | 7 | 0
06.07. | 8 | 0
06.07. | 9 | 0
06.07. | 10 | 0
06.07. | 11 | 0
06.07. | 12 | 0
06.07. | 13 | 0
06.07. | 14 | 0
06.07. | 15 | 0
06.07. | 16 | 0
06.07. | 17 | 0
06.07. | 18 | 0
06.07. | 19 | 0
06.07. | 20 | 0
06.07. | 21 | 0
06.07. | 22 | 0
06.07. | 23 | 0
06.07. | 24 | 0
07.07. | 1 | 0
07.07. | 2 | 0
07.07. | 3 | 0
07.07. | 4 | 0
07.07. | 5 | 0
07.07. | 6 | 0
07.07. | 7 | 0
07.07. | 8 | 0
07.07. | 9 | 0
07.07. | 10 | 0
07.07. | 11 | 0
07.07. | 12 | 0
07.07. | 13 | 0
07.07. | 14 | 0
07.07. | 15 | 0
07.07. | 16 | 0
07.07. | 17 | 0
07.07. | 18 | 0
07.07. | 19 | 0
07.07. | 20 | 0
07.07. | 21 | 0
07.07. | 22 | 0
07.07. | 23 | 0
07.07. | 24 | 0
08.07. | 1 | 0
08.07. | 2 | 0
08.07. | 3 | 0
08.07. | 4 | 0
08.07. | 5 | 0
08.07. | 6 | 0
08.07. | 7 | 0
08.07. | 8 | 0
08.07. | 9 | 0
08.07. | 10 | 0
08.07. | 11 | 0
08.07. | 12 | 0
08.07. | 13 | 0
08.07. | 14 | 0
08.07. | 15 | 0
08.07. | 16 | 0
08.07. | 17 | 0
08.07. | 18 | 0
08.07. | 19 | 0
08.07. | 20 | 0
08.07. | 21 | 0
08.07. | 22 | 0
08.07. | 23 | 0
08.07. | 24 | 0
09.07. | 1 | 0
09.07. | 2 | 0
09.07. | 3 | 0
09.07. | 4 | 0
09.07. | 5 | 0
09.07. | 6 | 0
09.07. | 7 | 0
09.07. | 8 | 0
09.07. | 9 | 0
09.07. | 10 | 0
09.07. | 11 | 0
09.07. | 12 | 0
09.07. | 13 | 0
09.07. | 14 | 0
09.07. | 15 | 0
09.07. | 16 | 0
09.07. | 17 | 0
09.07. | 18 | 0
09.07. | 19 | 0
09.07. | 20 | 0
09.07. | 21 | 0
09.07. | 22 | 0
09.07. | 23 | 0
09.07. | 24 | 0
10.07. | 1 | 0
10.07. | 2 | 0
10.07. | 3 | 0
10.07. | 4 | 0
10.07. | 5 | 0
10.07. | 6 | 0
10.07. | 7 | 0
10.07. | 8 | 0
10.07. | 9 | 0
10.07. | 10 | 0
10.07. | 11 | 0
10.07. | 12 | 0
10.07. | 13 | 0
10.07. | 14 | 0
10.07. | 15 | 0
10.07. | 16 | 0
10.07. | 17 | 0
10.07. | 18 | 0
10.07. | 19 | 0
10.07. | 20 | 0
10.07. | 21 | 0
10.07. | 22 | 0
10.07. | 23 | 0
10.07. | 24 | 0
11.07. | 1 | 0
11.07. | 2 | 0
11.07. | 3 | 0
11.07. | 4 | 0
11.07. | 5 | 0
11.07. | 6 | 0
11.07. | 7 | 0
11.07. | 8 | 0
11.07. | 9 | 0
11.07. | 10 | 0
11.07. | 11 | 0
11.07. | 12 | 0
11.07. | 13 | 0
11.07. | 14 | 0
11.07. | 15 | 0
11.07. | 16 | 0
11.07. | 17 | 0
11.07. | 18 | 0
11.07. | 19 | 0
11.07. | 20 | 0
11.07. | 21 | 0
11.07. | 22 | 0
11.07. | 23 | 0
11.07. | 24 | 0
12.07. | 1 | 0
12.07. | 2 | 0
12.07. | 3 | 0
12.07. | 4 | 0
12.07. | 5 | 0
12.07. | 6 | 0
12.07. | 7 | 0
12.07. | 8 | 0
12.07. | 9 | 0
12.07. | 10 | 0
12.07. | 11 | 0
12.07. | 12 | 0
12.07. | 13 | 0
12.07. | 14 | 0
12.07. | 15 | 0
12.07. | 16 | 0
12.07. | 17 | 0
12.07. | 18 | 0
12.07. | 19 | 0
12.07. | 20 | 0
12.07. | 21 | 0
12.07. | 22 | 0
12.07. | 23 | 0
12.07. | 24 | 0
13.07. | 1 | 0
13.07. | 2 | 0
13.07. | 3 | 0
13.07. | 4 | 0
13.07. | 5 | 0
13.07. | 6 | 0
13.07. | 7 | 0
13.07. | 8 | 0
13.07. | 9 | 0
13.07. | 10 | 0
13.07. | 11 | 0
13.07. | 12 | 0
13.07. | 13 | 0
13.07. | 14 | 0
13.07. | 15 | 0
13.07. | 16 | 0
13.07. | 17 | 0
13.07. | 18 | 0
13.07. | 19 | 0
13.07. | 20 | 0
13.07. | 21 | 0
13.07. | 22 | 0
13.07. | 23 | 0
13.07. | 24 | 0
14.07. | 1 | 0
14.07. | 2 | 0
14.07. | 3 | 0
14.07. | 4 | 0
14.07. | 5 | 0
14.07. | 6 | 0
14.07. | 7 | 0
14.07. | 8 | 0
14.07. | 9 | 0
14.07. | 10 | 0
14.07. | 11 | 0
14.07. | 12 | 0
14.07. | 13 | 0
14.07. | 14 | 0
14.07. | 15 | 0
14.07. | 16 | 0
14.07. | 17 | 0
14.07. | 18 | 0
14.07. | 19 | 0
14.07. | 20 | 0
14.07. | 21 | 0
14.07. | 22 | 0
14.07. | 23 | 0
14.07. | 24 | 0
15.07. | 1 | 0
15.07. | 2 | 0
15.07. | 3 | 0
15.07. | 4 | 0
15.07. | 5 | 0
15.07. | 6 | 0
15.07. | 7 | 0
15.07. | 8 | 0
15.07. | 9 | 0
15.07. | 10 | 0
15.07. | 11 | 0
15.07. | 12 | 0
15.07. | 13 | 0
15.07. | 14 | 0
15.07. | 15 | 0
15.07. | 16 | 0
15.07. | 17 | 0
15.07. | 18 | 0
15.07. | 19 | 0
15.07. | 20 | 0
15.07. | 21 | 0
15.07. | 22 | 0
15.07. | 23 | 0
15.07. | 24 | 0
16.07. | 1 | 0
16.07. | 2 | 0
16.07. | 3 | 0
16.07. | 4 | 0
16.07. | 5 | 0
16.07. | 6 | 0
16.07. | 7 | 0
16.07. | 8 | 0
16.07. | 9 | 0
16.07. | 10 | 0
16.07. | 11 | 0
16.07. | 12 | 0
16.07. | 13 | 0
16.07. | 14 | 0
16.07. | 15 | 0
16.07. | 16 | 0
16.07. | 17 | 0
16.07. | 18 | 0
16.07. | 19 | 0
16.07. | 20 | 0
16.07. | 21 | 0
16.07. | 22 | 0
16.07. | 23 | 0
16.07. | 24 | 0
17.07. | 1 | 0
17.07. | 2 | 0
17.07. | 3 | 0
17.07. | 4 | 0
17.07. | 5 | 0
17.07. | 6 | 0
17.07. | 7 | 0
17.07. | 8 | 0
17.07. | 9 | 0
17.07. | 10 | 0
17.07. | 11 | 0
17.07. | 12 | 0
17.07. | 13 | 0
17.07. | 14 | 0
17.07. | 15 | 0
17.07. | 16 | 0
17.07. | 17 | 0
17.07. | 18 | 0
17.07. | 19 | 0
17.07. | 20 | 0
17.07. | 21 | 0
17.07. | 22 | 0
17.07. | 23 | 0
17.07. | 24 | 0
18.07. | 1 | 0
18.07. | 2 | 0
18.07. | 3 | 0
18.07. | 4 | 0
18.07. | 5 | 0
18.07. | 6 | 0
18.07. | 7 | 0
18.07. | 8 | 0
18.07. | 9 | 0
18.07. | 10 | 0
18.07. | 11 | 0
18.07. | 12 | 0
18.07. | 13 | 0
18.07. | 14 | 0
18.07. | 15 | 0
18.07. | 16 | 0
18.07. | 17 | 0
18.07. | 18 | 0
18.07. | 19 | 0
18.07. | 20 | 0
18.07. | 21 | 0
18.07. | 22 | 0
18.07. | 23 | 0
18.07. | 24 | 0
19.07. | 1 | 0
19.07. | 2 | 0
19.07. | 3 | 0
19.07. | 4 | 0
19.07. | 5 | 0
19.07. | 6 | 0
19.07. | 7 | 0
19.07. | 8 | 0
19.07. | 9 | 0
19.07. | 10 | 0
19.07. | 11 | 0
19.07. | 12 | 0
19.07. | 13 | 0
19.07. | 14 | 0
19.07. | 15 | 0
19.07. | 16 | 0
19.07. | 17 | 0
19.07. | 18 | 0
19.07. | 19 | 0
19.07. | 20 | 0
19.07. | 21 | 0
19.07. | 22 | 0
19.07. | 23 | 0
19.07. | 24 | 0
20.07. | 1 | 0
20.07. | 2 | 0
20.07. | 3 | 0
20.07. | 4 | 0
20.07. | 5 | 0
20.07. | 6 | 0
20.07. | 7 | 0
20.07. | 8 | 0
20.07. | 9 | 0
20.07. | 10 | 0
20.07. | 11 | 0
20.07. | 12 | 0
20.07. | 13 | 0
20.07. | 14 | 0
20.07. | 15 | 0
20.07. | 16 | 0
20.07. | 17 | 0
20.07. | 18 | 0
20.07. | 19 | 0
20.07. | 20 | 0
20.07. | 21 | 0
20.07. | 22 | 0
20.07. | 23 | 0
20.07. | 24 | 0
21.07. | 1 | 0
21.07. | 2 | 0
21.07. | 3 | 0
21.07. | 4 | 0
21.07. | 5 | 0
21.07. | 6 | 0
21.07. | 7 | 0
21.07. | 8 | 0
21.07. | 9 | 0
21.07. | 10 | 0
21.07. | 11 | 0
21.07. | 12 | 0
21.07. | 13 | 0
21.07. | 14 | 0
21.07. | 15 | 0
21.07. | 16 | 0
21.07. | 17 | 0
21.07. | 18 | 0
21.07. | 19 | 0
21.07. | 20 | 0
21.07. | 21 | 0
21.07. | 22 | 0
21.07. | 23 | 0
21.07. | 24 | 0
22.07. | 1 | 0
22.07. | 2 | 0
22.07. | 3 | 0
22.07. | 4 | 0
22.07. | 5 | 0
22.07. | 6 | 0
22.07. | 7 | 0
22.07. | 8 | 0
22.07. | 9 | 0
22.07. | 10 | 0
22.07. | 11 | 0
22.07. | 12 | 0
22.07. | 13 | 0
22.07. | 14 | 0
22.07. | 15 | 0
22.07. | 16 | 0
22.07. | 17 | 0
22.07. | 18 | 0
22.07. | 19 | 0
22.07. | 20 | 0
22.07. | 21 | 0
22.07. | 22 | 0
22.07. | 23 | 0
22.07. | 24 | 0
23.07. | 1 | 0
23.07. | 2 | 0
23.07. | 3 | 0
23.07. | 4 | 0
23.07. | 5 | 0
23.07. | 6 | 0
23.07. | 7 | 0
23.07. | 8 | 0
23.07. | 9 | 0
23.07. | 10 | 0
23.07. | 11 | 0
23.07. | 12 | 0
23.07. | 13 | 0
23.07. | 14 | 0
23.07. | 15 | 0
23.07. | 16 | 0
23.07. | 17 | 0
23.07. | 18 | 0
23.07. | 19 | 0
23.07. | 20 | 0
23.07. | 21 | 0
23.07. | 22 | 0
23.07. | 23 | 0
23.07. | 24 | 0
24.07. | 1 | 0
24.07. | 2 | 0
24.07. | 3 | 0
24.07. | 4 | 0
24.07. | 5 | 0
24.07. | 6 | 0
24.07. | 7 | 0
24.07. | 8 | 0
24.07. | 9 | 0
24.07. | 10 | 0
24.07. | 11 | 0
24.07. | 12 | 0
24.07. | 13 | 0
24.07. | 14 | 0
24.07. | 15 | 0
24.07. | 16 | 0
24.07. | 17 | 0
24.07. | 18 | 0
24.07. | 19 | 0
24.07. | 20 | 0
24.07. | 21 | 0
24.07. | 22 | 0
24.07. | 23 | 0
24.07. | 24 | 0
25.07. | 1 | 0
25.07. | 2 | 0
25.07. | 3 | 0
25.07. | 4 | 0
25.07. | 5 | 0
25.07. | 6 | 0
25.07. | 7 | 0
25.07. | 8 | 0
25.07. | 9 | 0
25.07. | 10 | 0
25.07. | 11 | 0
25.07. | 12 | 0
25.07. | 13 | 0
25.07. | 14 | 0
25.07. | 15 | 0
25.07. | 16 | 0
25.07. | 17 | 0
25.07. | 18 | 0
25.07. | 19 | 0
25.07. | 20 | 0
25.07. | 21 | 0
25.07. | 22 | 0
25.07. | 23 | 0
25.07. | 24 | 0
26.07. | 1 | 0
26.07. | 2 | 0
26.07. | 3 | 0
26.07. | 4 | 0
26.07. | 5 | 0
26.07. | 6 | 0
26.07. | 7 | 0
26.07. | 8 | 0
26.07. | 9 | 0
26.07. | 10 | 0
26.07. | 11 | 0
26.07. | 12 | 0
26.07. | 13 | 0
26.07. | 14 | 0
26.07. | 15 | 0
26.07. | 16 | 0
26.07. | 17 | 0
26.07. | 18 | 0
26.07. | 19 | 0
26.07. | 20 | 0
26.07. | 21 | 0
26.07. | 22 | 0
26.07. | 23 | 0
26.07. | 24 | 0
27.07. | 1 | 0
27.07. | 2 | 0
27.07. | 3 | 0
27.07. | 4 | 0
27.07. | 5 | 0
27.07. | 6 | 0
27.07. | 7 | 0
27.07. | 8 | 0
27.07. | 9 | 0
27.07. | 10 | 0
27.07. | 11 | 0
27.07. | 12 | 0
27.07. | 13 | 0
27.07. | 14 | 0
27.07. | 15 | 0
27.07. | 16 | 0
27.07. | 17 | 0
27.07. | 18 | 0
27.07. | 19 | 0
27.07. | 20 | 0
27.07. | 21 | 0
27.07. | 22 | 0
27.07. | 23 | 0
27.07. | 24 | 0
28.07. | 1 | 0
28.07. | 2 | 0
28.07. | 3 | 0
28.07. | 4 | 0
28.07. | 5 | 0
28.07. | 6 | 0
28.07. | 7 | 0
28.07. | 8 | 0
28.07. | 9 | 0
28.07. | 10 | 0
28.07. | 11 | 0
28.07. | 12 | 0
28.07. | 13 | 0
28.07. | 14 | 0
28.07. | 15 | 0
28.07. | 16 | 0
28.07. | 17 | 0
28.07. | 18 | 0
28.07. | 19 | 0
28.07. | 20 | 0
28.07. | 21 | 0
28.07. | 22 | 0
28.07. | 23 | 0
28.07. | 24 | 0
29.07. | 1 | 0
29.07. | 2 | 0
29.07. | 3 | 0
29.07. | 4 | 0
29.07. | 5 | 0
29.07. | 6 | 0
29.07. | 7 | 0
29.07. | 8 | 0
29.07. | 9 | 0
29.07. | 10 | 0
29.07. | 11 | 0
29.07. | 12 | 0
29.07. | 13 | 0
29.07. | 14 | 0
29.07. | 15 | 0
29.07. | 16 | 0
29.07. | 17 | 0
29.07. | 18 | 0
29.07. | 19 | 0
29.07. | 20 | 0
29.07. | 21 | 0
29.07. | 22 | 0
29.07. | 23 | 0
29.07. | 24 | 0
30.07. | 1 | 0
30.07. | 2 | 0
30.07. | 3 | 0
30.07. | 4 | 0
30.07. | 5 | 0
30.07. | 6 | 0
30.07. | 7 | 0
30.07. | 8 | 0
30.07. | 9 | 0
30.07. | 10 | 0
30.07. | 11 | 0
30.07. | 12 | 0
30.07. | 13 | 0
30.07. | 14 | 0
30.07. | 15 | 0
30.07. | 16 | 0
30.07. | 17 | 0
30.07. | 18 | 0
30.07. | 19 | 0
30.07. | 20 | 0
30.07. | 21 | 0
30.07. | 22 | 0
30.07. | 23 | 0
30.07. | 24 | 0
31.07. | 1 | 0
31.07. | 2 | 0
31.07. | 3 | 0
31.07. | 4 | 0
31.07. | 5 | 0
31.07. | 6 | 0
31.07. | 7 | 0
31.07. | 8 | 0
31.07. | 9 | 0
31.07. | 10 | 0
31.07. | 11 | 0
31.07. | 12 | 0
31.07. | 13 | 0
31.07. | 14 | 0
31.07. | 15 | 0
31.07. | 16 | 0
31.07. | 17 | 0
31.07. | 18 | 0
31.07. | 19 | 0
31.07. | 20 | 0
31.07. | 21 | 0
31.07. | 22 | 0
31.07. | 23 | 0
31.07. | 24 | 0
01.08. | 1 | 0
01.08. | 2 | 0
01.08. | 3 | 0
01.08. | 4 | 0
01.08. | 5 | 0
01.08. | 6 | 0
01.08. | 7 | 0
01.08. | 8 | 0
01.08. | 9 | 0
01.08. | 10 | 0
01.08. | 11 | 0
01.08. | 12 | 0
01.08. | 13 | 0
01.08. | 14 | 0
01.08. | 15 | 0
01.08. | 16 | 0
01.08. | 17 | 0
01.08. | 18 | 0
01.08. | 19 | 0
01.08. | 20 | 0
01.08. | 21 | 0
01.08. | 22 | 0
01.08. | 23 | 0
01.08. | 24 | 0
02.08. | 1 | 0
02.08. | 2 | 0
02.08. | 3 | 0
02.08. | 4 | 0
02.08. | 5 | 0
02.08. | 6 | 0
02.08. | 7 | 0
02.08. | 8 | 0
02.08. | 9 | 0
02.08. | 10 | 0
02.08. | 11 | 0
02.08. | 12 | 0
02.08. | 13 | 0
02.08. | 14 | 0
02.08. | 15 | 0
02.08. | 16 | 0
02.08. | 17 | 0
02.08. | 18 | 0
02.08. | 19 | 0
02.08. | 20 | 0
02.08. | 21 | 0
02.08. | 22 | 0
02.08. | 23 | 0
02.08. | 24 | 0
03.08. | 1 | 0
03.08. | 2 | 0
03.08. | 3 | 0
03.08. | 4 | 0
03.08. | 5 | 0
03.08. | 6 | 0
03.08. | 7 | 0
03.08. | 8 | 0
03.08. | 9 | 0
03.08. | 10 | 0
03.08. | 11 | 0
03.08. | 12 | 0
03.08. | 13 | 0
03.08. | 14 | 0
03.08. | 15 | 0
03.08. | 16 | 0
03.08. | 17 | 0
03.08. | 18 | 0
03.08. | 19 | 0
03.08. | 20 | 0
03.08. | 21 | 0
03.08. | 22 | 0
03.08. | 23 | 0
03.08. | 24 | 0
04.08. | 1 | 0
04.08. | 2 | 0
04.08. | 3 | 0
04.08. | 4 | 0
04.08. | 5 | 0
04.08. | 6 | 0
04.08. | 7 | 0
04.08. | 8 | 0
04.08. | 9 | 0
04.08. | 10 | 0
04.08. | 11 | 0
04.08. | 12 | 0
04.08. | 13 | 0
04.08. | 14 | 0
04.08. | 15 | 0
04.08. | 16 | 0
04.08. | 17 | 0
04.08. | 18 | 0
04.08. | 19 | 0
04.08. | 20 | 0
04.08. | 21 | 0
04.08. | 22 | 0
04.08. | 23 | 0
04.08. | 24 | 0
05.08. | 1 | 0
05.08. | 2 | 0
05.08. | 3 | 0
05.08. | 4 | 0
05.08. | 5 | 0
05.08. | 6 | 0
05.08. | 7 | 0
05.08. | 8 | 0
05.08. | 9 | 0
05.08. | 10 | 0
05.08. | 11 | 0
05.08. | 12 | 0
05.08. | 13 | 0
05.08. | 14 | 0
05.08. | 15 | 0
05.08. | 16 | 0
05.08. | 17 | 0
05.08. | 18 | 0
05.08. | 19 | 0
05.08. | 20 | 0
05.08. | 21 | 0
05.08. | 22 | 0
05.08. | 23 | 0
05.08. | 24 | 0
06.08. | 1 | 0
06.08. | 2 | 0
06.08. | 3 | 0
06.08. | 4 | 0
06.08. | 5 | 0
06.08. | 6 | 0
06.08. | 7 | 0
06.08. | 8 | 0
06.08. | 9 | 0
06.08. | 10 | 0
06.08. | 11 | 0
06.08. | 12 | 0
06.08. | 13 | 0
06.08. | 14 | 0
06.08. | 15 | 0
06.08. | 16 | 0
06.08. | 17 | 0
06.08. | 18 | 0
06.08. | 19 | 0
06.08. | 20 | 0
06.08. | 21 | 0
06.08. | 22 | 0
06.08. | 23 | 0
06.08. | 24 | 0
07.08. | 1 | 0
07.08. | 2 | 0
07.08. | 3 | 0
07.08. | 4 | 0
07.08. | 5 | 0
07.08. | 6 | 0
07.08. | 7 | 0
07.08. | 8 | 0
07.08. | 9 | 0
07.08. | 10 | 0
07.08. | 11 | 0
07.08. | 12 | 0
07.08. | 13 | 0
07.08. | 14 | 0
07.08. | 15 | 0
07.08. | 16 | 0
07.08. | 17 | 0
07.08. | 18 | 0
07.08. | 19 | 0
07.08. | 20 | 0
07.08. | 21 | 0
07.08. | 22 | 0
07.08. | 23 | 0
07.08. | 24 | 0
08.08. | 1 | 0
08.08. | 2 | 0
08.08. | 3 | 0
08.08. | 4 | 0
08.08. | 5 | 0
08.08. | 6 | 0
08.08. | 7 | 0
08.08. | 8 | 0
08.08. | 9 | 0
08.08. | 10 | 0
08.08. | 11 | 0
08.08. | 12 | 0
08.08. | 13 | 0
08.08. | 14 | 0
08.08. | 15 | 0
08.08. | 16 | 0
08.08. | 17 | 0
08.08. | 18 | 0
08.08. | 19 | 0
08.08. | 20 | 0
08.08. | 21 | 0
08.08. | 22 | 0
08.08. | 23 | 0
08.08. | 24 | 0
09.08. | 1 | 0
09.08. | 2 | 0
09.08. | 3 | 0
09.08. | 4 | 0
09.08. | 5 | 0
09.08. | 6 | 0
09.08. | 7 | 0
09.08. | 8 | 0
09.08. | 9 | 0
09.08. | 10 | 0
09.08. | 11 | 0
09.08. | 12 | 0
09.08. | 13 | 0
09.08. | 14 | 0
09.08. | 15 | 0
09.08. | 16 | 0
09.08. | 17 | 0
09.08. | 18 | 0
09.08. | 19 | 0
09.08. | 20 | 0
09.08. | 21 | 0
09.08. | 22 | 0
09.08. | 23 | 0
09.08. | 24 | 0
10.08. | 1 | 0
10.08. | 2 | 0
10.08. | 3 | 0
10.08. | 4 | 0
10.08. | 5 | 0
10.08. | 6 | 0
10.08. | 7 | 0
10.08. | 8 | 0
10.08. | 9 | 0
10.08. | 10 | 0
10.08. | 11 | 0
10.08. | 12 | 0
10.08. | 13 | 0
10.08. | 14 | 0
10.08. | 15 | 0
10.08. | 16 | 0
10.08. | 17 | 0
10.08. | 18 | 0
10.08. | 19 | 0
10.08. | 20 | 0
10.08. | 21 | 0
10.08. | 22 | 0
10.08. | 23 | 0
10.08. | 24 | 0
11.08. | 1 | 0
11.08. | 2 | 0
11.08. | 3 | 0
11.08. | 4 | 0
11.08. | 5 | 0
11.08. | 6 | 0
11.08. | 7 | 0
11.08. | 8 | 0
11.08. | 9 | 0
11.08. | 10 | 0
11.08. | 11 | 0
11.08. | 12 | 0
11.08. | 13 | 0
11.08. | 14 | 0
11.08. | 15 | 0
11.08. | 16 | 0
11.08. | 17 | 0
11.08. | 18 | 0
11.08. | 19 | 0
11.08. | 20 | 0
11.08. | 21 | 0
11.08. | 22 | 0
11.08. | 23 | 0
11.08. | 24 | 0
12.08. | 1 | 0
12.08. | 2 | 0
12.08. | 3 | 0
12.08. | 4 | 0
12.08. | 5 | 0
12.08. | 6 | 0
12.08. | 7 | 0
12.08. | 8 | 0
12.08. | 9 | 0
12.08. | 10 | 0
12.08. | 11 | 0
12.08. | 12 | 0
12.08. | 13 | 0
12.08. | 14 | 0
12.08. | 15 | 0
12.08. | 16 | 0
12.08. | 17 | 0
12.08. | 18 | 0
12.08. | 19 | 0
12.08. | 20 | 0
12.08. | 21 | 0
12.08. | 22 | 0
12.08. | 23 | 0
12.08. | 24 | 0
13.08. | 1 | 0
13.08. | 2 | 0
13.08. | 3 | 0
13.08. | 4 | 0
13.08. | 5 | 0
13.08. | 6 | 0
13.08. | 7 | 0
13.08. | 8 | 0
13.08. | 9 | 0
13.08. | 10 | 0
13.08. | 11 | 0
13.08. | 12 | 0
13.08. | 13 | 0
13.08. | 14 | 0
13.08. | 15 | 0
13.08. | 16 | 0
13.08. | 17 | 0
13.08. | 18 | 0
13.08. | 19 | 0
13.08. | 20 | 0
13.08. | 21 | 0
13.08. | 22 | 0
13.08. | 23 | 0
13.08. | 24 | 0
14.08. | 1 | 0
14.08. | 2 | 0
14.08. | 3 | 0
14.08. | 4 | 0
14.08. | 5 | 0
14.08. | 6 | 0
14.08. | 7 | 0
14.08. | 8 | 0
14.08. | 9 | 0
14.08. | 10 | 0
14.08. | 11 | 0
14.08. | 12 | 0
14.08. | 13 | 0
14.08. | 14 | 0
14.08. | 15 | 0
14.08. | 16 | 0
14.08. | 17 | 0
14.08. | 18 | 0
14.08. | 19 | 0
14.08. | 20 | 0
14.08. | 21 | 0
14.08. | 22 | 0
14.08. | 23 | 0
14.08. | 24 | 0
15.08. | 1 | 0
15.08. | 2 | 0
15.08. | 3 | 0
15.08. | 4 | 0
15.08. | 5 | 0
15.08. | 6 | 0
15.08. | 7 | 0
15.08. | 8 | 0
15.08. | 9 | 0
15.08. | 10 | 0
15.08. | 11 | 0
15.08. | 12 | 0
15.08. | 13 | 0
15.08. | 14 | 0
15.08. | 15 | 0
15.08. | 16 | 0
15.08. | 17 | 0
15.08. | 18 | 0
15.08. | 19 | 0
15.08. | 20 | 0
15.08. | 21 | 0
15.08. | 22 | 0
15.08. | 23 | 0
15.08. | 24 | 0
16.08. | 1 | 0
16.08. | 2 | 0
16.08. | 3 | 0
16.08. | 4 | 0
16.08. | 5 | 0
16.08. | 6 | 0
16.08. | 7 | 0
16.08. | 8 | 0
16.08. | 9 | 0
16.08. | 10 | 0
16.08. | 11 | 0
16.08. | 12 | 0
16.08. | 13 | 0
16.08. | 14 | 0
16.08. | 15 | 0
16.08. | 16 | 0
16.08. | 17 | 0
16.08. | 18 | 0
16.08. | 19 | 0
16.08. | 20 | 0
16.08. | 21 | 0
16.08. | 22 | 0
16.08. | 23 | 0
16.08. | 24 | 0
17.08. | 1 | 0
17.08. | 2 | 0
17.08. | 3 | 0
17.08. | 4 | 0
17.08. | 5 | 0
17.08. | 6 | 0
17.08. | 7 | 0
17.08. | 8 | 0
17.08. | 9 | 0
17.08. | 10 | 0
17.08. | 11 | 0
17.08. | 12 | 0
17.08. | 13 | 0
17.08. | 14 | 0
17.08. | 15 | 0
17.08. | 16 | 0
17.08. | 17 | 0
17.08. | 18 | 0
17.08. | 19 | 0
17.08. | 20 | 0
17.08. | 21 | 0
17.08. | 22 | 0
17.08. | 23 | 0
17.08. | 24 | 0
18.08. | 1 | 0
18.08. | 2 | 0
18.08. | 3 | 0
18.08. | 4 | 0
18.08. | 5 | 0
18.08. | 6 | 0
18.08. | 7 | 0
18.08. | 8 | 0
18.08. | 9 | 0
18.08. | 10 | 0
18.08. | 11 | 0
18.08. | 12 | 0
18.08. | 13 | 0
18.08. | 14 | 0
18.08. | 15 | 0
18.08. | 16 | 0
18.08. | 17 | 0
18.08. | 18 | 0
18.08. | 19 | 0
18.08. | 20 | 0
18.08. | 21 | 0
18.08. | 22 | 0
18.08. | 23 | 0
18.08. | 24 | 0
19.08. | 1 | 0
19.08. | 2 | 0
19.08. | 3 | 0
19.08. | 4 | 0
19.08. | 5 | 0
19.08. | 6 | 0
19.08. | 7 | 0
19.08. | 8 | 0
19.08. | 9 | 0
19.08. | 10 | 0
19.08. | 11 | 0
19.08. | 12 | 0
19.08. | 13 | 0
19.08. | 14 | 0
19.08. | 15 | 0
19.08. | 16 | 0
19.08. | 17 | 0
19.08. | 18 | 0
19.08. | 19 | 0
19.08. | 20 | 0
19.08. | 21 | 0
19.08. | 22 | 0
19.08. | 23 | 0
19.08. | 24 | 0
20.08. | 1 | 0
20.08. | 2 | 0
20.08. | 3 | 0
20.08. | 4 | 0
20.08. | 5 | 0
20.08. | 6 | 0
20.08. | 7 | 0
20.08. | 8 | 0
20.08. | 9 | 0
20.08. | 10 | 0
20.08. | 11 | 0
20.08. | 12 | 0
20.08. | 13 | 0
20.08. | 14 | 0
20.08. | 15 | 0
20.08. | 16 | 0
20.08. | 17 | 0
20.08. | 18 | 0
20.08. | 19 | 0
20.08. | 20 | 0
20.08. | 21 | 0
20.08. | 22 | 0
20.08. | 23 | 0
20.08. | 24 | 0
21.08. | 1 | 0
21.08. | 2 | 0
21.08. | 3 | 0
21.08. | 4 | 0
21.08. | 5 | 0
21.08. | 6 | 0
21.08. | 7 | 0
21.08. | 8 | 0
21.08. | 9 | 0
21.08. | 10 | 0
21.08. | 11 | 0
21.08. | 12 | 0
21.08. | 13 | 0
21.08. | 14 | 0
21.08. | 15 | 0
21.08. | 16 | 0
21.08. | 17 | 0
21.08. | 18 | 0
21.08. | 19 | 0
21.08. | 20 | 0
21.08. | 21 | 0
21.08. | 22 | 0
21.08. | 23 | 0
21.08. | 24 | 0
22.08. | 1 | 0
22.08. | 2 | 0
22.08. | 3 | 0
22.08. | 4 | 0
22.08. | 5 | 0
22.08. | 6 | 0
22.08. | 7 | 0
22.08. | 8 | 0
22.08. | 9 | 0
22.08. | 10 | 0
22.08. | 11 | 0
22.08. | 12 | 0
22.08. | 13 | 0
22.08. | 14 | 0
22.08. | 15 | 0
22.08. | 16 | 0
22.08. | 17 | 0
22.08. | 18 | 0
22.08. | 19 | 0
22.08. | 20 | 0
22.08. | 21 | 0
22.08. | 22 | 0
22.08. | 23 | 0
22.08. | 24 | 0
23.08. | 1 | 0
23.08. | 2 | 0
23.08. | 3 | 0
23.08. | 4 | 0
23.08. | 5 | 0
23.08. | 6 | 0
23.08. | 7 | 0
23.08. | 8 | 0
23.08. | 9 | 0
23.08. | 10 | 0
23.08. | 11 | 0
23.08. | 12 | 0
23.08. | 13 | 0
23.08. | 14 | 0
23.08. | 15 | 0
23.08. | 16 | 0
23.08. | 17 | 0
23.08. | 18 | 0
23.08. | 19 | 0
23.08. | 20 | 0
23.08. | 21 | 0
23.08. | 22 | 0
23.08. | 23 | 0
23.08. | 24 | 0
24.08. | 1 | 0
24.08. | 2 | 0
24.08. | 3 | 0
24.08. | 4 | 0
24.08. | 5 | 0
24.08. | 6 | 0
24.08. | 7 | 0
24.08. | 8 | 0
24.08. | 9 | 0
24.08. | 10 | 0
24.08. | 11 | 0
24.08. | 12 | 0
24.08. | 13 | 0
24.08. | 14 | 0
24.08. | 15 | 0
24.08. | 16 | 0
24.08. | 17 | 0
24.08. | 18 | 0
24.08. | 19 | 0
24.08. | 20 | 0
24.08. | 21 | 0
24.08. | 22 | 0
24.08. | 23 | 0
24.08. | 24 | 0
25.08. | 1 | 0
25.08. | 2 | 0
25.08. | 3 | 0
25.08. | 4 | 0
25.08. | 5 | 0
25.08. | 6 | 0
25.08. | 7 | 0
25.08. | 8 | 0
25.08. | 9 | 0
25.08. | 10 | 0
25.08. | 11 | 0
25.08. | 12 | 0
25.08. | 13 | 0
25.08. | 14 | 0
25.08. | 15 | 0
25.08. | 16 | 0
25.08. | 17 | 0
25.08. | 18 | 0
25.08. | 19 | 0
25.08. | 20 | 0
25.08. | 21 | 0
25.08. | 22 | 0
25.08. | 23 | 0
25.08. | 24 | 0
26.08. | 1 | 0
26.08. | 2 | 0
26.08. | 3 | 0
26.08. | 4 | 0
26.08. | 5 | 0
26.08. | 6 | 0
26.08. | 7 | 0
26.08. | 8 | 0
26.08. | 9 | 0
26.08. | 10 | 0
26.08. | 11 | 0
26.08. | 12 | 0
26.08. | 13 | 0
26.08. | 14 | 0
26.08. | 15 | 0
26.08. | 16 | 0
26.08. | 17 | 0
26.08. | 18 | 0
26.08. | 19 | 0
26.08. | 20 | 0
26.08. | 21 | 0
26.08. | 22 | 0
26.08. | 23 | 0
26.08. | 24 | 0
27.08. | 1 | 0
27.08. | 2 | 0
27.08. | 3 | 0
27.08. | 4 | 0
27.08. | 5 | 0
27.08. | 6 | 0
27.08. | 7 | 0
27.08. | 8 | 0
27.08. | 9 | 0
27.08. | 10 | 0
27.08. | 11 | 0
27.08. | 12 | 0
27.08. | 13 | 0
27.08. | 14 | 0
27.08. | 15 | 0
27.08. | 16 | 0
27.08. | 17 | 0
27.08. | 18 | 0
27.08. | 19 | 0
27.08. | 20 | 0
27.08. | 21 | 0
27.08. | 22 | 0
27.08. | 23 | 0
27.08. | 24 | 0
28.08. | 1 | 0
28.08. | 2 | 0
28.08. | 3 | 0
28.08. | 4 | 0
28.08. | 5 | 0
28.08. | 6 | 0
28.08. | 7 | 0
28.08. | 8 | 0
28.08. | 9 | 0
28.08. | 10 | 0
28.08. | 11 | 0
28.08. | 12 | 0
28.08. | 13 | 0
28.08. | 14 | 0
28.08. | 15 | 0
28.08. | 16 | 0
28.08. | 17 | 0
28.08. | 18 | 0
28.08. | 19 | 0
28.08. | 20 | 0
28.08. | 21 | 0
28.08. | 22 | 0
28.08. | 23 | 0
28.08. | 24 | 0
29.08. | 1 | 0
29.08. | 2 | 0
29.08. | 3 | 0
29.08. | 4 | 0
29.08. | 5 | 0
29.08. | 6 | 0
29.08. | 7 | 0
29.08. | 8 | 0
29.08. | 9 | 0
29.08. | 10 | 0
29.08. | 11 | 0
29.08. | 12 | 0
29.08. | 13 | 0
29.08. | 14 | 0
29.08. | 15 | 0
29.08. | 16 | 0
29.08. | 17 | 0
29.08. | 18 | 0
29.08. | 19 | 0
29.08. | 20 | 0
29.08. | 21 | 0
29.08. | 22 | 0
29.08. | 23 | 0
29.08. | 24 | 0
30.08. | 1 | 0
30.08. | 2 | 0
30.08. | 3 | 0
30.08. | 4 | 0
30.08. | 5 | 0
30.08. | 6 | 0
30.08. | 7 | 0
30.08. | 8 | 0
30.08. | 9 | 0
30.08. | 10 | 0
30.08. | 11 | 0
30.08. | 12 | 0
30.08. | 13 | 0
30.08. | 14 | 0
30.08. | 15 | 0
30.08. | 16 | 0
30.08. | 17 | 0
30.08. | 18 | 0
30.08. | 19 | 0
30.08. | 20 | 0
30.08. | 21 | 0
30.08. | 22 | 0
30.08. | 23 | 0
30.08. | 24 | 0
31.08. | 1 | 0
31.08. | 2 | 0
31.08. | 3 | 0
31.08. | 4 | 0
31.08. | 5 | 0
31.08. | 6 | 0
31.08. | 7 | 0
31.08. | 8 | 0
31.08. | 9 | 0
31.08. | 10 | 0
31.08. | 11 | 0
31.08. | 12 | 0
31.08. | 13 | 0
31.08. | 14 | 0
31.08. | 15 | 0
31.08. | 16 | 0
31.08. | 17 | 0
31.08. | 18 | 0
31.08. | 19 | 0
31.08. | 20 | 0
31.08. | 21 | 0
31.08. | 22 | 0
31.08. | 23 | 0
31.08. | 24 | 0
01.09. | 1 | 0
01.09. | 2 | 0
01.09. | 3 | 0
01.09. | 4 | 0
01.09. | 5 | 0
01.09. | 6 | 0
01.09. | 7 | 0
01.09. | 8 | 0
01.09. | 9 | 0
01.09. | 10 | 0
01.09. | 11 | 0
01.09. | 12 | 0
01.09. | 13 | 0
01.09. | 14 | 0
01.09. | 15 | 0
01.09. | 16 | 0
01.09. | 17 | 0
01.09. | 18 | 0
01.09. | 19 | 0
01.09. | 20 | 0
01.09. | 21 | 0
01.09. | 22 | 0
01.09. | 23 | 0
01.09. | 24 | 0
02.09. | 1 | 0
02.09. | 2 | 0
02.09. | 3 | 0
02.09. | 4 | 0
02.09. | 5 | 0
02.09. | 6 | 0
02.09. | 7 | 0
02.09. | 8 | 0
02.09. | 9 | 0
02.09. | 10 | 0
02.09. | 11 | 0
02.09. | 12 | 0
02.09. | 13 | 0
02.09. | 14 | 0
02.09. | 15 | 0
02.09. | 16 | 0
02.09. | 17 | 0
02.09. | 18 | 0
02.09. | 19 | 0
02.09. | 20 | 0
02.09. | 21 | 0
02.09. | 22 | 0
02.09. | 23 | 0
02.09. | 24 | 0
03.09. | 1 | 0
03.09. | 2 | 0
03.09. | 3 | 0
03.09. | 4 | 0
03.09. | 5 | 0
03.09. | 6 | 0
03.09. | 7 | 0
03.09. | 8 | 0
03.09. | 9 | 0
03.09. | 10 | 0
03.09. | 11 | 0
03.09. | 12 | 0
03.09. | 13 | 0
03.09. | 14 | 0
03.09. | 15 | 0
03.09. | 16 | 0
03.09. | 17 | 0
03.09. | 18 | 0
03.09. | 19 | 0
03.09. | 20 | 0
03.09. | 21 | 0
03.09. | 22 | 0
03.09. | 23 | 0
03.09. | 24 | 0
04.09. | 1 | 0
04.09. | 2 | 0
04.09. | 3 | 0
04.09. | 4 | 0
04.09. | 5 | 0
04.09. | 6 | 0
04.09. | 7 | 0
04.09. | 8 | 0
04.09. | 9 | 0
04.09. | 10 | 0
04.09. | 11 | 0
04.09. | 12 | 0
04.09. | 13 | 0
04.09. | 14 | 0
04.09. | 15 | 0
04.09. | 16 | 0
04.09. | 17 | 0
04.09. | 18 | 0
04.09. | 19 | 0
04.09. | 20 | 0
04.09. | 21 | 0
04.09. | 22 | 0
04.09. | 23 | 0
04.09. | 24 | 0
05.09. | 1 | 0
05.09. | 2 | 0
05.09. | 3 | 0
05.09. | 4 | 0
05.09. | 5 | 0
05.09. | 6 | 0
05.09. | 7 | 0
05.09. | 8 | 0
05.09. | 9 | 0
05.09. | 10 | 0
05.09. | 11 | 0
05.09. | 12 | 0
05.09. | 13 | 0
05.09. | 14 | 0
05.09. | 15 | 0
05.09. | 16 | 0
05.09. | 17 | 0
05.09. | 18 | 0
05.09. | 19 | 0
05.09. | 20 | 0
05.09. | 21 | 0
05.09. | 22 | 0
05.09. | 23 | 0
05.09. | 24 | 0
06.09. | 1 | 0
06.09. | 2 | 0
06.09. | 3 | 0
06.09. | 4 | 0
06.09. | 5 | 0
06.09. | 6 | 0
06.09. | 7 | 0
06.09. | 8 | 0
06.09. | 9 | 0
06.09. | 10 | 0
06.09. | 11 | 0
06.09. | 12 | 0
06.09. | 13 | 0
06.09. | 14 | 0
06.09. | 15 | 0
06.09. | 16 | 0
06.09. | 17 | 0
06.09. | 18 | 0
06.09. | 19 | 0
06.09. | 20 | 0
06.09. | 21 | 0
06.09. | 22 | 0
06.09. | 23 | 0
06.09. | 24 | 0
07.09. | 1 | 0
07.09. | 2 | 0
07.09. | 3 | 0
07.09. | 4 | 0
07.09. | 5 | 0
07.09. | 6 | 0
07.09. | 7 | 0
07.09. | 8 | 0
07.09. | 9 | 0
07.09. | 10 | 0
07.09. | 11 | 0
07.09. | 12 | 0
07.09. | 13 | 0
07.09. | 14 | 0
07.09. | 15 | 0
07.09. | 16 | 0
07.09. | 17 | 0
07.09. | 18 | 0
07.09. | 19 | 0
07.09. | 20 | 0
07.09. | 21 | 0
07.09. | 22 | 0
07.09. | 23 | 0
07.09. | 24 | 0
08.09. | 1 | 0
08.09. | 2 | 0
08.09. | 3 | 0
08.09. | 4 | 0
08.09. | 5 | 0
08.09. | 6 | 0
08.09. | 7 | 0
08.09. | 8 | 0
08.09. | 9 | 0
08.09. | 10 | 0
08.09. | 11 | 0
08.09. | 12 | 0
08.09. | 13 | 0
08.09. | 14 | 0
08.09. | 15 | 0
08.09. | 16 | 0
08.09. | 17 | 0
08.09. | 18 | 0
08.09. | 19 | 0
08.09. | 20 | 0
08.09. | 21 | 0
08.09. | 22 | 0
08.09. | 23 | 0
08.09. | 24 | 0
09.09. | 1 | 0
09.09. | 2 | 0
09.09. | 3 | 0
09.09. | 4 | 0
09.09. | 5 | 0
09.09. | 6 | 0
09.09. | 7 | 0
09.09. | 8 | 0
09.09. | 9 | 0
09.09. | 10 | 0
09.09. | 11 | 0
09.09. | 12 | 0
09.09. | 13 | 0
09.09. | 14 | 0
09.09. | 15 | 0
09.09. | 16 | 0
09.09. | 17 | 0
09.09. | 18 | 0
09.09. | 19 | 0
09.09. | 20 | 0
09.09. | 21 | 0
09.09. | 22 | 0
09.09. | 23 | 0
09.09. | 24 | 0
10.09. | 1 | 0
10.09. | 2 | 0
10.09. | 3 | 0
10.09. | 4 | 0
10.09. | 5 | 0
10.09. | 6 | 0
10.09. | 7 | 0
10.09. | 8 | 0
10.09. | 9 | 0
10.09. | 10 | 0
10.09. | 11 | 0
10.09. | 12 | 0
10.09. | 13 | 0
10.09. | 14 | 0
10.09. | 15 | 0
10.09. | 16 | 0
10.09. | 17 | 0
10.09. | 18 | 0
10.09. | 19 | 0
10.09. | 20 | 0
10.09. | 21 | 0
10.09. | 22 | 0
10.09. | 23 | 0
10.09. | 24 | 0
11.09. | 1 | 0
11.09. | 2 | 0
11.09. | 3 | 0
11.09. | 4 | 0
11.09. | 5 | 0
11.09. | 6 | 0
11.09. | 7 | 0
11.09. | 8 | 0
11.09. | 9 | 0
11.09. | 10 | 0
11.09. | 11 | 0
11.09. | 12 | 0
11.09. | 13 | 0
11.09. | 14 | 0
11.09. | 15 | 0
11.09. | 16 | 0
11.09. | 17 | 0
11.09. | 18 | 0
11.09. | 19 | 0
11.09. | 20 | 0
11.09. | 21 | 0
11.09. | 22 | 0
11.09. | 23 | 0
11.09. | 24 | 0
12.09. | 1 | 0
12.09. | 2 | 0
12.09. | 3 | 0
12.09. | 4 | 0
12.09. | 5 | 0
12.09. | 6 | 0
12.09. | 7 | 0
12.09. | 8 | 0
12.09. | 9 | 0
12.09. | 10 | 0
12.09. | 11 | 0
12.09. | 12 | 0
12.09. | 13 | 0
12.09. | 14 | 0
12.09. | 15 | 0
12.09. | 16 | 0
12.09. | 17 | 0
12.09. | 18 | 0
12.09. | 19 | 0
12.09. | 20 | 0
12.09. | 21 | 0
12.09. | 22 | 0
12.09. | 23 | 0
12.09. | 24 | 0
13.09. | 1 | 0
13.09. | 2 | 0
13.09. | 3 | 0
13.09. | 4 | 0
13.09. | 5 | 0
13.09. | 6 | 0
13.09. | 7 | 0
13.09. | 8 | 0
13.09. | 9 | 0
13.09. | 10 | 0
13.09. | 11 | 0
13.09. | 12 | 0
13.09. | 13 | 0
13.09. | 14 | 0
13.09. | 15 | 0
13.09. | 16 | 0
13.09. | 17 | 0
13.09. | 18 | 0
13.09. | 19 | 0
13.09. | 20 | 0
13.09. | 21 | 0
13.09. | 22 | 0
13.09. | 23 | 0
13.09. | 24 | 0
14.09. | 1 | 0
14.09. | 2 | 0
14.09. | 3 | 0
14.09. | 4 | 0
14.09. | 5 | 0
14.09. | 6 | 0
14.09. | 7 | 0
14.09. | 8 | 0
14.09. | 9 | 0
14.09. | 10 | 0
14.09. | 11 | 0
14.09. | 12 | 0
14.09. | 13 | 0
14.09. | 14 | 0
14.09. | 15 | 0
14.09. | 16 | 0
14.09. | 17 | 0
14.09. | 18 | 0
14.09. | 19 | 0
14.09. | 20 | 0
14.09. | 21 | 0
14.09. | 22 | 0
14.09. | 23 | 0
14.09. | 24 | 0
15.09. | 1 | 0
15.09. | 2 | 0
15.09. | 3 | 0
15.09. | 4 | 0
15.09. | 5 | 0
15.09. | 6 | 0
15.09. | 7 | 0
15.09. | 8 | 0
15.09. | 9 | 0
15.09. | 10 | 0
15.09. | 11 | 0
15.09. | 12 | 0
15.09. | 13 | 0
15.09. | 14 | 0
15.09. | 15 | 0
15.09. | 16 | 0
15.09. | 17 | 0
15.09. | 18 | 0
15.09. | 19 | 0
15.09. | 20 | 0
15.09. | 21 | 0
15.09. | 22 | 0
15.09. | 23 | 0
15.09. | 24 | 0
16.09. | 1 | 0
16.09. | 2 | 0
16.09. | 3 | 0
16.09. | 4 | 0
16.09. | 5 | 0
16.09. | 6 | 0
16.09. | 7 | 0
16.09. | 8 | 0
16.09. | 9 | 0
16.09. | 10 | 0
16.09. | 11 | 0
16.09. | 12 | 0
16.09. | 13 | 0
16.09. | 14 | 0
16.09. | 15 | 0
16.09. | 16 | 0
16.09. | 17 | 0
16.09. | 18 | 0
16.09. | 19 | 0
16.09. | 20 | 0
16.09. | 21 | 0
16.09. | 22 | 0
16.09. | 23 | 0
16.09. | 24 | 0
17.09. | 1 | 0
17.09. | 2 | 0
17.09. | 3 | 0
17.09. | 4 | 0
17.09. | 5 | 0
17.09. | 6 | 0
17.09. | 7 | 0
17.09. | 8 | 0
17.09. | 9 | 0
17.09. | 10 | 0
17.09. | 11 | 0
17.09. | 12 | 0
17.09. | 13 | 0
17.09. | 14 | 0
17.09. | 15 | 0
17.09. | 16 | 0
17.09. | 17 | 0
17.09. | 18 | 0
17.09. | 19 | 0
17.09. | 20 | 0
17.09. | 21 | 0
17.09. | 22 | 0
17.09. | 23 | 0
17.09. | 24 | 0
18.09. | 1 | 0
18.09. | 2 | 0
18.09. | 3 | 0
18.09. | 4 | 0
18.09. | 5 | 0
18.09. | 6 | 0
18.09. | 7 | 0
18.09. | 8 | 0
18.09. | 9 | 0
18.09. | 10 | 0
18.09. | 11 | 0
18.09. | 12 | 0
18.09. | 13 | 0
18.09. | 14 | 0
18.09. | 15 | 0
18.09. | 16 | 0
18.09. | 17 | 0
18.09. | 18 | 0
18.09. | 19 | 0
18.09. | 20 | 0
18.09. | 21 | 0
18.09. | 22 | 0
18.09. | 23 | 0
18.09. | 24 | 0
19.09. | 1 | 0
19.09. | 2 | 0
19.09. | 3 | 0
19.09. | 4 | 0
19.09. | 5 | 0
19.09. | 6 | 0
19.09. | 7 | 0
19.09. | 8 | 0
19.09. | 9 | 0
19.09. | 10 | 0
19.09. | 11 | 0
19.09. | 12 | 0
19.09. | 13 | 0
19.09. | 14 | 0
19.09. | 15 | 0
19.09. | 16 | 0
19.09. | 17 | 0
19.09. | 18 | 0
19.09. | 19 | 0
19.09. | 20 | 0
19.09. | 21 | 0
19.09. | 22 | 0
19.09. | 23 | 0
19.09. | 24 | 0
20.09. | 1 | 0
20.09. | 2 | 0
20.09. | 3 | 0
20.09. | 4 | 0
20.09. | 5 | 0
20.09. | 6 | 0
20.09. | 7 | 0
20.09. | 8 | 0
20.09. | 9 | 0
20.09. | 10 | 0
20.09. | 11 | 0
20.09. | 12 | 0
20.09. | 13 | 0
20.09. | 14 | 0
20.09. | 15 | 0
20.09. | 16 | 0
20.09. | 17 | 0
20.09. | 18 | 0
20.09. | 19 | 0
20.09. | 20 | 0
20.09. | 21 | 0
20.09. | 22 | 0
20.09. | 23 | 0
20.09. | 24 | 0
21.09. | 1 | 0
21.09. | 2 | 0
21.09. | 3 | 0
21.09. | 4 | 0
21.09. | 5 | 0
21.09. | 6 | 0
21.09. | 7 | 0
21.09. | 8 | 0
21.09. | 9 | 0
21.09. | 10 | 0
21.09. | 11 | 0
21.09. | 12 | 0
21.09. | 13 | 0
21.09. | 14 | 0
21.09. | 15 | 0
21.09. | 16 | 0
21.09. | 17 | 0
21.09. | 18 | 0
21.09. | 19 | 0
21.09. | 20 | 0
21.09. | 21 | 0
21.09. | 22 | 0
21.09. | 23 | 0
21.09. | 24 | 0
22.09. | 1 | 0
22.09. | 2 | 0
22.09. | 3 | 0
22.09. | 4 | 0
22.09. | 5 | 0
22.09. | 6 | 0
22.09. | 7 | 0
22.09. | 8 | 0
22.09. | 9 | 0
22.09. | 10 | 0
22.09. | 11 | 0
22.09. | 12 | 0
22.09. | 13 | 0
22.09. | 14 | 0
22.09. | 15 | 0
22.09. | 16 | 0
22.09. | 17 | 0
22.09. | 18 | 0
22.09. | 19 | 0
22.09. | 20 | 0
22.09. | 21 | 0
22.09. | 22 | 0
22.09. | 23 | 0
22.09. | 24 | 0
23.09. | 1 | 0
23.09. | 2 | 0
23.09. | 3 | 0
23.09. | 4 | 0
23.09. | 5 | 0
23.09. | 6 | 0
23.09. | 7 | 0
23.09. | 8 | 0
23.09. | 9 | 0
23.09. | 10 | 0
23.09. | 11 | 0
23.09. | 12 | 0
23.09. | 13 | 0
23.09. | 14 | 0
23.09. | 15 | 0
23.09. | 16 | 0
23.09. | 17 | 0
23.09. | 18 | 0
23.09. | 19 | 0
23.09. | 20 | 0
23.09. | 21 | 0
23.09. | 22 | 0
23.09. | 23 | 0
23.09. | 24 | 0
24.09. | 1 | 0
24.09. | 2 | 0
24.09. | 3 | 0
24.09. | 4 | 0
24.09. | 5 | 0
24.09. | 6 | 0
24.09. | 7 | 0
24.09. | 8 | 0
24.09. | 9 | 0
24.09. | 10 | 0
24.09. | 11 | 0
24.09. | 12 | 0
24.09. | 13 | 0
24.09. | 14 | 0
24.09. | 15 | 0
24.09. | 16 | 0
24.09. | 17 | 0
24.09. | 18 | 0
24.09. | 19 | 0
24.09. | 20 | 0
24.09. | 21 | 0
24.09. | 22 | 0
24.09. | 23 | 0
24.09. | 24 | 0
25.09. | 1 | 0
25.09. | 2 | 0
25.09. | 3 | 0
25.09. | 4 | 0
25.09. | 5 | 0
25.09. | 6 | 0
25.09. | 7 | 0
25.09. | 8 | 0
25.09. | 9 | 0
25.09. | 10 | 0
25.09. | 11 | 0
25.09. | 12 | 0
25.09. | 13 | 0
25.09. | 14 | 0
25.09. | 15 | 0
25.09. | 16 | 0
25.09. | 17 | 0
25.09. | 18 | 0
25.09. | 19 | 0
25.09. | 20 | 0
25.09. | 21 | 0
25.09. | 22 | 0
25.09. | 23 | 0
25.09. | 24 | 0
26.09. | 1 | 0
26.09. | 2 | 0
26.09. | 3 | 0
26.09. | 4 | 0
26.09. | 5 | 0
26.09. | 6 | 0
26.09. | 7 | 0
26.09. | 8 | 0
26.09. | 9 | 0
26.09. | 10 | 0
26.09. | 11 | 0
26.09. | 12 | 0
26.09. | 13 | 0
26.09. | 14 | 0
26.09. | 15 | 0
26.09. | 16 | 0
26.09. | 17 | 0
26.09. | 18 | 0
26.09. | 19 | 0
26.09. | 20 | 0
26.09. | 21 | 0
26.09. | 22 | 0
26.09. | 23 | 0
26.09. | 24 | 0
27.09. | 1 | 0
27.09. | 2 | 0
27.09. | 3 | 0
27.09. | 4 | 0
27.09. | 5 | 0
27.09. | 6 | 0
27.09. | 7 | 0
27.09. | 8 | 0
27.09. | 9 | 0
27.09. | 10 | 0
27.09. | 11 | 0
27.09. | 12 | 0
27.09. | 13 | 0
27.09. | 14 | 0
27.09. | 15 | 0
27.09. | 16 | 0
27.09. | 17 | 0
27.09. | 18 | 0
27.09. | 19 | 0
27.09. | 20 | 0
27.09. | 21 | 0
27.09. | 22 | 0
27.09. | 23 | 0
27.09. | 24 | 0
28.09. | 1 | 0
28.09. | 2 | 0
28.09. | 3 | 0
28.09. | 4 | 0
28.09. | 5 | 0
28.09. | 6 | 0
28.09. | 7 | 0
28.09. | 8 | 0
28.09. | 9 | 0
28.09. | 10 | 0
28.09. | 11 | 0
28.09. | 12 | 0
28.09. | 13 | 0
28.09. | 14 | 0
28.09. | 15 | 0
28.09. | 16 | 0
28.09. | 17 | 0
28.09. | 18 | 0
28.09. | 19 | 0
28.09. | 20 | 0
28.09. | 21 | 0
28.09. | 22 | 0
28.09. | 23 | 0
28.09. | 24 | 0
29.09. | 1 | 0
29.09. | 2 | 0
29.09. | 3 | 0
29.09. | 4 | 0
29.09. | 5 | 0
29.09. | 6 | 0
29.09. | 7 | 0
29.09. | 8 | 0
29.09. | 9 | 0
29.09. | 10 | 0
29.09. | 11 | 0
29.09. | 12 | 0
29.09. | 13 | 0
29.09. | 14 | 0
29.09. | 15 | 0
29.09. | 16 | 0
29.09. | 17 | 0
29.09. | 18 | 0
29.09. | 19 | 0
29.09. | 20 | 0
29.09. | 21 | 0
29.09. | 22 | 0
29.09. | 23 | 0
29.09. | 24 | 0
30.09. | 1 | 0
30.09. | 2 | 0
30.09. | 3 | 0
30.09. | 4 | 0
30.09. | 5 | 0
30.09. | 6 | 0
30.09. | 7 | 0
30.09. | 8 | 0
30.09. | 9 | 0
30.09. | 10 | 0
30.09. | 11 | 0
30.09. | 12 | 0
30.09. | 13 | 0
30.09. | 14 | 0
30.09. | 15 | 0
30.09. | 16 | 0
30.09. | 17 | 0
30.09. | 18 | 0
30.09. | 19 | 0
30.09. | 20 | 0
30.09. | 21 | 0
30.09. | 22 | 0
30.09. | 23 | 0
30.09. | 24 | 0
01.10. | 1 | 0
01.10. | 2 | 0
01.10. | 3 | 0
01.10. | 4 | 0
01.10. | 5 | 0
01.10. | 6 | 0
01.10. | 7 | 0
01.10. | 8 | 0
01.10. | 9 | 0
01.10. | 10 | 0
01.10. | 11 | 0
01.10. | 12 | 0
01.10. | 13 | 0
01.10. | 14 | 0
01.10. | 15 | 0
01.10. | 16 | 0
01.10. | 17 | 0
01.10. | 18 | 0
01.10. | 19 | 0
01.10. | 20 | 0
01.10. | 21 | 0
01.10. | 22 | 0
01.10. | 23 | 0
01.10. | 24 | 0
02.10. | 1 | 0
02.10. | 2 | 0
02.10. | 3 | 0
02.10. | 4 | 0
02.10. | 5 | 0
02.10. | 6 | 0
02.10. | 7 | 0
02.10. | 8 | 0
02.10. | 9 | 0
02.10. | 10 | 0
02.10. | 11 | 0
02.10. | 12 | 0
02.10. | 13 | 0
02.10. | 14 | 0
02.10. | 15 | 0
02.10. | 16 | 0
02.10. | 17 | 0
02.10. | 18 | 0
02.10. | 19 | 0
02.10. | 20 | 0
02.10. | 21 | 0
02.10. | 22 | 0
02.10. | 23 | 0
02.10. | 24 | 0
03.10. | 1 | 0
03.10. | 2 | 0
03.10. | 3 | 0
03.10. | 4 | 0
03.10. | 5 | 0
03.10. | 6 | 0
03.10. | 7 | 0
03.10. | 8 | 0
03.10. | 9 | 0
03.10. | 10 | 0
03.10. | 11 | 0
03.10. | 12 | 0
03.10. | 13 | 0
03.10. | 14 | 0
03.10. | 15 | 0
03.10. | 16 | 0
03.10. | 17 | 0
03.10. | 18 | 0
03.10. | 19 | 0
03.10. | 20 | 0
03.10. | 21 | 0
03.10. | 22 | 0
03.10. | 23 | 0
03.10. | 24 | 0
04.10. | 1 | 0
04.10. | 2 | 0
04.10. | 3 | 0
04.10. | 4 | 0
04.10. | 5 | 0
04.10. | 6 | 0
04.10. | 7 | 0
04.10. | 8 | 0
04.10. | 9 | 0
04.10. | 10 | 0
04.10. | 11 | 0
04.10. | 12 | 0
04.10. | 13 | 0
04.10. | 14 | 0
04.10. | 15 | 0
04.10. | 16 | 0
04.10. | 17 | 0
04.10. | 18 | 0
04.10. | 19 | 0
04.10. | 20 | 0
04.10. | 21 | 0
04.10. | 22 | 0
04.10. | 23 | 0
04.10. | 24 | 0
05.10. | 1 | 0
05.10. | 2 | 0
05.10. | 3 | 0
05.10. | 4 | 0
05.10. | 5 | 0
05.10. | 6 | 0
05.10. | 7 | 0
05.10. | 8 | 0
05.10. | 9 | 0
05.10. | 10 | 0
05.10. | 11 | 0
05.10. | 12 | 0
05.10. | 13 | 0
05.10. | 14 | 0
05.10. | 15 | 0
05.10. | 16 | 0
05.10. | 17 | 0
05.10. | 18 | 0
05.10. | 19 | 0
05.10. | 20 | 0
05.10. | 21 | 0
05.10. | 22 | 0
05.10. | 23 | 0
05.10. | 24 | 0
06.10. | 1 | 0
06.10. | 2 | 0
06.10. | 3 | 0
06.10. | 4 | 0
06.10. | 5 | 0
06.10. | 6 | 0
06.10. | 7 | 0
06.10. | 8 | 0
06.10. | 9 | 0
06.10. | 10 | 0
06.10. | 11 | 0
06.10. | 12 | 0
06.10. | 13 | 0
06.10. | 14 | 0
06.10. | 15 | 0
06.10. | 16 | 0
06.10. | 17 | 0
06.10. | 18 | 0
06.10. | 19 | 0
06.10. | 20 | 0
06.10. | 21 | 0
06.10. | 22 | 0
06.10. | 23 | 0
06.10. | 24 | 0
07.10. | 1 | 0
07.10. | 2 | 0
07.10. | 3 | 0
07.10. | 4 | 0
07.10. | 5 | 0
07.10. | 6 | 0
07.10. | 7 | 0
07.10. | 8 | 0
07.10. | 9 | 0
07.10. | 10 | 0
07.10. | 11 | 0
07.10. | 12 | 0
07.10. | 13 | 0
07.10. | 14 | 0
07.10. | 15 | 0
07.10. | 16 | 0
07.10. | 17 | 0
07.10. | 18 | 0
07.10. | 19 | 0
07.10. | 20 | 0
07.10. | 21 | 0
07.10. | 22 | 0
07.10. | 23 | 0
07.10. | 24 | 0
08.10. | 1 | 0
08.10. | 2 | 0
08.10. | 3 | 0
08.10. | 4 | 0
08.10. | 5 | 0
08.10. | 6 | 0
08.10. | 7 | 0
08.10. | 8 | 0
08.10. | 9 | 0
08.10. | 10 | 0
08.10. | 11 | 0
08.10. | 12 | 0
08.10. | 13 | 0
08.10. | 14 | 0
08.10. | 15 | 0
08.10. | 16 | 0
08.10. | 17 | 0
08.10. | 18 | 0
08.10. | 19 | 0
08.10. | 20 | 0
08.10. | 21 | 0
08.10. | 22 | 0
08.10. | 23 | 0
08.10. | 24 | 0
09.10. | 1 | 0
09.10. | 2 | 0
09.10. | 3 | 0
09.10. | 4 | 0
09.10. | 5 | 0
09.10. | 6 | 0
09.10. | 7 | 0
09.10. | 8 | 0
09.10. | 9 | 0
09.10. | 10 | 0
09.10. | 11 | 0
09.10. | 12 | 0
09.10. | 13 | 0
09.10. | 14 | 0
09.10. | 15 | 0
09.10. | 16 | 0
09.10. | 17 | 0
09.10. | 18 | 0
09.10. | 19 | 0
09.10. | 20 | 0
09.10. | 21 | 0
09.10. | 22 | 0
09.10. | 23 | 0
09.10. | 24 | 0
10.10. | 1 | 0
10.10. | 2 | 0
10.10. | 3 | 0
10.10. | 4 | 0
10.10. | 5 | 0
10.10. | 6 | 0
10.10. | 7 | 0
10.10. | 8 | 0
10.10. | 9 | 0
10.10. | 10 | 0
10.10. | 11 | 0
10.10. | 12 | 0
10.10. | 13 | 0
10.10. | 14 | 0
10.10. | 15 | 0
10.10. | 16 | 0
10.10. | 17 | 0
10.10. | 18 | 0
10.10. | 19 | 0
10.10. | 20 | 0
10.10. | 21 | 0
10.10. | 22 | 0
10.10. | 23 | 0
10.10. | 24 | 0
11.10. | 1 | 0
11.10. | 2 | 0
11.10. | 3 | 0
11.10. | 4 | 0
11.10. | 5 | 0
11.10. | 6 | 0
11.10. | 7 | 0
11.10. | 8 | 0
11.10. | 9 | 0
11.10. | 10 | 0
11.10. | 11 | 0
11.10. | 12 | 0
11.10. | 13 | 0
11.10. | 14 | 0
11.10. | 15 | 0
11.10. | 16 | 0
11.10. | 17 | 0
11.10. | 18 | 0
11.10. | 19 | 0
11.10. | 20 | 0
11.10. | 21 | 0
11.10. | 22 | 0
11.10. | 23 | 0
11.10. | 24 | 0
12.10. | 1 | 0
12.10. | 2 | 0
12.10. | 3 | 0
12.10. | 4 | 0
12.10. | 5 | 0
12.10. | 6 | 0
12.10. | 7 | 0
12.10. | 8 | 0
12.10. | 9 | 0
12.10. | 10 | 0
12.10. | 11 | 0
12.10. | 12 | 0
12.10. | 13 | 0
12.10. | 14 | 0
12.10. | 15 | 0
12.10. | 16 | 0
12.10. | 17 | 0
12.10. | 18 | 0
12.10. | 19 | 0
12.10. | 20 | 0
12.10. | 21 | 0
12.10. | 22 | 0
12.10. | 23 | 0
12.10. | 24 | 0
13.10. | 1 | 0
13.10. | 2 | 0
13.10. | 3 | 0
13.10. | 4 | 0
13.10. | 5 | 0
13.10. | 6 | 0
13.10. | 7 | 0
13.10. | 8 | 0
13.10. | 9 | 0
13.10. | 10 | 0
13.10. | 11 | 0
13.10. | 12 | 0
13.10. | 13 | 0
13.10. | 14 | 0
13.10. | 15 | 0
13.10. | 16 | 0
13.10. | 17 | 0
13.10. | 18 | 0
13.10. | 19 | 0
13.10. | 20 | 0
13.10. | 21 | 0
13.10. | 22 | 0
13.10. | 23 | 0
13.10. | 24 | 0
14.10. | 1 | 0
14.10. | 2 | 0
14.10. | 3 | 0
14.10. | 4 | 0
14.10. | 5 | 0
14.10. | 6 | 0
14.10. | 7 | 0
14.10. | 8 | 0
14.10. | 9 | 0
14.10. | 10 | 0
14.10. | 11 | 0
14.10. | 12 | 0
14.10. | 13 | 0
14.10. | 14 | 0
14.10. | 15 | 0
14.10. | 16 | 0
14.10. | 17 | 0
14.10. | 18 | 0
14.10. | 19 | 0
14.10. | 20 | 0
14.10. | 21 | 0
14.10. | 22 | 0
14.10. | 23 | 0
14.10. | 24 | 0
15.10. | 1 | 0
15.10. | 2 | 0
15.10. | 3 | 0
15.10. | 4 | 0
15.10. | 5 | 0
15.10. | 6 | 0
15.10. | 7 | 0
15.10. | 8 | 0
15.10. | 9 | 0
15.10. | 10 | 0
15.10. | 11 | 0
15.10. | 12 | 0
15.10. | 13 | 0
15.10. | 14 | 0
15.10. | 15 | 0
15.10. | 16 | 0
15.10. | 17 | 0
15.10. | 18 | 0
15.10. | 19 | 0
15.10. | 20 | 0
15.10. | 21 | 0
15.10. | 22 | 0
15.10. | 23 | 0
15.10. | 24 | 0
16.10. | 1 | 0
16.10. | 2 | 0
16.10. | 3 | 0
16.10. | 4 | 0
16.10. | 5 | 0
16.10. | 6 | 0
16.10. | 7 | 0
16.10. | 8 | 0
16.10. | 9 | 0
16.10. | 10 | 0
16.10. | 11 | 0
16.10. | 12 | 0
16.10. | 13 | 0
16.10. | 14 | 0
16.10. | 15 | 0
16.10. | 16 | 0
16.10. | 17 | 0
16.10. | 18 | 0
16.10. | 19 | 0
16.10. | 20 | 0
16.10. | 21 | 0
16.10. | 22 | 0
16.10. | 23 | 0
16.10. | 24 | 0
17.10. | 1 | 0
17.10. | 2 | 0
17.10. | 3 | 0
17.10. | 4 | 0
17.10. | 5 | 0
17.10. | 6 | 0
17.10. | 7 | 0
17.10. | 8 | 0
17.10. | 9 | 0
17.10. | 10 | 0
17.10. | 11 | 0
17.10. | 12 | 0
17.10. | 13 | 0
17.10. | 14 | 0
17.10. | 15 | 0
17.10. | 16 | 0
17.10. | 17 | 0
17.10. | 18 | 0
17.10. | 19 | 0
17.10. | 20 | 0
17.10. | 21 | 0
17.10. | 22 | 0
17.10. | 23 | 0
17.10. | 24 | 0
18.10. | 1 | 0
18.10. | 2 | 0
18.10. | 3 | 0
18.10. | 4 | 0
18.10. | 5 | 0
18.10. | 6 | 0
18.10. | 7 | 0
18.10. | 8 | 0
18.10. | 9 | 0
18.10. | 10 | 0
18.10. | 11 | 0
18.10. | 12 | 0
18.10. | 13 | 0
18.10. | 14 | 0
18.10. | 15 | 0
18.10. | 16 | 0
18.10. | 17 | 0
18.10. | 18 | 0
18.10. | 19 | 0
18.10. | 20 | 0
18.10. | 21 | 0
18.10. | 22 | 0
18.10. | 23 | 0
18.10. | 24 | 0
19.10. | 1 | 0
19.10. | 2 | 0
19.10. | 3 | 0
19.10. | 4 | 0
19.10. | 5 | 0
19.10. | 6 | 0
19.10. | 7 | 0
19.10. | 8 | 0
19.10. | 9 | 0
19.10. | 10 | 0
19.10. | 11 | 0
19.10. | 12 | 0
19.10. | 13 | 0
19.10. | 14 | 0
19.10. | 15 | 0
19.10. | 16 | 0
19.10. | 17 | 0
19.10. | 18 | 0
19.10. | 19 | 0
19.10. | 20 | 0
19.10. | 21 | 0
19.10. | 22 | 0
19.10. | 23 | 0
19.10. | 24 | 0
20.10. | 1 | 0
20.10. | 2 | 0
20.10. | 3 | 0
20.10. | 4 | 0
20.10. | 5 | 0
20.10. | 6 | 0
20.10. | 7 | 0
20.10. | 8 | 0
20.10. | 9 | 0
20.10. | 10 | 0
20.10. | 11 | 0
20.10. | 12 | 0
20.10. | 13 | 0
20.10. | 14 | 0
20.10. | 15 | 0
20.10. | 16 | 0
20.10. | 17 | 0
20.10. | 18 | 0
20.10. | 19 | 0
20.10. | 20 | 0
20.10. | 21 | 0
20.10. | 22 | 0
20.10. | 23 | 0
20.10. | 24 | 0
21.10. | 1 | 0
21.10. | 2 | 0
21.10. | 3 | 0
21.10. | 4 | 0
21.10. | 5 | 0
21.10. | 6 | 0
21.10. | 7 | 0
21.10. | 8 | 0
21.10. | 9 | 0
21.10. | 10 | 0
21.10. | 11 | 0
21.10. | 12 | 0
21.10. | 13 | 0
21.10. | 14 | 0
21.10. | 15 | 0
21.10. | 16 | 0
21.10. | 17 | 0
21.10. | 18 | 0
21.10. | 19 | 0
21.10. | 20 | 0
21.10. | 21 | 0
21.10. | 22 | 0
21.10. | 23 | 0
21.10. | 24 | 0
22.10. | 1 | 0
22.10. | 2 | 0
22.10. | 3 | 0
22.10. | 4 | 0
22.10. | 5 | 0
22.10. | 6 | 0
22.10. | 7 | 0
22.10. | 8 | 0
22.10. | 9 | 0
22.10. | 10 | 0
22.10. | 11 | 0
22.10. | 12 | 0
22.10. | 13 | 0
22.10. | 14 | 0
22.10. | 15 | 0
22.10. | 16 | 0
22.10. | 17 | 0
22.10. | 18 | 0
22.10. | 19 | 0
22.10. | 20 | 0
22.10. | 21 | 0
22.10. | 22 | 0
22.10. | 23 | 0
22.10. | 24 | 0
23.10. | 1 | 0
23.10. | 2 | 0
23.10. | 3 | 0
23.10. | 4 | 0
23.10. | 5 | 0
23.10. | 6 | 0
23.10. | 7 | 0
23.10. | 8 | 0
23.10. | 9 | 0
23.10. | 10 | 0
23.10. | 11 | 0
23.10. | 12 | 0
23.10. | 13 | 0
23.10. | 14 | 0
23.10. | 15 | 0
23.10. | 16 | 0
23.10. | 17 | 0
23.10. | 18 | 0
23.10. | 19 | 0
23.10. | 20 | 0
23.10. | 21 | 0
23.10. | 22 | 0
23.10. | 23 | 0
23.10. | 24 | 0
24.10. | 1 | 0
24.10. | 2 | 0
24.10. | 3 | 0
24.10. | 4 | 0
24.10. | 5 | 0
24.10. | 6 | 0
24.10. | 7 | 0
24.10. | 8 | 0
24.10. | 9 | 0
24.10. | 10 | 0
24.10. | 11 | 0
24.10. | 12 | 0
24.10. | 13 | 0
24.10. | 14 | 0
24.10. | 15 | 0
24.10. | 16 | 0
24.10. | 17 | 0
24.10. | 18 | 0
24.10. | 19 | 0
24.10. | 20 | 0
24.10. | 21 | 0
24.10. | 22 | 0
24.10. | 23 | 0
24.10. | 24 | 0
25.10. | 1 | 0
25.10. | 2 | 0
25.10. | 3 | 0
25.10. | 4 | 0
25.10. | 5 | 0
25.10. | 6 | 0
25.10. | 7 | 0
25.10. | 8 | 0
25.10. | 9 | 0
25.10. | 10 | 0
25.10. | 11 | 0
25.10. | 12 | 0
25.10. | 13 | 0
25.10. | 14 | 0
25.10. | 15 | 0
25.10. | 16 | 0
25.10. | 17 | 0
25.10. | 18 | 0
25.10. | 19 | 0
25.10. | 20 | 0
25.10. | 21 | 0
25.10. | 22 | 0
25.10. | 23 | 0
25.10. | 24 | 0
26.10. | 1 | 0
26.10. | 2 | 0
26.10. | 3 | 0
26.10. | 4 | 0
26.10. | 5 | 0
26.10. | 6 | 0
26.10. | 7 | 0
26.10. | 8 | 0
26.10. | 9 | 0
26.10. | 10 | 0
26.10. | 11 | 0
26.10. | 12 | 0
26.10. | 13 | 0
26.10. | 14 | 0
26.10. | 15 | 0
26.10. | 16 | 0
26.10. | 17 | 0
26.10. | 18 | 0
26.10. | 19 | 0
26.10. | 20 | 0
26.10. | 21 | 0
26.10. | 22 | 0
26.10. | 23 | 0
26.10. | 24 | 0
27.10. | 1 | 0
27.10. | 2 | 0
27.10. | 3 | 0
27.10. | 4 | 0
27.10. | 5 | 0
27.10. | 6 | 0
27.10. | 7 | 0
27.10. | 8 | 0
27.10. | 9 | 0
27.10. | 10 | 0
27.10. | 11 | 0
27.10. | 12 | 0
27.10. | 13 | 0
27.10. | 14 | 0
27.10. | 15 | 0
27.10. | 16 | 0
27.10. | 17 | 0
27.10. | 18 | 0
27.10. | 19 | 0
27.10. | 20 | 0
27.10. | 21 | 0
27.10. | 22 | 0
27.10. | 23 | 0
27.10. | 24 | 0
28.10. | 1 | 0
28.10. | 2 | 0
28.10. | 3 | 0
28.10. | 4 | 0
28.10. | 5 | 0
28.10. | 6 | 0
28.10. | 7 | 0
28.10. | 8 | 0
28.10. | 9 | 0
28.10. | 10 | 0
28.10. | 11 | 0
28.10. | 12 | 0
28.10. | 13 | 0
28.10. | 14 | 0
28.10. | 15 | 0
28.10. | 16 | 0
28.10. | 17 | 0
28.10. | 18 | 0
28.10. | 19 | 0
28.10. | 20 | 0
28.10. | 21 | 0
28.10. | 22 | 0
28.10. | 23 | 0
28.10. | 24 | 0
29.10. | 1 | 0
29.10. | 2 | 0
29.10. | 3 | 0
29.10. | 4 | 0
29.10. | 5 | 0
29.10. | 6 | 0
29.10. | 7 | 0
29.10. | 8 | 0
29.10. | 9 | 0
29.10. | 10 | 0
29.10. | 11 | 0
29.10. | 12 | 0
29.10. | 13 | 0
29.10. | 14 | 0
29.10. | 15 | 0
29.10. | 16 | 0
29.10. | 17 | 0
29.10. | 18 | 0
29.10. | 19 | 0
29.10. | 20 | 0
29.10. | 21 | 0
29.10. | 22 | 0
29.10. | 23 | 0
29.10. | 24 | 0
30.10. | 1 | 0
30.10. | 2 | 0
30.10. | 3 | 0
30.10. | 4 | 0
30.10. | 5 | 0
30.10. | 6 | 0
30.10. | 7 | 0
30.10. | 8 | 0
30.10. | 9 | 0
30.10. | 10 | 0
30.10. | 11 | 0
30.10. | 12 | 0
30.10. | 13 | 0
30.10. | 14 | 0
30.10. | 15 | 0
30.10. | 16 | 0
30.10. | 17 | 0
30.10. | 18 | 0
30.10. | 19 | 0
30.10. | 20 | 0
30.10. | 21 | 0
30.10. | 22 | 0
30.10. | 23 | 0
30.10. | 24 | 0
31.10. | 1 | 0
31.10. | 2 | 0
31.10. | 3 | 0
31.10. | 4 | 0
31.10. | 5 | 0
31.10. | 6 | 0
31.10. | 7 | 0
31.10. | 8 | 0
31.10. | 9 | 0
31.10. | 10 | 0
31.10. | 11 | 0
31.10. | 12 | 0
31.10. | 13 | 0
31.10. | 14 | 0
31.10. | 15 | 0
31.10. | 16 | 0
31.10. | 17 | 0
31.10. | 18 | 0
31.10. | 19 | 0
31.10. | 20 | 0
31.10. | 21 | 0
31.10. | 22 | 0
31.10. | 23 | 0
31.10. | 24 | 0
01.11. | 1 | 0
01.11. | 2 | 0
01.11. | 3 | 0
01.11. | 4 | 0
01.11. | 5 | 0
01.11. | 6 | 0
01.11. | 7 | 0
01.11. | 8 | 0
01.11. | 9 | 0
01.11. | 10 | 0
01.11. | 11 | 0
01.11. | 12 | 0
01.11. | 13 | 0
01.11. | 14 | 0
01.11. | 15 | 0
01.11. | 16 | 0
01.11. | 17 | 0
01.11. | 18 | 0
01.11. | 19 | 0
01.11. | 20 | 0
01.11. | 21 | 0
01.11. | 22 | 0
01.11. | 23 | 0
01.11. | 24 | 0
02.11. | 1 | 0
02.11. | 2 | 0
02.11. | 3 | 0
02.11. | 4 | 0
02.11. | 5 | 0
02.11. | 6 | 0
02.11. | 7 | 0
02.11. | 8 | 0
02.11. | 9 | 0
02.11. | 10 | 0
02.11. | 11 | 0
02.11. | 12 | 0
02.11. | 13 | 0
02.11. | 14 | 0
02.11. | 15 | 0
02.11. | 16 | 0
02.11. | 17 | 0
02.11. | 18 | 0
02.11. | 19 | 0
02.11. | 20 | 0
02.11. | 21 | 0
02.11. | 22 | 0
02.11. | 23 | 0
02.11. | 24 | 0
03.11. | 1 | 0
03.11. | 2 | 0
03.11. | 3 | 0
03.11. | 4 | 0
03.11. | 5 | 0
03.11. | 6 | 0
03.11. | 7 | 0
03.11. | 8 | 0
03.11. | 9 | 0
03.11. | 10 | 0
03.11. | 11 | 0
03.11. | 12 | 0
03.11. | 13 | 0
03.11. | 14 | 0
03.11. | 15 | 0
03.11. | 16 | 0
03.11. | 17 | 0
03.11. | 18 | 0
03.11. | 19 | 0
03.11. | 20 | 0
03.11. | 21 | 0
03.11. | 22 | 0
03.11. | 23 | 0
03.11. | 24 | 0
04.11. | 1 | 0
04.11. | 2 | 0
04.11. | 3 | 0
04.11. | 4 | 0
04.11. | 5 | 0
04.11. | 6 | 0
04.11. | 7 | 0
04.11. | 8 | 0
04.11. | 9 | 0
04.11. | 10 | 0
04.11. | 11 | 0
04.11. | 12 | 0
04.11. | 13 | 0
04.11. | 14 | 0
04.11. | 15 | 0
04.11. | 16 | 0
04.11. | 17 | 0
04.11. | 18 | 0
04.11. | 19 | 0
04.11. | 20 | 0
04.11. | 21 | 0
04.11. | 22 | 0
04.11. | 23 | 0
04.11. | 24 | 0
05.11. | 1 | 0
05.11. | 2 | 0
05.11. | 3 | 0
05.11. | 4 | 0
05.11. | 5 | 0
05.11. | 6 | 0
05.11. | 7 | 0
05.11. | 8 | 0
05.11. | 9 | 0
05.11. | 10 | 0
05.11. | 11 | 0
05.11. | 12 | 0
05.11. | 13 | 0
05.11. | 14 | 0
05.11. | 15 | 0
05.11. | 16 | 0
05.11. | 17 | 0
05.11. | 18 | 0
05.11. | 19 | 0
05.11. | 20 | 0
05.11. | 21 | 0
05.11. | 22 | 0
05.11. | 23 | 0
05.11. | 24 | 0
06.11. | 1 | 0
06.11. | 2 | 0
06.11. | 3 | 0
06.11. | 4 | 0
06.11. | 5 | 0
06.11. | 6 | 0
06.11. | 7 | 0
06.11. | 8 | 0
06.11. | 9 | 0
06.11. | 10 | 0
06.11. | 11 | 0
06.11. | 12 | 0
06.11. | 13 | 0
06.11. | 14 | 0
06.11. | 15 | 0
06.11. | 16 | 0
06.11. | 17 | 0
06.11. | 18 | 0
06.11. | 19 | 0
06.11. | 20 | 0
06.11. | 21 | 0
06.11. | 22 | 0
06.11. | 23 | 0
06.11. | 24 | 0
07.11. | 1 | 0
07.11. | 2 | 0
07.11. | 3 | 0
07.11. | 4 | 0
07.11. | 5 | 0
07.11. | 6 | 0
07.11. | 7 | 0
07.11. | 8 | 0
07.11. | 9 | 0
07.11. | 10 | 0
07.11. | 11 | 0
07.11. | 12 | 0
07.11. | 13 | 0
07.11. | 14 | 0
07.11. | 15 | 0
07.11. | 16 | 0
07.11. | 17 | 0
07.11. | 18 | 0
07.11. | 19 | 0
07.11. | 20 | 0
07.11. | 21 | 0
07.11. | 22 | 0
07.11. | 23 | 0
07.11. | 24 | 0
08.11. | 1 | 0
08.11. | 2 | 0
08.11. | 3 | 0
08.11. | 4 | 0
08.11. | 5 | 0
08.11. | 6 | 0
08.11. | 7 | 0
08.11. | 8 | 0
08.11. | 9 | 0
08.11. | 10 | 0
08.11. | 11 | 0
08.11. | 12 | 0
08.11. | 13 | 0
08.11. | 14 | 0
08.11. | 15 | 0
08.11. | 16 | 0
08.11. | 17 | 0
08.11. | 18 | 0
08.11. | 19 | 0
08.11. | 20 | 0
08.11. | 21 | 0
08.11. | 22 | 0
08.11. | 23 | 0
08.11. | 24 | 0
09.11. | 1 | 0
09.11. | 2 | 0
09.11. | 3 | 0
09.11. | 4 | 0
09.11. | 5 | 0
09.11. | 6 | 0
09.11. | 7 | 0
09.11. | 8 | 0
09.11. | 9 | 0
09.11. | 10 | 0
09.11. | 11 | 0
09.11. | 12 | 0
09.11. | 13 | 0
09.11. | 14 | 0
09.11. | 15 | 0
09.11. | 16 | 0
09.11. | 17 | 0
09.11. | 18 | 0
09.11. | 19 | 0
09.11. | 20 | 0
09.11. | 21 | 0
09.11. | 22 | 0
09.11. | 23 | 0
09.11. | 24 | 0
10.11. | 1 | 0
10.11. | 2 | 0
10.11. | 3 | 0
10.11. | 4 | 0
10.11. | 5 | 0
10.11. | 6 | 0
10.11. | 7 | 0
10.11. | 8 | 0
10.11. | 9 | 0
10.11. | 10 | 0
10.11. | 11 | 0
10.11. | 12 | 0
10.11. | 13 | 0
10.11. | 14 | 0
10.11. | 15 | 0
10.11. | 16 | 0
10.11. | 17 | 0
10.11. | 18 | 0
10.11. | 19 | 0
10.11. | 20 | 0
10.11. | 21 | 0
10.11. | 22 | 0
10.11. | 23 | 0
10.11. | 24 | 0
11.11. | 1 | 0
11.11. | 2 | 0
11.11. | 3 | 0
11.11. | 4 | 0
11.11. | 5 | 0
11.11. | 6 | 0
11.11. | 7 | 0
11.11. | 8 | 0
11.11. | 9 | 0
11.11. | 10 | 0
11.11. | 11 | 0
11.11. | 12 | 0
11.11. | 13 | 0
11.11. | 14 | 0
11.11. | 15 | 0
11.11. | 16 | 0
11.11. | 17 | 0
11.11. | 18 | 0
11.11. | 19 | 0
11.11. | 20 | 0
11.11. | 21 | 0
11.11. | 22 | 0
11.11. | 23 | 0
11.11. | 24 | 0
12.11. | 1 | 0
12.11. | 2 | 0
12.11. | 3 | 0
12.11. | 4 | 0
12.11. | 5 | 0
12.11. | 6 | 0
12.11. | 7 | 0
12.11. | 8 | 0
12.11. | 9 | 0
12.11. | 10 | 0
12.11. | 11 | 0
12.11. | 12 | 0
12.11. | 13 | 0
12.11. | 14 | 0
12.11. | 15 | 0
12.11. | 16 | 0
12.11. | 17 | 0
12.11. | 18 | 0
12.11. | 19 | 0
12.11. | 20 | 0
12.11. | 21 | 0
12.11. | 22 | 0
12.11. | 23 | 0
12.11. | 24 | 0
13.11. | 1 | 0
13.11. | 2 | 0
13.11. | 3 | 0
13.11. | 4 | 0
13.11. | 5 | 0
13.11. | 6 | 0
13.11. | 7 | 0
13.11. | 8 | 0
13.11. | 9 | 0
13.11. | 10 | 0
13.11. | 11 | 0
13.11. | 12 | 0
13.11. | 13 | 0
13.11. | 14 | 0
13.11. | 15 | 0
13.11. | 16 | 0
13.11. | 17 | 0
13.11. | 18 | 0
13.11. | 19 | 0
13.11. | 20 | 0
13.11. | 21 | 0
13.11. | 22 | 0
13.11. | 23 | 0
13.11. | 24 | 0
14.11. | 1 | 0
14.11. | 2 | 0
14.11. | 3 | 0
14.11. | 4 | 0
14.11. | 5 | 0
14.11. | 6 | 0
14.11. | 7 | 0
14.11. | 8 | 0
14.11. | 9 | 0
14.11. | 10 | 0
14.11. | 11 | 0
14.11. | 12 | 0
14.11. | 13 | 0
14.11. | 14 | 0
14.11. | 15 | 0
14.11. | 16 | 0
14.11. | 17 | 0
14.11. | 18 | 0
14.11. | 19 | 0
14.11. | 20 | 0
14.11. | 21 | 0
14.11. | 22 | 0
14.11. | 23 | 0
14.11. | 24 | 0
15.11. | 1 | 0
15.11. | 2 | 0
15.11. | 3 | 0
15.11. | 4 | 0
15.11. | 5 | 0
15.11. | 6 | 0
15.11. | 7 | 0
15.11. | 8 | 0
15.11. | 9 | 0
15.11. | 10 | 0
15.11. | 11 | 0
15.11. | 12 | 0
15.11. | 13 | 0
15.11. | 14 | 0
15.11. | 15 | 0
15.11. | 16 | 0
15.11. | 17 | 0
15.11. | 18 | 0
15.11. | 19 | 0
15.11. | 20 | 0
15.11. | 21 | 0
15.11. | 22 | 0
15.11. | 23 | 0
15.11. | 24 | 0
16.11. | 1 | 0
16.11. | 2 | 0
16.11. | 3 | 0
16.11. | 4 | 0
16.11. | 5 | 0
16.11. | 6 | 0
16.11. | 7 | 0
16.11. | 8 | 0
16.11. | 9 | 0
16.11. | 10 | 0
16.11. | 11 | 0
16.11. | 12 | 0
16.11. | 13 | 0
16.11. | 14 | 0
16.11. | 15 | 0
16.11. | 16 | 0
16.11. | 17 | 0
16.11. | 18 | 0
16.11. | 19 | 0
16.11. | 20 | 0
16.11. | 21 | 0
16.11. | 22 | 0
16.11. | 23 | 0
16.11. | 24 | 0
17.11. | 1 | 0
17.11. | 2 | 0
17.11. | 3 | 0
17.11. | 4 | 0
17.11. | 5 | 0
17.11. | 6 | 0
17.11. | 7 | 0
17.11. | 8 | 0
17.11. | 9 | 0
17.11. | 10 | 0
17.11. | 11 | 0
17.11. | 12 | 0
17.11. | 13 | 0
17.11. | 14 | 0
17.11. | 15 | 0
17.11. | 16 | 0
17.11. | 17 | 0
17.11. | 18 | 0
17.11. | 19 | 0
17.11. | 20 | 0
17.11. | 21 | 0
17.11. | 22 | 0
17.11. | 23 | 0
17.11. | 24 | 0
18.11. | 1 | 0
18.11. | 2 | 0
18.11. | 3 | 0
18.11. | 4 | 0
18.11. | 5 | 0
18.11. | 6 | 0
18.11. | 7 | 0
18.11. | 8 | 0
18.11. | 9 | 0
18.11. | 10 | 0
18.11. | 11 | 0
18.11. | 12 | 0
18.11. | 13 | 0
18.11. | 14 | 0
18.11. | 15 | 0
18.11. | 16 | 0
18.11. | 17 | 0
18.11. | 18 | 0
18.11. | 19 | 0
18.11. | 20 | 0
18.11. | 21 | 0
18.11. | 22 | 0
18.11. | 23 | 0
18.11. | 24 | 0
19.11. | 1 | 0
19.11. | 2 | 0
19.11. | 3 | 0
19.11. | 4 | 0
19.11. | 5 | 0
19.11. | 6 | 0
19.11. | 7 | 0
19.11. | 8 | 0
19.11. | 9 | 0
19.11. | 10 | 0
19.11. | 11 | 0
19.11. | 12 | 0
19.11. | 13 | 0
19.11. | 14 | 0
19.11. | 15 | 0
19.11. | 16 | 0
19.11. | 17 | 0
19.11. | 18 | 0
19.11. | 19 | 0
19.11. | 20 | 0
19.11. | 21 | 0
19.11. | 22 | 0
19.11. | 23 | 0
19.11. | 24 | 0
20.11. | 1 | 0
20.11. | 2 | 0
20.11. | 3 | 0
20.11. | 4 | 0
20.11. | 5 | 0
20.11. | 6 | 0
20.11. | 7 | 0
20.11. | 8 | 0
20.11. | 9 | 0
20.11. | 10 | 0
20.11. | 11 | 0
20.11. | 12 | 0
20.11. | 13 | 0
20.11. | 14 | 0
20.11. | 15 | 0
20.11. | 16 | 0
20.11. | 17 | 0
20.11. | 18 | 0
20.11. | 19 | 0
20.11. | 20 | 0
20.11. | 21 | 0
20.11. | 22 | 0
20.11. | 23 | 0
20.11. | 24 | 0
21.11. | 1 | 0
21.11. | 2 | 0
21.11. | 3 | 0
21.11. | 4 | 0
21.11. | 5 | 0
21.11. | 6 | 0
21.11. | 7 | 0
21.11. | 8 | 0
21.11. | 9 | 0
21.11. | 10 | 0
21.11. | 11 | 0
21.11. | 12 | 0
21.11. | 13 | 0
21.11. | 14 | 0
21.11. | 15 | 0
21.11. | 16 | 0
21.11. | 17 | 0
21.11. | 18 | 0
21.11. | 19 | 0
21.11. | 20 | 0
21.11. | 21 | 0
21.11. | 22 | 0
21.11. | 23 | 0
21.11. | 24 | 0
22.11. | 1 | 0
22.11. | 2 | 0
22.11. | 3 | 0
22.11. | 4 | 0
22.11. | 5 | 0
22.11. | 6 | 0
22.11. | 7 | 0
22.11. | 8 | 0
22.11. | 9 | 0
22.11. | 10 | 0
22.11. | 11 | 0
22.11. | 12 | 0
22.11. | 13 | 0
22.11. | 14 | 0
22.11. | 15 | 0
22.11. | 16 | 0
22.11. | 17 | 0
22.11. | 18 | 0
22.11. | 19 | 0
22.11. | 20 | 0
22.11. | 21 | 0
22.11. | 22 | 0
22.11. | 23 | 0
22.11. | 24 | 0
23.11. | 1 | 0
23.11. | 2 | 0
23.11. | 3 | 0
23.11. | 4 | 0
23.11. | 5 | 0
23.11. | 6 | 0
23.11. | 7 | 0
23.11. | 8 | 0
23.11. | 9 | 0
23.11. | 10 | 0
23.11. | 11 | 0
23.11. | 12 | 0
23.11. | 13 | 0
23.11. | 14 | 0
23.11. | 15 | 0
23.11. | 16 | 0
23.11. | 17 | 0
23.11. | 18 | 0
23.11. | 19 | 0
23.11. | 20 | 0
23.11. | 21 | 0
23.11. | 22 | 0
23.11. | 23 | 0
23.11. | 24 | 0
24.11. | 1 | 0
24.11. | 2 | 0
24.11. | 3 | 0
24.11. | 4 | 0
24.11. | 5 | 0
24.11. | 6 | 0
24.11. | 7 | 0
24.11. | 8 | 0
24.11. | 9 | 0
24.11. | 10 | 0
24.11. | 11 | 0
24.11. | 12 | 0
24.11. | 13 | 0
24.11. | 14 | 0
24.11. | 15 | 0
24.11. | 16 | 0
24.11. | 17 | 0
24.11. | 18 | 0
24.11. | 19 | 0
24.11. | 20 | 0
24.11. | 21 | 0
24.11. | 22 | 0
24.11. | 23 | 0
24.11. | 24 | 0
25.11. | 1 | 0
25.11. | 2 | 0
25.11. | 3 | 0
25.11. | 4 | 0
25.11. | 5 | 0
25.11. | 6 | 0
25.11. | 7 | 0
25.11. | 8 | 0
25.11. | 9 | 0
25.11. | 10 | 0
25.11. | 11 | 0
25.11. | 12 | 0
25.11. | 13 | 0
25.11. | 14 | 0
25.11. | 15 | 0
25.11. | 16 | 0
25.11. | 17 | 0
25.11. | 18 | 0
25.11. | 19 | 0
25.11. | 20 | 0
25.11. | 21 | 0
25.11. | 22 | 0
25.11. | 23 | 0
25.11. | 24 | 0
26.11. | 1 | 0
26.11. | 2 | 0
26.11. | 3 | 0
26.11. | 4 | 0
26.11. | 5 | 0
26.11. | 6 | 0
26.11. | 7 | 0
26.11. | 8 | 0
26.11. | 9 | 0
26.11. | 10 | 0
26.11. | 11 | 0
26.11. | 12 | 0
26.11. | 13 | 0
26.11. | 14 | 0
26.11. | 15 | 0
26.11. | 16 | 0
26.11. | 17 | 0
26.11. | 18 | 0
26.11. | 19 | 0
26.11. | 20 | 0
26.11. | 21 | 0
26.11. | 22 | 0
26.11. | 23 | 0
26.11. | 24 | 0
27.11. | 1 | 0
27.11. | 2 | 0
27.11. | 3 | 0
27.11. | 4 | 0
27.11. | 5 | 0
27.11. | 6 | 0
27.11. | 7 | 0
27.11. | 8 | 0
27.11. | 9 | 0
27.11. | 10 | 0
27.11. | 11 | 0
27.11. | 12 | 0
27.11. | 13 | 0
27.11. | 14 | 0
27.11. | 15 | 0
27.11. | 16 | 0
27.11. | 17 | 0
27.11. | 18 | 0
27.11. | 19 | 0
27.11. | 20 | 0
27.11. | 21 | 0
27.11. | 22 | 0
27.11. | 23 | 0
27.11. | 24 | 0
28.11. | 1 | 0
28.11. | 2 | 0
28.11. | 3 | 0
28.11. | 4 | 0
28.11. | 5 | 0
28.11. | 6 | 0
28.11. | 7 | 0
28.11. | 8 | 0
28.11. | 9 | 0
28.11. | 10 | 0
28.11. | 11 | 0
28.11. | 12 | 0
28.11. | 13 | 0
28.11. | 14 | 0
28.11. | 15 | 0
28.11. | 16 | 0
28.11. | 17 | 0
28.11. | 18 | 0
28.11. | 19 | 0
28.11. | 20 | 0
28.11. | 21 | 0
28.11. | 22 | 0
28.11. | 23 | 0
28.11. | 24 | 0
29.11. | 1 | 0
29.11. | 2 | 0
29.11. | 3 | 0
29.11. | 4 | 0
29.11. | 5 | 0
29.11. | 6 | 0
29.11. | 7 | 0
29.11. | 8 | 0
29.11. | 9 | 0
29.11. | 10 | 0
29.11. | 11 | 0
29.11. | 12 | 0
29.11. | 13 | 0
29.11. | 14 | 0
29.11. | 15 | 0
29.11. | 16 | 0
29.11. | 17 | 0
29.11. | 18 | 0
29.11. | 19 | 0
29.11. | 20 | 0
29.11. | 21 | 0
29.11. | 22 | 0
29.11. | 23 | 0
29.11. | 24 | 0
30.11. | 1 | 0
30.11. | 2 | 0
30.11. | 3 | 0
30.11. | 4 | 0
30.11. | 5 | 0
30.11. | 6 | 0
30.11. | 7 | 0
30.11. | 8 | 0
30.11. | 9 | 0
30.11. | 10 | 0
30.11. | 11 | 0
30.11. | 12 | 0
30.11. | 13 | 0
30.11. | 14 | 0
30.11. | 15 | 0
30.11. | 16 | 0
30.11. | 17 | 0
30.11. | 18 | 0
30.11. | 19 | 0
30.11. | 20 | 0
30.11. | 21 | 0
30.11. | 22 | 0
30.11. | 23 | 0
30.11. | 24 | 0
01.12. | 1 | 0
01.12. | 2 | 0
01.12. | 3 | 0
01.12. | 4 | 0
01.12. | 5 | 0
01.12. | 6 | 0
01.12. | 7 | 0
01.12. | 8 | 0
01.12. | 9 | 0
01.12. | 10 | 0
01.12. | 11 | 0
01.12. | 12 | 0
01.12. | 13 | 0
01.12. | 14 | 0
01.12. | 15 | 0
01.12. | 16 | 0
01.12. | 17 | 0
01.12. | 18 | 0
01.12. | 19 | 0
01.12. | 20 | 0
01.12. | 21 | 0
01.12. | 22 | 0
01.12. | 23 | 0
01.12. | 24 | 0
02.12. | 1 | 0
02.12. | 2 | 0
02.12. | 3 | 0
02.12. | 4 | 0
02.12. | 5 | 0
02.12. | 6 | 0
02.12. | 7 | 0
02.12. | 8 | 0
02.12. | 9 | 0
02.12. | 10 | 0
02.12. | 11 | 0
02.12. | 12 | 0
02.12. | 13 | 0
02.12. | 14 | 0
02.12. | 15 | 0
02.12. | 16 | 0
02.12. | 17 | 0
02.12. | 18 | 0
02.12. | 19 | 0
02.12. | 20 | 0
02.12. | 21 | 0
02.12. | 22 | 0
02.12. | 23 | 0
02.12. | 24 | 0
03.12. | 1 | 0
03.12. | 2 | 0
03.12. | 3 | 0
03.12. | 4 | 0
03.12. | 5 | 0
03.12. | 6 | 0
03.12. | 7 | 0
03.12. | 8 | 0
03.12. | 9 | 0
03.12. | 10 | 0
03.12. | 11 | 0
03.12. | 12 | 0
03.12. | 13 | 0
03.12. | 14 | 0
03.12. | 15 | 0
03.12. | 16 | 0
03.12. | 17 | 0
03.12. | 18 | 0
03.12. | 19 | 0
03.12. | 20 | 0
03.12. | 21 | 0
03.12. | 22 | 0
03.12. | 23 | 0
03.12. | 24 | 0
04.12. | 1 | 0
04.12. | 2 | 0
04.12. | 3 | 0
04.12. | 4 | 0
04.12. | 5 | 0
04.12. | 6 | 0
04.12. | 7 | 0
04.12. | 8 | 0
04.12. | 9 | 0
04.12. | 10 | 0
04.12. | 11 | 0
04.12. | 12 | 0
04.12. | 13 | 0
04.12. | 14 | 0
04.12. | 15 | 0
04.12. | 16 | 0
04.12. | 17 | 0
04.12. | 18 | 0
04.12. | 19 | 0
04.12. | 20 | 0
04.12. | 21 | 0
04.12. | 22 | 0
04.12. | 23 | 0
04.12. | 24 | 0
05.12. | 1 | 0
05.12. | 2 | 0
05.12. | 3 | 0
05.12. | 4 | 0
05.12. | 5 | 0
05.12. | 6 | 0
05.12. | 7 | 0
05.12. | 8 | 0
05.12. | 9 | 0
05.12. | 10 | 0
05.12. | 11 | 0
05.12. | 12 | 0
05.12. | 13 | 0
05.12. | 14 | 0
05.12. | 15 | 0
05.12. | 16 | 0
05.12. | 17 | 0
05.12. | 18 | 0
05.12. | 19 | 0
05.12. | 20 | 0
05.12. | 21 | 0
05.12. | 22 | 0
05.12. | 23 | 0
05.12. | 24 | 0
06.12. | 1 | 0
06.12. | 2 | 0
06.12. | 3 | 0
06.12. | 4 | 0
06.12. | 5 | 0
06.12. | 6 | 0
06.12. | 7 | 0
06.12. | 8 | 0
06.12. | 9 | 0
06.12. | 10 | 0
06.12. | 11 | 0
06.12. | 12 | 0
06.12. | 13 | 0
06.12. | 14 | 0
06.12. | 15 | 0
06.12. | 16 | 0
06.12. | 17 | 0
06.12. | 18 | 0
06.12. | 19 | 0
06.12. | 20 | 0
06.12. | 21 | 0
06.12. | 22 | 0
06.12. | 23 | 0
06.12. | 24 | 0
07.12. | 1 | 0
07.12. | 2 | 0
07.12. | 3 | 0
07.12. | 4 | 0
07.12. | 5 | 0
07.12. | 6 | 0
07.12. | 7 | 0
07.12. | 8 | 0
07.12. | 9 | 0
07.12. | 10 | 0
07.12. | 11 | 0
07.12. | 12 | 0
07.12. | 13 | 0
07.12. | 14 | 0
07.12. | 15 | 0
07.12. | 16 | 0
07.12. | 17 | 0
07.12. | 18 | 0
07.12. | 19 | 0
07.12. | 20 | 0
07.12. | 21 | 0
07.12. | 22 | 0
07.12. | 23 | 0
07.12. | 24 | 0
08.12. | 1 | 0
08.12. | 2 | 0
08.12. | 3 | 0
08.12. | 4 | 0
08.12. | 5 | 0
08.12. | 6 | 0
08.12. | 7 | 0
08.12. | 8 | 0
08.12. | 9 | 0
08.12. | 10 | 0
08.12. | 11 | 0
08.12. | 12 | 0
08.12. | 13 | 0
08.12. | 14 | 0
08.12. | 15 | 0
08.12. | 16 | 0
08.12. | 17 | 0
08.12. | 18 | 0
08.12. | 19 | 0
08.12. | 20 | 0
08.12. | 21 | 0
08.12. | 22 | 0
08.12. | 23 | 0
08.12. | 24 | 0
09.12. | 1 | 0
09.12. | 2 | 0
09.12. | 3 | 0
09.12. | 4 | 0
09.12. | 5 | 0
09.12. | 6 | 0
09.12. | 7 | 0
09.12. | 8 | 0
09.12. | 9 | 0
09.12. | 10 | 0
09.12. | 11 | 0
09.12. | 12 | 0
09.12. | 13 | 0
09.12. | 14 | 0
09.12. | 15 | 0
09.12. | 16 | 0
09.12. | 17 | 0
09.12. | 18 | 0
09.12. | 19 | 0
09.12. | 20 | 0
09.12. | 21 | 0
09.12. | 22 | 0
09.12. | 23 | 0
09.12. | 24 | 0
10.12. | 1 | 0
10.12. | 2 | 0
10.12. | 3 | 0
10.12. | 4 | 0
10.12. | 5 | 0
10.12. | 6 | 0
10.12. | 7 | 0
10.12. | 8 | 0
10.12. | 9 | 0
10.12. | 10 | 0
10.12. | 11 | 0
10.12. | 12 | 0
10.12. | 13 | 0
10.12. | 14 | 0
10.12. | 15 | 0
10.12. | 16 | 0
10.12. | 17 | 0
10.12. | 18 | 0
10.12. | 19 | 0
10.12. | 20 | 0
10.12. | 21 | 0
10.12. | 22 | 0
10.12. | 23 | 0
10.12. | 24 | 0
11.12. | 1 | 0
11.12. | 2 | 0
11.12. | 3 | 0
11.12. | 4 | 0
11.12. | 5 | 0
11.12. | 6 | 0
11.12. | 7 | 0
11.12. | 8 | 0
11.12. | 9 | 0
11.12. | 10 | 0
11.12. | 11 | 0
11.12. | 12 | 0
11.12. | 13 | 0
11.12. | 14 | 0
11.12. | 15 | 0
11.12. | 16 | 0
11.12. | 17 | 0
11.12. | 18 | 0
11.12. | 19 | 0
11.12. | 20 | 0
11.12. | 21 | 0
11.12. | 22 | 0
11.12. | 23 | 0
11.12. | 24 | 0
12.12. | 1 | 0
12.12. | 2 | 0
12.12. | 3 | 0
12.12. | 4 | 0
12.12. | 5 | 0
12.12. | 6 | 0
12.12. | 7 | 0
12.12. | 8 | 0
12.12. | 9 | 0
12.12. | 10 | 0
12.12. | 11 | 0
12.12. | 12 | 0
12.12. | 13 | 0
12.12. | 14 | 0
12.12. | 15 | 0
12.12. | 16 | 0
12.12. | 17 | 0
12.12. | 18 | 0
12.12. | 19 | 0
12.12. | 20 | 0
12.12. | 21 | 0
12.12. | 22 | 0
12.12. | 23 | 0
12.12. | 24 | 0
13.12. | 1 | 0
13.12. | 2 | 0
13.12. | 3 | 0
13.12. | 4 | 0
13.12. | 5 | 0
13.12. | 6 | 0
13.12. | 7 | 0
13.12. | 8 | 0
13.12. | 9 | 0
13.12. | 10 | 0
13.12. | 11 | 0
13.12. | 12 | 0
13.12. | 13 | 0
13.12. | 14 | 0
13.12. | 15 | 0
13.12. | 16 | 0
13.12. | 17 | 0
13.12. | 18 | 0
13.12. | 19 | 0
13.12. | 20 | 0
13.12. | 21 | 0
13.12. | 22 | 0
13.12. | 23 | 0
13.12. | 24 | 0
14.12. | 1 | 0
14.12. | 2 | 0
14.12. | 3 | 0
14.12. | 4 | 0
14.12. | 5 | 0
14.12. | 6 | 0
14.12. | 7 | 0
14.12. | 8 | 0
14.12. | 9 | 0
14.12. | 10 | 0
14.12. | 11 | 0
14.12. | 12 | 0
14.12. | 13 | 0
14.12. | 14 | 0
14.12. | 15 | 0
14.12. | 16 | 0
14.12. | 17 | 0
14.12. | 18 | 0
14.12. | 19 | 0
14.12. | 20 | 0
14.12. | 21 | 0
14.12. | 22 | 0
14.12. | 23 | 0
14.12. | 24 | 0
15.12. | 1 | 0
15.12. | 2 | 0
15.12. | 3 | 0
15.12. | 4 | 0
15.12. | 5 | 0
15.12. | 6 | 0
15.12. | 7 | 0
15.12. | 8 | 0
15.12. | 9 | 0
15.12. | 10 | 0
15.12. | 11 | 0
15.12. | 12 | 0
15.12. | 13 | 0
15.12. | 14 | 0
15.12. | 15 | 0
15.12. | 16 | 0
15.12. | 17 | 0
15.12. | 18 | 0
15.12. | 19 | 0
15.12. | 20 | 0
15.12. | 21 | 0
15.12. | 22 | 0
15.12. | 23 | 0
15.12. | 24 | 0
16.12. | 1 | 0
16.12. | 2 | 0
16.12. | 3 | 0
16.12. | 4 | 0
16.12. | 5 | 0
16.12. | 6 | 0
16.12. | 7 | 0
16.12. | 8 | 0
16.12. | 9 | 0
16.12. | 10 | 0
16.12. | 11 | 0
16.12. | 12 | 0
16.12. | 13 | 0
16.12. | 14 | 0
16.12. | 15 | 0
16.12. | 16 | 0
16.12. | 17 | 0
16.12. | 18 | 0
16.12. | 19 | 0
16.12. | 20 | 0
16.12. | 21 | 0
16.12. | 22 | 0
16.12. | 23 | 0
16.12. | 24 | 0
17.12. | 1 | 0
17.12. | 2 | 0
17.12. | 3 | 0
17.12. | 4 | 0
17.12. | 5 | 0
17.12. | 6 | 0
17.12. | 7 | 0
17.12. | 8 | 0
17.12. | 9 | 0
17.12. | 10 | 0
17.12. | 11 | 0
17.12. | 12 | 0
17.12. | 13 | 0
17.12. | 14 | 0
17.12. | 15 | 0
17.12. | 16 | 0
17.12. | 17 | 0
17.12. | 18 | 0
17.12. | 19 | 0
17.12. | 20 | 0
17.12. | 21 | 0
17.12. | 22 | 0
17.12. | 23 | 0
17.12. | 24 | 0
18.12. | 1 | 0
18.12. | 2 | 0
18.12. | 3 | 0
18.12. | 4 | 0
18.12. | 5 | 0
18.12. | 6 | 0
18.12. | 7 | 0
18.12. | 8 | 0
18.12. | 9 | 0
18.12. | 10 | 0
18.12. | 11 | 0
18.12. | 12 | 0
18.12. | 13 | 0
18.12. | 14 | 0
18.12. | 15 | 0
18.12. | 16 | 0
18.12. | 17 | 0
18.12. | 18 | 0
18.12. | 19 | 0
18.12. | 20 | 0
18.12. | 21 | 0
18.12. | 22 | 0
18.12. | 23 | 0
18.12. | 24 | 0
19.12. | 1 | 0
19.12. | 2 | 0
19.12. | 3 | 0
19.12. | 4 | 0
19.12. | 5 | 0
19.12. | 6 | 0
19.12. | 7 | 0
19.12. | 8 | 0
19.12. | 9 | 0
19.12. | 10 | 0
19.12. | 11 | 0
19.12. | 12 | 0
19.12. | 13 | 0
19.12. | 14 | 0
19.12. | 15 | 0
19.12. | 16 | 0
19.12. | 17 | 0
19.12. | 18 | 0
19.12. | 19 | 0
19.12. | 20 | 0
19.12. | 21 | 0
19.12. | 22 | 0
19.12. | 23 | 0
19.12. | 24 | 0
20.12. | 1 | 0
20.12. | 2 | 0
20.12. | 3 | 0
20.12. | 4 | 0
20.12. | 5 | 0
20.12. | 6 | 0
20.12. | 7 | 0
20.12. | 8 | 0
20.12. | 9 | 0
20.12. | 10 | 0
20.12. | 11 | 0
20.12. | 12 | 0
20.12. | 13 | 0
20.12. | 14 | 0
20.12. | 15 | 0
20.12. | 16 | 0
20.12. | 17 | 0
20.12. | 18 | 0
20.12. | 19 | 0
20.12. | 20 | 0
20.12. | 21 | 0
20.12. | 22 | 0
20.12. | 23 | 0
20.12. | 24 | 0
21.12. | 1 | 0
21.12. | 2 | 0
21.12. | 3 | 0
21.12. | 4 | 0
21.12. | 5 | 0
21.12. | 6 | 0
21.12. | 7 | 0
21.12. | 8 | 0
21.12. | 9 | 0
21.12. | 10 | 0
21.12. | 11 | 0
21.12. | 12 | 0
21.12. | 13 | 0
21.12. | 14 | 0
21.12. | 15 | 0
21.12. | 16 | 0
21.12. | 17 | 0
21.12. | 18 | 0
21.12. | 19 | 0
21.12. | 20 | 0
21.12. | 21 | 0
21.12. | 22 | 0
21.12. | 23 | 0
21.12. | 24 | 0
22.12. | 1 | 0
22.12. | 2 | 0
22.12. | 3 | 0
22.12. | 4 | 0
22.12. | 5 | 0
22.12. | 6 | 0
22.12. | 7 | 0
22.12. | 8 | 0
22.12. | 9 | 0
22.12. | 10 | 0
22.12. | 11 | 0
22.12. | 12 | 0
22.12. | 13 | 0
22.12. | 14 | 0
22.12. | 15 | 0
22.12. | 16 | 0
22.12. | 17 | 0
22.12. | 18 | 0
22.12. | 19 | 0
22.12. | 20 | 0
22.12. | 21 | 0
22.12. | 22 | 0
22.12. | 23 | 0
22.12. | 24 | 0
23.12. | 1 | 0
23.12. | 2 | 0
23.12. | 3 | 0
23.12. | 4 | 0
23.12. | 5 | 0
23.12. | 6 | 0
23.12. | 7 | 0
23.12. | 8 | 0
23.12. | 9 | 0
23.12. | 10 | 0
23.12. | 11 | 0
23.12. | 12 | 0
23.12. | 13 | 0
23.12. | 14 | 0
23.12. | 15 | 0
23.12. | 16 | 0
23.12. | 17 | 0
23.12. | 18 | 0
23.12. | 19 | 0
23.12. | 20 | 0
23.12. | 21 | 0
23.12. | 22 | 0
23.12. | 23 | 0
23.12. | 24 | 0
24.12. | 1 | 0
24.12. | 2 | 0
24.12. | 3 | 0
24.12. | 4 | 0
24.12. | 5 | 0
24.12. | 6 | 0
24.12. | 7 | 0
24.12. | 8 | 0
24.12. | 9 | 0
24.12. | 10 | 0
24.12. | 11 | 0
24.12. | 12 | 0
24.12. | 13 | 0
24.12. | 14 | 0
24.12. | 15 | 0
24.12. | 16 | 0
24.12. | 17 | 0
24.12. | 18 | 0
24.12. | 19 | 0
24.12. | 20 | 0
24.12. | 21 | 0
24.12. | 22 | 0
24.12. | 23 | 0
24.12. | 24 | 0
25.12. | 1 | 0
25.12. | 2 | 0
25.12. | 3 | 0
25.12. | 4 | 0
25.12. | 5 | 0
25.12. | 6 | 0
25.12. | 7 | 0
25.12. | 8 | 0
25.12. | 9 | 0
25.12. | 10 | 0
25.12. | 11 | 0
25.12. | 12 | 0
25.12. | 13 | 0
25.12. | 14 | 0
25.12. | 15 | 0
25.12. | 16 | 0
25.12. | 17 | 0
25.12. | 18 | 0
25.12. | 19 | 0
25.12. | 20 | 0
25.12. | 21 | 0
25.12. | 22 | 0
25.12. | 23 | 0
25.12. | 24 | 0
26.12. | 1 | 0
26.12. | 2 | 0
26.12. | 3 | 0
26.12. | 4 | 0
26.12. | 5 | 0
26.12. | 6 | 0
26.12. | 7 | 0
26.12. | 8 | 0
26.12. | 9 | 0
26.12. | 10 | 0
26.12. | 11 | 0
26.12. | 12 | 0
26.12. | 13 | 0
26.12. | 14 | 0
26.12. | 15 | 0
26.12. | 16 | 0
26.12. | 17 | 0
26.12. | 18 | 0
26.12. | 19 | 0
26.12. | 20 | 0
26.12. | 21 | 0
26.12. | 22 | 0
26.12. | 23 | 0
26.12. | 24 | 0
27.12. | 1 | 0
27.12. | 2 | 0
27.12. | 3 | 0
27.12. | 4 | 0
27.12. | 5 | 0
27.12. | 6 | 0
27.12. | 7 | 0
27.12. | 8 | 0
27.12. | 9 | 0
27.12. | 10 | 0
27.12. | 11 | 0
27.12. | 12 | 0
27.12. | 13 | 0
27.12. | 14 | 0
27.12. | 15 | 0
27.12. | 16 | 0
27.12. | 17 | 0
27.12. | 18 | 0
27.12. | 19 | 0
27.12. | 20 | 0
27.12. | 21 | 0
27.12. | 22 | 0
27.12. | 23 | 0
27.12. | 24 | 0
28.12. | 1 | 0
28.12. | 2 | 0
28.12. | 3 | 0
28.12. | 4 | 0
28.12. | 5 | 0
28.12. | 6 | 0
28.12. | 7 | 0
28.12. | 8 | 0
28.12. | 9 | 0
28.12. | 10 | 0
28.12. | 11 | 0
28.12. | 12 | 0
28.12. | 13 | 0
28.12. | 14 | 0
28.12. | 15 | 0
28.12. | 16 | 0
28.12. | 17 | 0
28.12. | 18 | 0
28.12. | 19 | 0
28.12. | 20 | 0
28.12. | 21 | 0
28.12. | 22 | 0
28.12. | 23 | 0
28.12. | 24 | 0
29.12. | 1 | 0
29.12. | 2 | 0
29.12. | 3 | 0
29.12. | 4 | 0
29.12. | 5 | 0
29.12. | 6 | 0
29.12. | 7 | 0
29.12. | 8 | 0
29.12. | 9 | 0
29.12. | 10 | 0
29.12. | 11 | 0
29.12. | 12 | 0
29.12. | 13 | 0
29.12. | 14 | 0
29.12. | 15 | 0
29.12. | 16 | 0
29.12. | 17 | 0
29.12. | 18 | 0
29.12. | 19 | 0
29.12. | 20 | 0
29.12. | 21 | 0
29.12. | 22 | 0
29.12. | 23 | 0
29.12. | 24 | 0
30.12. | 1 | 0
30.12. | 2 | 0
30.12. | 3 | 0
30.12. | 4 | 0
30.12. | 5 | 0
30.12. | 6 | 0
30.12. | 7 | 0
30.12. | 8 | 0
30.12. | 9 | 0
30.12. | 10 | 0
30.12. | 11 | 0
30.12. | 12 | 0
30.12. | 13 | 0
30.12. | 14 | 0
30.12. | 15 | 0
30.12. | 16 | 0
30.12. | 17 | 0
30.12. | 18 | 0
30.12. | 19 | 0
30.12. | 20 | 0
30.12. | 21 | 0
30.12. | 22 | 0
30.12. | 23 | 0
30.12. | 24 | 0
31.12. | 1 | 0
31.12. | 2 | 0
31.12. | 3 | 0
31.12. | 4 | 0
31.12. | 5 | 0
31.12. | 6 | 0
31.12. | 7 | 0
31.12. | 8 | 0
31.12. | 9 | 0
31.12. | 10 | 0
31.12. | 11 | 0
31.12. | 12 | 0
31.12. | 13 | 0
31.12. | 14 | 0
31.12. | 15 | 0
31.12. | 16 | 0
31.12. | 17 | 0
31.12. | 18 | 0
31.12. | 19 | 0
31.12. | 20 | 0
31.12. | 21 | 0
31.12. | 22 | 0
31.12. | 23 | 0
31.12. | 24 | 0

## Reserves
ENTSO-E Market Modelling Database: Reserves
Country:
Market Node: | ITS1
Year:
Climate year
Scenario
Frequency Containment Reserves (FCR)
Total Market Node Requirement | [MW] | 0
FCR that need to be made available by thermal unit commitment (already net with generating capacities on Thermal sheet, not causing additional commitment on Thermal units apart from what highlighted in the unit-by-unit Thermal sheet) | [MW] | 43
Provided by HYDRO - Reserve that should be procured by further constraining the 'Maximum generation' of either Reservoir either Pumped Storage | [MW] | 0
Reserve available from Demand (reduction of demand possible thanks to specific contract to cope with system imbalances; while DSR would work on the DA & ID,here it should be considered only interruptible contract activated to contain system frequency) | [MW] | 0
FCR that need to be made available by thermal unit commitment additional to the FCR allocations highlighted in the unit-by-unit Thermal sheet (this will be allocated additionally on Thermal units as provided FCR) | [MW] | 0
Frequency Restoration Reserves (FRR) - includind both automatic (aFRR) and manual (mFRR)
Total Market Node Requirement | [MW] | 300
FRR that will be procured by thermal (unit commitment of thermal units able to provide FRR take IN REAL LIFE into account this requirements) | [MW] | 300
Provided by HYDRO - Reserve that should be procured by further constraining the 'Maximum generation' of either Reservoir either Pumped Storage | [MW] | 0
Simplified modelling assumptions (to account reserve requirements on e.g. day ahead market as currently done for MAF)
Additional load (should be <= FCR + FRR needed from thermal) | [MW]
Provided by HYDRO - Reserve that should be procured by further constraining the 'Maximum generation' of Reservoir units | [MW]
Provided by HYDRO - Reserve that should be procured by further constraining the 'Maximum generation' of Pumped Storage Open Loop units | [MW]
Provided by HYDRO - Reserve that should be procured by further constraining the 'Maximum generation' of Pumped Storage Closed Loop units | [MW]

## DSR
ENTSO-E Market Modelling Database: DSR
Country:
Market Node: | ITS1
Year:
Climate year
Scenario
| Demand Side Response | Price Band 1 | Price Band 2 | Price Band 3 | Price Band 4 | Price Band 5 | Price Band 6 | Price Band 7 | Price Band 8 | Price Band 9 | Price Band 10 | Price Band 11
| Capacity | 99.7375
| Units | 1
| Hours | 24
| Price | -1
| Climate year start | 2030
Climate year end
Date | Hour | Available Demand Response (MW) | Available Demand Response (MW) | Available Demand Response (MW) | Available Demand Response (MW) | Available Demand Response (MW) | Available Demand Response (MW) | Available Demand Response (MW) | Available Demand Response (MW) | Available Demand Response (MW) | Available Demand Response (MW) | N.B. use convention first January always Monday (2007 calendar year) --> see guidelines for further details
01.01. | 1 | 99.7375
01.01. | 2 | 99.7375
01.01. | 3 | 99.7375
01.01. | 4 | 99.7375
01.01. | 5 | 99.7375
01.01. | 6 | 99.7375
01.01. | 7 | 99.7375
01.01. | 8 | 99.7375
01.01. | 9 | 99.7375
01.01. | 10 | 99.7375
01.01. | 11 | 99.7375
01.01. | 12 | 99.7375
01.01. | 13 | 99.7375
01.01. | 14 | 99.7375
01.01. | 15 | 99.7375
01.01. | 16 | 99.7375
01.01. | 17 | 99.7375
01.01. | 18 | 99.7375
01.01. | 19 | 99.7375
01.01. | 20 | 99.7375
01.01. | 21 | 99.7375
01.01. | 22 | 99.7375
01.01. | 23 | 99.7375
01.01. | 24 | 99.7375
02.01. | 1 | 99.7375
02.01. | 2 | 99.7375
02.01. | 3 | 99.7375
02.01. | 4 | 99.7375
02.01. | 5 | 99.7375
02.01. | 6 | 99.7375
02.01. | 7 | 99.7375
02.01. | 8 | 99.7375
02.01. | 9 | 99.7375
02.01. | 10 | 99.7375
02.01. | 11 | 99.7375
02.01. | 12 | 99.7375
02.01. | 13 | 99.7375
02.01. | 14 | 99.7375
02.01. | 15 | 99.7375
02.01. | 16 | 99.7375
02.01. | 17 | 99.7375
02.01. | 18 | 99.7375
02.01. | 19 | 99.7375
02.01. | 20 | 99.7375
02.01. | 21 | 99.7375
02.01. | 22 | 99.7375
02.01. | 23 | 99.7375
02.01. | 24 | 99.7375
03.01. | 1 | 99.7375
03.01. | 2 | 99.7375
03.01. | 3 | 99.7375
03.01. | 4 | 99.7375
03.01. | 5 | 99.7375
03.01. | 6 | 99.7375
03.01. | 7 | 99.7375
03.01. | 8 | 99.7375
03.01. | 9 | 99.7375
03.01. | 10 | 99.7375
03.01. | 11 | 99.7375
03.01. | 12 | 99.7375
03.01. | 13 | 99.7375
03.01. | 14 | 99.7375
03.01. | 15 | 99.7375
03.01. | 16 | 99.7375
03.01. | 17 | 99.7375
03.01. | 18 | 99.7375
03.01. | 19 | 99.7375
03.01. | 20 | 99.7375
03.01. | 21 | 99.7375
03.01. | 22 | 99.7375
03.01. | 23 | 99.7375
03.01. | 24 | 99.7375
04.01. | 1 | 99.7375
04.01. | 2 | 99.7375
04.01. | 3 | 99.7375
04.01. | 4 | 99.7375
04.01. | 5 | 99.7375
04.01. | 6 | 99.7375
04.01. | 7 | 99.7375
04.01. | 8 | 99.7375
04.01. | 9 | 99.7375
04.01. | 10 | 99.7375
04.01. | 11 | 99.7375
04.01. | 12 | 99.7375
04.01. | 13 | 99.7375
04.01. | 14 | 99.7375
04.01. | 15 | 99.7375
04.01. | 16 | 99.7375
04.01. | 17 | 99.7375
04.01. | 18 | 99.7375
04.01. | 19 | 99.7375
04.01. | 20 | 99.7375
04.01. | 21 | 99.7375
04.01. | 22 | 99.7375
04.01. | 23 | 99.7375
04.01. | 24 | 99.7375
05.01. | 1 | 99.7375
05.01. | 2 | 99.7375
05.01. | 3 | 99.7375
05.01. | 4 | 99.7375
05.01. | 5 | 99.7375
05.01. | 6 | 99.7375
05.01. | 7 | 99.7375
05.01. | 8 | 99.7375
05.01. | 9 | 99.7375
05.01. | 10 | 99.7375
05.01. | 11 | 99.7375
05.01. | 12 | 99.7375
05.01. | 13 | 99.7375
05.01. | 14 | 99.7375
05.01. | 15 | 99.7375
05.01. | 16 | 99.7375
05.01. | 17 | 99.7375
05.01. | 18 | 99.7375
05.01. | 19 | 99.7375
05.01. | 20 | 99.7375
05.01. | 21 | 99.7375
05.01. | 22 | 99.7375
05.01. | 23 | 99.7375
05.01. | 24 | 99.7375
06.01. | 1 | 99.7375
06.01. | 2 | 99.7375
06.01. | 3 | 99.7375
06.01. | 4 | 99.7375
06.01. | 5 | 99.7375
06.01. | 6 | 99.7375
06.01. | 7 | 99.7375
06.01. | 8 | 99.7375
06.01. | 9 | 99.7375
06.01. | 10 | 99.7375
06.01. | 11 | 99.7375
06.01. | 12 | 99.7375
06.01. | 13 | 99.7375
06.01. | 14 | 99.7375
06.01. | 15 | 99.7375
06.01. | 16 | 99.7375
06.01. | 17 | 99.7375
06.01. | 18 | 99.7375
06.01. | 19 | 99.7375
06.01. | 20 | 99.7375
06.01. | 21 | 99.7375
06.01. | 22 | 99.7375
06.01. | 23 | 99.7375
06.01. | 24 | 99.7375
07.01. | 1 | 99.7375
07.01. | 2 | 99.7375
07.01. | 3 | 99.7375
07.01. | 4 | 99.7375
07.01. | 5 | 99.7375
07.01. | 6 | 99.7375
07.01. | 7 | 99.7375
07.01. | 8 | 99.7375
07.01. | 9 | 99.7375
07.01. | 10 | 99.7375
07.01. | 11 | 99.7375
07.01. | 12 | 99.7375
07.01. | 13 | 99.7375
07.01. | 14 | 99.7375
07.01. | 15 | 99.7375
07.01. | 16 | 99.7375
07.01. | 17 | 99.7375
07.01. | 18 | 99.7375
07.01. | 19 | 99.7375
07.01. | 20 | 99.7375
07.01. | 21 | 99.7375
07.01. | 22 | 99.7375
07.01. | 23 | 99.7375
07.01. | 24 | 99.7375
08.01. | 1 | 99.7375
08.01. | 2 | 99.7375
08.01. | 3 | 99.7375
08.01. | 4 | 99.7375
08.01. | 5 | 99.7375
08.01. | 6 | 99.7375
08.01. | 7 | 99.7375
08.01. | 8 | 99.7375
08.01. | 9 | 99.7375
08.01. | 10 | 99.7375
08.01. | 11 | 99.7375
08.01. | 12 | 99.7375
08.01. | 13 | 99.7375
08.01. | 14 | 99.7375
08.01. | 15 | 99.7375
08.01. | 16 | 99.7375
08.01. | 17 | 99.7375
08.01. | 18 | 99.7375
08.01. | 19 | 99.7375
08.01. | 20 | 99.7375
08.01. | 21 | 99.7375
08.01. | 22 | 99.7375
08.01. | 23 | 99.7375
08.01. | 24 | 99.7375
09.01. | 1 | 99.7375
09.01. | 2 | 99.7375
09.01. | 3 | 99.7375
09.01. | 4 | 99.7375
09.01. | 5 | 99.7375
09.01. | 6 | 99.7375
09.01. | 7 | 99.7375
09.01. | 8 | 99.7375
09.01. | 9 | 99.7375
09.01. | 10 | 99.7375
09.01. | 11 | 99.7375
09.01. | 12 | 99.7375
09.01. | 13 | 99.7375
09.01. | 14 | 99.7375
09.01. | 15 | 99.7375
09.01. | 16 | 99.7375
09.01. | 17 | 99.7375
09.01. | 18 | 99.7375
09.01. | 19 | 99.7375
09.01. | 20 | 99.7375
09.01. | 21 | 99.7375
09.01. | 22 | 99.7375
09.01. | 23 | 99.7375
09.01. | 24 | 99.7375
10.01. | 1 | 99.7375
10.01. | 2 | 99.7375
10.01. | 3 | 99.7375
10.01. | 4 | 99.7375
10.01. | 5 | 99.7375
10.01. | 6 | 99.7375
10.01. | 7 | 99.7375
10.01. | 8 | 99.7375
10.01. | 9 | 99.7375
10.01. | 10 | 99.7375
10.01. | 11 | 99.7375
10.01. | 12 | 99.7375
10.01. | 13 | 99.7375
10.01. | 14 | 99.7375
10.01. | 15 | 99.7375
10.01. | 16 | 99.7375
10.01. | 17 | 99.7375
10.01. | 18 | 99.7375
10.01. | 19 | 99.7375
10.01. | 20 | 99.7375
10.01. | 21 | 99.7375
10.01. | 22 | 99.7375
10.01. | 23 | 99.7375
10.01. | 24 | 99.7375
11.01. | 1 | 99.7375
11.01. | 2 | 99.7375
11.01. | 3 | 99.7375
11.01. | 4 | 99.7375
11.01. | 5 | 99.7375
11.01. | 6 | 99.7375
11.01. | 7 | 99.7375
11.01. | 8 | 99.7375
11.01. | 9 | 99.7375
11.01. | 10 | 99.7375
11.01. | 11 | 99.7375
11.01. | 12 | 99.7375
11.01. | 13 | 99.7375
11.01. | 14 | 99.7375
11.01. | 15 | 99.7375
11.01. | 16 | 99.7375
11.01. | 17 | 99.7375
11.01. | 18 | 99.7375
11.01. | 19 | 99.7375
11.01. | 20 | 99.7375
11.01. | 21 | 99.7375
11.01. | 22 | 99.7375
11.01. | 23 | 99.7375
11.01. | 24 | 99.7375
12.01. | 1 | 99.7375
12.01. | 2 | 99.7375
12.01. | 3 | 99.7375
12.01. | 4 | 99.7375
12.01. | 5 | 99.7375
12.01. | 6 | 99.7375
12.01. | 7 | 99.7375
12.01. | 8 | 99.7375
12.01. | 9 | 99.7375
12.01. | 10 | 99.7375
12.01. | 11 | 99.7375
12.01. | 12 | 99.7375
12.01. | 13 | 99.7375
12.01. | 14 | 99.7375
12.01. | 15 | 99.7375
12.01. | 16 | 99.7375
12.01. | 17 | 99.7375
12.01. | 18 | 99.7375
12.01. | 19 | 99.7375
12.01. | 20 | 99.7375
12.01. | 21 | 99.7375
12.01. | 22 | 99.7375
12.01. | 23 | 99.7375
12.01. | 24 | 99.7375
13.01. | 1 | 99.7375
13.01. | 2 | 99.7375
13.01. | 3 | 99.7375
13.01. | 4 | 99.7375
13.01. | 5 | 99.7375
13.01. | 6 | 99.7375
13.01. | 7 | 99.7375
13.01. | 8 | 99.7375
13.01. | 9 | 99.7375
13.01. | 10 | 99.7375
13.01. | 11 | 99.7375
13.01. | 12 | 99.7375
13.01. | 13 | 99.7375
13.01. | 14 | 99.7375
13.01. | 15 | 99.7375
13.01. | 16 | 99.7375
13.01. | 17 | 99.7375
13.01. | 18 | 99.7375
13.01. | 19 | 99.7375
13.01. | 20 | 99.7375
13.01. | 21 | 99.7375
13.01. | 22 | 99.7375
13.01. | 23 | 99.7375
13.01. | 24 | 99.7375
14.01. | 1 | 99.7375
14.01. | 2 | 99.7375
14.01. | 3 | 99.7375
14.01. | 4 | 99.7375
14.01. | 5 | 99.7375
14.01. | 6 | 99.7375
14.01. | 7 | 99.7375
14.01. | 8 | 99.7375
14.01. | 9 | 99.7375
14.01. | 10 | 99.7375
14.01. | 11 | 99.7375
14.01. | 12 | 99.7375
14.01. | 13 | 99.7375
14.01. | 14 | 99.7375
14.01. | 15 | 99.7375
14.01. | 16 | 99.7375
14.01. | 17 | 99.7375
14.01. | 18 | 99.7375
14.01. | 19 | 99.7375
14.01. | 20 | 99.7375
14.01. | 21 | 99.7375
14.01. | 22 | 99.7375
14.01. | 23 | 99.7375
14.01. | 24 | 99.7375
15.01. | 1 | 99.7375
15.01. | 2 | 99.7375
15.01. | 3 | 99.7375
15.01. | 4 | 99.7375
15.01. | 5 | 99.7375
15.01. | 6 | 99.7375
15.01. | 7 | 99.7375
15.01. | 8 | 99.7375
15.01. | 9 | 99.7375
15.01. | 10 | 99.7375
15.01. | 11 | 99.7375
15.01. | 12 | 99.7375
15.01. | 13 | 99.7375
15.01. | 14 | 99.7375
15.01. | 15 | 99.7375
15.01. | 16 | 99.7375
15.01. | 17 | 99.7375
15.01. | 18 | 99.7375
15.01. | 19 | 99.7375
15.01. | 20 | 99.7375
15.01. | 21 | 99.7375
15.01. | 22 | 99.7375
15.01. | 23 | 99.7375
15.01. | 24 | 99.7375
16.01. | 1 | 99.7375
16.01. | 2 | 99.7375
16.01. | 3 | 99.7375
16.01. | 4 | 99.7375
16.01. | 5 | 99.7375
16.01. | 6 | 99.7375
16.01. | 7 | 99.7375
16.01. | 8 | 99.7375
16.01. | 9 | 99.7375
16.01. | 10 | 99.7375
16.01. | 11 | 99.7375
16.01. | 12 | 99.7375
16.01. | 13 | 99.7375
16.01. | 14 | 99.7375
16.01. | 15 | 99.7375
16.01. | 16 | 99.7375
16.01. | 17 | 99.7375
16.01. | 18 | 99.7375
16.01. | 19 | 99.7375
16.01. | 20 | 99.7375
16.01. | 21 | 99.7375
16.01. | 22 | 99.7375
16.01. | 23 | 99.7375
16.01. | 24 | 99.7375
17.01. | 1 | 99.7375
17.01. | 2 | 99.7375
17.01. | 3 | 99.7375
17.01. | 4 | 99.7375
17.01. | 5 | 99.7375
17.01. | 6 | 99.7375
17.01. | 7 | 99.7375
17.01. | 8 | 99.7375
17.01. | 9 | 99.7375
17.01. | 10 | 99.7375
17.01. | 11 | 99.7375
17.01. | 12 | 99.7375
17.01. | 13 | 99.7375
17.01. | 14 | 99.7375
17.01. | 15 | 99.7375
17.01. | 16 | 99.7375
17.01. | 17 | 99.7375
17.01. | 18 | 99.7375
17.01. | 19 | 99.7375
17.01. | 20 | 99.7375
17.01. | 21 | 99.7375
17.01. | 22 | 99.7375
17.01. | 23 | 99.7375
17.01. | 24 | 99.7375
18.01. | 1 | 99.7375
18.01. | 2 | 99.7375
18.01. | 3 | 99.7375
18.01. | 4 | 99.7375
18.01. | 5 | 99.7375
18.01. | 6 | 99.7375
18.01. | 7 | 99.7375
18.01. | 8 | 99.7375
18.01. | 9 | 99.7375
18.01. | 10 | 99.7375
18.01. | 11 | 99.7375
18.01. | 12 | 99.7375
18.01. | 13 | 99.7375
18.01. | 14 | 99.7375
18.01. | 15 | 99.7375
18.01. | 16 | 99.7375
18.01. | 17 | 99.7375
18.01. | 18 | 99.7375
18.01. | 19 | 99.7375
18.01. | 20 | 99.7375
18.01. | 21 | 99.7375
18.01. | 22 | 99.7375
18.01. | 23 | 99.7375
18.01. | 24 | 99.7375
19.01. | 1 | 99.7375
19.01. | 2 | 99.7375
19.01. | 3 | 99.7375
19.01. | 4 | 99.7375
19.01. | 5 | 99.7375
19.01. | 6 | 99.7375
19.01. | 7 | 99.7375
19.01. | 8 | 99.7375
19.01. | 9 | 99.7375
19.01. | 10 | 99.7375
19.01. | 11 | 99.7375
19.01. | 12 | 99.7375
19.01. | 13 | 99.7375
19.01. | 14 | 99.7375
19.01. | 15 | 99.7375
19.01. | 16 | 99.7375
19.01. | 17 | 99.7375
19.01. | 18 | 99.7375
19.01. | 19 | 99.7375
19.01. | 20 | 99.7375
19.01. | 21 | 99.7375
19.01. | 22 | 99.7375
19.01. | 23 | 99.7375
19.01. | 24 | 99.7375
20.01. | 1 | 99.7375
20.01. | 2 | 99.7375
20.01. | 3 | 99.7375
20.01. | 4 | 99.7375
20.01. | 5 | 99.7375
20.01. | 6 | 99.7375
20.01. | 7 | 99.7375
20.01. | 8 | 99.7375
20.01. | 9 | 99.7375
20.01. | 10 | 99.7375
20.01. | 11 | 99.7375
20.01. | 12 | 99.7375
20.01. | 13 | 99.7375
20.01. | 14 | 99.7375
20.01. | 15 | 99.7375
20.01. | 16 | 99.7375
20.01. | 17 | 99.7375
20.01. | 18 | 99.7375
20.01. | 19 | 99.7375
20.01. | 20 | 99.7375
20.01. | 21 | 99.7375
20.01. | 22 | 99.7375
20.01. | 23 | 99.7375
20.01. | 24 | 99.7375
21.01. | 1 | 99.7375
21.01. | 2 | 99.7375
21.01. | 3 | 99.7375
21.01. | 4 | 99.7375
21.01. | 5 | 99.7375
21.01. | 6 | 99.7375
21.01. | 7 | 99.7375
21.01. | 8 | 99.7375
21.01. | 9 | 99.7375
21.01. | 10 | 99.7375
21.01. | 11 | 99.7375
21.01. | 12 | 99.7375
21.01. | 13 | 99.7375
21.01. | 14 | 99.7375
21.01. | 15 | 99.7375
21.01. | 16 | 99.7375
21.01. | 17 | 99.7375
21.01. | 18 | 99.7375
21.01. | 19 | 99.7375
21.01. | 20 | 99.7375
21.01. | 21 | 99.7375
21.01. | 22 | 99.7375
21.01. | 23 | 99.7375
21.01. | 24 | 99.7375
22.01. | 1 | 99.7375
22.01. | 2 | 99.7375
22.01. | 3 | 99.7375
22.01. | 4 | 99.7375
22.01. | 5 | 99.7375
22.01. | 6 | 99.7375
22.01. | 7 | 99.7375
22.01. | 8 | 99.7375
22.01. | 9 | 99.7375
22.01. | 10 | 99.7375
22.01. | 11 | 99.7375
22.01. | 12 | 99.7375
22.01. | 13 | 99.7375
22.01. | 14 | 99.7375
22.01. | 15 | 99.7375
22.01. | 16 | 99.7375
22.01. | 17 | 99.7375
22.01. | 18 | 99.7375
22.01. | 19 | 99.7375
22.01. | 20 | 99.7375
22.01. | 21 | 99.7375
22.01. | 22 | 99.7375
22.01. | 23 | 99.7375
22.01. | 24 | 99.7375
23.01. | 1 | 99.7375
23.01. | 2 | 99.7375
23.01. | 3 | 99.7375
23.01. | 4 | 99.7375
23.01. | 5 | 99.7375
23.01. | 6 | 99.7375
23.01. | 7 | 99.7375
23.01. | 8 | 99.7375
23.01. | 9 | 99.7375
23.01. | 10 | 99.7375
23.01. | 11 | 99.7375
23.01. | 12 | 99.7375
23.01. | 13 | 99.7375
23.01. | 14 | 99.7375
23.01. | 15 | 99.7375
23.01. | 16 | 99.7375
23.01. | 17 | 99.7375
23.01. | 18 | 99.7375
23.01. | 19 | 99.7375
23.01. | 20 | 99.7375
23.01. | 21 | 99.7375
23.01. | 22 | 99.7375
23.01. | 23 | 99.7375
23.01. | 24 | 99.7375
24.01. | 1 | 99.7375
24.01. | 2 | 99.7375
24.01. | 3 | 99.7375
24.01. | 4 | 99.7375
24.01. | 5 | 99.7375
24.01. | 6 | 99.7375
24.01. | 7 | 99.7375
24.01. | 8 | 99.7375
24.01. | 9 | 99.7375
24.01. | 10 | 99.7375
24.01. | 11 | 99.7375
24.01. | 12 | 99.7375
24.01. | 13 | 99.7375
24.01. | 14 | 99.7375
24.01. | 15 | 99.7375
24.01. | 16 | 99.7375
24.01. | 17 | 99.7375
24.01. | 18 | 99.7375
24.01. | 19 | 99.7375
24.01. | 20 | 99.7375
24.01. | 21 | 99.7375
24.01. | 22 | 99.7375
24.01. | 23 | 99.7375
24.01. | 24 | 99.7375
25.01. | 1 | 99.7375
25.01. | 2 | 99.7375
25.01. | 3 | 99.7375
25.01. | 4 | 99.7375
25.01. | 5 | 99.7375
25.01. | 6 | 99.7375
25.01. | 7 | 99.7375
25.01. | 8 | 99.7375
25.01. | 9 | 99.7375
25.01. | 10 | 99.7375
25.01. | 11 | 99.7375
25.01. | 12 | 99.7375
25.01. | 13 | 99.7375
25.01. | 14 | 99.7375
25.01. | 15 | 99.7375
25.01. | 16 | 99.7375
25.01. | 17 | 99.7375
25.01. | 18 | 99.7375
25.01. | 19 | 99.7375
25.01. | 20 | 99.7375
25.01. | 21 | 99.7375
25.01. | 22 | 99.7375
25.01. | 23 | 99.7375
25.01. | 24 | 99.7375
26.01. | 1 | 99.7375
26.01. | 2 | 99.7375
26.01. | 3 | 99.7375
26.01. | 4 | 99.7375
26.01. | 5 | 99.7375
26.01. | 6 | 99.7375
26.01. | 7 | 99.7375
26.01. | 8 | 99.7375
26.01. | 9 | 99.7375
26.01. | 10 | 99.7375
26.01. | 11 | 99.7375
26.01. | 12 | 99.7375
26.01. | 13 | 99.7375
26.01. | 14 | 99.7375
26.01. | 15 | 99.7375
26.01. | 16 | 99.7375
26.01. | 17 | 99.7375
26.01. | 18 | 99.7375
26.01. | 19 | 99.7375
26.01. | 20 | 99.7375
26.01. | 21 | 99.7375
26.01. | 22 | 99.7375
26.01. | 23 | 99.7375
26.01. | 24 | 99.7375
27.01. | 1 | 99.7375
27.01. | 2 | 99.7375
27.01. | 3 | 99.7375
27.01. | 4 | 99.7375
27.01. | 5 | 99.7375
27.01. | 6 | 99.7375
27.01. | 7 | 99.7375
27.01. | 8 | 99.7375
27.01. | 9 | 99.7375
27.01. | 10 | 99.7375
27.01. | 11 | 99.7375
27.01. | 12 | 99.7375
27.01. | 13 | 99.7375
27.01. | 14 | 99.7375
27.01. | 15 | 99.7375
27.01. | 16 | 99.7375
27.01. | 17 | 99.7375
27.01. | 18 | 99.7375
27.01. | 19 | 99.7375
27.01. | 20 | 99.7375
27.01. | 21 | 99.7375
27.01. | 22 | 99.7375
27.01. | 23 | 99.7375
27.01. | 24 | 99.7375
28.01. | 1 | 99.7375
28.01. | 2 | 99.7375
28.01. | 3 | 99.7375
28.01. | 4 | 99.7375
28.01. | 5 | 99.7375
28.01. | 6 | 99.7375
28.01. | 7 | 99.7375
28.01. | 8 | 99.7375
28.01. | 9 | 99.7375
28.01. | 10 | 99.7375
28.01. | 11 | 99.7375
28.01. | 12 | 99.7375
28.01. | 13 | 99.7375
28.01. | 14 | 99.7375
28.01. | 15 | 99.7375
28.01. | 16 | 99.7375
28.01. | 17 | 99.7375
28.01. | 18 | 99.7375
28.01. | 19 | 99.7375
28.01. | 20 | 99.7375
28.01. | 21 | 99.7375
28.01. | 22 | 99.7375
28.01. | 23 | 99.7375
28.01. | 24 | 99.7375
29.01. | 1 | 99.7375
29.01. | 2 | 99.7375
29.01. | 3 | 99.7375
29.01. | 4 | 99.7375
29.01. | 5 | 99.7375
29.01. | 6 | 99.7375
29.01. | 7 | 99.7375
29.01. | 8 | 99.7375
29.01. | 9 | 99.7375
29.01. | 10 | 99.7375
29.01. | 11 | 99.7375
29.01. | 12 | 99.7375
29.01. | 13 | 99.7375
29.01. | 14 | 99.7375
29.01. | 15 | 99.7375
29.01. | 16 | 99.7375
29.01. | 17 | 99.7375
29.01. | 18 | 99.7375
29.01. | 19 | 99.7375
29.01. | 20 | 99.7375
29.01. | 21 | 99.7375
29.01. | 22 | 99.7375
29.01. | 23 | 99.7375
29.01. | 24 | 99.7375
30.01. | 1 | 99.7375
30.01. | 2 | 99.7375
30.01. | 3 | 99.7375
30.01. | 4 | 99.7375
30.01. | 5 | 99.7375
30.01. | 6 | 99.7375
30.01. | 7 | 99.7375
30.01. | 8 | 99.7375
30.01. | 9 | 99.7375
30.01. | 10 | 99.7375
30.01. | 11 | 99.7375
30.01. | 12 | 99.7375
30.01. | 13 | 99.7375
30.01. | 14 | 99.7375
30.01. | 15 | 99.7375
30.01. | 16 | 99.7375
30.01. | 17 | 99.7375
30.01. | 18 | 99.7375
30.01. | 19 | 99.7375
30.01. | 20 | 99.7375
30.01. | 21 | 99.7375
30.01. | 22 | 99.7375
30.01. | 23 | 99.7375
30.01. | 24 | 99.7375
31.01. | 1 | 99.7375
31.01. | 2 | 99.7375
31.01. | 3 | 99.7375
31.01. | 4 | 99.7375
31.01. | 5 | 99.7375
31.01. | 6 | 99.7375
31.01. | 7 | 99.7375
31.01. | 8 | 99.7375
31.01. | 9 | 99.7375
31.01. | 10 | 99.7375
31.01. | 11 | 99.7375
31.01. | 12 | 99.7375
31.01. | 13 | 99.7375
31.01. | 14 | 99.7375
31.01. | 15 | 99.7375
31.01. | 16 | 99.7375
31.01. | 17 | 99.7375
31.01. | 18 | 99.7375
31.01. | 19 | 99.7375
31.01. | 20 | 99.7375
31.01. | 21 | 99.7375
31.01. | 22 | 99.7375
31.01. | 23 | 99.7375
31.01. | 24 | 99.7375
01.02. | 1 | 99.7375
01.02. | 2 | 99.7375
01.02. | 3 | 99.7375
01.02. | 4 | 99.7375
01.02. | 5 | 99.7375
01.02. | 6 | 99.7375
01.02. | 7 | 99.7375
01.02. | 8 | 99.7375
01.02. | 9 | 99.7375
01.02. | 10 | 99.7375
01.02. | 11 | 99.7375
01.02. | 12 | 99.7375
01.02. | 13 | 99.7375
01.02. | 14 | 99.7375
01.02. | 15 | 99.7375
01.02. | 16 | 99.7375
01.02. | 17 | 99.7375
01.02. | 18 | 99.7375
01.02. | 19 | 99.7375
01.02. | 20 | 99.7375
01.02. | 21 | 99.7375
01.02. | 22 | 99.7375
01.02. | 23 | 99.7375
01.02. | 24 | 99.7375
02.02. | 1 | 99.7375
02.02. | 2 | 99.7375
02.02. | 3 | 99.7375
02.02. | 4 | 99.7375
02.02. | 5 | 99.7375
02.02. | 6 | 99.7375
02.02. | 7 | 99.7375
02.02. | 8 | 99.7375
02.02. | 9 | 99.7375
02.02. | 10 | 99.7375
02.02. | 11 | 99.7375
02.02. | 12 | 99.7375
02.02. | 13 | 99.7375
02.02. | 14 | 99.7375
02.02. | 15 | 99.7375
02.02. | 16 | 99.7375
02.02. | 17 | 99.7375
02.02. | 18 | 99.7375
02.02. | 19 | 99.7375
02.02. | 20 | 99.7375
02.02. | 21 | 99.7375
02.02. | 22 | 99.7375
02.02. | 23 | 99.7375
02.02. | 24 | 99.7375
03.02. | 1 | 99.7375
03.02. | 2 | 99.7375
03.02. | 3 | 99.7375
03.02. | 4 | 99.7375
03.02. | 5 | 99.7375
03.02. | 6 | 99.7375
03.02. | 7 | 99.7375
03.02. | 8 | 99.7375
03.02. | 9 | 99.7375
03.02. | 10 | 99.7375
03.02. | 11 | 99.7375
03.02. | 12 | 99.7375
03.02. | 13 | 99.7375
03.02. | 14 | 99.7375
03.02. | 15 | 99.7375
03.02. | 16 | 99.7375
03.02. | 17 | 99.7375
03.02. | 18 | 99.7375
03.02. | 19 | 99.7375
03.02. | 20 | 99.7375
03.02. | 21 | 99.7375
03.02. | 22 | 99.7375
03.02. | 23 | 99.7375
03.02. | 24 | 99.7375
04.02. | 1 | 99.7375
04.02. | 2 | 99.7375
04.02. | 3 | 99.7375
04.02. | 4 | 99.7375
04.02. | 5 | 99.7375
04.02. | 6 | 99.7375
04.02. | 7 | 99.7375
04.02. | 8 | 99.7375
04.02. | 9 | 99.7375
04.02. | 10 | 99.7375
04.02. | 11 | 99.7375
04.02. | 12 | 99.7375
04.02. | 13 | 99.7375
04.02. | 14 | 99.7375
04.02. | 15 | 99.7375
04.02. | 16 | 99.7375
04.02. | 17 | 99.7375
04.02. | 18 | 99.7375
04.02. | 19 | 99.7375
04.02. | 20 | 99.7375
04.02. | 21 | 99.7375
04.02. | 22 | 99.7375
04.02. | 23 | 99.7375
04.02. | 24 | 99.7375
05.02. | 1 | 99.7375
05.02. | 2 | 99.7375
05.02. | 3 | 99.7375
05.02. | 4 | 99.7375
05.02. | 5 | 99.7375
05.02. | 6 | 99.7375
05.02. | 7 | 99.7375
05.02. | 8 | 99.7375
05.02. | 9 | 99.7375
05.02. | 10 | 99.7375
05.02. | 11 | 99.7375
05.02. | 12 | 99.7375
05.02. | 13 | 99.7375
05.02. | 14 | 99.7375
05.02. | 15 | 99.7375
05.02. | 16 | 99.7375
05.02. | 17 | 99.7375
05.02. | 18 | 99.7375
05.02. | 19 | 99.7375
05.02. | 20 | 99.7375
05.02. | 21 | 99.7375
05.02. | 22 | 99.7375
05.02. | 23 | 99.7375
05.02. | 24 | 99.7375
06.02. | 1 | 99.7375
06.02. | 2 | 99.7375
06.02. | 3 | 99.7375
06.02. | 4 | 99.7375
06.02. | 5 | 99.7375
06.02. | 6 | 99.7375
06.02. | 7 | 99.7375
06.02. | 8 | 99.7375
06.02. | 9 | 99.7375
06.02. | 10 | 99.7375
06.02. | 11 | 99.7375
06.02. | 12 | 99.7375
06.02. | 13 | 99.7375
06.02. | 14 | 99.7375
06.02. | 15 | 99.7375
06.02. | 16 | 99.7375
06.02. | 17 | 99.7375
06.02. | 18 | 99.7375
06.02. | 19 | 99.7375
06.02. | 20 | 99.7375
06.02. | 21 | 99.7375
06.02. | 22 | 99.7375
06.02. | 23 | 99.7375
06.02. | 24 | 99.7375
07.02. | 1 | 99.7375
07.02. | 2 | 99.7375
07.02. | 3 | 99.7375
07.02. | 4 | 99.7375
07.02. | 5 | 99.7375
07.02. | 6 | 99.7375
07.02. | 7 | 99.7375
07.02. | 8 | 99.7375
07.02. | 9 | 99.7375
07.02. | 10 | 99.7375
07.02. | 11 | 99.7375
07.02. | 12 | 99.7375
07.02. | 13 | 99.7375
07.02. | 14 | 99.7375
07.02. | 15 | 99.7375
07.02. | 16 | 99.7375
07.02. | 17 | 99.7375
07.02. | 18 | 99.7375
07.02. | 19 | 99.7375
07.02. | 20 | 99.7375
07.02. | 21 | 99.7375
07.02. | 22 | 99.7375
07.02. | 23 | 99.7375
07.02. | 24 | 99.7375
08.02. | 1 | 99.7375
08.02. | 2 | 99.7375
08.02. | 3 | 99.7375
08.02. | 4 | 99.7375
08.02. | 5 | 99.7375
08.02. | 6 | 99.7375
08.02. | 7 | 99.7375
08.02. | 8 | 99.7375
08.02. | 9 | 99.7375
08.02. | 10 | 99.7375
08.02. | 11 | 99.7375
08.02. | 12 | 99.7375
08.02. | 13 | 99.7375
08.02. | 14 | 99.7375
08.02. | 15 | 99.7375
08.02. | 16 | 99.7375
08.02. | 17 | 99.7375
08.02. | 18 | 99.7375
08.02. | 19 | 99.7375
08.02. | 20 | 99.7375
08.02. | 21 | 99.7375
08.02. | 22 | 99.7375
08.02. | 23 | 99.7375
08.02. | 24 | 99.7375
09.02. | 1 | 99.7375
09.02. | 2 | 99.7375
09.02. | 3 | 99.7375
09.02. | 4 | 99.7375
09.02. | 5 | 99.7375
09.02. | 6 | 99.7375
09.02. | 7 | 99.7375
09.02. | 8 | 99.7375
09.02. | 9 | 99.7375
09.02. | 10 | 99.7375
09.02. | 11 | 99.7375
09.02. | 12 | 99.7375
09.02. | 13 | 99.7375
09.02. | 14 | 99.7375
09.02. | 15 | 99.7375
09.02. | 16 | 99.7375
09.02. | 17 | 99.7375
09.02. | 18 | 99.7375
09.02. | 19 | 99.7375
09.02. | 20 | 99.7375
09.02. | 21 | 99.7375
09.02. | 22 | 99.7375
09.02. | 23 | 99.7375
09.02. | 24 | 99.7375
10.02. | 1 | 99.7375
10.02. | 2 | 99.7375
10.02. | 3 | 99.7375
10.02. | 4 | 99.7375
10.02. | 5 | 99.7375
10.02. | 6 | 99.7375
10.02. | 7 | 99.7375
10.02. | 8 | 99.7375
10.02. | 9 | 99.7375
10.02. | 10 | 99.7375
10.02. | 11 | 99.7375
10.02. | 12 | 99.7375
10.02. | 13 | 99.7375
10.02. | 14 | 99.7375
10.02. | 15 | 99.7375
10.02. | 16 | 99.7375
10.02. | 17 | 99.7375
10.02. | 18 | 99.7375
10.02. | 19 | 99.7375
10.02. | 20 | 99.7375
10.02. | 21 | 99.7375
10.02. | 22 | 99.7375
10.02. | 23 | 99.7375
10.02. | 24 | 99.7375
11.02. | 1 | 99.7375
11.02. | 2 | 99.7375
11.02. | 3 | 99.7375
11.02. | 4 | 99.7375
11.02. | 5 | 99.7375
11.02. | 6 | 99.7375
11.02. | 7 | 99.7375
11.02. | 8 | 99.7375
11.02. | 9 | 99.7375
11.02. | 10 | 99.7375
11.02. | 11 | 99.7375
11.02. | 12 | 99.7375
11.02. | 13 | 99.7375
11.02. | 14 | 99.7375
11.02. | 15 | 99.7375
11.02. | 16 | 99.7375
11.02. | 17 | 99.7375
11.02. | 18 | 99.7375
11.02. | 19 | 99.7375
11.02. | 20 | 99.7375
11.02. | 21 | 99.7375
11.02. | 22 | 99.7375
11.02. | 23 | 99.7375
11.02. | 24 | 99.7375
12.02. | 1 | 99.7375
12.02. | 2 | 99.7375
12.02. | 3 | 99.7375
12.02. | 4 | 99.7375
12.02. | 5 | 99.7375
12.02. | 6 | 99.7375
12.02. | 7 | 99.7375
12.02. | 8 | 99.7375
12.02. | 9 | 99.7375
12.02. | 10 | 99.7375
12.02. | 11 | 99.7375
12.02. | 12 | 99.7375
12.02. | 13 | 99.7375
12.02. | 14 | 99.7375
12.02. | 15 | 99.7375
12.02. | 16 | 99.7375
12.02. | 17 | 99.7375
12.02. | 18 | 99.7375
12.02. | 19 | 99.7375
12.02. | 20 | 99.7375
12.02. | 21 | 99.7375
12.02. | 22 | 99.7375
12.02. | 23 | 99.7375
12.02. | 24 | 99.7375
13.02. | 1 | 99.7375
13.02. | 2 | 99.7375
13.02. | 3 | 99.7375
13.02. | 4 | 99.7375
13.02. | 5 | 99.7375
13.02. | 6 | 99.7375
13.02. | 7 | 99.7375
13.02. | 8 | 99.7375
13.02. | 9 | 99.7375
13.02. | 10 | 99.7375
13.02. | 11 | 99.7375
13.02. | 12 | 99.7375
13.02. | 13 | 99.7375
13.02. | 14 | 99.7375
13.02. | 15 | 99.7375
13.02. | 16 | 99.7375
13.02. | 17 | 99.7375
13.02. | 18 | 99.7375
13.02. | 19 | 99.7375
13.02. | 20 | 99.7375
13.02. | 21 | 99.7375
13.02. | 22 | 99.7375
13.02. | 23 | 99.7375
13.02. | 24 | 99.7375
14.02. | 1 | 99.7375
14.02. | 2 | 99.7375
14.02. | 3 | 99.7375
14.02. | 4 | 99.7375
14.02. | 5 | 99.7375
14.02. | 6 | 99.7375
14.02. | 7 | 99.7375
14.02. | 8 | 99.7375
14.02. | 9 | 99.7375
14.02. | 10 | 99.7375
14.02. | 11 | 99.7375
14.02. | 12 | 99.7375
14.02. | 13 | 99.7375
14.02. | 14 | 99.7375
14.02. | 15 | 99.7375
14.02. | 16 | 99.7375
14.02. | 17 | 99.7375
14.02. | 18 | 99.7375
14.02. | 19 | 99.7375
14.02. | 20 | 99.7375
14.02. | 21 | 99.7375
14.02. | 22 | 99.7375
14.02. | 23 | 99.7375
14.02. | 24 | 99.7375
15.02. | 1 | 99.7375
15.02. | 2 | 99.7375
15.02. | 3 | 99.7375
15.02. | 4 | 99.7375
15.02. | 5 | 99.7375
15.02. | 6 | 99.7375
15.02. | 7 | 99.7375
15.02. | 8 | 99.7375
15.02. | 9 | 99.7375
15.02. | 10 | 99.7375
15.02. | 11 | 99.7375
15.02. | 12 | 99.7375
15.02. | 13 | 99.7375
15.02. | 14 | 99.7375
15.02. | 15 | 99.7375
15.02. | 16 | 99.7375
15.02. | 17 | 99.7375
15.02. | 18 | 99.7375
15.02. | 19 | 99.7375
15.02. | 20 | 99.7375
15.02. | 21 | 99.7375
15.02. | 22 | 99.7375
15.02. | 23 | 99.7375
15.02. | 24 | 99.7375
16.02. | 1 | 99.7375
16.02. | 2 | 99.7375
16.02. | 3 | 99.7375
16.02. | 4 | 99.7375
16.02. | 5 | 99.7375
16.02. | 6 | 99.7375
16.02. | 7 | 99.7375
16.02. | 8 | 99.7375
16.02. | 9 | 99.7375
16.02. | 10 | 99.7375
16.02. | 11 | 99.7375
16.02. | 12 | 99.7375
16.02. | 13 | 99.7375
16.02. | 14 | 99.7375
16.02. | 15 | 99.7375
16.02. | 16 | 99.7375
16.02. | 17 | 99.7375
16.02. | 18 | 99.7375
16.02. | 19 | 99.7375
16.02. | 20 | 99.7375
16.02. | 21 | 99.7375
16.02. | 22 | 99.7375
16.02. | 23 | 99.7375
16.02. | 24 | 99.7375
17.02. | 1 | 99.7375
17.02. | 2 | 99.7375
17.02. | 3 | 99.7375
17.02. | 4 | 99.7375
17.02. | 5 | 99.7375
17.02. | 6 | 99.7375
17.02. | 7 | 99.7375
17.02. | 8 | 99.7375
17.02. | 9 | 99.7375
17.02. | 10 | 99.7375
17.02. | 11 | 99.7375
17.02. | 12 | 99.7375
17.02. | 13 | 99.7375
17.02. | 14 | 99.7375
17.02. | 15 | 99.7375
17.02. | 16 | 99.7375
17.02. | 17 | 99.7375
17.02. | 18 | 99.7375
17.02. | 19 | 99.7375
17.02. | 20 | 99.7375
17.02. | 21 | 99.7375
17.02. | 22 | 99.7375
17.02. | 23 | 99.7375
17.02. | 24 | 99.7375
18.02. | 1 | 99.7375
18.02. | 2 | 99.7375
18.02. | 3 | 99.7375
18.02. | 4 | 99.7375
18.02. | 5 | 99.7375
18.02. | 6 | 99.7375
18.02. | 7 | 99.7375
18.02. | 8 | 99.7375
18.02. | 9 | 99.7375
18.02. | 10 | 99.7375
18.02. | 11 | 99.7375
18.02. | 12 | 99.7375
18.02. | 13 | 99.7375
18.02. | 14 | 99.7375
18.02. | 15 | 99.7375
18.02. | 16 | 99.7375
18.02. | 17 | 99.7375
18.02. | 18 | 99.7375
18.02. | 19 | 99.7375
18.02. | 20 | 99.7375
18.02. | 21 | 99.7375
18.02. | 22 | 99.7375
18.02. | 23 | 99.7375
18.02. | 24 | 99.7375
19.02. | 1 | 99.7375
19.02. | 2 | 99.7375
19.02. | 3 | 99.7375
19.02. | 4 | 99.7375
19.02. | 5 | 99.7375
19.02. | 6 | 99.7375
19.02. | 7 | 99.7375
19.02. | 8 | 99.7375
19.02. | 9 | 99.7375
19.02. | 10 | 99.7375
19.02. | 11 | 99.7375
19.02. | 12 | 99.7375
19.02. | 13 | 99.7375
19.02. | 14 | 99.7375
19.02. | 15 | 99.7375
19.02. | 16 | 99.7375
19.02. | 17 | 99.7375
19.02. | 18 | 99.7375
19.02. | 19 | 99.7375
19.02. | 20 | 99.7375
19.02. | 21 | 99.7375
19.02. | 22 | 99.7375
19.02. | 23 | 99.7375
19.02. | 24 | 99.7375
20.02. | 1 | 99.7375
20.02. | 2 | 99.7375
20.02. | 3 | 99.7375
20.02. | 4 | 99.7375
20.02. | 5 | 99.7375
20.02. | 6 | 99.7375
20.02. | 7 | 99.7375
20.02. | 8 | 99.7375
20.02. | 9 | 99.7375
20.02. | 10 | 99.7375
20.02. | 11 | 99.7375
20.02. | 12 | 99.7375
20.02. | 13 | 99.7375
20.02. | 14 | 99.7375
20.02. | 15 | 99.7375
20.02. | 16 | 99.7375
20.02. | 17 | 99.7375
20.02. | 18 | 99.7375
20.02. | 19 | 99.7375
20.02. | 20 | 99.7375
20.02. | 21 | 99.7375
20.02. | 22 | 99.7375
20.02. | 23 | 99.7375
20.02. | 24 | 99.7375
21.02. | 1 | 99.7375
21.02. | 2 | 99.7375
21.02. | 3 | 99.7375
21.02. | 4 | 99.7375
21.02. | 5 | 99.7375
21.02. | 6 | 99.7375
21.02. | 7 | 99.7375
21.02. | 8 | 99.7375
21.02. | 9 | 99.7375
21.02. | 10 | 99.7375
21.02. | 11 | 99.7375
21.02. | 12 | 99.7375
21.02. | 13 | 99.7375
21.02. | 14 | 99.7375
21.02. | 15 | 99.7375
21.02. | 16 | 99.7375
21.02. | 17 | 99.7375
21.02. | 18 | 99.7375
21.02. | 19 | 99.7375
21.02. | 20 | 99.7375
21.02. | 21 | 99.7375
21.02. | 22 | 99.7375
21.02. | 23 | 99.7375
21.02. | 24 | 99.7375
22.02. | 1 | 99.7375
22.02. | 2 | 99.7375
22.02. | 3 | 99.7375
22.02. | 4 | 99.7375
22.02. | 5 | 99.7375
22.02. | 6 | 99.7375
22.02. | 7 | 99.7375
22.02. | 8 | 99.7375
22.02. | 9 | 99.7375
22.02. | 10 | 99.7375
22.02. | 11 | 99.7375
22.02. | 12 | 99.7375
22.02. | 13 | 99.7375
22.02. | 14 | 99.7375
22.02. | 15 | 99.7375
22.02. | 16 | 99.7375
22.02. | 17 | 99.7375
22.02. | 18 | 99.7375
22.02. | 19 | 99.7375
22.02. | 20 | 99.7375
22.02. | 21 | 99.7375
22.02. | 22 | 99.7375
22.02. | 23 | 99.7375
22.02. | 24 | 99.7375
23.02. | 1 | 99.7375
23.02. | 2 | 99.7375
23.02. | 3 | 99.7375
23.02. | 4 | 99.7375
23.02. | 5 | 99.7375
23.02. | 6 | 99.7375
23.02. | 7 | 99.7375
23.02. | 8 | 99.7375
23.02. | 9 | 99.7375
23.02. | 10 | 99.7375
23.02. | 11 | 99.7375
23.02. | 12 | 99.7375
23.02. | 13 | 99.7375
23.02. | 14 | 99.7375
23.02. | 15 | 99.7375
23.02. | 16 | 99.7375
23.02. | 17 | 99.7375
23.02. | 18 | 99.7375
23.02. | 19 | 99.7375
23.02. | 20 | 99.7375
23.02. | 21 | 99.7375
23.02. | 22 | 99.7375
23.02. | 23 | 99.7375
23.02. | 24 | 99.7375
24.02. | 1 | 99.7375
24.02. | 2 | 99.7375
24.02. | 3 | 99.7375
24.02. | 4 | 99.7375
24.02. | 5 | 99.7375
24.02. | 6 | 99.7375
24.02. | 7 | 99.7375
24.02. | 8 | 99.7375
24.02. | 9 | 99.7375
24.02. | 10 | 99.7375
24.02. | 11 | 99.7375
24.02. | 12 | 99.7375
24.02. | 13 | 99.7375
24.02. | 14 | 99.7375
24.02. | 15 | 99.7375
24.02. | 16 | 99.7375
24.02. | 17 | 99.7375
24.02. | 18 | 99.7375
24.02. | 19 | 99.7375
24.02. | 20 | 99.7375
24.02. | 21 | 99.7375
24.02. | 22 | 99.7375
24.02. | 23 | 99.7375
24.02. | 24 | 99.7375
25.02. | 1 | 99.7375
25.02. | 2 | 99.7375
25.02. | 3 | 99.7375
25.02. | 4 | 99.7375
25.02. | 5 | 99.7375
25.02. | 6 | 99.7375
25.02. | 7 | 99.7375
25.02. | 8 | 99.7375
25.02. | 9 | 99.7375
25.02. | 10 | 99.7375
25.02. | 11 | 99.7375
25.02. | 12 | 99.7375
25.02. | 13 | 99.7375
25.02. | 14 | 99.7375
25.02. | 15 | 99.7375
25.02. | 16 | 99.7375
25.02. | 17 | 99.7375
25.02. | 18 | 99.7375
25.02. | 19 | 99.7375
25.02. | 20 | 99.7375
25.02. | 21 | 99.7375
25.02. | 22 | 99.7375
25.02. | 23 | 99.7375
25.02. | 24 | 99.7375
26.02. | 1 | 99.7375
26.02. | 2 | 99.7375
26.02. | 3 | 99.7375
26.02. | 4 | 99.7375
26.02. | 5 | 99.7375
26.02. | 6 | 99.7375
26.02. | 7 | 99.7375
26.02. | 8 | 99.7375
26.02. | 9 | 99.7375
26.02. | 10 | 99.7375
26.02. | 11 | 99.7375
26.02. | 12 | 99.7375
26.02. | 13 | 99.7375
26.02. | 14 | 99.7375
26.02. | 15 | 99.7375
26.02. | 16 | 99.7375
26.02. | 17 | 99.7375
26.02. | 18 | 99.7375
26.02. | 19 | 99.7375
26.02. | 20 | 99.7375
26.02. | 21 | 99.7375
26.02. | 22 | 99.7375
26.02. | 23 | 99.7375
26.02. | 24 | 99.7375
27.02. | 1 | 99.7375
27.02. | 2 | 99.7375
27.02. | 3 | 99.7375
27.02. | 4 | 99.7375
27.02. | 5 | 99.7375
27.02. | 6 | 99.7375
27.02. | 7 | 99.7375
27.02. | 8 | 99.7375
27.02. | 9 | 99.7375
27.02. | 10 | 99.7375
27.02. | 11 | 99.7375
27.02. | 12 | 99.7375
27.02. | 13 | 99.7375
27.02. | 14 | 99.7375
27.02. | 15 | 99.7375
27.02. | 16 | 99.7375
27.02. | 17 | 99.7375
27.02. | 18 | 99.7375
27.02. | 19 | 99.7375
27.02. | 20 | 99.7375
27.02. | 21 | 99.7375
27.02. | 22 | 99.7375
27.02. | 23 | 99.7375
27.02. | 24 | 99.7375
28.02. | 1 | 99.7375
28.02. | 2 | 99.7375
28.02. | 3 | 99.7375
28.02. | 4 | 99.7375
28.02. | 5 | 99.7375
28.02. | 6 | 99.7375
28.02. | 7 | 99.7375
28.02. | 8 | 99.7375
28.02. | 9 | 99.7375
28.02. | 10 | 99.7375
28.02. | 11 | 99.7375
28.02. | 12 | 99.7375
28.02. | 13 | 99.7375
28.02. | 14 | 99.7375
28.02. | 15 | 99.7375
28.02. | 16 | 99.7375
28.02. | 17 | 99.7375
28.02. | 18 | 99.7375
28.02. | 19 | 99.7375
28.02. | 20 | 99.7375
28.02. | 21 | 99.7375
28.02. | 22 | 99.7375
28.02. | 23 | 99.7375
28.02. | 24 | 99.7375
01.03. | 1 | 99.7375
01.03. | 2 | 99.7375
01.03. | 3 | 99.7375
01.03. | 4 | 99.7375
01.03. | 5 | 99.7375
01.03. | 6 | 99.7375
01.03. | 7 | 99.7375
01.03. | 8 | 99.7375
01.03. | 9 | 99.7375
01.03. | 10 | 99.7375
01.03. | 11 | 99.7375
01.03. | 12 | 99.7375
01.03. | 13 | 99.7375
01.03. | 14 | 99.7375
01.03. | 15 | 99.7375
01.03. | 16 | 99.7375
01.03. | 17 | 99.7375
01.03. | 18 | 99.7375
01.03. | 19 | 99.7375
01.03. | 20 | 99.7375
01.03. | 21 | 99.7375
01.03. | 22 | 99.7375
01.03. | 23 | 99.7375
01.03. | 24 | 99.7375
02.03. | 1 | 99.7375
02.03. | 2 | 99.7375
02.03. | 3 | 99.7375
02.03. | 4 | 99.7375
02.03. | 5 | 99.7375
02.03. | 6 | 99.7375
02.03. | 7 | 99.7375
02.03. | 8 | 99.7375
02.03. | 9 | 99.7375
02.03. | 10 | 99.7375
02.03. | 11 | 99.7375
02.03. | 12 | 99.7375
02.03. | 13 | 99.7375
02.03. | 14 | 99.7375
02.03. | 15 | 99.7375
02.03. | 16 | 99.7375
02.03. | 17 | 99.7375
02.03. | 18 | 99.7375
02.03. | 19 | 99.7375
02.03. | 20 | 99.7375
02.03. | 21 | 99.7375
02.03. | 22 | 99.7375
02.03. | 23 | 99.7375
02.03. | 24 | 99.7375
03.03. | 1 | 99.7375
03.03. | 2 | 99.7375
03.03. | 3 | 99.7375
03.03. | 4 | 99.7375
03.03. | 5 | 99.7375
03.03. | 6 | 99.7375
03.03. | 7 | 99.7375
03.03. | 8 | 99.7375
03.03. | 9 | 99.7375
03.03. | 10 | 99.7375
03.03. | 11 | 99.7375
03.03. | 12 | 99.7375
03.03. | 13 | 99.7375
03.03. | 14 | 99.7375
03.03. | 15 | 99.7375
03.03. | 16 | 99.7375
03.03. | 17 | 99.7375
03.03. | 18 | 99.7375
03.03. | 19 | 99.7375
03.03. | 20 | 99.7375
03.03. | 21 | 99.7375
03.03. | 22 | 99.7375
03.03. | 23 | 99.7375
03.03. | 24 | 99.7375
04.03. | 1 | 99.7375
04.03. | 2 | 99.7375
04.03. | 3 | 99.7375
04.03. | 4 | 99.7375
04.03. | 5 | 99.7375
04.03. | 6 | 99.7375
04.03. | 7 | 99.7375
04.03. | 8 | 99.7375
04.03. | 9 | 99.7375
04.03. | 10 | 99.7375
04.03. | 11 | 99.7375
04.03. | 12 | 99.7375
04.03. | 13 | 99.7375
04.03. | 14 | 99.7375
04.03. | 15 | 99.7375
04.03. | 16 | 99.7375
04.03. | 17 | 99.7375
04.03. | 18 | 99.7375
04.03. | 19 | 99.7375
04.03. | 20 | 99.7375
04.03. | 21 | 99.7375
04.03. | 22 | 99.7375
04.03. | 23 | 99.7375
04.03. | 24 | 99.7375
05.03. | 1 | 99.7375
05.03. | 2 | 99.7375
05.03. | 3 | 99.7375
05.03. | 4 | 99.7375
05.03. | 5 | 99.7375
05.03. | 6 | 99.7375
05.03. | 7 | 99.7375
05.03. | 8 | 99.7375
05.03. | 9 | 99.7375
05.03. | 10 | 99.7375
05.03. | 11 | 99.7375
05.03. | 12 | 99.7375
05.03. | 13 | 99.7375
05.03. | 14 | 99.7375
05.03. | 15 | 99.7375
05.03. | 16 | 99.7375
05.03. | 17 | 99.7375
05.03. | 18 | 99.7375
05.03. | 19 | 99.7375
05.03. | 20 | 99.7375
05.03. | 21 | 99.7375
05.03. | 22 | 99.7375
05.03. | 23 | 99.7375
05.03. | 24 | 99.7375
06.03. | 1 | 99.7375
06.03. | 2 | 99.7375
06.03. | 3 | 99.7375
06.03. | 4 | 99.7375
06.03. | 5 | 99.7375
06.03. | 6 | 99.7375
06.03. | 7 | 99.7375
06.03. | 8 | 99.7375
06.03. | 9 | 99.7375
06.03. | 10 | 99.7375
06.03. | 11 | 99.7375
06.03. | 12 | 99.7375
06.03. | 13 | 99.7375
06.03. | 14 | 99.7375
06.03. | 15 | 99.7375
06.03. | 16 | 99.7375
06.03. | 17 | 99.7375
06.03. | 18 | 99.7375
06.03. | 19 | 99.7375
06.03. | 20 | 99.7375
06.03. | 21 | 99.7375
06.03. | 22 | 99.7375
06.03. | 23 | 99.7375
06.03. | 24 | 99.7375
07.03. | 1 | 99.7375
07.03. | 2 | 99.7375
07.03. | 3 | 99.7375
07.03. | 4 | 99.7375
07.03. | 5 | 99.7375
07.03. | 6 | 99.7375
07.03. | 7 | 99.7375
07.03. | 8 | 99.7375
07.03. | 9 | 99.7375
07.03. | 10 | 99.7375
07.03. | 11 | 99.7375
07.03. | 12 | 99.7375
07.03. | 13 | 99.7375
07.03. | 14 | 99.7375
07.03. | 15 | 99.7375
07.03. | 16 | 99.7375
07.03. | 17 | 99.7375
07.03. | 18 | 99.7375
07.03. | 19 | 99.7375
07.03. | 20 | 99.7375
07.03. | 21 | 99.7375
07.03. | 22 | 99.7375
07.03. | 23 | 99.7375
07.03. | 24 | 99.7375
08.03. | 1 | 99.7375
08.03. | 2 | 99.7375
08.03. | 3 | 99.7375
08.03. | 4 | 99.7375
08.03. | 5 | 99.7375
08.03. | 6 | 99.7375
08.03. | 7 | 99.7375
08.03. | 8 | 99.7375
08.03. | 9 | 99.7375
08.03. | 10 | 99.7375
08.03. | 11 | 99.7375
08.03. | 12 | 99.7375
08.03. | 13 | 99.7375
08.03. | 14 | 99.7375
08.03. | 15 | 99.7375
08.03. | 16 | 99.7375
08.03. | 17 | 99.7375
08.03. | 18 | 99.7375
08.03. | 19 | 99.7375
08.03. | 20 | 99.7375
08.03. | 21 | 99.7375
08.03. | 22 | 99.7375
08.03. | 23 | 99.7375
08.03. | 24 | 99.7375
09.03. | 1 | 99.7375
09.03. | 2 | 99.7375
09.03. | 3 | 99.7375
09.03. | 4 | 99.7375
09.03. | 5 | 99.7375
09.03. | 6 | 99.7375
09.03. | 7 | 99.7375
09.03. | 8 | 99.7375
09.03. | 9 | 99.7375
09.03. | 10 | 99.7375
09.03. | 11 | 99.7375
09.03. | 12 | 99.7375
09.03. | 13 | 99.7375
09.03. | 14 | 99.7375
09.03. | 15 | 99.7375
09.03. | 16 | 99.7375
09.03. | 17 | 99.7375
09.03. | 18 | 99.7375
09.03. | 19 | 99.7375
09.03. | 20 | 99.7375
09.03. | 21 | 99.7375
09.03. | 22 | 99.7375
09.03. | 23 | 99.7375
09.03. | 24 | 99.7375
10.03. | 1 | 99.7375
10.03. | 2 | 99.7375
10.03. | 3 | 99.7375
10.03. | 4 | 99.7375
10.03. | 5 | 99.7375
10.03. | 6 | 99.7375
10.03. | 7 | 99.7375
10.03. | 8 | 99.7375
10.03. | 9 | 99.7375
10.03. | 10 | 99.7375
10.03. | 11 | 99.7375
10.03. | 12 | 99.7375
10.03. | 13 | 99.7375
10.03. | 14 | 99.7375
10.03. | 15 | 99.7375
10.03. | 16 | 99.7375
10.03. | 17 | 99.7375
10.03. | 18 | 99.7375
10.03. | 19 | 99.7375
10.03. | 20 | 99.7375
10.03. | 21 | 99.7375
10.03. | 22 | 99.7375
10.03. | 23 | 99.7375
10.03. | 24 | 99.7375
11.03. | 1 | 99.7375
11.03. | 2 | 99.7375
11.03. | 3 | 99.7375
11.03. | 4 | 99.7375
11.03. | 5 | 99.7375
11.03. | 6 | 99.7375
11.03. | 7 | 99.7375
11.03. | 8 | 99.7375
11.03. | 9 | 99.7375
11.03. | 10 | 99.7375
11.03. | 11 | 99.7375
11.03. | 12 | 99.7375
11.03. | 13 | 99.7375
11.03. | 14 | 99.7375
11.03. | 15 | 99.7375
11.03. | 16 | 99.7375
11.03. | 17 | 99.7375
11.03. | 18 | 99.7375
11.03. | 19 | 99.7375
11.03. | 20 | 99.7375
11.03. | 21 | 99.7375
11.03. | 22 | 99.7375
11.03. | 23 | 99.7375
11.03. | 24 | 99.7375
12.03. | 1 | 99.7375
12.03. | 2 | 99.7375
12.03. | 3 | 99.7375
12.03. | 4 | 99.7375
12.03. | 5 | 99.7375
12.03. | 6 | 99.7375
12.03. | 7 | 99.7375
12.03. | 8 | 99.7375
12.03. | 9 | 99.7375
12.03. | 10 | 99.7375
12.03. | 11 | 99.7375
12.03. | 12 | 99.7375
12.03. | 13 | 99.7375
12.03. | 14 | 99.7375
12.03. | 15 | 99.7375
12.03. | 16 | 99.7375
12.03. | 17 | 99.7375
12.03. | 18 | 99.7375
12.03. | 19 | 99.7375
12.03. | 20 | 99.7375
12.03. | 21 | 99.7375
12.03. | 22 | 99.7375
12.03. | 23 | 99.7375
12.03. | 24 | 99.7375
13.03. | 1 | 99.7375
13.03. | 2 | 99.7375
13.03. | 3 | 99.7375
13.03. | 4 | 99.7375
13.03. | 5 | 99.7375
13.03. | 6 | 99.7375
13.03. | 7 | 99.7375
13.03. | 8 | 99.7375
13.03. | 9 | 99.7375
13.03. | 10 | 99.7375
13.03. | 11 | 99.7375
13.03. | 12 | 99.7375
13.03. | 13 | 99.7375
13.03. | 14 | 99.7375
13.03. | 15 | 99.7375
13.03. | 16 | 99.7375
13.03. | 17 | 99.7375
13.03. | 18 | 99.7375
13.03. | 19 | 99.7375
13.03. | 20 | 99.7375
13.03. | 21 | 99.7375
13.03. | 22 | 99.7375
13.03. | 23 | 99.7375
13.03. | 24 | 99.7375
14.03. | 1 | 99.7375
14.03. | 2 | 99.7375
14.03. | 3 | 99.7375
14.03. | 4 | 99.7375
14.03. | 5 | 99.7375
14.03. | 6 | 99.7375
14.03. | 7 | 99.7375
14.03. | 8 | 99.7375
14.03. | 9 | 99.7375
14.03. | 10 | 99.7375
14.03. | 11 | 99.7375
14.03. | 12 | 99.7375
14.03. | 13 | 99.7375
14.03. | 14 | 99.7375
14.03. | 15 | 99.7375
14.03. | 16 | 99.7375
14.03. | 17 | 99.7375
14.03. | 18 | 99.7375
14.03. | 19 | 99.7375
14.03. | 20 | 99.7375
14.03. | 21 | 99.7375
14.03. | 22 | 99.7375
14.03. | 23 | 99.7375
14.03. | 24 | 99.7375
15.03. | 1 | 99.7375
15.03. | 2 | 99.7375
15.03. | 3 | 99.7375
15.03. | 4 | 99.7375
15.03. | 5 | 99.7375
15.03. | 6 | 99.7375
15.03. | 7 | 99.7375
15.03. | 8 | 99.7375
15.03. | 9 | 99.7375
15.03. | 10 | 99.7375
15.03. | 11 | 99.7375
15.03. | 12 | 99.7375
15.03. | 13 | 99.7375
15.03. | 14 | 99.7375
15.03. | 15 | 99.7375
15.03. | 16 | 99.7375
15.03. | 17 | 99.7375
15.03. | 18 | 99.7375
15.03. | 19 | 99.7375
15.03. | 20 | 99.7375
15.03. | 21 | 99.7375
15.03. | 22 | 99.7375
15.03. | 23 | 99.7375
15.03. | 24 | 99.7375
16.03. | 1 | 99.7375
16.03. | 2 | 99.7375
16.03. | 3 | 99.7375
16.03. | 4 | 99.7375
16.03. | 5 | 99.7375
16.03. | 6 | 99.7375
16.03. | 7 | 99.7375
16.03. | 8 | 99.7375
16.03. | 9 | 99.7375
16.03. | 10 | 99.7375
16.03. | 11 | 99.7375
16.03. | 12 | 99.7375
16.03. | 13 | 99.7375
16.03. | 14 | 99.7375
16.03. | 15 | 99.7375
16.03. | 16 | 99.7375
16.03. | 17 | 99.7375
16.03. | 18 | 99.7375
16.03. | 19 | 99.7375
16.03. | 20 | 99.7375
16.03. | 21 | 99.7375
16.03. | 22 | 99.7375
16.03. | 23 | 99.7375
16.03. | 24 | 99.7375
17.03. | 1 | 99.7375
17.03. | 2 | 99.7375
17.03. | 3 | 99.7375
17.03. | 4 | 99.7375
17.03. | 5 | 99.7375
17.03. | 6 | 99.7375
17.03. | 7 | 99.7375
17.03. | 8 | 99.7375
17.03. | 9 | 99.7375
17.03. | 10 | 99.7375
17.03. | 11 | 99.7375
17.03. | 12 | 99.7375
17.03. | 13 | 99.7375
17.03. | 14 | 99.7375
17.03. | 15 | 99.7375
17.03. | 16 | 99.7375
17.03. | 17 | 99.7375
17.03. | 18 | 99.7375
17.03. | 19 | 99.7375
17.03. | 20 | 99.7375
17.03. | 21 | 99.7375
17.03. | 22 | 99.7375
17.03. | 23 | 99.7375
17.03. | 24 | 99.7375
18.03. | 1 | 99.7375
18.03. | 2 | 99.7375
18.03. | 3 | 99.7375
18.03. | 4 | 99.7375
18.03. | 5 | 99.7375
18.03. | 6 | 99.7375
18.03. | 7 | 99.7375
18.03. | 8 | 99.7375
18.03. | 9 | 99.7375
18.03. | 10 | 99.7375
18.03. | 11 | 99.7375
18.03. | 12 | 99.7375
18.03. | 13 | 99.7375
18.03. | 14 | 99.7375
18.03. | 15 | 99.7375
18.03. | 16 | 99.7375
18.03. | 17 | 99.7375
18.03. | 18 | 99.7375
18.03. | 19 | 99.7375
18.03. | 20 | 99.7375
18.03. | 21 | 99.7375
18.03. | 22 | 99.7375
18.03. | 23 | 99.7375
18.03. | 24 | 99.7375
19.03. | 1 | 99.7375
19.03. | 2 | 99.7375
19.03. | 3 | 99.7375
19.03. | 4 | 99.7375
19.03. | 5 | 99.7375
19.03. | 6 | 99.7375
19.03. | 7 | 99.7375
19.03. | 8 | 99.7375
19.03. | 9 | 99.7375
19.03. | 10 | 99.7375
19.03. | 11 | 99.7375
19.03. | 12 | 99.7375
19.03. | 13 | 99.7375
19.03. | 14 | 99.7375
19.03. | 15 | 99.7375
19.03. | 16 | 99.7375
19.03. | 17 | 99.7375
19.03. | 18 | 99.7375
19.03. | 19 | 99.7375
19.03. | 20 | 99.7375
19.03. | 21 | 99.7375
19.03. | 22 | 99.7375
19.03. | 23 | 99.7375
19.03. | 24 | 99.7375
20.03. | 1 | 99.7375
20.03. | 2 | 99.7375
20.03. | 3 | 99.7375
20.03. | 4 | 99.7375
20.03. | 5 | 99.7375
20.03. | 6 | 99.7375
20.03. | 7 | 99.7375
20.03. | 8 | 99.7375
20.03. | 9 | 99.7375
20.03. | 10 | 99.7375
20.03. | 11 | 99.7375
20.03. | 12 | 99.7375
20.03. | 13 | 99.7375
20.03. | 14 | 99.7375
20.03. | 15 | 99.7375
20.03. | 16 | 99.7375
20.03. | 17 | 99.7375
20.03. | 18 | 99.7375
20.03. | 19 | 99.7375
20.03. | 20 | 99.7375
20.03. | 21 | 99.7375
20.03. | 22 | 99.7375
20.03. | 23 | 99.7375
20.03. | 24 | 99.7375
21.03. | 1 | 99.7375
21.03. | 2 | 99.7375
21.03. | 3 | 99.7375
21.03. | 4 | 99.7375
21.03. | 5 | 99.7375
21.03. | 6 | 99.7375
21.03. | 7 | 99.7375
21.03. | 8 | 99.7375
21.03. | 9 | 99.7375
21.03. | 10 | 99.7375
21.03. | 11 | 99.7375
21.03. | 12 | 99.7375
21.03. | 13 | 99.7375
21.03. | 14 | 99.7375
21.03. | 15 | 99.7375
21.03. | 16 | 99.7375
21.03. | 17 | 99.7375
21.03. | 18 | 99.7375
21.03. | 19 | 99.7375
21.03. | 20 | 99.7375
21.03. | 21 | 99.7375
21.03. | 22 | 99.7375
21.03. | 23 | 99.7375
21.03. | 24 | 99.7375
22.03. | 1 | 99.7375
22.03. | 2 | 99.7375
22.03. | 3 | 99.7375
22.03. | 4 | 99.7375
22.03. | 5 | 99.7375
22.03. | 6 | 99.7375
22.03. | 7 | 99.7375
22.03. | 8 | 99.7375
22.03. | 9 | 99.7375
22.03. | 10 | 99.7375
22.03. | 11 | 99.7375
22.03. | 12 | 99.7375
22.03. | 13 | 99.7375
22.03. | 14 | 99.7375
22.03. | 15 | 99.7375
22.03. | 16 | 99.7375
22.03. | 17 | 99.7375
22.03. | 18 | 99.7375
22.03. | 19 | 99.7375
22.03. | 20 | 99.7375
22.03. | 21 | 99.7375
22.03. | 22 | 99.7375
22.03. | 23 | 99.7375
22.03. | 24 | 99.7375
23.03. | 1 | 99.7375
23.03. | 2 | 99.7375
23.03. | 3 | 99.7375
23.03. | 4 | 99.7375
23.03. | 5 | 99.7375
23.03. | 6 | 99.7375
23.03. | 7 | 99.7375
23.03. | 8 | 99.7375
23.03. | 9 | 99.7375
23.03. | 10 | 99.7375
23.03. | 11 | 99.7375
23.03. | 12 | 99.7375
23.03. | 13 | 99.7375
23.03. | 14 | 99.7375
23.03. | 15 | 99.7375
23.03. | 16 | 99.7375
23.03. | 17 | 99.7375
23.03. | 18 | 99.7375
23.03. | 19 | 99.7375
23.03. | 20 | 99.7375
23.03. | 21 | 99.7375
23.03. | 22 | 99.7375
23.03. | 23 | 99.7375
23.03. | 24 | 99.7375
24.03. | 1 | 99.7375
24.03. | 2 | 99.7375
24.03. | 3 | 99.7375
24.03. | 4 | 99.7375
24.03. | 5 | 99.7375
24.03. | 6 | 99.7375
24.03. | 7 | 99.7375
24.03. | 8 | 99.7375
24.03. | 9 | 99.7375
24.03. | 10 | 99.7375
24.03. | 11 | 99.7375
24.03. | 12 | 99.7375
24.03. | 13 | 99.7375
24.03. | 14 | 99.7375
24.03. | 15 | 99.7375
24.03. | 16 | 99.7375
24.03. | 17 | 99.7375
24.03. | 18 | 99.7375
24.03. | 19 | 99.7375
24.03. | 20 | 99.7375
24.03. | 21 | 99.7375
24.03. | 22 | 99.7375
24.03. | 23 | 99.7375
24.03. | 24 | 99.7375
25.03. | 1 | 99.7375
25.03. | 2 | 99.7375
25.03. | 3 | 99.7375
25.03. | 4 | 99.7375
25.03. | 5 | 99.7375
25.03. | 6 | 99.7375
25.03. | 7 | 99.7375
25.03. | 8 | 99.7375
25.03. | 9 | 99.7375
25.03. | 10 | 99.7375
25.03. | 11 | 99.7375
25.03. | 12 | 99.7375
25.03. | 13 | 99.7375
25.03. | 14 | 99.7375
25.03. | 15 | 99.7375
25.03. | 16 | 99.7375
25.03. | 17 | 99.7375
25.03. | 18 | 99.7375
25.03. | 19 | 99.7375
25.03. | 20 | 99.7375
25.03. | 21 | 99.7375
25.03. | 22 | 99.7375
25.03. | 23 | 99.7375
25.03. | 24 | 99.7375
26.03. | 1 | 99.7375
26.03. | 2 | 99.7375
26.03. | 3 | 99.7375
26.03. | 4 | 99.7375
26.03. | 5 | 99.7375
26.03. | 6 | 99.7375
26.03. | 7 | 99.7375
26.03. | 8 | 99.7375
26.03. | 9 | 99.7375
26.03. | 10 | 99.7375
26.03. | 11 | 99.7375
26.03. | 12 | 99.7375
26.03. | 13 | 99.7375
26.03. | 14 | 99.7375
26.03. | 15 | 99.7375
26.03. | 16 | 99.7375
26.03. | 17 | 99.7375
26.03. | 18 | 99.7375
26.03. | 19 | 99.7375
26.03. | 20 | 99.7375
26.03. | 21 | 99.7375
26.03. | 22 | 99.7375
26.03. | 23 | 99.7375
26.03. | 24 | 99.7375
27.03. | 1 | 99.7375
27.03. | 2 | 99.7375
27.03. | 3 | 99.7375
27.03. | 4 | 99.7375
27.03. | 5 | 99.7375
27.03. | 6 | 99.7375
27.03. | 7 | 99.7375
27.03. | 8 | 99.7375
27.03. | 9 | 99.7375
27.03. | 10 | 99.7375
27.03. | 11 | 99.7375
27.03. | 12 | 99.7375
27.03. | 13 | 99.7375
27.03. | 14 | 99.7375
27.03. | 15 | 99.7375
27.03. | 16 | 99.7375
27.03. | 17 | 99.7375
27.03. | 18 | 99.7375
27.03. | 19 | 99.7375
27.03. | 20 | 99.7375
27.03. | 21 | 99.7375
27.03. | 22 | 99.7375
27.03. | 23 | 99.7375
27.03. | 24 | 99.7375
28.03. | 1 | 99.7375
28.03. | 2 | 99.7375
28.03. | 3 | 99.7375
28.03. | 4 | 99.7375
28.03. | 5 | 99.7375
28.03. | 6 | 99.7375
28.03. | 7 | 99.7375
28.03. | 8 | 99.7375
28.03. | 9 | 99.7375
28.03. | 10 | 99.7375
28.03. | 11 | 99.7375
28.03. | 12 | 99.7375
28.03. | 13 | 99.7375
28.03. | 14 | 99.7375
28.03. | 15 | 99.7375
28.03. | 16 | 99.7375
28.03. | 17 | 99.7375
28.03. | 18 | 99.7375
28.03. | 19 | 99.7375
28.03. | 20 | 99.7375
28.03. | 21 | 99.7375
28.03. | 22 | 99.7375
28.03. | 23 | 99.7375
28.03. | 24 | 99.7375
29.03. | 1 | 99.7375
29.03. | 2 | 99.7375
29.03. | 3 | 99.7375
29.03. | 4 | 99.7375
29.03. | 5 | 99.7375
29.03. | 6 | 99.7375
29.03. | 7 | 99.7375
29.03. | 8 | 99.7375
29.03. | 9 | 99.7375
29.03. | 10 | 99.7375
29.03. | 11 | 99.7375
29.03. | 12 | 99.7375
29.03. | 13 | 99.7375
29.03. | 14 | 99.7375
29.03. | 15 | 99.7375
29.03. | 16 | 99.7375
29.03. | 17 | 99.7375
29.03. | 18 | 99.7375
29.03. | 19 | 99.7375
29.03. | 20 | 99.7375
29.03. | 21 | 99.7375
29.03. | 22 | 99.7375
29.03. | 23 | 99.7375
29.03. | 24 | 99.7375
30.03. | 1 | 99.7375
30.03. | 2 | 99.7375
30.03. | 3 | 99.7375
30.03. | 4 | 99.7375
30.03. | 5 | 99.7375
30.03. | 6 | 99.7375
30.03. | 7 | 99.7375
30.03. | 8 | 99.7375
30.03. | 9 | 99.7375
30.03. | 10 | 99.7375
30.03. | 11 | 99.7375
30.03. | 12 | 99.7375
30.03. | 13 | 99.7375
30.03. | 14 | 99.7375
30.03. | 15 | 99.7375
30.03. | 16 | 99.7375
30.03. | 17 | 99.7375
30.03. | 18 | 99.7375
30.03. | 19 | 99.7375
30.03. | 20 | 99.7375
30.03. | 21 | 99.7375
30.03. | 22 | 99.7375
30.03. | 23 | 99.7375
30.03. | 24 | 99.7375
31.03. | 1 | 99.7375
31.03. | 2 | 99.7375
31.03. | 3 | 99.7375
31.03. | 4 | 99.7375
31.03. | 5 | 99.7375
31.03. | 6 | 99.7375
31.03. | 7 | 99.7375
31.03. | 8 | 99.7375
31.03. | 9 | 99.7375
31.03. | 10 | 99.7375
31.03. | 11 | 99.7375
31.03. | 12 | 99.7375
31.03. | 13 | 99.7375
31.03. | 14 | 99.7375
31.03. | 15 | 99.7375
31.03. | 16 | 99.7375
31.03. | 17 | 99.7375
31.03. | 18 | 99.7375
31.03. | 19 | 99.7375
31.03. | 20 | 99.7375
31.03. | 21 | 99.7375
31.03. | 22 | 99.7375
31.03. | 23 | 99.7375
31.03. | 24 | 99.7375
01.04. | 1 | 99.7375
01.04. | 2 | 99.7375
01.04. | 3 | 99.7375
01.04. | 4 | 99.7375
01.04. | 5 | 99.7375
01.04. | 6 | 99.7375
01.04. | 7 | 99.7375
01.04. | 8 | 99.7375
01.04. | 9 | 99.7375
01.04. | 10 | 99.7375
01.04. | 11 | 99.7375
01.04. | 12 | 99.7375
01.04. | 13 | 99.7375
01.04. | 14 | 99.7375
01.04. | 15 | 99.7375
01.04. | 16 | 99.7375
01.04. | 17 | 99.7375
01.04. | 18 | 99.7375
01.04. | 19 | 99.7375
01.04. | 20 | 99.7375
01.04. | 21 | 99.7375
01.04. | 22 | 99.7375
01.04. | 23 | 99.7375
01.04. | 24 | 99.7375
02.04. | 1 | 99.7375
02.04. | 2 | 99.7375
02.04. | 3 | 99.7375
02.04. | 4 | 99.7375
02.04. | 5 | 99.7375
02.04. | 6 | 99.7375
02.04. | 7 | 99.7375
02.04. | 8 | 99.7375
02.04. | 9 | 99.7375
02.04. | 10 | 99.7375
02.04. | 11 | 99.7375
02.04. | 12 | 99.7375
02.04. | 13 | 99.7375
02.04. | 14 | 99.7375
02.04. | 15 | 99.7375
02.04. | 16 | 99.7375
02.04. | 17 | 99.7375
02.04. | 18 | 99.7375
02.04. | 19 | 99.7375
02.04. | 20 | 99.7375
02.04. | 21 | 99.7375
02.04. | 22 | 99.7375
02.04. | 23 | 99.7375
02.04. | 24 | 99.7375
03.04. | 1 | 99.7375
03.04. | 2 | 99.7375
03.04. | 3 | 99.7375
03.04. | 4 | 99.7375
03.04. | 5 | 99.7375
03.04. | 6 | 99.7375
03.04. | 7 | 99.7375
03.04. | 8 | 99.7375
03.04. | 9 | 99.7375
03.04. | 10 | 99.7375
03.04. | 11 | 99.7375
03.04. | 12 | 99.7375
03.04. | 13 | 99.7375
03.04. | 14 | 99.7375
03.04. | 15 | 99.7375
03.04. | 16 | 99.7375
03.04. | 17 | 99.7375
03.04. | 18 | 99.7375
03.04. | 19 | 99.7375
03.04. | 20 | 99.7375
03.04. | 21 | 99.7375
03.04. | 22 | 99.7375
03.04. | 23 | 99.7375
03.04. | 24 | 99.7375
04.04. | 1 | 99.7375
04.04. | 2 | 99.7375
04.04. | 3 | 99.7375
04.04. | 4 | 99.7375
04.04. | 5 | 99.7375
04.04. | 6 | 99.7375
04.04. | 7 | 99.7375
04.04. | 8 | 99.7375
04.04. | 9 | 99.7375
04.04. | 10 | 99.7375
04.04. | 11 | 99.7375
04.04. | 12 | 99.7375
04.04. | 13 | 99.7375
04.04. | 14 | 99.7375
04.04. | 15 | 99.7375
04.04. | 16 | 99.7375
04.04. | 17 | 99.7375
04.04. | 18 | 99.7375
04.04. | 19 | 99.7375
04.04. | 20 | 99.7375
04.04. | 21 | 99.7375
04.04. | 22 | 99.7375
04.04. | 23 | 99.7375
04.04. | 24 | 99.7375
05.04. | 1 | 99.7375
05.04. | 2 | 99.7375
05.04. | 3 | 99.7375
05.04. | 4 | 99.7375
05.04. | 5 | 99.7375
05.04. | 6 | 99.7375
05.04. | 7 | 99.7375
05.04. | 8 | 99.7375
05.04. | 9 | 99.7375
05.04. | 10 | 99.7375
05.04. | 11 | 99.7375
05.04. | 12 | 99.7375
05.04. | 13 | 99.7375
05.04. | 14 | 99.7375
05.04. | 15 | 99.7375
05.04. | 16 | 99.7375
05.04. | 17 | 99.7375
05.04. | 18 | 99.7375
05.04. | 19 | 99.7375
05.04. | 20 | 99.7375
05.04. | 21 | 99.7375
05.04. | 22 | 99.7375
05.04. | 23 | 99.7375
05.04. | 24 | 99.7375
06.04. | 1 | 99.7375
06.04. | 2 | 99.7375
06.04. | 3 | 99.7375
06.04. | 4 | 99.7375
06.04. | 5 | 99.7375
06.04. | 6 | 99.7375
06.04. | 7 | 99.7375
06.04. | 8 | 99.7375
06.04. | 9 | 99.7375
06.04. | 10 | 99.7375
06.04. | 11 | 99.7375
06.04. | 12 | 99.7375
06.04. | 13 | 99.7375
06.04. | 14 | 99.7375
06.04. | 15 | 99.7375
06.04. | 16 | 99.7375
06.04. | 17 | 99.7375
06.04. | 18 | 99.7375
06.04. | 19 | 99.7375
06.04. | 20 | 99.7375
06.04. | 21 | 99.7375
06.04. | 22 | 99.7375
06.04. | 23 | 99.7375
06.04. | 24 | 99.7375
07.04. | 1 | 99.7375
07.04. | 2 | 99.7375
07.04. | 3 | 99.7375
07.04. | 4 | 99.7375
07.04. | 5 | 99.7375
07.04. | 6 | 99.7375
07.04. | 7 | 99.7375
07.04. | 8 | 99.7375
07.04. | 9 | 99.7375
07.04. | 10 | 99.7375
07.04. | 11 | 99.7375
07.04. | 12 | 99.7375
07.04. | 13 | 99.7375
07.04. | 14 | 99.7375
07.04. | 15 | 99.7375
07.04. | 16 | 99.7375
07.04. | 17 | 99.7375
07.04. | 18 | 99.7375
07.04. | 19 | 99.7375
07.04. | 20 | 99.7375
07.04. | 21 | 99.7375
07.04. | 22 | 99.7375
07.04. | 23 | 99.7375
07.04. | 24 | 99.7375
08.04. | 1 | 99.7375
08.04. | 2 | 99.7375
08.04. | 3 | 99.7375
08.04. | 4 | 99.7375
08.04. | 5 | 99.7375
08.04. | 6 | 99.7375
08.04. | 7 | 99.7375
08.04. | 8 | 99.7375
08.04. | 9 | 99.7375
08.04. | 10 | 99.7375
08.04. | 11 | 99.7375
08.04. | 12 | 99.7375
08.04. | 13 | 99.7375
08.04. | 14 | 99.7375
08.04. | 15 | 99.7375
08.04. | 16 | 99.7375
08.04. | 17 | 99.7375
08.04. | 18 | 99.7375
08.04. | 19 | 99.7375
08.04. | 20 | 99.7375
08.04. | 21 | 99.7375
08.04. | 22 | 99.7375
08.04. | 23 | 99.7375
08.04. | 24 | 99.7375
09.04. | 1 | 99.7375
09.04. | 2 | 99.7375
09.04. | 3 | 99.7375
09.04. | 4 | 99.7375
09.04. | 5 | 99.7375
09.04. | 6 | 99.7375
09.04. | 7 | 99.7375
09.04. | 8 | 99.7375
09.04. | 9 | 99.7375
09.04. | 10 | 99.7375
09.04. | 11 | 99.7375
09.04. | 12 | 99.7375
09.04. | 13 | 99.7375
09.04. | 14 | 99.7375
09.04. | 15 | 99.7375
09.04. | 16 | 99.7375
09.04. | 17 | 99.7375
09.04. | 18 | 99.7375
09.04. | 19 | 99.7375
09.04. | 20 | 99.7375
09.04. | 21 | 99.7375
09.04. | 22 | 99.7375
09.04. | 23 | 99.7375
09.04. | 24 | 99.7375
10.04. | 1 | 99.7375
10.04. | 2 | 99.7375
10.04. | 3 | 99.7375
10.04. | 4 | 99.7375
10.04. | 5 | 99.7375
10.04. | 6 | 99.7375
10.04. | 7 | 99.7375
10.04. | 8 | 99.7375
10.04. | 9 | 99.7375
10.04. | 10 | 99.7375
10.04. | 11 | 99.7375
10.04. | 12 | 99.7375
10.04. | 13 | 99.7375
10.04. | 14 | 99.7375
10.04. | 15 | 99.7375
10.04. | 16 | 99.7375
10.04. | 17 | 99.7375
10.04. | 18 | 99.7375
10.04. | 19 | 99.7375
10.04. | 20 | 99.7375
10.04. | 21 | 99.7375
10.04. | 22 | 99.7375
10.04. | 23 | 99.7375
10.04. | 24 | 99.7375
11.04. | 1 | 99.7375
11.04. | 2 | 99.7375
11.04. | 3 | 99.7375
11.04. | 4 | 99.7375
11.04. | 5 | 99.7375
11.04. | 6 | 99.7375
11.04. | 7 | 99.7375
11.04. | 8 | 99.7375
11.04. | 9 | 99.7375
11.04. | 10 | 99.7375
11.04. | 11 | 99.7375
11.04. | 12 | 99.7375
11.04. | 13 | 99.7375
11.04. | 14 | 99.7375
11.04. | 15 | 99.7375
11.04. | 16 | 99.7375
11.04. | 17 | 99.7375
11.04. | 18 | 99.7375
11.04. | 19 | 99.7375
11.04. | 20 | 99.7375
11.04. | 21 | 99.7375
11.04. | 22 | 99.7375
11.04. | 23 | 99.7375
11.04. | 24 | 99.7375
12.04. | 1 | 99.7375
12.04. | 2 | 99.7375
12.04. | 3 | 99.7375
12.04. | 4 | 99.7375
12.04. | 5 | 99.7375
12.04. | 6 | 99.7375
12.04. | 7 | 99.7375
12.04. | 8 | 99.7375
12.04. | 9 | 99.7375
12.04. | 10 | 99.7375
12.04. | 11 | 99.7375
12.04. | 12 | 99.7375
12.04. | 13 | 99.7375
12.04. | 14 | 99.7375
12.04. | 15 | 99.7375
12.04. | 16 | 99.7375
12.04. | 17 | 99.7375
12.04. | 18 | 99.7375
12.04. | 19 | 99.7375
12.04. | 20 | 99.7375
12.04. | 21 | 99.7375
12.04. | 22 | 99.7375
12.04. | 23 | 99.7375
12.04. | 24 | 99.7375
13.04. | 1 | 99.7375
13.04. | 2 | 99.7375
13.04. | 3 | 99.7375
13.04. | 4 | 99.7375
13.04. | 5 | 99.7375
13.04. | 6 | 99.7375
13.04. | 7 | 99.7375
13.04. | 8 | 99.7375
13.04. | 9 | 99.7375
13.04. | 10 | 99.7375
13.04. | 11 | 99.7375
13.04. | 12 | 99.7375
13.04. | 13 | 99.7375
13.04. | 14 | 99.7375
13.04. | 15 | 99.7375
13.04. | 16 | 99.7375
13.04. | 17 | 99.7375
13.04. | 18 | 99.7375
13.04. | 19 | 99.7375
13.04. | 20 | 99.7375
13.04. | 21 | 99.7375
13.04. | 22 | 99.7375
13.04. | 23 | 99.7375
13.04. | 24 | 99.7375
14.04. | 1 | 99.7375
14.04. | 2 | 99.7375
14.04. | 3 | 99.7375
14.04. | 4 | 99.7375
14.04. | 5 | 99.7375
14.04. | 6 | 99.7375
14.04. | 7 | 99.7375
14.04. | 8 | 99.7375
14.04. | 9 | 99.7375
14.04. | 10 | 99.7375
14.04. | 11 | 99.7375
14.04. | 12 | 99.7375
14.04. | 13 | 99.7375
14.04. | 14 | 99.7375
14.04. | 15 | 99.7375
14.04. | 16 | 99.7375
14.04. | 17 | 99.7375
14.04. | 18 | 99.7375
14.04. | 19 | 99.7375
14.04. | 20 | 99.7375
14.04. | 21 | 99.7375
14.04. | 22 | 99.7375
14.04. | 23 | 99.7375
14.04. | 24 | 99.7375
15.04. | 1 | 99.7375
15.04. | 2 | 99.7375
15.04. | 3 | 99.7375
15.04. | 4 | 99.7375
15.04. | 5 | 99.7375
15.04. | 6 | 99.7375
15.04. | 7 | 99.7375
15.04. | 8 | 99.7375
15.04. | 9 | 99.7375
15.04. | 10 | 99.7375
15.04. | 11 | 99.7375
15.04. | 12 | 99.7375
15.04. | 13 | 99.7375
15.04. | 14 | 99.7375
15.04. | 15 | 99.7375
15.04. | 16 | 99.7375
15.04. | 17 | 99.7375
15.04. | 18 | 99.7375
15.04. | 19 | 99.7375
15.04. | 20 | 99.7375
15.04. | 21 | 99.7375
15.04. | 22 | 99.7375
15.04. | 23 | 99.7375
15.04. | 24 | 99.7375
16.04. | 1 | 99.7375
16.04. | 2 | 99.7375
16.04. | 3 | 99.7375
16.04. | 4 | 99.7375
16.04. | 5 | 99.7375
16.04. | 6 | 99.7375
16.04. | 7 | 99.7375
16.04. | 8 | 99.7375
16.04. | 9 | 99.7375
16.04. | 10 | 99.7375
16.04. | 11 | 99.7375
16.04. | 12 | 99.7375
16.04. | 13 | 99.7375
16.04. | 14 | 99.7375
16.04. | 15 | 99.7375
16.04. | 16 | 99.7375
16.04. | 17 | 99.7375
16.04. | 18 | 99.7375
16.04. | 19 | 99.7375
16.04. | 20 | 99.7375
16.04. | 21 | 99.7375
16.04. | 22 | 99.7375
16.04. | 23 | 99.7375
16.04. | 24 | 99.7375
17.04. | 1 | 99.7375
17.04. | 2 | 99.7375
17.04. | 3 | 99.7375
17.04. | 4 | 99.7375
17.04. | 5 | 99.7375
17.04. | 6 | 99.7375
17.04. | 7 | 99.7375
17.04. | 8 | 99.7375
17.04. | 9 | 99.7375
17.04. | 10 | 99.7375
17.04. | 11 | 99.7375
17.04. | 12 | 99.7375
17.04. | 13 | 99.7375
17.04. | 14 | 99.7375
17.04. | 15 | 99.7375
17.04. | 16 | 99.7375
17.04. | 17 | 99.7375
17.04. | 18 | 99.7375
17.04. | 19 | 99.7375
17.04. | 20 | 99.7375
17.04. | 21 | 99.7375
17.04. | 22 | 99.7375
17.04. | 23 | 99.7375
17.04. | 24 | 99.7375
18.04. | 1 | 99.7375
18.04. | 2 | 99.7375
18.04. | 3 | 99.7375
18.04. | 4 | 99.7375
18.04. | 5 | 99.7375
18.04. | 6 | 99.7375
18.04. | 7 | 99.7375
18.04. | 8 | 99.7375
18.04. | 9 | 99.7375
18.04. | 10 | 99.7375
18.04. | 11 | 99.7375
18.04. | 12 | 99.7375
18.04. | 13 | 99.7375
18.04. | 14 | 99.7375
18.04. | 15 | 99.7375
18.04. | 16 | 99.7375
18.04. | 17 | 99.7375
18.04. | 18 | 99.7375
18.04. | 19 | 99.7375
18.04. | 20 | 99.7375
18.04. | 21 | 99.7375
18.04. | 22 | 99.7375
18.04. | 23 | 99.7375
18.04. | 24 | 99.7375
19.04. | 1 | 99.7375
19.04. | 2 | 99.7375
19.04. | 3 | 99.7375
19.04. | 4 | 99.7375
19.04. | 5 | 99.7375
19.04. | 6 | 99.7375
19.04. | 7 | 99.7375
19.04. | 8 | 99.7375
19.04. | 9 | 99.7375
19.04. | 10 | 99.7375
19.04. | 11 | 99.7375
19.04. | 12 | 99.7375
19.04. | 13 | 99.7375
19.04. | 14 | 99.7375
19.04. | 15 | 99.7375
19.04. | 16 | 99.7375
19.04. | 17 | 99.7375
19.04. | 18 | 99.7375
19.04. | 19 | 99.7375
19.04. | 20 | 99.7375
19.04. | 21 | 99.7375
19.04. | 22 | 99.7375
19.04. | 23 | 99.7375
19.04. | 24 | 99.7375
20.04. | 1 | 99.7375
20.04. | 2 | 99.7375
20.04. | 3 | 99.7375
20.04. | 4 | 99.7375
20.04. | 5 | 99.7375
20.04. | 6 | 99.7375
20.04. | 7 | 99.7375
20.04. | 8 | 99.7375
20.04. | 9 | 99.7375
20.04. | 10 | 99.7375
20.04. | 11 | 99.7375
20.04. | 12 | 99.7375
20.04. | 13 | 99.7375
20.04. | 14 | 99.7375
20.04. | 15 | 99.7375
20.04. | 16 | 99.7375
20.04. | 17 | 99.7375
20.04. | 18 | 99.7375
20.04. | 19 | 99.7375
20.04. | 20 | 99.7375
20.04. | 21 | 99.7375
20.04. | 22 | 99.7375
20.04. | 23 | 99.7375
20.04. | 24 | 99.7375
21.04. | 1 | 99.7375
21.04. | 2 | 99.7375
21.04. | 3 | 99.7375
21.04. | 4 | 99.7375
21.04. | 5 | 99.7375
21.04. | 6 | 99.7375
21.04. | 7 | 99.7375
21.04. | 8 | 99.7375
21.04. | 9 | 99.7375
21.04. | 10 | 99.7375
21.04. | 11 | 99.7375
21.04. | 12 | 99.7375
21.04. | 13 | 99.7375
21.04. | 14 | 99.7375
21.04. | 15 | 99.7375
21.04. | 16 | 99.7375
21.04. | 17 | 99.7375
21.04. | 18 | 99.7375
21.04. | 19 | 99.7375
21.04. | 20 | 99.7375
21.04. | 21 | 99.7375
21.04. | 22 | 99.7375
21.04. | 23 | 99.7375
21.04. | 24 | 99.7375
22.04. | 1 | 99.7375
22.04. | 2 | 99.7375
22.04. | 3 | 99.7375
22.04. | 4 | 99.7375
22.04. | 5 | 99.7375
22.04. | 6 | 99.7375
22.04. | 7 | 99.7375
22.04. | 8 | 99.7375
22.04. | 9 | 99.7375
22.04. | 10 | 99.7375
22.04. | 11 | 99.7375
22.04. | 12 | 99.7375
22.04. | 13 | 99.7375
22.04. | 14 | 99.7375
22.04. | 15 | 99.7375
22.04. | 16 | 99.7375
22.04. | 17 | 99.7375
22.04. | 18 | 99.7375
22.04. | 19 | 99.7375
22.04. | 20 | 99.7375
22.04. | 21 | 99.7375
22.04. | 22 | 99.7375
22.04. | 23 | 99.7375
22.04. | 24 | 99.7375
23.04. | 1 | 99.7375
23.04. | 2 | 99.7375
23.04. | 3 | 99.7375
23.04. | 4 | 99.7375
23.04. | 5 | 99.7375
23.04. | 6 | 99.7375
23.04. | 7 | 99.7375
23.04. | 8 | 99.7375
23.04. | 9 | 99.7375
23.04. | 10 | 99.7375
23.04. | 11 | 99.7375
23.04. | 12 | 99.7375
23.04. | 13 | 99.7375
23.04. | 14 | 99.7375
23.04. | 15 | 99.7375
23.04. | 16 | 99.7375
23.04. | 17 | 99.7375
23.04. | 18 | 99.7375
23.04. | 19 | 99.7375
23.04. | 20 | 99.7375
23.04. | 21 | 99.7375
23.04. | 22 | 99.7375
23.04. | 23 | 99.7375
23.04. | 24 | 99.7375
24.04. | 1 | 99.7375
24.04. | 2 | 99.7375
24.04. | 3 | 99.7375
24.04. | 4 | 99.7375
24.04. | 5 | 99.7375
24.04. | 6 | 99.7375
24.04. | 7 | 99.7375
24.04. | 8 | 99.7375
24.04. | 9 | 99.7375
24.04. | 10 | 99.7375
24.04. | 11 | 99.7375
24.04. | 12 | 99.7375
24.04. | 13 | 99.7375
24.04. | 14 | 99.7375
24.04. | 15 | 99.7375
24.04. | 16 | 99.7375
24.04. | 17 | 99.7375
24.04. | 18 | 99.7375
24.04. | 19 | 99.7375
24.04. | 20 | 99.7375
24.04. | 21 | 99.7375
24.04. | 22 | 99.7375
24.04. | 23 | 99.7375
24.04. | 24 | 99.7375
25.04. | 1 | 99.7375
25.04. | 2 | 99.7375
25.04. | 3 | 99.7375
25.04. | 4 | 99.7375
25.04. | 5 | 99.7375
25.04. | 6 | 99.7375
25.04. | 7 | 99.7375
25.04. | 8 | 99.7375
25.04. | 9 | 99.7375
25.04. | 10 | 99.7375
25.04. | 11 | 99.7375
25.04. | 12 | 99.7375
25.04. | 13 | 99.7375
25.04. | 14 | 99.7375
25.04. | 15 | 99.7375
25.04. | 16 | 99.7375
25.04. | 17 | 99.7375
25.04. | 18 | 99.7375
25.04. | 19 | 99.7375
25.04. | 20 | 99.7375
25.04. | 21 | 99.7375
25.04. | 22 | 99.7375
25.04. | 23 | 99.7375
25.04. | 24 | 99.7375
26.04. | 1 | 99.7375
26.04. | 2 | 99.7375
26.04. | 3 | 99.7375
26.04. | 4 | 99.7375
26.04. | 5 | 99.7375
26.04. | 6 | 99.7375
26.04. | 7 | 99.7375
26.04. | 8 | 99.7375
26.04. | 9 | 99.7375
26.04. | 10 | 99.7375
26.04. | 11 | 99.7375
26.04. | 12 | 99.7375
26.04. | 13 | 99.7375
26.04. | 14 | 99.7375
26.04. | 15 | 99.7375
26.04. | 16 | 99.7375
26.04. | 17 | 99.7375
26.04. | 18 | 99.7375
26.04. | 19 | 99.7375
26.04. | 20 | 99.7375
26.04. | 21 | 99.7375
26.04. | 22 | 99.7375
26.04. | 23 | 99.7375
26.04. | 24 | 99.7375
27.04. | 1 | 99.7375
27.04. | 2 | 99.7375
27.04. | 3 | 99.7375
27.04. | 4 | 99.7375
27.04. | 5 | 99.7375
27.04. | 6 | 99.7375
27.04. | 7 | 99.7375
27.04. | 8 | 99.7375
27.04. | 9 | 99.7375
27.04. | 10 | 99.7375
27.04. | 11 | 99.7375
27.04. | 12 | 99.7375
27.04. | 13 | 99.7375
27.04. | 14 | 99.7375
27.04. | 15 | 99.7375
27.04. | 16 | 99.7375
27.04. | 17 | 99.7375
27.04. | 18 | 99.7375
27.04. | 19 | 99.7375
27.04. | 20 | 99.7375
27.04. | 21 | 99.7375
27.04. | 22 | 99.7375
27.04. | 23 | 99.7375
27.04. | 24 | 99.7375
28.04. | 1 | 99.7375
28.04. | 2 | 99.7375
28.04. | 3 | 99.7375
28.04. | 4 | 99.7375
28.04. | 5 | 99.7375
28.04. | 6 | 99.7375
28.04. | 7 | 99.7375
28.04. | 8 | 99.7375
28.04. | 9 | 99.7375
28.04. | 10 | 99.7375
28.04. | 11 | 99.7375
28.04. | 12 | 99.7375
28.04. | 13 | 99.7375
28.04. | 14 | 99.7375
28.04. | 15 | 99.7375
28.04. | 16 | 99.7375
28.04. | 17 | 99.7375
28.04. | 18 | 99.7375
28.04. | 19 | 99.7375
28.04. | 20 | 99.7375
28.04. | 21 | 99.7375
28.04. | 22 | 99.7375
28.04. | 23 | 99.7375
28.04. | 24 | 99.7375
29.04. | 1 | 99.7375
29.04. | 2 | 99.7375
29.04. | 3 | 99.7375
29.04. | 4 | 99.7375
29.04. | 5 | 99.7375
29.04. | 6 | 99.7375
29.04. | 7 | 99.7375
29.04. | 8 | 99.7375
29.04. | 9 | 99.7375
29.04. | 10 | 99.7375
29.04. | 11 | 99.7375
29.04. | 12 | 99.7375
29.04. | 13 | 99.7375
29.04. | 14 | 99.7375
29.04. | 15 | 99.7375
29.04. | 16 | 99.7375
29.04. | 17 | 99.7375
29.04. | 18 | 99.7375
29.04. | 19 | 99.7375
29.04. | 20 | 99.7375
29.04. | 21 | 99.7375
29.04. | 22 | 99.7375
29.04. | 23 | 99.7375
29.04. | 24 | 99.7375
30.04. | 1 | 99.7375
30.04. | 2 | 99.7375
30.04. | 3 | 99.7375
30.04. | 4 | 99.7375
30.04. | 5 | 99.7375
30.04. | 6 | 99.7375
30.04. | 7 | 99.7375
30.04. | 8 | 99.7375
30.04. | 9 | 99.7375
30.04. | 10 | 99.7375
30.04. | 11 | 99.7375
30.04. | 12 | 99.7375
30.04. | 13 | 99.7375
30.04. | 14 | 99.7375
30.04. | 15 | 99.7375
30.04. | 16 | 99.7375
30.04. | 17 | 99.7375
30.04. | 18 | 99.7375
30.04. | 19 | 99.7375
30.04. | 20 | 99.7375
30.04. | 21 | 99.7375
30.04. | 22 | 99.7375
30.04. | 23 | 99.7375
30.04. | 24 | 99.7375
01.05. | 1 | 99.7375
01.05. | 2 | 99.7375
01.05. | 3 | 99.7375
01.05. | 4 | 99.7375
01.05. | 5 | 99.7375
01.05. | 6 | 99.7375
01.05. | 7 | 99.7375
01.05. | 8 | 99.7375
01.05. | 9 | 99.7375
01.05. | 10 | 99.7375
01.05. | 11 | 99.7375
01.05. | 12 | 99.7375
01.05. | 13 | 99.7375
01.05. | 14 | 99.7375
01.05. | 15 | 99.7375
01.05. | 16 | 99.7375
01.05. | 17 | 99.7375
01.05. | 18 | 99.7375
01.05. | 19 | 99.7375
01.05. | 20 | 99.7375
01.05. | 21 | 99.7375
01.05. | 22 | 99.7375
01.05. | 23 | 99.7375
01.05. | 24 | 99.7375
02.05. | 1 | 99.7375
02.05. | 2 | 99.7375
02.05. | 3 | 99.7375
02.05. | 4 | 99.7375
02.05. | 5 | 99.7375
02.05. | 6 | 99.7375
02.05. | 7 | 99.7375
02.05. | 8 | 99.7375
02.05. | 9 | 99.7375
02.05. | 10 | 99.7375
02.05. | 11 | 99.7375
02.05. | 12 | 99.7375
02.05. | 13 | 99.7375
02.05. | 14 | 99.7375
02.05. | 15 | 99.7375
02.05. | 16 | 99.7375
02.05. | 17 | 99.7375
02.05. | 18 | 99.7375
02.05. | 19 | 99.7375
02.05. | 20 | 99.7375
02.05. | 21 | 99.7375
02.05. | 22 | 99.7375
02.05. | 23 | 99.7375
02.05. | 24 | 99.7375
03.05. | 1 | 99.7375
03.05. | 2 | 99.7375
03.05. | 3 | 99.7375
03.05. | 4 | 99.7375
03.05. | 5 | 99.7375
03.05. | 6 | 99.7375
03.05. | 7 | 99.7375
03.05. | 8 | 99.7375
03.05. | 9 | 99.7375
03.05. | 10 | 99.7375
03.05. | 11 | 99.7375
03.05. | 12 | 99.7375
03.05. | 13 | 99.7375
03.05. | 14 | 99.7375
03.05. | 15 | 99.7375
03.05. | 16 | 99.7375
03.05. | 17 | 99.7375
03.05. | 18 | 99.7375
03.05. | 19 | 99.7375
03.05. | 20 | 99.7375
03.05. | 21 | 99.7375
03.05. | 22 | 99.7375
03.05. | 23 | 99.7375
03.05. | 24 | 99.7375
04.05. | 1 | 99.7375
04.05. | 2 | 99.7375
04.05. | 3 | 99.7375
04.05. | 4 | 99.7375
04.05. | 5 | 99.7375
04.05. | 6 | 99.7375
04.05. | 7 | 99.7375
04.05. | 8 | 99.7375
04.05. | 9 | 99.7375
04.05. | 10 | 99.7375
04.05. | 11 | 99.7375
04.05. | 12 | 99.7375
04.05. | 13 | 99.7375
04.05. | 14 | 99.7375
04.05. | 15 | 99.7375
04.05. | 16 | 99.7375
04.05. | 17 | 99.7375
04.05. | 18 | 99.7375
04.05. | 19 | 99.7375
04.05. | 20 | 99.7375
04.05. | 21 | 99.7375
04.05. | 22 | 99.7375
04.05. | 23 | 99.7375
04.05. | 24 | 99.7375
05.05. | 1 | 99.7375
05.05. | 2 | 99.7375
05.05. | 3 | 99.7375
05.05. | 4 | 99.7375
05.05. | 5 | 99.7375
05.05. | 6 | 99.7375
05.05. | 7 | 99.7375
05.05. | 8 | 99.7375
05.05. | 9 | 99.7375
05.05. | 10 | 99.7375
05.05. | 11 | 99.7375
05.05. | 12 | 99.7375
05.05. | 13 | 99.7375
05.05. | 14 | 99.7375
05.05. | 15 | 99.7375
05.05. | 16 | 99.7375
05.05. | 17 | 99.7375
05.05. | 18 | 99.7375
05.05. | 19 | 99.7375
05.05. | 20 | 99.7375
05.05. | 21 | 99.7375
05.05. | 22 | 99.7375
05.05. | 23 | 99.7375
05.05. | 24 | 99.7375
06.05. | 1 | 99.7375
06.05. | 2 | 99.7375
06.05. | 3 | 99.7375
06.05. | 4 | 99.7375
06.05. | 5 | 99.7375
06.05. | 6 | 99.7375
06.05. | 7 | 99.7375
06.05. | 8 | 99.7375
06.05. | 9 | 99.7375
06.05. | 10 | 99.7375
06.05. | 11 | 99.7375
06.05. | 12 | 99.7375
06.05. | 13 | 99.7375
06.05. | 14 | 99.7375
06.05. | 15 | 99.7375
06.05. | 16 | 99.7375
06.05. | 17 | 99.7375
06.05. | 18 | 99.7375
06.05. | 19 | 99.7375
06.05. | 20 | 99.7375
06.05. | 21 | 99.7375
06.05. | 22 | 99.7375
06.05. | 23 | 99.7375
06.05. | 24 | 99.7375
07.05. | 1 | 99.7375
07.05. | 2 | 99.7375
07.05. | 3 | 99.7375
07.05. | 4 | 99.7375
07.05. | 5 | 99.7375
07.05. | 6 | 99.7375
07.05. | 7 | 99.7375
07.05. | 8 | 99.7375
07.05. | 9 | 99.7375
07.05. | 10 | 99.7375
07.05. | 11 | 99.7375
07.05. | 12 | 99.7375
07.05. | 13 | 99.7375
07.05. | 14 | 99.7375
07.05. | 15 | 99.7375
07.05. | 16 | 99.7375
07.05. | 17 | 99.7375
07.05. | 18 | 99.7375
07.05. | 19 | 99.7375
07.05. | 20 | 99.7375
07.05. | 21 | 99.7375
07.05. | 22 | 99.7375
07.05. | 23 | 99.7375
07.05. | 24 | 99.7375
08.05. | 1 | 99.7375
08.05. | 2 | 99.7375
08.05. | 3 | 99.7375
08.05. | 4 | 99.7375
08.05. | 5 | 99.7375
08.05. | 6 | 99.7375
08.05. | 7 | 99.7375
08.05. | 8 | 99.7375
08.05. | 9 | 99.7375
08.05. | 10 | 99.7375
08.05. | 11 | 99.7375
08.05. | 12 | 99.7375
08.05. | 13 | 99.7375
08.05. | 14 | 99.7375
08.05. | 15 | 99.7375
08.05. | 16 | 99.7375
08.05. | 17 | 99.7375
08.05. | 18 | 99.7375
08.05. | 19 | 99.7375
08.05. | 20 | 99.7375
08.05. | 21 | 99.7375
08.05. | 22 | 99.7375
08.05. | 23 | 99.7375
08.05. | 24 | 99.7375
09.05. | 1 | 99.7375
09.05. | 2 | 99.7375
09.05. | 3 | 99.7375
09.05. | 4 | 99.7375
09.05. | 5 | 99.7375
09.05. | 6 | 99.7375
09.05. | 7 | 99.7375
09.05. | 8 | 99.7375
09.05. | 9 | 99.7375
09.05. | 10 | 99.7375
09.05. | 11 | 99.7375
09.05. | 12 | 99.7375
09.05. | 13 | 99.7375
09.05. | 14 | 99.7375
09.05. | 15 | 99.7375
09.05. | 16 | 99.7375
09.05. | 17 | 99.7375
09.05. | 18 | 99.7375
09.05. | 19 | 99.7375
09.05. | 20 | 99.7375
09.05. | 21 | 99.7375
09.05. | 22 | 99.7375
09.05. | 23 | 99.7375
09.05. | 24 | 99.7375
10.05. | 1 | 99.7375
10.05. | 2 | 99.7375
10.05. | 3 | 99.7375
10.05. | 4 | 99.7375
10.05. | 5 | 99.7375
10.05. | 6 | 99.7375
10.05. | 7 | 99.7375
10.05. | 8 | 99.7375
10.05. | 9 | 99.7375
10.05. | 10 | 99.7375
10.05. | 11 | 99.7375
10.05. | 12 | 99.7375
10.05. | 13 | 99.7375
10.05. | 14 | 99.7375
10.05. | 15 | 99.7375
10.05. | 16 | 99.7375
10.05. | 17 | 99.7375
10.05. | 18 | 99.7375
10.05. | 19 | 99.7375
10.05. | 20 | 99.7375
10.05. | 21 | 99.7375
10.05. | 22 | 99.7375
10.05. | 23 | 99.7375
10.05. | 24 | 99.7375
11.05. | 1 | 99.7375
11.05. | 2 | 99.7375
11.05. | 3 | 99.7375
11.05. | 4 | 99.7375
11.05. | 5 | 99.7375
11.05. | 6 | 99.7375
11.05. | 7 | 99.7375
11.05. | 8 | 99.7375
11.05. | 9 | 99.7375
11.05. | 10 | 99.7375
11.05. | 11 | 99.7375
11.05. | 12 | 99.7375
11.05. | 13 | 99.7375
11.05. | 14 | 99.7375
11.05. | 15 | 99.7375
11.05. | 16 | 99.7375
11.05. | 17 | 99.7375
11.05. | 18 | 99.7375
11.05. | 19 | 99.7375
11.05. | 20 | 99.7375
11.05. | 21 | 99.7375
11.05. | 22 | 99.7375
11.05. | 23 | 99.7375
11.05. | 24 | 99.7375
12.05. | 1 | 99.7375
12.05. | 2 | 99.7375
12.05. | 3 | 99.7375
12.05. | 4 | 99.7375
12.05. | 5 | 99.7375
12.05. | 6 | 99.7375
12.05. | 7 | 99.7375
12.05. | 8 | 99.7375
12.05. | 9 | 99.7375
12.05. | 10 | 99.7375
12.05. | 11 | 99.7375
12.05. | 12 | 99.7375
12.05. | 13 | 99.7375
12.05. | 14 | 99.7375
12.05. | 15 | 99.7375
12.05. | 16 | 99.7375
12.05. | 17 | 99.7375
12.05. | 18 | 99.7375
12.05. | 19 | 99.7375
12.05. | 20 | 99.7375
12.05. | 21 | 99.7375
12.05. | 22 | 99.7375
12.05. | 23 | 99.7375
12.05. | 24 | 99.7375
13.05. | 1 | 99.7375
13.05. | 2 | 99.7375
13.05. | 3 | 99.7375
13.05. | 4 | 99.7375
13.05. | 5 | 99.7375
13.05. | 6 | 99.7375
13.05. | 7 | 99.7375
13.05. | 8 | 99.7375
13.05. | 9 | 99.7375
13.05. | 10 | 99.7375
13.05. | 11 | 99.7375
13.05. | 12 | 99.7375
13.05. | 13 | 99.7375
13.05. | 14 | 99.7375
13.05. | 15 | 99.7375
13.05. | 16 | 99.7375
13.05. | 17 | 99.7375
13.05. | 18 | 99.7375
13.05. | 19 | 99.7375
13.05. | 20 | 99.7375
13.05. | 21 | 99.7375
13.05. | 22 | 99.7375
13.05. | 23 | 99.7375
13.05. | 24 | 99.7375
14.05. | 1 | 99.7375
14.05. | 2 | 99.7375
14.05. | 3 | 99.7375
14.05. | 4 | 99.7375
14.05. | 5 | 99.7375
14.05. | 6 | 99.7375
14.05. | 7 | 99.7375
14.05. | 8 | 99.7375
14.05. | 9 | 99.7375
14.05. | 10 | 99.7375
14.05. | 11 | 99.7375
14.05. | 12 | 99.7375
14.05. | 13 | 99.7375
14.05. | 14 | 99.7375
14.05. | 15 | 99.7375
14.05. | 16 | 99.7375
14.05. | 17 | 99.7375
14.05. | 18 | 99.7375
14.05. | 19 | 99.7375
14.05. | 20 | 99.7375
14.05. | 21 | 99.7375
14.05. | 22 | 99.7375
14.05. | 23 | 99.7375
14.05. | 24 | 99.7375
15.05. | 1 | 99.7375
15.05. | 2 | 99.7375
15.05. | 3 | 99.7375
15.05. | 4 | 99.7375
15.05. | 5 | 99.7375
15.05. | 6 | 99.7375
15.05. | 7 | 99.7375
15.05. | 8 | 99.7375
15.05. | 9 | 99.7375
15.05. | 10 | 99.7375
15.05. | 11 | 99.7375
15.05. | 12 | 99.7375
15.05. | 13 | 99.7375
15.05. | 14 | 99.7375
15.05. | 15 | 99.7375
15.05. | 16 | 99.7375
15.05. | 17 | 99.7375
15.05. | 18 | 99.7375
15.05. | 19 | 99.7375
15.05. | 20 | 99.7375
15.05. | 21 | 99.7375
15.05. | 22 | 99.7375
15.05. | 23 | 99.7375
15.05. | 24 | 99.7375
16.05. | 1 | 99.7375
16.05. | 2 | 99.7375
16.05. | 3 | 99.7375
16.05. | 4 | 99.7375
16.05. | 5 | 99.7375
16.05. | 6 | 99.7375
16.05. | 7 | 99.7375
16.05. | 8 | 99.7375
16.05. | 9 | 99.7375
16.05. | 10 | 99.7375
16.05. | 11 | 99.7375
16.05. | 12 | 99.7375
16.05. | 13 | 99.7375
16.05. | 14 | 99.7375
16.05. | 15 | 99.7375
16.05. | 16 | 99.7375
16.05. | 17 | 99.7375
16.05. | 18 | 99.7375
16.05. | 19 | 99.7375
16.05. | 20 | 99.7375
16.05. | 21 | 99.7375
16.05. | 22 | 99.7375
16.05. | 23 | 99.7375
16.05. | 24 | 99.7375
17.05. | 1 | 99.7375
17.05. | 2 | 99.7375
17.05. | 3 | 99.7375
17.05. | 4 | 99.7375
17.05. | 5 | 99.7375
17.05. | 6 | 99.7375
17.05. | 7 | 99.7375
17.05. | 8 | 99.7375
17.05. | 9 | 99.7375
17.05. | 10 | 99.7375
17.05. | 11 | 99.7375
17.05. | 12 | 99.7375
17.05. | 13 | 99.7375
17.05. | 14 | 99.7375
17.05. | 15 | 99.7375
17.05. | 16 | 99.7375
17.05. | 17 | 99.7375
17.05. | 18 | 99.7375
17.05. | 19 | 99.7375
17.05. | 20 | 99.7375
17.05. | 21 | 99.7375
17.05. | 22 | 99.7375
17.05. | 23 | 99.7375
17.05. | 24 | 99.7375
18.05. | 1 | 99.7375
18.05. | 2 | 99.7375
18.05. | 3 | 99.7375
18.05. | 4 | 99.7375
18.05. | 5 | 99.7375
18.05. | 6 | 99.7375
18.05. | 7 | 99.7375
18.05. | 8 | 99.7375
18.05. | 9 | 99.7375
18.05. | 10 | 99.7375
18.05. | 11 | 99.7375
18.05. | 12 | 99.7375
18.05. | 13 | 99.7375
18.05. | 14 | 99.7375
18.05. | 15 | 99.7375
18.05. | 16 | 99.7375
18.05. | 17 | 99.7375
18.05. | 18 | 99.7375
18.05. | 19 | 99.7375
18.05. | 20 | 99.7375
18.05. | 21 | 99.7375
18.05. | 22 | 99.7375
18.05. | 23 | 99.7375
18.05. | 24 | 99.7375
19.05. | 1 | 99.7375
19.05. | 2 | 99.7375
19.05. | 3 | 99.7375
19.05. | 4 | 99.7375
19.05. | 5 | 99.7375
19.05. | 6 | 99.7375
19.05. | 7 | 99.7375
19.05. | 8 | 99.7375
19.05. | 9 | 99.7375
19.05. | 10 | 99.7375
19.05. | 11 | 99.7375
19.05. | 12 | 99.7375
19.05. | 13 | 99.7375
19.05. | 14 | 99.7375
19.05. | 15 | 99.7375
19.05. | 16 | 99.7375
19.05. | 17 | 99.7375
19.05. | 18 | 99.7375
19.05. | 19 | 99.7375
19.05. | 20 | 99.7375
19.05. | 21 | 99.7375
19.05. | 22 | 99.7375
19.05. | 23 | 99.7375
19.05. | 24 | 99.7375
20.05. | 1 | 99.7375
20.05. | 2 | 99.7375
20.05. | 3 | 99.7375
20.05. | 4 | 99.7375
20.05. | 5 | 99.7375
20.05. | 6 | 99.7375
20.05. | 7 | 99.7375
20.05. | 8 | 99.7375
20.05. | 9 | 99.7375
20.05. | 10 | 99.7375
20.05. | 11 | 99.7375
20.05. | 12 | 99.7375
20.05. | 13 | 99.7375
20.05. | 14 | 99.7375
20.05. | 15 | 99.7375
20.05. | 16 | 99.7375
20.05. | 17 | 99.7375
20.05. | 18 | 99.7375
20.05. | 19 | 99.7375
20.05. | 20 | 99.7375
20.05. | 21 | 99.7375
20.05. | 22 | 99.7375
20.05. | 23 | 99.7375
20.05. | 24 | 99.7375
21.05. | 1 | 99.7375
21.05. | 2 | 99.7375
21.05. | 3 | 99.7375
21.05. | 4 | 99.7375
21.05. | 5 | 99.7375
21.05. | 6 | 99.7375
21.05. | 7 | 99.7375
21.05. | 8 | 99.7375
21.05. | 9 | 99.7375
21.05. | 10 | 99.7375
21.05. | 11 | 99.7375
21.05. | 12 | 99.7375
21.05. | 13 | 99.7375
21.05. | 14 | 99.7375
21.05. | 15 | 99.7375
21.05. | 16 | 99.7375
21.05. | 17 | 99.7375
21.05. | 18 | 99.7375
21.05. | 19 | 99.7375
21.05. | 20 | 99.7375
21.05. | 21 | 99.7375
21.05. | 22 | 99.7375
21.05. | 23 | 99.7375
21.05. | 24 | 99.7375
22.05. | 1 | 99.7375
22.05. | 2 | 99.7375
22.05. | 3 | 99.7375
22.05. | 4 | 99.7375
22.05. | 5 | 99.7375
22.05. | 6 | 99.7375
22.05. | 7 | 99.7375
22.05. | 8 | 99.7375
22.05. | 9 | 99.7375
22.05. | 10 | 99.7375
22.05. | 11 | 99.7375
22.05. | 12 | 99.7375
22.05. | 13 | 99.7375
22.05. | 14 | 99.7375
22.05. | 15 | 99.7375
22.05. | 16 | 99.7375
22.05. | 17 | 99.7375
22.05. | 18 | 99.7375
22.05. | 19 | 99.7375
22.05. | 20 | 99.7375
22.05. | 21 | 99.7375
22.05. | 22 | 99.7375
22.05. | 23 | 99.7375
22.05. | 24 | 99.7375
23.05. | 1 | 99.7375
23.05. | 2 | 99.7375
23.05. | 3 | 99.7375
23.05. | 4 | 99.7375
23.05. | 5 | 99.7375
23.05. | 6 | 99.7375
23.05. | 7 | 99.7375
23.05. | 8 | 99.7375
23.05. | 9 | 99.7375
23.05. | 10 | 99.7375
23.05. | 11 | 99.7375
23.05. | 12 | 99.7375
23.05. | 13 | 99.7375
23.05. | 14 | 99.7375
23.05. | 15 | 99.7375
23.05. | 16 | 99.7375
23.05. | 17 | 99.7375
23.05. | 18 | 99.7375
23.05. | 19 | 99.7375
23.05. | 20 | 99.7375
23.05. | 21 | 99.7375
23.05. | 22 | 99.7375
23.05. | 23 | 99.7375
23.05. | 24 | 99.7375
24.05. | 1 | 99.7375
24.05. | 2 | 99.7375
24.05. | 3 | 99.7375
24.05. | 4 | 99.7375
24.05. | 5 | 99.7375
24.05. | 6 | 99.7375
24.05. | 7 | 99.7375
24.05. | 8 | 99.7375
24.05. | 9 | 99.7375
24.05. | 10 | 99.7375
24.05. | 11 | 99.7375
24.05. | 12 | 99.7375
24.05. | 13 | 99.7375
24.05. | 14 | 99.7375
24.05. | 15 | 99.7375
24.05. | 16 | 99.7375
24.05. | 17 | 99.7375
24.05. | 18 | 99.7375
24.05. | 19 | 99.7375
24.05. | 20 | 99.7375
24.05. | 21 | 99.7375
24.05. | 22 | 99.7375
24.05. | 23 | 99.7375
24.05. | 24 | 99.7375
25.05. | 1 | 99.7375
25.05. | 2 | 99.7375
25.05. | 3 | 99.7375
25.05. | 4 | 99.7375
25.05. | 5 | 99.7375
25.05. | 6 | 99.7375
25.05. | 7 | 99.7375
25.05. | 8 | 99.7375
25.05. | 9 | 99.7375
25.05. | 10 | 99.7375
25.05. | 11 | 99.7375
25.05. | 12 | 99.7375
25.05. | 13 | 99.7375
25.05. | 14 | 99.7375
25.05. | 15 | 99.7375
25.05. | 16 | 99.7375
25.05. | 17 | 99.7375
25.05. | 18 | 99.7375
25.05. | 19 | 99.7375
25.05. | 20 | 99.7375
25.05. | 21 | 99.7375
25.05. | 22 | 99.7375
25.05. | 23 | 99.7375
25.05. | 24 | 99.7375
26.05. | 1 | 99.7375
26.05. | 2 | 99.7375
26.05. | 3 | 99.7375
26.05. | 4 | 99.7375
26.05. | 5 | 99.7375
26.05. | 6 | 99.7375
26.05. | 7 | 99.7375
26.05. | 8 | 99.7375
26.05. | 9 | 99.7375
26.05. | 10 | 99.7375
26.05. | 11 | 99.7375
26.05. | 12 | 99.7375
26.05. | 13 | 99.7375
26.05. | 14 | 99.7375
26.05. | 15 | 99.7375
26.05. | 16 | 99.7375
26.05. | 17 | 99.7375
26.05. | 18 | 99.7375
26.05. | 19 | 99.7375
26.05. | 20 | 99.7375
26.05. | 21 | 99.7375
26.05. | 22 | 99.7375
26.05. | 23 | 99.7375
26.05. | 24 | 99.7375
27.05. | 1 | 99.7375
27.05. | 2 | 99.7375
27.05. | 3 | 99.7375
27.05. | 4 | 99.7375
27.05. | 5 | 99.7375
27.05. | 6 | 99.7375
27.05. | 7 | 99.7375
27.05. | 8 | 99.7375
27.05. | 9 | 99.7375
27.05. | 10 | 99.7375
27.05. | 11 | 99.7375
27.05. | 12 | 99.7375
27.05. | 13 | 99.7375
27.05. | 14 | 99.7375
27.05. | 15 | 99.7375
27.05. | 16 | 99.7375
27.05. | 17 | 99.7375
27.05. | 18 | 99.7375
27.05. | 19 | 99.7375
27.05. | 20 | 99.7375
27.05. | 21 | 99.7375
27.05. | 22 | 99.7375
27.05. | 23 | 99.7375
27.05. | 24 | 99.7375
28.05. | 1 | 99.7375
28.05. | 2 | 99.7375
28.05. | 3 | 99.7375
28.05. | 4 | 99.7375
28.05. | 5 | 99.7375
28.05. | 6 | 99.7375
28.05. | 7 | 99.7375
28.05. | 8 | 99.7375
28.05. | 9 | 99.7375
28.05. | 10 | 99.7375
28.05. | 11 | 99.7375
28.05. | 12 | 99.7375
28.05. | 13 | 99.7375
28.05. | 14 | 99.7375
28.05. | 15 | 99.7375
28.05. | 16 | 99.7375
28.05. | 17 | 99.7375
28.05. | 18 | 99.7375
28.05. | 19 | 99.7375
28.05. | 20 | 99.7375
28.05. | 21 | 99.7375
28.05. | 22 | 99.7375
28.05. | 23 | 99.7375
28.05. | 24 | 99.7375
29.05. | 1 | 99.7375
29.05. | 2 | 99.7375
29.05. | 3 | 99.7375
29.05. | 4 | 99.7375
29.05. | 5 | 99.7375
29.05. | 6 | 99.7375
29.05. | 7 | 99.7375
29.05. | 8 | 99.7375
29.05. | 9 | 99.7375
29.05. | 10 | 99.7375
29.05. | 11 | 99.7375
29.05. | 12 | 99.7375
29.05. | 13 | 99.7375
29.05. | 14 | 99.7375
29.05. | 15 | 99.7375
29.05. | 16 | 99.7375
29.05. | 17 | 99.7375
29.05. | 18 | 99.7375
29.05. | 19 | 99.7375
29.05. | 20 | 99.7375
29.05. | 21 | 99.7375
29.05. | 22 | 99.7375
29.05. | 23 | 99.7375
29.05. | 24 | 99.7375
30.05. | 1 | 99.7375
30.05. | 2 | 99.7375
30.05. | 3 | 99.7375
30.05. | 4 | 99.7375
30.05. | 5 | 99.7375
30.05. | 6 | 99.7375
30.05. | 7 | 99.7375
30.05. | 8 | 99.7375
30.05. | 9 | 99.7375
30.05. | 10 | 99.7375
30.05. | 11 | 99.7375
30.05. | 12 | 99.7375
30.05. | 13 | 99.7375
30.05. | 14 | 99.7375
30.05. | 15 | 99.7375
30.05. | 16 | 99.7375
30.05. | 17 | 99.7375
30.05. | 18 | 99.7375
30.05. | 19 | 99.7375
30.05. | 20 | 99.7375
30.05. | 21 | 99.7375
30.05. | 22 | 99.7375
30.05. | 23 | 99.7375
30.05. | 24 | 99.7375
31.05. | 1 | 99.7375
31.05. | 2 | 99.7375
31.05. | 3 | 99.7375
31.05. | 4 | 99.7375
31.05. | 5 | 99.7375
31.05. | 6 | 99.7375
31.05. | 7 | 99.7375
31.05. | 8 | 99.7375
31.05. | 9 | 99.7375
31.05. | 10 | 99.7375
31.05. | 11 | 99.7375
31.05. | 12 | 99.7375
31.05. | 13 | 99.7375
31.05. | 14 | 99.7375
31.05. | 15 | 99.7375
31.05. | 16 | 99.7375
31.05. | 17 | 99.7375
31.05. | 18 | 99.7375
31.05. | 19 | 99.7375
31.05. | 20 | 99.7375
31.05. | 21 | 99.7375
31.05. | 22 | 99.7375
31.05. | 23 | 99.7375
31.05. | 24 | 99.7375
01.06. | 1 | 99.7375
01.06. | 2 | 99.7375
01.06. | 3 | 99.7375
01.06. | 4 | 99.7375
01.06. | 5 | 99.7375
01.06. | 6 | 99.7375
01.06. | 7 | 99.7375
01.06. | 8 | 99.7375
01.06. | 9 | 99.7375
01.06. | 10 | 99.7375
01.06. | 11 | 99.7375
01.06. | 12 | 99.7375
01.06. | 13 | 99.7375
01.06. | 14 | 99.7375
01.06. | 15 | 99.7375
01.06. | 16 | 99.7375
01.06. | 17 | 99.7375
01.06. | 18 | 99.7375
01.06. | 19 | 99.7375
01.06. | 20 | 99.7375
01.06. | 21 | 99.7375
01.06. | 22 | 99.7375
01.06. | 23 | 99.7375
01.06. | 24 | 99.7375
02.06. | 1 | 99.7375
02.06. | 2 | 99.7375
02.06. | 3 | 99.7375
02.06. | 4 | 99.7375
02.06. | 5 | 99.7375
02.06. | 6 | 99.7375
02.06. | 7 | 99.7375
02.06. | 8 | 99.7375
02.06. | 9 | 99.7375
02.06. | 10 | 99.7375
02.06. | 11 | 99.7375
02.06. | 12 | 99.7375
02.06. | 13 | 99.7375
02.06. | 14 | 99.7375
02.06. | 15 | 99.7375
02.06. | 16 | 99.7375
02.06. | 17 | 99.7375
02.06. | 18 | 99.7375
02.06. | 19 | 99.7375
02.06. | 20 | 99.7375
02.06. | 21 | 99.7375
02.06. | 22 | 99.7375
02.06. | 23 | 99.7375
02.06. | 24 | 99.7375
03.06. | 1 | 99.7375
03.06. | 2 | 99.7375
03.06. | 3 | 99.7375
03.06. | 4 | 99.7375
03.06. | 5 | 99.7375
03.06. | 6 | 99.7375
03.06. | 7 | 99.7375
03.06. | 8 | 99.7375
03.06. | 9 | 99.7375
03.06. | 10 | 99.7375
03.06. | 11 | 99.7375
03.06. | 12 | 99.7375
03.06. | 13 | 99.7375
03.06. | 14 | 99.7375
03.06. | 15 | 99.7375
03.06. | 16 | 99.7375
03.06. | 17 | 99.7375
03.06. | 18 | 99.7375
03.06. | 19 | 99.7375
03.06. | 20 | 99.7375
03.06. | 21 | 99.7375
03.06. | 22 | 99.7375
03.06. | 23 | 99.7375
03.06. | 24 | 99.7375
04.06. | 1 | 99.7375
04.06. | 2 | 99.7375
04.06. | 3 | 99.7375
04.06. | 4 | 99.7375
04.06. | 5 | 99.7375
04.06. | 6 | 99.7375
04.06. | 7 | 99.7375
04.06. | 8 | 99.7375
04.06. | 9 | 99.7375
04.06. | 10 | 99.7375
04.06. | 11 | 99.7375
04.06. | 12 | 99.7375
04.06. | 13 | 99.7375
04.06. | 14 | 99.7375
04.06. | 15 | 99.7375
04.06. | 16 | 99.7375
04.06. | 17 | 99.7375
04.06. | 18 | 99.7375
04.06. | 19 | 99.7375
04.06. | 20 | 99.7375
04.06. | 21 | 99.7375
04.06. | 22 | 99.7375
04.06. | 23 | 99.7375
04.06. | 24 | 99.7375
05.06. | 1 | 99.7375
05.06. | 2 | 99.7375
05.06. | 3 | 99.7375
05.06. | 4 | 99.7375
05.06. | 5 | 99.7375
05.06. | 6 | 99.7375
05.06. | 7 | 99.7375
05.06. | 8 | 99.7375
05.06. | 9 | 99.7375
05.06. | 10 | 99.7375
05.06. | 11 | 99.7375
05.06. | 12 | 99.7375
05.06. | 13 | 99.7375
05.06. | 14 | 99.7375
05.06. | 15 | 99.7375
05.06. | 16 | 99.7375
05.06. | 17 | 99.7375
05.06. | 18 | 99.7375
05.06. | 19 | 99.7375
05.06. | 20 | 99.7375
05.06. | 21 | 99.7375
05.06. | 22 | 99.7375
05.06. | 23 | 99.7375
05.06. | 24 | 99.7375
06.06. | 1 | 99.7375
06.06. | 2 | 99.7375
06.06. | 3 | 99.7375
06.06. | 4 | 99.7375
06.06. | 5 | 99.7375
06.06. | 6 | 99.7375
06.06. | 7 | 99.7375
06.06. | 8 | 99.7375
06.06. | 9 | 99.7375
06.06. | 10 | 99.7375
06.06. | 11 | 99.7375
06.06. | 12 | 99.7375
06.06. | 13 | 99.7375
06.06. | 14 | 99.7375
06.06. | 15 | 99.7375
06.06. | 16 | 99.7375
06.06. | 17 | 99.7375
06.06. | 18 | 99.7375
06.06. | 19 | 99.7375
06.06. | 20 | 99.7375
06.06. | 21 | 99.7375
06.06. | 22 | 99.7375
06.06. | 23 | 99.7375
06.06. | 24 | 99.7375
07.06. | 1 | 99.7375
07.06. | 2 | 99.7375
07.06. | 3 | 99.7375
07.06. | 4 | 99.7375
07.06. | 5 | 99.7375
07.06. | 6 | 99.7375
07.06. | 7 | 99.7375
07.06. | 8 | 99.7375
07.06. | 9 | 99.7375
07.06. | 10 | 99.7375
07.06. | 11 | 99.7375
07.06. | 12 | 99.7375
07.06. | 13 | 99.7375
07.06. | 14 | 99.7375
07.06. | 15 | 99.7375
07.06. | 16 | 99.7375
07.06. | 17 | 99.7375
07.06. | 18 | 99.7375
07.06. | 19 | 99.7375
07.06. | 20 | 99.7375
07.06. | 21 | 99.7375
07.06. | 22 | 99.7375
07.06. | 23 | 99.7375
07.06. | 24 | 99.7375
08.06. | 1 | 99.7375
08.06. | 2 | 99.7375
08.06. | 3 | 99.7375
08.06. | 4 | 99.7375
08.06. | 5 | 99.7375
08.06. | 6 | 99.7375
08.06. | 7 | 99.7375
08.06. | 8 | 99.7375
08.06. | 9 | 99.7375
08.06. | 10 | 99.7375
08.06. | 11 | 99.7375
08.06. | 12 | 99.7375
08.06. | 13 | 99.7375
08.06. | 14 | 99.7375
08.06. | 15 | 99.7375
08.06. | 16 | 99.7375
08.06. | 17 | 99.7375
08.06. | 18 | 99.7375
08.06. | 19 | 99.7375
08.06. | 20 | 99.7375
08.06. | 21 | 99.7375
08.06. | 22 | 99.7375
08.06. | 23 | 99.7375
08.06. | 24 | 99.7375
09.06. | 1 | 99.7375
09.06. | 2 | 99.7375
09.06. | 3 | 99.7375
09.06. | 4 | 99.7375
09.06. | 5 | 99.7375
09.06. | 6 | 99.7375
09.06. | 7 | 99.7375
09.06. | 8 | 99.7375
09.06. | 9 | 99.7375
09.06. | 10 | 99.7375
09.06. | 11 | 99.7375
09.06. | 12 | 99.7375
09.06. | 13 | 99.7375
09.06. | 14 | 99.7375
09.06. | 15 | 99.7375
09.06. | 16 | 99.7375
09.06. | 17 | 99.7375
09.06. | 18 | 99.7375
09.06. | 19 | 99.7375
09.06. | 20 | 99.7375
09.06. | 21 | 99.7375
09.06. | 22 | 99.7375
09.06. | 23 | 99.7375
09.06. | 24 | 99.7375
10.06. | 1 | 99.7375
10.06. | 2 | 99.7375
10.06. | 3 | 99.7375
10.06. | 4 | 99.7375
10.06. | 5 | 99.7375
10.06. | 6 | 99.7375
10.06. | 7 | 99.7375
10.06. | 8 | 99.7375
10.06. | 9 | 99.7375
10.06. | 10 | 99.7375
10.06. | 11 | 99.7375
10.06. | 12 | 99.7375
10.06. | 13 | 99.7375
10.06. | 14 | 99.7375
10.06. | 15 | 99.7375
10.06. | 16 | 99.7375
10.06. | 17 | 99.7375
10.06. | 18 | 99.7375
10.06. | 19 | 99.7375
10.06. | 20 | 99.7375
10.06. | 21 | 99.7375
10.06. | 22 | 99.7375
10.06. | 23 | 99.7375
10.06. | 24 | 99.7375
11.06. | 1 | 99.7375
11.06. | 2 | 99.7375
11.06. | 3 | 99.7375
11.06. | 4 | 99.7375
11.06. | 5 | 99.7375
11.06. | 6 | 99.7375
11.06. | 7 | 99.7375
11.06. | 8 | 99.7375
11.06. | 9 | 99.7375
11.06. | 10 | 99.7375
11.06. | 11 | 99.7375
11.06. | 12 | 99.7375
11.06. | 13 | 99.7375
11.06. | 14 | 99.7375
11.06. | 15 | 99.7375
11.06. | 16 | 99.7375
11.06. | 17 | 99.7375
11.06. | 18 | 99.7375
11.06. | 19 | 99.7375
11.06. | 20 | 99.7375
11.06. | 21 | 99.7375
11.06. | 22 | 99.7375
11.06. | 23 | 99.7375
11.06. | 24 | 99.7375
12.06. | 1 | 99.7375
12.06. | 2 | 99.7375
12.06. | 3 | 99.7375
12.06. | 4 | 99.7375
12.06. | 5 | 99.7375
12.06. | 6 | 99.7375
12.06. | 7 | 99.7375
12.06. | 8 | 99.7375
12.06. | 9 | 99.7375
12.06. | 10 | 99.7375
12.06. | 11 | 99.7375
12.06. | 12 | 99.7375
12.06. | 13 | 99.7375
12.06. | 14 | 99.7375
12.06. | 15 | 99.7375
12.06. | 16 | 99.7375
12.06. | 17 | 99.7375
12.06. | 18 | 99.7375
12.06. | 19 | 99.7375
12.06. | 20 | 99.7375
12.06. | 21 | 99.7375
12.06. | 22 | 99.7375
12.06. | 23 | 99.7375
12.06. | 24 | 99.7375
13.06. | 1 | 99.7375
13.06. | 2 | 99.7375
13.06. | 3 | 99.7375
13.06. | 4 | 99.7375
13.06. | 5 | 99.7375
13.06. | 6 | 99.7375
13.06. | 7 | 99.7375
13.06. | 8 | 99.7375
13.06. | 9 | 99.7375
13.06. | 10 | 99.7375
13.06. | 11 | 99.7375
13.06. | 12 | 99.7375
13.06. | 13 | 99.7375
13.06. | 14 | 99.7375
13.06. | 15 | 99.7375
13.06. | 16 | 99.7375
13.06. | 17 | 99.7375
13.06. | 18 | 99.7375
13.06. | 19 | 99.7375
13.06. | 20 | 99.7375
13.06. | 21 | 99.7375
13.06. | 22 | 99.7375
13.06. | 23 | 99.7375
13.06. | 24 | 99.7375
14.06. | 1 | 99.7375
14.06. | 2 | 99.7375
14.06. | 3 | 99.7375
14.06. | 4 | 99.7375
14.06. | 5 | 99.7375
14.06. | 6 | 99.7375
14.06. | 7 | 99.7375
14.06. | 8 | 99.7375
14.06. | 9 | 99.7375
14.06. | 10 | 99.7375
14.06. | 11 | 99.7375
14.06. | 12 | 99.7375
14.06. | 13 | 99.7375
14.06. | 14 | 99.7375
14.06. | 15 | 99.7375
14.06. | 16 | 99.7375
14.06. | 17 | 99.7375
14.06. | 18 | 99.7375
14.06. | 19 | 99.7375
14.06. | 20 | 99.7375
14.06. | 21 | 99.7375
14.06. | 22 | 99.7375
14.06. | 23 | 99.7375
14.06. | 24 | 99.7375
15.06. | 1 | 99.7375
15.06. | 2 | 99.7375
15.06. | 3 | 99.7375
15.06. | 4 | 99.7375
15.06. | 5 | 99.7375
15.06. | 6 | 99.7375
15.06. | 7 | 99.7375
15.06. | 8 | 99.7375
15.06. | 9 | 99.7375
15.06. | 10 | 99.7375
15.06. | 11 | 99.7375
15.06. | 12 | 99.7375
15.06. | 13 | 99.7375
15.06. | 14 | 99.7375
15.06. | 15 | 99.7375
15.06. | 16 | 99.7375
15.06. | 17 | 99.7375
15.06. | 18 | 99.7375
15.06. | 19 | 99.7375
15.06. | 20 | 99.7375
15.06. | 21 | 99.7375
15.06. | 22 | 99.7375
15.06. | 23 | 99.7375
15.06. | 24 | 99.7375
16.06. | 1 | 99.7375
16.06. | 2 | 99.7375
16.06. | 3 | 99.7375
16.06. | 4 | 99.7375
16.06. | 5 | 99.7375
16.06. | 6 | 99.7375
16.06. | 7 | 99.7375
16.06. | 8 | 99.7375
16.06. | 9 | 99.7375
16.06. | 10 | 99.7375
16.06. | 11 | 99.7375
16.06. | 12 | 99.7375
16.06. | 13 | 99.7375
16.06. | 14 | 99.7375
16.06. | 15 | 99.7375
16.06. | 16 | 99.7375
16.06. | 17 | 99.7375
16.06. | 18 | 99.7375
16.06. | 19 | 99.7375
16.06. | 20 | 99.7375
16.06. | 21 | 99.7375
16.06. | 22 | 99.7375
16.06. | 23 | 99.7375
16.06. | 24 | 99.7375
17.06. | 1 | 99.7375
17.06. | 2 | 99.7375
17.06. | 3 | 99.7375
17.06. | 4 | 99.7375
17.06. | 5 | 99.7375
17.06. | 6 | 99.7375
17.06. | 7 | 99.7375
17.06. | 8 | 99.7375
17.06. | 9 | 99.7375
17.06. | 10 | 99.7375
17.06. | 11 | 99.7375
17.06. | 12 | 99.7375
17.06. | 13 | 99.7375
17.06. | 14 | 99.7375
17.06. | 15 | 99.7375
17.06. | 16 | 99.7375
17.06. | 17 | 99.7375
17.06. | 18 | 99.7375
17.06. | 19 | 99.7375
17.06. | 20 | 99.7375
17.06. | 21 | 99.7375
17.06. | 22 | 99.7375
17.06. | 23 | 99.7375
17.06. | 24 | 99.7375
18.06. | 1 | 99.7375
18.06. | 2 | 99.7375
18.06. | 3 | 99.7375
18.06. | 4 | 99.7375
18.06. | 5 | 99.7375
18.06. | 6 | 99.7375
18.06. | 7 | 99.7375
18.06. | 8 | 99.7375
18.06. | 9 | 99.7375
18.06. | 10 | 99.7375
18.06. | 11 | 99.7375
18.06. | 12 | 99.7375
18.06. | 13 | 99.7375
18.06. | 14 | 99.7375
18.06. | 15 | 99.7375
18.06. | 16 | 99.7375
18.06. | 17 | 99.7375
18.06. | 18 | 99.7375
18.06. | 19 | 99.7375
18.06. | 20 | 99.7375
18.06. | 21 | 99.7375
18.06. | 22 | 99.7375
18.06. | 23 | 99.7375
18.06. | 24 | 99.7375
19.06. | 1 | 99.7375
19.06. | 2 | 99.7375
19.06. | 3 | 99.7375
19.06. | 4 | 99.7375
19.06. | 5 | 99.7375
19.06. | 6 | 99.7375
19.06. | 7 | 99.7375
19.06. | 8 | 99.7375
19.06. | 9 | 99.7375
19.06. | 10 | 99.7375
19.06. | 11 | 99.7375
19.06. | 12 | 99.7375
19.06. | 13 | 99.7375
19.06. | 14 | 99.7375
19.06. | 15 | 99.7375
19.06. | 16 | 99.7375
19.06. | 17 | 99.7375
19.06. | 18 | 99.7375
19.06. | 19 | 99.7375
19.06. | 20 | 99.7375
19.06. | 21 | 99.7375
19.06. | 22 | 99.7375
19.06. | 23 | 99.7375
19.06. | 24 | 99.7375
20.06. | 1 | 99.7375
20.06. | 2 | 99.7375
20.06. | 3 | 99.7375
20.06. | 4 | 99.7375
20.06. | 5 | 99.7375
20.06. | 6 | 99.7375
20.06. | 7 | 99.7375
20.06. | 8 | 99.7375
20.06. | 9 | 99.7375
20.06. | 10 | 99.7375
20.06. | 11 | 99.7375
20.06. | 12 | 99.7375
20.06. | 13 | 99.7375
20.06. | 14 | 99.7375
20.06. | 15 | 99.7375
20.06. | 16 | 99.7375
20.06. | 17 | 99.7375
20.06. | 18 | 99.7375
20.06. | 19 | 99.7375
20.06. | 20 | 99.7375
20.06. | 21 | 99.7375
20.06. | 22 | 99.7375
20.06. | 23 | 99.7375
20.06. | 24 | 99.7375
21.06. | 1 | 99.7375
21.06. | 2 | 99.7375
21.06. | 3 | 99.7375
21.06. | 4 | 99.7375
21.06. | 5 | 99.7375
21.06. | 6 | 99.7375
21.06. | 7 | 99.7375
21.06. | 8 | 99.7375
21.06. | 9 | 99.7375
21.06. | 10 | 99.7375
21.06. | 11 | 99.7375
21.06. | 12 | 99.7375
21.06. | 13 | 99.7375
21.06. | 14 | 99.7375
21.06. | 15 | 99.7375
21.06. | 16 | 99.7375
21.06. | 17 | 99.7375
21.06. | 18 | 99.7375
21.06. | 19 | 99.7375
21.06. | 20 | 99.7375
21.06. | 21 | 99.7375
21.06. | 22 | 99.7375
21.06. | 23 | 99.7375
21.06. | 24 | 99.7375
22.06. | 1 | 99.7375
22.06. | 2 | 99.7375
22.06. | 3 | 99.7375
22.06. | 4 | 99.7375
22.06. | 5 | 99.7375
22.06. | 6 | 99.7375
22.06. | 7 | 99.7375
22.06. | 8 | 99.7375
22.06. | 9 | 99.7375
22.06. | 10 | 99.7375
22.06. | 11 | 99.7375
22.06. | 12 | 99.7375
22.06. | 13 | 99.7375
22.06. | 14 | 99.7375
22.06. | 15 | 99.7375
22.06. | 16 | 99.7375
22.06. | 17 | 99.7375
22.06. | 18 | 99.7375
22.06. | 19 | 99.7375
22.06. | 20 | 99.7375
22.06. | 21 | 99.7375
22.06. | 22 | 99.7375
22.06. | 23 | 99.7375
22.06. | 24 | 99.7375
23.06. | 1 | 99.7375
23.06. | 2 | 99.7375
23.06. | 3 | 99.7375
23.06. | 4 | 99.7375
23.06. | 5 | 99.7375
23.06. | 6 | 99.7375
23.06. | 7 | 99.7375
23.06. | 8 | 99.7375
23.06. | 9 | 99.7375
23.06. | 10 | 99.7375
23.06. | 11 | 99.7375
23.06. | 12 | 99.7375
23.06. | 13 | 99.7375
23.06. | 14 | 99.7375
23.06. | 15 | 99.7375
23.06. | 16 | 99.7375
23.06. | 17 | 99.7375
23.06. | 18 | 99.7375
23.06. | 19 | 99.7375
23.06. | 20 | 99.7375
23.06. | 21 | 99.7375
23.06. | 22 | 99.7375
23.06. | 23 | 99.7375
23.06. | 24 | 99.7375
24.06. | 1 | 99.7375
24.06. | 2 | 99.7375
24.06. | 3 | 99.7375
24.06. | 4 | 99.7375
24.06. | 5 | 99.7375
24.06. | 6 | 99.7375
24.06. | 7 | 99.7375
24.06. | 8 | 99.7375
24.06. | 9 | 99.7375
24.06. | 10 | 99.7375
24.06. | 11 | 99.7375
24.06. | 12 | 99.7375
24.06. | 13 | 99.7375
24.06. | 14 | 99.7375
24.06. | 15 | 99.7375
24.06. | 16 | 99.7375
24.06. | 17 | 99.7375
24.06. | 18 | 99.7375
24.06. | 19 | 99.7375
24.06. | 20 | 99.7375
24.06. | 21 | 99.7375
24.06. | 22 | 99.7375
24.06. | 23 | 99.7375
24.06. | 24 | 99.7375
25.06. | 1 | 99.7375
25.06. | 2 | 99.7375
25.06. | 3 | 99.7375
25.06. | 4 | 99.7375
25.06. | 5 | 99.7375
25.06. | 6 | 99.7375
25.06. | 7 | 99.7375
25.06. | 8 | 99.7375
25.06. | 9 | 99.7375
25.06. | 10 | 99.7375
25.06. | 11 | 99.7375
25.06. | 12 | 99.7375
25.06. | 13 | 99.7375
25.06. | 14 | 99.7375
25.06. | 15 | 99.7375
25.06. | 16 | 99.7375
25.06. | 17 | 99.7375
25.06. | 18 | 99.7375
25.06. | 19 | 99.7375
25.06. | 20 | 99.7375
25.06. | 21 | 99.7375
25.06. | 22 | 99.7375
25.06. | 23 | 99.7375
25.06. | 24 | 99.7375
26.06. | 1 | 99.7375
26.06. | 2 | 99.7375
26.06. | 3 | 99.7375
26.06. | 4 | 99.7375
26.06. | 5 | 99.7375
26.06. | 6 | 99.7375
26.06. | 7 | 99.7375
26.06. | 8 | 99.7375
26.06. | 9 | 99.7375
26.06. | 10 | 99.7375
26.06. | 11 | 99.7375
26.06. | 12 | 99.7375
26.06. | 13 | 99.7375
26.06. | 14 | 99.7375
26.06. | 15 | 99.7375
26.06. | 16 | 99.7375
26.06. | 17 | 99.7375
26.06. | 18 | 99.7375
26.06. | 19 | 99.7375
26.06. | 20 | 99.7375
26.06. | 21 | 99.7375
26.06. | 22 | 99.7375
26.06. | 23 | 99.7375
26.06. | 24 | 99.7375
27.06. | 1 | 99.7375
27.06. | 2 | 99.7375
27.06. | 3 | 99.7375
27.06. | 4 | 99.7375
27.06. | 5 | 99.7375
27.06. | 6 | 99.7375
27.06. | 7 | 99.7375
27.06. | 8 | 99.7375
27.06. | 9 | 99.7375
27.06. | 10 | 99.7375
27.06. | 11 | 99.7375
27.06. | 12 | 99.7375
27.06. | 13 | 99.7375
27.06. | 14 | 99.7375
27.06. | 15 | 99.7375
27.06. | 16 | 99.7375
27.06. | 17 | 99.7375
27.06. | 18 | 99.7375
27.06. | 19 | 99.7375
27.06. | 20 | 99.7375
27.06. | 21 | 99.7375
27.06. | 22 | 99.7375
27.06. | 23 | 99.7375
27.06. | 24 | 99.7375
28.06. | 1 | 99.7375
28.06. | 2 | 99.7375
28.06. | 3 | 99.7375
28.06. | 4 | 99.7375
28.06. | 5 | 99.7375
28.06. | 6 | 99.7375
28.06. | 7 | 99.7375
28.06. | 8 | 99.7375
28.06. | 9 | 99.7375
28.06. | 10 | 99.7375
28.06. | 11 | 99.7375
28.06. | 12 | 99.7375
28.06. | 13 | 99.7375
28.06. | 14 | 99.7375
28.06. | 15 | 99.7375
28.06. | 16 | 99.7375
28.06. | 17 | 99.7375
28.06. | 18 | 99.7375
28.06. | 19 | 99.7375
28.06. | 20 | 99.7375
28.06. | 21 | 99.7375
28.06. | 22 | 99.7375
28.06. | 23 | 99.7375
28.06. | 24 | 99.7375
29.06. | 1 | 99.7375
29.06. | 2 | 99.7375
29.06. | 3 | 99.7375
29.06. | 4 | 99.7375
29.06. | 5 | 99.7375
29.06. | 6 | 99.7375
29.06. | 7 | 99.7375
29.06. | 8 | 99.7375
29.06. | 9 | 99.7375
29.06. | 10 | 99.7375
29.06. | 11 | 99.7375
29.06. | 12 | 99.7375
29.06. | 13 | 99.7375
29.06. | 14 | 99.7375
29.06. | 15 | 99.7375
29.06. | 16 | 99.7375
29.06. | 17 | 99.7375
29.06. | 18 | 99.7375
29.06. | 19 | 99.7375
29.06. | 20 | 99.7375
29.06. | 21 | 99.7375
29.06. | 22 | 99.7375
29.06. | 23 | 99.7375
29.06. | 24 | 99.7375
30.06. | 1 | 99.7375
30.06. | 2 | 99.7375
30.06. | 3 | 99.7375
30.06. | 4 | 99.7375
30.06. | 5 | 99.7375
30.06. | 6 | 99.7375
30.06. | 7 | 99.7375
30.06. | 8 | 99.7375
30.06. | 9 | 99.7375
30.06. | 10 | 99.7375
30.06. | 11 | 99.7375
30.06. | 12 | 99.7375
30.06. | 13 | 99.7375
30.06. | 14 | 99.7375
30.06. | 15 | 99.7375
30.06. | 16 | 99.7375
30.06. | 17 | 99.7375
30.06. | 18 | 99.7375
30.06. | 19 | 99.7375
30.06. | 20 | 99.7375
30.06. | 21 | 99.7375
30.06. | 22 | 99.7375
30.06. | 23 | 99.7375
30.06. | 24 | 99.7375
01.07. | 1 | 99.7375
01.07. | 2 | 99.7375
01.07. | 3 | 99.7375
01.07. | 4 | 99.7375
01.07. | 5 | 99.7375
01.07. | 6 | 99.7375
01.07. | 7 | 99.7375
01.07. | 8 | 99.7375
01.07. | 9 | 99.7375
01.07. | 10 | 99.7375
01.07. | 11 | 99.7375
01.07. | 12 | 99.7375
01.07. | 13 | 99.7375
01.07. | 14 | 99.7375
01.07. | 15 | 99.7375
01.07. | 16 | 99.7375
01.07. | 17 | 99.7375
01.07. | 18 | 99.7375
01.07. | 19 | 99.7375
01.07. | 20 | 99.7375
01.07. | 21 | 99.7375
01.07. | 22 | 99.7375
01.07. | 23 | 99.7375
01.07. | 24 | 99.7375
02.07. | 1 | 99.7375
02.07. | 2 | 99.7375
02.07. | 3 | 99.7375
02.07. | 4 | 99.7375
02.07. | 5 | 99.7375
02.07. | 6 | 99.7375
02.07. | 7 | 99.7375
02.07. | 8 | 99.7375
02.07. | 9 | 99.7375
02.07. | 10 | 99.7375
02.07. | 11 | 99.7375
02.07. | 12 | 99.7375
02.07. | 13 | 99.7375
02.07. | 14 | 99.7375
02.07. | 15 | 99.7375
02.07. | 16 | 99.7375
02.07. | 17 | 99.7375
02.07. | 18 | 99.7375
02.07. | 19 | 99.7375
02.07. | 20 | 99.7375
02.07. | 21 | 99.7375
02.07. | 22 | 99.7375
02.07. | 23 | 99.7375
02.07. | 24 | 99.7375
03.07. | 1 | 99.7375
03.07. | 2 | 99.7375
03.07. | 3 | 99.7375
03.07. | 4 | 99.7375
03.07. | 5 | 99.7375
03.07. | 6 | 99.7375
03.07. | 7 | 99.7375
03.07. | 8 | 99.7375
03.07. | 9 | 99.7375
03.07. | 10 | 99.7375
03.07. | 11 | 99.7375
03.07. | 12 | 99.7375
03.07. | 13 | 99.7375
03.07. | 14 | 99.7375
03.07. | 15 | 99.7375
03.07. | 16 | 99.7375
03.07. | 17 | 99.7375
03.07. | 18 | 99.7375
03.07. | 19 | 99.7375
03.07. | 20 | 99.7375
03.07. | 21 | 99.7375
03.07. | 22 | 99.7375
03.07. | 23 | 99.7375
03.07. | 24 | 99.7375
04.07. | 1 | 99.7375
04.07. | 2 | 99.7375
04.07. | 3 | 99.7375
04.07. | 4 | 99.7375
04.07. | 5 | 99.7375
04.07. | 6 | 99.7375
04.07. | 7 | 99.7375
04.07. | 8 | 99.7375
04.07. | 9 | 99.7375
04.07. | 10 | 99.7375
04.07. | 11 | 99.7375
04.07. | 12 | 99.7375
04.07. | 13 | 99.7375
04.07. | 14 | 99.7375
04.07. | 15 | 99.7375
04.07. | 16 | 99.7375
04.07. | 17 | 99.7375
04.07. | 18 | 99.7375
04.07. | 19 | 99.7375
04.07. | 20 | 99.7375
04.07. | 21 | 99.7375
04.07. | 22 | 99.7375
04.07. | 23 | 99.7375
04.07. | 24 | 99.7375
05.07. | 1 | 99.7375
05.07. | 2 | 99.7375
05.07. | 3 | 99.7375
05.07. | 4 | 99.7375
05.07. | 5 | 99.7375
05.07. | 6 | 99.7375
05.07. | 7 | 99.7375
05.07. | 8 | 99.7375
05.07. | 9 | 99.7375
05.07. | 10 | 99.7375
05.07. | 11 | 99.7375
05.07. | 12 | 99.7375
05.07. | 13 | 99.7375
05.07. | 14 | 99.7375
05.07. | 15 | 99.7375
05.07. | 16 | 99.7375
05.07. | 17 | 99.7375
05.07. | 18 | 99.7375
05.07. | 19 | 99.7375
05.07. | 20 | 99.7375
05.07. | 21 | 99.7375
05.07. | 22 | 99.7375
05.07. | 23 | 99.7375
05.07. | 24 | 99.7375
06.07. | 1 | 99.7375
06.07. | 2 | 99.7375
06.07. | 3 | 99.7375
06.07. | 4 | 99.7375
06.07. | 5 | 99.7375
06.07. | 6 | 99.7375
06.07. | 7 | 99.7375
06.07. | 8 | 99.7375
06.07. | 9 | 99.7375
06.07. | 10 | 99.7375
06.07. | 11 | 99.7375
06.07. | 12 | 99.7375
06.07. | 13 | 99.7375
06.07. | 14 | 99.7375
06.07. | 15 | 99.7375
06.07. | 16 | 99.7375
06.07. | 17 | 99.7375
06.07. | 18 | 99.7375
06.07. | 19 | 99.7375
06.07. | 20 | 99.7375
06.07. | 21 | 99.7375
06.07. | 22 | 99.7375
06.07. | 23 | 99.7375
06.07. | 24 | 99.7375
07.07. | 1 | 99.7375
07.07. | 2 | 99.7375
07.07. | 3 | 99.7375
07.07. | 4 | 99.7375
07.07. | 5 | 99.7375
07.07. | 6 | 99.7375
07.07. | 7 | 99.7375
07.07. | 8 | 99.7375
07.07. | 9 | 99.7375
07.07. | 10 | 99.7375
07.07. | 11 | 99.7375
07.07. | 12 | 99.7375
07.07. | 13 | 99.7375
07.07. | 14 | 99.7375
07.07. | 15 | 99.7375
07.07. | 16 | 99.7375
07.07. | 17 | 99.7375
07.07. | 18 | 99.7375
07.07. | 19 | 99.7375
07.07. | 20 | 99.7375
07.07. | 21 | 99.7375
07.07. | 22 | 99.7375
07.07. | 23 | 99.7375
07.07. | 24 | 99.7375
08.07. | 1 | 99.7375
08.07. | 2 | 99.7375
08.07. | 3 | 99.7375
08.07. | 4 | 99.7375
08.07. | 5 | 99.7375
08.07. | 6 | 99.7375
08.07. | 7 | 99.7375
08.07. | 8 | 99.7375
08.07. | 9 | 99.7375
08.07. | 10 | 99.7375
08.07. | 11 | 99.7375
08.07. | 12 | 99.7375
08.07. | 13 | 99.7375
08.07. | 14 | 99.7375
08.07. | 15 | 99.7375
08.07. | 16 | 99.7375
08.07. | 17 | 99.7375
08.07. | 18 | 99.7375
08.07. | 19 | 99.7375
08.07. | 20 | 99.7375
08.07. | 21 | 99.7375
08.07. | 22 | 99.7375
08.07. | 23 | 99.7375
08.07. | 24 | 99.7375
09.07. | 1 | 99.7375
09.07. | 2 | 99.7375
09.07. | 3 | 99.7375
09.07. | 4 | 99.7375
09.07. | 5 | 99.7375
09.07. | 6 | 99.7375
09.07. | 7 | 99.7375
09.07. | 8 | 99.7375
09.07. | 9 | 99.7375
09.07. | 10 | 99.7375
09.07. | 11 | 99.7375
09.07. | 12 | 99.7375
09.07. | 13 | 99.7375
09.07. | 14 | 99.7375
09.07. | 15 | 99.7375
09.07. | 16 | 99.7375
09.07. | 17 | 99.7375
09.07. | 18 | 99.7375
09.07. | 19 | 99.7375
09.07. | 20 | 99.7375
09.07. | 21 | 99.7375
09.07. | 22 | 99.7375
09.07. | 23 | 99.7375
09.07. | 24 | 99.7375
10.07. | 1 | 99.7375
10.07. | 2 | 99.7375
10.07. | 3 | 99.7375
10.07. | 4 | 99.7375
10.07. | 5 | 99.7375
10.07. | 6 | 99.7375
10.07. | 7 | 99.7375
10.07. | 8 | 99.7375
10.07. | 9 | 99.7375
10.07. | 10 | 99.7375
10.07. | 11 | 99.7375
10.07. | 12 | 99.7375
10.07. | 13 | 99.7375
10.07. | 14 | 99.7375
10.07. | 15 | 99.7375
10.07. | 16 | 99.7375
10.07. | 17 | 99.7375
10.07. | 18 | 99.7375
10.07. | 19 | 99.7375
10.07. | 20 | 99.7375
10.07. | 21 | 99.7375
10.07. | 22 | 99.7375
10.07. | 23 | 99.7375
10.07. | 24 | 99.7375
11.07. | 1 | 99.7375
11.07. | 2 | 99.7375
11.07. | 3 | 99.7375
11.07. | 4 | 99.7375
11.07. | 5 | 99.7375
11.07. | 6 | 99.7375
11.07. | 7 | 99.7375
11.07. | 8 | 99.7375
11.07. | 9 | 99.7375
11.07. | 10 | 99.7375
11.07. | 11 | 99.7375
11.07. | 12 | 99.7375
11.07. | 13 | 99.7375
11.07. | 14 | 99.7375
11.07. | 15 | 99.7375
11.07. | 16 | 99.7375
11.07. | 17 | 99.7375
11.07. | 18 | 99.7375
11.07. | 19 | 99.7375
11.07. | 20 | 99.7375
11.07. | 21 | 99.7375
11.07. | 22 | 99.7375
11.07. | 23 | 99.7375
11.07. | 24 | 99.7375
12.07. | 1 | 99.7375
12.07. | 2 | 99.7375
12.07. | 3 | 99.7375
12.07. | 4 | 99.7375
12.07. | 5 | 99.7375
12.07. | 6 | 99.7375
12.07. | 7 | 99.7375
12.07. | 8 | 99.7375
12.07. | 9 | 99.7375
12.07. | 10 | 99.7375
12.07. | 11 | 99.7375
12.07. | 12 | 99.7375
12.07. | 13 | 99.7375
12.07. | 14 | 99.7375
12.07. | 15 | 99.7375
12.07. | 16 | 99.7375
12.07. | 17 | 99.7375
12.07. | 18 | 99.7375
12.07. | 19 | 99.7375
12.07. | 20 | 99.7375
12.07. | 21 | 99.7375
12.07. | 22 | 99.7375
12.07. | 23 | 99.7375
12.07. | 24 | 99.7375
13.07. | 1 | 99.7375
13.07. | 2 | 99.7375
13.07. | 3 | 99.7375
13.07. | 4 | 99.7375
13.07. | 5 | 99.7375
13.07. | 6 | 99.7375
13.07. | 7 | 99.7375
13.07. | 8 | 99.7375
13.07. | 9 | 99.7375
13.07. | 10 | 99.7375
13.07. | 11 | 99.7375
13.07. | 12 | 99.7375
13.07. | 13 | 99.7375
13.07. | 14 | 99.7375
13.07. | 15 | 99.7375
13.07. | 16 | 99.7375
13.07. | 17 | 99.7375
13.07. | 18 | 99.7375
13.07. | 19 | 99.7375
13.07. | 20 | 99.7375
13.07. | 21 | 99.7375
13.07. | 22 | 99.7375
13.07. | 23 | 99.7375
13.07. | 24 | 99.7375
14.07. | 1 | 99.7375
14.07. | 2 | 99.7375
14.07. | 3 | 99.7375
14.07. | 4 | 99.7375
14.07. | 5 | 99.7375
14.07. | 6 | 99.7375
14.07. | 7 | 99.7375
14.07. | 8 | 99.7375
14.07. | 9 | 99.7375
14.07. | 10 | 99.7375
14.07. | 11 | 99.7375
14.07. | 12 | 99.7375
14.07. | 13 | 99.7375
14.07. | 14 | 99.7375
14.07. | 15 | 99.7375
14.07. | 16 | 99.7375
14.07. | 17 | 99.7375
14.07. | 18 | 99.7375
14.07. | 19 | 99.7375
14.07. | 20 | 99.7375
14.07. | 21 | 99.7375
14.07. | 22 | 99.7375
14.07. | 23 | 99.7375
14.07. | 24 | 99.7375
15.07. | 1 | 99.7375
15.07. | 2 | 99.7375
15.07. | 3 | 99.7375
15.07. | 4 | 99.7375
15.07. | 5 | 99.7375
15.07. | 6 | 99.7375
15.07. | 7 | 99.7375
15.07. | 8 | 99.7375
15.07. | 9 | 99.7375
15.07. | 10 | 99.7375
15.07. | 11 | 99.7375
15.07. | 12 | 99.7375
15.07. | 13 | 99.7375
15.07. | 14 | 99.7375
15.07. | 15 | 99.7375
15.07. | 16 | 99.7375
15.07. | 17 | 99.7375
15.07. | 18 | 99.7375
15.07. | 19 | 99.7375
15.07. | 20 | 99.7375
15.07. | 21 | 99.7375
15.07. | 22 | 99.7375
15.07. | 23 | 99.7375
15.07. | 24 | 99.7375
16.07. | 1 | 99.7375
16.07. | 2 | 99.7375
16.07. | 3 | 99.7375
16.07. | 4 | 99.7375
16.07. | 5 | 99.7375
16.07. | 6 | 99.7375
16.07. | 7 | 99.7375
16.07. | 8 | 99.7375
16.07. | 9 | 99.7375
16.07. | 10 | 99.7375
16.07. | 11 | 99.7375
16.07. | 12 | 99.7375
16.07. | 13 | 99.7375
16.07. | 14 | 99.7375
16.07. | 15 | 99.7375
16.07. | 16 | 99.7375
16.07. | 17 | 99.7375
16.07. | 18 | 99.7375
16.07. | 19 | 99.7375
16.07. | 20 | 99.7375
16.07. | 21 | 99.7375
16.07. | 22 | 99.7375
16.07. | 23 | 99.7375
16.07. | 24 | 99.7375
17.07. | 1 | 99.7375
17.07. | 2 | 99.7375
17.07. | 3 | 99.7375
17.07. | 4 | 99.7375
17.07. | 5 | 99.7375
17.07. | 6 | 99.7375
17.07. | 7 | 99.7375
17.07. | 8 | 99.7375
17.07. | 9 | 99.7375
17.07. | 10 | 99.7375
17.07. | 11 | 99.7375
17.07. | 12 | 99.7375
17.07. | 13 | 99.7375
17.07. | 14 | 99.7375
17.07. | 15 | 99.7375
17.07. | 16 | 99.7375
17.07. | 17 | 99.7375
17.07. | 18 | 99.7375
17.07. | 19 | 99.7375
17.07. | 20 | 99.7375
17.07. | 21 | 99.7375
17.07. | 22 | 99.7375
17.07. | 23 | 99.7375
17.07. | 24 | 99.7375
18.07. | 1 | 99.7375
18.07. | 2 | 99.7375
18.07. | 3 | 99.7375
18.07. | 4 | 99.7375
18.07. | 5 | 99.7375
18.07. | 6 | 99.7375
18.07. | 7 | 99.7375
18.07. | 8 | 99.7375
18.07. | 9 | 99.7375
18.07. | 10 | 99.7375
18.07. | 11 | 99.7375
18.07. | 12 | 99.7375
18.07. | 13 | 99.7375
18.07. | 14 | 99.7375
18.07. | 15 | 99.7375
18.07. | 16 | 99.7375
18.07. | 17 | 99.7375
18.07. | 18 | 99.7375
18.07. | 19 | 99.7375
18.07. | 20 | 99.7375
18.07. | 21 | 99.7375
18.07. | 22 | 99.7375
18.07. | 23 | 99.7375
18.07. | 24 | 99.7375
19.07. | 1 | 99.7375
19.07. | 2 | 99.7375
19.07. | 3 | 99.7375
19.07. | 4 | 99.7375
19.07. | 5 | 99.7375
19.07. | 6 | 99.7375
19.07. | 7 | 99.7375
19.07. | 8 | 99.7375
19.07. | 9 | 99.7375
19.07. | 10 | 99.7375
19.07. | 11 | 99.7375
19.07. | 12 | 99.7375
19.07. | 13 | 99.7375
19.07. | 14 | 99.7375
19.07. | 15 | 99.7375
19.07. | 16 | 99.7375
19.07. | 17 | 99.7375
19.07. | 18 | 99.7375
19.07. | 19 | 99.7375
19.07. | 20 | 99.7375
19.07. | 21 | 99.7375
19.07. | 22 | 99.7375
19.07. | 23 | 99.7375
19.07. | 24 | 99.7375
20.07. | 1 | 99.7375
20.07. | 2 | 99.7375
20.07. | 3 | 99.7375
20.07. | 4 | 99.7375
20.07. | 5 | 99.7375
20.07. | 6 | 99.7375
20.07. | 7 | 99.7375
20.07. | 8 | 99.7375
20.07. | 9 | 99.7375
20.07. | 10 | 99.7375
20.07. | 11 | 99.7375
20.07. | 12 | 99.7375
20.07. | 13 | 99.7375
20.07. | 14 | 99.7375
20.07. | 15 | 99.7375
20.07. | 16 | 99.7375
20.07. | 17 | 99.7375
20.07. | 18 | 99.7375
20.07. | 19 | 99.7375
20.07. | 20 | 99.7375
20.07. | 21 | 99.7375
20.07. | 22 | 99.7375
20.07. | 23 | 99.7375
20.07. | 24 | 99.7375
21.07. | 1 | 99.7375
21.07. | 2 | 99.7375
21.07. | 3 | 99.7375
21.07. | 4 | 99.7375
21.07. | 5 | 99.7375
21.07. | 6 | 99.7375
21.07. | 7 | 99.7375
21.07. | 8 | 99.7375
21.07. | 9 | 99.7375
21.07. | 10 | 99.7375
21.07. | 11 | 99.7375
21.07. | 12 | 99.7375
21.07. | 13 | 99.7375
21.07. | 14 | 99.7375
21.07. | 15 | 99.7375
21.07. | 16 | 99.7375
21.07. | 17 | 99.7375
21.07. | 18 | 99.7375
21.07. | 19 | 99.7375
21.07. | 20 | 99.7375
21.07. | 21 | 99.7375
21.07. | 22 | 99.7375
21.07. | 23 | 99.7375
21.07. | 24 | 99.7375
22.07. | 1 | 99.7375
22.07. | 2 | 99.7375
22.07. | 3 | 99.7375
22.07. | 4 | 99.7375
22.07. | 5 | 99.7375
22.07. | 6 | 99.7375
22.07. | 7 | 99.7375
22.07. | 8 | 99.7375
22.07. | 9 | 99.7375
22.07. | 10 | 99.7375
22.07. | 11 | 99.7375
22.07. | 12 | 99.7375
22.07. | 13 | 99.7375
22.07. | 14 | 99.7375
22.07. | 15 | 99.7375
22.07. | 16 | 99.7375
22.07. | 17 | 99.7375
22.07. | 18 | 99.7375
22.07. | 19 | 99.7375
22.07. | 20 | 99.7375
22.07. | 21 | 99.7375
22.07. | 22 | 99.7375
22.07. | 23 | 99.7375
22.07. | 24 | 99.7375
23.07. | 1 | 99.7375
23.07. | 2 | 99.7375
23.07. | 3 | 99.7375
23.07. | 4 | 99.7375
23.07. | 5 | 99.7375
23.07. | 6 | 99.7375
23.07. | 7 | 99.7375
23.07. | 8 | 99.7375
23.07. | 9 | 99.7375
23.07. | 10 | 99.7375
23.07. | 11 | 99.7375
23.07. | 12 | 99.7375
23.07. | 13 | 99.7375
23.07. | 14 | 99.7375
23.07. | 15 | 99.7375
23.07. | 16 | 99.7375
23.07. | 17 | 99.7375
23.07. | 18 | 99.7375
23.07. | 19 | 99.7375
23.07. | 20 | 99.7375
23.07. | 21 | 99.7375
23.07. | 22 | 99.7375
23.07. | 23 | 99.7375
23.07. | 24 | 99.7375
24.07. | 1 | 99.7375
24.07. | 2 | 99.7375
24.07. | 3 | 99.7375
24.07. | 4 | 99.7375
24.07. | 5 | 99.7375
24.07. | 6 | 99.7375
24.07. | 7 | 99.7375
24.07. | 8 | 99.7375
24.07. | 9 | 99.7375
24.07. | 10 | 99.7375
24.07. | 11 | 99.7375
24.07. | 12 | 99.7375
24.07. | 13 | 99.7375
24.07. | 14 | 99.7375
24.07. | 15 | 99.7375
24.07. | 16 | 99.7375
24.07. | 17 | 99.7375
24.07. | 18 | 99.7375
24.07. | 19 | 99.7375
24.07. | 20 | 99.7375
24.07. | 21 | 99.7375
24.07. | 22 | 99.7375
24.07. | 23 | 99.7375
24.07. | 24 | 99.7375
25.07. | 1 | 99.7375
25.07. | 2 | 99.7375
25.07. | 3 | 99.7375
25.07. | 4 | 99.7375
25.07. | 5 | 99.7375
25.07. | 6 | 99.7375
25.07. | 7 | 99.7375
25.07. | 8 | 99.7375
25.07. | 9 | 99.7375
25.07. | 10 | 99.7375
25.07. | 11 | 99.7375
25.07. | 12 | 99.7375
25.07. | 13 | 99.7375
25.07. | 14 | 99.7375
25.07. | 15 | 99.7375
25.07. | 16 | 99.7375
25.07. | 17 | 99.7375
25.07. | 18 | 99.7375
25.07. | 19 | 99.7375
25.07. | 20 | 99.7375
25.07. | 21 | 99.7375
25.07. | 22 | 99.7375
25.07. | 23 | 99.7375
25.07. | 24 | 99.7375
26.07. | 1 | 99.7375
26.07. | 2 | 99.7375
26.07. | 3 | 99.7375
26.07. | 4 | 99.7375
26.07. | 5 | 99.7375
26.07. | 6 | 99.7375
26.07. | 7 | 99.7375
26.07. | 8 | 99.7375
26.07. | 9 | 99.7375
26.07. | 10 | 99.7375
26.07. | 11 | 99.7375
26.07. | 12 | 99.7375
26.07. | 13 | 99.7375
26.07. | 14 | 99.7375
26.07. | 15 | 99.7375
26.07. | 16 | 99.7375
26.07. | 17 | 99.7375
26.07. | 18 | 99.7375
26.07. | 19 | 99.7375
26.07. | 20 | 99.7375
26.07. | 21 | 99.7375
26.07. | 22 | 99.7375
26.07. | 23 | 99.7375
26.07. | 24 | 99.7375
27.07. | 1 | 99.7375
27.07. | 2 | 99.7375
27.07. | 3 | 99.7375
27.07. | 4 | 99.7375
27.07. | 5 | 99.7375
27.07. | 6 | 99.7375
27.07. | 7 | 99.7375
27.07. | 8 | 99.7375
27.07. | 9 | 99.7375
27.07. | 10 | 99.7375
27.07. | 11 | 99.7375
27.07. | 12 | 99.7375
27.07. | 13 | 99.7375
27.07. | 14 | 99.7375
27.07. | 15 | 99.7375
27.07. | 16 | 99.7375
27.07. | 17 | 99.7375
27.07. | 18 | 99.7375
27.07. | 19 | 99.7375
27.07. | 20 | 99.7375
27.07. | 21 | 99.7375
27.07. | 22 | 99.7375
27.07. | 23 | 99.7375
27.07. | 24 | 99.7375
28.07. | 1 | 99.7375
28.07. | 2 | 99.7375
28.07. | 3 | 99.7375
28.07. | 4 | 99.7375
28.07. | 5 | 99.7375
28.07. | 6 | 99.7375
28.07. | 7 | 99.7375
28.07. | 8 | 99.7375
28.07. | 9 | 99.7375
28.07. | 10 | 99.7375
28.07. | 11 | 99.7375
28.07. | 12 | 99.7375
28.07. | 13 | 99.7375
28.07. | 14 | 99.7375
28.07. | 15 | 99.7375
28.07. | 16 | 99.7375
28.07. | 17 | 99.7375
28.07. | 18 | 99.7375
28.07. | 19 | 99.7375
28.07. | 20 | 99.7375
28.07. | 21 | 99.7375
28.07. | 22 | 99.7375
28.07. | 23 | 99.7375
28.07. | 24 | 99.7375
29.07. | 1 | 99.7375
29.07. | 2 | 99.7375
29.07. | 3 | 99.7375
29.07. | 4 | 99.7375
29.07. | 5 | 99.7375
29.07. | 6 | 99.7375
29.07. | 7 | 99.7375
29.07. | 8 | 99.7375
29.07. | 9 | 99.7375
29.07. | 10 | 99.7375
29.07. | 11 | 99.7375
29.07. | 12 | 99.7375
29.07. | 13 | 99.7375
29.07. | 14 | 99.7375
29.07. | 15 | 99.7375
29.07. | 16 | 99.7375
29.07. | 17 | 99.7375
29.07. | 18 | 99.7375
29.07. | 19 | 99.7375
29.07. | 20 | 99.7375
29.07. | 21 | 99.7375
29.07. | 22 | 99.7375
29.07. | 23 | 99.7375
29.07. | 24 | 99.7375
30.07. | 1 | 99.7375
30.07. | 2 | 99.7375
30.07. | 3 | 99.7375
30.07. | 4 | 99.7375
30.07. | 5 | 99.7375
30.07. | 6 | 99.7375
30.07. | 7 | 99.7375
30.07. | 8 | 99.7375
30.07. | 9 | 99.7375
30.07. | 10 | 99.7375
30.07. | 11 | 99.7375
30.07. | 12 | 99.7375
30.07. | 13 | 99.7375
30.07. | 14 | 99.7375
30.07. | 15 | 99.7375
30.07. | 16 | 99.7375
30.07. | 17 | 99.7375
30.07. | 18 | 99.7375
30.07. | 19 | 99.7375
30.07. | 20 | 99.7375
30.07. | 21 | 99.7375
30.07. | 22 | 99.7375
30.07. | 23 | 99.7375
30.07. | 24 | 99.7375
31.07. | 1 | 99.7375
31.07. | 2 | 99.7375
31.07. | 3 | 99.7375
31.07. | 4 | 99.7375
31.07. | 5 | 99.7375
31.07. | 6 | 99.7375
31.07. | 7 | 99.7375
31.07. | 8 | 99.7375
31.07. | 9 | 99.7375
31.07. | 10 | 99.7375
31.07. | 11 | 99.7375
31.07. | 12 | 99.7375
31.07. | 13 | 99.7375
31.07. | 14 | 99.7375
31.07. | 15 | 99.7375
31.07. | 16 | 99.7375
31.07. | 17 | 99.7375
31.07. | 18 | 99.7375
31.07. | 19 | 99.7375
31.07. | 20 | 99.7375
31.07. | 21 | 99.7375
31.07. | 22 | 99.7375
31.07. | 23 | 99.7375
31.07. | 24 | 99.7375
01.08. | 1 | 99.7375
01.08. | 2 | 99.7375
01.08. | 3 | 99.7375
01.08. | 4 | 99.7375
01.08. | 5 | 99.7375
01.08. | 6 | 99.7375
01.08. | 7 | 99.7375
01.08. | 8 | 99.7375
01.08. | 9 | 99.7375
01.08. | 10 | 99.7375
01.08. | 11 | 99.7375
01.08. | 12 | 99.7375
01.08. | 13 | 99.7375
01.08. | 14 | 99.7375
01.08. | 15 | 99.7375
01.08. | 16 | 99.7375
01.08. | 17 | 99.7375
01.08. | 18 | 99.7375
01.08. | 19 | 99.7375
01.08. | 20 | 99.7375
01.08. | 21 | 99.7375
01.08. | 22 | 99.7375
01.08. | 23 | 99.7375
01.08. | 24 | 99.7375
02.08. | 1 | 99.7375
02.08. | 2 | 99.7375
02.08. | 3 | 99.7375
02.08. | 4 | 99.7375
02.08. | 5 | 99.7375
02.08. | 6 | 99.7375
02.08. | 7 | 99.7375
02.08. | 8 | 99.7375
02.08. | 9 | 99.7375
02.08. | 10 | 99.7375
02.08. | 11 | 99.7375
02.08. | 12 | 99.7375
02.08. | 13 | 99.7375
02.08. | 14 | 99.7375
02.08. | 15 | 99.7375
02.08. | 16 | 99.7375
02.08. | 17 | 99.7375
02.08. | 18 | 99.7375
02.08. | 19 | 99.7375
02.08. | 20 | 99.7375
02.08. | 21 | 99.7375
02.08. | 22 | 99.7375
02.08. | 23 | 99.7375
02.08. | 24 | 99.7375
03.08. | 1 | 99.7375
03.08. | 2 | 99.7375
03.08. | 3 | 99.7375
03.08. | 4 | 99.7375
03.08. | 5 | 99.7375
03.08. | 6 | 99.7375
03.08. | 7 | 99.7375
03.08. | 8 | 99.7375
03.08. | 9 | 99.7375
03.08. | 10 | 99.7375
03.08. | 11 | 99.7375
03.08. | 12 | 99.7375
03.08. | 13 | 99.7375
03.08. | 14 | 99.7375
03.08. | 15 | 99.7375
03.08. | 16 | 99.7375
03.08. | 17 | 99.7375
03.08. | 18 | 99.7375
03.08. | 19 | 99.7375
03.08. | 20 | 99.7375
03.08. | 21 | 99.7375
03.08. | 22 | 99.7375
03.08. | 23 | 99.7375
03.08. | 24 | 99.7375
04.08. | 1 | 99.7375
04.08. | 2 | 99.7375
04.08. | 3 | 99.7375
04.08. | 4 | 99.7375
04.08. | 5 | 99.7375
04.08. | 6 | 99.7375
04.08. | 7 | 99.7375
04.08. | 8 | 99.7375
04.08. | 9 | 99.7375
04.08. | 10 | 99.7375
04.08. | 11 | 99.7375
04.08. | 12 | 99.7375
04.08. | 13 | 99.7375
04.08. | 14 | 99.7375
04.08. | 15 | 99.7375
04.08. | 16 | 99.7375
04.08. | 17 | 99.7375
04.08. | 18 | 99.7375
04.08. | 19 | 99.7375
04.08. | 20 | 99.7375
04.08. | 21 | 99.7375
04.08. | 22 | 99.7375
04.08. | 23 | 99.7375
04.08. | 24 | 99.7375
05.08. | 1 | 99.7375
05.08. | 2 | 99.7375
05.08. | 3 | 99.7375
05.08. | 4 | 99.7375
05.08. | 5 | 99.7375
05.08. | 6 | 99.7375
05.08. | 7 | 99.7375
05.08. | 8 | 99.7375
05.08. | 9 | 99.7375
05.08. | 10 | 99.7375
05.08. | 11 | 99.7375
05.08. | 12 | 99.7375
05.08. | 13 | 99.7375
05.08. | 14 | 99.7375
05.08. | 15 | 99.7375
05.08. | 16 | 99.7375
05.08. | 17 | 99.7375
05.08. | 18 | 99.7375
05.08. | 19 | 99.7375
05.08. | 20 | 99.7375
05.08. | 21 | 99.7375
05.08. | 22 | 99.7375
05.08. | 23 | 99.7375
05.08. | 24 | 99.7375
06.08. | 1 | 99.7375
06.08. | 2 | 99.7375
06.08. | 3 | 99.7375
06.08. | 4 | 99.7375
06.08. | 5 | 99.7375
06.08. | 6 | 99.7375
06.08. | 7 | 99.7375
06.08. | 8 | 99.7375
06.08. | 9 | 99.7375
06.08. | 10 | 99.7375
06.08. | 11 | 99.7375
06.08. | 12 | 99.7375
06.08. | 13 | 99.7375
06.08. | 14 | 99.7375
06.08. | 15 | 99.7375
06.08. | 16 | 99.7375
06.08. | 17 | 99.7375
06.08. | 18 | 99.7375
06.08. | 19 | 99.7375
06.08. | 20 | 99.7375
06.08. | 21 | 99.7375
06.08. | 22 | 99.7375
06.08. | 23 | 99.7375
06.08. | 24 | 99.7375
07.08. | 1 | 99.7375
07.08. | 2 | 99.7375
07.08. | 3 | 99.7375
07.08. | 4 | 99.7375
07.08. | 5 | 99.7375
07.08. | 6 | 99.7375
07.08. | 7 | 99.7375
07.08. | 8 | 99.7375
07.08. | 9 | 99.7375
07.08. | 10 | 99.7375
07.08. | 11 | 99.7375
07.08. | 12 | 99.7375
07.08. | 13 | 99.7375
07.08. | 14 | 99.7375
07.08. | 15 | 99.7375
07.08. | 16 | 99.7375
07.08. | 17 | 99.7375
07.08. | 18 | 99.7375
07.08. | 19 | 99.7375
07.08. | 20 | 99.7375
07.08. | 21 | 99.7375
07.08. | 22 | 99.7375
07.08. | 23 | 99.7375
07.08. | 24 | 99.7375
08.08. | 1 | 99.7375
08.08. | 2 | 99.7375
08.08. | 3 | 99.7375
08.08. | 4 | 99.7375
08.08. | 5 | 99.7375
08.08. | 6 | 99.7375
08.08. | 7 | 99.7375
08.08. | 8 | 99.7375
08.08. | 9 | 99.7375
08.08. | 10 | 99.7375
08.08. | 11 | 99.7375
08.08. | 12 | 99.7375
08.08. | 13 | 99.7375
08.08. | 14 | 99.7375
08.08. | 15 | 99.7375
08.08. | 16 | 99.7375
08.08. | 17 | 99.7375
08.08. | 18 | 99.7375
08.08. | 19 | 99.7375
08.08. | 20 | 99.7375
08.08. | 21 | 99.7375
08.08. | 22 | 99.7375
08.08. | 23 | 99.7375
08.08. | 24 | 99.7375
09.08. | 1 | 99.7375
09.08. | 2 | 99.7375
09.08. | 3 | 99.7375
09.08. | 4 | 99.7375
09.08. | 5 | 99.7375
09.08. | 6 | 99.7375
09.08. | 7 | 99.7375
09.08. | 8 | 99.7375
09.08. | 9 | 99.7375
09.08. | 10 | 99.7375
09.08. | 11 | 99.7375
09.08. | 12 | 99.7375
09.08. | 13 | 99.7375
09.08. | 14 | 99.7375
09.08. | 15 | 99.7375
09.08. | 16 | 99.7375
09.08. | 17 | 99.7375
09.08. | 18 | 99.7375
09.08. | 19 | 99.7375
09.08. | 20 | 99.7375
09.08. | 21 | 99.7375
09.08. | 22 | 99.7375
09.08. | 23 | 99.7375
09.08. | 24 | 99.7375
10.08. | 1 | 99.7375
10.08. | 2 | 99.7375
10.08. | 3 | 99.7375
10.08. | 4 | 99.7375
10.08. | 5 | 99.7375
10.08. | 6 | 99.7375
10.08. | 7 | 99.7375
10.08. | 8 | 99.7375
10.08. | 9 | 99.7375
10.08. | 10 | 99.7375
10.08. | 11 | 99.7375
10.08. | 12 | 99.7375
10.08. | 13 | 99.7375
10.08. | 14 | 99.7375
10.08. | 15 | 99.7375
10.08. | 16 | 99.7375
10.08. | 17 | 99.7375
10.08. | 18 | 99.7375
10.08. | 19 | 99.7375
10.08. | 20 | 99.7375
10.08. | 21 | 99.7375
10.08. | 22 | 99.7375
10.08. | 23 | 99.7375
10.08. | 24 | 99.7375
11.08. | 1 | 99.7375
11.08. | 2 | 99.7375
11.08. | 3 | 99.7375
11.08. | 4 | 99.7375
11.08. | 5 | 99.7375
11.08. | 6 | 99.7375
11.08. | 7 | 99.7375
11.08. | 8 | 99.7375
11.08. | 9 | 99.7375
11.08. | 10 | 99.7375
11.08. | 11 | 99.7375
11.08. | 12 | 99.7375
11.08. | 13 | 99.7375
11.08. | 14 | 99.7375
11.08. | 15 | 99.7375
11.08. | 16 | 99.7375
11.08. | 17 | 99.7375
11.08. | 18 | 99.7375
11.08. | 19 | 99.7375
11.08. | 20 | 99.7375
11.08. | 21 | 99.7375
11.08. | 22 | 99.7375
11.08. | 23 | 99.7375
11.08. | 24 | 99.7375
12.08. | 1 | 99.7375
12.08. | 2 | 99.7375
12.08. | 3 | 99.7375
12.08. | 4 | 99.7375
12.08. | 5 | 99.7375
12.08. | 6 | 99.7375
12.08. | 7 | 99.7375
12.08. | 8 | 99.7375
12.08. | 9 | 99.7375
12.08. | 10 | 99.7375
12.08. | 11 | 99.7375
12.08. | 12 | 99.7375
12.08. | 13 | 99.7375
12.08. | 14 | 99.7375
12.08. | 15 | 99.7375
12.08. | 16 | 99.7375
12.08. | 17 | 99.7375
12.08. | 18 | 99.7375
12.08. | 19 | 99.7375
12.08. | 20 | 99.7375
12.08. | 21 | 99.7375
12.08. | 22 | 99.7375
12.08. | 23 | 99.7375
12.08. | 24 | 99.7375
13.08. | 1 | 99.7375
13.08. | 2 | 99.7375
13.08. | 3 | 99.7375
13.08. | 4 | 99.7375
13.08. | 5 | 99.7375
13.08. | 6 | 99.7375
13.08. | 7 | 99.7375
13.08. | 8 | 99.7375
13.08. | 9 | 99.7375
13.08. | 10 | 99.7375
13.08. | 11 | 99.7375
13.08. | 12 | 99.7375
13.08. | 13 | 99.7375
13.08. | 14 | 99.7375
13.08. | 15 | 99.7375
13.08. | 16 | 99.7375
13.08. | 17 | 99.7375
13.08. | 18 | 99.7375
13.08. | 19 | 99.7375
13.08. | 20 | 99.7375
13.08. | 21 | 99.7375
13.08. | 22 | 99.7375
13.08. | 23 | 99.7375
13.08. | 24 | 99.7375
14.08. | 1 | 99.7375
14.08. | 2 | 99.7375
14.08. | 3 | 99.7375
14.08. | 4 | 99.7375
14.08. | 5 | 99.7375
14.08. | 6 | 99.7375
14.08. | 7 | 99.7375
14.08. | 8 | 99.7375
14.08. | 9 | 99.7375
14.08. | 10 | 99.7375
14.08. | 11 | 99.7375
14.08. | 12 | 99.7375
14.08. | 13 | 99.7375
14.08. | 14 | 99.7375
14.08. | 15 | 99.7375
14.08. | 16 | 99.7375
14.08. | 17 | 99.7375
14.08. | 18 | 99.7375
14.08. | 19 | 99.7375
14.08. | 20 | 99.7375
14.08. | 21 | 99.7375
14.08. | 22 | 99.7375
14.08. | 23 | 99.7375
14.08. | 24 | 99.7375
15.08. | 1 | 99.7375
15.08. | 2 | 99.7375
15.08. | 3 | 99.7375
15.08. | 4 | 99.7375
15.08. | 5 | 99.7375
15.08. | 6 | 99.7375
15.08. | 7 | 99.7375
15.08. | 8 | 99.7375
15.08. | 9 | 99.7375
15.08. | 10 | 99.7375
15.08. | 11 | 99.7375
15.08. | 12 | 99.7375
15.08. | 13 | 99.7375
15.08. | 14 | 99.7375
15.08. | 15 | 99.7375
15.08. | 16 | 99.7375
15.08. | 17 | 99.7375
15.08. | 18 | 99.7375
15.08. | 19 | 99.7375
15.08. | 20 | 99.7375
15.08. | 21 | 99.7375
15.08. | 22 | 99.7375
15.08. | 23 | 99.7375
15.08. | 24 | 99.7375
16.08. | 1 | 99.7375
16.08. | 2 | 99.7375
16.08. | 3 | 99.7375
16.08. | 4 | 99.7375
16.08. | 5 | 99.7375
16.08. | 6 | 99.7375
16.08. | 7 | 99.7375
16.08. | 8 | 99.7375
16.08. | 9 | 99.7375
16.08. | 10 | 99.7375
16.08. | 11 | 99.7375
16.08. | 12 | 99.7375
16.08. | 13 | 99.7375
16.08. | 14 | 99.7375
16.08. | 15 | 99.7375
16.08. | 16 | 99.7375
16.08. | 17 | 99.7375
16.08. | 18 | 99.7375
16.08. | 19 | 99.7375
16.08. | 20 | 99.7375
16.08. | 21 | 99.7375
16.08. | 22 | 99.7375
16.08. | 23 | 99.7375
16.08. | 24 | 99.7375
17.08. | 1 | 99.7375
17.08. | 2 | 99.7375
17.08. | 3 | 99.7375
17.08. | 4 | 99.7375
17.08. | 5 | 99.7375
17.08. | 6 | 99.7375
17.08. | 7 | 99.7375
17.08. | 8 | 99.7375
17.08. | 9 | 99.7375
17.08. | 10 | 99.7375
17.08. | 11 | 99.7375
17.08. | 12 | 99.7375
17.08. | 13 | 99.7375
17.08. | 14 | 99.7375
17.08. | 15 | 99.7375
17.08. | 16 | 99.7375
17.08. | 17 | 99.7375
17.08. | 18 | 99.7375
17.08. | 19 | 99.7375
17.08. | 20 | 99.7375
17.08. | 21 | 99.7375
17.08. | 22 | 99.7375
17.08. | 23 | 99.7375
17.08. | 24 | 99.7375
18.08. | 1 | 99.7375
18.08. | 2 | 99.7375
18.08. | 3 | 99.7375
18.08. | 4 | 99.7375
18.08. | 5 | 99.7375
18.08. | 6 | 99.7375
18.08. | 7 | 99.7375
18.08. | 8 | 99.7375
18.08. | 9 | 99.7375
18.08. | 10 | 99.7375
18.08. | 11 | 99.7375
18.08. | 12 | 99.7375
18.08. | 13 | 99.7375
18.08. | 14 | 99.7375
18.08. | 15 | 99.7375
18.08. | 16 | 99.7375
18.08. | 17 | 99.7375
18.08. | 18 | 99.7375
18.08. | 19 | 99.7375
18.08. | 20 | 99.7375
18.08. | 21 | 99.7375
18.08. | 22 | 99.7375
18.08. | 23 | 99.7375
18.08. | 24 | 99.7375
19.08. | 1 | 99.7375
19.08. | 2 | 99.7375
19.08. | 3 | 99.7375
19.08. | 4 | 99.7375
19.08. | 5 | 99.7375
19.08. | 6 | 99.7375
19.08. | 7 | 99.7375
19.08. | 8 | 99.7375
19.08. | 9 | 99.7375
19.08. | 10 | 99.7375
19.08. | 11 | 99.7375
19.08. | 12 | 99.7375
19.08. | 13 | 99.7375
19.08. | 14 | 99.7375
19.08. | 15 | 99.7375
19.08. | 16 | 99.7375
19.08. | 17 | 99.7375
19.08. | 18 | 99.7375
19.08. | 19 | 99.7375
19.08. | 20 | 99.7375
19.08. | 21 | 99.7375
19.08. | 22 | 99.7375
19.08. | 23 | 99.7375
19.08. | 24 | 99.7375
20.08. | 1 | 99.7375
20.08. | 2 | 99.7375
20.08. | 3 | 99.7375
20.08. | 4 | 99.7375
20.08. | 5 | 99.7375
20.08. | 6 | 99.7375
20.08. | 7 | 99.7375
20.08. | 8 | 99.7375
20.08. | 9 | 99.7375
20.08. | 10 | 99.7375
20.08. | 11 | 99.7375
20.08. | 12 | 99.7375
20.08. | 13 | 99.7375
20.08. | 14 | 99.7375
20.08. | 15 | 99.7375
20.08. | 16 | 99.7375
20.08. | 17 | 99.7375
20.08. | 18 | 99.7375
20.08. | 19 | 99.7375
20.08. | 20 | 99.7375
20.08. | 21 | 99.7375
20.08. | 22 | 99.7375
20.08. | 23 | 99.7375
20.08. | 24 | 99.7375
21.08. | 1 | 99.7375
21.08. | 2 | 99.7375
21.08. | 3 | 99.7375
21.08. | 4 | 99.7375
21.08. | 5 | 99.7375
21.08. | 6 | 99.7375
21.08. | 7 | 99.7375
21.08. | 8 | 99.7375
21.08. | 9 | 99.7375
21.08. | 10 | 99.7375
21.08. | 11 | 99.7375
21.08. | 12 | 99.7375
21.08. | 13 | 99.7375
21.08. | 14 | 99.7375
21.08. | 15 | 99.7375
21.08. | 16 | 99.7375
21.08. | 17 | 99.7375
21.08. | 18 | 99.7375
21.08. | 19 | 99.7375
21.08. | 20 | 99.7375
21.08. | 21 | 99.7375
21.08. | 22 | 99.7375
21.08. | 23 | 99.7375
21.08. | 24 | 99.7375
22.08. | 1 | 99.7375
22.08. | 2 | 99.7375
22.08. | 3 | 99.7375
22.08. | 4 | 99.7375
22.08. | 5 | 99.7375
22.08. | 6 | 99.7375
22.08. | 7 | 99.7375
22.08. | 8 | 99.7375
22.08. | 9 | 99.7375
22.08. | 10 | 99.7375
22.08. | 11 | 99.7375
22.08. | 12 | 99.7375
22.08. | 13 | 99.7375
22.08. | 14 | 99.7375
22.08. | 15 | 99.7375
22.08. | 16 | 99.7375
22.08. | 17 | 99.7375
22.08. | 18 | 99.7375
22.08. | 19 | 99.7375
22.08. | 20 | 99.7375
22.08. | 21 | 99.7375
22.08. | 22 | 99.7375
22.08. | 23 | 99.7375
22.08. | 24 | 99.7375
23.08. | 1 | 99.7375
23.08. | 2 | 99.7375
23.08. | 3 | 99.7375
23.08. | 4 | 99.7375
23.08. | 5 | 99.7375
23.08. | 6 | 99.7375
23.08. | 7 | 99.7375
23.08. | 8 | 99.7375
23.08. | 9 | 99.7375
23.08. | 10 | 99.7375
23.08. | 11 | 99.7375
23.08. | 12 | 99.7375
23.08. | 13 | 99.7375
23.08. | 14 | 99.7375
23.08. | 15 | 99.7375
23.08. | 16 | 99.7375
23.08. | 17 | 99.7375
23.08. | 18 | 99.7375
23.08. | 19 | 99.7375
23.08. | 20 | 99.7375
23.08. | 21 | 99.7375
23.08. | 22 | 99.7375
23.08. | 23 | 99.7375
23.08. | 24 | 99.7375
24.08. | 1 | 99.7375
24.08. | 2 | 99.7375
24.08. | 3 | 99.7375
24.08. | 4 | 99.7375
24.08. | 5 | 99.7375
24.08. | 6 | 99.7375
24.08. | 7 | 99.7375
24.08. | 8 | 99.7375
24.08. | 9 | 99.7375
24.08. | 10 | 99.7375
24.08. | 11 | 99.7375
24.08. | 12 | 99.7375
24.08. | 13 | 99.7375
24.08. | 14 | 99.7375
24.08. | 15 | 99.7375
24.08. | 16 | 99.7375
24.08. | 17 | 99.7375
24.08. | 18 | 99.7375
24.08. | 19 | 99.7375
24.08. | 20 | 99.7375
24.08. | 21 | 99.7375
24.08. | 22 | 99.7375
24.08. | 23 | 99.7375
24.08. | 24 | 99.7375
25.08. | 1 | 99.7375
25.08. | 2 | 99.7375
25.08. | 3 | 99.7375
25.08. | 4 | 99.7375
25.08. | 5 | 99.7375
25.08. | 6 | 99.7375
25.08. | 7 | 99.7375
25.08. | 8 | 99.7375
25.08. | 9 | 99.7375
25.08. | 10 | 99.7375
25.08. | 11 | 99.7375
25.08. | 12 | 99.7375
25.08. | 13 | 99.7375
25.08. | 14 | 99.7375
25.08. | 15 | 99.7375
25.08. | 16 | 99.7375
25.08. | 17 | 99.7375
25.08. | 18 | 99.7375
25.08. | 19 | 99.7375
25.08. | 20 | 99.7375
25.08. | 21 | 99.7375
25.08. | 22 | 99.7375
25.08. | 23 | 99.7375
25.08. | 24 | 99.7375
26.08. | 1 | 99.7375
26.08. | 2 | 99.7375
26.08. | 3 | 99.7375
26.08. | 4 | 99.7375
26.08. | 5 | 99.7375
26.08. | 6 | 99.7375
26.08. | 7 | 99.7375
26.08. | 8 | 99.7375
26.08. | 9 | 99.7375
26.08. | 10 | 99.7375
26.08. | 11 | 99.7375
26.08. | 12 | 99.7375
26.08. | 13 | 99.7375
26.08. | 14 | 99.7375
26.08. | 15 | 99.7375
26.08. | 16 | 99.7375
26.08. | 17 | 99.7375
26.08. | 18 | 99.7375
26.08. | 19 | 99.7375
26.08. | 20 | 99.7375
26.08. | 21 | 99.7375
26.08. | 22 | 99.7375
26.08. | 23 | 99.7375
26.08. | 24 | 99.7375
27.08. | 1 | 99.7375
27.08. | 2 | 99.7375
27.08. | 3 | 99.7375
27.08. | 4 | 99.7375
27.08. | 5 | 99.7375
27.08. | 6 | 99.7375
27.08. | 7 | 99.7375
27.08. | 8 | 99.7375
27.08. | 9 | 99.7375
27.08. | 10 | 99.7375
27.08. | 11 | 99.7375
27.08. | 12 | 99.7375
27.08. | 13 | 99.7375
27.08. | 14 | 99.7375
27.08. | 15 | 99.7375
27.08. | 16 | 99.7375
27.08. | 17 | 99.7375
27.08. | 18 | 99.7375
27.08. | 19 | 99.7375
27.08. | 20 | 99.7375
27.08. | 21 | 99.7375
27.08. | 22 | 99.7375
27.08. | 23 | 99.7375
27.08. | 24 | 99.7375
28.08. | 1 | 99.7375
28.08. | 2 | 99.7375
28.08. | 3 | 99.7375
28.08. | 4 | 99.7375
28.08. | 5 | 99.7375
28.08. | 6 | 99.7375
28.08. | 7 | 99.7375
28.08. | 8 | 99.7375
28.08. | 9 | 99.7375
28.08. | 10 | 99.7375
28.08. | 11 | 99.7375
28.08. | 12 | 99.7375
28.08. | 13 | 99.7375
28.08. | 14 | 99.7375
28.08. | 15 | 99.7375
28.08. | 16 | 99.7375
28.08. | 17 | 99.7375
28.08. | 18 | 99.7375
28.08. | 19 | 99.7375
28.08. | 20 | 99.7375
28.08. | 21 | 99.7375
28.08. | 22 | 99.7375
28.08. | 23 | 99.7375
28.08. | 24 | 99.7375
29.08. | 1 | 99.7375
29.08. | 2 | 99.7375
29.08. | 3 | 99.7375
29.08. | 4 | 99.7375
29.08. | 5 | 99.7375
29.08. | 6 | 99.7375
29.08. | 7 | 99.7375
29.08. | 8 | 99.7375
29.08. | 9 | 99.7375
29.08. | 10 | 99.7375
29.08. | 11 | 99.7375
29.08. | 12 | 99.7375
29.08. | 13 | 99.7375
29.08. | 14 | 99.7375
29.08. | 15 | 99.7375
29.08. | 16 | 99.7375
29.08. | 17 | 99.7375
29.08. | 18 | 99.7375
29.08. | 19 | 99.7375
29.08. | 20 | 99.7375
29.08. | 21 | 99.7375
29.08. | 22 | 99.7375
29.08. | 23 | 99.7375
29.08. | 24 | 99.7375
30.08. | 1 | 99.7375
30.08. | 2 | 99.7375
30.08. | 3 | 99.7375
30.08. | 4 | 99.7375
30.08. | 5 | 99.7375
30.08. | 6 | 99.7375
30.08. | 7 | 99.7375
30.08. | 8 | 99.7375
30.08. | 9 | 99.7375
30.08. | 10 | 99.7375
30.08. | 11 | 99.7375
30.08. | 12 | 99.7375
30.08. | 13 | 99.7375
30.08. | 14 | 99.7375
30.08. | 15 | 99.7375
30.08. | 16 | 99.7375
30.08. | 17 | 99.7375
30.08. | 18 | 99.7375
30.08. | 19 | 99.7375
30.08. | 20 | 99.7375
30.08. | 21 | 99.7375
30.08. | 22 | 99.7375
30.08. | 23 | 99.7375
30.08. | 24 | 99.7375
31.08. | 1 | 99.7375
31.08. | 2 | 99.7375
31.08. | 3 | 99.7375
31.08. | 4 | 99.7375
31.08. | 5 | 99.7375
31.08. | 6 | 99.7375
31.08. | 7 | 99.7375
31.08. | 8 | 99.7375
31.08. | 9 | 99.7375
31.08. | 10 | 99.7375
31.08. | 11 | 99.7375
31.08. | 12 | 99.7375
31.08. | 13 | 99.7375
31.08. | 14 | 99.7375
31.08. | 15 | 99.7375
31.08. | 16 | 99.7375
31.08. | 17 | 99.7375
31.08. | 18 | 99.7375
31.08. | 19 | 99.7375
31.08. | 20 | 99.7375
31.08. | 21 | 99.7375
31.08. | 22 | 99.7375
31.08. | 23 | 99.7375
31.08. | 24 | 99.7375
01.09. | 1 | 99.7375
01.09. | 2 | 99.7375
01.09. | 3 | 99.7375
01.09. | 4 | 99.7375
01.09. | 5 | 99.7375
01.09. | 6 | 99.7375
01.09. | 7 | 99.7375
01.09. | 8 | 99.7375
01.09. | 9 | 99.7375
01.09. | 10 | 99.7375
01.09. | 11 | 99.7375
01.09. | 12 | 99.7375
01.09. | 13 | 99.7375
01.09. | 14 | 99.7375
01.09. | 15 | 99.7375
01.09. | 16 | 99.7375
01.09. | 17 | 99.7375
01.09. | 18 | 99.7375
01.09. | 19 | 99.7375
01.09. | 20 | 99.7375
01.09. | 21 | 99.7375
01.09. | 22 | 99.7375
01.09. | 23 | 99.7375
01.09. | 24 | 99.7375
02.09. | 1 | 99.7375
02.09. | 2 | 99.7375
02.09. | 3 | 99.7375
02.09. | 4 | 99.7375
02.09. | 5 | 99.7375
02.09. | 6 | 99.7375
02.09. | 7 | 99.7375
02.09. | 8 | 99.7375
02.09. | 9 | 99.7375
02.09. | 10 | 99.7375
02.09. | 11 | 99.7375
02.09. | 12 | 99.7375
02.09. | 13 | 99.7375
02.09. | 14 | 99.7375
02.09. | 15 | 99.7375
02.09. | 16 | 99.7375
02.09. | 17 | 99.7375
02.09. | 18 | 99.7375
02.09. | 19 | 99.7375
02.09. | 20 | 99.7375
02.09. | 21 | 99.7375
02.09. | 22 | 99.7375
02.09. | 23 | 99.7375
02.09. | 24 | 99.7375
03.09. | 1 | 99.7375
03.09. | 2 | 99.7375
03.09. | 3 | 99.7375
03.09. | 4 | 99.7375
03.09. | 5 | 99.7375
03.09. | 6 | 99.7375
03.09. | 7 | 99.7375
03.09. | 8 | 99.7375
03.09. | 9 | 99.7375
03.09. | 10 | 99.7375
03.09. | 11 | 99.7375
03.09. | 12 | 99.7375
03.09. | 13 | 99.7375
03.09. | 14 | 99.7375
03.09. | 15 | 99.7375
03.09. | 16 | 99.7375
03.09. | 17 | 99.7375
03.09. | 18 | 99.7375
03.09. | 19 | 99.7375
03.09. | 20 | 99.7375
03.09. | 21 | 99.7375
03.09. | 22 | 99.7375
03.09. | 23 | 99.7375
03.09. | 24 | 99.7375
04.09. | 1 | 99.7375
04.09. | 2 | 99.7375
04.09. | 3 | 99.7375
04.09. | 4 | 99.7375
04.09. | 5 | 99.7375
04.09. | 6 | 99.7375
04.09. | 7 | 99.7375
04.09. | 8 | 99.7375
04.09. | 9 | 99.7375
04.09. | 10 | 99.7375
04.09. | 11 | 99.7375
04.09. | 12 | 99.7375
04.09. | 13 | 99.7375
04.09. | 14 | 99.7375
04.09. | 15 | 99.7375
04.09. | 16 | 99.7375
04.09. | 17 | 99.7375
04.09. | 18 | 99.7375
04.09. | 19 | 99.7375
04.09. | 20 | 99.7375
04.09. | 21 | 99.7375
04.09. | 22 | 99.7375
04.09. | 23 | 99.7375
04.09. | 24 | 99.7375
05.09. | 1 | 99.7375
05.09. | 2 | 99.7375
05.09. | 3 | 99.7375
05.09. | 4 | 99.7375
05.09. | 5 | 99.7375
05.09. | 6 | 99.7375
05.09. | 7 | 99.7375
05.09. | 8 | 99.7375
05.09. | 9 | 99.7375
05.09. | 10 | 99.7375
05.09. | 11 | 99.7375
05.09. | 12 | 99.7375
05.09. | 13 | 99.7375
05.09. | 14 | 99.7375
05.09. | 15 | 99.7375
05.09. | 16 | 99.7375
05.09. | 17 | 99.7375
05.09. | 18 | 99.7375
05.09. | 19 | 99.7375
05.09. | 20 | 99.7375
05.09. | 21 | 99.7375
05.09. | 22 | 99.7375
05.09. | 23 | 99.7375
05.09. | 24 | 99.7375
06.09. | 1 | 99.7375
06.09. | 2 | 99.7375
06.09. | 3 | 99.7375
06.09. | 4 | 99.7375
06.09. | 5 | 99.7375
06.09. | 6 | 99.7375
06.09. | 7 | 99.7375
06.09. | 8 | 99.7375
06.09. | 9 | 99.7375
06.09. | 10 | 99.7375
06.09. | 11 | 99.7375
06.09. | 12 | 99.7375
06.09. | 13 | 99.7375
06.09. | 14 | 99.7375
06.09. | 15 | 99.7375
06.09. | 16 | 99.7375
06.09. | 17 | 99.7375
06.09. | 18 | 99.7375
06.09. | 19 | 99.7375
06.09. | 20 | 99.7375
06.09. | 21 | 99.7375
06.09. | 22 | 99.7375
06.09. | 23 | 99.7375
06.09. | 24 | 99.7375
07.09. | 1 | 99.7375
07.09. | 2 | 99.7375
07.09. | 3 | 99.7375
07.09. | 4 | 99.7375
07.09. | 5 | 99.7375
07.09. | 6 | 99.7375
07.09. | 7 | 99.7375
07.09. | 8 | 99.7375
07.09. | 9 | 99.7375
07.09. | 10 | 99.7375
07.09. | 11 | 99.7375
07.09. | 12 | 99.7375
07.09. | 13 | 99.7375
07.09. | 14 | 99.7375
07.09. | 15 | 99.7375
07.09. | 16 | 99.7375
07.09. | 17 | 99.7375
07.09. | 18 | 99.7375
07.09. | 19 | 99.7375
07.09. | 20 | 99.7375
07.09. | 21 | 99.7375
07.09. | 22 | 99.7375
07.09. | 23 | 99.7375
07.09. | 24 | 99.7375
08.09. | 1 | 99.7375
08.09. | 2 | 99.7375
08.09. | 3 | 99.7375
08.09. | 4 | 99.7375
08.09. | 5 | 99.7375
08.09. | 6 | 99.7375
08.09. | 7 | 99.7375
08.09. | 8 | 99.7375
08.09. | 9 | 99.7375
08.09. | 10 | 99.7375
08.09. | 11 | 99.7375
08.09. | 12 | 99.7375
08.09. | 13 | 99.7375
08.09. | 14 | 99.7375
08.09. | 15 | 99.7375
08.09. | 16 | 99.7375
08.09. | 17 | 99.7375
08.09. | 18 | 99.7375
08.09. | 19 | 99.7375
08.09. | 20 | 99.7375
08.09. | 21 | 99.7375
08.09. | 22 | 99.7375
08.09. | 23 | 99.7375
08.09. | 24 | 99.7375
09.09. | 1 | 99.7375
09.09. | 2 | 99.7375
09.09. | 3 | 99.7375
09.09. | 4 | 99.7375
09.09. | 5 | 99.7375
09.09. | 6 | 99.7375
09.09. | 7 | 99.7375
09.09. | 8 | 99.7375
09.09. | 9 | 99.7375
09.09. | 10 | 99.7375
09.09. | 11 | 99.7375
09.09. | 12 | 99.7375
09.09. | 13 | 99.7375
09.09. | 14 | 99.7375
09.09. | 15 | 99.7375
09.09. | 16 | 99.7375
09.09. | 17 | 99.7375
09.09. | 18 | 99.7375
09.09. | 19 | 99.7375
09.09. | 20 | 99.7375
09.09. | 21 | 99.7375
09.09. | 22 | 99.7375
09.09. | 23 | 99.7375
09.09. | 24 | 99.7375
10.09. | 1 | 99.7375
10.09. | 2 | 99.7375
10.09. | 3 | 99.7375
10.09. | 4 | 99.7375
10.09. | 5 | 99.7375
10.09. | 6 | 99.7375
10.09. | 7 | 99.7375
10.09. | 8 | 99.7375
10.09. | 9 | 99.7375
10.09. | 10 | 99.7375
10.09. | 11 | 99.7375
10.09. | 12 | 99.7375
10.09. | 13 | 99.7375
10.09. | 14 | 99.7375
10.09. | 15 | 99.7375
10.09. | 16 | 99.7375
10.09. | 17 | 99.7375
10.09. | 18 | 99.7375
10.09. | 19 | 99.7375
10.09. | 20 | 99.7375
10.09. | 21 | 99.7375
10.09. | 22 | 99.7375
10.09. | 23 | 99.7375
10.09. | 24 | 99.7375
11.09. | 1 | 99.7375
11.09. | 2 | 99.7375
11.09. | 3 | 99.7375
11.09. | 4 | 99.7375
11.09. | 5 | 99.7375
11.09. | 6 | 99.7375
11.09. | 7 | 99.7375
11.09. | 8 | 99.7375
11.09. | 9 | 99.7375
11.09. | 10 | 99.7375
11.09. | 11 | 99.7375
11.09. | 12 | 99.7375
11.09. | 13 | 99.7375
11.09. | 14 | 99.7375
11.09. | 15 | 99.7375
11.09. | 16 | 99.7375
11.09. | 17 | 99.7375
11.09. | 18 | 99.7375
11.09. | 19 | 99.7375
11.09. | 20 | 99.7375
11.09. | 21 | 99.7375
11.09. | 22 | 99.7375
11.09. | 23 | 99.7375
11.09. | 24 | 99.7375
12.09. | 1 | 99.7375
12.09. | 2 | 99.7375
12.09. | 3 | 99.7375
12.09. | 4 | 99.7375
12.09. | 5 | 99.7375
12.09. | 6 | 99.7375
12.09. | 7 | 99.7375
12.09. | 8 | 99.7375
12.09. | 9 | 99.7375
12.09. | 10 | 99.7375
12.09. | 11 | 99.7375
12.09. | 12 | 99.7375
12.09. | 13 | 99.7375
12.09. | 14 | 99.7375
12.09. | 15 | 99.7375
12.09. | 16 | 99.7375
12.09. | 17 | 99.7375
12.09. | 18 | 99.7375
12.09. | 19 | 99.7375
12.09. | 20 | 99.7375
12.09. | 21 | 99.7375
12.09. | 22 | 99.7375
12.09. | 23 | 99.7375
12.09. | 24 | 99.7375
13.09. | 1 | 99.7375
13.09. | 2 | 99.7375
13.09. | 3 | 99.7375
13.09. | 4 | 99.7375
13.09. | 5 | 99.7375
13.09. | 6 | 99.7375
13.09. | 7 | 99.7375
13.09. | 8 | 99.7375
13.09. | 9 | 99.7375
13.09. | 10 | 99.7375
13.09. | 11 | 99.7375
13.09. | 12 | 99.7375
13.09. | 13 | 99.7375
13.09. | 14 | 99.7375
13.09. | 15 | 99.7375
13.09. | 16 | 99.7375
13.09. | 17 | 99.7375
13.09. | 18 | 99.7375
13.09. | 19 | 99.7375
13.09. | 20 | 99.7375
13.09. | 21 | 99.7375
13.09. | 22 | 99.7375
13.09. | 23 | 99.7375
13.09. | 24 | 99.7375
14.09. | 1 | 99.7375
14.09. | 2 | 99.7375
14.09. | 3 | 99.7375
14.09. | 4 | 99.7375
14.09. | 5 | 99.7375
14.09. | 6 | 99.7375
14.09. | 7 | 99.7375
14.09. | 8 | 99.7375
14.09. | 9 | 99.7375
14.09. | 10 | 99.7375
14.09. | 11 | 99.7375
14.09. | 12 | 99.7375
14.09. | 13 | 99.7375
14.09. | 14 | 99.7375
14.09. | 15 | 99.7375
14.09. | 16 | 99.7375
14.09. | 17 | 99.7375
14.09. | 18 | 99.7375
14.09. | 19 | 99.7375
14.09. | 20 | 99.7375
14.09. | 21 | 99.7375
14.09. | 22 | 99.7375
14.09. | 23 | 99.7375
14.09. | 24 | 99.7375
15.09. | 1 | 99.7375
15.09. | 2 | 99.7375
15.09. | 3 | 99.7375
15.09. | 4 | 99.7375
15.09. | 5 | 99.7375
15.09. | 6 | 99.7375
15.09. | 7 | 99.7375
15.09. | 8 | 99.7375
15.09. | 9 | 99.7375
15.09. | 10 | 99.7375
15.09. | 11 | 99.7375
15.09. | 12 | 99.7375
15.09. | 13 | 99.7375
15.09. | 14 | 99.7375
15.09. | 15 | 99.7375
15.09. | 16 | 99.7375
15.09. | 17 | 99.7375
15.09. | 18 | 99.7375
15.09. | 19 | 99.7375
15.09. | 20 | 99.7375
15.09. | 21 | 99.7375
15.09. | 22 | 99.7375
15.09. | 23 | 99.7375
15.09. | 24 | 99.7375
16.09. | 1 | 99.7375
16.09. | 2 | 99.7375
16.09. | 3 | 99.7375
16.09. | 4 | 99.7375
16.09. | 5 | 99.7375
16.09. | 6 | 99.7375
16.09. | 7 | 99.7375
16.09. | 8 | 99.7375
16.09. | 9 | 99.7375
16.09. | 10 | 99.7375
16.09. | 11 | 99.7375
16.09. | 12 | 99.7375
16.09. | 13 | 99.7375
16.09. | 14 | 99.7375
16.09. | 15 | 99.7375
16.09. | 16 | 99.7375
16.09. | 17 | 99.7375
16.09. | 18 | 99.7375
16.09. | 19 | 99.7375
16.09. | 20 | 99.7375
16.09. | 21 | 99.7375
16.09. | 22 | 99.7375
16.09. | 23 | 99.7375
16.09. | 24 | 99.7375
17.09. | 1 | 99.7375
17.09. | 2 | 99.7375
17.09. | 3 | 99.7375
17.09. | 4 | 99.7375
17.09. | 5 | 99.7375
17.09. | 6 | 99.7375
17.09. | 7 | 99.7375
17.09. | 8 | 99.7375
17.09. | 9 | 99.7375
17.09. | 10 | 99.7375
17.09. | 11 | 99.7375
17.09. | 12 | 99.7375
17.09. | 13 | 99.7375
17.09. | 14 | 99.7375
17.09. | 15 | 99.7375
17.09. | 16 | 99.7375
17.09. | 17 | 99.7375
17.09. | 18 | 99.7375
17.09. | 19 | 99.7375
17.09. | 20 | 99.7375
17.09. | 21 | 99.7375
17.09. | 22 | 99.7375
17.09. | 23 | 99.7375
17.09. | 24 | 99.7375
18.09. | 1 | 99.7375
18.09. | 2 | 99.7375
18.09. | 3 | 99.7375
18.09. | 4 | 99.7375
18.09. | 5 | 99.7375
18.09. | 6 | 99.7375
18.09. | 7 | 99.7375
18.09. | 8 | 99.7375
18.09. | 9 | 99.7375
18.09. | 10 | 99.7375
18.09. | 11 | 99.7375
18.09. | 12 | 99.7375
18.09. | 13 | 99.7375
18.09. | 14 | 99.7375
18.09. | 15 | 99.7375
18.09. | 16 | 99.7375
18.09. | 17 | 99.7375
18.09. | 18 | 99.7375
18.09. | 19 | 99.7375
18.09. | 20 | 99.7375
18.09. | 21 | 99.7375
18.09. | 22 | 99.7375
18.09. | 23 | 99.7375
18.09. | 24 | 99.7375
19.09. | 1 | 99.7375
19.09. | 2 | 99.7375
19.09. | 3 | 99.7375
19.09. | 4 | 99.7375
19.09. | 5 | 99.7375
19.09. | 6 | 99.7375
19.09. | 7 | 99.7375
19.09. | 8 | 99.7375
19.09. | 9 | 99.7375
19.09. | 10 | 99.7375
19.09. | 11 | 99.7375
19.09. | 12 | 99.7375
19.09. | 13 | 99.7375
19.09. | 14 | 99.7375
19.09. | 15 | 99.7375
19.09. | 16 | 99.7375
19.09. | 17 | 99.7375
19.09. | 18 | 99.7375
19.09. | 19 | 99.7375
19.09. | 20 | 99.7375
19.09. | 21 | 99.7375
19.09. | 22 | 99.7375
19.09. | 23 | 99.7375
19.09. | 24 | 99.7375
20.09. | 1 | 99.7375
20.09. | 2 | 99.7375
20.09. | 3 | 99.7375
20.09. | 4 | 99.7375
20.09. | 5 | 99.7375
20.09. | 6 | 99.7375
20.09. | 7 | 99.7375
20.09. | 8 | 99.7375
20.09. | 9 | 99.7375
20.09. | 10 | 99.7375
20.09. | 11 | 99.7375
20.09. | 12 | 99.7375
20.09. | 13 | 99.7375
20.09. | 14 | 99.7375
20.09. | 15 | 99.7375
20.09. | 16 | 99.7375
20.09. | 17 | 99.7375
20.09. | 18 | 99.7375
20.09. | 19 | 99.7375
20.09. | 20 | 99.7375
20.09. | 21 | 99.7375
20.09. | 22 | 99.7375
20.09. | 23 | 99.7375
20.09. | 24 | 99.7375
21.09. | 1 | 99.7375
21.09. | 2 | 99.7375
21.09. | 3 | 99.7375
21.09. | 4 | 99.7375
21.09. | 5 | 99.7375
21.09. | 6 | 99.7375
21.09. | 7 | 99.7375
21.09. | 8 | 99.7375
21.09. | 9 | 99.7375
21.09. | 10 | 99.7375
21.09. | 11 | 99.7375
21.09. | 12 | 99.7375
21.09. | 13 | 99.7375
21.09. | 14 | 99.7375
21.09. | 15 | 99.7375
21.09. | 16 | 99.7375
21.09. | 17 | 99.7375
21.09. | 18 | 99.7375
21.09. | 19 | 99.7375
21.09. | 20 | 99.7375
21.09. | 21 | 99.7375
21.09. | 22 | 99.7375
21.09. | 23 | 99.7375
21.09. | 24 | 99.7375
22.09. | 1 | 99.7375
22.09. | 2 | 99.7375
22.09. | 3 | 99.7375
22.09. | 4 | 99.7375
22.09. | 5 | 99.7375
22.09. | 6 | 99.7375
22.09. | 7 | 99.7375
22.09. | 8 | 99.7375
22.09. | 9 | 99.7375
22.09. | 10 | 99.7375
22.09. | 11 | 99.7375
22.09. | 12 | 99.7375
22.09. | 13 | 99.7375
22.09. | 14 | 99.7375
22.09. | 15 | 99.7375
22.09. | 16 | 99.7375
22.09. | 17 | 99.7375
22.09. | 18 | 99.7375
22.09. | 19 | 99.7375
22.09. | 20 | 99.7375
22.09. | 21 | 99.7375
22.09. | 22 | 99.7375
22.09. | 23 | 99.7375
22.09. | 24 | 99.7375
23.09. | 1 | 99.7375
23.09. | 2 | 99.7375
23.09. | 3 | 99.7375
23.09. | 4 | 99.7375
23.09. | 5 | 99.7375
23.09. | 6 | 99.7375
23.09. | 7 | 99.7375
23.09. | 8 | 99.7375
23.09. | 9 | 99.7375
23.09. | 10 | 99.7375
23.09. | 11 | 99.7375
23.09. | 12 | 99.7375
23.09. | 13 | 99.7375
23.09. | 14 | 99.7375
23.09. | 15 | 99.7375
23.09. | 16 | 99.7375
23.09. | 17 | 99.7375
23.09. | 18 | 99.7375
23.09. | 19 | 99.7375
23.09. | 20 | 99.7375
23.09. | 21 | 99.7375
23.09. | 22 | 99.7375
23.09. | 23 | 99.7375
23.09. | 24 | 99.7375
24.09. | 1 | 99.7375
24.09. | 2 | 99.7375
24.09. | 3 | 99.7375
24.09. | 4 | 99.7375
24.09. | 5 | 99.7375
24.09. | 6 | 99.7375
24.09. | 7 | 99.7375
24.09. | 8 | 99.7375
24.09. | 9 | 99.7375
24.09. | 10 | 99.7375
24.09. | 11 | 99.7375
24.09. | 12 | 99.7375
24.09. | 13 | 99.7375
24.09. | 14 | 99.7375
24.09. | 15 | 99.7375
24.09. | 16 | 99.7375
24.09. | 17 | 99.7375
24.09. | 18 | 99.7375
24.09. | 19 | 99.7375
24.09. | 20 | 99.7375
24.09. | 21 | 99.7375
24.09. | 22 | 99.7375
24.09. | 23 | 99.7375
24.09. | 24 | 99.7375
25.09. | 1 | 99.7375
25.09. | 2 | 99.7375
25.09. | 3 | 99.7375
25.09. | 4 | 99.7375
25.09. | 5 | 99.7375
25.09. | 6 | 99.7375
25.09. | 7 | 99.7375
25.09. | 8 | 99.7375
25.09. | 9 | 99.7375
25.09. | 10 | 99.7375
25.09. | 11 | 99.7375
25.09. | 12 | 99.7375
25.09. | 13 | 99.7375
25.09. | 14 | 99.7375
25.09. | 15 | 99.7375
25.09. | 16 | 99.7375
25.09. | 17 | 99.7375
25.09. | 18 | 99.7375
25.09. | 19 | 99.7375
25.09. | 20 | 99.7375
25.09. | 21 | 99.7375
25.09. | 22 | 99.7375
25.09. | 23 | 99.7375
25.09. | 24 | 99.7375
26.09. | 1 | 99.7375
26.09. | 2 | 99.7375
26.09. | 3 | 99.7375
26.09. | 4 | 99.7375
26.09. | 5 | 99.7375
26.09. | 6 | 99.7375
26.09. | 7 | 99.7375
26.09. | 8 | 99.7375
26.09. | 9 | 99.7375
26.09. | 10 | 99.7375
26.09. | 11 | 99.7375
26.09. | 12 | 99.7375
26.09. | 13 | 99.7375
26.09. | 14 | 99.7375
26.09. | 15 | 99.7375
26.09. | 16 | 99.7375
26.09. | 17 | 99.7375
26.09. | 18 | 99.7375
26.09. | 19 | 99.7375
26.09. | 20 | 99.7375
26.09. | 21 | 99.7375
26.09. | 22 | 99.7375
26.09. | 23 | 99.7375
26.09. | 24 | 99.7375
27.09. | 1 | 99.7375
27.09. | 2 | 99.7375
27.09. | 3 | 99.7375
27.09. | 4 | 99.7375
27.09. | 5 | 99.7375
27.09. | 6 | 99.7375
27.09. | 7 | 99.7375
27.09. | 8 | 99.7375
27.09. | 9 | 99.7375
27.09. | 10 | 99.7375
27.09. | 11 | 99.7375
27.09. | 12 | 99.7375
27.09. | 13 | 99.7375
27.09. | 14 | 99.7375
27.09. | 15 | 99.7375
27.09. | 16 | 99.7375
27.09. | 17 | 99.7375
27.09. | 18 | 99.7375
27.09. | 19 | 99.7375
27.09. | 20 | 99.7375
27.09. | 21 | 99.7375
27.09. | 22 | 99.7375
27.09. | 23 | 99.7375
27.09. | 24 | 99.7375
28.09. | 1 | 99.7375
28.09. | 2 | 99.7375
28.09. | 3 | 99.7375
28.09. | 4 | 99.7375
28.09. | 5 | 99.7375
28.09. | 6 | 99.7375
28.09. | 7 | 99.7375
28.09. | 8 | 99.7375
28.09. | 9 | 99.7375
28.09. | 10 | 99.7375
28.09. | 11 | 99.7375
28.09. | 12 | 99.7375
28.09. | 13 | 99.7375
28.09. | 14 | 99.7375
28.09. | 15 | 99.7375
28.09. | 16 | 99.7375
28.09. | 17 | 99.7375
28.09. | 18 | 99.7375
28.09. | 19 | 99.7375
28.09. | 20 | 99.7375
28.09. | 21 | 99.7375
28.09. | 22 | 99.7375
28.09. | 23 | 99.7375
28.09. | 24 | 99.7375
29.09. | 1 | 99.7375
29.09. | 2 | 99.7375
29.09. | 3 | 99.7375
29.09. | 4 | 99.7375
29.09. | 5 | 99.7375
29.09. | 6 | 99.7375
29.09. | 7 | 99.7375
29.09. | 8 | 99.7375
29.09. | 9 | 99.7375
29.09. | 10 | 99.7375
29.09. | 11 | 99.7375
29.09. | 12 | 99.7375
29.09. | 13 | 99.7375
29.09. | 14 | 99.7375
29.09. | 15 | 99.7375
29.09. | 16 | 99.7375
29.09. | 17 | 99.7375
29.09. | 18 | 99.7375
29.09. | 19 | 99.7375
29.09. | 20 | 99.7375
29.09. | 21 | 99.7375
29.09. | 22 | 99.7375
29.09. | 23 | 99.7375
29.09. | 24 | 99.7375
30.09. | 1 | 99.7375
30.09. | 2 | 99.7375
30.09. | 3 | 99.7375
30.09. | 4 | 99.7375
30.09. | 5 | 99.7375
30.09. | 6 | 99.7375
30.09. | 7 | 99.7375
30.09. | 8 | 99.7375
30.09. | 9 | 99.7375
30.09. | 10 | 99.7375
30.09. | 11 | 99.7375
30.09. | 12 | 99.7375
30.09. | 13 | 99.7375
30.09. | 14 | 99.7375
30.09. | 15 | 99.7375
30.09. | 16 | 99.7375
30.09. | 17 | 99.7375
30.09. | 18 | 99.7375
30.09. | 19 | 99.7375
30.09. | 20 | 99.7375
30.09. | 21 | 99.7375
30.09. | 22 | 99.7375
30.09. | 23 | 99.7375
30.09. | 24 | 99.7375
01.10. | 1 | 99.7375
01.10. | 2 | 99.7375
01.10. | 3 | 99.7375
01.10. | 4 | 99.7375
01.10. | 5 | 99.7375
01.10. | 6 | 99.7375
01.10. | 7 | 99.7375
01.10. | 8 | 99.7375
01.10. | 9 | 99.7375
01.10. | 10 | 99.7375
01.10. | 11 | 99.7375
01.10. | 12 | 99.7375
01.10. | 13 | 99.7375
01.10. | 14 | 99.7375
01.10. | 15 | 99.7375
01.10. | 16 | 99.7375
01.10. | 17 | 99.7375
01.10. | 18 | 99.7375
01.10. | 19 | 99.7375
01.10. | 20 | 99.7375
01.10. | 21 | 99.7375
01.10. | 22 | 99.7375
01.10. | 23 | 99.7375
01.10. | 24 | 99.7375
02.10. | 1 | 99.7375
02.10. | 2 | 99.7375
02.10. | 3 | 99.7375
02.10. | 4 | 99.7375
02.10. | 5 | 99.7375
02.10. | 6 | 99.7375
02.10. | 7 | 99.7375
02.10. | 8 | 99.7375
02.10. | 9 | 99.7375
02.10. | 10 | 99.7375
02.10. | 11 | 99.7375
02.10. | 12 | 99.7375
02.10. | 13 | 99.7375
02.10. | 14 | 99.7375
02.10. | 15 | 99.7375
02.10. | 16 | 99.7375
02.10. | 17 | 99.7375
02.10. | 18 | 99.7375
02.10. | 19 | 99.7375
02.10. | 20 | 99.7375
02.10. | 21 | 99.7375
02.10. | 22 | 99.7375
02.10. | 23 | 99.7375
02.10. | 24 | 99.7375
03.10. | 1 | 99.7375
03.10. | 2 | 99.7375
03.10. | 3 | 99.7375
03.10. | 4 | 99.7375
03.10. | 5 | 99.7375
03.10. | 6 | 99.7375
03.10. | 7 | 99.7375
03.10. | 8 | 99.7375
03.10. | 9 | 99.7375
03.10. | 10 | 99.7375
03.10. | 11 | 99.7375
03.10. | 12 | 99.7375
03.10. | 13 | 99.7375
03.10. | 14 | 99.7375
03.10. | 15 | 99.7375
03.10. | 16 | 99.7375
03.10. | 17 | 99.7375
03.10. | 18 | 99.7375
03.10. | 19 | 99.7375
03.10. | 20 | 99.7375
03.10. | 21 | 99.7375
03.10. | 22 | 99.7375
03.10. | 23 | 99.7375
03.10. | 24 | 99.7375
04.10. | 1 | 99.7375
04.10. | 2 | 99.7375
04.10. | 3 | 99.7375
04.10. | 4 | 99.7375
04.10. | 5 | 99.7375
04.10. | 6 | 99.7375
04.10. | 7 | 99.7375
04.10. | 8 | 99.7375
04.10. | 9 | 99.7375
04.10. | 10 | 99.7375
04.10. | 11 | 99.7375
04.10. | 12 | 99.7375
04.10. | 13 | 99.7375
04.10. | 14 | 99.7375
04.10. | 15 | 99.7375
04.10. | 16 | 99.7375
04.10. | 17 | 99.7375
04.10. | 18 | 99.7375
04.10. | 19 | 99.7375
04.10. | 20 | 99.7375
04.10. | 21 | 99.7375
04.10. | 22 | 99.7375
04.10. | 23 | 99.7375
04.10. | 24 | 99.7375
05.10. | 1 | 99.7375
05.10. | 2 | 99.7375
05.10. | 3 | 99.7375
05.10. | 4 | 99.7375
05.10. | 5 | 99.7375
05.10. | 6 | 99.7375
05.10. | 7 | 99.7375
05.10. | 8 | 99.7375
05.10. | 9 | 99.7375
05.10. | 10 | 99.7375
05.10. | 11 | 99.7375
05.10. | 12 | 99.7375
05.10. | 13 | 99.7375
05.10. | 14 | 99.7375
05.10. | 15 | 99.7375
05.10. | 16 | 99.7375
05.10. | 17 | 99.7375
05.10. | 18 | 99.7375
05.10. | 19 | 99.7375
05.10. | 20 | 99.7375
05.10. | 21 | 99.7375
05.10. | 22 | 99.7375
05.10. | 23 | 99.7375
05.10. | 24 | 99.7375
06.10. | 1 | 99.7375
06.10. | 2 | 99.7375
06.10. | 3 | 99.7375
06.10. | 4 | 99.7375
06.10. | 5 | 99.7375
06.10. | 6 | 99.7375
06.10. | 7 | 99.7375
06.10. | 8 | 99.7375
06.10. | 9 | 99.7375
06.10. | 10 | 99.7375
06.10. | 11 | 99.7375
06.10. | 12 | 99.7375
06.10. | 13 | 99.7375
06.10. | 14 | 99.7375
06.10. | 15 | 99.7375
06.10. | 16 | 99.7375
06.10. | 17 | 99.7375
06.10. | 18 | 99.7375
06.10. | 19 | 99.7375
06.10. | 20 | 99.7375
06.10. | 21 | 99.7375
06.10. | 22 | 99.7375
06.10. | 23 | 99.7375
06.10. | 24 | 99.7375
07.10. | 1 | 99.7375
07.10. | 2 | 99.7375
07.10. | 3 | 99.7375
07.10. | 4 | 99.7375
07.10. | 5 | 99.7375
07.10. | 6 | 99.7375
07.10. | 7 | 99.7375
07.10. | 8 | 99.7375
07.10. | 9 | 99.7375
07.10. | 10 | 99.7375
07.10. | 11 | 99.7375
07.10. | 12 | 99.7375
07.10. | 13 | 99.7375
07.10. | 14 | 99.7375
07.10. | 15 | 99.7375
07.10. | 16 | 99.7375
07.10. | 17 | 99.7375
07.10. | 18 | 99.7375
07.10. | 19 | 99.7375
07.10. | 20 | 99.7375
07.10. | 21 | 99.7375
07.10. | 22 | 99.7375
07.10. | 23 | 99.7375
07.10. | 24 | 99.7375
08.10. | 1 | 99.7375
08.10. | 2 | 99.7375
08.10. | 3 | 99.7375
08.10. | 4 | 99.7375
08.10. | 5 | 99.7375
08.10. | 6 | 99.7375
08.10. | 7 | 99.7375
08.10. | 8 | 99.7375
08.10. | 9 | 99.7375
08.10. | 10 | 99.7375
08.10. | 11 | 99.7375
08.10. | 12 | 99.7375
08.10. | 13 | 99.7375
08.10. | 14 | 99.7375
08.10. | 15 | 99.7375
08.10. | 16 | 99.7375
08.10. | 17 | 99.7375
08.10. | 18 | 99.7375
08.10. | 19 | 99.7375
08.10. | 20 | 99.7375
08.10. | 21 | 99.7375
08.10. | 22 | 99.7375
08.10. | 23 | 99.7375
08.10. | 24 | 99.7375
09.10. | 1 | 99.7375
09.10. | 2 | 99.7375
09.10. | 3 | 99.7375
09.10. | 4 | 99.7375
09.10. | 5 | 99.7375
09.10. | 6 | 99.7375
09.10. | 7 | 99.7375
09.10. | 8 | 99.7375
09.10. | 9 | 99.7375
09.10. | 10 | 99.7375
09.10. | 11 | 99.7375
09.10. | 12 | 99.7375
09.10. | 13 | 99.7375
09.10. | 14 | 99.7375
09.10. | 15 | 99.7375
09.10. | 16 | 99.7375
09.10. | 17 | 99.7375
09.10. | 18 | 99.7375
09.10. | 19 | 99.7375
09.10. | 20 | 99.7375
09.10. | 21 | 99.7375
09.10. | 22 | 99.7375
09.10. | 23 | 99.7375
09.10. | 24 | 99.7375
10.10. | 1 | 99.7375
10.10. | 2 | 99.7375
10.10. | 3 | 99.7375
10.10. | 4 | 99.7375
10.10. | 5 | 99.7375
10.10. | 6 | 99.7375
10.10. | 7 | 99.7375
10.10. | 8 | 99.7375
10.10. | 9 | 99.7375
10.10. | 10 | 99.7375
10.10. | 11 | 99.7375
10.10. | 12 | 99.7375
10.10. | 13 | 99.7375
10.10. | 14 | 99.7375
10.10. | 15 | 99.7375
10.10. | 16 | 99.7375
10.10. | 17 | 99.7375
10.10. | 18 | 99.7375
10.10. | 19 | 99.7375
10.10. | 20 | 99.7375
10.10. | 21 | 99.7375
10.10. | 22 | 99.7375
10.10. | 23 | 99.7375
10.10. | 24 | 99.7375
11.10. | 1 | 99.7375
11.10. | 2 | 99.7375
11.10. | 3 | 99.7375
11.10. | 4 | 99.7375
11.10. | 5 | 99.7375
11.10. | 6 | 99.7375
11.10. | 7 | 99.7375
11.10. | 8 | 99.7375
11.10. | 9 | 99.7375
11.10. | 10 | 99.7375
11.10. | 11 | 99.7375
11.10. | 12 | 99.7375
11.10. | 13 | 99.7375
11.10. | 14 | 99.7375
11.10. | 15 | 99.7375
11.10. | 16 | 99.7375
11.10. | 17 | 99.7375
11.10. | 18 | 99.7375
11.10. | 19 | 99.7375
11.10. | 20 | 99.7375
11.10. | 21 | 99.7375
11.10. | 22 | 99.7375
11.10. | 23 | 99.7375
11.10. | 24 | 99.7375
12.10. | 1 | 99.7375
12.10. | 2 | 99.7375
12.10. | 3 | 99.7375
12.10. | 4 | 99.7375
12.10. | 5 | 99.7375
12.10. | 6 | 99.7375
12.10. | 7 | 99.7375
12.10. | 8 | 99.7375
12.10. | 9 | 99.7375
12.10. | 10 | 99.7375
12.10. | 11 | 99.7375
12.10. | 12 | 99.7375
12.10. | 13 | 99.7375
12.10. | 14 | 99.7375
12.10. | 15 | 99.7375
12.10. | 16 | 99.7375
12.10. | 17 | 99.7375
12.10. | 18 | 99.7375
12.10. | 19 | 99.7375
12.10. | 20 | 99.7375
12.10. | 21 | 99.7375
12.10. | 22 | 99.7375
12.10. | 23 | 99.7375
12.10. | 24 | 99.7375
13.10. | 1 | 99.7375
13.10. | 2 | 99.7375
13.10. | 3 | 99.7375
13.10. | 4 | 99.7375
13.10. | 5 | 99.7375
13.10. | 6 | 99.7375
13.10. | 7 | 99.7375
13.10. | 8 | 99.7375
13.10. | 9 | 99.7375
13.10. | 10 | 99.7375
13.10. | 11 | 99.7375
13.10. | 12 | 99.7375
13.10. | 13 | 99.7375
13.10. | 14 | 99.7375
13.10. | 15 | 99.7375
13.10. | 16 | 99.7375
13.10. | 17 | 99.7375
13.10. | 18 | 99.7375
13.10. | 19 | 99.7375
13.10. | 20 | 99.7375
13.10. | 21 | 99.7375
13.10. | 22 | 99.7375
13.10. | 23 | 99.7375
13.10. | 24 | 99.7375
14.10. | 1 | 99.7375
14.10. | 2 | 99.7375
14.10. | 3 | 99.7375
14.10. | 4 | 99.7375
14.10. | 5 | 99.7375
14.10. | 6 | 99.7375
14.10. | 7 | 99.7375
14.10. | 8 | 99.7375
14.10. | 9 | 99.7375
14.10. | 10 | 99.7375
14.10. | 11 | 99.7375
14.10. | 12 | 99.7375
14.10. | 13 | 99.7375
14.10. | 14 | 99.7375
14.10. | 15 | 99.7375
14.10. | 16 | 99.7375
14.10. | 17 | 99.7375
14.10. | 18 | 99.7375
14.10. | 19 | 99.7375
14.10. | 20 | 99.7375
14.10. | 21 | 99.7375
14.10. | 22 | 99.7375
14.10. | 23 | 99.7375
14.10. | 24 | 99.7375
15.10. | 1 | 99.7375
15.10. | 2 | 99.7375
15.10. | 3 | 99.7375
15.10. | 4 | 99.7375
15.10. | 5 | 99.7375
15.10. | 6 | 99.7375
15.10. | 7 | 99.7375
15.10. | 8 | 99.7375
15.10. | 9 | 99.7375
15.10. | 10 | 99.7375
15.10. | 11 | 99.7375
15.10. | 12 | 99.7375
15.10. | 13 | 99.7375
15.10. | 14 | 99.7375
15.10. | 15 | 99.7375
15.10. | 16 | 99.7375
15.10. | 17 | 99.7375
15.10. | 18 | 99.7375
15.10. | 19 | 99.7375
15.10. | 20 | 99.7375
15.10. | 21 | 99.7375
15.10. | 22 | 99.7375
15.10. | 23 | 99.7375
15.10. | 24 | 99.7375
16.10. | 1 | 99.7375
16.10. | 2 | 99.7375
16.10. | 3 | 99.7375
16.10. | 4 | 99.7375
16.10. | 5 | 99.7375
16.10. | 6 | 99.7375
16.10. | 7 | 99.7375
16.10. | 8 | 99.7375
16.10. | 9 | 99.7375
16.10. | 10 | 99.7375
16.10. | 11 | 99.7375
16.10. | 12 | 99.7375
16.10. | 13 | 99.7375
16.10. | 14 | 99.7375
16.10. | 15 | 99.7375
16.10. | 16 | 99.7375
16.10. | 17 | 99.7375
16.10. | 18 | 99.7375
16.10. | 19 | 99.7375
16.10. | 20 | 99.7375
16.10. | 21 | 99.7375
16.10. | 22 | 99.7375
16.10. | 23 | 99.7375
16.10. | 24 | 99.7375
17.10. | 1 | 99.7375
17.10. | 2 | 99.7375
17.10. | 3 | 99.7375
17.10. | 4 | 99.7375
17.10. | 5 | 99.7375
17.10. | 6 | 99.7375
17.10. | 7 | 99.7375
17.10. | 8 | 99.7375
17.10. | 9 | 99.7375
17.10. | 10 | 99.7375
17.10. | 11 | 99.7375
17.10. | 12 | 99.7375
17.10. | 13 | 99.7375
17.10. | 14 | 99.7375
17.10. | 15 | 99.7375
17.10. | 16 | 99.7375
17.10. | 17 | 99.7375
17.10. | 18 | 99.7375
17.10. | 19 | 99.7375
17.10. | 20 | 99.7375
17.10. | 21 | 99.7375
17.10. | 22 | 99.7375
17.10. | 23 | 99.7375
17.10. | 24 | 99.7375
18.10. | 1 | 99.7375
18.10. | 2 | 99.7375
18.10. | 3 | 99.7375
18.10. | 4 | 99.7375
18.10. | 5 | 99.7375
18.10. | 6 | 99.7375
18.10. | 7 | 99.7375
18.10. | 8 | 99.7375
18.10. | 9 | 99.7375
18.10. | 10 | 99.7375
18.10. | 11 | 99.7375
18.10. | 12 | 99.7375
18.10. | 13 | 99.7375
18.10. | 14 | 99.7375
18.10. | 15 | 99.7375
18.10. | 16 | 99.7375
18.10. | 17 | 99.7375
18.10. | 18 | 99.7375
18.10. | 19 | 99.7375
18.10. | 20 | 99.7375
18.10. | 21 | 99.7375
18.10. | 22 | 99.7375
18.10. | 23 | 99.7375
18.10. | 24 | 99.7375
19.10. | 1 | 99.7375
19.10. | 2 | 99.7375
19.10. | 3 | 99.7375
19.10. | 4 | 99.7375
19.10. | 5 | 99.7375
19.10. | 6 | 99.7375
19.10. | 7 | 99.7375
19.10. | 8 | 99.7375
19.10. | 9 | 99.7375
19.10. | 10 | 99.7375
19.10. | 11 | 99.7375
19.10. | 12 | 99.7375
19.10. | 13 | 99.7375
19.10. | 14 | 99.7375
19.10. | 15 | 99.7375
19.10. | 16 | 99.7375
19.10. | 17 | 99.7375
19.10. | 18 | 99.7375
19.10. | 19 | 99.7375
19.10. | 20 | 99.7375
19.10. | 21 | 99.7375
19.10. | 22 | 99.7375
19.10. | 23 | 99.7375
19.10. | 24 | 99.7375
20.10. | 1 | 99.7375
20.10. | 2 | 99.7375
20.10. | 3 | 99.7375
20.10. | 4 | 99.7375
20.10. | 5 | 99.7375
20.10. | 6 | 99.7375
20.10. | 7 | 99.7375
20.10. | 8 | 99.7375
20.10. | 9 | 99.7375
20.10. | 10 | 99.7375
20.10. | 11 | 99.7375
20.10. | 12 | 99.7375
20.10. | 13 | 99.7375
20.10. | 14 | 99.7375
20.10. | 15 | 99.7375
20.10. | 16 | 99.7375
20.10. | 17 | 99.7375
20.10. | 18 | 99.7375
20.10. | 19 | 99.7375
20.10. | 20 | 99.7375
20.10. | 21 | 99.7375
20.10. | 22 | 99.7375
20.10. | 23 | 99.7375
20.10. | 24 | 99.7375
21.10. | 1 | 99.7375
21.10. | 2 | 99.7375
21.10. | 3 | 99.7375
21.10. | 4 | 99.7375
21.10. | 5 | 99.7375
21.10. | 6 | 99.7375
21.10. | 7 | 99.7375
21.10. | 8 | 99.7375
21.10. | 9 | 99.7375
21.10. | 10 | 99.7375
21.10. | 11 | 99.7375
21.10. | 12 | 99.7375
21.10. | 13 | 99.7375
21.10. | 14 | 99.7375
21.10. | 15 | 99.7375
21.10. | 16 | 99.7375
21.10. | 17 | 99.7375
21.10. | 18 | 99.7375
21.10. | 19 | 99.7375
21.10. | 20 | 99.7375
21.10. | 21 | 99.7375
21.10. | 22 | 99.7375
21.10. | 23 | 99.7375
21.10. | 24 | 99.7375
22.10. | 1 | 99.7375
22.10. | 2 | 99.7375
22.10. | 3 | 99.7375
22.10. | 4 | 99.7375
22.10. | 5 | 99.7375
22.10. | 6 | 99.7375
22.10. | 7 | 99.7375
22.10. | 8 | 99.7375
22.10. | 9 | 99.7375
22.10. | 10 | 99.7375
22.10. | 11 | 99.7375
22.10. | 12 | 99.7375
22.10. | 13 | 99.7375
22.10. | 14 | 99.7375
22.10. | 15 | 99.7375
22.10. | 16 | 99.7375
22.10. | 17 | 99.7375
22.10. | 18 | 99.7375
22.10. | 19 | 99.7375
22.10. | 20 | 99.7375
22.10. | 21 | 99.7375
22.10. | 22 | 99.7375
22.10. | 23 | 99.7375
22.10. | 24 | 99.7375
23.10. | 1 | 99.7375
23.10. | 2 | 99.7375
23.10. | 3 | 99.7375
23.10. | 4 | 99.7375
23.10. | 5 | 99.7375
23.10. | 6 | 99.7375
23.10. | 7 | 99.7375
23.10. | 8 | 99.7375
23.10. | 9 | 99.7375
23.10. | 10 | 99.7375
23.10. | 11 | 99.7375
23.10. | 12 | 99.7375
23.10. | 13 | 99.7375
23.10. | 14 | 99.7375
23.10. | 15 | 99.7375
23.10. | 16 | 99.7375
23.10. | 17 | 99.7375
23.10. | 18 | 99.7375
23.10. | 19 | 99.7375
23.10. | 20 | 99.7375
23.10. | 21 | 99.7375
23.10. | 22 | 99.7375
23.10. | 23 | 99.7375
23.10. | 24 | 99.7375
24.10. | 1 | 99.7375
24.10. | 2 | 99.7375
24.10. | 3 | 99.7375
24.10. | 4 | 99.7375
24.10. | 5 | 99.7375
24.10. | 6 | 99.7375
24.10. | 7 | 99.7375
24.10. | 8 | 99.7375
24.10. | 9 | 99.7375
24.10. | 10 | 99.7375
24.10. | 11 | 99.7375
24.10. | 12 | 99.7375
24.10. | 13 | 99.7375
24.10. | 14 | 99.7375
24.10. | 15 | 99.7375
24.10. | 16 | 99.7375
24.10. | 17 | 99.7375
24.10. | 18 | 99.7375
24.10. | 19 | 99.7375
24.10. | 20 | 99.7375
24.10. | 21 | 99.7375
24.10. | 22 | 99.7375
24.10. | 23 | 99.7375
24.10. | 24 | 99.7375
25.10. | 1 | 99.7375
25.10. | 2 | 99.7375
25.10. | 3 | 99.7375
25.10. | 4 | 99.7375
25.10. | 5 | 99.7375
25.10. | 6 | 99.7375
25.10. | 7 | 99.7375
25.10. | 8 | 99.7375
25.10. | 9 | 99.7375
25.10. | 10 | 99.7375
25.10. | 11 | 99.7375
25.10. | 12 | 99.7375
25.10. | 13 | 99.7375
25.10. | 14 | 99.7375
25.10. | 15 | 99.7375
25.10. | 16 | 99.7375
25.10. | 17 | 99.7375
25.10. | 18 | 99.7375
25.10. | 19 | 99.7375
25.10. | 20 | 99.7375
25.10. | 21 | 99.7375
25.10. | 22 | 99.7375
25.10. | 23 | 99.7375
25.10. | 24 | 99.7375
26.10. | 1 | 99.7375
26.10. | 2 | 99.7375
26.10. | 3 | 99.7375
26.10. | 4 | 99.7375
26.10. | 5 | 99.7375
26.10. | 6 | 99.7375
26.10. | 7 | 99.7375
26.10. | 8 | 99.7375
26.10. | 9 | 99.7375
26.10. | 10 | 99.7375
26.10. | 11 | 99.7375
26.10. | 12 | 99.7375
26.10. | 13 | 99.7375
26.10. | 14 | 99.7375
26.10. | 15 | 99.7375
26.10. | 16 | 99.7375
26.10. | 17 | 99.7375
26.10. | 18 | 99.7375
26.10. | 19 | 99.7375
26.10. | 20 | 99.7375
26.10. | 21 | 99.7375
26.10. | 22 | 99.7375
26.10. | 23 | 99.7375
26.10. | 24 | 99.7375
27.10. | 1 | 99.7375
27.10. | 2 | 99.7375
27.10. | 3 | 99.7375
27.10. | 4 | 99.7375
27.10. | 5 | 99.7375
27.10. | 6 | 99.7375
27.10. | 7 | 99.7375
27.10. | 8 | 99.7375
27.10. | 9 | 99.7375
27.10. | 10 | 99.7375
27.10. | 11 | 99.7375
27.10. | 12 | 99.7375
27.10. | 13 | 99.7375
27.10. | 14 | 99.7375
27.10. | 15 | 99.7375
27.10. | 16 | 99.7375
27.10. | 17 | 99.7375
27.10. | 18 | 99.7375
27.10. | 19 | 99.7375
27.10. | 20 | 99.7375
27.10. | 21 | 99.7375
27.10. | 22 | 99.7375
27.10. | 23 | 99.7375
27.10. | 24 | 99.7375
28.10. | 1 | 99.7375
28.10. | 2 | 99.7375
28.10. | 3 | 99.7375
28.10. | 4 | 99.7375
28.10. | 5 | 99.7375
28.10. | 6 | 99.7375
28.10. | 7 | 99.7375
28.10. | 8 | 99.7375
28.10. | 9 | 99.7375
28.10. | 10 | 99.7375
28.10. | 11 | 99.7375
28.10. | 12 | 99.7375
28.10. | 13 | 99.7375
28.10. | 14 | 99.7375
28.10. | 15 | 99.7375
28.10. | 16 | 99.7375
28.10. | 17 | 99.7375
28.10. | 18 | 99.7375
28.10. | 19 | 99.7375
28.10. | 20 | 99.7375
28.10. | 21 | 99.7375
28.10. | 22 | 99.7375
28.10. | 23 | 99.7375
28.10. | 24 | 99.7375
29.10. | 1 | 99.7375
29.10. | 2 | 99.7375
29.10. | 3 | 99.7375
29.10. | 4 | 99.7375
29.10. | 5 | 99.7375
29.10. | 6 | 99.7375
29.10. | 7 | 99.7375
29.10. | 8 | 99.7375
29.10. | 9 | 99.7375
29.10. | 10 | 99.7375
29.10. | 11 | 99.7375
29.10. | 12 | 99.7375
29.10. | 13 | 99.7375
29.10. | 14 | 99.7375
29.10. | 15 | 99.7375
29.10. | 16 | 99.7375
29.10. | 17 | 99.7375
29.10. | 18 | 99.7375
29.10. | 19 | 99.7375
29.10. | 20 | 99.7375
29.10. | 21 | 99.7375
29.10. | 22 | 99.7375
29.10. | 23 | 99.7375
29.10. | 24 | 99.7375
30.10. | 1 | 99.7375
30.10. | 2 | 99.7375
30.10. | 3 | 99.7375
30.10. | 4 | 99.7375
30.10. | 5 | 99.7375
30.10. | 6 | 99.7375
30.10. | 7 | 99.7375
30.10. | 8 | 99.7375
30.10. | 9 | 99.7375
30.10. | 10 | 99.7375
30.10. | 11 | 99.7375
30.10. | 12 | 99.7375
30.10. | 13 | 99.7375
30.10. | 14 | 99.7375
30.10. | 15 | 99.7375
30.10. | 16 | 99.7375
30.10. | 17 | 99.7375
30.10. | 18 | 99.7375
30.10. | 19 | 99.7375
30.10. | 20 | 99.7375
30.10. | 21 | 99.7375
30.10. | 22 | 99.7375
30.10. | 23 | 99.7375
30.10. | 24 | 99.7375
31.10. | 1 | 99.7375
31.10. | 2 | 99.7375
31.10. | 3 | 99.7375
31.10. | 4 | 99.7375
31.10. | 5 | 99.7375
31.10. | 6 | 99.7375
31.10. | 7 | 99.7375
31.10. | 8 | 99.7375
31.10. | 9 | 99.7375
31.10. | 10 | 99.7375
31.10. | 11 | 99.7375
31.10. | 12 | 99.7375
31.10. | 13 | 99.7375
31.10. | 14 | 99.7375
31.10. | 15 | 99.7375
31.10. | 16 | 99.7375
31.10. | 17 | 99.7375
31.10. | 18 | 99.7375
31.10. | 19 | 99.7375
31.10. | 20 | 99.7375
31.10. | 21 | 99.7375
31.10. | 22 | 99.7375
31.10. | 23 | 99.7375
31.10. | 24 | 99.7375
01.11. | 1 | 99.7375
01.11. | 2 | 99.7375
01.11. | 3 | 99.7375
01.11. | 4 | 99.7375
01.11. | 5 | 99.7375
01.11. | 6 | 99.7375
01.11. | 7 | 99.7375
01.11. | 8 | 99.7375
01.11. | 9 | 99.7375
01.11. | 10 | 99.7375
01.11. | 11 | 99.7375
01.11. | 12 | 99.7375
01.11. | 13 | 99.7375
01.11. | 14 | 99.7375
01.11. | 15 | 99.7375
01.11. | 16 | 99.7375
01.11. | 17 | 99.7375
01.11. | 18 | 99.7375
01.11. | 19 | 99.7375
01.11. | 20 | 99.7375
01.11. | 21 | 99.7375
01.11. | 22 | 99.7375
01.11. | 23 | 99.7375
01.11. | 24 | 99.7375
02.11. | 1 | 99.7375
02.11. | 2 | 99.7375
02.11. | 3 | 99.7375
02.11. | 4 | 99.7375
02.11. | 5 | 99.7375
02.11. | 6 | 99.7375
02.11. | 7 | 99.7375
02.11. | 8 | 99.7375
02.11. | 9 | 99.7375
02.11. | 10 | 99.7375
02.11. | 11 | 99.7375
02.11. | 12 | 99.7375
02.11. | 13 | 99.7375
02.11. | 14 | 99.7375
02.11. | 15 | 99.7375
02.11. | 16 | 99.7375
02.11. | 17 | 99.7375
02.11. | 18 | 99.7375
02.11. | 19 | 99.7375
02.11. | 20 | 99.7375
02.11. | 21 | 99.7375
02.11. | 22 | 99.7375
02.11. | 23 | 99.7375
02.11. | 24 | 99.7375
03.11. | 1 | 99.7375
03.11. | 2 | 99.7375
03.11. | 3 | 99.7375
03.11. | 4 | 99.7375
03.11. | 5 | 99.7375
03.11. | 6 | 99.7375
03.11. | 7 | 99.7375
03.11. | 8 | 99.7375
03.11. | 9 | 99.7375
03.11. | 10 | 99.7375
03.11. | 11 | 99.7375
03.11. | 12 | 99.7375
03.11. | 13 | 99.7375
03.11. | 14 | 99.7375
03.11. | 15 | 99.7375
03.11. | 16 | 99.7375
03.11. | 17 | 99.7375
03.11. | 18 | 99.7375
03.11. | 19 | 99.7375
03.11. | 20 | 99.7375
03.11. | 21 | 99.7375
03.11. | 22 | 99.7375
03.11. | 23 | 99.7375
03.11. | 24 | 99.7375
04.11. | 1 | 99.7375
04.11. | 2 | 99.7375
04.11. | 3 | 99.7375
04.11. | 4 | 99.7375
04.11. | 5 | 99.7375
04.11. | 6 | 99.7375
04.11. | 7 | 99.7375
04.11. | 8 | 99.7375
04.11. | 9 | 99.7375
04.11. | 10 | 99.7375
04.11. | 11 | 99.7375
04.11. | 12 | 99.7375
04.11. | 13 | 99.7375
04.11. | 14 | 99.7375
04.11. | 15 | 99.7375
04.11. | 16 | 99.7375
04.11. | 17 | 99.7375
04.11. | 18 | 99.7375
04.11. | 19 | 99.7375
04.11. | 20 | 99.7375
04.11. | 21 | 99.7375
04.11. | 22 | 99.7375
04.11. | 23 | 99.7375
04.11. | 24 | 99.7375
05.11. | 1 | 99.7375
05.11. | 2 | 99.7375
05.11. | 3 | 99.7375
05.11. | 4 | 99.7375
05.11. | 5 | 99.7375
05.11. | 6 | 99.7375
05.11. | 7 | 99.7375
05.11. | 8 | 99.7375
05.11. | 9 | 99.7375
05.11. | 10 | 99.7375
05.11. | 11 | 99.7375
05.11. | 12 | 99.7375
05.11. | 13 | 99.7375
05.11. | 14 | 99.7375
05.11. | 15 | 99.7375
05.11. | 16 | 99.7375
05.11. | 17 | 99.7375
05.11. | 18 | 99.7375
05.11. | 19 | 99.7375
05.11. | 20 | 99.7375
05.11. | 21 | 99.7375
05.11. | 22 | 99.7375
05.11. | 23 | 99.7375
05.11. | 24 | 99.7375
06.11. | 1 | 99.7375
06.11. | 2 | 99.7375
06.11. | 3 | 99.7375
06.11. | 4 | 99.7375
06.11. | 5 | 99.7375
06.11. | 6 | 99.7375
06.11. | 7 | 99.7375
06.11. | 8 | 99.7375
06.11. | 9 | 99.7375
06.11. | 10 | 99.7375
06.11. | 11 | 99.7375
06.11. | 12 | 99.7375
06.11. | 13 | 99.7375
06.11. | 14 | 99.7375
06.11. | 15 | 99.7375
06.11. | 16 | 99.7375
06.11. | 17 | 99.7375
06.11. | 18 | 99.7375
06.11. | 19 | 99.7375
06.11. | 20 | 99.7375
06.11. | 21 | 99.7375
06.11. | 22 | 99.7375
06.11. | 23 | 99.7375
06.11. | 24 | 99.7375
07.11. | 1 | 99.7375
07.11. | 2 | 99.7375
07.11. | 3 | 99.7375
07.11. | 4 | 99.7375
07.11. | 5 | 99.7375
07.11. | 6 | 99.7375
07.11. | 7 | 99.7375
07.11. | 8 | 99.7375
07.11. | 9 | 99.7375
07.11. | 10 | 99.7375
07.11. | 11 | 99.7375
07.11. | 12 | 99.7375
07.11. | 13 | 99.7375
07.11. | 14 | 99.7375
07.11. | 15 | 99.7375
07.11. | 16 | 99.7375
07.11. | 17 | 99.7375
07.11. | 18 | 99.7375
07.11. | 19 | 99.7375
07.11. | 20 | 99.7375
07.11. | 21 | 99.7375
07.11. | 22 | 99.7375
07.11. | 23 | 99.7375
07.11. | 24 | 99.7375
08.11. | 1 | 99.7375
08.11. | 2 | 99.7375
08.11. | 3 | 99.7375
08.11. | 4 | 99.7375
08.11. | 5 | 99.7375
08.11. | 6 | 99.7375
08.11. | 7 | 99.7375
08.11. | 8 | 99.7375
08.11. | 9 | 99.7375
08.11. | 10 | 99.7375
08.11. | 11 | 99.7375
08.11. | 12 | 99.7375
08.11. | 13 | 99.7375
08.11. | 14 | 99.7375
08.11. | 15 | 99.7375
08.11. | 16 | 99.7375
08.11. | 17 | 99.7375
08.11. | 18 | 99.7375
08.11. | 19 | 99.7375
08.11. | 20 | 99.7375
08.11. | 21 | 99.7375
08.11. | 22 | 99.7375
08.11. | 23 | 99.7375
08.11. | 24 | 99.7375
09.11. | 1 | 99.7375
09.11. | 2 | 99.7375
09.11. | 3 | 99.7375
09.11. | 4 | 99.7375
09.11. | 5 | 99.7375
09.11. | 6 | 99.7375
09.11. | 7 | 99.7375
09.11. | 8 | 99.7375
09.11. | 9 | 99.7375
09.11. | 10 | 99.7375
09.11. | 11 | 99.7375
09.11. | 12 | 99.7375
09.11. | 13 | 99.7375
09.11. | 14 | 99.7375
09.11. | 15 | 99.7375
09.11. | 16 | 99.7375
09.11. | 17 | 99.7375
09.11. | 18 | 99.7375
09.11. | 19 | 99.7375
09.11. | 20 | 99.7375
09.11. | 21 | 99.7375
09.11. | 22 | 99.7375
09.11. | 23 | 99.7375
09.11. | 24 | 99.7375
10.11. | 1 | 99.7375
10.11. | 2 | 99.7375
10.11. | 3 | 99.7375
10.11. | 4 | 99.7375
10.11. | 5 | 99.7375
10.11. | 6 | 99.7375
10.11. | 7 | 99.7375
10.11. | 8 | 99.7375
10.11. | 9 | 99.7375
10.11. | 10 | 99.7375
10.11. | 11 | 99.7375
10.11. | 12 | 99.7375
10.11. | 13 | 99.7375
10.11. | 14 | 99.7375
10.11. | 15 | 99.7375
10.11. | 16 | 99.7375
10.11. | 17 | 99.7375
10.11. | 18 | 99.7375
10.11. | 19 | 99.7375
10.11. | 20 | 99.7375
10.11. | 21 | 99.7375
10.11. | 22 | 99.7375
10.11. | 23 | 99.7375
10.11. | 24 | 99.7375
11.11. | 1 | 99.7375
11.11. | 2 | 99.7375
11.11. | 3 | 99.7375
11.11. | 4 | 99.7375
11.11. | 5 | 99.7375
11.11. | 6 | 99.7375
11.11. | 7 | 99.7375
11.11. | 8 | 99.7375
11.11. | 9 | 99.7375
11.11. | 10 | 99.7375
11.11. | 11 | 99.7375
11.11. | 12 | 99.7375
11.11. | 13 | 99.7375
11.11. | 14 | 99.7375
11.11. | 15 | 99.7375
11.11. | 16 | 99.7375
11.11. | 17 | 99.7375
11.11. | 18 | 99.7375
11.11. | 19 | 99.7375
11.11. | 20 | 99.7375
11.11. | 21 | 99.7375
11.11. | 22 | 99.7375
11.11. | 23 | 99.7375
11.11. | 24 | 99.7375
12.11. | 1 | 99.7375
12.11. | 2 | 99.7375
12.11. | 3 | 99.7375
12.11. | 4 | 99.7375
12.11. | 5 | 99.7375
12.11. | 6 | 99.7375
12.11. | 7 | 99.7375
12.11. | 8 | 99.7375
12.11. | 9 | 99.7375
12.11. | 10 | 99.7375
12.11. | 11 | 99.7375
12.11. | 12 | 99.7375
12.11. | 13 | 99.7375
12.11. | 14 | 99.7375
12.11. | 15 | 99.7375
12.11. | 16 | 99.7375
12.11. | 17 | 99.7375
12.11. | 18 | 99.7375
12.11. | 19 | 99.7375
12.11. | 20 | 99.7375
12.11. | 21 | 99.7375
12.11. | 22 | 99.7375
12.11. | 23 | 99.7375
12.11. | 24 | 99.7375
13.11. | 1 | 99.7375
13.11. | 2 | 99.7375
13.11. | 3 | 99.7375
13.11. | 4 | 99.7375
13.11. | 5 | 99.7375
13.11. | 6 | 99.7375
13.11. | 7 | 99.7375
13.11. | 8 | 99.7375
13.11. | 9 | 99.7375
13.11. | 10 | 99.7375
13.11. | 11 | 99.7375
13.11. | 12 | 99.7375
13.11. | 13 | 99.7375
13.11. | 14 | 99.7375
13.11. | 15 | 99.7375
13.11. | 16 | 99.7375
13.11. | 17 | 99.7375
13.11. | 18 | 99.7375
13.11. | 19 | 99.7375
13.11. | 20 | 99.7375
13.11. | 21 | 99.7375
13.11. | 22 | 99.7375
13.11. | 23 | 99.7375
13.11. | 24 | 99.7375
14.11. | 1 | 99.7375
14.11. | 2 | 99.7375
14.11. | 3 | 99.7375
14.11. | 4 | 99.7375
14.11. | 5 | 99.7375
14.11. | 6 | 99.7375
14.11. | 7 | 99.7375
14.11. | 8 | 99.7375
14.11. | 9 | 99.7375
14.11. | 10 | 99.7375
14.11. | 11 | 99.7375
14.11. | 12 | 99.7375
14.11. | 13 | 99.7375
14.11. | 14 | 99.7375
14.11. | 15 | 99.7375
14.11. | 16 | 99.7375
14.11. | 17 | 99.7375
14.11. | 18 | 99.7375
14.11. | 19 | 99.7375
14.11. | 20 | 99.7375
14.11. | 21 | 99.7375
14.11. | 22 | 99.7375
14.11. | 23 | 99.7375
14.11. | 24 | 99.7375
15.11. | 1 | 99.7375
15.11. | 2 | 99.7375
15.11. | 3 | 99.7375
15.11. | 4 | 99.7375
15.11. | 5 | 99.7375
15.11. | 6 | 99.7375
15.11. | 7 | 99.7375
15.11. | 8 | 99.7375
15.11. | 9 | 99.7375
15.11. | 10 | 99.7375
15.11. | 11 | 99.7375
15.11. | 12 | 99.7375
15.11. | 13 | 99.7375
15.11. | 14 | 99.7375
15.11. | 15 | 99.7375
15.11. | 16 | 99.7375
15.11. | 17 | 99.7375
15.11. | 18 | 99.7375
15.11. | 19 | 99.7375
15.11. | 20 | 99.7375
15.11. | 21 | 99.7375
15.11. | 22 | 99.7375
15.11. | 23 | 99.7375
15.11. | 24 | 99.7375
16.11. | 1 | 99.7375
16.11. | 2 | 99.7375
16.11. | 3 | 99.7375
16.11. | 4 | 99.7375
16.11. | 5 | 99.7375
16.11. | 6 | 99.7375
16.11. | 7 | 99.7375
16.11. | 8 | 99.7375
16.11. | 9 | 99.7375
16.11. | 10 | 99.7375
16.11. | 11 | 99.7375
16.11. | 12 | 99.7375
16.11. | 13 | 99.7375
16.11. | 14 | 99.7375
16.11. | 15 | 99.7375
16.11. | 16 | 99.7375
16.11. | 17 | 99.7375
16.11. | 18 | 99.7375
16.11. | 19 | 99.7375
16.11. | 20 | 99.7375
16.11. | 21 | 99.7375
16.11. | 22 | 99.7375
16.11. | 23 | 99.7375
16.11. | 24 | 99.7375
17.11. | 1 | 99.7375
17.11. | 2 | 99.7375
17.11. | 3 | 99.7375
17.11. | 4 | 99.7375
17.11. | 5 | 99.7375
17.11. | 6 | 99.7375
17.11. | 7 | 99.7375
17.11. | 8 | 99.7375
17.11. | 9 | 99.7375
17.11. | 10 | 99.7375
17.11. | 11 | 99.7375
17.11. | 12 | 99.7375
17.11. | 13 | 99.7375
17.11. | 14 | 99.7375
17.11. | 15 | 99.7375
17.11. | 16 | 99.7375
17.11. | 17 | 99.7375
17.11. | 18 | 99.7375
17.11. | 19 | 99.7375
17.11. | 20 | 99.7375
17.11. | 21 | 99.7375
17.11. | 22 | 99.7375
17.11. | 23 | 99.7375
17.11. | 24 | 99.7375
18.11. | 1 | 99.7375
18.11. | 2 | 99.7375
18.11. | 3 | 99.7375
18.11. | 4 | 99.7375
18.11. | 5 | 99.7375
18.11. | 6 | 99.7375
18.11. | 7 | 99.7375
18.11. | 8 | 99.7375
18.11. | 9 | 99.7375
18.11. | 10 | 99.7375
18.11. | 11 | 99.7375
18.11. | 12 | 99.7375
18.11. | 13 | 99.7375
18.11. | 14 | 99.7375
18.11. | 15 | 99.7375
18.11. | 16 | 99.7375
18.11. | 17 | 99.7375
18.11. | 18 | 99.7375
18.11. | 19 | 99.7375
18.11. | 20 | 99.7375
18.11. | 21 | 99.7375
18.11. | 22 | 99.7375
18.11. | 23 | 99.7375
18.11. | 24 | 99.7375
19.11. | 1 | 99.7375
19.11. | 2 | 99.7375
19.11. | 3 | 99.7375
19.11. | 4 | 99.7375
19.11. | 5 | 99.7375
19.11. | 6 | 99.7375
19.11. | 7 | 99.7375
19.11. | 8 | 99.7375
19.11. | 9 | 99.7375
19.11. | 10 | 99.7375
19.11. | 11 | 99.7375
19.11. | 12 | 99.7375
19.11. | 13 | 99.7375
19.11. | 14 | 99.7375
19.11. | 15 | 99.7375
19.11. | 16 | 99.7375
19.11. | 17 | 99.7375
19.11. | 18 | 99.7375
19.11. | 19 | 99.7375
19.11. | 20 | 99.7375
19.11. | 21 | 99.7375
19.11. | 22 | 99.7375
19.11. | 23 | 99.7375
19.11. | 24 | 99.7375
20.11. | 1 | 99.7375
20.11. | 2 | 99.7375
20.11. | 3 | 99.7375
20.11. | 4 | 99.7375
20.11. | 5 | 99.7375
20.11. | 6 | 99.7375
20.11. | 7 | 99.7375
20.11. | 8 | 99.7375
20.11. | 9 | 99.7375
20.11. | 10 | 99.7375
20.11. | 11 | 99.7375
20.11. | 12 | 99.7375
20.11. | 13 | 99.7375
20.11. | 14 | 99.7375
20.11. | 15 | 99.7375
20.11. | 16 | 99.7375
20.11. | 17 | 99.7375
20.11. | 18 | 99.7375
20.11. | 19 | 99.7375
20.11. | 20 | 99.7375
20.11. | 21 | 99.7375
20.11. | 22 | 99.7375
20.11. | 23 | 99.7375
20.11. | 24 | 99.7375
21.11. | 1 | 99.7375
21.11. | 2 | 99.7375
21.11. | 3 | 99.7375
21.11. | 4 | 99.7375
21.11. | 5 | 99.7375
21.11. | 6 | 99.7375
21.11. | 7 | 99.7375
21.11. | 8 | 99.7375
21.11. | 9 | 99.7375
21.11. | 10 | 99.7375
21.11. | 11 | 99.7375
21.11. | 12 | 99.7375
21.11. | 13 | 99.7375
21.11. | 14 | 99.7375
21.11. | 15 | 99.7375
21.11. | 16 | 99.7375
21.11. | 17 | 99.7375
21.11. | 18 | 99.7375
21.11. | 19 | 99.7375
21.11. | 20 | 99.7375
21.11. | 21 | 99.7375
21.11. | 22 | 99.7375
21.11. | 23 | 99.7375
21.11. | 24 | 99.7375
22.11. | 1 | 99.7375
22.11. | 2 | 99.7375
22.11. | 3 | 99.7375
22.11. | 4 | 99.7375
22.11. | 5 | 99.7375
22.11. | 6 | 99.7375
22.11. | 7 | 99.7375
22.11. | 8 | 99.7375
22.11. | 9 | 99.7375
22.11. | 10 | 99.7375
22.11. | 11 | 99.7375
22.11. | 12 | 99.7375
22.11. | 13 | 99.7375
22.11. | 14 | 99.7375
22.11. | 15 | 99.7375
22.11. | 16 | 99.7375
22.11. | 17 | 99.7375
22.11. | 18 | 99.7375
22.11. | 19 | 99.7375
22.11. | 20 | 99.7375
22.11. | 21 | 99.7375
22.11. | 22 | 99.7375
22.11. | 23 | 99.7375
22.11. | 24 | 99.7375
23.11. | 1 | 99.7375
23.11. | 2 | 99.7375
23.11. | 3 | 99.7375
23.11. | 4 | 99.7375
23.11. | 5 | 99.7375
23.11. | 6 | 99.7375
23.11. | 7 | 99.7375
23.11. | 8 | 99.7375
23.11. | 9 | 99.7375
23.11. | 10 | 99.7375
23.11. | 11 | 99.7375
23.11. | 12 | 99.7375
23.11. | 13 | 99.7375
23.11. | 14 | 99.7375
23.11. | 15 | 99.7375
23.11. | 16 | 99.7375
23.11. | 17 | 99.7375
23.11. | 18 | 99.7375
23.11. | 19 | 99.7375
23.11. | 20 | 99.7375
23.11. | 21 | 99.7375
23.11. | 22 | 99.7375
23.11. | 23 | 99.7375
23.11. | 24 | 99.7375
24.11. | 1 | 99.7375
24.11. | 2 | 99.7375
24.11. | 3 | 99.7375
24.11. | 4 | 99.7375
24.11. | 5 | 99.7375
24.11. | 6 | 99.7375
24.11. | 7 | 99.7375
24.11. | 8 | 99.7375
24.11. | 9 | 99.7375
24.11. | 10 | 99.7375
24.11. | 11 | 99.7375
24.11. | 12 | 99.7375
24.11. | 13 | 99.7375
24.11. | 14 | 99.7375
24.11. | 15 | 99.7375
24.11. | 16 | 99.7375
24.11. | 17 | 99.7375
24.11. | 18 | 99.7375
24.11. | 19 | 99.7375
24.11. | 20 | 99.7375
24.11. | 21 | 99.7375
24.11. | 22 | 99.7375
24.11. | 23 | 99.7375
24.11. | 24 | 99.7375
25.11. | 1 | 99.7375
25.11. | 2 | 99.7375
25.11. | 3 | 99.7375
25.11. | 4 | 99.7375
25.11. | 5 | 99.7375
25.11. | 6 | 99.7375
25.11. | 7 | 99.7375
25.11. | 8 | 99.7375
25.11. | 9 | 99.7375
25.11. | 10 | 99.7375
25.11. | 11 | 99.7375
25.11. | 12 | 99.7375
25.11. | 13 | 99.7375
25.11. | 14 | 99.7375
25.11. | 15 | 99.7375
25.11. | 16 | 99.7375
25.11. | 17 | 99.7375
25.11. | 18 | 99.7375
25.11. | 19 | 99.7375
25.11. | 20 | 99.7375
25.11. | 21 | 99.7375
25.11. | 22 | 99.7375
25.11. | 23 | 99.7375
25.11. | 24 | 99.7375
26.11. | 1 | 99.7375
26.11. | 2 | 99.7375
26.11. | 3 | 99.7375
26.11. | 4 | 99.7375
26.11. | 5 | 99.7375
26.11. | 6 | 99.7375
26.11. | 7 | 99.7375
26.11. | 8 | 99.7375
26.11. | 9 | 99.7375
26.11. | 10 | 99.7375
26.11. | 11 | 99.7375
26.11. | 12 | 99.7375
26.11. | 13 | 99.7375
26.11. | 14 | 99.7375
26.11. | 15 | 99.7375
26.11. | 16 | 99.7375
26.11. | 17 | 99.7375
26.11. | 18 | 99.7375
26.11. | 19 | 99.7375
26.11. | 20 | 99.7375
26.11. | 21 | 99.7375
26.11. | 22 | 99.7375
26.11. | 23 | 99.7375
26.11. | 24 | 99.7375
27.11. | 1 | 99.7375
27.11. | 2 | 99.7375
27.11. | 3 | 99.7375
27.11. | 4 | 99.7375
27.11. | 5 | 99.7375
27.11. | 6 | 99.7375
27.11. | 7 | 99.7375
27.11. | 8 | 99.7375
27.11. | 9 | 99.7375
27.11. | 10 | 99.7375
27.11. | 11 | 99.7375
27.11. | 12 | 99.7375
27.11. | 13 | 99.7375
27.11. | 14 | 99.7375
27.11. | 15 | 99.7375
27.11. | 16 | 99.7375
27.11. | 17 | 99.7375
27.11. | 18 | 99.7375
27.11. | 19 | 99.7375
27.11. | 20 | 99.7375
27.11. | 21 | 99.7375
27.11. | 22 | 99.7375
27.11. | 23 | 99.7375
27.11. | 24 | 99.7375
28.11. | 1 | 99.7375
28.11. | 2 | 99.7375
28.11. | 3 | 99.7375
28.11. | 4 | 99.7375
28.11. | 5 | 99.7375
28.11. | 6 | 99.7375
28.11. | 7 | 99.7375
28.11. | 8 | 99.7375
28.11. | 9 | 99.7375
28.11. | 10 | 99.7375
28.11. | 11 | 99.7375
28.11. | 12 | 99.7375
28.11. | 13 | 99.7375
28.11. | 14 | 99.7375
28.11. | 15 | 99.7375
28.11. | 16 | 99.7375
28.11. | 17 | 99.7375
28.11. | 18 | 99.7375
28.11. | 19 | 99.7375
28.11. | 20 | 99.7375
28.11. | 21 | 99.7375
28.11. | 22 | 99.7375
28.11. | 23 | 99.7375
28.11. | 24 | 99.7375
29.11. | 1 | 99.7375
29.11. | 2 | 99.7375
29.11. | 3 | 99.7375
29.11. | 4 | 99.7375
29.11. | 5 | 99.7375
29.11. | 6 | 99.7375
29.11. | 7 | 99.7375
29.11. | 8 | 99.7375
29.11. | 9 | 99.7375
29.11. | 10 | 99.7375
29.11. | 11 | 99.7375
29.11. | 12 | 99.7375
29.11. | 13 | 99.7375
29.11. | 14 | 99.7375
29.11. | 15 | 99.7375
29.11. | 16 | 99.7375
29.11. | 17 | 99.7375
29.11. | 18 | 99.7375
29.11. | 19 | 99.7375
29.11. | 20 | 99.7375
29.11. | 21 | 99.7375
29.11. | 22 | 99.7375
29.11. | 23 | 99.7375
29.11. | 24 | 99.7375
30.11. | 1 | 99.7375
30.11. | 2 | 99.7375
30.11. | 3 | 99.7375
30.11. | 4 | 99.7375
30.11. | 5 | 99.7375
30.11. | 6 | 99.7375
30.11. | 7 | 99.7375
30.11. | 8 | 99.7375
30.11. | 9 | 99.7375
30.11. | 10 | 99.7375
30.11. | 11 | 99.7375
30.11. | 12 | 99.7375
30.11. | 13 | 99.7375
30.11. | 14 | 99.7375
30.11. | 15 | 99.7375
30.11. | 16 | 99.7375
30.11. | 17 | 99.7375
30.11. | 18 | 99.7375
30.11. | 19 | 99.7375
30.11. | 20 | 99.7375
30.11. | 21 | 99.7375
30.11. | 22 | 99.7375
30.11. | 23 | 99.7375
30.11. | 24 | 99.7375
01.12. | 1 | 99.7375
01.12. | 2 | 99.7375
01.12. | 3 | 99.7375
01.12. | 4 | 99.7375
01.12. | 5 | 99.7375
01.12. | 6 | 99.7375
01.12. | 7 | 99.7375
01.12. | 8 | 99.7375
01.12. | 9 | 99.7375
01.12. | 10 | 99.7375
01.12. | 11 | 99.7375
01.12. | 12 | 99.7375
01.12. | 13 | 99.7375
01.12. | 14 | 99.7375
01.12. | 15 | 99.7375
01.12. | 16 | 99.7375
01.12. | 17 | 99.7375
01.12. | 18 | 99.7375
01.12. | 19 | 99.7375
01.12. | 20 | 99.7375
01.12. | 21 | 99.7375
01.12. | 22 | 99.7375
01.12. | 23 | 99.7375
01.12. | 24 | 99.7375
02.12. | 1 | 99.7375
02.12. | 2 | 99.7375
02.12. | 3 | 99.7375
02.12. | 4 | 99.7375
02.12. | 5 | 99.7375
02.12. | 6 | 99.7375
02.12. | 7 | 99.7375
02.12. | 8 | 99.7375
02.12. | 9 | 99.7375
02.12. | 10 | 99.7375
02.12. | 11 | 99.7375
02.12. | 12 | 99.7375
02.12. | 13 | 99.7375
02.12. | 14 | 99.7375
02.12. | 15 | 99.7375
02.12. | 16 | 99.7375
02.12. | 17 | 99.7375
02.12. | 18 | 99.7375
02.12. | 19 | 99.7375
02.12. | 20 | 99.7375
02.12. | 21 | 99.7375
02.12. | 22 | 99.7375
02.12. | 23 | 99.7375
02.12. | 24 | 99.7375
03.12. | 1 | 99.7375
03.12. | 2 | 99.7375
03.12. | 3 | 99.7375
03.12. | 4 | 99.7375
03.12. | 5 | 99.7375
03.12. | 6 | 99.7375
03.12. | 7 | 99.7375
03.12. | 8 | 99.7375
03.12. | 9 | 99.7375
03.12. | 10 | 99.7375
03.12. | 11 | 99.7375
03.12. | 12 | 99.7375
03.12. | 13 | 99.7375
03.12. | 14 | 99.7375
03.12. | 15 | 99.7375
03.12. | 16 | 99.7375
03.12. | 17 | 99.7375
03.12. | 18 | 99.7375
03.12. | 19 | 99.7375
03.12. | 20 | 99.7375
03.12. | 21 | 99.7375
03.12. | 22 | 99.7375
03.12. | 23 | 99.7375
03.12. | 24 | 99.7375
04.12. | 1 | 99.7375
04.12. | 2 | 99.7375
04.12. | 3 | 99.7375
04.12. | 4 | 99.7375
04.12. | 5 | 99.7375
04.12. | 6 | 99.7375
04.12. | 7 | 99.7375
04.12. | 8 | 99.7375
04.12. | 9 | 99.7375
04.12. | 10 | 99.7375
04.12. | 11 | 99.7375
04.12. | 12 | 99.7375
04.12. | 13 | 99.7375
04.12. | 14 | 99.7375
04.12. | 15 | 99.7375
04.12. | 16 | 99.7375
04.12. | 17 | 99.7375
04.12. | 18 | 99.7375
04.12. | 19 | 99.7375
04.12. | 20 | 99.7375
04.12. | 21 | 99.7375
04.12. | 22 | 99.7375
04.12. | 23 | 99.7375
04.12. | 24 | 99.7375
05.12. | 1 | 99.7375
05.12. | 2 | 99.7375
05.12. | 3 | 99.7375
05.12. | 4 | 99.7375
05.12. | 5 | 99.7375
05.12. | 6 | 99.7375
05.12. | 7 | 99.7375
05.12. | 8 | 99.7375
05.12. | 9 | 99.7375
05.12. | 10 | 99.7375
05.12. | 11 | 99.7375
05.12. | 12 | 99.7375
05.12. | 13 | 99.7375
05.12. | 14 | 99.7375
05.12. | 15 | 99.7375
05.12. | 16 | 99.7375
05.12. | 17 | 99.7375
05.12. | 18 | 99.7375
05.12. | 19 | 99.7375
05.12. | 20 | 99.7375
05.12. | 21 | 99.7375
05.12. | 22 | 99.7375
05.12. | 23 | 99.7375
05.12. | 24 | 99.7375
06.12. | 1 | 99.7375
06.12. | 2 | 99.7375
06.12. | 3 | 99.7375
06.12. | 4 | 99.7375
06.12. | 5 | 99.7375
06.12. | 6 | 99.7375
06.12. | 7 | 99.7375
06.12. | 8 | 99.7375
06.12. | 9 | 99.7375
06.12. | 10 | 99.7375
06.12. | 11 | 99.7375
06.12. | 12 | 99.7375
06.12. | 13 | 99.7375
06.12. | 14 | 99.7375
06.12. | 15 | 99.7375
06.12. | 16 | 99.7375
06.12. | 17 | 99.7375
06.12. | 18 | 99.7375
06.12. | 19 | 99.7375
06.12. | 20 | 99.7375
06.12. | 21 | 99.7375
06.12. | 22 | 99.7375
06.12. | 23 | 99.7375
06.12. | 24 | 99.7375
07.12. | 1 | 99.7375
07.12. | 2 | 99.7375
07.12. | 3 | 99.7375
07.12. | 4 | 99.7375
07.12. | 5 | 99.7375
07.12. | 6 | 99.7375
07.12. | 7 | 99.7375
07.12. | 8 | 99.7375
07.12. | 9 | 99.7375
07.12. | 10 | 99.7375
07.12. | 11 | 99.7375
07.12. | 12 | 99.7375
07.12. | 13 | 99.7375
07.12. | 14 | 99.7375
07.12. | 15 | 99.7375
07.12. | 16 | 99.7375
07.12. | 17 | 99.7375
07.12. | 18 | 99.7375
07.12. | 19 | 99.7375
07.12. | 20 | 99.7375
07.12. | 21 | 99.7375
07.12. | 22 | 99.7375
07.12. | 23 | 99.7375
07.12. | 24 | 99.7375
08.12. | 1 | 99.7375
08.12. | 2 | 99.7375
08.12. | 3 | 99.7375
08.12. | 4 | 99.7375
08.12. | 5 | 99.7375
08.12. | 6 | 99.7375
08.12. | 7 | 99.7375
08.12. | 8 | 99.7375
08.12. | 9 | 99.7375
08.12. | 10 | 99.7375
08.12. | 11 | 99.7375
08.12. | 12 | 99.7375
08.12. | 13 | 99.7375
08.12. | 14 | 99.7375
08.12. | 15 | 99.7375
08.12. | 16 | 99.7375
08.12. | 17 | 99.7375
08.12. | 18 | 99.7375
08.12. | 19 | 99.7375
08.12. | 20 | 99.7375
08.12. | 21 | 99.7375
08.12. | 22 | 99.7375
08.12. | 23 | 99.7375
08.12. | 24 | 99.7375
09.12. | 1 | 99.7375
09.12. | 2 | 99.7375
09.12. | 3 | 99.7375
09.12. | 4 | 99.7375
09.12. | 5 | 99.7375
09.12. | 6 | 99.7375
09.12. | 7 | 99.7375
09.12. | 8 | 99.7375
09.12. | 9 | 99.7375
09.12. | 10 | 99.7375
09.12. | 11 | 99.7375
09.12. | 12 | 99.7375
09.12. | 13 | 99.7375
09.12. | 14 | 99.7375
09.12. | 15 | 99.7375
09.12. | 16 | 99.7375
09.12. | 17 | 99.7375
09.12. | 18 | 99.7375
09.12. | 19 | 99.7375
09.12. | 20 | 99.7375
09.12. | 21 | 99.7375
09.12. | 22 | 99.7375
09.12. | 23 | 99.7375
09.12. | 24 | 99.7375
10.12. | 1 | 99.7375
10.12. | 2 | 99.7375
10.12. | 3 | 99.7375
10.12. | 4 | 99.7375
10.12. | 5 | 99.7375
10.12. | 6 | 99.7375
10.12. | 7 | 99.7375
10.12. | 8 | 99.7375
10.12. | 9 | 99.7375
10.12. | 10 | 99.7375
10.12. | 11 | 99.7375
10.12. | 12 | 99.7375
10.12. | 13 | 99.7375
10.12. | 14 | 99.7375
10.12. | 15 | 99.7375
10.12. | 16 | 99.7375
10.12. | 17 | 99.7375
10.12. | 18 | 99.7375
10.12. | 19 | 99.7375
10.12. | 20 | 99.7375
10.12. | 21 | 99.7375
10.12. | 22 | 99.7375
10.12. | 23 | 99.7375
10.12. | 24 | 99.7375
11.12. | 1 | 99.7375
11.12. | 2 | 99.7375
11.12. | 3 | 99.7375
11.12. | 4 | 99.7375
11.12. | 5 | 99.7375
11.12. | 6 | 99.7375
11.12. | 7 | 99.7375
11.12. | 8 | 99.7375
11.12. | 9 | 99.7375
11.12. | 10 | 99.7375
11.12. | 11 | 99.7375
11.12. | 12 | 99.7375
11.12. | 13 | 99.7375
11.12. | 14 | 99.7375
11.12. | 15 | 99.7375
11.12. | 16 | 99.7375
11.12. | 17 | 99.7375
11.12. | 18 | 99.7375
11.12. | 19 | 99.7375
11.12. | 20 | 99.7375
11.12. | 21 | 99.7375
11.12. | 22 | 99.7375
11.12. | 23 | 99.7375
11.12. | 24 | 99.7375
12.12. | 1 | 99.7375
12.12. | 2 | 99.7375
12.12. | 3 | 99.7375
12.12. | 4 | 99.7375
12.12. | 5 | 99.7375
12.12. | 6 | 99.7375
12.12. | 7 | 99.7375
12.12. | 8 | 99.7375
12.12. | 9 | 99.7375
12.12. | 10 | 99.7375
12.12. | 11 | 99.7375
12.12. | 12 | 99.7375
12.12. | 13 | 99.7375
12.12. | 14 | 99.7375
12.12. | 15 | 99.7375
12.12. | 16 | 99.7375
12.12. | 17 | 99.7375
12.12. | 18 | 99.7375
12.12. | 19 | 99.7375
12.12. | 20 | 99.7375
12.12. | 21 | 99.7375
12.12. | 22 | 99.7375
12.12. | 23 | 99.7375
12.12. | 24 | 99.7375
13.12. | 1 | 99.7375
13.12. | 2 | 99.7375
13.12. | 3 | 99.7375
13.12. | 4 | 99.7375
13.12. | 5 | 99.7375
13.12. | 6 | 99.7375
13.12. | 7 | 99.7375
13.12. | 8 | 99.7375
13.12. | 9 | 99.7375
13.12. | 10 | 99.7375
13.12. | 11 | 99.7375
13.12. | 12 | 99.7375
13.12. | 13 | 99.7375
13.12. | 14 | 99.7375
13.12. | 15 | 99.7375
13.12. | 16 | 99.7375
13.12. | 17 | 99.7375
13.12. | 18 | 99.7375
13.12. | 19 | 99.7375
13.12. | 20 | 99.7375
13.12. | 21 | 99.7375
13.12. | 22 | 99.7375
13.12. | 23 | 99.7375
13.12. | 24 | 99.7375
14.12. | 1 | 99.7375
14.12. | 2 | 99.7375
14.12. | 3 | 99.7375
14.12. | 4 | 99.7375
14.12. | 5 | 99.7375
14.12. | 6 | 99.7375
14.12. | 7 | 99.7375
14.12. | 8 | 99.7375
14.12. | 9 | 99.7375
14.12. | 10 | 99.7375
14.12. | 11 | 99.7375
14.12. | 12 | 99.7375
14.12. | 13 | 99.7375
14.12. | 14 | 99.7375
14.12. | 15 | 99.7375
14.12. | 16 | 99.7375
14.12. | 17 | 99.7375
14.12. | 18 | 99.7375
14.12. | 19 | 99.7375
14.12. | 20 | 99.7375
14.12. | 21 | 99.7375
14.12. | 22 | 99.7375
14.12. | 23 | 99.7375
14.12. | 24 | 99.7375
15.12. | 1 | 99.7375
15.12. | 2 | 99.7375
15.12. | 3 | 99.7375
15.12. | 4 | 99.7375
15.12. | 5 | 99.7375
15.12. | 6 | 99.7375
15.12. | 7 | 99.7375
15.12. | 8 | 99.7375
15.12. | 9 | 99.7375
15.12. | 10 | 99.7375
15.12. | 11 | 99.7375
15.12. | 12 | 99.7375
15.12. | 13 | 99.7375
15.12. | 14 | 99.7375
15.12. | 15 | 99.7375
15.12. | 16 | 99.7375
15.12. | 17 | 99.7375
15.12. | 18 | 99.7375
15.12. | 19 | 99.7375
15.12. | 20 | 99.7375
15.12. | 21 | 99.7375
15.12. | 22 | 99.7375
15.12. | 23 | 99.7375
15.12. | 24 | 99.7375
16.12. | 1 | 99.7375
16.12. | 2 | 99.7375
16.12. | 3 | 99.7375
16.12. | 4 | 99.7375
16.12. | 5 | 99.7375
16.12. | 6 | 99.7375
16.12. | 7 | 99.7375
16.12. | 8 | 99.7375
16.12. | 9 | 99.7375
16.12. | 10 | 99.7375
16.12. | 11 | 99.7375
16.12. | 12 | 99.7375
16.12. | 13 | 99.7375
16.12. | 14 | 99.7375
16.12. | 15 | 99.7375
16.12. | 16 | 99.7375
16.12. | 17 | 99.7375
16.12. | 18 | 99.7375
16.12. | 19 | 99.7375
16.12. | 20 | 99.7375
16.12. | 21 | 99.7375
16.12. | 22 | 99.7375
16.12. | 23 | 99.7375
16.12. | 24 | 99.7375
17.12. | 1 | 99.7375
17.12. | 2 | 99.7375
17.12. | 3 | 99.7375
17.12. | 4 | 99.7375
17.12. | 5 | 99.7375
17.12. | 6 | 99.7375
17.12. | 7 | 99.7375
17.12. | 8 | 99.7375
17.12. | 9 | 99.7375
17.12. | 10 | 99.7375
17.12. | 11 | 99.7375
17.12. | 12 | 99.7375
17.12. | 13 | 99.7375
17.12. | 14 | 99.7375
17.12. | 15 | 99.7375
17.12. | 16 | 99.7375
17.12. | 17 | 99.7375
17.12. | 18 | 99.7375
17.12. | 19 | 99.7375
17.12. | 20 | 99.7375
17.12. | 21 | 99.7375
17.12. | 22 | 99.7375
17.12. | 23 | 99.7375
17.12. | 24 | 99.7375
18.12. | 1 | 99.7375
18.12. | 2 | 99.7375
18.12. | 3 | 99.7375
18.12. | 4 | 99.7375
18.12. | 5 | 99.7375
18.12. | 6 | 99.7375
18.12. | 7 | 99.7375
18.12. | 8 | 99.7375
18.12. | 9 | 99.7375
18.12. | 10 | 99.7375
18.12. | 11 | 99.7375
18.12. | 12 | 99.7375
18.12. | 13 | 99.7375
18.12. | 14 | 99.7375
18.12. | 15 | 99.7375
18.12. | 16 | 99.7375
18.12. | 17 | 99.7375
18.12. | 18 | 99.7375
18.12. | 19 | 99.7375
18.12. | 20 | 99.7375
18.12. | 21 | 99.7375
18.12. | 22 | 99.7375
18.12. | 23 | 99.7375
18.12. | 24 | 99.7375
19.12. | 1 | 99.7375
19.12. | 2 | 99.7375
19.12. | 3 | 99.7375
19.12. | 4 | 99.7375
19.12. | 5 | 99.7375
19.12. | 6 | 99.7375
19.12. | 7 | 99.7375
19.12. | 8 | 99.7375
19.12. | 9 | 99.7375
19.12. | 10 | 99.7375
19.12. | 11 | 99.7375
19.12. | 12 | 99.7375
19.12. | 13 | 99.7375
19.12. | 14 | 99.7375
19.12. | 15 | 99.7375
19.12. | 16 | 99.7375
19.12. | 17 | 99.7375
19.12. | 18 | 99.7375
19.12. | 19 | 99.7375
19.12. | 20 | 99.7375
19.12. | 21 | 99.7375
19.12. | 22 | 99.7375
19.12. | 23 | 99.7375
19.12. | 24 | 99.7375
20.12. | 1 | 99.7375
20.12. | 2 | 99.7375
20.12. | 3 | 99.7375
20.12. | 4 | 99.7375
20.12. | 5 | 99.7375
20.12. | 6 | 99.7375
20.12. | 7 | 99.7375
20.12. | 8 | 99.7375
20.12. | 9 | 99.7375
20.12. | 10 | 99.7375
20.12. | 11 | 99.7375
20.12. | 12 | 99.7375
20.12. | 13 | 99.7375
20.12. | 14 | 99.7375
20.12. | 15 | 99.7375
20.12. | 16 | 99.7375
20.12. | 17 | 99.7375
20.12. | 18 | 99.7375
20.12. | 19 | 99.7375
20.12. | 20 | 99.7375
20.12. | 21 | 99.7375
20.12. | 22 | 99.7375
20.12. | 23 | 99.7375
20.12. | 24 | 99.7375
21.12. | 1 | 99.7375
21.12. | 2 | 99.7375
21.12. | 3 | 99.7375
21.12. | 4 | 99.7375
21.12. | 5 | 99.7375
21.12. | 6 | 99.7375
21.12. | 7 | 99.7375
21.12. | 8 | 99.7375
21.12. | 9 | 99.7375
21.12. | 10 | 99.7375
21.12. | 11 | 99.7375
21.12. | 12 | 99.7375
21.12. | 13 | 99.7375
21.12. | 14 | 99.7375
21.12. | 15 | 99.7375
21.12. | 16 | 99.7375
21.12. | 17 | 99.7375
21.12. | 18 | 99.7375
21.12. | 19 | 99.7375
21.12. | 20 | 99.7375
21.12. | 21 | 99.7375
21.12. | 22 | 99.7375
21.12. | 23 | 99.7375
21.12. | 24 | 99.7375
22.12. | 1 | 99.7375
22.12. | 2 | 99.7375
22.12. | 3 | 99.7375
22.12. | 4 | 99.7375
22.12. | 5 | 99.7375
22.12. | 6 | 99.7375
22.12. | 7 | 99.7375
22.12. | 8 | 99.7375
22.12. | 9 | 99.7375
22.12. | 10 | 99.7375
22.12. | 11 | 99.7375
22.12. | 12 | 99.7375
22.12. | 13 | 99.7375
22.12. | 14 | 99.7375
22.12. | 15 | 99.7375
22.12. | 16 | 99.7375
22.12. | 17 | 99.7375
22.12. | 18 | 99.7375
22.12. | 19 | 99.7375
22.12. | 20 | 99.7375
22.12. | 21 | 99.7375
22.12. | 22 | 99.7375
22.12. | 23 | 99.7375
22.12. | 24 | 99.7375
23.12. | 1 | 99.7375
23.12. | 2 | 99.7375
23.12. | 3 | 99.7375
23.12. | 4 | 99.7375
23.12. | 5 | 99.7375
23.12. | 6 | 99.7375
23.12. | 7 | 99.7375
23.12. | 8 | 99.7375
23.12. | 9 | 99.7375
23.12. | 10 | 99.7375
23.12. | 11 | 99.7375
23.12. | 12 | 99.7375
23.12. | 13 | 99.7375
23.12. | 14 | 99.7375
23.12. | 15 | 99.7375
23.12. | 16 | 99.7375
23.12. | 17 | 99.7375
23.12. | 18 | 99.7375
23.12. | 19 | 99.7375
23.12. | 20 | 99.7375
23.12. | 21 | 99.7375
23.12. | 22 | 99.7375
23.12. | 23 | 99.7375
23.12. | 24 | 99.7375
24.12. | 1 | 99.7375
24.12. | 2 | 99.7375
24.12. | 3 | 99.7375
24.12. | 4 | 99.7375
24.12. | 5 | 99.7375
24.12. | 6 | 99.7375
24.12. | 7 | 99.7375
24.12. | 8 | 99.7375
24.12. | 9 | 99.7375
24.12. | 10 | 99.7375
24.12. | 11 | 99.7375
24.12. | 12 | 99.7375
24.12. | 13 | 99.7375
24.12. | 14 | 99.7375
24.12. | 15 | 99.7375
24.12. | 16 | 99.7375
24.12. | 17 | 99.7375
24.12. | 18 | 99.7375
24.12. | 19 | 99.7375
24.12. | 20 | 99.7375
24.12. | 21 | 99.7375
24.12. | 22 | 99.7375
24.12. | 23 | 99.7375
24.12. | 24 | 99.7375
25.12. | 1 | 99.7375
25.12. | 2 | 99.7375
25.12. | 3 | 99.7375
25.12. | 4 | 99.7375
25.12. | 5 | 99.7375
25.12. | 6 | 99.7375
25.12. | 7 | 99.7375
25.12. | 8 | 99.7375
25.12. | 9 | 99.7375
25.12. | 10 | 99.7375
25.12. | 11 | 99.7375
25.12. | 12 | 99.7375
25.12. | 13 | 99.7375
25.12. | 14 | 99.7375
25.12. | 15 | 99.7375
25.12. | 16 | 99.7375
25.12. | 17 | 99.7375
25.12. | 18 | 99.7375
25.12. | 19 | 99.7375
25.12. | 20 | 99.7375
25.12. | 21 | 99.7375
25.12. | 22 | 99.7375
25.12. | 23 | 99.7375
25.12. | 24 | 99.7375
26.12. | 1 | 99.7375
26.12. | 2 | 99.7375
26.12. | 3 | 99.7375
26.12. | 4 | 99.7375
26.12. | 5 | 99.7375
26.12. | 6 | 99.7375
26.12. | 7 | 99.7375
26.12. | 8 | 99.7375
26.12. | 9 | 99.7375
26.12. | 10 | 99.7375
26.12. | 11 | 99.7375
26.12. | 12 | 99.7375
26.12. | 13 | 99.7375
26.12. | 14 | 99.7375
26.12. | 15 | 99.7375
26.12. | 16 | 99.7375
26.12. | 17 | 99.7375
26.12. | 18 | 99.7375
26.12. | 19 | 99.7375
26.12. | 20 | 99.7375
26.12. | 21 | 99.7375
26.12. | 22 | 99.7375
26.12. | 23 | 99.7375
26.12. | 24 | 99.7375
27.12. | 1 | 99.7375
27.12. | 2 | 99.7375
27.12. | 3 | 99.7375
27.12. | 4 | 99.7375
27.12. | 5 | 99.7375
27.12. | 6 | 99.7375
27.12. | 7 | 99.7375
27.12. | 8 | 99.7375
27.12. | 9 | 99.7375
27.12. | 10 | 99.7375
27.12. | 11 | 99.7375
27.12. | 12 | 99.7375
27.12. | 13 | 99.7375
27.12. | 14 | 99.7375
27.12. | 15 | 99.7375
27.12. | 16 | 99.7375
27.12. | 17 | 99.7375
27.12. | 18 | 99.7375
27.12. | 19 | 99.7375
27.12. | 20 | 99.7375
27.12. | 21 | 99.7375
27.12. | 22 | 99.7375
27.12. | 23 | 99.7375
27.12. | 24 | 99.7375
28.12. | 1 | 99.7375
28.12. | 2 | 99.7375
28.12. | 3 | 99.7375
28.12. | 4 | 99.7375
28.12. | 5 | 99.7375
28.12. | 6 | 99.7375
28.12. | 7 | 99.7375
28.12. | 8 | 99.7375
28.12. | 9 | 99.7375
28.12. | 10 | 99.7375
28.12. | 11 | 99.7375
28.12. | 12 | 99.7375
28.12. | 13 | 99.7375
28.12. | 14 | 99.7375
28.12. | 15 | 99.7375
28.12. | 16 | 99.7375
28.12. | 17 | 99.7375
28.12. | 18 | 99.7375
28.12. | 19 | 99.7375
28.12. | 20 | 99.7375
28.12. | 21 | 99.7375
28.12. | 22 | 99.7375
28.12. | 23 | 99.7375
28.12. | 24 | 99.7375
29.12. | 1 | 99.7375
29.12. | 2 | 99.7375
29.12. | 3 | 99.7375
29.12. | 4 | 99.7375
29.12. | 5 | 99.7375
29.12. | 6 | 99.7375
29.12. | 7 | 99.7375
29.12. | 8 | 99.7375
29.12. | 9 | 99.7375
29.12. | 10 | 99.7375
29.12. | 11 | 99.7375
29.12. | 12 | 99.7375
29.12. | 13 | 99.7375
29.12. | 14 | 99.7375
29.12. | 15 | 99.7375
29.12. | 16 | 99.7375
29.12. | 17 | 99.7375
29.12. | 18 | 99.7375
29.12. | 19 | 99.7375
29.12. | 20 | 99.7375
29.12. | 21 | 99.7375
29.12. | 22 | 99.7375
29.12. | 23 | 99.7375
29.12. | 24 | 99.7375
30.12. | 1 | 99.7375
30.12. | 2 | 99.7375
30.12. | 3 | 99.7375
30.12. | 4 | 99.7375
30.12. | 5 | 99.7375
30.12. | 6 | 99.7375
30.12. | 7 | 99.7375
30.12. | 8 | 99.7375
30.12. | 9 | 99.7375
30.12. | 10 | 99.7375
30.12. | 11 | 99.7375
30.12. | 12 | 99.7375
30.12. | 13 | 99.7375
30.12. | 14 | 99.7375
30.12. | 15 | 99.7375
30.12. | 16 | 99.7375
30.12. | 17 | 99.7375
30.12. | 18 | 99.7375
30.12. | 19 | 99.7375
30.12. | 20 | 99.7375
30.12. | 21 | 99.7375
30.12. | 22 | 99.7375
30.12. | 23 | 99.7375
30.12. | 24 | 99.7375
31.12. | 1 | 99.7375
31.12. | 2 | 99.7375
31.12. | 3 | 99.7375
31.12. | 4 | 99.7375
31.12. | 5 | 99.7375
31.12. | 6 | 99.7375
31.12. | 7 | 99.7375
31.12. | 8 | 99.7375
31.12. | 9 | 99.7375
31.12. | 10 | 99.7375
31.12. | 11 | 99.7375
31.12. | 12 | 99.7375
31.12. | 13 | 99.7375
31.12. | 14 | 99.7375
31.12. | 15 | 99.7375
31.12. | 16 | 99.7375
31.12. | 17 | 99.7375
31.12. | 18 | 99.7375
31.12. | 19 | 99.7375
31.12. | 20 | 99.7375
31.12. | 21 | 99.7375
31.12. | 22 | 99.7375
31.12. | 23 | 99.7375
31.12. | 24 | 99.7375

## Battery
ENTSO-E Market Modelling Database: Batteries
Country:
Market Node: | ITS1
Year:
Climate year
Scenario
Type |  | Net maximum capacity - generation perspective (MW) | Net maximum capacity - demand perspective (MW) | Storage capacity (MWh) | Number of units | Average efficiency | Ramp up rate (MW/h) | Ramp down rate (MW/h)
Battery Total |  | 2534.199 | 2534.199 | 17777.196 | 15 | 0.85 | 0 | 0
Battery Utility Scale |  | 2199.999 | 2199.999 | 17054.996 | 7 | 0.85 | 0 | 0
Battery Residential |  | 334.2 | 334.2 | 722.2 | 8 | 0.85 | 0 | 0

## Electrolyser
ENTSO-E Market Modelling Database: Electrolysers
Country:
Market Node: | ITS1
Year:
Climate year
Scenario
Type |  | Net maximum capacity (MW) | Number of units | Average efficiency | H2 storage (GWh) | Ramp up rate (MW/h) | Ramp down rate (MW/h) | Fixed generation reduction (% of max power output)
Electrolyser e-market Z1 |  | 0 | 0 | 0 | 0 | 0 | 0 | 100
Electrolyser e-market Z2 |  | 750 | 2 | 0.68 | 0 | 0 | 0 | 0
Electrolyser Shared RES Z1 |  | 0 | 0 | 0 | 0 | 0 | 0 | 100
Electrolyser Shared RES Z2 |  | 0 | 0 | 0 | 0 | 0 | 0 | 100
Electrolyser Dedicated RES Z1 |  | 0 | 0 | 0 | 0 | 0 | 0 | 100
Electrolyser Dedicated RES Z2 |  | 0 | 0 | 0 | 0 | 0 | 0 | 100

## Wind
ENTSO-E Market Modelling Database: Wind
Country:
Market Node: | ITS1
Year:
Scenario
Installed capacities Onshore wind Total(GW): | 10.3274
Installed capacities Onshore wind e-market (GW): | 10.3274
Installed capacities Onshore wind dedicated (GW): | 0
Installed capacities Onshore wind Shared RES - H2Z1 (GW): | 0
Installed capacities Onshore wind Shared RES - H2Z2 (GW): | 0
Installed capacities Offshore wind Total (GW): | 0.6
Installed capacities Offshore wind e-market - hub ready (GW): | 0
Installed capacities Offshore wind dedicated - hub ready (GW): | 0
Installed capacities Offshore wind Shared RES - H2Z1 - hub ready (GW): | 0
Installed capacities Offshore wind Shared RES - H2Z2 - hub ready (GW): | 0
Installed capacities Offshore wind e-market - radial (GW): | 0.6
Installed capacities Offshore wind dedicated - radial (GW): | 0
Installed capacities Offshore wind Shared RES - H2Z1 - radial (GW): | 0
Installed capacities Offshore wind Shared RES - H2Z2 - radial (GW): | 0

## Solar
ENTSO-E Market Modelling Database: Solar
Country:
Market Node: | ITS1
Year:
Scenario
Installed capacities Thermal Solar (GW): | 0.04
Installed capacities Photovoltaic (GW): | 7.3446
Installed capacities Photovoltaic e-market (GW): | 6.3307
Installed capacities Photovoltaic dedicated (GW): | 0
Installed capacities Photovoltaic Shared RES - H2Z1 (GW): | 0
Installed capacities Photovoltaic Shared RES - H2Z2 (GW): | 0
Installed capacities Rooftop (GW): | 1.0139
Installed capacities Solar Thermal with Storage (GW): | 0
Storage capacities Solar Thermal with Storage (GWh): | 0

## Hydro
ENTSO-E Market Modelling Database: Hydro
Country:
Market Node: | ITS1
Year:
Scenario
Hydro PEMMDB 3.4
Run of River - Total turbining capacity (MW) | 0
Pondage - Total reservoir capacity (GWh) | 0
Pondage - Total turbining capacity (MW) | 0
Reservoir - Total reservoir capacity (GWh) | 153.8
Reservoir - Total turbining capacity (MW) | 229.88
Pump Storage (open loop, with natural inflows) - Total reservoir capacity (GWh) | 0
Pump Storage (open loop, with natural inflows) - Total turbining capacity (MW) | 0
Pump Storage (open loop, with natural inflows) - Total pumping capacity (MW) | 0
Pure Pump Storage (closed loop, no natural inflows) - Total reservoir capacity (GWh) | 3.6
Pure Pump Storage (closed loop, no natural inflows) - Total turbining capacity (MW) | 0
Pure Pump Storage (closed loop, no natural inflows) - Total pumping capacity (MW) | 0

## Other RES
ENTSO-E Market Modelling Database: Other RES
Country:
Market Node: | ITS1
Year:
Scenario:
Installed capacity excl. clim.dependent bands (MW): | 427.158 |  |  | Small Biomass | Geothermal | Marine | Waste | Not Defined / Splitting not known
N.B. use convention first January always Monday (2007 calendar year) --> see guidelines for further details |  |  | Installed capacity (MW): | 377.208 | 0 | 0 | 49.95 | 0
Date | Hour | TOTAL Other RES Output (MW) (excl. climate dependent bands) |  | Output (MW) | Output (MW) | Output (MW) | Output (MW) | Output (MW)
01.01. | 1 | 243.6516 |  | 237.1581 | 0 | 0 | 6.4935 | 0
01.01. | 2 | 243.6516 |  | 237.1581 | 0 | 0 | 6.4935 | 0
01.01. | 3 | 243.6516 |  | 237.1581 | 0 | 0 | 6.4935 | 0
01.01. | 4 | 243.6516 |  | 237.1581 | 0 | 0 | 6.4935 | 0
01.01. | 5 | 243.6516 |  | 237.1581 | 0 | 0 | 6.4935 | 0
01.01. | 6 | 243.6516 |  | 237.1581 | 0 | 0 | 6.4935 | 0
01.01. | 7 | 243.6516 |  | 237.1581 | 0 | 0 | 6.4935 | 0
01.01. | 8 | 243.6516 |  | 237.1581 | 0 | 0 | 6.4935 | 0
01.01. | 9 | 243.6516 |  | 237.1581 | 0 | 0 | 6.4935 | 0
01.01. | 10 | 243.6516 |  | 237.1581 | 0 | 0 | 6.4935 | 0
01.01. | 11 | 243.6516 |  | 237.1581 | 0 | 0 | 6.4935 | 0
01.01. | 12 | 243.6516 |  | 237.1581 | 0 | 0 | 6.4935 | 0
01.01. | 13 | 243.6516 |  | 237.1581 | 0 | 0 | 6.4935 | 0
01.01. | 14 | 243.6516 |  | 237.1581 | 0 | 0 | 6.4935 | 0
01.01. | 15 | 243.6516 |  | 237.1581 | 0 | 0 | 6.4935 | 0
01.01. | 16 | 243.6516 |  | 237.1581 | 0 | 0 | 6.4935 | 0
01.01. | 17 | 243.6516 |  | 237.1581 | 0 | 0 | 6.4935 | 0
01.01. | 18 | 243.6516 |  | 237.1581 | 0 | 0 | 6.4935 | 0
01.01. | 19 | 243.6516 |  | 237.1581 | 0 | 0 | 6.4935 | 0
01.01. | 20 | 243.6516 |  | 237.1581 | 0 | 0 | 6.4935 | 0
01.01. | 21 | 243.6516 |  | 237.1581 | 0 | 0 | 6.4935 | 0
01.01. | 22 | 243.6516 |  | 237.1581 | 0 | 0 | 6.4935 | 0
01.01. | 23 | 243.6516 |  | 237.1581 | 0 | 0 | 6.4935 | 0
01.01. | 24 | 243.6516 |  | 237.1581 | 0 | 0 | 6.4935 | 0
02.01. | 1 | 243.6516 |  | 237.1581 | 0 | 0 | 6.4935 | 0
02.01. | 2 | 243.6516 |  | 237.1581 | 0 | 0 | 6.4935 | 0
02.01. | 3 | 243.6516 |  | 237.1581 | 0 | 0 | 6.4935 | 0
02.01. | 4 | 243.6516 |  | 237.1581 | 0 | 0 | 6.4935 | 0
02.01. | 5 | 243.6516 |  | 237.1581 | 0 | 0 | 6.4935 | 0
02.01. | 6 | 243.6516 |  | 237.1581 | 0 | 0 | 6.4935 | 0
02.01. | 7 | 243.6516 |  | 237.1581 | 0 | 0 | 6.4935 | 0
02.01. | 8 | 243.6516 |  | 237.1581 | 0 | 0 | 6.4935 | 0
02.01. | 9 | 243.6516 |  | 237.1581 | 0 | 0 | 6.4935 | 0
02.01. | 10 | 243.6516 |  | 237.1581 | 0 | 0 | 6.4935 | 0
02.01. | 11 | 243.6516 |  | 237.1581 | 0 | 0 | 6.4935 | 0
02.01. | 12 | 243.6516 |  | 237.1581 | 0 | 0 | 6.4935 | 0
02.01. | 13 | 243.6516 |  | 237.1581 | 0 | 0 | 6.4935 | 0
02.01. | 14 | 243.6516 |  | 237.1581 | 0 | 0 | 6.4935 | 0
02.01. | 15 | 243.6516 |  | 237.1581 | 0 | 0 | 6.4935 | 0
02.01. | 16 | 243.6516 |  | 237.1581 | 0 | 0 | 6.4935 | 0
02.01. | 17 | 243.6516 |  | 237.1581 | 0 | 0 | 6.4935 | 0
02.01. | 18 | 243.6516 |  | 237.1581 | 0 | 0 | 6.4935 | 0
02.01. | 19 | 243.6516 |  | 237.1581 | 0 | 0 | 6.4935 | 0
02.01. | 20 | 243.6516 |  | 237.1581 | 0 | 0 | 6.4935 | 0
02.01. | 21 | 243.6516 |  | 237.1581 | 0 | 0 | 6.4935 | 0
02.01. | 22 | 243.6516 |  | 237.1581 | 0 | 0 | 6.4935 | 0
02.01. | 23 | 243.6516 |  | 237.1581 | 0 | 0 | 6.4935 | 0
02.01. | 24 | 243.6516 |  | 237.1581 | 0 | 0 | 6.4935 | 0
03.01. | 1 | 243.6516 |  | 237.1581 | 0 | 0 | 6.4935 | 0
03.01. | 2 | 243.6516 |  | 237.1581 | 0 | 0 | 6.4935 | 0
03.01. | 3 | 243.6516 |  | 237.1581 | 0 | 0 | 6.4935 | 0
03.01. | 4 | 243.6516 |  | 237.1581 | 0 | 0 | 6.4935 | 0
03.01. | 5 | 243.6516 |  | 237.1581 | 0 | 0 | 6.4935 | 0
03.01. | 6 | 243.6516 |  | 237.1581 | 0 | 0 | 6.4935 | 0
03.01. | 7 | 243.6516 |  | 237.1581 | 0 | 0 | 6.4935 | 0
03.01. | 8 | 243.6516 |  | 237.1581 | 0 | 0 | 6.4935 | 0
03.01. | 9 | 243.6516 |  | 237.1581 | 0 | 0 | 6.4935 | 0
03.01. | 10 | 243.6516 |  | 237.1581 | 0 | 0 | 6.4935 | 0
03.01. | 11 | 243.6516 |  | 237.1581 | 0 | 0 | 6.4935 | 0
03.01. | 12 | 243.6516 |  | 237.1581 | 0 | 0 | 6.4935 | 0
03.01. | 13 | 243.6516 |  | 237.1581 | 0 | 0 | 6.4935 | 0
03.01. | 14 | 243.6516 |  | 237.1581 | 0 | 0 | 6.4935 | 0
03.01. | 15 | 243.6516 |  | 237.1581 | 0 | 0 | 6.4935 | 0
03.01. | 16 | 243.6516 |  | 237.1581 | 0 | 0 | 6.4935 | 0
03.01. | 17 | 243.6516 |  | 237.1581 | 0 | 0 | 6.4935 | 0
03.01. | 18 | 243.6516 |  | 237.1581 | 0 | 0 | 6.4935 | 0
03.01. | 19 | 243.6516 |  | 237.1581 | 0 | 0 | 6.4935 | 0
03.01. | 20 | 243.6516 |  | 237.1581 | 0 | 0 | 6.4935 | 0
03.01. | 21 | 243.6516 |  | 237.1581 | 0 | 0 | 6.4935 | 0
03.01. | 22 | 243.6516 |  | 237.1581 | 0 | 0 | 6.4935 | 0
03.01. | 23 | 243.6516 |  | 237.1581 | 0 | 0 | 6.4935 | 0
03.01. | 24 | 243.6516 |  | 237.1581 | 0 | 0 | 6.4935 | 0
04.01. | 1 | 243.6516 |  | 237.1581 | 0 | 0 | 6.4935 | 0
04.01. | 2 | 243.6516 |  | 237.1581 | 0 | 0 | 6.4935 | 0
04.01. | 3 | 243.6516 |  | 237.1581 | 0 | 0 | 6.4935 | 0
04.01. | 4 | 243.6516 |  | 237.1581 | 0 | 0 | 6.4935 | 0
04.01. | 5 | 243.6516 |  | 237.1581 | 0 | 0 | 6.4935 | 0
04.01. | 6 | 243.6516 |  | 237.1581 | 0 | 0 | 6.4935 | 0
04.01. | 7 | 243.6516 |  | 237.1581 | 0 | 0 | 6.4935 | 0
04.01. | 8 | 243.6516 |  | 237.1581 | 0 | 0 | 6.4935 | 0
04.01. | 9 | 243.6516 |  | 237.1581 | 0 | 0 | 6.4935 | 0
04.01. | 10 | 243.6516 |  | 237.1581 | 0 | 0 | 6.4935 | 0
04.01. | 11 | 243.6516 |  | 237.1581 | 0 | 0 | 6.4935 | 0
04.01. | 12 | 243.6516 |  | 237.1581 | 0 | 0 | 6.4935 | 0
04.01. | 13 | 243.6516 |  | 237.1581 | 0 | 0 | 6.4935 | 0
04.01. | 14 | 243.6516 |  | 237.1581 | 0 | 0 | 6.4935 | 0
04.01. | 15 | 243.6516 |  | 237.1581 | 0 | 0 | 6.4935 | 0
04.01. | 16 | 243.6516 |  | 237.1581 | 0 | 0 | 6.4935 | 0
04.01. | 17 | 243.6516 |  | 237.1581 | 0 | 0 | 6.4935 | 0
04.01. | 18 | 243.6516 |  | 237.1581 | 0 | 0 | 6.4935 | 0
04.01. | 19 | 243.6516 |  | 237.1581 | 0 | 0 | 6.4935 | 0
04.01. | 20 | 243.6516 |  | 237.1581 | 0 | 0 | 6.4935 | 0
04.01. | 21 | 243.6516 |  | 237.1581 | 0 | 0 | 6.4935 | 0
04.01. | 22 | 243.6516 |  | 237.1581 | 0 | 0 | 6.4935 | 0
04.01. | 23 | 243.6516 |  | 237.1581 | 0 | 0 | 6.4935 | 0
04.01. | 24 | 243.6516 |  | 237.1581 | 0 | 0 | 6.4935 | 0
05.01. | 1 | 243.6516 |  | 237.1581 | 0 | 0 | 6.4935 | 0
05.01. | 2 | 243.6516 |  | 237.1581 | 0 | 0 | 6.4935 | 0
05.01. | 3 | 243.6516 |  | 237.1581 | 0 | 0 | 6.4935 | 0
05.01. | 4 | 243.6516 |  | 237.1581 | 0 | 0 | 6.4935 | 0
05.01. | 5 | 243.6516 |  | 237.1581 | 0 | 0 | 6.4935 | 0
05.01. | 6 | 243.6516 |  | 237.1581 | 0 | 0 | 6.4935 | 0
05.01. | 7 | 243.6516 |  | 237.1581 | 0 | 0 | 6.4935 | 0
05.01. | 8 | 243.6516 |  | 237.1581 | 0 | 0 | 6.4935 | 0
05.01. | 9 | 243.6516 |  | 237.1581 | 0 | 0 | 6.4935 | 0
05.01. | 10 | 243.6516 |  | 237.1581 | 0 | 0 | 6.4935 | 0
05.01. | 11 | 243.6516 |  | 237.1581 | 0 | 0 | 6.4935 | 0
05.01. | 12 | 243.6516 |  | 237.1581 | 0 | 0 | 6.4935 | 0
05.01. | 13 | 243.6516 |  | 237.1581 | 0 | 0 | 6.4935 | 0
05.01. | 14 | 243.6516 |  | 237.1581 | 0 | 0 | 6.4935 | 0
05.01. | 15 | 243.6516 |  | 237.1581 | 0 | 0 | 6.4935 | 0
05.01. | 16 | 243.6516 |  | 237.1581 | 0 | 0 | 6.4935 | 0
05.01. | 17 | 243.6516 |  | 237.1581 | 0 | 0 | 6.4935 | 0
05.01. | 18 | 243.6516 |  | 237.1581 | 0 | 0 | 6.4935 | 0
05.01. | 19 | 243.6516 |  | 237.1581 | 0 | 0 | 6.4935 | 0
05.01. | 20 | 243.6516 |  | 237.1581 | 0 | 0 | 6.4935 | 0
05.01. | 21 | 243.6516 |  | 237.1581 | 0 | 0 | 6.4935 | 0
05.01. | 22 | 243.6516 |  | 237.1581 | 0 | 0 | 6.4935 | 0
05.01. | 23 | 243.6516 |  | 237.1581 | 0 | 0 | 6.4935 | 0
05.01. | 24 | 243.6516 |  | 237.1581 | 0 | 0 | 6.4935 | 0
06.01. | 1 | 243.6516 |  | 237.1581 | 0 | 0 | 6.4935 | 0
06.01. | 2 | 243.6516 |  | 237.1581 | 0 | 0 | 6.4935 | 0
06.01. | 3 | 243.6516 |  | 237.1581 | 0 | 0 | 6.4935 | 0
06.01. | 4 | 243.6516 |  | 237.1581 | 0 | 0 | 6.4935 | 0
06.01. | 5 | 243.6516 |  | 237.1581 | 0 | 0 | 6.4935 | 0
06.01. | 6 | 243.6516 |  | 237.1581 | 0 | 0 | 6.4935 | 0
06.01. | 7 | 243.6516 |  | 237.1581 | 0 | 0 | 6.4935 | 0
06.01. | 8 | 243.6516 |  | 237.1581 | 0 | 0 | 6.4935 | 0
06.01. | 9 | 243.6516 |  | 237.1581 | 0 | 0 | 6.4935 | 0
06.01. | 10 | 243.6516 |  | 237.1581 | 0 | 0 | 6.4935 | 0
06.01. | 11 | 243.6516 |  | 237.1581 | 0 | 0 | 6.4935 | 0
06.01. | 12 | 243.6516 |  | 237.1581 | 0 | 0 | 6.4935 | 0
06.01. | 13 | 243.6516 |  | 237.1581 | 0 | 0 | 6.4935 | 0
06.01. | 14 | 243.6516 |  | 237.1581 | 0 | 0 | 6.4935 | 0
06.01. | 15 | 243.6516 |  | 237.1581 | 0 | 0 | 6.4935 | 0
06.01. | 16 | 243.6516 |  | 237.1581 | 0 | 0 | 6.4935 | 0
06.01. | 17 | 243.6516 |  | 237.1581 | 0 | 0 | 6.4935 | 0
06.01. | 18 | 243.6516 |  | 237.1581 | 0 | 0 | 6.4935 | 0
06.01. | 19 | 243.6516 |  | 237.1581 | 0 | 0 | 6.4935 | 0
06.01. | 20 | 243.6516 |  | 237.1581 | 0 | 0 | 6.4935 | 0
06.01. | 21 | 243.6516 |  | 237.1581 | 0 | 0 | 6.4935 | 0
06.01. | 22 | 243.6516 |  | 237.1581 | 0 | 0 | 6.4935 | 0
06.01. | 23 | 243.6516 |  | 237.1581 | 0 | 0 | 6.4935 | 0
06.01. | 24 | 243.6516 |  | 237.1581 | 0 | 0 | 6.4935 | 0
07.01. | 1 | 243.6516 |  | 237.1581 | 0 | 0 | 6.4935 | 0
07.01. | 2 | 243.6516 |  | 237.1581 | 0 | 0 | 6.4935 | 0
07.01. | 3 | 243.6516 |  | 237.1581 | 0 | 0 | 6.4935 | 0
07.01. | 4 | 243.6516 |  | 237.1581 | 0 | 0 | 6.4935 | 0
07.01. | 5 | 243.6516 |  | 237.1581 | 0 | 0 | 6.4935 | 0
07.01. | 6 | 243.6516 |  | 237.1581 | 0 | 0 | 6.4935 | 0
07.01. | 7 | 243.6516 |  | 237.1581 | 0 | 0 | 6.4935 | 0
07.01. | 8 | 243.6516 |  | 237.1581 | 0 | 0 | 6.4935 | 0
07.01. | 9 | 243.6516 |  | 237.1581 | 0 | 0 | 6.4935 | 0
07.01. | 10 | 243.6516 |  | 237.1581 | 0 | 0 | 6.4935 | 0
07.01. | 11 | 243.6516 |  | 237.1581 | 0 | 0 | 6.4935 | 0
07.01. | 12 | 243.6516 |  | 237.1581 | 0 | 0 | 6.4935 | 0
07.01. | 13 | 243.6516 |  | 237.1581 | 0 | 0 | 6.4935 | 0
07.01. | 14 | 243.6516 |  | 237.1581 | 0 | 0 | 6.4935 | 0
07.01. | 15 | 243.6516 |  | 237.1581 | 0 | 0 | 6.4935 | 0
07.01. | 16 | 243.6516 |  | 237.1581 | 0 | 0 | 6.4935 | 0
07.01. | 17 | 243.6516 |  | 237.1581 | 0 | 0 | 6.4935 | 0
07.01. | 18 | 243.6516 |  | 237.1581 | 0 | 0 | 6.4935 | 0
07.01. | 19 | 243.6516 |  | 237.1581 | 0 | 0 | 6.4935 | 0
07.01. | 20 | 243.6516 |  | 237.1581 | 0 | 0 | 6.4935 | 0
07.01. | 21 | 243.6516 |  | 237.1581 | 0 | 0 | 6.4935 | 0
07.01. | 22 | 243.6516 |  | 237.1581 | 0 | 0 | 6.4935 | 0
07.01. | 23 | 243.6516 |  | 237.1581 | 0 | 0 | 6.4935 | 0
07.01. | 24 | 243.6516 |  | 237.1581 | 0 | 0 | 6.4935 | 0
08.01. | 1 | 243.6516 |  | 237.1581 | 0 | 0 | 6.4935 | 0
08.01. | 2 | 243.6516 |  | 237.1581 | 0 | 0 | 6.4935 | 0
08.01. | 3 | 243.6516 |  | 237.1581 | 0 | 0 | 6.4935 | 0
08.01. | 4 | 243.6516 |  | 237.1581 | 0 | 0 | 6.4935 | 0
08.01. | 5 | 243.6516 |  | 237.1581 | 0 | 0 | 6.4935 | 0
08.01. | 6 | 243.6516 |  | 237.1581 | 0 | 0 | 6.4935 | 0
08.01. | 7 | 243.6516 |  | 237.1581 | 0 | 0 | 6.4935 | 0
08.01. | 8 | 243.6516 |  | 237.1581 | 0 | 0 | 6.4935 | 0
08.01. | 9 | 243.6516 |  | 237.1581 | 0 | 0 | 6.4935 | 0
08.01. | 10 | 243.6516 |  | 237.1581 | 0 | 0 | 6.4935 | 0
08.01. | 11 | 243.6516 |  | 237.1581 | 0 | 0 | 6.4935 | 0
08.01. | 12 | 243.6516 |  | 237.1581 | 0 | 0 | 6.4935 | 0
08.01. | 13 | 243.6516 |  | 237.1581 | 0 | 0 | 6.4935 | 0
08.01. | 14 | 243.6516 |  | 237.1581 | 0 | 0 | 6.4935 | 0
08.01. | 15 | 243.6516 |  | 237.1581 | 0 | 0 | 6.4935 | 0
08.01. | 16 | 243.6516 |  | 237.1581 | 0 | 0 | 6.4935 | 0
08.01. | 17 | 243.6516 |  | 237.1581 | 0 | 0 | 6.4935 | 0
08.01. | 18 | 243.6516 |  | 237.1581 | 0 | 0 | 6.4935 | 0
08.01. | 19 | 243.6516 |  | 237.1581 | 0 | 0 | 6.4935 | 0
08.01. | 20 | 243.6516 |  | 237.1581 | 0 | 0 | 6.4935 | 0
08.01. | 21 | 243.6516 |  | 237.1581 | 0 | 0 | 6.4935 | 0
08.01. | 22 | 243.6516 |  | 237.1581 | 0 | 0 | 6.4935 | 0
08.01. | 23 | 243.6516 |  | 237.1581 | 0 | 0 | 6.4935 | 0
08.01. | 24 | 243.6516 |  | 237.1581 | 0 | 0 | 6.4935 | 0
09.01. | 1 | 243.6516 |  | 237.1581 | 0 | 0 | 6.4935 | 0
09.01. | 2 | 243.6516 |  | 237.1581 | 0 | 0 | 6.4935 | 0
09.01. | 3 | 243.6516 |  | 237.1581 | 0 | 0 | 6.4935 | 0
09.01. | 4 | 243.6516 |  | 237.1581 | 0 | 0 | 6.4935 | 0
09.01. | 5 | 243.6516 |  | 237.1581 | 0 | 0 | 6.4935 | 0
09.01. | 6 | 243.6516 |  | 237.1581 | 0 | 0 | 6.4935 | 0
09.01. | 7 | 243.6516 |  | 237.1581 | 0 | 0 | 6.4935 | 0
09.01. | 8 | 243.6516 |  | 237.1581 | 0 | 0 | 6.4935 | 0
09.01. | 9 | 243.6516 |  | 237.1581 | 0 | 0 | 6.4935 | 0
09.01. | 10 | 243.6516 |  | 237.1581 | 0 | 0 | 6.4935 | 0
09.01. | 11 | 243.6516 |  | 237.1581 | 0 | 0 | 6.4935 | 0
09.01. | 12 | 243.6516 |  | 237.1581 | 0 | 0 | 6.4935 | 0
09.01. | 13 | 243.6516 |  | 237.1581 | 0 | 0 | 6.4935 | 0
09.01. | 14 | 243.6516 |  | 237.1581 | 0 | 0 | 6.4935 | 0
09.01. | 15 | 243.6516 |  | 237.1581 | 0 | 0 | 6.4935 | 0
09.01. | 16 | 243.6516 |  | 237.1581 | 0 | 0 | 6.4935 | 0
09.01. | 17 | 243.6516 |  | 237.1581 | 0 | 0 | 6.4935 | 0
09.01. | 18 | 243.6516 |  | 237.1581 | 0 | 0 | 6.4935 | 0
09.01. | 19 | 243.6516 |  | 237.1581 | 0 | 0 | 6.4935 | 0
09.01. | 20 | 243.6516 |  | 237.1581 | 0 | 0 | 6.4935 | 0
09.01. | 21 | 243.6516 |  | 237.1581 | 0 | 0 | 6.4935 | 0
09.01. | 22 | 243.6516 |  | 237.1581 | 0 | 0 | 6.4935 | 0
09.01. | 23 | 243.6516 |  | 237.1581 | 0 | 0 | 6.4935 | 0
09.01. | 24 | 243.6516 |  | 237.1581 | 0 | 0 | 6.4935 | 0
10.01. | 1 | 243.6516 |  | 237.1581 | 0 | 0 | 6.4935 | 0
10.01. | 2 | 243.6516 |  | 237.1581 | 0 | 0 | 6.4935 | 0
10.01. | 3 | 243.6516 |  | 237.1581 | 0 | 0 | 6.4935 | 0
10.01. | 4 | 243.6516 |  | 237.1581 | 0 | 0 | 6.4935 | 0
10.01. | 5 | 243.6516 |  | 237.1581 | 0 | 0 | 6.4935 | 0
10.01. | 6 | 243.6516 |  | 237.1581 | 0 | 0 | 6.4935 | 0
10.01. | 7 | 243.6516 |  | 237.1581 | 0 | 0 | 6.4935 | 0
10.01. | 8 | 243.6516 |  | 237.1581 | 0 | 0 | 6.4935 | 0
10.01. | 9 | 243.6516 |  | 237.1581 | 0 | 0 | 6.4935 | 0
10.01. | 10 | 243.6516 |  | 237.1581 | 0 | 0 | 6.4935 | 0
10.01. | 11 | 243.6516 |  | 237.1581 | 0 | 0 | 6.4935 | 0
10.01. | 12 | 243.6516 |  | 237.1581 | 0 | 0 | 6.4935 | 0
10.01. | 13 | 243.6516 |  | 237.1581 | 0 | 0 | 6.4935 | 0
10.01. | 14 | 243.6516 |  | 237.1581 | 0 | 0 | 6.4935 | 0
10.01. | 15 | 243.6516 |  | 237.1581 | 0 | 0 | 6.4935 | 0
10.01. | 16 | 243.6516 |  | 237.1581 | 0 | 0 | 6.4935 | 0
10.01. | 17 | 243.6516 |  | 237.1581 | 0 | 0 | 6.4935 | 0
10.01. | 18 | 243.6516 |  | 237.1581 | 0 | 0 | 6.4935 | 0
10.01. | 19 | 243.6516 |  | 237.1581 | 0 | 0 | 6.4935 | 0
10.01. | 20 | 243.6516 |  | 237.1581 | 0 | 0 | 6.4935 | 0
10.01. | 21 | 243.6516 |  | 237.1581 | 0 | 0 | 6.4935 | 0
10.01. | 22 | 243.6516 |  | 237.1581 | 0 | 0 | 6.4935 | 0
10.01. | 23 | 243.6516 |  | 237.1581 | 0 | 0 | 6.4935 | 0
10.01. | 24 | 243.6516 |  | 237.1581 | 0 | 0 | 6.4935 | 0
11.01. | 1 | 243.6516 |  | 237.1581 | 0 | 0 | 6.4935 | 0
11.01. | 2 | 243.6516 |  | 237.1581 | 0 | 0 | 6.4935 | 0
11.01. | 3 | 243.6516 |  | 237.1581 | 0 | 0 | 6.4935 | 0
11.01. | 4 | 243.6516 |  | 237.1581 | 0 | 0 | 6.4935 | 0
11.01. | 5 | 243.6516 |  | 237.1581 | 0 | 0 | 6.4935 | 0
11.01. | 6 | 243.6516 |  | 237.1581 | 0 | 0 | 6.4935 | 0
11.01. | 7 | 243.6516 |  | 237.1581 | 0 | 0 | 6.4935 | 0
11.01. | 8 | 243.6516 |  | 237.1581 | 0 | 0 | 6.4935 | 0
11.01. | 9 | 243.6516 |  | 237.1581 | 0 | 0 | 6.4935 | 0
11.01. | 10 | 243.6516 |  | 237.1581 | 0 | 0 | 6.4935 | 0
11.01. | 11 | 243.6516 |  | 237.1581 | 0 | 0 | 6.4935 | 0
11.01. | 12 | 243.6516 |  | 237.1581 | 0 | 0 | 6.4935 | 0
11.01. | 13 | 243.6516 |  | 237.1581 | 0 | 0 | 6.4935 | 0
11.01. | 14 | 243.6516 |  | 237.1581 | 0 | 0 | 6.4935 | 0
11.01. | 15 | 243.6516 |  | 237.1581 | 0 | 0 | 6.4935 | 0
11.01. | 16 | 243.6516 |  | 237.1581 | 0 | 0 | 6.4935 | 0
11.01. | 17 | 243.6516 |  | 237.1581 | 0 | 0 | 6.4935 | 0
11.01. | 18 | 243.6516 |  | 237.1581 | 0 | 0 | 6.4935 | 0
11.01. | 19 | 243.6516 |  | 237.1581 | 0 | 0 | 6.4935 | 0
11.01. | 20 | 243.6516 |  | 237.1581 | 0 | 0 | 6.4935 | 0
11.01. | 21 | 243.6516 |  | 237.1581 | 0 | 0 | 6.4935 | 0
11.01. | 22 | 243.6516 |  | 237.1581 | 0 | 0 | 6.4935 | 0
11.01. | 23 | 243.6516 |  | 237.1581 | 0 | 0 | 6.4935 | 0
11.01. | 24 | 243.6516 |  | 237.1581 | 0 | 0 | 6.4935 | 0
12.01. | 1 | 243.6516 |  | 237.1581 | 0 | 0 | 6.4935 | 0
12.01. | 2 | 243.6516 |  | 237.1581 | 0 | 0 | 6.4935 | 0
12.01. | 3 | 243.6516 |  | 237.1581 | 0 | 0 | 6.4935 | 0
12.01. | 4 | 243.6516 |  | 237.1581 | 0 | 0 | 6.4935 | 0
12.01. | 5 | 243.6516 |  | 237.1581 | 0 | 0 | 6.4935 | 0
12.01. | 6 | 243.6516 |  | 237.1581 | 0 | 0 | 6.4935 | 0
12.01. | 7 | 243.6516 |  | 237.1581 | 0 | 0 | 6.4935 | 0
12.01. | 8 | 243.6516 |  | 237.1581 | 0 | 0 | 6.4935 | 0
12.01. | 9 | 243.6516 |  | 237.1581 | 0 | 0 | 6.4935 | 0
12.01. | 10 | 243.6516 |  | 237.1581 | 0 | 0 | 6.4935 | 0
12.01. | 11 | 243.6516 |  | 237.1581 | 0 | 0 | 6.4935 | 0
12.01. | 12 | 243.6516 |  | 237.1581 | 0 | 0 | 6.4935 | 0
12.01. | 13 | 243.6516 |  | 237.1581 | 0 | 0 | 6.4935 | 0
12.01. | 14 | 243.6516 |  | 237.1581 | 0 | 0 | 6.4935 | 0
12.01. | 15 | 243.6516 |  | 237.1581 | 0 | 0 | 6.4935 | 0
12.01. | 16 | 243.6516 |  | 237.1581 | 0 | 0 | 6.4935 | 0
12.01. | 17 | 243.6516 |  | 237.1581 | 0 | 0 | 6.4935 | 0
12.01. | 18 | 243.6516 |  | 237.1581 | 0 | 0 | 6.4935 | 0
12.01. | 19 | 243.6516 |  | 237.1581 | 0 | 0 | 6.4935 | 0
12.01. | 20 | 243.6516 |  | 237.1581 | 0 | 0 | 6.4935 | 0
12.01. | 21 | 243.6516 |  | 237.1581 | 0 | 0 | 6.4935 | 0
12.01. | 22 | 243.6516 |  | 237.1581 | 0 | 0 | 6.4935 | 0
12.01. | 23 | 243.6516 |  | 237.1581 | 0 | 0 | 6.4935 | 0
12.01. | 24 | 243.6516 |  | 237.1581 | 0 | 0 | 6.4935 | 0
13.01. | 1 | 243.6516 |  | 237.1581 | 0 | 0 | 6.4935 | 0
13.01. | 2 | 243.6516 |  | 237.1581 | 0 | 0 | 6.4935 | 0
13.01. | 3 | 243.6516 |  | 237.1581 | 0 | 0 | 6.4935 | 0
13.01. | 4 | 243.6516 |  | 237.1581 | 0 | 0 | 6.4935 | 0
13.01. | 5 | 243.6516 |  | 237.1581 | 0 | 0 | 6.4935 | 0
13.01. | 6 | 243.6516 |  | 237.1581 | 0 | 0 | 6.4935 | 0
13.01. | 7 | 243.6516 |  | 237.1581 | 0 | 0 | 6.4935 | 0
13.01. | 8 | 243.6516 |  | 237.1581 | 0 | 0 | 6.4935 | 0
13.01. | 9 | 243.6516 |  | 237.1581 | 0 | 0 | 6.4935 | 0
13.01. | 10 | 243.6516 |  | 237.1581 | 0 | 0 | 6.4935 | 0
13.01. | 11 | 243.6516 |  | 237.1581 | 0 | 0 | 6.4935 | 0
13.01. | 12 | 243.6516 |  | 237.1581 | 0 | 0 | 6.4935 | 0
13.01. | 13 | 243.6516 |  | 237.1581 | 0 | 0 | 6.4935 | 0
13.01. | 14 | 243.6516 |  | 237.1581 | 0 | 0 | 6.4935 | 0
13.01. | 15 | 243.6516 |  | 237.1581 | 0 | 0 | 6.4935 | 0
13.01. | 16 | 243.6516 |  | 237.1581 | 0 | 0 | 6.4935 | 0
13.01. | 17 | 243.6516 |  | 237.1581 | 0 | 0 | 6.4935 | 0
13.01. | 18 | 243.6516 |  | 237.1581 | 0 | 0 | 6.4935 | 0
13.01. | 19 | 243.6516 |  | 237.1581 | 0 | 0 | 6.4935 | 0
13.01. | 20 | 243.6516 |  | 237.1581 | 0 | 0 | 6.4935 | 0
13.01. | 21 | 243.6516 |  | 237.1581 | 0 | 0 | 6.4935 | 0
13.01. | 22 | 243.6516 |  | 237.1581 | 0 | 0 | 6.4935 | 0
13.01. | 23 | 243.6516 |  | 237.1581 | 0 | 0 | 6.4935 | 0
13.01. | 24 | 243.6516 |  | 237.1581 | 0 | 0 | 6.4935 | 0
14.01. | 1 | 243.6516 |  | 237.1581 | 0 | 0 | 6.4935 | 0
14.01. | 2 | 243.6516 |  | 237.1581 | 0 | 0 | 6.4935 | 0
14.01. | 3 | 243.6516 |  | 237.1581 | 0 | 0 | 6.4935 | 0
14.01. | 4 | 243.6516 |  | 237.1581 | 0 | 0 | 6.4935 | 0
14.01. | 5 | 243.6516 |  | 237.1581 | 0 | 0 | 6.4935 | 0
14.01. | 6 | 243.6516 |  | 237.1581 | 0 | 0 | 6.4935 | 0
14.01. | 7 | 243.6516 |  | 237.1581 | 0 | 0 | 6.4935 | 0
14.01. | 8 | 243.6516 |  | 237.1581 | 0 | 0 | 6.4935 | 0
14.01. | 9 | 243.6516 |  | 237.1581 | 0 | 0 | 6.4935 | 0
14.01. | 10 | 243.6516 |  | 237.1581 | 0 | 0 | 6.4935 | 0
14.01. | 11 | 243.6516 |  | 237.1581 | 0 | 0 | 6.4935 | 0
14.01. | 12 | 243.6516 |  | 237.1581 | 0 | 0 | 6.4935 | 0
14.01. | 13 | 243.6516 |  | 237.1581 | 0 | 0 | 6.4935 | 0
14.01. | 14 | 243.6516 |  | 237.1581 | 0 | 0 | 6.4935 | 0
14.01. | 15 | 243.6516 |  | 237.1581 | 0 | 0 | 6.4935 | 0
14.01. | 16 | 243.6516 |  | 237.1581 | 0 | 0 | 6.4935 | 0
14.01. | 17 | 243.6516 |  | 237.1581 | 0 | 0 | 6.4935 | 0
14.01. | 18 | 243.6516 |  | 237.1581 | 0 | 0 | 6.4935 | 0
14.01. | 19 | 243.6516 |  | 237.1581 | 0 | 0 | 6.4935 | 0
14.01. | 20 | 243.6516 |  | 237.1581 | 0 | 0 | 6.4935 | 0
14.01. | 21 | 243.6516 |  | 237.1581 | 0 | 0 | 6.4935 | 0
14.01. | 22 | 243.6516 |  | 237.1581 | 0 | 0 | 6.4935 | 0
14.01. | 23 | 243.6516 |  | 237.1581 | 0 | 0 | 6.4935 | 0
14.01. | 24 | 243.6516 |  | 237.1581 | 0 | 0 | 6.4935 | 0
15.01. | 1 | 243.6516 |  | 237.1581 | 0 | 0 | 6.4935 | 0
15.01. | 2 | 243.6516 |  | 237.1581 | 0 | 0 | 6.4935 | 0
15.01. | 3 | 243.6516 |  | 237.1581 | 0 | 0 | 6.4935 | 0
15.01. | 4 | 243.6516 |  | 237.1581 | 0 | 0 | 6.4935 | 0
15.01. | 5 | 243.6516 |  | 237.1581 | 0 | 0 | 6.4935 | 0
15.01. | 6 | 243.6516 |  | 237.1581 | 0 | 0 | 6.4935 | 0
15.01. | 7 | 243.6516 |  | 237.1581 | 0 | 0 | 6.4935 | 0
15.01. | 8 | 243.6516 |  | 237.1581 | 0 | 0 | 6.4935 | 0
15.01. | 9 | 243.6516 |  | 237.1581 | 0 | 0 | 6.4935 | 0
15.01. | 10 | 243.6516 |  | 237.1581 | 0 | 0 | 6.4935 | 0
15.01. | 11 | 243.6516 |  | 237.1581 | 0 | 0 | 6.4935 | 0
15.01. | 12 | 243.6516 |  | 237.1581 | 0 | 0 | 6.4935 | 0
15.01. | 13 | 243.6516 |  | 237.1581 | 0 | 0 | 6.4935 | 0
15.01. | 14 | 243.6516 |  | 237.1581 | 0 | 0 | 6.4935 | 0
15.01. | 15 | 243.6516 |  | 237.1581 | 0 | 0 | 6.4935 | 0
15.01. | 16 | 243.6516 |  | 237.1581 | 0 | 0 | 6.4935 | 0
15.01. | 17 | 243.6516 |  | 237.1581 | 0 | 0 | 6.4935 | 0
15.01. | 18 | 243.6516 |  | 237.1581 | 0 | 0 | 6.4935 | 0
15.01. | 19 | 243.6516 |  | 237.1581 | 0 | 0 | 6.4935 | 0
15.01. | 20 | 243.6516 |  | 237.1581 | 0 | 0 | 6.4935 | 0
15.01. | 21 | 243.6516 |  | 237.1581 | 0 | 0 | 6.4935 | 0
15.01. | 22 | 243.6516 |  | 237.1581 | 0 | 0 | 6.4935 | 0
15.01. | 23 | 243.6516 |  | 237.1581 | 0 | 0 | 6.4935 | 0
15.01. | 24 | 243.6516 |  | 237.1581 | 0 | 0 | 6.4935 | 0
16.01. | 1 | 243.6516 |  | 237.1581 | 0 | 0 | 6.4935 | 0
16.01. | 2 | 243.6516 |  | 237.1581 | 0 | 0 | 6.4935 | 0
16.01. | 3 | 243.6516 |  | 237.1581 | 0 | 0 | 6.4935 | 0
16.01. | 4 | 243.6516 |  | 237.1581 | 0 | 0 | 6.4935 | 0
16.01. | 5 | 243.6516 |  | 237.1581 | 0 | 0 | 6.4935 | 0
16.01. | 6 | 243.6516 |  | 237.1581 | 0 | 0 | 6.4935 | 0
16.01. | 7 | 243.6516 |  | 237.1581 | 0 | 0 | 6.4935 | 0
16.01. | 8 | 243.6516 |  | 237.1581 | 0 | 0 | 6.4935 | 0
16.01. | 9 | 243.6516 |  | 237.1581 | 0 | 0 | 6.4935 | 0
16.01. | 10 | 243.6516 |  | 237.1581 | 0 | 0 | 6.4935 | 0
16.01. | 11 | 243.6516 |  | 237.1581 | 0 | 0 | 6.4935 | 0
16.01. | 12 | 243.6516 |  | 237.1581 | 0 | 0 | 6.4935 | 0
16.01. | 13 | 243.6516 |  | 237.1581 | 0 | 0 | 6.4935 | 0
16.01. | 14 | 243.6516 |  | 237.1581 | 0 | 0 | 6.4935 | 0
16.01. | 15 | 243.6516 |  | 237.1581 | 0 | 0 | 6.4935 | 0
16.01. | 16 | 243.6516 |  | 237.1581 | 0 | 0 | 6.4935 | 0
16.01. | 17 | 243.6516 |  | 237.1581 | 0 | 0 | 6.4935 | 0
16.01. | 18 | 243.6516 |  | 237.1581 | 0 | 0 | 6.4935 | 0
16.01. | 19 | 243.6516 |  | 237.1581 | 0 | 0 | 6.4935 | 0
16.01. | 20 | 243.6516 |  | 237.1581 | 0 | 0 | 6.4935 | 0
16.01. | 21 | 243.6516 |  | 237.1581 | 0 | 0 | 6.4935 | 0
16.01. | 22 | 243.6516 |  | 237.1581 | 0 | 0 | 6.4935 | 0
16.01. | 23 | 243.6516 |  | 237.1581 | 0 | 0 | 6.4935 | 0
16.01. | 24 | 243.6516 |  | 237.1581 | 0 | 0 | 6.4935 | 0
17.01. | 1 | 243.6516 |  | 237.1581 | 0 | 0 | 6.4935 | 0
17.01. | 2 | 243.6516 |  | 237.1581 | 0 | 0 | 6.4935 | 0
17.01. | 3 | 243.6516 |  | 237.1581 | 0 | 0 | 6.4935 | 0
17.01. | 4 | 243.6516 |  | 237.1581 | 0 | 0 | 6.4935 | 0
17.01. | 5 | 243.6516 |  | 237.1581 | 0 | 0 | 6.4935 | 0
17.01. | 6 | 243.6516 |  | 237.1581 | 0 | 0 | 6.4935 | 0
17.01. | 7 | 243.6516 |  | 237.1581 | 0 | 0 | 6.4935 | 0
17.01. | 8 | 243.6516 |  | 237.1581 | 0 | 0 | 6.4935 | 0
17.01. | 9 | 243.6516 |  | 237.1581 | 0 | 0 | 6.4935 | 0
17.01. | 10 | 243.6516 |  | 237.1581 | 0 | 0 | 6.4935 | 0
17.01. | 11 | 243.6516 |  | 237.1581 | 0 | 0 | 6.4935 | 0
17.01. | 12 | 243.6516 |  | 237.1581 | 0 | 0 | 6.4935 | 0
17.01. | 13 | 243.6516 |  | 237.1581 | 0 | 0 | 6.4935 | 0
17.01. | 14 | 243.6516 |  | 237.1581 | 0 | 0 | 6.4935 | 0
17.01. | 15 | 243.6516 |  | 237.1581 | 0 | 0 | 6.4935 | 0
17.01. | 16 | 243.6516 |  | 237.1581 | 0 | 0 | 6.4935 | 0
17.01. | 17 | 243.6516 |  | 237.1581 | 0 | 0 | 6.4935 | 0
17.01. | 18 | 243.6516 |  | 237.1581 | 0 | 0 | 6.4935 | 0
17.01. | 19 | 243.6516 |  | 237.1581 | 0 | 0 | 6.4935 | 0
17.01. | 20 | 243.6516 |  | 237.1581 | 0 | 0 | 6.4935 | 0
17.01. | 21 | 243.6516 |  | 237.1581 | 0 | 0 | 6.4935 | 0
17.01. | 22 | 243.6516 |  | 237.1581 | 0 | 0 | 6.4935 | 0
17.01. | 23 | 243.6516 |  | 237.1581 | 0 | 0 | 6.4935 | 0
17.01. | 24 | 243.6516 |  | 237.1581 | 0 | 0 | 6.4935 | 0
18.01. | 1 | 243.6516 |  | 237.1581 | 0 | 0 | 6.4935 | 0
18.01. | 2 | 243.6516 |  | 237.1581 | 0 | 0 | 6.4935 | 0
18.01. | 3 | 243.6516 |  | 237.1581 | 0 | 0 | 6.4935 | 0
18.01. | 4 | 243.6516 |  | 237.1581 | 0 | 0 | 6.4935 | 0
18.01. | 5 | 243.6516 |  | 237.1581 | 0 | 0 | 6.4935 | 0
18.01. | 6 | 243.6516 |  | 237.1581 | 0 | 0 | 6.4935 | 0
18.01. | 7 | 243.6516 |  | 237.1581 | 0 | 0 | 6.4935 | 0
18.01. | 8 | 243.6516 |  | 237.1581 | 0 | 0 | 6.4935 | 0
18.01. | 9 | 243.6516 |  | 237.1581 | 0 | 0 | 6.4935 | 0
18.01. | 10 | 243.6516 |  | 237.1581 | 0 | 0 | 6.4935 | 0
18.01. | 11 | 243.6516 |  | 237.1581 | 0 | 0 | 6.4935 | 0
18.01. | 12 | 243.6516 |  | 237.1581 | 0 | 0 | 6.4935 | 0
18.01. | 13 | 243.6516 |  | 237.1581 | 0 | 0 | 6.4935 | 0
18.01. | 14 | 243.6516 |  | 237.1581 | 0 | 0 | 6.4935 | 0
18.01. | 15 | 243.6516 |  | 237.1581 | 0 | 0 | 6.4935 | 0
18.01. | 16 | 243.6516 |  | 237.1581 | 0 | 0 | 6.4935 | 0
18.01. | 17 | 243.6516 |  | 237.1581 | 0 | 0 | 6.4935 | 0
18.01. | 18 | 243.6516 |  | 237.1581 | 0 | 0 | 6.4935 | 0
18.01. | 19 | 243.6516 |  | 237.1581 | 0 | 0 | 6.4935 | 0
18.01. | 20 | 243.6516 |  | 237.1581 | 0 | 0 | 6.4935 | 0
18.01. | 21 | 243.6516 |  | 237.1581 | 0 | 0 | 6.4935 | 0
18.01. | 22 | 243.6516 |  | 237.1581 | 0 | 0 | 6.4935 | 0
18.01. | 23 | 243.6516 |  | 237.1581 | 0 | 0 | 6.4935 | 0
18.01. | 24 | 243.6516 |  | 237.1581 | 0 | 0 | 6.4935 | 0
19.01. | 1 | 243.6516 |  | 237.1581 | 0 | 0 | 6.4935 | 0
19.01. | 2 | 243.6516 |  | 237.1581 | 0 | 0 | 6.4935 | 0
19.01. | 3 | 243.6516 |  | 237.1581 | 0 | 0 | 6.4935 | 0
19.01. | 4 | 243.6516 |  | 237.1581 | 0 | 0 | 6.4935 | 0
19.01. | 5 | 243.6516 |  | 237.1581 | 0 | 0 | 6.4935 | 0
19.01. | 6 | 243.6516 |  | 237.1581 | 0 | 0 | 6.4935 | 0
19.01. | 7 | 243.6516 |  | 237.1581 | 0 | 0 | 6.4935 | 0
19.01. | 8 | 243.6516 |  | 237.1581 | 0 | 0 | 6.4935 | 0
19.01. | 9 | 243.6516 |  | 237.1581 | 0 | 0 | 6.4935 | 0
19.01. | 10 | 243.6516 |  | 237.1581 | 0 | 0 | 6.4935 | 0
19.01. | 11 | 243.6516 |  | 237.1581 | 0 | 0 | 6.4935 | 0
19.01. | 12 | 243.6516 |  | 237.1581 | 0 | 0 | 6.4935 | 0
19.01. | 13 | 243.6516 |  | 237.1581 | 0 | 0 | 6.4935 | 0
19.01. | 14 | 243.6516 |  | 237.1581 | 0 | 0 | 6.4935 | 0
19.01. | 15 | 243.6516 |  | 237.1581 | 0 | 0 | 6.4935 | 0
19.01. | 16 | 243.6516 |  | 237.1581 | 0 | 0 | 6.4935 | 0
19.01. | 17 | 243.6516 |  | 237.1581 | 0 | 0 | 6.4935 | 0
19.01. | 18 | 243.6516 |  | 237.1581 | 0 | 0 | 6.4935 | 0
19.01. | 19 | 243.6516 |  | 237.1581 | 0 | 0 | 6.4935 | 0
19.01. | 20 | 243.6516 |  | 237.1581 | 0 | 0 | 6.4935 | 0
19.01. | 21 | 243.6516 |  | 237.1581 | 0 | 0 | 6.4935 | 0
19.01. | 22 | 243.6516 |  | 237.1581 | 0 | 0 | 6.4935 | 0
19.01. | 23 | 243.6516 |  | 237.1581 | 0 | 0 | 6.4935 | 0
19.01. | 24 | 243.6516 |  | 237.1581 | 0 | 0 | 6.4935 | 0
20.01. | 1 | 243.6516 |  | 237.1581 | 0 | 0 | 6.4935 | 0
20.01. | 2 | 243.6516 |  | 237.1581 | 0 | 0 | 6.4935 | 0
20.01. | 3 | 243.6516 |  | 237.1581 | 0 | 0 | 6.4935 | 0
20.01. | 4 | 243.6516 |  | 237.1581 | 0 | 0 | 6.4935 | 0
20.01. | 5 | 243.6516 |  | 237.1581 | 0 | 0 | 6.4935 | 0
20.01. | 6 | 243.6516 |  | 237.1581 | 0 | 0 | 6.4935 | 0
20.01. | 7 | 243.6516 |  | 237.1581 | 0 | 0 | 6.4935 | 0
20.01. | 8 | 243.6516 |  | 237.1581 | 0 | 0 | 6.4935 | 0
20.01. | 9 | 243.6516 |  | 237.1581 | 0 | 0 | 6.4935 | 0
20.01. | 10 | 243.6516 |  | 237.1581 | 0 | 0 | 6.4935 | 0
20.01. | 11 | 243.6516 |  | 237.1581 | 0 | 0 | 6.4935 | 0
20.01. | 12 | 243.6516 |  | 237.1581 | 0 | 0 | 6.4935 | 0
20.01. | 13 | 243.6516 |  | 237.1581 | 0 | 0 | 6.4935 | 0
20.01. | 14 | 243.6516 |  | 237.1581 | 0 | 0 | 6.4935 | 0
20.01. | 15 | 243.6516 |  | 237.1581 | 0 | 0 | 6.4935 | 0
20.01. | 16 | 243.6516 |  | 237.1581 | 0 | 0 | 6.4935 | 0
20.01. | 17 | 243.6516 |  | 237.1581 | 0 | 0 | 6.4935 | 0
20.01. | 18 | 243.6516 |  | 237.1581 | 0 | 0 | 6.4935 | 0
20.01. | 19 | 243.6516 |  | 237.1581 | 0 | 0 | 6.4935 | 0
20.01. | 20 | 243.6516 |  | 237.1581 | 0 | 0 | 6.4935 | 0
20.01. | 21 | 243.6516 |  | 237.1581 | 0 | 0 | 6.4935 | 0
20.01. | 22 | 243.6516 |  | 237.1581 | 0 | 0 | 6.4935 | 0
20.01. | 23 | 243.6516 |  | 237.1581 | 0 | 0 | 6.4935 | 0
20.01. | 24 | 243.6516 |  | 237.1581 | 0 | 0 | 6.4935 | 0
21.01. | 1 | 243.6516 |  | 237.1581 | 0 | 0 | 6.4935 | 0
21.01. | 2 | 243.6516 |  | 237.1581 | 0 | 0 | 6.4935 | 0
21.01. | 3 | 243.6516 |  | 237.1581 | 0 | 0 | 6.4935 | 0
21.01. | 4 | 243.6516 |  | 237.1581 | 0 | 0 | 6.4935 | 0
21.01. | 5 | 243.6516 |  | 237.1581 | 0 | 0 | 6.4935 | 0
21.01. | 6 | 243.6516 |  | 237.1581 | 0 | 0 | 6.4935 | 0
21.01. | 7 | 243.6516 |  | 237.1581 | 0 | 0 | 6.4935 | 0
21.01. | 8 | 243.6516 |  | 237.1581 | 0 | 0 | 6.4935 | 0
21.01. | 9 | 243.6516 |  | 237.1581 | 0 | 0 | 6.4935 | 0
21.01. | 10 | 243.6516 |  | 237.1581 | 0 | 0 | 6.4935 | 0
21.01. | 11 | 243.6516 |  | 237.1581 | 0 | 0 | 6.4935 | 0
21.01. | 12 | 243.6516 |  | 237.1581 | 0 | 0 | 6.4935 | 0
21.01. | 13 | 243.6516 |  | 237.1581 | 0 | 0 | 6.4935 | 0
21.01. | 14 | 243.6516 |  | 237.1581 | 0 | 0 | 6.4935 | 0
21.01. | 15 | 243.6516 |  | 237.1581 | 0 | 0 | 6.4935 | 0
21.01. | 16 | 243.6516 |  | 237.1581 | 0 | 0 | 6.4935 | 0
21.01. | 17 | 243.6516 |  | 237.1581 | 0 | 0 | 6.4935 | 0
21.01. | 18 | 243.6516 |  | 237.1581 | 0 | 0 | 6.4935 | 0
21.01. | 19 | 243.6516 |  | 237.1581 | 0 | 0 | 6.4935 | 0
21.01. | 20 | 243.6516 |  | 237.1581 | 0 | 0 | 6.4935 | 0
21.01. | 21 | 243.6516 |  | 237.1581 | 0 | 0 | 6.4935 | 0
21.01. | 22 | 243.6516 |  | 237.1581 | 0 | 0 | 6.4935 | 0
21.01. | 23 | 243.6516 |  | 237.1581 | 0 | 0 | 6.4935 | 0
21.01. | 24 | 243.6516 |  | 237.1581 | 0 | 0 | 6.4935 | 0
22.01. | 1 | 243.6516 |  | 237.1581 | 0 | 0 | 6.4935 | 0
22.01. | 2 | 243.6516 |  | 237.1581 | 0 | 0 | 6.4935 | 0
22.01. | 3 | 243.6516 |  | 237.1581 | 0 | 0 | 6.4935 | 0
22.01. | 4 | 243.6516 |  | 237.1581 | 0 | 0 | 6.4935 | 0
22.01. | 5 | 243.6516 |  | 237.1581 | 0 | 0 | 6.4935 | 0
22.01. | 6 | 243.6516 |  | 237.1581 | 0 | 0 | 6.4935 | 0
22.01. | 7 | 243.6516 |  | 237.1581 | 0 | 0 | 6.4935 | 0
22.01. | 8 | 243.6516 |  | 237.1581 | 0 | 0 | 6.4935 | 0
22.01. | 9 | 243.6516 |  | 237.1581 | 0 | 0 | 6.4935 | 0
22.01. | 10 | 243.6516 |  | 237.1581 | 0 | 0 | 6.4935 | 0
22.01. | 11 | 243.6516 |  | 237.1581 | 0 | 0 | 6.4935 | 0
22.01. | 12 | 243.6516 |  | 237.1581 | 0 | 0 | 6.4935 | 0
22.01. | 13 | 243.6516 |  | 237.1581 | 0 | 0 | 6.4935 | 0
22.01. | 14 | 243.6516 |  | 237.1581 | 0 | 0 | 6.4935 | 0
22.01. | 15 | 243.6516 |  | 237.1581 | 0 | 0 | 6.4935 | 0
22.01. | 16 | 243.6516 |  | 237.1581 | 0 | 0 | 6.4935 | 0
22.01. | 17 | 243.6516 |  | 237.1581 | 0 | 0 | 6.4935 | 0
22.01. | 18 | 243.6516 |  | 237.1581 | 0 | 0 | 6.4935 | 0
22.01. | 19 | 243.6516 |  | 237.1581 | 0 | 0 | 6.4935 | 0
22.01. | 20 | 243.6516 |  | 237.1581 | 0 | 0 | 6.4935 | 0
22.01. | 21 | 243.6516 |  | 237.1581 | 0 | 0 | 6.4935 | 0
22.01. | 22 | 243.6516 |  | 237.1581 | 0 | 0 | 6.4935 | 0
22.01. | 23 | 243.6516 |  | 237.1581 | 0 | 0 | 6.4935 | 0
22.01. | 24 | 243.6516 |  | 237.1581 | 0 | 0 | 6.4935 | 0
23.01. | 1 | 243.6516 |  | 237.1581 | 0 | 0 | 6.4935 | 0
23.01. | 2 | 243.6516 |  | 237.1581 | 0 | 0 | 6.4935 | 0
23.01. | 3 | 243.6516 |  | 237.1581 | 0 | 0 | 6.4935 | 0
23.01. | 4 | 243.6516 |  | 237.1581 | 0 | 0 | 6.4935 | 0
23.01. | 5 | 243.6516 |  | 237.1581 | 0 | 0 | 6.4935 | 0
23.01. | 6 | 243.6516 |  | 237.1581 | 0 | 0 | 6.4935 | 0
23.01. | 7 | 243.6516 |  | 237.1581 | 0 | 0 | 6.4935 | 0
23.01. | 8 | 243.6516 |  | 237.1581 | 0 | 0 | 6.4935 | 0
23.01. | 9 | 243.6516 |  | 237.1581 | 0 | 0 | 6.4935 | 0
23.01. | 10 | 243.6516 |  | 237.1581 | 0 | 0 | 6.4935 | 0
23.01. | 11 | 243.6516 |  | 237.1581 | 0 | 0 | 6.4935 | 0
23.01. | 12 | 243.6516 |  | 237.1581 | 0 | 0 | 6.4935 | 0
23.01. | 13 | 243.6516 |  | 237.1581 | 0 | 0 | 6.4935 | 0
23.01. | 14 | 243.6516 |  | 237.1581 | 0 | 0 | 6.4935 | 0
23.01. | 15 | 243.6516 |  | 237.1581 | 0 | 0 | 6.4935 | 0
23.01. | 16 | 243.6516 |  | 237.1581 | 0 | 0 | 6.4935 | 0
23.01. | 17 | 243.6516 |  | 237.1581 | 0 | 0 | 6.4935 | 0
23.01. | 18 | 243.6516 |  | 237.1581 | 0 | 0 | 6.4935 | 0
23.01. | 19 | 243.6516 |  | 237.1581 | 0 | 0 | 6.4935 | 0
23.01. | 20 | 243.6516 |  | 237.1581 | 0 | 0 | 6.4935 | 0
23.01. | 21 | 243.6516 |  | 237.1581 | 0 | 0 | 6.4935 | 0
23.01. | 22 | 243.6516 |  | 237.1581 | 0 | 0 | 6.4935 | 0
23.01. | 23 | 243.6516 |  | 237.1581 | 0 | 0 | 6.4935 | 0
23.01. | 24 | 243.6516 |  | 237.1581 | 0 | 0 | 6.4935 | 0
24.01. | 1 | 243.6516 |  | 237.1581 | 0 | 0 | 6.4935 | 0
24.01. | 2 | 243.6516 |  | 237.1581 | 0 | 0 | 6.4935 | 0
24.01. | 3 | 243.6516 |  | 237.1581 | 0 | 0 | 6.4935 | 0
24.01. | 4 | 243.6516 |  | 237.1581 | 0 | 0 | 6.4935 | 0
24.01. | 5 | 243.6516 |  | 237.1581 | 0 | 0 | 6.4935 | 0
24.01. | 6 | 243.6516 |  | 237.1581 | 0 | 0 | 6.4935 | 0
24.01. | 7 | 243.6516 |  | 237.1581 | 0 | 0 | 6.4935 | 0
24.01. | 8 | 243.6516 |  | 237.1581 | 0 | 0 | 6.4935 | 0
24.01. | 9 | 243.6516 |  | 237.1581 | 0 | 0 | 6.4935 | 0
24.01. | 10 | 243.6516 |  | 237.1581 | 0 | 0 | 6.4935 | 0
24.01. | 11 | 243.6516 |  | 237.1581 | 0 | 0 | 6.4935 | 0
24.01. | 12 | 243.6516 |  | 237.1581 | 0 | 0 | 6.4935 | 0
24.01. | 13 | 243.6516 |  | 237.1581 | 0 | 0 | 6.4935 | 0
24.01. | 14 | 243.6516 |  | 237.1581 | 0 | 0 | 6.4935 | 0
24.01. | 15 | 243.6516 |  | 237.1581 | 0 | 0 | 6.4935 | 0
24.01. | 16 | 243.6516 |  | 237.1581 | 0 | 0 | 6.4935 | 0
24.01. | 17 | 243.6516 |  | 237.1581 | 0 | 0 | 6.4935 | 0
24.01. | 18 | 243.6516 |  | 237.1581 | 0 | 0 | 6.4935 | 0
24.01. | 19 | 243.6516 |  | 237.1581 | 0 | 0 | 6.4935 | 0
24.01. | 20 | 243.6516 |  | 237.1581 | 0 | 0 | 6.4935 | 0
24.01. | 21 | 243.6516 |  | 237.1581 | 0 | 0 | 6.4935 | 0
24.01. | 22 | 243.6516 |  | 237.1581 | 0 | 0 | 6.4935 | 0
24.01. | 23 | 243.6516 |  | 237.1581 | 0 | 0 | 6.4935 | 0
24.01. | 24 | 243.6516 |  | 237.1581 | 0 | 0 | 6.4935 | 0
25.01. | 1 | 243.6516 |  | 237.1581 | 0 | 0 | 6.4935 | 0
25.01. | 2 | 243.6516 |  | 237.1581 | 0 | 0 | 6.4935 | 0
25.01. | 3 | 243.6516 |  | 237.1581 | 0 | 0 | 6.4935 | 0
25.01. | 4 | 243.6516 |  | 237.1581 | 0 | 0 | 6.4935 | 0
25.01. | 5 | 243.6516 |  | 237.1581 | 0 | 0 | 6.4935 | 0
25.01. | 6 | 243.6516 |  | 237.1581 | 0 | 0 | 6.4935 | 0
25.01. | 7 | 243.6516 |  | 237.1581 | 0 | 0 | 6.4935 | 0
25.01. | 8 | 243.6516 |  | 237.1581 | 0 | 0 | 6.4935 | 0
25.01. | 9 | 243.6516 |  | 237.1581 | 0 | 0 | 6.4935 | 0
25.01. | 10 | 243.6516 |  | 237.1581 | 0 | 0 | 6.4935 | 0
25.01. | 11 | 243.6516 |  | 237.1581 | 0 | 0 | 6.4935 | 0
25.01. | 12 | 243.6516 |  | 237.1581 | 0 | 0 | 6.4935 | 0
25.01. | 13 | 243.6516 |  | 237.1581 | 0 | 0 | 6.4935 | 0
25.01. | 14 | 243.6516 |  | 237.1581 | 0 | 0 | 6.4935 | 0
25.01. | 15 | 243.6516 |  | 237.1581 | 0 | 0 | 6.4935 | 0
25.01. | 16 | 243.6516 |  | 237.1581 | 0 | 0 | 6.4935 | 0
25.01. | 17 | 243.6516 |  | 237.1581 | 0 | 0 | 6.4935 | 0
25.01. | 18 | 243.6516 |  | 237.1581 | 0 | 0 | 6.4935 | 0
25.01. | 19 | 243.6516 |  | 237.1581 | 0 | 0 | 6.4935 | 0
25.01. | 20 | 243.6516 |  | 237.1581 | 0 | 0 | 6.4935 | 0
25.01. | 21 | 243.6516 |  | 237.1581 | 0 | 0 | 6.4935 | 0
25.01. | 22 | 243.6516 |  | 237.1581 | 0 | 0 | 6.4935 | 0
25.01. | 23 | 243.6516 |  | 237.1581 | 0 | 0 | 6.4935 | 0
25.01. | 24 | 243.6516 |  | 237.1581 | 0 | 0 | 6.4935 | 0
26.01. | 1 | 243.6516 |  | 237.1581 | 0 | 0 | 6.4935 | 0
26.01. | 2 | 243.6516 |  | 237.1581 | 0 | 0 | 6.4935 | 0
26.01. | 3 | 243.6516 |  | 237.1581 | 0 | 0 | 6.4935 | 0
26.01. | 4 | 243.6516 |  | 237.1581 | 0 | 0 | 6.4935 | 0
26.01. | 5 | 243.6516 |  | 237.1581 | 0 | 0 | 6.4935 | 0
26.01. | 6 | 243.6516 |  | 237.1581 | 0 | 0 | 6.4935 | 0
26.01. | 7 | 243.6516 |  | 237.1581 | 0 | 0 | 6.4935 | 0
26.01. | 8 | 243.6516 |  | 237.1581 | 0 | 0 | 6.4935 | 0
26.01. | 9 | 243.6516 |  | 237.1581 | 0 | 0 | 6.4935 | 0
26.01. | 10 | 243.6516 |  | 237.1581 | 0 | 0 | 6.4935 | 0
26.01. | 11 | 243.6516 |  | 237.1581 | 0 | 0 | 6.4935 | 0
26.01. | 12 | 243.6516 |  | 237.1581 | 0 | 0 | 6.4935 | 0
26.01. | 13 | 243.6516 |  | 237.1581 | 0 | 0 | 6.4935 | 0
26.01. | 14 | 243.6516 |  | 237.1581 | 0 | 0 | 6.4935 | 0
26.01. | 15 | 243.6516 |  | 237.1581 | 0 | 0 | 6.4935 | 0
26.01. | 16 | 243.6516 |  | 237.1581 | 0 | 0 | 6.4935 | 0
26.01. | 17 | 243.6516 |  | 237.1581 | 0 | 0 | 6.4935 | 0
26.01. | 18 | 243.6516 |  | 237.1581 | 0 | 0 | 6.4935 | 0
26.01. | 19 | 243.6516 |  | 237.1581 | 0 | 0 | 6.4935 | 0
26.01. | 20 | 243.6516 |  | 237.1581 | 0 | 0 | 6.4935 | 0
26.01. | 21 | 243.6516 |  | 237.1581 | 0 | 0 | 6.4935 | 0
26.01. | 22 | 243.6516 |  | 237.1581 | 0 | 0 | 6.4935 | 0
26.01. | 23 | 243.6516 |  | 237.1581 | 0 | 0 | 6.4935 | 0
26.01. | 24 | 243.6516 |  | 237.1581 | 0 | 0 | 6.4935 | 0
27.01. | 1 | 243.6516 |  | 237.1581 | 0 | 0 | 6.4935 | 0
27.01. | 2 | 243.6516 |  | 237.1581 | 0 | 0 | 6.4935 | 0
27.01. | 3 | 243.6516 |  | 237.1581 | 0 | 0 | 6.4935 | 0
27.01. | 4 | 243.6516 |  | 237.1581 | 0 | 0 | 6.4935 | 0
27.01. | 5 | 243.6516 |  | 237.1581 | 0 | 0 | 6.4935 | 0
27.01. | 6 | 243.6516 |  | 237.1581 | 0 | 0 | 6.4935 | 0
27.01. | 7 | 243.6516 |  | 237.1581 | 0 | 0 | 6.4935 | 0
27.01. | 8 | 243.6516 |  | 237.1581 | 0 | 0 | 6.4935 | 0
27.01. | 9 | 243.6516 |  | 237.1581 | 0 | 0 | 6.4935 | 0
27.01. | 10 | 243.6516 |  | 237.1581 | 0 | 0 | 6.4935 | 0
27.01. | 11 | 243.6516 |  | 237.1581 | 0 | 0 | 6.4935 | 0
27.01. | 12 | 243.6516 |  | 237.1581 | 0 | 0 | 6.4935 | 0
27.01. | 13 | 243.6516 |  | 237.1581 | 0 | 0 | 6.4935 | 0
27.01. | 14 | 243.6516 |  | 237.1581 | 0 | 0 | 6.4935 | 0
27.01. | 15 | 243.6516 |  | 237.1581 | 0 | 0 | 6.4935 | 0
27.01. | 16 | 243.6516 |  | 237.1581 | 0 | 0 | 6.4935 | 0
27.01. | 17 | 243.6516 |  | 237.1581 | 0 | 0 | 6.4935 | 0
27.01. | 18 | 243.6516 |  | 237.1581 | 0 | 0 | 6.4935 | 0
27.01. | 19 | 243.6516 |  | 237.1581 | 0 | 0 | 6.4935 | 0
27.01. | 20 | 243.6516 |  | 237.1581 | 0 | 0 | 6.4935 | 0
27.01. | 21 | 243.6516 |  | 237.1581 | 0 | 0 | 6.4935 | 0
27.01. | 22 | 243.6516 |  | 237.1581 | 0 | 0 | 6.4935 | 0
27.01. | 23 | 243.6516 |  | 237.1581 | 0 | 0 | 6.4935 | 0
27.01. | 24 | 243.6516 |  | 237.1581 | 0 | 0 | 6.4935 | 0
28.01. | 1 | 243.6516 |  | 237.1581 | 0 | 0 | 6.4935 | 0
28.01. | 2 | 243.6516 |  | 237.1581 | 0 | 0 | 6.4935 | 0
28.01. | 3 | 243.6516 |  | 237.1581 | 0 | 0 | 6.4935 | 0
28.01. | 4 | 243.6516 |  | 237.1581 | 0 | 0 | 6.4935 | 0
28.01. | 5 | 243.6516 |  | 237.1581 | 0 | 0 | 6.4935 | 0
28.01. | 6 | 243.6516 |  | 237.1581 | 0 | 0 | 6.4935 | 0
28.01. | 7 | 243.6516 |  | 237.1581 | 0 | 0 | 6.4935 | 0
28.01. | 8 | 243.6516 |  | 237.1581 | 0 | 0 | 6.4935 | 0
28.01. | 9 | 243.6516 |  | 237.1581 | 0 | 0 | 6.4935 | 0
28.01. | 10 | 243.6516 |  | 237.1581 | 0 | 0 | 6.4935 | 0
28.01. | 11 | 243.6516 |  | 237.1581 | 0 | 0 | 6.4935 | 0
28.01. | 12 | 243.6516 |  | 237.1581 | 0 | 0 | 6.4935 | 0
28.01. | 13 | 243.6516 |  | 237.1581 | 0 | 0 | 6.4935 | 0
28.01. | 14 | 243.6516 |  | 237.1581 | 0 | 0 | 6.4935 | 0
28.01. | 15 | 243.6516 |  | 237.1581 | 0 | 0 | 6.4935 | 0
28.01. | 16 | 243.6516 |  | 237.1581 | 0 | 0 | 6.4935 | 0
28.01. | 17 | 243.6516 |  | 237.1581 | 0 | 0 | 6.4935 | 0
28.01. | 18 | 243.6516 |  | 237.1581 | 0 | 0 | 6.4935 | 0
28.01. | 19 | 243.6516 |  | 237.1581 | 0 | 0 | 6.4935 | 0
28.01. | 20 | 243.6516 |  | 237.1581 | 0 | 0 | 6.4935 | 0
28.01. | 21 | 243.6516 |  | 237.1581 | 0 | 0 | 6.4935 | 0
28.01. | 22 | 243.6516 |  | 237.1581 | 0 | 0 | 6.4935 | 0
28.01. | 23 | 243.6516 |  | 237.1581 | 0 | 0 | 6.4935 | 0
28.01. | 24 | 243.6516 |  | 237.1581 | 0 | 0 | 6.4935 | 0
29.01. | 1 | 243.6516 |  | 237.1581 | 0 | 0 | 6.4935 | 0
29.01. | 2 | 243.6516 |  | 237.1581 | 0 | 0 | 6.4935 | 0
29.01. | 3 | 243.6516 |  | 237.1581 | 0 | 0 | 6.4935 | 0
29.01. | 4 | 243.6516 |  | 237.1581 | 0 | 0 | 6.4935 | 0
29.01. | 5 | 243.6516 |  | 237.1581 | 0 | 0 | 6.4935 | 0
29.01. | 6 | 243.6516 |  | 237.1581 | 0 | 0 | 6.4935 | 0
29.01. | 7 | 243.6516 |  | 237.1581 | 0 | 0 | 6.4935 | 0
29.01. | 8 | 243.6516 |  | 237.1581 | 0 | 0 | 6.4935 | 0
29.01. | 9 | 243.6516 |  | 237.1581 | 0 | 0 | 6.4935 | 0
29.01. | 10 | 243.6516 |  | 237.1581 | 0 | 0 | 6.4935 | 0
29.01. | 11 | 243.6516 |  | 237.1581 | 0 | 0 | 6.4935 | 0
29.01. | 12 | 243.6516 |  | 237.1581 | 0 | 0 | 6.4935 | 0
29.01. | 13 | 243.6516 |  | 237.1581 | 0 | 0 | 6.4935 | 0
29.01. | 14 | 243.6516 |  | 237.1581 | 0 | 0 | 6.4935 | 0
29.01. | 15 | 243.6516 |  | 237.1581 | 0 | 0 | 6.4935 | 0
29.01. | 16 | 243.6516 |  | 237.1581 | 0 | 0 | 6.4935 | 0
29.01. | 17 | 243.6516 |  | 237.1581 | 0 | 0 | 6.4935 | 0
29.01. | 18 | 243.6516 |  | 237.1581 | 0 | 0 | 6.4935 | 0
29.01. | 19 | 243.6516 |  | 237.1581 | 0 | 0 | 6.4935 | 0
29.01. | 20 | 243.6516 |  | 237.1581 | 0 | 0 | 6.4935 | 0
29.01. | 21 | 243.6516 |  | 237.1581 | 0 | 0 | 6.4935 | 0
29.01. | 22 | 243.6516 |  | 237.1581 | 0 | 0 | 6.4935 | 0
29.01. | 23 | 243.6516 |  | 237.1581 | 0 | 0 | 6.4935 | 0
29.01. | 24 | 243.6516 |  | 237.1581 | 0 | 0 | 6.4935 | 0
30.01. | 1 | 243.6516 |  | 237.1581 | 0 | 0 | 6.4935 | 0
30.01. | 2 | 243.6516 |  | 237.1581 | 0 | 0 | 6.4935 | 0
30.01. | 3 | 243.6516 |  | 237.1581 | 0 | 0 | 6.4935 | 0
30.01. | 4 | 243.6516 |  | 237.1581 | 0 | 0 | 6.4935 | 0
30.01. | 5 | 243.6516 |  | 237.1581 | 0 | 0 | 6.4935 | 0
30.01. | 6 | 243.6516 |  | 237.1581 | 0 | 0 | 6.4935 | 0
30.01. | 7 | 243.6516 |  | 237.1581 | 0 | 0 | 6.4935 | 0
30.01. | 8 | 243.6516 |  | 237.1581 | 0 | 0 | 6.4935 | 0
30.01. | 9 | 243.6516 |  | 237.1581 | 0 | 0 | 6.4935 | 0
30.01. | 10 | 243.6516 |  | 237.1581 | 0 | 0 | 6.4935 | 0
30.01. | 11 | 243.6516 |  | 237.1581 | 0 | 0 | 6.4935 | 0
30.01. | 12 | 243.6516 |  | 237.1581 | 0 | 0 | 6.4935 | 0
30.01. | 13 | 243.6516 |  | 237.1581 | 0 | 0 | 6.4935 | 0
30.01. | 14 | 243.6516 |  | 237.1581 | 0 | 0 | 6.4935 | 0
30.01. | 15 | 243.6516 |  | 237.1581 | 0 | 0 | 6.4935 | 0
30.01. | 16 | 243.6516 |  | 237.1581 | 0 | 0 | 6.4935 | 0
30.01. | 17 | 243.6516 |  | 237.1581 | 0 | 0 | 6.4935 | 0
30.01. | 18 | 243.6516 |  | 237.1581 | 0 | 0 | 6.4935 | 0
30.01. | 19 | 243.6516 |  | 237.1581 | 0 | 0 | 6.4935 | 0
30.01. | 20 | 243.6516 |  | 237.1581 | 0 | 0 | 6.4935 | 0
30.01. | 21 | 243.6516 |  | 237.1581 | 0 | 0 | 6.4935 | 0
30.01. | 22 | 243.6516 |  | 237.1581 | 0 | 0 | 6.4935 | 0
30.01. | 23 | 243.6516 |  | 237.1581 | 0 | 0 | 6.4935 | 0
30.01. | 24 | 243.6516 |  | 237.1581 | 0 | 0 | 6.4935 | 0
31.01. | 1 | 243.6516 |  | 237.1581 | 0 | 0 | 6.4935 | 0
31.01. | 2 | 243.6516 |  | 237.1581 | 0 | 0 | 6.4935 | 0
31.01. | 3 | 243.6516 |  | 237.1581 | 0 | 0 | 6.4935 | 0
31.01. | 4 | 243.6516 |  | 237.1581 | 0 | 0 | 6.4935 | 0
31.01. | 5 | 243.6516 |  | 237.1581 | 0 | 0 | 6.4935 | 0
31.01. | 6 | 243.6516 |  | 237.1581 | 0 | 0 | 6.4935 | 0
31.01. | 7 | 243.6516 |  | 237.1581 | 0 | 0 | 6.4935 | 0
31.01. | 8 | 243.6516 |  | 237.1581 | 0 | 0 | 6.4935 | 0
31.01. | 9 | 243.6516 |  | 237.1581 | 0 | 0 | 6.4935 | 0
31.01. | 10 | 243.6516 |  | 237.1581 | 0 | 0 | 6.4935 | 0
31.01. | 11 | 243.6516 |  | 237.1581 | 0 | 0 | 6.4935 | 0
31.01. | 12 | 243.6516 |  | 237.1581 | 0 | 0 | 6.4935 | 0
31.01. | 13 | 243.6516 |  | 237.1581 | 0 | 0 | 6.4935 | 0
31.01. | 14 | 243.6516 |  | 237.1581 | 0 | 0 | 6.4935 | 0
31.01. | 15 | 243.6516 |  | 237.1581 | 0 | 0 | 6.4935 | 0
31.01. | 16 | 243.6516 |  | 237.1581 | 0 | 0 | 6.4935 | 0
31.01. | 17 | 243.6516 |  | 237.1581 | 0 | 0 | 6.4935 | 0
31.01. | 18 | 243.6516 |  | 237.1581 | 0 | 0 | 6.4935 | 0
31.01. | 19 | 243.6516 |  | 237.1581 | 0 | 0 | 6.4935 | 0
31.01. | 20 | 243.6516 |  | 237.1581 | 0 | 0 | 6.4935 | 0
31.01. | 21 | 243.6516 |  | 237.1581 | 0 | 0 | 6.4935 | 0
31.01. | 22 | 243.6516 |  | 237.1581 | 0 | 0 | 6.4935 | 0
31.01. | 23 | 243.6516 |  | 237.1581 | 0 | 0 | 6.4935 | 0
31.01. | 24 | 243.6516 |  | 237.1581 | 0 | 0 | 6.4935 | 0
01.02. | 1 | 244.1511 |  | 237.1581 | 0 | 0 | 6.993 | 0
01.02. | 2 | 244.1511 |  | 237.1581 | 0 | 0 | 6.993 | 0
01.02. | 3 | 244.1511 |  | 237.1581 | 0 | 0 | 6.993 | 0
01.02. | 4 | 244.1511 |  | 237.1581 | 0 | 0 | 6.993 | 0
01.02. | 5 | 244.1511 |  | 237.1581 | 0 | 0 | 6.993 | 0
01.02. | 6 | 244.1511 |  | 237.1581 | 0 | 0 | 6.993 | 0
01.02. | 7 | 244.1511 |  | 237.1581 | 0 | 0 | 6.993 | 0
01.02. | 8 | 244.1511 |  | 237.1581 | 0 | 0 | 6.993 | 0
01.02. | 9 | 244.1511 |  | 237.1581 | 0 | 0 | 6.993 | 0
01.02. | 10 | 244.1511 |  | 237.1581 | 0 | 0 | 6.993 | 0
01.02. | 11 | 244.1511 |  | 237.1581 | 0 | 0 | 6.993 | 0
01.02. | 12 | 244.1511 |  | 237.1581 | 0 | 0 | 6.993 | 0
01.02. | 13 | 244.1511 |  | 237.1581 | 0 | 0 | 6.993 | 0
01.02. | 14 | 244.1511 |  | 237.1581 | 0 | 0 | 6.993 | 0
01.02. | 15 | 244.1511 |  | 237.1581 | 0 | 0 | 6.993 | 0
01.02. | 16 | 244.1511 |  | 237.1581 | 0 | 0 | 6.993 | 0
01.02. | 17 | 244.1511 |  | 237.1581 | 0 | 0 | 6.993 | 0
01.02. | 18 | 244.1511 |  | 237.1581 | 0 | 0 | 6.993 | 0
01.02. | 19 | 244.1511 |  | 237.1581 | 0 | 0 | 6.993 | 0
01.02. | 20 | 244.1511 |  | 237.1581 | 0 | 0 | 6.993 | 0
01.02. | 21 | 244.1511 |  | 237.1581 | 0 | 0 | 6.993 | 0
01.02. | 22 | 244.1511 |  | 237.1581 | 0 | 0 | 6.993 | 0
01.02. | 23 | 244.1511 |  | 237.1581 | 0 | 0 | 6.993 | 0
01.02. | 24 | 244.1511 |  | 237.1581 | 0 | 0 | 6.993 | 0
02.02. | 1 | 244.1511 |  | 237.1581 | 0 | 0 | 6.993 | 0
02.02. | 2 | 244.1511 |  | 237.1581 | 0 | 0 | 6.993 | 0
02.02. | 3 | 244.1511 |  | 237.1581 | 0 | 0 | 6.993 | 0
02.02. | 4 | 244.1511 |  | 237.1581 | 0 | 0 | 6.993 | 0
02.02. | 5 | 244.1511 |  | 237.1581 | 0 | 0 | 6.993 | 0
02.02. | 6 | 244.1511 |  | 237.1581 | 0 | 0 | 6.993 | 0
02.02. | 7 | 244.1511 |  | 237.1581 | 0 | 0 | 6.993 | 0
02.02. | 8 | 244.1511 |  | 237.1581 | 0 | 0 | 6.993 | 0
02.02. | 9 | 244.1511 |  | 237.1581 | 0 | 0 | 6.993 | 0
02.02. | 10 | 244.1511 |  | 237.1581 | 0 | 0 | 6.993 | 0
02.02. | 11 | 244.1511 |  | 237.1581 | 0 | 0 | 6.993 | 0
02.02. | 12 | 244.1511 |  | 237.1581 | 0 | 0 | 6.993 | 0
02.02. | 13 | 244.1511 |  | 237.1581 | 0 | 0 | 6.993 | 0
02.02. | 14 | 244.1511 |  | 237.1581 | 0 | 0 | 6.993 | 0
02.02. | 15 | 244.1511 |  | 237.1581 | 0 | 0 | 6.993 | 0
02.02. | 16 | 244.1511 |  | 237.1581 | 0 | 0 | 6.993 | 0
02.02. | 17 | 244.1511 |  | 237.1581 | 0 | 0 | 6.993 | 0
02.02. | 18 | 244.1511 |  | 237.1581 | 0 | 0 | 6.993 | 0
02.02. | 19 | 244.1511 |  | 237.1581 | 0 | 0 | 6.993 | 0
02.02. | 20 | 244.1511 |  | 237.1581 | 0 | 0 | 6.993 | 0
02.02. | 21 | 244.1511 |  | 237.1581 | 0 | 0 | 6.993 | 0
02.02. | 22 | 244.1511 |  | 237.1581 | 0 | 0 | 6.993 | 0
02.02. | 23 | 244.1511 |  | 237.1581 | 0 | 0 | 6.993 | 0
02.02. | 24 | 244.1511 |  | 237.1581 | 0 | 0 | 6.993 | 0
03.02. | 1 | 244.1511 |  | 237.1581 | 0 | 0 | 6.993 | 0
03.02. | 2 | 244.1511 |  | 237.1581 | 0 | 0 | 6.993 | 0
03.02. | 3 | 244.1511 |  | 237.1581 | 0 | 0 | 6.993 | 0
03.02. | 4 | 244.1511 |  | 237.1581 | 0 | 0 | 6.993 | 0
03.02. | 5 | 244.1511 |  | 237.1581 | 0 | 0 | 6.993 | 0
03.02. | 6 | 244.1511 |  | 237.1581 | 0 | 0 | 6.993 | 0
03.02. | 7 | 244.1511 |  | 237.1581 | 0 | 0 | 6.993 | 0
03.02. | 8 | 244.1511 |  | 237.1581 | 0 | 0 | 6.993 | 0
03.02. | 9 | 244.1511 |  | 237.1581 | 0 | 0 | 6.993 | 0
03.02. | 10 | 244.1511 |  | 237.1581 | 0 | 0 | 6.993 | 0
03.02. | 11 | 244.1511 |  | 237.1581 | 0 | 0 | 6.993 | 0
03.02. | 12 | 244.1511 |  | 237.1581 | 0 | 0 | 6.993 | 0
03.02. | 13 | 244.1511 |  | 237.1581 | 0 | 0 | 6.993 | 0
03.02. | 14 | 244.1511 |  | 237.1581 | 0 | 0 | 6.993 | 0
03.02. | 15 | 244.1511 |  | 237.1581 | 0 | 0 | 6.993 | 0
03.02. | 16 | 244.1511 |  | 237.1581 | 0 | 0 | 6.993 | 0
03.02. | 17 | 244.1511 |  | 237.1581 | 0 | 0 | 6.993 | 0
03.02. | 18 | 244.1511 |  | 237.1581 | 0 | 0 | 6.993 | 0
03.02. | 19 | 244.1511 |  | 237.1581 | 0 | 0 | 6.993 | 0
03.02. | 20 | 244.1511 |  | 237.1581 | 0 | 0 | 6.993 | 0
03.02. | 21 | 244.1511 |  | 237.1581 | 0 | 0 | 6.993 | 0
03.02. | 22 | 244.1511 |  | 237.1581 | 0 | 0 | 6.993 | 0
03.02. | 23 | 244.1511 |  | 237.1581 | 0 | 0 | 6.993 | 0
03.02. | 24 | 244.1511 |  | 237.1581 | 0 | 0 | 6.993 | 0
04.02. | 1 | 244.1511 |  | 237.1581 | 0 | 0 | 6.993 | 0
04.02. | 2 | 244.1511 |  | 237.1581 | 0 | 0 | 6.993 | 0
04.02. | 3 | 244.1511 |  | 237.1581 | 0 | 0 | 6.993 | 0
04.02. | 4 | 244.1511 |  | 237.1581 | 0 | 0 | 6.993 | 0
04.02. | 5 | 244.1511 |  | 237.1581 | 0 | 0 | 6.993 | 0
04.02. | 6 | 244.1511 |  | 237.1581 | 0 | 0 | 6.993 | 0
04.02. | 7 | 244.1511 |  | 237.1581 | 0 | 0 | 6.993 | 0
04.02. | 8 | 244.1511 |  | 237.1581 | 0 | 0 | 6.993 | 0
04.02. | 9 | 244.1511 |  | 237.1581 | 0 | 0 | 6.993 | 0
04.02. | 10 | 244.1511 |  | 237.1581 | 0 | 0 | 6.993 | 0
04.02. | 11 | 244.1511 |  | 237.1581 | 0 | 0 | 6.993 | 0
04.02. | 12 | 244.1511 |  | 237.1581 | 0 | 0 | 6.993 | 0
04.02. | 13 | 244.1511 |  | 237.1581 | 0 | 0 | 6.993 | 0
04.02. | 14 | 244.1511 |  | 237.1581 | 0 | 0 | 6.993 | 0
04.02. | 15 | 244.1511 |  | 237.1581 | 0 | 0 | 6.993 | 0
04.02. | 16 | 244.1511 |  | 237.1581 | 0 | 0 | 6.993 | 0
04.02. | 17 | 244.1511 |  | 237.1581 | 0 | 0 | 6.993 | 0
04.02. | 18 | 244.1511 |  | 237.1581 | 0 | 0 | 6.993 | 0
04.02. | 19 | 244.1511 |  | 237.1581 | 0 | 0 | 6.993 | 0
04.02. | 20 | 244.1511 |  | 237.1581 | 0 | 0 | 6.993 | 0
04.02. | 21 | 244.1511 |  | 237.1581 | 0 | 0 | 6.993 | 0
04.02. | 22 | 244.1511 |  | 237.1581 | 0 | 0 | 6.993 | 0
04.02. | 23 | 244.1511 |  | 237.1581 | 0 | 0 | 6.993 | 0
04.02. | 24 | 244.1511 |  | 237.1581 | 0 | 0 | 6.993 | 0
05.02. | 1 | 244.1511 |  | 237.1581 | 0 | 0 | 6.993 | 0
05.02. | 2 | 244.1511 |  | 237.1581 | 0 | 0 | 6.993 | 0
05.02. | 3 | 244.1511 |  | 237.1581 | 0 | 0 | 6.993 | 0
05.02. | 4 | 244.1511 |  | 237.1581 | 0 | 0 | 6.993 | 0
05.02. | 5 | 244.1511 |  | 237.1581 | 0 | 0 | 6.993 | 0
05.02. | 6 | 244.1511 |  | 237.1581 | 0 | 0 | 6.993 | 0
05.02. | 7 | 244.1511 |  | 237.1581 | 0 | 0 | 6.993 | 0
05.02. | 8 | 244.1511 |  | 237.1581 | 0 | 0 | 6.993 | 0
05.02. | 9 | 244.1511 |  | 237.1581 | 0 | 0 | 6.993 | 0
05.02. | 10 | 244.1511 |  | 237.1581 | 0 | 0 | 6.993 | 0
05.02. | 11 | 244.1511 |  | 237.1581 | 0 | 0 | 6.993 | 0
05.02. | 12 | 244.1511 |  | 237.1581 | 0 | 0 | 6.993 | 0
05.02. | 13 | 244.1511 |  | 237.1581 | 0 | 0 | 6.993 | 0
05.02. | 14 | 244.1511 |  | 237.1581 | 0 | 0 | 6.993 | 0
05.02. | 15 | 244.1511 |  | 237.1581 | 0 | 0 | 6.993 | 0
05.02. | 16 | 244.1511 |  | 237.1581 | 0 | 0 | 6.993 | 0
05.02. | 17 | 244.1511 |  | 237.1581 | 0 | 0 | 6.993 | 0
05.02. | 18 | 244.1511 |  | 237.1581 | 0 | 0 | 6.993 | 0
05.02. | 19 | 244.1511 |  | 237.1581 | 0 | 0 | 6.993 | 0
05.02. | 20 | 244.1511 |  | 237.1581 | 0 | 0 | 6.993 | 0
05.02. | 21 | 244.1511 |  | 237.1581 | 0 | 0 | 6.993 | 0
05.02. | 22 | 244.1511 |  | 237.1581 | 0 | 0 | 6.993 | 0
05.02. | 23 | 244.1511 |  | 237.1581 | 0 | 0 | 6.993 | 0
05.02. | 24 | 244.1511 |  | 237.1581 | 0 | 0 | 6.993 | 0
06.02. | 1 | 244.1511 |  | 237.1581 | 0 | 0 | 6.993 | 0
06.02. | 2 | 244.1511 |  | 237.1581 | 0 | 0 | 6.993 | 0
06.02. | 3 | 244.1511 |  | 237.1581 | 0 | 0 | 6.993 | 0
06.02. | 4 | 244.1511 |  | 237.1581 | 0 | 0 | 6.993 | 0
06.02. | 5 | 244.1511 |  | 237.1581 | 0 | 0 | 6.993 | 0
06.02. | 6 | 244.1511 |  | 237.1581 | 0 | 0 | 6.993 | 0
06.02. | 7 | 244.1511 |  | 237.1581 | 0 | 0 | 6.993 | 0
06.02. | 8 | 244.1511 |  | 237.1581 | 0 | 0 | 6.993 | 0
06.02. | 9 | 244.1511 |  | 237.1581 | 0 | 0 | 6.993 | 0
06.02. | 10 | 244.1511 |  | 237.1581 | 0 | 0 | 6.993 | 0
06.02. | 11 | 244.1511 |  | 237.1581 | 0 | 0 | 6.993 | 0
06.02. | 12 | 244.1511 |  | 237.1581 | 0 | 0 | 6.993 | 0
06.02. | 13 | 244.1511 |  | 237.1581 | 0 | 0 | 6.993 | 0
06.02. | 14 | 244.1511 |  | 237.1581 | 0 | 0 | 6.993 | 0
06.02. | 15 | 244.1511 |  | 237.1581 | 0 | 0 | 6.993 | 0
06.02. | 16 | 244.1511 |  | 237.1581 | 0 | 0 | 6.993 | 0
06.02. | 17 | 244.1511 |  | 237.1581 | 0 | 0 | 6.993 | 0
06.02. | 18 | 244.1511 |  | 237.1581 | 0 | 0 | 6.993 | 0
06.02. | 19 | 244.1511 |  | 237.1581 | 0 | 0 | 6.993 | 0
06.02. | 20 | 244.1511 |  | 237.1581 | 0 | 0 | 6.993 | 0
06.02. | 21 | 244.1511 |  | 237.1581 | 0 | 0 | 6.993 | 0
06.02. | 22 | 244.1511 |  | 237.1581 | 0 | 0 | 6.993 | 0
06.02. | 23 | 244.1511 |  | 237.1581 | 0 | 0 | 6.993 | 0
06.02. | 24 | 244.1511 |  | 237.1581 | 0 | 0 | 6.993 | 0
07.02. | 1 | 244.1511 |  | 237.1581 | 0 | 0 | 6.993 | 0
07.02. | 2 | 244.1511 |  | 237.1581 | 0 | 0 | 6.993 | 0
07.02. | 3 | 244.1511 |  | 237.1581 | 0 | 0 | 6.993 | 0
07.02. | 4 | 244.1511 |  | 237.1581 | 0 | 0 | 6.993 | 0
07.02. | 5 | 244.1511 |  | 237.1581 | 0 | 0 | 6.993 | 0
07.02. | 6 | 244.1511 |  | 237.1581 | 0 | 0 | 6.993 | 0
07.02. | 7 | 244.1511 |  | 237.1581 | 0 | 0 | 6.993 | 0
07.02. | 8 | 244.1511 |  | 237.1581 | 0 | 0 | 6.993 | 0
07.02. | 9 | 244.1511 |  | 237.1581 | 0 | 0 | 6.993 | 0
07.02. | 10 | 244.1511 |  | 237.1581 | 0 | 0 | 6.993 | 0
07.02. | 11 | 244.1511 |  | 237.1581 | 0 | 0 | 6.993 | 0
07.02. | 12 | 244.1511 |  | 237.1581 | 0 | 0 | 6.993 | 0
07.02. | 13 | 244.1511 |  | 237.1581 | 0 | 0 | 6.993 | 0
07.02. | 14 | 244.1511 |  | 237.1581 | 0 | 0 | 6.993 | 0
07.02. | 15 | 244.1511 |  | 237.1581 | 0 | 0 | 6.993 | 0
07.02. | 16 | 244.1511 |  | 237.1581 | 0 | 0 | 6.993 | 0
07.02. | 17 | 244.1511 |  | 237.1581 | 0 | 0 | 6.993 | 0
07.02. | 18 | 244.1511 |  | 237.1581 | 0 | 0 | 6.993 | 0
07.02. | 19 | 244.1511 |  | 237.1581 | 0 | 0 | 6.993 | 0
07.02. | 20 | 244.1511 |  | 237.1581 | 0 | 0 | 6.993 | 0
07.02. | 21 | 244.1511 |  | 237.1581 | 0 | 0 | 6.993 | 0
07.02. | 22 | 244.1511 |  | 237.1581 | 0 | 0 | 6.993 | 0
07.02. | 23 | 244.1511 |  | 237.1581 | 0 | 0 | 6.993 | 0
07.02. | 24 | 244.1511 |  | 237.1581 | 0 | 0 | 6.993 | 0
08.02. | 1 | 244.1511 |  | 237.1581 | 0 | 0 | 6.993 | 0
08.02. | 2 | 244.1511 |  | 237.1581 | 0 | 0 | 6.993 | 0
08.02. | 3 | 244.1511 |  | 237.1581 | 0 | 0 | 6.993 | 0
08.02. | 4 | 244.1511 |  | 237.1581 | 0 | 0 | 6.993 | 0
08.02. | 5 | 244.1511 |  | 237.1581 | 0 | 0 | 6.993 | 0
08.02. | 6 | 244.1511 |  | 237.1581 | 0 | 0 | 6.993 | 0
08.02. | 7 | 244.1511 |  | 237.1581 | 0 | 0 | 6.993 | 0
08.02. | 8 | 244.1511 |  | 237.1581 | 0 | 0 | 6.993 | 0
08.02. | 9 | 244.1511 |  | 237.1581 | 0 | 0 | 6.993 | 0
08.02. | 10 | 244.1511 |  | 237.1581 | 0 | 0 | 6.993 | 0
08.02. | 11 | 244.1511 |  | 237.1581 | 0 | 0 | 6.993 | 0
08.02. | 12 | 244.1511 |  | 237.1581 | 0 | 0 | 6.993 | 0
08.02. | 13 | 244.1511 |  | 237.1581 | 0 | 0 | 6.993 | 0
08.02. | 14 | 244.1511 |  | 237.1581 | 0 | 0 | 6.993 | 0
08.02. | 15 | 244.1511 |  | 237.1581 | 0 | 0 | 6.993 | 0
08.02. | 16 | 244.1511 |  | 237.1581 | 0 | 0 | 6.993 | 0
08.02. | 17 | 244.1511 |  | 237.1581 | 0 | 0 | 6.993 | 0
08.02. | 18 | 244.1511 |  | 237.1581 | 0 | 0 | 6.993 | 0
08.02. | 19 | 244.1511 |  | 237.1581 | 0 | 0 | 6.993 | 0
08.02. | 20 | 244.1511 |  | 237.1581 | 0 | 0 | 6.993 | 0
08.02. | 21 | 244.1511 |  | 237.1581 | 0 | 0 | 6.993 | 0
08.02. | 22 | 244.1511 |  | 237.1581 | 0 | 0 | 6.993 | 0
08.02. | 23 | 244.1511 |  | 237.1581 | 0 | 0 | 6.993 | 0
08.02. | 24 | 244.1511 |  | 237.1581 | 0 | 0 | 6.993 | 0
09.02. | 1 | 244.1511 |  | 237.1581 | 0 | 0 | 6.993 | 0
09.02. | 2 | 244.1511 |  | 237.1581 | 0 | 0 | 6.993 | 0
09.02. | 3 | 244.1511 |  | 237.1581 | 0 | 0 | 6.993 | 0
09.02. | 4 | 244.1511 |  | 237.1581 | 0 | 0 | 6.993 | 0
09.02. | 5 | 244.1511 |  | 237.1581 | 0 | 0 | 6.993 | 0
09.02. | 6 | 244.1511 |  | 237.1581 | 0 | 0 | 6.993 | 0
09.02. | 7 | 244.1511 |  | 237.1581 | 0 | 0 | 6.993 | 0
09.02. | 8 | 244.1511 |  | 237.1581 | 0 | 0 | 6.993 | 0
09.02. | 9 | 244.1511 |  | 237.1581 | 0 | 0 | 6.993 | 0
09.02. | 10 | 244.1511 |  | 237.1581 | 0 | 0 | 6.993 | 0
09.02. | 11 | 244.1511 |  | 237.1581 | 0 | 0 | 6.993 | 0
09.02. | 12 | 244.1511 |  | 237.1581 | 0 | 0 | 6.993 | 0
09.02. | 13 | 244.1511 |  | 237.1581 | 0 | 0 | 6.993 | 0
09.02. | 14 | 244.1511 |  | 237.1581 | 0 | 0 | 6.993 | 0
09.02. | 15 | 244.1511 |  | 237.1581 | 0 | 0 | 6.993 | 0
09.02. | 16 | 244.1511 |  | 237.1581 | 0 | 0 | 6.993 | 0
09.02. | 17 | 244.1511 |  | 237.1581 | 0 | 0 | 6.993 | 0
09.02. | 18 | 244.1511 |  | 237.1581 | 0 | 0 | 6.993 | 0
09.02. | 19 | 244.1511 |  | 237.1581 | 0 | 0 | 6.993 | 0
09.02. | 20 | 244.1511 |  | 237.1581 | 0 | 0 | 6.993 | 0
09.02. | 21 | 244.1511 |  | 237.1581 | 0 | 0 | 6.993 | 0
09.02. | 22 | 244.1511 |  | 237.1581 | 0 | 0 | 6.993 | 0
09.02. | 23 | 244.1511 |  | 237.1581 | 0 | 0 | 6.993 | 0
09.02. | 24 | 244.1511 |  | 237.1581 | 0 | 0 | 6.993 | 0
10.02. | 1 | 244.1511 |  | 237.1581 | 0 | 0 | 6.993 | 0
10.02. | 2 | 244.1511 |  | 237.1581 | 0 | 0 | 6.993 | 0
10.02. | 3 | 244.1511 |  | 237.1581 | 0 | 0 | 6.993 | 0
10.02. | 4 | 244.1511 |  | 237.1581 | 0 | 0 | 6.993 | 0
10.02. | 5 | 244.1511 |  | 237.1581 | 0 | 0 | 6.993 | 0
10.02. | 6 | 244.1511 |  | 237.1581 | 0 | 0 | 6.993 | 0
10.02. | 7 | 244.1511 |  | 237.1581 | 0 | 0 | 6.993 | 0
10.02. | 8 | 244.1511 |  | 237.1581 | 0 | 0 | 6.993 | 0
10.02. | 9 | 244.1511 |  | 237.1581 | 0 | 0 | 6.993 | 0
10.02. | 10 | 244.1511 |  | 237.1581 | 0 | 0 | 6.993 | 0
10.02. | 11 | 244.1511 |  | 237.1581 | 0 | 0 | 6.993 | 0
10.02. | 12 | 244.1511 |  | 237.1581 | 0 | 0 | 6.993 | 0
10.02. | 13 | 244.1511 |  | 237.1581 | 0 | 0 | 6.993 | 0
10.02. | 14 | 244.1511 |  | 237.1581 | 0 | 0 | 6.993 | 0
10.02. | 15 | 244.1511 |  | 237.1581 | 0 | 0 | 6.993 | 0
10.02. | 16 | 244.1511 |  | 237.1581 | 0 | 0 | 6.993 | 0
10.02. | 17 | 244.1511 |  | 237.1581 | 0 | 0 | 6.993 | 0
10.02. | 18 | 244.1511 |  | 237.1581 | 0 | 0 | 6.993 | 0
10.02. | 19 | 244.1511 |  | 237.1581 | 0 | 0 | 6.993 | 0
10.02. | 20 | 244.1511 |  | 237.1581 | 0 | 0 | 6.993 | 0
10.02. | 21 | 244.1511 |  | 237.1581 | 0 | 0 | 6.993 | 0
10.02. | 22 | 244.1511 |  | 237.1581 | 0 | 0 | 6.993 | 0
10.02. | 23 | 244.1511 |  | 237.1581 | 0 | 0 | 6.993 | 0
10.02. | 24 | 244.1511 |  | 237.1581 | 0 | 0 | 6.993 | 0
11.02. | 1 | 244.1511 |  | 237.1581 | 0 | 0 | 6.993 | 0
11.02. | 2 | 244.1511 |  | 237.1581 | 0 | 0 | 6.993 | 0
11.02. | 3 | 244.1511 |  | 237.1581 | 0 | 0 | 6.993 | 0
11.02. | 4 | 244.1511 |  | 237.1581 | 0 | 0 | 6.993 | 0
11.02. | 5 | 244.1511 |  | 237.1581 | 0 | 0 | 6.993 | 0
11.02. | 6 | 244.1511 |  | 237.1581 | 0 | 0 | 6.993 | 0
11.02. | 7 | 244.1511 |  | 237.1581 | 0 | 0 | 6.993 | 0
11.02. | 8 | 244.1511 |  | 237.1581 | 0 | 0 | 6.993 | 0
11.02. | 9 | 244.1511 |  | 237.1581 | 0 | 0 | 6.993 | 0
11.02. | 10 | 244.1511 |  | 237.1581 | 0 | 0 | 6.993 | 0
11.02. | 11 | 244.1511 |  | 237.1581 | 0 | 0 | 6.993 | 0
11.02. | 12 | 244.1511 |  | 237.1581 | 0 | 0 | 6.993 | 0
11.02. | 13 | 244.1511 |  | 237.1581 | 0 | 0 | 6.993 | 0
11.02. | 14 | 244.1511 |  | 237.1581 | 0 | 0 | 6.993 | 0
11.02. | 15 | 244.1511 |  | 237.1581 | 0 | 0 | 6.993 | 0
11.02. | 16 | 244.1511 |  | 237.1581 | 0 | 0 | 6.993 | 0
11.02. | 17 | 244.1511 |  | 237.1581 | 0 | 0 | 6.993 | 0
11.02. | 18 | 244.1511 |  | 237.1581 | 0 | 0 | 6.993 | 0
11.02. | 19 | 244.1511 |  | 237.1581 | 0 | 0 | 6.993 | 0
11.02. | 20 | 244.1511 |  | 237.1581 | 0 | 0 | 6.993 | 0
11.02. | 21 | 244.1511 |  | 237.1581 | 0 | 0 | 6.993 | 0
11.02. | 22 | 244.1511 |  | 237.1581 | 0 | 0 | 6.993 | 0
11.02. | 23 | 244.1511 |  | 237.1581 | 0 | 0 | 6.993 | 0
11.02. | 24 | 244.1511 |  | 237.1581 | 0 | 0 | 6.993 | 0
12.02. | 1 | 244.1511 |  | 237.1581 | 0 | 0 | 6.993 | 0
12.02. | 2 | 244.1511 |  | 237.1581 | 0 | 0 | 6.993 | 0
12.02. | 3 | 244.1511 |  | 237.1581 | 0 | 0 | 6.993 | 0
12.02. | 4 | 244.1511 |  | 237.1581 | 0 | 0 | 6.993 | 0
12.02. | 5 | 244.1511 |  | 237.1581 | 0 | 0 | 6.993 | 0
12.02. | 6 | 244.1511 |  | 237.1581 | 0 | 0 | 6.993 | 0
12.02. | 7 | 244.1511 |  | 237.1581 | 0 | 0 | 6.993 | 0
12.02. | 8 | 244.1511 |  | 237.1581 | 0 | 0 | 6.993 | 0
12.02. | 9 | 244.1511 |  | 237.1581 | 0 | 0 | 6.993 | 0
12.02. | 10 | 244.1511 |  | 237.1581 | 0 | 0 | 6.993 | 0
12.02. | 11 | 244.1511 |  | 237.1581 | 0 | 0 | 6.993 | 0
12.02. | 12 | 244.1511 |  | 237.1581 | 0 | 0 | 6.993 | 0
12.02. | 13 | 244.1511 |  | 237.1581 | 0 | 0 | 6.993 | 0
12.02. | 14 | 244.1511 |  | 237.1581 | 0 | 0 | 6.993 | 0
12.02. | 15 | 244.1511 |  | 237.1581 | 0 | 0 | 6.993 | 0
12.02. | 16 | 244.1511 |  | 237.1581 | 0 | 0 | 6.993 | 0
12.02. | 17 | 244.1511 |  | 237.1581 | 0 | 0 | 6.993 | 0
12.02. | 18 | 244.1511 |  | 237.1581 | 0 | 0 | 6.993 | 0
12.02. | 19 | 244.1511 |  | 237.1581 | 0 | 0 | 6.993 | 0
12.02. | 20 | 244.1511 |  | 237.1581 | 0 | 0 | 6.993 | 0
12.02. | 21 | 244.1511 |  | 237.1581 | 0 | 0 | 6.993 | 0
12.02. | 22 | 244.1511 |  | 237.1581 | 0 | 0 | 6.993 | 0
12.02. | 23 | 244.1511 |  | 237.1581 | 0 | 0 | 6.993 | 0
12.02. | 24 | 244.1511 |  | 237.1581 | 0 | 0 | 6.993 | 0
13.02. | 1 | 244.1511 |  | 237.1581 | 0 | 0 | 6.993 | 0
13.02. | 2 | 244.1511 |  | 237.1581 | 0 | 0 | 6.993 | 0
13.02. | 3 | 244.1511 |  | 237.1581 | 0 | 0 | 6.993 | 0
13.02. | 4 | 244.1511 |  | 237.1581 | 0 | 0 | 6.993 | 0
13.02. | 5 | 244.1511 |  | 237.1581 | 0 | 0 | 6.993 | 0
13.02. | 6 | 244.1511 |  | 237.1581 | 0 | 0 | 6.993 | 0
13.02. | 7 | 244.1511 |  | 237.1581 | 0 | 0 | 6.993 | 0
13.02. | 8 | 244.1511 |  | 237.1581 | 0 | 0 | 6.993 | 0
13.02. | 9 | 244.1511 |  | 237.1581 | 0 | 0 | 6.993 | 0
13.02. | 10 | 244.1511 |  | 237.1581 | 0 | 0 | 6.993 | 0
13.02. | 11 | 244.1511 |  | 237.1581 | 0 | 0 | 6.993 | 0
13.02. | 12 | 244.1511 |  | 237.1581 | 0 | 0 | 6.993 | 0
13.02. | 13 | 244.1511 |  | 237.1581 | 0 | 0 | 6.993 | 0
13.02. | 14 | 244.1511 |  | 237.1581 | 0 | 0 | 6.993 | 0
13.02. | 15 | 244.1511 |  | 237.1581 | 0 | 0 | 6.993 | 0
13.02. | 16 | 244.1511 |  | 237.1581 | 0 | 0 | 6.993 | 0
13.02. | 17 | 244.1511 |  | 237.1581 | 0 | 0 | 6.993 | 0
13.02. | 18 | 244.1511 |  | 237.1581 | 0 | 0 | 6.993 | 0
13.02. | 19 | 244.1511 |  | 237.1581 | 0 | 0 | 6.993 | 0
13.02. | 20 | 244.1511 |  | 237.1581 | 0 | 0 | 6.993 | 0
13.02. | 21 | 244.1511 |  | 237.1581 | 0 | 0 | 6.993 | 0
13.02. | 22 | 244.1511 |  | 237.1581 | 0 | 0 | 6.993 | 0
13.02. | 23 | 244.1511 |  | 237.1581 | 0 | 0 | 6.993 | 0
13.02. | 24 | 244.1511 |  | 237.1581 | 0 | 0 | 6.993 | 0
14.02. | 1 | 244.1511 |  | 237.1581 | 0 | 0 | 6.993 | 0
14.02. | 2 | 244.1511 |  | 237.1581 | 0 | 0 | 6.993 | 0
14.02. | 3 | 244.1511 |  | 237.1581 | 0 | 0 | 6.993 | 0
14.02. | 4 | 244.1511 |  | 237.1581 | 0 | 0 | 6.993 | 0
14.02. | 5 | 244.1511 |  | 237.1581 | 0 | 0 | 6.993 | 0
14.02. | 6 | 244.1511 |  | 237.1581 | 0 | 0 | 6.993 | 0
14.02. | 7 | 244.1511 |  | 237.1581 | 0 | 0 | 6.993 | 0
14.02. | 8 | 244.1511 |  | 237.1581 | 0 | 0 | 6.993 | 0
14.02. | 9 | 244.1511 |  | 237.1581 | 0 | 0 | 6.993 | 0
14.02. | 10 | 244.1511 |  | 237.1581 | 0 | 0 | 6.993 | 0
14.02. | 11 | 244.1511 |  | 237.1581 | 0 | 0 | 6.993 | 0
14.02. | 12 | 244.1511 |  | 237.1581 | 0 | 0 | 6.993 | 0
14.02. | 13 | 244.1511 |  | 237.1581 | 0 | 0 | 6.993 | 0
14.02. | 14 | 244.1511 |  | 237.1581 | 0 | 0 | 6.993 | 0
14.02. | 15 | 244.1511 |  | 237.1581 | 0 | 0 | 6.993 | 0
14.02. | 16 | 244.1511 |  | 237.1581 | 0 | 0 | 6.993 | 0
14.02. | 17 | 244.1511 |  | 237.1581 | 0 | 0 | 6.993 | 0
14.02. | 18 | 244.1511 |  | 237.1581 | 0 | 0 | 6.993 | 0
14.02. | 19 | 244.1511 |  | 237.1581 | 0 | 0 | 6.993 | 0
14.02. | 20 | 244.1511 |  | 237.1581 | 0 | 0 | 6.993 | 0
14.02. | 21 | 244.1511 |  | 237.1581 | 0 | 0 | 6.993 | 0
14.02. | 22 | 244.1511 |  | 237.1581 | 0 | 0 | 6.993 | 0
14.02. | 23 | 244.1511 |  | 237.1581 | 0 | 0 | 6.993 | 0
14.02. | 24 | 244.1511 |  | 237.1581 | 0 | 0 | 6.993 | 0
15.02. | 1 | 244.1511 |  | 237.1581 | 0 | 0 | 6.993 | 0
15.02. | 2 | 244.1511 |  | 237.1581 | 0 | 0 | 6.993 | 0
15.02. | 3 | 244.1511 |  | 237.1581 | 0 | 0 | 6.993 | 0
15.02. | 4 | 244.1511 |  | 237.1581 | 0 | 0 | 6.993 | 0
15.02. | 5 | 244.1511 |  | 237.1581 | 0 | 0 | 6.993 | 0
15.02. | 6 | 244.1511 |  | 237.1581 | 0 | 0 | 6.993 | 0
15.02. | 7 | 244.1511 |  | 237.1581 | 0 | 0 | 6.993 | 0
15.02. | 8 | 244.1511 |  | 237.1581 | 0 | 0 | 6.993 | 0
15.02. | 9 | 244.1511 |  | 237.1581 | 0 | 0 | 6.993 | 0
15.02. | 10 | 244.1511 |  | 237.1581 | 0 | 0 | 6.993 | 0
15.02. | 11 | 244.1511 |  | 237.1581 | 0 | 0 | 6.993 | 0
15.02. | 12 | 244.1511 |  | 237.1581 | 0 | 0 | 6.993 | 0
15.02. | 13 | 244.1511 |  | 237.1581 | 0 | 0 | 6.993 | 0
15.02. | 14 | 244.1511 |  | 237.1581 | 0 | 0 | 6.993 | 0
15.02. | 15 | 244.1511 |  | 237.1581 | 0 | 0 | 6.993 | 0
15.02. | 16 | 244.1511 |  | 237.1581 | 0 | 0 | 6.993 | 0
15.02. | 17 | 244.1511 |  | 237.1581 | 0 | 0 | 6.993 | 0
15.02. | 18 | 244.1511 |  | 237.1581 | 0 | 0 | 6.993 | 0
15.02. | 19 | 244.1511 |  | 237.1581 | 0 | 0 | 6.993 | 0
15.02. | 20 | 244.1511 |  | 237.1581 | 0 | 0 | 6.993 | 0
15.02. | 21 | 244.1511 |  | 237.1581 | 0 | 0 | 6.993 | 0
15.02. | 22 | 244.1511 |  | 237.1581 | 0 | 0 | 6.993 | 0
15.02. | 23 | 244.1511 |  | 237.1581 | 0 | 0 | 6.993 | 0
15.02. | 24 | 244.1511 |  | 237.1581 | 0 | 0 | 6.993 | 0
16.02. | 1 | 244.1511 |  | 237.1581 | 0 | 0 | 6.993 | 0
16.02. | 2 | 244.1511 |  | 237.1581 | 0 | 0 | 6.993 | 0
16.02. | 3 | 244.1511 |  | 237.1581 | 0 | 0 | 6.993 | 0
16.02. | 4 | 244.1511 |  | 237.1581 | 0 | 0 | 6.993 | 0
16.02. | 5 | 244.1511 |  | 237.1581 | 0 | 0 | 6.993 | 0
16.02. | 6 | 244.1511 |  | 237.1581 | 0 | 0 | 6.993 | 0
16.02. | 7 | 244.1511 |  | 237.1581 | 0 | 0 | 6.993 | 0
16.02. | 8 | 244.1511 |  | 237.1581 | 0 | 0 | 6.993 | 0
16.02. | 9 | 244.1511 |  | 237.1581 | 0 | 0 | 6.993 | 0
16.02. | 10 | 244.1511 |  | 237.1581 | 0 | 0 | 6.993 | 0
16.02. | 11 | 244.1511 |  | 237.1581 | 0 | 0 | 6.993 | 0
16.02. | 12 | 244.1511 |  | 237.1581 | 0 | 0 | 6.993 | 0
16.02. | 13 | 244.1511 |  | 237.1581 | 0 | 0 | 6.993 | 0
16.02. | 14 | 244.1511 |  | 237.1581 | 0 | 0 | 6.993 | 0
16.02. | 15 | 244.1511 |  | 237.1581 | 0 | 0 | 6.993 | 0
16.02. | 16 | 244.1511 |  | 237.1581 | 0 | 0 | 6.993 | 0
16.02. | 17 | 244.1511 |  | 237.1581 | 0 | 0 | 6.993 | 0
16.02. | 18 | 244.1511 |  | 237.1581 | 0 | 0 | 6.993 | 0
16.02. | 19 | 244.1511 |  | 237.1581 | 0 | 0 | 6.993 | 0
16.02. | 20 | 244.1511 |  | 237.1581 | 0 | 0 | 6.993 | 0
16.02. | 21 | 244.1511 |  | 237.1581 | 0 | 0 | 6.993 | 0
16.02. | 22 | 244.1511 |  | 237.1581 | 0 | 0 | 6.993 | 0
16.02. | 23 | 244.1511 |  | 237.1581 | 0 | 0 | 6.993 | 0
16.02. | 24 | 244.1511 |  | 237.1581 | 0 | 0 | 6.993 | 0
17.02. | 1 | 244.1511 |  | 237.1581 | 0 | 0 | 6.993 | 0
17.02. | 2 | 244.1511 |  | 237.1581 | 0 | 0 | 6.993 | 0
17.02. | 3 | 244.1511 |  | 237.1581 | 0 | 0 | 6.993 | 0
17.02. | 4 | 244.1511 |  | 237.1581 | 0 | 0 | 6.993 | 0
17.02. | 5 | 244.1511 |  | 237.1581 | 0 | 0 | 6.993 | 0
17.02. | 6 | 244.1511 |  | 237.1581 | 0 | 0 | 6.993 | 0
17.02. | 7 | 244.1511 |  | 237.1581 | 0 | 0 | 6.993 | 0
17.02. | 8 | 244.1511 |  | 237.1581 | 0 | 0 | 6.993 | 0
17.02. | 9 | 244.1511 |  | 237.1581 | 0 | 0 | 6.993 | 0
17.02. | 10 | 244.1511 |  | 237.1581 | 0 | 0 | 6.993 | 0
17.02. | 11 | 244.1511 |  | 237.1581 | 0 | 0 | 6.993 | 0
17.02. | 12 | 244.1511 |  | 237.1581 | 0 | 0 | 6.993 | 0
17.02. | 13 | 244.1511 |  | 237.1581 | 0 | 0 | 6.993 | 0
17.02. | 14 | 244.1511 |  | 237.1581 | 0 | 0 | 6.993 | 0
17.02. | 15 | 244.1511 |  | 237.1581 | 0 | 0 | 6.993 | 0
17.02. | 16 | 244.1511 |  | 237.1581 | 0 | 0 | 6.993 | 0
17.02. | 17 | 244.1511 |  | 237.1581 | 0 | 0 | 6.993 | 0
17.02. | 18 | 244.1511 |  | 237.1581 | 0 | 0 | 6.993 | 0
17.02. | 19 | 244.1511 |  | 237.1581 | 0 | 0 | 6.993 | 0
17.02. | 20 | 244.1511 |  | 237.1581 | 0 | 0 | 6.993 | 0
17.02. | 21 | 244.1511 |  | 237.1581 | 0 | 0 | 6.993 | 0
17.02. | 22 | 244.1511 |  | 237.1581 | 0 | 0 | 6.993 | 0
17.02. | 23 | 244.1511 |  | 237.1581 | 0 | 0 | 6.993 | 0
17.02. | 24 | 244.1511 |  | 237.1581 | 0 | 0 | 6.993 | 0
18.02. | 1 | 244.1511 |  | 237.1581 | 0 | 0 | 6.993 | 0
18.02. | 2 | 244.1511 |  | 237.1581 | 0 | 0 | 6.993 | 0
18.02. | 3 | 244.1511 |  | 237.1581 | 0 | 0 | 6.993 | 0
18.02. | 4 | 244.1511 |  | 237.1581 | 0 | 0 | 6.993 | 0
18.02. | 5 | 244.1511 |  | 237.1581 | 0 | 0 | 6.993 | 0
18.02. | 6 | 244.1511 |  | 237.1581 | 0 | 0 | 6.993 | 0
18.02. | 7 | 244.1511 |  | 237.1581 | 0 | 0 | 6.993 | 0
18.02. | 8 | 244.1511 |  | 237.1581 | 0 | 0 | 6.993 | 0
18.02. | 9 | 244.1511 |  | 237.1581 | 0 | 0 | 6.993 | 0
18.02. | 10 | 244.1511 |  | 237.1581 | 0 | 0 | 6.993 | 0
18.02. | 11 | 244.1511 |  | 237.1581 | 0 | 0 | 6.993 | 0
18.02. | 12 | 244.1511 |  | 237.1581 | 0 | 0 | 6.993 | 0
18.02. | 13 | 244.1511 |  | 237.1581 | 0 | 0 | 6.993 | 0
18.02. | 14 | 244.1511 |  | 237.1581 | 0 | 0 | 6.993 | 0
18.02. | 15 | 244.1511 |  | 237.1581 | 0 | 0 | 6.993 | 0
18.02. | 16 | 244.1511 |  | 237.1581 | 0 | 0 | 6.993 | 0
18.02. | 17 | 244.1511 |  | 237.1581 | 0 | 0 | 6.993 | 0
18.02. | 18 | 244.1511 |  | 237.1581 | 0 | 0 | 6.993 | 0
18.02. | 19 | 244.1511 |  | 237.1581 | 0 | 0 | 6.993 | 0
18.02. | 20 | 244.1511 |  | 237.1581 | 0 | 0 | 6.993 | 0
18.02. | 21 | 244.1511 |  | 237.1581 | 0 | 0 | 6.993 | 0
18.02. | 22 | 244.1511 |  | 237.1581 | 0 | 0 | 6.993 | 0
18.02. | 23 | 244.1511 |  | 237.1581 | 0 | 0 | 6.993 | 0
18.02. | 24 | 244.1511 |  | 237.1581 | 0 | 0 | 6.993 | 0
19.02. | 1 | 244.1511 |  | 237.1581 | 0 | 0 | 6.993 | 0
19.02. | 2 | 244.1511 |  | 237.1581 | 0 | 0 | 6.993 | 0
19.02. | 3 | 244.1511 |  | 237.1581 | 0 | 0 | 6.993 | 0
19.02. | 4 | 244.1511 |  | 237.1581 | 0 | 0 | 6.993 | 0
19.02. | 5 | 244.1511 |  | 237.1581 | 0 | 0 | 6.993 | 0
19.02. | 6 | 244.1511 |  | 237.1581 | 0 | 0 | 6.993 | 0
19.02. | 7 | 244.1511 |  | 237.1581 | 0 | 0 | 6.993 | 0
19.02. | 8 | 244.1511 |  | 237.1581 | 0 | 0 | 6.993 | 0
19.02. | 9 | 244.1511 |  | 237.1581 | 0 | 0 | 6.993 | 0
19.02. | 10 | 244.1511 |  | 237.1581 | 0 | 0 | 6.993 | 0
19.02. | 11 | 244.1511 |  | 237.1581 | 0 | 0 | 6.993 | 0
19.02. | 12 | 244.1511 |  | 237.1581 | 0 | 0 | 6.993 | 0
19.02. | 13 | 244.1511 |  | 237.1581 | 0 | 0 | 6.993 | 0
19.02. | 14 | 244.1511 |  | 237.1581 | 0 | 0 | 6.993 | 0
19.02. | 15 | 244.1511 |  | 237.1581 | 0 | 0 | 6.993 | 0
19.02. | 16 | 244.1511 |  | 237.1581 | 0 | 0 | 6.993 | 0
19.02. | 17 | 244.1511 |  | 237.1581 | 0 | 0 | 6.993 | 0
19.02. | 18 | 244.1511 |  | 237.1581 | 0 | 0 | 6.993 | 0
19.02. | 19 | 244.1511 |  | 237.1581 | 0 | 0 | 6.993 | 0
19.02. | 20 | 244.1511 |  | 237.1581 | 0 | 0 | 6.993 | 0
19.02. | 21 | 244.1511 |  | 237.1581 | 0 | 0 | 6.993 | 0
19.02. | 22 | 244.1511 |  | 237.1581 | 0 | 0 | 6.993 | 0
19.02. | 23 | 244.1511 |  | 237.1581 | 0 | 0 | 6.993 | 0
19.02. | 24 | 244.1511 |  | 237.1581 | 0 | 0 | 6.993 | 0
20.02. | 1 | 244.1511 |  | 237.1581 | 0 | 0 | 6.993 | 0
20.02. | 2 | 244.1511 |  | 237.1581 | 0 | 0 | 6.993 | 0
20.02. | 3 | 244.1511 |  | 237.1581 | 0 | 0 | 6.993 | 0
20.02. | 4 | 244.1511 |  | 237.1581 | 0 | 0 | 6.993 | 0
20.02. | 5 | 244.1511 |  | 237.1581 | 0 | 0 | 6.993 | 0
20.02. | 6 | 244.1511 |  | 237.1581 | 0 | 0 | 6.993 | 0
20.02. | 7 | 244.1511 |  | 237.1581 | 0 | 0 | 6.993 | 0
20.02. | 8 | 244.1511 |  | 237.1581 | 0 | 0 | 6.993 | 0
20.02. | 9 | 244.1511 |  | 237.1581 | 0 | 0 | 6.993 | 0
20.02. | 10 | 244.1511 |  | 237.1581 | 0 | 0 | 6.993 | 0
20.02. | 11 | 244.1511 |  | 237.1581 | 0 | 0 | 6.993 | 0
20.02. | 12 | 244.1511 |  | 237.1581 | 0 | 0 | 6.993 | 0
20.02. | 13 | 244.1511 |  | 237.1581 | 0 | 0 | 6.993 | 0
20.02. | 14 | 244.1511 |  | 237.1581 | 0 | 0 | 6.993 | 0
20.02. | 15 | 244.1511 |  | 237.1581 | 0 | 0 | 6.993 | 0
20.02. | 16 | 244.1511 |  | 237.1581 | 0 | 0 | 6.993 | 0
20.02. | 17 | 244.1511 |  | 237.1581 | 0 | 0 | 6.993 | 0
20.02. | 18 | 244.1511 |  | 237.1581 | 0 | 0 | 6.993 | 0
20.02. | 19 | 244.1511 |  | 237.1581 | 0 | 0 | 6.993 | 0
20.02. | 20 | 244.1511 |  | 237.1581 | 0 | 0 | 6.993 | 0
20.02. | 21 | 244.1511 |  | 237.1581 | 0 | 0 | 6.993 | 0
20.02. | 22 | 244.1511 |  | 237.1581 | 0 | 0 | 6.993 | 0
20.02. | 23 | 244.1511 |  | 237.1581 | 0 | 0 | 6.993 | 0
20.02. | 24 | 244.1511 |  | 237.1581 | 0 | 0 | 6.993 | 0
21.02. | 1 | 244.1511 |  | 237.1581 | 0 | 0 | 6.993 | 0
21.02. | 2 | 244.1511 |  | 237.1581 | 0 | 0 | 6.993 | 0
21.02. | 3 | 244.1511 |  | 237.1581 | 0 | 0 | 6.993 | 0
21.02. | 4 | 244.1511 |  | 237.1581 | 0 | 0 | 6.993 | 0
21.02. | 5 | 244.1511 |  | 237.1581 | 0 | 0 | 6.993 | 0
21.02. | 6 | 244.1511 |  | 237.1581 | 0 | 0 | 6.993 | 0
21.02. | 7 | 244.1511 |  | 237.1581 | 0 | 0 | 6.993 | 0
21.02. | 8 | 244.1511 |  | 237.1581 | 0 | 0 | 6.993 | 0
21.02. | 9 | 244.1511 |  | 237.1581 | 0 | 0 | 6.993 | 0
21.02. | 10 | 244.1511 |  | 237.1581 | 0 | 0 | 6.993 | 0
21.02. | 11 | 244.1511 |  | 237.1581 | 0 | 0 | 6.993 | 0
21.02. | 12 | 244.1511 |  | 237.1581 | 0 | 0 | 6.993 | 0
21.02. | 13 | 244.1511 |  | 237.1581 | 0 | 0 | 6.993 | 0
21.02. | 14 | 244.1511 |  | 237.1581 | 0 | 0 | 6.993 | 0
21.02. | 15 | 244.1511 |  | 237.1581 | 0 | 0 | 6.993 | 0
21.02. | 16 | 244.1511 |  | 237.1581 | 0 | 0 | 6.993 | 0
21.02. | 17 | 244.1511 |  | 237.1581 | 0 | 0 | 6.993 | 0
21.02. | 18 | 244.1511 |  | 237.1581 | 0 | 0 | 6.993 | 0
21.02. | 19 | 244.1511 |  | 237.1581 | 0 | 0 | 6.993 | 0
21.02. | 20 | 244.1511 |  | 237.1581 | 0 | 0 | 6.993 | 0
21.02. | 21 | 244.1511 |  | 237.1581 | 0 | 0 | 6.993 | 0
21.02. | 22 | 244.1511 |  | 237.1581 | 0 | 0 | 6.993 | 0
21.02. | 23 | 244.1511 |  | 237.1581 | 0 | 0 | 6.993 | 0
21.02. | 24 | 244.1511 |  | 237.1581 | 0 | 0 | 6.993 | 0
22.02. | 1 | 244.1511 |  | 237.1581 | 0 | 0 | 6.993 | 0
22.02. | 2 | 244.1511 |  | 237.1581 | 0 | 0 | 6.993 | 0
22.02. | 3 | 244.1511 |  | 237.1581 | 0 | 0 | 6.993 | 0
22.02. | 4 | 244.1511 |  | 237.1581 | 0 | 0 | 6.993 | 0
22.02. | 5 | 244.1511 |  | 237.1581 | 0 | 0 | 6.993 | 0
22.02. | 6 | 244.1511 |  | 237.1581 | 0 | 0 | 6.993 | 0
22.02. | 7 | 244.1511 |  | 237.1581 | 0 | 0 | 6.993 | 0
22.02. | 8 | 244.1511 |  | 237.1581 | 0 | 0 | 6.993 | 0
22.02. | 9 | 244.1511 |  | 237.1581 | 0 | 0 | 6.993 | 0
22.02. | 10 | 244.1511 |  | 237.1581 | 0 | 0 | 6.993 | 0
22.02. | 11 | 244.1511 |  | 237.1581 | 0 | 0 | 6.993 | 0
22.02. | 12 | 244.1511 |  | 237.1581 | 0 | 0 | 6.993 | 0
22.02. | 13 | 244.1511 |  | 237.1581 | 0 | 0 | 6.993 | 0
22.02. | 14 | 244.1511 |  | 237.1581 | 0 | 0 | 6.993 | 0
22.02. | 15 | 244.1511 |  | 237.1581 | 0 | 0 | 6.993 | 0
22.02. | 16 | 244.1511 |  | 237.1581 | 0 | 0 | 6.993 | 0
22.02. | 17 | 244.1511 |  | 237.1581 | 0 | 0 | 6.993 | 0
22.02. | 18 | 244.1511 |  | 237.1581 | 0 | 0 | 6.993 | 0
22.02. | 19 | 244.1511 |  | 237.1581 | 0 | 0 | 6.993 | 0
22.02. | 20 | 244.1511 |  | 237.1581 | 0 | 0 | 6.993 | 0
22.02. | 21 | 244.1511 |  | 237.1581 | 0 | 0 | 6.993 | 0
22.02. | 22 | 244.1511 |  | 237.1581 | 0 | 0 | 6.993 | 0
22.02. | 23 | 244.1511 |  | 237.1581 | 0 | 0 | 6.993 | 0
22.02. | 24 | 244.1511 |  | 237.1581 | 0 | 0 | 6.993 | 0
23.02. | 1 | 244.1511 |  | 237.1581 | 0 | 0 | 6.993 | 0
23.02. | 2 | 244.1511 |  | 237.1581 | 0 | 0 | 6.993 | 0
23.02. | 3 | 244.1511 |  | 237.1581 | 0 | 0 | 6.993 | 0
23.02. | 4 | 244.1511 |  | 237.1581 | 0 | 0 | 6.993 | 0
23.02. | 5 | 244.1511 |  | 237.1581 | 0 | 0 | 6.993 | 0
23.02. | 6 | 244.1511 |  | 237.1581 | 0 | 0 | 6.993 | 0
23.02. | 7 | 244.1511 |  | 237.1581 | 0 | 0 | 6.993 | 0
23.02. | 8 | 244.1511 |  | 237.1581 | 0 | 0 | 6.993 | 0
23.02. | 9 | 244.1511 |  | 237.1581 | 0 | 0 | 6.993 | 0
23.02. | 10 | 244.1511 |  | 237.1581 | 0 | 0 | 6.993 | 0
23.02. | 11 | 244.1511 |  | 237.1581 | 0 | 0 | 6.993 | 0
23.02. | 12 | 244.1511 |  | 237.1581 | 0 | 0 | 6.993 | 0
23.02. | 13 | 244.1511 |  | 237.1581 | 0 | 0 | 6.993 | 0
23.02. | 14 | 244.1511 |  | 237.1581 | 0 | 0 | 6.993 | 0
23.02. | 15 | 244.1511 |  | 237.1581 | 0 | 0 | 6.993 | 0
23.02. | 16 | 244.1511 |  | 237.1581 | 0 | 0 | 6.993 | 0
23.02. | 17 | 244.1511 |  | 237.1581 | 0 | 0 | 6.993 | 0
23.02. | 18 | 244.1511 |  | 237.1581 | 0 | 0 | 6.993 | 0
23.02. | 19 | 244.1511 |  | 237.1581 | 0 | 0 | 6.993 | 0
23.02. | 20 | 244.1511 |  | 237.1581 | 0 | 0 | 6.993 | 0
23.02. | 21 | 244.1511 |  | 237.1581 | 0 | 0 | 6.993 | 0
23.02. | 22 | 244.1511 |  | 237.1581 | 0 | 0 | 6.993 | 0
23.02. | 23 | 244.1511 |  | 237.1581 | 0 | 0 | 6.993 | 0
23.02. | 24 | 244.1511 |  | 237.1581 | 0 | 0 | 6.993 | 0
24.02. | 1 | 244.1511 |  | 237.1581 | 0 | 0 | 6.993 | 0
24.02. | 2 | 244.1511 |  | 237.1581 | 0 | 0 | 6.993 | 0
24.02. | 3 | 244.1511 |  | 237.1581 | 0 | 0 | 6.993 | 0
24.02. | 4 | 244.1511 |  | 237.1581 | 0 | 0 | 6.993 | 0
24.02. | 5 | 244.1511 |  | 237.1581 | 0 | 0 | 6.993 | 0
24.02. | 6 | 244.1511 |  | 237.1581 | 0 | 0 | 6.993 | 0
24.02. | 7 | 244.1511 |  | 237.1581 | 0 | 0 | 6.993 | 0
24.02. | 8 | 244.1511 |  | 237.1581 | 0 | 0 | 6.993 | 0
24.02. | 9 | 244.1511 |  | 237.1581 | 0 | 0 | 6.993 | 0
24.02. | 10 | 244.1511 |  | 237.1581 | 0 | 0 | 6.993 | 0
24.02. | 11 | 244.1511 |  | 237.1581 | 0 | 0 | 6.993 | 0
24.02. | 12 | 244.1511 |  | 237.1581 | 0 | 0 | 6.993 | 0
24.02. | 13 | 244.1511 |  | 237.1581 | 0 | 0 | 6.993 | 0
24.02. | 14 | 244.1511 |  | 237.1581 | 0 | 0 | 6.993 | 0
24.02. | 15 | 244.1511 |  | 237.1581 | 0 | 0 | 6.993 | 0
24.02. | 16 | 244.1511 |  | 237.1581 | 0 | 0 | 6.993 | 0
24.02. | 17 | 244.1511 |  | 237.1581 | 0 | 0 | 6.993 | 0
24.02. | 18 | 244.1511 |  | 237.1581 | 0 | 0 | 6.993 | 0
24.02. | 19 | 244.1511 |  | 237.1581 | 0 | 0 | 6.993 | 0
24.02. | 20 | 244.1511 |  | 237.1581 | 0 | 0 | 6.993 | 0
24.02. | 21 | 244.1511 |  | 237.1581 | 0 | 0 | 6.993 | 0
24.02. | 22 | 244.1511 |  | 237.1581 | 0 | 0 | 6.993 | 0
24.02. | 23 | 244.1511 |  | 237.1581 | 0 | 0 | 6.993 | 0
24.02. | 24 | 244.1511 |  | 237.1581 | 0 | 0 | 6.993 | 0
25.02. | 1 | 244.1511 |  | 237.1581 | 0 | 0 | 6.993 | 0
25.02. | 2 | 244.1511 |  | 237.1581 | 0 | 0 | 6.993 | 0
25.02. | 3 | 244.1511 |  | 237.1581 | 0 | 0 | 6.993 | 0
25.02. | 4 | 244.1511 |  | 237.1581 | 0 | 0 | 6.993 | 0
25.02. | 5 | 244.1511 |  | 237.1581 | 0 | 0 | 6.993 | 0
25.02. | 6 | 244.1511 |  | 237.1581 | 0 | 0 | 6.993 | 0
25.02. | 7 | 244.1511 |  | 237.1581 | 0 | 0 | 6.993 | 0
25.02. | 8 | 244.1511 |  | 237.1581 | 0 | 0 | 6.993 | 0
25.02. | 9 | 244.1511 |  | 237.1581 | 0 | 0 | 6.993 | 0
25.02. | 10 | 244.1511 |  | 237.1581 | 0 | 0 | 6.993 | 0
25.02. | 11 | 244.1511 |  | 237.1581 | 0 | 0 | 6.993 | 0
25.02. | 12 | 244.1511 |  | 237.1581 | 0 | 0 | 6.993 | 0
25.02. | 13 | 244.1511 |  | 237.1581 | 0 | 0 | 6.993 | 0
25.02. | 14 | 244.1511 |  | 237.1581 | 0 | 0 | 6.993 | 0
25.02. | 15 | 244.1511 |  | 237.1581 | 0 | 0 | 6.993 | 0
25.02. | 16 | 244.1511 |  | 237.1581 | 0 | 0 | 6.993 | 0
25.02. | 17 | 244.1511 |  | 237.1581 | 0 | 0 | 6.993 | 0
25.02. | 18 | 244.1511 |  | 237.1581 | 0 | 0 | 6.993 | 0
25.02. | 19 | 244.1511 |  | 237.1581 | 0 | 0 | 6.993 | 0
25.02. | 20 | 244.1511 |  | 237.1581 | 0 | 0 | 6.993 | 0
25.02. | 21 | 244.1511 |  | 237.1581 | 0 | 0 | 6.993 | 0
25.02. | 22 | 244.1511 |  | 237.1581 | 0 | 0 | 6.993 | 0
25.02. | 23 | 244.1511 |  | 237.1581 | 0 | 0 | 6.993 | 0
25.02. | 24 | 244.1511 |  | 237.1581 | 0 | 0 | 6.993 | 0
26.02. | 1 | 244.1511 |  | 237.1581 | 0 | 0 | 6.993 | 0
26.02. | 2 | 244.1511 |  | 237.1581 | 0 | 0 | 6.993 | 0
26.02. | 3 | 244.1511 |  | 237.1581 | 0 | 0 | 6.993 | 0
26.02. | 4 | 244.1511 |  | 237.1581 | 0 | 0 | 6.993 | 0
26.02. | 5 | 244.1511 |  | 237.1581 | 0 | 0 | 6.993 | 0
26.02. | 6 | 244.1511 |  | 237.1581 | 0 | 0 | 6.993 | 0
26.02. | 7 | 244.1511 |  | 237.1581 | 0 | 0 | 6.993 | 0
26.02. | 8 | 244.1511 |  | 237.1581 | 0 | 0 | 6.993 | 0
26.02. | 9 | 244.1511 |  | 237.1581 | 0 | 0 | 6.993 | 0
26.02. | 10 | 244.1511 |  | 237.1581 | 0 | 0 | 6.993 | 0
26.02. | 11 | 244.1511 |  | 237.1581 | 0 | 0 | 6.993 | 0
26.02. | 12 | 244.1511 |  | 237.1581 | 0 | 0 | 6.993 | 0
26.02. | 13 | 244.1511 |  | 237.1581 | 0 | 0 | 6.993 | 0
26.02. | 14 | 244.1511 |  | 237.1581 | 0 | 0 | 6.993 | 0
26.02. | 15 | 244.1511 |  | 237.1581 | 0 | 0 | 6.993 | 0
26.02. | 16 | 244.1511 |  | 237.1581 | 0 | 0 | 6.993 | 0
26.02. | 17 | 244.1511 |  | 237.1581 | 0 | 0 | 6.993 | 0
26.02. | 18 | 244.1511 |  | 237.1581 | 0 | 0 | 6.993 | 0
26.02. | 19 | 244.1511 |  | 237.1581 | 0 | 0 | 6.993 | 0
26.02. | 20 | 244.1511 |  | 237.1581 | 0 | 0 | 6.993 | 0
26.02. | 21 | 244.1511 |  | 237.1581 | 0 | 0 | 6.993 | 0
26.02. | 22 | 244.1511 |  | 237.1581 | 0 | 0 | 6.993 | 0
26.02. | 23 | 244.1511 |  | 237.1581 | 0 | 0 | 6.993 | 0
26.02. | 24 | 244.1511 |  | 237.1581 | 0 | 0 | 6.993 | 0
27.02. | 1 | 244.1511 |  | 237.1581 | 0 | 0 | 6.993 | 0
27.02. | 2 | 244.1511 |  | 237.1581 | 0 | 0 | 6.993 | 0
27.02. | 3 | 244.1511 |  | 237.1581 | 0 | 0 | 6.993 | 0
27.02. | 4 | 244.1511 |  | 237.1581 | 0 | 0 | 6.993 | 0
27.02. | 5 | 244.1511 |  | 237.1581 | 0 | 0 | 6.993 | 0
27.02. | 6 | 244.1511 |  | 237.1581 | 0 | 0 | 6.993 | 0
27.02. | 7 | 244.1511 |  | 237.1581 | 0 | 0 | 6.993 | 0
27.02. | 8 | 244.1511 |  | 237.1581 | 0 | 0 | 6.993 | 0
27.02. | 9 | 244.1511 |  | 237.1581 | 0 | 0 | 6.993 | 0
27.02. | 10 | 244.1511 |  | 237.1581 | 0 | 0 | 6.993 | 0
27.02. | 11 | 244.1511 |  | 237.1581 | 0 | 0 | 6.993 | 0
27.02. | 12 | 244.1511 |  | 237.1581 | 0 | 0 | 6.993 | 0
27.02. | 13 | 244.1511 |  | 237.1581 | 0 | 0 | 6.993 | 0
27.02. | 14 | 244.1511 |  | 237.1581 | 0 | 0 | 6.993 | 0
27.02. | 15 | 244.1511 |  | 237.1581 | 0 | 0 | 6.993 | 0
27.02. | 16 | 244.1511 |  | 237.1581 | 0 | 0 | 6.993 | 0
27.02. | 17 | 244.1511 |  | 237.1581 | 0 | 0 | 6.993 | 0
27.02. | 18 | 244.1511 |  | 237.1581 | 0 | 0 | 6.993 | 0
27.02. | 19 | 244.1511 |  | 237.1581 | 0 | 0 | 6.993 | 0
27.02. | 20 | 244.1511 |  | 237.1581 | 0 | 0 | 6.993 | 0
27.02. | 21 | 244.1511 |  | 237.1581 | 0 | 0 | 6.993 | 0
27.02. | 22 | 244.1511 |  | 237.1581 | 0 | 0 | 6.993 | 0
27.02. | 23 | 244.1511 |  | 237.1581 | 0 | 0 | 6.993 | 0
27.02. | 24 | 244.1511 |  | 237.1581 | 0 | 0 | 6.993 | 0
28.02. | 1 | 244.1511 |  | 237.1581 | 0 | 0 | 6.993 | 0
28.02. | 2 | 244.1511 |  | 237.1581 | 0 | 0 | 6.993 | 0
28.02. | 3 | 244.1511 |  | 237.1581 | 0 | 0 | 6.993 | 0
28.02. | 4 | 244.1511 |  | 237.1581 | 0 | 0 | 6.993 | 0
28.02. | 5 | 244.1511 |  | 237.1581 | 0 | 0 | 6.993 | 0
28.02. | 6 | 244.1511 |  | 237.1581 | 0 | 0 | 6.993 | 0
28.02. | 7 | 244.1511 |  | 237.1581 | 0 | 0 | 6.993 | 0
28.02. | 8 | 244.1511 |  | 237.1581 | 0 | 0 | 6.993 | 0
28.02. | 9 | 244.1511 |  | 237.1581 | 0 | 0 | 6.993 | 0
28.02. | 10 | 244.1511 |  | 237.1581 | 0 | 0 | 6.993 | 0
28.02. | 11 | 244.1511 |  | 237.1581 | 0 | 0 | 6.993 | 0
28.02. | 12 | 244.1511 |  | 237.1581 | 0 | 0 | 6.993 | 0
28.02. | 13 | 244.1511 |  | 237.1581 | 0 | 0 | 6.993 | 0
28.02. | 14 | 244.1511 |  | 237.1581 | 0 | 0 | 6.993 | 0
28.02. | 15 | 244.1511 |  | 237.1581 | 0 | 0 | 6.993 | 0
28.02. | 16 | 244.1511 |  | 237.1581 | 0 | 0 | 6.993 | 0
28.02. | 17 | 244.1511 |  | 237.1581 | 0 | 0 | 6.993 | 0
28.02. | 18 | 244.1511 |  | 237.1581 | 0 | 0 | 6.993 | 0
28.02. | 19 | 244.1511 |  | 237.1581 | 0 | 0 | 6.993 | 0
28.02. | 20 | 244.1511 |  | 237.1581 | 0 | 0 | 6.993 | 0
28.02. | 21 | 244.1511 |  | 237.1581 | 0 | 0 | 6.993 | 0
28.02. | 22 | 244.1511 |  | 237.1581 | 0 | 0 | 6.993 | 0
28.02. | 23 | 244.1511 |  | 237.1581 | 0 | 0 | 6.993 | 0
28.02. | 24 | 244.1511 |  | 237.1581 | 0 | 0 | 6.993 | 0
01.03. | 1 | 243.6516 |  | 237.1581 | 0 | 0 | 6.4935 | 0
01.03. | 2 | 243.6516 |  | 237.1581 | 0 | 0 | 6.4935 | 0
01.03. | 3 | 243.6516 |  | 237.1581 | 0 | 0 | 6.4935 | 0
01.03. | 4 | 243.6516 |  | 237.1581 | 0 | 0 | 6.4935 | 0
01.03. | 5 | 243.6516 |  | 237.1581 | 0 | 0 | 6.4935 | 0
01.03. | 6 | 243.6516 |  | 237.1581 | 0 | 0 | 6.4935 | 0
01.03. | 7 | 243.6516 |  | 237.1581 | 0 | 0 | 6.4935 | 0
01.03. | 8 | 243.6516 |  | 237.1581 | 0 | 0 | 6.4935 | 0
01.03. | 9 | 243.6516 |  | 237.1581 | 0 | 0 | 6.4935 | 0
01.03. | 10 | 243.6516 |  | 237.1581 | 0 | 0 | 6.4935 | 0
01.03. | 11 | 243.6516 |  | 237.1581 | 0 | 0 | 6.4935 | 0
01.03. | 12 | 243.6516 |  | 237.1581 | 0 | 0 | 6.4935 | 0
01.03. | 13 | 243.6516 |  | 237.1581 | 0 | 0 | 6.4935 | 0
01.03. | 14 | 243.6516 |  | 237.1581 | 0 | 0 | 6.4935 | 0
01.03. | 15 | 243.6516 |  | 237.1581 | 0 | 0 | 6.4935 | 0
01.03. | 16 | 243.6516 |  | 237.1581 | 0 | 0 | 6.4935 | 0
01.03. | 17 | 243.6516 |  | 237.1581 | 0 | 0 | 6.4935 | 0
01.03. | 18 | 243.6516 |  | 237.1581 | 0 | 0 | 6.4935 | 0
01.03. | 19 | 243.6516 |  | 237.1581 | 0 | 0 | 6.4935 | 0
01.03. | 20 | 243.6516 |  | 237.1581 | 0 | 0 | 6.4935 | 0
01.03. | 21 | 243.6516 |  | 237.1581 | 0 | 0 | 6.4935 | 0
01.03. | 22 | 243.6516 |  | 237.1581 | 0 | 0 | 6.4935 | 0
01.03. | 23 | 243.6516 |  | 237.1581 | 0 | 0 | 6.4935 | 0
01.03. | 24 | 243.6516 |  | 237.1581 | 0 | 0 | 6.4935 | 0
02.03. | 1 | 243.6516 |  | 237.1581 | 0 | 0 | 6.4935 | 0
02.03. | 2 | 243.6516 |  | 237.1581 | 0 | 0 | 6.4935 | 0
02.03. | 3 | 243.6516 |  | 237.1581 | 0 | 0 | 6.4935 | 0
02.03. | 4 | 243.6516 |  | 237.1581 | 0 | 0 | 6.4935 | 0
02.03. | 5 | 243.6516 |  | 237.1581 | 0 | 0 | 6.4935 | 0
02.03. | 6 | 243.6516 |  | 237.1581 | 0 | 0 | 6.4935 | 0
02.03. | 7 | 243.6516 |  | 237.1581 | 0 | 0 | 6.4935 | 0
02.03. | 8 | 243.6516 |  | 237.1581 | 0 | 0 | 6.4935 | 0
02.03. | 9 | 243.6516 |  | 237.1581 | 0 | 0 | 6.4935 | 0
02.03. | 10 | 243.6516 |  | 237.1581 | 0 | 0 | 6.4935 | 0
02.03. | 11 | 243.6516 |  | 237.1581 | 0 | 0 | 6.4935 | 0
02.03. | 12 | 243.6516 |  | 237.1581 | 0 | 0 | 6.4935 | 0
02.03. | 13 | 243.6516 |  | 237.1581 | 0 | 0 | 6.4935 | 0
02.03. | 14 | 243.6516 |  | 237.1581 | 0 | 0 | 6.4935 | 0
02.03. | 15 | 243.6516 |  | 237.1581 | 0 | 0 | 6.4935 | 0
02.03. | 16 | 243.6516 |  | 237.1581 | 0 | 0 | 6.4935 | 0
02.03. | 17 | 243.6516 |  | 237.1581 | 0 | 0 | 6.4935 | 0
02.03. | 18 | 243.6516 |  | 237.1581 | 0 | 0 | 6.4935 | 0
02.03. | 19 | 243.6516 |  | 237.1581 | 0 | 0 | 6.4935 | 0
02.03. | 20 | 243.6516 |  | 237.1581 | 0 | 0 | 6.4935 | 0
02.03. | 21 | 243.6516 |  | 237.1581 | 0 | 0 | 6.4935 | 0
02.03. | 22 | 243.6516 |  | 237.1581 | 0 | 0 | 6.4935 | 0
02.03. | 23 | 243.6516 |  | 237.1581 | 0 | 0 | 6.4935 | 0
02.03. | 24 | 243.6516 |  | 237.1581 | 0 | 0 | 6.4935 | 0
03.03. | 1 | 243.6516 |  | 237.1581 | 0 | 0 | 6.4935 | 0
03.03. | 2 | 243.6516 |  | 237.1581 | 0 | 0 | 6.4935 | 0
03.03. | 3 | 243.6516 |  | 237.1581 | 0 | 0 | 6.4935 | 0
03.03. | 4 | 243.6516 |  | 237.1581 | 0 | 0 | 6.4935 | 0
03.03. | 5 | 243.6516 |  | 237.1581 | 0 | 0 | 6.4935 | 0
03.03. | 6 | 243.6516 |  | 237.1581 | 0 | 0 | 6.4935 | 0
03.03. | 7 | 243.6516 |  | 237.1581 | 0 | 0 | 6.4935 | 0
03.03. | 8 | 243.6516 |  | 237.1581 | 0 | 0 | 6.4935 | 0
03.03. | 9 | 243.6516 |  | 237.1581 | 0 | 0 | 6.4935 | 0
03.03. | 10 | 243.6516 |  | 237.1581 | 0 | 0 | 6.4935 | 0
03.03. | 11 | 243.6516 |  | 237.1581 | 0 | 0 | 6.4935 | 0
03.03. | 12 | 243.6516 |  | 237.1581 | 0 | 0 | 6.4935 | 0
03.03. | 13 | 243.6516 |  | 237.1581 | 0 | 0 | 6.4935 | 0
03.03. | 14 | 243.6516 |  | 237.1581 | 0 | 0 | 6.4935 | 0
03.03. | 15 | 243.6516 |  | 237.1581 | 0 | 0 | 6.4935 | 0
03.03. | 16 | 243.6516 |  | 237.1581 | 0 | 0 | 6.4935 | 0
03.03. | 17 | 243.6516 |  | 237.1581 | 0 | 0 | 6.4935 | 0
03.03. | 18 | 243.6516 |  | 237.1581 | 0 | 0 | 6.4935 | 0
03.03. | 19 | 243.6516 |  | 237.1581 | 0 | 0 | 6.4935 | 0
03.03. | 20 | 243.6516 |  | 237.1581 | 0 | 0 | 6.4935 | 0
03.03. | 21 | 243.6516 |  | 237.1581 | 0 | 0 | 6.4935 | 0
03.03. | 22 | 243.6516 |  | 237.1581 | 0 | 0 | 6.4935 | 0
03.03. | 23 | 243.6516 |  | 237.1581 | 0 | 0 | 6.4935 | 0
03.03. | 24 | 243.6516 |  | 237.1581 | 0 | 0 | 6.4935 | 0
04.03. | 1 | 243.6516 |  | 237.1581 | 0 | 0 | 6.4935 | 0
04.03. | 2 | 243.6516 |  | 237.1581 | 0 | 0 | 6.4935 | 0
04.03. | 3 | 243.6516 |  | 237.1581 | 0 | 0 | 6.4935 | 0
04.03. | 4 | 243.6516 |  | 237.1581 | 0 | 0 | 6.4935 | 0
04.03. | 5 | 243.6516 |  | 237.1581 | 0 | 0 | 6.4935 | 0
04.03. | 6 | 243.6516 |  | 237.1581 | 0 | 0 | 6.4935 | 0
04.03. | 7 | 243.6516 |  | 237.1581 | 0 | 0 | 6.4935 | 0
04.03. | 8 | 243.6516 |  | 237.1581 | 0 | 0 | 6.4935 | 0
04.03. | 9 | 243.6516 |  | 237.1581 | 0 | 0 | 6.4935 | 0
04.03. | 10 | 243.6516 |  | 237.1581 | 0 | 0 | 6.4935 | 0
04.03. | 11 | 243.6516 |  | 237.1581 | 0 | 0 | 6.4935 | 0
04.03. | 12 | 243.6516 |  | 237.1581 | 0 | 0 | 6.4935 | 0
04.03. | 13 | 243.6516 |  | 237.1581 | 0 | 0 | 6.4935 | 0
04.03. | 14 | 243.6516 |  | 237.1581 | 0 | 0 | 6.4935 | 0
04.03. | 15 | 243.6516 |  | 237.1581 | 0 | 0 | 6.4935 | 0
04.03. | 16 | 243.6516 |  | 237.1581 | 0 | 0 | 6.4935 | 0
04.03. | 17 | 243.6516 |  | 237.1581 | 0 | 0 | 6.4935 | 0
04.03. | 18 | 243.6516 |  | 237.1581 | 0 | 0 | 6.4935 | 0
04.03. | 19 | 243.6516 |  | 237.1581 | 0 | 0 | 6.4935 | 0
04.03. | 20 | 243.6516 |  | 237.1581 | 0 | 0 | 6.4935 | 0
04.03. | 21 | 243.6516 |  | 237.1581 | 0 | 0 | 6.4935 | 0
04.03. | 22 | 243.6516 |  | 237.1581 | 0 | 0 | 6.4935 | 0
04.03. | 23 | 243.6516 |  | 237.1581 | 0 | 0 | 6.4935 | 0
04.03. | 24 | 243.6516 |  | 237.1581 | 0 | 0 | 6.4935 | 0
05.03. | 1 | 243.6516 |  | 237.1581 | 0 | 0 | 6.4935 | 0
05.03. | 2 | 243.6516 |  | 237.1581 | 0 | 0 | 6.4935 | 0
05.03. | 3 | 243.6516 |  | 237.1581 | 0 | 0 | 6.4935 | 0
05.03. | 4 | 243.6516 |  | 237.1581 | 0 | 0 | 6.4935 | 0
05.03. | 5 | 243.6516 |  | 237.1581 | 0 | 0 | 6.4935 | 0
05.03. | 6 | 243.6516 |  | 237.1581 | 0 | 0 | 6.4935 | 0
05.03. | 7 | 243.6516 |  | 237.1581 | 0 | 0 | 6.4935 | 0
05.03. | 8 | 243.6516 |  | 237.1581 | 0 | 0 | 6.4935 | 0
05.03. | 9 | 243.6516 |  | 237.1581 | 0 | 0 | 6.4935 | 0
05.03. | 10 | 243.6516 |  | 237.1581 | 0 | 0 | 6.4935 | 0
05.03. | 11 | 243.6516 |  | 237.1581 | 0 | 0 | 6.4935 | 0
05.03. | 12 | 243.6516 |  | 237.1581 | 0 | 0 | 6.4935 | 0
05.03. | 13 | 243.6516 |  | 237.1581 | 0 | 0 | 6.4935 | 0
05.03. | 14 | 243.6516 |  | 237.1581 | 0 | 0 | 6.4935 | 0
05.03. | 15 | 243.6516 |  | 237.1581 | 0 | 0 | 6.4935 | 0
05.03. | 16 | 243.6516 |  | 237.1581 | 0 | 0 | 6.4935 | 0
05.03. | 17 | 243.6516 |  | 237.1581 | 0 | 0 | 6.4935 | 0
05.03. | 18 | 243.6516 |  | 237.1581 | 0 | 0 | 6.4935 | 0
05.03. | 19 | 243.6516 |  | 237.1581 | 0 | 0 | 6.4935 | 0
05.03. | 20 | 243.6516 |  | 237.1581 | 0 | 0 | 6.4935 | 0
05.03. | 21 | 243.6516 |  | 237.1581 | 0 | 0 | 6.4935 | 0
05.03. | 22 | 243.6516 |  | 237.1581 | 0 | 0 | 6.4935 | 0
05.03. | 23 | 243.6516 |  | 237.1581 | 0 | 0 | 6.4935 | 0
05.03. | 24 | 243.6516 |  | 237.1581 | 0 | 0 | 6.4935 | 0
06.03. | 1 | 243.6516 |  | 237.1581 | 0 | 0 | 6.4935 | 0
06.03. | 2 | 243.6516 |  | 237.1581 | 0 | 0 | 6.4935 | 0
06.03. | 3 | 243.6516 |  | 237.1581 | 0 | 0 | 6.4935 | 0
06.03. | 4 | 243.6516 |  | 237.1581 | 0 | 0 | 6.4935 | 0
06.03. | 5 | 243.6516 |  | 237.1581 | 0 | 0 | 6.4935 | 0
06.03. | 6 | 243.6516 |  | 237.1581 | 0 | 0 | 6.4935 | 0
06.03. | 7 | 243.6516 |  | 237.1581 | 0 | 0 | 6.4935 | 0
06.03. | 8 | 243.6516 |  | 237.1581 | 0 | 0 | 6.4935 | 0
06.03. | 9 | 243.6516 |  | 237.1581 | 0 | 0 | 6.4935 | 0
06.03. | 10 | 243.6516 |  | 237.1581 | 0 | 0 | 6.4935 | 0
06.03. | 11 | 243.6516 |  | 237.1581 | 0 | 0 | 6.4935 | 0
06.03. | 12 | 243.6516 |  | 237.1581 | 0 | 0 | 6.4935 | 0
06.03. | 13 | 243.6516 |  | 237.1581 | 0 | 0 | 6.4935 | 0
06.03. | 14 | 243.6516 |  | 237.1581 | 0 | 0 | 6.4935 | 0
06.03. | 15 | 243.6516 |  | 237.1581 | 0 | 0 | 6.4935 | 0
06.03. | 16 | 243.6516 |  | 237.1581 | 0 | 0 | 6.4935 | 0
06.03. | 17 | 243.6516 |  | 237.1581 | 0 | 0 | 6.4935 | 0
06.03. | 18 | 243.6516 |  | 237.1581 | 0 | 0 | 6.4935 | 0
06.03. | 19 | 243.6516 |  | 237.1581 | 0 | 0 | 6.4935 | 0
06.03. | 20 | 243.6516 |  | 237.1581 | 0 | 0 | 6.4935 | 0
06.03. | 21 | 243.6516 |  | 237.1581 | 0 | 0 | 6.4935 | 0
06.03. | 22 | 243.6516 |  | 237.1581 | 0 | 0 | 6.4935 | 0
06.03. | 23 | 243.6516 |  | 237.1581 | 0 | 0 | 6.4935 | 0
06.03. | 24 | 243.6516 |  | 237.1581 | 0 | 0 | 6.4935 | 0
07.03. | 1 | 243.6516 |  | 237.1581 | 0 | 0 | 6.4935 | 0
07.03. | 2 | 243.6516 |  | 237.1581 | 0 | 0 | 6.4935 | 0
07.03. | 3 | 243.6516 |  | 237.1581 | 0 | 0 | 6.4935 | 0
07.03. | 4 | 243.6516 |  | 237.1581 | 0 | 0 | 6.4935 | 0
07.03. | 5 | 243.6516 |  | 237.1581 | 0 | 0 | 6.4935 | 0
07.03. | 6 | 243.6516 |  | 237.1581 | 0 | 0 | 6.4935 | 0
07.03. | 7 | 243.6516 |  | 237.1581 | 0 | 0 | 6.4935 | 0
07.03. | 8 | 243.6516 |  | 237.1581 | 0 | 0 | 6.4935 | 0
07.03. | 9 | 243.6516 |  | 237.1581 | 0 | 0 | 6.4935 | 0
07.03. | 10 | 243.6516 |  | 237.1581 | 0 | 0 | 6.4935 | 0
07.03. | 11 | 243.6516 |  | 237.1581 | 0 | 0 | 6.4935 | 0
07.03. | 12 | 243.6516 |  | 237.1581 | 0 | 0 | 6.4935 | 0
07.03. | 13 | 243.6516 |  | 237.1581 | 0 | 0 | 6.4935 | 0
07.03. | 14 | 243.6516 |  | 237.1581 | 0 | 0 | 6.4935 | 0
07.03. | 15 | 243.6516 |  | 237.1581 | 0 | 0 | 6.4935 | 0
07.03. | 16 | 243.6516 |  | 237.1581 | 0 | 0 | 6.4935 | 0
07.03. | 17 | 243.6516 |  | 237.1581 | 0 | 0 | 6.4935 | 0
07.03. | 18 | 243.6516 |  | 237.1581 | 0 | 0 | 6.4935 | 0
07.03. | 19 | 243.6516 |  | 237.1581 | 0 | 0 | 6.4935 | 0
07.03. | 20 | 243.6516 |  | 237.1581 | 0 | 0 | 6.4935 | 0
07.03. | 21 | 243.6516 |  | 237.1581 | 0 | 0 | 6.4935 | 0
07.03. | 22 | 243.6516 |  | 237.1581 | 0 | 0 | 6.4935 | 0
07.03. | 23 | 243.6516 |  | 237.1581 | 0 | 0 | 6.4935 | 0
07.03. | 24 | 243.6516 |  | 237.1581 | 0 | 0 | 6.4935 | 0
08.03. | 1 | 243.6516 |  | 237.1581 | 0 | 0 | 6.4935 | 0
08.03. | 2 | 243.6516 |  | 237.1581 | 0 | 0 | 6.4935 | 0
08.03. | 3 | 243.6516 |  | 237.1581 | 0 | 0 | 6.4935 | 0
08.03. | 4 | 243.6516 |  | 237.1581 | 0 | 0 | 6.4935 | 0
08.03. | 5 | 243.6516 |  | 237.1581 | 0 | 0 | 6.4935 | 0
08.03. | 6 | 243.6516 |  | 237.1581 | 0 | 0 | 6.4935 | 0
08.03. | 7 | 243.6516 |  | 237.1581 | 0 | 0 | 6.4935 | 0
08.03. | 8 | 243.6516 |  | 237.1581 | 0 | 0 | 6.4935 | 0
08.03. | 9 | 243.6516 |  | 237.1581 | 0 | 0 | 6.4935 | 0
08.03. | 10 | 243.6516 |  | 237.1581 | 0 | 0 | 6.4935 | 0
08.03. | 11 | 243.6516 |  | 237.1581 | 0 | 0 | 6.4935 | 0
08.03. | 12 | 243.6516 |  | 237.1581 | 0 | 0 | 6.4935 | 0
08.03. | 13 | 243.6516 |  | 237.1581 | 0 | 0 | 6.4935 | 0
08.03. | 14 | 243.6516 |  | 237.1581 | 0 | 0 | 6.4935 | 0
08.03. | 15 | 243.6516 |  | 237.1581 | 0 | 0 | 6.4935 | 0
08.03. | 16 | 243.6516 |  | 237.1581 | 0 | 0 | 6.4935 | 0
08.03. | 17 | 243.6516 |  | 237.1581 | 0 | 0 | 6.4935 | 0
08.03. | 18 | 243.6516 |  | 237.1581 | 0 | 0 | 6.4935 | 0
08.03. | 19 | 243.6516 |  | 237.1581 | 0 | 0 | 6.4935 | 0
08.03. | 20 | 243.6516 |  | 237.1581 | 0 | 0 | 6.4935 | 0
08.03. | 21 | 243.6516 |  | 237.1581 | 0 | 0 | 6.4935 | 0
08.03. | 22 | 243.6516 |  | 237.1581 | 0 | 0 | 6.4935 | 0
08.03. | 23 | 243.6516 |  | 237.1581 | 0 | 0 | 6.4935 | 0
08.03. | 24 | 243.6516 |  | 237.1581 | 0 | 0 | 6.4935 | 0
09.03. | 1 | 243.6516 |  | 237.1581 | 0 | 0 | 6.4935 | 0
09.03. | 2 | 243.6516 |  | 237.1581 | 0 | 0 | 6.4935 | 0
09.03. | 3 | 243.6516 |  | 237.1581 | 0 | 0 | 6.4935 | 0
09.03. | 4 | 243.6516 |  | 237.1581 | 0 | 0 | 6.4935 | 0
09.03. | 5 | 243.6516 |  | 237.1581 | 0 | 0 | 6.4935 | 0
09.03. | 6 | 243.6516 |  | 237.1581 | 0 | 0 | 6.4935 | 0
09.03. | 7 | 243.6516 |  | 237.1581 | 0 | 0 | 6.4935 | 0
09.03. | 8 | 243.6516 |  | 237.1581 | 0 | 0 | 6.4935 | 0
09.03. | 9 | 243.6516 |  | 237.1581 | 0 | 0 | 6.4935 | 0
09.03. | 10 | 243.6516 |  | 237.1581 | 0 | 0 | 6.4935 | 0
09.03. | 11 | 243.6516 |  | 237.1581 | 0 | 0 | 6.4935 | 0
09.03. | 12 | 243.6516 |  | 237.1581 | 0 | 0 | 6.4935 | 0
09.03. | 13 | 243.6516 |  | 237.1581 | 0 | 0 | 6.4935 | 0
09.03. | 14 | 243.6516 |  | 237.1581 | 0 | 0 | 6.4935 | 0
09.03. | 15 | 243.6516 |  | 237.1581 | 0 | 0 | 6.4935 | 0
09.03. | 16 | 243.6516 |  | 237.1581 | 0 | 0 | 6.4935 | 0
09.03. | 17 | 243.6516 |  | 237.1581 | 0 | 0 | 6.4935 | 0
09.03. | 18 | 243.6516 |  | 237.1581 | 0 | 0 | 6.4935 | 0
09.03. | 19 | 243.6516 |  | 237.1581 | 0 | 0 | 6.4935 | 0
09.03. | 20 | 243.6516 |  | 237.1581 | 0 | 0 | 6.4935 | 0
09.03. | 21 | 243.6516 |  | 237.1581 | 0 | 0 | 6.4935 | 0
09.03. | 22 | 243.6516 |  | 237.1581 | 0 | 0 | 6.4935 | 0
09.03. | 23 | 243.6516 |  | 237.1581 | 0 | 0 | 6.4935 | 0
09.03. | 24 | 243.6516 |  | 237.1581 | 0 | 0 | 6.4935 | 0
10.03. | 1 | 243.6516 |  | 237.1581 | 0 | 0 | 6.4935 | 0
10.03. | 2 | 243.6516 |  | 237.1581 | 0 | 0 | 6.4935 | 0
10.03. | 3 | 243.6516 |  | 237.1581 | 0 | 0 | 6.4935 | 0
10.03. | 4 | 243.6516 |  | 237.1581 | 0 | 0 | 6.4935 | 0
10.03. | 5 | 243.6516 |  | 237.1581 | 0 | 0 | 6.4935 | 0
10.03. | 6 | 243.6516 |  | 237.1581 | 0 | 0 | 6.4935 | 0
10.03. | 7 | 243.6516 |  | 237.1581 | 0 | 0 | 6.4935 | 0
10.03. | 8 | 243.6516 |  | 237.1581 | 0 | 0 | 6.4935 | 0
10.03. | 9 | 243.6516 |  | 237.1581 | 0 | 0 | 6.4935 | 0
10.03. | 10 | 243.6516 |  | 237.1581 | 0 | 0 | 6.4935 | 0
10.03. | 11 | 243.6516 |  | 237.1581 | 0 | 0 | 6.4935 | 0
10.03. | 12 | 243.6516 |  | 237.1581 | 0 | 0 | 6.4935 | 0
10.03. | 13 | 243.6516 |  | 237.1581 | 0 | 0 | 6.4935 | 0
10.03. | 14 | 243.6516 |  | 237.1581 | 0 | 0 | 6.4935 | 0
10.03. | 15 | 243.6516 |  | 237.1581 | 0 | 0 | 6.4935 | 0
10.03. | 16 | 243.6516 |  | 237.1581 | 0 | 0 | 6.4935 | 0
10.03. | 17 | 243.6516 |  | 237.1581 | 0 | 0 | 6.4935 | 0
10.03. | 18 | 243.6516 |  | 237.1581 | 0 | 0 | 6.4935 | 0
10.03. | 19 | 243.6516 |  | 237.1581 | 0 | 0 | 6.4935 | 0
10.03. | 20 | 243.6516 |  | 237.1581 | 0 | 0 | 6.4935 | 0
10.03. | 21 | 243.6516 |  | 237.1581 | 0 | 0 | 6.4935 | 0
10.03. | 22 | 243.6516 |  | 237.1581 | 0 | 0 | 6.4935 | 0
10.03. | 23 | 243.6516 |  | 237.1581 | 0 | 0 | 6.4935 | 0
10.03. | 24 | 243.6516 |  | 237.1581 | 0 | 0 | 6.4935 | 0
11.03. | 1 | 243.6516 |  | 237.1581 | 0 | 0 | 6.4935 | 0
11.03. | 2 | 243.6516 |  | 237.1581 | 0 | 0 | 6.4935 | 0
11.03. | 3 | 243.6516 |  | 237.1581 | 0 | 0 | 6.4935 | 0
11.03. | 4 | 243.6516 |  | 237.1581 | 0 | 0 | 6.4935 | 0
11.03. | 5 | 243.6516 |  | 237.1581 | 0 | 0 | 6.4935 | 0
11.03. | 6 | 243.6516 |  | 237.1581 | 0 | 0 | 6.4935 | 0
11.03. | 7 | 243.6516 |  | 237.1581 | 0 | 0 | 6.4935 | 0
11.03. | 8 | 243.6516 |  | 237.1581 | 0 | 0 | 6.4935 | 0
11.03. | 9 | 243.6516 |  | 237.1581 | 0 | 0 | 6.4935 | 0
11.03. | 10 | 243.6516 |  | 237.1581 | 0 | 0 | 6.4935 | 0
11.03. | 11 | 243.6516 |  | 237.1581 | 0 | 0 | 6.4935 | 0
11.03. | 12 | 243.6516 |  | 237.1581 | 0 | 0 | 6.4935 | 0
11.03. | 13 | 243.6516 |  | 237.1581 | 0 | 0 | 6.4935 | 0
11.03. | 14 | 243.6516 |  | 237.1581 | 0 | 0 | 6.4935 | 0
11.03. | 15 | 243.6516 |  | 237.1581 | 0 | 0 | 6.4935 | 0
11.03. | 16 | 243.6516 |  | 237.1581 | 0 | 0 | 6.4935 | 0
11.03. | 17 | 243.6516 |  | 237.1581 | 0 | 0 | 6.4935 | 0
11.03. | 18 | 243.6516 |  | 237.1581 | 0 | 0 | 6.4935 | 0
11.03. | 19 | 243.6516 |  | 237.1581 | 0 | 0 | 6.4935 | 0
11.03. | 20 | 243.6516 |  | 237.1581 | 0 | 0 | 6.4935 | 0
11.03. | 21 | 243.6516 |  | 237.1581 | 0 | 0 | 6.4935 | 0
11.03. | 22 | 243.6516 |  | 237.1581 | 0 | 0 | 6.4935 | 0
11.03. | 23 | 243.6516 |  | 237.1581 | 0 | 0 | 6.4935 | 0
11.03. | 24 | 243.6516 |  | 237.1581 | 0 | 0 | 6.4935 | 0
12.03. | 1 | 243.6516 |  | 237.1581 | 0 | 0 | 6.4935 | 0
12.03. | 2 | 243.6516 |  | 237.1581 | 0 | 0 | 6.4935 | 0
12.03. | 3 | 243.6516 |  | 237.1581 | 0 | 0 | 6.4935 | 0
12.03. | 4 | 243.6516 |  | 237.1581 | 0 | 0 | 6.4935 | 0
12.03. | 5 | 243.6516 |  | 237.1581 | 0 | 0 | 6.4935 | 0
12.03. | 6 | 243.6516 |  | 237.1581 | 0 | 0 | 6.4935 | 0
12.03. | 7 | 243.6516 |  | 237.1581 | 0 | 0 | 6.4935 | 0
12.03. | 8 | 243.6516 |  | 237.1581 | 0 | 0 | 6.4935 | 0
12.03. | 9 | 243.6516 |  | 237.1581 | 0 | 0 | 6.4935 | 0
12.03. | 10 | 243.6516 |  | 237.1581 | 0 | 0 | 6.4935 | 0
12.03. | 11 | 243.6516 |  | 237.1581 | 0 | 0 | 6.4935 | 0
12.03. | 12 | 243.6516 |  | 237.1581 | 0 | 0 | 6.4935 | 0
12.03. | 13 | 243.6516 |  | 237.1581 | 0 | 0 | 6.4935 | 0
12.03. | 14 | 243.6516 |  | 237.1581 | 0 | 0 | 6.4935 | 0
12.03. | 15 | 243.6516 |  | 237.1581 | 0 | 0 | 6.4935 | 0
12.03. | 16 | 243.6516 |  | 237.1581 | 0 | 0 | 6.4935 | 0
12.03. | 17 | 243.6516 |  | 237.1581 | 0 | 0 | 6.4935 | 0
12.03. | 18 | 243.6516 |  | 237.1581 | 0 | 0 | 6.4935 | 0
12.03. | 19 | 243.6516 |  | 237.1581 | 0 | 0 | 6.4935 | 0
12.03. | 20 | 243.6516 |  | 237.1581 | 0 | 0 | 6.4935 | 0
12.03. | 21 | 243.6516 |  | 237.1581 | 0 | 0 | 6.4935 | 0
12.03. | 22 | 243.6516 |  | 237.1581 | 0 | 0 | 6.4935 | 0
12.03. | 23 | 243.6516 |  | 237.1581 | 0 | 0 | 6.4935 | 0
12.03. | 24 | 243.6516 |  | 237.1581 | 0 | 0 | 6.4935 | 0
13.03. | 1 | 243.6516 |  | 237.1581 | 0 | 0 | 6.4935 | 0
13.03. | 2 | 243.6516 |  | 237.1581 | 0 | 0 | 6.4935 | 0
13.03. | 3 | 243.6516 |  | 237.1581 | 0 | 0 | 6.4935 | 0
13.03. | 4 | 243.6516 |  | 237.1581 | 0 | 0 | 6.4935 | 0
13.03. | 5 | 243.6516 |  | 237.1581 | 0 | 0 | 6.4935 | 0
13.03. | 6 | 243.6516 |  | 237.1581 | 0 | 0 | 6.4935 | 0
13.03. | 7 | 243.6516 |  | 237.1581 | 0 | 0 | 6.4935 | 0
13.03. | 8 | 243.6516 |  | 237.1581 | 0 | 0 | 6.4935 | 0
13.03. | 9 | 243.6516 |  | 237.1581 | 0 | 0 | 6.4935 | 0
13.03. | 10 | 243.6516 |  | 237.1581 | 0 | 0 | 6.4935 | 0
13.03. | 11 | 243.6516 |  | 237.1581 | 0 | 0 | 6.4935 | 0
13.03. | 12 | 243.6516 |  | 237.1581 | 0 | 0 | 6.4935 | 0
13.03. | 13 | 243.6516 |  | 237.1581 | 0 | 0 | 6.4935 | 0
13.03. | 14 | 243.6516 |  | 237.1581 | 0 | 0 | 6.4935 | 0
13.03. | 15 | 243.6516 |  | 237.1581 | 0 | 0 | 6.4935 | 0
13.03. | 16 | 243.6516 |  | 237.1581 | 0 | 0 | 6.4935 | 0
13.03. | 17 | 243.6516 |  | 237.1581 | 0 | 0 | 6.4935 | 0
13.03. | 18 | 243.6516 |  | 237.1581 | 0 | 0 | 6.4935 | 0
13.03. | 19 | 243.6516 |  | 237.1581 | 0 | 0 | 6.4935 | 0
13.03. | 20 | 243.6516 |  | 237.1581 | 0 | 0 | 6.4935 | 0
13.03. | 21 | 243.6516 |  | 237.1581 | 0 | 0 | 6.4935 | 0
13.03. | 22 | 243.6516 |  | 237.1581 | 0 | 0 | 6.4935 | 0
13.03. | 23 | 243.6516 |  | 237.1581 | 0 | 0 | 6.4935 | 0
13.03. | 24 | 243.6516 |  | 237.1581 | 0 | 0 | 6.4935 | 0
14.03. | 1 | 243.6516 |  | 237.1581 | 0 | 0 | 6.4935 | 0
14.03. | 2 | 243.6516 |  | 237.1581 | 0 | 0 | 6.4935 | 0
14.03. | 3 | 243.6516 |  | 237.1581 | 0 | 0 | 6.4935 | 0
14.03. | 4 | 243.6516 |  | 237.1581 | 0 | 0 | 6.4935 | 0
14.03. | 5 | 243.6516 |  | 237.1581 | 0 | 0 | 6.4935 | 0
14.03. | 6 | 243.6516 |  | 237.1581 | 0 | 0 | 6.4935 | 0
14.03. | 7 | 243.6516 |  | 237.1581 | 0 | 0 | 6.4935 | 0
14.03. | 8 | 243.6516 |  | 237.1581 | 0 | 0 | 6.4935 | 0
14.03. | 9 | 243.6516 |  | 237.1581 | 0 | 0 | 6.4935 | 0
14.03. | 10 | 243.6516 |  | 237.1581 | 0 | 0 | 6.4935 | 0
14.03. | 11 | 243.6516 |  | 237.1581 | 0 | 0 | 6.4935 | 0
14.03. | 12 | 243.6516 |  | 237.1581 | 0 | 0 | 6.4935 | 0
14.03. | 13 | 243.6516 |  | 237.1581 | 0 | 0 | 6.4935 | 0
14.03. | 14 | 243.6516 |  | 237.1581 | 0 | 0 | 6.4935 | 0
14.03. | 15 | 243.6516 |  | 237.1581 | 0 | 0 | 6.4935 | 0
14.03. | 16 | 243.6516 |  | 237.1581 | 0 | 0 | 6.4935 | 0
14.03. | 17 | 243.6516 |  | 237.1581 | 0 | 0 | 6.4935 | 0
14.03. | 18 | 243.6516 |  | 237.1581 | 0 | 0 | 6.4935 | 0
14.03. | 19 | 243.6516 |  | 237.1581 | 0 | 0 | 6.4935 | 0
14.03. | 20 | 243.6516 |  | 237.1581 | 0 | 0 | 6.4935 | 0
14.03. | 21 | 243.6516 |  | 237.1581 | 0 | 0 | 6.4935 | 0
14.03. | 22 | 243.6516 |  | 237.1581 | 0 | 0 | 6.4935 | 0
14.03. | 23 | 243.6516 |  | 237.1581 | 0 | 0 | 6.4935 | 0
14.03. | 24 | 243.6516 |  | 237.1581 | 0 | 0 | 6.4935 | 0
15.03. | 1 | 243.6516 |  | 237.1581 | 0 | 0 | 6.4935 | 0
15.03. | 2 | 243.6516 |  | 237.1581 | 0 | 0 | 6.4935 | 0
15.03. | 3 | 243.6516 |  | 237.1581 | 0 | 0 | 6.4935 | 0
15.03. | 4 | 243.6516 |  | 237.1581 | 0 | 0 | 6.4935 | 0
15.03. | 5 | 243.6516 |  | 237.1581 | 0 | 0 | 6.4935 | 0
15.03. | 6 | 243.6516 |  | 237.1581 | 0 | 0 | 6.4935 | 0
15.03. | 7 | 243.6516 |  | 237.1581 | 0 | 0 | 6.4935 | 0
15.03. | 8 | 243.6516 |  | 237.1581 | 0 | 0 | 6.4935 | 0
15.03. | 9 | 243.6516 |  | 237.1581 | 0 | 0 | 6.4935 | 0
15.03. | 10 | 243.6516 |  | 237.1581 | 0 | 0 | 6.4935 | 0
15.03. | 11 | 243.6516 |  | 237.1581 | 0 | 0 | 6.4935 | 0
15.03. | 12 | 243.6516 |  | 237.1581 | 0 | 0 | 6.4935 | 0
15.03. | 13 | 243.6516 |  | 237.1581 | 0 | 0 | 6.4935 | 0
15.03. | 14 | 243.6516 |  | 237.1581 | 0 | 0 | 6.4935 | 0
15.03. | 15 | 243.6516 |  | 237.1581 | 0 | 0 | 6.4935 | 0
15.03. | 16 | 243.6516 |  | 237.1581 | 0 | 0 | 6.4935 | 0
15.03. | 17 | 243.6516 |  | 237.1581 | 0 | 0 | 6.4935 | 0
15.03. | 18 | 243.6516 |  | 237.1581 | 0 | 0 | 6.4935 | 0
15.03. | 19 | 243.6516 |  | 237.1581 | 0 | 0 | 6.4935 | 0
15.03. | 20 | 243.6516 |  | 237.1581 | 0 | 0 | 6.4935 | 0
15.03. | 21 | 243.6516 |  | 237.1581 | 0 | 0 | 6.4935 | 0
15.03. | 22 | 243.6516 |  | 237.1581 | 0 | 0 | 6.4935 | 0
15.03. | 23 | 243.6516 |  | 237.1581 | 0 | 0 | 6.4935 | 0
15.03. | 24 | 243.6516 |  | 237.1581 | 0 | 0 | 6.4935 | 0
16.03. | 1 | 243.6516 |  | 237.1581 | 0 | 0 | 6.4935 | 0
16.03. | 2 | 243.6516 |  | 237.1581 | 0 | 0 | 6.4935 | 0
16.03. | 3 | 243.6516 |  | 237.1581 | 0 | 0 | 6.4935 | 0
16.03. | 4 | 243.6516 |  | 237.1581 | 0 | 0 | 6.4935 | 0
16.03. | 5 | 243.6516 |  | 237.1581 | 0 | 0 | 6.4935 | 0
16.03. | 6 | 243.6516 |  | 237.1581 | 0 | 0 | 6.4935 | 0
16.03. | 7 | 243.6516 |  | 237.1581 | 0 | 0 | 6.4935 | 0
16.03. | 8 | 243.6516 |  | 237.1581 | 0 | 0 | 6.4935 | 0
16.03. | 9 | 243.6516 |  | 237.1581 | 0 | 0 | 6.4935 | 0
16.03. | 10 | 243.6516 |  | 237.1581 | 0 | 0 | 6.4935 | 0
16.03. | 11 | 243.6516 |  | 237.1581 | 0 | 0 | 6.4935 | 0
16.03. | 12 | 243.6516 |  | 237.1581 | 0 | 0 | 6.4935 | 0
16.03. | 13 | 243.6516 |  | 237.1581 | 0 | 0 | 6.4935 | 0
16.03. | 14 | 243.6516 |  | 237.1581 | 0 | 0 | 6.4935 | 0
16.03. | 15 | 243.6516 |  | 237.1581 | 0 | 0 | 6.4935 | 0
16.03. | 16 | 243.6516 |  | 237.1581 | 0 | 0 | 6.4935 | 0
16.03. | 17 | 243.6516 |  | 237.1581 | 0 | 0 | 6.4935 | 0
16.03. | 18 | 243.6516 |  | 237.1581 | 0 | 0 | 6.4935 | 0
16.03. | 19 | 243.6516 |  | 237.1581 | 0 | 0 | 6.4935 | 0
16.03. | 20 | 243.6516 |  | 237.1581 | 0 | 0 | 6.4935 | 0
16.03. | 21 | 243.6516 |  | 237.1581 | 0 | 0 | 6.4935 | 0
16.03. | 22 | 243.6516 |  | 237.1581 | 0 | 0 | 6.4935 | 0
16.03. | 23 | 243.6516 |  | 237.1581 | 0 | 0 | 6.4935 | 0
16.03. | 24 | 243.6516 |  | 237.1581 | 0 | 0 | 6.4935 | 0
17.03. | 1 | 243.6516 |  | 237.1581 | 0 | 0 | 6.4935 | 0
17.03. | 2 | 243.6516 |  | 237.1581 | 0 | 0 | 6.4935 | 0
17.03. | 3 | 243.6516 |  | 237.1581 | 0 | 0 | 6.4935 | 0
17.03. | 4 | 243.6516 |  | 237.1581 | 0 | 0 | 6.4935 | 0
17.03. | 5 | 243.6516 |  | 237.1581 | 0 | 0 | 6.4935 | 0
17.03. | 6 | 243.6516 |  | 237.1581 | 0 | 0 | 6.4935 | 0
17.03. | 7 | 243.6516 |  | 237.1581 | 0 | 0 | 6.4935 | 0
17.03. | 8 | 243.6516 |  | 237.1581 | 0 | 0 | 6.4935 | 0
17.03. | 9 | 243.6516 |  | 237.1581 | 0 | 0 | 6.4935 | 0
17.03. | 10 | 243.6516 |  | 237.1581 | 0 | 0 | 6.4935 | 0
17.03. | 11 | 243.6516 |  | 237.1581 | 0 | 0 | 6.4935 | 0
17.03. | 12 | 243.6516 |  | 237.1581 | 0 | 0 | 6.4935 | 0
17.03. | 13 | 243.6516 |  | 237.1581 | 0 | 0 | 6.4935 | 0
17.03. | 14 | 243.6516 |  | 237.1581 | 0 | 0 | 6.4935 | 0
17.03. | 15 | 243.6516 |  | 237.1581 | 0 | 0 | 6.4935 | 0
17.03. | 16 | 243.6516 |  | 237.1581 | 0 | 0 | 6.4935 | 0
17.03. | 17 | 243.6516 |  | 237.1581 | 0 | 0 | 6.4935 | 0
17.03. | 18 | 243.6516 |  | 237.1581 | 0 | 0 | 6.4935 | 0
17.03. | 19 | 243.6516 |  | 237.1581 | 0 | 0 | 6.4935 | 0
17.03. | 20 | 243.6516 |  | 237.1581 | 0 | 0 | 6.4935 | 0
17.03. | 21 | 243.6516 |  | 237.1581 | 0 | 0 | 6.4935 | 0
17.03. | 22 | 243.6516 |  | 237.1581 | 0 | 0 | 6.4935 | 0
17.03. | 23 | 243.6516 |  | 237.1581 | 0 | 0 | 6.4935 | 0
17.03. | 24 | 243.6516 |  | 237.1581 | 0 | 0 | 6.4935 | 0
18.03. | 1 | 243.6516 |  | 237.1581 | 0 | 0 | 6.4935 | 0
18.03. | 2 | 243.6516 |  | 237.1581 | 0 | 0 | 6.4935 | 0
18.03. | 3 | 243.6516 |  | 237.1581 | 0 | 0 | 6.4935 | 0
18.03. | 4 | 243.6516 |  | 237.1581 | 0 | 0 | 6.4935 | 0
18.03. | 5 | 243.6516 |  | 237.1581 | 0 | 0 | 6.4935 | 0
18.03. | 6 | 243.6516 |  | 237.1581 | 0 | 0 | 6.4935 | 0
18.03. | 7 | 243.6516 |  | 237.1581 | 0 | 0 | 6.4935 | 0
18.03. | 8 | 243.6516 |  | 237.1581 | 0 | 0 | 6.4935 | 0
18.03. | 9 | 243.6516 |  | 237.1581 | 0 | 0 | 6.4935 | 0
18.03. | 10 | 243.6516 |  | 237.1581 | 0 | 0 | 6.4935 | 0
18.03. | 11 | 243.6516 |  | 237.1581 | 0 | 0 | 6.4935 | 0
18.03. | 12 | 243.6516 |  | 237.1581 | 0 | 0 | 6.4935 | 0
18.03. | 13 | 243.6516 |  | 237.1581 | 0 | 0 | 6.4935 | 0
18.03. | 14 | 243.6516 |  | 237.1581 | 0 | 0 | 6.4935 | 0
18.03. | 15 | 243.6516 |  | 237.1581 | 0 | 0 | 6.4935 | 0
18.03. | 16 | 243.6516 |  | 237.1581 | 0 | 0 | 6.4935 | 0
18.03. | 17 | 243.6516 |  | 237.1581 | 0 | 0 | 6.4935 | 0
18.03. | 18 | 243.6516 |  | 237.1581 | 0 | 0 | 6.4935 | 0
18.03. | 19 | 243.6516 |  | 237.1581 | 0 | 0 | 6.4935 | 0
18.03. | 20 | 243.6516 |  | 237.1581 | 0 | 0 | 6.4935 | 0
18.03. | 21 | 243.6516 |  | 237.1581 | 0 | 0 | 6.4935 | 0
18.03. | 22 | 243.6516 |  | 237.1581 | 0 | 0 | 6.4935 | 0
18.03. | 23 | 243.6516 |  | 237.1581 | 0 | 0 | 6.4935 | 0
18.03. | 24 | 243.6516 |  | 237.1581 | 0 | 0 | 6.4935 | 0
19.03. | 1 | 243.6516 |  | 237.1581 | 0 | 0 | 6.4935 | 0
19.03. | 2 | 243.6516 |  | 237.1581 | 0 | 0 | 6.4935 | 0
19.03. | 3 | 243.6516 |  | 237.1581 | 0 | 0 | 6.4935 | 0
19.03. | 4 | 243.6516 |  | 237.1581 | 0 | 0 | 6.4935 | 0
19.03. | 5 | 243.6516 |  | 237.1581 | 0 | 0 | 6.4935 | 0
19.03. | 6 | 243.6516 |  | 237.1581 | 0 | 0 | 6.4935 | 0
19.03. | 7 | 243.6516 |  | 237.1581 | 0 | 0 | 6.4935 | 0
19.03. | 8 | 243.6516 |  | 237.1581 | 0 | 0 | 6.4935 | 0
19.03. | 9 | 243.6516 |  | 237.1581 | 0 | 0 | 6.4935 | 0
19.03. | 10 | 243.6516 |  | 237.1581 | 0 | 0 | 6.4935 | 0
19.03. | 11 | 243.6516 |  | 237.1581 | 0 | 0 | 6.4935 | 0
19.03. | 12 | 243.6516 |  | 237.1581 | 0 | 0 | 6.4935 | 0
19.03. | 13 | 243.6516 |  | 237.1581 | 0 | 0 | 6.4935 | 0
19.03. | 14 | 243.6516 |  | 237.1581 | 0 | 0 | 6.4935 | 0
19.03. | 15 | 243.6516 |  | 237.1581 | 0 | 0 | 6.4935 | 0
19.03. | 16 | 243.6516 |  | 237.1581 | 0 | 0 | 6.4935 | 0
19.03. | 17 | 243.6516 |  | 237.1581 | 0 | 0 | 6.4935 | 0
19.03. | 18 | 243.6516 |  | 237.1581 | 0 | 0 | 6.4935 | 0
19.03. | 19 | 243.6516 |  | 237.1581 | 0 | 0 | 6.4935 | 0
19.03. | 20 | 243.6516 |  | 237.1581 | 0 | 0 | 6.4935 | 0
19.03. | 21 | 243.6516 |  | 237.1581 | 0 | 0 | 6.4935 | 0
19.03. | 22 | 243.6516 |  | 237.1581 | 0 | 0 | 6.4935 | 0
19.03. | 23 | 243.6516 |  | 237.1581 | 0 | 0 | 6.4935 | 0
19.03. | 24 | 243.6516 |  | 237.1581 | 0 | 0 | 6.4935 | 0
20.03. | 1 | 243.6516 |  | 237.1581 | 0 | 0 | 6.4935 | 0
20.03. | 2 | 243.6516 |  | 237.1581 | 0 | 0 | 6.4935 | 0
20.03. | 3 | 243.6516 |  | 237.1581 | 0 | 0 | 6.4935 | 0
20.03. | 4 | 243.6516 |  | 237.1581 | 0 | 0 | 6.4935 | 0
20.03. | 5 | 243.6516 |  | 237.1581 | 0 | 0 | 6.4935 | 0
20.03. | 6 | 243.6516 |  | 237.1581 | 0 | 0 | 6.4935 | 0
20.03. | 7 | 243.6516 |  | 237.1581 | 0 | 0 | 6.4935 | 0
20.03. | 8 | 243.6516 |  | 237.1581 | 0 | 0 | 6.4935 | 0
20.03. | 9 | 243.6516 |  | 237.1581 | 0 | 0 | 6.4935 | 0
20.03. | 10 | 243.6516 |  | 237.1581 | 0 | 0 | 6.4935 | 0
20.03. | 11 | 243.6516 |  | 237.1581 | 0 | 0 | 6.4935 | 0
20.03. | 12 | 243.6516 |  | 237.1581 | 0 | 0 | 6.4935 | 0
20.03. | 13 | 243.6516 |  | 237.1581 | 0 | 0 | 6.4935 | 0
20.03. | 14 | 243.6516 |  | 237.1581 | 0 | 0 | 6.4935 | 0
20.03. | 15 | 243.6516 |  | 237.1581 | 0 | 0 | 6.4935 | 0
20.03. | 16 | 243.6516 |  | 237.1581 | 0 | 0 | 6.4935 | 0
20.03. | 17 | 243.6516 |  | 237.1581 | 0 | 0 | 6.4935 | 0
20.03. | 18 | 243.6516 |  | 237.1581 | 0 | 0 | 6.4935 | 0
20.03. | 19 | 243.6516 |  | 237.1581 | 0 | 0 | 6.4935 | 0
20.03. | 20 | 243.6516 |  | 237.1581 | 0 | 0 | 6.4935 | 0
20.03. | 21 | 243.6516 |  | 237.1581 | 0 | 0 | 6.4935 | 0
20.03. | 22 | 243.6516 |  | 237.1581 | 0 | 0 | 6.4935 | 0
20.03. | 23 | 243.6516 |  | 237.1581 | 0 | 0 | 6.4935 | 0
20.03. | 24 | 243.6516 |  | 237.1581 | 0 | 0 | 6.4935 | 0
21.03. | 1 | 243.6516 |  | 237.1581 | 0 | 0 | 6.4935 | 0
21.03. | 2 | 243.6516 |  | 237.1581 | 0 | 0 | 6.4935 | 0
21.03. | 3 | 243.6516 |  | 237.1581 | 0 | 0 | 6.4935 | 0
21.03. | 4 | 243.6516 |  | 237.1581 | 0 | 0 | 6.4935 | 0
21.03. | 5 | 243.6516 |  | 237.1581 | 0 | 0 | 6.4935 | 0
21.03. | 6 | 243.6516 |  | 237.1581 | 0 | 0 | 6.4935 | 0
21.03. | 7 | 243.6516 |  | 237.1581 | 0 | 0 | 6.4935 | 0
21.03. | 8 | 243.6516 |  | 237.1581 | 0 | 0 | 6.4935 | 0
21.03. | 9 | 243.6516 |  | 237.1581 | 0 | 0 | 6.4935 | 0
21.03. | 10 | 243.6516 |  | 237.1581 | 0 | 0 | 6.4935 | 0
21.03. | 11 | 243.6516 |  | 237.1581 | 0 | 0 | 6.4935 | 0
21.03. | 12 | 243.6516 |  | 237.1581 | 0 | 0 | 6.4935 | 0
21.03. | 13 | 243.6516 |  | 237.1581 | 0 | 0 | 6.4935 | 0
21.03. | 14 | 243.6516 |  | 237.1581 | 0 | 0 | 6.4935 | 0
21.03. | 15 | 243.6516 |  | 237.1581 | 0 | 0 | 6.4935 | 0
21.03. | 16 | 243.6516 |  | 237.1581 | 0 | 0 | 6.4935 | 0
21.03. | 17 | 243.6516 |  | 237.1581 | 0 | 0 | 6.4935 | 0
21.03. | 18 | 243.6516 |  | 237.1581 | 0 | 0 | 6.4935 | 0
21.03. | 19 | 243.6516 |  | 237.1581 | 0 | 0 | 6.4935 | 0
21.03. | 20 | 243.6516 |  | 237.1581 | 0 | 0 | 6.4935 | 0
21.03. | 21 | 243.6516 |  | 237.1581 | 0 | 0 | 6.4935 | 0
21.03. | 22 | 243.6516 |  | 237.1581 | 0 | 0 | 6.4935 | 0
21.03. | 23 | 243.6516 |  | 237.1581 | 0 | 0 | 6.4935 | 0
21.03. | 24 | 243.6516 |  | 237.1581 | 0 | 0 | 6.4935 | 0
22.03. | 1 | 243.6516 |  | 237.1581 | 0 | 0 | 6.4935 | 0
22.03. | 2 | 243.6516 |  | 237.1581 | 0 | 0 | 6.4935 | 0
22.03. | 3 | 243.6516 |  | 237.1581 | 0 | 0 | 6.4935 | 0
22.03. | 4 | 243.6516 |  | 237.1581 | 0 | 0 | 6.4935 | 0
22.03. | 5 | 243.6516 |  | 237.1581 | 0 | 0 | 6.4935 | 0
22.03. | 6 | 243.6516 |  | 237.1581 | 0 | 0 | 6.4935 | 0
22.03. | 7 | 243.6516 |  | 237.1581 | 0 | 0 | 6.4935 | 0
22.03. | 8 | 243.6516 |  | 237.1581 | 0 | 0 | 6.4935 | 0
22.03. | 9 | 243.6516 |  | 237.1581 | 0 | 0 | 6.4935 | 0
22.03. | 10 | 243.6516 |  | 237.1581 | 0 | 0 | 6.4935 | 0
22.03. | 11 | 243.6516 |  | 237.1581 | 0 | 0 | 6.4935 | 0
22.03. | 12 | 243.6516 |  | 237.1581 | 0 | 0 | 6.4935 | 0
22.03. | 13 | 243.6516 |  | 237.1581 | 0 | 0 | 6.4935 | 0
22.03. | 14 | 243.6516 |  | 237.1581 | 0 | 0 | 6.4935 | 0
22.03. | 15 | 243.6516 |  | 237.1581 | 0 | 0 | 6.4935 | 0
22.03. | 16 | 243.6516 |  | 237.1581 | 0 | 0 | 6.4935 | 0
22.03. | 17 | 243.6516 |  | 237.1581 | 0 | 0 | 6.4935 | 0
22.03. | 18 | 243.6516 |  | 237.1581 | 0 | 0 | 6.4935 | 0
22.03. | 19 | 243.6516 |  | 237.1581 | 0 | 0 | 6.4935 | 0
22.03. | 20 | 243.6516 |  | 237.1581 | 0 | 0 | 6.4935 | 0
22.03. | 21 | 243.6516 |  | 237.1581 | 0 | 0 | 6.4935 | 0
22.03. | 22 | 243.6516 |  | 237.1581 | 0 | 0 | 6.4935 | 0
22.03. | 23 | 243.6516 |  | 237.1581 | 0 | 0 | 6.4935 | 0
22.03. | 24 | 243.6516 |  | 237.1581 | 0 | 0 | 6.4935 | 0
23.03. | 1 | 243.6516 |  | 237.1581 | 0 | 0 | 6.4935 | 0
23.03. | 2 | 243.6516 |  | 237.1581 | 0 | 0 | 6.4935 | 0
23.03. | 3 | 243.6516 |  | 237.1581 | 0 | 0 | 6.4935 | 0
23.03. | 4 | 243.6516 |  | 237.1581 | 0 | 0 | 6.4935 | 0
23.03. | 5 | 243.6516 |  | 237.1581 | 0 | 0 | 6.4935 | 0
23.03. | 6 | 243.6516 |  | 237.1581 | 0 | 0 | 6.4935 | 0
23.03. | 7 | 243.6516 |  | 237.1581 | 0 | 0 | 6.4935 | 0
23.03. | 8 | 243.6516 |  | 237.1581 | 0 | 0 | 6.4935 | 0
23.03. | 9 | 243.6516 |  | 237.1581 | 0 | 0 | 6.4935 | 0
23.03. | 10 | 243.6516 |  | 237.1581 | 0 | 0 | 6.4935 | 0
23.03. | 11 | 243.6516 |  | 237.1581 | 0 | 0 | 6.4935 | 0
23.03. | 12 | 243.6516 |  | 237.1581 | 0 | 0 | 6.4935 | 0
23.03. | 13 | 243.6516 |  | 237.1581 | 0 | 0 | 6.4935 | 0
23.03. | 14 | 243.6516 |  | 237.1581 | 0 | 0 | 6.4935 | 0
23.03. | 15 | 243.6516 |  | 237.1581 | 0 | 0 | 6.4935 | 0
23.03. | 16 | 243.6516 |  | 237.1581 | 0 | 0 | 6.4935 | 0
23.03. | 17 | 243.6516 |  | 237.1581 | 0 | 0 | 6.4935 | 0
23.03. | 18 | 243.6516 |  | 237.1581 | 0 | 0 | 6.4935 | 0
23.03. | 19 | 243.6516 |  | 237.1581 | 0 | 0 | 6.4935 | 0
23.03. | 20 | 243.6516 |  | 237.1581 | 0 | 0 | 6.4935 | 0
23.03. | 21 | 243.6516 |  | 237.1581 | 0 | 0 | 6.4935 | 0
23.03. | 22 | 243.6516 |  | 237.1581 | 0 | 0 | 6.4935 | 0
23.03. | 23 | 243.6516 |  | 237.1581 | 0 | 0 | 6.4935 | 0
23.03. | 24 | 243.6516 |  | 237.1581 | 0 | 0 | 6.4935 | 0
24.03. | 1 | 243.6516 |  | 237.1581 | 0 | 0 | 6.4935 | 0
24.03. | 2 | 243.6516 |  | 237.1581 | 0 | 0 | 6.4935 | 0
24.03. | 3 | 243.6516 |  | 237.1581 | 0 | 0 | 6.4935 | 0
24.03. | 4 | 243.6516 |  | 237.1581 | 0 | 0 | 6.4935 | 0
24.03. | 5 | 243.6516 |  | 237.1581 | 0 | 0 | 6.4935 | 0
24.03. | 6 | 243.6516 |  | 237.1581 | 0 | 0 | 6.4935 | 0
24.03. | 7 | 243.6516 |  | 237.1581 | 0 | 0 | 6.4935 | 0
24.03. | 8 | 243.6516 |  | 237.1581 | 0 | 0 | 6.4935 | 0
24.03. | 9 | 243.6516 |  | 237.1581 | 0 | 0 | 6.4935 | 0
24.03. | 10 | 243.6516 |  | 237.1581 | 0 | 0 | 6.4935 | 0
24.03. | 11 | 243.6516 |  | 237.1581 | 0 | 0 | 6.4935 | 0
24.03. | 12 | 243.6516 |  | 237.1581 | 0 | 0 | 6.4935 | 0
24.03. | 13 | 243.6516 |  | 237.1581 | 0 | 0 | 6.4935 | 0
24.03. | 14 | 243.6516 |  | 237.1581 | 0 | 0 | 6.4935 | 0
24.03. | 15 | 243.6516 |  | 237.1581 | 0 | 0 | 6.4935 | 0
24.03. | 16 | 243.6516 |  | 237.1581 | 0 | 0 | 6.4935 | 0
24.03. | 17 | 243.6516 |  | 237.1581 | 0 | 0 | 6.4935 | 0
24.03. | 18 | 243.6516 |  | 237.1581 | 0 | 0 | 6.4935 | 0
24.03. | 19 | 243.6516 |  | 237.1581 | 0 | 0 | 6.4935 | 0
24.03. | 20 | 243.6516 |  | 237.1581 | 0 | 0 | 6.4935 | 0
24.03. | 21 | 243.6516 |  | 237.1581 | 0 | 0 | 6.4935 | 0
24.03. | 22 | 243.6516 |  | 237.1581 | 0 | 0 | 6.4935 | 0
24.03. | 23 | 243.6516 |  | 237.1581 | 0 | 0 | 6.4935 | 0
24.03. | 24 | 243.6516 |  | 237.1581 | 0 | 0 | 6.4935 | 0
25.03. | 1 | 243.6516 |  | 237.1581 | 0 | 0 | 6.4935 | 0
25.03. | 2 | 243.6516 |  | 237.1581 | 0 | 0 | 6.4935 | 0
25.03. | 3 | 243.6516 |  | 237.1581 | 0 | 0 | 6.4935 | 0
25.03. | 4 | 243.6516 |  | 237.1581 | 0 | 0 | 6.4935 | 0
25.03. | 5 | 243.6516 |  | 237.1581 | 0 | 0 | 6.4935 | 0
25.03. | 6 | 243.6516 |  | 237.1581 | 0 | 0 | 6.4935 | 0
25.03. | 7 | 243.6516 |  | 237.1581 | 0 | 0 | 6.4935 | 0
25.03. | 8 | 243.6516 |  | 237.1581 | 0 | 0 | 6.4935 | 0
25.03. | 9 | 243.6516 |  | 237.1581 | 0 | 0 | 6.4935 | 0
25.03. | 10 | 243.6516 |  | 237.1581 | 0 | 0 | 6.4935 | 0
25.03. | 11 | 243.6516 |  | 237.1581 | 0 | 0 | 6.4935 | 0
25.03. | 12 | 243.6516 |  | 237.1581 | 0 | 0 | 6.4935 | 0
25.03. | 13 | 243.6516 |  | 237.1581 | 0 | 0 | 6.4935 | 0
25.03. | 14 | 243.6516 |  | 237.1581 | 0 | 0 | 6.4935 | 0
25.03. | 15 | 243.6516 |  | 237.1581 | 0 | 0 | 6.4935 | 0
25.03. | 16 | 243.6516 |  | 237.1581 | 0 | 0 | 6.4935 | 0
25.03. | 17 | 243.6516 |  | 237.1581 | 0 | 0 | 6.4935 | 0
25.03. | 18 | 243.6516 |  | 237.1581 | 0 | 0 | 6.4935 | 0
25.03. | 19 | 243.6516 |  | 237.1581 | 0 | 0 | 6.4935 | 0
25.03. | 20 | 243.6516 |  | 237.1581 | 0 | 0 | 6.4935 | 0
25.03. | 21 | 243.6516 |  | 237.1581 | 0 | 0 | 6.4935 | 0
25.03. | 22 | 243.6516 |  | 237.1581 | 0 | 0 | 6.4935 | 0
25.03. | 23 | 243.6516 |  | 237.1581 | 0 | 0 | 6.4935 | 0
25.03. | 24 | 243.6516 |  | 237.1581 | 0 | 0 | 6.4935 | 0
26.03. | 1 | 243.6516 |  | 237.1581 | 0 | 0 | 6.4935 | 0
26.03. | 2 | 243.6516 |  | 237.1581 | 0 | 0 | 6.4935 | 0
26.03. | 3 | 243.6516 |  | 237.1581 | 0 | 0 | 6.4935 | 0
26.03. | 4 | 243.6516 |  | 237.1581 | 0 | 0 | 6.4935 | 0
26.03. | 5 | 243.6516 |  | 237.1581 | 0 | 0 | 6.4935 | 0
26.03. | 6 | 243.6516 |  | 237.1581 | 0 | 0 | 6.4935 | 0
26.03. | 7 | 243.6516 |  | 237.1581 | 0 | 0 | 6.4935 | 0
26.03. | 8 | 243.6516 |  | 237.1581 | 0 | 0 | 6.4935 | 0
26.03. | 9 | 243.6516 |  | 237.1581 | 0 | 0 | 6.4935 | 0
26.03. | 10 | 243.6516 |  | 237.1581 | 0 | 0 | 6.4935 | 0
26.03. | 11 | 243.6516 |  | 237.1581 | 0 | 0 | 6.4935 | 0
26.03. | 12 | 243.6516 |  | 237.1581 | 0 | 0 | 6.4935 | 0
26.03. | 13 | 243.6516 |  | 237.1581 | 0 | 0 | 6.4935 | 0
26.03. | 14 | 243.6516 |  | 237.1581 | 0 | 0 | 6.4935 | 0
26.03. | 15 | 243.6516 |  | 237.1581 | 0 | 0 | 6.4935 | 0
26.03. | 16 | 243.6516 |  | 237.1581 | 0 | 0 | 6.4935 | 0
26.03. | 17 | 243.6516 |  | 237.1581 | 0 | 0 | 6.4935 | 0
26.03. | 18 | 243.6516 |  | 237.1581 | 0 | 0 | 6.4935 | 0
26.03. | 19 | 243.6516 |  | 237.1581 | 0 | 0 | 6.4935 | 0
26.03. | 20 | 243.6516 |  | 237.1581 | 0 | 0 | 6.4935 | 0
26.03. | 21 | 243.6516 |  | 237.1581 | 0 | 0 | 6.4935 | 0
26.03. | 22 | 243.6516 |  | 237.1581 | 0 | 0 | 6.4935 | 0
26.03. | 23 | 243.6516 |  | 237.1581 | 0 | 0 | 6.4935 | 0
26.03. | 24 | 243.6516 |  | 237.1581 | 0 | 0 | 6.4935 | 0
27.03. | 1 | 243.6516 |  | 237.1581 | 0 | 0 | 6.4935 | 0
27.03. | 2 | 243.6516 |  | 237.1581 | 0 | 0 | 6.4935 | 0
27.03. | 3 | 243.6516 |  | 237.1581 | 0 | 0 | 6.4935 | 0
27.03. | 4 | 243.6516 |  | 237.1581 | 0 | 0 | 6.4935 | 0
27.03. | 5 | 243.6516 |  | 237.1581 | 0 | 0 | 6.4935 | 0
27.03. | 6 | 243.6516 |  | 237.1581 | 0 | 0 | 6.4935 | 0
27.03. | 7 | 243.6516 |  | 237.1581 | 0 | 0 | 6.4935 | 0
27.03. | 8 | 243.6516 |  | 237.1581 | 0 | 0 | 6.4935 | 0
27.03. | 9 | 243.6516 |  | 237.1581 | 0 | 0 | 6.4935 | 0
27.03. | 10 | 243.6516 |  | 237.1581 | 0 | 0 | 6.4935 | 0
27.03. | 11 | 243.6516 |  | 237.1581 | 0 | 0 | 6.4935 | 0
27.03. | 12 | 243.6516 |  | 237.1581 | 0 | 0 | 6.4935 | 0
27.03. | 13 | 243.6516 |  | 237.1581 | 0 | 0 | 6.4935 | 0
27.03. | 14 | 243.6516 |  | 237.1581 | 0 | 0 | 6.4935 | 0
27.03. | 15 | 243.6516 |  | 237.1581 | 0 | 0 | 6.4935 | 0
27.03. | 16 | 243.6516 |  | 237.1581 | 0 | 0 | 6.4935 | 0
27.03. | 17 | 243.6516 |  | 237.1581 | 0 | 0 | 6.4935 | 0
27.03. | 18 | 243.6516 |  | 237.1581 | 0 | 0 | 6.4935 | 0
27.03. | 19 | 243.6516 |  | 237.1581 | 0 | 0 | 6.4935 | 0
27.03. | 20 | 243.6516 |  | 237.1581 | 0 | 0 | 6.4935 | 0
27.03. | 21 | 243.6516 |  | 237.1581 | 0 | 0 | 6.4935 | 0
27.03. | 22 | 243.6516 |  | 237.1581 | 0 | 0 | 6.4935 | 0
27.03. | 23 | 243.6516 |  | 237.1581 | 0 | 0 | 6.4935 | 0
27.03. | 24 | 243.6516 |  | 237.1581 | 0 | 0 | 6.4935 | 0
28.03. | 1 | 243.6516 |  | 237.1581 | 0 | 0 | 6.4935 | 0
28.03. | 2 | 243.6516 |  | 237.1581 | 0 | 0 | 6.4935 | 0
28.03. | 3 | 243.6516 |  | 237.1581 | 0 | 0 | 6.4935 | 0
28.03. | 4 | 243.6516 |  | 237.1581 | 0 | 0 | 6.4935 | 0
28.03. | 5 | 243.6516 |  | 237.1581 | 0 | 0 | 6.4935 | 0
28.03. | 6 | 243.6516 |  | 237.1581 | 0 | 0 | 6.4935 | 0
28.03. | 7 | 243.6516 |  | 237.1581 | 0 | 0 | 6.4935 | 0
28.03. | 8 | 243.6516 |  | 237.1581 | 0 | 0 | 6.4935 | 0
28.03. | 9 | 243.6516 |  | 237.1581 | 0 | 0 | 6.4935 | 0
28.03. | 10 | 243.6516 |  | 237.1581 | 0 | 0 | 6.4935 | 0
28.03. | 11 | 243.6516 |  | 237.1581 | 0 | 0 | 6.4935 | 0
28.03. | 12 | 243.6516 |  | 237.1581 | 0 | 0 | 6.4935 | 0
28.03. | 13 | 243.6516 |  | 237.1581 | 0 | 0 | 6.4935 | 0
28.03. | 14 | 243.6516 |  | 237.1581 | 0 | 0 | 6.4935 | 0
28.03. | 15 | 243.6516 |  | 237.1581 | 0 | 0 | 6.4935 | 0
28.03. | 16 | 243.6516 |  | 237.1581 | 0 | 0 | 6.4935 | 0
28.03. | 17 | 243.6516 |  | 237.1581 | 0 | 0 | 6.4935 | 0
28.03. | 18 | 243.6516 |  | 237.1581 | 0 | 0 | 6.4935 | 0
28.03. | 19 | 243.6516 |  | 237.1581 | 0 | 0 | 6.4935 | 0
28.03. | 20 | 243.6516 |  | 237.1581 | 0 | 0 | 6.4935 | 0
28.03. | 21 | 243.6516 |  | 237.1581 | 0 | 0 | 6.4935 | 0
28.03. | 22 | 243.6516 |  | 237.1581 | 0 | 0 | 6.4935 | 0
28.03. | 23 | 243.6516 |  | 237.1581 | 0 | 0 | 6.4935 | 0
28.03. | 24 | 243.6516 |  | 237.1581 | 0 | 0 | 6.4935 | 0
29.03. | 1 | 243.6516 |  | 237.1581 | 0 | 0 | 6.4935 | 0
29.03. | 2 | 243.6516 |  | 237.1581 | 0 | 0 | 6.4935 | 0
29.03. | 3 | 243.6516 |  | 237.1581 | 0 | 0 | 6.4935 | 0
29.03. | 4 | 243.6516 |  | 237.1581 | 0 | 0 | 6.4935 | 0
29.03. | 5 | 243.6516 |  | 237.1581 | 0 | 0 | 6.4935 | 0
29.03. | 6 | 243.6516 |  | 237.1581 | 0 | 0 | 6.4935 | 0
29.03. | 7 | 243.6516 |  | 237.1581 | 0 | 0 | 6.4935 | 0
29.03. | 8 | 243.6516 |  | 237.1581 | 0 | 0 | 6.4935 | 0
29.03. | 9 | 243.6516 |  | 237.1581 | 0 | 0 | 6.4935 | 0
29.03. | 10 | 243.6516 |  | 237.1581 | 0 | 0 | 6.4935 | 0
29.03. | 11 | 243.6516 |  | 237.1581 | 0 | 0 | 6.4935 | 0
29.03. | 12 | 243.6516 |  | 237.1581 | 0 | 0 | 6.4935 | 0
29.03. | 13 | 243.6516 |  | 237.1581 | 0 | 0 | 6.4935 | 0
29.03. | 14 | 243.6516 |  | 237.1581 | 0 | 0 | 6.4935 | 0
29.03. | 15 | 243.6516 |  | 237.1581 | 0 | 0 | 6.4935 | 0
29.03. | 16 | 243.6516 |  | 237.1581 | 0 | 0 | 6.4935 | 0
29.03. | 17 | 243.6516 |  | 237.1581 | 0 | 0 | 6.4935 | 0
29.03. | 18 | 243.6516 |  | 237.1581 | 0 | 0 | 6.4935 | 0
29.03. | 19 | 243.6516 |  | 237.1581 | 0 | 0 | 6.4935 | 0
29.03. | 20 | 243.6516 |  | 237.1581 | 0 | 0 | 6.4935 | 0
29.03. | 21 | 243.6516 |  | 237.1581 | 0 | 0 | 6.4935 | 0
29.03. | 22 | 243.6516 |  | 237.1581 | 0 | 0 | 6.4935 | 0
29.03. | 23 | 243.6516 |  | 237.1581 | 0 | 0 | 6.4935 | 0
29.03. | 24 | 243.6516 |  | 237.1581 | 0 | 0 | 6.4935 | 0
30.03. | 1 | 243.6516 |  | 237.1581 | 0 | 0 | 6.4935 | 0
30.03. | 2 | 243.6516 |  | 237.1581 | 0 | 0 | 6.4935 | 0
30.03. | 3 | 243.6516 |  | 237.1581 | 0 | 0 | 6.4935 | 0
30.03. | 4 | 243.6516 |  | 237.1581 | 0 | 0 | 6.4935 | 0
30.03. | 5 | 243.6516 |  | 237.1581 | 0 | 0 | 6.4935 | 0
30.03. | 6 | 243.6516 |  | 237.1581 | 0 | 0 | 6.4935 | 0
30.03. | 7 | 243.6516 |  | 237.1581 | 0 | 0 | 6.4935 | 0
30.03. | 8 | 243.6516 |  | 237.1581 | 0 | 0 | 6.4935 | 0
30.03. | 9 | 243.6516 |  | 237.1581 | 0 | 0 | 6.4935 | 0
30.03. | 10 | 243.6516 |  | 237.1581 | 0 | 0 | 6.4935 | 0
30.03. | 11 | 243.6516 |  | 237.1581 | 0 | 0 | 6.4935 | 0
30.03. | 12 | 243.6516 |  | 237.1581 | 0 | 0 | 6.4935 | 0
30.03. | 13 | 243.6516 |  | 237.1581 | 0 | 0 | 6.4935 | 0
30.03. | 14 | 243.6516 |  | 237.1581 | 0 | 0 | 6.4935 | 0
30.03. | 15 | 243.6516 |  | 237.1581 | 0 | 0 | 6.4935 | 0
30.03. | 16 | 243.6516 |  | 237.1581 | 0 | 0 | 6.4935 | 0
30.03. | 17 | 243.6516 |  | 237.1581 | 0 | 0 | 6.4935 | 0
30.03. | 18 | 243.6516 |  | 237.1581 | 0 | 0 | 6.4935 | 0
30.03. | 19 | 243.6516 |  | 237.1581 | 0 | 0 | 6.4935 | 0
30.03. | 20 | 243.6516 |  | 237.1581 | 0 | 0 | 6.4935 | 0
30.03. | 21 | 243.6516 |  | 237.1581 | 0 | 0 | 6.4935 | 0
30.03. | 22 | 243.6516 |  | 237.1581 | 0 | 0 | 6.4935 | 0
30.03. | 23 | 243.6516 |  | 237.1581 | 0 | 0 | 6.4935 | 0
30.03. | 24 | 243.6516 |  | 237.1581 | 0 | 0 | 6.4935 | 0
31.03. | 1 | 243.6516 |  | 237.1581 | 0 | 0 | 6.4935 | 0
31.03. | 2 | 243.6516 |  | 237.1581 | 0 | 0 | 6.4935 | 0
31.03. | 3 | 243.6516 |  | 237.1581 | 0 | 0 | 6.4935 | 0
31.03. | 4 | 243.6516 |  | 237.1581 | 0 | 0 | 6.4935 | 0
31.03. | 5 | 243.6516 |  | 237.1581 | 0 | 0 | 6.4935 | 0
31.03. | 6 | 243.6516 |  | 237.1581 | 0 | 0 | 6.4935 | 0
31.03. | 7 | 243.6516 |  | 237.1581 | 0 | 0 | 6.4935 | 0
31.03. | 8 | 243.6516 |  | 237.1581 | 0 | 0 | 6.4935 | 0
31.03. | 9 | 243.6516 |  | 237.1581 | 0 | 0 | 6.4935 | 0
31.03. | 10 | 243.6516 |  | 237.1581 | 0 | 0 | 6.4935 | 0
31.03. | 11 | 243.6516 |  | 237.1581 | 0 | 0 | 6.4935 | 0
31.03. | 12 | 243.6516 |  | 237.1581 | 0 | 0 | 6.4935 | 0
31.03. | 13 | 243.6516 |  | 237.1581 | 0 | 0 | 6.4935 | 0
31.03. | 14 | 243.6516 |  | 237.1581 | 0 | 0 | 6.4935 | 0
31.03. | 15 | 243.6516 |  | 237.1581 | 0 | 0 | 6.4935 | 0
31.03. | 16 | 243.6516 |  | 237.1581 | 0 | 0 | 6.4935 | 0
31.03. | 17 | 243.6516 |  | 237.1581 | 0 | 0 | 6.4935 | 0
31.03. | 18 | 243.6516 |  | 237.1581 | 0 | 0 | 6.4935 | 0
31.03. | 19 | 243.6516 |  | 237.1581 | 0 | 0 | 6.4935 | 0
31.03. | 20 | 243.6516 |  | 237.1581 | 0 | 0 | 6.4935 | 0
31.03. | 21 | 243.6516 |  | 237.1581 | 0 | 0 | 6.4935 | 0
31.03. | 22 | 243.6516 |  | 237.1581 | 0 | 0 | 6.4935 | 0
31.03. | 23 | 243.6516 |  | 237.1581 | 0 | 0 | 6.4935 | 0
31.03. | 24 | 243.6516 |  | 237.1581 | 0 | 0 | 6.4935 | 0
01.04. | 1 | 243.6516 |  | 237.1581 | 0 | 0 | 6.4935 | 0
01.04. | 2 | 243.6516 |  | 237.1581 | 0 | 0 | 6.4935 | 0
01.04. | 3 | 243.6516 |  | 237.1581 | 0 | 0 | 6.4935 | 0
01.04. | 4 | 243.6516 |  | 237.1581 | 0 | 0 | 6.4935 | 0
01.04. | 5 | 243.6516 |  | 237.1581 | 0 | 0 | 6.4935 | 0
01.04. | 6 | 243.6516 |  | 237.1581 | 0 | 0 | 6.4935 | 0
01.04. | 7 | 243.6516 |  | 237.1581 | 0 | 0 | 6.4935 | 0
01.04. | 8 | 243.6516 |  | 237.1581 | 0 | 0 | 6.4935 | 0
01.04. | 9 | 243.6516 |  | 237.1581 | 0 | 0 | 6.4935 | 0
01.04. | 10 | 243.6516 |  | 237.1581 | 0 | 0 | 6.4935 | 0
01.04. | 11 | 243.6516 |  | 237.1581 | 0 | 0 | 6.4935 | 0
01.04. | 12 | 243.6516 |  | 237.1581 | 0 | 0 | 6.4935 | 0
01.04. | 13 | 243.6516 |  | 237.1581 | 0 | 0 | 6.4935 | 0
01.04. | 14 | 243.6516 |  | 237.1581 | 0 | 0 | 6.4935 | 0
01.04. | 15 | 243.6516 |  | 237.1581 | 0 | 0 | 6.4935 | 0
01.04. | 16 | 243.6516 |  | 237.1581 | 0 | 0 | 6.4935 | 0
01.04. | 17 | 243.6516 |  | 237.1581 | 0 | 0 | 6.4935 | 0
01.04. | 18 | 243.6516 |  | 237.1581 | 0 | 0 | 6.4935 | 0
01.04. | 19 | 243.6516 |  | 237.1581 | 0 | 0 | 6.4935 | 0
01.04. | 20 | 243.6516 |  | 237.1581 | 0 | 0 | 6.4935 | 0
01.04. | 21 | 243.6516 |  | 237.1581 | 0 | 0 | 6.4935 | 0
01.04. | 22 | 243.6516 |  | 237.1581 | 0 | 0 | 6.4935 | 0
01.04. | 23 | 243.6516 |  | 237.1581 | 0 | 0 | 6.4935 | 0
01.04. | 24 | 243.6516 |  | 237.1581 | 0 | 0 | 6.4935 | 0
02.04. | 1 | 243.6516 |  | 237.1581 | 0 | 0 | 6.4935 | 0
02.04. | 2 | 243.6516 |  | 237.1581 | 0 | 0 | 6.4935 | 0
02.04. | 3 | 243.6516 |  | 237.1581 | 0 | 0 | 6.4935 | 0
02.04. | 4 | 243.6516 |  | 237.1581 | 0 | 0 | 6.4935 | 0
02.04. | 5 | 243.6516 |  | 237.1581 | 0 | 0 | 6.4935 | 0
02.04. | 6 | 243.6516 |  | 237.1581 | 0 | 0 | 6.4935 | 0
02.04. | 7 | 243.6516 |  | 237.1581 | 0 | 0 | 6.4935 | 0
02.04. | 8 | 243.6516 |  | 237.1581 | 0 | 0 | 6.4935 | 0
02.04. | 9 | 243.6516 |  | 237.1581 | 0 | 0 | 6.4935 | 0
02.04. | 10 | 243.6516 |  | 237.1581 | 0 | 0 | 6.4935 | 0
02.04. | 11 | 243.6516 |  | 237.1581 | 0 | 0 | 6.4935 | 0
02.04. | 12 | 243.6516 |  | 237.1581 | 0 | 0 | 6.4935 | 0
02.04. | 13 | 243.6516 |  | 237.1581 | 0 | 0 | 6.4935 | 0
02.04. | 14 | 243.6516 |  | 237.1581 | 0 | 0 | 6.4935 | 0
02.04. | 15 | 243.6516 |  | 237.1581 | 0 | 0 | 6.4935 | 0
02.04. | 16 | 243.6516 |  | 237.1581 | 0 | 0 | 6.4935 | 0
02.04. | 17 | 243.6516 |  | 237.1581 | 0 | 0 | 6.4935 | 0
02.04. | 18 | 243.6516 |  | 237.1581 | 0 | 0 | 6.4935 | 0
02.04. | 19 | 243.6516 |  | 237.1581 | 0 | 0 | 6.4935 | 0
02.04. | 20 | 243.6516 |  | 237.1581 | 0 | 0 | 6.4935 | 0
02.04. | 21 | 243.6516 |  | 237.1581 | 0 | 0 | 6.4935 | 0
02.04. | 22 | 243.6516 |  | 237.1581 | 0 | 0 | 6.4935 | 0
02.04. | 23 | 243.6516 |  | 237.1581 | 0 | 0 | 6.4935 | 0
02.04. | 24 | 243.6516 |  | 237.1581 | 0 | 0 | 6.4935 | 0
03.04. | 1 | 243.6516 |  | 237.1581 | 0 | 0 | 6.4935 | 0
03.04. | 2 | 243.6516 |  | 237.1581 | 0 | 0 | 6.4935 | 0
03.04. | 3 | 243.6516 |  | 237.1581 | 0 | 0 | 6.4935 | 0
03.04. | 4 | 243.6516 |  | 237.1581 | 0 | 0 | 6.4935 | 0
03.04. | 5 | 243.6516 |  | 237.1581 | 0 | 0 | 6.4935 | 0
03.04. | 6 | 243.6516 |  | 237.1581 | 0 | 0 | 6.4935 | 0
03.04. | 7 | 243.6516 |  | 237.1581 | 0 | 0 | 6.4935 | 0
03.04. | 8 | 243.6516 |  | 237.1581 | 0 | 0 | 6.4935 | 0
03.04. | 9 | 243.6516 |  | 237.1581 | 0 | 0 | 6.4935 | 0
03.04. | 10 | 243.6516 |  | 237.1581 | 0 | 0 | 6.4935 | 0
03.04. | 11 | 243.6516 |  | 237.1581 | 0 | 0 | 6.4935 | 0
03.04. | 12 | 243.6516 |  | 237.1581 | 0 | 0 | 6.4935 | 0
03.04. | 13 | 243.6516 |  | 237.1581 | 0 | 0 | 6.4935 | 0
03.04. | 14 | 243.6516 |  | 237.1581 | 0 | 0 | 6.4935 | 0
03.04. | 15 | 243.6516 |  | 237.1581 | 0 | 0 | 6.4935 | 0
03.04. | 16 | 243.6516 |  | 237.1581 | 0 | 0 | 6.4935 | 0
03.04. | 17 | 243.6516 |  | 237.1581 | 0 | 0 | 6.4935 | 0
03.04. | 18 | 243.6516 |  | 237.1581 | 0 | 0 | 6.4935 | 0
03.04. | 19 | 243.6516 |  | 237.1581 | 0 | 0 | 6.4935 | 0
03.04. | 20 | 243.6516 |  | 237.1581 | 0 | 0 | 6.4935 | 0
03.04. | 21 | 243.6516 |  | 237.1581 | 0 | 0 | 6.4935 | 0
03.04. | 22 | 243.6516 |  | 237.1581 | 0 | 0 | 6.4935 | 0
03.04. | 23 | 243.6516 |  | 237.1581 | 0 | 0 | 6.4935 | 0
03.04. | 24 | 243.6516 |  | 237.1581 | 0 | 0 | 6.4935 | 0
04.04. | 1 | 243.6516 |  | 237.1581 | 0 | 0 | 6.4935 | 0
04.04. | 2 | 243.6516 |  | 237.1581 | 0 | 0 | 6.4935 | 0
04.04. | 3 | 243.6516 |  | 237.1581 | 0 | 0 | 6.4935 | 0
04.04. | 4 | 243.6516 |  | 237.1581 | 0 | 0 | 6.4935 | 0
04.04. | 5 | 243.6516 |  | 237.1581 | 0 | 0 | 6.4935 | 0
04.04. | 6 | 243.6516 |  | 237.1581 | 0 | 0 | 6.4935 | 0
04.04. | 7 | 243.6516 |  | 237.1581 | 0 | 0 | 6.4935 | 0
04.04. | 8 | 243.6516 |  | 237.1581 | 0 | 0 | 6.4935 | 0
04.04. | 9 | 243.6516 |  | 237.1581 | 0 | 0 | 6.4935 | 0
04.04. | 10 | 243.6516 |  | 237.1581 | 0 | 0 | 6.4935 | 0
04.04. | 11 | 243.6516 |  | 237.1581 | 0 | 0 | 6.4935 | 0
04.04. | 12 | 243.6516 |  | 237.1581 | 0 | 0 | 6.4935 | 0
04.04. | 13 | 243.6516 |  | 237.1581 | 0 | 0 | 6.4935 | 0
04.04. | 14 | 243.6516 |  | 237.1581 | 0 | 0 | 6.4935 | 0
04.04. | 15 | 243.6516 |  | 237.1581 | 0 | 0 | 6.4935 | 0
04.04. | 16 | 243.6516 |  | 237.1581 | 0 | 0 | 6.4935 | 0
04.04. | 17 | 243.6516 |  | 237.1581 | 0 | 0 | 6.4935 | 0
04.04. | 18 | 243.6516 |  | 237.1581 | 0 | 0 | 6.4935 | 0
04.04. | 19 | 243.6516 |  | 237.1581 | 0 | 0 | 6.4935 | 0
04.04. | 20 | 243.6516 |  | 237.1581 | 0 | 0 | 6.4935 | 0
04.04. | 21 | 243.6516 |  | 237.1581 | 0 | 0 | 6.4935 | 0
04.04. | 22 | 243.6516 |  | 237.1581 | 0 | 0 | 6.4935 | 0
04.04. | 23 | 243.6516 |  | 237.1581 | 0 | 0 | 6.4935 | 0
04.04. | 24 | 243.6516 |  | 237.1581 | 0 | 0 | 6.4935 | 0
05.04. | 1 | 243.6516 |  | 237.1581 | 0 | 0 | 6.4935 | 0
05.04. | 2 | 243.6516 |  | 237.1581 | 0 | 0 | 6.4935 | 0
05.04. | 3 | 243.6516 |  | 237.1581 | 0 | 0 | 6.4935 | 0
05.04. | 4 | 243.6516 |  | 237.1581 | 0 | 0 | 6.4935 | 0
05.04. | 5 | 243.6516 |  | 237.1581 | 0 | 0 | 6.4935 | 0
05.04. | 6 | 243.6516 |  | 237.1581 | 0 | 0 | 6.4935 | 0
05.04. | 7 | 243.6516 |  | 237.1581 | 0 | 0 | 6.4935 | 0
05.04. | 8 | 243.6516 |  | 237.1581 | 0 | 0 | 6.4935 | 0
05.04. | 9 | 243.6516 |  | 237.1581 | 0 | 0 | 6.4935 | 0
05.04. | 10 | 243.6516 |  | 237.1581 | 0 | 0 | 6.4935 | 0
05.04. | 11 | 243.6516 |  | 237.1581 | 0 | 0 | 6.4935 | 0
05.04. | 12 | 243.6516 |  | 237.1581 | 0 | 0 | 6.4935 | 0
05.04. | 13 | 243.6516 |  | 237.1581 | 0 | 0 | 6.4935 | 0
05.04. | 14 | 243.6516 |  | 237.1581 | 0 | 0 | 6.4935 | 0
05.04. | 15 | 243.6516 |  | 237.1581 | 0 | 0 | 6.4935 | 0
05.04. | 16 | 243.6516 |  | 237.1581 | 0 | 0 | 6.4935 | 0
05.04. | 17 | 243.6516 |  | 237.1581 | 0 | 0 | 6.4935 | 0
05.04. | 18 | 243.6516 |  | 237.1581 | 0 | 0 | 6.4935 | 0
05.04. | 19 | 243.6516 |  | 237.1581 | 0 | 0 | 6.4935 | 0
05.04. | 20 | 243.6516 |  | 237.1581 | 0 | 0 | 6.4935 | 0
05.04. | 21 | 243.6516 |  | 237.1581 | 0 | 0 | 6.4935 | 0
05.04. | 22 | 243.6516 |  | 237.1581 | 0 | 0 | 6.4935 | 0
05.04. | 23 | 243.6516 |  | 237.1581 | 0 | 0 | 6.4935 | 0
05.04. | 24 | 243.6516 |  | 237.1581 | 0 | 0 | 6.4935 | 0
06.04. | 1 | 243.6516 |  | 237.1581 | 0 | 0 | 6.4935 | 0
06.04. | 2 | 243.6516 |  | 237.1581 | 0 | 0 | 6.4935 | 0
06.04. | 3 | 243.6516 |  | 237.1581 | 0 | 0 | 6.4935 | 0
06.04. | 4 | 243.6516 |  | 237.1581 | 0 | 0 | 6.4935 | 0
06.04. | 5 | 243.6516 |  | 237.1581 | 0 | 0 | 6.4935 | 0
06.04. | 6 | 243.6516 |  | 237.1581 | 0 | 0 | 6.4935 | 0
06.04. | 7 | 243.6516 |  | 237.1581 | 0 | 0 | 6.4935 | 0
06.04. | 8 | 243.6516 |  | 237.1581 | 0 | 0 | 6.4935 | 0
06.04. | 9 | 243.6516 |  | 237.1581 | 0 | 0 | 6.4935 | 0
06.04. | 10 | 243.6516 |  | 237.1581 | 0 | 0 | 6.4935 | 0
06.04. | 11 | 243.6516 |  | 237.1581 | 0 | 0 | 6.4935 | 0
06.04. | 12 | 243.6516 |  | 237.1581 | 0 | 0 | 6.4935 | 0
06.04. | 13 | 243.6516 |  | 237.1581 | 0 | 0 | 6.4935 | 0
06.04. | 14 | 243.6516 |  | 237.1581 | 0 | 0 | 6.4935 | 0
06.04. | 15 | 243.6516 |  | 237.1581 | 0 | 0 | 6.4935 | 0
06.04. | 16 | 243.6516 |  | 237.1581 | 0 | 0 | 6.4935 | 0
06.04. | 17 | 243.6516 |  | 237.1581 | 0 | 0 | 6.4935 | 0
06.04. | 18 | 243.6516 |  | 237.1581 | 0 | 0 | 6.4935 | 0
06.04. | 19 | 243.6516 |  | 237.1581 | 0 | 0 | 6.4935 | 0
06.04. | 20 | 243.6516 |  | 237.1581 | 0 | 0 | 6.4935 | 0
06.04. | 21 | 243.6516 |  | 237.1581 | 0 | 0 | 6.4935 | 0
06.04. | 22 | 243.6516 |  | 237.1581 | 0 | 0 | 6.4935 | 0
06.04. | 23 | 243.6516 |  | 237.1581 | 0 | 0 | 6.4935 | 0
06.04. | 24 | 243.6516 |  | 237.1581 | 0 | 0 | 6.4935 | 0
07.04. | 1 | 243.6516 |  | 237.1581 | 0 | 0 | 6.4935 | 0
07.04. | 2 | 243.6516 |  | 237.1581 | 0 | 0 | 6.4935 | 0
07.04. | 3 | 243.6516 |  | 237.1581 | 0 | 0 | 6.4935 | 0
07.04. | 4 | 243.6516 |  | 237.1581 | 0 | 0 | 6.4935 | 0
07.04. | 5 | 243.6516 |  | 237.1581 | 0 | 0 | 6.4935 | 0
07.04. | 6 | 243.6516 |  | 237.1581 | 0 | 0 | 6.4935 | 0
07.04. | 7 | 243.6516 |  | 237.1581 | 0 | 0 | 6.4935 | 0
07.04. | 8 | 243.6516 |  | 237.1581 | 0 | 0 | 6.4935 | 0
07.04. | 9 | 243.6516 |  | 237.1581 | 0 | 0 | 6.4935 | 0
07.04. | 10 | 243.6516 |  | 237.1581 | 0 | 0 | 6.4935 | 0
07.04. | 11 | 243.6516 |  | 237.1581 | 0 | 0 | 6.4935 | 0
07.04. | 12 | 243.6516 |  | 237.1581 | 0 | 0 | 6.4935 | 0
07.04. | 13 | 243.6516 |  | 237.1581 | 0 | 0 | 6.4935 | 0
07.04. | 14 | 243.6516 |  | 237.1581 | 0 | 0 | 6.4935 | 0
07.04. | 15 | 243.6516 |  | 237.1581 | 0 | 0 | 6.4935 | 0
07.04. | 16 | 243.6516 |  | 237.1581 | 0 | 0 | 6.4935 | 0
07.04. | 17 | 243.6516 |  | 237.1581 | 0 | 0 | 6.4935 | 0
07.04. | 18 | 243.6516 |  | 237.1581 | 0 | 0 | 6.4935 | 0
07.04. | 19 | 243.6516 |  | 237.1581 | 0 | 0 | 6.4935 | 0
07.04. | 20 | 243.6516 |  | 237.1581 | 0 | 0 | 6.4935 | 0
07.04. | 21 | 243.6516 |  | 237.1581 | 0 | 0 | 6.4935 | 0
07.04. | 22 | 243.6516 |  | 237.1581 | 0 | 0 | 6.4935 | 0
07.04. | 23 | 243.6516 |  | 237.1581 | 0 | 0 | 6.4935 | 0
07.04. | 24 | 243.6516 |  | 237.1581 | 0 | 0 | 6.4935 | 0
08.04. | 1 | 243.6516 |  | 237.1581 | 0 | 0 | 6.4935 | 0
08.04. | 2 | 243.6516 |  | 237.1581 | 0 | 0 | 6.4935 | 0
08.04. | 3 | 243.6516 |  | 237.1581 | 0 | 0 | 6.4935 | 0
08.04. | 4 | 243.6516 |  | 237.1581 | 0 | 0 | 6.4935 | 0
08.04. | 5 | 243.6516 |  | 237.1581 | 0 | 0 | 6.4935 | 0
08.04. | 6 | 243.6516 |  | 237.1581 | 0 | 0 | 6.4935 | 0
08.04. | 7 | 243.6516 |  | 237.1581 | 0 | 0 | 6.4935 | 0
08.04. | 8 | 243.6516 |  | 237.1581 | 0 | 0 | 6.4935 | 0
08.04. | 9 | 243.6516 |  | 237.1581 | 0 | 0 | 6.4935 | 0
08.04. | 10 | 243.6516 |  | 237.1581 | 0 | 0 | 6.4935 | 0
08.04. | 11 | 243.6516 |  | 237.1581 | 0 | 0 | 6.4935 | 0
08.04. | 12 | 243.6516 |  | 237.1581 | 0 | 0 | 6.4935 | 0
08.04. | 13 | 243.6516 |  | 237.1581 | 0 | 0 | 6.4935 | 0
08.04. | 14 | 243.6516 |  | 237.1581 | 0 | 0 | 6.4935 | 0
08.04. | 15 | 243.6516 |  | 237.1581 | 0 | 0 | 6.4935 | 0
08.04. | 16 | 243.6516 |  | 237.1581 | 0 | 0 | 6.4935 | 0
08.04. | 17 | 243.6516 |  | 237.1581 | 0 | 0 | 6.4935 | 0
08.04. | 18 | 243.6516 |  | 237.1581 | 0 | 0 | 6.4935 | 0
08.04. | 19 | 243.6516 |  | 237.1581 | 0 | 0 | 6.4935 | 0
08.04. | 20 | 243.6516 |  | 237.1581 | 0 | 0 | 6.4935 | 0
08.04. | 21 | 243.6516 |  | 237.1581 | 0 | 0 | 6.4935 | 0
08.04. | 22 | 243.6516 |  | 237.1581 | 0 | 0 | 6.4935 | 0
08.04. | 23 | 243.6516 |  | 237.1581 | 0 | 0 | 6.4935 | 0
08.04. | 24 | 243.6516 |  | 237.1581 | 0 | 0 | 6.4935 | 0
09.04. | 1 | 243.6516 |  | 237.1581 | 0 | 0 | 6.4935 | 0
09.04. | 2 | 243.6516 |  | 237.1581 | 0 | 0 | 6.4935 | 0
09.04. | 3 | 243.6516 |  | 237.1581 | 0 | 0 | 6.4935 | 0
09.04. | 4 | 243.6516 |  | 237.1581 | 0 | 0 | 6.4935 | 0
09.04. | 5 | 243.6516 |  | 237.1581 | 0 | 0 | 6.4935 | 0
09.04. | 6 | 243.6516 |  | 237.1581 | 0 | 0 | 6.4935 | 0
09.04. | 7 | 243.6516 |  | 237.1581 | 0 | 0 | 6.4935 | 0
09.04. | 8 | 243.6516 |  | 237.1581 | 0 | 0 | 6.4935 | 0
09.04. | 9 | 243.6516 |  | 237.1581 | 0 | 0 | 6.4935 | 0
09.04. | 10 | 243.6516 |  | 237.1581 | 0 | 0 | 6.4935 | 0
09.04. | 11 | 243.6516 |  | 237.1581 | 0 | 0 | 6.4935 | 0
09.04. | 12 | 243.6516 |  | 237.1581 | 0 | 0 | 6.4935 | 0
09.04. | 13 | 243.6516 |  | 237.1581 | 0 | 0 | 6.4935 | 0
09.04. | 14 | 243.6516 |  | 237.1581 | 0 | 0 | 6.4935 | 0
09.04. | 15 | 243.6516 |  | 237.1581 | 0 | 0 | 6.4935 | 0
09.04. | 16 | 243.6516 |  | 237.1581 | 0 | 0 | 6.4935 | 0
09.04. | 17 | 243.6516 |  | 237.1581 | 0 | 0 | 6.4935 | 0
09.04. | 18 | 243.6516 |  | 237.1581 | 0 | 0 | 6.4935 | 0
09.04. | 19 | 243.6516 |  | 237.1581 | 0 | 0 | 6.4935 | 0
09.04. | 20 | 243.6516 |  | 237.1581 | 0 | 0 | 6.4935 | 0
09.04. | 21 | 243.6516 |  | 237.1581 | 0 | 0 | 6.4935 | 0
09.04. | 22 | 243.6516 |  | 237.1581 | 0 | 0 | 6.4935 | 0
09.04. | 23 | 243.6516 |  | 237.1581 | 0 | 0 | 6.4935 | 0
09.04. | 24 | 243.6516 |  | 237.1581 | 0 | 0 | 6.4935 | 0
10.04. | 1 | 243.6516 |  | 237.1581 | 0 | 0 | 6.4935 | 0
10.04. | 2 | 243.6516 |  | 237.1581 | 0 | 0 | 6.4935 | 0
10.04. | 3 | 243.6516 |  | 237.1581 | 0 | 0 | 6.4935 | 0
10.04. | 4 | 243.6516 |  | 237.1581 | 0 | 0 | 6.4935 | 0
10.04. | 5 | 243.6516 |  | 237.1581 | 0 | 0 | 6.4935 | 0
10.04. | 6 | 243.6516 |  | 237.1581 | 0 | 0 | 6.4935 | 0
10.04. | 7 | 243.6516 |  | 237.1581 | 0 | 0 | 6.4935 | 0
10.04. | 8 | 243.6516 |  | 237.1581 | 0 | 0 | 6.4935 | 0
10.04. | 9 | 243.6516 |  | 237.1581 | 0 | 0 | 6.4935 | 0
10.04. | 10 | 243.6516 |  | 237.1581 | 0 | 0 | 6.4935 | 0
10.04. | 11 | 243.6516 |  | 237.1581 | 0 | 0 | 6.4935 | 0
10.04. | 12 | 243.6516 |  | 237.1581 | 0 | 0 | 6.4935 | 0
10.04. | 13 | 243.6516 |  | 237.1581 | 0 | 0 | 6.4935 | 0
10.04. | 14 | 243.6516 |  | 237.1581 | 0 | 0 | 6.4935 | 0
10.04. | 15 | 243.6516 |  | 237.1581 | 0 | 0 | 6.4935 | 0
10.04. | 16 | 243.6516 |  | 237.1581 | 0 | 0 | 6.4935 | 0
10.04. | 17 | 243.6516 |  | 237.1581 | 0 | 0 | 6.4935 | 0
10.04. | 18 | 243.6516 |  | 237.1581 | 0 | 0 | 6.4935 | 0
10.04. | 19 | 243.6516 |  | 237.1581 | 0 | 0 | 6.4935 | 0
10.04. | 20 | 243.6516 |  | 237.1581 | 0 | 0 | 6.4935 | 0
10.04. | 21 | 243.6516 |  | 237.1581 | 0 | 0 | 6.4935 | 0
10.04. | 22 | 243.6516 |  | 237.1581 | 0 | 0 | 6.4935 | 0
10.04. | 23 | 243.6516 |  | 237.1581 | 0 | 0 | 6.4935 | 0
10.04. | 24 | 243.6516 |  | 237.1581 | 0 | 0 | 6.4935 | 0
11.04. | 1 | 243.6516 |  | 237.1581 | 0 | 0 | 6.4935 | 0
11.04. | 2 | 243.6516 |  | 237.1581 | 0 | 0 | 6.4935 | 0
11.04. | 3 | 243.6516 |  | 237.1581 | 0 | 0 | 6.4935 | 0
11.04. | 4 | 243.6516 |  | 237.1581 | 0 | 0 | 6.4935 | 0
11.04. | 5 | 243.6516 |  | 237.1581 | 0 | 0 | 6.4935 | 0
11.04. | 6 | 243.6516 |  | 237.1581 | 0 | 0 | 6.4935 | 0
11.04. | 7 | 243.6516 |  | 237.1581 | 0 | 0 | 6.4935 | 0
11.04. | 8 | 243.6516 |  | 237.1581 | 0 | 0 | 6.4935 | 0
11.04. | 9 | 243.6516 |  | 237.1581 | 0 | 0 | 6.4935 | 0
11.04. | 10 | 243.6516 |  | 237.1581 | 0 | 0 | 6.4935 | 0
11.04. | 11 | 243.6516 |  | 237.1581 | 0 | 0 | 6.4935 | 0
11.04. | 12 | 243.6516 |  | 237.1581 | 0 | 0 | 6.4935 | 0
11.04. | 13 | 243.6516 |  | 237.1581 | 0 | 0 | 6.4935 | 0
11.04. | 14 | 243.6516 |  | 237.1581 | 0 | 0 | 6.4935 | 0
11.04. | 15 | 243.6516 |  | 237.1581 | 0 | 0 | 6.4935 | 0
11.04. | 16 | 243.6516 |  | 237.1581 | 0 | 0 | 6.4935 | 0
11.04. | 17 | 243.6516 |  | 237.1581 | 0 | 0 | 6.4935 | 0
11.04. | 18 | 243.6516 |  | 237.1581 | 0 | 0 | 6.4935 | 0
11.04. | 19 | 243.6516 |  | 237.1581 | 0 | 0 | 6.4935 | 0
11.04. | 20 | 243.6516 |  | 237.1581 | 0 | 0 | 6.4935 | 0
11.04. | 21 | 243.6516 |  | 237.1581 | 0 | 0 | 6.4935 | 0
11.04. | 22 | 243.6516 |  | 237.1581 | 0 | 0 | 6.4935 | 0
11.04. | 23 | 243.6516 |  | 237.1581 | 0 | 0 | 6.4935 | 0
11.04. | 24 | 243.6516 |  | 237.1581 | 0 | 0 | 6.4935 | 0
12.04. | 1 | 243.6516 |  | 237.1581 | 0 | 0 | 6.4935 | 0
12.04. | 2 | 243.6516 |  | 237.1581 | 0 | 0 | 6.4935 | 0
12.04. | 3 | 243.6516 |  | 237.1581 | 0 | 0 | 6.4935 | 0
12.04. | 4 | 243.6516 |  | 237.1581 | 0 | 0 | 6.4935 | 0
12.04. | 5 | 243.6516 |  | 237.1581 | 0 | 0 | 6.4935 | 0
12.04. | 6 | 243.6516 |  | 237.1581 | 0 | 0 | 6.4935 | 0
12.04. | 7 | 243.6516 |  | 237.1581 | 0 | 0 | 6.4935 | 0
12.04. | 8 | 243.6516 |  | 237.1581 | 0 | 0 | 6.4935 | 0
12.04. | 9 | 243.6516 |  | 237.1581 | 0 | 0 | 6.4935 | 0
12.04. | 10 | 243.6516 |  | 237.1581 | 0 | 0 | 6.4935 | 0
12.04. | 11 | 243.6516 |  | 237.1581 | 0 | 0 | 6.4935 | 0
12.04. | 12 | 243.6516 |  | 237.1581 | 0 | 0 | 6.4935 | 0
12.04. | 13 | 243.6516 |  | 237.1581 | 0 | 0 | 6.4935 | 0
12.04. | 14 | 243.6516 |  | 237.1581 | 0 | 0 | 6.4935 | 0
12.04. | 15 | 243.6516 |  | 237.1581 | 0 | 0 | 6.4935 | 0
12.04. | 16 | 243.6516 |  | 237.1581 | 0 | 0 | 6.4935 | 0
12.04. | 17 | 243.6516 |  | 237.1581 | 0 | 0 | 6.4935 | 0
12.04. | 18 | 243.6516 |  | 237.1581 | 0 | 0 | 6.4935 | 0
12.04. | 19 | 243.6516 |  | 237.1581 | 0 | 0 | 6.4935 | 0
12.04. | 20 | 243.6516 |  | 237.1581 | 0 | 0 | 6.4935 | 0
12.04. | 21 | 243.6516 |  | 237.1581 | 0 | 0 | 6.4935 | 0
12.04. | 22 | 243.6516 |  | 237.1581 | 0 | 0 | 6.4935 | 0
12.04. | 23 | 243.6516 |  | 237.1581 | 0 | 0 | 6.4935 | 0
12.04. | 24 | 243.6516 |  | 237.1581 | 0 | 0 | 6.4935 | 0
13.04. | 1 | 243.6516 |  | 237.1581 | 0 | 0 | 6.4935 | 0
13.04. | 2 | 243.6516 |  | 237.1581 | 0 | 0 | 6.4935 | 0
13.04. | 3 | 243.6516 |  | 237.1581 | 0 | 0 | 6.4935 | 0
13.04. | 4 | 243.6516 |  | 237.1581 | 0 | 0 | 6.4935 | 0
13.04. | 5 | 243.6516 |  | 237.1581 | 0 | 0 | 6.4935 | 0
13.04. | 6 | 243.6516 |  | 237.1581 | 0 | 0 | 6.4935 | 0
13.04. | 7 | 243.6516 |  | 237.1581 | 0 | 0 | 6.4935 | 0
13.04. | 8 | 243.6516 |  | 237.1581 | 0 | 0 | 6.4935 | 0
13.04. | 9 | 243.6516 |  | 237.1581 | 0 | 0 | 6.4935 | 0
13.04. | 10 | 243.6516 |  | 237.1581 | 0 | 0 | 6.4935 | 0
13.04. | 11 | 243.6516 |  | 237.1581 | 0 | 0 | 6.4935 | 0
13.04. | 12 | 243.6516 |  | 237.1581 | 0 | 0 | 6.4935 | 0
13.04. | 13 | 243.6516 |  | 237.1581 | 0 | 0 | 6.4935 | 0
13.04. | 14 | 243.6516 |  | 237.1581 | 0 | 0 | 6.4935 | 0
13.04. | 15 | 243.6516 |  | 237.1581 | 0 | 0 | 6.4935 | 0
13.04. | 16 | 243.6516 |  | 237.1581 | 0 | 0 | 6.4935 | 0
13.04. | 17 | 243.6516 |  | 237.1581 | 0 | 0 | 6.4935 | 0
13.04. | 18 | 243.6516 |  | 237.1581 | 0 | 0 | 6.4935 | 0
13.04. | 19 | 243.6516 |  | 237.1581 | 0 | 0 | 6.4935 | 0
13.04. | 20 | 243.6516 |  | 237.1581 | 0 | 0 | 6.4935 | 0
13.04. | 21 | 243.6516 |  | 237.1581 | 0 | 0 | 6.4935 | 0
13.04. | 22 | 243.6516 |  | 237.1581 | 0 | 0 | 6.4935 | 0
13.04. | 23 | 243.6516 |  | 237.1581 | 0 | 0 | 6.4935 | 0
13.04. | 24 | 243.6516 |  | 237.1581 | 0 | 0 | 6.4935 | 0
14.04. | 1 | 243.6516 |  | 237.1581 | 0 | 0 | 6.4935 | 0
14.04. | 2 | 243.6516 |  | 237.1581 | 0 | 0 | 6.4935 | 0
14.04. | 3 | 243.6516 |  | 237.1581 | 0 | 0 | 6.4935 | 0
14.04. | 4 | 243.6516 |  | 237.1581 | 0 | 0 | 6.4935 | 0
14.04. | 5 | 243.6516 |  | 237.1581 | 0 | 0 | 6.4935 | 0
14.04. | 6 | 243.6516 |  | 237.1581 | 0 | 0 | 6.4935 | 0
14.04. | 7 | 243.6516 |  | 237.1581 | 0 | 0 | 6.4935 | 0
14.04. | 8 | 243.6516 |  | 237.1581 | 0 | 0 | 6.4935 | 0
14.04. | 9 | 243.6516 |  | 237.1581 | 0 | 0 | 6.4935 | 0
14.04. | 10 | 243.6516 |  | 237.1581 | 0 | 0 | 6.4935 | 0
14.04. | 11 | 243.6516 |  | 237.1581 | 0 | 0 | 6.4935 | 0
14.04. | 12 | 243.6516 |  | 237.1581 | 0 | 0 | 6.4935 | 0
14.04. | 13 | 243.6516 |  | 237.1581 | 0 | 0 | 6.4935 | 0
14.04. | 14 | 243.6516 |  | 237.1581 | 0 | 0 | 6.4935 | 0
14.04. | 15 | 243.6516 |  | 237.1581 | 0 | 0 | 6.4935 | 0
14.04. | 16 | 243.6516 |  | 237.1581 | 0 | 0 | 6.4935 | 0
14.04. | 17 | 243.6516 |  | 237.1581 | 0 | 0 | 6.4935 | 0
14.04. | 18 | 243.6516 |  | 237.1581 | 0 | 0 | 6.4935 | 0
14.04. | 19 | 243.6516 |  | 237.1581 | 0 | 0 | 6.4935 | 0
14.04. | 20 | 243.6516 |  | 237.1581 | 0 | 0 | 6.4935 | 0
14.04. | 21 | 243.6516 |  | 237.1581 | 0 | 0 | 6.4935 | 0
14.04. | 22 | 243.6516 |  | 237.1581 | 0 | 0 | 6.4935 | 0
14.04. | 23 | 243.6516 |  | 237.1581 | 0 | 0 | 6.4935 | 0
14.04. | 24 | 243.6516 |  | 237.1581 | 0 | 0 | 6.4935 | 0
15.04. | 1 | 243.6516 |  | 237.1581 | 0 | 0 | 6.4935 | 0
15.04. | 2 | 243.6516 |  | 237.1581 | 0 | 0 | 6.4935 | 0
15.04. | 3 | 243.6516 |  | 237.1581 | 0 | 0 | 6.4935 | 0
15.04. | 4 | 243.6516 |  | 237.1581 | 0 | 0 | 6.4935 | 0
15.04. | 5 | 243.6516 |  | 237.1581 | 0 | 0 | 6.4935 | 0
15.04. | 6 | 243.6516 |  | 237.1581 | 0 | 0 | 6.4935 | 0
15.04. | 7 | 243.6516 |  | 237.1581 | 0 | 0 | 6.4935 | 0
15.04. | 8 | 243.6516 |  | 237.1581 | 0 | 0 | 6.4935 | 0
15.04. | 9 | 243.6516 |  | 237.1581 | 0 | 0 | 6.4935 | 0
15.04. | 10 | 243.6516 |  | 237.1581 | 0 | 0 | 6.4935 | 0
15.04. | 11 | 243.6516 |  | 237.1581 | 0 | 0 | 6.4935 | 0
15.04. | 12 | 243.6516 |  | 237.1581 | 0 | 0 | 6.4935 | 0
15.04. | 13 | 243.6516 |  | 237.1581 | 0 | 0 | 6.4935 | 0
15.04. | 14 | 243.6516 |  | 237.1581 | 0 | 0 | 6.4935 | 0
15.04. | 15 | 243.6516 |  | 237.1581 | 0 | 0 | 6.4935 | 0
15.04. | 16 | 243.6516 |  | 237.1581 | 0 | 0 | 6.4935 | 0
15.04. | 17 | 243.6516 |  | 237.1581 | 0 | 0 | 6.4935 | 0
15.04. | 18 | 243.6516 |  | 237.1581 | 0 | 0 | 6.4935 | 0
15.04. | 19 | 243.6516 |  | 237.1581 | 0 | 0 | 6.4935 | 0
15.04. | 20 | 243.6516 |  | 237.1581 | 0 | 0 | 6.4935 | 0
15.04. | 21 | 243.6516 |  | 237.1581 | 0 | 0 | 6.4935 | 0
15.04. | 22 | 243.6516 |  | 237.1581 | 0 | 0 | 6.4935 | 0
15.04. | 23 | 243.6516 |  | 237.1581 | 0 | 0 | 6.4935 | 0
15.04. | 24 | 243.6516 |  | 237.1581 | 0 | 0 | 6.4935 | 0
16.04. | 1 | 243.6516 |  | 237.1581 | 0 | 0 | 6.4935 | 0
16.04. | 2 | 243.6516 |  | 237.1581 | 0 | 0 | 6.4935 | 0
16.04. | 3 | 243.6516 |  | 237.1581 | 0 | 0 | 6.4935 | 0
16.04. | 4 | 243.6516 |  | 237.1581 | 0 | 0 | 6.4935 | 0
16.04. | 5 | 243.6516 |  | 237.1581 | 0 | 0 | 6.4935 | 0
16.04. | 6 | 243.6516 |  | 237.1581 | 0 | 0 | 6.4935 | 0
16.04. | 7 | 243.6516 |  | 237.1581 | 0 | 0 | 6.4935 | 0
16.04. | 8 | 243.6516 |  | 237.1581 | 0 | 0 | 6.4935 | 0
16.04. | 9 | 243.6516 |  | 237.1581 | 0 | 0 | 6.4935 | 0
16.04. | 10 | 243.6516 |  | 237.1581 | 0 | 0 | 6.4935 | 0
16.04. | 11 | 243.6516 |  | 237.1581 | 0 | 0 | 6.4935 | 0
16.04. | 12 | 243.6516 |  | 237.1581 | 0 | 0 | 6.4935 | 0
16.04. | 13 | 243.6516 |  | 237.1581 | 0 | 0 | 6.4935 | 0
16.04. | 14 | 243.6516 |  | 237.1581 | 0 | 0 | 6.4935 | 0
16.04. | 15 | 243.6516 |  | 237.1581 | 0 | 0 | 6.4935 | 0
16.04. | 16 | 243.6516 |  | 237.1581 | 0 | 0 | 6.4935 | 0
16.04. | 17 | 243.6516 |  | 237.1581 | 0 | 0 | 6.4935 | 0
16.04. | 18 | 243.6516 |  | 237.1581 | 0 | 0 | 6.4935 | 0
16.04. | 19 | 243.6516 |  | 237.1581 | 0 | 0 | 6.4935 | 0
16.04. | 20 | 243.6516 |  | 237.1581 | 0 | 0 | 6.4935 | 0
16.04. | 21 | 243.6516 |  | 237.1581 | 0 | 0 | 6.4935 | 0
16.04. | 22 | 243.6516 |  | 237.1581 | 0 | 0 | 6.4935 | 0
16.04. | 23 | 243.6516 |  | 237.1581 | 0 | 0 | 6.4935 | 0
16.04. | 24 | 243.6516 |  | 237.1581 | 0 | 0 | 6.4935 | 0
17.04. | 1 | 243.6516 |  | 237.1581 | 0 | 0 | 6.4935 | 0
17.04. | 2 | 243.6516 |  | 237.1581 | 0 | 0 | 6.4935 | 0
17.04. | 3 | 243.6516 |  | 237.1581 | 0 | 0 | 6.4935 | 0
17.04. | 4 | 243.6516 |  | 237.1581 | 0 | 0 | 6.4935 | 0
17.04. | 5 | 243.6516 |  | 237.1581 | 0 | 0 | 6.4935 | 0
17.04. | 6 | 243.6516 |  | 237.1581 | 0 | 0 | 6.4935 | 0
17.04. | 7 | 243.6516 |  | 237.1581 | 0 | 0 | 6.4935 | 0
17.04. | 8 | 243.6516 |  | 237.1581 | 0 | 0 | 6.4935 | 0
17.04. | 9 | 243.6516 |  | 237.1581 | 0 | 0 | 6.4935 | 0
17.04. | 10 | 243.6516 |  | 237.1581 | 0 | 0 | 6.4935 | 0
17.04. | 11 | 243.6516 |  | 237.1581 | 0 | 0 | 6.4935 | 0
17.04. | 12 | 243.6516 |  | 237.1581 | 0 | 0 | 6.4935 | 0
17.04. | 13 | 243.6516 |  | 237.1581 | 0 | 0 | 6.4935 | 0
17.04. | 14 | 243.6516 |  | 237.1581 | 0 | 0 | 6.4935 | 0
17.04. | 15 | 243.6516 |  | 237.1581 | 0 | 0 | 6.4935 | 0
17.04. | 16 | 243.6516 |  | 237.1581 | 0 | 0 | 6.4935 | 0
17.04. | 17 | 243.6516 |  | 237.1581 | 0 | 0 | 6.4935 | 0
17.04. | 18 | 243.6516 |  | 237.1581 | 0 | 0 | 6.4935 | 0
17.04. | 19 | 243.6516 |  | 237.1581 | 0 | 0 | 6.4935 | 0
17.04. | 20 | 243.6516 |  | 237.1581 | 0 | 0 | 6.4935 | 0
17.04. | 21 | 243.6516 |  | 237.1581 | 0 | 0 | 6.4935 | 0
17.04. | 22 | 243.6516 |  | 237.1581 | 0 | 0 | 6.4935 | 0
17.04. | 23 | 243.6516 |  | 237.1581 | 0 | 0 | 6.4935 | 0
17.04. | 24 | 243.6516 |  | 237.1581 | 0 | 0 | 6.4935 | 0
18.04. | 1 | 243.6516 |  | 237.1581 | 0 | 0 | 6.4935 | 0
18.04. | 2 | 243.6516 |  | 237.1581 | 0 | 0 | 6.4935 | 0
18.04. | 3 | 243.6516 |  | 237.1581 | 0 | 0 | 6.4935 | 0
18.04. | 4 | 243.6516 |  | 237.1581 | 0 | 0 | 6.4935 | 0
18.04. | 5 | 243.6516 |  | 237.1581 | 0 | 0 | 6.4935 | 0
18.04. | 6 | 243.6516 |  | 237.1581 | 0 | 0 | 6.4935 | 0
18.04. | 7 | 243.6516 |  | 237.1581 | 0 | 0 | 6.4935 | 0
18.04. | 8 | 243.6516 |  | 237.1581 | 0 | 0 | 6.4935 | 0
18.04. | 9 | 243.6516 |  | 237.1581 | 0 | 0 | 6.4935 | 0
18.04. | 10 | 243.6516 |  | 237.1581 | 0 | 0 | 6.4935 | 0
18.04. | 11 | 243.6516 |  | 237.1581 | 0 | 0 | 6.4935 | 0
18.04. | 12 | 243.6516 |  | 237.1581 | 0 | 0 | 6.4935 | 0
18.04. | 13 | 243.6516 |  | 237.1581 | 0 | 0 | 6.4935 | 0
18.04. | 14 | 243.6516 |  | 237.1581 | 0 | 0 | 6.4935 | 0
18.04. | 15 | 243.6516 |  | 237.1581 | 0 | 0 | 6.4935 | 0
18.04. | 16 | 243.6516 |  | 237.1581 | 0 | 0 | 6.4935 | 0
18.04. | 17 | 243.6516 |  | 237.1581 | 0 | 0 | 6.4935 | 0
18.04. | 18 | 243.6516 |  | 237.1581 | 0 | 0 | 6.4935 | 0
18.04. | 19 | 243.6516 |  | 237.1581 | 0 | 0 | 6.4935 | 0
18.04. | 20 | 243.6516 |  | 237.1581 | 0 | 0 | 6.4935 | 0
18.04. | 21 | 243.6516 |  | 237.1581 | 0 | 0 | 6.4935 | 0
18.04. | 22 | 243.6516 |  | 237.1581 | 0 | 0 | 6.4935 | 0
18.04. | 23 | 243.6516 |  | 237.1581 | 0 | 0 | 6.4935 | 0
18.04. | 24 | 243.6516 |  | 237.1581 | 0 | 0 | 6.4935 | 0
19.04. | 1 | 243.6516 |  | 237.1581 | 0 | 0 | 6.4935 | 0
19.04. | 2 | 243.6516 |  | 237.1581 | 0 | 0 | 6.4935 | 0
19.04. | 3 | 243.6516 |  | 237.1581 | 0 | 0 | 6.4935 | 0
19.04. | 4 | 243.6516 |  | 237.1581 | 0 | 0 | 6.4935 | 0
19.04. | 5 | 243.6516 |  | 237.1581 | 0 | 0 | 6.4935 | 0
19.04. | 6 | 243.6516 |  | 237.1581 | 0 | 0 | 6.4935 | 0
19.04. | 7 | 243.6516 |  | 237.1581 | 0 | 0 | 6.4935 | 0
19.04. | 8 | 243.6516 |  | 237.1581 | 0 | 0 | 6.4935 | 0
19.04. | 9 | 243.6516 |  | 237.1581 | 0 | 0 | 6.4935 | 0
19.04. | 10 | 243.6516 |  | 237.1581 | 0 | 0 | 6.4935 | 0
19.04. | 11 | 243.6516 |  | 237.1581 | 0 | 0 | 6.4935 | 0
19.04. | 12 | 243.6516 |  | 237.1581 | 0 | 0 | 6.4935 | 0
19.04. | 13 | 243.6516 |  | 237.1581 | 0 | 0 | 6.4935 | 0
19.04. | 14 | 243.6516 |  | 237.1581 | 0 | 0 | 6.4935 | 0
19.04. | 15 | 243.6516 |  | 237.1581 | 0 | 0 | 6.4935 | 0
19.04. | 16 | 243.6516 |  | 237.1581 | 0 | 0 | 6.4935 | 0
19.04. | 17 | 243.6516 |  | 237.1581 | 0 | 0 | 6.4935 | 0
19.04. | 18 | 243.6516 |  | 237.1581 | 0 | 0 | 6.4935 | 0
19.04. | 19 | 243.6516 |  | 237.1581 | 0 | 0 | 6.4935 | 0
19.04. | 20 | 243.6516 |  | 237.1581 | 0 | 0 | 6.4935 | 0
19.04. | 21 | 243.6516 |  | 237.1581 | 0 | 0 | 6.4935 | 0
19.04. | 22 | 243.6516 |  | 237.1581 | 0 | 0 | 6.4935 | 0
19.04. | 23 | 243.6516 |  | 237.1581 | 0 | 0 | 6.4935 | 0
19.04. | 24 | 243.6516 |  | 237.1581 | 0 | 0 | 6.4935 | 0
20.04. | 1 | 243.6516 |  | 237.1581 | 0 | 0 | 6.4935 | 0
20.04. | 2 | 243.6516 |  | 237.1581 | 0 | 0 | 6.4935 | 0
20.04. | 3 | 243.6516 |  | 237.1581 | 0 | 0 | 6.4935 | 0
20.04. | 4 | 243.6516 |  | 237.1581 | 0 | 0 | 6.4935 | 0
20.04. | 5 | 243.6516 |  | 237.1581 | 0 | 0 | 6.4935 | 0
20.04. | 6 | 243.6516 |  | 237.1581 | 0 | 0 | 6.4935 | 0
20.04. | 7 | 243.6516 |  | 237.1581 | 0 | 0 | 6.4935 | 0
20.04. | 8 | 243.6516 |  | 237.1581 | 0 | 0 | 6.4935 | 0
20.04. | 9 | 243.6516 |  | 237.1581 | 0 | 0 | 6.4935 | 0
20.04. | 10 | 243.6516 |  | 237.1581 | 0 | 0 | 6.4935 | 0
20.04. | 11 | 243.6516 |  | 237.1581 | 0 | 0 | 6.4935 | 0
20.04. | 12 | 243.6516 |  | 237.1581 | 0 | 0 | 6.4935 | 0
20.04. | 13 | 243.6516 |  | 237.1581 | 0 | 0 | 6.4935 | 0
20.04. | 14 | 243.6516 |  | 237.1581 | 0 | 0 | 6.4935 | 0
20.04. | 15 | 243.6516 |  | 237.1581 | 0 | 0 | 6.4935 | 0
20.04. | 16 | 243.6516 |  | 237.1581 | 0 | 0 | 6.4935 | 0
20.04. | 17 | 243.6516 |  | 237.1581 | 0 | 0 | 6.4935 | 0
20.04. | 18 | 243.6516 |  | 237.1581 | 0 | 0 | 6.4935 | 0
20.04. | 19 | 243.6516 |  | 237.1581 | 0 | 0 | 6.4935 | 0
20.04. | 20 | 243.6516 |  | 237.1581 | 0 | 0 | 6.4935 | 0
20.04. | 21 | 243.6516 |  | 237.1581 | 0 | 0 | 6.4935 | 0
20.04. | 22 | 243.6516 |  | 237.1581 | 0 | 0 | 6.4935 | 0
20.04. | 23 | 243.6516 |  | 237.1581 | 0 | 0 | 6.4935 | 0
20.04. | 24 | 243.6516 |  | 237.1581 | 0 | 0 | 6.4935 | 0
21.04. | 1 | 243.6516 |  | 237.1581 | 0 | 0 | 6.4935 | 0
21.04. | 2 | 243.6516 |  | 237.1581 | 0 | 0 | 6.4935 | 0
21.04. | 3 | 243.6516 |  | 237.1581 | 0 | 0 | 6.4935 | 0
21.04. | 4 | 243.6516 |  | 237.1581 | 0 | 0 | 6.4935 | 0
21.04. | 5 | 243.6516 |  | 237.1581 | 0 | 0 | 6.4935 | 0
21.04. | 6 | 243.6516 |  | 237.1581 | 0 | 0 | 6.4935 | 0
21.04. | 7 | 243.6516 |  | 237.1581 | 0 | 0 | 6.4935 | 0
21.04. | 8 | 243.6516 |  | 237.1581 | 0 | 0 | 6.4935 | 0
21.04. | 9 | 243.6516 |  | 237.1581 | 0 | 0 | 6.4935 | 0
21.04. | 10 | 243.6516 |  | 237.1581 | 0 | 0 | 6.4935 | 0
21.04. | 11 | 243.6516 |  | 237.1581 | 0 | 0 | 6.4935 | 0
21.04. | 12 | 243.6516 |  | 237.1581 | 0 | 0 | 6.4935 | 0
21.04. | 13 | 243.6516 |  | 237.1581 | 0 | 0 | 6.4935 | 0
21.04. | 14 | 243.6516 |  | 237.1581 | 0 | 0 | 6.4935 | 0
21.04. | 15 | 243.6516 |  | 237.1581 | 0 | 0 | 6.4935 | 0
21.04. | 16 | 243.6516 |  | 237.1581 | 0 | 0 | 6.4935 | 0
21.04. | 17 | 243.6516 |  | 237.1581 | 0 | 0 | 6.4935 | 0
21.04. | 18 | 243.6516 |  | 237.1581 | 0 | 0 | 6.4935 | 0
21.04. | 19 | 243.6516 |  | 237.1581 | 0 | 0 | 6.4935 | 0
21.04. | 20 | 243.6516 |  | 237.1581 | 0 | 0 | 6.4935 | 0
21.04. | 21 | 243.6516 |  | 237.1581 | 0 | 0 | 6.4935 | 0
21.04. | 22 | 243.6516 |  | 237.1581 | 0 | 0 | 6.4935 | 0
21.04. | 23 | 243.6516 |  | 237.1581 | 0 | 0 | 6.4935 | 0
21.04. | 24 | 243.6516 |  | 237.1581 | 0 | 0 | 6.4935 | 0
22.04. | 1 | 243.6516 |  | 237.1581 | 0 | 0 | 6.4935 | 0
22.04. | 2 | 243.6516 |  | 237.1581 | 0 | 0 | 6.4935 | 0
22.04. | 3 | 243.6516 |  | 237.1581 | 0 | 0 | 6.4935 | 0
22.04. | 4 | 243.6516 |  | 237.1581 | 0 | 0 | 6.4935 | 0
22.04. | 5 | 243.6516 |  | 237.1581 | 0 | 0 | 6.4935 | 0
22.04. | 6 | 243.6516 |  | 237.1581 | 0 | 0 | 6.4935 | 0
22.04. | 7 | 243.6516 |  | 237.1581 | 0 | 0 | 6.4935 | 0
22.04. | 8 | 243.6516 |  | 237.1581 | 0 | 0 | 6.4935 | 0
22.04. | 9 | 243.6516 |  | 237.1581 | 0 | 0 | 6.4935 | 0
22.04. | 10 | 243.6516 |  | 237.1581 | 0 | 0 | 6.4935 | 0
22.04. | 11 | 243.6516 |  | 237.1581 | 0 | 0 | 6.4935 | 0
22.04. | 12 | 243.6516 |  | 237.1581 | 0 | 0 | 6.4935 | 0
22.04. | 13 | 243.6516 |  | 237.1581 | 0 | 0 | 6.4935 | 0
22.04. | 14 | 243.6516 |  | 237.1581 | 0 | 0 | 6.4935 | 0
22.04. | 15 | 243.6516 |  | 237.1581 | 0 | 0 | 6.4935 | 0
22.04. | 16 | 243.6516 |  | 237.1581 | 0 | 0 | 6.4935 | 0
22.04. | 17 | 243.6516 |  | 237.1581 | 0 | 0 | 6.4935 | 0
22.04. | 18 | 243.6516 |  | 237.1581 | 0 | 0 | 6.4935 | 0
22.04. | 19 | 243.6516 |  | 237.1581 | 0 | 0 | 6.4935 | 0
22.04. | 20 | 243.6516 |  | 237.1581 | 0 | 0 | 6.4935 | 0
22.04. | 21 | 243.6516 |  | 237.1581 | 0 | 0 | 6.4935 | 0
22.04. | 22 | 243.6516 |  | 237.1581 | 0 | 0 | 6.4935 | 0
22.04. | 23 | 243.6516 |  | 237.1581 | 0 | 0 | 6.4935 | 0
22.04. | 24 | 243.6516 |  | 237.1581 | 0 | 0 | 6.4935 | 0
23.04. | 1 | 243.6516 |  | 237.1581 | 0 | 0 | 6.4935 | 0
23.04. | 2 | 243.6516 |  | 237.1581 | 0 | 0 | 6.4935 | 0
23.04. | 3 | 243.6516 |  | 237.1581 | 0 | 0 | 6.4935 | 0
23.04. | 4 | 243.6516 |  | 237.1581 | 0 | 0 | 6.4935 | 0
23.04. | 5 | 243.6516 |  | 237.1581 | 0 | 0 | 6.4935 | 0
23.04. | 6 | 243.6516 |  | 237.1581 | 0 | 0 | 6.4935 | 0
23.04. | 7 | 243.6516 |  | 237.1581 | 0 | 0 | 6.4935 | 0
23.04. | 8 | 243.6516 |  | 237.1581 | 0 | 0 | 6.4935 | 0
23.04. | 9 | 243.6516 |  | 237.1581 | 0 | 0 | 6.4935 | 0
23.04. | 10 | 243.6516 |  | 237.1581 | 0 | 0 | 6.4935 | 0
23.04. | 11 | 243.6516 |  | 237.1581 | 0 | 0 | 6.4935 | 0
23.04. | 12 | 243.6516 |  | 237.1581 | 0 | 0 | 6.4935 | 0
23.04. | 13 | 243.6516 |  | 237.1581 | 0 | 0 | 6.4935 | 0
23.04. | 14 | 243.6516 |  | 237.1581 | 0 | 0 | 6.4935 | 0
23.04. | 15 | 243.6516 |  | 237.1581 | 0 | 0 | 6.4935 | 0
23.04. | 16 | 243.6516 |  | 237.1581 | 0 | 0 | 6.4935 | 0
23.04. | 17 | 243.6516 |  | 237.1581 | 0 | 0 | 6.4935 | 0
23.04. | 18 | 243.6516 |  | 237.1581 | 0 | 0 | 6.4935 | 0
23.04. | 19 | 243.6516 |  | 237.1581 | 0 | 0 | 6.4935 | 0
23.04. | 20 | 243.6516 |  | 237.1581 | 0 | 0 | 6.4935 | 0
23.04. | 21 | 243.6516 |  | 237.1581 | 0 | 0 | 6.4935 | 0
23.04. | 22 | 243.6516 |  | 237.1581 | 0 | 0 | 6.4935 | 0
23.04. | 23 | 243.6516 |  | 237.1581 | 0 | 0 | 6.4935 | 0
23.04. | 24 | 243.6516 |  | 237.1581 | 0 | 0 | 6.4935 | 0
24.04. | 1 | 243.6516 |  | 237.1581 | 0 | 0 | 6.4935 | 0
24.04. | 2 | 243.6516 |  | 237.1581 | 0 | 0 | 6.4935 | 0
24.04. | 3 | 243.6516 |  | 237.1581 | 0 | 0 | 6.4935 | 0
24.04. | 4 | 243.6516 |  | 237.1581 | 0 | 0 | 6.4935 | 0
24.04. | 5 | 243.6516 |  | 237.1581 | 0 | 0 | 6.4935 | 0
24.04. | 6 | 243.6516 |  | 237.1581 | 0 | 0 | 6.4935 | 0
24.04. | 7 | 243.6516 |  | 237.1581 | 0 | 0 | 6.4935 | 0
24.04. | 8 | 243.6516 |  | 237.1581 | 0 | 0 | 6.4935 | 0
24.04. | 9 | 243.6516 |  | 237.1581 | 0 | 0 | 6.4935 | 0
24.04. | 10 | 243.6516 |  | 237.1581 | 0 | 0 | 6.4935 | 0
24.04. | 11 | 243.6516 |  | 237.1581 | 0 | 0 | 6.4935 | 0
24.04. | 12 | 243.6516 |  | 237.1581 | 0 | 0 | 6.4935 | 0
24.04. | 13 | 243.6516 |  | 237.1581 | 0 | 0 | 6.4935 | 0
24.04. | 14 | 243.6516 |  | 237.1581 | 0 | 0 | 6.4935 | 0
24.04. | 15 | 243.6516 |  | 237.1581 | 0 | 0 | 6.4935 | 0
24.04. | 16 | 243.6516 |  | 237.1581 | 0 | 0 | 6.4935 | 0
24.04. | 17 | 243.6516 |  | 237.1581 | 0 | 0 | 6.4935 | 0
24.04. | 18 | 243.6516 |  | 237.1581 | 0 | 0 | 6.4935 | 0
24.04. | 19 | 243.6516 |  | 237.1581 | 0 | 0 | 6.4935 | 0
24.04. | 20 | 243.6516 |  | 237.1581 | 0 | 0 | 6.4935 | 0
24.04. | 21 | 243.6516 |  | 237.1581 | 0 | 0 | 6.4935 | 0
24.04. | 22 | 243.6516 |  | 237.1581 | 0 | 0 | 6.4935 | 0
24.04. | 23 | 243.6516 |  | 237.1581 | 0 | 0 | 6.4935 | 0
24.04. | 24 | 243.6516 |  | 237.1581 | 0 | 0 | 6.4935 | 0
25.04. | 1 | 243.6516 |  | 237.1581 | 0 | 0 | 6.4935 | 0
25.04. | 2 | 243.6516 |  | 237.1581 | 0 | 0 | 6.4935 | 0
25.04. | 3 | 243.6516 |  | 237.1581 | 0 | 0 | 6.4935 | 0
25.04. | 4 | 243.6516 |  | 237.1581 | 0 | 0 | 6.4935 | 0
25.04. | 5 | 243.6516 |  | 237.1581 | 0 | 0 | 6.4935 | 0
25.04. | 6 | 243.6516 |  | 237.1581 | 0 | 0 | 6.4935 | 0
25.04. | 7 | 243.6516 |  | 237.1581 | 0 | 0 | 6.4935 | 0
25.04. | 8 | 243.6516 |  | 237.1581 | 0 | 0 | 6.4935 | 0
25.04. | 9 | 243.6516 |  | 237.1581 | 0 | 0 | 6.4935 | 0
25.04. | 10 | 243.6516 |  | 237.1581 | 0 | 0 | 6.4935 | 0
25.04. | 11 | 243.6516 |  | 237.1581 | 0 | 0 | 6.4935 | 0
25.04. | 12 | 243.6516 |  | 237.1581 | 0 | 0 | 6.4935 | 0
25.04. | 13 | 243.6516 |  | 237.1581 | 0 | 0 | 6.4935 | 0
25.04. | 14 | 243.6516 |  | 237.1581 | 0 | 0 | 6.4935 | 0
25.04. | 15 | 243.6516 |  | 237.1581 | 0 | 0 | 6.4935 | 0
25.04. | 16 | 243.6516 |  | 237.1581 | 0 | 0 | 6.4935 | 0
25.04. | 17 | 243.6516 |  | 237.1581 | 0 | 0 | 6.4935 | 0
25.04. | 18 | 243.6516 |  | 237.1581 | 0 | 0 | 6.4935 | 0
25.04. | 19 | 243.6516 |  | 237.1581 | 0 | 0 | 6.4935 | 0
25.04. | 20 | 243.6516 |  | 237.1581 | 0 | 0 | 6.4935 | 0
25.04. | 21 | 243.6516 |  | 237.1581 | 0 | 0 | 6.4935 | 0
25.04. | 22 | 243.6516 |  | 237.1581 | 0 | 0 | 6.4935 | 0
25.04. | 23 | 243.6516 |  | 237.1581 | 0 | 0 | 6.4935 | 0
25.04. | 24 | 243.6516 |  | 237.1581 | 0 | 0 | 6.4935 | 0
26.04. | 1 | 243.6516 |  | 237.1581 | 0 | 0 | 6.4935 | 0
26.04. | 2 | 243.6516 |  | 237.1581 | 0 | 0 | 6.4935 | 0
26.04. | 3 | 243.6516 |  | 237.1581 | 0 | 0 | 6.4935 | 0
26.04. | 4 | 243.6516 |  | 237.1581 | 0 | 0 | 6.4935 | 0
26.04. | 5 | 243.6516 |  | 237.1581 | 0 | 0 | 6.4935 | 0
26.04. | 6 | 243.6516 |  | 237.1581 | 0 | 0 | 6.4935 | 0
26.04. | 7 | 243.6516 |  | 237.1581 | 0 | 0 | 6.4935 | 0
26.04. | 8 | 243.6516 |  | 237.1581 | 0 | 0 | 6.4935 | 0
26.04. | 9 | 243.6516 |  | 237.1581 | 0 | 0 | 6.4935 | 0
26.04. | 10 | 243.6516 |  | 237.1581 | 0 | 0 | 6.4935 | 0
26.04. | 11 | 243.6516 |  | 237.1581 | 0 | 0 | 6.4935 | 0
26.04. | 12 | 243.6516 |  | 237.1581 | 0 | 0 | 6.4935 | 0
26.04. | 13 | 243.6516 |  | 237.1581 | 0 | 0 | 6.4935 | 0
26.04. | 14 | 243.6516 |  | 237.1581 | 0 | 0 | 6.4935 | 0
26.04. | 15 | 243.6516 |  | 237.1581 | 0 | 0 | 6.4935 | 0
26.04. | 16 | 243.6516 |  | 237.1581 | 0 | 0 | 6.4935 | 0
26.04. | 17 | 243.6516 |  | 237.1581 | 0 | 0 | 6.4935 | 0
26.04. | 18 | 243.6516 |  | 237.1581 | 0 | 0 | 6.4935 | 0
26.04. | 19 | 243.6516 |  | 237.1581 | 0 | 0 | 6.4935 | 0
26.04. | 20 | 243.6516 |  | 237.1581 | 0 | 0 | 6.4935 | 0
26.04. | 21 | 243.6516 |  | 237.1581 | 0 | 0 | 6.4935 | 0
26.04. | 22 | 243.6516 |  | 237.1581 | 0 | 0 | 6.4935 | 0
26.04. | 23 | 243.6516 |  | 237.1581 | 0 | 0 | 6.4935 | 0
26.04. | 24 | 243.6516 |  | 237.1581 | 0 | 0 | 6.4935 | 0
27.04. | 1 | 243.6516 |  | 237.1581 | 0 | 0 | 6.4935 | 0
27.04. | 2 | 243.6516 |  | 237.1581 | 0 | 0 | 6.4935 | 0
27.04. | 3 | 243.6516 |  | 237.1581 | 0 | 0 | 6.4935 | 0
27.04. | 4 | 243.6516 |  | 237.1581 | 0 | 0 | 6.4935 | 0
27.04. | 5 | 243.6516 |  | 237.1581 | 0 | 0 | 6.4935 | 0
27.04. | 6 | 243.6516 |  | 237.1581 | 0 | 0 | 6.4935 | 0
27.04. | 7 | 243.6516 |  | 237.1581 | 0 | 0 | 6.4935 | 0
27.04. | 8 | 243.6516 |  | 237.1581 | 0 | 0 | 6.4935 | 0
27.04. | 9 | 243.6516 |  | 237.1581 | 0 | 0 | 6.4935 | 0
27.04. | 10 | 243.6516 |  | 237.1581 | 0 | 0 | 6.4935 | 0
27.04. | 11 | 243.6516 |  | 237.1581 | 0 | 0 | 6.4935 | 0
27.04. | 12 | 243.6516 |  | 237.1581 | 0 | 0 | 6.4935 | 0
27.04. | 13 | 243.6516 |  | 237.1581 | 0 | 0 | 6.4935 | 0
27.04. | 14 | 243.6516 |  | 237.1581 | 0 | 0 | 6.4935 | 0
27.04. | 15 | 243.6516 |  | 237.1581 | 0 | 0 | 6.4935 | 0
27.04. | 16 | 243.6516 |  | 237.1581 | 0 | 0 | 6.4935 | 0
27.04. | 17 | 243.6516 |  | 237.1581 | 0 | 0 | 6.4935 | 0
27.04. | 18 | 243.6516 |  | 237.1581 | 0 | 0 | 6.4935 | 0
27.04. | 19 | 243.6516 |  | 237.1581 | 0 | 0 | 6.4935 | 0
27.04. | 20 | 243.6516 |  | 237.1581 | 0 | 0 | 6.4935 | 0
27.04. | 21 | 243.6516 |  | 237.1581 | 0 | 0 | 6.4935 | 0
27.04. | 22 | 243.6516 |  | 237.1581 | 0 | 0 | 6.4935 | 0
27.04. | 23 | 243.6516 |  | 237.1581 | 0 | 0 | 6.4935 | 0
27.04. | 24 | 243.6516 |  | 237.1581 | 0 | 0 | 6.4935 | 0
28.04. | 1 | 243.6516 |  | 237.1581 | 0 | 0 | 6.4935 | 0
28.04. | 2 | 243.6516 |  | 237.1581 | 0 | 0 | 6.4935 | 0
28.04. | 3 | 243.6516 |  | 237.1581 | 0 | 0 | 6.4935 | 0
28.04. | 4 | 243.6516 |  | 237.1581 | 0 | 0 | 6.4935 | 0
28.04. | 5 | 243.6516 |  | 237.1581 | 0 | 0 | 6.4935 | 0
28.04. | 6 | 243.6516 |  | 237.1581 | 0 | 0 | 6.4935 | 0
28.04. | 7 | 243.6516 |  | 237.1581 | 0 | 0 | 6.4935 | 0
28.04. | 8 | 243.6516 |  | 237.1581 | 0 | 0 | 6.4935 | 0
28.04. | 9 | 243.6516 |  | 237.1581 | 0 | 0 | 6.4935 | 0
28.04. | 10 | 243.6516 |  | 237.1581 | 0 | 0 | 6.4935 | 0
28.04. | 11 | 243.6516 |  | 237.1581 | 0 | 0 | 6.4935 | 0
28.04. | 12 | 243.6516 |  | 237.1581 | 0 | 0 | 6.4935 | 0
28.04. | 13 | 243.6516 |  | 237.1581 | 0 | 0 | 6.4935 | 0
28.04. | 14 | 243.6516 |  | 237.1581 | 0 | 0 | 6.4935 | 0
28.04. | 15 | 243.6516 |  | 237.1581 | 0 | 0 | 6.4935 | 0
28.04. | 16 | 243.6516 |  | 237.1581 | 0 | 0 | 6.4935 | 0
28.04. | 17 | 243.6516 |  | 237.1581 | 0 | 0 | 6.4935 | 0
28.04. | 18 | 243.6516 |  | 237.1581 | 0 | 0 | 6.4935 | 0
28.04. | 19 | 243.6516 |  | 237.1581 | 0 | 0 | 6.4935 | 0
28.04. | 20 | 243.6516 |  | 237.1581 | 0 | 0 | 6.4935 | 0
28.04. | 21 | 243.6516 |  | 237.1581 | 0 | 0 | 6.4935 | 0
28.04. | 22 | 243.6516 |  | 237.1581 | 0 | 0 | 6.4935 | 0
28.04. | 23 | 243.6516 |  | 237.1581 | 0 | 0 | 6.4935 | 0
28.04. | 24 | 243.6516 |  | 237.1581 | 0 | 0 | 6.4935 | 0
29.04. | 1 | 243.6516 |  | 237.1581 | 0 | 0 | 6.4935 | 0
29.04. | 2 | 243.6516 |  | 237.1581 | 0 | 0 | 6.4935 | 0
29.04. | 3 | 243.6516 |  | 237.1581 | 0 | 0 | 6.4935 | 0
29.04. | 4 | 243.6516 |  | 237.1581 | 0 | 0 | 6.4935 | 0
29.04. | 5 | 243.6516 |  | 237.1581 | 0 | 0 | 6.4935 | 0
29.04. | 6 | 243.6516 |  | 237.1581 | 0 | 0 | 6.4935 | 0
29.04. | 7 | 243.6516 |  | 237.1581 | 0 | 0 | 6.4935 | 0
29.04. | 8 | 243.6516 |  | 237.1581 | 0 | 0 | 6.4935 | 0
29.04. | 9 | 243.6516 |  | 237.1581 | 0 | 0 | 6.4935 | 0
29.04. | 10 | 243.6516 |  | 237.1581 | 0 | 0 | 6.4935 | 0
29.04. | 11 | 243.6516 |  | 237.1581 | 0 | 0 | 6.4935 | 0
29.04. | 12 | 243.6516 |  | 237.1581 | 0 | 0 | 6.4935 | 0
29.04. | 13 | 243.6516 |  | 237.1581 | 0 | 0 | 6.4935 | 0
29.04. | 14 | 243.6516 |  | 237.1581 | 0 | 0 | 6.4935 | 0
29.04. | 15 | 243.6516 |  | 237.1581 | 0 | 0 | 6.4935 | 0
29.04. | 16 | 243.6516 |  | 237.1581 | 0 | 0 | 6.4935 | 0
29.04. | 17 | 243.6516 |  | 237.1581 | 0 | 0 | 6.4935 | 0
29.04. | 18 | 243.6516 |  | 237.1581 | 0 | 0 | 6.4935 | 0
29.04. | 19 | 243.6516 |  | 237.1581 | 0 | 0 | 6.4935 | 0
29.04. | 20 | 243.6516 |  | 237.1581 | 0 | 0 | 6.4935 | 0
29.04. | 21 | 243.6516 |  | 237.1581 | 0 | 0 | 6.4935 | 0
29.04. | 22 | 243.6516 |  | 237.1581 | 0 | 0 | 6.4935 | 0
29.04. | 23 | 243.6516 |  | 237.1581 | 0 | 0 | 6.4935 | 0
29.04. | 24 | 243.6516 |  | 237.1581 | 0 | 0 | 6.4935 | 0
30.04. | 1 | 243.6516 |  | 237.1581 | 0 | 0 | 6.4935 | 0
30.04. | 2 | 243.6516 |  | 237.1581 | 0 | 0 | 6.4935 | 0
30.04. | 3 | 243.6516 |  | 237.1581 | 0 | 0 | 6.4935 | 0
30.04. | 4 | 243.6516 |  | 237.1581 | 0 | 0 | 6.4935 | 0
30.04. | 5 | 243.6516 |  | 237.1581 | 0 | 0 | 6.4935 | 0
30.04. | 6 | 243.6516 |  | 237.1581 | 0 | 0 | 6.4935 | 0
30.04. | 7 | 243.6516 |  | 237.1581 | 0 | 0 | 6.4935 | 0
30.04. | 8 | 243.6516 |  | 237.1581 | 0 | 0 | 6.4935 | 0
30.04. | 9 | 243.6516 |  | 237.1581 | 0 | 0 | 6.4935 | 0
30.04. | 10 | 243.6516 |  | 237.1581 | 0 | 0 | 6.4935 | 0
30.04. | 11 | 243.6516 |  | 237.1581 | 0 | 0 | 6.4935 | 0
30.04. | 12 | 243.6516 |  | 237.1581 | 0 | 0 | 6.4935 | 0
30.04. | 13 | 243.6516 |  | 237.1581 | 0 | 0 | 6.4935 | 0
30.04. | 14 | 243.6516 |  | 237.1581 | 0 | 0 | 6.4935 | 0
30.04. | 15 | 243.6516 |  | 237.1581 | 0 | 0 | 6.4935 | 0
30.04. | 16 | 243.6516 |  | 237.1581 | 0 | 0 | 6.4935 | 0
30.04. | 17 | 243.6516 |  | 237.1581 | 0 | 0 | 6.4935 | 0
30.04. | 18 | 243.6516 |  | 237.1581 | 0 | 0 | 6.4935 | 0
30.04. | 19 | 243.6516 |  | 237.1581 | 0 | 0 | 6.4935 | 0
30.04. | 20 | 243.6516 |  | 237.1581 | 0 | 0 | 6.4935 | 0
30.04. | 21 | 243.6516 |  | 237.1581 | 0 | 0 | 6.4935 | 0
30.04. | 22 | 243.6516 |  | 237.1581 | 0 | 0 | 6.4935 | 0
30.04. | 23 | 243.6516 |  | 237.1581 | 0 | 0 | 6.4935 | 0
30.04. | 24 | 243.6516 |  | 237.1581 | 0 | 0 | 6.4935 | 0
01.05. | 1 | 243.1521 |  | 237.1581 | 0 | 0 | 5.994 | 0
01.05. | 2 | 243.1521 |  | 237.1581 | 0 | 0 | 5.994 | 0
01.05. | 3 | 243.1521 |  | 237.1581 | 0 | 0 | 5.994 | 0
01.05. | 4 | 243.1521 |  | 237.1581 | 0 | 0 | 5.994 | 0
01.05. | 5 | 243.1521 |  | 237.1581 | 0 | 0 | 5.994 | 0
01.05. | 6 | 243.1521 |  | 237.1581 | 0 | 0 | 5.994 | 0
01.05. | 7 | 243.1521 |  | 237.1581 | 0 | 0 | 5.994 | 0
01.05. | 8 | 243.1521 |  | 237.1581 | 0 | 0 | 5.994 | 0
01.05. | 9 | 243.1521 |  | 237.1581 | 0 | 0 | 5.994 | 0
01.05. | 10 | 243.1521 |  | 237.1581 | 0 | 0 | 5.994 | 0
01.05. | 11 | 243.1521 |  | 237.1581 | 0 | 0 | 5.994 | 0
01.05. | 12 | 243.1521 |  | 237.1581 | 0 | 0 | 5.994 | 0
01.05. | 13 | 243.1521 |  | 237.1581 | 0 | 0 | 5.994 | 0
01.05. | 14 | 243.1521 |  | 237.1581 | 0 | 0 | 5.994 | 0
01.05. | 15 | 243.1521 |  | 237.1581 | 0 | 0 | 5.994 | 0
01.05. | 16 | 243.1521 |  | 237.1581 | 0 | 0 | 5.994 | 0
01.05. | 17 | 243.1521 |  | 237.1581 | 0 | 0 | 5.994 | 0
01.05. | 18 | 243.1521 |  | 237.1581 | 0 | 0 | 5.994 | 0
01.05. | 19 | 243.1521 |  | 237.1581 | 0 | 0 | 5.994 | 0
01.05. | 20 | 243.1521 |  | 237.1581 | 0 | 0 | 5.994 | 0
01.05. | 21 | 243.1521 |  | 237.1581 | 0 | 0 | 5.994 | 0
01.05. | 22 | 243.1521 |  | 237.1581 | 0 | 0 | 5.994 | 0
01.05. | 23 | 243.1521 |  | 237.1581 | 0 | 0 | 5.994 | 0
01.05. | 24 | 243.1521 |  | 237.1581 | 0 | 0 | 5.994 | 0
02.05. | 1 | 243.1521 |  | 237.1581 | 0 | 0 | 5.994 | 0
02.05. | 2 | 243.1521 |  | 237.1581 | 0 | 0 | 5.994 | 0
02.05. | 3 | 243.1521 |  | 237.1581 | 0 | 0 | 5.994 | 0
02.05. | 4 | 243.1521 |  | 237.1581 | 0 | 0 | 5.994 | 0
02.05. | 5 | 243.1521 |  | 237.1581 | 0 | 0 | 5.994 | 0
02.05. | 6 | 243.1521 |  | 237.1581 | 0 | 0 | 5.994 | 0
02.05. | 7 | 243.1521 |  | 237.1581 | 0 | 0 | 5.994 | 0
02.05. | 8 | 243.1521 |  | 237.1581 | 0 | 0 | 5.994 | 0
02.05. | 9 | 243.1521 |  | 237.1581 | 0 | 0 | 5.994 | 0
02.05. | 10 | 243.1521 |  | 237.1581 | 0 | 0 | 5.994 | 0
02.05. | 11 | 243.1521 |  | 237.1581 | 0 | 0 | 5.994 | 0
02.05. | 12 | 243.1521 |  | 237.1581 | 0 | 0 | 5.994 | 0
02.05. | 13 | 243.1521 |  | 237.1581 | 0 | 0 | 5.994 | 0
02.05. | 14 | 243.1521 |  | 237.1581 | 0 | 0 | 5.994 | 0
02.05. | 15 | 243.1521 |  | 237.1581 | 0 | 0 | 5.994 | 0
02.05. | 16 | 243.1521 |  | 237.1581 | 0 | 0 | 5.994 | 0
02.05. | 17 | 243.1521 |  | 237.1581 | 0 | 0 | 5.994 | 0
02.05. | 18 | 243.1521 |  | 237.1581 | 0 | 0 | 5.994 | 0
02.05. | 19 | 243.1521 |  | 237.1581 | 0 | 0 | 5.994 | 0
02.05. | 20 | 243.1521 |  | 237.1581 | 0 | 0 | 5.994 | 0
02.05. | 21 | 243.1521 |  | 237.1581 | 0 | 0 | 5.994 | 0
02.05. | 22 | 243.1521 |  | 237.1581 | 0 | 0 | 5.994 | 0
02.05. | 23 | 243.1521 |  | 237.1581 | 0 | 0 | 5.994 | 0
02.05. | 24 | 243.1521 |  | 237.1581 | 0 | 0 | 5.994 | 0
03.05. | 1 | 243.1521 |  | 237.1581 | 0 | 0 | 5.994 | 0
03.05. | 2 | 243.1521 |  | 237.1581 | 0 | 0 | 5.994 | 0
03.05. | 3 | 243.1521 |  | 237.1581 | 0 | 0 | 5.994 | 0
03.05. | 4 | 243.1521 |  | 237.1581 | 0 | 0 | 5.994 | 0
03.05. | 5 | 243.1521 |  | 237.1581 | 0 | 0 | 5.994 | 0
03.05. | 6 | 243.1521 |  | 237.1581 | 0 | 0 | 5.994 | 0
03.05. | 7 | 243.1521 |  | 237.1581 | 0 | 0 | 5.994 | 0
03.05. | 8 | 243.1521 |  | 237.1581 | 0 | 0 | 5.994 | 0
03.05. | 9 | 243.1521 |  | 237.1581 | 0 | 0 | 5.994 | 0
03.05. | 10 | 243.1521 |  | 237.1581 | 0 | 0 | 5.994 | 0
03.05. | 11 | 243.1521 |  | 237.1581 | 0 | 0 | 5.994 | 0
03.05. | 12 | 243.1521 |  | 237.1581 | 0 | 0 | 5.994 | 0
03.05. | 13 | 243.1521 |  | 237.1581 | 0 | 0 | 5.994 | 0
03.05. | 14 | 243.1521 |  | 237.1581 | 0 | 0 | 5.994 | 0
03.05. | 15 | 243.1521 |  | 237.1581 | 0 | 0 | 5.994 | 0
03.05. | 16 | 243.1521 |  | 237.1581 | 0 | 0 | 5.994 | 0
03.05. | 17 | 243.1521 |  | 237.1581 | 0 | 0 | 5.994 | 0
03.05. | 18 | 243.1521 |  | 237.1581 | 0 | 0 | 5.994 | 0
03.05. | 19 | 243.1521 |  | 237.1581 | 0 | 0 | 5.994 | 0
03.05. | 20 | 243.1521 |  | 237.1581 | 0 | 0 | 5.994 | 0
03.05. | 21 | 243.1521 |  | 237.1581 | 0 | 0 | 5.994 | 0
03.05. | 22 | 243.1521 |  | 237.1581 | 0 | 0 | 5.994 | 0
03.05. | 23 | 243.1521 |  | 237.1581 | 0 | 0 | 5.994 | 0
03.05. | 24 | 243.1521 |  | 237.1581 | 0 | 0 | 5.994 | 0
04.05. | 1 | 243.1521 |  | 237.1581 | 0 | 0 | 5.994 | 0
04.05. | 2 | 243.1521 |  | 237.1581 | 0 | 0 | 5.994 | 0
04.05. | 3 | 243.1521 |  | 237.1581 | 0 | 0 | 5.994 | 0
04.05. | 4 | 243.1521 |  | 237.1581 | 0 | 0 | 5.994 | 0
04.05. | 5 | 243.1521 |  | 237.1581 | 0 | 0 | 5.994 | 0
04.05. | 6 | 243.1521 |  | 237.1581 | 0 | 0 | 5.994 | 0
04.05. | 7 | 243.1521 |  | 237.1581 | 0 | 0 | 5.994 | 0
04.05. | 8 | 243.1521 |  | 237.1581 | 0 | 0 | 5.994 | 0
04.05. | 9 | 243.1521 |  | 237.1581 | 0 | 0 | 5.994 | 0
04.05. | 10 | 243.1521 |  | 237.1581 | 0 | 0 | 5.994 | 0
04.05. | 11 | 243.1521 |  | 237.1581 | 0 | 0 | 5.994 | 0
04.05. | 12 | 243.1521 |  | 237.1581 | 0 | 0 | 5.994 | 0
04.05. | 13 | 243.1521 |  | 237.1581 | 0 | 0 | 5.994 | 0
04.05. | 14 | 243.1521 |  | 237.1581 | 0 | 0 | 5.994 | 0
04.05. | 15 | 243.1521 |  | 237.1581 | 0 | 0 | 5.994 | 0
04.05. | 16 | 243.1521 |  | 237.1581 | 0 | 0 | 5.994 | 0
04.05. | 17 | 243.1521 |  | 237.1581 | 0 | 0 | 5.994 | 0
04.05. | 18 | 243.1521 |  | 237.1581 | 0 | 0 | 5.994 | 0
04.05. | 19 | 243.1521 |  | 237.1581 | 0 | 0 | 5.994 | 0
04.05. | 20 | 243.1521 |  | 237.1581 | 0 | 0 | 5.994 | 0
04.05. | 21 | 243.1521 |  | 237.1581 | 0 | 0 | 5.994 | 0
04.05. | 22 | 243.1521 |  | 237.1581 | 0 | 0 | 5.994 | 0
04.05. | 23 | 243.1521 |  | 237.1581 | 0 | 0 | 5.994 | 0
04.05. | 24 | 243.1521 |  | 237.1581 | 0 | 0 | 5.994 | 0
05.05. | 1 | 243.1521 |  | 237.1581 | 0 | 0 | 5.994 | 0
05.05. | 2 | 243.1521 |  | 237.1581 | 0 | 0 | 5.994 | 0
05.05. | 3 | 243.1521 |  | 237.1581 | 0 | 0 | 5.994 | 0
05.05. | 4 | 243.1521 |  | 237.1581 | 0 | 0 | 5.994 | 0
05.05. | 5 | 243.1521 |  | 237.1581 | 0 | 0 | 5.994 | 0
05.05. | 6 | 243.1521 |  | 237.1581 | 0 | 0 | 5.994 | 0
05.05. | 7 | 243.1521 |  | 237.1581 | 0 | 0 | 5.994 | 0
05.05. | 8 | 243.1521 |  | 237.1581 | 0 | 0 | 5.994 | 0
05.05. | 9 | 243.1521 |  | 237.1581 | 0 | 0 | 5.994 | 0
05.05. | 10 | 243.1521 |  | 237.1581 | 0 | 0 | 5.994 | 0
05.05. | 11 | 243.1521 |  | 237.1581 | 0 | 0 | 5.994 | 0
05.05. | 12 | 243.1521 |  | 237.1581 | 0 | 0 | 5.994 | 0
05.05. | 13 | 243.1521 |  | 237.1581 | 0 | 0 | 5.994 | 0
05.05. | 14 | 243.1521 |  | 237.1581 | 0 | 0 | 5.994 | 0
05.05. | 15 | 243.1521 |  | 237.1581 | 0 | 0 | 5.994 | 0
05.05. | 16 | 243.1521 |  | 237.1581 | 0 | 0 | 5.994 | 0
05.05. | 17 | 243.1521 |  | 237.1581 | 0 | 0 | 5.994 | 0
05.05. | 18 | 243.1521 |  | 237.1581 | 0 | 0 | 5.994 | 0
05.05. | 19 | 243.1521 |  | 237.1581 | 0 | 0 | 5.994 | 0
05.05. | 20 | 243.1521 |  | 237.1581 | 0 | 0 | 5.994 | 0
05.05. | 21 | 243.1521 |  | 237.1581 | 0 | 0 | 5.994 | 0
05.05. | 22 | 243.1521 |  | 237.1581 | 0 | 0 | 5.994 | 0
05.05. | 23 | 243.1521 |  | 237.1581 | 0 | 0 | 5.994 | 0
05.05. | 24 | 243.1521 |  | 237.1581 | 0 | 0 | 5.994 | 0
06.05. | 1 | 243.1521 |  | 237.1581 | 0 | 0 | 5.994 | 0
06.05. | 2 | 243.1521 |  | 237.1581 | 0 | 0 | 5.994 | 0
06.05. | 3 | 243.1521 |  | 237.1581 | 0 | 0 | 5.994 | 0
06.05. | 4 | 243.1521 |  | 237.1581 | 0 | 0 | 5.994 | 0
06.05. | 5 | 243.1521 |  | 237.1581 | 0 | 0 | 5.994 | 0
06.05. | 6 | 243.1521 |  | 237.1581 | 0 | 0 | 5.994 | 0
06.05. | 7 | 243.1521 |  | 237.1581 | 0 | 0 | 5.994 | 0
06.05. | 8 | 243.1521 |  | 237.1581 | 0 | 0 | 5.994 | 0
06.05. | 9 | 243.1521 |  | 237.1581 | 0 | 0 | 5.994 | 0
06.05. | 10 | 243.1521 |  | 237.1581 | 0 | 0 | 5.994 | 0
06.05. | 11 | 243.1521 |  | 237.1581 | 0 | 0 | 5.994 | 0
06.05. | 12 | 243.1521 |  | 237.1581 | 0 | 0 | 5.994 | 0
06.05. | 13 | 243.1521 |  | 237.1581 | 0 | 0 | 5.994 | 0
06.05. | 14 | 243.1521 |  | 237.1581 | 0 | 0 | 5.994 | 0
06.05. | 15 | 243.1521 |  | 237.1581 | 0 | 0 | 5.994 | 0
06.05. | 16 | 243.1521 |  | 237.1581 | 0 | 0 | 5.994 | 0
06.05. | 17 | 243.1521 |  | 237.1581 | 0 | 0 | 5.994 | 0
06.05. | 18 | 243.1521 |  | 237.1581 | 0 | 0 | 5.994 | 0
06.05. | 19 | 243.1521 |  | 237.1581 | 0 | 0 | 5.994 | 0
06.05. | 20 | 243.1521 |  | 237.1581 | 0 | 0 | 5.994 | 0
06.05. | 21 | 243.1521 |  | 237.1581 | 0 | 0 | 5.994 | 0
06.05. | 22 | 243.1521 |  | 237.1581 | 0 | 0 | 5.994 | 0
06.05. | 23 | 243.1521 |  | 237.1581 | 0 | 0 | 5.994 | 0
06.05. | 24 | 243.1521 |  | 237.1581 | 0 | 0 | 5.994 | 0
07.05. | 1 | 243.1521 |  | 237.1581 | 0 | 0 | 5.994 | 0
07.05. | 2 | 243.1521 |  | 237.1581 | 0 | 0 | 5.994 | 0
07.05. | 3 | 243.1521 |  | 237.1581 | 0 | 0 | 5.994 | 0
07.05. | 4 | 243.1521 |  | 237.1581 | 0 | 0 | 5.994 | 0
07.05. | 5 | 243.1521 |  | 237.1581 | 0 | 0 | 5.994 | 0
07.05. | 6 | 243.1521 |  | 237.1581 | 0 | 0 | 5.994 | 0
07.05. | 7 | 243.1521 |  | 237.1581 | 0 | 0 | 5.994 | 0
07.05. | 8 | 243.1521 |  | 237.1581 | 0 | 0 | 5.994 | 0
07.05. | 9 | 243.1521 |  | 237.1581 | 0 | 0 | 5.994 | 0
07.05. | 10 | 243.1521 |  | 237.1581 | 0 | 0 | 5.994 | 0
07.05. | 11 | 243.1521 |  | 237.1581 | 0 | 0 | 5.994 | 0
07.05. | 12 | 243.1521 |  | 237.1581 | 0 | 0 | 5.994 | 0
07.05. | 13 | 243.1521 |  | 237.1581 | 0 | 0 | 5.994 | 0
07.05. | 14 | 243.1521 |  | 237.1581 | 0 | 0 | 5.994 | 0
07.05. | 15 | 243.1521 |  | 237.1581 | 0 | 0 | 5.994 | 0
07.05. | 16 | 243.1521 |  | 237.1581 | 0 | 0 | 5.994 | 0
07.05. | 17 | 243.1521 |  | 237.1581 | 0 | 0 | 5.994 | 0
07.05. | 18 | 243.1521 |  | 237.1581 | 0 | 0 | 5.994 | 0
07.05. | 19 | 243.1521 |  | 237.1581 | 0 | 0 | 5.994 | 0
07.05. | 20 | 243.1521 |  | 237.1581 | 0 | 0 | 5.994 | 0
07.05. | 21 | 243.1521 |  | 237.1581 | 0 | 0 | 5.994 | 0
07.05. | 22 | 243.1521 |  | 237.1581 | 0 | 0 | 5.994 | 0
07.05. | 23 | 243.1521 |  | 237.1581 | 0 | 0 | 5.994 | 0
07.05. | 24 | 243.1521 |  | 237.1581 | 0 | 0 | 5.994 | 0
08.05. | 1 | 243.1521 |  | 237.1581 | 0 | 0 | 5.994 | 0
08.05. | 2 | 243.1521 |  | 237.1581 | 0 | 0 | 5.994 | 0
08.05. | 3 | 243.1521 |  | 237.1581 | 0 | 0 | 5.994 | 0
08.05. | 4 | 243.1521 |  | 237.1581 | 0 | 0 | 5.994 | 0
08.05. | 5 | 243.1521 |  | 237.1581 | 0 | 0 | 5.994 | 0
08.05. | 6 | 243.1521 |  | 237.1581 | 0 | 0 | 5.994 | 0
08.05. | 7 | 243.1521 |  | 237.1581 | 0 | 0 | 5.994 | 0
08.05. | 8 | 243.1521 |  | 237.1581 | 0 | 0 | 5.994 | 0
08.05. | 9 | 243.1521 |  | 237.1581 | 0 | 0 | 5.994 | 0
08.05. | 10 | 243.1521 |  | 237.1581 | 0 | 0 | 5.994 | 0
08.05. | 11 | 243.1521 |  | 237.1581 | 0 | 0 | 5.994 | 0
08.05. | 12 | 243.1521 |  | 237.1581 | 0 | 0 | 5.994 | 0
08.05. | 13 | 243.1521 |  | 237.1581 | 0 | 0 | 5.994 | 0
08.05. | 14 | 243.1521 |  | 237.1581 | 0 | 0 | 5.994 | 0
08.05. | 15 | 243.1521 |  | 237.1581 | 0 | 0 | 5.994 | 0
08.05. | 16 | 243.1521 |  | 237.1581 | 0 | 0 | 5.994 | 0
08.05. | 17 | 243.1521 |  | 237.1581 | 0 | 0 | 5.994 | 0
08.05. | 18 | 243.1521 |  | 237.1581 | 0 | 0 | 5.994 | 0
08.05. | 19 | 243.1521 |  | 237.1581 | 0 | 0 | 5.994 | 0
08.05. | 20 | 243.1521 |  | 237.1581 | 0 | 0 | 5.994 | 0
08.05. | 21 | 243.1521 |  | 237.1581 | 0 | 0 | 5.994 | 0
08.05. | 22 | 243.1521 |  | 237.1581 | 0 | 0 | 5.994 | 0
08.05. | 23 | 243.1521 |  | 237.1581 | 0 | 0 | 5.994 | 0
08.05. | 24 | 243.1521 |  | 237.1581 | 0 | 0 | 5.994 | 0
09.05. | 1 | 243.1521 |  | 237.1581 | 0 | 0 | 5.994 | 0
09.05. | 2 | 243.1521 |  | 237.1581 | 0 | 0 | 5.994 | 0
09.05. | 3 | 243.1521 |  | 237.1581 | 0 | 0 | 5.994 | 0
09.05. | 4 | 243.1521 |  | 237.1581 | 0 | 0 | 5.994 | 0
09.05. | 5 | 243.1521 |  | 237.1581 | 0 | 0 | 5.994 | 0
09.05. | 6 | 243.1521 |  | 237.1581 | 0 | 0 | 5.994 | 0
09.05. | 7 | 243.1521 |  | 237.1581 | 0 | 0 | 5.994 | 0
09.05. | 8 | 243.1521 |  | 237.1581 | 0 | 0 | 5.994 | 0
09.05. | 9 | 243.1521 |  | 237.1581 | 0 | 0 | 5.994 | 0
09.05. | 10 | 243.1521 |  | 237.1581 | 0 | 0 | 5.994 | 0
09.05. | 11 | 243.1521 |  | 237.1581 | 0 | 0 | 5.994 | 0
09.05. | 12 | 243.1521 |  | 237.1581 | 0 | 0 | 5.994 | 0
09.05. | 13 | 243.1521 |  | 237.1581 | 0 | 0 | 5.994 | 0
09.05. | 14 | 243.1521 |  | 237.1581 | 0 | 0 | 5.994 | 0
09.05. | 15 | 243.1521 |  | 237.1581 | 0 | 0 | 5.994 | 0
09.05. | 16 | 243.1521 |  | 237.1581 | 0 | 0 | 5.994 | 0
09.05. | 17 | 243.1521 |  | 237.1581 | 0 | 0 | 5.994 | 0
09.05. | 18 | 243.1521 |  | 237.1581 | 0 | 0 | 5.994 | 0
09.05. | 19 | 243.1521 |  | 237.1581 | 0 | 0 | 5.994 | 0
09.05. | 20 | 243.1521 |  | 237.1581 | 0 | 0 | 5.994 | 0
09.05. | 21 | 243.1521 |  | 237.1581 | 0 | 0 | 5.994 | 0
09.05. | 22 | 243.1521 |  | 237.1581 | 0 | 0 | 5.994 | 0
09.05. | 23 | 243.1521 |  | 237.1581 | 0 | 0 | 5.994 | 0
09.05. | 24 | 243.1521 |  | 237.1581 | 0 | 0 | 5.994 | 0
10.05. | 1 | 243.1521 |  | 237.1581 | 0 | 0 | 5.994 | 0
10.05. | 2 | 243.1521 |  | 237.1581 | 0 | 0 | 5.994 | 0
10.05. | 3 | 243.1521 |  | 237.1581 | 0 | 0 | 5.994 | 0
10.05. | 4 | 243.1521 |  | 237.1581 | 0 | 0 | 5.994 | 0
10.05. | 5 | 243.1521 |  | 237.1581 | 0 | 0 | 5.994 | 0
10.05. | 6 | 243.1521 |  | 237.1581 | 0 | 0 | 5.994 | 0
10.05. | 7 | 243.1521 |  | 237.1581 | 0 | 0 | 5.994 | 0
10.05. | 8 | 243.1521 |  | 237.1581 | 0 | 0 | 5.994 | 0
10.05. | 9 | 243.1521 |  | 237.1581 | 0 | 0 | 5.994 | 0
10.05. | 10 | 243.1521 |  | 237.1581 | 0 | 0 | 5.994 | 0
10.05. | 11 | 243.1521 |  | 237.1581 | 0 | 0 | 5.994 | 0
10.05. | 12 | 243.1521 |  | 237.1581 | 0 | 0 | 5.994 | 0
10.05. | 13 | 243.1521 |  | 237.1581 | 0 | 0 | 5.994 | 0
10.05. | 14 | 243.1521 |  | 237.1581 | 0 | 0 | 5.994 | 0
10.05. | 15 | 243.1521 |  | 237.1581 | 0 | 0 | 5.994 | 0
10.05. | 16 | 243.1521 |  | 237.1581 | 0 | 0 | 5.994 | 0
10.05. | 17 | 243.1521 |  | 237.1581 | 0 | 0 | 5.994 | 0
10.05. | 18 | 243.1521 |  | 237.1581 | 0 | 0 | 5.994 | 0
10.05. | 19 | 243.1521 |  | 237.1581 | 0 | 0 | 5.994 | 0
10.05. | 20 | 243.1521 |  | 237.1581 | 0 | 0 | 5.994 | 0
10.05. | 21 | 243.1521 |  | 237.1581 | 0 | 0 | 5.994 | 0
10.05. | 22 | 243.1521 |  | 237.1581 | 0 | 0 | 5.994 | 0
10.05. | 23 | 243.1521 |  | 237.1581 | 0 | 0 | 5.994 | 0
10.05. | 24 | 243.1521 |  | 237.1581 | 0 | 0 | 5.994 | 0
11.05. | 1 | 243.1521 |  | 237.1581 | 0 | 0 | 5.994 | 0
11.05. | 2 | 243.1521 |  | 237.1581 | 0 | 0 | 5.994 | 0
11.05. | 3 | 243.1521 |  | 237.1581 | 0 | 0 | 5.994 | 0
11.05. | 4 | 243.1521 |  | 237.1581 | 0 | 0 | 5.994 | 0
11.05. | 5 | 243.1521 |  | 237.1581 | 0 | 0 | 5.994 | 0
11.05. | 6 | 243.1521 |  | 237.1581 | 0 | 0 | 5.994 | 0
11.05. | 7 | 243.1521 |  | 237.1581 | 0 | 0 | 5.994 | 0
11.05. | 8 | 243.1521 |  | 237.1581 | 0 | 0 | 5.994 | 0
11.05. | 9 | 243.1521 |  | 237.1581 | 0 | 0 | 5.994 | 0
11.05. | 10 | 243.1521 |  | 237.1581 | 0 | 0 | 5.994 | 0
11.05. | 11 | 243.1521 |  | 237.1581 | 0 | 0 | 5.994 | 0
11.05. | 12 | 243.1521 |  | 237.1581 | 0 | 0 | 5.994 | 0
11.05. | 13 | 243.1521 |  | 237.1581 | 0 | 0 | 5.994 | 0
11.05. | 14 | 243.1521 |  | 237.1581 | 0 | 0 | 5.994 | 0
11.05. | 15 | 243.1521 |  | 237.1581 | 0 | 0 | 5.994 | 0
11.05. | 16 | 243.1521 |  | 237.1581 | 0 | 0 | 5.994 | 0
11.05. | 17 | 243.1521 |  | 237.1581 | 0 | 0 | 5.994 | 0
11.05. | 18 | 243.1521 |  | 237.1581 | 0 | 0 | 5.994 | 0
11.05. | 19 | 243.1521 |  | 237.1581 | 0 | 0 | 5.994 | 0
11.05. | 20 | 243.1521 |  | 237.1581 | 0 | 0 | 5.994 | 0
11.05. | 21 | 243.1521 |  | 237.1581 | 0 | 0 | 5.994 | 0
11.05. | 22 | 243.1521 |  | 237.1581 | 0 | 0 | 5.994 | 0
11.05. | 23 | 243.1521 |  | 237.1581 | 0 | 0 | 5.994 | 0
11.05. | 24 | 243.1521 |  | 237.1581 | 0 | 0 | 5.994 | 0
12.05. | 1 | 243.1521 |  | 237.1581 | 0 | 0 | 5.994 | 0
12.05. | 2 | 243.1521 |  | 237.1581 | 0 | 0 | 5.994 | 0
12.05. | 3 | 243.1521 |  | 237.1581 | 0 | 0 | 5.994 | 0
12.05. | 4 | 243.1521 |  | 237.1581 | 0 | 0 | 5.994 | 0
12.05. | 5 | 243.1521 |  | 237.1581 | 0 | 0 | 5.994 | 0
12.05. | 6 | 243.1521 |  | 237.1581 | 0 | 0 | 5.994 | 0
12.05. | 7 | 243.1521 |  | 237.1581 | 0 | 0 | 5.994 | 0
12.05. | 8 | 243.1521 |  | 237.1581 | 0 | 0 | 5.994 | 0
12.05. | 9 | 243.1521 |  | 237.1581 | 0 | 0 | 5.994 | 0
12.05. | 10 | 243.1521 |  | 237.1581 | 0 | 0 | 5.994 | 0
12.05. | 11 | 243.1521 |  | 237.1581 | 0 | 0 | 5.994 | 0
12.05. | 12 | 243.1521 |  | 237.1581 | 0 | 0 | 5.994 | 0
12.05. | 13 | 243.1521 |  | 237.1581 | 0 | 0 | 5.994 | 0
12.05. | 14 | 243.1521 |  | 237.1581 | 0 | 0 | 5.994 | 0
12.05. | 15 | 243.1521 |  | 237.1581 | 0 | 0 | 5.994 | 0
12.05. | 16 | 243.1521 |  | 237.1581 | 0 | 0 | 5.994 | 0
12.05. | 17 | 243.1521 |  | 237.1581 | 0 | 0 | 5.994 | 0
12.05. | 18 | 243.1521 |  | 237.1581 | 0 | 0 | 5.994 | 0
12.05. | 19 | 243.1521 |  | 237.1581 | 0 | 0 | 5.994 | 0
12.05. | 20 | 243.1521 |  | 237.1581 | 0 | 0 | 5.994 | 0
12.05. | 21 | 243.1521 |  | 237.1581 | 0 | 0 | 5.994 | 0
12.05. | 22 | 243.1521 |  | 237.1581 | 0 | 0 | 5.994 | 0
12.05. | 23 | 243.1521 |  | 237.1581 | 0 | 0 | 5.994 | 0
12.05. | 24 | 243.1521 |  | 237.1581 | 0 | 0 | 5.994 | 0
13.05. | 1 | 243.1521 |  | 237.1581 | 0 | 0 | 5.994 | 0
13.05. | 2 | 243.1521 |  | 237.1581 | 0 | 0 | 5.994 | 0
13.05. | 3 | 243.1521 |  | 237.1581 | 0 | 0 | 5.994 | 0
13.05. | 4 | 243.1521 |  | 237.1581 | 0 | 0 | 5.994 | 0
13.05. | 5 | 243.1521 |  | 237.1581 | 0 | 0 | 5.994 | 0
13.05. | 6 | 243.1521 |  | 237.1581 | 0 | 0 | 5.994 | 0
13.05. | 7 | 243.1521 |  | 237.1581 | 0 | 0 | 5.994 | 0
13.05. | 8 | 243.1521 |  | 237.1581 | 0 | 0 | 5.994 | 0
13.05. | 9 | 243.1521 |  | 237.1581 | 0 | 0 | 5.994 | 0
13.05. | 10 | 243.1521 |  | 237.1581 | 0 | 0 | 5.994 | 0
13.05. | 11 | 243.1521 |  | 237.1581 | 0 | 0 | 5.994 | 0
13.05. | 12 | 243.1521 |  | 237.1581 | 0 | 0 | 5.994 | 0
13.05. | 13 | 243.1521 |  | 237.1581 | 0 | 0 | 5.994 | 0
13.05. | 14 | 243.1521 |  | 237.1581 | 0 | 0 | 5.994 | 0
13.05. | 15 | 243.1521 |  | 237.1581 | 0 | 0 | 5.994 | 0
13.05. | 16 | 243.1521 |  | 237.1581 | 0 | 0 | 5.994 | 0
13.05. | 17 | 243.1521 |  | 237.1581 | 0 | 0 | 5.994 | 0
13.05. | 18 | 243.1521 |  | 237.1581 | 0 | 0 | 5.994 | 0
13.05. | 19 | 243.1521 |  | 237.1581 | 0 | 0 | 5.994 | 0
13.05. | 20 | 243.1521 |  | 237.1581 | 0 | 0 | 5.994 | 0
13.05. | 21 | 243.1521 |  | 237.1581 | 0 | 0 | 5.994 | 0
13.05. | 22 | 243.1521 |  | 237.1581 | 0 | 0 | 5.994 | 0
13.05. | 23 | 243.1521 |  | 237.1581 | 0 | 0 | 5.994 | 0
13.05. | 24 | 243.1521 |  | 237.1581 | 0 | 0 | 5.994 | 0
14.05. | 1 | 243.1521 |  | 237.1581 | 0 | 0 | 5.994 | 0
14.05. | 2 | 243.1521 |  | 237.1581 | 0 | 0 | 5.994 | 0
14.05. | 3 | 243.1521 |  | 237.1581 | 0 | 0 | 5.994 | 0
14.05. | 4 | 243.1521 |  | 237.1581 | 0 | 0 | 5.994 | 0
14.05. | 5 | 243.1521 |  | 237.1581 | 0 | 0 | 5.994 | 0
14.05. | 6 | 243.1521 |  | 237.1581 | 0 | 0 | 5.994 | 0
14.05. | 7 | 243.1521 |  | 237.1581 | 0 | 0 | 5.994 | 0
14.05. | 8 | 243.1521 |  | 237.1581 | 0 | 0 | 5.994 | 0
14.05. | 9 | 243.1521 |  | 237.1581 | 0 | 0 | 5.994 | 0
14.05. | 10 | 243.1521 |  | 237.1581 | 0 | 0 | 5.994 | 0
14.05. | 11 | 243.1521 |  | 237.1581 | 0 | 0 | 5.994 | 0
14.05. | 12 | 243.1521 |  | 237.1581 | 0 | 0 | 5.994 | 0
14.05. | 13 | 243.1521 |  | 237.1581 | 0 | 0 | 5.994 | 0
14.05. | 14 | 243.1521 |  | 237.1581 | 0 | 0 | 5.994 | 0
14.05. | 15 | 243.1521 |  | 237.1581 | 0 | 0 | 5.994 | 0
14.05. | 16 | 243.1521 |  | 237.1581 | 0 | 0 | 5.994 | 0
14.05. | 17 | 243.1521 |  | 237.1581 | 0 | 0 | 5.994 | 0
14.05. | 18 | 243.1521 |  | 237.1581 | 0 | 0 | 5.994 | 0
14.05. | 19 | 243.1521 |  | 237.1581 | 0 | 0 | 5.994 | 0
14.05. | 20 | 243.1521 |  | 237.1581 | 0 | 0 | 5.994 | 0
14.05. | 21 | 243.1521 |  | 237.1581 | 0 | 0 | 5.994 | 0
14.05. | 22 | 243.1521 |  | 237.1581 | 0 | 0 | 5.994 | 0
14.05. | 23 | 243.1521 |  | 237.1581 | 0 | 0 | 5.994 | 0
14.05. | 24 | 243.1521 |  | 237.1581 | 0 | 0 | 5.994 | 0
15.05. | 1 | 243.1521 |  | 237.1581 | 0 | 0 | 5.994 | 0
15.05. | 2 | 243.1521 |  | 237.1581 | 0 | 0 | 5.994 | 0
15.05. | 3 | 243.1521 |  | 237.1581 | 0 | 0 | 5.994 | 0
15.05. | 4 | 243.1521 |  | 237.1581 | 0 | 0 | 5.994 | 0
15.05. | 5 | 243.1521 |  | 237.1581 | 0 | 0 | 5.994 | 0
15.05. | 6 | 243.1521 |  | 237.1581 | 0 | 0 | 5.994 | 0
15.05. | 7 | 243.1521 |  | 237.1581 | 0 | 0 | 5.994 | 0
15.05. | 8 | 243.1521 |  | 237.1581 | 0 | 0 | 5.994 | 0
15.05. | 9 | 243.1521 |  | 237.1581 | 0 | 0 | 5.994 | 0
15.05. | 10 | 243.1521 |  | 237.1581 | 0 | 0 | 5.994 | 0
15.05. | 11 | 243.1521 |  | 237.1581 | 0 | 0 | 5.994 | 0
15.05. | 12 | 243.1521 |  | 237.1581 | 0 | 0 | 5.994 | 0
15.05. | 13 | 243.1521 |  | 237.1581 | 0 | 0 | 5.994 | 0
15.05. | 14 | 243.1521 |  | 237.1581 | 0 | 0 | 5.994 | 0
15.05. | 15 | 243.1521 |  | 237.1581 | 0 | 0 | 5.994 | 0
15.05. | 16 | 243.1521 |  | 237.1581 | 0 | 0 | 5.994 | 0
15.05. | 17 | 243.1521 |  | 237.1581 | 0 | 0 | 5.994 | 0
15.05. | 18 | 243.1521 |  | 237.1581 | 0 | 0 | 5.994 | 0
15.05. | 19 | 243.1521 |  | 237.1581 | 0 | 0 | 5.994 | 0
15.05. | 20 | 243.1521 |  | 237.1581 | 0 | 0 | 5.994 | 0
15.05. | 21 | 243.1521 |  | 237.1581 | 0 | 0 | 5.994 | 0
15.05. | 22 | 243.1521 |  | 237.1581 | 0 | 0 | 5.994 | 0
15.05. | 23 | 243.1521 |  | 237.1581 | 0 | 0 | 5.994 | 0
15.05. | 24 | 243.1521 |  | 237.1581 | 0 | 0 | 5.994 | 0
16.05. | 1 | 243.1521 |  | 237.1581 | 0 | 0 | 5.994 | 0
16.05. | 2 | 243.1521 |  | 237.1581 | 0 | 0 | 5.994 | 0
16.05. | 3 | 243.1521 |  | 237.1581 | 0 | 0 | 5.994 | 0
16.05. | 4 | 243.1521 |  | 237.1581 | 0 | 0 | 5.994 | 0
16.05. | 5 | 243.1521 |  | 237.1581 | 0 | 0 | 5.994 | 0
16.05. | 6 | 243.1521 |  | 237.1581 | 0 | 0 | 5.994 | 0
16.05. | 7 | 243.1521 |  | 237.1581 | 0 | 0 | 5.994 | 0
16.05. | 8 | 243.1521 |  | 237.1581 | 0 | 0 | 5.994 | 0
16.05. | 9 | 243.1521 |  | 237.1581 | 0 | 0 | 5.994 | 0
16.05. | 10 | 243.1521 |  | 237.1581 | 0 | 0 | 5.994 | 0
16.05. | 11 | 243.1521 |  | 237.1581 | 0 | 0 | 5.994 | 0
16.05. | 12 | 243.1521 |  | 237.1581 | 0 | 0 | 5.994 | 0
16.05. | 13 | 243.1521 |  | 237.1581 | 0 | 0 | 5.994 | 0
16.05. | 14 | 243.1521 |  | 237.1581 | 0 | 0 | 5.994 | 0
16.05. | 15 | 243.1521 |  | 237.1581 | 0 | 0 | 5.994 | 0
16.05. | 16 | 243.1521 |  | 237.1581 | 0 | 0 | 5.994 | 0
16.05. | 17 | 243.1521 |  | 237.1581 | 0 | 0 | 5.994 | 0
16.05. | 18 | 243.1521 |  | 237.1581 | 0 | 0 | 5.994 | 0
16.05. | 19 | 243.1521 |  | 237.1581 | 0 | 0 | 5.994 | 0
16.05. | 20 | 243.1521 |  | 237.1581 | 0 | 0 | 5.994 | 0
16.05. | 21 | 243.1521 |  | 237.1581 | 0 | 0 | 5.994 | 0
16.05. | 22 | 243.1521 |  | 237.1581 | 0 | 0 | 5.994 | 0
16.05. | 23 | 243.1521 |  | 237.1581 | 0 | 0 | 5.994 | 0
16.05. | 24 | 243.1521 |  | 237.1581 | 0 | 0 | 5.994 | 0
17.05. | 1 | 243.1521 |  | 237.1581 | 0 | 0 | 5.994 | 0
17.05. | 2 | 243.1521 |  | 237.1581 | 0 | 0 | 5.994 | 0
17.05. | 3 | 243.1521 |  | 237.1581 | 0 | 0 | 5.994 | 0
17.05. | 4 | 243.1521 |  | 237.1581 | 0 | 0 | 5.994 | 0
17.05. | 5 | 243.1521 |  | 237.1581 | 0 | 0 | 5.994 | 0
17.05. | 6 | 243.1521 |  | 237.1581 | 0 | 0 | 5.994 | 0
17.05. | 7 | 243.1521 |  | 237.1581 | 0 | 0 | 5.994 | 0
17.05. | 8 | 243.1521 |  | 237.1581 | 0 | 0 | 5.994 | 0
17.05. | 9 | 243.1521 |  | 237.1581 | 0 | 0 | 5.994 | 0
17.05. | 10 | 243.1521 |  | 237.1581 | 0 | 0 | 5.994 | 0
17.05. | 11 | 243.1521 |  | 237.1581 | 0 | 0 | 5.994 | 0
17.05. | 12 | 243.1521 |  | 237.1581 | 0 | 0 | 5.994 | 0
17.05. | 13 | 243.1521 |  | 237.1581 | 0 | 0 | 5.994 | 0
17.05. | 14 | 243.1521 |  | 237.1581 | 0 | 0 | 5.994 | 0
17.05. | 15 | 243.1521 |  | 237.1581 | 0 | 0 | 5.994 | 0
17.05. | 16 | 243.1521 |  | 237.1581 | 0 | 0 | 5.994 | 0
17.05. | 17 | 243.1521 |  | 237.1581 | 0 | 0 | 5.994 | 0
17.05. | 18 | 243.1521 |  | 237.1581 | 0 | 0 | 5.994 | 0
17.05. | 19 | 243.1521 |  | 237.1581 | 0 | 0 | 5.994 | 0
17.05. | 20 | 243.1521 |  | 237.1581 | 0 | 0 | 5.994 | 0
17.05. | 21 | 243.1521 |  | 237.1581 | 0 | 0 | 5.994 | 0
17.05. | 22 | 243.1521 |  | 237.1581 | 0 | 0 | 5.994 | 0
17.05. | 23 | 243.1521 |  | 237.1581 | 0 | 0 | 5.994 | 0
17.05. | 24 | 243.1521 |  | 237.1581 | 0 | 0 | 5.994 | 0
18.05. | 1 | 243.1521 |  | 237.1581 | 0 | 0 | 5.994 | 0
18.05. | 2 | 243.1521 |  | 237.1581 | 0 | 0 | 5.994 | 0
18.05. | 3 | 243.1521 |  | 237.1581 | 0 | 0 | 5.994 | 0
18.05. | 4 | 243.1521 |  | 237.1581 | 0 | 0 | 5.994 | 0
18.05. | 5 | 243.1521 |  | 237.1581 | 0 | 0 | 5.994 | 0
18.05. | 6 | 243.1521 |  | 237.1581 | 0 | 0 | 5.994 | 0
18.05. | 7 | 243.1521 |  | 237.1581 | 0 | 0 | 5.994 | 0
18.05. | 8 | 243.1521 |  | 237.1581 | 0 | 0 | 5.994 | 0
18.05. | 9 | 243.1521 |  | 237.1581 | 0 | 0 | 5.994 | 0
18.05. | 10 | 243.1521 |  | 237.1581 | 0 | 0 | 5.994 | 0
18.05. | 11 | 243.1521 |  | 237.1581 | 0 | 0 | 5.994 | 0
18.05. | 12 | 243.1521 |  | 237.1581 | 0 | 0 | 5.994 | 0
18.05. | 13 | 243.1521 |  | 237.1581 | 0 | 0 | 5.994 | 0
18.05. | 14 | 243.1521 |  | 237.1581 | 0 | 0 | 5.994 | 0
18.05. | 15 | 243.1521 |  | 237.1581 | 0 | 0 | 5.994 | 0
18.05. | 16 | 243.1521 |  | 237.1581 | 0 | 0 | 5.994 | 0
18.05. | 17 | 243.1521 |  | 237.1581 | 0 | 0 | 5.994 | 0
18.05. | 18 | 243.1521 |  | 237.1581 | 0 | 0 | 5.994 | 0
18.05. | 19 | 243.1521 |  | 237.1581 | 0 | 0 | 5.994 | 0
18.05. | 20 | 243.1521 |  | 237.1581 | 0 | 0 | 5.994 | 0
18.05. | 21 | 243.1521 |  | 237.1581 | 0 | 0 | 5.994 | 0
18.05. | 22 | 243.1521 |  | 237.1581 | 0 | 0 | 5.994 | 0
18.05. | 23 | 243.1521 |  | 237.1581 | 0 | 0 | 5.994 | 0
18.05. | 24 | 243.1521 |  | 237.1581 | 0 | 0 | 5.994 | 0
19.05. | 1 | 243.1521 |  | 237.1581 | 0 | 0 | 5.994 | 0
19.05. | 2 | 243.1521 |  | 237.1581 | 0 | 0 | 5.994 | 0
19.05. | 3 | 243.1521 |  | 237.1581 | 0 | 0 | 5.994 | 0
19.05. | 4 | 243.1521 |  | 237.1581 | 0 | 0 | 5.994 | 0
19.05. | 5 | 243.1521 |  | 237.1581 | 0 | 0 | 5.994 | 0
19.05. | 6 | 243.1521 |  | 237.1581 | 0 | 0 | 5.994 | 0
19.05. | 7 | 243.1521 |  | 237.1581 | 0 | 0 | 5.994 | 0
19.05. | 8 | 243.1521 |  | 237.1581 | 0 | 0 | 5.994 | 0
19.05. | 9 | 243.1521 |  | 237.1581 | 0 | 0 | 5.994 | 0
19.05. | 10 | 243.1521 |  | 237.1581 | 0 | 0 | 5.994 | 0
19.05. | 11 | 243.1521 |  | 237.1581 | 0 | 0 | 5.994 | 0
19.05. | 12 | 243.1521 |  | 237.1581 | 0 | 0 | 5.994 | 0
19.05. | 13 | 243.1521 |  | 237.1581 | 0 | 0 | 5.994 | 0
19.05. | 14 | 243.1521 |  | 237.1581 | 0 | 0 | 5.994 | 0
19.05. | 15 | 243.1521 |  | 237.1581 | 0 | 0 | 5.994 | 0
19.05. | 16 | 243.1521 |  | 237.1581 | 0 | 0 | 5.994 | 0
19.05. | 17 | 243.1521 |  | 237.1581 | 0 | 0 | 5.994 | 0
19.05. | 18 | 243.1521 |  | 237.1581 | 0 | 0 | 5.994 | 0
19.05. | 19 | 243.1521 |  | 237.1581 | 0 | 0 | 5.994 | 0
19.05. | 20 | 243.1521 |  | 237.1581 | 0 | 0 | 5.994 | 0
19.05. | 21 | 243.1521 |  | 237.1581 | 0 | 0 | 5.994 | 0
19.05. | 22 | 243.1521 |  | 237.1581 | 0 | 0 | 5.994 | 0
19.05. | 23 | 243.1521 |  | 237.1581 | 0 | 0 | 5.994 | 0
19.05. | 24 | 243.1521 |  | 237.1581 | 0 | 0 | 5.994 | 0
20.05. | 1 | 243.1521 |  | 237.1581 | 0 | 0 | 5.994 | 0
20.05. | 2 | 243.1521 |  | 237.1581 | 0 | 0 | 5.994 | 0
20.05. | 3 | 243.1521 |  | 237.1581 | 0 | 0 | 5.994 | 0
20.05. | 4 | 243.1521 |  | 237.1581 | 0 | 0 | 5.994 | 0
20.05. | 5 | 243.1521 |  | 237.1581 | 0 | 0 | 5.994 | 0
20.05. | 6 | 243.1521 |  | 237.1581 | 0 | 0 | 5.994 | 0
20.05. | 7 | 243.1521 |  | 237.1581 | 0 | 0 | 5.994 | 0
20.05. | 8 | 243.1521 |  | 237.1581 | 0 | 0 | 5.994 | 0
20.05. | 9 | 243.1521 |  | 237.1581 | 0 | 0 | 5.994 | 0
20.05. | 10 | 243.1521 |  | 237.1581 | 0 | 0 | 5.994 | 0
20.05. | 11 | 243.1521 |  | 237.1581 | 0 | 0 | 5.994 | 0
20.05. | 12 | 243.1521 |  | 237.1581 | 0 | 0 | 5.994 | 0
20.05. | 13 | 243.1521 |  | 237.1581 | 0 | 0 | 5.994 | 0
20.05. | 14 | 243.1521 |  | 237.1581 | 0 | 0 | 5.994 | 0
20.05. | 15 | 243.1521 |  | 237.1581 | 0 | 0 | 5.994 | 0
20.05. | 16 | 243.1521 |  | 237.1581 | 0 | 0 | 5.994 | 0
20.05. | 17 | 243.1521 |  | 237.1581 | 0 | 0 | 5.994 | 0
20.05. | 18 | 243.1521 |  | 237.1581 | 0 | 0 | 5.994 | 0
20.05. | 19 | 243.1521 |  | 237.1581 | 0 | 0 | 5.994 | 0
20.05. | 20 | 243.1521 |  | 237.1581 | 0 | 0 | 5.994 | 0
20.05. | 21 | 243.1521 |  | 237.1581 | 0 | 0 | 5.994 | 0
20.05. | 22 | 243.1521 |  | 237.1581 | 0 | 0 | 5.994 | 0
20.05. | 23 | 243.1521 |  | 237.1581 | 0 | 0 | 5.994 | 0
20.05. | 24 | 243.1521 |  | 237.1581 | 0 | 0 | 5.994 | 0
21.05. | 1 | 243.1521 |  | 237.1581 | 0 | 0 | 5.994 | 0
21.05. | 2 | 243.1521 |  | 237.1581 | 0 | 0 | 5.994 | 0
21.05. | 3 | 243.1521 |  | 237.1581 | 0 | 0 | 5.994 | 0
21.05. | 4 | 243.1521 |  | 237.1581 | 0 | 0 | 5.994 | 0
21.05. | 5 | 243.1521 |  | 237.1581 | 0 | 0 | 5.994 | 0
21.05. | 6 | 243.1521 |  | 237.1581 | 0 | 0 | 5.994 | 0
21.05. | 7 | 243.1521 |  | 237.1581 | 0 | 0 | 5.994 | 0
21.05. | 8 | 243.1521 |  | 237.1581 | 0 | 0 | 5.994 | 0
21.05. | 9 | 243.1521 |  | 237.1581 | 0 | 0 | 5.994 | 0
21.05. | 10 | 243.1521 |  | 237.1581 | 0 | 0 | 5.994 | 0
21.05. | 11 | 243.1521 |  | 237.1581 | 0 | 0 | 5.994 | 0
21.05. | 12 | 243.1521 |  | 237.1581 | 0 | 0 | 5.994 | 0
21.05. | 13 | 243.1521 |  | 237.1581 | 0 | 0 | 5.994 | 0
21.05. | 14 | 243.1521 |  | 237.1581 | 0 | 0 | 5.994 | 0
21.05. | 15 | 243.1521 |  | 237.1581 | 0 | 0 | 5.994 | 0
21.05. | 16 | 243.1521 |  | 237.1581 | 0 | 0 | 5.994 | 0
21.05. | 17 | 243.1521 |  | 237.1581 | 0 | 0 | 5.994 | 0
21.05. | 18 | 243.1521 |  | 237.1581 | 0 | 0 | 5.994 | 0
21.05. | 19 | 243.1521 |  | 237.1581 | 0 | 0 | 5.994 | 0
21.05. | 20 | 243.1521 |  | 237.1581 | 0 | 0 | 5.994 | 0
21.05. | 21 | 243.1521 |  | 237.1581 | 0 | 0 | 5.994 | 0
21.05. | 22 | 243.1521 |  | 237.1581 | 0 | 0 | 5.994 | 0
21.05. | 23 | 243.1521 |  | 237.1581 | 0 | 0 | 5.994 | 0
21.05. | 24 | 243.1521 |  | 237.1581 | 0 | 0 | 5.994 | 0
22.05. | 1 | 243.1521 |  | 237.1581 | 0 | 0 | 5.994 | 0
22.05. | 2 | 243.1521 |  | 237.1581 | 0 | 0 | 5.994 | 0
22.05. | 3 | 243.1521 |  | 237.1581 | 0 | 0 | 5.994 | 0
22.05. | 4 | 243.1521 |  | 237.1581 | 0 | 0 | 5.994 | 0
22.05. | 5 | 243.1521 |  | 237.1581 | 0 | 0 | 5.994 | 0
22.05. | 6 | 243.1521 |  | 237.1581 | 0 | 0 | 5.994 | 0
22.05. | 7 | 243.1521 |  | 237.1581 | 0 | 0 | 5.994 | 0
22.05. | 8 | 243.1521 |  | 237.1581 | 0 | 0 | 5.994 | 0
22.05. | 9 | 243.1521 |  | 237.1581 | 0 | 0 | 5.994 | 0
22.05. | 10 | 243.1521 |  | 237.1581 | 0 | 0 | 5.994 | 0
22.05. | 11 | 243.1521 |  | 237.1581 | 0 | 0 | 5.994 | 0
22.05. | 12 | 243.1521 |  | 237.1581 | 0 | 0 | 5.994 | 0
22.05. | 13 | 243.1521 |  | 237.1581 | 0 | 0 | 5.994 | 0
22.05. | 14 | 243.1521 |  | 237.1581 | 0 | 0 | 5.994 | 0
22.05. | 15 | 243.1521 |  | 237.1581 | 0 | 0 | 5.994 | 0
22.05. | 16 | 243.1521 |  | 237.1581 | 0 | 0 | 5.994 | 0
22.05. | 17 | 243.1521 |  | 237.1581 | 0 | 0 | 5.994 | 0
22.05. | 18 | 243.1521 |  | 237.1581 | 0 | 0 | 5.994 | 0
22.05. | 19 | 243.1521 |  | 237.1581 | 0 | 0 | 5.994 | 0
22.05. | 20 | 243.1521 |  | 237.1581 | 0 | 0 | 5.994 | 0
22.05. | 21 | 243.1521 |  | 237.1581 | 0 | 0 | 5.994 | 0
22.05. | 22 | 243.1521 |  | 237.1581 | 0 | 0 | 5.994 | 0
22.05. | 23 | 243.1521 |  | 237.1581 | 0 | 0 | 5.994 | 0
22.05. | 24 | 243.1521 |  | 237.1581 | 0 | 0 | 5.994 | 0
23.05. | 1 | 243.1521 |  | 237.1581 | 0 | 0 | 5.994 | 0
23.05. | 2 | 243.1521 |  | 237.1581 | 0 | 0 | 5.994 | 0
23.05. | 3 | 243.1521 |  | 237.1581 | 0 | 0 | 5.994 | 0
23.05. | 4 | 243.1521 |  | 237.1581 | 0 | 0 | 5.994 | 0
23.05. | 5 | 243.1521 |  | 237.1581 | 0 | 0 | 5.994 | 0
23.05. | 6 | 243.1521 |  | 237.1581 | 0 | 0 | 5.994 | 0
23.05. | 7 | 243.1521 |  | 237.1581 | 0 | 0 | 5.994 | 0
23.05. | 8 | 243.1521 |  | 237.1581 | 0 | 0 | 5.994 | 0
23.05. | 9 | 243.1521 |  | 237.1581 | 0 | 0 | 5.994 | 0
23.05. | 10 | 243.1521 |  | 237.1581 | 0 | 0 | 5.994 | 0
23.05. | 11 | 243.1521 |  | 237.1581 | 0 | 0 | 5.994 | 0
23.05. | 12 | 243.1521 |  | 237.1581 | 0 | 0 | 5.994 | 0
23.05. | 13 | 243.1521 |  | 237.1581 | 0 | 0 | 5.994 | 0
23.05. | 14 | 243.1521 |  | 237.1581 | 0 | 0 | 5.994 | 0
23.05. | 15 | 243.1521 |  | 237.1581 | 0 | 0 | 5.994 | 0
23.05. | 16 | 243.1521 |  | 237.1581 | 0 | 0 | 5.994 | 0
23.05. | 17 | 243.1521 |  | 237.1581 | 0 | 0 | 5.994 | 0
23.05. | 18 | 243.1521 |  | 237.1581 | 0 | 0 | 5.994 | 0
23.05. | 19 | 243.1521 |  | 237.1581 | 0 | 0 | 5.994 | 0
23.05. | 20 | 243.1521 |  | 237.1581 | 0 | 0 | 5.994 | 0
23.05. | 21 | 243.1521 |  | 237.1581 | 0 | 0 | 5.994 | 0
23.05. | 22 | 243.1521 |  | 237.1581 | 0 | 0 | 5.994 | 0
23.05. | 23 | 243.1521 |  | 237.1581 | 0 | 0 | 5.994 | 0
23.05. | 24 | 243.1521 |  | 237.1581 | 0 | 0 | 5.994 | 0
24.05. | 1 | 243.1521 |  | 237.1581 | 0 | 0 | 5.994 | 0
24.05. | 2 | 243.1521 |  | 237.1581 | 0 | 0 | 5.994 | 0
24.05. | 3 | 243.1521 |  | 237.1581 | 0 | 0 | 5.994 | 0
24.05. | 4 | 243.1521 |  | 237.1581 | 0 | 0 | 5.994 | 0
24.05. | 5 | 243.1521 |  | 237.1581 | 0 | 0 | 5.994 | 0
24.05. | 6 | 243.1521 |  | 237.1581 | 0 | 0 | 5.994 | 0
24.05. | 7 | 243.1521 |  | 237.1581 | 0 | 0 | 5.994 | 0
24.05. | 8 | 243.1521 |  | 237.1581 | 0 | 0 | 5.994 | 0
24.05. | 9 | 243.1521 |  | 237.1581 | 0 | 0 | 5.994 | 0
24.05. | 10 | 243.1521 |  | 237.1581 | 0 | 0 | 5.994 | 0
24.05. | 11 | 243.1521 |  | 237.1581 | 0 | 0 | 5.994 | 0
24.05. | 12 | 243.1521 |  | 237.1581 | 0 | 0 | 5.994 | 0
24.05. | 13 | 243.1521 |  | 237.1581 | 0 | 0 | 5.994 | 0
24.05. | 14 | 243.1521 |  | 237.1581 | 0 | 0 | 5.994 | 0
24.05. | 15 | 243.1521 |  | 237.1581 | 0 | 0 | 5.994 | 0
24.05. | 16 | 243.1521 |  | 237.1581 | 0 | 0 | 5.994 | 0
24.05. | 17 | 243.1521 |  | 237.1581 | 0 | 0 | 5.994 | 0
24.05. | 18 | 243.1521 |  | 237.1581 | 0 | 0 | 5.994 | 0
24.05. | 19 | 243.1521 |  | 237.1581 | 0 | 0 | 5.994 | 0
24.05. | 20 | 243.1521 |  | 237.1581 | 0 | 0 | 5.994 | 0
24.05. | 21 | 243.1521 |  | 237.1581 | 0 | 0 | 5.994 | 0
24.05. | 22 | 243.1521 |  | 237.1581 | 0 | 0 | 5.994 | 0
24.05. | 23 | 243.1521 |  | 237.1581 | 0 | 0 | 5.994 | 0
24.05. | 24 | 243.1521 |  | 237.1581 | 0 | 0 | 5.994 | 0
25.05. | 1 | 243.1521 |  | 237.1581 | 0 | 0 | 5.994 | 0
25.05. | 2 | 243.1521 |  | 237.1581 | 0 | 0 | 5.994 | 0
25.05. | 3 | 243.1521 |  | 237.1581 | 0 | 0 | 5.994 | 0
25.05. | 4 | 243.1521 |  | 237.1581 | 0 | 0 | 5.994 | 0
25.05. | 5 | 243.1521 |  | 237.1581 | 0 | 0 | 5.994 | 0
25.05. | 6 | 243.1521 |  | 237.1581 | 0 | 0 | 5.994 | 0
25.05. | 7 | 243.1521 |  | 237.1581 | 0 | 0 | 5.994 | 0
25.05. | 8 | 243.1521 |  | 237.1581 | 0 | 0 | 5.994 | 0
25.05. | 9 | 243.1521 |  | 237.1581 | 0 | 0 | 5.994 | 0
25.05. | 10 | 243.1521 |  | 237.1581 | 0 | 0 | 5.994 | 0
25.05. | 11 | 243.1521 |  | 237.1581 | 0 | 0 | 5.994 | 0
25.05. | 12 | 243.1521 |  | 237.1581 | 0 | 0 | 5.994 | 0
25.05. | 13 | 243.1521 |  | 237.1581 | 0 | 0 | 5.994 | 0
25.05. | 14 | 243.1521 |  | 237.1581 | 0 | 0 | 5.994 | 0
25.05. | 15 | 243.1521 |  | 237.1581 | 0 | 0 | 5.994 | 0
25.05. | 16 | 243.1521 |  | 237.1581 | 0 | 0 | 5.994 | 0
25.05. | 17 | 243.1521 |  | 237.1581 | 0 | 0 | 5.994 | 0
25.05. | 18 | 243.1521 |  | 237.1581 | 0 | 0 | 5.994 | 0
25.05. | 19 | 243.1521 |  | 237.1581 | 0 | 0 | 5.994 | 0
25.05. | 20 | 243.1521 |  | 237.1581 | 0 | 0 | 5.994 | 0
25.05. | 21 | 243.1521 |  | 237.1581 | 0 | 0 | 5.994 | 0
25.05. | 22 | 243.1521 |  | 237.1581 | 0 | 0 | 5.994 | 0
25.05. | 23 | 243.1521 |  | 237.1581 | 0 | 0 | 5.994 | 0
25.05. | 24 | 243.1521 |  | 237.1581 | 0 | 0 | 5.994 | 0
26.05. | 1 | 243.1521 |  | 237.1581 | 0 | 0 | 5.994 | 0
26.05. | 2 | 243.1521 |  | 237.1581 | 0 | 0 | 5.994 | 0
26.05. | 3 | 243.1521 |  | 237.1581 | 0 | 0 | 5.994 | 0
26.05. | 4 | 243.1521 |  | 237.1581 | 0 | 0 | 5.994 | 0
26.05. | 5 | 243.1521 |  | 237.1581 | 0 | 0 | 5.994 | 0
26.05. | 6 | 243.1521 |  | 237.1581 | 0 | 0 | 5.994 | 0
26.05. | 7 | 243.1521 |  | 237.1581 | 0 | 0 | 5.994 | 0
26.05. | 8 | 243.1521 |  | 237.1581 | 0 | 0 | 5.994 | 0
26.05. | 9 | 243.1521 |  | 237.1581 | 0 | 0 | 5.994 | 0
26.05. | 10 | 243.1521 |  | 237.1581 | 0 | 0 | 5.994 | 0
26.05. | 11 | 243.1521 |  | 237.1581 | 0 | 0 | 5.994 | 0
26.05. | 12 | 243.1521 |  | 237.1581 | 0 | 0 | 5.994 | 0
26.05. | 13 | 243.1521 |  | 237.1581 | 0 | 0 | 5.994 | 0
26.05. | 14 | 243.1521 |  | 237.1581 | 0 | 0 | 5.994 | 0
26.05. | 15 | 243.1521 |  | 237.1581 | 0 | 0 | 5.994 | 0
26.05. | 16 | 243.1521 |  | 237.1581 | 0 | 0 | 5.994 | 0
26.05. | 17 | 243.1521 |  | 237.1581 | 0 | 0 | 5.994 | 0
26.05. | 18 | 243.1521 |  | 237.1581 | 0 | 0 | 5.994 | 0
26.05. | 19 | 243.1521 |  | 237.1581 | 0 | 0 | 5.994 | 0
26.05. | 20 | 243.1521 |  | 237.1581 | 0 | 0 | 5.994 | 0
26.05. | 21 | 243.1521 |  | 237.1581 | 0 | 0 | 5.994 | 0
26.05. | 22 | 243.1521 |  | 237.1581 | 0 | 0 | 5.994 | 0
26.05. | 23 | 243.1521 |  | 237.1581 | 0 | 0 | 5.994 | 0
26.05. | 24 | 243.1521 |  | 237.1581 | 0 | 0 | 5.994 | 0
27.05. | 1 | 243.1521 |  | 237.1581 | 0 | 0 | 5.994 | 0
27.05. | 2 | 243.1521 |  | 237.1581 | 0 | 0 | 5.994 | 0
27.05. | 3 | 243.1521 |  | 237.1581 | 0 | 0 | 5.994 | 0
27.05. | 4 | 243.1521 |  | 237.1581 | 0 | 0 | 5.994 | 0
27.05. | 5 | 243.1521 |  | 237.1581 | 0 | 0 | 5.994 | 0
27.05. | 6 | 243.1521 |  | 237.1581 | 0 | 0 | 5.994 | 0
27.05. | 7 | 243.1521 |  | 237.1581 | 0 | 0 | 5.994 | 0
27.05. | 8 | 243.1521 |  | 237.1581 | 0 | 0 | 5.994 | 0
27.05. | 9 | 243.1521 |  | 237.1581 | 0 | 0 | 5.994 | 0
27.05. | 10 | 243.1521 |  | 237.1581 | 0 | 0 | 5.994 | 0
27.05. | 11 | 243.1521 |  | 237.1581 | 0 | 0 | 5.994 | 0
27.05. | 12 | 243.1521 |  | 237.1581 | 0 | 0 | 5.994 | 0
27.05. | 13 | 243.1521 |  | 237.1581 | 0 | 0 | 5.994 | 0
27.05. | 14 | 243.1521 |  | 237.1581 | 0 | 0 | 5.994 | 0
27.05. | 15 | 243.1521 |  | 237.1581 | 0 | 0 | 5.994 | 0
27.05. | 16 | 243.1521 |  | 237.1581 | 0 | 0 | 5.994 | 0
27.05. | 17 | 243.1521 |  | 237.1581 | 0 | 0 | 5.994 | 0
27.05. | 18 | 243.1521 |  | 237.1581 | 0 | 0 | 5.994 | 0
27.05. | 19 | 243.1521 |  | 237.1581 | 0 | 0 | 5.994 | 0
27.05. | 20 | 243.1521 |  | 237.1581 | 0 | 0 | 5.994 | 0
27.05. | 21 | 243.1521 |  | 237.1581 | 0 | 0 | 5.994 | 0
27.05. | 22 | 243.1521 |  | 237.1581 | 0 | 0 | 5.994 | 0
27.05. | 23 | 243.1521 |  | 237.1581 | 0 | 0 | 5.994 | 0
27.05. | 24 | 243.1521 |  | 237.1581 | 0 | 0 | 5.994 | 0
28.05. | 1 | 243.1521 |  | 237.1581 | 0 | 0 | 5.994 | 0
28.05. | 2 | 243.1521 |  | 237.1581 | 0 | 0 | 5.994 | 0
28.05. | 3 | 243.1521 |  | 237.1581 | 0 | 0 | 5.994 | 0
28.05. | 4 | 243.1521 |  | 237.1581 | 0 | 0 | 5.994 | 0
28.05. | 5 | 243.1521 |  | 237.1581 | 0 | 0 | 5.994 | 0
28.05. | 6 | 243.1521 |  | 237.1581 | 0 | 0 | 5.994 | 0
28.05. | 7 | 243.1521 |  | 237.1581 | 0 | 0 | 5.994 | 0
28.05. | 8 | 243.1521 |  | 237.1581 | 0 | 0 | 5.994 | 0
28.05. | 9 | 243.1521 |  | 237.1581 | 0 | 0 | 5.994 | 0
28.05. | 10 | 243.1521 |  | 237.1581 | 0 | 0 | 5.994 | 0
28.05. | 11 | 243.1521 |  | 237.1581 | 0 | 0 | 5.994 | 0
28.05. | 12 | 243.1521 |  | 237.1581 | 0 | 0 | 5.994 | 0
28.05. | 13 | 243.1521 |  | 237.1581 | 0 | 0 | 5.994 | 0
28.05. | 14 | 243.1521 |  | 237.1581 | 0 | 0 | 5.994 | 0
28.05. | 15 | 243.1521 |  | 237.1581 | 0 | 0 | 5.994 | 0
28.05. | 16 | 243.1521 |  | 237.1581 | 0 | 0 | 5.994 | 0
28.05. | 17 | 243.1521 |  | 237.1581 | 0 | 0 | 5.994 | 0
28.05. | 18 | 243.1521 |  | 237.1581 | 0 | 0 | 5.994 | 0
28.05. | 19 | 243.1521 |  | 237.1581 | 0 | 0 | 5.994 | 0
28.05. | 20 | 243.1521 |  | 237.1581 | 0 | 0 | 5.994 | 0
28.05. | 21 | 243.1521 |  | 237.1581 | 0 | 0 | 5.994 | 0
28.05. | 22 | 243.1521 |  | 237.1581 | 0 | 0 | 5.994 | 0
28.05. | 23 | 243.1521 |  | 237.1581 | 0 | 0 | 5.994 | 0
28.05. | 24 | 243.1521 |  | 237.1581 | 0 | 0 | 5.994 | 0
29.05. | 1 | 243.1521 |  | 237.1581 | 0 | 0 | 5.994 | 0
29.05. | 2 | 243.1521 |  | 237.1581 | 0 | 0 | 5.994 | 0
29.05. | 3 | 243.1521 |  | 237.1581 | 0 | 0 | 5.994 | 0
29.05. | 4 | 243.1521 |  | 237.1581 | 0 | 0 | 5.994 | 0
29.05. | 5 | 243.1521 |  | 237.1581 | 0 | 0 | 5.994 | 0
29.05. | 6 | 243.1521 |  | 237.1581 | 0 | 0 | 5.994 | 0
29.05. | 7 | 243.1521 |  | 237.1581 | 0 | 0 | 5.994 | 0
29.05. | 8 | 243.1521 |  | 237.1581 | 0 | 0 | 5.994 | 0
29.05. | 9 | 243.1521 |  | 237.1581 | 0 | 0 | 5.994 | 0
29.05. | 10 | 243.1521 |  | 237.1581 | 0 | 0 | 5.994 | 0
29.05. | 11 | 243.1521 |  | 237.1581 | 0 | 0 | 5.994 | 0
29.05. | 12 | 243.1521 |  | 237.1581 | 0 | 0 | 5.994 | 0
29.05. | 13 | 243.1521 |  | 237.1581 | 0 | 0 | 5.994 | 0
29.05. | 14 | 243.1521 |  | 237.1581 | 0 | 0 | 5.994 | 0
29.05. | 15 | 243.1521 |  | 237.1581 | 0 | 0 | 5.994 | 0
29.05. | 16 | 243.1521 |  | 237.1581 | 0 | 0 | 5.994 | 0
29.05. | 17 | 243.1521 |  | 237.1581 | 0 | 0 | 5.994 | 0
29.05. | 18 | 243.1521 |  | 237.1581 | 0 | 0 | 5.994 | 0
29.05. | 19 | 243.1521 |  | 237.1581 | 0 | 0 | 5.994 | 0
29.05. | 20 | 243.1521 |  | 237.1581 | 0 | 0 | 5.994 | 0
29.05. | 21 | 243.1521 |  | 237.1581 | 0 | 0 | 5.994 | 0
29.05. | 22 | 243.1521 |  | 237.1581 | 0 | 0 | 5.994 | 0
29.05. | 23 | 243.1521 |  | 237.1581 | 0 | 0 | 5.994 | 0
29.05. | 24 | 243.1521 |  | 237.1581 | 0 | 0 | 5.994 | 0
30.05. | 1 | 243.1521 |  | 237.1581 | 0 | 0 | 5.994 | 0
30.05. | 2 | 243.1521 |  | 237.1581 | 0 | 0 | 5.994 | 0
30.05. | 3 | 243.1521 |  | 237.1581 | 0 | 0 | 5.994 | 0
30.05. | 4 | 243.1521 |  | 237.1581 | 0 | 0 | 5.994 | 0
30.05. | 5 | 243.1521 |  | 237.1581 | 0 | 0 | 5.994 | 0
30.05. | 6 | 243.1521 |  | 237.1581 | 0 | 0 | 5.994 | 0
30.05. | 7 | 243.1521 |  | 237.1581 | 0 | 0 | 5.994 | 0
30.05. | 8 | 243.1521 |  | 237.1581 | 0 | 0 | 5.994 | 0
30.05. | 9 | 243.1521 |  | 237.1581 | 0 | 0 | 5.994 | 0
30.05. | 10 | 243.1521 |  | 237.1581 | 0 | 0 | 5.994 | 0
30.05. | 11 | 243.1521 |  | 237.1581 | 0 | 0 | 5.994 | 0
30.05. | 12 | 243.1521 |  | 237.1581 | 0 | 0 | 5.994 | 0
30.05. | 13 | 243.1521 |  | 237.1581 | 0 | 0 | 5.994 | 0
30.05. | 14 | 243.1521 |  | 237.1581 | 0 | 0 | 5.994 | 0
30.05. | 15 | 243.1521 |  | 237.1581 | 0 | 0 | 5.994 | 0
30.05. | 16 | 243.1521 |  | 237.1581 | 0 | 0 | 5.994 | 0
30.05. | 17 | 243.1521 |  | 237.1581 | 0 | 0 | 5.994 | 0
30.05. | 18 | 243.1521 |  | 237.1581 | 0 | 0 | 5.994 | 0
30.05. | 19 | 243.1521 |  | 237.1581 | 0 | 0 | 5.994 | 0
30.05. | 20 | 243.1521 |  | 237.1581 | 0 | 0 | 5.994 | 0
30.05. | 21 | 243.1521 |  | 237.1581 | 0 | 0 | 5.994 | 0
30.05. | 22 | 243.1521 |  | 237.1581 | 0 | 0 | 5.994 | 0
30.05. | 23 | 243.1521 |  | 237.1581 | 0 | 0 | 5.994 | 0
30.05. | 24 | 243.1521 |  | 237.1581 | 0 | 0 | 5.994 | 0
31.05. | 1 | 243.1521 |  | 237.1581 | 0 | 0 | 5.994 | 0
31.05. | 2 | 243.1521 |  | 237.1581 | 0 | 0 | 5.994 | 0
31.05. | 3 | 243.1521 |  | 237.1581 | 0 | 0 | 5.994 | 0
31.05. | 4 | 243.1521 |  | 237.1581 | 0 | 0 | 5.994 | 0
31.05. | 5 | 243.1521 |  | 237.1581 | 0 | 0 | 5.994 | 0
31.05. | 6 | 243.1521 |  | 237.1581 | 0 | 0 | 5.994 | 0
31.05. | 7 | 243.1521 |  | 237.1581 | 0 | 0 | 5.994 | 0
31.05. | 8 | 243.1521 |  | 237.1581 | 0 | 0 | 5.994 | 0
31.05. | 9 | 243.1521 |  | 237.1581 | 0 | 0 | 5.994 | 0
31.05. | 10 | 243.1521 |  | 237.1581 | 0 | 0 | 5.994 | 0
31.05. | 11 | 243.1521 |  | 237.1581 | 0 | 0 | 5.994 | 0
31.05. | 12 | 243.1521 |  | 237.1581 | 0 | 0 | 5.994 | 0
31.05. | 13 | 243.1521 |  | 237.1581 | 0 | 0 | 5.994 | 0
31.05. | 14 | 243.1521 |  | 237.1581 | 0 | 0 | 5.994 | 0
31.05. | 15 | 243.1521 |  | 237.1581 | 0 | 0 | 5.994 | 0
31.05. | 16 | 243.1521 |  | 237.1581 | 0 | 0 | 5.994 | 0
31.05. | 17 | 243.1521 |  | 237.1581 | 0 | 0 | 5.994 | 0
31.05. | 18 | 243.1521 |  | 237.1581 | 0 | 0 | 5.994 | 0
31.05. | 19 | 243.1521 |  | 237.1581 | 0 | 0 | 5.994 | 0
31.05. | 20 | 243.1521 |  | 237.1581 | 0 | 0 | 5.994 | 0
31.05. | 21 | 243.1521 |  | 237.1581 | 0 | 0 | 5.994 | 0
31.05. | 22 | 243.1521 |  | 237.1581 | 0 | 0 | 5.994 | 0
31.05. | 23 | 243.1521 |  | 237.1581 | 0 | 0 | 5.994 | 0
31.05. | 24 | 243.1521 |  | 237.1581 | 0 | 0 | 5.994 | 0
01.06. | 1 | 242.6526 |  | 237.1581 | 0 | 0 | 5.4945 | 0
01.06. | 2 | 242.6526 |  | 237.1581 | 0 | 0 | 5.4945 | 0
01.06. | 3 | 242.6526 |  | 237.1581 | 0 | 0 | 5.4945 | 0
01.06. | 4 | 242.6526 |  | 237.1581 | 0 | 0 | 5.4945 | 0
01.06. | 5 | 242.6526 |  | 237.1581 | 0 | 0 | 5.4945 | 0
01.06. | 6 | 242.6526 |  | 237.1581 | 0 | 0 | 5.4945 | 0
01.06. | 7 | 242.6526 |  | 237.1581 | 0 | 0 | 5.4945 | 0
01.06. | 8 | 242.6526 |  | 237.1581 | 0 | 0 | 5.4945 | 0
01.06. | 9 | 242.6526 |  | 237.1581 | 0 | 0 | 5.4945 | 0
01.06. | 10 | 242.6526 |  | 237.1581 | 0 | 0 | 5.4945 | 0
01.06. | 11 | 242.6526 |  | 237.1581 | 0 | 0 | 5.4945 | 0
01.06. | 12 | 242.6526 |  | 237.1581 | 0 | 0 | 5.4945 | 0
01.06. | 13 | 242.6526 |  | 237.1581 | 0 | 0 | 5.4945 | 0
01.06. | 14 | 242.6526 |  | 237.1581 | 0 | 0 | 5.4945 | 0
01.06. | 15 | 242.6526 |  | 237.1581 | 0 | 0 | 5.4945 | 0
01.06. | 16 | 242.6526 |  | 237.1581 | 0 | 0 | 5.4945 | 0
01.06. | 17 | 242.6526 |  | 237.1581 | 0 | 0 | 5.4945 | 0
01.06. | 18 | 242.6526 |  | 237.1581 | 0 | 0 | 5.4945 | 0
01.06. | 19 | 242.6526 |  | 237.1581 | 0 | 0 | 5.4945 | 0
01.06. | 20 | 242.6526 |  | 237.1581 | 0 | 0 | 5.4945 | 0
01.06. | 21 | 242.6526 |  | 237.1581 | 0 | 0 | 5.4945 | 0
01.06. | 22 | 242.6526 |  | 237.1581 | 0 | 0 | 5.4945 | 0
01.06. | 23 | 242.6526 |  | 237.1581 | 0 | 0 | 5.4945 | 0
01.06. | 24 | 242.6526 |  | 237.1581 | 0 | 0 | 5.4945 | 0
02.06. | 1 | 242.6526 |  | 237.1581 | 0 | 0 | 5.4945 | 0
02.06. | 2 | 242.6526 |  | 237.1581 | 0 | 0 | 5.4945 | 0
02.06. | 3 | 242.6526 |  | 237.1581 | 0 | 0 | 5.4945 | 0
02.06. | 4 | 242.6526 |  | 237.1581 | 0 | 0 | 5.4945 | 0
02.06. | 5 | 242.6526 |  | 237.1581 | 0 | 0 | 5.4945 | 0
02.06. | 6 | 242.6526 |  | 237.1581 | 0 | 0 | 5.4945 | 0
02.06. | 7 | 242.6526 |  | 237.1581 | 0 | 0 | 5.4945 | 0
02.06. | 8 | 242.6526 |  | 237.1581 | 0 | 0 | 5.4945 | 0
02.06. | 9 | 242.6526 |  | 237.1581 | 0 | 0 | 5.4945 | 0
02.06. | 10 | 242.6526 |  | 237.1581 | 0 | 0 | 5.4945 | 0
02.06. | 11 | 242.6526 |  | 237.1581 | 0 | 0 | 5.4945 | 0
02.06. | 12 | 242.6526 |  | 237.1581 | 0 | 0 | 5.4945 | 0
02.06. | 13 | 242.6526 |  | 237.1581 | 0 | 0 | 5.4945 | 0
02.06. | 14 | 242.6526 |  | 237.1581 | 0 | 0 | 5.4945 | 0
02.06. | 15 | 242.6526 |  | 237.1581 | 0 | 0 | 5.4945 | 0
02.06. | 16 | 242.6526 |  | 237.1581 | 0 | 0 | 5.4945 | 0
02.06. | 17 | 242.6526 |  | 237.1581 | 0 | 0 | 5.4945 | 0
02.06. | 18 | 242.6526 |  | 237.1581 | 0 | 0 | 5.4945 | 0
02.06. | 19 | 242.6526 |  | 237.1581 | 0 | 0 | 5.4945 | 0
02.06. | 20 | 242.6526 |  | 237.1581 | 0 | 0 | 5.4945 | 0
02.06. | 21 | 242.6526 |  | 237.1581 | 0 | 0 | 5.4945 | 0
02.06. | 22 | 242.6526 |  | 237.1581 | 0 | 0 | 5.4945 | 0
02.06. | 23 | 242.6526 |  | 237.1581 | 0 | 0 | 5.4945 | 0
02.06. | 24 | 242.6526 |  | 237.1581 | 0 | 0 | 5.4945 | 0
03.06. | 1 | 242.6526 |  | 237.1581 | 0 | 0 | 5.4945 | 0
03.06. | 2 | 242.6526 |  | 237.1581 | 0 | 0 | 5.4945 | 0
03.06. | 3 | 242.6526 |  | 237.1581 | 0 | 0 | 5.4945 | 0
03.06. | 4 | 242.6526 |  | 237.1581 | 0 | 0 | 5.4945 | 0
03.06. | 5 | 242.6526 |  | 237.1581 | 0 | 0 | 5.4945 | 0
03.06. | 6 | 242.6526 |  | 237.1581 | 0 | 0 | 5.4945 | 0
03.06. | 7 | 242.6526 |  | 237.1581 | 0 | 0 | 5.4945 | 0
03.06. | 8 | 242.6526 |  | 237.1581 | 0 | 0 | 5.4945 | 0
03.06. | 9 | 242.6526 |  | 237.1581 | 0 | 0 | 5.4945 | 0
03.06. | 10 | 242.6526 |  | 237.1581 | 0 | 0 | 5.4945 | 0
03.06. | 11 | 242.6526 |  | 237.1581 | 0 | 0 | 5.4945 | 0
03.06. | 12 | 242.6526 |  | 237.1581 | 0 | 0 | 5.4945 | 0
03.06. | 13 | 242.6526 |  | 237.1581 | 0 | 0 | 5.4945 | 0
03.06. | 14 | 242.6526 |  | 237.1581 | 0 | 0 | 5.4945 | 0
03.06. | 15 | 242.6526 |  | 237.1581 | 0 | 0 | 5.4945 | 0
03.06. | 16 | 242.6526 |  | 237.1581 | 0 | 0 | 5.4945 | 0
03.06. | 17 | 242.6526 |  | 237.1581 | 0 | 0 | 5.4945 | 0
03.06. | 18 | 242.6526 |  | 237.1581 | 0 | 0 | 5.4945 | 0
03.06. | 19 | 242.6526 |  | 237.1581 | 0 | 0 | 5.4945 | 0
03.06. | 20 | 242.6526 |  | 237.1581 | 0 | 0 | 5.4945 | 0
03.06. | 21 | 242.6526 |  | 237.1581 | 0 | 0 | 5.4945 | 0
03.06. | 22 | 242.6526 |  | 237.1581 | 0 | 0 | 5.4945 | 0
03.06. | 23 | 242.6526 |  | 237.1581 | 0 | 0 | 5.4945 | 0
03.06. | 24 | 242.6526 |  | 237.1581 | 0 | 0 | 5.4945 | 0
04.06. | 1 | 242.6526 |  | 237.1581 | 0 | 0 | 5.4945 | 0
04.06. | 2 | 242.6526 |  | 237.1581 | 0 | 0 | 5.4945 | 0
04.06. | 3 | 242.6526 |  | 237.1581 | 0 | 0 | 5.4945 | 0
04.06. | 4 | 242.6526 |  | 237.1581 | 0 | 0 | 5.4945 | 0
04.06. | 5 | 242.6526 |  | 237.1581 | 0 | 0 | 5.4945 | 0
04.06. | 6 | 242.6526 |  | 237.1581 | 0 | 0 | 5.4945 | 0
04.06. | 7 | 242.6526 |  | 237.1581 | 0 | 0 | 5.4945 | 0
04.06. | 8 | 242.6526 |  | 237.1581 | 0 | 0 | 5.4945 | 0
04.06. | 9 | 242.6526 |  | 237.1581 | 0 | 0 | 5.4945 | 0
04.06. | 10 | 242.6526 |  | 237.1581 | 0 | 0 | 5.4945 | 0
04.06. | 11 | 242.6526 |  | 237.1581 | 0 | 0 | 5.4945 | 0
04.06. | 12 | 242.6526 |  | 237.1581 | 0 | 0 | 5.4945 | 0
04.06. | 13 | 242.6526 |  | 237.1581 | 0 | 0 | 5.4945 | 0
04.06. | 14 | 242.6526 |  | 237.1581 | 0 | 0 | 5.4945 | 0
04.06. | 15 | 242.6526 |  | 237.1581 | 0 | 0 | 5.4945 | 0
04.06. | 16 | 242.6526 |  | 237.1581 | 0 | 0 | 5.4945 | 0
04.06. | 17 | 242.6526 |  | 237.1581 | 0 | 0 | 5.4945 | 0
04.06. | 18 | 242.6526 |  | 237.1581 | 0 | 0 | 5.4945 | 0
04.06. | 19 | 242.6526 |  | 237.1581 | 0 | 0 | 5.4945 | 0
04.06. | 20 | 242.6526 |  | 237.1581 | 0 | 0 | 5.4945 | 0
04.06. | 21 | 242.6526 |  | 237.1581 | 0 | 0 | 5.4945 | 0
04.06. | 22 | 242.6526 |  | 237.1581 | 0 | 0 | 5.4945 | 0
04.06. | 23 | 242.6526 |  | 237.1581 | 0 | 0 | 5.4945 | 0
04.06. | 24 | 242.6526 |  | 237.1581 | 0 | 0 | 5.4945 | 0
05.06. | 1 | 242.6526 |  | 237.1581 | 0 | 0 | 5.4945 | 0
05.06. | 2 | 242.6526 |  | 237.1581 | 0 | 0 | 5.4945 | 0
05.06. | 3 | 242.6526 |  | 237.1581 | 0 | 0 | 5.4945 | 0
05.06. | 4 | 242.6526 |  | 237.1581 | 0 | 0 | 5.4945 | 0
05.06. | 5 | 242.6526 |  | 237.1581 | 0 | 0 | 5.4945 | 0
05.06. | 6 | 242.6526 |  | 237.1581 | 0 | 0 | 5.4945 | 0
05.06. | 7 | 242.6526 |  | 237.1581 | 0 | 0 | 5.4945 | 0
05.06. | 8 | 242.6526 |  | 237.1581 | 0 | 0 | 5.4945 | 0
05.06. | 9 | 242.6526 |  | 237.1581 | 0 | 0 | 5.4945 | 0
05.06. | 10 | 242.6526 |  | 237.1581 | 0 | 0 | 5.4945 | 0
05.06. | 11 | 242.6526 |  | 237.1581 | 0 | 0 | 5.4945 | 0
05.06. | 12 | 242.6526 |  | 237.1581 | 0 | 0 | 5.4945 | 0
05.06. | 13 | 242.6526 |  | 237.1581 | 0 | 0 | 5.4945 | 0
05.06. | 14 | 242.6526 |  | 237.1581 | 0 | 0 | 5.4945 | 0
05.06. | 15 | 242.6526 |  | 237.1581 | 0 | 0 | 5.4945 | 0
05.06. | 16 | 242.6526 |  | 237.1581 | 0 | 0 | 5.4945 | 0
05.06. | 17 | 242.6526 |  | 237.1581 | 0 | 0 | 5.4945 | 0
05.06. | 18 | 242.6526 |  | 237.1581 | 0 | 0 | 5.4945 | 0
05.06. | 19 | 242.6526 |  | 237.1581 | 0 | 0 | 5.4945 | 0
05.06. | 20 | 242.6526 |  | 237.1581 | 0 | 0 | 5.4945 | 0
05.06. | 21 | 242.6526 |  | 237.1581 | 0 | 0 | 5.4945 | 0
05.06. | 22 | 242.6526 |  | 237.1581 | 0 | 0 | 5.4945 | 0
05.06. | 23 | 242.6526 |  | 237.1581 | 0 | 0 | 5.4945 | 0
05.06. | 24 | 242.6526 |  | 237.1581 | 0 | 0 | 5.4945 | 0
06.06. | 1 | 242.6526 |  | 237.1581 | 0 | 0 | 5.4945 | 0
06.06. | 2 | 242.6526 |  | 237.1581 | 0 | 0 | 5.4945 | 0
06.06. | 3 | 242.6526 |  | 237.1581 | 0 | 0 | 5.4945 | 0
06.06. | 4 | 242.6526 |  | 237.1581 | 0 | 0 | 5.4945 | 0
06.06. | 5 | 242.6526 |  | 237.1581 | 0 | 0 | 5.4945 | 0
06.06. | 6 | 242.6526 |  | 237.1581 | 0 | 0 | 5.4945 | 0
06.06. | 7 | 242.6526 |  | 237.1581 | 0 | 0 | 5.4945 | 0
06.06. | 8 | 242.6526 |  | 237.1581 | 0 | 0 | 5.4945 | 0
06.06. | 9 | 242.6526 |  | 237.1581 | 0 | 0 | 5.4945 | 0
06.06. | 10 | 242.6526 |  | 237.1581 | 0 | 0 | 5.4945 | 0
06.06. | 11 | 242.6526 |  | 237.1581 | 0 | 0 | 5.4945 | 0
06.06. | 12 | 242.6526 |  | 237.1581 | 0 | 0 | 5.4945 | 0
06.06. | 13 | 242.6526 |  | 237.1581 | 0 | 0 | 5.4945 | 0
06.06. | 14 | 242.6526 |  | 237.1581 | 0 | 0 | 5.4945 | 0
06.06. | 15 | 242.6526 |  | 237.1581 | 0 | 0 | 5.4945 | 0
06.06. | 16 | 242.6526 |  | 237.1581 | 0 | 0 | 5.4945 | 0
06.06. | 17 | 242.6526 |  | 237.1581 | 0 | 0 | 5.4945 | 0
06.06. | 18 | 242.6526 |  | 237.1581 | 0 | 0 | 5.4945 | 0
06.06. | 19 | 242.6526 |  | 237.1581 | 0 | 0 | 5.4945 | 0
06.06. | 20 | 242.6526 |  | 237.1581 | 0 | 0 | 5.4945 | 0
06.06. | 21 | 242.6526 |  | 237.1581 | 0 | 0 | 5.4945 | 0
06.06. | 22 | 242.6526 |  | 237.1581 | 0 | 0 | 5.4945 | 0
06.06. | 23 | 242.6526 |  | 237.1581 | 0 | 0 | 5.4945 | 0
06.06. | 24 | 242.6526 |  | 237.1581 | 0 | 0 | 5.4945 | 0
07.06. | 1 | 242.6526 |  | 237.1581 | 0 | 0 | 5.4945 | 0
07.06. | 2 | 242.6526 |  | 237.1581 | 0 | 0 | 5.4945 | 0
07.06. | 3 | 242.6526 |  | 237.1581 | 0 | 0 | 5.4945 | 0
07.06. | 4 | 242.6526 |  | 237.1581 | 0 | 0 | 5.4945 | 0
07.06. | 5 | 242.6526 |  | 237.1581 | 0 | 0 | 5.4945 | 0
07.06. | 6 | 242.6526 |  | 237.1581 | 0 | 0 | 5.4945 | 0
07.06. | 7 | 242.6526 |  | 237.1581 | 0 | 0 | 5.4945 | 0
07.06. | 8 | 242.6526 |  | 237.1581 | 0 | 0 | 5.4945 | 0
07.06. | 9 | 242.6526 |  | 237.1581 | 0 | 0 | 5.4945 | 0
07.06. | 10 | 242.6526 |  | 237.1581 | 0 | 0 | 5.4945 | 0
07.06. | 11 | 242.6526 |  | 237.1581 | 0 | 0 | 5.4945 | 0
07.06. | 12 | 242.6526 |  | 237.1581 | 0 | 0 | 5.4945 | 0
07.06. | 13 | 242.6526 |  | 237.1581 | 0 | 0 | 5.4945 | 0
07.06. | 14 | 242.6526 |  | 237.1581 | 0 | 0 | 5.4945 | 0
07.06. | 15 | 242.6526 |  | 237.1581 | 0 | 0 | 5.4945 | 0
07.06. | 16 | 242.6526 |  | 237.1581 | 0 | 0 | 5.4945 | 0
07.06. | 17 | 242.6526 |  | 237.1581 | 0 | 0 | 5.4945 | 0
07.06. | 18 | 242.6526 |  | 237.1581 | 0 | 0 | 5.4945 | 0
07.06. | 19 | 242.6526 |  | 237.1581 | 0 | 0 | 5.4945 | 0
07.06. | 20 | 242.6526 |  | 237.1581 | 0 | 0 | 5.4945 | 0
07.06. | 21 | 242.6526 |  | 237.1581 | 0 | 0 | 5.4945 | 0
07.06. | 22 | 242.6526 |  | 237.1581 | 0 | 0 | 5.4945 | 0
07.06. | 23 | 242.6526 |  | 237.1581 | 0 | 0 | 5.4945 | 0
07.06. | 24 | 242.6526 |  | 237.1581 | 0 | 0 | 5.4945 | 0
08.06. | 1 | 242.6526 |  | 237.1581 | 0 | 0 | 5.4945 | 0
08.06. | 2 | 242.6526 |  | 237.1581 | 0 | 0 | 5.4945 | 0
08.06. | 3 | 242.6526 |  | 237.1581 | 0 | 0 | 5.4945 | 0
08.06. | 4 | 242.6526 |  | 237.1581 | 0 | 0 | 5.4945 | 0
08.06. | 5 | 242.6526 |  | 237.1581 | 0 | 0 | 5.4945 | 0
08.06. | 6 | 242.6526 |  | 237.1581 | 0 | 0 | 5.4945 | 0
08.06. | 7 | 242.6526 |  | 237.1581 | 0 | 0 | 5.4945 | 0
08.06. | 8 | 242.6526 |  | 237.1581 | 0 | 0 | 5.4945 | 0
08.06. | 9 | 242.6526 |  | 237.1581 | 0 | 0 | 5.4945 | 0
08.06. | 10 | 242.6526 |  | 237.1581 | 0 | 0 | 5.4945 | 0
08.06. | 11 | 242.6526 |  | 237.1581 | 0 | 0 | 5.4945 | 0
08.06. | 12 | 242.6526 |  | 237.1581 | 0 | 0 | 5.4945 | 0
08.06. | 13 | 242.6526 |  | 237.1581 | 0 | 0 | 5.4945 | 0
08.06. | 14 | 242.6526 |  | 237.1581 | 0 | 0 | 5.4945 | 0
08.06. | 15 | 242.6526 |  | 237.1581 | 0 | 0 | 5.4945 | 0
08.06. | 16 | 242.6526 |  | 237.1581 | 0 | 0 | 5.4945 | 0
08.06. | 17 | 242.6526 |  | 237.1581 | 0 | 0 | 5.4945 | 0
08.06. | 18 | 242.6526 |  | 237.1581 | 0 | 0 | 5.4945 | 0
08.06. | 19 | 242.6526 |  | 237.1581 | 0 | 0 | 5.4945 | 0
08.06. | 20 | 242.6526 |  | 237.1581 | 0 | 0 | 5.4945 | 0
08.06. | 21 | 242.6526 |  | 237.1581 | 0 | 0 | 5.4945 | 0
08.06. | 22 | 242.6526 |  | 237.1581 | 0 | 0 | 5.4945 | 0
08.06. | 23 | 242.6526 |  | 237.1581 | 0 | 0 | 5.4945 | 0
08.06. | 24 | 242.6526 |  | 237.1581 | 0 | 0 | 5.4945 | 0
09.06. | 1 | 242.6526 |  | 237.1581 | 0 | 0 | 5.4945 | 0
09.06. | 2 | 242.6526 |  | 237.1581 | 0 | 0 | 5.4945 | 0
09.06. | 3 | 242.6526 |  | 237.1581 | 0 | 0 | 5.4945 | 0
09.06. | 4 | 242.6526 |  | 237.1581 | 0 | 0 | 5.4945 | 0
09.06. | 5 | 242.6526 |  | 237.1581 | 0 | 0 | 5.4945 | 0
09.06. | 6 | 242.6526 |  | 237.1581 | 0 | 0 | 5.4945 | 0
09.06. | 7 | 242.6526 |  | 237.1581 | 0 | 0 | 5.4945 | 0
09.06. | 8 | 242.6526 |  | 237.1581 | 0 | 0 | 5.4945 | 0
09.06. | 9 | 242.6526 |  | 237.1581 | 0 | 0 | 5.4945 | 0
09.06. | 10 | 242.6526 |  | 237.1581 | 0 | 0 | 5.4945 | 0
09.06. | 11 | 242.6526 |  | 237.1581 | 0 | 0 | 5.4945 | 0
09.06. | 12 | 242.6526 |  | 237.1581 | 0 | 0 | 5.4945 | 0
09.06. | 13 | 242.6526 |  | 237.1581 | 0 | 0 | 5.4945 | 0
09.06. | 14 | 242.6526 |  | 237.1581 | 0 | 0 | 5.4945 | 0
09.06. | 15 | 242.6526 |  | 237.1581 | 0 | 0 | 5.4945 | 0
09.06. | 16 | 242.6526 |  | 237.1581 | 0 | 0 | 5.4945 | 0
09.06. | 17 | 242.6526 |  | 237.1581 | 0 | 0 | 5.4945 | 0
09.06. | 18 | 242.6526 |  | 237.1581 | 0 | 0 | 5.4945 | 0
09.06. | 19 | 242.6526 |  | 237.1581 | 0 | 0 | 5.4945 | 0
09.06. | 20 | 242.6526 |  | 237.1581 | 0 | 0 | 5.4945 | 0
09.06. | 21 | 242.6526 |  | 237.1581 | 0 | 0 | 5.4945 | 0
09.06. | 22 | 242.6526 |  | 237.1581 | 0 | 0 | 5.4945 | 0
09.06. | 23 | 242.6526 |  | 237.1581 | 0 | 0 | 5.4945 | 0
09.06. | 24 | 242.6526 |  | 237.1581 | 0 | 0 | 5.4945 | 0
10.06. | 1 | 242.6526 |  | 237.1581 | 0 | 0 | 5.4945 | 0
10.06. | 2 | 242.6526 |  | 237.1581 | 0 | 0 | 5.4945 | 0
10.06. | 3 | 242.6526 |  | 237.1581 | 0 | 0 | 5.4945 | 0
10.06. | 4 | 242.6526 |  | 237.1581 | 0 | 0 | 5.4945 | 0
10.06. | 5 | 242.6526 |  | 237.1581 | 0 | 0 | 5.4945 | 0
10.06. | 6 | 242.6526 |  | 237.1581 | 0 | 0 | 5.4945 | 0
10.06. | 7 | 242.6526 |  | 237.1581 | 0 | 0 | 5.4945 | 0
10.06. | 8 | 242.6526 |  | 237.1581 | 0 | 0 | 5.4945 | 0
10.06. | 9 | 242.6526 |  | 237.1581 | 0 | 0 | 5.4945 | 0
10.06. | 10 | 242.6526 |  | 237.1581 | 0 | 0 | 5.4945 | 0
10.06. | 11 | 242.6526 |  | 237.1581 | 0 | 0 | 5.4945 | 0
10.06. | 12 | 242.6526 |  | 237.1581 | 0 | 0 | 5.4945 | 0
10.06. | 13 | 242.6526 |  | 237.1581 | 0 | 0 | 5.4945 | 0
10.06. | 14 | 242.6526 |  | 237.1581 | 0 | 0 | 5.4945 | 0
10.06. | 15 | 242.6526 |  | 237.1581 | 0 | 0 | 5.4945 | 0
10.06. | 16 | 242.6526 |  | 237.1581 | 0 | 0 | 5.4945 | 0
10.06. | 17 | 242.6526 |  | 237.1581 | 0 | 0 | 5.4945 | 0
10.06. | 18 | 242.6526 |  | 237.1581 | 0 | 0 | 5.4945 | 0
10.06. | 19 | 242.6526 |  | 237.1581 | 0 | 0 | 5.4945 | 0
10.06. | 20 | 242.6526 |  | 237.1581 | 0 | 0 | 5.4945 | 0
10.06. | 21 | 242.6526 |  | 237.1581 | 0 | 0 | 5.4945 | 0
10.06. | 22 | 242.6526 |  | 237.1581 | 0 | 0 | 5.4945 | 0
10.06. | 23 | 242.6526 |  | 237.1581 | 0 | 0 | 5.4945 | 0
10.06. | 24 | 242.6526 |  | 237.1581 | 0 | 0 | 5.4945 | 0
11.06. | 1 | 242.6526 |  | 237.1581 | 0 | 0 | 5.4945 | 0
11.06. | 2 | 242.6526 |  | 237.1581 | 0 | 0 | 5.4945 | 0
11.06. | 3 | 242.6526 |  | 237.1581 | 0 | 0 | 5.4945 | 0
11.06. | 4 | 242.6526 |  | 237.1581 | 0 | 0 | 5.4945 | 0
11.06. | 5 | 242.6526 |  | 237.1581 | 0 | 0 | 5.4945 | 0
11.06. | 6 | 242.6526 |  | 237.1581 | 0 | 0 | 5.4945 | 0
11.06. | 7 | 242.6526 |  | 237.1581 | 0 | 0 | 5.4945 | 0
11.06. | 8 | 242.6526 |  | 237.1581 | 0 | 0 | 5.4945 | 0
11.06. | 9 | 242.6526 |  | 237.1581 | 0 | 0 | 5.4945 | 0
11.06. | 10 | 242.6526 |  | 237.1581 | 0 | 0 | 5.4945 | 0
11.06. | 11 | 242.6526 |  | 237.1581 | 0 | 0 | 5.4945 | 0
11.06. | 12 | 242.6526 |  | 237.1581 | 0 | 0 | 5.4945 | 0
11.06. | 13 | 242.6526 |  | 237.1581 | 0 | 0 | 5.4945 | 0
11.06. | 14 | 242.6526 |  | 237.1581 | 0 | 0 | 5.4945 | 0
11.06. | 15 | 242.6526 |  | 237.1581 | 0 | 0 | 5.4945 | 0
11.06. | 16 | 242.6526 |  | 237.1581 | 0 | 0 | 5.4945 | 0
11.06. | 17 | 242.6526 |  | 237.1581 | 0 | 0 | 5.4945 | 0
11.06. | 18 | 242.6526 |  | 237.1581 | 0 | 0 | 5.4945 | 0
11.06. | 19 | 242.6526 |  | 237.1581 | 0 | 0 | 5.4945 | 0
11.06. | 20 | 242.6526 |  | 237.1581 | 0 | 0 | 5.4945 | 0
11.06. | 21 | 242.6526 |  | 237.1581 | 0 | 0 | 5.4945 | 0
11.06. | 22 | 242.6526 |  | 237.1581 | 0 | 0 | 5.4945 | 0
11.06. | 23 | 242.6526 |  | 237.1581 | 0 | 0 | 5.4945 | 0
11.06. | 24 | 242.6526 |  | 237.1581 | 0 | 0 | 5.4945 | 0
12.06. | 1 | 242.6526 |  | 237.1581 | 0 | 0 | 5.4945 | 0
12.06. | 2 | 242.6526 |  | 237.1581 | 0 | 0 | 5.4945 | 0
12.06. | 3 | 242.6526 |  | 237.1581 | 0 | 0 | 5.4945 | 0
12.06. | 4 | 242.6526 |  | 237.1581 | 0 | 0 | 5.4945 | 0
12.06. | 5 | 242.6526 |  | 237.1581 | 0 | 0 | 5.4945 | 0
12.06. | 6 | 242.6526 |  | 237.1581 | 0 | 0 | 5.4945 | 0
12.06. | 7 | 242.6526 |  | 237.1581 | 0 | 0 | 5.4945 | 0
12.06. | 8 | 242.6526 |  | 237.1581 | 0 | 0 | 5.4945 | 0
12.06. | 9 | 242.6526 |  | 237.1581 | 0 | 0 | 5.4945 | 0
12.06. | 10 | 242.6526 |  | 237.1581 | 0 | 0 | 5.4945 | 0
12.06. | 11 | 242.6526 |  | 237.1581 | 0 | 0 | 5.4945 | 0
12.06. | 12 | 242.6526 |  | 237.1581 | 0 | 0 | 5.4945 | 0
12.06. | 13 | 242.6526 |  | 237.1581 | 0 | 0 | 5.4945 | 0
12.06. | 14 | 242.6526 |  | 237.1581 | 0 | 0 | 5.4945 | 0
12.06. | 15 | 242.6526 |  | 237.1581 | 0 | 0 | 5.4945 | 0
12.06. | 16 | 242.6526 |  | 237.1581 | 0 | 0 | 5.4945 | 0
12.06. | 17 | 242.6526 |  | 237.1581 | 0 | 0 | 5.4945 | 0
12.06. | 18 | 242.6526 |  | 237.1581 | 0 | 0 | 5.4945 | 0
12.06. | 19 | 242.6526 |  | 237.1581 | 0 | 0 | 5.4945 | 0
12.06. | 20 | 242.6526 |  | 237.1581 | 0 | 0 | 5.4945 | 0
12.06. | 21 | 242.6526 |  | 237.1581 | 0 | 0 | 5.4945 | 0
12.06. | 22 | 242.6526 |  | 237.1581 | 0 | 0 | 5.4945 | 0
12.06. | 23 | 242.6526 |  | 237.1581 | 0 | 0 | 5.4945 | 0
12.06. | 24 | 242.6526 |  | 237.1581 | 0 | 0 | 5.4945 | 0
13.06. | 1 | 242.6526 |  | 237.1581 | 0 | 0 | 5.4945 | 0
13.06. | 2 | 242.6526 |  | 237.1581 | 0 | 0 | 5.4945 | 0
13.06. | 3 | 242.6526 |  | 237.1581 | 0 | 0 | 5.4945 | 0
13.06. | 4 | 242.6526 |  | 237.1581 | 0 | 0 | 5.4945 | 0
13.06. | 5 | 242.6526 |  | 237.1581 | 0 | 0 | 5.4945 | 0
13.06. | 6 | 242.6526 |  | 237.1581 | 0 | 0 | 5.4945 | 0
13.06. | 7 | 242.6526 |  | 237.1581 | 0 | 0 | 5.4945 | 0
13.06. | 8 | 242.6526 |  | 237.1581 | 0 | 0 | 5.4945 | 0
13.06. | 9 | 242.6526 |  | 237.1581 | 0 | 0 | 5.4945 | 0
13.06. | 10 | 242.6526 |  | 237.1581 | 0 | 0 | 5.4945 | 0
13.06. | 11 | 242.6526 |  | 237.1581 | 0 | 0 | 5.4945 | 0
13.06. | 12 | 242.6526 |  | 237.1581 | 0 | 0 | 5.4945 | 0
13.06. | 13 | 242.6526 |  | 237.1581 | 0 | 0 | 5.4945 | 0
13.06. | 14 | 242.6526 |  | 237.1581 | 0 | 0 | 5.4945 | 0
13.06. | 15 | 242.6526 |  | 237.1581 | 0 | 0 | 5.4945 | 0
13.06. | 16 | 242.6526 |  | 237.1581 | 0 | 0 | 5.4945 | 0
13.06. | 17 | 242.6526 |  | 237.1581 | 0 | 0 | 5.4945 | 0
13.06. | 18 | 242.6526 |  | 237.1581 | 0 | 0 | 5.4945 | 0
13.06. | 19 | 242.6526 |  | 237.1581 | 0 | 0 | 5.4945 | 0
13.06. | 20 | 242.6526 |  | 237.1581 | 0 | 0 | 5.4945 | 0
13.06. | 21 | 242.6526 |  | 237.1581 | 0 | 0 | 5.4945 | 0
13.06. | 22 | 242.6526 |  | 237.1581 | 0 | 0 | 5.4945 | 0
13.06. | 23 | 242.6526 |  | 237.1581 | 0 | 0 | 5.4945 | 0
13.06. | 24 | 242.6526 |  | 237.1581 | 0 | 0 | 5.4945 | 0
14.06. | 1 | 242.6526 |  | 237.1581 | 0 | 0 | 5.4945 | 0
14.06. | 2 | 242.6526 |  | 237.1581 | 0 | 0 | 5.4945 | 0
14.06. | 3 | 242.6526 |  | 237.1581 | 0 | 0 | 5.4945 | 0
14.06. | 4 | 242.6526 |  | 237.1581 | 0 | 0 | 5.4945 | 0
14.06. | 5 | 242.6526 |  | 237.1581 | 0 | 0 | 5.4945 | 0
14.06. | 6 | 242.6526 |  | 237.1581 | 0 | 0 | 5.4945 | 0
14.06. | 7 | 242.6526 |  | 237.1581 | 0 | 0 | 5.4945 | 0
14.06. | 8 | 242.6526 |  | 237.1581 | 0 | 0 | 5.4945 | 0
14.06. | 9 | 242.6526 |  | 237.1581 | 0 | 0 | 5.4945 | 0
14.06. | 10 | 242.6526 |  | 237.1581 | 0 | 0 | 5.4945 | 0
14.06. | 11 | 242.6526 |  | 237.1581 | 0 | 0 | 5.4945 | 0
14.06. | 12 | 242.6526 |  | 237.1581 | 0 | 0 | 5.4945 | 0
14.06. | 13 | 242.6526 |  | 237.1581 | 0 | 0 | 5.4945 | 0
14.06. | 14 | 242.6526 |  | 237.1581 | 0 | 0 | 5.4945 | 0
14.06. | 15 | 242.6526 |  | 237.1581 | 0 | 0 | 5.4945 | 0
14.06. | 16 | 242.6526 |  | 237.1581 | 0 | 0 | 5.4945 | 0
14.06. | 17 | 242.6526 |  | 237.1581 | 0 | 0 | 5.4945 | 0
14.06. | 18 | 242.6526 |  | 237.1581 | 0 | 0 | 5.4945 | 0
14.06. | 19 | 242.6526 |  | 237.1581 | 0 | 0 | 5.4945 | 0
14.06. | 20 | 242.6526 |  | 237.1581 | 0 | 0 | 5.4945 | 0
14.06. | 21 | 242.6526 |  | 237.1581 | 0 | 0 | 5.4945 | 0
14.06. | 22 | 242.6526 |  | 237.1581 | 0 | 0 | 5.4945 | 0
14.06. | 23 | 242.6526 |  | 237.1581 | 0 | 0 | 5.4945 | 0
14.06. | 24 | 242.6526 |  | 237.1581 | 0 | 0 | 5.4945 | 0
15.06. | 1 | 242.6526 |  | 237.1581 | 0 | 0 | 5.4945 | 0
15.06. | 2 | 242.6526 |  | 237.1581 | 0 | 0 | 5.4945 | 0
15.06. | 3 | 242.6526 |  | 237.1581 | 0 | 0 | 5.4945 | 0
15.06. | 4 | 242.6526 |  | 237.1581 | 0 | 0 | 5.4945 | 0
15.06. | 5 | 242.6526 |  | 237.1581 | 0 | 0 | 5.4945 | 0
15.06. | 6 | 242.6526 |  | 237.1581 | 0 | 0 | 5.4945 | 0
15.06. | 7 | 242.6526 |  | 237.1581 | 0 | 0 | 5.4945 | 0
15.06. | 8 | 242.6526 |  | 237.1581 | 0 | 0 | 5.4945 | 0
15.06. | 9 | 242.6526 |  | 237.1581 | 0 | 0 | 5.4945 | 0
15.06. | 10 | 242.6526 |  | 237.1581 | 0 | 0 | 5.4945 | 0
15.06. | 11 | 242.6526 |  | 237.1581 | 0 | 0 | 5.4945 | 0
15.06. | 12 | 242.6526 |  | 237.1581 | 0 | 0 | 5.4945 | 0
15.06. | 13 | 242.6526 |  | 237.1581 | 0 | 0 | 5.4945 | 0
15.06. | 14 | 242.6526 |  | 237.1581 | 0 | 0 | 5.4945 | 0
15.06. | 15 | 242.6526 |  | 237.1581 | 0 | 0 | 5.4945 | 0
15.06. | 16 | 242.6526 |  | 237.1581 | 0 | 0 | 5.4945 | 0
15.06. | 17 | 242.6526 |  | 237.1581 | 0 | 0 | 5.4945 | 0
15.06. | 18 | 242.6526 |  | 237.1581 | 0 | 0 | 5.4945 | 0
15.06. | 19 | 242.6526 |  | 237.1581 | 0 | 0 | 5.4945 | 0
15.06. | 20 | 242.6526 |  | 237.1581 | 0 | 0 | 5.4945 | 0
15.06. | 21 | 242.6526 |  | 237.1581 | 0 | 0 | 5.4945 | 0
15.06. | 22 | 242.6526 |  | 237.1581 | 0 | 0 | 5.4945 | 0
15.06. | 23 | 242.6526 |  | 237.1581 | 0 | 0 | 5.4945 | 0
15.06. | 24 | 242.6526 |  | 237.1581 | 0 | 0 | 5.4945 | 0
16.06. | 1 | 242.6526 |  | 237.1581 | 0 | 0 | 5.4945 | 0
16.06. | 2 | 242.6526 |  | 237.1581 | 0 | 0 | 5.4945 | 0
16.06. | 3 | 242.6526 |  | 237.1581 | 0 | 0 | 5.4945 | 0
16.06. | 4 | 242.6526 |  | 237.1581 | 0 | 0 | 5.4945 | 0
16.06. | 5 | 242.6526 |  | 237.1581 | 0 | 0 | 5.4945 | 0
16.06. | 6 | 242.6526 |  | 237.1581 | 0 | 0 | 5.4945 | 0
16.06. | 7 | 242.6526 |  | 237.1581 | 0 | 0 | 5.4945 | 0
16.06. | 8 | 242.6526 |  | 237.1581 | 0 | 0 | 5.4945 | 0
16.06. | 9 | 242.6526 |  | 237.1581 | 0 | 0 | 5.4945 | 0
16.06. | 10 | 242.6526 |  | 237.1581 | 0 | 0 | 5.4945 | 0
16.06. | 11 | 242.6526 |  | 237.1581 | 0 | 0 | 5.4945 | 0
16.06. | 12 | 242.6526 |  | 237.1581 | 0 | 0 | 5.4945 | 0
16.06. | 13 | 242.6526 |  | 237.1581 | 0 | 0 | 5.4945 | 0
16.06. | 14 | 242.6526 |  | 237.1581 | 0 | 0 | 5.4945 | 0
16.06. | 15 | 242.6526 |  | 237.1581 | 0 | 0 | 5.4945 | 0
16.06. | 16 | 242.6526 |  | 237.1581 | 0 | 0 | 5.4945 | 0
16.06. | 17 | 242.6526 |  | 237.1581 | 0 | 0 | 5.4945 | 0
16.06. | 18 | 242.6526 |  | 237.1581 | 0 | 0 | 5.4945 | 0
16.06. | 19 | 242.6526 |  | 237.1581 | 0 | 0 | 5.4945 | 0
16.06. | 20 | 242.6526 |  | 237.1581 | 0 | 0 | 5.4945 | 0
16.06. | 21 | 242.6526 |  | 237.1581 | 0 | 0 | 5.4945 | 0
16.06. | 22 | 242.6526 |  | 237.1581 | 0 | 0 | 5.4945 | 0
16.06. | 23 | 242.6526 |  | 237.1581 | 0 | 0 | 5.4945 | 0
16.06. | 24 | 242.6526 |  | 237.1581 | 0 | 0 | 5.4945 | 0
17.06. | 1 | 242.6526 |  | 237.1581 | 0 | 0 | 5.4945 | 0
17.06. | 2 | 242.6526 |  | 237.1581 | 0 | 0 | 5.4945 | 0
17.06. | 3 | 242.6526 |  | 237.1581 | 0 | 0 | 5.4945 | 0
17.06. | 4 | 242.6526 |  | 237.1581 | 0 | 0 | 5.4945 | 0
17.06. | 5 | 242.6526 |  | 237.1581 | 0 | 0 | 5.4945 | 0
17.06. | 6 | 242.6526 |  | 237.1581 | 0 | 0 | 5.4945 | 0
17.06. | 7 | 242.6526 |  | 237.1581 | 0 | 0 | 5.4945 | 0
17.06. | 8 | 242.6526 |  | 237.1581 | 0 | 0 | 5.4945 | 0
17.06. | 9 | 242.6526 |  | 237.1581 | 0 | 0 | 5.4945 | 0
17.06. | 10 | 242.6526 |  | 237.1581 | 0 | 0 | 5.4945 | 0
17.06. | 11 | 242.6526 |  | 237.1581 | 0 | 0 | 5.4945 | 0
17.06. | 12 | 242.6526 |  | 237.1581 | 0 | 0 | 5.4945 | 0
17.06. | 13 | 242.6526 |  | 237.1581 | 0 | 0 | 5.4945 | 0
17.06. | 14 | 242.6526 |  | 237.1581 | 0 | 0 | 5.4945 | 0
17.06. | 15 | 242.6526 |  | 237.1581 | 0 | 0 | 5.4945 | 0
17.06. | 16 | 242.6526 |  | 237.1581 | 0 | 0 | 5.4945 | 0
17.06. | 17 | 242.6526 |  | 237.1581 | 0 | 0 | 5.4945 | 0
17.06. | 18 | 242.6526 |  | 237.1581 | 0 | 0 | 5.4945 | 0
17.06. | 19 | 242.6526 |  | 237.1581 | 0 | 0 | 5.4945 | 0
17.06. | 20 | 242.6526 |  | 237.1581 | 0 | 0 | 5.4945 | 0
17.06. | 21 | 242.6526 |  | 237.1581 | 0 | 0 | 5.4945 | 0
17.06. | 22 | 242.6526 |  | 237.1581 | 0 | 0 | 5.4945 | 0
17.06. | 23 | 242.6526 |  | 237.1581 | 0 | 0 | 5.4945 | 0
17.06. | 24 | 242.6526 |  | 237.1581 | 0 | 0 | 5.4945 | 0
18.06. | 1 | 242.6526 |  | 237.1581 | 0 | 0 | 5.4945 | 0
18.06. | 2 | 242.6526 |  | 237.1581 | 0 | 0 | 5.4945 | 0
18.06. | 3 | 242.6526 |  | 237.1581 | 0 | 0 | 5.4945 | 0
18.06. | 4 | 242.6526 |  | 237.1581 | 0 | 0 | 5.4945 | 0
18.06. | 5 | 242.6526 |  | 237.1581 | 0 | 0 | 5.4945 | 0
18.06. | 6 | 242.6526 |  | 237.1581 | 0 | 0 | 5.4945 | 0
18.06. | 7 | 242.6526 |  | 237.1581 | 0 | 0 | 5.4945 | 0
18.06. | 8 | 242.6526 |  | 237.1581 | 0 | 0 | 5.4945 | 0
18.06. | 9 | 242.6526 |  | 237.1581 | 0 | 0 | 5.4945 | 0
18.06. | 10 | 242.6526 |  | 237.1581 | 0 | 0 | 5.4945 | 0
18.06. | 11 | 242.6526 |  | 237.1581 | 0 | 0 | 5.4945 | 0
18.06. | 12 | 242.6526 |  | 237.1581 | 0 | 0 | 5.4945 | 0
18.06. | 13 | 242.6526 |  | 237.1581 | 0 | 0 | 5.4945 | 0
18.06. | 14 | 242.6526 |  | 237.1581 | 0 | 0 | 5.4945 | 0
18.06. | 15 | 242.6526 |  | 237.1581 | 0 | 0 | 5.4945 | 0
18.06. | 16 | 242.6526 |  | 237.1581 | 0 | 0 | 5.4945 | 0
18.06. | 17 | 242.6526 |  | 237.1581 | 0 | 0 | 5.4945 | 0
18.06. | 18 | 242.6526 |  | 237.1581 | 0 | 0 | 5.4945 | 0
18.06. | 19 | 242.6526 |  | 237.1581 | 0 | 0 | 5.4945 | 0
18.06. | 20 | 242.6526 |  | 237.1581 | 0 | 0 | 5.4945 | 0
18.06. | 21 | 242.6526 |  | 237.1581 | 0 | 0 | 5.4945 | 0
18.06. | 22 | 242.6526 |  | 237.1581 | 0 | 0 | 5.4945 | 0
18.06. | 23 | 242.6526 |  | 237.1581 | 0 | 0 | 5.4945 | 0
18.06. | 24 | 242.6526 |  | 237.1581 | 0 | 0 | 5.4945 | 0
19.06. | 1 | 242.6526 |  | 237.1581 | 0 | 0 | 5.4945 | 0
19.06. | 2 | 242.6526 |  | 237.1581 | 0 | 0 | 5.4945 | 0
19.06. | 3 | 242.6526 |  | 237.1581 | 0 | 0 | 5.4945 | 0
19.06. | 4 | 242.6526 |  | 237.1581 | 0 | 0 | 5.4945 | 0
19.06. | 5 | 242.6526 |  | 237.1581 | 0 | 0 | 5.4945 | 0
19.06. | 6 | 242.6526 |  | 237.1581 | 0 | 0 | 5.4945 | 0
19.06. | 7 | 242.6526 |  | 237.1581 | 0 | 0 | 5.4945 | 0
19.06. | 8 | 242.6526 |  | 237.1581 | 0 | 0 | 5.4945 | 0
19.06. | 9 | 242.6526 |  | 237.1581 | 0 | 0 | 5.4945 | 0
19.06. | 10 | 242.6526 |  | 237.1581 | 0 | 0 | 5.4945 | 0
19.06. | 11 | 242.6526 |  | 237.1581 | 0 | 0 | 5.4945 | 0
19.06. | 12 | 242.6526 |  | 237.1581 | 0 | 0 | 5.4945 | 0
19.06. | 13 | 242.6526 |  | 237.1581 | 0 | 0 | 5.4945 | 0
19.06. | 14 | 242.6526 |  | 237.1581 | 0 | 0 | 5.4945 | 0
19.06. | 15 | 242.6526 |  | 237.1581 | 0 | 0 | 5.4945 | 0
19.06. | 16 | 242.6526 |  | 237.1581 | 0 | 0 | 5.4945 | 0
19.06. | 17 | 242.6526 |  | 237.1581 | 0 | 0 | 5.4945 | 0
19.06. | 18 | 242.6526 |  | 237.1581 | 0 | 0 | 5.4945 | 0
19.06. | 19 | 242.6526 |  | 237.1581 | 0 | 0 | 5.4945 | 0
19.06. | 20 | 242.6526 |  | 237.1581 | 0 | 0 | 5.4945 | 0
19.06. | 21 | 242.6526 |  | 237.1581 | 0 | 0 | 5.4945 | 0
19.06. | 22 | 242.6526 |  | 237.1581 | 0 | 0 | 5.4945 | 0
19.06. | 23 | 242.6526 |  | 237.1581 | 0 | 0 | 5.4945 | 0
19.06. | 24 | 242.6526 |  | 237.1581 | 0 | 0 | 5.4945 | 0
20.06. | 1 | 242.6526 |  | 237.1581 | 0 | 0 | 5.4945 | 0
20.06. | 2 | 242.6526 |  | 237.1581 | 0 | 0 | 5.4945 | 0
20.06. | 3 | 242.6526 |  | 237.1581 | 0 | 0 | 5.4945 | 0
20.06. | 4 | 242.6526 |  | 237.1581 | 0 | 0 | 5.4945 | 0
20.06. | 5 | 242.6526 |  | 237.1581 | 0 | 0 | 5.4945 | 0
20.06. | 6 | 242.6526 |  | 237.1581 | 0 | 0 | 5.4945 | 0
20.06. | 7 | 242.6526 |  | 237.1581 | 0 | 0 | 5.4945 | 0
20.06. | 8 | 242.6526 |  | 237.1581 | 0 | 0 | 5.4945 | 0
20.06. | 9 | 242.6526 |  | 237.1581 | 0 | 0 | 5.4945 | 0
20.06. | 10 | 242.6526 |  | 237.1581 | 0 | 0 | 5.4945 | 0
20.06. | 11 | 242.6526 |  | 237.1581 | 0 | 0 | 5.4945 | 0
20.06. | 12 | 242.6526 |  | 237.1581 | 0 | 0 | 5.4945 | 0
20.06. | 13 | 242.6526 |  | 237.1581 | 0 | 0 | 5.4945 | 0
20.06. | 14 | 242.6526 |  | 237.1581 | 0 | 0 | 5.4945 | 0
20.06. | 15 | 242.6526 |  | 237.1581 | 0 | 0 | 5.4945 | 0
20.06. | 16 | 242.6526 |  | 237.1581 | 0 | 0 | 5.4945 | 0
20.06. | 17 | 242.6526 |  | 237.1581 | 0 | 0 | 5.4945 | 0
20.06. | 18 | 242.6526 |  | 237.1581 | 0 | 0 | 5.4945 | 0
20.06. | 19 | 242.6526 |  | 237.1581 | 0 | 0 | 5.4945 | 0
20.06. | 20 | 242.6526 |  | 237.1581 | 0 | 0 | 5.4945 | 0
20.06. | 21 | 242.6526 |  | 237.1581 | 0 | 0 | 5.4945 | 0
20.06. | 22 | 242.6526 |  | 237.1581 | 0 | 0 | 5.4945 | 0
20.06. | 23 | 242.6526 |  | 237.1581 | 0 | 0 | 5.4945 | 0
20.06. | 24 | 242.6526 |  | 237.1581 | 0 | 0 | 5.4945 | 0
21.06. | 1 | 242.6526 |  | 237.1581 | 0 | 0 | 5.4945 | 0
21.06. | 2 | 242.6526 |  | 237.1581 | 0 | 0 | 5.4945 | 0
21.06. | 3 | 242.6526 |  | 237.1581 | 0 | 0 | 5.4945 | 0
21.06. | 4 | 242.6526 |  | 237.1581 | 0 | 0 | 5.4945 | 0
21.06. | 5 | 242.6526 |  | 237.1581 | 0 | 0 | 5.4945 | 0
21.06. | 6 | 242.6526 |  | 237.1581 | 0 | 0 | 5.4945 | 0
21.06. | 7 | 242.6526 |  | 237.1581 | 0 | 0 | 5.4945 | 0
21.06. | 8 | 242.6526 |  | 237.1581 | 0 | 0 | 5.4945 | 0
21.06. | 9 | 242.6526 |  | 237.1581 | 0 | 0 | 5.4945 | 0
21.06. | 10 | 242.6526 |  | 237.1581 | 0 | 0 | 5.4945 | 0
21.06. | 11 | 242.6526 |  | 237.1581 | 0 | 0 | 5.4945 | 0
21.06. | 12 | 242.6526 |  | 237.1581 | 0 | 0 | 5.4945 | 0
21.06. | 13 | 242.6526 |  | 237.1581 | 0 | 0 | 5.4945 | 0
21.06. | 14 | 242.6526 |  | 237.1581 | 0 | 0 | 5.4945 | 0
21.06. | 15 | 242.6526 |  | 237.1581 | 0 | 0 | 5.4945 | 0
21.06. | 16 | 242.6526 |  | 237.1581 | 0 | 0 | 5.4945 | 0
21.06. | 17 | 242.6526 |  | 237.1581 | 0 | 0 | 5.4945 | 0
21.06. | 18 | 242.6526 |  | 237.1581 | 0 | 0 | 5.4945 | 0
21.06. | 19 | 242.6526 |  | 237.1581 | 0 | 0 | 5.4945 | 0
21.06. | 20 | 242.6526 |  | 237.1581 | 0 | 0 | 5.4945 | 0
21.06. | 21 | 242.6526 |  | 237.1581 | 0 | 0 | 5.4945 | 0
21.06. | 22 | 242.6526 |  | 237.1581 | 0 | 0 | 5.4945 | 0
21.06. | 23 | 242.6526 |  | 237.1581 | 0 | 0 | 5.4945 | 0
21.06. | 24 | 242.6526 |  | 237.1581 | 0 | 0 | 5.4945 | 0
22.06. | 1 | 242.6526 |  | 237.1581 | 0 | 0 | 5.4945 | 0
22.06. | 2 | 242.6526 |  | 237.1581 | 0 | 0 | 5.4945 | 0
22.06. | 3 | 242.6526 |  | 237.1581 | 0 | 0 | 5.4945 | 0
22.06. | 4 | 242.6526 |  | 237.1581 | 0 | 0 | 5.4945 | 0
22.06. | 5 | 242.6526 |  | 237.1581 | 0 | 0 | 5.4945 | 0
22.06. | 6 | 242.6526 |  | 237.1581 | 0 | 0 | 5.4945 | 0
22.06. | 7 | 242.6526 |  | 237.1581 | 0 | 0 | 5.4945 | 0
22.06. | 8 | 242.6526 |  | 237.1581 | 0 | 0 | 5.4945 | 0
22.06. | 9 | 242.6526 |  | 237.1581 | 0 | 0 | 5.4945 | 0
22.06. | 10 | 242.6526 |  | 237.1581 | 0 | 0 | 5.4945 | 0
22.06. | 11 | 242.6526 |  | 237.1581 | 0 | 0 | 5.4945 | 0
22.06. | 12 | 242.6526 |  | 237.1581 | 0 | 0 | 5.4945 | 0
22.06. | 13 | 242.6526 |  | 237.1581 | 0 | 0 | 5.4945 | 0
22.06. | 14 | 242.6526 |  | 237.1581 | 0 | 0 | 5.4945 | 0
22.06. | 15 | 242.6526 |  | 237.1581 | 0 | 0 | 5.4945 | 0
22.06. | 16 | 242.6526 |  | 237.1581 | 0 | 0 | 5.4945 | 0
22.06. | 17 | 242.6526 |  | 237.1581 | 0 | 0 | 5.4945 | 0
22.06. | 18 | 242.6526 |  | 237.1581 | 0 | 0 | 5.4945 | 0
22.06. | 19 | 242.6526 |  | 237.1581 | 0 | 0 | 5.4945 | 0
22.06. | 20 | 242.6526 |  | 237.1581 | 0 | 0 | 5.4945 | 0
22.06. | 21 | 242.6526 |  | 237.1581 | 0 | 0 | 5.4945 | 0
22.06. | 22 | 242.6526 |  | 237.1581 | 0 | 0 | 5.4945 | 0
22.06. | 23 | 242.6526 |  | 237.1581 | 0 | 0 | 5.4945 | 0
22.06. | 24 | 242.6526 |  | 237.1581 | 0 | 0 | 5.4945 | 0
23.06. | 1 | 242.6526 |  | 237.1581 | 0 | 0 | 5.4945 | 0
23.06. | 2 | 242.6526 |  | 237.1581 | 0 | 0 | 5.4945 | 0
23.06. | 3 | 242.6526 |  | 237.1581 | 0 | 0 | 5.4945 | 0
23.06. | 4 | 242.6526 |  | 237.1581 | 0 | 0 | 5.4945 | 0
23.06. | 5 | 242.6526 |  | 237.1581 | 0 | 0 | 5.4945 | 0
23.06. | 6 | 242.6526 |  | 237.1581 | 0 | 0 | 5.4945 | 0
23.06. | 7 | 242.6526 |  | 237.1581 | 0 | 0 | 5.4945 | 0
23.06. | 8 | 242.6526 |  | 237.1581 | 0 | 0 | 5.4945 | 0
23.06. | 9 | 242.6526 |  | 237.1581 | 0 | 0 | 5.4945 | 0
23.06. | 10 | 242.6526 |  | 237.1581 | 0 | 0 | 5.4945 | 0
23.06. | 11 | 242.6526 |  | 237.1581 | 0 | 0 | 5.4945 | 0
23.06. | 12 | 242.6526 |  | 237.1581 | 0 | 0 | 5.4945 | 0
23.06. | 13 | 242.6526 |  | 237.1581 | 0 | 0 | 5.4945 | 0
23.06. | 14 | 242.6526 |  | 237.1581 | 0 | 0 | 5.4945 | 0
23.06. | 15 | 242.6526 |  | 237.1581 | 0 | 0 | 5.4945 | 0
23.06. | 16 | 242.6526 |  | 237.1581 | 0 | 0 | 5.4945 | 0
23.06. | 17 | 242.6526 |  | 237.1581 | 0 | 0 | 5.4945 | 0
23.06. | 18 | 242.6526 |  | 237.1581 | 0 | 0 | 5.4945 | 0
23.06. | 19 | 242.6526 |  | 237.1581 | 0 | 0 | 5.4945 | 0
23.06. | 20 | 242.6526 |  | 237.1581 | 0 | 0 | 5.4945 | 0
23.06. | 21 | 242.6526 |  | 237.1581 | 0 | 0 | 5.4945 | 0
23.06. | 22 | 242.6526 |  | 237.1581 | 0 | 0 | 5.4945 | 0
23.06. | 23 | 242.6526 |  | 237.1581 | 0 | 0 | 5.4945 | 0
23.06. | 24 | 242.6526 |  | 237.1581 | 0 | 0 | 5.4945 | 0
24.06. | 1 | 242.6526 |  | 237.1581 | 0 | 0 | 5.4945 | 0
24.06. | 2 | 242.6526 |  | 237.1581 | 0 | 0 | 5.4945 | 0
24.06. | 3 | 242.6526 |  | 237.1581 | 0 | 0 | 5.4945 | 0
24.06. | 4 | 242.6526 |  | 237.1581 | 0 | 0 | 5.4945 | 0
24.06. | 5 | 242.6526 |  | 237.1581 | 0 | 0 | 5.4945 | 0
24.06. | 6 | 242.6526 |  | 237.1581 | 0 | 0 | 5.4945 | 0
24.06. | 7 | 242.6526 |  | 237.1581 | 0 | 0 | 5.4945 | 0
24.06. | 8 | 242.6526 |  | 237.1581 | 0 | 0 | 5.4945 | 0
24.06. | 9 | 242.6526 |  | 237.1581 | 0 | 0 | 5.4945 | 0
24.06. | 10 | 242.6526 |  | 237.1581 | 0 | 0 | 5.4945 | 0
24.06. | 11 | 242.6526 |  | 237.1581 | 0 | 0 | 5.4945 | 0
24.06. | 12 | 242.6526 |  | 237.1581 | 0 | 0 | 5.4945 | 0
24.06. | 13 | 242.6526 |  | 237.1581 | 0 | 0 | 5.4945 | 0
24.06. | 14 | 242.6526 |  | 237.1581 | 0 | 0 | 5.4945 | 0
24.06. | 15 | 242.6526 |  | 237.1581 | 0 | 0 | 5.4945 | 0
24.06. | 16 | 242.6526 |  | 237.1581 | 0 | 0 | 5.4945 | 0
24.06. | 17 | 242.6526 |  | 237.1581 | 0 | 0 | 5.4945 | 0
24.06. | 18 | 242.6526 |  | 237.1581 | 0 | 0 | 5.4945 | 0
24.06. | 19 | 242.6526 |  | 237.1581 | 0 | 0 | 5.4945 | 0
24.06. | 20 | 242.6526 |  | 237.1581 | 0 | 0 | 5.4945 | 0
24.06. | 21 | 242.6526 |  | 237.1581 | 0 | 0 | 5.4945 | 0
24.06. | 22 | 242.6526 |  | 237.1581 | 0 | 0 | 5.4945 | 0
24.06. | 23 | 242.6526 |  | 237.1581 | 0 | 0 | 5.4945 | 0
24.06. | 24 | 242.6526 |  | 237.1581 | 0 | 0 | 5.4945 | 0
25.06. | 1 | 242.6526 |  | 237.1581 | 0 | 0 | 5.4945 | 0
25.06. | 2 | 242.6526 |  | 237.1581 | 0 | 0 | 5.4945 | 0
25.06. | 3 | 242.6526 |  | 237.1581 | 0 | 0 | 5.4945 | 0
25.06. | 4 | 242.6526 |  | 237.1581 | 0 | 0 | 5.4945 | 0
25.06. | 5 | 242.6526 |  | 237.1581 | 0 | 0 | 5.4945 | 0
25.06. | 6 | 242.6526 |  | 237.1581 | 0 | 0 | 5.4945 | 0
25.06. | 7 | 242.6526 |  | 237.1581 | 0 | 0 | 5.4945 | 0
25.06. | 8 | 242.6526 |  | 237.1581 | 0 | 0 | 5.4945 | 0
25.06. | 9 | 242.6526 |  | 237.1581 | 0 | 0 | 5.4945 | 0
25.06. | 10 | 242.6526 |  | 237.1581 | 0 | 0 | 5.4945 | 0
25.06. | 11 | 242.6526 |  | 237.1581 | 0 | 0 | 5.4945 | 0
25.06. | 12 | 242.6526 |  | 237.1581 | 0 | 0 | 5.4945 | 0
25.06. | 13 | 242.6526 |  | 237.1581 | 0 | 0 | 5.4945 | 0
25.06. | 14 | 242.6526 |  | 237.1581 | 0 | 0 | 5.4945 | 0
25.06. | 15 | 242.6526 |  | 237.1581 | 0 | 0 | 5.4945 | 0
25.06. | 16 | 242.6526 |  | 237.1581 | 0 | 0 | 5.4945 | 0
25.06. | 17 | 242.6526 |  | 237.1581 | 0 | 0 | 5.4945 | 0
25.06. | 18 | 242.6526 |  | 237.1581 | 0 | 0 | 5.4945 | 0
25.06. | 19 | 242.6526 |  | 237.1581 | 0 | 0 | 5.4945 | 0
25.06. | 20 | 242.6526 |  | 237.1581 | 0 | 0 | 5.4945 | 0
25.06. | 21 | 242.6526 |  | 237.1581 | 0 | 0 | 5.4945 | 0
25.06. | 22 | 242.6526 |  | 237.1581 | 0 | 0 | 5.4945 | 0
25.06. | 23 | 242.6526 |  | 237.1581 | 0 | 0 | 5.4945 | 0
25.06. | 24 | 242.6526 |  | 237.1581 | 0 | 0 | 5.4945 | 0
26.06. | 1 | 242.6526 |  | 237.1581 | 0 | 0 | 5.4945 | 0
26.06. | 2 | 242.6526 |  | 237.1581 | 0 | 0 | 5.4945 | 0
26.06. | 3 | 242.6526 |  | 237.1581 | 0 | 0 | 5.4945 | 0
26.06. | 4 | 242.6526 |  | 237.1581 | 0 | 0 | 5.4945 | 0
26.06. | 5 | 242.6526 |  | 237.1581 | 0 | 0 | 5.4945 | 0
26.06. | 6 | 242.6526 |  | 237.1581 | 0 | 0 | 5.4945 | 0
26.06. | 7 | 242.6526 |  | 237.1581 | 0 | 0 | 5.4945 | 0
26.06. | 8 | 242.6526 |  | 237.1581 | 0 | 0 | 5.4945 | 0
26.06. | 9 | 242.6526 |  | 237.1581 | 0 | 0 | 5.4945 | 0
26.06. | 10 | 242.6526 |  | 237.1581 | 0 | 0 | 5.4945 | 0
26.06. | 11 | 242.6526 |  | 237.1581 | 0 | 0 | 5.4945 | 0
26.06. | 12 | 242.6526 |  | 237.1581 | 0 | 0 | 5.4945 | 0
26.06. | 13 | 242.6526 |  | 237.1581 | 0 | 0 | 5.4945 | 0
26.06. | 14 | 242.6526 |  | 237.1581 | 0 | 0 | 5.4945 | 0
26.06. | 15 | 242.6526 |  | 237.1581 | 0 | 0 | 5.4945 | 0
26.06. | 16 | 242.6526 |  | 237.1581 | 0 | 0 | 5.4945 | 0
26.06. | 17 | 242.6526 |  | 237.1581 | 0 | 0 | 5.4945 | 0
26.06. | 18 | 242.6526 |  | 237.1581 | 0 | 0 | 5.4945 | 0
26.06. | 19 | 242.6526 |  | 237.1581 | 0 | 0 | 5.4945 | 0
26.06. | 20 | 242.6526 |  | 237.1581 | 0 | 0 | 5.4945 | 0
26.06. | 21 | 242.6526 |  | 237.1581 | 0 | 0 | 5.4945 | 0
26.06. | 22 | 242.6526 |  | 237.1581 | 0 | 0 | 5.4945 | 0
26.06. | 23 | 242.6526 |  | 237.1581 | 0 | 0 | 5.4945 | 0
26.06. | 24 | 242.6526 |  | 237.1581 | 0 | 0 | 5.4945 | 0
27.06. | 1 | 242.6526 |  | 237.1581 | 0 | 0 | 5.4945 | 0
27.06. | 2 | 242.6526 |  | 237.1581 | 0 | 0 | 5.4945 | 0
27.06. | 3 | 242.6526 |  | 237.1581 | 0 | 0 | 5.4945 | 0
27.06. | 4 | 242.6526 |  | 237.1581 | 0 | 0 | 5.4945 | 0
27.06. | 5 | 242.6526 |  | 237.1581 | 0 | 0 | 5.4945 | 0
27.06. | 6 | 242.6526 |  | 237.1581 | 0 | 0 | 5.4945 | 0
27.06. | 7 | 242.6526 |  | 237.1581 | 0 | 0 | 5.4945 | 0
27.06. | 8 | 242.6526 |  | 237.1581 | 0 | 0 | 5.4945 | 0
27.06. | 9 | 242.6526 |  | 237.1581 | 0 | 0 | 5.4945 | 0
27.06. | 10 | 242.6526 |  | 237.1581 | 0 | 0 | 5.4945 | 0
27.06. | 11 | 242.6526 |  | 237.1581 | 0 | 0 | 5.4945 | 0
27.06. | 12 | 242.6526 |  | 237.1581 | 0 | 0 | 5.4945 | 0
27.06. | 13 | 242.6526 |  | 237.1581 | 0 | 0 | 5.4945 | 0
27.06. | 14 | 242.6526 |  | 237.1581 | 0 | 0 | 5.4945 | 0
27.06. | 15 | 242.6526 |  | 237.1581 | 0 | 0 | 5.4945 | 0
27.06. | 16 | 242.6526 |  | 237.1581 | 0 | 0 | 5.4945 | 0
27.06. | 17 | 242.6526 |  | 237.1581 | 0 | 0 | 5.4945 | 0
27.06. | 18 | 242.6526 |  | 237.1581 | 0 | 0 | 5.4945 | 0
27.06. | 19 | 242.6526 |  | 237.1581 | 0 | 0 | 5.4945 | 0
27.06. | 20 | 242.6526 |  | 237.1581 | 0 | 0 | 5.4945 | 0
27.06. | 21 | 242.6526 |  | 237.1581 | 0 | 0 | 5.4945 | 0
27.06. | 22 | 242.6526 |  | 237.1581 | 0 | 0 | 5.4945 | 0
27.06. | 23 | 242.6526 |  | 237.1581 | 0 | 0 | 5.4945 | 0
27.06. | 24 | 242.6526 |  | 237.1581 | 0 | 0 | 5.4945 | 0
28.06. | 1 | 242.6526 |  | 237.1581 | 0 | 0 | 5.4945 | 0
28.06. | 2 | 242.6526 |  | 237.1581 | 0 | 0 | 5.4945 | 0
28.06. | 3 | 242.6526 |  | 237.1581 | 0 | 0 | 5.4945 | 0
28.06. | 4 | 242.6526 |  | 237.1581 | 0 | 0 | 5.4945 | 0
28.06. | 5 | 242.6526 |  | 237.1581 | 0 | 0 | 5.4945 | 0
28.06. | 6 | 242.6526 |  | 237.1581 | 0 | 0 | 5.4945 | 0
28.06. | 7 | 242.6526 |  | 237.1581 | 0 | 0 | 5.4945 | 0
28.06. | 8 | 242.6526 |  | 237.1581 | 0 | 0 | 5.4945 | 0
28.06. | 9 | 242.6526 |  | 237.1581 | 0 | 0 | 5.4945 | 0
28.06. | 10 | 242.6526 |  | 237.1581 | 0 | 0 | 5.4945 | 0
28.06. | 11 | 242.6526 |  | 237.1581 | 0 | 0 | 5.4945 | 0
28.06. | 12 | 242.6526 |  | 237.1581 | 0 | 0 | 5.4945 | 0
28.06. | 13 | 242.6526 |  | 237.1581 | 0 | 0 | 5.4945 | 0
28.06. | 14 | 242.6526 |  | 237.1581 | 0 | 0 | 5.4945 | 0
28.06. | 15 | 242.6526 |  | 237.1581 | 0 | 0 | 5.4945 | 0
28.06. | 16 | 242.6526 |  | 237.1581 | 0 | 0 | 5.4945 | 0
28.06. | 17 | 242.6526 |  | 237.1581 | 0 | 0 | 5.4945 | 0
28.06. | 18 | 242.6526 |  | 237.1581 | 0 | 0 | 5.4945 | 0
28.06. | 19 | 242.6526 |  | 237.1581 | 0 | 0 | 5.4945 | 0
28.06. | 20 | 242.6526 |  | 237.1581 | 0 | 0 | 5.4945 | 0
28.06. | 21 | 242.6526 |  | 237.1581 | 0 | 0 | 5.4945 | 0
28.06. | 22 | 242.6526 |  | 237.1581 | 0 | 0 | 5.4945 | 0
28.06. | 23 | 242.6526 |  | 237.1581 | 0 | 0 | 5.4945 | 0
28.06. | 24 | 242.6526 |  | 237.1581 | 0 | 0 | 5.4945 | 0
29.06. | 1 | 242.6526 |  | 237.1581 | 0 | 0 | 5.4945 | 0
29.06. | 2 | 242.6526 |  | 237.1581 | 0 | 0 | 5.4945 | 0
29.06. | 3 | 242.6526 |  | 237.1581 | 0 | 0 | 5.4945 | 0
29.06. | 4 | 242.6526 |  | 237.1581 | 0 | 0 | 5.4945 | 0
29.06. | 5 | 242.6526 |  | 237.1581 | 0 | 0 | 5.4945 | 0
29.06. | 6 | 242.6526 |  | 237.1581 | 0 | 0 | 5.4945 | 0
29.06. | 7 | 242.6526 |  | 237.1581 | 0 | 0 | 5.4945 | 0
29.06. | 8 | 242.6526 |  | 237.1581 | 0 | 0 | 5.4945 | 0
29.06. | 9 | 242.6526 |  | 237.1581 | 0 | 0 | 5.4945 | 0
29.06. | 10 | 242.6526 |  | 237.1581 | 0 | 0 | 5.4945 | 0
29.06. | 11 | 242.6526 |  | 237.1581 | 0 | 0 | 5.4945 | 0
29.06. | 12 | 242.6526 |  | 237.1581 | 0 | 0 | 5.4945 | 0
29.06. | 13 | 242.6526 |  | 237.1581 | 0 | 0 | 5.4945 | 0
29.06. | 14 | 242.6526 |  | 237.1581 | 0 | 0 | 5.4945 | 0
29.06. | 15 | 242.6526 |  | 237.1581 | 0 | 0 | 5.4945 | 0
29.06. | 16 | 242.6526 |  | 237.1581 | 0 | 0 | 5.4945 | 0
29.06. | 17 | 242.6526 |  | 237.1581 | 0 | 0 | 5.4945 | 0
29.06. | 18 | 242.6526 |  | 237.1581 | 0 | 0 | 5.4945 | 0
29.06. | 19 | 242.6526 |  | 237.1581 | 0 | 0 | 5.4945 | 0
29.06. | 20 | 242.6526 |  | 237.1581 | 0 | 0 | 5.4945 | 0
29.06. | 21 | 242.6526 |  | 237.1581 | 0 | 0 | 5.4945 | 0
29.06. | 22 | 242.6526 |  | 237.1581 | 0 | 0 | 5.4945 | 0
29.06. | 23 | 242.6526 |  | 237.1581 | 0 | 0 | 5.4945 | 0
29.06. | 24 | 242.6526 |  | 237.1581 | 0 | 0 | 5.4945 | 0
30.06. | 1 | 242.6526 |  | 237.1581 | 0 | 0 | 5.4945 | 0
30.06. | 2 | 242.6526 |  | 237.1581 | 0 | 0 | 5.4945 | 0
30.06. | 3 | 242.6526 |  | 237.1581 | 0 | 0 | 5.4945 | 0
30.06. | 4 | 242.6526 |  | 237.1581 | 0 | 0 | 5.4945 | 0
30.06. | 5 | 242.6526 |  | 237.1581 | 0 | 0 | 5.4945 | 0
30.06. | 6 | 242.6526 |  | 237.1581 | 0 | 0 | 5.4945 | 0
30.06. | 7 | 242.6526 |  | 237.1581 | 0 | 0 | 5.4945 | 0
30.06. | 8 | 242.6526 |  | 237.1581 | 0 | 0 | 5.4945 | 0
30.06. | 9 | 242.6526 |  | 237.1581 | 0 | 0 | 5.4945 | 0
30.06. | 10 | 242.6526 |  | 237.1581 | 0 | 0 | 5.4945 | 0
30.06. | 11 | 242.6526 |  | 237.1581 | 0 | 0 | 5.4945 | 0
30.06. | 12 | 242.6526 |  | 237.1581 | 0 | 0 | 5.4945 | 0
30.06. | 13 | 242.6526 |  | 237.1581 | 0 | 0 | 5.4945 | 0
30.06. | 14 | 242.6526 |  | 237.1581 | 0 | 0 | 5.4945 | 0
30.06. | 15 | 242.6526 |  | 237.1581 | 0 | 0 | 5.4945 | 0
30.06. | 16 | 242.6526 |  | 237.1581 | 0 | 0 | 5.4945 | 0
30.06. | 17 | 242.6526 |  | 237.1581 | 0 | 0 | 5.4945 | 0
30.06. | 18 | 242.6526 |  | 237.1581 | 0 | 0 | 5.4945 | 0
30.06. | 19 | 242.6526 |  | 237.1581 | 0 | 0 | 5.4945 | 0
30.06. | 20 | 242.6526 |  | 237.1581 | 0 | 0 | 5.4945 | 0
30.06. | 21 | 242.6526 |  | 237.1581 | 0 | 0 | 5.4945 | 0
30.06. | 22 | 242.6526 |  | 237.1581 | 0 | 0 | 5.4945 | 0
30.06. | 23 | 242.6526 |  | 237.1581 | 0 | 0 | 5.4945 | 0
30.06. | 24 | 242.6526 |  | 237.1581 | 0 | 0 | 5.4945 | 0
01.07. | 1 | 243.1521 |  | 237.1581 | 0 | 0 | 5.994 | 0
01.07. | 2 | 243.1521 |  | 237.1581 | 0 | 0 | 5.994 | 0
01.07. | 3 | 243.1521 |  | 237.1581 | 0 | 0 | 5.994 | 0
01.07. | 4 | 243.1521 |  | 237.1581 | 0 | 0 | 5.994 | 0
01.07. | 5 | 243.1521 |  | 237.1581 | 0 | 0 | 5.994 | 0
01.07. | 6 | 243.1521 |  | 237.1581 | 0 | 0 | 5.994 | 0
01.07. | 7 | 243.1521 |  | 237.1581 | 0 | 0 | 5.994 | 0
01.07. | 8 | 243.1521 |  | 237.1581 | 0 | 0 | 5.994 | 0
01.07. | 9 | 243.1521 |  | 237.1581 | 0 | 0 | 5.994 | 0
01.07. | 10 | 243.1521 |  | 237.1581 | 0 | 0 | 5.994 | 0
01.07. | 11 | 243.1521 |  | 237.1581 | 0 | 0 | 5.994 | 0
01.07. | 12 | 243.1521 |  | 237.1581 | 0 | 0 | 5.994 | 0
01.07. | 13 | 243.1521 |  | 237.1581 | 0 | 0 | 5.994 | 0
01.07. | 14 | 243.1521 |  | 237.1581 | 0 | 0 | 5.994 | 0
01.07. | 15 | 243.1521 |  | 237.1581 | 0 | 0 | 5.994 | 0
01.07. | 16 | 243.1521 |  | 237.1581 | 0 | 0 | 5.994 | 0
01.07. | 17 | 243.1521 |  | 237.1581 | 0 | 0 | 5.994 | 0
01.07. | 18 | 243.1521 |  | 237.1581 | 0 | 0 | 5.994 | 0
01.07. | 19 | 243.1521 |  | 237.1581 | 0 | 0 | 5.994 | 0
01.07. | 20 | 243.1521 |  | 237.1581 | 0 | 0 | 5.994 | 0
01.07. | 21 | 243.1521 |  | 237.1581 | 0 | 0 | 5.994 | 0
01.07. | 22 | 243.1521 |  | 237.1581 | 0 | 0 | 5.994 | 0
01.07. | 23 | 243.1521 |  | 237.1581 | 0 | 0 | 5.994 | 0
01.07. | 24 | 243.1521 |  | 237.1581 | 0 | 0 | 5.994 | 0
02.07. | 1 | 243.1521 |  | 237.1581 | 0 | 0 | 5.994 | 0
02.07. | 2 | 243.1521 |  | 237.1581 | 0 | 0 | 5.994 | 0
02.07. | 3 | 243.1521 |  | 237.1581 | 0 | 0 | 5.994 | 0
02.07. | 4 | 243.1521 |  | 237.1581 | 0 | 0 | 5.994 | 0
02.07. | 5 | 243.1521 |  | 237.1581 | 0 | 0 | 5.994 | 0
02.07. | 6 | 243.1521 |  | 237.1581 | 0 | 0 | 5.994 | 0
02.07. | 7 | 243.1521 |  | 237.1581 | 0 | 0 | 5.994 | 0
02.07. | 8 | 243.1521 |  | 237.1581 | 0 | 0 | 5.994 | 0
02.07. | 9 | 243.1521 |  | 237.1581 | 0 | 0 | 5.994 | 0
02.07. | 10 | 243.1521 |  | 237.1581 | 0 | 0 | 5.994 | 0
02.07. | 11 | 243.1521 |  | 237.1581 | 0 | 0 | 5.994 | 0
02.07. | 12 | 243.1521 |  | 237.1581 | 0 | 0 | 5.994 | 0
02.07. | 13 | 243.1521 |  | 237.1581 | 0 | 0 | 5.994 | 0
02.07. | 14 | 243.1521 |  | 237.1581 | 0 | 0 | 5.994 | 0
02.07. | 15 | 243.1521 |  | 237.1581 | 0 | 0 | 5.994 | 0
02.07. | 16 | 243.1521 |  | 237.1581 | 0 | 0 | 5.994 | 0
02.07. | 17 | 243.1521 |  | 237.1581 | 0 | 0 | 5.994 | 0
02.07. | 18 | 243.1521 |  | 237.1581 | 0 | 0 | 5.994 | 0
02.07. | 19 | 243.1521 |  | 237.1581 | 0 | 0 | 5.994 | 0
02.07. | 20 | 243.1521 |  | 237.1581 | 0 | 0 | 5.994 | 0
02.07. | 21 | 243.1521 |  | 237.1581 | 0 | 0 | 5.994 | 0
02.07. | 22 | 243.1521 |  | 237.1581 | 0 | 0 | 5.994 | 0
02.07. | 23 | 243.1521 |  | 237.1581 | 0 | 0 | 5.994 | 0
02.07. | 24 | 243.1521 |  | 237.1581 | 0 | 0 | 5.994 | 0
03.07. | 1 | 243.1521 |  | 237.1581 | 0 | 0 | 5.994 | 0
03.07. | 2 | 243.1521 |  | 237.1581 | 0 | 0 | 5.994 | 0
03.07. | 3 | 243.1521 |  | 237.1581 | 0 | 0 | 5.994 | 0
03.07. | 4 | 243.1521 |  | 237.1581 | 0 | 0 | 5.994 | 0
03.07. | 5 | 243.1521 |  | 237.1581 | 0 | 0 | 5.994 | 0
03.07. | 6 | 243.1521 |  | 237.1581 | 0 | 0 | 5.994 | 0
03.07. | 7 | 243.1521 |  | 237.1581 | 0 | 0 | 5.994 | 0
03.07. | 8 | 243.1521 |  | 237.1581 | 0 | 0 | 5.994 | 0
03.07. | 9 | 243.1521 |  | 237.1581 | 0 | 0 | 5.994 | 0
03.07. | 10 | 243.1521 |  | 237.1581 | 0 | 0 | 5.994 | 0
03.07. | 11 | 243.1521 |  | 237.1581 | 0 | 0 | 5.994 | 0
03.07. | 12 | 243.1521 |  | 237.1581 | 0 | 0 | 5.994 | 0
03.07. | 13 | 243.1521 |  | 237.1581 | 0 | 0 | 5.994 | 0
03.07. | 14 | 243.1521 |  | 237.1581 | 0 | 0 | 5.994 | 0
03.07. | 15 | 243.1521 |  | 237.1581 | 0 | 0 | 5.994 | 0
03.07. | 16 | 243.1521 |  | 237.1581 | 0 | 0 | 5.994 | 0
03.07. | 17 | 243.1521 |  | 237.1581 | 0 | 0 | 5.994 | 0
03.07. | 18 | 243.1521 |  | 237.1581 | 0 | 0 | 5.994 | 0
03.07. | 19 | 243.1521 |  | 237.1581 | 0 | 0 | 5.994 | 0
03.07. | 20 | 243.1521 |  | 237.1581 | 0 | 0 | 5.994 | 0
03.07. | 21 | 243.1521 |  | 237.1581 | 0 | 0 | 5.994 | 0
03.07. | 22 | 243.1521 |  | 237.1581 | 0 | 0 | 5.994 | 0
03.07. | 23 | 243.1521 |  | 237.1581 | 0 | 0 | 5.994 | 0
03.07. | 24 | 243.1521 |  | 237.1581 | 0 | 0 | 5.994 | 0
04.07. | 1 | 243.1521 |  | 237.1581 | 0 | 0 | 5.994 | 0
04.07. | 2 | 243.1521 |  | 237.1581 | 0 | 0 | 5.994 | 0
04.07. | 3 | 243.1521 |  | 237.1581 | 0 | 0 | 5.994 | 0
04.07. | 4 | 243.1521 |  | 237.1581 | 0 | 0 | 5.994 | 0
04.07. | 5 | 243.1521 |  | 237.1581 | 0 | 0 | 5.994 | 0
04.07. | 6 | 243.1521 |  | 237.1581 | 0 | 0 | 5.994 | 0
04.07. | 7 | 243.1521 |  | 237.1581 | 0 | 0 | 5.994 | 0
04.07. | 8 | 243.1521 |  | 237.1581 | 0 | 0 | 5.994 | 0
04.07. | 9 | 243.1521 |  | 237.1581 | 0 | 0 | 5.994 | 0
04.07. | 10 | 243.1521 |  | 237.1581 | 0 | 0 | 5.994 | 0
04.07. | 11 | 243.1521 |  | 237.1581 | 0 | 0 | 5.994 | 0
04.07. | 12 | 243.1521 |  | 237.1581 | 0 | 0 | 5.994 | 0
04.07. | 13 | 243.1521 |  | 237.1581 | 0 | 0 | 5.994 | 0
04.07. | 14 | 243.1521 |  | 237.1581 | 0 | 0 | 5.994 | 0
04.07. | 15 | 243.1521 |  | 237.1581 | 0 | 0 | 5.994 | 0
04.07. | 16 | 243.1521 |  | 237.1581 | 0 | 0 | 5.994 | 0
04.07. | 17 | 243.1521 |  | 237.1581 | 0 | 0 | 5.994 | 0
04.07. | 18 | 243.1521 |  | 237.1581 | 0 | 0 | 5.994 | 0
04.07. | 19 | 243.1521 |  | 237.1581 | 0 | 0 | 5.994 | 0
04.07. | 20 | 243.1521 |  | 237.1581 | 0 | 0 | 5.994 | 0
04.07. | 21 | 243.1521 |  | 237.1581 | 0 | 0 | 5.994 | 0
04.07. | 22 | 243.1521 |  | 237.1581 | 0 | 0 | 5.994 | 0
04.07. | 23 | 243.1521 |  | 237.1581 | 0 | 0 | 5.994 | 0
04.07. | 24 | 243.1521 |  | 237.1581 | 0 | 0 | 5.994 | 0
05.07. | 1 | 243.1521 |  | 237.1581 | 0 | 0 | 5.994 | 0
05.07. | 2 | 243.1521 |  | 237.1581 | 0 | 0 | 5.994 | 0
05.07. | 3 | 243.1521 |  | 237.1581 | 0 | 0 | 5.994 | 0
05.07. | 4 | 243.1521 |  | 237.1581 | 0 | 0 | 5.994 | 0
05.07. | 5 | 243.1521 |  | 237.1581 | 0 | 0 | 5.994 | 0
05.07. | 6 | 243.1521 |  | 237.1581 | 0 | 0 | 5.994 | 0
05.07. | 7 | 243.1521 |  | 237.1581 | 0 | 0 | 5.994 | 0
05.07. | 8 | 243.1521 |  | 237.1581 | 0 | 0 | 5.994 | 0
05.07. | 9 | 243.1521 |  | 237.1581 | 0 | 0 | 5.994 | 0
05.07. | 10 | 243.1521 |  | 237.1581 | 0 | 0 | 5.994 | 0
05.07. | 11 | 243.1521 |  | 237.1581 | 0 | 0 | 5.994 | 0
05.07. | 12 | 243.1521 |  | 237.1581 | 0 | 0 | 5.994 | 0
05.07. | 13 | 243.1521 |  | 237.1581 | 0 | 0 | 5.994 | 0
05.07. | 14 | 243.1521 |  | 237.1581 | 0 | 0 | 5.994 | 0
05.07. | 15 | 243.1521 |  | 237.1581 | 0 | 0 | 5.994 | 0
05.07. | 16 | 243.1521 |  | 237.1581 | 0 | 0 | 5.994 | 0
05.07. | 17 | 243.1521 |  | 237.1581 | 0 | 0 | 5.994 | 0
05.07. | 18 | 243.1521 |  | 237.1581 | 0 | 0 | 5.994 | 0
05.07. | 19 | 243.1521 |  | 237.1581 | 0 | 0 | 5.994 | 0
05.07. | 20 | 243.1521 |  | 237.1581 | 0 | 0 | 5.994 | 0
05.07. | 21 | 243.1521 |  | 237.1581 | 0 | 0 | 5.994 | 0
05.07. | 22 | 243.1521 |  | 237.1581 | 0 | 0 | 5.994 | 0
05.07. | 23 | 243.1521 |  | 237.1581 | 0 | 0 | 5.994 | 0
05.07. | 24 | 243.1521 |  | 237.1581 | 0 | 0 | 5.994 | 0
06.07. | 1 | 243.1521 |  | 237.1581 | 0 | 0 | 5.994 | 0
06.07. | 2 | 243.1521 |  | 237.1581 | 0 | 0 | 5.994 | 0
06.07. | 3 | 243.1521 |  | 237.1581 | 0 | 0 | 5.994 | 0
06.07. | 4 | 243.1521 |  | 237.1581 | 0 | 0 | 5.994 | 0
06.07. | 5 | 243.1521 |  | 237.1581 | 0 | 0 | 5.994 | 0
06.07. | 6 | 243.1521 |  | 237.1581 | 0 | 0 | 5.994 | 0
06.07. | 7 | 243.1521 |  | 237.1581 | 0 | 0 | 5.994 | 0
06.07. | 8 | 243.1521 |  | 237.1581 | 0 | 0 | 5.994 | 0
06.07. | 9 | 243.1521 |  | 237.1581 | 0 | 0 | 5.994 | 0
06.07. | 10 | 243.1521 |  | 237.1581 | 0 | 0 | 5.994 | 0
06.07. | 11 | 243.1521 |  | 237.1581 | 0 | 0 | 5.994 | 0
06.07. | 12 | 243.1521 |  | 237.1581 | 0 | 0 | 5.994 | 0
06.07. | 13 | 243.1521 |  | 237.1581 | 0 | 0 | 5.994 | 0
06.07. | 14 | 243.1521 |  | 237.1581 | 0 | 0 | 5.994 | 0
06.07. | 15 | 243.1521 |  | 237.1581 | 0 | 0 | 5.994 | 0
06.07. | 16 | 243.1521 |  | 237.1581 | 0 | 0 | 5.994 | 0
06.07. | 17 | 243.1521 |  | 237.1581 | 0 | 0 | 5.994 | 0
06.07. | 18 | 243.1521 |  | 237.1581 | 0 | 0 | 5.994 | 0
06.07. | 19 | 243.1521 |  | 237.1581 | 0 | 0 | 5.994 | 0
06.07. | 20 | 243.1521 |  | 237.1581 | 0 | 0 | 5.994 | 0
06.07. | 21 | 243.1521 |  | 237.1581 | 0 | 0 | 5.994 | 0
06.07. | 22 | 243.1521 |  | 237.1581 | 0 | 0 | 5.994 | 0
06.07. | 23 | 243.1521 |  | 237.1581 | 0 | 0 | 5.994 | 0
06.07. | 24 | 243.1521 |  | 237.1581 | 0 | 0 | 5.994 | 0
07.07. | 1 | 243.1521 |  | 237.1581 | 0 | 0 | 5.994 | 0
07.07. | 2 | 243.1521 |  | 237.1581 | 0 | 0 | 5.994 | 0
07.07. | 3 | 243.1521 |  | 237.1581 | 0 | 0 | 5.994 | 0
07.07. | 4 | 243.1521 |  | 237.1581 | 0 | 0 | 5.994 | 0
07.07. | 5 | 243.1521 |  | 237.1581 | 0 | 0 | 5.994 | 0
07.07. | 6 | 243.1521 |  | 237.1581 | 0 | 0 | 5.994 | 0
07.07. | 7 | 243.1521 |  | 237.1581 | 0 | 0 | 5.994 | 0
07.07. | 8 | 243.1521 |  | 237.1581 | 0 | 0 | 5.994 | 0
07.07. | 9 | 243.1521 |  | 237.1581 | 0 | 0 | 5.994 | 0
07.07. | 10 | 243.1521 |  | 237.1581 | 0 | 0 | 5.994 | 0
07.07. | 11 | 243.1521 |  | 237.1581 | 0 | 0 | 5.994 | 0
07.07. | 12 | 243.1521 |  | 237.1581 | 0 | 0 | 5.994 | 0
07.07. | 13 | 243.1521 |  | 237.1581 | 0 | 0 | 5.994 | 0
07.07. | 14 | 243.1521 |  | 237.1581 | 0 | 0 | 5.994 | 0
07.07. | 15 | 243.1521 |  | 237.1581 | 0 | 0 | 5.994 | 0
07.07. | 16 | 243.1521 |  | 237.1581 | 0 | 0 | 5.994 | 0
07.07. | 17 | 243.1521 |  | 237.1581 | 0 | 0 | 5.994 | 0
07.07. | 18 | 243.1521 |  | 237.1581 | 0 | 0 | 5.994 | 0
07.07. | 19 | 243.1521 |  | 237.1581 | 0 | 0 | 5.994 | 0
07.07. | 20 | 243.1521 |  | 237.1581 | 0 | 0 | 5.994 | 0
07.07. | 21 | 243.1521 |  | 237.1581 | 0 | 0 | 5.994 | 0
07.07. | 22 | 243.1521 |  | 237.1581 | 0 | 0 | 5.994 | 0
07.07. | 23 | 243.1521 |  | 237.1581 | 0 | 0 | 5.994 | 0
07.07. | 24 | 243.1521 |  | 237.1581 | 0 | 0 | 5.994 | 0
08.07. | 1 | 243.1521 |  | 237.1581 | 0 | 0 | 5.994 | 0
08.07. | 2 | 243.1521 |  | 237.1581 | 0 | 0 | 5.994 | 0
08.07. | 3 | 243.1521 |  | 237.1581 | 0 | 0 | 5.994 | 0
08.07. | 4 | 243.1521 |  | 237.1581 | 0 | 0 | 5.994 | 0
08.07. | 5 | 243.1521 |  | 237.1581 | 0 | 0 | 5.994 | 0
08.07. | 6 | 243.1521 |  | 237.1581 | 0 | 0 | 5.994 | 0
08.07. | 7 | 243.1521 |  | 237.1581 | 0 | 0 | 5.994 | 0
08.07. | 8 | 243.1521 |  | 237.1581 | 0 | 0 | 5.994 | 0
08.07. | 9 | 243.1521 |  | 237.1581 | 0 | 0 | 5.994 | 0
08.07. | 10 | 243.1521 |  | 237.1581 | 0 | 0 | 5.994 | 0
08.07. | 11 | 243.1521 |  | 237.1581 | 0 | 0 | 5.994 | 0
08.07. | 12 | 243.1521 |  | 237.1581 | 0 | 0 | 5.994 | 0
08.07. | 13 | 243.1521 |  | 237.1581 | 0 | 0 | 5.994 | 0
08.07. | 14 | 243.1521 |  | 237.1581 | 0 | 0 | 5.994 | 0
08.07. | 15 | 243.1521 |  | 237.1581 | 0 | 0 | 5.994 | 0
08.07. | 16 | 243.1521 |  | 237.1581 | 0 | 0 | 5.994 | 0
08.07. | 17 | 243.1521 |  | 237.1581 | 0 | 0 | 5.994 | 0
08.07. | 18 | 243.1521 |  | 237.1581 | 0 | 0 | 5.994 | 0
08.07. | 19 | 243.1521 |  | 237.1581 | 0 | 0 | 5.994 | 0
08.07. | 20 | 243.1521 |  | 237.1581 | 0 | 0 | 5.994 | 0
08.07. | 21 | 243.1521 |  | 237.1581 | 0 | 0 | 5.994 | 0
08.07. | 22 | 243.1521 |  | 237.1581 | 0 | 0 | 5.994 | 0
08.07. | 23 | 243.1521 |  | 237.1581 | 0 | 0 | 5.994 | 0
08.07. | 24 | 243.1521 |  | 237.1581 | 0 | 0 | 5.994 | 0
09.07. | 1 | 243.1521 |  | 237.1581 | 0 | 0 | 5.994 | 0
09.07. | 2 | 243.1521 |  | 237.1581 | 0 | 0 | 5.994 | 0
09.07. | 3 | 243.1521 |  | 237.1581 | 0 | 0 | 5.994 | 0
09.07. | 4 | 243.1521 |  | 237.1581 | 0 | 0 | 5.994 | 0
09.07. | 5 | 243.1521 |  | 237.1581 | 0 | 0 | 5.994 | 0
09.07. | 6 | 243.1521 |  | 237.1581 | 0 | 0 | 5.994 | 0
09.07. | 7 | 243.1521 |  | 237.1581 | 0 | 0 | 5.994 | 0
09.07. | 8 | 243.1521 |  | 237.1581 | 0 | 0 | 5.994 | 0
09.07. | 9 | 243.1521 |  | 237.1581 | 0 | 0 | 5.994 | 0
09.07. | 10 | 243.1521 |  | 237.1581 | 0 | 0 | 5.994 | 0
09.07. | 11 | 243.1521 |  | 237.1581 | 0 | 0 | 5.994 | 0
09.07. | 12 | 243.1521 |  | 237.1581 | 0 | 0 | 5.994 | 0
09.07. | 13 | 243.1521 |  | 237.1581 | 0 | 0 | 5.994 | 0
09.07. | 14 | 243.1521 |  | 237.1581 | 0 | 0 | 5.994 | 0
09.07. | 15 | 243.1521 |  | 237.1581 | 0 | 0 | 5.994 | 0
09.07. | 16 | 243.1521 |  | 237.1581 | 0 | 0 | 5.994 | 0
09.07. | 17 | 243.1521 |  | 237.1581 | 0 | 0 | 5.994 | 0
09.07. | 18 | 243.1521 |  | 237.1581 | 0 | 0 | 5.994 | 0
09.07. | 19 | 243.1521 |  | 237.1581 | 0 | 0 | 5.994 | 0
09.07. | 20 | 243.1521 |  | 237.1581 | 0 | 0 | 5.994 | 0
09.07. | 21 | 243.1521 |  | 237.1581 | 0 | 0 | 5.994 | 0
09.07. | 22 | 243.1521 |  | 237.1581 | 0 | 0 | 5.994 | 0
09.07. | 23 | 243.1521 |  | 237.1581 | 0 | 0 | 5.994 | 0
09.07. | 24 | 243.1521 |  | 237.1581 | 0 | 0 | 5.994 | 0
10.07. | 1 | 243.1521 |  | 237.1581 | 0 | 0 | 5.994 | 0
10.07. | 2 | 243.1521 |  | 237.1581 | 0 | 0 | 5.994 | 0
10.07. | 3 | 243.1521 |  | 237.1581 | 0 | 0 | 5.994 | 0
10.07. | 4 | 243.1521 |  | 237.1581 | 0 | 0 | 5.994 | 0
10.07. | 5 | 243.1521 |  | 237.1581 | 0 | 0 | 5.994 | 0
10.07. | 6 | 243.1521 |  | 237.1581 | 0 | 0 | 5.994 | 0
10.07. | 7 | 243.1521 |  | 237.1581 | 0 | 0 | 5.994 | 0
10.07. | 8 | 243.1521 |  | 237.1581 | 0 | 0 | 5.994 | 0
10.07. | 9 | 243.1521 |  | 237.1581 | 0 | 0 | 5.994 | 0
10.07. | 10 | 243.1521 |  | 237.1581 | 0 | 0 | 5.994 | 0
10.07. | 11 | 243.1521 |  | 237.1581 | 0 | 0 | 5.994 | 0
10.07. | 12 | 243.1521 |  | 237.1581 | 0 | 0 | 5.994 | 0
10.07. | 13 | 243.1521 |  | 237.1581 | 0 | 0 | 5.994 | 0
10.07. | 14 | 243.1521 |  | 237.1581 | 0 | 0 | 5.994 | 0
10.07. | 15 | 243.1521 |  | 237.1581 | 0 | 0 | 5.994 | 0
10.07. | 16 | 243.1521 |  | 237.1581 | 0 | 0 | 5.994 | 0
10.07. | 17 | 243.1521 |  | 237.1581 | 0 | 0 | 5.994 | 0
10.07. | 18 | 243.1521 |  | 237.1581 | 0 | 0 | 5.994 | 0
10.07. | 19 | 243.1521 |  | 237.1581 | 0 | 0 | 5.994 | 0
10.07. | 20 | 243.1521 |  | 237.1581 | 0 | 0 | 5.994 | 0
10.07. | 21 | 243.1521 |  | 237.1581 | 0 | 0 | 5.994 | 0
10.07. | 22 | 243.1521 |  | 237.1581 | 0 | 0 | 5.994 | 0
10.07. | 23 | 243.1521 |  | 237.1581 | 0 | 0 | 5.994 | 0
10.07. | 24 | 243.1521 |  | 237.1581 | 0 | 0 | 5.994 | 0
11.07. | 1 | 243.1521 |  | 237.1581 | 0 | 0 | 5.994 | 0
11.07. | 2 | 243.1521 |  | 237.1581 | 0 | 0 | 5.994 | 0
11.07. | 3 | 243.1521 |  | 237.1581 | 0 | 0 | 5.994 | 0
11.07. | 4 | 243.1521 |  | 237.1581 | 0 | 0 | 5.994 | 0
11.07. | 5 | 243.1521 |  | 237.1581 | 0 | 0 | 5.994 | 0
11.07. | 6 | 243.1521 |  | 237.1581 | 0 | 0 | 5.994 | 0
11.07. | 7 | 243.1521 |  | 237.1581 | 0 | 0 | 5.994 | 0
11.07. | 8 | 243.1521 |  | 237.1581 | 0 | 0 | 5.994 | 0
11.07. | 9 | 243.1521 |  | 237.1581 | 0 | 0 | 5.994 | 0
11.07. | 10 | 243.1521 |  | 237.1581 | 0 | 0 | 5.994 | 0
11.07. | 11 | 243.1521 |  | 237.1581 | 0 | 0 | 5.994 | 0
11.07. | 12 | 243.1521 |  | 237.1581 | 0 | 0 | 5.994 | 0
11.07. | 13 | 243.1521 |  | 237.1581 | 0 | 0 | 5.994 | 0
11.07. | 14 | 243.1521 |  | 237.1581 | 0 | 0 | 5.994 | 0
11.07. | 15 | 243.1521 |  | 237.1581 | 0 | 0 | 5.994 | 0
11.07. | 16 | 243.1521 |  | 237.1581 | 0 | 0 | 5.994 | 0
11.07. | 17 | 243.1521 |  | 237.1581 | 0 | 0 | 5.994 | 0
11.07. | 18 | 243.1521 |  | 237.1581 | 0 | 0 | 5.994 | 0
11.07. | 19 | 243.1521 |  | 237.1581 | 0 | 0 | 5.994 | 0
11.07. | 20 | 243.1521 |  | 237.1581 | 0 | 0 | 5.994 | 0
11.07. | 21 | 243.1521 |  | 237.1581 | 0 | 0 | 5.994 | 0
11.07. | 22 | 243.1521 |  | 237.1581 | 0 | 0 | 5.994 | 0
11.07. | 23 | 243.1521 |  | 237.1581 | 0 | 0 | 5.994 | 0
11.07. | 24 | 243.1521 |  | 237.1581 | 0 | 0 | 5.994 | 0
12.07. | 1 | 243.1521 |  | 237.1581 | 0 | 0 | 5.994 | 0
12.07. | 2 | 243.1521 |  | 237.1581 | 0 | 0 | 5.994 | 0
12.07. | 3 | 243.1521 |  | 237.1581 | 0 | 0 | 5.994 | 0
12.07. | 4 | 243.1521 |  | 237.1581 | 0 | 0 | 5.994 | 0
12.07. | 5 | 243.1521 |  | 237.1581 | 0 | 0 | 5.994 | 0
12.07. | 6 | 243.1521 |  | 237.1581 | 0 | 0 | 5.994 | 0
12.07. | 7 | 243.1521 |  | 237.1581 | 0 | 0 | 5.994 | 0
12.07. | 8 | 243.1521 |  | 237.1581 | 0 | 0 | 5.994 | 0
12.07. | 9 | 243.1521 |  | 237.1581 | 0 | 0 | 5.994 | 0
12.07. | 10 | 243.1521 |  | 237.1581 | 0 | 0 | 5.994 | 0
12.07. | 11 | 243.1521 |  | 237.1581 | 0 | 0 | 5.994 | 0
12.07. | 12 | 243.1521 |  | 237.1581 | 0 | 0 | 5.994 | 0
12.07. | 13 | 243.1521 |  | 237.1581 | 0 | 0 | 5.994 | 0
12.07. | 14 | 243.1521 |  | 237.1581 | 0 | 0 | 5.994 | 0
12.07. | 15 | 243.1521 |  | 237.1581 | 0 | 0 | 5.994 | 0
12.07. | 16 | 243.1521 |  | 237.1581 | 0 | 0 | 5.994 | 0
12.07. | 17 | 243.1521 |  | 237.1581 | 0 | 0 | 5.994 | 0
12.07. | 18 | 243.1521 |  | 237.1581 | 0 | 0 | 5.994 | 0
12.07. | 19 | 243.1521 |  | 237.1581 | 0 | 0 | 5.994 | 0
12.07. | 20 | 243.1521 |  | 237.1581 | 0 | 0 | 5.994 | 0
12.07. | 21 | 243.1521 |  | 237.1581 | 0 | 0 | 5.994 | 0
12.07. | 22 | 243.1521 |  | 237.1581 | 0 | 0 | 5.994 | 0
12.07. | 23 | 243.1521 |  | 237.1581 | 0 | 0 | 5.994 | 0
12.07. | 24 | 243.1521 |  | 237.1581 | 0 | 0 | 5.994 | 0
13.07. | 1 | 243.1521 |  | 237.1581 | 0 | 0 | 5.994 | 0
13.07. | 2 | 243.1521 |  | 237.1581 | 0 | 0 | 5.994 | 0
13.07. | 3 | 243.1521 |  | 237.1581 | 0 | 0 | 5.994 | 0
13.07. | 4 | 243.1521 |  | 237.1581 | 0 | 0 | 5.994 | 0
13.07. | 5 | 243.1521 |  | 237.1581 | 0 | 0 | 5.994 | 0
13.07. | 6 | 243.1521 |  | 237.1581 | 0 | 0 | 5.994 | 0
13.07. | 7 | 243.1521 |  | 237.1581 | 0 | 0 | 5.994 | 0
13.07. | 8 | 243.1521 |  | 237.1581 | 0 | 0 | 5.994 | 0
13.07. | 9 | 243.1521 |  | 237.1581 | 0 | 0 | 5.994 | 0
13.07. | 10 | 243.1521 |  | 237.1581 | 0 | 0 | 5.994 | 0
13.07. | 11 | 243.1521 |  | 237.1581 | 0 | 0 | 5.994 | 0
13.07. | 12 | 243.1521 |  | 237.1581 | 0 | 0 | 5.994 | 0
13.07. | 13 | 243.1521 |  | 237.1581 | 0 | 0 | 5.994 | 0
13.07. | 14 | 243.1521 |  | 237.1581 | 0 | 0 | 5.994 | 0
13.07. | 15 | 243.1521 |  | 237.1581 | 0 | 0 | 5.994 | 0
13.07. | 16 | 243.1521 |  | 237.1581 | 0 | 0 | 5.994 | 0
13.07. | 17 | 243.1521 |  | 237.1581 | 0 | 0 | 5.994 | 0
13.07. | 18 | 243.1521 |  | 237.1581 | 0 | 0 | 5.994 | 0
13.07. | 19 | 243.1521 |  | 237.1581 | 0 | 0 | 5.994 | 0
13.07. | 20 | 243.1521 |  | 237.1581 | 0 | 0 | 5.994 | 0
13.07. | 21 | 243.1521 |  | 237.1581 | 0 | 0 | 5.994 | 0
13.07. | 22 | 243.1521 |  | 237.1581 | 0 | 0 | 5.994 | 0
13.07. | 23 | 243.1521 |  | 237.1581 | 0 | 0 | 5.994 | 0
13.07. | 24 | 243.1521 |  | 237.1581 | 0 | 0 | 5.994 | 0
14.07. | 1 | 243.1521 |  | 237.1581 | 0 | 0 | 5.994 | 0
14.07. | 2 | 243.1521 |  | 237.1581 | 0 | 0 | 5.994 | 0
14.07. | 3 | 243.1521 |  | 237.1581 | 0 | 0 | 5.994 | 0
14.07. | 4 | 243.1521 |  | 237.1581 | 0 | 0 | 5.994 | 0
14.07. | 5 | 243.1521 |  | 237.1581 | 0 | 0 | 5.994 | 0
14.07. | 6 | 243.1521 |  | 237.1581 | 0 | 0 | 5.994 | 0
14.07. | 7 | 243.1521 |  | 237.1581 | 0 | 0 | 5.994 | 0
14.07. | 8 | 243.1521 |  | 237.1581 | 0 | 0 | 5.994 | 0
14.07. | 9 | 243.1521 |  | 237.1581 | 0 | 0 | 5.994 | 0
14.07. | 10 | 243.1521 |  | 237.1581 | 0 | 0 | 5.994 | 0
14.07. | 11 | 243.1521 |  | 237.1581 | 0 | 0 | 5.994 | 0
14.07. | 12 | 243.1521 |  | 237.1581 | 0 | 0 | 5.994 | 0
14.07. | 13 | 243.1521 |  | 237.1581 | 0 | 0 | 5.994 | 0
14.07. | 14 | 243.1521 |  | 237.1581 | 0 | 0 | 5.994 | 0
14.07. | 15 | 243.1521 |  | 237.1581 | 0 | 0 | 5.994 | 0
14.07. | 16 | 243.1521 |  | 237.1581 | 0 | 0 | 5.994 | 0
14.07. | 17 | 243.1521 |  | 237.1581 | 0 | 0 | 5.994 | 0
14.07. | 18 | 243.1521 |  | 237.1581 | 0 | 0 | 5.994 | 0
14.07. | 19 | 243.1521 |  | 237.1581 | 0 | 0 | 5.994 | 0
14.07. | 20 | 243.1521 |  | 237.1581 | 0 | 0 | 5.994 | 0
14.07. | 21 | 243.1521 |  | 237.1581 | 0 | 0 | 5.994 | 0
14.07. | 22 | 243.1521 |  | 237.1581 | 0 | 0 | 5.994 | 0
14.07. | 23 | 243.1521 |  | 237.1581 | 0 | 0 | 5.994 | 0
14.07. | 24 | 243.1521 |  | 237.1581 | 0 | 0 | 5.994 | 0
15.07. | 1 | 243.1521 |  | 237.1581 | 0 | 0 | 5.994 | 0
15.07. | 2 | 243.1521 |  | 237.1581 | 0 | 0 | 5.994 | 0
15.07. | 3 | 243.1521 |  | 237.1581 | 0 | 0 | 5.994 | 0
15.07. | 4 | 243.1521 |  | 237.1581 | 0 | 0 | 5.994 | 0
15.07. | 5 | 243.1521 |  | 237.1581 | 0 | 0 | 5.994 | 0
15.07. | 6 | 243.1521 |  | 237.1581 | 0 | 0 | 5.994 | 0
15.07. | 7 | 243.1521 |  | 237.1581 | 0 | 0 | 5.994 | 0
15.07. | 8 | 243.1521 |  | 237.1581 | 0 | 0 | 5.994 | 0
15.07. | 9 | 243.1521 |  | 237.1581 | 0 | 0 | 5.994 | 0
15.07. | 10 | 243.1521 |  | 237.1581 | 0 | 0 | 5.994 | 0
15.07. | 11 | 243.1521 |  | 237.1581 | 0 | 0 | 5.994 | 0
15.07. | 12 | 243.1521 |  | 237.1581 | 0 | 0 | 5.994 | 0
15.07. | 13 | 243.1521 |  | 237.1581 | 0 | 0 | 5.994 | 0
15.07. | 14 | 243.1521 |  | 237.1581 | 0 | 0 | 5.994 | 0
15.07. | 15 | 243.1521 |  | 237.1581 | 0 | 0 | 5.994 | 0
15.07. | 16 | 243.1521 |  | 237.1581 | 0 | 0 | 5.994 | 0
15.07. | 17 | 243.1521 |  | 237.1581 | 0 | 0 | 5.994 | 0
15.07. | 18 | 243.1521 |  | 237.1581 | 0 | 0 | 5.994 | 0
15.07. | 19 | 243.1521 |  | 237.1581 | 0 | 0 | 5.994 | 0
15.07. | 20 | 243.1521 |  | 237.1581 | 0 | 0 | 5.994 | 0
15.07. | 21 | 243.1521 |  | 237.1581 | 0 | 0 | 5.994 | 0
15.07. | 22 | 243.1521 |  | 237.1581 | 0 | 0 | 5.994 | 0
15.07. | 23 | 243.1521 |  | 237.1581 | 0 | 0 | 5.994 | 0
15.07. | 24 | 243.1521 |  | 237.1581 | 0 | 0 | 5.994 | 0
16.07. | 1 | 243.1521 |  | 237.1581 | 0 | 0 | 5.994 | 0
16.07. | 2 | 243.1521 |  | 237.1581 | 0 | 0 | 5.994 | 0
16.07. | 3 | 243.1521 |  | 237.1581 | 0 | 0 | 5.994 | 0
16.07. | 4 | 243.1521 |  | 237.1581 | 0 | 0 | 5.994 | 0
16.07. | 5 | 243.1521 |  | 237.1581 | 0 | 0 | 5.994 | 0
16.07. | 6 | 243.1521 |  | 237.1581 | 0 | 0 | 5.994 | 0
16.07. | 7 | 243.1521 |  | 237.1581 | 0 | 0 | 5.994 | 0
16.07. | 8 | 243.1521 |  | 237.1581 | 0 | 0 | 5.994 | 0
16.07. | 9 | 243.1521 |  | 237.1581 | 0 | 0 | 5.994 | 0
16.07. | 10 | 243.1521 |  | 237.1581 | 0 | 0 | 5.994 | 0
16.07. | 11 | 243.1521 |  | 237.1581 | 0 | 0 | 5.994 | 0
16.07. | 12 | 243.1521 |  | 237.1581 | 0 | 0 | 5.994 | 0
16.07. | 13 | 243.1521 |  | 237.1581 | 0 | 0 | 5.994 | 0
16.07. | 14 | 243.1521 |  | 237.1581 | 0 | 0 | 5.994 | 0
16.07. | 15 | 243.1521 |  | 237.1581 | 0 | 0 | 5.994 | 0
16.07. | 16 | 243.1521 |  | 237.1581 | 0 | 0 | 5.994 | 0
16.07. | 17 | 243.1521 |  | 237.1581 | 0 | 0 | 5.994 | 0
16.07. | 18 | 243.1521 |  | 237.1581 | 0 | 0 | 5.994 | 0
16.07. | 19 | 243.1521 |  | 237.1581 | 0 | 0 | 5.994 | 0
16.07. | 20 | 243.1521 |  | 237.1581 | 0 | 0 | 5.994 | 0
16.07. | 21 | 243.1521 |  | 237.1581 | 0 | 0 | 5.994 | 0
16.07. | 22 | 243.1521 |  | 237.1581 | 0 | 0 | 5.994 | 0
16.07. | 23 | 243.1521 |  | 237.1581 | 0 | 0 | 5.994 | 0
16.07. | 24 | 243.1521 |  | 237.1581 | 0 | 0 | 5.994 | 0
17.07. | 1 | 243.1521 |  | 237.1581 | 0 | 0 | 5.994 | 0
17.07. | 2 | 243.1521 |  | 237.1581 | 0 | 0 | 5.994 | 0
17.07. | 3 | 243.1521 |  | 237.1581 | 0 | 0 | 5.994 | 0
17.07. | 4 | 243.1521 |  | 237.1581 | 0 | 0 | 5.994 | 0
17.07. | 5 | 243.1521 |  | 237.1581 | 0 | 0 | 5.994 | 0
17.07. | 6 | 243.1521 |  | 237.1581 | 0 | 0 | 5.994 | 0
17.07. | 7 | 243.1521 |  | 237.1581 | 0 | 0 | 5.994 | 0
17.07. | 8 | 243.1521 |  | 237.1581 | 0 | 0 | 5.994 | 0
17.07. | 9 | 243.1521 |  | 237.1581 | 0 | 0 | 5.994 | 0
17.07. | 10 | 243.1521 |  | 237.1581 | 0 | 0 | 5.994 | 0
17.07. | 11 | 243.1521 |  | 237.1581 | 0 | 0 | 5.994 | 0
17.07. | 12 | 243.1521 |  | 237.1581 | 0 | 0 | 5.994 | 0
17.07. | 13 | 243.1521 |  | 237.1581 | 0 | 0 | 5.994 | 0
17.07. | 14 | 243.1521 |  | 237.1581 | 0 | 0 | 5.994 | 0
17.07. | 15 | 243.1521 |  | 237.1581 | 0 | 0 | 5.994 | 0
17.07. | 16 | 243.1521 |  | 237.1581 | 0 | 0 | 5.994 | 0
17.07. | 17 | 243.1521 |  | 237.1581 | 0 | 0 | 5.994 | 0
17.07. | 18 | 243.1521 |  | 237.1581 | 0 | 0 | 5.994 | 0
17.07. | 19 | 243.1521 |  | 237.1581 | 0 | 0 | 5.994 | 0
17.07. | 20 | 243.1521 |  | 237.1581 | 0 | 0 | 5.994 | 0
17.07. | 21 | 243.1521 |  | 237.1581 | 0 | 0 | 5.994 | 0
17.07. | 22 | 243.1521 |  | 237.1581 | 0 | 0 | 5.994 | 0
17.07. | 23 | 243.1521 |  | 237.1581 | 0 | 0 | 5.994 | 0
17.07. | 24 | 243.1521 |  | 237.1581 | 0 | 0 | 5.994 | 0
18.07. | 1 | 243.1521 |  | 237.1581 | 0 | 0 | 5.994 | 0
18.07. | 2 | 243.1521 |  | 237.1581 | 0 | 0 | 5.994 | 0
18.07. | 3 | 243.1521 |  | 237.1581 | 0 | 0 | 5.994 | 0
18.07. | 4 | 243.1521 |  | 237.1581 | 0 | 0 | 5.994 | 0
18.07. | 5 | 243.1521 |  | 237.1581 | 0 | 0 | 5.994 | 0
18.07. | 6 | 243.1521 |  | 237.1581 | 0 | 0 | 5.994 | 0
18.07. | 7 | 243.1521 |  | 237.1581 | 0 | 0 | 5.994 | 0
18.07. | 8 | 243.1521 |  | 237.1581 | 0 | 0 | 5.994 | 0
18.07. | 9 | 243.1521 |  | 237.1581 | 0 | 0 | 5.994 | 0
18.07. | 10 | 243.1521 |  | 237.1581 | 0 | 0 | 5.994 | 0
18.07. | 11 | 243.1521 |  | 237.1581 | 0 | 0 | 5.994 | 0
18.07. | 12 | 243.1521 |  | 237.1581 | 0 | 0 | 5.994 | 0
18.07. | 13 | 243.1521 |  | 237.1581 | 0 | 0 | 5.994 | 0
18.07. | 14 | 243.1521 |  | 237.1581 | 0 | 0 | 5.994 | 0
18.07. | 15 | 243.1521 |  | 237.1581 | 0 | 0 | 5.994 | 0
18.07. | 16 | 243.1521 |  | 237.1581 | 0 | 0 | 5.994 | 0
18.07. | 17 | 243.1521 |  | 237.1581 | 0 | 0 | 5.994 | 0
18.07. | 18 | 243.1521 |  | 237.1581 | 0 | 0 | 5.994 | 0
18.07. | 19 | 243.1521 |  | 237.1581 | 0 | 0 | 5.994 | 0
18.07. | 20 | 243.1521 |  | 237.1581 | 0 | 0 | 5.994 | 0
18.07. | 21 | 243.1521 |  | 237.1581 | 0 | 0 | 5.994 | 0
18.07. | 22 | 243.1521 |  | 237.1581 | 0 | 0 | 5.994 | 0
18.07. | 23 | 243.1521 |  | 237.1581 | 0 | 0 | 5.994 | 0
18.07. | 24 | 243.1521 |  | 237.1581 | 0 | 0 | 5.994 | 0
19.07. | 1 | 243.1521 |  | 237.1581 | 0 | 0 | 5.994 | 0
19.07. | 2 | 243.1521 |  | 237.1581 | 0 | 0 | 5.994 | 0
19.07. | 3 | 243.1521 |  | 237.1581 | 0 | 0 | 5.994 | 0
19.07. | 4 | 243.1521 |  | 237.1581 | 0 | 0 | 5.994 | 0
19.07. | 5 | 243.1521 |  | 237.1581 | 0 | 0 | 5.994 | 0
19.07. | 6 | 243.1521 |  | 237.1581 | 0 | 0 | 5.994 | 0
19.07. | 7 | 243.1521 |  | 237.1581 | 0 | 0 | 5.994 | 0
19.07. | 8 | 243.1521 |  | 237.1581 | 0 | 0 | 5.994 | 0
19.07. | 9 | 243.1521 |  | 237.1581 | 0 | 0 | 5.994 | 0
19.07. | 10 | 243.1521 |  | 237.1581 | 0 | 0 | 5.994 | 0
19.07. | 11 | 243.1521 |  | 237.1581 | 0 | 0 | 5.994 | 0
19.07. | 12 | 243.1521 |  | 237.1581 | 0 | 0 | 5.994 | 0
19.07. | 13 | 243.1521 |  | 237.1581 | 0 | 0 | 5.994 | 0
19.07. | 14 | 243.1521 |  | 237.1581 | 0 | 0 | 5.994 | 0
19.07. | 15 | 243.1521 |  | 237.1581 | 0 | 0 | 5.994 | 0
19.07. | 16 | 243.1521 |  | 237.1581 | 0 | 0 | 5.994 | 0
19.07. | 17 | 243.1521 |  | 237.1581 | 0 | 0 | 5.994 | 0
19.07. | 18 | 243.1521 |  | 237.1581 | 0 | 0 | 5.994 | 0
19.07. | 19 | 243.1521 |  | 237.1581 | 0 | 0 | 5.994 | 0
19.07. | 20 | 243.1521 |  | 237.1581 | 0 | 0 | 5.994 | 0
19.07. | 21 | 243.1521 |  | 237.1581 | 0 | 0 | 5.994 | 0
19.07. | 22 | 243.1521 |  | 237.1581 | 0 | 0 | 5.994 | 0
19.07. | 23 | 243.1521 |  | 237.1581 | 0 | 0 | 5.994 | 0
19.07. | 24 | 243.1521 |  | 237.1581 | 0 | 0 | 5.994 | 0
20.07. | 1 | 243.1521 |  | 237.1581 | 0 | 0 | 5.994 | 0
20.07. | 2 | 243.1521 |  | 237.1581 | 0 | 0 | 5.994 | 0
20.07. | 3 | 243.1521 |  | 237.1581 | 0 | 0 | 5.994 | 0
20.07. | 4 | 243.1521 |  | 237.1581 | 0 | 0 | 5.994 | 0
20.07. | 5 | 243.1521 |  | 237.1581 | 0 | 0 | 5.994 | 0
20.07. | 6 | 243.1521 |  | 237.1581 | 0 | 0 | 5.994 | 0
20.07. | 7 | 243.1521 |  | 237.1581 | 0 | 0 | 5.994 | 0
20.07. | 8 | 243.1521 |  | 237.1581 | 0 | 0 | 5.994 | 0
20.07. | 9 | 243.1521 |  | 237.1581 | 0 | 0 | 5.994 | 0
20.07. | 10 | 243.1521 |  | 237.1581 | 0 | 0 | 5.994 | 0
20.07. | 11 | 243.1521 |  | 237.1581 | 0 | 0 | 5.994 | 0
20.07. | 12 | 243.1521 |  | 237.1581 | 0 | 0 | 5.994 | 0
20.07. | 13 | 243.1521 |  | 237.1581 | 0 | 0 | 5.994 | 0
20.07. | 14 | 243.1521 |  | 237.1581 | 0 | 0 | 5.994 | 0
20.07. | 15 | 243.1521 |  | 237.1581 | 0 | 0 | 5.994 | 0
20.07. | 16 | 243.1521 |  | 237.1581 | 0 | 0 | 5.994 | 0
20.07. | 17 | 243.1521 |  | 237.1581 | 0 | 0 | 5.994 | 0
20.07. | 18 | 243.1521 |  | 237.1581 | 0 | 0 | 5.994 | 0
20.07. | 19 | 243.1521 |  | 237.1581 | 0 | 0 | 5.994 | 0
20.07. | 20 | 243.1521 |  | 237.1581 | 0 | 0 | 5.994 | 0
20.07. | 21 | 243.1521 |  | 237.1581 | 0 | 0 | 5.994 | 0
20.07. | 22 | 243.1521 |  | 237.1581 | 0 | 0 | 5.994 | 0
20.07. | 23 | 243.1521 |  | 237.1581 | 0 | 0 | 5.994 | 0
20.07. | 24 | 243.1521 |  | 237.1581 | 0 | 0 | 5.994 | 0
21.07. | 1 | 243.1521 |  | 237.1581 | 0 | 0 | 5.994 | 0
21.07. | 2 | 243.1521 |  | 237.1581 | 0 | 0 | 5.994 | 0
21.07. | 3 | 243.1521 |  | 237.1581 | 0 | 0 | 5.994 | 0
21.07. | 4 | 243.1521 |  | 237.1581 | 0 | 0 | 5.994 | 0
21.07. | 5 | 243.1521 |  | 237.1581 | 0 | 0 | 5.994 | 0
21.07. | 6 | 243.1521 |  | 237.1581 | 0 | 0 | 5.994 | 0
21.07. | 7 | 243.1521 |  | 237.1581 | 0 | 0 | 5.994 | 0
21.07. | 8 | 243.1521 |  | 237.1581 | 0 | 0 | 5.994 | 0
21.07. | 9 | 243.1521 |  | 237.1581 | 0 | 0 | 5.994 | 0
21.07. | 10 | 243.1521 |  | 237.1581 | 0 | 0 | 5.994 | 0
21.07. | 11 | 243.1521 |  | 237.1581 | 0 | 0 | 5.994 | 0
21.07. | 12 | 243.1521 |  | 237.1581 | 0 | 0 | 5.994 | 0
21.07. | 13 | 243.1521 |  | 237.1581 | 0 | 0 | 5.994 | 0
21.07. | 14 | 243.1521 |  | 237.1581 | 0 | 0 | 5.994 | 0
21.07. | 15 | 243.1521 |  | 237.1581 | 0 | 0 | 5.994 | 0
21.07. | 16 | 243.1521 |  | 237.1581 | 0 | 0 | 5.994 | 0
21.07. | 17 | 243.1521 |  | 237.1581 | 0 | 0 | 5.994 | 0
21.07. | 18 | 243.1521 |  | 237.1581 | 0 | 0 | 5.994 | 0
21.07. | 19 | 243.1521 |  | 237.1581 | 0 | 0 | 5.994 | 0
21.07. | 20 | 243.1521 |  | 237.1581 | 0 | 0 | 5.994 | 0
21.07. | 21 | 243.1521 |  | 237.1581 | 0 | 0 | 5.994 | 0
21.07. | 22 | 243.1521 |  | 237.1581 | 0 | 0 | 5.994 | 0
21.07. | 23 | 243.1521 |  | 237.1581 | 0 | 0 | 5.994 | 0
21.07. | 24 | 243.1521 |  | 237.1581 | 0 | 0 | 5.994 | 0
22.07. | 1 | 243.1521 |  | 237.1581 | 0 | 0 | 5.994 | 0
22.07. | 2 | 243.1521 |  | 237.1581 | 0 | 0 | 5.994 | 0
22.07. | 3 | 243.1521 |  | 237.1581 | 0 | 0 | 5.994 | 0
22.07. | 4 | 243.1521 |  | 237.1581 | 0 | 0 | 5.994 | 0
22.07. | 5 | 243.1521 |  | 237.1581 | 0 | 0 | 5.994 | 0
22.07. | 6 | 243.1521 |  | 237.1581 | 0 | 0 | 5.994 | 0
22.07. | 7 | 243.1521 |  | 237.1581 | 0 | 0 | 5.994 | 0
22.07. | 8 | 243.1521 |  | 237.1581 | 0 | 0 | 5.994 | 0
22.07. | 9 | 243.1521 |  | 237.1581 | 0 | 0 | 5.994 | 0
22.07. | 10 | 243.1521 |  | 237.1581 | 0 | 0 | 5.994 | 0
22.07. | 11 | 243.1521 |  | 237.1581 | 0 | 0 | 5.994 | 0
22.07. | 12 | 243.1521 |  | 237.1581 | 0 | 0 | 5.994 | 0
22.07. | 13 | 243.1521 |  | 237.1581 | 0 | 0 | 5.994 | 0
22.07. | 14 | 243.1521 |  | 237.1581 | 0 | 0 | 5.994 | 0
22.07. | 15 | 243.1521 |  | 237.1581 | 0 | 0 | 5.994 | 0
22.07. | 16 | 243.1521 |  | 237.1581 | 0 | 0 | 5.994 | 0
22.07. | 17 | 243.1521 |  | 237.1581 | 0 | 0 | 5.994 | 0
22.07. | 18 | 243.1521 |  | 237.1581 | 0 | 0 | 5.994 | 0
22.07. | 19 | 243.1521 |  | 237.1581 | 0 | 0 | 5.994 | 0
22.07. | 20 | 243.1521 |  | 237.1581 | 0 | 0 | 5.994 | 0
22.07. | 21 | 243.1521 |  | 237.1581 | 0 | 0 | 5.994 | 0
22.07. | 22 | 243.1521 |  | 237.1581 | 0 | 0 | 5.994 | 0
22.07. | 23 | 243.1521 |  | 237.1581 | 0 | 0 | 5.994 | 0
22.07. | 24 | 243.1521 |  | 237.1581 | 0 | 0 | 5.994 | 0
23.07. | 1 | 243.1521 |  | 237.1581 | 0 | 0 | 5.994 | 0
23.07. | 2 | 243.1521 |  | 237.1581 | 0 | 0 | 5.994 | 0
23.07. | 3 | 243.1521 |  | 237.1581 | 0 | 0 | 5.994 | 0
23.07. | 4 | 243.1521 |  | 237.1581 | 0 | 0 | 5.994 | 0
23.07. | 5 | 243.1521 |  | 237.1581 | 0 | 0 | 5.994 | 0
23.07. | 6 | 243.1521 |  | 237.1581 | 0 | 0 | 5.994 | 0
23.07. | 7 | 243.1521 |  | 237.1581 | 0 | 0 | 5.994 | 0
23.07. | 8 | 243.1521 |  | 237.1581 | 0 | 0 | 5.994 | 0
23.07. | 9 | 243.1521 |  | 237.1581 | 0 | 0 | 5.994 | 0
23.07. | 10 | 243.1521 |  | 237.1581 | 0 | 0 | 5.994 | 0
23.07. | 11 | 243.1521 |  | 237.1581 | 0 | 0 | 5.994 | 0
23.07. | 12 | 243.1521 |  | 237.1581 | 0 | 0 | 5.994 | 0
23.07. | 13 | 243.1521 |  | 237.1581 | 0 | 0 | 5.994 | 0
23.07. | 14 | 243.1521 |  | 237.1581 | 0 | 0 | 5.994 | 0
23.07. | 15 | 243.1521 |  | 237.1581 | 0 | 0 | 5.994 | 0
23.07. | 16 | 243.1521 |  | 237.1581 | 0 | 0 | 5.994 | 0
23.07. | 17 | 243.1521 |  | 237.1581 | 0 | 0 | 5.994 | 0
23.07. | 18 | 243.1521 |  | 237.1581 | 0 | 0 | 5.994 | 0
23.07. | 19 | 243.1521 |  | 237.1581 | 0 | 0 | 5.994 | 0
23.07. | 20 | 243.1521 |  | 237.1581 | 0 | 0 | 5.994 | 0
23.07. | 21 | 243.1521 |  | 237.1581 | 0 | 0 | 5.994 | 0
23.07. | 22 | 243.1521 |  | 237.1581 | 0 | 0 | 5.994 | 0
23.07. | 23 | 243.1521 |  | 237.1581 | 0 | 0 | 5.994 | 0
23.07. | 24 | 243.1521 |  | 237.1581 | 0 | 0 | 5.994 | 0
24.07. | 1 | 243.1521 |  | 237.1581 | 0 | 0 | 5.994 | 0
24.07. | 2 | 243.1521 |  | 237.1581 | 0 | 0 | 5.994 | 0
24.07. | 3 | 243.1521 |  | 237.1581 | 0 | 0 | 5.994 | 0
24.07. | 4 | 243.1521 |  | 237.1581 | 0 | 0 | 5.994 | 0
24.07. | 5 | 243.1521 |  | 237.1581 | 0 | 0 | 5.994 | 0
24.07. | 6 | 243.1521 |  | 237.1581 | 0 | 0 | 5.994 | 0
24.07. | 7 | 243.1521 |  | 237.1581 | 0 | 0 | 5.994 | 0
24.07. | 8 | 243.1521 |  | 237.1581 | 0 | 0 | 5.994 | 0
24.07. | 9 | 243.1521 |  | 237.1581 | 0 | 0 | 5.994 | 0
24.07. | 10 | 243.1521 |  | 237.1581 | 0 | 0 | 5.994 | 0
24.07. | 11 | 243.1521 |  | 237.1581 | 0 | 0 | 5.994 | 0
24.07. | 12 | 243.1521 |  | 237.1581 | 0 | 0 | 5.994 | 0
24.07. | 13 | 243.1521 |  | 237.1581 | 0 | 0 | 5.994 | 0
24.07. | 14 | 243.1521 |  | 237.1581 | 0 | 0 | 5.994 | 0
24.07. | 15 | 243.1521 |  | 237.1581 | 0 | 0 | 5.994 | 0
24.07. | 16 | 243.1521 |  | 237.1581 | 0 | 0 | 5.994 | 0
24.07. | 17 | 243.1521 |  | 237.1581 | 0 | 0 | 5.994 | 0
24.07. | 18 | 243.1521 |  | 237.1581 | 0 | 0 | 5.994 | 0
24.07. | 19 | 243.1521 |  | 237.1581 | 0 | 0 | 5.994 | 0
24.07. | 20 | 243.1521 |  | 237.1581 | 0 | 0 | 5.994 | 0
24.07. | 21 | 243.1521 |  | 237.1581 | 0 | 0 | 5.994 | 0
24.07. | 22 | 243.1521 |  | 237.1581 | 0 | 0 | 5.994 | 0
24.07. | 23 | 243.1521 |  | 237.1581 | 0 | 0 | 5.994 | 0
24.07. | 24 | 243.1521 |  | 237.1581 | 0 | 0 | 5.994 | 0
25.07. | 1 | 243.1521 |  | 237.1581 | 0 | 0 | 5.994 | 0
25.07. | 2 | 243.1521 |  | 237.1581 | 0 | 0 | 5.994 | 0
25.07. | 3 | 243.1521 |  | 237.1581 | 0 | 0 | 5.994 | 0
25.07. | 4 | 243.1521 |  | 237.1581 | 0 | 0 | 5.994 | 0
25.07. | 5 | 243.1521 |  | 237.1581 | 0 | 0 | 5.994 | 0
25.07. | 6 | 243.1521 |  | 237.1581 | 0 | 0 | 5.994 | 0
25.07. | 7 | 243.1521 |  | 237.1581 | 0 | 0 | 5.994 | 0
25.07. | 8 | 243.1521 |  | 237.1581 | 0 | 0 | 5.994 | 0
25.07. | 9 | 243.1521 |  | 237.1581 | 0 | 0 | 5.994 | 0
25.07. | 10 | 243.1521 |  | 237.1581 | 0 | 0 | 5.994 | 0
25.07. | 11 | 243.1521 |  | 237.1581 | 0 | 0 | 5.994 | 0
25.07. | 12 | 243.1521 |  | 237.1581 | 0 | 0 | 5.994 | 0
25.07. | 13 | 243.1521 |  | 237.1581 | 0 | 0 | 5.994 | 0
25.07. | 14 | 243.1521 |  | 237.1581 | 0 | 0 | 5.994 | 0
25.07. | 15 | 243.1521 |  | 237.1581 | 0 | 0 | 5.994 | 0
25.07. | 16 | 243.1521 |  | 237.1581 | 0 | 0 | 5.994 | 0
25.07. | 17 | 243.1521 |  | 237.1581 | 0 | 0 | 5.994 | 0
25.07. | 18 | 243.1521 |  | 237.1581 | 0 | 0 | 5.994 | 0
25.07. | 19 | 243.1521 |  | 237.1581 | 0 | 0 | 5.994 | 0
25.07. | 20 | 243.1521 |  | 237.1581 | 0 | 0 | 5.994 | 0
25.07. | 21 | 243.1521 |  | 237.1581 | 0 | 0 | 5.994 | 0
25.07. | 22 | 243.1521 |  | 237.1581 | 0 | 0 | 5.994 | 0
25.07. | 23 | 243.1521 |  | 237.1581 | 0 | 0 | 5.994 | 0
25.07. | 24 | 243.1521 |  | 237.1581 | 0 | 0 | 5.994 | 0
26.07. | 1 | 243.1521 |  | 237.1581 | 0 | 0 | 5.994 | 0
26.07. | 2 | 243.1521 |  | 237.1581 | 0 | 0 | 5.994 | 0
26.07. | 3 | 243.1521 |  | 237.1581 | 0 | 0 | 5.994 | 0
26.07. | 4 | 243.1521 |  | 237.1581 | 0 | 0 | 5.994 | 0
26.07. | 5 | 243.1521 |  | 237.1581 | 0 | 0 | 5.994 | 0
26.07. | 6 | 243.1521 |  | 237.1581 | 0 | 0 | 5.994 | 0
26.07. | 7 | 243.1521 |  | 237.1581 | 0 | 0 | 5.994 | 0
26.07. | 8 | 243.1521 |  | 237.1581 | 0 | 0 | 5.994 | 0
26.07. | 9 | 243.1521 |  | 237.1581 | 0 | 0 | 5.994 | 0
26.07. | 10 | 243.1521 |  | 237.1581 | 0 | 0 | 5.994 | 0
26.07. | 11 | 243.1521 |  | 237.1581 | 0 | 0 | 5.994 | 0
26.07. | 12 | 243.1521 |  | 237.1581 | 0 | 0 | 5.994 | 0
26.07. | 13 | 243.1521 |  | 237.1581 | 0 | 0 | 5.994 | 0
26.07. | 14 | 243.1521 |  | 237.1581 | 0 | 0 | 5.994 | 0
26.07. | 15 | 243.1521 |  | 237.1581 | 0 | 0 | 5.994 | 0
26.07. | 16 | 243.1521 |  | 237.1581 | 0 | 0 | 5.994 | 0
26.07. | 17 | 243.1521 |  | 237.1581 | 0 | 0 | 5.994 | 0
26.07. | 18 | 243.1521 |  | 237.1581 | 0 | 0 | 5.994 | 0
26.07. | 19 | 243.1521 |  | 237.1581 | 0 | 0 | 5.994 | 0
26.07. | 20 | 243.1521 |  | 237.1581 | 0 | 0 | 5.994 | 0
26.07. | 21 | 243.1521 |  | 237.1581 | 0 | 0 | 5.994 | 0
26.07. | 22 | 243.1521 |  | 237.1581 | 0 | 0 | 5.994 | 0
26.07. | 23 | 243.1521 |  | 237.1581 | 0 | 0 | 5.994 | 0
26.07. | 24 | 243.1521 |  | 237.1581 | 0 | 0 | 5.994 | 0
27.07. | 1 | 243.1521 |  | 237.1581 | 0 | 0 | 5.994 | 0
27.07. | 2 | 243.1521 |  | 237.1581 | 0 | 0 | 5.994 | 0
27.07. | 3 | 243.1521 |  | 237.1581 | 0 | 0 | 5.994 | 0
27.07. | 4 | 243.1521 |  | 237.1581 | 0 | 0 | 5.994 | 0
27.07. | 5 | 243.1521 |  | 237.1581 | 0 | 0 | 5.994 | 0
27.07. | 6 | 243.1521 |  | 237.1581 | 0 | 0 | 5.994 | 0
27.07. | 7 | 243.1521 |  | 237.1581 | 0 | 0 | 5.994 | 0
27.07. | 8 | 243.1521 |  | 237.1581 | 0 | 0 | 5.994 | 0
27.07. | 9 | 243.1521 |  | 237.1581 | 0 | 0 | 5.994 | 0
27.07. | 10 | 243.1521 |  | 237.1581 | 0 | 0 | 5.994 | 0
27.07. | 11 | 243.1521 |  | 237.1581 | 0 | 0 | 5.994 | 0
27.07. | 12 | 243.1521 |  | 237.1581 | 0 | 0 | 5.994 | 0
27.07. | 13 | 243.1521 |  | 237.1581 | 0 | 0 | 5.994 | 0
27.07. | 14 | 243.1521 |  | 237.1581 | 0 | 0 | 5.994 | 0
27.07. | 15 | 243.1521 |  | 237.1581 | 0 | 0 | 5.994 | 0
27.07. | 16 | 243.1521 |  | 237.1581 | 0 | 0 | 5.994 | 0
27.07. | 17 | 243.1521 |  | 237.1581 | 0 | 0 | 5.994 | 0
27.07. | 18 | 243.1521 |  | 237.1581 | 0 | 0 | 5.994 | 0
27.07. | 19 | 243.1521 |  | 237.1581 | 0 | 0 | 5.994 | 0
27.07. | 20 | 243.1521 |  | 237.1581 | 0 | 0 | 5.994 | 0
27.07. | 21 | 243.1521 |  | 237.1581 | 0 | 0 | 5.994 | 0
27.07. | 22 | 243.1521 |  | 237.1581 | 0 | 0 | 5.994 | 0
27.07. | 23 | 243.1521 |  | 237.1581 | 0 | 0 | 5.994 | 0
27.07. | 24 | 243.1521 |  | 237.1581 | 0 | 0 | 5.994 | 0
28.07. | 1 | 243.1521 |  | 237.1581 | 0 | 0 | 5.994 | 0
28.07. | 2 | 243.1521 |  | 237.1581 | 0 | 0 | 5.994 | 0
28.07. | 3 | 243.1521 |  | 237.1581 | 0 | 0 | 5.994 | 0
28.07. | 4 | 243.1521 |  | 237.1581 | 0 | 0 | 5.994 | 0
28.07. | 5 | 243.1521 |  | 237.1581 | 0 | 0 | 5.994 | 0
28.07. | 6 | 243.1521 |  | 237.1581 | 0 | 0 | 5.994 | 0
28.07. | 7 | 243.1521 |  | 237.1581 | 0 | 0 | 5.994 | 0
28.07. | 8 | 243.1521 |  | 237.1581 | 0 | 0 | 5.994 | 0
28.07. | 9 | 243.1521 |  | 237.1581 | 0 | 0 | 5.994 | 0
28.07. | 10 | 243.1521 |  | 237.1581 | 0 | 0 | 5.994 | 0
28.07. | 11 | 243.1521 |  | 237.1581 | 0 | 0 | 5.994 | 0
28.07. | 12 | 243.1521 |  | 237.1581 | 0 | 0 | 5.994 | 0
28.07. | 13 | 243.1521 |  | 237.1581 | 0 | 0 | 5.994 | 0
28.07. | 14 | 243.1521 |  | 237.1581 | 0 | 0 | 5.994 | 0
28.07. | 15 | 243.1521 |  | 237.1581 | 0 | 0 | 5.994 | 0
28.07. | 16 | 243.1521 |  | 237.1581 | 0 | 0 | 5.994 | 0
28.07. | 17 | 243.1521 |  | 237.1581 | 0 | 0 | 5.994 | 0
28.07. | 18 | 243.1521 |  | 237.1581 | 0 | 0 | 5.994 | 0
28.07. | 19 | 243.1521 |  | 237.1581 | 0 | 0 | 5.994 | 0
28.07. | 20 | 243.1521 |  | 237.1581 | 0 | 0 | 5.994 | 0
28.07. | 21 | 243.1521 |  | 237.1581 | 0 | 0 | 5.994 | 0
28.07. | 22 | 243.1521 |  | 237.1581 | 0 | 0 | 5.994 | 0
28.07. | 23 | 243.1521 |  | 237.1581 | 0 | 0 | 5.994 | 0
28.07. | 24 | 243.1521 |  | 237.1581 | 0 | 0 | 5.994 | 0
29.07. | 1 | 243.1521 |  | 237.1581 | 0 | 0 | 5.994 | 0
29.07. | 2 | 243.1521 |  | 237.1581 | 0 | 0 | 5.994 | 0
29.07. | 3 | 243.1521 |  | 237.1581 | 0 | 0 | 5.994 | 0
29.07. | 4 | 243.1521 |  | 237.1581 | 0 | 0 | 5.994 | 0
29.07. | 5 | 243.1521 |  | 237.1581 | 0 | 0 | 5.994 | 0
29.07. | 6 | 243.1521 |  | 237.1581 | 0 | 0 | 5.994 | 0
29.07. | 7 | 243.1521 |  | 237.1581 | 0 | 0 | 5.994 | 0
29.07. | 8 | 243.1521 |  | 237.1581 | 0 | 0 | 5.994 | 0
29.07. | 9 | 243.1521 |  | 237.1581 | 0 | 0 | 5.994 | 0
29.07. | 10 | 243.1521 |  | 237.1581 | 0 | 0 | 5.994 | 0
29.07. | 11 | 243.1521 |  | 237.1581 | 0 | 0 | 5.994 | 0
29.07. | 12 | 243.1521 |  | 237.1581 | 0 | 0 | 5.994 | 0
29.07. | 13 | 243.1521 |  | 237.1581 | 0 | 0 | 5.994 | 0
29.07. | 14 | 243.1521 |  | 237.1581 | 0 | 0 | 5.994 | 0
29.07. | 15 | 243.1521 |  | 237.1581 | 0 | 0 | 5.994 | 0
29.07. | 16 | 243.1521 |  | 237.1581 | 0 | 0 | 5.994 | 0
29.07. | 17 | 243.1521 |  | 237.1581 | 0 | 0 | 5.994 | 0
29.07. | 18 | 243.1521 |  | 237.1581 | 0 | 0 | 5.994 | 0
29.07. | 19 | 243.1521 |  | 237.1581 | 0 | 0 | 5.994 | 0
29.07. | 20 | 243.1521 |  | 237.1581 | 0 | 0 | 5.994 | 0
29.07. | 21 | 243.1521 |  | 237.1581 | 0 | 0 | 5.994 | 0
29.07. | 22 | 243.1521 |  | 237.1581 | 0 | 0 | 5.994 | 0
29.07. | 23 | 243.1521 |  | 237.1581 | 0 | 0 | 5.994 | 0
29.07. | 24 | 243.1521 |  | 237.1581 | 0 | 0 | 5.994 | 0
30.07. | 1 | 243.1521 |  | 237.1581 | 0 | 0 | 5.994 | 0
30.07. | 2 | 243.1521 |  | 237.1581 | 0 | 0 | 5.994 | 0
30.07. | 3 | 243.1521 |  | 237.1581 | 0 | 0 | 5.994 | 0
30.07. | 4 | 243.1521 |  | 237.1581 | 0 | 0 | 5.994 | 0
30.07. | 5 | 243.1521 |  | 237.1581 | 0 | 0 | 5.994 | 0
30.07. | 6 | 243.1521 |  | 237.1581 | 0 | 0 | 5.994 | 0
30.07. | 7 | 243.1521 |  | 237.1581 | 0 | 0 | 5.994 | 0
30.07. | 8 | 243.1521 |  | 237.1581 | 0 | 0 | 5.994 | 0
30.07. | 9 | 243.1521 |  | 237.1581 | 0 | 0 | 5.994 | 0
30.07. | 10 | 243.1521 |  | 237.1581 | 0 | 0 | 5.994 | 0
30.07. | 11 | 243.1521 |  | 237.1581 | 0 | 0 | 5.994 | 0
30.07. | 12 | 243.1521 |  | 237.1581 | 0 | 0 | 5.994 | 0
30.07. | 13 | 243.1521 |  | 237.1581 | 0 | 0 | 5.994 | 0
30.07. | 14 | 243.1521 |  | 237.1581 | 0 | 0 | 5.994 | 0
30.07. | 15 | 243.1521 |  | 237.1581 | 0 | 0 | 5.994 | 0
30.07. | 16 | 243.1521 |  | 237.1581 | 0 | 0 | 5.994 | 0
30.07. | 17 | 243.1521 |  | 237.1581 | 0 | 0 | 5.994 | 0
30.07. | 18 | 243.1521 |  | 237.1581 | 0 | 0 | 5.994 | 0
30.07. | 19 | 243.1521 |  | 237.1581 | 0 | 0 | 5.994 | 0
30.07. | 20 | 243.1521 |  | 237.1581 | 0 | 0 | 5.994 | 0
30.07. | 21 | 243.1521 |  | 237.1581 | 0 | 0 | 5.994 | 0
30.07. | 22 | 243.1521 |  | 237.1581 | 0 | 0 | 5.994 | 0
30.07. | 23 | 243.1521 |  | 237.1581 | 0 | 0 | 5.994 | 0
30.07. | 24 | 243.1521 |  | 237.1581 | 0 | 0 | 5.994 | 0
31.07. | 1 | 243.1521 |  | 237.1581 | 0 | 0 | 5.994 | 0
31.07. | 2 | 243.1521 |  | 237.1581 | 0 | 0 | 5.994 | 0
31.07. | 3 | 243.1521 |  | 237.1581 | 0 | 0 | 5.994 | 0
31.07. | 4 | 243.1521 |  | 237.1581 | 0 | 0 | 5.994 | 0
31.07. | 5 | 243.1521 |  | 237.1581 | 0 | 0 | 5.994 | 0
31.07. | 6 | 243.1521 |  | 237.1581 | 0 | 0 | 5.994 | 0
31.07. | 7 | 243.1521 |  | 237.1581 | 0 | 0 | 5.994 | 0
31.07. | 8 | 243.1521 |  | 237.1581 | 0 | 0 | 5.994 | 0
31.07. | 9 | 243.1521 |  | 237.1581 | 0 | 0 | 5.994 | 0
31.07. | 10 | 243.1521 |  | 237.1581 | 0 | 0 | 5.994 | 0
31.07. | 11 | 243.1521 |  | 237.1581 | 0 | 0 | 5.994 | 0
31.07. | 12 | 243.1521 |  | 237.1581 | 0 | 0 | 5.994 | 0
31.07. | 13 | 243.1521 |  | 237.1581 | 0 | 0 | 5.994 | 0
31.07. | 14 | 243.1521 |  | 237.1581 | 0 | 0 | 5.994 | 0
31.07. | 15 | 243.1521 |  | 237.1581 | 0 | 0 | 5.994 | 0
31.07. | 16 | 243.1521 |  | 237.1581 | 0 | 0 | 5.994 | 0
31.07. | 17 | 243.1521 |  | 237.1581 | 0 | 0 | 5.994 | 0
31.07. | 18 | 243.1521 |  | 237.1581 | 0 | 0 | 5.994 | 0
31.07. | 19 | 243.1521 |  | 237.1581 | 0 | 0 | 5.994 | 0
31.07. | 20 | 243.1521 |  | 237.1581 | 0 | 0 | 5.994 | 0
31.07. | 21 | 243.1521 |  | 237.1581 | 0 | 0 | 5.994 | 0
31.07. | 22 | 243.1521 |  | 237.1581 | 0 | 0 | 5.994 | 0
31.07. | 23 | 243.1521 |  | 237.1581 | 0 | 0 | 5.994 | 0
31.07. | 24 | 243.1521 |  | 237.1581 | 0 | 0 | 5.994 | 0
01.08. | 1 | 243.1521 |  | 237.1581 | 0 | 0 | 5.994 | 0
01.08. | 2 | 243.1521 |  | 237.1581 | 0 | 0 | 5.994 | 0
01.08. | 3 | 243.1521 |  | 237.1581 | 0 | 0 | 5.994 | 0
01.08. | 4 | 243.1521 |  | 237.1581 | 0 | 0 | 5.994 | 0
01.08. | 5 | 243.1521 |  | 237.1581 | 0 | 0 | 5.994 | 0
01.08. | 6 | 243.1521 |  | 237.1581 | 0 | 0 | 5.994 | 0
01.08. | 7 | 243.1521 |  | 237.1581 | 0 | 0 | 5.994 | 0
01.08. | 8 | 243.1521 |  | 237.1581 | 0 | 0 | 5.994 | 0
01.08. | 9 | 243.1521 |  | 237.1581 | 0 | 0 | 5.994 | 0
01.08. | 10 | 243.1521 |  | 237.1581 | 0 | 0 | 5.994 | 0
01.08. | 11 | 243.1521 |  | 237.1581 | 0 | 0 | 5.994 | 0
01.08. | 12 | 243.1521 |  | 237.1581 | 0 | 0 | 5.994 | 0
01.08. | 13 | 243.1521 |  | 237.1581 | 0 | 0 | 5.994 | 0
01.08. | 14 | 243.1521 |  | 237.1581 | 0 | 0 | 5.994 | 0
01.08. | 15 | 243.1521 |  | 237.1581 | 0 | 0 | 5.994 | 0
01.08. | 16 | 243.1521 |  | 237.1581 | 0 | 0 | 5.994 | 0
01.08. | 17 | 243.1521 |  | 237.1581 | 0 | 0 | 5.994 | 0
01.08. | 18 | 243.1521 |  | 237.1581 | 0 | 0 | 5.994 | 0
01.08. | 19 | 243.1521 |  | 237.1581 | 0 | 0 | 5.994 | 0
01.08. | 20 | 243.1521 |  | 237.1581 | 0 | 0 | 5.994 | 0
01.08. | 21 | 243.1521 |  | 237.1581 | 0 | 0 | 5.994 | 0
01.08. | 22 | 243.1521 |  | 237.1581 | 0 | 0 | 5.994 | 0
01.08. | 23 | 243.1521 |  | 237.1581 | 0 | 0 | 5.994 | 0
01.08. | 24 | 243.1521 |  | 237.1581 | 0 | 0 | 5.994 | 0
02.08. | 1 | 243.1521 |  | 237.1581 | 0 | 0 | 5.994 | 0
02.08. | 2 | 243.1521 |  | 237.1581 | 0 | 0 | 5.994 | 0
02.08. | 3 | 243.1521 |  | 237.1581 | 0 | 0 | 5.994 | 0
02.08. | 4 | 243.1521 |  | 237.1581 | 0 | 0 | 5.994 | 0
02.08. | 5 | 243.1521 |  | 237.1581 | 0 | 0 | 5.994 | 0
02.08. | 6 | 243.1521 |  | 237.1581 | 0 | 0 | 5.994 | 0
02.08. | 7 | 243.1521 |  | 237.1581 | 0 | 0 | 5.994 | 0
02.08. | 8 | 243.1521 |  | 237.1581 | 0 | 0 | 5.994 | 0
02.08. | 9 | 243.1521 |  | 237.1581 | 0 | 0 | 5.994 | 0
02.08. | 10 | 243.1521 |  | 237.1581 | 0 | 0 | 5.994 | 0
02.08. | 11 | 243.1521 |  | 237.1581 | 0 | 0 | 5.994 | 0
02.08. | 12 | 243.1521 |  | 237.1581 | 0 | 0 | 5.994 | 0
02.08. | 13 | 243.1521 |  | 237.1581 | 0 | 0 | 5.994 | 0
02.08. | 14 | 243.1521 |  | 237.1581 | 0 | 0 | 5.994 | 0
02.08. | 15 | 243.1521 |  | 237.1581 | 0 | 0 | 5.994 | 0
02.08. | 16 | 243.1521 |  | 237.1581 | 0 | 0 | 5.994 | 0
02.08. | 17 | 243.1521 |  | 237.1581 | 0 | 0 | 5.994 | 0
02.08. | 18 | 243.1521 |  | 237.1581 | 0 | 0 | 5.994 | 0
02.08. | 19 | 243.1521 |  | 237.1581 | 0 | 0 | 5.994 | 0
02.08. | 20 | 243.1521 |  | 237.1581 | 0 | 0 | 5.994 | 0
02.08. | 21 | 243.1521 |  | 237.1581 | 0 | 0 | 5.994 | 0
02.08. | 22 | 243.1521 |  | 237.1581 | 0 | 0 | 5.994 | 0
02.08. | 23 | 243.1521 |  | 237.1581 | 0 | 0 | 5.994 | 0
02.08. | 24 | 243.1521 |  | 237.1581 | 0 | 0 | 5.994 | 0
03.08. | 1 | 243.1521 |  | 237.1581 | 0 | 0 | 5.994 | 0
03.08. | 2 | 243.1521 |  | 237.1581 | 0 | 0 | 5.994 | 0
03.08. | 3 | 243.1521 |  | 237.1581 | 0 | 0 | 5.994 | 0
03.08. | 4 | 243.1521 |  | 237.1581 | 0 | 0 | 5.994 | 0
03.08. | 5 | 243.1521 |  | 237.1581 | 0 | 0 | 5.994 | 0
03.08. | 6 | 243.1521 |  | 237.1581 | 0 | 0 | 5.994 | 0
03.08. | 7 | 243.1521 |  | 237.1581 | 0 | 0 | 5.994 | 0
03.08. | 8 | 243.1521 |  | 237.1581 | 0 | 0 | 5.994 | 0
03.08. | 9 | 243.1521 |  | 237.1581 | 0 | 0 | 5.994 | 0
03.08. | 10 | 243.1521 |  | 237.1581 | 0 | 0 | 5.994 | 0
03.08. | 11 | 243.1521 |  | 237.1581 | 0 | 0 | 5.994 | 0
03.08. | 12 | 243.1521 |  | 237.1581 | 0 | 0 | 5.994 | 0
03.08. | 13 | 243.1521 |  | 237.1581 | 0 | 0 | 5.994 | 0
03.08. | 14 | 243.1521 |  | 237.1581 | 0 | 0 | 5.994 | 0
03.08. | 15 | 243.1521 |  | 237.1581 | 0 | 0 | 5.994 | 0
03.08. | 16 | 243.1521 |  | 237.1581 | 0 | 0 | 5.994 | 0
03.08. | 17 | 243.1521 |  | 237.1581 | 0 | 0 | 5.994 | 0
03.08. | 18 | 243.1521 |  | 237.1581 | 0 | 0 | 5.994 | 0
03.08. | 19 | 243.1521 |  | 237.1581 | 0 | 0 | 5.994 | 0
03.08. | 20 | 243.1521 |  | 237.1581 | 0 | 0 | 5.994 | 0
03.08. | 21 | 243.1521 |  | 237.1581 | 0 | 0 | 5.994 | 0
03.08. | 22 | 243.1521 |  | 237.1581 | 0 | 0 | 5.994 | 0
03.08. | 23 | 243.1521 |  | 237.1581 | 0 | 0 | 5.994 | 0
03.08. | 24 | 243.1521 |  | 237.1581 | 0 | 0 | 5.994 | 0
04.08. | 1 | 243.1521 |  | 237.1581 | 0 | 0 | 5.994 | 0
04.08. | 2 | 243.1521 |  | 237.1581 | 0 | 0 | 5.994 | 0
04.08. | 3 | 243.1521 |  | 237.1581 | 0 | 0 | 5.994 | 0
04.08. | 4 | 243.1521 |  | 237.1581 | 0 | 0 | 5.994 | 0
04.08. | 5 | 243.1521 |  | 237.1581 | 0 | 0 | 5.994 | 0
04.08. | 6 | 243.1521 |  | 237.1581 | 0 | 0 | 5.994 | 0
04.08. | 7 | 243.1521 |  | 237.1581 | 0 | 0 | 5.994 | 0
04.08. | 8 | 243.1521 |  | 237.1581 | 0 | 0 | 5.994 | 0
04.08. | 9 | 243.1521 |  | 237.1581 | 0 | 0 | 5.994 | 0
04.08. | 10 | 243.1521 |  | 237.1581 | 0 | 0 | 5.994 | 0
04.08. | 11 | 243.1521 |  | 237.1581 | 0 | 0 | 5.994 | 0
04.08. | 12 | 243.1521 |  | 237.1581 | 0 | 0 | 5.994 | 0
04.08. | 13 | 243.1521 |  | 237.1581 | 0 | 0 | 5.994 | 0
04.08. | 14 | 243.1521 |  | 237.1581 | 0 | 0 | 5.994 | 0
04.08. | 15 | 243.1521 |  | 237.1581 | 0 | 0 | 5.994 | 0
04.08. | 16 | 243.1521 |  | 237.1581 | 0 | 0 | 5.994 | 0
04.08. | 17 | 243.1521 |  | 237.1581 | 0 | 0 | 5.994 | 0
04.08. | 18 | 243.1521 |  | 237.1581 | 0 | 0 | 5.994 | 0
04.08. | 19 | 243.1521 |  | 237.1581 | 0 | 0 | 5.994 | 0
04.08. | 20 | 243.1521 |  | 237.1581 | 0 | 0 | 5.994 | 0
04.08. | 21 | 243.1521 |  | 237.1581 | 0 | 0 | 5.994 | 0
04.08. | 22 | 243.1521 |  | 237.1581 | 0 | 0 | 5.994 | 0
04.08. | 23 | 243.1521 |  | 237.1581 | 0 | 0 | 5.994 | 0
04.08. | 24 | 243.1521 |  | 237.1581 | 0 | 0 | 5.994 | 0
05.08. | 1 | 243.1521 |  | 237.1581 | 0 | 0 | 5.994 | 0
05.08. | 2 | 243.1521 |  | 237.1581 | 0 | 0 | 5.994 | 0
05.08. | 3 | 243.1521 |  | 237.1581 | 0 | 0 | 5.994 | 0
05.08. | 4 | 243.1521 |  | 237.1581 | 0 | 0 | 5.994 | 0
05.08. | 5 | 243.1521 |  | 237.1581 | 0 | 0 | 5.994 | 0
05.08. | 6 | 243.1521 |  | 237.1581 | 0 | 0 | 5.994 | 0
05.08. | 7 | 243.1521 |  | 237.1581 | 0 | 0 | 5.994 | 0
05.08. | 8 | 243.1521 |  | 237.1581 | 0 | 0 | 5.994 | 0
05.08. | 9 | 243.1521 |  | 237.1581 | 0 | 0 | 5.994 | 0
05.08. | 10 | 243.1521 |  | 237.1581 | 0 | 0 | 5.994 | 0
05.08. | 11 | 243.1521 |  | 237.1581 | 0 | 0 | 5.994 | 0
05.08. | 12 | 243.1521 |  | 237.1581 | 0 | 0 | 5.994 | 0
05.08. | 13 | 243.1521 |  | 237.1581 | 0 | 0 | 5.994 | 0
05.08. | 14 | 243.1521 |  | 237.1581 | 0 | 0 | 5.994 | 0
05.08. | 15 | 243.1521 |  | 237.1581 | 0 | 0 | 5.994 | 0
05.08. | 16 | 243.1521 |  | 237.1581 | 0 | 0 | 5.994 | 0
05.08. | 17 | 243.1521 |  | 237.1581 | 0 | 0 | 5.994 | 0
05.08. | 18 | 243.1521 |  | 237.1581 | 0 | 0 | 5.994 | 0
05.08. | 19 | 243.1521 |  | 237.1581 | 0 | 0 | 5.994 | 0
05.08. | 20 | 243.1521 |  | 237.1581 | 0 | 0 | 5.994 | 0
05.08. | 21 | 243.1521 |  | 237.1581 | 0 | 0 | 5.994 | 0
05.08. | 22 | 243.1521 |  | 237.1581 | 0 | 0 | 5.994 | 0
05.08. | 23 | 243.1521 |  | 237.1581 | 0 | 0 | 5.994 | 0
05.08. | 24 | 243.1521 |  | 237.1581 | 0 | 0 | 5.994 | 0
06.08. | 1 | 243.1521 |  | 237.1581 | 0 | 0 | 5.994 | 0
06.08. | 2 | 243.1521 |  | 237.1581 | 0 | 0 | 5.994 | 0
06.08. | 3 | 243.1521 |  | 237.1581 | 0 | 0 | 5.994 | 0
06.08. | 4 | 243.1521 |  | 237.1581 | 0 | 0 | 5.994 | 0
06.08. | 5 | 243.1521 |  | 237.1581 | 0 | 0 | 5.994 | 0
06.08. | 6 | 243.1521 |  | 237.1581 | 0 | 0 | 5.994 | 0
06.08. | 7 | 243.1521 |  | 237.1581 | 0 | 0 | 5.994 | 0
06.08. | 8 | 243.1521 |  | 237.1581 | 0 | 0 | 5.994 | 0
06.08. | 9 | 243.1521 |  | 237.1581 | 0 | 0 | 5.994 | 0
06.08. | 10 | 243.1521 |  | 237.1581 | 0 | 0 | 5.994 | 0
06.08. | 11 | 243.1521 |  | 237.1581 | 0 | 0 | 5.994 | 0
06.08. | 12 | 243.1521 |  | 237.1581 | 0 | 0 | 5.994 | 0
06.08. | 13 | 243.1521 |  | 237.1581 | 0 | 0 | 5.994 | 0
06.08. | 14 | 243.1521 |  | 237.1581 | 0 | 0 | 5.994 | 0
06.08. | 15 | 243.1521 |  | 237.1581 | 0 | 0 | 5.994 | 0
06.08. | 16 | 243.1521 |  | 237.1581 | 0 | 0 | 5.994 | 0
06.08. | 17 | 243.1521 |  | 237.1581 | 0 | 0 | 5.994 | 0
06.08. | 18 | 243.1521 |  | 237.1581 | 0 | 0 | 5.994 | 0
06.08. | 19 | 243.1521 |  | 237.1581 | 0 | 0 | 5.994 | 0
06.08. | 20 | 243.1521 |  | 237.1581 | 0 | 0 | 5.994 | 0
06.08. | 21 | 243.1521 |  | 237.1581 | 0 | 0 | 5.994 | 0
06.08. | 22 | 243.1521 |  | 237.1581 | 0 | 0 | 5.994 | 0
06.08. | 23 | 243.1521 |  | 237.1581 | 0 | 0 | 5.994 | 0
06.08. | 24 | 243.1521 |  | 237.1581 | 0 | 0 | 5.994 | 0
07.08. | 1 | 243.1521 |  | 237.1581 | 0 | 0 | 5.994 | 0
07.08. | 2 | 243.1521 |  | 237.1581 | 0 | 0 | 5.994 | 0
07.08. | 3 | 243.1521 |  | 237.1581 | 0 | 0 | 5.994 | 0
07.08. | 4 | 243.1521 |  | 237.1581 | 0 | 0 | 5.994 | 0
07.08. | 5 | 243.1521 |  | 237.1581 | 0 | 0 | 5.994 | 0
07.08. | 6 | 243.1521 |  | 237.1581 | 0 | 0 | 5.994 | 0
07.08. | 7 | 243.1521 |  | 237.1581 | 0 | 0 | 5.994 | 0
07.08. | 8 | 243.1521 |  | 237.1581 | 0 | 0 | 5.994 | 0
07.08. | 9 | 243.1521 |  | 237.1581 | 0 | 0 | 5.994 | 0
07.08. | 10 | 243.1521 |  | 237.1581 | 0 | 0 | 5.994 | 0
07.08. | 11 | 243.1521 |  | 237.1581 | 0 | 0 | 5.994 | 0
07.08. | 12 | 243.1521 |  | 237.1581 | 0 | 0 | 5.994 | 0
07.08. | 13 | 243.1521 |  | 237.1581 | 0 | 0 | 5.994 | 0
07.08. | 14 | 243.1521 |  | 237.1581 | 0 | 0 | 5.994 | 0
07.08. | 15 | 243.1521 |  | 237.1581 | 0 | 0 | 5.994 | 0
07.08. | 16 | 243.1521 |  | 237.1581 | 0 | 0 | 5.994 | 0
07.08. | 17 | 243.1521 |  | 237.1581 | 0 | 0 | 5.994 | 0
07.08. | 18 | 243.1521 |  | 237.1581 | 0 | 0 | 5.994 | 0
07.08. | 19 | 243.1521 |  | 237.1581 | 0 | 0 | 5.994 | 0
07.08. | 20 | 243.1521 |  | 237.1581 | 0 | 0 | 5.994 | 0
07.08. | 21 | 243.1521 |  | 237.1581 | 0 | 0 | 5.994 | 0
07.08. | 22 | 243.1521 |  | 237.1581 | 0 | 0 | 5.994 | 0
07.08. | 23 | 243.1521 |  | 237.1581 | 0 | 0 | 5.994 | 0
07.08. | 24 | 243.1521 |  | 237.1581 | 0 | 0 | 5.994 | 0
08.08. | 1 | 243.1521 |  | 237.1581 | 0 | 0 | 5.994 | 0
08.08. | 2 | 243.1521 |  | 237.1581 | 0 | 0 | 5.994 | 0
08.08. | 3 | 243.1521 |  | 237.1581 | 0 | 0 | 5.994 | 0
08.08. | 4 | 243.1521 |  | 237.1581 | 0 | 0 | 5.994 | 0
08.08. | 5 | 243.1521 |  | 237.1581 | 0 | 0 | 5.994 | 0
08.08. | 6 | 243.1521 |  | 237.1581 | 0 | 0 | 5.994 | 0
08.08. | 7 | 243.1521 |  | 237.1581 | 0 | 0 | 5.994 | 0
08.08. | 8 | 243.1521 |  | 237.1581 | 0 | 0 | 5.994 | 0
08.08. | 9 | 243.1521 |  | 237.1581 | 0 | 0 | 5.994 | 0
08.08. | 10 | 243.1521 |  | 237.1581 | 0 | 0 | 5.994 | 0
08.08. | 11 | 243.1521 |  | 237.1581 | 0 | 0 | 5.994 | 0
08.08. | 12 | 243.1521 |  | 237.1581 | 0 | 0 | 5.994 | 0
08.08. | 13 | 243.1521 |  | 237.1581 | 0 | 0 | 5.994 | 0
08.08. | 14 | 243.1521 |  | 237.1581 | 0 | 0 | 5.994 | 0
08.08. | 15 | 243.1521 |  | 237.1581 | 0 | 0 | 5.994 | 0
08.08. | 16 | 243.1521 |  | 237.1581 | 0 | 0 | 5.994 | 0
08.08. | 17 | 243.1521 |  | 237.1581 | 0 | 0 | 5.994 | 0
08.08. | 18 | 243.1521 |  | 237.1581 | 0 | 0 | 5.994 | 0
08.08. | 19 | 243.1521 |  | 237.1581 | 0 | 0 | 5.994 | 0
08.08. | 20 | 243.1521 |  | 237.1581 | 0 | 0 | 5.994 | 0
08.08. | 21 | 243.1521 |  | 237.1581 | 0 | 0 | 5.994 | 0
08.08. | 22 | 243.1521 |  | 237.1581 | 0 | 0 | 5.994 | 0
08.08. | 23 | 243.1521 |  | 237.1581 | 0 | 0 | 5.994 | 0
08.08. | 24 | 243.1521 |  | 237.1581 | 0 | 0 | 5.994 | 0
09.08. | 1 | 243.1521 |  | 237.1581 | 0 | 0 | 5.994 | 0
09.08. | 2 | 243.1521 |  | 237.1581 | 0 | 0 | 5.994 | 0
09.08. | 3 | 243.1521 |  | 237.1581 | 0 | 0 | 5.994 | 0
09.08. | 4 | 243.1521 |  | 237.1581 | 0 | 0 | 5.994 | 0
09.08. | 5 | 243.1521 |  | 237.1581 | 0 | 0 | 5.994 | 0
09.08. | 6 | 243.1521 |  | 237.1581 | 0 | 0 | 5.994 | 0
09.08. | 7 | 243.1521 |  | 237.1581 | 0 | 0 | 5.994 | 0
09.08. | 8 | 243.1521 |  | 237.1581 | 0 | 0 | 5.994 | 0
09.08. | 9 | 243.1521 |  | 237.1581 | 0 | 0 | 5.994 | 0
09.08. | 10 | 243.1521 |  | 237.1581 | 0 | 0 | 5.994 | 0
09.08. | 11 | 243.1521 |  | 237.1581 | 0 | 0 | 5.994 | 0
09.08. | 12 | 243.1521 |  | 237.1581 | 0 | 0 | 5.994 | 0
09.08. | 13 | 243.1521 |  | 237.1581 | 0 | 0 | 5.994 | 0
09.08. | 14 | 243.1521 |  | 237.1581 | 0 | 0 | 5.994 | 0
09.08. | 15 | 243.1521 |  | 237.1581 | 0 | 0 | 5.994 | 0
09.08. | 16 | 243.1521 |  | 237.1581 | 0 | 0 | 5.994 | 0
09.08. | 17 | 243.1521 |  | 237.1581 | 0 | 0 | 5.994 | 0
09.08. | 18 | 243.1521 |  | 237.1581 | 0 | 0 | 5.994 | 0
09.08. | 19 | 243.1521 |  | 237.1581 | 0 | 0 | 5.994 | 0
09.08. | 20 | 243.1521 |  | 237.1581 | 0 | 0 | 5.994 | 0
09.08. | 21 | 243.1521 |  | 237.1581 | 0 | 0 | 5.994 | 0
09.08. | 22 | 243.1521 |  | 237.1581 | 0 | 0 | 5.994 | 0
09.08. | 23 | 243.1521 |  | 237.1581 | 0 | 0 | 5.994 | 0
09.08. | 24 | 243.1521 |  | 237.1581 | 0 | 0 | 5.994 | 0
10.08. | 1 | 243.1521 |  | 237.1581 | 0 | 0 | 5.994 | 0
10.08. | 2 | 243.1521 |  | 237.1581 | 0 | 0 | 5.994 | 0
10.08. | 3 | 243.1521 |  | 237.1581 | 0 | 0 | 5.994 | 0
10.08. | 4 | 243.1521 |  | 237.1581 | 0 | 0 | 5.994 | 0
10.08. | 5 | 243.1521 |  | 237.1581 | 0 | 0 | 5.994 | 0
10.08. | 6 | 243.1521 |  | 237.1581 | 0 | 0 | 5.994 | 0
10.08. | 7 | 243.1521 |  | 237.1581 | 0 | 0 | 5.994 | 0
10.08. | 8 | 243.1521 |  | 237.1581 | 0 | 0 | 5.994 | 0
10.08. | 9 | 243.1521 |  | 237.1581 | 0 | 0 | 5.994 | 0
10.08. | 10 | 243.1521 |  | 237.1581 | 0 | 0 | 5.994 | 0
10.08. | 11 | 243.1521 |  | 237.1581 | 0 | 0 | 5.994 | 0
10.08. | 12 | 243.1521 |  | 237.1581 | 0 | 0 | 5.994 | 0
10.08. | 13 | 243.1521 |  | 237.1581 | 0 | 0 | 5.994 | 0
10.08. | 14 | 243.1521 |  | 237.1581 | 0 | 0 | 5.994 | 0
10.08. | 15 | 243.1521 |  | 237.1581 | 0 | 0 | 5.994 | 0
10.08. | 16 | 243.1521 |  | 237.1581 | 0 | 0 | 5.994 | 0
10.08. | 17 | 243.1521 |  | 237.1581 | 0 | 0 | 5.994 | 0
10.08. | 18 | 243.1521 |  | 237.1581 | 0 | 0 | 5.994 | 0
10.08. | 19 | 243.1521 |  | 237.1581 | 0 | 0 | 5.994 | 0
10.08. | 20 | 243.1521 |  | 237.1581 | 0 | 0 | 5.994 | 0
10.08. | 21 | 243.1521 |  | 237.1581 | 0 | 0 | 5.994 | 0
10.08. | 22 | 243.1521 |  | 237.1581 | 0 | 0 | 5.994 | 0
10.08. | 23 | 243.1521 |  | 237.1581 | 0 | 0 | 5.994 | 0
10.08. | 24 | 243.1521 |  | 237.1581 | 0 | 0 | 5.994 | 0
11.08. | 1 | 243.1521 |  | 237.1581 | 0 | 0 | 5.994 | 0
11.08. | 2 | 243.1521 |  | 237.1581 | 0 | 0 | 5.994 | 0
11.08. | 3 | 243.1521 |  | 237.1581 | 0 | 0 | 5.994 | 0
11.08. | 4 | 243.1521 |  | 237.1581 | 0 | 0 | 5.994 | 0
11.08. | 5 | 243.1521 |  | 237.1581 | 0 | 0 | 5.994 | 0
11.08. | 6 | 243.1521 |  | 237.1581 | 0 | 0 | 5.994 | 0
11.08. | 7 | 243.1521 |  | 237.1581 | 0 | 0 | 5.994 | 0
11.08. | 8 | 243.1521 |  | 237.1581 | 0 | 0 | 5.994 | 0
11.08. | 9 | 243.1521 |  | 237.1581 | 0 | 0 | 5.994 | 0
11.08. | 10 | 243.1521 |  | 237.1581 | 0 | 0 | 5.994 | 0
11.08. | 11 | 243.1521 |  | 237.1581 | 0 | 0 | 5.994 | 0
11.08. | 12 | 243.1521 |  | 237.1581 | 0 | 0 | 5.994 | 0
11.08. | 13 | 243.1521 |  | 237.1581 | 0 | 0 | 5.994 | 0
11.08. | 14 | 243.1521 |  | 237.1581 | 0 | 0 | 5.994 | 0
11.08. | 15 | 243.1521 |  | 237.1581 | 0 | 0 | 5.994 | 0
11.08. | 16 | 243.1521 |  | 237.1581 | 0 | 0 | 5.994 | 0
11.08. | 17 | 243.1521 |  | 237.1581 | 0 | 0 | 5.994 | 0
11.08. | 18 | 243.1521 |  | 237.1581 | 0 | 0 | 5.994 | 0
11.08. | 19 | 243.1521 |  | 237.1581 | 0 | 0 | 5.994 | 0
11.08. | 20 | 243.1521 |  | 237.1581 | 0 | 0 | 5.994 | 0
11.08. | 21 | 243.1521 |  | 237.1581 | 0 | 0 | 5.994 | 0
11.08. | 22 | 243.1521 |  | 237.1581 | 0 | 0 | 5.994 | 0
11.08. | 23 | 243.1521 |  | 237.1581 | 0 | 0 | 5.994 | 0
11.08. | 24 | 243.1521 |  | 237.1581 | 0 | 0 | 5.994 | 0
12.08. | 1 | 243.1521 |  | 237.1581 | 0 | 0 | 5.994 | 0
12.08. | 2 | 243.1521 |  | 237.1581 | 0 | 0 | 5.994 | 0
12.08. | 3 | 243.1521 |  | 237.1581 | 0 | 0 | 5.994 | 0
12.08. | 4 | 243.1521 |  | 237.1581 | 0 | 0 | 5.994 | 0
12.08. | 5 | 243.1521 |  | 237.1581 | 0 | 0 | 5.994 | 0
12.08. | 6 | 243.1521 |  | 237.1581 | 0 | 0 | 5.994 | 0
12.08. | 7 | 243.1521 |  | 237.1581 | 0 | 0 | 5.994 | 0
12.08. | 8 | 243.1521 |  | 237.1581 | 0 | 0 | 5.994 | 0
12.08. | 9 | 243.1521 |  | 237.1581 | 0 | 0 | 5.994 | 0
12.08. | 10 | 243.1521 |  | 237.1581 | 0 | 0 | 5.994 | 0
12.08. | 11 | 243.1521 |  | 237.1581 | 0 | 0 | 5.994 | 0
12.08. | 12 | 243.1521 |  | 237.1581 | 0 | 0 | 5.994 | 0
12.08. | 13 | 243.1521 |  | 237.1581 | 0 | 0 | 5.994 | 0
12.08. | 14 | 243.1521 |  | 237.1581 | 0 | 0 | 5.994 | 0
12.08. | 15 | 243.1521 |  | 237.1581 | 0 | 0 | 5.994 | 0
12.08. | 16 | 243.1521 |  | 237.1581 | 0 | 0 | 5.994 | 0
12.08. | 17 | 243.1521 |  | 237.1581 | 0 | 0 | 5.994 | 0
12.08. | 18 | 243.1521 |  | 237.1581 | 0 | 0 | 5.994 | 0
12.08. | 19 | 243.1521 |  | 237.1581 | 0 | 0 | 5.994 | 0
12.08. | 20 | 243.1521 |  | 237.1581 | 0 | 0 | 5.994 | 0
12.08. | 21 | 243.1521 |  | 237.1581 | 0 | 0 | 5.994 | 0
12.08. | 22 | 243.1521 |  | 237.1581 | 0 | 0 | 5.994 | 0
12.08. | 23 | 243.1521 |  | 237.1581 | 0 | 0 | 5.994 | 0
12.08. | 24 | 243.1521 |  | 237.1581 | 0 | 0 | 5.994 | 0
13.08. | 1 | 243.1521 |  | 237.1581 | 0 | 0 | 5.994 | 0
13.08. | 2 | 243.1521 |  | 237.1581 | 0 | 0 | 5.994 | 0
13.08. | 3 | 243.1521 |  | 237.1581 | 0 | 0 | 5.994 | 0
13.08. | 4 | 243.1521 |  | 237.1581 | 0 | 0 | 5.994 | 0
13.08. | 5 | 243.1521 |  | 237.1581 | 0 | 0 | 5.994 | 0
13.08. | 6 | 243.1521 |  | 237.1581 | 0 | 0 | 5.994 | 0
13.08. | 7 | 243.1521 |  | 237.1581 | 0 | 0 | 5.994 | 0
13.08. | 8 | 243.1521 |  | 237.1581 | 0 | 0 | 5.994 | 0
13.08. | 9 | 243.1521 |  | 237.1581 | 0 | 0 | 5.994 | 0
13.08. | 10 | 243.1521 |  | 237.1581 | 0 | 0 | 5.994 | 0
13.08. | 11 | 243.1521 |  | 237.1581 | 0 | 0 | 5.994 | 0
13.08. | 12 | 243.1521 |  | 237.1581 | 0 | 0 | 5.994 | 0
13.08. | 13 | 243.1521 |  | 237.1581 | 0 | 0 | 5.994 | 0
13.08. | 14 | 243.1521 |  | 237.1581 | 0 | 0 | 5.994 | 0
13.08. | 15 | 243.1521 |  | 237.1581 | 0 | 0 | 5.994 | 0
13.08. | 16 | 243.1521 |  | 237.1581 | 0 | 0 | 5.994 | 0
13.08. | 17 | 243.1521 |  | 237.1581 | 0 | 0 | 5.994 | 0
13.08. | 18 | 243.1521 |  | 237.1581 | 0 | 0 | 5.994 | 0
13.08. | 19 | 243.1521 |  | 237.1581 | 0 | 0 | 5.994 | 0
13.08. | 20 | 243.1521 |  | 237.1581 | 0 | 0 | 5.994 | 0
13.08. | 21 | 243.1521 |  | 237.1581 | 0 | 0 | 5.994 | 0
13.08. | 22 | 243.1521 |  | 237.1581 | 0 | 0 | 5.994 | 0
13.08. | 23 | 243.1521 |  | 237.1581 | 0 | 0 | 5.994 | 0
13.08. | 24 | 243.1521 |  | 237.1581 | 0 | 0 | 5.994 | 0
14.08. | 1 | 243.1521 |  | 237.1581 | 0 | 0 | 5.994 | 0
14.08. | 2 | 243.1521 |  | 237.1581 | 0 | 0 | 5.994 | 0
14.08. | 3 | 243.1521 |  | 237.1581 | 0 | 0 | 5.994 | 0
14.08. | 4 | 243.1521 |  | 237.1581 | 0 | 0 | 5.994 | 0
14.08. | 5 | 243.1521 |  | 237.1581 | 0 | 0 | 5.994 | 0
14.08. | 6 | 243.1521 |  | 237.1581 | 0 | 0 | 5.994 | 0
14.08. | 7 | 243.1521 |  | 237.1581 | 0 | 0 | 5.994 | 0
14.08. | 8 | 243.1521 |  | 237.1581 | 0 | 0 | 5.994 | 0
14.08. | 9 | 243.1521 |  | 237.1581 | 0 | 0 | 5.994 | 0
14.08. | 10 | 243.1521 |  | 237.1581 | 0 | 0 | 5.994 | 0
14.08. | 11 | 243.1521 |  | 237.1581 | 0 | 0 | 5.994 | 0
14.08. | 12 | 243.1521 |  | 237.1581 | 0 | 0 | 5.994 | 0
14.08. | 13 | 243.1521 |  | 237.1581 | 0 | 0 | 5.994 | 0
14.08. | 14 | 243.1521 |  | 237.1581 | 0 | 0 | 5.994 | 0
14.08. | 15 | 243.1521 |  | 237.1581 | 0 | 0 | 5.994 | 0
14.08. | 16 | 243.1521 |  | 237.1581 | 0 | 0 | 5.994 | 0
14.08. | 17 | 243.1521 |  | 237.1581 | 0 | 0 | 5.994 | 0
14.08. | 18 | 243.1521 |  | 237.1581 | 0 | 0 | 5.994 | 0
14.08. | 19 | 243.1521 |  | 237.1581 | 0 | 0 | 5.994 | 0
14.08. | 20 | 243.1521 |  | 237.1581 | 0 | 0 | 5.994 | 0
14.08. | 21 | 243.1521 |  | 237.1581 | 0 | 0 | 5.994 | 0
14.08. | 22 | 243.1521 |  | 237.1581 | 0 | 0 | 5.994 | 0
14.08. | 23 | 243.1521 |  | 237.1581 | 0 | 0 | 5.994 | 0
14.08. | 24 | 243.1521 |  | 237.1581 | 0 | 0 | 5.994 | 0
15.08. | 1 | 243.1521 |  | 237.1581 | 0 | 0 | 5.994 | 0
15.08. | 2 | 243.1521 |  | 237.1581 | 0 | 0 | 5.994 | 0
15.08. | 3 | 243.1521 |  | 237.1581 | 0 | 0 | 5.994 | 0
15.08. | 4 | 243.1521 |  | 237.1581 | 0 | 0 | 5.994 | 0
15.08. | 5 | 243.1521 |  | 237.1581 | 0 | 0 | 5.994 | 0
15.08. | 6 | 243.1521 |  | 237.1581 | 0 | 0 | 5.994 | 0
15.08. | 7 | 243.1521 |  | 237.1581 | 0 | 0 | 5.994 | 0
15.08. | 8 | 243.1521 |  | 237.1581 | 0 | 0 | 5.994 | 0
15.08. | 9 | 243.1521 |  | 237.1581 | 0 | 0 | 5.994 | 0
15.08. | 10 | 243.1521 |  | 237.1581 | 0 | 0 | 5.994 | 0
15.08. | 11 | 243.1521 |  | 237.1581 | 0 | 0 | 5.994 | 0
15.08. | 12 | 243.1521 |  | 237.1581 | 0 | 0 | 5.994 | 0
15.08. | 13 | 243.1521 |  | 237.1581 | 0 | 0 | 5.994 | 0
15.08. | 14 | 243.1521 |  | 237.1581 | 0 | 0 | 5.994 | 0
15.08. | 15 | 243.1521 |  | 237.1581 | 0 | 0 | 5.994 | 0
15.08. | 16 | 243.1521 |  | 237.1581 | 0 | 0 | 5.994 | 0
15.08. | 17 | 243.1521 |  | 237.1581 | 0 | 0 | 5.994 | 0
15.08. | 18 | 243.1521 |  | 237.1581 | 0 | 0 | 5.994 | 0
15.08. | 19 | 243.1521 |  | 237.1581 | 0 | 0 | 5.994 | 0
15.08. | 20 | 243.1521 |  | 237.1581 | 0 | 0 | 5.994 | 0
15.08. | 21 | 243.1521 |  | 237.1581 | 0 | 0 | 5.994 | 0
15.08. | 22 | 243.1521 |  | 237.1581 | 0 | 0 | 5.994 | 0
15.08. | 23 | 243.1521 |  | 237.1581 | 0 | 0 | 5.994 | 0
15.08. | 24 | 243.1521 |  | 237.1581 | 0 | 0 | 5.994 | 0
16.08. | 1 | 243.1521 |  | 237.1581 | 0 | 0 | 5.994 | 0
16.08. | 2 | 243.1521 |  | 237.1581 | 0 | 0 | 5.994 | 0
16.08. | 3 | 243.1521 |  | 237.1581 | 0 | 0 | 5.994 | 0
16.08. | 4 | 243.1521 |  | 237.1581 | 0 | 0 | 5.994 | 0
16.08. | 5 | 243.1521 |  | 237.1581 | 0 | 0 | 5.994 | 0
16.08. | 6 | 243.1521 |  | 237.1581 | 0 | 0 | 5.994 | 0
16.08. | 7 | 243.1521 |  | 237.1581 | 0 | 0 | 5.994 | 0
16.08. | 8 | 243.1521 |  | 237.1581 | 0 | 0 | 5.994 | 0
16.08. | 9 | 243.1521 |  | 237.1581 | 0 | 0 | 5.994 | 0
16.08. | 10 | 243.1521 |  | 237.1581 | 0 | 0 | 5.994 | 0
16.08. | 11 | 243.1521 |  | 237.1581 | 0 | 0 | 5.994 | 0
16.08. | 12 | 243.1521 |  | 237.1581 | 0 | 0 | 5.994 | 0
16.08. | 13 | 243.1521 |  | 237.1581 | 0 | 0 | 5.994 | 0
16.08. | 14 | 243.1521 |  | 237.1581 | 0 | 0 | 5.994 | 0
16.08. | 15 | 243.1521 |  | 237.1581 | 0 | 0 | 5.994 | 0
16.08. | 16 | 243.1521 |  | 237.1581 | 0 | 0 | 5.994 | 0
16.08. | 17 | 243.1521 |  | 237.1581 | 0 | 0 | 5.994 | 0
16.08. | 18 | 243.1521 |  | 237.1581 | 0 | 0 | 5.994 | 0
16.08. | 19 | 243.1521 |  | 237.1581 | 0 | 0 | 5.994 | 0
16.08. | 20 | 243.1521 |  | 237.1581 | 0 | 0 | 5.994 | 0
16.08. | 21 | 243.1521 |  | 237.1581 | 0 | 0 | 5.994 | 0
16.08. | 22 | 243.1521 |  | 237.1581 | 0 | 0 | 5.994 | 0
16.08. | 23 | 243.1521 |  | 237.1581 | 0 | 0 | 5.994 | 0
16.08. | 24 | 243.1521 |  | 237.1581 | 0 | 0 | 5.994 | 0
17.08. | 1 | 243.1521 |  | 237.1581 | 0 | 0 | 5.994 | 0
17.08. | 2 | 243.1521 |  | 237.1581 | 0 | 0 | 5.994 | 0
17.08. | 3 | 243.1521 |  | 237.1581 | 0 | 0 | 5.994 | 0
17.08. | 4 | 243.1521 |  | 237.1581 | 0 | 0 | 5.994 | 0
17.08. | 5 | 243.1521 |  | 237.1581 | 0 | 0 | 5.994 | 0
17.08. | 6 | 243.1521 |  | 237.1581 | 0 | 0 | 5.994 | 0
17.08. | 7 | 243.1521 |  | 237.1581 | 0 | 0 | 5.994 | 0
17.08. | 8 | 243.1521 |  | 237.1581 | 0 | 0 | 5.994 | 0
17.08. | 9 | 243.1521 |  | 237.1581 | 0 | 0 | 5.994 | 0
17.08. | 10 | 243.1521 |  | 237.1581 | 0 | 0 | 5.994 | 0
17.08. | 11 | 243.1521 |  | 237.1581 | 0 | 0 | 5.994 | 0
17.08. | 12 | 243.1521 |  | 237.1581 | 0 | 0 | 5.994 | 0
17.08. | 13 | 243.1521 |  | 237.1581 | 0 | 0 | 5.994 | 0
17.08. | 14 | 243.1521 |  | 237.1581 | 0 | 0 | 5.994 | 0
17.08. | 15 | 243.1521 |  | 237.1581 | 0 | 0 | 5.994 | 0
17.08. | 16 | 243.1521 |  | 237.1581 | 0 | 0 | 5.994 | 0
17.08. | 17 | 243.1521 |  | 237.1581 | 0 | 0 | 5.994 | 0
17.08. | 18 | 243.1521 |  | 237.1581 | 0 | 0 | 5.994 | 0
17.08. | 19 | 243.1521 |  | 237.1581 | 0 | 0 | 5.994 | 0
17.08. | 20 | 243.1521 |  | 237.1581 | 0 | 0 | 5.994 | 0
17.08. | 21 | 243.1521 |  | 237.1581 | 0 | 0 | 5.994 | 0
17.08. | 22 | 243.1521 |  | 237.1581 | 0 | 0 | 5.994 | 0
17.08. | 23 | 243.1521 |  | 237.1581 | 0 | 0 | 5.994 | 0
17.08. | 24 | 243.1521 |  | 237.1581 | 0 | 0 | 5.994 | 0
18.08. | 1 | 243.1521 |  | 237.1581 | 0 | 0 | 5.994 | 0
18.08. | 2 | 243.1521 |  | 237.1581 | 0 | 0 | 5.994 | 0
18.08. | 3 | 243.1521 |  | 237.1581 | 0 | 0 | 5.994 | 0
18.08. | 4 | 243.1521 |  | 237.1581 | 0 | 0 | 5.994 | 0
18.08. | 5 | 243.1521 |  | 237.1581 | 0 | 0 | 5.994 | 0
18.08. | 6 | 243.1521 |  | 237.1581 | 0 | 0 | 5.994 | 0
18.08. | 7 | 243.1521 |  | 237.1581 | 0 | 0 | 5.994 | 0
18.08. | 8 | 243.1521 |  | 237.1581 | 0 | 0 | 5.994 | 0
18.08. | 9 | 243.1521 |  | 237.1581 | 0 | 0 | 5.994 | 0
18.08. | 10 | 243.1521 |  | 237.1581 | 0 | 0 | 5.994 | 0
18.08. | 11 | 243.1521 |  | 237.1581 | 0 | 0 | 5.994 | 0
18.08. | 12 | 243.1521 |  | 237.1581 | 0 | 0 | 5.994 | 0
18.08. | 13 | 243.1521 |  | 237.1581 | 0 | 0 | 5.994 | 0
18.08. | 14 | 243.1521 |  | 237.1581 | 0 | 0 | 5.994 | 0
18.08. | 15 | 243.1521 |  | 237.1581 | 0 | 0 | 5.994 | 0
18.08. | 16 | 243.1521 |  | 237.1581 | 0 | 0 | 5.994 | 0
18.08. | 17 | 243.1521 |  | 237.1581 | 0 | 0 | 5.994 | 0
18.08. | 18 | 243.1521 |  | 237.1581 | 0 | 0 | 5.994 | 0
18.08. | 19 | 243.1521 |  | 237.1581 | 0 | 0 | 5.994 | 0
18.08. | 20 | 243.1521 |  | 237.1581 | 0 | 0 | 5.994 | 0
18.08. | 21 | 243.1521 |  | 237.1581 | 0 | 0 | 5.994 | 0
18.08. | 22 | 243.1521 |  | 237.1581 | 0 | 0 | 5.994 | 0
18.08. | 23 | 243.1521 |  | 237.1581 | 0 | 0 | 5.994 | 0
18.08. | 24 | 243.1521 |  | 237.1581 | 0 | 0 | 5.994 | 0
19.08. | 1 | 243.1521 |  | 237.1581 | 0 | 0 | 5.994 | 0
19.08. | 2 | 243.1521 |  | 237.1581 | 0 | 0 | 5.994 | 0
19.08. | 3 | 243.1521 |  | 237.1581 | 0 | 0 | 5.994 | 0
19.08. | 4 | 243.1521 |  | 237.1581 | 0 | 0 | 5.994 | 0
19.08. | 5 | 243.1521 |  | 237.1581 | 0 | 0 | 5.994 | 0
19.08. | 6 | 243.1521 |  | 237.1581 | 0 | 0 | 5.994 | 0
19.08. | 7 | 243.1521 |  | 237.1581 | 0 | 0 | 5.994 | 0
19.08. | 8 | 243.1521 |  | 237.1581 | 0 | 0 | 5.994 | 0
19.08. | 9 | 243.1521 |  | 237.1581 | 0 | 0 | 5.994 | 0
19.08. | 10 | 243.1521 |  | 237.1581 | 0 | 0 | 5.994 | 0
19.08. | 11 | 243.1521 |  | 237.1581 | 0 | 0 | 5.994 | 0
19.08. | 12 | 243.1521 |  | 237.1581 | 0 | 0 | 5.994 | 0
19.08. | 13 | 243.1521 |  | 237.1581 | 0 | 0 | 5.994 | 0
19.08. | 14 | 243.1521 |  | 237.1581 | 0 | 0 | 5.994 | 0
19.08. | 15 | 243.1521 |  | 237.1581 | 0 | 0 | 5.994 | 0
19.08. | 16 | 243.1521 |  | 237.1581 | 0 | 0 | 5.994 | 0
19.08. | 17 | 243.1521 |  | 237.1581 | 0 | 0 | 5.994 | 0
19.08. | 18 | 243.1521 |  | 237.1581 | 0 | 0 | 5.994 | 0
19.08. | 19 | 243.1521 |  | 237.1581 | 0 | 0 | 5.994 | 0
19.08. | 20 | 243.1521 |  | 237.1581 | 0 | 0 | 5.994 | 0
19.08. | 21 | 243.1521 |  | 237.1581 | 0 | 0 | 5.994 | 0
19.08. | 22 | 243.1521 |  | 237.1581 | 0 | 0 | 5.994 | 0
19.08. | 23 | 243.1521 |  | 237.1581 | 0 | 0 | 5.994 | 0
19.08. | 24 | 243.1521 |  | 237.1581 | 0 | 0 | 5.994 | 0
20.08. | 1 | 243.1521 |  | 237.1581 | 0 | 0 | 5.994 | 0
20.08. | 2 | 243.1521 |  | 237.1581 | 0 | 0 | 5.994 | 0
20.08. | 3 | 243.1521 |  | 237.1581 | 0 | 0 | 5.994 | 0
20.08. | 4 | 243.1521 |  | 237.1581 | 0 | 0 | 5.994 | 0
20.08. | 5 | 243.1521 |  | 237.1581 | 0 | 0 | 5.994 | 0
20.08. | 6 | 243.1521 |  | 237.1581 | 0 | 0 | 5.994 | 0
20.08. | 7 | 243.1521 |  | 237.1581 | 0 | 0 | 5.994 | 0
20.08. | 8 | 243.1521 |  | 237.1581 | 0 | 0 | 5.994 | 0
20.08. | 9 | 243.1521 |  | 237.1581 | 0 | 0 | 5.994 | 0
20.08. | 10 | 243.1521 |  | 237.1581 | 0 | 0 | 5.994 | 0
20.08. | 11 | 243.1521 |  | 237.1581 | 0 | 0 | 5.994 | 0
20.08. | 12 | 243.1521 |  | 237.1581 | 0 | 0 | 5.994 | 0
20.08. | 13 | 243.1521 |  | 237.1581 | 0 | 0 | 5.994 | 0
20.08. | 14 | 243.1521 |  | 237.1581 | 0 | 0 | 5.994 | 0
20.08. | 15 | 243.1521 |  | 237.1581 | 0 | 0 | 5.994 | 0
20.08. | 16 | 243.1521 |  | 237.1581 | 0 | 0 | 5.994 | 0
20.08. | 17 | 243.1521 |  | 237.1581 | 0 | 0 | 5.994 | 0
20.08. | 18 | 243.1521 |  | 237.1581 | 0 | 0 | 5.994 | 0
20.08. | 19 | 243.1521 |  | 237.1581 | 0 | 0 | 5.994 | 0
20.08. | 20 | 243.1521 |  | 237.1581 | 0 | 0 | 5.994 | 0
20.08. | 21 | 243.1521 |  | 237.1581 | 0 | 0 | 5.994 | 0
20.08. | 22 | 243.1521 |  | 237.1581 | 0 | 0 | 5.994 | 0
20.08. | 23 | 243.1521 |  | 237.1581 | 0 | 0 | 5.994 | 0
20.08. | 24 | 243.1521 |  | 237.1581 | 0 | 0 | 5.994 | 0
21.08. | 1 | 243.1521 |  | 237.1581 | 0 | 0 | 5.994 | 0
21.08. | 2 | 243.1521 |  | 237.1581 | 0 | 0 | 5.994 | 0
21.08. | 3 | 243.1521 |  | 237.1581 | 0 | 0 | 5.994 | 0
21.08. | 4 | 243.1521 |  | 237.1581 | 0 | 0 | 5.994 | 0
21.08. | 5 | 243.1521 |  | 237.1581 | 0 | 0 | 5.994 | 0
21.08. | 6 | 243.1521 |  | 237.1581 | 0 | 0 | 5.994 | 0
21.08. | 7 | 243.1521 |  | 237.1581 | 0 | 0 | 5.994 | 0
21.08. | 8 | 243.1521 |  | 237.1581 | 0 | 0 | 5.994 | 0
21.08. | 9 | 243.1521 |  | 237.1581 | 0 | 0 | 5.994 | 0
21.08. | 10 | 243.1521 |  | 237.1581 | 0 | 0 | 5.994 | 0
21.08. | 11 | 243.1521 |  | 237.1581 | 0 | 0 | 5.994 | 0
21.08. | 12 | 243.1521 |  | 237.1581 | 0 | 0 | 5.994 | 0
21.08. | 13 | 243.1521 |  | 237.1581 | 0 | 0 | 5.994 | 0
21.08. | 14 | 243.1521 |  | 237.1581 | 0 | 0 | 5.994 | 0
21.08. | 15 | 243.1521 |  | 237.1581 | 0 | 0 | 5.994 | 0
21.08. | 16 | 243.1521 |  | 237.1581 | 0 | 0 | 5.994 | 0
21.08. | 17 | 243.1521 |  | 237.1581 | 0 | 0 | 5.994 | 0
21.08. | 18 | 243.1521 |  | 237.1581 | 0 | 0 | 5.994 | 0
21.08. | 19 | 243.1521 |  | 237.1581 | 0 | 0 | 5.994 | 0
21.08. | 20 | 243.1521 |  | 237.1581 | 0 | 0 | 5.994 | 0
21.08. | 21 | 243.1521 |  | 237.1581 | 0 | 0 | 5.994 | 0
21.08. | 22 | 243.1521 |  | 237.1581 | 0 | 0 | 5.994 | 0
21.08. | 23 | 243.1521 |  | 237.1581 | 0 | 0 | 5.994 | 0
21.08. | 24 | 243.1521 |  | 237.1581 | 0 | 0 | 5.994 | 0
22.08. | 1 | 243.1521 |  | 237.1581 | 0 | 0 | 5.994 | 0
22.08. | 2 | 243.1521 |  | 237.1581 | 0 | 0 | 5.994 | 0
22.08. | 3 | 243.1521 |  | 237.1581 | 0 | 0 | 5.994 | 0
22.08. | 4 | 243.1521 |  | 237.1581 | 0 | 0 | 5.994 | 0
22.08. | 5 | 243.1521 |  | 237.1581 | 0 | 0 | 5.994 | 0
22.08. | 6 | 243.1521 |  | 237.1581 | 0 | 0 | 5.994 | 0
22.08. | 7 | 243.1521 |  | 237.1581 | 0 | 0 | 5.994 | 0
22.08. | 8 | 243.1521 |  | 237.1581 | 0 | 0 | 5.994 | 0
22.08. | 9 | 243.1521 |  | 237.1581 | 0 | 0 | 5.994 | 0
22.08. | 10 | 243.1521 |  | 237.1581 | 0 | 0 | 5.994 | 0
22.08. | 11 | 243.1521 |  | 237.1581 | 0 | 0 | 5.994 | 0
22.08. | 12 | 243.1521 |  | 237.1581 | 0 | 0 | 5.994 | 0
22.08. | 13 | 243.1521 |  | 237.1581 | 0 | 0 | 5.994 | 0
22.08. | 14 | 243.1521 |  | 237.1581 | 0 | 0 | 5.994 | 0
22.08. | 15 | 243.1521 |  | 237.1581 | 0 | 0 | 5.994 | 0
22.08. | 16 | 243.1521 |  | 237.1581 | 0 | 0 | 5.994 | 0
22.08. | 17 | 243.1521 |  | 237.1581 | 0 | 0 | 5.994 | 0
22.08. | 18 | 243.1521 |  | 237.1581 | 0 | 0 | 5.994 | 0
22.08. | 19 | 243.1521 |  | 237.1581 | 0 | 0 | 5.994 | 0
22.08. | 20 | 243.1521 |  | 237.1581 | 0 | 0 | 5.994 | 0
22.08. | 21 | 243.1521 |  | 237.1581 | 0 | 0 | 5.994 | 0
22.08. | 22 | 243.1521 |  | 237.1581 | 0 | 0 | 5.994 | 0
22.08. | 23 | 243.1521 |  | 237.1581 | 0 | 0 | 5.994 | 0
22.08. | 24 | 243.1521 |  | 237.1581 | 0 | 0 | 5.994 | 0
23.08. | 1 | 243.1521 |  | 237.1581 | 0 | 0 | 5.994 | 0
23.08. | 2 | 243.1521 |  | 237.1581 | 0 | 0 | 5.994 | 0
23.08. | 3 | 243.1521 |  | 237.1581 | 0 | 0 | 5.994 | 0
23.08. | 4 | 243.1521 |  | 237.1581 | 0 | 0 | 5.994 | 0
23.08. | 5 | 243.1521 |  | 237.1581 | 0 | 0 | 5.994 | 0
23.08. | 6 | 243.1521 |  | 237.1581 | 0 | 0 | 5.994 | 0
23.08. | 7 | 243.1521 |  | 237.1581 | 0 | 0 | 5.994 | 0
23.08. | 8 | 243.1521 |  | 237.1581 | 0 | 0 | 5.994 | 0
23.08. | 9 | 243.1521 |  | 237.1581 | 0 | 0 | 5.994 | 0
23.08. | 10 | 243.1521 |  | 237.1581 | 0 | 0 | 5.994 | 0
23.08. | 11 | 243.1521 |  | 237.1581 | 0 | 0 | 5.994 | 0
23.08. | 12 | 243.1521 |  | 237.1581 | 0 | 0 | 5.994 | 0
23.08. | 13 | 243.1521 |  | 237.1581 | 0 | 0 | 5.994 | 0
23.08. | 14 | 243.1521 |  | 237.1581 | 0 | 0 | 5.994 | 0
23.08. | 15 | 243.1521 |  | 237.1581 | 0 | 0 | 5.994 | 0
23.08. | 16 | 243.1521 |  | 237.1581 | 0 | 0 | 5.994 | 0
23.08. | 17 | 243.1521 |  | 237.1581 | 0 | 0 | 5.994 | 0
23.08. | 18 | 243.1521 |  | 237.1581 | 0 | 0 | 5.994 | 0
23.08. | 19 | 243.1521 |  | 237.1581 | 0 | 0 | 5.994 | 0
23.08. | 20 | 243.1521 |  | 237.1581 | 0 | 0 | 5.994 | 0
23.08. | 21 | 243.1521 |  | 237.1581 | 0 | 0 | 5.994 | 0
23.08. | 22 | 243.1521 |  | 237.1581 | 0 | 0 | 5.994 | 0
23.08. | 23 | 243.1521 |  | 237.1581 | 0 | 0 | 5.994 | 0
23.08. | 24 | 243.1521 |  | 237.1581 | 0 | 0 | 5.994 | 0
24.08. | 1 | 243.1521 |  | 237.1581 | 0 | 0 | 5.994 | 0
24.08. | 2 | 243.1521 |  | 237.1581 | 0 | 0 | 5.994 | 0
24.08. | 3 | 243.1521 |  | 237.1581 | 0 | 0 | 5.994 | 0
24.08. | 4 | 243.1521 |  | 237.1581 | 0 | 0 | 5.994 | 0
24.08. | 5 | 243.1521 |  | 237.1581 | 0 | 0 | 5.994 | 0
24.08. | 6 | 243.1521 |  | 237.1581 | 0 | 0 | 5.994 | 0
24.08. | 7 | 243.1521 |  | 237.1581 | 0 | 0 | 5.994 | 0
24.08. | 8 | 243.1521 |  | 237.1581 | 0 | 0 | 5.994 | 0
24.08. | 9 | 243.1521 |  | 237.1581 | 0 | 0 | 5.994 | 0
24.08. | 10 | 243.1521 |  | 237.1581 | 0 | 0 | 5.994 | 0
24.08. | 11 | 243.1521 |  | 237.1581 | 0 | 0 | 5.994 | 0
24.08. | 12 | 243.1521 |  | 237.1581 | 0 | 0 | 5.994 | 0
24.08. | 13 | 243.1521 |  | 237.1581 | 0 | 0 | 5.994 | 0
24.08. | 14 | 243.1521 |  | 237.1581 | 0 | 0 | 5.994 | 0
24.08. | 15 | 243.1521 |  | 237.1581 | 0 | 0 | 5.994 | 0
24.08. | 16 | 243.1521 |  | 237.1581 | 0 | 0 | 5.994 | 0
24.08. | 17 | 243.1521 |  | 237.1581 | 0 | 0 | 5.994 | 0
24.08. | 18 | 243.1521 |  | 237.1581 | 0 | 0 | 5.994 | 0
24.08. | 19 | 243.1521 |  | 237.1581 | 0 | 0 | 5.994 | 0
24.08. | 20 | 243.1521 |  | 237.1581 | 0 | 0 | 5.994 | 0
24.08. | 21 | 243.1521 |  | 237.1581 | 0 | 0 | 5.994 | 0
24.08. | 22 | 243.1521 |  | 237.1581 | 0 | 0 | 5.994 | 0
24.08. | 23 | 243.1521 |  | 237.1581 | 0 | 0 | 5.994 | 0
24.08. | 24 | 243.1521 |  | 237.1581 | 0 | 0 | 5.994 | 0
25.08. | 1 | 243.1521 |  | 237.1581 | 0 | 0 | 5.994 | 0
25.08. | 2 | 243.1521 |  | 237.1581 | 0 | 0 | 5.994 | 0
25.08. | 3 | 243.1521 |  | 237.1581 | 0 | 0 | 5.994 | 0
25.08. | 4 | 243.1521 |  | 237.1581 | 0 | 0 | 5.994 | 0
25.08. | 5 | 243.1521 |  | 237.1581 | 0 | 0 | 5.994 | 0
25.08. | 6 | 243.1521 |  | 237.1581 | 0 | 0 | 5.994 | 0
25.08. | 7 | 243.1521 |  | 237.1581 | 0 | 0 | 5.994 | 0
25.08. | 8 | 243.1521 |  | 237.1581 | 0 | 0 | 5.994 | 0
25.08. | 9 | 243.1521 |  | 237.1581 | 0 | 0 | 5.994 | 0
25.08. | 10 | 243.1521 |  | 237.1581 | 0 | 0 | 5.994 | 0
25.08. | 11 | 243.1521 |  | 237.1581 | 0 | 0 | 5.994 | 0
25.08. | 12 | 243.1521 |  | 237.1581 | 0 | 0 | 5.994 | 0
25.08. | 13 | 243.1521 |  | 237.1581 | 0 | 0 | 5.994 | 0
25.08. | 14 | 243.1521 |  | 237.1581 | 0 | 0 | 5.994 | 0
25.08. | 15 | 243.1521 |  | 237.1581 | 0 | 0 | 5.994 | 0
25.08. | 16 | 243.1521 |  | 237.1581 | 0 | 0 | 5.994 | 0
25.08. | 17 | 243.1521 |  | 237.1581 | 0 | 0 | 5.994 | 0
25.08. | 18 | 243.1521 |  | 237.1581 | 0 | 0 | 5.994 | 0
25.08. | 19 | 243.1521 |  | 237.1581 | 0 | 0 | 5.994 | 0
25.08. | 20 | 243.1521 |  | 237.1581 | 0 | 0 | 5.994 | 0
25.08. | 21 | 243.1521 |  | 237.1581 | 0 | 0 | 5.994 | 0
25.08. | 22 | 243.1521 |  | 237.1581 | 0 | 0 | 5.994 | 0
25.08. | 23 | 243.1521 |  | 237.1581 | 0 | 0 | 5.994 | 0
25.08. | 24 | 243.1521 |  | 237.1581 | 0 | 0 | 5.994 | 0
26.08. | 1 | 243.1521 |  | 237.1581 | 0 | 0 | 5.994 | 0
26.08. | 2 | 243.1521 |  | 237.1581 | 0 | 0 | 5.994 | 0
26.08. | 3 | 243.1521 |  | 237.1581 | 0 | 0 | 5.994 | 0
26.08. | 4 | 243.1521 |  | 237.1581 | 0 | 0 | 5.994 | 0
26.08. | 5 | 243.1521 |  | 237.1581 | 0 | 0 | 5.994 | 0
26.08. | 6 | 243.1521 |  | 237.1581 | 0 | 0 | 5.994 | 0
26.08. | 7 | 243.1521 |  | 237.1581 | 0 | 0 | 5.994 | 0
26.08. | 8 | 243.1521 |  | 237.1581 | 0 | 0 | 5.994 | 0
26.08. | 9 | 243.1521 |  | 237.1581 | 0 | 0 | 5.994 | 0
26.08. | 10 | 243.1521 |  | 237.1581 | 0 | 0 | 5.994 | 0
26.08. | 11 | 243.1521 |  | 237.1581 | 0 | 0 | 5.994 | 0
26.08. | 12 | 243.1521 |  | 237.1581 | 0 | 0 | 5.994 | 0
26.08. | 13 | 243.1521 |  | 237.1581 | 0 | 0 | 5.994 | 0
26.08. | 14 | 243.1521 |  | 237.1581 | 0 | 0 | 5.994 | 0
26.08. | 15 | 243.1521 |  | 237.1581 | 0 | 0 | 5.994 | 0
26.08. | 16 | 243.1521 |  | 237.1581 | 0 | 0 | 5.994 | 0
26.08. | 17 | 243.1521 |  | 237.1581 | 0 | 0 | 5.994 | 0
26.08. | 18 | 243.1521 |  | 237.1581 | 0 | 0 | 5.994 | 0
26.08. | 19 | 243.1521 |  | 237.1581 | 0 | 0 | 5.994 | 0
26.08. | 20 | 243.1521 |  | 237.1581 | 0 | 0 | 5.994 | 0
26.08. | 21 | 243.1521 |  | 237.1581 | 0 | 0 | 5.994 | 0
26.08. | 22 | 243.1521 |  | 237.1581 | 0 | 0 | 5.994 | 0
26.08. | 23 | 243.1521 |  | 237.1581 | 0 | 0 | 5.994 | 0
26.08. | 24 | 243.1521 |  | 237.1581 | 0 | 0 | 5.994 | 0
27.08. | 1 | 243.1521 |  | 237.1581 | 0 | 0 | 5.994 | 0
27.08. | 2 | 243.1521 |  | 237.1581 | 0 | 0 | 5.994 | 0
27.08. | 3 | 243.1521 |  | 237.1581 | 0 | 0 | 5.994 | 0
27.08. | 4 | 243.1521 |  | 237.1581 | 0 | 0 | 5.994 | 0
27.08. | 5 | 243.1521 |  | 237.1581 | 0 | 0 | 5.994 | 0
27.08. | 6 | 243.1521 |  | 237.1581 | 0 | 0 | 5.994 | 0
27.08. | 7 | 243.1521 |  | 237.1581 | 0 | 0 | 5.994 | 0
27.08. | 8 | 243.1521 |  | 237.1581 | 0 | 0 | 5.994 | 0
27.08. | 9 | 243.1521 |  | 237.1581 | 0 | 0 | 5.994 | 0
27.08. | 10 | 243.1521 |  | 237.1581 | 0 | 0 | 5.994 | 0
27.08. | 11 | 243.1521 |  | 237.1581 | 0 | 0 | 5.994 | 0
27.08. | 12 | 243.1521 |  | 237.1581 | 0 | 0 | 5.994 | 0
27.08. | 13 | 243.1521 |  | 237.1581 | 0 | 0 | 5.994 | 0
27.08. | 14 | 243.1521 |  | 237.1581 | 0 | 0 | 5.994 | 0
27.08. | 15 | 243.1521 |  | 237.1581 | 0 | 0 | 5.994 | 0
27.08. | 16 | 243.1521 |  | 237.1581 | 0 | 0 | 5.994 | 0
27.08. | 17 | 243.1521 |  | 237.1581 | 0 | 0 | 5.994 | 0
27.08. | 18 | 243.1521 |  | 237.1581 | 0 | 0 | 5.994 | 0
27.08. | 19 | 243.1521 |  | 237.1581 | 0 | 0 | 5.994 | 0
27.08. | 20 | 243.1521 |  | 237.1581 | 0 | 0 | 5.994 | 0
27.08. | 21 | 243.1521 |  | 237.1581 | 0 | 0 | 5.994 | 0
27.08. | 22 | 243.1521 |  | 237.1581 | 0 | 0 | 5.994 | 0
27.08. | 23 | 243.1521 |  | 237.1581 | 0 | 0 | 5.994 | 0
27.08. | 24 | 243.1521 |  | 237.1581 | 0 | 0 | 5.994 | 0
28.08. | 1 | 243.1521 |  | 237.1581 | 0 | 0 | 5.994 | 0
28.08. | 2 | 243.1521 |  | 237.1581 | 0 | 0 | 5.994 | 0
28.08. | 3 | 243.1521 |  | 237.1581 | 0 | 0 | 5.994 | 0
28.08. | 4 | 243.1521 |  | 237.1581 | 0 | 0 | 5.994 | 0
28.08. | 5 | 243.1521 |  | 237.1581 | 0 | 0 | 5.994 | 0
28.08. | 6 | 243.1521 |  | 237.1581 | 0 | 0 | 5.994 | 0
28.08. | 7 | 243.1521 |  | 237.1581 | 0 | 0 | 5.994 | 0
28.08. | 8 | 243.1521 |  | 237.1581 | 0 | 0 | 5.994 | 0
28.08. | 9 | 243.1521 |  | 237.1581 | 0 | 0 | 5.994 | 0
28.08. | 10 | 243.1521 |  | 237.1581 | 0 | 0 | 5.994 | 0
28.08. | 11 | 243.1521 |  | 237.1581 | 0 | 0 | 5.994 | 0
28.08. | 12 | 243.1521 |  | 237.1581 | 0 | 0 | 5.994 | 0
28.08. | 13 | 243.1521 |  | 237.1581 | 0 | 0 | 5.994 | 0
28.08. | 14 | 243.1521 |  | 237.1581 | 0 | 0 | 5.994 | 0
28.08. | 15 | 243.1521 |  | 237.1581 | 0 | 0 | 5.994 | 0
28.08. | 16 | 243.1521 |  | 237.1581 | 0 | 0 | 5.994 | 0
28.08. | 17 | 243.1521 |  | 237.1581 | 0 | 0 | 5.994 | 0
28.08. | 18 | 243.1521 |  | 237.1581 | 0 | 0 | 5.994 | 0
28.08. | 19 | 243.1521 |  | 237.1581 | 0 | 0 | 5.994 | 0
28.08. | 20 | 243.1521 |  | 237.1581 | 0 | 0 | 5.994 | 0
28.08. | 21 | 243.1521 |  | 237.1581 | 0 | 0 | 5.994 | 0
28.08. | 22 | 243.1521 |  | 237.1581 | 0 | 0 | 5.994 | 0
28.08. | 23 | 243.1521 |  | 237.1581 | 0 | 0 | 5.994 | 0
28.08. | 24 | 243.1521 |  | 237.1581 | 0 | 0 | 5.994 | 0
29.08. | 1 | 243.1521 |  | 237.1581 | 0 | 0 | 5.994 | 0
29.08. | 2 | 243.1521 |  | 237.1581 | 0 | 0 | 5.994 | 0
29.08. | 3 | 243.1521 |  | 237.1581 | 0 | 0 | 5.994 | 0
29.08. | 4 | 243.1521 |  | 237.1581 | 0 | 0 | 5.994 | 0
29.08. | 5 | 243.1521 |  | 237.1581 | 0 | 0 | 5.994 | 0
29.08. | 6 | 243.1521 |  | 237.1581 | 0 | 0 | 5.994 | 0
29.08. | 7 | 243.1521 |  | 237.1581 | 0 | 0 | 5.994 | 0
29.08. | 8 | 243.1521 |  | 237.1581 | 0 | 0 | 5.994 | 0
29.08. | 9 | 243.1521 |  | 237.1581 | 0 | 0 | 5.994 | 0
29.08. | 10 | 243.1521 |  | 237.1581 | 0 | 0 | 5.994 | 0
29.08. | 11 | 243.1521 |  | 237.1581 | 0 | 0 | 5.994 | 0
29.08. | 12 | 243.1521 |  | 237.1581 | 0 | 0 | 5.994 | 0
29.08. | 13 | 243.1521 |  | 237.1581 | 0 | 0 | 5.994 | 0
29.08. | 14 | 243.1521 |  | 237.1581 | 0 | 0 | 5.994 | 0
29.08. | 15 | 243.1521 |  | 237.1581 | 0 | 0 | 5.994 | 0
29.08. | 16 | 243.1521 |  | 237.1581 | 0 | 0 | 5.994 | 0
29.08. | 17 | 243.1521 |  | 237.1581 | 0 | 0 | 5.994 | 0
29.08. | 18 | 243.1521 |  | 237.1581 | 0 | 0 | 5.994 | 0
29.08. | 19 | 243.1521 |  | 237.1581 | 0 | 0 | 5.994 | 0
29.08. | 20 | 243.1521 |  | 237.1581 | 0 | 0 | 5.994 | 0
29.08. | 21 | 243.1521 |  | 237.1581 | 0 | 0 | 5.994 | 0
29.08. | 22 | 243.1521 |  | 237.1581 | 0 | 0 | 5.994 | 0
29.08. | 23 | 243.1521 |  | 237.1581 | 0 | 0 | 5.994 | 0
29.08. | 24 | 243.1521 |  | 237.1581 | 0 | 0 | 5.994 | 0
30.08. | 1 | 243.1521 |  | 237.1581 | 0 | 0 | 5.994 | 0
30.08. | 2 | 243.1521 |  | 237.1581 | 0 | 0 | 5.994 | 0
30.08. | 3 | 243.1521 |  | 237.1581 | 0 | 0 | 5.994 | 0
30.08. | 4 | 243.1521 |  | 237.1581 | 0 | 0 | 5.994 | 0
30.08. | 5 | 243.1521 |  | 237.1581 | 0 | 0 | 5.994 | 0
30.08. | 6 | 243.1521 |  | 237.1581 | 0 | 0 | 5.994 | 0
30.08. | 7 | 243.1521 |  | 237.1581 | 0 | 0 | 5.994 | 0
30.08. | 8 | 243.1521 |  | 237.1581 | 0 | 0 | 5.994 | 0
30.08. | 9 | 243.1521 |  | 237.1581 | 0 | 0 | 5.994 | 0
30.08. | 10 | 243.1521 |  | 237.1581 | 0 | 0 | 5.994 | 0
30.08. | 11 | 243.1521 |  | 237.1581 | 0 | 0 | 5.994 | 0
30.08. | 12 | 243.1521 |  | 237.1581 | 0 | 0 | 5.994 | 0
30.08. | 13 | 243.1521 |  | 237.1581 | 0 | 0 | 5.994 | 0
30.08. | 14 | 243.1521 |  | 237.1581 | 0 | 0 | 5.994 | 0
30.08. | 15 | 243.1521 |  | 237.1581 | 0 | 0 | 5.994 | 0
30.08. | 16 | 243.1521 |  | 237.1581 | 0 | 0 | 5.994 | 0
30.08. | 17 | 243.1521 |  | 237.1581 | 0 | 0 | 5.994 | 0
30.08. | 18 | 243.1521 |  | 237.1581 | 0 | 0 | 5.994 | 0
30.08. | 19 | 243.1521 |  | 237.1581 | 0 | 0 | 5.994 | 0
30.08. | 20 | 243.1521 |  | 237.1581 | 0 | 0 | 5.994 | 0
30.08. | 21 | 243.1521 |  | 237.1581 | 0 | 0 | 5.994 | 0
30.08. | 22 | 243.1521 |  | 237.1581 | 0 | 0 | 5.994 | 0
30.08. | 23 | 243.1521 |  | 237.1581 | 0 | 0 | 5.994 | 0
30.08. | 24 | 243.1521 |  | 237.1581 | 0 | 0 | 5.994 | 0
31.08. | 1 | 243.1521 |  | 237.1581 | 0 | 0 | 5.994 | 0
31.08. | 2 | 243.1521 |  | 237.1581 | 0 | 0 | 5.994 | 0
31.08. | 3 | 243.1521 |  | 237.1581 | 0 | 0 | 5.994 | 0
31.08. | 4 | 243.1521 |  | 237.1581 | 0 | 0 | 5.994 | 0
31.08. | 5 | 243.1521 |  | 237.1581 | 0 | 0 | 5.994 | 0
31.08. | 6 | 243.1521 |  | 237.1581 | 0 | 0 | 5.994 | 0
31.08. | 7 | 243.1521 |  | 237.1581 | 0 | 0 | 5.994 | 0
31.08. | 8 | 243.1521 |  | 237.1581 | 0 | 0 | 5.994 | 0
31.08. | 9 | 243.1521 |  | 237.1581 | 0 | 0 | 5.994 | 0
31.08. | 10 | 243.1521 |  | 237.1581 | 0 | 0 | 5.994 | 0
31.08. | 11 | 243.1521 |  | 237.1581 | 0 | 0 | 5.994 | 0
31.08. | 12 | 243.1521 |  | 237.1581 | 0 | 0 | 5.994 | 0
31.08. | 13 | 243.1521 |  | 237.1581 | 0 | 0 | 5.994 | 0
31.08. | 14 | 243.1521 |  | 237.1581 | 0 | 0 | 5.994 | 0
31.08. | 15 | 243.1521 |  | 237.1581 | 0 | 0 | 5.994 | 0
31.08. | 16 | 243.1521 |  | 237.1581 | 0 | 0 | 5.994 | 0
31.08. | 17 | 243.1521 |  | 237.1581 | 0 | 0 | 5.994 | 0
31.08. | 18 | 243.1521 |  | 237.1581 | 0 | 0 | 5.994 | 0
31.08. | 19 | 243.1521 |  | 237.1581 | 0 | 0 | 5.994 | 0
31.08. | 20 | 243.1521 |  | 237.1581 | 0 | 0 | 5.994 | 0
31.08. | 21 | 243.1521 |  | 237.1581 | 0 | 0 | 5.994 | 0
31.08. | 22 | 243.1521 |  | 237.1581 | 0 | 0 | 5.994 | 0
31.08. | 23 | 243.1521 |  | 237.1581 | 0 | 0 | 5.994 | 0
31.08. | 24 | 243.1521 |  | 237.1581 | 0 | 0 | 5.994 | 0
01.09. | 1 | 243.6516 |  | 237.1581 | 0 | 0 | 6.4935 | 0
01.09. | 2 | 243.6516 |  | 237.1581 | 0 | 0 | 6.4935 | 0
01.09. | 3 | 243.6516 |  | 237.1581 | 0 | 0 | 6.4935 | 0
01.09. | 4 | 243.6516 |  | 237.1581 | 0 | 0 | 6.4935 | 0
01.09. | 5 | 243.6516 |  | 237.1581 | 0 | 0 | 6.4935 | 0
01.09. | 6 | 243.6516 |  | 237.1581 | 0 | 0 | 6.4935 | 0
01.09. | 7 | 243.6516 |  | 237.1581 | 0 | 0 | 6.4935 | 0
01.09. | 8 | 243.6516 |  | 237.1581 | 0 | 0 | 6.4935 | 0
01.09. | 9 | 243.6516 |  | 237.1581 | 0 | 0 | 6.4935 | 0
01.09. | 10 | 243.6516 |  | 237.1581 | 0 | 0 | 6.4935 | 0
01.09. | 11 | 243.6516 |  | 237.1581 | 0 | 0 | 6.4935 | 0
01.09. | 12 | 243.6516 |  | 237.1581 | 0 | 0 | 6.4935 | 0
01.09. | 13 | 243.6516 |  | 237.1581 | 0 | 0 | 6.4935 | 0
01.09. | 14 | 243.6516 |  | 237.1581 | 0 | 0 | 6.4935 | 0
01.09. | 15 | 243.6516 |  | 237.1581 | 0 | 0 | 6.4935 | 0
01.09. | 16 | 243.6516 |  | 237.1581 | 0 | 0 | 6.4935 | 0
01.09. | 17 | 243.6516 |  | 237.1581 | 0 | 0 | 6.4935 | 0
01.09. | 18 | 243.6516 |  | 237.1581 | 0 | 0 | 6.4935 | 0
01.09. | 19 | 243.6516 |  | 237.1581 | 0 | 0 | 6.4935 | 0
01.09. | 20 | 243.6516 |  | 237.1581 | 0 | 0 | 6.4935 | 0
01.09. | 21 | 243.6516 |  | 237.1581 | 0 | 0 | 6.4935 | 0
01.09. | 22 | 243.6516 |  | 237.1581 | 0 | 0 | 6.4935 | 0
01.09. | 23 | 243.6516 |  | 237.1581 | 0 | 0 | 6.4935 | 0
01.09. | 24 | 243.6516 |  | 237.1581 | 0 | 0 | 6.4935 | 0
02.09. | 1 | 243.6516 |  | 237.1581 | 0 | 0 | 6.4935 | 0
02.09. | 2 | 243.6516 |  | 237.1581 | 0 | 0 | 6.4935 | 0
02.09. | 3 | 243.6516 |  | 237.1581 | 0 | 0 | 6.4935 | 0
02.09. | 4 | 243.6516 |  | 237.1581 | 0 | 0 | 6.4935 | 0
02.09. | 5 | 243.6516 |  | 237.1581 | 0 | 0 | 6.4935 | 0
02.09. | 6 | 243.6516 |  | 237.1581 | 0 | 0 | 6.4935 | 0
02.09. | 7 | 243.6516 |  | 237.1581 | 0 | 0 | 6.4935 | 0
02.09. | 8 | 243.6516 |  | 237.1581 | 0 | 0 | 6.4935 | 0
02.09. | 9 | 243.6516 |  | 237.1581 | 0 | 0 | 6.4935 | 0
02.09. | 10 | 243.6516 |  | 237.1581 | 0 | 0 | 6.4935 | 0
02.09. | 11 | 243.6516 |  | 237.1581 | 0 | 0 | 6.4935 | 0
02.09. | 12 | 243.6516 |  | 237.1581 | 0 | 0 | 6.4935 | 0
02.09. | 13 | 243.6516 |  | 237.1581 | 0 | 0 | 6.4935 | 0
02.09. | 14 | 243.6516 |  | 237.1581 | 0 | 0 | 6.4935 | 0
02.09. | 15 | 243.6516 |  | 237.1581 | 0 | 0 | 6.4935 | 0
02.09. | 16 | 243.6516 |  | 237.1581 | 0 | 0 | 6.4935 | 0
02.09. | 17 | 243.6516 |  | 237.1581 | 0 | 0 | 6.4935 | 0
02.09. | 18 | 243.6516 |  | 237.1581 | 0 | 0 | 6.4935 | 0
02.09. | 19 | 243.6516 |  | 237.1581 | 0 | 0 | 6.4935 | 0
02.09. | 20 | 243.6516 |  | 237.1581 | 0 | 0 | 6.4935 | 0
02.09. | 21 | 243.6516 |  | 237.1581 | 0 | 0 | 6.4935 | 0
02.09. | 22 | 243.6516 |  | 237.1581 | 0 | 0 | 6.4935 | 0
02.09. | 23 | 243.6516 |  | 237.1581 | 0 | 0 | 6.4935 | 0
02.09. | 24 | 243.6516 |  | 237.1581 | 0 | 0 | 6.4935 | 0
03.09. | 1 | 243.6516 |  | 237.1581 | 0 | 0 | 6.4935 | 0
03.09. | 2 | 243.6516 |  | 237.1581 | 0 | 0 | 6.4935 | 0
03.09. | 3 | 243.6516 |  | 237.1581 | 0 | 0 | 6.4935 | 0
03.09. | 4 | 243.6516 |  | 237.1581 | 0 | 0 | 6.4935 | 0
03.09. | 5 | 243.6516 |  | 237.1581 | 0 | 0 | 6.4935 | 0
03.09. | 6 | 243.6516 |  | 237.1581 | 0 | 0 | 6.4935 | 0
03.09. | 7 | 243.6516 |  | 237.1581 | 0 | 0 | 6.4935 | 0
03.09. | 8 | 243.6516 |  | 237.1581 | 0 | 0 | 6.4935 | 0
03.09. | 9 | 243.6516 |  | 237.1581 | 0 | 0 | 6.4935 | 0
03.09. | 10 | 243.6516 |  | 237.1581 | 0 | 0 | 6.4935 | 0
03.09. | 11 | 243.6516 |  | 237.1581 | 0 | 0 | 6.4935 | 0
03.09. | 12 | 243.6516 |  | 237.1581 | 0 | 0 | 6.4935 | 0
03.09. | 13 | 243.6516 |  | 237.1581 | 0 | 0 | 6.4935 | 0
03.09. | 14 | 243.6516 |  | 237.1581 | 0 | 0 | 6.4935 | 0
03.09. | 15 | 243.6516 |  | 237.1581 | 0 | 0 | 6.4935 | 0
03.09. | 16 | 243.6516 |  | 237.1581 | 0 | 0 | 6.4935 | 0
03.09. | 17 | 243.6516 |  | 237.1581 | 0 | 0 | 6.4935 | 0
03.09. | 18 | 243.6516 |  | 237.1581 | 0 | 0 | 6.4935 | 0
03.09. | 19 | 243.6516 |  | 237.1581 | 0 | 0 | 6.4935 | 0
03.09. | 20 | 243.6516 |  | 237.1581 | 0 | 0 | 6.4935 | 0
03.09. | 21 | 243.6516 |  | 237.1581 | 0 | 0 | 6.4935 | 0
03.09. | 22 | 243.6516 |  | 237.1581 | 0 | 0 | 6.4935 | 0
03.09. | 23 | 243.6516 |  | 237.1581 | 0 | 0 | 6.4935 | 0
03.09. | 24 | 243.6516 |  | 237.1581 | 0 | 0 | 6.4935 | 0
04.09. | 1 | 243.6516 |  | 237.1581 | 0 | 0 | 6.4935 | 0
04.09. | 2 | 243.6516 |  | 237.1581 | 0 | 0 | 6.4935 | 0
04.09. | 3 | 243.6516 |  | 237.1581 | 0 | 0 | 6.4935 | 0
04.09. | 4 | 243.6516 |  | 237.1581 | 0 | 0 | 6.4935 | 0
04.09. | 5 | 243.6516 |  | 237.1581 | 0 | 0 | 6.4935 | 0
04.09. | 6 | 243.6516 |  | 237.1581 | 0 | 0 | 6.4935 | 0
04.09. | 7 | 243.6516 |  | 237.1581 | 0 | 0 | 6.4935 | 0
04.09. | 8 | 243.6516 |  | 237.1581 | 0 | 0 | 6.4935 | 0
04.09. | 9 | 243.6516 |  | 237.1581 | 0 | 0 | 6.4935 | 0
04.09. | 10 | 243.6516 |  | 237.1581 | 0 | 0 | 6.4935 | 0
04.09. | 11 | 243.6516 |  | 237.1581 | 0 | 0 | 6.4935 | 0
04.09. | 12 | 243.6516 |  | 237.1581 | 0 | 0 | 6.4935 | 0
04.09. | 13 | 243.6516 |  | 237.1581 | 0 | 0 | 6.4935 | 0
04.09. | 14 | 243.6516 |  | 237.1581 | 0 | 0 | 6.4935 | 0
04.09. | 15 | 243.6516 |  | 237.1581 | 0 | 0 | 6.4935 | 0
04.09. | 16 | 243.6516 |  | 237.1581 | 0 | 0 | 6.4935 | 0
04.09. | 17 | 243.6516 |  | 237.1581 | 0 | 0 | 6.4935 | 0
04.09. | 18 | 243.6516 |  | 237.1581 | 0 | 0 | 6.4935 | 0
04.09. | 19 | 243.6516 |  | 237.1581 | 0 | 0 | 6.4935 | 0
04.09. | 20 | 243.6516 |  | 237.1581 | 0 | 0 | 6.4935 | 0
04.09. | 21 | 243.6516 |  | 237.1581 | 0 | 0 | 6.4935 | 0
04.09. | 22 | 243.6516 |  | 237.1581 | 0 | 0 | 6.4935 | 0
04.09. | 23 | 243.6516 |  | 237.1581 | 0 | 0 | 6.4935 | 0
04.09. | 24 | 243.6516 |  | 237.1581 | 0 | 0 | 6.4935 | 0
05.09. | 1 | 243.6516 |  | 237.1581 | 0 | 0 | 6.4935 | 0
05.09. | 2 | 243.6516 |  | 237.1581 | 0 | 0 | 6.4935 | 0
05.09. | 3 | 243.6516 |  | 237.1581 | 0 | 0 | 6.4935 | 0
05.09. | 4 | 243.6516 |  | 237.1581 | 0 | 0 | 6.4935 | 0
05.09. | 5 | 243.6516 |  | 237.1581 | 0 | 0 | 6.4935 | 0
05.09. | 6 | 243.6516 |  | 237.1581 | 0 | 0 | 6.4935 | 0
05.09. | 7 | 243.6516 |  | 237.1581 | 0 | 0 | 6.4935 | 0
05.09. | 8 | 243.6516 |  | 237.1581 | 0 | 0 | 6.4935 | 0
05.09. | 9 | 243.6516 |  | 237.1581 | 0 | 0 | 6.4935 | 0
05.09. | 10 | 243.6516 |  | 237.1581 | 0 | 0 | 6.4935 | 0
05.09. | 11 | 243.6516 |  | 237.1581 | 0 | 0 | 6.4935 | 0
05.09. | 12 | 243.6516 |  | 237.1581 | 0 | 0 | 6.4935 | 0
05.09. | 13 | 243.6516 |  | 237.1581 | 0 | 0 | 6.4935 | 0
05.09. | 14 | 243.6516 |  | 237.1581 | 0 | 0 | 6.4935 | 0
05.09. | 15 | 243.6516 |  | 237.1581 | 0 | 0 | 6.4935 | 0
05.09. | 16 | 243.6516 |  | 237.1581 | 0 | 0 | 6.4935 | 0
05.09. | 17 | 243.6516 |  | 237.1581 | 0 | 0 | 6.4935 | 0
05.09. | 18 | 243.6516 |  | 237.1581 | 0 | 0 | 6.4935 | 0
05.09. | 19 | 243.6516 |  | 237.1581 | 0 | 0 | 6.4935 | 0
05.09. | 20 | 243.6516 |  | 237.1581 | 0 | 0 | 6.4935 | 0
05.09. | 21 | 243.6516 |  | 237.1581 | 0 | 0 | 6.4935 | 0
05.09. | 22 | 243.6516 |  | 237.1581 | 0 | 0 | 6.4935 | 0
05.09. | 23 | 243.6516 |  | 237.1581 | 0 | 0 | 6.4935 | 0
05.09. | 24 | 243.6516 |  | 237.1581 | 0 | 0 | 6.4935 | 0
06.09. | 1 | 243.6516 |  | 237.1581 | 0 | 0 | 6.4935 | 0
06.09. | 2 | 243.6516 |  | 237.1581 | 0 | 0 | 6.4935 | 0
06.09. | 3 | 243.6516 |  | 237.1581 | 0 | 0 | 6.4935 | 0
06.09. | 4 | 243.6516 |  | 237.1581 | 0 | 0 | 6.4935 | 0
06.09. | 5 | 243.6516 |  | 237.1581 | 0 | 0 | 6.4935 | 0
06.09. | 6 | 243.6516 |  | 237.1581 | 0 | 0 | 6.4935 | 0
06.09. | 7 | 243.6516 |  | 237.1581 | 0 | 0 | 6.4935 | 0
06.09. | 8 | 243.6516 |  | 237.1581 | 0 | 0 | 6.4935 | 0
06.09. | 9 | 243.6516 |  | 237.1581 | 0 | 0 | 6.4935 | 0
06.09. | 10 | 243.6516 |  | 237.1581 | 0 | 0 | 6.4935 | 0
06.09. | 11 | 243.6516 |  | 237.1581 | 0 | 0 | 6.4935 | 0
06.09. | 12 | 243.6516 |  | 237.1581 | 0 | 0 | 6.4935 | 0
06.09. | 13 | 243.6516 |  | 237.1581 | 0 | 0 | 6.4935 | 0
06.09. | 14 | 243.6516 |  | 237.1581 | 0 | 0 | 6.4935 | 0
06.09. | 15 | 243.6516 |  | 237.1581 | 0 | 0 | 6.4935 | 0
06.09. | 16 | 243.6516 |  | 237.1581 | 0 | 0 | 6.4935 | 0
06.09. | 17 | 243.6516 |  | 237.1581 | 0 | 0 | 6.4935 | 0
06.09. | 18 | 243.6516 |  | 237.1581 | 0 | 0 | 6.4935 | 0
06.09. | 19 | 243.6516 |  | 237.1581 | 0 | 0 | 6.4935 | 0
06.09. | 20 | 243.6516 |  | 237.1581 | 0 | 0 | 6.4935 | 0
06.09. | 21 | 243.6516 |  | 237.1581 | 0 | 0 | 6.4935 | 0
06.09. | 22 | 243.6516 |  | 237.1581 | 0 | 0 | 6.4935 | 0
06.09. | 23 | 243.6516 |  | 237.1581 | 0 | 0 | 6.4935 | 0
06.09. | 24 | 243.6516 |  | 237.1581 | 0 | 0 | 6.4935 | 0
07.09. | 1 | 243.6516 |  | 237.1581 | 0 | 0 | 6.4935 | 0
07.09. | 2 | 243.6516 |  | 237.1581 | 0 | 0 | 6.4935 | 0
07.09. | 3 | 243.6516 |  | 237.1581 | 0 | 0 | 6.4935 | 0
07.09. | 4 | 243.6516 |  | 237.1581 | 0 | 0 | 6.4935 | 0
07.09. | 5 | 243.6516 |  | 237.1581 | 0 | 0 | 6.4935 | 0
07.09. | 6 | 243.6516 |  | 237.1581 | 0 | 0 | 6.4935 | 0
07.09. | 7 | 243.6516 |  | 237.1581 | 0 | 0 | 6.4935 | 0
07.09. | 8 | 243.6516 |  | 237.1581 | 0 | 0 | 6.4935 | 0
07.09. | 9 | 243.6516 |  | 237.1581 | 0 | 0 | 6.4935 | 0
07.09. | 10 | 243.6516 |  | 237.1581 | 0 | 0 | 6.4935 | 0
07.09. | 11 | 243.6516 |  | 237.1581 | 0 | 0 | 6.4935 | 0
07.09. | 12 | 243.6516 |  | 237.1581 | 0 | 0 | 6.4935 | 0
07.09. | 13 | 243.6516 |  | 237.1581 | 0 | 0 | 6.4935 | 0
07.09. | 14 | 243.6516 |  | 237.1581 | 0 | 0 | 6.4935 | 0
07.09. | 15 | 243.6516 |  | 237.1581 | 0 | 0 | 6.4935 | 0
07.09. | 16 | 243.6516 |  | 237.1581 | 0 | 0 | 6.4935 | 0
07.09. | 17 | 243.6516 |  | 237.1581 | 0 | 0 | 6.4935 | 0
07.09. | 18 | 243.6516 |  | 237.1581 | 0 | 0 | 6.4935 | 0
07.09. | 19 | 243.6516 |  | 237.1581 | 0 | 0 | 6.4935 | 0
07.09. | 20 | 243.6516 |  | 237.1581 | 0 | 0 | 6.4935 | 0
07.09. | 21 | 243.6516 |  | 237.1581 | 0 | 0 | 6.4935 | 0
07.09. | 22 | 243.6516 |  | 237.1581 | 0 | 0 | 6.4935 | 0
07.09. | 23 | 243.6516 |  | 237.1581 | 0 | 0 | 6.4935 | 0
07.09. | 24 | 243.6516 |  | 237.1581 | 0 | 0 | 6.4935 | 0
08.09. | 1 | 243.6516 |  | 237.1581 | 0 | 0 | 6.4935 | 0
08.09. | 2 | 243.6516 |  | 237.1581 | 0 | 0 | 6.4935 | 0
08.09. | 3 | 243.6516 |  | 237.1581 | 0 | 0 | 6.4935 | 0
08.09. | 4 | 243.6516 |  | 237.1581 | 0 | 0 | 6.4935 | 0
08.09. | 5 | 243.6516 |  | 237.1581 | 0 | 0 | 6.4935 | 0
08.09. | 6 | 243.6516 |  | 237.1581 | 0 | 0 | 6.4935 | 0
08.09. | 7 | 243.6516 |  | 237.1581 | 0 | 0 | 6.4935 | 0
08.09. | 8 | 243.6516 |  | 237.1581 | 0 | 0 | 6.4935 | 0
08.09. | 9 | 243.6516 |  | 237.1581 | 0 | 0 | 6.4935 | 0
08.09. | 10 | 243.6516 |  | 237.1581 | 0 | 0 | 6.4935 | 0
08.09. | 11 | 243.6516 |  | 237.1581 | 0 | 0 | 6.4935 | 0
08.09. | 12 | 243.6516 |  | 237.1581 | 0 | 0 | 6.4935 | 0
08.09. | 13 | 243.6516 |  | 237.1581 | 0 | 0 | 6.4935 | 0
08.09. | 14 | 243.6516 |  | 237.1581 | 0 | 0 | 6.4935 | 0
08.09. | 15 | 243.6516 |  | 237.1581 | 0 | 0 | 6.4935 | 0
08.09. | 16 | 243.6516 |  | 237.1581 | 0 | 0 | 6.4935 | 0
08.09. | 17 | 243.6516 |  | 237.1581 | 0 | 0 | 6.4935 | 0
08.09. | 18 | 243.6516 |  | 237.1581 | 0 | 0 | 6.4935 | 0
08.09. | 19 | 243.6516 |  | 237.1581 | 0 | 0 | 6.4935 | 0
08.09. | 20 | 243.6516 |  | 237.1581 | 0 | 0 | 6.4935 | 0
08.09. | 21 | 243.6516 |  | 237.1581 | 0 | 0 | 6.4935 | 0
08.09. | 22 | 243.6516 |  | 237.1581 | 0 | 0 | 6.4935 | 0
08.09. | 23 | 243.6516 |  | 237.1581 | 0 | 0 | 6.4935 | 0
08.09. | 24 | 243.6516 |  | 237.1581 | 0 | 0 | 6.4935 | 0
09.09. | 1 | 243.6516 |  | 237.1581 | 0 | 0 | 6.4935 | 0
09.09. | 2 | 243.6516 |  | 237.1581 | 0 | 0 | 6.4935 | 0
09.09. | 3 | 243.6516 |  | 237.1581 | 0 | 0 | 6.4935 | 0
09.09. | 4 | 243.6516 |  | 237.1581 | 0 | 0 | 6.4935 | 0
09.09. | 5 | 243.6516 |  | 237.1581 | 0 | 0 | 6.4935 | 0
09.09. | 6 | 243.6516 |  | 237.1581 | 0 | 0 | 6.4935 | 0
09.09. | 7 | 243.6516 |  | 237.1581 | 0 | 0 | 6.4935 | 0
09.09. | 8 | 243.6516 |  | 237.1581 | 0 | 0 | 6.4935 | 0
09.09. | 9 | 243.6516 |  | 237.1581 | 0 | 0 | 6.4935 | 0
09.09. | 10 | 243.6516 |  | 237.1581 | 0 | 0 | 6.4935 | 0
09.09. | 11 | 243.6516 |  | 237.1581 | 0 | 0 | 6.4935 | 0
09.09. | 12 | 243.6516 |  | 237.1581 | 0 | 0 | 6.4935 | 0
09.09. | 13 | 243.6516 |  | 237.1581 | 0 | 0 | 6.4935 | 0
09.09. | 14 | 243.6516 |  | 237.1581 | 0 | 0 | 6.4935 | 0
09.09. | 15 | 243.6516 |  | 237.1581 | 0 | 0 | 6.4935 | 0
09.09. | 16 | 243.6516 |  | 237.1581 | 0 | 0 | 6.4935 | 0
09.09. | 17 | 243.6516 |  | 237.1581 | 0 | 0 | 6.4935 | 0
09.09. | 18 | 243.6516 |  | 237.1581 | 0 | 0 | 6.4935 | 0
09.09. | 19 | 243.6516 |  | 237.1581 | 0 | 0 | 6.4935 | 0
09.09. | 20 | 243.6516 |  | 237.1581 | 0 | 0 | 6.4935 | 0
09.09. | 21 | 243.6516 |  | 237.1581 | 0 | 0 | 6.4935 | 0
09.09. | 22 | 243.6516 |  | 237.1581 | 0 | 0 | 6.4935 | 0
09.09. | 23 | 243.6516 |  | 237.1581 | 0 | 0 | 6.4935 | 0
09.09. | 24 | 243.6516 |  | 237.1581 | 0 | 0 | 6.4935 | 0
10.09. | 1 | 243.6516 |  | 237.1581 | 0 | 0 | 6.4935 | 0
10.09. | 2 | 243.6516 |  | 237.1581 | 0 | 0 | 6.4935 | 0
10.09. | 3 | 243.6516 |  | 237.1581 | 0 | 0 | 6.4935 | 0
10.09. | 4 | 243.6516 |  | 237.1581 | 0 | 0 | 6.4935 | 0
10.09. | 5 | 243.6516 |  | 237.1581 | 0 | 0 | 6.4935 | 0
10.09. | 6 | 243.6516 |  | 237.1581 | 0 | 0 | 6.4935 | 0
10.09. | 7 | 243.6516 |  | 237.1581 | 0 | 0 | 6.4935 | 0
10.09. | 8 | 243.6516 |  | 237.1581 | 0 | 0 | 6.4935 | 0
10.09. | 9 | 243.6516 |  | 237.1581 | 0 | 0 | 6.4935 | 0
10.09. | 10 | 243.6516 |  | 237.1581 | 0 | 0 | 6.4935 | 0
10.09. | 11 | 243.6516 |  | 237.1581 | 0 | 0 | 6.4935 | 0
10.09. | 12 | 243.6516 |  | 237.1581 | 0 | 0 | 6.4935 | 0
10.09. | 13 | 243.6516 |  | 237.1581 | 0 | 0 | 6.4935 | 0
10.09. | 14 | 243.6516 |  | 237.1581 | 0 | 0 | 6.4935 | 0
10.09. | 15 | 243.6516 |  | 237.1581 | 0 | 0 | 6.4935 | 0
10.09. | 16 | 243.6516 |  | 237.1581 | 0 | 0 | 6.4935 | 0
10.09. | 17 | 243.6516 |  | 237.1581 | 0 | 0 | 6.4935 | 0
10.09. | 18 | 243.6516 |  | 237.1581 | 0 | 0 | 6.4935 | 0
10.09. | 19 | 243.6516 |  | 237.1581 | 0 | 0 | 6.4935 | 0
10.09. | 20 | 243.6516 |  | 237.1581 | 0 | 0 | 6.4935 | 0
10.09. | 21 | 243.6516 |  | 237.1581 | 0 | 0 | 6.4935 | 0
10.09. | 22 | 243.6516 |  | 237.1581 | 0 | 0 | 6.4935 | 0
10.09. | 23 | 243.6516 |  | 237.1581 | 0 | 0 | 6.4935 | 0
10.09. | 24 | 243.6516 |  | 237.1581 | 0 | 0 | 6.4935 | 0
11.09. | 1 | 243.6516 |  | 237.1581 | 0 | 0 | 6.4935 | 0
11.09. | 2 | 243.6516 |  | 237.1581 | 0 | 0 | 6.4935 | 0
11.09. | 3 | 243.6516 |  | 237.1581 | 0 | 0 | 6.4935 | 0
11.09. | 4 | 243.6516 |  | 237.1581 | 0 | 0 | 6.4935 | 0
11.09. | 5 | 243.6516 |  | 237.1581 | 0 | 0 | 6.4935 | 0
11.09. | 6 | 243.6516 |  | 237.1581 | 0 | 0 | 6.4935 | 0
11.09. | 7 | 243.6516 |  | 237.1581 | 0 | 0 | 6.4935 | 0
11.09. | 8 | 243.6516 |  | 237.1581 | 0 | 0 | 6.4935 | 0
11.09. | 9 | 243.6516 |  | 237.1581 | 0 | 0 | 6.4935 | 0
11.09. | 10 | 243.6516 |  | 237.1581 | 0 | 0 | 6.4935 | 0
11.09. | 11 | 243.6516 |  | 237.1581 | 0 | 0 | 6.4935 | 0
11.09. | 12 | 243.6516 |  | 237.1581 | 0 | 0 | 6.4935 | 0
11.09. | 13 | 243.6516 |  | 237.1581 | 0 | 0 | 6.4935 | 0
11.09. | 14 | 243.6516 |  | 237.1581 | 0 | 0 | 6.4935 | 0
11.09. | 15 | 243.6516 |  | 237.1581 | 0 | 0 | 6.4935 | 0
11.09. | 16 | 243.6516 |  | 237.1581 | 0 | 0 | 6.4935 | 0
11.09. | 17 | 243.6516 |  | 237.1581 | 0 | 0 | 6.4935 | 0
11.09. | 18 | 243.6516 |  | 237.1581 | 0 | 0 | 6.4935 | 0
11.09. | 19 | 243.6516 |  | 237.1581 | 0 | 0 | 6.4935 | 0
11.09. | 20 | 243.6516 |  | 237.1581 | 0 | 0 | 6.4935 | 0
11.09. | 21 | 243.6516 |  | 237.1581 | 0 | 0 | 6.4935 | 0
11.09. | 22 | 243.6516 |  | 237.1581 | 0 | 0 | 6.4935 | 0
11.09. | 23 | 243.6516 |  | 237.1581 | 0 | 0 | 6.4935 | 0
11.09. | 24 | 243.6516 |  | 237.1581 | 0 | 0 | 6.4935 | 0
12.09. | 1 | 243.6516 |  | 237.1581 | 0 | 0 | 6.4935 | 0
12.09. | 2 | 243.6516 |  | 237.1581 | 0 | 0 | 6.4935 | 0
12.09. | 3 | 243.6516 |  | 237.1581 | 0 | 0 | 6.4935 | 0
12.09. | 4 | 243.6516 |  | 237.1581 | 0 | 0 | 6.4935 | 0
12.09. | 5 | 243.6516 |  | 237.1581 | 0 | 0 | 6.4935 | 0
12.09. | 6 | 243.6516 |  | 237.1581 | 0 | 0 | 6.4935 | 0
12.09. | 7 | 243.6516 |  | 237.1581 | 0 | 0 | 6.4935 | 0
12.09. | 8 | 243.6516 |  | 237.1581 | 0 | 0 | 6.4935 | 0
12.09. | 9 | 243.6516 |  | 237.1581 | 0 | 0 | 6.4935 | 0
12.09. | 10 | 243.6516 |  | 237.1581 | 0 | 0 | 6.4935 | 0
12.09. | 11 | 243.6516 |  | 237.1581 | 0 | 0 | 6.4935 | 0
12.09. | 12 | 243.6516 |  | 237.1581 | 0 | 0 | 6.4935 | 0
12.09. | 13 | 243.6516 |  | 237.1581 | 0 | 0 | 6.4935 | 0
12.09. | 14 | 243.6516 |  | 237.1581 | 0 | 0 | 6.4935 | 0
12.09. | 15 | 243.6516 |  | 237.1581 | 0 | 0 | 6.4935 | 0
12.09. | 16 | 243.6516 |  | 237.1581 | 0 | 0 | 6.4935 | 0
12.09. | 17 | 243.6516 |  | 237.1581 | 0 | 0 | 6.4935 | 0
12.09. | 18 | 243.6516 |  | 237.1581 | 0 | 0 | 6.4935 | 0
12.09. | 19 | 243.6516 |  | 237.1581 | 0 | 0 | 6.4935 | 0
12.09. | 20 | 243.6516 |  | 237.1581 | 0 | 0 | 6.4935 | 0
12.09. | 21 | 243.6516 |  | 237.1581 | 0 | 0 | 6.4935 | 0
12.09. | 22 | 243.6516 |  | 237.1581 | 0 | 0 | 6.4935 | 0
12.09. | 23 | 243.6516 |  | 237.1581 | 0 | 0 | 6.4935 | 0
12.09. | 24 | 243.6516 |  | 237.1581 | 0 | 0 | 6.4935 | 0
13.09. | 1 | 243.6516 |  | 237.1581 | 0 | 0 | 6.4935 | 0
13.09. | 2 | 243.6516 |  | 237.1581 | 0 | 0 | 6.4935 | 0
13.09. | 3 | 243.6516 |  | 237.1581 | 0 | 0 | 6.4935 | 0
13.09. | 4 | 243.6516 |  | 237.1581 | 0 | 0 | 6.4935 | 0
13.09. | 5 | 243.6516 |  | 237.1581 | 0 | 0 | 6.4935 | 0
13.09. | 6 | 243.6516 |  | 237.1581 | 0 | 0 | 6.4935 | 0
13.09. | 7 | 243.6516 |  | 237.1581 | 0 | 0 | 6.4935 | 0
13.09. | 8 | 243.6516 |  | 237.1581 | 0 | 0 | 6.4935 | 0
13.09. | 9 | 243.6516 |  | 237.1581 | 0 | 0 | 6.4935 | 0
13.09. | 10 | 243.6516 |  | 237.1581 | 0 | 0 | 6.4935 | 0
13.09. | 11 | 243.6516 |  | 237.1581 | 0 | 0 | 6.4935 | 0
13.09. | 12 | 243.6516 |  | 237.1581 | 0 | 0 | 6.4935 | 0
13.09. | 13 | 243.6516 |  | 237.1581 | 0 | 0 | 6.4935 | 0
13.09. | 14 | 243.6516 |  | 237.1581 | 0 | 0 | 6.4935 | 0
13.09. | 15 | 243.6516 |  | 237.1581 | 0 | 0 | 6.4935 | 0
13.09. | 16 | 243.6516 |  | 237.1581 | 0 | 0 | 6.4935 | 0
13.09. | 17 | 243.6516 |  | 237.1581 | 0 | 0 | 6.4935 | 0
13.09. | 18 | 243.6516 |  | 237.1581 | 0 | 0 | 6.4935 | 0
13.09. | 19 | 243.6516 |  | 237.1581 | 0 | 0 | 6.4935 | 0
13.09. | 20 | 243.6516 |  | 237.1581 | 0 | 0 | 6.4935 | 0
13.09. | 21 | 243.6516 |  | 237.1581 | 0 | 0 | 6.4935 | 0
13.09. | 22 | 243.6516 |  | 237.1581 | 0 | 0 | 6.4935 | 0
13.09. | 23 | 243.6516 |  | 237.1581 | 0 | 0 | 6.4935 | 0
13.09. | 24 | 243.6516 |  | 237.1581 | 0 | 0 | 6.4935 | 0
14.09. | 1 | 243.6516 |  | 237.1581 | 0 | 0 | 6.4935 | 0
14.09. | 2 | 243.6516 |  | 237.1581 | 0 | 0 | 6.4935 | 0
14.09. | 3 | 243.6516 |  | 237.1581 | 0 | 0 | 6.4935 | 0
14.09. | 4 | 243.6516 |  | 237.1581 | 0 | 0 | 6.4935 | 0
14.09. | 5 | 243.6516 |  | 237.1581 | 0 | 0 | 6.4935 | 0
14.09. | 6 | 243.6516 |  | 237.1581 | 0 | 0 | 6.4935 | 0
14.09. | 7 | 243.6516 |  | 237.1581 | 0 | 0 | 6.4935 | 0
14.09. | 8 | 243.6516 |  | 237.1581 | 0 | 0 | 6.4935 | 0
14.09. | 9 | 243.6516 |  | 237.1581 | 0 | 0 | 6.4935 | 0
14.09. | 10 | 243.6516 |  | 237.1581 | 0 | 0 | 6.4935 | 0
14.09. | 11 | 243.6516 |  | 237.1581 | 0 | 0 | 6.4935 | 0
14.09. | 12 | 243.6516 |  | 237.1581 | 0 | 0 | 6.4935 | 0
14.09. | 13 | 243.6516 |  | 237.1581 | 0 | 0 | 6.4935 | 0
14.09. | 14 | 243.6516 |  | 237.1581 | 0 | 0 | 6.4935 | 0
14.09. | 15 | 243.6516 |  | 237.1581 | 0 | 0 | 6.4935 | 0
14.09. | 16 | 243.6516 |  | 237.1581 | 0 | 0 | 6.4935 | 0
14.09. | 17 | 243.6516 |  | 237.1581 | 0 | 0 | 6.4935 | 0
14.09. | 18 | 243.6516 |  | 237.1581 | 0 | 0 | 6.4935 | 0
14.09. | 19 | 243.6516 |  | 237.1581 | 0 | 0 | 6.4935 | 0
14.09. | 20 | 243.6516 |  | 237.1581 | 0 | 0 | 6.4935 | 0
14.09. | 21 | 243.6516 |  | 237.1581 | 0 | 0 | 6.4935 | 0
14.09. | 22 | 243.6516 |  | 237.1581 | 0 | 0 | 6.4935 | 0
14.09. | 23 | 243.6516 |  | 237.1581 | 0 | 0 | 6.4935 | 0
14.09. | 24 | 243.6516 |  | 237.1581 | 0 | 0 | 6.4935 | 0
15.09. | 1 | 243.6516 |  | 237.1581 | 0 | 0 | 6.4935 | 0
15.09. | 2 | 243.6516 |  | 237.1581 | 0 | 0 | 6.4935 | 0
15.09. | 3 | 243.6516 |  | 237.1581 | 0 | 0 | 6.4935 | 0
15.09. | 4 | 243.6516 |  | 237.1581 | 0 | 0 | 6.4935 | 0
15.09. | 5 | 243.6516 |  | 237.1581 | 0 | 0 | 6.4935 | 0
15.09. | 6 | 243.6516 |  | 237.1581 | 0 | 0 | 6.4935 | 0
15.09. | 7 | 243.6516 |  | 237.1581 | 0 | 0 | 6.4935 | 0
15.09. | 8 | 243.6516 |  | 237.1581 | 0 | 0 | 6.4935 | 0
15.09. | 9 | 243.6516 |  | 237.1581 | 0 | 0 | 6.4935 | 0
15.09. | 10 | 243.6516 |  | 237.1581 | 0 | 0 | 6.4935 | 0
15.09. | 11 | 243.6516 |  | 237.1581 | 0 | 0 | 6.4935 | 0
15.09. | 12 | 243.6516 |  | 237.1581 | 0 | 0 | 6.4935 | 0
15.09. | 13 | 243.6516 |  | 237.1581 | 0 | 0 | 6.4935 | 0
15.09. | 14 | 243.6516 |  | 237.1581 | 0 | 0 | 6.4935 | 0
15.09. | 15 | 243.6516 |  | 237.1581 | 0 | 0 | 6.4935 | 0
15.09. | 16 | 243.6516 |  | 237.1581 | 0 | 0 | 6.4935 | 0
15.09. | 17 | 243.6516 |  | 237.1581 | 0 | 0 | 6.4935 | 0
15.09. | 18 | 243.6516 |  | 237.1581 | 0 | 0 | 6.4935 | 0
15.09. | 19 | 243.6516 |  | 237.1581 | 0 | 0 | 6.4935 | 0
15.09. | 20 | 243.6516 |  | 237.1581 | 0 | 0 | 6.4935 | 0
15.09. | 21 | 243.6516 |  | 237.1581 | 0 | 0 | 6.4935 | 0
15.09. | 22 | 243.6516 |  | 237.1581 | 0 | 0 | 6.4935 | 0
15.09. | 23 | 243.6516 |  | 237.1581 | 0 | 0 | 6.4935 | 0
15.09. | 24 | 243.6516 |  | 237.1581 | 0 | 0 | 6.4935 | 0
16.09. | 1 | 243.6516 |  | 237.1581 | 0 | 0 | 6.4935 | 0
16.09. | 2 | 243.6516 |  | 237.1581 | 0 | 0 | 6.4935 | 0
16.09. | 3 | 243.6516 |  | 237.1581 | 0 | 0 | 6.4935 | 0
16.09. | 4 | 243.6516 |  | 237.1581 | 0 | 0 | 6.4935 | 0
16.09. | 5 | 243.6516 |  | 237.1581 | 0 | 0 | 6.4935 | 0
16.09. | 6 | 243.6516 |  | 237.1581 | 0 | 0 | 6.4935 | 0
16.09. | 7 | 243.6516 |  | 237.1581 | 0 | 0 | 6.4935 | 0
16.09. | 8 | 243.6516 |  | 237.1581 | 0 | 0 | 6.4935 | 0
16.09. | 9 | 243.6516 |  | 237.1581 | 0 | 0 | 6.4935 | 0
16.09. | 10 | 243.6516 |  | 237.1581 | 0 | 0 | 6.4935 | 0
16.09. | 11 | 243.6516 |  | 237.1581 | 0 | 0 | 6.4935 | 0
16.09. | 12 | 243.6516 |  | 237.1581 | 0 | 0 | 6.4935 | 0
16.09. | 13 | 243.6516 |  | 237.1581 | 0 | 0 | 6.4935 | 0
16.09. | 14 | 243.6516 |  | 237.1581 | 0 | 0 | 6.4935 | 0
16.09. | 15 | 243.6516 |  | 237.1581 | 0 | 0 | 6.4935 | 0
16.09. | 16 | 243.6516 |  | 237.1581 | 0 | 0 | 6.4935 | 0
16.09. | 17 | 243.6516 |  | 237.1581 | 0 | 0 | 6.4935 | 0
16.09. | 18 | 243.6516 |  | 237.1581 | 0 | 0 | 6.4935 | 0
16.09. | 19 | 243.6516 |  | 237.1581 | 0 | 0 | 6.4935 | 0
16.09. | 20 | 243.6516 |  | 237.1581 | 0 | 0 | 6.4935 | 0
16.09. | 21 | 243.6516 |  | 237.1581 | 0 | 0 | 6.4935 | 0
16.09. | 22 | 243.6516 |  | 237.1581 | 0 | 0 | 6.4935 | 0
16.09. | 23 | 243.6516 |  | 237.1581 | 0 | 0 | 6.4935 | 0
16.09. | 24 | 243.6516 |  | 237.1581 | 0 | 0 | 6.4935 | 0
17.09. | 1 | 243.6516 |  | 237.1581 | 0 | 0 | 6.4935 | 0
17.09. | 2 | 243.6516 |  | 237.1581 | 0 | 0 | 6.4935 | 0
17.09. | 3 | 243.6516 |  | 237.1581 | 0 | 0 | 6.4935 | 0
17.09. | 4 | 243.6516 |  | 237.1581 | 0 | 0 | 6.4935 | 0
17.09. | 5 | 243.6516 |  | 237.1581 | 0 | 0 | 6.4935 | 0
17.09. | 6 | 243.6516 |  | 237.1581 | 0 | 0 | 6.4935 | 0
17.09. | 7 | 243.6516 |  | 237.1581 | 0 | 0 | 6.4935 | 0
17.09. | 8 | 243.6516 |  | 237.1581 | 0 | 0 | 6.4935 | 0
17.09. | 9 | 243.6516 |  | 237.1581 | 0 | 0 | 6.4935 | 0
17.09. | 10 | 243.6516 |  | 237.1581 | 0 | 0 | 6.4935 | 0
17.09. | 11 | 243.6516 |  | 237.1581 | 0 | 0 | 6.4935 | 0
17.09. | 12 | 243.6516 |  | 237.1581 | 0 | 0 | 6.4935 | 0
17.09. | 13 | 243.6516 |  | 237.1581 | 0 | 0 | 6.4935 | 0
17.09. | 14 | 243.6516 |  | 237.1581 | 0 | 0 | 6.4935 | 0
17.09. | 15 | 243.6516 |  | 237.1581 | 0 | 0 | 6.4935 | 0
17.09. | 16 | 243.6516 |  | 237.1581 | 0 | 0 | 6.4935 | 0
17.09. | 17 | 243.6516 |  | 237.1581 | 0 | 0 | 6.4935 | 0
17.09. | 18 | 243.6516 |  | 237.1581 | 0 | 0 | 6.4935 | 0
17.09. | 19 | 243.6516 |  | 237.1581 | 0 | 0 | 6.4935 | 0
17.09. | 20 | 243.6516 |  | 237.1581 | 0 | 0 | 6.4935 | 0
17.09. | 21 | 243.6516 |  | 237.1581 | 0 | 0 | 6.4935 | 0
17.09. | 22 | 243.6516 |  | 237.1581 | 0 | 0 | 6.4935 | 0
17.09. | 23 | 243.6516 |  | 237.1581 | 0 | 0 | 6.4935 | 0
17.09. | 24 | 243.6516 |  | 237.1581 | 0 | 0 | 6.4935 | 0
18.09. | 1 | 243.6516 |  | 237.1581 | 0 | 0 | 6.4935 | 0
18.09. | 2 | 243.6516 |  | 237.1581 | 0 | 0 | 6.4935 | 0
18.09. | 3 | 243.6516 |  | 237.1581 | 0 | 0 | 6.4935 | 0
18.09. | 4 | 243.6516 |  | 237.1581 | 0 | 0 | 6.4935 | 0
18.09. | 5 | 243.6516 |  | 237.1581 | 0 | 0 | 6.4935 | 0
18.09. | 6 | 243.6516 |  | 237.1581 | 0 | 0 | 6.4935 | 0
18.09. | 7 | 243.6516 |  | 237.1581 | 0 | 0 | 6.4935 | 0
18.09. | 8 | 243.6516 |  | 237.1581 | 0 | 0 | 6.4935 | 0
18.09. | 9 | 243.6516 |  | 237.1581 | 0 | 0 | 6.4935 | 0
18.09. | 10 | 243.6516 |  | 237.1581 | 0 | 0 | 6.4935 | 0
18.09. | 11 | 243.6516 |  | 237.1581 | 0 | 0 | 6.4935 | 0
18.09. | 12 | 243.6516 |  | 237.1581 | 0 | 0 | 6.4935 | 0
18.09. | 13 | 243.6516 |  | 237.1581 | 0 | 0 | 6.4935 | 0
18.09. | 14 | 243.6516 |  | 237.1581 | 0 | 0 | 6.4935 | 0
18.09. | 15 | 243.6516 |  | 237.1581 | 0 | 0 | 6.4935 | 0
18.09. | 16 | 243.6516 |  | 237.1581 | 0 | 0 | 6.4935 | 0
18.09. | 17 | 243.6516 |  | 237.1581 | 0 | 0 | 6.4935 | 0
18.09. | 18 | 243.6516 |  | 237.1581 | 0 | 0 | 6.4935 | 0
18.09. | 19 | 243.6516 |  | 237.1581 | 0 | 0 | 6.4935 | 0
18.09. | 20 | 243.6516 |  | 237.1581 | 0 | 0 | 6.4935 | 0
18.09. | 21 | 243.6516 |  | 237.1581 | 0 | 0 | 6.4935 | 0
18.09. | 22 | 243.6516 |  | 237.1581 | 0 | 0 | 6.4935 | 0
18.09. | 23 | 243.6516 |  | 237.1581 | 0 | 0 | 6.4935 | 0
18.09. | 24 | 243.6516 |  | 237.1581 | 0 | 0 | 6.4935 | 0
19.09. | 1 | 243.6516 |  | 237.1581 | 0 | 0 | 6.4935 | 0
19.09. | 2 | 243.6516 |  | 237.1581 | 0 | 0 | 6.4935 | 0
19.09. | 3 | 243.6516 |  | 237.1581 | 0 | 0 | 6.4935 | 0
19.09. | 4 | 243.6516 |  | 237.1581 | 0 | 0 | 6.4935 | 0
19.09. | 5 | 243.6516 |  | 237.1581 | 0 | 0 | 6.4935 | 0
19.09. | 6 | 243.6516 |  | 237.1581 | 0 | 0 | 6.4935 | 0
19.09. | 7 | 243.6516 |  | 237.1581 | 0 | 0 | 6.4935 | 0
19.09. | 8 | 243.6516 |  | 237.1581 | 0 | 0 | 6.4935 | 0
19.09. | 9 | 243.6516 |  | 237.1581 | 0 | 0 | 6.4935 | 0
19.09. | 10 | 243.6516 |  | 237.1581 | 0 | 0 | 6.4935 | 0
19.09. | 11 | 243.6516 |  | 237.1581 | 0 | 0 | 6.4935 | 0
19.09. | 12 | 243.6516 |  | 237.1581 | 0 | 0 | 6.4935 | 0
19.09. | 13 | 243.6516 |  | 237.1581 | 0 | 0 | 6.4935 | 0
19.09. | 14 | 243.6516 |  | 237.1581 | 0 | 0 | 6.4935 | 0
19.09. | 15 | 243.6516 |  | 237.1581 | 0 | 0 | 6.4935 | 0
19.09. | 16 | 243.6516 |  | 237.1581 | 0 | 0 | 6.4935 | 0
19.09. | 17 | 243.6516 |  | 237.1581 | 0 | 0 | 6.4935 | 0
19.09. | 18 | 243.6516 |  | 237.1581 | 0 | 0 | 6.4935 | 0
19.09. | 19 | 243.6516 |  | 237.1581 | 0 | 0 | 6.4935 | 0
19.09. | 20 | 243.6516 |  | 237.1581 | 0 | 0 | 6.4935 | 0
19.09. | 21 | 243.6516 |  | 237.1581 | 0 | 0 | 6.4935 | 0
19.09. | 22 | 243.6516 |  | 237.1581 | 0 | 0 | 6.4935 | 0
19.09. | 23 | 243.6516 |  | 237.1581 | 0 | 0 | 6.4935 | 0
19.09. | 24 | 243.6516 |  | 237.1581 | 0 | 0 | 6.4935 | 0
20.09. | 1 | 243.6516 |  | 237.1581 | 0 | 0 | 6.4935 | 0
20.09. | 2 | 243.6516 |  | 237.1581 | 0 | 0 | 6.4935 | 0
20.09. | 3 | 243.6516 |  | 237.1581 | 0 | 0 | 6.4935 | 0
20.09. | 4 | 243.6516 |  | 237.1581 | 0 | 0 | 6.4935 | 0
20.09. | 5 | 243.6516 |  | 237.1581 | 0 | 0 | 6.4935 | 0
20.09. | 6 | 243.6516 |  | 237.1581 | 0 | 0 | 6.4935 | 0
20.09. | 7 | 243.6516 |  | 237.1581 | 0 | 0 | 6.4935 | 0
20.09. | 8 | 243.6516 |  | 237.1581 | 0 | 0 | 6.4935 | 0
20.09. | 9 | 243.6516 |  | 237.1581 | 0 | 0 | 6.4935 | 0
20.09. | 10 | 243.6516 |  | 237.1581 | 0 | 0 | 6.4935 | 0
20.09. | 11 | 243.6516 |  | 237.1581 | 0 | 0 | 6.4935 | 0
20.09. | 12 | 243.6516 |  | 237.1581 | 0 | 0 | 6.4935 | 0
20.09. | 13 | 243.6516 |  | 237.1581 | 0 | 0 | 6.4935 | 0
20.09. | 14 | 243.6516 |  | 237.1581 | 0 | 0 | 6.4935 | 0
20.09. | 15 | 243.6516 |  | 237.1581 | 0 | 0 | 6.4935 | 0
20.09. | 16 | 243.6516 |  | 237.1581 | 0 | 0 | 6.4935 | 0
20.09. | 17 | 243.6516 |  | 237.1581 | 0 | 0 | 6.4935 | 0
20.09. | 18 | 243.6516 |  | 237.1581 | 0 | 0 | 6.4935 | 0
20.09. | 19 | 243.6516 |  | 237.1581 | 0 | 0 | 6.4935 | 0
20.09. | 20 | 243.6516 |  | 237.1581 | 0 | 0 | 6.4935 | 0
20.09. | 21 | 243.6516 |  | 237.1581 | 0 | 0 | 6.4935 | 0
20.09. | 22 | 243.6516 |  | 237.1581 | 0 | 0 | 6.4935 | 0
20.09. | 23 | 243.6516 |  | 237.1581 | 0 | 0 | 6.4935 | 0
20.09. | 24 | 243.6516 |  | 237.1581 | 0 | 0 | 6.4935 | 0
21.09. | 1 | 243.6516 |  | 237.1581 | 0 | 0 | 6.4935 | 0
21.09. | 2 | 243.6516 |  | 237.1581 | 0 | 0 | 6.4935 | 0
21.09. | 3 | 243.6516 |  | 237.1581 | 0 | 0 | 6.4935 | 0
21.09. | 4 | 243.6516 |  | 237.1581 | 0 | 0 | 6.4935 | 0
21.09. | 5 | 243.6516 |  | 237.1581 | 0 | 0 | 6.4935 | 0
21.09. | 6 | 243.6516 |  | 237.1581 | 0 | 0 | 6.4935 | 0
21.09. | 7 | 243.6516 |  | 237.1581 | 0 | 0 | 6.4935 | 0
21.09. | 8 | 243.6516 |  | 237.1581 | 0 | 0 | 6.4935 | 0
21.09. | 9 | 243.6516 |  | 237.1581 | 0 | 0 | 6.4935 | 0
21.09. | 10 | 243.6516 |  | 237.1581 | 0 | 0 | 6.4935 | 0
21.09. | 11 | 243.6516 |  | 237.1581 | 0 | 0 | 6.4935 | 0
21.09. | 12 | 243.6516 |  | 237.1581 | 0 | 0 | 6.4935 | 0
21.09. | 13 | 243.6516 |  | 237.1581 | 0 | 0 | 6.4935 | 0
21.09. | 14 | 243.6516 |  | 237.1581 | 0 | 0 | 6.4935 | 0
21.09. | 15 | 243.6516 |  | 237.1581 | 0 | 0 | 6.4935 | 0
21.09. | 16 | 243.6516 |  | 237.1581 | 0 | 0 | 6.4935 | 0
21.09. | 17 | 243.6516 |  | 237.1581 | 0 | 0 | 6.4935 | 0
21.09. | 18 | 243.6516 |  | 237.1581 | 0 | 0 | 6.4935 | 0
21.09. | 19 | 243.6516 |  | 237.1581 | 0 | 0 | 6.4935 | 0
21.09. | 20 | 243.6516 |  | 237.1581 | 0 | 0 | 6.4935 | 0
21.09. | 21 | 243.6516 |  | 237.1581 | 0 | 0 | 6.4935 | 0
21.09. | 22 | 243.6516 |  | 237.1581 | 0 | 0 | 6.4935 | 0
21.09. | 23 | 243.6516 |  | 237.1581 | 0 | 0 | 6.4935 | 0
21.09. | 24 | 243.6516 |  | 237.1581 | 0 | 0 | 6.4935 | 0
22.09. | 1 | 243.6516 |  | 237.1581 | 0 | 0 | 6.4935 | 0
22.09. | 2 | 243.6516 |  | 237.1581 | 0 | 0 | 6.4935 | 0
22.09. | 3 | 243.6516 |  | 237.1581 | 0 | 0 | 6.4935 | 0
22.09. | 4 | 243.6516 |  | 237.1581 | 0 | 0 | 6.4935 | 0
22.09. | 5 | 243.6516 |  | 237.1581 | 0 | 0 | 6.4935 | 0
22.09. | 6 | 243.6516 |  | 237.1581 | 0 | 0 | 6.4935 | 0
22.09. | 7 | 243.6516 |  | 237.1581 | 0 | 0 | 6.4935 | 0
22.09. | 8 | 243.6516 |  | 237.1581 | 0 | 0 | 6.4935 | 0
22.09. | 9 | 243.6516 |  | 237.1581 | 0 | 0 | 6.4935 | 0
22.09. | 10 | 243.6516 |  | 237.1581 | 0 | 0 | 6.4935 | 0
22.09. | 11 | 243.6516 |  | 237.1581 | 0 | 0 | 6.4935 | 0
22.09. | 12 | 243.6516 |  | 237.1581 | 0 | 0 | 6.4935 | 0
22.09. | 13 | 243.6516 |  | 237.1581 | 0 | 0 | 6.4935 | 0
22.09. | 14 | 243.6516 |  | 237.1581 | 0 | 0 | 6.4935 | 0
22.09. | 15 | 243.6516 |  | 237.1581 | 0 | 0 | 6.4935 | 0
22.09. | 16 | 243.6516 |  | 237.1581 | 0 | 0 | 6.4935 | 0
22.09. | 17 | 243.6516 |  | 237.1581 | 0 | 0 | 6.4935 | 0
22.09. | 18 | 243.6516 |  | 237.1581 | 0 | 0 | 6.4935 | 0
22.09. | 19 | 243.6516 |  | 237.1581 | 0 | 0 | 6.4935 | 0
22.09. | 20 | 243.6516 |  | 237.1581 | 0 | 0 | 6.4935 | 0
22.09. | 21 | 243.6516 |  | 237.1581 | 0 | 0 | 6.4935 | 0
22.09. | 22 | 243.6516 |  | 237.1581 | 0 | 0 | 6.4935 | 0
22.09. | 23 | 243.6516 |  | 237.1581 | 0 | 0 | 6.4935 | 0
22.09. | 24 | 243.6516 |  | 237.1581 | 0 | 0 | 6.4935 | 0
23.09. | 1 | 243.6516 |  | 237.1581 | 0 | 0 | 6.4935 | 0
23.09. | 2 | 243.6516 |  | 237.1581 | 0 | 0 | 6.4935 | 0
23.09. | 3 | 243.6516 |  | 237.1581 | 0 | 0 | 6.4935 | 0
23.09. | 4 | 243.6516 |  | 237.1581 | 0 | 0 | 6.4935 | 0
23.09. | 5 | 243.6516 |  | 237.1581 | 0 | 0 | 6.4935 | 0
23.09. | 6 | 243.6516 |  | 237.1581 | 0 | 0 | 6.4935 | 0
23.09. | 7 | 243.6516 |  | 237.1581 | 0 | 0 | 6.4935 | 0
23.09. | 8 | 243.6516 |  | 237.1581 | 0 | 0 | 6.4935 | 0
23.09. | 9 | 243.6516 |  | 237.1581 | 0 | 0 | 6.4935 | 0
23.09. | 10 | 243.6516 |  | 237.1581 | 0 | 0 | 6.4935 | 0
23.09. | 11 | 243.6516 |  | 237.1581 | 0 | 0 | 6.4935 | 0
23.09. | 12 | 243.6516 |  | 237.1581 | 0 | 0 | 6.4935 | 0
23.09. | 13 | 243.6516 |  | 237.1581 | 0 | 0 | 6.4935 | 0
23.09. | 14 | 243.6516 |  | 237.1581 | 0 | 0 | 6.4935 | 0
23.09. | 15 | 243.6516 |  | 237.1581 | 0 | 0 | 6.4935 | 0
23.09. | 16 | 243.6516 |  | 237.1581 | 0 | 0 | 6.4935 | 0
23.09. | 17 | 243.6516 |  | 237.1581 | 0 | 0 | 6.4935 | 0
23.09. | 18 | 243.6516 |  | 237.1581 | 0 | 0 | 6.4935 | 0
23.09. | 19 | 243.6516 |  | 237.1581 | 0 | 0 | 6.4935 | 0
23.09. | 20 | 243.6516 |  | 237.1581 | 0 | 0 | 6.4935 | 0
23.09. | 21 | 243.6516 |  | 237.1581 | 0 | 0 | 6.4935 | 0
23.09. | 22 | 243.6516 |  | 237.1581 | 0 | 0 | 6.4935 | 0
23.09. | 23 | 243.6516 |  | 237.1581 | 0 | 0 | 6.4935 | 0
23.09. | 24 | 243.6516 |  | 237.1581 | 0 | 0 | 6.4935 | 0
24.09. | 1 | 243.6516 |  | 237.1581 | 0 | 0 | 6.4935 | 0
24.09. | 2 | 243.6516 |  | 237.1581 | 0 | 0 | 6.4935 | 0
24.09. | 3 | 243.6516 |  | 237.1581 | 0 | 0 | 6.4935 | 0
24.09. | 4 | 243.6516 |  | 237.1581 | 0 | 0 | 6.4935 | 0
24.09. | 5 | 243.6516 |  | 237.1581 | 0 | 0 | 6.4935 | 0
24.09. | 6 | 243.6516 |  | 237.1581 | 0 | 0 | 6.4935 | 0
24.09. | 7 | 243.6516 |  | 237.1581 | 0 | 0 | 6.4935 | 0
24.09. | 8 | 243.6516 |  | 237.1581 | 0 | 0 | 6.4935 | 0
24.09. | 9 | 243.6516 |  | 237.1581 | 0 | 0 | 6.4935 | 0
24.09. | 10 | 243.6516 |  | 237.1581 | 0 | 0 | 6.4935 | 0
24.09. | 11 | 243.6516 |  | 237.1581 | 0 | 0 | 6.4935 | 0
24.09. | 12 | 243.6516 |  | 237.1581 | 0 | 0 | 6.4935 | 0
24.09. | 13 | 243.6516 |  | 237.1581 | 0 | 0 | 6.4935 | 0
24.09. | 14 | 243.6516 |  | 237.1581 | 0 | 0 | 6.4935 | 0
24.09. | 15 | 243.6516 |  | 237.1581 | 0 | 0 | 6.4935 | 0
24.09. | 16 | 243.6516 |  | 237.1581 | 0 | 0 | 6.4935 | 0
24.09. | 17 | 243.6516 |  | 237.1581 | 0 | 0 | 6.4935 | 0
24.09. | 18 | 243.6516 |  | 237.1581 | 0 | 0 | 6.4935 | 0
24.09. | 19 | 243.6516 |  | 237.1581 | 0 | 0 | 6.4935 | 0
24.09. | 20 | 243.6516 |  | 237.1581 | 0 | 0 | 6.4935 | 0
24.09. | 21 | 243.6516 |  | 237.1581 | 0 | 0 | 6.4935 | 0
24.09. | 22 | 243.6516 |  | 237.1581 | 0 | 0 | 6.4935 | 0
24.09. | 23 | 243.6516 |  | 237.1581 | 0 | 0 | 6.4935 | 0
24.09. | 24 | 243.6516 |  | 237.1581 | 0 | 0 | 6.4935 | 0
25.09. | 1 | 243.6516 |  | 237.1581 | 0 | 0 | 6.4935 | 0
25.09. | 2 | 243.6516 |  | 237.1581 | 0 | 0 | 6.4935 | 0
25.09. | 3 | 243.6516 |  | 237.1581 | 0 | 0 | 6.4935 | 0
25.09. | 4 | 243.6516 |  | 237.1581 | 0 | 0 | 6.4935 | 0
25.09. | 5 | 243.6516 |  | 237.1581 | 0 | 0 | 6.4935 | 0
25.09. | 6 | 243.6516 |  | 237.1581 | 0 | 0 | 6.4935 | 0
25.09. | 7 | 243.6516 |  | 237.1581 | 0 | 0 | 6.4935 | 0
25.09. | 8 | 243.6516 |  | 237.1581 | 0 | 0 | 6.4935 | 0
25.09. | 9 | 243.6516 |  | 237.1581 | 0 | 0 | 6.4935 | 0
25.09. | 10 | 243.6516 |  | 237.1581 | 0 | 0 | 6.4935 | 0
25.09. | 11 | 243.6516 |  | 237.1581 | 0 | 0 | 6.4935 | 0
25.09. | 12 | 243.6516 |  | 237.1581 | 0 | 0 | 6.4935 | 0
25.09. | 13 | 243.6516 |  | 237.1581 | 0 | 0 | 6.4935 | 0
25.09. | 14 | 243.6516 |  | 237.1581 | 0 | 0 | 6.4935 | 0
25.09. | 15 | 243.6516 |  | 237.1581 | 0 | 0 | 6.4935 | 0
25.09. | 16 | 243.6516 |  | 237.1581 | 0 | 0 | 6.4935 | 0
25.09. | 17 | 243.6516 |  | 237.1581 | 0 | 0 | 6.4935 | 0
25.09. | 18 | 243.6516 |  | 237.1581 | 0 | 0 | 6.4935 | 0
25.09. | 19 | 243.6516 |  | 237.1581 | 0 | 0 | 6.4935 | 0
25.09. | 20 | 243.6516 |  | 237.1581 | 0 | 0 | 6.4935 | 0
25.09. | 21 | 243.6516 |  | 237.1581 | 0 | 0 | 6.4935 | 0
25.09. | 22 | 243.6516 |  | 237.1581 | 0 | 0 | 6.4935 | 0
25.09. | 23 | 243.6516 |  | 237.1581 | 0 | 0 | 6.4935 | 0
25.09. | 24 | 243.6516 |  | 237.1581 | 0 | 0 | 6.4935 | 0
26.09. | 1 | 243.6516 |  | 237.1581 | 0 | 0 | 6.4935 | 0
26.09. | 2 | 243.6516 |  | 237.1581 | 0 | 0 | 6.4935 | 0
26.09. | 3 | 243.6516 |  | 237.1581 | 0 | 0 | 6.4935 | 0
26.09. | 4 | 243.6516 |  | 237.1581 | 0 | 0 | 6.4935 | 0
26.09. | 5 | 243.6516 |  | 237.1581 | 0 | 0 | 6.4935 | 0
26.09. | 6 | 243.6516 |  | 237.1581 | 0 | 0 | 6.4935 | 0
26.09. | 7 | 243.6516 |  | 237.1581 | 0 | 0 | 6.4935 | 0
26.09. | 8 | 243.6516 |  | 237.1581 | 0 | 0 | 6.4935 | 0
26.09. | 9 | 243.6516 |  | 237.1581 | 0 | 0 | 6.4935 | 0
26.09. | 10 | 243.6516 |  | 237.1581 | 0 | 0 | 6.4935 | 0
26.09. | 11 | 243.6516 |  | 237.1581 | 0 | 0 | 6.4935 | 0
26.09. | 12 | 243.6516 |  | 237.1581 | 0 | 0 | 6.4935 | 0
26.09. | 13 | 243.6516 |  | 237.1581 | 0 | 0 | 6.4935 | 0
26.09. | 14 | 243.6516 |  | 237.1581 | 0 | 0 | 6.4935 | 0
26.09. | 15 | 243.6516 |  | 237.1581 | 0 | 0 | 6.4935 | 0
26.09. | 16 | 243.6516 |  | 237.1581 | 0 | 0 | 6.4935 | 0
26.09. | 17 | 243.6516 |  | 237.1581 | 0 | 0 | 6.4935 | 0
26.09. | 18 | 243.6516 |  | 237.1581 | 0 | 0 | 6.4935 | 0
26.09. | 19 | 243.6516 |  | 237.1581 | 0 | 0 | 6.4935 | 0
26.09. | 20 | 243.6516 |  | 237.1581 | 0 | 0 | 6.4935 | 0
26.09. | 21 | 243.6516 |  | 237.1581 | 0 | 0 | 6.4935 | 0
26.09. | 22 | 243.6516 |  | 237.1581 | 0 | 0 | 6.4935 | 0
26.09. | 23 | 243.6516 |  | 237.1581 | 0 | 0 | 6.4935 | 0
26.09. | 24 | 243.6516 |  | 237.1581 | 0 | 0 | 6.4935 | 0
27.09. | 1 | 243.6516 |  | 237.1581 | 0 | 0 | 6.4935 | 0
27.09. | 2 | 243.6516 |  | 237.1581 | 0 | 0 | 6.4935 | 0
27.09. | 3 | 243.6516 |  | 237.1581 | 0 | 0 | 6.4935 | 0
27.09. | 4 | 243.6516 |  | 237.1581 | 0 | 0 | 6.4935 | 0
27.09. | 5 | 243.6516 |  | 237.1581 | 0 | 0 | 6.4935 | 0
27.09. | 6 | 243.6516 |  | 237.1581 | 0 | 0 | 6.4935 | 0
27.09. | 7 | 243.6516 |  | 237.1581 | 0 | 0 | 6.4935 | 0
27.09. | 8 | 243.6516 |  | 237.1581 | 0 | 0 | 6.4935 | 0
27.09. | 9 | 243.6516 |  | 237.1581 | 0 | 0 | 6.4935 | 0
27.09. | 10 | 243.6516 |  | 237.1581 | 0 | 0 | 6.4935 | 0
27.09. | 11 | 243.6516 |  | 237.1581 | 0 | 0 | 6.4935 | 0
27.09. | 12 | 243.6516 |  | 237.1581 | 0 | 0 | 6.4935 | 0
27.09. | 13 | 243.6516 |  | 237.1581 | 0 | 0 | 6.4935 | 0
27.09. | 14 | 243.6516 |  | 237.1581 | 0 | 0 | 6.4935 | 0
27.09. | 15 | 243.6516 |  | 237.1581 | 0 | 0 | 6.4935 | 0
27.09. | 16 | 243.6516 |  | 237.1581 | 0 | 0 | 6.4935 | 0
27.09. | 17 | 243.6516 |  | 237.1581 | 0 | 0 | 6.4935 | 0
27.09. | 18 | 243.6516 |  | 237.1581 | 0 | 0 | 6.4935 | 0
27.09. | 19 | 243.6516 |  | 237.1581 | 0 | 0 | 6.4935 | 0
27.09. | 20 | 243.6516 |  | 237.1581 | 0 | 0 | 6.4935 | 0
27.09. | 21 | 243.6516 |  | 237.1581 | 0 | 0 | 6.4935 | 0
27.09. | 22 | 243.6516 |  | 237.1581 | 0 | 0 | 6.4935 | 0
27.09. | 23 | 243.6516 |  | 237.1581 | 0 | 0 | 6.4935 | 0
27.09. | 24 | 243.6516 |  | 237.1581 | 0 | 0 | 6.4935 | 0
28.09. | 1 | 243.6516 |  | 237.1581 | 0 | 0 | 6.4935 | 0
28.09. | 2 | 243.6516 |  | 237.1581 | 0 | 0 | 6.4935 | 0
28.09. | 3 | 243.6516 |  | 237.1581 | 0 | 0 | 6.4935 | 0
28.09. | 4 | 243.6516 |  | 237.1581 | 0 | 0 | 6.4935 | 0
28.09. | 5 | 243.6516 |  | 237.1581 | 0 | 0 | 6.4935 | 0
28.09. | 6 | 243.6516 |  | 237.1581 | 0 | 0 | 6.4935 | 0
28.09. | 7 | 243.6516 |  | 237.1581 | 0 | 0 | 6.4935 | 0
28.09. | 8 | 243.6516 |  | 237.1581 | 0 | 0 | 6.4935 | 0
28.09. | 9 | 243.6516 |  | 237.1581 | 0 | 0 | 6.4935 | 0
28.09. | 10 | 243.6516 |  | 237.1581 | 0 | 0 | 6.4935 | 0
28.09. | 11 | 243.6516 |  | 237.1581 | 0 | 0 | 6.4935 | 0
28.09. | 12 | 243.6516 |  | 237.1581 | 0 | 0 | 6.4935 | 0
28.09. | 13 | 243.6516 |  | 237.1581 | 0 | 0 | 6.4935 | 0
28.09. | 14 | 243.6516 |  | 237.1581 | 0 | 0 | 6.4935 | 0
28.09. | 15 | 243.6516 |  | 237.1581 | 0 | 0 | 6.4935 | 0
28.09. | 16 | 243.6516 |  | 237.1581 | 0 | 0 | 6.4935 | 0
28.09. | 17 | 243.6516 |  | 237.1581 | 0 | 0 | 6.4935 | 0
28.09. | 18 | 243.6516 |  | 237.1581 | 0 | 0 | 6.4935 | 0
28.09. | 19 | 243.6516 |  | 237.1581 | 0 | 0 | 6.4935 | 0
28.09. | 20 | 243.6516 |  | 237.1581 | 0 | 0 | 6.4935 | 0
28.09. | 21 | 243.6516 |  | 237.1581 | 0 | 0 | 6.4935 | 0
28.09. | 22 | 243.6516 |  | 237.1581 | 0 | 0 | 6.4935 | 0
28.09. | 23 | 243.6516 |  | 237.1581 | 0 | 0 | 6.4935 | 0
28.09. | 24 | 243.6516 |  | 237.1581 | 0 | 0 | 6.4935 | 0
29.09. | 1 | 243.6516 |  | 237.1581 | 0 | 0 | 6.4935 | 0
29.09. | 2 | 243.6516 |  | 237.1581 | 0 | 0 | 6.4935 | 0
29.09. | 3 | 243.6516 |  | 237.1581 | 0 | 0 | 6.4935 | 0
29.09. | 4 | 243.6516 |  | 237.1581 | 0 | 0 | 6.4935 | 0
29.09. | 5 | 243.6516 |  | 237.1581 | 0 | 0 | 6.4935 | 0
29.09. | 6 | 243.6516 |  | 237.1581 | 0 | 0 | 6.4935 | 0
29.09. | 7 | 243.6516 |  | 237.1581 | 0 | 0 | 6.4935 | 0
29.09. | 8 | 243.6516 |  | 237.1581 | 0 | 0 | 6.4935 | 0
29.09. | 9 | 243.6516 |  | 237.1581 | 0 | 0 | 6.4935 | 0
29.09. | 10 | 243.6516 |  | 237.1581 | 0 | 0 | 6.4935 | 0
29.09. | 11 | 243.6516 |  | 237.1581 | 0 | 0 | 6.4935 | 0
29.09. | 12 | 243.6516 |  | 237.1581 | 0 | 0 | 6.4935 | 0
29.09. | 13 | 243.6516 |  | 237.1581 | 0 | 0 | 6.4935 | 0
29.09. | 14 | 243.6516 |  | 237.1581 | 0 | 0 | 6.4935 | 0
29.09. | 15 | 243.6516 |  | 237.1581 | 0 | 0 | 6.4935 | 0
29.09. | 16 | 243.6516 |  | 237.1581 | 0 | 0 | 6.4935 | 0
29.09. | 17 | 243.6516 |  | 237.1581 | 0 | 0 | 6.4935 | 0
29.09. | 18 | 243.6516 |  | 237.1581 | 0 | 0 | 6.4935 | 0
29.09. | 19 | 243.6516 |  | 237.1581 | 0 | 0 | 6.4935 | 0
29.09. | 20 | 243.6516 |  | 237.1581 | 0 | 0 | 6.4935 | 0
29.09. | 21 | 243.6516 |  | 237.1581 | 0 | 0 | 6.4935 | 0
29.09. | 22 | 243.6516 |  | 237.1581 | 0 | 0 | 6.4935 | 0
29.09. | 23 | 243.6516 |  | 237.1581 | 0 | 0 | 6.4935 | 0
29.09. | 24 | 243.6516 |  | 237.1581 | 0 | 0 | 6.4935 | 0
30.09. | 1 | 243.6516 |  | 237.1581 | 0 | 0 | 6.4935 | 0
30.09. | 2 | 243.6516 |  | 237.1581 | 0 | 0 | 6.4935 | 0
30.09. | 3 | 243.6516 |  | 237.1581 | 0 | 0 | 6.4935 | 0
30.09. | 4 | 243.6516 |  | 237.1581 | 0 | 0 | 6.4935 | 0
30.09. | 5 | 243.6516 |  | 237.1581 | 0 | 0 | 6.4935 | 0
30.09. | 6 | 243.6516 |  | 237.1581 | 0 | 0 | 6.4935 | 0
30.09. | 7 | 243.6516 |  | 237.1581 | 0 | 0 | 6.4935 | 0
30.09. | 8 | 243.6516 |  | 237.1581 | 0 | 0 | 6.4935 | 0
30.09. | 9 | 243.6516 |  | 237.1581 | 0 | 0 | 6.4935 | 0
30.09. | 10 | 243.6516 |  | 237.1581 | 0 | 0 | 6.4935 | 0
30.09. | 11 | 243.6516 |  | 237.1581 | 0 | 0 | 6.4935 | 0
30.09. | 12 | 243.6516 |  | 237.1581 | 0 | 0 | 6.4935 | 0
30.09. | 13 | 243.6516 |  | 237.1581 | 0 | 0 | 6.4935 | 0
30.09. | 14 | 243.6516 |  | 237.1581 | 0 | 0 | 6.4935 | 0
30.09. | 15 | 243.6516 |  | 237.1581 | 0 | 0 | 6.4935 | 0
30.09. | 16 | 243.6516 |  | 237.1581 | 0 | 0 | 6.4935 | 0
30.09. | 17 | 243.6516 |  | 237.1581 | 0 | 0 | 6.4935 | 0
30.09. | 18 | 243.6516 |  | 237.1581 | 0 | 0 | 6.4935 | 0
30.09. | 19 | 243.6516 |  | 237.1581 | 0 | 0 | 6.4935 | 0
30.09. | 20 | 243.6516 |  | 237.1581 | 0 | 0 | 6.4935 | 0
30.09. | 21 | 243.6516 |  | 237.1581 | 0 | 0 | 6.4935 | 0
30.09. | 22 | 243.6516 |  | 237.1581 | 0 | 0 | 6.4935 | 0
30.09. | 23 | 243.6516 |  | 237.1581 | 0 | 0 | 6.4935 | 0
30.09. | 24 | 243.6516 |  | 237.1581 | 0 | 0 | 6.4935 | 0
01.10. | 1 | 243.6516 |  | 237.1581 | 0 | 0 | 6.4935 | 0
01.10. | 2 | 243.6516 |  | 237.1581 | 0 | 0 | 6.4935 | 0
01.10. | 3 | 243.6516 |  | 237.1581 | 0 | 0 | 6.4935 | 0
01.10. | 4 | 243.6516 |  | 237.1581 | 0 | 0 | 6.4935 | 0
01.10. | 5 | 243.6516 |  | 237.1581 | 0 | 0 | 6.4935 | 0
01.10. | 6 | 243.6516 |  | 237.1581 | 0 | 0 | 6.4935 | 0
01.10. | 7 | 243.6516 |  | 237.1581 | 0 | 0 | 6.4935 | 0
01.10. | 8 | 243.6516 |  | 237.1581 | 0 | 0 | 6.4935 | 0
01.10. | 9 | 243.6516 |  | 237.1581 | 0 | 0 | 6.4935 | 0
01.10. | 10 | 243.6516 |  | 237.1581 | 0 | 0 | 6.4935 | 0
01.10. | 11 | 243.6516 |  | 237.1581 | 0 | 0 | 6.4935 | 0
01.10. | 12 | 243.6516 |  | 237.1581 | 0 | 0 | 6.4935 | 0
01.10. | 13 | 243.6516 |  | 237.1581 | 0 | 0 | 6.4935 | 0
01.10. | 14 | 243.6516 |  | 237.1581 | 0 | 0 | 6.4935 | 0
01.10. | 15 | 243.6516 |  | 237.1581 | 0 | 0 | 6.4935 | 0
01.10. | 16 | 243.6516 |  | 237.1581 | 0 | 0 | 6.4935 | 0
01.10. | 17 | 243.6516 |  | 237.1581 | 0 | 0 | 6.4935 | 0
01.10. | 18 | 243.6516 |  | 237.1581 | 0 | 0 | 6.4935 | 0
01.10. | 19 | 243.6516 |  | 237.1581 | 0 | 0 | 6.4935 | 0
01.10. | 20 | 243.6516 |  | 237.1581 | 0 | 0 | 6.4935 | 0
01.10. | 21 | 243.6516 |  | 237.1581 | 0 | 0 | 6.4935 | 0
01.10. | 22 | 243.6516 |  | 237.1581 | 0 | 0 | 6.4935 | 0
01.10. | 23 | 243.6516 |  | 237.1581 | 0 | 0 | 6.4935 | 0
01.10. | 24 | 243.6516 |  | 237.1581 | 0 | 0 | 6.4935 | 0
02.10. | 1 | 243.6516 |  | 237.1581 | 0 | 0 | 6.4935 | 0
02.10. | 2 | 243.6516 |  | 237.1581 | 0 | 0 | 6.4935 | 0
02.10. | 3 | 243.6516 |  | 237.1581 | 0 | 0 | 6.4935 | 0
02.10. | 4 | 243.6516 |  | 237.1581 | 0 | 0 | 6.4935 | 0
02.10. | 5 | 243.6516 |  | 237.1581 | 0 | 0 | 6.4935 | 0
02.10. | 6 | 243.6516 |  | 237.1581 | 0 | 0 | 6.4935 | 0
02.10. | 7 | 243.6516 |  | 237.1581 | 0 | 0 | 6.4935 | 0
02.10. | 8 | 243.6516 |  | 237.1581 | 0 | 0 | 6.4935 | 0
02.10. | 9 | 243.6516 |  | 237.1581 | 0 | 0 | 6.4935 | 0
02.10. | 10 | 243.6516 |  | 237.1581 | 0 | 0 | 6.4935 | 0
02.10. | 11 | 243.6516 |  | 237.1581 | 0 | 0 | 6.4935 | 0
02.10. | 12 | 243.6516 |  | 237.1581 | 0 | 0 | 6.4935 | 0
02.10. | 13 | 243.6516 |  | 237.1581 | 0 | 0 | 6.4935 | 0
02.10. | 14 | 243.6516 |  | 237.1581 | 0 | 0 | 6.4935 | 0
02.10. | 15 | 243.6516 |  | 237.1581 | 0 | 0 | 6.4935 | 0
02.10. | 16 | 243.6516 |  | 237.1581 | 0 | 0 | 6.4935 | 0
02.10. | 17 | 243.6516 |  | 237.1581 | 0 | 0 | 6.4935 | 0
02.10. | 18 | 243.6516 |  | 237.1581 | 0 | 0 | 6.4935 | 0
02.10. | 19 | 243.6516 |  | 237.1581 | 0 | 0 | 6.4935 | 0
02.10. | 20 | 243.6516 |  | 237.1581 | 0 | 0 | 6.4935 | 0
02.10. | 21 | 243.6516 |  | 237.1581 | 0 | 0 | 6.4935 | 0
02.10. | 22 | 243.6516 |  | 237.1581 | 0 | 0 | 6.4935 | 0
02.10. | 23 | 243.6516 |  | 237.1581 | 0 | 0 | 6.4935 | 0
02.10. | 24 | 243.6516 |  | 237.1581 | 0 | 0 | 6.4935 | 0
03.10. | 1 | 243.6516 |  | 237.1581 | 0 | 0 | 6.4935 | 0
03.10. | 2 | 243.6516 |  | 237.1581 | 0 | 0 | 6.4935 | 0
03.10. | 3 | 243.6516 |  | 237.1581 | 0 | 0 | 6.4935 | 0
03.10. | 4 | 243.6516 |  | 237.1581 | 0 | 0 | 6.4935 | 0
03.10. | 5 | 243.6516 |  | 237.1581 | 0 | 0 | 6.4935 | 0
03.10. | 6 | 243.6516 |  | 237.1581 | 0 | 0 | 6.4935 | 0
03.10. | 7 | 243.6516 |  | 237.1581 | 0 | 0 | 6.4935 | 0
03.10. | 8 | 243.6516 |  | 237.1581 | 0 | 0 | 6.4935 | 0
03.10. | 9 | 243.6516 |  | 237.1581 | 0 | 0 | 6.4935 | 0
03.10. | 10 | 243.6516 |  | 237.1581 | 0 | 0 | 6.4935 | 0
03.10. | 11 | 243.6516 |  | 237.1581 | 0 | 0 | 6.4935 | 0
03.10. | 12 | 243.6516 |  | 237.1581 | 0 | 0 | 6.4935 | 0
03.10. | 13 | 243.6516 |  | 237.1581 | 0 | 0 | 6.4935 | 0
03.10. | 14 | 243.6516 |  | 237.1581 | 0 | 0 | 6.4935 | 0
03.10. | 15 | 243.6516 |  | 237.1581 | 0 | 0 | 6.4935 | 0
03.10. | 16 | 243.6516 |  | 237.1581 | 0 | 0 | 6.4935 | 0
03.10. | 17 | 243.6516 |  | 237.1581 | 0 | 0 | 6.4935 | 0
03.10. | 18 | 243.6516 |  | 237.1581 | 0 | 0 | 6.4935 | 0
03.10. | 19 | 243.6516 |  | 237.1581 | 0 | 0 | 6.4935 | 0
03.10. | 20 | 243.6516 |  | 237.1581 | 0 | 0 | 6.4935 | 0
03.10. | 21 | 243.6516 |  | 237.1581 | 0 | 0 | 6.4935 | 0
03.10. | 22 | 243.6516 |  | 237.1581 | 0 | 0 | 6.4935 | 0
03.10. | 23 | 243.6516 |  | 237.1581 | 0 | 0 | 6.4935 | 0
03.10. | 24 | 243.6516 |  | 237.1581 | 0 | 0 | 6.4935 | 0
04.10. | 1 | 243.6516 |  | 237.1581 | 0 | 0 | 6.4935 | 0
04.10. | 2 | 243.6516 |  | 237.1581 | 0 | 0 | 6.4935 | 0
04.10. | 3 | 243.6516 |  | 237.1581 | 0 | 0 | 6.4935 | 0
04.10. | 4 | 243.6516 |  | 237.1581 | 0 | 0 | 6.4935 | 0
04.10. | 5 | 243.6516 |  | 237.1581 | 0 | 0 | 6.4935 | 0
04.10. | 6 | 243.6516 |  | 237.1581 | 0 | 0 | 6.4935 | 0
04.10. | 7 | 243.6516 |  | 237.1581 | 0 | 0 | 6.4935 | 0
04.10. | 8 | 243.6516 |  | 237.1581 | 0 | 0 | 6.4935 | 0
04.10. | 9 | 243.6516 |  | 237.1581 | 0 | 0 | 6.4935 | 0
04.10. | 10 | 243.6516 |  | 237.1581 | 0 | 0 | 6.4935 | 0
04.10. | 11 | 243.6516 |  | 237.1581 | 0 | 0 | 6.4935 | 0
04.10. | 12 | 243.6516 |  | 237.1581 | 0 | 0 | 6.4935 | 0
04.10. | 13 | 243.6516 |  | 237.1581 | 0 | 0 | 6.4935 | 0
04.10. | 14 | 243.6516 |  | 237.1581 | 0 | 0 | 6.4935 | 0
04.10. | 15 | 243.6516 |  | 237.1581 | 0 | 0 | 6.4935 | 0
04.10. | 16 | 243.6516 |  | 237.1581 | 0 | 0 | 6.4935 | 0
04.10. | 17 | 243.6516 |  | 237.1581 | 0 | 0 | 6.4935 | 0
04.10. | 18 | 243.6516 |  | 237.1581 | 0 | 0 | 6.4935 | 0
04.10. | 19 | 243.6516 |  | 237.1581 | 0 | 0 | 6.4935 | 0
04.10. | 20 | 243.6516 |  | 237.1581 | 0 | 0 | 6.4935 | 0
04.10. | 21 | 243.6516 |  | 237.1581 | 0 | 0 | 6.4935 | 0
04.10. | 22 | 243.6516 |  | 237.1581 | 0 | 0 | 6.4935 | 0
04.10. | 23 | 243.6516 |  | 237.1581 | 0 | 0 | 6.4935 | 0
04.10. | 24 | 243.6516 |  | 237.1581 | 0 | 0 | 6.4935 | 0
05.10. | 1 | 243.6516 |  | 237.1581 | 0 | 0 | 6.4935 | 0
05.10. | 2 | 243.6516 |  | 237.1581 | 0 | 0 | 6.4935 | 0
05.10. | 3 | 243.6516 |  | 237.1581 | 0 | 0 | 6.4935 | 0
05.10. | 4 | 243.6516 |  | 237.1581 | 0 | 0 | 6.4935 | 0
05.10. | 5 | 243.6516 |  | 237.1581 | 0 | 0 | 6.4935 | 0
05.10. | 6 | 243.6516 |  | 237.1581 | 0 | 0 | 6.4935 | 0
05.10. | 7 | 243.6516 |  | 237.1581 | 0 | 0 | 6.4935 | 0
05.10. | 8 | 243.6516 |  | 237.1581 | 0 | 0 | 6.4935 | 0
05.10. | 9 | 243.6516 |  | 237.1581 | 0 | 0 | 6.4935 | 0
05.10. | 10 | 243.6516 |  | 237.1581 | 0 | 0 | 6.4935 | 0
05.10. | 11 | 243.6516 |  | 237.1581 | 0 | 0 | 6.4935 | 0
05.10. | 12 | 243.6516 |  | 237.1581 | 0 | 0 | 6.4935 | 0
05.10. | 13 | 243.6516 |  | 237.1581 | 0 | 0 | 6.4935 | 0
05.10. | 14 | 243.6516 |  | 237.1581 | 0 | 0 | 6.4935 | 0
05.10. | 15 | 243.6516 |  | 237.1581 | 0 | 0 | 6.4935 | 0
05.10. | 16 | 243.6516 |  | 237.1581 | 0 | 0 | 6.4935 | 0
05.10. | 17 | 243.6516 |  | 237.1581 | 0 | 0 | 6.4935 | 0
05.10. | 18 | 243.6516 |  | 237.1581 | 0 | 0 | 6.4935 | 0
05.10. | 19 | 243.6516 |  | 237.1581 | 0 | 0 | 6.4935 | 0
05.10. | 20 | 243.6516 |  | 237.1581 | 0 | 0 | 6.4935 | 0
05.10. | 21 | 243.6516 |  | 237.1581 | 0 | 0 | 6.4935 | 0
05.10. | 22 | 243.6516 |  | 237.1581 | 0 | 0 | 6.4935 | 0
05.10. | 23 | 243.6516 |  | 237.1581 | 0 | 0 | 6.4935 | 0
05.10. | 24 | 243.6516 |  | 237.1581 | 0 | 0 | 6.4935 | 0
06.10. | 1 | 243.6516 |  | 237.1581 | 0 | 0 | 6.4935 | 0
06.10. | 2 | 243.6516 |  | 237.1581 | 0 | 0 | 6.4935 | 0
06.10. | 3 | 243.6516 |  | 237.1581 | 0 | 0 | 6.4935 | 0
06.10. | 4 | 243.6516 |  | 237.1581 | 0 | 0 | 6.4935 | 0
06.10. | 5 | 243.6516 |  | 237.1581 | 0 | 0 | 6.4935 | 0
06.10. | 6 | 243.6516 |  | 237.1581 | 0 | 0 | 6.4935 | 0
06.10. | 7 | 243.6516 |  | 237.1581 | 0 | 0 | 6.4935 | 0
06.10. | 8 | 243.6516 |  | 237.1581 | 0 | 0 | 6.4935 | 0
06.10. | 9 | 243.6516 |  | 237.1581 | 0 | 0 | 6.4935 | 0
06.10. | 10 | 243.6516 |  | 237.1581 | 0 | 0 | 6.4935 | 0
06.10. | 11 | 243.6516 |  | 237.1581 | 0 | 0 | 6.4935 | 0
06.10. | 12 | 243.6516 |  | 237.1581 | 0 | 0 | 6.4935 | 0
06.10. | 13 | 243.6516 |  | 237.1581 | 0 | 0 | 6.4935 | 0
06.10. | 14 | 243.6516 |  | 237.1581 | 0 | 0 | 6.4935 | 0
06.10. | 15 | 243.6516 |  | 237.1581 | 0 | 0 | 6.4935 | 0
06.10. | 16 | 243.6516 |  | 237.1581 | 0 | 0 | 6.4935 | 0
06.10. | 17 | 243.6516 |  | 237.1581 | 0 | 0 | 6.4935 | 0
06.10. | 18 | 243.6516 |  | 237.1581 | 0 | 0 | 6.4935 | 0
06.10. | 19 | 243.6516 |  | 237.1581 | 0 | 0 | 6.4935 | 0
06.10. | 20 | 243.6516 |  | 237.1581 | 0 | 0 | 6.4935 | 0
06.10. | 21 | 243.6516 |  | 237.1581 | 0 | 0 | 6.4935 | 0
06.10. | 22 | 243.6516 |  | 237.1581 | 0 | 0 | 6.4935 | 0
06.10. | 23 | 243.6516 |  | 237.1581 | 0 | 0 | 6.4935 | 0
06.10. | 24 | 243.6516 |  | 237.1581 | 0 | 0 | 6.4935 | 0
07.10. | 1 | 243.6516 |  | 237.1581 | 0 | 0 | 6.4935 | 0
07.10. | 2 | 243.6516 |  | 237.1581 | 0 | 0 | 6.4935 | 0
07.10. | 3 | 243.6516 |  | 237.1581 | 0 | 0 | 6.4935 | 0
07.10. | 4 | 243.6516 |  | 237.1581 | 0 | 0 | 6.4935 | 0
07.10. | 5 | 243.6516 |  | 237.1581 | 0 | 0 | 6.4935 | 0
07.10. | 6 | 243.6516 |  | 237.1581 | 0 | 0 | 6.4935 | 0
07.10. | 7 | 243.6516 |  | 237.1581 | 0 | 0 | 6.4935 | 0
07.10. | 8 | 243.6516 |  | 237.1581 | 0 | 0 | 6.4935 | 0
07.10. | 9 | 243.6516 |  | 237.1581 | 0 | 0 | 6.4935 | 0
07.10. | 10 | 243.6516 |  | 237.1581 | 0 | 0 | 6.4935 | 0
07.10. | 11 | 243.6516 |  | 237.1581 | 0 | 0 | 6.4935 | 0
07.10. | 12 | 243.6516 |  | 237.1581 | 0 | 0 | 6.4935 | 0
07.10. | 13 | 243.6516 |  | 237.1581 | 0 | 0 | 6.4935 | 0
07.10. | 14 | 243.6516 |  | 237.1581 | 0 | 0 | 6.4935 | 0
07.10. | 15 | 243.6516 |  | 237.1581 | 0 | 0 | 6.4935 | 0
07.10. | 16 | 243.6516 |  | 237.1581 | 0 | 0 | 6.4935 | 0
07.10. | 17 | 243.6516 |  | 237.1581 | 0 | 0 | 6.4935 | 0
07.10. | 18 | 243.6516 |  | 237.1581 | 0 | 0 | 6.4935 | 0
07.10. | 19 | 243.6516 |  | 237.1581 | 0 | 0 | 6.4935 | 0
07.10. | 20 | 243.6516 |  | 237.1581 | 0 | 0 | 6.4935 | 0
07.10. | 21 | 243.6516 |  | 237.1581 | 0 | 0 | 6.4935 | 0
07.10. | 22 | 243.6516 |  | 237.1581 | 0 | 0 | 6.4935 | 0
07.10. | 23 | 243.6516 |  | 237.1581 | 0 | 0 | 6.4935 | 0
07.10. | 24 | 243.6516 |  | 237.1581 | 0 | 0 | 6.4935 | 0
08.10. | 1 | 243.6516 |  | 237.1581 | 0 | 0 | 6.4935 | 0
08.10. | 2 | 243.6516 |  | 237.1581 | 0 | 0 | 6.4935 | 0
08.10. | 3 | 243.6516 |  | 237.1581 | 0 | 0 | 6.4935 | 0
08.10. | 4 | 243.6516 |  | 237.1581 | 0 | 0 | 6.4935 | 0
08.10. | 5 | 243.6516 |  | 237.1581 | 0 | 0 | 6.4935 | 0
08.10. | 6 | 243.6516 |  | 237.1581 | 0 | 0 | 6.4935 | 0
08.10. | 7 | 243.6516 |  | 237.1581 | 0 | 0 | 6.4935 | 0
08.10. | 8 | 243.6516 |  | 237.1581 | 0 | 0 | 6.4935 | 0
08.10. | 9 | 243.6516 |  | 237.1581 | 0 | 0 | 6.4935 | 0
08.10. | 10 | 243.6516 |  | 237.1581 | 0 | 0 | 6.4935 | 0
08.10. | 11 | 243.6516 |  | 237.1581 | 0 | 0 | 6.4935 | 0
08.10. | 12 | 243.6516 |  | 237.1581 | 0 | 0 | 6.4935 | 0
08.10. | 13 | 243.6516 |  | 237.1581 | 0 | 0 | 6.4935 | 0
08.10. | 14 | 243.6516 |  | 237.1581 | 0 | 0 | 6.4935 | 0
08.10. | 15 | 243.6516 |  | 237.1581 | 0 | 0 | 6.4935 | 0
08.10. | 16 | 243.6516 |  | 237.1581 | 0 | 0 | 6.4935 | 0
08.10. | 17 | 243.6516 |  | 237.1581 | 0 | 0 | 6.4935 | 0
08.10. | 18 | 243.6516 |  | 237.1581 | 0 | 0 | 6.4935 | 0
08.10. | 19 | 243.6516 |  | 237.1581 | 0 | 0 | 6.4935 | 0
08.10. | 20 | 243.6516 |  | 237.1581 | 0 | 0 | 6.4935 | 0
08.10. | 21 | 243.6516 |  | 237.1581 | 0 | 0 | 6.4935 | 0
08.10. | 22 | 243.6516 |  | 237.1581 | 0 | 0 | 6.4935 | 0
08.10. | 23 | 243.6516 |  | 237.1581 | 0 | 0 | 6.4935 | 0
08.10. | 24 | 243.6516 |  | 237.1581 | 0 | 0 | 6.4935 | 0
09.10. | 1 | 243.6516 |  | 237.1581 | 0 | 0 | 6.4935 | 0
09.10. | 2 | 243.6516 |  | 237.1581 | 0 | 0 | 6.4935 | 0
09.10. | 3 | 243.6516 |  | 237.1581 | 0 | 0 | 6.4935 | 0
09.10. | 4 | 243.6516 |  | 237.1581 | 0 | 0 | 6.4935 | 0
09.10. | 5 | 243.6516 |  | 237.1581 | 0 | 0 | 6.4935 | 0
09.10. | 6 | 243.6516 |  | 237.1581 | 0 | 0 | 6.4935 | 0
09.10. | 7 | 243.6516 |  | 237.1581 | 0 | 0 | 6.4935 | 0
09.10. | 8 | 243.6516 |  | 237.1581 | 0 | 0 | 6.4935 | 0
09.10. | 9 | 243.6516 |  | 237.1581 | 0 | 0 | 6.4935 | 0
09.10. | 10 | 243.6516 |  | 237.1581 | 0 | 0 | 6.4935 | 0
09.10. | 11 | 243.6516 |  | 237.1581 | 0 | 0 | 6.4935 | 0
09.10. | 12 | 243.6516 |  | 237.1581 | 0 | 0 | 6.4935 | 0
09.10. | 13 | 243.6516 |  | 237.1581 | 0 | 0 | 6.4935 | 0
09.10. | 14 | 243.6516 |  | 237.1581 | 0 | 0 | 6.4935 | 0
09.10. | 15 | 243.6516 |  | 237.1581 | 0 | 0 | 6.4935 | 0
09.10. | 16 | 243.6516 |  | 237.1581 | 0 | 0 | 6.4935 | 0
09.10. | 17 | 243.6516 |  | 237.1581 | 0 | 0 | 6.4935 | 0
09.10. | 18 | 243.6516 |  | 237.1581 | 0 | 0 | 6.4935 | 0
09.10. | 19 | 243.6516 |  | 237.1581 | 0 | 0 | 6.4935 | 0
09.10. | 20 | 243.6516 |  | 237.1581 | 0 | 0 | 6.4935 | 0
09.10. | 21 | 243.6516 |  | 237.1581 | 0 | 0 | 6.4935 | 0
09.10. | 22 | 243.6516 |  | 237.1581 | 0 | 0 | 6.4935 | 0
09.10. | 23 | 243.6516 |  | 237.1581 | 0 | 0 | 6.4935 | 0
09.10. | 24 | 243.6516 |  | 237.1581 | 0 | 0 | 6.4935 | 0
10.10. | 1 | 243.6516 |  | 237.1581 | 0 | 0 | 6.4935 | 0
10.10. | 2 | 243.6516 |  | 237.1581 | 0 | 0 | 6.4935 | 0
10.10. | 3 | 243.6516 |  | 237.1581 | 0 | 0 | 6.4935 | 0
10.10. | 4 | 243.6516 |  | 237.1581 | 0 | 0 | 6.4935 | 0
10.10. | 5 | 243.6516 |  | 237.1581 | 0 | 0 | 6.4935 | 0
10.10. | 6 | 243.6516 |  | 237.1581 | 0 | 0 | 6.4935 | 0
10.10. | 7 | 243.6516 |  | 237.1581 | 0 | 0 | 6.4935 | 0
10.10. | 8 | 243.6516 |  | 237.1581 | 0 | 0 | 6.4935 | 0
10.10. | 9 | 243.6516 |  | 237.1581 | 0 | 0 | 6.4935 | 0
10.10. | 10 | 243.6516 |  | 237.1581 | 0 | 0 | 6.4935 | 0
10.10. | 11 | 243.6516 |  | 237.1581 | 0 | 0 | 6.4935 | 0
10.10. | 12 | 243.6516 |  | 237.1581 | 0 | 0 | 6.4935 | 0
10.10. | 13 | 243.6516 |  | 237.1581 | 0 | 0 | 6.4935 | 0
10.10. | 14 | 243.6516 |  | 237.1581 | 0 | 0 | 6.4935 | 0
10.10. | 15 | 243.6516 |  | 237.1581 | 0 | 0 | 6.4935 | 0
10.10. | 16 | 243.6516 |  | 237.1581 | 0 | 0 | 6.4935 | 0
10.10. | 17 | 243.6516 |  | 237.1581 | 0 | 0 | 6.4935 | 0
10.10. | 18 | 243.6516 |  | 237.1581 | 0 | 0 | 6.4935 | 0
10.10. | 19 | 243.6516 |  | 237.1581 | 0 | 0 | 6.4935 | 0
10.10. | 20 | 243.6516 |  | 237.1581 | 0 | 0 | 6.4935 | 0
10.10. | 21 | 243.6516 |  | 237.1581 | 0 | 0 | 6.4935 | 0
10.10. | 22 | 243.6516 |  | 237.1581 | 0 | 0 | 6.4935 | 0
10.10. | 23 | 243.6516 |  | 237.1581 | 0 | 0 | 6.4935 | 0
10.10. | 24 | 243.6516 |  | 237.1581 | 0 | 0 | 6.4935 | 0
11.10. | 1 | 243.6516 |  | 237.1581 | 0 | 0 | 6.4935 | 0
11.10. | 2 | 243.6516 |  | 237.1581 | 0 | 0 | 6.4935 | 0
11.10. | 3 | 243.6516 |  | 237.1581 | 0 | 0 | 6.4935 | 0
11.10. | 4 | 243.6516 |  | 237.1581 | 0 | 0 | 6.4935 | 0
11.10. | 5 | 243.6516 |  | 237.1581 | 0 | 0 | 6.4935 | 0
11.10. | 6 | 243.6516 |  | 237.1581 | 0 | 0 | 6.4935 | 0
11.10. | 7 | 243.6516 |  | 237.1581 | 0 | 0 | 6.4935 | 0
11.10. | 8 | 243.6516 |  | 237.1581 | 0 | 0 | 6.4935 | 0
11.10. | 9 | 243.6516 |  | 237.1581 | 0 | 0 | 6.4935 | 0
11.10. | 10 | 243.6516 |  | 237.1581 | 0 | 0 | 6.4935 | 0
11.10. | 11 | 243.6516 |  | 237.1581 | 0 | 0 | 6.4935 | 0
11.10. | 12 | 243.6516 |  | 237.1581 | 0 | 0 | 6.4935 | 0
11.10. | 13 | 243.6516 |  | 237.1581 | 0 | 0 | 6.4935 | 0
11.10. | 14 | 243.6516 |  | 237.1581 | 0 | 0 | 6.4935 | 0
11.10. | 15 | 243.6516 |  | 237.1581 | 0 | 0 | 6.4935 | 0
11.10. | 16 | 243.6516 |  | 237.1581 | 0 | 0 | 6.4935 | 0
11.10. | 17 | 243.6516 |  | 237.1581 | 0 | 0 | 6.4935 | 0
11.10. | 18 | 243.6516 |  | 237.1581 | 0 | 0 | 6.4935 | 0
11.10. | 19 | 243.6516 |  | 237.1581 | 0 | 0 | 6.4935 | 0
11.10. | 20 | 243.6516 |  | 237.1581 | 0 | 0 | 6.4935 | 0
11.10. | 21 | 243.6516 |  | 237.1581 | 0 | 0 | 6.4935 | 0
11.10. | 22 | 243.6516 |  | 237.1581 | 0 | 0 | 6.4935 | 0
11.10. | 23 | 243.6516 |  | 237.1581 | 0 | 0 | 6.4935 | 0
11.10. | 24 | 243.6516 |  | 237.1581 | 0 | 0 | 6.4935 | 0
12.10. | 1 | 243.6516 |  | 237.1581 | 0 | 0 | 6.4935 | 0
12.10. | 2 | 243.6516 |  | 237.1581 | 0 | 0 | 6.4935 | 0
12.10. | 3 | 243.6516 |  | 237.1581 | 0 | 0 | 6.4935 | 0
12.10. | 4 | 243.6516 |  | 237.1581 | 0 | 0 | 6.4935 | 0
12.10. | 5 | 243.6516 |  | 237.1581 | 0 | 0 | 6.4935 | 0
12.10. | 6 | 243.6516 |  | 237.1581 | 0 | 0 | 6.4935 | 0
12.10. | 7 | 243.6516 |  | 237.1581 | 0 | 0 | 6.4935 | 0
12.10. | 8 | 243.6516 |  | 237.1581 | 0 | 0 | 6.4935 | 0
12.10. | 9 | 243.6516 |  | 237.1581 | 0 | 0 | 6.4935 | 0
12.10. | 10 | 243.6516 |  | 237.1581 | 0 | 0 | 6.4935 | 0
12.10. | 11 | 243.6516 |  | 237.1581 | 0 | 0 | 6.4935 | 0
12.10. | 12 | 243.6516 |  | 237.1581 | 0 | 0 | 6.4935 | 0
12.10. | 13 | 243.6516 |  | 237.1581 | 0 | 0 | 6.4935 | 0
12.10. | 14 | 243.6516 |  | 237.1581 | 0 | 0 | 6.4935 | 0
12.10. | 15 | 243.6516 |  | 237.1581 | 0 | 0 | 6.4935 | 0
12.10. | 16 | 243.6516 |  | 237.1581 | 0 | 0 | 6.4935 | 0
12.10. | 17 | 243.6516 |  | 237.1581 | 0 | 0 | 6.4935 | 0
12.10. | 18 | 243.6516 |  | 237.1581 | 0 | 0 | 6.4935 | 0
12.10. | 19 | 243.6516 |  | 237.1581 | 0 | 0 | 6.4935 | 0
12.10. | 20 | 243.6516 |  | 237.1581 | 0 | 0 | 6.4935 | 0
12.10. | 21 | 243.6516 |  | 237.1581 | 0 | 0 | 6.4935 | 0
12.10. | 22 | 243.6516 |  | 237.1581 | 0 | 0 | 6.4935 | 0
12.10. | 23 | 243.6516 |  | 237.1581 | 0 | 0 | 6.4935 | 0
12.10. | 24 | 243.6516 |  | 237.1581 | 0 | 0 | 6.4935 | 0
13.10. | 1 | 243.6516 |  | 237.1581 | 0 | 0 | 6.4935 | 0
13.10. | 2 | 243.6516 |  | 237.1581 | 0 | 0 | 6.4935 | 0
13.10. | 3 | 243.6516 |  | 237.1581 | 0 | 0 | 6.4935 | 0
13.10. | 4 | 243.6516 |  | 237.1581 | 0 | 0 | 6.4935 | 0
13.10. | 5 | 243.6516 |  | 237.1581 | 0 | 0 | 6.4935 | 0
13.10. | 6 | 243.6516 |  | 237.1581 | 0 | 0 | 6.4935 | 0
13.10. | 7 | 243.6516 |  | 237.1581 | 0 | 0 | 6.4935 | 0
13.10. | 8 | 243.6516 |  | 237.1581 | 0 | 0 | 6.4935 | 0
13.10. | 9 | 243.6516 |  | 237.1581 | 0 | 0 | 6.4935 | 0
13.10. | 10 | 243.6516 |  | 237.1581 | 0 | 0 | 6.4935 | 0
13.10. | 11 | 243.6516 |  | 237.1581 | 0 | 0 | 6.4935 | 0
13.10. | 12 | 243.6516 |  | 237.1581 | 0 | 0 | 6.4935 | 0
13.10. | 13 | 243.6516 |  | 237.1581 | 0 | 0 | 6.4935 | 0
13.10. | 14 | 243.6516 |  | 237.1581 | 0 | 0 | 6.4935 | 0
13.10. | 15 | 243.6516 |  | 237.1581 | 0 | 0 | 6.4935 | 0
13.10. | 16 | 243.6516 |  | 237.1581 | 0 | 0 | 6.4935 | 0
13.10. | 17 | 243.6516 |  | 237.1581 | 0 | 0 | 6.4935 | 0
13.10. | 18 | 243.6516 |  | 237.1581 | 0 | 0 | 6.4935 | 0
13.10. | 19 | 243.6516 |  | 237.1581 | 0 | 0 | 6.4935 | 0
13.10. | 20 | 243.6516 |  | 237.1581 | 0 | 0 | 6.4935 | 0
13.10. | 21 | 243.6516 |  | 237.1581 | 0 | 0 | 6.4935 | 0
13.10. | 22 | 243.6516 |  | 237.1581 | 0 | 0 | 6.4935 | 0
13.10. | 23 | 243.6516 |  | 237.1581 | 0 | 0 | 6.4935 | 0
13.10. | 24 | 243.6516 |  | 237.1581 | 0 | 0 | 6.4935 | 0
14.10. | 1 | 243.6516 |  | 237.1581 | 0 | 0 | 6.4935 | 0
14.10. | 2 | 243.6516 |  | 237.1581 | 0 | 0 | 6.4935 | 0
14.10. | 3 | 243.6516 |  | 237.1581 | 0 | 0 | 6.4935 | 0
14.10. | 4 | 243.6516 |  | 237.1581 | 0 | 0 | 6.4935 | 0
14.10. | 5 | 243.6516 |  | 237.1581 | 0 | 0 | 6.4935 | 0
14.10. | 6 | 243.6516 |  | 237.1581 | 0 | 0 | 6.4935 | 0
14.10. | 7 | 243.6516 |  | 237.1581 | 0 | 0 | 6.4935 | 0
14.10. | 8 | 243.6516 |  | 237.1581 | 0 | 0 | 6.4935 | 0
14.10. | 9 | 243.6516 |  | 237.1581 | 0 | 0 | 6.4935 | 0
14.10. | 10 | 243.6516 |  | 237.1581 | 0 | 0 | 6.4935 | 0
14.10. | 11 | 243.6516 |  | 237.1581 | 0 | 0 | 6.4935 | 0
14.10. | 12 | 243.6516 |  | 237.1581 | 0 | 0 | 6.4935 | 0
14.10. | 13 | 243.6516 |  | 237.1581 | 0 | 0 | 6.4935 | 0
14.10. | 14 | 243.6516 |  | 237.1581 | 0 | 0 | 6.4935 | 0
14.10. | 15 | 243.6516 |  | 237.1581 | 0 | 0 | 6.4935 | 0
14.10. | 16 | 243.6516 |  | 237.1581 | 0 | 0 | 6.4935 | 0
14.10. | 17 | 243.6516 |  | 237.1581 | 0 | 0 | 6.4935 | 0
14.10. | 18 | 243.6516 |  | 237.1581 | 0 | 0 | 6.4935 | 0
14.10. | 19 | 243.6516 |  | 237.1581 | 0 | 0 | 6.4935 | 0
14.10. | 20 | 243.6516 |  | 237.1581 | 0 | 0 | 6.4935 | 0
14.10. | 21 | 243.6516 |  | 237.1581 | 0 | 0 | 6.4935 | 0
14.10. | 22 | 243.6516 |  | 237.1581 | 0 | 0 | 6.4935 | 0
14.10. | 23 | 243.6516 |  | 237.1581 | 0 | 0 | 6.4935 | 0
14.10. | 24 | 243.6516 |  | 237.1581 | 0 | 0 | 6.4935 | 0
15.10. | 1 | 243.6516 |  | 237.1581 | 0 | 0 | 6.4935 | 0
15.10. | 2 | 243.6516 |  | 237.1581 | 0 | 0 | 6.4935 | 0
15.10. | 3 | 243.6516 |  | 237.1581 | 0 | 0 | 6.4935 | 0
15.10. | 4 | 243.6516 |  | 237.1581 | 0 | 0 | 6.4935 | 0
15.10. | 5 | 243.6516 |  | 237.1581 | 0 | 0 | 6.4935 | 0
15.10. | 6 | 243.6516 |  | 237.1581 | 0 | 0 | 6.4935 | 0
15.10. | 7 | 243.6516 |  | 237.1581 | 0 | 0 | 6.4935 | 0
15.10. | 8 | 243.6516 |  | 237.1581 | 0 | 0 | 6.4935 | 0
15.10. | 9 | 243.6516 |  | 237.1581 | 0 | 0 | 6.4935 | 0
15.10. | 10 | 243.6516 |  | 237.1581 | 0 | 0 | 6.4935 | 0
15.10. | 11 | 243.6516 |  | 237.1581 | 0 | 0 | 6.4935 | 0
15.10. | 12 | 243.6516 |  | 237.1581 | 0 | 0 | 6.4935 | 0
15.10. | 13 | 243.6516 |  | 237.1581 | 0 | 0 | 6.4935 | 0
15.10. | 14 | 243.6516 |  | 237.1581 | 0 | 0 | 6.4935 | 0
15.10. | 15 | 243.6516 |  | 237.1581 | 0 | 0 | 6.4935 | 0
15.10. | 16 | 243.6516 |  | 237.1581 | 0 | 0 | 6.4935 | 0
15.10. | 17 | 243.6516 |  | 237.1581 | 0 | 0 | 6.4935 | 0
15.10. | 18 | 243.6516 |  | 237.1581 | 0 | 0 | 6.4935 | 0
15.10. | 19 | 243.6516 |  | 237.1581 | 0 | 0 | 6.4935 | 0
15.10. | 20 | 243.6516 |  | 237.1581 | 0 | 0 | 6.4935 | 0
15.10. | 21 | 243.6516 |  | 237.1581 | 0 | 0 | 6.4935 | 0
15.10. | 22 | 243.6516 |  | 237.1581 | 0 | 0 | 6.4935 | 0
15.10. | 23 | 243.6516 |  | 237.1581 | 0 | 0 | 6.4935 | 0
15.10. | 24 | 243.6516 |  | 237.1581 | 0 | 0 | 6.4935 | 0
16.10. | 1 | 243.6516 |  | 237.1581 | 0 | 0 | 6.4935 | 0
16.10. | 2 | 243.6516 |  | 237.1581 | 0 | 0 | 6.4935 | 0
16.10. | 3 | 243.6516 |  | 237.1581 | 0 | 0 | 6.4935 | 0
16.10. | 4 | 243.6516 |  | 237.1581 | 0 | 0 | 6.4935 | 0
16.10. | 5 | 243.6516 |  | 237.1581 | 0 | 0 | 6.4935 | 0
16.10. | 6 | 243.6516 |  | 237.1581 | 0 | 0 | 6.4935 | 0
16.10. | 7 | 243.6516 |  | 237.1581 | 0 | 0 | 6.4935 | 0
16.10. | 8 | 243.6516 |  | 237.1581 | 0 | 0 | 6.4935 | 0
16.10. | 9 | 243.6516 |  | 237.1581 | 0 | 0 | 6.4935 | 0
16.10. | 10 | 243.6516 |  | 237.1581 | 0 | 0 | 6.4935 | 0
16.10. | 11 | 243.6516 |  | 237.1581 | 0 | 0 | 6.4935 | 0
16.10. | 12 | 243.6516 |  | 237.1581 | 0 | 0 | 6.4935 | 0
16.10. | 13 | 243.6516 |  | 237.1581 | 0 | 0 | 6.4935 | 0
16.10. | 14 | 243.6516 |  | 237.1581 | 0 | 0 | 6.4935 | 0
16.10. | 15 | 243.6516 |  | 237.1581 | 0 | 0 | 6.4935 | 0
16.10. | 16 | 243.6516 |  | 237.1581 | 0 | 0 | 6.4935 | 0
16.10. | 17 | 243.6516 |  | 237.1581 | 0 | 0 | 6.4935 | 0
16.10. | 18 | 243.6516 |  | 237.1581 | 0 | 0 | 6.4935 | 0
16.10. | 19 | 243.6516 |  | 237.1581 | 0 | 0 | 6.4935 | 0
16.10. | 20 | 243.6516 |  | 237.1581 | 0 | 0 | 6.4935 | 0
16.10. | 21 | 243.6516 |  | 237.1581 | 0 | 0 | 6.4935 | 0
16.10. | 22 | 243.6516 |  | 237.1581 | 0 | 0 | 6.4935 | 0
16.10. | 23 | 243.6516 |  | 237.1581 | 0 | 0 | 6.4935 | 0
16.10. | 24 | 243.6516 |  | 237.1581 | 0 | 0 | 6.4935 | 0
17.10. | 1 | 243.6516 |  | 237.1581 | 0 | 0 | 6.4935 | 0
17.10. | 2 | 243.6516 |  | 237.1581 | 0 | 0 | 6.4935 | 0
17.10. | 3 | 243.6516 |  | 237.1581 | 0 | 0 | 6.4935 | 0
17.10. | 4 | 243.6516 |  | 237.1581 | 0 | 0 | 6.4935 | 0
17.10. | 5 | 243.6516 |  | 237.1581 | 0 | 0 | 6.4935 | 0
17.10. | 6 | 243.6516 |  | 237.1581 | 0 | 0 | 6.4935 | 0
17.10. | 7 | 243.6516 |  | 237.1581 | 0 | 0 | 6.4935 | 0
17.10. | 8 | 243.6516 |  | 237.1581 | 0 | 0 | 6.4935 | 0
17.10. | 9 | 243.6516 |  | 237.1581 | 0 | 0 | 6.4935 | 0
17.10. | 10 | 243.6516 |  | 237.1581 | 0 | 0 | 6.4935 | 0
17.10. | 11 | 243.6516 |  | 237.1581 | 0 | 0 | 6.4935 | 0
17.10. | 12 | 243.6516 |  | 237.1581 | 0 | 0 | 6.4935 | 0
17.10. | 13 | 243.6516 |  | 237.1581 | 0 | 0 | 6.4935 | 0
17.10. | 14 | 243.6516 |  | 237.1581 | 0 | 0 | 6.4935 | 0
17.10. | 15 | 243.6516 |  | 237.1581 | 0 | 0 | 6.4935 | 0
17.10. | 16 | 243.6516 |  | 237.1581 | 0 | 0 | 6.4935 | 0
17.10. | 17 | 243.6516 |  | 237.1581 | 0 | 0 | 6.4935 | 0
17.10. | 18 | 243.6516 |  | 237.1581 | 0 | 0 | 6.4935 | 0
17.10. | 19 | 243.6516 |  | 237.1581 | 0 | 0 | 6.4935 | 0
17.10. | 20 | 243.6516 |  | 237.1581 | 0 | 0 | 6.4935 | 0
17.10. | 21 | 243.6516 |  | 237.1581 | 0 | 0 | 6.4935 | 0
17.10. | 22 | 243.6516 |  | 237.1581 | 0 | 0 | 6.4935 | 0
17.10. | 23 | 243.6516 |  | 237.1581 | 0 | 0 | 6.4935 | 0
17.10. | 24 | 243.6516 |  | 237.1581 | 0 | 0 | 6.4935 | 0
18.10. | 1 | 243.6516 |  | 237.1581 | 0 | 0 | 6.4935 | 0
18.10. | 2 | 243.6516 |  | 237.1581 | 0 | 0 | 6.4935 | 0
18.10. | 3 | 243.6516 |  | 237.1581 | 0 | 0 | 6.4935 | 0
18.10. | 4 | 243.6516 |  | 237.1581 | 0 | 0 | 6.4935 | 0
18.10. | 5 | 243.6516 |  | 237.1581 | 0 | 0 | 6.4935 | 0
18.10. | 6 | 243.6516 |  | 237.1581 | 0 | 0 | 6.4935 | 0
18.10. | 7 | 243.6516 |  | 237.1581 | 0 | 0 | 6.4935 | 0
18.10. | 8 | 243.6516 |  | 237.1581 | 0 | 0 | 6.4935 | 0
18.10. | 9 | 243.6516 |  | 237.1581 | 0 | 0 | 6.4935 | 0
18.10. | 10 | 243.6516 |  | 237.1581 | 0 | 0 | 6.4935 | 0
18.10. | 11 | 243.6516 |  | 237.1581 | 0 | 0 | 6.4935 | 0
18.10. | 12 | 243.6516 |  | 237.1581 | 0 | 0 | 6.4935 | 0
18.10. | 13 | 243.6516 |  | 237.1581 | 0 | 0 | 6.4935 | 0
18.10. | 14 | 243.6516 |  | 237.1581 | 0 | 0 | 6.4935 | 0
18.10. | 15 | 243.6516 |  | 237.1581 | 0 | 0 | 6.4935 | 0
18.10. | 16 | 243.6516 |  | 237.1581 | 0 | 0 | 6.4935 | 0
18.10. | 17 | 243.6516 |  | 237.1581 | 0 | 0 | 6.4935 | 0
18.10. | 18 | 243.6516 |  | 237.1581 | 0 | 0 | 6.4935 | 0
18.10. | 19 | 243.6516 |  | 237.1581 | 0 | 0 | 6.4935 | 0
18.10. | 20 | 243.6516 |  | 237.1581 | 0 | 0 | 6.4935 | 0
18.10. | 21 | 243.6516 |  | 237.1581 | 0 | 0 | 6.4935 | 0
18.10. | 22 | 243.6516 |  | 237.1581 | 0 | 0 | 6.4935 | 0
18.10. | 23 | 243.6516 |  | 237.1581 | 0 | 0 | 6.4935 | 0
18.10. | 24 | 243.6516 |  | 237.1581 | 0 | 0 | 6.4935 | 0
19.10. | 1 | 243.6516 |  | 237.1581 | 0 | 0 | 6.4935 | 0
19.10. | 2 | 243.6516 |  | 237.1581 | 0 | 0 | 6.4935 | 0
19.10. | 3 | 243.6516 |  | 237.1581 | 0 | 0 | 6.4935 | 0
19.10. | 4 | 243.6516 |  | 237.1581 | 0 | 0 | 6.4935 | 0
19.10. | 5 | 243.6516 |  | 237.1581 | 0 | 0 | 6.4935 | 0
19.10. | 6 | 243.6516 |  | 237.1581 | 0 | 0 | 6.4935 | 0
19.10. | 7 | 243.6516 |  | 237.1581 | 0 | 0 | 6.4935 | 0
19.10. | 8 | 243.6516 |  | 237.1581 | 0 | 0 | 6.4935 | 0
19.10. | 9 | 243.6516 |  | 237.1581 | 0 | 0 | 6.4935 | 0
19.10. | 10 | 243.6516 |  | 237.1581 | 0 | 0 | 6.4935 | 0
19.10. | 11 | 243.6516 |  | 237.1581 | 0 | 0 | 6.4935 | 0
19.10. | 12 | 243.6516 |  | 237.1581 | 0 | 0 | 6.4935 | 0
19.10. | 13 | 243.6516 |  | 237.1581 | 0 | 0 | 6.4935 | 0
19.10. | 14 | 243.6516 |  | 237.1581 | 0 | 0 | 6.4935 | 0
19.10. | 15 | 243.6516 |  | 237.1581 | 0 | 0 | 6.4935 | 0
19.10. | 16 | 243.6516 |  | 237.1581 | 0 | 0 | 6.4935 | 0
19.10. | 17 | 243.6516 |  | 237.1581 | 0 | 0 | 6.4935 | 0
19.10. | 18 | 243.6516 |  | 237.1581 | 0 | 0 | 6.4935 | 0
19.10. | 19 | 243.6516 |  | 237.1581 | 0 | 0 | 6.4935 | 0
19.10. | 20 | 243.6516 |  | 237.1581 | 0 | 0 | 6.4935 | 0
19.10. | 21 | 243.6516 |  | 237.1581 | 0 | 0 | 6.4935 | 0
19.10. | 22 | 243.6516 |  | 237.1581 | 0 | 0 | 6.4935 | 0
19.10. | 23 | 243.6516 |  | 237.1581 | 0 | 0 | 6.4935 | 0
19.10. | 24 | 243.6516 |  | 237.1581 | 0 | 0 | 6.4935 | 0
20.10. | 1 | 243.6516 |  | 237.1581 | 0 | 0 | 6.4935 | 0
20.10. | 2 | 243.6516 |  | 237.1581 | 0 | 0 | 6.4935 | 0
20.10. | 3 | 243.6516 |  | 237.1581 | 0 | 0 | 6.4935 | 0
20.10. | 4 | 243.6516 |  | 237.1581 | 0 | 0 | 6.4935 | 0
20.10. | 5 | 243.6516 |  | 237.1581 | 0 | 0 | 6.4935 | 0
20.10. | 6 | 243.6516 |  | 237.1581 | 0 | 0 | 6.4935 | 0
20.10. | 7 | 243.6516 |  | 237.1581 | 0 | 0 | 6.4935 | 0
20.10. | 8 | 243.6516 |  | 237.1581 | 0 | 0 | 6.4935 | 0
20.10. | 9 | 243.6516 |  | 237.1581 | 0 | 0 | 6.4935 | 0
20.10. | 10 | 243.6516 |  | 237.1581 | 0 | 0 | 6.4935 | 0
20.10. | 11 | 243.6516 |  | 237.1581 | 0 | 0 | 6.4935 | 0
20.10. | 12 | 243.6516 |  | 237.1581 | 0 | 0 | 6.4935 | 0
20.10. | 13 | 243.6516 |  | 237.1581 | 0 | 0 | 6.4935 | 0
20.10. | 14 | 243.6516 |  | 237.1581 | 0 | 0 | 6.4935 | 0
20.10. | 15 | 243.6516 |  | 237.1581 | 0 | 0 | 6.4935 | 0
20.10. | 16 | 243.6516 |  | 237.1581 | 0 | 0 | 6.4935 | 0
20.10. | 17 | 243.6516 |  | 237.1581 | 0 | 0 | 6.4935 | 0
20.10. | 18 | 243.6516 |  | 237.1581 | 0 | 0 | 6.4935 | 0
20.10. | 19 | 243.6516 |  | 237.1581 | 0 | 0 | 6.4935 | 0
20.10. | 20 | 243.6516 |  | 237.1581 | 0 | 0 | 6.4935 | 0
20.10. | 21 | 243.6516 |  | 237.1581 | 0 | 0 | 6.4935 | 0
20.10. | 22 | 243.6516 |  | 237.1581 | 0 | 0 | 6.4935 | 0
20.10. | 23 | 243.6516 |  | 237.1581 | 0 | 0 | 6.4935 | 0
20.10. | 24 | 243.6516 |  | 237.1581 | 0 | 0 | 6.4935 | 0
21.10. | 1 | 243.6516 |  | 237.1581 | 0 | 0 | 6.4935 | 0
21.10. | 2 | 243.6516 |  | 237.1581 | 0 | 0 | 6.4935 | 0
21.10. | 3 | 243.6516 |  | 237.1581 | 0 | 0 | 6.4935 | 0
21.10. | 4 | 243.6516 |  | 237.1581 | 0 | 0 | 6.4935 | 0
21.10. | 5 | 243.6516 |  | 237.1581 | 0 | 0 | 6.4935 | 0
21.10. | 6 | 243.6516 |  | 237.1581 | 0 | 0 | 6.4935 | 0
21.10. | 7 | 243.6516 |  | 237.1581 | 0 | 0 | 6.4935 | 0
21.10. | 8 | 243.6516 |  | 237.1581 | 0 | 0 | 6.4935 | 0
21.10. | 9 | 243.6516 |  | 237.1581 | 0 | 0 | 6.4935 | 0
21.10. | 10 | 243.6516 |  | 237.1581 | 0 | 0 | 6.4935 | 0
21.10. | 11 | 243.6516 |  | 237.1581 | 0 | 0 | 6.4935 | 0
21.10. | 12 | 243.6516 |  | 237.1581 | 0 | 0 | 6.4935 | 0
21.10. | 13 | 243.6516 |  | 237.1581 | 0 | 0 | 6.4935 | 0
21.10. | 14 | 243.6516 |  | 237.1581 | 0 | 0 | 6.4935 | 0
21.10. | 15 | 243.6516 |  | 237.1581 | 0 | 0 | 6.4935 | 0
21.10. | 16 | 243.6516 |  | 237.1581 | 0 | 0 | 6.4935 | 0
21.10. | 17 | 243.6516 |  | 237.1581 | 0 | 0 | 6.4935 | 0
21.10. | 18 | 243.6516 |  | 237.1581 | 0 | 0 | 6.4935 | 0
21.10. | 19 | 243.6516 |  | 237.1581 | 0 | 0 | 6.4935 | 0
21.10. | 20 | 243.6516 |  | 237.1581 | 0 | 0 | 6.4935 | 0
21.10. | 21 | 243.6516 |  | 237.1581 | 0 | 0 | 6.4935 | 0
21.10. | 22 | 243.6516 |  | 237.1581 | 0 | 0 | 6.4935 | 0
21.10. | 23 | 243.6516 |  | 237.1581 | 0 | 0 | 6.4935 | 0
21.10. | 24 | 243.6516 |  | 237.1581 | 0 | 0 | 6.4935 | 0
22.10. | 1 | 243.6516 |  | 237.1581 | 0 | 0 | 6.4935 | 0
22.10. | 2 | 243.6516 |  | 237.1581 | 0 | 0 | 6.4935 | 0
22.10. | 3 | 243.6516 |  | 237.1581 | 0 | 0 | 6.4935 | 0
22.10. | 4 | 243.6516 |  | 237.1581 | 0 | 0 | 6.4935 | 0
22.10. | 5 | 243.6516 |  | 237.1581 | 0 | 0 | 6.4935 | 0
22.10. | 6 | 243.6516 |  | 237.1581 | 0 | 0 | 6.4935 | 0
22.10. | 7 | 243.6516 |  | 237.1581 | 0 | 0 | 6.4935 | 0
22.10. | 8 | 243.6516 |  | 237.1581 | 0 | 0 | 6.4935 | 0
22.10. | 9 | 243.6516 |  | 237.1581 | 0 | 0 | 6.4935 | 0
22.10. | 10 | 243.6516 |  | 237.1581 | 0 | 0 | 6.4935 | 0
22.10. | 11 | 243.6516 |  | 237.1581 | 0 | 0 | 6.4935 | 0
22.10. | 12 | 243.6516 |  | 237.1581 | 0 | 0 | 6.4935 | 0
22.10. | 13 | 243.6516 |  | 237.1581 | 0 | 0 | 6.4935 | 0
22.10. | 14 | 243.6516 |  | 237.1581 | 0 | 0 | 6.4935 | 0
22.10. | 15 | 243.6516 |  | 237.1581 | 0 | 0 | 6.4935 | 0
22.10. | 16 | 243.6516 |  | 237.1581 | 0 | 0 | 6.4935 | 0
22.10. | 17 | 243.6516 |  | 237.1581 | 0 | 0 | 6.4935 | 0
22.10. | 18 | 243.6516 |  | 237.1581 | 0 | 0 | 6.4935 | 0
22.10. | 19 | 243.6516 |  | 237.1581 | 0 | 0 | 6.4935 | 0
22.10. | 20 | 243.6516 |  | 237.1581 | 0 | 0 | 6.4935 | 0
22.10. | 21 | 243.6516 |  | 237.1581 | 0 | 0 | 6.4935 | 0
22.10. | 22 | 243.6516 |  | 237.1581 | 0 | 0 | 6.4935 | 0
22.10. | 23 | 243.6516 |  | 237.1581 | 0 | 0 | 6.4935 | 0
22.10. | 24 | 243.6516 |  | 237.1581 | 0 | 0 | 6.4935 | 0
23.10. | 1 | 243.6516 |  | 237.1581 | 0 | 0 | 6.4935 | 0
23.10. | 2 | 243.6516 |  | 237.1581 | 0 | 0 | 6.4935 | 0
23.10. | 3 | 243.6516 |  | 237.1581 | 0 | 0 | 6.4935 | 0
23.10. | 4 | 243.6516 |  | 237.1581 | 0 | 0 | 6.4935 | 0
23.10. | 5 | 243.6516 |  | 237.1581 | 0 | 0 | 6.4935 | 0
23.10. | 6 | 243.6516 |  | 237.1581 | 0 | 0 | 6.4935 | 0
23.10. | 7 | 243.6516 |  | 237.1581 | 0 | 0 | 6.4935 | 0
23.10. | 8 | 243.6516 |  | 237.1581 | 0 | 0 | 6.4935 | 0
23.10. | 9 | 243.6516 |  | 237.1581 | 0 | 0 | 6.4935 | 0
23.10. | 10 | 243.6516 |  | 237.1581 | 0 | 0 | 6.4935 | 0
23.10. | 11 | 243.6516 |  | 237.1581 | 0 | 0 | 6.4935 | 0
23.10. | 12 | 243.6516 |  | 237.1581 | 0 | 0 | 6.4935 | 0
23.10. | 13 | 243.6516 |  | 237.1581 | 0 | 0 | 6.4935 | 0
23.10. | 14 | 243.6516 |  | 237.1581 | 0 | 0 | 6.4935 | 0
23.10. | 15 | 243.6516 |  | 237.1581 | 0 | 0 | 6.4935 | 0
23.10. | 16 | 243.6516 |  | 237.1581 | 0 | 0 | 6.4935 | 0
23.10. | 17 | 243.6516 |  | 237.1581 | 0 | 0 | 6.4935 | 0
23.10. | 18 | 243.6516 |  | 237.1581 | 0 | 0 | 6.4935 | 0
23.10. | 19 | 243.6516 |  | 237.1581 | 0 | 0 | 6.4935 | 0
23.10. | 20 | 243.6516 |  | 237.1581 | 0 | 0 | 6.4935 | 0
23.10. | 21 | 243.6516 |  | 237.1581 | 0 | 0 | 6.4935 | 0
23.10. | 22 | 243.6516 |  | 237.1581 | 0 | 0 | 6.4935 | 0
23.10. | 23 | 243.6516 |  | 237.1581 | 0 | 0 | 6.4935 | 0
23.10. | 24 | 243.6516 |  | 237.1581 | 0 | 0 | 6.4935 | 0
24.10. | 1 | 243.6516 |  | 237.1581 | 0 | 0 | 6.4935 | 0
24.10. | 2 | 243.6516 |  | 237.1581 | 0 | 0 | 6.4935 | 0
24.10. | 3 | 243.6516 |  | 237.1581 | 0 | 0 | 6.4935 | 0
24.10. | 4 | 243.6516 |  | 237.1581 | 0 | 0 | 6.4935 | 0
24.10. | 5 | 243.6516 |  | 237.1581 | 0 | 0 | 6.4935 | 0
24.10. | 6 | 243.6516 |  | 237.1581 | 0 | 0 | 6.4935 | 0
24.10. | 7 | 243.6516 |  | 237.1581 | 0 | 0 | 6.4935 | 0
24.10. | 8 | 243.6516 |  | 237.1581 | 0 | 0 | 6.4935 | 0
24.10. | 9 | 243.6516 |  | 237.1581 | 0 | 0 | 6.4935 | 0
24.10. | 10 | 243.6516 |  | 237.1581 | 0 | 0 | 6.4935 | 0
24.10. | 11 | 243.6516 |  | 237.1581 | 0 | 0 | 6.4935 | 0
24.10. | 12 | 243.6516 |  | 237.1581 | 0 | 0 | 6.4935 | 0
24.10. | 13 | 243.6516 |  | 237.1581 | 0 | 0 | 6.4935 | 0
24.10. | 14 | 243.6516 |  | 237.1581 | 0 | 0 | 6.4935 | 0
24.10. | 15 | 243.6516 |  | 237.1581 | 0 | 0 | 6.4935 | 0
24.10. | 16 | 243.6516 |  | 237.1581 | 0 | 0 | 6.4935 | 0
24.10. | 17 | 243.6516 |  | 237.1581 | 0 | 0 | 6.4935 | 0
24.10. | 18 | 243.6516 |  | 237.1581 | 0 | 0 | 6.4935 | 0
24.10. | 19 | 243.6516 |  | 237.1581 | 0 | 0 | 6.4935 | 0
24.10. | 20 | 243.6516 |  | 237.1581 | 0 | 0 | 6.4935 | 0
24.10. | 21 | 243.6516 |  | 237.1581 | 0 | 0 | 6.4935 | 0
24.10. | 22 | 243.6516 |  | 237.1581 | 0 | 0 | 6.4935 | 0
24.10. | 23 | 243.6516 |  | 237.1581 | 0 | 0 | 6.4935 | 0
24.10. | 24 | 243.6516 |  | 237.1581 | 0 | 0 | 6.4935 | 0
25.10. | 1 | 243.6516 |  | 237.1581 | 0 | 0 | 6.4935 | 0
25.10. | 2 | 243.6516 |  | 237.1581 | 0 | 0 | 6.4935 | 0
25.10. | 3 | 243.6516 |  | 237.1581 | 0 | 0 | 6.4935 | 0
25.10. | 4 | 243.6516 |  | 237.1581 | 0 | 0 | 6.4935 | 0
25.10. | 5 | 243.6516 |  | 237.1581 | 0 | 0 | 6.4935 | 0
25.10. | 6 | 243.6516 |  | 237.1581 | 0 | 0 | 6.4935 | 0
25.10. | 7 | 243.6516 |  | 237.1581 | 0 | 0 | 6.4935 | 0
25.10. | 8 | 243.6516 |  | 237.1581 | 0 | 0 | 6.4935 | 0
25.10. | 9 | 243.6516 |  | 237.1581 | 0 | 0 | 6.4935 | 0
25.10. | 10 | 243.6516 |  | 237.1581 | 0 | 0 | 6.4935 | 0
25.10. | 11 | 243.6516 |  | 237.1581 | 0 | 0 | 6.4935 | 0
25.10. | 12 | 243.6516 |  | 237.1581 | 0 | 0 | 6.4935 | 0
25.10. | 13 | 243.6516 |  | 237.1581 | 0 | 0 | 6.4935 | 0
25.10. | 14 | 243.6516 |  | 237.1581 | 0 | 0 | 6.4935 | 0
25.10. | 15 | 243.6516 |  | 237.1581 | 0 | 0 | 6.4935 | 0
25.10. | 16 | 243.6516 |  | 237.1581 | 0 | 0 | 6.4935 | 0
25.10. | 17 | 243.6516 |  | 237.1581 | 0 | 0 | 6.4935 | 0
25.10. | 18 | 243.6516 |  | 237.1581 | 0 | 0 | 6.4935 | 0
25.10. | 19 | 243.6516 |  | 237.1581 | 0 | 0 | 6.4935 | 0
25.10. | 20 | 243.6516 |  | 237.1581 | 0 | 0 | 6.4935 | 0
25.10. | 21 | 243.6516 |  | 237.1581 | 0 | 0 | 6.4935 | 0
25.10. | 22 | 243.6516 |  | 237.1581 | 0 | 0 | 6.4935 | 0
25.10. | 23 | 243.6516 |  | 237.1581 | 0 | 0 | 6.4935 | 0
25.10. | 24 | 243.6516 |  | 237.1581 | 0 | 0 | 6.4935 | 0
26.10. | 1 | 243.6516 |  | 237.1581 | 0 | 0 | 6.4935 | 0
26.10. | 2 | 243.6516 |  | 237.1581 | 0 | 0 | 6.4935 | 0
26.10. | 3 | 243.6516 |  | 237.1581 | 0 | 0 | 6.4935 | 0
26.10. | 4 | 243.6516 |  | 237.1581 | 0 | 0 | 6.4935 | 0
26.10. | 5 | 243.6516 |  | 237.1581 | 0 | 0 | 6.4935 | 0
26.10. | 6 | 243.6516 |  | 237.1581 | 0 | 0 | 6.4935 | 0
26.10. | 7 | 243.6516 |  | 237.1581 | 0 | 0 | 6.4935 | 0
26.10. | 8 | 243.6516 |  | 237.1581 | 0 | 0 | 6.4935 | 0
26.10. | 9 | 243.6516 |  | 237.1581 | 0 | 0 | 6.4935 | 0
26.10. | 10 | 243.6516 |  | 237.1581 | 0 | 0 | 6.4935 | 0
26.10. | 11 | 243.6516 |  | 237.1581 | 0 | 0 | 6.4935 | 0
26.10. | 12 | 243.6516 |  | 237.1581 | 0 | 0 | 6.4935 | 0
26.10. | 13 | 243.6516 |  | 237.1581 | 0 | 0 | 6.4935 | 0
26.10. | 14 | 243.6516 |  | 237.1581 | 0 | 0 | 6.4935 | 0
26.10. | 15 | 243.6516 |  | 237.1581 | 0 | 0 | 6.4935 | 0
26.10. | 16 | 243.6516 |  | 237.1581 | 0 | 0 | 6.4935 | 0
26.10. | 17 | 243.6516 |  | 237.1581 | 0 | 0 | 6.4935 | 0
26.10. | 18 | 243.6516 |  | 237.1581 | 0 | 0 | 6.4935 | 0
26.10. | 19 | 243.6516 |  | 237.1581 | 0 | 0 | 6.4935 | 0
26.10. | 20 | 243.6516 |  | 237.1581 | 0 | 0 | 6.4935 | 0
26.10. | 21 | 243.6516 |  | 237.1581 | 0 | 0 | 6.4935 | 0
26.10. | 22 | 243.6516 |  | 237.1581 | 0 | 0 | 6.4935 | 0
26.10. | 23 | 243.6516 |  | 237.1581 | 0 | 0 | 6.4935 | 0
26.10. | 24 | 243.6516 |  | 237.1581 | 0 | 0 | 6.4935 | 0
27.10. | 1 | 243.6516 |  | 237.1581 | 0 | 0 | 6.4935 | 0
27.10. | 2 | 243.6516 |  | 237.1581 | 0 | 0 | 6.4935 | 0
27.10. | 3 | 243.6516 |  | 237.1581 | 0 | 0 | 6.4935 | 0
27.10. | 4 | 243.6516 |  | 237.1581 | 0 | 0 | 6.4935 | 0
27.10. | 5 | 243.6516 |  | 237.1581 | 0 | 0 | 6.4935 | 0
27.10. | 6 | 243.6516 |  | 237.1581 | 0 | 0 | 6.4935 | 0
27.10. | 7 | 243.6516 |  | 237.1581 | 0 | 0 | 6.4935 | 0
27.10. | 8 | 243.6516 |  | 237.1581 | 0 | 0 | 6.4935 | 0
27.10. | 9 | 243.6516 |  | 237.1581 | 0 | 0 | 6.4935 | 0
27.10. | 10 | 243.6516 |  | 237.1581 | 0 | 0 | 6.4935 | 0
27.10. | 11 | 243.6516 |  | 237.1581 | 0 | 0 | 6.4935 | 0
27.10. | 12 | 243.6516 |  | 237.1581 | 0 | 0 | 6.4935 | 0
27.10. | 13 | 243.6516 |  | 237.1581 | 0 | 0 | 6.4935 | 0
27.10. | 14 | 243.6516 |  | 237.1581 | 0 | 0 | 6.4935 | 0
27.10. | 15 | 243.6516 |  | 237.1581 | 0 | 0 | 6.4935 | 0
27.10. | 16 | 243.6516 |  | 237.1581 | 0 | 0 | 6.4935 | 0
27.10. | 17 | 243.6516 |  | 237.1581 | 0 | 0 | 6.4935 | 0
27.10. | 18 | 243.6516 |  | 237.1581 | 0 | 0 | 6.4935 | 0
27.10. | 19 | 243.6516 |  | 237.1581 | 0 | 0 | 6.4935 | 0
27.10. | 20 | 243.6516 |  | 237.1581 | 0 | 0 | 6.4935 | 0
27.10. | 21 | 243.6516 |  | 237.1581 | 0 | 0 | 6.4935 | 0
27.10. | 22 | 243.6516 |  | 237.1581 | 0 | 0 | 6.4935 | 0
27.10. | 23 | 243.6516 |  | 237.1581 | 0 | 0 | 6.4935 | 0
27.10. | 24 | 243.6516 |  | 237.1581 | 0 | 0 | 6.4935 | 0
28.10. | 1 | 243.6516 |  | 237.1581 | 0 | 0 | 6.4935 | 0
28.10. | 2 | 243.6516 |  | 237.1581 | 0 | 0 | 6.4935 | 0
28.10. | 3 | 243.6516 |  | 237.1581 | 0 | 0 | 6.4935 | 0
28.10. | 4 | 243.6516 |  | 237.1581 | 0 | 0 | 6.4935 | 0
28.10. | 5 | 243.6516 |  | 237.1581 | 0 | 0 | 6.4935 | 0
28.10. | 6 | 243.6516 |  | 237.1581 | 0 | 0 | 6.4935 | 0
28.10. | 7 | 243.6516 |  | 237.1581 | 0 | 0 | 6.4935 | 0
28.10. | 8 | 243.6516 |  | 237.1581 | 0 | 0 | 6.4935 | 0
28.10. | 9 | 243.6516 |  | 237.1581 | 0 | 0 | 6.4935 | 0
28.10. | 10 | 243.6516 |  | 237.1581 | 0 | 0 | 6.4935 | 0
28.10. | 11 | 243.6516 |  | 237.1581 | 0 | 0 | 6.4935 | 0
28.10. | 12 | 243.6516 |  | 237.1581 | 0 | 0 | 6.4935 | 0
28.10. | 13 | 243.6516 |  | 237.1581 | 0 | 0 | 6.4935 | 0
28.10. | 14 | 243.6516 |  | 237.1581 | 0 | 0 | 6.4935 | 0
28.10. | 15 | 243.6516 |  | 237.1581 | 0 | 0 | 6.4935 | 0
28.10. | 16 | 243.6516 |  | 237.1581 | 0 | 0 | 6.4935 | 0
28.10. | 17 | 243.6516 |  | 237.1581 | 0 | 0 | 6.4935 | 0
28.10. | 18 | 243.6516 |  | 237.1581 | 0 | 0 | 6.4935 | 0
28.10. | 19 | 243.6516 |  | 237.1581 | 0 | 0 | 6.4935 | 0
28.10. | 20 | 243.6516 |  | 237.1581 | 0 | 0 | 6.4935 | 0
28.10. | 21 | 243.6516 |  | 237.1581 | 0 | 0 | 6.4935 | 0
28.10. | 22 | 243.6516 |  | 237.1581 | 0 | 0 | 6.4935 | 0
28.10. | 23 | 243.6516 |  | 237.1581 | 0 | 0 | 6.4935 | 0
28.10. | 24 | 243.6516 |  | 237.1581 | 0 | 0 | 6.4935 | 0
29.10. | 1 | 243.6516 |  | 237.1581 | 0 | 0 | 6.4935 | 0
29.10. | 2 | 243.6516 |  | 237.1581 | 0 | 0 | 6.4935 | 0
29.10. | 3 | 243.6516 |  | 237.1581 | 0 | 0 | 6.4935 | 0
29.10. | 4 | 243.6516 |  | 237.1581 | 0 | 0 | 6.4935 | 0
29.10. | 5 | 243.6516 |  | 237.1581 | 0 | 0 | 6.4935 | 0
29.10. | 6 | 243.6516 |  | 237.1581 | 0 | 0 | 6.4935 | 0
29.10. | 7 | 243.6516 |  | 237.1581 | 0 | 0 | 6.4935 | 0
29.10. | 8 | 243.6516 |  | 237.1581 | 0 | 0 | 6.4935 | 0
29.10. | 9 | 243.6516 |  | 237.1581 | 0 | 0 | 6.4935 | 0
29.10. | 10 | 243.6516 |  | 237.1581 | 0 | 0 | 6.4935 | 0
29.10. | 11 | 243.6516 |  | 237.1581 | 0 | 0 | 6.4935 | 0
29.10. | 12 | 243.6516 |  | 237.1581 | 0 | 0 | 6.4935 | 0
29.10. | 13 | 243.6516 |  | 237.1581 | 0 | 0 | 6.4935 | 0
29.10. | 14 | 243.6516 |  | 237.1581 | 0 | 0 | 6.4935 | 0
29.10. | 15 | 243.6516 |  | 237.1581 | 0 | 0 | 6.4935 | 0
29.10. | 16 | 243.6516 |  | 237.1581 | 0 | 0 | 6.4935 | 0
29.10. | 17 | 243.6516 |  | 237.1581 | 0 | 0 | 6.4935 | 0
29.10. | 18 | 243.6516 |  | 237.1581 | 0 | 0 | 6.4935 | 0
29.10. | 19 | 243.6516 |  | 237.1581 | 0 | 0 | 6.4935 | 0
29.10. | 20 | 243.6516 |  | 237.1581 | 0 | 0 | 6.4935 | 0
29.10. | 21 | 243.6516 |  | 237.1581 | 0 | 0 | 6.4935 | 0
29.10. | 22 | 243.6516 |  | 237.1581 | 0 | 0 | 6.4935 | 0
29.10. | 23 | 243.6516 |  | 237.1581 | 0 | 0 | 6.4935 | 0
29.10. | 24 | 243.6516 |  | 237.1581 | 0 | 0 | 6.4935 | 0
30.10. | 1 | 243.6516 |  | 237.1581 | 0 | 0 | 6.4935 | 0
30.10. | 2 | 243.6516 |  | 237.1581 | 0 | 0 | 6.4935 | 0
30.10. | 3 | 243.6516 |  | 237.1581 | 0 | 0 | 6.4935 | 0
30.10. | 4 | 243.6516 |  | 237.1581 | 0 | 0 | 6.4935 | 0
30.10. | 5 | 243.6516 |  | 237.1581 | 0 | 0 | 6.4935 | 0
30.10. | 6 | 243.6516 |  | 237.1581 | 0 | 0 | 6.4935 | 0
30.10. | 7 | 243.6516 |  | 237.1581 | 0 | 0 | 6.4935 | 0
30.10. | 8 | 243.6516 |  | 237.1581 | 0 | 0 | 6.4935 | 0
30.10. | 9 | 243.6516 |  | 237.1581 | 0 | 0 | 6.4935 | 0
30.10. | 10 | 243.6516 |  | 237.1581 | 0 | 0 | 6.4935 | 0
30.10. | 11 | 243.6516 |  | 237.1581 | 0 | 0 | 6.4935 | 0
30.10. | 12 | 243.6516 |  | 237.1581 | 0 | 0 | 6.4935 | 0
30.10. | 13 | 243.6516 |  | 237.1581 | 0 | 0 | 6.4935 | 0
30.10. | 14 | 243.6516 |  | 237.1581 | 0 | 0 | 6.4935 | 0
30.10. | 15 | 243.6516 |  | 237.1581 | 0 | 0 | 6.4935 | 0
30.10. | 16 | 243.6516 |  | 237.1581 | 0 | 0 | 6.4935 | 0
30.10. | 17 | 243.6516 |  | 237.1581 | 0 | 0 | 6.4935 | 0
30.10. | 18 | 243.6516 |  | 237.1581 | 0 | 0 | 6.4935 | 0
30.10. | 19 | 243.6516 |  | 237.1581 | 0 | 0 | 6.4935 | 0
30.10. | 20 | 243.6516 |  | 237.1581 | 0 | 0 | 6.4935 | 0
30.10. | 21 | 243.6516 |  | 237.1581 | 0 | 0 | 6.4935 | 0
30.10. | 22 | 243.6516 |  | 237.1581 | 0 | 0 | 6.4935 | 0
30.10. | 23 | 243.6516 |  | 237.1581 | 0 | 0 | 6.4935 | 0
30.10. | 24 | 243.6516 |  | 237.1581 | 0 | 0 | 6.4935 | 0
31.10. | 1 | 243.6516 |  | 237.1581 | 0 | 0 | 6.4935 | 0
31.10. | 2 | 243.6516 |  | 237.1581 | 0 | 0 | 6.4935 | 0
31.10. | 3 | 243.6516 |  | 237.1581 | 0 | 0 | 6.4935 | 0
31.10. | 4 | 243.6516 |  | 237.1581 | 0 | 0 | 6.4935 | 0
31.10. | 5 | 243.6516 |  | 237.1581 | 0 | 0 | 6.4935 | 0
31.10. | 6 | 243.6516 |  | 237.1581 | 0 | 0 | 6.4935 | 0
31.10. | 7 | 243.6516 |  | 237.1581 | 0 | 0 | 6.4935 | 0
31.10. | 8 | 243.6516 |  | 237.1581 | 0 | 0 | 6.4935 | 0
31.10. | 9 | 243.6516 |  | 237.1581 | 0 | 0 | 6.4935 | 0
31.10. | 10 | 243.6516 |  | 237.1581 | 0 | 0 | 6.4935 | 0
31.10. | 11 | 243.6516 |  | 237.1581 | 0 | 0 | 6.4935 | 0
31.10. | 12 | 243.6516 |  | 237.1581 | 0 | 0 | 6.4935 | 0
31.10. | 13 | 243.6516 |  | 237.1581 | 0 | 0 | 6.4935 | 0
31.10. | 14 | 243.6516 |  | 237.1581 | 0 | 0 | 6.4935 | 0
31.10. | 15 | 243.6516 |  | 237.1581 | 0 | 0 | 6.4935 | 0
31.10. | 16 | 243.6516 |  | 237.1581 | 0 | 0 | 6.4935 | 0
31.10. | 17 | 243.6516 |  | 237.1581 | 0 | 0 | 6.4935 | 0
31.10. | 18 | 243.6516 |  | 237.1581 | 0 | 0 | 6.4935 | 0
31.10. | 19 | 243.6516 |  | 237.1581 | 0 | 0 | 6.4935 | 0
31.10. | 20 | 243.6516 |  | 237.1581 | 0 | 0 | 6.4935 | 0
31.10. | 21 | 243.6516 |  | 237.1581 | 0 | 0 | 6.4935 | 0
31.10. | 22 | 243.6516 |  | 237.1581 | 0 | 0 | 6.4935 | 0
31.10. | 23 | 243.6516 |  | 237.1581 | 0 | 0 | 6.4935 | 0
31.10. | 24 | 243.6516 |  | 237.1581 | 0 | 0 | 6.4935 | 0
01.11. | 1 | 243.6516 |  | 237.1581 | 0 | 0 | 6.4935 | 0
01.11. | 2 | 243.6516 |  | 237.1581 | 0 | 0 | 6.4935 | 0
01.11. | 3 | 243.6516 |  | 237.1581 | 0 | 0 | 6.4935 | 0
01.11. | 4 | 243.6516 |  | 237.1581 | 0 | 0 | 6.4935 | 0
01.11. | 5 | 243.6516 |  | 237.1581 | 0 | 0 | 6.4935 | 0
01.11. | 6 | 243.6516 |  | 237.1581 | 0 | 0 | 6.4935 | 0
01.11. | 7 | 243.6516 |  | 237.1581 | 0 | 0 | 6.4935 | 0
01.11. | 8 | 243.6516 |  | 237.1581 | 0 | 0 | 6.4935 | 0
01.11. | 9 | 243.6516 |  | 237.1581 | 0 | 0 | 6.4935 | 0
01.11. | 10 | 243.6516 |  | 237.1581 | 0 | 0 | 6.4935 | 0
01.11. | 11 | 243.6516 |  | 237.1581 | 0 | 0 | 6.4935 | 0
01.11. | 12 | 243.6516 |  | 237.1581 | 0 | 0 | 6.4935 | 0
01.11. | 13 | 243.6516 |  | 237.1581 | 0 | 0 | 6.4935 | 0
01.11. | 14 | 243.6516 |  | 237.1581 | 0 | 0 | 6.4935 | 0
01.11. | 15 | 243.6516 |  | 237.1581 | 0 | 0 | 6.4935 | 0
01.11. | 16 | 243.6516 |  | 237.1581 | 0 | 0 | 6.4935 | 0
01.11. | 17 | 243.6516 |  | 237.1581 | 0 | 0 | 6.4935 | 0
01.11. | 18 | 243.6516 |  | 237.1581 | 0 | 0 | 6.4935 | 0
01.11. | 19 | 243.6516 |  | 237.1581 | 0 | 0 | 6.4935 | 0
01.11. | 20 | 243.6516 |  | 237.1581 | 0 | 0 | 6.4935 | 0
01.11. | 21 | 243.6516 |  | 237.1581 | 0 | 0 | 6.4935 | 0
01.11. | 22 | 243.6516 |  | 237.1581 | 0 | 0 | 6.4935 | 0
01.11. | 23 | 243.6516 |  | 237.1581 | 0 | 0 | 6.4935 | 0
01.11. | 24 | 243.6516 |  | 237.1581 | 0 | 0 | 6.4935 | 0
02.11. | 1 | 243.6516 |  | 237.1581 | 0 | 0 | 6.4935 | 0
02.11. | 2 | 243.6516 |  | 237.1581 | 0 | 0 | 6.4935 | 0
02.11. | 3 | 243.6516 |  | 237.1581 | 0 | 0 | 6.4935 | 0
02.11. | 4 | 243.6516 |  | 237.1581 | 0 | 0 | 6.4935 | 0
02.11. | 5 | 243.6516 |  | 237.1581 | 0 | 0 | 6.4935 | 0
02.11. | 6 | 243.6516 |  | 237.1581 | 0 | 0 | 6.4935 | 0
02.11. | 7 | 243.6516 |  | 237.1581 | 0 | 0 | 6.4935 | 0
02.11. | 8 | 243.6516 |  | 237.1581 | 0 | 0 | 6.4935 | 0
02.11. | 9 | 243.6516 |  | 237.1581 | 0 | 0 | 6.4935 | 0
02.11. | 10 | 243.6516 |  | 237.1581 | 0 | 0 | 6.4935 | 0
02.11. | 11 | 243.6516 |  | 237.1581 | 0 | 0 | 6.4935 | 0
02.11. | 12 | 243.6516 |  | 237.1581 | 0 | 0 | 6.4935 | 0
02.11. | 13 | 243.6516 |  | 237.1581 | 0 | 0 | 6.4935 | 0
02.11. | 14 | 243.6516 |  | 237.1581 | 0 | 0 | 6.4935 | 0
02.11. | 15 | 243.6516 |  | 237.1581 | 0 | 0 | 6.4935 | 0
02.11. | 16 | 243.6516 |  | 237.1581 | 0 | 0 | 6.4935 | 0
02.11. | 17 | 243.6516 |  | 237.1581 | 0 | 0 | 6.4935 | 0
02.11. | 18 | 243.6516 |  | 237.1581 | 0 | 0 | 6.4935 | 0
02.11. | 19 | 243.6516 |  | 237.1581 | 0 | 0 | 6.4935 | 0
02.11. | 20 | 243.6516 |  | 237.1581 | 0 | 0 | 6.4935 | 0
02.11. | 21 | 243.6516 |  | 237.1581 | 0 | 0 | 6.4935 | 0
02.11. | 22 | 243.6516 |  | 237.1581 | 0 | 0 | 6.4935 | 0
02.11. | 23 | 243.6516 |  | 237.1581 | 0 | 0 | 6.4935 | 0
02.11. | 24 | 243.6516 |  | 237.1581 | 0 | 0 | 6.4935 | 0
03.11. | 1 | 243.6516 |  | 237.1581 | 0 | 0 | 6.4935 | 0
03.11. | 2 | 243.6516 |  | 237.1581 | 0 | 0 | 6.4935 | 0
03.11. | 3 | 243.6516 |  | 237.1581 | 0 | 0 | 6.4935 | 0
03.11. | 4 | 243.6516 |  | 237.1581 | 0 | 0 | 6.4935 | 0
03.11. | 5 | 243.6516 |  | 237.1581 | 0 | 0 | 6.4935 | 0
03.11. | 6 | 243.6516 |  | 237.1581 | 0 | 0 | 6.4935 | 0
03.11. | 7 | 243.6516 |  | 237.1581 | 0 | 0 | 6.4935 | 0
03.11. | 8 | 243.6516 |  | 237.1581 | 0 | 0 | 6.4935 | 0
03.11. | 9 | 243.6516 |  | 237.1581 | 0 | 0 | 6.4935 | 0
03.11. | 10 | 243.6516 |  | 237.1581 | 0 | 0 | 6.4935 | 0
03.11. | 11 | 243.6516 |  | 237.1581 | 0 | 0 | 6.4935 | 0
03.11. | 12 | 243.6516 |  | 237.1581 | 0 | 0 | 6.4935 | 0
03.11. | 13 | 243.6516 |  | 237.1581 | 0 | 0 | 6.4935 | 0
03.11. | 14 | 243.6516 |  | 237.1581 | 0 | 0 | 6.4935 | 0
03.11. | 15 | 243.6516 |  | 237.1581 | 0 | 0 | 6.4935 | 0
03.11. | 16 | 243.6516 |  | 237.1581 | 0 | 0 | 6.4935 | 0
03.11. | 17 | 243.6516 |  | 237.1581 | 0 | 0 | 6.4935 | 0
03.11. | 18 | 243.6516 |  | 237.1581 | 0 | 0 | 6.4935 | 0
03.11. | 19 | 243.6516 |  | 237.1581 | 0 | 0 | 6.4935 | 0
03.11. | 20 | 243.6516 |  | 237.1581 | 0 | 0 | 6.4935 | 0
03.11. | 21 | 243.6516 |  | 237.1581 | 0 | 0 | 6.4935 | 0
03.11. | 22 | 243.6516 |  | 237.1581 | 0 | 0 | 6.4935 | 0
03.11. | 23 | 243.6516 |  | 237.1581 | 0 | 0 | 6.4935 | 0
03.11. | 24 | 243.6516 |  | 237.1581 | 0 | 0 | 6.4935 | 0
04.11. | 1 | 243.6516 |  | 237.1581 | 0 | 0 | 6.4935 | 0
04.11. | 2 | 243.6516 |  | 237.1581 | 0 | 0 | 6.4935 | 0
04.11. | 3 | 243.6516 |  | 237.1581 | 0 | 0 | 6.4935 | 0
04.11. | 4 | 243.6516 |  | 237.1581 | 0 | 0 | 6.4935 | 0
04.11. | 5 | 243.6516 |  | 237.1581 | 0 | 0 | 6.4935 | 0
04.11. | 6 | 243.6516 |  | 237.1581 | 0 | 0 | 6.4935 | 0
04.11. | 7 | 243.6516 |  | 237.1581 | 0 | 0 | 6.4935 | 0
04.11. | 8 | 243.6516 |  | 237.1581 | 0 | 0 | 6.4935 | 0
04.11. | 9 | 243.6516 |  | 237.1581 | 0 | 0 | 6.4935 | 0
04.11. | 10 | 243.6516 |  | 237.1581 | 0 | 0 | 6.4935 | 0
04.11. | 11 | 243.6516 |  | 237.1581 | 0 | 0 | 6.4935 | 0
04.11. | 12 | 243.6516 |  | 237.1581 | 0 | 0 | 6.4935 | 0
04.11. | 13 | 243.6516 |  | 237.1581 | 0 | 0 | 6.4935 | 0
04.11. | 14 | 243.6516 |  | 237.1581 | 0 | 0 | 6.4935 | 0
04.11. | 15 | 243.6516 |  | 237.1581 | 0 | 0 | 6.4935 | 0
04.11. | 16 | 243.6516 |  | 237.1581 | 0 | 0 | 6.4935 | 0
04.11. | 17 | 243.6516 |  | 237.1581 | 0 | 0 | 6.4935 | 0
04.11. | 18 | 243.6516 |  | 237.1581 | 0 | 0 | 6.4935 | 0
04.11. | 19 | 243.6516 |  | 237.1581 | 0 | 0 | 6.4935 | 0
04.11. | 20 | 243.6516 |  | 237.1581 | 0 | 0 | 6.4935 | 0
04.11. | 21 | 243.6516 |  | 237.1581 | 0 | 0 | 6.4935 | 0
04.11. | 22 | 243.6516 |  | 237.1581 | 0 | 0 | 6.4935 | 0
04.11. | 23 | 243.6516 |  | 237.1581 | 0 | 0 | 6.4935 | 0
04.11. | 24 | 243.6516 |  | 237.1581 | 0 | 0 | 6.4935 | 0
05.11. | 1 | 243.6516 |  | 237.1581 | 0 | 0 | 6.4935 | 0
05.11. | 2 | 243.6516 |  | 237.1581 | 0 | 0 | 6.4935 | 0
05.11. | 3 | 243.6516 |  | 237.1581 | 0 | 0 | 6.4935 | 0
05.11. | 4 | 243.6516 |  | 237.1581 | 0 | 0 | 6.4935 | 0
05.11. | 5 | 243.6516 |  | 237.1581 | 0 | 0 | 6.4935 | 0
05.11. | 6 | 243.6516 |  | 237.1581 | 0 | 0 | 6.4935 | 0
05.11. | 7 | 243.6516 |  | 237.1581 | 0 | 0 | 6.4935 | 0
05.11. | 8 | 243.6516 |  | 237.1581 | 0 | 0 | 6.4935 | 0
05.11. | 9 | 243.6516 |  | 237.1581 | 0 | 0 | 6.4935 | 0
05.11. | 10 | 243.6516 |  | 237.1581 | 0 | 0 | 6.4935 | 0
05.11. | 11 | 243.6516 |  | 237.1581 | 0 | 0 | 6.4935 | 0
05.11. | 12 | 243.6516 |  | 237.1581 | 0 | 0 | 6.4935 | 0
05.11. | 13 | 243.6516 |  | 237.1581 | 0 | 0 | 6.4935 | 0
05.11. | 14 | 243.6516 |  | 237.1581 | 0 | 0 | 6.4935 | 0
05.11. | 15 | 243.6516 |  | 237.1581 | 0 | 0 | 6.4935 | 0
05.11. | 16 | 243.6516 |  | 237.1581 | 0 | 0 | 6.4935 | 0
05.11. | 17 | 243.6516 |  | 237.1581 | 0 | 0 | 6.4935 | 0
05.11. | 18 | 243.6516 |  | 237.1581 | 0 | 0 | 6.4935 | 0
05.11. | 19 | 243.6516 |  | 237.1581 | 0 | 0 | 6.4935 | 0
05.11. | 20 | 243.6516 |  | 237.1581 | 0 | 0 | 6.4935 | 0
05.11. | 21 | 243.6516 |  | 237.1581 | 0 | 0 | 6.4935 | 0
05.11. | 22 | 243.6516 |  | 237.1581 | 0 | 0 | 6.4935 | 0
05.11. | 23 | 243.6516 |  | 237.1581 | 0 | 0 | 6.4935 | 0
05.11. | 24 | 243.6516 |  | 237.1581 | 0 | 0 | 6.4935 | 0
06.11. | 1 | 243.6516 |  | 237.1581 | 0 | 0 | 6.4935 | 0
06.11. | 2 | 243.6516 |  | 237.1581 | 0 | 0 | 6.4935 | 0
06.11. | 3 | 243.6516 |  | 237.1581 | 0 | 0 | 6.4935 | 0
06.11. | 4 | 243.6516 |  | 237.1581 | 0 | 0 | 6.4935 | 0
06.11. | 5 | 243.6516 |  | 237.1581 | 0 | 0 | 6.4935 | 0
06.11. | 6 | 243.6516 |  | 237.1581 | 0 | 0 | 6.4935 | 0
06.11. | 7 | 243.6516 |  | 237.1581 | 0 | 0 | 6.4935 | 0
06.11. | 8 | 243.6516 |  | 237.1581 | 0 | 0 | 6.4935 | 0
06.11. | 9 | 243.6516 |  | 237.1581 | 0 | 0 | 6.4935 | 0
06.11. | 10 | 243.6516 |  | 237.1581 | 0 | 0 | 6.4935 | 0
06.11. | 11 | 243.6516 |  | 237.1581 | 0 | 0 | 6.4935 | 0
06.11. | 12 | 243.6516 |  | 237.1581 | 0 | 0 | 6.4935 | 0
06.11. | 13 | 243.6516 |  | 237.1581 | 0 | 0 | 6.4935 | 0
06.11. | 14 | 243.6516 |  | 237.1581 | 0 | 0 | 6.4935 | 0
06.11. | 15 | 243.6516 |  | 237.1581 | 0 | 0 | 6.4935 | 0
06.11. | 16 | 243.6516 |  | 237.1581 | 0 | 0 | 6.4935 | 0
06.11. | 17 | 243.6516 |  | 237.1581 | 0 | 0 | 6.4935 | 0
06.11. | 18 | 243.6516 |  | 237.1581 | 0 | 0 | 6.4935 | 0
06.11. | 19 | 243.6516 |  | 237.1581 | 0 | 0 | 6.4935 | 0
06.11. | 20 | 243.6516 |  | 237.1581 | 0 | 0 | 6.4935 | 0
06.11. | 21 | 243.6516 |  | 237.1581 | 0 | 0 | 6.4935 | 0
06.11. | 22 | 243.6516 |  | 237.1581 | 0 | 0 | 6.4935 | 0
06.11. | 23 | 243.6516 |  | 237.1581 | 0 | 0 | 6.4935 | 0
06.11. | 24 | 243.6516 |  | 237.1581 | 0 | 0 | 6.4935 | 0
07.11. | 1 | 243.6516 |  | 237.1581 | 0 | 0 | 6.4935 | 0
07.11. | 2 | 243.6516 |  | 237.1581 | 0 | 0 | 6.4935 | 0
07.11. | 3 | 243.6516 |  | 237.1581 | 0 | 0 | 6.4935 | 0
07.11. | 4 | 243.6516 |  | 237.1581 | 0 | 0 | 6.4935 | 0
07.11. | 5 | 243.6516 |  | 237.1581 | 0 | 0 | 6.4935 | 0
07.11. | 6 | 243.6516 |  | 237.1581 | 0 | 0 | 6.4935 | 0
07.11. | 7 | 243.6516 |  | 237.1581 | 0 | 0 | 6.4935 | 0
07.11. | 8 | 243.6516 |  | 237.1581 | 0 | 0 | 6.4935 | 0
07.11. | 9 | 243.6516 |  | 237.1581 | 0 | 0 | 6.4935 | 0
07.11. | 10 | 243.6516 |  | 237.1581 | 0 | 0 | 6.4935 | 0
07.11. | 11 | 243.6516 |  | 237.1581 | 0 | 0 | 6.4935 | 0
07.11. | 12 | 243.6516 |  | 237.1581 | 0 | 0 | 6.4935 | 0
07.11. | 13 | 243.6516 |  | 237.1581 | 0 | 0 | 6.4935 | 0
07.11. | 14 | 243.6516 |  | 237.1581 | 0 | 0 | 6.4935 | 0
07.11. | 15 | 243.6516 |  | 237.1581 | 0 | 0 | 6.4935 | 0
07.11. | 16 | 243.6516 |  | 237.1581 | 0 | 0 | 6.4935 | 0
07.11. | 17 | 243.6516 |  | 237.1581 | 0 | 0 | 6.4935 | 0
07.11. | 18 | 243.6516 |  | 237.1581 | 0 | 0 | 6.4935 | 0
07.11. | 19 | 243.6516 |  | 237.1581 | 0 | 0 | 6.4935 | 0
07.11. | 20 | 243.6516 |  | 237.1581 | 0 | 0 | 6.4935 | 0
07.11. | 21 | 243.6516 |  | 237.1581 | 0 | 0 | 6.4935 | 0
07.11. | 22 | 243.6516 |  | 237.1581 | 0 | 0 | 6.4935 | 0
07.11. | 23 | 243.6516 |  | 237.1581 | 0 | 0 | 6.4935 | 0
07.11. | 24 | 243.6516 |  | 237.1581 | 0 | 0 | 6.4935 | 0
08.11. | 1 | 243.6516 |  | 237.1581 | 0 | 0 | 6.4935 | 0
08.11. | 2 | 243.6516 |  | 237.1581 | 0 | 0 | 6.4935 | 0
08.11. | 3 | 243.6516 |  | 237.1581 | 0 | 0 | 6.4935 | 0
08.11. | 4 | 243.6516 |  | 237.1581 | 0 | 0 | 6.4935 | 0
08.11. | 5 | 243.6516 |  | 237.1581 | 0 | 0 | 6.4935 | 0
08.11. | 6 | 243.6516 |  | 237.1581 | 0 | 0 | 6.4935 | 0
08.11. | 7 | 243.6516 |  | 237.1581 | 0 | 0 | 6.4935 | 0
08.11. | 8 | 243.6516 |  | 237.1581 | 0 | 0 | 6.4935 | 0
08.11. | 9 | 243.6516 |  | 237.1581 | 0 | 0 | 6.4935 | 0
08.11. | 10 | 243.6516 |  | 237.1581 | 0 | 0 | 6.4935 | 0
08.11. | 11 | 243.6516 |  | 237.1581 | 0 | 0 | 6.4935 | 0
08.11. | 12 | 243.6516 |  | 237.1581 | 0 | 0 | 6.4935 | 0
08.11. | 13 | 243.6516 |  | 237.1581 | 0 | 0 | 6.4935 | 0
08.11. | 14 | 243.6516 |  | 237.1581 | 0 | 0 | 6.4935 | 0
08.11. | 15 | 243.6516 |  | 237.1581 | 0 | 0 | 6.4935 | 0
08.11. | 16 | 243.6516 |  | 237.1581 | 0 | 0 | 6.4935 | 0
08.11. | 17 | 243.6516 |  | 237.1581 | 0 | 0 | 6.4935 | 0
08.11. | 18 | 243.6516 |  | 237.1581 | 0 | 0 | 6.4935 | 0
08.11. | 19 | 243.6516 |  | 237.1581 | 0 | 0 | 6.4935 | 0
08.11. | 20 | 243.6516 |  | 237.1581 | 0 | 0 | 6.4935 | 0
08.11. | 21 | 243.6516 |  | 237.1581 | 0 | 0 | 6.4935 | 0
08.11. | 22 | 243.6516 |  | 237.1581 | 0 | 0 | 6.4935 | 0
08.11. | 23 | 243.6516 |  | 237.1581 | 0 | 0 | 6.4935 | 0
08.11. | 24 | 243.6516 |  | 237.1581 | 0 | 0 | 6.4935 | 0
09.11. | 1 | 243.6516 |  | 237.1581 | 0 | 0 | 6.4935 | 0
09.11. | 2 | 243.6516 |  | 237.1581 | 0 | 0 | 6.4935 | 0
09.11. | 3 | 243.6516 |  | 237.1581 | 0 | 0 | 6.4935 | 0
09.11. | 4 | 243.6516 |  | 237.1581 | 0 | 0 | 6.4935 | 0
09.11. | 5 | 243.6516 |  | 237.1581 | 0 | 0 | 6.4935 | 0
09.11. | 6 | 243.6516 |  | 237.1581 | 0 | 0 | 6.4935 | 0
09.11. | 7 | 243.6516 |  | 237.1581 | 0 | 0 | 6.4935 | 0
09.11. | 8 | 243.6516 |  | 237.1581 | 0 | 0 | 6.4935 | 0
09.11. | 9 | 243.6516 |  | 237.1581 | 0 | 0 | 6.4935 | 0
09.11. | 10 | 243.6516 |  | 237.1581 | 0 | 0 | 6.4935 | 0
09.11. | 11 | 243.6516 |  | 237.1581 | 0 | 0 | 6.4935 | 0
09.11. | 12 | 243.6516 |  | 237.1581 | 0 | 0 | 6.4935 | 0
09.11. | 13 | 243.6516 |  | 237.1581 | 0 | 0 | 6.4935 | 0
09.11. | 14 | 243.6516 |  | 237.1581 | 0 | 0 | 6.4935 | 0
09.11. | 15 | 243.6516 |  | 237.1581 | 0 | 0 | 6.4935 | 0
09.11. | 16 | 243.6516 |  | 237.1581 | 0 | 0 | 6.4935 | 0
09.11. | 17 | 243.6516 |  | 237.1581 | 0 | 0 | 6.4935 | 0
09.11. | 18 | 243.6516 |  | 237.1581 | 0 | 0 | 6.4935 | 0
09.11. | 19 | 243.6516 |  | 237.1581 | 0 | 0 | 6.4935 | 0
09.11. | 20 | 243.6516 |  | 237.1581 | 0 | 0 | 6.4935 | 0
09.11. | 21 | 243.6516 |  | 237.1581 | 0 | 0 | 6.4935 | 0
09.11. | 22 | 243.6516 |  | 237.1581 | 0 | 0 | 6.4935 | 0
09.11. | 23 | 243.6516 |  | 237.1581 | 0 | 0 | 6.4935 | 0
09.11. | 24 | 243.6516 |  | 237.1581 | 0 | 0 | 6.4935 | 0
10.11. | 1 | 243.6516 |  | 237.1581 | 0 | 0 | 6.4935 | 0
10.11. | 2 | 243.6516 |  | 237.1581 | 0 | 0 | 6.4935 | 0
10.11. | 3 | 243.6516 |  | 237.1581 | 0 | 0 | 6.4935 | 0
10.11. | 4 | 243.6516 |  | 237.1581 | 0 | 0 | 6.4935 | 0
10.11. | 5 | 243.6516 |  | 237.1581 | 0 | 0 | 6.4935 | 0
10.11. | 6 | 243.6516 |  | 237.1581 | 0 | 0 | 6.4935 | 0
10.11. | 7 | 243.6516 |  | 237.1581 | 0 | 0 | 6.4935 | 0
10.11. | 8 | 243.6516 |  | 237.1581 | 0 | 0 | 6.4935 | 0
10.11. | 9 | 243.6516 |  | 237.1581 | 0 | 0 | 6.4935 | 0
10.11. | 10 | 243.6516 |  | 237.1581 | 0 | 0 | 6.4935 | 0
10.11. | 11 | 243.6516 |  | 237.1581 | 0 | 0 | 6.4935 | 0
10.11. | 12 | 243.6516 |  | 237.1581 | 0 | 0 | 6.4935 | 0
10.11. | 13 | 243.6516 |  | 237.1581 | 0 | 0 | 6.4935 | 0
10.11. | 14 | 243.6516 |  | 237.1581 | 0 | 0 | 6.4935 | 0
10.11. | 15 | 243.6516 |  | 237.1581 | 0 | 0 | 6.4935 | 0
10.11. | 16 | 243.6516 |  | 237.1581 | 0 | 0 | 6.4935 | 0
10.11. | 17 | 243.6516 |  | 237.1581 | 0 | 0 | 6.4935 | 0
10.11. | 18 | 243.6516 |  | 237.1581 | 0 | 0 | 6.4935 | 0
10.11. | 19 | 243.6516 |  | 237.1581 | 0 | 0 | 6.4935 | 0
10.11. | 20 | 243.6516 |  | 237.1581 | 0 | 0 | 6.4935 | 0
10.11. | 21 | 243.6516 |  | 237.1581 | 0 | 0 | 6.4935 | 0
10.11. | 22 | 243.6516 |  | 237.1581 | 0 | 0 | 6.4935 | 0
10.11. | 23 | 243.6516 |  | 237.1581 | 0 | 0 | 6.4935 | 0
10.11. | 24 | 243.6516 |  | 237.1581 | 0 | 0 | 6.4935 | 0
11.11. | 1 | 243.6516 |  | 237.1581 | 0 | 0 | 6.4935 | 0
11.11. | 2 | 243.6516 |  | 237.1581 | 0 | 0 | 6.4935 | 0
11.11. | 3 | 243.6516 |  | 237.1581 | 0 | 0 | 6.4935 | 0
11.11. | 4 | 243.6516 |  | 237.1581 | 0 | 0 | 6.4935 | 0
11.11. | 5 | 243.6516 |  | 237.1581 | 0 | 0 | 6.4935 | 0
11.11. | 6 | 243.6516 |  | 237.1581 | 0 | 0 | 6.4935 | 0
11.11. | 7 | 243.6516 |  | 237.1581 | 0 | 0 | 6.4935 | 0
11.11. | 8 | 243.6516 |  | 237.1581 | 0 | 0 | 6.4935 | 0
11.11. | 9 | 243.6516 |  | 237.1581 | 0 | 0 | 6.4935 | 0
11.11. | 10 | 243.6516 |  | 237.1581 | 0 | 0 | 6.4935 | 0
11.11. | 11 | 243.6516 |  | 237.1581 | 0 | 0 | 6.4935 | 0
11.11. | 12 | 243.6516 |  | 237.1581 | 0 | 0 | 6.4935 | 0
11.11. | 13 | 243.6516 |  | 237.1581 | 0 | 0 | 6.4935 | 0
11.11. | 14 | 243.6516 |  | 237.1581 | 0 | 0 | 6.4935 | 0
11.11. | 15 | 243.6516 |  | 237.1581 | 0 | 0 | 6.4935 | 0
11.11. | 16 | 243.6516 |  | 237.1581 | 0 | 0 | 6.4935 | 0
11.11. | 17 | 243.6516 |  | 237.1581 | 0 | 0 | 6.4935 | 0
11.11. | 18 | 243.6516 |  | 237.1581 | 0 | 0 | 6.4935 | 0
11.11. | 19 | 243.6516 |  | 237.1581 | 0 | 0 | 6.4935 | 0
11.11. | 20 | 243.6516 |  | 237.1581 | 0 | 0 | 6.4935 | 0
11.11. | 21 | 243.6516 |  | 237.1581 | 0 | 0 | 6.4935 | 0
11.11. | 22 | 243.6516 |  | 237.1581 | 0 | 0 | 6.4935 | 0
11.11. | 23 | 243.6516 |  | 237.1581 | 0 | 0 | 6.4935 | 0
11.11. | 24 | 243.6516 |  | 237.1581 | 0 | 0 | 6.4935 | 0
12.11. | 1 | 243.6516 |  | 237.1581 | 0 | 0 | 6.4935 | 0
12.11. | 2 | 243.6516 |  | 237.1581 | 0 | 0 | 6.4935 | 0
12.11. | 3 | 243.6516 |  | 237.1581 | 0 | 0 | 6.4935 | 0
12.11. | 4 | 243.6516 |  | 237.1581 | 0 | 0 | 6.4935 | 0
12.11. | 5 | 243.6516 |  | 237.1581 | 0 | 0 | 6.4935 | 0
12.11. | 6 | 243.6516 |  | 237.1581 | 0 | 0 | 6.4935 | 0
12.11. | 7 | 243.6516 |  | 237.1581 | 0 | 0 | 6.4935 | 0
12.11. | 8 | 243.6516 |  | 237.1581 | 0 | 0 | 6.4935 | 0
12.11. | 9 | 243.6516 |  | 237.1581 | 0 | 0 | 6.4935 | 0
12.11. | 10 | 243.6516 |  | 237.1581 | 0 | 0 | 6.4935 | 0
12.11. | 11 | 243.6516 |  | 237.1581 | 0 | 0 | 6.4935 | 0
12.11. | 12 | 243.6516 |  | 237.1581 | 0 | 0 | 6.4935 | 0
12.11. | 13 | 243.6516 |  | 237.1581 | 0 | 0 | 6.4935 | 0
12.11. | 14 | 243.6516 |  | 237.1581 | 0 | 0 | 6.4935 | 0
12.11. | 15 | 243.6516 |  | 237.1581 | 0 | 0 | 6.4935 | 0
12.11. | 16 | 243.6516 |  | 237.1581 | 0 | 0 | 6.4935 | 0
12.11. | 17 | 243.6516 |  | 237.1581 | 0 | 0 | 6.4935 | 0
12.11. | 18 | 243.6516 |  | 237.1581 | 0 | 0 | 6.4935 | 0
12.11. | 19 | 243.6516 |  | 237.1581 | 0 | 0 | 6.4935 | 0
12.11. | 20 | 243.6516 |  | 237.1581 | 0 | 0 | 6.4935 | 0
12.11. | 21 | 243.6516 |  | 237.1581 | 0 | 0 | 6.4935 | 0
12.11. | 22 | 243.6516 |  | 237.1581 | 0 | 0 | 6.4935 | 0
12.11. | 23 | 243.6516 |  | 237.1581 | 0 | 0 | 6.4935 | 0
12.11. | 24 | 243.6516 |  | 237.1581 | 0 | 0 | 6.4935 | 0
13.11. | 1 | 243.6516 |  | 237.1581 | 0 | 0 | 6.4935 | 0
13.11. | 2 | 243.6516 |  | 237.1581 | 0 | 0 | 6.4935 | 0
13.11. | 3 | 243.6516 |  | 237.1581 | 0 | 0 | 6.4935 | 0
13.11. | 4 | 243.6516 |  | 237.1581 | 0 | 0 | 6.4935 | 0
13.11. | 5 | 243.6516 |  | 237.1581 | 0 | 0 | 6.4935 | 0
13.11. | 6 | 243.6516 |  | 237.1581 | 0 | 0 | 6.4935 | 0
13.11. | 7 | 243.6516 |  | 237.1581 | 0 | 0 | 6.4935 | 0
13.11. | 8 | 243.6516 |  | 237.1581 | 0 | 0 | 6.4935 | 0
13.11. | 9 | 243.6516 |  | 237.1581 | 0 | 0 | 6.4935 | 0
13.11. | 10 | 243.6516 |  | 237.1581 | 0 | 0 | 6.4935 | 0
13.11. | 11 | 243.6516 |  | 237.1581 | 0 | 0 | 6.4935 | 0
13.11. | 12 | 243.6516 |  | 237.1581 | 0 | 0 | 6.4935 | 0
13.11. | 13 | 243.6516 |  | 237.1581 | 0 | 0 | 6.4935 | 0
13.11. | 14 | 243.6516 |  | 237.1581 | 0 | 0 | 6.4935 | 0
13.11. | 15 | 243.6516 |  | 237.1581 | 0 | 0 | 6.4935 | 0
13.11. | 16 | 243.6516 |  | 237.1581 | 0 | 0 | 6.4935 | 0
13.11. | 17 | 243.6516 |  | 237.1581 | 0 | 0 | 6.4935 | 0
13.11. | 18 | 243.6516 |  | 237.1581 | 0 | 0 | 6.4935 | 0
13.11. | 19 | 243.6516 |  | 237.1581 | 0 | 0 | 6.4935 | 0
13.11. | 20 | 243.6516 |  | 237.1581 | 0 | 0 | 6.4935 | 0
13.11. | 21 | 243.6516 |  | 237.1581 | 0 | 0 | 6.4935 | 0
13.11. | 22 | 243.6516 |  | 237.1581 | 0 | 0 | 6.4935 | 0
13.11. | 23 | 243.6516 |  | 237.1581 | 0 | 0 | 6.4935 | 0
13.11. | 24 | 243.6516 |  | 237.1581 | 0 | 0 | 6.4935 | 0
14.11. | 1 | 243.6516 |  | 237.1581 | 0 | 0 | 6.4935 | 0
14.11. | 2 | 243.6516 |  | 237.1581 | 0 | 0 | 6.4935 | 0
14.11. | 3 | 243.6516 |  | 237.1581 | 0 | 0 | 6.4935 | 0
14.11. | 4 | 243.6516 |  | 237.1581 | 0 | 0 | 6.4935 | 0
14.11. | 5 | 243.6516 |  | 237.1581 | 0 | 0 | 6.4935 | 0
14.11. | 6 | 243.6516 |  | 237.1581 | 0 | 0 | 6.4935 | 0
14.11. | 7 | 243.6516 |  | 237.1581 | 0 | 0 | 6.4935 | 0
14.11. | 8 | 243.6516 |  | 237.1581 | 0 | 0 | 6.4935 | 0
14.11. | 9 | 243.6516 |  | 237.1581 | 0 | 0 | 6.4935 | 0
14.11. | 10 | 243.6516 |  | 237.1581 | 0 | 0 | 6.4935 | 0
14.11. | 11 | 243.6516 |  | 237.1581 | 0 | 0 | 6.4935 | 0
14.11. | 12 | 243.6516 |  | 237.1581 | 0 | 0 | 6.4935 | 0
14.11. | 13 | 243.6516 |  | 237.1581 | 0 | 0 | 6.4935 | 0
14.11. | 14 | 243.6516 |  | 237.1581 | 0 | 0 | 6.4935 | 0
14.11. | 15 | 243.6516 |  | 237.1581 | 0 | 0 | 6.4935 | 0
14.11. | 16 | 243.6516 |  | 237.1581 | 0 | 0 | 6.4935 | 0
14.11. | 17 | 243.6516 |  | 237.1581 | 0 | 0 | 6.4935 | 0
14.11. | 18 | 243.6516 |  | 237.1581 | 0 | 0 | 6.4935 | 0
14.11. | 19 | 243.6516 |  | 237.1581 | 0 | 0 | 6.4935 | 0
14.11. | 20 | 243.6516 |  | 237.1581 | 0 | 0 | 6.4935 | 0
14.11. | 21 | 243.6516 |  | 237.1581 | 0 | 0 | 6.4935 | 0
14.11. | 22 | 243.6516 |  | 237.1581 | 0 | 0 | 6.4935 | 0
14.11. | 23 | 243.6516 |  | 237.1581 | 0 | 0 | 6.4935 | 0
14.11. | 24 | 243.6516 |  | 237.1581 | 0 | 0 | 6.4935 | 0
15.11. | 1 | 243.6516 |  | 237.1581 | 0 | 0 | 6.4935 | 0
15.11. | 2 | 243.6516 |  | 237.1581 | 0 | 0 | 6.4935 | 0
15.11. | 3 | 243.6516 |  | 237.1581 | 0 | 0 | 6.4935 | 0
15.11. | 4 | 243.6516 |  | 237.1581 | 0 | 0 | 6.4935 | 0
15.11. | 5 | 243.6516 |  | 237.1581 | 0 | 0 | 6.4935 | 0
15.11. | 6 | 243.6516 |  | 237.1581 | 0 | 0 | 6.4935 | 0
15.11. | 7 | 243.6516 |  | 237.1581 | 0 | 0 | 6.4935 | 0
15.11. | 8 | 243.6516 |  | 237.1581 | 0 | 0 | 6.4935 | 0
15.11. | 9 | 243.6516 |  | 237.1581 | 0 | 0 | 6.4935 | 0
15.11. | 10 | 243.6516 |  | 237.1581 | 0 | 0 | 6.4935 | 0
15.11. | 11 | 243.6516 |  | 237.1581 | 0 | 0 | 6.4935 | 0
15.11. | 12 | 243.6516 |  | 237.1581 | 0 | 0 | 6.4935 | 0
15.11. | 13 | 243.6516 |  | 237.1581 | 0 | 0 | 6.4935 | 0
15.11. | 14 | 243.6516 |  | 237.1581 | 0 | 0 | 6.4935 | 0
15.11. | 15 | 243.6516 |  | 237.1581 | 0 | 0 | 6.4935 | 0
15.11. | 16 | 243.6516 |  | 237.1581 | 0 | 0 | 6.4935 | 0
15.11. | 17 | 243.6516 |  | 237.1581 | 0 | 0 | 6.4935 | 0
15.11. | 18 | 243.6516 |  | 237.1581 | 0 | 0 | 6.4935 | 0
15.11. | 19 | 243.6516 |  | 237.1581 | 0 | 0 | 6.4935 | 0
15.11. | 20 | 243.6516 |  | 237.1581 | 0 | 0 | 6.4935 | 0
15.11. | 21 | 243.6516 |  | 237.1581 | 0 | 0 | 6.4935 | 0
15.11. | 22 | 243.6516 |  | 237.1581 | 0 | 0 | 6.4935 | 0
15.11. | 23 | 243.6516 |  | 237.1581 | 0 | 0 | 6.4935 | 0
15.11. | 24 | 243.6516 |  | 237.1581 | 0 | 0 | 6.4935 | 0
16.11. | 1 | 243.6516 |  | 237.1581 | 0 | 0 | 6.4935 | 0
16.11. | 2 | 243.6516 |  | 237.1581 | 0 | 0 | 6.4935 | 0
16.11. | 3 | 243.6516 |  | 237.1581 | 0 | 0 | 6.4935 | 0
16.11. | 4 | 243.6516 |  | 237.1581 | 0 | 0 | 6.4935 | 0
16.11. | 5 | 243.6516 |  | 237.1581 | 0 | 0 | 6.4935 | 0
16.11. | 6 | 243.6516 |  | 237.1581 | 0 | 0 | 6.4935 | 0
16.11. | 7 | 243.6516 |  | 237.1581 | 0 | 0 | 6.4935 | 0
16.11. | 8 | 243.6516 |  | 237.1581 | 0 | 0 | 6.4935 | 0
16.11. | 9 | 243.6516 |  | 237.1581 | 0 | 0 | 6.4935 | 0
16.11. | 10 | 243.6516 |  | 237.1581 | 0 | 0 | 6.4935 | 0
16.11. | 11 | 243.6516 |  | 237.1581 | 0 | 0 | 6.4935 | 0
16.11. | 12 | 243.6516 |  | 237.1581 | 0 | 0 | 6.4935 | 0
16.11. | 13 | 243.6516 |  | 237.1581 | 0 | 0 | 6.4935 | 0
16.11. | 14 | 243.6516 |  | 237.1581 | 0 | 0 | 6.4935 | 0
16.11. | 15 | 243.6516 |  | 237.1581 | 0 | 0 | 6.4935 | 0
16.11. | 16 | 243.6516 |  | 237.1581 | 0 | 0 | 6.4935 | 0
16.11. | 17 | 243.6516 |  | 237.1581 | 0 | 0 | 6.4935 | 0
16.11. | 18 | 243.6516 |  | 237.1581 | 0 | 0 | 6.4935 | 0
16.11. | 19 | 243.6516 |  | 237.1581 | 0 | 0 | 6.4935 | 0
16.11. | 20 | 243.6516 |  | 237.1581 | 0 | 0 | 6.4935 | 0
16.11. | 21 | 243.6516 |  | 237.1581 | 0 | 0 | 6.4935 | 0
16.11. | 22 | 243.6516 |  | 237.1581 | 0 | 0 | 6.4935 | 0
16.11. | 23 | 243.6516 |  | 237.1581 | 0 | 0 | 6.4935 | 0
16.11. | 24 | 243.6516 |  | 237.1581 | 0 | 0 | 6.4935 | 0
17.11. | 1 | 243.6516 |  | 237.1581 | 0 | 0 | 6.4935 | 0
17.11. | 2 | 243.6516 |  | 237.1581 | 0 | 0 | 6.4935 | 0
17.11. | 3 | 243.6516 |  | 237.1581 | 0 | 0 | 6.4935 | 0
17.11. | 4 | 243.6516 |  | 237.1581 | 0 | 0 | 6.4935 | 0
17.11. | 5 | 243.6516 |  | 237.1581 | 0 | 0 | 6.4935 | 0
17.11. | 6 | 243.6516 |  | 237.1581 | 0 | 0 | 6.4935 | 0
17.11. | 7 | 243.6516 |  | 237.1581 | 0 | 0 | 6.4935 | 0
17.11. | 8 | 243.6516 |  | 237.1581 | 0 | 0 | 6.4935 | 0
17.11. | 9 | 243.6516 |  | 237.1581 | 0 | 0 | 6.4935 | 0
17.11. | 10 | 243.6516 |  | 237.1581 | 0 | 0 | 6.4935 | 0
17.11. | 11 | 243.6516 |  | 237.1581 | 0 | 0 | 6.4935 | 0
17.11. | 12 | 243.6516 |  | 237.1581 | 0 | 0 | 6.4935 | 0
17.11. | 13 | 243.6516 |  | 237.1581 | 0 | 0 | 6.4935 | 0
17.11. | 14 | 243.6516 |  | 237.1581 | 0 | 0 | 6.4935 | 0
17.11. | 15 | 243.6516 |  | 237.1581 | 0 | 0 | 6.4935 | 0
17.11. | 16 | 243.6516 |  | 237.1581 | 0 | 0 | 6.4935 | 0
17.11. | 17 | 243.6516 |  | 237.1581 | 0 | 0 | 6.4935 | 0
17.11. | 18 | 243.6516 |  | 237.1581 | 0 | 0 | 6.4935 | 0
17.11. | 19 | 243.6516 |  | 237.1581 | 0 | 0 | 6.4935 | 0
17.11. | 20 | 243.6516 |  | 237.1581 | 0 | 0 | 6.4935 | 0
17.11. | 21 | 243.6516 |  | 237.1581 | 0 | 0 | 6.4935 | 0
17.11. | 22 | 243.6516 |  | 237.1581 | 0 | 0 | 6.4935 | 0
17.11. | 23 | 243.6516 |  | 237.1581 | 0 | 0 | 6.4935 | 0
17.11. | 24 | 243.6516 |  | 237.1581 | 0 | 0 | 6.4935 | 0
18.11. | 1 | 243.6516 |  | 237.1581 | 0 | 0 | 6.4935 | 0
18.11. | 2 | 243.6516 |  | 237.1581 | 0 | 0 | 6.4935 | 0
18.11. | 3 | 243.6516 |  | 237.1581 | 0 | 0 | 6.4935 | 0
18.11. | 4 | 243.6516 |  | 237.1581 | 0 | 0 | 6.4935 | 0
18.11. | 5 | 243.6516 |  | 237.1581 | 0 | 0 | 6.4935 | 0
18.11. | 6 | 243.6516 |  | 237.1581 | 0 | 0 | 6.4935 | 0
18.11. | 7 | 243.6516 |  | 237.1581 | 0 | 0 | 6.4935 | 0
18.11. | 8 | 243.6516 |  | 237.1581 | 0 | 0 | 6.4935 | 0
18.11. | 9 | 243.6516 |  | 237.1581 | 0 | 0 | 6.4935 | 0
18.11. | 10 | 243.6516 |  | 237.1581 | 0 | 0 | 6.4935 | 0
18.11. | 11 | 243.6516 |  | 237.1581 | 0 | 0 | 6.4935 | 0
18.11. | 12 | 243.6516 |  | 237.1581 | 0 | 0 | 6.4935 | 0
18.11. | 13 | 243.6516 |  | 237.1581 | 0 | 0 | 6.4935 | 0
18.11. | 14 | 243.6516 |  | 237.1581 | 0 | 0 | 6.4935 | 0
18.11. | 15 | 243.6516 |  | 237.1581 | 0 | 0 | 6.4935 | 0
18.11. | 16 | 243.6516 |  | 237.1581 | 0 | 0 | 6.4935 | 0
18.11. | 17 | 243.6516 |  | 237.1581 | 0 | 0 | 6.4935 | 0
18.11. | 18 | 243.6516 |  | 237.1581 | 0 | 0 | 6.4935 | 0
18.11. | 19 | 243.6516 |  | 237.1581 | 0 | 0 | 6.4935 | 0
18.11. | 20 | 243.6516 |  | 237.1581 | 0 | 0 | 6.4935 | 0
18.11. | 21 | 243.6516 |  | 237.1581 | 0 | 0 | 6.4935 | 0
18.11. | 22 | 243.6516 |  | 237.1581 | 0 | 0 | 6.4935 | 0
18.11. | 23 | 243.6516 |  | 237.1581 | 0 | 0 | 6.4935 | 0
18.11. | 24 | 243.6516 |  | 237.1581 | 0 | 0 | 6.4935 | 0
19.11. | 1 | 243.6516 |  | 237.1581 | 0 | 0 | 6.4935 | 0
19.11. | 2 | 243.6516 |  | 237.1581 | 0 | 0 | 6.4935 | 0
19.11. | 3 | 243.6516 |  | 237.1581 | 0 | 0 | 6.4935 | 0
19.11. | 4 | 243.6516 |  | 237.1581 | 0 | 0 | 6.4935 | 0
19.11. | 5 | 243.6516 |  | 237.1581 | 0 | 0 | 6.4935 | 0
19.11. | 6 | 243.6516 |  | 237.1581 | 0 | 0 | 6.4935 | 0
19.11. | 7 | 243.6516 |  | 237.1581 | 0 | 0 | 6.4935 | 0
19.11. | 8 | 243.6516 |  | 237.1581 | 0 | 0 | 6.4935 | 0
19.11. | 9 | 243.6516 |  | 237.1581 | 0 | 0 | 6.4935 | 0
19.11. | 10 | 243.6516 |  | 237.1581 | 0 | 0 | 6.4935 | 0
19.11. | 11 | 243.6516 |  | 237.1581 | 0 | 0 | 6.4935 | 0
19.11. | 12 | 243.6516 |  | 237.1581 | 0 | 0 | 6.4935 | 0
19.11. | 13 | 243.6516 |  | 237.1581 | 0 | 0 | 6.4935 | 0
19.11. | 14 | 243.6516 |  | 237.1581 | 0 | 0 | 6.4935 | 0
19.11. | 15 | 243.6516 |  | 237.1581 | 0 | 0 | 6.4935 | 0
19.11. | 16 | 243.6516 |  | 237.1581 | 0 | 0 | 6.4935 | 0
19.11. | 17 | 243.6516 |  | 237.1581 | 0 | 0 | 6.4935 | 0
19.11. | 18 | 243.6516 |  | 237.1581 | 0 | 0 | 6.4935 | 0
19.11. | 19 | 243.6516 |  | 237.1581 | 0 | 0 | 6.4935 | 0
19.11. | 20 | 243.6516 |  | 237.1581 | 0 | 0 | 6.4935 | 0
19.11. | 21 | 243.6516 |  | 237.1581 | 0 | 0 | 6.4935 | 0
19.11. | 22 | 243.6516 |  | 237.1581 | 0 | 0 | 6.4935 | 0
19.11. | 23 | 243.6516 |  | 237.1581 | 0 | 0 | 6.4935 | 0
19.11. | 24 | 243.6516 |  | 237.1581 | 0 | 0 | 6.4935 | 0
20.11. | 1 | 243.6516 |  | 237.1581 | 0 | 0 | 6.4935 | 0
20.11. | 2 | 243.6516 |  | 237.1581 | 0 | 0 | 6.4935 | 0
20.11. | 3 | 243.6516 |  | 237.1581 | 0 | 0 | 6.4935 | 0
20.11. | 4 | 243.6516 |  | 237.1581 | 0 | 0 | 6.4935 | 0
20.11. | 5 | 243.6516 |  | 237.1581 | 0 | 0 | 6.4935 | 0
20.11. | 6 | 243.6516 |  | 237.1581 | 0 | 0 | 6.4935 | 0
20.11. | 7 | 243.6516 |  | 237.1581 | 0 | 0 | 6.4935 | 0
20.11. | 8 | 243.6516 |  | 237.1581 | 0 | 0 | 6.4935 | 0
20.11. | 9 | 243.6516 |  | 237.1581 | 0 | 0 | 6.4935 | 0
20.11. | 10 | 243.6516 |  | 237.1581 | 0 | 0 | 6.4935 | 0
20.11. | 11 | 243.6516 |  | 237.1581 | 0 | 0 | 6.4935 | 0
20.11. | 12 | 243.6516 |  | 237.1581 | 0 | 0 | 6.4935 | 0
20.11. | 13 | 243.6516 |  | 237.1581 | 0 | 0 | 6.4935 | 0
20.11. | 14 | 243.6516 |  | 237.1581 | 0 | 0 | 6.4935 | 0
20.11. | 15 | 243.6516 |  | 237.1581 | 0 | 0 | 6.4935 | 0
20.11. | 16 | 243.6516 |  | 237.1581 | 0 | 0 | 6.4935 | 0
20.11. | 17 | 243.6516 |  | 237.1581 | 0 | 0 | 6.4935 | 0
20.11. | 18 | 243.6516 |  | 237.1581 | 0 | 0 | 6.4935 | 0
20.11. | 19 | 243.6516 |  | 237.1581 | 0 | 0 | 6.4935 | 0
20.11. | 20 | 243.6516 |  | 237.1581 | 0 | 0 | 6.4935 | 0
20.11. | 21 | 243.6516 |  | 237.1581 | 0 | 0 | 6.4935 | 0
20.11. | 22 | 243.6516 |  | 237.1581 | 0 | 0 | 6.4935 | 0
20.11. | 23 | 243.6516 |  | 237.1581 | 0 | 0 | 6.4935 | 0
20.11. | 24 | 243.6516 |  | 237.1581 | 0 | 0 | 6.4935 | 0
21.11. | 1 | 243.6516 |  | 237.1581 | 0 | 0 | 6.4935 | 0
21.11. | 2 | 243.6516 |  | 237.1581 | 0 | 0 | 6.4935 | 0
21.11. | 3 | 243.6516 |  | 237.1581 | 0 | 0 | 6.4935 | 0
21.11. | 4 | 243.6516 |  | 237.1581 | 0 | 0 | 6.4935 | 0
21.11. | 5 | 243.6516 |  | 237.1581 | 0 | 0 | 6.4935 | 0
21.11. | 6 | 243.6516 |  | 237.1581 | 0 | 0 | 6.4935 | 0
21.11. | 7 | 243.6516 |  | 237.1581 | 0 | 0 | 6.4935 | 0
21.11. | 8 | 243.6516 |  | 237.1581 | 0 | 0 | 6.4935 | 0
21.11. | 9 | 243.6516 |  | 237.1581 | 0 | 0 | 6.4935 | 0
21.11. | 10 | 243.6516 |  | 237.1581 | 0 | 0 | 6.4935 | 0
21.11. | 11 | 243.6516 |  | 237.1581 | 0 | 0 | 6.4935 | 0
21.11. | 12 | 243.6516 |  | 237.1581 | 0 | 0 | 6.4935 | 0
21.11. | 13 | 243.6516 |  | 237.1581 | 0 | 0 | 6.4935 | 0
21.11. | 14 | 243.6516 |  | 237.1581 | 0 | 0 | 6.4935 | 0
21.11. | 15 | 243.6516 |  | 237.1581 | 0 | 0 | 6.4935 | 0
21.11. | 16 | 243.6516 |  | 237.1581 | 0 | 0 | 6.4935 | 0
21.11. | 17 | 243.6516 |  | 237.1581 | 0 | 0 | 6.4935 | 0
21.11. | 18 | 243.6516 |  | 237.1581 | 0 | 0 | 6.4935 | 0
21.11. | 19 | 243.6516 |  | 237.1581 | 0 | 0 | 6.4935 | 0
21.11. | 20 | 243.6516 |  | 237.1581 | 0 | 0 | 6.4935 | 0
21.11. | 21 | 243.6516 |  | 237.1581 | 0 | 0 | 6.4935 | 0
21.11. | 22 | 243.6516 |  | 237.1581 | 0 | 0 | 6.4935 | 0
21.11. | 23 | 243.6516 |  | 237.1581 | 0 | 0 | 6.4935 | 0
21.11. | 24 | 243.6516 |  | 237.1581 | 0 | 0 | 6.4935 | 0
22.11. | 1 | 243.6516 |  | 237.1581 | 0 | 0 | 6.4935 | 0
22.11. | 2 | 243.6516 |  | 237.1581 | 0 | 0 | 6.4935 | 0
22.11. | 3 | 243.6516 |  | 237.1581 | 0 | 0 | 6.4935 | 0
22.11. | 4 | 243.6516 |  | 237.1581 | 0 | 0 | 6.4935 | 0
22.11. | 5 | 243.6516 |  | 237.1581 | 0 | 0 | 6.4935 | 0
22.11. | 6 | 243.6516 |  | 237.1581 | 0 | 0 | 6.4935 | 0
22.11. | 7 | 243.6516 |  | 237.1581 | 0 | 0 | 6.4935 | 0
22.11. | 8 | 243.6516 |  | 237.1581 | 0 | 0 | 6.4935 | 0
22.11. | 9 | 243.6516 |  | 237.1581 | 0 | 0 | 6.4935 | 0
22.11. | 10 | 243.6516 |  | 237.1581 | 0 | 0 | 6.4935 | 0
22.11. | 11 | 243.6516 |  | 237.1581 | 0 | 0 | 6.4935 | 0
22.11. | 12 | 243.6516 |  | 237.1581 | 0 | 0 | 6.4935 | 0
22.11. | 13 | 243.6516 |  | 237.1581 | 0 | 0 | 6.4935 | 0
22.11. | 14 | 243.6516 |  | 237.1581 | 0 | 0 | 6.4935 | 0
22.11. | 15 | 243.6516 |  | 237.1581 | 0 | 0 | 6.4935 | 0
22.11. | 16 | 243.6516 |  | 237.1581 | 0 | 0 | 6.4935 | 0
22.11. | 17 | 243.6516 |  | 237.1581 | 0 | 0 | 6.4935 | 0
22.11. | 18 | 243.6516 |  | 237.1581 | 0 | 0 | 6.4935 | 0
22.11. | 19 | 243.6516 |  | 237.1581 | 0 | 0 | 6.4935 | 0
22.11. | 20 | 243.6516 |  | 237.1581 | 0 | 0 | 6.4935 | 0
22.11. | 21 | 243.6516 |  | 237.1581 | 0 | 0 | 6.4935 | 0
22.11. | 22 | 243.6516 |  | 237.1581 | 0 | 0 | 6.4935 | 0
22.11. | 23 | 243.6516 |  | 237.1581 | 0 | 0 | 6.4935 | 0
22.11. | 24 | 243.6516 |  | 237.1581 | 0 | 0 | 6.4935 | 0
23.11. | 1 | 243.6516 |  | 237.1581 | 0 | 0 | 6.4935 | 0
23.11. | 2 | 243.6516 |  | 237.1581 | 0 | 0 | 6.4935 | 0
23.11. | 3 | 243.6516 |  | 237.1581 | 0 | 0 | 6.4935 | 0
23.11. | 4 | 243.6516 |  | 237.1581 | 0 | 0 | 6.4935 | 0
23.11. | 5 | 243.6516 |  | 237.1581 | 0 | 0 | 6.4935 | 0
23.11. | 6 | 243.6516 |  | 237.1581 | 0 | 0 | 6.4935 | 0
23.11. | 7 | 243.6516 |  | 237.1581 | 0 | 0 | 6.4935 | 0
23.11. | 8 | 243.6516 |  | 237.1581 | 0 | 0 | 6.4935 | 0
23.11. | 9 | 243.6516 |  | 237.1581 | 0 | 0 | 6.4935 | 0
23.11. | 10 | 243.6516 |  | 237.1581 | 0 | 0 | 6.4935 | 0
23.11. | 11 | 243.6516 |  | 237.1581 | 0 | 0 | 6.4935 | 0
23.11. | 12 | 243.6516 |  | 237.1581 | 0 | 0 | 6.4935 | 0
23.11. | 13 | 243.6516 |  | 237.1581 | 0 | 0 | 6.4935 | 0
23.11. | 14 | 243.6516 |  | 237.1581 | 0 | 0 | 6.4935 | 0
23.11. | 15 | 243.6516 |  | 237.1581 | 0 | 0 | 6.4935 | 0
23.11. | 16 | 243.6516 |  | 237.1581 | 0 | 0 | 6.4935 | 0
23.11. | 17 | 243.6516 |  | 237.1581 | 0 | 0 | 6.4935 | 0
23.11. | 18 | 243.6516 |  | 237.1581 | 0 | 0 | 6.4935 | 0
23.11. | 19 | 243.6516 |  | 237.1581 | 0 | 0 | 6.4935 | 0
23.11. | 20 | 243.6516 |  | 237.1581 | 0 | 0 | 6.4935 | 0
23.11. | 21 | 243.6516 |  | 237.1581 | 0 | 0 | 6.4935 | 0
23.11. | 22 | 243.6516 |  | 237.1581 | 0 | 0 | 6.4935 | 0
23.11. | 23 | 243.6516 |  | 237.1581 | 0 | 0 | 6.4935 | 0
23.11. | 24 | 243.6516 |  | 237.1581 | 0 | 0 | 6.4935 | 0
24.11. | 1 | 243.6516 |  | 237.1581 | 0 | 0 | 6.4935 | 0
24.11. | 2 | 243.6516 |  | 237.1581 | 0 | 0 | 6.4935 | 0
24.11. | 3 | 243.6516 |  | 237.1581 | 0 | 0 | 6.4935 | 0
24.11. | 4 | 243.6516 |  | 237.1581 | 0 | 0 | 6.4935 | 0
24.11. | 5 | 243.6516 |  | 237.1581 | 0 | 0 | 6.4935 | 0
24.11. | 6 | 243.6516 |  | 237.1581 | 0 | 0 | 6.4935 | 0
24.11. | 7 | 243.6516 |  | 237.1581 | 0 | 0 | 6.4935 | 0
24.11. | 8 | 243.6516 |  | 237.1581 | 0 | 0 | 6.4935 | 0
24.11. | 9 | 243.6516 |  | 237.1581 | 0 | 0 | 6.4935 | 0
24.11. | 10 | 243.6516 |  | 237.1581 | 0 | 0 | 6.4935 | 0
24.11. | 11 | 243.6516 |  | 237.1581 | 0 | 0 | 6.4935 | 0
24.11. | 12 | 243.6516 |  | 237.1581 | 0 | 0 | 6.4935 | 0
24.11. | 13 | 243.6516 |  | 237.1581 | 0 | 0 | 6.4935 | 0
24.11. | 14 | 243.6516 |  | 237.1581 | 0 | 0 | 6.4935 | 0
24.11. | 15 | 243.6516 |  | 237.1581 | 0 | 0 | 6.4935 | 0
24.11. | 16 | 243.6516 |  | 237.1581 | 0 | 0 | 6.4935 | 0
24.11. | 17 | 243.6516 |  | 237.1581 | 0 | 0 | 6.4935 | 0
24.11. | 18 | 243.6516 |  | 237.1581 | 0 | 0 | 6.4935 | 0
24.11. | 19 | 243.6516 |  | 237.1581 | 0 | 0 | 6.4935 | 0
24.11. | 20 | 243.6516 |  | 237.1581 | 0 | 0 | 6.4935 | 0
24.11. | 21 | 243.6516 |  | 237.1581 | 0 | 0 | 6.4935 | 0
24.11. | 22 | 243.6516 |  | 237.1581 | 0 | 0 | 6.4935 | 0
24.11. | 23 | 243.6516 |  | 237.1581 | 0 | 0 | 6.4935 | 0
24.11. | 24 | 243.6516 |  | 237.1581 | 0 | 0 | 6.4935 | 0
25.11. | 1 | 243.6516 |  | 237.1581 | 0 | 0 | 6.4935 | 0
25.11. | 2 | 243.6516 |  | 237.1581 | 0 | 0 | 6.4935 | 0
25.11. | 3 | 243.6516 |  | 237.1581 | 0 | 0 | 6.4935 | 0
25.11. | 4 | 243.6516 |  | 237.1581 | 0 | 0 | 6.4935 | 0
25.11. | 5 | 243.6516 |  | 237.1581 | 0 | 0 | 6.4935 | 0
25.11. | 6 | 243.6516 |  | 237.1581 | 0 | 0 | 6.4935 | 0
25.11. | 7 | 243.6516 |  | 237.1581 | 0 | 0 | 6.4935 | 0
25.11. | 8 | 243.6516 |  | 237.1581 | 0 | 0 | 6.4935 | 0
25.11. | 9 | 243.6516 |  | 237.1581 | 0 | 0 | 6.4935 | 0
25.11. | 10 | 243.6516 |  | 237.1581 | 0 | 0 | 6.4935 | 0
25.11. | 11 | 243.6516 |  | 237.1581 | 0 | 0 | 6.4935 | 0
25.11. | 12 | 243.6516 |  | 237.1581 | 0 | 0 | 6.4935 | 0
25.11. | 13 | 243.6516 |  | 237.1581 | 0 | 0 | 6.4935 | 0
25.11. | 14 | 243.6516 |  | 237.1581 | 0 | 0 | 6.4935 | 0
25.11. | 15 | 243.6516 |  | 237.1581 | 0 | 0 | 6.4935 | 0
25.11. | 16 | 243.6516 |  | 237.1581 | 0 | 0 | 6.4935 | 0
25.11. | 17 | 243.6516 |  | 237.1581 | 0 | 0 | 6.4935 | 0
25.11. | 18 | 243.6516 |  | 237.1581 | 0 | 0 | 6.4935 | 0
25.11. | 19 | 243.6516 |  | 237.1581 | 0 | 0 | 6.4935 | 0
25.11. | 20 | 243.6516 |  | 237.1581 | 0 | 0 | 6.4935 | 0
25.11. | 21 | 243.6516 |  | 237.1581 | 0 | 0 | 6.4935 | 0
25.11. | 22 | 243.6516 |  | 237.1581 | 0 | 0 | 6.4935 | 0
25.11. | 23 | 243.6516 |  | 237.1581 | 0 | 0 | 6.4935 | 0
25.11. | 24 | 243.6516 |  | 237.1581 | 0 | 0 | 6.4935 | 0
26.11. | 1 | 243.6516 |  | 237.1581 | 0 | 0 | 6.4935 | 0
26.11. | 2 | 243.6516 |  | 237.1581 | 0 | 0 | 6.4935 | 0
26.11. | 3 | 243.6516 |  | 237.1581 | 0 | 0 | 6.4935 | 0
26.11. | 4 | 243.6516 |  | 237.1581 | 0 | 0 | 6.4935 | 0
26.11. | 5 | 243.6516 |  | 237.1581 | 0 | 0 | 6.4935 | 0
26.11. | 6 | 243.6516 |  | 237.1581 | 0 | 0 | 6.4935 | 0
26.11. | 7 | 243.6516 |  | 237.1581 | 0 | 0 | 6.4935 | 0
26.11. | 8 | 243.6516 |  | 237.1581 | 0 | 0 | 6.4935 | 0
26.11. | 9 | 243.6516 |  | 237.1581 | 0 | 0 | 6.4935 | 0
26.11. | 10 | 243.6516 |  | 237.1581 | 0 | 0 | 6.4935 | 0
26.11. | 11 | 243.6516 |  | 237.1581 | 0 | 0 | 6.4935 | 0
26.11. | 12 | 243.6516 |  | 237.1581 | 0 | 0 | 6.4935 | 0
26.11. | 13 | 243.6516 |  | 237.1581 | 0 | 0 | 6.4935 | 0
26.11. | 14 | 243.6516 |  | 237.1581 | 0 | 0 | 6.4935 | 0
26.11. | 15 | 243.6516 |  | 237.1581 | 0 | 0 | 6.4935 | 0
26.11. | 16 | 243.6516 |  | 237.1581 | 0 | 0 | 6.4935 | 0
26.11. | 17 | 243.6516 |  | 237.1581 | 0 | 0 | 6.4935 | 0
26.11. | 18 | 243.6516 |  | 237.1581 | 0 | 0 | 6.4935 | 0
26.11. | 19 | 243.6516 |  | 237.1581 | 0 | 0 | 6.4935 | 0
26.11. | 20 | 243.6516 |  | 237.1581 | 0 | 0 | 6.4935 | 0
26.11. | 21 | 243.6516 |  | 237.1581 | 0 | 0 | 6.4935 | 0
26.11. | 22 | 243.6516 |  | 237.1581 | 0 | 0 | 6.4935 | 0
26.11. | 23 | 243.6516 |  | 237.1581 | 0 | 0 | 6.4935 | 0
26.11. | 24 | 243.6516 |  | 237.1581 | 0 | 0 | 6.4935 | 0
27.11. | 1 | 243.6516 |  | 237.1581 | 0 | 0 | 6.4935 | 0
27.11. | 2 | 243.6516 |  | 237.1581 | 0 | 0 | 6.4935 | 0
27.11. | 3 | 243.6516 |  | 237.1581 | 0 | 0 | 6.4935 | 0
27.11. | 4 | 243.6516 |  | 237.1581 | 0 | 0 | 6.4935 | 0
27.11. | 5 | 243.6516 |  | 237.1581 | 0 | 0 | 6.4935 | 0
27.11. | 6 | 243.6516 |  | 237.1581 | 0 | 0 | 6.4935 | 0
27.11. | 7 | 243.6516 |  | 237.1581 | 0 | 0 | 6.4935 | 0
27.11. | 8 | 243.6516 |  | 237.1581 | 0 | 0 | 6.4935 | 0
27.11. | 9 | 243.6516 |  | 237.1581 | 0 | 0 | 6.4935 | 0
27.11. | 10 | 243.6516 |  | 237.1581 | 0 | 0 | 6.4935 | 0
27.11. | 11 | 243.6516 |  | 237.1581 | 0 | 0 | 6.4935 | 0
27.11. | 12 | 243.6516 |  | 237.1581 | 0 | 0 | 6.4935 | 0
27.11. | 13 | 243.6516 |  | 237.1581 | 0 | 0 | 6.4935 | 0
27.11. | 14 | 243.6516 |  | 237.1581 | 0 | 0 | 6.4935 | 0
27.11. | 15 | 243.6516 |  | 237.1581 | 0 | 0 | 6.4935 | 0
27.11. | 16 | 243.6516 |  | 237.1581 | 0 | 0 | 6.4935 | 0
27.11. | 17 | 243.6516 |  | 237.1581 | 0 | 0 | 6.4935 | 0
27.11. | 18 | 243.6516 |  | 237.1581 | 0 | 0 | 6.4935 | 0
27.11. | 19 | 243.6516 |  | 237.1581 | 0 | 0 | 6.4935 | 0
27.11. | 20 | 243.6516 |  | 237.1581 | 0 | 0 | 6.4935 | 0
27.11. | 21 | 243.6516 |  | 237.1581 | 0 | 0 | 6.4935 | 0
27.11. | 22 | 243.6516 |  | 237.1581 | 0 | 0 | 6.4935 | 0
27.11. | 23 | 243.6516 |  | 237.1581 | 0 | 0 | 6.4935 | 0
27.11. | 24 | 243.6516 |  | 237.1581 | 0 | 0 | 6.4935 | 0
28.11. | 1 | 243.6516 |  | 237.1581 | 0 | 0 | 6.4935 | 0
28.11. | 2 | 243.6516 |  | 237.1581 | 0 | 0 | 6.4935 | 0
28.11. | 3 | 243.6516 |  | 237.1581 | 0 | 0 | 6.4935 | 0
28.11. | 4 | 243.6516 |  | 237.1581 | 0 | 0 | 6.4935 | 0
28.11. | 5 | 243.6516 |  | 237.1581 | 0 | 0 | 6.4935 | 0
28.11. | 6 | 243.6516 |  | 237.1581 | 0 | 0 | 6.4935 | 0
28.11. | 7 | 243.6516 |  | 237.1581 | 0 | 0 | 6.4935 | 0
28.11. | 8 | 243.6516 |  | 237.1581 | 0 | 0 | 6.4935 | 0
28.11. | 9 | 243.6516 |  | 237.1581 | 0 | 0 | 6.4935 | 0
28.11. | 10 | 243.6516 |  | 237.1581 | 0 | 0 | 6.4935 | 0
28.11. | 11 | 243.6516 |  | 237.1581 | 0 | 0 | 6.4935 | 0
28.11. | 12 | 243.6516 |  | 237.1581 | 0 | 0 | 6.4935 | 0
28.11. | 13 | 243.6516 |  | 237.1581 | 0 | 0 | 6.4935 | 0
28.11. | 14 | 243.6516 |  | 237.1581 | 0 | 0 | 6.4935 | 0
28.11. | 15 | 243.6516 |  | 237.1581 | 0 | 0 | 6.4935 | 0
28.11. | 16 | 243.6516 |  | 237.1581 | 0 | 0 | 6.4935 | 0
28.11. | 17 | 243.6516 |  | 237.1581 | 0 | 0 | 6.4935 | 0
28.11. | 18 | 243.6516 |  | 237.1581 | 0 | 0 | 6.4935 | 0
28.11. | 19 | 243.6516 |  | 237.1581 | 0 | 0 | 6.4935 | 0
28.11. | 20 | 243.6516 |  | 237.1581 | 0 | 0 | 6.4935 | 0
28.11. | 21 | 243.6516 |  | 237.1581 | 0 | 0 | 6.4935 | 0
28.11. | 22 | 243.6516 |  | 237.1581 | 0 | 0 | 6.4935 | 0
28.11. | 23 | 243.6516 |  | 237.1581 | 0 | 0 | 6.4935 | 0
28.11. | 24 | 243.6516 |  | 237.1581 | 0 | 0 | 6.4935 | 0
29.11. | 1 | 243.6516 |  | 237.1581 | 0 | 0 | 6.4935 | 0
29.11. | 2 | 243.6516 |  | 237.1581 | 0 | 0 | 6.4935 | 0
29.11. | 3 | 243.6516 |  | 237.1581 | 0 | 0 | 6.4935 | 0
29.11. | 4 | 243.6516 |  | 237.1581 | 0 | 0 | 6.4935 | 0
29.11. | 5 | 243.6516 |  | 237.1581 | 0 | 0 | 6.4935 | 0
29.11. | 6 | 243.6516 |  | 237.1581 | 0 | 0 | 6.4935 | 0
29.11. | 7 | 243.6516 |  | 237.1581 | 0 | 0 | 6.4935 | 0
29.11. | 8 | 243.6516 |  | 237.1581 | 0 | 0 | 6.4935 | 0
29.11. | 9 | 243.6516 |  | 237.1581 | 0 | 0 | 6.4935 | 0
29.11. | 10 | 243.6516 |  | 237.1581 | 0 | 0 | 6.4935 | 0
29.11. | 11 | 243.6516 |  | 237.1581 | 0 | 0 | 6.4935 | 0
29.11. | 12 | 243.6516 |  | 237.1581 | 0 | 0 | 6.4935 | 0
29.11. | 13 | 243.6516 |  | 237.1581 | 0 | 0 | 6.4935 | 0
29.11. | 14 | 243.6516 |  | 237.1581 | 0 | 0 | 6.4935 | 0
29.11. | 15 | 243.6516 |  | 237.1581 | 0 | 0 | 6.4935 | 0
29.11. | 16 | 243.6516 |  | 237.1581 | 0 | 0 | 6.4935 | 0
29.11. | 17 | 243.6516 |  | 237.1581 | 0 | 0 | 6.4935 | 0
29.11. | 18 | 243.6516 |  | 237.1581 | 0 | 0 | 6.4935 | 0
29.11. | 19 | 243.6516 |  | 237.1581 | 0 | 0 | 6.4935 | 0
29.11. | 20 | 243.6516 |  | 237.1581 | 0 | 0 | 6.4935 | 0
29.11. | 21 | 243.6516 |  | 237.1581 | 0 | 0 | 6.4935 | 0
29.11. | 22 | 243.6516 |  | 237.1581 | 0 | 0 | 6.4935 | 0
29.11. | 23 | 243.6516 |  | 237.1581 | 0 | 0 | 6.4935 | 0
29.11. | 24 | 243.6516 |  | 237.1581 | 0 | 0 | 6.4935 | 0
30.11. | 1 | 243.6516 |  | 237.1581 | 0 | 0 | 6.4935 | 0
30.11. | 2 | 243.6516 |  | 237.1581 | 0 | 0 | 6.4935 | 0
30.11. | 3 | 243.6516 |  | 237.1581 | 0 | 0 | 6.4935 | 0
30.11. | 4 | 243.6516 |  | 237.1581 | 0 | 0 | 6.4935 | 0
30.11. | 5 | 243.6516 |  | 237.1581 | 0 | 0 | 6.4935 | 0
30.11. | 6 | 243.6516 |  | 237.1581 | 0 | 0 | 6.4935 | 0
30.11. | 7 | 243.6516 |  | 237.1581 | 0 | 0 | 6.4935 | 0
30.11. | 8 | 243.6516 |  | 237.1581 | 0 | 0 | 6.4935 | 0
30.11. | 9 | 243.6516 |  | 237.1581 | 0 | 0 | 6.4935 | 0
30.11. | 10 | 243.6516 |  | 237.1581 | 0 | 0 | 6.4935 | 0
30.11. | 11 | 243.6516 |  | 237.1581 | 0 | 0 | 6.4935 | 0
30.11. | 12 | 243.6516 |  | 237.1581 | 0 | 0 | 6.4935 | 0
30.11. | 13 | 243.6516 |  | 237.1581 | 0 | 0 | 6.4935 | 0
30.11. | 14 | 243.6516 |  | 237.1581 | 0 | 0 | 6.4935 | 0
30.11. | 15 | 243.6516 |  | 237.1581 | 0 | 0 | 6.4935 | 0
30.11. | 16 | 243.6516 |  | 237.1581 | 0 | 0 | 6.4935 | 0
30.11. | 17 | 243.6516 |  | 237.1581 | 0 | 0 | 6.4935 | 0
30.11. | 18 | 243.6516 |  | 237.1581 | 0 | 0 | 6.4935 | 0
30.11. | 19 | 243.6516 |  | 237.1581 | 0 | 0 | 6.4935 | 0
30.11. | 20 | 243.6516 |  | 237.1581 | 0 | 0 | 6.4935 | 0
30.11. | 21 | 243.6516 |  | 237.1581 | 0 | 0 | 6.4935 | 0
30.11. | 22 | 243.6516 |  | 237.1581 | 0 | 0 | 6.4935 | 0
30.11. | 23 | 243.6516 |  | 237.1581 | 0 | 0 | 6.4935 | 0
30.11. | 24 | 243.6516 |  | 237.1581 | 0 | 0 | 6.4935 | 0
01.12. | 1 | 243.6516 |  | 237.1581 | 0 | 0 | 6.4935 | 0
01.12. | 2 | 243.6516 |  | 237.1581 | 0 | 0 | 6.4935 | 0
01.12. | 3 | 243.6516 |  | 237.1581 | 0 | 0 | 6.4935 | 0
01.12. | 4 | 243.6516 |  | 237.1581 | 0 | 0 | 6.4935 | 0
01.12. | 5 | 243.6516 |  | 237.1581 | 0 | 0 | 6.4935 | 0
01.12. | 6 | 243.6516 |  | 237.1581 | 0 | 0 | 6.4935 | 0
01.12. | 7 | 243.6516 |  | 237.1581 | 0 | 0 | 6.4935 | 0
01.12. | 8 | 243.6516 |  | 237.1581 | 0 | 0 | 6.4935 | 0
01.12. | 9 | 243.6516 |  | 237.1581 | 0 | 0 | 6.4935 | 0
01.12. | 10 | 243.6516 |  | 237.1581 | 0 | 0 | 6.4935 | 0
01.12. | 11 | 243.6516 |  | 237.1581 | 0 | 0 | 6.4935 | 0
01.12. | 12 | 243.6516 |  | 237.1581 | 0 | 0 | 6.4935 | 0
01.12. | 13 | 243.6516 |  | 237.1581 | 0 | 0 | 6.4935 | 0
01.12. | 14 | 243.6516 |  | 237.1581 | 0 | 0 | 6.4935 | 0
01.12. | 15 | 243.6516 |  | 237.1581 | 0 | 0 | 6.4935 | 0
01.12. | 16 | 243.6516 |  | 237.1581 | 0 | 0 | 6.4935 | 0
01.12. | 17 | 243.6516 |  | 237.1581 | 0 | 0 | 6.4935 | 0
01.12. | 18 | 243.6516 |  | 237.1581 | 0 | 0 | 6.4935 | 0
01.12. | 19 | 243.6516 |  | 237.1581 | 0 | 0 | 6.4935 | 0
01.12. | 20 | 243.6516 |  | 237.1581 | 0 | 0 | 6.4935 | 0
01.12. | 21 | 243.6516 |  | 237.1581 | 0 | 0 | 6.4935 | 0
01.12. | 22 | 243.6516 |  | 237.1581 | 0 | 0 | 6.4935 | 0
01.12. | 23 | 243.6516 |  | 237.1581 | 0 | 0 | 6.4935 | 0
01.12. | 24 | 243.6516 |  | 237.1581 | 0 | 0 | 6.4935 | 0
02.12. | 1 | 243.6516 |  | 237.1581 | 0 | 0 | 6.4935 | 0
02.12. | 2 | 243.6516 |  | 237.1581 | 0 | 0 | 6.4935 | 0
02.12. | 3 | 243.6516 |  | 237.1581 | 0 | 0 | 6.4935 | 0
02.12. | 4 | 243.6516 |  | 237.1581 | 0 | 0 | 6.4935 | 0
02.12. | 5 | 243.6516 |  | 237.1581 | 0 | 0 | 6.4935 | 0
02.12. | 6 | 243.6516 |  | 237.1581 | 0 | 0 | 6.4935 | 0
02.12. | 7 | 243.6516 |  | 237.1581 | 0 | 0 | 6.4935 | 0
02.12. | 8 | 243.6516 |  | 237.1581 | 0 | 0 | 6.4935 | 0
02.12. | 9 | 243.6516 |  | 237.1581 | 0 | 0 | 6.4935 | 0
02.12. | 10 | 243.6516 |  | 237.1581 | 0 | 0 | 6.4935 | 0
02.12. | 11 | 243.6516 |  | 237.1581 | 0 | 0 | 6.4935 | 0
02.12. | 12 | 243.6516 |  | 237.1581 | 0 | 0 | 6.4935 | 0
02.12. | 13 | 243.6516 |  | 237.1581 | 0 | 0 | 6.4935 | 0
02.12. | 14 | 243.6516 |  | 237.1581 | 0 | 0 | 6.4935 | 0
02.12. | 15 | 243.6516 |  | 237.1581 | 0 | 0 | 6.4935 | 0
02.12. | 16 | 243.6516 |  | 237.1581 | 0 | 0 | 6.4935 | 0
02.12. | 17 | 243.6516 |  | 237.1581 | 0 | 0 | 6.4935 | 0
02.12. | 18 | 243.6516 |  | 237.1581 | 0 | 0 | 6.4935 | 0
02.12. | 19 | 243.6516 |  | 237.1581 | 0 | 0 | 6.4935 | 0
02.12. | 20 | 243.6516 |  | 237.1581 | 0 | 0 | 6.4935 | 0
02.12. | 21 | 243.6516 |  | 237.1581 | 0 | 0 | 6.4935 | 0
02.12. | 22 | 243.6516 |  | 237.1581 | 0 | 0 | 6.4935 | 0
02.12. | 23 | 243.6516 |  | 237.1581 | 0 | 0 | 6.4935 | 0
02.12. | 24 | 243.6516 |  | 237.1581 | 0 | 0 | 6.4935 | 0
03.12. | 1 | 243.6516 |  | 237.1581 | 0 | 0 | 6.4935 | 0
03.12. | 2 | 243.6516 |  | 237.1581 | 0 | 0 | 6.4935 | 0
03.12. | 3 | 243.6516 |  | 237.1581 | 0 | 0 | 6.4935 | 0
03.12. | 4 | 243.6516 |  | 237.1581 | 0 | 0 | 6.4935 | 0
03.12. | 5 | 243.6516 |  | 237.1581 | 0 | 0 | 6.4935 | 0
03.12. | 6 | 243.6516 |  | 237.1581 | 0 | 0 | 6.4935 | 0
03.12. | 7 | 243.6516 |  | 237.1581 | 0 | 0 | 6.4935 | 0
03.12. | 8 | 243.6516 |  | 237.1581 | 0 | 0 | 6.4935 | 0
03.12. | 9 | 243.6516 |  | 237.1581 | 0 | 0 | 6.4935 | 0
03.12. | 10 | 243.6516 |  | 237.1581 | 0 | 0 | 6.4935 | 0
03.12. | 11 | 243.6516 |  | 237.1581 | 0 | 0 | 6.4935 | 0
03.12. | 12 | 243.6516 |  | 237.1581 | 0 | 0 | 6.4935 | 0
03.12. | 13 | 243.6516 |  | 237.1581 | 0 | 0 | 6.4935 | 0
03.12. | 14 | 243.6516 |  | 237.1581 | 0 | 0 | 6.4935 | 0
03.12. | 15 | 243.6516 |  | 237.1581 | 0 | 0 | 6.4935 | 0
03.12. | 16 | 243.6516 |  | 237.1581 | 0 | 0 | 6.4935 | 0
03.12. | 17 | 243.6516 |  | 237.1581 | 0 | 0 | 6.4935 | 0
03.12. | 18 | 243.6516 |  | 237.1581 | 0 | 0 | 6.4935 | 0
03.12. | 19 | 243.6516 |  | 237.1581 | 0 | 0 | 6.4935 | 0
03.12. | 20 | 243.6516 |  | 237.1581 | 0 | 0 | 6.4935 | 0
03.12. | 21 | 243.6516 |  | 237.1581 | 0 | 0 | 6.4935 | 0
03.12. | 22 | 243.6516 |  | 237.1581 | 0 | 0 | 6.4935 | 0
03.12. | 23 | 243.6516 |  | 237.1581 | 0 | 0 | 6.4935 | 0
03.12. | 24 | 243.6516 |  | 237.1581 | 0 | 0 | 6.4935 | 0
04.12. | 1 | 243.6516 |  | 237.1581 | 0 | 0 | 6.4935 | 0
04.12. | 2 | 243.6516 |  | 237.1581 | 0 | 0 | 6.4935 | 0
04.12. | 3 | 243.6516 |  | 237.1581 | 0 | 0 | 6.4935 | 0
04.12. | 4 | 243.6516 |  | 237.1581 | 0 | 0 | 6.4935 | 0
04.12. | 5 | 243.6516 |  | 237.1581 | 0 | 0 | 6.4935 | 0
04.12. | 6 | 243.6516 |  | 237.1581 | 0 | 0 | 6.4935 | 0
04.12. | 7 | 243.6516 |  | 237.1581 | 0 | 0 | 6.4935 | 0
04.12. | 8 | 243.6516 |  | 237.1581 | 0 | 0 | 6.4935 | 0
04.12. | 9 | 243.6516 |  | 237.1581 | 0 | 0 | 6.4935 | 0
04.12. | 10 | 243.6516 |  | 237.1581 | 0 | 0 | 6.4935 | 0
04.12. | 11 | 243.6516 |  | 237.1581 | 0 | 0 | 6.4935 | 0
04.12. | 12 | 243.6516 |  | 237.1581 | 0 | 0 | 6.4935 | 0
04.12. | 13 | 243.6516 |  | 237.1581 | 0 | 0 | 6.4935 | 0
04.12. | 14 | 243.6516 |  | 237.1581 | 0 | 0 | 6.4935 | 0
04.12. | 15 | 243.6516 |  | 237.1581 | 0 | 0 | 6.4935 | 0
04.12. | 16 | 243.6516 |  | 237.1581 | 0 | 0 | 6.4935 | 0
04.12. | 17 | 243.6516 |  | 237.1581 | 0 | 0 | 6.4935 | 0
04.12. | 18 | 243.6516 |  | 237.1581 | 0 | 0 | 6.4935 | 0
04.12. | 19 | 243.6516 |  | 237.1581 | 0 | 0 | 6.4935 | 0
04.12. | 20 | 243.6516 |  | 237.1581 | 0 | 0 | 6.4935 | 0
04.12. | 21 | 243.6516 |  | 237.1581 | 0 | 0 | 6.4935 | 0
04.12. | 22 | 243.6516 |  | 237.1581 | 0 | 0 | 6.4935 | 0
04.12. | 23 | 243.6516 |  | 237.1581 | 0 | 0 | 6.4935 | 0
04.12. | 24 | 243.6516 |  | 237.1581 | 0 | 0 | 6.4935 | 0
05.12. | 1 | 243.6516 |  | 237.1581 | 0 | 0 | 6.4935 | 0
05.12. | 2 | 243.6516 |  | 237.1581 | 0 | 0 | 6.4935 | 0
05.12. | 3 | 243.6516 |  | 237.1581 | 0 | 0 | 6.4935 | 0
05.12. | 4 | 243.6516 |  | 237.1581 | 0 | 0 | 6.4935 | 0
05.12. | 5 | 243.6516 |  | 237.1581 | 0 | 0 | 6.4935 | 0
05.12. | 6 | 243.6516 |  | 237.1581 | 0 | 0 | 6.4935 | 0
05.12. | 7 | 243.6516 |  | 237.1581 | 0 | 0 | 6.4935 | 0
05.12. | 8 | 243.6516 |  | 237.1581 | 0 | 0 | 6.4935 | 0
05.12. | 9 | 243.6516 |  | 237.1581 | 0 | 0 | 6.4935 | 0
05.12. | 10 | 243.6516 |  | 237.1581 | 0 | 0 | 6.4935 | 0
05.12. | 11 | 243.6516 |  | 237.1581 | 0 | 0 | 6.4935 | 0
05.12. | 12 | 243.6516 |  | 237.1581 | 0 | 0 | 6.4935 | 0
05.12. | 13 | 243.6516 |  | 237.1581 | 0 | 0 | 6.4935 | 0
05.12. | 14 | 243.6516 |  | 237.1581 | 0 | 0 | 6.4935 | 0
05.12. | 15 | 243.6516 |  | 237.1581 | 0 | 0 | 6.4935 | 0
05.12. | 16 | 243.6516 |  | 237.1581 | 0 | 0 | 6.4935 | 0
05.12. | 17 | 243.6516 |  | 237.1581 | 0 | 0 | 6.4935 | 0
05.12. | 18 | 243.6516 |  | 237.1581 | 0 | 0 | 6.4935 | 0
05.12. | 19 | 243.6516 |  | 237.1581 | 0 | 0 | 6.4935 | 0
05.12. | 20 | 243.6516 |  | 237.1581 | 0 | 0 | 6.4935 | 0
05.12. | 21 | 243.6516 |  | 237.1581 | 0 | 0 | 6.4935 | 0
05.12. | 22 | 243.6516 |  | 237.1581 | 0 | 0 | 6.4935 | 0
05.12. | 23 | 243.6516 |  | 237.1581 | 0 | 0 | 6.4935 | 0
05.12. | 24 | 243.6516 |  | 237.1581 | 0 | 0 | 6.4935 | 0
06.12. | 1 | 243.6516 |  | 237.1581 | 0 | 0 | 6.4935 | 0
06.12. | 2 | 243.6516 |  | 237.1581 | 0 | 0 | 6.4935 | 0
06.12. | 3 | 243.6516 |  | 237.1581 | 0 | 0 | 6.4935 | 0
06.12. | 4 | 243.6516 |  | 237.1581 | 0 | 0 | 6.4935 | 0
06.12. | 5 | 243.6516 |  | 237.1581 | 0 | 0 | 6.4935 | 0
06.12. | 6 | 243.6516 |  | 237.1581 | 0 | 0 | 6.4935 | 0
06.12. | 7 | 243.6516 |  | 237.1581 | 0 | 0 | 6.4935 | 0
06.12. | 8 | 243.6516 |  | 237.1581 | 0 | 0 | 6.4935 | 0
06.12. | 9 | 243.6516 |  | 237.1581 | 0 | 0 | 6.4935 | 0
06.12. | 10 | 243.6516 |  | 237.1581 | 0 | 0 | 6.4935 | 0
06.12. | 11 | 243.6516 |  | 237.1581 | 0 | 0 | 6.4935 | 0
06.12. | 12 | 243.6516 |  | 237.1581 | 0 | 0 | 6.4935 | 0
06.12. | 13 | 243.6516 |  | 237.1581 | 0 | 0 | 6.4935 | 0
06.12. | 14 | 243.6516 |  | 237.1581 | 0 | 0 | 6.4935 | 0
06.12. | 15 | 243.6516 |  | 237.1581 | 0 | 0 | 6.4935 | 0
06.12. | 16 | 243.6516 |  | 237.1581 | 0 | 0 | 6.4935 | 0
06.12. | 17 | 243.6516 |  | 237.1581 | 0 | 0 | 6.4935 | 0
06.12. | 18 | 243.6516 |  | 237.1581 | 0 | 0 | 6.4935 | 0
06.12. | 19 | 243.6516 |  | 237.1581 | 0 | 0 | 6.4935 | 0
06.12. | 20 | 243.6516 |  | 237.1581 | 0 | 0 | 6.4935 | 0
06.12. | 21 | 243.6516 |  | 237.1581 | 0 | 0 | 6.4935 | 0
06.12. | 22 | 243.6516 |  | 237.1581 | 0 | 0 | 6.4935 | 0
06.12. | 23 | 243.6516 |  | 237.1581 | 0 | 0 | 6.4935 | 0
06.12. | 24 | 243.6516 |  | 237.1581 | 0 | 0 | 6.4935 | 0
07.12. | 1 | 243.6516 |  | 237.1581 | 0 | 0 | 6.4935 | 0
07.12. | 2 | 243.6516 |  | 237.1581 | 0 | 0 | 6.4935 | 0
07.12. | 3 | 243.6516 |  | 237.1581 | 0 | 0 | 6.4935 | 0
07.12. | 4 | 243.6516 |  | 237.1581 | 0 | 0 | 6.4935 | 0
07.12. | 5 | 243.6516 |  | 237.1581 | 0 | 0 | 6.4935 | 0
07.12. | 6 | 243.6516 |  | 237.1581 | 0 | 0 | 6.4935 | 0
07.12. | 7 | 243.6516 |  | 237.1581 | 0 | 0 | 6.4935 | 0
07.12. | 8 | 243.6516 |  | 237.1581 | 0 | 0 | 6.4935 | 0
07.12. | 9 | 243.6516 |  | 237.1581 | 0 | 0 | 6.4935 | 0
07.12. | 10 | 243.6516 |  | 237.1581 | 0 | 0 | 6.4935 | 0
07.12. | 11 | 243.6516 |  | 237.1581 | 0 | 0 | 6.4935 | 0
07.12. | 12 | 243.6516 |  | 237.1581 | 0 | 0 | 6.4935 | 0
07.12. | 13 | 243.6516 |  | 237.1581 | 0 | 0 | 6.4935 | 0
07.12. | 14 | 243.6516 |  | 237.1581 | 0 | 0 | 6.4935 | 0
07.12. | 15 | 243.6516 |  | 237.1581 | 0 | 0 | 6.4935 | 0
07.12. | 16 | 243.6516 |  | 237.1581 | 0 | 0 | 6.4935 | 0
07.12. | 17 | 243.6516 |  | 237.1581 | 0 | 0 | 6.4935 | 0
07.12. | 18 | 243.6516 |  | 237.1581 | 0 | 0 | 6.4935 | 0
07.12. | 19 | 243.6516 |  | 237.1581 | 0 | 0 | 6.4935 | 0
07.12. | 20 | 243.6516 |  | 237.1581 | 0 | 0 | 6.4935 | 0
07.12. | 21 | 243.6516 |  | 237.1581 | 0 | 0 | 6.4935 | 0
07.12. | 22 | 243.6516 |  | 237.1581 | 0 | 0 | 6.4935 | 0
07.12. | 23 | 243.6516 |  | 237.1581 | 0 | 0 | 6.4935 | 0
07.12. | 24 | 243.6516 |  | 237.1581 | 0 | 0 | 6.4935 | 0
08.12. | 1 | 243.6516 |  | 237.1581 | 0 | 0 | 6.4935 | 0
08.12. | 2 | 243.6516 |  | 237.1581 | 0 | 0 | 6.4935 | 0
08.12. | 3 | 243.6516 |  | 237.1581 | 0 | 0 | 6.4935 | 0
08.12. | 4 | 243.6516 |  | 237.1581 | 0 | 0 | 6.4935 | 0
08.12. | 5 | 243.6516 |  | 237.1581 | 0 | 0 | 6.4935 | 0
08.12. | 6 | 243.6516 |  | 237.1581 | 0 | 0 | 6.4935 | 0
08.12. | 7 | 243.6516 |  | 237.1581 | 0 | 0 | 6.4935 | 0
08.12. | 8 | 243.6516 |  | 237.1581 | 0 | 0 | 6.4935 | 0
08.12. | 9 | 243.6516 |  | 237.1581 | 0 | 0 | 6.4935 | 0
08.12. | 10 | 243.6516 |  | 237.1581 | 0 | 0 | 6.4935 | 0
08.12. | 11 | 243.6516 |  | 237.1581 | 0 | 0 | 6.4935 | 0
08.12. | 12 | 243.6516 |  | 237.1581 | 0 | 0 | 6.4935 | 0
08.12. | 13 | 243.6516 |  | 237.1581 | 0 | 0 | 6.4935 | 0
08.12. | 14 | 243.6516 |  | 237.1581 | 0 | 0 | 6.4935 | 0
08.12. | 15 | 243.6516 |  | 237.1581 | 0 | 0 | 6.4935 | 0
08.12. | 16 | 243.6516 |  | 237.1581 | 0 | 0 | 6.4935 | 0
08.12. | 17 | 243.6516 |  | 237.1581 | 0 | 0 | 6.4935 | 0
08.12. | 18 | 243.6516 |  | 237.1581 | 0 | 0 | 6.4935 | 0
08.12. | 19 | 243.6516 |  | 237.1581 | 0 | 0 | 6.4935 | 0
08.12. | 20 | 243.6516 |  | 237.1581 | 0 | 0 | 6.4935 | 0
08.12. | 21 | 243.6516 |  | 237.1581 | 0 | 0 | 6.4935 | 0
08.12. | 22 | 243.6516 |  | 237.1581 | 0 | 0 | 6.4935 | 0
08.12. | 23 | 243.6516 |  | 237.1581 | 0 | 0 | 6.4935 | 0
08.12. | 24 | 243.6516 |  | 237.1581 | 0 | 0 | 6.4935 | 0
09.12. | 1 | 243.6516 |  | 237.1581 | 0 | 0 | 6.4935 | 0
09.12. | 2 | 243.6516 |  | 237.1581 | 0 | 0 | 6.4935 | 0
09.12. | 3 | 243.6516 |  | 237.1581 | 0 | 0 | 6.4935 | 0
09.12. | 4 | 243.6516 |  | 237.1581 | 0 | 0 | 6.4935 | 0
09.12. | 5 | 243.6516 |  | 237.1581 | 0 | 0 | 6.4935 | 0
09.12. | 6 | 243.6516 |  | 237.1581 | 0 | 0 | 6.4935 | 0
09.12. | 7 | 243.6516 |  | 237.1581 | 0 | 0 | 6.4935 | 0
09.12. | 8 | 243.6516 |  | 237.1581 | 0 | 0 | 6.4935 | 0
09.12. | 9 | 243.6516 |  | 237.1581 | 0 | 0 | 6.4935 | 0
09.12. | 10 | 243.6516 |  | 237.1581 | 0 | 0 | 6.4935 | 0
09.12. | 11 | 243.6516 |  | 237.1581 | 0 | 0 | 6.4935 | 0
09.12. | 12 | 243.6516 |  | 237.1581 | 0 | 0 | 6.4935 | 0
09.12. | 13 | 243.6516 |  | 237.1581 | 0 | 0 | 6.4935 | 0
09.12. | 14 | 243.6516 |  | 237.1581 | 0 | 0 | 6.4935 | 0
09.12. | 15 | 243.6516 |  | 237.1581 | 0 | 0 | 6.4935 | 0
09.12. | 16 | 243.6516 |  | 237.1581 | 0 | 0 | 6.4935 | 0
09.12. | 17 | 243.6516 |  | 237.1581 | 0 | 0 | 6.4935 | 0
09.12. | 18 | 243.6516 |  | 237.1581 | 0 | 0 | 6.4935 | 0
09.12. | 19 | 243.6516 |  | 237.1581 | 0 | 0 | 6.4935 | 0
09.12. | 20 | 243.6516 |  | 237.1581 | 0 | 0 | 6.4935 | 0
09.12. | 21 | 243.6516 |  | 237.1581 | 0 | 0 | 6.4935 | 0
09.12. | 22 | 243.6516 |  | 237.1581 | 0 | 0 | 6.4935 | 0
09.12. | 23 | 243.6516 |  | 237.1581 | 0 | 0 | 6.4935 | 0
09.12. | 24 | 243.6516 |  | 237.1581 | 0 | 0 | 6.4935 | 0
10.12. | 1 | 243.6516 |  | 237.1581 | 0 | 0 | 6.4935 | 0
10.12. | 2 | 243.6516 |  | 237.1581 | 0 | 0 | 6.4935 | 0
10.12. | 3 | 243.6516 |  | 237.1581 | 0 | 0 | 6.4935 | 0
10.12. | 4 | 243.6516 |  | 237.1581 | 0 | 0 | 6.4935 | 0
10.12. | 5 | 243.6516 |  | 237.1581 | 0 | 0 | 6.4935 | 0
10.12. | 6 | 243.6516 |  | 237.1581 | 0 | 0 | 6.4935 | 0
10.12. | 7 | 243.6516 |  | 237.1581 | 0 | 0 | 6.4935 | 0
10.12. | 8 | 243.6516 |  | 237.1581 | 0 | 0 | 6.4935 | 0
10.12. | 9 | 243.6516 |  | 237.1581 | 0 | 0 | 6.4935 | 0
10.12. | 10 | 243.6516 |  | 237.1581 | 0 | 0 | 6.4935 | 0
10.12. | 11 | 243.6516 |  | 237.1581 | 0 | 0 | 6.4935 | 0
10.12. | 12 | 243.6516 |  | 237.1581 | 0 | 0 | 6.4935 | 0
10.12. | 13 | 243.6516 |  | 237.1581 | 0 | 0 | 6.4935 | 0
10.12. | 14 | 243.6516 |  | 237.1581 | 0 | 0 | 6.4935 | 0
10.12. | 15 | 243.6516 |  | 237.1581 | 0 | 0 | 6.4935 | 0
10.12. | 16 | 243.6516 |  | 237.1581 | 0 | 0 | 6.4935 | 0
10.12. | 17 | 243.6516 |  | 237.1581 | 0 | 0 | 6.4935 | 0
10.12. | 18 | 243.6516 |  | 237.1581 | 0 | 0 | 6.4935 | 0
10.12. | 19 | 243.6516 |  | 237.1581 | 0 | 0 | 6.4935 | 0
10.12. | 20 | 243.6516 |  | 237.1581 | 0 | 0 | 6.4935 | 0
10.12. | 21 | 243.6516 |  | 237.1581 | 0 | 0 | 6.4935 | 0
10.12. | 22 | 243.6516 |  | 237.1581 | 0 | 0 | 6.4935 | 0
10.12. | 23 | 243.6516 |  | 237.1581 | 0 | 0 | 6.4935 | 0
10.12. | 24 | 243.6516 |  | 237.1581 | 0 | 0 | 6.4935 | 0
11.12. | 1 | 243.6516 |  | 237.1581 | 0 | 0 | 6.4935 | 0
11.12. | 2 | 243.6516 |  | 237.1581 | 0 | 0 | 6.4935 | 0
11.12. | 3 | 243.6516 |  | 237.1581 | 0 | 0 | 6.4935 | 0
11.12. | 4 | 243.6516 |  | 237.1581 | 0 | 0 | 6.4935 | 0
11.12. | 5 | 243.6516 |  | 237.1581 | 0 | 0 | 6.4935 | 0
11.12. | 6 | 243.6516 |  | 237.1581 | 0 | 0 | 6.4935 | 0
11.12. | 7 | 243.6516 |  | 237.1581 | 0 | 0 | 6.4935 | 0
11.12. | 8 | 243.6516 |  | 237.1581 | 0 | 0 | 6.4935 | 0
11.12. | 9 | 243.6516 |  | 237.1581 | 0 | 0 | 6.4935 | 0
11.12. | 10 | 243.6516 |  | 237.1581 | 0 | 0 | 6.4935 | 0
11.12. | 11 | 243.6516 |  | 237.1581 | 0 | 0 | 6.4935 | 0
11.12. | 12 | 243.6516 |  | 237.1581 | 0 | 0 | 6.4935 | 0
11.12. | 13 | 243.6516 |  | 237.1581 | 0 | 0 | 6.4935 | 0
11.12. | 14 | 243.6516 |  | 237.1581 | 0 | 0 | 6.4935 | 0
11.12. | 15 | 243.6516 |  | 237.1581 | 0 | 0 | 6.4935 | 0
11.12. | 16 | 243.6516 |  | 237.1581 | 0 | 0 | 6.4935 | 0
11.12. | 17 | 243.6516 |  | 237.1581 | 0 | 0 | 6.4935 | 0
11.12. | 18 | 243.6516 |  | 237.1581 | 0 | 0 | 6.4935 | 0
11.12. | 19 | 243.6516 |  | 237.1581 | 0 | 0 | 6.4935 | 0
11.12. | 20 | 243.6516 |  | 237.1581 | 0 | 0 | 6.4935 | 0
11.12. | 21 | 243.6516 |  | 237.1581 | 0 | 0 | 6.4935 | 0
11.12. | 22 | 243.6516 |  | 237.1581 | 0 | 0 | 6.4935 | 0
11.12. | 23 | 243.6516 |  | 237.1581 | 0 | 0 | 6.4935 | 0
11.12. | 24 | 243.6516 |  | 237.1581 | 0 | 0 | 6.4935 | 0
12.12. | 1 | 243.6516 |  | 237.1581 | 0 | 0 | 6.4935 | 0
12.12. | 2 | 243.6516 |  | 237.1581 | 0 | 0 | 6.4935 | 0
12.12. | 3 | 243.6516 |  | 237.1581 | 0 | 0 | 6.4935 | 0
12.12. | 4 | 243.6516 |  | 237.1581 | 0 | 0 | 6.4935 | 0
12.12. | 5 | 243.6516 |  | 237.1581 | 0 | 0 | 6.4935 | 0
12.12. | 6 | 243.6516 |  | 237.1581 | 0 | 0 | 6.4935 | 0
12.12. | 7 | 243.6516 |  | 237.1581 | 0 | 0 | 6.4935 | 0
12.12. | 8 | 243.6516 |  | 237.1581 | 0 | 0 | 6.4935 | 0
12.12. | 9 | 243.6516 |  | 237.1581 | 0 | 0 | 6.4935 | 0
12.12. | 10 | 243.6516 |  | 237.1581 | 0 | 0 | 6.4935 | 0
12.12. | 11 | 243.6516 |  | 237.1581 | 0 | 0 | 6.4935 | 0
12.12. | 12 | 243.6516 |  | 237.1581 | 0 | 0 | 6.4935 | 0
12.12. | 13 | 243.6516 |  | 237.1581 | 0 | 0 | 6.4935 | 0
12.12. | 14 | 243.6516 |  | 237.1581 | 0 | 0 | 6.4935 | 0
12.12. | 15 | 243.6516 |  | 237.1581 | 0 | 0 | 6.4935 | 0
12.12. | 16 | 243.6516 |  | 237.1581 | 0 | 0 | 6.4935 | 0
12.12. | 17 | 243.6516 |  | 237.1581 | 0 | 0 | 6.4935 | 0
12.12. | 18 | 243.6516 |  | 237.1581 | 0 | 0 | 6.4935 | 0
12.12. | 19 | 243.6516 |  | 237.1581 | 0 | 0 | 6.4935 | 0
12.12. | 20 | 243.6516 |  | 237.1581 | 0 | 0 | 6.4935 | 0
12.12. | 21 | 243.6516 |  | 237.1581 | 0 | 0 | 6.4935 | 0
12.12. | 22 | 243.6516 |  | 237.1581 | 0 | 0 | 6.4935 | 0
12.12. | 23 | 243.6516 |  | 237.1581 | 0 | 0 | 6.4935 | 0
12.12. | 24 | 243.6516 |  | 237.1581 | 0 | 0 | 6.4935 | 0
13.12. | 1 | 243.6516 |  | 237.1581 | 0 | 0 | 6.4935 | 0
13.12. | 2 | 243.6516 |  | 237.1581 | 0 | 0 | 6.4935 | 0
13.12. | 3 | 243.6516 |  | 237.1581 | 0 | 0 | 6.4935 | 0
13.12. | 4 | 243.6516 |  | 237.1581 | 0 | 0 | 6.4935 | 0
13.12. | 5 | 243.6516 |  | 237.1581 | 0 | 0 | 6.4935 | 0
13.12. | 6 | 243.6516 |  | 237.1581 | 0 | 0 | 6.4935 | 0
13.12. | 7 | 243.6516 |  | 237.1581 | 0 | 0 | 6.4935 | 0
13.12. | 8 | 243.6516 |  | 237.1581 | 0 | 0 | 6.4935 | 0
13.12. | 9 | 243.6516 |  | 237.1581 | 0 | 0 | 6.4935 | 0
13.12. | 10 | 243.6516 |  | 237.1581 | 0 | 0 | 6.4935 | 0
13.12. | 11 | 243.6516 |  | 237.1581 | 0 | 0 | 6.4935 | 0
13.12. | 12 | 243.6516 |  | 237.1581 | 0 | 0 | 6.4935 | 0
13.12. | 13 | 243.6516 |  | 237.1581 | 0 | 0 | 6.4935 | 0
13.12. | 14 | 243.6516 |  | 237.1581 | 0 | 0 | 6.4935 | 0
13.12. | 15 | 243.6516 |  | 237.1581 | 0 | 0 | 6.4935 | 0
13.12. | 16 | 243.6516 |  | 237.1581 | 0 | 0 | 6.4935 | 0
13.12. | 17 | 243.6516 |  | 237.1581 | 0 | 0 | 6.4935 | 0
13.12. | 18 | 243.6516 |  | 237.1581 | 0 | 0 | 6.4935 | 0
13.12. | 19 | 243.6516 |  | 237.1581 | 0 | 0 | 6.4935 | 0
13.12. | 20 | 243.6516 |  | 237.1581 | 0 | 0 | 6.4935 | 0
13.12. | 21 | 243.6516 |  | 237.1581 | 0 | 0 | 6.4935 | 0
13.12. | 22 | 243.6516 |  | 237.1581 | 0 | 0 | 6.4935 | 0
13.12. | 23 | 243.6516 |  | 237.1581 | 0 | 0 | 6.4935 | 0
13.12. | 24 | 243.6516 |  | 237.1581 | 0 | 0 | 6.4935 | 0
14.12. | 1 | 243.6516 |  | 237.1581 | 0 | 0 | 6.4935 | 0
14.12. | 2 | 243.6516 |  | 237.1581 | 0 | 0 | 6.4935 | 0
14.12. | 3 | 243.6516 |  | 237.1581 | 0 | 0 | 6.4935 | 0
14.12. | 4 | 243.6516 |  | 237.1581 | 0 | 0 | 6.4935 | 0
14.12. | 5 | 243.6516 |  | 237.1581 | 0 | 0 | 6.4935 | 0
14.12. | 6 | 243.6516 |  | 237.1581 | 0 | 0 | 6.4935 | 0
14.12. | 7 | 243.6516 |  | 237.1581 | 0 | 0 | 6.4935 | 0
14.12. | 8 | 243.6516 |  | 237.1581 | 0 | 0 | 6.4935 | 0
14.12. | 9 | 243.6516 |  | 237.1581 | 0 | 0 | 6.4935 | 0
14.12. | 10 | 243.6516 |  | 237.1581 | 0 | 0 | 6.4935 | 0
14.12. | 11 | 243.6516 |  | 237.1581 | 0 | 0 | 6.4935 | 0
14.12. | 12 | 243.6516 |  | 237.1581 | 0 | 0 | 6.4935 | 0
14.12. | 13 | 243.6516 |  | 237.1581 | 0 | 0 | 6.4935 | 0
14.12. | 14 | 243.6516 |  | 237.1581 | 0 | 0 | 6.4935 | 0
14.12. | 15 | 243.6516 |  | 237.1581 | 0 | 0 | 6.4935 | 0
14.12. | 16 | 243.6516 |  | 237.1581 | 0 | 0 | 6.4935 | 0
14.12. | 17 | 243.6516 |  | 237.1581 | 0 | 0 | 6.4935 | 0
14.12. | 18 | 243.6516 |  | 237.1581 | 0 | 0 | 6.4935 | 0
14.12. | 19 | 243.6516 |  | 237.1581 | 0 | 0 | 6.4935 | 0
14.12. | 20 | 243.6516 |  | 237.1581 | 0 | 0 | 6.4935 | 0
14.12. | 21 | 243.6516 |  | 237.1581 | 0 | 0 | 6.4935 | 0
14.12. | 22 | 243.6516 |  | 237.1581 | 0 | 0 | 6.4935 | 0
14.12. | 23 | 243.6516 |  | 237.1581 | 0 | 0 | 6.4935 | 0
14.12. | 24 | 243.6516 |  | 237.1581 | 0 | 0 | 6.4935 | 0
15.12. | 1 | 243.6516 |  | 237.1581 | 0 | 0 | 6.4935 | 0
15.12. | 2 | 243.6516 |  | 237.1581 | 0 | 0 | 6.4935 | 0
15.12. | 3 | 243.6516 |  | 237.1581 | 0 | 0 | 6.4935 | 0
15.12. | 4 | 243.6516 |  | 237.1581 | 0 | 0 | 6.4935 | 0
15.12. | 5 | 243.6516 |  | 237.1581 | 0 | 0 | 6.4935 | 0
15.12. | 6 | 243.6516 |  | 237.1581 | 0 | 0 | 6.4935 | 0
15.12. | 7 | 243.6516 |  | 237.1581 | 0 | 0 | 6.4935 | 0
15.12. | 8 | 243.6516 |  | 237.1581 | 0 | 0 | 6.4935 | 0
15.12. | 9 | 243.6516 |  | 237.1581 | 0 | 0 | 6.4935 | 0
15.12. | 10 | 243.6516 |  | 237.1581 | 0 | 0 | 6.4935 | 0
15.12. | 11 | 243.6516 |  | 237.1581 | 0 | 0 | 6.4935 | 0
15.12. | 12 | 243.6516 |  | 237.1581 | 0 | 0 | 6.4935 | 0
15.12. | 13 | 243.6516 |  | 237.1581 | 0 | 0 | 6.4935 | 0
15.12. | 14 | 243.6516 |  | 237.1581 | 0 | 0 | 6.4935 | 0
15.12. | 15 | 243.6516 |  | 237.1581 | 0 | 0 | 6.4935 | 0
15.12. | 16 | 243.6516 |  | 237.1581 | 0 | 0 | 6.4935 | 0
15.12. | 17 | 243.6516 |  | 237.1581 | 0 | 0 | 6.4935 | 0
15.12. | 18 | 243.6516 |  | 237.1581 | 0 | 0 | 6.4935 | 0
15.12. | 19 | 243.6516 |  | 237.1581 | 0 | 0 | 6.4935 | 0
15.12. | 20 | 243.6516 |  | 237.1581 | 0 | 0 | 6.4935 | 0
15.12. | 21 | 243.6516 |  | 237.1581 | 0 | 0 | 6.4935 | 0
15.12. | 22 | 243.6516 |  | 237.1581 | 0 | 0 | 6.4935 | 0
15.12. | 23 | 243.6516 |  | 237.1581 | 0 | 0 | 6.4935 | 0
15.12. | 24 | 243.6516 |  | 237.1581 | 0 | 0 | 6.4935 | 0
16.12. | 1 | 243.6516 |  | 237.1581 | 0 | 0 | 6.4935 | 0
16.12. | 2 | 243.6516 |  | 237.1581 | 0 | 0 | 6.4935 | 0
16.12. | 3 | 243.6516 |  | 237.1581 | 0 | 0 | 6.4935 | 0
16.12. | 4 | 243.6516 |  | 237.1581 | 0 | 0 | 6.4935 | 0
16.12. | 5 | 243.6516 |  | 237.1581 | 0 | 0 | 6.4935 | 0
16.12. | 6 | 243.6516 |  | 237.1581 | 0 | 0 | 6.4935 | 0
16.12. | 7 | 243.6516 |  | 237.1581 | 0 | 0 | 6.4935 | 0
16.12. | 8 | 243.6516 |  | 237.1581 | 0 | 0 | 6.4935 | 0
16.12. | 9 | 243.6516 |  | 237.1581 | 0 | 0 | 6.4935 | 0
16.12. | 10 | 243.6516 |  | 237.1581 | 0 | 0 | 6.4935 | 0
16.12. | 11 | 243.6516 |  | 237.1581 | 0 | 0 | 6.4935 | 0
16.12. | 12 | 243.6516 |  | 237.1581 | 0 | 0 | 6.4935 | 0
16.12. | 13 | 243.6516 |  | 237.1581 | 0 | 0 | 6.4935 | 0
16.12. | 14 | 243.6516 |  | 237.1581 | 0 | 0 | 6.4935 | 0
16.12. | 15 | 243.6516 |  | 237.1581 | 0 | 0 | 6.4935 | 0
16.12. | 16 | 243.6516 |  | 237.1581 | 0 | 0 | 6.4935 | 0
16.12. | 17 | 243.6516 |  | 237.1581 | 0 | 0 | 6.4935 | 0
16.12. | 18 | 243.6516 |  | 237.1581 | 0 | 0 | 6.4935 | 0
16.12. | 19 | 243.6516 |  | 237.1581 | 0 | 0 | 6.4935 | 0
16.12. | 20 | 243.6516 |  | 237.1581 | 0 | 0 | 6.4935 | 0
16.12. | 21 | 243.6516 |  | 237.1581 | 0 | 0 | 6.4935 | 0
16.12. | 22 | 243.6516 |  | 237.1581 | 0 | 0 | 6.4935 | 0
16.12. | 23 | 243.6516 |  | 237.1581 | 0 | 0 | 6.4935 | 0
16.12. | 24 | 243.6516 |  | 237.1581 | 0 | 0 | 6.4935 | 0
17.12. | 1 | 243.6516 |  | 237.1581 | 0 | 0 | 6.4935 | 0
17.12. | 2 | 243.6516 |  | 237.1581 | 0 | 0 | 6.4935 | 0
17.12. | 3 | 243.6516 |  | 237.1581 | 0 | 0 | 6.4935 | 0
17.12. | 4 | 243.6516 |  | 237.1581 | 0 | 0 | 6.4935 | 0
17.12. | 5 | 243.6516 |  | 237.1581 | 0 | 0 | 6.4935 | 0
17.12. | 6 | 243.6516 |  | 237.1581 | 0 | 0 | 6.4935 | 0
17.12. | 7 | 243.6516 |  | 237.1581 | 0 | 0 | 6.4935 | 0
17.12. | 8 | 243.6516 |  | 237.1581 | 0 | 0 | 6.4935 | 0
17.12. | 9 | 243.6516 |  | 237.1581 | 0 | 0 | 6.4935 | 0
17.12. | 10 | 243.6516 |  | 237.1581 | 0 | 0 | 6.4935 | 0
17.12. | 11 | 243.6516 |  | 237.1581 | 0 | 0 | 6.4935 | 0
17.12. | 12 | 243.6516 |  | 237.1581 | 0 | 0 | 6.4935 | 0
17.12. | 13 | 243.6516 |  | 237.1581 | 0 | 0 | 6.4935 | 0
17.12. | 14 | 243.6516 |  | 237.1581 | 0 | 0 | 6.4935 | 0
17.12. | 15 | 243.6516 |  | 237.1581 | 0 | 0 | 6.4935 | 0
17.12. | 16 | 243.6516 |  | 237.1581 | 0 | 0 | 6.4935 | 0
17.12. | 17 | 243.6516 |  | 237.1581 | 0 | 0 | 6.4935 | 0
17.12. | 18 | 243.6516 |  | 237.1581 | 0 | 0 | 6.4935 | 0
17.12. | 19 | 243.6516 |  | 237.1581 | 0 | 0 | 6.4935 | 0
17.12. | 20 | 243.6516 |  | 237.1581 | 0 | 0 | 6.4935 | 0
17.12. | 21 | 243.6516 |  | 237.1581 | 0 | 0 | 6.4935 | 0
17.12. | 22 | 243.6516 |  | 237.1581 | 0 | 0 | 6.4935 | 0
17.12. | 23 | 243.6516 |  | 237.1581 | 0 | 0 | 6.4935 | 0
17.12. | 24 | 243.6516 |  | 237.1581 | 0 | 0 | 6.4935 | 0
18.12. | 1 | 243.6516 |  | 237.1581 | 0 | 0 | 6.4935 | 0
18.12. | 2 | 243.6516 |  | 237.1581 | 0 | 0 | 6.4935 | 0
18.12. | 3 | 243.6516 |  | 237.1581 | 0 | 0 | 6.4935 | 0
18.12. | 4 | 243.6516 |  | 237.1581 | 0 | 0 | 6.4935 | 0
18.12. | 5 | 243.6516 |  | 237.1581 | 0 | 0 | 6.4935 | 0
18.12. | 6 | 243.6516 |  | 237.1581 | 0 | 0 | 6.4935 | 0
18.12. | 7 | 243.6516 |  | 237.1581 | 0 | 0 | 6.4935 | 0
18.12. | 8 | 243.6516 |  | 237.1581 | 0 | 0 | 6.4935 | 0
18.12. | 9 | 243.6516 |  | 237.1581 | 0 | 0 | 6.4935 | 0
18.12. | 10 | 243.6516 |  | 237.1581 | 0 | 0 | 6.4935 | 0
18.12. | 11 | 243.6516 |  | 237.1581 | 0 | 0 | 6.4935 | 0
18.12. | 12 | 243.6516 |  | 237.1581 | 0 | 0 | 6.4935 | 0
18.12. | 13 | 243.6516 |  | 237.1581 | 0 | 0 | 6.4935 | 0
18.12. | 14 | 243.6516 |  | 237.1581 | 0 | 0 | 6.4935 | 0
18.12. | 15 | 243.6516 |  | 237.1581 | 0 | 0 | 6.4935 | 0
18.12. | 16 | 243.6516 |  | 237.1581 | 0 | 0 | 6.4935 | 0
18.12. | 17 | 243.6516 |  | 237.1581 | 0 | 0 | 6.4935 | 0
18.12. | 18 | 243.6516 |  | 237.1581 | 0 | 0 | 6.4935 | 0
18.12. | 19 | 243.6516 |  | 237.1581 | 0 | 0 | 6.4935 | 0
18.12. | 20 | 243.6516 |  | 237.1581 | 0 | 0 | 6.4935 | 0
18.12. | 21 | 243.6516 |  | 237.1581 | 0 | 0 | 6.4935 | 0
18.12. | 22 | 243.6516 |  | 237.1581 | 0 | 0 | 6.4935 | 0
18.12. | 23 | 243.6516 |  | 237.1581 | 0 | 0 | 6.4935 | 0
18.12. | 24 | 243.6516 |  | 237.1581 | 0 | 0 | 6.4935 | 0
19.12. | 1 | 243.6516 |  | 237.1581 | 0 | 0 | 6.4935 | 0
19.12. | 2 | 243.6516 |  | 237.1581 | 0 | 0 | 6.4935 | 0
19.12. | 3 | 243.6516 |  | 237.1581 | 0 | 0 | 6.4935 | 0
19.12. | 4 | 243.6516 |  | 237.1581 | 0 | 0 | 6.4935 | 0
19.12. | 5 | 243.6516 |  | 237.1581 | 0 | 0 | 6.4935 | 0
19.12. | 6 | 243.6516 |  | 237.1581 | 0 | 0 | 6.4935 | 0
19.12. | 7 | 243.6516 |  | 237.1581 | 0 | 0 | 6.4935 | 0
19.12. | 8 | 243.6516 |  | 237.1581 | 0 | 0 | 6.4935 | 0
19.12. | 9 | 243.6516 |  | 237.1581 | 0 | 0 | 6.4935 | 0
19.12. | 10 | 243.6516 |  | 237.1581 | 0 | 0 | 6.4935 | 0
19.12. | 11 | 243.6516 |  | 237.1581 | 0 | 0 | 6.4935 | 0
19.12. | 12 | 243.6516 |  | 237.1581 | 0 | 0 | 6.4935 | 0
19.12. | 13 | 243.6516 |  | 237.1581 | 0 | 0 | 6.4935 | 0
19.12. | 14 | 243.6516 |  | 237.1581 | 0 | 0 | 6.4935 | 0
19.12. | 15 | 243.6516 |  | 237.1581 | 0 | 0 | 6.4935 | 0
19.12. | 16 | 243.6516 |  | 237.1581 | 0 | 0 | 6.4935 | 0
19.12. | 17 | 243.6516 |  | 237.1581 | 0 | 0 | 6.4935 | 0
19.12. | 18 | 243.6516 |  | 237.1581 | 0 | 0 | 6.4935 | 0
19.12. | 19 | 243.6516 |  | 237.1581 | 0 | 0 | 6.4935 | 0
19.12. | 20 | 243.6516 |  | 237.1581 | 0 | 0 | 6.4935 | 0
19.12. | 21 | 243.6516 |  | 237.1581 | 0 | 0 | 6.4935 | 0
19.12. | 22 | 243.6516 |  | 237.1581 | 0 | 0 | 6.4935 | 0
19.12. | 23 | 243.6516 |  | 237.1581 | 0 | 0 | 6.4935 | 0
19.12. | 24 | 243.6516 |  | 237.1581 | 0 | 0 | 6.4935 | 0
20.12. | 1 | 243.6516 |  | 237.1581 | 0 | 0 | 6.4935 | 0
20.12. | 2 | 243.6516 |  | 237.1581 | 0 | 0 | 6.4935 | 0
20.12. | 3 | 243.6516 |  | 237.1581 | 0 | 0 | 6.4935 | 0
20.12. | 4 | 243.6516 |  | 237.1581 | 0 | 0 | 6.4935 | 0
20.12. | 5 | 243.6516 |  | 237.1581 | 0 | 0 | 6.4935 | 0
20.12. | 6 | 243.6516 |  | 237.1581 | 0 | 0 | 6.4935 | 0
20.12. | 7 | 243.6516 |  | 237.1581 | 0 | 0 | 6.4935 | 0
20.12. | 8 | 243.6516 |  | 237.1581 | 0 | 0 | 6.4935 | 0
20.12. | 9 | 243.6516 |  | 237.1581 | 0 | 0 | 6.4935 | 0
20.12. | 10 | 243.6516 |  | 237.1581 | 0 | 0 | 6.4935 | 0
20.12. | 11 | 243.6516 |  | 237.1581 | 0 | 0 | 6.4935 | 0
20.12. | 12 | 243.6516 |  | 237.1581 | 0 | 0 | 6.4935 | 0
20.12. | 13 | 243.6516 |  | 237.1581 | 0 | 0 | 6.4935 | 0
20.12. | 14 | 243.6516 |  | 237.1581 | 0 | 0 | 6.4935 | 0
20.12. | 15 | 243.6516 |  | 237.1581 | 0 | 0 | 6.4935 | 0
20.12. | 16 | 243.6516 |  | 237.1581 | 0 | 0 | 6.4935 | 0
20.12. | 17 | 243.6516 |  | 237.1581 | 0 | 0 | 6.4935 | 0
20.12. | 18 | 243.6516 |  | 237.1581 | 0 | 0 | 6.4935 | 0
20.12. | 19 | 243.6516 |  | 237.1581 | 0 | 0 | 6.4935 | 0
20.12. | 20 | 243.6516 |  | 237.1581 | 0 | 0 | 6.4935 | 0
20.12. | 21 | 243.6516 |  | 237.1581 | 0 | 0 | 6.4935 | 0
20.12. | 22 | 243.6516 |  | 237.1581 | 0 | 0 | 6.4935 | 0
20.12. | 23 | 243.6516 |  | 237.1581 | 0 | 0 | 6.4935 | 0
20.12. | 24 | 243.6516 |  | 237.1581 | 0 | 0 | 6.4935 | 0
21.12. | 1 | 243.6516 |  | 237.1581 | 0 | 0 | 6.4935 | 0
21.12. | 2 | 243.6516 |  | 237.1581 | 0 | 0 | 6.4935 | 0
21.12. | 3 | 243.6516 |  | 237.1581 | 0 | 0 | 6.4935 | 0
21.12. | 4 | 243.6516 |  | 237.1581 | 0 | 0 | 6.4935 | 0
21.12. | 5 | 243.6516 |  | 237.1581 | 0 | 0 | 6.4935 | 0
21.12. | 6 | 243.6516 |  | 237.1581 | 0 | 0 | 6.4935 | 0
21.12. | 7 | 243.6516 |  | 237.1581 | 0 | 0 | 6.4935 | 0
21.12. | 8 | 243.6516 |  | 237.1581 | 0 | 0 | 6.4935 | 0
21.12. | 9 | 243.6516 |  | 237.1581 | 0 | 0 | 6.4935 | 0
21.12. | 10 | 243.6516 |  | 237.1581 | 0 | 0 | 6.4935 | 0
21.12. | 11 | 243.6516 |  | 237.1581 | 0 | 0 | 6.4935 | 0
21.12. | 12 | 243.6516 |  | 237.1581 | 0 | 0 | 6.4935 | 0
21.12. | 13 | 243.6516 |  | 237.1581 | 0 | 0 | 6.4935 | 0
21.12. | 14 | 243.6516 |  | 237.1581 | 0 | 0 | 6.4935 | 0
21.12. | 15 | 243.6516 |  | 237.1581 | 0 | 0 | 6.4935 | 0
21.12. | 16 | 243.6516 |  | 237.1581 | 0 | 0 | 6.4935 | 0
21.12. | 17 | 243.6516 |  | 237.1581 | 0 | 0 | 6.4935 | 0
21.12. | 18 | 243.6516 |  | 237.1581 | 0 | 0 | 6.4935 | 0
21.12. | 19 | 243.6516 |  | 237.1581 | 0 | 0 | 6.4935 | 0
21.12. | 20 | 243.6516 |  | 237.1581 | 0 | 0 | 6.4935 | 0
21.12. | 21 | 243.6516 |  | 237.1581 | 0 | 0 | 6.4935 | 0
21.12. | 22 | 243.6516 |  | 237.1581 | 0 | 0 | 6.4935 | 0
21.12. | 23 | 243.6516 |  | 237.1581 | 0 | 0 | 6.4935 | 0
21.12. | 24 | 243.6516 |  | 237.1581 | 0 | 0 | 6.4935 | 0
22.12. | 1 | 243.6516 |  | 237.1581 | 0 | 0 | 6.4935 | 0
22.12. | 2 | 243.6516 |  | 237.1581 | 0 | 0 | 6.4935 | 0
22.12. | 3 | 243.6516 |  | 237.1581 | 0 | 0 | 6.4935 | 0
22.12. | 4 | 243.6516 |  | 237.1581 | 0 | 0 | 6.4935 | 0
22.12. | 5 | 243.6516 |  | 237.1581 | 0 | 0 | 6.4935 | 0
22.12. | 6 | 243.6516 |  | 237.1581 | 0 | 0 | 6.4935 | 0
22.12. | 7 | 243.6516 |  | 237.1581 | 0 | 0 | 6.4935 | 0
22.12. | 8 | 243.6516 |  | 237.1581 | 0 | 0 | 6.4935 | 0
22.12. | 9 | 243.6516 |  | 237.1581 | 0 | 0 | 6.4935 | 0
22.12. | 10 | 243.6516 |  | 237.1581 | 0 | 0 | 6.4935 | 0
22.12. | 11 | 243.6516 |  | 237.1581 | 0 | 0 | 6.4935 | 0
22.12. | 12 | 243.6516 |  | 237.1581 | 0 | 0 | 6.4935 | 0
22.12. | 13 | 243.6516 |  | 237.1581 | 0 | 0 | 6.4935 | 0
22.12. | 14 | 243.6516 |  | 237.1581 | 0 | 0 | 6.4935 | 0
22.12. | 15 | 243.6516 |  | 237.1581 | 0 | 0 | 6.4935 | 0
22.12. | 16 | 243.6516 |  | 237.1581 | 0 | 0 | 6.4935 | 0
22.12. | 17 | 243.6516 |  | 237.1581 | 0 | 0 | 6.4935 | 0
22.12. | 18 | 243.6516 |  | 237.1581 | 0 | 0 | 6.4935 | 0
22.12. | 19 | 243.6516 |  | 237.1581 | 0 | 0 | 6.4935 | 0
22.12. | 20 | 243.6516 |  | 237.1581 | 0 | 0 | 6.4935 | 0
22.12. | 21 | 243.6516 |  | 237.1581 | 0 | 0 | 6.4935 | 0
22.12. | 22 | 243.6516 |  | 237.1581 | 0 | 0 | 6.4935 | 0
22.12. | 23 | 243.6516 |  | 237.1581 | 0 | 0 | 6.4935 | 0
22.12. | 24 | 243.6516 |  | 237.1581 | 0 | 0 | 6.4935 | 0
23.12. | 1 | 243.6516 |  | 237.1581 | 0 | 0 | 6.4935 | 0
23.12. | 2 | 243.6516 |  | 237.1581 | 0 | 0 | 6.4935 | 0
23.12. | 3 | 243.6516 |  | 237.1581 | 0 | 0 | 6.4935 | 0
23.12. | 4 | 243.6516 |  | 237.1581 | 0 | 0 | 6.4935 | 0
23.12. | 5 | 243.6516 |  | 237.1581 | 0 | 0 | 6.4935 | 0
23.12. | 6 | 243.6516 |  | 237.1581 | 0 | 0 | 6.4935 | 0
23.12. | 7 | 243.6516 |  | 237.1581 | 0 | 0 | 6.4935 | 0
23.12. | 8 | 243.6516 |  | 237.1581 | 0 | 0 | 6.4935 | 0
23.12. | 9 | 243.6516 |  | 237.1581 | 0 | 0 | 6.4935 | 0
23.12. | 10 | 243.6516 |  | 237.1581 | 0 | 0 | 6.4935 | 0
23.12. | 11 | 243.6516 |  | 237.1581 | 0 | 0 | 6.4935 | 0
23.12. | 12 | 243.6516 |  | 237.1581 | 0 | 0 | 6.4935 | 0
23.12. | 13 | 243.6516 |  | 237.1581 | 0 | 0 | 6.4935 | 0
23.12. | 14 | 243.6516 |  | 237.1581 | 0 | 0 | 6.4935 | 0
23.12. | 15 | 243.6516 |  | 237.1581 | 0 | 0 | 6.4935 | 0
23.12. | 16 | 243.6516 |  | 237.1581 | 0 | 0 | 6.4935 | 0
23.12. | 17 | 243.6516 |  | 237.1581 | 0 | 0 | 6.4935 | 0
23.12. | 18 | 243.6516 |  | 237.1581 | 0 | 0 | 6.4935 | 0
23.12. | 19 | 243.6516 |  | 237.1581 | 0 | 0 | 6.4935 | 0
23.12. | 20 | 243.6516 |  | 237.1581 | 0 | 0 | 6.4935 | 0
23.12. | 21 | 243.6516 |  | 237.1581 | 0 | 0 | 6.4935 | 0
23.12. | 22 | 243.6516 |  | 237.1581 | 0 | 0 | 6.4935 | 0
23.12. | 23 | 243.6516 |  | 237.1581 | 0 | 0 | 6.4935 | 0
23.12. | 24 | 243.6516 |  | 237.1581 | 0 | 0 | 6.4935 | 0
24.12. | 1 | 243.6516 |  | 237.1581 | 0 | 0 | 6.4935 | 0
24.12. | 2 | 243.6516 |  | 237.1581 | 0 | 0 | 6.4935 | 0
24.12. | 3 | 243.6516 |  | 237.1581 | 0 | 0 | 6.4935 | 0
24.12. | 4 | 243.6516 |  | 237.1581 | 0 | 0 | 6.4935 | 0
24.12. | 5 | 243.6516 |  | 237.1581 | 0 | 0 | 6.4935 | 0
24.12. | 6 | 243.6516 |  | 237.1581 | 0 | 0 | 6.4935 | 0
24.12. | 7 | 243.6516 |  | 237.1581 | 0 | 0 | 6.4935 | 0
24.12. | 8 | 243.6516 |  | 237.1581 | 0 | 0 | 6.4935 | 0
24.12. | 9 | 243.6516 |  | 237.1581 | 0 | 0 | 6.4935 | 0
24.12. | 10 | 243.6516 |  | 237.1581 | 0 | 0 | 6.4935 | 0
24.12. | 11 | 243.6516 |  | 237.1581 | 0 | 0 | 6.4935 | 0
24.12. | 12 | 243.6516 |  | 237.1581 | 0 | 0 | 6.4935 | 0
24.12. | 13 | 243.6516 |  | 237.1581 | 0 | 0 | 6.4935 | 0
24.12. | 14 | 243.6516 |  | 237.1581 | 0 | 0 | 6.4935 | 0
24.12. | 15 | 243.6516 |  | 237.1581 | 0 | 0 | 6.4935 | 0
24.12. | 16 | 243.6516 |  | 237.1581 | 0 | 0 | 6.4935 | 0
24.12. | 17 | 243.6516 |  | 237.1581 | 0 | 0 | 6.4935 | 0
24.12. | 18 | 243.6516 |  | 237.1581 | 0 | 0 | 6.4935 | 0
24.12. | 19 | 243.6516 |  | 237.1581 | 0 | 0 | 6.4935 | 0
24.12. | 20 | 243.6516 |  | 237.1581 | 0 | 0 | 6.4935 | 0
24.12. | 21 | 243.6516 |  | 237.1581 | 0 | 0 | 6.4935 | 0
24.12. | 22 | 243.6516 |  | 237.1581 | 0 | 0 | 6.4935 | 0
24.12. | 23 | 243.6516 |  | 237.1581 | 0 | 0 | 6.4935 | 0
24.12. | 24 | 243.6516 |  | 237.1581 | 0 | 0 | 6.4935 | 0
25.12. | 1 | 243.6516 |  | 237.1581 | 0 | 0 | 6.4935 | 0
25.12. | 2 | 243.6516 |  | 237.1581 | 0 | 0 | 6.4935 | 0
25.12. | 3 | 243.6516 |  | 237.1581 | 0 | 0 | 6.4935 | 0
25.12. | 4 | 243.6516 |  | 237.1581 | 0 | 0 | 6.4935 | 0
25.12. | 5 | 243.6516 |  | 237.1581 | 0 | 0 | 6.4935 | 0
25.12. | 6 | 243.6516 |  | 237.1581 | 0 | 0 | 6.4935 | 0
25.12. | 7 | 243.6516 |  | 237.1581 | 0 | 0 | 6.4935 | 0
25.12. | 8 | 243.6516 |  | 237.1581 | 0 | 0 | 6.4935 | 0
25.12. | 9 | 243.6516 |  | 237.1581 | 0 | 0 | 6.4935 | 0
25.12. | 10 | 243.6516 |  | 237.1581 | 0 | 0 | 6.4935 | 0
25.12. | 11 | 243.6516 |  | 237.1581 | 0 | 0 | 6.4935 | 0
25.12. | 12 | 243.6516 |  | 237.1581 | 0 | 0 | 6.4935 | 0
25.12. | 13 | 243.6516 |  | 237.1581 | 0 | 0 | 6.4935 | 0
25.12. | 14 | 243.6516 |  | 237.1581 | 0 | 0 | 6.4935 | 0
25.12. | 15 | 243.6516 |  | 237.1581 | 0 | 0 | 6.4935 | 0
25.12. | 16 | 243.6516 |  | 237.1581 | 0 | 0 | 6.4935 | 0
25.12. | 17 | 243.6516 |  | 237.1581 | 0 | 0 | 6.4935 | 0
25.12. | 18 | 243.6516 |  | 237.1581 | 0 | 0 | 6.4935 | 0
25.12. | 19 | 243.6516 |  | 237.1581 | 0 | 0 | 6.4935 | 0
25.12. | 20 | 243.6516 |  | 237.1581 | 0 | 0 | 6.4935 | 0
25.12. | 21 | 243.6516 |  | 237.1581 | 0 | 0 | 6.4935 | 0
25.12. | 22 | 243.6516 |  | 237.1581 | 0 | 0 | 6.4935 | 0
25.12. | 23 | 243.6516 |  | 237.1581 | 0 | 0 | 6.4935 | 0
25.12. | 24 | 243.6516 |  | 237.1581 | 0 | 0 | 6.4935 | 0
26.12. | 1 | 243.6516 |  | 237.1581 | 0 | 0 | 6.4935 | 0
26.12. | 2 | 243.6516 |  | 237.1581 | 0 | 0 | 6.4935 | 0
26.12. | 3 | 243.6516 |  | 237.1581 | 0 | 0 | 6.4935 | 0
26.12. | 4 | 243.6516 |  | 237.1581 | 0 | 0 | 6.4935 | 0
26.12. | 5 | 243.6516 |  | 237.1581 | 0 | 0 | 6.4935 | 0
26.12. | 6 | 243.6516 |  | 237.1581 | 0 | 0 | 6.4935 | 0
26.12. | 7 | 243.6516 |  | 237.1581 | 0 | 0 | 6.4935 | 0
26.12. | 8 | 243.6516 |  | 237.1581 | 0 | 0 | 6.4935 | 0
26.12. | 9 | 243.6516 |  | 237.1581 | 0 | 0 | 6.4935 | 0
26.12. | 10 | 243.6516 |  | 237.1581 | 0 | 0 | 6.4935 | 0
26.12. | 11 | 243.6516 |  | 237.1581 | 0 | 0 | 6.4935 | 0
26.12. | 12 | 243.6516 |  | 237.1581 | 0 | 0 | 6.4935 | 0
26.12. | 13 | 243.6516 |  | 237.1581 | 0 | 0 | 6.4935 | 0
26.12. | 14 | 243.6516 |  | 237.1581 | 0 | 0 | 6.4935 | 0
26.12. | 15 | 243.6516 |  | 237.1581 | 0 | 0 | 6.4935 | 0
26.12. | 16 | 243.6516 |  | 237.1581 | 0 | 0 | 6.4935 | 0
26.12. | 17 | 243.6516 |  | 237.1581 | 0 | 0 | 6.4935 | 0
26.12. | 18 | 243.6516 |  | 237.1581 | 0 | 0 | 6.4935 | 0
26.12. | 19 | 243.6516 |  | 237.1581 | 0 | 0 | 6.4935 | 0
26.12. | 20 | 243.6516 |  | 237.1581 | 0 | 0 | 6.4935 | 0
26.12. | 21 | 243.6516 |  | 237.1581 | 0 | 0 | 6.4935 | 0
26.12. | 22 | 243.6516 |  | 237.1581 | 0 | 0 | 6.4935 | 0
26.12. | 23 | 243.6516 |  | 237.1581 | 0 | 0 | 6.4935 | 0
26.12. | 24 | 243.6516 |  | 237.1581 | 0 | 0 | 6.4935 | 0
27.12. | 1 | 243.6516 |  | 237.1581 | 0 | 0 | 6.4935 | 0
27.12. | 2 | 243.6516 |  | 237.1581 | 0 | 0 | 6.4935 | 0
27.12. | 3 | 243.6516 |  | 237.1581 | 0 | 0 | 6.4935 | 0
27.12. | 4 | 243.6516 |  | 237.1581 | 0 | 0 | 6.4935 | 0
27.12. | 5 | 243.6516 |  | 237.1581 | 0 | 0 | 6.4935 | 0
27.12. | 6 | 243.6516 |  | 237.1581 | 0 | 0 | 6.4935 | 0
27.12. | 7 | 243.6516 |  | 237.1581 | 0 | 0 | 6.4935 | 0
27.12. | 8 | 243.6516 |  | 237.1581 | 0 | 0 | 6.4935 | 0
27.12. | 9 | 243.6516 |  | 237.1581 | 0 | 0 | 6.4935 | 0
27.12. | 10 | 243.6516 |  | 237.1581 | 0 | 0 | 6.4935 | 0
27.12. | 11 | 243.6516 |  | 237.1581 | 0 | 0 | 6.4935 | 0
27.12. | 12 | 243.6516 |  | 237.1581 | 0 | 0 | 6.4935 | 0
27.12. | 13 | 243.6516 |  | 237.1581 | 0 | 0 | 6.4935 | 0
27.12. | 14 | 243.6516 |  | 237.1581 | 0 | 0 | 6.4935 | 0
27.12. | 15 | 243.6516 |  | 237.1581 | 0 | 0 | 6.4935 | 0
27.12. | 16 | 243.6516 |  | 237.1581 | 0 | 0 | 6.4935 | 0
27.12. | 17 | 243.6516 |  | 237.1581 | 0 | 0 | 6.4935 | 0
27.12. | 18 | 243.6516 |  | 237.1581 | 0 | 0 | 6.4935 | 0
27.12. | 19 | 243.6516 |  | 237.1581 | 0 | 0 | 6.4935 | 0
27.12. | 20 | 243.6516 |  | 237.1581 | 0 | 0 | 6.4935 | 0
27.12. | 21 | 243.6516 |  | 237.1581 | 0 | 0 | 6.4935 | 0
27.12. | 22 | 243.6516 |  | 237.1581 | 0 | 0 | 6.4935 | 0
27.12. | 23 | 243.6516 |  | 237.1581 | 0 | 0 | 6.4935 | 0
27.12. | 24 | 243.6516 |  | 237.1581 | 0 | 0 | 6.4935 | 0
28.12. | 1 | 243.6516 |  | 237.1581 | 0 | 0 | 6.4935 | 0
28.12. | 2 | 243.6516 |  | 237.1581 | 0 | 0 | 6.4935 | 0
28.12. | 3 | 243.6516 |  | 237.1581 | 0 | 0 | 6.4935 | 0
28.12. | 4 | 243.6516 |  | 237.1581 | 0 | 0 | 6.4935 | 0
28.12. | 5 | 243.6516 |  | 237.1581 | 0 | 0 | 6.4935 | 0
28.12. | 6 | 243.6516 |  | 237.1581 | 0 | 0 | 6.4935 | 0
28.12. | 7 | 243.6516 |  | 237.1581 | 0 | 0 | 6.4935 | 0
28.12. | 8 | 243.6516 |  | 237.1581 | 0 | 0 | 6.4935 | 0
28.12. | 9 | 243.6516 |  | 237.1581 | 0 | 0 | 6.4935 | 0
28.12. | 10 | 243.6516 |  | 237.1581 | 0 | 0 | 6.4935 | 0
28.12. | 11 | 243.6516 |  | 237.1581 | 0 | 0 | 6.4935 | 0
28.12. | 12 | 243.6516 |  | 237.1581 | 0 | 0 | 6.4935 | 0
28.12. | 13 | 243.6516 |  | 237.1581 | 0 | 0 | 6.4935 | 0
28.12. | 14 | 243.6516 |  | 237.1581 | 0 | 0 | 6.4935 | 0
28.12. | 15 | 243.6516 |  | 237.1581 | 0 | 0 | 6.4935 | 0
28.12. | 16 | 243.6516 |  | 237.1581 | 0 | 0 | 6.4935 | 0
28.12. | 17 | 243.6516 |  | 237.1581 | 0 | 0 | 6.4935 | 0
28.12. | 18 | 243.6516 |  | 237.1581 | 0 | 0 | 6.4935 | 0
28.12. | 19 | 243.6516 |  | 237.1581 | 0 | 0 | 6.4935 | 0
28.12. | 20 | 243.6516 |  | 237.1581 | 0 | 0 | 6.4935 | 0
28.12. | 21 | 243.6516 |  | 237.1581 | 0 | 0 | 6.4935 | 0
28.12. | 22 | 243.6516 |  | 237.1581 | 0 | 0 | 6.4935 | 0
28.12. | 23 | 243.6516 |  | 237.1581 | 0 | 0 | 6.4935 | 0
28.12. | 24 | 243.6516 |  | 237.1581 | 0 | 0 | 6.4935 | 0
29.12. | 1 | 243.6516 |  | 237.1581 | 0 | 0 | 6.4935 | 0
29.12. | 2 | 243.6516 |  | 237.1581 | 0 | 0 | 6.4935 | 0
29.12. | 3 | 243.6516 |  | 237.1581 | 0 | 0 | 6.4935 | 0
29.12. | 4 | 243.6516 |  | 237.1581 | 0 | 0 | 6.4935 | 0
29.12. | 5 | 243.6516 |  | 237.1581 | 0 | 0 | 6.4935 | 0
29.12. | 6 | 243.6516 |  | 237.1581 | 0 | 0 | 6.4935 | 0
29.12. | 7 | 243.6516 |  | 237.1581 | 0 | 0 | 6.4935 | 0
29.12. | 8 | 243.6516 |  | 237.1581 | 0 | 0 | 6.4935 | 0
29.12. | 9 | 243.6516 |  | 237.1581 | 0 | 0 | 6.4935 | 0
29.12. | 10 | 243.6516 |  | 237.1581 | 0 | 0 | 6.4935 | 0
29.12. | 11 | 243.6516 |  | 237.1581 | 0 | 0 | 6.4935 | 0
29.12. | 12 | 243.6516 |  | 237.1581 | 0 | 0 | 6.4935 | 0
29.12. | 13 | 243.6516 |  | 237.1581 | 0 | 0 | 6.4935 | 0
29.12. | 14 | 243.6516 |  | 237.1581 | 0 | 0 | 6.4935 | 0
29.12. | 15 | 243.6516 |  | 237.1581 | 0 | 0 | 6.4935 | 0
29.12. | 16 | 243.6516 |  | 237.1581 | 0 | 0 | 6.4935 | 0
29.12. | 17 | 243.6516 |  | 237.1581 | 0 | 0 | 6.4935 | 0
29.12. | 18 | 243.6516 |  | 237.1581 | 0 | 0 | 6.4935 | 0
29.12. | 19 | 243.6516 |  | 237.1581 | 0 | 0 | 6.4935 | 0
29.12. | 20 | 243.6516 |  | 237.1581 | 0 | 0 | 6.4935 | 0
29.12. | 21 | 243.6516 |  | 237.1581 | 0 | 0 | 6.4935 | 0
29.12. | 22 | 243.6516 |  | 237.1581 | 0 | 0 | 6.4935 | 0
29.12. | 23 | 243.6516 |  | 237.1581 | 0 | 0 | 6.4935 | 0
29.12. | 24 | 243.6516 |  | 237.1581 | 0 | 0 | 6.4935 | 0
30.12. | 1 | 243.6516 |  | 237.1581 | 0 | 0 | 6.4935 | 0
30.12. | 2 | 243.6516 |  | 237.1581 | 0 | 0 | 6.4935 | 0
30.12. | 3 | 243.6516 |  | 237.1581 | 0 | 0 | 6.4935 | 0
30.12. | 4 | 243.6516 |  | 237.1581 | 0 | 0 | 6.4935 | 0
30.12. | 5 | 243.6516 |  | 237.1581 | 0 | 0 | 6.4935 | 0
30.12. | 6 | 243.6516 |  | 237.1581 | 0 | 0 | 6.4935 | 0
30.12. | 7 | 243.6516 |  | 237.1581 | 0 | 0 | 6.4935 | 0
30.12. | 8 | 243.6516 |  | 237.1581 | 0 | 0 | 6.4935 | 0
30.12. | 9 | 243.6516 |  | 237.1581 | 0 | 0 | 6.4935 | 0
30.12. | 10 | 243.6516 |  | 237.1581 | 0 | 0 | 6.4935 | 0
30.12. | 11 | 243.6516 |  | 237.1581 | 0 | 0 | 6.4935 | 0
30.12. | 12 | 243.6516 |  | 237.1581 | 0 | 0 | 6.4935 | 0
30.12. | 13 | 243.6516 |  | 237.1581 | 0 | 0 | 6.4935 | 0
30.12. | 14 | 243.6516 |  | 237.1581 | 0 | 0 | 6.4935 | 0
30.12. | 15 | 243.6516 |  | 237.1581 | 0 | 0 | 6.4935 | 0
30.12. | 16 | 243.6516 |  | 237.1581 | 0 | 0 | 6.4935 | 0
30.12. | 17 | 243.6516 |  | 237.1581 | 0 | 0 | 6.4935 | 0
30.12. | 18 | 243.6516 |  | 237.1581 | 0 | 0 | 6.4935 | 0
30.12. | 19 | 243.6516 |  | 237.1581 | 0 | 0 | 6.4935 | 0
30.12. | 20 | 243.6516 |  | 237.1581 | 0 | 0 | 6.4935 | 0
30.12. | 21 | 243.6516 |  | 237.1581 | 0 | 0 | 6.4935 | 0
30.12. | 22 | 243.6516 |  | 237.1581 | 0 | 0 | 6.4935 | 0
30.12. | 23 | 243.6516 |  | 237.1581 | 0 | 0 | 6.4935 | 0
30.12. | 24 | 243.6516 |  | 237.1581 | 0 | 0 | 6.4935 | 0
31.12. | 1 | 243.6516 |  | 237.1581 | 0 | 0 | 6.4935 | 0
31.12. | 2 | 243.6516 |  | 237.1581 | 0 | 0 | 6.4935 | 0
31.12. | 3 | 243.6516 |  | 237.1581 | 0 | 0 | 6.4935 | 0
31.12. | 4 | 243.6516 |  | 237.1581 | 0 | 0 | 6.4935 | 0
31.12. | 5 | 243.6516 |  | 237.1581 | 0 | 0 | 6.4935 | 0
31.12. | 6 | 243.6516 |  | 237.1581 | 0 | 0 | 6.4935 | 0
31.12. | 7 | 243.6516 |  | 237.1581 | 0 | 0 | 6.4935 | 0
31.12. | 8 | 243.6516 |  | 237.1581 | 0 | 0 | 6.4935 | 0
31.12. | 9 | 243.6516 |  | 237.1581 | 0 | 0 | 6.4935 | 0
31.12. | 10 | 243.6516 |  | 237.1581 | 0 | 0 | 6.4935 | 0
31.12. | 11 | 243.6516 |  | 237.1581 | 0 | 0 | 6.4935 | 0
31.12. | 12 | 243.6516 |  | 237.1581 | 0 | 0 | 6.4935 | 0
31.12. | 13 | 243.6516 |  | 237.1581 | 0 | 0 | 6.4935 | 0
31.12. | 14 | 243.6516 |  | 237.1581 | 0 | 0 | 6.4935 | 0
31.12. | 15 | 243.6516 |  | 237.1581 | 0 | 0 | 6.4935 | 0
31.12. | 16 | 243.6516 |  | 237.1581 | 0 | 0 | 6.4935 | 0
31.12. | 17 | 243.6516 |  | 237.1581 | 0 | 0 | 6.4935 | 0
31.12. | 18 | 243.6516 |  | 237.1581 | 0 | 0 | 6.4935 | 0
31.12. | 19 | 243.6516 |  | 237.1581 | 0 | 0 | 6.4935 | 0
31.12. | 20 | 243.6516 |  | 237.1581 | 0 | 0 | 6.4935 | 0
31.12. | 21 | 243.6516 |  | 237.1581 | 0 | 0 | 6.4935 | 0
31.12. | 22 | 243.6516 |  | 237.1581 | 0 | 0 | 6.4935 | 0
31.12. | 23 | 243.6516 |  | 237.1581 | 0 | 0 | 6.4935 | 0
31.12. | 24 | 243.6516 |  | 237.1581 | 0 | 0 | 6.4935 | 0