## Thermal
ENTSO-E Market Modelling Database: Thermal generation
Country:
Market Node: | EE00
Year:
Climate year
Scenario
Fuel & Plant type |  | Net generating capacity (MW) | Number of units | Number of biofuel units | Biofuel usage [%] | MUST RUN OBLIGATIONS | [13 empty] | Daily limitation in MWh (optional) | [11 empty] | Unavailability |  |  | Min stable power (% of max power) | Ramp up rate(MW/h) | Ramp down rate (MW/h) | fixed generation reduction (% of max power output) | Median Start-up fuel name | Custom biofuel price (EUR/Net GJ) | Maximum number of units on maintenance
[32 empty] | Forced outage (annual rate) | Planned outage | Planned outage
[33 empty] | annual rate | winter
[7 empty] | Jan | Feb | Mar | April | May | June | July | Aug | Sept | Oct | Nov | Dec | causes (e.g technical, subsidies, environmental, grid constraints... | Jan | Feb | Mar | April | May | June | July | Aug | Sept | Oct | Nov | Dec | % | number of days | minimum % of annual number of days
Nuclear |  | 0 | 0 | 0 | 0 | number of must run units | 0 | 0 | 0 | 0 | 0 | 0 | 0 | 0 | 0 | 0 | 0 | 0 | [13 empty] | 5 | 54 | 15 |  |  |  | 0 | 0 |  | 0
[6 empty] | % of installed capacity | 0 | 0 | 0 | 0 | 0 | 0 | 0 | 0 | 0 | 0 | 0 | 0
Hard coal | old 1 | 0 | 0 | 0 | 0 | number of must run units | 0 | 0 | 0 | 0 | 0 | 0 | 0 | 0 | 0 | 0 | 0 | 0 | [13 empty] | 10 | 27 | 15 |  |  |  | 0 | 0 |  | 0
[6 empty] | % of installed capacity | 0 | 0 | 0 | 0 | 0 | 0 | 0 | 0 | 0 | 0 | 0 | 0
| old 2 | 0 | 0 | 0 | 0 | number of must run units | 0 | 0 | 0 | 0 | 0 | 0 | 0 | 0 | 0 | 0 | 0 | 0 | [13 empty] | 10 | 27 | 15 |  |  |  | 0 | 0 |  | 0
[6 empty] | % of installed capacity | 0 | 0 | 0 | 0 | 0 | 0 | 0 | 0 | 0 | 0 | 0 | 0
| new | 0 | 0 | 0 | 0 | number of must run units | 0 | 0 | 0 | 0 | 0 | 0 | 0 | 0 | 0 | 0 | 0 | 0 | [13 empty] | 7.5 | 27 | 15 |  |  |  | 0 | 0 |  | 0
[6 empty] | % of installed capacity | 0 | 0 | 0 | 0 | 0 | 0 | 0 | 0 | 0 | 0 | 0 | 0
| CCS | 0 | 0 | 0 | 0 | number of must run units | 0 | 0 | 0 | 0 | 0 | 0 | 0 | 0 | 0 | 0 | 0 | 0 | [13 empty] | 7.5 | 27 | 15 |  |  |  | 0 | 0 |  | 0
[6 empty] | % of installed capacity | 0 | 0 | 0 | 0 | 0 | 0 | 0 | 0 | 0 | 0 | 0 | 0
Lignite | old 1 | 0 | 0 | 0 | 0 | number of must run units | 0 | 0 | 0 | 0 | 0 | 0 | 0 | 0 | 0 | 0 | 0 | 0 | [13 empty] | 10 | 27 | 15 |  |  |  | 0 | 0 |  | 0
[6 empty] | % of installed capacity | 0 | 0 | 0 | 0 | 0 | 0 | 0 | 0 | 0 | 0 | 0 | 0
| old 2 | 0 | 0 | 0 | 0 | number of must run units | 0 | 0 | 0 | 0 | 0 | 0 | 0 | 0 | 0 | 0 | 0 | 0 | [13 empty] | 10 | 27 | 15 |  |  |  | 0 | 0 |  | 0
[6 empty] | % of installed capacity | 0 | 0 | 0 | 0 | 0 | 0 | 0 | 0 | 0 | 0 | 0 | 0
| new | 0 | 0 | 0 | 0 | number of must run units | 0 | 0 | 0 | 0 | 0 | 0 | 0 | 0 | 0 | 0 | 0 | 0 | [13 empty] | 7.5 | 27 | 15 |  |  |  | 0 | 0 |  | 0
[6 empty] | % of installed capacity | 0 | 0 | 0 | 0 | 0 | 0 | 0 | 0 | 0 | 0 | 0 | 0
| CCS | 0 | 0 | 0 | 0 | number of must run units | 0 | 0 | 0 | 0 | 0 | 0 | 0 | 0 | 0 | 0 | 0 | 0 | [13 empty] | 7.5 | 27 | 15 |  |  |  | 0 | 0 |  | 0
[6 empty] | % of installed capacity | 0 | 0 | 0 | 0 | 0 | 0 | 0 | 0 | 0 | 0 | 0 | 0
Gas | Conventional old 1 | 0 | 0 | 0 | 0 | number of must run units | 0 | 0 | 0 | 0 | 0 | 0 | 0 | 0 | 0 | 0 | 0 | 0 | [13 empty] | 8 | 27 | 15 |  |  |  | 0 | 0 |  | 0
[6 empty] | % of installed capacity | 0 | 0 | 0 | 0 | 0 | 0 | 0 | 0 | 0 | 0 | 0 | 0
| Conventional old 2 | 135 | 1 | 0 | 0 | number of must run units | 0 | 0 | 0 | 0 | 0 | 0 | 0 | 0 | 0 | 0 | 0 | 0 | [13 empty] | 8 | 27 | 15 | 0 | 9 | 9 | 83 | 0 | 0 | 1
[6 empty] | % of installed capacity | 0 | 0 | 0 | 0 | 0 | 0 | 0 | 0 | 0 | 0 | 0 | 0
| CCGT old 1 | 0 | 0 | 0 | 0 | number of must run units | 0 | 0 | 0 | 0 | 0 | 0 | 0 | 0 | 0 | 0 | 0 | 0 | [13 empty] | 8 | 27 | 15 |  |  |  | 0 | 0 |  | 0
[6 empty] | % of installed capacity | 0 | 0 | 0 | 0 | 0 | 0 | 0 | 0 | 0 | 0 | 0 | 0
| CCGT old 2 | 0 | 0 | 0 | 0 | number of must run units | 0 | 0 | 0 | 0 | 0 | 0 | 0 | 0 | 0 | 0 | 0 | 0 | [13 empty] | 8 | 27 | 15 |  |  |  | 0 | 0 |  | 0
[6 empty] | % of installed capacity | 0 | 0 | 0 | 0 | 0 | 0 | 0 | 0 | 0 | 0 | 0 | 0
| CCGT new | 0 | 0 | 0 | 0 | number of must run units | 0 | 0 | 0 | 0 | 0 | 0 | 0 | 0 | 0 | 0 | 0 | 0 | [13 empty] | 5 | 27 | 15 |  |  |  | 0 | 0 |  | 0
[6 empty] | % of installed capacity | 0 | 0 | 0 | 0 | 0 | 0 | 0 | 0 | 0 | 0 | 0 | 0
| CCGT CCS | 0 | 0 | 0 | 0 | number of must run units | 0 | 0 | 0 | 0 | 0 | 0 | 0 | 0 | 0 | 0 | 0 | 0 | [13 empty] | 5 | 27 | 15 |  |  |  | 0 | 0 |  | 0
[6 empty] | % of installed capacity | 0 | 0 | 0 | 0 | 0 | 0 | 0 | 0 | 0 | 0 | 0 | 0
| OCGT old | 0 | 0 | 0 | 0 | number of must run units | 0 | 0 | 0 | 0 | 0 | 0 | 0 | 0 | 0 | 0 | 0 | 0 | [13 empty] | 8 | 13 | 15 |  |  |  | 0 | 0 |  | 0
[6 empty] | % of installed capacity | 0 | 0 | 0 | 0 | 0 | 0 | 0 | 0 | 0 | 0 | 0 | 0
| OCGT new | 750 | 6 | 0 | 0 | number of must run units | 0 | 0 | 0 | 0 | 0 | 0 | 0 | 0 | 0 | 0 | 0 | 0 | [13 empty] | 2.6 | 13 | 15 | 14.6667 | 1202.4 | 1202.4 | 0 | 0 | 0 | 6
[6 empty] | % of installed capacity | 0 | 0 | 0 | 0 | 0 | 0 | 0 | 0 | 0 | 0 | 0 | 0
Light oil |  | 0 | 0 | 0 | 0 | number of must run units | 0 | 0 | 0 | 0 | 0 | 0 | 0 | 0 | 0 | 0 | 0 | 0 | [13 empty] | 8 | 13 | 15 |  |  |  | 0 | 0 |  | 0
[6 empty] | % of installed capacity | 0 | 0 | 0 | 0 | 0 | 0 | 0 | 0 | 0 | 0 | 0 | 0
Heavy oil | old 1 | 0 | 0 | 0 | 0 | number of must run units | 0 | 0 | 0 | 0 | 0 | 0 | 0 | 0 | 0 | 0 | 0 | 0 | [13 empty] | 10 | 27 | 15 |  |  |  | 0 | 0 |  | 0
[6 empty] | % of installed capacity | 0 | 0 | 0 | 0 | 0 | 0 | 0 | 0 | 0 | 0 | 0 | 0
| old 2 | 0 | 0 | 0 | 0 | number of must run units | 0 | 0 | 0 | 0 | 0 | 0 | 0 | 0 | 0 | 0 | 0 | 0 | [13 empty] | 10 | 27 | 15 |  |  |  | 0 | 0 |  | 0
[6 empty] | % of installed capacity | 0 | 0 | 0 | 0 | 0 | 0 | 0 | 0 | 0 | 0 | 0 | 0
Oil shale | old | 0 | 0 | 0 | 0 | number of must run units | 0 | 0 | 0 | 0 | 0 | 0 | 0 | 0 | 0 | 0 | 0 | 0 | [13 empty] | 10 | 27 | 15 |  |  |  | 0 | 0 |  | 0
[6 empty] | % of installed capacity | 0 | 0 | 0 | 0 | 0 | 0 | 0 | 0 | 0 | 0 | 0 | 0
| new | 0 | 0 | 0 | 0 | number of must run units | 0 | 0 | 0 | 0 | 0 | 0 | 0 | 0 | 0 | 0 | 0 | 0 | [13 empty] | 7.5 | 27 | 15 |  |  |  | 0 | 0 |  | 0
[6 empty] | % of installed capacity | 0 | 0 | 0 | 0 | 0 | 0 | 0 | 0 | 0 | 0 | 0 | 0
Gas | CCGT present 1 | 0 | 0 | 0 | 0 | number of must run units | 0 | 0 | 0 | 0 | 0 | 0 | 0 | 0 | 0 | 0 | 0 | 0 | [13 empty] | 5 | 27 | 15 |  |  |  | 0 | 0 |  | 0
[6 empty] | % of installed capacity | 0 | 0 | 0 | 0 | 0 | 0 | 0 | 0 | 0 | 0 | 0 | 0
| CCGT present 2 | 0 | 0 | 0 | 0 | number of must run units | 0 | 0 | 0 | 0 | 0 | 0 | 0 | 0 | 0 | 0 | 0 | 0 | [13 empty] | 5 | 27 | 15 |  |  |  | 0 | 0 |  | 0
[6 empty] | % of installed capacity | 0 | 0 | 0 | 0 | 0 | 0 | 0 | 0 | 0 | 0 | 0 | 0
Hydrogen | Fuel Cell | 0 | 0 | 0 | 0 | number of must run units | 0 | 0 | 0 | 0 | 0 | 0 | 0 | 0 | 0 | 0 | 0 | 0 | [13 empty] | 2.5 | 7 | 0 |  |  |  | 0 | 0 |  | 0
[6 empty] | % of installed capacity | 0 | 0 | 0 | 0 | 0 | 0 | 0 | 0 | 0 | 0 | 0 | 0
Hydrogen | CCGT | 0 | 0 | 0 | 0 | number of must run units | 0 | 0 | 0 | 0 | 0 | 0 | 0 | 0 | 0 | 0 | 0 | 0 | [13 empty] | 5 | 27 | 15 |  |  |  | 0 | 0 |  | 0
[6 empty] | % of installed capacity | 0 | 0 | 0 | 0 | 0 | 0 | 0 | 0 | 0 | 0 | 0 | 0
Hydrogen | OCGT | 0 | 0 | 0 | 0 | number of must run units | 0 | 0 | 0 | 0 | 0 | 0 | 0 | 0 | 0 | 0 | 0 | 0 | [13 empty] | 5 | 13 | 15 |  |  |  | 0 | 0 |  | 0
[6 empty] | % of installed capacity | 0 | 0 | 0 | 0 | 0 | 0 | 0 | 0 | 0 | 0 | 0 | 0

## Other Non-RES
ENTSO-E Market Modelling Database: Other non-RES
Country:
Market Node: | EE00
Year:
Climate year |  |  | N.B. use convention first January always Monday (2007 calendar year) --> see guidelines for further details
Scenario
|  | Price Band 1 | Price Band 2
| Installed capacity (MW) | 135
Number of units
| PEMMDB type(s) | OtherNon-RES/Gas/conventional old 2
Purpose
| Avg. Market Offer Price (€/MWh) | 0
| Avg. Efficiency Ratio | 0.41
| Avg. CO2 em. factor (ton/MWh) | 139.0244
| Start climate year | 2035
| End climate year | 2035
Date | Hour | Available capacity (MW) | Available capacity (MW) | Available capacity (MW) | Available capacity (MW) | Available capacity (MW) | Available capacity (MW) | Available capacity (MW) | Available capacity (MW) | Available capacity (MW) | Available capacity (MW) | Available capacity (MW) | Available capacity (MW) | Available capacity (MW) | Available capacity (MW) | Available capacity (MW) | Available capacity (MW) | Available capacity (MW) | Available capacity (MW) | Available capacity (MW) | Available capacity (MW) | Available capacity (MW) | Available capacity (MW) | Available capacity (MW) | Available capacity (MW) | Available capacity (MW) | Available capacity (MW) | Available capacity (MW)
01.01. | 1 | 135
01.01. | 2 | 135
01.01. | 3 | 135
01.01. | 4 | 135
01.01. | 5 | 135
01.01. | 6 | 135
01.01. | 7 | 135
01.01. | 8 | 135
01.01. | 9 | 135
01.01. | 10 | 135
01.01. | 11 | 135
01.01. | 12 | 135
01.01. | 13 | 135
01.01. | 14 | 135
01.01. | 15 | 135
01.01. | 16 | 135
01.01. | 17 | 135
01.01. | 18 | 135
01.01. | 19 | 135
01.01. | 20 | 135
01.01. | 21 | 135
01.01. | 22 | 135
01.01. | 23 | 135
01.01. | 24 | 135
02.01. | 1 | 135
02.01. | 2 | 135
02.01. | 3 | 135
02.01. | 4 | 135
02.01. | 5 | 135
02.01. | 6 | 135
02.01. | 7 | 135
02.01. | 8 | 135
02.01. | 9 | 135
02.01. | 10 | 135
02.01. | 11 | 135
02.01. | 12 | 135
02.01. | 13 | 135
02.01. | 14 | 135
02.01. | 15 | 135
02.01. | 16 | 135
02.01. | 17 | 135
02.01. | 18 | 135
02.01. | 19 | 135
02.01. | 20 | 135
02.01. | 21 | 135
02.01. | 22 | 135
02.01. | 23 | 135
02.01. | 24 | 135
03.01. | 1 | 135
03.01. | 2 | 135
03.01. | 3 | 135
03.01. | 4 | 135
03.01. | 5 | 135
03.01. | 6 | 135
03.01. | 7 | 135
03.01. | 8 | 135
03.01. | 9 | 135
03.01. | 10 | 135
03.01. | 11 | 135
03.01. | 12 | 135
03.01. | 13 | 135
03.01. | 14 | 135
03.01. | 15 | 135
03.01. | 16 | 135
03.01. | 17 | 135
03.01. | 18 | 135
03.01. | 19 | 135
03.01. | 20 | 135
03.01. | 21 | 135
03.01. | 22 | 135
03.01. | 23 | 135
03.01. | 24 | 135
04.01. | 1 | 135
04.01. | 2 | 135
04.01. | 3 | 135
04.01. | 4 | 135
04.01. | 5 | 135
04.01. | 6 | 135
04.01. | 7 | 135
04.01. | 8 | 135
04.01. | 9 | 135
04.01. | 10 | 135
04.01. | 11 | 135
04.01. | 12 | 135
04.01. | 13 | 135
04.01. | 14 | 135
04.01. | 15 | 135
04.01. | 16 | 135
04.01. | 17 | 135
04.01. | 18 | 135
04.01. | 19 | 135
04.01. | 20 | 135
04.01. | 21 | 135
04.01. | 22 | 135
04.01. | 23 | 135
04.01. | 24 | 135
05.01. | 1 | 135
05.01. | 2 | 135
05.01. | 3 | 135
05.01. | 4 | 135
05.01. | 5 | 135
05.01. | 6 | 135
05.01. | 7 | 135
05.01. | 8 | 135
05.01. | 9 | 135
05.01. | 10 | 135
05.01. | 11 | 135
05.01. | 12 | 135
05.01. | 13 | 135
05.01. | 14 | 135
05.01. | 15 | 135
05.01. | 16 | 135
05.01. | 17 | 135
05.01. | 18 | 135
05.01. | 19 | 135
05.01. | 20 | 135
05.01. | 21 | 135
05.01. | 22 | 135
05.01. | 23 | 135
05.01. | 24 | 135
06.01. | 1 | 135
06.01. | 2 | 135
06.01. | 3 | 135
06.01. | 4 | 135
06.01. | 5 | 135
06.01. | 6 | 135
06.01. | 7 | 135
06.01. | 8 | 135
06.01. | 9 | 135
06.01. | 10 | 135
06.01. | 11 | 135
06.01. | 12 | 135
06.01. | 13 | 135
06.01. | 14 | 135
06.01. | 15 | 135
06.01. | 16 | 135
06.01. | 17 | 135
06.01. | 18 | 135
06.01. | 19 | 135
06.01. | 20 | 135
06.01. | 21 | 135
06.01. | 22 | 135
06.01. | 23 | 135
06.01. | 24 | 135
07.01. | 1 | 135
07.01. | 2 | 135
07.01. | 3 | 135
07.01. | 4 | 135
07.01. | 5 | 135
07.01. | 6 | 135
07.01. | 7 | 135
07.01. | 8 | 135
07.01. | 9 | 135
07.01. | 10 | 135
07.01. | 11 | 135
07.01. | 12 | 135
07.01. | 13 | 135
07.01. | 14 | 135
07.01. | 15 | 135
07.01. | 16 | 135
07.01. | 17 | 135
07.01. | 18 | 135
07.01. | 19 | 135
07.01. | 20 | 135
07.01. | 21 | 135
07.01. | 22 | 135
07.01. | 23 | 135
07.01. | 24 | 135
08.01. | 1 | 135
08.01. | 2 | 135
08.01. | 3 | 135
08.01. | 4 | 135
08.01. | 5 | 135
08.01. | 6 | 135
08.01. | 7 | 135
08.01. | 8 | 135
08.01. | 9 | 135
08.01. | 10 | 135
08.01. | 11 | 135
08.01. | 12 | 135
08.01. | 13 | 135
08.01. | 14 | 135
08.01. | 15 | 135
08.01. | 16 | 135
08.01. | 17 | 135
08.01. | 18 | 135
08.01. | 19 | 135
08.01. | 20 | 135
08.01. | 21 | 135
08.01. | 22 | 135
08.01. | 23 | 135
08.01. | 24 | 135
09.01. | 1 | 135
09.01. | 2 | 135
09.01. | 3 | 135
09.01. | 4 | 135
09.01. | 5 | 135
09.01. | 6 | 135
09.01. | 7 | 135
09.01. | 8 | 135
09.01. | 9 | 135
09.01. | 10 | 135
09.01. | 11 | 135
09.01. | 12 | 135
09.01. | 13 | 135
09.01. | 14 | 135
09.01. | 15 | 135
09.01. | 16 | 135
09.01. | 17 | 135
09.01. | 18 | 135
09.01. | 19 | 135
09.01. | 20 | 135
09.01. | 21 | 135
09.01. | 22 | 135
09.01. | 23 | 135
09.01. | 24 | 135
10.01. | 1 | 135
10.01. | 2 | 135
10.01. | 3 | 135
10.01. | 4 | 135
10.01. | 5 | 135
10.01. | 6 | 135
10.01. | 7 | 135
10.01. | 8 | 135
10.01. | 9 | 135
10.01. | 10 | 135
10.01. | 11 | 135
10.01. | 12 | 135
10.01. | 13 | 135
10.01. | 14 | 135
10.01. | 15 | 135
10.01. | 16 | 135
10.01. | 17 | 135
10.01. | 18 | 135
10.01. | 19 | 135
10.01. | 20 | 135
10.01. | 21 | 135
10.01. | 22 | 135
10.01. | 23 | 135
10.01. | 24 | 135
11.01. | 1 | 135
11.01. | 2 | 135
11.01. | 3 | 135
11.01. | 4 | 135
11.01. | 5 | 135
11.01. | 6 | 135
11.01. | 7 | 135
11.01. | 8 | 135
11.01. | 9 | 135
11.01. | 10 | 135
11.01. | 11 | 135
11.01. | 12 | 135
11.01. | 13 | 135
11.01. | 14 | 135
11.01. | 15 | 135
11.01. | 16 | 135
11.01. | 17 | 135
11.01. | 18 | 135
11.01. | 19 | 135
11.01. | 20 | 135
11.01. | 21 | 135
11.01. | 22 | 135
11.01. | 23 | 135
11.01. | 24 | 135
12.01. | 1 | 135
12.01. | 2 | 135
12.01. | 3 | 135
12.01. | 4 | 135
12.01. | 5 | 135
12.01. | 6 | 135
12.01. | 7 | 135
12.01. | 8 | 135
12.01. | 9 | 135
12.01. | 10 | 135
12.01. | 11 | 135
12.01. | 12 | 135
12.01. | 13 | 135
12.01. | 14 | 135
12.01. | 15 | 135
12.01. | 16 | 135
12.01. | 17 | 135
12.01. | 18 | 135
12.01. | 19 | 135
12.01. | 20 | 135
12.01. | 21 | 135
12.01. | 22 | 135
12.01. | 23 | 135
12.01. | 24 | 135
13.01. | 1 | 135
13.01. | 2 | 135
13.01. | 3 | 135
13.01. | 4 | 135
13.01. | 5 | 135
13.01. | 6 | 135
13.01. | 7 | 135
13.01. | 8 | 135
13.01. | 9 | 135
13.01. | 10 | 135
13.01. | 11 | 135
13.01. | 12 | 135
13.01. | 13 | 135
13.01. | 14 | 135
13.01. | 15 | 135
13.01. | 16 | 135
13.01. | 17 | 135
13.01. | 18 | 135
13.01. | 19 | 135
13.01. | 20 | 135
13.01. | 21 | 135
13.01. | 22 | 135
13.01. | 23 | 135
13.01. | 24 | 135
14.01. | 1 | 135
14.01. | 2 | 135
14.01. | 3 | 135
14.01. | 4 | 135
14.01. | 5 | 135
14.01. | 6 | 135
14.01. | 7 | 135
14.01. | 8 | 135
14.01. | 9 | 135
14.01. | 10 | 135
14.01. | 11 | 135
14.01. | 12 | 135
14.01. | 13 | 135
14.01. | 14 | 135
14.01. | 15 | 135
14.01. | 16 | 135
14.01. | 17 | 135
14.01. | 18 | 135
14.01. | 19 | 135
14.01. | 20 | 135
14.01. | 21 | 135
14.01. | 22 | 135
14.01. | 23 | 135
14.01. | 24 | 135
15.01. | 1 | 135
15.01. | 2 | 135
15.01. | 3 | 135
15.01. | 4 | 135
15.01. | 5 | 135
15.01. | 6 | 135
15.01. | 7 | 135
15.01. | 8 | 135
15.01. | 9 | 135
15.01. | 10 | 135
15.01. | 11 | 135
15.01. | 12 | 135
15.01. | 13 | 135
15.01. | 14 | 135
15.01. | 15 | 135
15.01. | 16 | 135
15.01. | 17 | 135
15.01. | 18 | 135
15.01. | 19 | 135
15.01. | 20 | 135
15.01. | 21 | 135
15.01. | 22 | 135
15.01. | 23 | 135
15.01. | 24 | 135
16.01. | 1 | 135
16.01. | 2 | 135
16.01. | 3 | 135
16.01. | 4 | 135
16.01. | 5 | 135
16.01. | 6 | 135
16.01. | 7 | 135
16.01. | 8 | 135
16.01. | 9 | 135
16.01. | 10 | 135
16.01. | 11 | 135
16.01. | 12 | 135
16.01. | 13 | 135
16.01. | 14 | 135
16.01. | 15 | 135
16.01. | 16 | 135
16.01. | 17 | 135
16.01. | 18 | 135
16.01. | 19 | 135
16.01. | 20 | 135
16.01. | 21 | 135
16.01. | 22 | 135
16.01. | 23 | 135
16.01. | 24 | 135
17.01. | 1 | 135
17.01. | 2 | 135
17.01. | 3 | 135
17.01. | 4 | 135
17.01. | 5 | 135
17.01. | 6 | 135
17.01. | 7 | 135
17.01. | 8 | 135
17.01. | 9 | 135
17.01. | 10 | 135
17.01. | 11 | 135
17.01. | 12 | 135
17.01. | 13 | 135
17.01. | 14 | 135
17.01. | 15 | 135
17.01. | 16 | 135
17.01. | 17 | 135
17.01. | 18 | 135
17.01. | 19 | 135
17.01. | 20 | 135
17.01. | 21 | 135
17.01. | 22 | 135
17.01. | 23 | 135
17.01. | 24 | 135
18.01. | 1 | 135
18.01. | 2 | 135
18.01. | 3 | 135
18.01. | 4 | 135
18.01. | 5 | 135
18.01. | 6 | 135
18.01. | 7 | 135
18.01. | 8 | 135
18.01. | 9 | 135
18.01. | 10 | 135
18.01. | 11 | 135
18.01. | 12 | 135
18.01. | 13 | 135
18.01. | 14 | 135
18.01. | 15 | 135
18.01. | 16 | 135
18.01. | 17 | 135
18.01. | 18 | 135
18.01. | 19 | 135
18.01. | 20 | 135
18.01. | 21 | 135
18.01. | 22 | 135
18.01. | 23 | 135
18.01. | 24 | 135
19.01. | 1 | 135
19.01. | 2 | 135
19.01. | 3 | 135
19.01. | 4 | 135
19.01. | 5 | 135
19.01. | 6 | 135
19.01. | 7 | 135
19.01. | 8 | 135
19.01. | 9 | 135
19.01. | 10 | 135
19.01. | 11 | 135
19.01. | 12 | 135
19.01. | 13 | 135
19.01. | 14 | 135
19.01. | 15 | 135
19.01. | 16 | 135
19.01. | 17 | 135
19.01. | 18 | 135
19.01. | 19 | 135
19.01. | 20 | 135
19.01. | 21 | 135
19.01. | 22 | 135
19.01. | 23 | 135
19.01. | 24 | 135
20.01. | 1 | 135
20.01. | 2 | 135
20.01. | 3 | 135
20.01. | 4 | 135
20.01. | 5 | 135
20.01. | 6 | 135
20.01. | 7 | 135
20.01. | 8 | 135
20.01. | 9 | 135
20.01. | 10 | 135
20.01. | 11 | 135
20.01. | 12 | 135
20.01. | 13 | 135
20.01. | 14 | 135
20.01. | 15 | 135
20.01. | 16 | 135
20.01. | 17 | 135
20.01. | 18 | 135
20.01. | 19 | 135
20.01. | 20 | 135
20.01. | 21 | 135
20.01. | 22 | 135
20.01. | 23 | 135
20.01. | 24 | 135
21.01. | 1 | 135
21.01. | 2 | 135
21.01. | 3 | 135
21.01. | 4 | 135
21.01. | 5 | 135
21.01. | 6 | 135
21.01. | 7 | 135
21.01. | 8 | 135
21.01. | 9 | 135
21.01. | 10 | 135
21.01. | 11 | 135
21.01. | 12 | 135
21.01. | 13 | 135
21.01. | 14 | 135
21.01. | 15 | 135
21.01. | 16 | 135
21.01. | 17 | 135
21.01. | 18 | 135
21.01. | 19 | 135
21.01. | 20 | 135
21.01. | 21 | 135
21.01. | 22 | 135
21.01. | 23 | 135
21.01. | 24 | 135
22.01. | 1 | 135
22.01. | 2 | 135
22.01. | 3 | 135
22.01. | 4 | 135
22.01. | 5 | 135
22.01. | 6 | 135
22.01. | 7 | 135
22.01. | 8 | 135
22.01. | 9 | 135
22.01. | 10 | 135
22.01. | 11 | 135
22.01. | 12 | 135
22.01. | 13 | 135
22.01. | 14 | 135
22.01. | 15 | 135
22.01. | 16 | 135
22.01. | 17 | 135
22.01. | 18 | 135
22.01. | 19 | 135
22.01. | 20 | 135
22.01. | 21 | 135
22.01. | 22 | 135
22.01. | 23 | 135
22.01. | 24 | 135
23.01. | 1 | 135
23.01. | 2 | 135
23.01. | 3 | 135
23.01. | 4 | 135
23.01. | 5 | 135
23.01. | 6 | 135
23.01. | 7 | 135
23.01. | 8 | 135
23.01. | 9 | 135
23.01. | 10 | 135
23.01. | 11 | 135
23.01. | 12 | 135
23.01. | 13 | 135
23.01. | 14 | 135
23.01. | 15 | 135
23.01. | 16 | 135
23.01. | 17 | 135
23.01. | 18 | 135
23.01. | 19 | 135
23.01. | 20 | 135
23.01. | 21 | 135
23.01. | 22 | 135
23.01. | 23 | 135
23.01. | 24 | 135
24.01. | 1 | 135
24.01. | 2 | 135
24.01. | 3 | 135
24.01. | 4 | 135
24.01. | 5 | 135
24.01. | 6 | 135
24.01. | 7 | 135
24.01. | 8 | 135
24.01. | 9 | 135
24.01. | 10 | 135
24.01. | 11 | 135
24.01. | 12 | 135
24.01. | 13 | 135
24.01. | 14 | 135
24.01. | 15 | 135
24.01. | 16 | 135
24.01. | 17 | 135
24.01. | 18 | 135
24.01. | 19 | 135
24.01. | 20 | 135
24.01. | 21 | 135
24.01. | 22 | 135
24.01. | 23 | 135
24.01. | 24 | 135
25.01. | 1 | 135
25.01. | 2 | 135
25.01. | 3 | 135
25.01. | 4 | 135
25.01. | 5 | 135
25.01. | 6 | 135
25.01. | 7 | 135
25.01. | 8 | 135
25.01. | 9 | 135
25.01. | 10 | 135
25.01. | 11 | 135
25.01. | 12 | 135
25.01. | 13 | 135
25.01. | 14 | 135
25.01. | 15 | 135
25.01. | 16 | 135
25.01. | 17 | 135
25.01. | 18 | 135
25.01. | 19 | 135
25.01. | 20 | 135
25.01. | 21 | 135
25.01. | 22 | 135
25.01. | 23 | 135
25.01. | 24 | 135
26.01. | 1 | 135
26.01. | 2 | 135
26.01. | 3 | 135
26.01. | 4 | 135
26.01. | 5 | 135
26.01. | 6 | 135
26.01. | 7 | 135
26.01. | 8 | 135
26.01. | 9 | 135
26.01. | 10 | 135
26.01. | 11 | 135
26.01. | 12 | 135
26.01. | 13 | 135
26.01. | 14 | 135
26.01. | 15 | 135
26.01. | 16 | 135
26.01. | 17 | 135
26.01. | 18 | 135
26.01. | 19 | 135
26.01. | 20 | 135
26.01. | 21 | 135
26.01. | 22 | 135
26.01. | 23 | 135
26.01. | 24 | 135
27.01. | 1 | 135
27.01. | 2 | 135
27.01. | 3 | 135
27.01. | 4 | 135
27.01. | 5 | 135
27.01. | 6 | 135
27.01. | 7 | 135
27.01. | 8 | 135
27.01. | 9 | 135
27.01. | 10 | 135
27.01. | 11 | 135
27.01. | 12 | 135
27.01. | 13 | 135
27.01. | 14 | 135
27.01. | 15 | 135
27.01. | 16 | 135
27.01. | 17 | 135
27.01. | 18 | 135
27.01. | 19 | 135
27.01. | 20 | 135
27.01. | 21 | 135
27.01. | 22 | 135
27.01. | 23 | 135
27.01. | 24 | 135
28.01. | 1 | 135
28.01. | 2 | 135
28.01. | 3 | 135
28.01. | 4 | 135
28.01. | 5 | 135
28.01. | 6 | 135
28.01. | 7 | 135
28.01. | 8 | 135
28.01. | 9 | 135
28.01. | 10 | 135
28.01. | 11 | 135
28.01. | 12 | 135
28.01. | 13 | 135
28.01. | 14 | 135
28.01. | 15 | 135
28.01. | 16 | 135
28.01. | 17 | 135
28.01. | 18 | 135
28.01. | 19 | 135
28.01. | 20 | 135
28.01. | 21 | 135
28.01. | 22 | 135
28.01. | 23 | 135
28.01. | 24 | 135
29.01. | 1 | 135
29.01. | 2 | 135
29.01. | 3 | 135
29.01. | 4 | 135
29.01. | 5 | 135
29.01. | 6 | 135
29.01. | 7 | 135
29.01. | 8 | 135
29.01. | 9 | 135
29.01. | 10 | 135
29.01. | 11 | 135
29.01. | 12 | 135
29.01. | 13 | 135
29.01. | 14 | 135
29.01. | 15 | 135
29.01. | 16 | 135
29.01. | 17 | 135
29.01. | 18 | 135
29.01. | 19 | 135
29.01. | 20 | 135
29.01. | 21 | 135
29.01. | 22 | 135
29.01. | 23 | 135
29.01. | 24 | 135
30.01. | 1 | 135
30.01. | 2 | 135
30.01. | 3 | 135
30.01. | 4 | 135
30.01. | 5 | 135
30.01. | 6 | 135
30.01. | 7 | 135
30.01. | 8 | 135
30.01. | 9 | 135
30.01. | 10 | 135
30.01. | 11 | 135
30.01. | 12 | 135
30.01. | 13 | 135
30.01. | 14 | 135
30.01. | 15 | 135
30.01. | 16 | 135
30.01. | 17 | 135
30.01. | 18 | 135
30.01. | 19 | 135
30.01. | 20 | 135
30.01. | 21 | 135
30.01. | 22 | 135
30.01. | 23 | 135
30.01. | 24 | 135
31.01. | 1 | 135
31.01. | 2 | 135
31.01. | 3 | 135
31.01. | 4 | 135
31.01. | 5 | 135
31.01. | 6 | 135
31.01. | 7 | 135
31.01. | 8 | 135
31.01. | 9 | 135
31.01. | 10 | 135
31.01. | 11 | 135
31.01. | 12 | 135
31.01. | 13 | 135
31.01. | 14 | 135
31.01. | 15 | 135
31.01. | 16 | 135
31.01. | 17 | 135
31.01. | 18 | 135
31.01. | 19 | 135
31.01. | 20 | 135
31.01. | 21 | 135
31.01. | 22 | 135
31.01. | 23 | 135
31.01. | 24 | 135
01.02. | 1 | 135
01.02. | 2 | 135
01.02. | 3 | 135
01.02. | 4 | 135
01.02. | 5 | 135
01.02. | 6 | 135
01.02. | 7 | 135
01.02. | 8 | 135
01.02. | 9 | 135
01.02. | 10 | 135
01.02. | 11 | 135
01.02. | 12 | 135
01.02. | 13 | 135
01.02. | 14 | 135
01.02. | 15 | 135
01.02. | 16 | 135
01.02. | 17 | 135
01.02. | 18 | 135
01.02. | 19 | 135
01.02. | 20 | 135
01.02. | 21 | 135
01.02. | 22 | 135
01.02. | 23 | 135
01.02. | 24 | 135
02.02. | 1 | 135
02.02. | 2 | 135
02.02. | 3 | 135
02.02. | 4 | 135
02.02. | 5 | 135
02.02. | 6 | 135
02.02. | 7 | 135
02.02. | 8 | 135
02.02. | 9 | 135
02.02. | 10 | 135
02.02. | 11 | 135
02.02. | 12 | 135
02.02. | 13 | 135
02.02. | 14 | 135
02.02. | 15 | 135
02.02. | 16 | 135
02.02. | 17 | 135
02.02. | 18 | 135
02.02. | 19 | 135
02.02. | 20 | 135
02.02. | 21 | 135
02.02. | 22 | 135
02.02. | 23 | 135
02.02. | 24 | 135
03.02. | 1 | 135
03.02. | 2 | 135
03.02. | 3 | 135
03.02. | 4 | 135
03.02. | 5 | 135
03.02. | 6 | 135
03.02. | 7 | 135
03.02. | 8 | 135
03.02. | 9 | 135
03.02. | 10 | 135
03.02. | 11 | 135
03.02. | 12 | 135
03.02. | 13 | 135
03.02. | 14 | 135
03.02. | 15 | 135
03.02. | 16 | 135
03.02. | 17 | 135
03.02. | 18 | 135
03.02. | 19 | 135
03.02. | 20 | 135
03.02. | 21 | 135
03.02. | 22 | 135
03.02. | 23 | 135
03.02. | 24 | 135
04.02. | 1 | 135
04.02. | 2 | 135
04.02. | 3 | 135
04.02. | 4 | 135
04.02. | 5 | 135
04.02. | 6 | 135
04.02. | 7 | 135
04.02. | 8 | 135
04.02. | 9 | 135
04.02. | 10 | 135
04.02. | 11 | 135
04.02. | 12 | 135
04.02. | 13 | 135
04.02. | 14 | 135
04.02. | 15 | 135
04.02. | 16 | 135
04.02. | 17 | 135
04.02. | 18 | 135
04.02. | 19 | 135
04.02. | 20 | 135
04.02. | 21 | 135
04.02. | 22 | 135
04.02. | 23 | 135
04.02. | 24 | 135
05.02. | 1 | 135
05.02. | 2 | 135
05.02. | 3 | 135
05.02. | 4 | 135
05.02. | 5 | 135
05.02. | 6 | 135
05.02. | 7 | 135
05.02. | 8 | 135
05.02. | 9 | 135
05.02. | 10 | 135
05.02. | 11 | 135
05.02. | 12 | 135
05.02. | 13 | 135
05.02. | 14 | 135
05.02. | 15 | 135
05.02. | 16 | 135
05.02. | 17 | 135
05.02. | 18 | 135
05.02. | 19 | 135
05.02. | 20 | 135
05.02. | 21 | 135
05.02. | 22 | 135
05.02. | 23 | 135
05.02. | 24 | 135
06.02. | 1 | 135
06.02. | 2 | 135
06.02. | 3 | 135
06.02. | 4 | 135
06.02. | 5 | 135
06.02. | 6 | 135
06.02. | 7 | 135
06.02. | 8 | 135
06.02. | 9 | 135
06.02. | 10 | 135
06.02. | 11 | 135
06.02. | 12 | 135
06.02. | 13 | 135
06.02. | 14 | 135
06.02. | 15 | 135
06.02. | 16 | 135
06.02. | 17 | 135
06.02. | 18 | 135
06.02. | 19 | 135
06.02. | 20 | 135
06.02. | 21 | 135
06.02. | 22 | 135
06.02. | 23 | 135
06.02. | 24 | 135
07.02. | 1 | 135
07.02. | 2 | 135
07.02. | 3 | 135
07.02. | 4 | 135
07.02. | 5 | 135
07.02. | 6 | 135
07.02. | 7 | 135
07.02. | 8 | 135
07.02. | 9 | 135
07.02. | 10 | 135
07.02. | 11 | 135
07.02. | 12 | 135
07.02. | 13 | 135
07.02. | 14 | 135
07.02. | 15 | 135
07.02. | 16 | 135
07.02. | 17 | 135
07.02. | 18 | 135
07.02. | 19 | 135
07.02. | 20 | 135
07.02. | 21 | 135
07.02. | 22 | 135
07.02. | 23 | 135
07.02. | 24 | 135
08.02. | 1 | 135
08.02. | 2 | 135
08.02. | 3 | 135
08.02. | 4 | 135
08.02. | 5 | 135
08.02. | 6 | 135
08.02. | 7 | 135
08.02. | 8 | 135
08.02. | 9 | 135
08.02. | 10 | 135
08.02. | 11 | 135
08.02. | 12 | 135
08.02. | 13 | 135
08.02. | 14 | 135
08.02. | 15 | 135
08.02. | 16 | 135
08.02. | 17 | 135
08.02. | 18 | 135
08.02. | 19 | 135
08.02. | 20 | 135
08.02. | 21 | 135
08.02. | 22 | 135
08.02. | 23 | 135
08.02. | 24 | 135
09.02. | 1 | 135
09.02. | 2 | 135
09.02. | 3 | 135
09.02. | 4 | 135
09.02. | 5 | 135
09.02. | 6 | 135
09.02. | 7 | 135
09.02. | 8 | 135
09.02. | 9 | 135
09.02. | 10 | 135
09.02. | 11 | 135
09.02. | 12 | 135
09.02. | 13 | 135
09.02. | 14 | 135
09.02. | 15 | 135
09.02. | 16 | 135
09.02. | 17 | 135
09.02. | 18 | 135
09.02. | 19 | 135
09.02. | 20 | 135
09.02. | 21 | 135
09.02. | 22 | 135
09.02. | 23 | 135
09.02. | 24 | 135
10.02. | 1 | 135
10.02. | 2 | 135
10.02. | 3 | 135
10.02. | 4 | 135
10.02. | 5 | 135
10.02. | 6 | 135
10.02. | 7 | 135
10.02. | 8 | 135
10.02. | 9 | 135
10.02. | 10 | 135
10.02. | 11 | 135
10.02. | 12 | 135
10.02. | 13 | 135
10.02. | 14 | 135
10.02. | 15 | 135
10.02. | 16 | 135
10.02. | 17 | 135
10.02. | 18 | 135
10.02. | 19 | 135
10.02. | 20 | 135
10.02. | 21 | 135
10.02. | 22 | 135
10.02. | 23 | 135
10.02. | 24 | 135
11.02. | 1 | 135
11.02. | 2 | 135
11.02. | 3 | 135
11.02. | 4 | 135
11.02. | 5 | 135
11.02. | 6 | 135
11.02. | 7 | 135
11.02. | 8 | 135
11.02. | 9 | 135
11.02. | 10 | 135
11.02. | 11 | 135
11.02. | 12 | 135
11.02. | 13 | 135
11.02. | 14 | 135
11.02. | 15 | 135
11.02. | 16 | 135
11.02. | 17 | 135
11.02. | 18 | 135
11.02. | 19 | 135
11.02. | 20 | 135
11.02. | 21 | 135
11.02. | 22 | 135
11.02. | 23 | 135
11.02. | 24 | 135
12.02. | 1 | 135
12.02. | 2 | 135
12.02. | 3 | 135
12.02. | 4 | 135
12.02. | 5 | 135
12.02. | 6 | 135
12.02. | 7 | 135
12.02. | 8 | 135
12.02. | 9 | 135
12.02. | 10 | 135
12.02. | 11 | 135
12.02. | 12 | 135
12.02. | 13 | 135
12.02. | 14 | 135
12.02. | 15 | 135
12.02. | 16 | 135
12.02. | 17 | 135
12.02. | 18 | 135
12.02. | 19 | 135
12.02. | 20 | 135
12.02. | 21 | 135
12.02. | 22 | 135
12.02. | 23 | 135
12.02. | 24 | 135
13.02. | 1 | 135
13.02. | 2 | 135
13.02. | 3 | 135
13.02. | 4 | 135
13.02. | 5 | 135
13.02. | 6 | 135
13.02. | 7 | 135
13.02. | 8 | 135
13.02. | 9 | 135
13.02. | 10 | 135
13.02. | 11 | 135
13.02. | 12 | 135
13.02. | 13 | 135
13.02. | 14 | 135
13.02. | 15 | 135
13.02. | 16 | 135
13.02. | 17 | 135
13.02. | 18 | 135
13.02. | 19 | 135
13.02. | 20 | 135
13.02. | 21 | 135
13.02. | 22 | 135
13.02. | 23 | 135
13.02. | 24 | 135
14.02. | 1 | 135
14.02. | 2 | 135
14.02. | 3 | 135
14.02. | 4 | 135
14.02. | 5 | 135
14.02. | 6 | 135
14.02. | 7 | 135
14.02. | 8 | 135
14.02. | 9 | 135
14.02. | 10 | 135
14.02. | 11 | 135
14.02. | 12 | 135
14.02. | 13 | 135
14.02. | 14 | 135
14.02. | 15 | 135
14.02. | 16 | 135
14.02. | 17 | 135
14.02. | 18 | 135
14.02. | 19 | 135
14.02. | 20 | 135
14.02. | 21 | 135
14.02. | 22 | 135
14.02. | 23 | 135
14.02. | 24 | 135
15.02. | 1 | 135
15.02. | 2 | 135
15.02. | 3 | 135
15.02. | 4 | 135
15.02. | 5 | 135
15.02. | 6 | 135
15.02. | 7 | 135
15.02. | 8 | 135
15.02. | 9 | 135
15.02. | 10 | 135
15.02. | 11 | 135
15.02. | 12 | 135
15.02. | 13 | 135
15.02. | 14 | 135
15.02. | 15 | 135
15.02. | 16 | 135
15.02. | 17 | 135
15.02. | 18 | 135
15.02. | 19 | 135
15.02. | 20 | 135
15.02. | 21 | 135
15.02. | 22 | 135
15.02. | 23 | 135
15.02. | 24 | 135
16.02. | 1 | 135
16.02. | 2 | 135
16.02. | 3 | 135
16.02. | 4 | 135
16.02. | 5 | 135
16.02. | 6 | 135
16.02. | 7 | 135
16.02. | 8 | 135
16.02. | 9 | 135
16.02. | 10 | 135
16.02. | 11 | 135
16.02. | 12 | 135
16.02. | 13 | 135
16.02. | 14 | 135
16.02. | 15 | 135
16.02. | 16 | 135
16.02. | 17 | 135
16.02. | 18 | 135
16.02. | 19 | 135
16.02. | 20 | 135
16.02. | 21 | 135
16.02. | 22 | 135
16.02. | 23 | 135
16.02. | 24 | 135
17.02. | 1 | 135
17.02. | 2 | 135
17.02. | 3 | 135
17.02. | 4 | 135
17.02. | 5 | 135
17.02. | 6 | 135
17.02. | 7 | 135
17.02. | 8 | 135
17.02. | 9 | 135
17.02. | 10 | 135
17.02. | 11 | 135
17.02. | 12 | 135
17.02. | 13 | 135
17.02. | 14 | 135
17.02. | 15 | 135
17.02. | 16 | 135
17.02. | 17 | 135
17.02. | 18 | 135
17.02. | 19 | 135
17.02. | 20 | 135
17.02. | 21 | 135
17.02. | 22 | 135
17.02. | 23 | 135
17.02. | 24 | 135
18.02. | 1 | 135
18.02. | 2 | 135
18.02. | 3 | 135
18.02. | 4 | 135
18.02. | 5 | 135
18.02. | 6 | 135
18.02. | 7 | 135
18.02. | 8 | 135
18.02. | 9 | 135
18.02. | 10 | 135
18.02. | 11 | 135
18.02. | 12 | 135
18.02. | 13 | 135
18.02. | 14 | 135
18.02. | 15 | 135
18.02. | 16 | 135
18.02. | 17 | 135
18.02. | 18 | 135
18.02. | 19 | 135
18.02. | 20 | 135
18.02. | 21 | 135
18.02. | 22 | 135
18.02. | 23 | 135
18.02. | 24 | 135
19.02. | 1 | 135
19.02. | 2 | 135
19.02. | 3 | 135
19.02. | 4 | 135
19.02. | 5 | 135
19.02. | 6 | 135
19.02. | 7 | 135
19.02. | 8 | 135
19.02. | 9 | 135
19.02. | 10 | 135
19.02. | 11 | 135
19.02. | 12 | 135
19.02. | 13 | 135
19.02. | 14 | 135
19.02. | 15 | 135
19.02. | 16 | 135
19.02. | 17 | 135
19.02. | 18 | 135
19.02. | 19 | 135
19.02. | 20 | 135
19.02. | 21 | 135
19.02. | 22 | 135
19.02. | 23 | 135
19.02. | 24 | 135
20.02. | 1 | 135
20.02. | 2 | 135
20.02. | 3 | 135
20.02. | 4 | 135
20.02. | 5 | 135
20.02. | 6 | 135
20.02. | 7 | 135
20.02. | 8 | 135
20.02. | 9 | 135
20.02. | 10 | 135
20.02. | 11 | 135
20.02. | 12 | 135
20.02. | 13 | 135
20.02. | 14 | 135
20.02. | 15 | 135
20.02. | 16 | 135
20.02. | 17 | 135
20.02. | 18 | 135
20.02. | 19 | 135
20.02. | 20 | 135
20.02. | 21 | 135
20.02. | 22 | 135
20.02. | 23 | 135
20.02. | 24 | 135
21.02. | 1 | 135
21.02. | 2 | 135
21.02. | 3 | 135
21.02. | 4 | 135
21.02. | 5 | 135
21.02. | 6 | 135
21.02. | 7 | 135
21.02. | 8 | 135
21.02. | 9 | 135
21.02. | 10 | 135
21.02. | 11 | 135
21.02. | 12 | 135
21.02. | 13 | 135
21.02. | 14 | 135
21.02. | 15 | 135
21.02. | 16 | 135
21.02. | 17 | 135
21.02. | 18 | 135
21.02. | 19 | 135
21.02. | 20 | 135
21.02. | 21 | 135
21.02. | 22 | 135
21.02. | 23 | 135
21.02. | 24 | 135
22.02. | 1 | 135
22.02. | 2 | 135
22.02. | 3 | 135
22.02. | 4 | 135
22.02. | 5 | 135
22.02. | 6 | 135
22.02. | 7 | 135
22.02. | 8 | 135
22.02. | 9 | 135
22.02. | 10 | 135
22.02. | 11 | 135
22.02. | 12 | 135
22.02. | 13 | 135
22.02. | 14 | 135
22.02. | 15 | 135
22.02. | 16 | 135
22.02. | 17 | 135
22.02. | 18 | 135
22.02. | 19 | 135
22.02. | 20 | 135
22.02. | 21 | 135
22.02. | 22 | 135
22.02. | 23 | 135
22.02. | 24 | 135
23.02. | 1 | 135
23.02. | 2 | 135
23.02. | 3 | 135
23.02. | 4 | 135
23.02. | 5 | 135
23.02. | 6 | 135
23.02. | 7 | 135
23.02. | 8 | 135
23.02. | 9 | 135
23.02. | 10 | 135
23.02. | 11 | 135
23.02. | 12 | 135
23.02. | 13 | 135
23.02. | 14 | 135
23.02. | 15 | 135
23.02. | 16 | 135
23.02. | 17 | 135
23.02. | 18 | 135
23.02. | 19 | 135
23.02. | 20 | 135
23.02. | 21 | 135
23.02. | 22 | 135
23.02. | 23 | 135
23.02. | 24 | 135
24.02. | 1 | 135
24.02. | 2 | 135
24.02. | 3 | 135
24.02. | 4 | 135
24.02. | 5 | 135
24.02. | 6 | 135
24.02. | 7 | 135
24.02. | 8 | 135
24.02. | 9 | 135
24.02. | 10 | 135
24.02. | 11 | 135
24.02. | 12 | 135
24.02. | 13 | 135
24.02. | 14 | 135
24.02. | 15 | 135
24.02. | 16 | 135
24.02. | 17 | 135
24.02. | 18 | 135
24.02. | 19 | 135
24.02. | 20 | 135
24.02. | 21 | 135
24.02. | 22 | 135
24.02. | 23 | 135
24.02. | 24 | 135
25.02. | 1 | 135
25.02. | 2 | 135
25.02. | 3 | 135
25.02. | 4 | 135
25.02. | 5 | 135
25.02. | 6 | 135
25.02. | 7 | 135
25.02. | 8 | 135
25.02. | 9 | 135
25.02. | 10 | 135
25.02. | 11 | 135
25.02. | 12 | 135
25.02. | 13 | 135
25.02. | 14 | 135
25.02. | 15 | 135
25.02. | 16 | 135
25.02. | 17 | 135
25.02. | 18 | 135
25.02. | 19 | 135
25.02. | 20 | 135
25.02. | 21 | 135
25.02. | 22 | 135
25.02. | 23 | 135
25.02. | 24 | 135
26.02. | 1 | 135
26.02. | 2 | 135
26.02. | 3 | 135
26.02. | 4 | 135
26.02. | 5 | 135
26.02. | 6 | 135
26.02. | 7 | 135
26.02. | 8 | 135
26.02. | 9 | 135
26.02. | 10 | 135
26.02. | 11 | 135
26.02. | 12 | 135
26.02. | 13 | 135
26.02. | 14 | 135
26.02. | 15 | 135
26.02. | 16 | 135
26.02. | 17 | 135
26.02. | 18 | 135
26.02. | 19 | 135
26.02. | 20 | 135
26.02. | 21 | 135
26.02. | 22 | 135
26.02. | 23 | 135
26.02. | 24 | 135
27.02. | 1 | 135
27.02. | 2 | 135
27.02. | 3 | 135
27.02. | 4 | 135
27.02. | 5 | 135
27.02. | 6 | 135
27.02. | 7 | 135
27.02. | 8 | 135
27.02. | 9 | 135
27.02. | 10 | 135
27.02. | 11 | 135
27.02. | 12 | 135
27.02. | 13 | 135
27.02. | 14 | 135
27.02. | 15 | 135
27.02. | 16 | 135
27.02. | 17 | 135
27.02. | 18 | 135
27.02. | 19 | 135
27.02. | 20 | 135
27.02. | 21 | 135
27.02. | 22 | 135
27.02. | 23 | 135
27.02. | 24 | 135
28.02. | 1 | 135
28.02. | 2 | 135
28.02. | 3 | 135
28.02. | 4 | 135
28.02. | 5 | 135
28.02. | 6 | 135
28.02. | 7 | 135
28.02. | 8 | 135
28.02. | 9 | 135
28.02. | 10 | 135
28.02. | 11 | 135
28.02. | 12 | 135
28.02. | 13 | 135
28.02. | 14 | 135
28.02. | 15 | 135
28.02. | 16 | 135
28.02. | 17 | 135
28.02. | 18 | 135
28.02. | 19 | 135
28.02. | 20 | 135
28.02. | 21 | 135
28.02. | 22 | 135
28.02. | 23 | 135
28.02. | 24 | 135
01.03. | 1 | 135
01.03. | 2 | 135
01.03. | 3 | 135
01.03. | 4 | 135
01.03. | 5 | 135
01.03. | 6 | 135
01.03. | 7 | 135
01.03. | 8 | 135
01.03. | 9 | 135
01.03. | 10 | 135
01.03. | 11 | 135
01.03. | 12 | 135
01.03. | 13 | 135
01.03. | 14 | 135
01.03. | 15 | 135
01.03. | 16 | 135
01.03. | 17 | 135
01.03. | 18 | 135
01.03. | 19 | 135
01.03. | 20 | 135
01.03. | 21 | 135
01.03. | 22 | 135
01.03. | 23 | 135
01.03. | 24 | 135
02.03. | 1 | 135
02.03. | 2 | 135
02.03. | 3 | 135
02.03. | 4 | 135
02.03. | 5 | 135
02.03. | 6 | 135
02.03. | 7 | 135
02.03. | 8 | 135
02.03. | 9 | 135
02.03. | 10 | 135
02.03. | 11 | 135
02.03. | 12 | 135
02.03. | 13 | 135
02.03. | 14 | 135
02.03. | 15 | 135
02.03. | 16 | 135
02.03. | 17 | 135
02.03. | 18 | 135
02.03. | 19 | 135
02.03. | 20 | 135
02.03. | 21 | 135
02.03. | 22 | 135
02.03. | 23 | 135
02.03. | 24 | 135
03.03. | 1 | 135
03.03. | 2 | 135
03.03. | 3 | 135
03.03. | 4 | 135
03.03. | 5 | 135
03.03. | 6 | 135
03.03. | 7 | 135
03.03. | 8 | 135
03.03. | 9 | 135
03.03. | 10 | 135
03.03. | 11 | 135
03.03. | 12 | 135
03.03. | 13 | 135
03.03. | 14 | 135
03.03. | 15 | 135
03.03. | 16 | 135
03.03. | 17 | 135
03.03. | 18 | 135
03.03. | 19 | 135
03.03. | 20 | 135
03.03. | 21 | 135
03.03. | 22 | 135
03.03. | 23 | 135
03.03. | 24 | 135
04.03. | 1 | 135
04.03. | 2 | 135
04.03. | 3 | 135
04.03. | 4 | 135
04.03. | 5 | 135
04.03. | 6 | 135
04.03. | 7 | 135
04.03. | 8 | 135
04.03. | 9 | 135
04.03. | 10 | 135
04.03. | 11 | 135
04.03. | 12 | 135
04.03. | 13 | 135
04.03. | 14 | 135
04.03. | 15 | 135
04.03. | 16 | 135
04.03. | 17 | 135
04.03. | 18 | 135
04.03. | 19 | 135
04.03. | 20 | 135
04.03. | 21 | 135
04.03. | 22 | 135
04.03. | 23 | 135
04.03. | 24 | 135
05.03. | 1 | 135
05.03. | 2 | 135
05.03. | 3 | 135
05.03. | 4 | 135
05.03. | 5 | 135
05.03. | 6 | 135
05.03. | 7 | 135
05.03. | 8 | 135
05.03. | 9 | 135
05.03. | 10 | 135
05.03. | 11 | 135
05.03. | 12 | 135
05.03. | 13 | 135
05.03. | 14 | 135
05.03. | 15 | 135
05.03. | 16 | 135
05.03. | 17 | 135
05.03. | 18 | 135
05.03. | 19 | 135
05.03. | 20 | 135
05.03. | 21 | 135
05.03. | 22 | 135
05.03. | 23 | 135
05.03. | 24 | 135
06.03. | 1 | 135
06.03. | 2 | 135
06.03. | 3 | 135
06.03. | 4 | 135
06.03. | 5 | 135
06.03. | 6 | 135
06.03. | 7 | 135
06.03. | 8 | 135
06.03. | 9 | 135
06.03. | 10 | 135
06.03. | 11 | 135
06.03. | 12 | 135
06.03. | 13 | 135
06.03. | 14 | 135
06.03. | 15 | 135
06.03. | 16 | 135
06.03. | 17 | 135
06.03. | 18 | 135
06.03. | 19 | 135
06.03. | 20 | 135
06.03. | 21 | 135
06.03. | 22 | 135
06.03. | 23 | 135
06.03. | 24 | 135
07.03. | 1 | 135
07.03. | 2 | 135
07.03. | 3 | 135
07.03. | 4 | 135
07.03. | 5 | 135
07.03. | 6 | 135
07.03. | 7 | 135
07.03. | 8 | 135
07.03. | 9 | 135
07.03. | 10 | 135
07.03. | 11 | 135
07.03. | 12 | 135
07.03. | 13 | 135
07.03. | 14 | 135
07.03. | 15 | 135
07.03. | 16 | 135
07.03. | 17 | 135
07.03. | 18 | 135
07.03. | 19 | 135
07.03. | 20 | 135
07.03. | 21 | 135
07.03. | 22 | 135
07.03. | 23 | 135
07.03. | 24 | 135
08.03. | 1 | 135
08.03. | 2 | 135
08.03. | 3 | 135
08.03. | 4 | 135
08.03. | 5 | 135
08.03. | 6 | 135
08.03. | 7 | 135
08.03. | 8 | 135
08.03. | 9 | 135
08.03. | 10 | 135
08.03. | 11 | 135
08.03. | 12 | 135
08.03. | 13 | 135
08.03. | 14 | 135
08.03. | 15 | 135
08.03. | 16 | 135
08.03. | 17 | 135
08.03. | 18 | 135
08.03. | 19 | 135
08.03. | 20 | 135
08.03. | 21 | 135
08.03. | 22 | 135
08.03. | 23 | 135
08.03. | 24 | 135
09.03. | 1 | 135
09.03. | 2 | 135
09.03. | 3 | 135
09.03. | 4 | 135
09.03. | 5 | 135
09.03. | 6 | 135
09.03. | 7 | 135
09.03. | 8 | 135
09.03. | 9 | 135
09.03. | 10 | 135
09.03. | 11 | 135
09.03. | 12 | 135
09.03. | 13 | 135
09.03. | 14 | 135
09.03. | 15 | 135
09.03. | 16 | 135
09.03. | 17 | 135
09.03. | 18 | 135
09.03. | 19 | 135
09.03. | 20 | 135
09.03. | 21 | 135
09.03. | 22 | 135
09.03. | 23 | 135
09.03. | 24 | 135
10.03. | 1 | 135
10.03. | 2 | 135
10.03. | 3 | 135
10.03. | 4 | 135
10.03. | 5 | 135
10.03. | 6 | 135
10.03. | 7 | 135
10.03. | 8 | 135
10.03. | 9 | 135
10.03. | 10 | 135
10.03. | 11 | 135
10.03. | 12 | 135
10.03. | 13 | 135
10.03. | 14 | 135
10.03. | 15 | 135
10.03. | 16 | 135
10.03. | 17 | 135
10.03. | 18 | 135
10.03. | 19 | 135
10.03. | 20 | 135
10.03. | 21 | 135
10.03. | 22 | 135
10.03. | 23 | 135
10.03. | 24 | 135
11.03. | 1 | 135
11.03. | 2 | 135
11.03. | 3 | 135
11.03. | 4 | 135
11.03. | 5 | 135
11.03. | 6 | 135
11.03. | 7 | 135
11.03. | 8 | 135
11.03. | 9 | 135
11.03. | 10 | 135
11.03. | 11 | 135
11.03. | 12 | 135
11.03. | 13 | 135
11.03. | 14 | 135
11.03. | 15 | 135
11.03. | 16 | 135
11.03. | 17 | 135
11.03. | 18 | 135
11.03. | 19 | 135
11.03. | 20 | 135
11.03. | 21 | 135
11.03. | 22 | 135
11.03. | 23 | 135
11.03. | 24 | 135
12.03. | 1 | 135
12.03. | 2 | 135
12.03. | 3 | 135
12.03. | 4 | 135
12.03. | 5 | 135
12.03. | 6 | 135
12.03. | 7 | 135
12.03. | 8 | 135
12.03. | 9 | 135
12.03. | 10 | 135
12.03. | 11 | 135
12.03. | 12 | 135
12.03. | 13 | 135
12.03. | 14 | 135
12.03. | 15 | 135
12.03. | 16 | 135
12.03. | 17 | 135
12.03. | 18 | 135
12.03. | 19 | 135
12.03. | 20 | 135
12.03. | 21 | 135
12.03. | 22 | 135
12.03. | 23 | 135
12.03. | 24 | 135
13.03. | 1 | 135
13.03. | 2 | 135
13.03. | 3 | 135
13.03. | 4 | 135
13.03. | 5 | 135
13.03. | 6 | 135
13.03. | 7 | 135
13.03. | 8 | 135
13.03. | 9 | 135
13.03. | 10 | 135
13.03. | 11 | 135
13.03. | 12 | 135
13.03. | 13 | 135
13.03. | 14 | 135
13.03. | 15 | 135
13.03. | 16 | 135
13.03. | 17 | 135
13.03. | 18 | 135
13.03. | 19 | 135
13.03. | 20 | 135
13.03. | 21 | 135
13.03. | 22 | 135
13.03. | 23 | 135
13.03. | 24 | 135
14.03. | 1 | 135
14.03. | 2 | 135
14.03. | 3 | 135
14.03. | 4 | 135
14.03. | 5 | 135
14.03. | 6 | 135
14.03. | 7 | 135
14.03. | 8 | 135
14.03. | 9 | 135
14.03. | 10 | 135
14.03. | 11 | 135
14.03. | 12 | 135
14.03. | 13 | 135
14.03. | 14 | 135
14.03. | 15 | 135
14.03. | 16 | 135
14.03. | 17 | 135
14.03. | 18 | 135
14.03. | 19 | 135
14.03. | 20 | 135
14.03. | 21 | 135
14.03. | 22 | 135
14.03. | 23 | 135
14.03. | 24 | 135
15.03. | 1 | 135
15.03. | 2 | 135
15.03. | 3 | 135
15.03. | 4 | 135
15.03. | 5 | 135
15.03. | 6 | 135
15.03. | 7 | 135
15.03. | 8 | 135
15.03. | 9 | 135
15.03. | 10 | 135
15.03. | 11 | 135
15.03. | 12 | 135
15.03. | 13 | 135
15.03. | 14 | 135
15.03. | 15 | 135
15.03. | 16 | 135
15.03. | 17 | 135
15.03. | 18 | 135
15.03. | 19 | 135
15.03. | 20 | 135
15.03. | 21 | 135
15.03. | 22 | 135
15.03. | 23 | 135
15.03. | 24 | 135
16.03. | 1 | 135
16.03. | 2 | 135
16.03. | 3 | 135
16.03. | 4 | 135
16.03. | 5 | 135
16.03. | 6 | 135
16.03. | 7 | 135
16.03. | 8 | 135
16.03. | 9 | 135
16.03. | 10 | 135
16.03. | 11 | 135
16.03. | 12 | 135
16.03. | 13 | 135
16.03. | 14 | 135
16.03. | 15 | 135
16.03. | 16 | 135
16.03. | 17 | 135
16.03. | 18 | 135
16.03. | 19 | 135
16.03. | 20 | 135
16.03. | 21 | 135
16.03. | 22 | 135
16.03. | 23 | 135
16.03. | 24 | 135
17.03. | 1 | 135
17.03. | 2 | 135
17.03. | 3 | 135
17.03. | 4 | 135
17.03. | 5 | 135
17.03. | 6 | 135
17.03. | 7 | 135
17.03. | 8 | 135
17.03. | 9 | 135
17.03. | 10 | 135
17.03. | 11 | 135
17.03. | 12 | 135
17.03. | 13 | 135
17.03. | 14 | 135
17.03. | 15 | 135
17.03. | 16 | 135
17.03. | 17 | 135
17.03. | 18 | 135
17.03. | 19 | 135
17.03. | 20 | 135
17.03. | 21 | 135
17.03. | 22 | 135
17.03. | 23 | 135
17.03. | 24 | 135
18.03. | 1 | 135
18.03. | 2 | 135
18.03. | 3 | 135
18.03. | 4 | 135
18.03. | 5 | 135
18.03. | 6 | 135
18.03. | 7 | 135
18.03. | 8 | 135
18.03. | 9 | 135
18.03. | 10 | 135
18.03. | 11 | 135
18.03. | 12 | 135
18.03. | 13 | 135
18.03. | 14 | 135
18.03. | 15 | 135
18.03. | 16 | 135
18.03. | 17 | 135
18.03. | 18 | 135
18.03. | 19 | 135
18.03. | 20 | 135
18.03. | 21 | 135
18.03. | 22 | 135
18.03. | 23 | 135
18.03. | 24 | 135
19.03. | 1 | 135
19.03. | 2 | 135
19.03. | 3 | 135
19.03. | 4 | 135
19.03. | 5 | 135
19.03. | 6 | 135
19.03. | 7 | 135
19.03. | 8 | 135
19.03. | 9 | 135
19.03. | 10 | 135
19.03. | 11 | 135
19.03. | 12 | 135
19.03. | 13 | 135
19.03. | 14 | 135
19.03. | 15 | 135
19.03. | 16 | 135
19.03. | 17 | 135
19.03. | 18 | 135
19.03. | 19 | 135
19.03. | 20 | 135
19.03. | 21 | 135
19.03. | 22 | 135
19.03. | 23 | 135
19.03. | 24 | 135
20.03. | 1 | 135
20.03. | 2 | 135
20.03. | 3 | 135
20.03. | 4 | 135
20.03. | 5 | 135
20.03. | 6 | 135
20.03. | 7 | 135
20.03. | 8 | 135
20.03. | 9 | 135
20.03. | 10 | 135
20.03. | 11 | 135
20.03. | 12 | 135
20.03. | 13 | 135
20.03. | 14 | 135
20.03. | 15 | 135
20.03. | 16 | 135
20.03. | 17 | 135
20.03. | 18 | 135
20.03. | 19 | 135
20.03. | 20 | 135
20.03. | 21 | 135
20.03. | 22 | 135
20.03. | 23 | 135
20.03. | 24 | 135
21.03. | 1 | 135
21.03. | 2 | 135
21.03. | 3 | 135
21.03. | 4 | 135
21.03. | 5 | 135
21.03. | 6 | 135
21.03. | 7 | 135
21.03. | 8 | 135
21.03. | 9 | 135
21.03. | 10 | 135
21.03. | 11 | 135
21.03. | 12 | 135
21.03. | 13 | 135
21.03. | 14 | 135
21.03. | 15 | 135
21.03. | 16 | 135
21.03. | 17 | 135
21.03. | 18 | 135
21.03. | 19 | 135
21.03. | 20 | 135
21.03. | 21 | 135
21.03. | 22 | 135
21.03. | 23 | 135
21.03. | 24 | 135
22.03. | 1 | 135
22.03. | 2 | 135
22.03. | 3 | 135
22.03. | 4 | 135
22.03. | 5 | 135
22.03. | 6 | 135
22.03. | 7 | 135
22.03. | 8 | 135
22.03. | 9 | 135
22.03. | 10 | 135
22.03. | 11 | 135
22.03. | 12 | 135
22.03. | 13 | 135
22.03. | 14 | 135
22.03. | 15 | 135
22.03. | 16 | 135
22.03. | 17 | 135
22.03. | 18 | 135
22.03. | 19 | 135
22.03. | 20 | 135
22.03. | 21 | 135
22.03. | 22 | 135
22.03. | 23 | 135
22.03. | 24 | 135
23.03. | 1 | 135
23.03. | 2 | 135
23.03. | 3 | 135
23.03. | 4 | 135
23.03. | 5 | 135
23.03. | 6 | 135
23.03. | 7 | 135
23.03. | 8 | 135
23.03. | 9 | 135
23.03. | 10 | 135
23.03. | 11 | 135
23.03. | 12 | 135
23.03. | 13 | 135
23.03. | 14 | 135
23.03. | 15 | 135
23.03. | 16 | 135
23.03. | 17 | 135
23.03. | 18 | 135
23.03. | 19 | 135
23.03. | 20 | 135
23.03. | 21 | 135
23.03. | 22 | 135
23.03. | 23 | 135
23.03. | 24 | 135
24.03. | 1 | 135
24.03. | 2 | 135
24.03. | 3 | 135
24.03. | 4 | 135
24.03. | 5 | 135
24.03. | 6 | 135
24.03. | 7 | 135
24.03. | 8 | 135
24.03. | 9 | 135
24.03. | 10 | 135
24.03. | 11 | 135
24.03. | 12 | 135
24.03. | 13 | 135
24.03. | 14 | 135
24.03. | 15 | 135
24.03. | 16 | 135
24.03. | 17 | 135
24.03. | 18 | 135
24.03. | 19 | 135
24.03. | 20 | 135
24.03. | 21 | 135
24.03. | 22 | 135
24.03. | 23 | 135
24.03. | 24 | 135
25.03. | 1 | 135
25.03. | 2 | 135
25.03. | 3 | 135
25.03. | 4 | 135
25.03. | 5 | 135
25.03. | 6 | 135
25.03. | 7 | 135
25.03. | 8 | 135
25.03. | 9 | 135
25.03. | 10 | 135
25.03. | 11 | 135
25.03. | 12 | 135
25.03. | 13 | 135
25.03. | 14 | 135
25.03. | 15 | 135
25.03. | 16 | 135
25.03. | 17 | 135
25.03. | 18 | 135
25.03. | 19 | 135
25.03. | 20 | 135
25.03. | 21 | 135
25.03. | 22 | 135
25.03. | 23 | 135
25.03. | 24 | 135
26.03. | 1 | 135
26.03. | 2 | 135
26.03. | 3 | 135
26.03. | 4 | 135
26.03. | 5 | 135
26.03. | 6 | 135
26.03. | 7 | 135
26.03. | 8 | 135
26.03. | 9 | 135
26.03. | 10 | 135
26.03. | 11 | 135
26.03. | 12 | 135
26.03. | 13 | 135
26.03. | 14 | 135
26.03. | 15 | 135
26.03. | 16 | 135
26.03. | 17 | 135
26.03. | 18 | 135
26.03. | 19 | 135
26.03. | 20 | 135
26.03. | 21 | 135
26.03. | 22 | 135
26.03. | 23 | 135
26.03. | 24 | 135
27.03. | 1 | 135
27.03. | 2 | 135
27.03. | 3 | 135
27.03. | 4 | 135
27.03. | 5 | 135
27.03. | 6 | 135
27.03. | 7 | 135
27.03. | 8 | 135
27.03. | 9 | 135
27.03. | 10 | 135
27.03. | 11 | 135
27.03. | 12 | 135
27.03. | 13 | 135
27.03. | 14 | 135
27.03. | 15 | 135
27.03. | 16 | 135
27.03. | 17 | 135
27.03. | 18 | 135
27.03. | 19 | 135
27.03. | 20 | 135
27.03. | 21 | 135
27.03. | 22 | 135
27.03. | 23 | 135
27.03. | 24 | 135
28.03. | 1 | 135
28.03. | 2 | 135
28.03. | 3 | 135
28.03. | 4 | 135
28.03. | 5 | 135
28.03. | 6 | 135
28.03. | 7 | 135
28.03. | 8 | 135
28.03. | 9 | 135
28.03. | 10 | 135
28.03. | 11 | 135
28.03. | 12 | 135
28.03. | 13 | 135
28.03. | 14 | 135
28.03. | 15 | 135
28.03. | 16 | 135
28.03. | 17 | 135
28.03. | 18 | 135
28.03. | 19 | 135
28.03. | 20 | 135
28.03. | 21 | 135
28.03. | 22 | 135
28.03. | 23 | 135
28.03. | 24 | 135
29.03. | 1 | 135
29.03. | 2 | 135
29.03. | 3 | 135
29.03. | 4 | 135
29.03. | 5 | 135
29.03. | 6 | 135
29.03. | 7 | 135
29.03. | 8 | 135
29.03. | 9 | 135
29.03. | 10 | 135
29.03. | 11 | 135
29.03. | 12 | 135
29.03. | 13 | 135
29.03. | 14 | 135
29.03. | 15 | 135
29.03. | 16 | 135
29.03. | 17 | 135
29.03. | 18 | 135
29.03. | 19 | 135
29.03. | 20 | 135
29.03. | 21 | 135
29.03. | 22 | 135
29.03. | 23 | 135
29.03. | 24 | 135
30.03. | 1 | 135
30.03. | 2 | 135
30.03. | 3 | 135
30.03. | 4 | 135
30.03. | 5 | 135
30.03. | 6 | 135
30.03. | 7 | 135
30.03. | 8 | 135
30.03. | 9 | 135
30.03. | 10 | 135
30.03. | 11 | 135
30.03. | 12 | 135
30.03. | 13 | 135
30.03. | 14 | 135
30.03. | 15 | 135
30.03. | 16 | 135
30.03. | 17 | 135
30.03. | 18 | 135
30.03. | 19 | 135
30.03. | 20 | 135
30.03. | 21 | 135
30.03. | 22 | 135
30.03. | 23 | 135
30.03. | 24 | 135
31.03. | 1 | 135
31.03. | 2 | 135
31.03. | 3 | 135
31.03. | 4 | 135
31.03. | 5 | 135
31.03. | 6 | 135
31.03. | 7 | 135
31.03. | 8 | 135
31.03. | 9 | 135
31.03. | 10 | 135
31.03. | 11 | 135
31.03. | 12 | 135
31.03. | 13 | 135
31.03. | 14 | 135
31.03. | 15 | 135
31.03. | 16 | 135
31.03. | 17 | 135
31.03. | 18 | 135
31.03. | 19 | 135
31.03. | 20 | 135
31.03. | 21 | 135
31.03. | 22 | 135
31.03. | 23 | 135
31.03. | 24 | 135
01.04. | 1 | 135
01.04. | 2 | 135
01.04. | 3 | 135
01.04. | 4 | 135
01.04. | 5 | 135
01.04. | 6 | 135
01.04. | 7 | 135
01.04. | 8 | 135
01.04. | 9 | 135
01.04. | 10 | 135
01.04. | 11 | 135
01.04. | 12 | 135
01.04. | 13 | 135
01.04. | 14 | 135
01.04. | 15 | 135
01.04. | 16 | 135
01.04. | 17 | 135
01.04. | 18 | 135
01.04. | 19 | 135
01.04. | 20 | 135
01.04. | 21 | 135
01.04. | 22 | 135
01.04. | 23 | 135
01.04. | 24 | 135
02.04. | 1 | 135
02.04. | 2 | 135
02.04. | 3 | 135
02.04. | 4 | 135
02.04. | 5 | 135
02.04. | 6 | 135
02.04. | 7 | 135
02.04. | 8 | 135
02.04. | 9 | 135
02.04. | 10 | 135
02.04. | 11 | 135
02.04. | 12 | 135
02.04. | 13 | 135
02.04. | 14 | 135
02.04. | 15 | 135
02.04. | 16 | 135
02.04. | 17 | 135
02.04. | 18 | 135
02.04. | 19 | 135
02.04. | 20 | 135
02.04. | 21 | 135
02.04. | 22 | 135
02.04. | 23 | 135
02.04. | 24 | 135
03.04. | 1 | 135
03.04. | 2 | 135
03.04. | 3 | 135
03.04. | 4 | 135
03.04. | 5 | 135
03.04. | 6 | 135
03.04. | 7 | 135
03.04. | 8 | 135
03.04. | 9 | 135
03.04. | 10 | 135
03.04. | 11 | 135
03.04. | 12 | 135
03.04. | 13 | 135
03.04. | 14 | 135
03.04. | 15 | 135
03.04. | 16 | 135
03.04. | 17 | 135
03.04. | 18 | 135
03.04. | 19 | 135
03.04. | 20 | 135
03.04. | 21 | 135
03.04. | 22 | 135
03.04. | 23 | 135
03.04. | 24 | 135
04.04. | 1 | 135
04.04. | 2 | 135
04.04. | 3 | 135
04.04. | 4 | 135
04.04. | 5 | 135
04.04. | 6 | 135
04.04. | 7 | 135
04.04. | 8 | 135
04.04. | 9 | 135
04.04. | 10 | 135
04.04. | 11 | 135
04.04. | 12 | 135
04.04. | 13 | 135
04.04. | 14 | 135
04.04. | 15 | 135
04.04. | 16 | 135
04.04. | 17 | 135
04.04. | 18 | 135
04.04. | 19 | 135
04.04. | 20 | 135
04.04. | 21 | 135
04.04. | 22 | 135
04.04. | 23 | 135
04.04. | 24 | 135
05.04. | 1 | 135
05.04. | 2 | 135
05.04. | 3 | 135
05.04. | 4 | 135
05.04. | 5 | 135
05.04. | 6 | 135
05.04. | 7 | 135
05.04. | 8 | 135
05.04. | 9 | 135
05.04. | 10 | 135
05.04. | 11 | 135
05.04. | 12 | 135
05.04. | 13 | 135
05.04. | 14 | 135
05.04. | 15 | 135
05.04. | 16 | 135
05.04. | 17 | 135
05.04. | 18 | 135
05.04. | 19 | 135
05.04. | 20 | 135
05.04. | 21 | 135
05.04. | 22 | 135
05.04. | 23 | 135
05.04. | 24 | 135
06.04. | 1 | 135
06.04. | 2 | 135
06.04. | 3 | 135
06.04. | 4 | 135
06.04. | 5 | 135
06.04. | 6 | 135
06.04. | 7 | 135
06.04. | 8 | 135
06.04. | 9 | 135
06.04. | 10 | 135
06.04. | 11 | 135
06.04. | 12 | 135
06.04. | 13 | 135
06.04. | 14 | 135
06.04. | 15 | 135
06.04. | 16 | 135
06.04. | 17 | 135
06.04. | 18 | 135
06.04. | 19 | 135
06.04. | 20 | 135
06.04. | 21 | 135
06.04. | 22 | 135
06.04. | 23 | 135
06.04. | 24 | 135
07.04. | 1 | 135
07.04. | 2 | 135
07.04. | 3 | 135
07.04. | 4 | 135
07.04. | 5 | 135
07.04. | 6 | 135
07.04. | 7 | 135
07.04. | 8 | 135
07.04. | 9 | 135
07.04. | 10 | 135
07.04. | 11 | 135
07.04. | 12 | 135
07.04. | 13 | 135
07.04. | 14 | 135
07.04. | 15 | 135
07.04. | 16 | 135
07.04. | 17 | 135
07.04. | 18 | 135
07.04. | 19 | 135
07.04. | 20 | 135
07.04. | 21 | 135
07.04. | 22 | 135
07.04. | 23 | 135
07.04. | 24 | 135
08.04. | 1 | 135
08.04. | 2 | 135
08.04. | 3 | 135
08.04. | 4 | 135
08.04. | 5 | 135
08.04. | 6 | 135
08.04. | 7 | 135
08.04. | 8 | 135
08.04. | 9 | 135
08.04. | 10 | 135
08.04. | 11 | 135
08.04. | 12 | 135
08.04. | 13 | 135
08.04. | 14 | 135
08.04. | 15 | 135
08.04. | 16 | 135
08.04. | 17 | 135
08.04. | 18 | 135
08.04. | 19 | 135
08.04. | 20 | 135
08.04. | 21 | 135
08.04. | 22 | 135
08.04. | 23 | 135
08.04. | 24 | 135
09.04. | 1 | 135
09.04. | 2 | 135
09.04. | 3 | 135
09.04. | 4 | 135
09.04. | 5 | 135
09.04. | 6 | 135
09.04. | 7 | 135
09.04. | 8 | 135
09.04. | 9 | 135
09.04. | 10 | 135
09.04. | 11 | 135
09.04. | 12 | 135
09.04. | 13 | 135
09.04. | 14 | 135
09.04. | 15 | 135
09.04. | 16 | 135
09.04. | 17 | 135
09.04. | 18 | 135
09.04. | 19 | 135
09.04. | 20 | 135
09.04. | 21 | 135
09.04. | 22 | 135
09.04. | 23 | 135
09.04. | 24 | 135
10.04. | 1 | 135
10.04. | 2 | 135
10.04. | 3 | 135
10.04. | 4 | 135
10.04. | 5 | 135
10.04. | 6 | 135
10.04. | 7 | 135
10.04. | 8 | 135
10.04. | 9 | 135
10.04. | 10 | 135
10.04. | 11 | 135
10.04. | 12 | 135
10.04. | 13 | 135
10.04. | 14 | 135
10.04. | 15 | 135
10.04. | 16 | 135
10.04. | 17 | 135
10.04. | 18 | 135
10.04. | 19 | 135
10.04. | 20 | 135
10.04. | 21 | 135
10.04. | 22 | 135
10.04. | 23 | 135
10.04. | 24 | 135
11.04. | 1 | 135
11.04. | 2 | 135
11.04. | 3 | 135
11.04. | 4 | 135
11.04. | 5 | 135
11.04. | 6 | 135
11.04. | 7 | 135
11.04. | 8 | 135
11.04. | 9 | 135
11.04. | 10 | 135
11.04. | 11 | 135
11.04. | 12 | 135
11.04. | 13 | 135
11.04. | 14 | 135
11.04. | 15 | 135
11.04. | 16 | 135
11.04. | 17 | 135
11.04. | 18 | 135
11.04. | 19 | 135
11.04. | 20 | 135
11.04. | 21 | 135
11.04. | 22 | 135
11.04. | 23 | 135
11.04. | 24 | 135
12.04. | 1 | 135
12.04. | 2 | 135
12.04. | 3 | 135
12.04. | 4 | 135
12.04. | 5 | 135
12.04. | 6 | 135
12.04. | 7 | 135
12.04. | 8 | 135
12.04. | 9 | 135
12.04. | 10 | 135
12.04. | 11 | 135
12.04. | 12 | 135
12.04. | 13 | 135
12.04. | 14 | 135
12.04. | 15 | 135
12.04. | 16 | 135
12.04. | 17 | 135
12.04. | 18 | 135
12.04. | 19 | 135
12.04. | 20 | 135
12.04. | 21 | 135
12.04. | 22 | 135
12.04. | 23 | 135
12.04. | 24 | 135
13.04. | 1 | 135
13.04. | 2 | 135
13.04. | 3 | 135
13.04. | 4 | 135
13.04. | 5 | 135
13.04. | 6 | 135
13.04. | 7 | 135
13.04. | 8 | 135
13.04. | 9 | 135
13.04. | 10 | 135
13.04. | 11 | 135
13.04. | 12 | 135
13.04. | 13 | 135
13.04. | 14 | 135
13.04. | 15 | 135
13.04. | 16 | 135
13.04. | 17 | 135
13.04. | 18 | 135
13.04. | 19 | 135
13.04. | 20 | 135
13.04. | 21 | 135
13.04. | 22 | 135
13.04. | 23 | 135
13.04. | 24 | 135
14.04. | 1 | 135
14.04. | 2 | 135
14.04. | 3 | 135
14.04. | 4 | 135
14.04. | 5 | 135
14.04. | 6 | 135
14.04. | 7 | 135
14.04. | 8 | 135
14.04. | 9 | 135
14.04. | 10 | 135
14.04. | 11 | 135
14.04. | 12 | 135
14.04. | 13 | 135
14.04. | 14 | 135
14.04. | 15 | 135
14.04. | 16 | 135
14.04. | 17 | 135
14.04. | 18 | 135
14.04. | 19 | 135
14.04. | 20 | 135
14.04. | 21 | 135
14.04. | 22 | 135
14.04. | 23 | 135
14.04. | 24 | 135
15.04. | 1 | 135
15.04. | 2 | 135
15.04. | 3 | 135
15.04. | 4 | 135
15.04. | 5 | 135
15.04. | 6 | 135
15.04. | 7 | 135
15.04. | 8 | 135
15.04. | 9 | 135
15.04. | 10 | 135
15.04. | 11 | 135
15.04. | 12 | 135
15.04. | 13 | 135
15.04. | 14 | 135
15.04. | 15 | 135
15.04. | 16 | 135
15.04. | 17 | 135
15.04. | 18 | 135
15.04. | 19 | 135
15.04. | 20 | 135
15.04. | 21 | 135
15.04. | 22 | 135
15.04. | 23 | 135
15.04. | 24 | 135
16.04. | 1 | 135
16.04. | 2 | 135
16.04. | 3 | 135
16.04. | 4 | 135
16.04. | 5 | 135
16.04. | 6 | 135
16.04. | 7 | 135
16.04. | 8 | 135
16.04. | 9 | 135
16.04. | 10 | 135
16.04. | 11 | 135
16.04. | 12 | 135
16.04. | 13 | 135
16.04. | 14 | 135
16.04. | 15 | 135
16.04. | 16 | 135
16.04. | 17 | 135
16.04. | 18 | 135
16.04. | 19 | 135
16.04. | 20 | 135
16.04. | 21 | 135
16.04. | 22 | 135
16.04. | 23 | 135
16.04. | 24 | 135
17.04. | 1 | 135
17.04. | 2 | 135
17.04. | 3 | 135
17.04. | 4 | 135
17.04. | 5 | 135
17.04. | 6 | 135
17.04. | 7 | 135
17.04. | 8 | 135
17.04. | 9 | 135
17.04. | 10 | 135
17.04. | 11 | 135
17.04. | 12 | 135
17.04. | 13 | 135
17.04. | 14 | 135
17.04. | 15 | 135
17.04. | 16 | 135
17.04. | 17 | 135
17.04. | 18 | 135
17.04. | 19 | 135
17.04. | 20 | 135
17.04. | 21 | 135
17.04. | 22 | 135
17.04. | 23 | 135
17.04. | 24 | 135
18.04. | 1 | 135
18.04. | 2 | 135
18.04. | 3 | 135
18.04. | 4 | 135
18.04. | 5 | 135
18.04. | 6 | 135
18.04. | 7 | 135
18.04. | 8 | 135
18.04. | 9 | 135
18.04. | 10 | 135
18.04. | 11 | 135
18.04. | 12 | 135
18.04. | 13 | 135
18.04. | 14 | 135
18.04. | 15 | 135
18.04. | 16 | 135
18.04. | 17 | 135
18.04. | 18 | 135
18.04. | 19 | 135
18.04. | 20 | 135
18.04. | 21 | 135
18.04. | 22 | 135
18.04. | 23 | 135
18.04. | 24 | 135
19.04. | 1 | 135
19.04. | 2 | 135
19.04. | 3 | 135
19.04. | 4 | 135
19.04. | 5 | 135
19.04. | 6 | 135
19.04. | 7 | 135
19.04. | 8 | 135
19.04. | 9 | 135
19.04. | 10 | 135
19.04. | 11 | 135
19.04. | 12 | 135
19.04. | 13 | 135
19.04. | 14 | 135
19.04. | 15 | 135
19.04. | 16 | 135
19.04. | 17 | 135
19.04. | 18 | 135
19.04. | 19 | 135
19.04. | 20 | 135
19.04. | 21 | 135
19.04. | 22 | 135
19.04. | 23 | 135
19.04. | 24 | 135
20.04. | 1 | 135
20.04. | 2 | 135
20.04. | 3 | 135
20.04. | 4 | 135
20.04. | 5 | 135
20.04. | 6 | 135
20.04. | 7 | 135
20.04. | 8 | 135
20.04. | 9 | 135
20.04. | 10 | 135
20.04. | 11 | 135
20.04. | 12 | 135
20.04. | 13 | 135
20.04. | 14 | 135
20.04. | 15 | 135
20.04. | 16 | 135
20.04. | 17 | 135
20.04. | 18 | 135
20.04. | 19 | 135
20.04. | 20 | 135
20.04. | 21 | 135
20.04. | 22 | 135
20.04. | 23 | 135
20.04. | 24 | 135
21.04. | 1 | 135
21.04. | 2 | 135
21.04. | 3 | 135
21.04. | 4 | 135
21.04. | 5 | 135
21.04. | 6 | 135
21.04. | 7 | 135
21.04. | 8 | 135
21.04. | 9 | 135
21.04. | 10 | 135
21.04. | 11 | 135
21.04. | 12 | 135
21.04. | 13 | 135
21.04. | 14 | 135
21.04. | 15 | 135
21.04. | 16 | 135
21.04. | 17 | 135
21.04. | 18 | 135
21.04. | 19 | 135
21.04. | 20 | 135
21.04. | 21 | 135
21.04. | 22 | 135
21.04. | 23 | 135
21.04. | 24 | 135
22.04. | 1 | 135
22.04. | 2 | 135
22.04. | 3 | 135
22.04. | 4 | 135
22.04. | 5 | 135
22.04. | 6 | 135
22.04. | 7 | 135
22.04. | 8 | 135
22.04. | 9 | 135
22.04. | 10 | 135
22.04. | 11 | 135
22.04. | 12 | 135
22.04. | 13 | 135
22.04. | 14 | 135
22.04. | 15 | 135
22.04. | 16 | 135
22.04. | 17 | 135
22.04. | 18 | 135
22.04. | 19 | 135
22.04. | 20 | 135
22.04. | 21 | 135
22.04. | 22 | 135
22.04. | 23 | 135
22.04. | 24 | 135
23.04. | 1 | 135
23.04. | 2 | 135
23.04. | 3 | 135
23.04. | 4 | 135
23.04. | 5 | 135
23.04. | 6 | 135
23.04. | 7 | 135
23.04. | 8 | 135
23.04. | 9 | 135
23.04. | 10 | 135
23.04. | 11 | 135
23.04. | 12 | 135
23.04. | 13 | 135
23.04. | 14 | 135
23.04. | 15 | 135
23.04. | 16 | 135
23.04. | 17 | 135
23.04. | 18 | 135
23.04. | 19 | 135
23.04. | 20 | 135
23.04. | 21 | 135
23.04. | 22 | 135
23.04. | 23 | 135
23.04. | 24 | 135
24.04. | 1 | 135
24.04. | 2 | 135
24.04. | 3 | 135
24.04. | 4 | 135
24.04. | 5 | 135
24.04. | 6 | 135
24.04. | 7 | 135
24.04. | 8 | 135
24.04. | 9 | 135
24.04. | 10 | 135
24.04. | 11 | 135
24.04. | 12 | 135
24.04. | 13 | 135
24.04. | 14 | 135
24.04. | 15 | 135
24.04. | 16 | 135
24.04. | 17 | 135
24.04. | 18 | 135
24.04. | 19 | 135
24.04. | 20 | 135
24.04. | 21 | 135
24.04. | 22 | 135
24.04. | 23 | 135
24.04. | 24 | 135
25.04. | 1 | 135
25.04. | 2 | 135
25.04. | 3 | 135
25.04. | 4 | 135
25.04. | 5 | 135
25.04. | 6 | 135
25.04. | 7 | 135
25.04. | 8 | 135
25.04. | 9 | 135
25.04. | 10 | 135
25.04. | 11 | 135
25.04. | 12 | 135
25.04. | 13 | 135
25.04. | 14 | 135
25.04. | 15 | 135
25.04. | 16 | 135
25.04. | 17 | 135
25.04. | 18 | 135
25.04. | 19 | 135
25.04. | 20 | 135
25.04. | 21 | 135
25.04. | 22 | 135
25.04. | 23 | 135
25.04. | 24 | 135
26.04. | 1 | 135
26.04. | 2 | 135
26.04. | 3 | 135
26.04. | 4 | 135
26.04. | 5 | 135
26.04. | 6 | 135
26.04. | 7 | 135
26.04. | 8 | 135
26.04. | 9 | 135
26.04. | 10 | 135
26.04. | 11 | 135
26.04. | 12 | 135
26.04. | 13 | 135
26.04. | 14 | 135
26.04. | 15 | 135
26.04. | 16 | 135
26.04. | 17 | 135
26.04. | 18 | 135
26.04. | 19 | 135
26.04. | 20 | 135
26.04. | 21 | 135
26.04. | 22 | 135
26.04. | 23 | 135
26.04. | 24 | 135
27.04. | 1 | 135
27.04. | 2 | 135
27.04. | 3 | 135
27.04. | 4 | 135
27.04. | 5 | 135
27.04. | 6 | 135
27.04. | 7 | 135
27.04. | 8 | 135
27.04. | 9 | 135
27.04. | 10 | 135
27.04. | 11 | 135
27.04. | 12 | 135
27.04. | 13 | 135
27.04. | 14 | 135
27.04. | 15 | 135
27.04. | 16 | 135
27.04. | 17 | 135
27.04. | 18 | 135
27.04. | 19 | 135
27.04. | 20 | 135
27.04. | 21 | 135
27.04. | 22 | 135
27.04. | 23 | 135
27.04. | 24 | 135
28.04. | 1 | 135
28.04. | 2 | 135
28.04. | 3 | 135
28.04. | 4 | 135
28.04. | 5 | 135
28.04. | 6 | 135
28.04. | 7 | 135
28.04. | 8 | 135
28.04. | 9 | 135
28.04. | 10 | 135
28.04. | 11 | 135
28.04. | 12 | 135
28.04. | 13 | 135
28.04. | 14 | 135
28.04. | 15 | 135
28.04. | 16 | 135
28.04. | 17 | 135
28.04. | 18 | 135
28.04. | 19 | 135
28.04. | 20 | 135
28.04. | 21 | 135
28.04. | 22 | 135
28.04. | 23 | 135
28.04. | 24 | 135
29.04. | 1 | 135
29.04. | 2 | 135
29.04. | 3 | 135
29.04. | 4 | 135
29.04. | 5 | 135
29.04. | 6 | 135
29.04. | 7 | 135
29.04. | 8 | 135
29.04. | 9 | 135
29.04. | 10 | 135
29.04. | 11 | 135
29.04. | 12 | 135
29.04. | 13 | 135
29.04. | 14 | 135
29.04. | 15 | 135
29.04. | 16 | 135
29.04. | 17 | 135
29.04. | 18 | 135
29.04. | 19 | 135
29.04. | 20 | 135
29.04. | 21 | 135
29.04. | 22 | 135
29.04. | 23 | 135
29.04. | 24 | 135
30.04. | 1 | 135
30.04. | 2 | 135
30.04. | 3 | 135
30.04. | 4 | 135
30.04. | 5 | 135
30.04. | 6 | 135
30.04. | 7 | 135
30.04. | 8 | 135
30.04. | 9 | 135
30.04. | 10 | 135
30.04. | 11 | 135
30.04. | 12 | 135
30.04. | 13 | 135
30.04. | 14 | 135
30.04. | 15 | 135
30.04. | 16 | 135
30.04. | 17 | 135
30.04. | 18 | 135
30.04. | 19 | 135
30.04. | 20 | 135
30.04. | 21 | 135
30.04. | 22 | 135
30.04. | 23 | 135
30.04. | 24 | 135
01.05. | 1 | 135
01.05. | 2 | 135
01.05. | 3 | 135
01.05. | 4 | 135
01.05. | 5 | 135
01.05. | 6 | 135
01.05. | 7 | 135
01.05. | 8 | 135
01.05. | 9 | 135
01.05. | 10 | 135
01.05. | 11 | 135
01.05. | 12 | 135
01.05. | 13 | 135
01.05. | 14 | 135
01.05. | 15 | 135
01.05. | 16 | 135
01.05. | 17 | 135
01.05. | 18 | 135
01.05. | 19 | 135
01.05. | 20 | 135
01.05. | 21 | 135
01.05. | 22 | 135
01.05. | 23 | 135
01.05. | 24 | 135
02.05. | 1 | 135
02.05. | 2 | 135
02.05. | 3 | 135
02.05. | 4 | 135
02.05. | 5 | 135
02.05. | 6 | 135
02.05. | 7 | 135
02.05. | 8 | 135
02.05. | 9 | 135
02.05. | 10 | 135
02.05. | 11 | 135
02.05. | 12 | 135
02.05. | 13 | 135
02.05. | 14 | 135
02.05. | 15 | 135
02.05. | 16 | 135
02.05. | 17 | 135
02.05. | 18 | 135
02.05. | 19 | 135
02.05. | 20 | 135
02.05. | 21 | 135
02.05. | 22 | 135
02.05. | 23 | 135
02.05. | 24 | 135
03.05. | 1 | 135
03.05. | 2 | 135
03.05. | 3 | 135
03.05. | 4 | 135
03.05. | 5 | 135
03.05. | 6 | 135
03.05. | 7 | 135
03.05. | 8 | 135
03.05. | 9 | 135
03.05. | 10 | 135
03.05. | 11 | 135
03.05. | 12 | 135
03.05. | 13 | 135
03.05. | 14 | 135
03.05. | 15 | 135
03.05. | 16 | 135
03.05. | 17 | 135
03.05. | 18 | 135
03.05. | 19 | 135
03.05. | 20 | 135
03.05. | 21 | 135
03.05. | 22 | 135
03.05. | 23 | 135
03.05. | 24 | 135
04.05. | 1 | 135
04.05. | 2 | 135
04.05. | 3 | 135
04.05. | 4 | 135
04.05. | 5 | 135
04.05. | 6 | 135
04.05. | 7 | 135
04.05. | 8 | 135
04.05. | 9 | 135
04.05. | 10 | 135
04.05. | 11 | 135
04.05. | 12 | 135
04.05. | 13 | 135
04.05. | 14 | 135
04.05. | 15 | 135
04.05. | 16 | 135
04.05. | 17 | 135
04.05. | 18 | 135
04.05. | 19 | 135
04.05. | 20 | 135
04.05. | 21 | 135
04.05. | 22 | 135
04.05. | 23 | 135
04.05. | 24 | 135
05.05. | 1 | 135
05.05. | 2 | 135
05.05. | 3 | 135
05.05. | 4 | 135
05.05. | 5 | 135
05.05. | 6 | 135
05.05. | 7 | 135
05.05. | 8 | 135
05.05. | 9 | 135
05.05. | 10 | 135
05.05. | 11 | 135
05.05. | 12 | 135
05.05. | 13 | 135
05.05. | 14 | 135
05.05. | 15 | 135
05.05. | 16 | 135
05.05. | 17 | 135
05.05. | 18 | 135
05.05. | 19 | 135
05.05. | 20 | 135
05.05. | 21 | 135
05.05. | 22 | 135
05.05. | 23 | 135
05.05. | 24 | 135
06.05. | 1 | 135
06.05. | 2 | 135
06.05. | 3 | 135
06.05. | 4 | 135
06.05. | 5 | 135
06.05. | 6 | 135
06.05. | 7 | 135
06.05. | 8 | 135
06.05. | 9 | 135
06.05. | 10 | 135
06.05. | 11 | 135
06.05. | 12 | 135
06.05. | 13 | 135
06.05. | 14 | 135
06.05. | 15 | 135
06.05. | 16 | 135
06.05. | 17 | 135
06.05. | 18 | 135
06.05. | 19 | 135
06.05. | 20 | 135
06.05. | 21 | 135
06.05. | 22 | 135
06.05. | 23 | 135
06.05. | 24 | 135
07.05. | 1 | 135
07.05. | 2 | 135
07.05. | 3 | 135
07.05. | 4 | 135
07.05. | 5 | 135
07.05. | 6 | 135
07.05. | 7 | 135
07.05. | 8 | 135
07.05. | 9 | 135
07.05. | 10 | 135
07.05. | 11 | 135
07.05. | 12 | 135
07.05. | 13 | 135
07.05. | 14 | 135
07.05. | 15 | 135
07.05. | 16 | 135
07.05. | 17 | 135
07.05. | 18 | 135
07.05. | 19 | 135
07.05. | 20 | 135
07.05. | 21 | 135
07.05. | 22 | 135
07.05. | 23 | 135
07.05. | 24 | 135
08.05. | 1 | 135
08.05. | 2 | 135
08.05. | 3 | 135
08.05. | 4 | 135
08.05. | 5 | 135
08.05. | 6 | 135
08.05. | 7 | 135
08.05. | 8 | 135
08.05. | 9 | 135
08.05. | 10 | 135
08.05. | 11 | 135
08.05. | 12 | 135
08.05. | 13 | 135
08.05. | 14 | 135
08.05. | 15 | 135
08.05. | 16 | 135
08.05. | 17 | 135
08.05. | 18 | 135
08.05. | 19 | 135
08.05. | 20 | 135
08.05. | 21 | 135
08.05. | 22 | 135
08.05. | 23 | 135
08.05. | 24 | 135
09.05. | 1 | 135
09.05. | 2 | 135
09.05. | 3 | 135
09.05. | 4 | 135
09.05. | 5 | 135
09.05. | 6 | 135
09.05. | 7 | 135
09.05. | 8 | 135
09.05. | 9 | 135
09.05. | 10 | 135
09.05. | 11 | 135
09.05. | 12 | 135
09.05. | 13 | 135
09.05. | 14 | 135
09.05. | 15 | 135
09.05. | 16 | 135
09.05. | 17 | 135
09.05. | 18 | 135
09.05. | 19 | 135
09.05. | 20 | 135
09.05. | 21 | 135
09.05. | 22 | 135
09.05. | 23 | 135
09.05. | 24 | 135
10.05. | 1 | 135
10.05. | 2 | 135
10.05. | 3 | 135
10.05. | 4 | 135
10.05. | 5 | 135
10.05. | 6 | 135
10.05. | 7 | 135
10.05. | 8 | 135
10.05. | 9 | 135
10.05. | 10 | 135
10.05. | 11 | 135
10.05. | 12 | 135
10.05. | 13 | 135
10.05. | 14 | 135
10.05. | 15 | 135
10.05. | 16 | 135
10.05. | 17 | 135
10.05. | 18 | 135
10.05. | 19 | 135
10.05. | 20 | 135
10.05. | 21 | 135
10.05. | 22 | 135
10.05. | 23 | 135
10.05. | 24 | 135
11.05. | 1 | 135
11.05. | 2 | 135
11.05. | 3 | 135
11.05. | 4 | 135
11.05. | 5 | 135
11.05. | 6 | 135
11.05. | 7 | 135
11.05. | 8 | 135
11.05. | 9 | 135
11.05. | 10 | 135
11.05. | 11 | 135
11.05. | 12 | 135
11.05. | 13 | 135
11.05. | 14 | 135
11.05. | 15 | 135
11.05. | 16 | 135
11.05. | 17 | 135
11.05. | 18 | 135
11.05. | 19 | 135
11.05. | 20 | 135
11.05. | 21 | 135
11.05. | 22 | 135
11.05. | 23 | 135
11.05. | 24 | 135
12.05. | 1 | 135
12.05. | 2 | 135
12.05. | 3 | 135
12.05. | 4 | 135
12.05. | 5 | 135
12.05. | 6 | 135
12.05. | 7 | 135
12.05. | 8 | 135
12.05. | 9 | 135
12.05. | 10 | 135
12.05. | 11 | 135
12.05. | 12 | 135
12.05. | 13 | 135
12.05. | 14 | 135
12.05. | 15 | 135
12.05. | 16 | 135
12.05. | 17 | 135
12.05. | 18 | 135
12.05. | 19 | 135
12.05. | 20 | 135
12.05. | 21 | 135
12.05. | 22 | 135
12.05. | 23 | 135
12.05. | 24 | 135
13.05. | 1 | 135
13.05. | 2 | 135
13.05. | 3 | 135
13.05. | 4 | 135
13.05. | 5 | 135
13.05. | 6 | 135
13.05. | 7 | 135
13.05. | 8 | 135
13.05. | 9 | 135
13.05. | 10 | 135
13.05. | 11 | 135
13.05. | 12 | 135
13.05. | 13 | 135
13.05. | 14 | 135
13.05. | 15 | 135
13.05. | 16 | 135
13.05. | 17 | 135
13.05. | 18 | 135
13.05. | 19 | 135
13.05. | 20 | 135
13.05. | 21 | 135
13.05. | 22 | 135
13.05. | 23 | 135
13.05. | 24 | 135
14.05. | 1 | 135
14.05. | 2 | 135
14.05. | 3 | 135
14.05. | 4 | 135
14.05. | 5 | 135
14.05. | 6 | 135
14.05. | 7 | 135
14.05. | 8 | 135
14.05. | 9 | 135
14.05. | 10 | 135
14.05. | 11 | 135
14.05. | 12 | 135
14.05. | 13 | 135
14.05. | 14 | 135
14.05. | 15 | 135
14.05. | 16 | 135
14.05. | 17 | 135
14.05. | 18 | 135
14.05. | 19 | 135
14.05. | 20 | 135
14.05. | 21 | 135
14.05. | 22 | 135
14.05. | 23 | 135
14.05. | 24 | 135
15.05. | 1 | 135
15.05. | 2 | 135
15.05. | 3 | 135
15.05. | 4 | 135
15.05. | 5 | 135
15.05. | 6 | 135
15.05. | 7 | 135
15.05. | 8 | 135
15.05. | 9 | 135
15.05. | 10 | 135
15.05. | 11 | 135
15.05. | 12 | 135
15.05. | 13 | 135
15.05. | 14 | 135
15.05. | 15 | 135
15.05. | 16 | 135
15.05. | 17 | 135
15.05. | 18 | 135
15.05. | 19 | 135
15.05. | 20 | 135
15.05. | 21 | 135
15.05. | 22 | 135
15.05. | 23 | 135
15.05. | 24 | 135
16.05. | 1 | 135
16.05. | 2 | 135
16.05. | 3 | 135
16.05. | 4 | 135
16.05. | 5 | 135
16.05. | 6 | 135
16.05. | 7 | 135
16.05. | 8 | 135
16.05. | 9 | 135
16.05. | 10 | 135
16.05. | 11 | 135
16.05. | 12 | 135
16.05. | 13 | 135
16.05. | 14 | 135
16.05. | 15 | 135
16.05. | 16 | 135
16.05. | 17 | 135
16.05. | 18 | 135
16.05. | 19 | 135
16.05. | 20 | 135
16.05. | 21 | 135
16.05. | 22 | 135
16.05. | 23 | 135
16.05. | 24 | 135
17.05. | 1 | 135
17.05. | 2 | 135
17.05. | 3 | 135
17.05. | 4 | 135
17.05. | 5 | 135
17.05. | 6 | 135
17.05. | 7 | 135
17.05. | 8 | 135
17.05. | 9 | 135
17.05. | 10 | 135
17.05. | 11 | 135
17.05. | 12 | 135
17.05. | 13 | 135
17.05. | 14 | 135
17.05. | 15 | 135
17.05. | 16 | 135
17.05. | 17 | 135
17.05. | 18 | 135
17.05. | 19 | 135
17.05. | 20 | 135
17.05. | 21 | 135
17.05. | 22 | 135
17.05. | 23 | 135
17.05. | 24 | 135
18.05. | 1 | 135
18.05. | 2 | 135
18.05. | 3 | 135
18.05. | 4 | 135
18.05. | 5 | 135
18.05. | 6 | 135
18.05. | 7 | 135
18.05. | 8 | 135
18.05. | 9 | 135
18.05. | 10 | 135
18.05. | 11 | 135
18.05. | 12 | 135
18.05. | 13 | 135
18.05. | 14 | 135
18.05. | 15 | 135
18.05. | 16 | 135
18.05. | 17 | 135
18.05. | 18 | 135
18.05. | 19 | 135
18.05. | 20 | 135
18.05. | 21 | 135
18.05. | 22 | 135
18.05. | 23 | 135
18.05. | 24 | 135
19.05. | 1 | 135
19.05. | 2 | 135
19.05. | 3 | 135
19.05. | 4 | 135
19.05. | 5 | 135
19.05. | 6 | 135
19.05. | 7 | 135
19.05. | 8 | 135
19.05. | 9 | 135
19.05. | 10 | 135
19.05. | 11 | 135
19.05. | 12 | 135
19.05. | 13 | 135
19.05. | 14 | 135
19.05. | 15 | 135
19.05. | 16 | 135
19.05. | 17 | 135
19.05. | 18 | 135
19.05. | 19 | 135
19.05. | 20 | 135
19.05. | 21 | 135
19.05. | 22 | 135
19.05. | 23 | 135
19.05. | 24 | 135
20.05. | 1 | 135
20.05. | 2 | 135
20.05. | 3 | 135
20.05. | 4 | 135
20.05. | 5 | 135
20.05. | 6 | 135
20.05. | 7 | 135
20.05. | 8 | 135
20.05. | 9 | 135
20.05. | 10 | 135
20.05. | 11 | 135
20.05. | 12 | 135
20.05. | 13 | 135
20.05. | 14 | 135
20.05. | 15 | 135
20.05. | 16 | 135
20.05. | 17 | 135
20.05. | 18 | 135
20.05. | 19 | 135
20.05. | 20 | 135
20.05. | 21 | 135
20.05. | 22 | 135
20.05. | 23 | 135
20.05. | 24 | 135
21.05. | 1 | 135
21.05. | 2 | 135
21.05. | 3 | 135
21.05. | 4 | 135
21.05. | 5 | 135
21.05. | 6 | 135
21.05. | 7 | 135
21.05. | 8 | 135
21.05. | 9 | 135
21.05. | 10 | 135
21.05. | 11 | 135
21.05. | 12 | 135
21.05. | 13 | 135
21.05. | 14 | 135
21.05. | 15 | 135
21.05. | 16 | 135
21.05. | 17 | 135
21.05. | 18 | 135
21.05. | 19 | 135
21.05. | 20 | 135
21.05. | 21 | 135
21.05. | 22 | 135
21.05. | 23 | 135
21.05. | 24 | 135
22.05. | 1 | 135
22.05. | 2 | 135
22.05. | 3 | 135
22.05. | 4 | 135
22.05. | 5 | 135
22.05. | 6 | 135
22.05. | 7 | 135
22.05. | 8 | 135
22.05. | 9 | 135
22.05. | 10 | 135
22.05. | 11 | 135
22.05. | 12 | 135
22.05. | 13 | 135
22.05. | 14 | 135
22.05. | 15 | 135
22.05. | 16 | 135
22.05. | 17 | 135
22.05. | 18 | 135
22.05. | 19 | 135
22.05. | 20 | 135
22.05. | 21 | 135
22.05. | 22 | 135
22.05. | 23 | 135
22.05. | 24 | 135
23.05. | 1 | 135
23.05. | 2 | 135
23.05. | 3 | 135
23.05. | 4 | 135
23.05. | 5 | 135
23.05. | 6 | 135
23.05. | 7 | 135
23.05. | 8 | 135
23.05. | 9 | 135
23.05. | 10 | 135
23.05. | 11 | 135
23.05. | 12 | 135
23.05. | 13 | 135
23.05. | 14 | 135
23.05. | 15 | 135
23.05. | 16 | 135
23.05. | 17 | 135
23.05. | 18 | 135
23.05. | 19 | 135
23.05. | 20 | 135
23.05. | 21 | 135
23.05. | 22 | 135
23.05. | 23 | 135
23.05. | 24 | 135
24.05. | 1 | 135
24.05. | 2 | 135
24.05. | 3 | 135
24.05. | 4 | 135
24.05. | 5 | 135
24.05. | 6 | 135
24.05. | 7 | 135
24.05. | 8 | 135
24.05. | 9 | 135
24.05. | 10 | 135
24.05. | 11 | 135
24.05. | 12 | 135
24.05. | 13 | 135
24.05. | 14 | 135
24.05. | 15 | 135
24.05. | 16 | 135
24.05. | 17 | 135
24.05. | 18 | 135
24.05. | 19 | 135
24.05. | 20 | 135
24.05. | 21 | 135
24.05. | 22 | 135
24.05. | 23 | 135
24.05. | 24 | 135
25.05. | 1 | 135
25.05. | 2 | 135
25.05. | 3 | 135
25.05. | 4 | 135
25.05. | 5 | 135
25.05. | 6 | 135
25.05. | 7 | 135
25.05. | 8 | 135
25.05. | 9 | 135
25.05. | 10 | 135
25.05. | 11 | 135
25.05. | 12 | 135
25.05. | 13 | 135
25.05. | 14 | 135
25.05. | 15 | 135
25.05. | 16 | 135
25.05. | 17 | 135
25.05. | 18 | 135
25.05. | 19 | 135
25.05. | 20 | 135
25.05. | 21 | 135
25.05. | 22 | 135
25.05. | 23 | 135
25.05. | 24 | 135
26.05. | 1 | 135
26.05. | 2 | 135
26.05. | 3 | 135
26.05. | 4 | 135
26.05. | 5 | 135
26.05. | 6 | 135
26.05. | 7 | 135
26.05. | 8 | 135
26.05. | 9 | 135
26.05. | 10 | 135
26.05. | 11 | 135
26.05. | 12 | 135
26.05. | 13 | 135
26.05. | 14 | 135
26.05. | 15 | 135
26.05. | 16 | 135
26.05. | 17 | 135
26.05. | 18 | 135
26.05. | 19 | 135
26.05. | 20 | 135
26.05. | 21 | 135
26.05. | 22 | 135
26.05. | 23 | 135
26.05. | 24 | 135
27.05. | 1 | 135
27.05. | 2 | 135
27.05. | 3 | 135
27.05. | 4 | 135
27.05. | 5 | 135
27.05. | 6 | 135
27.05. | 7 | 135
27.05. | 8 | 135
27.05. | 9 | 135
27.05. | 10 | 135
27.05. | 11 | 135
27.05. | 12 | 135
27.05. | 13 | 135
27.05. | 14 | 135
27.05. | 15 | 135
27.05. | 16 | 135
27.05. | 17 | 135
27.05. | 18 | 135
27.05. | 19 | 135
27.05. | 20 | 135
27.05. | 21 | 135
27.05. | 22 | 135
27.05. | 23 | 135
27.05. | 24 | 135
28.05. | 1 | 135
28.05. | 2 | 135
28.05. | 3 | 135
28.05. | 4 | 135
28.05. | 5 | 135
28.05. | 6 | 135
28.05. | 7 | 135
28.05. | 8 | 135
28.05. | 9 | 135
28.05. | 10 | 135
28.05. | 11 | 135
28.05. | 12 | 135
28.05. | 13 | 135
28.05. | 14 | 135
28.05. | 15 | 135
28.05. | 16 | 135
28.05. | 17 | 135
28.05. | 18 | 135
28.05. | 19 | 135
28.05. | 20 | 135
28.05. | 21 | 135
28.05. | 22 | 135
28.05. | 23 | 135
28.05. | 24 | 135
29.05. | 1 | 135
29.05. | 2 | 135
29.05. | 3 | 135
29.05. | 4 | 135
29.05. | 5 | 135
29.05. | 6 | 135
29.05. | 7 | 135
29.05. | 8 | 135
29.05. | 9 | 135
29.05. | 10 | 135
29.05. | 11 | 135
29.05. | 12 | 135
29.05. | 13 | 135
29.05. | 14 | 135
29.05. | 15 | 135
29.05. | 16 | 135
29.05. | 17 | 135
29.05. | 18 | 135
29.05. | 19 | 135
29.05. | 20 | 135
29.05. | 21 | 135
29.05. | 22 | 135
29.05. | 23 | 135
29.05. | 24 | 135
30.05. | 1 | 135
30.05. | 2 | 135
30.05. | 3 | 135
30.05. | 4 | 135
30.05. | 5 | 135
30.05. | 6 | 135
30.05. | 7 | 135
30.05. | 8 | 135
30.05. | 9 | 135
30.05. | 10 | 135
30.05. | 11 | 135
30.05. | 12 | 135
30.05. | 13 | 135
30.05. | 14 | 135
30.05. | 15 | 135
30.05. | 16 | 135
30.05. | 17 | 135
30.05. | 18 | 135
30.05. | 19 | 135
30.05. | 20 | 135
30.05. | 21 | 135
30.05. | 22 | 135
30.05. | 23 | 135
30.05. | 24 | 135
31.05. | 1 | 135
31.05. | 2 | 135
31.05. | 3 | 135
31.05. | 4 | 135
31.05. | 5 | 135
31.05. | 6 | 135
31.05. | 7 | 135
31.05. | 8 | 135
31.05. | 9 | 135
31.05. | 10 | 135
31.05. | 11 | 135
31.05. | 12 | 135
31.05. | 13 | 135
31.05. | 14 | 135
31.05. | 15 | 135
31.05. | 16 | 135
31.05. | 17 | 135
31.05. | 18 | 135
31.05. | 19 | 135
31.05. | 20 | 135
31.05. | 21 | 135
31.05. | 22 | 135
31.05. | 23 | 135
31.05. | 24 | 135
01.06. | 1 | 135
01.06. | 2 | 135
01.06. | 3 | 135
01.06. | 4 | 135
01.06. | 5 | 135
01.06. | 6 | 135
01.06. | 7 | 135
01.06. | 8 | 135
01.06. | 9 | 135
01.06. | 10 | 135
01.06. | 11 | 135
01.06. | 12 | 135
01.06. | 13 | 135
01.06. | 14 | 135
01.06. | 15 | 135
01.06. | 16 | 135
01.06. | 17 | 135
01.06. | 18 | 135
01.06. | 19 | 135
01.06. | 20 | 135
01.06. | 21 | 135
01.06. | 22 | 135
01.06. | 23 | 135
01.06. | 24 | 135
02.06. | 1 | 135
02.06. | 2 | 135
02.06. | 3 | 135
02.06. | 4 | 135
02.06. | 5 | 135
02.06. | 6 | 135
02.06. | 7 | 135
02.06. | 8 | 135
02.06. | 9 | 135
02.06. | 10 | 135
02.06. | 11 | 135
02.06. | 12 | 135
02.06. | 13 | 135
02.06. | 14 | 135
02.06. | 15 | 135
02.06. | 16 | 135
02.06. | 17 | 135
02.06. | 18 | 135
02.06. | 19 | 135
02.06. | 20 | 135
02.06. | 21 | 135
02.06. | 22 | 135
02.06. | 23 | 135
02.06. | 24 | 135
03.06. | 1 | 135
03.06. | 2 | 135
03.06. | 3 | 135
03.06. | 4 | 135
03.06. | 5 | 135
03.06. | 6 | 135
03.06. | 7 | 135
03.06. | 8 | 135
03.06. | 9 | 135
03.06. | 10 | 135
03.06. | 11 | 135
03.06. | 12 | 135
03.06. | 13 | 135
03.06. | 14 | 135
03.06. | 15 | 135
03.06. | 16 | 135
03.06. | 17 | 135
03.06. | 18 | 135
03.06. | 19 | 135
03.06. | 20 | 135
03.06. | 21 | 135
03.06. | 22 | 135
03.06. | 23 | 135
03.06. | 24 | 135
04.06. | 1 | 135
04.06. | 2 | 135
04.06. | 3 | 135
04.06. | 4 | 135
04.06. | 5 | 135
04.06. | 6 | 135
04.06. | 7 | 135
04.06. | 8 | 135
04.06. | 9 | 135
04.06. | 10 | 135
04.06. | 11 | 135
04.06. | 12 | 135
04.06. | 13 | 135
04.06. | 14 | 135
04.06. | 15 | 135
04.06. | 16 | 135
04.06. | 17 | 135
04.06. | 18 | 135
04.06. | 19 | 135
04.06. | 20 | 135
04.06. | 21 | 135
04.06. | 22 | 135
04.06. | 23 | 135
04.06. | 24 | 135
05.06. | 1 | 135
05.06. | 2 | 135
05.06. | 3 | 135
05.06. | 4 | 135
05.06. | 5 | 135
05.06. | 6 | 135
05.06. | 7 | 135
05.06. | 8 | 135
05.06. | 9 | 135
05.06. | 10 | 135
05.06. | 11 | 135
05.06. | 12 | 135
05.06. | 13 | 135
05.06. | 14 | 135
05.06. | 15 | 135
05.06. | 16 | 135
05.06. | 17 | 135
05.06. | 18 | 135
05.06. | 19 | 135
05.06. | 20 | 135
05.06. | 21 | 135
05.06. | 22 | 135
05.06. | 23 | 135
05.06. | 24 | 135
06.06. | 1 | 135
06.06. | 2 | 135
06.06. | 3 | 135
06.06. | 4 | 135
06.06. | 5 | 135
06.06. | 6 | 135
06.06. | 7 | 135
06.06. | 8 | 135
06.06. | 9 | 135
06.06. | 10 | 135
06.06. | 11 | 135
06.06. | 12 | 135
06.06. | 13 | 135
06.06. | 14 | 135
06.06. | 15 | 135
06.06. | 16 | 135
06.06. | 17 | 135
06.06. | 18 | 135
06.06. | 19 | 135
06.06. | 20 | 135
06.06. | 21 | 135
06.06. | 22 | 135
06.06. | 23 | 135
06.06. | 24 | 135
07.06. | 1 | 135
07.06. | 2 | 135
07.06. | 3 | 135
07.06. | 4 | 135
07.06. | 5 | 135
07.06. | 6 | 135
07.06. | 7 | 135
07.06. | 8 | 135
07.06. | 9 | 135
07.06. | 10 | 135
07.06. | 11 | 135
07.06. | 12 | 135
07.06. | 13 | 135
07.06. | 14 | 135
07.06. | 15 | 135
07.06. | 16 | 135
07.06. | 17 | 135
07.06. | 18 | 135
07.06. | 19 | 135
07.06. | 20 | 135
07.06. | 21 | 135
07.06. | 22 | 135
07.06. | 23 | 135
07.06. | 24 | 135
08.06. | 1 | 135
08.06. | 2 | 135
08.06. | 3 | 135
08.06. | 4 | 135
08.06. | 5 | 135
08.06. | 6 | 135
08.06. | 7 | 135
08.06. | 8 | 135
08.06. | 9 | 135
08.06. | 10 | 135
08.06. | 11 | 135
08.06. | 12 | 135
08.06. | 13 | 135
08.06. | 14 | 135
08.06. | 15 | 135
08.06. | 16 | 135
08.06. | 17 | 135
08.06. | 18 | 135
08.06. | 19 | 135
08.06. | 20 | 135
08.06. | 21 | 135
08.06. | 22 | 135
08.06. | 23 | 135
08.06. | 24 | 135
09.06. | 1 | 135
09.06. | 2 | 135
09.06. | 3 | 135
09.06. | 4 | 135
09.06. | 5 | 135
09.06. | 6 | 135
09.06. | 7 | 135
09.06. | 8 | 135
09.06. | 9 | 135
09.06. | 10 | 135
09.06. | 11 | 135
09.06. | 12 | 135
09.06. | 13 | 135
09.06. | 14 | 135
09.06. | 15 | 135
09.06. | 16 | 135
09.06. | 17 | 135
09.06. | 18 | 135
09.06. | 19 | 135
09.06. | 20 | 135
09.06. | 21 | 135
09.06. | 22 | 135
09.06. | 23 | 135
09.06. | 24 | 135
10.06. | 1 | 135
10.06. | 2 | 135
10.06. | 3 | 135
10.06. | 4 | 135
10.06. | 5 | 135
10.06. | 6 | 135
10.06. | 7 | 135
10.06. | 8 | 135
10.06. | 9 | 135
10.06. | 10 | 135
10.06. | 11 | 135
10.06. | 12 | 135
10.06. | 13 | 135
10.06. | 14 | 135
10.06. | 15 | 135
10.06. | 16 | 135
10.06. | 17 | 135
10.06. | 18 | 135
10.06. | 19 | 135
10.06. | 20 | 135
10.06. | 21 | 135
10.06. | 22 | 135
10.06. | 23 | 135
10.06. | 24 | 135
11.06. | 1 | 135
11.06. | 2 | 135
11.06. | 3 | 135
11.06. | 4 | 135
11.06. | 5 | 135
11.06. | 6 | 135
11.06. | 7 | 135
11.06. | 8 | 135
11.06. | 9 | 135
11.06. | 10 | 135
11.06. | 11 | 135
11.06. | 12 | 135
11.06. | 13 | 135
11.06. | 14 | 135
11.06. | 15 | 135
11.06. | 16 | 135
11.06. | 17 | 135
11.06. | 18 | 135
11.06. | 19 | 135
11.06. | 20 | 135
11.06. | 21 | 135
11.06. | 22 | 135
11.06. | 23 | 135
11.06. | 24 | 135
12.06. | 1 | 135
12.06. | 2 | 135
12.06. | 3 | 135
12.06. | 4 | 135
12.06. | 5 | 135
12.06. | 6 | 135
12.06. | 7 | 135
12.06. | 8 | 135
12.06. | 9 | 135
12.06. | 10 | 135
12.06. | 11 | 135
12.06. | 12 | 135
12.06. | 13 | 135
12.06. | 14 | 135
12.06. | 15 | 135
12.06. | 16 | 135
12.06. | 17 | 135
12.06. | 18 | 135
12.06. | 19 | 135
12.06. | 20 | 135
12.06. | 21 | 135
12.06. | 22 | 135
12.06. | 23 | 135
12.06. | 24 | 135
13.06. | 1 | 135
13.06. | 2 | 135
13.06. | 3 | 135
13.06. | 4 | 135
13.06. | 5 | 135
13.06. | 6 | 135
13.06. | 7 | 135
13.06. | 8 | 135
13.06. | 9 | 135
13.06. | 10 | 135
13.06. | 11 | 135
13.06. | 12 | 135
13.06. | 13 | 135
13.06. | 14 | 135
13.06. | 15 | 135
13.06. | 16 | 135
13.06. | 17 | 135
13.06. | 18 | 135
13.06. | 19 | 135
13.06. | 20 | 135
13.06. | 21 | 135
13.06. | 22 | 135
13.06. | 23 | 135
13.06. | 24 | 135
14.06. | 1 | 135
14.06. | 2 | 135
14.06. | 3 | 135
14.06. | 4 | 135
14.06. | 5 | 135
14.06. | 6 | 135
14.06. | 7 | 135
14.06. | 8 | 135
14.06. | 9 | 135
14.06. | 10 | 135
14.06. | 11 | 135
14.06. | 12 | 135
14.06. | 13 | 135
14.06. | 14 | 135
14.06. | 15 | 135
14.06. | 16 | 135
14.06. | 17 | 135
14.06. | 18 | 135
14.06. | 19 | 135
14.06. | 20 | 135
14.06. | 21 | 135
14.06. | 22 | 135
14.06. | 23 | 135
14.06. | 24 | 135
15.06. | 1 | 135
15.06. | 2 | 135
15.06. | 3 | 135
15.06. | 4 | 135
15.06. | 5 | 135
15.06. | 6 | 135
15.06. | 7 | 135
15.06. | 8 | 135
15.06. | 9 | 135
15.06. | 10 | 135
15.06. | 11 | 135
15.06. | 12 | 135
15.06. | 13 | 135
15.06. | 14 | 135
15.06. | 15 | 135
15.06. | 16 | 135
15.06. | 17 | 135
15.06. | 18 | 135
15.06. | 19 | 135
15.06. | 20 | 135
15.06. | 21 | 135
15.06. | 22 | 135
15.06. | 23 | 135
15.06. | 24 | 135
16.06. | 1 | 135
16.06. | 2 | 135
16.06. | 3 | 135
16.06. | 4 | 135
16.06. | 5 | 135
16.06. | 6 | 135
16.06. | 7 | 135
16.06. | 8 | 135
16.06. | 9 | 135
16.06. | 10 | 135
16.06. | 11 | 135
16.06. | 12 | 135
16.06. | 13 | 135
16.06. | 14 | 135
16.06. | 15 | 135
16.06. | 16 | 135
16.06. | 17 | 135
16.06. | 18 | 135
16.06. | 19 | 135
16.06. | 20 | 135
16.06. | 21 | 135
16.06. | 22 | 135
16.06. | 23 | 135
16.06. | 24 | 135
17.06. | 1 | 135
17.06. | 2 | 135
17.06. | 3 | 135
17.06. | 4 | 135
17.06. | 5 | 135
17.06. | 6 | 135
17.06. | 7 | 135
17.06. | 8 | 135
17.06. | 9 | 135
17.06. | 10 | 135
17.06. | 11 | 135
17.06. | 12 | 135
17.06. | 13 | 135
17.06. | 14 | 135
17.06. | 15 | 135
17.06. | 16 | 135
17.06. | 17 | 135
17.06. | 18 | 135
17.06. | 19 | 135
17.06. | 20 | 135
17.06. | 21 | 135
17.06. | 22 | 135
17.06. | 23 | 135
17.06. | 24 | 135
18.06. | 1 | 135
18.06. | 2 | 135
18.06. | 3 | 135
18.06. | 4 | 135
18.06. | 5 | 135
18.06. | 6 | 135
18.06. | 7 | 135
18.06. | 8 | 135
18.06. | 9 | 135
18.06. | 10 | 135
18.06. | 11 | 135
18.06. | 12 | 135
18.06. | 13 | 135
18.06. | 14 | 135
18.06. | 15 | 135
18.06. | 16 | 135
18.06. | 17 | 135
18.06. | 18 | 135
18.06. | 19 | 135
18.06. | 20 | 135
18.06. | 21 | 135
18.06. | 22 | 135
18.06. | 23 | 135
18.06. | 24 | 135
19.06. | 1 | 135
19.06. | 2 | 135
19.06. | 3 | 135
19.06. | 4 | 135
19.06. | 5 | 135
19.06. | 6 | 135
19.06. | 7 | 135
19.06. | 8 | 135
19.06. | 9 | 135
19.06. | 10 | 135
19.06. | 11 | 135
19.06. | 12 | 135
19.06. | 13 | 135
19.06. | 14 | 135
19.06. | 15 | 135
19.06. | 16 | 135
19.06. | 17 | 135
19.06. | 18 | 135
19.06. | 19 | 135
19.06. | 20 | 135
19.06. | 21 | 135
19.06. | 22 | 135
19.06. | 23 | 135
19.06. | 24 | 135
20.06. | 1 | 135
20.06. | 2 | 135
20.06. | 3 | 135
20.06. | 4 | 135
20.06. | 5 | 135
20.06. | 6 | 135
20.06. | 7 | 135
20.06. | 8 | 135
20.06. | 9 | 135
20.06. | 10 | 135
20.06. | 11 | 135
20.06. | 12 | 135
20.06. | 13 | 135
20.06. | 14 | 135
20.06. | 15 | 135
20.06. | 16 | 135
20.06. | 17 | 135
20.06. | 18 | 135
20.06. | 19 | 135
20.06. | 20 | 135
20.06. | 21 | 135
20.06. | 22 | 135
20.06. | 23 | 135
20.06. | 24 | 135
21.06. | 1 | 135
21.06. | 2 | 135
21.06. | 3 | 135
21.06. | 4 | 135
21.06. | 5 | 135
21.06. | 6 | 135
21.06. | 7 | 135
21.06. | 8 | 135
21.06. | 9 | 135
21.06. | 10 | 135
21.06. | 11 | 135
21.06. | 12 | 135
21.06. | 13 | 135
21.06. | 14 | 135
21.06. | 15 | 135
21.06. | 16 | 135
21.06. | 17 | 135
21.06. | 18 | 135
21.06. | 19 | 135
21.06. | 20 | 135
21.06. | 21 | 135
21.06. | 22 | 135
21.06. | 23 | 135
21.06. | 24 | 135
22.06. | 1 | 135
22.06. | 2 | 135
22.06. | 3 | 135
22.06. | 4 | 135
22.06. | 5 | 135
22.06. | 6 | 135
22.06. | 7 | 135
22.06. | 8 | 135
22.06. | 9 | 135
22.06. | 10 | 135
22.06. | 11 | 135
22.06. | 12 | 135
22.06. | 13 | 135
22.06. | 14 | 135
22.06. | 15 | 135
22.06. | 16 | 135
22.06. | 17 | 135
22.06. | 18 | 135
22.06. | 19 | 135
22.06. | 20 | 135
22.06. | 21 | 135
22.06. | 22 | 135
22.06. | 23 | 135
22.06. | 24 | 135
23.06. | 1 | 135
23.06. | 2 | 135
23.06. | 3 | 135
23.06. | 4 | 135
23.06. | 5 | 135
23.06. | 6 | 135
23.06. | 7 | 135
23.06. | 8 | 135
23.06. | 9 | 135
23.06. | 10 | 135
23.06. | 11 | 135
23.06. | 12 | 135
23.06. | 13 | 135
23.06. | 14 | 135
23.06. | 15 | 135
23.06. | 16 | 135
23.06. | 17 | 135
23.06. | 18 | 135
23.06. | 19 | 135
23.06. | 20 | 135
23.06. | 21 | 135
23.06. | 22 | 135
23.06. | 23 | 135
23.06. | 24 | 135
24.06. | 1 | 135
24.06. | 2 | 135
24.06. | 3 | 135
24.06. | 4 | 135
24.06. | 5 | 135
24.06. | 6 | 135
24.06. | 7 | 135
24.06. | 8 | 135
24.06. | 9 | 135
24.06. | 10 | 135
24.06. | 11 | 135
24.06. | 12 | 135
24.06. | 13 | 135
24.06. | 14 | 135
24.06. | 15 | 135
24.06. | 16 | 135
24.06. | 17 | 135
24.06. | 18 | 135
24.06. | 19 | 135
24.06. | 20 | 135
24.06. | 21 | 135
24.06. | 22 | 135
24.06. | 23 | 135
24.06. | 24 | 135
25.06. | 1 | 135
25.06. | 2 | 135
25.06. | 3 | 135
25.06. | 4 | 135
25.06. | 5 | 135
25.06. | 6 | 135
25.06. | 7 | 135
25.06. | 8 | 135
25.06. | 9 | 135
25.06. | 10 | 135
25.06. | 11 | 135
25.06. | 12 | 135
25.06. | 13 | 135
25.06. | 14 | 135
25.06. | 15 | 135
25.06. | 16 | 135
25.06. | 17 | 135
25.06. | 18 | 135
25.06. | 19 | 135
25.06. | 20 | 135
25.06. | 21 | 135
25.06. | 22 | 135
25.06. | 23 | 135
25.06. | 24 | 135
26.06. | 1 | 135
26.06. | 2 | 135
26.06. | 3 | 135
26.06. | 4 | 135
26.06. | 5 | 135
26.06. | 6 | 135
26.06. | 7 | 135
26.06. | 8 | 135
26.06. | 9 | 135
26.06. | 10 | 135
26.06. | 11 | 135
26.06. | 12 | 135
26.06. | 13 | 135
26.06. | 14 | 135
26.06. | 15 | 135
26.06. | 16 | 135
26.06. | 17 | 135
26.06. | 18 | 135
26.06. | 19 | 135
26.06. | 20 | 135
26.06. | 21 | 135
26.06. | 22 | 135
26.06. | 23 | 135
26.06. | 24 | 135
27.06. | 1 | 135
27.06. | 2 | 135
27.06. | 3 | 135
27.06. | 4 | 135
27.06. | 5 | 135
27.06. | 6 | 135
27.06. | 7 | 135
27.06. | 8 | 135
27.06. | 9 | 135
27.06. | 10 | 135
27.06. | 11 | 135
27.06. | 12 | 135
27.06. | 13 | 135
27.06. | 14 | 135
27.06. | 15 | 135
27.06. | 16 | 135
27.06. | 17 | 135
27.06. | 18 | 135
27.06. | 19 | 135
27.06. | 20 | 135
27.06. | 21 | 135
27.06. | 22 | 135
27.06. | 23 | 135
27.06. | 24 | 135
28.06. | 1 | 135
28.06. | 2 | 135
28.06. | 3 | 135
28.06. | 4 | 135
28.06. | 5 | 135
28.06. | 6 | 135
28.06. | 7 | 135
28.06. | 8 | 135
28.06. | 9 | 135
28.06. | 10 | 135
28.06. | 11 | 135
28.06. | 12 | 135
28.06. | 13 | 135
28.06. | 14 | 135
28.06. | 15 | 135
28.06. | 16 | 135
28.06. | 17 | 135
28.06. | 18 | 135
28.06. | 19 | 135
28.06. | 20 | 135
28.06. | 21 | 135
28.06. | 22 | 135
28.06. | 23 | 135
28.06. | 24 | 135
29.06. | 1 | 135
29.06. | 2 | 135
29.06. | 3 | 135
29.06. | 4 | 135
29.06. | 5 | 135
29.06. | 6 | 135
29.06. | 7 | 135
29.06. | 8 | 135
29.06. | 9 | 135
29.06. | 10 | 135
29.06. | 11 | 135
29.06. | 12 | 135
29.06. | 13 | 135
29.06. | 14 | 135
29.06. | 15 | 135
29.06. | 16 | 135
29.06. | 17 | 135
29.06. | 18 | 135
29.06. | 19 | 135
29.06. | 20 | 135
29.06. | 21 | 135
29.06. | 22 | 135
29.06. | 23 | 135
29.06. | 24 | 135
30.06. | 1 | 135
30.06. | 2 | 135
30.06. | 3 | 135
30.06. | 4 | 135
30.06. | 5 | 135
30.06. | 6 | 135
30.06. | 7 | 135
30.06. | 8 | 135
30.06. | 9 | 135
30.06. | 10 | 135
30.06. | 11 | 135
30.06. | 12 | 135
30.06. | 13 | 135
30.06. | 14 | 135
30.06. | 15 | 135
30.06. | 16 | 135
30.06. | 17 | 135
30.06. | 18 | 135
30.06. | 19 | 135
30.06. | 20 | 135
30.06. | 21 | 135
30.06. | 22 | 135
30.06. | 23 | 135
30.06. | 24 | 135
01.07. | 1 | 135
01.07. | 2 | 135
01.07. | 3 | 135
01.07. | 4 | 135
01.07. | 5 | 135
01.07. | 6 | 135
01.07. | 7 | 135
01.07. | 8 | 135
01.07. | 9 | 135
01.07. | 10 | 135
01.07. | 11 | 135
01.07. | 12 | 135
01.07. | 13 | 135
01.07. | 14 | 135
01.07. | 15 | 135
01.07. | 16 | 135
01.07. | 17 | 135
01.07. | 18 | 135
01.07. | 19 | 135
01.07. | 20 | 135
01.07. | 21 | 135
01.07. | 22 | 135
01.07. | 23 | 135
01.07. | 24 | 135
02.07. | 1 | 135
02.07. | 2 | 135
02.07. | 3 | 135
02.07. | 4 | 135
02.07. | 5 | 135
02.07. | 6 | 135
02.07. | 7 | 135
02.07. | 8 | 135
02.07. | 9 | 135
02.07. | 10 | 135
02.07. | 11 | 135
02.07. | 12 | 135
02.07. | 13 | 135
02.07. | 14 | 135
02.07. | 15 | 135
02.07. | 16 | 135
02.07. | 17 | 135
02.07. | 18 | 135
02.07. | 19 | 135
02.07. | 20 | 135
02.07. | 21 | 135
02.07. | 22 | 135
02.07. | 23 | 135
02.07. | 24 | 135
03.07. | 1 | 135
03.07. | 2 | 135
03.07. | 3 | 135
03.07. | 4 | 135
03.07. | 5 | 135
03.07. | 6 | 135
03.07. | 7 | 135
03.07. | 8 | 135
03.07. | 9 | 135
03.07. | 10 | 135
03.07. | 11 | 135
03.07. | 12 | 135
03.07. | 13 | 135
03.07. | 14 | 135
03.07. | 15 | 135
03.07. | 16 | 135
03.07. | 17 | 135
03.07. | 18 | 135
03.07. | 19 | 135
03.07. | 20 | 135
03.07. | 21 | 135
03.07. | 22 | 135
03.07. | 23 | 135
03.07. | 24 | 135
04.07. | 1 | 135
04.07. | 2 | 135
04.07. | 3 | 135
04.07. | 4 | 135
04.07. | 5 | 135
04.07. | 6 | 135
04.07. | 7 | 135
04.07. | 8 | 135
04.07. | 9 | 135
04.07. | 10 | 135
04.07. | 11 | 135
04.07. | 12 | 135
04.07. | 13 | 135
04.07. | 14 | 135
04.07. | 15 | 135
04.07. | 16 | 135
04.07. | 17 | 135
04.07. | 18 | 135
04.07. | 19 | 135
04.07. | 20 | 135
04.07. | 21 | 135
04.07. | 22 | 135
04.07. | 23 | 135
04.07. | 24 | 135
05.07. | 1 | 135
05.07. | 2 | 135
05.07. | 3 | 135
05.07. | 4 | 135
05.07. | 5 | 135
05.07. | 6 | 135
05.07. | 7 | 135
05.07. | 8 | 135
05.07. | 9 | 135
05.07. | 10 | 135
05.07. | 11 | 135
05.07. | 12 | 135
05.07. | 13 | 135
05.07. | 14 | 135
05.07. | 15 | 135
05.07. | 16 | 135
05.07. | 17 | 135
05.07. | 18 | 135
05.07. | 19 | 135
05.07. | 20 | 135
05.07. | 21 | 135
05.07. | 22 | 135
05.07. | 23 | 135
05.07. | 24 | 135
06.07. | 1 | 135
06.07. | 2 | 135
06.07. | 3 | 135
06.07. | 4 | 135
06.07. | 5 | 135
06.07. | 6 | 135
06.07. | 7 | 135
06.07. | 8 | 135
06.07. | 9 | 135
06.07. | 10 | 135
06.07. | 11 | 135
06.07. | 12 | 135
06.07. | 13 | 135
06.07. | 14 | 135
06.07. | 15 | 135
06.07. | 16 | 135
06.07. | 17 | 135
06.07. | 18 | 135
06.07. | 19 | 135
06.07. | 20 | 135
06.07. | 21 | 135
06.07. | 22 | 135
06.07. | 23 | 135
06.07. | 24 | 135
07.07. | 1 | 135
07.07. | 2 | 135
07.07. | 3 | 135
07.07. | 4 | 135
07.07. | 5 | 135
07.07. | 6 | 135
07.07. | 7 | 135
07.07. | 8 | 135
07.07. | 9 | 135
07.07. | 10 | 135
07.07. | 11 | 135
07.07. | 12 | 135
07.07. | 13 | 135
07.07. | 14 | 135
07.07. | 15 | 135
07.07. | 16 | 135
07.07. | 17 | 135
07.07. | 18 | 135
07.07. | 19 | 135
07.07. | 20 | 135
07.07. | 21 | 135
07.07. | 22 | 135
07.07. | 23 | 135
07.07. | 24 | 135
08.07. | 1 | 135
08.07. | 2 | 135
08.07. | 3 | 135
08.07. | 4 | 135
08.07. | 5 | 135
08.07. | 6 | 135
08.07. | 7 | 135
08.07. | 8 | 135
08.07. | 9 | 135
08.07. | 10 | 135
08.07. | 11 | 135
08.07. | 12 | 135
08.07. | 13 | 135
08.07. | 14 | 135
08.07. | 15 | 135
08.07. | 16 | 135
08.07. | 17 | 135
08.07. | 18 | 135
08.07. | 19 | 135
08.07. | 20 | 135
08.07. | 21 | 135
08.07. | 22 | 135
08.07. | 23 | 135
08.07. | 24 | 135
09.07. | 1 | 135
09.07. | 2 | 135
09.07. | 3 | 135
09.07. | 4 | 135
09.07. | 5 | 135
09.07. | 6 | 135
09.07. | 7 | 135
09.07. | 8 | 135
09.07. | 9 | 135
09.07. | 10 | 135
09.07. | 11 | 135
09.07. | 12 | 135
09.07. | 13 | 135
09.07. | 14 | 135
09.07. | 15 | 135
09.07. | 16 | 135
09.07. | 17 | 135
09.07. | 18 | 135
09.07. | 19 | 135
09.07. | 20 | 135
09.07. | 21 | 135
09.07. | 22 | 135
09.07. | 23 | 135
09.07. | 24 | 135
10.07. | 1 | 135
10.07. | 2 | 135
10.07. | 3 | 135
10.07. | 4 | 135
10.07. | 5 | 135
10.07. | 6 | 135
10.07. | 7 | 135
10.07. | 8 | 135
10.07. | 9 | 135
10.07. | 10 | 135
10.07. | 11 | 135
10.07. | 12 | 135
10.07. | 13 | 135
10.07. | 14 | 135
10.07. | 15 | 135
10.07. | 16 | 135
10.07. | 17 | 135
10.07. | 18 | 135
10.07. | 19 | 135
10.07. | 20 | 135
10.07. | 21 | 135
10.07. | 22 | 135
10.07. | 23 | 135
10.07. | 24 | 135
11.07. | 1 | 135
11.07. | 2 | 135
11.07. | 3 | 135
11.07. | 4 | 135
11.07. | 5 | 135
11.07. | 6 | 135
11.07. | 7 | 135
11.07. | 8 | 135
11.07. | 9 | 135
11.07. | 10 | 135
11.07. | 11 | 135
11.07. | 12 | 135
11.07. | 13 | 135
11.07. | 14 | 135
11.07. | 15 | 135
11.07. | 16 | 135
11.07. | 17 | 135
11.07. | 18 | 135
11.07. | 19 | 135
11.07. | 20 | 135
11.07. | 21 | 135
11.07. | 22 | 135
11.07. | 23 | 135
11.07. | 24 | 135
12.07. | 1 | 135
12.07. | 2 | 135
12.07. | 3 | 135
12.07. | 4 | 135
12.07. | 5 | 135
12.07. | 6 | 135
12.07. | 7 | 135
12.07. | 8 | 135
12.07. | 9 | 135
12.07. | 10 | 135
12.07. | 11 | 135
12.07. | 12 | 135
12.07. | 13 | 135
12.07. | 14 | 135
12.07. | 15 | 135
12.07. | 16 | 135
12.07. | 17 | 135
12.07. | 18 | 135
12.07. | 19 | 135
12.07. | 20 | 135
12.07. | 21 | 135
12.07. | 22 | 135
12.07. | 23 | 135
12.07. | 24 | 135
13.07. | 1 | 135
13.07. | 2 | 135
13.07. | 3 | 135
13.07. | 4 | 135
13.07. | 5 | 135
13.07. | 6 | 135
13.07. | 7 | 135
13.07. | 8 | 135
13.07. | 9 | 135
13.07. | 10 | 135
13.07. | 11 | 135
13.07. | 12 | 135
13.07. | 13 | 135
13.07. | 14 | 135
13.07. | 15 | 135
13.07. | 16 | 135
13.07. | 17 | 135
13.07. | 18 | 135
13.07. | 19 | 135
13.07. | 20 | 135
13.07. | 21 | 135
13.07. | 22 | 135
13.07. | 23 | 135
13.07. | 24 | 135
14.07. | 1 | 135
14.07. | 2 | 135
14.07. | 3 | 135
14.07. | 4 | 135
14.07. | 5 | 135
14.07. | 6 | 135
14.07. | 7 | 135
14.07. | 8 | 135
14.07. | 9 | 135
14.07. | 10 | 135
14.07. | 11 | 135
14.07. | 12 | 135
14.07. | 13 | 135
14.07. | 14 | 135
14.07. | 15 | 135
14.07. | 16 | 135
14.07. | 17 | 135
14.07. | 18 | 135
14.07. | 19 | 135
14.07. | 20 | 135
14.07. | 21 | 135
14.07. | 22 | 135
14.07. | 23 | 135
14.07. | 24 | 135
15.07. | 1 | 135
15.07. | 2 | 135
15.07. | 3 | 135
15.07. | 4 | 135
15.07. | 5 | 135
15.07. | 6 | 135
15.07. | 7 | 135
15.07. | 8 | 135
15.07. | 9 | 135
15.07. | 10 | 135
15.07. | 11 | 135
15.07. | 12 | 135
15.07. | 13 | 135
15.07. | 14 | 135
15.07. | 15 | 135
15.07. | 16 | 135
15.07. | 17 | 135
15.07. | 18 | 135
15.07. | 19 | 135
15.07. | 20 | 135
15.07. | 21 | 135
15.07. | 22 | 135
15.07. | 23 | 135
15.07. | 24 | 135
16.07. | 1 | 135
16.07. | 2 | 135
16.07. | 3 | 135
16.07. | 4 | 135
16.07. | 5 | 135
16.07. | 6 | 135
16.07. | 7 | 135
16.07. | 8 | 135
16.07. | 9 | 135
16.07. | 10 | 135
16.07. | 11 | 135
16.07. | 12 | 135
16.07. | 13 | 135
16.07. | 14 | 135
16.07. | 15 | 135
16.07. | 16 | 135
16.07. | 17 | 135
16.07. | 18 | 135
16.07. | 19 | 135
16.07. | 20 | 135
16.07. | 21 | 135
16.07. | 22 | 135
16.07. | 23 | 135
16.07. | 24 | 135
17.07. | 1 | 135
17.07. | 2 | 135
17.07. | 3 | 135
17.07. | 4 | 135
17.07. | 5 | 135
17.07. | 6 | 135
17.07. | 7 | 135
17.07. | 8 | 135
17.07. | 9 | 135
17.07. | 10 | 135
17.07. | 11 | 135
17.07. | 12 | 135
17.07. | 13 | 135
17.07. | 14 | 135
17.07. | 15 | 135
17.07. | 16 | 135
17.07. | 17 | 135
17.07. | 18 | 135
17.07. | 19 | 135
17.07. | 20 | 135
17.07. | 21 | 135
17.07. | 22 | 135
17.07. | 23 | 135
17.07. | 24 | 135
18.07. | 1 | 135
18.07. | 2 | 135
18.07. | 3 | 135
18.07. | 4 | 135
18.07. | 5 | 135
18.07. | 6 | 135
18.07. | 7 | 135
18.07. | 8 | 135
18.07. | 9 | 135
18.07. | 10 | 135
18.07. | 11 | 135
18.07. | 12 | 135
18.07. | 13 | 135
18.07. | 14 | 135
18.07. | 15 | 135
18.07. | 16 | 135
18.07. | 17 | 135
18.07. | 18 | 135
18.07. | 19 | 135
18.07. | 20 | 135
18.07. | 21 | 135
18.07. | 22 | 135
18.07. | 23 | 135
18.07. | 24 | 135
19.07. | 1 | 135
19.07. | 2 | 135
19.07. | 3 | 135
19.07. | 4 | 135
19.07. | 5 | 135
19.07. | 6 | 135
19.07. | 7 | 135
19.07. | 8 | 135
19.07. | 9 | 135
19.07. | 10 | 135
19.07. | 11 | 135
19.07. | 12 | 135
19.07. | 13 | 135
19.07. | 14 | 135
19.07. | 15 | 135
19.07. | 16 | 135
19.07. | 17 | 135
19.07. | 18 | 135
19.07. | 19 | 135
19.07. | 20 | 135
19.07. | 21 | 135
19.07. | 22 | 135
19.07. | 23 | 135
19.07. | 24 | 135
20.07. | 1 | 135
20.07. | 2 | 135
20.07. | 3 | 135
20.07. | 4 | 135
20.07. | 5 | 135
20.07. | 6 | 135
20.07. | 7 | 135
20.07. | 8 | 135
20.07. | 9 | 135
20.07. | 10 | 135
20.07. | 11 | 135
20.07. | 12 | 135
20.07. | 13 | 135
20.07. | 14 | 135
20.07. | 15 | 135
20.07. | 16 | 135
20.07. | 17 | 135
20.07. | 18 | 135
20.07. | 19 | 135
20.07. | 20 | 135
20.07. | 21 | 135
20.07. | 22 | 135
20.07. | 23 | 135
20.07. | 24 | 135
21.07. | 1 | 135
21.07. | 2 | 135
21.07. | 3 | 135
21.07. | 4 | 135
21.07. | 5 | 135
21.07. | 6 | 135
21.07. | 7 | 135
21.07. | 8 | 135
21.07. | 9 | 135
21.07. | 10 | 135
21.07. | 11 | 135
21.07. | 12 | 135
21.07. | 13 | 135
21.07. | 14 | 135
21.07. | 15 | 135
21.07. | 16 | 135
21.07. | 17 | 135
21.07. | 18 | 135
21.07. | 19 | 135
21.07. | 20 | 135
21.07. | 21 | 135
21.07. | 22 | 135
21.07. | 23 | 135
21.07. | 24 | 135
22.07. | 1 | 135
22.07. | 2 | 135
22.07. | 3 | 135
22.07. | 4 | 135
22.07. | 5 | 135
22.07. | 6 | 135
22.07. | 7 | 135
22.07. | 8 | 135
22.07. | 9 | 135
22.07. | 10 | 135
22.07. | 11 | 135
22.07. | 12 | 135
22.07. | 13 | 135
22.07. | 14 | 135
22.07. | 15 | 135
22.07. | 16 | 135
22.07. | 17 | 135
22.07. | 18 | 135
22.07. | 19 | 135
22.07. | 20 | 135
22.07. | 21 | 135
22.07. | 22 | 135
22.07. | 23 | 135
22.07. | 24 | 135
23.07. | 1 | 135
23.07. | 2 | 135
23.07. | 3 | 135
23.07. | 4 | 135
23.07. | 5 | 135
23.07. | 6 | 135
23.07. | 7 | 135
23.07. | 8 | 135
23.07. | 9 | 135
23.07. | 10 | 135
23.07. | 11 | 135
23.07. | 12 | 135
23.07. | 13 | 135
23.07. | 14 | 135
23.07. | 15 | 135
23.07. | 16 | 135
23.07. | 17 | 135
23.07. | 18 | 135
23.07. | 19 | 135
23.07. | 20 | 135
23.07. | 21 | 135
23.07. | 22 | 135
23.07. | 23 | 135
23.07. | 24 | 135
24.07. | 1 | 135
24.07. | 2 | 135
24.07. | 3 | 135
24.07. | 4 | 135
24.07. | 5 | 135
24.07. | 6 | 135
24.07. | 7 | 135
24.07. | 8 | 135
24.07. | 9 | 135
24.07. | 10 | 135
24.07. | 11 | 135
24.07. | 12 | 135
24.07. | 13 | 135
24.07. | 14 | 135
24.07. | 15 | 135
24.07. | 16 | 135
24.07. | 17 | 135
24.07. | 18 | 135
24.07. | 19 | 135
24.07. | 20 | 135
24.07. | 21 | 135
24.07. | 22 | 135
24.07. | 23 | 135
24.07. | 24 | 135
25.07. | 1 | 135
25.07. | 2 | 135
25.07. | 3 | 135
25.07. | 4 | 135
25.07. | 5 | 135
25.07. | 6 | 135
25.07. | 7 | 135
25.07. | 8 | 135
25.07. | 9 | 135
25.07. | 10 | 135
25.07. | 11 | 135
25.07. | 12 | 135
25.07. | 13 | 135
25.07. | 14 | 135
25.07. | 15 | 135
25.07. | 16 | 135
25.07. | 17 | 135
25.07. | 18 | 135
25.07. | 19 | 135
25.07. | 20 | 135
25.07. | 21 | 135
25.07. | 22 | 135
25.07. | 23 | 135
25.07. | 24 | 135
26.07. | 1 | 135
26.07. | 2 | 135
26.07. | 3 | 135
26.07. | 4 | 135
26.07. | 5 | 135
26.07. | 6 | 135
26.07. | 7 | 135
26.07. | 8 | 135
26.07. | 9 | 135
26.07. | 10 | 135
26.07. | 11 | 135
26.07. | 12 | 135
26.07. | 13 | 135
26.07. | 14 | 135
26.07. | 15 | 135
26.07. | 16 | 135
26.07. | 17 | 135
26.07. | 18 | 135
26.07. | 19 | 135
26.07. | 20 | 135
26.07. | 21 | 135
26.07. | 22 | 135
26.07. | 23 | 135
26.07. | 24 | 135
27.07. | 1 | 135
27.07. | 2 | 135
27.07. | 3 | 135
27.07. | 4 | 135
27.07. | 5 | 135
27.07. | 6 | 135
27.07. | 7 | 135
27.07. | 8 | 135
27.07. | 9 | 135
27.07. | 10 | 135
27.07. | 11 | 135
27.07. | 12 | 135
27.07. | 13 | 135
27.07. | 14 | 135
27.07. | 15 | 135
27.07. | 16 | 135
27.07. | 17 | 135
27.07. | 18 | 135
27.07. | 19 | 135
27.07. | 20 | 135
27.07. | 21 | 135
27.07. | 22 | 135
27.07. | 23 | 135
27.07. | 24 | 135
28.07. | 1 | 135
28.07. | 2 | 135
28.07. | 3 | 135
28.07. | 4 | 135
28.07. | 5 | 135
28.07. | 6 | 135
28.07. | 7 | 135
28.07. | 8 | 135
28.07. | 9 | 135
28.07. | 10 | 135
28.07. | 11 | 135
28.07. | 12 | 135
28.07. | 13 | 135
28.07. | 14 | 135
28.07. | 15 | 135
28.07. | 16 | 135
28.07. | 17 | 135
28.07. | 18 | 135
28.07. | 19 | 135
28.07. | 20 | 135
28.07. | 21 | 135
28.07. | 22 | 135
28.07. | 23 | 135
28.07. | 24 | 135
29.07. | 1 | 135
29.07. | 2 | 135
29.07. | 3 | 135
29.07. | 4 | 135
29.07. | 5 | 135
29.07. | 6 | 135
29.07. | 7 | 135
29.07. | 8 | 135
29.07. | 9 | 135
29.07. | 10 | 135
29.07. | 11 | 135
29.07. | 12 | 135
29.07. | 13 | 135
29.07. | 14 | 135
29.07. | 15 | 135
29.07. | 16 | 135
29.07. | 17 | 135
29.07. | 18 | 135
29.07. | 19 | 135
29.07. | 20 | 135
29.07. | 21 | 135
29.07. | 22 | 135
29.07. | 23 | 135
29.07. | 24 | 135
30.07. | 1 | 135
30.07. | 2 | 135
30.07. | 3 | 135
30.07. | 4 | 135
30.07. | 5 | 135
30.07. | 6 | 135
30.07. | 7 | 135
30.07. | 8 | 135
30.07. | 9 | 135
30.07. | 10 | 135
30.07. | 11 | 135
30.07. | 12 | 135
30.07. | 13 | 135
30.07. | 14 | 135
30.07. | 15 | 135
30.07. | 16 | 135
30.07. | 17 | 135
30.07. | 18 | 135
30.07. | 19 | 135
30.07. | 20 | 135
30.07. | 21 | 135
30.07. | 22 | 135
30.07. | 23 | 135
30.07. | 24 | 135
31.07. | 1 | 135
31.07. | 2 | 135
31.07. | 3 | 135
31.07. | 4 | 135
31.07. | 5 | 135
31.07. | 6 | 135
31.07. | 7 | 135
31.07. | 8 | 135
31.07. | 9 | 135
31.07. | 10 | 135
31.07. | 11 | 135
31.07. | 12 | 135
31.07. | 13 | 135
31.07. | 14 | 135
31.07. | 15 | 135
31.07. | 16 | 135
31.07. | 17 | 135
31.07. | 18 | 135
31.07. | 19 | 135
31.07. | 20 | 135
31.07. | 21 | 135
31.07. | 22 | 135
31.07. | 23 | 135
31.07. | 24 | 135
01.08. | 1 | 135
01.08. | 2 | 135
01.08. | 3 | 135
01.08. | 4 | 135
01.08. | 5 | 135
01.08. | 6 | 135
01.08. | 7 | 135
01.08. | 8 | 135
01.08. | 9 | 135
01.08. | 10 | 135
01.08. | 11 | 135
01.08. | 12 | 135
01.08. | 13 | 135
01.08. | 14 | 135
01.08. | 15 | 135
01.08. | 16 | 135
01.08. | 17 | 135
01.08. | 18 | 135
01.08. | 19 | 135
01.08. | 20 | 135
01.08. | 21 | 135
01.08. | 22 | 135
01.08. | 23 | 135
01.08. | 24 | 135
02.08. | 1 | 135
02.08. | 2 | 135
02.08. | 3 | 135
02.08. | 4 | 135
02.08. | 5 | 135
02.08. | 6 | 135
02.08. | 7 | 135
02.08. | 8 | 135
02.08. | 9 | 135
02.08. | 10 | 135
02.08. | 11 | 135
02.08. | 12 | 135
02.08. | 13 | 135
02.08. | 14 | 135
02.08. | 15 | 135
02.08. | 16 | 135
02.08. | 17 | 135
02.08. | 18 | 135
02.08. | 19 | 135
02.08. | 20 | 135
02.08. | 21 | 135
02.08. | 22 | 135
02.08. | 23 | 135
02.08. | 24 | 135
03.08. | 1 | 135
03.08. | 2 | 135
03.08. | 3 | 135
03.08. | 4 | 135
03.08. | 5 | 135
03.08. | 6 | 135
03.08. | 7 | 135
03.08. | 8 | 135
03.08. | 9 | 135
03.08. | 10 | 135
03.08. | 11 | 135
03.08. | 12 | 135
03.08. | 13 | 135
03.08. | 14 | 135
03.08. | 15 | 135
03.08. | 16 | 135
03.08. | 17 | 135
03.08. | 18 | 135
03.08. | 19 | 135
03.08. | 20 | 135
03.08. | 21 | 135
03.08. | 22 | 135
03.08. | 23 | 135
03.08. | 24 | 135
04.08. | 1 | 135
04.08. | 2 | 135
04.08. | 3 | 135
04.08. | 4 | 135
04.08. | 5 | 135
04.08. | 6 | 135
04.08. | 7 | 135
04.08. | 8 | 135
04.08. | 9 | 135
04.08. | 10 | 135
04.08. | 11 | 135
04.08. | 12 | 135
04.08. | 13 | 135
04.08. | 14 | 135
04.08. | 15 | 135
04.08. | 16 | 135
04.08. | 17 | 135
04.08. | 18 | 135
04.08. | 19 | 135
04.08. | 20 | 135
04.08. | 21 | 135
04.08. | 22 | 135
04.08. | 23 | 135
04.08. | 24 | 135
05.08. | 1 | 135
05.08. | 2 | 135
05.08. | 3 | 135
05.08. | 4 | 135
05.08. | 5 | 135
05.08. | 6 | 135
05.08. | 7 | 135
05.08. | 8 | 135
05.08. | 9 | 135
05.08. | 10 | 135
05.08. | 11 | 135
05.08. | 12 | 135
05.08. | 13 | 135
05.08. | 14 | 135
05.08. | 15 | 135
05.08. | 16 | 135
05.08. | 17 | 135
05.08. | 18 | 135
05.08. | 19 | 135
05.08. | 20 | 135
05.08. | 21 | 135
05.08. | 22 | 135
05.08. | 23 | 135
05.08. | 24 | 135
06.08. | 1 | 135
06.08. | 2 | 135
06.08. | 3 | 135
06.08. | 4 | 135
06.08. | 5 | 135
06.08. | 6 | 135
06.08. | 7 | 135
06.08. | 8 | 135
06.08. | 9 | 135
06.08. | 10 | 135
06.08. | 11 | 135
06.08. | 12 | 135
06.08. | 13 | 135
06.08. | 14 | 135
06.08. | 15 | 135
06.08. | 16 | 135
06.08. | 17 | 135
06.08. | 18 | 135
06.08. | 19 | 135
06.08. | 20 | 135
06.08. | 21 | 135
06.08. | 22 | 135
06.08. | 23 | 135
06.08. | 24 | 135
07.08. | 1 | 135
07.08. | 2 | 135
07.08. | 3 | 135
07.08. | 4 | 135
07.08. | 5 | 135
07.08. | 6 | 135
07.08. | 7 | 135
07.08. | 8 | 135
07.08. | 9 | 135
07.08. | 10 | 135
07.08. | 11 | 135
07.08. | 12 | 135
07.08. | 13 | 135
07.08. | 14 | 135
07.08. | 15 | 135
07.08. | 16 | 135
07.08. | 17 | 135
07.08. | 18 | 135
07.08. | 19 | 135
07.08. | 20 | 135
07.08. | 21 | 135
07.08. | 22 | 135
07.08. | 23 | 135
07.08. | 24 | 135
08.08. | 1 | 135
08.08. | 2 | 135
08.08. | 3 | 135
08.08. | 4 | 135
08.08. | 5 | 135
08.08. | 6 | 135
08.08. | 7 | 135
08.08. | 8 | 135
08.08. | 9 | 135
08.08. | 10 | 135
08.08. | 11 | 135
08.08. | 12 | 135
08.08. | 13 | 135
08.08. | 14 | 135
08.08. | 15 | 135
08.08. | 16 | 135
08.08. | 17 | 135
08.08. | 18 | 135
08.08. | 19 | 135
08.08. | 20 | 135
08.08. | 21 | 135
08.08. | 22 | 135
08.08. | 23 | 135
08.08. | 24 | 135
09.08. | 1 | 135
09.08. | 2 | 135
09.08. | 3 | 135
09.08. | 4 | 135
09.08. | 5 | 135
09.08. | 6 | 135
09.08. | 7 | 135
09.08. | 8 | 135
09.08. | 9 | 135
09.08. | 10 | 135
09.08. | 11 | 135
09.08. | 12 | 135
09.08. | 13 | 135
09.08. | 14 | 135
09.08. | 15 | 135
09.08. | 16 | 135
09.08. | 17 | 135
09.08. | 18 | 135
09.08. | 19 | 135
09.08. | 20 | 135
09.08. | 21 | 135
09.08. | 22 | 135
09.08. | 23 | 135
09.08. | 24 | 135
10.08. | 1 | 135
10.08. | 2 | 135
10.08. | 3 | 135
10.08. | 4 | 135
10.08. | 5 | 135
10.08. | 6 | 135
10.08. | 7 | 135
10.08. | 8 | 135
10.08. | 9 | 135
10.08. | 10 | 135
10.08. | 11 | 135
10.08. | 12 | 135
10.08. | 13 | 135
10.08. | 14 | 135
10.08. | 15 | 135
10.08. | 16 | 135
10.08. | 17 | 135
10.08. | 18 | 135
10.08. | 19 | 135
10.08. | 20 | 135
10.08. | 21 | 135
10.08. | 22 | 135
10.08. | 23 | 135
10.08. | 24 | 135
11.08. | 1 | 135
11.08. | 2 | 135
11.08. | 3 | 135
11.08. | 4 | 135
11.08. | 5 | 135
11.08. | 6 | 135
11.08. | 7 | 135
11.08. | 8 | 135
11.08. | 9 | 135
11.08. | 10 | 135
11.08. | 11 | 135
11.08. | 12 | 135
11.08. | 13 | 135
11.08. | 14 | 135
11.08. | 15 | 135
11.08. | 16 | 135
11.08. | 17 | 135
11.08. | 18 | 135
11.08. | 19 | 135
11.08. | 20 | 135
11.08. | 21 | 135
11.08. | 22 | 135
11.08. | 23 | 135
11.08. | 24 | 135
12.08. | 1 | 135
12.08. | 2 | 135
12.08. | 3 | 135
12.08. | 4 | 135
12.08. | 5 | 135
12.08. | 6 | 135
12.08. | 7 | 135
12.08. | 8 | 135
12.08. | 9 | 135
12.08. | 10 | 135
12.08. | 11 | 135
12.08. | 12 | 135
12.08. | 13 | 135
12.08. | 14 | 135
12.08. | 15 | 135
12.08. | 16 | 135
12.08. | 17 | 135
12.08. | 18 | 135
12.08. | 19 | 135
12.08. | 20 | 135
12.08. | 21 | 135
12.08. | 22 | 135
12.08. | 23 | 135
12.08. | 24 | 135
13.08. | 1 | 135
13.08. | 2 | 135
13.08. | 3 | 135
13.08. | 4 | 135
13.08. | 5 | 135
13.08. | 6 | 135
13.08. | 7 | 135
13.08. | 8 | 135
13.08. | 9 | 135
13.08. | 10 | 135
13.08. | 11 | 135
13.08. | 12 | 135
13.08. | 13 | 135
13.08. | 14 | 135
13.08. | 15 | 135
13.08. | 16 | 135
13.08. | 17 | 135
13.08. | 18 | 135
13.08. | 19 | 135
13.08. | 20 | 135
13.08. | 21 | 135
13.08. | 22 | 135
13.08. | 23 | 135
13.08. | 24 | 135
14.08. | 1 | 135
14.08. | 2 | 135
14.08. | 3 | 135
14.08. | 4 | 135
14.08. | 5 | 135
14.08. | 6 | 135
14.08. | 7 | 135
14.08. | 8 | 135
14.08. | 9 | 135
14.08. | 10 | 135
14.08. | 11 | 135
14.08. | 12 | 135
14.08. | 13 | 135
14.08. | 14 | 135
14.08. | 15 | 135
14.08. | 16 | 135
14.08. | 17 | 135
14.08. | 18 | 135
14.08. | 19 | 135
14.08. | 20 | 135
14.08. | 21 | 135
14.08. | 22 | 135
14.08. | 23 | 135
14.08. | 24 | 135
15.08. | 1 | 135
15.08. | 2 | 135
15.08. | 3 | 135
15.08. | 4 | 135
15.08. | 5 | 135
15.08. | 6 | 135
15.08. | 7 | 135
15.08. | 8 | 135
15.08. | 9 | 135
15.08. | 10 | 135
15.08. | 11 | 135
15.08. | 12 | 135
15.08. | 13 | 135
15.08. | 14 | 135
15.08. | 15 | 135
15.08. | 16 | 135
15.08. | 17 | 135
15.08. | 18 | 135
15.08. | 19 | 135
15.08. | 20 | 135
15.08. | 21 | 135
15.08. | 22 | 135
15.08. | 23 | 135
15.08. | 24 | 135
16.08. | 1 | 135
16.08. | 2 | 135
16.08. | 3 | 135
16.08. | 4 | 135
16.08. | 5 | 135
16.08. | 6 | 135
16.08. | 7 | 135
16.08. | 8 | 135
16.08. | 9 | 135
16.08. | 10 | 135
16.08. | 11 | 135
16.08. | 12 | 135
16.08. | 13 | 135
16.08. | 14 | 135
16.08. | 15 | 135
16.08. | 16 | 135
16.08. | 17 | 135
16.08. | 18 | 135
16.08. | 19 | 135
16.08. | 20 | 135
16.08. | 21 | 135
16.08. | 22 | 135
16.08. | 23 | 135
16.08. | 24 | 135
17.08. | 1 | 135
17.08. | 2 | 135
17.08. | 3 | 135
17.08. | 4 | 135
17.08. | 5 | 135
17.08. | 6 | 135
17.08. | 7 | 135
17.08. | 8 | 135
17.08. | 9 | 135
17.08. | 10 | 135
17.08. | 11 | 135
17.08. | 12 | 135
17.08. | 13 | 135
17.08. | 14 | 135
17.08. | 15 | 135
17.08. | 16 | 135
17.08. | 17 | 135
17.08. | 18 | 135
17.08. | 19 | 135
17.08. | 20 | 135
17.08. | 21 | 135
17.08. | 22 | 135
17.08. | 23 | 135
17.08. | 24 | 135
18.08. | 1 | 135
18.08. | 2 | 135
18.08. | 3 | 135
18.08. | 4 | 135
18.08. | 5 | 135
18.08. | 6 | 135
18.08. | 7 | 135
18.08. | 8 | 135
18.08. | 9 | 135
18.08. | 10 | 135
18.08. | 11 | 135
18.08. | 12 | 135
18.08. | 13 | 135
18.08. | 14 | 135
18.08. | 15 | 135
18.08. | 16 | 135
18.08. | 17 | 135
18.08. | 18 | 135
18.08. | 19 | 135
18.08. | 20 | 135
18.08. | 21 | 135
18.08. | 22 | 135
18.08. | 23 | 135
18.08. | 24 | 135
19.08. | 1 | 135
19.08. | 2 | 135
19.08. | 3 | 135
19.08. | 4 | 135
19.08. | 5 | 135
19.08. | 6 | 135
19.08. | 7 | 135
19.08. | 8 | 135
19.08. | 9 | 135
19.08. | 10 | 135
19.08. | 11 | 135
19.08. | 12 | 135
19.08. | 13 | 135
19.08. | 14 | 135
19.08. | 15 | 135
19.08. | 16 | 135
19.08. | 17 | 135
19.08. | 18 | 135
19.08. | 19 | 135
19.08. | 20 | 135
19.08. | 21 | 135
19.08. | 22 | 135
19.08. | 23 | 135
19.08. | 24 | 135
20.08. | 1 | 135
20.08. | 2 | 135
20.08. | 3 | 135
20.08. | 4 | 135
20.08. | 5 | 135
20.08. | 6 | 135
20.08. | 7 | 135
20.08. | 8 | 135
20.08. | 9 | 135
20.08. | 10 | 135
20.08. | 11 | 135
20.08. | 12 | 135
20.08. | 13 | 135
20.08. | 14 | 135
20.08. | 15 | 135
20.08. | 16 | 135
20.08. | 17 | 135
20.08. | 18 | 135
20.08. | 19 | 135
20.08. | 20 | 135
20.08. | 21 | 135
20.08. | 22 | 135
20.08. | 23 | 135
20.08. | 24 | 135
21.08. | 1 | 135
21.08. | 2 | 135
21.08. | 3 | 135
21.08. | 4 | 135
21.08. | 5 | 135
21.08. | 6 | 135
21.08. | 7 | 135
21.08. | 8 | 135
21.08. | 9 | 135
21.08. | 10 | 135
21.08. | 11 | 135
21.08. | 12 | 135
21.08. | 13 | 135
21.08. | 14 | 135
21.08. | 15 | 135
21.08. | 16 | 135
21.08. | 17 | 135
21.08. | 18 | 135
21.08. | 19 | 135
21.08. | 20 | 135
21.08. | 21 | 135
21.08. | 22 | 135
21.08. | 23 | 135
21.08. | 24 | 135
22.08. | 1 | 135
22.08. | 2 | 135
22.08. | 3 | 135
22.08. | 4 | 135
22.08. | 5 | 135
22.08. | 6 | 135
22.08. | 7 | 135
22.08. | 8 | 135
22.08. | 9 | 135
22.08. | 10 | 135
22.08. | 11 | 135
22.08. | 12 | 135
22.08. | 13 | 135
22.08. | 14 | 135
22.08. | 15 | 135
22.08. | 16 | 135
22.08. | 17 | 135
22.08. | 18 | 135
22.08. | 19 | 135
22.08. | 20 | 135
22.08. | 21 | 135
22.08. | 22 | 135
22.08. | 23 | 135
22.08. | 24 | 135
23.08. | 1 | 135
23.08. | 2 | 135
23.08. | 3 | 135
23.08. | 4 | 135
23.08. | 5 | 135
23.08. | 6 | 135
23.08. | 7 | 135
23.08. | 8 | 135
23.08. | 9 | 135
23.08. | 10 | 135
23.08. | 11 | 135
23.08. | 12 | 135
23.08. | 13 | 135
23.08. | 14 | 135
23.08. | 15 | 135
23.08. | 16 | 135
23.08. | 17 | 135
23.08. | 18 | 135
23.08. | 19 | 135
23.08. | 20 | 135
23.08. | 21 | 135
23.08. | 22 | 135
23.08. | 23 | 135
23.08. | 24 | 135
24.08. | 1 | 135
24.08. | 2 | 135
24.08. | 3 | 135
24.08. | 4 | 135
24.08. | 5 | 135
24.08. | 6 | 135
24.08. | 7 | 135
24.08. | 8 | 135
24.08. | 9 | 135
24.08. | 10 | 135
24.08. | 11 | 135
24.08. | 12 | 135
24.08. | 13 | 135
24.08. | 14 | 135
24.08. | 15 | 135
24.08. | 16 | 135
24.08. | 17 | 135
24.08. | 18 | 135
24.08. | 19 | 135
24.08. | 20 | 135
24.08. | 21 | 135
24.08. | 22 | 135
24.08. | 23 | 135
24.08. | 24 | 135
25.08. | 1 | 135
25.08. | 2 | 135
25.08. | 3 | 135
25.08. | 4 | 135
25.08. | 5 | 135
25.08. | 6 | 135
25.08. | 7 | 135
25.08. | 8 | 135
25.08. | 9 | 135
25.08. | 10 | 135
25.08. | 11 | 135
25.08. | 12 | 135
25.08. | 13 | 135
25.08. | 14 | 135
25.08. | 15 | 135
25.08. | 16 | 135
25.08. | 17 | 135
25.08. | 18 | 135
25.08. | 19 | 135
25.08. | 20 | 135
25.08. | 21 | 135
25.08. | 22 | 135
25.08. | 23 | 135
25.08. | 24 | 135
26.08. | 1 | 135
26.08. | 2 | 135
26.08. | 3 | 135
26.08. | 4 | 135
26.08. | 5 | 135
26.08. | 6 | 135
26.08. | 7 | 135
26.08. | 8 | 135
26.08. | 9 | 135
26.08. | 10 | 135
26.08. | 11 | 135
26.08. | 12 | 135
26.08. | 13 | 135
26.08. | 14 | 135
26.08. | 15 | 135
26.08. | 16 | 135
26.08. | 17 | 135
26.08. | 18 | 135
26.08. | 19 | 135
26.08. | 20 | 135
26.08. | 21 | 135
26.08. | 22 | 135
26.08. | 23 | 135
26.08. | 24 | 135
27.08. | 1 | 135
27.08. | 2 | 135
27.08. | 3 | 135
27.08. | 4 | 135
27.08. | 5 | 135
27.08. | 6 | 135
27.08. | 7 | 135
27.08. | 8 | 135
27.08. | 9 | 135
27.08. | 10 | 135
27.08. | 11 | 135
27.08. | 12 | 135
27.08. | 13 | 135
27.08. | 14 | 135
27.08. | 15 | 135
27.08. | 16 | 135
27.08. | 17 | 135
27.08. | 18 | 135
27.08. | 19 | 135
27.08. | 20 | 135
27.08. | 21 | 135
27.08. | 22 | 135
27.08. | 23 | 135
27.08. | 24 | 135
28.08. | 1 | 135
28.08. | 2 | 135
28.08. | 3 | 135
28.08. | 4 | 135
28.08. | 5 | 135
28.08. | 6 | 135
28.08. | 7 | 135
28.08. | 8 | 135
28.08. | 9 | 135
28.08. | 10 | 135
28.08. | 11 | 135
28.08. | 12 | 135
28.08. | 13 | 135
28.08. | 14 | 135
28.08. | 15 | 135
28.08. | 16 | 135
28.08. | 17 | 135
28.08. | 18 | 135
28.08. | 19 | 135
28.08. | 20 | 135
28.08. | 21 | 135
28.08. | 22 | 135
28.08. | 23 | 135
28.08. | 24 | 135
29.08. | 1 | 135
29.08. | 2 | 135
29.08. | 3 | 135
29.08. | 4 | 135
29.08. | 5 | 135
29.08. | 6 | 135
29.08. | 7 | 135
29.08. | 8 | 135
29.08. | 9 | 135
29.08. | 10 | 135
29.08. | 11 | 135
29.08. | 12 | 135
29.08. | 13 | 135
29.08. | 14 | 135
29.08. | 15 | 135
29.08. | 16 | 135
29.08. | 17 | 135
29.08. | 18 | 135
29.08. | 19 | 135
29.08. | 20 | 135
29.08. | 21 | 135
29.08. | 22 | 135
29.08. | 23 | 135
29.08. | 24 | 135
30.08. | 1 | 135
30.08. | 2 | 135
30.08. | 3 | 135
30.08. | 4 | 135
30.08. | 5 | 135
30.08. | 6 | 135
30.08. | 7 | 135
30.08. | 8 | 135
30.08. | 9 | 135
30.08. | 10 | 135
30.08. | 11 | 135
30.08. | 12 | 135
30.08. | 13 | 135
30.08. | 14 | 135
30.08. | 15 | 135
30.08. | 16 | 135
30.08. | 17 | 135
30.08. | 18 | 135
30.08. | 19 | 135
30.08. | 20 | 135
30.08. | 21 | 135
30.08. | 22 | 135
30.08. | 23 | 135
30.08. | 24 | 135
31.08. | 1 | 135
31.08. | 2 | 135
31.08. | 3 | 135
31.08. | 4 | 135
31.08. | 5 | 135
31.08. | 6 | 135
31.08. | 7 | 135
31.08. | 8 | 135
31.08. | 9 | 135
31.08. | 10 | 135
31.08. | 11 | 135
31.08. | 12 | 135
31.08. | 13 | 135
31.08. | 14 | 135
31.08. | 15 | 135
31.08. | 16 | 135
31.08. | 17 | 135
31.08. | 18 | 135
31.08. | 19 | 135
31.08. | 20 | 135
31.08. | 21 | 135
31.08. | 22 | 135
31.08. | 23 | 135
31.08. | 24 | 135
01.09. | 1 | 135
01.09. | 2 | 135
01.09. | 3 | 135
01.09. | 4 | 135
01.09. | 5 | 135
01.09. | 6 | 135
01.09. | 7 | 135
01.09. | 8 | 135
01.09. | 9 | 135
01.09. | 10 | 135
01.09. | 11 | 135
01.09. | 12 | 135
01.09. | 13 | 135
01.09. | 14 | 135
01.09. | 15 | 135
01.09. | 16 | 135
01.09. | 17 | 135
01.09. | 18 | 135
01.09. | 19 | 135
01.09. | 20 | 135
01.09. | 21 | 135
01.09. | 22 | 135
01.09. | 23 | 135
01.09. | 24 | 135
02.09. | 1 | 135
02.09. | 2 | 135
02.09. | 3 | 135
02.09. | 4 | 135
02.09. | 5 | 135
02.09. | 6 | 135
02.09. | 7 | 135
02.09. | 8 | 135
02.09. | 9 | 135
02.09. | 10 | 135
02.09. | 11 | 135
02.09. | 12 | 135
02.09. | 13 | 135
02.09. | 14 | 135
02.09. | 15 | 135
02.09. | 16 | 135
02.09. | 17 | 135
02.09. | 18 | 135
02.09. | 19 | 135
02.09. | 20 | 135
02.09. | 21 | 135
02.09. | 22 | 135
02.09. | 23 | 135
02.09. | 24 | 135
03.09. | 1 | 135
03.09. | 2 | 135
03.09. | 3 | 135
03.09. | 4 | 135
03.09. | 5 | 135
03.09. | 6 | 135
03.09. | 7 | 135
03.09. | 8 | 135
03.09. | 9 | 135
03.09. | 10 | 135
03.09. | 11 | 135
03.09. | 12 | 135
03.09. | 13 | 135
03.09. | 14 | 135
03.09. | 15 | 135
03.09. | 16 | 135
03.09. | 17 | 135
03.09. | 18 | 135
03.09. | 19 | 135
03.09. | 20 | 135
03.09. | 21 | 135
03.09. | 22 | 135
03.09. | 23 | 135
03.09. | 24 | 135
04.09. | 1 | 135
04.09. | 2 | 135
04.09. | 3 | 135
04.09. | 4 | 135
04.09. | 5 | 135
04.09. | 6 | 135
04.09. | 7 | 135
04.09. | 8 | 135
04.09. | 9 | 135
04.09. | 10 | 135
04.09. | 11 | 135
04.09. | 12 | 135
04.09. | 13 | 135
04.09. | 14 | 135
04.09. | 15 | 135
04.09. | 16 | 135
04.09. | 17 | 135
04.09. | 18 | 135
04.09. | 19 | 135
04.09. | 20 | 135
04.09. | 21 | 135
04.09. | 22 | 135
04.09. | 23 | 135
04.09. | 24 | 135
05.09. | 1 | 135
05.09. | 2 | 135
05.09. | 3 | 135
05.09. | 4 | 135
05.09. | 5 | 135
05.09. | 6 | 135
05.09. | 7 | 135
05.09. | 8 | 135
05.09. | 9 | 135
05.09. | 10 | 135
05.09. | 11 | 135
05.09. | 12 | 135
05.09. | 13 | 135
05.09. | 14 | 135
05.09. | 15 | 135
05.09. | 16 | 135
05.09. | 17 | 135
05.09. | 18 | 135
05.09. | 19 | 135
05.09. | 20 | 135
05.09. | 21 | 135
05.09. | 22 | 135
05.09. | 23 | 135
05.09. | 24 | 135
06.09. | 1 | 135
06.09. | 2 | 135
06.09. | 3 | 135
06.09. | 4 | 135
06.09. | 5 | 135
06.09. | 6 | 135
06.09. | 7 | 135
06.09. | 8 | 135
06.09. | 9 | 135
06.09. | 10 | 135
06.09. | 11 | 135
06.09. | 12 | 135
06.09. | 13 | 135
06.09. | 14 | 135
06.09. | 15 | 135
06.09. | 16 | 135
06.09. | 17 | 135
06.09. | 18 | 135
06.09. | 19 | 135
06.09. | 20 | 135
06.09. | 21 | 135
06.09. | 22 | 135
06.09. | 23 | 135
06.09. | 24 | 135
07.09. | 1 | 135
07.09. | 2 | 135
07.09. | 3 | 135
07.09. | 4 | 135
07.09. | 5 | 135
07.09. | 6 | 135
07.09. | 7 | 135
07.09. | 8 | 135
07.09. | 9 | 135
07.09. | 10 | 135
07.09. | 11 | 135
07.09. | 12 | 135
07.09. | 13 | 135
07.09. | 14 | 135
07.09. | 15 | 135
07.09. | 16 | 135
07.09. | 17 | 135
07.09. | 18 | 135
07.09. | 19 | 135
07.09. | 20 | 135
07.09. | 21 | 135
07.09. | 22 | 135
07.09. | 23 | 135
07.09. | 24 | 135
08.09. | 1 | 135
08.09. | 2 | 135
08.09. | 3 | 135
08.09. | 4 | 135
08.09. | 5 | 135
08.09. | 6 | 135
08.09. | 7 | 135
08.09. | 8 | 135
08.09. | 9 | 135
08.09. | 10 | 135
08.09. | 11 | 135
08.09. | 12 | 135
08.09. | 13 | 135
08.09. | 14 | 135
08.09. | 15 | 135
08.09. | 16 | 135
08.09. | 17 | 135
08.09. | 18 | 135
08.09. | 19 | 135
08.09. | 20 | 135
08.09. | 21 | 135
08.09. | 22 | 135
08.09. | 23 | 135
08.09. | 24 | 135
09.09. | 1 | 135
09.09. | 2 | 135
09.09. | 3 | 135
09.09. | 4 | 135
09.09. | 5 | 135
09.09. | 6 | 135
09.09. | 7 | 135
09.09. | 8 | 135
09.09. | 9 | 135
09.09. | 10 | 135
09.09. | 11 | 135
09.09. | 12 | 135
09.09. | 13 | 135
09.09. | 14 | 135
09.09. | 15 | 135
09.09. | 16 | 135
09.09. | 17 | 135
09.09. | 18 | 135
09.09. | 19 | 135
09.09. | 20 | 135
09.09. | 21 | 135
09.09. | 22 | 135
09.09. | 23 | 135
09.09. | 24 | 135
10.09. | 1 | 135
10.09. | 2 | 135
10.09. | 3 | 135
10.09. | 4 | 135
10.09. | 5 | 135
10.09. | 6 | 135
10.09. | 7 | 135
10.09. | 8 | 135
10.09. | 9 | 135
10.09. | 10 | 135
10.09. | 11 | 135
10.09. | 12 | 135
10.09. | 13 | 135
10.09. | 14 | 135
10.09. | 15 | 135
10.09. | 16 | 135
10.09. | 17 | 135
10.09. | 18 | 135
10.09. | 19 | 135
10.09. | 20 | 135
10.09. | 21 | 135
10.09. | 22 | 135
10.09. | 23 | 135
10.09. | 24 | 135
11.09. | 1 | 135
11.09. | 2 | 135
11.09. | 3 | 135
11.09. | 4 | 135
11.09. | 5 | 135
11.09. | 6 | 135
11.09. | 7 | 135
11.09. | 8 | 135
11.09. | 9 | 135
11.09. | 10 | 135
11.09. | 11 | 135
11.09. | 12 | 135
11.09. | 13 | 135
11.09. | 14 | 135
11.09. | 15 | 135
11.09. | 16 | 135
11.09. | 17 | 135
11.09. | 18 | 135
11.09. | 19 | 135
11.09. | 20 | 135
11.09. | 21 | 135
11.09. | 22 | 135
11.09. | 23 | 135
11.09. | 24 | 135
12.09. | 1 | 135
12.09. | 2 | 135
12.09. | 3 | 135
12.09. | 4 | 135
12.09. | 5 | 135
12.09. | 6 | 135
12.09. | 7 | 135
12.09. | 8 | 135
12.09. | 9 | 135
12.09. | 10 | 135
12.09. | 11 | 135
12.09. | 12 | 135
12.09. | 13 | 135
12.09. | 14 | 135
12.09. | 15 | 135
12.09. | 16 | 135
12.09. | 17 | 135
12.09. | 18 | 135
12.09. | 19 | 135
12.09. | 20 | 135
12.09. | 21 | 135
12.09. | 22 | 135
12.09. | 23 | 135
12.09. | 24 | 135
13.09. | 1 | 135
13.09. | 2 | 135
13.09. | 3 | 135
13.09. | 4 | 135
13.09. | 5 | 135
13.09. | 6 | 135
13.09. | 7 | 135
13.09. | 8 | 135
13.09. | 9 | 135
13.09. | 10 | 135
13.09. | 11 | 135
13.09. | 12 | 135
13.09. | 13 | 135
13.09. | 14 | 135
13.09. | 15 | 135
13.09. | 16 | 135
13.09. | 17 | 135
13.09. | 18 | 135
13.09. | 19 | 135
13.09. | 20 | 135
13.09. | 21 | 135
13.09. | 22 | 135
13.09. | 23 | 135
13.09. | 24 | 135
14.09. | 1 | 135
14.09. | 2 | 135
14.09. | 3 | 135
14.09. | 4 | 135
14.09. | 5 | 135
14.09. | 6 | 135
14.09. | 7 | 135
14.09. | 8 | 135
14.09. | 9 | 135
14.09. | 10 | 135
14.09. | 11 | 135
14.09. | 12 | 135
14.09. | 13 | 135
14.09. | 14 | 135
14.09. | 15 | 135
14.09. | 16 | 135
14.09. | 17 | 135
14.09. | 18 | 135
14.09. | 19 | 135
14.09. | 20 | 135
14.09. | 21 | 135
14.09. | 22 | 135
14.09. | 23 | 135
14.09. | 24 | 135
15.09. | 1 | 135
15.09. | 2 | 135
15.09. | 3 | 135
15.09. | 4 | 135
15.09. | 5 | 135
15.09. | 6 | 135
15.09. | 7 | 135
15.09. | 8 | 135
15.09. | 9 | 135
15.09. | 10 | 135
15.09. | 11 | 135
15.09. | 12 | 135
15.09. | 13 | 135
15.09. | 14 | 135
15.09. | 15 | 135
15.09. | 16 | 135
15.09. | 17 | 135
15.09. | 18 | 135
15.09. | 19 | 135
15.09. | 20 | 135
15.09. | 21 | 135
15.09. | 22 | 135
15.09. | 23 | 135
15.09. | 24 | 135
16.09. | 1 | 135
16.09. | 2 | 135
16.09. | 3 | 135
16.09. | 4 | 135
16.09. | 5 | 135
16.09. | 6 | 135
16.09. | 7 | 135
16.09. | 8 | 135
16.09. | 9 | 135
16.09. | 10 | 135
16.09. | 11 | 135
16.09. | 12 | 135
16.09. | 13 | 135
16.09. | 14 | 135
16.09. | 15 | 135
16.09. | 16 | 135
16.09. | 17 | 135
16.09. | 18 | 135
16.09. | 19 | 135
16.09. | 20 | 135
16.09. | 21 | 135
16.09. | 22 | 135
16.09. | 23 | 135
16.09. | 24 | 135
17.09. | 1 | 135
17.09. | 2 | 135
17.09. | 3 | 135
17.09. | 4 | 135
17.09. | 5 | 135
17.09. | 6 | 135
17.09. | 7 | 135
17.09. | 8 | 135
17.09. | 9 | 135
17.09. | 10 | 135
17.09. | 11 | 135
17.09. | 12 | 135
17.09. | 13 | 135
17.09. | 14 | 135
17.09. | 15 | 135
17.09. | 16 | 135
17.09. | 17 | 135
17.09. | 18 | 135
17.09. | 19 | 135
17.09. | 20 | 135
17.09. | 21 | 135
17.09. | 22 | 135
17.09. | 23 | 135
17.09. | 24 | 135
18.09. | 1 | 135
18.09. | 2 | 135
18.09. | 3 | 135
18.09. | 4 | 135
18.09. | 5 | 135
18.09. | 6 | 135
18.09. | 7 | 135
18.09. | 8 | 135
18.09. | 9 | 135
18.09. | 10 | 135
18.09. | 11 | 135
18.09. | 12 | 135
18.09. | 13 | 135
18.09. | 14 | 135
18.09. | 15 | 135
18.09. | 16 | 135
18.09. | 17 | 135
18.09. | 18 | 135
18.09. | 19 | 135
18.09. | 20 | 135
18.09. | 21 | 135
18.09. | 22 | 135
18.09. | 23 | 135
18.09. | 24 | 135
19.09. | 1 | 135
19.09. | 2 | 135
19.09. | 3 | 135
19.09. | 4 | 135
19.09. | 5 | 135
19.09. | 6 | 135
19.09. | 7 | 135
19.09. | 8 | 135
19.09. | 9 | 135
19.09. | 10 | 135
19.09. | 11 | 135
19.09. | 12 | 135
19.09. | 13 | 135
19.09. | 14 | 135
19.09. | 15 | 135
19.09. | 16 | 135
19.09. | 17 | 135
19.09. | 18 | 135
19.09. | 19 | 135
19.09. | 20 | 135
19.09. | 21 | 135
19.09. | 22 | 135
19.09. | 23 | 135
19.09. | 24 | 135
20.09. | 1 | 135
20.09. | 2 | 135
20.09. | 3 | 135
20.09. | 4 | 135
20.09. | 5 | 135
20.09. | 6 | 135
20.09. | 7 | 135
20.09. | 8 | 135
20.09. | 9 | 135
20.09. | 10 | 135
20.09. | 11 | 135
20.09. | 12 | 135
20.09. | 13 | 135
20.09. | 14 | 135
20.09. | 15 | 135
20.09. | 16 | 135
20.09. | 17 | 135
20.09. | 18 | 135
20.09. | 19 | 135
20.09. | 20 | 135
20.09. | 21 | 135
20.09. | 22 | 135
20.09. | 23 | 135
20.09. | 24 | 135
21.09. | 1 | 135
21.09. | 2 | 135
21.09. | 3 | 135
21.09. | 4 | 135
21.09. | 5 | 135
21.09. | 6 | 135
21.09. | 7 | 135
21.09. | 8 | 135
21.09. | 9 | 135
21.09. | 10 | 135
21.09. | 11 | 135
21.09. | 12 | 135
21.09. | 13 | 135
21.09. | 14 | 135
21.09. | 15 | 135
21.09. | 16 | 135
21.09. | 17 | 135
21.09. | 18 | 135
21.09. | 19 | 135
21.09. | 20 | 135
21.09. | 21 | 135
21.09. | 22 | 135
21.09. | 23 | 135
21.09. | 24 | 135
22.09. | 1 | 135
22.09. | 2 | 135
22.09. | 3 | 135
22.09. | 4 | 135
22.09. | 5 | 135
22.09. | 6 | 135
22.09. | 7 | 135
22.09. | 8 | 135
22.09. | 9 | 135
22.09. | 10 | 135
22.09. | 11 | 135
22.09. | 12 | 135
22.09. | 13 | 135
22.09. | 14 | 135
22.09. | 15 | 135
22.09. | 16 | 135
22.09. | 17 | 135
22.09. | 18 | 135
22.09. | 19 | 135
22.09. | 20 | 135
22.09. | 21 | 135
22.09. | 22 | 135
22.09. | 23 | 135
22.09. | 24 | 135
23.09. | 1 | 135
23.09. | 2 | 135
23.09. | 3 | 135
23.09. | 4 | 135
23.09. | 5 | 135
23.09. | 6 | 135
23.09. | 7 | 135
23.09. | 8 | 135
23.09. | 9 | 135
23.09. | 10 | 135
23.09. | 11 | 135
23.09. | 12 | 135
23.09. | 13 | 135
23.09. | 14 | 135
23.09. | 15 | 135
23.09. | 16 | 135
23.09. | 17 | 135
23.09. | 18 | 135
23.09. | 19 | 135
23.09. | 20 | 135
23.09. | 21 | 135
23.09. | 22 | 135
23.09. | 23 | 135
23.09. | 24 | 135
24.09. | 1 | 135
24.09. | 2 | 135
24.09. | 3 | 135
24.09. | 4 | 135
24.09. | 5 | 135
24.09. | 6 | 135
24.09. | 7 | 135
24.09. | 8 | 135
24.09. | 9 | 135
24.09. | 10 | 135
24.09. | 11 | 135
24.09. | 12 | 135
24.09. | 13 | 135
24.09. | 14 | 135
24.09. | 15 | 135
24.09. | 16 | 135
24.09. | 17 | 135
24.09. | 18 | 135
24.09. | 19 | 135
24.09. | 20 | 135
24.09. | 21 | 135
24.09. | 22 | 135
24.09. | 23 | 135
24.09. | 24 | 135
25.09. | 1 | 135
25.09. | 2 | 135
25.09. | 3 | 135
25.09. | 4 | 135
25.09. | 5 | 135
25.09. | 6 | 135
25.09. | 7 | 135
25.09. | 8 | 135
25.09. | 9 | 135
25.09. | 10 | 135
25.09. | 11 | 135
25.09. | 12 | 135
25.09. | 13 | 135
25.09. | 14 | 135
25.09. | 15 | 135
25.09. | 16 | 135
25.09. | 17 | 135
25.09. | 18 | 135
25.09. | 19 | 135
25.09. | 20 | 135
25.09. | 21 | 135
25.09. | 22 | 135
25.09. | 23 | 135
25.09. | 24 | 135
26.09. | 1 | 135
26.09. | 2 | 135
26.09. | 3 | 135
26.09. | 4 | 135
26.09. | 5 | 135
26.09. | 6 | 135
26.09. | 7 | 135
26.09. | 8 | 135
26.09. | 9 | 135
26.09. | 10 | 135
26.09. | 11 | 135
26.09. | 12 | 135
26.09. | 13 | 135
26.09. | 14 | 135
26.09. | 15 | 135
26.09. | 16 | 135
26.09. | 17 | 135
26.09. | 18 | 135
26.09. | 19 | 135
26.09. | 20 | 135
26.09. | 21 | 135
26.09. | 22 | 135
26.09. | 23 | 135
26.09. | 24 | 135
27.09. | 1 | 135
27.09. | 2 | 135
27.09. | 3 | 135
27.09. | 4 | 135
27.09. | 5 | 135
27.09. | 6 | 135
27.09. | 7 | 135
27.09. | 8 | 135
27.09. | 9 | 135
27.09. | 10 | 135
27.09. | 11 | 135
27.09. | 12 | 135
27.09. | 13 | 135
27.09. | 14 | 135
27.09. | 15 | 135
27.09. | 16 | 135
27.09. | 17 | 135
27.09. | 18 | 135
27.09. | 19 | 135
27.09. | 20 | 135
27.09. | 21 | 135
27.09. | 22 | 135
27.09. | 23 | 135
27.09. | 24 | 135
28.09. | 1 | 135
28.09. | 2 | 135
28.09. | 3 | 135
28.09. | 4 | 135
28.09. | 5 | 135
28.09. | 6 | 135
28.09. | 7 | 135
28.09. | 8 | 135
28.09. | 9 | 135
28.09. | 10 | 135
28.09. | 11 | 135
28.09. | 12 | 135
28.09. | 13 | 135
28.09. | 14 | 135
28.09. | 15 | 135
28.09. | 16 | 135
28.09. | 17 | 135
28.09. | 18 | 135
28.09. | 19 | 135
28.09. | 20 | 135
28.09. | 21 | 135
28.09. | 22 | 135
28.09. | 23 | 135
28.09. | 24 | 135
29.09. | 1 | 135
29.09. | 2 | 135
29.09. | 3 | 135
29.09. | 4 | 135
29.09. | 5 | 135
29.09. | 6 | 135
29.09. | 7 | 135
29.09. | 8 | 135
29.09. | 9 | 135
29.09. | 10 | 135
29.09. | 11 | 135
29.09. | 12 | 135
29.09. | 13 | 135
29.09. | 14 | 135
29.09. | 15 | 135
29.09. | 16 | 135
29.09. | 17 | 135
29.09. | 18 | 135
29.09. | 19 | 135
29.09. | 20 | 135
29.09. | 21 | 135
29.09. | 22 | 135
29.09. | 23 | 135
29.09. | 24 | 135
30.09. | 1 | 135
30.09. | 2 | 135
30.09. | 3 | 135
30.09. | 4 | 135
30.09. | 5 | 135
30.09. | 6 | 135
30.09. | 7 | 135
30.09. | 8 | 135
30.09. | 9 | 135
30.09. | 10 | 135
30.09. | 11 | 135
30.09. | 12 | 135
30.09. | 13 | 135
30.09. | 14 | 135
30.09. | 15 | 135
30.09. | 16 | 135
30.09. | 17 | 135
30.09. | 18 | 135
30.09. | 19 | 135
30.09. | 20 | 135
30.09. | 21 | 135
30.09. | 22 | 135
30.09. | 23 | 135
30.09. | 24 | 135
01.10. | 1 | 135
01.10. | 2 | 135
01.10. | 3 | 135
01.10. | 4 | 135
01.10. | 5 | 135
01.10. | 6 | 135
01.10. | 7 | 135
01.10. | 8 | 135
01.10. | 9 | 135
01.10. | 10 | 135
01.10. | 11 | 135
01.10. | 12 | 135
01.10. | 13 | 135
01.10. | 14 | 135
01.10. | 15 | 135
01.10. | 16 | 135
01.10. | 17 | 135
01.10. | 18 | 135
01.10. | 19 | 135
01.10. | 20 | 135
01.10. | 21 | 135
01.10. | 22 | 135
01.10. | 23 | 135
01.10. | 24 | 135
02.10. | 1 | 135
02.10. | 2 | 135
02.10. | 3 | 135
02.10. | 4 | 135
02.10. | 5 | 135
02.10. | 6 | 135
02.10. | 7 | 135
02.10. | 8 | 135
02.10. | 9 | 135
02.10. | 10 | 135
02.10. | 11 | 135
02.10. | 12 | 135
02.10. | 13 | 135
02.10. | 14 | 135
02.10. | 15 | 135
02.10. | 16 | 135
02.10. | 17 | 135
02.10. | 18 | 135
02.10. | 19 | 135
02.10. | 20 | 135
02.10. | 21 | 135
02.10. | 22 | 135
02.10. | 23 | 135
02.10. | 24 | 135
03.10. | 1 | 135
03.10. | 2 | 135
03.10. | 3 | 135
03.10. | 4 | 135
03.10. | 5 | 135
03.10. | 6 | 135
03.10. | 7 | 135
03.10. | 8 | 135
03.10. | 9 | 135
03.10. | 10 | 135
03.10. | 11 | 135
03.10. | 12 | 135
03.10. | 13 | 135
03.10. | 14 | 135
03.10. | 15 | 135
03.10. | 16 | 135
03.10. | 17 | 135
03.10. | 18 | 135
03.10. | 19 | 135
03.10. | 20 | 135
03.10. | 21 | 135
03.10. | 22 | 135
03.10. | 23 | 135
03.10. | 24 | 135
04.10. | 1 | 135
04.10. | 2 | 135
04.10. | 3 | 135
04.10. | 4 | 135
04.10. | 5 | 135
04.10. | 6 | 135
04.10. | 7 | 135
04.10. | 8 | 135
04.10. | 9 | 135
04.10. | 10 | 135
04.10. | 11 | 135
04.10. | 12 | 135
04.10. | 13 | 135
04.10. | 14 | 135
04.10. | 15 | 135
04.10. | 16 | 135
04.10. | 17 | 135
04.10. | 18 | 135
04.10. | 19 | 135
04.10. | 20 | 135
04.10. | 21 | 135
04.10. | 22 | 135
04.10. | 23 | 135
04.10. | 24 | 135
05.10. | 1 | 135
05.10. | 2 | 135
05.10. | 3 | 135
05.10. | 4 | 135
05.10. | 5 | 135
05.10. | 6 | 135
05.10. | 7 | 135
05.10. | 8 | 135
05.10. | 9 | 135
05.10. | 10 | 135
05.10. | 11 | 135
05.10. | 12 | 135
05.10. | 13 | 135
05.10. | 14 | 135
05.10. | 15 | 135
05.10. | 16 | 135
05.10. | 17 | 135
05.10. | 18 | 135
05.10. | 19 | 135
05.10. | 20 | 135
05.10. | 21 | 135
05.10. | 22 | 135
05.10. | 23 | 135
05.10. | 24 | 135
06.10. | 1 | 135
06.10. | 2 | 135
06.10. | 3 | 135
06.10. | 4 | 135
06.10. | 5 | 135
06.10. | 6 | 135
06.10. | 7 | 135
06.10. | 8 | 135
06.10. | 9 | 135
06.10. | 10 | 135
06.10. | 11 | 135
06.10. | 12 | 135
06.10. | 13 | 135
06.10. | 14 | 135
06.10. | 15 | 135
06.10. | 16 | 135
06.10. | 17 | 135
06.10. | 18 | 135
06.10. | 19 | 135
06.10. | 20 | 135
06.10. | 21 | 135
06.10. | 22 | 135
06.10. | 23 | 135
06.10. | 24 | 135
07.10. | 1 | 135
07.10. | 2 | 135
07.10. | 3 | 135
07.10. | 4 | 135
07.10. | 5 | 135
07.10. | 6 | 135
07.10. | 7 | 135
07.10. | 8 | 135
07.10. | 9 | 135
07.10. | 10 | 135
07.10. | 11 | 135
07.10. | 12 | 135
07.10. | 13 | 135
07.10. | 14 | 135
07.10. | 15 | 135
07.10. | 16 | 135
07.10. | 17 | 135
07.10. | 18 | 135
07.10. | 19 | 135
07.10. | 20 | 135
07.10. | 21 | 135
07.10. | 22 | 135
07.10. | 23 | 135
07.10. | 24 | 135
08.10. | 1 | 135
08.10. | 2 | 135
08.10. | 3 | 135
08.10. | 4 | 135
08.10. | 5 | 135
08.10. | 6 | 135
08.10. | 7 | 135
08.10. | 8 | 135
08.10. | 9 | 135
08.10. | 10 | 135
08.10. | 11 | 135
08.10. | 12 | 135
08.10. | 13 | 135
08.10. | 14 | 135
08.10. | 15 | 135
08.10. | 16 | 135
08.10. | 17 | 135
08.10. | 18 | 135
08.10. | 19 | 135
08.10. | 20 | 135
08.10. | 21 | 135
08.10. | 22 | 135
08.10. | 23 | 135
08.10. | 24 | 135
09.10. | 1 | 135
09.10. | 2 | 135
09.10. | 3 | 135
09.10. | 4 | 135
09.10. | 5 | 135
09.10. | 6 | 135
09.10. | 7 | 135
09.10. | 8 | 135
09.10. | 9 | 135
09.10. | 10 | 135
09.10. | 11 | 135
09.10. | 12 | 135
09.10. | 13 | 135
09.10. | 14 | 135
09.10. | 15 | 135
09.10. | 16 | 135
09.10. | 17 | 135
09.10. | 18 | 135
09.10. | 19 | 135
09.10. | 20 | 135
09.10. | 21 | 135
09.10. | 22 | 135
09.10. | 23 | 135
09.10. | 24 | 135
10.10. | 1 | 135
10.10. | 2 | 135
10.10. | 3 | 135
10.10. | 4 | 135
10.10. | 5 | 135
10.10. | 6 | 135
10.10. | 7 | 135
10.10. | 8 | 135
10.10. | 9 | 135
10.10. | 10 | 135
10.10. | 11 | 135
10.10. | 12 | 135
10.10. | 13 | 135
10.10. | 14 | 135
10.10. | 15 | 135
10.10. | 16 | 135
10.10. | 17 | 135
10.10. | 18 | 135
10.10. | 19 | 135
10.10. | 20 | 135
10.10. | 21 | 135
10.10. | 22 | 135
10.10. | 23 | 135
10.10. | 24 | 135
11.10. | 1 | 135
11.10. | 2 | 135
11.10. | 3 | 135
11.10. | 4 | 135
11.10. | 5 | 135
11.10. | 6 | 135
11.10. | 7 | 135
11.10. | 8 | 135
11.10. | 9 | 135
11.10. | 10 | 135
11.10. | 11 | 135
11.10. | 12 | 135
11.10. | 13 | 135
11.10. | 14 | 135
11.10. | 15 | 135
11.10. | 16 | 135
11.10. | 17 | 135
11.10. | 18 | 135
11.10. | 19 | 135
11.10. | 20 | 135
11.10. | 21 | 135
11.10. | 22 | 135
11.10. | 23 | 135
11.10. | 24 | 135
12.10. | 1 | 135
12.10. | 2 | 135
12.10. | 3 | 135
12.10. | 4 | 135
12.10. | 5 | 135
12.10. | 6 | 135
12.10. | 7 | 135
12.10. | 8 | 135
12.10. | 9 | 135
12.10. | 10 | 135
12.10. | 11 | 135
12.10. | 12 | 135
12.10. | 13 | 135
12.10. | 14 | 135
12.10. | 15 | 135
12.10. | 16 | 135
12.10. | 17 | 135
12.10. | 18 | 135
12.10. | 19 | 135
12.10. | 20 | 135
12.10. | 21 | 135
12.10. | 22 | 135
12.10. | 23 | 135
12.10. | 24 | 135
13.10. | 1 | 135
13.10. | 2 | 135
13.10. | 3 | 135
13.10. | 4 | 135
13.10. | 5 | 135
13.10. | 6 | 135
13.10. | 7 | 135
13.10. | 8 | 135
13.10. | 9 | 135
13.10. | 10 | 135
13.10. | 11 | 135
13.10. | 12 | 135
13.10. | 13 | 135
13.10. | 14 | 135
13.10. | 15 | 135
13.10. | 16 | 135
13.10. | 17 | 135
13.10. | 18 | 135
13.10. | 19 | 135
13.10. | 20 | 135
13.10. | 21 | 135
13.10. | 22 | 135
13.10. | 23 | 135
13.10. | 24 | 135
14.10. | 1 | 135
14.10. | 2 | 135
14.10. | 3 | 135
14.10. | 4 | 135
14.10. | 5 | 135
14.10. | 6 | 135
14.10. | 7 | 135
14.10. | 8 | 135
14.10. | 9 | 135
14.10. | 10 | 135
14.10. | 11 | 135
14.10. | 12 | 135
14.10. | 13 | 135
14.10. | 14 | 135
14.10. | 15 | 135
14.10. | 16 | 135
14.10. | 17 | 135
14.10. | 18 | 135
14.10. | 19 | 135
14.10. | 20 | 135
14.10. | 21 | 135
14.10. | 22 | 135
14.10. | 23 | 135
14.10. | 24 | 135
15.10. | 1 | 135
15.10. | 2 | 135
15.10. | 3 | 135
15.10. | 4 | 135
15.10. | 5 | 135
15.10. | 6 | 135
15.10. | 7 | 135
15.10. | 8 | 135
15.10. | 9 | 135
15.10. | 10 | 135
15.10. | 11 | 135
15.10. | 12 | 135
15.10. | 13 | 135
15.10. | 14 | 135
15.10. | 15 | 135
15.10. | 16 | 135
15.10. | 17 | 135
15.10. | 18 | 135
15.10. | 19 | 135
15.10. | 20 | 135
15.10. | 21 | 135
15.10. | 22 | 135
15.10. | 23 | 135
15.10. | 24 | 135
16.10. | 1 | 135
16.10. | 2 | 135
16.10. | 3 | 135
16.10. | 4 | 135
16.10. | 5 | 135
16.10. | 6 | 135
16.10. | 7 | 135
16.10. | 8 | 135
16.10. | 9 | 135
16.10. | 10 | 135
16.10. | 11 | 135
16.10. | 12 | 135
16.10. | 13 | 135
16.10. | 14 | 135
16.10. | 15 | 135
16.10. | 16 | 135
16.10. | 17 | 135
16.10. | 18 | 135
16.10. | 19 | 135
16.10. | 20 | 135
16.10. | 21 | 135
16.10. | 22 | 135
16.10. | 23 | 135
16.10. | 24 | 135
17.10. | 1 | 135
17.10. | 2 | 135
17.10. | 3 | 135
17.10. | 4 | 135
17.10. | 5 | 135
17.10. | 6 | 135
17.10. | 7 | 135
17.10. | 8 | 135
17.10. | 9 | 135
17.10. | 10 | 135
17.10. | 11 | 135
17.10. | 12 | 135
17.10. | 13 | 135
17.10. | 14 | 135
17.10. | 15 | 135
17.10. | 16 | 135
17.10. | 17 | 135
17.10. | 18 | 135
17.10. | 19 | 135
17.10. | 20 | 135
17.10. | 21 | 135
17.10. | 22 | 135
17.10. | 23 | 135
17.10. | 24 | 135
18.10. | 1 | 135
18.10. | 2 | 135
18.10. | 3 | 135
18.10. | 4 | 135
18.10. | 5 | 135
18.10. | 6 | 135
18.10. | 7 | 135
18.10. | 8 | 135
18.10. | 9 | 135
18.10. | 10 | 135
18.10. | 11 | 135
18.10. | 12 | 135
18.10. | 13 | 135
18.10. | 14 | 135
18.10. | 15 | 135
18.10. | 16 | 135
18.10. | 17 | 135
18.10. | 18 | 135
18.10. | 19 | 135
18.10. | 20 | 135
18.10. | 21 | 135
18.10. | 22 | 135
18.10. | 23 | 135
18.10. | 24 | 135
19.10. | 1 | 135
19.10. | 2 | 135
19.10. | 3 | 135
19.10. | 4 | 135
19.10. | 5 | 135
19.10. | 6 | 135
19.10. | 7 | 135
19.10. | 8 | 135
19.10. | 9 | 135
19.10. | 10 | 135
19.10. | 11 | 135
19.10. | 12 | 135
19.10. | 13 | 135
19.10. | 14 | 135
19.10. | 15 | 135
19.10. | 16 | 135
19.10. | 17 | 135
19.10. | 18 | 135
19.10. | 19 | 135
19.10. | 20 | 135
19.10. | 21 | 135
19.10. | 22 | 135
19.10. | 23 | 135
19.10. | 24 | 135
20.10. | 1 | 135
20.10. | 2 | 135
20.10. | 3 | 135
20.10. | 4 | 135
20.10. | 5 | 135
20.10. | 6 | 135
20.10. | 7 | 135
20.10. | 8 | 135
20.10. | 9 | 135
20.10. | 10 | 135
20.10. | 11 | 135
20.10. | 12 | 135
20.10. | 13 | 135
20.10. | 14 | 135
20.10. | 15 | 135
20.10. | 16 | 135
20.10. | 17 | 135
20.10. | 18 | 135
20.10. | 19 | 135
20.10. | 20 | 135
20.10. | 21 | 135
20.10. | 22 | 135
20.10. | 23 | 135
20.10. | 24 | 135
21.10. | 1 | 135
21.10. | 2 | 135
21.10. | 3 | 135
21.10. | 4 | 135
21.10. | 5 | 135
21.10. | 6 | 135
21.10. | 7 | 135
21.10. | 8 | 135
21.10. | 9 | 135
21.10. | 10 | 135
21.10. | 11 | 135
21.10. | 12 | 135
21.10. | 13 | 135
21.10. | 14 | 135
21.10. | 15 | 135
21.10. | 16 | 135
21.10. | 17 | 135
21.10. | 18 | 135
21.10. | 19 | 135
21.10. | 20 | 135
21.10. | 21 | 135
21.10. | 22 | 135
21.10. | 23 | 135
21.10. | 24 | 135
22.10. | 1 | 135
22.10. | 2 | 135
22.10. | 3 | 135
22.10. | 4 | 135
22.10. | 5 | 135
22.10. | 6 | 135
22.10. | 7 | 135
22.10. | 8 | 135
22.10. | 9 | 135
22.10. | 10 | 135
22.10. | 11 | 135
22.10. | 12 | 135
22.10. | 13 | 135
22.10. | 14 | 135
22.10. | 15 | 135
22.10. | 16 | 135
22.10. | 17 | 135
22.10. | 18 | 135
22.10. | 19 | 135
22.10. | 20 | 135
22.10. | 21 | 135
22.10. | 22 | 135
22.10. | 23 | 135
22.10. | 24 | 135
23.10. | 1 | 135
23.10. | 2 | 135
23.10. | 3 | 135
23.10. | 4 | 135
23.10. | 5 | 135
23.10. | 6 | 135
23.10. | 7 | 135
23.10. | 8 | 135
23.10. | 9 | 135
23.10. | 10 | 135
23.10. | 11 | 135
23.10. | 12 | 135
23.10. | 13 | 135
23.10. | 14 | 135
23.10. | 15 | 135
23.10. | 16 | 135
23.10. | 17 | 135
23.10. | 18 | 135
23.10. | 19 | 135
23.10. | 20 | 135
23.10. | 21 | 135
23.10. | 22 | 135
23.10. | 23 | 135
23.10. | 24 | 135
24.10. | 1 | 135
24.10. | 2 | 135
24.10. | 3 | 135
24.10. | 4 | 135
24.10. | 5 | 135
24.10. | 6 | 135
24.10. | 7 | 135
24.10. | 8 | 135
24.10. | 9 | 135
24.10. | 10 | 135
24.10. | 11 | 135
24.10. | 12 | 135
24.10. | 13 | 135
24.10. | 14 | 135
24.10. | 15 | 135
24.10. | 16 | 135
24.10. | 17 | 135
24.10. | 18 | 135
24.10. | 19 | 135
24.10. | 20 | 135
24.10. | 21 | 135
24.10. | 22 | 135
24.10. | 23 | 135
24.10. | 24 | 135
25.10. | 1 | 135
25.10. | 2 | 135
25.10. | 3 | 135
25.10. | 4 | 135
25.10. | 5 | 135
25.10. | 6 | 135
25.10. | 7 | 135
25.10. | 8 | 135
25.10. | 9 | 135
25.10. | 10 | 135
25.10. | 11 | 135
25.10. | 12 | 135
25.10. | 13 | 135
25.10. | 14 | 135
25.10. | 15 | 135
25.10. | 16 | 135
25.10. | 17 | 135
25.10. | 18 | 135
25.10. | 19 | 135
25.10. | 20 | 135
25.10. | 21 | 135
25.10. | 22 | 135
25.10. | 23 | 135
25.10. | 24 | 135
26.10. | 1 | 135
26.10. | 2 | 135
26.10. | 3 | 135
26.10. | 4 | 135
26.10. | 5 | 135
26.10. | 6 | 135
26.10. | 7 | 135
26.10. | 8 | 135
26.10. | 9 | 135
26.10. | 10 | 135
26.10. | 11 | 135
26.10. | 12 | 135
26.10. | 13 | 135
26.10. | 14 | 135
26.10. | 15 | 135
26.10. | 16 | 135
26.10. | 17 | 135
26.10. | 18 | 135
26.10. | 19 | 135
26.10. | 20 | 135
26.10. | 21 | 135
26.10. | 22 | 135
26.10. | 23 | 135
26.10. | 24 | 135
27.10. | 1 | 135
27.10. | 2 | 135
27.10. | 3 | 135
27.10. | 4 | 135
27.10. | 5 | 135
27.10. | 6 | 135
27.10. | 7 | 135
27.10. | 8 | 135
27.10. | 9 | 135
27.10. | 10 | 135
27.10. | 11 | 135
27.10. | 12 | 135
27.10. | 13 | 135
27.10. | 14 | 135
27.10. | 15 | 135
27.10. | 16 | 135
27.10. | 17 | 135
27.10. | 18 | 135
27.10. | 19 | 135
27.10. | 20 | 135
27.10. | 21 | 135
27.10. | 22 | 135
27.10. | 23 | 135
27.10. | 24 | 135
28.10. | 1 | 135
28.10. | 2 | 135
28.10. | 3 | 135
28.10. | 4 | 135
28.10. | 5 | 135
28.10. | 6 | 135
28.10. | 7 | 135
28.10. | 8 | 135
28.10. | 9 | 135
28.10. | 10 | 135
28.10. | 11 | 135
28.10. | 12 | 135
28.10. | 13 | 135
28.10. | 14 | 135
28.10. | 15 | 135
28.10. | 16 | 135
28.10. | 17 | 135
28.10. | 18 | 135
28.10. | 19 | 135
28.10. | 20 | 135
28.10. | 21 | 135
28.10. | 22 | 135
28.10. | 23 | 135
28.10. | 24 | 135
29.10. | 1 | 135
29.10. | 2 | 135
29.10. | 3 | 135
29.10. | 4 | 135
29.10. | 5 | 135
29.10. | 6 | 135
29.10. | 7 | 135
29.10. | 8 | 135
29.10. | 9 | 135
29.10. | 10 | 135
29.10. | 11 | 135
29.10. | 12 | 135
29.10. | 13 | 135
29.10. | 14 | 135
29.10. | 15 | 135
29.10. | 16 | 135
29.10. | 17 | 135
29.10. | 18 | 135
29.10. | 19 | 135
29.10. | 20 | 135
29.10. | 21 | 135
29.10. | 22 | 135
29.10. | 23 | 135
29.10. | 24 | 135
30.10. | 1 | 135
30.10. | 2 | 135
30.10. | 3 | 135
30.10. | 4 | 135
30.10. | 5 | 135
30.10. | 6 | 135
30.10. | 7 | 135
30.10. | 8 | 135
30.10. | 9 | 135
30.10. | 10 | 135
30.10. | 11 | 135
30.10. | 12 | 135
30.10. | 13 | 135
30.10. | 14 | 135
30.10. | 15 | 135
30.10. | 16 | 135
30.10. | 17 | 135
30.10. | 18 | 135
30.10. | 19 | 135
30.10. | 20 | 135
30.10. | 21 | 135
30.10. | 22 | 135
30.10. | 23 | 135
30.10. | 24 | 135
31.10. | 1 | 135
31.10. | 2 | 135
31.10. | 3 | 135
31.10. | 4 | 135
31.10. | 5 | 135
31.10. | 6 | 135
31.10. | 7 | 135
31.10. | 8 | 135
31.10. | 9 | 135
31.10. | 10 | 135
31.10. | 11 | 135
31.10. | 12 | 135
31.10. | 13 | 135
31.10. | 14 | 135
31.10. | 15 | 135
31.10. | 16 | 135
31.10. | 17 | 135
31.10. | 18 | 135
31.10. | 19 | 135
31.10. | 20 | 135
31.10. | 21 | 135
31.10. | 22 | 135
31.10. | 23 | 135
31.10. | 24 | 135
01.11. | 1 | 135
01.11. | 2 | 135
01.11. | 3 | 135
01.11. | 4 | 135
01.11. | 5 | 135
01.11. | 6 | 135
01.11. | 7 | 135
01.11. | 8 | 135
01.11. | 9 | 135
01.11. | 10 | 135
01.11. | 11 | 135
01.11. | 12 | 135
01.11. | 13 | 135
01.11. | 14 | 135
01.11. | 15 | 135
01.11. | 16 | 135
01.11. | 17 | 135
01.11. | 18 | 135
01.11. | 19 | 135
01.11. | 20 | 135
01.11. | 21 | 135
01.11. | 22 | 135
01.11. | 23 | 135
01.11. | 24 | 135
02.11. | 1 | 135
02.11. | 2 | 135
02.11. | 3 | 135
02.11. | 4 | 135
02.11. | 5 | 135
02.11. | 6 | 135
02.11. | 7 | 135
02.11. | 8 | 135
02.11. | 9 | 135
02.11. | 10 | 135
02.11. | 11 | 135
02.11. | 12 | 135
02.11. | 13 | 135
02.11. | 14 | 135
02.11. | 15 | 135
02.11. | 16 | 135
02.11. | 17 | 135
02.11. | 18 | 135
02.11. | 19 | 135
02.11. | 20 | 135
02.11. | 21 | 135
02.11. | 22 | 135
02.11. | 23 | 135
02.11. | 24 | 135
03.11. | 1 | 135
03.11. | 2 | 135
03.11. | 3 | 135
03.11. | 4 | 135
03.11. | 5 | 135
03.11. | 6 | 135
03.11. | 7 | 135
03.11. | 8 | 135
03.11. | 9 | 135
03.11. | 10 | 135
03.11. | 11 | 135
03.11. | 12 | 135
03.11. | 13 | 135
03.11. | 14 | 135
03.11. | 15 | 135
03.11. | 16 | 135
03.11. | 17 | 135
03.11. | 18 | 135
03.11. | 19 | 135
03.11. | 20 | 135
03.11. | 21 | 135
03.11. | 22 | 135
03.11. | 23 | 135
03.11. | 24 | 135
04.11. | 1 | 135
04.11. | 2 | 135
04.11. | 3 | 135
04.11. | 4 | 135
04.11. | 5 | 135
04.11. | 6 | 135
04.11. | 7 | 135
04.11. | 8 | 135
04.11. | 9 | 135
04.11. | 10 | 135
04.11. | 11 | 135
04.11. | 12 | 135
04.11. | 13 | 135
04.11. | 14 | 135
04.11. | 15 | 135
04.11. | 16 | 135
04.11. | 17 | 135
04.11. | 18 | 135
04.11. | 19 | 135
04.11. | 20 | 135
04.11. | 21 | 135
04.11. | 22 | 135
04.11. | 23 | 135
04.11. | 24 | 135
05.11. | 1 | 135
05.11. | 2 | 135
05.11. | 3 | 135
05.11. | 4 | 135
05.11. | 5 | 135
05.11. | 6 | 135
05.11. | 7 | 135
05.11. | 8 | 135
05.11. | 9 | 135
05.11. | 10 | 135
05.11. | 11 | 135
05.11. | 12 | 135
05.11. | 13 | 135
05.11. | 14 | 135
05.11. | 15 | 135
05.11. | 16 | 135
05.11. | 17 | 135
05.11. | 18 | 135
05.11. | 19 | 135
05.11. | 20 | 135
05.11. | 21 | 135
05.11. | 22 | 135
05.11. | 23 | 135
05.11. | 24 | 135
06.11. | 1 | 135
06.11. | 2 | 135
06.11. | 3 | 135
06.11. | 4 | 135
06.11. | 5 | 135
06.11. | 6 | 135
06.11. | 7 | 135
06.11. | 8 | 135
06.11. | 9 | 135
06.11. | 10 | 135
06.11. | 11 | 135
06.11. | 12 | 135
06.11. | 13 | 135
06.11. | 14 | 135
06.11. | 15 | 135
06.11. | 16 | 135
06.11. | 17 | 135
06.11. | 18 | 135
06.11. | 19 | 135
06.11. | 20 | 135
06.11. | 21 | 135
06.11. | 22 | 135
06.11. | 23 | 135
06.11. | 24 | 135
07.11. | 1 | 135
07.11. | 2 | 135
07.11. | 3 | 135
07.11. | 4 | 135
07.11. | 5 | 135
07.11. | 6 | 135
07.11. | 7 | 135
07.11. | 8 | 135
07.11. | 9 | 135
07.11. | 10 | 135
07.11. | 11 | 135
07.11. | 12 | 135
07.11. | 13 | 135
07.11. | 14 | 135
07.11. | 15 | 135
07.11. | 16 | 135
07.11. | 17 | 135
07.11. | 18 | 135
07.11. | 19 | 135
07.11. | 20 | 135
07.11. | 21 | 135
07.11. | 22 | 135
07.11. | 23 | 135
07.11. | 24 | 135
08.11. | 1 | 135
08.11. | 2 | 135
08.11. | 3 | 135
08.11. | 4 | 135
08.11. | 5 | 135
08.11. | 6 | 135
08.11. | 7 | 135
08.11. | 8 | 135
08.11. | 9 | 135
08.11. | 10 | 135
08.11. | 11 | 135
08.11. | 12 | 135
08.11. | 13 | 135
08.11. | 14 | 135
08.11. | 15 | 135
08.11. | 16 | 135
08.11. | 17 | 135
08.11. | 18 | 135
08.11. | 19 | 135
08.11. | 20 | 135
08.11. | 21 | 135
08.11. | 22 | 135
08.11. | 23 | 135
08.11. | 24 | 135
09.11. | 1 | 135
09.11. | 2 | 135
09.11. | 3 | 135
09.11. | 4 | 135
09.11. | 5 | 135
09.11. | 6 | 135
09.11. | 7 | 135
09.11. | 8 | 135
09.11. | 9 | 135
09.11. | 10 | 135
09.11. | 11 | 135
09.11. | 12 | 135
09.11. | 13 | 135
09.11. | 14 | 135
09.11. | 15 | 135
09.11. | 16 | 135
09.11. | 17 | 135
09.11. | 18 | 135
09.11. | 19 | 135
09.11. | 20 | 135
09.11. | 21 | 135
09.11. | 22 | 135
09.11. | 23 | 135
09.11. | 24 | 135
10.11. | 1 | 135
10.11. | 2 | 135
10.11. | 3 | 135
10.11. | 4 | 135
10.11. | 5 | 135
10.11. | 6 | 135
10.11. | 7 | 135
10.11. | 8 | 135
10.11. | 9 | 135
10.11. | 10 | 135
10.11. | 11 | 135
10.11. | 12 | 135
10.11. | 13 | 135
10.11. | 14 | 135
10.11. | 15 | 135
10.11. | 16 | 135
10.11. | 17 | 135
10.11. | 18 | 135
10.11. | 19 | 135
10.11. | 20 | 135
10.11. | 21 | 135
10.11. | 22 | 135
10.11. | 23 | 135
10.11. | 24 | 135
11.11. | 1 | 135
11.11. | 2 | 135
11.11. | 3 | 135
11.11. | 4 | 135
11.11. | 5 | 135
11.11. | 6 | 135
11.11. | 7 | 135
11.11. | 8 | 135
11.11. | 9 | 135
11.11. | 10 | 135
11.11. | 11 | 135
11.11. | 12 | 135
11.11. | 13 | 135
11.11. | 14 | 135
11.11. | 15 | 135
11.11. | 16 | 135
11.11. | 17 | 135
11.11. | 18 | 135
11.11. | 19 | 135
11.11. | 20 | 135
11.11. | 21 | 135
11.11. | 22 | 135
11.11. | 23 | 135
11.11. | 24 | 135
12.11. | 1 | 135
12.11. | 2 | 135
12.11. | 3 | 135
12.11. | 4 | 135
12.11. | 5 | 135
12.11. | 6 | 135
12.11. | 7 | 135
12.11. | 8 | 135
12.11. | 9 | 135
12.11. | 10 | 135
12.11. | 11 | 135
12.11. | 12 | 135
12.11. | 13 | 135
12.11. | 14 | 135
12.11. | 15 | 135
12.11. | 16 | 135
12.11. | 17 | 135
12.11. | 18 | 135
12.11. | 19 | 135
12.11. | 20 | 135
12.11. | 21 | 135
12.11. | 22 | 135
12.11. | 23 | 135
12.11. | 24 | 135
13.11. | 1 | 135
13.11. | 2 | 135
13.11. | 3 | 135
13.11. | 4 | 135
13.11. | 5 | 135
13.11. | 6 | 135
13.11. | 7 | 135
13.11. | 8 | 135
13.11. | 9 | 135
13.11. | 10 | 135
13.11. | 11 | 135
13.11. | 12 | 135
13.11. | 13 | 135
13.11. | 14 | 135
13.11. | 15 | 135
13.11. | 16 | 135
13.11. | 17 | 135
13.11. | 18 | 135
13.11. | 19 | 135
13.11. | 20 | 135
13.11. | 21 | 135
13.11. | 22 | 135
13.11. | 23 | 135
13.11. | 24 | 135
14.11. | 1 | 135
14.11. | 2 | 135
14.11. | 3 | 135
14.11. | 4 | 135
14.11. | 5 | 135
14.11. | 6 | 135
14.11. | 7 | 135
14.11. | 8 | 135
14.11. | 9 | 135
14.11. | 10 | 135
14.11. | 11 | 135
14.11. | 12 | 135
14.11. | 13 | 135
14.11. | 14 | 135
14.11. | 15 | 135
14.11. | 16 | 135
14.11. | 17 | 135
14.11. | 18 | 135
14.11. | 19 | 135
14.11. | 20 | 135
14.11. | 21 | 135
14.11. | 22 | 135
14.11. | 23 | 135
14.11. | 24 | 135
15.11. | 1 | 135
15.11. | 2 | 135
15.11. | 3 | 135
15.11. | 4 | 135
15.11. | 5 | 135
15.11. | 6 | 135
15.11. | 7 | 135
15.11. | 8 | 135
15.11. | 9 | 135
15.11. | 10 | 135
15.11. | 11 | 135
15.11. | 12 | 135
15.11. | 13 | 135
15.11. | 14 | 135
15.11. | 15 | 135
15.11. | 16 | 135
15.11. | 17 | 135
15.11. | 18 | 135
15.11. | 19 | 135
15.11. | 20 | 135
15.11. | 21 | 135
15.11. | 22 | 135
15.11. | 23 | 135
15.11. | 24 | 135
16.11. | 1 | 135
16.11. | 2 | 135
16.11. | 3 | 135
16.11. | 4 | 135
16.11. | 5 | 135
16.11. | 6 | 135
16.11. | 7 | 135
16.11. | 8 | 135
16.11. | 9 | 135
16.11. | 10 | 135
16.11. | 11 | 135
16.11. | 12 | 135
16.11. | 13 | 135
16.11. | 14 | 135
16.11. | 15 | 135
16.11. | 16 | 135
16.11. | 17 | 135
16.11. | 18 | 135
16.11. | 19 | 135
16.11. | 20 | 135
16.11. | 21 | 135
16.11. | 22 | 135
16.11. | 23 | 135
16.11. | 24 | 135
17.11. | 1 | 135
17.11. | 2 | 135
17.11. | 3 | 135
17.11. | 4 | 135
17.11. | 5 | 135
17.11. | 6 | 135
17.11. | 7 | 135
17.11. | 8 | 135
17.11. | 9 | 135
17.11. | 10 | 135
17.11. | 11 | 135
17.11. | 12 | 135
17.11. | 13 | 135
17.11. | 14 | 135
17.11. | 15 | 135
17.11. | 16 | 135
17.11. | 17 | 135
17.11. | 18 | 135
17.11. | 19 | 135
17.11. | 20 | 135
17.11. | 21 | 135
17.11. | 22 | 135
17.11. | 23 | 135
17.11. | 24 | 135
18.11. | 1 | 135
18.11. | 2 | 135
18.11. | 3 | 135
18.11. | 4 | 135
18.11. | 5 | 135
18.11. | 6 | 135
18.11. | 7 | 135
18.11. | 8 | 135
18.11. | 9 | 135
18.11. | 10 | 135
18.11. | 11 | 135
18.11. | 12 | 135
18.11. | 13 | 135
18.11. | 14 | 135
18.11. | 15 | 135
18.11. | 16 | 135
18.11. | 17 | 135
18.11. | 18 | 135
18.11. | 19 | 135
18.11. | 20 | 135
18.11. | 21 | 135
18.11. | 22 | 135
18.11. | 23 | 135
18.11. | 24 | 135
19.11. | 1 | 135
19.11. | 2 | 135
19.11. | 3 | 135
19.11. | 4 | 135
19.11. | 5 | 135
19.11. | 6 | 135
19.11. | 7 | 135
19.11. | 8 | 135
19.11. | 9 | 135
19.11. | 10 | 135
19.11. | 11 | 135
19.11. | 12 | 135
19.11. | 13 | 135
19.11. | 14 | 135
19.11. | 15 | 135
19.11. | 16 | 135
19.11. | 17 | 135
19.11. | 18 | 135
19.11. | 19 | 135
19.11. | 20 | 135
19.11. | 21 | 135
19.11. | 22 | 135
19.11. | 23 | 135
19.11. | 24 | 135
20.11. | 1 | 135
20.11. | 2 | 135
20.11. | 3 | 135
20.11. | 4 | 135
20.11. | 5 | 135
20.11. | 6 | 135
20.11. | 7 | 135
20.11. | 8 | 135
20.11. | 9 | 135
20.11. | 10 | 135
20.11. | 11 | 135
20.11. | 12 | 135
20.11. | 13 | 135
20.11. | 14 | 135
20.11. | 15 | 135
20.11. | 16 | 135
20.11. | 17 | 135
20.11. | 18 | 135
20.11. | 19 | 135
20.11. | 20 | 135
20.11. | 21 | 135
20.11. | 22 | 135
20.11. | 23 | 135
20.11. | 24 | 135
21.11. | 1 | 135
21.11. | 2 | 135
21.11. | 3 | 135
21.11. | 4 | 135
21.11. | 5 | 135
21.11. | 6 | 135
21.11. | 7 | 135
21.11. | 8 | 135
21.11. | 9 | 135
21.11. | 10 | 135
21.11. | 11 | 135
21.11. | 12 | 135
21.11. | 13 | 135
21.11. | 14 | 135
21.11. | 15 | 135
21.11. | 16 | 135
21.11. | 17 | 135
21.11. | 18 | 135
21.11. | 19 | 135
21.11. | 20 | 135
21.11. | 21 | 135
21.11. | 22 | 135
21.11. | 23 | 135
21.11. | 24 | 135
22.11. | 1 | 135
22.11. | 2 | 135
22.11. | 3 | 135
22.11. | 4 | 135
22.11. | 5 | 135
22.11. | 6 | 135
22.11. | 7 | 135
22.11. | 8 | 135
22.11. | 9 | 135
22.11. | 10 | 135
22.11. | 11 | 135
22.11. | 12 | 135
22.11. | 13 | 135
22.11. | 14 | 135
22.11. | 15 | 135
22.11. | 16 | 135
22.11. | 17 | 135
22.11. | 18 | 135
22.11. | 19 | 135
22.11. | 20 | 135
22.11. | 21 | 135
22.11. | 22 | 135
22.11. | 23 | 135
22.11. | 24 | 135
23.11. | 1 | 135
23.11. | 2 | 135
23.11. | 3 | 135
23.11. | 4 | 135
23.11. | 5 | 135
23.11. | 6 | 135
23.11. | 7 | 135
23.11. | 8 | 135
23.11. | 9 | 135
23.11. | 10 | 135
23.11. | 11 | 135
23.11. | 12 | 135
23.11. | 13 | 135
23.11. | 14 | 135
23.11. | 15 | 135
23.11. | 16 | 135
23.11. | 17 | 135
23.11. | 18 | 135
23.11. | 19 | 135
23.11. | 20 | 135
23.11. | 21 | 135
23.11. | 22 | 135
23.11. | 23 | 135
23.11. | 24 | 135
24.11. | 1 | 135
24.11. | 2 | 135
24.11. | 3 | 135
24.11. | 4 | 135
24.11. | 5 | 135
24.11. | 6 | 135
24.11. | 7 | 135
24.11. | 8 | 135
24.11. | 9 | 135
24.11. | 10 | 135
24.11. | 11 | 135
24.11. | 12 | 135
24.11. | 13 | 135
24.11. | 14 | 135
24.11. | 15 | 135
24.11. | 16 | 135
24.11. | 17 | 135
24.11. | 18 | 135
24.11. | 19 | 135
24.11. | 20 | 135
24.11. | 21 | 135
24.11. | 22 | 135
24.11. | 23 | 135
24.11. | 24 | 135
25.11. | 1 | 135
25.11. | 2 | 135
25.11. | 3 | 135
25.11. | 4 | 135
25.11. | 5 | 135
25.11. | 6 | 135
25.11. | 7 | 135
25.11. | 8 | 135
25.11. | 9 | 135
25.11. | 10 | 135
25.11. | 11 | 135
25.11. | 12 | 135
25.11. | 13 | 135
25.11. | 14 | 135
25.11. | 15 | 135
25.11. | 16 | 135
25.11. | 17 | 135
25.11. | 18 | 135
25.11. | 19 | 135
25.11. | 20 | 135
25.11. | 21 | 135
25.11. | 22 | 135
25.11. | 23 | 135
25.11. | 24 | 135
26.11. | 1 | 135
26.11. | 2 | 135
26.11. | 3 | 135
26.11. | 4 | 135
26.11. | 5 | 135
26.11. | 6 | 135
26.11. | 7 | 135
26.11. | 8 | 135
26.11. | 9 | 135
26.11. | 10 | 135
26.11. | 11 | 135
26.11. | 12 | 135
26.11. | 13 | 135
26.11. | 14 | 135
26.11. | 15 | 135
26.11. | 16 | 135
26.11. | 17 | 135
26.11. | 18 | 135
26.11. | 19 | 135
26.11. | 20 | 135
26.11. | 21 | 135
26.11. | 22 | 135
26.11. | 23 | 135
26.11. | 24 | 135
27.11. | 1 | 135
27.11. | 2 | 135
27.11. | 3 | 135
27.11. | 4 | 135
27.11. | 5 | 135
27.11. | 6 | 135
27.11. | 7 | 135
27.11. | 8 | 135
27.11. | 9 | 135
27.11. | 10 | 135
27.11. | 11 | 135
27.11. | 12 | 135
27.11. | 13 | 135
27.11. | 14 | 135
27.11. | 15 | 135
27.11. | 16 | 135
27.11. | 17 | 135
27.11. | 18 | 135
27.11. | 19 | 135
27.11. | 20 | 135
27.11. | 21 | 135
27.11. | 22 | 135
27.11. | 23 | 135
27.11. | 24 | 135
28.11. | 1 | 135
28.11. | 2 | 135
28.11. | 3 | 135
28.11. | 4 | 135
28.11. | 5 | 135
28.11. | 6 | 135
28.11. | 7 | 135
28.11. | 8 | 135
28.11. | 9 | 135
28.11. | 10 | 135
28.11. | 11 | 135
28.11. | 12 | 135
28.11. | 13 | 135
28.11. | 14 | 135
28.11. | 15 | 135
28.11. | 16 | 135
28.11. | 17 | 135
28.11. | 18 | 135
28.11. | 19 | 135
28.11. | 20 | 135
28.11. | 21 | 135
28.11. | 22 | 135
28.11. | 23 | 135
28.11. | 24 | 135
29.11. | 1 | 135
29.11. | 2 | 135
29.11. | 3 | 135
29.11. | 4 | 135
29.11. | 5 | 135
29.11. | 6 | 135
29.11. | 7 | 135
29.11. | 8 | 135
29.11. | 9 | 135
29.11. | 10 | 135
29.11. | 11 | 135
29.11. | 12 | 135
29.11. | 13 | 135
29.11. | 14 | 135
29.11. | 15 | 135
29.11. | 16 | 135
29.11. | 17 | 135
29.11. | 18 | 135
29.11. | 19 | 135
29.11. | 20 | 135
29.11. | 21 | 135
29.11. | 22 | 135
29.11. | 23 | 135
29.11. | 24 | 135
30.11. | 1 | 135
30.11. | 2 | 135
30.11. | 3 | 135
30.11. | 4 | 135
30.11. | 5 | 135
30.11. | 6 | 135
30.11. | 7 | 135
30.11. | 8 | 135
30.11. | 9 | 135
30.11. | 10 | 135
30.11. | 11 | 135
30.11. | 12 | 135
30.11. | 13 | 135
30.11. | 14 | 135
30.11. | 15 | 135
30.11. | 16 | 135
30.11. | 17 | 135
30.11. | 18 | 135
30.11. | 19 | 135
30.11. | 20 | 135
30.11. | 21 | 135
30.11. | 22 | 135
30.11. | 23 | 135
30.11. | 24 | 135
01.12. | 1 | 135
01.12. | 2 | 135
01.12. | 3 | 135
01.12. | 4 | 135
01.12. | 5 | 135
01.12. | 6 | 135
01.12. | 7 | 135
01.12. | 8 | 135
01.12. | 9 | 135
01.12. | 10 | 135
01.12. | 11 | 135
01.12. | 12 | 135
01.12. | 13 | 135
01.12. | 14 | 135
01.12. | 15 | 135
01.12. | 16 | 135
01.12. | 17 | 135
01.12. | 18 | 135
01.12. | 19 | 135
01.12. | 20 | 135
01.12. | 21 | 135
01.12. | 22 | 135
01.12. | 23 | 135
01.12. | 24 | 135
02.12. | 1 | 135
02.12. | 2 | 135
02.12. | 3 | 135
02.12. | 4 | 135
02.12. | 5 | 135
02.12. | 6 | 135
02.12. | 7 | 135
02.12. | 8 | 135
02.12. | 9 | 135
02.12. | 10 | 135
02.12. | 11 | 135
02.12. | 12 | 135
02.12. | 13 | 135
02.12. | 14 | 135
02.12. | 15 | 135
02.12. | 16 | 135
02.12. | 17 | 135
02.12. | 18 | 135
02.12. | 19 | 135
02.12. | 20 | 135
02.12. | 21 | 135
02.12. | 22 | 135
02.12. | 23 | 135
02.12. | 24 | 135
03.12. | 1 | 135
03.12. | 2 | 135
03.12. | 3 | 135
03.12. | 4 | 135
03.12. | 5 | 135
03.12. | 6 | 135
03.12. | 7 | 135
03.12. | 8 | 135
03.12. | 9 | 135
03.12. | 10 | 135
03.12. | 11 | 135
03.12. | 12 | 135
03.12. | 13 | 135
03.12. | 14 | 135
03.12. | 15 | 135
03.12. | 16 | 135
03.12. | 17 | 135
03.12. | 18 | 135
03.12. | 19 | 135
03.12. | 20 | 135
03.12. | 21 | 135
03.12. | 22 | 135
03.12. | 23 | 135
03.12. | 24 | 135
04.12. | 1 | 135
04.12. | 2 | 135
04.12. | 3 | 135
04.12. | 4 | 135
04.12. | 5 | 135
04.12. | 6 | 135
04.12. | 7 | 135
04.12. | 8 | 135
04.12. | 9 | 135
04.12. | 10 | 135
04.12. | 11 | 135
04.12. | 12 | 135
04.12. | 13 | 135
04.12. | 14 | 135
04.12. | 15 | 135
04.12. | 16 | 135
04.12. | 17 | 135
04.12. | 18 | 135
04.12. | 19 | 135
04.12. | 20 | 135
04.12. | 21 | 135
04.12. | 22 | 135
04.12. | 23 | 135
04.12. | 24 | 135
05.12. | 1 | 135
05.12. | 2 | 135
05.12. | 3 | 135
05.12. | 4 | 135
05.12. | 5 | 135
05.12. | 6 | 135
05.12. | 7 | 135
05.12. | 8 | 135
05.12. | 9 | 135
05.12. | 10 | 135
05.12. | 11 | 135
05.12. | 12 | 135
05.12. | 13 | 135
05.12. | 14 | 135
05.12. | 15 | 135
05.12. | 16 | 135
05.12. | 17 | 135
05.12. | 18 | 135
05.12. | 19 | 135
05.12. | 20 | 135
05.12. | 21 | 135
05.12. | 22 | 135
05.12. | 23 | 135
05.12. | 24 | 135
06.12. | 1 | 135
06.12. | 2 | 135
06.12. | 3 | 135
06.12. | 4 | 135
06.12. | 5 | 135
06.12. | 6 | 135
06.12. | 7 | 135
06.12. | 8 | 135
06.12. | 9 | 135
06.12. | 10 | 135
06.12. | 11 | 135
06.12. | 12 | 135
06.12. | 13 | 135
06.12. | 14 | 135
06.12. | 15 | 135
06.12. | 16 | 135
06.12. | 17 | 135
06.12. | 18 | 135
06.12. | 19 | 135
06.12. | 20 | 135
06.12. | 21 | 135
06.12. | 22 | 135
06.12. | 23 | 135
06.12. | 24 | 135
07.12. | 1 | 135
07.12. | 2 | 135
07.12. | 3 | 135
07.12. | 4 | 135
07.12. | 5 | 135
07.12. | 6 | 135
07.12. | 7 | 135
07.12. | 8 | 135
07.12. | 9 | 135
07.12. | 10 | 135
07.12. | 11 | 135
07.12. | 12 | 135
07.12. | 13 | 135
07.12. | 14 | 135
07.12. | 15 | 135
07.12. | 16 | 135
07.12. | 17 | 135
07.12. | 18 | 135
07.12. | 19 | 135
07.12. | 20 | 135
07.12. | 21 | 135
07.12. | 22 | 135
07.12. | 23 | 135
07.12. | 24 | 135
08.12. | 1 | 135
08.12. | 2 | 135
08.12. | 3 | 135
08.12. | 4 | 135
08.12. | 5 | 135
08.12. | 6 | 135
08.12. | 7 | 135
08.12. | 8 | 135
08.12. | 9 | 135
08.12. | 10 | 135
08.12. | 11 | 135
08.12. | 12 | 135
08.12. | 13 | 135
08.12. | 14 | 135
08.12. | 15 | 135
08.12. | 16 | 135
08.12. | 17 | 135
08.12. | 18 | 135
08.12. | 19 | 135
08.12. | 20 | 135
08.12. | 21 | 135
08.12. | 22 | 135
08.12. | 23 | 135
08.12. | 24 | 135
09.12. | 1 | 135
09.12. | 2 | 135
09.12. | 3 | 135
09.12. | 4 | 135
09.12. | 5 | 135
09.12. | 6 | 135
09.12. | 7 | 135
09.12. | 8 | 135
09.12. | 9 | 135
09.12. | 10 | 135
09.12. | 11 | 135
09.12. | 12 | 135
09.12. | 13 | 135
09.12. | 14 | 135
09.12. | 15 | 135
09.12. | 16 | 135
09.12. | 17 | 135
09.12. | 18 | 135
09.12. | 19 | 135
09.12. | 20 | 135
09.12. | 21 | 135
09.12. | 22 | 135
09.12. | 23 | 135
09.12. | 24 | 135
10.12. | 1 | 135
10.12. | 2 | 135
10.12. | 3 | 135
10.12. | 4 | 135
10.12. | 5 | 135
10.12. | 6 | 135
10.12. | 7 | 135
10.12. | 8 | 135
10.12. | 9 | 135
10.12. | 10 | 135
10.12. | 11 | 135
10.12. | 12 | 135
10.12. | 13 | 135
10.12. | 14 | 135
10.12. | 15 | 135
10.12. | 16 | 135
10.12. | 17 | 135
10.12. | 18 | 135
10.12. | 19 | 135
10.12. | 20 | 135
10.12. | 21 | 135
10.12. | 22 | 135
10.12. | 23 | 135
10.12. | 24 | 135
11.12. | 1 | 135
11.12. | 2 | 135
11.12. | 3 | 135
11.12. | 4 | 135
11.12. | 5 | 135
11.12. | 6 | 135
11.12. | 7 | 135
11.12. | 8 | 135
11.12. | 9 | 135
11.12. | 10 | 135
11.12. | 11 | 135
11.12. | 12 | 135
11.12. | 13 | 135
11.12. | 14 | 135
11.12. | 15 | 135
11.12. | 16 | 135
11.12. | 17 | 135
11.12. | 18 | 135
11.12. | 19 | 135
11.12. | 20 | 135
11.12. | 21 | 135
11.12. | 22 | 135
11.12. | 23 | 135
11.12. | 24 | 135
12.12. | 1 | 135
12.12. | 2 | 135
12.12. | 3 | 135
12.12. | 4 | 135
12.12. | 5 | 135
12.12. | 6 | 135
12.12. | 7 | 135
12.12. | 8 | 135
12.12. | 9 | 135
12.12. | 10 | 135
12.12. | 11 | 135
12.12. | 12 | 135
12.12. | 13 | 135
12.12. | 14 | 135
12.12. | 15 | 135
12.12. | 16 | 135
12.12. | 17 | 135
12.12. | 18 | 135
12.12. | 19 | 135
12.12. | 20 | 135
12.12. | 21 | 135
12.12. | 22 | 135
12.12. | 23 | 135
12.12. | 24 | 135
13.12. | 1 | 135
13.12. | 2 | 135
13.12. | 3 | 135
13.12. | 4 | 135
13.12. | 5 | 135
13.12. | 6 | 135
13.12. | 7 | 135
13.12. | 8 | 135
13.12. | 9 | 135
13.12. | 10 | 135
13.12. | 11 | 135
13.12. | 12 | 135
13.12. | 13 | 135
13.12. | 14 | 135
13.12. | 15 | 135
13.12. | 16 | 135
13.12. | 17 | 135
13.12. | 18 | 135
13.12. | 19 | 135
13.12. | 20 | 135
13.12. | 21 | 135
13.12. | 22 | 135
13.12. | 23 | 135
13.12. | 24 | 135
14.12. | 1 | 135
14.12. | 2 | 135
14.12. | 3 | 135
14.12. | 4 | 135
14.12. | 5 | 135
14.12. | 6 | 135
14.12. | 7 | 135
14.12. | 8 | 135
14.12. | 9 | 135
14.12. | 10 | 135
14.12. | 11 | 135
14.12. | 12 | 135
14.12. | 13 | 135
14.12. | 14 | 135
14.12. | 15 | 135
14.12. | 16 | 135
14.12. | 17 | 135
14.12. | 18 | 135
14.12. | 19 | 135
14.12. | 20 | 135
14.12. | 21 | 135
14.12. | 22 | 135
14.12. | 23 | 135
14.12. | 24 | 135
15.12. | 1 | 135
15.12. | 2 | 135
15.12. | 3 | 135
15.12. | 4 | 135
15.12. | 5 | 135
15.12. | 6 | 135
15.12. | 7 | 135
15.12. | 8 | 135
15.12. | 9 | 135
15.12. | 10 | 135
15.12. | 11 | 135
15.12. | 12 | 135
15.12. | 13 | 135
15.12. | 14 | 135
15.12. | 15 | 135
15.12. | 16 | 135
15.12. | 17 | 135
15.12. | 18 | 135
15.12. | 19 | 135
15.12. | 20 | 135
15.12. | 21 | 135
15.12. | 22 | 135
15.12. | 23 | 135
15.12. | 24 | 135
16.12. | 1 | 135
16.12. | 2 | 135
16.12. | 3 | 135
16.12. | 4 | 135
16.12. | 5 | 135
16.12. | 6 | 135
16.12. | 7 | 135
16.12. | 8 | 135
16.12. | 9 | 135
16.12. | 10 | 135
16.12. | 11 | 135
16.12. | 12 | 135
16.12. | 13 | 135
16.12. | 14 | 135
16.12. | 15 | 135
16.12. | 16 | 135
16.12. | 17 | 135
16.12. | 18 | 135
16.12. | 19 | 135
16.12. | 20 | 135
16.12. | 21 | 135
16.12. | 22 | 135
16.12. | 23 | 135
16.12. | 24 | 135
17.12. | 1 | 135
17.12. | 2 | 135
17.12. | 3 | 135
17.12. | 4 | 135
17.12. | 5 | 135
17.12. | 6 | 135
17.12. | 7 | 135
17.12. | 8 | 135
17.12. | 9 | 135
17.12. | 10 | 135
17.12. | 11 | 135
17.12. | 12 | 135
17.12. | 13 | 135
17.12. | 14 | 135
17.12. | 15 | 135
17.12. | 16 | 135
17.12. | 17 | 135
17.12. | 18 | 135
17.12. | 19 | 135
17.12. | 20 | 135
17.12. | 21 | 135
17.12. | 22 | 135
17.12. | 23 | 135
17.12. | 24 | 135
18.12. | 1 | 135
18.12. | 2 | 135
18.12. | 3 | 135
18.12. | 4 | 135
18.12. | 5 | 135
18.12. | 6 | 135
18.12. | 7 | 135
18.12. | 8 | 135
18.12. | 9 | 135
18.12. | 10 | 135
18.12. | 11 | 135
18.12. | 12 | 135
18.12. | 13 | 135
18.12. | 14 | 135
18.12. | 15 | 135
18.12. | 16 | 135
18.12. | 17 | 135
18.12. | 18 | 135
18.12. | 19 | 135
18.12. | 20 | 135
18.12. | 21 | 135
18.12. | 22 | 135
18.12. | 23 | 135
18.12. | 24 | 135
19.12. | 1 | 135
19.12. | 2 | 135
19.12. | 3 | 135
19.12. | 4 | 135
19.12. | 5 | 135
19.12. | 6 | 135
19.12. | 7 | 135
19.12. | 8 | 135
19.12. | 9 | 135
19.12. | 10 | 135
19.12. | 11 | 135
19.12. | 12 | 135
19.12. | 13 | 135
19.12. | 14 | 135
19.12. | 15 | 135
19.12. | 16 | 135
19.12. | 17 | 135
19.12. | 18 | 135
19.12. | 19 | 135
19.12. | 20 | 135
19.12. | 21 | 135
19.12. | 22 | 135
19.12. | 23 | 135
19.12. | 24 | 135
20.12. | 1 | 135
20.12. | 2 | 135
20.12. | 3 | 135
20.12. | 4 | 135
20.12. | 5 | 135
20.12. | 6 | 135
20.12. | 7 | 135
20.12. | 8 | 135
20.12. | 9 | 135
20.12. | 10 | 135
20.12. | 11 | 135
20.12. | 12 | 135
20.12. | 13 | 135
20.12. | 14 | 135
20.12. | 15 | 135
20.12. | 16 | 135
20.12. | 17 | 135
20.12. | 18 | 135
20.12. | 19 | 135
20.12. | 20 | 135
20.12. | 21 | 135
20.12. | 22 | 135
20.12. | 23 | 135
20.12. | 24 | 135
21.12. | 1 | 135
21.12. | 2 | 135
21.12. | 3 | 135
21.12. | 4 | 135
21.12. | 5 | 135
21.12. | 6 | 135
21.12. | 7 | 135
21.12. | 8 | 135
21.12. | 9 | 135
21.12. | 10 | 135
21.12. | 11 | 135
21.12. | 12 | 135
21.12. | 13 | 135
21.12. | 14 | 135
21.12. | 15 | 135
21.12. | 16 | 135
21.12. | 17 | 135
21.12. | 18 | 135
21.12. | 19 | 135
21.12. | 20 | 135
21.12. | 21 | 135
21.12. | 22 | 135
21.12. | 23 | 135
21.12. | 24 | 135
22.12. | 1 | 135
22.12. | 2 | 135
22.12. | 3 | 135
22.12. | 4 | 135
22.12. | 5 | 135
22.12. | 6 | 135
22.12. | 7 | 135
22.12. | 8 | 135
22.12. | 9 | 135
22.12. | 10 | 135
22.12. | 11 | 135
22.12. | 12 | 135
22.12. | 13 | 135
22.12. | 14 | 135
22.12. | 15 | 135
22.12. | 16 | 135
22.12. | 17 | 135
22.12. | 18 | 135
22.12. | 19 | 135
22.12. | 20 | 135
22.12. | 21 | 135
22.12. | 22 | 135
22.12. | 23 | 135
22.12. | 24 | 135
23.12. | 1 | 135
23.12. | 2 | 135
23.12. | 3 | 135
23.12. | 4 | 135
23.12. | 5 | 135
23.12. | 6 | 135
23.12. | 7 | 135
23.12. | 8 | 135
23.12. | 9 | 135
23.12. | 10 | 135
23.12. | 11 | 135
23.12. | 12 | 135
23.12. | 13 | 135
23.12. | 14 | 135
23.12. | 15 | 135
23.12. | 16 | 135
23.12. | 17 | 135
23.12. | 18 | 135
23.12. | 19 | 135
23.12. | 20 | 135
23.12. | 21 | 135
23.12. | 22 | 135
23.12. | 23 | 135
23.12. | 24 | 135
24.12. | 1 | 135
24.12. | 2 | 135
24.12. | 3 | 135
24.12. | 4 | 135
24.12. | 5 | 135
24.12. | 6 | 135
24.12. | 7 | 135
24.12. | 8 | 135
24.12. | 9 | 135
24.12. | 10 | 135
24.12. | 11 | 135
24.12. | 12 | 135
24.12. | 13 | 135
24.12. | 14 | 135
24.12. | 15 | 135
24.12. | 16 | 135
24.12. | 17 | 135
24.12. | 18 | 135
24.12. | 19 | 135
24.12. | 20 | 135
24.12. | 21 | 135
24.12. | 22 | 135
24.12. | 23 | 135
24.12. | 24 | 135
25.12. | 1 | 135
25.12. | 2 | 135
25.12. | 3 | 135
25.12. | 4 | 135
25.12. | 5 | 135
25.12. | 6 | 135
25.12. | 7 | 135
25.12. | 8 | 135
25.12. | 9 | 135
25.12. | 10 | 135
25.12. | 11 | 135
25.12. | 12 | 135
25.12. | 13 | 135
25.12. | 14 | 135
25.12. | 15 | 135
25.12. | 16 | 135
25.12. | 17 | 135
25.12. | 18 | 135
25.12. | 19 | 135
25.12. | 20 | 135
25.12. | 21 | 135
25.12. | 22 | 135
25.12. | 23 | 135
25.12. | 24 | 135
26.12. | 1 | 135
26.12. | 2 | 135
26.12. | 3 | 135
26.12. | 4 | 135
26.12. | 5 | 135
26.12. | 6 | 135
26.12. | 7 | 135
26.12. | 8 | 135
26.12. | 9 | 135
26.12. | 10 | 135
26.12. | 11 | 135
26.12. | 12 | 135
26.12. | 13 | 135
26.12. | 14 | 135
26.12. | 15 | 135
26.12. | 16 | 135
26.12. | 17 | 135
26.12. | 18 | 135
26.12. | 19 | 135
26.12. | 20 | 135
26.12. | 21 | 135
26.12. | 22 | 135
26.12. | 23 | 135
26.12. | 24 | 135
27.12. | 1 | 135
27.12. | 2 | 135
27.12. | 3 | 135
27.12. | 4 | 135
27.12. | 5 | 135
27.12. | 6 | 135
27.12. | 7 | 135
27.12. | 8 | 135
27.12. | 9 | 135
27.12. | 10 | 135
27.12. | 11 | 135
27.12. | 12 | 135
27.12. | 13 | 135
27.12. | 14 | 135
27.12. | 15 | 135
27.12. | 16 | 135
27.12. | 17 | 135
27.12. | 18 | 135
27.12. | 19 | 135
27.12. | 20 | 135
27.12. | 21 | 135
27.12. | 22 | 135
27.12. | 23 | 135
27.12. | 24 | 135
28.12. | 1 | 135
28.12. | 2 | 135
28.12. | 3 | 135
28.12. | 4 | 135
28.12. | 5 | 135
28.12. | 6 | 135
28.12. | 7 | 135
28.12. | 8 | 135
28.12. | 9 | 135
28.12. | 10 | 135
28.12. | 11 | 135
28.12. | 12 | 135
28.12. | 13 | 135
28.12. | 14 | 135
28.12. | 15 | 135
28.12. | 16 | 135
28.12. | 17 | 135
28.12. | 18 | 135
28.12. | 19 | 135
28.12. | 20 | 135
28.12. | 21 | 135
28.12. | 22 | 135
28.12. | 23 | 135
28.12. | 24 | 135
29.12. | 1 | 135
29.12. | 2 | 135
29.12. | 3 | 135
29.12. | 4 | 135
29.12. | 5 | 135
29.12. | 6 | 135
29.12. | 7 | 135
29.12. | 8 | 135
29.12. | 9 | 135
29.12. | 10 | 135
29.12. | 11 | 135
29.12. | 12 | 135
29.12. | 13 | 135
29.12. | 14 | 135
29.12. | 15 | 135
29.12. | 16 | 135
29.12. | 17 | 135
29.12. | 18 | 135
29.12. | 19 | 135
29.12. | 20 | 135
29.12. | 21 | 135
29.12. | 22 | 135
29.12. | 23 | 135
29.12. | 24 | 135
30.12. | 1 | 135
30.12. | 2 | 135
30.12. | 3 | 135
30.12. | 4 | 135
30.12. | 5 | 135
30.12. | 6 | 135
30.12. | 7 | 135
30.12. | 8 | 135
30.12. | 9 | 135
30.12. | 10 | 135
30.12. | 11 | 135
30.12. | 12 | 135
30.12. | 13 | 135
30.12. | 14 | 135
30.12. | 15 | 135
30.12. | 16 | 135
30.12. | 17 | 135
30.12. | 18 | 135
30.12. | 19 | 135
30.12. | 20 | 135
30.12. | 21 | 135
30.12. | 22 | 135
30.12. | 23 | 135
30.12. | 24 | 135
31.12. | 1 | 135
31.12. | 2 | 135
31.12. | 3 | 135
31.12. | 4 | 135
31.12. | 5 | 135
31.12. | 6 | 135
31.12. | 7 | 135
31.12. | 8 | 135
31.12. | 9 | 135
31.12. | 10 | 135
31.12. | 11 | 135
31.12. | 12 | 135
31.12. | 13 | 135
31.12. | 14 | 135
31.12. | 15 | 135
31.12. | 16 | 135
31.12. | 17 | 135
31.12. | 18 | 135
31.12. | 19 | 135
31.12. | 20 | 135
31.12. | 21 | 135
31.12. | 22 | 135
31.12. | 23 | 135
31.12. | 24 | 135

## Exchanges
ENTSO-E Market Modelling Database: Exchanges with non-ENTSO-E countries
Country:
Market Node: | EE00
Year:
Climate year |  |  | N.B. use convention first January always Monday (2007 calendar year) --> see guidelines for further details
Scenario
name of the non-ENTSOE country:
average import capacity from non-ENTSO-E country (MW) (optional):
average export capacity to non-ENTSO-E country (MW) (optional):
name of the non-ENTSOE country:
average import capacity from non-ENTSO-E country (MW) (optional):
average export capacity to non-ENTSO-E country (MW) (optional):
name of the non-ENTSOE country:
average import capacity from non-ENTSO-E country (MW) (optional):
average export capacity to non-ENTSO-E country (MW) (optional):
name of the non-ENTSOE country:
average import capacity from non-ENTSO-E country (MW) (optional):
average export capacity to non-ENTSO-E country (MW) (optional):
name of the non-ENTSOE country:
average import capacity from non-ENTSO-E country (MW) (optional):
average export capacity to non-ENTSO-E country (MW) (optional):
Date | Hour | Total exchanges with all non ENTSO-E countries (MW) (>0 for import)
01.01. | 1
01.01. | 2
01.01. | 3
01.01. | 4
01.01. | 5
01.01. | 6
01.01. | 7
01.01. | 8
01.01. | 9
01.01. | 10
01.01. | 11
01.01. | 12
01.01. | 13
01.01. | 14
01.01. | 15
01.01. | 16
01.01. | 17
01.01. | 18
01.01. | 19
01.01. | 20
01.01. | 21
01.01. | 22
01.01. | 23
01.01. | 24
02.01. | 1
02.01. | 2
02.01. | 3
02.01. | 4
02.01. | 5
02.01. | 6
02.01. | 7
02.01. | 8
02.01. | 9
02.01. | 10
02.01. | 11
02.01. | 12
02.01. | 13
02.01. | 14
02.01. | 15
02.01. | 16
02.01. | 17
02.01. | 18
02.01. | 19
02.01. | 20
02.01. | 21
02.01. | 22
02.01. | 23
02.01. | 24
03.01. | 1
03.01. | 2
03.01. | 3
03.01. | 4
03.01. | 5
03.01. | 6
03.01. | 7
03.01. | 8
03.01. | 9
03.01. | 10
03.01. | 11
03.01. | 12
03.01. | 13
03.01. | 14
03.01. | 15
03.01. | 16
03.01. | 17
03.01. | 18
03.01. | 19
03.01. | 20
03.01. | 21
03.01. | 22
03.01. | 23
03.01. | 24
04.01. | 1
04.01. | 2
04.01. | 3
04.01. | 4
04.01. | 5
04.01. | 6
04.01. | 7
04.01. | 8
04.01. | 9
04.01. | 10
04.01. | 11
04.01. | 12
04.01. | 13
04.01. | 14
04.01. | 15
04.01. | 16
04.01. | 17
04.01. | 18
04.01. | 19
04.01. | 20
04.01. | 21
04.01. | 22
04.01. | 23
04.01. | 24
05.01. | 1
05.01. | 2
05.01. | 3
05.01. | 4
05.01. | 5
05.01. | 6
05.01. | 7
05.01. | 8
05.01. | 9
05.01. | 10
05.01. | 11
05.01. | 12
05.01. | 13
05.01. | 14
05.01. | 15
05.01. | 16
05.01. | 17
05.01. | 18
05.01. | 19
05.01. | 20
05.01. | 21
05.01. | 22
05.01. | 23
05.01. | 24
06.01. | 1
06.01. | 2
06.01. | 3
06.01. | 4
06.01. | 5
06.01. | 6
06.01. | 7
06.01. | 8
06.01. | 9
06.01. | 10
06.01. | 11
06.01. | 12
06.01. | 13
06.01. | 14
06.01. | 15
06.01. | 16
06.01. | 17
06.01. | 18
06.01. | 19
06.01. | 20
06.01. | 21
06.01. | 22
06.01. | 23
06.01. | 24
07.01. | 1
07.01. | 2
07.01. | 3
07.01. | 4
07.01. | 5
07.01. | 6
07.01. | 7
07.01. | 8
07.01. | 9
07.01. | 10
07.01. | 11
07.01. | 12
07.01. | 13
07.01. | 14
07.01. | 15
07.01. | 16
07.01. | 17
07.01. | 18
07.01. | 19
07.01. | 20
07.01. | 21
07.01. | 22
07.01. | 23
07.01. | 24
08.01. | 1
08.01. | 2
08.01. | 3
08.01. | 4
08.01. | 5
08.01. | 6
08.01. | 7
08.01. | 8
08.01. | 9
08.01. | 10
08.01. | 11
08.01. | 12
08.01. | 13
08.01. | 14
08.01. | 15
08.01. | 16
08.01. | 17
08.01. | 18
08.01. | 19
08.01. | 20
08.01. | 21
08.01. | 22
08.01. | 23
08.01. | 24
09.01. | 1
09.01. | 2
09.01. | 3
09.01. | 4
09.01. | 5
09.01. | 6
09.01. | 7
09.01. | 8
09.01. | 9
09.01. | 10
09.01. | 11
09.01. | 12
09.01. | 13
09.01. | 14
09.01. | 15
09.01. | 16
09.01. | 17
09.01. | 18
09.01. | 19
09.01. | 20
09.01. | 21
09.01. | 22
09.01. | 23
09.01. | 24
10.01. | 1
10.01. | 2
10.01. | 3
10.01. | 4
10.01. | 5
10.01. | 6
10.01. | 7
10.01. | 8
10.01. | 9
10.01. | 10
10.01. | 11
10.01. | 12
10.01. | 13
10.01. | 14
10.01. | 15
10.01. | 16
10.01. | 17
10.01. | 18
10.01. | 19
10.01. | 20
10.01. | 21
10.01. | 22
10.01. | 23
10.01. | 24
11.01. | 1
11.01. | 2
11.01. | 3
11.01. | 4
11.01. | 5
11.01. | 6
11.01. | 7
11.01. | 8
11.01. | 9
11.01. | 10
11.01. | 11
11.01. | 12
11.01. | 13
11.01. | 14
11.01. | 15
11.01. | 16
11.01. | 17
11.01. | 18
11.01. | 19
11.01. | 20
11.01. | 21
11.01. | 22
11.01. | 23
11.01. | 24
12.01. | 1
12.01. | 2
12.01. | 3
12.01. | 4
12.01. | 5
12.01. | 6
12.01. | 7
12.01. | 8
12.01. | 9
12.01. | 10
12.01. | 11
12.01. | 12
12.01. | 13
12.01. | 14
12.01. | 15
12.01. | 16
12.01. | 17
12.01. | 18
12.01. | 19
12.01. | 20
12.01. | 21
12.01. | 22
12.01. | 23
12.01. | 24
13.01. | 1
13.01. | 2
13.01. | 3
13.01. | 4
13.01. | 5
13.01. | 6
13.01. | 7
13.01. | 8
13.01. | 9
13.01. | 10
13.01. | 11
13.01. | 12
13.01. | 13
13.01. | 14
13.01. | 15
13.01. | 16
13.01. | 17
13.01. | 18
13.01. | 19
13.01. | 20
13.01. | 21
13.01. | 22
13.01. | 23
13.01. | 24
14.01. | 1
14.01. | 2
14.01. | 3
14.01. | 4
14.01. | 5
14.01. | 6
14.01. | 7
14.01. | 8
14.01. | 9
14.01. | 10
14.01. | 11
14.01. | 12
14.01. | 13
14.01. | 14
14.01. | 15
14.01. | 16
14.01. | 17
14.01. | 18
14.01. | 19
14.01. | 20
14.01. | 21
14.01. | 22
14.01. | 23
14.01. | 24
15.01. | 1
15.01. | 2
15.01. | 3
15.01. | 4
15.01. | 5
15.01. | 6
15.01. | 7
15.01. | 8
15.01. | 9
15.01. | 10
15.01. | 11
15.01. | 12
15.01. | 13
15.01. | 14
15.01. | 15
15.01. | 16
15.01. | 17
15.01. | 18
15.01. | 19
15.01. | 20
15.01. | 21
15.01. | 22
15.01. | 23
15.01. | 24
16.01. | 1
16.01. | 2
16.01. | 3
16.01. | 4
16.01. | 5
16.01. | 6
16.01. | 7
16.01. | 8
16.01. | 9
16.01. | 10
16.01. | 11
16.01. | 12
16.01. | 13
16.01. | 14
16.01. | 15
16.01. | 16
16.01. | 17
16.01. | 18
16.01. | 19
16.01. | 20
16.01. | 21
16.01. | 22
16.01. | 23
16.01. | 24
17.01. | 1
17.01. | 2
17.01. | 3
17.01. | 4
17.01. | 5
17.01. | 6
17.01. | 7
17.01. | 8
17.01. | 9
17.01. | 10
17.01. | 11
17.01. | 12
17.01. | 13
17.01. | 14
17.01. | 15
17.01. | 16
17.01. | 17
17.01. | 18
17.01. | 19
17.01. | 20
17.01. | 21
17.01. | 22
17.01. | 23
17.01. | 24
18.01. | 1
18.01. | 2
18.01. | 3
18.01. | 4
18.01. | 5
18.01. | 6
18.01. | 7
18.01. | 8
18.01. | 9
18.01. | 10
18.01. | 11
18.01. | 12
18.01. | 13
18.01. | 14
18.01. | 15
18.01. | 16
18.01. | 17
18.01. | 18
18.01. | 19
18.01. | 20
18.01. | 21
18.01. | 22
18.01. | 23
18.01. | 24
19.01. | 1
19.01. | 2
19.01. | 3
19.01. | 4
19.01. | 5
19.01. | 6
19.01. | 7
19.01. | 8
19.01. | 9
19.01. | 10
19.01. | 11
19.01. | 12
19.01. | 13
19.01. | 14
19.01. | 15
19.01. | 16
19.01. | 17
19.01. | 18
19.01. | 19
19.01. | 20
19.01. | 21
19.01. | 22
19.01. | 23
19.01. | 24
20.01. | 1
20.01. | 2
20.01. | 3
20.01. | 4
20.01. | 5
20.01. | 6
20.01. | 7
20.01. | 8
20.01. | 9
20.01. | 10
20.01. | 11
20.01. | 12
20.01. | 13
20.01. | 14
20.01. | 15
20.01. | 16
20.01. | 17
20.01. | 18
20.01. | 19
20.01. | 20
20.01. | 21
20.01. | 22
20.01. | 23
20.01. | 24
21.01. | 1
21.01. | 2
21.01. | 3
21.01. | 4
21.01. | 5
21.01. | 6
21.01. | 7
21.01. | 8
21.01. | 9
21.01. | 10
21.01. | 11
21.01. | 12
21.01. | 13
21.01. | 14
21.01. | 15
21.01. | 16
21.01. | 17
21.01. | 18
21.01. | 19
21.01. | 20
21.01. | 21
21.01. | 22
21.01. | 23
21.01. | 24
22.01. | 1
22.01. | 2
22.01. | 3
22.01. | 4
22.01. | 5
22.01. | 6
22.01. | 7
22.01. | 8
22.01. | 9
22.01. | 10
22.01. | 11
22.01. | 12
22.01. | 13
22.01. | 14
22.01. | 15
22.01. | 16
22.01. | 17
22.01. | 18
22.01. | 19
22.01. | 20
22.01. | 21
22.01. | 22
22.01. | 23
22.01. | 24
23.01. | 1
23.01. | 2
23.01. | 3
23.01. | 4
23.01. | 5
23.01. | 6
23.01. | 7
23.01. | 8
23.01. | 9
23.01. | 10
23.01. | 11
23.01. | 12
23.01. | 13
23.01. | 14
23.01. | 15
23.01. | 16
23.01. | 17
23.01. | 18
23.01. | 19
23.01. | 20
23.01. | 21
23.01. | 22
23.01. | 23
23.01. | 24
24.01. | 1
24.01. | 2
24.01. | 3
24.01. | 4
24.01. | 5
24.01. | 6
24.01. | 7
24.01. | 8
24.01. | 9
24.01. | 10
24.01. | 11
24.01. | 12
24.01. | 13
24.01. | 14
24.01. | 15
24.01. | 16
24.01. | 17
24.01. | 18
24.01. | 19
24.01. | 20
24.01. | 21
24.01. | 22
24.01. | 23
24.01. | 24
25.01. | 1
25.01. | 2
25.01. | 3
25.01. | 4
25.01. | 5
25.01. | 6
25.01. | 7
25.01. | 8
25.01. | 9
25.01. | 10
25.01. | 11
25.01. | 12
25.01. | 13
25.01. | 14
25.01. | 15
25.01. | 16
25.01. | 17
25.01. | 18
25.01. | 19
25.01. | 20
25.01. | 21
25.01. | 22
25.01. | 23
25.01. | 24
26.01. | 1
26.01. | 2
26.01. | 3
26.01. | 4
26.01. | 5
26.01. | 6
26.01. | 7
26.01. | 8
26.01. | 9
26.01. | 10
26.01. | 11
26.01. | 12
26.01. | 13
26.01. | 14
26.01. | 15
26.01. | 16
26.01. | 17
26.01. | 18
26.01. | 19
26.01. | 20
26.01. | 21
26.01. | 22
26.01. | 23
26.01. | 24
27.01. | 1
27.01. | 2
27.01. | 3
27.01. | 4
27.01. | 5
27.01. | 6
27.01. | 7
27.01. | 8
27.01. | 9
27.01. | 10
27.01. | 11
27.01. | 12
27.01. | 13
27.01. | 14
27.01. | 15
27.01. | 16
27.01. | 17
27.01. | 18
27.01. | 19
27.01. | 20
27.01. | 21
27.01. | 22
27.01. | 23
27.01. | 24
28.01. | 1
28.01. | 2
28.01. | 3
28.01. | 4
28.01. | 5
28.01. | 6
28.01. | 7
28.01. | 8
28.01. | 9
28.01. | 10
28.01. | 11
28.01. | 12
28.01. | 13
28.01. | 14
28.01. | 15
28.01. | 16
28.01. | 17
28.01. | 18
28.01. | 19
28.01. | 20
28.01. | 21
28.01. | 22
28.01. | 23
28.01. | 24
29.01. | 1
29.01. | 2
29.01. | 3
29.01. | 4
29.01. | 5
29.01. | 6
29.01. | 7
29.01. | 8
29.01. | 9
29.01. | 10
29.01. | 11
29.01. | 12
29.01. | 13
29.01. | 14
29.01. | 15
29.01. | 16
29.01. | 17
29.01. | 18
29.01. | 19
29.01. | 20
29.01. | 21
29.01. | 22
29.01. | 23
29.01. | 24
30.01. | 1
30.01. | 2
30.01. | 3
30.01. | 4
30.01. | 5
30.01. | 6
30.01. | 7
30.01. | 8
30.01. | 9
30.01. | 10
30.01. | 11
30.01. | 12
30.01. | 13
30.01. | 14
30.01. | 15
30.01. | 16
30.01. | 17
30.01. | 18
30.01. | 19
30.01. | 20
30.01. | 21
30.01. | 22
30.01. | 23
30.01. | 24
31.01. | 1
31.01. | 2
31.01. | 3
31.01. | 4
31.01. | 5
31.01. | 6
31.01. | 7
31.01. | 8
31.01. | 9
31.01. | 10
31.01. | 11
31.01. | 12
31.01. | 13
31.01. | 14
31.01. | 15
31.01. | 16
31.01. | 17
31.01. | 18
31.01. | 19
31.01. | 20
31.01. | 21
31.01. | 22
31.01. | 23
31.01. | 24
01.02. | 1
01.02. | 2
01.02. | 3
01.02. | 4
01.02. | 5
01.02. | 6
01.02. | 7
01.02. | 8
01.02. | 9
01.02. | 10
01.02. | 11
01.02. | 12
01.02. | 13
01.02. | 14
01.02. | 15
01.02. | 16
01.02. | 17
01.02. | 18
01.02. | 19
01.02. | 20
01.02. | 21
01.02. | 22
01.02. | 23
01.02. | 24
02.02. | 1
02.02. | 2
02.02. | 3
02.02. | 4
02.02. | 5
02.02. | 6
02.02. | 7
02.02. | 8
02.02. | 9
02.02. | 10
02.02. | 11
02.02. | 12
02.02. | 13
02.02. | 14
02.02. | 15
02.02. | 16
02.02. | 17
02.02. | 18
02.02. | 19
02.02. | 20
02.02. | 21
02.02. | 22
02.02. | 23
02.02. | 24
03.02. | 1
03.02. | 2
03.02. | 3
03.02. | 4
03.02. | 5
03.02. | 6
03.02. | 7
03.02. | 8
03.02. | 9
03.02. | 10
03.02. | 11
03.02. | 12
03.02. | 13
03.02. | 14
03.02. | 15
03.02. | 16
03.02. | 17
03.02. | 18
03.02. | 19
03.02. | 20
03.02. | 21
03.02. | 22
03.02. | 23
03.02. | 24
04.02. | 1
04.02. | 2
04.02. | 3
04.02. | 4
04.02. | 5
04.02. | 6
04.02. | 7
04.02. | 8
04.02. | 9
04.02. | 10
04.02. | 11
04.02. | 12
04.02. | 13
04.02. | 14
04.02. | 15
04.02. | 16
04.02. | 17
04.02. | 18
04.02. | 19
04.02. | 20
04.02. | 21
04.02. | 22
04.02. | 23
04.02. | 24
05.02. | 1
05.02. | 2
05.02. | 3
05.02. | 4
05.02. | 5
05.02. | 6
05.02. | 7
05.02. | 8
05.02. | 9
05.02. | 10
05.02. | 11
05.02. | 12
05.02. | 13
05.02. | 14
05.02. | 15
05.02. | 16
05.02. | 17
05.02. | 18
05.02. | 19
05.02. | 20
05.02. | 21
05.02. | 22
05.02. | 23
05.02. | 24
06.02. | 1
06.02. | 2
06.02. | 3
06.02. | 4
06.02. | 5
06.02. | 6
06.02. | 7
06.02. | 8
06.02. | 9
06.02. | 10
06.02. | 11
06.02. | 12
06.02. | 13
06.02. | 14
06.02. | 15
06.02. | 16
06.02. | 17
06.02. | 18
06.02. | 19
06.02. | 20
06.02. | 21
06.02. | 22
06.02. | 23
06.02. | 24
07.02. | 1
07.02. | 2
07.02. | 3
07.02. | 4
07.02. | 5
07.02. | 6
07.02. | 7
07.02. | 8
07.02. | 9
07.02. | 10
07.02. | 11
07.02. | 12
07.02. | 13
07.02. | 14
07.02. | 15
07.02. | 16
07.02. | 17
07.02. | 18
07.02. | 19
07.02. | 20
07.02. | 21
07.02. | 22
07.02. | 23
07.02. | 24
08.02. | 1
08.02. | 2
08.02. | 3
08.02. | 4
08.02. | 5
08.02. | 6
08.02. | 7
08.02. | 8
08.02. | 9
08.02. | 10
08.02. | 11
08.02. | 12
08.02. | 13
08.02. | 14
08.02. | 15
08.02. | 16
08.02. | 17
08.02. | 18
08.02. | 19
08.02. | 20
08.02. | 21
08.02. | 22
08.02. | 23
08.02. | 24
09.02. | 1
09.02. | 2
09.02. | 3
09.02. | 4
09.02. | 5
09.02. | 6
09.02. | 7
09.02. | 8
09.02. | 9
09.02. | 10
09.02. | 11
09.02. | 12
09.02. | 13
09.02. | 14
09.02. | 15
09.02. | 16
09.02. | 17
09.02. | 18
09.02. | 19
09.02. | 20
09.02. | 21
09.02. | 22
09.02. | 23
09.02. | 24
10.02. | 1
10.02. | 2
10.02. | 3
10.02. | 4
10.02. | 5
10.02. | 6
10.02. | 7
10.02. | 8
10.02. | 9
10.02. | 10
10.02. | 11
10.02. | 12
10.02. | 13
10.02. | 14
10.02. | 15
10.02. | 16
10.02. | 17
10.02. | 18
10.02. | 19
10.02. | 20
10.02. | 21
10.02. | 22
10.02. | 23
10.02. | 24
11.02. | 1
11.02. | 2
11.02. | 3
11.02. | 4
11.02. | 5
11.02. | 6
11.02. | 7
11.02. | 8
11.02. | 9
11.02. | 10
11.02. | 11
11.02. | 12
11.02. | 13
11.02. | 14
11.02. | 15
11.02. | 16
11.02. | 17
11.02. | 18
11.02. | 19
11.02. | 20
11.02. | 21
11.02. | 22
11.02. | 23
11.02. | 24
12.02. | 1
12.02. | 2
12.02. | 3
12.02. | 4
12.02. | 5
12.02. | 6
12.02. | 7
12.02. | 8
12.02. | 9
12.02. | 10
12.02. | 11
12.02. | 12
12.02. | 13
12.02. | 14
12.02. | 15
12.02. | 16
12.02. | 17
12.02. | 18
12.02. | 19
12.02. | 20
12.02. | 21
12.02. | 22
12.02. | 23
12.02. | 24
13.02. | 1
13.02. | 2
13.02. | 3
13.02. | 4
13.02. | 5
13.02. | 6
13.02. | 7
13.02. | 8
13.02. | 9
13.02. | 10
13.02. | 11
13.02. | 12
13.02. | 13
13.02. | 14
13.02. | 15
13.02. | 16
13.02. | 17
13.02. | 18
13.02. | 19
13.02. | 20
13.02. | 21
13.02. | 22
13.02. | 23
13.02. | 24
14.02. | 1
14.02. | 2
14.02. | 3
14.02. | 4
14.02. | 5
14.02. | 6
14.02. | 7
14.02. | 8
14.02. | 9
14.02. | 10
14.02. | 11
14.02. | 12
14.02. | 13
14.02. | 14
14.02. | 15
14.02. | 16
14.02. | 17
14.02. | 18
14.02. | 19
14.02. | 20
14.02. | 21
14.02. | 22
14.02. | 23
14.02. | 24
15.02. | 1
15.02. | 2
15.02. | 3
15.02. | 4
15.02. | 5
15.02. | 6
15.02. | 7
15.02. | 8
15.02. | 9
15.02. | 10
15.02. | 11
15.02. | 12
15.02. | 13
15.02. | 14
15.02. | 15
15.02. | 16
15.02. | 17
15.02. | 18
15.02. | 19
15.02. | 20
15.02. | 21
15.02. | 22
15.02. | 23
15.02. | 24
16.02. | 1
16.02. | 2
16.02. | 3
16.02. | 4
16.02. | 5
16.02. | 6
16.02. | 7
16.02. | 8
16.02. | 9
16.02. | 10
16.02. | 11
16.02. | 12
16.02. | 13
16.02. | 14
16.02. | 15
16.02. | 16
16.02. | 17
16.02. | 18
16.02. | 19
16.02. | 20
16.02. | 21
16.02. | 22
16.02. | 23
16.02. | 24
17.02. | 1
17.02. | 2
17.02. | 3
17.02. | 4
17.02. | 5
17.02. | 6
17.02. | 7
17.02. | 8
17.02. | 9
17.02. | 10
17.02. | 11
17.02. | 12
17.02. | 13
17.02. | 14
17.02. | 15
17.02. | 16
17.02. | 17
17.02. | 18
17.02. | 19
17.02. | 20
17.02. | 21
17.02. | 22
17.02. | 23
17.02. | 24
18.02. | 1
18.02. | 2
18.02. | 3
18.02. | 4
18.02. | 5
18.02. | 6
18.02. | 7
18.02. | 8
18.02. | 9
18.02. | 10
18.02. | 11
18.02. | 12
18.02. | 13
18.02. | 14
18.02. | 15
18.02. | 16
18.02. | 17
18.02. | 18
18.02. | 19
18.02. | 20
18.02. | 21
18.02. | 22
18.02. | 23
18.02. | 24
19.02. | 1
19.02. | 2
19.02. | 3
19.02. | 4
19.02. | 5
19.02. | 6
19.02. | 7
19.02. | 8
19.02. | 9
19.02. | 10
19.02. | 11
19.02. | 12
19.02. | 13
19.02. | 14
19.02. | 15
19.02. | 16
19.02. | 17
19.02. | 18
19.02. | 19
19.02. | 20
19.02. | 21
19.02. | 22
19.02. | 23
19.02. | 24
20.02. | 1
20.02. | 2
20.02. | 3
20.02. | 4
20.02. | 5
20.02. | 6
20.02. | 7
20.02. | 8
20.02. | 9
20.02. | 10
20.02. | 11
20.02. | 12
20.02. | 13
20.02. | 14
20.02. | 15
20.02. | 16
20.02. | 17
20.02. | 18
20.02. | 19
20.02. | 20
20.02. | 21
20.02. | 22
20.02. | 23
20.02. | 24
21.02. | 1
21.02. | 2
21.02. | 3
21.02. | 4
21.02. | 5
21.02. | 6
21.02. | 7
21.02. | 8
21.02. | 9
21.02. | 10
21.02. | 11
21.02. | 12
21.02. | 13
21.02. | 14
21.02. | 15
21.02. | 16
21.02. | 17
21.02. | 18
21.02. | 19
21.02. | 20
21.02. | 21
21.02. | 22
21.02. | 23
21.02. | 24
22.02. | 1
22.02. | 2
22.02. | 3
22.02. | 4
22.02. | 5
22.02. | 6
22.02. | 7
22.02. | 8
22.02. | 9
22.02. | 10
22.02. | 11
22.02. | 12
22.02. | 13
22.02. | 14
22.02. | 15
22.02. | 16
22.02. | 17
22.02. | 18
22.02. | 19
22.02. | 20
22.02. | 21
22.02. | 22
22.02. | 23
22.02. | 24
23.02. | 1
23.02. | 2
23.02. | 3
23.02. | 4
23.02. | 5
23.02. | 6
23.02. | 7
23.02. | 8
23.02. | 9
23.02. | 10
23.02. | 11
23.02. | 12
23.02. | 13
23.02. | 14
23.02. | 15
23.02. | 16
23.02. | 17
23.02. | 18
23.02. | 19
23.02. | 20
23.02. | 21
23.02. | 22
23.02. | 23
23.02. | 24
24.02. | 1
24.02. | 2
24.02. | 3
24.02. | 4
24.02. | 5
24.02. | 6
24.02. | 7
24.02. | 8
24.02. | 9
24.02. | 10
24.02. | 11
24.02. | 12
24.02. | 13
24.02. | 14
24.02. | 15
24.02. | 16
24.02. | 17
24.02. | 18
24.02. | 19
24.02. | 20
24.02. | 21
24.02. | 22
24.02. | 23
24.02. | 24
25.02. | 1
25.02. | 2
25.02. | 3
25.02. | 4
25.02. | 5
25.02. | 6
25.02. | 7
25.02. | 8
25.02. | 9
25.02. | 10
25.02. | 11
25.02. | 12
25.02. | 13
25.02. | 14
25.02. | 15
25.02. | 16
25.02. | 17
25.02. | 18
25.02. | 19
25.02. | 20
25.02. | 21
25.02. | 22
25.02. | 23
25.02. | 24
26.02. | 1
26.02. | 2
26.02. | 3
26.02. | 4
26.02. | 5
26.02. | 6
26.02. | 7
26.02. | 8
26.02. | 9
26.02. | 10
26.02. | 11
26.02. | 12
26.02. | 13
26.02. | 14
26.02. | 15
26.02. | 16
26.02. | 17
26.02. | 18
26.02. | 19
26.02. | 20
26.02. | 21
26.02. | 22
26.02. | 23
26.02. | 24
27.02. | 1
27.02. | 2
27.02. | 3
27.02. | 4
27.02. | 5
27.02. | 6
27.02. | 7
27.02. | 8
27.02. | 9
27.02. | 10
27.02. | 11
27.02. | 12
27.02. | 13
27.02. | 14
27.02. | 15
27.02. | 16
27.02. | 17
27.02. | 18
27.02. | 19
27.02. | 20
27.02. | 21
27.02. | 22
27.02. | 23
27.02. | 24
28.02. | 1
28.02. | 2
28.02. | 3
28.02. | 4
28.02. | 5
28.02. | 6
28.02. | 7
28.02. | 8
28.02. | 9
28.02. | 10
28.02. | 11
28.02. | 12
28.02. | 13
28.02. | 14
28.02. | 15
28.02. | 16
28.02. | 17
28.02. | 18
28.02. | 19
28.02. | 20
28.02. | 21
28.02. | 22
28.02. | 23
28.02. | 24
01.03. | 1
01.03. | 2
01.03. | 3
01.03. | 4
01.03. | 5
01.03. | 6
01.03. | 7
01.03. | 8
01.03. | 9
01.03. | 10
01.03. | 11
01.03. | 12
01.03. | 13
01.03. | 14
01.03. | 15
01.03. | 16
01.03. | 17
01.03. | 18
01.03. | 19
01.03. | 20
01.03. | 21
01.03. | 22
01.03. | 23
01.03. | 24
02.03. | 1
02.03. | 2
02.03. | 3
02.03. | 4
02.03. | 5
02.03. | 6
02.03. | 7
02.03. | 8
02.03. | 9
02.03. | 10
02.03. | 11
02.03. | 12
02.03. | 13
02.03. | 14
02.03. | 15
02.03. | 16
02.03. | 17
02.03. | 18
02.03. | 19
02.03. | 20
02.03. | 21
02.03. | 22
02.03. | 23
02.03. | 24
03.03. | 1
03.03. | 2
03.03. | 3
03.03. | 4
03.03. | 5
03.03. | 6
03.03. | 7
03.03. | 8
03.03. | 9
03.03. | 10
03.03. | 11
03.03. | 12
03.03. | 13
03.03. | 14
03.03. | 15
03.03. | 16
03.03. | 17
03.03. | 18
03.03. | 19
03.03. | 20
03.03. | 21
03.03. | 22
03.03. | 23
03.03. | 24
04.03. | 1
04.03. | 2
04.03. | 3
04.03. | 4
04.03. | 5
04.03. | 6
04.03. | 7
04.03. | 8
04.03. | 9
04.03. | 10
04.03. | 11
04.03. | 12
04.03. | 13
04.03. | 14
04.03. | 15
04.03. | 16
04.03. | 17
04.03. | 18
04.03. | 19
04.03. | 20
04.03. | 21
04.03. | 22
04.03. | 23
04.03. | 24
05.03. | 1
05.03. | 2
05.03. | 3
05.03. | 4
05.03. | 5
05.03. | 6
05.03. | 7
05.03. | 8
05.03. | 9
05.03. | 10
05.03. | 11
05.03. | 12
05.03. | 13
05.03. | 14
05.03. | 15
05.03. | 16
05.03. | 17
05.03. | 18
05.03. | 19
05.03. | 20
05.03. | 21
05.03. | 22
05.03. | 23
05.03. | 24
06.03. | 1
06.03. | 2
06.03. | 3
06.03. | 4
06.03. | 5
06.03. | 6
06.03. | 7
06.03. | 8
06.03. | 9
06.03. | 10
06.03. | 11
06.03. | 12
06.03. | 13
06.03. | 14
06.03. | 15
06.03. | 16
06.03. | 17
06.03. | 18
06.03. | 19
06.03. | 20
06.03. | 21
06.03. | 22
06.03. | 23
06.03. | 24
07.03. | 1
07.03. | 2
07.03. | 3
07.03. | 4
07.03. | 5
07.03. | 6
07.03. | 7
07.03. | 8
07.03. | 9
07.03. | 10
07.03. | 11
07.03. | 12
07.03. | 13
07.03. | 14
07.03. | 15
07.03. | 16
07.03. | 17
07.03. | 18
07.03. | 19
07.03. | 20
07.03. | 21
07.03. | 22
07.03. | 23
07.03. | 24
08.03. | 1
08.03. | 2
08.03. | 3
08.03. | 4
08.03. | 5
08.03. | 6
08.03. | 7
08.03. | 8
08.03. | 9
08.03. | 10
08.03. | 11
08.03. | 12
08.03. | 13
08.03. | 14
08.03. | 15
08.03. | 16
08.03. | 17
08.03. | 18
08.03. | 19
08.03. | 20
08.03. | 21
08.03. | 22
08.03. | 23
08.03. | 24
09.03. | 1
09.03. | 2
09.03. | 3
09.03. | 4
09.03. | 5
09.03. | 6
09.03. | 7
09.03. | 8
09.03. | 9
09.03. | 10
09.03. | 11
09.03. | 12
09.03. | 13
09.03. | 14
09.03. | 15
09.03. | 16
09.03. | 17
09.03. | 18
09.03. | 19
09.03. | 20
09.03. | 21
09.03. | 22
09.03. | 23
09.03. | 24
10.03. | 1
10.03. | 2
10.03. | 3
10.03. | 4
10.03. | 5
10.03. | 6
10.03. | 7
10.03. | 8
10.03. | 9
10.03. | 10
10.03. | 11
10.03. | 12
10.03. | 13
10.03. | 14
10.03. | 15
10.03. | 16
10.03. | 17
10.03. | 18
10.03. | 19
10.03. | 20
10.03. | 21
10.03. | 22
10.03. | 23
10.03. | 24
11.03. | 1
11.03. | 2
11.03. | 3
11.03. | 4
11.03. | 5
11.03. | 6
11.03. | 7
11.03. | 8
11.03. | 9
11.03. | 10
11.03. | 11
11.03. | 12
11.03. | 13
11.03. | 14
11.03. | 15
11.03. | 16
11.03. | 17
11.03. | 18
11.03. | 19
11.03. | 20
11.03. | 21
11.03. | 22
11.03. | 23
11.03. | 24
12.03. | 1
12.03. | 2
12.03. | 3
12.03. | 4
12.03. | 5
12.03. | 6
12.03. | 7
12.03. | 8
12.03. | 9
12.03. | 10
12.03. | 11
12.03. | 12
12.03. | 13
12.03. | 14
12.03. | 15
12.03. | 16
12.03. | 17
12.03. | 18
12.03. | 19
12.03. | 20
12.03. | 21
12.03. | 22
12.03. | 23
12.03. | 24
13.03. | 1
13.03. | 2
13.03. | 3
13.03. | 4
13.03. | 5
13.03. | 6
13.03. | 7
13.03. | 8
13.03. | 9
13.03. | 10
13.03. | 11
13.03. | 12
13.03. | 13
13.03. | 14
13.03. | 15
13.03. | 16
13.03. | 17
13.03. | 18
13.03. | 19
13.03. | 20
13.03. | 21
13.03. | 22
13.03. | 23
13.03. | 24
14.03. | 1
14.03. | 2
14.03. | 3
14.03. | 4
14.03. | 5
14.03. | 6
14.03. | 7
14.03. | 8
14.03. | 9
14.03. | 10
14.03. | 11
14.03. | 12
14.03. | 13
14.03. | 14
14.03. | 15
14.03. | 16
14.03. | 17
14.03. | 18
14.03. | 19
14.03. | 20
14.03. | 21
14.03. | 22
14.03. | 23
14.03. | 24
15.03. | 1
15.03. | 2
15.03. | 3
15.03. | 4
15.03. | 5
15.03. | 6
15.03. | 7
15.03. | 8
15.03. | 9
15.03. | 10
15.03. | 11
15.03. | 12
15.03. | 13
15.03. | 14
15.03. | 15
15.03. | 16
15.03. | 17
15.03. | 18
15.03. | 19
15.03. | 20
15.03. | 21
15.03. | 22
15.03. | 23
15.03. | 24
16.03. | 1
16.03. | 2
16.03. | 3
16.03. | 4
16.03. | 5
16.03. | 6
16.03. | 7
16.03. | 8
16.03. | 9
16.03. | 10
16.03. | 11
16.03. | 12
16.03. | 13
16.03. | 14
16.03. | 15
16.03. | 16
16.03. | 17
16.03. | 18
16.03. | 19
16.03. | 20
16.03. | 21
16.03. | 22
16.03. | 23
16.03. | 24
17.03. | 1
17.03. | 2
17.03. | 3
17.03. | 4
17.03. | 5
17.03. | 6
17.03. | 7
17.03. | 8
17.03. | 9
17.03. | 10
17.03. | 11
17.03. | 12
17.03. | 13
17.03. | 14
17.03. | 15
17.03. | 16
17.03. | 17
17.03. | 18
17.03. | 19
17.03. | 20
17.03. | 21
17.03. | 22
17.03. | 23
17.03. | 24
18.03. | 1
18.03. | 2
18.03. | 3
18.03. | 4
18.03. | 5
18.03. | 6
18.03. | 7
18.03. | 8
18.03. | 9
18.03. | 10
18.03. | 11
18.03. | 12
18.03. | 13
18.03. | 14
18.03. | 15
18.03. | 16
18.03. | 17
18.03. | 18
18.03. | 19
18.03. | 20
18.03. | 21
18.03. | 22
18.03. | 23
18.03. | 24
19.03. | 1
19.03. | 2
19.03. | 3
19.03. | 4
19.03. | 5
19.03. | 6
19.03. | 7
19.03. | 8
19.03. | 9
19.03. | 10
19.03. | 11
19.03. | 12
19.03. | 13
19.03. | 14
19.03. | 15
19.03. | 16
19.03. | 17
19.03. | 18
19.03. | 19
19.03. | 20
19.03. | 21
19.03. | 22
19.03. | 23
19.03. | 24
20.03. | 1
20.03. | 2
20.03. | 3
20.03. | 4
20.03. | 5
20.03. | 6
20.03. | 7
20.03. | 8
20.03. | 9
20.03. | 10
20.03. | 11
20.03. | 12
20.03. | 13
20.03. | 14
20.03. | 15
20.03. | 16
20.03. | 17
20.03. | 18
20.03. | 19
20.03. | 20
20.03. | 21
20.03. | 22
20.03. | 23
20.03. | 24
21.03. | 1
21.03. | 2
21.03. | 3
21.03. | 4
21.03. | 5
21.03. | 6
21.03. | 7
21.03. | 8
21.03. | 9
21.03. | 10
21.03. | 11
21.03. | 12
21.03. | 13
21.03. | 14
21.03. | 15
21.03. | 16
21.03. | 17
21.03. | 18
21.03. | 19
21.03. | 20
21.03. | 21
21.03. | 22
21.03. | 23
21.03. | 24
22.03. | 1
22.03. | 2
22.03. | 3
22.03. | 4
22.03. | 5
22.03. | 6
22.03. | 7
22.03. | 8
22.03. | 9
22.03. | 10
22.03. | 11
22.03. | 12
22.03. | 13
22.03. | 14
22.03. | 15
22.03. | 16
22.03. | 17
22.03. | 18
22.03. | 19
22.03. | 20
22.03. | 21
22.03. | 22
22.03. | 23
22.03. | 24
23.03. | 1
23.03. | 2
23.03. | 3
23.03. | 4
23.03. | 5
23.03. | 6
23.03. | 7
23.03. | 8
23.03. | 9
23.03. | 10
23.03. | 11
23.03. | 12
23.03. | 13
23.03. | 14
23.03. | 15
23.03. | 16
23.03. | 17
23.03. | 18
23.03. | 19
23.03. | 20
23.03. | 21
23.03. | 22
23.03. | 23
23.03. | 24
24.03. | 1
24.03. | 2
24.03. | 3
24.03. | 4
24.03. | 5
24.03. | 6
24.03. | 7
24.03. | 8
24.03. | 9
24.03. | 10
24.03. | 11
24.03. | 12
24.03. | 13
24.03. | 14
24.03. | 15
24.03. | 16
24.03. | 17
24.03. | 18
24.03. | 19
24.03. | 20
24.03. | 21
24.03. | 22
24.03. | 23
24.03. | 24
25.03. | 1
25.03. | 2
25.03. | 3
25.03. | 4
25.03. | 5
25.03. | 6
25.03. | 7
25.03. | 8
25.03. | 9
25.03. | 10
25.03. | 11
25.03. | 12
25.03. | 13
25.03. | 14
25.03. | 15
25.03. | 16
25.03. | 17
25.03. | 18
25.03. | 19
25.03. | 20
25.03. | 21
25.03. | 22
25.03. | 23
25.03. | 24
26.03. | 1
26.03. | 2
26.03. | 3
26.03. | 4
26.03. | 5
26.03. | 6
26.03. | 7
26.03. | 8
26.03. | 9
26.03. | 10
26.03. | 11
26.03. | 12
26.03. | 13
26.03. | 14
26.03. | 15
26.03. | 16
26.03. | 17
26.03. | 18
26.03. | 19
26.03. | 20
26.03. | 21
26.03. | 22
26.03. | 23
26.03. | 24
27.03. | 1
27.03. | 2
27.03. | 3
27.03. | 4
27.03. | 5
27.03. | 6
27.03. | 7
27.03. | 8
27.03. | 9
27.03. | 10
27.03. | 11
27.03. | 12
27.03. | 13
27.03. | 14
27.03. | 15
27.03. | 16
27.03. | 17
27.03. | 18
27.03. | 19
27.03. | 20
27.03. | 21
27.03. | 22
27.03. | 23
27.03. | 24
28.03. | 1
28.03. | 2
28.03. | 3
28.03. | 4
28.03. | 5
28.03. | 6
28.03. | 7
28.03. | 8
28.03. | 9
28.03. | 10
28.03. | 11
28.03. | 12
28.03. | 13
28.03. | 14
28.03. | 15
28.03. | 16
28.03. | 17
28.03. | 18
28.03. | 19
28.03. | 20
28.03. | 21
28.03. | 22
28.03. | 23
28.03. | 24
29.03. | 1
29.03. | 2
29.03. | 3
29.03. | 4
29.03. | 5
29.03. | 6
29.03. | 7
29.03. | 8
29.03. | 9
29.03. | 10
29.03. | 11
29.03. | 12
29.03. | 13
29.03. | 14
29.03. | 15
29.03. | 16
29.03. | 17
29.03. | 18
29.03. | 19
29.03. | 20
29.03. | 21
29.03. | 22
29.03. | 23
29.03. | 24
30.03. | 1
30.03. | 2
30.03. | 3
30.03. | 4
30.03. | 5
30.03. | 6
30.03. | 7
30.03. | 8
30.03. | 9
30.03. | 10
30.03. | 11
30.03. | 12
30.03. | 13
30.03. | 14
30.03. | 15
30.03. | 16
30.03. | 17
30.03. | 18
30.03. | 19
30.03. | 20
30.03. | 21
30.03. | 22
30.03. | 23
30.03. | 24
31.03. | 1
31.03. | 2
31.03. | 3
31.03. | 4
31.03. | 5
31.03. | 6
31.03. | 7
31.03. | 8
31.03. | 9
31.03. | 10
31.03. | 11
31.03. | 12
31.03. | 13
31.03. | 14
31.03. | 15
31.03. | 16
31.03. | 17
31.03. | 18
31.03. | 19
31.03. | 20
31.03. | 21
31.03. | 22
31.03. | 23
31.03. | 24
01.04. | 1
01.04. | 2
01.04. | 3
01.04. | 4
01.04. | 5
01.04. | 6
01.04. | 7
01.04. | 8
01.04. | 9
01.04. | 10
01.04. | 11
01.04. | 12
01.04. | 13
01.04. | 14
01.04. | 15
01.04. | 16
01.04. | 17
01.04. | 18
01.04. | 19
01.04. | 20
01.04. | 21
01.04. | 22
01.04. | 23
01.04. | 24
02.04. | 1
02.04. | 2
02.04. | 3
02.04. | 4
02.04. | 5
02.04. | 6
02.04. | 7
02.04. | 8
02.04. | 9
02.04. | 10
02.04. | 11
02.04. | 12
02.04. | 13
02.04. | 14
02.04. | 15
02.04. | 16
02.04. | 17
02.04. | 18
02.04. | 19
02.04. | 20
02.04. | 21
02.04. | 22
02.04. | 23
02.04. | 24
03.04. | 1
03.04. | 2
03.04. | 3
03.04. | 4
03.04. | 5
03.04. | 6
03.04. | 7
03.04. | 8
03.04. | 9
03.04. | 10
03.04. | 11
03.04. | 12
03.04. | 13
03.04. | 14
03.04. | 15
03.04. | 16
03.04. | 17
03.04. | 18
03.04. | 19
03.04. | 20
03.04. | 21
03.04. | 22
03.04. | 23
03.04. | 24
04.04. | 1
04.04. | 2
04.04. | 3
04.04. | 4
04.04. | 5
04.04. | 6
04.04. | 7
04.04. | 8
04.04. | 9
04.04. | 10
04.04. | 11
04.04. | 12
04.04. | 13
04.04. | 14
04.04. | 15
04.04. | 16
04.04. | 17
04.04. | 18
04.04. | 19
04.04. | 20
04.04. | 21
04.04. | 22
04.04. | 23
04.04. | 24
05.04. | 1
05.04. | 2
05.04. | 3
05.04. | 4
05.04. | 5
05.04. | 6
05.04. | 7
05.04. | 8
05.04. | 9
05.04. | 10
05.04. | 11
05.04. | 12
05.04. | 13
05.04. | 14
05.04. | 15
05.04. | 16
05.04. | 17
05.04. | 18
05.04. | 19
05.04. | 20
05.04. | 21
05.04. | 22
05.04. | 23
05.04. | 24
06.04. | 1
06.04. | 2
06.04. | 3
06.04. | 4
06.04. | 5
06.04. | 6
06.04. | 7
06.04. | 8
06.04. | 9
06.04. | 10
06.04. | 11
06.04. | 12
06.04. | 13
06.04. | 14
06.04. | 15
06.04. | 16
06.04. | 17
06.04. | 18
06.04. | 19
06.04. | 20
06.04. | 21
06.04. | 22
06.04. | 23
06.04. | 24
07.04. | 1
07.04. | 2
07.04. | 3
07.04. | 4
07.04. | 5
07.04. | 6
07.04. | 7
07.04. | 8
07.04. | 9
07.04. | 10
07.04. | 11
07.04. | 12
07.04. | 13
07.04. | 14
07.04. | 15
07.04. | 16
07.04. | 17
07.04. | 18
07.04. | 19
07.04. | 20
07.04. | 21
07.04. | 22
07.04. | 23
07.04. | 24
08.04. | 1
08.04. | 2
08.04. | 3
08.04. | 4
08.04. | 5
08.04. | 6
08.04. | 7
08.04. | 8
08.04. | 9
08.04. | 10
08.04. | 11
08.04. | 12
08.04. | 13
08.04. | 14
08.04. | 15
08.04. | 16
08.04. | 17
08.04. | 18
08.04. | 19
08.04. | 20
08.04. | 21
08.04. | 22
08.04. | 23
08.04. | 24
09.04. | 1
09.04. | 2
09.04. | 3
09.04. | 4
09.04. | 5
09.04. | 6
09.04. | 7
09.04. | 8
09.04. | 9
09.04. | 10
09.04. | 11
09.04. | 12
09.04. | 13
09.04. | 14
09.04. | 15
09.04. | 16
09.04. | 17
09.04. | 18
09.04. | 19
09.04. | 20
09.04. | 21
09.04. | 22
09.04. | 23
09.04. | 24
10.04. | 1
10.04. | 2
10.04. | 3
10.04. | 4
10.04. | 5
10.04. | 6
10.04. | 7
10.04. | 8
10.04. | 9
10.04. | 10
10.04. | 11
10.04. | 12
10.04. | 13
10.04. | 14
10.04. | 15
10.04. | 16
10.04. | 17
10.04. | 18
10.04. | 19
10.04. | 20
10.04. | 21
10.04. | 22
10.04. | 23
10.04. | 24
11.04. | 1
11.04. | 2
11.04. | 3
11.04. | 4
11.04. | 5
11.04. | 6
11.04. | 7
11.04. | 8
11.04. | 9
11.04. | 10
11.04. | 11
11.04. | 12
11.04. | 13
11.04. | 14
11.04. | 15
11.04. | 16
11.04. | 17
11.04. | 18
11.04. | 19
11.04. | 20
11.04. | 21
11.04. | 22
11.04. | 23
11.04. | 24
12.04. | 1
12.04. | 2
12.04. | 3
12.04. | 4
12.04. | 5
12.04. | 6
12.04. | 7
12.04. | 8
12.04. | 9
12.04. | 10
12.04. | 11
12.04. | 12
12.04. | 13
12.04. | 14
12.04. | 15
12.04. | 16
12.04. | 17
12.04. | 18
12.04. | 19
12.04. | 20
12.04. | 21
12.04. | 22
12.04. | 23
12.04. | 24
13.04. | 1
13.04. | 2
13.04. | 3
13.04. | 4
13.04. | 5
13.04. | 6
13.04. | 7
13.04. | 8
13.04. | 9
13.04. | 10
13.04. | 11
13.04. | 12
13.04. | 13
13.04. | 14
13.04. | 15
13.04. | 16
13.04. | 17
13.04. | 18
13.04. | 19
13.04. | 20
13.04. | 21
13.04. | 22
13.04. | 23
13.04. | 24
14.04. | 1
14.04. | 2
14.04. | 3
14.04. | 4
14.04. | 5
14.04. | 6
14.04. | 7
14.04. | 8
14.04. | 9
14.04. | 10
14.04. | 11
14.04. | 12
14.04. | 13
14.04. | 14
14.04. | 15
14.04. | 16
14.04. | 17
14.04. | 18
14.04. | 19
14.04. | 20
14.04. | 21
14.04. | 22
14.04. | 23
14.04. | 24
15.04. | 1
15.04. | 2
15.04. | 3
15.04. | 4
15.04. | 5
15.04. | 6
15.04. | 7
15.04. | 8
15.04. | 9
15.04. | 10
15.04. | 11
15.04. | 12
15.04. | 13
15.04. | 14
15.04. | 15
15.04. | 16
15.04. | 17
15.04. | 18
15.04. | 19
15.04. | 20
15.04. | 21
15.04. | 22
15.04. | 23
15.04. | 24
16.04. | 1
16.04. | 2
16.04. | 3
16.04. | 4
16.04. | 5
16.04. | 6
16.04. | 7
16.04. | 8
16.04. | 9
16.04. | 10
16.04. | 11
16.04. | 12
16.04. | 13
16.04. | 14
16.04. | 15
16.04. | 16
16.04. | 17
16.04. | 18
16.04. | 19
16.04. | 20
16.04. | 21
16.04. | 22
16.04. | 23
16.04. | 24
17.04. | 1
17.04. | 2
17.04. | 3
17.04. | 4
17.04. | 5
17.04. | 6
17.04. | 7
17.04. | 8
17.04. | 9
17.04. | 10
17.04. | 11
17.04. | 12
17.04. | 13
17.04. | 14
17.04. | 15
17.04. | 16
17.04. | 17
17.04. | 18
17.04. | 19
17.04. | 20
17.04. | 21
17.04. | 22
17.04. | 23
17.04. | 24
18.04. | 1
18.04. | 2
18.04. | 3
18.04. | 4
18.04. | 5
18.04. | 6
18.04. | 7
18.04. | 8
18.04. | 9
18.04. | 10
18.04. | 11
18.04. | 12
18.04. | 13
18.04. | 14
18.04. | 15
18.04. | 16
18.04. | 17
18.04. | 18
18.04. | 19
18.04. | 20
18.04. | 21
18.04. | 22
18.04. | 23
18.04. | 24
19.04. | 1
19.04. | 2
19.04. | 3
19.04. | 4
19.04. | 5
19.04. | 6
19.04. | 7
19.04. | 8
19.04. | 9
19.04. | 10
19.04. | 11
19.04. | 12
19.04. | 13
19.04. | 14
19.04. | 15
19.04. | 16
19.04. | 17
19.04. | 18
19.04. | 19
19.04. | 20
19.04. | 21
19.04. | 22
19.04. | 23
19.04. | 24
20.04. | 1
20.04. | 2
20.04. | 3
20.04. | 4
20.04. | 5
20.04. | 6
20.04. | 7
20.04. | 8
20.04. | 9
20.04. | 10
20.04. | 11
20.04. | 12
20.04. | 13
20.04. | 14
20.04. | 15
20.04. | 16
20.04. | 17
20.04. | 18
20.04. | 19
20.04. | 20
20.04. | 21
20.04. | 22
20.04. | 23
20.04. | 24
21.04. | 1
21.04. | 2
21.04. | 3
21.04. | 4
21.04. | 5
21.04. | 6
21.04. | 7
21.04. | 8
21.04. | 9
21.04. | 10
21.04. | 11
21.04. | 12
21.04. | 13
21.04. | 14
21.04. | 15
21.04. | 16
21.04. | 17
21.04. | 18
21.04. | 19
21.04. | 20
21.04. | 21
21.04. | 22
21.04. | 23
21.04. | 24
22.04. | 1
22.04. | 2
22.04. | 3
22.04. | 4
22.04. | 5
22.04. | 6
22.04. | 7
22.04. | 8
22.04. | 9
22.04. | 10
22.04. | 11
22.04. | 12
22.04. | 13
22.04. | 14
22.04. | 15
22.04. | 16
22.04. | 17
22.04. | 18
22.04. | 19
22.04. | 20
22.04. | 21
22.04. | 22
22.04. | 23
22.04. | 24
23.04. | 1
23.04. | 2
23.04. | 3
23.04. | 4
23.04. | 5
23.04. | 6
23.04. | 7
23.04. | 8
23.04. | 9
23.04. | 10
23.04. | 11
23.04. | 12
23.04. | 13
23.04. | 14
23.04. | 15
23.04. | 16
23.04. | 17
23.04. | 18
23.04. | 19
23.04. | 20
23.04. | 21
23.04. | 22
23.04. | 23
23.04. | 24
24.04. | 1
24.04. | 2
24.04. | 3
24.04. | 4
24.04. | 5
24.04. | 6
24.04. | 7
24.04. | 8
24.04. | 9
24.04. | 10
24.04. | 11
24.04. | 12
24.04. | 13
24.04. | 14
24.04. | 15
24.04. | 16
24.04. | 17
24.04. | 18
24.04. | 19
24.04. | 20
24.04. | 21
24.04. | 22
24.04. | 23
24.04. | 24
25.04. | 1
25.04. | 2
25.04. | 3
25.04. | 4
25.04. | 5
25.04. | 6
25.04. | 7
25.04. | 8
25.04. | 9
25.04. | 10
25.04. | 11
25.04. | 12
25.04. | 13
25.04. | 14
25.04. | 15
25.04. | 16
25.04. | 17
25.04. | 18
25.04. | 19
25.04. | 20
25.04. | 21
25.04. | 22
25.04. | 23
25.04. | 24
26.04. | 1
26.04. | 2
26.04. | 3
26.04. | 4
26.04. | 5
26.04. | 6
26.04. | 7
26.04. | 8
26.04. | 9
26.04. | 10
26.04. | 11
26.04. | 12
26.04. | 13
26.04. | 14
26.04. | 15
26.04. | 16
26.04. | 17
26.04. | 18
26.04. | 19
26.04. | 20
26.04. | 21
26.04. | 22
26.04. | 23
26.04. | 24
27.04. | 1
27.04. | 2
27.04. | 3
27.04. | 4
27.04. | 5
27.04. | 6
27.04. | 7
27.04. | 8
27.04. | 9
27.04. | 10
27.04. | 11
27.04. | 12
27.04. | 13
27.04. | 14
27.04. | 15
27.04. | 16
27.04. | 17
27.04. | 18
27.04. | 19
27.04. | 20
27.04. | 21
27.04. | 22
27.04. | 23
27.04. | 24
28.04. | 1
28.04. | 2
28.04. | 3
28.04. | 4
28.04. | 5
28.04. | 6
28.04. | 7
28.04. | 8
28.04. | 9
28.04. | 10
28.04. | 11
28.04. | 12
28.04. | 13
28.04. | 14
28.04. | 15
28.04. | 16
28.04. | 17
28.04. | 18
28.04. | 19
28.04. | 20
28.04. | 21
28.04. | 22
28.04. | 23
28.04. | 24
29.04. | 1
29.04. | 2
29.04. | 3
29.04. | 4
29.04. | 5
29.04. | 6
29.04. | 7
29.04. | 8
29.04. | 9
29.04. | 10
29.04. | 11
29.04. | 12
29.04. | 13
29.04. | 14
29.04. | 15
29.04. | 16
29.04. | 17
29.04. | 18
29.04. | 19
29.04. | 20
29.04. | 21
29.04. | 22
29.04. | 23
29.04. | 24
30.04. | 1
30.04. | 2
30.04. | 3
30.04. | 4
30.04. | 5
30.04. | 6
30.04. | 7
30.04. | 8
30.04. | 9
30.04. | 10
30.04. | 11
30.04. | 12
30.04. | 13
30.04. | 14
30.04. | 15
30.04. | 16
30.04. | 17
30.04. | 18
30.04. | 19
30.04. | 20
30.04. | 21
30.04. | 22
30.04. | 23
30.04. | 24
01.05. | 1
01.05. | 2
01.05. | 3
01.05. | 4
01.05. | 5
01.05. | 6
01.05. | 7
01.05. | 8
01.05. | 9
01.05. | 10
01.05. | 11
01.05. | 12
01.05. | 13
01.05. | 14
01.05. | 15
01.05. | 16
01.05. | 17
01.05. | 18
01.05. | 19
01.05. | 20
01.05. | 21
01.05. | 22
01.05. | 23
01.05. | 24
02.05. | 1
02.05. | 2
02.05. | 3
02.05. | 4
02.05. | 5
02.05. | 6
02.05. | 7
02.05. | 8
02.05. | 9
02.05. | 10
02.05. | 11
02.05. | 12
02.05. | 13
02.05. | 14
02.05. | 15
02.05. | 16
02.05. | 17
02.05. | 18
02.05. | 19
02.05. | 20
02.05. | 21
02.05. | 22
02.05. | 23
02.05. | 24
03.05. | 1
03.05. | 2
03.05. | 3
03.05. | 4
03.05. | 5
03.05. | 6
03.05. | 7
03.05. | 8
03.05. | 9
03.05. | 10
03.05. | 11
03.05. | 12
03.05. | 13
03.05. | 14
03.05. | 15
03.05. | 16
03.05. | 17
03.05. | 18
03.05. | 19
03.05. | 20
03.05. | 21
03.05. | 22
03.05. | 23
03.05. | 24
04.05. | 1
04.05. | 2
04.05. | 3
04.05. | 4
04.05. | 5
04.05. | 6
04.05. | 7
04.05. | 8
04.05. | 9
04.05. | 10
04.05. | 11
04.05. | 12
04.05. | 13
04.05. | 14
04.05. | 15
04.05. | 16
04.05. | 17
04.05. | 18
04.05. | 19
04.05. | 20
04.05. | 21
04.05. | 22
04.05. | 23
04.05. | 24
05.05. | 1
05.05. | 2
05.05. | 3
05.05. | 4
05.05. | 5
05.05. | 6
05.05. | 7
05.05. | 8
05.05. | 9
05.05. | 10
05.05. | 11
05.05. | 12
05.05. | 13
05.05. | 14
05.05. | 15
05.05. | 16
05.05. | 17
05.05. | 18
05.05. | 19
05.05. | 20
05.05. | 21
05.05. | 22
05.05. | 23
05.05. | 24
06.05. | 1
06.05. | 2
06.05. | 3
06.05. | 4
06.05. | 5
06.05. | 6
06.05. | 7
06.05. | 8
06.05. | 9
06.05. | 10
06.05. | 11
06.05. | 12
06.05. | 13
06.05. | 14
06.05. | 15
06.05. | 16
06.05. | 17
06.05. | 18
06.05. | 19
06.05. | 20
06.05. | 21
06.05. | 22
06.05. | 23
06.05. | 24
07.05. | 1
07.05. | 2
07.05. | 3
07.05. | 4
07.05. | 5
07.05. | 6
07.05. | 7
07.05. | 8
07.05. | 9
07.05. | 10
07.05. | 11
07.05. | 12
07.05. | 13
07.05. | 14
07.05. | 15
07.05. | 16
07.05. | 17
07.05. | 18
07.05. | 19
07.05. | 20
07.05. | 21
07.05. | 22
07.05. | 23
07.05. | 24
08.05. | 1
08.05. | 2
08.05. | 3
08.05. | 4
08.05. | 5
08.05. | 6
08.05. | 7
08.05. | 8
08.05. | 9
08.05. | 10
08.05. | 11
08.05. | 12
08.05. | 13
08.05. | 14
08.05. | 15
08.05. | 16
08.05. | 17
08.05. | 18
08.05. | 19
08.05. | 20
08.05. | 21
08.05. | 22
08.05. | 23
08.05. | 24
09.05. | 1
09.05. | 2
09.05. | 3
09.05. | 4
09.05. | 5
09.05. | 6
09.05. | 7
09.05. | 8
09.05. | 9
09.05. | 10
09.05. | 11
09.05. | 12
09.05. | 13
09.05. | 14
09.05. | 15
09.05. | 16
09.05. | 17
09.05. | 18
09.05. | 19
09.05. | 20
09.05. | 21
09.05. | 22
09.05. | 23
09.05. | 24
10.05. | 1
10.05. | 2
10.05. | 3
10.05. | 4
10.05. | 5
10.05. | 6
10.05. | 7
10.05. | 8
10.05. | 9
10.05. | 10
10.05. | 11
10.05. | 12
10.05. | 13
10.05. | 14
10.05. | 15
10.05. | 16
10.05. | 17
10.05. | 18
10.05. | 19
10.05. | 20
10.05. | 21
10.05. | 22
10.05. | 23
10.05. | 24
11.05. | 1
11.05. | 2
11.05. | 3
11.05. | 4
11.05. | 5
11.05. | 6
11.05. | 7
11.05. | 8
11.05. | 9
11.05. | 10
11.05. | 11
11.05. | 12
11.05. | 13
11.05. | 14
11.05. | 15
11.05. | 16
11.05. | 17
11.05. | 18
11.05. | 19
11.05. | 20
11.05. | 21
11.05. | 22
11.05. | 23
11.05. | 24
12.05. | 1
12.05. | 2
12.05. | 3
12.05. | 4
12.05. | 5
12.05. | 6
12.05. | 7
12.05. | 8
12.05. | 9
12.05. | 10
12.05. | 11
12.05. | 12
12.05. | 13
12.05. | 14
12.05. | 15
12.05. | 16
12.05. | 17
12.05. | 18
12.05. | 19
12.05. | 20
12.05. | 21
12.05. | 22
12.05. | 23
12.05. | 24
13.05. | 1
13.05. | 2
13.05. | 3
13.05. | 4
13.05. | 5
13.05. | 6
13.05. | 7
13.05. | 8
13.05. | 9
13.05. | 10
13.05. | 11
13.05. | 12
13.05. | 13
13.05. | 14
13.05. | 15
13.05. | 16
13.05. | 17
13.05. | 18
13.05. | 19
13.05. | 20
13.05. | 21
13.05. | 22
13.05. | 23
13.05. | 24
14.05. | 1
14.05. | 2
14.05. | 3
14.05. | 4
14.05. | 5
14.05. | 6
14.05. | 7
14.05. | 8
14.05. | 9
14.05. | 10
14.05. | 11
14.05. | 12
14.05. | 13
14.05. | 14
14.05. | 15
14.05. | 16
14.05. | 17
14.05. | 18
14.05. | 19
14.05. | 20
14.05. | 21
14.05. | 22
14.05. | 23
14.05. | 24
15.05. | 1
15.05. | 2
15.05. | 3
15.05. | 4
15.05. | 5
15.05. | 6
15.05. | 7
15.05. | 8
15.05. | 9
15.05. | 10
15.05. | 11
15.05. | 12
15.05. | 13
15.05. | 14
15.05. | 15
15.05. | 16
15.05. | 17
15.05. | 18
15.05. | 19
15.05. | 20
15.05. | 21
15.05. | 22
15.05. | 23
15.05. | 24
16.05. | 1
16.05. | 2
16.05. | 3
16.05. | 4
16.05. | 5
16.05. | 6
16.05. | 7
16.05. | 8
16.05. | 9
16.05. | 10
16.05. | 11
16.05. | 12
16.05. | 13
16.05. | 14
16.05. | 15
16.05. | 16
16.05. | 17
16.05. | 18
16.05. | 19
16.05. | 20
16.05. | 21
16.05. | 22
16.05. | 23
16.05. | 24
17.05. | 1
17.05. | 2
17.05. | 3
17.05. | 4
17.05. | 5
17.05. | 6
17.05. | 7
17.05. | 8
17.05. | 9
17.05. | 10
17.05. | 11
17.05. | 12
17.05. | 13
17.05. | 14
17.05. | 15
17.05. | 16
17.05. | 17
17.05. | 18
17.05. | 19
17.05. | 20
17.05. | 21
17.05. | 22
17.05. | 23
17.05. | 24
18.05. | 1
18.05. | 2
18.05. | 3
18.05. | 4
18.05. | 5
18.05. | 6
18.05. | 7
18.05. | 8
18.05. | 9
18.05. | 10
18.05. | 11
18.05. | 12
18.05. | 13
18.05. | 14
18.05. | 15
18.05. | 16
18.05. | 17
18.05. | 18
18.05. | 19
18.05. | 20
18.05. | 21
18.05. | 22
18.05. | 23
18.05. | 24
19.05. | 1
19.05. | 2
19.05. | 3
19.05. | 4
19.05. | 5
19.05. | 6
19.05. | 7
19.05. | 8
19.05. | 9
19.05. | 10
19.05. | 11
19.05. | 12
19.05. | 13
19.05. | 14
19.05. | 15
19.05. | 16
19.05. | 17
19.05. | 18
19.05. | 19
19.05. | 20
19.05. | 21
19.05. | 22
19.05. | 23
19.05. | 24
20.05. | 1
20.05. | 2
20.05. | 3
20.05. | 4
20.05. | 5
20.05. | 6
20.05. | 7
20.05. | 8
20.05. | 9
20.05. | 10
20.05. | 11
20.05. | 12
20.05. | 13
20.05. | 14
20.05. | 15
20.05. | 16
20.05. | 17
20.05. | 18
20.05. | 19
20.05. | 20
20.05. | 21
20.05. | 22
20.05. | 23
20.05. | 24
21.05. | 1
21.05. | 2
21.05. | 3
21.05. | 4
21.05. | 5
21.05. | 6
21.05. | 7
21.05. | 8
21.05. | 9
21.05. | 10
21.05. | 11
21.05. | 12
21.05. | 13
21.05. | 14
21.05. | 15
21.05. | 16
21.05. | 17
21.05. | 18
21.05. | 19
21.05. | 20
21.05. | 21
21.05. | 22
21.05. | 23
21.05. | 24
22.05. | 1
22.05. | 2
22.05. | 3
22.05. | 4
22.05. | 5
22.05. | 6
22.05. | 7
22.05. | 8
22.05. | 9
22.05. | 10
22.05. | 11
22.05. | 12
22.05. | 13
22.05. | 14
22.05. | 15
22.05. | 16
22.05. | 17
22.05. | 18
22.05. | 19
22.05. | 20
22.05. | 21
22.05. | 22
22.05. | 23
22.05. | 24
23.05. | 1
23.05. | 2
23.05. | 3
23.05. | 4
23.05. | 5
23.05. | 6
23.05. | 7
23.05. | 8
23.05. | 9
23.05. | 10
23.05. | 11
23.05. | 12
23.05. | 13
23.05. | 14
23.05. | 15
23.05. | 16
23.05. | 17
23.05. | 18
23.05. | 19
23.05. | 20
23.05. | 21
23.05. | 22
23.05. | 23
23.05. | 24
24.05. | 1
24.05. | 2
24.05. | 3
24.05. | 4
24.05. | 5
24.05. | 6
24.05. | 7
24.05. | 8
24.05. | 9
24.05. | 10
24.05. | 11
24.05. | 12
24.05. | 13
24.05. | 14
24.05. | 15
24.05. | 16
24.05. | 17
24.05. | 18
24.05. | 19
24.05. | 20
24.05. | 21
24.05. | 22
24.05. | 23
24.05. | 24
25.05. | 1
25.05. | 2
25.05. | 3
25.05. | 4
25.05. | 5
25.05. | 6
25.05. | 7
25.05. | 8
25.05. | 9
25.05. | 10
25.05. | 11
25.05. | 12
25.05. | 13
25.05. | 14
25.05. | 15
25.05. | 16
25.05. | 17
25.05. | 18
25.05. | 19
25.05. | 20
25.05. | 21
25.05. | 22
25.05. | 23
25.05. | 24
26.05. | 1
26.05. | 2
26.05. | 3
26.05. | 4
26.05. | 5
26.05. | 6
26.05. | 7
26.05. | 8
26.05. | 9
26.05. | 10
26.05. | 11
26.05. | 12
26.05. | 13
26.05. | 14
26.05. | 15
26.05. | 16
26.05. | 17
26.05. | 18
26.05. | 19
26.05. | 20
26.05. | 21
26.05. | 22
26.05. | 23
26.05. | 24
27.05. | 1
27.05. | 2
27.05. | 3
27.05. | 4
27.05. | 5
27.05. | 6
27.05. | 7
27.05. | 8
27.05. | 9
27.05. | 10
27.05. | 11
27.05. | 12
27.05. | 13
27.05. | 14
27.05. | 15
27.05. | 16
27.05. | 17
27.05. | 18
27.05. | 19
27.05. | 20
27.05. | 21
27.05. | 22
27.05. | 23
27.05. | 24
28.05. | 1
28.05. | 2
28.05. | 3
28.05. | 4
28.05. | 5
28.05. | 6
28.05. | 7
28.05. | 8
28.05. | 9
28.05. | 10
28.05. | 11
28.05. | 12
28.05. | 13
28.05. | 14
28.05. | 15
28.05. | 16
28.05. | 17
28.05. | 18
28.05. | 19
28.05. | 20
28.05. | 21
28.05. | 22
28.05. | 23
28.05. | 24
29.05. | 1
29.05. | 2
29.05. | 3
29.05. | 4
29.05. | 5
29.05. | 6
29.05. | 7
29.05. | 8
29.05. | 9
29.05. | 10
29.05. | 11
29.05. | 12
29.05. | 13
29.05. | 14
29.05. | 15
29.05. | 16
29.05. | 17
29.05. | 18
29.05. | 19
29.05. | 20
29.05. | 21
29.05. | 22
29.05. | 23
29.05. | 24
30.05. | 1
30.05. | 2
30.05. | 3
30.05. | 4
30.05. | 5
30.05. | 6
30.05. | 7
30.05. | 8
30.05. | 9
30.05. | 10
30.05. | 11
30.05. | 12
30.05. | 13
30.05. | 14
30.05. | 15
30.05. | 16
30.05. | 17
30.05. | 18
30.05. | 19
30.05. | 20
30.05. | 21
30.05. | 22
30.05. | 23
30.05. | 24
31.05. | 1
31.05. | 2
31.05. | 3
31.05. | 4
31.05. | 5
31.05. | 6
31.05. | 7
31.05. | 8
31.05. | 9
31.05. | 10
31.05. | 11
31.05. | 12
31.05. | 13
31.05. | 14
31.05. | 15
31.05. | 16
31.05. | 17
31.05. | 18
31.05. | 19
31.05. | 20
31.05. | 21
31.05. | 22
31.05. | 23
31.05. | 24
01.06. | 1
01.06. | 2
01.06. | 3
01.06. | 4
01.06. | 5
01.06. | 6
01.06. | 7
01.06. | 8
01.06. | 9
01.06. | 10
01.06. | 11
01.06. | 12
01.06. | 13
01.06. | 14
01.06. | 15
01.06. | 16
01.06. | 17
01.06. | 18
01.06. | 19
01.06. | 20
01.06. | 21
01.06. | 22
01.06. | 23
01.06. | 24
02.06. | 1
02.06. | 2
02.06. | 3
02.06. | 4
02.06. | 5
02.06. | 6
02.06. | 7
02.06. | 8
02.06. | 9
02.06. | 10
02.06. | 11
02.06. | 12
02.06. | 13
02.06. | 14
02.06. | 15
02.06. | 16
02.06. | 17
02.06. | 18
02.06. | 19
02.06. | 20
02.06. | 21
02.06. | 22
02.06. | 23
02.06. | 24
03.06. | 1
03.06. | 2
03.06. | 3
03.06. | 4
03.06. | 5
03.06. | 6
03.06. | 7
03.06. | 8
03.06. | 9
03.06. | 10
03.06. | 11
03.06. | 12
03.06. | 13
03.06. | 14
03.06. | 15
03.06. | 16
03.06. | 17
03.06. | 18
03.06. | 19
03.06. | 20
03.06. | 21
03.06. | 22
03.06. | 23
03.06. | 24
04.06. | 1
04.06. | 2
04.06. | 3
04.06. | 4
04.06. | 5
04.06. | 6
04.06. | 7
04.06. | 8
04.06. | 9
04.06. | 10
04.06. | 11
04.06. | 12
04.06. | 13
04.06. | 14
04.06. | 15
04.06. | 16
04.06. | 17
04.06. | 18
04.06. | 19
04.06. | 20
04.06. | 21
04.06. | 22
04.06. | 23
04.06. | 24
05.06. | 1
05.06. | 2
05.06. | 3
05.06. | 4
05.06. | 5
05.06. | 6
05.06. | 7
05.06. | 8
05.06. | 9
05.06. | 10
05.06. | 11
05.06. | 12
05.06. | 13
05.06. | 14
05.06. | 15
05.06. | 16
05.06. | 17
05.06. | 18
05.06. | 19
05.06. | 20
05.06. | 21
05.06. | 22
05.06. | 23
05.06. | 24
06.06. | 1
06.06. | 2
06.06. | 3
06.06. | 4
06.06. | 5
06.06. | 6
06.06. | 7
06.06. | 8
06.06. | 9
06.06. | 10
06.06. | 11
06.06. | 12
06.06. | 13
06.06. | 14
06.06. | 15
06.06. | 16
06.06. | 17
06.06. | 18
06.06. | 19
06.06. | 20
06.06. | 21
06.06. | 22
06.06. | 23
06.06. | 24
07.06. | 1
07.06. | 2
07.06. | 3
07.06. | 4
07.06. | 5
07.06. | 6
07.06. | 7
07.06. | 8
07.06. | 9
07.06. | 10
07.06. | 11
07.06. | 12
07.06. | 13
07.06. | 14
07.06. | 15
07.06. | 16
07.06. | 17
07.06. | 18
07.06. | 19
07.06. | 20
07.06. | 21
07.06. | 22
07.06. | 23
07.06. | 24
08.06. | 1
08.06. | 2
08.06. | 3
08.06. | 4
08.06. | 5
08.06. | 6
08.06. | 7
08.06. | 8
08.06. | 9
08.06. | 10
08.06. | 11
08.06. | 12
08.06. | 13
08.06. | 14
08.06. | 15
08.06. | 16
08.06. | 17
08.06. | 18
08.06. | 19
08.06. | 20
08.06. | 21
08.06. | 22
08.06. | 23
08.06. | 24
09.06. | 1
09.06. | 2
09.06. | 3
09.06. | 4
09.06. | 5
09.06. | 6
09.06. | 7
09.06. | 8
09.06. | 9
09.06. | 10
09.06. | 11
09.06. | 12
09.06. | 13
09.06. | 14
09.06. | 15
09.06. | 16
09.06. | 17
09.06. | 18
09.06. | 19
09.06. | 20
09.06. | 21
09.06. | 22
09.06. | 23
09.06. | 24
10.06. | 1
10.06. | 2
10.06. | 3
10.06. | 4
10.06. | 5
10.06. | 6
10.06. | 7
10.06. | 8
10.06. | 9
10.06. | 10
10.06. | 11
10.06. | 12
10.06. | 13
10.06. | 14
10.06. | 15
10.06. | 16
10.06. | 17
10.06. | 18
10.06. | 19
10.06. | 20
10.06. | 21
10.06. | 22
10.06. | 23
10.06. | 24
11.06. | 1
11.06. | 2
11.06. | 3
11.06. | 4
11.06. | 5
11.06. | 6
11.06. | 7
11.06. | 8
11.06. | 9
11.06. | 10
11.06. | 11
11.06. | 12
11.06. | 13
11.06. | 14
11.06. | 15
11.06. | 16
11.06. | 17
11.06. | 18
11.06. | 19
11.06. | 20
11.06. | 21
11.06. | 22
11.06. | 23
11.06. | 24
12.06. | 1
12.06. | 2
12.06. | 3
12.06. | 4
12.06. | 5
12.06. | 6
12.06. | 7
12.06. | 8
12.06. | 9
12.06. | 10
12.06. | 11
12.06. | 12
12.06. | 13
12.06. | 14
12.06. | 15
12.06. | 16
12.06. | 17
12.06. | 18
12.06. | 19
12.06. | 20
12.06. | 21
12.06. | 22
12.06. | 23
12.06. | 24
13.06. | 1
13.06. | 2
13.06. | 3
13.06. | 4
13.06. | 5
13.06. | 6
13.06. | 7
13.06. | 8
13.06. | 9
13.06. | 10
13.06. | 11
13.06. | 12
13.06. | 13
13.06. | 14
13.06. | 15
13.06. | 16
13.06. | 17
13.06. | 18
13.06. | 19
13.06. | 20
13.06. | 21
13.06. | 22
13.06. | 23
13.06. | 24
14.06. | 1
14.06. | 2
14.06. | 3
14.06. | 4
14.06. | 5
14.06. | 6
14.06. | 7
14.06. | 8
14.06. | 9
14.06. | 10
14.06. | 11
14.06. | 12
14.06. | 13
14.06. | 14
14.06. | 15
14.06. | 16
14.06. | 17
14.06. | 18
14.06. | 19
14.06. | 20
14.06. | 21
14.06. | 22
14.06. | 23
14.06. | 24
15.06. | 1
15.06. | 2
15.06. | 3
15.06. | 4
15.06. | 5
15.06. | 6
15.06. | 7
15.06. | 8
15.06. | 9
15.06. | 10
15.06. | 11
15.06. | 12
15.06. | 13
15.06. | 14
15.06. | 15
15.06. | 16
15.06. | 17
15.06. | 18
15.06. | 19
15.06. | 20
15.06. | 21
15.06. | 22
15.06. | 23
15.06. | 24
16.06. | 1
16.06. | 2
16.06. | 3
16.06. | 4
16.06. | 5
16.06. | 6
16.06. | 7
16.06. | 8
16.06. | 9
16.06. | 10
16.06. | 11
16.06. | 12
16.06. | 13
16.06. | 14
16.06. | 15
16.06. | 16
16.06. | 17
16.06. | 18
16.06. | 19
16.06. | 20
16.06. | 21
16.06. | 22
16.06. | 23
16.06. | 24
17.06. | 1
17.06. | 2
17.06. | 3
17.06. | 4
17.06. | 5
17.06. | 6
17.06. | 7
17.06. | 8
17.06. | 9
17.06. | 10
17.06. | 11
17.06. | 12
17.06. | 13
17.06. | 14
17.06. | 15
17.06. | 16
17.06. | 17
17.06. | 18
17.06. | 19
17.06. | 20
17.06. | 21
17.06. | 22
17.06. | 23
17.06. | 24
18.06. | 1
18.06. | 2
18.06. | 3
18.06. | 4
18.06. | 5
18.06. | 6
18.06. | 7
18.06. | 8
18.06. | 9
18.06. | 10
18.06. | 11
18.06. | 12
18.06. | 13
18.06. | 14
18.06. | 15
18.06. | 16
18.06. | 17
18.06. | 18
18.06. | 19
18.06. | 20
18.06. | 21
18.06. | 22
18.06. | 23
18.06. | 24
19.06. | 1
19.06. | 2
19.06. | 3
19.06. | 4
19.06. | 5
19.06. | 6
19.06. | 7
19.06. | 8
19.06. | 9
19.06. | 10
19.06. | 11
19.06. | 12
19.06. | 13
19.06. | 14
19.06. | 15
19.06. | 16
19.06. | 17
19.06. | 18
19.06. | 19
19.06. | 20
19.06. | 21
19.06. | 22
19.06. | 23
19.06. | 24
20.06. | 1
20.06. | 2
20.06. | 3
20.06. | 4
20.06. | 5
20.06. | 6
20.06. | 7
20.06. | 8
20.06. | 9
20.06. | 10
20.06. | 11
20.06. | 12
20.06. | 13
20.06. | 14
20.06. | 15
20.06. | 16
20.06. | 17
20.06. | 18
20.06. | 19
20.06. | 20
20.06. | 21
20.06. | 22
20.06. | 23
20.06. | 24
21.06. | 1
21.06. | 2
21.06. | 3
21.06. | 4
21.06. | 5
21.06. | 6
21.06. | 7
21.06. | 8
21.06. | 9
21.06. | 10
21.06. | 11
21.06. | 12
21.06. | 13
21.06. | 14
21.06. | 15
21.06. | 16
21.06. | 17
21.06. | 18
21.06. | 19
21.06. | 20
21.06. | 21
21.06. | 22
21.06. | 23
21.06. | 24
22.06. | 1
22.06. | 2
22.06. | 3
22.06. | 4
22.06. | 5
22.06. | 6
22.06. | 7
22.06. | 8
22.06. | 9
22.06. | 10
22.06. | 11
22.06. | 12
22.06. | 13
22.06. | 14
22.06. | 15
22.06. | 16
22.06. | 17
22.06. | 18
22.06. | 19
22.06. | 20
22.06. | 21
22.06. | 22
22.06. | 23
22.06. | 24
23.06. | 1
23.06. | 2
23.06. | 3
23.06. | 4
23.06. | 5
23.06. | 6
23.06. | 7
23.06. | 8
23.06. | 9
23.06. | 10
23.06. | 11
23.06. | 12
23.06. | 13
23.06. | 14
23.06. | 15
23.06. | 16
23.06. | 17
23.06. | 18
23.06. | 19
23.06. | 20
23.06. | 21
23.06. | 22
23.06. | 23
23.06. | 24
24.06. | 1
24.06. | 2
24.06. | 3
24.06. | 4
24.06. | 5
24.06. | 6
24.06. | 7
24.06. | 8
24.06. | 9
24.06. | 10
24.06. | 11
24.06. | 12
24.06. | 13
24.06. | 14
24.06. | 15
24.06. | 16
24.06. | 17
24.06. | 18
24.06. | 19
24.06. | 20
24.06. | 21
24.06. | 22
24.06. | 23
24.06. | 24
25.06. | 1
25.06. | 2
25.06. | 3
25.06. | 4
25.06. | 5
25.06. | 6
25.06. | 7
25.06. | 8
25.06. | 9
25.06. | 10
25.06. | 11
25.06. | 12
25.06. | 13
25.06. | 14
25.06. | 15
25.06. | 16
25.06. | 17
25.06. | 18
25.06. | 19
25.06. | 20
25.06. | 21
25.06. | 22
25.06. | 23
25.06. | 24
26.06. | 1
26.06. | 2
26.06. | 3
26.06. | 4
26.06. | 5
26.06. | 6
26.06. | 7
26.06. | 8
26.06. | 9
26.06. | 10
26.06. | 11
26.06. | 12
26.06. | 13
26.06. | 14
26.06. | 15
26.06. | 16
26.06. | 17
26.06. | 18
26.06. | 19
26.06. | 20
26.06. | 21
26.06. | 22
26.06. | 23
26.06. | 24
27.06. | 1
27.06. | 2
27.06. | 3
27.06. | 4
27.06. | 5
27.06. | 6
27.06. | 7
27.06. | 8
27.06. | 9
27.06. | 10
27.06. | 11
27.06. | 12
27.06. | 13
27.06. | 14
27.06. | 15
27.06. | 16
27.06. | 17
27.06. | 18
27.06. | 19
27.06. | 20
27.06. | 21
27.06. | 22
27.06. | 23
27.06. | 24
28.06. | 1
28.06. | 2
28.06. | 3
28.06. | 4
28.06. | 5
28.06. | 6
28.06. | 7
28.06. | 8
28.06. | 9
28.06. | 10
28.06. | 11
28.06. | 12
28.06. | 13
28.06. | 14
28.06. | 15
28.06. | 16
28.06. | 17
28.06. | 18
28.06. | 19
28.06. | 20
28.06. | 21
28.06. | 22
28.06. | 23
28.06. | 24
29.06. | 1
29.06. | 2
29.06. | 3
29.06. | 4
29.06. | 5
29.06. | 6
29.06. | 7
29.06. | 8
29.06. | 9
29.06. | 10
29.06. | 11
29.06. | 12
29.06. | 13
29.06. | 14
29.06. | 15
29.06. | 16
29.06. | 17
29.06. | 18
29.06. | 19
29.06. | 20
29.06. | 21
29.06. | 22
29.06. | 23
29.06. | 24
30.06. | 1
30.06. | 2
30.06. | 3
30.06. | 4
30.06. | 5
30.06. | 6
30.06. | 7
30.06. | 8
30.06. | 9
30.06. | 10
30.06. | 11
30.06. | 12
30.06. | 13
30.06. | 14
30.06. | 15
30.06. | 16
30.06. | 17
30.06. | 18
30.06. | 19
30.06. | 20
30.06. | 21
30.06. | 22
30.06. | 23
30.06. | 24
01.07. | 1
01.07. | 2
01.07. | 3
01.07. | 4
01.07. | 5
01.07. | 6
01.07. | 7
01.07. | 8
01.07. | 9
01.07. | 10
01.07. | 11
01.07. | 12
01.07. | 13
01.07. | 14
01.07. | 15
01.07. | 16
01.07. | 17
01.07. | 18
01.07. | 19
01.07. | 20
01.07. | 21
01.07. | 22
01.07. | 23
01.07. | 24
02.07. | 1
02.07. | 2
02.07. | 3
02.07. | 4
02.07. | 5
02.07. | 6
02.07. | 7
02.07. | 8
02.07. | 9
02.07. | 10
02.07. | 11
02.07. | 12
02.07. | 13
02.07. | 14
02.07. | 15
02.07. | 16
02.07. | 17
02.07. | 18
02.07. | 19
02.07. | 20
02.07. | 21
02.07. | 22
02.07. | 23
02.07. | 24
03.07. | 1
03.07. | 2
03.07. | 3
03.07. | 4
03.07. | 5
03.07. | 6
03.07. | 7
03.07. | 8
03.07. | 9
03.07. | 10
03.07. | 11
03.07. | 12
03.07. | 13
03.07. | 14
03.07. | 15
03.07. | 16
03.07. | 17
03.07. | 18
03.07. | 19
03.07. | 20
03.07. | 21
03.07. | 22
03.07. | 23
03.07. | 24
04.07. | 1
04.07. | 2
04.07. | 3
04.07. | 4
04.07. | 5
04.07. | 6
04.07. | 7
04.07. | 8
04.07. | 9
04.07. | 10
04.07. | 11
04.07. | 12
04.07. | 13
04.07. | 14
04.07. | 15
04.07. | 16
04.07. | 17
04.07. | 18
04.07. | 19
04.07. | 20
04.07. | 21
04.07. | 22
04.07. | 23
04.07. | 24
05.07. | 1
05.07. | 2
05.07. | 3
05.07. | 4
05.07. | 5
05.07. | 6
05.07. | 7
05.07. | 8
05.07. | 9
05.07. | 10
05.07. | 11
05.07. | 12
05.07. | 13
05.07. | 14
05.07. | 15
05.07. | 16
05.07. | 17
05.07. | 18
05.07. | 19
05.07. | 20
05.07. | 21
05.07. | 22
05.07. | 23
05.07. | 24
06.07. | 1
06.07. | 2
06.07. | 3
06.07. | 4
06.07. | 5
06.07. | 6
06.07. | 7
06.07. | 8
06.07. | 9
06.07. | 10
06.07. | 11
06.07. | 12
06.07. | 13
06.07. | 14
06.07. | 15
06.07. | 16
06.07. | 17
06.07. | 18
06.07. | 19
06.07. | 20
06.07. | 21
06.07. | 22
06.07. | 23
06.07. | 24
07.07. | 1
07.07. | 2
07.07. | 3
07.07. | 4
07.07. | 5
07.07. | 6
07.07. | 7
07.07. | 8
07.07. | 9
07.07. | 10
07.07. | 11
07.07. | 12
07.07. | 13
07.07. | 14
07.07. | 15
07.07. | 16
07.07. | 17
07.07. | 18
07.07. | 19
07.07. | 20
07.07. | 21
07.07. | 22
07.07. | 23
07.07. | 24
08.07. | 1
08.07. | 2
08.07. | 3
08.07. | 4
08.07. | 5
08.07. | 6
08.07. | 7
08.07. | 8
08.07. | 9
08.07. | 10
08.07. | 11
08.07. | 12
08.07. | 13
08.07. | 14
08.07. | 15
08.07. | 16
08.07. | 17
08.07. | 18
08.07. | 19
08.07. | 20
08.07. | 21
08.07. | 22
08.07. | 23
08.07. | 24
09.07. | 1
09.07. | 2
09.07. | 3
09.07. | 4
09.07. | 5
09.07. | 6
09.07. | 7
09.07. | 8
09.07. | 9
09.07. | 10
09.07. | 11
09.07. | 12
09.07. | 13
09.07. | 14
09.07. | 15
09.07. | 16
09.07. | 17
09.07. | 18
09.07. | 19
09.07. | 20
09.07. | 21
09.07. | 22
09.07. | 23
09.07. | 24
10.07. | 1
10.07. | 2
10.07. | 3
10.07. | 4
10.07. | 5
10.07. | 6
10.07. | 7
10.07. | 8
10.07. | 9
10.07. | 10
10.07. | 11
10.07. | 12
10.07. | 13
10.07. | 14
10.07. | 15
10.07. | 16
10.07. | 17
10.07. | 18
10.07. | 19
10.07. | 20
10.07. | 21
10.07. | 22
10.07. | 23
10.07. | 24
11.07. | 1
11.07. | 2
11.07. | 3
11.07. | 4
11.07. | 5
11.07. | 6
11.07. | 7
11.07. | 8
11.07. | 9
11.07. | 10
11.07. | 11
11.07. | 12
11.07. | 13
11.07. | 14
11.07. | 15
11.07. | 16
11.07. | 17
11.07. | 18
11.07. | 19
11.07. | 20
11.07. | 21
11.07. | 22
11.07. | 23
11.07. | 24
12.07. | 1
12.07. | 2
12.07. | 3
12.07. | 4
12.07. | 5
12.07. | 6
12.07. | 7
12.07. | 8
12.07. | 9
12.07. | 10
12.07. | 11
12.07. | 12
12.07. | 13
12.07. | 14
12.07. | 15
12.07. | 16
12.07. | 17
12.07. | 18
12.07. | 19
12.07. | 20
12.07. | 21
12.07. | 22
12.07. | 23
12.07. | 24
13.07. | 1
13.07. | 2
13.07. | 3
13.07. | 4
13.07. | 5
13.07. | 6
13.07. | 7
13.07. | 8
13.07. | 9
13.07. | 10
13.07. | 11
13.07. | 12
13.07. | 13
13.07. | 14
13.07. | 15
13.07. | 16
13.07. | 17
13.07. | 18
13.07. | 19
13.07. | 20
13.07. | 21
13.07. | 22
13.07. | 23
13.07. | 24
14.07. | 1
14.07. | 2
14.07. | 3
14.07. | 4
14.07. | 5
14.07. | 6
14.07. | 7
14.07. | 8
14.07. | 9
14.07. | 10
14.07. | 11
14.07. | 12
14.07. | 13
14.07. | 14
14.07. | 15
14.07. | 16
14.07. | 17
14.07. | 18
14.07. | 19
14.07. | 20
14.07. | 21
14.07. | 22
14.07. | 23
14.07. | 24
15.07. | 1
15.07. | 2
15.07. | 3
15.07. | 4
15.07. | 5
15.07. | 6
15.07. | 7
15.07. | 8
15.07. | 9
15.07. | 10
15.07. | 11
15.07. | 12
15.07. | 13
15.07. | 14
15.07. | 15
15.07. | 16
15.07. | 17
15.07. | 18
15.07. | 19
15.07. | 20
15.07. | 21
15.07. | 22
15.07. | 23
15.07. | 24
16.07. | 1
16.07. | 2
16.07. | 3
16.07. | 4
16.07. | 5
16.07. | 6
16.07. | 7
16.07. | 8
16.07. | 9
16.07. | 10
16.07. | 11
16.07. | 12
16.07. | 13
16.07. | 14
16.07. | 15
16.07. | 16
16.07. | 17
16.07. | 18
16.07. | 19
16.07. | 20
16.07. | 21
16.07. | 22
16.07. | 23
16.07. | 24
17.07. | 1
17.07. | 2
17.07. | 3
17.07. | 4
17.07. | 5
17.07. | 6
17.07. | 7
17.07. | 8
17.07. | 9
17.07. | 10
17.07. | 11
17.07. | 12
17.07. | 13
17.07. | 14
17.07. | 15
17.07. | 16
17.07. | 17
17.07. | 18
17.07. | 19
17.07. | 20
17.07. | 21
17.07. | 22
17.07. | 23
17.07. | 24
18.07. | 1
18.07. | 2
18.07. | 3
18.07. | 4
18.07. | 5
18.07. | 6
18.07. | 7
18.07. | 8
18.07. | 9
18.07. | 10
18.07. | 11
18.07. | 12
18.07. | 13
18.07. | 14
18.07. | 15
18.07. | 16
18.07. | 17
18.07. | 18
18.07. | 19
18.07. | 20
18.07. | 21
18.07. | 22
18.07. | 23
18.07. | 24
19.07. | 1
19.07. | 2
19.07. | 3
19.07. | 4
19.07. | 5
19.07. | 6
19.07. | 7
19.07. | 8
19.07. | 9
19.07. | 10
19.07. | 11
19.07. | 12
19.07. | 13
19.07. | 14
19.07. | 15
19.07. | 16
19.07. | 17
19.07. | 18
19.07. | 19
19.07. | 20
19.07. | 21
19.07. | 22
19.07. | 23
19.07. | 24
20.07. | 1
20.07. | 2
20.07. | 3
20.07. | 4
20.07. | 5
20.07. | 6
20.07. | 7
20.07. | 8
20.07. | 9
20.07. | 10
20.07. | 11
20.07. | 12
20.07. | 13
20.07. | 14
20.07. | 15
20.07. | 16
20.07. | 17
20.07. | 18
20.07. | 19
20.07. | 20
20.07. | 21
20.07. | 22
20.07. | 23
20.07. | 24
21.07. | 1
21.07. | 2
21.07. | 3
21.07. | 4
21.07. | 5
21.07. | 6
21.07. | 7
21.07. | 8
21.07. | 9
21.07. | 10
21.07. | 11
21.07. | 12
21.07. | 13
21.07. | 14
21.07. | 15
21.07. | 16
21.07. | 17
21.07. | 18
21.07. | 19
21.07. | 20
21.07. | 21
21.07. | 22
21.07. | 23
21.07. | 24
22.07. | 1
22.07. | 2
22.07. | 3
22.07. | 4
22.07. | 5
22.07. | 6
22.07. | 7
22.07. | 8
22.07. | 9
22.07. | 10
22.07. | 11
22.07. | 12
22.07. | 13
22.07. | 14
22.07. | 15
22.07. | 16
22.07. | 17
22.07. | 18
22.07. | 19
22.07. | 20
22.07. | 21
22.07. | 22
22.07. | 23
22.07. | 24
23.07. | 1
23.07. | 2
23.07. | 3
23.07. | 4
23.07. | 5
23.07. | 6
23.07. | 7
23.07. | 8
23.07. | 9
23.07. | 10
23.07. | 11
23.07. | 12
23.07. | 13
23.07. | 14
23.07. | 15
23.07. | 16
23.07. | 17
23.07. | 18
23.07. | 19
23.07. | 20
23.07. | 21
23.07. | 22
23.07. | 23
23.07. | 24
24.07. | 1
24.07. | 2
24.07. | 3
24.07. | 4
24.07. | 5
24.07. | 6
24.07. | 7
24.07. | 8
24.07. | 9
24.07. | 10
24.07. | 11
24.07. | 12
24.07. | 13
24.07. | 14
24.07. | 15
24.07. | 16
24.07. | 17
24.07. | 18
24.07. | 19
24.07. | 20
24.07. | 21
24.07. | 22
24.07. | 23
24.07. | 24
25.07. | 1
25.07. | 2
25.07. | 3
25.07. | 4
25.07. | 5
25.07. | 6
25.07. | 7
25.07. | 8
25.07. | 9
25.07. | 10
25.07. | 11
25.07. | 12
25.07. | 13
25.07. | 14
25.07. | 15
25.07. | 16
25.07. | 17
25.07. | 18
25.07. | 19
25.07. | 20
25.07. | 21
25.07. | 22
25.07. | 23
25.07. | 24
26.07. | 1
26.07. | 2
26.07. | 3
26.07. | 4
26.07. | 5
26.07. | 6
26.07. | 7
26.07. | 8
26.07. | 9
26.07. | 10
26.07. | 11
26.07. | 12
26.07. | 13
26.07. | 14
26.07. | 15
26.07. | 16
26.07. | 17
26.07. | 18
26.07. | 19
26.07. | 20
26.07. | 21
26.07. | 22
26.07. | 23
26.07. | 24
27.07. | 1
27.07. | 2
27.07. | 3
27.07. | 4
27.07. | 5
27.07. | 6
27.07. | 7
27.07. | 8
27.07. | 9
27.07. | 10
27.07. | 11
27.07. | 12
27.07. | 13
27.07. | 14
27.07. | 15
27.07. | 16
27.07. | 17
27.07. | 18
27.07. | 19
27.07. | 20
27.07. | 21
27.07. | 22
27.07. | 23
27.07. | 24
28.07. | 1
28.07. | 2
28.07. | 3
28.07. | 4
28.07. | 5
28.07. | 6
28.07. | 7
28.07. | 8
28.07. | 9
28.07. | 10
28.07. | 11
28.07. | 12
28.07. | 13
28.07. | 14
28.07. | 15
28.07. | 16
28.07. | 17
28.07. | 18
28.07. | 19
28.07. | 20
28.07. | 21
28.07. | 22
28.07. | 23
28.07. | 24
29.07. | 1
29.07. | 2
29.07. | 3
29.07. | 4
29.07. | 5
29.07. | 6
29.07. | 7
29.07. | 8
29.07. | 9
29.07. | 10
29.07. | 11
29.07. | 12
29.07. | 13
29.07. | 14
29.07. | 15
29.07. | 16
29.07. | 17
29.07. | 18
29.07. | 19
29.07. | 20
29.07. | 21
29.07. | 22
29.07. | 23
29.07. | 24
30.07. | 1
30.07. | 2
30.07. | 3
30.07. | 4
30.07. | 5
30.07. | 6
30.07. | 7
30.07. | 8
30.07. | 9
30.07. | 10
30.07. | 11
30.07. | 12
30.07. | 13
30.07. | 14
30.07. | 15
30.07. | 16
30.07. | 17
30.07. | 18
30.07. | 19
30.07. | 20
30.07. | 21
30.07. | 22
30.07. | 23
30.07. | 24
31.07. | 1
31.07. | 2
31.07. | 3
31.07. | 4
31.07. | 5
31.07. | 6
31.07. | 7
31.07. | 8
31.07. | 9
31.07. | 10
31.07. | 11
31.07. | 12
31.07. | 13
31.07. | 14
31.07. | 15
31.07. | 16
31.07. | 17
31.07. | 18
31.07. | 19
31.07. | 20
31.07. | 21
31.07. | 22
31.07. | 23
31.07. | 24
01.08. | 1
01.08. | 2
01.08. | 3
01.08. | 4
01.08. | 5
01.08. | 6
01.08. | 7
01.08. | 8
01.08. | 9
01.08. | 10
01.08. | 11
01.08. | 12
01.08. | 13
01.08. | 14
01.08. | 15
01.08. | 16
01.08. | 17
01.08. | 18
01.08. | 19
01.08. | 20
01.08. | 21
01.08. | 22
01.08. | 23
01.08. | 24
02.08. | 1
02.08. | 2
02.08. | 3
02.08. | 4
02.08. | 5
02.08. | 6
02.08. | 7
02.08. | 8
02.08. | 9
02.08. | 10
02.08. | 11
02.08. | 12
02.08. | 13
02.08. | 14
02.08. | 15
02.08. | 16
02.08. | 17
02.08. | 18
02.08. | 19
02.08. | 20
02.08. | 21
02.08. | 22
02.08. | 23
02.08. | 24
03.08. | 1
03.08. | 2
03.08. | 3
03.08. | 4
03.08. | 5
03.08. | 6
03.08. | 7
03.08. | 8
03.08. | 9
03.08. | 10
03.08. | 11
03.08. | 12
03.08. | 13
03.08. | 14
03.08. | 15
03.08. | 16
03.08. | 17
03.08. | 18
03.08. | 19
03.08. | 20
03.08. | 21
03.08. | 22
03.08. | 23
03.08. | 24
04.08. | 1
04.08. | 2
04.08. | 3
04.08. | 4
04.08. | 5
04.08. | 6
04.08. | 7
04.08. | 8
04.08. | 9
04.08. | 10
04.08. | 11
04.08. | 12
04.08. | 13
04.08. | 14
04.08. | 15
04.08. | 16
04.08. | 17
04.08. | 18
04.08. | 19
04.08. | 20
04.08. | 21
04.08. | 22
04.08. | 23
04.08. | 24
05.08. | 1
05.08. | 2
05.08. | 3
05.08. | 4
05.08. | 5
05.08. | 6
05.08. | 7
05.08. | 8
05.08. | 9
05.08. | 10
05.08. | 11
05.08. | 12
05.08. | 13
05.08. | 14
05.08. | 15
05.08. | 16
05.08. | 17
05.08. | 18
05.08. | 19
05.08. | 20
05.08. | 21
05.08. | 22
05.08. | 23
05.08. | 24
06.08. | 1
06.08. | 2
06.08. | 3
06.08. | 4
06.08. | 5
06.08. | 6
06.08. | 7
06.08. | 8
06.08. | 9
06.08. | 10
06.08. | 11
06.08. | 12
06.08. | 13
06.08. | 14
06.08. | 15
06.08. | 16
06.08. | 17
06.08. | 18
06.08. | 19
06.08. | 20
06.08. | 21
06.08. | 22
06.08. | 23
06.08. | 24
07.08. | 1
07.08. | 2
07.08. | 3
07.08. | 4
07.08. | 5
07.08. | 6
07.08. | 7
07.08. | 8
07.08. | 9
07.08. | 10
07.08. | 11
07.08. | 12
07.08. | 13
07.08. | 14
07.08. | 15
07.08. | 16
07.08. | 17
07.08. | 18
07.08. | 19
07.08. | 20
07.08. | 21
07.08. | 22
07.08. | 23
07.08. | 24
08.08. | 1
08.08. | 2
08.08. | 3
08.08. | 4
08.08. | 5
08.08. | 6
08.08. | 7
08.08. | 8
08.08. | 9
08.08. | 10
08.08. | 11
08.08. | 12
08.08. | 13
08.08. | 14
08.08. | 15
08.08. | 16
08.08. | 17
08.08. | 18
08.08. | 19
08.08. | 20
08.08. | 21
08.08. | 22
08.08. | 23
08.08. | 24
09.08. | 1
09.08. | 2
09.08. | 3
09.08. | 4
09.08. | 5
09.08. | 6
09.08. | 7
09.08. | 8
09.08. | 9
09.08. | 10
09.08. | 11
09.08. | 12
09.08. | 13
09.08. | 14
09.08. | 15
09.08. | 16
09.08. | 17
09.08. | 18
09.08. | 19
09.08. | 20
09.08. | 21
09.08. | 22
09.08. | 23
09.08. | 24
10.08. | 1
10.08. | 2
10.08. | 3
10.08. | 4
10.08. | 5
10.08. | 6
10.08. | 7
10.08. | 8
10.08. | 9
10.08. | 10
10.08. | 11
10.08. | 12
10.08. | 13
10.08. | 14
10.08. | 15
10.08. | 16
10.08. | 17
10.08. | 18
10.08. | 19
10.08. | 20
10.08. | 21
10.08. | 22
10.08. | 23
10.08. | 24
11.08. | 1
11.08. | 2
11.08. | 3
11.08. | 4
11.08. | 5
11.08. | 6
11.08. | 7
11.08. | 8
11.08. | 9
11.08. | 10
11.08. | 11
11.08. | 12
11.08. | 13
11.08. | 14
11.08. | 15
11.08. | 16
11.08. | 17
11.08. | 18
11.08. | 19
11.08. | 20
11.08. | 21
11.08. | 22
11.08. | 23
11.08. | 24
12.08. | 1
12.08. | 2
12.08. | 3
12.08. | 4
12.08. | 5
12.08. | 6
12.08. | 7
12.08. | 8
12.08. | 9
12.08. | 10
12.08. | 11
12.08. | 12
12.08. | 13
12.08. | 14
12.08. | 15
12.08. | 16
12.08. | 17
12.08. | 18
12.08. | 19
12.08. | 20
12.08. | 21
12.08. | 22
12.08. | 23
12.08. | 24
13.08. | 1
13.08. | 2
13.08. | 3
13.08. | 4
13.08. | 5
13.08. | 6
13.08. | 7
13.08. | 8
13.08. | 9
13.08. | 10
13.08. | 11
13.08. | 12
13.08. | 13
13.08. | 14
13.08. | 15
13.08. | 16
13.08. | 17
13.08. | 18
13.08. | 19
13.08. | 20
13.08. | 21
13.08. | 22
13.08. | 23
13.08. | 24
14.08. | 1
14.08. | 2
14.08. | 3
14.08. | 4
14.08. | 5
14.08. | 6
14.08. | 7
14.08. | 8
14.08. | 9
14.08. | 10
14.08. | 11
14.08. | 12
14.08. | 13
14.08. | 14
14.08. | 15
14.08. | 16
14.08. | 17
14.08. | 18
14.08. | 19
14.08. | 20
14.08. | 21
14.08. | 22
14.08. | 23
14.08. | 24
15.08. | 1
15.08. | 2
15.08. | 3
15.08. | 4
15.08. | 5
15.08. | 6
15.08. | 7
15.08. | 8
15.08. | 9
15.08. | 10
15.08. | 11
15.08. | 12
15.08. | 13
15.08. | 14
15.08. | 15
15.08. | 16
15.08. | 17
15.08. | 18
15.08. | 19
15.08. | 20
15.08. | 21
15.08. | 22
15.08. | 23
15.08. | 24
16.08. | 1
16.08. | 2
16.08. | 3
16.08. | 4
16.08. | 5
16.08. | 6
16.08. | 7
16.08. | 8
16.08. | 9
16.08. | 10
16.08. | 11
16.08. | 12
16.08. | 13
16.08. | 14
16.08. | 15
16.08. | 16
16.08. | 17
16.08. | 18
16.08. | 19
16.08. | 20
16.08. | 21
16.08. | 22
16.08. | 23
16.08. | 24
17.08. | 1
17.08. | 2
17.08. | 3
17.08. | 4
17.08. | 5
17.08. | 6
17.08. | 7
17.08. | 8
17.08. | 9
17.08. | 10
17.08. | 11
17.08. | 12
17.08. | 13
17.08. | 14
17.08. | 15
17.08. | 16
17.08. | 17
17.08. | 18
17.08. | 19
17.08. | 20
17.08. | 21
17.08. | 22
17.08. | 23
17.08. | 24
18.08. | 1
18.08. | 2
18.08. | 3
18.08. | 4
18.08. | 5
18.08. | 6
18.08. | 7
18.08. | 8
18.08. | 9
18.08. | 10
18.08. | 11
18.08. | 12
18.08. | 13
18.08. | 14
18.08. | 15
18.08. | 16
18.08. | 17
18.08. | 18
18.08. | 19
18.08. | 20
18.08. | 21
18.08. | 22
18.08. | 23
18.08. | 24
19.08. | 1
19.08. | 2
19.08. | 3
19.08. | 4
19.08. | 5
19.08. | 6
19.08. | 7
19.08. | 8
19.08. | 9
19.08. | 10
19.08. | 11
19.08. | 12
19.08. | 13
19.08. | 14
19.08. | 15
19.08. | 16
19.08. | 17
19.08. | 18
19.08. | 19
19.08. | 20
19.08. | 21
19.08. | 22
19.08. | 23
19.08. | 24
20.08. | 1
20.08. | 2
20.08. | 3
20.08. | 4
20.08. | 5
20.08. | 6
20.08. | 7
20.08. | 8
20.08. | 9
20.08. | 10
20.08. | 11
20.08. | 12
20.08. | 13
20.08. | 14
20.08. | 15
20.08. | 16
20.08. | 17
20.08. | 18
20.08. | 19
20.08. | 20
20.08. | 21
20.08. | 22
20.08. | 23
20.08. | 24
21.08. | 1
21.08. | 2
21.08. | 3
21.08. | 4
21.08. | 5
21.08. | 6
21.08. | 7
21.08. | 8
21.08. | 9
21.08. | 10
21.08. | 11
21.08. | 12
21.08. | 13
21.08. | 14
21.08. | 15
21.08. | 16
21.08. | 17
21.08. | 18
21.08. | 19
21.08. | 20
21.08. | 21
21.08. | 22
21.08. | 23
21.08. | 24
22.08. | 1
22.08. | 2
22.08. | 3
22.08. | 4
22.08. | 5
22.08. | 6
22.08. | 7
22.08. | 8
22.08. | 9
22.08. | 10
22.08. | 11
22.08. | 12
22.08. | 13
22.08. | 14
22.08. | 15
22.08. | 16
22.08. | 17
22.08. | 18
22.08. | 19
22.08. | 20
22.08. | 21
22.08. | 22
22.08. | 23
22.08. | 24
23.08. | 1
23.08. | 2
23.08. | 3
23.08. | 4
23.08. | 5
23.08. | 6
23.08. | 7
23.08. | 8
23.08. | 9
23.08. | 10
23.08. | 11
23.08. | 12
23.08. | 13
23.08. | 14
23.08. | 15
23.08. | 16
23.08. | 17
23.08. | 18
23.08. | 19
23.08. | 20
23.08. | 21
23.08. | 22
23.08. | 23
23.08. | 24
24.08. | 1
24.08. | 2
24.08. | 3
24.08. | 4
24.08. | 5
24.08. | 6
24.08. | 7
24.08. | 8
24.08. | 9
24.08. | 10
24.08. | 11
24.08. | 12
24.08. | 13
24.08. | 14
24.08. | 15
24.08. | 16
24.08. | 17
24.08. | 18
24.08. | 19
24.08. | 20
24.08. | 21
24.08. | 22
24.08. | 23
24.08. | 24
25.08. | 1
25.08. | 2
25.08. | 3
25.08. | 4
25.08. | 5
25.08. | 6
25.08. | 7
25.08. | 8
25.08. | 9
25.08. | 10
25.08. | 11
25.08. | 12
25.08. | 13
25.08. | 14
25.08. | 15
25.08. | 16
25.08. | 17
25.08. | 18
25.08. | 19
25.08. | 20
25.08. | 21
25.08. | 22
25.08. | 23
25.08. | 24
26.08. | 1
26.08. | 2
26.08. | 3
26.08. | 4
26.08. | 5
26.08. | 6
26.08. | 7
26.08. | 8
26.08. | 9
26.08. | 10
26.08. | 11
26.08. | 12
26.08. | 13
26.08. | 14
26.08. | 15
26.08. | 16
26.08. | 17
26.08. | 18
26.08. | 19
26.08. | 20
26.08. | 21
26.08. | 22
26.08. | 23
26.08. | 24
27.08. | 1
27.08. | 2
27.08. | 3
27.08. | 4
27.08. | 5
27.08. | 6
27.08. | 7
27.08. | 8
27.08. | 9
27.08. | 10
27.08. | 11
27.08. | 12
27.08. | 13
27.08. | 14
27.08. | 15
27.08. | 16
27.08. | 17
27.08. | 18
27.08. | 19
27.08. | 20
27.08. | 21
27.08. | 22
27.08. | 23
27.08. | 24
28.08. | 1
28.08. | 2
28.08. | 3
28.08. | 4
28.08. | 5
28.08. | 6
28.08. | 7
28.08. | 8
28.08. | 9
28.08. | 10
28.08. | 11
28.08. | 12
28.08. | 13
28.08. | 14
28.08. | 15
28.08. | 16
28.08. | 17
28.08. | 18
28.08. | 19
28.08. | 20
28.08. | 21
28.08. | 22
28.08. | 23
28.08. | 24
29.08. | 1
29.08. | 2
29.08. | 3
29.08. | 4
29.08. | 5
29.08. | 6
29.08. | 7
29.08. | 8
29.08. | 9
29.08. | 10
29.08. | 11
29.08. | 12
29.08. | 13
29.08. | 14
29.08. | 15
29.08. | 16
29.08. | 17
29.08. | 18
29.08. | 19
29.08. | 20
29.08. | 21
29.08. | 22
29.08. | 23
29.08. | 24
30.08. | 1
30.08. | 2
30.08. | 3
30.08. | 4
30.08. | 5
30.08. | 6
30.08. | 7
30.08. | 8
30.08. | 9
30.08. | 10
30.08. | 11
30.08. | 12
30.08. | 13
30.08. | 14
30.08. | 15
30.08. | 16
30.08. | 17
30.08. | 18
30.08. | 19
30.08. | 20
30.08. | 21
30.08. | 22
30.08. | 23
30.08. | 24
31.08. | 1
31.08. | 2
31.08. | 3
31.08. | 4
31.08. | 5
31.08. | 6
31.08. | 7
31.08. | 8
31.08. | 9
31.08. | 10
31.08. | 11
31.08. | 12
31.08. | 13
31.08. | 14
31.08. | 15
31.08. | 16
31.08. | 17
31.08. | 18
31.08. | 19
31.08. | 20
31.08. | 21
31.08. | 22
31.08. | 23
31.08. | 24
01.09. | 1
01.09. | 2
01.09. | 3
01.09. | 4
01.09. | 5
01.09. | 6
01.09. | 7
01.09. | 8
01.09. | 9
01.09. | 10
01.09. | 11
01.09. | 12
01.09. | 13
01.09. | 14
01.09. | 15
01.09. | 16
01.09. | 17
01.09. | 18
01.09. | 19
01.09. | 20
01.09. | 21
01.09. | 22
01.09. | 23
01.09. | 24
02.09. | 1
02.09. | 2
02.09. | 3
02.09. | 4
02.09. | 5
02.09. | 6
02.09. | 7
02.09. | 8
02.09. | 9
02.09. | 10
02.09. | 11
02.09. | 12
02.09. | 13
02.09. | 14
02.09. | 15
02.09. | 16
02.09. | 17
02.09. | 18
02.09. | 19
02.09. | 20
02.09. | 21
02.09. | 22
02.09. | 23
02.09. | 24
03.09. | 1
03.09. | 2
03.09. | 3
03.09. | 4
03.09. | 5
03.09. | 6
03.09. | 7
03.09. | 8
03.09. | 9
03.09. | 10
03.09. | 11
03.09. | 12
03.09. | 13
03.09. | 14
03.09. | 15
03.09. | 16
03.09. | 17
03.09. | 18
03.09. | 19
03.09. | 20
03.09. | 21
03.09. | 22
03.09. | 23
03.09. | 24
04.09. | 1
04.09. | 2
04.09. | 3
04.09. | 4
04.09. | 5
04.09. | 6
04.09. | 7
04.09. | 8
04.09. | 9
04.09. | 10
04.09. | 11
04.09. | 12
04.09. | 13
04.09. | 14
04.09. | 15
04.09. | 16
04.09. | 17
04.09. | 18
04.09. | 19
04.09. | 20
04.09. | 21
04.09. | 22
04.09. | 23
04.09. | 24
05.09. | 1
05.09. | 2
05.09. | 3
05.09. | 4
05.09. | 5
05.09. | 6
05.09. | 7
05.09. | 8
05.09. | 9
05.09. | 10
05.09. | 11
05.09. | 12
05.09. | 13
05.09. | 14
05.09. | 15
05.09. | 16
05.09. | 17
05.09. | 18
05.09. | 19
05.09. | 20
05.09. | 21
05.09. | 22
05.09. | 23
05.09. | 24
06.09. | 1
06.09. | 2
06.09. | 3
06.09. | 4
06.09. | 5
06.09. | 6
06.09. | 7
06.09. | 8
06.09. | 9
06.09. | 10
06.09. | 11
06.09. | 12
06.09. | 13
06.09. | 14
06.09. | 15
06.09. | 16
06.09. | 17
06.09. | 18
06.09. | 19
06.09. | 20
06.09. | 21
06.09. | 22
06.09. | 23
06.09. | 24
07.09. | 1
07.09. | 2
07.09. | 3
07.09. | 4
07.09. | 5
07.09. | 6
07.09. | 7
07.09. | 8
07.09. | 9
07.09. | 10
07.09. | 11
07.09. | 12
07.09. | 13
07.09. | 14
07.09. | 15
07.09. | 16
07.09. | 17
07.09. | 18
07.09. | 19
07.09. | 20
07.09. | 21
07.09. | 22
07.09. | 23
07.09. | 24
08.09. | 1
08.09. | 2
08.09. | 3
08.09. | 4
08.09. | 5
08.09. | 6
08.09. | 7
08.09. | 8
08.09. | 9
08.09. | 10
08.09. | 11
08.09. | 12
08.09. | 13
08.09. | 14
08.09. | 15
08.09. | 16
08.09. | 17
08.09. | 18
08.09. | 19
08.09. | 20
08.09. | 21
08.09. | 22
08.09. | 23
08.09. | 24
09.09. | 1
09.09. | 2
09.09. | 3
09.09. | 4
09.09. | 5
09.09. | 6
09.09. | 7
09.09. | 8
09.09. | 9
09.09. | 10
09.09. | 11
09.09. | 12
09.09. | 13
09.09. | 14
09.09. | 15
09.09. | 16
09.09. | 17
09.09. | 18
09.09. | 19
09.09. | 20
09.09. | 21
09.09. | 22
09.09. | 23
09.09. | 24
10.09. | 1
10.09. | 2
10.09. | 3
10.09. | 4
10.09. | 5
10.09. | 6
10.09. | 7
10.09. | 8
10.09. | 9
10.09. | 10
10.09. | 11
10.09. | 12
10.09. | 13
10.09. | 14
10.09. | 15
10.09. | 16
10.09. | 17
10.09. | 18
10.09. | 19
10.09. | 20
10.09. | 21
10.09. | 22
10.09. | 23
10.09. | 24
11.09. | 1
11.09. | 2
11.09. | 3
11.09. | 4
11.09. | 5
11.09. | 6
11.09. | 7
11.09. | 8
11.09. | 9
11.09. | 10
11.09. | 11
11.09. | 12
11.09. | 13
11.09. | 14
11.09. | 15
11.09. | 16
11.09. | 17
11.09. | 18
11.09. | 19
11.09. | 20
11.09. | 21
11.09. | 22
11.09. | 23
11.09. | 24
12.09. | 1
12.09. | 2
12.09. | 3
12.09. | 4
12.09. | 5
12.09. | 6
12.09. | 7
12.09. | 8
12.09. | 9
12.09. | 10
12.09. | 11
12.09. | 12
12.09. | 13
12.09. | 14
12.09. | 15
12.09. | 16
12.09. | 17
12.09. | 18
12.09. | 19
12.09. | 20
12.09. | 21
12.09. | 22
12.09. | 23
12.09. | 24
13.09. | 1
13.09. | 2
13.09. | 3
13.09. | 4
13.09. | 5
13.09. | 6
13.09. | 7
13.09. | 8
13.09. | 9
13.09. | 10
13.09. | 11
13.09. | 12
13.09. | 13
13.09. | 14
13.09. | 15
13.09. | 16
13.09. | 17
13.09. | 18
13.09. | 19
13.09. | 20
13.09. | 21
13.09. | 22
13.09. | 23
13.09. | 24
14.09. | 1
14.09. | 2
14.09. | 3
14.09. | 4
14.09. | 5
14.09. | 6
14.09. | 7
14.09. | 8
14.09. | 9
14.09. | 10
14.09. | 11
14.09. | 12
14.09. | 13
14.09. | 14
14.09. | 15
14.09. | 16
14.09. | 17
14.09. | 18
14.09. | 19
14.09. | 20
14.09. | 21
14.09. | 22
14.09. | 23
14.09. | 24
15.09. | 1
15.09. | 2
15.09. | 3
15.09. | 4
15.09. | 5
15.09. | 6
15.09. | 7
15.09. | 8
15.09. | 9
15.09. | 10
15.09. | 11
15.09. | 12
15.09. | 13
15.09. | 14
15.09. | 15
15.09. | 16
15.09. | 17
15.09. | 18
15.09. | 19
15.09. | 20
15.09. | 21
15.09. | 22
15.09. | 23
15.09. | 24
16.09. | 1
16.09. | 2
16.09. | 3
16.09. | 4
16.09. | 5
16.09. | 6
16.09. | 7
16.09. | 8
16.09. | 9
16.09. | 10
16.09. | 11
16.09. | 12
16.09. | 13
16.09. | 14
16.09. | 15
16.09. | 16
16.09. | 17
16.09. | 18
16.09. | 19
16.09. | 20
16.09. | 21
16.09. | 22
16.09. | 23
16.09. | 24
17.09. | 1
17.09. | 2
17.09. | 3
17.09. | 4
17.09. | 5
17.09. | 6
17.09. | 7
17.09. | 8
17.09. | 9
17.09. | 10
17.09. | 11
17.09. | 12
17.09. | 13
17.09. | 14
17.09. | 15
17.09. | 16
17.09. | 17
17.09. | 18
17.09. | 19
17.09. | 20
17.09. | 21
17.09. | 22
17.09. | 23
17.09. | 24
18.09. | 1
18.09. | 2
18.09. | 3
18.09. | 4
18.09. | 5
18.09. | 6
18.09. | 7
18.09. | 8
18.09. | 9
18.09. | 10
18.09. | 11
18.09. | 12
18.09. | 13
18.09. | 14
18.09. | 15
18.09. | 16
18.09. | 17
18.09. | 18
18.09. | 19
18.09. | 20
18.09. | 21
18.09. | 22
18.09. | 23
18.09. | 24
19.09. | 1
19.09. | 2
19.09. | 3
19.09. | 4
19.09. | 5
19.09. | 6
19.09. | 7
19.09. | 8
19.09. | 9
19.09. | 10
19.09. | 11
19.09. | 12
19.09. | 13
19.09. | 14
19.09. | 15
19.09. | 16
19.09. | 17
19.09. | 18
19.09. | 19
19.09. | 20
19.09. | 21
19.09. | 22
19.09. | 23
19.09. | 24
20.09. | 1
20.09. | 2
20.09. | 3
20.09. | 4
20.09. | 5
20.09. | 6
20.09. | 7
20.09. | 8
20.09. | 9
20.09. | 10
20.09. | 11
20.09. | 12
20.09. | 13
20.09. | 14
20.09. | 15
20.09. | 16
20.09. | 17
20.09. | 18
20.09. | 19
20.09. | 20
20.09. | 21
20.09. | 22
20.09. | 23
20.09. | 24
21.09. | 1
21.09. | 2
21.09. | 3
21.09. | 4
21.09. | 5
21.09. | 6
21.09. | 7
21.09. | 8
21.09. | 9
21.09. | 10
21.09. | 11
21.09. | 12
21.09. | 13
21.09. | 14
21.09. | 15
21.09. | 16
21.09. | 17
21.09. | 18
21.09. | 19
21.09. | 20
21.09. | 21
21.09. | 22
21.09. | 23
21.09. | 24
22.09. | 1
22.09. | 2
22.09. | 3
22.09. | 4
22.09. | 5
22.09. | 6
22.09. | 7
22.09. | 8
22.09. | 9
22.09. | 10
22.09. | 11
22.09. | 12
22.09. | 13
22.09. | 14
22.09. | 15
22.09. | 16
22.09. | 17
22.09. | 18
22.09. | 19
22.09. | 20
22.09. | 21
22.09. | 22
22.09. | 23
22.09. | 24
23.09. | 1
23.09. | 2
23.09. | 3
23.09. | 4
23.09. | 5
23.09. | 6
23.09. | 7
23.09. | 8
23.09. | 9
23.09. | 10
23.09. | 11
23.09. | 12
23.09. | 13
23.09. | 14
23.09. | 15
23.09. | 16
23.09. | 17
23.09. | 18
23.09. | 19
23.09. | 20
23.09. | 21
23.09. | 22
23.09. | 23
23.09. | 24
24.09. | 1
24.09. | 2
24.09. | 3
24.09. | 4
24.09. | 5
24.09. | 6
24.09. | 7
24.09. | 8
24.09. | 9
24.09. | 10
24.09. | 11
24.09. | 12
24.09. | 13
24.09. | 14
24.09. | 15
24.09. | 16
24.09. | 17
24.09. | 18
24.09. | 19
24.09. | 20
24.09. | 21
24.09. | 22
24.09. | 23
24.09. | 24
25.09. | 1
25.09. | 2
25.09. | 3
25.09. | 4
25.09. | 5
25.09. | 6
25.09. | 7
25.09. | 8
25.09. | 9
25.09. | 10
25.09. | 11
25.09. | 12
25.09. | 13
25.09. | 14
25.09. | 15
25.09. | 16
25.09. | 17
25.09. | 18
25.09. | 19
25.09. | 20
25.09. | 21
25.09. | 22
25.09. | 23
25.09. | 24
26.09. | 1
26.09. | 2
26.09. | 3
26.09. | 4
26.09. | 5
26.09. | 6
26.09. | 7
26.09. | 8
26.09. | 9
26.09. | 10
26.09. | 11
26.09. | 12
26.09. | 13
26.09. | 14
26.09. | 15
26.09. | 16
26.09. | 17
26.09. | 18
26.09. | 19
26.09. | 20
26.09. | 21
26.09. | 22
26.09. | 23
26.09. | 24
27.09. | 1
27.09. | 2
27.09. | 3
27.09. | 4
27.09. | 5
27.09. | 6
27.09. | 7
27.09. | 8
27.09. | 9
27.09. | 10
27.09. | 11
27.09. | 12
27.09. | 13
27.09. | 14
27.09. | 15
27.09. | 16
27.09. | 17
27.09. | 18
27.09. | 19
27.09. | 20
27.09. | 21
27.09. | 22
27.09. | 23
27.09. | 24
28.09. | 1
28.09. | 2
28.09. | 3
28.09. | 4
28.09. | 5
28.09. | 6
28.09. | 7
28.09. | 8
28.09. | 9
28.09. | 10
28.09. | 11
28.09. | 12
28.09. | 13
28.09. | 14
28.09. | 15
28.09. | 16
28.09. | 17
28.09. | 18
28.09. | 19
28.09. | 20
28.09. | 21
28.09. | 22
28.09. | 23
28.09. | 24
29.09. | 1
29.09. | 2
29.09. | 3
29.09. | 4
29.09. | 5
29.09. | 6
29.09. | 7
29.09. | 8
29.09. | 9
29.09. | 10
29.09. | 11
29.09. | 12
29.09. | 13
29.09. | 14
29.09. | 15
29.09. | 16
29.09. | 17
29.09. | 18
29.09. | 19
29.09. | 20
29.09. | 21
29.09. | 22
29.09. | 23
29.09. | 24
30.09. | 1
30.09. | 2
30.09. | 3
30.09. | 4
30.09. | 5
30.09. | 6
30.09. | 7
30.09. | 8
30.09. | 9
30.09. | 10
30.09. | 11
30.09. | 12
30.09. | 13
30.09. | 14
30.09. | 15
30.09. | 16
30.09. | 17
30.09. | 18
30.09. | 19
30.09. | 20
30.09. | 21
30.09. | 22
30.09. | 23
30.09. | 24
01.10. | 1
01.10. | 2
01.10. | 3
01.10. | 4
01.10. | 5
01.10. | 6
01.10. | 7
01.10. | 8
01.10. | 9
01.10. | 10
01.10. | 11
01.10. | 12
01.10. | 13
01.10. | 14
01.10. | 15
01.10. | 16
01.10. | 17
01.10. | 18
01.10. | 19
01.10. | 20
01.10. | 21
01.10. | 22
01.10. | 23
01.10. | 24
02.10. | 1
02.10. | 2
02.10. | 3
02.10. | 4
02.10. | 5
02.10. | 6
02.10. | 7
02.10. | 8
02.10. | 9
02.10. | 10
02.10. | 11
02.10. | 12
02.10. | 13
02.10. | 14
02.10. | 15
02.10. | 16
02.10. | 17
02.10. | 18
02.10. | 19
02.10. | 20
02.10. | 21
02.10. | 22
02.10. | 23
02.10. | 24
03.10. | 1
03.10. | 2
03.10. | 3
03.10. | 4
03.10. | 5
03.10. | 6
03.10. | 7
03.10. | 8
03.10. | 9
03.10. | 10
03.10. | 11
03.10. | 12
03.10. | 13
03.10. | 14
03.10. | 15
03.10. | 16
03.10. | 17
03.10. | 18
03.10. | 19
03.10. | 20
03.10. | 21
03.10. | 22
03.10. | 23
03.10. | 24
04.10. | 1
04.10. | 2
04.10. | 3
04.10. | 4
04.10. | 5
04.10. | 6
04.10. | 7
04.10. | 8
04.10. | 9
04.10. | 10
04.10. | 11
04.10. | 12
04.10. | 13
04.10. | 14
04.10. | 15
04.10. | 16
04.10. | 17
04.10. | 18
04.10. | 19
04.10. | 20
04.10. | 21
04.10. | 22
04.10. | 23
04.10. | 24
05.10. | 1
05.10. | 2
05.10. | 3
05.10. | 4
05.10. | 5
05.10. | 6
05.10. | 7
05.10. | 8
05.10. | 9
05.10. | 10
05.10. | 11
05.10. | 12
05.10. | 13
05.10. | 14
05.10. | 15
05.10. | 16
05.10. | 17
05.10. | 18
05.10. | 19
05.10. | 20
05.10. | 21
05.10. | 22
05.10. | 23
05.10. | 24
06.10. | 1
06.10. | 2
06.10. | 3
06.10. | 4
06.10. | 5
06.10. | 6
06.10. | 7
06.10. | 8
06.10. | 9
06.10. | 10
06.10. | 11
06.10. | 12
06.10. | 13
06.10. | 14
06.10. | 15
06.10. | 16
06.10. | 17
06.10. | 18
06.10. | 19
06.10. | 20
06.10. | 21
06.10. | 22
06.10. | 23
06.10. | 24
07.10. | 1
07.10. | 2
07.10. | 3
07.10. | 4
07.10. | 5
07.10. | 6
07.10. | 7
07.10. | 8
07.10. | 9
07.10. | 10
07.10. | 11
07.10. | 12
07.10. | 13
07.10. | 14
07.10. | 15
07.10. | 16
07.10. | 17
07.10. | 18
07.10. | 19
07.10. | 20
07.10. | 21
07.10. | 22
07.10. | 23
07.10. | 24
08.10. | 1
08.10. | 2
08.10. | 3
08.10. | 4
08.10. | 5
08.10. | 6
08.10. | 7
08.10. | 8
08.10. | 9
08.10. | 10
08.10. | 11
08.10. | 12
08.10. | 13
08.10. | 14
08.10. | 15
08.10. | 16
08.10. | 17
08.10. | 18
08.10. | 19
08.10. | 20
08.10. | 21
08.10. | 22
08.10. | 23
08.10. | 24
09.10. | 1
09.10. | 2
09.10. | 3
09.10. | 4
09.10. | 5
09.10. | 6
09.10. | 7
09.10. | 8
09.10. | 9
09.10. | 10
09.10. | 11
09.10. | 12
09.10. | 13
09.10. | 14
09.10. | 15
09.10. | 16
09.10. | 17
09.10. | 18
09.10. | 19
09.10. | 20
09.10. | 21
09.10. | 22
09.10. | 23
09.10. | 24
10.10. | 1
10.10. | 2
10.10. | 3
10.10. | 4
10.10. | 5
10.10. | 6
10.10. | 7
10.10. | 8
10.10. | 9
10.10. | 10
10.10. | 11
10.10. | 12
10.10. | 13
10.10. | 14
10.10. | 15
10.10. | 16
10.10. | 17
10.10. | 18
10.10. | 19
10.10. | 20
10.10. | 21
10.10. | 22
10.10. | 23
10.10. | 24
11.10. | 1
11.10. | 2
11.10. | 3
11.10. | 4
11.10. | 5
11.10. | 6
11.10. | 7
11.10. | 8
11.10. | 9
11.10. | 10
11.10. | 11
11.10. | 12
11.10. | 13
11.10. | 14
11.10. | 15
11.10. | 16
11.10. | 17
11.10. | 18
11.10. | 19
11.10. | 20
11.10. | 21
11.10. | 22
11.10. | 23
11.10. | 24
12.10. | 1
12.10. | 2
12.10. | 3
12.10. | 4
12.10. | 5
12.10. | 6
12.10. | 7
12.10. | 8
12.10. | 9
12.10. | 10
12.10. | 11
12.10. | 12
12.10. | 13
12.10. | 14
12.10. | 15
12.10. | 16
12.10. | 17
12.10. | 18
12.10. | 19
12.10. | 20
12.10. | 21
12.10. | 22
12.10. | 23
12.10. | 24
13.10. | 1
13.10. | 2
13.10. | 3
13.10. | 4
13.10. | 5
13.10. | 6
13.10. | 7
13.10. | 8
13.10. | 9
13.10. | 10
13.10. | 11
13.10. | 12
13.10. | 13
13.10. | 14
13.10. | 15
13.10. | 16
13.10. | 17
13.10. | 18
13.10. | 19
13.10. | 20
13.10. | 21
13.10. | 22
13.10. | 23
13.10. | 24
14.10. | 1
14.10. | 2
14.10. | 3
14.10. | 4
14.10. | 5
14.10. | 6
14.10. | 7
14.10. | 8
14.10. | 9
14.10. | 10
14.10. | 11
14.10. | 12
14.10. | 13
14.10. | 14
14.10. | 15
14.10. | 16
14.10. | 17
14.10. | 18
14.10. | 19
14.10. | 20
14.10. | 21
14.10. | 22
14.10. | 23
14.10. | 24
15.10. | 1
15.10. | 2
15.10. | 3
15.10. | 4
15.10. | 5
15.10. | 6
15.10. | 7
15.10. | 8
15.10. | 9
15.10. | 10
15.10. | 11
15.10. | 12
15.10. | 13
15.10. | 14
15.10. | 15
15.10. | 16
15.10. | 17
15.10. | 18
15.10. | 19
15.10. | 20
15.10. | 21
15.10. | 22
15.10. | 23
15.10. | 24
16.10. | 1
16.10. | 2
16.10. | 3
16.10. | 4
16.10. | 5
16.10. | 6
16.10. | 7
16.10. | 8
16.10. | 9
16.10. | 10
16.10. | 11
16.10. | 12
16.10. | 13
16.10. | 14
16.10. | 15
16.10. | 16
16.10. | 17
16.10. | 18
16.10. | 19
16.10. | 20
16.10. | 21
16.10. | 22
16.10. | 23
16.10. | 24
17.10. | 1
17.10. | 2
17.10. | 3
17.10. | 4
17.10. | 5
17.10. | 6
17.10. | 7
17.10. | 8
17.10. | 9
17.10. | 10
17.10. | 11
17.10. | 12
17.10. | 13
17.10. | 14
17.10. | 15
17.10. | 16
17.10. | 17
17.10. | 18
17.10. | 19
17.10. | 20
17.10. | 21
17.10. | 22
17.10. | 23
17.10. | 24
18.10. | 1
18.10. | 2
18.10. | 3
18.10. | 4
18.10. | 5
18.10. | 6
18.10. | 7
18.10. | 8
18.10. | 9
18.10. | 10
18.10. | 11
18.10. | 12
18.10. | 13
18.10. | 14
18.10. | 15
18.10. | 16
18.10. | 17
18.10. | 18
18.10. | 19
18.10. | 20
18.10. | 21
18.10. | 22
18.10. | 23
18.10. | 24
19.10. | 1
19.10. | 2
19.10. | 3
19.10. | 4
19.10. | 5
19.10. | 6
19.10. | 7
19.10. | 8
19.10. | 9
19.10. | 10
19.10. | 11
19.10. | 12
19.10. | 13
19.10. | 14
19.10. | 15
19.10. | 16
19.10. | 17
19.10. | 18
19.10. | 19
19.10. | 20
19.10. | 21
19.10. | 22
19.10. | 23
19.10. | 24
20.10. | 1
20.10. | 2
20.10. | 3
20.10. | 4
20.10. | 5
20.10. | 6
20.10. | 7
20.10. | 8
20.10. | 9
20.10. | 10
20.10. | 11
20.10. | 12
20.10. | 13
20.10. | 14
20.10. | 15
20.10. | 16
20.10. | 17
20.10. | 18
20.10. | 19
20.10. | 20
20.10. | 21
20.10. | 22
20.10. | 23
20.10. | 24
21.10. | 1
21.10. | 2
21.10. | 3
21.10. | 4
21.10. | 5
21.10. | 6
21.10. | 7
21.10. | 8
21.10. | 9
21.10. | 10
21.10. | 11
21.10. | 12
21.10. | 13
21.10. | 14
21.10. | 15
21.10. | 16
21.10. | 17
21.10. | 18
21.10. | 19
21.10. | 20
21.10. | 21
21.10. | 22
21.10. | 23
21.10. | 24
22.10. | 1
22.10. | 2
22.10. | 3
22.10. | 4
22.10. | 5
22.10. | 6
22.10. | 7
22.10. | 8
22.10. | 9
22.10. | 10
22.10. | 11
22.10. | 12
22.10. | 13
22.10. | 14
22.10. | 15
22.10. | 16
22.10. | 17
22.10. | 18
22.10. | 19
22.10. | 20
22.10. | 21
22.10. | 22
22.10. | 23
22.10. | 24
23.10. | 1
23.10. | 2
23.10. | 3
23.10. | 4
23.10. | 5
23.10. | 6
23.10. | 7
23.10. | 8
23.10. | 9
23.10. | 10
23.10. | 11
23.10. | 12
23.10. | 13
23.10. | 14
23.10. | 15
23.10. | 16
23.10. | 17
23.10. | 18
23.10. | 19
23.10. | 20
23.10. | 21
23.10. | 22
23.10. | 23
23.10. | 24
24.10. | 1
24.10. | 2
24.10. | 3
24.10. | 4
24.10. | 5
24.10. | 6
24.10. | 7
24.10. | 8
24.10. | 9
24.10. | 10
24.10. | 11
24.10. | 12
24.10. | 13
24.10. | 14
24.10. | 15
24.10. | 16
24.10. | 17
24.10. | 18
24.10. | 19
24.10. | 20
24.10. | 21
24.10. | 22
24.10. | 23
24.10. | 24
25.10. | 1
25.10. | 2
25.10. | 3
25.10. | 4
25.10. | 5
25.10. | 6
25.10. | 7
25.10. | 8
25.10. | 9
25.10. | 10
25.10. | 11
25.10. | 12
25.10. | 13
25.10. | 14
25.10. | 15
25.10. | 16
25.10. | 17
25.10. | 18
25.10. | 19
25.10. | 20
25.10. | 21
25.10. | 22
25.10. | 23
25.10. | 24
26.10. | 1
26.10. | 2
26.10. | 3
26.10. | 4
26.10. | 5
26.10. | 6
26.10. | 7
26.10. | 8
26.10. | 9
26.10. | 10
26.10. | 11
26.10. | 12
26.10. | 13
26.10. | 14
26.10. | 15
26.10. | 16
26.10. | 17
26.10. | 18
26.10. | 19
26.10. | 20
26.10. | 21
26.10. | 22
26.10. | 23
26.10. | 24
27.10. | 1
27.10. | 2
27.10. | 3
27.10. | 4
27.10. | 5
27.10. | 6
27.10. | 7
27.10. | 8
27.10. | 9
27.10. | 10
27.10. | 11
27.10. | 12
27.10. | 13
27.10. | 14
27.10. | 15
27.10. | 16
27.10. | 17
27.10. | 18
27.10. | 19
27.10. | 20
27.10. | 21
27.10. | 22
27.10. | 23
27.10. | 24
28.10. | 1
28.10. | 2
28.10. | 3
28.10. | 4
28.10. | 5
28.10. | 6
28.10. | 7
28.10. | 8
28.10. | 9
28.10. | 10
28.10. | 11
28.10. | 12
28.10. | 13
28.10. | 14
28.10. | 15
28.10. | 16
28.10. | 17
28.10. | 18
28.10. | 19
28.10. | 20
28.10. | 21
28.10. | 22
28.10. | 23
28.10. | 24
29.10. | 1
29.10. | 2
29.10. | 3
29.10. | 4
29.10. | 5
29.10. | 6
29.10. | 7
29.10. | 8
29.10. | 9
29.10. | 10
29.10. | 11
29.10. | 12
29.10. | 13
29.10. | 14
29.10. | 15
29.10. | 16
29.10. | 17
29.10. | 18
29.10. | 19
29.10. | 20
29.10. | 21
29.10. | 22
29.10. | 23
29.10. | 24
30.10. | 1
30.10. | 2
30.10. | 3
30.10. | 4
30.10. | 5
30.10. | 6
30.10. | 7
30.10. | 8
30.10. | 9
30.10. | 10
30.10. | 11
30.10. | 12
30.10. | 13
30.10. | 14
30.10. | 15
30.10. | 16
30.10. | 17
30.10. | 18
30.10. | 19
30.10. | 20
30.10. | 21
30.10. | 22
30.10. | 23
30.10. | 24
31.10. | 1
31.10. | 2
31.10. | 3
31.10. | 4
31.10. | 5
31.10. | 6
31.10. | 7
31.10. | 8
31.10. | 9
31.10. | 10
31.10. | 11
31.10. | 12
31.10. | 13
31.10. | 14
31.10. | 15
31.10. | 16
31.10. | 17
31.10. | 18
31.10. | 19
31.10. | 20
31.10. | 21
31.10. | 22
31.10. | 23
31.10. | 24
01.11. | 1
01.11. | 2
01.11. | 3
01.11. | 4
01.11. | 5
01.11. | 6
01.11. | 7
01.11. | 8
01.11. | 9
01.11. | 10
01.11. | 11
01.11. | 12
01.11. | 13
01.11. | 14
01.11. | 15
01.11. | 16
01.11. | 17
01.11. | 18
01.11. | 19
01.11. | 20
01.11. | 21
01.11. | 22
01.11. | 23
01.11. | 24
02.11. | 1
02.11. | 2
02.11. | 3
02.11. | 4
02.11. | 5
02.11. | 6
02.11. | 7
02.11. | 8
02.11. | 9
02.11. | 10
02.11. | 11
02.11. | 12
02.11. | 13
02.11. | 14
02.11. | 15
02.11. | 16
02.11. | 17
02.11. | 18
02.11. | 19
02.11. | 20
02.11. | 21
02.11. | 22
02.11. | 23
02.11. | 24
03.11. | 1
03.11. | 2
03.11. | 3
03.11. | 4
03.11. | 5
03.11. | 6
03.11. | 7
03.11. | 8
03.11. | 9
03.11. | 10
03.11. | 11
03.11. | 12
03.11. | 13
03.11. | 14
03.11. | 15
03.11. | 16
03.11. | 17
03.11. | 18
03.11. | 19
03.11. | 20
03.11. | 21
03.11. | 22
03.11. | 23
03.11. | 24
04.11. | 1
04.11. | 2
04.11. | 3
04.11. | 4
04.11. | 5
04.11. | 6
04.11. | 7
04.11. | 8
04.11. | 9
04.11. | 10
04.11. | 11
04.11. | 12
04.11. | 13
04.11. | 14
04.11. | 15
04.11. | 16
04.11. | 17
04.11. | 18
04.11. | 19
04.11. | 20
04.11. | 21
04.11. | 22
04.11. | 23
04.11. | 24
05.11. | 1
05.11. | 2
05.11. | 3
05.11. | 4
05.11. | 5
05.11. | 6
05.11. | 7
05.11. | 8
05.11. | 9
05.11. | 10
05.11. | 11
05.11. | 12
05.11. | 13
05.11. | 14
05.11. | 15
05.11. | 16
05.11. | 17
05.11. | 18
05.11. | 19
05.11. | 20
05.11. | 21
05.11. | 22
05.11. | 23
05.11. | 24
06.11. | 1
06.11. | 2
06.11. | 3
06.11. | 4
06.11. | 5
06.11. | 6
06.11. | 7
06.11. | 8
06.11. | 9
06.11. | 10
06.11. | 11
06.11. | 12
06.11. | 13
06.11. | 14
06.11. | 15
06.11. | 16
06.11. | 17
06.11. | 18
06.11. | 19
06.11. | 20
06.11. | 21
06.11. | 22
06.11. | 23
06.11. | 24
07.11. | 1
07.11. | 2
07.11. | 3
07.11. | 4
07.11. | 5
07.11. | 6
07.11. | 7
07.11. | 8
07.11. | 9
07.11. | 10
07.11. | 11
07.11. | 12
07.11. | 13
07.11. | 14
07.11. | 15
07.11. | 16
07.11. | 17
07.11. | 18
07.11. | 19
07.11. | 20
07.11. | 21
07.11. | 22
07.11. | 23
07.11. | 24
08.11. | 1
08.11. | 2
08.11. | 3
08.11. | 4
08.11. | 5
08.11. | 6
08.11. | 7
08.11. | 8
08.11. | 9
08.11. | 10
08.11. | 11
08.11. | 12
08.11. | 13
08.11. | 14
08.11. | 15
08.11. | 16
08.11. | 17
08.11. | 18
08.11. | 19
08.11. | 20
08.11. | 21
08.11. | 22
08.11. | 23
08.11. | 24
09.11. | 1
09.11. | 2
09.11. | 3
09.11. | 4
09.11. | 5
09.11. | 6
09.11. | 7
09.11. | 8
09.11. | 9
09.11. | 10
09.11. | 11
09.11. | 12
09.11. | 13
09.11. | 14
09.11. | 15
09.11. | 16
09.11. | 17
09.11. | 18
09.11. | 19
09.11. | 20
09.11. | 21
09.11. | 22
09.11. | 23
09.11. | 24
10.11. | 1
10.11. | 2
10.11. | 3
10.11. | 4
10.11. | 5
10.11. | 6
10.11. | 7
10.11. | 8
10.11. | 9
10.11. | 10
10.11. | 11
10.11. | 12
10.11. | 13
10.11. | 14
10.11. | 15
10.11. | 16
10.11. | 17
10.11. | 18
10.11. | 19
10.11. | 20
10.11. | 21
10.11. | 22
10.11. | 23
10.11. | 24
11.11. | 1
11.11. | 2
11.11. | 3
11.11. | 4
11.11. | 5
11.11. | 6
11.11. | 7
11.11. | 8
11.11. | 9
11.11. | 10
11.11. | 11
11.11. | 12
11.11. | 13
11.11. | 14
11.11. | 15
11.11. | 16
11.11. | 17
11.11. | 18
11.11. | 19
11.11. | 20
11.11. | 21
11.11. | 22
11.11. | 23
11.11. | 24
12.11. | 1
12.11. | 2
12.11. | 3
12.11. | 4
12.11. | 5
12.11. | 6
12.11. | 7
12.11. | 8
12.11. | 9
12.11. | 10
12.11. | 11
12.11. | 12
12.11. | 13
12.11. | 14
12.11. | 15
12.11. | 16
12.11. | 17
12.11. | 18
12.11. | 19
12.11. | 20
12.11. | 21
12.11. | 22
12.11. | 23
12.11. | 24
13.11. | 1
13.11. | 2
13.11. | 3
13.11. | 4
13.11. | 5
13.11. | 6
13.11. | 7
13.11. | 8
13.11. | 9
13.11. | 10
13.11. | 11
13.11. | 12
13.11. | 13
13.11. | 14
13.11. | 15
13.11. | 16
13.11. | 17
13.11. | 18
13.11. | 19
13.11. | 20
13.11. | 21
13.11. | 22
13.11. | 23
13.11. | 24
14.11. | 1
14.11. | 2
14.11. | 3
14.11. | 4
14.11. | 5
14.11. | 6
14.11. | 7
14.11. | 8
14.11. | 9
14.11. | 10
14.11. | 11
14.11. | 12
14.11. | 13
14.11. | 14
14.11. | 15
14.11. | 16
14.11. | 17
14.11. | 18
14.11. | 19
14.11. | 20
14.11. | 21
14.11. | 22
14.11. | 23
14.11. | 24
15.11. | 1
15.11. | 2
15.11. | 3
15.11. | 4
15.11. | 5
15.11. | 6
15.11. | 7
15.11. | 8
15.11. | 9
15.11. | 10
15.11. | 11
15.11. | 12
15.11. | 13
15.11. | 14
15.11. | 15
15.11. | 16
15.11. | 17
15.11. | 18
15.11. | 19
15.11. | 20
15.11. | 21
15.11. | 22
15.11. | 23
15.11. | 24
16.11. | 1
16.11. | 2
16.11. | 3
16.11. | 4
16.11. | 5
16.11. | 6
16.11. | 7
16.11. | 8
16.11. | 9
16.11. | 10
16.11. | 11
16.11. | 12
16.11. | 13
16.11. | 14
16.11. | 15
16.11. | 16
16.11. | 17
16.11. | 18
16.11. | 19
16.11. | 20
16.11. | 21
16.11. | 22
16.11. | 23
16.11. | 24
17.11. | 1
17.11. | 2
17.11. | 3
17.11. | 4
17.11. | 5
17.11. | 6
17.11. | 7
17.11. | 8
17.11. | 9
17.11. | 10
17.11. | 11
17.11. | 12
17.11. | 13
17.11. | 14
17.11. | 15
17.11. | 16
17.11. | 17
17.11. | 18
17.11. | 19
17.11. | 20
17.11. | 21
17.11. | 22
17.11. | 23
17.11. | 24
18.11. | 1
18.11. | 2
18.11. | 3
18.11. | 4
18.11. | 5
18.11. | 6
18.11. | 7
18.11. | 8
18.11. | 9
18.11. | 10
18.11. | 11
18.11. | 12
18.11. | 13
18.11. | 14
18.11. | 15
18.11. | 16
18.11. | 17
18.11. | 18
18.11. | 19
18.11. | 20
18.11. | 21
18.11. | 22
18.11. | 23
18.11. | 24
19.11. | 1
19.11. | 2
19.11. | 3
19.11. | 4
19.11. | 5
19.11. | 6
19.11. | 7
19.11. | 8
19.11. | 9
19.11. | 10
19.11. | 11
19.11. | 12
19.11. | 13
19.11. | 14
19.11. | 15
19.11. | 16
19.11. | 17
19.11. | 18
19.11. | 19
19.11. | 20
19.11. | 21
19.11. | 22
19.11. | 23
19.11. | 24
20.11. | 1
20.11. | 2
20.11. | 3
20.11. | 4
20.11. | 5
20.11. | 6
20.11. | 7
20.11. | 8
20.11. | 9
20.11. | 10
20.11. | 11
20.11. | 12
20.11. | 13
20.11. | 14
20.11. | 15
20.11. | 16
20.11. | 17
20.11. | 18
20.11. | 19
20.11. | 20
20.11. | 21
20.11. | 22
20.11. | 23
20.11. | 24
21.11. | 1
21.11. | 2
21.11. | 3
21.11. | 4
21.11. | 5
21.11. | 6
21.11. | 7
21.11. | 8
21.11. | 9
21.11. | 10
21.11. | 11
21.11. | 12
21.11. | 13
21.11. | 14
21.11. | 15
21.11. | 16
21.11. | 17
21.11. | 18
21.11. | 19
21.11. | 20
21.11. | 21
21.11. | 22
21.11. | 23
21.11. | 24
22.11. | 1
22.11. | 2
22.11. | 3
22.11. | 4
22.11. | 5
22.11. | 6
22.11. | 7
22.11. | 8
22.11. | 9
22.11. | 10
22.11. | 11
22.11. | 12
22.11. | 13
22.11. | 14
22.11. | 15
22.11. | 16
22.11. | 17
22.11. | 18
22.11. | 19
22.11. | 20
22.11. | 21
22.11. | 22
22.11. | 23
22.11. | 24
23.11. | 1
23.11. | 2
23.11. | 3
23.11. | 4
23.11. | 5
23.11. | 6
23.11. | 7
23.11. | 8
23.11. | 9
23.11. | 10
23.11. | 11
23.11. | 12
23.11. | 13
23.11. | 14
23.11. | 15
23.11. | 16
23.11. | 17
23.11. | 18
23.11. | 19
23.11. | 20
23.11. | 21
23.11. | 22
23.11. | 23
23.11. | 24
24.11. | 1
24.11. | 2
24.11. | 3
24.11. | 4
24.11. | 5
24.11. | 6
24.11. | 7
24.11. | 8
24.11. | 9
24.11. | 10
24.11. | 11
24.11. | 12
24.11. | 13
24.11. | 14
24.11. | 15
24.11. | 16
24.11. | 17
24.11. | 18
24.11. | 19
24.11. | 20
24.11. | 21
24.11. | 22
24.11. | 23
24.11. | 24
25.11. | 1
25.11. | 2
25.11. | 3
25.11. | 4
25.11. | 5
25.11. | 6
25.11. | 7
25.11. | 8
25.11. | 9
25.11. | 10
25.11. | 11
25.11. | 12
25.11. | 13
25.11. | 14
25.11. | 15
25.11. | 16
25.11. | 17
25.11. | 18
25.11. | 19
25.11. | 20
25.11. | 21
25.11. | 22
25.11. | 23
25.11. | 24
26.11. | 1
26.11. | 2
26.11. | 3
26.11. | 4
26.11. | 5
26.11. | 6
26.11. | 7
26.11. | 8
26.11. | 9
26.11. | 10
26.11. | 11
26.11. | 12
26.11. | 13
26.11. | 14
26.11. | 15
26.11. | 16
26.11. | 17
26.11. | 18
26.11. | 19
26.11. | 20
26.11. | 21
26.11. | 22
26.11. | 23
26.11. | 24
27.11. | 1
27.11. | 2
27.11. | 3
27.11. | 4
27.11. | 5
27.11. | 6
27.11. | 7
27.11. | 8
27.11. | 9
27.11. | 10
27.11. | 11
27.11. | 12
27.11. | 13
27.11. | 14
27.11. | 15
27.11. | 16
27.11. | 17
27.11. | 18
27.11. | 19
27.11. | 20
27.11. | 21
27.11. | 22
27.11. | 23
27.11. | 24
28.11. | 1
28.11. | 2
28.11. | 3
28.11. | 4
28.11. | 5
28.11. | 6
28.11. | 7
28.11. | 8
28.11. | 9
28.11. | 10
28.11. | 11
28.11. | 12
28.11. | 13
28.11. | 14
28.11. | 15
28.11. | 16
28.11. | 17
28.11. | 18
28.11. | 19
28.11. | 20
28.11. | 21
28.11. | 22
28.11. | 23
28.11. | 24
29.11. | 1
29.11. | 2
29.11. | 3
29.11. | 4
29.11. | 5
29.11. | 6
29.11. | 7
29.11. | 8
29.11. | 9
29.11. | 10
29.11. | 11
29.11. | 12
29.11. | 13
29.11. | 14
29.11. | 15
29.11. | 16
29.11. | 17
29.11. | 18
29.11. | 19
29.11. | 20
29.11. | 21
29.11. | 22
29.11. | 23
29.11. | 24
30.11. | 1
30.11. | 2
30.11. | 3
30.11. | 4
30.11. | 5
30.11. | 6
30.11. | 7
30.11. | 8
30.11. | 9
30.11. | 10
30.11. | 11
30.11. | 12
30.11. | 13
30.11. | 14
30.11. | 15
30.11. | 16
30.11. | 17
30.11. | 18
30.11. | 19
30.11. | 20
30.11. | 21
30.11. | 22
30.11. | 23
30.11. | 24
01.12. | 1
01.12. | 2
01.12. | 3
01.12. | 4
01.12. | 5
01.12. | 6
01.12. | 7
01.12. | 8
01.12. | 9
01.12. | 10
01.12. | 11
01.12. | 12
01.12. | 13
01.12. | 14
01.12. | 15
01.12. | 16
01.12. | 17
01.12. | 18
01.12. | 19
01.12. | 20
01.12. | 21
01.12. | 22
01.12. | 23
01.12. | 24
02.12. | 1
02.12. | 2
02.12. | 3
02.12. | 4
02.12. | 5
02.12. | 6
02.12. | 7
02.12. | 8
02.12. | 9
02.12. | 10
02.12. | 11
02.12. | 12
02.12. | 13
02.12. | 14
02.12. | 15
02.12. | 16
02.12. | 17
02.12. | 18
02.12. | 19
02.12. | 20
02.12. | 21
02.12. | 22
02.12. | 23
02.12. | 24
03.12. | 1
03.12. | 2
03.12. | 3
03.12. | 4
03.12. | 5
03.12. | 6
03.12. | 7
03.12. | 8
03.12. | 9
03.12. | 10
03.12. | 11
03.12. | 12
03.12. | 13
03.12. | 14
03.12. | 15
03.12. | 16
03.12. | 17
03.12. | 18
03.12. | 19
03.12. | 20
03.12. | 21
03.12. | 22
03.12. | 23
03.12. | 24
04.12. | 1
04.12. | 2
04.12. | 3
04.12. | 4
04.12. | 5
04.12. | 6
04.12. | 7
04.12. | 8
04.12. | 9
04.12. | 10
04.12. | 11
04.12. | 12
04.12. | 13
04.12. | 14
04.12. | 15
04.12. | 16
04.12. | 17
04.12. | 18
04.12. | 19
04.12. | 20
04.12. | 21
04.12. | 22
04.12. | 23
04.12. | 24
05.12. | 1
05.12. | 2
05.12. | 3
05.12. | 4
05.12. | 5
05.12. | 6
05.12. | 7
05.12. | 8
05.12. | 9
05.12. | 10
05.12. | 11
05.12. | 12
05.12. | 13
05.12. | 14
05.12. | 15
05.12. | 16
05.12. | 17
05.12. | 18
05.12. | 19
05.12. | 20
05.12. | 21
05.12. | 22
05.12. | 23
05.12. | 24
06.12. | 1
06.12. | 2
06.12. | 3
06.12. | 4
06.12. | 5
06.12. | 6
06.12. | 7
06.12. | 8
06.12. | 9
06.12. | 10
06.12. | 11
06.12. | 12
06.12. | 13
06.12. | 14
06.12. | 15
06.12. | 16
06.12. | 17
06.12. | 18
06.12. | 19
06.12. | 20
06.12. | 21
06.12. | 22
06.12. | 23
06.12. | 24
07.12. | 1
07.12. | 2
07.12. | 3
07.12. | 4
07.12. | 5
07.12. | 6
07.12. | 7
07.12. | 8
07.12. | 9
07.12. | 10
07.12. | 11
07.12. | 12
07.12. | 13
07.12. | 14
07.12. | 15
07.12. | 16
07.12. | 17
07.12. | 18
07.12. | 19
07.12. | 20
07.12. | 21
07.12. | 22
07.12. | 23
07.12. | 24
08.12. | 1
08.12. | 2
08.12. | 3
08.12. | 4
08.12. | 5
08.12. | 6
08.12. | 7
08.12. | 8
08.12. | 9
08.12. | 10
08.12. | 11
08.12. | 12
08.12. | 13
08.12. | 14
08.12. | 15
08.12. | 16
08.12. | 17
08.12. | 18
08.12. | 19
08.12. | 20
08.12. | 21
08.12. | 22
08.12. | 23
08.12. | 24
09.12. | 1
09.12. | 2
09.12. | 3
09.12. | 4
09.12. | 5
09.12. | 6
09.12. | 7
09.12. | 8
09.12. | 9
09.12. | 10
09.12. | 11
09.12. | 12
09.12. | 13
09.12. | 14
09.12. | 15
09.12. | 16
09.12. | 17
09.12. | 18
09.12. | 19
09.12. | 20
09.12. | 21
09.12. | 22
09.12. | 23
09.12. | 24
10.12. | 1
10.12. | 2
10.12. | 3
10.12. | 4
10.12. | 5
10.12. | 6
10.12. | 7
10.12. | 8
10.12. | 9
10.12. | 10
10.12. | 11
10.12. | 12
10.12. | 13
10.12. | 14
10.12. | 15
10.12. | 16
10.12. | 17
10.12. | 18
10.12. | 19
10.12. | 20
10.12. | 21
10.12. | 22
10.12. | 23
10.12. | 24
11.12. | 1
11.12. | 2
11.12. | 3
11.12. | 4
11.12. | 5
11.12. | 6
11.12. | 7
11.12. | 8
11.12. | 9
11.12. | 10
11.12. | 11
11.12. | 12
11.12. | 13
11.12. | 14
11.12. | 15
11.12. | 16
11.12. | 17
11.12. | 18
11.12. | 19
11.12. | 20
11.12. | 21
11.12. | 22
11.12. | 23
11.12. | 24
12.12. | 1
12.12. | 2
12.12. | 3
12.12. | 4
12.12. | 5
12.12. | 6
12.12. | 7
12.12. | 8
12.12. | 9
12.12. | 10
12.12. | 11
12.12. | 12
12.12. | 13
12.12. | 14
12.12. | 15
12.12. | 16
12.12. | 17
12.12. | 18
12.12. | 19
12.12. | 20
12.12. | 21
12.12. | 22
12.12. | 23
12.12. | 24
13.12. | 1
13.12. | 2
13.12. | 3
13.12. | 4
13.12. | 5
13.12. | 6
13.12. | 7
13.12. | 8
13.12. | 9
13.12. | 10
13.12. | 11
13.12. | 12
13.12. | 13
13.12. | 14
13.12. | 15
13.12. | 16
13.12. | 17
13.12. | 18
13.12. | 19
13.12. | 20
13.12. | 21
13.12. | 22
13.12. | 23
13.12. | 24
14.12. | 1
14.12. | 2
14.12. | 3
14.12. | 4
14.12. | 5
14.12. | 6
14.12. | 7
14.12. | 8
14.12. | 9
14.12. | 10
14.12. | 11
14.12. | 12
14.12. | 13
14.12. | 14
14.12. | 15
14.12. | 16
14.12. | 17
14.12. | 18
14.12. | 19
14.12. | 20
14.12. | 21
14.12. | 22
14.12. | 23
14.12. | 24
15.12. | 1
15.12. | 2
15.12. | 3
15.12. | 4
15.12. | 5
15.12. | 6
15.12. | 7
15.12. | 8
15.12. | 9
15.12. | 10
15.12. | 11
15.12. | 12
15.12. | 13
15.12. | 14
15.12. | 15
15.12. | 16
15.12. | 17
15.12. | 18
15.12. | 19
15.12. | 20
15.12. | 21
15.12. | 22
15.12. | 23
15.12. | 24
16.12. | 1
16.12. | 2
16.12. | 3
16.12. | 4
16.12. | 5
16.12. | 6
16.12. | 7
16.12. | 8
16.12. | 9
16.12. | 10
16.12. | 11
16.12. | 12
16.12. | 13
16.12. | 14
16.12. | 15
16.12. | 16
16.12. | 17
16.12. | 18
16.12. | 19
16.12. | 20
16.12. | 21
16.12. | 22
16.12. | 23
16.12. | 24
17.12. | 1
17.12. | 2
17.12. | 3
17.12. | 4
17.12. | 5
17.12. | 6
17.12. | 7
17.12. | 8
17.12. | 9
17.12. | 10
17.12. | 11
17.12. | 12
17.12. | 13
17.12. | 14
17.12. | 15
17.12. | 16
17.12. | 17
17.12. | 18
17.12. | 19
17.12. | 20
17.12. | 21
17.12. | 22
17.12. | 23
17.12. | 24
18.12. | 1
18.12. | 2
18.12. | 3
18.12. | 4
18.12. | 5
18.12. | 6
18.12. | 7
18.12. | 8
18.12. | 9
18.12. | 10
18.12. | 11
18.12. | 12
18.12. | 13
18.12. | 14
18.12. | 15
18.12. | 16
18.12. | 17
18.12. | 18
18.12. | 19
18.12. | 20
18.12. | 21
18.12. | 22
18.12. | 23
18.12. | 24
19.12. | 1
19.12. | 2
19.12. | 3
19.12. | 4
19.12. | 5
19.12. | 6
19.12. | 7
19.12. | 8
19.12. | 9
19.12. | 10
19.12. | 11
19.12. | 12
19.12. | 13
19.12. | 14
19.12. | 15
19.12. | 16
19.12. | 17
19.12. | 18
19.12. | 19
19.12. | 20
19.12. | 21
19.12. | 22
19.12. | 23
19.12. | 24
20.12. | 1
20.12. | 2
20.12. | 3
20.12. | 4
20.12. | 5
20.12. | 6
20.12. | 7
20.12. | 8
20.12. | 9
20.12. | 10
20.12. | 11
20.12. | 12
20.12. | 13
20.12. | 14
20.12. | 15
20.12. | 16
20.12. | 17
20.12. | 18
20.12. | 19
20.12. | 20
20.12. | 21
20.12. | 22
20.12. | 23
20.12. | 24
21.12. | 1
21.12. | 2
21.12. | 3
21.12. | 4
21.12. | 5
21.12. | 6
21.12. | 7
21.12. | 8
21.12. | 9
21.12. | 10
21.12. | 11
21.12. | 12
21.12. | 13
21.12. | 14
21.12. | 15
21.12. | 16
21.12. | 17
21.12. | 18
21.12. | 19
21.12. | 20
21.12. | 21
21.12. | 22
21.12. | 23
21.12. | 24
22.12. | 1
22.12. | 2
22.12. | 3
22.12. | 4
22.12. | 5
22.12. | 6
22.12. | 7
22.12. | 8
22.12. | 9
22.12. | 10
22.12. | 11
22.12. | 12
22.12. | 13
22.12. | 14
22.12. | 15
22.12. | 16
22.12. | 17
22.12. | 18
22.12. | 19
22.12. | 20
22.12. | 21
22.12. | 22
22.12. | 23
22.12. | 24
23.12. | 1
23.12. | 2
23.12. | 3
23.12. | 4
23.12. | 5
23.12. | 6
23.12. | 7
23.12. | 8
23.12. | 9
23.12. | 10
23.12. | 11
23.12. | 12
23.12. | 13
23.12. | 14
23.12. | 15
23.12. | 16
23.12. | 17
23.12. | 18
23.12. | 19
23.12. | 20
23.12. | 21
23.12. | 22
23.12. | 23
23.12. | 24
24.12. | 1
24.12. | 2
24.12. | 3
24.12. | 4
24.12. | 5
24.12. | 6
24.12. | 7
24.12. | 8
24.12. | 9
24.12. | 10
24.12. | 11
24.12. | 12
24.12. | 13
24.12. | 14
24.12. | 15
24.12. | 16
24.12. | 17
24.12. | 18
24.12. | 19
24.12. | 20
24.12. | 21
24.12. | 22
24.12. | 23
24.12. | 24
25.12. | 1
25.12. | 2
25.12. | 3
25.12. | 4
25.12. | 5
25.12. | 6
25.12. | 7
25.12. | 8
25.12. | 9
25.12. | 10
25.12. | 11
25.12. | 12
25.12. | 13
25.12. | 14
25.12. | 15
25.12. | 16
25.12. | 17
25.12. | 18
25.12. | 19
25.12. | 20
25.12. | 21
25.12. | 22
25.12. | 23
25.12. | 24
26.12. | 1
26.12. | 2
26.12. | 3
26.12. | 4
26.12. | 5
26.12. | 6
26.12. | 7
26.12. | 8
26.12. | 9
26.12. | 10
26.12. | 11
26.12. | 12
26.12. | 13
26.12. | 14
26.12. | 15
26.12. | 16
26.12. | 17
26.12. | 18
26.12. | 19
26.12. | 20
26.12. | 21
26.12. | 22
26.12. | 23
26.12. | 24
27.12. | 1
27.12. | 2
27.12. | 3
27.12. | 4
27.12. | 5
27.12. | 6
27.12. | 7
27.12. | 8
27.12. | 9
27.12. | 10
27.12. | 11
27.12. | 12
27.12. | 13
27.12. | 14
27.12. | 15
27.12. | 16
27.12. | 17
27.12. | 18
27.12. | 19
27.12. | 20
27.12. | 21
27.12. | 22
27.12. | 23
27.12. | 24
28.12. | 1
28.12. | 2
28.12. | 3
28.12. | 4
28.12. | 5
28.12. | 6
28.12. | 7
28.12. | 8
28.12. | 9
28.12. | 10
28.12. | 11
28.12. | 12
28.12. | 13
28.12. | 14
28.12. | 15
28.12. | 16
28.12. | 17
28.12. | 18
28.12. | 19
28.12. | 20
28.12. | 21
28.12. | 22
28.12. | 23
28.12. | 24
29.12. | 1
29.12. | 2
29.12. | 3
29.12. | 4
29.12. | 5
29.12. | 6
29.12. | 7
29.12. | 8
29.12. | 9
29.12. | 10
29.12. | 11
29.12. | 12
29.12. | 13
29.12. | 14
29.12. | 15
29.12. | 16
29.12. | 17
29.12. | 18
29.12. | 19
29.12. | 20
29.12. | 21
29.12. | 22
29.12. | 23
29.12. | 24
30.12. | 1
30.12. | 2
30.12. | 3
30.12. | 4
30.12. | 5
30.12. | 6
30.12. | 7
30.12. | 8
30.12. | 9
30.12. | 10
30.12. | 11
30.12. | 12
30.12. | 13
30.12. | 14
30.12. | 15
30.12. | 16
30.12. | 17
30.12. | 18
30.12. | 19
30.12. | 20
30.12. | 21
30.12. | 22
30.12. | 23
30.12. | 24
31.12. | 1
31.12. | 2
31.12. | 3
31.12. | 4
31.12. | 5
31.12. | 6
31.12. | 7
31.12. | 8
31.12. | 9
31.12. | 10
31.12. | 11
31.12. | 12
31.12. | 13
31.12. | 14
31.12. | 15
31.12. | 16
31.12. | 17
31.12. | 18
31.12. | 19
31.12. | 20
31.12. | 21
31.12. | 22
31.12. | 23
31.12. | 24

## Reserves
ENTSO-E Market Modelling Database: Reserves
Country:
Market Node: | EE00
Year:
Climate year
Scenario
Frequency Containment Reserves (FCR)
Total Market Node Requirement | [MW] | 0
FCR that need to be made available by thermal unit commitment (already net with generating capacities on Thermal sheet, not causing additional commitment on Thermal units apart from what highlighted in the unit-by-unit Thermal sheet) | [MW]
Provided by HYDRO - Reserve that should be procured by further constraining the 'Maximum generation' of either Reservoir either Pumped Storage | [MW] | 0
Reserve available from Demand (reduction of demand possible thanks to specific contract to cope with system imbalances; while DSR would work on the DA & ID,here it should be considered only interruptible contract activated to contain system frequency) | [MW] | 0
FCR that need to be made available by thermal unit commitment additional to the FCR allocations highlighted in the unit-by-unit Thermal sheet (this will be allocated additionally on Thermal units as provided FCR) | [MW] | 0
Frequency Restoration Reserves (FRR) - includind both automatic (aFRR) and manual (mFRR)
Total Market Node Requirement | [MW] | 209
FRR that will be procured by thermal (unit commitment of thermal units able to provide FRR take IN REAL LIFE into account this requirements) | [MW] | 209
Provided by HYDRO - Reserve that should be procured by further constraining the 'Maximum generation' of either Reservoir either Pumped Storage | [MW] | 0
Simplified modelling assumptions (to account reserve requirements on e.g. day ahead market as currently done for MAF)
Additional load (should be <= FCR + FRR needed from thermal) | [MW]
Provided by HYDRO - Reserve that should be procured by further constraining the 'Maximum generation' of Reservoir units | [MW]
Provided by HYDRO - Reserve that should be procured by further constraining the 'Maximum generation' of Pumped Storage Open Loop units | [MW]
Provided by HYDRO - Reserve that should be procured by further constraining the 'Maximum generation' of Pumped Storage Closed Loop units | [MW]

## DSR
ENTSO-E Market Modelling Database: DSR
Country:
Market Node: | EE00
Year:
Climate year
Scenario
| Demand Side Response | Price Band 1 | Price Band 2 | Price Band 3 | Price Band 4 | Price Band 5 | Price Band 6 | Price Band 7 | Price Band 8 | Price Band 9 | Price Band 10 | Price Band 11
| Capacity | 260
| Units | 1
| Hours | 6
| Price | 2000
| Climate year start | 2035
Climate year end
Date | Hour | Available Demand Response (MW) | Available Demand Response (MW) | Available Demand Response (MW) | Available Demand Response (MW) | Available Demand Response (MW) | Available Demand Response (MW) | Available Demand Response (MW) | Available Demand Response (MW) | Available Demand Response (MW) | Available Demand Response (MW) | N.B. use convention first January always Monday (2007 calendar year) --> see guidelines for further details
01.01. | 1 | 130
01.01. | 2 | 130
01.01. | 3 | 130
01.01. | 4 | 130
01.01. | 5 | 130
01.01. | 6 | 130
01.01. | 7 | 173.16
01.01. | 8 | 173.16
01.01. | 9 | 173.16
01.01. | 10 | 173.16
01.01. | 11 | 173.16
01.01. | 12 | 173.16
01.01. | 13 | 173.16
01.01. | 14 | 173.16
01.01. | 15 | 173.16
01.01. | 16 | 216.58
01.01. | 17 | 216.58
01.01. | 18 | 216.58
01.01. | 19 | 173.16
01.01. | 20 | 173.16
01.01. | 21 | 173.16
01.01. | 22 | 173.16
01.01. | 23 | 130
01.01. | 24 | 130
02.01. | 1 | 173.16
02.01. | 2 | 173.16
02.01. | 3 | 173.16
02.01. | 4 | 173.16
02.01. | 5 | 173.16
02.01. | 6 | 216.58
02.01. | 7 | 216.58
02.01. | 8 | 260
02.01. | 9 | 260
02.01. | 10 | 260
02.01. | 11 | 260
02.01. | 12 | 260
02.01. | 13 | 260
02.01. | 14 | 260
02.01. | 15 | 260
02.01. | 16 | 260
02.01. | 17 | 260
02.01. | 18 | 260
02.01. | 19 | 260
02.01. | 20 | 216.58
02.01. | 21 | 216.58
02.01. | 22 | 216.58
02.01. | 23 | 173.16
02.01. | 24 | 173.16
03.01. | 1 | 173.16
03.01. | 2 | 173.16
03.01. | 3 | 173.16
03.01. | 4 | 173.16
03.01. | 5 | 173.16
03.01. | 6 | 216.58
03.01. | 7 | 216.58
03.01. | 8 | 260
03.01. | 9 | 260
03.01. | 10 | 260
03.01. | 11 | 260
03.01. | 12 | 260
03.01. | 13 | 260
03.01. | 14 | 260
03.01. | 15 | 260
03.01. | 16 | 260
03.01. | 17 | 260
03.01. | 18 | 260
03.01. | 19 | 260
03.01. | 20 | 216.58
03.01. | 21 | 216.58
03.01. | 22 | 216.58
03.01. | 23 | 173.16
03.01. | 24 | 173.16
04.01. | 1 | 173.16
04.01. | 2 | 173.16
04.01. | 3 | 173.16
04.01. | 4 | 173.16
04.01. | 5 | 173.16
04.01. | 6 | 173.16
04.01. | 7 | 216.58
04.01. | 8 | 216.58
04.01. | 9 | 260
04.01. | 10 | 260
04.01. | 11 | 260
04.01. | 12 | 216.58
04.01. | 13 | 260
04.01. | 14 | 260
04.01. | 15 | 260
04.01. | 16 | 260
04.01. | 17 | 260
04.01. | 18 | 260
04.01. | 19 | 216.58
04.01. | 20 | 216.58
04.01. | 21 | 216.58
04.01. | 22 | 216.58
04.01. | 23 | 173.16
04.01. | 24 | 173.16
05.01. | 1 | 173.16
05.01. | 2 | 173.16
05.01. | 3 | 173.16
05.01. | 4 | 173.16
05.01. | 5 | 173.16
05.01. | 6 | 173.16
05.01. | 7 | 216.58
05.01. | 8 | 260
05.01. | 9 | 260
05.01. | 10 | 260
05.01. | 11 | 260
05.01. | 12 | 260
05.01. | 13 | 260
05.01. | 14 | 260
05.01. | 15 | 260
05.01. | 16 | 260
05.01. | 17 | 260
05.01. | 18 | 260
05.01. | 19 | 216.58
05.01. | 20 | 216.58
05.01. | 21 | 216.58
05.01. | 22 | 216.58
05.01. | 23 | 173.16
05.01. | 24 | 173.16
06.01. | 1 | 173.16
06.01. | 2 | 173.16
06.01. | 3 | 173.16
06.01. | 4 | 173.16
06.01. | 5 | 173.16
06.01. | 6 | 173.16
06.01. | 7 | 173.16
06.01. | 8 | 173.16
06.01. | 9 | 173.16
06.01. | 10 | 216.58
06.01. | 11 | 216.58
06.01. | 12 | 216.58
06.01. | 13 | 216.58
06.01. | 14 | 216.58
06.01. | 15 | 216.58
06.01. | 16 | 216.58
06.01. | 17 | 216.58
06.01. | 18 | 216.58
06.01. | 19 | 216.58
06.01. | 20 | 216.58
06.01. | 21 | 216.58
06.01. | 22 | 173.16
06.01. | 23 | 173.16
06.01. | 24 | 173.16
07.01. | 1 | 173.16
07.01. | 2 | 173.16
07.01. | 3 | 130
07.01. | 4 | 130
07.01. | 5 | 173.16
07.01. | 6 | 173.16
07.01. | 7 | 173.16
07.01. | 8 | 173.16
07.01. | 9 | 173.16
07.01. | 10 | 173.16
07.01. | 11 | 173.16
07.01. | 12 | 216.58
07.01. | 13 | 216.58
07.01. | 14 | 216.58
07.01. | 15 | 216.58
07.01. | 16 | 216.58
07.01. | 17 | 216.58
07.01. | 18 | 216.58
07.01. | 19 | 216.58
07.01. | 20 | 216.58
07.01. | 21 | 216.58
07.01. | 22 | 173.16
07.01. | 23 | 173.16
07.01. | 24 | 173.16
08.01. | 1 | 173.16
08.01. | 2 | 173.16
08.01. | 3 | 173.16
08.01. | 4 | 173.16
08.01. | 5 | 173.16
08.01. | 6 | 173.16
08.01. | 7 | 216.58
08.01. | 8 | 216.58
08.01. | 9 | 260
08.01. | 10 | 260
08.01. | 11 | 260
08.01. | 12 | 216.58
08.01. | 13 | 260
08.01. | 14 | 216.58
08.01. | 15 | 216.58
08.01. | 16 | 260
08.01. | 17 | 260
08.01. | 18 | 260
08.01. | 19 | 216.58
08.01. | 20 | 216.58
08.01. | 21 | 216.58
08.01. | 22 | 216.58
08.01. | 23 | 173.16
08.01. | 24 | 173.16
09.01. | 1 | 173.16
09.01. | 2 | 173.16
09.01. | 3 | 173.16
09.01. | 4 | 173.16
09.01. | 5 | 173.16
09.01. | 6 | 173.16
09.01. | 7 | 216.58
09.01. | 8 | 216.58
09.01. | 9 | 216.58
09.01. | 10 | 260
09.01. | 11 | 216.58
09.01. | 12 | 216.58
09.01. | 13 | 216.58
09.01. | 14 | 216.58
09.01. | 15 | 216.58
09.01. | 16 | 260
09.01. | 17 | 260
09.01. | 18 | 260
09.01. | 19 | 216.58
09.01. | 20 | 216.58
09.01. | 21 | 216.58
09.01. | 22 | 216.58
09.01. | 23 | 173.16
09.01. | 24 | 173.16
10.01. | 1 | 173.16
10.01. | 2 | 173.16
10.01. | 3 | 173.16
10.01. | 4 | 173.16
10.01. | 5 | 173.16
10.01. | 6 | 173.16
10.01. | 7 | 216.58
10.01. | 8 | 216.58
10.01. | 9 | 260
10.01. | 10 | 260
10.01. | 11 | 260
10.01. | 12 | 216.58
10.01. | 13 | 260
10.01. | 14 | 260
10.01. | 15 | 260
10.01. | 16 | 260
10.01. | 17 | 260
10.01. | 18 | 260
10.01. | 19 | 216.58
10.01. | 20 | 216.58
10.01. | 21 | 216.58
10.01. | 22 | 216.58
10.01. | 23 | 173.16
10.01. | 24 | 173.16
11.01. | 1 | 173.16
11.01. | 2 | 173.16
11.01. | 3 | 173.16
11.01. | 4 | 173.16
11.01. | 5 | 173.16
11.01. | 6 | 173.16
11.01. | 7 | 216.58
11.01. | 8 | 216.58
11.01. | 9 | 260
11.01. | 10 | 260
11.01. | 11 | 260
11.01. | 12 | 216.58
11.01. | 13 | 260
11.01. | 14 | 216.58
11.01. | 15 | 260
11.01. | 16 | 260
11.01. | 17 | 260
11.01. | 18 | 260
11.01. | 19 | 216.58
11.01. | 20 | 216.58
11.01. | 21 | 216.58
11.01. | 22 | 216.58
11.01. | 23 | 173.16
11.01. | 24 | 173.16
12.01. | 1 | 173.16
12.01. | 2 | 173.16
12.01. | 3 | 173.16
12.01. | 4 | 173.16
12.01. | 5 | 173.16
12.01. | 6 | 173.16
12.01. | 7 | 216.58
12.01. | 8 | 216.58
12.01. | 9 | 260
12.01. | 10 | 260
12.01. | 11 | 260
12.01. | 12 | 216.58
12.01. | 13 | 260
12.01. | 14 | 216.58
12.01. | 15 | 260
12.01. | 16 | 260
12.01. | 17 | 260
12.01. | 18 | 260
12.01. | 19 | 216.58
12.01. | 20 | 216.58
12.01. | 21 | 216.58
12.01. | 22 | 216.58
12.01. | 23 | 173.16
12.01. | 24 | 173.16
13.01. | 1 | 173.16
13.01. | 2 | 130
13.01. | 3 | 130
13.01. | 4 | 130
13.01. | 5 | 130
13.01. | 6 | 173.16
13.01. | 7 | 173.16
13.01. | 8 | 173.16
13.01. | 9 | 173.16
13.01. | 10 | 173.16
13.01. | 11 | 216.58
13.01. | 12 | 216.58
13.01. | 13 | 216.58
13.01. | 14 | 216.58
13.01. | 15 | 216.58
13.01. | 16 | 216.58
13.01. | 17 | 216.58
13.01. | 18 | 216.58
13.01. | 19 | 216.58
13.01. | 20 | 216.58
13.01. | 21 | 173.16
13.01. | 22 | 173.16
13.01. | 23 | 173.16
13.01. | 24 | 173.16
14.01. | 1 | 173.16
14.01. | 2 | 130
14.01. | 3 | 130
14.01. | 4 | 130
14.01. | 5 | 130
14.01. | 6 | 130
14.01. | 7 | 173.16
14.01. | 8 | 173.16
14.01. | 9 | 173.16
14.01. | 10 | 173.16
14.01. | 11 | 173.16
14.01. | 12 | 173.16
14.01. | 13 | 173.16
14.01. | 14 | 173.16
14.01. | 15 | 173.16
14.01. | 16 | 216.58
14.01. | 17 | 216.58
14.01. | 18 | 216.58
14.01. | 19 | 216.58
14.01. | 20 | 216.58
14.01. | 21 | 173.16
14.01. | 22 | 173.16
14.01. | 23 | 173.16
14.01. | 24 | 173.16
15.01. | 1 | 173.16
15.01. | 2 | 130
15.01. | 3 | 130
15.01. | 4 | 130
15.01. | 5 | 173.16
15.01. | 6 | 173.16
15.01. | 7 | 216.58
15.01. | 8 | 216.58
15.01. | 9 | 216.58
15.01. | 10 | 216.58
15.01. | 11 | 216.58
15.01. | 12 | 216.58
15.01. | 13 | 216.58
15.01. | 14 | 216.58
15.01. | 15 | 216.58
15.01. | 16 | 260
15.01. | 17 | 260
15.01. | 18 | 216.58
15.01. | 19 | 216.58
15.01. | 20 | 216.58
15.01. | 21 | 216.58
15.01. | 22 | 173.16
15.01. | 23 | 173.16
15.01. | 24 | 173.16
16.01. | 1 | 173.16
16.01. | 2 | 173.16
16.01. | 3 | 173.16
16.01. | 4 | 173.16
16.01. | 5 | 173.16
16.01. | 6 | 173.16
16.01. | 7 | 216.58
16.01. | 8 | 216.58
16.01. | 9 | 216.58
16.01. | 10 | 216.58
16.01. | 11 | 216.58
16.01. | 12 | 216.58
16.01. | 13 | 216.58
16.01. | 14 | 216.58
16.01. | 15 | 216.58
16.01. | 16 | 260
16.01. | 17 | 260
16.01. | 18 | 216.58
16.01. | 19 | 216.58
16.01. | 20 | 216.58
16.01. | 21 | 216.58
16.01. | 22 | 216.58
16.01. | 23 | 173.16
16.01. | 24 | 173.16
17.01. | 1 | 173.16
17.01. | 2 | 173.16
17.01. | 3 | 173.16
17.01. | 4 | 173.16
17.01. | 5 | 173.16
17.01. | 6 | 173.16
17.01. | 7 | 216.58
17.01. | 8 | 216.58
17.01. | 9 | 216.58
17.01. | 10 | 216.58
17.01. | 11 | 216.58
17.01. | 12 | 216.58
17.01. | 13 | 216.58
17.01. | 14 | 216.58
17.01. | 15 | 216.58
17.01. | 16 | 260
17.01. | 17 | 260
17.01. | 18 | 216.58
17.01. | 19 | 216.58
17.01. | 20 | 216.58
17.01. | 21 | 216.58
17.01. | 22 | 216.58
17.01. | 23 | 173.16
17.01. | 24 | 173.16
18.01. | 1 | 173.16
18.01. | 2 | 173.16
18.01. | 3 | 173.16
18.01. | 4 | 173.16
18.01. | 5 | 173.16
18.01. | 6 | 173.16
18.01. | 7 | 216.58
18.01. | 8 | 216.58
18.01. | 9 | 216.58
18.01. | 10 | 216.58
18.01. | 11 | 216.58
18.01. | 12 | 216.58
18.01. | 13 | 216.58
18.01. | 14 | 216.58
18.01. | 15 | 216.58
18.01. | 16 | 260
18.01. | 17 | 260
18.01. | 18 | 260
18.01. | 19 | 216.58
18.01. | 20 | 216.58
18.01. | 21 | 216.58
18.01. | 22 | 216.58
18.01. | 23 | 173.16
18.01. | 24 | 173.16
19.01. | 1 | 173.16
19.01. | 2 | 173.16
19.01. | 3 | 173.16
19.01. | 4 | 173.16
19.01. | 5 | 173.16
19.01. | 6 | 173.16
19.01. | 7 | 216.58
19.01. | 8 | 260
19.01. | 9 | 260
19.01. | 10 | 260
19.01. | 11 | 260
19.01. | 12 | 260
19.01. | 13 | 260
19.01. | 14 | 260
19.01. | 15 | 260
19.01. | 16 | 260
19.01. | 17 | 260
19.01. | 18 | 260
19.01. | 19 | 216.58
19.01. | 20 | 216.58
19.01. | 21 | 216.58
19.01. | 22 | 216.58
19.01. | 23 | 173.16
19.01. | 24 | 173.16
20.01. | 1 | 173.16
20.01. | 2 | 173.16
20.01. | 3 | 173.16
20.01. | 4 | 173.16
20.01. | 5 | 173.16
20.01. | 6 | 173.16
20.01. | 7 | 173.16
20.01. | 8 | 173.16
20.01. | 9 | 173.16
20.01. | 10 | 216.58
20.01. | 11 | 216.58
20.01. | 12 | 216.58
20.01. | 13 | 216.58
20.01. | 14 | 216.58
20.01. | 15 | 216.58
20.01. | 16 | 216.58
20.01. | 17 | 216.58
20.01. | 18 | 216.58
20.01. | 19 | 216.58
20.01. | 20 | 216.58
20.01. | 21 | 216.58
20.01. | 22 | 173.16
20.01. | 23 | 173.16
20.01. | 24 | 173.16
21.01. | 1 | 173.16
21.01. | 2 | 173.16
21.01. | 3 | 130
21.01. | 4 | 130
21.01. | 5 | 130
21.01. | 6 | 173.16
21.01. | 7 | 173.16
21.01. | 8 | 173.16
21.01. | 9 | 173.16
21.01. | 10 | 173.16
21.01. | 11 | 173.16
21.01. | 12 | 173.16
21.01. | 13 | 173.16
21.01. | 14 | 173.16
21.01. | 15 | 216.58
21.01. | 16 | 216.58
21.01. | 17 | 216.58
21.01. | 18 | 216.58
21.01. | 19 | 216.58
21.01. | 20 | 216.58
21.01. | 21 | 216.58
21.01. | 22 | 173.16
21.01. | 23 | 173.16
21.01. | 24 | 173.16
22.01. | 1 | 173.16
22.01. | 2 | 173.16
22.01. | 3 | 173.16
22.01. | 4 | 173.16
22.01. | 5 | 173.16
22.01. | 6 | 173.16
22.01. | 7 | 216.58
22.01. | 8 | 260
22.01. | 9 | 260
22.01. | 10 | 260
22.01. | 11 | 260
22.01. | 12 | 216.58
22.01. | 13 | 260
22.01. | 14 | 260
22.01. | 15 | 260
22.01. | 16 | 260
22.01. | 17 | 260
22.01. | 18 | 260
22.01. | 19 | 216.58
22.01. | 20 | 216.58
22.01. | 21 | 216.58
22.01. | 22 | 216.58
22.01. | 23 | 173.16
22.01. | 24 | 173.16
23.01. | 1 | 173.16
23.01. | 2 | 173.16
23.01. | 3 | 173.16
23.01. | 4 | 173.16
23.01. | 5 | 173.16
23.01. | 6 | 173.16
23.01. | 7 | 216.58
23.01. | 8 | 260
23.01. | 9 | 260
23.01. | 10 | 260
23.01. | 11 | 260
23.01. | 12 | 260
23.01. | 13 | 260
23.01. | 14 | 260
23.01. | 15 | 260
23.01. | 16 | 260
23.01. | 17 | 260
23.01. | 18 | 260
23.01. | 19 | 260
23.01. | 20 | 216.58
23.01. | 21 | 216.58
23.01. | 22 | 216.58
23.01. | 23 | 173.16
23.01. | 24 | 173.16
24.01. | 1 | 173.16
24.01. | 2 | 173.16
24.01. | 3 | 173.16
24.01. | 4 | 173.16
24.01. | 5 | 173.16
24.01. | 6 | 216.58
24.01. | 7 | 216.58
24.01. | 8 | 260
24.01. | 9 | 260
24.01. | 10 | 260
24.01. | 11 | 260
24.01. | 12 | 260
24.01. | 13 | 260
24.01. | 14 | 260
24.01. | 15 | 260
24.01. | 16 | 260
24.01. | 17 | 260
24.01. | 18 | 260
24.01. | 19 | 260
24.01. | 20 | 216.58
24.01. | 21 | 216.58
24.01. | 22 | 216.58
24.01. | 23 | 173.16
24.01. | 24 | 173.16
25.01. | 1 | 173.16
25.01. | 2 | 173.16
25.01. | 3 | 173.16
25.01. | 4 | 173.16
25.01. | 5 | 173.16
25.01. | 6 | 173.16
25.01. | 7 | 216.58
25.01. | 8 | 260
25.01. | 9 | 260
25.01. | 10 | 260
25.01. | 11 | 260
25.01. | 12 | 260
25.01. | 13 | 260
25.01. | 14 | 260
25.01. | 15 | 260
25.01. | 16 | 260
25.01. | 17 | 260
25.01. | 18 | 260
25.01. | 19 | 216.58
25.01. | 20 | 216.58
25.01. | 21 | 216.58
25.01. | 22 | 216.58
25.01. | 23 | 173.16
25.01. | 24 | 173.16
26.01. | 1 | 173.16
26.01. | 2 | 173.16
26.01. | 3 | 173.16
26.01. | 4 | 173.16
26.01. | 5 | 173.16
26.01. | 6 | 216.58
26.01. | 7 | 216.58
26.01. | 8 | 260
26.01. | 9 | 260
26.01. | 10 | 260
26.01. | 11 | 260
26.01. | 12 | 260
26.01. | 13 | 260
26.01. | 14 | 260
26.01. | 15 | 260
26.01. | 16 | 260
26.01. | 17 | 260
26.01. | 18 | 260
26.01. | 19 | 260
26.01. | 20 | 216.58
26.01. | 21 | 216.58
26.01. | 22 | 216.58
26.01. | 23 | 173.16
26.01. | 24 | 173.16
27.01. | 1 | 173.16
27.01. | 2 | 173.16
27.01. | 3 | 173.16
27.01. | 4 | 173.16
27.01. | 5 | 173.16
27.01. | 6 | 173.16
27.01. | 7 | 173.16
27.01. | 8 | 173.16
27.01. | 9 | 216.58
27.01. | 10 | 216.58
27.01. | 11 | 216.58
27.01. | 12 | 216.58
27.01. | 13 | 216.58
27.01. | 14 | 216.58
27.01. | 15 | 216.58
27.01. | 16 | 216.58
27.01. | 17 | 216.58
27.01. | 18 | 216.58
27.01. | 19 | 216.58
27.01. | 20 | 216.58
27.01. | 21 | 216.58
27.01. | 22 | 173.16
27.01. | 23 | 173.16
27.01. | 24 | 173.16
28.01. | 1 | 173.16
28.01. | 2 | 173.16
28.01. | 3 | 173.16
28.01. | 4 | 173.16
28.01. | 5 | 173.16
28.01. | 6 | 173.16
28.01. | 7 | 173.16
28.01. | 8 | 173.16
28.01. | 9 | 173.16
28.01. | 10 | 173.16
28.01. | 11 | 216.58
28.01. | 12 | 216.58
28.01. | 13 | 216.58
28.01. | 14 | 216.58
28.01. | 15 | 216.58
28.01. | 16 | 216.58
28.01. | 17 | 216.58
28.01. | 18 | 216.58
28.01. | 19 | 216.58
28.01. | 20 | 216.58
28.01. | 21 | 216.58
28.01. | 22 | 173.16
28.01. | 23 | 173.16
28.01. | 24 | 173.16
29.01. | 1 | 173.16
29.01. | 2 | 173.16
29.01. | 3 | 173.16
29.01. | 4 | 173.16
29.01. | 5 | 173.16
29.01. | 6 | 173.16
29.01. | 7 | 216.58
29.01. | 8 | 260
29.01. | 9 | 260
29.01. | 10 | 260
29.01. | 11 | 260
29.01. | 12 | 260
29.01. | 13 | 260
29.01. | 14 | 260
29.01. | 15 | 260
29.01. | 16 | 260
29.01. | 17 | 260
29.01. | 18 | 260
29.01. | 19 | 260
29.01. | 20 | 216.58
29.01. | 21 | 216.58
29.01. | 22 | 216.58
29.01. | 23 | 173.16
29.01. | 24 | 173.16
30.01. | 1 | 173.16
30.01. | 2 | 173.16
30.01. | 3 | 173.16
30.01. | 4 | 173.16
30.01. | 5 | 173.16
30.01. | 6 | 216.58
30.01. | 7 | 216.58
30.01. | 8 | 260
30.01. | 9 | 260
30.01. | 10 | 260
30.01. | 11 | 260
30.01. | 12 | 260
30.01. | 13 | 260
30.01. | 14 | 260
30.01. | 15 | 260
30.01. | 16 | 260
30.01. | 17 | 260
30.01. | 18 | 260
30.01. | 19 | 260
30.01. | 20 | 216.58
30.01. | 21 | 216.58
30.01. | 22 | 216.58
30.01. | 23 | 173.16
30.01. | 24 | 173.16
31.01. | 1 | 173.16
31.01. | 2 | 173.16
31.01. | 3 | 173.16
31.01. | 4 | 173.16
31.01. | 5 | 173.16
31.01. | 6 | 216.58
31.01. | 7 | 216.58
31.01. | 8 | 260
31.01. | 9 | 260
31.01. | 10 | 260
31.01. | 11 | 260
31.01. | 12 | 260
31.01. | 13 | 260
31.01. | 14 | 260
31.01. | 15 | 260
31.01. | 16 | 260
31.01. | 17 | 260
31.01. | 18 | 260
31.01. | 19 | 260
31.01. | 20 | 216.58
31.01. | 21 | 216.58
31.01. | 22 | 216.58
31.01. | 23 | 173.16
31.01. | 24 | 173.16
01.02. | 1 | 173.16
01.02. | 2 | 173.16
01.02. | 3 | 173.16
01.02. | 4 | 173.16
01.02. | 5 | 173.16
01.02. | 6 | 216.58
01.02. | 7 | 216.58
01.02. | 8 | 260
01.02. | 9 | 260
01.02. | 10 | 260
01.02. | 11 | 260
01.02. | 12 | 260
01.02. | 13 | 260
01.02. | 14 | 260
01.02. | 15 | 260
01.02. | 16 | 260
01.02. | 17 | 260
01.02. | 18 | 260
01.02. | 19 | 260
01.02. | 20 | 216.58
01.02. | 21 | 216.58
01.02. | 22 | 216.58
01.02. | 23 | 173.16
01.02. | 24 | 173.16
02.02. | 1 | 173.16
02.02. | 2 | 173.16
02.02. | 3 | 173.16
02.02. | 4 | 173.16
02.02. | 5 | 173.16
02.02. | 6 | 216.58
02.02. | 7 | 216.58
02.02. | 8 | 260
02.02. | 9 | 260
02.02. | 10 | 260
02.02. | 11 | 260
02.02. | 12 | 260
02.02. | 13 | 260
02.02. | 14 | 260
02.02. | 15 | 260
02.02. | 16 | 260
02.02. | 17 | 260
02.02. | 18 | 260
02.02. | 19 | 260
02.02. | 20 | 216.58
02.02. | 21 | 216.58
02.02. | 22 | 216.58
02.02. | 23 | 173.16
02.02. | 24 | 173.16
03.02. | 1 | 173.16
03.02. | 2 | 173.16
03.02. | 3 | 173.16
03.02. | 4 | 173.16
03.02. | 5 | 173.16
03.02. | 6 | 173.16
03.02. | 7 | 173.16
03.02. | 8 | 173.16
03.02. | 9 | 216.58
03.02. | 10 | 216.58
03.02. | 11 | 216.58
03.02. | 12 | 216.58
03.02. | 13 | 216.58
03.02. | 14 | 216.58
03.02. | 15 | 216.58
03.02. | 16 | 216.58
03.02. | 17 | 216.58
03.02. | 18 | 216.58
03.02. | 19 | 216.58
03.02. | 20 | 216.58
03.02. | 21 | 216.58
03.02. | 22 | 173.16
03.02. | 23 | 173.16
03.02. | 24 | 173.16
04.02. | 1 | 173.16
04.02. | 2 | 130
04.02. | 3 | 130
04.02. | 4 | 130
04.02. | 5 | 130
04.02. | 6 | 173.16
04.02. | 7 | 173.16
04.02. | 8 | 173.16
04.02. | 9 | 173.16
04.02. | 10 | 173.16
04.02. | 11 | 216.58
04.02. | 12 | 173.16
04.02. | 13 | 173.16
04.02. | 14 | 173.16
04.02. | 15 | 173.16
04.02. | 16 | 216.58
04.02. | 17 | 216.58
04.02. | 18 | 216.58
04.02. | 19 | 216.58
04.02. | 20 | 216.58
04.02. | 21 | 216.58
04.02. | 22 | 173.16
04.02. | 23 | 173.16
04.02. | 24 | 173.16
05.02. | 1 | 173.16
05.02. | 2 | 173.16
05.02. | 3 | 173.16
05.02. | 4 | 173.16
05.02. | 5 | 173.16
05.02. | 6 | 173.16
05.02. | 7 | 216.58
05.02. | 8 | 260
05.02. | 9 | 260
05.02. | 10 | 260
05.02. | 11 | 260
05.02. | 12 | 260
05.02. | 13 | 260
05.02. | 14 | 260
05.02. | 15 | 260
05.02. | 16 | 216.58
05.02. | 17 | 260
05.02. | 18 | 260
05.02. | 19 | 260
05.02. | 20 | 216.58
05.02. | 21 | 216.58
05.02. | 22 | 216.58
05.02. | 23 | 173.16
05.02. | 24 | 173.16
06.02. | 1 | 173.16
06.02. | 2 | 173.16
06.02. | 3 | 173.16
06.02. | 4 | 173.16
06.02. | 5 | 173.16
06.02. | 6 | 216.58
06.02. | 7 | 216.58
06.02. | 8 | 260
06.02. | 9 | 260
06.02. | 10 | 260
06.02. | 11 | 260
06.02. | 12 | 260
06.02. | 13 | 260
06.02. | 14 | 260
06.02. | 15 | 260
06.02. | 16 | 260
06.02. | 17 | 260
06.02. | 18 | 260
06.02. | 19 | 260
06.02. | 20 | 216.58
06.02. | 21 | 216.58
06.02. | 22 | 216.58
06.02. | 23 | 173.16
06.02. | 24 | 173.16
07.02. | 1 | 173.16
07.02. | 2 | 173.16
07.02. | 3 | 173.16
07.02. | 4 | 173.16
07.02. | 5 | 173.16
07.02. | 6 | 216.58
07.02. | 7 | 216.58
07.02. | 8 | 260
07.02. | 9 | 260
07.02. | 10 | 260
07.02. | 11 | 260
07.02. | 12 | 260
07.02. | 13 | 260
07.02. | 14 | 260
07.02. | 15 | 260
07.02. | 16 | 216.58
07.02. | 17 | 260
07.02. | 18 | 260
07.02. | 19 | 260
07.02. | 20 | 216.58
07.02. | 21 | 216.58
07.02. | 22 | 216.58
07.02. | 23 | 173.16
07.02. | 24 | 173.16
08.02. | 1 | 173.16
08.02. | 2 | 173.16
08.02. | 3 | 173.16
08.02. | 4 | 173.16
08.02. | 5 | 173.16
08.02. | 6 | 216.58
08.02. | 7 | 216.58
08.02. | 8 | 260
08.02. | 9 | 260
08.02. | 10 | 260
08.02. | 11 | 260
08.02. | 12 | 260
08.02. | 13 | 260
08.02. | 14 | 260
08.02. | 15 | 260
08.02. | 16 | 216.58
08.02. | 17 | 260
08.02. | 18 | 260
08.02. | 19 | 260
08.02. | 20 | 216.58
08.02. | 21 | 216.58
08.02. | 22 | 216.58
08.02. | 23 | 173.16
08.02. | 24 | 173.16
09.02. | 1 | 173.16
09.02. | 2 | 173.16
09.02. | 3 | 173.16
09.02. | 4 | 173.16
09.02. | 5 | 173.16
09.02. | 6 | 216.58
09.02. | 7 | 216.58
09.02. | 8 | 260
09.02. | 9 | 260
09.02. | 10 | 260
09.02. | 11 | 260
09.02. | 12 | 260
09.02. | 13 | 260
09.02. | 14 | 260
09.02. | 15 | 260
09.02. | 16 | 260
09.02. | 17 | 260
09.02. | 18 | 260
09.02. | 19 | 260
09.02. | 20 | 216.58
09.02. | 21 | 216.58
09.02. | 22 | 216.58
09.02. | 23 | 173.16
09.02. | 24 | 173.16
10.02. | 1 | 173.16
10.02. | 2 | 173.16
10.02. | 3 | 173.16
10.02. | 4 | 173.16
10.02. | 5 | 173.16
10.02. | 6 | 173.16
10.02. | 7 | 173.16
10.02. | 8 | 173.16
10.02. | 9 | 216.58
10.02. | 10 | 216.58
10.02. | 11 | 216.58
10.02. | 12 | 216.58
10.02. | 13 | 216.58
10.02. | 14 | 216.58
10.02. | 15 | 216.58
10.02. | 16 | 216.58
10.02. | 17 | 216.58
10.02. | 18 | 216.58
10.02. | 19 | 216.58
10.02. | 20 | 216.58
10.02. | 21 | 216.58
10.02. | 22 | 173.16
10.02. | 23 | 173.16
10.02. | 24 | 173.16
11.02. | 1 | 173.16
11.02. | 2 | 173.16
11.02. | 3 | 130
11.02. | 4 | 130
11.02. | 5 | 173.16
11.02. | 6 | 173.16
11.02. | 7 | 173.16
11.02. | 8 | 173.16
11.02. | 9 | 173.16
11.02. | 10 | 216.58
11.02. | 11 | 216.58
11.02. | 12 | 216.58
11.02. | 13 | 216.58
11.02. | 14 | 173.16
11.02. | 15 | 173.16
11.02. | 16 | 216.58
11.02. | 17 | 216.58
11.02. | 18 | 216.58
11.02. | 19 | 216.58
11.02. | 20 | 216.58
11.02. | 21 | 216.58
11.02. | 22 | 173.16
11.02. | 23 | 173.16
11.02. | 24 | 173.16
12.02. | 1 | 173.16
12.02. | 2 | 173.16
12.02. | 3 | 173.16
12.02. | 4 | 173.16
12.02. | 5 | 173.16
12.02. | 6 | 173.16
12.02. | 7 | 216.58
12.02. | 8 | 260
12.02. | 9 | 260
12.02. | 10 | 260
12.02. | 11 | 260
12.02. | 12 | 260
12.02. | 13 | 260
12.02. | 14 | 260
12.02. | 15 | 216.58
12.02. | 16 | 216.58
12.02. | 17 | 260
12.02. | 18 | 260
12.02. | 19 | 260
12.02. | 20 | 216.58
12.02. | 21 | 216.58
12.02. | 22 | 216.58
12.02. | 23 | 173.16
12.02. | 24 | 173.16
13.02. | 1 | 173.16
13.02. | 2 | 173.16
13.02. | 3 | 173.16
13.02. | 4 | 173.16
13.02. | 5 | 173.16
13.02. | 6 | 173.16
13.02. | 7 | 216.58
13.02. | 8 | 260
13.02. | 9 | 260
13.02. | 10 | 260
13.02. | 11 | 260
13.02. | 12 | 260
13.02. | 13 | 260
13.02. | 14 | 216.58
13.02. | 15 | 216.58
13.02. | 16 | 216.58
13.02. | 17 | 260
13.02. | 18 | 260
13.02. | 19 | 260
13.02. | 20 | 216.58
13.02. | 21 | 216.58
13.02. | 22 | 216.58
13.02. | 23 | 173.16
13.02. | 24 | 173.16
14.02. | 1 | 173.16
14.02. | 2 | 173.16
14.02. | 3 | 173.16
14.02. | 4 | 173.16
14.02. | 5 | 173.16
14.02. | 6 | 216.58
14.02. | 7 | 216.58
14.02. | 8 | 260
14.02. | 9 | 260
14.02. | 10 | 260
14.02. | 11 | 260
14.02. | 12 | 260
14.02. | 13 | 260
14.02. | 14 | 260
14.02. | 15 | 216.58
14.02. | 16 | 216.58
14.02. | 17 | 260
14.02. | 18 | 260
14.02. | 19 | 260
14.02. | 20 | 216.58
14.02. | 21 | 216.58
14.02. | 22 | 216.58
14.02. | 23 | 173.16
14.02. | 24 | 173.16
15.02. | 1 | 173.16
15.02. | 2 | 173.16
15.02. | 3 | 173.16
15.02. | 4 | 173.16
15.02. | 5 | 173.16
15.02. | 6 | 216.58
15.02. | 7 | 216.58
15.02. | 8 | 260
15.02. | 9 | 260
15.02. | 10 | 260
15.02. | 11 | 260
15.02. | 12 | 260
15.02. | 13 | 260
15.02. | 14 | 260
15.02. | 15 | 260
15.02. | 16 | 260
15.02. | 17 | 260
15.02. | 18 | 260
15.02. | 19 | 260
15.02. | 20 | 216.58
15.02. | 21 | 216.58
15.02. | 22 | 216.58
15.02. | 23 | 173.16
15.02. | 24 | 173.16
16.02. | 1 | 173.16
16.02. | 2 | 173.16
16.02. | 3 | 173.16
16.02. | 4 | 173.16
16.02. | 5 | 173.16
16.02. | 6 | 216.58
16.02. | 7 | 216.58
16.02. | 8 | 260
16.02. | 9 | 260
16.02. | 10 | 260
16.02. | 11 | 260
16.02. | 12 | 260
16.02. | 13 | 260
16.02. | 14 | 260
16.02. | 15 | 260
16.02. | 16 | 260
16.02. | 17 | 260
16.02. | 18 | 260
16.02. | 19 | 260
16.02. | 20 | 216.58
16.02. | 21 | 216.58
16.02. | 22 | 216.58
16.02. | 23 | 173.16
16.02. | 24 | 173.16
17.02. | 1 | 173.16
17.02. | 2 | 173.16
17.02. | 3 | 173.16
17.02. | 4 | 173.16
17.02. | 5 | 173.16
17.02. | 6 | 173.16
17.02. | 7 | 173.16
17.02. | 8 | 173.16
17.02. | 9 | 216.58
17.02. | 10 | 216.58
17.02. | 11 | 216.58
17.02. | 12 | 216.58
17.02. | 13 | 216.58
17.02. | 14 | 216.58
17.02. | 15 | 216.58
17.02. | 16 | 216.58
17.02. | 17 | 216.58
17.02. | 18 | 216.58
17.02. | 19 | 216.58
17.02. | 20 | 216.58
17.02. | 21 | 216.58
17.02. | 22 | 173.16
17.02. | 23 | 173.16
17.02. | 24 | 173.16
18.02. | 1 | 173.16
18.02. | 2 | 173.16
18.02. | 3 | 173.16
18.02. | 4 | 173.16
18.02. | 5 | 173.16
18.02. | 6 | 173.16
18.02. | 7 | 173.16
18.02. | 8 | 173.16
18.02. | 9 | 173.16
18.02. | 10 | 216.58
18.02. | 11 | 216.58
18.02. | 12 | 216.58
18.02. | 13 | 216.58
18.02. | 14 | 216.58
18.02. | 15 | 216.58
18.02. | 16 | 216.58
18.02. | 17 | 216.58
18.02. | 18 | 216.58
18.02. | 19 | 216.58
18.02. | 20 | 216.58
18.02. | 21 | 216.58
18.02. | 22 | 173.16
18.02. | 23 | 173.16
18.02. | 24 | 173.16
19.02. | 1 | 173.16
19.02. | 2 | 173.16
19.02. | 3 | 173.16
19.02. | 4 | 173.16
19.02. | 5 | 173.16
19.02. | 6 | 216.58
19.02. | 7 | 216.58
19.02. | 8 | 260
19.02. | 9 | 260
19.02. | 10 | 260
19.02. | 11 | 260
19.02. | 12 | 260
19.02. | 13 | 260
19.02. | 14 | 260
19.02. | 15 | 260
19.02. | 16 | 260
19.02. | 17 | 260
19.02. | 18 | 260
19.02. | 19 | 260
19.02. | 20 | 260
19.02. | 21 | 216.58
19.02. | 22 | 216.58
19.02. | 23 | 173.16
19.02. | 24 | 173.16
20.02. | 1 | 173.16
20.02. | 2 | 173.16
20.02. | 3 | 173.16
20.02. | 4 | 173.16
20.02. | 5 | 173.16
20.02. | 6 | 216.58
20.02. | 7 | 216.58
20.02. | 8 | 260
20.02. | 9 | 260
20.02. | 10 | 260
20.02. | 11 | 260
20.02. | 12 | 260
20.02. | 13 | 260
20.02. | 14 | 260
20.02. | 15 | 260
20.02. | 16 | 260
20.02. | 17 | 260
20.02. | 18 | 260
20.02. | 19 | 260
20.02. | 20 | 216.58
20.02. | 21 | 216.58
20.02. | 22 | 216.58
20.02. | 23 | 173.16
20.02. | 24 | 173.16
21.02. | 1 | 173.16
21.02. | 2 | 173.16
21.02. | 3 | 173.16
21.02. | 4 | 173.16
21.02. | 5 | 173.16
21.02. | 6 | 216.58
21.02. | 7 | 216.58
21.02. | 8 | 260
21.02. | 9 | 260
21.02. | 10 | 260
21.02. | 11 | 260
21.02. | 12 | 260
21.02. | 13 | 260
21.02. | 14 | 260
21.02. | 15 | 260
21.02. | 16 | 260
21.02. | 17 | 260
21.02. | 18 | 260
21.02. | 19 | 260
21.02. | 20 | 260
21.02. | 21 | 216.58
21.02. | 22 | 216.58
21.02. | 23 | 216.58
21.02. | 24 | 173.16
22.02. | 1 | 173.16
22.02. | 2 | 173.16
22.02. | 3 | 173.16
22.02. | 4 | 173.16
22.02. | 5 | 173.16
22.02. | 6 | 216.58
22.02. | 7 | 216.58
22.02. | 8 | 260
22.02. | 9 | 260
22.02. | 10 | 260
22.02. | 11 | 260
22.02. | 12 | 260
22.02. | 13 | 260
22.02. | 14 | 260
22.02. | 15 | 260
22.02. | 16 | 260
22.02. | 17 | 260
22.02. | 18 | 260
22.02. | 19 | 260
22.02. | 20 | 216.58
22.02. | 21 | 216.58
22.02. | 22 | 216.58
22.02. | 23 | 173.16
22.02. | 24 | 173.16
23.02. | 1 | 173.16
23.02. | 2 | 173.16
23.02. | 3 | 173.16
23.02. | 4 | 173.16
23.02. | 5 | 173.16
23.02. | 6 | 216.58
23.02. | 7 | 216.58
23.02. | 8 | 260
23.02. | 9 | 260
23.02. | 10 | 260
23.02. | 11 | 260
23.02. | 12 | 260
23.02. | 13 | 260
23.02. | 14 | 260
23.02. | 15 | 260
23.02. | 16 | 260
23.02. | 17 | 260
23.02. | 18 | 260
23.02. | 19 | 260
23.02. | 20 | 216.58
23.02. | 21 | 216.58
23.02. | 22 | 216.58
23.02. | 23 | 173.16
23.02. | 24 | 173.16
24.02. | 1 | 130
24.02. | 2 | 130
24.02. | 3 | 130
24.02. | 4 | 130
24.02. | 5 | 130
24.02. | 6 | 130
24.02. | 7 | 173.16
24.02. | 8 | 173.16
24.02. | 9 | 173.16
24.02. | 10 | 173.16
24.02. | 11 | 173.16
24.02. | 12 | 173.16
24.02. | 13 | 173.16
24.02. | 14 | 173.16
24.02. | 15 | 173.16
24.02. | 16 | 173.16
24.02. | 17 | 173.16
24.02. | 18 | 216.58
24.02. | 19 | 173.16
24.02. | 20 | 173.16
24.02. | 21 | 173.16
24.02. | 22 | 173.16
24.02. | 23 | 173.16
24.02. | 24 | 130
25.02. | 1 | 173.16
25.02. | 2 | 173.16
25.02. | 3 | 130
25.02. | 4 | 173.16
25.02. | 5 | 173.16
25.02. | 6 | 173.16
25.02. | 7 | 173.16
25.02. | 8 | 173.16
25.02. | 9 | 173.16
25.02. | 10 | 216.58
25.02. | 11 | 216.58
25.02. | 12 | 216.58
25.02. | 13 | 216.58
25.02. | 14 | 216.58
25.02. | 15 | 216.58
25.02. | 16 | 216.58
25.02. | 17 | 216.58
25.02. | 18 | 216.58
25.02. | 19 | 216.58
25.02. | 20 | 216.58
25.02. | 21 | 216.58
25.02. | 22 | 173.16
25.02. | 23 | 173.16
25.02. | 24 | 173.16
26.02. | 1 | 173.16
26.02. | 2 | 173.16
26.02. | 3 | 173.16
26.02. | 4 | 173.16
26.02. | 5 | 173.16
26.02. | 6 | 173.16
26.02. | 7 | 216.58
26.02. | 8 | 260
26.02. | 9 | 260
26.02. | 10 | 260
26.02. | 11 | 260
26.02. | 12 | 260
26.02. | 13 | 260
26.02. | 14 | 260
26.02. | 15 | 216.58
26.02. | 16 | 216.58
26.02. | 17 | 260
26.02. | 18 | 260
26.02. | 19 | 260
26.02. | 20 | 216.58
26.02. | 21 | 216.58
26.02. | 22 | 216.58
26.02. | 23 | 173.16
26.02. | 24 | 173.16
27.02. | 1 | 173.16
27.02. | 2 | 173.16
27.02. | 3 | 173.16
27.02. | 4 | 173.16
27.02. | 5 | 173.16
27.02. | 6 | 216.58
27.02. | 7 | 216.58
27.02. | 8 | 260
27.02. | 9 | 260
27.02. | 10 | 260
27.02. | 11 | 260
27.02. | 12 | 260
27.02. | 13 | 260
27.02. | 14 | 260
27.02. | 15 | 216.58
27.02. | 16 | 216.58
27.02. | 17 | 260
27.02. | 18 | 260
27.02. | 19 | 260
27.02. | 20 | 216.58
27.02. | 21 | 216.58
27.02. | 22 | 216.58
27.02. | 23 | 173.16
27.02. | 24 | 173.16
28.02. | 1 | 173.16
28.02. | 2 | 173.16
28.02. | 3 | 173.16
28.02. | 4 | 173.16
28.02. | 5 | 173.16
28.02. | 6 | 216.58
28.02. | 7 | 216.58
28.02. | 8 | 260
28.02. | 9 | 260
28.02. | 10 | 260
28.02. | 11 | 260
28.02. | 12 | 260
28.02. | 13 | 260
28.02. | 14 | 260
28.02. | 15 | 260
28.02. | 16 | 216.58
28.02. | 17 | 260
28.02. | 18 | 260
28.02. | 19 | 260
28.02. | 20 | 216.58
28.02. | 21 | 216.58
28.02. | 22 | 216.58
28.02. | 23 | 173.16
28.02. | 24 | 173.16
01.03. | 1 | 173.16
01.03. | 2 | 173.16
01.03. | 3 | 173.16
01.03. | 4 | 173.16
01.03. | 5 | 173.16
01.03. | 6 | 173.16
01.03. | 7 | 216.58
01.03. | 8 | 260
01.03. | 9 | 260
01.03. | 10 | 260
01.03. | 11 | 260
01.03. | 12 | 260
01.03. | 13 | 260
01.03. | 14 | 260
01.03. | 15 | 260
01.03. | 16 | 216.58
01.03. | 17 | 216.58
01.03. | 18 | 216.58
01.03. | 19 | 260
01.03. | 20 | 216.58
01.03. | 21 | 216.58
01.03. | 22 | 216.58
01.03. | 23 | 173.16
01.03. | 24 | 173.16
02.03. | 1 | 173.16
02.03. | 2 | 173.16
02.03. | 3 | 173.16
02.03. | 4 | 173.16
02.03. | 5 | 173.16
02.03. | 6 | 173.16
02.03. | 7 | 216.58
02.03. | 8 | 260
02.03. | 9 | 260
02.03. | 10 | 260
02.03. | 11 | 260
02.03. | 12 | 260
02.03. | 13 | 260
02.03. | 14 | 260
02.03. | 15 | 260
02.03. | 16 | 216.58
02.03. | 17 | 216.58
02.03. | 18 | 216.58
02.03. | 19 | 260
02.03. | 20 | 216.58
02.03. | 21 | 216.58
02.03. | 22 | 216.58
02.03. | 23 | 173.16
02.03. | 24 | 173.16
03.03. | 1 | 173.16
03.03. | 2 | 173.16
03.03. | 3 | 173.16
03.03. | 4 | 173.16
03.03. | 5 | 173.16
03.03. | 6 | 173.16
03.03. | 7 | 173.16
03.03. | 8 | 173.16
03.03. | 9 | 216.58
03.03. | 10 | 216.58
03.03. | 11 | 216.58
03.03. | 12 | 216.58
03.03. | 13 | 216.58
03.03. | 14 | 216.58
03.03. | 15 | 216.58
03.03. | 16 | 216.58
03.03. | 17 | 216.58
03.03. | 18 | 216.58
03.03. | 19 | 216.58
03.03. | 20 | 216.58
03.03. | 21 | 216.58
03.03. | 22 | 173.16
03.03. | 23 | 173.16
03.03. | 24 | 173.16
04.03. | 1 | 173.16
04.03. | 2 | 173.16
04.03. | 3 | 130
04.03. | 4 | 130
04.03. | 5 | 173.16
04.03. | 6 | 173.16
04.03. | 7 | 173.16
04.03. | 8 | 173.16
04.03. | 9 | 173.16
04.03. | 10 | 216.58
04.03. | 11 | 216.58
04.03. | 12 | 216.58
04.03. | 13 | 216.58
04.03. | 14 | 173.16
04.03. | 15 | 173.16
04.03. | 16 | 173.16
04.03. | 17 | 216.58
04.03. | 18 | 216.58
04.03. | 19 | 216.58
04.03. | 20 | 216.58
04.03. | 21 | 216.58
04.03. | 22 | 173.16
04.03. | 23 | 173.16
04.03. | 24 | 173.16
05.03. | 1 | 173.16
05.03. | 2 | 173.16
05.03. | 3 | 173.16
05.03. | 4 | 173.16
05.03. | 5 | 173.16
05.03. | 6 | 173.16
05.03. | 7 | 216.58
05.03. | 8 | 260
05.03. | 9 | 260
05.03. | 10 | 260
05.03. | 11 | 260
05.03. | 12 | 260
05.03. | 13 | 260
05.03. | 14 | 260
05.03. | 15 | 216.58
05.03. | 16 | 216.58
05.03. | 17 | 216.58
05.03. | 18 | 216.58
05.03. | 19 | 260
05.03. | 20 | 216.58
05.03. | 21 | 216.58
05.03. | 22 | 216.58
05.03. | 23 | 173.16
05.03. | 24 | 173.16
06.03. | 1 | 173.16
06.03. | 2 | 173.16
06.03. | 3 | 173.16
06.03. | 4 | 173.16
06.03. | 5 | 173.16
06.03. | 6 | 173.16
06.03. | 7 | 216.58
06.03. | 8 | 260
06.03. | 9 | 260
06.03. | 10 | 260
06.03. | 11 | 260
06.03. | 12 | 260
06.03. | 13 | 260
06.03. | 14 | 260
06.03. | 15 | 216.58
06.03. | 16 | 216.58
06.03. | 17 | 216.58
06.03. | 18 | 216.58
06.03. | 19 | 260
06.03. | 20 | 216.58
06.03. | 21 | 216.58
06.03. | 22 | 216.58
06.03. | 23 | 173.16
06.03. | 24 | 173.16
07.03. | 1 | 173.16
07.03. | 2 | 173.16
07.03. | 3 | 173.16
07.03. | 4 | 173.16
07.03. | 5 | 173.16
07.03. | 6 | 173.16
07.03. | 7 | 216.58
07.03. | 8 | 260
07.03. | 9 | 260
07.03. | 10 | 260
07.03. | 11 | 260
07.03. | 12 | 216.58
07.03. | 13 | 260
07.03. | 14 | 216.58
07.03. | 15 | 216.58
07.03. | 16 | 216.58
07.03. | 17 | 216.58
07.03. | 18 | 216.58
07.03. | 19 | 260
07.03. | 20 | 216.58
07.03. | 21 | 216.58
07.03. | 22 | 216.58
07.03. | 23 | 173.16
07.03. | 24 | 173.16
08.03. | 1 | 173.16
08.03. | 2 | 173.16
08.03. | 3 | 173.16
08.03. | 4 | 173.16
08.03. | 5 | 173.16
08.03. | 6 | 173.16
08.03. | 7 | 216.58
08.03. | 8 | 260
08.03. | 9 | 260
08.03. | 10 | 260
08.03. | 11 | 260
08.03. | 12 | 260
08.03. | 13 | 260
08.03. | 14 | 260
08.03. | 15 | 216.58
08.03. | 16 | 216.58
08.03. | 17 | 216.58
08.03. | 18 | 216.58
08.03. | 19 | 260
08.03. | 20 | 216.58
08.03. | 21 | 216.58
08.03. | 22 | 216.58
08.03. | 23 | 173.16
08.03. | 24 | 173.16
09.03. | 1 | 173.16
09.03. | 2 | 173.16
09.03. | 3 | 173.16
09.03. | 4 | 173.16
09.03. | 5 | 173.16
09.03. | 6 | 173.16
09.03. | 7 | 216.58
09.03. | 8 | 216.58
09.03. | 9 | 260
09.03. | 10 | 260
09.03. | 11 | 260
09.03. | 12 | 216.58
09.03. | 13 | 260
09.03. | 14 | 216.58
09.03. | 15 | 216.58
09.03. | 16 | 216.58
09.03. | 17 | 216.58
09.03. | 18 | 216.58
09.03. | 19 | 216.58
09.03. | 20 | 216.58
09.03. | 21 | 216.58
09.03. | 22 | 216.58
09.03. | 23 | 173.16
09.03. | 24 | 173.16
10.03. | 1 | 173.16
10.03. | 2 | 173.16
10.03. | 3 | 130
10.03. | 4 | 130
10.03. | 5 | 173.16
10.03. | 6 | 173.16
10.03. | 7 | 173.16
10.03. | 8 | 173.16
10.03. | 9 | 216.58
10.03. | 10 | 216.58
10.03. | 11 | 216.58
10.03. | 12 | 216.58
10.03. | 13 | 216.58
10.03. | 14 | 216.58
10.03. | 15 | 216.58
10.03. | 16 | 216.58
10.03. | 17 | 216.58
10.03. | 18 | 216.58
10.03. | 19 | 216.58
10.03. | 20 | 216.58
10.03. | 21 | 216.58
10.03. | 22 | 173.16
10.03. | 23 | 173.16
10.03. | 24 | 173.16
11.03. | 1 | 173.16
11.03. | 2 | 130
11.03. | 3 | 130
11.03. | 4 | 130
11.03. | 5 | 130
11.03. | 6 | 173.16
11.03. | 7 | 173.16
11.03. | 8 | 173.16
11.03. | 9 | 173.16
11.03. | 10 | 173.16
11.03. | 11 | 173.16
11.03. | 12 | 173.16
11.03. | 13 | 173.16
11.03. | 14 | 173.16
11.03. | 15 | 173.16
11.03. | 16 | 173.16
11.03. | 17 | 173.16
11.03. | 18 | 216.58
11.03. | 19 | 216.58
11.03. | 20 | 216.58
11.03. | 21 | 216.58
11.03. | 22 | 173.16
11.03. | 23 | 173.16
11.03. | 24 | 173.16
12.03. | 1 | 173.16
12.03. | 2 | 130
12.03. | 3 | 130
12.03. | 4 | 130
12.03. | 5 | 173.16
12.03. | 6 | 173.16
12.03. | 7 | 216.58
12.03. | 8 | 216.58
12.03. | 9 | 260
12.03. | 10 | 260
12.03. | 11 | 260
12.03. | 12 | 216.58
12.03. | 13 | 260
12.03. | 14 | 216.58
12.03. | 15 | 216.58
12.03. | 16 | 216.58
12.03. | 17 | 216.58
12.03. | 18 | 216.58
12.03. | 19 | 216.58
12.03. | 20 | 216.58
12.03. | 21 | 216.58
12.03. | 22 | 216.58
12.03. | 23 | 173.16
12.03. | 24 | 173.16
13.03. | 1 | 173.16
13.03. | 2 | 173.16
13.03. | 3 | 173.16
13.03. | 4 | 173.16
13.03. | 5 | 173.16
13.03. | 6 | 173.16
13.03. | 7 | 216.58
13.03. | 8 | 216.58
13.03. | 9 | 260
13.03. | 10 | 260
13.03. | 11 | 260
13.03. | 12 | 216.58
13.03. | 13 | 260
13.03. | 14 | 216.58
13.03. | 15 | 216.58
13.03. | 16 | 216.58
13.03. | 17 | 216.58
13.03. | 18 | 216.58
13.03. | 19 | 216.58
13.03. | 20 | 216.58
13.03. | 21 | 216.58
13.03. | 22 | 216.58
13.03. | 23 | 173.16
13.03. | 24 | 173.16
14.03. | 1 | 173.16
14.03. | 2 | 173.16
14.03. | 3 | 173.16
14.03. | 4 | 173.16
14.03. | 5 | 173.16
14.03. | 6 | 173.16
14.03. | 7 | 216.58
14.03. | 8 | 216.58
14.03. | 9 | 260
14.03. | 10 | 260
14.03. | 11 | 260
14.03. | 12 | 216.58
14.03. | 13 | 260
14.03. | 14 | 216.58
14.03. | 15 | 216.58
14.03. | 16 | 216.58
14.03. | 17 | 216.58
14.03. | 18 | 216.58
14.03. | 19 | 216.58
14.03. | 20 | 216.58
14.03. | 21 | 216.58
14.03. | 22 | 216.58
14.03. | 23 | 173.16
14.03. | 24 | 173.16
15.03. | 1 | 173.16
15.03. | 2 | 173.16
15.03. | 3 | 173.16
15.03. | 4 | 173.16
15.03. | 5 | 173.16
15.03. | 6 | 173.16
15.03. | 7 | 216.58
15.03. | 8 | 216.58
15.03. | 9 | 260
15.03. | 10 | 260
15.03. | 11 | 260
15.03. | 12 | 216.58
15.03. | 13 | 260
15.03. | 14 | 216.58
15.03. | 15 | 216.58
15.03. | 16 | 216.58
15.03. | 17 | 216.58
15.03. | 18 | 216.58
15.03. | 19 | 216.58
15.03. | 20 | 216.58
15.03. | 21 | 216.58
15.03. | 22 | 216.58
15.03. | 23 | 173.16
15.03. | 24 | 173.16
16.03. | 1 | 173.16
16.03. | 2 | 173.16
16.03. | 3 | 173.16
16.03. | 4 | 173.16
16.03. | 5 | 173.16
16.03. | 6 | 173.16
16.03. | 7 | 216.58
16.03. | 8 | 216.58
16.03. | 9 | 260
16.03. | 10 | 260
16.03. | 11 | 260
16.03. | 12 | 216.58
16.03. | 13 | 260
16.03. | 14 | 216.58
16.03. | 15 | 216.58
16.03. | 16 | 216.58
16.03. | 17 | 216.58
16.03. | 18 | 216.58
16.03. | 19 | 216.58
16.03. | 20 | 216.58
16.03. | 21 | 216.58
16.03. | 22 | 216.58
16.03. | 23 | 173.16
16.03. | 24 | 173.16
17.03. | 1 | 173.16
17.03. | 2 | 173.16
17.03. | 3 | 173.16
17.03. | 4 | 173.16
17.03. | 5 | 173.16
17.03. | 6 | 173.16
17.03. | 7 | 173.16
17.03. | 8 | 173.16
17.03. | 9 | 216.58
17.03. | 10 | 216.58
17.03. | 11 | 216.58
17.03. | 12 | 216.58
17.03. | 13 | 216.58
17.03. | 14 | 216.58
17.03. | 15 | 216.58
17.03. | 16 | 216.58
17.03. | 17 | 216.58
17.03. | 18 | 216.58
17.03. | 19 | 216.58
17.03. | 20 | 216.58
17.03. | 21 | 216.58
17.03. | 22 | 173.16
17.03. | 23 | 173.16
17.03. | 24 | 173.16
18.03. | 1 | 173.16
18.03. | 2 | 130
18.03. | 3 | 130
18.03. | 4 | 130
18.03. | 5 | 130
18.03. | 6 | 173.16
18.03. | 7 | 173.16
18.03. | 8 | 173.16
18.03. | 9 | 173.16
18.03. | 10 | 173.16
18.03. | 11 | 173.16
18.03. | 12 | 173.16
18.03. | 13 | 173.16
18.03. | 14 | 173.16
18.03. | 15 | 173.16
18.03. | 16 | 173.16
18.03. | 17 | 173.16
18.03. | 18 | 216.58
18.03. | 19 | 216.58
18.03. | 20 | 216.58
18.03. | 21 | 216.58
18.03. | 22 | 173.16
18.03. | 23 | 173.16
18.03. | 24 | 173.16
19.03. | 1 | 173.16
19.03. | 2 | 130
19.03. | 3 | 130
19.03. | 4 | 130
19.03. | 5 | 173.16
19.03. | 6 | 173.16
19.03. | 7 | 216.58
19.03. | 8 | 216.58
19.03. | 9 | 260
19.03. | 10 | 260
19.03. | 11 | 216.58
19.03. | 12 | 216.58
19.03. | 13 | 216.58
19.03. | 14 | 216.58
19.03. | 15 | 216.58
19.03. | 16 | 216.58
19.03. | 17 | 216.58
19.03. | 18 | 216.58
19.03. | 19 | 216.58
19.03. | 20 | 216.58
19.03. | 21 | 216.58
19.03. | 22 | 216.58
19.03. | 23 | 173.16
19.03. | 24 | 173.16
20.03. | 1 | 173.16
20.03. | 2 | 173.16
20.03. | 3 | 173.16
20.03. | 4 | 173.16
20.03. | 5 | 173.16
20.03. | 6 | 173.16
20.03. | 7 | 216.58
20.03. | 8 | 216.58
20.03. | 9 | 260
20.03. | 10 | 260
20.03. | 11 | 260
20.03. | 12 | 216.58
20.03. | 13 | 260
20.03. | 14 | 216.58
20.03. | 15 | 216.58
20.03. | 16 | 216.58
20.03. | 17 | 216.58
20.03. | 18 | 216.58
20.03. | 19 | 216.58
20.03. | 20 | 216.58
20.03. | 21 | 216.58
20.03. | 22 | 216.58
20.03. | 23 | 173.16
20.03. | 24 | 173.16
21.03. | 1 | 173.16
21.03. | 2 | 173.16
21.03. | 3 | 173.16
21.03. | 4 | 173.16
21.03. | 5 | 173.16
21.03. | 6 | 173.16
21.03. | 7 | 216.58
21.03. | 8 | 216.58
21.03. | 9 | 260
21.03. | 10 | 260
21.03. | 11 | 260
21.03. | 12 | 216.58
21.03. | 13 | 260
21.03. | 14 | 216.58
21.03. | 15 | 216.58
21.03. | 16 | 216.58
21.03. | 17 | 216.58
21.03. | 18 | 216.58
21.03. | 19 | 216.58
21.03. | 20 | 216.58
21.03. | 21 | 216.58
21.03. | 22 | 216.58
21.03. | 23 | 173.16
21.03. | 24 | 173.16
22.03. | 1 | 173.16
22.03. | 2 | 173.16
22.03. | 3 | 173.16
22.03. | 4 | 173.16
22.03. | 5 | 173.16
22.03. | 6 | 173.16
22.03. | 7 | 216.58
22.03. | 8 | 216.58
22.03. | 9 | 260
22.03. | 10 | 260
22.03. | 11 | 260
22.03. | 12 | 216.58
22.03. | 13 | 216.58
22.03. | 14 | 216.58
22.03. | 15 | 216.58
22.03. | 16 | 216.58
22.03. | 17 | 216.58
22.03. | 18 | 216.58
22.03. | 19 | 216.58
22.03. | 20 | 216.58
22.03. | 21 | 216.58
22.03. | 22 | 216.58
22.03. | 23 | 173.16
22.03. | 24 | 173.16
23.03. | 1 | 173.16
23.03. | 2 | 173.16
23.03. | 3 | 173.16
23.03. | 4 | 173.16
23.03. | 5 | 173.16
23.03. | 6 | 173.16
23.03. | 7 | 216.58
23.03. | 8 | 216.58
23.03. | 9 | 260
23.03. | 10 | 260
23.03. | 11 | 216.58
23.03. | 12 | 216.58
23.03. | 13 | 216.58
23.03. | 14 | 216.58
23.03. | 15 | 216.58
23.03. | 16 | 216.58
23.03. | 17 | 216.58
23.03. | 18 | 216.58
23.03. | 19 | 216.58
23.03. | 20 | 216.58
23.03. | 21 | 216.58
23.03. | 22 | 216.58
23.03. | 23 | 173.16
23.03. | 24 | 173.16
24.03. | 1 | 173.16
24.03. | 2 | 173.16
24.03. | 3 | 130
24.03. | 4 | 130
24.03. | 5 | 173.16
24.03. | 6 | 173.16
24.03. | 7 | 173.16
24.03. | 8 | 173.16
24.03. | 9 | 216.58
24.03. | 10 | 216.58
24.03. | 11 | 216.58
24.03. | 12 | 216.58
24.03. | 13 | 216.58
24.03. | 14 | 216.58
24.03. | 15 | 216.58
24.03. | 16 | 216.58
24.03. | 17 | 216.58
24.03. | 18 | 216.58
24.03. | 19 | 216.58
24.03. | 20 | 216.58
24.03. | 21 | 216.58
24.03. | 22 | 173.16
24.03. | 23 | 173.16
24.03. | 24 | 173.16
25.03. | 1 | 173.16
25.03. | 2 | 130
25.03. | 3 | 130
25.03. | 4 | 130
25.03. | 5 | 130
25.03. | 6 | 173.16
25.03. | 7 | 173.16
25.03. | 8 | 173.16
25.03. | 9 | 173.16
25.03. | 10 | 173.16
25.03. | 11 | 173.16
25.03. | 12 | 173.16
25.03. | 13 | 173.16
25.03. | 14 | 173.16
25.03. | 15 | 173.16
25.03. | 16 | 173.16
25.03. | 17 | 173.16
25.03. | 18 | 216.58
25.03. | 19 | 216.58
25.03. | 20 | 216.58
25.03. | 21 | 216.58
25.03. | 22 | 173.16
25.03. | 23 | 173.16
25.03. | 24 | 173.16
26.03. | 1 | 173.16
26.03. | 2 | 130
26.03. | 3 | 130
26.03. | 4 | 130
26.03. | 5 | 173.16
26.03. | 6 | 173.16
26.03. | 7 | 216.58
26.03. | 8 | 216.58
26.03. | 9 | 260
26.03. | 10 | 260
26.03. | 11 | 216.58
26.03. | 12 | 216.58
26.03. | 13 | 216.58
26.03. | 14 | 216.58
26.03. | 15 | 216.58
26.03. | 16 | 216.58
26.03. | 17 | 216.58
26.03. | 18 | 216.58
26.03. | 19 | 216.58
26.03. | 20 | 216.58
26.03. | 21 | 216.58
26.03. | 22 | 216.58
26.03. | 23 | 173.16
26.03. | 24 | 173.16
27.03. | 1 | 173.16
27.03. | 2 | 173.16
27.03. | 3 | 173.16
27.03. | 4 | 173.16
27.03. | 5 | 173.16
27.03. | 6 | 173.16
27.03. | 7 | 216.58
27.03. | 8 | 216.58
27.03. | 9 | 216.58
27.03. | 10 | 216.58
27.03. | 11 | 216.58
27.03. | 12 | 216.58
27.03. | 13 | 216.58
27.03. | 14 | 216.58
27.03. | 15 | 216.58
27.03. | 16 | 216.58
27.03. | 17 | 216.58
27.03. | 18 | 216.58
27.03. | 19 | 216.58
27.03. | 20 | 216.58
27.03. | 21 | 216.58
27.03. | 22 | 216.58
27.03. | 23 | 173.16
27.03. | 24 | 173.16
28.03. | 1 | 173.16
28.03. | 2 | 173.16
28.03. | 3 | 173.16
28.03. | 4 | 173.16
28.03. | 5 | 173.16
28.03. | 6 | 173.16
28.03. | 7 | 216.58
28.03. | 8 | 216.58
28.03. | 9 | 216.58
28.03. | 10 | 216.58
28.03. | 11 | 216.58
28.03. | 12 | 216.58
28.03. | 13 | 216.58
28.03. | 14 | 216.58
28.03. | 15 | 216.58
28.03. | 16 | 216.58
28.03. | 17 | 216.58
28.03. | 18 | 216.58
28.03. | 19 | 216.58
28.03. | 20 | 216.58
28.03. | 21 | 216.58
28.03. | 22 | 216.58
28.03. | 23 | 173.16
28.03. | 24 | 173.16
29.03. | 1 | 173.16
29.03. | 2 | 173.16
29.03. | 3 | 130
29.03. | 4 | 173.16
29.03. | 5 | 173.16
29.03. | 6 | 173.16
29.03. | 7 | 216.58
29.03. | 8 | 216.58
29.03. | 9 | 216.58
29.03. | 10 | 216.58
29.03. | 11 | 216.58
29.03. | 12 | 216.58
29.03. | 13 | 216.58
29.03. | 14 | 216.58
29.03. | 15 | 216.58
29.03. | 16 | 216.58
29.03. | 17 | 216.58
29.03. | 18 | 216.58
29.03. | 19 | 216.58
29.03. | 20 | 216.58
29.03. | 21 | 216.58
29.03. | 22 | 173.16
29.03. | 23 | 173.16
29.03. | 24 | 173.16
30.03. | 1 | 173.16
30.03. | 2 | 173.16
30.03. | 3 | 130
30.03. | 4 | 173.16
30.03. | 5 | 173.16
30.03. | 6 | 173.16
30.03. | 7 | 216.58
30.03. | 8 | 216.58
30.03. | 9 | 216.58
30.03. | 10 | 216.58
30.03. | 11 | 216.58
30.03. | 12 | 216.58
30.03. | 13 | 216.58
30.03. | 14 | 216.58
30.03. | 15 | 216.58
30.03. | 16 | 216.58
30.03. | 17 | 216.58
30.03. | 18 | 216.58
30.03. | 19 | 216.58
30.03. | 20 | 216.58
30.03. | 21 | 216.58
30.03. | 22 | 173.16
30.03. | 23 | 173.16
30.03. | 24 | 173.16
31.03. | 1 | 173.16
31.03. | 2 | 130
31.03. | 3 | 130
31.03. | 4 | 130
31.03. | 5 | 130
31.03. | 6 | 130
31.03. | 7 | 173.16
31.03. | 8 | 173.16
31.03. | 9 | 173.16
31.03. | 10 | 173.16
31.03. | 11 | 173.16
31.03. | 12 | 173.16
31.03. | 13 | 173.16
31.03. | 14 | 173.16
31.03. | 15 | 173.16
31.03. | 16 | 173.16
31.03. | 17 | 173.16
31.03. | 18 | 216.58
31.03. | 19 | 216.58
31.03. | 20 | 216.58
31.03. | 21 | 173.16
31.03. | 22 | 173.16
31.03. | 23 | 173.16
31.03. | 24 | 173.16
01.04. | 1 | 173.16
01.04. | 2 | 130
01.04. | 3 | 130
01.04. | 4 | 130
01.04. | 5 | 130
01.04. | 6 | 130
01.04. | 7 | 173.16
01.04. | 8 | 173.16
01.04. | 9 | 173.16
01.04. | 10 | 216.58
01.04. | 11 | 216.58
01.04. | 12 | 216.58
01.04. | 13 | 216.58
01.04. | 14 | 216.58
01.04. | 15 | 173.16
01.04. | 16 | 173.16
01.04. | 17 | 173.16
01.04. | 18 | 173.16
01.04. | 19 | 216.58
01.04. | 20 | 216.58
01.04. | 21 | 216.58
01.04. | 22 | 173.16
01.04. | 23 | 173.16
01.04. | 24 | 173.16
02.04. | 1 | 130
02.04. | 2 | 130
02.04. | 3 | 130
02.04. | 4 | 130
02.04. | 5 | 130
02.04. | 6 | 173.16
02.04. | 7 | 216.58
02.04. | 8 | 216.58
02.04. | 9 | 216.58
02.04. | 10 | 216.58
02.04. | 11 | 216.58
02.04. | 12 | 216.58
02.04. | 13 | 216.58
02.04. | 14 | 216.58
02.04. | 15 | 216.58
02.04. | 16 | 216.58
02.04. | 17 | 216.58
02.04. | 18 | 216.58
02.04. | 19 | 216.58
02.04. | 20 | 216.58
02.04. | 21 | 216.58
02.04. | 22 | 173.16
02.04. | 23 | 173.16
02.04. | 24 | 173.16
03.04. | 1 | 130
03.04. | 2 | 130
03.04. | 3 | 130
03.04. | 4 | 130
03.04. | 5 | 130
03.04. | 6 | 173.16
03.04. | 7 | 216.58
03.04. | 8 | 216.58
03.04. | 9 | 216.58
03.04. | 10 | 216.58
03.04. | 11 | 216.58
03.04. | 12 | 216.58
03.04. | 13 | 216.58
03.04. | 14 | 216.58
03.04. | 15 | 216.58
03.04. | 16 | 216.58
03.04. | 17 | 216.58
03.04. | 18 | 216.58
03.04. | 19 | 216.58
03.04. | 20 | 216.58
03.04. | 21 | 216.58
03.04. | 22 | 173.16
03.04. | 23 | 173.16
03.04. | 24 | 173.16
04.04. | 1 | 173.16
04.04. | 2 | 130
04.04. | 3 | 130
04.04. | 4 | 130
04.04. | 5 | 173.16
04.04. | 6 | 173.16
04.04. | 7 | 216.58
04.04. | 8 | 216.58
04.04. | 9 | 216.58
04.04. | 10 | 216.58
04.04. | 11 | 216.58
04.04. | 12 | 216.58
04.04. | 13 | 216.58
04.04. | 14 | 216.58
04.04. | 15 | 216.58
04.04. | 16 | 216.58
04.04. | 17 | 216.58
04.04. | 18 | 216.58
04.04. | 19 | 216.58
04.04. | 20 | 216.58
04.04. | 21 | 216.58
04.04. | 22 | 173.16
04.04. | 23 | 173.16
04.04. | 24 | 173.16
05.04. | 1 | 173.16
05.04. | 2 | 130
05.04. | 3 | 130
05.04. | 4 | 130
05.04. | 5 | 173.16
05.04. | 6 | 173.16
05.04. | 7 | 216.58
05.04. | 8 | 216.58
05.04. | 9 | 216.58
05.04. | 10 | 216.58
05.04. | 11 | 216.58
05.04. | 12 | 216.58
05.04. | 13 | 216.58
05.04. | 14 | 216.58
05.04. | 15 | 216.58
05.04. | 16 | 216.58
05.04. | 17 | 216.58
05.04. | 18 | 216.58
05.04. | 19 | 216.58
05.04. | 20 | 216.58
05.04. | 21 | 216.58
05.04. | 22 | 173.16
05.04. | 23 | 173.16
05.04. | 24 | 173.16
06.04. | 1 | 130
06.04. | 2 | 130
06.04. | 3 | 130
06.04. | 4 | 130
06.04. | 5 | 130
06.04. | 6 | 173.16
06.04. | 7 | 173.16
06.04. | 8 | 216.58
06.04. | 9 | 216.58
06.04. | 10 | 216.58
06.04. | 11 | 216.58
06.04. | 12 | 216.58
06.04. | 13 | 216.58
06.04. | 14 | 216.58
06.04. | 15 | 216.58
06.04. | 16 | 216.58
06.04. | 17 | 216.58
06.04. | 18 | 216.58
06.04. | 19 | 216.58
06.04. | 20 | 216.58
06.04. | 21 | 216.58
06.04. | 22 | 173.16
06.04. | 23 | 173.16
06.04. | 24 | 173.16
07.04. | 1 | 173.16
07.04. | 2 | 130
07.04. | 3 | 130
07.04. | 4 | 130
07.04. | 5 | 130
07.04. | 6 | 130
07.04. | 7 | 173.16
07.04. | 8 | 173.16
07.04. | 9 | 216.58
07.04. | 10 | 216.58
07.04. | 11 | 216.58
07.04. | 12 | 216.58
07.04. | 13 | 216.58
07.04. | 14 | 173.16
07.04. | 15 | 173.16
07.04. | 16 | 173.16
07.04. | 17 | 173.16
07.04. | 18 | 173.16
07.04. | 19 | 173.16
07.04. | 20 | 216.58
07.04. | 21 | 216.58
07.04. | 22 | 173.16
07.04. | 23 | 173.16
07.04. | 24 | 173.16
08.04. | 1 | 130
08.04. | 2 | 130
08.04. | 3 | 130
08.04. | 4 | 130
08.04. | 5 | 130
08.04. | 6 | 130
08.04. | 7 | 130
08.04. | 8 | 173.16
08.04. | 9 | 173.16
08.04. | 10 | 173.16
08.04. | 11 | 173.16
08.04. | 12 | 173.16
08.04. | 13 | 173.16
08.04. | 14 | 173.16
08.04. | 15 | 173.16
08.04. | 16 | 173.16
08.04. | 17 | 173.16
08.04. | 18 | 173.16
08.04. | 19 | 173.16
08.04. | 20 | 173.16
08.04. | 21 | 216.58
08.04. | 22 | 173.16
08.04. | 23 | 173.16
08.04. | 24 | 173.16
09.04. | 1 | 130
09.04. | 2 | 130
09.04. | 3 | 130
09.04. | 4 | 130
09.04. | 5 | 130
09.04. | 6 | 173.16
09.04. | 7 | 216.58
09.04. | 8 | 216.58
09.04. | 9 | 216.58
09.04. | 10 | 216.58
09.04. | 11 | 216.58
09.04. | 12 | 216.58
09.04. | 13 | 216.58
09.04. | 14 | 216.58
09.04. | 15 | 216.58
09.04. | 16 | 216.58
09.04. | 17 | 216.58
09.04. | 18 | 216.58
09.04. | 19 | 216.58
09.04. | 20 | 216.58
09.04. | 21 | 216.58
09.04. | 22 | 173.16
09.04. | 23 | 173.16
09.04. | 24 | 173.16
10.04. | 1 | 173.16
10.04. | 2 | 130
10.04. | 3 | 130
10.04. | 4 | 130
10.04. | 5 | 173.16
10.04. | 6 | 173.16
10.04. | 7 | 216.58
10.04. | 8 | 216.58
10.04. | 9 | 216.58
10.04. | 10 | 216.58
10.04. | 11 | 216.58
10.04. | 12 | 216.58
10.04. | 13 | 216.58
10.04. | 14 | 216.58
10.04. | 15 | 216.58
10.04. | 16 | 216.58
10.04. | 17 | 216.58
10.04. | 18 | 216.58
10.04. | 19 | 216.58
10.04. | 20 | 216.58
10.04. | 21 | 216.58
10.04. | 22 | 173.16
10.04. | 23 | 173.16
10.04. | 24 | 173.16
11.04. | 1 | 173.16
11.04. | 2 | 130
11.04. | 3 | 130
11.04. | 4 | 130
11.04. | 5 | 173.16
11.04. | 6 | 173.16
11.04. | 7 | 216.58
11.04. | 8 | 216.58
11.04. | 9 | 216.58
11.04. | 10 | 216.58
11.04. | 11 | 216.58
11.04. | 12 | 216.58
11.04. | 13 | 216.58
11.04. | 14 | 216.58
11.04. | 15 | 216.58
11.04. | 16 | 216.58
11.04. | 17 | 216.58
11.04. | 18 | 216.58
11.04. | 19 | 216.58
11.04. | 20 | 216.58
11.04. | 21 | 216.58
11.04. | 22 | 173.16
11.04. | 23 | 173.16
11.04. | 24 | 173.16
12.04. | 1 | 130
12.04. | 2 | 130
12.04. | 3 | 130
12.04. | 4 | 130
12.04. | 5 | 130
12.04. | 6 | 173.16
12.04. | 7 | 216.58
12.04. | 8 | 216.58
12.04. | 9 | 216.58
12.04. | 10 | 216.58
12.04. | 11 | 216.58
12.04. | 12 | 216.58
12.04. | 13 | 216.58
12.04. | 14 | 216.58
12.04. | 15 | 216.58
12.04. | 16 | 216.58
12.04. | 17 | 216.58
12.04. | 18 | 216.58
12.04. | 19 | 216.58
12.04. | 20 | 216.58
12.04. | 21 | 216.58
12.04. | 22 | 173.16
12.04. | 23 | 173.16
12.04. | 24 | 173.16
13.04. | 1 | 130
13.04. | 2 | 130
13.04. | 3 | 130
13.04. | 4 | 130
13.04. | 5 | 130
13.04. | 6 | 173.16
13.04. | 7 | 216.58
13.04. | 8 | 216.58
13.04. | 9 | 216.58
13.04. | 10 | 216.58
13.04. | 11 | 216.58
13.04. | 12 | 216.58
13.04. | 13 | 216.58
13.04. | 14 | 216.58
13.04. | 15 | 216.58
13.04. | 16 | 216.58
13.04. | 17 | 216.58
13.04. | 18 | 216.58
13.04. | 19 | 216.58
13.04. | 20 | 216.58
13.04. | 21 | 216.58
13.04. | 22 | 173.16
13.04. | 23 | 173.16
13.04. | 24 | 173.16
14.04. | 1 | 130
14.04. | 2 | 130
14.04. | 3 | 130
14.04. | 4 | 130
14.04. | 5 | 130
14.04. | 6 | 130
14.04. | 7 | 173.16
14.04. | 8 | 173.16
14.04. | 9 | 173.16
14.04. | 10 | 216.58
14.04. | 11 | 216.58
14.04. | 12 | 173.16
14.04. | 13 | 173.16
14.04. | 14 | 173.16
14.04. | 15 | 173.16
14.04. | 16 | 173.16
14.04. | 17 | 173.16
14.04. | 18 | 173.16
14.04. | 19 | 173.16
14.04. | 20 | 173.16
14.04. | 21 | 216.58
14.04. | 22 | 173.16
14.04. | 23 | 173.16
14.04. | 24 | 130
15.04. | 1 | 130
15.04. | 2 | 130
15.04. | 3 | 130
15.04. | 4 | 130
15.04. | 5 | 130
15.04. | 6 | 130
15.04. | 7 | 130
15.04. | 8 | 173.16
15.04. | 9 | 173.16
15.04. | 10 | 173.16
15.04. | 11 | 173.16
15.04. | 12 | 173.16
15.04. | 13 | 173.16
15.04. | 14 | 173.16
15.04. | 15 | 173.16
15.04. | 16 | 173.16
15.04. | 17 | 173.16
15.04. | 18 | 173.16
15.04. | 19 | 173.16
15.04. | 20 | 173.16
15.04. | 21 | 216.58
15.04. | 22 | 173.16
15.04. | 23 | 173.16
15.04. | 24 | 173.16
16.04. | 1 | 130
16.04. | 2 | 130
16.04. | 3 | 130
16.04. | 4 | 130
16.04. | 5 | 130
16.04. | 6 | 173.16
16.04. | 7 | 173.16
16.04. | 8 | 216.58
16.04. | 9 | 216.58
16.04. | 10 | 216.58
16.04. | 11 | 216.58
16.04. | 12 | 216.58
16.04. | 13 | 216.58
16.04. | 14 | 216.58
16.04. | 15 | 216.58
16.04. | 16 | 216.58
16.04. | 17 | 216.58
16.04. | 18 | 216.58
16.04. | 19 | 173.16
16.04. | 20 | 216.58
16.04. | 21 | 216.58
16.04. | 22 | 173.16
16.04. | 23 | 173.16
16.04. | 24 | 130
17.04. | 1 | 130
17.04. | 2 | 130
17.04. | 3 | 130
17.04. | 4 | 130
17.04. | 5 | 130
17.04. | 6 | 173.16
17.04. | 7 | 173.16
17.04. | 8 | 216.58
17.04. | 9 | 216.58
17.04. | 10 | 216.58
17.04. | 11 | 216.58
17.04. | 12 | 216.58
17.04. | 13 | 216.58
17.04. | 14 | 216.58
17.04. | 15 | 216.58
17.04. | 16 | 216.58
17.04. | 17 | 216.58
17.04. | 18 | 216.58
17.04. | 19 | 216.58
17.04. | 20 | 216.58
17.04. | 21 | 216.58
17.04. | 22 | 173.16
17.04. | 23 | 173.16
17.04. | 24 | 173.16
18.04. | 1 | 130
18.04. | 2 | 130
18.04. | 3 | 130
18.04. | 4 | 130
18.04. | 5 | 130
18.04. | 6 | 173.16
18.04. | 7 | 173.16
18.04. | 8 | 216.58
18.04. | 9 | 216.58
18.04. | 10 | 216.58
18.04. | 11 | 216.58
18.04. | 12 | 216.58
18.04. | 13 | 216.58
18.04. | 14 | 216.58
18.04. | 15 | 216.58
18.04. | 16 | 216.58
18.04. | 17 | 216.58
18.04. | 18 | 216.58
18.04. | 19 | 216.58
18.04. | 20 | 216.58
18.04. | 21 | 216.58
18.04. | 22 | 173.16
18.04. | 23 | 173.16
18.04. | 24 | 173.16
19.04. | 1 | 130
19.04. | 2 | 130
19.04. | 3 | 130
19.04. | 4 | 130
19.04. | 5 | 130
19.04. | 6 | 173.16
19.04. | 7 | 173.16
19.04. | 8 | 216.58
19.04. | 9 | 216.58
19.04. | 10 | 216.58
19.04. | 11 | 216.58
19.04. | 12 | 216.58
19.04. | 13 | 216.58
19.04. | 14 | 216.58
19.04. | 15 | 216.58
19.04. | 16 | 216.58
19.04. | 17 | 216.58
19.04. | 18 | 216.58
19.04. | 19 | 216.58
19.04. | 20 | 216.58
19.04. | 21 | 216.58
19.04. | 22 | 173.16
19.04. | 23 | 173.16
19.04. | 24 | 173.16
20.04. | 1 | 130
20.04. | 2 | 130
20.04. | 3 | 130
20.04. | 4 | 130
20.04. | 5 | 130
20.04. | 6 | 173.16
20.04. | 7 | 173.16
20.04. | 8 | 216.58
20.04. | 9 | 216.58
20.04. | 10 | 216.58
20.04. | 11 | 216.58
20.04. | 12 | 216.58
20.04. | 13 | 216.58
20.04. | 14 | 216.58
20.04. | 15 | 216.58
20.04. | 16 | 216.58
20.04. | 17 | 216.58
20.04. | 18 | 216.58
20.04. | 19 | 173.16
20.04. | 20 | 216.58
20.04. | 21 | 216.58
20.04. | 22 | 173.16
20.04. | 23 | 173.16
20.04. | 24 | 173.16
21.04. | 1 | 130
21.04. | 2 | 130
21.04. | 3 | 130
21.04. | 4 | 130
21.04. | 5 | 130
21.04. | 6 | 130
21.04. | 7 | 173.16
21.04. | 8 | 173.16
21.04. | 9 | 173.16
21.04. | 10 | 173.16
21.04. | 11 | 173.16
21.04. | 12 | 173.16
21.04. | 13 | 173.16
21.04. | 14 | 173.16
21.04. | 15 | 173.16
21.04. | 16 | 173.16
21.04. | 17 | 173.16
21.04. | 18 | 173.16
21.04. | 19 | 173.16
21.04. | 20 | 173.16
21.04. | 21 | 173.16
21.04. | 22 | 173.16
21.04. | 23 | 173.16
21.04. | 24 | 130
22.04. | 1 | 130
22.04. | 2 | 130
22.04. | 3 | 130
22.04. | 4 | 130
22.04. | 5 | 130
22.04. | 6 | 130
22.04. | 7 | 130
22.04. | 8 | 173.16
22.04. | 9 | 173.16
22.04. | 10 | 173.16
22.04. | 11 | 173.16
22.04. | 12 | 173.16
22.04. | 13 | 173.16
22.04. | 14 | 173.16
22.04. | 15 | 173.16
22.04. | 16 | 173.16
22.04. | 17 | 173.16
22.04. | 18 | 173.16
22.04. | 19 | 173.16
22.04. | 20 | 173.16
22.04. | 21 | 173.16
22.04. | 22 | 173.16
22.04. | 23 | 173.16
22.04. | 24 | 130
23.04. | 1 | 130
23.04. | 2 | 130
23.04. | 3 | 130
23.04. | 4 | 130
23.04. | 5 | 130
23.04. | 6 | 173.16
23.04. | 7 | 173.16
23.04. | 8 | 216.58
23.04. | 9 | 216.58
23.04. | 10 | 216.58
23.04. | 11 | 216.58
23.04. | 12 | 216.58
23.04. | 13 | 216.58
23.04. | 14 | 216.58
23.04. | 15 | 216.58
23.04. | 16 | 216.58
23.04. | 17 | 173.16
23.04. | 18 | 173.16
23.04. | 19 | 173.16
23.04. | 20 | 173.16
23.04. | 21 | 173.16
23.04. | 22 | 173.16
23.04. | 23 | 173.16
23.04. | 24 | 130
24.04. | 1 | 130
24.04. | 2 | 130
24.04. | 3 | 130
24.04. | 4 | 130
24.04. | 5 | 130
24.04. | 6 | 173.16
24.04. | 7 | 173.16
24.04. | 8 | 216.58
24.04. | 9 | 216.58
24.04. | 10 | 216.58
24.04. | 11 | 216.58
24.04. | 12 | 216.58
24.04. | 13 | 216.58
24.04. | 14 | 216.58
24.04. | 15 | 216.58
24.04. | 16 | 216.58
24.04. | 17 | 173.16
24.04. | 18 | 173.16
24.04. | 19 | 173.16
24.04. | 20 | 173.16
24.04. | 21 | 173.16
24.04. | 22 | 173.16
24.04. | 23 | 173.16
24.04. | 24 | 130
25.04. | 1 | 130
25.04. | 2 | 130
25.04. | 3 | 130
25.04. | 4 | 130
25.04. | 5 | 130
25.04. | 6 | 173.16
25.04. | 7 | 173.16
25.04. | 8 | 216.58
25.04. | 9 | 216.58
25.04. | 10 | 216.58
25.04. | 11 | 216.58
25.04. | 12 | 216.58
25.04. | 13 | 216.58
25.04. | 14 | 216.58
25.04. | 15 | 216.58
25.04. | 16 | 216.58
25.04. | 17 | 173.16
25.04. | 18 | 173.16
25.04. | 19 | 173.16
25.04. | 20 | 173.16
25.04. | 21 | 173.16
25.04. | 22 | 173.16
25.04. | 23 | 173.16
25.04. | 24 | 130
26.04. | 1 | 130
26.04. | 2 | 130
26.04. | 3 | 130
26.04. | 4 | 130
26.04. | 5 | 130
26.04. | 6 | 173.16
26.04. | 7 | 173.16
26.04. | 8 | 216.58
26.04. | 9 | 216.58
26.04. | 10 | 216.58
26.04. | 11 | 216.58
26.04. | 12 | 216.58
26.04. | 13 | 216.58
26.04. | 14 | 216.58
26.04. | 15 | 216.58
26.04. | 16 | 216.58
26.04. | 17 | 173.16
26.04. | 18 | 173.16
26.04. | 19 | 173.16
26.04. | 20 | 173.16
26.04. | 21 | 173.16
26.04. | 22 | 173.16
26.04. | 23 | 173.16
26.04. | 24 | 130
27.04. | 1 | 130
27.04. | 2 | 130
27.04. | 3 | 130
27.04. | 4 | 130
27.04. | 5 | 130
27.04. | 6 | 173.16
27.04. | 7 | 173.16
27.04. | 8 | 216.58
27.04. | 9 | 216.58
27.04. | 10 | 216.58
27.04. | 11 | 216.58
27.04. | 12 | 216.58
27.04. | 13 | 216.58
27.04. | 14 | 216.58
27.04. | 15 | 216.58
27.04. | 16 | 173.16
27.04. | 17 | 173.16
27.04. | 18 | 173.16
27.04. | 19 | 173.16
27.04. | 20 | 173.16
27.04. | 21 | 173.16
27.04. | 22 | 173.16
27.04. | 23 | 173.16
27.04. | 24 | 130
28.04. | 1 | 130
28.04. | 2 | 130
28.04. | 3 | 130
28.04. | 4 | 130
28.04. | 5 | 130
28.04. | 6 | 130
28.04. | 7 | 130
28.04. | 8 | 173.16
28.04. | 9 | 173.16
28.04. | 10 | 173.16
28.04. | 11 | 173.16
28.04. | 12 | 173.16
28.04. | 13 | 173.16
28.04. | 14 | 173.16
28.04. | 15 | 173.16
28.04. | 16 | 173.16
28.04. | 17 | 173.16
28.04. | 18 | 173.16
28.04. | 19 | 173.16
28.04. | 20 | 173.16
28.04. | 21 | 173.16
28.04. | 22 | 173.16
28.04. | 23 | 130
28.04. | 24 | 130
29.04. | 1 | 130
29.04. | 2 | 130
29.04. | 3 | 130
29.04. | 4 | 130
29.04. | 5 | 130
29.04. | 6 | 130
29.04. | 7 | 130
29.04. | 8 | 130
29.04. | 9 | 173.16
29.04. | 10 | 173.16
29.04. | 11 | 173.16
29.04. | 12 | 173.16
29.04. | 13 | 173.16
29.04. | 14 | 173.16
29.04. | 15 | 173.16
29.04. | 16 | 173.16
29.04. | 17 | 173.16
29.04. | 18 | 173.16
29.04. | 19 | 173.16
29.04. | 20 | 173.16
29.04. | 21 | 173.16
29.04. | 22 | 173.16
29.04. | 23 | 173.16
29.04. | 24 | 130
30.04. | 1 | 130
30.04. | 2 | 130
30.04. | 3 | 130
30.04. | 4 | 130
30.04. | 5 | 130
30.04. | 6 | 130
30.04. | 7 | 173.16
30.04. | 8 | 216.58
30.04. | 9 | 216.58
30.04. | 10 | 216.58
30.04. | 11 | 216.58
30.04. | 12 | 216.58
30.04. | 13 | 216.58
30.04. | 14 | 216.58
30.04. | 15 | 216.58
30.04. | 16 | 173.16
30.04. | 17 | 173.16
30.04. | 18 | 173.16
30.04. | 19 | 173.16
30.04. | 20 | 173.16
30.04. | 21 | 173.16
30.04. | 22 | 173.16
30.04. | 23 | 130
30.04. | 24 | 130
01.05. | 1 | 130
01.05. | 2 | 130
01.05. | 3 | 130
01.05. | 4 | 130
01.05. | 5 | 130
01.05. | 6 | 130
01.05. | 7 | 173.16
01.05. | 8 | 173.16
01.05. | 9 | 173.16
01.05. | 10 | 173.16
01.05. | 11 | 173.16
01.05. | 12 | 173.16
01.05. | 13 | 173.16
01.05. | 14 | 173.16
01.05. | 15 | 173.16
01.05. | 16 | 173.16
01.05. | 17 | 173.16
01.05. | 18 | 173.16
01.05. | 19 | 173.16
01.05. | 20 | 173.16
01.05. | 21 | 173.16
01.05. | 22 | 173.16
01.05. | 23 | 130
01.05. | 24 | 130
02.05. | 1 | 130
02.05. | 2 | 130
02.05. | 3 | 130
02.05. | 4 | 130
02.05. | 5 | 130
02.05. | 6 | 173.16
02.05. | 7 | 173.16
02.05. | 8 | 216.58
02.05. | 9 | 216.58
02.05. | 10 | 216.58
02.05. | 11 | 216.58
02.05. | 12 | 216.58
02.05. | 13 | 216.58
02.05. | 14 | 216.58
02.05. | 15 | 216.58
02.05. | 16 | 216.58
02.05. | 17 | 173.16
02.05. | 18 | 173.16
02.05. | 19 | 173.16
02.05. | 20 | 173.16
02.05. | 21 | 173.16
02.05. | 22 | 173.16
02.05. | 23 | 173.16
02.05. | 24 | 130
03.05. | 1 | 130
03.05. | 2 | 130
03.05. | 3 | 130
03.05. | 4 | 130
03.05. | 5 | 130
03.05. | 6 | 173.16
03.05. | 7 | 173.16
03.05. | 8 | 216.58
03.05. | 9 | 216.58
03.05. | 10 | 216.58
03.05. | 11 | 216.58
03.05. | 12 | 216.58
03.05. | 13 | 216.58
03.05. | 14 | 216.58
03.05. | 15 | 216.58
03.05. | 16 | 216.58
03.05. | 17 | 173.16
03.05. | 18 | 173.16
03.05. | 19 | 173.16
03.05. | 20 | 173.16
03.05. | 21 | 173.16
03.05. | 22 | 173.16
03.05. | 23 | 173.16
03.05. | 24 | 130
04.05. | 1 | 130
04.05. | 2 | 130
04.05. | 3 | 130
04.05. | 4 | 130
04.05. | 5 | 130
04.05. | 6 | 130
04.05. | 7 | 173.16
04.05. | 8 | 216.58
04.05. | 9 | 216.58
04.05. | 10 | 216.58
04.05. | 11 | 216.58
04.05. | 12 | 216.58
04.05. | 13 | 216.58
04.05. | 14 | 216.58
04.05. | 15 | 216.58
04.05. | 16 | 173.16
04.05. | 17 | 173.16
04.05. | 18 | 173.16
04.05. | 19 | 173.16
04.05. | 20 | 173.16
04.05. | 21 | 173.16
04.05. | 22 | 173.16
04.05. | 23 | 173.16
04.05. | 24 | 130
05.05. | 1 | 130
05.05. | 2 | 130
05.05. | 3 | 130
05.05. | 4 | 130
05.05. | 5 | 130
05.05. | 6 | 130
05.05. | 7 | 130
05.05. | 8 | 173.16
05.05. | 9 | 173.16
05.05. | 10 | 173.16
05.05. | 11 | 173.16
05.05. | 12 | 173.16
05.05. | 13 | 173.16
05.05. | 14 | 173.16
05.05. | 15 | 173.16
05.05. | 16 | 173.16
05.05. | 17 | 173.16
05.05. | 18 | 173.16
05.05. | 19 | 173.16
05.05. | 20 | 173.16
05.05. | 21 | 173.16
05.05. | 22 | 173.16
05.05. | 23 | 173.16
05.05. | 24 | 130
06.05. | 1 | 130
06.05. | 2 | 130
06.05. | 3 | 130
06.05. | 4 | 130
06.05. | 5 | 130
06.05. | 6 | 130
06.05. | 7 | 130
06.05. | 8 | 173.16
06.05. | 9 | 173.16
06.05. | 10 | 173.16
06.05. | 11 | 173.16
06.05. | 12 | 173.16
06.05. | 13 | 173.16
06.05. | 14 | 173.16
06.05. | 15 | 173.16
06.05. | 16 | 173.16
06.05. | 17 | 173.16
06.05. | 18 | 173.16
06.05. | 19 | 173.16
06.05. | 20 | 173.16
06.05. | 21 | 173.16
06.05. | 22 | 173.16
06.05. | 23 | 173.16
06.05. | 24 | 130
07.05. | 1 | 130
07.05. | 2 | 130
07.05. | 3 | 130
07.05. | 4 | 130
07.05. | 5 | 130
07.05. | 6 | 130
07.05. | 7 | 173.16
07.05. | 8 | 216.58
07.05. | 9 | 216.58
07.05. | 10 | 216.58
07.05. | 11 | 216.58
07.05. | 12 | 216.58
07.05. | 13 | 216.58
07.05. | 14 | 216.58
07.05. | 15 | 216.58
07.05. | 16 | 173.16
07.05. | 17 | 173.16
07.05. | 18 | 173.16
07.05. | 19 | 173.16
07.05. | 20 | 173.16
07.05. | 21 | 173.16
07.05. | 22 | 173.16
07.05. | 23 | 173.16
07.05. | 24 | 130
08.05. | 1 | 130
08.05. | 2 | 130
08.05. | 3 | 130
08.05. | 4 | 130
08.05. | 5 | 130
08.05. | 6 | 130
08.05. | 7 | 173.16
08.05. | 8 | 216.58
08.05. | 9 | 216.58
08.05. | 10 | 216.58
08.05. | 11 | 216.58
08.05. | 12 | 216.58
08.05. | 13 | 216.58
08.05. | 14 | 216.58
08.05. | 15 | 216.58
08.05. | 16 | 173.16
08.05. | 17 | 173.16
08.05. | 18 | 173.16
08.05. | 19 | 173.16
08.05. | 20 | 173.16
08.05. | 21 | 173.16
08.05. | 22 | 173.16
08.05. | 23 | 173.16
08.05. | 24 | 130
09.05. | 1 | 130
09.05. | 2 | 130
09.05. | 3 | 130
09.05. | 4 | 130
09.05. | 5 | 130
09.05. | 6 | 130
09.05. | 7 | 173.16
09.05. | 8 | 216.58
09.05. | 9 | 216.58
09.05. | 10 | 216.58
09.05. | 11 | 216.58
09.05. | 12 | 216.58
09.05. | 13 | 216.58
09.05. | 14 | 216.58
09.05. | 15 | 216.58
09.05. | 16 | 173.16
09.05. | 17 | 173.16
09.05. | 18 | 173.16
09.05. | 19 | 173.16
09.05. | 20 | 173.16
09.05. | 21 | 173.16
09.05. | 22 | 173.16
09.05. | 23 | 173.16
09.05. | 24 | 130
10.05. | 1 | 130
10.05. | 2 | 130
10.05. | 3 | 130
10.05. | 4 | 130
10.05. | 5 | 130
10.05. | 6 | 130
10.05. | 7 | 173.16
10.05. | 8 | 216.58
10.05. | 9 | 216.58
10.05. | 10 | 216.58
10.05. | 11 | 216.58
10.05. | 12 | 216.58
10.05. | 13 | 216.58
10.05. | 14 | 216.58
10.05. | 15 | 216.58
10.05. | 16 | 173.16
10.05. | 17 | 173.16
10.05. | 18 | 173.16
10.05. | 19 | 173.16
10.05. | 20 | 173.16
10.05. | 21 | 173.16
10.05. | 22 | 173.16
10.05. | 23 | 173.16
10.05. | 24 | 130
11.05. | 1 | 130
11.05. | 2 | 130
11.05. | 3 | 130
11.05. | 4 | 130
11.05. | 5 | 130
11.05. | 6 | 130
11.05. | 7 | 173.16
11.05. | 8 | 216.58
11.05. | 9 | 216.58
11.05. | 10 | 216.58
11.05. | 11 | 216.58
11.05. | 12 | 216.58
11.05. | 13 | 216.58
11.05. | 14 | 216.58
11.05. | 15 | 216.58
11.05. | 16 | 173.16
11.05. | 17 | 173.16
11.05. | 18 | 173.16
11.05. | 19 | 173.16
11.05. | 20 | 173.16
11.05. | 21 | 173.16
11.05. | 22 | 173.16
11.05. | 23 | 173.16
11.05. | 24 | 130
12.05. | 1 | 130
12.05. | 2 | 130
12.05. | 3 | 130
12.05. | 4 | 130
12.05. | 5 | 130
12.05. | 6 | 130
12.05. | 7 | 130
12.05. | 8 | 173.16
12.05. | 9 | 173.16
12.05. | 10 | 173.16
12.05. | 11 | 173.16
12.05. | 12 | 173.16
12.05. | 13 | 173.16
12.05. | 14 | 173.16
12.05. | 15 | 173.16
12.05. | 16 | 173.16
12.05. | 17 | 173.16
12.05. | 18 | 173.16
12.05. | 19 | 173.16
12.05. | 20 | 173.16
12.05. | 21 | 173.16
12.05. | 22 | 173.16
12.05. | 23 | 173.16
12.05. | 24 | 130
13.05. | 1 | 130
13.05. | 2 | 130
13.05. | 3 | 130
13.05. | 4 | 130
13.05. | 5 | 130
13.05. | 6 | 130
13.05. | 7 | 130
13.05. | 8 | 130
13.05. | 9 | 173.16
13.05. | 10 | 173.16
13.05. | 11 | 173.16
13.05. | 12 | 173.16
13.05. | 13 | 173.16
13.05. | 14 | 173.16
13.05. | 15 | 173.16
13.05. | 16 | 173.16
13.05. | 17 | 173.16
13.05. | 18 | 173.16
13.05. | 19 | 173.16
13.05. | 20 | 173.16
13.05. | 21 | 173.16
13.05. | 22 | 173.16
13.05. | 23 | 173.16
13.05. | 24 | 130
14.05. | 1 | 130
14.05. | 2 | 130
14.05. | 3 | 130
14.05. | 4 | 130
14.05. | 5 | 130
14.05. | 6 | 130
14.05. | 7 | 173.16
14.05. | 8 | 173.16
14.05. | 9 | 216.58
14.05. | 10 | 216.58
14.05. | 11 | 216.58
14.05. | 12 | 216.58
14.05. | 13 | 216.58
14.05. | 14 | 216.58
14.05. | 15 | 216.58
14.05. | 16 | 173.16
14.05. | 17 | 173.16
14.05. | 18 | 173.16
14.05. | 19 | 173.16
14.05. | 20 | 173.16
14.05. | 21 | 173.16
14.05. | 22 | 173.16
14.05. | 23 | 130
14.05. | 24 | 130
15.05. | 1 | 130
15.05. | 2 | 130
15.05. | 3 | 130
15.05. | 4 | 130
15.05. | 5 | 130
15.05. | 6 | 130
15.05. | 7 | 173.16
15.05. | 8 | 173.16
15.05. | 9 | 216.58
15.05. | 10 | 216.58
15.05. | 11 | 216.58
15.05. | 12 | 216.58
15.05. | 13 | 216.58
15.05. | 14 | 216.58
15.05. | 15 | 216.58
15.05. | 16 | 173.16
15.05. | 17 | 173.16
15.05. | 18 | 173.16
15.05. | 19 | 173.16
15.05. | 20 | 173.16
15.05. | 21 | 173.16
15.05. | 22 | 173.16
15.05. | 23 | 173.16
15.05. | 24 | 130
16.05. | 1 | 130
16.05. | 2 | 130
16.05. | 3 | 130
16.05. | 4 | 130
16.05. | 5 | 130
16.05. | 6 | 130
16.05. | 7 | 173.16
16.05. | 8 | 173.16
16.05. | 9 | 216.58
16.05. | 10 | 216.58
16.05. | 11 | 216.58
16.05. | 12 | 216.58
16.05. | 13 | 216.58
16.05. | 14 | 216.58
16.05. | 15 | 216.58
16.05. | 16 | 173.16
16.05. | 17 | 173.16
16.05. | 18 | 173.16
16.05. | 19 | 173.16
16.05. | 20 | 173.16
16.05. | 21 | 173.16
16.05. | 22 | 173.16
16.05. | 23 | 173.16
16.05. | 24 | 130
17.05. | 1 | 130
17.05. | 2 | 130
17.05. | 3 | 130
17.05. | 4 | 130
17.05. | 5 | 130
17.05. | 6 | 130
17.05. | 7 | 173.16
17.05. | 8 | 173.16
17.05. | 9 | 216.58
17.05. | 10 | 216.58
17.05. | 11 | 216.58
17.05. | 12 | 216.58
17.05. | 13 | 216.58
17.05. | 14 | 216.58
17.05. | 15 | 173.16
17.05. | 16 | 173.16
17.05. | 17 | 173.16
17.05. | 18 | 173.16
17.05. | 19 | 173.16
17.05. | 20 | 173.16
17.05. | 21 | 173.16
17.05. | 22 | 173.16
17.05. | 23 | 173.16
17.05. | 24 | 130
18.05. | 1 | 130
18.05. | 2 | 130
18.05. | 3 | 130
18.05. | 4 | 130
18.05. | 5 | 130
18.05. | 6 | 130
18.05. | 7 | 173.16
18.05. | 8 | 173.16
18.05. | 9 | 216.58
18.05. | 10 | 216.58
18.05. | 11 | 216.58
18.05. | 12 | 216.58
18.05. | 13 | 216.58
18.05. | 14 | 216.58
18.05. | 15 | 173.16
18.05. | 16 | 173.16
18.05. | 17 | 173.16
18.05. | 18 | 173.16
18.05. | 19 | 173.16
18.05. | 20 | 173.16
18.05. | 21 | 173.16
18.05. | 22 | 173.16
18.05. | 23 | 173.16
18.05. | 24 | 130
19.05. | 1 | 130
19.05. | 2 | 130
19.05. | 3 | 130
19.05. | 4 | 130
19.05. | 5 | 130
19.05. | 6 | 130
19.05. | 7 | 130
19.05. | 8 | 130
19.05. | 9 | 173.16
19.05. | 10 | 173.16
19.05. | 11 | 173.16
19.05. | 12 | 173.16
19.05. | 13 | 173.16
19.05. | 14 | 173.16
19.05. | 15 | 173.16
19.05. | 16 | 173.16
19.05. | 17 | 173.16
19.05. | 18 | 173.16
19.05. | 19 | 173.16
19.05. | 20 | 173.16
19.05. | 21 | 173.16
19.05. | 22 | 173.16
19.05. | 23 | 130
19.05. | 24 | 130
20.05. | 1 | 130
20.05. | 2 | 130
20.05. | 3 | 130
20.05. | 4 | 130
20.05. | 5 | 130
20.05. | 6 | 130
20.05. | 7 | 130
20.05. | 8 | 130
20.05. | 9 | 173.16
20.05. | 10 | 173.16
20.05. | 11 | 173.16
20.05. | 12 | 173.16
20.05. | 13 | 173.16
20.05. | 14 | 173.16
20.05. | 15 | 173.16
20.05. | 16 | 173.16
20.05. | 17 | 173.16
20.05. | 18 | 173.16
20.05. | 19 | 173.16
20.05. | 20 | 173.16
20.05. | 21 | 173.16
20.05. | 22 | 173.16
20.05. | 23 | 173.16
20.05. | 24 | 130
21.05. | 1 | 130
21.05. | 2 | 130
21.05. | 3 | 130
21.05. | 4 | 130
21.05. | 5 | 130
21.05. | 6 | 130
21.05. | 7 | 173.16
21.05. | 8 | 173.16
21.05. | 9 | 216.58
21.05. | 10 | 216.58
21.05. | 11 | 216.58
21.05. | 12 | 173.16
21.05. | 13 | 216.58
21.05. | 14 | 173.16
21.05. | 15 | 173.16
21.05. | 16 | 173.16
21.05. | 17 | 173.16
21.05. | 18 | 173.16
21.05. | 19 | 173.16
21.05. | 20 | 173.16
21.05. | 21 | 173.16
21.05. | 22 | 173.16
21.05. | 23 | 130
21.05. | 24 | 130
22.05. | 1 | 130
22.05. | 2 | 130
22.05. | 3 | 130
22.05. | 4 | 130
22.05. | 5 | 130
22.05. | 6 | 130
22.05. | 7 | 173.16
22.05. | 8 | 173.16
22.05. | 9 | 216.58
22.05. | 10 | 216.58
22.05. | 11 | 216.58
22.05. | 12 | 173.16
22.05. | 13 | 216.58
22.05. | 14 | 173.16
22.05. | 15 | 173.16
22.05. | 16 | 173.16
22.05. | 17 | 173.16
22.05. | 18 | 173.16
22.05. | 19 | 173.16
22.05. | 20 | 173.16
22.05. | 21 | 173.16
22.05. | 22 | 173.16
22.05. | 23 | 130
22.05. | 24 | 130
23.05. | 1 | 130
23.05. | 2 | 130
23.05. | 3 | 130
23.05. | 4 | 130
23.05. | 5 | 130
23.05. | 6 | 130
23.05. | 7 | 173.16
23.05. | 8 | 173.16
23.05. | 9 | 216.58
23.05. | 10 | 216.58
23.05. | 11 | 216.58
23.05. | 12 | 173.16
23.05. | 13 | 216.58
23.05. | 14 | 173.16
23.05. | 15 | 173.16
23.05. | 16 | 173.16
23.05. | 17 | 173.16
23.05. | 18 | 173.16
23.05. | 19 | 173.16
23.05. | 20 | 173.16
23.05. | 21 | 173.16
23.05. | 22 | 173.16
23.05. | 23 | 130
23.05. | 24 | 130
24.05. | 1 | 130
24.05. | 2 | 130
24.05. | 3 | 130
24.05. | 4 | 130
24.05. | 5 | 130
24.05. | 6 | 130
24.05. | 7 | 173.16
24.05. | 8 | 173.16
24.05. | 9 | 216.58
24.05. | 10 | 216.58
24.05. | 11 | 216.58
24.05. | 12 | 173.16
24.05. | 13 | 216.58
24.05. | 14 | 173.16
24.05. | 15 | 173.16
24.05. | 16 | 173.16
24.05. | 17 | 173.16
24.05. | 18 | 173.16
24.05. | 19 | 173.16
24.05. | 20 | 173.16
24.05. | 21 | 173.16
24.05. | 22 | 173.16
24.05. | 23 | 130
24.05. | 24 | 130
25.05. | 1 | 130
25.05. | 2 | 130
25.05. | 3 | 130
25.05. | 4 | 130
25.05. | 5 | 130
25.05. | 6 | 130
25.05. | 7 | 173.16
25.05. | 8 | 173.16
25.05. | 9 | 216.58
25.05. | 10 | 216.58
25.05. | 11 | 216.58
25.05. | 12 | 173.16
25.05. | 13 | 216.58
25.05. | 14 | 173.16
25.05. | 15 | 173.16
25.05. | 16 | 173.16
25.05. | 17 | 173.16
25.05. | 18 | 173.16
25.05. | 19 | 173.16
25.05. | 20 | 173.16
25.05. | 21 | 173.16
25.05. | 22 | 173.16
25.05. | 23 | 130
25.05. | 24 | 130
26.05. | 1 | 130
26.05. | 2 | 130
26.05. | 3 | 130
26.05. | 4 | 130
26.05. | 5 | 130
26.05. | 6 | 130
26.05. | 7 | 130
26.05. | 8 | 130
26.05. | 9 | 173.16
26.05. | 10 | 173.16
26.05. | 11 | 173.16
26.05. | 12 | 173.16
26.05. | 13 | 173.16
26.05. | 14 | 173.16
26.05. | 15 | 173.16
26.05. | 16 | 173.16
26.05. | 17 | 173.16
26.05. | 18 | 173.16
26.05. | 19 | 173.16
26.05. | 20 | 173.16
26.05. | 21 | 173.16
26.05. | 22 | 173.16
26.05. | 23 | 130
26.05. | 24 | 130
27.05. | 1 | 130
27.05. | 2 | 130
27.05. | 3 | 130
27.05. | 4 | 130
27.05. | 5 | 130
27.05. | 6 | 130
27.05. | 7 | 130
27.05. | 8 | 130
27.05. | 9 | 173.16
27.05. | 10 | 173.16
27.05. | 11 | 173.16
27.05. | 12 | 173.16
27.05. | 13 | 173.16
27.05. | 14 | 173.16
27.05. | 15 | 173.16
27.05. | 16 | 173.16
27.05. | 17 | 173.16
27.05. | 18 | 173.16
27.05. | 19 | 173.16
27.05. | 20 | 173.16
27.05. | 21 | 173.16
27.05. | 22 | 173.16
27.05. | 23 | 130
27.05. | 24 | 130
28.05. | 1 | 130
28.05. | 2 | 130
28.05. | 3 | 130
28.05. | 4 | 130
28.05. | 5 | 130
28.05. | 6 | 130
28.05. | 7 | 173.16
28.05. | 8 | 173.16
28.05. | 9 | 216.58
28.05. | 10 | 173.16
28.05. | 11 | 173.16
28.05. | 12 | 173.16
28.05. | 13 | 173.16
28.05. | 14 | 173.16
28.05. | 15 | 173.16
28.05. | 16 | 173.16
28.05. | 17 | 173.16
28.05. | 18 | 173.16
28.05. | 19 | 173.16
28.05. | 20 | 173.16
28.05. | 21 | 173.16
28.05. | 22 | 173.16
28.05. | 23 | 130
28.05. | 24 | 130
29.05. | 1 | 130
29.05. | 2 | 130
29.05. | 3 | 130
29.05. | 4 | 130
29.05. | 5 | 130
29.05. | 6 | 130
29.05. | 7 | 173.16
29.05. | 8 | 173.16
29.05. | 9 | 216.58
29.05. | 10 | 173.16
29.05. | 11 | 173.16
29.05. | 12 | 173.16
29.05. | 13 | 173.16
29.05. | 14 | 173.16
29.05. | 15 | 173.16
29.05. | 16 | 173.16
29.05. | 17 | 173.16
29.05. | 18 | 173.16
29.05. | 19 | 173.16
29.05. | 20 | 173.16
29.05. | 21 | 173.16
29.05. | 22 | 173.16
29.05. | 23 | 130
29.05. | 24 | 130
30.05. | 1 | 130
30.05. | 2 | 130
30.05. | 3 | 130
30.05. | 4 | 130
30.05. | 5 | 130
30.05. | 6 | 130
30.05. | 7 | 173.16
30.05. | 8 | 173.16
30.05. | 9 | 216.58
30.05. | 10 | 216.58
30.05. | 11 | 173.16
30.05. | 12 | 173.16
30.05. | 13 | 173.16
30.05. | 14 | 173.16
30.05. | 15 | 173.16
30.05. | 16 | 173.16
30.05. | 17 | 173.16
30.05. | 18 | 173.16
30.05. | 19 | 173.16
30.05. | 20 | 173.16
30.05. | 21 | 173.16
30.05. | 22 | 173.16
30.05. | 23 | 130
30.05. | 24 | 130
31.05. | 1 | 130
31.05. | 2 | 130
31.05. | 3 | 130
31.05. | 4 | 130
31.05. | 5 | 130
31.05. | 6 | 130
31.05. | 7 | 173.16
31.05. | 8 | 173.16
31.05. | 9 | 173.16
31.05. | 10 | 173.16
31.05. | 11 | 173.16
31.05. | 12 | 173.16
31.05. | 13 | 173.16
31.05. | 14 | 173.16
31.05. | 15 | 173.16
31.05. | 16 | 173.16
31.05. | 17 | 173.16
31.05. | 18 | 173.16
31.05. | 19 | 173.16
31.05. | 20 | 173.16
31.05. | 21 | 173.16
31.05. | 22 | 173.16
31.05. | 23 | 130
31.05. | 24 | 130
01.06. | 1 | 130
01.06. | 2 | 130
01.06. | 3 | 130
01.06. | 4 | 130
01.06. | 5 | 130
01.06. | 6 | 130
01.06. | 7 | 173.16
01.06. | 8 | 173.16
01.06. | 9 | 173.16
01.06. | 10 | 173.16
01.06. | 11 | 173.16
01.06. | 12 | 173.16
01.06. | 13 | 173.16
01.06. | 14 | 173.16
01.06. | 15 | 173.16
01.06. | 16 | 173.16
01.06. | 17 | 173.16
01.06. | 18 | 173.16
01.06. | 19 | 173.16
01.06. | 20 | 173.16
01.06. | 21 | 173.16
01.06. | 22 | 173.16
01.06. | 23 | 130
01.06. | 24 | 130
02.06. | 1 | 130
02.06. | 2 | 130
02.06. | 3 | 130
02.06. | 4 | 130
02.06. | 5 | 130
02.06. | 6 | 130
02.06. | 7 | 130
02.06. | 8 | 130
02.06. | 9 | 173.16
02.06. | 10 | 173.16
02.06. | 11 | 173.16
02.06. | 12 | 173.16
02.06. | 13 | 173.16
02.06. | 14 | 173.16
02.06. | 15 | 173.16
02.06. | 16 | 130
02.06. | 17 | 130
02.06. | 18 | 130
02.06. | 19 | 130
02.06. | 20 | 130
02.06. | 21 | 130
02.06. | 22 | 130
02.06. | 23 | 130
02.06. | 24 | 130
03.06. | 1 | 130
03.06. | 2 | 130
03.06. | 3 | 130
03.06. | 4 | 130
03.06. | 5 | 130
03.06. | 6 | 130
03.06. | 7 | 130
03.06. | 8 | 130
03.06. | 9 | 130
03.06. | 10 | 173.16
03.06. | 11 | 173.16
03.06. | 12 | 173.16
03.06. | 13 | 173.16
03.06. | 14 | 173.16
03.06. | 15 | 173.16
03.06. | 16 | 173.16
03.06. | 17 | 173.16
03.06. | 18 | 173.16
03.06. | 19 | 173.16
03.06. | 20 | 173.16
03.06. | 21 | 130
03.06. | 22 | 130
03.06. | 23 | 130
03.06. | 24 | 130
04.06. | 1 | 130
04.06. | 2 | 130
04.06. | 3 | 130
04.06. | 4 | 130
04.06. | 5 | 130
04.06. | 6 | 130
04.06. | 7 | 173.16
04.06. | 8 | 173.16
04.06. | 9 | 173.16
04.06. | 10 | 173.16
04.06. | 11 | 173.16
04.06. | 12 | 173.16
04.06. | 13 | 173.16
04.06. | 14 | 173.16
04.06. | 15 | 173.16
04.06. | 16 | 173.16
04.06. | 17 | 173.16
04.06. | 18 | 173.16
04.06. | 19 | 173.16
04.06. | 20 | 173.16
04.06. | 21 | 173.16
04.06. | 22 | 130
04.06. | 23 | 130
04.06. | 24 | 130
05.06. | 1 | 130
05.06. | 2 | 130
05.06. | 3 | 130
05.06. | 4 | 130
05.06. | 5 | 130
05.06. | 6 | 130
05.06. | 7 | 173.16
05.06. | 8 | 173.16
05.06. | 9 | 173.16
05.06. | 10 | 173.16
05.06. | 11 | 173.16
05.06. | 12 | 173.16
05.06. | 13 | 173.16
05.06. | 14 | 173.16
05.06. | 15 | 173.16
05.06. | 16 | 173.16
05.06. | 17 | 173.16
05.06. | 18 | 173.16
05.06. | 19 | 173.16
05.06. | 20 | 173.16
05.06. | 21 | 173.16
05.06. | 22 | 173.16
05.06. | 23 | 130
05.06. | 24 | 130
06.06. | 1 | 130
06.06. | 2 | 130
06.06. | 3 | 130
06.06. | 4 | 130
06.06. | 5 | 130
06.06. | 6 | 130
06.06. | 7 | 173.16
06.06. | 8 | 173.16
06.06. | 9 | 173.16
06.06. | 10 | 173.16
06.06. | 11 | 173.16
06.06. | 12 | 173.16
06.06. | 13 | 173.16
06.06. | 14 | 173.16
06.06. | 15 | 173.16
06.06. | 16 | 173.16
06.06. | 17 | 173.16
06.06. | 18 | 173.16
06.06. | 19 | 173.16
06.06. | 20 | 173.16
06.06. | 21 | 173.16
06.06. | 22 | 173.16
06.06. | 23 | 130
06.06. | 24 | 130
07.06. | 1 | 130
07.06. | 2 | 130
07.06. | 3 | 130
07.06. | 4 | 130
07.06. | 5 | 130
07.06. | 6 | 130
07.06. | 7 | 173.16
07.06. | 8 | 173.16
07.06. | 9 | 173.16
07.06. | 10 | 173.16
07.06. | 11 | 173.16
07.06. | 12 | 173.16
07.06. | 13 | 173.16
07.06. | 14 | 173.16
07.06. | 15 | 173.16
07.06. | 16 | 173.16
07.06. | 17 | 173.16
07.06. | 18 | 173.16
07.06. | 19 | 173.16
07.06. | 20 | 173.16
07.06. | 21 | 173.16
07.06. | 22 | 173.16
07.06. | 23 | 130
07.06. | 24 | 130
08.06. | 1 | 130
08.06. | 2 | 130
08.06. | 3 | 130
08.06. | 4 | 130
08.06. | 5 | 130
08.06. | 6 | 130
08.06. | 7 | 173.16
08.06. | 8 | 173.16
08.06. | 9 | 173.16
08.06. | 10 | 173.16
08.06. | 11 | 173.16
08.06. | 12 | 173.16
08.06. | 13 | 173.16
08.06. | 14 | 173.16
08.06. | 15 | 173.16
08.06. | 16 | 173.16
08.06. | 17 | 173.16
08.06. | 18 | 173.16
08.06. | 19 | 173.16
08.06. | 20 | 173.16
08.06. | 21 | 173.16
08.06. | 22 | 173.16
08.06. | 23 | 130
08.06. | 24 | 130
09.06. | 1 | 130
09.06. | 2 | 130
09.06. | 3 | 130
09.06. | 4 | 130
09.06. | 5 | 130
09.06. | 6 | 130
09.06. | 7 | 130
09.06. | 8 | 130
09.06. | 9 | 173.16
09.06. | 10 | 173.16
09.06. | 11 | 173.16
09.06. | 12 | 173.16
09.06. | 13 | 173.16
09.06. | 14 | 173.16
09.06. | 15 | 130
09.06. | 16 | 130
09.06. | 17 | 130
09.06. | 18 | 130
09.06. | 19 | 130
09.06. | 20 | 130
09.06. | 21 | 130
09.06. | 22 | 130
09.06. | 23 | 130
09.06. | 24 | 130
10.06. | 1 | 130
10.06. | 2 | 130
10.06. | 3 | 130
10.06. | 4 | 86.58
10.06. | 5 | 86.58
10.06. | 6 | 130
10.06. | 7 | 130
10.06. | 8 | 130
10.06. | 9 | 130
10.06. | 10 | 173.16
10.06. | 11 | 173.16
10.06. | 12 | 173.16
10.06. | 13 | 173.16
10.06. | 14 | 173.16
10.06. | 15 | 130
10.06. | 16 | 130
10.06. | 17 | 130
10.06. | 18 | 173.16
10.06. | 19 | 173.16
10.06. | 20 | 173.16
10.06. | 21 | 130
10.06. | 22 | 130
10.06. | 23 | 130
10.06. | 24 | 130
11.06. | 1 | 130
11.06. | 2 | 130
11.06. | 3 | 130
11.06. | 4 | 86.58
11.06. | 5 | 130
11.06. | 6 | 130
11.06. | 7 | 173.16
11.06. | 8 | 173.16
11.06. | 9 | 173.16
11.06. | 10 | 173.16
11.06. | 11 | 173.16
11.06. | 12 | 173.16
11.06. | 13 | 173.16
11.06. | 14 | 173.16
11.06. | 15 | 173.16
11.06. | 16 | 173.16
11.06. | 17 | 173.16
11.06. | 18 | 173.16
11.06. | 19 | 173.16
11.06. | 20 | 173.16
11.06. | 21 | 173.16
11.06. | 22 | 130
11.06. | 23 | 130
11.06. | 24 | 130
12.06. | 1 | 130
12.06. | 2 | 130
12.06. | 3 | 130
12.06. | 4 | 130
12.06. | 5 | 130
12.06. | 6 | 130
12.06. | 7 | 173.16
12.06. | 8 | 173.16
12.06. | 9 | 173.16
12.06. | 10 | 173.16
12.06. | 11 | 173.16
12.06. | 12 | 173.16
12.06. | 13 | 173.16
12.06. | 14 | 173.16
12.06. | 15 | 173.16
12.06. | 16 | 173.16
12.06. | 17 | 173.16
12.06. | 18 | 173.16
12.06. | 19 | 173.16
12.06. | 20 | 173.16
12.06. | 21 | 173.16
12.06. | 22 | 173.16
12.06. | 23 | 130
12.06. | 24 | 130
13.06. | 1 | 130
13.06. | 2 | 130
13.06. | 3 | 130
13.06. | 4 | 130
13.06. | 5 | 130
13.06. | 6 | 130
13.06. | 7 | 173.16
13.06. | 8 | 173.16
13.06. | 9 | 173.16
13.06. | 10 | 173.16
13.06. | 11 | 173.16
13.06. | 12 | 173.16
13.06. | 13 | 173.16
13.06. | 14 | 173.16
13.06. | 15 | 173.16
13.06. | 16 | 173.16
13.06. | 17 | 173.16
13.06. | 18 | 173.16
13.06. | 19 | 173.16
13.06. | 20 | 173.16
13.06. | 21 | 173.16
13.06. | 22 | 173.16
13.06. | 23 | 130
13.06. | 24 | 130
14.06. | 1 | 130
14.06. | 2 | 130
14.06. | 3 | 130
14.06. | 4 | 130
14.06. | 5 | 130
14.06. | 6 | 130
14.06. | 7 | 173.16
14.06. | 8 | 173.16
14.06. | 9 | 173.16
14.06. | 10 | 173.16
14.06. | 11 | 173.16
14.06. | 12 | 173.16
14.06. | 13 | 173.16
14.06. | 14 | 173.16
14.06. | 15 | 173.16
14.06. | 16 | 173.16
14.06. | 17 | 173.16
14.06. | 18 | 173.16
14.06. | 19 | 173.16
14.06. | 20 | 173.16
14.06. | 21 | 173.16
14.06. | 22 | 173.16
14.06. | 23 | 130
14.06. | 24 | 130
15.06. | 1 | 130
15.06. | 2 | 130
15.06. | 3 | 130
15.06. | 4 | 130
15.06. | 5 | 130
15.06. | 6 | 130
15.06. | 7 | 173.16
15.06. | 8 | 173.16
15.06. | 9 | 173.16
15.06. | 10 | 173.16
15.06. | 11 | 173.16
15.06. | 12 | 173.16
15.06. | 13 | 173.16
15.06. | 14 | 173.16
15.06. | 15 | 173.16
15.06. | 16 | 173.16
15.06. | 17 | 173.16
15.06. | 18 | 173.16
15.06. | 19 | 173.16
15.06. | 20 | 173.16
15.06. | 21 | 173.16
15.06. | 22 | 173.16
15.06. | 23 | 130
15.06. | 24 | 130
16.06. | 1 | 130
16.06. | 2 | 130
16.06. | 3 | 130
16.06. | 4 | 130
16.06. | 5 | 130
16.06. | 6 | 130
16.06. | 7 | 130
16.06. | 8 | 130
16.06. | 9 | 173.16
16.06. | 10 | 173.16
16.06. | 11 | 173.16
16.06. | 12 | 173.16
16.06. | 13 | 173.16
16.06. | 14 | 173.16
16.06. | 15 | 130
16.06. | 16 | 130
16.06. | 17 | 130
16.06. | 18 | 130
16.06. | 19 | 130
16.06. | 20 | 130
16.06. | 21 | 130
16.06. | 22 | 130
16.06. | 23 | 130
16.06. | 24 | 130
17.06. | 1 | 130
17.06. | 2 | 130
17.06. | 3 | 130
17.06. | 4 | 86.58
17.06. | 5 | 86.58
17.06. | 6 | 130
17.06. | 7 | 130
17.06. | 8 | 130
17.06. | 9 | 130
17.06. | 10 | 130
17.06. | 11 | 173.16
17.06. | 12 | 173.16
17.06. | 13 | 173.16
17.06. | 14 | 130
17.06. | 15 | 130
17.06. | 16 | 130
17.06. | 17 | 130
17.06. | 18 | 130
17.06. | 19 | 130
17.06. | 20 | 130
17.06. | 21 | 130
17.06. | 22 | 130
17.06. | 23 | 130
17.06. | 24 | 130
18.06. | 1 | 130
18.06. | 2 | 130
18.06. | 3 | 130
18.06. | 4 | 86.58
18.06. | 5 | 130
18.06. | 6 | 130
18.06. | 7 | 173.16
18.06. | 8 | 173.16
18.06. | 9 | 173.16
18.06. | 10 | 173.16
18.06. | 11 | 173.16
18.06. | 12 | 173.16
18.06. | 13 | 173.16
18.06. | 14 | 173.16
18.06. | 15 | 173.16
18.06. | 16 | 173.16
18.06. | 17 | 173.16
18.06. | 18 | 173.16
18.06. | 19 | 173.16
18.06. | 20 | 173.16
18.06. | 21 | 173.16
18.06. | 22 | 130
18.06. | 23 | 130
18.06. | 24 | 130
19.06. | 1 | 130
19.06. | 2 | 130
19.06. | 3 | 130
19.06. | 4 | 130
19.06. | 5 | 130
19.06. | 6 | 130
19.06. | 7 | 173.16
19.06. | 8 | 173.16
19.06. | 9 | 173.16
19.06. | 10 | 173.16
19.06. | 11 | 173.16
19.06. | 12 | 173.16
19.06. | 13 | 173.16
19.06. | 14 | 173.16
19.06. | 15 | 173.16
19.06. | 16 | 173.16
19.06. | 17 | 173.16
19.06. | 18 | 173.16
19.06. | 19 | 173.16
19.06. | 20 | 173.16
19.06. | 21 | 173.16
19.06. | 22 | 130
19.06. | 23 | 130
19.06. | 24 | 130
20.06. | 1 | 130
20.06. | 2 | 130
20.06. | 3 | 130
20.06. | 4 | 130
20.06. | 5 | 130
20.06. | 6 | 130
20.06. | 7 | 173.16
20.06. | 8 | 173.16
20.06. | 9 | 173.16
20.06. | 10 | 173.16
20.06. | 11 | 173.16
20.06. | 12 | 173.16
20.06. | 13 | 173.16
20.06. | 14 | 173.16
20.06. | 15 | 173.16
20.06. | 16 | 173.16
20.06. | 17 | 173.16
20.06. | 18 | 173.16
20.06. | 19 | 173.16
20.06. | 20 | 173.16
20.06. | 21 | 173.16
20.06. | 22 | 130
20.06. | 23 | 130
20.06. | 24 | 130
21.06. | 1 | 130
21.06. | 2 | 130
21.06. | 3 | 130
21.06. | 4 | 130
21.06. | 5 | 130
21.06. | 6 | 130
21.06. | 7 | 173.16
21.06. | 8 | 173.16
21.06. | 9 | 173.16
21.06. | 10 | 173.16
21.06. | 11 | 173.16
21.06. | 12 | 173.16
21.06. | 13 | 173.16
21.06. | 14 | 173.16
21.06. | 15 | 173.16
21.06. | 16 | 173.16
21.06. | 17 | 173.16
21.06. | 18 | 173.16
21.06. | 19 | 173.16
21.06. | 20 | 173.16
21.06. | 21 | 173.16
21.06. | 22 | 130
21.06. | 23 | 130
21.06. | 24 | 130
22.06. | 1 | 130
22.06. | 2 | 130
22.06. | 3 | 130
22.06. | 4 | 130
22.06. | 5 | 130
22.06. | 6 | 130
22.06. | 7 | 173.16
22.06. | 8 | 173.16
22.06. | 9 | 173.16
22.06. | 10 | 173.16
22.06. | 11 | 173.16
22.06. | 12 | 173.16
22.06. | 13 | 173.16
22.06. | 14 | 173.16
22.06. | 15 | 173.16
22.06. | 16 | 173.16
22.06. | 17 | 173.16
22.06. | 18 | 173.16
22.06. | 19 | 173.16
22.06. | 20 | 173.16
22.06. | 21 | 173.16
22.06. | 22 | 130
22.06. | 23 | 130
22.06. | 24 | 130
23.06. | 1 | 86.58
23.06. | 2 | 86.58
23.06. | 3 | 86.58
23.06. | 4 | 86.58
23.06. | 5 | 86.58
23.06. | 6 | 86.58
23.06. | 7 | 86.58
23.06. | 8 | 130
23.06. | 9 | 130
23.06. | 10 | 130
23.06. | 11 | 130
23.06. | 12 | 130
23.06. | 13 | 130
23.06. | 14 | 130
23.06. | 15 | 130
23.06. | 16 | 130
23.06. | 17 | 130
23.06. | 18 | 130
23.06. | 19 | 130
23.06. | 20 | 130
23.06. | 21 | 130
23.06. | 22 | 86.58
23.06. | 23 | 86.58
23.06. | 24 | 86.58
24.06. | 1 | 86.58
24.06. | 2 | 86.58
24.06. | 3 | 86.58
24.06. | 4 | 86.58
24.06. | 5 | 86.58
24.06. | 6 | 86.58
24.06. | 7 | 86.58
24.06. | 8 | 86.58
24.06. | 9 | 130
24.06. | 10 | 130
24.06. | 11 | 130
24.06. | 12 | 130
24.06. | 13 | 130
24.06. | 14 | 130
24.06. | 15 | 130
24.06. | 16 | 130
24.06. | 17 | 130
24.06. | 18 | 130
24.06. | 19 | 130
24.06. | 20 | 130
24.06. | 21 | 130
24.06. | 22 | 130
24.06. | 23 | 86.58
24.06. | 24 | 86.58
25.06. | 1 | 130
25.06. | 2 | 130
25.06. | 3 | 130
25.06. | 4 | 86.58
25.06. | 5 | 130
25.06. | 6 | 130
25.06. | 7 | 173.16
25.06. | 8 | 173.16
25.06. | 9 | 173.16
25.06. | 10 | 173.16
25.06. | 11 | 173.16
25.06. | 12 | 173.16
25.06. | 13 | 173.16
25.06. | 14 | 173.16
25.06. | 15 | 173.16
25.06. | 16 | 173.16
25.06. | 17 | 173.16
25.06. | 18 | 173.16
25.06. | 19 | 173.16
25.06. | 20 | 173.16
25.06. | 21 | 173.16
25.06. | 22 | 130
25.06. | 23 | 130
25.06. | 24 | 130
26.06. | 1 | 130
26.06. | 2 | 130
26.06. | 3 | 130
26.06. | 4 | 130
26.06. | 5 | 130
26.06. | 6 | 130
26.06. | 7 | 173.16
26.06. | 8 | 173.16
26.06. | 9 | 173.16
26.06. | 10 | 173.16
26.06. | 11 | 173.16
26.06. | 12 | 173.16
26.06. | 13 | 173.16
26.06. | 14 | 173.16
26.06. | 15 | 173.16
26.06. | 16 | 173.16
26.06. | 17 | 173.16
26.06. | 18 | 173.16
26.06. | 19 | 173.16
26.06. | 20 | 173.16
26.06. | 21 | 173.16
26.06. | 22 | 130
26.06. | 23 | 130
26.06. | 24 | 130
27.06. | 1 | 130
27.06. | 2 | 130
27.06. | 3 | 130
27.06. | 4 | 130
27.06. | 5 | 130
27.06. | 6 | 130
27.06. | 7 | 173.16
27.06. | 8 | 173.16
27.06. | 9 | 173.16
27.06. | 10 | 173.16
27.06. | 11 | 173.16
27.06. | 12 | 173.16
27.06. | 13 | 173.16
27.06. | 14 | 173.16
27.06. | 15 | 173.16
27.06. | 16 | 173.16
27.06. | 17 | 173.16
27.06. | 18 | 173.16
27.06. | 19 | 173.16
27.06. | 20 | 173.16
27.06. | 21 | 173.16
27.06. | 22 | 130
27.06. | 23 | 130
27.06. | 24 | 130
28.06. | 1 | 130
28.06. | 2 | 130
28.06. | 3 | 130
28.06. | 4 | 130
28.06. | 5 | 130
28.06. | 6 | 130
28.06. | 7 | 173.16
28.06. | 8 | 173.16
28.06. | 9 | 173.16
28.06. | 10 | 173.16
28.06. | 11 | 173.16
28.06. | 12 | 173.16
28.06. | 13 | 173.16
28.06. | 14 | 173.16
28.06. | 15 | 173.16
28.06. | 16 | 173.16
28.06. | 17 | 173.16
28.06. | 18 | 173.16
28.06. | 19 | 173.16
28.06. | 20 | 173.16
28.06. | 21 | 173.16
28.06. | 22 | 130
28.06. | 23 | 130
28.06. | 24 | 130
29.06. | 1 | 130
29.06. | 2 | 130
29.06. | 3 | 130
29.06. | 4 | 130
29.06. | 5 | 130
29.06. | 6 | 130
29.06. | 7 | 173.16
29.06. | 8 | 173.16
29.06. | 9 | 173.16
29.06. | 10 | 173.16
29.06. | 11 | 173.16
29.06. | 12 | 173.16
29.06. | 13 | 173.16
29.06. | 14 | 173.16
29.06. | 15 | 173.16
29.06. | 16 | 173.16
29.06. | 17 | 173.16
29.06. | 18 | 173.16
29.06. | 19 | 173.16
29.06. | 20 | 173.16
29.06. | 21 | 173.16
29.06. | 22 | 130
29.06. | 23 | 130
29.06. | 24 | 130
30.06. | 1 | 130
30.06. | 2 | 130
30.06. | 3 | 130
30.06. | 4 | 130
30.06. | 5 | 130
30.06. | 6 | 130
30.06. | 7 | 130
30.06. | 8 | 130
30.06. | 9 | 130
30.06. | 10 | 173.16
30.06. | 11 | 173.16
30.06. | 12 | 130
30.06. | 13 | 130
30.06. | 14 | 130
30.06. | 15 | 130
30.06. | 16 | 130
30.06. | 17 | 130
30.06. | 18 | 130
30.06. | 19 | 130
30.06. | 20 | 130
30.06. | 21 | 130
30.06. | 22 | 130
30.06. | 23 | 130
30.06. | 24 | 130
01.07. | 1 | 130
01.07. | 2 | 130
01.07. | 3 | 130
01.07. | 4 | 86.58
01.07. | 5 | 86.58
01.07. | 6 | 86.58
01.07. | 7 | 130
01.07. | 8 | 130
01.07. | 9 | 130
01.07. | 10 | 130
01.07. | 11 | 130
01.07. | 12 | 130
01.07. | 13 | 130
01.07. | 14 | 130
01.07. | 15 | 130
01.07. | 16 | 130
01.07. | 17 | 130
01.07. | 18 | 130
01.07. | 19 | 130
01.07. | 20 | 130
01.07. | 21 | 130
01.07. | 22 | 130
01.07. | 23 | 130
01.07. | 24 | 130
02.07. | 1 | 130
02.07. | 2 | 130
02.07. | 3 | 86.58
02.07. | 4 | 86.58
02.07. | 5 | 86.58
02.07. | 6 | 130
02.07. | 7 | 130
02.07. | 8 | 173.16
02.07. | 9 | 173.16
02.07. | 10 | 173.16
02.07. | 11 | 173.16
02.07. | 12 | 173.16
02.07. | 13 | 173.16
02.07. | 14 | 173.16
02.07. | 15 | 173.16
02.07. | 16 | 173.16
02.07. | 17 | 173.16
02.07. | 18 | 173.16
02.07. | 19 | 173.16
02.07. | 20 | 173.16
02.07. | 21 | 130
02.07. | 22 | 130
02.07. | 23 | 130
02.07. | 24 | 130
03.07. | 1 | 130
03.07. | 2 | 130
03.07. | 3 | 130
03.07. | 4 | 130
03.07. | 5 | 130
03.07. | 6 | 130
03.07. | 7 | 130
03.07. | 8 | 173.16
03.07. | 9 | 173.16
03.07. | 10 | 173.16
03.07. | 11 | 173.16
03.07. | 12 | 173.16
03.07. | 13 | 173.16
03.07. | 14 | 173.16
03.07. | 15 | 173.16
03.07. | 16 | 173.16
03.07. | 17 | 173.16
03.07. | 18 | 173.16
03.07. | 19 | 173.16
03.07. | 20 | 173.16
03.07. | 21 | 173.16
03.07. | 22 | 130
03.07. | 23 | 130
03.07. | 24 | 130
04.07. | 1 | 130
04.07. | 2 | 130
04.07. | 3 | 130
04.07. | 4 | 130
04.07. | 5 | 130
04.07. | 6 | 130
04.07. | 7 | 130
04.07. | 8 | 173.16
04.07. | 9 | 173.16
04.07. | 10 | 173.16
04.07. | 11 | 173.16
04.07. | 12 | 173.16
04.07. | 13 | 173.16
04.07. | 14 | 173.16
04.07. | 15 | 173.16
04.07. | 16 | 173.16
04.07. | 17 | 173.16
04.07. | 18 | 173.16
04.07. | 19 | 173.16
04.07. | 20 | 173.16
04.07. | 21 | 173.16
04.07. | 22 | 130
04.07. | 23 | 130
04.07. | 24 | 130
05.07. | 1 | 130
05.07. | 2 | 130
05.07. | 3 | 130
05.07. | 4 | 130
05.07. | 5 | 130
05.07. | 6 | 130
05.07. | 7 | 130
05.07. | 8 | 173.16
05.07. | 9 | 173.16
05.07. | 10 | 173.16
05.07. | 11 | 173.16
05.07. | 12 | 173.16
05.07. | 13 | 173.16
05.07. | 14 | 173.16
05.07. | 15 | 173.16
05.07. | 16 | 173.16
05.07. | 17 | 173.16
05.07. | 18 | 173.16
05.07. | 19 | 173.16
05.07. | 20 | 173.16
05.07. | 21 | 173.16
05.07. | 22 | 130
05.07. | 23 | 130
05.07. | 24 | 130
06.07. | 1 | 130
06.07. | 2 | 130
06.07. | 3 | 130
06.07. | 4 | 130
06.07. | 5 | 130
06.07. | 6 | 130
06.07. | 7 | 130
06.07. | 8 | 173.16
06.07. | 9 | 173.16
06.07. | 10 | 173.16
06.07. | 11 | 173.16
06.07. | 12 | 173.16
06.07. | 13 | 173.16
06.07. | 14 | 173.16
06.07. | 15 | 173.16
06.07. | 16 | 173.16
06.07. | 17 | 173.16
06.07. | 18 | 173.16
06.07. | 19 | 173.16
06.07. | 20 | 173.16
06.07. | 21 | 173.16
06.07. | 22 | 130
06.07. | 23 | 130
06.07. | 24 | 130
07.07. | 1 | 130
07.07. | 2 | 130
07.07. | 3 | 130
07.07. | 4 | 130
07.07. | 5 | 86.58
07.07. | 6 | 130
07.07. | 7 | 130
07.07. | 8 | 130
07.07. | 9 | 130
07.07. | 10 | 130
07.07. | 11 | 130
07.07. | 12 | 130
07.07. | 13 | 130
07.07. | 14 | 130
07.07. | 15 | 130
07.07. | 16 | 130
07.07. | 17 | 130
07.07. | 18 | 130
07.07. | 19 | 130
07.07. | 20 | 130
07.07. | 21 | 130
07.07. | 22 | 130
07.07. | 23 | 130
07.07. | 24 | 130
08.07. | 1 | 130
08.07. | 2 | 130
08.07. | 3 | 86.58
08.07. | 4 | 86.58
08.07. | 5 | 86.58
08.07. | 6 | 86.58
08.07. | 7 | 130
08.07. | 8 | 130
08.07. | 9 | 130
08.07. | 10 | 130
08.07. | 11 | 130
08.07. | 12 | 130
08.07. | 13 | 130
08.07. | 14 | 130
08.07. | 15 | 130
08.07. | 16 | 130
08.07. | 17 | 130
08.07. | 18 | 130
08.07. | 19 | 130
08.07. | 20 | 130
08.07. | 21 | 130
08.07. | 22 | 130
08.07. | 23 | 130
08.07. | 24 | 130
09.07. | 1 | 130
09.07. | 2 | 130
09.07. | 3 | 86.58
09.07. | 4 | 86.58
09.07. | 5 | 86.58
09.07. | 6 | 130
09.07. | 7 | 130
09.07. | 8 | 173.16
09.07. | 9 | 173.16
09.07. | 10 | 173.16
09.07. | 11 | 173.16
09.07. | 12 | 173.16
09.07. | 13 | 173.16
09.07. | 14 | 173.16
09.07. | 15 | 173.16
09.07. | 16 | 173.16
09.07. | 17 | 173.16
09.07. | 18 | 173.16
09.07. | 19 | 173.16
09.07. | 20 | 173.16
09.07. | 21 | 130
09.07. | 22 | 130
09.07. | 23 | 130
09.07. | 24 | 130
10.07. | 1 | 130
10.07. | 2 | 130
10.07. | 3 | 130
10.07. | 4 | 130
10.07. | 5 | 130
10.07. | 6 | 130
10.07. | 7 | 130
10.07. | 8 | 173.16
10.07. | 9 | 173.16
10.07. | 10 | 173.16
10.07. | 11 | 173.16
10.07. | 12 | 173.16
10.07. | 13 | 173.16
10.07. | 14 | 173.16
10.07. | 15 | 173.16
10.07. | 16 | 173.16
10.07. | 17 | 173.16
10.07. | 18 | 173.16
10.07. | 19 | 173.16
10.07. | 20 | 173.16
10.07. | 21 | 173.16
10.07. | 22 | 130
10.07. | 23 | 130
10.07. | 24 | 130
11.07. | 1 | 130
11.07. | 2 | 130
11.07. | 3 | 130
11.07. | 4 | 130
11.07. | 5 | 130
11.07. | 6 | 130
11.07. | 7 | 130
11.07. | 8 | 173.16
11.07. | 9 | 173.16
11.07. | 10 | 173.16
11.07. | 11 | 173.16
11.07. | 12 | 173.16
11.07. | 13 | 173.16
11.07. | 14 | 173.16
11.07. | 15 | 173.16
11.07. | 16 | 173.16
11.07. | 17 | 173.16
11.07. | 18 | 173.16
11.07. | 19 | 173.16
11.07. | 20 | 173.16
11.07. | 21 | 173.16
11.07. | 22 | 130
11.07. | 23 | 130
11.07. | 24 | 130
12.07. | 1 | 130
12.07. | 2 | 130
12.07. | 3 | 130
12.07. | 4 | 130
12.07. | 5 | 130
12.07. | 6 | 130
12.07. | 7 | 130
12.07. | 8 | 173.16
12.07. | 9 | 173.16
12.07. | 10 | 173.16
12.07. | 11 | 173.16
12.07. | 12 | 173.16
12.07. | 13 | 173.16
12.07. | 14 | 173.16
12.07. | 15 | 173.16
12.07. | 16 | 173.16
12.07. | 17 | 173.16
12.07. | 18 | 173.16
12.07. | 19 | 173.16
12.07. | 20 | 173.16
12.07. | 21 | 173.16
12.07. | 22 | 130
12.07. | 23 | 130
12.07. | 24 | 130
13.07. | 1 | 130
13.07. | 2 | 130
13.07. | 3 | 130
13.07. | 4 | 130
13.07. | 5 | 130
13.07. | 6 | 130
13.07. | 7 | 130
13.07. | 8 | 173.16
13.07. | 9 | 173.16
13.07. | 10 | 173.16
13.07. | 11 | 173.16
13.07. | 12 | 173.16
13.07. | 13 | 173.16
13.07. | 14 | 173.16
13.07. | 15 | 173.16
13.07. | 16 | 173.16
13.07. | 17 | 173.16
13.07. | 18 | 173.16
13.07. | 19 | 173.16
13.07. | 20 | 173.16
13.07. | 21 | 173.16
13.07. | 22 | 130
13.07. | 23 | 130
13.07. | 24 | 130
14.07. | 1 | 130
14.07. | 2 | 130
14.07. | 3 | 130
14.07. | 4 | 130
14.07. | 5 | 130
14.07. | 6 | 130
14.07. | 7 | 130
14.07. | 8 | 130
14.07. | 9 | 130
14.07. | 10 | 130
14.07. | 11 | 173.16
14.07. | 12 | 130
14.07. | 13 | 130
14.07. | 14 | 130
14.07. | 15 | 130
14.07. | 16 | 130
14.07. | 17 | 130
14.07. | 18 | 130
14.07. | 19 | 130
14.07. | 20 | 130
14.07. | 21 | 130
14.07. | 22 | 130
14.07. | 23 | 130
14.07. | 24 | 130
15.07. | 1 | 130
15.07. | 2 | 130
15.07. | 3 | 86.58
15.07. | 4 | 86.58
15.07. | 5 | 86.58
15.07. | 6 | 86.58
15.07. | 7 | 130
15.07. | 8 | 130
15.07. | 9 | 130
15.07. | 10 | 130
15.07. | 11 | 130
15.07. | 12 | 130
15.07. | 13 | 130
15.07. | 14 | 130
15.07. | 15 | 130
15.07. | 16 | 130
15.07. | 17 | 130
15.07. | 18 | 130
15.07. | 19 | 130
15.07. | 20 | 130
15.07. | 21 | 130
15.07. | 22 | 130
15.07. | 23 | 130
15.07. | 24 | 130
16.07. | 1 | 130
16.07. | 2 | 130
16.07. | 3 | 86.58
16.07. | 4 | 86.58
16.07. | 5 | 86.58
16.07. | 6 | 130
16.07. | 7 | 130
16.07. | 8 | 173.16
16.07. | 9 | 173.16
16.07. | 10 | 173.16
16.07. | 11 | 173.16
16.07. | 12 | 173.16
16.07. | 13 | 173.16
16.07. | 14 | 173.16
16.07. | 15 | 173.16
16.07. | 16 | 173.16
16.07. | 17 | 173.16
16.07. | 18 | 173.16
16.07. | 19 | 173.16
16.07. | 20 | 173.16
16.07. | 21 | 130
16.07. | 22 | 130
16.07. | 23 | 130
16.07. | 24 | 130
17.07. | 1 | 130
17.07. | 2 | 130
17.07. | 3 | 130
17.07. | 4 | 130
17.07. | 5 | 130
17.07. | 6 | 130
17.07. | 7 | 130
17.07. | 8 | 173.16
17.07. | 9 | 173.16
17.07. | 10 | 173.16
17.07. | 11 | 173.16
17.07. | 12 | 173.16
17.07. | 13 | 173.16
17.07. | 14 | 173.16
17.07. | 15 | 173.16
17.07. | 16 | 173.16
17.07. | 17 | 173.16
17.07. | 18 | 173.16
17.07. | 19 | 173.16
17.07. | 20 | 173.16
17.07. | 21 | 173.16
17.07. | 22 | 130
17.07. | 23 | 130
17.07. | 24 | 130
18.07. | 1 | 130
18.07. | 2 | 130
18.07. | 3 | 130
18.07. | 4 | 130
18.07. | 5 | 130
18.07. | 6 | 130
18.07. | 7 | 130
18.07. | 8 | 173.16
18.07. | 9 | 173.16
18.07. | 10 | 173.16
18.07. | 11 | 173.16
18.07. | 12 | 173.16
18.07. | 13 | 173.16
18.07. | 14 | 173.16
18.07. | 15 | 173.16
18.07. | 16 | 173.16
18.07. | 17 | 173.16
18.07. | 18 | 173.16
18.07. | 19 | 173.16
18.07. | 20 | 173.16
18.07. | 21 | 173.16
18.07. | 22 | 130
18.07. | 23 | 130
18.07. | 24 | 130
19.07. | 1 | 130
19.07. | 2 | 130
19.07. | 3 | 130
19.07. | 4 | 130
19.07. | 5 | 130
19.07. | 6 | 130
19.07. | 7 | 130
19.07. | 8 | 173.16
19.07. | 9 | 173.16
19.07. | 10 | 173.16
19.07. | 11 | 173.16
19.07. | 12 | 173.16
19.07. | 13 | 173.16
19.07. | 14 | 173.16
19.07. | 15 | 173.16
19.07. | 16 | 173.16
19.07. | 17 | 173.16
19.07. | 18 | 173.16
19.07. | 19 | 173.16
19.07. | 20 | 173.16
19.07. | 21 | 173.16
19.07. | 22 | 130
19.07. | 23 | 130
19.07. | 24 | 130
20.07. | 1 | 130
20.07. | 2 | 130
20.07. | 3 | 130
20.07. | 4 | 130
20.07. | 5 | 130
20.07. | 6 | 130
20.07. | 7 | 130
20.07. | 8 | 173.16
20.07. | 9 | 173.16
20.07. | 10 | 173.16
20.07. | 11 | 173.16
20.07. | 12 | 173.16
20.07. | 13 | 173.16
20.07. | 14 | 173.16
20.07. | 15 | 173.16
20.07. | 16 | 173.16
20.07. | 17 | 173.16
20.07. | 18 | 173.16
20.07. | 19 | 173.16
20.07. | 20 | 173.16
20.07. | 21 | 173.16
20.07. | 22 | 130
20.07. | 23 | 130
20.07. | 24 | 130
21.07. | 1 | 130
21.07. | 2 | 130
21.07. | 3 | 130
21.07. | 4 | 130
21.07. | 5 | 86.58
21.07. | 6 | 130
21.07. | 7 | 130
21.07. | 8 | 130
21.07. | 9 | 130
21.07. | 10 | 130
21.07. | 11 | 130
21.07. | 12 | 130
21.07. | 13 | 130
21.07. | 14 | 130
21.07. | 15 | 130
21.07. | 16 | 130
21.07. | 17 | 130
21.07. | 18 | 130
21.07. | 19 | 130
21.07. | 20 | 130
21.07. | 21 | 130
21.07. | 22 | 130
21.07. | 23 | 130
21.07. | 24 | 130
22.07. | 1 | 130
22.07. | 2 | 130
22.07. | 3 | 86.58
22.07. | 4 | 86.58
22.07. | 5 | 86.58
22.07. | 6 | 86.58
22.07. | 7 | 130
22.07. | 8 | 130
22.07. | 9 | 130
22.07. | 10 | 130
22.07. | 11 | 130
22.07. | 12 | 130
22.07. | 13 | 130
22.07. | 14 | 130
22.07. | 15 | 130
22.07. | 16 | 130
22.07. | 17 | 130
22.07. | 18 | 130
22.07. | 19 | 130
22.07. | 20 | 130
22.07. | 21 | 130
22.07. | 22 | 130
22.07. | 23 | 130
22.07. | 24 | 130
23.07. | 1 | 130
23.07. | 2 | 130
23.07. | 3 | 86.58
23.07. | 4 | 86.58
23.07. | 5 | 86.58
23.07. | 6 | 130
23.07. | 7 | 130
23.07. | 8 | 173.16
23.07. | 9 | 173.16
23.07. | 10 | 173.16
23.07. | 11 | 173.16
23.07. | 12 | 173.16
23.07. | 13 | 173.16
23.07. | 14 | 173.16
23.07. | 15 | 173.16
23.07. | 16 | 173.16
23.07. | 17 | 173.16
23.07. | 18 | 173.16
23.07. | 19 | 173.16
23.07. | 20 | 173.16
23.07. | 21 | 130
23.07. | 22 | 130
23.07. | 23 | 130
23.07. | 24 | 130
24.07. | 1 | 130
24.07. | 2 | 130
24.07. | 3 | 130
24.07. | 4 | 130
24.07. | 5 | 130
24.07. | 6 | 130
24.07. | 7 | 130
24.07. | 8 | 173.16
24.07. | 9 | 173.16
24.07. | 10 | 173.16
24.07. | 11 | 173.16
24.07. | 12 | 173.16
24.07. | 13 | 173.16
24.07. | 14 | 173.16
24.07. | 15 | 173.16
24.07. | 16 | 173.16
24.07. | 17 | 173.16
24.07. | 18 | 173.16
24.07. | 19 | 173.16
24.07. | 20 | 173.16
24.07. | 21 | 173.16
24.07. | 22 | 130
24.07. | 23 | 130
24.07. | 24 | 130
25.07. | 1 | 130
25.07. | 2 | 130
25.07. | 3 | 130
25.07. | 4 | 130
25.07. | 5 | 130
25.07. | 6 | 130
25.07. | 7 | 130
25.07. | 8 | 173.16
25.07. | 9 | 173.16
25.07. | 10 | 173.16
25.07. | 11 | 173.16
25.07. | 12 | 173.16
25.07. | 13 | 173.16
25.07. | 14 | 173.16
25.07. | 15 | 173.16
25.07. | 16 | 173.16
25.07. | 17 | 173.16
25.07. | 18 | 173.16
25.07. | 19 | 173.16
25.07. | 20 | 173.16
25.07. | 21 | 173.16
25.07. | 22 | 130
25.07. | 23 | 130
25.07. | 24 | 130
26.07. | 1 | 130
26.07. | 2 | 130
26.07. | 3 | 130
26.07. | 4 | 130
26.07. | 5 | 130
26.07. | 6 | 130
26.07. | 7 | 130
26.07. | 8 | 173.16
26.07. | 9 | 173.16
26.07. | 10 | 173.16
26.07. | 11 | 173.16
26.07. | 12 | 173.16
26.07. | 13 | 173.16
26.07. | 14 | 173.16
26.07. | 15 | 173.16
26.07. | 16 | 173.16
26.07. | 17 | 173.16
26.07. | 18 | 173.16
26.07. | 19 | 173.16
26.07. | 20 | 173.16
26.07. | 21 | 173.16
26.07. | 22 | 130
26.07. | 23 | 130
26.07. | 24 | 130
27.07. | 1 | 130
27.07. | 2 | 130
27.07. | 3 | 130
27.07. | 4 | 130
27.07. | 5 | 130
27.07. | 6 | 130
27.07. | 7 | 130
27.07. | 8 | 173.16
27.07. | 9 | 173.16
27.07. | 10 | 173.16
27.07. | 11 | 173.16
27.07. | 12 | 173.16
27.07. | 13 | 173.16
27.07. | 14 | 173.16
27.07. | 15 | 173.16
27.07. | 16 | 173.16
27.07. | 17 | 173.16
27.07. | 18 | 173.16
27.07. | 19 | 173.16
27.07. | 20 | 173.16
27.07. | 21 | 173.16
27.07. | 22 | 130
27.07. | 23 | 130
27.07. | 24 | 130
28.07. | 1 | 130
28.07. | 2 | 130
28.07. | 3 | 130
28.07. | 4 | 130
28.07. | 5 | 130
28.07. | 6 | 130
28.07. | 7 | 130
28.07. | 8 | 130
28.07. | 9 | 130
28.07. | 10 | 130
28.07. | 11 | 173.16
28.07. | 12 | 130
28.07. | 13 | 130
28.07. | 14 | 130
28.07. | 15 | 130
28.07. | 16 | 130
28.07. | 17 | 130
28.07. | 18 | 130
28.07. | 19 | 130
28.07. | 20 | 130
28.07. | 21 | 130
28.07. | 22 | 130
28.07. | 23 | 130
28.07. | 24 | 130
29.07. | 1 | 130
29.07. | 2 | 130
29.07. | 3 | 86.58
29.07. | 4 | 86.58
29.07. | 5 | 86.58
29.07. | 6 | 86.58
29.07. | 7 | 130
29.07. | 8 | 130
29.07. | 9 | 130
29.07. | 10 | 130
29.07. | 11 | 130
29.07. | 12 | 130
29.07. | 13 | 130
29.07. | 14 | 130
29.07. | 15 | 130
29.07. | 16 | 130
29.07. | 17 | 130
29.07. | 18 | 130
29.07. | 19 | 130
29.07. | 20 | 130
29.07. | 21 | 130
29.07. | 22 | 130
29.07. | 23 | 130
29.07. | 24 | 130
30.07. | 1 | 130
30.07. | 2 | 130
30.07. | 3 | 86.58
30.07. | 4 | 86.58
30.07. | 5 | 86.58
30.07. | 6 | 130
30.07. | 7 | 130
30.07. | 8 | 173.16
30.07. | 9 | 173.16
30.07. | 10 | 173.16
30.07. | 11 | 173.16
30.07. | 12 | 173.16
30.07. | 13 | 173.16
30.07. | 14 | 173.16
30.07. | 15 | 173.16
30.07. | 16 | 173.16
30.07. | 17 | 173.16
30.07. | 18 | 173.16
30.07. | 19 | 173.16
30.07. | 20 | 173.16
30.07. | 21 | 130
30.07. | 22 | 130
30.07. | 23 | 130
30.07. | 24 | 130
31.07. | 1 | 130
31.07. | 2 | 130
31.07. | 3 | 130
31.07. | 4 | 130
31.07. | 5 | 130
31.07. | 6 | 130
31.07. | 7 | 130
31.07. | 8 | 173.16
31.07. | 9 | 173.16
31.07. | 10 | 173.16
31.07. | 11 | 173.16
31.07. | 12 | 173.16
31.07. | 13 | 173.16
31.07. | 14 | 173.16
31.07. | 15 | 173.16
31.07. | 16 | 173.16
31.07. | 17 | 173.16
31.07. | 18 | 173.16
31.07. | 19 | 173.16
31.07. | 20 | 173.16
31.07. | 21 | 173.16
31.07. | 22 | 130
31.07. | 23 | 130
31.07. | 24 | 130
01.08. | 1 | 130
01.08. | 2 | 130
01.08. | 3 | 130
01.08. | 4 | 130
01.08. | 5 | 130
01.08. | 6 | 130
01.08. | 7 | 130
01.08. | 8 | 173.16
01.08. | 9 | 173.16
01.08. | 10 | 173.16
01.08. | 11 | 173.16
01.08. | 12 | 173.16
01.08. | 13 | 173.16
01.08. | 14 | 173.16
01.08. | 15 | 173.16
01.08. | 16 | 173.16
01.08. | 17 | 173.16
01.08. | 18 | 173.16
01.08. | 19 | 173.16
01.08. | 20 | 173.16
01.08. | 21 | 173.16
01.08. | 22 | 173.16
01.08. | 23 | 130
01.08. | 24 | 130
02.08. | 1 | 130
02.08. | 2 | 130
02.08. | 3 | 130
02.08. | 4 | 130
02.08. | 5 | 130
02.08. | 6 | 130
02.08. | 7 | 130
02.08. | 8 | 173.16
02.08. | 9 | 173.16
02.08. | 10 | 173.16
02.08. | 11 | 173.16
02.08. | 12 | 173.16
02.08. | 13 | 173.16
02.08. | 14 | 173.16
02.08. | 15 | 173.16
02.08. | 16 | 173.16
02.08. | 17 | 173.16
02.08. | 18 | 173.16
02.08. | 19 | 173.16
02.08. | 20 | 173.16
02.08. | 21 | 173.16
02.08. | 22 | 173.16
02.08. | 23 | 130
02.08. | 24 | 130
03.08. | 1 | 130
03.08. | 2 | 130
03.08. | 3 | 130
03.08. | 4 | 130
03.08. | 5 | 130
03.08. | 6 | 130
03.08. | 7 | 130
03.08. | 8 | 173.16
03.08. | 9 | 173.16
03.08. | 10 | 173.16
03.08. | 11 | 173.16
03.08. | 12 | 173.16
03.08. | 13 | 173.16
03.08. | 14 | 173.16
03.08. | 15 | 173.16
03.08. | 16 | 173.16
03.08. | 17 | 173.16
03.08. | 18 | 173.16
03.08. | 19 | 173.16
03.08. | 20 | 173.16
03.08. | 21 | 173.16
03.08. | 22 | 173.16
03.08. | 23 | 130
03.08. | 24 | 130
04.08. | 1 | 130
04.08. | 2 | 130
04.08. | 3 | 130
04.08. | 4 | 130
04.08. | 5 | 86.58
04.08. | 6 | 130
04.08. | 7 | 130
04.08. | 8 | 130
04.08. | 9 | 130
04.08. | 10 | 130
04.08. | 11 | 130
04.08. | 12 | 130
04.08. | 13 | 130
04.08. | 14 | 130
04.08. | 15 | 130
04.08. | 16 | 130
04.08. | 17 | 130
04.08. | 18 | 130
04.08. | 19 | 130
04.08. | 20 | 130
04.08. | 21 | 130
04.08. | 22 | 130
04.08. | 23 | 130
04.08. | 24 | 130
05.08. | 1 | 130
05.08. | 2 | 130
05.08. | 3 | 86.58
05.08. | 4 | 86.58
05.08. | 5 | 86.58
05.08. | 6 | 86.58
05.08. | 7 | 130
05.08. | 8 | 130
05.08. | 9 | 130
05.08. | 10 | 130
05.08. | 11 | 130
05.08. | 12 | 130
05.08. | 13 | 130
05.08. | 14 | 130
05.08. | 15 | 130
05.08. | 16 | 130
05.08. | 17 | 130
05.08. | 18 | 130
05.08. | 19 | 130
05.08. | 20 | 130
05.08. | 21 | 130
05.08. | 22 | 130
05.08. | 23 | 130
05.08. | 24 | 130
06.08. | 1 | 130
06.08. | 2 | 86.58
06.08. | 3 | 86.58
06.08. | 4 | 86.58
06.08. | 5 | 86.58
06.08. | 6 | 130
06.08. | 7 | 130
06.08. | 8 | 173.16
06.08. | 9 | 173.16
06.08. | 10 | 173.16
06.08. | 11 | 173.16
06.08. | 12 | 173.16
06.08. | 13 | 173.16
06.08. | 14 | 173.16
06.08. | 15 | 173.16
06.08. | 16 | 173.16
06.08. | 17 | 173.16
06.08. | 18 | 173.16
06.08. | 19 | 173.16
06.08. | 20 | 173.16
06.08. | 21 | 173.16
06.08. | 22 | 130
06.08. | 23 | 130
06.08. | 24 | 130
07.08. | 1 | 130
07.08. | 2 | 130
07.08. | 3 | 130
07.08. | 4 | 130
07.08. | 5 | 130
07.08. | 6 | 130
07.08. | 7 | 130
07.08. | 8 | 173.16
07.08. | 9 | 173.16
07.08. | 10 | 173.16
07.08. | 11 | 173.16
07.08. | 12 | 173.16
07.08. | 13 | 173.16
07.08. | 14 | 173.16
07.08. | 15 | 173.16
07.08. | 16 | 173.16
07.08. | 17 | 173.16
07.08. | 18 | 173.16
07.08. | 19 | 173.16
07.08. | 20 | 173.16
07.08. | 21 | 173.16
07.08. | 22 | 173.16
07.08. | 23 | 130
07.08. | 24 | 130
08.08. | 1 | 130
08.08. | 2 | 130
08.08. | 3 | 130
08.08. | 4 | 130
08.08. | 5 | 130
08.08. | 6 | 130
08.08. | 7 | 130
08.08. | 8 | 173.16
08.08. | 9 | 173.16
08.08. | 10 | 173.16
08.08. | 11 | 173.16
08.08. | 12 | 173.16
08.08. | 13 | 173.16
08.08. | 14 | 173.16
08.08. | 15 | 173.16
08.08. | 16 | 173.16
08.08. | 17 | 173.16
08.08. | 18 | 173.16
08.08. | 19 | 173.16
08.08. | 20 | 173.16
08.08. | 21 | 173.16
08.08. | 22 | 173.16
08.08. | 23 | 130
08.08. | 24 | 130
09.08. | 1 | 130
09.08. | 2 | 130
09.08. | 3 | 130
09.08. | 4 | 130
09.08. | 5 | 130
09.08. | 6 | 130
09.08. | 7 | 130
09.08. | 8 | 173.16
09.08. | 9 | 173.16
09.08. | 10 | 173.16
09.08. | 11 | 173.16
09.08. | 12 | 173.16
09.08. | 13 | 173.16
09.08. | 14 | 173.16
09.08. | 15 | 173.16
09.08. | 16 | 173.16
09.08. | 17 | 173.16
09.08. | 18 | 173.16
09.08. | 19 | 173.16
09.08. | 20 | 173.16
09.08. | 21 | 173.16
09.08. | 22 | 173.16
09.08. | 23 | 130
09.08. | 24 | 130
10.08. | 1 | 130
10.08. | 2 | 130
10.08. | 3 | 130
10.08. | 4 | 130
10.08. | 5 | 130
10.08. | 6 | 130
10.08. | 7 | 130
10.08. | 8 | 173.16
10.08. | 9 | 173.16
10.08. | 10 | 173.16
10.08. | 11 | 173.16
10.08. | 12 | 173.16
10.08. | 13 | 173.16
10.08. | 14 | 173.16
10.08. | 15 | 173.16
10.08. | 16 | 173.16
10.08. | 17 | 173.16
10.08. | 18 | 173.16
10.08. | 19 | 173.16
10.08. | 20 | 173.16
10.08. | 21 | 173.16
10.08. | 22 | 173.16
10.08. | 23 | 130
10.08. | 24 | 130
11.08. | 1 | 130
11.08. | 2 | 130
11.08. | 3 | 130
11.08. | 4 | 130
11.08. | 5 | 130
11.08. | 6 | 130
11.08. | 7 | 130
11.08. | 8 | 130
11.08. | 9 | 130
11.08. | 10 | 130
11.08. | 11 | 173.16
11.08. | 12 | 130
11.08. | 13 | 130
11.08. | 14 | 130
11.08. | 15 | 130
11.08. | 16 | 130
11.08. | 17 | 130
11.08. | 18 | 130
11.08. | 19 | 130
11.08. | 20 | 130
11.08. | 21 | 130
11.08. | 22 | 130
11.08. | 23 | 130
11.08. | 24 | 130
12.08. | 1 | 130
12.08. | 2 | 130
12.08. | 3 | 86.58
12.08. | 4 | 86.58
12.08. | 5 | 86.58
12.08. | 6 | 86.58
12.08. | 7 | 130
12.08. | 8 | 130
12.08. | 9 | 130
12.08. | 10 | 130
12.08. | 11 | 130
12.08. | 12 | 130
12.08. | 13 | 130
12.08. | 14 | 130
12.08. | 15 | 130
12.08. | 16 | 130
12.08. | 17 | 130
12.08. | 18 | 130
12.08. | 19 | 130
12.08. | 20 | 130
12.08. | 21 | 130
12.08. | 22 | 130
12.08. | 23 | 130
12.08. | 24 | 130
13.08. | 1 | 130
13.08. | 2 | 86.58
13.08. | 3 | 86.58
13.08. | 4 | 86.58
13.08. | 5 | 86.58
13.08. | 6 | 130
13.08. | 7 | 130
13.08. | 8 | 173.16
13.08. | 9 | 173.16
13.08. | 10 | 173.16
13.08. | 11 | 173.16
13.08. | 12 | 173.16
13.08. | 13 | 173.16
13.08. | 14 | 173.16
13.08. | 15 | 173.16
13.08. | 16 | 173.16
13.08. | 17 | 173.16
13.08. | 18 | 173.16
13.08. | 19 | 173.16
13.08. | 20 | 173.16
13.08. | 21 | 173.16
13.08. | 22 | 130
13.08. | 23 | 130
13.08. | 24 | 130
14.08. | 1 | 130
14.08. | 2 | 130
14.08. | 3 | 130
14.08. | 4 | 130
14.08. | 5 | 130
14.08. | 6 | 130
14.08. | 7 | 130
14.08. | 8 | 173.16
14.08. | 9 | 173.16
14.08. | 10 | 173.16
14.08. | 11 | 173.16
14.08. | 12 | 173.16
14.08. | 13 | 173.16
14.08. | 14 | 173.16
14.08. | 15 | 173.16
14.08. | 16 | 173.16
14.08. | 17 | 173.16
14.08. | 18 | 173.16
14.08. | 19 | 173.16
14.08. | 20 | 173.16
14.08. | 21 | 173.16
14.08. | 22 | 173.16
14.08. | 23 | 130
14.08. | 24 | 130
15.08. | 1 | 130
15.08. | 2 | 130
15.08. | 3 | 130
15.08. | 4 | 130
15.08. | 5 | 130
15.08. | 6 | 130
15.08. | 7 | 130
15.08. | 8 | 173.16
15.08. | 9 | 173.16
15.08. | 10 | 173.16
15.08. | 11 | 173.16
15.08. | 12 | 173.16
15.08. | 13 | 173.16
15.08. | 14 | 173.16
15.08. | 15 | 173.16
15.08. | 16 | 173.16
15.08. | 17 | 173.16
15.08. | 18 | 173.16
15.08. | 19 | 173.16
15.08. | 20 | 173.16
15.08. | 21 | 173.16
15.08. | 22 | 173.16
15.08. | 23 | 130
15.08. | 24 | 130
16.08. | 1 | 130
16.08. | 2 | 130
16.08. | 3 | 130
16.08. | 4 | 130
16.08. | 5 | 130
16.08. | 6 | 130
16.08. | 7 | 130
16.08. | 8 | 173.16
16.08. | 9 | 173.16
16.08. | 10 | 173.16
16.08. | 11 | 173.16
16.08. | 12 | 173.16
16.08. | 13 | 173.16
16.08. | 14 | 173.16
16.08. | 15 | 173.16
16.08. | 16 | 173.16
16.08. | 17 | 173.16
16.08. | 18 | 173.16
16.08. | 19 | 173.16
16.08. | 20 | 173.16
16.08. | 21 | 173.16
16.08. | 22 | 173.16
16.08. | 23 | 130
16.08. | 24 | 130
17.08. | 1 | 130
17.08. | 2 | 130
17.08. | 3 | 130
17.08. | 4 | 130
17.08. | 5 | 130
17.08. | 6 | 130
17.08. | 7 | 130
17.08. | 8 | 173.16
17.08. | 9 | 173.16
17.08. | 10 | 173.16
17.08. | 11 | 173.16
17.08. | 12 | 173.16
17.08. | 13 | 173.16
17.08. | 14 | 173.16
17.08. | 15 | 173.16
17.08. | 16 | 173.16
17.08. | 17 | 173.16
17.08. | 18 | 173.16
17.08. | 19 | 173.16
17.08. | 20 | 173.16
17.08. | 21 | 173.16
17.08. | 22 | 173.16
17.08. | 23 | 130
17.08. | 24 | 130
18.08. | 1 | 130
18.08. | 2 | 130
18.08. | 3 | 130
18.08. | 4 | 130
18.08. | 5 | 130
18.08. | 6 | 130
18.08. | 7 | 130
18.08. | 8 | 130
18.08. | 9 | 130
18.08. | 10 | 173.16
18.08. | 11 | 173.16
18.08. | 12 | 173.16
18.08. | 13 | 173.16
18.08. | 14 | 130
18.08. | 15 | 130
18.08. | 16 | 130
18.08. | 17 | 130
18.08. | 18 | 130
18.08. | 19 | 130
18.08. | 20 | 130
18.08. | 21 | 130
18.08. | 22 | 130
18.08. | 23 | 130
18.08. | 24 | 130
19.08. | 1 | 130
19.08. | 2 | 130
19.08. | 3 | 86.58
19.08. | 4 | 86.58
19.08. | 5 | 86.58
19.08. | 6 | 86.58
19.08. | 7 | 130
19.08. | 8 | 130
19.08. | 9 | 130
19.08. | 10 | 130
19.08. | 11 | 130
19.08. | 12 | 130
19.08. | 13 | 130
19.08. | 14 | 130
19.08. | 15 | 130
19.08. | 16 | 130
19.08. | 17 | 130
19.08. | 18 | 130
19.08. | 19 | 130
19.08. | 20 | 130
19.08. | 21 | 130
19.08. | 22 | 130
19.08. | 23 | 130
19.08. | 24 | 130
20.08. | 1 | 86.58
20.08. | 2 | 86.58
20.08. | 3 | 86.58
20.08. | 4 | 86.58
20.08. | 5 | 86.58
20.08. | 6 | 86.58
20.08. | 7 | 130
20.08. | 8 | 130
20.08. | 9 | 173.16
20.08. | 10 | 173.16
20.08. | 11 | 173.16
20.08. | 12 | 173.16
20.08. | 13 | 173.16
20.08. | 14 | 173.16
20.08. | 15 | 173.16
20.08. | 16 | 173.16
20.08. | 17 | 130
20.08. | 18 | 130
20.08. | 19 | 130
20.08. | 20 | 130
20.08. | 21 | 130
20.08. | 22 | 130
20.08. | 23 | 130
20.08. | 24 | 86.58
21.08. | 1 | 130
21.08. | 2 | 130
21.08. | 3 | 130
21.08. | 4 | 130
21.08. | 5 | 130
21.08. | 6 | 130
21.08. | 7 | 130
21.08. | 8 | 173.16
21.08. | 9 | 173.16
21.08. | 10 | 173.16
21.08. | 11 | 173.16
21.08. | 12 | 173.16
21.08. | 13 | 173.16
21.08. | 14 | 173.16
21.08. | 15 | 173.16
21.08. | 16 | 173.16
21.08. | 17 | 173.16
21.08. | 18 | 173.16
21.08. | 19 | 173.16
21.08. | 20 | 173.16
21.08. | 21 | 173.16
21.08. | 22 | 173.16
21.08. | 23 | 130
21.08. | 24 | 130
22.08. | 1 | 130
22.08. | 2 | 130
22.08. | 3 | 130
22.08. | 4 | 130
22.08. | 5 | 130
22.08. | 6 | 130
22.08. | 7 | 130
22.08. | 8 | 173.16
22.08. | 9 | 173.16
22.08. | 10 | 173.16
22.08. | 11 | 173.16
22.08. | 12 | 173.16
22.08. | 13 | 173.16
22.08. | 14 | 173.16
22.08. | 15 | 173.16
22.08. | 16 | 173.16
22.08. | 17 | 173.16
22.08. | 18 | 173.16
22.08. | 19 | 173.16
22.08. | 20 | 173.16
22.08. | 21 | 173.16
22.08. | 22 | 173.16
22.08. | 23 | 130
22.08. | 24 | 130
23.08. | 1 | 130
23.08. | 2 | 130
23.08. | 3 | 130
23.08. | 4 | 130
23.08. | 5 | 130
23.08. | 6 | 130
23.08. | 7 | 130
23.08. | 8 | 173.16
23.08. | 9 | 173.16
23.08. | 10 | 173.16
23.08. | 11 | 173.16
23.08. | 12 | 173.16
23.08. | 13 | 173.16
23.08. | 14 | 173.16
23.08. | 15 | 173.16
23.08. | 16 | 173.16
23.08. | 17 | 173.16
23.08. | 18 | 173.16
23.08. | 19 | 173.16
23.08. | 20 | 173.16
23.08. | 21 | 173.16
23.08. | 22 | 173.16
23.08. | 23 | 130
23.08. | 24 | 130
24.08. | 1 | 130
24.08. | 2 | 130
24.08. | 3 | 130
24.08. | 4 | 130
24.08. | 5 | 130
24.08. | 6 | 130
24.08. | 7 | 130
24.08. | 8 | 173.16
24.08. | 9 | 173.16
24.08. | 10 | 173.16
24.08. | 11 | 173.16
24.08. | 12 | 173.16
24.08. | 13 | 173.16
24.08. | 14 | 173.16
24.08. | 15 | 173.16
24.08. | 16 | 173.16
24.08. | 17 | 173.16
24.08. | 18 | 173.16
24.08. | 19 | 173.16
24.08. | 20 | 173.16
24.08. | 21 | 173.16
24.08. | 22 | 173.16
24.08. | 23 | 130
24.08. | 24 | 130
25.08. | 1 | 130
25.08. | 2 | 130
25.08. | 3 | 130
25.08. | 4 | 130
25.08. | 5 | 130
25.08. | 6 | 130
25.08. | 7 | 130
25.08. | 8 | 130
25.08. | 9 | 130
25.08. | 10 | 173.16
25.08. | 11 | 173.16
25.08. | 12 | 173.16
25.08. | 13 | 173.16
25.08. | 14 | 173.16
25.08. | 15 | 130
25.08. | 16 | 130
25.08. | 17 | 130
25.08. | 18 | 130
25.08. | 19 | 130
25.08. | 20 | 130
25.08. | 21 | 130
25.08. | 22 | 130
25.08. | 23 | 130
25.08. | 24 | 130
26.08. | 1 | 130
26.08. | 2 | 130
26.08. | 3 | 130
26.08. | 4 | 130
26.08. | 5 | 86.58
26.08. | 6 | 86.58
26.08. | 7 | 130
26.08. | 8 | 130
26.08. | 9 | 130
26.08. | 10 | 130
26.08. | 11 | 130
26.08. | 12 | 130
26.08. | 13 | 130
26.08. | 14 | 130
26.08. | 15 | 130
26.08. | 16 | 130
26.08. | 17 | 130
26.08. | 18 | 130
26.08. | 19 | 130
26.08. | 20 | 130
26.08. | 21 | 130
26.08. | 22 | 130
26.08. | 23 | 130
26.08. | 24 | 130
27.08. | 1 | 130
27.08. | 2 | 130
27.08. | 3 | 86.58
27.08. | 4 | 86.58
27.08. | 5 | 86.58
27.08. | 6 | 130
27.08. | 7 | 130
27.08. | 8 | 173.16
27.08. | 9 | 173.16
27.08. | 10 | 173.16
27.08. | 11 | 173.16
27.08. | 12 | 173.16
27.08. | 13 | 173.16
27.08. | 14 | 173.16
27.08. | 15 | 173.16
27.08. | 16 | 173.16
27.08. | 17 | 173.16
27.08. | 18 | 173.16
27.08. | 19 | 173.16
27.08. | 20 | 173.16
27.08. | 21 | 173.16
27.08. | 22 | 173.16
27.08. | 23 | 130
27.08. | 24 | 130
28.08. | 1 | 130
28.08. | 2 | 130
28.08. | 3 | 130
28.08. | 4 | 130
28.08. | 5 | 130
28.08. | 6 | 130
28.08. | 7 | 130
28.08. | 8 | 173.16
28.08. | 9 | 173.16
28.08. | 10 | 173.16
28.08. | 11 | 173.16
28.08. | 12 | 173.16
28.08. | 13 | 173.16
28.08. | 14 | 173.16
28.08. | 15 | 173.16
28.08. | 16 | 173.16
28.08. | 17 | 173.16
28.08. | 18 | 173.16
28.08. | 19 | 173.16
28.08. | 20 | 173.16
28.08. | 21 | 173.16
28.08. | 22 | 173.16
28.08. | 23 | 130
28.08. | 24 | 130
29.08. | 1 | 130
29.08. | 2 | 130
29.08. | 3 | 130
29.08. | 4 | 130
29.08. | 5 | 130
29.08. | 6 | 130
29.08. | 7 | 130
29.08. | 8 | 173.16
29.08. | 9 | 173.16
29.08. | 10 | 173.16
29.08. | 11 | 173.16
29.08. | 12 | 173.16
29.08. | 13 | 173.16
29.08. | 14 | 173.16
29.08. | 15 | 173.16
29.08. | 16 | 173.16
29.08. | 17 | 173.16
29.08. | 18 | 173.16
29.08. | 19 | 173.16
29.08. | 20 | 173.16
29.08. | 21 | 173.16
29.08. | 22 | 173.16
29.08. | 23 | 130
29.08. | 24 | 130
30.08. | 1 | 130
30.08. | 2 | 130
30.08. | 3 | 130
30.08. | 4 | 130
30.08. | 5 | 130
30.08. | 6 | 130
30.08. | 7 | 130
30.08. | 8 | 173.16
30.08. | 9 | 173.16
30.08. | 10 | 173.16
30.08. | 11 | 173.16
30.08. | 12 | 173.16
30.08. | 13 | 173.16
30.08. | 14 | 173.16
30.08. | 15 | 173.16
30.08. | 16 | 173.16
30.08. | 17 | 173.16
30.08. | 18 | 173.16
30.08. | 19 | 173.16
30.08. | 20 | 173.16
30.08. | 21 | 173.16
30.08. | 22 | 173.16
30.08. | 23 | 130
30.08. | 24 | 130
31.08. | 1 | 130
31.08. | 2 | 130
31.08. | 3 | 130
31.08. | 4 | 130
31.08. | 5 | 130
31.08. | 6 | 130
31.08. | 7 | 173.16
31.08. | 8 | 173.16
31.08. | 9 | 173.16
31.08. | 10 | 173.16
31.08. | 11 | 173.16
31.08. | 12 | 173.16
31.08. | 13 | 173.16
31.08. | 14 | 173.16
31.08. | 15 | 173.16
31.08. | 16 | 173.16
31.08. | 17 | 173.16
31.08. | 18 | 173.16
31.08. | 19 | 173.16
31.08. | 20 | 173.16
31.08. | 21 | 173.16
31.08. | 22 | 173.16
31.08. | 23 | 130
31.08. | 24 | 130
01.09. | 1 | 130
01.09. | 2 | 130
01.09. | 3 | 130
01.09. | 4 | 130
01.09. | 5 | 130
01.09. | 6 | 130
01.09. | 7 | 130
01.09. | 8 | 130
01.09. | 9 | 130
01.09. | 10 | 173.16
01.09. | 11 | 173.16
01.09. | 12 | 130
01.09. | 13 | 130
01.09. | 14 | 130
01.09. | 15 | 130
01.09. | 16 | 130
01.09. | 17 | 130
01.09. | 18 | 130
01.09. | 19 | 130
01.09. | 20 | 173.16
01.09. | 21 | 173.16
01.09. | 22 | 130
01.09. | 23 | 130
01.09. | 24 | 130
02.09. | 1 | 130
02.09. | 2 | 130
02.09. | 3 | 130
02.09. | 4 | 130
02.09. | 5 | 130
02.09. | 6 | 130
02.09. | 7 | 130
02.09. | 8 | 130
02.09. | 9 | 130
02.09. | 10 | 130
02.09. | 11 | 130
02.09. | 12 | 130
02.09. | 13 | 130
02.09. | 14 | 130
02.09. | 15 | 130
02.09. | 16 | 130
02.09. | 17 | 130
02.09. | 18 | 130
02.09. | 19 | 130
02.09. | 20 | 173.16
02.09. | 21 | 130
02.09. | 22 | 130
02.09. | 23 | 130
02.09. | 24 | 130
03.09. | 1 | 130
03.09. | 2 | 130
03.09. | 3 | 130
03.09. | 4 | 130
03.09. | 5 | 130
03.09. | 6 | 130
03.09. | 7 | 173.16
03.09. | 8 | 173.16
03.09. | 9 | 173.16
03.09. | 10 | 173.16
03.09. | 11 | 173.16
03.09. | 12 | 173.16
03.09. | 13 | 173.16
03.09. | 14 | 173.16
03.09. | 15 | 173.16
03.09. | 16 | 173.16
03.09. | 17 | 173.16
03.09. | 18 | 173.16
03.09. | 19 | 173.16
03.09. | 20 | 173.16
03.09. | 21 | 173.16
03.09. | 22 | 173.16
03.09. | 23 | 130
03.09. | 24 | 130
04.09. | 1 | 130
04.09. | 2 | 130
04.09. | 3 | 130
04.09. | 4 | 130
04.09. | 5 | 130
04.09. | 6 | 130
04.09. | 7 | 173.16
04.09. | 8 | 173.16
04.09. | 9 | 173.16
04.09. | 10 | 173.16
04.09. | 11 | 173.16
04.09. | 12 | 173.16
04.09. | 13 | 173.16
04.09. | 14 | 173.16
04.09. | 15 | 173.16
04.09. | 16 | 173.16
04.09. | 17 | 173.16
04.09. | 18 | 173.16
04.09. | 19 | 173.16
04.09. | 20 | 173.16
04.09. | 21 | 173.16
04.09. | 22 | 173.16
04.09. | 23 | 130
04.09. | 24 | 130
05.09. | 1 | 130
05.09. | 2 | 130
05.09. | 3 | 130
05.09. | 4 | 130
05.09. | 5 | 130
05.09. | 6 | 130
05.09. | 7 | 173.16
05.09. | 8 | 173.16
05.09. | 9 | 173.16
05.09. | 10 | 173.16
05.09. | 11 | 173.16
05.09. | 12 | 173.16
05.09. | 13 | 173.16
05.09. | 14 | 173.16
05.09. | 15 | 173.16
05.09. | 16 | 173.16
05.09. | 17 | 173.16
05.09. | 18 | 173.16
05.09. | 19 | 173.16
05.09. | 20 | 173.16
05.09. | 21 | 173.16
05.09. | 22 | 173.16
05.09. | 23 | 130
05.09. | 24 | 130
06.09. | 1 | 130
06.09. | 2 | 130
06.09. | 3 | 130
06.09. | 4 | 130
06.09. | 5 | 130
06.09. | 6 | 130
06.09. | 7 | 173.16
06.09. | 8 | 173.16
06.09. | 9 | 173.16
06.09. | 10 | 173.16
06.09. | 11 | 173.16
06.09. | 12 | 173.16
06.09. | 13 | 173.16
06.09. | 14 | 173.16
06.09. | 15 | 173.16
06.09. | 16 | 173.16
06.09. | 17 | 173.16
06.09. | 18 | 173.16
06.09. | 19 | 173.16
06.09. | 20 | 173.16
06.09. | 21 | 173.16
06.09. | 22 | 173.16
06.09. | 23 | 130
06.09. | 24 | 130
07.09. | 1 | 130
07.09. | 2 | 130
07.09. | 3 | 130
07.09. | 4 | 130
07.09. | 5 | 130
07.09. | 6 | 130
07.09. | 7 | 173.16
07.09. | 8 | 173.16
07.09. | 9 | 173.16
07.09. | 10 | 173.16
07.09. | 11 | 173.16
07.09. | 12 | 173.16
07.09. | 13 | 173.16
07.09. | 14 | 173.16
07.09. | 15 | 173.16
07.09. | 16 | 173.16
07.09. | 17 | 173.16
07.09. | 18 | 173.16
07.09. | 19 | 173.16
07.09. | 20 | 173.16
07.09. | 21 | 173.16
07.09. | 22 | 173.16
07.09. | 23 | 130
07.09. | 24 | 130
08.09. | 1 | 130
08.09. | 2 | 130
08.09. | 3 | 130
08.09. | 4 | 130
08.09. | 5 | 130
08.09. | 6 | 130
08.09. | 7 | 130
08.09. | 8 | 130
08.09. | 9 | 130
08.09. | 10 | 173.16
08.09. | 11 | 173.16
08.09. | 12 | 173.16
08.09. | 13 | 173.16
08.09. | 14 | 130
08.09. | 15 | 130
08.09. | 16 | 130
08.09. | 17 | 130
08.09. | 18 | 130
08.09. | 19 | 173.16
08.09. | 20 | 173.16
08.09. | 21 | 173.16
08.09. | 22 | 130
08.09. | 23 | 130
08.09. | 24 | 130
09.09. | 1 | 130
09.09. | 2 | 130
09.09. | 3 | 130
09.09. | 4 | 130
09.09. | 5 | 130
09.09. | 6 | 130
09.09. | 7 | 130
09.09. | 8 | 130
09.09. | 9 | 130
09.09. | 10 | 130
09.09. | 11 | 130
09.09. | 12 | 130
09.09. | 13 | 130
09.09. | 14 | 130
09.09. | 15 | 130
09.09. | 16 | 130
09.09. | 17 | 130
09.09. | 18 | 130
09.09. | 19 | 173.16
09.09. | 20 | 173.16
09.09. | 21 | 173.16
09.09. | 22 | 130
09.09. | 23 | 130
09.09. | 24 | 130
10.09. | 1 | 130
10.09. | 2 | 130
10.09. | 3 | 130
10.09. | 4 | 130
10.09. | 5 | 130
10.09. | 6 | 130
10.09. | 7 | 173.16
10.09. | 8 | 173.16
10.09. | 9 | 173.16
10.09. | 10 | 173.16
10.09. | 11 | 173.16
10.09. | 12 | 173.16
10.09. | 13 | 173.16
10.09. | 14 | 173.16
10.09. | 15 | 173.16
10.09. | 16 | 173.16
10.09. | 17 | 173.16
10.09. | 18 | 173.16
10.09. | 19 | 173.16
10.09. | 20 | 173.16
10.09. | 21 | 173.16
10.09. | 22 | 173.16
10.09. | 23 | 130
10.09. | 24 | 130
11.09. | 1 | 130
11.09. | 2 | 130
11.09. | 3 | 130
11.09. | 4 | 130
11.09. | 5 | 130
11.09. | 6 | 130
11.09. | 7 | 173.16
11.09. | 8 | 173.16
11.09. | 9 | 173.16
11.09. | 10 | 173.16
11.09. | 11 | 173.16
11.09. | 12 | 173.16
11.09. | 13 | 173.16
11.09. | 14 | 173.16
11.09. | 15 | 173.16
11.09. | 16 | 173.16
11.09. | 17 | 173.16
11.09. | 18 | 173.16
11.09. | 19 | 173.16
11.09. | 20 | 173.16
11.09. | 21 | 173.16
11.09. | 22 | 173.16
11.09. | 23 | 130
11.09. | 24 | 130
12.09. | 1 | 130
12.09. | 2 | 130
12.09. | 3 | 130
12.09. | 4 | 130
12.09. | 5 | 130
12.09. | 6 | 130
12.09. | 7 | 173.16
12.09. | 8 | 173.16
12.09. | 9 | 173.16
12.09. | 10 | 173.16
12.09. | 11 | 173.16
12.09. | 12 | 173.16
12.09. | 13 | 173.16
12.09. | 14 | 173.16
12.09. | 15 | 173.16
12.09. | 16 | 173.16
12.09. | 17 | 173.16
12.09. | 18 | 173.16
12.09. | 19 | 173.16
12.09. | 20 | 173.16
12.09. | 21 | 173.16
12.09. | 22 | 173.16
12.09. | 23 | 130
12.09. | 24 | 130
13.09. | 1 | 130
13.09. | 2 | 130
13.09. | 3 | 130
13.09. | 4 | 130
13.09. | 5 | 130
13.09. | 6 | 130
13.09. | 7 | 173.16
13.09. | 8 | 173.16
13.09. | 9 | 173.16
13.09. | 10 | 173.16
13.09. | 11 | 173.16
13.09. | 12 | 173.16
13.09. | 13 | 173.16
13.09. | 14 | 173.16
13.09. | 15 | 173.16
13.09. | 16 | 173.16
13.09. | 17 | 173.16
13.09. | 18 | 173.16
13.09. | 19 | 173.16
13.09. | 20 | 173.16
13.09. | 21 | 173.16
13.09. | 22 | 173.16
13.09. | 23 | 130
13.09. | 24 | 130
14.09. | 1 | 130
14.09. | 2 | 130
14.09. | 3 | 130
14.09. | 4 | 130
14.09. | 5 | 130
14.09. | 6 | 130
14.09. | 7 | 173.16
14.09. | 8 | 173.16
14.09. | 9 | 173.16
14.09. | 10 | 173.16
14.09. | 11 | 173.16
14.09. | 12 | 173.16
14.09. | 13 | 216.58
14.09. | 14 | 173.16
14.09. | 15 | 173.16
14.09. | 16 | 173.16
14.09. | 17 | 173.16
14.09. | 18 | 173.16
14.09. | 19 | 173.16
14.09. | 20 | 173.16
14.09. | 21 | 173.16
14.09. | 22 | 173.16
14.09. | 23 | 130
14.09. | 24 | 130
15.09. | 1 | 130
15.09. | 2 | 130
15.09. | 3 | 130
15.09. | 4 | 130
15.09. | 5 | 130
15.09. | 6 | 130
15.09. | 7 | 130
15.09. | 8 | 130
15.09. | 9 | 173.16
15.09. | 10 | 173.16
15.09. | 11 | 173.16
15.09. | 12 | 173.16
15.09. | 13 | 173.16
15.09. | 14 | 173.16
15.09. | 15 | 173.16
15.09. | 16 | 173.16
15.09. | 17 | 173.16
15.09. | 18 | 173.16
15.09. | 19 | 173.16
15.09. | 20 | 173.16
15.09. | 21 | 173.16
15.09. | 22 | 130
15.09. | 23 | 130
15.09. | 24 | 130
16.09. | 1 | 130
16.09. | 2 | 130
16.09. | 3 | 130
16.09. | 4 | 130
16.09. | 5 | 130
16.09. | 6 | 130
16.09. | 7 | 130
16.09. | 8 | 130
16.09. | 9 | 130
16.09. | 10 | 130
16.09. | 11 | 130
16.09. | 12 | 130
16.09. | 13 | 130
16.09. | 14 | 130
16.09. | 15 | 130
16.09. | 16 | 130
16.09. | 17 | 130
16.09. | 18 | 173.16
16.09. | 19 | 173.16
16.09. | 20 | 173.16
16.09. | 21 | 173.16
16.09. | 22 | 130
16.09. | 23 | 130
16.09. | 24 | 130
17.09. | 1 | 130
17.09. | 2 | 130
17.09. | 3 | 130
17.09. | 4 | 130
17.09. | 5 | 130
17.09. | 6 | 130
17.09. | 7 | 173.16
17.09. | 8 | 173.16
17.09. | 9 | 216.58
17.09. | 10 | 216.58
17.09. | 11 | 216.58
17.09. | 12 | 173.16
17.09. | 13 | 216.58
17.09. | 14 | 216.58
17.09. | 15 | 173.16
17.09. | 16 | 173.16
17.09. | 17 | 173.16
17.09. | 18 | 173.16
17.09. | 19 | 173.16
17.09. | 20 | 173.16
17.09. | 21 | 173.16
17.09. | 22 | 173.16
17.09. | 23 | 130
17.09. | 24 | 130
18.09. | 1 | 130
18.09. | 2 | 130
18.09. | 3 | 130
18.09. | 4 | 130
18.09. | 5 | 130
18.09. | 6 | 130
18.09. | 7 | 173.16
18.09. | 8 | 173.16
18.09. | 9 | 216.58
18.09. | 10 | 216.58
18.09. | 11 | 216.58
18.09. | 12 | 173.16
18.09. | 13 | 216.58
18.09. | 14 | 216.58
18.09. | 15 | 173.16
18.09. | 16 | 173.16
18.09. | 17 | 173.16
18.09. | 18 | 173.16
18.09. | 19 | 173.16
18.09. | 20 | 173.16
18.09. | 21 | 173.16
18.09. | 22 | 173.16
18.09. | 23 | 130
18.09. | 24 | 130
19.09. | 1 | 130
19.09. | 2 | 130
19.09. | 3 | 130
19.09. | 4 | 130
19.09. | 5 | 130
19.09. | 6 | 130
19.09. | 7 | 173.16
19.09. | 8 | 173.16
19.09. | 9 | 216.58
19.09. | 10 | 216.58
19.09. | 11 | 216.58
19.09. | 12 | 173.16
19.09. | 13 | 216.58
19.09. | 14 | 216.58
19.09. | 15 | 173.16
19.09. | 16 | 173.16
19.09. | 17 | 173.16
19.09. | 18 | 173.16
19.09. | 19 | 173.16
19.09. | 20 | 173.16
19.09. | 21 | 173.16
19.09. | 22 | 173.16
19.09. | 23 | 130
19.09. | 24 | 130
20.09. | 1 | 130
20.09. | 2 | 130
20.09. | 3 | 130
20.09. | 4 | 130
20.09. | 5 | 130
20.09. | 6 | 130
20.09. | 7 | 173.16
20.09. | 8 | 173.16
20.09. | 9 | 216.58
20.09. | 10 | 216.58
20.09. | 11 | 216.58
20.09. | 12 | 173.16
20.09. | 13 | 216.58
20.09. | 14 | 216.58
20.09. | 15 | 173.16
20.09. | 16 | 173.16
20.09. | 17 | 173.16
20.09. | 18 | 173.16
20.09. | 19 | 173.16
20.09. | 20 | 173.16
20.09. | 21 | 173.16
20.09. | 22 | 173.16
20.09. | 23 | 130
20.09. | 24 | 130
21.09. | 1 | 130
21.09. | 2 | 130
21.09. | 3 | 130
21.09. | 4 | 130
21.09. | 5 | 130
21.09. | 6 | 130
21.09. | 7 | 173.16
21.09. | 8 | 173.16
21.09. | 9 | 216.58
21.09. | 10 | 216.58
21.09. | 11 | 216.58
21.09. | 12 | 173.16
21.09. | 13 | 216.58
21.09. | 14 | 216.58
21.09. | 15 | 173.16
21.09. | 16 | 173.16
21.09. | 17 | 173.16
21.09. | 18 | 173.16
21.09. | 19 | 173.16
21.09. | 20 | 173.16
21.09. | 21 | 173.16
21.09. | 22 | 173.16
21.09. | 23 | 130
21.09. | 24 | 130
22.09. | 1 | 130
22.09. | 2 | 130
22.09. | 3 | 130
22.09. | 4 | 130
22.09. | 5 | 130
22.09. | 6 | 130
22.09. | 7 | 130
22.09. | 8 | 130
22.09. | 9 | 173.16
22.09. | 10 | 173.16
22.09. | 11 | 173.16
22.09. | 12 | 173.16
22.09. | 13 | 173.16
22.09. | 14 | 173.16
22.09. | 15 | 173.16
22.09. | 16 | 173.16
22.09. | 17 | 173.16
22.09. | 18 | 173.16
22.09. | 19 | 173.16
22.09. | 20 | 173.16
22.09. | 21 | 173.16
22.09. | 22 | 130
22.09. | 23 | 130
22.09. | 24 | 130
23.09. | 1 | 130
23.09. | 2 | 130
23.09. | 3 | 130
23.09. | 4 | 130
23.09. | 5 | 130
23.09. | 6 | 130
23.09. | 7 | 130
23.09. | 8 | 130
23.09. | 9 | 130
23.09. | 10 | 173.16
23.09. | 11 | 173.16
23.09. | 12 | 173.16
23.09. | 13 | 173.16
23.09. | 14 | 130
23.09. | 15 | 130
23.09. | 16 | 173.16
23.09. | 17 | 173.16
23.09. | 18 | 173.16
23.09. | 19 | 173.16
23.09. | 20 | 173.16
23.09. | 21 | 173.16
23.09. | 22 | 130
23.09. | 23 | 130
23.09. | 24 | 130
24.09. | 1 | 130
24.09. | 2 | 130
24.09. | 3 | 130
24.09. | 4 | 130
24.09. | 5 | 130
24.09. | 6 | 130
24.09. | 7 | 173.16
24.09. | 8 | 173.16
24.09. | 9 | 216.58
24.09. | 10 | 216.58
24.09. | 11 | 216.58
24.09. | 12 | 216.58
24.09. | 13 | 216.58
24.09. | 14 | 216.58
24.09. | 15 | 216.58
24.09. | 16 | 173.16
24.09. | 17 | 173.16
24.09. | 18 | 173.16
24.09. | 19 | 173.16
24.09. | 20 | 173.16
24.09. | 21 | 173.16
24.09. | 22 | 173.16
24.09. | 23 | 130
24.09. | 24 | 130
25.09. | 1 | 130
25.09. | 2 | 130
25.09. | 3 | 130
25.09. | 4 | 130
25.09. | 5 | 130
25.09. | 6 | 173.16
25.09. | 7 | 173.16
25.09. | 8 | 173.16
25.09. | 9 | 216.58
25.09. | 10 | 216.58
25.09. | 11 | 216.58
25.09. | 12 | 216.58
25.09. | 13 | 216.58
25.09. | 14 | 216.58
25.09. | 15 | 216.58
25.09. | 16 | 173.16
25.09. | 17 | 173.16
25.09. | 18 | 173.16
25.09. | 19 | 173.16
25.09. | 20 | 173.16
25.09. | 21 | 173.16
25.09. | 22 | 173.16
25.09. | 23 | 130
25.09. | 24 | 130
26.09. | 1 | 130
26.09. | 2 | 130
26.09. | 3 | 130
26.09. | 4 | 130
26.09. | 5 | 130
26.09. | 6 | 130
26.09. | 7 | 173.16
26.09. | 8 | 173.16
26.09. | 9 | 216.58
26.09. | 10 | 216.58
26.09. | 11 | 216.58
26.09. | 12 | 216.58
26.09. | 13 | 216.58
26.09. | 14 | 216.58
26.09. | 15 | 216.58
26.09. | 16 | 173.16
26.09. | 17 | 173.16
26.09. | 18 | 173.16
26.09. | 19 | 173.16
26.09. | 20 | 173.16
26.09. | 21 | 173.16
26.09. | 22 | 173.16
26.09. | 23 | 130
26.09. | 24 | 130
27.09. | 1 | 130
27.09. | 2 | 130
27.09. | 3 | 130
27.09. | 4 | 130
27.09. | 5 | 130
27.09. | 6 | 130
27.09. | 7 | 173.16
27.09. | 8 | 173.16
27.09. | 9 | 216.58
27.09. | 10 | 216.58
27.09. | 11 | 216.58
27.09. | 12 | 216.58
27.09. | 13 | 216.58
27.09. | 14 | 216.58
27.09. | 15 | 216.58
27.09. | 16 | 173.16
27.09. | 17 | 173.16
27.09. | 18 | 173.16
27.09. | 19 | 173.16
27.09. | 20 | 173.16
27.09. | 21 | 173.16
27.09. | 22 | 173.16
27.09. | 23 | 130
27.09. | 24 | 130
28.09. | 1 | 130
28.09. | 2 | 130
28.09. | 3 | 130
28.09. | 4 | 130
28.09. | 5 | 130
28.09. | 6 | 173.16
28.09. | 7 | 173.16
28.09. | 8 | 173.16
28.09. | 9 | 216.58
28.09. | 10 | 216.58
28.09. | 11 | 216.58
28.09. | 12 | 216.58
28.09. | 13 | 216.58
28.09. | 14 | 216.58
28.09. | 15 | 216.58
28.09. | 16 | 173.16
28.09. | 17 | 173.16
28.09. | 18 | 173.16
28.09. | 19 | 173.16
28.09. | 20 | 173.16
28.09. | 21 | 173.16
28.09. | 22 | 173.16
28.09. | 23 | 130
28.09. | 24 | 130
29.09. | 1 | 130
29.09. | 2 | 130
29.09. | 3 | 130
29.09. | 4 | 130
29.09. | 5 | 130
29.09. | 6 | 130
29.09. | 7 | 130
29.09. | 8 | 173.16
29.09. | 9 | 173.16
29.09. | 10 | 173.16
29.09. | 11 | 173.16
29.09. | 12 | 173.16
29.09. | 13 | 173.16
29.09. | 14 | 173.16
29.09. | 15 | 173.16
29.09. | 16 | 173.16
29.09. | 17 | 173.16
29.09. | 18 | 173.16
29.09. | 19 | 173.16
29.09. | 20 | 173.16
29.09. | 21 | 173.16
29.09. | 22 | 173.16
29.09. | 23 | 130
29.09. | 24 | 130
30.09. | 1 | 130
30.09. | 2 | 130
30.09. | 3 | 130
30.09. | 4 | 130
30.09. | 5 | 130
30.09. | 6 | 130
30.09. | 7 | 130
30.09. | 8 | 130
30.09. | 9 | 173.16
30.09. | 10 | 173.16
30.09. | 11 | 173.16
30.09. | 12 | 173.16
30.09. | 13 | 173.16
30.09. | 14 | 173.16
30.09. | 15 | 173.16
30.09. | 16 | 173.16
30.09. | 17 | 173.16
30.09. | 18 | 173.16
30.09. | 19 | 173.16
30.09. | 20 | 173.16
30.09. | 21 | 173.16
30.09. | 22 | 173.16
30.09. | 23 | 130
30.09. | 24 | 130
01.10. | 1 | 130
01.10. | 2 | 130
01.10. | 3 | 130
01.10. | 4 | 130
01.10. | 5 | 130
01.10. | 6 | 173.16
01.10. | 7 | 173.16
01.10. | 8 | 216.58
01.10. | 9 | 216.58
01.10. | 10 | 216.58
01.10. | 11 | 216.58
01.10. | 12 | 216.58
01.10. | 13 | 216.58
01.10. | 14 | 216.58
01.10. | 15 | 216.58
01.10. | 16 | 173.16
01.10. | 17 | 173.16
01.10. | 18 | 216.58
01.10. | 19 | 216.58
01.10. | 20 | 173.16
01.10. | 21 | 173.16
01.10. | 22 | 173.16
01.10. | 23 | 130
01.10. | 24 | 130
02.10. | 1 | 130
02.10. | 2 | 130
02.10. | 3 | 130
02.10. | 4 | 130
02.10. | 5 | 130
02.10. | 6 | 173.16
02.10. | 7 | 173.16
02.10. | 8 | 216.58
02.10. | 9 | 216.58
02.10. | 10 | 216.58
02.10. | 11 | 216.58
02.10. | 12 | 216.58
02.10. | 13 | 216.58
02.10. | 14 | 216.58
02.10. | 15 | 216.58
02.10. | 16 | 173.16
02.10. | 17 | 173.16
02.10. | 18 | 216.58
02.10. | 19 | 216.58
02.10. | 20 | 173.16
02.10. | 21 | 173.16
02.10. | 22 | 173.16
02.10. | 23 | 173.16
02.10. | 24 | 130
03.10. | 1 | 130
03.10. | 2 | 130
03.10. | 3 | 130
03.10. | 4 | 130
03.10. | 5 | 130
03.10. | 6 | 173.16
03.10. | 7 | 173.16
03.10. | 8 | 216.58
03.10. | 9 | 216.58
03.10. | 10 | 216.58
03.10. | 11 | 216.58
03.10. | 12 | 216.58
03.10. | 13 | 216.58
03.10. | 14 | 216.58
03.10. | 15 | 216.58
03.10. | 16 | 173.16
03.10. | 17 | 173.16
03.10. | 18 | 216.58
03.10. | 19 | 216.58
03.10. | 20 | 173.16
03.10. | 21 | 173.16
03.10. | 22 | 173.16
03.10. | 23 | 130
03.10. | 24 | 130
04.10. | 1 | 130
04.10. | 2 | 130
04.10. | 3 | 130
04.10. | 4 | 130
04.10. | 5 | 130
04.10. | 6 | 173.16
04.10. | 7 | 173.16
04.10. | 8 | 216.58
04.10. | 9 | 216.58
04.10. | 10 | 216.58
04.10. | 11 | 216.58
04.10. | 12 | 216.58
04.10. | 13 | 216.58
04.10. | 14 | 216.58
04.10. | 15 | 216.58
04.10. | 16 | 173.16
04.10. | 17 | 173.16
04.10. | 18 | 216.58
04.10. | 19 | 216.58
04.10. | 20 | 173.16
04.10. | 21 | 173.16
04.10. | 22 | 173.16
04.10. | 23 | 130
04.10. | 24 | 130
05.10. | 1 | 130
05.10. | 2 | 130
05.10. | 3 | 130
05.10. | 4 | 130
05.10. | 5 | 130
05.10. | 6 | 173.16
05.10. | 7 | 173.16
05.10. | 8 | 216.58
05.10. | 9 | 216.58
05.10. | 10 | 216.58
05.10. | 11 | 216.58
05.10. | 12 | 216.58
05.10. | 13 | 216.58
05.10. | 14 | 216.58
05.10. | 15 | 216.58
05.10. | 16 | 173.16
05.10. | 17 | 173.16
05.10. | 18 | 216.58
05.10. | 19 | 216.58
05.10. | 20 | 173.16
05.10. | 21 | 173.16
05.10. | 22 | 173.16
05.10. | 23 | 130
05.10. | 24 | 130
06.10. | 1 | 130
06.10. | 2 | 130
06.10. | 3 | 130
06.10. | 4 | 130
06.10. | 5 | 130
06.10. | 6 | 130
06.10. | 7 | 130
06.10. | 8 | 173.16
06.10. | 9 | 173.16
06.10. | 10 | 173.16
06.10. | 11 | 173.16
06.10. | 12 | 173.16
06.10. | 13 | 173.16
06.10. | 14 | 173.16
06.10. | 15 | 173.16
06.10. | 16 | 173.16
06.10. | 17 | 173.16
06.10. | 18 | 173.16
06.10. | 19 | 173.16
06.10. | 20 | 173.16
06.10. | 21 | 173.16
06.10. | 22 | 130
06.10. | 23 | 130
06.10. | 24 | 130
07.10. | 1 | 130
07.10. | 2 | 130
07.10. | 3 | 130
07.10. | 4 | 130
07.10. | 5 | 130
07.10. | 6 | 130
07.10. | 7 | 130
07.10. | 8 | 130
07.10. | 9 | 173.16
07.10. | 10 | 173.16
07.10. | 11 | 173.16
07.10. | 12 | 173.16
07.10. | 13 | 173.16
07.10. | 14 | 173.16
07.10. | 15 | 173.16
07.10. | 16 | 173.16
07.10. | 17 | 173.16
07.10. | 18 | 173.16
07.10. | 19 | 173.16
07.10. | 20 | 173.16
07.10. | 21 | 173.16
07.10. | 22 | 173.16
07.10. | 23 | 130
07.10. | 24 | 130
08.10. | 1 | 130
08.10. | 2 | 130
08.10. | 3 | 130
08.10. | 4 | 130
08.10. | 5 | 130
08.10. | 6 | 173.16
08.10. | 7 | 173.16
08.10. | 8 | 216.58
08.10. | 9 | 216.58
08.10. | 10 | 216.58
08.10. | 11 | 216.58
08.10. | 12 | 216.58
08.10. | 13 | 216.58
08.10. | 14 | 216.58
08.10. | 15 | 216.58
08.10. | 16 | 173.16
08.10. | 17 | 173.16
08.10. | 18 | 216.58
08.10. | 19 | 216.58
08.10. | 20 | 173.16
08.10. | 21 | 173.16
08.10. | 22 | 173.16
08.10. | 23 | 130
08.10. | 24 | 130
09.10. | 1 | 130
09.10. | 2 | 130
09.10. | 3 | 130
09.10. | 4 | 130
09.10. | 5 | 130
09.10. | 6 | 173.16
09.10. | 7 | 173.16
09.10. | 8 | 216.58
09.10. | 9 | 216.58
09.10. | 10 | 216.58
09.10. | 11 | 216.58
09.10. | 12 | 216.58
09.10. | 13 | 216.58
09.10. | 14 | 216.58
09.10. | 15 | 216.58
09.10. | 16 | 216.58
09.10. | 17 | 216.58
09.10. | 18 | 216.58
09.10. | 19 | 216.58
09.10. | 20 | 216.58
09.10. | 21 | 173.16
09.10. | 22 | 173.16
09.10. | 23 | 173.16
09.10. | 24 | 130
10.10. | 1 | 130
10.10. | 2 | 130
10.10. | 3 | 130
10.10. | 4 | 130
10.10. | 5 | 130
10.10. | 6 | 173.16
10.10. | 7 | 173.16
10.10. | 8 | 216.58
10.10. | 9 | 216.58
10.10. | 10 | 216.58
10.10. | 11 | 216.58
10.10. | 12 | 216.58
10.10. | 13 | 216.58
10.10. | 14 | 216.58
10.10. | 15 | 216.58
10.10. | 16 | 216.58
10.10. | 17 | 216.58
10.10. | 18 | 216.58
10.10. | 19 | 216.58
10.10. | 20 | 216.58
10.10. | 21 | 173.16
10.10. | 22 | 173.16
10.10. | 23 | 173.16
10.10. | 24 | 130
11.10. | 1 | 130
11.10. | 2 | 130
11.10. | 3 | 130
11.10. | 4 | 130
11.10. | 5 | 130
11.10. | 6 | 173.16
11.10. | 7 | 173.16
11.10. | 8 | 216.58
11.10. | 9 | 216.58
11.10. | 10 | 216.58
11.10. | 11 | 216.58
11.10. | 12 | 216.58
11.10. | 13 | 216.58
11.10. | 14 | 216.58
11.10. | 15 | 216.58
11.10. | 16 | 216.58
11.10. | 17 | 216.58
11.10. | 18 | 216.58
11.10. | 19 | 216.58
11.10. | 20 | 216.58
11.10. | 21 | 173.16
11.10. | 22 | 173.16
11.10. | 23 | 173.16
11.10. | 24 | 130
12.10. | 1 | 130
12.10. | 2 | 130
12.10. | 3 | 130
12.10. | 4 | 130
12.10. | 5 | 130
12.10. | 6 | 173.16
12.10. | 7 | 173.16
12.10. | 8 | 216.58
12.10. | 9 | 216.58
12.10. | 10 | 216.58
12.10. | 11 | 216.58
12.10. | 12 | 216.58
12.10. | 13 | 216.58
12.10. | 14 | 216.58
12.10. | 15 | 216.58
12.10. | 16 | 216.58
12.10. | 17 | 216.58
12.10. | 18 | 216.58
12.10. | 19 | 216.58
12.10. | 20 | 216.58
12.10. | 21 | 173.16
12.10. | 22 | 173.16
12.10. | 23 | 173.16
12.10. | 24 | 130
13.10. | 1 | 130
13.10. | 2 | 130
13.10. | 3 | 130
13.10. | 4 | 130
13.10. | 5 | 130
13.10. | 6 | 130
13.10. | 7 | 130
13.10. | 8 | 173.16
13.10. | 9 | 173.16
13.10. | 10 | 173.16
13.10. | 11 | 173.16
13.10. | 12 | 173.16
13.10. | 13 | 173.16
13.10. | 14 | 173.16
13.10. | 15 | 173.16
13.10. | 16 | 173.16
13.10. | 17 | 173.16
13.10. | 18 | 173.16
13.10. | 19 | 173.16
13.10. | 20 | 173.16
13.10. | 21 | 173.16
13.10. | 22 | 173.16
13.10. | 23 | 130
13.10. | 24 | 130
14.10. | 1 | 130
14.10. | 2 | 130
14.10. | 3 | 130
14.10. | 4 | 130
14.10. | 5 | 130
14.10. | 6 | 130
14.10. | 7 | 130
14.10. | 8 | 173.16
14.10. | 9 | 173.16
14.10. | 10 | 173.16
14.10. | 11 | 173.16
14.10. | 12 | 173.16
14.10. | 13 | 173.16
14.10. | 14 | 173.16
14.10. | 15 | 173.16
14.10. | 16 | 173.16
14.10. | 17 | 173.16
14.10. | 18 | 173.16
14.10. | 19 | 173.16
14.10. | 20 | 173.16
14.10. | 21 | 173.16
14.10. | 22 | 173.16
14.10. | 23 | 130
14.10. | 24 | 130
15.10. | 1 | 130
15.10. | 2 | 130
15.10. | 3 | 130
15.10. | 4 | 130
15.10. | 5 | 130
15.10. | 6 | 173.16
15.10. | 7 | 173.16
15.10. | 8 | 216.58
15.10. | 9 | 216.58
15.10. | 10 | 216.58
15.10. | 11 | 216.58
15.10. | 12 | 216.58
15.10. | 13 | 216.58
15.10. | 14 | 216.58
15.10. | 15 | 216.58
15.10. | 16 | 216.58
15.10. | 17 | 216.58
15.10. | 18 | 216.58
15.10. | 19 | 216.58
15.10. | 20 | 216.58
15.10. | 21 | 173.16
15.10. | 22 | 173.16
15.10. | 23 | 173.16
15.10. | 24 | 130
16.10. | 1 | 130
16.10. | 2 | 130
16.10. | 3 | 130
16.10. | 4 | 130
16.10. | 5 | 130
16.10. | 6 | 173.16
16.10. | 7 | 173.16
16.10. | 8 | 216.58
16.10. | 9 | 216.58
16.10. | 10 | 216.58
16.10. | 11 | 216.58
16.10. | 12 | 216.58
16.10. | 13 | 216.58
16.10. | 14 | 216.58
16.10. | 15 | 216.58
16.10. | 16 | 216.58
16.10. | 17 | 216.58
16.10. | 18 | 216.58
16.10. | 19 | 216.58
16.10. | 20 | 216.58
16.10. | 21 | 173.16
16.10. | 22 | 173.16
16.10. | 23 | 173.16
16.10. | 24 | 130
17.10. | 1 | 130
17.10. | 2 | 130
17.10. | 3 | 130
17.10. | 4 | 130
17.10. | 5 | 130
17.10. | 6 | 173.16
17.10. | 7 | 173.16
17.10. | 8 | 216.58
17.10. | 9 | 216.58
17.10. | 10 | 216.58
17.10. | 11 | 216.58
17.10. | 12 | 216.58
17.10. | 13 | 216.58
17.10. | 14 | 216.58
17.10. | 15 | 216.58
17.10. | 16 | 216.58
17.10. | 17 | 216.58
17.10. | 18 | 216.58
17.10. | 19 | 216.58
17.10. | 20 | 216.58
17.10. | 21 | 173.16
17.10. | 22 | 173.16
17.10. | 23 | 173.16
17.10. | 24 | 130
18.10. | 1 | 130
18.10. | 2 | 130
18.10. | 3 | 130
18.10. | 4 | 130
18.10. | 5 | 130
18.10. | 6 | 173.16
18.10. | 7 | 216.58
18.10. | 8 | 216.58
18.10. | 9 | 216.58
18.10. | 10 | 216.58
18.10. | 11 | 216.58
18.10. | 12 | 216.58
18.10. | 13 | 216.58
18.10. | 14 | 216.58
18.10. | 15 | 216.58
18.10. | 16 | 216.58
18.10. | 17 | 216.58
18.10. | 18 | 216.58
18.10. | 19 | 216.58
18.10. | 20 | 216.58
18.10. | 21 | 173.16
18.10. | 22 | 173.16
18.10. | 23 | 173.16
18.10. | 24 | 173.16
19.10. | 1 | 130
19.10. | 2 | 130
19.10. | 3 | 130
19.10. | 4 | 130
19.10. | 5 | 130
19.10. | 6 | 173.16
19.10. | 7 | 216.58
19.10. | 8 | 216.58
19.10. | 9 | 216.58
19.10. | 10 | 216.58
19.10. | 11 | 216.58
19.10. | 12 | 216.58
19.10. | 13 | 216.58
19.10. | 14 | 216.58
19.10. | 15 | 216.58
19.10. | 16 | 216.58
19.10. | 17 | 216.58
19.10. | 18 | 216.58
19.10. | 19 | 216.58
19.10. | 20 | 216.58
19.10. | 21 | 173.16
19.10. | 22 | 173.16
19.10. | 23 | 173.16
19.10. | 24 | 173.16
20.10. | 1 | 130
20.10. | 2 | 130
20.10. | 3 | 130
20.10. | 4 | 130
20.10. | 5 | 130
20.10. | 6 | 130
20.10. | 7 | 173.16
20.10. | 8 | 173.16
20.10. | 9 | 173.16
20.10. | 10 | 173.16
20.10. | 11 | 173.16
20.10. | 12 | 173.16
20.10. | 13 | 173.16
20.10. | 14 | 173.16
20.10. | 15 | 173.16
20.10. | 16 | 173.16
20.10. | 17 | 173.16
20.10. | 18 | 173.16
20.10. | 19 | 173.16
20.10. | 20 | 173.16
20.10. | 21 | 173.16
20.10. | 22 | 173.16
20.10. | 23 | 173.16
20.10. | 24 | 130
21.10. | 1 | 130
21.10. | 2 | 130
21.10. | 3 | 130
21.10. | 4 | 130
21.10. | 5 | 130
21.10. | 6 | 130
21.10. | 7 | 130
21.10. | 8 | 173.16
21.10. | 9 | 173.16
21.10. | 10 | 173.16
21.10. | 11 | 173.16
21.10. | 12 | 173.16
21.10. | 13 | 173.16
21.10. | 14 | 173.16
21.10. | 15 | 173.16
21.10. | 16 | 173.16
21.10. | 17 | 173.16
21.10. | 18 | 173.16
21.10. | 19 | 216.58
21.10. | 20 | 173.16
21.10. | 21 | 173.16
21.10. | 22 | 173.16
21.10. | 23 | 173.16
21.10. | 24 | 130
22.10. | 1 | 130
22.10. | 2 | 130
22.10. | 3 | 130
22.10. | 4 | 130
22.10. | 5 | 130
22.10. | 6 | 173.16
22.10. | 7 | 216.58
22.10. | 8 | 216.58
22.10. | 9 | 216.58
22.10. | 10 | 216.58
22.10. | 11 | 216.58
22.10. | 12 | 216.58
22.10. | 13 | 216.58
22.10. | 14 | 216.58
22.10. | 15 | 216.58
22.10. | 16 | 216.58
22.10. | 17 | 216.58
22.10. | 18 | 216.58
22.10. | 19 | 216.58
22.10. | 20 | 216.58
22.10. | 21 | 216.58
22.10. | 22 | 173.16
22.10. | 23 | 173.16
22.10. | 24 | 173.16
23.10. | 1 | 130
23.10. | 2 | 130
23.10. | 3 | 130
23.10. | 4 | 130
23.10. | 5 | 130
23.10. | 6 | 173.16
23.10. | 7 | 216.58
23.10. | 8 | 216.58
23.10. | 9 | 216.58
23.10. | 10 | 216.58
23.10. | 11 | 216.58
23.10. | 12 | 216.58
23.10. | 13 | 216.58
23.10. | 14 | 216.58
23.10. | 15 | 216.58
23.10. | 16 | 216.58
23.10. | 17 | 216.58
23.10. | 18 | 216.58
23.10. | 19 | 216.58
23.10. | 20 | 216.58
23.10. | 21 | 216.58
23.10. | 22 | 173.16
23.10. | 23 | 173.16
23.10. | 24 | 173.16
24.10. | 1 | 130
24.10. | 2 | 130
24.10. | 3 | 130
24.10. | 4 | 130
24.10. | 5 | 173.16
24.10. | 6 | 173.16
24.10. | 7 | 216.58
24.10. | 8 | 216.58
24.10. | 9 | 216.58
24.10. | 10 | 216.58
24.10. | 11 | 216.58
24.10. | 12 | 216.58
24.10. | 13 | 216.58
24.10. | 14 | 216.58
24.10. | 15 | 216.58
24.10. | 16 | 216.58
24.10. | 17 | 216.58
24.10. | 18 | 216.58
24.10. | 19 | 216.58
24.10. | 20 | 216.58
24.10. | 21 | 216.58
24.10. | 22 | 173.16
24.10. | 23 | 173.16
24.10. | 24 | 173.16
25.10. | 1 | 130
25.10. | 2 | 130
25.10. | 3 | 130
25.10. | 4 | 130
25.10. | 5 | 130
25.10. | 6 | 173.16
25.10. | 7 | 216.58
25.10. | 8 | 216.58
25.10. | 9 | 216.58
25.10. | 10 | 216.58
25.10. | 11 | 216.58
25.10. | 12 | 216.58
25.10. | 13 | 216.58
25.10. | 14 | 216.58
25.10. | 15 | 216.58
25.10. | 16 | 216.58
25.10. | 17 | 216.58
25.10. | 18 | 216.58
25.10. | 19 | 216.58
25.10. | 20 | 216.58
25.10. | 21 | 216.58
25.10. | 22 | 173.16
25.10. | 23 | 173.16
25.10. | 24 | 173.16
26.10. | 1 | 130
26.10. | 2 | 130
26.10. | 3 | 130
26.10. | 4 | 130
26.10. | 5 | 130
26.10. | 6 | 173.16
26.10. | 7 | 216.58
26.10. | 8 | 216.58
26.10. | 9 | 216.58
26.10. | 10 | 216.58
26.10. | 11 | 216.58
26.10. | 12 | 216.58
26.10. | 13 | 216.58
26.10. | 14 | 216.58
26.10. | 15 | 216.58
26.10. | 16 | 216.58
26.10. | 17 | 216.58
26.10. | 18 | 216.58
26.10. | 19 | 216.58
26.10. | 20 | 216.58
26.10. | 21 | 216.58
26.10. | 22 | 173.16
26.10. | 23 | 173.16
26.10. | 24 | 173.16
27.10. | 1 | 130
27.10. | 2 | 130
27.10. | 3 | 130
27.10. | 4 | 130
27.10. | 5 | 130
27.10. | 6 | 130
27.10. | 7 | 173.16
27.10. | 8 | 173.16
27.10. | 9 | 173.16
27.10. | 10 | 173.16
27.10. | 11 | 173.16
27.10. | 12 | 173.16
27.10. | 13 | 173.16
27.10. | 14 | 173.16
27.10. | 15 | 173.16
27.10. | 16 | 173.16
27.10. | 17 | 173.16
27.10. | 18 | 173.16
27.10. | 19 | 173.16
27.10. | 20 | 173.16
27.10. | 21 | 173.16
27.10. | 22 | 173.16
27.10. | 23 | 173.16
27.10. | 24 | 130
28.10. | 1 | 130
28.10. | 2 | 130
28.10. | 3 | 130
28.10. | 4 | 130
28.10. | 5 | 130
28.10. | 6 | 130
28.10. | 7 | 130
28.10. | 8 | 173.16
28.10. | 9 | 173.16
28.10. | 10 | 173.16
28.10. | 11 | 173.16
28.10. | 12 | 173.16
28.10. | 13 | 173.16
28.10. | 14 | 173.16
28.10. | 15 | 173.16
28.10. | 16 | 173.16
28.10. | 17 | 173.16
28.10. | 18 | 173.16
28.10. | 19 | 216.58
28.10. | 20 | 173.16
28.10. | 21 | 173.16
28.10. | 22 | 173.16
28.10. | 23 | 173.16
28.10. | 24 | 130
29.10. | 1 | 130
29.10. | 2 | 130
29.10. | 3 | 130
29.10. | 4 | 130
29.10. | 5 | 130
29.10. | 6 | 173.16
29.10. | 7 | 216.58
29.10. | 8 | 216.58
29.10. | 9 | 216.58
29.10. | 10 | 216.58
29.10. | 11 | 216.58
29.10. | 12 | 216.58
29.10. | 13 | 216.58
29.10. | 14 | 216.58
29.10. | 15 | 216.58
29.10. | 16 | 216.58
29.10. | 17 | 216.58
29.10. | 18 | 216.58
29.10. | 19 | 216.58
29.10. | 20 | 216.58
29.10. | 21 | 216.58
29.10. | 22 | 173.16
29.10. | 23 | 173.16
29.10. | 24 | 173.16
30.10. | 1 | 130
30.10. | 2 | 130
30.10. | 3 | 130
30.10. | 4 | 130
30.10. | 5 | 173.16
30.10. | 6 | 173.16
30.10. | 7 | 216.58
30.10. | 8 | 216.58
30.10. | 9 | 216.58
30.10. | 10 | 216.58
30.10. | 11 | 216.58
30.10. | 12 | 216.58
30.10. | 13 | 216.58
30.10. | 14 | 216.58
30.10. | 15 | 216.58
30.10. | 16 | 216.58
30.10. | 17 | 216.58
30.10. | 18 | 216.58
30.10. | 19 | 216.58
30.10. | 20 | 216.58
30.10. | 21 | 216.58
30.10. | 22 | 173.16
30.10. | 23 | 173.16
30.10. | 24 | 173.16
31.10. | 1 | 130
31.10. | 2 | 130
31.10. | 3 | 130
31.10. | 4 | 130
31.10. | 5 | 173.16
31.10. | 6 | 173.16
31.10. | 7 | 216.58
31.10. | 8 | 216.58
31.10. | 9 | 216.58
31.10. | 10 | 216.58
31.10. | 11 | 216.58
31.10. | 12 | 216.58
31.10. | 13 | 216.58
31.10. | 14 | 216.58
31.10. | 15 | 216.58
31.10. | 16 | 216.58
31.10. | 17 | 216.58
31.10. | 18 | 216.58
31.10. | 19 | 216.58
31.10. | 20 | 216.58
31.10. | 21 | 216.58
31.10. | 22 | 173.16
31.10. | 23 | 173.16
31.10. | 24 | 173.16
01.11. | 1 | 130
01.11. | 2 | 130
01.11. | 3 | 130
01.11. | 4 | 130
01.11. | 5 | 130
01.11. | 6 | 173.16
01.11. | 7 | 216.58
01.11. | 8 | 216.58
01.11. | 9 | 216.58
01.11. | 10 | 216.58
01.11. | 11 | 216.58
01.11. | 12 | 216.58
01.11. | 13 | 216.58
01.11. | 14 | 216.58
01.11. | 15 | 216.58
01.11. | 16 | 216.58
01.11. | 17 | 216.58
01.11. | 18 | 216.58
01.11. | 19 | 216.58
01.11. | 20 | 216.58
01.11. | 21 | 173.16
01.11. | 22 | 173.16
01.11. | 23 | 173.16
01.11. | 24 | 173.16
02.11. | 1 | 130
02.11. | 2 | 130
02.11. | 3 | 130
02.11. | 4 | 130
02.11. | 5 | 173.16
02.11. | 6 | 173.16
02.11. | 7 | 216.58
02.11. | 8 | 216.58
02.11. | 9 | 216.58
02.11. | 10 | 216.58
02.11. | 11 | 216.58
02.11. | 12 | 216.58
02.11. | 13 | 216.58
02.11. | 14 | 216.58
02.11. | 15 | 216.58
02.11. | 16 | 216.58
02.11. | 17 | 216.58
02.11. | 18 | 216.58
02.11. | 19 | 216.58
02.11. | 20 | 216.58
02.11. | 21 | 216.58
02.11. | 22 | 173.16
02.11. | 23 | 173.16
02.11. | 24 | 173.16
03.11. | 1 | 130
03.11. | 2 | 130
03.11. | 3 | 130
03.11. | 4 | 130
03.11. | 5 | 130
03.11. | 6 | 130
03.11. | 7 | 173.16
03.11. | 8 | 173.16
03.11. | 9 | 173.16
03.11. | 10 | 173.16
03.11. | 11 | 173.16
03.11. | 12 | 173.16
03.11. | 13 | 173.16
03.11. | 14 | 173.16
03.11. | 15 | 173.16
03.11. | 16 | 173.16
03.11. | 17 | 216.58
03.11. | 18 | 173.16
03.11. | 19 | 173.16
03.11. | 20 | 173.16
03.11. | 21 | 173.16
03.11. | 22 | 173.16
03.11. | 23 | 173.16
03.11. | 24 | 130
04.11. | 1 | 130
04.11. | 2 | 130
04.11. | 3 | 130
04.11. | 4 | 130
04.11. | 5 | 130
04.11. | 6 | 130
04.11. | 7 | 173.16
04.11. | 8 | 173.16
04.11. | 9 | 173.16
04.11. | 10 | 173.16
04.11. | 11 | 173.16
04.11. | 12 | 173.16
04.11. | 13 | 173.16
04.11. | 14 | 173.16
04.11. | 15 | 173.16
04.11. | 16 | 173.16
04.11. | 17 | 216.58
04.11. | 18 | 216.58
04.11. | 19 | 216.58
04.11. | 20 | 173.16
04.11. | 21 | 173.16
04.11. | 22 | 173.16
04.11. | 23 | 173.16
04.11. | 24 | 130
05.11. | 1 | 130
05.11. | 2 | 130
05.11. | 3 | 130
05.11. | 4 | 130
05.11. | 5 | 130
05.11. | 6 | 173.16
05.11. | 7 | 216.58
05.11. | 8 | 216.58
05.11. | 9 | 216.58
05.11. | 10 | 216.58
05.11. | 11 | 216.58
05.11. | 12 | 216.58
05.11. | 13 | 216.58
05.11. | 14 | 216.58
05.11. | 15 | 216.58
05.11. | 16 | 216.58
05.11. | 17 | 216.58
05.11. | 18 | 216.58
05.11. | 19 | 216.58
05.11. | 20 | 216.58
05.11. | 21 | 216.58
05.11. | 22 | 173.16
05.11. | 23 | 173.16
05.11. | 24 | 173.16
06.11. | 1 | 130
06.11. | 2 | 130
06.11. | 3 | 130
06.11. | 4 | 130
06.11. | 5 | 173.16
06.11. | 6 | 173.16
06.11. | 7 | 216.58
06.11. | 8 | 216.58
06.11. | 9 | 216.58
06.11. | 10 | 216.58
06.11. | 11 | 216.58
06.11. | 12 | 216.58
06.11. | 13 | 216.58
06.11. | 14 | 216.58
06.11. | 15 | 216.58
06.11. | 16 | 216.58
06.11. | 17 | 216.58
06.11. | 18 | 216.58
06.11. | 19 | 216.58
06.11. | 20 | 216.58
06.11. | 21 | 216.58
06.11. | 22 | 173.16
06.11. | 23 | 173.16
06.11. | 24 | 173.16
07.11. | 1 | 130
07.11. | 2 | 130
07.11. | 3 | 130
07.11. | 4 | 130
07.11. | 5 | 173.16
07.11. | 6 | 173.16
07.11. | 7 | 216.58
07.11. | 8 | 216.58
07.11. | 9 | 216.58
07.11. | 10 | 216.58
07.11. | 11 | 216.58
07.11. | 12 | 216.58
07.11. | 13 | 216.58
07.11. | 14 | 216.58
07.11. | 15 | 216.58
07.11. | 16 | 216.58
07.11. | 17 | 216.58
07.11. | 18 | 216.58
07.11. | 19 | 216.58
07.11. | 20 | 216.58
07.11. | 21 | 216.58
07.11. | 22 | 173.16
07.11. | 23 | 173.16
07.11. | 24 | 173.16
08.11. | 1 | 173.16
08.11. | 2 | 130
08.11. | 3 | 130
08.11. | 4 | 130
08.11. | 5 | 173.16
08.11. | 6 | 173.16
08.11. | 7 | 216.58
08.11. | 8 | 216.58
08.11. | 9 | 216.58
08.11. | 10 | 216.58
08.11. | 11 | 216.58
08.11. | 12 | 216.58
08.11. | 13 | 216.58
08.11. | 14 | 216.58
08.11. | 15 | 216.58
08.11. | 16 | 216.58
08.11. | 17 | 216.58
08.11. | 18 | 216.58
08.11. | 19 | 216.58
08.11. | 20 | 216.58
08.11. | 21 | 216.58
08.11. | 22 | 173.16
08.11. | 23 | 173.16
08.11. | 24 | 173.16
09.11. | 1 | 173.16
09.11. | 2 | 173.16
09.11. | 3 | 173.16
09.11. | 4 | 173.16
09.11. | 5 | 173.16
09.11. | 6 | 173.16
09.11. | 7 | 216.58
09.11. | 8 | 216.58
09.11. | 9 | 216.58
09.11. | 10 | 216.58
09.11. | 11 | 216.58
09.11. | 12 | 216.58
09.11. | 13 | 216.58
09.11. | 14 | 216.58
09.11. | 15 | 216.58
09.11. | 16 | 216.58
09.11. | 17 | 216.58
09.11. | 18 | 216.58
09.11. | 19 | 216.58
09.11. | 20 | 216.58
09.11. | 21 | 216.58
09.11. | 22 | 173.16
09.11. | 23 | 173.16
09.11. | 24 | 173.16
10.11. | 1 | 173.16
10.11. | 2 | 130
10.11. | 3 | 130
10.11. | 4 | 130
10.11. | 5 | 130
10.11. | 6 | 173.16
10.11. | 7 | 173.16
10.11. | 8 | 173.16
10.11. | 9 | 173.16
10.11. | 10 | 173.16
10.11. | 11 | 173.16
10.11. | 12 | 173.16
10.11. | 13 | 173.16
10.11. | 14 | 173.16
10.11. | 15 | 173.16
10.11. | 16 | 216.58
10.11. | 17 | 216.58
10.11. | 18 | 216.58
10.11. | 19 | 216.58
10.11. | 20 | 173.16
10.11. | 21 | 173.16
10.11. | 22 | 173.16
10.11. | 23 | 173.16
10.11. | 24 | 173.16
11.11. | 1 | 130
11.11. | 2 | 130
11.11. | 3 | 130
11.11. | 4 | 130
11.11. | 5 | 130
11.11. | 6 | 130
11.11. | 7 | 173.16
11.11. | 8 | 173.16
11.11. | 9 | 173.16
11.11. | 10 | 173.16
11.11. | 11 | 173.16
11.11. | 12 | 173.16
11.11. | 13 | 173.16
11.11. | 14 | 173.16
11.11. | 15 | 173.16
11.11. | 16 | 216.58
11.11. | 17 | 216.58
11.11. | 18 | 216.58
11.11. | 19 | 216.58
11.11. | 20 | 173.16
11.11. | 21 | 173.16
11.11. | 22 | 173.16
11.11. | 23 | 173.16
11.11. | 24 | 173.16
12.11. | 1 | 130
12.11. | 2 | 130
12.11. | 3 | 130
12.11. | 4 | 130
12.11. | 5 | 173.16
12.11. | 6 | 173.16
12.11. | 7 | 216.58
12.11. | 8 | 216.58
12.11. | 9 | 216.58
12.11. | 10 | 216.58
12.11. | 11 | 216.58
12.11. | 12 | 216.58
12.11. | 13 | 216.58
12.11. | 14 | 216.58
12.11. | 15 | 216.58
12.11. | 16 | 216.58
12.11. | 17 | 216.58
12.11. | 18 | 216.58
12.11. | 19 | 216.58
12.11. | 20 | 216.58
12.11. | 21 | 216.58
12.11. | 22 | 173.16
12.11. | 23 | 173.16
12.11. | 24 | 173.16
13.11. | 1 | 173.16
13.11. | 2 | 130
13.11. | 3 | 130
13.11. | 4 | 130
13.11. | 5 | 173.16
13.11. | 6 | 173.16
13.11. | 7 | 216.58
13.11. | 8 | 216.58
13.11. | 9 | 216.58
13.11. | 10 | 216.58
13.11. | 11 | 216.58
13.11. | 12 | 216.58
13.11. | 13 | 216.58
13.11. | 14 | 216.58
13.11. | 15 | 216.58
13.11. | 16 | 216.58
13.11. | 17 | 216.58
13.11. | 18 | 216.58
13.11. | 19 | 216.58
13.11. | 20 | 216.58
13.11. | 21 | 216.58
13.11. | 22 | 173.16
13.11. | 23 | 173.16
13.11. | 24 | 173.16
14.11. | 1 | 173.16
14.11. | 2 | 173.16
14.11. | 3 | 173.16
14.11. | 4 | 173.16
14.11. | 5 | 173.16
14.11. | 6 | 173.16
14.11. | 7 | 216.58
14.11. | 8 | 216.58
14.11. | 9 | 216.58
14.11. | 10 | 216.58
14.11. | 11 | 216.58
14.11. | 12 | 216.58
14.11. | 13 | 216.58
14.11. | 14 | 216.58
14.11. | 15 | 216.58
14.11. | 16 | 216.58
14.11. | 17 | 216.58
14.11. | 18 | 216.58
14.11. | 19 | 216.58
14.11. | 20 | 216.58
14.11. | 21 | 216.58
14.11. | 22 | 173.16
14.11. | 23 | 173.16
14.11. | 24 | 173.16
15.11. | 1 | 173.16
15.11. | 2 | 173.16
15.11. | 3 | 130
15.11. | 4 | 173.16
15.11. | 5 | 173.16
15.11. | 6 | 173.16
15.11. | 7 | 216.58
15.11. | 8 | 216.58
15.11. | 9 | 216.58
15.11. | 10 | 216.58
15.11. | 11 | 216.58
15.11. | 12 | 216.58
15.11. | 13 | 216.58
15.11. | 14 | 216.58
15.11. | 15 | 216.58
15.11. | 16 | 216.58
15.11. | 17 | 216.58
15.11. | 18 | 216.58
15.11. | 19 | 216.58
15.11. | 20 | 216.58
15.11. | 21 | 216.58
15.11. | 22 | 173.16
15.11. | 23 | 173.16
15.11. | 24 | 173.16
16.11. | 1 | 173.16
16.11. | 2 | 173.16
16.11. | 3 | 173.16
16.11. | 4 | 173.16
16.11. | 5 | 173.16
16.11. | 6 | 173.16
16.11. | 7 | 216.58
16.11. | 8 | 216.58
16.11. | 9 | 216.58
16.11. | 10 | 216.58
16.11. | 11 | 216.58
16.11. | 12 | 216.58
16.11. | 13 | 216.58
16.11. | 14 | 216.58
16.11. | 15 | 216.58
16.11. | 16 | 216.58
16.11. | 17 | 216.58
16.11. | 18 | 216.58
16.11. | 19 | 216.58
16.11. | 20 | 216.58
16.11. | 21 | 216.58
16.11. | 22 | 173.16
16.11. | 23 | 173.16
16.11. | 24 | 173.16
17.11. | 1 | 173.16
17.11. | 2 | 173.16
17.11. | 3 | 130
17.11. | 4 | 130
17.11. | 5 | 173.16
17.11. | 6 | 173.16
17.11. | 7 | 173.16
17.11. | 8 | 173.16
17.11. | 9 | 173.16
17.11. | 10 | 173.16
17.11. | 11 | 173.16
17.11. | 12 | 173.16
17.11. | 13 | 216.58
17.11. | 14 | 173.16
17.11. | 15 | 216.58
17.11. | 16 | 216.58
17.11. | 17 | 216.58
17.11. | 18 | 216.58
17.11. | 19 | 216.58
17.11. | 20 | 216.58
17.11. | 21 | 173.16
17.11. | 22 | 173.16
17.11. | 23 | 173.16
17.11. | 24 | 173.16
18.11. | 1 | 173.16
18.11. | 2 | 130
18.11. | 3 | 130
18.11. | 4 | 130
18.11. | 5 | 130
18.11. | 6 | 173.16
18.11. | 7 | 173.16
18.11. | 8 | 173.16
18.11. | 9 | 173.16
18.11. | 10 | 173.16
18.11. | 11 | 173.16
18.11. | 12 | 173.16
18.11. | 13 | 173.16
18.11. | 14 | 173.16
18.11. | 15 | 173.16
18.11. | 16 | 216.58
18.11. | 17 | 216.58
18.11. | 18 | 216.58
18.11. | 19 | 216.58
18.11. | 20 | 216.58
18.11. | 21 | 173.16
18.11. | 22 | 173.16
18.11. | 23 | 173.16
18.11. | 24 | 173.16
19.11. | 1 | 173.16
19.11. | 2 | 130
19.11. | 3 | 130
19.11. | 4 | 130
19.11. | 5 | 173.16
19.11. | 6 | 173.16
19.11. | 7 | 216.58
19.11. | 8 | 216.58
19.11. | 9 | 216.58
19.11. | 10 | 216.58
19.11. | 11 | 216.58
19.11. | 12 | 216.58
19.11. | 13 | 216.58
19.11. | 14 | 216.58
19.11. | 15 | 216.58
19.11. | 16 | 260
19.11. | 17 | 260
19.11. | 18 | 216.58
19.11. | 19 | 216.58
19.11. | 20 | 216.58
19.11. | 21 | 216.58
19.11. | 22 | 173.16
19.11. | 23 | 173.16
19.11. | 24 | 173.16
20.11. | 1 | 173.16
20.11. | 2 | 173.16
20.11. | 3 | 173.16
20.11. | 4 | 173.16
20.11. | 5 | 173.16
20.11. | 6 | 173.16
20.11. | 7 | 216.58
20.11. | 8 | 216.58
20.11. | 9 | 216.58
20.11. | 10 | 216.58
20.11. | 11 | 216.58
20.11. | 12 | 216.58
20.11. | 13 | 216.58
20.11. | 14 | 216.58
20.11. | 15 | 216.58
20.11. | 16 | 260
20.11. | 17 | 260
20.11. | 18 | 216.58
20.11. | 19 | 216.58
20.11. | 20 | 216.58
20.11. | 21 | 216.58
20.11. | 22 | 216.58
20.11. | 23 | 173.16
20.11. | 24 | 173.16
21.11. | 1 | 173.16
21.11. | 2 | 173.16
21.11. | 3 | 173.16
21.11. | 4 | 173.16
21.11. | 5 | 173.16
21.11. | 6 | 173.16
21.11. | 7 | 216.58
21.11. | 8 | 216.58
21.11. | 9 | 260
21.11. | 10 | 260
21.11. | 11 | 216.58
21.11. | 12 | 216.58
21.11. | 13 | 260
21.11. | 14 | 216.58
21.11. | 15 | 260
21.11. | 16 | 260
21.11. | 17 | 260
21.11. | 18 | 260
21.11. | 19 | 216.58
21.11. | 20 | 216.58
21.11. | 21 | 216.58
21.11. | 22 | 216.58
21.11. | 23 | 173.16
21.11. | 24 | 173.16
22.11. | 1 | 173.16
22.11. | 2 | 173.16
22.11. | 3 | 173.16
22.11. | 4 | 173.16
22.11. | 5 | 173.16
22.11. | 6 | 173.16
22.11. | 7 | 216.58
22.11. | 8 | 216.58
22.11. | 9 | 216.58
22.11. | 10 | 216.58
22.11. | 11 | 216.58
22.11. | 12 | 216.58
22.11. | 13 | 216.58
22.11. | 14 | 216.58
22.11. | 15 | 216.58
22.11. | 16 | 260
22.11. | 17 | 260
22.11. | 18 | 216.58
22.11. | 19 | 216.58
22.11. | 20 | 216.58
22.11. | 21 | 216.58
22.11. | 22 | 216.58
22.11. | 23 | 173.16
22.11. | 24 | 173.16
23.11. | 1 | 173.16
23.11. | 2 | 173.16
23.11. | 3 | 173.16
23.11. | 4 | 173.16
23.11. | 5 | 173.16
23.11. | 6 | 173.16
23.11. | 7 | 216.58
23.11. | 8 | 216.58
23.11. | 9 | 216.58
23.11. | 10 | 216.58
23.11. | 11 | 216.58
23.11. | 12 | 216.58
23.11. | 13 | 216.58
23.11. | 14 | 216.58
23.11. | 15 | 216.58
23.11. | 16 | 260
23.11. | 17 | 260
23.11. | 18 | 216.58
23.11. | 19 | 216.58
23.11. | 20 | 216.58
23.11. | 21 | 216.58
23.11. | 22 | 216.58
23.11. | 23 | 173.16
23.11. | 24 | 173.16
24.11. | 1 | 173.16
24.11. | 2 | 173.16
24.11. | 3 | 173.16
24.11. | 4 | 130
24.11. | 5 | 173.16
24.11. | 6 | 173.16
24.11. | 7 | 173.16
24.11. | 8 | 173.16
24.11. | 9 | 173.16
24.11. | 10 | 216.58
24.11. | 11 | 216.58
24.11. | 12 | 216.58
24.11. | 13 | 216.58
24.11. | 14 | 216.58
24.11. | 15 | 216.58
24.11. | 16 | 216.58
24.11. | 17 | 216.58
24.11. | 18 | 216.58
24.11. | 19 | 216.58
24.11. | 20 | 216.58
24.11. | 21 | 173.16
24.11. | 22 | 173.16
24.11. | 23 | 173.16
24.11. | 24 | 173.16
25.11. | 1 | 173.16
25.11. | 2 | 130
25.11. | 3 | 130
25.11. | 4 | 130
25.11. | 5 | 130
25.11. | 6 | 173.16
25.11. | 7 | 173.16
25.11. | 8 | 173.16
25.11. | 9 | 173.16
25.11. | 10 | 173.16
25.11. | 11 | 173.16
25.11. | 12 | 173.16
25.11. | 13 | 173.16
25.11. | 14 | 173.16
25.11. | 15 | 216.58
25.11. | 16 | 216.58
25.11. | 17 | 216.58
25.11. | 18 | 216.58
25.11. | 19 | 216.58
25.11. | 20 | 216.58
25.11. | 21 | 173.16
25.11. | 22 | 173.16
25.11. | 23 | 173.16
25.11. | 24 | 173.16
26.11. | 1 | 173.16
26.11. | 2 | 130
26.11. | 3 | 130
26.11. | 4 | 130
26.11. | 5 | 173.16
26.11. | 6 | 173.16
26.11. | 7 | 216.58
26.11. | 8 | 216.58
26.11. | 9 | 216.58
26.11. | 10 | 216.58
26.11. | 11 | 216.58
26.11. | 12 | 216.58
26.11. | 13 | 216.58
26.11. | 14 | 216.58
26.11. | 15 | 216.58
26.11. | 16 | 216.58
26.11. | 17 | 260
26.11. | 18 | 216.58
26.11. | 19 | 216.58
26.11. | 20 | 216.58
26.11. | 21 | 216.58
26.11. | 22 | 173.16
26.11. | 23 | 173.16
26.11. | 24 | 173.16
27.11. | 1 | 173.16
27.11. | 2 | 173.16
27.11. | 3 | 173.16
27.11. | 4 | 173.16
27.11. | 5 | 173.16
27.11. | 6 | 173.16
27.11. | 7 | 216.58
27.11. | 8 | 216.58
27.11. | 9 | 216.58
27.11. | 10 | 216.58
27.11. | 11 | 216.58
27.11. | 12 | 216.58
27.11. | 13 | 216.58
27.11. | 14 | 216.58
27.11. | 15 | 216.58
27.11. | 16 | 216.58
27.11. | 17 | 260
27.11. | 18 | 216.58
27.11. | 19 | 216.58
27.11. | 20 | 216.58
27.11. | 21 | 216.58
27.11. | 22 | 173.16
27.11. | 23 | 173.16
27.11. | 24 | 173.16
28.11. | 1 | 173.16
28.11. | 2 | 173.16
28.11. | 3 | 173.16
28.11. | 4 | 173.16
28.11. | 5 | 173.16
28.11. | 6 | 173.16
28.11. | 7 | 216.58
28.11. | 8 | 216.58
28.11. | 9 | 216.58
28.11. | 10 | 216.58
28.11. | 11 | 216.58
28.11. | 12 | 216.58
28.11. | 13 | 216.58
28.11. | 14 | 216.58
28.11. | 15 | 216.58
28.11. | 16 | 260
28.11. | 17 | 260
28.11. | 18 | 216.58
28.11. | 19 | 216.58
28.11. | 20 | 216.58
28.11. | 21 | 216.58
28.11. | 22 | 216.58
28.11. | 23 | 173.16
28.11. | 24 | 173.16
29.11. | 1 | 173.16
29.11. | 2 | 173.16
29.11. | 3 | 173.16
29.11. | 4 | 173.16
29.11. | 5 | 173.16
29.11. | 6 | 173.16
29.11. | 7 | 216.58
29.11. | 8 | 216.58
29.11. | 9 | 216.58
29.11. | 10 | 216.58
29.11. | 11 | 216.58
29.11. | 12 | 216.58
29.11. | 13 | 216.58
29.11. | 14 | 216.58
29.11. | 15 | 216.58
29.11. | 16 | 260
29.11. | 17 | 260
29.11. | 18 | 216.58
29.11. | 19 | 216.58
29.11. | 20 | 216.58
29.11. | 21 | 216.58
29.11. | 22 | 216.58
29.11. | 23 | 173.16
29.11. | 24 | 173.16
30.11. | 1 | 173.16
30.11. | 2 | 173.16
30.11. | 3 | 173.16
30.11. | 4 | 173.16
30.11. | 5 | 173.16
30.11. | 6 | 173.16
30.11. | 7 | 216.58
30.11. | 8 | 216.58
30.11. | 9 | 260
30.11. | 10 | 260
30.11. | 11 | 260
30.11. | 12 | 216.58
30.11. | 13 | 260
30.11. | 14 | 260
30.11. | 15 | 260
30.11. | 16 | 260
30.11. | 17 | 260
30.11. | 18 | 260
30.11. | 19 | 216.58
30.11. | 20 | 216.58
30.11. | 21 | 216.58
30.11. | 22 | 216.58
30.11. | 23 | 173.16
30.11. | 24 | 173.16
01.12. | 1 | 173.16
01.12. | 2 | 173.16
01.12. | 3 | 173.16
01.12. | 4 | 173.16
01.12. | 5 | 173.16
01.12. | 6 | 173.16
01.12. | 7 | 173.16
01.12. | 8 | 173.16
01.12. | 9 | 173.16
01.12. | 10 | 216.58
01.12. | 11 | 216.58
01.12. | 12 | 216.58
01.12. | 13 | 216.58
01.12. | 14 | 216.58
01.12. | 15 | 216.58
01.12. | 16 | 216.58
01.12. | 17 | 216.58
01.12. | 18 | 216.58
01.12. | 19 | 216.58
01.12. | 20 | 216.58
01.12. | 21 | 173.16
01.12. | 22 | 173.16
01.12. | 23 | 173.16
01.12. | 24 | 173.16
02.12. | 1 | 173.16
02.12. | 2 | 130
02.12. | 3 | 130
02.12. | 4 | 130
02.12. | 5 | 130
02.12. | 6 | 173.16
02.12. | 7 | 173.16
02.12. | 8 | 173.16
02.12. | 9 | 173.16
02.12. | 10 | 173.16
02.12. | 11 | 173.16
02.12. | 12 | 173.16
02.12. | 13 | 173.16
02.12. | 14 | 216.58
02.12. | 15 | 216.58
02.12. | 16 | 216.58
02.12. | 17 | 216.58
02.12. | 18 | 216.58
02.12. | 19 | 216.58
02.12. | 20 | 216.58
02.12. | 21 | 216.58
02.12. | 22 | 173.16
02.12. | 23 | 173.16
02.12. | 24 | 173.16
03.12. | 1 | 173.16
03.12. | 2 | 130
03.12. | 3 | 130
03.12. | 4 | 130
03.12. | 5 | 173.16
03.12. | 6 | 173.16
03.12. | 7 | 216.58
03.12. | 8 | 216.58
03.12. | 9 | 216.58
03.12. | 10 | 216.58
03.12. | 11 | 216.58
03.12. | 12 | 216.58
03.12. | 13 | 216.58
03.12. | 14 | 216.58
03.12. | 15 | 216.58
03.12. | 16 | 260
03.12. | 17 | 216.58
03.12. | 18 | 216.58
03.12. | 19 | 216.58
03.12. | 20 | 216.58
03.12. | 21 | 216.58
03.12. | 22 | 173.16
03.12. | 23 | 173.16
03.12. | 24 | 173.16
04.12. | 1 | 173.16
04.12. | 2 | 173.16
04.12. | 3 | 173.16
04.12. | 4 | 173.16
04.12. | 5 | 173.16
04.12. | 6 | 173.16
04.12. | 7 | 216.58
04.12. | 8 | 216.58
04.12. | 9 | 216.58
04.12. | 10 | 216.58
04.12. | 11 | 216.58
04.12. | 12 | 216.58
04.12. | 13 | 216.58
04.12. | 14 | 216.58
04.12. | 15 | 216.58
04.12. | 16 | 260
04.12. | 17 | 216.58
04.12. | 18 | 216.58
04.12. | 19 | 216.58
04.12. | 20 | 216.58
04.12. | 21 | 216.58
04.12. | 22 | 173.16
04.12. | 23 | 173.16
04.12. | 24 | 173.16
05.12. | 1 | 173.16
05.12. | 2 | 173.16
05.12. | 3 | 173.16
05.12. | 4 | 173.16
05.12. | 5 | 173.16
05.12. | 6 | 173.16
05.12. | 7 | 216.58
05.12. | 8 | 216.58
05.12. | 9 | 216.58
05.12. | 10 | 216.58
05.12. | 11 | 216.58
05.12. | 12 | 216.58
05.12. | 13 | 216.58
05.12. | 14 | 216.58
05.12. | 15 | 216.58
05.12. | 16 | 260
05.12. | 17 | 216.58
05.12. | 18 | 216.58
05.12. | 19 | 216.58
05.12. | 20 | 216.58
05.12. | 21 | 216.58
05.12. | 22 | 173.16
05.12. | 23 | 173.16
05.12. | 24 | 173.16
06.12. | 1 | 173.16
06.12. | 2 | 173.16
06.12. | 3 | 173.16
06.12. | 4 | 173.16
06.12. | 5 | 173.16
06.12. | 6 | 173.16
06.12. | 7 | 216.58
06.12. | 8 | 216.58
06.12. | 9 | 216.58
06.12. | 10 | 216.58
06.12. | 11 | 216.58
06.12. | 12 | 216.58
06.12. | 13 | 216.58
06.12. | 14 | 216.58
06.12. | 15 | 216.58
06.12. | 16 | 260
06.12. | 17 | 216.58
06.12. | 18 | 216.58
06.12. | 19 | 216.58
06.12. | 20 | 216.58
06.12. | 21 | 216.58
06.12. | 22 | 173.16
06.12. | 23 | 173.16
06.12. | 24 | 173.16
07.12. | 1 | 173.16
07.12. | 2 | 173.16
07.12. | 3 | 173.16
07.12. | 4 | 173.16
07.12. | 5 | 173.16
07.12. | 6 | 173.16
07.12. | 7 | 216.58
07.12. | 8 | 216.58
07.12. | 9 | 216.58
07.12. | 10 | 216.58
07.12. | 11 | 216.58
07.12. | 12 | 216.58
07.12. | 13 | 216.58
07.12. | 14 | 216.58
07.12. | 15 | 216.58
07.12. | 16 | 260
07.12. | 17 | 260
07.12. | 18 | 216.58
07.12. | 19 | 216.58
07.12. | 20 | 216.58
07.12. | 21 | 216.58
07.12. | 22 | 216.58
07.12. | 23 | 173.16
07.12. | 24 | 173.16
08.12. | 1 | 173.16
08.12. | 2 | 173.16
08.12. | 3 | 173.16
08.12. | 4 | 173.16
08.12. | 5 | 173.16
08.12. | 6 | 173.16
08.12. | 7 | 173.16
08.12. | 8 | 173.16
08.12. | 9 | 173.16
08.12. | 10 | 216.58
08.12. | 11 | 216.58
08.12. | 12 | 216.58
08.12. | 13 | 216.58
08.12. | 14 | 216.58
08.12. | 15 | 216.58
08.12. | 16 | 216.58
08.12. | 17 | 216.58
08.12. | 18 | 216.58
08.12. | 19 | 216.58
08.12. | 20 | 216.58
08.12. | 21 | 173.16
08.12. | 22 | 173.16
08.12. | 23 | 173.16
08.12. | 24 | 173.16
09.12. | 1 | 173.16
09.12. | 2 | 130
09.12. | 3 | 130
09.12. | 4 | 130
09.12. | 5 | 130
09.12. | 6 | 173.16
09.12. | 7 | 173.16
09.12. | 8 | 173.16
09.12. | 9 | 173.16
09.12. | 10 | 173.16
09.12. | 11 | 173.16
09.12. | 12 | 173.16
09.12. | 13 | 173.16
09.12. | 14 | 216.58
09.12. | 15 | 216.58
09.12. | 16 | 216.58
09.12. | 17 | 216.58
09.12. | 18 | 216.58
09.12. | 19 | 216.58
09.12. | 20 | 216.58
09.12. | 21 | 216.58
09.12. | 22 | 173.16
09.12. | 23 | 173.16
09.12. | 24 | 173.16
10.12. | 1 | 173.16
10.12. | 2 | 130
10.12. | 3 | 130
10.12. | 4 | 130
10.12. | 5 | 173.16
10.12. | 6 | 173.16
10.12. | 7 | 216.58
10.12. | 8 | 216.58
10.12. | 9 | 216.58
10.12. | 10 | 216.58
10.12. | 11 | 216.58
10.12. | 12 | 216.58
10.12. | 13 | 216.58
10.12. | 14 | 216.58
10.12. | 15 | 216.58
10.12. | 16 | 260
10.12. | 17 | 216.58
10.12. | 18 | 216.58
10.12. | 19 | 216.58
10.12. | 20 | 216.58
10.12. | 21 | 216.58
10.12. | 22 | 173.16
10.12. | 23 | 173.16
10.12. | 24 | 173.16
11.12. | 1 | 173.16
11.12. | 2 | 173.16
11.12. | 3 | 173.16
11.12. | 4 | 173.16
11.12. | 5 | 173.16
11.12. | 6 | 173.16
11.12. | 7 | 216.58
11.12. | 8 | 216.58
11.12. | 9 | 216.58
11.12. | 10 | 216.58
11.12. | 11 | 216.58
11.12. | 12 | 216.58
11.12. | 13 | 216.58
11.12. | 14 | 216.58
11.12. | 15 | 216.58
11.12. | 16 | 260
11.12. | 17 | 216.58
11.12. | 18 | 216.58
11.12. | 19 | 216.58
11.12. | 20 | 216.58
11.12. | 21 | 216.58
11.12. | 22 | 173.16
11.12. | 23 | 173.16
11.12. | 24 | 173.16
12.12. | 1 | 173.16
12.12. | 2 | 173.16
12.12. | 3 | 173.16
12.12. | 4 | 173.16
12.12. | 5 | 173.16
12.12. | 6 | 173.16
12.12. | 7 | 216.58
12.12. | 8 | 216.58
12.12. | 9 | 216.58
12.12. | 10 | 216.58
12.12. | 11 | 216.58
12.12. | 12 | 216.58
12.12. | 13 | 216.58
12.12. | 14 | 216.58
12.12. | 15 | 216.58
12.12. | 16 | 260
12.12. | 17 | 216.58
12.12. | 18 | 216.58
12.12. | 19 | 216.58
12.12. | 20 | 216.58
12.12. | 21 | 216.58
12.12. | 22 | 216.58
12.12. | 23 | 173.16
12.12. | 24 | 173.16
13.12. | 1 | 173.16
13.12. | 2 | 173.16
13.12. | 3 | 173.16
13.12. | 4 | 173.16
13.12. | 5 | 173.16
13.12. | 6 | 173.16
13.12. | 7 | 216.58
13.12. | 8 | 216.58
13.12. | 9 | 216.58
13.12. | 10 | 216.58
13.12. | 11 | 216.58
13.12. | 12 | 216.58
13.12. | 13 | 216.58
13.12. | 14 | 216.58
13.12. | 15 | 216.58
13.12. | 16 | 260
13.12. | 17 | 260
13.12. | 18 | 216.58
13.12. | 19 | 216.58
13.12. | 20 | 216.58
13.12. | 21 | 216.58
13.12. | 22 | 216.58
13.12. | 23 | 173.16
13.12. | 24 | 173.16
14.12. | 1 | 173.16
14.12. | 2 | 173.16
14.12. | 3 | 173.16
14.12. | 4 | 173.16
14.12. | 5 | 173.16
14.12. | 6 | 173.16
14.12. | 7 | 216.58
14.12. | 8 | 216.58
14.12. | 9 | 216.58
14.12. | 10 | 260
14.12. | 11 | 216.58
14.12. | 12 | 216.58
14.12. | 13 | 216.58
14.12. | 14 | 216.58
14.12. | 15 | 260
14.12. | 16 | 260
14.12. | 17 | 260
14.12. | 18 | 260
14.12. | 19 | 216.58
14.12. | 20 | 216.58
14.12. | 21 | 216.58
14.12. | 22 | 216.58
14.12. | 23 | 173.16
14.12. | 24 | 173.16
15.12. | 1 | 173.16
15.12. | 2 | 173.16
15.12. | 3 | 173.16
15.12. | 4 | 173.16
15.12. | 5 | 173.16
15.12. | 6 | 173.16
15.12. | 7 | 173.16
15.12. | 8 | 173.16
15.12. | 9 | 216.58
15.12. | 10 | 216.58
15.12. | 11 | 216.58
15.12. | 12 | 216.58
15.12. | 13 | 216.58
15.12. | 14 | 216.58
15.12. | 15 | 216.58
15.12. | 16 | 216.58
15.12. | 17 | 216.58
15.12. | 18 | 216.58
15.12. | 19 | 216.58
15.12. | 20 | 216.58
15.12. | 21 | 216.58
15.12. | 22 | 173.16
15.12. | 23 | 173.16
15.12. | 24 | 173.16
16.12. | 1 | 173.16
16.12. | 2 | 173.16
16.12. | 3 | 173.16
16.12. | 4 | 173.16
16.12. | 5 | 173.16
16.12. | 6 | 173.16
16.12. | 7 | 173.16
16.12. | 8 | 173.16
16.12. | 9 | 173.16
16.12. | 10 | 216.58
16.12. | 11 | 216.58
16.12. | 12 | 216.58
16.12. | 13 | 216.58
16.12. | 14 | 216.58
16.12. | 15 | 216.58
16.12. | 16 | 216.58
16.12. | 17 | 216.58
16.12. | 18 | 216.58
16.12. | 19 | 216.58
16.12. | 20 | 216.58
16.12. | 21 | 216.58
16.12. | 22 | 173.16
16.12. | 23 | 173.16
16.12. | 24 | 173.16
17.12. | 1 | 173.16
17.12. | 2 | 173.16
17.12. | 3 | 173.16
17.12. | 4 | 173.16
17.12. | 5 | 173.16
17.12. | 6 | 173.16
17.12. | 7 | 216.58
17.12. | 8 | 216.58
17.12. | 9 | 216.58
17.12. | 10 | 216.58
17.12. | 11 | 216.58
17.12. | 12 | 216.58
17.12. | 13 | 216.58
17.12. | 14 | 216.58
17.12. | 15 | 260
17.12. | 16 | 260
17.12. | 17 | 260
17.12. | 18 | 260
17.12. | 19 | 216.58
17.12. | 20 | 216.58
17.12. | 21 | 216.58
17.12. | 22 | 216.58
17.12. | 23 | 173.16
17.12. | 24 | 173.16
18.12. | 1 | 173.16
18.12. | 2 | 173.16
18.12. | 3 | 173.16
18.12. | 4 | 173.16
18.12. | 5 | 173.16
18.12. | 6 | 173.16
18.12. | 7 | 216.58
18.12. | 8 | 216.58
18.12. | 9 | 260
18.12. | 10 | 260
18.12. | 11 | 260
18.12. | 12 | 216.58
18.12. | 13 | 260
18.12. | 14 | 216.58
18.12. | 15 | 260
18.12. | 16 | 260
18.12. | 17 | 260
18.12. | 18 | 260
18.12. | 19 | 216.58
18.12. | 20 | 216.58
18.12. | 21 | 216.58
18.12. | 22 | 216.58
18.12. | 23 | 173.16
18.12. | 24 | 173.16
19.12. | 1 | 173.16
19.12. | 2 | 173.16
19.12. | 3 | 173.16
19.12. | 4 | 173.16
19.12. | 5 | 173.16
19.12. | 6 | 173.16
19.12. | 7 | 216.58
19.12. | 8 | 216.58
19.12. | 9 | 216.58
19.12. | 10 | 216.58
19.12. | 11 | 216.58
19.12. | 12 | 216.58
19.12. | 13 | 216.58
19.12. | 14 | 216.58
19.12. | 15 | 260
19.12. | 16 | 260
19.12. | 17 | 260
19.12. | 18 | 260
19.12. | 19 | 216.58
19.12. | 20 | 216.58
19.12. | 21 | 216.58
19.12. | 22 | 216.58
19.12. | 23 | 173.16
19.12. | 24 | 173.16
20.12. | 1 | 173.16
20.12. | 2 | 173.16
20.12. | 3 | 173.16
20.12. | 4 | 173.16
20.12. | 5 | 173.16
20.12. | 6 | 173.16
20.12. | 7 | 216.58
20.12. | 8 | 216.58
20.12. | 9 | 216.58
20.12. | 10 | 216.58
20.12. | 11 | 216.58
20.12. | 12 | 216.58
20.12. | 13 | 216.58
20.12. | 14 | 216.58
20.12. | 15 | 260
20.12. | 16 | 260
20.12. | 17 | 260
20.12. | 18 | 216.58
20.12. | 19 | 216.58
20.12. | 20 | 216.58
20.12. | 21 | 216.58
20.12. | 22 | 216.58
20.12. | 23 | 173.16
20.12. | 24 | 173.16
21.12. | 1 | 173.16
21.12. | 2 | 173.16
21.12. | 3 | 173.16
21.12. | 4 | 173.16
21.12. | 5 | 173.16
21.12. | 6 | 173.16
21.12. | 7 | 216.58
21.12. | 8 | 216.58
21.12. | 9 | 216.58
21.12. | 10 | 260
21.12. | 11 | 216.58
21.12. | 12 | 216.58
21.12. | 13 | 216.58
21.12. | 14 | 216.58
21.12. | 15 | 260
21.12. | 16 | 260
21.12. | 17 | 260
21.12. | 18 | 260
21.12. | 19 | 216.58
21.12. | 20 | 216.58
21.12. | 21 | 216.58
21.12. | 22 | 216.58
21.12. | 23 | 173.16
21.12. | 24 | 173.16
22.12. | 1 | 173.16
22.12. | 2 | 173.16
22.12. | 3 | 173.16
22.12. | 4 | 173.16
22.12. | 5 | 173.16
22.12. | 6 | 173.16
22.12. | 7 | 173.16
22.12. | 8 | 173.16
22.12. | 9 | 173.16
22.12. | 10 | 216.58
22.12. | 11 | 216.58
22.12. | 12 | 216.58
22.12. | 13 | 216.58
22.12. | 14 | 216.58
22.12. | 15 | 216.58
22.12. | 16 | 216.58
22.12. | 17 | 216.58
22.12. | 18 | 216.58
22.12. | 19 | 216.58
22.12. | 20 | 216.58
22.12. | 21 | 216.58
22.12. | 22 | 173.16
22.12. | 23 | 173.16
22.12. | 24 | 173.16
23.12. | 1 | 173.16
23.12. | 2 | 173.16
23.12. | 3 | 173.16
23.12. | 4 | 130
23.12. | 5 | 173.16
23.12. | 6 | 173.16
23.12. | 7 | 173.16
23.12. | 8 | 173.16
23.12. | 9 | 173.16
23.12. | 10 | 216.58
23.12. | 11 | 216.58
23.12. | 12 | 216.58
23.12. | 13 | 216.58
23.12. | 14 | 216.58
23.12. | 15 | 216.58
23.12. | 16 | 216.58
23.12. | 17 | 216.58
23.12. | 18 | 216.58
23.12. | 19 | 216.58
23.12. | 20 | 216.58
23.12. | 21 | 216.58
23.12. | 22 | 173.16
23.12. | 23 | 173.16
23.12. | 24 | 173.16
24.12. | 1 | 130
24.12. | 2 | 130
24.12. | 3 | 130
24.12. | 4 | 130
24.12. | 5 | 130
24.12. | 6 | 130
24.12. | 7 | 173.16
24.12. | 8 | 173.16
24.12. | 9 | 173.16
24.12. | 10 | 173.16
24.12. | 11 | 173.16
24.12. | 12 | 173.16
24.12. | 13 | 173.16
24.12. | 14 | 173.16
24.12. | 15 | 173.16
24.12. | 16 | 216.58
24.12. | 17 | 216.58
24.12. | 18 | 173.16
24.12. | 19 | 173.16
24.12. | 20 | 173.16
24.12. | 21 | 173.16
24.12. | 22 | 173.16
24.12. | 23 | 130
24.12. | 24 | 130
25.12. | 1 | 130
25.12. | 2 | 130
25.12. | 3 | 130
25.12. | 4 | 130
25.12. | 5 | 130
25.12. | 6 | 173.16
25.12. | 7 | 173.16
25.12. | 8 | 173.16
25.12. | 9 | 173.16
25.12. | 10 | 173.16
25.12. | 11 | 173.16
25.12. | 12 | 173.16
25.12. | 13 | 173.16
25.12. | 14 | 173.16
25.12. | 15 | 216.58
25.12. | 16 | 216.58
25.12. | 17 | 216.58
25.12. | 18 | 216.58
25.12. | 19 | 173.16
25.12. | 20 | 173.16
25.12. | 21 | 173.16
25.12. | 22 | 173.16
25.12. | 23 | 173.16
25.12. | 24 | 130
26.12. | 1 | 173.16
26.12. | 2 | 130
26.12. | 3 | 130
26.12. | 4 | 130
26.12. | 5 | 173.16
26.12. | 6 | 173.16
26.12. | 7 | 216.58
26.12. | 8 | 216.58
26.12. | 9 | 216.58
26.12. | 10 | 216.58
26.12. | 11 | 216.58
26.12. | 12 | 216.58
26.12. | 13 | 216.58
26.12. | 14 | 216.58
26.12. | 15 | 216.58
26.12. | 16 | 216.58
26.12. | 17 | 216.58
26.12. | 18 | 216.58
26.12. | 19 | 216.58
26.12. | 20 | 216.58
26.12. | 21 | 216.58
26.12. | 22 | 173.16
26.12. | 23 | 173.16
26.12. | 24 | 173.16
27.12. | 1 | 173.16
27.12. | 2 | 173.16
27.12. | 3 | 173.16
27.12. | 4 | 173.16
27.12. | 5 | 173.16
27.12. | 6 | 173.16
27.12. | 7 | 216.58
27.12. | 8 | 216.58
27.12. | 9 | 216.58
27.12. | 10 | 216.58
27.12. | 11 | 216.58
27.12. | 12 | 216.58
27.12. | 13 | 216.58
27.12. | 14 | 216.58
27.12. | 15 | 260
27.12. | 16 | 260
27.12. | 17 | 260
27.12. | 18 | 260
27.12. | 19 | 216.58
27.12. | 20 | 216.58
27.12. | 21 | 216.58
27.12. | 22 | 216.58
27.12. | 23 | 173.16
27.12. | 24 | 173.16
28.12. | 1 | 173.16
28.12. | 2 | 173.16
28.12. | 3 | 173.16
28.12. | 4 | 173.16
28.12. | 5 | 173.16
28.12. | 6 | 173.16
28.12. | 7 | 216.58
28.12. | 8 | 216.58
28.12. | 9 | 216.58
28.12. | 10 | 260
28.12. | 11 | 260
28.12. | 12 | 216.58
28.12. | 13 | 216.58
28.12. | 14 | 216.58
28.12. | 15 | 260
28.12. | 16 | 260
28.12. | 17 | 260
28.12. | 18 | 260
28.12. | 19 | 216.58
28.12. | 20 | 216.58
28.12. | 21 | 216.58
28.12. | 22 | 216.58
28.12. | 23 | 173.16
28.12. | 24 | 173.16
29.12. | 1 | 173.16
29.12. | 2 | 173.16
29.12. | 3 | 173.16
29.12. | 4 | 173.16
29.12. | 5 | 173.16
29.12. | 6 | 173.16
29.12. | 7 | 173.16
29.12. | 8 | 173.16
29.12. | 9 | 173.16
29.12. | 10 | 216.58
29.12. | 11 | 216.58
29.12. | 12 | 216.58
29.12. | 13 | 216.58
29.12. | 14 | 216.58
29.12. | 15 | 216.58
29.12. | 16 | 216.58
29.12. | 17 | 216.58
29.12. | 18 | 216.58
29.12. | 19 | 216.58
29.12. | 20 | 216.58
29.12. | 21 | 216.58
29.12. | 22 | 173.16
29.12. | 23 | 173.16
29.12. | 24 | 173.16
30.12. | 1 | 173.16
30.12. | 2 | 173.16
30.12. | 3 | 130
30.12. | 4 | 130
30.12. | 5 | 173.16
30.12. | 6 | 173.16
30.12. | 7 | 173.16
30.12. | 8 | 173.16
30.12. | 9 | 173.16
30.12. | 10 | 173.16
30.12. | 11 | 216.58
30.12. | 12 | 216.58
30.12. | 13 | 216.58
30.12. | 14 | 216.58
30.12. | 15 | 216.58
30.12. | 16 | 216.58
30.12. | 17 | 216.58
30.12. | 18 | 216.58
30.12. | 19 | 216.58
30.12. | 20 | 216.58
30.12. | 21 | 216.58
30.12. | 22 | 173.16
30.12. | 23 | 173.16
30.12. | 24 | 173.16
31.12. | 1 | 173.16
31.12. | 2 | 173.16
31.12. | 3 | 173.16
31.12. | 4 | 173.16
31.12. | 5 | 173.16
31.12. | 6 | 173.16
31.12. | 7 | 216.58
31.12. | 8 | 216.58
31.12. | 9 | 216.58
31.12. | 10 | 260
31.12. | 11 | 216.58
31.12. | 12 | 216.58
31.12. | 13 | 216.58
31.12. | 14 | 216.58
31.12. | 15 | 260
31.12. | 16 | 260
31.12. | 17 | 260
31.12. | 18 | 260
31.12. | 19 | 216.58
31.12. | 20 | 216.58
31.12. | 21 | 216.58
31.12. | 22 | 216.58
31.12. | 23 | 173.16
31.12. | 24 | 173.16

## Battery
ENTSO-E Market Modelling Database: Batteries
Country:
Market Node: | EE00
Year:
Climate year
Scenario
Type |  | Net maximum capacity - generation perspective (MW) | Net maximum capacity - demand perspective (MW) | Storage capacity (MWh) | Number of units | Average efficiency | Ramp up rate (MW/h) | Ramp down rate (MW/h)
Battery Total |  | 1500 | 1500 | 3000 | 1 | 0.92 | 0 | 0
Battery Utility Scale |  | 1500 | 1500 | 3000 | 1 | 0.92 | 0 | 0
Battery Residential |  | 0 | 0 | 0 | 0 | 0 | 0 | 0

## Electrolyser
ENTSO-E Market Modelling Database: Electrolysers
Country:
Market Node: | EE00
Year:
Climate year
Scenario
Type |  | Net maximum capacity (MW) | Number of units | Average efficiency | H2 storage (GWh) | Ramp up rate (MW/h) | Ramp down rate (MW/h) | Fixed generation reduction (% of max power output)
Electrolyser e-market Z1 |  | 0 | 0 | 0 | 0 | 0 | 0 | 100
Electrolyser e-market Z2 |  | 100 | 1 | 0.8 | 0 | 0 | 0 | 0
Electrolyser Shared RES Z1 |  | 0 | 0 | 0 | 0 | 0 | 0 | 100
Electrolyser Shared RES Z2 |  | 0 | 0 | 0 | 0 | 0 | 0 | 100
Electrolyser Dedicated RES Z1 |  | 0 | 0 | 0 | 0 | 0 | 0 | 100
Electrolyser Dedicated RES Z2 |  | 0 | 0 | 0 | 0 | 0 | 0 | 100

## Wind
ENTSO-E Market Modelling Database: Wind
Country:
Market Node: | EE00
Year:
Scenario
Installed capacities Onshore wind Total(GW): | 3
Installed capacities Onshore wind e-market (GW): | 0
Installed capacities Onshore wind dedicated (GW): | 3
Installed capacities Onshore wind Shared RES - H2Z1 (GW): | 0
Installed capacities Onshore wind Shared RES - H2Z2 (GW): | 0
Installed capacities Offshore wind Total (GW): | 1
Installed capacities Offshore wind e-market - hub ready (GW): | 0
Installed capacities Offshore wind dedicated - hub ready (GW): | 0
Installed capacities Offshore wind Shared RES - H2Z1 - hub ready (GW): | 0
Installed capacities Offshore wind Shared RES - H2Z2 - hub ready (GW): | 0
Installed capacities Offshore wind e-market - radial (GW): | 0
Installed capacities Offshore wind dedicated - radial (GW): | 1
Installed capacities Offshore wind Shared RES - H2Z1 - radial (GW): | 0
Installed capacities Offshore wind Shared RES - H2Z2 - radial (GW): | 0

## Solar
ENTSO-E Market Modelling Database: Solar
Country:
Market Node: | EE00
Year:
Scenario
Installed capacities Thermal Solar (GW): | 0
Installed capacities Photovoltaic (GW): | 1.6
Installed capacities Photovoltaic e-market (GW): | 0
Installed capacities Photovoltaic dedicated (GW): | 1.6
Installed capacities Photovoltaic Shared RES - H2Z1 (GW): | 0
Installed capacities Photovoltaic Shared RES - H2Z2 (GW): | 0
Installed capacities Rooftop (GW): | 0
Installed capacities Solar Thermal with Storage (GW): | 0
Storage capacities Solar Thermal with Storage (GWh): | 0

## Hydro
ENTSO-E Market Modelling Database: Hydro
Country:
Market Node: | EE00
Year:
Scenario
Hydro PEMMDB 3.4
Run of River - Total turbining capacity (MW)
Pondage - Total reservoir capacity (GWh)
Pondage - Total turbining capacity (MW)
Reservoir - Total reservoir capacity (GWh)
Reservoir - Total turbining capacity (MW)
Pump Storage (open loop, with natural inflows) - Total reservoir capacity (GWh)
Pump Storage (open loop, with natural inflows) - Total turbining capacity (MW)
Pump Storage (open loop, with natural inflows) - Total pumping capacity (MW)
Pure Pump Storage (closed loop, no natural inflows) - Total reservoir capacity (GWh)
Pure Pump Storage (closed loop, no natural inflows) - Total turbining capacity (MW)
Pure Pump Storage (closed loop, no natural inflows) - Total pumping capacity (MW)

## Other RES
ENTSO-E Market Modelling Database: Other RES
Country:
Market Node: | EE00
Year:
Scenario:
Installed capacity excl. clim.dependent bands (MW): | 136 |  |  | Small Biomass | Geothermal | Marine | Waste | Not Defined / Splitting not known
N.B. use convention first January always Monday (2007 calendar year) --> see guidelines for further details |  |  | Installed capacity (MW): | 119 | 0 | 0 | 17 | 0
Date | Hour | TOTAL Other RES Output (MW) (excl. climate dependent bands) |  | Output (MW) | Output (MW) | Output (MW) | Output (MW) | Output (MW)
01.01. | 1 | 70.55 |  | 53.55 | 0 | 0 | 17 | 0
01.01. | 2 | 70.55 |  | 53.55 | 0 | 0 | 17 | 0
01.01. | 3 | 70.55 |  | 53.55 | 0 | 0 | 17 | 0
01.01. | 4 | 70.55 |  | 53.55 | 0 | 0 | 17 | 0
01.01. | 5 | 70.55 |  | 53.55 | 0 | 0 | 17 | 0
01.01. | 6 | 70.55 |  | 53.55 | 0 | 0 | 17 | 0
01.01. | 7 | 70.55 |  | 53.55 | 0 | 0 | 17 | 0
01.01. | 8 | 70.55 |  | 53.55 | 0 | 0 | 17 | 0
01.01. | 9 | 70.55 |  | 53.55 | 0 | 0 | 17 | 0
01.01. | 10 | 70.55 |  | 53.55 | 0 | 0 | 17 | 0
01.01. | 11 | 70.55 |  | 53.55 | 0 | 0 | 17 | 0
01.01. | 12 | 70.55 |  | 53.55 | 0 | 0 | 17 | 0
01.01. | 13 | 70.55 |  | 53.55 | 0 | 0 | 17 | 0
01.01. | 14 | 70.55 |  | 53.55 | 0 | 0 | 17 | 0
01.01. | 15 | 70.55 |  | 53.55 | 0 | 0 | 17 | 0
01.01. | 16 | 70.55 |  | 53.55 | 0 | 0 | 17 | 0
01.01. | 17 | 70.55 |  | 53.55 | 0 | 0 | 17 | 0
01.01. | 18 | 70.55 |  | 53.55 | 0 | 0 | 17 | 0
01.01. | 19 | 70.55 |  | 53.55 | 0 | 0 | 17 | 0
01.01. | 20 | 70.55 |  | 53.55 | 0 | 0 | 17 | 0
01.01. | 21 | 70.55 |  | 53.55 | 0 | 0 | 17 | 0
01.01. | 22 | 70.55 |  | 53.55 | 0 | 0 | 17 | 0
01.01. | 23 | 70.55 |  | 53.55 | 0 | 0 | 17 | 0
01.01. | 24 | 70.55 |  | 53.55 | 0 | 0 | 17 | 0
02.01. | 1 | 70.55 |  | 53.55 | 0 | 0 | 17 | 0
02.01. | 2 | 70.55 |  | 53.55 | 0 | 0 | 17 | 0
02.01. | 3 | 70.55 |  | 53.55 | 0 | 0 | 17 | 0
02.01. | 4 | 70.55 |  | 53.55 | 0 | 0 | 17 | 0
02.01. | 5 | 70.55 |  | 53.55 | 0 | 0 | 17 | 0
02.01. | 6 | 70.55 |  | 53.55 | 0 | 0 | 17 | 0
02.01. | 7 | 70.55 |  | 53.55 | 0 | 0 | 17 | 0
02.01. | 8 | 70.55 |  | 53.55 | 0 | 0 | 17 | 0
02.01. | 9 | 70.55 |  | 53.55 | 0 | 0 | 17 | 0
02.01. | 10 | 70.55 |  | 53.55 | 0 | 0 | 17 | 0
02.01. | 11 | 70.55 |  | 53.55 | 0 | 0 | 17 | 0
02.01. | 12 | 70.55 |  | 53.55 | 0 | 0 | 17 | 0
02.01. | 13 | 70.55 |  | 53.55 | 0 | 0 | 17 | 0
02.01. | 14 | 70.55 |  | 53.55 | 0 | 0 | 17 | 0
02.01. | 15 | 70.55 |  | 53.55 | 0 | 0 | 17 | 0
02.01. | 16 | 70.55 |  | 53.55 | 0 | 0 | 17 | 0
02.01. | 17 | 70.55 |  | 53.55 | 0 | 0 | 17 | 0
02.01. | 18 | 70.55 |  | 53.55 | 0 | 0 | 17 | 0
02.01. | 19 | 70.55 |  | 53.55 | 0 | 0 | 17 | 0
02.01. | 20 | 70.55 |  | 53.55 | 0 | 0 | 17 | 0
02.01. | 21 | 70.55 |  | 53.55 | 0 | 0 | 17 | 0
02.01. | 22 | 70.55 |  | 53.55 | 0 | 0 | 17 | 0
02.01. | 23 | 70.55 |  | 53.55 | 0 | 0 | 17 | 0
02.01. | 24 | 70.55 |  | 53.55 | 0 | 0 | 17 | 0
03.01. | 1 | 70.55 |  | 53.55 | 0 | 0 | 17 | 0
03.01. | 2 | 70.55 |  | 53.55 | 0 | 0 | 17 | 0
03.01. | 3 | 70.55 |  | 53.55 | 0 | 0 | 17 | 0
03.01. | 4 | 70.55 |  | 53.55 | 0 | 0 | 17 | 0
03.01. | 5 | 70.55 |  | 53.55 | 0 | 0 | 17 | 0
03.01. | 6 | 70.55 |  | 53.55 | 0 | 0 | 17 | 0
03.01. | 7 | 70.55 |  | 53.55 | 0 | 0 | 17 | 0
03.01. | 8 | 70.55 |  | 53.55 | 0 | 0 | 17 | 0
03.01. | 9 | 70.55 |  | 53.55 | 0 | 0 | 17 | 0
03.01. | 10 | 70.55 |  | 53.55 | 0 | 0 | 17 | 0
03.01. | 11 | 70.55 |  | 53.55 | 0 | 0 | 17 | 0
03.01. | 12 | 70.55 |  | 53.55 | 0 | 0 | 17 | 0
03.01. | 13 | 70.55 |  | 53.55 | 0 | 0 | 17 | 0
03.01. | 14 | 70.55 |  | 53.55 | 0 | 0 | 17 | 0
03.01. | 15 | 70.55 |  | 53.55 | 0 | 0 | 17 | 0
03.01. | 16 | 70.55 |  | 53.55 | 0 | 0 | 17 | 0
03.01. | 17 | 70.55 |  | 53.55 | 0 | 0 | 17 | 0
03.01. | 18 | 70.55 |  | 53.55 | 0 | 0 | 17 | 0
03.01. | 19 | 70.55 |  | 53.55 | 0 | 0 | 17 | 0
03.01. | 20 | 70.55 |  | 53.55 | 0 | 0 | 17 | 0
03.01. | 21 | 70.55 |  | 53.55 | 0 | 0 | 17 | 0
03.01. | 22 | 70.55 |  | 53.55 | 0 | 0 | 17 | 0
03.01. | 23 | 70.55 |  | 53.55 | 0 | 0 | 17 | 0
03.01. | 24 | 70.55 |  | 53.55 | 0 | 0 | 17 | 0
04.01. | 1 | 70.55 |  | 53.55 | 0 | 0 | 17 | 0
04.01. | 2 | 70.55 |  | 53.55 | 0 | 0 | 17 | 0
04.01. | 3 | 70.55 |  | 53.55 | 0 | 0 | 17 | 0
04.01. | 4 | 70.55 |  | 53.55 | 0 | 0 | 17 | 0
04.01. | 5 | 70.55 |  | 53.55 | 0 | 0 | 17 | 0
04.01. | 6 | 70.55 |  | 53.55 | 0 | 0 | 17 | 0
04.01. | 7 | 70.55 |  | 53.55 | 0 | 0 | 17 | 0
04.01. | 8 | 70.55 |  | 53.55 | 0 | 0 | 17 | 0
04.01. | 9 | 70.55 |  | 53.55 | 0 | 0 | 17 | 0
04.01. | 10 | 70.55 |  | 53.55 | 0 | 0 | 17 | 0
04.01. | 11 | 70.55 |  | 53.55 | 0 | 0 | 17 | 0
04.01. | 12 | 70.55 |  | 53.55 | 0 | 0 | 17 | 0
04.01. | 13 | 70.55 |  | 53.55 | 0 | 0 | 17 | 0
04.01. | 14 | 70.55 |  | 53.55 | 0 | 0 | 17 | 0
04.01. | 15 | 70.55 |  | 53.55 | 0 | 0 | 17 | 0
04.01. | 16 | 70.55 |  | 53.55 | 0 | 0 | 17 | 0
04.01. | 17 | 70.55 |  | 53.55 | 0 | 0 | 17 | 0
04.01. | 18 | 70.55 |  | 53.55 | 0 | 0 | 17 | 0
04.01. | 19 | 70.55 |  | 53.55 | 0 | 0 | 17 | 0
04.01. | 20 | 70.55 |  | 53.55 | 0 | 0 | 17 | 0
04.01. | 21 | 70.55 |  | 53.55 | 0 | 0 | 17 | 0
04.01. | 22 | 70.55 |  | 53.55 | 0 | 0 | 17 | 0
04.01. | 23 | 70.55 |  | 53.55 | 0 | 0 | 17 | 0
04.01. | 24 | 70.55 |  | 53.55 | 0 | 0 | 17 | 0
05.01. | 1 | 70.55 |  | 53.55 | 0 | 0 | 17 | 0
05.01. | 2 | 70.55 |  | 53.55 | 0 | 0 | 17 | 0
05.01. | 3 | 70.55 |  | 53.55 | 0 | 0 | 17 | 0
05.01. | 4 | 70.55 |  | 53.55 | 0 | 0 | 17 | 0
05.01. | 5 | 70.55 |  | 53.55 | 0 | 0 | 17 | 0
05.01. | 6 | 70.55 |  | 53.55 | 0 | 0 | 17 | 0
05.01. | 7 | 70.55 |  | 53.55 | 0 | 0 | 17 | 0
05.01. | 8 | 70.55 |  | 53.55 | 0 | 0 | 17 | 0
05.01. | 9 | 70.55 |  | 53.55 | 0 | 0 | 17 | 0
05.01. | 10 | 70.55 |  | 53.55 | 0 | 0 | 17 | 0
05.01. | 11 | 70.55 |  | 53.55 | 0 | 0 | 17 | 0
05.01. | 12 | 70.55 |  | 53.55 | 0 | 0 | 17 | 0
05.01. | 13 | 70.55 |  | 53.55 | 0 | 0 | 17 | 0
05.01. | 14 | 70.55 |  | 53.55 | 0 | 0 | 17 | 0
05.01. | 15 | 70.55 |  | 53.55 | 0 | 0 | 17 | 0
05.01. | 16 | 70.55 |  | 53.55 | 0 | 0 | 17 | 0
05.01. | 17 | 70.55 |  | 53.55 | 0 | 0 | 17 | 0
05.01. | 18 | 70.55 |  | 53.55 | 0 | 0 | 17 | 0
05.01. | 19 | 70.55 |  | 53.55 | 0 | 0 | 17 | 0
05.01. | 20 | 70.55 |  | 53.55 | 0 | 0 | 17 | 0
05.01. | 21 | 70.55 |  | 53.55 | 0 | 0 | 17 | 0
05.01. | 22 | 70.55 |  | 53.55 | 0 | 0 | 17 | 0
05.01. | 23 | 70.55 |  | 53.55 | 0 | 0 | 17 | 0
05.01. | 24 | 70.55 |  | 53.55 | 0 | 0 | 17 | 0
06.01. | 1 | 70.55 |  | 53.55 | 0 | 0 | 17 | 0
06.01. | 2 | 70.55 |  | 53.55 | 0 | 0 | 17 | 0
06.01. | 3 | 70.55 |  | 53.55 | 0 | 0 | 17 | 0
06.01. | 4 | 70.55 |  | 53.55 | 0 | 0 | 17 | 0
06.01. | 5 | 70.55 |  | 53.55 | 0 | 0 | 17 | 0
06.01. | 6 | 70.55 |  | 53.55 | 0 | 0 | 17 | 0
06.01. | 7 | 70.55 |  | 53.55 | 0 | 0 | 17 | 0
06.01. | 8 | 70.55 |  | 53.55 | 0 | 0 | 17 | 0
06.01. | 9 | 70.55 |  | 53.55 | 0 | 0 | 17 | 0
06.01. | 10 | 70.55 |  | 53.55 | 0 | 0 | 17 | 0
06.01. | 11 | 70.55 |  | 53.55 | 0 | 0 | 17 | 0
06.01. | 12 | 70.55 |  | 53.55 | 0 | 0 | 17 | 0
06.01. | 13 | 70.55 |  | 53.55 | 0 | 0 | 17 | 0
06.01. | 14 | 70.55 |  | 53.55 | 0 | 0 | 17 | 0
06.01. | 15 | 70.55 |  | 53.55 | 0 | 0 | 17 | 0
06.01. | 16 | 70.55 |  | 53.55 | 0 | 0 | 17 | 0
06.01. | 17 | 70.55 |  | 53.55 | 0 | 0 | 17 | 0
06.01. | 18 | 70.55 |  | 53.55 | 0 | 0 | 17 | 0
06.01. | 19 | 70.55 |  | 53.55 | 0 | 0 | 17 | 0
06.01. | 20 | 70.55 |  | 53.55 | 0 | 0 | 17 | 0
06.01. | 21 | 70.55 |  | 53.55 | 0 | 0 | 17 | 0
06.01. | 22 | 70.55 |  | 53.55 | 0 | 0 | 17 | 0
06.01. | 23 | 70.55 |  | 53.55 | 0 | 0 | 17 | 0
06.01. | 24 | 70.55 |  | 53.55 | 0 | 0 | 17 | 0
07.01. | 1 | 70.55 |  | 53.55 | 0 | 0 | 17 | 0
07.01. | 2 | 70.55 |  | 53.55 | 0 | 0 | 17 | 0
07.01. | 3 | 70.55 |  | 53.55 | 0 | 0 | 17 | 0
07.01. | 4 | 70.55 |  | 53.55 | 0 | 0 | 17 | 0
07.01. | 5 | 70.55 |  | 53.55 | 0 | 0 | 17 | 0
07.01. | 6 | 70.55 |  | 53.55 | 0 | 0 | 17 | 0
07.01. | 7 | 70.55 |  | 53.55 | 0 | 0 | 17 | 0
07.01. | 8 | 70.55 |  | 53.55 | 0 | 0 | 17 | 0
07.01. | 9 | 70.55 |  | 53.55 | 0 | 0 | 17 | 0
07.01. | 10 | 70.55 |  | 53.55 | 0 | 0 | 17 | 0
07.01. | 11 | 70.55 |  | 53.55 | 0 | 0 | 17 | 0
07.01. | 12 | 70.55 |  | 53.55 | 0 | 0 | 17 | 0
07.01. | 13 | 70.55 |  | 53.55 | 0 | 0 | 17 | 0
07.01. | 14 | 70.55 |  | 53.55 | 0 | 0 | 17 | 0
07.01. | 15 | 70.55 |  | 53.55 | 0 | 0 | 17 | 0
07.01. | 16 | 70.55 |  | 53.55 | 0 | 0 | 17 | 0
07.01. | 17 | 70.55 |  | 53.55 | 0 | 0 | 17 | 0
07.01. | 18 | 70.55 |  | 53.55 | 0 | 0 | 17 | 0
07.01. | 19 | 70.55 |  | 53.55 | 0 | 0 | 17 | 0
07.01. | 20 | 70.55 |  | 53.55 | 0 | 0 | 17 | 0
07.01. | 21 | 70.55 |  | 53.55 | 0 | 0 | 17 | 0
07.01. | 22 | 70.55 |  | 53.55 | 0 | 0 | 17 | 0
07.01. | 23 | 70.55 |  | 53.55 | 0 | 0 | 17 | 0
07.01. | 24 | 70.55 |  | 53.55 | 0 | 0 | 17 | 0
08.01. | 1 | 70.55 |  | 53.55 | 0 | 0 | 17 | 0
08.01. | 2 | 70.55 |  | 53.55 | 0 | 0 | 17 | 0
08.01. | 3 | 70.55 |  | 53.55 | 0 | 0 | 17 | 0
08.01. | 4 | 70.55 |  | 53.55 | 0 | 0 | 17 | 0
08.01. | 5 | 70.55 |  | 53.55 | 0 | 0 | 17 | 0
08.01. | 6 | 70.55 |  | 53.55 | 0 | 0 | 17 | 0
08.01. | 7 | 70.55 |  | 53.55 | 0 | 0 | 17 | 0
08.01. | 8 | 70.55 |  | 53.55 | 0 | 0 | 17 | 0
08.01. | 9 | 70.55 |  | 53.55 | 0 | 0 | 17 | 0
08.01. | 10 | 70.55 |  | 53.55 | 0 | 0 | 17 | 0
08.01. | 11 | 70.55 |  | 53.55 | 0 | 0 | 17 | 0
08.01. | 12 | 70.55 |  | 53.55 | 0 | 0 | 17 | 0
08.01. | 13 | 70.55 |  | 53.55 | 0 | 0 | 17 | 0
08.01. | 14 | 70.55 |  | 53.55 | 0 | 0 | 17 | 0
08.01. | 15 | 70.55 |  | 53.55 | 0 | 0 | 17 | 0
08.01. | 16 | 70.55 |  | 53.55 | 0 | 0 | 17 | 0
08.01. | 17 | 70.55 |  | 53.55 | 0 | 0 | 17 | 0
08.01. | 18 | 70.55 |  | 53.55 | 0 | 0 | 17 | 0
08.01. | 19 | 70.55 |  | 53.55 | 0 | 0 | 17 | 0
08.01. | 20 | 70.55 |  | 53.55 | 0 | 0 | 17 | 0
08.01. | 21 | 70.55 |  | 53.55 | 0 | 0 | 17 | 0
08.01. | 22 | 70.55 |  | 53.55 | 0 | 0 | 17 | 0
08.01. | 23 | 70.55 |  | 53.55 | 0 | 0 | 17 | 0
08.01. | 24 | 70.55 |  | 53.55 | 0 | 0 | 17 | 0
09.01. | 1 | 70.55 |  | 53.55 | 0 | 0 | 17 | 0
09.01. | 2 | 70.55 |  | 53.55 | 0 | 0 | 17 | 0
09.01. | 3 | 70.55 |  | 53.55 | 0 | 0 | 17 | 0
09.01. | 4 | 70.55 |  | 53.55 | 0 | 0 | 17 | 0
09.01. | 5 | 70.55 |  | 53.55 | 0 | 0 | 17 | 0
09.01. | 6 | 70.55 |  | 53.55 | 0 | 0 | 17 | 0
09.01. | 7 | 70.55 |  | 53.55 | 0 | 0 | 17 | 0
09.01. | 8 | 70.55 |  | 53.55 | 0 | 0 | 17 | 0
09.01. | 9 | 70.55 |  | 53.55 | 0 | 0 | 17 | 0
09.01. | 10 | 70.55 |  | 53.55 | 0 | 0 | 17 | 0
09.01. | 11 | 70.55 |  | 53.55 | 0 | 0 | 17 | 0
09.01. | 12 | 70.55 |  | 53.55 | 0 | 0 | 17 | 0
09.01. | 13 | 70.55 |  | 53.55 | 0 | 0 | 17 | 0
09.01. | 14 | 70.55 |  | 53.55 | 0 | 0 | 17 | 0
09.01. | 15 | 70.55 |  | 53.55 | 0 | 0 | 17 | 0
09.01. | 16 | 70.55 |  | 53.55 | 0 | 0 | 17 | 0
09.01. | 17 | 70.55 |  | 53.55 | 0 | 0 | 17 | 0
09.01. | 18 | 70.55 |  | 53.55 | 0 | 0 | 17 | 0
09.01. | 19 | 70.55 |  | 53.55 | 0 | 0 | 17 | 0
09.01. | 20 | 70.55 |  | 53.55 | 0 | 0 | 17 | 0
09.01. | 21 | 70.55 |  | 53.55 | 0 | 0 | 17 | 0
09.01. | 22 | 70.55 |  | 53.55 | 0 | 0 | 17 | 0
09.01. | 23 | 70.55 |  | 53.55 | 0 | 0 | 17 | 0
09.01. | 24 | 70.55 |  | 53.55 | 0 | 0 | 17 | 0
10.01. | 1 | 70.55 |  | 53.55 | 0 | 0 | 17 | 0
10.01. | 2 | 70.55 |  | 53.55 | 0 | 0 | 17 | 0
10.01. | 3 | 70.55 |  | 53.55 | 0 | 0 | 17 | 0
10.01. | 4 | 70.55 |  | 53.55 | 0 | 0 | 17 | 0
10.01. | 5 | 70.55 |  | 53.55 | 0 | 0 | 17 | 0
10.01. | 6 | 70.55 |  | 53.55 | 0 | 0 | 17 | 0
10.01. | 7 | 70.55 |  | 53.55 | 0 | 0 | 17 | 0
10.01. | 8 | 70.55 |  | 53.55 | 0 | 0 | 17 | 0
10.01. | 9 | 70.55 |  | 53.55 | 0 | 0 | 17 | 0
10.01. | 10 | 70.55 |  | 53.55 | 0 | 0 | 17 | 0
10.01. | 11 | 70.55 |  | 53.55 | 0 | 0 | 17 | 0
10.01. | 12 | 70.55 |  | 53.55 | 0 | 0 | 17 | 0
10.01. | 13 | 70.55 |  | 53.55 | 0 | 0 | 17 | 0
10.01. | 14 | 70.55 |  | 53.55 | 0 | 0 | 17 | 0
10.01. | 15 | 70.55 |  | 53.55 | 0 | 0 | 17 | 0
10.01. | 16 | 70.55 |  | 53.55 | 0 | 0 | 17 | 0
10.01. | 17 | 70.55 |  | 53.55 | 0 | 0 | 17 | 0
10.01. | 18 | 70.55 |  | 53.55 | 0 | 0 | 17 | 0
10.01. | 19 | 70.55 |  | 53.55 | 0 | 0 | 17 | 0
10.01. | 20 | 70.55 |  | 53.55 | 0 | 0 | 17 | 0
10.01. | 21 | 70.55 |  | 53.55 | 0 | 0 | 17 | 0
10.01. | 22 | 70.55 |  | 53.55 | 0 | 0 | 17 | 0
10.01. | 23 | 70.55 |  | 53.55 | 0 | 0 | 17 | 0
10.01. | 24 | 70.55 |  | 53.55 | 0 | 0 | 17 | 0
11.01. | 1 | 70.55 |  | 53.55 | 0 | 0 | 17 | 0
11.01. | 2 | 70.55 |  | 53.55 | 0 | 0 | 17 | 0
11.01. | 3 | 70.55 |  | 53.55 | 0 | 0 | 17 | 0
11.01. | 4 | 70.55 |  | 53.55 | 0 | 0 | 17 | 0
11.01. | 5 | 70.55 |  | 53.55 | 0 | 0 | 17 | 0
11.01. | 6 | 70.55 |  | 53.55 | 0 | 0 | 17 | 0
11.01. | 7 | 70.55 |  | 53.55 | 0 | 0 | 17 | 0
11.01. | 8 | 70.55 |  | 53.55 | 0 | 0 | 17 | 0
11.01. | 9 | 70.55 |  | 53.55 | 0 | 0 | 17 | 0
11.01. | 10 | 70.55 |  | 53.55 | 0 | 0 | 17 | 0
11.01. | 11 | 70.55 |  | 53.55 | 0 | 0 | 17 | 0
11.01. | 12 | 70.55 |  | 53.55 | 0 | 0 | 17 | 0
11.01. | 13 | 70.55 |  | 53.55 | 0 | 0 | 17 | 0
11.01. | 14 | 70.55 |  | 53.55 | 0 | 0 | 17 | 0
11.01. | 15 | 70.55 |  | 53.55 | 0 | 0 | 17 | 0
11.01. | 16 | 70.55 |  | 53.55 | 0 | 0 | 17 | 0
11.01. | 17 | 70.55 |  | 53.55 | 0 | 0 | 17 | 0
11.01. | 18 | 70.55 |  | 53.55 | 0 | 0 | 17 | 0
11.01. | 19 | 70.55 |  | 53.55 | 0 | 0 | 17 | 0
11.01. | 20 | 70.55 |  | 53.55 | 0 | 0 | 17 | 0
11.01. | 21 | 70.55 |  | 53.55 | 0 | 0 | 17 | 0
11.01. | 22 | 70.55 |  | 53.55 | 0 | 0 | 17 | 0
11.01. | 23 | 70.55 |  | 53.55 | 0 | 0 | 17 | 0
11.01. | 24 | 70.55 |  | 53.55 | 0 | 0 | 17 | 0
12.01. | 1 | 70.55 |  | 53.55 | 0 | 0 | 17 | 0
12.01. | 2 | 70.55 |  | 53.55 | 0 | 0 | 17 | 0
12.01. | 3 | 70.55 |  | 53.55 | 0 | 0 | 17 | 0
12.01. | 4 | 70.55 |  | 53.55 | 0 | 0 | 17 | 0
12.01. | 5 | 70.55 |  | 53.55 | 0 | 0 | 17 | 0
12.01. | 6 | 70.55 |  | 53.55 | 0 | 0 | 17 | 0
12.01. | 7 | 70.55 |  | 53.55 | 0 | 0 | 17 | 0
12.01. | 8 | 70.55 |  | 53.55 | 0 | 0 | 17 | 0
12.01. | 9 | 70.55 |  | 53.55 | 0 | 0 | 17 | 0
12.01. | 10 | 70.55 |  | 53.55 | 0 | 0 | 17 | 0
12.01. | 11 | 70.55 |  | 53.55 | 0 | 0 | 17 | 0
12.01. | 12 | 70.55 |  | 53.55 | 0 | 0 | 17 | 0
12.01. | 13 | 70.55 |  | 53.55 | 0 | 0 | 17 | 0
12.01. | 14 | 70.55 |  | 53.55 | 0 | 0 | 17 | 0
12.01. | 15 | 70.55 |  | 53.55 | 0 | 0 | 17 | 0
12.01. | 16 | 70.55 |  | 53.55 | 0 | 0 | 17 | 0
12.01. | 17 | 70.55 |  | 53.55 | 0 | 0 | 17 | 0
12.01. | 18 | 70.55 |  | 53.55 | 0 | 0 | 17 | 0
12.01. | 19 | 70.55 |  | 53.55 | 0 | 0 | 17 | 0
12.01. | 20 | 70.55 |  | 53.55 | 0 | 0 | 17 | 0
12.01. | 21 | 70.55 |  | 53.55 | 0 | 0 | 17 | 0
12.01. | 22 | 70.55 |  | 53.55 | 0 | 0 | 17 | 0
12.01. | 23 | 70.55 |  | 53.55 | 0 | 0 | 17 | 0
12.01. | 24 | 70.55 |  | 53.55 | 0 | 0 | 17 | 0
13.01. | 1 | 70.55 |  | 53.55 | 0 | 0 | 17 | 0
13.01. | 2 | 70.55 |  | 53.55 | 0 | 0 | 17 | 0
13.01. | 3 | 70.55 |  | 53.55 | 0 | 0 | 17 | 0
13.01. | 4 | 70.55 |  | 53.55 | 0 | 0 | 17 | 0
13.01. | 5 | 70.55 |  | 53.55 | 0 | 0 | 17 | 0
13.01. | 6 | 70.55 |  | 53.55 | 0 | 0 | 17 | 0
13.01. | 7 | 70.55 |  | 53.55 | 0 | 0 | 17 | 0
13.01. | 8 | 70.55 |  | 53.55 | 0 | 0 | 17 | 0
13.01. | 9 | 70.55 |  | 53.55 | 0 | 0 | 17 | 0
13.01. | 10 | 70.55 |  | 53.55 | 0 | 0 | 17 | 0
13.01. | 11 | 70.55 |  | 53.55 | 0 | 0 | 17 | 0
13.01. | 12 | 70.55 |  | 53.55 | 0 | 0 | 17 | 0
13.01. | 13 | 70.55 |  | 53.55 | 0 | 0 | 17 | 0
13.01. | 14 | 70.55 |  | 53.55 | 0 | 0 | 17 | 0
13.01. | 15 | 70.55 |  | 53.55 | 0 | 0 | 17 | 0
13.01. | 16 | 70.55 |  | 53.55 | 0 | 0 | 17 | 0
13.01. | 17 | 70.55 |  | 53.55 | 0 | 0 | 17 | 0
13.01. | 18 | 70.55 |  | 53.55 | 0 | 0 | 17 | 0
13.01. | 19 | 70.55 |  | 53.55 | 0 | 0 | 17 | 0
13.01. | 20 | 70.55 |  | 53.55 | 0 | 0 | 17 | 0
13.01. | 21 | 70.55 |  | 53.55 | 0 | 0 | 17 | 0
13.01. | 22 | 70.55 |  | 53.55 | 0 | 0 | 17 | 0
13.01. | 23 | 70.55 |  | 53.55 | 0 | 0 | 17 | 0
13.01. | 24 | 70.55 |  | 53.55 | 0 | 0 | 17 | 0
14.01. | 1 | 70.55 |  | 53.55 | 0 | 0 | 17 | 0
14.01. | 2 | 70.55 |  | 53.55 | 0 | 0 | 17 | 0
14.01. | 3 | 70.55 |  | 53.55 | 0 | 0 | 17 | 0
14.01. | 4 | 70.55 |  | 53.55 | 0 | 0 | 17 | 0
14.01. | 5 | 70.55 |  | 53.55 | 0 | 0 | 17 | 0
14.01. | 6 | 70.55 |  | 53.55 | 0 | 0 | 17 | 0
14.01. | 7 | 70.55 |  | 53.55 | 0 | 0 | 17 | 0
14.01. | 8 | 70.55 |  | 53.55 | 0 | 0 | 17 | 0
14.01. | 9 | 70.55 |  | 53.55 | 0 | 0 | 17 | 0
14.01. | 10 | 70.55 |  | 53.55 | 0 | 0 | 17 | 0
14.01. | 11 | 70.55 |  | 53.55 | 0 | 0 | 17 | 0
14.01. | 12 | 70.55 |  | 53.55 | 0 | 0 | 17 | 0
14.01. | 13 | 70.55 |  | 53.55 | 0 | 0 | 17 | 0
14.01. | 14 | 70.55 |  | 53.55 | 0 | 0 | 17 | 0
14.01. | 15 | 70.55 |  | 53.55 | 0 | 0 | 17 | 0
14.01. | 16 | 70.55 |  | 53.55 | 0 | 0 | 17 | 0
14.01. | 17 | 70.55 |  | 53.55 | 0 | 0 | 17 | 0
14.01. | 18 | 70.55 |  | 53.55 | 0 | 0 | 17 | 0
14.01. | 19 | 70.55 |  | 53.55 | 0 | 0 | 17 | 0
14.01. | 20 | 70.55 |  | 53.55 | 0 | 0 | 17 | 0
14.01. | 21 | 70.55 |  | 53.55 | 0 | 0 | 17 | 0
14.01. | 22 | 70.55 |  | 53.55 | 0 | 0 | 17 | 0
14.01. | 23 | 70.55 |  | 53.55 | 0 | 0 | 17 | 0
14.01. | 24 | 70.55 |  | 53.55 | 0 | 0 | 17 | 0
15.01. | 1 | 70.55 |  | 53.55 | 0 | 0 | 17 | 0
15.01. | 2 | 70.55 |  | 53.55 | 0 | 0 | 17 | 0
15.01. | 3 | 70.55 |  | 53.55 | 0 | 0 | 17 | 0
15.01. | 4 | 70.55 |  | 53.55 | 0 | 0 | 17 | 0
15.01. | 5 | 70.55 |  | 53.55 | 0 | 0 | 17 | 0
15.01. | 6 | 70.55 |  | 53.55 | 0 | 0 | 17 | 0
15.01. | 7 | 70.55 |  | 53.55 | 0 | 0 | 17 | 0
15.01. | 8 | 70.55 |  | 53.55 | 0 | 0 | 17 | 0
15.01. | 9 | 70.55 |  | 53.55 | 0 | 0 | 17 | 0
15.01. | 10 | 70.55 |  | 53.55 | 0 | 0 | 17 | 0
15.01. | 11 | 70.55 |  | 53.55 | 0 | 0 | 17 | 0
15.01. | 12 | 70.55 |  | 53.55 | 0 | 0 | 17 | 0
15.01. | 13 | 70.55 |  | 53.55 | 0 | 0 | 17 | 0
15.01. | 14 | 70.55 |  | 53.55 | 0 | 0 | 17 | 0
15.01. | 15 | 70.55 |  | 53.55 | 0 | 0 | 17 | 0
15.01. | 16 | 70.55 |  | 53.55 | 0 | 0 | 17 | 0
15.01. | 17 | 70.55 |  | 53.55 | 0 | 0 | 17 | 0
15.01. | 18 | 70.55 |  | 53.55 | 0 | 0 | 17 | 0
15.01. | 19 | 70.55 |  | 53.55 | 0 | 0 | 17 | 0
15.01. | 20 | 70.55 |  | 53.55 | 0 | 0 | 17 | 0
15.01. | 21 | 70.55 |  | 53.55 | 0 | 0 | 17 | 0
15.01. | 22 | 70.55 |  | 53.55 | 0 | 0 | 17 | 0
15.01. | 23 | 70.55 |  | 53.55 | 0 | 0 | 17 | 0
15.01. | 24 | 70.55 |  | 53.55 | 0 | 0 | 17 | 0
16.01. | 1 | 70.55 |  | 53.55 | 0 | 0 | 17 | 0
16.01. | 2 | 70.55 |  | 53.55 | 0 | 0 | 17 | 0
16.01. | 3 | 70.55 |  | 53.55 | 0 | 0 | 17 | 0
16.01. | 4 | 70.55 |  | 53.55 | 0 | 0 | 17 | 0
16.01. | 5 | 70.55 |  | 53.55 | 0 | 0 | 17 | 0
16.01. | 6 | 70.55 |  | 53.55 | 0 | 0 | 17 | 0
16.01. | 7 | 70.55 |  | 53.55 | 0 | 0 | 17 | 0
16.01. | 8 | 70.55 |  | 53.55 | 0 | 0 | 17 | 0
16.01. | 9 | 70.55 |  | 53.55 | 0 | 0 | 17 | 0
16.01. | 10 | 70.55 |  | 53.55 | 0 | 0 | 17 | 0
16.01. | 11 | 70.55 |  | 53.55 | 0 | 0 | 17 | 0
16.01. | 12 | 70.55 |  | 53.55 | 0 | 0 | 17 | 0
16.01. | 13 | 70.55 |  | 53.55 | 0 | 0 | 17 | 0
16.01. | 14 | 70.55 |  | 53.55 | 0 | 0 | 17 | 0
16.01. | 15 | 70.55 |  | 53.55 | 0 | 0 | 17 | 0
16.01. | 16 | 70.55 |  | 53.55 | 0 | 0 | 17 | 0
16.01. | 17 | 70.55 |  | 53.55 | 0 | 0 | 17 | 0
16.01. | 18 | 70.55 |  | 53.55 | 0 | 0 | 17 | 0
16.01. | 19 | 70.55 |  | 53.55 | 0 | 0 | 17 | 0
16.01. | 20 | 70.55 |  | 53.55 | 0 | 0 | 17 | 0
16.01. | 21 | 70.55 |  | 53.55 | 0 | 0 | 17 | 0
16.01. | 22 | 70.55 |  | 53.55 | 0 | 0 | 17 | 0
16.01. | 23 | 70.55 |  | 53.55 | 0 | 0 | 17 | 0
16.01. | 24 | 70.55 |  | 53.55 | 0 | 0 | 17 | 0
17.01. | 1 | 70.55 |  | 53.55 | 0 | 0 | 17 | 0
17.01. | 2 | 70.55 |  | 53.55 | 0 | 0 | 17 | 0
17.01. | 3 | 70.55 |  | 53.55 | 0 | 0 | 17 | 0
17.01. | 4 | 70.55 |  | 53.55 | 0 | 0 | 17 | 0
17.01. | 5 | 70.55 |  | 53.55 | 0 | 0 | 17 | 0
17.01. | 6 | 70.55 |  | 53.55 | 0 | 0 | 17 | 0
17.01. | 7 | 70.55 |  | 53.55 | 0 | 0 | 17 | 0
17.01. | 8 | 70.55 |  | 53.55 | 0 | 0 | 17 | 0
17.01. | 9 | 70.55 |  | 53.55 | 0 | 0 | 17 | 0
17.01. | 10 | 70.55 |  | 53.55 | 0 | 0 | 17 | 0
17.01. | 11 | 70.55 |  | 53.55 | 0 | 0 | 17 | 0
17.01. | 12 | 70.55 |  | 53.55 | 0 | 0 | 17 | 0
17.01. | 13 | 70.55 |  | 53.55 | 0 | 0 | 17 | 0
17.01. | 14 | 70.55 |  | 53.55 | 0 | 0 | 17 | 0
17.01. | 15 | 70.55 |  | 53.55 | 0 | 0 | 17 | 0
17.01. | 16 | 70.55 |  | 53.55 | 0 | 0 | 17 | 0
17.01. | 17 | 70.55 |  | 53.55 | 0 | 0 | 17 | 0
17.01. | 18 | 70.55 |  | 53.55 | 0 | 0 | 17 | 0
17.01. | 19 | 70.55 |  | 53.55 | 0 | 0 | 17 | 0
17.01. | 20 | 70.55 |  | 53.55 | 0 | 0 | 17 | 0
17.01. | 21 | 70.55 |  | 53.55 | 0 | 0 | 17 | 0
17.01. | 22 | 70.55 |  | 53.55 | 0 | 0 | 17 | 0
17.01. | 23 | 70.55 |  | 53.55 | 0 | 0 | 17 | 0
17.01. | 24 | 70.55 |  | 53.55 | 0 | 0 | 17 | 0
18.01. | 1 | 70.55 |  | 53.55 | 0 | 0 | 17 | 0
18.01. | 2 | 70.55 |  | 53.55 | 0 | 0 | 17 | 0
18.01. | 3 | 70.55 |  | 53.55 | 0 | 0 | 17 | 0
18.01. | 4 | 70.55 |  | 53.55 | 0 | 0 | 17 | 0
18.01. | 5 | 70.55 |  | 53.55 | 0 | 0 | 17 | 0
18.01. | 6 | 70.55 |  | 53.55 | 0 | 0 | 17 | 0
18.01. | 7 | 70.55 |  | 53.55 | 0 | 0 | 17 | 0
18.01. | 8 | 70.55 |  | 53.55 | 0 | 0 | 17 | 0
18.01. | 9 | 70.55 |  | 53.55 | 0 | 0 | 17 | 0
18.01. | 10 | 70.55 |  | 53.55 | 0 | 0 | 17 | 0
18.01. | 11 | 70.55 |  | 53.55 | 0 | 0 | 17 | 0
18.01. | 12 | 70.55 |  | 53.55 | 0 | 0 | 17 | 0
18.01. | 13 | 70.55 |  | 53.55 | 0 | 0 | 17 | 0
18.01. | 14 | 70.55 |  | 53.55 | 0 | 0 | 17 | 0
18.01. | 15 | 70.55 |  | 53.55 | 0 | 0 | 17 | 0
18.01. | 16 | 70.55 |  | 53.55 | 0 | 0 | 17 | 0
18.01. | 17 | 70.55 |  | 53.55 | 0 | 0 | 17 | 0
18.01. | 18 | 70.55 |  | 53.55 | 0 | 0 | 17 | 0
18.01. | 19 | 70.55 |  | 53.55 | 0 | 0 | 17 | 0
18.01. | 20 | 70.55 |  | 53.55 | 0 | 0 | 17 | 0
18.01. | 21 | 70.55 |  | 53.55 | 0 | 0 | 17 | 0
18.01. | 22 | 70.55 |  | 53.55 | 0 | 0 | 17 | 0
18.01. | 23 | 70.55 |  | 53.55 | 0 | 0 | 17 | 0
18.01. | 24 | 70.55 |  | 53.55 | 0 | 0 | 17 | 0
19.01. | 1 | 70.55 |  | 53.55 | 0 | 0 | 17 | 0
19.01. | 2 | 70.55 |  | 53.55 | 0 | 0 | 17 | 0
19.01. | 3 | 70.55 |  | 53.55 | 0 | 0 | 17 | 0
19.01. | 4 | 70.55 |  | 53.55 | 0 | 0 | 17 | 0
19.01. | 5 | 70.55 |  | 53.55 | 0 | 0 | 17 | 0
19.01. | 6 | 70.55 |  | 53.55 | 0 | 0 | 17 | 0
19.01. | 7 | 70.55 |  | 53.55 | 0 | 0 | 17 | 0
19.01. | 8 | 70.55 |  | 53.55 | 0 | 0 | 17 | 0
19.01. | 9 | 70.55 |  | 53.55 | 0 | 0 | 17 | 0
19.01. | 10 | 70.55 |  | 53.55 | 0 | 0 | 17 | 0
19.01. | 11 | 70.55 |  | 53.55 | 0 | 0 | 17 | 0
19.01. | 12 | 70.55 |  | 53.55 | 0 | 0 | 17 | 0
19.01. | 13 | 70.55 |  | 53.55 | 0 | 0 | 17 | 0
19.01. | 14 | 70.55 |  | 53.55 | 0 | 0 | 17 | 0
19.01. | 15 | 70.55 |  | 53.55 | 0 | 0 | 17 | 0
19.01. | 16 | 70.55 |  | 53.55 | 0 | 0 | 17 | 0
19.01. | 17 | 70.55 |  | 53.55 | 0 | 0 | 17 | 0
19.01. | 18 | 70.55 |  | 53.55 | 0 | 0 | 17 | 0
19.01. | 19 | 70.55 |  | 53.55 | 0 | 0 | 17 | 0
19.01. | 20 | 70.55 |  | 53.55 | 0 | 0 | 17 | 0
19.01. | 21 | 70.55 |  | 53.55 | 0 | 0 | 17 | 0
19.01. | 22 | 70.55 |  | 53.55 | 0 | 0 | 17 | 0
19.01. | 23 | 70.55 |  | 53.55 | 0 | 0 | 17 | 0
19.01. | 24 | 70.55 |  | 53.55 | 0 | 0 | 17 | 0
20.01. | 1 | 70.55 |  | 53.55 | 0 | 0 | 17 | 0
20.01. | 2 | 70.55 |  | 53.55 | 0 | 0 | 17 | 0
20.01. | 3 | 70.55 |  | 53.55 | 0 | 0 | 17 | 0
20.01. | 4 | 70.55 |  | 53.55 | 0 | 0 | 17 | 0
20.01. | 5 | 70.55 |  | 53.55 | 0 | 0 | 17 | 0
20.01. | 6 | 70.55 |  | 53.55 | 0 | 0 | 17 | 0
20.01. | 7 | 70.55 |  | 53.55 | 0 | 0 | 17 | 0
20.01. | 8 | 70.55 |  | 53.55 | 0 | 0 | 17 | 0
20.01. | 9 | 70.55 |  | 53.55 | 0 | 0 | 17 | 0
20.01. | 10 | 70.55 |  | 53.55 | 0 | 0 | 17 | 0
20.01. | 11 | 70.55 |  | 53.55 | 0 | 0 | 17 | 0
20.01. | 12 | 70.55 |  | 53.55 | 0 | 0 | 17 | 0
20.01. | 13 | 70.55 |  | 53.55 | 0 | 0 | 17 | 0
20.01. | 14 | 70.55 |  | 53.55 | 0 | 0 | 17 | 0
20.01. | 15 | 70.55 |  | 53.55 | 0 | 0 | 17 | 0
20.01. | 16 | 70.55 |  | 53.55 | 0 | 0 | 17 | 0
20.01. | 17 | 70.55 |  | 53.55 | 0 | 0 | 17 | 0
20.01. | 18 | 70.55 |  | 53.55 | 0 | 0 | 17 | 0
20.01. | 19 | 70.55 |  | 53.55 | 0 | 0 | 17 | 0
20.01. | 20 | 70.55 |  | 53.55 | 0 | 0 | 17 | 0
20.01. | 21 | 70.55 |  | 53.55 | 0 | 0 | 17 | 0
20.01. | 22 | 70.55 |  | 53.55 | 0 | 0 | 17 | 0
20.01. | 23 | 70.55 |  | 53.55 | 0 | 0 | 17 | 0
20.01. | 24 | 70.55 |  | 53.55 | 0 | 0 | 17 | 0
21.01. | 1 | 70.55 |  | 53.55 | 0 | 0 | 17 | 0
21.01. | 2 | 70.55 |  | 53.55 | 0 | 0 | 17 | 0
21.01. | 3 | 70.55 |  | 53.55 | 0 | 0 | 17 | 0
21.01. | 4 | 70.55 |  | 53.55 | 0 | 0 | 17 | 0
21.01. | 5 | 70.55 |  | 53.55 | 0 | 0 | 17 | 0
21.01. | 6 | 70.55 |  | 53.55 | 0 | 0 | 17 | 0
21.01. | 7 | 70.55 |  | 53.55 | 0 | 0 | 17 | 0
21.01. | 8 | 70.55 |  | 53.55 | 0 | 0 | 17 | 0
21.01. | 9 | 70.55 |  | 53.55 | 0 | 0 | 17 | 0
21.01. | 10 | 70.55 |  | 53.55 | 0 | 0 | 17 | 0
21.01. | 11 | 70.55 |  | 53.55 | 0 | 0 | 17 | 0
21.01. | 12 | 70.55 |  | 53.55 | 0 | 0 | 17 | 0
21.01. | 13 | 70.55 |  | 53.55 | 0 | 0 | 17 | 0
21.01. | 14 | 70.55 |  | 53.55 | 0 | 0 | 17 | 0
21.01. | 15 | 70.55 |  | 53.55 | 0 | 0 | 17 | 0
21.01. | 16 | 70.55 |  | 53.55 | 0 | 0 | 17 | 0
21.01. | 17 | 70.55 |  | 53.55 | 0 | 0 | 17 | 0
21.01. | 18 | 70.55 |  | 53.55 | 0 | 0 | 17 | 0
21.01. | 19 | 70.55 |  | 53.55 | 0 | 0 | 17 | 0
21.01. | 20 | 70.55 |  | 53.55 | 0 | 0 | 17 | 0
21.01. | 21 | 70.55 |  | 53.55 | 0 | 0 | 17 | 0
21.01. | 22 | 70.55 |  | 53.55 | 0 | 0 | 17 | 0
21.01. | 23 | 70.55 |  | 53.55 | 0 | 0 | 17 | 0
21.01. | 24 | 70.55 |  | 53.55 | 0 | 0 | 17 | 0
22.01. | 1 | 70.55 |  | 53.55 | 0 | 0 | 17 | 0
22.01. | 2 | 70.55 |  | 53.55 | 0 | 0 | 17 | 0
22.01. | 3 | 70.55 |  | 53.55 | 0 | 0 | 17 | 0
22.01. | 4 | 70.55 |  | 53.55 | 0 | 0 | 17 | 0
22.01. | 5 | 70.55 |  | 53.55 | 0 | 0 | 17 | 0
22.01. | 6 | 70.55 |  | 53.55 | 0 | 0 | 17 | 0
22.01. | 7 | 70.55 |  | 53.55 | 0 | 0 | 17 | 0
22.01. | 8 | 70.55 |  | 53.55 | 0 | 0 | 17 | 0
22.01. | 9 | 70.55 |  | 53.55 | 0 | 0 | 17 | 0
22.01. | 10 | 70.55 |  | 53.55 | 0 | 0 | 17 | 0
22.01. | 11 | 70.55 |  | 53.55 | 0 | 0 | 17 | 0
22.01. | 12 | 70.55 |  | 53.55 | 0 | 0 | 17 | 0
22.01. | 13 | 70.55 |  | 53.55 | 0 | 0 | 17 | 0
22.01. | 14 | 70.55 |  | 53.55 | 0 | 0 | 17 | 0
22.01. | 15 | 70.55 |  | 53.55 | 0 | 0 | 17 | 0
22.01. | 16 | 70.55 |  | 53.55 | 0 | 0 | 17 | 0
22.01. | 17 | 70.55 |  | 53.55 | 0 | 0 | 17 | 0
22.01. | 18 | 70.55 |  | 53.55 | 0 | 0 | 17 | 0
22.01. | 19 | 70.55 |  | 53.55 | 0 | 0 | 17 | 0
22.01. | 20 | 70.55 |  | 53.55 | 0 | 0 | 17 | 0
22.01. | 21 | 70.55 |  | 53.55 | 0 | 0 | 17 | 0
22.01. | 22 | 70.55 |  | 53.55 | 0 | 0 | 17 | 0
22.01. | 23 | 70.55 |  | 53.55 | 0 | 0 | 17 | 0
22.01. | 24 | 70.55 |  | 53.55 | 0 | 0 | 17 | 0
23.01. | 1 | 70.55 |  | 53.55 | 0 | 0 | 17 | 0
23.01. | 2 | 70.55 |  | 53.55 | 0 | 0 | 17 | 0
23.01. | 3 | 70.55 |  | 53.55 | 0 | 0 | 17 | 0
23.01. | 4 | 70.55 |  | 53.55 | 0 | 0 | 17 | 0
23.01. | 5 | 70.55 |  | 53.55 | 0 | 0 | 17 | 0
23.01. | 6 | 70.55 |  | 53.55 | 0 | 0 | 17 | 0
23.01. | 7 | 70.55 |  | 53.55 | 0 | 0 | 17 | 0
23.01. | 8 | 70.55 |  | 53.55 | 0 | 0 | 17 | 0
23.01. | 9 | 70.55 |  | 53.55 | 0 | 0 | 17 | 0
23.01. | 10 | 70.55 |  | 53.55 | 0 | 0 | 17 | 0
23.01. | 11 | 70.55 |  | 53.55 | 0 | 0 | 17 | 0
23.01. | 12 | 70.55 |  | 53.55 | 0 | 0 | 17 | 0
23.01. | 13 | 70.55 |  | 53.55 | 0 | 0 | 17 | 0
23.01. | 14 | 70.55 |  | 53.55 | 0 | 0 | 17 | 0
23.01. | 15 | 70.55 |  | 53.55 | 0 | 0 | 17 | 0
23.01. | 16 | 70.55 |  | 53.55 | 0 | 0 | 17 | 0
23.01. | 17 | 70.55 |  | 53.55 | 0 | 0 | 17 | 0
23.01. | 18 | 70.55 |  | 53.55 | 0 | 0 | 17 | 0
23.01. | 19 | 70.55 |  | 53.55 | 0 | 0 | 17 | 0
23.01. | 20 | 70.55 |  | 53.55 | 0 | 0 | 17 | 0
23.01. | 21 | 70.55 |  | 53.55 | 0 | 0 | 17 | 0
23.01. | 22 | 70.55 |  | 53.55 | 0 | 0 | 17 | 0
23.01. | 23 | 70.55 |  | 53.55 | 0 | 0 | 17 | 0
23.01. | 24 | 70.55 |  | 53.55 | 0 | 0 | 17 | 0
24.01. | 1 | 70.55 |  | 53.55 | 0 | 0 | 17 | 0
24.01. | 2 | 70.55 |  | 53.55 | 0 | 0 | 17 | 0
24.01. | 3 | 70.55 |  | 53.55 | 0 | 0 | 17 | 0
24.01. | 4 | 70.55 |  | 53.55 | 0 | 0 | 17 | 0
24.01. | 5 | 70.55 |  | 53.55 | 0 | 0 | 17 | 0
24.01. | 6 | 70.55 |  | 53.55 | 0 | 0 | 17 | 0
24.01. | 7 | 70.55 |  | 53.55 | 0 | 0 | 17 | 0
24.01. | 8 | 70.55 |  | 53.55 | 0 | 0 | 17 | 0
24.01. | 9 | 70.55 |  | 53.55 | 0 | 0 | 17 | 0
24.01. | 10 | 70.55 |  | 53.55 | 0 | 0 | 17 | 0
24.01. | 11 | 70.55 |  | 53.55 | 0 | 0 | 17 | 0
24.01. | 12 | 70.55 |  | 53.55 | 0 | 0 | 17 | 0
24.01. | 13 | 70.55 |  | 53.55 | 0 | 0 | 17 | 0
24.01. | 14 | 70.55 |  | 53.55 | 0 | 0 | 17 | 0
24.01. | 15 | 70.55 |  | 53.55 | 0 | 0 | 17 | 0
24.01. | 16 | 70.55 |  | 53.55 | 0 | 0 | 17 | 0
24.01. | 17 | 70.55 |  | 53.55 | 0 | 0 | 17 | 0
24.01. | 18 | 70.55 |  | 53.55 | 0 | 0 | 17 | 0
24.01. | 19 | 70.55 |  | 53.55 | 0 | 0 | 17 | 0
24.01. | 20 | 70.55 |  | 53.55 | 0 | 0 | 17 | 0
24.01. | 21 | 70.55 |  | 53.55 | 0 | 0 | 17 | 0
24.01. | 22 | 70.55 |  | 53.55 | 0 | 0 | 17 | 0
24.01. | 23 | 70.55 |  | 53.55 | 0 | 0 | 17 | 0
24.01. | 24 | 70.55 |  | 53.55 | 0 | 0 | 17 | 0
25.01. | 1 | 70.55 |  | 53.55 | 0 | 0 | 17 | 0
25.01. | 2 | 70.55 |  | 53.55 | 0 | 0 | 17 | 0
25.01. | 3 | 70.55 |  | 53.55 | 0 | 0 | 17 | 0
25.01. | 4 | 70.55 |  | 53.55 | 0 | 0 | 17 | 0
25.01. | 5 | 70.55 |  | 53.55 | 0 | 0 | 17 | 0
25.01. | 6 | 70.55 |  | 53.55 | 0 | 0 | 17 | 0
25.01. | 7 | 70.55 |  | 53.55 | 0 | 0 | 17 | 0
25.01. | 8 | 70.55 |  | 53.55 | 0 | 0 | 17 | 0
25.01. | 9 | 70.55 |  | 53.55 | 0 | 0 | 17 | 0
25.01. | 10 | 70.55 |  | 53.55 | 0 | 0 | 17 | 0
25.01. | 11 | 70.55 |  | 53.55 | 0 | 0 | 17 | 0
25.01. | 12 | 70.55 |  | 53.55 | 0 | 0 | 17 | 0
25.01. | 13 | 70.55 |  | 53.55 | 0 | 0 | 17 | 0
25.01. | 14 | 70.55 |  | 53.55 | 0 | 0 | 17 | 0
25.01. | 15 | 70.55 |  | 53.55 | 0 | 0 | 17 | 0
25.01. | 16 | 70.55 |  | 53.55 | 0 | 0 | 17 | 0
25.01. | 17 | 70.55 |  | 53.55 | 0 | 0 | 17 | 0
25.01. | 18 | 70.55 |  | 53.55 | 0 | 0 | 17 | 0
25.01. | 19 | 70.55 |  | 53.55 | 0 | 0 | 17 | 0
25.01. | 20 | 70.55 |  | 53.55 | 0 | 0 | 17 | 0
25.01. | 21 | 70.55 |  | 53.55 | 0 | 0 | 17 | 0
25.01. | 22 | 70.55 |  | 53.55 | 0 | 0 | 17 | 0
25.01. | 23 | 70.55 |  | 53.55 | 0 | 0 | 17 | 0
25.01. | 24 | 70.55 |  | 53.55 | 0 | 0 | 17 | 0
26.01. | 1 | 70.55 |  | 53.55 | 0 | 0 | 17 | 0
26.01. | 2 | 70.55 |  | 53.55 | 0 | 0 | 17 | 0
26.01. | 3 | 70.55 |  | 53.55 | 0 | 0 | 17 | 0
26.01. | 4 | 70.55 |  | 53.55 | 0 | 0 | 17 | 0
26.01. | 5 | 70.55 |  | 53.55 | 0 | 0 | 17 | 0
26.01. | 6 | 70.55 |  | 53.55 | 0 | 0 | 17 | 0
26.01. | 7 | 70.55 |  | 53.55 | 0 | 0 | 17 | 0
26.01. | 8 | 70.55 |  | 53.55 | 0 | 0 | 17 | 0
26.01. | 9 | 70.55 |  | 53.55 | 0 | 0 | 17 | 0
26.01. | 10 | 70.55 |  | 53.55 | 0 | 0 | 17 | 0
26.01. | 11 | 70.55 |  | 53.55 | 0 | 0 | 17 | 0
26.01. | 12 | 70.55 |  | 53.55 | 0 | 0 | 17 | 0
26.01. | 13 | 70.55 |  | 53.55 | 0 | 0 | 17 | 0
26.01. | 14 | 70.55 |  | 53.55 | 0 | 0 | 17 | 0
26.01. | 15 | 70.55 |  | 53.55 | 0 | 0 | 17 | 0
26.01. | 16 | 70.55 |  | 53.55 | 0 | 0 | 17 | 0
26.01. | 17 | 70.55 |  | 53.55 | 0 | 0 | 17 | 0
26.01. | 18 | 70.55 |  | 53.55 | 0 | 0 | 17 | 0
26.01. | 19 | 70.55 |  | 53.55 | 0 | 0 | 17 | 0
26.01. | 20 | 70.55 |  | 53.55 | 0 | 0 | 17 | 0
26.01. | 21 | 70.55 |  | 53.55 | 0 | 0 | 17 | 0
26.01. | 22 | 70.55 |  | 53.55 | 0 | 0 | 17 | 0
26.01. | 23 | 70.55 |  | 53.55 | 0 | 0 | 17 | 0
26.01. | 24 | 70.55 |  | 53.55 | 0 | 0 | 17 | 0
27.01. | 1 | 70.55 |  | 53.55 | 0 | 0 | 17 | 0
27.01. | 2 | 70.55 |  | 53.55 | 0 | 0 | 17 | 0
27.01. | 3 | 70.55 |  | 53.55 | 0 | 0 | 17 | 0
27.01. | 4 | 70.55 |  | 53.55 | 0 | 0 | 17 | 0
27.01. | 5 | 70.55 |  | 53.55 | 0 | 0 | 17 | 0
27.01. | 6 | 70.55 |  | 53.55 | 0 | 0 | 17 | 0
27.01. | 7 | 70.55 |  | 53.55 | 0 | 0 | 17 | 0
27.01. | 8 | 70.55 |  | 53.55 | 0 | 0 | 17 | 0
27.01. | 9 | 70.55 |  | 53.55 | 0 | 0 | 17 | 0
27.01. | 10 | 70.55 |  | 53.55 | 0 | 0 | 17 | 0
27.01. | 11 | 70.55 |  | 53.55 | 0 | 0 | 17 | 0
27.01. | 12 | 70.55 |  | 53.55 | 0 | 0 | 17 | 0
27.01. | 13 | 70.55 |  | 53.55 | 0 | 0 | 17 | 0
27.01. | 14 | 70.55 |  | 53.55 | 0 | 0 | 17 | 0
27.01. | 15 | 70.55 |  | 53.55 | 0 | 0 | 17 | 0
27.01. | 16 | 70.55 |  | 53.55 | 0 | 0 | 17 | 0
27.01. | 17 | 70.55 |  | 53.55 | 0 | 0 | 17 | 0
27.01. | 18 | 70.55 |  | 53.55 | 0 | 0 | 17 | 0
27.01. | 19 | 70.55 |  | 53.55 | 0 | 0 | 17 | 0
27.01. | 20 | 70.55 |  | 53.55 | 0 | 0 | 17 | 0
27.01. | 21 | 70.55 |  | 53.55 | 0 | 0 | 17 | 0
27.01. | 22 | 70.55 |  | 53.55 | 0 | 0 | 17 | 0
27.01. | 23 | 70.55 |  | 53.55 | 0 | 0 | 17 | 0
27.01. | 24 | 70.55 |  | 53.55 | 0 | 0 | 17 | 0
28.01. | 1 | 70.55 |  | 53.55 | 0 | 0 | 17 | 0
28.01. | 2 | 70.55 |  | 53.55 | 0 | 0 | 17 | 0
28.01. | 3 | 70.55 |  | 53.55 | 0 | 0 | 17 | 0
28.01. | 4 | 70.55 |  | 53.55 | 0 | 0 | 17 | 0
28.01. | 5 | 70.55 |  | 53.55 | 0 | 0 | 17 | 0
28.01. | 6 | 70.55 |  | 53.55 | 0 | 0 | 17 | 0
28.01. | 7 | 70.55 |  | 53.55 | 0 | 0 | 17 | 0
28.01. | 8 | 70.55 |  | 53.55 | 0 | 0 | 17 | 0
28.01. | 9 | 70.55 |  | 53.55 | 0 | 0 | 17 | 0
28.01. | 10 | 70.55 |  | 53.55 | 0 | 0 | 17 | 0
28.01. | 11 | 70.55 |  | 53.55 | 0 | 0 | 17 | 0
28.01. | 12 | 70.55 |  | 53.55 | 0 | 0 | 17 | 0
28.01. | 13 | 70.55 |  | 53.55 | 0 | 0 | 17 | 0
28.01. | 14 | 70.55 |  | 53.55 | 0 | 0 | 17 | 0
28.01. | 15 | 70.55 |  | 53.55 | 0 | 0 | 17 | 0
28.01. | 16 | 70.55 |  | 53.55 | 0 | 0 | 17 | 0
28.01. | 17 | 70.55 |  | 53.55 | 0 | 0 | 17 | 0
28.01. | 18 | 70.55 |  | 53.55 | 0 | 0 | 17 | 0
28.01. | 19 | 70.55 |  | 53.55 | 0 | 0 | 17 | 0
28.01. | 20 | 70.55 |  | 53.55 | 0 | 0 | 17 | 0
28.01. | 21 | 70.55 |  | 53.55 | 0 | 0 | 17 | 0
28.01. | 22 | 70.55 |  | 53.55 | 0 | 0 | 17 | 0
28.01. | 23 | 70.55 |  | 53.55 | 0 | 0 | 17 | 0
28.01. | 24 | 70.55 |  | 53.55 | 0 | 0 | 17 | 0
29.01. | 1 | 70.55 |  | 53.55 | 0 | 0 | 17 | 0
29.01. | 2 | 70.55 |  | 53.55 | 0 | 0 | 17 | 0
29.01. | 3 | 70.55 |  | 53.55 | 0 | 0 | 17 | 0
29.01. | 4 | 70.55 |  | 53.55 | 0 | 0 | 17 | 0
29.01. | 5 | 70.55 |  | 53.55 | 0 | 0 | 17 | 0
29.01. | 6 | 70.55 |  | 53.55 | 0 | 0 | 17 | 0
29.01. | 7 | 70.55 |  | 53.55 | 0 | 0 | 17 | 0
29.01. | 8 | 70.55 |  | 53.55 | 0 | 0 | 17 | 0
29.01. | 9 | 70.55 |  | 53.55 | 0 | 0 | 17 | 0
29.01. | 10 | 70.55 |  | 53.55 | 0 | 0 | 17 | 0
29.01. | 11 | 70.55 |  | 53.55 | 0 | 0 | 17 | 0
29.01. | 12 | 70.55 |  | 53.55 | 0 | 0 | 17 | 0
29.01. | 13 | 70.55 |  | 53.55 | 0 | 0 | 17 | 0
29.01. | 14 | 70.55 |  | 53.55 | 0 | 0 | 17 | 0
29.01. | 15 | 70.55 |  | 53.55 | 0 | 0 | 17 | 0
29.01. | 16 | 70.55 |  | 53.55 | 0 | 0 | 17 | 0
29.01. | 17 | 70.55 |  | 53.55 | 0 | 0 | 17 | 0
29.01. | 18 | 70.55 |  | 53.55 | 0 | 0 | 17 | 0
29.01. | 19 | 70.55 |  | 53.55 | 0 | 0 | 17 | 0
29.01. | 20 | 70.55 |  | 53.55 | 0 | 0 | 17 | 0
29.01. | 21 | 70.55 |  | 53.55 | 0 | 0 | 17 | 0
29.01. | 22 | 70.55 |  | 53.55 | 0 | 0 | 17 | 0
29.01. | 23 | 70.55 |  | 53.55 | 0 | 0 | 17 | 0
29.01. | 24 | 70.55 |  | 53.55 | 0 | 0 | 17 | 0
30.01. | 1 | 70.55 |  | 53.55 | 0 | 0 | 17 | 0
30.01. | 2 | 70.55 |  | 53.55 | 0 | 0 | 17 | 0
30.01. | 3 | 70.55 |  | 53.55 | 0 | 0 | 17 | 0
30.01. | 4 | 70.55 |  | 53.55 | 0 | 0 | 17 | 0
30.01. | 5 | 70.55 |  | 53.55 | 0 | 0 | 17 | 0
30.01. | 6 | 70.55 |  | 53.55 | 0 | 0 | 17 | 0
30.01. | 7 | 70.55 |  | 53.55 | 0 | 0 | 17 | 0
30.01. | 8 | 70.55 |  | 53.55 | 0 | 0 | 17 | 0
30.01. | 9 | 70.55 |  | 53.55 | 0 | 0 | 17 | 0
30.01. | 10 | 70.55 |  | 53.55 | 0 | 0 | 17 | 0
30.01. | 11 | 70.55 |  | 53.55 | 0 | 0 | 17 | 0
30.01. | 12 | 70.55 |  | 53.55 | 0 | 0 | 17 | 0
30.01. | 13 | 70.55 |  | 53.55 | 0 | 0 | 17 | 0
30.01. | 14 | 70.55 |  | 53.55 | 0 | 0 | 17 | 0
30.01. | 15 | 70.55 |  | 53.55 | 0 | 0 | 17 | 0
30.01. | 16 | 70.55 |  | 53.55 | 0 | 0 | 17 | 0
30.01. | 17 | 70.55 |  | 53.55 | 0 | 0 | 17 | 0
30.01. | 18 | 70.55 |  | 53.55 | 0 | 0 | 17 | 0
30.01. | 19 | 70.55 |  | 53.55 | 0 | 0 | 17 | 0
30.01. | 20 | 70.55 |  | 53.55 | 0 | 0 | 17 | 0
30.01. | 21 | 70.55 |  | 53.55 | 0 | 0 | 17 | 0
30.01. | 22 | 70.55 |  | 53.55 | 0 | 0 | 17 | 0
30.01. | 23 | 70.55 |  | 53.55 | 0 | 0 | 17 | 0
30.01. | 24 | 70.55 |  | 53.55 | 0 | 0 | 17 | 0
31.01. | 1 | 70.55 |  | 53.55 | 0 | 0 | 17 | 0
31.01. | 2 | 70.55 |  | 53.55 | 0 | 0 | 17 | 0
31.01. | 3 | 70.55 |  | 53.55 | 0 | 0 | 17 | 0
31.01. | 4 | 70.55 |  | 53.55 | 0 | 0 | 17 | 0
31.01. | 5 | 70.55 |  | 53.55 | 0 | 0 | 17 | 0
31.01. | 6 | 70.55 |  | 53.55 | 0 | 0 | 17 | 0
31.01. | 7 | 70.55 |  | 53.55 | 0 | 0 | 17 | 0
31.01. | 8 | 70.55 |  | 53.55 | 0 | 0 | 17 | 0
31.01. | 9 | 70.55 |  | 53.55 | 0 | 0 | 17 | 0
31.01. | 10 | 70.55 |  | 53.55 | 0 | 0 | 17 | 0
31.01. | 11 | 70.55 |  | 53.55 | 0 | 0 | 17 | 0
31.01. | 12 | 70.55 |  | 53.55 | 0 | 0 | 17 | 0
31.01. | 13 | 70.55 |  | 53.55 | 0 | 0 | 17 | 0
31.01. | 14 | 70.55 |  | 53.55 | 0 | 0 | 17 | 0
31.01. | 15 | 70.55 |  | 53.55 | 0 | 0 | 17 | 0
31.01. | 16 | 70.55 |  | 53.55 | 0 | 0 | 17 | 0
31.01. | 17 | 70.55 |  | 53.55 | 0 | 0 | 17 | 0
31.01. | 18 | 70.55 |  | 53.55 | 0 | 0 | 17 | 0
31.01. | 19 | 70.55 |  | 53.55 | 0 | 0 | 17 | 0
31.01. | 20 | 70.55 |  | 53.55 | 0 | 0 | 17 | 0
31.01. | 21 | 70.55 |  | 53.55 | 0 | 0 | 17 | 0
31.01. | 22 | 70.55 |  | 53.55 | 0 | 0 | 17 | 0
31.01. | 23 | 70.55 |  | 53.55 | 0 | 0 | 17 | 0
31.01. | 24 | 70.55 |  | 53.55 | 0 | 0 | 17 | 0
01.02. | 1 | 70.55 |  | 53.55 | 0 | 0 | 17 | 0
01.02. | 2 | 70.55 |  | 53.55 | 0 | 0 | 17 | 0
01.02. | 3 | 70.55 |  | 53.55 | 0 | 0 | 17 | 0
01.02. | 4 | 70.55 |  | 53.55 | 0 | 0 | 17 | 0
01.02. | 5 | 70.55 |  | 53.55 | 0 | 0 | 17 | 0
01.02. | 6 | 70.55 |  | 53.55 | 0 | 0 | 17 | 0
01.02. | 7 | 70.55 |  | 53.55 | 0 | 0 | 17 | 0
01.02. | 8 | 70.55 |  | 53.55 | 0 | 0 | 17 | 0
01.02. | 9 | 70.55 |  | 53.55 | 0 | 0 | 17 | 0
01.02. | 10 | 70.55 |  | 53.55 | 0 | 0 | 17 | 0
01.02. | 11 | 70.55 |  | 53.55 | 0 | 0 | 17 | 0
01.02. | 12 | 70.55 |  | 53.55 | 0 | 0 | 17 | 0
01.02. | 13 | 70.55 |  | 53.55 | 0 | 0 | 17 | 0
01.02. | 14 | 70.55 |  | 53.55 | 0 | 0 | 17 | 0
01.02. | 15 | 70.55 |  | 53.55 | 0 | 0 | 17 | 0
01.02. | 16 | 70.55 |  | 53.55 | 0 | 0 | 17 | 0
01.02. | 17 | 70.55 |  | 53.55 | 0 | 0 | 17 | 0
01.02. | 18 | 70.55 |  | 53.55 | 0 | 0 | 17 | 0
01.02. | 19 | 70.55 |  | 53.55 | 0 | 0 | 17 | 0
01.02. | 20 | 70.55 |  | 53.55 | 0 | 0 | 17 | 0
01.02. | 21 | 70.55 |  | 53.55 | 0 | 0 | 17 | 0
01.02. | 22 | 70.55 |  | 53.55 | 0 | 0 | 17 | 0
01.02. | 23 | 70.55 |  | 53.55 | 0 | 0 | 17 | 0
01.02. | 24 | 70.55 |  | 53.55 | 0 | 0 | 17 | 0
02.02. | 1 | 70.55 |  | 53.55 | 0 | 0 | 17 | 0
02.02. | 2 | 70.55 |  | 53.55 | 0 | 0 | 17 | 0
02.02. | 3 | 70.55 |  | 53.55 | 0 | 0 | 17 | 0
02.02. | 4 | 70.55 |  | 53.55 | 0 | 0 | 17 | 0
02.02. | 5 | 70.55 |  | 53.55 | 0 | 0 | 17 | 0
02.02. | 6 | 70.55 |  | 53.55 | 0 | 0 | 17 | 0
02.02. | 7 | 70.55 |  | 53.55 | 0 | 0 | 17 | 0
02.02. | 8 | 70.55 |  | 53.55 | 0 | 0 | 17 | 0
02.02. | 9 | 70.55 |  | 53.55 | 0 | 0 | 17 | 0
02.02. | 10 | 70.55 |  | 53.55 | 0 | 0 | 17 | 0
02.02. | 11 | 70.55 |  | 53.55 | 0 | 0 | 17 | 0
02.02. | 12 | 70.55 |  | 53.55 | 0 | 0 | 17 | 0
02.02. | 13 | 70.55 |  | 53.55 | 0 | 0 | 17 | 0
02.02. | 14 | 70.55 |  | 53.55 | 0 | 0 | 17 | 0
02.02. | 15 | 70.55 |  | 53.55 | 0 | 0 | 17 | 0
02.02. | 16 | 70.55 |  | 53.55 | 0 | 0 | 17 | 0
02.02. | 17 | 70.55 |  | 53.55 | 0 | 0 | 17 | 0
02.02. | 18 | 70.55 |  | 53.55 | 0 | 0 | 17 | 0
02.02. | 19 | 70.55 |  | 53.55 | 0 | 0 | 17 | 0
02.02. | 20 | 70.55 |  | 53.55 | 0 | 0 | 17 | 0
02.02. | 21 | 70.55 |  | 53.55 | 0 | 0 | 17 | 0
02.02. | 22 | 70.55 |  | 53.55 | 0 | 0 | 17 | 0
02.02. | 23 | 70.55 |  | 53.55 | 0 | 0 | 17 | 0
02.02. | 24 | 70.55 |  | 53.55 | 0 | 0 | 17 | 0
03.02. | 1 | 70.55 |  | 53.55 | 0 | 0 | 17 | 0
03.02. | 2 | 70.55 |  | 53.55 | 0 | 0 | 17 | 0
03.02. | 3 | 70.55 |  | 53.55 | 0 | 0 | 17 | 0
03.02. | 4 | 70.55 |  | 53.55 | 0 | 0 | 17 | 0
03.02. | 5 | 70.55 |  | 53.55 | 0 | 0 | 17 | 0
03.02. | 6 | 70.55 |  | 53.55 | 0 | 0 | 17 | 0
03.02. | 7 | 70.55 |  | 53.55 | 0 | 0 | 17 | 0
03.02. | 8 | 70.55 |  | 53.55 | 0 | 0 | 17 | 0
03.02. | 9 | 70.55 |  | 53.55 | 0 | 0 | 17 | 0
03.02. | 10 | 70.55 |  | 53.55 | 0 | 0 | 17 | 0
03.02. | 11 | 70.55 |  | 53.55 | 0 | 0 | 17 | 0
03.02. | 12 | 70.55 |  | 53.55 | 0 | 0 | 17 | 0
03.02. | 13 | 70.55 |  | 53.55 | 0 | 0 | 17 | 0
03.02. | 14 | 70.55 |  | 53.55 | 0 | 0 | 17 | 0
03.02. | 15 | 70.55 |  | 53.55 | 0 | 0 | 17 | 0
03.02. | 16 | 70.55 |  | 53.55 | 0 | 0 | 17 | 0
03.02. | 17 | 70.55 |  | 53.55 | 0 | 0 | 17 | 0
03.02. | 18 | 70.55 |  | 53.55 | 0 | 0 | 17 | 0
03.02. | 19 | 70.55 |  | 53.55 | 0 | 0 | 17 | 0
03.02. | 20 | 70.55 |  | 53.55 | 0 | 0 | 17 | 0
03.02. | 21 | 70.55 |  | 53.55 | 0 | 0 | 17 | 0
03.02. | 22 | 70.55 |  | 53.55 | 0 | 0 | 17 | 0
03.02. | 23 | 70.55 |  | 53.55 | 0 | 0 | 17 | 0
03.02. | 24 | 70.55 |  | 53.55 | 0 | 0 | 17 | 0
04.02. | 1 | 70.55 |  | 53.55 | 0 | 0 | 17 | 0
04.02. | 2 | 70.55 |  | 53.55 | 0 | 0 | 17 | 0
04.02. | 3 | 70.55 |  | 53.55 | 0 | 0 | 17 | 0
04.02. | 4 | 70.55 |  | 53.55 | 0 | 0 | 17 | 0
04.02. | 5 | 70.55 |  | 53.55 | 0 | 0 | 17 | 0
04.02. | 6 | 70.55 |  | 53.55 | 0 | 0 | 17 | 0
04.02. | 7 | 70.55 |  | 53.55 | 0 | 0 | 17 | 0
04.02. | 8 | 70.55 |  | 53.55 | 0 | 0 | 17 | 0
04.02. | 9 | 70.55 |  | 53.55 | 0 | 0 | 17 | 0
04.02. | 10 | 70.55 |  | 53.55 | 0 | 0 | 17 | 0
04.02. | 11 | 70.55 |  | 53.55 | 0 | 0 | 17 | 0
04.02. | 12 | 70.55 |  | 53.55 | 0 | 0 | 17 | 0
04.02. | 13 | 70.55 |  | 53.55 | 0 | 0 | 17 | 0
04.02. | 14 | 70.55 |  | 53.55 | 0 | 0 | 17 | 0
04.02. | 15 | 70.55 |  | 53.55 | 0 | 0 | 17 | 0
04.02. | 16 | 70.55 |  | 53.55 | 0 | 0 | 17 | 0
04.02. | 17 | 70.55 |  | 53.55 | 0 | 0 | 17 | 0
04.02. | 18 | 70.55 |  | 53.55 | 0 | 0 | 17 | 0
04.02. | 19 | 70.55 |  | 53.55 | 0 | 0 | 17 | 0
04.02. | 20 | 70.55 |  | 53.55 | 0 | 0 | 17 | 0
04.02. | 21 | 70.55 |  | 53.55 | 0 | 0 | 17 | 0
04.02. | 22 | 70.55 |  | 53.55 | 0 | 0 | 17 | 0
04.02. | 23 | 70.55 |  | 53.55 | 0 | 0 | 17 | 0
04.02. | 24 | 70.55 |  | 53.55 | 0 | 0 | 17 | 0
05.02. | 1 | 70.55 |  | 53.55 | 0 | 0 | 17 | 0
05.02. | 2 | 70.55 |  | 53.55 | 0 | 0 | 17 | 0
05.02. | 3 | 70.55 |  | 53.55 | 0 | 0 | 17 | 0
05.02. | 4 | 70.55 |  | 53.55 | 0 | 0 | 17 | 0
05.02. | 5 | 70.55 |  | 53.55 | 0 | 0 | 17 | 0
05.02. | 6 | 70.55 |  | 53.55 | 0 | 0 | 17 | 0
05.02. | 7 | 70.55 |  | 53.55 | 0 | 0 | 17 | 0
05.02. | 8 | 70.55 |  | 53.55 | 0 | 0 | 17 | 0
05.02. | 9 | 70.55 |  | 53.55 | 0 | 0 | 17 | 0
05.02. | 10 | 70.55 |  | 53.55 | 0 | 0 | 17 | 0
05.02. | 11 | 70.55 |  | 53.55 | 0 | 0 | 17 | 0
05.02. | 12 | 70.55 |  | 53.55 | 0 | 0 | 17 | 0
05.02. | 13 | 70.55 |  | 53.55 | 0 | 0 | 17 | 0
05.02. | 14 | 70.55 |  | 53.55 | 0 | 0 | 17 | 0
05.02. | 15 | 70.55 |  | 53.55 | 0 | 0 | 17 | 0
05.02. | 16 | 70.55 |  | 53.55 | 0 | 0 | 17 | 0
05.02. | 17 | 70.55 |  | 53.55 | 0 | 0 | 17 | 0
05.02. | 18 | 70.55 |  | 53.55 | 0 | 0 | 17 | 0
05.02. | 19 | 70.55 |  | 53.55 | 0 | 0 | 17 | 0
05.02. | 20 | 70.55 |  | 53.55 | 0 | 0 | 17 | 0
05.02. | 21 | 70.55 |  | 53.55 | 0 | 0 | 17 | 0
05.02. | 22 | 70.55 |  | 53.55 | 0 | 0 | 17 | 0
05.02. | 23 | 70.55 |  | 53.55 | 0 | 0 | 17 | 0
05.02. | 24 | 70.55 |  | 53.55 | 0 | 0 | 17 | 0
06.02. | 1 | 70.55 |  | 53.55 | 0 | 0 | 17 | 0
06.02. | 2 | 70.55 |  | 53.55 | 0 | 0 | 17 | 0
06.02. | 3 | 70.55 |  | 53.55 | 0 | 0 | 17 | 0
06.02. | 4 | 70.55 |  | 53.55 | 0 | 0 | 17 | 0
06.02. | 5 | 70.55 |  | 53.55 | 0 | 0 | 17 | 0
06.02. | 6 | 70.55 |  | 53.55 | 0 | 0 | 17 | 0
06.02. | 7 | 70.55 |  | 53.55 | 0 | 0 | 17 | 0
06.02. | 8 | 70.55 |  | 53.55 | 0 | 0 | 17 | 0
06.02. | 9 | 70.55 |  | 53.55 | 0 | 0 | 17 | 0
06.02. | 10 | 70.55 |  | 53.55 | 0 | 0 | 17 | 0
06.02. | 11 | 70.55 |  | 53.55 | 0 | 0 | 17 | 0
06.02. | 12 | 70.55 |  | 53.55 | 0 | 0 | 17 | 0
06.02. | 13 | 70.55 |  | 53.55 | 0 | 0 | 17 | 0
06.02. | 14 | 70.55 |  | 53.55 | 0 | 0 | 17 | 0
06.02. | 15 | 70.55 |  | 53.55 | 0 | 0 | 17 | 0
06.02. | 16 | 70.55 |  | 53.55 | 0 | 0 | 17 | 0
06.02. | 17 | 70.55 |  | 53.55 | 0 | 0 | 17 | 0
06.02. | 18 | 70.55 |  | 53.55 | 0 | 0 | 17 | 0
06.02. | 19 | 70.55 |  | 53.55 | 0 | 0 | 17 | 0
06.02. | 20 | 70.55 |  | 53.55 | 0 | 0 | 17 | 0
06.02. | 21 | 70.55 |  | 53.55 | 0 | 0 | 17 | 0
06.02. | 22 | 70.55 |  | 53.55 | 0 | 0 | 17 | 0
06.02. | 23 | 70.55 |  | 53.55 | 0 | 0 | 17 | 0
06.02. | 24 | 70.55 |  | 53.55 | 0 | 0 | 17 | 0
07.02. | 1 | 70.55 |  | 53.55 | 0 | 0 | 17 | 0
07.02. | 2 | 70.55 |  | 53.55 | 0 | 0 | 17 | 0
07.02. | 3 | 70.55 |  | 53.55 | 0 | 0 | 17 | 0
07.02. | 4 | 70.55 |  | 53.55 | 0 | 0 | 17 | 0
07.02. | 5 | 70.55 |  | 53.55 | 0 | 0 | 17 | 0
07.02. | 6 | 70.55 |  | 53.55 | 0 | 0 | 17 | 0
07.02. | 7 | 70.55 |  | 53.55 | 0 | 0 | 17 | 0
07.02. | 8 | 70.55 |  | 53.55 | 0 | 0 | 17 | 0
07.02. | 9 | 70.55 |  | 53.55 | 0 | 0 | 17 | 0
07.02. | 10 | 70.55 |  | 53.55 | 0 | 0 | 17 | 0
07.02. | 11 | 70.55 |  | 53.55 | 0 | 0 | 17 | 0
07.02. | 12 | 70.55 |  | 53.55 | 0 | 0 | 17 | 0
07.02. | 13 | 70.55 |  | 53.55 | 0 | 0 | 17 | 0
07.02. | 14 | 70.55 |  | 53.55 | 0 | 0 | 17 | 0
07.02. | 15 | 70.55 |  | 53.55 | 0 | 0 | 17 | 0
07.02. | 16 | 70.55 |  | 53.55 | 0 | 0 | 17 | 0
07.02. | 17 | 70.55 |  | 53.55 | 0 | 0 | 17 | 0
07.02. | 18 | 70.55 |  | 53.55 | 0 | 0 | 17 | 0
07.02. | 19 | 70.55 |  | 53.55 | 0 | 0 | 17 | 0
07.02. | 20 | 70.55 |  | 53.55 | 0 | 0 | 17 | 0
07.02. | 21 | 70.55 |  | 53.55 | 0 | 0 | 17 | 0
07.02. | 22 | 70.55 |  | 53.55 | 0 | 0 | 17 | 0
07.02. | 23 | 70.55 |  | 53.55 | 0 | 0 | 17 | 0
07.02. | 24 | 70.55 |  | 53.55 | 0 | 0 | 17 | 0
08.02. | 1 | 70.55 |  | 53.55 | 0 | 0 | 17 | 0
08.02. | 2 | 70.55 |  | 53.55 | 0 | 0 | 17 | 0
08.02. | 3 | 70.55 |  | 53.55 | 0 | 0 | 17 | 0
08.02. | 4 | 70.55 |  | 53.55 | 0 | 0 | 17 | 0
08.02. | 5 | 70.55 |  | 53.55 | 0 | 0 | 17 | 0
08.02. | 6 | 70.55 |  | 53.55 | 0 | 0 | 17 | 0
08.02. | 7 | 70.55 |  | 53.55 | 0 | 0 | 17 | 0
08.02. | 8 | 70.55 |  | 53.55 | 0 | 0 | 17 | 0
08.02. | 9 | 70.55 |  | 53.55 | 0 | 0 | 17 | 0
08.02. | 10 | 70.55 |  | 53.55 | 0 | 0 | 17 | 0
08.02. | 11 | 70.55 |  | 53.55 | 0 | 0 | 17 | 0
08.02. | 12 | 70.55 |  | 53.55 | 0 | 0 | 17 | 0
08.02. | 13 | 70.55 |  | 53.55 | 0 | 0 | 17 | 0
08.02. | 14 | 70.55 |  | 53.55 | 0 | 0 | 17 | 0
08.02. | 15 | 70.55 |  | 53.55 | 0 | 0 | 17 | 0
08.02. | 16 | 70.55 |  | 53.55 | 0 | 0 | 17 | 0
08.02. | 17 | 70.55 |  | 53.55 | 0 | 0 | 17 | 0
08.02. | 18 | 70.55 |  | 53.55 | 0 | 0 | 17 | 0
08.02. | 19 | 70.55 |  | 53.55 | 0 | 0 | 17 | 0
08.02. | 20 | 70.55 |  | 53.55 | 0 | 0 | 17 | 0
08.02. | 21 | 70.55 |  | 53.55 | 0 | 0 | 17 | 0
08.02. | 22 | 70.55 |  | 53.55 | 0 | 0 | 17 | 0
08.02. | 23 | 70.55 |  | 53.55 | 0 | 0 | 17 | 0
08.02. | 24 | 70.55 |  | 53.55 | 0 | 0 | 17 | 0
09.02. | 1 | 70.55 |  | 53.55 | 0 | 0 | 17 | 0
09.02. | 2 | 70.55 |  | 53.55 | 0 | 0 | 17 | 0
09.02. | 3 | 70.55 |  | 53.55 | 0 | 0 | 17 | 0
09.02. | 4 | 70.55 |  | 53.55 | 0 | 0 | 17 | 0
09.02. | 5 | 70.55 |  | 53.55 | 0 | 0 | 17 | 0
09.02. | 6 | 70.55 |  | 53.55 | 0 | 0 | 17 | 0
09.02. | 7 | 70.55 |  | 53.55 | 0 | 0 | 17 | 0
09.02. | 8 | 70.55 |  | 53.55 | 0 | 0 | 17 | 0
09.02. | 9 | 70.55 |  | 53.55 | 0 | 0 | 17 | 0
09.02. | 10 | 70.55 |  | 53.55 | 0 | 0 | 17 | 0
09.02. | 11 | 70.55 |  | 53.55 | 0 | 0 | 17 | 0
09.02. | 12 | 70.55 |  | 53.55 | 0 | 0 | 17 | 0
09.02. | 13 | 70.55 |  | 53.55 | 0 | 0 | 17 | 0
09.02. | 14 | 70.55 |  | 53.55 | 0 | 0 | 17 | 0
09.02. | 15 | 70.55 |  | 53.55 | 0 | 0 | 17 | 0
09.02. | 16 | 70.55 |  | 53.55 | 0 | 0 | 17 | 0
09.02. | 17 | 70.55 |  | 53.55 | 0 | 0 | 17 | 0
09.02. | 18 | 70.55 |  | 53.55 | 0 | 0 | 17 | 0
09.02. | 19 | 70.55 |  | 53.55 | 0 | 0 | 17 | 0
09.02. | 20 | 70.55 |  | 53.55 | 0 | 0 | 17 | 0
09.02. | 21 | 70.55 |  | 53.55 | 0 | 0 | 17 | 0
09.02. | 22 | 70.55 |  | 53.55 | 0 | 0 | 17 | 0
09.02. | 23 | 70.55 |  | 53.55 | 0 | 0 | 17 | 0
09.02. | 24 | 70.55 |  | 53.55 | 0 | 0 | 17 | 0
10.02. | 1 | 70.55 |  | 53.55 | 0 | 0 | 17 | 0
10.02. | 2 | 70.55 |  | 53.55 | 0 | 0 | 17 | 0
10.02. | 3 | 70.55 |  | 53.55 | 0 | 0 | 17 | 0
10.02. | 4 | 70.55 |  | 53.55 | 0 | 0 | 17 | 0
10.02. | 5 | 70.55 |  | 53.55 | 0 | 0 | 17 | 0
10.02. | 6 | 70.55 |  | 53.55 | 0 | 0 | 17 | 0
10.02. | 7 | 70.55 |  | 53.55 | 0 | 0 | 17 | 0
10.02. | 8 | 70.55 |  | 53.55 | 0 | 0 | 17 | 0
10.02. | 9 | 70.55 |  | 53.55 | 0 | 0 | 17 | 0
10.02. | 10 | 70.55 |  | 53.55 | 0 | 0 | 17 | 0
10.02. | 11 | 70.55 |  | 53.55 | 0 | 0 | 17 | 0
10.02. | 12 | 70.55 |  | 53.55 | 0 | 0 | 17 | 0
10.02. | 13 | 70.55 |  | 53.55 | 0 | 0 | 17 | 0
10.02. | 14 | 70.55 |  | 53.55 | 0 | 0 | 17 | 0
10.02. | 15 | 70.55 |  | 53.55 | 0 | 0 | 17 | 0
10.02. | 16 | 70.55 |  | 53.55 | 0 | 0 | 17 | 0
10.02. | 17 | 70.55 |  | 53.55 | 0 | 0 | 17 | 0
10.02. | 18 | 70.55 |  | 53.55 | 0 | 0 | 17 | 0
10.02. | 19 | 70.55 |  | 53.55 | 0 | 0 | 17 | 0
10.02. | 20 | 70.55 |  | 53.55 | 0 | 0 | 17 | 0
10.02. | 21 | 70.55 |  | 53.55 | 0 | 0 | 17 | 0
10.02. | 22 | 70.55 |  | 53.55 | 0 | 0 | 17 | 0
10.02. | 23 | 70.55 |  | 53.55 | 0 | 0 | 17 | 0
10.02. | 24 | 70.55 |  | 53.55 | 0 | 0 | 17 | 0
11.02. | 1 | 70.55 |  | 53.55 | 0 | 0 | 17 | 0
11.02. | 2 | 70.55 |  | 53.55 | 0 | 0 | 17 | 0
11.02. | 3 | 70.55 |  | 53.55 | 0 | 0 | 17 | 0
11.02. | 4 | 70.55 |  | 53.55 | 0 | 0 | 17 | 0
11.02. | 5 | 70.55 |  | 53.55 | 0 | 0 | 17 | 0
11.02. | 6 | 70.55 |  | 53.55 | 0 | 0 | 17 | 0
11.02. | 7 | 70.55 |  | 53.55 | 0 | 0 | 17 | 0
11.02. | 8 | 70.55 |  | 53.55 | 0 | 0 | 17 | 0
11.02. | 9 | 70.55 |  | 53.55 | 0 | 0 | 17 | 0
11.02. | 10 | 70.55 |  | 53.55 | 0 | 0 | 17 | 0
11.02. | 11 | 70.55 |  | 53.55 | 0 | 0 | 17 | 0
11.02. | 12 | 70.55 |  | 53.55 | 0 | 0 | 17 | 0
11.02. | 13 | 70.55 |  | 53.55 | 0 | 0 | 17 | 0
11.02. | 14 | 70.55 |  | 53.55 | 0 | 0 | 17 | 0
11.02. | 15 | 70.55 |  | 53.55 | 0 | 0 | 17 | 0
11.02. | 16 | 70.55 |  | 53.55 | 0 | 0 | 17 | 0
11.02. | 17 | 70.55 |  | 53.55 | 0 | 0 | 17 | 0
11.02. | 18 | 70.55 |  | 53.55 | 0 | 0 | 17 | 0
11.02. | 19 | 70.55 |  | 53.55 | 0 | 0 | 17 | 0
11.02. | 20 | 70.55 |  | 53.55 | 0 | 0 | 17 | 0
11.02. | 21 | 70.55 |  | 53.55 | 0 | 0 | 17 | 0
11.02. | 22 | 70.55 |  | 53.55 | 0 | 0 | 17 | 0
11.02. | 23 | 70.55 |  | 53.55 | 0 | 0 | 17 | 0
11.02. | 24 | 70.55 |  | 53.55 | 0 | 0 | 17 | 0
12.02. | 1 | 70.55 |  | 53.55 | 0 | 0 | 17 | 0
12.02. | 2 | 70.55 |  | 53.55 | 0 | 0 | 17 | 0
12.02. | 3 | 70.55 |  | 53.55 | 0 | 0 | 17 | 0
12.02. | 4 | 70.55 |  | 53.55 | 0 | 0 | 17 | 0
12.02. | 5 | 70.55 |  | 53.55 | 0 | 0 | 17 | 0
12.02. | 6 | 70.55 |  | 53.55 | 0 | 0 | 17 | 0
12.02. | 7 | 70.55 |  | 53.55 | 0 | 0 | 17 | 0
12.02. | 8 | 70.55 |  | 53.55 | 0 | 0 | 17 | 0
12.02. | 9 | 70.55 |  | 53.55 | 0 | 0 | 17 | 0
12.02. | 10 | 70.55 |  | 53.55 | 0 | 0 | 17 | 0
12.02. | 11 | 70.55 |  | 53.55 | 0 | 0 | 17 | 0
12.02. | 12 | 70.55 |  | 53.55 | 0 | 0 | 17 | 0
12.02. | 13 | 70.55 |  | 53.55 | 0 | 0 | 17 | 0
12.02. | 14 | 70.55 |  | 53.55 | 0 | 0 | 17 | 0
12.02. | 15 | 70.55 |  | 53.55 | 0 | 0 | 17 | 0
12.02. | 16 | 70.55 |  | 53.55 | 0 | 0 | 17 | 0
12.02. | 17 | 70.55 |  | 53.55 | 0 | 0 | 17 | 0
12.02. | 18 | 70.55 |  | 53.55 | 0 | 0 | 17 | 0
12.02. | 19 | 70.55 |  | 53.55 | 0 | 0 | 17 | 0
12.02. | 20 | 70.55 |  | 53.55 | 0 | 0 | 17 | 0
12.02. | 21 | 70.55 |  | 53.55 | 0 | 0 | 17 | 0
12.02. | 22 | 70.55 |  | 53.55 | 0 | 0 | 17 | 0
12.02. | 23 | 70.55 |  | 53.55 | 0 | 0 | 17 | 0
12.02. | 24 | 70.55 |  | 53.55 | 0 | 0 | 17 | 0
13.02. | 1 | 70.55 |  | 53.55 | 0 | 0 | 17 | 0
13.02. | 2 | 70.55 |  | 53.55 | 0 | 0 | 17 | 0
13.02. | 3 | 70.55 |  | 53.55 | 0 | 0 | 17 | 0
13.02. | 4 | 70.55 |  | 53.55 | 0 | 0 | 17 | 0
13.02. | 5 | 70.55 |  | 53.55 | 0 | 0 | 17 | 0
13.02. | 6 | 70.55 |  | 53.55 | 0 | 0 | 17 | 0
13.02. | 7 | 70.55 |  | 53.55 | 0 | 0 | 17 | 0
13.02. | 8 | 70.55 |  | 53.55 | 0 | 0 | 17 | 0
13.02. | 9 | 70.55 |  | 53.55 | 0 | 0 | 17 | 0
13.02. | 10 | 70.55 |  | 53.55 | 0 | 0 | 17 | 0
13.02. | 11 | 70.55 |  | 53.55 | 0 | 0 | 17 | 0
13.02. | 12 | 70.55 |  | 53.55 | 0 | 0 | 17 | 0
13.02. | 13 | 70.55 |  | 53.55 | 0 | 0 | 17 | 0
13.02. | 14 | 70.55 |  | 53.55 | 0 | 0 | 17 | 0
13.02. | 15 | 70.55 |  | 53.55 | 0 | 0 | 17 | 0
13.02. | 16 | 70.55 |  | 53.55 | 0 | 0 | 17 | 0
13.02. | 17 | 70.55 |  | 53.55 | 0 | 0 | 17 | 0
13.02. | 18 | 70.55 |  | 53.55 | 0 | 0 | 17 | 0
13.02. | 19 | 70.55 |  | 53.55 | 0 | 0 | 17 | 0
13.02. | 20 | 70.55 |  | 53.55 | 0 | 0 | 17 | 0
13.02. | 21 | 70.55 |  | 53.55 | 0 | 0 | 17 | 0
13.02. | 22 | 70.55 |  | 53.55 | 0 | 0 | 17 | 0
13.02. | 23 | 70.55 |  | 53.55 | 0 | 0 | 17 | 0
13.02. | 24 | 70.55 |  | 53.55 | 0 | 0 | 17 | 0
14.02. | 1 | 70.55 |  | 53.55 | 0 | 0 | 17 | 0
14.02. | 2 | 70.55 |  | 53.55 | 0 | 0 | 17 | 0
14.02. | 3 | 70.55 |  | 53.55 | 0 | 0 | 17 | 0
14.02. | 4 | 70.55 |  | 53.55 | 0 | 0 | 17 | 0
14.02. | 5 | 70.55 |  | 53.55 | 0 | 0 | 17 | 0
14.02. | 6 | 70.55 |  | 53.55 | 0 | 0 | 17 | 0
14.02. | 7 | 70.55 |  | 53.55 | 0 | 0 | 17 | 0
14.02. | 8 | 70.55 |  | 53.55 | 0 | 0 | 17 | 0
14.02. | 9 | 70.55 |  | 53.55 | 0 | 0 | 17 | 0
14.02. | 10 | 70.55 |  | 53.55 | 0 | 0 | 17 | 0
14.02. | 11 | 70.55 |  | 53.55 | 0 | 0 | 17 | 0
14.02. | 12 | 70.55 |  | 53.55 | 0 | 0 | 17 | 0
14.02. | 13 | 70.55 |  | 53.55 | 0 | 0 | 17 | 0
14.02. | 14 | 70.55 |  | 53.55 | 0 | 0 | 17 | 0
14.02. | 15 | 70.55 |  | 53.55 | 0 | 0 | 17 | 0
14.02. | 16 | 70.55 |  | 53.55 | 0 | 0 | 17 | 0
14.02. | 17 | 70.55 |  | 53.55 | 0 | 0 | 17 | 0
14.02. | 18 | 70.55 |  | 53.55 | 0 | 0 | 17 | 0
14.02. | 19 | 70.55 |  | 53.55 | 0 | 0 | 17 | 0
14.02. | 20 | 70.55 |  | 53.55 | 0 | 0 | 17 | 0
14.02. | 21 | 70.55 |  | 53.55 | 0 | 0 | 17 | 0
14.02. | 22 | 70.55 |  | 53.55 | 0 | 0 | 17 | 0
14.02. | 23 | 70.55 |  | 53.55 | 0 | 0 | 17 | 0
14.02. | 24 | 70.55 |  | 53.55 | 0 | 0 | 17 | 0
15.02. | 1 | 70.55 |  | 53.55 | 0 | 0 | 17 | 0
15.02. | 2 | 70.55 |  | 53.55 | 0 | 0 | 17 | 0
15.02. | 3 | 70.55 |  | 53.55 | 0 | 0 | 17 | 0
15.02. | 4 | 70.55 |  | 53.55 | 0 | 0 | 17 | 0
15.02. | 5 | 70.55 |  | 53.55 | 0 | 0 | 17 | 0
15.02. | 6 | 70.55 |  | 53.55 | 0 | 0 | 17 | 0
15.02. | 7 | 70.55 |  | 53.55 | 0 | 0 | 17 | 0
15.02. | 8 | 70.55 |  | 53.55 | 0 | 0 | 17 | 0
15.02. | 9 | 70.55 |  | 53.55 | 0 | 0 | 17 | 0
15.02. | 10 | 70.55 |  | 53.55 | 0 | 0 | 17 | 0
15.02. | 11 | 70.55 |  | 53.55 | 0 | 0 | 17 | 0
15.02. | 12 | 70.55 |  | 53.55 | 0 | 0 | 17 | 0
15.02. | 13 | 70.55 |  | 53.55 | 0 | 0 | 17 | 0
15.02. | 14 | 70.55 |  | 53.55 | 0 | 0 | 17 | 0
15.02. | 15 | 70.55 |  | 53.55 | 0 | 0 | 17 | 0
15.02. | 16 | 70.55 |  | 53.55 | 0 | 0 | 17 | 0
15.02. | 17 | 70.55 |  | 53.55 | 0 | 0 | 17 | 0
15.02. | 18 | 70.55 |  | 53.55 | 0 | 0 | 17 | 0
15.02. | 19 | 70.55 |  | 53.55 | 0 | 0 | 17 | 0
15.02. | 20 | 70.55 |  | 53.55 | 0 | 0 | 17 | 0
15.02. | 21 | 70.55 |  | 53.55 | 0 | 0 | 17 | 0
15.02. | 22 | 70.55 |  | 53.55 | 0 | 0 | 17 | 0
15.02. | 23 | 70.55 |  | 53.55 | 0 | 0 | 17 | 0
15.02. | 24 | 70.55 |  | 53.55 | 0 | 0 | 17 | 0
16.02. | 1 | 70.55 |  | 53.55 | 0 | 0 | 17 | 0
16.02. | 2 | 70.55 |  | 53.55 | 0 | 0 | 17 | 0
16.02. | 3 | 70.55 |  | 53.55 | 0 | 0 | 17 | 0
16.02. | 4 | 70.55 |  | 53.55 | 0 | 0 | 17 | 0
16.02. | 5 | 70.55 |  | 53.55 | 0 | 0 | 17 | 0
16.02. | 6 | 70.55 |  | 53.55 | 0 | 0 | 17 | 0
16.02. | 7 | 70.55 |  | 53.55 | 0 | 0 | 17 | 0
16.02. | 8 | 70.55 |  | 53.55 | 0 | 0 | 17 | 0
16.02. | 9 | 70.55 |  | 53.55 | 0 | 0 | 17 | 0
16.02. | 10 | 70.55 |  | 53.55 | 0 | 0 | 17 | 0
16.02. | 11 | 70.55 |  | 53.55 | 0 | 0 | 17 | 0
16.02. | 12 | 70.55 |  | 53.55 | 0 | 0 | 17 | 0
16.02. | 13 | 70.55 |  | 53.55 | 0 | 0 | 17 | 0
16.02. | 14 | 70.55 |  | 53.55 | 0 | 0 | 17 | 0
16.02. | 15 | 70.55 |  | 53.55 | 0 | 0 | 17 | 0
16.02. | 16 | 70.55 |  | 53.55 | 0 | 0 | 17 | 0
16.02. | 17 | 70.55 |  | 53.55 | 0 | 0 | 17 | 0
16.02. | 18 | 70.55 |  | 53.55 | 0 | 0 | 17 | 0
16.02. | 19 | 70.55 |  | 53.55 | 0 | 0 | 17 | 0
16.02. | 20 | 70.55 |  | 53.55 | 0 | 0 | 17 | 0
16.02. | 21 | 70.55 |  | 53.55 | 0 | 0 | 17 | 0
16.02. | 22 | 70.55 |  | 53.55 | 0 | 0 | 17 | 0
16.02. | 23 | 70.55 |  | 53.55 | 0 | 0 | 17 | 0
16.02. | 24 | 70.55 |  | 53.55 | 0 | 0 | 17 | 0
17.02. | 1 | 70.55 |  | 53.55 | 0 | 0 | 17 | 0
17.02. | 2 | 70.55 |  | 53.55 | 0 | 0 | 17 | 0
17.02. | 3 | 70.55 |  | 53.55 | 0 | 0 | 17 | 0
17.02. | 4 | 70.55 |  | 53.55 | 0 | 0 | 17 | 0
17.02. | 5 | 70.55 |  | 53.55 | 0 | 0 | 17 | 0
17.02. | 6 | 70.55 |  | 53.55 | 0 | 0 | 17 | 0
17.02. | 7 | 70.55 |  | 53.55 | 0 | 0 | 17 | 0
17.02. | 8 | 70.55 |  | 53.55 | 0 | 0 | 17 | 0
17.02. | 9 | 70.55 |  | 53.55 | 0 | 0 | 17 | 0
17.02. | 10 | 70.55 |  | 53.55 | 0 | 0 | 17 | 0
17.02. | 11 | 70.55 |  | 53.55 | 0 | 0 | 17 | 0
17.02. | 12 | 70.55 |  | 53.55 | 0 | 0 | 17 | 0
17.02. | 13 | 70.55 |  | 53.55 | 0 | 0 | 17 | 0
17.02. | 14 | 70.55 |  | 53.55 | 0 | 0 | 17 | 0
17.02. | 15 | 70.55 |  | 53.55 | 0 | 0 | 17 | 0
17.02. | 16 | 70.55 |  | 53.55 | 0 | 0 | 17 | 0
17.02. | 17 | 70.55 |  | 53.55 | 0 | 0 | 17 | 0
17.02. | 18 | 70.55 |  | 53.55 | 0 | 0 | 17 | 0
17.02. | 19 | 70.55 |  | 53.55 | 0 | 0 | 17 | 0
17.02. | 20 | 70.55 |  | 53.55 | 0 | 0 | 17 | 0
17.02. | 21 | 70.55 |  | 53.55 | 0 | 0 | 17 | 0
17.02. | 22 | 70.55 |  | 53.55 | 0 | 0 | 17 | 0
17.02. | 23 | 70.55 |  | 53.55 | 0 | 0 | 17 | 0
17.02. | 24 | 70.55 |  | 53.55 | 0 | 0 | 17 | 0
18.02. | 1 | 70.55 |  | 53.55 | 0 | 0 | 17 | 0
18.02. | 2 | 70.55 |  | 53.55 | 0 | 0 | 17 | 0
18.02. | 3 | 70.55 |  | 53.55 | 0 | 0 | 17 | 0
18.02. | 4 | 70.55 |  | 53.55 | 0 | 0 | 17 | 0
18.02. | 5 | 70.55 |  | 53.55 | 0 | 0 | 17 | 0
18.02. | 6 | 70.55 |  | 53.55 | 0 | 0 | 17 | 0
18.02. | 7 | 70.55 |  | 53.55 | 0 | 0 | 17 | 0
18.02. | 8 | 70.55 |  | 53.55 | 0 | 0 | 17 | 0
18.02. | 9 | 70.55 |  | 53.55 | 0 | 0 | 17 | 0
18.02. | 10 | 70.55 |  | 53.55 | 0 | 0 | 17 | 0
18.02. | 11 | 70.55 |  | 53.55 | 0 | 0 | 17 | 0
18.02. | 12 | 70.55 |  | 53.55 | 0 | 0 | 17 | 0
18.02. | 13 | 70.55 |  | 53.55 | 0 | 0 | 17 | 0
18.02. | 14 | 70.55 |  | 53.55 | 0 | 0 | 17 | 0
18.02. | 15 | 70.55 |  | 53.55 | 0 | 0 | 17 | 0
18.02. | 16 | 70.55 |  | 53.55 | 0 | 0 | 17 | 0
18.02. | 17 | 70.55 |  | 53.55 | 0 | 0 | 17 | 0
18.02. | 18 | 70.55 |  | 53.55 | 0 | 0 | 17 | 0
18.02. | 19 | 70.55 |  | 53.55 | 0 | 0 | 17 | 0
18.02. | 20 | 70.55 |  | 53.55 | 0 | 0 | 17 | 0
18.02. | 21 | 70.55 |  | 53.55 | 0 | 0 | 17 | 0
18.02. | 22 | 70.55 |  | 53.55 | 0 | 0 | 17 | 0
18.02. | 23 | 70.55 |  | 53.55 | 0 | 0 | 17 | 0
18.02. | 24 | 70.55 |  | 53.55 | 0 | 0 | 17 | 0
19.02. | 1 | 70.55 |  | 53.55 | 0 | 0 | 17 | 0
19.02. | 2 | 70.55 |  | 53.55 | 0 | 0 | 17 | 0
19.02. | 3 | 70.55 |  | 53.55 | 0 | 0 | 17 | 0
19.02. | 4 | 70.55 |  | 53.55 | 0 | 0 | 17 | 0
19.02. | 5 | 70.55 |  | 53.55 | 0 | 0 | 17 | 0
19.02. | 6 | 70.55 |  | 53.55 | 0 | 0 | 17 | 0
19.02. | 7 | 70.55 |  | 53.55 | 0 | 0 | 17 | 0
19.02. | 8 | 70.55 |  | 53.55 | 0 | 0 | 17 | 0
19.02. | 9 | 70.55 |  | 53.55 | 0 | 0 | 17 | 0
19.02. | 10 | 70.55 |  | 53.55 | 0 | 0 | 17 | 0
19.02. | 11 | 70.55 |  | 53.55 | 0 | 0 | 17 | 0
19.02. | 12 | 70.55 |  | 53.55 | 0 | 0 | 17 | 0
19.02. | 13 | 70.55 |  | 53.55 | 0 | 0 | 17 | 0
19.02. | 14 | 70.55 |  | 53.55 | 0 | 0 | 17 | 0
19.02. | 15 | 70.55 |  | 53.55 | 0 | 0 | 17 | 0
19.02. | 16 | 70.55 |  | 53.55 | 0 | 0 | 17 | 0
19.02. | 17 | 70.55 |  | 53.55 | 0 | 0 | 17 | 0
19.02. | 18 | 70.55 |  | 53.55 | 0 | 0 | 17 | 0
19.02. | 19 | 70.55 |  | 53.55 | 0 | 0 | 17 | 0
19.02. | 20 | 70.55 |  | 53.55 | 0 | 0 | 17 | 0
19.02. | 21 | 70.55 |  | 53.55 | 0 | 0 | 17 | 0
19.02. | 22 | 70.55 |  | 53.55 | 0 | 0 | 17 | 0
19.02. | 23 | 70.55 |  | 53.55 | 0 | 0 | 17 | 0
19.02. | 24 | 70.55 |  | 53.55 | 0 | 0 | 17 | 0
20.02. | 1 | 70.55 |  | 53.55 | 0 | 0 | 17 | 0
20.02. | 2 | 70.55 |  | 53.55 | 0 | 0 | 17 | 0
20.02. | 3 | 70.55 |  | 53.55 | 0 | 0 | 17 | 0
20.02. | 4 | 70.55 |  | 53.55 | 0 | 0 | 17 | 0
20.02. | 5 | 70.55 |  | 53.55 | 0 | 0 | 17 | 0
20.02. | 6 | 70.55 |  | 53.55 | 0 | 0 | 17 | 0
20.02. | 7 | 70.55 |  | 53.55 | 0 | 0 | 17 | 0
20.02. | 8 | 70.55 |  | 53.55 | 0 | 0 | 17 | 0
20.02. | 9 | 70.55 |  | 53.55 | 0 | 0 | 17 | 0
20.02. | 10 | 70.55 |  | 53.55 | 0 | 0 | 17 | 0
20.02. | 11 | 70.55 |  | 53.55 | 0 | 0 | 17 | 0
20.02. | 12 | 70.55 |  | 53.55 | 0 | 0 | 17 | 0
20.02. | 13 | 70.55 |  | 53.55 | 0 | 0 | 17 | 0
20.02. | 14 | 70.55 |  | 53.55 | 0 | 0 | 17 | 0
20.02. | 15 | 70.55 |  | 53.55 | 0 | 0 | 17 | 0
20.02. | 16 | 70.55 |  | 53.55 | 0 | 0 | 17 | 0
20.02. | 17 | 70.55 |  | 53.55 | 0 | 0 | 17 | 0
20.02. | 18 | 70.55 |  | 53.55 | 0 | 0 | 17 | 0
20.02. | 19 | 70.55 |  | 53.55 | 0 | 0 | 17 | 0
20.02. | 20 | 70.55 |  | 53.55 | 0 | 0 | 17 | 0
20.02. | 21 | 70.55 |  | 53.55 | 0 | 0 | 17 | 0
20.02. | 22 | 70.55 |  | 53.55 | 0 | 0 | 17 | 0
20.02. | 23 | 70.55 |  | 53.55 | 0 | 0 | 17 | 0
20.02. | 24 | 70.55 |  | 53.55 | 0 | 0 | 17 | 0
21.02. | 1 | 70.55 |  | 53.55 | 0 | 0 | 17 | 0
21.02. | 2 | 70.55 |  | 53.55 | 0 | 0 | 17 | 0
21.02. | 3 | 70.55 |  | 53.55 | 0 | 0 | 17 | 0
21.02. | 4 | 70.55 |  | 53.55 | 0 | 0 | 17 | 0
21.02. | 5 | 70.55 |  | 53.55 | 0 | 0 | 17 | 0
21.02. | 6 | 70.55 |  | 53.55 | 0 | 0 | 17 | 0
21.02. | 7 | 70.55 |  | 53.55 | 0 | 0 | 17 | 0
21.02. | 8 | 70.55 |  | 53.55 | 0 | 0 | 17 | 0
21.02. | 9 | 70.55 |  | 53.55 | 0 | 0 | 17 | 0
21.02. | 10 | 70.55 |  | 53.55 | 0 | 0 | 17 | 0
21.02. | 11 | 70.55 |  | 53.55 | 0 | 0 | 17 | 0
21.02. | 12 | 70.55 |  | 53.55 | 0 | 0 | 17 | 0
21.02. | 13 | 70.55 |  | 53.55 | 0 | 0 | 17 | 0
21.02. | 14 | 70.55 |  | 53.55 | 0 | 0 | 17 | 0
21.02. | 15 | 70.55 |  | 53.55 | 0 | 0 | 17 | 0
21.02. | 16 | 70.55 |  | 53.55 | 0 | 0 | 17 | 0
21.02. | 17 | 70.55 |  | 53.55 | 0 | 0 | 17 | 0
21.02. | 18 | 70.55 |  | 53.55 | 0 | 0 | 17 | 0
21.02. | 19 | 70.55 |  | 53.55 | 0 | 0 | 17 | 0
21.02. | 20 | 70.55 |  | 53.55 | 0 | 0 | 17 | 0
21.02. | 21 | 70.55 |  | 53.55 | 0 | 0 | 17 | 0
21.02. | 22 | 70.55 |  | 53.55 | 0 | 0 | 17 | 0
21.02. | 23 | 70.55 |  | 53.55 | 0 | 0 | 17 | 0
21.02. | 24 | 70.55 |  | 53.55 | 0 | 0 | 17 | 0
22.02. | 1 | 70.55 |  | 53.55 | 0 | 0 | 17 | 0
22.02. | 2 | 70.55 |  | 53.55 | 0 | 0 | 17 | 0
22.02. | 3 | 70.55 |  | 53.55 | 0 | 0 | 17 | 0
22.02. | 4 | 70.55 |  | 53.55 | 0 | 0 | 17 | 0
22.02. | 5 | 70.55 |  | 53.55 | 0 | 0 | 17 | 0
22.02. | 6 | 70.55 |  | 53.55 | 0 | 0 | 17 | 0
22.02. | 7 | 70.55 |  | 53.55 | 0 | 0 | 17 | 0
22.02. | 8 | 70.55 |  | 53.55 | 0 | 0 | 17 | 0
22.02. | 9 | 70.55 |  | 53.55 | 0 | 0 | 17 | 0
22.02. | 10 | 70.55 |  | 53.55 | 0 | 0 | 17 | 0
22.02. | 11 | 70.55 |  | 53.55 | 0 | 0 | 17 | 0
22.02. | 12 | 70.55 |  | 53.55 | 0 | 0 | 17 | 0
22.02. | 13 | 70.55 |  | 53.55 | 0 | 0 | 17 | 0
22.02. | 14 | 70.55 |  | 53.55 | 0 | 0 | 17 | 0
22.02. | 15 | 70.55 |  | 53.55 | 0 | 0 | 17 | 0
22.02. | 16 | 70.55 |  | 53.55 | 0 | 0 | 17 | 0
22.02. | 17 | 70.55 |  | 53.55 | 0 | 0 | 17 | 0
22.02. | 18 | 70.55 |  | 53.55 | 0 | 0 | 17 | 0
22.02. | 19 | 70.55 |  | 53.55 | 0 | 0 | 17 | 0
22.02. | 20 | 70.55 |  | 53.55 | 0 | 0 | 17 | 0
22.02. | 21 | 70.55 |  | 53.55 | 0 | 0 | 17 | 0
22.02. | 22 | 70.55 |  | 53.55 | 0 | 0 | 17 | 0
22.02. | 23 | 70.55 |  | 53.55 | 0 | 0 | 17 | 0
22.02. | 24 | 70.55 |  | 53.55 | 0 | 0 | 17 | 0
23.02. | 1 | 70.55 |  | 53.55 | 0 | 0 | 17 | 0
23.02. | 2 | 70.55 |  | 53.55 | 0 | 0 | 17 | 0
23.02. | 3 | 70.55 |  | 53.55 | 0 | 0 | 17 | 0
23.02. | 4 | 70.55 |  | 53.55 | 0 | 0 | 17 | 0
23.02. | 5 | 70.55 |  | 53.55 | 0 | 0 | 17 | 0
23.02. | 6 | 70.55 |  | 53.55 | 0 | 0 | 17 | 0
23.02. | 7 | 70.55 |  | 53.55 | 0 | 0 | 17 | 0
23.02. | 8 | 70.55 |  | 53.55 | 0 | 0 | 17 | 0
23.02. | 9 | 70.55 |  | 53.55 | 0 | 0 | 17 | 0
23.02. | 10 | 70.55 |  | 53.55 | 0 | 0 | 17 | 0
23.02. | 11 | 70.55 |  | 53.55 | 0 | 0 | 17 | 0
23.02. | 12 | 70.55 |  | 53.55 | 0 | 0 | 17 | 0
23.02. | 13 | 70.55 |  | 53.55 | 0 | 0 | 17 | 0
23.02. | 14 | 70.55 |  | 53.55 | 0 | 0 | 17 | 0
23.02. | 15 | 70.55 |  | 53.55 | 0 | 0 | 17 | 0
23.02. | 16 | 70.55 |  | 53.55 | 0 | 0 | 17 | 0
23.02. | 17 | 70.55 |  | 53.55 | 0 | 0 | 17 | 0
23.02. | 18 | 70.55 |  | 53.55 | 0 | 0 | 17 | 0
23.02. | 19 | 70.55 |  | 53.55 | 0 | 0 | 17 | 0
23.02. | 20 | 70.55 |  | 53.55 | 0 | 0 | 17 | 0
23.02. | 21 | 70.55 |  | 53.55 | 0 | 0 | 17 | 0
23.02. | 22 | 70.55 |  | 53.55 | 0 | 0 | 17 | 0
23.02. | 23 | 70.55 |  | 53.55 | 0 | 0 | 17 | 0
23.02. | 24 | 70.55 |  | 53.55 | 0 | 0 | 17 | 0
24.02. | 1 | 70.55 |  | 53.55 | 0 | 0 | 17 | 0
24.02. | 2 | 70.55 |  | 53.55 | 0 | 0 | 17 | 0
24.02. | 3 | 70.55 |  | 53.55 | 0 | 0 | 17 | 0
24.02. | 4 | 70.55 |  | 53.55 | 0 | 0 | 17 | 0
24.02. | 5 | 70.55 |  | 53.55 | 0 | 0 | 17 | 0
24.02. | 6 | 70.55 |  | 53.55 | 0 | 0 | 17 | 0
24.02. | 7 | 70.55 |  | 53.55 | 0 | 0 | 17 | 0
24.02. | 8 | 70.55 |  | 53.55 | 0 | 0 | 17 | 0
24.02. | 9 | 70.55 |  | 53.55 | 0 | 0 | 17 | 0
24.02. | 10 | 70.55 |  | 53.55 | 0 | 0 | 17 | 0
24.02. | 11 | 70.55 |  | 53.55 | 0 | 0 | 17 | 0
24.02. | 12 | 70.55 |  | 53.55 | 0 | 0 | 17 | 0
24.02. | 13 | 70.55 |  | 53.55 | 0 | 0 | 17 | 0
24.02. | 14 | 70.55 |  | 53.55 | 0 | 0 | 17 | 0
24.02. | 15 | 70.55 |  | 53.55 | 0 | 0 | 17 | 0
24.02. | 16 | 70.55 |  | 53.55 | 0 | 0 | 17 | 0
24.02. | 17 | 70.55 |  | 53.55 | 0 | 0 | 17 | 0
24.02. | 18 | 70.55 |  | 53.55 | 0 | 0 | 17 | 0
24.02. | 19 | 70.55 |  | 53.55 | 0 | 0 | 17 | 0
24.02. | 20 | 70.55 |  | 53.55 | 0 | 0 | 17 | 0
24.02. | 21 | 70.55 |  | 53.55 | 0 | 0 | 17 | 0
24.02. | 22 | 70.55 |  | 53.55 | 0 | 0 | 17 | 0
24.02. | 23 | 70.55 |  | 53.55 | 0 | 0 | 17 | 0
24.02. | 24 | 70.55 |  | 53.55 | 0 | 0 | 17 | 0
25.02. | 1 | 70.55 |  | 53.55 | 0 | 0 | 17 | 0
25.02. | 2 | 70.55 |  | 53.55 | 0 | 0 | 17 | 0
25.02. | 3 | 70.55 |  | 53.55 | 0 | 0 | 17 | 0
25.02. | 4 | 70.55 |  | 53.55 | 0 | 0 | 17 | 0
25.02. | 5 | 70.55 |  | 53.55 | 0 | 0 | 17 | 0
25.02. | 6 | 70.55 |  | 53.55 | 0 | 0 | 17 | 0
25.02. | 7 | 70.55 |  | 53.55 | 0 | 0 | 17 | 0
25.02. | 8 | 70.55 |  | 53.55 | 0 | 0 | 17 | 0
25.02. | 9 | 70.55 |  | 53.55 | 0 | 0 | 17 | 0
25.02. | 10 | 70.55 |  | 53.55 | 0 | 0 | 17 | 0
25.02. | 11 | 70.55 |  | 53.55 | 0 | 0 | 17 | 0
25.02. | 12 | 70.55 |  | 53.55 | 0 | 0 | 17 | 0
25.02. | 13 | 70.55 |  | 53.55 | 0 | 0 | 17 | 0
25.02. | 14 | 70.55 |  | 53.55 | 0 | 0 | 17 | 0
25.02. | 15 | 70.55 |  | 53.55 | 0 | 0 | 17 | 0
25.02. | 16 | 70.55 |  | 53.55 | 0 | 0 | 17 | 0
25.02. | 17 | 70.55 |  | 53.55 | 0 | 0 | 17 | 0
25.02. | 18 | 70.55 |  | 53.55 | 0 | 0 | 17 | 0
25.02. | 19 | 70.55 |  | 53.55 | 0 | 0 | 17 | 0
25.02. | 20 | 70.55 |  | 53.55 | 0 | 0 | 17 | 0
25.02. | 21 | 70.55 |  | 53.55 | 0 | 0 | 17 | 0
25.02. | 22 | 70.55 |  | 53.55 | 0 | 0 | 17 | 0
25.02. | 23 | 70.55 |  | 53.55 | 0 | 0 | 17 | 0
25.02. | 24 | 70.55 |  | 53.55 | 0 | 0 | 17 | 0
26.02. | 1 | 70.55 |  | 53.55 | 0 | 0 | 17 | 0
26.02. | 2 | 70.55 |  | 53.55 | 0 | 0 | 17 | 0
26.02. | 3 | 70.55 |  | 53.55 | 0 | 0 | 17 | 0
26.02. | 4 | 70.55 |  | 53.55 | 0 | 0 | 17 | 0
26.02. | 5 | 70.55 |  | 53.55 | 0 | 0 | 17 | 0
26.02. | 6 | 70.55 |  | 53.55 | 0 | 0 | 17 | 0
26.02. | 7 | 70.55 |  | 53.55 | 0 | 0 | 17 | 0
26.02. | 8 | 70.55 |  | 53.55 | 0 | 0 | 17 | 0
26.02. | 9 | 70.55 |  | 53.55 | 0 | 0 | 17 | 0
26.02. | 10 | 70.55 |  | 53.55 | 0 | 0 | 17 | 0
26.02. | 11 | 70.55 |  | 53.55 | 0 | 0 | 17 | 0
26.02. | 12 | 70.55 |  | 53.55 | 0 | 0 | 17 | 0
26.02. | 13 | 70.55 |  | 53.55 | 0 | 0 | 17 | 0
26.02. | 14 | 70.55 |  | 53.55 | 0 | 0 | 17 | 0
26.02. | 15 | 70.55 |  | 53.55 | 0 | 0 | 17 | 0
26.02. | 16 | 70.55 |  | 53.55 | 0 | 0 | 17 | 0
26.02. | 17 | 70.55 |  | 53.55 | 0 | 0 | 17 | 0
26.02. | 18 | 70.55 |  | 53.55 | 0 | 0 | 17 | 0
26.02. | 19 | 70.55 |  | 53.55 | 0 | 0 | 17 | 0
26.02. | 20 | 70.55 |  | 53.55 | 0 | 0 | 17 | 0
26.02. | 21 | 70.55 |  | 53.55 | 0 | 0 | 17 | 0
26.02. | 22 | 70.55 |  | 53.55 | 0 | 0 | 17 | 0
26.02. | 23 | 70.55 |  | 53.55 | 0 | 0 | 17 | 0
26.02. | 24 | 70.55 |  | 53.55 | 0 | 0 | 17 | 0
27.02. | 1 | 70.55 |  | 53.55 | 0 | 0 | 17 | 0
27.02. | 2 | 70.55 |  | 53.55 | 0 | 0 | 17 | 0
27.02. | 3 | 70.55 |  | 53.55 | 0 | 0 | 17 | 0
27.02. | 4 | 70.55 |  | 53.55 | 0 | 0 | 17 | 0
27.02. | 5 | 70.55 |  | 53.55 | 0 | 0 | 17 | 0
27.02. | 6 | 70.55 |  | 53.55 | 0 | 0 | 17 | 0
27.02. | 7 | 70.55 |  | 53.55 | 0 | 0 | 17 | 0
27.02. | 8 | 70.55 |  | 53.55 | 0 | 0 | 17 | 0
27.02. | 9 | 70.55 |  | 53.55 | 0 | 0 | 17 | 0
27.02. | 10 | 70.55 |  | 53.55 | 0 | 0 | 17 | 0
27.02. | 11 | 70.55 |  | 53.55 | 0 | 0 | 17 | 0
27.02. | 12 | 70.55 |  | 53.55 | 0 | 0 | 17 | 0
27.02. | 13 | 70.55 |  | 53.55 | 0 | 0 | 17 | 0
27.02. | 14 | 70.55 |  | 53.55 | 0 | 0 | 17 | 0
27.02. | 15 | 70.55 |  | 53.55 | 0 | 0 | 17 | 0
27.02. | 16 | 70.55 |  | 53.55 | 0 | 0 | 17 | 0
27.02. | 17 | 70.55 |  | 53.55 | 0 | 0 | 17 | 0
27.02. | 18 | 70.55 |  | 53.55 | 0 | 0 | 17 | 0
27.02. | 19 | 70.55 |  | 53.55 | 0 | 0 | 17 | 0
27.02. | 20 | 70.55 |  | 53.55 | 0 | 0 | 17 | 0
27.02. | 21 | 70.55 |  | 53.55 | 0 | 0 | 17 | 0
27.02. | 22 | 70.55 |  | 53.55 | 0 | 0 | 17 | 0
27.02. | 23 | 70.55 |  | 53.55 | 0 | 0 | 17 | 0
27.02. | 24 | 70.55 |  | 53.55 | 0 | 0 | 17 | 0
28.02. | 1 | 70.55 |  | 53.55 | 0 | 0 | 17 | 0
28.02. | 2 | 70.55 |  | 53.55 | 0 | 0 | 17 | 0
28.02. | 3 | 70.55 |  | 53.55 | 0 | 0 | 17 | 0
28.02. | 4 | 70.55 |  | 53.55 | 0 | 0 | 17 | 0
28.02. | 5 | 70.55 |  | 53.55 | 0 | 0 | 17 | 0
28.02. | 6 | 70.55 |  | 53.55 | 0 | 0 | 17 | 0
28.02. | 7 | 70.55 |  | 53.55 | 0 | 0 | 17 | 0
28.02. | 8 | 70.55 |  | 53.55 | 0 | 0 | 17 | 0
28.02. | 9 | 70.55 |  | 53.55 | 0 | 0 | 17 | 0
28.02. | 10 | 70.55 |  | 53.55 | 0 | 0 | 17 | 0
28.02. | 11 | 70.55 |  | 53.55 | 0 | 0 | 17 | 0
28.02. | 12 | 70.55 |  | 53.55 | 0 | 0 | 17 | 0
28.02. | 13 | 70.55 |  | 53.55 | 0 | 0 | 17 | 0
28.02. | 14 | 70.55 |  | 53.55 | 0 | 0 | 17 | 0
28.02. | 15 | 70.55 |  | 53.55 | 0 | 0 | 17 | 0
28.02. | 16 | 70.55 |  | 53.55 | 0 | 0 | 17 | 0
28.02. | 17 | 70.55 |  | 53.55 | 0 | 0 | 17 | 0
28.02. | 18 | 70.55 |  | 53.55 | 0 | 0 | 17 | 0
28.02. | 19 | 70.55 |  | 53.55 | 0 | 0 | 17 | 0
28.02. | 20 | 70.55 |  | 53.55 | 0 | 0 | 17 | 0
28.02. | 21 | 70.55 |  | 53.55 | 0 | 0 | 17 | 0
28.02. | 22 | 70.55 |  | 53.55 | 0 | 0 | 17 | 0
28.02. | 23 | 70.55 |  | 53.55 | 0 | 0 | 17 | 0
28.02. | 24 | 70.55 |  | 53.55 | 0 | 0 | 17 | 0
01.03. | 1 | 70.55 |  | 53.55 | 0 | 0 | 17 | 0
01.03. | 2 | 70.55 |  | 53.55 | 0 | 0 | 17 | 0
01.03. | 3 | 70.55 |  | 53.55 | 0 | 0 | 17 | 0
01.03. | 4 | 70.55 |  | 53.55 | 0 | 0 | 17 | 0
01.03. | 5 | 70.55 |  | 53.55 | 0 | 0 | 17 | 0
01.03. | 6 | 70.55 |  | 53.55 | 0 | 0 | 17 | 0
01.03. | 7 | 70.55 |  | 53.55 | 0 | 0 | 17 | 0
01.03. | 8 | 70.55 |  | 53.55 | 0 | 0 | 17 | 0
01.03. | 9 | 70.55 |  | 53.55 | 0 | 0 | 17 | 0
01.03. | 10 | 70.55 |  | 53.55 | 0 | 0 | 17 | 0
01.03. | 11 | 70.55 |  | 53.55 | 0 | 0 | 17 | 0
01.03. | 12 | 70.55 |  | 53.55 | 0 | 0 | 17 | 0
01.03. | 13 | 70.55 |  | 53.55 | 0 | 0 | 17 | 0
01.03. | 14 | 70.55 |  | 53.55 | 0 | 0 | 17 | 0
01.03. | 15 | 70.55 |  | 53.55 | 0 | 0 | 17 | 0
01.03. | 16 | 70.55 |  | 53.55 | 0 | 0 | 17 | 0
01.03. | 17 | 70.55 |  | 53.55 | 0 | 0 | 17 | 0
01.03. | 18 | 70.55 |  | 53.55 | 0 | 0 | 17 | 0
01.03. | 19 | 70.55 |  | 53.55 | 0 | 0 | 17 | 0
01.03. | 20 | 70.55 |  | 53.55 | 0 | 0 | 17 | 0
01.03. | 21 | 70.55 |  | 53.55 | 0 | 0 | 17 | 0
01.03. | 22 | 70.55 |  | 53.55 | 0 | 0 | 17 | 0
01.03. | 23 | 70.55 |  | 53.55 | 0 | 0 | 17 | 0
01.03. | 24 | 70.55 |  | 53.55 | 0 | 0 | 17 | 0
02.03. | 1 | 70.55 |  | 53.55 | 0 | 0 | 17 | 0
02.03. | 2 | 70.55 |  | 53.55 | 0 | 0 | 17 | 0
02.03. | 3 | 70.55 |  | 53.55 | 0 | 0 | 17 | 0
02.03. | 4 | 70.55 |  | 53.55 | 0 | 0 | 17 | 0
02.03. | 5 | 70.55 |  | 53.55 | 0 | 0 | 17 | 0
02.03. | 6 | 70.55 |  | 53.55 | 0 | 0 | 17 | 0
02.03. | 7 | 70.55 |  | 53.55 | 0 | 0 | 17 | 0
02.03. | 8 | 70.55 |  | 53.55 | 0 | 0 | 17 | 0
02.03. | 9 | 70.55 |  | 53.55 | 0 | 0 | 17 | 0
02.03. | 10 | 70.55 |  | 53.55 | 0 | 0 | 17 | 0
02.03. | 11 | 70.55 |  | 53.55 | 0 | 0 | 17 | 0
02.03. | 12 | 70.55 |  | 53.55 | 0 | 0 | 17 | 0
02.03. | 13 | 70.55 |  | 53.55 | 0 | 0 | 17 | 0
02.03. | 14 | 70.55 |  | 53.55 | 0 | 0 | 17 | 0
02.03. | 15 | 70.55 |  | 53.55 | 0 | 0 | 17 | 0
02.03. | 16 | 70.55 |  | 53.55 | 0 | 0 | 17 | 0
02.03. | 17 | 70.55 |  | 53.55 | 0 | 0 | 17 | 0
02.03. | 18 | 70.55 |  | 53.55 | 0 | 0 | 17 | 0
02.03. | 19 | 70.55 |  | 53.55 | 0 | 0 | 17 | 0
02.03. | 20 | 70.55 |  | 53.55 | 0 | 0 | 17 | 0
02.03. | 21 | 70.55 |  | 53.55 | 0 | 0 | 17 | 0
02.03. | 22 | 70.55 |  | 53.55 | 0 | 0 | 17 | 0
02.03. | 23 | 70.55 |  | 53.55 | 0 | 0 | 17 | 0
02.03. | 24 | 70.55 |  | 53.55 | 0 | 0 | 17 | 0
03.03. | 1 | 70.55 |  | 53.55 | 0 | 0 | 17 | 0
03.03. | 2 | 70.55 |  | 53.55 | 0 | 0 | 17 | 0
03.03. | 3 | 70.55 |  | 53.55 | 0 | 0 | 17 | 0
03.03. | 4 | 70.55 |  | 53.55 | 0 | 0 | 17 | 0
03.03. | 5 | 70.55 |  | 53.55 | 0 | 0 | 17 | 0
03.03. | 6 | 70.55 |  | 53.55 | 0 | 0 | 17 | 0
03.03. | 7 | 70.55 |  | 53.55 | 0 | 0 | 17 | 0
03.03. | 8 | 70.55 |  | 53.55 | 0 | 0 | 17 | 0
03.03. | 9 | 70.55 |  | 53.55 | 0 | 0 | 17 | 0
03.03. | 10 | 70.55 |  | 53.55 | 0 | 0 | 17 | 0
03.03. | 11 | 70.55 |  | 53.55 | 0 | 0 | 17 | 0
03.03. | 12 | 70.55 |  | 53.55 | 0 | 0 | 17 | 0
03.03. | 13 | 70.55 |  | 53.55 | 0 | 0 | 17 | 0
03.03. | 14 | 70.55 |  | 53.55 | 0 | 0 | 17 | 0
03.03. | 15 | 70.55 |  | 53.55 | 0 | 0 | 17 | 0
03.03. | 16 | 70.55 |  | 53.55 | 0 | 0 | 17 | 0
03.03. | 17 | 70.55 |  | 53.55 | 0 | 0 | 17 | 0
03.03. | 18 | 70.55 |  | 53.55 | 0 | 0 | 17 | 0
03.03. | 19 | 70.55 |  | 53.55 | 0 | 0 | 17 | 0
03.03. | 20 | 70.55 |  | 53.55 | 0 | 0 | 17 | 0
03.03. | 21 | 70.55 |  | 53.55 | 0 | 0 | 17 | 0
03.03. | 22 | 70.55 |  | 53.55 | 0 | 0 | 17 | 0
03.03. | 23 | 70.55 |  | 53.55 | 0 | 0 | 17 | 0
03.03. | 24 | 70.55 |  | 53.55 | 0 | 0 | 17 | 0
04.03. | 1 | 70.55 |  | 53.55 | 0 | 0 | 17 | 0
04.03. | 2 | 70.55 |  | 53.55 | 0 | 0 | 17 | 0
04.03. | 3 | 70.55 |  | 53.55 | 0 | 0 | 17 | 0
04.03. | 4 | 70.55 |  | 53.55 | 0 | 0 | 17 | 0
04.03. | 5 | 70.55 |  | 53.55 | 0 | 0 | 17 | 0
04.03. | 6 | 70.55 |  | 53.55 | 0 | 0 | 17 | 0
04.03. | 7 | 70.55 |  | 53.55 | 0 | 0 | 17 | 0
04.03. | 8 | 70.55 |  | 53.55 | 0 | 0 | 17 | 0
04.03. | 9 | 70.55 |  | 53.55 | 0 | 0 | 17 | 0
04.03. | 10 | 70.55 |  | 53.55 | 0 | 0 | 17 | 0
04.03. | 11 | 70.55 |  | 53.55 | 0 | 0 | 17 | 0
04.03. | 12 | 70.55 |  | 53.55 | 0 | 0 | 17 | 0
04.03. | 13 | 70.55 |  | 53.55 | 0 | 0 | 17 | 0
04.03. | 14 | 70.55 |  | 53.55 | 0 | 0 | 17 | 0
04.03. | 15 | 70.55 |  | 53.55 | 0 | 0 | 17 | 0
04.03. | 16 | 70.55 |  | 53.55 | 0 | 0 | 17 | 0
04.03. | 17 | 70.55 |  | 53.55 | 0 | 0 | 17 | 0
04.03. | 18 | 70.55 |  | 53.55 | 0 | 0 | 17 | 0
04.03. | 19 | 70.55 |  | 53.55 | 0 | 0 | 17 | 0
04.03. | 20 | 70.55 |  | 53.55 | 0 | 0 | 17 | 0
04.03. | 21 | 70.55 |  | 53.55 | 0 | 0 | 17 | 0
04.03. | 22 | 70.55 |  | 53.55 | 0 | 0 | 17 | 0
04.03. | 23 | 70.55 |  | 53.55 | 0 | 0 | 17 | 0
04.03. | 24 | 70.55 |  | 53.55 | 0 | 0 | 17 | 0
05.03. | 1 | 70.55 |  | 53.55 | 0 | 0 | 17 | 0
05.03. | 2 | 70.55 |  | 53.55 | 0 | 0 | 17 | 0
05.03. | 3 | 70.55 |  | 53.55 | 0 | 0 | 17 | 0
05.03. | 4 | 70.55 |  | 53.55 | 0 | 0 | 17 | 0
05.03. | 5 | 70.55 |  | 53.55 | 0 | 0 | 17 | 0
05.03. | 6 | 70.55 |  | 53.55 | 0 | 0 | 17 | 0
05.03. | 7 | 70.55 |  | 53.55 | 0 | 0 | 17 | 0
05.03. | 8 | 70.55 |  | 53.55 | 0 | 0 | 17 | 0
05.03. | 9 | 70.55 |  | 53.55 | 0 | 0 | 17 | 0
05.03. | 10 | 70.55 |  | 53.55 | 0 | 0 | 17 | 0
05.03. | 11 | 70.55 |  | 53.55 | 0 | 0 | 17 | 0
05.03. | 12 | 70.55 |  | 53.55 | 0 | 0 | 17 | 0
05.03. | 13 | 70.55 |  | 53.55 | 0 | 0 | 17 | 0
05.03. | 14 | 70.55 |  | 53.55 | 0 | 0 | 17 | 0
05.03. | 15 | 70.55 |  | 53.55 | 0 | 0 | 17 | 0
05.03. | 16 | 70.55 |  | 53.55 | 0 | 0 | 17 | 0
05.03. | 17 | 70.55 |  | 53.55 | 0 | 0 | 17 | 0
05.03. | 18 | 70.55 |  | 53.55 | 0 | 0 | 17 | 0
05.03. | 19 | 70.55 |  | 53.55 | 0 | 0 | 17 | 0
05.03. | 20 | 70.55 |  | 53.55 | 0 | 0 | 17 | 0
05.03. | 21 | 70.55 |  | 53.55 | 0 | 0 | 17 | 0
05.03. | 22 | 70.55 |  | 53.55 | 0 | 0 | 17 | 0
05.03. | 23 | 70.55 |  | 53.55 | 0 | 0 | 17 | 0
05.03. | 24 | 70.55 |  | 53.55 | 0 | 0 | 17 | 0
06.03. | 1 | 70.55 |  | 53.55 | 0 | 0 | 17 | 0
06.03. | 2 | 70.55 |  | 53.55 | 0 | 0 | 17 | 0
06.03. | 3 | 70.55 |  | 53.55 | 0 | 0 | 17 | 0
06.03. | 4 | 70.55 |  | 53.55 | 0 | 0 | 17 | 0
06.03. | 5 | 70.55 |  | 53.55 | 0 | 0 | 17 | 0
06.03. | 6 | 70.55 |  | 53.55 | 0 | 0 | 17 | 0
06.03. | 7 | 70.55 |  | 53.55 | 0 | 0 | 17 | 0
06.03. | 8 | 70.55 |  | 53.55 | 0 | 0 | 17 | 0
06.03. | 9 | 70.55 |  | 53.55 | 0 | 0 | 17 | 0
06.03. | 10 | 70.55 |  | 53.55 | 0 | 0 | 17 | 0
06.03. | 11 | 70.55 |  | 53.55 | 0 | 0 | 17 | 0
06.03. | 12 | 70.55 |  | 53.55 | 0 | 0 | 17 | 0
06.03. | 13 | 70.55 |  | 53.55 | 0 | 0 | 17 | 0
06.03. | 14 | 70.55 |  | 53.55 | 0 | 0 | 17 | 0
06.03. | 15 | 70.55 |  | 53.55 | 0 | 0 | 17 | 0
06.03. | 16 | 70.55 |  | 53.55 | 0 | 0 | 17 | 0
06.03. | 17 | 70.55 |  | 53.55 | 0 | 0 | 17 | 0
06.03. | 18 | 70.55 |  | 53.55 | 0 | 0 | 17 | 0
06.03. | 19 | 70.55 |  | 53.55 | 0 | 0 | 17 | 0
06.03. | 20 | 70.55 |  | 53.55 | 0 | 0 | 17 | 0
06.03. | 21 | 70.55 |  | 53.55 | 0 | 0 | 17 | 0
06.03. | 22 | 70.55 |  | 53.55 | 0 | 0 | 17 | 0
06.03. | 23 | 70.55 |  | 53.55 | 0 | 0 | 17 | 0
06.03. | 24 | 70.55 |  | 53.55 | 0 | 0 | 17 | 0
07.03. | 1 | 70.55 |  | 53.55 | 0 | 0 | 17 | 0
07.03. | 2 | 70.55 |  | 53.55 | 0 | 0 | 17 | 0
07.03. | 3 | 70.55 |  | 53.55 | 0 | 0 | 17 | 0
07.03. | 4 | 70.55 |  | 53.55 | 0 | 0 | 17 | 0
07.03. | 5 | 70.55 |  | 53.55 | 0 | 0 | 17 | 0
07.03. | 6 | 70.55 |  | 53.55 | 0 | 0 | 17 | 0
07.03. | 7 | 70.55 |  | 53.55 | 0 | 0 | 17 | 0
07.03. | 8 | 70.55 |  | 53.55 | 0 | 0 | 17 | 0
07.03. | 9 | 70.55 |  | 53.55 | 0 | 0 | 17 | 0
07.03. | 10 | 70.55 |  | 53.55 | 0 | 0 | 17 | 0
07.03. | 11 | 70.55 |  | 53.55 | 0 | 0 | 17 | 0
07.03. | 12 | 70.55 |  | 53.55 | 0 | 0 | 17 | 0
07.03. | 13 | 70.55 |  | 53.55 | 0 | 0 | 17 | 0
07.03. | 14 | 70.55 |  | 53.55 | 0 | 0 | 17 | 0
07.03. | 15 | 70.55 |  | 53.55 | 0 | 0 | 17 | 0
07.03. | 16 | 70.55 |  | 53.55 | 0 | 0 | 17 | 0
07.03. | 17 | 70.55 |  | 53.55 | 0 | 0 | 17 | 0
07.03. | 18 | 70.55 |  | 53.55 | 0 | 0 | 17 | 0
07.03. | 19 | 70.55 |  | 53.55 | 0 | 0 | 17 | 0
07.03. | 20 | 70.55 |  | 53.55 | 0 | 0 | 17 | 0
07.03. | 21 | 70.55 |  | 53.55 | 0 | 0 | 17 | 0
07.03. | 22 | 70.55 |  | 53.55 | 0 | 0 | 17 | 0
07.03. | 23 | 70.55 |  | 53.55 | 0 | 0 | 17 | 0
07.03. | 24 | 70.55 |  | 53.55 | 0 | 0 | 17 | 0
08.03. | 1 | 70.55 |  | 53.55 | 0 | 0 | 17 | 0
08.03. | 2 | 70.55 |  | 53.55 | 0 | 0 | 17 | 0
08.03. | 3 | 70.55 |  | 53.55 | 0 | 0 | 17 | 0
08.03. | 4 | 70.55 |  | 53.55 | 0 | 0 | 17 | 0
08.03. | 5 | 70.55 |  | 53.55 | 0 | 0 | 17 | 0
08.03. | 6 | 70.55 |  | 53.55 | 0 | 0 | 17 | 0
08.03. | 7 | 70.55 |  | 53.55 | 0 | 0 | 17 | 0
08.03. | 8 | 70.55 |  | 53.55 | 0 | 0 | 17 | 0
08.03. | 9 | 70.55 |  | 53.55 | 0 | 0 | 17 | 0
08.03. | 10 | 70.55 |  | 53.55 | 0 | 0 | 17 | 0
08.03. | 11 | 70.55 |  | 53.55 | 0 | 0 | 17 | 0
08.03. | 12 | 70.55 |  | 53.55 | 0 | 0 | 17 | 0
08.03. | 13 | 70.55 |  | 53.55 | 0 | 0 | 17 | 0
08.03. | 14 | 70.55 |  | 53.55 | 0 | 0 | 17 | 0
08.03. | 15 | 70.55 |  | 53.55 | 0 | 0 | 17 | 0
08.03. | 16 | 70.55 |  | 53.55 | 0 | 0 | 17 | 0
08.03. | 17 | 70.55 |  | 53.55 | 0 | 0 | 17 | 0
08.03. | 18 | 70.55 |  | 53.55 | 0 | 0 | 17 | 0
08.03. | 19 | 70.55 |  | 53.55 | 0 | 0 | 17 | 0
08.03. | 20 | 70.55 |  | 53.55 | 0 | 0 | 17 | 0
08.03. | 21 | 70.55 |  | 53.55 | 0 | 0 | 17 | 0
08.03. | 22 | 70.55 |  | 53.55 | 0 | 0 | 17 | 0
08.03. | 23 | 70.55 |  | 53.55 | 0 | 0 | 17 | 0
08.03. | 24 | 70.55 |  | 53.55 | 0 | 0 | 17 | 0
09.03. | 1 | 70.55 |  | 53.55 | 0 | 0 | 17 | 0
09.03. | 2 | 70.55 |  | 53.55 | 0 | 0 | 17 | 0
09.03. | 3 | 70.55 |  | 53.55 | 0 | 0 | 17 | 0
09.03. | 4 | 70.55 |  | 53.55 | 0 | 0 | 17 | 0
09.03. | 5 | 70.55 |  | 53.55 | 0 | 0 | 17 | 0
09.03. | 6 | 70.55 |  | 53.55 | 0 | 0 | 17 | 0
09.03. | 7 | 70.55 |  | 53.55 | 0 | 0 | 17 | 0
09.03. | 8 | 70.55 |  | 53.55 | 0 | 0 | 17 | 0
09.03. | 9 | 70.55 |  | 53.55 | 0 | 0 | 17 | 0
09.03. | 10 | 70.55 |  | 53.55 | 0 | 0 | 17 | 0
09.03. | 11 | 70.55 |  | 53.55 | 0 | 0 | 17 | 0
09.03. | 12 | 70.55 |  | 53.55 | 0 | 0 | 17 | 0
09.03. | 13 | 70.55 |  | 53.55 | 0 | 0 | 17 | 0
09.03. | 14 | 70.55 |  | 53.55 | 0 | 0 | 17 | 0
09.03. | 15 | 70.55 |  | 53.55 | 0 | 0 | 17 | 0
09.03. | 16 | 70.55 |  | 53.55 | 0 | 0 | 17 | 0
09.03. | 17 | 70.55 |  | 53.55 | 0 | 0 | 17 | 0
09.03. | 18 | 70.55 |  | 53.55 | 0 | 0 | 17 | 0
09.03. | 19 | 70.55 |  | 53.55 | 0 | 0 | 17 | 0
09.03. | 20 | 70.55 |  | 53.55 | 0 | 0 | 17 | 0
09.03. | 21 | 70.55 |  | 53.55 | 0 | 0 | 17 | 0
09.03. | 22 | 70.55 |  | 53.55 | 0 | 0 | 17 | 0
09.03. | 23 | 70.55 |  | 53.55 | 0 | 0 | 17 | 0
09.03. | 24 | 70.55 |  | 53.55 | 0 | 0 | 17 | 0
10.03. | 1 | 70.55 |  | 53.55 | 0 | 0 | 17 | 0
10.03. | 2 | 70.55 |  | 53.55 | 0 | 0 | 17 | 0
10.03. | 3 | 70.55 |  | 53.55 | 0 | 0 | 17 | 0
10.03. | 4 | 70.55 |  | 53.55 | 0 | 0 | 17 | 0
10.03. | 5 | 70.55 |  | 53.55 | 0 | 0 | 17 | 0
10.03. | 6 | 70.55 |  | 53.55 | 0 | 0 | 17 | 0
10.03. | 7 | 70.55 |  | 53.55 | 0 | 0 | 17 | 0
10.03. | 8 | 70.55 |  | 53.55 | 0 | 0 | 17 | 0
10.03. | 9 | 70.55 |  | 53.55 | 0 | 0 | 17 | 0
10.03. | 10 | 70.55 |  | 53.55 | 0 | 0 | 17 | 0
10.03. | 11 | 70.55 |  | 53.55 | 0 | 0 | 17 | 0
10.03. | 12 | 70.55 |  | 53.55 | 0 | 0 | 17 | 0
10.03. | 13 | 70.55 |  | 53.55 | 0 | 0 | 17 | 0
10.03. | 14 | 70.55 |  | 53.55 | 0 | 0 | 17 | 0
10.03. | 15 | 70.55 |  | 53.55 | 0 | 0 | 17 | 0
10.03. | 16 | 70.55 |  | 53.55 | 0 | 0 | 17 | 0
10.03. | 17 | 70.55 |  | 53.55 | 0 | 0 | 17 | 0
10.03. | 18 | 70.55 |  | 53.55 | 0 | 0 | 17 | 0
10.03. | 19 | 70.55 |  | 53.55 | 0 | 0 | 17 | 0
10.03. | 20 | 70.55 |  | 53.55 | 0 | 0 | 17 | 0
10.03. | 21 | 70.55 |  | 53.55 | 0 | 0 | 17 | 0
10.03. | 22 | 70.55 |  | 53.55 | 0 | 0 | 17 | 0
10.03. | 23 | 70.55 |  | 53.55 | 0 | 0 | 17 | 0
10.03. | 24 | 70.55 |  | 53.55 | 0 | 0 | 17 | 0
11.03. | 1 | 70.55 |  | 53.55 | 0 | 0 | 17 | 0
11.03. | 2 | 70.55 |  | 53.55 | 0 | 0 | 17 | 0
11.03. | 3 | 70.55 |  | 53.55 | 0 | 0 | 17 | 0
11.03. | 4 | 70.55 |  | 53.55 | 0 | 0 | 17 | 0
11.03. | 5 | 70.55 |  | 53.55 | 0 | 0 | 17 | 0
11.03. | 6 | 70.55 |  | 53.55 | 0 | 0 | 17 | 0
11.03. | 7 | 70.55 |  | 53.55 | 0 | 0 | 17 | 0
11.03. | 8 | 70.55 |  | 53.55 | 0 | 0 | 17 | 0
11.03. | 9 | 70.55 |  | 53.55 | 0 | 0 | 17 | 0
11.03. | 10 | 70.55 |  | 53.55 | 0 | 0 | 17 | 0
11.03. | 11 | 70.55 |  | 53.55 | 0 | 0 | 17 | 0
11.03. | 12 | 70.55 |  | 53.55 | 0 | 0 | 17 | 0
11.03. | 13 | 70.55 |  | 53.55 | 0 | 0 | 17 | 0
11.03. | 14 | 70.55 |  | 53.55 | 0 | 0 | 17 | 0
11.03. | 15 | 70.55 |  | 53.55 | 0 | 0 | 17 | 0
11.03. | 16 | 70.55 |  | 53.55 | 0 | 0 | 17 | 0
11.03. | 17 | 70.55 |  | 53.55 | 0 | 0 | 17 | 0
11.03. | 18 | 70.55 |  | 53.55 | 0 | 0 | 17 | 0
11.03. | 19 | 70.55 |  | 53.55 | 0 | 0 | 17 | 0
11.03. | 20 | 70.55 |  | 53.55 | 0 | 0 | 17 | 0
11.03. | 21 | 70.55 |  | 53.55 | 0 | 0 | 17 | 0
11.03. | 22 | 70.55 |  | 53.55 | 0 | 0 | 17 | 0
11.03. | 23 | 70.55 |  | 53.55 | 0 | 0 | 17 | 0
11.03. | 24 | 70.55 |  | 53.55 | 0 | 0 | 17 | 0
12.03. | 1 | 70.55 |  | 53.55 | 0 | 0 | 17 | 0
12.03. | 2 | 70.55 |  | 53.55 | 0 | 0 | 17 | 0
12.03. | 3 | 70.55 |  | 53.55 | 0 | 0 | 17 | 0
12.03. | 4 | 70.55 |  | 53.55 | 0 | 0 | 17 | 0
12.03. | 5 | 70.55 |  | 53.55 | 0 | 0 | 17 | 0
12.03. | 6 | 70.55 |  | 53.55 | 0 | 0 | 17 | 0
12.03. | 7 | 70.55 |  | 53.55 | 0 | 0 | 17 | 0
12.03. | 8 | 70.55 |  | 53.55 | 0 | 0 | 17 | 0
12.03. | 9 | 70.55 |  | 53.55 | 0 | 0 | 17 | 0
12.03. | 10 | 70.55 |  | 53.55 | 0 | 0 | 17 | 0
12.03. | 11 | 70.55 |  | 53.55 | 0 | 0 | 17 | 0
12.03. | 12 | 70.55 |  | 53.55 | 0 | 0 | 17 | 0
12.03. | 13 | 70.55 |  | 53.55 | 0 | 0 | 17 | 0
12.03. | 14 | 70.55 |  | 53.55 | 0 | 0 | 17 | 0
12.03. | 15 | 70.55 |  | 53.55 | 0 | 0 | 17 | 0
12.03. | 16 | 70.55 |  | 53.55 | 0 | 0 | 17 | 0
12.03. | 17 | 70.55 |  | 53.55 | 0 | 0 | 17 | 0
12.03. | 18 | 70.55 |  | 53.55 | 0 | 0 | 17 | 0
12.03. | 19 | 70.55 |  | 53.55 | 0 | 0 | 17 | 0
12.03. | 20 | 70.55 |  | 53.55 | 0 | 0 | 17 | 0
12.03. | 21 | 70.55 |  | 53.55 | 0 | 0 | 17 | 0
12.03. | 22 | 70.55 |  | 53.55 | 0 | 0 | 17 | 0
12.03. | 23 | 70.55 |  | 53.55 | 0 | 0 | 17 | 0
12.03. | 24 | 70.55 |  | 53.55 | 0 | 0 | 17 | 0
13.03. | 1 | 70.55 |  | 53.55 | 0 | 0 | 17 | 0
13.03. | 2 | 70.55 |  | 53.55 | 0 | 0 | 17 | 0
13.03. | 3 | 70.55 |  | 53.55 | 0 | 0 | 17 | 0
13.03. | 4 | 70.55 |  | 53.55 | 0 | 0 | 17 | 0
13.03. | 5 | 70.55 |  | 53.55 | 0 | 0 | 17 | 0
13.03. | 6 | 70.55 |  | 53.55 | 0 | 0 | 17 | 0
13.03. | 7 | 70.55 |  | 53.55 | 0 | 0 | 17 | 0
13.03. | 8 | 70.55 |  | 53.55 | 0 | 0 | 17 | 0
13.03. | 9 | 70.55 |  | 53.55 | 0 | 0 | 17 | 0
13.03. | 10 | 70.55 |  | 53.55 | 0 | 0 | 17 | 0
13.03. | 11 | 70.55 |  | 53.55 | 0 | 0 | 17 | 0
13.03. | 12 | 70.55 |  | 53.55 | 0 | 0 | 17 | 0
13.03. | 13 | 70.55 |  | 53.55 | 0 | 0 | 17 | 0
13.03. | 14 | 70.55 |  | 53.55 | 0 | 0 | 17 | 0
13.03. | 15 | 70.55 |  | 53.55 | 0 | 0 | 17 | 0
13.03. | 16 | 70.55 |  | 53.55 | 0 | 0 | 17 | 0
13.03. | 17 | 70.55 |  | 53.55 | 0 | 0 | 17 | 0
13.03. | 18 | 70.55 |  | 53.55 | 0 | 0 | 17 | 0
13.03. | 19 | 70.55 |  | 53.55 | 0 | 0 | 17 | 0
13.03. | 20 | 70.55 |  | 53.55 | 0 | 0 | 17 | 0
13.03. | 21 | 70.55 |  | 53.55 | 0 | 0 | 17 | 0
13.03. | 22 | 70.55 |  | 53.55 | 0 | 0 | 17 | 0
13.03. | 23 | 70.55 |  | 53.55 | 0 | 0 | 17 | 0
13.03. | 24 | 70.55 |  | 53.55 | 0 | 0 | 17 | 0
14.03. | 1 | 70.55 |  | 53.55 | 0 | 0 | 17 | 0
14.03. | 2 | 70.55 |  | 53.55 | 0 | 0 | 17 | 0
14.03. | 3 | 70.55 |  | 53.55 | 0 | 0 | 17 | 0
14.03. | 4 | 70.55 |  | 53.55 | 0 | 0 | 17 | 0
14.03. | 5 | 70.55 |  | 53.55 | 0 | 0 | 17 | 0
14.03. | 6 | 70.55 |  | 53.55 | 0 | 0 | 17 | 0
14.03. | 7 | 70.55 |  | 53.55 | 0 | 0 | 17 | 0
14.03. | 8 | 70.55 |  | 53.55 | 0 | 0 | 17 | 0
14.03. | 9 | 70.55 |  | 53.55 | 0 | 0 | 17 | 0
14.03. | 10 | 70.55 |  | 53.55 | 0 | 0 | 17 | 0
14.03. | 11 | 70.55 |  | 53.55 | 0 | 0 | 17 | 0
14.03. | 12 | 70.55 |  | 53.55 | 0 | 0 | 17 | 0
14.03. | 13 | 70.55 |  | 53.55 | 0 | 0 | 17 | 0
14.03. | 14 | 70.55 |  | 53.55 | 0 | 0 | 17 | 0
14.03. | 15 | 70.55 |  | 53.55 | 0 | 0 | 17 | 0
14.03. | 16 | 70.55 |  | 53.55 | 0 | 0 | 17 | 0
14.03. | 17 | 70.55 |  | 53.55 | 0 | 0 | 17 | 0
14.03. | 18 | 70.55 |  | 53.55 | 0 | 0 | 17 | 0
14.03. | 19 | 70.55 |  | 53.55 | 0 | 0 | 17 | 0
14.03. | 20 | 70.55 |  | 53.55 | 0 | 0 | 17 | 0
14.03. | 21 | 70.55 |  | 53.55 | 0 | 0 | 17 | 0
14.03. | 22 | 70.55 |  | 53.55 | 0 | 0 | 17 | 0
14.03. | 23 | 70.55 |  | 53.55 | 0 | 0 | 17 | 0
14.03. | 24 | 70.55 |  | 53.55 | 0 | 0 | 17 | 0
15.03. | 1 | 70.55 |  | 53.55 | 0 | 0 | 17 | 0
15.03. | 2 | 70.55 |  | 53.55 | 0 | 0 | 17 | 0
15.03. | 3 | 70.55 |  | 53.55 | 0 | 0 | 17 | 0
15.03. | 4 | 70.55 |  | 53.55 | 0 | 0 | 17 | 0
15.03. | 5 | 70.55 |  | 53.55 | 0 | 0 | 17 | 0
15.03. | 6 | 70.55 |  | 53.55 | 0 | 0 | 17 | 0
15.03. | 7 | 70.55 |  | 53.55 | 0 | 0 | 17 | 0
15.03. | 8 | 70.55 |  | 53.55 | 0 | 0 | 17 | 0
15.03. | 9 | 70.55 |  | 53.55 | 0 | 0 | 17 | 0
15.03. | 10 | 70.55 |  | 53.55 | 0 | 0 | 17 | 0
15.03. | 11 | 70.55 |  | 53.55 | 0 | 0 | 17 | 0
15.03. | 12 | 70.55 |  | 53.55 | 0 | 0 | 17 | 0
15.03. | 13 | 70.55 |  | 53.55 | 0 | 0 | 17 | 0
15.03. | 14 | 70.55 |  | 53.55 | 0 | 0 | 17 | 0
15.03. | 15 | 70.55 |  | 53.55 | 0 | 0 | 17 | 0
15.03. | 16 | 70.55 |  | 53.55 | 0 | 0 | 17 | 0
15.03. | 17 | 70.55 |  | 53.55 | 0 | 0 | 17 | 0
15.03. | 18 | 70.55 |  | 53.55 | 0 | 0 | 17 | 0
15.03. | 19 | 70.55 |  | 53.55 | 0 | 0 | 17 | 0
15.03. | 20 | 70.55 |  | 53.55 | 0 | 0 | 17 | 0
15.03. | 21 | 70.55 |  | 53.55 | 0 | 0 | 17 | 0
15.03. | 22 | 70.55 |  | 53.55 | 0 | 0 | 17 | 0
15.03. | 23 | 70.55 |  | 53.55 | 0 | 0 | 17 | 0
15.03. | 24 | 70.55 |  | 53.55 | 0 | 0 | 17 | 0
16.03. | 1 | 70.55 |  | 53.55 | 0 | 0 | 17 | 0
16.03. | 2 | 70.55 |  | 53.55 | 0 | 0 | 17 | 0
16.03. | 3 | 70.55 |  | 53.55 | 0 | 0 | 17 | 0
16.03. | 4 | 70.55 |  | 53.55 | 0 | 0 | 17 | 0
16.03. | 5 | 70.55 |  | 53.55 | 0 | 0 | 17 | 0
16.03. | 6 | 70.55 |  | 53.55 | 0 | 0 | 17 | 0
16.03. | 7 | 70.55 |  | 53.55 | 0 | 0 | 17 | 0
16.03. | 8 | 70.55 |  | 53.55 | 0 | 0 | 17 | 0
16.03. | 9 | 70.55 |  | 53.55 | 0 | 0 | 17 | 0
16.03. | 10 | 70.55 |  | 53.55 | 0 | 0 | 17 | 0
16.03. | 11 | 70.55 |  | 53.55 | 0 | 0 | 17 | 0
16.03. | 12 | 70.55 |  | 53.55 | 0 | 0 | 17 | 0
16.03. | 13 | 70.55 |  | 53.55 | 0 | 0 | 17 | 0
16.03. | 14 | 70.55 |  | 53.55 | 0 | 0 | 17 | 0
16.03. | 15 | 70.55 |  | 53.55 | 0 | 0 | 17 | 0
16.03. | 16 | 70.55 |  | 53.55 | 0 | 0 | 17 | 0
16.03. | 17 | 70.55 |  | 53.55 | 0 | 0 | 17 | 0
16.03. | 18 | 70.55 |  | 53.55 | 0 | 0 | 17 | 0
16.03. | 19 | 70.55 |  | 53.55 | 0 | 0 | 17 | 0
16.03. | 20 | 70.55 |  | 53.55 | 0 | 0 | 17 | 0
16.03. | 21 | 70.55 |  | 53.55 | 0 | 0 | 17 | 0
16.03. | 22 | 70.55 |  | 53.55 | 0 | 0 | 17 | 0
16.03. | 23 | 70.55 |  | 53.55 | 0 | 0 | 17 | 0
16.03. | 24 | 70.55 |  | 53.55 | 0 | 0 | 17 | 0
17.03. | 1 | 70.55 |  | 53.55 | 0 | 0 | 17 | 0
17.03. | 2 | 70.55 |  | 53.55 | 0 | 0 | 17 | 0
17.03. | 3 | 70.55 |  | 53.55 | 0 | 0 | 17 | 0
17.03. | 4 | 70.55 |  | 53.55 | 0 | 0 | 17 | 0
17.03. | 5 | 70.55 |  | 53.55 | 0 | 0 | 17 | 0
17.03. | 6 | 70.55 |  | 53.55 | 0 | 0 | 17 | 0
17.03. | 7 | 70.55 |  | 53.55 | 0 | 0 | 17 | 0
17.03. | 8 | 70.55 |  | 53.55 | 0 | 0 | 17 | 0
17.03. | 9 | 70.55 |  | 53.55 | 0 | 0 | 17 | 0
17.03. | 10 | 70.55 |  | 53.55 | 0 | 0 | 17 | 0
17.03. | 11 | 70.55 |  | 53.55 | 0 | 0 | 17 | 0
17.03. | 12 | 70.55 |  | 53.55 | 0 | 0 | 17 | 0
17.03. | 13 | 70.55 |  | 53.55 | 0 | 0 | 17 | 0
17.03. | 14 | 70.55 |  | 53.55 | 0 | 0 | 17 | 0
17.03. | 15 | 70.55 |  | 53.55 | 0 | 0 | 17 | 0
17.03. | 16 | 70.55 |  | 53.55 | 0 | 0 | 17 | 0
17.03. | 17 | 70.55 |  | 53.55 | 0 | 0 | 17 | 0
17.03. | 18 | 70.55 |  | 53.55 | 0 | 0 | 17 | 0
17.03. | 19 | 70.55 |  | 53.55 | 0 | 0 | 17 | 0
17.03. | 20 | 70.55 |  | 53.55 | 0 | 0 | 17 | 0
17.03. | 21 | 70.55 |  | 53.55 | 0 | 0 | 17 | 0
17.03. | 22 | 70.55 |  | 53.55 | 0 | 0 | 17 | 0
17.03. | 23 | 70.55 |  | 53.55 | 0 | 0 | 17 | 0
17.03. | 24 | 70.55 |  | 53.55 | 0 | 0 | 17 | 0
18.03. | 1 | 70.55 |  | 53.55 | 0 | 0 | 17 | 0
18.03. | 2 | 70.55 |  | 53.55 | 0 | 0 | 17 | 0
18.03. | 3 | 70.55 |  | 53.55 | 0 | 0 | 17 | 0
18.03. | 4 | 70.55 |  | 53.55 | 0 | 0 | 17 | 0
18.03. | 5 | 70.55 |  | 53.55 | 0 | 0 | 17 | 0
18.03. | 6 | 70.55 |  | 53.55 | 0 | 0 | 17 | 0
18.03. | 7 | 70.55 |  | 53.55 | 0 | 0 | 17 | 0
18.03. | 8 | 70.55 |  | 53.55 | 0 | 0 | 17 | 0
18.03. | 9 | 70.55 |  | 53.55 | 0 | 0 | 17 | 0
18.03. | 10 | 70.55 |  | 53.55 | 0 | 0 | 17 | 0
18.03. | 11 | 70.55 |  | 53.55 | 0 | 0 | 17 | 0
18.03. | 12 | 70.55 |  | 53.55 | 0 | 0 | 17 | 0
18.03. | 13 | 70.55 |  | 53.55 | 0 | 0 | 17 | 0
18.03. | 14 | 70.55 |  | 53.55 | 0 | 0 | 17 | 0
18.03. | 15 | 70.55 |  | 53.55 | 0 | 0 | 17 | 0
18.03. | 16 | 70.55 |  | 53.55 | 0 | 0 | 17 | 0
18.03. | 17 | 70.55 |  | 53.55 | 0 | 0 | 17 | 0
18.03. | 18 | 70.55 |  | 53.55 | 0 | 0 | 17 | 0
18.03. | 19 | 70.55 |  | 53.55 | 0 | 0 | 17 | 0
18.03. | 20 | 70.55 |  | 53.55 | 0 | 0 | 17 | 0
18.03. | 21 | 70.55 |  | 53.55 | 0 | 0 | 17 | 0
18.03. | 22 | 70.55 |  | 53.55 | 0 | 0 | 17 | 0
18.03. | 23 | 70.55 |  | 53.55 | 0 | 0 | 17 | 0
18.03. | 24 | 70.55 |  | 53.55 | 0 | 0 | 17 | 0
19.03. | 1 | 70.55 |  | 53.55 | 0 | 0 | 17 | 0
19.03. | 2 | 70.55 |  | 53.55 | 0 | 0 | 17 | 0
19.03. | 3 | 70.55 |  | 53.55 | 0 | 0 | 17 | 0
19.03. | 4 | 70.55 |  | 53.55 | 0 | 0 | 17 | 0
19.03. | 5 | 70.55 |  | 53.55 | 0 | 0 | 17 | 0
19.03. | 6 | 70.55 |  | 53.55 | 0 | 0 | 17 | 0
19.03. | 7 | 70.55 |  | 53.55 | 0 | 0 | 17 | 0
19.03. | 8 | 70.55 |  | 53.55 | 0 | 0 | 17 | 0
19.03. | 9 | 70.55 |  | 53.55 | 0 | 0 | 17 | 0
19.03. | 10 | 70.55 |  | 53.55 | 0 | 0 | 17 | 0
19.03. | 11 | 70.55 |  | 53.55 | 0 | 0 | 17 | 0
19.03. | 12 | 70.55 |  | 53.55 | 0 | 0 | 17 | 0
19.03. | 13 | 70.55 |  | 53.55 | 0 | 0 | 17 | 0
19.03. | 14 | 70.55 |  | 53.55 | 0 | 0 | 17 | 0
19.03. | 15 | 70.55 |  | 53.55 | 0 | 0 | 17 | 0
19.03. | 16 | 70.55 |  | 53.55 | 0 | 0 | 17 | 0
19.03. | 17 | 70.55 |  | 53.55 | 0 | 0 | 17 | 0
19.03. | 18 | 70.55 |  | 53.55 | 0 | 0 | 17 | 0
19.03. | 19 | 70.55 |  | 53.55 | 0 | 0 | 17 | 0
19.03. | 20 | 70.55 |  | 53.55 | 0 | 0 | 17 | 0
19.03. | 21 | 70.55 |  | 53.55 | 0 | 0 | 17 | 0
19.03. | 22 | 70.55 |  | 53.55 | 0 | 0 | 17 | 0
19.03. | 23 | 70.55 |  | 53.55 | 0 | 0 | 17 | 0
19.03. | 24 | 70.55 |  | 53.55 | 0 | 0 | 17 | 0
20.03. | 1 | 70.55 |  | 53.55 | 0 | 0 | 17 | 0
20.03. | 2 | 70.55 |  | 53.55 | 0 | 0 | 17 | 0
20.03. | 3 | 70.55 |  | 53.55 | 0 | 0 | 17 | 0
20.03. | 4 | 70.55 |  | 53.55 | 0 | 0 | 17 | 0
20.03. | 5 | 70.55 |  | 53.55 | 0 | 0 | 17 | 0
20.03. | 6 | 70.55 |  | 53.55 | 0 | 0 | 17 | 0
20.03. | 7 | 70.55 |  | 53.55 | 0 | 0 | 17 | 0
20.03. | 8 | 70.55 |  | 53.55 | 0 | 0 | 17 | 0
20.03. | 9 | 70.55 |  | 53.55 | 0 | 0 | 17 | 0
20.03. | 10 | 70.55 |  | 53.55 | 0 | 0 | 17 | 0
20.03. | 11 | 70.55 |  | 53.55 | 0 | 0 | 17 | 0
20.03. | 12 | 70.55 |  | 53.55 | 0 | 0 | 17 | 0
20.03. | 13 | 70.55 |  | 53.55 | 0 | 0 | 17 | 0
20.03. | 14 | 70.55 |  | 53.55 | 0 | 0 | 17 | 0
20.03. | 15 | 70.55 |  | 53.55 | 0 | 0 | 17 | 0
20.03. | 16 | 70.55 |  | 53.55 | 0 | 0 | 17 | 0
20.03. | 17 | 70.55 |  | 53.55 | 0 | 0 | 17 | 0
20.03. | 18 | 70.55 |  | 53.55 | 0 | 0 | 17 | 0
20.03. | 19 | 70.55 |  | 53.55 | 0 | 0 | 17 | 0
20.03. | 20 | 70.55 |  | 53.55 | 0 | 0 | 17 | 0
20.03. | 21 | 70.55 |  | 53.55 | 0 | 0 | 17 | 0
20.03. | 22 | 70.55 |  | 53.55 | 0 | 0 | 17 | 0
20.03. | 23 | 70.55 |  | 53.55 | 0 | 0 | 17 | 0
20.03. | 24 | 70.55 |  | 53.55 | 0 | 0 | 17 | 0
21.03. | 1 | 70.55 |  | 53.55 | 0 | 0 | 17 | 0
21.03. | 2 | 70.55 |  | 53.55 | 0 | 0 | 17 | 0
21.03. | 3 | 70.55 |  | 53.55 | 0 | 0 | 17 | 0
21.03. | 4 | 70.55 |  | 53.55 | 0 | 0 | 17 | 0
21.03. | 5 | 70.55 |  | 53.55 | 0 | 0 | 17 | 0
21.03. | 6 | 70.55 |  | 53.55 | 0 | 0 | 17 | 0
21.03. | 7 | 70.55 |  | 53.55 | 0 | 0 | 17 | 0
21.03. | 8 | 70.55 |  | 53.55 | 0 | 0 | 17 | 0
21.03. | 9 | 70.55 |  | 53.55 | 0 | 0 | 17 | 0
21.03. | 10 | 70.55 |  | 53.55 | 0 | 0 | 17 | 0
21.03. | 11 | 70.55 |  | 53.55 | 0 | 0 | 17 | 0
21.03. | 12 | 70.55 |  | 53.55 | 0 | 0 | 17 | 0
21.03. | 13 | 70.55 |  | 53.55 | 0 | 0 | 17 | 0
21.03. | 14 | 70.55 |  | 53.55 | 0 | 0 | 17 | 0
21.03. | 15 | 70.55 |  | 53.55 | 0 | 0 | 17 | 0
21.03. | 16 | 70.55 |  | 53.55 | 0 | 0 | 17 | 0
21.03. | 17 | 70.55 |  | 53.55 | 0 | 0 | 17 | 0
21.03. | 18 | 70.55 |  | 53.55 | 0 | 0 | 17 | 0
21.03. | 19 | 70.55 |  | 53.55 | 0 | 0 | 17 | 0
21.03. | 20 | 70.55 |  | 53.55 | 0 | 0 | 17 | 0
21.03. | 21 | 70.55 |  | 53.55 | 0 | 0 | 17 | 0
21.03. | 22 | 70.55 |  | 53.55 | 0 | 0 | 17 | 0
21.03. | 23 | 70.55 |  | 53.55 | 0 | 0 | 17 | 0
21.03. | 24 | 70.55 |  | 53.55 | 0 | 0 | 17 | 0
22.03. | 1 | 70.55 |  | 53.55 | 0 | 0 | 17 | 0
22.03. | 2 | 70.55 |  | 53.55 | 0 | 0 | 17 | 0
22.03. | 3 | 70.55 |  | 53.55 | 0 | 0 | 17 | 0
22.03. | 4 | 70.55 |  | 53.55 | 0 | 0 | 17 | 0
22.03. | 5 | 70.55 |  | 53.55 | 0 | 0 | 17 | 0
22.03. | 6 | 70.55 |  | 53.55 | 0 | 0 | 17 | 0
22.03. | 7 | 70.55 |  | 53.55 | 0 | 0 | 17 | 0
22.03. | 8 | 70.55 |  | 53.55 | 0 | 0 | 17 | 0
22.03. | 9 | 70.55 |  | 53.55 | 0 | 0 | 17 | 0
22.03. | 10 | 70.55 |  | 53.55 | 0 | 0 | 17 | 0
22.03. | 11 | 70.55 |  | 53.55 | 0 | 0 | 17 | 0
22.03. | 12 | 70.55 |  | 53.55 | 0 | 0 | 17 | 0
22.03. | 13 | 70.55 |  | 53.55 | 0 | 0 | 17 | 0
22.03. | 14 | 70.55 |  | 53.55 | 0 | 0 | 17 | 0
22.03. | 15 | 70.55 |  | 53.55 | 0 | 0 | 17 | 0
22.03. | 16 | 70.55 |  | 53.55 | 0 | 0 | 17 | 0
22.03. | 17 | 70.55 |  | 53.55 | 0 | 0 | 17 | 0
22.03. | 18 | 70.55 |  | 53.55 | 0 | 0 | 17 | 0
22.03. | 19 | 70.55 |  | 53.55 | 0 | 0 | 17 | 0
22.03. | 20 | 70.55 |  | 53.55 | 0 | 0 | 17 | 0
22.03. | 21 | 70.55 |  | 53.55 | 0 | 0 | 17 | 0
22.03. | 22 | 70.55 |  | 53.55 | 0 | 0 | 17 | 0
22.03. | 23 | 70.55 |  | 53.55 | 0 | 0 | 17 | 0
22.03. | 24 | 70.55 |  | 53.55 | 0 | 0 | 17 | 0
23.03. | 1 | 70.55 |  | 53.55 | 0 | 0 | 17 | 0
23.03. | 2 | 70.55 |  | 53.55 | 0 | 0 | 17 | 0
23.03. | 3 | 70.55 |  | 53.55 | 0 | 0 | 17 | 0
23.03. | 4 | 70.55 |  | 53.55 | 0 | 0 | 17 | 0
23.03. | 5 | 70.55 |  | 53.55 | 0 | 0 | 17 | 0
23.03. | 6 | 70.55 |  | 53.55 | 0 | 0 | 17 | 0
23.03. | 7 | 70.55 |  | 53.55 | 0 | 0 | 17 | 0
23.03. | 8 | 70.55 |  | 53.55 | 0 | 0 | 17 | 0
23.03. | 9 | 70.55 |  | 53.55 | 0 | 0 | 17 | 0
23.03. | 10 | 70.55 |  | 53.55 | 0 | 0 | 17 | 0
23.03. | 11 | 70.55 |  | 53.55 | 0 | 0 | 17 | 0
23.03. | 12 | 70.55 |  | 53.55 | 0 | 0 | 17 | 0
23.03. | 13 | 70.55 |  | 53.55 | 0 | 0 | 17 | 0
23.03. | 14 | 70.55 |  | 53.55 | 0 | 0 | 17 | 0
23.03. | 15 | 70.55 |  | 53.55 | 0 | 0 | 17 | 0
23.03. | 16 | 70.55 |  | 53.55 | 0 | 0 | 17 | 0
23.03. | 17 | 70.55 |  | 53.55 | 0 | 0 | 17 | 0
23.03. | 18 | 70.55 |  | 53.55 | 0 | 0 | 17 | 0
23.03. | 19 | 70.55 |  | 53.55 | 0 | 0 | 17 | 0
23.03. | 20 | 70.55 |  | 53.55 | 0 | 0 | 17 | 0
23.03. | 21 | 70.55 |  | 53.55 | 0 | 0 | 17 | 0
23.03. | 22 | 70.55 |  | 53.55 | 0 | 0 | 17 | 0
23.03. | 23 | 70.55 |  | 53.55 | 0 | 0 | 17 | 0
23.03. | 24 | 70.55 |  | 53.55 | 0 | 0 | 17 | 0
24.03. | 1 | 70.55 |  | 53.55 | 0 | 0 | 17 | 0
24.03. | 2 | 70.55 |  | 53.55 | 0 | 0 | 17 | 0
24.03. | 3 | 70.55 |  | 53.55 | 0 | 0 | 17 | 0
24.03. | 4 | 70.55 |  | 53.55 | 0 | 0 | 17 | 0
24.03. | 5 | 70.55 |  | 53.55 | 0 | 0 | 17 | 0
24.03. | 6 | 70.55 |  | 53.55 | 0 | 0 | 17 | 0
24.03. | 7 | 70.55 |  | 53.55 | 0 | 0 | 17 | 0
24.03. | 8 | 70.55 |  | 53.55 | 0 | 0 | 17 | 0
24.03. | 9 | 70.55 |  | 53.55 | 0 | 0 | 17 | 0
24.03. | 10 | 70.55 |  | 53.55 | 0 | 0 | 17 | 0
24.03. | 11 | 70.55 |  | 53.55 | 0 | 0 | 17 | 0
24.03. | 12 | 70.55 |  | 53.55 | 0 | 0 | 17 | 0
24.03. | 13 | 70.55 |  | 53.55 | 0 | 0 | 17 | 0
24.03. | 14 | 70.55 |  | 53.55 | 0 | 0 | 17 | 0
24.03. | 15 | 70.55 |  | 53.55 | 0 | 0 | 17 | 0
24.03. | 16 | 70.55 |  | 53.55 | 0 | 0 | 17 | 0
24.03. | 17 | 70.55 |  | 53.55 | 0 | 0 | 17 | 0
24.03. | 18 | 70.55 |  | 53.55 | 0 | 0 | 17 | 0
24.03. | 19 | 70.55 |  | 53.55 | 0 | 0 | 17 | 0
24.03. | 20 | 70.55 |  | 53.55 | 0 | 0 | 17 | 0
24.03. | 21 | 70.55 |  | 53.55 | 0 | 0 | 17 | 0
24.03. | 22 | 70.55 |  | 53.55 | 0 | 0 | 17 | 0
24.03. | 23 | 70.55 |  | 53.55 | 0 | 0 | 17 | 0
24.03. | 24 | 70.55 |  | 53.55 | 0 | 0 | 17 | 0
25.03. | 1 | 70.55 |  | 53.55 | 0 | 0 | 17 | 0
25.03. | 2 | 70.55 |  | 53.55 | 0 | 0 | 17 | 0
25.03. | 3 | 70.55 |  | 53.55 | 0 | 0 | 17 | 0
25.03. | 4 | 70.55 |  | 53.55 | 0 | 0 | 17 | 0
25.03. | 5 | 70.55 |  | 53.55 | 0 | 0 | 17 | 0
25.03. | 6 | 70.55 |  | 53.55 | 0 | 0 | 17 | 0
25.03. | 7 | 70.55 |  | 53.55 | 0 | 0 | 17 | 0
25.03. | 8 | 70.55 |  | 53.55 | 0 | 0 | 17 | 0
25.03. | 9 | 70.55 |  | 53.55 | 0 | 0 | 17 | 0
25.03. | 10 | 70.55 |  | 53.55 | 0 | 0 | 17 | 0
25.03. | 11 | 70.55 |  | 53.55 | 0 | 0 | 17 | 0
25.03. | 12 | 70.55 |  | 53.55 | 0 | 0 | 17 | 0
25.03. | 13 | 70.55 |  | 53.55 | 0 | 0 | 17 | 0
25.03. | 14 | 70.55 |  | 53.55 | 0 | 0 | 17 | 0
25.03. | 15 | 70.55 |  | 53.55 | 0 | 0 | 17 | 0
25.03. | 16 | 70.55 |  | 53.55 | 0 | 0 | 17 | 0
25.03. | 17 | 70.55 |  | 53.55 | 0 | 0 | 17 | 0
25.03. | 18 | 70.55 |  | 53.55 | 0 | 0 | 17 | 0
25.03. | 19 | 70.55 |  | 53.55 | 0 | 0 | 17 | 0
25.03. | 20 | 70.55 |  | 53.55 | 0 | 0 | 17 | 0
25.03. | 21 | 70.55 |  | 53.55 | 0 | 0 | 17 | 0
25.03. | 22 | 70.55 |  | 53.55 | 0 | 0 | 17 | 0
25.03. | 23 | 70.55 |  | 53.55 | 0 | 0 | 17 | 0
25.03. | 24 | 70.55 |  | 53.55 | 0 | 0 | 17 | 0
26.03. | 1 | 70.55 |  | 53.55 | 0 | 0 | 17 | 0
26.03. | 2 | 70.55 |  | 53.55 | 0 | 0 | 17 | 0
26.03. | 3 | 70.55 |  | 53.55 | 0 | 0 | 17 | 0
26.03. | 4 | 70.55 |  | 53.55 | 0 | 0 | 17 | 0
26.03. | 5 | 70.55 |  | 53.55 | 0 | 0 | 17 | 0
26.03. | 6 | 70.55 |  | 53.55 | 0 | 0 | 17 | 0
26.03. | 7 | 70.55 |  | 53.55 | 0 | 0 | 17 | 0
26.03. | 8 | 70.55 |  | 53.55 | 0 | 0 | 17 | 0
26.03. | 9 | 70.55 |  | 53.55 | 0 | 0 | 17 | 0
26.03. | 10 | 70.55 |  | 53.55 | 0 | 0 | 17 | 0
26.03. | 11 | 70.55 |  | 53.55 | 0 | 0 | 17 | 0
26.03. | 12 | 70.55 |  | 53.55 | 0 | 0 | 17 | 0
26.03. | 13 | 70.55 |  | 53.55 | 0 | 0 | 17 | 0
26.03. | 14 | 70.55 |  | 53.55 | 0 | 0 | 17 | 0
26.03. | 15 | 70.55 |  | 53.55 | 0 | 0 | 17 | 0
26.03. | 16 | 70.55 |  | 53.55 | 0 | 0 | 17 | 0
26.03. | 17 | 70.55 |  | 53.55 | 0 | 0 | 17 | 0
26.03. | 18 | 70.55 |  | 53.55 | 0 | 0 | 17 | 0
26.03. | 19 | 70.55 |  | 53.55 | 0 | 0 | 17 | 0
26.03. | 20 | 70.55 |  | 53.55 | 0 | 0 | 17 | 0
26.03. | 21 | 70.55 |  | 53.55 | 0 | 0 | 17 | 0
26.03. | 22 | 70.55 |  | 53.55 | 0 | 0 | 17 | 0
26.03. | 23 | 70.55 |  | 53.55 | 0 | 0 | 17 | 0
26.03. | 24 | 70.55 |  | 53.55 | 0 | 0 | 17 | 0
27.03. | 1 | 70.55 |  | 53.55 | 0 | 0 | 17 | 0
27.03. | 2 | 70.55 |  | 53.55 | 0 | 0 | 17 | 0
27.03. | 3 | 70.55 |  | 53.55 | 0 | 0 | 17 | 0
27.03. | 4 | 70.55 |  | 53.55 | 0 | 0 | 17 | 0
27.03. | 5 | 70.55 |  | 53.55 | 0 | 0 | 17 | 0
27.03. | 6 | 70.55 |  | 53.55 | 0 | 0 | 17 | 0
27.03. | 7 | 70.55 |  | 53.55 | 0 | 0 | 17 | 0
27.03. | 8 | 70.55 |  | 53.55 | 0 | 0 | 17 | 0
27.03. | 9 | 70.55 |  | 53.55 | 0 | 0 | 17 | 0
27.03. | 10 | 70.55 |  | 53.55 | 0 | 0 | 17 | 0
27.03. | 11 | 70.55 |  | 53.55 | 0 | 0 | 17 | 0
27.03. | 12 | 70.55 |  | 53.55 | 0 | 0 | 17 | 0
27.03. | 13 | 70.55 |  | 53.55 | 0 | 0 | 17 | 0
27.03. | 14 | 70.55 |  | 53.55 | 0 | 0 | 17 | 0
27.03. | 15 | 70.55 |  | 53.55 | 0 | 0 | 17 | 0
27.03. | 16 | 70.55 |  | 53.55 | 0 | 0 | 17 | 0
27.03. | 17 | 70.55 |  | 53.55 | 0 | 0 | 17 | 0
27.03. | 18 | 70.55 |  | 53.55 | 0 | 0 | 17 | 0
27.03. | 19 | 70.55 |  | 53.55 | 0 | 0 | 17 | 0
27.03. | 20 | 70.55 |  | 53.55 | 0 | 0 | 17 | 0
27.03. | 21 | 70.55 |  | 53.55 | 0 | 0 | 17 | 0
27.03. | 22 | 70.55 |  | 53.55 | 0 | 0 | 17 | 0
27.03. | 23 | 70.55 |  | 53.55 | 0 | 0 | 17 | 0
27.03. | 24 | 70.55 |  | 53.55 | 0 | 0 | 17 | 0
28.03. | 1 | 70.55 |  | 53.55 | 0 | 0 | 17 | 0
28.03. | 2 | 70.55 |  | 53.55 | 0 | 0 | 17 | 0
28.03. | 3 | 70.55 |  | 53.55 | 0 | 0 | 17 | 0
28.03. | 4 | 70.55 |  | 53.55 | 0 | 0 | 17 | 0
28.03. | 5 | 70.55 |  | 53.55 | 0 | 0 | 17 | 0
28.03. | 6 | 70.55 |  | 53.55 | 0 | 0 | 17 | 0
28.03. | 7 | 70.55 |  | 53.55 | 0 | 0 | 17 | 0
28.03. | 8 | 70.55 |  | 53.55 | 0 | 0 | 17 | 0
28.03. | 9 | 70.55 |  | 53.55 | 0 | 0 | 17 | 0
28.03. | 10 | 70.55 |  | 53.55 | 0 | 0 | 17 | 0
28.03. | 11 | 70.55 |  | 53.55 | 0 | 0 | 17 | 0
28.03. | 12 | 70.55 |  | 53.55 | 0 | 0 | 17 | 0
28.03. | 13 | 70.55 |  | 53.55 | 0 | 0 | 17 | 0
28.03. | 14 | 70.55 |  | 53.55 | 0 | 0 | 17 | 0
28.03. | 15 | 70.55 |  | 53.55 | 0 | 0 | 17 | 0
28.03. | 16 | 70.55 |  | 53.55 | 0 | 0 | 17 | 0
28.03. | 17 | 70.55 |  | 53.55 | 0 | 0 | 17 | 0
28.03. | 18 | 70.55 |  | 53.55 | 0 | 0 | 17 | 0
28.03. | 19 | 70.55 |  | 53.55 | 0 | 0 | 17 | 0
28.03. | 20 | 70.55 |  | 53.55 | 0 | 0 | 17 | 0
28.03. | 21 | 70.55 |  | 53.55 | 0 | 0 | 17 | 0
28.03. | 22 | 70.55 |  | 53.55 | 0 | 0 | 17 | 0
28.03. | 23 | 70.55 |  | 53.55 | 0 | 0 | 17 | 0
28.03. | 24 | 70.55 |  | 53.55 | 0 | 0 | 17 | 0
29.03. | 1 | 70.55 |  | 53.55 | 0 | 0 | 17 | 0
29.03. | 2 | 70.55 |  | 53.55 | 0 | 0 | 17 | 0
29.03. | 3 | 70.55 |  | 53.55 | 0 | 0 | 17 | 0
29.03. | 4 | 70.55 |  | 53.55 | 0 | 0 | 17 | 0
29.03. | 5 | 70.55 |  | 53.55 | 0 | 0 | 17 | 0
29.03. | 6 | 70.55 |  | 53.55 | 0 | 0 | 17 | 0
29.03. | 7 | 70.55 |  | 53.55 | 0 | 0 | 17 | 0
29.03. | 8 | 70.55 |  | 53.55 | 0 | 0 | 17 | 0
29.03. | 9 | 70.55 |  | 53.55 | 0 | 0 | 17 | 0
29.03. | 10 | 70.55 |  | 53.55 | 0 | 0 | 17 | 0
29.03. | 11 | 70.55 |  | 53.55 | 0 | 0 | 17 | 0
29.03. | 12 | 70.55 |  | 53.55 | 0 | 0 | 17 | 0
29.03. | 13 | 70.55 |  | 53.55 | 0 | 0 | 17 | 0
29.03. | 14 | 70.55 |  | 53.55 | 0 | 0 | 17 | 0
29.03. | 15 | 70.55 |  | 53.55 | 0 | 0 | 17 | 0
29.03. | 16 | 70.55 |  | 53.55 | 0 | 0 | 17 | 0
29.03. | 17 | 70.55 |  | 53.55 | 0 | 0 | 17 | 0
29.03. | 18 | 70.55 |  | 53.55 | 0 | 0 | 17 | 0
29.03. | 19 | 70.55 |  | 53.55 | 0 | 0 | 17 | 0
29.03. | 20 | 70.55 |  | 53.55 | 0 | 0 | 17 | 0
29.03. | 21 | 70.55 |  | 53.55 | 0 | 0 | 17 | 0
29.03. | 22 | 70.55 |  | 53.55 | 0 | 0 | 17 | 0
29.03. | 23 | 70.55 |  | 53.55 | 0 | 0 | 17 | 0
29.03. | 24 | 70.55 |  | 53.55 | 0 | 0 | 17 | 0
30.03. | 1 | 70.55 |  | 53.55 | 0 | 0 | 17 | 0
30.03. | 2 | 70.55 |  | 53.55 | 0 | 0 | 17 | 0
30.03. | 3 | 70.55 |  | 53.55 | 0 | 0 | 17 | 0
30.03. | 4 | 70.55 |  | 53.55 | 0 | 0 | 17 | 0
30.03. | 5 | 70.55 |  | 53.55 | 0 | 0 | 17 | 0
30.03. | 6 | 70.55 |  | 53.55 | 0 | 0 | 17 | 0
30.03. | 7 | 70.55 |  | 53.55 | 0 | 0 | 17 | 0
30.03. | 8 | 70.55 |  | 53.55 | 0 | 0 | 17 | 0
30.03. | 9 | 70.55 |  | 53.55 | 0 | 0 | 17 | 0
30.03. | 10 | 70.55 |  | 53.55 | 0 | 0 | 17 | 0
30.03. | 11 | 70.55 |  | 53.55 | 0 | 0 | 17 | 0
30.03. | 12 | 70.55 |  | 53.55 | 0 | 0 | 17 | 0
30.03. | 13 | 70.55 |  | 53.55 | 0 | 0 | 17 | 0
30.03. | 14 | 70.55 |  | 53.55 | 0 | 0 | 17 | 0
30.03. | 15 | 70.55 |  | 53.55 | 0 | 0 | 17 | 0
30.03. | 16 | 70.55 |  | 53.55 | 0 | 0 | 17 | 0
30.03. | 17 | 70.55 |  | 53.55 | 0 | 0 | 17 | 0
30.03. | 18 | 70.55 |  | 53.55 | 0 | 0 | 17 | 0
30.03. | 19 | 70.55 |  | 53.55 | 0 | 0 | 17 | 0
30.03. | 20 | 70.55 |  | 53.55 | 0 | 0 | 17 | 0
30.03. | 21 | 70.55 |  | 53.55 | 0 | 0 | 17 | 0
30.03. | 22 | 70.55 |  | 53.55 | 0 | 0 | 17 | 0
30.03. | 23 | 70.55 |  | 53.55 | 0 | 0 | 17 | 0
30.03. | 24 | 70.55 |  | 53.55 | 0 | 0 | 17 | 0
31.03. | 1 | 70.55 |  | 53.55 | 0 | 0 | 17 | 0
31.03. | 2 | 70.55 |  | 53.55 | 0 | 0 | 17 | 0
31.03. | 3 | 70.55 |  | 53.55 | 0 | 0 | 17 | 0
31.03. | 4 | 70.55 |  | 53.55 | 0 | 0 | 17 | 0
31.03. | 5 | 70.55 |  | 53.55 | 0 | 0 | 17 | 0
31.03. | 6 | 70.55 |  | 53.55 | 0 | 0 | 17 | 0
31.03. | 7 | 70.55 |  | 53.55 | 0 | 0 | 17 | 0
31.03. | 8 | 70.55 |  | 53.55 | 0 | 0 | 17 | 0
31.03. | 9 | 70.55 |  | 53.55 | 0 | 0 | 17 | 0
31.03. | 10 | 70.55 |  | 53.55 | 0 | 0 | 17 | 0
31.03. | 11 | 70.55 |  | 53.55 | 0 | 0 | 17 | 0
31.03. | 12 | 70.55 |  | 53.55 | 0 | 0 | 17 | 0
31.03. | 13 | 70.55 |  | 53.55 | 0 | 0 | 17 | 0
31.03. | 14 | 70.55 |  | 53.55 | 0 | 0 | 17 | 0
31.03. | 15 | 70.55 |  | 53.55 | 0 | 0 | 17 | 0
31.03. | 16 | 70.55 |  | 53.55 | 0 | 0 | 17 | 0
31.03. | 17 | 70.55 |  | 53.55 | 0 | 0 | 17 | 0
31.03. | 18 | 70.55 |  | 53.55 | 0 | 0 | 17 | 0
31.03. | 19 | 70.55 |  | 53.55 | 0 | 0 | 17 | 0
31.03. | 20 | 70.55 |  | 53.55 | 0 | 0 | 17 | 0
31.03. | 21 | 70.55 |  | 53.55 | 0 | 0 | 17 | 0
31.03. | 22 | 70.55 |  | 53.55 | 0 | 0 | 17 | 0
31.03. | 23 | 70.55 |  | 53.55 | 0 | 0 | 17 | 0
31.03. | 24 | 70.55 |  | 53.55 | 0 | 0 | 17 | 0
01.04. | 1 | 70.55 |  | 53.55 | 0 | 0 | 17 | 0
01.04. | 2 | 70.55 |  | 53.55 | 0 | 0 | 17 | 0
01.04. | 3 | 70.55 |  | 53.55 | 0 | 0 | 17 | 0
01.04. | 4 | 70.55 |  | 53.55 | 0 | 0 | 17 | 0
01.04. | 5 | 70.55 |  | 53.55 | 0 | 0 | 17 | 0
01.04. | 6 | 70.55 |  | 53.55 | 0 | 0 | 17 | 0
01.04. | 7 | 70.55 |  | 53.55 | 0 | 0 | 17 | 0
01.04. | 8 | 70.55 |  | 53.55 | 0 | 0 | 17 | 0
01.04. | 9 | 70.55 |  | 53.55 | 0 | 0 | 17 | 0
01.04. | 10 | 70.55 |  | 53.55 | 0 | 0 | 17 | 0
01.04. | 11 | 70.55 |  | 53.55 | 0 | 0 | 17 | 0
01.04. | 12 | 70.55 |  | 53.55 | 0 | 0 | 17 | 0
01.04. | 13 | 70.55 |  | 53.55 | 0 | 0 | 17 | 0
01.04. | 14 | 70.55 |  | 53.55 | 0 | 0 | 17 | 0
01.04. | 15 | 70.55 |  | 53.55 | 0 | 0 | 17 | 0
01.04. | 16 | 70.55 |  | 53.55 | 0 | 0 | 17 | 0
01.04. | 17 | 70.55 |  | 53.55 | 0 | 0 | 17 | 0
01.04. | 18 | 70.55 |  | 53.55 | 0 | 0 | 17 | 0
01.04. | 19 | 70.55 |  | 53.55 | 0 | 0 | 17 | 0
01.04. | 20 | 70.55 |  | 53.55 | 0 | 0 | 17 | 0
01.04. | 21 | 70.55 |  | 53.55 | 0 | 0 | 17 | 0
01.04. | 22 | 70.55 |  | 53.55 | 0 | 0 | 17 | 0
01.04. | 23 | 70.55 |  | 53.55 | 0 | 0 | 17 | 0
01.04. | 24 | 70.55 |  | 53.55 | 0 | 0 | 17 | 0
02.04. | 1 | 70.55 |  | 53.55 | 0 | 0 | 17 | 0
02.04. | 2 | 70.55 |  | 53.55 | 0 | 0 | 17 | 0
02.04. | 3 | 70.55 |  | 53.55 | 0 | 0 | 17 | 0
02.04. | 4 | 70.55 |  | 53.55 | 0 | 0 | 17 | 0
02.04. | 5 | 70.55 |  | 53.55 | 0 | 0 | 17 | 0
02.04. | 6 | 70.55 |  | 53.55 | 0 | 0 | 17 | 0
02.04. | 7 | 70.55 |  | 53.55 | 0 | 0 | 17 | 0
02.04. | 8 | 70.55 |  | 53.55 | 0 | 0 | 17 | 0
02.04. | 9 | 70.55 |  | 53.55 | 0 | 0 | 17 | 0
02.04. | 10 | 70.55 |  | 53.55 | 0 | 0 | 17 | 0
02.04. | 11 | 70.55 |  | 53.55 | 0 | 0 | 17 | 0
02.04. | 12 | 70.55 |  | 53.55 | 0 | 0 | 17 | 0
02.04. | 13 | 70.55 |  | 53.55 | 0 | 0 | 17 | 0
02.04. | 14 | 70.55 |  | 53.55 | 0 | 0 | 17 | 0
02.04. | 15 | 70.55 |  | 53.55 | 0 | 0 | 17 | 0
02.04. | 16 | 70.55 |  | 53.55 | 0 | 0 | 17 | 0
02.04. | 17 | 70.55 |  | 53.55 | 0 | 0 | 17 | 0
02.04. | 18 | 70.55 |  | 53.55 | 0 | 0 | 17 | 0
02.04. | 19 | 70.55 |  | 53.55 | 0 | 0 | 17 | 0
02.04. | 20 | 70.55 |  | 53.55 | 0 | 0 | 17 | 0
02.04. | 21 | 70.55 |  | 53.55 | 0 | 0 | 17 | 0
02.04. | 22 | 70.55 |  | 53.55 | 0 | 0 | 17 | 0
02.04. | 23 | 70.55 |  | 53.55 | 0 | 0 | 17 | 0
02.04. | 24 | 70.55 |  | 53.55 | 0 | 0 | 17 | 0
03.04. | 1 | 70.55 |  | 53.55 | 0 | 0 | 17 | 0
03.04. | 2 | 70.55 |  | 53.55 | 0 | 0 | 17 | 0
03.04. | 3 | 70.55 |  | 53.55 | 0 | 0 | 17 | 0
03.04. | 4 | 70.55 |  | 53.55 | 0 | 0 | 17 | 0
03.04. | 5 | 70.55 |  | 53.55 | 0 | 0 | 17 | 0
03.04. | 6 | 70.55 |  | 53.55 | 0 | 0 | 17 | 0
03.04. | 7 | 70.55 |  | 53.55 | 0 | 0 | 17 | 0
03.04. | 8 | 70.55 |  | 53.55 | 0 | 0 | 17 | 0
03.04. | 9 | 70.55 |  | 53.55 | 0 | 0 | 17 | 0
03.04. | 10 | 70.55 |  | 53.55 | 0 | 0 | 17 | 0
03.04. | 11 | 70.55 |  | 53.55 | 0 | 0 | 17 | 0
03.04. | 12 | 70.55 |  | 53.55 | 0 | 0 | 17 | 0
03.04. | 13 | 70.55 |  | 53.55 | 0 | 0 | 17 | 0
03.04. | 14 | 70.55 |  | 53.55 | 0 | 0 | 17 | 0
03.04. | 15 | 70.55 |  | 53.55 | 0 | 0 | 17 | 0
03.04. | 16 | 70.55 |  | 53.55 | 0 | 0 | 17 | 0
03.04. | 17 | 70.55 |  | 53.55 | 0 | 0 | 17 | 0
03.04. | 18 | 70.55 |  | 53.55 | 0 | 0 | 17 | 0
03.04. | 19 | 70.55 |  | 53.55 | 0 | 0 | 17 | 0
03.04. | 20 | 70.55 |  | 53.55 | 0 | 0 | 17 | 0
03.04. | 21 | 70.55 |  | 53.55 | 0 | 0 | 17 | 0
03.04. | 22 | 70.55 |  | 53.55 | 0 | 0 | 17 | 0
03.04. | 23 | 70.55 |  | 53.55 | 0 | 0 | 17 | 0
03.04. | 24 | 70.55 |  | 53.55 | 0 | 0 | 17 | 0
04.04. | 1 | 70.55 |  | 53.55 | 0 | 0 | 17 | 0
04.04. | 2 | 70.55 |  | 53.55 | 0 | 0 | 17 | 0
04.04. | 3 | 70.55 |  | 53.55 | 0 | 0 | 17 | 0
04.04. | 4 | 70.55 |  | 53.55 | 0 | 0 | 17 | 0
04.04. | 5 | 70.55 |  | 53.55 | 0 | 0 | 17 | 0
04.04. | 6 | 70.55 |  | 53.55 | 0 | 0 | 17 | 0
04.04. | 7 | 70.55 |  | 53.55 | 0 | 0 | 17 | 0
04.04. | 8 | 70.55 |  | 53.55 | 0 | 0 | 17 | 0
04.04. | 9 | 70.55 |  | 53.55 | 0 | 0 | 17 | 0
04.04. | 10 | 70.55 |  | 53.55 | 0 | 0 | 17 | 0
04.04. | 11 | 70.55 |  | 53.55 | 0 | 0 | 17 | 0
04.04. | 12 | 70.55 |  | 53.55 | 0 | 0 | 17 | 0
04.04. | 13 | 70.55 |  | 53.55 | 0 | 0 | 17 | 0
04.04. | 14 | 70.55 |  | 53.55 | 0 | 0 | 17 | 0
04.04. | 15 | 70.55 |  | 53.55 | 0 | 0 | 17 | 0
04.04. | 16 | 70.55 |  | 53.55 | 0 | 0 | 17 | 0
04.04. | 17 | 70.55 |  | 53.55 | 0 | 0 | 17 | 0
04.04. | 18 | 70.55 |  | 53.55 | 0 | 0 | 17 | 0
04.04. | 19 | 70.55 |  | 53.55 | 0 | 0 | 17 | 0
04.04. | 20 | 70.55 |  | 53.55 | 0 | 0 | 17 | 0
04.04. | 21 | 70.55 |  | 53.55 | 0 | 0 | 17 | 0
04.04. | 22 | 70.55 |  | 53.55 | 0 | 0 | 17 | 0
04.04. | 23 | 70.55 |  | 53.55 | 0 | 0 | 17 | 0
04.04. | 24 | 70.55 |  | 53.55 | 0 | 0 | 17 | 0
05.04. | 1 | 70.55 |  | 53.55 | 0 | 0 | 17 | 0
05.04. | 2 | 70.55 |  | 53.55 | 0 | 0 | 17 | 0
05.04. | 3 | 70.55 |  | 53.55 | 0 | 0 | 17 | 0
05.04. | 4 | 70.55 |  | 53.55 | 0 | 0 | 17 | 0
05.04. | 5 | 70.55 |  | 53.55 | 0 | 0 | 17 | 0
05.04. | 6 | 70.55 |  | 53.55 | 0 | 0 | 17 | 0
05.04. | 7 | 70.55 |  | 53.55 | 0 | 0 | 17 | 0
05.04. | 8 | 70.55 |  | 53.55 | 0 | 0 | 17 | 0
05.04. | 9 | 70.55 |  | 53.55 | 0 | 0 | 17 | 0
05.04. | 10 | 70.55 |  | 53.55 | 0 | 0 | 17 | 0
05.04. | 11 | 70.55 |  | 53.55 | 0 | 0 | 17 | 0
05.04. | 12 | 70.55 |  | 53.55 | 0 | 0 | 17 | 0
05.04. | 13 | 70.55 |  | 53.55 | 0 | 0 | 17 | 0
05.04. | 14 | 70.55 |  | 53.55 | 0 | 0 | 17 | 0
05.04. | 15 | 70.55 |  | 53.55 | 0 | 0 | 17 | 0
05.04. | 16 | 70.55 |  | 53.55 | 0 | 0 | 17 | 0
05.04. | 17 | 70.55 |  | 53.55 | 0 | 0 | 17 | 0
05.04. | 18 | 70.55 |  | 53.55 | 0 | 0 | 17 | 0
05.04. | 19 | 70.55 |  | 53.55 | 0 | 0 | 17 | 0
05.04. | 20 | 70.55 |  | 53.55 | 0 | 0 | 17 | 0
05.04. | 21 | 70.55 |  | 53.55 | 0 | 0 | 17 | 0
05.04. | 22 | 70.55 |  | 53.55 | 0 | 0 | 17 | 0
05.04. | 23 | 70.55 |  | 53.55 | 0 | 0 | 17 | 0
05.04. | 24 | 70.55 |  | 53.55 | 0 | 0 | 17 | 0
06.04. | 1 | 70.55 |  | 53.55 | 0 | 0 | 17 | 0
06.04. | 2 | 70.55 |  | 53.55 | 0 | 0 | 17 | 0
06.04. | 3 | 70.55 |  | 53.55 | 0 | 0 | 17 | 0
06.04. | 4 | 70.55 |  | 53.55 | 0 | 0 | 17 | 0
06.04. | 5 | 70.55 |  | 53.55 | 0 | 0 | 17 | 0
06.04. | 6 | 70.55 |  | 53.55 | 0 | 0 | 17 | 0
06.04. | 7 | 70.55 |  | 53.55 | 0 | 0 | 17 | 0
06.04. | 8 | 70.55 |  | 53.55 | 0 | 0 | 17 | 0
06.04. | 9 | 70.55 |  | 53.55 | 0 | 0 | 17 | 0
06.04. | 10 | 70.55 |  | 53.55 | 0 | 0 | 17 | 0
06.04. | 11 | 70.55 |  | 53.55 | 0 | 0 | 17 | 0
06.04. | 12 | 70.55 |  | 53.55 | 0 | 0 | 17 | 0
06.04. | 13 | 70.55 |  | 53.55 | 0 | 0 | 17 | 0
06.04. | 14 | 70.55 |  | 53.55 | 0 | 0 | 17 | 0
06.04. | 15 | 70.55 |  | 53.55 | 0 | 0 | 17 | 0
06.04. | 16 | 70.55 |  | 53.55 | 0 | 0 | 17 | 0
06.04. | 17 | 70.55 |  | 53.55 | 0 | 0 | 17 | 0
06.04. | 18 | 70.55 |  | 53.55 | 0 | 0 | 17 | 0
06.04. | 19 | 70.55 |  | 53.55 | 0 | 0 | 17 | 0
06.04. | 20 | 70.55 |  | 53.55 | 0 | 0 | 17 | 0
06.04. | 21 | 70.55 |  | 53.55 | 0 | 0 | 17 | 0
06.04. | 22 | 70.55 |  | 53.55 | 0 | 0 | 17 | 0
06.04. | 23 | 70.55 |  | 53.55 | 0 | 0 | 17 | 0
06.04. | 24 | 70.55 |  | 53.55 | 0 | 0 | 17 | 0
07.04. | 1 | 70.55 |  | 53.55 | 0 | 0 | 17 | 0
07.04. | 2 | 70.55 |  | 53.55 | 0 | 0 | 17 | 0
07.04. | 3 | 70.55 |  | 53.55 | 0 | 0 | 17 | 0
07.04. | 4 | 70.55 |  | 53.55 | 0 | 0 | 17 | 0
07.04. | 5 | 70.55 |  | 53.55 | 0 | 0 | 17 | 0
07.04. | 6 | 70.55 |  | 53.55 | 0 | 0 | 17 | 0
07.04. | 7 | 70.55 |  | 53.55 | 0 | 0 | 17 | 0
07.04. | 8 | 70.55 |  | 53.55 | 0 | 0 | 17 | 0
07.04. | 9 | 70.55 |  | 53.55 | 0 | 0 | 17 | 0
07.04. | 10 | 70.55 |  | 53.55 | 0 | 0 | 17 | 0
07.04. | 11 | 70.55 |  | 53.55 | 0 | 0 | 17 | 0
07.04. | 12 | 70.55 |  | 53.55 | 0 | 0 | 17 | 0
07.04. | 13 | 70.55 |  | 53.55 | 0 | 0 | 17 | 0
07.04. | 14 | 70.55 |  | 53.55 | 0 | 0 | 17 | 0
07.04. | 15 | 70.55 |  | 53.55 | 0 | 0 | 17 | 0
07.04. | 16 | 70.55 |  | 53.55 | 0 | 0 | 17 | 0
07.04. | 17 | 70.55 |  | 53.55 | 0 | 0 | 17 | 0
07.04. | 18 | 70.55 |  | 53.55 | 0 | 0 | 17 | 0
07.04. | 19 | 70.55 |  | 53.55 | 0 | 0 | 17 | 0
07.04. | 20 | 70.55 |  | 53.55 | 0 | 0 | 17 | 0
07.04. | 21 | 70.55 |  | 53.55 | 0 | 0 | 17 | 0
07.04. | 22 | 70.55 |  | 53.55 | 0 | 0 | 17 | 0
07.04. | 23 | 70.55 |  | 53.55 | 0 | 0 | 17 | 0
07.04. | 24 | 70.55 |  | 53.55 | 0 | 0 | 17 | 0
08.04. | 1 | 70.55 |  | 53.55 | 0 | 0 | 17 | 0
08.04. | 2 | 70.55 |  | 53.55 | 0 | 0 | 17 | 0
08.04. | 3 | 70.55 |  | 53.55 | 0 | 0 | 17 | 0
08.04. | 4 | 70.55 |  | 53.55 | 0 | 0 | 17 | 0
08.04. | 5 | 70.55 |  | 53.55 | 0 | 0 | 17 | 0
08.04. | 6 | 70.55 |  | 53.55 | 0 | 0 | 17 | 0
08.04. | 7 | 70.55 |  | 53.55 | 0 | 0 | 17 | 0
08.04. | 8 | 70.55 |  | 53.55 | 0 | 0 | 17 | 0
08.04. | 9 | 70.55 |  | 53.55 | 0 | 0 | 17 | 0
08.04. | 10 | 70.55 |  | 53.55 | 0 | 0 | 17 | 0
08.04. | 11 | 70.55 |  | 53.55 | 0 | 0 | 17 | 0
08.04. | 12 | 70.55 |  | 53.55 | 0 | 0 | 17 | 0
08.04. | 13 | 70.55 |  | 53.55 | 0 | 0 | 17 | 0
08.04. | 14 | 70.55 |  | 53.55 | 0 | 0 | 17 | 0
08.04. | 15 | 70.55 |  | 53.55 | 0 | 0 | 17 | 0
08.04. | 16 | 70.55 |  | 53.55 | 0 | 0 | 17 | 0
08.04. | 17 | 70.55 |  | 53.55 | 0 | 0 | 17 | 0
08.04. | 18 | 70.55 |  | 53.55 | 0 | 0 | 17 | 0
08.04. | 19 | 70.55 |  | 53.55 | 0 | 0 | 17 | 0
08.04. | 20 | 70.55 |  | 53.55 | 0 | 0 | 17 | 0
08.04. | 21 | 70.55 |  | 53.55 | 0 | 0 | 17 | 0
08.04. | 22 | 70.55 |  | 53.55 | 0 | 0 | 17 | 0
08.04. | 23 | 70.55 |  | 53.55 | 0 | 0 | 17 | 0
08.04. | 24 | 70.55 |  | 53.55 | 0 | 0 | 17 | 0
09.04. | 1 | 70.55 |  | 53.55 | 0 | 0 | 17 | 0
09.04. | 2 | 70.55 |  | 53.55 | 0 | 0 | 17 | 0
09.04. | 3 | 70.55 |  | 53.55 | 0 | 0 | 17 | 0
09.04. | 4 | 70.55 |  | 53.55 | 0 | 0 | 17 | 0
09.04. | 5 | 70.55 |  | 53.55 | 0 | 0 | 17 | 0
09.04. | 6 | 70.55 |  | 53.55 | 0 | 0 | 17 | 0
09.04. | 7 | 70.55 |  | 53.55 | 0 | 0 | 17 | 0
09.04. | 8 | 70.55 |  | 53.55 | 0 | 0 | 17 | 0
09.04. | 9 | 70.55 |  | 53.55 | 0 | 0 | 17 | 0
09.04. | 10 | 70.55 |  | 53.55 | 0 | 0 | 17 | 0
09.04. | 11 | 70.55 |  | 53.55 | 0 | 0 | 17 | 0
09.04. | 12 | 70.55 |  | 53.55 | 0 | 0 | 17 | 0
09.04. | 13 | 70.55 |  | 53.55 | 0 | 0 | 17 | 0
09.04. | 14 | 70.55 |  | 53.55 | 0 | 0 | 17 | 0
09.04. | 15 | 70.55 |  | 53.55 | 0 | 0 | 17 | 0
09.04. | 16 | 70.55 |  | 53.55 | 0 | 0 | 17 | 0
09.04. | 17 | 70.55 |  | 53.55 | 0 | 0 | 17 | 0
09.04. | 18 | 70.55 |  | 53.55 | 0 | 0 | 17 | 0
09.04. | 19 | 70.55 |  | 53.55 | 0 | 0 | 17 | 0
09.04. | 20 | 70.55 |  | 53.55 | 0 | 0 | 17 | 0
09.04. | 21 | 70.55 |  | 53.55 | 0 | 0 | 17 | 0
09.04. | 22 | 70.55 |  | 53.55 | 0 | 0 | 17 | 0
09.04. | 23 | 70.55 |  | 53.55 | 0 | 0 | 17 | 0
09.04. | 24 | 70.55 |  | 53.55 | 0 | 0 | 17 | 0
10.04. | 1 | 70.55 |  | 53.55 | 0 | 0 | 17 | 0
10.04. | 2 | 70.55 |  | 53.55 | 0 | 0 | 17 | 0
10.04. | 3 | 70.55 |  | 53.55 | 0 | 0 | 17 | 0
10.04. | 4 | 70.55 |  | 53.55 | 0 | 0 | 17 | 0
10.04. | 5 | 70.55 |  | 53.55 | 0 | 0 | 17 | 0
10.04. | 6 | 70.55 |  | 53.55 | 0 | 0 | 17 | 0
10.04. | 7 | 70.55 |  | 53.55 | 0 | 0 | 17 | 0
10.04. | 8 | 70.55 |  | 53.55 | 0 | 0 | 17 | 0
10.04. | 9 | 70.55 |  | 53.55 | 0 | 0 | 17 | 0
10.04. | 10 | 70.55 |  | 53.55 | 0 | 0 | 17 | 0
10.04. | 11 | 70.55 |  | 53.55 | 0 | 0 | 17 | 0
10.04. | 12 | 70.55 |  | 53.55 | 0 | 0 | 17 | 0
10.04. | 13 | 70.55 |  | 53.55 | 0 | 0 | 17 | 0
10.04. | 14 | 70.55 |  | 53.55 | 0 | 0 | 17 | 0
10.04. | 15 | 70.55 |  | 53.55 | 0 | 0 | 17 | 0
10.04. | 16 | 70.55 |  | 53.55 | 0 | 0 | 17 | 0
10.04. | 17 | 70.55 |  | 53.55 | 0 | 0 | 17 | 0
10.04. | 18 | 70.55 |  | 53.55 | 0 | 0 | 17 | 0
10.04. | 19 | 70.55 |  | 53.55 | 0 | 0 | 17 | 0
10.04. | 20 | 70.55 |  | 53.55 | 0 | 0 | 17 | 0
10.04. | 21 | 70.55 |  | 53.55 | 0 | 0 | 17 | 0
10.04. | 22 | 70.55 |  | 53.55 | 0 | 0 | 17 | 0
10.04. | 23 | 70.55 |  | 53.55 | 0 | 0 | 17 | 0
10.04. | 24 | 70.55 |  | 53.55 | 0 | 0 | 17 | 0
11.04. | 1 | 70.55 |  | 53.55 | 0 | 0 | 17 | 0
11.04. | 2 | 70.55 |  | 53.55 | 0 | 0 | 17 | 0
11.04. | 3 | 70.55 |  | 53.55 | 0 | 0 | 17 | 0
11.04. | 4 | 70.55 |  | 53.55 | 0 | 0 | 17 | 0
11.04. | 5 | 70.55 |  | 53.55 | 0 | 0 | 17 | 0
11.04. | 6 | 70.55 |  | 53.55 | 0 | 0 | 17 | 0
11.04. | 7 | 70.55 |  | 53.55 | 0 | 0 | 17 | 0
11.04. | 8 | 70.55 |  | 53.55 | 0 | 0 | 17 | 0
11.04. | 9 | 70.55 |  | 53.55 | 0 | 0 | 17 | 0
11.04. | 10 | 70.55 |  | 53.55 | 0 | 0 | 17 | 0
11.04. | 11 | 70.55 |  | 53.55 | 0 | 0 | 17 | 0
11.04. | 12 | 70.55 |  | 53.55 | 0 | 0 | 17 | 0
11.04. | 13 | 70.55 |  | 53.55 | 0 | 0 | 17 | 0
11.04. | 14 | 70.55 |  | 53.55 | 0 | 0 | 17 | 0
11.04. | 15 | 70.55 |  | 53.55 | 0 | 0 | 17 | 0
11.04. | 16 | 70.55 |  | 53.55 | 0 | 0 | 17 | 0
11.04. | 17 | 70.55 |  | 53.55 | 0 | 0 | 17 | 0
11.04. | 18 | 70.55 |  | 53.55 | 0 | 0 | 17 | 0
11.04. | 19 | 70.55 |  | 53.55 | 0 | 0 | 17 | 0
11.04. | 20 | 70.55 |  | 53.55 | 0 | 0 | 17 | 0
11.04. | 21 | 70.55 |  | 53.55 | 0 | 0 | 17 | 0
11.04. | 22 | 70.55 |  | 53.55 | 0 | 0 | 17 | 0
11.04. | 23 | 70.55 |  | 53.55 | 0 | 0 | 17 | 0
11.04. | 24 | 70.55 |  | 53.55 | 0 | 0 | 17 | 0
12.04. | 1 | 70.55 |  | 53.55 | 0 | 0 | 17 | 0
12.04. | 2 | 70.55 |  | 53.55 | 0 | 0 | 17 | 0
12.04. | 3 | 70.55 |  | 53.55 | 0 | 0 | 17 | 0
12.04. | 4 | 70.55 |  | 53.55 | 0 | 0 | 17 | 0
12.04. | 5 | 70.55 |  | 53.55 | 0 | 0 | 17 | 0
12.04. | 6 | 70.55 |  | 53.55 | 0 | 0 | 17 | 0
12.04. | 7 | 70.55 |  | 53.55 | 0 | 0 | 17 | 0
12.04. | 8 | 70.55 |  | 53.55 | 0 | 0 | 17 | 0
12.04. | 9 | 70.55 |  | 53.55 | 0 | 0 | 17 | 0
12.04. | 10 | 70.55 |  | 53.55 | 0 | 0 | 17 | 0
12.04. | 11 | 70.55 |  | 53.55 | 0 | 0 | 17 | 0
12.04. | 12 | 70.55 |  | 53.55 | 0 | 0 | 17 | 0
12.04. | 13 | 70.55 |  | 53.55 | 0 | 0 | 17 | 0
12.04. | 14 | 70.55 |  | 53.55 | 0 | 0 | 17 | 0
12.04. | 15 | 70.55 |  | 53.55 | 0 | 0 | 17 | 0
12.04. | 16 | 70.55 |  | 53.55 | 0 | 0 | 17 | 0
12.04. | 17 | 70.55 |  | 53.55 | 0 | 0 | 17 | 0
12.04. | 18 | 70.55 |  | 53.55 | 0 | 0 | 17 | 0
12.04. | 19 | 70.55 |  | 53.55 | 0 | 0 | 17 | 0
12.04. | 20 | 70.55 |  | 53.55 | 0 | 0 | 17 | 0
12.04. | 21 | 70.55 |  | 53.55 | 0 | 0 | 17 | 0
12.04. | 22 | 70.55 |  | 53.55 | 0 | 0 | 17 | 0
12.04. | 23 | 70.55 |  | 53.55 | 0 | 0 | 17 | 0
12.04. | 24 | 70.55 |  | 53.55 | 0 | 0 | 17 | 0
13.04. | 1 | 70.55 |  | 53.55 | 0 | 0 | 17 | 0
13.04. | 2 | 70.55 |  | 53.55 | 0 | 0 | 17 | 0
13.04. | 3 | 70.55 |  | 53.55 | 0 | 0 | 17 | 0
13.04. | 4 | 70.55 |  | 53.55 | 0 | 0 | 17 | 0
13.04. | 5 | 70.55 |  | 53.55 | 0 | 0 | 17 | 0
13.04. | 6 | 70.55 |  | 53.55 | 0 | 0 | 17 | 0
13.04. | 7 | 70.55 |  | 53.55 | 0 | 0 | 17 | 0
13.04. | 8 | 70.55 |  | 53.55 | 0 | 0 | 17 | 0
13.04. | 9 | 70.55 |  | 53.55 | 0 | 0 | 17 | 0
13.04. | 10 | 70.55 |  | 53.55 | 0 | 0 | 17 | 0
13.04. | 11 | 70.55 |  | 53.55 | 0 | 0 | 17 | 0
13.04. | 12 | 70.55 |  | 53.55 | 0 | 0 | 17 | 0
13.04. | 13 | 70.55 |  | 53.55 | 0 | 0 | 17 | 0
13.04. | 14 | 70.55 |  | 53.55 | 0 | 0 | 17 | 0
13.04. | 15 | 70.55 |  | 53.55 | 0 | 0 | 17 | 0
13.04. | 16 | 70.55 |  | 53.55 | 0 | 0 | 17 | 0
13.04. | 17 | 70.55 |  | 53.55 | 0 | 0 | 17 | 0
13.04. | 18 | 70.55 |  | 53.55 | 0 | 0 | 17 | 0
13.04. | 19 | 70.55 |  | 53.55 | 0 | 0 | 17 | 0
13.04. | 20 | 70.55 |  | 53.55 | 0 | 0 | 17 | 0
13.04. | 21 | 70.55 |  | 53.55 | 0 | 0 | 17 | 0
13.04. | 22 | 70.55 |  | 53.55 | 0 | 0 | 17 | 0
13.04. | 23 | 70.55 |  | 53.55 | 0 | 0 | 17 | 0
13.04. | 24 | 70.55 |  | 53.55 | 0 | 0 | 17 | 0
14.04. | 1 | 70.55 |  | 53.55 | 0 | 0 | 17 | 0
14.04. | 2 | 70.55 |  | 53.55 | 0 | 0 | 17 | 0
14.04. | 3 | 70.55 |  | 53.55 | 0 | 0 | 17 | 0
14.04. | 4 | 70.55 |  | 53.55 | 0 | 0 | 17 | 0
14.04. | 5 | 70.55 |  | 53.55 | 0 | 0 | 17 | 0
14.04. | 6 | 70.55 |  | 53.55 | 0 | 0 | 17 | 0
14.04. | 7 | 70.55 |  | 53.55 | 0 | 0 | 17 | 0
14.04. | 8 | 70.55 |  | 53.55 | 0 | 0 | 17 | 0
14.04. | 9 | 70.55 |  | 53.55 | 0 | 0 | 17 | 0
14.04. | 10 | 70.55 |  | 53.55 | 0 | 0 | 17 | 0
14.04. | 11 | 70.55 |  | 53.55 | 0 | 0 | 17 | 0
14.04. | 12 | 70.55 |  | 53.55 | 0 | 0 | 17 | 0
14.04. | 13 | 70.55 |  | 53.55 | 0 | 0 | 17 | 0
14.04. | 14 | 70.55 |  | 53.55 | 0 | 0 | 17 | 0
14.04. | 15 | 70.55 |  | 53.55 | 0 | 0 | 17 | 0
14.04. | 16 | 70.55 |  | 53.55 | 0 | 0 | 17 | 0
14.04. | 17 | 70.55 |  | 53.55 | 0 | 0 | 17 | 0
14.04. | 18 | 70.55 |  | 53.55 | 0 | 0 | 17 | 0
14.04. | 19 | 70.55 |  | 53.55 | 0 | 0 | 17 | 0
14.04. | 20 | 70.55 |  | 53.55 | 0 | 0 | 17 | 0
14.04. | 21 | 70.55 |  | 53.55 | 0 | 0 | 17 | 0
14.04. | 22 | 70.55 |  | 53.55 | 0 | 0 | 17 | 0
14.04. | 23 | 70.55 |  | 53.55 | 0 | 0 | 17 | 0
14.04. | 24 | 70.55 |  | 53.55 | 0 | 0 | 17 | 0
15.04. | 1 | 70.55 |  | 53.55 | 0 | 0 | 17 | 0
15.04. | 2 | 70.55 |  | 53.55 | 0 | 0 | 17 | 0
15.04. | 3 | 70.55 |  | 53.55 | 0 | 0 | 17 | 0
15.04. | 4 | 70.55 |  | 53.55 | 0 | 0 | 17 | 0
15.04. | 5 | 70.55 |  | 53.55 | 0 | 0 | 17 | 0
15.04. | 6 | 70.55 |  | 53.55 | 0 | 0 | 17 | 0
15.04. | 7 | 70.55 |  | 53.55 | 0 | 0 | 17 | 0
15.04. | 8 | 70.55 |  | 53.55 | 0 | 0 | 17 | 0
15.04. | 9 | 70.55 |  | 53.55 | 0 | 0 | 17 | 0
15.04. | 10 | 70.55 |  | 53.55 | 0 | 0 | 17 | 0
15.04. | 11 | 70.55 |  | 53.55 | 0 | 0 | 17 | 0
15.04. | 12 | 70.55 |  | 53.55 | 0 | 0 | 17 | 0
15.04. | 13 | 70.55 |  | 53.55 | 0 | 0 | 17 | 0
15.04. | 14 | 70.55 |  | 53.55 | 0 | 0 | 17 | 0
15.04. | 15 | 70.55 |  | 53.55 | 0 | 0 | 17 | 0
15.04. | 16 | 70.55 |  | 53.55 | 0 | 0 | 17 | 0
15.04. | 17 | 70.55 |  | 53.55 | 0 | 0 | 17 | 0
15.04. | 18 | 70.55 |  | 53.55 | 0 | 0 | 17 | 0
15.04. | 19 | 70.55 |  | 53.55 | 0 | 0 | 17 | 0
15.04. | 20 | 70.55 |  | 53.55 | 0 | 0 | 17 | 0
15.04. | 21 | 70.55 |  | 53.55 | 0 | 0 | 17 | 0
15.04. | 22 | 70.55 |  | 53.55 | 0 | 0 | 17 | 0
15.04. | 23 | 70.55 |  | 53.55 | 0 | 0 | 17 | 0
15.04. | 24 | 70.55 |  | 53.55 | 0 | 0 | 17 | 0
16.04. | 1 | 70.55 |  | 53.55 | 0 | 0 | 17 | 0
16.04. | 2 | 70.55 |  | 53.55 | 0 | 0 | 17 | 0
16.04. | 3 | 70.55 |  | 53.55 | 0 | 0 | 17 | 0
16.04. | 4 | 70.55 |  | 53.55 | 0 | 0 | 17 | 0
16.04. | 5 | 70.55 |  | 53.55 | 0 | 0 | 17 | 0
16.04. | 6 | 70.55 |  | 53.55 | 0 | 0 | 17 | 0
16.04. | 7 | 70.55 |  | 53.55 | 0 | 0 | 17 | 0
16.04. | 8 | 70.55 |  | 53.55 | 0 | 0 | 17 | 0
16.04. | 9 | 70.55 |  | 53.55 | 0 | 0 | 17 | 0
16.04. | 10 | 70.55 |  | 53.55 | 0 | 0 | 17 | 0
16.04. | 11 | 70.55 |  | 53.55 | 0 | 0 | 17 | 0
16.04. | 12 | 70.55 |  | 53.55 | 0 | 0 | 17 | 0
16.04. | 13 | 70.55 |  | 53.55 | 0 | 0 | 17 | 0
16.04. | 14 | 70.55 |  | 53.55 | 0 | 0 | 17 | 0
16.04. | 15 | 70.55 |  | 53.55 | 0 | 0 | 17 | 0
16.04. | 16 | 70.55 |  | 53.55 | 0 | 0 | 17 | 0
16.04. | 17 | 70.55 |  | 53.55 | 0 | 0 | 17 | 0
16.04. | 18 | 70.55 |  | 53.55 | 0 | 0 | 17 | 0
16.04. | 19 | 70.55 |  | 53.55 | 0 | 0 | 17 | 0
16.04. | 20 | 70.55 |  | 53.55 | 0 | 0 | 17 | 0
16.04. | 21 | 70.55 |  | 53.55 | 0 | 0 | 17 | 0
16.04. | 22 | 70.55 |  | 53.55 | 0 | 0 | 17 | 0
16.04. | 23 | 70.55 |  | 53.55 | 0 | 0 | 17 | 0
16.04. | 24 | 70.55 |  | 53.55 | 0 | 0 | 17 | 0
17.04. | 1 | 70.55 |  | 53.55 | 0 | 0 | 17 | 0
17.04. | 2 | 70.55 |  | 53.55 | 0 | 0 | 17 | 0
17.04. | 3 | 70.55 |  | 53.55 | 0 | 0 | 17 | 0
17.04. | 4 | 70.55 |  | 53.55 | 0 | 0 | 17 | 0
17.04. | 5 | 70.55 |  | 53.55 | 0 | 0 | 17 | 0
17.04. | 6 | 70.55 |  | 53.55 | 0 | 0 | 17 | 0
17.04. | 7 | 70.55 |  | 53.55 | 0 | 0 | 17 | 0
17.04. | 8 | 70.55 |  | 53.55 | 0 | 0 | 17 | 0
17.04. | 9 | 70.55 |  | 53.55 | 0 | 0 | 17 | 0
17.04. | 10 | 70.55 |  | 53.55 | 0 | 0 | 17 | 0
17.04. | 11 | 70.55 |  | 53.55 | 0 | 0 | 17 | 0
17.04. | 12 | 70.55 |  | 53.55 | 0 | 0 | 17 | 0
17.04. | 13 | 70.55 |  | 53.55 | 0 | 0 | 17 | 0
17.04. | 14 | 70.55 |  | 53.55 | 0 | 0 | 17 | 0
17.04. | 15 | 70.55 |  | 53.55 | 0 | 0 | 17 | 0
17.04. | 16 | 70.55 |  | 53.55 | 0 | 0 | 17 | 0
17.04. | 17 | 70.55 |  | 53.55 | 0 | 0 | 17 | 0
17.04. | 18 | 70.55 |  | 53.55 | 0 | 0 | 17 | 0
17.04. | 19 | 70.55 |  | 53.55 | 0 | 0 | 17 | 0
17.04. | 20 | 70.55 |  | 53.55 | 0 | 0 | 17 | 0
17.04. | 21 | 70.55 |  | 53.55 | 0 | 0 | 17 | 0
17.04. | 22 | 70.55 |  | 53.55 | 0 | 0 | 17 | 0
17.04. | 23 | 70.55 |  | 53.55 | 0 | 0 | 17 | 0
17.04. | 24 | 70.55 |  | 53.55 | 0 | 0 | 17 | 0
18.04. | 1 | 70.55 |  | 53.55 | 0 | 0 | 17 | 0
18.04. | 2 | 70.55 |  | 53.55 | 0 | 0 | 17 | 0
18.04. | 3 | 70.55 |  | 53.55 | 0 | 0 | 17 | 0
18.04. | 4 | 70.55 |  | 53.55 | 0 | 0 | 17 | 0
18.04. | 5 | 70.55 |  | 53.55 | 0 | 0 | 17 | 0
18.04. | 6 | 70.55 |  | 53.55 | 0 | 0 | 17 | 0
18.04. | 7 | 70.55 |  | 53.55 | 0 | 0 | 17 | 0
18.04. | 8 | 70.55 |  | 53.55 | 0 | 0 | 17 | 0
18.04. | 9 | 70.55 |  | 53.55 | 0 | 0 | 17 | 0
18.04. | 10 | 70.55 |  | 53.55 | 0 | 0 | 17 | 0
18.04. | 11 | 70.55 |  | 53.55 | 0 | 0 | 17 | 0
18.04. | 12 | 70.55 |  | 53.55 | 0 | 0 | 17 | 0
18.04. | 13 | 70.55 |  | 53.55 | 0 | 0 | 17 | 0
18.04. | 14 | 70.55 |  | 53.55 | 0 | 0 | 17 | 0
18.04. | 15 | 70.55 |  | 53.55 | 0 | 0 | 17 | 0
18.04. | 16 | 70.55 |  | 53.55 | 0 | 0 | 17 | 0
18.04. | 17 | 70.55 |  | 53.55 | 0 | 0 | 17 | 0
18.04. | 18 | 70.55 |  | 53.55 | 0 | 0 | 17 | 0
18.04. | 19 | 70.55 |  | 53.55 | 0 | 0 | 17 | 0
18.04. | 20 | 70.55 |  | 53.55 | 0 | 0 | 17 | 0
18.04. | 21 | 70.55 |  | 53.55 | 0 | 0 | 17 | 0
18.04. | 22 | 70.55 |  | 53.55 | 0 | 0 | 17 | 0
18.04. | 23 | 70.55 |  | 53.55 | 0 | 0 | 17 | 0
18.04. | 24 | 70.55 |  | 53.55 | 0 | 0 | 17 | 0
19.04. | 1 | 70.55 |  | 53.55 | 0 | 0 | 17 | 0
19.04. | 2 | 70.55 |  | 53.55 | 0 | 0 | 17 | 0
19.04. | 3 | 70.55 |  | 53.55 | 0 | 0 | 17 | 0
19.04. | 4 | 70.55 |  | 53.55 | 0 | 0 | 17 | 0
19.04. | 5 | 70.55 |  | 53.55 | 0 | 0 | 17 | 0
19.04. | 6 | 70.55 |  | 53.55 | 0 | 0 | 17 | 0
19.04. | 7 | 70.55 |  | 53.55 | 0 | 0 | 17 | 0
19.04. | 8 | 70.55 |  | 53.55 | 0 | 0 | 17 | 0
19.04. | 9 | 70.55 |  | 53.55 | 0 | 0 | 17 | 0
19.04. | 10 | 70.55 |  | 53.55 | 0 | 0 | 17 | 0
19.04. | 11 | 70.55 |  | 53.55 | 0 | 0 | 17 | 0
19.04. | 12 | 70.55 |  | 53.55 | 0 | 0 | 17 | 0
19.04. | 13 | 70.55 |  | 53.55 | 0 | 0 | 17 | 0
19.04. | 14 | 70.55 |  | 53.55 | 0 | 0 | 17 | 0
19.04. | 15 | 70.55 |  | 53.55 | 0 | 0 | 17 | 0
19.04. | 16 | 70.55 |  | 53.55 | 0 | 0 | 17 | 0
19.04. | 17 | 70.55 |  | 53.55 | 0 | 0 | 17 | 0
19.04. | 18 | 70.55 |  | 53.55 | 0 | 0 | 17 | 0
19.04. | 19 | 70.55 |  | 53.55 | 0 | 0 | 17 | 0
19.04. | 20 | 70.55 |  | 53.55 | 0 | 0 | 17 | 0
19.04. | 21 | 70.55 |  | 53.55 | 0 | 0 | 17 | 0
19.04. | 22 | 70.55 |  | 53.55 | 0 | 0 | 17 | 0
19.04. | 23 | 70.55 |  | 53.55 | 0 | 0 | 17 | 0
19.04. | 24 | 70.55 |  | 53.55 | 0 | 0 | 17 | 0
20.04. | 1 | 70.55 |  | 53.55 | 0 | 0 | 17 | 0
20.04. | 2 | 70.55 |  | 53.55 | 0 | 0 | 17 | 0
20.04. | 3 | 70.55 |  | 53.55 | 0 | 0 | 17 | 0
20.04. | 4 | 70.55 |  | 53.55 | 0 | 0 | 17 | 0
20.04. | 5 | 70.55 |  | 53.55 | 0 | 0 | 17 | 0
20.04. | 6 | 70.55 |  | 53.55 | 0 | 0 | 17 | 0
20.04. | 7 | 70.55 |  | 53.55 | 0 | 0 | 17 | 0
20.04. | 8 | 70.55 |  | 53.55 | 0 | 0 | 17 | 0
20.04. | 9 | 70.55 |  | 53.55 | 0 | 0 | 17 | 0
20.04. | 10 | 70.55 |  | 53.55 | 0 | 0 | 17 | 0
20.04. | 11 | 70.55 |  | 53.55 | 0 | 0 | 17 | 0
20.04. | 12 | 70.55 |  | 53.55 | 0 | 0 | 17 | 0
20.04. | 13 | 70.55 |  | 53.55 | 0 | 0 | 17 | 0
20.04. | 14 | 70.55 |  | 53.55 | 0 | 0 | 17 | 0
20.04. | 15 | 70.55 |  | 53.55 | 0 | 0 | 17 | 0
20.04. | 16 | 70.55 |  | 53.55 | 0 | 0 | 17 | 0
20.04. | 17 | 70.55 |  | 53.55 | 0 | 0 | 17 | 0
20.04. | 18 | 70.55 |  | 53.55 | 0 | 0 | 17 | 0
20.04. | 19 | 70.55 |  | 53.55 | 0 | 0 | 17 | 0
20.04. | 20 | 70.55 |  | 53.55 | 0 | 0 | 17 | 0
20.04. | 21 | 70.55 |  | 53.55 | 0 | 0 | 17 | 0
20.04. | 22 | 70.55 |  | 53.55 | 0 | 0 | 17 | 0
20.04. | 23 | 70.55 |  | 53.55 | 0 | 0 | 17 | 0
20.04. | 24 | 70.55 |  | 53.55 | 0 | 0 | 17 | 0
21.04. | 1 | 70.55 |  | 53.55 | 0 | 0 | 17 | 0
21.04. | 2 | 70.55 |  | 53.55 | 0 | 0 | 17 | 0
21.04. | 3 | 70.55 |  | 53.55 | 0 | 0 | 17 | 0
21.04. | 4 | 70.55 |  | 53.55 | 0 | 0 | 17 | 0
21.04. | 5 | 70.55 |  | 53.55 | 0 | 0 | 17 | 0
21.04. | 6 | 70.55 |  | 53.55 | 0 | 0 | 17 | 0
21.04. | 7 | 70.55 |  | 53.55 | 0 | 0 | 17 | 0
21.04. | 8 | 70.55 |  | 53.55 | 0 | 0 | 17 | 0
21.04. | 9 | 70.55 |  | 53.55 | 0 | 0 | 17 | 0
21.04. | 10 | 70.55 |  | 53.55 | 0 | 0 | 17 | 0
21.04. | 11 | 70.55 |  | 53.55 | 0 | 0 | 17 | 0
21.04. | 12 | 70.55 |  | 53.55 | 0 | 0 | 17 | 0
21.04. | 13 | 70.55 |  | 53.55 | 0 | 0 | 17 | 0
21.04. | 14 | 70.55 |  | 53.55 | 0 | 0 | 17 | 0
21.04. | 15 | 70.55 |  | 53.55 | 0 | 0 | 17 | 0
21.04. | 16 | 70.55 |  | 53.55 | 0 | 0 | 17 | 0
21.04. | 17 | 70.55 |  | 53.55 | 0 | 0 | 17 | 0
21.04. | 18 | 70.55 |  | 53.55 | 0 | 0 | 17 | 0
21.04. | 19 | 70.55 |  | 53.55 | 0 | 0 | 17 | 0
21.04. | 20 | 70.55 |  | 53.55 | 0 | 0 | 17 | 0
21.04. | 21 | 70.55 |  | 53.55 | 0 | 0 | 17 | 0
21.04. | 22 | 70.55 |  | 53.55 | 0 | 0 | 17 | 0
21.04. | 23 | 70.55 |  | 53.55 | 0 | 0 | 17 | 0
21.04. | 24 | 70.55 |  | 53.55 | 0 | 0 | 17 | 0
22.04. | 1 | 70.55 |  | 53.55 | 0 | 0 | 17 | 0
22.04. | 2 | 70.55 |  | 53.55 | 0 | 0 | 17 | 0
22.04. | 3 | 70.55 |  | 53.55 | 0 | 0 | 17 | 0
22.04. | 4 | 70.55 |  | 53.55 | 0 | 0 | 17 | 0
22.04. | 5 | 70.55 |  | 53.55 | 0 | 0 | 17 | 0
22.04. | 6 | 70.55 |  | 53.55 | 0 | 0 | 17 | 0
22.04. | 7 | 70.55 |  | 53.55 | 0 | 0 | 17 | 0
22.04. | 8 | 70.55 |  | 53.55 | 0 | 0 | 17 | 0
22.04. | 9 | 70.55 |  | 53.55 | 0 | 0 | 17 | 0
22.04. | 10 | 70.55 |  | 53.55 | 0 | 0 | 17 | 0
22.04. | 11 | 70.55 |  | 53.55 | 0 | 0 | 17 | 0
22.04. | 12 | 70.55 |  | 53.55 | 0 | 0 | 17 | 0
22.04. | 13 | 70.55 |  | 53.55 | 0 | 0 | 17 | 0
22.04. | 14 | 70.55 |  | 53.55 | 0 | 0 | 17 | 0
22.04. | 15 | 70.55 |  | 53.55 | 0 | 0 | 17 | 0
22.04. | 16 | 70.55 |  | 53.55 | 0 | 0 | 17 | 0
22.04. | 17 | 70.55 |  | 53.55 | 0 | 0 | 17 | 0
22.04. | 18 | 70.55 |  | 53.55 | 0 | 0 | 17 | 0
22.04. | 19 | 70.55 |  | 53.55 | 0 | 0 | 17 | 0
22.04. | 20 | 70.55 |  | 53.55 | 0 | 0 | 17 | 0
22.04. | 21 | 70.55 |  | 53.55 | 0 | 0 | 17 | 0
22.04. | 22 | 70.55 |  | 53.55 | 0 | 0 | 17 | 0
22.04. | 23 | 70.55 |  | 53.55 | 0 | 0 | 17 | 0
22.04. | 24 | 70.55 |  | 53.55 | 0 | 0 | 17 | 0
23.04. | 1 | 70.55 |  | 53.55 | 0 | 0 | 17 | 0
23.04. | 2 | 70.55 |  | 53.55 | 0 | 0 | 17 | 0
23.04. | 3 | 70.55 |  | 53.55 | 0 | 0 | 17 | 0
23.04. | 4 | 70.55 |  | 53.55 | 0 | 0 | 17 | 0
23.04. | 5 | 70.55 |  | 53.55 | 0 | 0 | 17 | 0
23.04. | 6 | 70.55 |  | 53.55 | 0 | 0 | 17 | 0
23.04. | 7 | 70.55 |  | 53.55 | 0 | 0 | 17 | 0
23.04. | 8 | 70.55 |  | 53.55 | 0 | 0 | 17 | 0
23.04. | 9 | 70.55 |  | 53.55 | 0 | 0 | 17 | 0
23.04. | 10 | 70.55 |  | 53.55 | 0 | 0 | 17 | 0
23.04. | 11 | 70.55 |  | 53.55 | 0 | 0 | 17 | 0
23.04. | 12 | 70.55 |  | 53.55 | 0 | 0 | 17 | 0
23.04. | 13 | 70.55 |  | 53.55 | 0 | 0 | 17 | 0
23.04. | 14 | 70.55 |  | 53.55 | 0 | 0 | 17 | 0
23.04. | 15 | 70.55 |  | 53.55 | 0 | 0 | 17 | 0
23.04. | 16 | 70.55 |  | 53.55 | 0 | 0 | 17 | 0
23.04. | 17 | 70.55 |  | 53.55 | 0 | 0 | 17 | 0
23.04. | 18 | 70.55 |  | 53.55 | 0 | 0 | 17 | 0
23.04. | 19 | 70.55 |  | 53.55 | 0 | 0 | 17 | 0
23.04. | 20 | 70.55 |  | 53.55 | 0 | 0 | 17 | 0
23.04. | 21 | 70.55 |  | 53.55 | 0 | 0 | 17 | 0
23.04. | 22 | 70.55 |  | 53.55 | 0 | 0 | 17 | 0
23.04. | 23 | 70.55 |  | 53.55 | 0 | 0 | 17 | 0
23.04. | 24 | 70.55 |  | 53.55 | 0 | 0 | 17 | 0
24.04. | 1 | 70.55 |  | 53.55 | 0 | 0 | 17 | 0
24.04. | 2 | 70.55 |  | 53.55 | 0 | 0 | 17 | 0
24.04. | 3 | 70.55 |  | 53.55 | 0 | 0 | 17 | 0
24.04. | 4 | 70.55 |  | 53.55 | 0 | 0 | 17 | 0
24.04. | 5 | 70.55 |  | 53.55 | 0 | 0 | 17 | 0
24.04. | 6 | 70.55 |  | 53.55 | 0 | 0 | 17 | 0
24.04. | 7 | 70.55 |  | 53.55 | 0 | 0 | 17 | 0
24.04. | 8 | 70.55 |  | 53.55 | 0 | 0 | 17 | 0
24.04. | 9 | 70.55 |  | 53.55 | 0 | 0 | 17 | 0
24.04. | 10 | 70.55 |  | 53.55 | 0 | 0 | 17 | 0
24.04. | 11 | 70.55 |  | 53.55 | 0 | 0 | 17 | 0
24.04. | 12 | 70.55 |  | 53.55 | 0 | 0 | 17 | 0
24.04. | 13 | 70.55 |  | 53.55 | 0 | 0 | 17 | 0
24.04. | 14 | 70.55 |  | 53.55 | 0 | 0 | 17 | 0
24.04. | 15 | 70.55 |  | 53.55 | 0 | 0 | 17 | 0
24.04. | 16 | 70.55 |  | 53.55 | 0 | 0 | 17 | 0
24.04. | 17 | 70.55 |  | 53.55 | 0 | 0 | 17 | 0
24.04. | 18 | 70.55 |  | 53.55 | 0 | 0 | 17 | 0
24.04. | 19 | 70.55 |  | 53.55 | 0 | 0 | 17 | 0
24.04. | 20 | 70.55 |  | 53.55 | 0 | 0 | 17 | 0
24.04. | 21 | 70.55 |  | 53.55 | 0 | 0 | 17 | 0
24.04. | 22 | 70.55 |  | 53.55 | 0 | 0 | 17 | 0
24.04. | 23 | 70.55 |  | 53.55 | 0 | 0 | 17 | 0
24.04. | 24 | 70.55 |  | 53.55 | 0 | 0 | 17 | 0
25.04. | 1 | 70.55 |  | 53.55 | 0 | 0 | 17 | 0
25.04. | 2 | 70.55 |  | 53.55 | 0 | 0 | 17 | 0
25.04. | 3 | 70.55 |  | 53.55 | 0 | 0 | 17 | 0
25.04. | 4 | 70.55 |  | 53.55 | 0 | 0 | 17 | 0
25.04. | 5 | 70.55 |  | 53.55 | 0 | 0 | 17 | 0
25.04. | 6 | 70.55 |  | 53.55 | 0 | 0 | 17 | 0
25.04. | 7 | 70.55 |  | 53.55 | 0 | 0 | 17 | 0
25.04. | 8 | 70.55 |  | 53.55 | 0 | 0 | 17 | 0
25.04. | 9 | 70.55 |  | 53.55 | 0 | 0 | 17 | 0
25.04. | 10 | 70.55 |  | 53.55 | 0 | 0 | 17 | 0
25.04. | 11 | 70.55 |  | 53.55 | 0 | 0 | 17 | 0
25.04. | 12 | 70.55 |  | 53.55 | 0 | 0 | 17 | 0
25.04. | 13 | 70.55 |  | 53.55 | 0 | 0 | 17 | 0
25.04. | 14 | 70.55 |  | 53.55 | 0 | 0 | 17 | 0
25.04. | 15 | 70.55 |  | 53.55 | 0 | 0 | 17 | 0
25.04. | 16 | 70.55 |  | 53.55 | 0 | 0 | 17 | 0
25.04. | 17 | 70.55 |  | 53.55 | 0 | 0 | 17 | 0
25.04. | 18 | 70.55 |  | 53.55 | 0 | 0 | 17 | 0
25.04. | 19 | 70.55 |  | 53.55 | 0 | 0 | 17 | 0
25.04. | 20 | 70.55 |  | 53.55 | 0 | 0 | 17 | 0
25.04. | 21 | 70.55 |  | 53.55 | 0 | 0 | 17 | 0
25.04. | 22 | 70.55 |  | 53.55 | 0 | 0 | 17 | 0
25.04. | 23 | 70.55 |  | 53.55 | 0 | 0 | 17 | 0
25.04. | 24 | 70.55 |  | 53.55 | 0 | 0 | 17 | 0
26.04. | 1 | 70.55 |  | 53.55 | 0 | 0 | 17 | 0
26.04. | 2 | 70.55 |  | 53.55 | 0 | 0 | 17 | 0
26.04. | 3 | 70.55 |  | 53.55 | 0 | 0 | 17 | 0
26.04. | 4 | 70.55 |  | 53.55 | 0 | 0 | 17 | 0
26.04. | 5 | 70.55 |  | 53.55 | 0 | 0 | 17 | 0
26.04. | 6 | 70.55 |  | 53.55 | 0 | 0 | 17 | 0
26.04. | 7 | 70.55 |  | 53.55 | 0 | 0 | 17 | 0
26.04. | 8 | 70.55 |  | 53.55 | 0 | 0 | 17 | 0
26.04. | 9 | 70.55 |  | 53.55 | 0 | 0 | 17 | 0
26.04. | 10 | 70.55 |  | 53.55 | 0 | 0 | 17 | 0
26.04. | 11 | 70.55 |  | 53.55 | 0 | 0 | 17 | 0
26.04. | 12 | 70.55 |  | 53.55 | 0 | 0 | 17 | 0
26.04. | 13 | 70.55 |  | 53.55 | 0 | 0 | 17 | 0
26.04. | 14 | 70.55 |  | 53.55 | 0 | 0 | 17 | 0
26.04. | 15 | 70.55 |  | 53.55 | 0 | 0 | 17 | 0
26.04. | 16 | 70.55 |  | 53.55 | 0 | 0 | 17 | 0
26.04. | 17 | 70.55 |  | 53.55 | 0 | 0 | 17 | 0
26.04. | 18 | 70.55 |  | 53.55 | 0 | 0 | 17 | 0
26.04. | 19 | 70.55 |  | 53.55 | 0 | 0 | 17 | 0
26.04. | 20 | 70.55 |  | 53.55 | 0 | 0 | 17 | 0
26.04. | 21 | 70.55 |  | 53.55 | 0 | 0 | 17 | 0
26.04. | 22 | 70.55 |  | 53.55 | 0 | 0 | 17 | 0
26.04. | 23 | 70.55 |  | 53.55 | 0 | 0 | 17 | 0
26.04. | 24 | 70.55 |  | 53.55 | 0 | 0 | 17 | 0
27.04. | 1 | 70.55 |  | 53.55 | 0 | 0 | 17 | 0
27.04. | 2 | 70.55 |  | 53.55 | 0 | 0 | 17 | 0
27.04. | 3 | 70.55 |  | 53.55 | 0 | 0 | 17 | 0
27.04. | 4 | 70.55 |  | 53.55 | 0 | 0 | 17 | 0
27.04. | 5 | 70.55 |  | 53.55 | 0 | 0 | 17 | 0
27.04. | 6 | 70.55 |  | 53.55 | 0 | 0 | 17 | 0
27.04. | 7 | 70.55 |  | 53.55 | 0 | 0 | 17 | 0
27.04. | 8 | 70.55 |  | 53.55 | 0 | 0 | 17 | 0
27.04. | 9 | 70.55 |  | 53.55 | 0 | 0 | 17 | 0
27.04. | 10 | 70.55 |  | 53.55 | 0 | 0 | 17 | 0
27.04. | 11 | 70.55 |  | 53.55 | 0 | 0 | 17 | 0
27.04. | 12 | 70.55 |  | 53.55 | 0 | 0 | 17 | 0
27.04. | 13 | 70.55 |  | 53.55 | 0 | 0 | 17 | 0
27.04. | 14 | 70.55 |  | 53.55 | 0 | 0 | 17 | 0
27.04. | 15 | 70.55 |  | 53.55 | 0 | 0 | 17 | 0
27.04. | 16 | 70.55 |  | 53.55 | 0 | 0 | 17 | 0
27.04. | 17 | 70.55 |  | 53.55 | 0 | 0 | 17 | 0
27.04. | 18 | 70.55 |  | 53.55 | 0 | 0 | 17 | 0
27.04. | 19 | 70.55 |  | 53.55 | 0 | 0 | 17 | 0
27.04. | 20 | 70.55 |  | 53.55 | 0 | 0 | 17 | 0
27.04. | 21 | 70.55 |  | 53.55 | 0 | 0 | 17 | 0
27.04. | 22 | 70.55 |  | 53.55 | 0 | 0 | 17 | 0
27.04. | 23 | 70.55 |  | 53.55 | 0 | 0 | 17 | 0
27.04. | 24 | 70.55 |  | 53.55 | 0 | 0 | 17 | 0
28.04. | 1 | 70.55 |  | 53.55 | 0 | 0 | 17 | 0
28.04. | 2 | 70.55 |  | 53.55 | 0 | 0 | 17 | 0
28.04. | 3 | 70.55 |  | 53.55 | 0 | 0 | 17 | 0
28.04. | 4 | 70.55 |  | 53.55 | 0 | 0 | 17 | 0
28.04. | 5 | 70.55 |  | 53.55 | 0 | 0 | 17 | 0
28.04. | 6 | 70.55 |  | 53.55 | 0 | 0 | 17 | 0
28.04. | 7 | 70.55 |  | 53.55 | 0 | 0 | 17 | 0
28.04. | 8 | 70.55 |  | 53.55 | 0 | 0 | 17 | 0
28.04. | 9 | 70.55 |  | 53.55 | 0 | 0 | 17 | 0
28.04. | 10 | 70.55 |  | 53.55 | 0 | 0 | 17 | 0
28.04. | 11 | 70.55 |  | 53.55 | 0 | 0 | 17 | 0
28.04. | 12 | 70.55 |  | 53.55 | 0 | 0 | 17 | 0
28.04. | 13 | 70.55 |  | 53.55 | 0 | 0 | 17 | 0
28.04. | 14 | 70.55 |  | 53.55 | 0 | 0 | 17 | 0
28.04. | 15 | 70.55 |  | 53.55 | 0 | 0 | 17 | 0
28.04. | 16 | 70.55 |  | 53.55 | 0 | 0 | 17 | 0
28.04. | 17 | 70.55 |  | 53.55 | 0 | 0 | 17 | 0
28.04. | 18 | 70.55 |  | 53.55 | 0 | 0 | 17 | 0
28.04. | 19 | 70.55 |  | 53.55 | 0 | 0 | 17 | 0
28.04. | 20 | 70.55 |  | 53.55 | 0 | 0 | 17 | 0
28.04. | 21 | 70.55 |  | 53.55 | 0 | 0 | 17 | 0
28.04. | 22 | 70.55 |  | 53.55 | 0 | 0 | 17 | 0
28.04. | 23 | 70.55 |  | 53.55 | 0 | 0 | 17 | 0
28.04. | 24 | 70.55 |  | 53.55 | 0 | 0 | 17 | 0
29.04. | 1 | 70.55 |  | 53.55 | 0 | 0 | 17 | 0
29.04. | 2 | 70.55 |  | 53.55 | 0 | 0 | 17 | 0
29.04. | 3 | 70.55 |  | 53.55 | 0 | 0 | 17 | 0
29.04. | 4 | 70.55 |  | 53.55 | 0 | 0 | 17 | 0
29.04. | 5 | 70.55 |  | 53.55 | 0 | 0 | 17 | 0
29.04. | 6 | 70.55 |  | 53.55 | 0 | 0 | 17 | 0
29.04. | 7 | 70.55 |  | 53.55 | 0 | 0 | 17 | 0
29.04. | 8 | 70.55 |  | 53.55 | 0 | 0 | 17 | 0
29.04. | 9 | 70.55 |  | 53.55 | 0 | 0 | 17 | 0
29.04. | 10 | 70.55 |  | 53.55 | 0 | 0 | 17 | 0
29.04. | 11 | 70.55 |  | 53.55 | 0 | 0 | 17 | 0
29.04. | 12 | 70.55 |  | 53.55 | 0 | 0 | 17 | 0
29.04. | 13 | 70.55 |  | 53.55 | 0 | 0 | 17 | 0
29.04. | 14 | 70.55 |  | 53.55 | 0 | 0 | 17 | 0
29.04. | 15 | 70.55 |  | 53.55 | 0 | 0 | 17 | 0
29.04. | 16 | 70.55 |  | 53.55 | 0 | 0 | 17 | 0
29.04. | 17 | 70.55 |  | 53.55 | 0 | 0 | 17 | 0
29.04. | 18 | 70.55 |  | 53.55 | 0 | 0 | 17 | 0
29.04. | 19 | 70.55 |  | 53.55 | 0 | 0 | 17 | 0
29.04. | 20 | 70.55 |  | 53.55 | 0 | 0 | 17 | 0
29.04. | 21 | 70.55 |  | 53.55 | 0 | 0 | 17 | 0
29.04. | 22 | 70.55 |  | 53.55 | 0 | 0 | 17 | 0
29.04. | 23 | 70.55 |  | 53.55 | 0 | 0 | 17 | 0
29.04. | 24 | 70.55 |  | 53.55 | 0 | 0 | 17 | 0
30.04. | 1 | 70.55 |  | 53.55 | 0 | 0 | 17 | 0
30.04. | 2 | 70.55 |  | 53.55 | 0 | 0 | 17 | 0
30.04. | 3 | 70.55 |  | 53.55 | 0 | 0 | 17 | 0
30.04. | 4 | 70.55 |  | 53.55 | 0 | 0 | 17 | 0
30.04. | 5 | 70.55 |  | 53.55 | 0 | 0 | 17 | 0
30.04. | 6 | 70.55 |  | 53.55 | 0 | 0 | 17 | 0
30.04. | 7 | 70.55 |  | 53.55 | 0 | 0 | 17 | 0
30.04. | 8 | 70.55 |  | 53.55 | 0 | 0 | 17 | 0
30.04. | 9 | 70.55 |  | 53.55 | 0 | 0 | 17 | 0
30.04. | 10 | 70.55 |  | 53.55 | 0 | 0 | 17 | 0
30.04. | 11 | 70.55 |  | 53.55 | 0 | 0 | 17 | 0
30.04. | 12 | 70.55 |  | 53.55 | 0 | 0 | 17 | 0
30.04. | 13 | 70.55 |  | 53.55 | 0 | 0 | 17 | 0
30.04. | 14 | 70.55 |  | 53.55 | 0 | 0 | 17 | 0
30.04. | 15 | 70.55 |  | 53.55 | 0 | 0 | 17 | 0
30.04. | 16 | 70.55 |  | 53.55 | 0 | 0 | 17 | 0
30.04. | 17 | 70.55 |  | 53.55 | 0 | 0 | 17 | 0
30.04. | 18 | 70.55 |  | 53.55 | 0 | 0 | 17 | 0
30.04. | 19 | 70.55 |  | 53.55 | 0 | 0 | 17 | 0
30.04. | 20 | 70.55 |  | 53.55 | 0 | 0 | 17 | 0
30.04. | 21 | 70.55 |  | 53.55 | 0 | 0 | 17 | 0
30.04. | 22 | 70.55 |  | 53.55 | 0 | 0 | 17 | 0
30.04. | 23 | 70.55 |  | 53.55 | 0 | 0 | 17 | 0
30.04. | 24 | 70.55 |  | 53.55 | 0 | 0 | 17 | 0
01.05. | 1 | 70.55 |  | 53.55 | 0 | 0 | 17 | 0
01.05. | 2 | 70.55 |  | 53.55 | 0 | 0 | 17 | 0
01.05. | 3 | 70.55 |  | 53.55 | 0 | 0 | 17 | 0
01.05. | 4 | 70.55 |  | 53.55 | 0 | 0 | 17 | 0
01.05. | 5 | 70.55 |  | 53.55 | 0 | 0 | 17 | 0
01.05. | 6 | 70.55 |  | 53.55 | 0 | 0 | 17 | 0
01.05. | 7 | 70.55 |  | 53.55 | 0 | 0 | 17 | 0
01.05. | 8 | 70.55 |  | 53.55 | 0 | 0 | 17 | 0
01.05. | 9 | 70.55 |  | 53.55 | 0 | 0 | 17 | 0
01.05. | 10 | 70.55 |  | 53.55 | 0 | 0 | 17 | 0
01.05. | 11 | 70.55 |  | 53.55 | 0 | 0 | 17 | 0
01.05. | 12 | 70.55 |  | 53.55 | 0 | 0 | 17 | 0
01.05. | 13 | 70.55 |  | 53.55 | 0 | 0 | 17 | 0
01.05. | 14 | 70.55 |  | 53.55 | 0 | 0 | 17 | 0
01.05. | 15 | 70.55 |  | 53.55 | 0 | 0 | 17 | 0
01.05. | 16 | 70.55 |  | 53.55 | 0 | 0 | 17 | 0
01.05. | 17 | 70.55 |  | 53.55 | 0 | 0 | 17 | 0
01.05. | 18 | 70.55 |  | 53.55 | 0 | 0 | 17 | 0
01.05. | 19 | 70.55 |  | 53.55 | 0 | 0 | 17 | 0
01.05. | 20 | 70.55 |  | 53.55 | 0 | 0 | 17 | 0
01.05. | 21 | 70.55 |  | 53.55 | 0 | 0 | 17 | 0
01.05. | 22 | 70.55 |  | 53.55 | 0 | 0 | 17 | 0
01.05. | 23 | 70.55 |  | 53.55 | 0 | 0 | 17 | 0
01.05. | 24 | 70.55 |  | 53.55 | 0 | 0 | 17 | 0
02.05. | 1 | 70.55 |  | 53.55 | 0 | 0 | 17 | 0
02.05. | 2 | 70.55 |  | 53.55 | 0 | 0 | 17 | 0
02.05. | 3 | 70.55 |  | 53.55 | 0 | 0 | 17 | 0
02.05. | 4 | 70.55 |  | 53.55 | 0 | 0 | 17 | 0
02.05. | 5 | 70.55 |  | 53.55 | 0 | 0 | 17 | 0
02.05. | 6 | 70.55 |  | 53.55 | 0 | 0 | 17 | 0
02.05. | 7 | 70.55 |  | 53.55 | 0 | 0 | 17 | 0
02.05. | 8 | 70.55 |  | 53.55 | 0 | 0 | 17 | 0
02.05. | 9 | 70.55 |  | 53.55 | 0 | 0 | 17 | 0
02.05. | 10 | 70.55 |  | 53.55 | 0 | 0 | 17 | 0
02.05. | 11 | 70.55 |  | 53.55 | 0 | 0 | 17 | 0
02.05. | 12 | 70.55 |  | 53.55 | 0 | 0 | 17 | 0
02.05. | 13 | 70.55 |  | 53.55 | 0 | 0 | 17 | 0
02.05. | 14 | 70.55 |  | 53.55 | 0 | 0 | 17 | 0
02.05. | 15 | 70.55 |  | 53.55 | 0 | 0 | 17 | 0
02.05. | 16 | 70.55 |  | 53.55 | 0 | 0 | 17 | 0
02.05. | 17 | 70.55 |  | 53.55 | 0 | 0 | 17 | 0
02.05. | 18 | 70.55 |  | 53.55 | 0 | 0 | 17 | 0
02.05. | 19 | 70.55 |  | 53.55 | 0 | 0 | 17 | 0
02.05. | 20 | 70.55 |  | 53.55 | 0 | 0 | 17 | 0
02.05. | 21 | 70.55 |  | 53.55 | 0 | 0 | 17 | 0
02.05. | 22 | 70.55 |  | 53.55 | 0 | 0 | 17 | 0
02.05. | 23 | 70.55 |  | 53.55 | 0 | 0 | 17 | 0
02.05. | 24 | 70.55 |  | 53.55 | 0 | 0 | 17 | 0
03.05. | 1 | 70.55 |  | 53.55 | 0 | 0 | 17 | 0
03.05. | 2 | 70.55 |  | 53.55 | 0 | 0 | 17 | 0
03.05. | 3 | 70.55 |  | 53.55 | 0 | 0 | 17 | 0
03.05. | 4 | 70.55 |  | 53.55 | 0 | 0 | 17 | 0
03.05. | 5 | 70.55 |  | 53.55 | 0 | 0 | 17 | 0
03.05. | 6 | 70.55 |  | 53.55 | 0 | 0 | 17 | 0
03.05. | 7 | 70.55 |  | 53.55 | 0 | 0 | 17 | 0
03.05. | 8 | 70.55 |  | 53.55 | 0 | 0 | 17 | 0
03.05. | 9 | 70.55 |  | 53.55 | 0 | 0 | 17 | 0
03.05. | 10 | 70.55 |  | 53.55 | 0 | 0 | 17 | 0
03.05. | 11 | 70.55 |  | 53.55 | 0 | 0 | 17 | 0
03.05. | 12 | 70.55 |  | 53.55 | 0 | 0 | 17 | 0
03.05. | 13 | 70.55 |  | 53.55 | 0 | 0 | 17 | 0
03.05. | 14 | 70.55 |  | 53.55 | 0 | 0 | 17 | 0
03.05. | 15 | 70.55 |  | 53.55 | 0 | 0 | 17 | 0
03.05. | 16 | 70.55 |  | 53.55 | 0 | 0 | 17 | 0
03.05. | 17 | 70.55 |  | 53.55 | 0 | 0 | 17 | 0
03.05. | 18 | 70.55 |  | 53.55 | 0 | 0 | 17 | 0
03.05. | 19 | 70.55 |  | 53.55 | 0 | 0 | 17 | 0
03.05. | 20 | 70.55 |  | 53.55 | 0 | 0 | 17 | 0
03.05. | 21 | 70.55 |  | 53.55 | 0 | 0 | 17 | 0
03.05. | 22 | 70.55 |  | 53.55 | 0 | 0 | 17 | 0
03.05. | 23 | 70.55 |  | 53.55 | 0 | 0 | 17 | 0
03.05. | 24 | 70.55 |  | 53.55 | 0 | 0 | 17 | 0
04.05. | 1 | 70.55 |  | 53.55 | 0 | 0 | 17 | 0
04.05. | 2 | 70.55 |  | 53.55 | 0 | 0 | 17 | 0
04.05. | 3 | 70.55 |  | 53.55 | 0 | 0 | 17 | 0
04.05. | 4 | 70.55 |  | 53.55 | 0 | 0 | 17 | 0
04.05. | 5 | 70.55 |  | 53.55 | 0 | 0 | 17 | 0
04.05. | 6 | 70.55 |  | 53.55 | 0 | 0 | 17 | 0
04.05. | 7 | 70.55 |  | 53.55 | 0 | 0 | 17 | 0
04.05. | 8 | 70.55 |  | 53.55 | 0 | 0 | 17 | 0
04.05. | 9 | 70.55 |  | 53.55 | 0 | 0 | 17 | 0
04.05. | 10 | 70.55 |  | 53.55 | 0 | 0 | 17 | 0
04.05. | 11 | 70.55 |  | 53.55 | 0 | 0 | 17 | 0
04.05. | 12 | 70.55 |  | 53.55 | 0 | 0 | 17 | 0
04.05. | 13 | 70.55 |  | 53.55 | 0 | 0 | 17 | 0
04.05. | 14 | 70.55 |  | 53.55 | 0 | 0 | 17 | 0
04.05. | 15 | 70.55 |  | 53.55 | 0 | 0 | 17 | 0
04.05. | 16 | 70.55 |  | 53.55 | 0 | 0 | 17 | 0
04.05. | 17 | 70.55 |  | 53.55 | 0 | 0 | 17 | 0
04.05. | 18 | 70.55 |  | 53.55 | 0 | 0 | 17 | 0
04.05. | 19 | 70.55 |  | 53.55 | 0 | 0 | 17 | 0
04.05. | 20 | 70.55 |  | 53.55 | 0 | 0 | 17 | 0
04.05. | 21 | 70.55 |  | 53.55 | 0 | 0 | 17 | 0
04.05. | 22 | 70.55 |  | 53.55 | 0 | 0 | 17 | 0
04.05. | 23 | 70.55 |  | 53.55 | 0 | 0 | 17 | 0
04.05. | 24 | 70.55 |  | 53.55 | 0 | 0 | 17 | 0
05.05. | 1 | 70.55 |  | 53.55 | 0 | 0 | 17 | 0
05.05. | 2 | 70.55 |  | 53.55 | 0 | 0 | 17 | 0
05.05. | 3 | 70.55 |  | 53.55 | 0 | 0 | 17 | 0
05.05. | 4 | 70.55 |  | 53.55 | 0 | 0 | 17 | 0
05.05. | 5 | 70.55 |  | 53.55 | 0 | 0 | 17 | 0
05.05. | 6 | 70.55 |  | 53.55 | 0 | 0 | 17 | 0
05.05. | 7 | 70.55 |  | 53.55 | 0 | 0 | 17 | 0
05.05. | 8 | 70.55 |  | 53.55 | 0 | 0 | 17 | 0
05.05. | 9 | 70.55 |  | 53.55 | 0 | 0 | 17 | 0
05.05. | 10 | 70.55 |  | 53.55 | 0 | 0 | 17 | 0
05.05. | 11 | 70.55 |  | 53.55 | 0 | 0 | 17 | 0
05.05. | 12 | 70.55 |  | 53.55 | 0 | 0 | 17 | 0
05.05. | 13 | 70.55 |  | 53.55 | 0 | 0 | 17 | 0
05.05. | 14 | 70.55 |  | 53.55 | 0 | 0 | 17 | 0
05.05. | 15 | 70.55 |  | 53.55 | 0 | 0 | 17 | 0
05.05. | 16 | 70.55 |  | 53.55 | 0 | 0 | 17 | 0
05.05. | 17 | 70.55 |  | 53.55 | 0 | 0 | 17 | 0
05.05. | 18 | 70.55 |  | 53.55 | 0 | 0 | 17 | 0
05.05. | 19 | 70.55 |  | 53.55 | 0 | 0 | 17 | 0
05.05. | 20 | 70.55 |  | 53.55 | 0 | 0 | 17 | 0
05.05. | 21 | 70.55 |  | 53.55 | 0 | 0 | 17 | 0
05.05. | 22 | 70.55 |  | 53.55 | 0 | 0 | 17 | 0
05.05. | 23 | 70.55 |  | 53.55 | 0 | 0 | 17 | 0
05.05. | 24 | 70.55 |  | 53.55 | 0 | 0 | 17 | 0
06.05. | 1 | 70.55 |  | 53.55 | 0 | 0 | 17 | 0
06.05. | 2 | 70.55 |  | 53.55 | 0 | 0 | 17 | 0
06.05. | 3 | 70.55 |  | 53.55 | 0 | 0 | 17 | 0
06.05. | 4 | 70.55 |  | 53.55 | 0 | 0 | 17 | 0
06.05. | 5 | 70.55 |  | 53.55 | 0 | 0 | 17 | 0
06.05. | 6 | 70.55 |  | 53.55 | 0 | 0 | 17 | 0
06.05. | 7 | 70.55 |  | 53.55 | 0 | 0 | 17 | 0
06.05. | 8 | 70.55 |  | 53.55 | 0 | 0 | 17 | 0
06.05. | 9 | 70.55 |  | 53.55 | 0 | 0 | 17 | 0
06.05. | 10 | 70.55 |  | 53.55 | 0 | 0 | 17 | 0
06.05. | 11 | 70.55 |  | 53.55 | 0 | 0 | 17 | 0
06.05. | 12 | 70.55 |  | 53.55 | 0 | 0 | 17 | 0
06.05. | 13 | 70.55 |  | 53.55 | 0 | 0 | 17 | 0
06.05. | 14 | 70.55 |  | 53.55 | 0 | 0 | 17 | 0
06.05. | 15 | 70.55 |  | 53.55 | 0 | 0 | 17 | 0
06.05. | 16 | 70.55 |  | 53.55 | 0 | 0 | 17 | 0
06.05. | 17 | 70.55 |  | 53.55 | 0 | 0 | 17 | 0
06.05. | 18 | 70.55 |  | 53.55 | 0 | 0 | 17 | 0
06.05. | 19 | 70.55 |  | 53.55 | 0 | 0 | 17 | 0
06.05. | 20 | 70.55 |  | 53.55 | 0 | 0 | 17 | 0
06.05. | 21 | 70.55 |  | 53.55 | 0 | 0 | 17 | 0
06.05. | 22 | 70.55 |  | 53.55 | 0 | 0 | 17 | 0
06.05. | 23 | 70.55 |  | 53.55 | 0 | 0 | 17 | 0
06.05. | 24 | 70.55 |  | 53.55 | 0 | 0 | 17 | 0
07.05. | 1 | 70.55 |  | 53.55 | 0 | 0 | 17 | 0
07.05. | 2 | 70.55 |  | 53.55 | 0 | 0 | 17 | 0
07.05. | 3 | 70.55 |  | 53.55 | 0 | 0 | 17 | 0
07.05. | 4 | 70.55 |  | 53.55 | 0 | 0 | 17 | 0
07.05. | 5 | 70.55 |  | 53.55 | 0 | 0 | 17 | 0
07.05. | 6 | 70.55 |  | 53.55 | 0 | 0 | 17 | 0
07.05. | 7 | 70.55 |  | 53.55 | 0 | 0 | 17 | 0
07.05. | 8 | 70.55 |  | 53.55 | 0 | 0 | 17 | 0
07.05. | 9 | 70.55 |  | 53.55 | 0 | 0 | 17 | 0
07.05. | 10 | 70.55 |  | 53.55 | 0 | 0 | 17 | 0
07.05. | 11 | 70.55 |  | 53.55 | 0 | 0 | 17 | 0
07.05. | 12 | 70.55 |  | 53.55 | 0 | 0 | 17 | 0
07.05. | 13 | 70.55 |  | 53.55 | 0 | 0 | 17 | 0
07.05. | 14 | 70.55 |  | 53.55 | 0 | 0 | 17 | 0
07.05. | 15 | 70.55 |  | 53.55 | 0 | 0 | 17 | 0
07.05. | 16 | 70.55 |  | 53.55 | 0 | 0 | 17 | 0
07.05. | 17 | 70.55 |  | 53.55 | 0 | 0 | 17 | 0
07.05. | 18 | 70.55 |  | 53.55 | 0 | 0 | 17 | 0
07.05. | 19 | 70.55 |  | 53.55 | 0 | 0 | 17 | 0
07.05. | 20 | 70.55 |  | 53.55 | 0 | 0 | 17 | 0
07.05. | 21 | 70.55 |  | 53.55 | 0 | 0 | 17 | 0
07.05. | 22 | 70.55 |  | 53.55 | 0 | 0 | 17 | 0
07.05. | 23 | 70.55 |  | 53.55 | 0 | 0 | 17 | 0
07.05. | 24 | 70.55 |  | 53.55 | 0 | 0 | 17 | 0
08.05. | 1 | 70.55 |  | 53.55 | 0 | 0 | 17 | 0
08.05. | 2 | 70.55 |  | 53.55 | 0 | 0 | 17 | 0
08.05. | 3 | 70.55 |  | 53.55 | 0 | 0 | 17 | 0
08.05. | 4 | 70.55 |  | 53.55 | 0 | 0 | 17 | 0
08.05. | 5 | 70.55 |  | 53.55 | 0 | 0 | 17 | 0
08.05. | 6 | 70.55 |  | 53.55 | 0 | 0 | 17 | 0
08.05. | 7 | 70.55 |  | 53.55 | 0 | 0 | 17 | 0
08.05. | 8 | 70.55 |  | 53.55 | 0 | 0 | 17 | 0
08.05. | 9 | 70.55 |  | 53.55 | 0 | 0 | 17 | 0
08.05. | 10 | 70.55 |  | 53.55 | 0 | 0 | 17 | 0
08.05. | 11 | 70.55 |  | 53.55 | 0 | 0 | 17 | 0
08.05. | 12 | 70.55 |  | 53.55 | 0 | 0 | 17 | 0
08.05. | 13 | 70.55 |  | 53.55 | 0 | 0 | 17 | 0
08.05. | 14 | 70.55 |  | 53.55 | 0 | 0 | 17 | 0
08.05. | 15 | 70.55 |  | 53.55 | 0 | 0 | 17 | 0
08.05. | 16 | 70.55 |  | 53.55 | 0 | 0 | 17 | 0
08.05. | 17 | 70.55 |  | 53.55 | 0 | 0 | 17 | 0
08.05. | 18 | 70.55 |  | 53.55 | 0 | 0 | 17 | 0
08.05. | 19 | 70.55 |  | 53.55 | 0 | 0 | 17 | 0
08.05. | 20 | 70.55 |  | 53.55 | 0 | 0 | 17 | 0
08.05. | 21 | 70.55 |  | 53.55 | 0 | 0 | 17 | 0
08.05. | 22 | 70.55 |  | 53.55 | 0 | 0 | 17 | 0
08.05. | 23 | 70.55 |  | 53.55 | 0 | 0 | 17 | 0
08.05. | 24 | 70.55 |  | 53.55 | 0 | 0 | 17 | 0
09.05. | 1 | 70.55 |  | 53.55 | 0 | 0 | 17 | 0
09.05. | 2 | 70.55 |  | 53.55 | 0 | 0 | 17 | 0
09.05. | 3 | 70.55 |  | 53.55 | 0 | 0 | 17 | 0
09.05. | 4 | 70.55 |  | 53.55 | 0 | 0 | 17 | 0
09.05. | 5 | 70.55 |  | 53.55 | 0 | 0 | 17 | 0
09.05. | 6 | 70.55 |  | 53.55 | 0 | 0 | 17 | 0
09.05. | 7 | 70.55 |  | 53.55 | 0 | 0 | 17 | 0
09.05. | 8 | 70.55 |  | 53.55 | 0 | 0 | 17 | 0
09.05. | 9 | 70.55 |  | 53.55 | 0 | 0 | 17 | 0
09.05. | 10 | 70.55 |  | 53.55 | 0 | 0 | 17 | 0
09.05. | 11 | 70.55 |  | 53.55 | 0 | 0 | 17 | 0
09.05. | 12 | 70.55 |  | 53.55 | 0 | 0 | 17 | 0
09.05. | 13 | 70.55 |  | 53.55 | 0 | 0 | 17 | 0
09.05. | 14 | 70.55 |  | 53.55 | 0 | 0 | 17 | 0
09.05. | 15 | 70.55 |  | 53.55 | 0 | 0 | 17 | 0
09.05. | 16 | 70.55 |  | 53.55 | 0 | 0 | 17 | 0
09.05. | 17 | 70.55 |  | 53.55 | 0 | 0 | 17 | 0
09.05. | 18 | 70.55 |  | 53.55 | 0 | 0 | 17 | 0
09.05. | 19 | 70.55 |  | 53.55 | 0 | 0 | 17 | 0
09.05. | 20 | 70.55 |  | 53.55 | 0 | 0 | 17 | 0
09.05. | 21 | 70.55 |  | 53.55 | 0 | 0 | 17 | 0
09.05. | 22 | 70.55 |  | 53.55 | 0 | 0 | 17 | 0
09.05. | 23 | 70.55 |  | 53.55 | 0 | 0 | 17 | 0
09.05. | 24 | 70.55 |  | 53.55 | 0 | 0 | 17 | 0
10.05. | 1 | 70.55 |  | 53.55 | 0 | 0 | 17 | 0
10.05. | 2 | 70.55 |  | 53.55 | 0 | 0 | 17 | 0
10.05. | 3 | 70.55 |  | 53.55 | 0 | 0 | 17 | 0
10.05. | 4 | 70.55 |  | 53.55 | 0 | 0 | 17 | 0
10.05. | 5 | 70.55 |  | 53.55 | 0 | 0 | 17 | 0
10.05. | 6 | 70.55 |  | 53.55 | 0 | 0 | 17 | 0
10.05. | 7 | 70.55 |  | 53.55 | 0 | 0 | 17 | 0
10.05. | 8 | 70.55 |  | 53.55 | 0 | 0 | 17 | 0
10.05. | 9 | 70.55 |  | 53.55 | 0 | 0 | 17 | 0
10.05. | 10 | 70.55 |  | 53.55 | 0 | 0 | 17 | 0
10.05. | 11 | 70.55 |  | 53.55 | 0 | 0 | 17 | 0
10.05. | 12 | 70.55 |  | 53.55 | 0 | 0 | 17 | 0
10.05. | 13 | 70.55 |  | 53.55 | 0 | 0 | 17 | 0
10.05. | 14 | 70.55 |  | 53.55 | 0 | 0 | 17 | 0
10.05. | 15 | 70.55 |  | 53.55 | 0 | 0 | 17 | 0
10.05. | 16 | 70.55 |  | 53.55 | 0 | 0 | 17 | 0
10.05. | 17 | 70.55 |  | 53.55 | 0 | 0 | 17 | 0
10.05. | 18 | 70.55 |  | 53.55 | 0 | 0 | 17 | 0
10.05. | 19 | 70.55 |  | 53.55 | 0 | 0 | 17 | 0
10.05. | 20 | 70.55 |  | 53.55 | 0 | 0 | 17 | 0
10.05. | 21 | 70.55 |  | 53.55 | 0 | 0 | 17 | 0
10.05. | 22 | 70.55 |  | 53.55 | 0 | 0 | 17 | 0
10.05. | 23 | 70.55 |  | 53.55 | 0 | 0 | 17 | 0
10.05. | 24 | 70.55 |  | 53.55 | 0 | 0 | 17 | 0
11.05. | 1 | 70.55 |  | 53.55 | 0 | 0 | 17 | 0
11.05. | 2 | 70.55 |  | 53.55 | 0 | 0 | 17 | 0
11.05. | 3 | 70.55 |  | 53.55 | 0 | 0 | 17 | 0
11.05. | 4 | 70.55 |  | 53.55 | 0 | 0 | 17 | 0
11.05. | 5 | 70.55 |  | 53.55 | 0 | 0 | 17 | 0
11.05. | 6 | 70.55 |  | 53.55 | 0 | 0 | 17 | 0
11.05. | 7 | 70.55 |  | 53.55 | 0 | 0 | 17 | 0
11.05. | 8 | 70.55 |  | 53.55 | 0 | 0 | 17 | 0
11.05. | 9 | 70.55 |  | 53.55 | 0 | 0 | 17 | 0
11.05. | 10 | 70.55 |  | 53.55 | 0 | 0 | 17 | 0
11.05. | 11 | 70.55 |  | 53.55 | 0 | 0 | 17 | 0
11.05. | 12 | 70.55 |  | 53.55 | 0 | 0 | 17 | 0
11.05. | 13 | 70.55 |  | 53.55 | 0 | 0 | 17 | 0
11.05. | 14 | 70.55 |  | 53.55 | 0 | 0 | 17 | 0
11.05. | 15 | 70.55 |  | 53.55 | 0 | 0 | 17 | 0
11.05. | 16 | 70.55 |  | 53.55 | 0 | 0 | 17 | 0
11.05. | 17 | 70.55 |  | 53.55 | 0 | 0 | 17 | 0
11.05. | 18 | 70.55 |  | 53.55 | 0 | 0 | 17 | 0
11.05. | 19 | 70.55 |  | 53.55 | 0 | 0 | 17 | 0
11.05. | 20 | 70.55 |  | 53.55 | 0 | 0 | 17 | 0
11.05. | 21 | 70.55 |  | 53.55 | 0 | 0 | 17 | 0
11.05. | 22 | 70.55 |  | 53.55 | 0 | 0 | 17 | 0
11.05. | 23 | 70.55 |  | 53.55 | 0 | 0 | 17 | 0
11.05. | 24 | 70.55 |  | 53.55 | 0 | 0 | 17 | 0
12.05. | 1 | 70.55 |  | 53.55 | 0 | 0 | 17 | 0
12.05. | 2 | 70.55 |  | 53.55 | 0 | 0 | 17 | 0
12.05. | 3 | 70.55 |  | 53.55 | 0 | 0 | 17 | 0
12.05. | 4 | 70.55 |  | 53.55 | 0 | 0 | 17 | 0
12.05. | 5 | 70.55 |  | 53.55 | 0 | 0 | 17 | 0
12.05. | 6 | 70.55 |  | 53.55 | 0 | 0 | 17 | 0
12.05. | 7 | 70.55 |  | 53.55 | 0 | 0 | 17 | 0
12.05. | 8 | 70.55 |  | 53.55 | 0 | 0 | 17 | 0
12.05. | 9 | 70.55 |  | 53.55 | 0 | 0 | 17 | 0
12.05. | 10 | 70.55 |  | 53.55 | 0 | 0 | 17 | 0
12.05. | 11 | 70.55 |  | 53.55 | 0 | 0 | 17 | 0
12.05. | 12 | 70.55 |  | 53.55 | 0 | 0 | 17 | 0
12.05. | 13 | 70.55 |  | 53.55 | 0 | 0 | 17 | 0
12.05. | 14 | 70.55 |  | 53.55 | 0 | 0 | 17 | 0
12.05. | 15 | 70.55 |  | 53.55 | 0 | 0 | 17 | 0
12.05. | 16 | 70.55 |  | 53.55 | 0 | 0 | 17 | 0
12.05. | 17 | 70.55 |  | 53.55 | 0 | 0 | 17 | 0
12.05. | 18 | 70.55 |  | 53.55 | 0 | 0 | 17 | 0
12.05. | 19 | 70.55 |  | 53.55 | 0 | 0 | 17 | 0
12.05. | 20 | 70.55 |  | 53.55 | 0 | 0 | 17 | 0
12.05. | 21 | 70.55 |  | 53.55 | 0 | 0 | 17 | 0
12.05. | 22 | 70.55 |  | 53.55 | 0 | 0 | 17 | 0
12.05. | 23 | 70.55 |  | 53.55 | 0 | 0 | 17 | 0
12.05. | 24 | 70.55 |  | 53.55 | 0 | 0 | 17 | 0
13.05. | 1 | 70.55 |  | 53.55 | 0 | 0 | 17 | 0
13.05. | 2 | 70.55 |  | 53.55 | 0 | 0 | 17 | 0
13.05. | 3 | 70.55 |  | 53.55 | 0 | 0 | 17 | 0
13.05. | 4 | 70.55 |  | 53.55 | 0 | 0 | 17 | 0
13.05. | 5 | 70.55 |  | 53.55 | 0 | 0 | 17 | 0
13.05. | 6 | 70.55 |  | 53.55 | 0 | 0 | 17 | 0
13.05. | 7 | 70.55 |  | 53.55 | 0 | 0 | 17 | 0
13.05. | 8 | 70.55 |  | 53.55 | 0 | 0 | 17 | 0
13.05. | 9 | 70.55 |  | 53.55 | 0 | 0 | 17 | 0
13.05. | 10 | 70.55 |  | 53.55 | 0 | 0 | 17 | 0
13.05. | 11 | 70.55 |  | 53.55 | 0 | 0 | 17 | 0
13.05. | 12 | 70.55 |  | 53.55 | 0 | 0 | 17 | 0
13.05. | 13 | 70.55 |  | 53.55 | 0 | 0 | 17 | 0
13.05. | 14 | 70.55 |  | 53.55 | 0 | 0 | 17 | 0
13.05. | 15 | 70.55 |  | 53.55 | 0 | 0 | 17 | 0
13.05. | 16 | 70.55 |  | 53.55 | 0 | 0 | 17 | 0
13.05. | 17 | 70.55 |  | 53.55 | 0 | 0 | 17 | 0
13.05. | 18 | 70.55 |  | 53.55 | 0 | 0 | 17 | 0
13.05. | 19 | 70.55 |  | 53.55 | 0 | 0 | 17 | 0
13.05. | 20 | 70.55 |  | 53.55 | 0 | 0 | 17 | 0
13.05. | 21 | 70.55 |  | 53.55 | 0 | 0 | 17 | 0
13.05. | 22 | 70.55 |  | 53.55 | 0 | 0 | 17 | 0
13.05. | 23 | 70.55 |  | 53.55 | 0 | 0 | 17 | 0
13.05. | 24 | 70.55 |  | 53.55 | 0 | 0 | 17 | 0
14.05. | 1 | 70.55 |  | 53.55 | 0 | 0 | 17 | 0
14.05. | 2 | 70.55 |  | 53.55 | 0 | 0 | 17 | 0
14.05. | 3 | 70.55 |  | 53.55 | 0 | 0 | 17 | 0
14.05. | 4 | 70.55 |  | 53.55 | 0 | 0 | 17 | 0
14.05. | 5 | 70.55 |  | 53.55 | 0 | 0 | 17 | 0
14.05. | 6 | 70.55 |  | 53.55 | 0 | 0 | 17 | 0
14.05. | 7 | 70.55 |  | 53.55 | 0 | 0 | 17 | 0
14.05. | 8 | 70.55 |  | 53.55 | 0 | 0 | 17 | 0
14.05. | 9 | 70.55 |  | 53.55 | 0 | 0 | 17 | 0
14.05. | 10 | 70.55 |  | 53.55 | 0 | 0 | 17 | 0
14.05. | 11 | 70.55 |  | 53.55 | 0 | 0 | 17 | 0
14.05. | 12 | 70.55 |  | 53.55 | 0 | 0 | 17 | 0
14.05. | 13 | 70.55 |  | 53.55 | 0 | 0 | 17 | 0
14.05. | 14 | 70.55 |  | 53.55 | 0 | 0 | 17 | 0
14.05. | 15 | 70.55 |  | 53.55 | 0 | 0 | 17 | 0
14.05. | 16 | 70.55 |  | 53.55 | 0 | 0 | 17 | 0
14.05. | 17 | 70.55 |  | 53.55 | 0 | 0 | 17 | 0
14.05. | 18 | 70.55 |  | 53.55 | 0 | 0 | 17 | 0
14.05. | 19 | 70.55 |  | 53.55 | 0 | 0 | 17 | 0
14.05. | 20 | 70.55 |  | 53.55 | 0 | 0 | 17 | 0
14.05. | 21 | 70.55 |  | 53.55 | 0 | 0 | 17 | 0
14.05. | 22 | 70.55 |  | 53.55 | 0 | 0 | 17 | 0
14.05. | 23 | 70.55 |  | 53.55 | 0 | 0 | 17 | 0
14.05. | 24 | 70.55 |  | 53.55 | 0 | 0 | 17 | 0
15.05. | 1 | 70.55 |  | 53.55 | 0 | 0 | 17 | 0
15.05. | 2 | 70.55 |  | 53.55 | 0 | 0 | 17 | 0
15.05. | 3 | 70.55 |  | 53.55 | 0 | 0 | 17 | 0
15.05. | 4 | 70.55 |  | 53.55 | 0 | 0 | 17 | 0
15.05. | 5 | 70.55 |  | 53.55 | 0 | 0 | 17 | 0
15.05. | 6 | 70.55 |  | 53.55 | 0 | 0 | 17 | 0
15.05. | 7 | 70.55 |  | 53.55 | 0 | 0 | 17 | 0
15.05. | 8 | 70.55 |  | 53.55 | 0 | 0 | 17 | 0
15.05. | 9 | 70.55 |  | 53.55 | 0 | 0 | 17 | 0
15.05. | 10 | 70.55 |  | 53.55 | 0 | 0 | 17 | 0
15.05. | 11 | 70.55 |  | 53.55 | 0 | 0 | 17 | 0
15.05. | 12 | 70.55 |  | 53.55 | 0 | 0 | 17 | 0
15.05. | 13 | 70.55 |  | 53.55 | 0 | 0 | 17 | 0
15.05. | 14 | 70.55 |  | 53.55 | 0 | 0 | 17 | 0
15.05. | 15 | 70.55 |  | 53.55 | 0 | 0 | 17 | 0
15.05. | 16 | 70.55 |  | 53.55 | 0 | 0 | 17 | 0
15.05. | 17 | 70.55 |  | 53.55 | 0 | 0 | 17 | 0
15.05. | 18 | 70.55 |  | 53.55 | 0 | 0 | 17 | 0
15.05. | 19 | 70.55 |  | 53.55 | 0 | 0 | 17 | 0
15.05. | 20 | 70.55 |  | 53.55 | 0 | 0 | 17 | 0
15.05. | 21 | 70.55 |  | 53.55 | 0 | 0 | 17 | 0
15.05. | 22 | 70.55 |  | 53.55 | 0 | 0 | 17 | 0
15.05. | 23 | 70.55 |  | 53.55 | 0 | 0 | 17 | 0
15.05. | 24 | 70.55 |  | 53.55 | 0 | 0 | 17 | 0
16.05. | 1 | 70.55 |  | 53.55 | 0 | 0 | 17 | 0
16.05. | 2 | 70.55 |  | 53.55 | 0 | 0 | 17 | 0
16.05. | 3 | 70.55 |  | 53.55 | 0 | 0 | 17 | 0
16.05. | 4 | 70.55 |  | 53.55 | 0 | 0 | 17 | 0
16.05. | 5 | 70.55 |  | 53.55 | 0 | 0 | 17 | 0
16.05. | 6 | 70.55 |  | 53.55 | 0 | 0 | 17 | 0
16.05. | 7 | 70.55 |  | 53.55 | 0 | 0 | 17 | 0
16.05. | 8 | 70.55 |  | 53.55 | 0 | 0 | 17 | 0
16.05. | 9 | 70.55 |  | 53.55 | 0 | 0 | 17 | 0
16.05. | 10 | 70.55 |  | 53.55 | 0 | 0 | 17 | 0
16.05. | 11 | 70.55 |  | 53.55 | 0 | 0 | 17 | 0
16.05. | 12 | 70.55 |  | 53.55 | 0 | 0 | 17 | 0
16.05. | 13 | 70.55 |  | 53.55 | 0 | 0 | 17 | 0
16.05. | 14 | 70.55 |  | 53.55 | 0 | 0 | 17 | 0
16.05. | 15 | 70.55 |  | 53.55 | 0 | 0 | 17 | 0
16.05. | 16 | 70.55 |  | 53.55 | 0 | 0 | 17 | 0
16.05. | 17 | 70.55 |  | 53.55 | 0 | 0 | 17 | 0
16.05. | 18 | 70.55 |  | 53.55 | 0 | 0 | 17 | 0
16.05. | 19 | 70.55 |  | 53.55 | 0 | 0 | 17 | 0
16.05. | 20 | 70.55 |  | 53.55 | 0 | 0 | 17 | 0
16.05. | 21 | 70.55 |  | 53.55 | 0 | 0 | 17 | 0
16.05. | 22 | 70.55 |  | 53.55 | 0 | 0 | 17 | 0
16.05. | 23 | 70.55 |  | 53.55 | 0 | 0 | 17 | 0
16.05. | 24 | 70.55 |  | 53.55 | 0 | 0 | 17 | 0
17.05. | 1 | 70.55 |  | 53.55 | 0 | 0 | 17 | 0
17.05. | 2 | 70.55 |  | 53.55 | 0 | 0 | 17 | 0
17.05. | 3 | 70.55 |  | 53.55 | 0 | 0 | 17 | 0
17.05. | 4 | 70.55 |  | 53.55 | 0 | 0 | 17 | 0
17.05. | 5 | 70.55 |  | 53.55 | 0 | 0 | 17 | 0
17.05. | 6 | 70.55 |  | 53.55 | 0 | 0 | 17 | 0
17.05. | 7 | 70.55 |  | 53.55 | 0 | 0 | 17 | 0
17.05. | 8 | 70.55 |  | 53.55 | 0 | 0 | 17 | 0
17.05. | 9 | 70.55 |  | 53.55 | 0 | 0 | 17 | 0
17.05. | 10 | 70.55 |  | 53.55 | 0 | 0 | 17 | 0
17.05. | 11 | 70.55 |  | 53.55 | 0 | 0 | 17 | 0
17.05. | 12 | 70.55 |  | 53.55 | 0 | 0 | 17 | 0
17.05. | 13 | 70.55 |  | 53.55 | 0 | 0 | 17 | 0
17.05. | 14 | 70.55 |  | 53.55 | 0 | 0 | 17 | 0
17.05. | 15 | 70.55 |  | 53.55 | 0 | 0 | 17 | 0
17.05. | 16 | 70.55 |  | 53.55 | 0 | 0 | 17 | 0
17.05. | 17 | 70.55 |  | 53.55 | 0 | 0 | 17 | 0
17.05. | 18 | 70.55 |  | 53.55 | 0 | 0 | 17 | 0
17.05. | 19 | 70.55 |  | 53.55 | 0 | 0 | 17 | 0
17.05. | 20 | 70.55 |  | 53.55 | 0 | 0 | 17 | 0
17.05. | 21 | 70.55 |  | 53.55 | 0 | 0 | 17 | 0
17.05. | 22 | 70.55 |  | 53.55 | 0 | 0 | 17 | 0
17.05. | 23 | 70.55 |  | 53.55 | 0 | 0 | 17 | 0
17.05. | 24 | 70.55 |  | 53.55 | 0 | 0 | 17 | 0
18.05. | 1 | 70.55 |  | 53.55 | 0 | 0 | 17 | 0
18.05. | 2 | 70.55 |  | 53.55 | 0 | 0 | 17 | 0
18.05. | 3 | 70.55 |  | 53.55 | 0 | 0 | 17 | 0
18.05. | 4 | 70.55 |  | 53.55 | 0 | 0 | 17 | 0
18.05. | 5 | 70.55 |  | 53.55 | 0 | 0 | 17 | 0
18.05. | 6 | 70.55 |  | 53.55 | 0 | 0 | 17 | 0
18.05. | 7 | 70.55 |  | 53.55 | 0 | 0 | 17 | 0
18.05. | 8 | 70.55 |  | 53.55 | 0 | 0 | 17 | 0
18.05. | 9 | 70.55 |  | 53.55 | 0 | 0 | 17 | 0
18.05. | 10 | 70.55 |  | 53.55 | 0 | 0 | 17 | 0
18.05. | 11 | 70.55 |  | 53.55 | 0 | 0 | 17 | 0
18.05. | 12 | 70.55 |  | 53.55 | 0 | 0 | 17 | 0
18.05. | 13 | 70.55 |  | 53.55 | 0 | 0 | 17 | 0
18.05. | 14 | 70.55 |  | 53.55 | 0 | 0 | 17 | 0
18.05. | 15 | 70.55 |  | 53.55 | 0 | 0 | 17 | 0
18.05. | 16 | 70.55 |  | 53.55 | 0 | 0 | 17 | 0
18.05. | 17 | 70.55 |  | 53.55 | 0 | 0 | 17 | 0
18.05. | 18 | 70.55 |  | 53.55 | 0 | 0 | 17 | 0
18.05. | 19 | 70.55 |  | 53.55 | 0 | 0 | 17 | 0
18.05. | 20 | 70.55 |  | 53.55 | 0 | 0 | 17 | 0
18.05. | 21 | 70.55 |  | 53.55 | 0 | 0 | 17 | 0
18.05. | 22 | 70.55 |  | 53.55 | 0 | 0 | 17 | 0
18.05. | 23 | 70.55 |  | 53.55 | 0 | 0 | 17 | 0
18.05. | 24 | 70.55 |  | 53.55 | 0 | 0 | 17 | 0
19.05. | 1 | 70.55 |  | 53.55 | 0 | 0 | 17 | 0
19.05. | 2 | 70.55 |  | 53.55 | 0 | 0 | 17 | 0
19.05. | 3 | 70.55 |  | 53.55 | 0 | 0 | 17 | 0
19.05. | 4 | 70.55 |  | 53.55 | 0 | 0 | 17 | 0
19.05. | 5 | 70.55 |  | 53.55 | 0 | 0 | 17 | 0
19.05. | 6 | 70.55 |  | 53.55 | 0 | 0 | 17 | 0
19.05. | 7 | 70.55 |  | 53.55 | 0 | 0 | 17 | 0
19.05. | 8 | 70.55 |  | 53.55 | 0 | 0 | 17 | 0
19.05. | 9 | 70.55 |  | 53.55 | 0 | 0 | 17 | 0
19.05. | 10 | 70.55 |  | 53.55 | 0 | 0 | 17 | 0
19.05. | 11 | 70.55 |  | 53.55 | 0 | 0 | 17 | 0
19.05. | 12 | 70.55 |  | 53.55 | 0 | 0 | 17 | 0
19.05. | 13 | 70.55 |  | 53.55 | 0 | 0 | 17 | 0
19.05. | 14 | 70.55 |  | 53.55 | 0 | 0 | 17 | 0
19.05. | 15 | 70.55 |  | 53.55 | 0 | 0 | 17 | 0
19.05. | 16 | 70.55 |  | 53.55 | 0 | 0 | 17 | 0
19.05. | 17 | 70.55 |  | 53.55 | 0 | 0 | 17 | 0
19.05. | 18 | 70.55 |  | 53.55 | 0 | 0 | 17 | 0
19.05. | 19 | 70.55 |  | 53.55 | 0 | 0 | 17 | 0
19.05. | 20 | 70.55 |  | 53.55 | 0 | 0 | 17 | 0
19.05. | 21 | 70.55 |  | 53.55 | 0 | 0 | 17 | 0
19.05. | 22 | 70.55 |  | 53.55 | 0 | 0 | 17 | 0
19.05. | 23 | 70.55 |  | 53.55 | 0 | 0 | 17 | 0
19.05. | 24 | 70.55 |  | 53.55 | 0 | 0 | 17 | 0
20.05. | 1 | 70.55 |  | 53.55 | 0 | 0 | 17 | 0
20.05. | 2 | 70.55 |  | 53.55 | 0 | 0 | 17 | 0
20.05. | 3 | 70.55 |  | 53.55 | 0 | 0 | 17 | 0
20.05. | 4 | 70.55 |  | 53.55 | 0 | 0 | 17 | 0
20.05. | 5 | 70.55 |  | 53.55 | 0 | 0 | 17 | 0
20.05. | 6 | 70.55 |  | 53.55 | 0 | 0 | 17 | 0
20.05. | 7 | 70.55 |  | 53.55 | 0 | 0 | 17 | 0
20.05. | 8 | 70.55 |  | 53.55 | 0 | 0 | 17 | 0
20.05. | 9 | 70.55 |  | 53.55 | 0 | 0 | 17 | 0
20.05. | 10 | 70.55 |  | 53.55 | 0 | 0 | 17 | 0
20.05. | 11 | 70.55 |  | 53.55 | 0 | 0 | 17 | 0
20.05. | 12 | 70.55 |  | 53.55 | 0 | 0 | 17 | 0
20.05. | 13 | 70.55 |  | 53.55 | 0 | 0 | 17 | 0
20.05. | 14 | 70.55 |  | 53.55 | 0 | 0 | 17 | 0
20.05. | 15 | 70.55 |  | 53.55 | 0 | 0 | 17 | 0
20.05. | 16 | 70.55 |  | 53.55 | 0 | 0 | 17 | 0
20.05. | 17 | 70.55 |  | 53.55 | 0 | 0 | 17 | 0
20.05. | 18 | 70.55 |  | 53.55 | 0 | 0 | 17 | 0
20.05. | 19 | 70.55 |  | 53.55 | 0 | 0 | 17 | 0
20.05. | 20 | 70.55 |  | 53.55 | 0 | 0 | 17 | 0
20.05. | 21 | 70.55 |  | 53.55 | 0 | 0 | 17 | 0
20.05. | 22 | 70.55 |  | 53.55 | 0 | 0 | 17 | 0
20.05. | 23 | 70.55 |  | 53.55 | 0 | 0 | 17 | 0
20.05. | 24 | 70.55 |  | 53.55 | 0 | 0 | 17 | 0
21.05. | 1 | 70.55 |  | 53.55 | 0 | 0 | 17 | 0
21.05. | 2 | 70.55 |  | 53.55 | 0 | 0 | 17 | 0
21.05. | 3 | 70.55 |  | 53.55 | 0 | 0 | 17 | 0
21.05. | 4 | 70.55 |  | 53.55 | 0 | 0 | 17 | 0
21.05. | 5 | 70.55 |  | 53.55 | 0 | 0 | 17 | 0
21.05. | 6 | 70.55 |  | 53.55 | 0 | 0 | 17 | 0
21.05. | 7 | 70.55 |  | 53.55 | 0 | 0 | 17 | 0
21.05. | 8 | 70.55 |  | 53.55 | 0 | 0 | 17 | 0
21.05. | 9 | 70.55 |  | 53.55 | 0 | 0 | 17 | 0
21.05. | 10 | 70.55 |  | 53.55 | 0 | 0 | 17 | 0
21.05. | 11 | 70.55 |  | 53.55 | 0 | 0 | 17 | 0
21.05. | 12 | 70.55 |  | 53.55 | 0 | 0 | 17 | 0
21.05. | 13 | 70.55 |  | 53.55 | 0 | 0 | 17 | 0
21.05. | 14 | 70.55 |  | 53.55 | 0 | 0 | 17 | 0
21.05. | 15 | 70.55 |  | 53.55 | 0 | 0 | 17 | 0
21.05. | 16 | 70.55 |  | 53.55 | 0 | 0 | 17 | 0
21.05. | 17 | 70.55 |  | 53.55 | 0 | 0 | 17 | 0
21.05. | 18 | 70.55 |  | 53.55 | 0 | 0 | 17 | 0
21.05. | 19 | 70.55 |  | 53.55 | 0 | 0 | 17 | 0
21.05. | 20 | 70.55 |  | 53.55 | 0 | 0 | 17 | 0
21.05. | 21 | 70.55 |  | 53.55 | 0 | 0 | 17 | 0
21.05. | 22 | 70.55 |  | 53.55 | 0 | 0 | 17 | 0
21.05. | 23 | 70.55 |  | 53.55 | 0 | 0 | 17 | 0
21.05. | 24 | 70.55 |  | 53.55 | 0 | 0 | 17 | 0
22.05. | 1 | 70.55 |  | 53.55 | 0 | 0 | 17 | 0
22.05. | 2 | 70.55 |  | 53.55 | 0 | 0 | 17 | 0
22.05. | 3 | 70.55 |  | 53.55 | 0 | 0 | 17 | 0
22.05. | 4 | 70.55 |  | 53.55 | 0 | 0 | 17 | 0
22.05. | 5 | 70.55 |  | 53.55 | 0 | 0 | 17 | 0
22.05. | 6 | 70.55 |  | 53.55 | 0 | 0 | 17 | 0
22.05. | 7 | 70.55 |  | 53.55 | 0 | 0 | 17 | 0
22.05. | 8 | 70.55 |  | 53.55 | 0 | 0 | 17 | 0
22.05. | 9 | 70.55 |  | 53.55 | 0 | 0 | 17 | 0
22.05. | 10 | 70.55 |  | 53.55 | 0 | 0 | 17 | 0
22.05. | 11 | 70.55 |  | 53.55 | 0 | 0 | 17 | 0
22.05. | 12 | 70.55 |  | 53.55 | 0 | 0 | 17 | 0
22.05. | 13 | 70.55 |  | 53.55 | 0 | 0 | 17 | 0
22.05. | 14 | 70.55 |  | 53.55 | 0 | 0 | 17 | 0
22.05. | 15 | 70.55 |  | 53.55 | 0 | 0 | 17 | 0
22.05. | 16 | 70.55 |  | 53.55 | 0 | 0 | 17 | 0
22.05. | 17 | 70.55 |  | 53.55 | 0 | 0 | 17 | 0
22.05. | 18 | 70.55 |  | 53.55 | 0 | 0 | 17 | 0
22.05. | 19 | 70.55 |  | 53.55 | 0 | 0 | 17 | 0
22.05. | 20 | 70.55 |  | 53.55 | 0 | 0 | 17 | 0
22.05. | 21 | 70.55 |  | 53.55 | 0 | 0 | 17 | 0
22.05. | 22 | 70.55 |  | 53.55 | 0 | 0 | 17 | 0
22.05. | 23 | 70.55 |  | 53.55 | 0 | 0 | 17 | 0
22.05. | 24 | 70.55 |  | 53.55 | 0 | 0 | 17 | 0
23.05. | 1 | 70.55 |  | 53.55 | 0 | 0 | 17 | 0
23.05. | 2 | 70.55 |  | 53.55 | 0 | 0 | 17 | 0
23.05. | 3 | 70.55 |  | 53.55 | 0 | 0 | 17 | 0
23.05. | 4 | 70.55 |  | 53.55 | 0 | 0 | 17 | 0
23.05. | 5 | 70.55 |  | 53.55 | 0 | 0 | 17 | 0
23.05. | 6 | 70.55 |  | 53.55 | 0 | 0 | 17 | 0
23.05. | 7 | 70.55 |  | 53.55 | 0 | 0 | 17 | 0
23.05. | 8 | 70.55 |  | 53.55 | 0 | 0 | 17 | 0
23.05. | 9 | 70.55 |  | 53.55 | 0 | 0 | 17 | 0
23.05. | 10 | 70.55 |  | 53.55 | 0 | 0 | 17 | 0
23.05. | 11 | 70.55 |  | 53.55 | 0 | 0 | 17 | 0
23.05. | 12 | 70.55 |  | 53.55 | 0 | 0 | 17 | 0
23.05. | 13 | 70.55 |  | 53.55 | 0 | 0 | 17 | 0
23.05. | 14 | 70.55 |  | 53.55 | 0 | 0 | 17 | 0
23.05. | 15 | 70.55 |  | 53.55 | 0 | 0 | 17 | 0
23.05. | 16 | 70.55 |  | 53.55 | 0 | 0 | 17 | 0
23.05. | 17 | 70.55 |  | 53.55 | 0 | 0 | 17 | 0
23.05. | 18 | 70.55 |  | 53.55 | 0 | 0 | 17 | 0
23.05. | 19 | 70.55 |  | 53.55 | 0 | 0 | 17 | 0
23.05. | 20 | 70.55 |  | 53.55 | 0 | 0 | 17 | 0
23.05. | 21 | 70.55 |  | 53.55 | 0 | 0 | 17 | 0
23.05. | 22 | 70.55 |  | 53.55 | 0 | 0 | 17 | 0
23.05. | 23 | 70.55 |  | 53.55 | 0 | 0 | 17 | 0
23.05. | 24 | 70.55 |  | 53.55 | 0 | 0 | 17 | 0
24.05. | 1 | 70.55 |  | 53.55 | 0 | 0 | 17 | 0
24.05. | 2 | 70.55 |  | 53.55 | 0 | 0 | 17 | 0
24.05. | 3 | 70.55 |  | 53.55 | 0 | 0 | 17 | 0
24.05. | 4 | 70.55 |  | 53.55 | 0 | 0 | 17 | 0
24.05. | 5 | 70.55 |  | 53.55 | 0 | 0 | 17 | 0
24.05. | 6 | 70.55 |  | 53.55 | 0 | 0 | 17 | 0
24.05. | 7 | 70.55 |  | 53.55 | 0 | 0 | 17 | 0
24.05. | 8 | 70.55 |  | 53.55 | 0 | 0 | 17 | 0
24.05. | 9 | 70.55 |  | 53.55 | 0 | 0 | 17 | 0
24.05. | 10 | 70.55 |  | 53.55 | 0 | 0 | 17 | 0
24.05. | 11 | 70.55 |  | 53.55 | 0 | 0 | 17 | 0
24.05. | 12 | 70.55 |  | 53.55 | 0 | 0 | 17 | 0
24.05. | 13 | 70.55 |  | 53.55 | 0 | 0 | 17 | 0
24.05. | 14 | 70.55 |  | 53.55 | 0 | 0 | 17 | 0
24.05. | 15 | 70.55 |  | 53.55 | 0 | 0 | 17 | 0
24.05. | 16 | 70.55 |  | 53.55 | 0 | 0 | 17 | 0
24.05. | 17 | 70.55 |  | 53.55 | 0 | 0 | 17 | 0
24.05. | 18 | 70.55 |  | 53.55 | 0 | 0 | 17 | 0
24.05. | 19 | 70.55 |  | 53.55 | 0 | 0 | 17 | 0
24.05. | 20 | 70.55 |  | 53.55 | 0 | 0 | 17 | 0
24.05. | 21 | 70.55 |  | 53.55 | 0 | 0 | 17 | 0
24.05. | 22 | 70.55 |  | 53.55 | 0 | 0 | 17 | 0
24.05. | 23 | 70.55 |  | 53.55 | 0 | 0 | 17 | 0
24.05. | 24 | 70.55 |  | 53.55 | 0 | 0 | 17 | 0
25.05. | 1 | 70.55 |  | 53.55 | 0 | 0 | 17 | 0
25.05. | 2 | 70.55 |  | 53.55 | 0 | 0 | 17 | 0
25.05. | 3 | 70.55 |  | 53.55 | 0 | 0 | 17 | 0
25.05. | 4 | 70.55 |  | 53.55 | 0 | 0 | 17 | 0
25.05. | 5 | 70.55 |  | 53.55 | 0 | 0 | 17 | 0
25.05. | 6 | 70.55 |  | 53.55 | 0 | 0 | 17 | 0
25.05. | 7 | 70.55 |  | 53.55 | 0 | 0 | 17 | 0
25.05. | 8 | 70.55 |  | 53.55 | 0 | 0 | 17 | 0
25.05. | 9 | 70.55 |  | 53.55 | 0 | 0 | 17 | 0
25.05. | 10 | 70.55 |  | 53.55 | 0 | 0 | 17 | 0
25.05. | 11 | 70.55 |  | 53.55 | 0 | 0 | 17 | 0
25.05. | 12 | 70.55 |  | 53.55 | 0 | 0 | 17 | 0
25.05. | 13 | 70.55 |  | 53.55 | 0 | 0 | 17 | 0
25.05. | 14 | 70.55 |  | 53.55 | 0 | 0 | 17 | 0
25.05. | 15 | 70.55 |  | 53.55 | 0 | 0 | 17 | 0
25.05. | 16 | 70.55 |  | 53.55 | 0 | 0 | 17 | 0
25.05. | 17 | 70.55 |  | 53.55 | 0 | 0 | 17 | 0
25.05. | 18 | 70.55 |  | 53.55 | 0 | 0 | 17 | 0
25.05. | 19 | 70.55 |  | 53.55 | 0 | 0 | 17 | 0
25.05. | 20 | 70.55 |  | 53.55 | 0 | 0 | 17 | 0
25.05. | 21 | 70.55 |  | 53.55 | 0 | 0 | 17 | 0
25.05. | 22 | 70.55 |  | 53.55 | 0 | 0 | 17 | 0
25.05. | 23 | 70.55 |  | 53.55 | 0 | 0 | 17 | 0
25.05. | 24 | 70.55 |  | 53.55 | 0 | 0 | 17 | 0
26.05. | 1 | 70.55 |  | 53.55 | 0 | 0 | 17 | 0
26.05. | 2 | 70.55 |  | 53.55 | 0 | 0 | 17 | 0
26.05. | 3 | 70.55 |  | 53.55 | 0 | 0 | 17 | 0
26.05. | 4 | 70.55 |  | 53.55 | 0 | 0 | 17 | 0
26.05. | 5 | 70.55 |  | 53.55 | 0 | 0 | 17 | 0
26.05. | 6 | 70.55 |  | 53.55 | 0 | 0 | 17 | 0
26.05. | 7 | 70.55 |  | 53.55 | 0 | 0 | 17 | 0
26.05. | 8 | 70.55 |  | 53.55 | 0 | 0 | 17 | 0
26.05. | 9 | 70.55 |  | 53.55 | 0 | 0 | 17 | 0
26.05. | 10 | 70.55 |  | 53.55 | 0 | 0 | 17 | 0
26.05. | 11 | 70.55 |  | 53.55 | 0 | 0 | 17 | 0
26.05. | 12 | 70.55 |  | 53.55 | 0 | 0 | 17 | 0
26.05. | 13 | 70.55 |  | 53.55 | 0 | 0 | 17 | 0
26.05. | 14 | 70.55 |  | 53.55 | 0 | 0 | 17 | 0
26.05. | 15 | 70.55 |  | 53.55 | 0 | 0 | 17 | 0
26.05. | 16 | 70.55 |  | 53.55 | 0 | 0 | 17 | 0
26.05. | 17 | 70.55 |  | 53.55 | 0 | 0 | 17 | 0
26.05. | 18 | 70.55 |  | 53.55 | 0 | 0 | 17 | 0
26.05. | 19 | 70.55 |  | 53.55 | 0 | 0 | 17 | 0
26.05. | 20 | 70.55 |  | 53.55 | 0 | 0 | 17 | 0
26.05. | 21 | 70.55 |  | 53.55 | 0 | 0 | 17 | 0
26.05. | 22 | 70.55 |  | 53.55 | 0 | 0 | 17 | 0
26.05. | 23 | 70.55 |  | 53.55 | 0 | 0 | 17 | 0
26.05. | 24 | 70.55 |  | 53.55 | 0 | 0 | 17 | 0
27.05. | 1 | 70.55 |  | 53.55 | 0 | 0 | 17 | 0
27.05. | 2 | 70.55 |  | 53.55 | 0 | 0 | 17 | 0
27.05. | 3 | 70.55 |  | 53.55 | 0 | 0 | 17 | 0
27.05. | 4 | 70.55 |  | 53.55 | 0 | 0 | 17 | 0
27.05. | 5 | 70.55 |  | 53.55 | 0 | 0 | 17 | 0
27.05. | 6 | 70.55 |  | 53.55 | 0 | 0 | 17 | 0
27.05. | 7 | 70.55 |  | 53.55 | 0 | 0 | 17 | 0
27.05. | 8 | 70.55 |  | 53.55 | 0 | 0 | 17 | 0
27.05. | 9 | 70.55 |  | 53.55 | 0 | 0 | 17 | 0
27.05. | 10 | 70.55 |  | 53.55 | 0 | 0 | 17 | 0
27.05. | 11 | 70.55 |  | 53.55 | 0 | 0 | 17 | 0
27.05. | 12 | 70.55 |  | 53.55 | 0 | 0 | 17 | 0
27.05. | 13 | 70.55 |  | 53.55 | 0 | 0 | 17 | 0
27.05. | 14 | 70.55 |  | 53.55 | 0 | 0 | 17 | 0
27.05. | 15 | 70.55 |  | 53.55 | 0 | 0 | 17 | 0
27.05. | 16 | 70.55 |  | 53.55 | 0 | 0 | 17 | 0
27.05. | 17 | 70.55 |  | 53.55 | 0 | 0 | 17 | 0
27.05. | 18 | 70.55 |  | 53.55 | 0 | 0 | 17 | 0
27.05. | 19 | 70.55 |  | 53.55 | 0 | 0 | 17 | 0
27.05. | 20 | 70.55 |  | 53.55 | 0 | 0 | 17 | 0
27.05. | 21 | 70.55 |  | 53.55 | 0 | 0 | 17 | 0
27.05. | 22 | 70.55 |  | 53.55 | 0 | 0 | 17 | 0
27.05. | 23 | 70.55 |  | 53.55 | 0 | 0 | 17 | 0
27.05. | 24 | 70.55 |  | 53.55 | 0 | 0 | 17 | 0
28.05. | 1 | 70.55 |  | 53.55 | 0 | 0 | 17 | 0
28.05. | 2 | 70.55 |  | 53.55 | 0 | 0 | 17 | 0
28.05. | 3 | 70.55 |  | 53.55 | 0 | 0 | 17 | 0
28.05. | 4 | 70.55 |  | 53.55 | 0 | 0 | 17 | 0
28.05. | 5 | 70.55 |  | 53.55 | 0 | 0 | 17 | 0
28.05. | 6 | 70.55 |  | 53.55 | 0 | 0 | 17 | 0
28.05. | 7 | 70.55 |  | 53.55 | 0 | 0 | 17 | 0
28.05. | 8 | 70.55 |  | 53.55 | 0 | 0 | 17 | 0
28.05. | 9 | 70.55 |  | 53.55 | 0 | 0 | 17 | 0
28.05. | 10 | 70.55 |  | 53.55 | 0 | 0 | 17 | 0
28.05. | 11 | 70.55 |  | 53.55 | 0 | 0 | 17 | 0
28.05. | 12 | 70.55 |  | 53.55 | 0 | 0 | 17 | 0
28.05. | 13 | 70.55 |  | 53.55 | 0 | 0 | 17 | 0
28.05. | 14 | 70.55 |  | 53.55 | 0 | 0 | 17 | 0
28.05. | 15 | 70.55 |  | 53.55 | 0 | 0 | 17 | 0
28.05. | 16 | 70.55 |  | 53.55 | 0 | 0 | 17 | 0
28.05. | 17 | 70.55 |  | 53.55 | 0 | 0 | 17 | 0
28.05. | 18 | 70.55 |  | 53.55 | 0 | 0 | 17 | 0
28.05. | 19 | 70.55 |  | 53.55 | 0 | 0 | 17 | 0
28.05. | 20 | 70.55 |  | 53.55 | 0 | 0 | 17 | 0
28.05. | 21 | 70.55 |  | 53.55 | 0 | 0 | 17 | 0
28.05. | 22 | 70.55 |  | 53.55 | 0 | 0 | 17 | 0
28.05. | 23 | 70.55 |  | 53.55 | 0 | 0 | 17 | 0
28.05. | 24 | 70.55 |  | 53.55 | 0 | 0 | 17 | 0
29.05. | 1 | 70.55 |  | 53.55 | 0 | 0 | 17 | 0
29.05. | 2 | 70.55 |  | 53.55 | 0 | 0 | 17 | 0
29.05. | 3 | 70.55 |  | 53.55 | 0 | 0 | 17 | 0
29.05. | 4 | 70.55 |  | 53.55 | 0 | 0 | 17 | 0
29.05. | 5 | 70.55 |  | 53.55 | 0 | 0 | 17 | 0
29.05. | 6 | 70.55 |  | 53.55 | 0 | 0 | 17 | 0
29.05. | 7 | 70.55 |  | 53.55 | 0 | 0 | 17 | 0
29.05. | 8 | 70.55 |  | 53.55 | 0 | 0 | 17 | 0
29.05. | 9 | 70.55 |  | 53.55 | 0 | 0 | 17 | 0
29.05. | 10 | 70.55 |  | 53.55 | 0 | 0 | 17 | 0
29.05. | 11 | 70.55 |  | 53.55 | 0 | 0 | 17 | 0
29.05. | 12 | 70.55 |  | 53.55 | 0 | 0 | 17 | 0
29.05. | 13 | 70.55 |  | 53.55 | 0 | 0 | 17 | 0
29.05. | 14 | 70.55 |  | 53.55 | 0 | 0 | 17 | 0
29.05. | 15 | 70.55 |  | 53.55 | 0 | 0 | 17 | 0
29.05. | 16 | 70.55 |  | 53.55 | 0 | 0 | 17 | 0
29.05. | 17 | 70.55 |  | 53.55 | 0 | 0 | 17 | 0
29.05. | 18 | 70.55 |  | 53.55 | 0 | 0 | 17 | 0
29.05. | 19 | 70.55 |  | 53.55 | 0 | 0 | 17 | 0
29.05. | 20 | 70.55 |  | 53.55 | 0 | 0 | 17 | 0
29.05. | 21 | 70.55 |  | 53.55 | 0 | 0 | 17 | 0
29.05. | 22 | 70.55 |  | 53.55 | 0 | 0 | 17 | 0
29.05. | 23 | 70.55 |  | 53.55 | 0 | 0 | 17 | 0
29.05. | 24 | 70.55 |  | 53.55 | 0 | 0 | 17 | 0
30.05. | 1 | 70.55 |  | 53.55 | 0 | 0 | 17 | 0
30.05. | 2 | 70.55 |  | 53.55 | 0 | 0 | 17 | 0
30.05. | 3 | 70.55 |  | 53.55 | 0 | 0 | 17 | 0
30.05. | 4 | 70.55 |  | 53.55 | 0 | 0 | 17 | 0
30.05. | 5 | 70.55 |  | 53.55 | 0 | 0 | 17 | 0
30.05. | 6 | 70.55 |  | 53.55 | 0 | 0 | 17 | 0
30.05. | 7 | 70.55 |  | 53.55 | 0 | 0 | 17 | 0
30.05. | 8 | 70.55 |  | 53.55 | 0 | 0 | 17 | 0
30.05. | 9 | 70.55 |  | 53.55 | 0 | 0 | 17 | 0
30.05. | 10 | 70.55 |  | 53.55 | 0 | 0 | 17 | 0
30.05. | 11 | 70.55 |  | 53.55 | 0 | 0 | 17 | 0
30.05. | 12 | 70.55 |  | 53.55 | 0 | 0 | 17 | 0
30.05. | 13 | 70.55 |  | 53.55 | 0 | 0 | 17 | 0
30.05. | 14 | 70.55 |  | 53.55 | 0 | 0 | 17 | 0
30.05. | 15 | 70.55 |  | 53.55 | 0 | 0 | 17 | 0
30.05. | 16 | 70.55 |  | 53.55 | 0 | 0 | 17 | 0
30.05. | 17 | 70.55 |  | 53.55 | 0 | 0 | 17 | 0
30.05. | 18 | 70.55 |  | 53.55 | 0 | 0 | 17 | 0
30.05. | 19 | 70.55 |  | 53.55 | 0 | 0 | 17 | 0
30.05. | 20 | 70.55 |  | 53.55 | 0 | 0 | 17 | 0
30.05. | 21 | 70.55 |  | 53.55 | 0 | 0 | 17 | 0
30.05. | 22 | 70.55 |  | 53.55 | 0 | 0 | 17 | 0
30.05. | 23 | 70.55 |  | 53.55 | 0 | 0 | 17 | 0
30.05. | 24 | 70.55 |  | 53.55 | 0 | 0 | 17 | 0
31.05. | 1 | 70.55 |  | 53.55 | 0 | 0 | 17 | 0
31.05. | 2 | 70.55 |  | 53.55 | 0 | 0 | 17 | 0
31.05. | 3 | 70.55 |  | 53.55 | 0 | 0 | 17 | 0
31.05. | 4 | 70.55 |  | 53.55 | 0 | 0 | 17 | 0
31.05. | 5 | 70.55 |  | 53.55 | 0 | 0 | 17 | 0
31.05. | 6 | 70.55 |  | 53.55 | 0 | 0 | 17 | 0
31.05. | 7 | 70.55 |  | 53.55 | 0 | 0 | 17 | 0
31.05. | 8 | 70.55 |  | 53.55 | 0 | 0 | 17 | 0
31.05. | 9 | 70.55 |  | 53.55 | 0 | 0 | 17 | 0
31.05. | 10 | 70.55 |  | 53.55 | 0 | 0 | 17 | 0
31.05. | 11 | 70.55 |  | 53.55 | 0 | 0 | 17 | 0
31.05. | 12 | 70.55 |  | 53.55 | 0 | 0 | 17 | 0
31.05. | 13 | 70.55 |  | 53.55 | 0 | 0 | 17 | 0
31.05. | 14 | 70.55 |  | 53.55 | 0 | 0 | 17 | 0
31.05. | 15 | 70.55 |  | 53.55 | 0 | 0 | 17 | 0
31.05. | 16 | 70.55 |  | 53.55 | 0 | 0 | 17 | 0
31.05. | 17 | 70.55 |  | 53.55 | 0 | 0 | 17 | 0
31.05. | 18 | 70.55 |  | 53.55 | 0 | 0 | 17 | 0
31.05. | 19 | 70.55 |  | 53.55 | 0 | 0 | 17 | 0
31.05. | 20 | 70.55 |  | 53.55 | 0 | 0 | 17 | 0
31.05. | 21 | 70.55 |  | 53.55 | 0 | 0 | 17 | 0
31.05. | 22 | 70.55 |  | 53.55 | 0 | 0 | 17 | 0
31.05. | 23 | 70.55 |  | 53.55 | 0 | 0 | 17 | 0
31.05. | 24 | 70.55 |  | 53.55 | 0 | 0 | 17 | 0
01.06. | 1 | 70.55 |  | 53.55 | 0 | 0 | 17 | 0
01.06. | 2 | 70.55 |  | 53.55 | 0 | 0 | 17 | 0
01.06. | 3 | 70.55 |  | 53.55 | 0 | 0 | 17 | 0
01.06. | 4 | 70.55 |  | 53.55 | 0 | 0 | 17 | 0
01.06. | 5 | 70.55 |  | 53.55 | 0 | 0 | 17 | 0
01.06. | 6 | 70.55 |  | 53.55 | 0 | 0 | 17 | 0
01.06. | 7 | 70.55 |  | 53.55 | 0 | 0 | 17 | 0
01.06. | 8 | 70.55 |  | 53.55 | 0 | 0 | 17 | 0
01.06. | 9 | 70.55 |  | 53.55 | 0 | 0 | 17 | 0
01.06. | 10 | 70.55 |  | 53.55 | 0 | 0 | 17 | 0
01.06. | 11 | 70.55 |  | 53.55 | 0 | 0 | 17 | 0
01.06. | 12 | 70.55 |  | 53.55 | 0 | 0 | 17 | 0
01.06. | 13 | 70.55 |  | 53.55 | 0 | 0 | 17 | 0
01.06. | 14 | 70.55 |  | 53.55 | 0 | 0 | 17 | 0
01.06. | 15 | 70.55 |  | 53.55 | 0 | 0 | 17 | 0
01.06. | 16 | 70.55 |  | 53.55 | 0 | 0 | 17 | 0
01.06. | 17 | 70.55 |  | 53.55 | 0 | 0 | 17 | 0
01.06. | 18 | 70.55 |  | 53.55 | 0 | 0 | 17 | 0
01.06. | 19 | 70.55 |  | 53.55 | 0 | 0 | 17 | 0
01.06. | 20 | 70.55 |  | 53.55 | 0 | 0 | 17 | 0
01.06. | 21 | 70.55 |  | 53.55 | 0 | 0 | 17 | 0
01.06. | 22 | 70.55 |  | 53.55 | 0 | 0 | 17 | 0
01.06. | 23 | 70.55 |  | 53.55 | 0 | 0 | 17 | 0
01.06. | 24 | 70.55 |  | 53.55 | 0 | 0 | 17 | 0
02.06. | 1 | 70.55 |  | 53.55 | 0 | 0 | 17 | 0
02.06. | 2 | 70.55 |  | 53.55 | 0 | 0 | 17 | 0
02.06. | 3 | 70.55 |  | 53.55 | 0 | 0 | 17 | 0
02.06. | 4 | 70.55 |  | 53.55 | 0 | 0 | 17 | 0
02.06. | 5 | 70.55 |  | 53.55 | 0 | 0 | 17 | 0
02.06. | 6 | 70.55 |  | 53.55 | 0 | 0 | 17 | 0
02.06. | 7 | 70.55 |  | 53.55 | 0 | 0 | 17 | 0
02.06. | 8 | 70.55 |  | 53.55 | 0 | 0 | 17 | 0
02.06. | 9 | 70.55 |  | 53.55 | 0 | 0 | 17 | 0
02.06. | 10 | 70.55 |  | 53.55 | 0 | 0 | 17 | 0
02.06. | 11 | 70.55 |  | 53.55 | 0 | 0 | 17 | 0
02.06. | 12 | 70.55 |  | 53.55 | 0 | 0 | 17 | 0
02.06. | 13 | 70.55 |  | 53.55 | 0 | 0 | 17 | 0
02.06. | 14 | 70.55 |  | 53.55 | 0 | 0 | 17 | 0
02.06. | 15 | 70.55 |  | 53.55 | 0 | 0 | 17 | 0
02.06. | 16 | 70.55 |  | 53.55 | 0 | 0 | 17 | 0
02.06. | 17 | 70.55 |  | 53.55 | 0 | 0 | 17 | 0
02.06. | 18 | 70.55 |  | 53.55 | 0 | 0 | 17 | 0
02.06. | 19 | 70.55 |  | 53.55 | 0 | 0 | 17 | 0
02.06. | 20 | 70.55 |  | 53.55 | 0 | 0 | 17 | 0
02.06. | 21 | 70.55 |  | 53.55 | 0 | 0 | 17 | 0
02.06. | 22 | 70.55 |  | 53.55 | 0 | 0 | 17 | 0
02.06. | 23 | 70.55 |  | 53.55 | 0 | 0 | 17 | 0
02.06. | 24 | 70.55 |  | 53.55 | 0 | 0 | 17 | 0
03.06. | 1 | 70.55 |  | 53.55 | 0 | 0 | 17 | 0
03.06. | 2 | 70.55 |  | 53.55 | 0 | 0 | 17 | 0
03.06. | 3 | 70.55 |  | 53.55 | 0 | 0 | 17 | 0
03.06. | 4 | 70.55 |  | 53.55 | 0 | 0 | 17 | 0
03.06. | 5 | 70.55 |  | 53.55 | 0 | 0 | 17 | 0
03.06. | 6 | 70.55 |  | 53.55 | 0 | 0 | 17 | 0
03.06. | 7 | 70.55 |  | 53.55 | 0 | 0 | 17 | 0
03.06. | 8 | 70.55 |  | 53.55 | 0 | 0 | 17 | 0
03.06. | 9 | 70.55 |  | 53.55 | 0 | 0 | 17 | 0
03.06. | 10 | 70.55 |  | 53.55 | 0 | 0 | 17 | 0
03.06. | 11 | 70.55 |  | 53.55 | 0 | 0 | 17 | 0
03.06. | 12 | 70.55 |  | 53.55 | 0 | 0 | 17 | 0
03.06. | 13 | 70.55 |  | 53.55 | 0 | 0 | 17 | 0
03.06. | 14 | 70.55 |  | 53.55 | 0 | 0 | 17 | 0
03.06. | 15 | 70.55 |  | 53.55 | 0 | 0 | 17 | 0
03.06. | 16 | 70.55 |  | 53.55 | 0 | 0 | 17 | 0
03.06. | 17 | 70.55 |  | 53.55 | 0 | 0 | 17 | 0
03.06. | 18 | 70.55 |  | 53.55 | 0 | 0 | 17 | 0
03.06. | 19 | 70.55 |  | 53.55 | 0 | 0 | 17 | 0
03.06. | 20 | 70.55 |  | 53.55 | 0 | 0 | 17 | 0
03.06. | 21 | 70.55 |  | 53.55 | 0 | 0 | 17 | 0
03.06. | 22 | 70.55 |  | 53.55 | 0 | 0 | 17 | 0
03.06. | 23 | 70.55 |  | 53.55 | 0 | 0 | 17 | 0
03.06. | 24 | 70.55 |  | 53.55 | 0 | 0 | 17 | 0
04.06. | 1 | 70.55 |  | 53.55 | 0 | 0 | 17 | 0
04.06. | 2 | 70.55 |  | 53.55 | 0 | 0 | 17 | 0
04.06. | 3 | 70.55 |  | 53.55 | 0 | 0 | 17 | 0
04.06. | 4 | 70.55 |  | 53.55 | 0 | 0 | 17 | 0
04.06. | 5 | 70.55 |  | 53.55 | 0 | 0 | 17 | 0
04.06. | 6 | 70.55 |  | 53.55 | 0 | 0 | 17 | 0
04.06. | 7 | 70.55 |  | 53.55 | 0 | 0 | 17 | 0
04.06. | 8 | 70.55 |  | 53.55 | 0 | 0 | 17 | 0
04.06. | 9 | 70.55 |  | 53.55 | 0 | 0 | 17 | 0
04.06. | 10 | 70.55 |  | 53.55 | 0 | 0 | 17 | 0
04.06. | 11 | 70.55 |  | 53.55 | 0 | 0 | 17 | 0
04.06. | 12 | 70.55 |  | 53.55 | 0 | 0 | 17 | 0
04.06. | 13 | 70.55 |  | 53.55 | 0 | 0 | 17 | 0
04.06. | 14 | 70.55 |  | 53.55 | 0 | 0 | 17 | 0
04.06. | 15 | 70.55 |  | 53.55 | 0 | 0 | 17 | 0
04.06. | 16 | 70.55 |  | 53.55 | 0 | 0 | 17 | 0
04.06. | 17 | 70.55 |  | 53.55 | 0 | 0 | 17 | 0
04.06. | 18 | 70.55 |  | 53.55 | 0 | 0 | 17 | 0
04.06. | 19 | 70.55 |  | 53.55 | 0 | 0 | 17 | 0
04.06. | 20 | 70.55 |  | 53.55 | 0 | 0 | 17 | 0
04.06. | 21 | 70.55 |  | 53.55 | 0 | 0 | 17 | 0
04.06. | 22 | 70.55 |  | 53.55 | 0 | 0 | 17 | 0
04.06. | 23 | 70.55 |  | 53.55 | 0 | 0 | 17 | 0
04.06. | 24 | 70.55 |  | 53.55 | 0 | 0 | 17 | 0
05.06. | 1 | 70.55 |  | 53.55 | 0 | 0 | 17 | 0
05.06. | 2 | 70.55 |  | 53.55 | 0 | 0 | 17 | 0
05.06. | 3 | 70.55 |  | 53.55 | 0 | 0 | 17 | 0
05.06. | 4 | 70.55 |  | 53.55 | 0 | 0 | 17 | 0
05.06. | 5 | 70.55 |  | 53.55 | 0 | 0 | 17 | 0
05.06. | 6 | 70.55 |  | 53.55 | 0 | 0 | 17 | 0
05.06. | 7 | 70.55 |  | 53.55 | 0 | 0 | 17 | 0
05.06. | 8 | 70.55 |  | 53.55 | 0 | 0 | 17 | 0
05.06. | 9 | 70.55 |  | 53.55 | 0 | 0 | 17 | 0
05.06. | 10 | 70.55 |  | 53.55 | 0 | 0 | 17 | 0
05.06. | 11 | 70.55 |  | 53.55 | 0 | 0 | 17 | 0
05.06. | 12 | 70.55 |  | 53.55 | 0 | 0 | 17 | 0
05.06. | 13 | 70.55 |  | 53.55 | 0 | 0 | 17 | 0
05.06. | 14 | 70.55 |  | 53.55 | 0 | 0 | 17 | 0
05.06. | 15 | 70.55 |  | 53.55 | 0 | 0 | 17 | 0
05.06. | 16 | 70.55 |  | 53.55 | 0 | 0 | 17 | 0
05.06. | 17 | 70.55 |  | 53.55 | 0 | 0 | 17 | 0
05.06. | 18 | 70.55 |  | 53.55 | 0 | 0 | 17 | 0
05.06. | 19 | 70.55 |  | 53.55 | 0 | 0 | 17 | 0
05.06. | 20 | 70.55 |  | 53.55 | 0 | 0 | 17 | 0
05.06. | 21 | 70.55 |  | 53.55 | 0 | 0 | 17 | 0
05.06. | 22 | 70.55 |  | 53.55 | 0 | 0 | 17 | 0
05.06. | 23 | 70.55 |  | 53.55 | 0 | 0 | 17 | 0
05.06. | 24 | 70.55 |  | 53.55 | 0 | 0 | 17 | 0
06.06. | 1 | 70.55 |  | 53.55 | 0 | 0 | 17 | 0
06.06. | 2 | 70.55 |  | 53.55 | 0 | 0 | 17 | 0
06.06. | 3 | 70.55 |  | 53.55 | 0 | 0 | 17 | 0
06.06. | 4 | 70.55 |  | 53.55 | 0 | 0 | 17 | 0
06.06. | 5 | 70.55 |  | 53.55 | 0 | 0 | 17 | 0
06.06. | 6 | 70.55 |  | 53.55 | 0 | 0 | 17 | 0
06.06. | 7 | 70.55 |  | 53.55 | 0 | 0 | 17 | 0
06.06. | 8 | 70.55 |  | 53.55 | 0 | 0 | 17 | 0
06.06. | 9 | 70.55 |  | 53.55 | 0 | 0 | 17 | 0
06.06. | 10 | 70.55 |  | 53.55 | 0 | 0 | 17 | 0
06.06. | 11 | 70.55 |  | 53.55 | 0 | 0 | 17 | 0
06.06. | 12 | 70.55 |  | 53.55 | 0 | 0 | 17 | 0
06.06. | 13 | 70.55 |  | 53.55 | 0 | 0 | 17 | 0
06.06. | 14 | 70.55 |  | 53.55 | 0 | 0 | 17 | 0
06.06. | 15 | 70.55 |  | 53.55 | 0 | 0 | 17 | 0
06.06. | 16 | 70.55 |  | 53.55 | 0 | 0 | 17 | 0
06.06. | 17 | 70.55 |  | 53.55 | 0 | 0 | 17 | 0
06.06. | 18 | 70.55 |  | 53.55 | 0 | 0 | 17 | 0
06.06. | 19 | 70.55 |  | 53.55 | 0 | 0 | 17 | 0
06.06. | 20 | 70.55 |  | 53.55 | 0 | 0 | 17 | 0
06.06. | 21 | 70.55 |  | 53.55 | 0 | 0 | 17 | 0
06.06. | 22 | 70.55 |  | 53.55 | 0 | 0 | 17 | 0
06.06. | 23 | 70.55 |  | 53.55 | 0 | 0 | 17 | 0
06.06. | 24 | 70.55 |  | 53.55 | 0 | 0 | 17 | 0
07.06. | 1 | 70.55 |  | 53.55 | 0 | 0 | 17 | 0
07.06. | 2 | 70.55 |  | 53.55 | 0 | 0 | 17 | 0
07.06. | 3 | 70.55 |  | 53.55 | 0 | 0 | 17 | 0
07.06. | 4 | 70.55 |  | 53.55 | 0 | 0 | 17 | 0
07.06. | 5 | 70.55 |  | 53.55 | 0 | 0 | 17 | 0
07.06. | 6 | 70.55 |  | 53.55 | 0 | 0 | 17 | 0
07.06. | 7 | 70.55 |  | 53.55 | 0 | 0 | 17 | 0
07.06. | 8 | 70.55 |  | 53.55 | 0 | 0 | 17 | 0
07.06. | 9 | 70.55 |  | 53.55 | 0 | 0 | 17 | 0
07.06. | 10 | 70.55 |  | 53.55 | 0 | 0 | 17 | 0
07.06. | 11 | 70.55 |  | 53.55 | 0 | 0 | 17 | 0
07.06. | 12 | 70.55 |  | 53.55 | 0 | 0 | 17 | 0
07.06. | 13 | 70.55 |  | 53.55 | 0 | 0 | 17 | 0
07.06. | 14 | 70.55 |  | 53.55 | 0 | 0 | 17 | 0
07.06. | 15 | 70.55 |  | 53.55 | 0 | 0 | 17 | 0
07.06. | 16 | 70.55 |  | 53.55 | 0 | 0 | 17 | 0
07.06. | 17 | 70.55 |  | 53.55 | 0 | 0 | 17 | 0
07.06. | 18 | 70.55 |  | 53.55 | 0 | 0 | 17 | 0
07.06. | 19 | 70.55 |  | 53.55 | 0 | 0 | 17 | 0
07.06. | 20 | 70.55 |  | 53.55 | 0 | 0 | 17 | 0
07.06. | 21 | 70.55 |  | 53.55 | 0 | 0 | 17 | 0
07.06. | 22 | 70.55 |  | 53.55 | 0 | 0 | 17 | 0
07.06. | 23 | 70.55 |  | 53.55 | 0 | 0 | 17 | 0
07.06. | 24 | 70.55 |  | 53.55 | 0 | 0 | 17 | 0
08.06. | 1 | 70.55 |  | 53.55 | 0 | 0 | 17 | 0
08.06. | 2 | 70.55 |  | 53.55 | 0 | 0 | 17 | 0
08.06. | 3 | 70.55 |  | 53.55 | 0 | 0 | 17 | 0
08.06. | 4 | 70.55 |  | 53.55 | 0 | 0 | 17 | 0
08.06. | 5 | 70.55 |  | 53.55 | 0 | 0 | 17 | 0
08.06. | 6 | 70.55 |  | 53.55 | 0 | 0 | 17 | 0
08.06. | 7 | 70.55 |  | 53.55 | 0 | 0 | 17 | 0
08.06. | 8 | 70.55 |  | 53.55 | 0 | 0 | 17 | 0
08.06. | 9 | 70.55 |  | 53.55 | 0 | 0 | 17 | 0
08.06. | 10 | 70.55 |  | 53.55 | 0 | 0 | 17 | 0
08.06. | 11 | 70.55 |  | 53.55 | 0 | 0 | 17 | 0
08.06. | 12 | 70.55 |  | 53.55 | 0 | 0 | 17 | 0
08.06. | 13 | 70.55 |  | 53.55 | 0 | 0 | 17 | 0
08.06. | 14 | 70.55 |  | 53.55 | 0 | 0 | 17 | 0
08.06. | 15 | 70.55 |  | 53.55 | 0 | 0 | 17 | 0
08.06. | 16 | 70.55 |  | 53.55 | 0 | 0 | 17 | 0
08.06. | 17 | 70.55 |  | 53.55 | 0 | 0 | 17 | 0
08.06. | 18 | 70.55 |  | 53.55 | 0 | 0 | 17 | 0
08.06. | 19 | 70.55 |  | 53.55 | 0 | 0 | 17 | 0
08.06. | 20 | 70.55 |  | 53.55 | 0 | 0 | 17 | 0
08.06. | 21 | 70.55 |  | 53.55 | 0 | 0 | 17 | 0
08.06. | 22 | 70.55 |  | 53.55 | 0 | 0 | 17 | 0
08.06. | 23 | 70.55 |  | 53.55 | 0 | 0 | 17 | 0
08.06. | 24 | 70.55 |  | 53.55 | 0 | 0 | 17 | 0
09.06. | 1 | 70.55 |  | 53.55 | 0 | 0 | 17 | 0
09.06. | 2 | 70.55 |  | 53.55 | 0 | 0 | 17 | 0
09.06. | 3 | 70.55 |  | 53.55 | 0 | 0 | 17 | 0
09.06. | 4 | 70.55 |  | 53.55 | 0 | 0 | 17 | 0
09.06. | 5 | 70.55 |  | 53.55 | 0 | 0 | 17 | 0
09.06. | 6 | 70.55 |  | 53.55 | 0 | 0 | 17 | 0
09.06. | 7 | 70.55 |  | 53.55 | 0 | 0 | 17 | 0
09.06. | 8 | 70.55 |  | 53.55 | 0 | 0 | 17 | 0
09.06. | 9 | 70.55 |  | 53.55 | 0 | 0 | 17 | 0
09.06. | 10 | 70.55 |  | 53.55 | 0 | 0 | 17 | 0
09.06. | 11 | 70.55 |  | 53.55 | 0 | 0 | 17 | 0
09.06. | 12 | 70.55 |  | 53.55 | 0 | 0 | 17 | 0
09.06. | 13 | 70.55 |  | 53.55 | 0 | 0 | 17 | 0
09.06. | 14 | 70.55 |  | 53.55 | 0 | 0 | 17 | 0
09.06. | 15 | 70.55 |  | 53.55 | 0 | 0 | 17 | 0
09.06. | 16 | 70.55 |  | 53.55 | 0 | 0 | 17 | 0
09.06. | 17 | 70.55 |  | 53.55 | 0 | 0 | 17 | 0
09.06. | 18 | 70.55 |  | 53.55 | 0 | 0 | 17 | 0
09.06. | 19 | 70.55 |  | 53.55 | 0 | 0 | 17 | 0
09.06. | 20 | 70.55 |  | 53.55 | 0 | 0 | 17 | 0
09.06. | 21 | 70.55 |  | 53.55 | 0 | 0 | 17 | 0
09.06. | 22 | 70.55 |  | 53.55 | 0 | 0 | 17 | 0
09.06. | 23 | 70.55 |  | 53.55 | 0 | 0 | 17 | 0
09.06. | 24 | 70.55 |  | 53.55 | 0 | 0 | 17 | 0
10.06. | 1 | 70.55 |  | 53.55 | 0 | 0 | 17 | 0
10.06. | 2 | 70.55 |  | 53.55 | 0 | 0 | 17 | 0
10.06. | 3 | 70.55 |  | 53.55 | 0 | 0 | 17 | 0
10.06. | 4 | 70.55 |  | 53.55 | 0 | 0 | 17 | 0
10.06. | 5 | 70.55 |  | 53.55 | 0 | 0 | 17 | 0
10.06. | 6 | 70.55 |  | 53.55 | 0 | 0 | 17 | 0
10.06. | 7 | 70.55 |  | 53.55 | 0 | 0 | 17 | 0
10.06. | 8 | 70.55 |  | 53.55 | 0 | 0 | 17 | 0
10.06. | 9 | 70.55 |  | 53.55 | 0 | 0 | 17 | 0
10.06. | 10 | 70.55 |  | 53.55 | 0 | 0 | 17 | 0
10.06. | 11 | 70.55 |  | 53.55 | 0 | 0 | 17 | 0
10.06. | 12 | 70.55 |  | 53.55 | 0 | 0 | 17 | 0
10.06. | 13 | 70.55 |  | 53.55 | 0 | 0 | 17 | 0
10.06. | 14 | 70.55 |  | 53.55 | 0 | 0 | 17 | 0
10.06. | 15 | 70.55 |  | 53.55 | 0 | 0 | 17 | 0
10.06. | 16 | 70.55 |  | 53.55 | 0 | 0 | 17 | 0
10.06. | 17 | 70.55 |  | 53.55 | 0 | 0 | 17 | 0
10.06. | 18 | 70.55 |  | 53.55 | 0 | 0 | 17 | 0
10.06. | 19 | 70.55 |  | 53.55 | 0 | 0 | 17 | 0
10.06. | 20 | 70.55 |  | 53.55 | 0 | 0 | 17 | 0
10.06. | 21 | 70.55 |  | 53.55 | 0 | 0 | 17 | 0
10.06. | 22 | 70.55 |  | 53.55 | 0 | 0 | 17 | 0
10.06. | 23 | 70.55 |  | 53.55 | 0 | 0 | 17 | 0
10.06. | 24 | 70.55 |  | 53.55 | 0 | 0 | 17 | 0
11.06. | 1 | 70.55 |  | 53.55 | 0 | 0 | 17 | 0
11.06. | 2 | 70.55 |  | 53.55 | 0 | 0 | 17 | 0
11.06. | 3 | 70.55 |  | 53.55 | 0 | 0 | 17 | 0
11.06. | 4 | 70.55 |  | 53.55 | 0 | 0 | 17 | 0
11.06. | 5 | 70.55 |  | 53.55 | 0 | 0 | 17 | 0
11.06. | 6 | 70.55 |  | 53.55 | 0 | 0 | 17 | 0
11.06. | 7 | 70.55 |  | 53.55 | 0 | 0 | 17 | 0
11.06. | 8 | 70.55 |  | 53.55 | 0 | 0 | 17 | 0
11.06. | 9 | 70.55 |  | 53.55 | 0 | 0 | 17 | 0
11.06. | 10 | 70.55 |  | 53.55 | 0 | 0 | 17 | 0
11.06. | 11 | 70.55 |  | 53.55 | 0 | 0 | 17 | 0
11.06. | 12 | 70.55 |  | 53.55 | 0 | 0 | 17 | 0
11.06. | 13 | 70.55 |  | 53.55 | 0 | 0 | 17 | 0
11.06. | 14 | 70.55 |  | 53.55 | 0 | 0 | 17 | 0
11.06. | 15 | 70.55 |  | 53.55 | 0 | 0 | 17 | 0
11.06. | 16 | 70.55 |  | 53.55 | 0 | 0 | 17 | 0
11.06. | 17 | 70.55 |  | 53.55 | 0 | 0 | 17 | 0
11.06. | 18 | 70.55 |  | 53.55 | 0 | 0 | 17 | 0
11.06. | 19 | 70.55 |  | 53.55 | 0 | 0 | 17 | 0
11.06. | 20 | 70.55 |  | 53.55 | 0 | 0 | 17 | 0
11.06. | 21 | 70.55 |  | 53.55 | 0 | 0 | 17 | 0
11.06. | 22 | 70.55 |  | 53.55 | 0 | 0 | 17 | 0
11.06. | 23 | 70.55 |  | 53.55 | 0 | 0 | 17 | 0
11.06. | 24 | 70.55 |  | 53.55 | 0 | 0 | 17 | 0
12.06. | 1 | 70.55 |  | 53.55 | 0 | 0 | 17 | 0
12.06. | 2 | 70.55 |  | 53.55 | 0 | 0 | 17 | 0
12.06. | 3 | 70.55 |  | 53.55 | 0 | 0 | 17 | 0
12.06. | 4 | 70.55 |  | 53.55 | 0 | 0 | 17 | 0
12.06. | 5 | 70.55 |  | 53.55 | 0 | 0 | 17 | 0
12.06. | 6 | 70.55 |  | 53.55 | 0 | 0 | 17 | 0
12.06. | 7 | 70.55 |  | 53.55 | 0 | 0 | 17 | 0
12.06. | 8 | 70.55 |  | 53.55 | 0 | 0 | 17 | 0
12.06. | 9 | 70.55 |  | 53.55 | 0 | 0 | 17 | 0
12.06. | 10 | 70.55 |  | 53.55 | 0 | 0 | 17 | 0
12.06. | 11 | 70.55 |  | 53.55 | 0 | 0 | 17 | 0
12.06. | 12 | 70.55 |  | 53.55 | 0 | 0 | 17 | 0
12.06. | 13 | 70.55 |  | 53.55 | 0 | 0 | 17 | 0
12.06. | 14 | 70.55 |  | 53.55 | 0 | 0 | 17 | 0
12.06. | 15 | 70.55 |  | 53.55 | 0 | 0 | 17 | 0
12.06. | 16 | 70.55 |  | 53.55 | 0 | 0 | 17 | 0
12.06. | 17 | 70.55 |  | 53.55 | 0 | 0 | 17 | 0
12.06. | 18 | 70.55 |  | 53.55 | 0 | 0 | 17 | 0
12.06. | 19 | 70.55 |  | 53.55 | 0 | 0 | 17 | 0
12.06. | 20 | 70.55 |  | 53.55 | 0 | 0 | 17 | 0
12.06. | 21 | 70.55 |  | 53.55 | 0 | 0 | 17 | 0
12.06. | 22 | 70.55 |  | 53.55 | 0 | 0 | 17 | 0
12.06. | 23 | 70.55 |  | 53.55 | 0 | 0 | 17 | 0
12.06. | 24 | 70.55 |  | 53.55 | 0 | 0 | 17 | 0
13.06. | 1 | 70.55 |  | 53.55 | 0 | 0 | 17 | 0
13.06. | 2 | 70.55 |  | 53.55 | 0 | 0 | 17 | 0
13.06. | 3 | 70.55 |  | 53.55 | 0 | 0 | 17 | 0
13.06. | 4 | 70.55 |  | 53.55 | 0 | 0 | 17 | 0
13.06. | 5 | 70.55 |  | 53.55 | 0 | 0 | 17 | 0
13.06. | 6 | 70.55 |  | 53.55 | 0 | 0 | 17 | 0
13.06. | 7 | 70.55 |  | 53.55 | 0 | 0 | 17 | 0
13.06. | 8 | 70.55 |  | 53.55 | 0 | 0 | 17 | 0
13.06. | 9 | 70.55 |  | 53.55 | 0 | 0 | 17 | 0
13.06. | 10 | 70.55 |  | 53.55 | 0 | 0 | 17 | 0
13.06. | 11 | 70.55 |  | 53.55 | 0 | 0 | 17 | 0
13.06. | 12 | 70.55 |  | 53.55 | 0 | 0 | 17 | 0
13.06. | 13 | 70.55 |  | 53.55 | 0 | 0 | 17 | 0
13.06. | 14 | 70.55 |  | 53.55 | 0 | 0 | 17 | 0
13.06. | 15 | 70.55 |  | 53.55 | 0 | 0 | 17 | 0
13.06. | 16 | 70.55 |  | 53.55 | 0 | 0 | 17 | 0
13.06. | 17 | 70.55 |  | 53.55 | 0 | 0 | 17 | 0
13.06. | 18 | 70.55 |  | 53.55 | 0 | 0 | 17 | 0
13.06. | 19 | 70.55 |  | 53.55 | 0 | 0 | 17 | 0
13.06. | 20 | 70.55 |  | 53.55 | 0 | 0 | 17 | 0
13.06. | 21 | 70.55 |  | 53.55 | 0 | 0 | 17 | 0
13.06. | 22 | 70.55 |  | 53.55 | 0 | 0 | 17 | 0
13.06. | 23 | 70.55 |  | 53.55 | 0 | 0 | 17 | 0
13.06. | 24 | 70.55 |  | 53.55 | 0 | 0 | 17 | 0
14.06. | 1 | 70.55 |  | 53.55 | 0 | 0 | 17 | 0
14.06. | 2 | 70.55 |  | 53.55 | 0 | 0 | 17 | 0
14.06. | 3 | 70.55 |  | 53.55 | 0 | 0 | 17 | 0
14.06. | 4 | 70.55 |  | 53.55 | 0 | 0 | 17 | 0
14.06. | 5 | 70.55 |  | 53.55 | 0 | 0 | 17 | 0
14.06. | 6 | 70.55 |  | 53.55 | 0 | 0 | 17 | 0
14.06. | 7 | 70.55 |  | 53.55 | 0 | 0 | 17 | 0
14.06. | 8 | 70.55 |  | 53.55 | 0 | 0 | 17 | 0
14.06. | 9 | 70.55 |  | 53.55 | 0 | 0 | 17 | 0
14.06. | 10 | 70.55 |  | 53.55 | 0 | 0 | 17 | 0
14.06. | 11 | 70.55 |  | 53.55 | 0 | 0 | 17 | 0
14.06. | 12 | 70.55 |  | 53.55 | 0 | 0 | 17 | 0
14.06. | 13 | 70.55 |  | 53.55 | 0 | 0 | 17 | 0
14.06. | 14 | 70.55 |  | 53.55 | 0 | 0 | 17 | 0
14.06. | 15 | 70.55 |  | 53.55 | 0 | 0 | 17 | 0
14.06. | 16 | 70.55 |  | 53.55 | 0 | 0 | 17 | 0
14.06. | 17 | 70.55 |  | 53.55 | 0 | 0 | 17 | 0
14.06. | 18 | 70.55 |  | 53.55 | 0 | 0 | 17 | 0
14.06. | 19 | 70.55 |  | 53.55 | 0 | 0 | 17 | 0
14.06. | 20 | 70.55 |  | 53.55 | 0 | 0 | 17 | 0
14.06. | 21 | 70.55 |  | 53.55 | 0 | 0 | 17 | 0
14.06. | 22 | 70.55 |  | 53.55 | 0 | 0 | 17 | 0
14.06. | 23 | 70.55 |  | 53.55 | 0 | 0 | 17 | 0
14.06. | 24 | 70.55 |  | 53.55 | 0 | 0 | 17 | 0
15.06. | 1 | 70.55 |  | 53.55 | 0 | 0 | 17 | 0
15.06. | 2 | 70.55 |  | 53.55 | 0 | 0 | 17 | 0
15.06. | 3 | 70.55 |  | 53.55 | 0 | 0 | 17 | 0
15.06. | 4 | 70.55 |  | 53.55 | 0 | 0 | 17 | 0
15.06. | 5 | 70.55 |  | 53.55 | 0 | 0 | 17 | 0
15.06. | 6 | 70.55 |  | 53.55 | 0 | 0 | 17 | 0
15.06. | 7 | 70.55 |  | 53.55 | 0 | 0 | 17 | 0
15.06. | 8 | 70.55 |  | 53.55 | 0 | 0 | 17 | 0
15.06. | 9 | 70.55 |  | 53.55 | 0 | 0 | 17 | 0
15.06. | 10 | 70.55 |  | 53.55 | 0 | 0 | 17 | 0
15.06. | 11 | 70.55 |  | 53.55 | 0 | 0 | 17 | 0
15.06. | 12 | 70.55 |  | 53.55 | 0 | 0 | 17 | 0
15.06. | 13 | 70.55 |  | 53.55 | 0 | 0 | 17 | 0
15.06. | 14 | 70.55 |  | 53.55 | 0 | 0 | 17 | 0
15.06. | 15 | 70.55 |  | 53.55 | 0 | 0 | 17 | 0
15.06. | 16 | 70.55 |  | 53.55 | 0 | 0 | 17 | 0
15.06. | 17 | 70.55 |  | 53.55 | 0 | 0 | 17 | 0
15.06. | 18 | 70.55 |  | 53.55 | 0 | 0 | 17 | 0
15.06. | 19 | 70.55 |  | 53.55 | 0 | 0 | 17 | 0
15.06. | 20 | 70.55 |  | 53.55 | 0 | 0 | 17 | 0
15.06. | 21 | 70.55 |  | 53.55 | 0 | 0 | 17 | 0
15.06. | 22 | 70.55 |  | 53.55 | 0 | 0 | 17 | 0
15.06. | 23 | 70.55 |  | 53.55 | 0 | 0 | 17 | 0
15.06. | 24 | 70.55 |  | 53.55 | 0 | 0 | 17 | 0
16.06. | 1 | 70.55 |  | 53.55 | 0 | 0 | 17 | 0
16.06. | 2 | 70.55 |  | 53.55 | 0 | 0 | 17 | 0
16.06. | 3 | 70.55 |  | 53.55 | 0 | 0 | 17 | 0
16.06. | 4 | 70.55 |  | 53.55 | 0 | 0 | 17 | 0
16.06. | 5 | 70.55 |  | 53.55 | 0 | 0 | 17 | 0
16.06. | 6 | 70.55 |  | 53.55 | 0 | 0 | 17 | 0
16.06. | 7 | 70.55 |  | 53.55 | 0 | 0 | 17 | 0
16.06. | 8 | 70.55 |  | 53.55 | 0 | 0 | 17 | 0
16.06. | 9 | 70.55 |  | 53.55 | 0 | 0 | 17 | 0
16.06. | 10 | 70.55 |  | 53.55 | 0 | 0 | 17 | 0
16.06. | 11 | 70.55 |  | 53.55 | 0 | 0 | 17 | 0
16.06. | 12 | 70.55 |  | 53.55 | 0 | 0 | 17 | 0
16.06. | 13 | 70.55 |  | 53.55 | 0 | 0 | 17 | 0
16.06. | 14 | 70.55 |  | 53.55 | 0 | 0 | 17 | 0
16.06. | 15 | 70.55 |  | 53.55 | 0 | 0 | 17 | 0
16.06. | 16 | 70.55 |  | 53.55 | 0 | 0 | 17 | 0
16.06. | 17 | 70.55 |  | 53.55 | 0 | 0 | 17 | 0
16.06. | 18 | 70.55 |  | 53.55 | 0 | 0 | 17 | 0
16.06. | 19 | 70.55 |  | 53.55 | 0 | 0 | 17 | 0
16.06. | 20 | 70.55 |  | 53.55 | 0 | 0 | 17 | 0
16.06. | 21 | 70.55 |  | 53.55 | 0 | 0 | 17 | 0
16.06. | 22 | 70.55 |  | 53.55 | 0 | 0 | 17 | 0
16.06. | 23 | 70.55 |  | 53.55 | 0 | 0 | 17 | 0
16.06. | 24 | 70.55 |  | 53.55 | 0 | 0 | 17 | 0
17.06. | 1 | 70.55 |  | 53.55 | 0 | 0 | 17 | 0
17.06. | 2 | 70.55 |  | 53.55 | 0 | 0 | 17 | 0
17.06. | 3 | 70.55 |  | 53.55 | 0 | 0 | 17 | 0
17.06. | 4 | 70.55 |  | 53.55 | 0 | 0 | 17 | 0
17.06. | 5 | 70.55 |  | 53.55 | 0 | 0 | 17 | 0
17.06. | 6 | 70.55 |  | 53.55 | 0 | 0 | 17 | 0
17.06. | 7 | 70.55 |  | 53.55 | 0 | 0 | 17 | 0
17.06. | 8 | 70.55 |  | 53.55 | 0 | 0 | 17 | 0
17.06. | 9 | 70.55 |  | 53.55 | 0 | 0 | 17 | 0
17.06. | 10 | 70.55 |  | 53.55 | 0 | 0 | 17 | 0
17.06. | 11 | 70.55 |  | 53.55 | 0 | 0 | 17 | 0
17.06. | 12 | 70.55 |  | 53.55 | 0 | 0 | 17 | 0
17.06. | 13 | 70.55 |  | 53.55 | 0 | 0 | 17 | 0
17.06. | 14 | 70.55 |  | 53.55 | 0 | 0 | 17 | 0
17.06. | 15 | 70.55 |  | 53.55 | 0 | 0 | 17 | 0
17.06. | 16 | 70.55 |  | 53.55 | 0 | 0 | 17 | 0
17.06. | 17 | 70.55 |  | 53.55 | 0 | 0 | 17 | 0
17.06. | 18 | 70.55 |  | 53.55 | 0 | 0 | 17 | 0
17.06. | 19 | 70.55 |  | 53.55 | 0 | 0 | 17 | 0
17.06. | 20 | 70.55 |  | 53.55 | 0 | 0 | 17 | 0
17.06. | 21 | 70.55 |  | 53.55 | 0 | 0 | 17 | 0
17.06. | 22 | 70.55 |  | 53.55 | 0 | 0 | 17 | 0
17.06. | 23 | 70.55 |  | 53.55 | 0 | 0 | 17 | 0
17.06. | 24 | 70.55 |  | 53.55 | 0 | 0 | 17 | 0
18.06. | 1 | 70.55 |  | 53.55 | 0 | 0 | 17 | 0
18.06. | 2 | 70.55 |  | 53.55 | 0 | 0 | 17 | 0
18.06. | 3 | 70.55 |  | 53.55 | 0 | 0 | 17 | 0
18.06. | 4 | 70.55 |  | 53.55 | 0 | 0 | 17 | 0
18.06. | 5 | 70.55 |  | 53.55 | 0 | 0 | 17 | 0
18.06. | 6 | 70.55 |  | 53.55 | 0 | 0 | 17 | 0
18.06. | 7 | 70.55 |  | 53.55 | 0 | 0 | 17 | 0
18.06. | 8 | 70.55 |  | 53.55 | 0 | 0 | 17 | 0
18.06. | 9 | 70.55 |  | 53.55 | 0 | 0 | 17 | 0
18.06. | 10 | 70.55 |  | 53.55 | 0 | 0 | 17 | 0
18.06. | 11 | 70.55 |  | 53.55 | 0 | 0 | 17 | 0
18.06. | 12 | 70.55 |  | 53.55 | 0 | 0 | 17 | 0
18.06. | 13 | 70.55 |  | 53.55 | 0 | 0 | 17 | 0
18.06. | 14 | 70.55 |  | 53.55 | 0 | 0 | 17 | 0
18.06. | 15 | 70.55 |  | 53.55 | 0 | 0 | 17 | 0
18.06. | 16 | 70.55 |  | 53.55 | 0 | 0 | 17 | 0
18.06. | 17 | 70.55 |  | 53.55 | 0 | 0 | 17 | 0
18.06. | 18 | 70.55 |  | 53.55 | 0 | 0 | 17 | 0
18.06. | 19 | 70.55 |  | 53.55 | 0 | 0 | 17 | 0
18.06. | 20 | 70.55 |  | 53.55 | 0 | 0 | 17 | 0
18.06. | 21 | 70.55 |  | 53.55 | 0 | 0 | 17 | 0
18.06. | 22 | 70.55 |  | 53.55 | 0 | 0 | 17 | 0
18.06. | 23 | 70.55 |  | 53.55 | 0 | 0 | 17 | 0
18.06. | 24 | 70.55 |  | 53.55 | 0 | 0 | 17 | 0
19.06. | 1 | 70.55 |  | 53.55 | 0 | 0 | 17 | 0
19.06. | 2 | 70.55 |  | 53.55 | 0 | 0 | 17 | 0
19.06. | 3 | 70.55 |  | 53.55 | 0 | 0 | 17 | 0
19.06. | 4 | 70.55 |  | 53.55 | 0 | 0 | 17 | 0
19.06. | 5 | 70.55 |  | 53.55 | 0 | 0 | 17 | 0
19.06. | 6 | 70.55 |  | 53.55 | 0 | 0 | 17 | 0
19.06. | 7 | 70.55 |  | 53.55 | 0 | 0 | 17 | 0
19.06. | 8 | 70.55 |  | 53.55 | 0 | 0 | 17 | 0
19.06. | 9 | 70.55 |  | 53.55 | 0 | 0 | 17 | 0
19.06. | 10 | 70.55 |  | 53.55 | 0 | 0 | 17 | 0
19.06. | 11 | 70.55 |  | 53.55 | 0 | 0 | 17 | 0
19.06. | 12 | 70.55 |  | 53.55 | 0 | 0 | 17 | 0
19.06. | 13 | 70.55 |  | 53.55 | 0 | 0 | 17 | 0
19.06. | 14 | 70.55 |  | 53.55 | 0 | 0 | 17 | 0
19.06. | 15 | 70.55 |  | 53.55 | 0 | 0 | 17 | 0
19.06. | 16 | 70.55 |  | 53.55 | 0 | 0 | 17 | 0
19.06. | 17 | 70.55 |  | 53.55 | 0 | 0 | 17 | 0
19.06. | 18 | 70.55 |  | 53.55 | 0 | 0 | 17 | 0
19.06. | 19 | 70.55 |  | 53.55 | 0 | 0 | 17 | 0
19.06. | 20 | 70.55 |  | 53.55 | 0 | 0 | 17 | 0
19.06. | 21 | 70.55 |  | 53.55 | 0 | 0 | 17 | 0
19.06. | 22 | 70.55 |  | 53.55 | 0 | 0 | 17 | 0
19.06. | 23 | 70.55 |  | 53.55 | 0 | 0 | 17 | 0
19.06. | 24 | 70.55 |  | 53.55 | 0 | 0 | 17 | 0
20.06. | 1 | 70.55 |  | 53.55 | 0 | 0 | 17 | 0
20.06. | 2 | 70.55 |  | 53.55 | 0 | 0 | 17 | 0
20.06. | 3 | 70.55 |  | 53.55 | 0 | 0 | 17 | 0
20.06. | 4 | 70.55 |  | 53.55 | 0 | 0 | 17 | 0
20.06. | 5 | 70.55 |  | 53.55 | 0 | 0 | 17 | 0
20.06. | 6 | 70.55 |  | 53.55 | 0 | 0 | 17 | 0
20.06. | 7 | 70.55 |  | 53.55 | 0 | 0 | 17 | 0
20.06. | 8 | 70.55 |  | 53.55 | 0 | 0 | 17 | 0
20.06. | 9 | 70.55 |  | 53.55 | 0 | 0 | 17 | 0
20.06. | 10 | 70.55 |  | 53.55 | 0 | 0 | 17 | 0
20.06. | 11 | 70.55 |  | 53.55 | 0 | 0 | 17 | 0
20.06. | 12 | 70.55 |  | 53.55 | 0 | 0 | 17 | 0
20.06. | 13 | 70.55 |  | 53.55 | 0 | 0 | 17 | 0
20.06. | 14 | 70.55 |  | 53.55 | 0 | 0 | 17 | 0
20.06. | 15 | 70.55 |  | 53.55 | 0 | 0 | 17 | 0
20.06. | 16 | 70.55 |  | 53.55 | 0 | 0 | 17 | 0
20.06. | 17 | 70.55 |  | 53.55 | 0 | 0 | 17 | 0
20.06. | 18 | 70.55 |  | 53.55 | 0 | 0 | 17 | 0
20.06. | 19 | 70.55 |  | 53.55 | 0 | 0 | 17 | 0
20.06. | 20 | 70.55 |  | 53.55 | 0 | 0 | 17 | 0
20.06. | 21 | 70.55 |  | 53.55 | 0 | 0 | 17 | 0
20.06. | 22 | 70.55 |  | 53.55 | 0 | 0 | 17 | 0
20.06. | 23 | 70.55 |  | 53.55 | 0 | 0 | 17 | 0
20.06. | 24 | 70.55 |  | 53.55 | 0 | 0 | 17 | 0
21.06. | 1 | 70.55 |  | 53.55 | 0 | 0 | 17 | 0
21.06. | 2 | 70.55 |  | 53.55 | 0 | 0 | 17 | 0
21.06. | 3 | 70.55 |  | 53.55 | 0 | 0 | 17 | 0
21.06. | 4 | 70.55 |  | 53.55 | 0 | 0 | 17 | 0
21.06. | 5 | 70.55 |  | 53.55 | 0 | 0 | 17 | 0
21.06. | 6 | 70.55 |  | 53.55 | 0 | 0 | 17 | 0
21.06. | 7 | 70.55 |  | 53.55 | 0 | 0 | 17 | 0
21.06. | 8 | 70.55 |  | 53.55 | 0 | 0 | 17 | 0
21.06. | 9 | 70.55 |  | 53.55 | 0 | 0 | 17 | 0
21.06. | 10 | 70.55 |  | 53.55 | 0 | 0 | 17 | 0
21.06. | 11 | 70.55 |  | 53.55 | 0 | 0 | 17 | 0
21.06. | 12 | 70.55 |  | 53.55 | 0 | 0 | 17 | 0
21.06. | 13 | 70.55 |  | 53.55 | 0 | 0 | 17 | 0
21.06. | 14 | 70.55 |  | 53.55 | 0 | 0 | 17 | 0
21.06. | 15 | 70.55 |  | 53.55 | 0 | 0 | 17 | 0
21.06. | 16 | 70.55 |  | 53.55 | 0 | 0 | 17 | 0
21.06. | 17 | 70.55 |  | 53.55 | 0 | 0 | 17 | 0
21.06. | 18 | 70.55 |  | 53.55 | 0 | 0 | 17 | 0
21.06. | 19 | 70.55 |  | 53.55 | 0 | 0 | 17 | 0
21.06. | 20 | 70.55 |  | 53.55 | 0 | 0 | 17 | 0
21.06. | 21 | 70.55 |  | 53.55 | 0 | 0 | 17 | 0
21.06. | 22 | 70.55 |  | 53.55 | 0 | 0 | 17 | 0
21.06. | 23 | 70.55 |  | 53.55 | 0 | 0 | 17 | 0
21.06. | 24 | 70.55 |  | 53.55 | 0 | 0 | 17 | 0
22.06. | 1 | 70.55 |  | 53.55 | 0 | 0 | 17 | 0
22.06. | 2 | 70.55 |  | 53.55 | 0 | 0 | 17 | 0
22.06. | 3 | 70.55 |  | 53.55 | 0 | 0 | 17 | 0
22.06. | 4 | 70.55 |  | 53.55 | 0 | 0 | 17 | 0
22.06. | 5 | 70.55 |  | 53.55 | 0 | 0 | 17 | 0
22.06. | 6 | 70.55 |  | 53.55 | 0 | 0 | 17 | 0
22.06. | 7 | 70.55 |  | 53.55 | 0 | 0 | 17 | 0
22.06. | 8 | 70.55 |  | 53.55 | 0 | 0 | 17 | 0
22.06. | 9 | 70.55 |  | 53.55 | 0 | 0 | 17 | 0
22.06. | 10 | 70.55 |  | 53.55 | 0 | 0 | 17 | 0
22.06. | 11 | 70.55 |  | 53.55 | 0 | 0 | 17 | 0
22.06. | 12 | 70.55 |  | 53.55 | 0 | 0 | 17 | 0
22.06. | 13 | 70.55 |  | 53.55 | 0 | 0 | 17 | 0
22.06. | 14 | 70.55 |  | 53.55 | 0 | 0 | 17 | 0
22.06. | 15 | 70.55 |  | 53.55 | 0 | 0 | 17 | 0
22.06. | 16 | 70.55 |  | 53.55 | 0 | 0 | 17 | 0
22.06. | 17 | 70.55 |  | 53.55 | 0 | 0 | 17 | 0
22.06. | 18 | 70.55 |  | 53.55 | 0 | 0 | 17 | 0
22.06. | 19 | 70.55 |  | 53.55 | 0 | 0 | 17 | 0
22.06. | 20 | 70.55 |  | 53.55 | 0 | 0 | 17 | 0
22.06. | 21 | 70.55 |  | 53.55 | 0 | 0 | 17 | 0
22.06. | 22 | 70.55 |  | 53.55 | 0 | 0 | 17 | 0
22.06. | 23 | 70.55 |  | 53.55 | 0 | 0 | 17 | 0
22.06. | 24 | 70.55 |  | 53.55 | 0 | 0 | 17 | 0
23.06. | 1 | 70.55 |  | 53.55 | 0 | 0 | 17 | 0
23.06. | 2 | 70.55 |  | 53.55 | 0 | 0 | 17 | 0
23.06. | 3 | 70.55 |  | 53.55 | 0 | 0 | 17 | 0
23.06. | 4 | 70.55 |  | 53.55 | 0 | 0 | 17 | 0
23.06. | 5 | 70.55 |  | 53.55 | 0 | 0 | 17 | 0
23.06. | 6 | 70.55 |  | 53.55 | 0 | 0 | 17 | 0
23.06. | 7 | 70.55 |  | 53.55 | 0 | 0 | 17 | 0
23.06. | 8 | 70.55 |  | 53.55 | 0 | 0 | 17 | 0
23.06. | 9 | 70.55 |  | 53.55 | 0 | 0 | 17 | 0
23.06. | 10 | 70.55 |  | 53.55 | 0 | 0 | 17 | 0
23.06. | 11 | 70.55 |  | 53.55 | 0 | 0 | 17 | 0
23.06. | 12 | 70.55 |  | 53.55 | 0 | 0 | 17 | 0
23.06. | 13 | 70.55 |  | 53.55 | 0 | 0 | 17 | 0
23.06. | 14 | 70.55 |  | 53.55 | 0 | 0 | 17 | 0
23.06. | 15 | 70.55 |  | 53.55 | 0 | 0 | 17 | 0
23.06. | 16 | 70.55 |  | 53.55 | 0 | 0 | 17 | 0
23.06. | 17 | 70.55 |  | 53.55 | 0 | 0 | 17 | 0
23.06. | 18 | 70.55 |  | 53.55 | 0 | 0 | 17 | 0
23.06. | 19 | 70.55 |  | 53.55 | 0 | 0 | 17 | 0
23.06. | 20 | 70.55 |  | 53.55 | 0 | 0 | 17 | 0
23.06. | 21 | 70.55 |  | 53.55 | 0 | 0 | 17 | 0
23.06. | 22 | 70.55 |  | 53.55 | 0 | 0 | 17 | 0
23.06. | 23 | 70.55 |  | 53.55 | 0 | 0 | 17 | 0
23.06. | 24 | 70.55 |  | 53.55 | 0 | 0 | 17 | 0
24.06. | 1 | 70.55 |  | 53.55 | 0 | 0 | 17 | 0
24.06. | 2 | 70.55 |  | 53.55 | 0 | 0 | 17 | 0
24.06. | 3 | 70.55 |  | 53.55 | 0 | 0 | 17 | 0
24.06. | 4 | 70.55 |  | 53.55 | 0 | 0 | 17 | 0
24.06. | 5 | 70.55 |  | 53.55 | 0 | 0 | 17 | 0
24.06. | 6 | 70.55 |  | 53.55 | 0 | 0 | 17 | 0
24.06. | 7 | 70.55 |  | 53.55 | 0 | 0 | 17 | 0
24.06. | 8 | 70.55 |  | 53.55 | 0 | 0 | 17 | 0
24.06. | 9 | 70.55 |  | 53.55 | 0 | 0 | 17 | 0
24.06. | 10 | 70.55 |  | 53.55 | 0 | 0 | 17 | 0
24.06. | 11 | 70.55 |  | 53.55 | 0 | 0 | 17 | 0
24.06. | 12 | 70.55 |  | 53.55 | 0 | 0 | 17 | 0
24.06. | 13 | 70.55 |  | 53.55 | 0 | 0 | 17 | 0
24.06. | 14 | 70.55 |  | 53.55 | 0 | 0 | 17 | 0
24.06. | 15 | 70.55 |  | 53.55 | 0 | 0 | 17 | 0
24.06. | 16 | 70.55 |  | 53.55 | 0 | 0 | 17 | 0
24.06. | 17 | 70.55 |  | 53.55 | 0 | 0 | 17 | 0
24.06. | 18 | 70.55 |  | 53.55 | 0 | 0 | 17 | 0
24.06. | 19 | 70.55 |  | 53.55 | 0 | 0 | 17 | 0
24.06. | 20 | 70.55 |  | 53.55 | 0 | 0 | 17 | 0
24.06. | 21 | 70.55 |  | 53.55 | 0 | 0 | 17 | 0
24.06. | 22 | 70.55 |  | 53.55 | 0 | 0 | 17 | 0
24.06. | 23 | 70.55 |  | 53.55 | 0 | 0 | 17 | 0
24.06. | 24 | 70.55 |  | 53.55 | 0 | 0 | 17 | 0
25.06. | 1 | 70.55 |  | 53.55 | 0 | 0 | 17 | 0
25.06. | 2 | 70.55 |  | 53.55 | 0 | 0 | 17 | 0
25.06. | 3 | 70.55 |  | 53.55 | 0 | 0 | 17 | 0
25.06. | 4 | 70.55 |  | 53.55 | 0 | 0 | 17 | 0
25.06. | 5 | 70.55 |  | 53.55 | 0 | 0 | 17 | 0
25.06. | 6 | 70.55 |  | 53.55 | 0 | 0 | 17 | 0
25.06. | 7 | 70.55 |  | 53.55 | 0 | 0 | 17 | 0
25.06. | 8 | 70.55 |  | 53.55 | 0 | 0 | 17 | 0
25.06. | 9 | 70.55 |  | 53.55 | 0 | 0 | 17 | 0
25.06. | 10 | 70.55 |  | 53.55 | 0 | 0 | 17 | 0
25.06. | 11 | 70.55 |  | 53.55 | 0 | 0 | 17 | 0
25.06. | 12 | 70.55 |  | 53.55 | 0 | 0 | 17 | 0
25.06. | 13 | 70.55 |  | 53.55 | 0 | 0 | 17 | 0
25.06. | 14 | 70.55 |  | 53.55 | 0 | 0 | 17 | 0
25.06. | 15 | 70.55 |  | 53.55 | 0 | 0 | 17 | 0
25.06. | 16 | 70.55 |  | 53.55 | 0 | 0 | 17 | 0
25.06. | 17 | 70.55 |  | 53.55 | 0 | 0 | 17 | 0
25.06. | 18 | 70.55 |  | 53.55 | 0 | 0 | 17 | 0
25.06. | 19 | 70.55 |  | 53.55 | 0 | 0 | 17 | 0
25.06. | 20 | 70.55 |  | 53.55 | 0 | 0 | 17 | 0
25.06. | 21 | 70.55 |  | 53.55 | 0 | 0 | 17 | 0
25.06. | 22 | 70.55 |  | 53.55 | 0 | 0 | 17 | 0
25.06. | 23 | 70.55 |  | 53.55 | 0 | 0 | 17 | 0
25.06. | 24 | 70.55 |  | 53.55 | 0 | 0 | 17 | 0
26.06. | 1 | 70.55 |  | 53.55 | 0 | 0 | 17 | 0
26.06. | 2 | 70.55 |  | 53.55 | 0 | 0 | 17 | 0
26.06. | 3 | 70.55 |  | 53.55 | 0 | 0 | 17 | 0
26.06. | 4 | 70.55 |  | 53.55 | 0 | 0 | 17 | 0
26.06. | 5 | 70.55 |  | 53.55 | 0 | 0 | 17 | 0
26.06. | 6 | 70.55 |  | 53.55 | 0 | 0 | 17 | 0
26.06. | 7 | 70.55 |  | 53.55 | 0 | 0 | 17 | 0
26.06. | 8 | 70.55 |  | 53.55 | 0 | 0 | 17 | 0
26.06. | 9 | 70.55 |  | 53.55 | 0 | 0 | 17 | 0
26.06. | 10 | 70.55 |  | 53.55 | 0 | 0 | 17 | 0
26.06. | 11 | 70.55 |  | 53.55 | 0 | 0 | 17 | 0
26.06. | 12 | 70.55 |  | 53.55 | 0 | 0 | 17 | 0
26.06. | 13 | 70.55 |  | 53.55 | 0 | 0 | 17 | 0
26.06. | 14 | 70.55 |  | 53.55 | 0 | 0 | 17 | 0
26.06. | 15 | 70.55 |  | 53.55 | 0 | 0 | 17 | 0
26.06. | 16 | 70.55 |  | 53.55 | 0 | 0 | 17 | 0
26.06. | 17 | 70.55 |  | 53.55 | 0 | 0 | 17 | 0
26.06. | 18 | 70.55 |  | 53.55 | 0 | 0 | 17 | 0
26.06. | 19 | 70.55 |  | 53.55 | 0 | 0 | 17 | 0
26.06. | 20 | 70.55 |  | 53.55 | 0 | 0 | 17 | 0
26.06. | 21 | 70.55 |  | 53.55 | 0 | 0 | 17 | 0
26.06. | 22 | 70.55 |  | 53.55 | 0 | 0 | 17 | 0
26.06. | 23 | 70.55 |  | 53.55 | 0 | 0 | 17 | 0
26.06. | 24 | 70.55 |  | 53.55 | 0 | 0 | 17 | 0
27.06. | 1 | 70.55 |  | 53.55 | 0 | 0 | 17 | 0
27.06. | 2 | 70.55 |  | 53.55 | 0 | 0 | 17 | 0
27.06. | 3 | 70.55 |  | 53.55 | 0 | 0 | 17 | 0
27.06. | 4 | 70.55 |  | 53.55 | 0 | 0 | 17 | 0
27.06. | 5 | 70.55 |  | 53.55 | 0 | 0 | 17 | 0
27.06. | 6 | 70.55 |  | 53.55 | 0 | 0 | 17 | 0
27.06. | 7 | 70.55 |  | 53.55 | 0 | 0 | 17 | 0
27.06. | 8 | 70.55 |  | 53.55 | 0 | 0 | 17 | 0
27.06. | 9 | 70.55 |  | 53.55 | 0 | 0 | 17 | 0
27.06. | 10 | 70.55 |  | 53.55 | 0 | 0 | 17 | 0
27.06. | 11 | 70.55 |  | 53.55 | 0 | 0 | 17 | 0
27.06. | 12 | 70.55 |  | 53.55 | 0 | 0 | 17 | 0
27.06. | 13 | 70.55 |  | 53.55 | 0 | 0 | 17 | 0
27.06. | 14 | 70.55 |  | 53.55 | 0 | 0 | 17 | 0
27.06. | 15 | 70.55 |  | 53.55 | 0 | 0 | 17 | 0
27.06. | 16 | 70.55 |  | 53.55 | 0 | 0 | 17 | 0
27.06. | 17 | 70.55 |  | 53.55 | 0 | 0 | 17 | 0
27.06. | 18 | 70.55 |  | 53.55 | 0 | 0 | 17 | 0
27.06. | 19 | 70.55 |  | 53.55 | 0 | 0 | 17 | 0
27.06. | 20 | 70.55 |  | 53.55 | 0 | 0 | 17 | 0
27.06. | 21 | 70.55 |  | 53.55 | 0 | 0 | 17 | 0
27.06. | 22 | 70.55 |  | 53.55 | 0 | 0 | 17 | 0
27.06. | 23 | 70.55 |  | 53.55 | 0 | 0 | 17 | 0
27.06. | 24 | 70.55 |  | 53.55 | 0 | 0 | 17 | 0
28.06. | 1 | 70.55 |  | 53.55 | 0 | 0 | 17 | 0
28.06. | 2 | 70.55 |  | 53.55 | 0 | 0 | 17 | 0
28.06. | 3 | 70.55 |  | 53.55 | 0 | 0 | 17 | 0
28.06. | 4 | 70.55 |  | 53.55 | 0 | 0 | 17 | 0
28.06. | 5 | 70.55 |  | 53.55 | 0 | 0 | 17 | 0
28.06. | 6 | 70.55 |  | 53.55 | 0 | 0 | 17 | 0
28.06. | 7 | 70.55 |  | 53.55 | 0 | 0 | 17 | 0
28.06. | 8 | 70.55 |  | 53.55 | 0 | 0 | 17 | 0
28.06. | 9 | 70.55 |  | 53.55 | 0 | 0 | 17 | 0
28.06. | 10 | 70.55 |  | 53.55 | 0 | 0 | 17 | 0
28.06. | 11 | 70.55 |  | 53.55 | 0 | 0 | 17 | 0
28.06. | 12 | 70.55 |  | 53.55 | 0 | 0 | 17 | 0
28.06. | 13 | 70.55 |  | 53.55 | 0 | 0 | 17 | 0
28.06. | 14 | 70.55 |  | 53.55 | 0 | 0 | 17 | 0
28.06. | 15 | 70.55 |  | 53.55 | 0 | 0 | 17 | 0
28.06. | 16 | 70.55 |  | 53.55 | 0 | 0 | 17 | 0
28.06. | 17 | 70.55 |  | 53.55 | 0 | 0 | 17 | 0
28.06. | 18 | 70.55 |  | 53.55 | 0 | 0 | 17 | 0
28.06. | 19 | 70.55 |  | 53.55 | 0 | 0 | 17 | 0
28.06. | 20 | 70.55 |  | 53.55 | 0 | 0 | 17 | 0
28.06. | 21 | 70.55 |  | 53.55 | 0 | 0 | 17 | 0
28.06. | 22 | 70.55 |  | 53.55 | 0 | 0 | 17 | 0
28.06. | 23 | 70.55 |  | 53.55 | 0 | 0 | 17 | 0
28.06. | 24 | 70.55 |  | 53.55 | 0 | 0 | 17 | 0
29.06. | 1 | 70.55 |  | 53.55 | 0 | 0 | 17 | 0
29.06. | 2 | 70.55 |  | 53.55 | 0 | 0 | 17 | 0
29.06. | 3 | 70.55 |  | 53.55 | 0 | 0 | 17 | 0
29.06. | 4 | 70.55 |  | 53.55 | 0 | 0 | 17 | 0
29.06. | 5 | 70.55 |  | 53.55 | 0 | 0 | 17 | 0
29.06. | 6 | 70.55 |  | 53.55 | 0 | 0 | 17 | 0
29.06. | 7 | 70.55 |  | 53.55 | 0 | 0 | 17 | 0
29.06. | 8 | 70.55 |  | 53.55 | 0 | 0 | 17 | 0
29.06. | 9 | 70.55 |  | 53.55 | 0 | 0 | 17 | 0
29.06. | 10 | 70.55 |  | 53.55 | 0 | 0 | 17 | 0
29.06. | 11 | 70.55 |  | 53.55 | 0 | 0 | 17 | 0
29.06. | 12 | 70.55 |  | 53.55 | 0 | 0 | 17 | 0
29.06. | 13 | 70.55 |  | 53.55 | 0 | 0 | 17 | 0
29.06. | 14 | 70.55 |  | 53.55 | 0 | 0 | 17 | 0
29.06. | 15 | 70.55 |  | 53.55 | 0 | 0 | 17 | 0
29.06. | 16 | 70.55 |  | 53.55 | 0 | 0 | 17 | 0
29.06. | 17 | 70.55 |  | 53.55 | 0 | 0 | 17 | 0
29.06. | 18 | 70.55 |  | 53.55 | 0 | 0 | 17 | 0
29.06. | 19 | 70.55 |  | 53.55 | 0 | 0 | 17 | 0
29.06. | 20 | 70.55 |  | 53.55 | 0 | 0 | 17 | 0
29.06. | 21 | 70.55 |  | 53.55 | 0 | 0 | 17 | 0
29.06. | 22 | 70.55 |  | 53.55 | 0 | 0 | 17 | 0
29.06. | 23 | 70.55 |  | 53.55 | 0 | 0 | 17 | 0
29.06. | 24 | 70.55 |  | 53.55 | 0 | 0 | 17 | 0
30.06. | 1 | 70.55 |  | 53.55 | 0 | 0 | 17 | 0
30.06. | 2 | 70.55 |  | 53.55 | 0 | 0 | 17 | 0
30.06. | 3 | 70.55 |  | 53.55 | 0 | 0 | 17 | 0
30.06. | 4 | 70.55 |  | 53.55 | 0 | 0 | 17 | 0
30.06. | 5 | 70.55 |  | 53.55 | 0 | 0 | 17 | 0
30.06. | 6 | 70.55 |  | 53.55 | 0 | 0 | 17 | 0
30.06. | 7 | 70.55 |  | 53.55 | 0 | 0 | 17 | 0
30.06. | 8 | 70.55 |  | 53.55 | 0 | 0 | 17 | 0
30.06. | 9 | 70.55 |  | 53.55 | 0 | 0 | 17 | 0
30.06. | 10 | 70.55 |  | 53.55 | 0 | 0 | 17 | 0
30.06. | 11 | 70.55 |  | 53.55 | 0 | 0 | 17 | 0
30.06. | 12 | 70.55 |  | 53.55 | 0 | 0 | 17 | 0
30.06. | 13 | 70.55 |  | 53.55 | 0 | 0 | 17 | 0
30.06. | 14 | 70.55 |  | 53.55 | 0 | 0 | 17 | 0
30.06. | 15 | 70.55 |  | 53.55 | 0 | 0 | 17 | 0
30.06. | 16 | 70.55 |  | 53.55 | 0 | 0 | 17 | 0
30.06. | 17 | 70.55 |  | 53.55 | 0 | 0 | 17 | 0
30.06. | 18 | 70.55 |  | 53.55 | 0 | 0 | 17 | 0
30.06. | 19 | 70.55 |  | 53.55 | 0 | 0 | 17 | 0
30.06. | 20 | 70.55 |  | 53.55 | 0 | 0 | 17 | 0
30.06. | 21 | 70.55 |  | 53.55 | 0 | 0 | 17 | 0
30.06. | 22 | 70.55 |  | 53.55 | 0 | 0 | 17 | 0
30.06. | 23 | 70.55 |  | 53.55 | 0 | 0 | 17 | 0
30.06. | 24 | 70.55 |  | 53.55 | 0 | 0 | 17 | 0
01.07. | 1 | 70.55 |  | 53.55 | 0 | 0 | 17 | 0
01.07. | 2 | 70.55 |  | 53.55 | 0 | 0 | 17 | 0
01.07. | 3 | 70.55 |  | 53.55 | 0 | 0 | 17 | 0
01.07. | 4 | 70.55 |  | 53.55 | 0 | 0 | 17 | 0
01.07. | 5 | 70.55 |  | 53.55 | 0 | 0 | 17 | 0
01.07. | 6 | 70.55 |  | 53.55 | 0 | 0 | 17 | 0
01.07. | 7 | 70.55 |  | 53.55 | 0 | 0 | 17 | 0
01.07. | 8 | 70.55 |  | 53.55 | 0 | 0 | 17 | 0
01.07. | 9 | 70.55 |  | 53.55 | 0 | 0 | 17 | 0
01.07. | 10 | 70.55 |  | 53.55 | 0 | 0 | 17 | 0
01.07. | 11 | 70.55 |  | 53.55 | 0 | 0 | 17 | 0
01.07. | 12 | 70.55 |  | 53.55 | 0 | 0 | 17 | 0
01.07. | 13 | 70.55 |  | 53.55 | 0 | 0 | 17 | 0
01.07. | 14 | 70.55 |  | 53.55 | 0 | 0 | 17 | 0
01.07. | 15 | 70.55 |  | 53.55 | 0 | 0 | 17 | 0
01.07. | 16 | 70.55 |  | 53.55 | 0 | 0 | 17 | 0
01.07. | 17 | 70.55 |  | 53.55 | 0 | 0 | 17 | 0
01.07. | 18 | 70.55 |  | 53.55 | 0 | 0 | 17 | 0
01.07. | 19 | 70.55 |  | 53.55 | 0 | 0 | 17 | 0
01.07. | 20 | 70.55 |  | 53.55 | 0 | 0 | 17 | 0
01.07. | 21 | 70.55 |  | 53.55 | 0 | 0 | 17 | 0
01.07. | 22 | 70.55 |  | 53.55 | 0 | 0 | 17 | 0
01.07. | 23 | 70.55 |  | 53.55 | 0 | 0 | 17 | 0
01.07. | 24 | 70.55 |  | 53.55 | 0 | 0 | 17 | 0
02.07. | 1 | 70.55 |  | 53.55 | 0 | 0 | 17 | 0
02.07. | 2 | 70.55 |  | 53.55 | 0 | 0 | 17 | 0
02.07. | 3 | 70.55 |  | 53.55 | 0 | 0 | 17 | 0
02.07. | 4 | 70.55 |  | 53.55 | 0 | 0 | 17 | 0
02.07. | 5 | 70.55 |  | 53.55 | 0 | 0 | 17 | 0
02.07. | 6 | 70.55 |  | 53.55 | 0 | 0 | 17 | 0
02.07. | 7 | 70.55 |  | 53.55 | 0 | 0 | 17 | 0
02.07. | 8 | 70.55 |  | 53.55 | 0 | 0 | 17 | 0
02.07. | 9 | 70.55 |  | 53.55 | 0 | 0 | 17 | 0
02.07. | 10 | 70.55 |  | 53.55 | 0 | 0 | 17 | 0
02.07. | 11 | 70.55 |  | 53.55 | 0 | 0 | 17 | 0
02.07. | 12 | 70.55 |  | 53.55 | 0 | 0 | 17 | 0
02.07. | 13 | 70.55 |  | 53.55 | 0 | 0 | 17 | 0
02.07. | 14 | 70.55 |  | 53.55 | 0 | 0 | 17 | 0
02.07. | 15 | 70.55 |  | 53.55 | 0 | 0 | 17 | 0
02.07. | 16 | 70.55 |  | 53.55 | 0 | 0 | 17 | 0
02.07. | 17 | 70.55 |  | 53.55 | 0 | 0 | 17 | 0
02.07. | 18 | 70.55 |  | 53.55 | 0 | 0 | 17 | 0
02.07. | 19 | 70.55 |  | 53.55 | 0 | 0 | 17 | 0
02.07. | 20 | 70.55 |  | 53.55 | 0 | 0 | 17 | 0
02.07. | 21 | 70.55 |  | 53.55 | 0 | 0 | 17 | 0
02.07. | 22 | 70.55 |  | 53.55 | 0 | 0 | 17 | 0
02.07. | 23 | 70.55 |  | 53.55 | 0 | 0 | 17 | 0
02.07. | 24 | 70.55 |  | 53.55 | 0 | 0 | 17 | 0
03.07. | 1 | 70.55 |  | 53.55 | 0 | 0 | 17 | 0
03.07. | 2 | 70.55 |  | 53.55 | 0 | 0 | 17 | 0
03.07. | 3 | 70.55 |  | 53.55 | 0 | 0 | 17 | 0
03.07. | 4 | 70.55 |  | 53.55 | 0 | 0 | 17 | 0
03.07. | 5 | 70.55 |  | 53.55 | 0 | 0 | 17 | 0
03.07. | 6 | 70.55 |  | 53.55 | 0 | 0 | 17 | 0
03.07. | 7 | 70.55 |  | 53.55 | 0 | 0 | 17 | 0
03.07. | 8 | 70.55 |  | 53.55 | 0 | 0 | 17 | 0
03.07. | 9 | 70.55 |  | 53.55 | 0 | 0 | 17 | 0
03.07. | 10 | 70.55 |  | 53.55 | 0 | 0 | 17 | 0
03.07. | 11 | 70.55 |  | 53.55 | 0 | 0 | 17 | 0
03.07. | 12 | 70.55 |  | 53.55 | 0 | 0 | 17 | 0
03.07. | 13 | 70.55 |  | 53.55 | 0 | 0 | 17 | 0
03.07. | 14 | 70.55 |  | 53.55 | 0 | 0 | 17 | 0
03.07. | 15 | 70.55 |  | 53.55 | 0 | 0 | 17 | 0
03.07. | 16 | 70.55 |  | 53.55 | 0 | 0 | 17 | 0
03.07. | 17 | 70.55 |  | 53.55 | 0 | 0 | 17 | 0
03.07. | 18 | 70.55 |  | 53.55 | 0 | 0 | 17 | 0
03.07. | 19 | 70.55 |  | 53.55 | 0 | 0 | 17 | 0
03.07. | 20 | 70.55 |  | 53.55 | 0 | 0 | 17 | 0
03.07. | 21 | 70.55 |  | 53.55 | 0 | 0 | 17 | 0
03.07. | 22 | 70.55 |  | 53.55 | 0 | 0 | 17 | 0
03.07. | 23 | 70.55 |  | 53.55 | 0 | 0 | 17 | 0
03.07. | 24 | 70.55 |  | 53.55 | 0 | 0 | 17 | 0
04.07. | 1 | 70.55 |  | 53.55 | 0 | 0 | 17 | 0
04.07. | 2 | 70.55 |  | 53.55 | 0 | 0 | 17 | 0
04.07. | 3 | 70.55 |  | 53.55 | 0 | 0 | 17 | 0
04.07. | 4 | 70.55 |  | 53.55 | 0 | 0 | 17 | 0
04.07. | 5 | 70.55 |  | 53.55 | 0 | 0 | 17 | 0
04.07. | 6 | 70.55 |  | 53.55 | 0 | 0 | 17 | 0
04.07. | 7 | 70.55 |  | 53.55 | 0 | 0 | 17 | 0
04.07. | 8 | 70.55 |  | 53.55 | 0 | 0 | 17 | 0
04.07. | 9 | 70.55 |  | 53.55 | 0 | 0 | 17 | 0
04.07. | 10 | 70.55 |  | 53.55 | 0 | 0 | 17 | 0
04.07. | 11 | 70.55 |  | 53.55 | 0 | 0 | 17 | 0
04.07. | 12 | 70.55 |  | 53.55 | 0 | 0 | 17 | 0
04.07. | 13 | 70.55 |  | 53.55 | 0 | 0 | 17 | 0
04.07. | 14 | 70.55 |  | 53.55 | 0 | 0 | 17 | 0
04.07. | 15 | 70.55 |  | 53.55 | 0 | 0 | 17 | 0
04.07. | 16 | 70.55 |  | 53.55 | 0 | 0 | 17 | 0
04.07. | 17 | 70.55 |  | 53.55 | 0 | 0 | 17 | 0
04.07. | 18 | 70.55 |  | 53.55 | 0 | 0 | 17 | 0
04.07. | 19 | 70.55 |  | 53.55 | 0 | 0 | 17 | 0
04.07. | 20 | 70.55 |  | 53.55 | 0 | 0 | 17 | 0
04.07. | 21 | 70.55 |  | 53.55 | 0 | 0 | 17 | 0
04.07. | 22 | 70.55 |  | 53.55 | 0 | 0 | 17 | 0
04.07. | 23 | 70.55 |  | 53.55 | 0 | 0 | 17 | 0
04.07. | 24 | 70.55 |  | 53.55 | 0 | 0 | 17 | 0
05.07. | 1 | 70.55 |  | 53.55 | 0 | 0 | 17 | 0
05.07. | 2 | 70.55 |  | 53.55 | 0 | 0 | 17 | 0
05.07. | 3 | 70.55 |  | 53.55 | 0 | 0 | 17 | 0
05.07. | 4 | 70.55 |  | 53.55 | 0 | 0 | 17 | 0
05.07. | 5 | 70.55 |  | 53.55 | 0 | 0 | 17 | 0
05.07. | 6 | 70.55 |  | 53.55 | 0 | 0 | 17 | 0
05.07. | 7 | 70.55 |  | 53.55 | 0 | 0 | 17 | 0
05.07. | 8 | 70.55 |  | 53.55 | 0 | 0 | 17 | 0
05.07. | 9 | 70.55 |  | 53.55 | 0 | 0 | 17 | 0
05.07. | 10 | 70.55 |  | 53.55 | 0 | 0 | 17 | 0
05.07. | 11 | 70.55 |  | 53.55 | 0 | 0 | 17 | 0
05.07. | 12 | 70.55 |  | 53.55 | 0 | 0 | 17 | 0
05.07. | 13 | 70.55 |  | 53.55 | 0 | 0 | 17 | 0
05.07. | 14 | 70.55 |  | 53.55 | 0 | 0 | 17 | 0
05.07. | 15 | 70.55 |  | 53.55 | 0 | 0 | 17 | 0
05.07. | 16 | 70.55 |  | 53.55 | 0 | 0 | 17 | 0
05.07. | 17 | 70.55 |  | 53.55 | 0 | 0 | 17 | 0
05.07. | 18 | 70.55 |  | 53.55 | 0 | 0 | 17 | 0
05.07. | 19 | 70.55 |  | 53.55 | 0 | 0 | 17 | 0
05.07. | 20 | 70.55 |  | 53.55 | 0 | 0 | 17 | 0
05.07. | 21 | 70.55 |  | 53.55 | 0 | 0 | 17 | 0
05.07. | 22 | 70.55 |  | 53.55 | 0 | 0 | 17 | 0
05.07. | 23 | 70.55 |  | 53.55 | 0 | 0 | 17 | 0
05.07. | 24 | 70.55 |  | 53.55 | 0 | 0 | 17 | 0
06.07. | 1 | 70.55 |  | 53.55 | 0 | 0 | 17 | 0
06.07. | 2 | 70.55 |  | 53.55 | 0 | 0 | 17 | 0
06.07. | 3 | 70.55 |  | 53.55 | 0 | 0 | 17 | 0
06.07. | 4 | 70.55 |  | 53.55 | 0 | 0 | 17 | 0
06.07. | 5 | 70.55 |  | 53.55 | 0 | 0 | 17 | 0
06.07. | 6 | 70.55 |  | 53.55 | 0 | 0 | 17 | 0
06.07. | 7 | 70.55 |  | 53.55 | 0 | 0 | 17 | 0
06.07. | 8 | 70.55 |  | 53.55 | 0 | 0 | 17 | 0
06.07. | 9 | 70.55 |  | 53.55 | 0 | 0 | 17 | 0
06.07. | 10 | 70.55 |  | 53.55 | 0 | 0 | 17 | 0
06.07. | 11 | 70.55 |  | 53.55 | 0 | 0 | 17 | 0
06.07. | 12 | 70.55 |  | 53.55 | 0 | 0 | 17 | 0
06.07. | 13 | 70.55 |  | 53.55 | 0 | 0 | 17 | 0
06.07. | 14 | 70.55 |  | 53.55 | 0 | 0 | 17 | 0
06.07. | 15 | 70.55 |  | 53.55 | 0 | 0 | 17 | 0
06.07. | 16 | 70.55 |  | 53.55 | 0 | 0 | 17 | 0
06.07. | 17 | 70.55 |  | 53.55 | 0 | 0 | 17 | 0
06.07. | 18 | 70.55 |  | 53.55 | 0 | 0 | 17 | 0
06.07. | 19 | 70.55 |  | 53.55 | 0 | 0 | 17 | 0
06.07. | 20 | 70.55 |  | 53.55 | 0 | 0 | 17 | 0
06.07. | 21 | 70.55 |  | 53.55 | 0 | 0 | 17 | 0
06.07. | 22 | 70.55 |  | 53.55 | 0 | 0 | 17 | 0
06.07. | 23 | 70.55 |  | 53.55 | 0 | 0 | 17 | 0
06.07. | 24 | 70.55 |  | 53.55 | 0 | 0 | 17 | 0
07.07. | 1 | 70.55 |  | 53.55 | 0 | 0 | 17 | 0
07.07. | 2 | 70.55 |  | 53.55 | 0 | 0 | 17 | 0
07.07. | 3 | 70.55 |  | 53.55 | 0 | 0 | 17 | 0
07.07. | 4 | 70.55 |  | 53.55 | 0 | 0 | 17 | 0
07.07. | 5 | 70.55 |  | 53.55 | 0 | 0 | 17 | 0
07.07. | 6 | 70.55 |  | 53.55 | 0 | 0 | 17 | 0
07.07. | 7 | 70.55 |  | 53.55 | 0 | 0 | 17 | 0
07.07. | 8 | 70.55 |  | 53.55 | 0 | 0 | 17 | 0
07.07. | 9 | 70.55 |  | 53.55 | 0 | 0 | 17 | 0
07.07. | 10 | 70.55 |  | 53.55 | 0 | 0 | 17 | 0
07.07. | 11 | 70.55 |  | 53.55 | 0 | 0 | 17 | 0
07.07. | 12 | 70.55 |  | 53.55 | 0 | 0 | 17 | 0
07.07. | 13 | 70.55 |  | 53.55 | 0 | 0 | 17 | 0
07.07. | 14 | 70.55 |  | 53.55 | 0 | 0 | 17 | 0
07.07. | 15 | 70.55 |  | 53.55 | 0 | 0 | 17 | 0
07.07. | 16 | 70.55 |  | 53.55 | 0 | 0 | 17 | 0
07.07. | 17 | 70.55 |  | 53.55 | 0 | 0 | 17 | 0
07.07. | 18 | 70.55 |  | 53.55 | 0 | 0 | 17 | 0
07.07. | 19 | 70.55 |  | 53.55 | 0 | 0 | 17 | 0
07.07. | 20 | 70.55 |  | 53.55 | 0 | 0 | 17 | 0
07.07. | 21 | 70.55 |  | 53.55 | 0 | 0 | 17 | 0
07.07. | 22 | 70.55 |  | 53.55 | 0 | 0 | 17 | 0
07.07. | 23 | 70.55 |  | 53.55 | 0 | 0 | 17 | 0
07.07. | 24 | 70.55 |  | 53.55 | 0 | 0 | 17 | 0
08.07. | 1 | 70.55 |  | 53.55 | 0 | 0 | 17 | 0
08.07. | 2 | 70.55 |  | 53.55 | 0 | 0 | 17 | 0
08.07. | 3 | 70.55 |  | 53.55 | 0 | 0 | 17 | 0
08.07. | 4 | 70.55 |  | 53.55 | 0 | 0 | 17 | 0
08.07. | 5 | 70.55 |  | 53.55 | 0 | 0 | 17 | 0
08.07. | 6 | 70.55 |  | 53.55 | 0 | 0 | 17 | 0
08.07. | 7 | 70.55 |  | 53.55 | 0 | 0 | 17 | 0
08.07. | 8 | 70.55 |  | 53.55 | 0 | 0 | 17 | 0
08.07. | 9 | 70.55 |  | 53.55 | 0 | 0 | 17 | 0
08.07. | 10 | 70.55 |  | 53.55 | 0 | 0 | 17 | 0
08.07. | 11 | 70.55 |  | 53.55 | 0 | 0 | 17 | 0
08.07. | 12 | 70.55 |  | 53.55 | 0 | 0 | 17 | 0
08.07. | 13 | 70.55 |  | 53.55 | 0 | 0 | 17 | 0
08.07. | 14 | 70.55 |  | 53.55 | 0 | 0 | 17 | 0
08.07. | 15 | 70.55 |  | 53.55 | 0 | 0 | 17 | 0
08.07. | 16 | 70.55 |  | 53.55 | 0 | 0 | 17 | 0
08.07. | 17 | 70.55 |  | 53.55 | 0 | 0 | 17 | 0
08.07. | 18 | 70.55 |  | 53.55 | 0 | 0 | 17 | 0
08.07. | 19 | 70.55 |  | 53.55 | 0 | 0 | 17 | 0
08.07. | 20 | 70.55 |  | 53.55 | 0 | 0 | 17 | 0
08.07. | 21 | 70.55 |  | 53.55 | 0 | 0 | 17 | 0
08.07. | 22 | 70.55 |  | 53.55 | 0 | 0 | 17 | 0
08.07. | 23 | 70.55 |  | 53.55 | 0 | 0 | 17 | 0
08.07. | 24 | 70.55 |  | 53.55 | 0 | 0 | 17 | 0
09.07. | 1 | 70.55 |  | 53.55 | 0 | 0 | 17 | 0
09.07. | 2 | 70.55 |  | 53.55 | 0 | 0 | 17 | 0
09.07. | 3 | 70.55 |  | 53.55 | 0 | 0 | 17 | 0
09.07. | 4 | 70.55 |  | 53.55 | 0 | 0 | 17 | 0
09.07. | 5 | 70.55 |  | 53.55 | 0 | 0 | 17 | 0
09.07. | 6 | 70.55 |  | 53.55 | 0 | 0 | 17 | 0
09.07. | 7 | 70.55 |  | 53.55 | 0 | 0 | 17 | 0
09.07. | 8 | 70.55 |  | 53.55 | 0 | 0 | 17 | 0
09.07. | 9 | 70.55 |  | 53.55 | 0 | 0 | 17 | 0
09.07. | 10 | 70.55 |  | 53.55 | 0 | 0 | 17 | 0
09.07. | 11 | 70.55 |  | 53.55 | 0 | 0 | 17 | 0
09.07. | 12 | 70.55 |  | 53.55 | 0 | 0 | 17 | 0
09.07. | 13 | 70.55 |  | 53.55 | 0 | 0 | 17 | 0
09.07. | 14 | 70.55 |  | 53.55 | 0 | 0 | 17 | 0
09.07. | 15 | 70.55 |  | 53.55 | 0 | 0 | 17 | 0
09.07. | 16 | 70.55 |  | 53.55 | 0 | 0 | 17 | 0
09.07. | 17 | 70.55 |  | 53.55 | 0 | 0 | 17 | 0
09.07. | 18 | 70.55 |  | 53.55 | 0 | 0 | 17 | 0
09.07. | 19 | 70.55 |  | 53.55 | 0 | 0 | 17 | 0
09.07. | 20 | 70.55 |  | 53.55 | 0 | 0 | 17 | 0
09.07. | 21 | 70.55 |  | 53.55 | 0 | 0 | 17 | 0
09.07. | 22 | 70.55 |  | 53.55 | 0 | 0 | 17 | 0
09.07. | 23 | 70.55 |  | 53.55 | 0 | 0 | 17 | 0
09.07. | 24 | 70.55 |  | 53.55 | 0 | 0 | 17 | 0
10.07. | 1 | 70.55 |  | 53.55 | 0 | 0 | 17 | 0
10.07. | 2 | 70.55 |  | 53.55 | 0 | 0 | 17 | 0
10.07. | 3 | 70.55 |  | 53.55 | 0 | 0 | 17 | 0
10.07. | 4 | 70.55 |  | 53.55 | 0 | 0 | 17 | 0
10.07. | 5 | 70.55 |  | 53.55 | 0 | 0 | 17 | 0
10.07. | 6 | 70.55 |  | 53.55 | 0 | 0 | 17 | 0
10.07. | 7 | 70.55 |  | 53.55 | 0 | 0 | 17 | 0
10.07. | 8 | 70.55 |  | 53.55 | 0 | 0 | 17 | 0
10.07. | 9 | 70.55 |  | 53.55 | 0 | 0 | 17 | 0
10.07. | 10 | 70.55 |  | 53.55 | 0 | 0 | 17 | 0
10.07. | 11 | 70.55 |  | 53.55 | 0 | 0 | 17 | 0
10.07. | 12 | 70.55 |  | 53.55 | 0 | 0 | 17 | 0
10.07. | 13 | 70.55 |  | 53.55 | 0 | 0 | 17 | 0
10.07. | 14 | 70.55 |  | 53.55 | 0 | 0 | 17 | 0
10.07. | 15 | 70.55 |  | 53.55 | 0 | 0 | 17 | 0
10.07. | 16 | 70.55 |  | 53.55 | 0 | 0 | 17 | 0
10.07. | 17 | 70.55 |  | 53.55 | 0 | 0 | 17 | 0
10.07. | 18 | 70.55 |  | 53.55 | 0 | 0 | 17 | 0
10.07. | 19 | 70.55 |  | 53.55 | 0 | 0 | 17 | 0
10.07. | 20 | 70.55 |  | 53.55 | 0 | 0 | 17 | 0
10.07. | 21 | 70.55 |  | 53.55 | 0 | 0 | 17 | 0
10.07. | 22 | 70.55 |  | 53.55 | 0 | 0 | 17 | 0
10.07. | 23 | 70.55 |  | 53.55 | 0 | 0 | 17 | 0
10.07. | 24 | 70.55 |  | 53.55 | 0 | 0 | 17 | 0
11.07. | 1 | 70.55 |  | 53.55 | 0 | 0 | 17 | 0
11.07. | 2 | 70.55 |  | 53.55 | 0 | 0 | 17 | 0
11.07. | 3 | 70.55 |  | 53.55 | 0 | 0 | 17 | 0
11.07. | 4 | 70.55 |  | 53.55 | 0 | 0 | 17 | 0
11.07. | 5 | 70.55 |  | 53.55 | 0 | 0 | 17 | 0
11.07. | 6 | 70.55 |  | 53.55 | 0 | 0 | 17 | 0
11.07. | 7 | 70.55 |  | 53.55 | 0 | 0 | 17 | 0
11.07. | 8 | 70.55 |  | 53.55 | 0 | 0 | 17 | 0
11.07. | 9 | 70.55 |  | 53.55 | 0 | 0 | 17 | 0
11.07. | 10 | 70.55 |  | 53.55 | 0 | 0 | 17 | 0
11.07. | 11 | 70.55 |  | 53.55 | 0 | 0 | 17 | 0
11.07. | 12 | 70.55 |  | 53.55 | 0 | 0 | 17 | 0
11.07. | 13 | 70.55 |  | 53.55 | 0 | 0 | 17 | 0
11.07. | 14 | 70.55 |  | 53.55 | 0 | 0 | 17 | 0
11.07. | 15 | 70.55 |  | 53.55 | 0 | 0 | 17 | 0
11.07. | 16 | 70.55 |  | 53.55 | 0 | 0 | 17 | 0
11.07. | 17 | 70.55 |  | 53.55 | 0 | 0 | 17 | 0
11.07. | 18 | 70.55 |  | 53.55 | 0 | 0 | 17 | 0
11.07. | 19 | 70.55 |  | 53.55 | 0 | 0 | 17 | 0
11.07. | 20 | 70.55 |  | 53.55 | 0 | 0 | 17 | 0
11.07. | 21 | 70.55 |  | 53.55 | 0 | 0 | 17 | 0
11.07. | 22 | 70.55 |  | 53.55 | 0 | 0 | 17 | 0
11.07. | 23 | 70.55 |  | 53.55 | 0 | 0 | 17 | 0
11.07. | 24 | 70.55 |  | 53.55 | 0 | 0 | 17 | 0
12.07. | 1 | 70.55 |  | 53.55 | 0 | 0 | 17 | 0
12.07. | 2 | 70.55 |  | 53.55 | 0 | 0 | 17 | 0
12.07. | 3 | 70.55 |  | 53.55 | 0 | 0 | 17 | 0
12.07. | 4 | 70.55 |  | 53.55 | 0 | 0 | 17 | 0
12.07. | 5 | 70.55 |  | 53.55 | 0 | 0 | 17 | 0
12.07. | 6 | 70.55 |  | 53.55 | 0 | 0 | 17 | 0
12.07. | 7 | 70.55 |  | 53.55 | 0 | 0 | 17 | 0
12.07. | 8 | 70.55 |  | 53.55 | 0 | 0 | 17 | 0
12.07. | 9 | 70.55 |  | 53.55 | 0 | 0 | 17 | 0
12.07. | 10 | 70.55 |  | 53.55 | 0 | 0 | 17 | 0
12.07. | 11 | 70.55 |  | 53.55 | 0 | 0 | 17 | 0
12.07. | 12 | 70.55 |  | 53.55 | 0 | 0 | 17 | 0
12.07. | 13 | 70.55 |  | 53.55 | 0 | 0 | 17 | 0
12.07. | 14 | 70.55 |  | 53.55 | 0 | 0 | 17 | 0
12.07. | 15 | 70.55 |  | 53.55 | 0 | 0 | 17 | 0
12.07. | 16 | 70.55 |  | 53.55 | 0 | 0 | 17 | 0
12.07. | 17 | 70.55 |  | 53.55 | 0 | 0 | 17 | 0
12.07. | 18 | 70.55 |  | 53.55 | 0 | 0 | 17 | 0
12.07. | 19 | 70.55 |  | 53.55 | 0 | 0 | 17 | 0
12.07. | 20 | 70.55 |  | 53.55 | 0 | 0 | 17 | 0
12.07. | 21 | 70.55 |  | 53.55 | 0 | 0 | 17 | 0
12.07. | 22 | 70.55 |  | 53.55 | 0 | 0 | 17 | 0
12.07. | 23 | 70.55 |  | 53.55 | 0 | 0 | 17 | 0
12.07. | 24 | 70.55 |  | 53.55 | 0 | 0 | 17 | 0
13.07. | 1 | 70.55 |  | 53.55 | 0 | 0 | 17 | 0
13.07. | 2 | 70.55 |  | 53.55 | 0 | 0 | 17 | 0
13.07. | 3 | 70.55 |  | 53.55 | 0 | 0 | 17 | 0
13.07. | 4 | 70.55 |  | 53.55 | 0 | 0 | 17 | 0
13.07. | 5 | 70.55 |  | 53.55 | 0 | 0 | 17 | 0
13.07. | 6 | 70.55 |  | 53.55 | 0 | 0 | 17 | 0
13.07. | 7 | 70.55 |  | 53.55 | 0 | 0 | 17 | 0
13.07. | 8 | 70.55 |  | 53.55 | 0 | 0 | 17 | 0
13.07. | 9 | 70.55 |  | 53.55 | 0 | 0 | 17 | 0
13.07. | 10 | 70.55 |  | 53.55 | 0 | 0 | 17 | 0
13.07. | 11 | 70.55 |  | 53.55 | 0 | 0 | 17 | 0
13.07. | 12 | 70.55 |  | 53.55 | 0 | 0 | 17 | 0
13.07. | 13 | 70.55 |  | 53.55 | 0 | 0 | 17 | 0
13.07. | 14 | 70.55 |  | 53.55 | 0 | 0 | 17 | 0
13.07. | 15 | 70.55 |  | 53.55 | 0 | 0 | 17 | 0
13.07. | 16 | 70.55 |  | 53.55 | 0 | 0 | 17 | 0
13.07. | 17 | 70.55 |  | 53.55 | 0 | 0 | 17 | 0
13.07. | 18 | 70.55 |  | 53.55 | 0 | 0 | 17 | 0
13.07. | 19 | 70.55 |  | 53.55 | 0 | 0 | 17 | 0
13.07. | 20 | 70.55 |  | 53.55 | 0 | 0 | 17 | 0
13.07. | 21 | 70.55 |  | 53.55 | 0 | 0 | 17 | 0
13.07. | 22 | 70.55 |  | 53.55 | 0 | 0 | 17 | 0
13.07. | 23 | 70.55 |  | 53.55 | 0 | 0 | 17 | 0
13.07. | 24 | 70.55 |  | 53.55 | 0 | 0 | 17 | 0
14.07. | 1 | 70.55 |  | 53.55 | 0 | 0 | 17 | 0
14.07. | 2 | 70.55 |  | 53.55 | 0 | 0 | 17 | 0
14.07. | 3 | 70.55 |  | 53.55 | 0 | 0 | 17 | 0
14.07. | 4 | 70.55 |  | 53.55 | 0 | 0 | 17 | 0
14.07. | 5 | 70.55 |  | 53.55 | 0 | 0 | 17 | 0
14.07. | 6 | 70.55 |  | 53.55 | 0 | 0 | 17 | 0
14.07. | 7 | 70.55 |  | 53.55 | 0 | 0 | 17 | 0
14.07. | 8 | 70.55 |  | 53.55 | 0 | 0 | 17 | 0
14.07. | 9 | 70.55 |  | 53.55 | 0 | 0 | 17 | 0
14.07. | 10 | 70.55 |  | 53.55 | 0 | 0 | 17 | 0
14.07. | 11 | 70.55 |  | 53.55 | 0 | 0 | 17 | 0
14.07. | 12 | 70.55 |  | 53.55 | 0 | 0 | 17 | 0
14.07. | 13 | 70.55 |  | 53.55 | 0 | 0 | 17 | 0
14.07. | 14 | 70.55 |  | 53.55 | 0 | 0 | 17 | 0
14.07. | 15 | 70.55 |  | 53.55 | 0 | 0 | 17 | 0
14.07. | 16 | 70.55 |  | 53.55 | 0 | 0 | 17 | 0
14.07. | 17 | 70.55 |  | 53.55 | 0 | 0 | 17 | 0
14.07. | 18 | 70.55 |  | 53.55 | 0 | 0 | 17 | 0
14.07. | 19 | 70.55 |  | 53.55 | 0 | 0 | 17 | 0
14.07. | 20 | 70.55 |  | 53.55 | 0 | 0 | 17 | 0
14.07. | 21 | 70.55 |  | 53.55 | 0 | 0 | 17 | 0
14.07. | 22 | 70.55 |  | 53.55 | 0 | 0 | 17 | 0
14.07. | 23 | 70.55 |  | 53.55 | 0 | 0 | 17 | 0
14.07. | 24 | 70.55 |  | 53.55 | 0 | 0 | 17 | 0
15.07. | 1 | 70.55 |  | 53.55 | 0 | 0 | 17 | 0
15.07. | 2 | 70.55 |  | 53.55 | 0 | 0 | 17 | 0
15.07. | 3 | 70.55 |  | 53.55 | 0 | 0 | 17 | 0
15.07. | 4 | 70.55 |  | 53.55 | 0 | 0 | 17 | 0
15.07. | 5 | 70.55 |  | 53.55 | 0 | 0 | 17 | 0
15.07. | 6 | 70.55 |  | 53.55 | 0 | 0 | 17 | 0
15.07. | 7 | 70.55 |  | 53.55 | 0 | 0 | 17 | 0
15.07. | 8 | 70.55 |  | 53.55 | 0 | 0 | 17 | 0
15.07. | 9 | 70.55 |  | 53.55 | 0 | 0 | 17 | 0
15.07. | 10 | 70.55 |  | 53.55 | 0 | 0 | 17 | 0
15.07. | 11 | 70.55 |  | 53.55 | 0 | 0 | 17 | 0
15.07. | 12 | 70.55 |  | 53.55 | 0 | 0 | 17 | 0
15.07. | 13 | 70.55 |  | 53.55 | 0 | 0 | 17 | 0
15.07. | 14 | 70.55 |  | 53.55 | 0 | 0 | 17 | 0
15.07. | 15 | 70.55 |  | 53.55 | 0 | 0 | 17 | 0
15.07. | 16 | 70.55 |  | 53.55 | 0 | 0 | 17 | 0
15.07. | 17 | 70.55 |  | 53.55 | 0 | 0 | 17 | 0
15.07. | 18 | 70.55 |  | 53.55 | 0 | 0 | 17 | 0
15.07. | 19 | 70.55 |  | 53.55 | 0 | 0 | 17 | 0
15.07. | 20 | 70.55 |  | 53.55 | 0 | 0 | 17 | 0
15.07. | 21 | 70.55 |  | 53.55 | 0 | 0 | 17 | 0
15.07. | 22 | 70.55 |  | 53.55 | 0 | 0 | 17 | 0
15.07. | 23 | 70.55 |  | 53.55 | 0 | 0 | 17 | 0
15.07. | 24 | 70.55 |  | 53.55 | 0 | 0 | 17 | 0
16.07. | 1 | 70.55 |  | 53.55 | 0 | 0 | 17 | 0
16.07. | 2 | 70.55 |  | 53.55 | 0 | 0 | 17 | 0
16.07. | 3 | 70.55 |  | 53.55 | 0 | 0 | 17 | 0
16.07. | 4 | 70.55 |  | 53.55 | 0 | 0 | 17 | 0
16.07. | 5 | 70.55 |  | 53.55 | 0 | 0 | 17 | 0
16.07. | 6 | 70.55 |  | 53.55 | 0 | 0 | 17 | 0
16.07. | 7 | 70.55 |  | 53.55 | 0 | 0 | 17 | 0
16.07. | 8 | 70.55 |  | 53.55 | 0 | 0 | 17 | 0
16.07. | 9 | 70.55 |  | 53.55 | 0 | 0 | 17 | 0
16.07. | 10 | 70.55 |  | 53.55 | 0 | 0 | 17 | 0
16.07. | 11 | 70.55 |  | 53.55 | 0 | 0 | 17 | 0
16.07. | 12 | 70.55 |  | 53.55 | 0 | 0 | 17 | 0
16.07. | 13 | 70.55 |  | 53.55 | 0 | 0 | 17 | 0
16.07. | 14 | 70.55 |  | 53.55 | 0 | 0 | 17 | 0
16.07. | 15 | 70.55 |  | 53.55 | 0 | 0 | 17 | 0
16.07. | 16 | 70.55 |  | 53.55 | 0 | 0 | 17 | 0
16.07. | 17 | 70.55 |  | 53.55 | 0 | 0 | 17 | 0
16.07. | 18 | 70.55 |  | 53.55 | 0 | 0 | 17 | 0
16.07. | 19 | 70.55 |  | 53.55 | 0 | 0 | 17 | 0
16.07. | 20 | 70.55 |  | 53.55 | 0 | 0 | 17 | 0
16.07. | 21 | 70.55 |  | 53.55 | 0 | 0 | 17 | 0
16.07. | 22 | 70.55 |  | 53.55 | 0 | 0 | 17 | 0
16.07. | 23 | 70.55 |  | 53.55 | 0 | 0 | 17 | 0
16.07. | 24 | 70.55 |  | 53.55 | 0 | 0 | 17 | 0
17.07. | 1 | 70.55 |  | 53.55 | 0 | 0 | 17 | 0
17.07. | 2 | 70.55 |  | 53.55 | 0 | 0 | 17 | 0
17.07. | 3 | 70.55 |  | 53.55 | 0 | 0 | 17 | 0
17.07. | 4 | 70.55 |  | 53.55 | 0 | 0 | 17 | 0
17.07. | 5 | 70.55 |  | 53.55 | 0 | 0 | 17 | 0
17.07. | 6 | 70.55 |  | 53.55 | 0 | 0 | 17 | 0
17.07. | 7 | 70.55 |  | 53.55 | 0 | 0 | 17 | 0
17.07. | 8 | 70.55 |  | 53.55 | 0 | 0 | 17 | 0
17.07. | 9 | 70.55 |  | 53.55 | 0 | 0 | 17 | 0
17.07. | 10 | 70.55 |  | 53.55 | 0 | 0 | 17 | 0
17.07. | 11 | 70.55 |  | 53.55 | 0 | 0 | 17 | 0
17.07. | 12 | 70.55 |  | 53.55 | 0 | 0 | 17 | 0
17.07. | 13 | 70.55 |  | 53.55 | 0 | 0 | 17 | 0
17.07. | 14 | 70.55 |  | 53.55 | 0 | 0 | 17 | 0
17.07. | 15 | 70.55 |  | 53.55 | 0 | 0 | 17 | 0
17.07. | 16 | 70.55 |  | 53.55 | 0 | 0 | 17 | 0
17.07. | 17 | 70.55 |  | 53.55 | 0 | 0 | 17 | 0
17.07. | 18 | 70.55 |  | 53.55 | 0 | 0 | 17 | 0
17.07. | 19 | 70.55 |  | 53.55 | 0 | 0 | 17 | 0
17.07. | 20 | 70.55 |  | 53.55 | 0 | 0 | 17 | 0
17.07. | 21 | 70.55 |  | 53.55 | 0 | 0 | 17 | 0
17.07. | 22 | 70.55 |  | 53.55 | 0 | 0 | 17 | 0
17.07. | 23 | 70.55 |  | 53.55 | 0 | 0 | 17 | 0
17.07. | 24 | 70.55 |  | 53.55 | 0 | 0 | 17 | 0
18.07. | 1 | 70.55 |  | 53.55 | 0 | 0 | 17 | 0
18.07. | 2 | 70.55 |  | 53.55 | 0 | 0 | 17 | 0
18.07. | 3 | 70.55 |  | 53.55 | 0 | 0 | 17 | 0
18.07. | 4 | 70.55 |  | 53.55 | 0 | 0 | 17 | 0
18.07. | 5 | 70.55 |  | 53.55 | 0 | 0 | 17 | 0
18.07. | 6 | 70.55 |  | 53.55 | 0 | 0 | 17 | 0
18.07. | 7 | 70.55 |  | 53.55 | 0 | 0 | 17 | 0
18.07. | 8 | 70.55 |  | 53.55 | 0 | 0 | 17 | 0
18.07. | 9 | 70.55 |  | 53.55 | 0 | 0 | 17 | 0
18.07. | 10 | 70.55 |  | 53.55 | 0 | 0 | 17 | 0
18.07. | 11 | 70.55 |  | 53.55 | 0 | 0 | 17 | 0
18.07. | 12 | 70.55 |  | 53.55 | 0 | 0 | 17 | 0
18.07. | 13 | 70.55 |  | 53.55 | 0 | 0 | 17 | 0
18.07. | 14 | 70.55 |  | 53.55 | 0 | 0 | 17 | 0
18.07. | 15 | 70.55 |  | 53.55 | 0 | 0 | 17 | 0
18.07. | 16 | 70.55 |  | 53.55 | 0 | 0 | 17 | 0
18.07. | 17 | 70.55 |  | 53.55 | 0 | 0 | 17 | 0
18.07. | 18 | 70.55 |  | 53.55 | 0 | 0 | 17 | 0
18.07. | 19 | 70.55 |  | 53.55 | 0 | 0 | 17 | 0
18.07. | 20 | 70.55 |  | 53.55 | 0 | 0 | 17 | 0
18.07. | 21 | 70.55 |  | 53.55 | 0 | 0 | 17 | 0
18.07. | 22 | 70.55 |  | 53.55 | 0 | 0 | 17 | 0
18.07. | 23 | 70.55 |  | 53.55 | 0 | 0 | 17 | 0
18.07. | 24 | 70.55 |  | 53.55 | 0 | 0 | 17 | 0
19.07. | 1 | 70.55 |  | 53.55 | 0 | 0 | 17 | 0
19.07. | 2 | 70.55 |  | 53.55 | 0 | 0 | 17 | 0
19.07. | 3 | 70.55 |  | 53.55 | 0 | 0 | 17 | 0
19.07. | 4 | 70.55 |  | 53.55 | 0 | 0 | 17 | 0
19.07. | 5 | 70.55 |  | 53.55 | 0 | 0 | 17 | 0
19.07. | 6 | 70.55 |  | 53.55 | 0 | 0 | 17 | 0
19.07. | 7 | 70.55 |  | 53.55 | 0 | 0 | 17 | 0
19.07. | 8 | 70.55 |  | 53.55 | 0 | 0 | 17 | 0
19.07. | 9 | 70.55 |  | 53.55 | 0 | 0 | 17 | 0
19.07. | 10 | 70.55 |  | 53.55 | 0 | 0 | 17 | 0
19.07. | 11 | 70.55 |  | 53.55 | 0 | 0 | 17 | 0
19.07. | 12 | 70.55 |  | 53.55 | 0 | 0 | 17 | 0
19.07. | 13 | 70.55 |  | 53.55 | 0 | 0 | 17 | 0
19.07. | 14 | 70.55 |  | 53.55 | 0 | 0 | 17 | 0
19.07. | 15 | 70.55 |  | 53.55 | 0 | 0 | 17 | 0
19.07. | 16 | 70.55 |  | 53.55 | 0 | 0 | 17 | 0
19.07. | 17 | 70.55 |  | 53.55 | 0 | 0 | 17 | 0
19.07. | 18 | 70.55 |  | 53.55 | 0 | 0 | 17 | 0
19.07. | 19 | 70.55 |  | 53.55 | 0 | 0 | 17 | 0
19.07. | 20 | 70.55 |  | 53.55 | 0 | 0 | 17 | 0
19.07. | 21 | 70.55 |  | 53.55 | 0 | 0 | 17 | 0
19.07. | 22 | 70.55 |  | 53.55 | 0 | 0 | 17 | 0
19.07. | 23 | 70.55 |  | 53.55 | 0 | 0 | 17 | 0
19.07. | 24 | 70.55 |  | 53.55 | 0 | 0 | 17 | 0
20.07. | 1 | 70.55 |  | 53.55 | 0 | 0 | 17 | 0
20.07. | 2 | 70.55 |  | 53.55 | 0 | 0 | 17 | 0
20.07. | 3 | 70.55 |  | 53.55 | 0 | 0 | 17 | 0
20.07. | 4 | 70.55 |  | 53.55 | 0 | 0 | 17 | 0
20.07. | 5 | 70.55 |  | 53.55 | 0 | 0 | 17 | 0
20.07. | 6 | 70.55 |  | 53.55 | 0 | 0 | 17 | 0
20.07. | 7 | 70.55 |  | 53.55 | 0 | 0 | 17 | 0
20.07. | 8 | 70.55 |  | 53.55 | 0 | 0 | 17 | 0
20.07. | 9 | 70.55 |  | 53.55 | 0 | 0 | 17 | 0
20.07. | 10 | 70.55 |  | 53.55 | 0 | 0 | 17 | 0
20.07. | 11 | 70.55 |  | 53.55 | 0 | 0 | 17 | 0
20.07. | 12 | 70.55 |  | 53.55 | 0 | 0 | 17 | 0
20.07. | 13 | 70.55 |  | 53.55 | 0 | 0 | 17 | 0
20.07. | 14 | 70.55 |  | 53.55 | 0 | 0 | 17 | 0
20.07. | 15 | 70.55 |  | 53.55 | 0 | 0 | 17 | 0
20.07. | 16 | 70.55 |  | 53.55 | 0 | 0 | 17 | 0
20.07. | 17 | 70.55 |  | 53.55 | 0 | 0 | 17 | 0
20.07. | 18 | 70.55 |  | 53.55 | 0 | 0 | 17 | 0
20.07. | 19 | 70.55 |  | 53.55 | 0 | 0 | 17 | 0
20.07. | 20 | 70.55 |  | 53.55 | 0 | 0 | 17 | 0
20.07. | 21 | 70.55 |  | 53.55 | 0 | 0 | 17 | 0
20.07. | 22 | 70.55 |  | 53.55 | 0 | 0 | 17 | 0
20.07. | 23 | 70.55 |  | 53.55 | 0 | 0 | 17 | 0
20.07. | 24 | 70.55 |  | 53.55 | 0 | 0 | 17 | 0
21.07. | 1 | 70.55 |  | 53.55 | 0 | 0 | 17 | 0
21.07. | 2 | 70.55 |  | 53.55 | 0 | 0 | 17 | 0
21.07. | 3 | 70.55 |  | 53.55 | 0 | 0 | 17 | 0
21.07. | 4 | 70.55 |  | 53.55 | 0 | 0 | 17 | 0
21.07. | 5 | 70.55 |  | 53.55 | 0 | 0 | 17 | 0
21.07. | 6 | 70.55 |  | 53.55 | 0 | 0 | 17 | 0
21.07. | 7 | 70.55 |  | 53.55 | 0 | 0 | 17 | 0
21.07. | 8 | 70.55 |  | 53.55 | 0 | 0 | 17 | 0
21.07. | 9 | 70.55 |  | 53.55 | 0 | 0 | 17 | 0
21.07. | 10 | 70.55 |  | 53.55 | 0 | 0 | 17 | 0
21.07. | 11 | 70.55 |  | 53.55 | 0 | 0 | 17 | 0
21.07. | 12 | 70.55 |  | 53.55 | 0 | 0 | 17 | 0
21.07. | 13 | 70.55 |  | 53.55 | 0 | 0 | 17 | 0
21.07. | 14 | 70.55 |  | 53.55 | 0 | 0 | 17 | 0
21.07. | 15 | 70.55 |  | 53.55 | 0 | 0 | 17 | 0
21.07. | 16 | 70.55 |  | 53.55 | 0 | 0 | 17 | 0
21.07. | 17 | 70.55 |  | 53.55 | 0 | 0 | 17 | 0
21.07. | 18 | 70.55 |  | 53.55 | 0 | 0 | 17 | 0
21.07. | 19 | 70.55 |  | 53.55 | 0 | 0 | 17 | 0
21.07. | 20 | 70.55 |  | 53.55 | 0 | 0 | 17 | 0
21.07. | 21 | 70.55 |  | 53.55 | 0 | 0 | 17 | 0
21.07. | 22 | 70.55 |  | 53.55 | 0 | 0 | 17 | 0
21.07. | 23 | 70.55 |  | 53.55 | 0 | 0 | 17 | 0
21.07. | 24 | 70.55 |  | 53.55 | 0 | 0 | 17 | 0
22.07. | 1 | 70.55 |  | 53.55 | 0 | 0 | 17 | 0
22.07. | 2 | 70.55 |  | 53.55 | 0 | 0 | 17 | 0
22.07. | 3 | 70.55 |  | 53.55 | 0 | 0 | 17 | 0
22.07. | 4 | 70.55 |  | 53.55 | 0 | 0 | 17 | 0
22.07. | 5 | 70.55 |  | 53.55 | 0 | 0 | 17 | 0
22.07. | 6 | 70.55 |  | 53.55 | 0 | 0 | 17 | 0
22.07. | 7 | 70.55 |  | 53.55 | 0 | 0 | 17 | 0
22.07. | 8 | 70.55 |  | 53.55 | 0 | 0 | 17 | 0
22.07. | 9 | 70.55 |  | 53.55 | 0 | 0 | 17 | 0
22.07. | 10 | 70.55 |  | 53.55 | 0 | 0 | 17 | 0
22.07. | 11 | 70.55 |  | 53.55 | 0 | 0 | 17 | 0
22.07. | 12 | 70.55 |  | 53.55 | 0 | 0 | 17 | 0
22.07. | 13 | 70.55 |  | 53.55 | 0 | 0 | 17 | 0
22.07. | 14 | 70.55 |  | 53.55 | 0 | 0 | 17 | 0
22.07. | 15 | 70.55 |  | 53.55 | 0 | 0 | 17 | 0
22.07. | 16 | 70.55 |  | 53.55 | 0 | 0 | 17 | 0
22.07. | 17 | 70.55 |  | 53.55 | 0 | 0 | 17 | 0
22.07. | 18 | 70.55 |  | 53.55 | 0 | 0 | 17 | 0
22.07. | 19 | 70.55 |  | 53.55 | 0 | 0 | 17 | 0
22.07. | 20 | 70.55 |  | 53.55 | 0 | 0 | 17 | 0
22.07. | 21 | 70.55 |  | 53.55 | 0 | 0 | 17 | 0
22.07. | 22 | 70.55 |  | 53.55 | 0 | 0 | 17 | 0
22.07. | 23 | 70.55 |  | 53.55 | 0 | 0 | 17 | 0
22.07. | 24 | 70.55 |  | 53.55 | 0 | 0 | 17 | 0
23.07. | 1 | 70.55 |  | 53.55 | 0 | 0 | 17 | 0
23.07. | 2 | 70.55 |  | 53.55 | 0 | 0 | 17 | 0
23.07. | 3 | 70.55 |  | 53.55 | 0 | 0 | 17 | 0
23.07. | 4 | 70.55 |  | 53.55 | 0 | 0 | 17 | 0
23.07. | 5 | 70.55 |  | 53.55 | 0 | 0 | 17 | 0
23.07. | 6 | 70.55 |  | 53.55 | 0 | 0 | 17 | 0
23.07. | 7 | 70.55 |  | 53.55 | 0 | 0 | 17 | 0
23.07. | 8 | 70.55 |  | 53.55 | 0 | 0 | 17 | 0
23.07. | 9 | 70.55 |  | 53.55 | 0 | 0 | 17 | 0
23.07. | 10 | 70.55 |  | 53.55 | 0 | 0 | 17 | 0
23.07. | 11 | 70.55 |  | 53.55 | 0 | 0 | 17 | 0
23.07. | 12 | 70.55 |  | 53.55 | 0 | 0 | 17 | 0
23.07. | 13 | 70.55 |  | 53.55 | 0 | 0 | 17 | 0
23.07. | 14 | 70.55 |  | 53.55 | 0 | 0 | 17 | 0
23.07. | 15 | 70.55 |  | 53.55 | 0 | 0 | 17 | 0
23.07. | 16 | 70.55 |  | 53.55 | 0 | 0 | 17 | 0
23.07. | 17 | 70.55 |  | 53.55 | 0 | 0 | 17 | 0
23.07. | 18 | 70.55 |  | 53.55 | 0 | 0 | 17 | 0
23.07. | 19 | 70.55 |  | 53.55 | 0 | 0 | 17 | 0
23.07. | 20 | 70.55 |  | 53.55 | 0 | 0 | 17 | 0
23.07. | 21 | 70.55 |  | 53.55 | 0 | 0 | 17 | 0
23.07. | 22 | 70.55 |  | 53.55 | 0 | 0 | 17 | 0
23.07. | 23 | 70.55 |  | 53.55 | 0 | 0 | 17 | 0
23.07. | 24 | 70.55 |  | 53.55 | 0 | 0 | 17 | 0
24.07. | 1 | 70.55 |  | 53.55 | 0 | 0 | 17 | 0
24.07. | 2 | 70.55 |  | 53.55 | 0 | 0 | 17 | 0
24.07. | 3 | 70.55 |  | 53.55 | 0 | 0 | 17 | 0
24.07. | 4 | 70.55 |  | 53.55 | 0 | 0 | 17 | 0
24.07. | 5 | 70.55 |  | 53.55 | 0 | 0 | 17 | 0
24.07. | 6 | 70.55 |  | 53.55 | 0 | 0 | 17 | 0
24.07. | 7 | 70.55 |  | 53.55 | 0 | 0 | 17 | 0
24.07. | 8 | 70.55 |  | 53.55 | 0 | 0 | 17 | 0
24.07. | 9 | 70.55 |  | 53.55 | 0 | 0 | 17 | 0
24.07. | 10 | 70.55 |  | 53.55 | 0 | 0 | 17 | 0
24.07. | 11 | 70.55 |  | 53.55 | 0 | 0 | 17 | 0
24.07. | 12 | 70.55 |  | 53.55 | 0 | 0 | 17 | 0
24.07. | 13 | 70.55 |  | 53.55 | 0 | 0 | 17 | 0
24.07. | 14 | 70.55 |  | 53.55 | 0 | 0 | 17 | 0
24.07. | 15 | 70.55 |  | 53.55 | 0 | 0 | 17 | 0
24.07. | 16 | 70.55 |  | 53.55 | 0 | 0 | 17 | 0
24.07. | 17 | 70.55 |  | 53.55 | 0 | 0 | 17 | 0
24.07. | 18 | 70.55 |  | 53.55 | 0 | 0 | 17 | 0
24.07. | 19 | 70.55 |  | 53.55 | 0 | 0 | 17 | 0
24.07. | 20 | 70.55 |  | 53.55 | 0 | 0 | 17 | 0
24.07. | 21 | 70.55 |  | 53.55 | 0 | 0 | 17 | 0
24.07. | 22 | 70.55 |  | 53.55 | 0 | 0 | 17 | 0
24.07. | 23 | 70.55 |  | 53.55 | 0 | 0 | 17 | 0
24.07. | 24 | 70.55 |  | 53.55 | 0 | 0 | 17 | 0
25.07. | 1 | 70.55 |  | 53.55 | 0 | 0 | 17 | 0
25.07. | 2 | 70.55 |  | 53.55 | 0 | 0 | 17 | 0
25.07. | 3 | 70.55 |  | 53.55 | 0 | 0 | 17 | 0
25.07. | 4 | 70.55 |  | 53.55 | 0 | 0 | 17 | 0
25.07. | 5 | 70.55 |  | 53.55 | 0 | 0 | 17 | 0
25.07. | 6 | 70.55 |  | 53.55 | 0 | 0 | 17 | 0
25.07. | 7 | 70.55 |  | 53.55 | 0 | 0 | 17 | 0
25.07. | 8 | 70.55 |  | 53.55 | 0 | 0 | 17 | 0
25.07. | 9 | 70.55 |  | 53.55 | 0 | 0 | 17 | 0
25.07. | 10 | 70.55 |  | 53.55 | 0 | 0 | 17 | 0
25.07. | 11 | 70.55 |  | 53.55 | 0 | 0 | 17 | 0
25.07. | 12 | 70.55 |  | 53.55 | 0 | 0 | 17 | 0
25.07. | 13 | 70.55 |  | 53.55 | 0 | 0 | 17 | 0
25.07. | 14 | 70.55 |  | 53.55 | 0 | 0 | 17 | 0
25.07. | 15 | 70.55 |  | 53.55 | 0 | 0 | 17 | 0
25.07. | 16 | 70.55 |  | 53.55 | 0 | 0 | 17 | 0
25.07. | 17 | 70.55 |  | 53.55 | 0 | 0 | 17 | 0
25.07. | 18 | 70.55 |  | 53.55 | 0 | 0 | 17 | 0
25.07. | 19 | 70.55 |  | 53.55 | 0 | 0 | 17 | 0
25.07. | 20 | 70.55 |  | 53.55 | 0 | 0 | 17 | 0
25.07. | 21 | 70.55 |  | 53.55 | 0 | 0 | 17 | 0
25.07. | 22 | 70.55 |  | 53.55 | 0 | 0 | 17 | 0
25.07. | 23 | 70.55 |  | 53.55 | 0 | 0 | 17 | 0
25.07. | 24 | 70.55 |  | 53.55 | 0 | 0 | 17 | 0
26.07. | 1 | 70.55 |  | 53.55 | 0 | 0 | 17 | 0
26.07. | 2 | 70.55 |  | 53.55 | 0 | 0 | 17 | 0
26.07. | 3 | 70.55 |  | 53.55 | 0 | 0 | 17 | 0
26.07. | 4 | 70.55 |  | 53.55 | 0 | 0 | 17 | 0
26.07. | 5 | 70.55 |  | 53.55 | 0 | 0 | 17 | 0
26.07. | 6 | 70.55 |  | 53.55 | 0 | 0 | 17 | 0
26.07. | 7 | 70.55 |  | 53.55 | 0 | 0 | 17 | 0
26.07. | 8 | 70.55 |  | 53.55 | 0 | 0 | 17 | 0
26.07. | 9 | 70.55 |  | 53.55 | 0 | 0 | 17 | 0
26.07. | 10 | 70.55 |  | 53.55 | 0 | 0 | 17 | 0
26.07. | 11 | 70.55 |  | 53.55 | 0 | 0 | 17 | 0
26.07. | 12 | 70.55 |  | 53.55 | 0 | 0 | 17 | 0
26.07. | 13 | 70.55 |  | 53.55 | 0 | 0 | 17 | 0
26.07. | 14 | 70.55 |  | 53.55 | 0 | 0 | 17 | 0
26.07. | 15 | 70.55 |  | 53.55 | 0 | 0 | 17 | 0
26.07. | 16 | 70.55 |  | 53.55 | 0 | 0 | 17 | 0
26.07. | 17 | 70.55 |  | 53.55 | 0 | 0 | 17 | 0
26.07. | 18 | 70.55 |  | 53.55 | 0 | 0 | 17 | 0
26.07. | 19 | 70.55 |  | 53.55 | 0 | 0 | 17 | 0
26.07. | 20 | 70.55 |  | 53.55 | 0 | 0 | 17 | 0
26.07. | 21 | 70.55 |  | 53.55 | 0 | 0 | 17 | 0
26.07. | 22 | 70.55 |  | 53.55 | 0 | 0 | 17 | 0
26.07. | 23 | 70.55 |  | 53.55 | 0 | 0 | 17 | 0
26.07. | 24 | 70.55 |  | 53.55 | 0 | 0 | 17 | 0
27.07. | 1 | 70.55 |  | 53.55 | 0 | 0 | 17 | 0
27.07. | 2 | 70.55 |  | 53.55 | 0 | 0 | 17 | 0
27.07. | 3 | 70.55 |  | 53.55 | 0 | 0 | 17 | 0
27.07. | 4 | 70.55 |  | 53.55 | 0 | 0 | 17 | 0
27.07. | 5 | 70.55 |  | 53.55 | 0 | 0 | 17 | 0
27.07. | 6 | 70.55 |  | 53.55 | 0 | 0 | 17 | 0
27.07. | 7 | 70.55 |  | 53.55 | 0 | 0 | 17 | 0
27.07. | 8 | 70.55 |  | 53.55 | 0 | 0 | 17 | 0
27.07. | 9 | 70.55 |  | 53.55 | 0 | 0 | 17 | 0
27.07. | 10 | 70.55 |  | 53.55 | 0 | 0 | 17 | 0
27.07. | 11 | 70.55 |  | 53.55 | 0 | 0 | 17 | 0
27.07. | 12 | 70.55 |  | 53.55 | 0 | 0 | 17 | 0
27.07. | 13 | 70.55 |  | 53.55 | 0 | 0 | 17 | 0
27.07. | 14 | 70.55 |  | 53.55 | 0 | 0 | 17 | 0
27.07. | 15 | 70.55 |  | 53.55 | 0 | 0 | 17 | 0
27.07. | 16 | 70.55 |  | 53.55 | 0 | 0 | 17 | 0
27.07. | 17 | 70.55 |  | 53.55 | 0 | 0 | 17 | 0
27.07. | 18 | 70.55 |  | 53.55 | 0 | 0 | 17 | 0
27.07. | 19 | 70.55 |  | 53.55 | 0 | 0 | 17 | 0
27.07. | 20 | 70.55 |  | 53.55 | 0 | 0 | 17 | 0
27.07. | 21 | 70.55 |  | 53.55 | 0 | 0 | 17 | 0
27.07. | 22 | 70.55 |  | 53.55 | 0 | 0 | 17 | 0
27.07. | 23 | 70.55 |  | 53.55 | 0 | 0 | 17 | 0
27.07. | 24 | 70.55 |  | 53.55 | 0 | 0 | 17 | 0
28.07. | 1 | 70.55 |  | 53.55 | 0 | 0 | 17 | 0
28.07. | 2 | 70.55 |  | 53.55 | 0 | 0 | 17 | 0
28.07. | 3 | 70.55 |  | 53.55 | 0 | 0 | 17 | 0
28.07. | 4 | 70.55 |  | 53.55 | 0 | 0 | 17 | 0
28.07. | 5 | 70.55 |  | 53.55 | 0 | 0 | 17 | 0
28.07. | 6 | 70.55 |  | 53.55 | 0 | 0 | 17 | 0
28.07. | 7 | 70.55 |  | 53.55 | 0 | 0 | 17 | 0
28.07. | 8 | 70.55 |  | 53.55 | 0 | 0 | 17 | 0
28.07. | 9 | 70.55 |  | 53.55 | 0 | 0 | 17 | 0
28.07. | 10 | 70.55 |  | 53.55 | 0 | 0 | 17 | 0
28.07. | 11 | 70.55 |  | 53.55 | 0 | 0 | 17 | 0
28.07. | 12 | 70.55 |  | 53.55 | 0 | 0 | 17 | 0
28.07. | 13 | 70.55 |  | 53.55 | 0 | 0 | 17 | 0
28.07. | 14 | 70.55 |  | 53.55 | 0 | 0 | 17 | 0
28.07. | 15 | 70.55 |  | 53.55 | 0 | 0 | 17 | 0
28.07. | 16 | 70.55 |  | 53.55 | 0 | 0 | 17 | 0
28.07. | 17 | 70.55 |  | 53.55 | 0 | 0 | 17 | 0
28.07. | 18 | 70.55 |  | 53.55 | 0 | 0 | 17 | 0
28.07. | 19 | 70.55 |  | 53.55 | 0 | 0 | 17 | 0
28.07. | 20 | 70.55 |  | 53.55 | 0 | 0 | 17 | 0
28.07. | 21 | 70.55 |  | 53.55 | 0 | 0 | 17 | 0
28.07. | 22 | 70.55 |  | 53.55 | 0 | 0 | 17 | 0
28.07. | 23 | 70.55 |  | 53.55 | 0 | 0 | 17 | 0
28.07. | 24 | 70.55 |  | 53.55 | 0 | 0 | 17 | 0
29.07. | 1 | 70.55 |  | 53.55 | 0 | 0 | 17 | 0
29.07. | 2 | 70.55 |  | 53.55 | 0 | 0 | 17 | 0
29.07. | 3 | 70.55 |  | 53.55 | 0 | 0 | 17 | 0
29.07. | 4 | 70.55 |  | 53.55 | 0 | 0 | 17 | 0
29.07. | 5 | 70.55 |  | 53.55 | 0 | 0 | 17 | 0
29.07. | 6 | 70.55 |  | 53.55 | 0 | 0 | 17 | 0
29.07. | 7 | 70.55 |  | 53.55 | 0 | 0 | 17 | 0
29.07. | 8 | 70.55 |  | 53.55 | 0 | 0 | 17 | 0
29.07. | 9 | 70.55 |  | 53.55 | 0 | 0 | 17 | 0
29.07. | 10 | 70.55 |  | 53.55 | 0 | 0 | 17 | 0
29.07. | 11 | 70.55 |  | 53.55 | 0 | 0 | 17 | 0
29.07. | 12 | 70.55 |  | 53.55 | 0 | 0 | 17 | 0
29.07. | 13 | 70.55 |  | 53.55 | 0 | 0 | 17 | 0
29.07. | 14 | 70.55 |  | 53.55 | 0 | 0 | 17 | 0
29.07. | 15 | 70.55 |  | 53.55 | 0 | 0 | 17 | 0
29.07. | 16 | 70.55 |  | 53.55 | 0 | 0 | 17 | 0
29.07. | 17 | 70.55 |  | 53.55 | 0 | 0 | 17 | 0
29.07. | 18 | 70.55 |  | 53.55 | 0 | 0 | 17 | 0
29.07. | 19 | 70.55 |  | 53.55 | 0 | 0 | 17 | 0
29.07. | 20 | 70.55 |  | 53.55 | 0 | 0 | 17 | 0
29.07. | 21 | 70.55 |  | 53.55 | 0 | 0 | 17 | 0
29.07. | 22 | 70.55 |  | 53.55 | 0 | 0 | 17 | 0
29.07. | 23 | 70.55 |  | 53.55 | 0 | 0 | 17 | 0
29.07. | 24 | 70.55 |  | 53.55 | 0 | 0 | 17 | 0
30.07. | 1 | 70.55 |  | 53.55 | 0 | 0 | 17 | 0
30.07. | 2 | 70.55 |  | 53.55 | 0 | 0 | 17 | 0
30.07. | 3 | 70.55 |  | 53.55 | 0 | 0 | 17 | 0
30.07. | 4 | 70.55 |  | 53.55 | 0 | 0 | 17 | 0
30.07. | 5 | 70.55 |  | 53.55 | 0 | 0 | 17 | 0
30.07. | 6 | 70.55 |  | 53.55 | 0 | 0 | 17 | 0
30.07. | 7 | 70.55 |  | 53.55 | 0 | 0 | 17 | 0
30.07. | 8 | 70.55 |  | 53.55 | 0 | 0 | 17 | 0
30.07. | 9 | 70.55 |  | 53.55 | 0 | 0 | 17 | 0
30.07. | 10 | 70.55 |  | 53.55 | 0 | 0 | 17 | 0
30.07. | 11 | 70.55 |  | 53.55 | 0 | 0 | 17 | 0
30.07. | 12 | 70.55 |  | 53.55 | 0 | 0 | 17 | 0
30.07. | 13 | 70.55 |  | 53.55 | 0 | 0 | 17 | 0
30.07. | 14 | 70.55 |  | 53.55 | 0 | 0 | 17 | 0
30.07. | 15 | 70.55 |  | 53.55 | 0 | 0 | 17 | 0
30.07. | 16 | 70.55 |  | 53.55 | 0 | 0 | 17 | 0
30.07. | 17 | 70.55 |  | 53.55 | 0 | 0 | 17 | 0
30.07. | 18 | 70.55 |  | 53.55 | 0 | 0 | 17 | 0
30.07. | 19 | 70.55 |  | 53.55 | 0 | 0 | 17 | 0
30.07. | 20 | 70.55 |  | 53.55 | 0 | 0 | 17 | 0
30.07. | 21 | 70.55 |  | 53.55 | 0 | 0 | 17 | 0
30.07. | 22 | 70.55 |  | 53.55 | 0 | 0 | 17 | 0
30.07. | 23 | 70.55 |  | 53.55 | 0 | 0 | 17 | 0
30.07. | 24 | 70.55 |  | 53.55 | 0 | 0 | 17 | 0
31.07. | 1 | 70.55 |  | 53.55 | 0 | 0 | 17 | 0
31.07. | 2 | 70.55 |  | 53.55 | 0 | 0 | 17 | 0
31.07. | 3 | 70.55 |  | 53.55 | 0 | 0 | 17 | 0
31.07. | 4 | 70.55 |  | 53.55 | 0 | 0 | 17 | 0
31.07. | 5 | 70.55 |  | 53.55 | 0 | 0 | 17 | 0
31.07. | 6 | 70.55 |  | 53.55 | 0 | 0 | 17 | 0
31.07. | 7 | 70.55 |  | 53.55 | 0 | 0 | 17 | 0
31.07. | 8 | 70.55 |  | 53.55 | 0 | 0 | 17 | 0
31.07. | 9 | 70.55 |  | 53.55 | 0 | 0 | 17 | 0
31.07. | 10 | 70.55 |  | 53.55 | 0 | 0 | 17 | 0
31.07. | 11 | 70.55 |  | 53.55 | 0 | 0 | 17 | 0
31.07. | 12 | 70.55 |  | 53.55 | 0 | 0 | 17 | 0
31.07. | 13 | 70.55 |  | 53.55 | 0 | 0 | 17 | 0
31.07. | 14 | 70.55 |  | 53.55 | 0 | 0 | 17 | 0
31.07. | 15 | 70.55 |  | 53.55 | 0 | 0 | 17 | 0
31.07. | 16 | 70.55 |  | 53.55 | 0 | 0 | 17 | 0
31.07. | 17 | 70.55 |  | 53.55 | 0 | 0 | 17 | 0
31.07. | 18 | 70.55 |  | 53.55 | 0 | 0 | 17 | 0
31.07. | 19 | 70.55 |  | 53.55 | 0 | 0 | 17 | 0
31.07. | 20 | 70.55 |  | 53.55 | 0 | 0 | 17 | 0
31.07. | 21 | 70.55 |  | 53.55 | 0 | 0 | 17 | 0
31.07. | 22 | 70.55 |  | 53.55 | 0 | 0 | 17 | 0
31.07. | 23 | 70.55 |  | 53.55 | 0 | 0 | 17 | 0
31.07. | 24 | 70.55 |  | 53.55 | 0 | 0 | 17 | 0
01.08. | 1 | 70.55 |  | 53.55 | 0 | 0 | 17 | 0
01.08. | 2 | 70.55 |  | 53.55 | 0 | 0 | 17 | 0
01.08. | 3 | 70.55 |  | 53.55 | 0 | 0 | 17 | 0
01.08. | 4 | 70.55 |  | 53.55 | 0 | 0 | 17 | 0
01.08. | 5 | 70.55 |  | 53.55 | 0 | 0 | 17 | 0
01.08. | 6 | 70.55 |  | 53.55 | 0 | 0 | 17 | 0
01.08. | 7 | 70.55 |  | 53.55 | 0 | 0 | 17 | 0
01.08. | 8 | 70.55 |  | 53.55 | 0 | 0 | 17 | 0
01.08. | 9 | 70.55 |  | 53.55 | 0 | 0 | 17 | 0
01.08. | 10 | 70.55 |  | 53.55 | 0 | 0 | 17 | 0
01.08. | 11 | 70.55 |  | 53.55 | 0 | 0 | 17 | 0
01.08. | 12 | 70.55 |  | 53.55 | 0 | 0 | 17 | 0
01.08. | 13 | 70.55 |  | 53.55 | 0 | 0 | 17 | 0
01.08. | 14 | 70.55 |  | 53.55 | 0 | 0 | 17 | 0
01.08. | 15 | 70.55 |  | 53.55 | 0 | 0 | 17 | 0
01.08. | 16 | 70.55 |  | 53.55 | 0 | 0 | 17 | 0
01.08. | 17 | 70.55 |  | 53.55 | 0 | 0 | 17 | 0
01.08. | 18 | 70.55 |  | 53.55 | 0 | 0 | 17 | 0
01.08. | 19 | 70.55 |  | 53.55 | 0 | 0 | 17 | 0
01.08. | 20 | 70.55 |  | 53.55 | 0 | 0 | 17 | 0
01.08. | 21 | 70.55 |  | 53.55 | 0 | 0 | 17 | 0
01.08. | 22 | 70.55 |  | 53.55 | 0 | 0 | 17 | 0
01.08. | 23 | 70.55 |  | 53.55 | 0 | 0 | 17 | 0
01.08. | 24 | 70.55 |  | 53.55 | 0 | 0 | 17 | 0
02.08. | 1 | 70.55 |  | 53.55 | 0 | 0 | 17 | 0
02.08. | 2 | 70.55 |  | 53.55 | 0 | 0 | 17 | 0
02.08. | 3 | 70.55 |  | 53.55 | 0 | 0 | 17 | 0
02.08. | 4 | 70.55 |  | 53.55 | 0 | 0 | 17 | 0
02.08. | 5 | 70.55 |  | 53.55 | 0 | 0 | 17 | 0
02.08. | 6 | 70.55 |  | 53.55 | 0 | 0 | 17 | 0
02.08. | 7 | 70.55 |  | 53.55 | 0 | 0 | 17 | 0
02.08. | 8 | 70.55 |  | 53.55 | 0 | 0 | 17 | 0
02.08. | 9 | 70.55 |  | 53.55 | 0 | 0 | 17 | 0
02.08. | 10 | 70.55 |  | 53.55 | 0 | 0 | 17 | 0
02.08. | 11 | 70.55 |  | 53.55 | 0 | 0 | 17 | 0
02.08. | 12 | 70.55 |  | 53.55 | 0 | 0 | 17 | 0
02.08. | 13 | 70.55 |  | 53.55 | 0 | 0 | 17 | 0
02.08. | 14 | 70.55 |  | 53.55 | 0 | 0 | 17 | 0
02.08. | 15 | 70.55 |  | 53.55 | 0 | 0 | 17 | 0
02.08. | 16 | 70.55 |  | 53.55 | 0 | 0 | 17 | 0
02.08. | 17 | 70.55 |  | 53.55 | 0 | 0 | 17 | 0
02.08. | 18 | 70.55 |  | 53.55 | 0 | 0 | 17 | 0
02.08. | 19 | 70.55 |  | 53.55 | 0 | 0 | 17 | 0
02.08. | 20 | 70.55 |  | 53.55 | 0 | 0 | 17 | 0
02.08. | 21 | 70.55 |  | 53.55 | 0 | 0 | 17 | 0
02.08. | 22 | 70.55 |  | 53.55 | 0 | 0 | 17 | 0
02.08. | 23 | 70.55 |  | 53.55 | 0 | 0 | 17 | 0
02.08. | 24 | 70.55 |  | 53.55 | 0 | 0 | 17 | 0
03.08. | 1 | 70.55 |  | 53.55 | 0 | 0 | 17 | 0
03.08. | 2 | 70.55 |  | 53.55 | 0 | 0 | 17 | 0
03.08. | 3 | 70.55 |  | 53.55 | 0 | 0 | 17 | 0
03.08. | 4 | 70.55 |  | 53.55 | 0 | 0 | 17 | 0
03.08. | 5 | 70.55 |  | 53.55 | 0 | 0 | 17 | 0
03.08. | 6 | 70.55 |  | 53.55 | 0 | 0 | 17 | 0
03.08. | 7 | 70.55 |  | 53.55 | 0 | 0 | 17 | 0
03.08. | 8 | 70.55 |  | 53.55 | 0 | 0 | 17 | 0
03.08. | 9 | 70.55 |  | 53.55 | 0 | 0 | 17 | 0
03.08. | 10 | 70.55 |  | 53.55 | 0 | 0 | 17 | 0
03.08. | 11 | 70.55 |  | 53.55 | 0 | 0 | 17 | 0
03.08. | 12 | 70.55 |  | 53.55 | 0 | 0 | 17 | 0
03.08. | 13 | 70.55 |  | 53.55 | 0 | 0 | 17 | 0
03.08. | 14 | 70.55 |  | 53.55 | 0 | 0 | 17 | 0
03.08. | 15 | 70.55 |  | 53.55 | 0 | 0 | 17 | 0
03.08. | 16 | 70.55 |  | 53.55 | 0 | 0 | 17 | 0
03.08. | 17 | 70.55 |  | 53.55 | 0 | 0 | 17 | 0
03.08. | 18 | 70.55 |  | 53.55 | 0 | 0 | 17 | 0
03.08. | 19 | 70.55 |  | 53.55 | 0 | 0 | 17 | 0
03.08. | 20 | 70.55 |  | 53.55 | 0 | 0 | 17 | 0
03.08. | 21 | 70.55 |  | 53.55 | 0 | 0 | 17 | 0
03.08. | 22 | 70.55 |  | 53.55 | 0 | 0 | 17 | 0
03.08. | 23 | 70.55 |  | 53.55 | 0 | 0 | 17 | 0
03.08. | 24 | 70.55 |  | 53.55 | 0 | 0 | 17 | 0
04.08. | 1 | 70.55 |  | 53.55 | 0 | 0 | 17 | 0
04.08. | 2 | 70.55 |  | 53.55 | 0 | 0 | 17 | 0
04.08. | 3 | 70.55 |  | 53.55 | 0 | 0 | 17 | 0
04.08. | 4 | 70.55 |  | 53.55 | 0 | 0 | 17 | 0
04.08. | 5 | 70.55 |  | 53.55 | 0 | 0 | 17 | 0
04.08. | 6 | 70.55 |  | 53.55 | 0 | 0 | 17 | 0
04.08. | 7 | 70.55 |  | 53.55 | 0 | 0 | 17 | 0
04.08. | 8 | 70.55 |  | 53.55 | 0 | 0 | 17 | 0
04.08. | 9 | 70.55 |  | 53.55 | 0 | 0 | 17 | 0
04.08. | 10 | 70.55 |  | 53.55 | 0 | 0 | 17 | 0
04.08. | 11 | 70.55 |  | 53.55 | 0 | 0 | 17 | 0
04.08. | 12 | 70.55 |  | 53.55 | 0 | 0 | 17 | 0
04.08. | 13 | 70.55 |  | 53.55 | 0 | 0 | 17 | 0
04.08. | 14 | 70.55 |  | 53.55 | 0 | 0 | 17 | 0
04.08. | 15 | 70.55 |  | 53.55 | 0 | 0 | 17 | 0
04.08. | 16 | 70.55 |  | 53.55 | 0 | 0 | 17 | 0
04.08. | 17 | 70.55 |  | 53.55 | 0 | 0 | 17 | 0
04.08. | 18 | 70.55 |  | 53.55 | 0 | 0 | 17 | 0
04.08. | 19 | 70.55 |  | 53.55 | 0 | 0 | 17 | 0
04.08. | 20 | 70.55 |  | 53.55 | 0 | 0 | 17 | 0
04.08. | 21 | 70.55 |  | 53.55 | 0 | 0 | 17 | 0
04.08. | 22 | 70.55 |  | 53.55 | 0 | 0 | 17 | 0
04.08. | 23 | 70.55 |  | 53.55 | 0 | 0 | 17 | 0
04.08. | 24 | 70.55 |  | 53.55 | 0 | 0 | 17 | 0
05.08. | 1 | 70.55 |  | 53.55 | 0 | 0 | 17 | 0
05.08. | 2 | 70.55 |  | 53.55 | 0 | 0 | 17 | 0
05.08. | 3 | 70.55 |  | 53.55 | 0 | 0 | 17 | 0
05.08. | 4 | 70.55 |  | 53.55 | 0 | 0 | 17 | 0
05.08. | 5 | 70.55 |  | 53.55 | 0 | 0 | 17 | 0
05.08. | 6 | 70.55 |  | 53.55 | 0 | 0 | 17 | 0
05.08. | 7 | 70.55 |  | 53.55 | 0 | 0 | 17 | 0
05.08. | 8 | 70.55 |  | 53.55 | 0 | 0 | 17 | 0
05.08. | 9 | 70.55 |  | 53.55 | 0 | 0 | 17 | 0
05.08. | 10 | 70.55 |  | 53.55 | 0 | 0 | 17 | 0
05.08. | 11 | 70.55 |  | 53.55 | 0 | 0 | 17 | 0
05.08. | 12 | 70.55 |  | 53.55 | 0 | 0 | 17 | 0
05.08. | 13 | 70.55 |  | 53.55 | 0 | 0 | 17 | 0
05.08. | 14 | 70.55 |  | 53.55 | 0 | 0 | 17 | 0
05.08. | 15 | 70.55 |  | 53.55 | 0 | 0 | 17 | 0
05.08. | 16 | 70.55 |  | 53.55 | 0 | 0 | 17 | 0
05.08. | 17 | 70.55 |  | 53.55 | 0 | 0 | 17 | 0
05.08. | 18 | 70.55 |  | 53.55 | 0 | 0 | 17 | 0
05.08. | 19 | 70.55 |  | 53.55 | 0 | 0 | 17 | 0
05.08. | 20 | 70.55 |  | 53.55 | 0 | 0 | 17 | 0
05.08. | 21 | 70.55 |  | 53.55 | 0 | 0 | 17 | 0
05.08. | 22 | 70.55 |  | 53.55 | 0 | 0 | 17 | 0
05.08. | 23 | 70.55 |  | 53.55 | 0 | 0 | 17 | 0
05.08. | 24 | 70.55 |  | 53.55 | 0 | 0 | 17 | 0
06.08. | 1 | 70.55 |  | 53.55 | 0 | 0 | 17 | 0
06.08. | 2 | 70.55 |  | 53.55 | 0 | 0 | 17 | 0
06.08. | 3 | 70.55 |  | 53.55 | 0 | 0 | 17 | 0
06.08. | 4 | 70.55 |  | 53.55 | 0 | 0 | 17 | 0
06.08. | 5 | 70.55 |  | 53.55 | 0 | 0 | 17 | 0
06.08. | 6 | 70.55 |  | 53.55 | 0 | 0 | 17 | 0
06.08. | 7 | 70.55 |  | 53.55 | 0 | 0 | 17 | 0
06.08. | 8 | 70.55 |  | 53.55 | 0 | 0 | 17 | 0
06.08. | 9 | 70.55 |  | 53.55 | 0 | 0 | 17 | 0
06.08. | 10 | 70.55 |  | 53.55 | 0 | 0 | 17 | 0
06.08. | 11 | 70.55 |  | 53.55 | 0 | 0 | 17 | 0
06.08. | 12 | 70.55 |  | 53.55 | 0 | 0 | 17 | 0
06.08. | 13 | 70.55 |  | 53.55 | 0 | 0 | 17 | 0
06.08. | 14 | 70.55 |  | 53.55 | 0 | 0 | 17 | 0
06.08. | 15 | 70.55 |  | 53.55 | 0 | 0 | 17 | 0
06.08. | 16 | 70.55 |  | 53.55 | 0 | 0 | 17 | 0
06.08. | 17 | 70.55 |  | 53.55 | 0 | 0 | 17 | 0
06.08. | 18 | 70.55 |  | 53.55 | 0 | 0 | 17 | 0
06.08. | 19 | 70.55 |  | 53.55 | 0 | 0 | 17 | 0
06.08. | 20 | 70.55 |  | 53.55 | 0 | 0 | 17 | 0
06.08. | 21 | 70.55 |  | 53.55 | 0 | 0 | 17 | 0
06.08. | 22 | 70.55 |  | 53.55 | 0 | 0 | 17 | 0
06.08. | 23 | 70.55 |  | 53.55 | 0 | 0 | 17 | 0
06.08. | 24 | 70.55 |  | 53.55 | 0 | 0 | 17 | 0
07.08. | 1 | 70.55 |  | 53.55 | 0 | 0 | 17 | 0
07.08. | 2 | 70.55 |  | 53.55 | 0 | 0 | 17 | 0
07.08. | 3 | 70.55 |  | 53.55 | 0 | 0 | 17 | 0
07.08. | 4 | 70.55 |  | 53.55 | 0 | 0 | 17 | 0
07.08. | 5 | 70.55 |  | 53.55 | 0 | 0 | 17 | 0
07.08. | 6 | 70.55 |  | 53.55 | 0 | 0 | 17 | 0
07.08. | 7 | 70.55 |  | 53.55 | 0 | 0 | 17 | 0
07.08. | 8 | 70.55 |  | 53.55 | 0 | 0 | 17 | 0
07.08. | 9 | 70.55 |  | 53.55 | 0 | 0 | 17 | 0
07.08. | 10 | 70.55 |  | 53.55 | 0 | 0 | 17 | 0
07.08. | 11 | 70.55 |  | 53.55 | 0 | 0 | 17 | 0
07.08. | 12 | 70.55 |  | 53.55 | 0 | 0 | 17 | 0
07.08. | 13 | 70.55 |  | 53.55 | 0 | 0 | 17 | 0
07.08. | 14 | 70.55 |  | 53.55 | 0 | 0 | 17 | 0
07.08. | 15 | 70.55 |  | 53.55 | 0 | 0 | 17 | 0
07.08. | 16 | 70.55 |  | 53.55 | 0 | 0 | 17 | 0
07.08. | 17 | 70.55 |  | 53.55 | 0 | 0 | 17 | 0
07.08. | 18 | 70.55 |  | 53.55 | 0 | 0 | 17 | 0
07.08. | 19 | 70.55 |  | 53.55 | 0 | 0 | 17 | 0
07.08. | 20 | 70.55 |  | 53.55 | 0 | 0 | 17 | 0
07.08. | 21 | 70.55 |  | 53.55 | 0 | 0 | 17 | 0
07.08. | 22 | 70.55 |  | 53.55 | 0 | 0 | 17 | 0
07.08. | 23 | 70.55 |  | 53.55 | 0 | 0 | 17 | 0
07.08. | 24 | 70.55 |  | 53.55 | 0 | 0 | 17 | 0
08.08. | 1 | 70.55 |  | 53.55 | 0 | 0 | 17 | 0
08.08. | 2 | 70.55 |  | 53.55 | 0 | 0 | 17 | 0
08.08. | 3 | 70.55 |  | 53.55 | 0 | 0 | 17 | 0
08.08. | 4 | 70.55 |  | 53.55 | 0 | 0 | 17 | 0
08.08. | 5 | 70.55 |  | 53.55 | 0 | 0 | 17 | 0
08.08. | 6 | 70.55 |  | 53.55 | 0 | 0 | 17 | 0
08.08. | 7 | 70.55 |  | 53.55 | 0 | 0 | 17 | 0
08.08. | 8 | 70.55 |  | 53.55 | 0 | 0 | 17 | 0
08.08. | 9 | 70.55 |  | 53.55 | 0 | 0 | 17 | 0
08.08. | 10 | 70.55 |  | 53.55 | 0 | 0 | 17 | 0
08.08. | 11 | 70.55 |  | 53.55 | 0 | 0 | 17 | 0
08.08. | 12 | 70.55 |  | 53.55 | 0 | 0 | 17 | 0
08.08. | 13 | 70.55 |  | 53.55 | 0 | 0 | 17 | 0
08.08. | 14 | 70.55 |  | 53.55 | 0 | 0 | 17 | 0
08.08. | 15 | 70.55 |  | 53.55 | 0 | 0 | 17 | 0
08.08. | 16 | 70.55 |  | 53.55 | 0 | 0 | 17 | 0
08.08. | 17 | 70.55 |  | 53.55 | 0 | 0 | 17 | 0
08.08. | 18 | 70.55 |  | 53.55 | 0 | 0 | 17 | 0
08.08. | 19 | 70.55 |  | 53.55 | 0 | 0 | 17 | 0
08.08. | 20 | 70.55 |  | 53.55 | 0 | 0 | 17 | 0
08.08. | 21 | 70.55 |  | 53.55 | 0 | 0 | 17 | 0
08.08. | 22 | 70.55 |  | 53.55 | 0 | 0 | 17 | 0
08.08. | 23 | 70.55 |  | 53.55 | 0 | 0 | 17 | 0
08.08. | 24 | 70.55 |  | 53.55 | 0 | 0 | 17 | 0
09.08. | 1 | 70.55 |  | 53.55 | 0 | 0 | 17 | 0
09.08. | 2 | 70.55 |  | 53.55 | 0 | 0 | 17 | 0
09.08. | 3 | 70.55 |  | 53.55 | 0 | 0 | 17 | 0
09.08. | 4 | 70.55 |  | 53.55 | 0 | 0 | 17 | 0
09.08. | 5 | 70.55 |  | 53.55 | 0 | 0 | 17 | 0
09.08. | 6 | 70.55 |  | 53.55 | 0 | 0 | 17 | 0
09.08. | 7 | 70.55 |  | 53.55 | 0 | 0 | 17 | 0
09.08. | 8 | 70.55 |  | 53.55 | 0 | 0 | 17 | 0
09.08. | 9 | 70.55 |  | 53.55 | 0 | 0 | 17 | 0
09.08. | 10 | 70.55 |  | 53.55 | 0 | 0 | 17 | 0
09.08. | 11 | 70.55 |  | 53.55 | 0 | 0 | 17 | 0
09.08. | 12 | 70.55 |  | 53.55 | 0 | 0 | 17 | 0
09.08. | 13 | 70.55 |  | 53.55 | 0 | 0 | 17 | 0
09.08. | 14 | 70.55 |  | 53.55 | 0 | 0 | 17 | 0
09.08. | 15 | 70.55 |  | 53.55 | 0 | 0 | 17 | 0
09.08. | 16 | 70.55 |  | 53.55 | 0 | 0 | 17 | 0
09.08. | 17 | 70.55 |  | 53.55 | 0 | 0 | 17 | 0
09.08. | 18 | 70.55 |  | 53.55 | 0 | 0 | 17 | 0
09.08. | 19 | 70.55 |  | 53.55 | 0 | 0 | 17 | 0
09.08. | 20 | 70.55 |  | 53.55 | 0 | 0 | 17 | 0
09.08. | 21 | 70.55 |  | 53.55 | 0 | 0 | 17 | 0
09.08. | 22 | 70.55 |  | 53.55 | 0 | 0 | 17 | 0
09.08. | 23 | 70.55 |  | 53.55 | 0 | 0 | 17 | 0
09.08. | 24 | 70.55 |  | 53.55 | 0 | 0 | 17 | 0
10.08. | 1 | 70.55 |  | 53.55 | 0 | 0 | 17 | 0
10.08. | 2 | 70.55 |  | 53.55 | 0 | 0 | 17 | 0
10.08. | 3 | 70.55 |  | 53.55 | 0 | 0 | 17 | 0
10.08. | 4 | 70.55 |  | 53.55 | 0 | 0 | 17 | 0
10.08. | 5 | 70.55 |  | 53.55 | 0 | 0 | 17 | 0
10.08. | 6 | 70.55 |  | 53.55 | 0 | 0 | 17 | 0
10.08. | 7 | 70.55 |  | 53.55 | 0 | 0 | 17 | 0
10.08. | 8 | 70.55 |  | 53.55 | 0 | 0 | 17 | 0
10.08. | 9 | 70.55 |  | 53.55 | 0 | 0 | 17 | 0
10.08. | 10 | 70.55 |  | 53.55 | 0 | 0 | 17 | 0
10.08. | 11 | 70.55 |  | 53.55 | 0 | 0 | 17 | 0
10.08. | 12 | 70.55 |  | 53.55 | 0 | 0 | 17 | 0
10.08. | 13 | 70.55 |  | 53.55 | 0 | 0 | 17 | 0
10.08. | 14 | 70.55 |  | 53.55 | 0 | 0 | 17 | 0
10.08. | 15 | 70.55 |  | 53.55 | 0 | 0 | 17 | 0
10.08. | 16 | 70.55 |  | 53.55 | 0 | 0 | 17 | 0
10.08. | 17 | 70.55 |  | 53.55 | 0 | 0 | 17 | 0
10.08. | 18 | 70.55 |  | 53.55 | 0 | 0 | 17 | 0
10.08. | 19 | 70.55 |  | 53.55 | 0 | 0 | 17 | 0
10.08. | 20 | 70.55 |  | 53.55 | 0 | 0 | 17 | 0
10.08. | 21 | 70.55 |  | 53.55 | 0 | 0 | 17 | 0
10.08. | 22 | 70.55 |  | 53.55 | 0 | 0 | 17 | 0
10.08. | 23 | 70.55 |  | 53.55 | 0 | 0 | 17 | 0
10.08. | 24 | 70.55 |  | 53.55 | 0 | 0 | 17 | 0
11.08. | 1 | 70.55 |  | 53.55 | 0 | 0 | 17 | 0
11.08. | 2 | 70.55 |  | 53.55 | 0 | 0 | 17 | 0
11.08. | 3 | 70.55 |  | 53.55 | 0 | 0 | 17 | 0
11.08. | 4 | 70.55 |  | 53.55 | 0 | 0 | 17 | 0
11.08. | 5 | 70.55 |  | 53.55 | 0 | 0 | 17 | 0
11.08. | 6 | 70.55 |  | 53.55 | 0 | 0 | 17 | 0
11.08. | 7 | 70.55 |  | 53.55 | 0 | 0 | 17 | 0
11.08. | 8 | 70.55 |  | 53.55 | 0 | 0 | 17 | 0
11.08. | 9 | 70.55 |  | 53.55 | 0 | 0 | 17 | 0
11.08. | 10 | 70.55 |  | 53.55 | 0 | 0 | 17 | 0
11.08. | 11 | 70.55 |  | 53.55 | 0 | 0 | 17 | 0
11.08. | 12 | 70.55 |  | 53.55 | 0 | 0 | 17 | 0
11.08. | 13 | 70.55 |  | 53.55 | 0 | 0 | 17 | 0
11.08. | 14 | 70.55 |  | 53.55 | 0 | 0 | 17 | 0
11.08. | 15 | 70.55 |  | 53.55 | 0 | 0 | 17 | 0
11.08. | 16 | 70.55 |  | 53.55 | 0 | 0 | 17 | 0
11.08. | 17 | 70.55 |  | 53.55 | 0 | 0 | 17 | 0
11.08. | 18 | 70.55 |  | 53.55 | 0 | 0 | 17 | 0
11.08. | 19 | 70.55 |  | 53.55 | 0 | 0 | 17 | 0
11.08. | 20 | 70.55 |  | 53.55 | 0 | 0 | 17 | 0
11.08. | 21 | 70.55 |  | 53.55 | 0 | 0 | 17 | 0
11.08. | 22 | 70.55 |  | 53.55 | 0 | 0 | 17 | 0
11.08. | 23 | 70.55 |  | 53.55 | 0 | 0 | 17 | 0
11.08. | 24 | 70.55 |  | 53.55 | 0 | 0 | 17 | 0
12.08. | 1 | 70.55 |  | 53.55 | 0 | 0 | 17 | 0
12.08. | 2 | 70.55 |  | 53.55 | 0 | 0 | 17 | 0
12.08. | 3 | 70.55 |  | 53.55 | 0 | 0 | 17 | 0
12.08. | 4 | 70.55 |  | 53.55 | 0 | 0 | 17 | 0
12.08. | 5 | 70.55 |  | 53.55 | 0 | 0 | 17 | 0
12.08. | 6 | 70.55 |  | 53.55 | 0 | 0 | 17 | 0
12.08. | 7 | 70.55 |  | 53.55 | 0 | 0 | 17 | 0
12.08. | 8 | 70.55 |  | 53.55 | 0 | 0 | 17 | 0
12.08. | 9 | 70.55 |  | 53.55 | 0 | 0 | 17 | 0
12.08. | 10 | 70.55 |  | 53.55 | 0 | 0 | 17 | 0
12.08. | 11 | 70.55 |  | 53.55 | 0 | 0 | 17 | 0
12.08. | 12 | 70.55 |  | 53.55 | 0 | 0 | 17 | 0
12.08. | 13 | 70.55 |  | 53.55 | 0 | 0 | 17 | 0
12.08. | 14 | 70.55 |  | 53.55 | 0 | 0 | 17 | 0
12.08. | 15 | 70.55 |  | 53.55 | 0 | 0 | 17 | 0
12.08. | 16 | 70.55 |  | 53.55 | 0 | 0 | 17 | 0
12.08. | 17 | 70.55 |  | 53.55 | 0 | 0 | 17 | 0
12.08. | 18 | 70.55 |  | 53.55 | 0 | 0 | 17 | 0
12.08. | 19 | 70.55 |  | 53.55 | 0 | 0 | 17 | 0
12.08. | 20 | 70.55 |  | 53.55 | 0 | 0 | 17 | 0
12.08. | 21 | 70.55 |  | 53.55 | 0 | 0 | 17 | 0
12.08. | 22 | 70.55 |  | 53.55 | 0 | 0 | 17 | 0
12.08. | 23 | 70.55 |  | 53.55 | 0 | 0 | 17 | 0
12.08. | 24 | 70.55 |  | 53.55 | 0 | 0 | 17 | 0
13.08. | 1 | 70.55 |  | 53.55 | 0 | 0 | 17 | 0
13.08. | 2 | 70.55 |  | 53.55 | 0 | 0 | 17 | 0
13.08. | 3 | 70.55 |  | 53.55 | 0 | 0 | 17 | 0
13.08. | 4 | 70.55 |  | 53.55 | 0 | 0 | 17 | 0
13.08. | 5 | 70.55 |  | 53.55 | 0 | 0 | 17 | 0
13.08. | 6 | 70.55 |  | 53.55 | 0 | 0 | 17 | 0
13.08. | 7 | 70.55 |  | 53.55 | 0 | 0 | 17 | 0
13.08. | 8 | 70.55 |  | 53.55 | 0 | 0 | 17 | 0
13.08. | 9 | 70.55 |  | 53.55 | 0 | 0 | 17 | 0
13.08. | 10 | 70.55 |  | 53.55 | 0 | 0 | 17 | 0
13.08. | 11 | 70.55 |  | 53.55 | 0 | 0 | 17 | 0
13.08. | 12 | 70.55 |  | 53.55 | 0 | 0 | 17 | 0
13.08. | 13 | 70.55 |  | 53.55 | 0 | 0 | 17 | 0
13.08. | 14 | 70.55 |  | 53.55 | 0 | 0 | 17 | 0
13.08. | 15 | 70.55 |  | 53.55 | 0 | 0 | 17 | 0
13.08. | 16 | 70.55 |  | 53.55 | 0 | 0 | 17 | 0
13.08. | 17 | 70.55 |  | 53.55 | 0 | 0 | 17 | 0
13.08. | 18 | 70.55 |  | 53.55 | 0 | 0 | 17 | 0
13.08. | 19 | 70.55 |  | 53.55 | 0 | 0 | 17 | 0
13.08. | 20 | 70.55 |  | 53.55 | 0 | 0 | 17 | 0
13.08. | 21 | 70.55 |  | 53.55 | 0 | 0 | 17 | 0
13.08. | 22 | 70.55 |  | 53.55 | 0 | 0 | 17 | 0
13.08. | 23 | 70.55 |  | 53.55 | 0 | 0 | 17 | 0
13.08. | 24 | 70.55 |  | 53.55 | 0 | 0 | 17 | 0
14.08. | 1 | 70.55 |  | 53.55 | 0 | 0 | 17 | 0
14.08. | 2 | 70.55 |  | 53.55 | 0 | 0 | 17 | 0
14.08. | 3 | 70.55 |  | 53.55 | 0 | 0 | 17 | 0
14.08. | 4 | 70.55 |  | 53.55 | 0 | 0 | 17 | 0
14.08. | 5 | 70.55 |  | 53.55 | 0 | 0 | 17 | 0
14.08. | 6 | 70.55 |  | 53.55 | 0 | 0 | 17 | 0
14.08. | 7 | 70.55 |  | 53.55 | 0 | 0 | 17 | 0
14.08. | 8 | 70.55 |  | 53.55 | 0 | 0 | 17 | 0
14.08. | 9 | 70.55 |  | 53.55 | 0 | 0 | 17 | 0
14.08. | 10 | 70.55 |  | 53.55 | 0 | 0 | 17 | 0
14.08. | 11 | 70.55 |  | 53.55 | 0 | 0 | 17 | 0
14.08. | 12 | 70.55 |  | 53.55 | 0 | 0 | 17 | 0
14.08. | 13 | 70.55 |  | 53.55 | 0 | 0 | 17 | 0
14.08. | 14 | 70.55 |  | 53.55 | 0 | 0 | 17 | 0
14.08. | 15 | 70.55 |  | 53.55 | 0 | 0 | 17 | 0
14.08. | 16 | 70.55 |  | 53.55 | 0 | 0 | 17 | 0
14.08. | 17 | 70.55 |  | 53.55 | 0 | 0 | 17 | 0
14.08. | 18 | 70.55 |  | 53.55 | 0 | 0 | 17 | 0
14.08. | 19 | 70.55 |  | 53.55 | 0 | 0 | 17 | 0
14.08. | 20 | 70.55 |  | 53.55 | 0 | 0 | 17 | 0
14.08. | 21 | 70.55 |  | 53.55 | 0 | 0 | 17 | 0
14.08. | 22 | 70.55 |  | 53.55 | 0 | 0 | 17 | 0
14.08. | 23 | 70.55 |  | 53.55 | 0 | 0 | 17 | 0
14.08. | 24 | 70.55 |  | 53.55 | 0 | 0 | 17 | 0
15.08. | 1 | 70.55 |  | 53.55 | 0 | 0 | 17 | 0
15.08. | 2 | 70.55 |  | 53.55 | 0 | 0 | 17 | 0
15.08. | 3 | 70.55 |  | 53.55 | 0 | 0 | 17 | 0
15.08. | 4 | 70.55 |  | 53.55 | 0 | 0 | 17 | 0
15.08. | 5 | 70.55 |  | 53.55 | 0 | 0 | 17 | 0
15.08. | 6 | 70.55 |  | 53.55 | 0 | 0 | 17 | 0
15.08. | 7 | 70.55 |  | 53.55 | 0 | 0 | 17 | 0
15.08. | 8 | 70.55 |  | 53.55 | 0 | 0 | 17 | 0
15.08. | 9 | 70.55 |  | 53.55 | 0 | 0 | 17 | 0
15.08. | 10 | 70.55 |  | 53.55 | 0 | 0 | 17 | 0
15.08. | 11 | 70.55 |  | 53.55 | 0 | 0 | 17 | 0
15.08. | 12 | 70.55 |  | 53.55 | 0 | 0 | 17 | 0
15.08. | 13 | 70.55 |  | 53.55 | 0 | 0 | 17 | 0
15.08. | 14 | 70.55 |  | 53.55 | 0 | 0 | 17 | 0
15.08. | 15 | 70.55 |  | 53.55 | 0 | 0 | 17 | 0
15.08. | 16 | 70.55 |  | 53.55 | 0 | 0 | 17 | 0
15.08. | 17 | 70.55 |  | 53.55 | 0 | 0 | 17 | 0
15.08. | 18 | 70.55 |  | 53.55 | 0 | 0 | 17 | 0
15.08. | 19 | 70.55 |  | 53.55 | 0 | 0 | 17 | 0
15.08. | 20 | 70.55 |  | 53.55 | 0 | 0 | 17 | 0
15.08. | 21 | 70.55 |  | 53.55 | 0 | 0 | 17 | 0
15.08. | 22 | 70.55 |  | 53.55 | 0 | 0 | 17 | 0
15.08. | 23 | 70.55 |  | 53.55 | 0 | 0 | 17 | 0
15.08. | 24 | 70.55 |  | 53.55 | 0 | 0 | 17 | 0
16.08. | 1 | 70.55 |  | 53.55 | 0 | 0 | 17 | 0
16.08. | 2 | 70.55 |  | 53.55 | 0 | 0 | 17 | 0
16.08. | 3 | 70.55 |  | 53.55 | 0 | 0 | 17 | 0
16.08. | 4 | 70.55 |  | 53.55 | 0 | 0 | 17 | 0
16.08. | 5 | 70.55 |  | 53.55 | 0 | 0 | 17 | 0
16.08. | 6 | 70.55 |  | 53.55 | 0 | 0 | 17 | 0
16.08. | 7 | 70.55 |  | 53.55 | 0 | 0 | 17 | 0
16.08. | 8 | 70.55 |  | 53.55 | 0 | 0 | 17 | 0
16.08. | 9 | 70.55 |  | 53.55 | 0 | 0 | 17 | 0
16.08. | 10 | 70.55 |  | 53.55 | 0 | 0 | 17 | 0
16.08. | 11 | 70.55 |  | 53.55 | 0 | 0 | 17 | 0
16.08. | 12 | 70.55 |  | 53.55 | 0 | 0 | 17 | 0
16.08. | 13 | 70.55 |  | 53.55 | 0 | 0 | 17 | 0
16.08. | 14 | 70.55 |  | 53.55 | 0 | 0 | 17 | 0
16.08. | 15 | 70.55 |  | 53.55 | 0 | 0 | 17 | 0
16.08. | 16 | 70.55 |  | 53.55 | 0 | 0 | 17 | 0
16.08. | 17 | 70.55 |  | 53.55 | 0 | 0 | 17 | 0
16.08. | 18 | 70.55 |  | 53.55 | 0 | 0 | 17 | 0
16.08. | 19 | 70.55 |  | 53.55 | 0 | 0 | 17 | 0
16.08. | 20 | 70.55 |  | 53.55 | 0 | 0 | 17 | 0
16.08. | 21 | 70.55 |  | 53.55 | 0 | 0 | 17 | 0
16.08. | 22 | 70.55 |  | 53.55 | 0 | 0 | 17 | 0
16.08. | 23 | 70.55 |  | 53.55 | 0 | 0 | 17 | 0
16.08. | 24 | 70.55 |  | 53.55 | 0 | 0 | 17 | 0
17.08. | 1 | 70.55 |  | 53.55 | 0 | 0 | 17 | 0
17.08. | 2 | 70.55 |  | 53.55 | 0 | 0 | 17 | 0
17.08. | 3 | 70.55 |  | 53.55 | 0 | 0 | 17 | 0
17.08. | 4 | 70.55 |  | 53.55 | 0 | 0 | 17 | 0
17.08. | 5 | 70.55 |  | 53.55 | 0 | 0 | 17 | 0
17.08. | 6 | 70.55 |  | 53.55 | 0 | 0 | 17 | 0
17.08. | 7 | 70.55 |  | 53.55 | 0 | 0 | 17 | 0
17.08. | 8 | 70.55 |  | 53.55 | 0 | 0 | 17 | 0
17.08. | 9 | 70.55 |  | 53.55 | 0 | 0 | 17 | 0
17.08. | 10 | 70.55 |  | 53.55 | 0 | 0 | 17 | 0
17.08. | 11 | 70.55 |  | 53.55 | 0 | 0 | 17 | 0
17.08. | 12 | 70.55 |  | 53.55 | 0 | 0 | 17 | 0
17.08. | 13 | 70.55 |  | 53.55 | 0 | 0 | 17 | 0
17.08. | 14 | 70.55 |  | 53.55 | 0 | 0 | 17 | 0
17.08. | 15 | 70.55 |  | 53.55 | 0 | 0 | 17 | 0
17.08. | 16 | 70.55 |  | 53.55 | 0 | 0 | 17 | 0
17.08. | 17 | 70.55 |  | 53.55 | 0 | 0 | 17 | 0
17.08. | 18 | 70.55 |  | 53.55 | 0 | 0 | 17 | 0
17.08. | 19 | 70.55 |  | 53.55 | 0 | 0 | 17 | 0
17.08. | 20 | 70.55 |  | 53.55 | 0 | 0 | 17 | 0
17.08. | 21 | 70.55 |  | 53.55 | 0 | 0 | 17 | 0
17.08. | 22 | 70.55 |  | 53.55 | 0 | 0 | 17 | 0
17.08. | 23 | 70.55 |  | 53.55 | 0 | 0 | 17 | 0
17.08. | 24 | 70.55 |  | 53.55 | 0 | 0 | 17 | 0
18.08. | 1 | 70.55 |  | 53.55 | 0 | 0 | 17 | 0
18.08. | 2 | 70.55 |  | 53.55 | 0 | 0 | 17 | 0
18.08. | 3 | 70.55 |  | 53.55 | 0 | 0 | 17 | 0
18.08. | 4 | 70.55 |  | 53.55 | 0 | 0 | 17 | 0
18.08. | 5 | 70.55 |  | 53.55 | 0 | 0 | 17 | 0
18.08. | 6 | 70.55 |  | 53.55 | 0 | 0 | 17 | 0
18.08. | 7 | 70.55 |  | 53.55 | 0 | 0 | 17 | 0
18.08. | 8 | 70.55 |  | 53.55 | 0 | 0 | 17 | 0
18.08. | 9 | 70.55 |  | 53.55 | 0 | 0 | 17 | 0
18.08. | 10 | 70.55 |  | 53.55 | 0 | 0 | 17 | 0
18.08. | 11 | 70.55 |  | 53.55 | 0 | 0 | 17 | 0
18.08. | 12 | 70.55 |  | 53.55 | 0 | 0 | 17 | 0
18.08. | 13 | 70.55 |  | 53.55 | 0 | 0 | 17 | 0
18.08. | 14 | 70.55 |  | 53.55 | 0 | 0 | 17 | 0
18.08. | 15 | 70.55 |  | 53.55 | 0 | 0 | 17 | 0
18.08. | 16 | 70.55 |  | 53.55 | 0 | 0 | 17 | 0
18.08. | 17 | 70.55 |  | 53.55 | 0 | 0 | 17 | 0
18.08. | 18 | 70.55 |  | 53.55 | 0 | 0 | 17 | 0
18.08. | 19 | 70.55 |  | 53.55 | 0 | 0 | 17 | 0
18.08. | 20 | 70.55 |  | 53.55 | 0 | 0 | 17 | 0
18.08. | 21 | 70.55 |  | 53.55 | 0 | 0 | 17 | 0
18.08. | 22 | 70.55 |  | 53.55 | 0 | 0 | 17 | 0
18.08. | 23 | 70.55 |  | 53.55 | 0 | 0 | 17 | 0
18.08. | 24 | 70.55 |  | 53.55 | 0 | 0 | 17 | 0
19.08. | 1 | 70.55 |  | 53.55 | 0 | 0 | 17 | 0
19.08. | 2 | 70.55 |  | 53.55 | 0 | 0 | 17 | 0
19.08. | 3 | 70.55 |  | 53.55 | 0 | 0 | 17 | 0
19.08. | 4 | 70.55 |  | 53.55 | 0 | 0 | 17 | 0
19.08. | 5 | 70.55 |  | 53.55 | 0 | 0 | 17 | 0
19.08. | 6 | 70.55 |  | 53.55 | 0 | 0 | 17 | 0
19.08. | 7 | 70.55 |  | 53.55 | 0 | 0 | 17 | 0
19.08. | 8 | 70.55 |  | 53.55 | 0 | 0 | 17 | 0
19.08. | 9 | 70.55 |  | 53.55 | 0 | 0 | 17 | 0
19.08. | 10 | 70.55 |  | 53.55 | 0 | 0 | 17 | 0
19.08. | 11 | 70.55 |  | 53.55 | 0 | 0 | 17 | 0
19.08. | 12 | 70.55 |  | 53.55 | 0 | 0 | 17 | 0
19.08. | 13 | 70.55 |  | 53.55 | 0 | 0 | 17 | 0
19.08. | 14 | 70.55 |  | 53.55 | 0 | 0 | 17 | 0
19.08. | 15 | 70.55 |  | 53.55 | 0 | 0 | 17 | 0
19.08. | 16 | 70.55 |  | 53.55 | 0 | 0 | 17 | 0
19.08. | 17 | 70.55 |  | 53.55 | 0 | 0 | 17 | 0
19.08. | 18 | 70.55 |  | 53.55 | 0 | 0 | 17 | 0
19.08. | 19 | 70.55 |  | 53.55 | 0 | 0 | 17 | 0
19.08. | 20 | 70.55 |  | 53.55 | 0 | 0 | 17 | 0
19.08. | 21 | 70.55 |  | 53.55 | 0 | 0 | 17 | 0
19.08. | 22 | 70.55 |  | 53.55 | 0 | 0 | 17 | 0
19.08. | 23 | 70.55 |  | 53.55 | 0 | 0 | 17 | 0
19.08. | 24 | 70.55 |  | 53.55 | 0 | 0 | 17 | 0
20.08. | 1 | 70.55 |  | 53.55 | 0 | 0 | 17 | 0
20.08. | 2 | 70.55 |  | 53.55 | 0 | 0 | 17 | 0
20.08. | 3 | 70.55 |  | 53.55 | 0 | 0 | 17 | 0
20.08. | 4 | 70.55 |  | 53.55 | 0 | 0 | 17 | 0
20.08. | 5 | 70.55 |  | 53.55 | 0 | 0 | 17 | 0
20.08. | 6 | 70.55 |  | 53.55 | 0 | 0 | 17 | 0
20.08. | 7 | 70.55 |  | 53.55 | 0 | 0 | 17 | 0
20.08. | 8 | 70.55 |  | 53.55 | 0 | 0 | 17 | 0
20.08. | 9 | 70.55 |  | 53.55 | 0 | 0 | 17 | 0
20.08. | 10 | 70.55 |  | 53.55 | 0 | 0 | 17 | 0
20.08. | 11 | 70.55 |  | 53.55 | 0 | 0 | 17 | 0
20.08. | 12 | 70.55 |  | 53.55 | 0 | 0 | 17 | 0
20.08. | 13 | 70.55 |  | 53.55 | 0 | 0 | 17 | 0
20.08. | 14 | 70.55 |  | 53.55 | 0 | 0 | 17 | 0
20.08. | 15 | 70.55 |  | 53.55 | 0 | 0 | 17 | 0
20.08. | 16 | 70.55 |  | 53.55 | 0 | 0 | 17 | 0
20.08. | 17 | 70.55 |  | 53.55 | 0 | 0 | 17 | 0
20.08. | 18 | 70.55 |  | 53.55 | 0 | 0 | 17 | 0
20.08. | 19 | 70.55 |  | 53.55 | 0 | 0 | 17 | 0
20.08. | 20 | 70.55 |  | 53.55 | 0 | 0 | 17 | 0
20.08. | 21 | 70.55 |  | 53.55 | 0 | 0 | 17 | 0
20.08. | 22 | 70.55 |  | 53.55 | 0 | 0 | 17 | 0
20.08. | 23 | 70.55 |  | 53.55 | 0 | 0 | 17 | 0
20.08. | 24 | 70.55 |  | 53.55 | 0 | 0 | 17 | 0
21.08. | 1 | 70.55 |  | 53.55 | 0 | 0 | 17 | 0
21.08. | 2 | 70.55 |  | 53.55 | 0 | 0 | 17 | 0
21.08. | 3 | 70.55 |  | 53.55 | 0 | 0 | 17 | 0
21.08. | 4 | 70.55 |  | 53.55 | 0 | 0 | 17 | 0
21.08. | 5 | 70.55 |  | 53.55 | 0 | 0 | 17 | 0
21.08. | 6 | 70.55 |  | 53.55 | 0 | 0 | 17 | 0
21.08. | 7 | 70.55 |  | 53.55 | 0 | 0 | 17 | 0
21.08. | 8 | 70.55 |  | 53.55 | 0 | 0 | 17 | 0
21.08. | 9 | 70.55 |  | 53.55 | 0 | 0 | 17 | 0
21.08. | 10 | 70.55 |  | 53.55 | 0 | 0 | 17 | 0
21.08. | 11 | 70.55 |  | 53.55 | 0 | 0 | 17 | 0
21.08. | 12 | 70.55 |  | 53.55 | 0 | 0 | 17 | 0
21.08. | 13 | 70.55 |  | 53.55 | 0 | 0 | 17 | 0
21.08. | 14 | 70.55 |  | 53.55 | 0 | 0 | 17 | 0
21.08. | 15 | 70.55 |  | 53.55 | 0 | 0 | 17 | 0
21.08. | 16 | 70.55 |  | 53.55 | 0 | 0 | 17 | 0
21.08. | 17 | 70.55 |  | 53.55 | 0 | 0 | 17 | 0
21.08. | 18 | 70.55 |  | 53.55 | 0 | 0 | 17 | 0
21.08. | 19 | 70.55 |  | 53.55 | 0 | 0 | 17 | 0
21.08. | 20 | 70.55 |  | 53.55 | 0 | 0 | 17 | 0
21.08. | 21 | 70.55 |  | 53.55 | 0 | 0 | 17 | 0
21.08. | 22 | 70.55 |  | 53.55 | 0 | 0 | 17 | 0
21.08. | 23 | 70.55 |  | 53.55 | 0 | 0 | 17 | 0
21.08. | 24 | 70.55 |  | 53.55 | 0 | 0 | 17 | 0
22.08. | 1 | 70.55 |  | 53.55 | 0 | 0 | 17 | 0
22.08. | 2 | 70.55 |  | 53.55 | 0 | 0 | 17 | 0
22.08. | 3 | 70.55 |  | 53.55 | 0 | 0 | 17 | 0
22.08. | 4 | 70.55 |  | 53.55 | 0 | 0 | 17 | 0
22.08. | 5 | 70.55 |  | 53.55 | 0 | 0 | 17 | 0
22.08. | 6 | 70.55 |  | 53.55 | 0 | 0 | 17 | 0
22.08. | 7 | 70.55 |  | 53.55 | 0 | 0 | 17 | 0
22.08. | 8 | 70.55 |  | 53.55 | 0 | 0 | 17 | 0
22.08. | 9 | 70.55 |  | 53.55 | 0 | 0 | 17 | 0
22.08. | 10 | 70.55 |  | 53.55 | 0 | 0 | 17 | 0
22.08. | 11 | 70.55 |  | 53.55 | 0 | 0 | 17 | 0
22.08. | 12 | 70.55 |  | 53.55 | 0 | 0 | 17 | 0
22.08. | 13 | 70.55 |  | 53.55 | 0 | 0 | 17 | 0
22.08. | 14 | 70.55 |  | 53.55 | 0 | 0 | 17 | 0
22.08. | 15 | 70.55 |  | 53.55 | 0 | 0 | 17 | 0
22.08. | 16 | 70.55 |  | 53.55 | 0 | 0 | 17 | 0
22.08. | 17 | 70.55 |  | 53.55 | 0 | 0 | 17 | 0
22.08. | 18 | 70.55 |  | 53.55 | 0 | 0 | 17 | 0
22.08. | 19 | 70.55 |  | 53.55 | 0 | 0 | 17 | 0
22.08. | 20 | 70.55 |  | 53.55 | 0 | 0 | 17 | 0
22.08. | 21 | 70.55 |  | 53.55 | 0 | 0 | 17 | 0
22.08. | 22 | 70.55 |  | 53.55 | 0 | 0 | 17 | 0
22.08. | 23 | 70.55 |  | 53.55 | 0 | 0 | 17 | 0
22.08. | 24 | 70.55 |  | 53.55 | 0 | 0 | 17 | 0
23.08. | 1 | 70.55 |  | 53.55 | 0 | 0 | 17 | 0
23.08. | 2 | 70.55 |  | 53.55 | 0 | 0 | 17 | 0
23.08. | 3 | 70.55 |  | 53.55 | 0 | 0 | 17 | 0
23.08. | 4 | 70.55 |  | 53.55 | 0 | 0 | 17 | 0
23.08. | 5 | 70.55 |  | 53.55 | 0 | 0 | 17 | 0
23.08. | 6 | 70.55 |  | 53.55 | 0 | 0 | 17 | 0
23.08. | 7 | 70.55 |  | 53.55 | 0 | 0 | 17 | 0
23.08. | 8 | 70.55 |  | 53.55 | 0 | 0 | 17 | 0
23.08. | 9 | 70.55 |  | 53.55 | 0 | 0 | 17 | 0
23.08. | 10 | 70.55 |  | 53.55 | 0 | 0 | 17 | 0
23.08. | 11 | 70.55 |  | 53.55 | 0 | 0 | 17 | 0
23.08. | 12 | 70.55 |  | 53.55 | 0 | 0 | 17 | 0
23.08. | 13 | 70.55 |  | 53.55 | 0 | 0 | 17 | 0
23.08. | 14 | 70.55 |  | 53.55 | 0 | 0 | 17 | 0
23.08. | 15 | 70.55 |  | 53.55 | 0 | 0 | 17 | 0
23.08. | 16 | 70.55 |  | 53.55 | 0 | 0 | 17 | 0
23.08. | 17 | 70.55 |  | 53.55 | 0 | 0 | 17 | 0
23.08. | 18 | 70.55 |  | 53.55 | 0 | 0 | 17 | 0
23.08. | 19 | 70.55 |  | 53.55 | 0 | 0 | 17 | 0
23.08. | 20 | 70.55 |  | 53.55 | 0 | 0 | 17 | 0
23.08. | 21 | 70.55 |  | 53.55 | 0 | 0 | 17 | 0
23.08. | 22 | 70.55 |  | 53.55 | 0 | 0 | 17 | 0
23.08. | 23 | 70.55 |  | 53.55 | 0 | 0 | 17 | 0
23.08. | 24 | 70.55 |  | 53.55 | 0 | 0 | 17 | 0
24.08. | 1 | 70.55 |  | 53.55 | 0 | 0 | 17 | 0
24.08. | 2 | 70.55 |  | 53.55 | 0 | 0 | 17 | 0
24.08. | 3 | 70.55 |  | 53.55 | 0 | 0 | 17 | 0
24.08. | 4 | 70.55 |  | 53.55 | 0 | 0 | 17 | 0
24.08. | 5 | 70.55 |  | 53.55 | 0 | 0 | 17 | 0
24.08. | 6 | 70.55 |  | 53.55 | 0 | 0 | 17 | 0
24.08. | 7 | 70.55 |  | 53.55 | 0 | 0 | 17 | 0
24.08. | 8 | 70.55 |  | 53.55 | 0 | 0 | 17 | 0
24.08. | 9 | 70.55 |  | 53.55 | 0 | 0 | 17 | 0
24.08. | 10 | 70.55 |  | 53.55 | 0 | 0 | 17 | 0
24.08. | 11 | 70.55 |  | 53.55 | 0 | 0 | 17 | 0
24.08. | 12 | 70.55 |  | 53.55 | 0 | 0 | 17 | 0
24.08. | 13 | 70.55 |  | 53.55 | 0 | 0 | 17 | 0
24.08. | 14 | 70.55 |  | 53.55 | 0 | 0 | 17 | 0
24.08. | 15 | 70.55 |  | 53.55 | 0 | 0 | 17 | 0
24.08. | 16 | 70.55 |  | 53.55 | 0 | 0 | 17 | 0
24.08. | 17 | 70.55 |  | 53.55 | 0 | 0 | 17 | 0
24.08. | 18 | 70.55 |  | 53.55 | 0 | 0 | 17 | 0
24.08. | 19 | 70.55 |  | 53.55 | 0 | 0 | 17 | 0
24.08. | 20 | 70.55 |  | 53.55 | 0 | 0 | 17 | 0
24.08. | 21 | 70.55 |  | 53.55 | 0 | 0 | 17 | 0
24.08. | 22 | 70.55 |  | 53.55 | 0 | 0 | 17 | 0
24.08. | 23 | 70.55 |  | 53.55 | 0 | 0 | 17 | 0
24.08. | 24 | 70.55 |  | 53.55 | 0 | 0 | 17 | 0
25.08. | 1 | 70.55 |  | 53.55 | 0 | 0 | 17 | 0
25.08. | 2 | 70.55 |  | 53.55 | 0 | 0 | 17 | 0
25.08. | 3 | 70.55 |  | 53.55 | 0 | 0 | 17 | 0
25.08. | 4 | 70.55 |  | 53.55 | 0 | 0 | 17 | 0
25.08. | 5 | 70.55 |  | 53.55 | 0 | 0 | 17 | 0
25.08. | 6 | 70.55 |  | 53.55 | 0 | 0 | 17 | 0
25.08. | 7 | 70.55 |  | 53.55 | 0 | 0 | 17 | 0
25.08. | 8 | 70.55 |  | 53.55 | 0 | 0 | 17 | 0
25.08. | 9 | 70.55 |  | 53.55 | 0 | 0 | 17 | 0
25.08. | 10 | 70.55 |  | 53.55 | 0 | 0 | 17 | 0
25.08. | 11 | 70.55 |  | 53.55 | 0 | 0 | 17 | 0
25.08. | 12 | 70.55 |  | 53.55 | 0 | 0 | 17 | 0
25.08. | 13 | 70.55 |  | 53.55 | 0 | 0 | 17 | 0
25.08. | 14 | 70.55 |  | 53.55 | 0 | 0 | 17 | 0
25.08. | 15 | 70.55 |  | 53.55 | 0 | 0 | 17 | 0
25.08. | 16 | 70.55 |  | 53.55 | 0 | 0 | 17 | 0
25.08. | 17 | 70.55 |  | 53.55 | 0 | 0 | 17 | 0
25.08. | 18 | 70.55 |  | 53.55 | 0 | 0 | 17 | 0
25.08. | 19 | 70.55 |  | 53.55 | 0 | 0 | 17 | 0
25.08. | 20 | 70.55 |  | 53.55 | 0 | 0 | 17 | 0
25.08. | 21 | 70.55 |  | 53.55 | 0 | 0 | 17 | 0
25.08. | 22 | 70.55 |  | 53.55 | 0 | 0 | 17 | 0
25.08. | 23 | 70.55 |  | 53.55 | 0 | 0 | 17 | 0
25.08. | 24 | 70.55 |  | 53.55 | 0 | 0 | 17 | 0
26.08. | 1 | 70.55 |  | 53.55 | 0 | 0 | 17 | 0
26.08. | 2 | 70.55 |  | 53.55 | 0 | 0 | 17 | 0
26.08. | 3 | 70.55 |  | 53.55 | 0 | 0 | 17 | 0
26.08. | 4 | 70.55 |  | 53.55 | 0 | 0 | 17 | 0
26.08. | 5 | 70.55 |  | 53.55 | 0 | 0 | 17 | 0
26.08. | 6 | 70.55 |  | 53.55 | 0 | 0 | 17 | 0
26.08. | 7 | 70.55 |  | 53.55 | 0 | 0 | 17 | 0
26.08. | 8 | 70.55 |  | 53.55 | 0 | 0 | 17 | 0
26.08. | 9 | 70.55 |  | 53.55 | 0 | 0 | 17 | 0
26.08. | 10 | 70.55 |  | 53.55 | 0 | 0 | 17 | 0
26.08. | 11 | 70.55 |  | 53.55 | 0 | 0 | 17 | 0
26.08. | 12 | 70.55 |  | 53.55 | 0 | 0 | 17 | 0
26.08. | 13 | 70.55 |  | 53.55 | 0 | 0 | 17 | 0
26.08. | 14 | 70.55 |  | 53.55 | 0 | 0 | 17 | 0
26.08. | 15 | 70.55 |  | 53.55 | 0 | 0 | 17 | 0
26.08. | 16 | 70.55 |  | 53.55 | 0 | 0 | 17 | 0
26.08. | 17 | 70.55 |  | 53.55 | 0 | 0 | 17 | 0
26.08. | 18 | 70.55 |  | 53.55 | 0 | 0 | 17 | 0
26.08. | 19 | 70.55 |  | 53.55 | 0 | 0 | 17 | 0
26.08. | 20 | 70.55 |  | 53.55 | 0 | 0 | 17 | 0
26.08. | 21 | 70.55 |  | 53.55 | 0 | 0 | 17 | 0
26.08. | 22 | 70.55 |  | 53.55 | 0 | 0 | 17 | 0
26.08. | 23 | 70.55 |  | 53.55 | 0 | 0 | 17 | 0
26.08. | 24 | 70.55 |  | 53.55 | 0 | 0 | 17 | 0
27.08. | 1 | 70.55 |  | 53.55 | 0 | 0 | 17 | 0
27.08. | 2 | 70.55 |  | 53.55 | 0 | 0 | 17 | 0
27.08. | 3 | 70.55 |  | 53.55 | 0 | 0 | 17 | 0
27.08. | 4 | 70.55 |  | 53.55 | 0 | 0 | 17 | 0
27.08. | 5 | 70.55 |  | 53.55 | 0 | 0 | 17 | 0
27.08. | 6 | 70.55 |  | 53.55 | 0 | 0 | 17 | 0
27.08. | 7 | 70.55 |  | 53.55 | 0 | 0 | 17 | 0
27.08. | 8 | 70.55 |  | 53.55 | 0 | 0 | 17 | 0
27.08. | 9 | 70.55 |  | 53.55 | 0 | 0 | 17 | 0
27.08. | 10 | 70.55 |  | 53.55 | 0 | 0 | 17 | 0
27.08. | 11 | 70.55 |  | 53.55 | 0 | 0 | 17 | 0
27.08. | 12 | 70.55 |  | 53.55 | 0 | 0 | 17 | 0
27.08. | 13 | 70.55 |  | 53.55 | 0 | 0 | 17 | 0
27.08. | 14 | 70.55 |  | 53.55 | 0 | 0 | 17 | 0
27.08. | 15 | 70.55 |  | 53.55 | 0 | 0 | 17 | 0
27.08. | 16 | 70.55 |  | 53.55 | 0 | 0 | 17 | 0
27.08. | 17 | 70.55 |  | 53.55 | 0 | 0 | 17 | 0
27.08. | 18 | 70.55 |  | 53.55 | 0 | 0 | 17 | 0
27.08. | 19 | 70.55 |  | 53.55 | 0 | 0 | 17 | 0
27.08. | 20 | 70.55 |  | 53.55 | 0 | 0 | 17 | 0
27.08. | 21 | 70.55 |  | 53.55 | 0 | 0 | 17 | 0
27.08. | 22 | 70.55 |  | 53.55 | 0 | 0 | 17 | 0
27.08. | 23 | 70.55 |  | 53.55 | 0 | 0 | 17 | 0
27.08. | 24 | 70.55 |  | 53.55 | 0 | 0 | 17 | 0
28.08. | 1 | 70.55 |  | 53.55 | 0 | 0 | 17 | 0
28.08. | 2 | 70.55 |  | 53.55 | 0 | 0 | 17 | 0
28.08. | 3 | 70.55 |  | 53.55 | 0 | 0 | 17 | 0
28.08. | 4 | 70.55 |  | 53.55 | 0 | 0 | 17 | 0
28.08. | 5 | 70.55 |  | 53.55 | 0 | 0 | 17 | 0
28.08. | 6 | 70.55 |  | 53.55 | 0 | 0 | 17 | 0
28.08. | 7 | 70.55 |  | 53.55 | 0 | 0 | 17 | 0
28.08. | 8 | 70.55 |  | 53.55 | 0 | 0 | 17 | 0
28.08. | 9 | 70.55 |  | 53.55 | 0 | 0 | 17 | 0
28.08. | 10 | 70.55 |  | 53.55 | 0 | 0 | 17 | 0
28.08. | 11 | 70.55 |  | 53.55 | 0 | 0 | 17 | 0
28.08. | 12 | 70.55 |  | 53.55 | 0 | 0 | 17 | 0
28.08. | 13 | 70.55 |  | 53.55 | 0 | 0 | 17 | 0
28.08. | 14 | 70.55 |  | 53.55 | 0 | 0 | 17 | 0
28.08. | 15 | 70.55 |  | 53.55 | 0 | 0 | 17 | 0
28.08. | 16 | 70.55 |  | 53.55 | 0 | 0 | 17 | 0
28.08. | 17 | 70.55 |  | 53.55 | 0 | 0 | 17 | 0
28.08. | 18 | 70.55 |  | 53.55 | 0 | 0 | 17 | 0
28.08. | 19 | 70.55 |  | 53.55 | 0 | 0 | 17 | 0
28.08. | 20 | 70.55 |  | 53.55 | 0 | 0 | 17 | 0
28.08. | 21 | 70.55 |  | 53.55 | 0 | 0 | 17 | 0
28.08. | 22 | 70.55 |  | 53.55 | 0 | 0 | 17 | 0
28.08. | 23 | 70.55 |  | 53.55 | 0 | 0 | 17 | 0
28.08. | 24 | 70.55 |  | 53.55 | 0 | 0 | 17 | 0
29.08. | 1 | 70.55 |  | 53.55 | 0 | 0 | 17 | 0
29.08. | 2 | 70.55 |  | 53.55 | 0 | 0 | 17 | 0
29.08. | 3 | 70.55 |  | 53.55 | 0 | 0 | 17 | 0
29.08. | 4 | 70.55 |  | 53.55 | 0 | 0 | 17 | 0
29.08. | 5 | 70.55 |  | 53.55 | 0 | 0 | 17 | 0
29.08. | 6 | 70.55 |  | 53.55 | 0 | 0 | 17 | 0
29.08. | 7 | 70.55 |  | 53.55 | 0 | 0 | 17 | 0
29.08. | 8 | 70.55 |  | 53.55 | 0 | 0 | 17 | 0
29.08. | 9 | 70.55 |  | 53.55 | 0 | 0 | 17 | 0
29.08. | 10 | 70.55 |  | 53.55 | 0 | 0 | 17 | 0
29.08. | 11 | 70.55 |  | 53.55 | 0 | 0 | 17 | 0
29.08. | 12 | 70.55 |  | 53.55 | 0 | 0 | 17 | 0
29.08. | 13 | 70.55 |  | 53.55 | 0 | 0 | 17 | 0
29.08. | 14 | 70.55 |  | 53.55 | 0 | 0 | 17 | 0
29.08. | 15 | 70.55 |  | 53.55 | 0 | 0 | 17 | 0
29.08. | 16 | 70.55 |  | 53.55 | 0 | 0 | 17 | 0
29.08. | 17 | 70.55 |  | 53.55 | 0 | 0 | 17 | 0
29.08. | 18 | 70.55 |  | 53.55 | 0 | 0 | 17 | 0
29.08. | 19 | 70.55 |  | 53.55 | 0 | 0 | 17 | 0
29.08. | 20 | 70.55 |  | 53.55 | 0 | 0 | 17 | 0
29.08. | 21 | 70.55 |  | 53.55 | 0 | 0 | 17 | 0
29.08. | 22 | 70.55 |  | 53.55 | 0 | 0 | 17 | 0
29.08. | 23 | 70.55 |  | 53.55 | 0 | 0 | 17 | 0
29.08. | 24 | 70.55 |  | 53.55 | 0 | 0 | 17 | 0
30.08. | 1 | 70.55 |  | 53.55 | 0 | 0 | 17 | 0
30.08. | 2 | 70.55 |  | 53.55 | 0 | 0 | 17 | 0
30.08. | 3 | 70.55 |  | 53.55 | 0 | 0 | 17 | 0
30.08. | 4 | 70.55 |  | 53.55 | 0 | 0 | 17 | 0
30.08. | 5 | 70.55 |  | 53.55 | 0 | 0 | 17 | 0
30.08. | 6 | 70.55 |  | 53.55 | 0 | 0 | 17 | 0
30.08. | 7 | 70.55 |  | 53.55 | 0 | 0 | 17 | 0
30.08. | 8 | 70.55 |  | 53.55 | 0 | 0 | 17 | 0
30.08. | 9 | 70.55 |  | 53.55 | 0 | 0 | 17 | 0
30.08. | 10 | 70.55 |  | 53.55 | 0 | 0 | 17 | 0
30.08. | 11 | 70.55 |  | 53.55 | 0 | 0 | 17 | 0
30.08. | 12 | 70.55 |  | 53.55 | 0 | 0 | 17 | 0
30.08. | 13 | 70.55 |  | 53.55 | 0 | 0 | 17 | 0
30.08. | 14 | 70.55 |  | 53.55 | 0 | 0 | 17 | 0
30.08. | 15 | 70.55 |  | 53.55 | 0 | 0 | 17 | 0
30.08. | 16 | 70.55 |  | 53.55 | 0 | 0 | 17 | 0
30.08. | 17 | 70.55 |  | 53.55 | 0 | 0 | 17 | 0
30.08. | 18 | 70.55 |  | 53.55 | 0 | 0 | 17 | 0
30.08. | 19 | 70.55 |  | 53.55 | 0 | 0 | 17 | 0
30.08. | 20 | 70.55 |  | 53.55 | 0 | 0 | 17 | 0
30.08. | 21 | 70.55 |  | 53.55 | 0 | 0 | 17 | 0
30.08. | 22 | 70.55 |  | 53.55 | 0 | 0 | 17 | 0
30.08. | 23 | 70.55 |  | 53.55 | 0 | 0 | 17 | 0
30.08. | 24 | 70.55 |  | 53.55 | 0 | 0 | 17 | 0
31.08. | 1 | 70.55 |  | 53.55 | 0 | 0 | 17 | 0
31.08. | 2 | 70.55 |  | 53.55 | 0 | 0 | 17 | 0
31.08. | 3 | 70.55 |  | 53.55 | 0 | 0 | 17 | 0
31.08. | 4 | 70.55 |  | 53.55 | 0 | 0 | 17 | 0
31.08. | 5 | 70.55 |  | 53.55 | 0 | 0 | 17 | 0
31.08. | 6 | 70.55 |  | 53.55 | 0 | 0 | 17 | 0
31.08. | 7 | 70.55 |  | 53.55 | 0 | 0 | 17 | 0
31.08. | 8 | 70.55 |  | 53.55 | 0 | 0 | 17 | 0
31.08. | 9 | 70.55 |  | 53.55 | 0 | 0 | 17 | 0
31.08. | 10 | 70.55 |  | 53.55 | 0 | 0 | 17 | 0
31.08. | 11 | 70.55 |  | 53.55 | 0 | 0 | 17 | 0
31.08. | 12 | 70.55 |  | 53.55 | 0 | 0 | 17 | 0
31.08. | 13 | 70.55 |  | 53.55 | 0 | 0 | 17 | 0
31.08. | 14 | 70.55 |  | 53.55 | 0 | 0 | 17 | 0
31.08. | 15 | 70.55 |  | 53.55 | 0 | 0 | 17 | 0
31.08. | 16 | 70.55 |  | 53.55 | 0 | 0 | 17 | 0
31.08. | 17 | 70.55 |  | 53.55 | 0 | 0 | 17 | 0
31.08. | 18 | 70.55 |  | 53.55 | 0 | 0 | 17 | 0
31.08. | 19 | 70.55 |  | 53.55 | 0 | 0 | 17 | 0
31.08. | 20 | 70.55 |  | 53.55 | 0 | 0 | 17 | 0
31.08. | 21 | 70.55 |  | 53.55 | 0 | 0 | 17 | 0
31.08. | 22 | 70.55 |  | 53.55 | 0 | 0 | 17 | 0
31.08. | 23 | 70.55 |  | 53.55 | 0 | 0 | 17 | 0
31.08. | 24 | 70.55 |  | 53.55 | 0 | 0 | 17 | 0
01.09. | 1 | 70.55 |  | 53.55 | 0 | 0 | 17 | 0
01.09. | 2 | 70.55 |  | 53.55 | 0 | 0 | 17 | 0
01.09. | 3 | 70.55 |  | 53.55 | 0 | 0 | 17 | 0
01.09. | 4 | 70.55 |  | 53.55 | 0 | 0 | 17 | 0
01.09. | 5 | 70.55 |  | 53.55 | 0 | 0 | 17 | 0
01.09. | 6 | 70.55 |  | 53.55 | 0 | 0 | 17 | 0
01.09. | 7 | 70.55 |  | 53.55 | 0 | 0 | 17 | 0
01.09. | 8 | 70.55 |  | 53.55 | 0 | 0 | 17 | 0
01.09. | 9 | 70.55 |  | 53.55 | 0 | 0 | 17 | 0
01.09. | 10 | 70.55 |  | 53.55 | 0 | 0 | 17 | 0
01.09. | 11 | 70.55 |  | 53.55 | 0 | 0 | 17 | 0
01.09. | 12 | 70.55 |  | 53.55 | 0 | 0 | 17 | 0
01.09. | 13 | 70.55 |  | 53.55 | 0 | 0 | 17 | 0
01.09. | 14 | 70.55 |  | 53.55 | 0 | 0 | 17 | 0
01.09. | 15 | 70.55 |  | 53.55 | 0 | 0 | 17 | 0
01.09. | 16 | 70.55 |  | 53.55 | 0 | 0 | 17 | 0
01.09. | 17 | 70.55 |  | 53.55 | 0 | 0 | 17 | 0
01.09. | 18 | 70.55 |  | 53.55 | 0 | 0 | 17 | 0
01.09. | 19 | 70.55 |  | 53.55 | 0 | 0 | 17 | 0
01.09. | 20 | 70.55 |  | 53.55 | 0 | 0 | 17 | 0
01.09. | 21 | 70.55 |  | 53.55 | 0 | 0 | 17 | 0
01.09. | 22 | 70.55 |  | 53.55 | 0 | 0 | 17 | 0
01.09. | 23 | 70.55 |  | 53.55 | 0 | 0 | 17 | 0
01.09. | 24 | 70.55 |  | 53.55 | 0 | 0 | 17 | 0
02.09. | 1 | 70.55 |  | 53.55 | 0 | 0 | 17 | 0
02.09. | 2 | 70.55 |  | 53.55 | 0 | 0 | 17 | 0
02.09. | 3 | 70.55 |  | 53.55 | 0 | 0 | 17 | 0
02.09. | 4 | 70.55 |  | 53.55 | 0 | 0 | 17 | 0
02.09. | 5 | 70.55 |  | 53.55 | 0 | 0 | 17 | 0
02.09. | 6 | 70.55 |  | 53.55 | 0 | 0 | 17 | 0
02.09. | 7 | 70.55 |  | 53.55 | 0 | 0 | 17 | 0
02.09. | 8 | 70.55 |  | 53.55 | 0 | 0 | 17 | 0
02.09. | 9 | 70.55 |  | 53.55 | 0 | 0 | 17 | 0
02.09. | 10 | 70.55 |  | 53.55 | 0 | 0 | 17 | 0
02.09. | 11 | 70.55 |  | 53.55 | 0 | 0 | 17 | 0
02.09. | 12 | 70.55 |  | 53.55 | 0 | 0 | 17 | 0
02.09. | 13 | 70.55 |  | 53.55 | 0 | 0 | 17 | 0
02.09. | 14 | 70.55 |  | 53.55 | 0 | 0 | 17 | 0
02.09. | 15 | 70.55 |  | 53.55 | 0 | 0 | 17 | 0
02.09. | 16 | 70.55 |  | 53.55 | 0 | 0 | 17 | 0
02.09. | 17 | 70.55 |  | 53.55 | 0 | 0 | 17 | 0
02.09. | 18 | 70.55 |  | 53.55 | 0 | 0 | 17 | 0
02.09. | 19 | 70.55 |  | 53.55 | 0 | 0 | 17 | 0
02.09. | 20 | 70.55 |  | 53.55 | 0 | 0 | 17 | 0
02.09. | 21 | 70.55 |  | 53.55 | 0 | 0 | 17 | 0
02.09. | 22 | 70.55 |  | 53.55 | 0 | 0 | 17 | 0
02.09. | 23 | 70.55 |  | 53.55 | 0 | 0 | 17 | 0
02.09. | 24 | 70.55 |  | 53.55 | 0 | 0 | 17 | 0
03.09. | 1 | 70.55 |  | 53.55 | 0 | 0 | 17 | 0
03.09. | 2 | 70.55 |  | 53.55 | 0 | 0 | 17 | 0
03.09. | 3 | 70.55 |  | 53.55 | 0 | 0 | 17 | 0
03.09. | 4 | 70.55 |  | 53.55 | 0 | 0 | 17 | 0
03.09. | 5 | 70.55 |  | 53.55 | 0 | 0 | 17 | 0
03.09. | 6 | 70.55 |  | 53.55 | 0 | 0 | 17 | 0
03.09. | 7 | 70.55 |  | 53.55 | 0 | 0 | 17 | 0
03.09. | 8 | 70.55 |  | 53.55 | 0 | 0 | 17 | 0
03.09. | 9 | 70.55 |  | 53.55 | 0 | 0 | 17 | 0
03.09. | 10 | 70.55 |  | 53.55 | 0 | 0 | 17 | 0
03.09. | 11 | 70.55 |  | 53.55 | 0 | 0 | 17 | 0
03.09. | 12 | 70.55 |  | 53.55 | 0 | 0 | 17 | 0
03.09. | 13 | 70.55 |  | 53.55 | 0 | 0 | 17 | 0
03.09. | 14 | 70.55 |  | 53.55 | 0 | 0 | 17 | 0
03.09. | 15 | 70.55 |  | 53.55 | 0 | 0 | 17 | 0
03.09. | 16 | 70.55 |  | 53.55 | 0 | 0 | 17 | 0
03.09. | 17 | 70.55 |  | 53.55 | 0 | 0 | 17 | 0
03.09. | 18 | 70.55 |  | 53.55 | 0 | 0 | 17 | 0
03.09. | 19 | 70.55 |  | 53.55 | 0 | 0 | 17 | 0
03.09. | 20 | 70.55 |  | 53.55 | 0 | 0 | 17 | 0
03.09. | 21 | 70.55 |  | 53.55 | 0 | 0 | 17 | 0
03.09. | 22 | 70.55 |  | 53.55 | 0 | 0 | 17 | 0
03.09. | 23 | 70.55 |  | 53.55 | 0 | 0 | 17 | 0
03.09. | 24 | 70.55 |  | 53.55 | 0 | 0 | 17 | 0
04.09. | 1 | 70.55 |  | 53.55 | 0 | 0 | 17 | 0
04.09. | 2 | 70.55 |  | 53.55 | 0 | 0 | 17 | 0
04.09. | 3 | 70.55 |  | 53.55 | 0 | 0 | 17 | 0
04.09. | 4 | 70.55 |  | 53.55 | 0 | 0 | 17 | 0
04.09. | 5 | 70.55 |  | 53.55 | 0 | 0 | 17 | 0
04.09. | 6 | 70.55 |  | 53.55 | 0 | 0 | 17 | 0
04.09. | 7 | 70.55 |  | 53.55 | 0 | 0 | 17 | 0
04.09. | 8 | 70.55 |  | 53.55 | 0 | 0 | 17 | 0
04.09. | 9 | 70.55 |  | 53.55 | 0 | 0 | 17 | 0
04.09. | 10 | 70.55 |  | 53.55 | 0 | 0 | 17 | 0
04.09. | 11 | 70.55 |  | 53.55 | 0 | 0 | 17 | 0
04.09. | 12 | 70.55 |  | 53.55 | 0 | 0 | 17 | 0
04.09. | 13 | 70.55 |  | 53.55 | 0 | 0 | 17 | 0
04.09. | 14 | 70.55 |  | 53.55 | 0 | 0 | 17 | 0
04.09. | 15 | 70.55 |  | 53.55 | 0 | 0 | 17 | 0
04.09. | 16 | 70.55 |  | 53.55 | 0 | 0 | 17 | 0
04.09. | 17 | 70.55 |  | 53.55 | 0 | 0 | 17 | 0
04.09. | 18 | 70.55 |  | 53.55 | 0 | 0 | 17 | 0
04.09. | 19 | 70.55 |  | 53.55 | 0 | 0 | 17 | 0
04.09. | 20 | 70.55 |  | 53.55 | 0 | 0 | 17 | 0
04.09. | 21 | 70.55 |  | 53.55 | 0 | 0 | 17 | 0
04.09. | 22 | 70.55 |  | 53.55 | 0 | 0 | 17 | 0
04.09. | 23 | 70.55 |  | 53.55 | 0 | 0 | 17 | 0
04.09. | 24 | 70.55 |  | 53.55 | 0 | 0 | 17 | 0
05.09. | 1 | 70.55 |  | 53.55 | 0 | 0 | 17 | 0
05.09. | 2 | 70.55 |  | 53.55 | 0 | 0 | 17 | 0
05.09. | 3 | 70.55 |  | 53.55 | 0 | 0 | 17 | 0
05.09. | 4 | 70.55 |  | 53.55 | 0 | 0 | 17 | 0
05.09. | 5 | 70.55 |  | 53.55 | 0 | 0 | 17 | 0
05.09. | 6 | 70.55 |  | 53.55 | 0 | 0 | 17 | 0
05.09. | 7 | 70.55 |  | 53.55 | 0 | 0 | 17 | 0
05.09. | 8 | 70.55 |  | 53.55 | 0 | 0 | 17 | 0
05.09. | 9 | 70.55 |  | 53.55 | 0 | 0 | 17 | 0
05.09. | 10 | 70.55 |  | 53.55 | 0 | 0 | 17 | 0
05.09. | 11 | 70.55 |  | 53.55 | 0 | 0 | 17 | 0
05.09. | 12 | 70.55 |  | 53.55 | 0 | 0 | 17 | 0
05.09. | 13 | 70.55 |  | 53.55 | 0 | 0 | 17 | 0
05.09. | 14 | 70.55 |  | 53.55 | 0 | 0 | 17 | 0
05.09. | 15 | 70.55 |  | 53.55 | 0 | 0 | 17 | 0
05.09. | 16 | 70.55 |  | 53.55 | 0 | 0 | 17 | 0
05.09. | 17 | 70.55 |  | 53.55 | 0 | 0 | 17 | 0
05.09. | 18 | 70.55 |  | 53.55 | 0 | 0 | 17 | 0
05.09. | 19 | 70.55 |  | 53.55 | 0 | 0 | 17 | 0
05.09. | 20 | 70.55 |  | 53.55 | 0 | 0 | 17 | 0
05.09. | 21 | 70.55 |  | 53.55 | 0 | 0 | 17 | 0
05.09. | 22 | 70.55 |  | 53.55 | 0 | 0 | 17 | 0
05.09. | 23 | 70.55 |  | 53.55 | 0 | 0 | 17 | 0
05.09. | 24 | 70.55 |  | 53.55 | 0 | 0 | 17 | 0
06.09. | 1 | 70.55 |  | 53.55 | 0 | 0 | 17 | 0
06.09. | 2 | 70.55 |  | 53.55 | 0 | 0 | 17 | 0
06.09. | 3 | 70.55 |  | 53.55 | 0 | 0 | 17 | 0
06.09. | 4 | 70.55 |  | 53.55 | 0 | 0 | 17 | 0
06.09. | 5 | 70.55 |  | 53.55 | 0 | 0 | 17 | 0
06.09. | 6 | 70.55 |  | 53.55 | 0 | 0 | 17 | 0
06.09. | 7 | 70.55 |  | 53.55 | 0 | 0 | 17 | 0
06.09. | 8 | 70.55 |  | 53.55 | 0 | 0 | 17 | 0
06.09. | 9 | 70.55 |  | 53.55 | 0 | 0 | 17 | 0
06.09. | 10 | 70.55 |  | 53.55 | 0 | 0 | 17 | 0
06.09. | 11 | 70.55 |  | 53.55 | 0 | 0 | 17 | 0
06.09. | 12 | 70.55 |  | 53.55 | 0 | 0 | 17 | 0
06.09. | 13 | 70.55 |  | 53.55 | 0 | 0 | 17 | 0
06.09. | 14 | 70.55 |  | 53.55 | 0 | 0 | 17 | 0
06.09. | 15 | 70.55 |  | 53.55 | 0 | 0 | 17 | 0
06.09. | 16 | 70.55 |  | 53.55 | 0 | 0 | 17 | 0
06.09. | 17 | 70.55 |  | 53.55 | 0 | 0 | 17 | 0
06.09. | 18 | 70.55 |  | 53.55 | 0 | 0 | 17 | 0
06.09. | 19 | 70.55 |  | 53.55 | 0 | 0 | 17 | 0
06.09. | 20 | 70.55 |  | 53.55 | 0 | 0 | 17 | 0
06.09. | 21 | 70.55 |  | 53.55 | 0 | 0 | 17 | 0
06.09. | 22 | 70.55 |  | 53.55 | 0 | 0 | 17 | 0
06.09. | 23 | 70.55 |  | 53.55 | 0 | 0 | 17 | 0
06.09. | 24 | 70.55 |  | 53.55 | 0 | 0 | 17 | 0
07.09. | 1 | 70.55 |  | 53.55 | 0 | 0 | 17 | 0
07.09. | 2 | 70.55 |  | 53.55 | 0 | 0 | 17 | 0
07.09. | 3 | 70.55 |  | 53.55 | 0 | 0 | 17 | 0
07.09. | 4 | 70.55 |  | 53.55 | 0 | 0 | 17 | 0
07.09. | 5 | 70.55 |  | 53.55 | 0 | 0 | 17 | 0
07.09. | 6 | 70.55 |  | 53.55 | 0 | 0 | 17 | 0
07.09. | 7 | 70.55 |  | 53.55 | 0 | 0 | 17 | 0
07.09. | 8 | 70.55 |  | 53.55 | 0 | 0 | 17 | 0
07.09. | 9 | 70.55 |  | 53.55 | 0 | 0 | 17 | 0
07.09. | 10 | 70.55 |  | 53.55 | 0 | 0 | 17 | 0
07.09. | 11 | 70.55 |  | 53.55 | 0 | 0 | 17 | 0
07.09. | 12 | 70.55 |  | 53.55 | 0 | 0 | 17 | 0
07.09. | 13 | 70.55 |  | 53.55 | 0 | 0 | 17 | 0
07.09. | 14 | 70.55 |  | 53.55 | 0 | 0 | 17 | 0
07.09. | 15 | 70.55 |  | 53.55 | 0 | 0 | 17 | 0
07.09. | 16 | 70.55 |  | 53.55 | 0 | 0 | 17 | 0
07.09. | 17 | 70.55 |  | 53.55 | 0 | 0 | 17 | 0
07.09. | 18 | 70.55 |  | 53.55 | 0 | 0 | 17 | 0
07.09. | 19 | 70.55 |  | 53.55 | 0 | 0 | 17 | 0
07.09. | 20 | 70.55 |  | 53.55 | 0 | 0 | 17 | 0
07.09. | 21 | 70.55 |  | 53.55 | 0 | 0 | 17 | 0
07.09. | 22 | 70.55 |  | 53.55 | 0 | 0 | 17 | 0
07.09. | 23 | 70.55 |  | 53.55 | 0 | 0 | 17 | 0
07.09. | 24 | 70.55 |  | 53.55 | 0 | 0 | 17 | 0
08.09. | 1 | 70.55 |  | 53.55 | 0 | 0 | 17 | 0
08.09. | 2 | 70.55 |  | 53.55 | 0 | 0 | 17 | 0
08.09. | 3 | 70.55 |  | 53.55 | 0 | 0 | 17 | 0
08.09. | 4 | 70.55 |  | 53.55 | 0 | 0 | 17 | 0
08.09. | 5 | 70.55 |  | 53.55 | 0 | 0 | 17 | 0
08.09. | 6 | 70.55 |  | 53.55 | 0 | 0 | 17 | 0
08.09. | 7 | 70.55 |  | 53.55 | 0 | 0 | 17 | 0
08.09. | 8 | 70.55 |  | 53.55 | 0 | 0 | 17 | 0
08.09. | 9 | 70.55 |  | 53.55 | 0 | 0 | 17 | 0
08.09. | 10 | 70.55 |  | 53.55 | 0 | 0 | 17 | 0
08.09. | 11 | 70.55 |  | 53.55 | 0 | 0 | 17 | 0
08.09. | 12 | 70.55 |  | 53.55 | 0 | 0 | 17 | 0
08.09. | 13 | 70.55 |  | 53.55 | 0 | 0 | 17 | 0
08.09. | 14 | 70.55 |  | 53.55 | 0 | 0 | 17 | 0
08.09. | 15 | 70.55 |  | 53.55 | 0 | 0 | 17 | 0
08.09. | 16 | 70.55 |  | 53.55 | 0 | 0 | 17 | 0
08.09. | 17 | 70.55 |  | 53.55 | 0 | 0 | 17 | 0
08.09. | 18 | 70.55 |  | 53.55 | 0 | 0 | 17 | 0
08.09. | 19 | 70.55 |  | 53.55 | 0 | 0 | 17 | 0
08.09. | 20 | 70.55 |  | 53.55 | 0 | 0 | 17 | 0
08.09. | 21 | 70.55 |  | 53.55 | 0 | 0 | 17 | 0
08.09. | 22 | 70.55 |  | 53.55 | 0 | 0 | 17 | 0
08.09. | 23 | 70.55 |  | 53.55 | 0 | 0 | 17 | 0
08.09. | 24 | 70.55 |  | 53.55 | 0 | 0 | 17 | 0
09.09. | 1 | 70.55 |  | 53.55 | 0 | 0 | 17 | 0
09.09. | 2 | 70.55 |  | 53.55 | 0 | 0 | 17 | 0
09.09. | 3 | 70.55 |  | 53.55 | 0 | 0 | 17 | 0
09.09. | 4 | 70.55 |  | 53.55 | 0 | 0 | 17 | 0
09.09. | 5 | 70.55 |  | 53.55 | 0 | 0 | 17 | 0
09.09. | 6 | 70.55 |  | 53.55 | 0 | 0 | 17 | 0
09.09. | 7 | 70.55 |  | 53.55 | 0 | 0 | 17 | 0
09.09. | 8 | 70.55 |  | 53.55 | 0 | 0 | 17 | 0
09.09. | 9 | 70.55 |  | 53.55 | 0 | 0 | 17 | 0
09.09. | 10 | 70.55 |  | 53.55 | 0 | 0 | 17 | 0
09.09. | 11 | 70.55 |  | 53.55 | 0 | 0 | 17 | 0
09.09. | 12 | 70.55 |  | 53.55 | 0 | 0 | 17 | 0
09.09. | 13 | 70.55 |  | 53.55 | 0 | 0 | 17 | 0
09.09. | 14 | 70.55 |  | 53.55 | 0 | 0 | 17 | 0
09.09. | 15 | 70.55 |  | 53.55 | 0 | 0 | 17 | 0
09.09. | 16 | 70.55 |  | 53.55 | 0 | 0 | 17 | 0
09.09. | 17 | 70.55 |  | 53.55 | 0 | 0 | 17 | 0
09.09. | 18 | 70.55 |  | 53.55 | 0 | 0 | 17 | 0
09.09. | 19 | 70.55 |  | 53.55 | 0 | 0 | 17 | 0
09.09. | 20 | 70.55 |  | 53.55 | 0 | 0 | 17 | 0
09.09. | 21 | 70.55 |  | 53.55 | 0 | 0 | 17 | 0
09.09. | 22 | 70.55 |  | 53.55 | 0 | 0 | 17 | 0
09.09. | 23 | 70.55 |  | 53.55 | 0 | 0 | 17 | 0
09.09. | 24 | 70.55 |  | 53.55 | 0 | 0 | 17 | 0
10.09. | 1 | 70.55 |  | 53.55 | 0 | 0 | 17 | 0
10.09. | 2 | 70.55 |  | 53.55 | 0 | 0 | 17 | 0
10.09. | 3 | 70.55 |  | 53.55 | 0 | 0 | 17 | 0
10.09. | 4 | 70.55 |  | 53.55 | 0 | 0 | 17 | 0
10.09. | 5 | 70.55 |  | 53.55 | 0 | 0 | 17 | 0
10.09. | 6 | 70.55 |  | 53.55 | 0 | 0 | 17 | 0
10.09. | 7 | 70.55 |  | 53.55 | 0 | 0 | 17 | 0
10.09. | 8 | 70.55 |  | 53.55 | 0 | 0 | 17 | 0
10.09. | 9 | 70.55 |  | 53.55 | 0 | 0 | 17 | 0
10.09. | 10 | 70.55 |  | 53.55 | 0 | 0 | 17 | 0
10.09. | 11 | 70.55 |  | 53.55 | 0 | 0 | 17 | 0
10.09. | 12 | 70.55 |  | 53.55 | 0 | 0 | 17 | 0
10.09. | 13 | 70.55 |  | 53.55 | 0 | 0 | 17 | 0
10.09. | 14 | 70.55 |  | 53.55 | 0 | 0 | 17 | 0
10.09. | 15 | 70.55 |  | 53.55 | 0 | 0 | 17 | 0
10.09. | 16 | 70.55 |  | 53.55 | 0 | 0 | 17 | 0
10.09. | 17 | 70.55 |  | 53.55 | 0 | 0 | 17 | 0
10.09. | 18 | 70.55 |  | 53.55 | 0 | 0 | 17 | 0
10.09. | 19 | 70.55 |  | 53.55 | 0 | 0 | 17 | 0
10.09. | 20 | 70.55 |  | 53.55 | 0 | 0 | 17 | 0
10.09. | 21 | 70.55 |  | 53.55 | 0 | 0 | 17 | 0
10.09. | 22 | 70.55 |  | 53.55 | 0 | 0 | 17 | 0
10.09. | 23 | 70.55 |  | 53.55 | 0 | 0 | 17 | 0
10.09. | 24 | 70.55 |  | 53.55 | 0 | 0 | 17 | 0
11.09. | 1 | 70.55 |  | 53.55 | 0 | 0 | 17 | 0
11.09. | 2 | 70.55 |  | 53.55 | 0 | 0 | 17 | 0
11.09. | 3 | 70.55 |  | 53.55 | 0 | 0 | 17 | 0
11.09. | 4 | 70.55 |  | 53.55 | 0 | 0 | 17 | 0
11.09. | 5 | 70.55 |  | 53.55 | 0 | 0 | 17 | 0
11.09. | 6 | 70.55 |  | 53.55 | 0 | 0 | 17 | 0
11.09. | 7 | 70.55 |  | 53.55 | 0 | 0 | 17 | 0
11.09. | 8 | 70.55 |  | 53.55 | 0 | 0 | 17 | 0
11.09. | 9 | 70.55 |  | 53.55 | 0 | 0 | 17 | 0
11.09. | 10 | 70.55 |  | 53.55 | 0 | 0 | 17 | 0
11.09. | 11 | 70.55 |  | 53.55 | 0 | 0 | 17 | 0
11.09. | 12 | 70.55 |  | 53.55 | 0 | 0 | 17 | 0
11.09. | 13 | 70.55 |  | 53.55 | 0 | 0 | 17 | 0
11.09. | 14 | 70.55 |  | 53.55 | 0 | 0 | 17 | 0
11.09. | 15 | 70.55 |  | 53.55 | 0 | 0 | 17 | 0
11.09. | 16 | 70.55 |  | 53.55 | 0 | 0 | 17 | 0
11.09. | 17 | 70.55 |  | 53.55 | 0 | 0 | 17 | 0
11.09. | 18 | 70.55 |  | 53.55 | 0 | 0 | 17 | 0
11.09. | 19 | 70.55 |  | 53.55 | 0 | 0 | 17 | 0
11.09. | 20 | 70.55 |  | 53.55 | 0 | 0 | 17 | 0
11.09. | 21 | 70.55 |  | 53.55 | 0 | 0 | 17 | 0
11.09. | 22 | 70.55 |  | 53.55 | 0 | 0 | 17 | 0
11.09. | 23 | 70.55 |  | 53.55 | 0 | 0 | 17 | 0
11.09. | 24 | 70.55 |  | 53.55 | 0 | 0 | 17 | 0
12.09. | 1 | 70.55 |  | 53.55 | 0 | 0 | 17 | 0
12.09. | 2 | 70.55 |  | 53.55 | 0 | 0 | 17 | 0
12.09. | 3 | 70.55 |  | 53.55 | 0 | 0 | 17 | 0
12.09. | 4 | 70.55 |  | 53.55 | 0 | 0 | 17 | 0
12.09. | 5 | 70.55 |  | 53.55 | 0 | 0 | 17 | 0
12.09. | 6 | 70.55 |  | 53.55 | 0 | 0 | 17 | 0
12.09. | 7 | 70.55 |  | 53.55 | 0 | 0 | 17 | 0
12.09. | 8 | 70.55 |  | 53.55 | 0 | 0 | 17 | 0
12.09. | 9 | 70.55 |  | 53.55 | 0 | 0 | 17 | 0
12.09. | 10 | 70.55 |  | 53.55 | 0 | 0 | 17 | 0
12.09. | 11 | 70.55 |  | 53.55 | 0 | 0 | 17 | 0
12.09. | 12 | 70.55 |  | 53.55 | 0 | 0 | 17 | 0
12.09. | 13 | 70.55 |  | 53.55 | 0 | 0 | 17 | 0
12.09. | 14 | 70.55 |  | 53.55 | 0 | 0 | 17 | 0
12.09. | 15 | 70.55 |  | 53.55 | 0 | 0 | 17 | 0
12.09. | 16 | 70.55 |  | 53.55 | 0 | 0 | 17 | 0
12.09. | 17 | 70.55 |  | 53.55 | 0 | 0 | 17 | 0
12.09. | 18 | 70.55 |  | 53.55 | 0 | 0 | 17 | 0
12.09. | 19 | 70.55 |  | 53.55 | 0 | 0 | 17 | 0
12.09. | 20 | 70.55 |  | 53.55 | 0 | 0 | 17 | 0
12.09. | 21 | 70.55 |  | 53.55 | 0 | 0 | 17 | 0
12.09. | 22 | 70.55 |  | 53.55 | 0 | 0 | 17 | 0
12.09. | 23 | 70.55 |  | 53.55 | 0 | 0 | 17 | 0
12.09. | 24 | 70.55 |  | 53.55 | 0 | 0 | 17 | 0
13.09. | 1 | 70.55 |  | 53.55 | 0 | 0 | 17 | 0
13.09. | 2 | 70.55 |  | 53.55 | 0 | 0 | 17 | 0
13.09. | 3 | 70.55 |  | 53.55 | 0 | 0 | 17 | 0
13.09. | 4 | 70.55 |  | 53.55 | 0 | 0 | 17 | 0
13.09. | 5 | 70.55 |  | 53.55 | 0 | 0 | 17 | 0
13.09. | 6 | 70.55 |  | 53.55 | 0 | 0 | 17 | 0
13.09. | 7 | 70.55 |  | 53.55 | 0 | 0 | 17 | 0
13.09. | 8 | 70.55 |  | 53.55 | 0 | 0 | 17 | 0
13.09. | 9 | 70.55 |  | 53.55 | 0 | 0 | 17 | 0
13.09. | 10 | 70.55 |  | 53.55 | 0 | 0 | 17 | 0
13.09. | 11 | 70.55 |  | 53.55 | 0 | 0 | 17 | 0
13.09. | 12 | 70.55 |  | 53.55 | 0 | 0 | 17 | 0
13.09. | 13 | 70.55 |  | 53.55 | 0 | 0 | 17 | 0
13.09. | 14 | 70.55 |  | 53.55 | 0 | 0 | 17 | 0
13.09. | 15 | 70.55 |  | 53.55 | 0 | 0 | 17 | 0
13.09. | 16 | 70.55 |  | 53.55 | 0 | 0 | 17 | 0
13.09. | 17 | 70.55 |  | 53.55 | 0 | 0 | 17 | 0
13.09. | 18 | 70.55 |  | 53.55 | 0 | 0 | 17 | 0
13.09. | 19 | 70.55 |  | 53.55 | 0 | 0 | 17 | 0
13.09. | 20 | 70.55 |  | 53.55 | 0 | 0 | 17 | 0
13.09. | 21 | 70.55 |  | 53.55 | 0 | 0 | 17 | 0
13.09. | 22 | 70.55 |  | 53.55 | 0 | 0 | 17 | 0
13.09. | 23 | 70.55 |  | 53.55 | 0 | 0 | 17 | 0
13.09. | 24 | 70.55 |  | 53.55 | 0 | 0 | 17 | 0
14.09. | 1 | 70.55 |  | 53.55 | 0 | 0 | 17 | 0
14.09. | 2 | 70.55 |  | 53.55 | 0 | 0 | 17 | 0
14.09. | 3 | 70.55 |  | 53.55 | 0 | 0 | 17 | 0
14.09. | 4 | 70.55 |  | 53.55 | 0 | 0 | 17 | 0
14.09. | 5 | 70.55 |  | 53.55 | 0 | 0 | 17 | 0
14.09. | 6 | 70.55 |  | 53.55 | 0 | 0 | 17 | 0
14.09. | 7 | 70.55 |  | 53.55 | 0 | 0 | 17 | 0
14.09. | 8 | 70.55 |  | 53.55 | 0 | 0 | 17 | 0
14.09. | 9 | 70.55 |  | 53.55 | 0 | 0 | 17 | 0
14.09. | 10 | 70.55 |  | 53.55 | 0 | 0 | 17 | 0
14.09. | 11 | 70.55 |  | 53.55 | 0 | 0 | 17 | 0
14.09. | 12 | 70.55 |  | 53.55 | 0 | 0 | 17 | 0
14.09. | 13 | 70.55 |  | 53.55 | 0 | 0 | 17 | 0
14.09. | 14 | 70.55 |  | 53.55 | 0 | 0 | 17 | 0
14.09. | 15 | 70.55 |  | 53.55 | 0 | 0 | 17 | 0
14.09. | 16 | 70.55 |  | 53.55 | 0 | 0 | 17 | 0
14.09. | 17 | 70.55 |  | 53.55 | 0 | 0 | 17 | 0
14.09. | 18 | 70.55 |  | 53.55 | 0 | 0 | 17 | 0
14.09. | 19 | 70.55 |  | 53.55 | 0 | 0 | 17 | 0
14.09. | 20 | 70.55 |  | 53.55 | 0 | 0 | 17 | 0
14.09. | 21 | 70.55 |  | 53.55 | 0 | 0 | 17 | 0
14.09. | 22 | 70.55 |  | 53.55 | 0 | 0 | 17 | 0
14.09. | 23 | 70.55 |  | 53.55 | 0 | 0 | 17 | 0
14.09. | 24 | 70.55 |  | 53.55 | 0 | 0 | 17 | 0
15.09. | 1 | 70.55 |  | 53.55 | 0 | 0 | 17 | 0
15.09. | 2 | 70.55 |  | 53.55 | 0 | 0 | 17 | 0
15.09. | 3 | 70.55 |  | 53.55 | 0 | 0 | 17 | 0
15.09. | 4 | 70.55 |  | 53.55 | 0 | 0 | 17 | 0
15.09. | 5 | 70.55 |  | 53.55 | 0 | 0 | 17 | 0
15.09. | 6 | 70.55 |  | 53.55 | 0 | 0 | 17 | 0
15.09. | 7 | 70.55 |  | 53.55 | 0 | 0 | 17 | 0
15.09. | 8 | 70.55 |  | 53.55 | 0 | 0 | 17 | 0
15.09. | 9 | 70.55 |  | 53.55 | 0 | 0 | 17 | 0
15.09. | 10 | 70.55 |  | 53.55 | 0 | 0 | 17 | 0
15.09. | 11 | 70.55 |  | 53.55 | 0 | 0 | 17 | 0
15.09. | 12 | 70.55 |  | 53.55 | 0 | 0 | 17 | 0
15.09. | 13 | 70.55 |  | 53.55 | 0 | 0 | 17 | 0
15.09. | 14 | 70.55 |  | 53.55 | 0 | 0 | 17 | 0
15.09. | 15 | 70.55 |  | 53.55 | 0 | 0 | 17 | 0
15.09. | 16 | 70.55 |  | 53.55 | 0 | 0 | 17 | 0
15.09. | 17 | 70.55 |  | 53.55 | 0 | 0 | 17 | 0
15.09. | 18 | 70.55 |  | 53.55 | 0 | 0 | 17 | 0
15.09. | 19 | 70.55 |  | 53.55 | 0 | 0 | 17 | 0
15.09. | 20 | 70.55 |  | 53.55 | 0 | 0 | 17 | 0
15.09. | 21 | 70.55 |  | 53.55 | 0 | 0 | 17 | 0
15.09. | 22 | 70.55 |  | 53.55 | 0 | 0 | 17 | 0
15.09. | 23 | 70.55 |  | 53.55 | 0 | 0 | 17 | 0
15.09. | 24 | 70.55 |  | 53.55 | 0 | 0 | 17 | 0
16.09. | 1 | 70.55 |  | 53.55 | 0 | 0 | 17 | 0
16.09. | 2 | 70.55 |  | 53.55 | 0 | 0 | 17 | 0
16.09. | 3 | 70.55 |  | 53.55 | 0 | 0 | 17 | 0
16.09. | 4 | 70.55 |  | 53.55 | 0 | 0 | 17 | 0
16.09. | 5 | 70.55 |  | 53.55 | 0 | 0 | 17 | 0
16.09. | 6 | 70.55 |  | 53.55 | 0 | 0 | 17 | 0
16.09. | 7 | 70.55 |  | 53.55 | 0 | 0 | 17 | 0
16.09. | 8 | 70.55 |  | 53.55 | 0 | 0 | 17 | 0
16.09. | 9 | 70.55 |  | 53.55 | 0 | 0 | 17 | 0
16.09. | 10 | 70.55 |  | 53.55 | 0 | 0 | 17 | 0
16.09. | 11 | 70.55 |  | 53.55 | 0 | 0 | 17 | 0
16.09. | 12 | 70.55 |  | 53.55 | 0 | 0 | 17 | 0
16.09. | 13 | 70.55 |  | 53.55 | 0 | 0 | 17 | 0
16.09. | 14 | 70.55 |  | 53.55 | 0 | 0 | 17 | 0
16.09. | 15 | 70.55 |  | 53.55 | 0 | 0 | 17 | 0
16.09. | 16 | 70.55 |  | 53.55 | 0 | 0 | 17 | 0
16.09. | 17 | 70.55 |  | 53.55 | 0 | 0 | 17 | 0
16.09. | 18 | 70.55 |  | 53.55 | 0 | 0 | 17 | 0
16.09. | 19 | 70.55 |  | 53.55 | 0 | 0 | 17 | 0
16.09. | 20 | 70.55 |  | 53.55 | 0 | 0 | 17 | 0
16.09. | 21 | 70.55 |  | 53.55 | 0 | 0 | 17 | 0
16.09. | 22 | 70.55 |  | 53.55 | 0 | 0 | 17 | 0
16.09. | 23 | 70.55 |  | 53.55 | 0 | 0 | 17 | 0
16.09. | 24 | 70.55 |  | 53.55 | 0 | 0 | 17 | 0
17.09. | 1 | 70.55 |  | 53.55 | 0 | 0 | 17 | 0
17.09. | 2 | 70.55 |  | 53.55 | 0 | 0 | 17 | 0
17.09. | 3 | 70.55 |  | 53.55 | 0 | 0 | 17 | 0
17.09. | 4 | 70.55 |  | 53.55 | 0 | 0 | 17 | 0
17.09. | 5 | 70.55 |  | 53.55 | 0 | 0 | 17 | 0
17.09. | 6 | 70.55 |  | 53.55 | 0 | 0 | 17 | 0
17.09. | 7 | 70.55 |  | 53.55 | 0 | 0 | 17 | 0
17.09. | 8 | 70.55 |  | 53.55 | 0 | 0 | 17 | 0
17.09. | 9 | 70.55 |  | 53.55 | 0 | 0 | 17 | 0
17.09. | 10 | 70.55 |  | 53.55 | 0 | 0 | 17 | 0
17.09. | 11 | 70.55 |  | 53.55 | 0 | 0 | 17 | 0
17.09. | 12 | 70.55 |  | 53.55 | 0 | 0 | 17 | 0
17.09. | 13 | 70.55 |  | 53.55 | 0 | 0 | 17 | 0
17.09. | 14 | 70.55 |  | 53.55 | 0 | 0 | 17 | 0
17.09. | 15 | 70.55 |  | 53.55 | 0 | 0 | 17 | 0
17.09. | 16 | 70.55 |  | 53.55 | 0 | 0 | 17 | 0
17.09. | 17 | 70.55 |  | 53.55 | 0 | 0 | 17 | 0
17.09. | 18 | 70.55 |  | 53.55 | 0 | 0 | 17 | 0
17.09. | 19 | 70.55 |  | 53.55 | 0 | 0 | 17 | 0
17.09. | 20 | 70.55 |  | 53.55 | 0 | 0 | 17 | 0
17.09. | 21 | 70.55 |  | 53.55 | 0 | 0 | 17 | 0
17.09. | 22 | 70.55 |  | 53.55 | 0 | 0 | 17 | 0
17.09. | 23 | 70.55 |  | 53.55 | 0 | 0 | 17 | 0
17.09. | 24 | 70.55 |  | 53.55 | 0 | 0 | 17 | 0
18.09. | 1 | 70.55 |  | 53.55 | 0 | 0 | 17 | 0
18.09. | 2 | 70.55 |  | 53.55 | 0 | 0 | 17 | 0
18.09. | 3 | 70.55 |  | 53.55 | 0 | 0 | 17 | 0
18.09. | 4 | 70.55 |  | 53.55 | 0 | 0 | 17 | 0
18.09. | 5 | 70.55 |  | 53.55 | 0 | 0 | 17 | 0
18.09. | 6 | 70.55 |  | 53.55 | 0 | 0 | 17 | 0
18.09. | 7 | 70.55 |  | 53.55 | 0 | 0 | 17 | 0
18.09. | 8 | 70.55 |  | 53.55 | 0 | 0 | 17 | 0
18.09. | 9 | 70.55 |  | 53.55 | 0 | 0 | 17 | 0
18.09. | 10 | 70.55 |  | 53.55 | 0 | 0 | 17 | 0
18.09. | 11 | 70.55 |  | 53.55 | 0 | 0 | 17 | 0
18.09. | 12 | 70.55 |  | 53.55 | 0 | 0 | 17 | 0
18.09. | 13 | 70.55 |  | 53.55 | 0 | 0 | 17 | 0
18.09. | 14 | 70.55 |  | 53.55 | 0 | 0 | 17 | 0
18.09. | 15 | 70.55 |  | 53.55 | 0 | 0 | 17 | 0
18.09. | 16 | 70.55 |  | 53.55 | 0 | 0 | 17 | 0
18.09. | 17 | 70.55 |  | 53.55 | 0 | 0 | 17 | 0
18.09. | 18 | 70.55 |  | 53.55 | 0 | 0 | 17 | 0
18.09. | 19 | 70.55 |  | 53.55 | 0 | 0 | 17 | 0
18.09. | 20 | 70.55 |  | 53.55 | 0 | 0 | 17 | 0
18.09. | 21 | 70.55 |  | 53.55 | 0 | 0 | 17 | 0
18.09. | 22 | 70.55 |  | 53.55 | 0 | 0 | 17 | 0
18.09. | 23 | 70.55 |  | 53.55 | 0 | 0 | 17 | 0
18.09. | 24 | 70.55 |  | 53.55 | 0 | 0 | 17 | 0
19.09. | 1 | 70.55 |  | 53.55 | 0 | 0 | 17 | 0
19.09. | 2 | 70.55 |  | 53.55 | 0 | 0 | 17 | 0
19.09. | 3 | 70.55 |  | 53.55 | 0 | 0 | 17 | 0
19.09. | 4 | 70.55 |  | 53.55 | 0 | 0 | 17 | 0
19.09. | 5 | 70.55 |  | 53.55 | 0 | 0 | 17 | 0
19.09. | 6 | 70.55 |  | 53.55 | 0 | 0 | 17 | 0
19.09. | 7 | 70.55 |  | 53.55 | 0 | 0 | 17 | 0
19.09. | 8 | 70.55 |  | 53.55 | 0 | 0 | 17 | 0
19.09. | 9 | 70.55 |  | 53.55 | 0 | 0 | 17 | 0
19.09. | 10 | 70.55 |  | 53.55 | 0 | 0 | 17 | 0
19.09. | 11 | 70.55 |  | 53.55 | 0 | 0 | 17 | 0
19.09. | 12 | 70.55 |  | 53.55 | 0 | 0 | 17 | 0
19.09. | 13 | 70.55 |  | 53.55 | 0 | 0 | 17 | 0
19.09. | 14 | 70.55 |  | 53.55 | 0 | 0 | 17 | 0
19.09. | 15 | 70.55 |  | 53.55 | 0 | 0 | 17 | 0
19.09. | 16 | 70.55 |  | 53.55 | 0 | 0 | 17 | 0
19.09. | 17 | 70.55 |  | 53.55 | 0 | 0 | 17 | 0
19.09. | 18 | 70.55 |  | 53.55 | 0 | 0 | 17 | 0
19.09. | 19 | 70.55 |  | 53.55 | 0 | 0 | 17 | 0
19.09. | 20 | 70.55 |  | 53.55 | 0 | 0 | 17 | 0
19.09. | 21 | 70.55 |  | 53.55 | 0 | 0 | 17 | 0
19.09. | 22 | 70.55 |  | 53.55 | 0 | 0 | 17 | 0
19.09. | 23 | 70.55 |  | 53.55 | 0 | 0 | 17 | 0
19.09. | 24 | 70.55 |  | 53.55 | 0 | 0 | 17 | 0
20.09. | 1 | 70.55 |  | 53.55 | 0 | 0 | 17 | 0
20.09. | 2 | 70.55 |  | 53.55 | 0 | 0 | 17 | 0
20.09. | 3 | 70.55 |  | 53.55 | 0 | 0 | 17 | 0
20.09. | 4 | 70.55 |  | 53.55 | 0 | 0 | 17 | 0
20.09. | 5 | 70.55 |  | 53.55 | 0 | 0 | 17 | 0
20.09. | 6 | 70.55 |  | 53.55 | 0 | 0 | 17 | 0
20.09. | 7 | 70.55 |  | 53.55 | 0 | 0 | 17 | 0
20.09. | 8 | 70.55 |  | 53.55 | 0 | 0 | 17 | 0
20.09. | 9 | 70.55 |  | 53.55 | 0 | 0 | 17 | 0
20.09. | 10 | 70.55 |  | 53.55 | 0 | 0 | 17 | 0
20.09. | 11 | 70.55 |  | 53.55 | 0 | 0 | 17 | 0
20.09. | 12 | 70.55 |  | 53.55 | 0 | 0 | 17 | 0
20.09. | 13 | 70.55 |  | 53.55 | 0 | 0 | 17 | 0
20.09. | 14 | 70.55 |  | 53.55 | 0 | 0 | 17 | 0
20.09. | 15 | 70.55 |  | 53.55 | 0 | 0 | 17 | 0
20.09. | 16 | 70.55 |  | 53.55 | 0 | 0 | 17 | 0
20.09. | 17 | 70.55 |  | 53.55 | 0 | 0 | 17 | 0
20.09. | 18 | 70.55 |  | 53.55 | 0 | 0 | 17 | 0
20.09. | 19 | 70.55 |  | 53.55 | 0 | 0 | 17 | 0
20.09. | 20 | 70.55 |  | 53.55 | 0 | 0 | 17 | 0
20.09. | 21 | 70.55 |  | 53.55 | 0 | 0 | 17 | 0
20.09. | 22 | 70.55 |  | 53.55 | 0 | 0 | 17 | 0
20.09. | 23 | 70.55 |  | 53.55 | 0 | 0 | 17 | 0
20.09. | 24 | 70.55 |  | 53.55 | 0 | 0 | 17 | 0
21.09. | 1 | 70.55 |  | 53.55 | 0 | 0 | 17 | 0
21.09. | 2 | 70.55 |  | 53.55 | 0 | 0 | 17 | 0
21.09. | 3 | 70.55 |  | 53.55 | 0 | 0 | 17 | 0
21.09. | 4 | 70.55 |  | 53.55 | 0 | 0 | 17 | 0
21.09. | 5 | 70.55 |  | 53.55 | 0 | 0 | 17 | 0
21.09. | 6 | 70.55 |  | 53.55 | 0 | 0 | 17 | 0
21.09. | 7 | 70.55 |  | 53.55 | 0 | 0 | 17 | 0
21.09. | 8 | 70.55 |  | 53.55 | 0 | 0 | 17 | 0
21.09. | 9 | 70.55 |  | 53.55 | 0 | 0 | 17 | 0
21.09. | 10 | 70.55 |  | 53.55 | 0 | 0 | 17 | 0
21.09. | 11 | 70.55 |  | 53.55 | 0 | 0 | 17 | 0
21.09. | 12 | 70.55 |  | 53.55 | 0 | 0 | 17 | 0
21.09. | 13 | 70.55 |  | 53.55 | 0 | 0 | 17 | 0
21.09. | 14 | 70.55 |  | 53.55 | 0 | 0 | 17 | 0
21.09. | 15 | 70.55 |  | 53.55 | 0 | 0 | 17 | 0
21.09. | 16 | 70.55 |  | 53.55 | 0 | 0 | 17 | 0
21.09. | 17 | 70.55 |  | 53.55 | 0 | 0 | 17 | 0
21.09. | 18 | 70.55 |  | 53.55 | 0 | 0 | 17 | 0
21.09. | 19 | 70.55 |  | 53.55 | 0 | 0 | 17 | 0
21.09. | 20 | 70.55 |  | 53.55 | 0 | 0 | 17 | 0
21.09. | 21 | 70.55 |  | 53.55 | 0 | 0 | 17 | 0
21.09. | 22 | 70.55 |  | 53.55 | 0 | 0 | 17 | 0
21.09. | 23 | 70.55 |  | 53.55 | 0 | 0 | 17 | 0
21.09. | 24 | 70.55 |  | 53.55 | 0 | 0 | 17 | 0
22.09. | 1 | 70.55 |  | 53.55 | 0 | 0 | 17 | 0
22.09. | 2 | 70.55 |  | 53.55 | 0 | 0 | 17 | 0
22.09. | 3 | 70.55 |  | 53.55 | 0 | 0 | 17 | 0
22.09. | 4 | 70.55 |  | 53.55 | 0 | 0 | 17 | 0
22.09. | 5 | 70.55 |  | 53.55 | 0 | 0 | 17 | 0
22.09. | 6 | 70.55 |  | 53.55 | 0 | 0 | 17 | 0
22.09. | 7 | 70.55 |  | 53.55 | 0 | 0 | 17 | 0
22.09. | 8 | 70.55 |  | 53.55 | 0 | 0 | 17 | 0
22.09. | 9 | 70.55 |  | 53.55 | 0 | 0 | 17 | 0
22.09. | 10 | 70.55 |  | 53.55 | 0 | 0 | 17 | 0
22.09. | 11 | 70.55 |  | 53.55 | 0 | 0 | 17 | 0
22.09. | 12 | 70.55 |  | 53.55 | 0 | 0 | 17 | 0
22.09. | 13 | 70.55 |  | 53.55 | 0 | 0 | 17 | 0
22.09. | 14 | 70.55 |  | 53.55 | 0 | 0 | 17 | 0
22.09. | 15 | 70.55 |  | 53.55 | 0 | 0 | 17 | 0
22.09. | 16 | 70.55 |  | 53.55 | 0 | 0 | 17 | 0
22.09. | 17 | 70.55 |  | 53.55 | 0 | 0 | 17 | 0
22.09. | 18 | 70.55 |  | 53.55 | 0 | 0 | 17 | 0
22.09. | 19 | 70.55 |  | 53.55 | 0 | 0 | 17 | 0
22.09. | 20 | 70.55 |  | 53.55 | 0 | 0 | 17 | 0
22.09. | 21 | 70.55 |  | 53.55 | 0 | 0 | 17 | 0
22.09. | 22 | 70.55 |  | 53.55 | 0 | 0 | 17 | 0
22.09. | 23 | 70.55 |  | 53.55 | 0 | 0 | 17 | 0
22.09. | 24 | 70.55 |  | 53.55 | 0 | 0 | 17 | 0
23.09. | 1 | 70.55 |  | 53.55 | 0 | 0 | 17 | 0
23.09. | 2 | 70.55 |  | 53.55 | 0 | 0 | 17 | 0
23.09. | 3 | 70.55 |  | 53.55 | 0 | 0 | 17 | 0
23.09. | 4 | 70.55 |  | 53.55 | 0 | 0 | 17 | 0
23.09. | 5 | 70.55 |  | 53.55 | 0 | 0 | 17 | 0
23.09. | 6 | 70.55 |  | 53.55 | 0 | 0 | 17 | 0
23.09. | 7 | 70.55 |  | 53.55 | 0 | 0 | 17 | 0
23.09. | 8 | 70.55 |  | 53.55 | 0 | 0 | 17 | 0
23.09. | 9 | 70.55 |  | 53.55 | 0 | 0 | 17 | 0
23.09. | 10 | 70.55 |  | 53.55 | 0 | 0 | 17 | 0
23.09. | 11 | 70.55 |  | 53.55 | 0 | 0 | 17 | 0
23.09. | 12 | 70.55 |  | 53.55 | 0 | 0 | 17 | 0
23.09. | 13 | 70.55 |  | 53.55 | 0 | 0 | 17 | 0
23.09. | 14 | 70.55 |  | 53.55 | 0 | 0 | 17 | 0
23.09. | 15 | 70.55 |  | 53.55 | 0 | 0 | 17 | 0
23.09. | 16 | 70.55 |  | 53.55 | 0 | 0 | 17 | 0
23.09. | 17 | 70.55 |  | 53.55 | 0 | 0 | 17 | 0
23.09. | 18 | 70.55 |  | 53.55 | 0 | 0 | 17 | 0
23.09. | 19 | 70.55 |  | 53.55 | 0 | 0 | 17 | 0
23.09. | 20 | 70.55 |  | 53.55 | 0 | 0 | 17 | 0
23.09. | 21 | 70.55 |  | 53.55 | 0 | 0 | 17 | 0
23.09. | 22 | 70.55 |  | 53.55 | 0 | 0 | 17 | 0
23.09. | 23 | 70.55 |  | 53.55 | 0 | 0 | 17 | 0
23.09. | 24 | 70.55 |  | 53.55 | 0 | 0 | 17 | 0
24.09. | 1 | 70.55 |  | 53.55 | 0 | 0 | 17 | 0
24.09. | 2 | 70.55 |  | 53.55 | 0 | 0 | 17 | 0
24.09. | 3 | 70.55 |  | 53.55 | 0 | 0 | 17 | 0
24.09. | 4 | 70.55 |  | 53.55 | 0 | 0 | 17 | 0
24.09. | 5 | 70.55 |  | 53.55 | 0 | 0 | 17 | 0
24.09. | 6 | 70.55 |  | 53.55 | 0 | 0 | 17 | 0
24.09. | 7 | 70.55 |  | 53.55 | 0 | 0 | 17 | 0
24.09. | 8 | 70.55 |  | 53.55 | 0 | 0 | 17 | 0
24.09. | 9 | 70.55 |  | 53.55 | 0 | 0 | 17 | 0
24.09. | 10 | 70.55 |  | 53.55 | 0 | 0 | 17 | 0
24.09. | 11 | 70.55 |  | 53.55 | 0 | 0 | 17 | 0
24.09. | 12 | 70.55 |  | 53.55 | 0 | 0 | 17 | 0
24.09. | 13 | 70.55 |  | 53.55 | 0 | 0 | 17 | 0
24.09. | 14 | 70.55 |  | 53.55 | 0 | 0 | 17 | 0
24.09. | 15 | 70.55 |  | 53.55 | 0 | 0 | 17 | 0
24.09. | 16 | 70.55 |  | 53.55 | 0 | 0 | 17 | 0
24.09. | 17 | 70.55 |  | 53.55 | 0 | 0 | 17 | 0
24.09. | 18 | 70.55 |  | 53.55 | 0 | 0 | 17 | 0
24.09. | 19 | 70.55 |  | 53.55 | 0 | 0 | 17 | 0
24.09. | 20 | 70.55 |  | 53.55 | 0 | 0 | 17 | 0
24.09. | 21 | 70.55 |  | 53.55 | 0 | 0 | 17 | 0
24.09. | 22 | 70.55 |  | 53.55 | 0 | 0 | 17 | 0
24.09. | 23 | 70.55 |  | 53.55 | 0 | 0 | 17 | 0
24.09. | 24 | 70.55 |  | 53.55 | 0 | 0 | 17 | 0
25.09. | 1 | 70.55 |  | 53.55 | 0 | 0 | 17 | 0
25.09. | 2 | 70.55 |  | 53.55 | 0 | 0 | 17 | 0
25.09. | 3 | 70.55 |  | 53.55 | 0 | 0 | 17 | 0
25.09. | 4 | 70.55 |  | 53.55 | 0 | 0 | 17 | 0
25.09. | 5 | 70.55 |  | 53.55 | 0 | 0 | 17 | 0
25.09. | 6 | 70.55 |  | 53.55 | 0 | 0 | 17 | 0
25.09. | 7 | 70.55 |  | 53.55 | 0 | 0 | 17 | 0
25.09. | 8 | 70.55 |  | 53.55 | 0 | 0 | 17 | 0
25.09. | 9 | 70.55 |  | 53.55 | 0 | 0 | 17 | 0
25.09. | 10 | 70.55 |  | 53.55 | 0 | 0 | 17 | 0
25.09. | 11 | 70.55 |  | 53.55 | 0 | 0 | 17 | 0
25.09. | 12 | 70.55 |  | 53.55 | 0 | 0 | 17 | 0
25.09. | 13 | 70.55 |  | 53.55 | 0 | 0 | 17 | 0
25.09. | 14 | 70.55 |  | 53.55 | 0 | 0 | 17 | 0
25.09. | 15 | 70.55 |  | 53.55 | 0 | 0 | 17 | 0
25.09. | 16 | 70.55 |  | 53.55 | 0 | 0 | 17 | 0
25.09. | 17 | 70.55 |  | 53.55 | 0 | 0 | 17 | 0
25.09. | 18 | 70.55 |  | 53.55 | 0 | 0 | 17 | 0
25.09. | 19 | 70.55 |  | 53.55 | 0 | 0 | 17 | 0
25.09. | 20 | 70.55 |  | 53.55 | 0 | 0 | 17 | 0
25.09. | 21 | 70.55 |  | 53.55 | 0 | 0 | 17 | 0
25.09. | 22 | 70.55 |  | 53.55 | 0 | 0 | 17 | 0
25.09. | 23 | 70.55 |  | 53.55 | 0 | 0 | 17 | 0
25.09. | 24 | 70.55 |  | 53.55 | 0 | 0 | 17 | 0
26.09. | 1 | 70.55 |  | 53.55 | 0 | 0 | 17 | 0
26.09. | 2 | 70.55 |  | 53.55 | 0 | 0 | 17 | 0
26.09. | 3 | 70.55 |  | 53.55 | 0 | 0 | 17 | 0
26.09. | 4 | 70.55 |  | 53.55 | 0 | 0 | 17 | 0
26.09. | 5 | 70.55 |  | 53.55 | 0 | 0 | 17 | 0
26.09. | 6 | 70.55 |  | 53.55 | 0 | 0 | 17 | 0
26.09. | 7 | 70.55 |  | 53.55 | 0 | 0 | 17 | 0
26.09. | 8 | 70.55 |  | 53.55 | 0 | 0 | 17 | 0
26.09. | 9 | 70.55 |  | 53.55 | 0 | 0 | 17 | 0
26.09. | 10 | 70.55 |  | 53.55 | 0 | 0 | 17 | 0
26.09. | 11 | 70.55 |  | 53.55 | 0 | 0 | 17 | 0
26.09. | 12 | 70.55 |  | 53.55 | 0 | 0 | 17 | 0
26.09. | 13 | 70.55 |  | 53.55 | 0 | 0 | 17 | 0
26.09. | 14 | 70.55 |  | 53.55 | 0 | 0 | 17 | 0
26.09. | 15 | 70.55 |  | 53.55 | 0 | 0 | 17 | 0
26.09. | 16 | 70.55 |  | 53.55 | 0 | 0 | 17 | 0
26.09. | 17 | 70.55 |  | 53.55 | 0 | 0 | 17 | 0
26.09. | 18 | 70.55 |  | 53.55 | 0 | 0 | 17 | 0
26.09. | 19 | 70.55 |  | 53.55 | 0 | 0 | 17 | 0
26.09. | 20 | 70.55 |  | 53.55 | 0 | 0 | 17 | 0
26.09. | 21 | 70.55 |  | 53.55 | 0 | 0 | 17 | 0
26.09. | 22 | 70.55 |  | 53.55 | 0 | 0 | 17 | 0
26.09. | 23 | 70.55 |  | 53.55 | 0 | 0 | 17 | 0
26.09. | 24 | 70.55 |  | 53.55 | 0 | 0 | 17 | 0
27.09. | 1 | 70.55 |  | 53.55 | 0 | 0 | 17 | 0
27.09. | 2 | 70.55 |  | 53.55 | 0 | 0 | 17 | 0
27.09. | 3 | 70.55 |  | 53.55 | 0 | 0 | 17 | 0
27.09. | 4 | 70.55 |  | 53.55 | 0 | 0 | 17 | 0
27.09. | 5 | 70.55 |  | 53.55 | 0 | 0 | 17 | 0
27.09. | 6 | 70.55 |  | 53.55 | 0 | 0 | 17 | 0
27.09. | 7 | 70.55 |  | 53.55 | 0 | 0 | 17 | 0
27.09. | 8 | 70.55 |  | 53.55 | 0 | 0 | 17 | 0
27.09. | 9 | 70.55 |  | 53.55 | 0 | 0 | 17 | 0
27.09. | 10 | 70.55 |  | 53.55 | 0 | 0 | 17 | 0
27.09. | 11 | 70.55 |  | 53.55 | 0 | 0 | 17 | 0
27.09. | 12 | 70.55 |  | 53.55 | 0 | 0 | 17 | 0
27.09. | 13 | 70.55 |  | 53.55 | 0 | 0 | 17 | 0
27.09. | 14 | 70.55 |  | 53.55 | 0 | 0 | 17 | 0
27.09. | 15 | 70.55 |  | 53.55 | 0 | 0 | 17 | 0
27.09. | 16 | 70.55 |  | 53.55 | 0 | 0 | 17 | 0
27.09. | 17 | 70.55 |  | 53.55 | 0 | 0 | 17 | 0
27.09. | 18 | 70.55 |  | 53.55 | 0 | 0 | 17 | 0
27.09. | 19 | 70.55 |  | 53.55 | 0 | 0 | 17 | 0
27.09. | 20 | 70.55 |  | 53.55 | 0 | 0 | 17 | 0
27.09. | 21 | 70.55 |  | 53.55 | 0 | 0 | 17 | 0
27.09. | 22 | 70.55 |  | 53.55 | 0 | 0 | 17 | 0
27.09. | 23 | 70.55 |  | 53.55 | 0 | 0 | 17 | 0
27.09. | 24 | 70.55 |  | 53.55 | 0 | 0 | 17 | 0
28.09. | 1 | 70.55 |  | 53.55 | 0 | 0 | 17 | 0
28.09. | 2 | 70.55 |  | 53.55 | 0 | 0 | 17 | 0
28.09. | 3 | 70.55 |  | 53.55 | 0 | 0 | 17 | 0
28.09. | 4 | 70.55 |  | 53.55 | 0 | 0 | 17 | 0
28.09. | 5 | 70.55 |  | 53.55 | 0 | 0 | 17 | 0
28.09. | 6 | 70.55 |  | 53.55 | 0 | 0 | 17 | 0
28.09. | 7 | 70.55 |  | 53.55 | 0 | 0 | 17 | 0
28.09. | 8 | 70.55 |  | 53.55 | 0 | 0 | 17 | 0
28.09. | 9 | 70.55 |  | 53.55 | 0 | 0 | 17 | 0
28.09. | 10 | 70.55 |  | 53.55 | 0 | 0 | 17 | 0
28.09. | 11 | 70.55 |  | 53.55 | 0 | 0 | 17 | 0
28.09. | 12 | 70.55 |  | 53.55 | 0 | 0 | 17 | 0
28.09. | 13 | 70.55 |  | 53.55 | 0 | 0 | 17 | 0
28.09. | 14 | 70.55 |  | 53.55 | 0 | 0 | 17 | 0
28.09. | 15 | 70.55 |  | 53.55 | 0 | 0 | 17 | 0
28.09. | 16 | 70.55 |  | 53.55 | 0 | 0 | 17 | 0
28.09. | 17 | 70.55 |  | 53.55 | 0 | 0 | 17 | 0
28.09. | 18 | 70.55 |  | 53.55 | 0 | 0 | 17 | 0
28.09. | 19 | 70.55 |  | 53.55 | 0 | 0 | 17 | 0
28.09. | 20 | 70.55 |  | 53.55 | 0 | 0 | 17 | 0
28.09. | 21 | 70.55 |  | 53.55 | 0 | 0 | 17 | 0
28.09. | 22 | 70.55 |  | 53.55 | 0 | 0 | 17 | 0
28.09. | 23 | 70.55 |  | 53.55 | 0 | 0 | 17 | 0
28.09. | 24 | 70.55 |  | 53.55 | 0 | 0 | 17 | 0
29.09. | 1 | 70.55 |  | 53.55 | 0 | 0 | 17 | 0
29.09. | 2 | 70.55 |  | 53.55 | 0 | 0 | 17 | 0
29.09. | 3 | 70.55 |  | 53.55 | 0 | 0 | 17 | 0
29.09. | 4 | 70.55 |  | 53.55 | 0 | 0 | 17 | 0
29.09. | 5 | 70.55 |  | 53.55 | 0 | 0 | 17 | 0
29.09. | 6 | 70.55 |  | 53.55 | 0 | 0 | 17 | 0
29.09. | 7 | 70.55 |  | 53.55 | 0 | 0 | 17 | 0
29.09. | 8 | 70.55 |  | 53.55 | 0 | 0 | 17 | 0
29.09. | 9 | 70.55 |  | 53.55 | 0 | 0 | 17 | 0
29.09. | 10 | 70.55 |  | 53.55 | 0 | 0 | 17 | 0
29.09. | 11 | 70.55 |  | 53.55 | 0 | 0 | 17 | 0
29.09. | 12 | 70.55 |  | 53.55 | 0 | 0 | 17 | 0
29.09. | 13 | 70.55 |  | 53.55 | 0 | 0 | 17 | 0
29.09. | 14 | 70.55 |  | 53.55 | 0 | 0 | 17 | 0
29.09. | 15 | 70.55 |  | 53.55 | 0 | 0 | 17 | 0
29.09. | 16 | 70.55 |  | 53.55 | 0 | 0 | 17 | 0
29.09. | 17 | 70.55 |  | 53.55 | 0 | 0 | 17 | 0
29.09. | 18 | 70.55 |  | 53.55 | 0 | 0 | 17 | 0
29.09. | 19 | 70.55 |  | 53.55 | 0 | 0 | 17 | 0
29.09. | 20 | 70.55 |  | 53.55 | 0 | 0 | 17 | 0
29.09. | 21 | 70.55 |  | 53.55 | 0 | 0 | 17 | 0
29.09. | 22 | 70.55 |  | 53.55 | 0 | 0 | 17 | 0
29.09. | 23 | 70.55 |  | 53.55 | 0 | 0 | 17 | 0
29.09. | 24 | 70.55 |  | 53.55 | 0 | 0 | 17 | 0
30.09. | 1 | 70.55 |  | 53.55 | 0 | 0 | 17 | 0
30.09. | 2 | 70.55 |  | 53.55 | 0 | 0 | 17 | 0
30.09. | 3 | 70.55 |  | 53.55 | 0 | 0 | 17 | 0
30.09. | 4 | 70.55 |  | 53.55 | 0 | 0 | 17 | 0
30.09. | 5 | 70.55 |  | 53.55 | 0 | 0 | 17 | 0
30.09. | 6 | 70.55 |  | 53.55 | 0 | 0 | 17 | 0
30.09. | 7 | 70.55 |  | 53.55 | 0 | 0 | 17 | 0
30.09. | 8 | 70.55 |  | 53.55 | 0 | 0 | 17 | 0
30.09. | 9 | 70.55 |  | 53.55 | 0 | 0 | 17 | 0
30.09. | 10 | 70.55 |  | 53.55 | 0 | 0 | 17 | 0
30.09. | 11 | 70.55 |  | 53.55 | 0 | 0 | 17 | 0
30.09. | 12 | 70.55 |  | 53.55 | 0 | 0 | 17 | 0
30.09. | 13 | 70.55 |  | 53.55 | 0 | 0 | 17 | 0
30.09. | 14 | 70.55 |  | 53.55 | 0 | 0 | 17 | 0
30.09. | 15 | 70.55 |  | 53.55 | 0 | 0 | 17 | 0
30.09. | 16 | 70.55 |  | 53.55 | 0 | 0 | 17 | 0
30.09. | 17 | 70.55 |  | 53.55 | 0 | 0 | 17 | 0
30.09. | 18 | 70.55 |  | 53.55 | 0 | 0 | 17 | 0
30.09. | 19 | 70.55 |  | 53.55 | 0 | 0 | 17 | 0
30.09. | 20 | 70.55 |  | 53.55 | 0 | 0 | 17 | 0
30.09. | 21 | 70.55 |  | 53.55 | 0 | 0 | 17 | 0
30.09. | 22 | 70.55 |  | 53.55 | 0 | 0 | 17 | 0
30.09. | 23 | 70.55 |  | 53.55 | 0 | 0 | 17 | 0
30.09. | 24 | 70.55 |  | 53.55 | 0 | 0 | 17 | 0
01.10. | 1 | 70.55 |  | 53.55 | 0 | 0 | 17 | 0
01.10. | 2 | 70.55 |  | 53.55 | 0 | 0 | 17 | 0
01.10. | 3 | 70.55 |  | 53.55 | 0 | 0 | 17 | 0
01.10. | 4 | 70.55 |  | 53.55 | 0 | 0 | 17 | 0
01.10. | 5 | 70.55 |  | 53.55 | 0 | 0 | 17 | 0
01.10. | 6 | 70.55 |  | 53.55 | 0 | 0 | 17 | 0
01.10. | 7 | 70.55 |  | 53.55 | 0 | 0 | 17 | 0
01.10. | 8 | 70.55 |  | 53.55 | 0 | 0 | 17 | 0
01.10. | 9 | 70.55 |  | 53.55 | 0 | 0 | 17 | 0
01.10. | 10 | 70.55 |  | 53.55 | 0 | 0 | 17 | 0
01.10. | 11 | 70.55 |  | 53.55 | 0 | 0 | 17 | 0
01.10. | 12 | 70.55 |  | 53.55 | 0 | 0 | 17 | 0
01.10. | 13 | 70.55 |  | 53.55 | 0 | 0 | 17 | 0
01.10. | 14 | 70.55 |  | 53.55 | 0 | 0 | 17 | 0
01.10. | 15 | 70.55 |  | 53.55 | 0 | 0 | 17 | 0
01.10. | 16 | 70.55 |  | 53.55 | 0 | 0 | 17 | 0
01.10. | 17 | 70.55 |  | 53.55 | 0 | 0 | 17 | 0
01.10. | 18 | 70.55 |  | 53.55 | 0 | 0 | 17 | 0
01.10. | 19 | 70.55 |  | 53.55 | 0 | 0 | 17 | 0
01.10. | 20 | 70.55 |  | 53.55 | 0 | 0 | 17 | 0
01.10. | 21 | 70.55 |  | 53.55 | 0 | 0 | 17 | 0
01.10. | 22 | 70.55 |  | 53.55 | 0 | 0 | 17 | 0
01.10. | 23 | 70.55 |  | 53.55 | 0 | 0 | 17 | 0
01.10. | 24 | 70.55 |  | 53.55 | 0 | 0 | 17 | 0
02.10. | 1 | 70.55 |  | 53.55 | 0 | 0 | 17 | 0
02.10. | 2 | 70.55 |  | 53.55 | 0 | 0 | 17 | 0
02.10. | 3 | 70.55 |  | 53.55 | 0 | 0 | 17 | 0
02.10. | 4 | 70.55 |  | 53.55 | 0 | 0 | 17 | 0
02.10. | 5 | 70.55 |  | 53.55 | 0 | 0 | 17 | 0
02.10. | 6 | 70.55 |  | 53.55 | 0 | 0 | 17 | 0
02.10. | 7 | 70.55 |  | 53.55 | 0 | 0 | 17 | 0
02.10. | 8 | 70.55 |  | 53.55 | 0 | 0 | 17 | 0
02.10. | 9 | 70.55 |  | 53.55 | 0 | 0 | 17 | 0
02.10. | 10 | 70.55 |  | 53.55 | 0 | 0 | 17 | 0
02.10. | 11 | 70.55 |  | 53.55 | 0 | 0 | 17 | 0
02.10. | 12 | 70.55 |  | 53.55 | 0 | 0 | 17 | 0
02.10. | 13 | 70.55 |  | 53.55 | 0 | 0 | 17 | 0
02.10. | 14 | 70.55 |  | 53.55 | 0 | 0 | 17 | 0
02.10. | 15 | 70.55 |  | 53.55 | 0 | 0 | 17 | 0
02.10. | 16 | 70.55 |  | 53.55 | 0 | 0 | 17 | 0
02.10. | 17 | 70.55 |  | 53.55 | 0 | 0 | 17 | 0
02.10. | 18 | 70.55 |  | 53.55 | 0 | 0 | 17 | 0
02.10. | 19 | 70.55 |  | 53.55 | 0 | 0 | 17 | 0
02.10. | 20 | 70.55 |  | 53.55 | 0 | 0 | 17 | 0
02.10. | 21 | 70.55 |  | 53.55 | 0 | 0 | 17 | 0
02.10. | 22 | 70.55 |  | 53.55 | 0 | 0 | 17 | 0
02.10. | 23 | 70.55 |  | 53.55 | 0 | 0 | 17 | 0
02.10. | 24 | 70.55 |  | 53.55 | 0 | 0 | 17 | 0
03.10. | 1 | 70.55 |  | 53.55 | 0 | 0 | 17 | 0
03.10. | 2 | 70.55 |  | 53.55 | 0 | 0 | 17 | 0
03.10. | 3 | 70.55 |  | 53.55 | 0 | 0 | 17 | 0
03.10. | 4 | 70.55 |  | 53.55 | 0 | 0 | 17 | 0
03.10. | 5 | 70.55 |  | 53.55 | 0 | 0 | 17 | 0
03.10. | 6 | 70.55 |  | 53.55 | 0 | 0 | 17 | 0
03.10. | 7 | 70.55 |  | 53.55 | 0 | 0 | 17 | 0
03.10. | 8 | 70.55 |  | 53.55 | 0 | 0 | 17 | 0
03.10. | 9 | 70.55 |  | 53.55 | 0 | 0 | 17 | 0
03.10. | 10 | 70.55 |  | 53.55 | 0 | 0 | 17 | 0
03.10. | 11 | 70.55 |  | 53.55 | 0 | 0 | 17 | 0
03.10. | 12 | 70.55 |  | 53.55 | 0 | 0 | 17 | 0
03.10. | 13 | 70.55 |  | 53.55 | 0 | 0 | 17 | 0
03.10. | 14 | 70.55 |  | 53.55 | 0 | 0 | 17 | 0
03.10. | 15 | 70.55 |  | 53.55 | 0 | 0 | 17 | 0
03.10. | 16 | 70.55 |  | 53.55 | 0 | 0 | 17 | 0
03.10. | 17 | 70.55 |  | 53.55 | 0 | 0 | 17 | 0
03.10. | 18 | 70.55 |  | 53.55 | 0 | 0 | 17 | 0
03.10. | 19 | 70.55 |  | 53.55 | 0 | 0 | 17 | 0
03.10. | 20 | 70.55 |  | 53.55 | 0 | 0 | 17 | 0
03.10. | 21 | 70.55 |  | 53.55 | 0 | 0 | 17 | 0
03.10. | 22 | 70.55 |  | 53.55 | 0 | 0 | 17 | 0
03.10. | 23 | 70.55 |  | 53.55 | 0 | 0 | 17 | 0
03.10. | 24 | 70.55 |  | 53.55 | 0 | 0 | 17 | 0
04.10. | 1 | 70.55 |  | 53.55 | 0 | 0 | 17 | 0
04.10. | 2 | 70.55 |  | 53.55 | 0 | 0 | 17 | 0
04.10. | 3 | 70.55 |  | 53.55 | 0 | 0 | 17 | 0
04.10. | 4 | 70.55 |  | 53.55 | 0 | 0 | 17 | 0
04.10. | 5 | 70.55 |  | 53.55 | 0 | 0 | 17 | 0
04.10. | 6 | 70.55 |  | 53.55 | 0 | 0 | 17 | 0
04.10. | 7 | 70.55 |  | 53.55 | 0 | 0 | 17 | 0
04.10. | 8 | 70.55 |  | 53.55 | 0 | 0 | 17 | 0
04.10. | 9 | 70.55 |  | 53.55 | 0 | 0 | 17 | 0
04.10. | 10 | 70.55 |  | 53.55 | 0 | 0 | 17 | 0
04.10. | 11 | 70.55 |  | 53.55 | 0 | 0 | 17 | 0
04.10. | 12 | 70.55 |  | 53.55 | 0 | 0 | 17 | 0
04.10. | 13 | 70.55 |  | 53.55 | 0 | 0 | 17 | 0
04.10. | 14 | 70.55 |  | 53.55 | 0 | 0 | 17 | 0
04.10. | 15 | 70.55 |  | 53.55 | 0 | 0 | 17 | 0
04.10. | 16 | 70.55 |  | 53.55 | 0 | 0 | 17 | 0
04.10. | 17 | 70.55 |  | 53.55 | 0 | 0 | 17 | 0
04.10. | 18 | 70.55 |  | 53.55 | 0 | 0 | 17 | 0
04.10. | 19 | 70.55 |  | 53.55 | 0 | 0 | 17 | 0
04.10. | 20 | 70.55 |  | 53.55 | 0 | 0 | 17 | 0
04.10. | 21 | 70.55 |  | 53.55 | 0 | 0 | 17 | 0
04.10. | 22 | 70.55 |  | 53.55 | 0 | 0 | 17 | 0
04.10. | 23 | 70.55 |  | 53.55 | 0 | 0 | 17 | 0
04.10. | 24 | 70.55 |  | 53.55 | 0 | 0 | 17 | 0
05.10. | 1 | 70.55 |  | 53.55 | 0 | 0 | 17 | 0
05.10. | 2 | 70.55 |  | 53.55 | 0 | 0 | 17 | 0
05.10. | 3 | 70.55 |  | 53.55 | 0 | 0 | 17 | 0
05.10. | 4 | 70.55 |  | 53.55 | 0 | 0 | 17 | 0
05.10. | 5 | 70.55 |  | 53.55 | 0 | 0 | 17 | 0
05.10. | 6 | 70.55 |  | 53.55 | 0 | 0 | 17 | 0
05.10. | 7 | 70.55 |  | 53.55 | 0 | 0 | 17 | 0
05.10. | 8 | 70.55 |  | 53.55 | 0 | 0 | 17 | 0
05.10. | 9 | 70.55 |  | 53.55 | 0 | 0 | 17 | 0
05.10. | 10 | 70.55 |  | 53.55 | 0 | 0 | 17 | 0
05.10. | 11 | 70.55 |  | 53.55 | 0 | 0 | 17 | 0
05.10. | 12 | 70.55 |  | 53.55 | 0 | 0 | 17 | 0
05.10. | 13 | 70.55 |  | 53.55 | 0 | 0 | 17 | 0
05.10. | 14 | 70.55 |  | 53.55 | 0 | 0 | 17 | 0
05.10. | 15 | 70.55 |  | 53.55 | 0 | 0 | 17 | 0
05.10. | 16 | 70.55 |  | 53.55 | 0 | 0 | 17 | 0
05.10. | 17 | 70.55 |  | 53.55 | 0 | 0 | 17 | 0
05.10. | 18 | 70.55 |  | 53.55 | 0 | 0 | 17 | 0
05.10. | 19 | 70.55 |  | 53.55 | 0 | 0 | 17 | 0
05.10. | 20 | 70.55 |  | 53.55 | 0 | 0 | 17 | 0
05.10. | 21 | 70.55 |  | 53.55 | 0 | 0 | 17 | 0
05.10. | 22 | 70.55 |  | 53.55 | 0 | 0 | 17 | 0
05.10. | 23 | 70.55 |  | 53.55 | 0 | 0 | 17 | 0
05.10. | 24 | 70.55 |  | 53.55 | 0 | 0 | 17 | 0
06.10. | 1 | 70.55 |  | 53.55 | 0 | 0 | 17 | 0
06.10. | 2 | 70.55 |  | 53.55 | 0 | 0 | 17 | 0
06.10. | 3 | 70.55 |  | 53.55 | 0 | 0 | 17 | 0
06.10. | 4 | 70.55 |  | 53.55 | 0 | 0 | 17 | 0
06.10. | 5 | 70.55 |  | 53.55 | 0 | 0 | 17 | 0
06.10. | 6 | 70.55 |  | 53.55 | 0 | 0 | 17 | 0
06.10. | 7 | 70.55 |  | 53.55 | 0 | 0 | 17 | 0
06.10. | 8 | 70.55 |  | 53.55 | 0 | 0 | 17 | 0
06.10. | 9 | 70.55 |  | 53.55 | 0 | 0 | 17 | 0
06.10. | 10 | 70.55 |  | 53.55 | 0 | 0 | 17 | 0
06.10. | 11 | 70.55 |  | 53.55 | 0 | 0 | 17 | 0
06.10. | 12 | 70.55 |  | 53.55 | 0 | 0 | 17 | 0
06.10. | 13 | 70.55 |  | 53.55 | 0 | 0 | 17 | 0
06.10. | 14 | 70.55 |  | 53.55 | 0 | 0 | 17 | 0
06.10. | 15 | 70.55 |  | 53.55 | 0 | 0 | 17 | 0
06.10. | 16 | 70.55 |  | 53.55 | 0 | 0 | 17 | 0
06.10. | 17 | 70.55 |  | 53.55 | 0 | 0 | 17 | 0
06.10. | 18 | 70.55 |  | 53.55 | 0 | 0 | 17 | 0
06.10. | 19 | 70.55 |  | 53.55 | 0 | 0 | 17 | 0
06.10. | 20 | 70.55 |  | 53.55 | 0 | 0 | 17 | 0
06.10. | 21 | 70.55 |  | 53.55 | 0 | 0 | 17 | 0
06.10. | 22 | 70.55 |  | 53.55 | 0 | 0 | 17 | 0
06.10. | 23 | 70.55 |  | 53.55 | 0 | 0 | 17 | 0
06.10. | 24 | 70.55 |  | 53.55 | 0 | 0 | 17 | 0
07.10. | 1 | 70.55 |  | 53.55 | 0 | 0 | 17 | 0
07.10. | 2 | 70.55 |  | 53.55 | 0 | 0 | 17 | 0
07.10. | 3 | 70.55 |  | 53.55 | 0 | 0 | 17 | 0
07.10. | 4 | 70.55 |  | 53.55 | 0 | 0 | 17 | 0
07.10. | 5 | 70.55 |  | 53.55 | 0 | 0 | 17 | 0
07.10. | 6 | 70.55 |  | 53.55 | 0 | 0 | 17 | 0
07.10. | 7 | 70.55 |  | 53.55 | 0 | 0 | 17 | 0
07.10. | 8 | 70.55 |  | 53.55 | 0 | 0 | 17 | 0
07.10. | 9 | 70.55 |  | 53.55 | 0 | 0 | 17 | 0
07.10. | 10 | 70.55 |  | 53.55 | 0 | 0 | 17 | 0
07.10. | 11 | 70.55 |  | 53.55 | 0 | 0 | 17 | 0
07.10. | 12 | 70.55 |  | 53.55 | 0 | 0 | 17 | 0
07.10. | 13 | 70.55 |  | 53.55 | 0 | 0 | 17 | 0
07.10. | 14 | 70.55 |  | 53.55 | 0 | 0 | 17 | 0
07.10. | 15 | 70.55 |  | 53.55 | 0 | 0 | 17 | 0
07.10. | 16 | 70.55 |  | 53.55 | 0 | 0 | 17 | 0
07.10. | 17 | 70.55 |  | 53.55 | 0 | 0 | 17 | 0
07.10. | 18 | 70.55 |  | 53.55 | 0 | 0 | 17 | 0
07.10. | 19 | 70.55 |  | 53.55 | 0 | 0 | 17 | 0
07.10. | 20 | 70.55 |  | 53.55 | 0 | 0 | 17 | 0
07.10. | 21 | 70.55 |  | 53.55 | 0 | 0 | 17 | 0
07.10. | 22 | 70.55 |  | 53.55 | 0 | 0 | 17 | 0
07.10. | 23 | 70.55 |  | 53.55 | 0 | 0 | 17 | 0
07.10. | 24 | 70.55 |  | 53.55 | 0 | 0 | 17 | 0
08.10. | 1 | 70.55 |  | 53.55 | 0 | 0 | 17 | 0
08.10. | 2 | 70.55 |  | 53.55 | 0 | 0 | 17 | 0
08.10. | 3 | 70.55 |  | 53.55 | 0 | 0 | 17 | 0
08.10. | 4 | 70.55 |  | 53.55 | 0 | 0 | 17 | 0
08.10. | 5 | 70.55 |  | 53.55 | 0 | 0 | 17 | 0
08.10. | 6 | 70.55 |  | 53.55 | 0 | 0 | 17 | 0
08.10. | 7 | 70.55 |  | 53.55 | 0 | 0 | 17 | 0
08.10. | 8 | 70.55 |  | 53.55 | 0 | 0 | 17 | 0
08.10. | 9 | 70.55 |  | 53.55 | 0 | 0 | 17 | 0
08.10. | 10 | 70.55 |  | 53.55 | 0 | 0 | 17 | 0
08.10. | 11 | 70.55 |  | 53.55 | 0 | 0 | 17 | 0
08.10. | 12 | 70.55 |  | 53.55 | 0 | 0 | 17 | 0
08.10. | 13 | 70.55 |  | 53.55 | 0 | 0 | 17 | 0
08.10. | 14 | 70.55 |  | 53.55 | 0 | 0 | 17 | 0
08.10. | 15 | 70.55 |  | 53.55 | 0 | 0 | 17 | 0
08.10. | 16 | 70.55 |  | 53.55 | 0 | 0 | 17 | 0
08.10. | 17 | 70.55 |  | 53.55 | 0 | 0 | 17 | 0
08.10. | 18 | 70.55 |  | 53.55 | 0 | 0 | 17 | 0
08.10. | 19 | 70.55 |  | 53.55 | 0 | 0 | 17 | 0
08.10. | 20 | 70.55 |  | 53.55 | 0 | 0 | 17 | 0
08.10. | 21 | 70.55 |  | 53.55 | 0 | 0 | 17 | 0
08.10. | 22 | 70.55 |  | 53.55 | 0 | 0 | 17 | 0
08.10. | 23 | 70.55 |  | 53.55 | 0 | 0 | 17 | 0
08.10. | 24 | 70.55 |  | 53.55 | 0 | 0 | 17 | 0
09.10. | 1 | 70.55 |  | 53.55 | 0 | 0 | 17 | 0
09.10. | 2 | 70.55 |  | 53.55 | 0 | 0 | 17 | 0
09.10. | 3 | 70.55 |  | 53.55 | 0 | 0 | 17 | 0
09.10. | 4 | 70.55 |  | 53.55 | 0 | 0 | 17 | 0
09.10. | 5 | 70.55 |  | 53.55 | 0 | 0 | 17 | 0
09.10. | 6 | 70.55 |  | 53.55 | 0 | 0 | 17 | 0
09.10. | 7 | 70.55 |  | 53.55 | 0 | 0 | 17 | 0
09.10. | 8 | 70.55 |  | 53.55 | 0 | 0 | 17 | 0
09.10. | 9 | 70.55 |  | 53.55 | 0 | 0 | 17 | 0
09.10. | 10 | 70.55 |  | 53.55 | 0 | 0 | 17 | 0
09.10. | 11 | 70.55 |  | 53.55 | 0 | 0 | 17 | 0
09.10. | 12 | 70.55 |  | 53.55 | 0 | 0 | 17 | 0
09.10. | 13 | 70.55 |  | 53.55 | 0 | 0 | 17 | 0
09.10. | 14 | 70.55 |  | 53.55 | 0 | 0 | 17 | 0
09.10. | 15 | 70.55 |  | 53.55 | 0 | 0 | 17 | 0
09.10. | 16 | 70.55 |  | 53.55 | 0 | 0 | 17 | 0
09.10. | 17 | 70.55 |  | 53.55 | 0 | 0 | 17 | 0
09.10. | 18 | 70.55 |  | 53.55 | 0 | 0 | 17 | 0
09.10. | 19 | 70.55 |  | 53.55 | 0 | 0 | 17 | 0
09.10. | 20 | 70.55 |  | 53.55 | 0 | 0 | 17 | 0
09.10. | 21 | 70.55 |  | 53.55 | 0 | 0 | 17 | 0
09.10. | 22 | 70.55 |  | 53.55 | 0 | 0 | 17 | 0
09.10. | 23 | 70.55 |  | 53.55 | 0 | 0 | 17 | 0
09.10. | 24 | 70.55 |  | 53.55 | 0 | 0 | 17 | 0
10.10. | 1 | 70.55 |  | 53.55 | 0 | 0 | 17 | 0
10.10. | 2 | 70.55 |  | 53.55 | 0 | 0 | 17 | 0
10.10. | 3 | 70.55 |  | 53.55 | 0 | 0 | 17 | 0
10.10. | 4 | 70.55 |  | 53.55 | 0 | 0 | 17 | 0
10.10. | 5 | 70.55 |  | 53.55 | 0 | 0 | 17 | 0
10.10. | 6 | 70.55 |  | 53.55 | 0 | 0 | 17 | 0
10.10. | 7 | 70.55 |  | 53.55 | 0 | 0 | 17 | 0
10.10. | 8 | 70.55 |  | 53.55 | 0 | 0 | 17 | 0
10.10. | 9 | 70.55 |  | 53.55 | 0 | 0 | 17 | 0
10.10. | 10 | 70.55 |  | 53.55 | 0 | 0 | 17 | 0
10.10. | 11 | 70.55 |  | 53.55 | 0 | 0 | 17 | 0
10.10. | 12 | 70.55 |  | 53.55 | 0 | 0 | 17 | 0
10.10. | 13 | 70.55 |  | 53.55 | 0 | 0 | 17 | 0
10.10. | 14 | 70.55 |  | 53.55 | 0 | 0 | 17 | 0
10.10. | 15 | 70.55 |  | 53.55 | 0 | 0 | 17 | 0
10.10. | 16 | 70.55 |  | 53.55 | 0 | 0 | 17 | 0
10.10. | 17 | 70.55 |  | 53.55 | 0 | 0 | 17 | 0
10.10. | 18 | 70.55 |  | 53.55 | 0 | 0 | 17 | 0
10.10. | 19 | 70.55 |  | 53.55 | 0 | 0 | 17 | 0
10.10. | 20 | 70.55 |  | 53.55 | 0 | 0 | 17 | 0
10.10. | 21 | 70.55 |  | 53.55 | 0 | 0 | 17 | 0
10.10. | 22 | 70.55 |  | 53.55 | 0 | 0 | 17 | 0
10.10. | 23 | 70.55 |  | 53.55 | 0 | 0 | 17 | 0
10.10. | 24 | 70.55 |  | 53.55 | 0 | 0 | 17 | 0
11.10. | 1 | 70.55 |  | 53.55 | 0 | 0 | 17 | 0
11.10. | 2 | 70.55 |  | 53.55 | 0 | 0 | 17 | 0
11.10. | 3 | 70.55 |  | 53.55 | 0 | 0 | 17 | 0
11.10. | 4 | 70.55 |  | 53.55 | 0 | 0 | 17 | 0
11.10. | 5 | 70.55 |  | 53.55 | 0 | 0 | 17 | 0
11.10. | 6 | 70.55 |  | 53.55 | 0 | 0 | 17 | 0
11.10. | 7 | 70.55 |  | 53.55 | 0 | 0 | 17 | 0
11.10. | 8 | 70.55 |  | 53.55 | 0 | 0 | 17 | 0
11.10. | 9 | 70.55 |  | 53.55 | 0 | 0 | 17 | 0
11.10. | 10 | 70.55 |  | 53.55 | 0 | 0 | 17 | 0
11.10. | 11 | 70.55 |  | 53.55 | 0 | 0 | 17 | 0
11.10. | 12 | 70.55 |  | 53.55 | 0 | 0 | 17 | 0
11.10. | 13 | 70.55 |  | 53.55 | 0 | 0 | 17 | 0
11.10. | 14 | 70.55 |  | 53.55 | 0 | 0 | 17 | 0
11.10. | 15 | 70.55 |  | 53.55 | 0 | 0 | 17 | 0
11.10. | 16 | 70.55 |  | 53.55 | 0 | 0 | 17 | 0
11.10. | 17 | 70.55 |  | 53.55 | 0 | 0 | 17 | 0
11.10. | 18 | 70.55 |  | 53.55 | 0 | 0 | 17 | 0
11.10. | 19 | 70.55 |  | 53.55 | 0 | 0 | 17 | 0
11.10. | 20 | 70.55 |  | 53.55 | 0 | 0 | 17 | 0
11.10. | 21 | 70.55 |  | 53.55 | 0 | 0 | 17 | 0
11.10. | 22 | 70.55 |  | 53.55 | 0 | 0 | 17 | 0
11.10. | 23 | 70.55 |  | 53.55 | 0 | 0 | 17 | 0
11.10. | 24 | 70.55 |  | 53.55 | 0 | 0 | 17 | 0
12.10. | 1 | 70.55 |  | 53.55 | 0 | 0 | 17 | 0
12.10. | 2 | 70.55 |  | 53.55 | 0 | 0 | 17 | 0
12.10. | 3 | 70.55 |  | 53.55 | 0 | 0 | 17 | 0
12.10. | 4 | 70.55 |  | 53.55 | 0 | 0 | 17 | 0
12.10. | 5 | 70.55 |  | 53.55 | 0 | 0 | 17 | 0
12.10. | 6 | 70.55 |  | 53.55 | 0 | 0 | 17 | 0
12.10. | 7 | 70.55 |  | 53.55 | 0 | 0 | 17 | 0
12.10. | 8 | 70.55 |  | 53.55 | 0 | 0 | 17 | 0
12.10. | 9 | 70.55 |  | 53.55 | 0 | 0 | 17 | 0
12.10. | 10 | 70.55 |  | 53.55 | 0 | 0 | 17 | 0
12.10. | 11 | 70.55 |  | 53.55 | 0 | 0 | 17 | 0
12.10. | 12 | 70.55 |  | 53.55 | 0 | 0 | 17 | 0
12.10. | 13 | 70.55 |  | 53.55 | 0 | 0 | 17 | 0
12.10. | 14 | 70.55 |  | 53.55 | 0 | 0 | 17 | 0
12.10. | 15 | 70.55 |  | 53.55 | 0 | 0 | 17 | 0
12.10. | 16 | 70.55 |  | 53.55 | 0 | 0 | 17 | 0
12.10. | 17 | 70.55 |  | 53.55 | 0 | 0 | 17 | 0
12.10. | 18 | 70.55 |  | 53.55 | 0 | 0 | 17 | 0
12.10. | 19 | 70.55 |  | 53.55 | 0 | 0 | 17 | 0
12.10. | 20 | 70.55 |  | 53.55 | 0 | 0 | 17 | 0
12.10. | 21 | 70.55 |  | 53.55 | 0 | 0 | 17 | 0
12.10. | 22 | 70.55 |  | 53.55 | 0 | 0 | 17 | 0
12.10. | 23 | 70.55 |  | 53.55 | 0 | 0 | 17 | 0
12.10. | 24 | 70.55 |  | 53.55 | 0 | 0 | 17 | 0
13.10. | 1 | 70.55 |  | 53.55 | 0 | 0 | 17 | 0
13.10. | 2 | 70.55 |  | 53.55 | 0 | 0 | 17 | 0
13.10. | 3 | 70.55 |  | 53.55 | 0 | 0 | 17 | 0
13.10. | 4 | 70.55 |  | 53.55 | 0 | 0 | 17 | 0
13.10. | 5 | 70.55 |  | 53.55 | 0 | 0 | 17 | 0
13.10. | 6 | 70.55 |  | 53.55 | 0 | 0 | 17 | 0
13.10. | 7 | 70.55 |  | 53.55 | 0 | 0 | 17 | 0
13.10. | 8 | 70.55 |  | 53.55 | 0 | 0 | 17 | 0
13.10. | 9 | 70.55 |  | 53.55 | 0 | 0 | 17 | 0
13.10. | 10 | 70.55 |  | 53.55 | 0 | 0 | 17 | 0
13.10. | 11 | 70.55 |  | 53.55 | 0 | 0 | 17 | 0
13.10. | 12 | 70.55 |  | 53.55 | 0 | 0 | 17 | 0
13.10. | 13 | 70.55 |  | 53.55 | 0 | 0 | 17 | 0
13.10. | 14 | 70.55 |  | 53.55 | 0 | 0 | 17 | 0
13.10. | 15 | 70.55 |  | 53.55 | 0 | 0 | 17 | 0
13.10. | 16 | 70.55 |  | 53.55 | 0 | 0 | 17 | 0
13.10. | 17 | 70.55 |  | 53.55 | 0 | 0 | 17 | 0
13.10. | 18 | 70.55 |  | 53.55 | 0 | 0 | 17 | 0
13.10. | 19 | 70.55 |  | 53.55 | 0 | 0 | 17 | 0
13.10. | 20 | 70.55 |  | 53.55 | 0 | 0 | 17 | 0
13.10. | 21 | 70.55 |  | 53.55 | 0 | 0 | 17 | 0
13.10. | 22 | 70.55 |  | 53.55 | 0 | 0 | 17 | 0
13.10. | 23 | 70.55 |  | 53.55 | 0 | 0 | 17 | 0
13.10. | 24 | 70.55 |  | 53.55 | 0 | 0 | 17 | 0
14.10. | 1 | 70.55 |  | 53.55 | 0 | 0 | 17 | 0
14.10. | 2 | 70.55 |  | 53.55 | 0 | 0 | 17 | 0
14.10. | 3 | 70.55 |  | 53.55 | 0 | 0 | 17 | 0
14.10. | 4 | 70.55 |  | 53.55 | 0 | 0 | 17 | 0
14.10. | 5 | 70.55 |  | 53.55 | 0 | 0 | 17 | 0
14.10. | 6 | 70.55 |  | 53.55 | 0 | 0 | 17 | 0
14.10. | 7 | 70.55 |  | 53.55 | 0 | 0 | 17 | 0
14.10. | 8 | 70.55 |  | 53.55 | 0 | 0 | 17 | 0
14.10. | 9 | 70.55 |  | 53.55 | 0 | 0 | 17 | 0
14.10. | 10 | 70.55 |  | 53.55 | 0 | 0 | 17 | 0
14.10. | 11 | 70.55 |  | 53.55 | 0 | 0 | 17 | 0
14.10. | 12 | 70.55 |  | 53.55 | 0 | 0 | 17 | 0
14.10. | 13 | 70.55 |  | 53.55 | 0 | 0 | 17 | 0
14.10. | 14 | 70.55 |  | 53.55 | 0 | 0 | 17 | 0
14.10. | 15 | 70.55 |  | 53.55 | 0 | 0 | 17 | 0
14.10. | 16 | 70.55 |  | 53.55 | 0 | 0 | 17 | 0
14.10. | 17 | 70.55 |  | 53.55 | 0 | 0 | 17 | 0
14.10. | 18 | 70.55 |  | 53.55 | 0 | 0 | 17 | 0
14.10. | 19 | 70.55 |  | 53.55 | 0 | 0 | 17 | 0
14.10. | 20 | 70.55 |  | 53.55 | 0 | 0 | 17 | 0
14.10. | 21 | 70.55 |  | 53.55 | 0 | 0 | 17 | 0
14.10. | 22 | 70.55 |  | 53.55 | 0 | 0 | 17 | 0
14.10. | 23 | 70.55 |  | 53.55 | 0 | 0 | 17 | 0
14.10. | 24 | 70.55 |  | 53.55 | 0 | 0 | 17 | 0
15.10. | 1 | 70.55 |  | 53.55 | 0 | 0 | 17 | 0
15.10. | 2 | 70.55 |  | 53.55 | 0 | 0 | 17 | 0
15.10. | 3 | 70.55 |  | 53.55 | 0 | 0 | 17 | 0
15.10. | 4 | 70.55 |  | 53.55 | 0 | 0 | 17 | 0
15.10. | 5 | 70.55 |  | 53.55 | 0 | 0 | 17 | 0
15.10. | 6 | 70.55 |  | 53.55 | 0 | 0 | 17 | 0
15.10. | 7 | 70.55 |  | 53.55 | 0 | 0 | 17 | 0
15.10. | 8 | 70.55 |  | 53.55 | 0 | 0 | 17 | 0
15.10. | 9 | 70.55 |  | 53.55 | 0 | 0 | 17 | 0
15.10. | 10 | 70.55 |  | 53.55 | 0 | 0 | 17 | 0
15.10. | 11 | 70.55 |  | 53.55 | 0 | 0 | 17 | 0
15.10. | 12 | 70.55 |  | 53.55 | 0 | 0 | 17 | 0
15.10. | 13 | 70.55 |  | 53.55 | 0 | 0 | 17 | 0
15.10. | 14 | 70.55 |  | 53.55 | 0 | 0 | 17 | 0
15.10. | 15 | 70.55 |  | 53.55 | 0 | 0 | 17 | 0
15.10. | 16 | 70.55 |  | 53.55 | 0 | 0 | 17 | 0
15.10. | 17 | 70.55 |  | 53.55 | 0 | 0 | 17 | 0
15.10. | 18 | 70.55 |  | 53.55 | 0 | 0 | 17 | 0
15.10. | 19 | 70.55 |  | 53.55 | 0 | 0 | 17 | 0
15.10. | 20 | 70.55 |  | 53.55 | 0 | 0 | 17 | 0
15.10. | 21 | 70.55 |  | 53.55 | 0 | 0 | 17 | 0
15.10. | 22 | 70.55 |  | 53.55 | 0 | 0 | 17 | 0
15.10. | 23 | 70.55 |  | 53.55 | 0 | 0 | 17 | 0
15.10. | 24 | 70.55 |  | 53.55 | 0 | 0 | 17 | 0
16.10. | 1 | 70.55 |  | 53.55 | 0 | 0 | 17 | 0
16.10. | 2 | 70.55 |  | 53.55 | 0 | 0 | 17 | 0
16.10. | 3 | 70.55 |  | 53.55 | 0 | 0 | 17 | 0
16.10. | 4 | 70.55 |  | 53.55 | 0 | 0 | 17 | 0
16.10. | 5 | 70.55 |  | 53.55 | 0 | 0 | 17 | 0
16.10. | 6 | 70.55 |  | 53.55 | 0 | 0 | 17 | 0
16.10. | 7 | 70.55 |  | 53.55 | 0 | 0 | 17 | 0
16.10. | 8 | 70.55 |  | 53.55 | 0 | 0 | 17 | 0
16.10. | 9 | 70.55 |  | 53.55 | 0 | 0 | 17 | 0
16.10. | 10 | 70.55 |  | 53.55 | 0 | 0 | 17 | 0
16.10. | 11 | 70.55 |  | 53.55 | 0 | 0 | 17 | 0
16.10. | 12 | 70.55 |  | 53.55 | 0 | 0 | 17 | 0
16.10. | 13 | 70.55 |  | 53.55 | 0 | 0 | 17 | 0
16.10. | 14 | 70.55 |  | 53.55 | 0 | 0 | 17 | 0
16.10. | 15 | 70.55 |  | 53.55 | 0 | 0 | 17 | 0
16.10. | 16 | 70.55 |  | 53.55 | 0 | 0 | 17 | 0
16.10. | 17 | 70.55 |  | 53.55 | 0 | 0 | 17 | 0
16.10. | 18 | 70.55 |  | 53.55 | 0 | 0 | 17 | 0
16.10. | 19 | 70.55 |  | 53.55 | 0 | 0 | 17 | 0
16.10. | 20 | 70.55 |  | 53.55 | 0 | 0 | 17 | 0
16.10. | 21 | 70.55 |  | 53.55 | 0 | 0 | 17 | 0
16.10. | 22 | 70.55 |  | 53.55 | 0 | 0 | 17 | 0
16.10. | 23 | 70.55 |  | 53.55 | 0 | 0 | 17 | 0
16.10. | 24 | 70.55 |  | 53.55 | 0 | 0 | 17 | 0
17.10. | 1 | 70.55 |  | 53.55 | 0 | 0 | 17 | 0
17.10. | 2 | 70.55 |  | 53.55 | 0 | 0 | 17 | 0
17.10. | 3 | 70.55 |  | 53.55 | 0 | 0 | 17 | 0
17.10. | 4 | 70.55 |  | 53.55 | 0 | 0 | 17 | 0
17.10. | 5 | 70.55 |  | 53.55 | 0 | 0 | 17 | 0
17.10. | 6 | 70.55 |  | 53.55 | 0 | 0 | 17 | 0
17.10. | 7 | 70.55 |  | 53.55 | 0 | 0 | 17 | 0
17.10. | 8 | 70.55 |  | 53.55 | 0 | 0 | 17 | 0
17.10. | 9 | 70.55 |  | 53.55 | 0 | 0 | 17 | 0
17.10. | 10 | 70.55 |  | 53.55 | 0 | 0 | 17 | 0
17.10. | 11 | 70.55 |  | 53.55 | 0 | 0 | 17 | 0
17.10. | 12 | 70.55 |  | 53.55 | 0 | 0 | 17 | 0
17.10. | 13 | 70.55 |  | 53.55 | 0 | 0 | 17 | 0
17.10. | 14 | 70.55 |  | 53.55 | 0 | 0 | 17 | 0
17.10. | 15 | 70.55 |  | 53.55 | 0 | 0 | 17 | 0
17.10. | 16 | 70.55 |  | 53.55 | 0 | 0 | 17 | 0
17.10. | 17 | 70.55 |  | 53.55 | 0 | 0 | 17 | 0
17.10. | 18 | 70.55 |  | 53.55 | 0 | 0 | 17 | 0
17.10. | 19 | 70.55 |  | 53.55 | 0 | 0 | 17 | 0
17.10. | 20 | 70.55 |  | 53.55 | 0 | 0 | 17 | 0
17.10. | 21 | 70.55 |  | 53.55 | 0 | 0 | 17 | 0
17.10. | 22 | 70.55 |  | 53.55 | 0 | 0 | 17 | 0
17.10. | 23 | 70.55 |  | 53.55 | 0 | 0 | 17 | 0
17.10. | 24 | 70.55 |  | 53.55 | 0 | 0 | 17 | 0
18.10. | 1 | 70.55 |  | 53.55 | 0 | 0 | 17 | 0
18.10. | 2 | 70.55 |  | 53.55 | 0 | 0 | 17 | 0
18.10. | 3 | 70.55 |  | 53.55 | 0 | 0 | 17 | 0
18.10. | 4 | 70.55 |  | 53.55 | 0 | 0 | 17 | 0
18.10. | 5 | 70.55 |  | 53.55 | 0 | 0 | 17 | 0
18.10. | 6 | 70.55 |  | 53.55 | 0 | 0 | 17 | 0
18.10. | 7 | 70.55 |  | 53.55 | 0 | 0 | 17 | 0
18.10. | 8 | 70.55 |  | 53.55 | 0 | 0 | 17 | 0
18.10. | 9 | 70.55 |  | 53.55 | 0 | 0 | 17 | 0
18.10. | 10 | 70.55 |  | 53.55 | 0 | 0 | 17 | 0
18.10. | 11 | 70.55 |  | 53.55 | 0 | 0 | 17 | 0
18.10. | 12 | 70.55 |  | 53.55 | 0 | 0 | 17 | 0
18.10. | 13 | 70.55 |  | 53.55 | 0 | 0 | 17 | 0
18.10. | 14 | 70.55 |  | 53.55 | 0 | 0 | 17 | 0
18.10. | 15 | 70.55 |  | 53.55 | 0 | 0 | 17 | 0
18.10. | 16 | 70.55 |  | 53.55 | 0 | 0 | 17 | 0
18.10. | 17 | 70.55 |  | 53.55 | 0 | 0 | 17 | 0
18.10. | 18 | 70.55 |  | 53.55 | 0 | 0 | 17 | 0
18.10. | 19 | 70.55 |  | 53.55 | 0 | 0 | 17 | 0
18.10. | 20 | 70.55 |  | 53.55 | 0 | 0 | 17 | 0
18.10. | 21 | 70.55 |  | 53.55 | 0 | 0 | 17 | 0
18.10. | 22 | 70.55 |  | 53.55 | 0 | 0 | 17 | 0
18.10. | 23 | 70.55 |  | 53.55 | 0 | 0 | 17 | 0
18.10. | 24 | 70.55 |  | 53.55 | 0 | 0 | 17 | 0
19.10. | 1 | 70.55 |  | 53.55 | 0 | 0 | 17 | 0
19.10. | 2 | 70.55 |  | 53.55 | 0 | 0 | 17 | 0
19.10. | 3 | 70.55 |  | 53.55 | 0 | 0 | 17 | 0
19.10. | 4 | 70.55 |  | 53.55 | 0 | 0 | 17 | 0
19.10. | 5 | 70.55 |  | 53.55 | 0 | 0 | 17 | 0
19.10. | 6 | 70.55 |  | 53.55 | 0 | 0 | 17 | 0
19.10. | 7 | 70.55 |  | 53.55 | 0 | 0 | 17 | 0
19.10. | 8 | 70.55 |  | 53.55 | 0 | 0 | 17 | 0
19.10. | 9 | 70.55 |  | 53.55 | 0 | 0 | 17 | 0
19.10. | 10 | 70.55 |  | 53.55 | 0 | 0 | 17 | 0
19.10. | 11 | 70.55 |  | 53.55 | 0 | 0 | 17 | 0
19.10. | 12 | 70.55 |  | 53.55 | 0 | 0 | 17 | 0
19.10. | 13 | 70.55 |  | 53.55 | 0 | 0 | 17 | 0
19.10. | 14 | 70.55 |  | 53.55 | 0 | 0 | 17 | 0
19.10. | 15 | 70.55 |  | 53.55 | 0 | 0 | 17 | 0
19.10. | 16 | 70.55 |  | 53.55 | 0 | 0 | 17 | 0
19.10. | 17 | 70.55 |  | 53.55 | 0 | 0 | 17 | 0
19.10. | 18 | 70.55 |  | 53.55 | 0 | 0 | 17 | 0
19.10. | 19 | 70.55 |  | 53.55 | 0 | 0 | 17 | 0
19.10. | 20 | 70.55 |  | 53.55 | 0 | 0 | 17 | 0
19.10. | 21 | 70.55 |  | 53.55 | 0 | 0 | 17 | 0
19.10. | 22 | 70.55 |  | 53.55 | 0 | 0 | 17 | 0
19.10. | 23 | 70.55 |  | 53.55 | 0 | 0 | 17 | 0
19.10. | 24 | 70.55 |  | 53.55 | 0 | 0 | 17 | 0
20.10. | 1 | 70.55 |  | 53.55 | 0 | 0 | 17 | 0
20.10. | 2 | 70.55 |  | 53.55 | 0 | 0 | 17 | 0
20.10. | 3 | 70.55 |  | 53.55 | 0 | 0 | 17 | 0
20.10. | 4 | 70.55 |  | 53.55 | 0 | 0 | 17 | 0
20.10. | 5 | 70.55 |  | 53.55 | 0 | 0 | 17 | 0
20.10. | 6 | 70.55 |  | 53.55 | 0 | 0 | 17 | 0
20.10. | 7 | 70.55 |  | 53.55 | 0 | 0 | 17 | 0
20.10. | 8 | 70.55 |  | 53.55 | 0 | 0 | 17 | 0
20.10. | 9 | 70.55 |  | 53.55 | 0 | 0 | 17 | 0
20.10. | 10 | 70.55 |  | 53.55 | 0 | 0 | 17 | 0
20.10. | 11 | 70.55 |  | 53.55 | 0 | 0 | 17 | 0
20.10. | 12 | 70.55 |  | 53.55 | 0 | 0 | 17 | 0
20.10. | 13 | 70.55 |  | 53.55 | 0 | 0 | 17 | 0
20.10. | 14 | 70.55 |  | 53.55 | 0 | 0 | 17 | 0
20.10. | 15 | 70.55 |  | 53.55 | 0 | 0 | 17 | 0
20.10. | 16 | 70.55 |  | 53.55 | 0 | 0 | 17 | 0
20.10. | 17 | 70.55 |  | 53.55 | 0 | 0 | 17 | 0
20.10. | 18 | 70.55 |  | 53.55 | 0 | 0 | 17 | 0
20.10. | 19 | 70.55 |  | 53.55 | 0 | 0 | 17 | 0
20.10. | 20 | 70.55 |  | 53.55 | 0 | 0 | 17 | 0
20.10. | 21 | 70.55 |  | 53.55 | 0 | 0 | 17 | 0
20.10. | 22 | 70.55 |  | 53.55 | 0 | 0 | 17 | 0
20.10. | 23 | 70.55 |  | 53.55 | 0 | 0 | 17 | 0
20.10. | 24 | 70.55 |  | 53.55 | 0 | 0 | 17 | 0
21.10. | 1 | 70.55 |  | 53.55 | 0 | 0 | 17 | 0
21.10. | 2 | 70.55 |  | 53.55 | 0 | 0 | 17 | 0
21.10. | 3 | 70.55 |  | 53.55 | 0 | 0 | 17 | 0
21.10. | 4 | 70.55 |  | 53.55 | 0 | 0 | 17 | 0
21.10. | 5 | 70.55 |  | 53.55 | 0 | 0 | 17 | 0
21.10. | 6 | 70.55 |  | 53.55 | 0 | 0 | 17 | 0
21.10. | 7 | 70.55 |  | 53.55 | 0 | 0 | 17 | 0
21.10. | 8 | 70.55 |  | 53.55 | 0 | 0 | 17 | 0
21.10. | 9 | 70.55 |  | 53.55 | 0 | 0 | 17 | 0
21.10. | 10 | 70.55 |  | 53.55 | 0 | 0 | 17 | 0
21.10. | 11 | 70.55 |  | 53.55 | 0 | 0 | 17 | 0
21.10. | 12 | 70.55 |  | 53.55 | 0 | 0 | 17 | 0
21.10. | 13 | 70.55 |  | 53.55 | 0 | 0 | 17 | 0
21.10. | 14 | 70.55 |  | 53.55 | 0 | 0 | 17 | 0
21.10. | 15 | 70.55 |  | 53.55 | 0 | 0 | 17 | 0
21.10. | 16 | 70.55 |  | 53.55 | 0 | 0 | 17 | 0
21.10. | 17 | 70.55 |  | 53.55 | 0 | 0 | 17 | 0
21.10. | 18 | 70.55 |  | 53.55 | 0 | 0 | 17 | 0
21.10. | 19 | 70.55 |  | 53.55 | 0 | 0 | 17 | 0
21.10. | 20 | 70.55 |  | 53.55 | 0 | 0 | 17 | 0
21.10. | 21 | 70.55 |  | 53.55 | 0 | 0 | 17 | 0
21.10. | 22 | 70.55 |  | 53.55 | 0 | 0 | 17 | 0
21.10. | 23 | 70.55 |  | 53.55 | 0 | 0 | 17 | 0
21.10. | 24 | 70.55 |  | 53.55 | 0 | 0 | 17 | 0
22.10. | 1 | 70.55 |  | 53.55 | 0 | 0 | 17 | 0
22.10. | 2 | 70.55 |  | 53.55 | 0 | 0 | 17 | 0
22.10. | 3 | 70.55 |  | 53.55 | 0 | 0 | 17 | 0
22.10. | 4 | 70.55 |  | 53.55 | 0 | 0 | 17 | 0
22.10. | 5 | 70.55 |  | 53.55 | 0 | 0 | 17 | 0
22.10. | 6 | 70.55 |  | 53.55 | 0 | 0 | 17 | 0
22.10. | 7 | 70.55 |  | 53.55 | 0 | 0 | 17 | 0
22.10. | 8 | 70.55 |  | 53.55 | 0 | 0 | 17 | 0
22.10. | 9 | 70.55 |  | 53.55 | 0 | 0 | 17 | 0
22.10. | 10 | 70.55 |  | 53.55 | 0 | 0 | 17 | 0
22.10. | 11 | 70.55 |  | 53.55 | 0 | 0 | 17 | 0
22.10. | 12 | 70.55 |  | 53.55 | 0 | 0 | 17 | 0
22.10. | 13 | 70.55 |  | 53.55 | 0 | 0 | 17 | 0
22.10. | 14 | 70.55 |  | 53.55 | 0 | 0 | 17 | 0
22.10. | 15 | 70.55 |  | 53.55 | 0 | 0 | 17 | 0
22.10. | 16 | 70.55 |  | 53.55 | 0 | 0 | 17 | 0
22.10. | 17 | 70.55 |  | 53.55 | 0 | 0 | 17 | 0
22.10. | 18 | 70.55 |  | 53.55 | 0 | 0 | 17 | 0
22.10. | 19 | 70.55 |  | 53.55 | 0 | 0 | 17 | 0
22.10. | 20 | 70.55 |  | 53.55 | 0 | 0 | 17 | 0
22.10. | 21 | 70.55 |  | 53.55 | 0 | 0 | 17 | 0
22.10. | 22 | 70.55 |  | 53.55 | 0 | 0 | 17 | 0
22.10. | 23 | 70.55 |  | 53.55 | 0 | 0 | 17 | 0
22.10. | 24 | 70.55 |  | 53.55 | 0 | 0 | 17 | 0
23.10. | 1 | 70.55 |  | 53.55 | 0 | 0 | 17 | 0
23.10. | 2 | 70.55 |  | 53.55 | 0 | 0 | 17 | 0
23.10. | 3 | 70.55 |  | 53.55 | 0 | 0 | 17 | 0
23.10. | 4 | 70.55 |  | 53.55 | 0 | 0 | 17 | 0
23.10. | 5 | 70.55 |  | 53.55 | 0 | 0 | 17 | 0
23.10. | 6 | 70.55 |  | 53.55 | 0 | 0 | 17 | 0
23.10. | 7 | 70.55 |  | 53.55 | 0 | 0 | 17 | 0
23.10. | 8 | 70.55 |  | 53.55 | 0 | 0 | 17 | 0
23.10. | 9 | 70.55 |  | 53.55 | 0 | 0 | 17 | 0
23.10. | 10 | 70.55 |  | 53.55 | 0 | 0 | 17 | 0
23.10. | 11 | 70.55 |  | 53.55 | 0 | 0 | 17 | 0
23.10. | 12 | 70.55 |  | 53.55 | 0 | 0 | 17 | 0
23.10. | 13 | 70.55 |  | 53.55 | 0 | 0 | 17 | 0
23.10. | 14 | 70.55 |  | 53.55 | 0 | 0 | 17 | 0
23.10. | 15 | 70.55 |  | 53.55 | 0 | 0 | 17 | 0
23.10. | 16 | 70.55 |  | 53.55 | 0 | 0 | 17 | 0
23.10. | 17 | 70.55 |  | 53.55 | 0 | 0 | 17 | 0
23.10. | 18 | 70.55 |  | 53.55 | 0 | 0 | 17 | 0
23.10. | 19 | 70.55 |  | 53.55 | 0 | 0 | 17 | 0
23.10. | 20 | 70.55 |  | 53.55 | 0 | 0 | 17 | 0
23.10. | 21 | 70.55 |  | 53.55 | 0 | 0 | 17 | 0
23.10. | 22 | 70.55 |  | 53.55 | 0 | 0 | 17 | 0
23.10. | 23 | 70.55 |  | 53.55 | 0 | 0 | 17 | 0
23.10. | 24 | 70.55 |  | 53.55 | 0 | 0 | 17 | 0
24.10. | 1 | 70.55 |  | 53.55 | 0 | 0 | 17 | 0
24.10. | 2 | 70.55 |  | 53.55 | 0 | 0 | 17 | 0
24.10. | 3 | 70.55 |  | 53.55 | 0 | 0 | 17 | 0
24.10. | 4 | 70.55 |  | 53.55 | 0 | 0 | 17 | 0
24.10. | 5 | 70.55 |  | 53.55 | 0 | 0 | 17 | 0
24.10. | 6 | 70.55 |  | 53.55 | 0 | 0 | 17 | 0
24.10. | 7 | 70.55 |  | 53.55 | 0 | 0 | 17 | 0
24.10. | 8 | 70.55 |  | 53.55 | 0 | 0 | 17 | 0
24.10. | 9 | 70.55 |  | 53.55 | 0 | 0 | 17 | 0
24.10. | 10 | 70.55 |  | 53.55 | 0 | 0 | 17 | 0
24.10. | 11 | 70.55 |  | 53.55 | 0 | 0 | 17 | 0
24.10. | 12 | 70.55 |  | 53.55 | 0 | 0 | 17 | 0
24.10. | 13 | 70.55 |  | 53.55 | 0 | 0 | 17 | 0
24.10. | 14 | 70.55 |  | 53.55 | 0 | 0 | 17 | 0
24.10. | 15 | 70.55 |  | 53.55 | 0 | 0 | 17 | 0
24.10. | 16 | 70.55 |  | 53.55 | 0 | 0 | 17 | 0
24.10. | 17 | 70.55 |  | 53.55 | 0 | 0 | 17 | 0
24.10. | 18 | 70.55 |  | 53.55 | 0 | 0 | 17 | 0
24.10. | 19 | 70.55 |  | 53.55 | 0 | 0 | 17 | 0
24.10. | 20 | 70.55 |  | 53.55 | 0 | 0 | 17 | 0
24.10. | 21 | 70.55 |  | 53.55 | 0 | 0 | 17 | 0
24.10. | 22 | 70.55 |  | 53.55 | 0 | 0 | 17 | 0
24.10. | 23 | 70.55 |  | 53.55 | 0 | 0 | 17 | 0
24.10. | 24 | 70.55 |  | 53.55 | 0 | 0 | 17 | 0
25.10. | 1 | 70.55 |  | 53.55 | 0 | 0 | 17 | 0
25.10. | 2 | 70.55 |  | 53.55 | 0 | 0 | 17 | 0
25.10. | 3 | 70.55 |  | 53.55 | 0 | 0 | 17 | 0
25.10. | 4 | 70.55 |  | 53.55 | 0 | 0 | 17 | 0
25.10. | 5 | 70.55 |  | 53.55 | 0 | 0 | 17 | 0
25.10. | 6 | 70.55 |  | 53.55 | 0 | 0 | 17 | 0
25.10. | 7 | 70.55 |  | 53.55 | 0 | 0 | 17 | 0
25.10. | 8 | 70.55 |  | 53.55 | 0 | 0 | 17 | 0
25.10. | 9 | 70.55 |  | 53.55 | 0 | 0 | 17 | 0
25.10. | 10 | 70.55 |  | 53.55 | 0 | 0 | 17 | 0
25.10. | 11 | 70.55 |  | 53.55 | 0 | 0 | 17 | 0
25.10. | 12 | 70.55 |  | 53.55 | 0 | 0 | 17 | 0
25.10. | 13 | 70.55 |  | 53.55 | 0 | 0 | 17 | 0
25.10. | 14 | 70.55 |  | 53.55 | 0 | 0 | 17 | 0
25.10. | 15 | 70.55 |  | 53.55 | 0 | 0 | 17 | 0
25.10. | 16 | 70.55 |  | 53.55 | 0 | 0 | 17 | 0
25.10. | 17 | 70.55 |  | 53.55 | 0 | 0 | 17 | 0
25.10. | 18 | 70.55 |  | 53.55 | 0 | 0 | 17 | 0
25.10. | 19 | 70.55 |  | 53.55 | 0 | 0 | 17 | 0
25.10. | 20 | 70.55 |  | 53.55 | 0 | 0 | 17 | 0
25.10. | 21 | 70.55 |  | 53.55 | 0 | 0 | 17 | 0
25.10. | 22 | 70.55 |  | 53.55 | 0 | 0 | 17 | 0
25.10. | 23 | 70.55 |  | 53.55 | 0 | 0 | 17 | 0
25.10. | 24 | 70.55 |  | 53.55 | 0 | 0 | 17 | 0
26.10. | 1 | 70.55 |  | 53.55 | 0 | 0 | 17 | 0
26.10. | 2 | 70.55 |  | 53.55 | 0 | 0 | 17 | 0
26.10. | 3 | 70.55 |  | 53.55 | 0 | 0 | 17 | 0
26.10. | 4 | 70.55 |  | 53.55 | 0 | 0 | 17 | 0
26.10. | 5 | 70.55 |  | 53.55 | 0 | 0 | 17 | 0
26.10. | 6 | 70.55 |  | 53.55 | 0 | 0 | 17 | 0
26.10. | 7 | 70.55 |  | 53.55 | 0 | 0 | 17 | 0
26.10. | 8 | 70.55 |  | 53.55 | 0 | 0 | 17 | 0
26.10. | 9 | 70.55 |  | 53.55 | 0 | 0 | 17 | 0
26.10. | 10 | 70.55 |  | 53.55 | 0 | 0 | 17 | 0
26.10. | 11 | 70.55 |  | 53.55 | 0 | 0 | 17 | 0
26.10. | 12 | 70.55 |  | 53.55 | 0 | 0 | 17 | 0
26.10. | 13 | 70.55 |  | 53.55 | 0 | 0 | 17 | 0
26.10. | 14 | 70.55 |  | 53.55 | 0 | 0 | 17 | 0
26.10. | 15 | 70.55 |  | 53.55 | 0 | 0 | 17 | 0
26.10. | 16 | 70.55 |  | 53.55 | 0 | 0 | 17 | 0
26.10. | 17 | 70.55 |  | 53.55 | 0 | 0 | 17 | 0
26.10. | 18 | 70.55 |  | 53.55 | 0 | 0 | 17 | 0
26.10. | 19 | 70.55 |  | 53.55 | 0 | 0 | 17 | 0
26.10. | 20 | 70.55 |  | 53.55 | 0 | 0 | 17 | 0
26.10. | 21 | 70.55 |  | 53.55 | 0 | 0 | 17 | 0
26.10. | 22 | 70.55 |  | 53.55 | 0 | 0 | 17 | 0
26.10. | 23 | 70.55 |  | 53.55 | 0 | 0 | 17 | 0
26.10. | 24 | 70.55 |  | 53.55 | 0 | 0 | 17 | 0
27.10. | 1 | 70.55 |  | 53.55 | 0 | 0 | 17 | 0
27.10. | 2 | 70.55 |  | 53.55 | 0 | 0 | 17 | 0
27.10. | 3 | 70.55 |  | 53.55 | 0 | 0 | 17 | 0
27.10. | 4 | 70.55 |  | 53.55 | 0 | 0 | 17 | 0
27.10. | 5 | 70.55 |  | 53.55 | 0 | 0 | 17 | 0
27.10. | 6 | 70.55 |  | 53.55 | 0 | 0 | 17 | 0
27.10. | 7 | 70.55 |  | 53.55 | 0 | 0 | 17 | 0
27.10. | 8 | 70.55 |  | 53.55 | 0 | 0 | 17 | 0
27.10. | 9 | 70.55 |  | 53.55 | 0 | 0 | 17 | 0
27.10. | 10 | 70.55 |  | 53.55 | 0 | 0 | 17 | 0
27.10. | 11 | 70.55 |  | 53.55 | 0 | 0 | 17 | 0
27.10. | 12 | 70.55 |  | 53.55 | 0 | 0 | 17 | 0
27.10. | 13 | 70.55 |  | 53.55 | 0 | 0 | 17 | 0
27.10. | 14 | 70.55 |  | 53.55 | 0 | 0 | 17 | 0
27.10. | 15 | 70.55 |  | 53.55 | 0 | 0 | 17 | 0
27.10. | 16 | 70.55 |  | 53.55 | 0 | 0 | 17 | 0
27.10. | 17 | 70.55 |  | 53.55 | 0 | 0 | 17 | 0
27.10. | 18 | 70.55 |  | 53.55 | 0 | 0 | 17 | 0
27.10. | 19 | 70.55 |  | 53.55 | 0 | 0 | 17 | 0
27.10. | 20 | 70.55 |  | 53.55 | 0 | 0 | 17 | 0
27.10. | 21 | 70.55 |  | 53.55 | 0 | 0 | 17 | 0
27.10. | 22 | 70.55 |  | 53.55 | 0 | 0 | 17 | 0
27.10. | 23 | 70.55 |  | 53.55 | 0 | 0 | 17 | 0
27.10. | 24 | 70.55 |  | 53.55 | 0 | 0 | 17 | 0
28.10. | 1 | 70.55 |  | 53.55 | 0 | 0 | 17 | 0
28.10. | 2 | 70.55 |  | 53.55 | 0 | 0 | 17 | 0
28.10. | 3 | 70.55 |  | 53.55 | 0 | 0 | 17 | 0
28.10. | 4 | 70.55 |  | 53.55 | 0 | 0 | 17 | 0
28.10. | 5 | 70.55 |  | 53.55 | 0 | 0 | 17 | 0
28.10. | 6 | 70.55 |  | 53.55 | 0 | 0 | 17 | 0
28.10. | 7 | 70.55 |  | 53.55 | 0 | 0 | 17 | 0
28.10. | 8 | 70.55 |  | 53.55 | 0 | 0 | 17 | 0
28.10. | 9 | 70.55 |  | 53.55 | 0 | 0 | 17 | 0
28.10. | 10 | 70.55 |  | 53.55 | 0 | 0 | 17 | 0
28.10. | 11 | 70.55 |  | 53.55 | 0 | 0 | 17 | 0
28.10. | 12 | 70.55 |  | 53.55 | 0 | 0 | 17 | 0
28.10. | 13 | 70.55 |  | 53.55 | 0 | 0 | 17 | 0
28.10. | 14 | 70.55 |  | 53.55 | 0 | 0 | 17 | 0
28.10. | 15 | 70.55 |  | 53.55 | 0 | 0 | 17 | 0
28.10. | 16 | 70.55 |  | 53.55 | 0 | 0 | 17 | 0
28.10. | 17 | 70.55 |  | 53.55 | 0 | 0 | 17 | 0
28.10. | 18 | 70.55 |  | 53.55 | 0 | 0 | 17 | 0
28.10. | 19 | 70.55 |  | 53.55 | 0 | 0 | 17 | 0
28.10. | 20 | 70.55 |  | 53.55 | 0 | 0 | 17 | 0
28.10. | 21 | 70.55 |  | 53.55 | 0 | 0 | 17 | 0
28.10. | 22 | 70.55 |  | 53.55 | 0 | 0 | 17 | 0
28.10. | 23 | 70.55 |  | 53.55 | 0 | 0 | 17 | 0
28.10. | 24 | 70.55 |  | 53.55 | 0 | 0 | 17 | 0
29.10. | 1 | 70.55 |  | 53.55 | 0 | 0 | 17 | 0
29.10. | 2 | 70.55 |  | 53.55 | 0 | 0 | 17 | 0
29.10. | 3 | 70.55 |  | 53.55 | 0 | 0 | 17 | 0
29.10. | 4 | 70.55 |  | 53.55 | 0 | 0 | 17 | 0
29.10. | 5 | 70.55 |  | 53.55 | 0 | 0 | 17 | 0
29.10. | 6 | 70.55 |  | 53.55 | 0 | 0 | 17 | 0
29.10. | 7 | 70.55 |  | 53.55 | 0 | 0 | 17 | 0
29.10. | 8 | 70.55 |  | 53.55 | 0 | 0 | 17 | 0
29.10. | 9 | 70.55 |  | 53.55 | 0 | 0 | 17 | 0
29.10. | 10 | 70.55 |  | 53.55 | 0 | 0 | 17 | 0
29.10. | 11 | 70.55 |  | 53.55 | 0 | 0 | 17 | 0
29.10. | 12 | 70.55 |  | 53.55 | 0 | 0 | 17 | 0
29.10. | 13 | 70.55 |  | 53.55 | 0 | 0 | 17 | 0
29.10. | 14 | 70.55 |  | 53.55 | 0 | 0 | 17 | 0
29.10. | 15 | 70.55 |  | 53.55 | 0 | 0 | 17 | 0
29.10. | 16 | 70.55 |  | 53.55 | 0 | 0 | 17 | 0
29.10. | 17 | 70.55 |  | 53.55 | 0 | 0 | 17 | 0
29.10. | 18 | 70.55 |  | 53.55 | 0 | 0 | 17 | 0
29.10. | 19 | 70.55 |  | 53.55 | 0 | 0 | 17 | 0
29.10. | 20 | 70.55 |  | 53.55 | 0 | 0 | 17 | 0
29.10. | 21 | 70.55 |  | 53.55 | 0 | 0 | 17 | 0
29.10. | 22 | 70.55 |  | 53.55 | 0 | 0 | 17 | 0
29.10. | 23 | 70.55 |  | 53.55 | 0 | 0 | 17 | 0
29.10. | 24 | 70.55 |  | 53.55 | 0 | 0 | 17 | 0
30.10. | 1 | 70.55 |  | 53.55 | 0 | 0 | 17 | 0
30.10. | 2 | 70.55 |  | 53.55 | 0 | 0 | 17 | 0
30.10. | 3 | 70.55 |  | 53.55 | 0 | 0 | 17 | 0
30.10. | 4 | 70.55 |  | 53.55 | 0 | 0 | 17 | 0
30.10. | 5 | 70.55 |  | 53.55 | 0 | 0 | 17 | 0
30.10. | 6 | 70.55 |  | 53.55 | 0 | 0 | 17 | 0
30.10. | 7 | 70.55 |  | 53.55 | 0 | 0 | 17 | 0
30.10. | 8 | 70.55 |  | 53.55 | 0 | 0 | 17 | 0
30.10. | 9 | 70.55 |  | 53.55 | 0 | 0 | 17 | 0
30.10. | 10 | 70.55 |  | 53.55 | 0 | 0 | 17 | 0
30.10. | 11 | 70.55 |  | 53.55 | 0 | 0 | 17 | 0
30.10. | 12 | 70.55 |  | 53.55 | 0 | 0 | 17 | 0
30.10. | 13 | 70.55 |  | 53.55 | 0 | 0 | 17 | 0
30.10. | 14 | 70.55 |  | 53.55 | 0 | 0 | 17 | 0
30.10. | 15 | 70.55 |  | 53.55 | 0 | 0 | 17 | 0
30.10. | 16 | 70.55 |  | 53.55 | 0 | 0 | 17 | 0
30.10. | 17 | 70.55 |  | 53.55 | 0 | 0 | 17 | 0
30.10. | 18 | 70.55 |  | 53.55 | 0 | 0 | 17 | 0
30.10. | 19 | 70.55 |  | 53.55 | 0 | 0 | 17 | 0
30.10. | 20 | 70.55 |  | 53.55 | 0 | 0 | 17 | 0
30.10. | 21 | 70.55 |  | 53.55 | 0 | 0 | 17 | 0
30.10. | 22 | 70.55 |  | 53.55 | 0 | 0 | 17 | 0
30.10. | 23 | 70.55 |  | 53.55 | 0 | 0 | 17 | 0
30.10. | 24 | 70.55 |  | 53.55 | 0 | 0 | 17 | 0
31.10. | 1 | 70.55 |  | 53.55 | 0 | 0 | 17 | 0
31.10. | 2 | 70.55 |  | 53.55 | 0 | 0 | 17 | 0
31.10. | 3 | 70.55 |  | 53.55 | 0 | 0 | 17 | 0
31.10. | 4 | 70.55 |  | 53.55 | 0 | 0 | 17 | 0
31.10. | 5 | 70.55 |  | 53.55 | 0 | 0 | 17 | 0
31.10. | 6 | 70.55 |  | 53.55 | 0 | 0 | 17 | 0
31.10. | 7 | 70.55 |  | 53.55 | 0 | 0 | 17 | 0
31.10. | 8 | 70.55 |  | 53.55 | 0 | 0 | 17 | 0
31.10. | 9 | 70.55 |  | 53.55 | 0 | 0 | 17 | 0
31.10. | 10 | 70.55 |  | 53.55 | 0 | 0 | 17 | 0
31.10. | 11 | 70.55 |  | 53.55 | 0 | 0 | 17 | 0
31.10. | 12 | 70.55 |  | 53.55 | 0 | 0 | 17 | 0
31.10. | 13 | 70.55 |  | 53.55 | 0 | 0 | 17 | 0
31.10. | 14 | 70.55 |  | 53.55 | 0 | 0 | 17 | 0
31.10. | 15 | 70.55 |  | 53.55 | 0 | 0 | 17 | 0
31.10. | 16 | 70.55 |  | 53.55 | 0 | 0 | 17 | 0
31.10. | 17 | 70.55 |  | 53.55 | 0 | 0 | 17 | 0
31.10. | 18 | 70.55 |  | 53.55 | 0 | 0 | 17 | 0
31.10. | 19 | 70.55 |  | 53.55 | 0 | 0 | 17 | 0
31.10. | 20 | 70.55 |  | 53.55 | 0 | 0 | 17 | 0
31.10. | 21 | 70.55 |  | 53.55 | 0 | 0 | 17 | 0
31.10. | 22 | 70.55 |  | 53.55 | 0 | 0 | 17 | 0
31.10. | 23 | 70.55 |  | 53.55 | 0 | 0 | 17 | 0
31.10. | 24 | 70.55 |  | 53.55 | 0 | 0 | 17 | 0
01.11. | 1 | 70.55 |  | 53.55 | 0 | 0 | 17 | 0
01.11. | 2 | 70.55 |  | 53.55 | 0 | 0 | 17 | 0
01.11. | 3 | 70.55 |  | 53.55 | 0 | 0 | 17 | 0
01.11. | 4 | 70.55 |  | 53.55 | 0 | 0 | 17 | 0
01.11. | 5 | 70.55 |  | 53.55 | 0 | 0 | 17 | 0
01.11. | 6 | 70.55 |  | 53.55 | 0 | 0 | 17 | 0
01.11. | 7 | 70.55 |  | 53.55 | 0 | 0 | 17 | 0
01.11. | 8 | 70.55 |  | 53.55 | 0 | 0 | 17 | 0
01.11. | 9 | 70.55 |  | 53.55 | 0 | 0 | 17 | 0
01.11. | 10 | 70.55 |  | 53.55 | 0 | 0 | 17 | 0
01.11. | 11 | 70.55 |  | 53.55 | 0 | 0 | 17 | 0
01.11. | 12 | 70.55 |  | 53.55 | 0 | 0 | 17 | 0
01.11. | 13 | 70.55 |  | 53.55 | 0 | 0 | 17 | 0
01.11. | 14 | 70.55 |  | 53.55 | 0 | 0 | 17 | 0
01.11. | 15 | 70.55 |  | 53.55 | 0 | 0 | 17 | 0
01.11. | 16 | 70.55 |  | 53.55 | 0 | 0 | 17 | 0
01.11. | 17 | 70.55 |  | 53.55 | 0 | 0 | 17 | 0
01.11. | 18 | 70.55 |  | 53.55 | 0 | 0 | 17 | 0
01.11. | 19 | 70.55 |  | 53.55 | 0 | 0 | 17 | 0
01.11. | 20 | 70.55 |  | 53.55 | 0 | 0 | 17 | 0
01.11. | 21 | 70.55 |  | 53.55 | 0 | 0 | 17 | 0
01.11. | 22 | 70.55 |  | 53.55 | 0 | 0 | 17 | 0
01.11. | 23 | 70.55 |  | 53.55 | 0 | 0 | 17 | 0
01.11. | 24 | 70.55 |  | 53.55 | 0 | 0 | 17 | 0
02.11. | 1 | 70.55 |  | 53.55 | 0 | 0 | 17 | 0
02.11. | 2 | 70.55 |  | 53.55 | 0 | 0 | 17 | 0
02.11. | 3 | 70.55 |  | 53.55 | 0 | 0 | 17 | 0
02.11. | 4 | 70.55 |  | 53.55 | 0 | 0 | 17 | 0
02.11. | 5 | 70.55 |  | 53.55 | 0 | 0 | 17 | 0
02.11. | 6 | 70.55 |  | 53.55 | 0 | 0 | 17 | 0
02.11. | 7 | 70.55 |  | 53.55 | 0 | 0 | 17 | 0
02.11. | 8 | 70.55 |  | 53.55 | 0 | 0 | 17 | 0
02.11. | 9 | 70.55 |  | 53.55 | 0 | 0 | 17 | 0
02.11. | 10 | 70.55 |  | 53.55 | 0 | 0 | 17 | 0
02.11. | 11 | 70.55 |  | 53.55 | 0 | 0 | 17 | 0
02.11. | 12 | 70.55 |  | 53.55 | 0 | 0 | 17 | 0
02.11. | 13 | 70.55 |  | 53.55 | 0 | 0 | 17 | 0
02.11. | 14 | 70.55 |  | 53.55 | 0 | 0 | 17 | 0
02.11. | 15 | 70.55 |  | 53.55 | 0 | 0 | 17 | 0
02.11. | 16 | 70.55 |  | 53.55 | 0 | 0 | 17 | 0
02.11. | 17 | 70.55 |  | 53.55 | 0 | 0 | 17 | 0
02.11. | 18 | 70.55 |  | 53.55 | 0 | 0 | 17 | 0
02.11. | 19 | 70.55 |  | 53.55 | 0 | 0 | 17 | 0
02.11. | 20 | 70.55 |  | 53.55 | 0 | 0 | 17 | 0
02.11. | 21 | 70.55 |  | 53.55 | 0 | 0 | 17 | 0
02.11. | 22 | 70.55 |  | 53.55 | 0 | 0 | 17 | 0
02.11. | 23 | 70.55 |  | 53.55 | 0 | 0 | 17 | 0
02.11. | 24 | 70.55 |  | 53.55 | 0 | 0 | 17 | 0
03.11. | 1 | 70.55 |  | 53.55 | 0 | 0 | 17 | 0
03.11. | 2 | 70.55 |  | 53.55 | 0 | 0 | 17 | 0
03.11. | 3 | 70.55 |  | 53.55 | 0 | 0 | 17 | 0
03.11. | 4 | 70.55 |  | 53.55 | 0 | 0 | 17 | 0
03.11. | 5 | 70.55 |  | 53.55 | 0 | 0 | 17 | 0
03.11. | 6 | 70.55 |  | 53.55 | 0 | 0 | 17 | 0
03.11. | 7 | 70.55 |  | 53.55 | 0 | 0 | 17 | 0
03.11. | 8 | 70.55 |  | 53.55 | 0 | 0 | 17 | 0
03.11. | 9 | 70.55 |  | 53.55 | 0 | 0 | 17 | 0
03.11. | 10 | 70.55 |  | 53.55 | 0 | 0 | 17 | 0
03.11. | 11 | 70.55 |  | 53.55 | 0 | 0 | 17 | 0
03.11. | 12 | 70.55 |  | 53.55 | 0 | 0 | 17 | 0
03.11. | 13 | 70.55 |  | 53.55 | 0 | 0 | 17 | 0
03.11. | 14 | 70.55 |  | 53.55 | 0 | 0 | 17 | 0
03.11. | 15 | 70.55 |  | 53.55 | 0 | 0 | 17 | 0
03.11. | 16 | 70.55 |  | 53.55 | 0 | 0 | 17 | 0
03.11. | 17 | 70.55 |  | 53.55 | 0 | 0 | 17 | 0
03.11. | 18 | 70.55 |  | 53.55 | 0 | 0 | 17 | 0
03.11. | 19 | 70.55 |  | 53.55 | 0 | 0 | 17 | 0
03.11. | 20 | 70.55 |  | 53.55 | 0 | 0 | 17 | 0
03.11. | 21 | 70.55 |  | 53.55 | 0 | 0 | 17 | 0
03.11. | 22 | 70.55 |  | 53.55 | 0 | 0 | 17 | 0
03.11. | 23 | 70.55 |  | 53.55 | 0 | 0 | 17 | 0
03.11. | 24 | 70.55 |  | 53.55 | 0 | 0 | 17 | 0
04.11. | 1 | 70.55 |  | 53.55 | 0 | 0 | 17 | 0
04.11. | 2 | 70.55 |  | 53.55 | 0 | 0 | 17 | 0
04.11. | 3 | 70.55 |  | 53.55 | 0 | 0 | 17 | 0
04.11. | 4 | 70.55 |  | 53.55 | 0 | 0 | 17 | 0
04.11. | 5 | 70.55 |  | 53.55 | 0 | 0 | 17 | 0
04.11. | 6 | 70.55 |  | 53.55 | 0 | 0 | 17 | 0
04.11. | 7 | 70.55 |  | 53.55 | 0 | 0 | 17 | 0
04.11. | 8 | 70.55 |  | 53.55 | 0 | 0 | 17 | 0
04.11. | 9 | 70.55 |  | 53.55 | 0 | 0 | 17 | 0
04.11. | 10 | 70.55 |  | 53.55 | 0 | 0 | 17 | 0
04.11. | 11 | 70.55 |  | 53.55 | 0 | 0 | 17 | 0
04.11. | 12 | 70.55 |  | 53.55 | 0 | 0 | 17 | 0
04.11. | 13 | 70.55 |  | 53.55 | 0 | 0 | 17 | 0
04.11. | 14 | 70.55 |  | 53.55 | 0 | 0 | 17 | 0
04.11. | 15 | 70.55 |  | 53.55 | 0 | 0 | 17 | 0
04.11. | 16 | 70.55 |  | 53.55 | 0 | 0 | 17 | 0
04.11. | 17 | 70.55 |  | 53.55 | 0 | 0 | 17 | 0
04.11. | 18 | 70.55 |  | 53.55 | 0 | 0 | 17 | 0
04.11. | 19 | 70.55 |  | 53.55 | 0 | 0 | 17 | 0
04.11. | 20 | 70.55 |  | 53.55 | 0 | 0 | 17 | 0
04.11. | 21 | 70.55 |  | 53.55 | 0 | 0 | 17 | 0
04.11. | 22 | 70.55 |  | 53.55 | 0 | 0 | 17 | 0
04.11. | 23 | 70.55 |  | 53.55 | 0 | 0 | 17 | 0
04.11. | 24 | 70.55 |  | 53.55 | 0 | 0 | 17 | 0
05.11. | 1 | 70.55 |  | 53.55 | 0 | 0 | 17 | 0
05.11. | 2 | 70.55 |  | 53.55 | 0 | 0 | 17 | 0
05.11. | 3 | 70.55 |  | 53.55 | 0 | 0 | 17 | 0
05.11. | 4 | 70.55 |  | 53.55 | 0 | 0 | 17 | 0
05.11. | 5 | 70.55 |  | 53.55 | 0 | 0 | 17 | 0
05.11. | 6 | 70.55 |  | 53.55 | 0 | 0 | 17 | 0
05.11. | 7 | 70.55 |  | 53.55 | 0 | 0 | 17 | 0
05.11. | 8 | 70.55 |  | 53.55 | 0 | 0 | 17 | 0
05.11. | 9 | 70.55 |  | 53.55 | 0 | 0 | 17 | 0
05.11. | 10 | 70.55 |  | 53.55 | 0 | 0 | 17 | 0
05.11. | 11 | 70.55 |  | 53.55 | 0 | 0 | 17 | 0
05.11. | 12 | 70.55 |  | 53.55 | 0 | 0 | 17 | 0
05.11. | 13 | 70.55 |  | 53.55 | 0 | 0 | 17 | 0
05.11. | 14 | 70.55 |  | 53.55 | 0 | 0 | 17 | 0
05.11. | 15 | 70.55 |  | 53.55 | 0 | 0 | 17 | 0
05.11. | 16 | 70.55 |  | 53.55 | 0 | 0 | 17 | 0
05.11. | 17 | 70.55 |  | 53.55 | 0 | 0 | 17 | 0
05.11. | 18 | 70.55 |  | 53.55 | 0 | 0 | 17 | 0
05.11. | 19 | 70.55 |  | 53.55 | 0 | 0 | 17 | 0
05.11. | 20 | 70.55 |  | 53.55 | 0 | 0 | 17 | 0
05.11. | 21 | 70.55 |  | 53.55 | 0 | 0 | 17 | 0
05.11. | 22 | 70.55 |  | 53.55 | 0 | 0 | 17 | 0
05.11. | 23 | 70.55 |  | 53.55 | 0 | 0 | 17 | 0
05.11. | 24 | 70.55 |  | 53.55 | 0 | 0 | 17 | 0
06.11. | 1 | 70.55 |  | 53.55 | 0 | 0 | 17 | 0
06.11. | 2 | 70.55 |  | 53.55 | 0 | 0 | 17 | 0
06.11. | 3 | 70.55 |  | 53.55 | 0 | 0 | 17 | 0
06.11. | 4 | 70.55 |  | 53.55 | 0 | 0 | 17 | 0
06.11. | 5 | 70.55 |  | 53.55 | 0 | 0 | 17 | 0
06.11. | 6 | 70.55 |  | 53.55 | 0 | 0 | 17 | 0
06.11. | 7 | 70.55 |  | 53.55 | 0 | 0 | 17 | 0
06.11. | 8 | 70.55 |  | 53.55 | 0 | 0 | 17 | 0
06.11. | 9 | 70.55 |  | 53.55 | 0 | 0 | 17 | 0
06.11. | 10 | 70.55 |  | 53.55 | 0 | 0 | 17 | 0
06.11. | 11 | 70.55 |  | 53.55 | 0 | 0 | 17 | 0
06.11. | 12 | 70.55 |  | 53.55 | 0 | 0 | 17 | 0
06.11. | 13 | 70.55 |  | 53.55 | 0 | 0 | 17 | 0
06.11. | 14 | 70.55 |  | 53.55 | 0 | 0 | 17 | 0
06.11. | 15 | 70.55 |  | 53.55 | 0 | 0 | 17 | 0
06.11. | 16 | 70.55 |  | 53.55 | 0 | 0 | 17 | 0
06.11. | 17 | 70.55 |  | 53.55 | 0 | 0 | 17 | 0
06.11. | 18 | 70.55 |  | 53.55 | 0 | 0 | 17 | 0
06.11. | 19 | 70.55 |  | 53.55 | 0 | 0 | 17 | 0
06.11. | 20 | 70.55 |  | 53.55 | 0 | 0 | 17 | 0
06.11. | 21 | 70.55 |  | 53.55 | 0 | 0 | 17 | 0
06.11. | 22 | 70.55 |  | 53.55 | 0 | 0 | 17 | 0
06.11. | 23 | 70.55 |  | 53.55 | 0 | 0 | 17 | 0
06.11. | 24 | 70.55 |  | 53.55 | 0 | 0 | 17 | 0
07.11. | 1 | 70.55 |  | 53.55 | 0 | 0 | 17 | 0
07.11. | 2 | 70.55 |  | 53.55 | 0 | 0 | 17 | 0
07.11. | 3 | 70.55 |  | 53.55 | 0 | 0 | 17 | 0
07.11. | 4 | 70.55 |  | 53.55 | 0 | 0 | 17 | 0
07.11. | 5 | 70.55 |  | 53.55 | 0 | 0 | 17 | 0
07.11. | 6 | 70.55 |  | 53.55 | 0 | 0 | 17 | 0
07.11. | 7 | 70.55 |  | 53.55 | 0 | 0 | 17 | 0
07.11. | 8 | 70.55 |  | 53.55 | 0 | 0 | 17 | 0
07.11. | 9 | 70.55 |  | 53.55 | 0 | 0 | 17 | 0
07.11. | 10 | 70.55 |  | 53.55 | 0 | 0 | 17 | 0
07.11. | 11 | 70.55 |  | 53.55 | 0 | 0 | 17 | 0
07.11. | 12 | 70.55 |  | 53.55 | 0 | 0 | 17 | 0
07.11. | 13 | 70.55 |  | 53.55 | 0 | 0 | 17 | 0
07.11. | 14 | 70.55 |  | 53.55 | 0 | 0 | 17 | 0
07.11. | 15 | 70.55 |  | 53.55 | 0 | 0 | 17 | 0
07.11. | 16 | 70.55 |  | 53.55 | 0 | 0 | 17 | 0
07.11. | 17 | 70.55 |  | 53.55 | 0 | 0 | 17 | 0
07.11. | 18 | 70.55 |  | 53.55 | 0 | 0 | 17 | 0
07.11. | 19 | 70.55 |  | 53.55 | 0 | 0 | 17 | 0
07.11. | 20 | 70.55 |  | 53.55 | 0 | 0 | 17 | 0
07.11. | 21 | 70.55 |  | 53.55 | 0 | 0 | 17 | 0
07.11. | 22 | 70.55 |  | 53.55 | 0 | 0 | 17 | 0
07.11. | 23 | 70.55 |  | 53.55 | 0 | 0 | 17 | 0
07.11. | 24 | 70.55 |  | 53.55 | 0 | 0 | 17 | 0
08.11. | 1 | 70.55 |  | 53.55 | 0 | 0 | 17 | 0
08.11. | 2 | 70.55 |  | 53.55 | 0 | 0 | 17 | 0
08.11. | 3 | 70.55 |  | 53.55 | 0 | 0 | 17 | 0
08.11. | 4 | 70.55 |  | 53.55 | 0 | 0 | 17 | 0
08.11. | 5 | 70.55 |  | 53.55 | 0 | 0 | 17 | 0
08.11. | 6 | 70.55 |  | 53.55 | 0 | 0 | 17 | 0
08.11. | 7 | 70.55 |  | 53.55 | 0 | 0 | 17 | 0
08.11. | 8 | 70.55 |  | 53.55 | 0 | 0 | 17 | 0
08.11. | 9 | 70.55 |  | 53.55 | 0 | 0 | 17 | 0
08.11. | 10 | 70.55 |  | 53.55 | 0 | 0 | 17 | 0
08.11. | 11 | 70.55 |  | 53.55 | 0 | 0 | 17 | 0
08.11. | 12 | 70.55 |  | 53.55 | 0 | 0 | 17 | 0
08.11. | 13 | 70.55 |  | 53.55 | 0 | 0 | 17 | 0
08.11. | 14 | 70.55 |  | 53.55 | 0 | 0 | 17 | 0
08.11. | 15 | 70.55 |  | 53.55 | 0 | 0 | 17 | 0
08.11. | 16 | 70.55 |  | 53.55 | 0 | 0 | 17 | 0
08.11. | 17 | 70.55 |  | 53.55 | 0 | 0 | 17 | 0
08.11. | 18 | 70.55 |  | 53.55 | 0 | 0 | 17 | 0
08.11. | 19 | 70.55 |  | 53.55 | 0 | 0 | 17 | 0
08.11. | 20 | 70.55 |  | 53.55 | 0 | 0 | 17 | 0
08.11. | 21 | 70.55 |  | 53.55 | 0 | 0 | 17 | 0
08.11. | 22 | 70.55 |  | 53.55 | 0 | 0 | 17 | 0
08.11. | 23 | 70.55 |  | 53.55 | 0 | 0 | 17 | 0
08.11. | 24 | 70.55 |  | 53.55 | 0 | 0 | 17 | 0
09.11. | 1 | 70.55 |  | 53.55 | 0 | 0 | 17 | 0
09.11. | 2 | 70.55 |  | 53.55 | 0 | 0 | 17 | 0
09.11. | 3 | 70.55 |  | 53.55 | 0 | 0 | 17 | 0
09.11. | 4 | 70.55 |  | 53.55 | 0 | 0 | 17 | 0
09.11. | 5 | 70.55 |  | 53.55 | 0 | 0 | 17 | 0
09.11. | 6 | 70.55 |  | 53.55 | 0 | 0 | 17 | 0
09.11. | 7 | 70.55 |  | 53.55 | 0 | 0 | 17 | 0
09.11. | 8 | 70.55 |  | 53.55 | 0 | 0 | 17 | 0
09.11. | 9 | 70.55 |  | 53.55 | 0 | 0 | 17 | 0
09.11. | 10 | 70.55 |  | 53.55 | 0 | 0 | 17 | 0
09.11. | 11 | 70.55 |  | 53.55 | 0 | 0 | 17 | 0
09.11. | 12 | 70.55 |  | 53.55 | 0 | 0 | 17 | 0
09.11. | 13 | 70.55 |  | 53.55 | 0 | 0 | 17 | 0
09.11. | 14 | 70.55 |  | 53.55 | 0 | 0 | 17 | 0
09.11. | 15 | 70.55 |  | 53.55 | 0 | 0 | 17 | 0
09.11. | 16 | 70.55 |  | 53.55 | 0 | 0 | 17 | 0
09.11. | 17 | 70.55 |  | 53.55 | 0 | 0 | 17 | 0
09.11. | 18 | 70.55 |  | 53.55 | 0 | 0 | 17 | 0
09.11. | 19 | 70.55 |  | 53.55 | 0 | 0 | 17 | 0
09.11. | 20 | 70.55 |  | 53.55 | 0 | 0 | 17 | 0
09.11. | 21 | 70.55 |  | 53.55 | 0 | 0 | 17 | 0
09.11. | 22 | 70.55 |  | 53.55 | 0 | 0 | 17 | 0
09.11. | 23 | 70.55 |  | 53.55 | 0 | 0 | 17 | 0
09.11. | 24 | 70.55 |  | 53.55 | 0 | 0 | 17 | 0
10.11. | 1 | 70.55 |  | 53.55 | 0 | 0 | 17 | 0
10.11. | 2 | 70.55 |  | 53.55 | 0 | 0 | 17 | 0
10.11. | 3 | 70.55 |  | 53.55 | 0 | 0 | 17 | 0
10.11. | 4 | 70.55 |  | 53.55 | 0 | 0 | 17 | 0
10.11. | 5 | 70.55 |  | 53.55 | 0 | 0 | 17 | 0
10.11. | 6 | 70.55 |  | 53.55 | 0 | 0 | 17 | 0
10.11. | 7 | 70.55 |  | 53.55 | 0 | 0 | 17 | 0
10.11. | 8 | 70.55 |  | 53.55 | 0 | 0 | 17 | 0
10.11. | 9 | 70.55 |  | 53.55 | 0 | 0 | 17 | 0
10.11. | 10 | 70.55 |  | 53.55 | 0 | 0 | 17 | 0
10.11. | 11 | 70.55 |  | 53.55 | 0 | 0 | 17 | 0
10.11. | 12 | 70.55 |  | 53.55 | 0 | 0 | 17 | 0
10.11. | 13 | 70.55 |  | 53.55 | 0 | 0 | 17 | 0
10.11. | 14 | 70.55 |  | 53.55 | 0 | 0 | 17 | 0
10.11. | 15 | 70.55 |  | 53.55 | 0 | 0 | 17 | 0
10.11. | 16 | 70.55 |  | 53.55 | 0 | 0 | 17 | 0
10.11. | 17 | 70.55 |  | 53.55 | 0 | 0 | 17 | 0
10.11. | 18 | 70.55 |  | 53.55 | 0 | 0 | 17 | 0
10.11. | 19 | 70.55 |  | 53.55 | 0 | 0 | 17 | 0
10.11. | 20 | 70.55 |  | 53.55 | 0 | 0 | 17 | 0
10.11. | 21 | 70.55 |  | 53.55 | 0 | 0 | 17 | 0
10.11. | 22 | 70.55 |  | 53.55 | 0 | 0 | 17 | 0
10.11. | 23 | 70.55 |  | 53.55 | 0 | 0 | 17 | 0
10.11. | 24 | 70.55 |  | 53.55 | 0 | 0 | 17 | 0
11.11. | 1 | 70.55 |  | 53.55 | 0 | 0 | 17 | 0
11.11. | 2 | 70.55 |  | 53.55 | 0 | 0 | 17 | 0
11.11. | 3 | 70.55 |  | 53.55 | 0 | 0 | 17 | 0
11.11. | 4 | 70.55 |  | 53.55 | 0 | 0 | 17 | 0
11.11. | 5 | 70.55 |  | 53.55 | 0 | 0 | 17 | 0
11.11. | 6 | 70.55 |  | 53.55 | 0 | 0 | 17 | 0
11.11. | 7 | 70.55 |  | 53.55 | 0 | 0 | 17 | 0
11.11. | 8 | 70.55 |  | 53.55 | 0 | 0 | 17 | 0
11.11. | 9 | 70.55 |  | 53.55 | 0 | 0 | 17 | 0
11.11. | 10 | 70.55 |  | 53.55 | 0 | 0 | 17 | 0
11.11. | 11 | 70.55 |  | 53.55 | 0 | 0 | 17 | 0
11.11. | 12 | 70.55 |  | 53.55 | 0 | 0 | 17 | 0
11.11. | 13 | 70.55 |  | 53.55 | 0 | 0 | 17 | 0
11.11. | 14 | 70.55 |  | 53.55 | 0 | 0 | 17 | 0
11.11. | 15 | 70.55 |  | 53.55 | 0 | 0 | 17 | 0
11.11. | 16 | 70.55 |  | 53.55 | 0 | 0 | 17 | 0
11.11. | 17 | 70.55 |  | 53.55 | 0 | 0 | 17 | 0
11.11. | 18 | 70.55 |  | 53.55 | 0 | 0 | 17 | 0
11.11. | 19 | 70.55 |  | 53.55 | 0 | 0 | 17 | 0
11.11. | 20 | 70.55 |  | 53.55 | 0 | 0 | 17 | 0
11.11. | 21 | 70.55 |  | 53.55 | 0 | 0 | 17 | 0
11.11. | 22 | 70.55 |  | 53.55 | 0 | 0 | 17 | 0
11.11. | 23 | 70.55 |  | 53.55 | 0 | 0 | 17 | 0
11.11. | 24 | 70.55 |  | 53.55 | 0 | 0 | 17 | 0
12.11. | 1 | 70.55 |  | 53.55 | 0 | 0 | 17 | 0
12.11. | 2 | 70.55 |  | 53.55 | 0 | 0 | 17 | 0
12.11. | 3 | 70.55 |  | 53.55 | 0 | 0 | 17 | 0
12.11. | 4 | 70.55 |  | 53.55 | 0 | 0 | 17 | 0
12.11. | 5 | 70.55 |  | 53.55 | 0 | 0 | 17 | 0
12.11. | 6 | 70.55 |  | 53.55 | 0 | 0 | 17 | 0
12.11. | 7 | 70.55 |  | 53.55 | 0 | 0 | 17 | 0
12.11. | 8 | 70.55 |  | 53.55 | 0 | 0 | 17 | 0
12.11. | 9 | 70.55 |  | 53.55 | 0 | 0 | 17 | 0
12.11. | 10 | 70.55 |  | 53.55 | 0 | 0 | 17 | 0
12.11. | 11 | 70.55 |  | 53.55 | 0 | 0 | 17 | 0
12.11. | 12 | 70.55 |  | 53.55 | 0 | 0 | 17 | 0
12.11. | 13 | 70.55 |  | 53.55 | 0 | 0 | 17 | 0
12.11. | 14 | 70.55 |  | 53.55 | 0 | 0 | 17 | 0
12.11. | 15 | 70.55 |  | 53.55 | 0 | 0 | 17 | 0
12.11. | 16 | 70.55 |  | 53.55 | 0 | 0 | 17 | 0
12.11. | 17 | 70.55 |  | 53.55 | 0 | 0 | 17 | 0
12.11. | 18 | 70.55 |  | 53.55 | 0 | 0 | 17 | 0
12.11. | 19 | 70.55 |  | 53.55 | 0 | 0 | 17 | 0
12.11. | 20 | 70.55 |  | 53.55 | 0 | 0 | 17 | 0
12.11. | 21 | 70.55 |  | 53.55 | 0 | 0 | 17 | 0
12.11. | 22 | 70.55 |  | 53.55 | 0 | 0 | 17 | 0
12.11. | 23 | 70.55 |  | 53.55 | 0 | 0 | 17 | 0
12.11. | 24 | 70.55 |  | 53.55 | 0 | 0 | 17 | 0
13.11. | 1 | 70.55 |  | 53.55 | 0 | 0 | 17 | 0
13.11. | 2 | 70.55 |  | 53.55 | 0 | 0 | 17 | 0
13.11. | 3 | 70.55 |  | 53.55 | 0 | 0 | 17 | 0
13.11. | 4 | 70.55 |  | 53.55 | 0 | 0 | 17 | 0
13.11. | 5 | 70.55 |  | 53.55 | 0 | 0 | 17 | 0
13.11. | 6 | 70.55 |  | 53.55 | 0 | 0 | 17 | 0
13.11. | 7 | 70.55 |  | 53.55 | 0 | 0 | 17 | 0
13.11. | 8 | 70.55 |  | 53.55 | 0 | 0 | 17 | 0
13.11. | 9 | 70.55 |  | 53.55 | 0 | 0 | 17 | 0
13.11. | 10 | 70.55 |  | 53.55 | 0 | 0 | 17 | 0
13.11. | 11 | 70.55 |  | 53.55 | 0 | 0 | 17 | 0
13.11. | 12 | 70.55 |  | 53.55 | 0 | 0 | 17 | 0
13.11. | 13 | 70.55 |  | 53.55 | 0 | 0 | 17 | 0
13.11. | 14 | 70.55 |  | 53.55 | 0 | 0 | 17 | 0
13.11. | 15 | 70.55 |  | 53.55 | 0 | 0 | 17 | 0
13.11. | 16 | 70.55 |  | 53.55 | 0 | 0 | 17 | 0
13.11. | 17 | 70.55 |  | 53.55 | 0 | 0 | 17 | 0
13.11. | 18 | 70.55 |  | 53.55 | 0 | 0 | 17 | 0
13.11. | 19 | 70.55 |  | 53.55 | 0 | 0 | 17 | 0
13.11. | 20 | 70.55 |  | 53.55 | 0 | 0 | 17 | 0
13.11. | 21 | 70.55 |  | 53.55 | 0 | 0 | 17 | 0
13.11. | 22 | 70.55 |  | 53.55 | 0 | 0 | 17 | 0
13.11. | 23 | 70.55 |  | 53.55 | 0 | 0 | 17 | 0
13.11. | 24 | 70.55 |  | 53.55 | 0 | 0 | 17 | 0
14.11. | 1 | 70.55 |  | 53.55 | 0 | 0 | 17 | 0
14.11. | 2 | 70.55 |  | 53.55 | 0 | 0 | 17 | 0
14.11. | 3 | 70.55 |  | 53.55 | 0 | 0 | 17 | 0
14.11. | 4 | 70.55 |  | 53.55 | 0 | 0 | 17 | 0
14.11. | 5 | 70.55 |  | 53.55 | 0 | 0 | 17 | 0
14.11. | 6 | 70.55 |  | 53.55 | 0 | 0 | 17 | 0
14.11. | 7 | 70.55 |  | 53.55 | 0 | 0 | 17 | 0
14.11. | 8 | 70.55 |  | 53.55 | 0 | 0 | 17 | 0
14.11. | 9 | 70.55 |  | 53.55 | 0 | 0 | 17 | 0
14.11. | 10 | 70.55 |  | 53.55 | 0 | 0 | 17 | 0
14.11. | 11 | 70.55 |  | 53.55 | 0 | 0 | 17 | 0
14.11. | 12 | 70.55 |  | 53.55 | 0 | 0 | 17 | 0
14.11. | 13 | 70.55 |  | 53.55 | 0 | 0 | 17 | 0
14.11. | 14 | 70.55 |  | 53.55 | 0 | 0 | 17 | 0
14.11. | 15 | 70.55 |  | 53.55 | 0 | 0 | 17 | 0
14.11. | 16 | 70.55 |  | 53.55 | 0 | 0 | 17 | 0
14.11. | 17 | 70.55 |  | 53.55 | 0 | 0 | 17 | 0
14.11. | 18 | 70.55 |  | 53.55 | 0 | 0 | 17 | 0
14.11. | 19 | 70.55 |  | 53.55 | 0 | 0 | 17 | 0
14.11. | 20 | 70.55 |  | 53.55 | 0 | 0 | 17 | 0
14.11. | 21 | 70.55 |  | 53.55 | 0 | 0 | 17 | 0
14.11. | 22 | 70.55 |  | 53.55 | 0 | 0 | 17 | 0
14.11. | 23 | 70.55 |  | 53.55 | 0 | 0 | 17 | 0
14.11. | 24 | 70.55 |  | 53.55 | 0 | 0 | 17 | 0
15.11. | 1 | 70.55 |  | 53.55 | 0 | 0 | 17 | 0
15.11. | 2 | 70.55 |  | 53.55 | 0 | 0 | 17 | 0
15.11. | 3 | 70.55 |  | 53.55 | 0 | 0 | 17 | 0
15.11. | 4 | 70.55 |  | 53.55 | 0 | 0 | 17 | 0
15.11. | 5 | 70.55 |  | 53.55 | 0 | 0 | 17 | 0
15.11. | 6 | 70.55 |  | 53.55 | 0 | 0 | 17 | 0
15.11. | 7 | 70.55 |  | 53.55 | 0 | 0 | 17 | 0
15.11. | 8 | 70.55 |  | 53.55 | 0 | 0 | 17 | 0
15.11. | 9 | 70.55 |  | 53.55 | 0 | 0 | 17 | 0
15.11. | 10 | 70.55 |  | 53.55 | 0 | 0 | 17 | 0
15.11. | 11 | 70.55 |  | 53.55 | 0 | 0 | 17 | 0
15.11. | 12 | 70.55 |  | 53.55 | 0 | 0 | 17 | 0
15.11. | 13 | 70.55 |  | 53.55 | 0 | 0 | 17 | 0
15.11. | 14 | 70.55 |  | 53.55 | 0 | 0 | 17 | 0
15.11. | 15 | 70.55 |  | 53.55 | 0 | 0 | 17 | 0
15.11. | 16 | 70.55 |  | 53.55 | 0 | 0 | 17 | 0
15.11. | 17 | 70.55 |  | 53.55 | 0 | 0 | 17 | 0
15.11. | 18 | 70.55 |  | 53.55 | 0 | 0 | 17 | 0
15.11. | 19 | 70.55 |  | 53.55 | 0 | 0 | 17 | 0
15.11. | 20 | 70.55 |  | 53.55 | 0 | 0 | 17 | 0
15.11. | 21 | 70.55 |  | 53.55 | 0 | 0 | 17 | 0
15.11. | 22 | 70.55 |  | 53.55 | 0 | 0 | 17 | 0
15.11. | 23 | 70.55 |  | 53.55 | 0 | 0 | 17 | 0
15.11. | 24 | 70.55 |  | 53.55 | 0 | 0 | 17 | 0
16.11. | 1 | 70.55 |  | 53.55 | 0 | 0 | 17 | 0
16.11. | 2 | 70.55 |  | 53.55 | 0 | 0 | 17 | 0
16.11. | 3 | 70.55 |  | 53.55 | 0 | 0 | 17 | 0
16.11. | 4 | 70.55 |  | 53.55 | 0 | 0 | 17 | 0
16.11. | 5 | 70.55 |  | 53.55 | 0 | 0 | 17 | 0
16.11. | 6 | 70.55 |  | 53.55 | 0 | 0 | 17 | 0
16.11. | 7 | 70.55 |  | 53.55 | 0 | 0 | 17 | 0
16.11. | 8 | 70.55 |  | 53.55 | 0 | 0 | 17 | 0
16.11. | 9 | 70.55 |  | 53.55 | 0 | 0 | 17 | 0
16.11. | 10 | 70.55 |  | 53.55 | 0 | 0 | 17 | 0
16.11. | 11 | 70.55 |  | 53.55 | 0 | 0 | 17 | 0
16.11. | 12 | 70.55 |  | 53.55 | 0 | 0 | 17 | 0
16.11. | 13 | 70.55 |  | 53.55 | 0 | 0 | 17 | 0
16.11. | 14 | 70.55 |  | 53.55 | 0 | 0 | 17 | 0
16.11. | 15 | 70.55 |  | 53.55 | 0 | 0 | 17 | 0
16.11. | 16 | 70.55 |  | 53.55 | 0 | 0 | 17 | 0
16.11. | 17 | 70.55 |  | 53.55 | 0 | 0 | 17 | 0
16.11. | 18 | 70.55 |  | 53.55 | 0 | 0 | 17 | 0
16.11. | 19 | 70.55 |  | 53.55 | 0 | 0 | 17 | 0
16.11. | 20 | 70.55 |  | 53.55 | 0 | 0 | 17 | 0
16.11. | 21 | 70.55 |  | 53.55 | 0 | 0 | 17 | 0
16.11. | 22 | 70.55 |  | 53.55 | 0 | 0 | 17 | 0
16.11. | 23 | 70.55 |  | 53.55 | 0 | 0 | 17 | 0
16.11. | 24 | 70.55 |  | 53.55 | 0 | 0 | 17 | 0
17.11. | 1 | 70.55 |  | 53.55 | 0 | 0 | 17 | 0
17.11. | 2 | 70.55 |  | 53.55 | 0 | 0 | 17 | 0
17.11. | 3 | 70.55 |  | 53.55 | 0 | 0 | 17 | 0
17.11. | 4 | 70.55 |  | 53.55 | 0 | 0 | 17 | 0
17.11. | 5 | 70.55 |  | 53.55 | 0 | 0 | 17 | 0
17.11. | 6 | 70.55 |  | 53.55 | 0 | 0 | 17 | 0
17.11. | 7 | 70.55 |  | 53.55 | 0 | 0 | 17 | 0
17.11. | 8 | 70.55 |  | 53.55 | 0 | 0 | 17 | 0
17.11. | 9 | 70.55 |  | 53.55 | 0 | 0 | 17 | 0
17.11. | 10 | 70.55 |  | 53.55 | 0 | 0 | 17 | 0
17.11. | 11 | 70.55 |  | 53.55 | 0 | 0 | 17 | 0
17.11. | 12 | 70.55 |  | 53.55 | 0 | 0 | 17 | 0
17.11. | 13 | 70.55 |  | 53.55 | 0 | 0 | 17 | 0
17.11. | 14 | 70.55 |  | 53.55 | 0 | 0 | 17 | 0
17.11. | 15 | 70.55 |  | 53.55 | 0 | 0 | 17 | 0
17.11. | 16 | 70.55 |  | 53.55 | 0 | 0 | 17 | 0
17.11. | 17 | 70.55 |  | 53.55 | 0 | 0 | 17 | 0
17.11. | 18 | 70.55 |  | 53.55 | 0 | 0 | 17 | 0
17.11. | 19 | 70.55 |  | 53.55 | 0 | 0 | 17 | 0
17.11. | 20 | 70.55 |  | 53.55 | 0 | 0 | 17 | 0
17.11. | 21 | 70.55 |  | 53.55 | 0 | 0 | 17 | 0
17.11. | 22 | 70.55 |  | 53.55 | 0 | 0 | 17 | 0
17.11. | 23 | 70.55 |  | 53.55 | 0 | 0 | 17 | 0
17.11. | 24 | 70.55 |  | 53.55 | 0 | 0 | 17 | 0
18.11. | 1 | 70.55 |  | 53.55 | 0 | 0 | 17 | 0
18.11. | 2 | 70.55 |  | 53.55 | 0 | 0 | 17 | 0
18.11. | 3 | 70.55 |  | 53.55 | 0 | 0 | 17 | 0
18.11. | 4 | 70.55 |  | 53.55 | 0 | 0 | 17 | 0
18.11. | 5 | 70.55 |  | 53.55 | 0 | 0 | 17 | 0
18.11. | 6 | 70.55 |  | 53.55 | 0 | 0 | 17 | 0
18.11. | 7 | 70.55 |  | 53.55 | 0 | 0 | 17 | 0
18.11. | 8 | 70.55 |  | 53.55 | 0 | 0 | 17 | 0
18.11. | 9 | 70.55 |  | 53.55 | 0 | 0 | 17 | 0
18.11. | 10 | 70.55 |  | 53.55 | 0 | 0 | 17 | 0
18.11. | 11 | 70.55 |  | 53.55 | 0 | 0 | 17 | 0
18.11. | 12 | 70.55 |  | 53.55 | 0 | 0 | 17 | 0
18.11. | 13 | 70.55 |  | 53.55 | 0 | 0 | 17 | 0
18.11. | 14 | 70.55 |  | 53.55 | 0 | 0 | 17 | 0
18.11. | 15 | 70.55 |  | 53.55 | 0 | 0 | 17 | 0
18.11. | 16 | 70.55 |  | 53.55 | 0 | 0 | 17 | 0
18.11. | 17 | 70.55 |  | 53.55 | 0 | 0 | 17 | 0
18.11. | 18 | 70.55 |  | 53.55 | 0 | 0 | 17 | 0
18.11. | 19 | 70.55 |  | 53.55 | 0 | 0 | 17 | 0
18.11. | 20 | 70.55 |  | 53.55 | 0 | 0 | 17 | 0
18.11. | 21 | 70.55 |  | 53.55 | 0 | 0 | 17 | 0
18.11. | 22 | 70.55 |  | 53.55 | 0 | 0 | 17 | 0
18.11. | 23 | 70.55 |  | 53.55 | 0 | 0 | 17 | 0
18.11. | 24 | 70.55 |  | 53.55 | 0 | 0 | 17 | 0
19.11. | 1 | 70.55 |  | 53.55 | 0 | 0 | 17 | 0
19.11. | 2 | 70.55 |  | 53.55 | 0 | 0 | 17 | 0
19.11. | 3 | 70.55 |  | 53.55 | 0 | 0 | 17 | 0
19.11. | 4 | 70.55 |  | 53.55 | 0 | 0 | 17 | 0
19.11. | 5 | 70.55 |  | 53.55 | 0 | 0 | 17 | 0
19.11. | 6 | 70.55 |  | 53.55 | 0 | 0 | 17 | 0
19.11. | 7 | 70.55 |  | 53.55 | 0 | 0 | 17 | 0
19.11. | 8 | 70.55 |  | 53.55 | 0 | 0 | 17 | 0
19.11. | 9 | 70.55 |  | 53.55 | 0 | 0 | 17 | 0
19.11. | 10 | 70.55 |  | 53.55 | 0 | 0 | 17 | 0
19.11. | 11 | 70.55 |  | 53.55 | 0 | 0 | 17 | 0
19.11. | 12 | 70.55 |  | 53.55 | 0 | 0 | 17 | 0
19.11. | 13 | 70.55 |  | 53.55 | 0 | 0 | 17 | 0
19.11. | 14 | 70.55 |  | 53.55 | 0 | 0 | 17 | 0
19.11. | 15 | 70.55 |  | 53.55 | 0 | 0 | 17 | 0
19.11. | 16 | 70.55 |  | 53.55 | 0 | 0 | 17 | 0
19.11. | 17 | 70.55 |  | 53.55 | 0 | 0 | 17 | 0
19.11. | 18 | 70.55 |  | 53.55 | 0 | 0 | 17 | 0
19.11. | 19 | 70.55 |  | 53.55 | 0 | 0 | 17 | 0
19.11. | 20 | 70.55 |  | 53.55 | 0 | 0 | 17 | 0
19.11. | 21 | 70.55 |  | 53.55 | 0 | 0 | 17 | 0
19.11. | 22 | 70.55 |  | 53.55 | 0 | 0 | 17 | 0
19.11. | 23 | 70.55 |  | 53.55 | 0 | 0 | 17 | 0
19.11. | 24 | 70.55 |  | 53.55 | 0 | 0 | 17 | 0
20.11. | 1 | 70.55 |  | 53.55 | 0 | 0 | 17 | 0
20.11. | 2 | 70.55 |  | 53.55 | 0 | 0 | 17 | 0
20.11. | 3 | 70.55 |  | 53.55 | 0 | 0 | 17 | 0
20.11. | 4 | 70.55 |  | 53.55 | 0 | 0 | 17 | 0
20.11. | 5 | 70.55 |  | 53.55 | 0 | 0 | 17 | 0
20.11. | 6 | 70.55 |  | 53.55 | 0 | 0 | 17 | 0
20.11. | 7 | 70.55 |  | 53.55 | 0 | 0 | 17 | 0
20.11. | 8 | 70.55 |  | 53.55 | 0 | 0 | 17 | 0
20.11. | 9 | 70.55 |  | 53.55 | 0 | 0 | 17 | 0
20.11. | 10 | 70.55 |  | 53.55 | 0 | 0 | 17 | 0
20.11. | 11 | 70.55 |  | 53.55 | 0 | 0 | 17 | 0
20.11. | 12 | 70.55 |  | 53.55 | 0 | 0 | 17 | 0
20.11. | 13 | 70.55 |  | 53.55 | 0 | 0 | 17 | 0
20.11. | 14 | 70.55 |  | 53.55 | 0 | 0 | 17 | 0
20.11. | 15 | 70.55 |  | 53.55 | 0 | 0 | 17 | 0
20.11. | 16 | 70.55 |  | 53.55 | 0 | 0 | 17 | 0
20.11. | 17 | 70.55 |  | 53.55 | 0 | 0 | 17 | 0
20.11. | 18 | 70.55 |  | 53.55 | 0 | 0 | 17 | 0
20.11. | 19 | 70.55 |  | 53.55 | 0 | 0 | 17 | 0
20.11. | 20 | 70.55 |  | 53.55 | 0 | 0 | 17 | 0
20.11. | 21 | 70.55 |  | 53.55 | 0 | 0 | 17 | 0
20.11. | 22 | 70.55 |  | 53.55 | 0 | 0 | 17 | 0
20.11. | 23 | 70.55 |  | 53.55 | 0 | 0 | 17 | 0
20.11. | 24 | 70.55 |  | 53.55 | 0 | 0 | 17 | 0
21.11. | 1 | 70.55 |  | 53.55 | 0 | 0 | 17 | 0
21.11. | 2 | 70.55 |  | 53.55 | 0 | 0 | 17 | 0
21.11. | 3 | 70.55 |  | 53.55 | 0 | 0 | 17 | 0
21.11. | 4 | 70.55 |  | 53.55 | 0 | 0 | 17 | 0
21.11. | 5 | 70.55 |  | 53.55 | 0 | 0 | 17 | 0
21.11. | 6 | 70.55 |  | 53.55 | 0 | 0 | 17 | 0
21.11. | 7 | 70.55 |  | 53.55 | 0 | 0 | 17 | 0
21.11. | 8 | 70.55 |  | 53.55 | 0 | 0 | 17 | 0
21.11. | 9 | 70.55 |  | 53.55 | 0 | 0 | 17 | 0
21.11. | 10 | 70.55 |  | 53.55 | 0 | 0 | 17 | 0
21.11. | 11 | 70.55 |  | 53.55 | 0 | 0 | 17 | 0
21.11. | 12 | 70.55 |  | 53.55 | 0 | 0 | 17 | 0
21.11. | 13 | 70.55 |  | 53.55 | 0 | 0 | 17 | 0
21.11. | 14 | 70.55 |  | 53.55 | 0 | 0 | 17 | 0
21.11. | 15 | 70.55 |  | 53.55 | 0 | 0 | 17 | 0
21.11. | 16 | 70.55 |  | 53.55 | 0 | 0 | 17 | 0
21.11. | 17 | 70.55 |  | 53.55 | 0 | 0 | 17 | 0
21.11. | 18 | 70.55 |  | 53.55 | 0 | 0 | 17 | 0
21.11. | 19 | 70.55 |  | 53.55 | 0 | 0 | 17 | 0
21.11. | 20 | 70.55 |  | 53.55 | 0 | 0 | 17 | 0
21.11. | 21 | 70.55 |  | 53.55 | 0 | 0 | 17 | 0
21.11. | 22 | 70.55 |  | 53.55 | 0 | 0 | 17 | 0
21.11. | 23 | 70.55 |  | 53.55 | 0 | 0 | 17 | 0
21.11. | 24 | 70.55 |  | 53.55 | 0 | 0 | 17 | 0
22.11. | 1 | 70.55 |  | 53.55 | 0 | 0 | 17 | 0
22.11. | 2 | 70.55 |  | 53.55 | 0 | 0 | 17 | 0
22.11. | 3 | 70.55 |  | 53.55 | 0 | 0 | 17 | 0
22.11. | 4 | 70.55 |  | 53.55 | 0 | 0 | 17 | 0
22.11. | 5 | 70.55 |  | 53.55 | 0 | 0 | 17 | 0
22.11. | 6 | 70.55 |  | 53.55 | 0 | 0 | 17 | 0
22.11. | 7 | 70.55 |  | 53.55 | 0 | 0 | 17 | 0
22.11. | 8 | 70.55 |  | 53.55 | 0 | 0 | 17 | 0
22.11. | 9 | 70.55 |  | 53.55 | 0 | 0 | 17 | 0
22.11. | 10 | 70.55 |  | 53.55 | 0 | 0 | 17 | 0
22.11. | 11 | 70.55 |  | 53.55 | 0 | 0 | 17 | 0
22.11. | 12 | 70.55 |  | 53.55 | 0 | 0 | 17 | 0
22.11. | 13 | 70.55 |  | 53.55 | 0 | 0 | 17 | 0
22.11. | 14 | 70.55 |  | 53.55 | 0 | 0 | 17 | 0
22.11. | 15 | 70.55 |  | 53.55 | 0 | 0 | 17 | 0
22.11. | 16 | 70.55 |  | 53.55 | 0 | 0 | 17 | 0
22.11. | 17 | 70.55 |  | 53.55 | 0 | 0 | 17 | 0
22.11. | 18 | 70.55 |  | 53.55 | 0 | 0 | 17 | 0
22.11. | 19 | 70.55 |  | 53.55 | 0 | 0 | 17 | 0
22.11. | 20 | 70.55 |  | 53.55 | 0 | 0 | 17 | 0
22.11. | 21 | 70.55 |  | 53.55 | 0 | 0 | 17 | 0
22.11. | 22 | 70.55 |  | 53.55 | 0 | 0 | 17 | 0
22.11. | 23 | 70.55 |  | 53.55 | 0 | 0 | 17 | 0
22.11. | 24 | 70.55 |  | 53.55 | 0 | 0 | 17 | 0
23.11. | 1 | 70.55 |  | 53.55 | 0 | 0 | 17 | 0
23.11. | 2 | 70.55 |  | 53.55 | 0 | 0 | 17 | 0
23.11. | 3 | 70.55 |  | 53.55 | 0 | 0 | 17 | 0
23.11. | 4 | 70.55 |  | 53.55 | 0 | 0 | 17 | 0
23.11. | 5 | 70.55 |  | 53.55 | 0 | 0 | 17 | 0
23.11. | 6 | 70.55 |  | 53.55 | 0 | 0 | 17 | 0
23.11. | 7 | 70.55 |  | 53.55 | 0 | 0 | 17 | 0
23.11. | 8 | 70.55 |  | 53.55 | 0 | 0 | 17 | 0
23.11. | 9 | 70.55 |  | 53.55 | 0 | 0 | 17 | 0
23.11. | 10 | 70.55 |  | 53.55 | 0 | 0 | 17 | 0
23.11. | 11 | 70.55 |  | 53.55 | 0 | 0 | 17 | 0
23.11. | 12 | 70.55 |  | 53.55 | 0 | 0 | 17 | 0
23.11. | 13 | 70.55 |  | 53.55 | 0 | 0 | 17 | 0
23.11. | 14 | 70.55 |  | 53.55 | 0 | 0 | 17 | 0
23.11. | 15 | 70.55 |  | 53.55 | 0 | 0 | 17 | 0
23.11. | 16 | 70.55 |  | 53.55 | 0 | 0 | 17 | 0
23.11. | 17 | 70.55 |  | 53.55 | 0 | 0 | 17 | 0
23.11. | 18 | 70.55 |  | 53.55 | 0 | 0 | 17 | 0
23.11. | 19 | 70.55 |  | 53.55 | 0 | 0 | 17 | 0
23.11. | 20 | 70.55 |  | 53.55 | 0 | 0 | 17 | 0
23.11. | 21 | 70.55 |  | 53.55 | 0 | 0 | 17 | 0
23.11. | 22 | 70.55 |  | 53.55 | 0 | 0 | 17 | 0
23.11. | 23 | 70.55 |  | 53.55 | 0 | 0 | 17 | 0
23.11. | 24 | 70.55 |  | 53.55 | 0 | 0 | 17 | 0
24.11. | 1 | 70.55 |  | 53.55 | 0 | 0 | 17 | 0
24.11. | 2 | 70.55 |  | 53.55 | 0 | 0 | 17 | 0
24.11. | 3 | 70.55 |  | 53.55 | 0 | 0 | 17 | 0
24.11. | 4 | 70.55 |  | 53.55 | 0 | 0 | 17 | 0
24.11. | 5 | 70.55 |  | 53.55 | 0 | 0 | 17 | 0
24.11. | 6 | 70.55 |  | 53.55 | 0 | 0 | 17 | 0
24.11. | 7 | 70.55 |  | 53.55 | 0 | 0 | 17 | 0
24.11. | 8 | 70.55 |  | 53.55 | 0 | 0 | 17 | 0
24.11. | 9 | 70.55 |  | 53.55 | 0 | 0 | 17 | 0
24.11. | 10 | 70.55 |  | 53.55 | 0 | 0 | 17 | 0
24.11. | 11 | 70.55 |  | 53.55 | 0 | 0 | 17 | 0
24.11. | 12 | 70.55 |  | 53.55 | 0 | 0 | 17 | 0
24.11. | 13 | 70.55 |  | 53.55 | 0 | 0 | 17 | 0
24.11. | 14 | 70.55 |  | 53.55 | 0 | 0 | 17 | 0
24.11. | 15 | 70.55 |  | 53.55 | 0 | 0 | 17 | 0
24.11. | 16 | 70.55 |  | 53.55 | 0 | 0 | 17 | 0
24.11. | 17 | 70.55 |  | 53.55 | 0 | 0 | 17 | 0
24.11. | 18 | 70.55 |  | 53.55 | 0 | 0 | 17 | 0
24.11. | 19 | 70.55 |  | 53.55 | 0 | 0 | 17 | 0
24.11. | 20 | 70.55 |  | 53.55 | 0 | 0 | 17 | 0
24.11. | 21 | 70.55 |  | 53.55 | 0 | 0 | 17 | 0
24.11. | 22 | 70.55 |  | 53.55 | 0 | 0 | 17 | 0
24.11. | 23 | 70.55 |  | 53.55 | 0 | 0 | 17 | 0
24.11. | 24 | 70.55 |  | 53.55 | 0 | 0 | 17 | 0
25.11. | 1 | 70.55 |  | 53.55 | 0 | 0 | 17 | 0
25.11. | 2 | 70.55 |  | 53.55 | 0 | 0 | 17 | 0
25.11. | 3 | 70.55 |  | 53.55 | 0 | 0 | 17 | 0
25.11. | 4 | 70.55 |  | 53.55 | 0 | 0 | 17 | 0
25.11. | 5 | 70.55 |  | 53.55 | 0 | 0 | 17 | 0
25.11. | 6 | 70.55 |  | 53.55 | 0 | 0 | 17 | 0
25.11. | 7 | 70.55 |  | 53.55 | 0 | 0 | 17 | 0
25.11. | 8 | 70.55 |  | 53.55 | 0 | 0 | 17 | 0
25.11. | 9 | 70.55 |  | 53.55 | 0 | 0 | 17 | 0
25.11. | 10 | 70.55 |  | 53.55 | 0 | 0 | 17 | 0
25.11. | 11 | 70.55 |  | 53.55 | 0 | 0 | 17 | 0
25.11. | 12 | 70.55 |  | 53.55 | 0 | 0 | 17 | 0
25.11. | 13 | 70.55 |  | 53.55 | 0 | 0 | 17 | 0
25.11. | 14 | 70.55 |  | 53.55 | 0 | 0 | 17 | 0
25.11. | 15 | 70.55 |  | 53.55 | 0 | 0 | 17 | 0
25.11. | 16 | 70.55 |  | 53.55 | 0 | 0 | 17 | 0
25.11. | 17 | 70.55 |  | 53.55 | 0 | 0 | 17 | 0
25.11. | 18 | 70.55 |  | 53.55 | 0 | 0 | 17 | 0
25.11. | 19 | 70.55 |  | 53.55 | 0 | 0 | 17 | 0
25.11. | 20 | 70.55 |  | 53.55 | 0 | 0 | 17 | 0
25.11. | 21 | 70.55 |  | 53.55 | 0 | 0 | 17 | 0
25.11. | 22 | 70.55 |  | 53.55 | 0 | 0 | 17 | 0
25.11. | 23 | 70.55 |  | 53.55 | 0 | 0 | 17 | 0
25.11. | 24 | 70.55 |  | 53.55 | 0 | 0 | 17 | 0
26.11. | 1 | 70.55 |  | 53.55 | 0 | 0 | 17 | 0
26.11. | 2 | 70.55 |  | 53.55 | 0 | 0 | 17 | 0
26.11. | 3 | 70.55 |  | 53.55 | 0 | 0 | 17 | 0
26.11. | 4 | 70.55 |  | 53.55 | 0 | 0 | 17 | 0
26.11. | 5 | 70.55 |  | 53.55 | 0 | 0 | 17 | 0
26.11. | 6 | 70.55 |  | 53.55 | 0 | 0 | 17 | 0
26.11. | 7 | 70.55 |  | 53.55 | 0 | 0 | 17 | 0
26.11. | 8 | 70.55 |  | 53.55 | 0 | 0 | 17 | 0
26.11. | 9 | 70.55 |  | 53.55 | 0 | 0 | 17 | 0
26.11. | 10 | 70.55 |  | 53.55 | 0 | 0 | 17 | 0
26.11. | 11 | 70.55 |  | 53.55 | 0 | 0 | 17 | 0
26.11. | 12 | 70.55 |  | 53.55 | 0 | 0 | 17 | 0
26.11. | 13 | 70.55 |  | 53.55 | 0 | 0 | 17 | 0
26.11. | 14 | 70.55 |  | 53.55 | 0 | 0 | 17 | 0
26.11. | 15 | 70.55 |  | 53.55 | 0 | 0 | 17 | 0
26.11. | 16 | 70.55 |  | 53.55 | 0 | 0 | 17 | 0
26.11. | 17 | 70.55 |  | 53.55 | 0 | 0 | 17 | 0
26.11. | 18 | 70.55 |  | 53.55 | 0 | 0 | 17 | 0
26.11. | 19 | 70.55 |  | 53.55 | 0 | 0 | 17 | 0
26.11. | 20 | 70.55 |  | 53.55 | 0 | 0 | 17 | 0
26.11. | 21 | 70.55 |  | 53.55 | 0 | 0 | 17 | 0
26.11. | 22 | 70.55 |  | 53.55 | 0 | 0 | 17 | 0
26.11. | 23 | 70.55 |  | 53.55 | 0 | 0 | 17 | 0
26.11. | 24 | 70.55 |  | 53.55 | 0 | 0 | 17 | 0
27.11. | 1 | 70.55 |  | 53.55 | 0 | 0 | 17 | 0
27.11. | 2 | 70.55 |  | 53.55 | 0 | 0 | 17 | 0
27.11. | 3 | 70.55 |  | 53.55 | 0 | 0 | 17 | 0
27.11. | 4 | 70.55 |  | 53.55 | 0 | 0 | 17 | 0
27.11. | 5 | 70.55 |  | 53.55 | 0 | 0 | 17 | 0
27.11. | 6 | 70.55 |  | 53.55 | 0 | 0 | 17 | 0
27.11. | 7 | 70.55 |  | 53.55 | 0 | 0 | 17 | 0
27.11. | 8 | 70.55 |  | 53.55 | 0 | 0 | 17 | 0
27.11. | 9 | 70.55 |  | 53.55 | 0 | 0 | 17 | 0
27.11. | 10 | 70.55 |  | 53.55 | 0 | 0 | 17 | 0
27.11. | 11 | 70.55 |  | 53.55 | 0 | 0 | 17 | 0
27.11. | 12 | 70.55 |  | 53.55 | 0 | 0 | 17 | 0
27.11. | 13 | 70.55 |  | 53.55 | 0 | 0 | 17 | 0
27.11. | 14 | 70.55 |  | 53.55 | 0 | 0 | 17 | 0
27.11. | 15 | 70.55 |  | 53.55 | 0 | 0 | 17 | 0
27.11. | 16 | 70.55 |  | 53.55 | 0 | 0 | 17 | 0
27.11. | 17 | 70.55 |  | 53.55 | 0 | 0 | 17 | 0
27.11. | 18 | 70.55 |  | 53.55 | 0 | 0 | 17 | 0
27.11. | 19 | 70.55 |  | 53.55 | 0 | 0 | 17 | 0
27.11. | 20 | 70.55 |  | 53.55 | 0 | 0 | 17 | 0
27.11. | 21 | 70.55 |  | 53.55 | 0 | 0 | 17 | 0
27.11. | 22 | 70.55 |  | 53.55 | 0 | 0 | 17 | 0
27.11. | 23 | 70.55 |  | 53.55 | 0 | 0 | 17 | 0
27.11. | 24 | 70.55 |  | 53.55 | 0 | 0 | 17 | 0
28.11. | 1 | 70.55 |  | 53.55 | 0 | 0 | 17 | 0
28.11. | 2 | 70.55 |  | 53.55 | 0 | 0 | 17 | 0
28.11. | 3 | 70.55 |  | 53.55 | 0 | 0 | 17 | 0
28.11. | 4 | 70.55 |  | 53.55 | 0 | 0 | 17 | 0
28.11. | 5 | 70.55 |  | 53.55 | 0 | 0 | 17 | 0
28.11. | 6 | 70.55 |  | 53.55 | 0 | 0 | 17 | 0
28.11. | 7 | 70.55 |  | 53.55 | 0 | 0 | 17 | 0
28.11. | 8 | 70.55 |  | 53.55 | 0 | 0 | 17 | 0
28.11. | 9 | 70.55 |  | 53.55 | 0 | 0 | 17 | 0
28.11. | 10 | 70.55 |  | 53.55 | 0 | 0 | 17 | 0
28.11. | 11 | 70.55 |  | 53.55 | 0 | 0 | 17 | 0
28.11. | 12 | 70.55 |  | 53.55 | 0 | 0 | 17 | 0
28.11. | 13 | 70.55 |  | 53.55 | 0 | 0 | 17 | 0
28.11. | 14 | 70.55 |  | 53.55 | 0 | 0 | 17 | 0
28.11. | 15 | 70.55 |  | 53.55 | 0 | 0 | 17 | 0
28.11. | 16 | 70.55 |  | 53.55 | 0 | 0 | 17 | 0
28.11. | 17 | 70.55 |  | 53.55 | 0 | 0 | 17 | 0
28.11. | 18 | 70.55 |  | 53.55 | 0 | 0 | 17 | 0
28.11. | 19 | 70.55 |  | 53.55 | 0 | 0 | 17 | 0
28.11. | 20 | 70.55 |  | 53.55 | 0 | 0 | 17 | 0
28.11. | 21 | 70.55 |  | 53.55 | 0 | 0 | 17 | 0
28.11. | 22 | 70.55 |  | 53.55 | 0 | 0 | 17 | 0
28.11. | 23 | 70.55 |  | 53.55 | 0 | 0 | 17 | 0
28.11. | 24 | 70.55 |  | 53.55 | 0 | 0 | 17 | 0
29.11. | 1 | 70.55 |  | 53.55 | 0 | 0 | 17 | 0
29.11. | 2 | 70.55 |  | 53.55 | 0 | 0 | 17 | 0
29.11. | 3 | 70.55 |  | 53.55 | 0 | 0 | 17 | 0
29.11. | 4 | 70.55 |  | 53.55 | 0 | 0 | 17 | 0
29.11. | 5 | 70.55 |  | 53.55 | 0 | 0 | 17 | 0
29.11. | 6 | 70.55 |  | 53.55 | 0 | 0 | 17 | 0
29.11. | 7 | 70.55 |  | 53.55 | 0 | 0 | 17 | 0
29.11. | 8 | 70.55 |  | 53.55 | 0 | 0 | 17 | 0
29.11. | 9 | 70.55 |  | 53.55 | 0 | 0 | 17 | 0
29.11. | 10 | 70.55 |  | 53.55 | 0 | 0 | 17 | 0
29.11. | 11 | 70.55 |  | 53.55 | 0 | 0 | 17 | 0
29.11. | 12 | 70.55 |  | 53.55 | 0 | 0 | 17 | 0
29.11. | 13 | 70.55 |  | 53.55 | 0 | 0 | 17 | 0
29.11. | 14 | 70.55 |  | 53.55 | 0 | 0 | 17 | 0
29.11. | 15 | 70.55 |  | 53.55 | 0 | 0 | 17 | 0
29.11. | 16 | 70.55 |  | 53.55 | 0 | 0 | 17 | 0
29.11. | 17 | 70.55 |  | 53.55 | 0 | 0 | 17 | 0
29.11. | 18 | 70.55 |  | 53.55 | 0 | 0 | 17 | 0
29.11. | 19 | 70.55 |  | 53.55 | 0 | 0 | 17 | 0
29.11. | 20 | 70.55 |  | 53.55 | 0 | 0 | 17 | 0
29.11. | 21 | 70.55 |  | 53.55 | 0 | 0 | 17 | 0
29.11. | 22 | 70.55 |  | 53.55 | 0 | 0 | 17 | 0
29.11. | 23 | 70.55 |  | 53.55 | 0 | 0 | 17 | 0
29.11. | 24 | 70.55 |  | 53.55 | 0 | 0 | 17 | 0
30.11. | 1 | 70.55 |  | 53.55 | 0 | 0 | 17 | 0
30.11. | 2 | 70.55 |  | 53.55 | 0 | 0 | 17 | 0
30.11. | 3 | 70.55 |  | 53.55 | 0 | 0 | 17 | 0
30.11. | 4 | 70.55 |  | 53.55 | 0 | 0 | 17 | 0
30.11. | 5 | 70.55 |  | 53.55 | 0 | 0 | 17 | 0
30.11. | 6 | 70.55 |  | 53.55 | 0 | 0 | 17 | 0
30.11. | 7 | 70.55 |  | 53.55 | 0 | 0 | 17 | 0
30.11. | 8 | 70.55 |  | 53.55 | 0 | 0 | 17 | 0
30.11. | 9 | 70.55 |  | 53.55 | 0 | 0 | 17 | 0
30.11. | 10 | 70.55 |  | 53.55 | 0 | 0 | 17 | 0
30.11. | 11 | 70.55 |  | 53.55 | 0 | 0 | 17 | 0
30.11. | 12 | 70.55 |  | 53.55 | 0 | 0 | 17 | 0
30.11. | 13 | 70.55 |  | 53.55 | 0 | 0 | 17 | 0
30.11. | 14 | 70.55 |  | 53.55 | 0 | 0 | 17 | 0
30.11. | 15 | 70.55 |  | 53.55 | 0 | 0 | 17 | 0
30.11. | 16 | 70.55 |  | 53.55 | 0 | 0 | 17 | 0
30.11. | 17 | 70.55 |  | 53.55 | 0 | 0 | 17 | 0
30.11. | 18 | 70.55 |  | 53.55 | 0 | 0 | 17 | 0
30.11. | 19 | 70.55 |  | 53.55 | 0 | 0 | 17 | 0
30.11. | 20 | 70.55 |  | 53.55 | 0 | 0 | 17 | 0
30.11. | 21 | 70.55 |  | 53.55 | 0 | 0 | 17 | 0
30.11. | 22 | 70.55 |  | 53.55 | 0 | 0 | 17 | 0
30.11. | 23 | 70.55 |  | 53.55 | 0 | 0 | 17 | 0
30.11. | 24 | 70.55 |  | 53.55 | 0 | 0 | 17 | 0
01.12. | 1 | 70.55 |  | 53.55 | 0 | 0 | 17 | 0
01.12. | 2 | 70.55 |  | 53.55 | 0 | 0 | 17 | 0
01.12. | 3 | 70.55 |  | 53.55 | 0 | 0 | 17 | 0
01.12. | 4 | 70.55 |  | 53.55 | 0 | 0 | 17 | 0
01.12. | 5 | 70.55 |  | 53.55 | 0 | 0 | 17 | 0
01.12. | 6 | 70.55 |  | 53.55 | 0 | 0 | 17 | 0
01.12. | 7 | 70.55 |  | 53.55 | 0 | 0 | 17 | 0
01.12. | 8 | 70.55 |  | 53.55 | 0 | 0 | 17 | 0
01.12. | 9 | 70.55 |  | 53.55 | 0 | 0 | 17 | 0
01.12. | 10 | 70.55 |  | 53.55 | 0 | 0 | 17 | 0
01.12. | 11 | 70.55 |  | 53.55 | 0 | 0 | 17 | 0
01.12. | 12 | 70.55 |  | 53.55 | 0 | 0 | 17 | 0
01.12. | 13 | 70.55 |  | 53.55 | 0 | 0 | 17 | 0
01.12. | 14 | 70.55 |  | 53.55 | 0 | 0 | 17 | 0
01.12. | 15 | 70.55 |  | 53.55 | 0 | 0 | 17 | 0
01.12. | 16 | 70.55 |  | 53.55 | 0 | 0 | 17 | 0
01.12. | 17 | 70.55 |  | 53.55 | 0 | 0 | 17 | 0
01.12. | 18 | 70.55 |  | 53.55 | 0 | 0 | 17 | 0
01.12. | 19 | 70.55 |  | 53.55 | 0 | 0 | 17 | 0
01.12. | 20 | 70.55 |  | 53.55 | 0 | 0 | 17 | 0
01.12. | 21 | 70.55 |  | 53.55 | 0 | 0 | 17 | 0
01.12. | 22 | 70.55 |  | 53.55 | 0 | 0 | 17 | 0
01.12. | 23 | 70.55 |  | 53.55 | 0 | 0 | 17 | 0
01.12. | 24 | 70.55 |  | 53.55 | 0 | 0 | 17 | 0
02.12. | 1 | 70.55 |  | 53.55 | 0 | 0 | 17 | 0
02.12. | 2 | 70.55 |  | 53.55 | 0 | 0 | 17 | 0
02.12. | 3 | 70.55 |  | 53.55 | 0 | 0 | 17 | 0
02.12. | 4 | 70.55 |  | 53.55 | 0 | 0 | 17 | 0
02.12. | 5 | 70.55 |  | 53.55 | 0 | 0 | 17 | 0
02.12. | 6 | 70.55 |  | 53.55 | 0 | 0 | 17 | 0
02.12. | 7 | 70.55 |  | 53.55 | 0 | 0 | 17 | 0
02.12. | 8 | 70.55 |  | 53.55 | 0 | 0 | 17 | 0
02.12. | 9 | 70.55 |  | 53.55 | 0 | 0 | 17 | 0
02.12. | 10 | 70.55 |  | 53.55 | 0 | 0 | 17 | 0
02.12. | 11 | 70.55 |  | 53.55 | 0 | 0 | 17 | 0
02.12. | 12 | 70.55 |  | 53.55 | 0 | 0 | 17 | 0
02.12. | 13 | 70.55 |  | 53.55 | 0 | 0 | 17 | 0
02.12. | 14 | 70.55 |  | 53.55 | 0 | 0 | 17 | 0
02.12. | 15 | 70.55 |  | 53.55 | 0 | 0 | 17 | 0
02.12. | 16 | 70.55 |  | 53.55 | 0 | 0 | 17 | 0
02.12. | 17 | 70.55 |  | 53.55 | 0 | 0 | 17 | 0
02.12. | 18 | 70.55 |  | 53.55 | 0 | 0 | 17 | 0
02.12. | 19 | 70.55 |  | 53.55 | 0 | 0 | 17 | 0
02.12. | 20 | 70.55 |  | 53.55 | 0 | 0 | 17 | 0
02.12. | 21 | 70.55 |  | 53.55 | 0 | 0 | 17 | 0
02.12. | 22 | 70.55 |  | 53.55 | 0 | 0 | 17 | 0
02.12. | 23 | 70.55 |  | 53.55 | 0 | 0 | 17 | 0
02.12. | 24 | 70.55 |  | 53.55 | 0 | 0 | 17 | 0
03.12. | 1 | 70.55 |  | 53.55 | 0 | 0 | 17 | 0
03.12. | 2 | 70.55 |  | 53.55 | 0 | 0 | 17 | 0
03.12. | 3 | 70.55 |  | 53.55 | 0 | 0 | 17 | 0
03.12. | 4 | 70.55 |  | 53.55 | 0 | 0 | 17 | 0
03.12. | 5 | 70.55 |  | 53.55 | 0 | 0 | 17 | 0
03.12. | 6 | 70.55 |  | 53.55 | 0 | 0 | 17 | 0
03.12. | 7 | 70.55 |  | 53.55 | 0 | 0 | 17 | 0
03.12. | 8 | 70.55 |  | 53.55 | 0 | 0 | 17 | 0
03.12. | 9 | 70.55 |  | 53.55 | 0 | 0 | 17 | 0
03.12. | 10 | 70.55 |  | 53.55 | 0 | 0 | 17 | 0
03.12. | 11 | 70.55 |  | 53.55 | 0 | 0 | 17 | 0
03.12. | 12 | 70.55 |  | 53.55 | 0 | 0 | 17 | 0
03.12. | 13 | 70.55 |  | 53.55 | 0 | 0 | 17 | 0
03.12. | 14 | 70.55 |  | 53.55 | 0 | 0 | 17 | 0
03.12. | 15 | 70.55 |  | 53.55 | 0 | 0 | 17 | 0
03.12. | 16 | 70.55 |  | 53.55 | 0 | 0 | 17 | 0
03.12. | 17 | 70.55 |  | 53.55 | 0 | 0 | 17 | 0
03.12. | 18 | 70.55 |  | 53.55 | 0 | 0 | 17 | 0
03.12. | 19 | 70.55 |  | 53.55 | 0 | 0 | 17 | 0
03.12. | 20 | 70.55 |  | 53.55 | 0 | 0 | 17 | 0
03.12. | 21 | 70.55 |  | 53.55 | 0 | 0 | 17 | 0
03.12. | 22 | 70.55 |  | 53.55 | 0 | 0 | 17 | 0
03.12. | 23 | 70.55 |  | 53.55 | 0 | 0 | 17 | 0
03.12. | 24 | 70.55 |  | 53.55 | 0 | 0 | 17 | 0
04.12. | 1 | 70.55 |  | 53.55 | 0 | 0 | 17 | 0
04.12. | 2 | 70.55 |  | 53.55 | 0 | 0 | 17 | 0
04.12. | 3 | 70.55 |  | 53.55 | 0 | 0 | 17 | 0
04.12. | 4 | 70.55 |  | 53.55 | 0 | 0 | 17 | 0
04.12. | 5 | 70.55 |  | 53.55 | 0 | 0 | 17 | 0
04.12. | 6 | 70.55 |  | 53.55 | 0 | 0 | 17 | 0
04.12. | 7 | 70.55 |  | 53.55 | 0 | 0 | 17 | 0
04.12. | 8 | 70.55 |  | 53.55 | 0 | 0 | 17 | 0
04.12. | 9 | 70.55 |  | 53.55 | 0 | 0 | 17 | 0
04.12. | 10 | 70.55 |  | 53.55 | 0 | 0 | 17 | 0
04.12. | 11 | 70.55 |  | 53.55 | 0 | 0 | 17 | 0
04.12. | 12 | 70.55 |  | 53.55 | 0 | 0 | 17 | 0
04.12. | 13 | 70.55 |  | 53.55 | 0 | 0 | 17 | 0
04.12. | 14 | 70.55 |  | 53.55 | 0 | 0 | 17 | 0
04.12. | 15 | 70.55 |  | 53.55 | 0 | 0 | 17 | 0
04.12. | 16 | 70.55 |  | 53.55 | 0 | 0 | 17 | 0
04.12. | 17 | 70.55 |  | 53.55 | 0 | 0 | 17 | 0
04.12. | 18 | 70.55 |  | 53.55 | 0 | 0 | 17 | 0
04.12. | 19 | 70.55 |  | 53.55 | 0 | 0 | 17 | 0
04.12. | 20 | 70.55 |  | 53.55 | 0 | 0 | 17 | 0
04.12. | 21 | 70.55 |  | 53.55 | 0 | 0 | 17 | 0
04.12. | 22 | 70.55 |  | 53.55 | 0 | 0 | 17 | 0
04.12. | 23 | 70.55 |  | 53.55 | 0 | 0 | 17 | 0
04.12. | 24 | 70.55 |  | 53.55 | 0 | 0 | 17 | 0
05.12. | 1 | 70.55 |  | 53.55 | 0 | 0 | 17 | 0
05.12. | 2 | 70.55 |  | 53.55 | 0 | 0 | 17 | 0
05.12. | 3 | 70.55 |  | 53.55 | 0 | 0 | 17 | 0
05.12. | 4 | 70.55 |  | 53.55 | 0 | 0 | 17 | 0
05.12. | 5 | 70.55 |  | 53.55 | 0 | 0 | 17 | 0
05.12. | 6 | 70.55 |  | 53.55 | 0 | 0 | 17 | 0
05.12. | 7 | 70.55 |  | 53.55 | 0 | 0 | 17 | 0
05.12. | 8 | 70.55 |  | 53.55 | 0 | 0 | 17 | 0
05.12. | 9 | 70.55 |  | 53.55 | 0 | 0 | 17 | 0
05.12. | 10 | 70.55 |  | 53.55 | 0 | 0 | 17 | 0
05.12. | 11 | 70.55 |  | 53.55 | 0 | 0 | 17 | 0
05.12. | 12 | 70.55 |  | 53.55 | 0 | 0 | 17 | 0
05.12. | 13 | 70.55 |  | 53.55 | 0 | 0 | 17 | 0
05.12. | 14 | 70.55 |  | 53.55 | 0 | 0 | 17 | 0
05.12. | 15 | 70.55 |  | 53.55 | 0 | 0 | 17 | 0
05.12. | 16 | 70.55 |  | 53.55 | 0 | 0 | 17 | 0
05.12. | 17 | 70.55 |  | 53.55 | 0 | 0 | 17 | 0
05.12. | 18 | 70.55 |  | 53.55 | 0 | 0 | 17 | 0
05.12. | 19 | 70.55 |  | 53.55 | 0 | 0 | 17 | 0
05.12. | 20 | 70.55 |  | 53.55 | 0 | 0 | 17 | 0
05.12. | 21 | 70.55 |  | 53.55 | 0 | 0 | 17 | 0
05.12. | 22 | 70.55 |  | 53.55 | 0 | 0 | 17 | 0
05.12. | 23 | 70.55 |  | 53.55 | 0 | 0 | 17 | 0
05.12. | 24 | 70.55 |  | 53.55 | 0 | 0 | 17 | 0
06.12. | 1 | 70.55 |  | 53.55 | 0 | 0 | 17 | 0
06.12. | 2 | 70.55 |  | 53.55 | 0 | 0 | 17 | 0
06.12. | 3 | 70.55 |  | 53.55 | 0 | 0 | 17 | 0
06.12. | 4 | 70.55 |  | 53.55 | 0 | 0 | 17 | 0
06.12. | 5 | 70.55 |  | 53.55 | 0 | 0 | 17 | 0
06.12. | 6 | 70.55 |  | 53.55 | 0 | 0 | 17 | 0
06.12. | 7 | 70.55 |  | 53.55 | 0 | 0 | 17 | 0
06.12. | 8 | 70.55 |  | 53.55 | 0 | 0 | 17 | 0
06.12. | 9 | 70.55 |  | 53.55 | 0 | 0 | 17 | 0
06.12. | 10 | 70.55 |  | 53.55 | 0 | 0 | 17 | 0
06.12. | 11 | 70.55 |  | 53.55 | 0 | 0 | 17 | 0
06.12. | 12 | 70.55 |  | 53.55 | 0 | 0 | 17 | 0
06.12. | 13 | 70.55 |  | 53.55 | 0 | 0 | 17 | 0
06.12. | 14 | 70.55 |  | 53.55 | 0 | 0 | 17 | 0
06.12. | 15 | 70.55 |  | 53.55 | 0 | 0 | 17 | 0
06.12. | 16 | 70.55 |  | 53.55 | 0 | 0 | 17 | 0
06.12. | 17 | 70.55 |  | 53.55 | 0 | 0 | 17 | 0
06.12. | 18 | 70.55 |  | 53.55 | 0 | 0 | 17 | 0
06.12. | 19 | 70.55 |  | 53.55 | 0 | 0 | 17 | 0
06.12. | 20 | 70.55 |  | 53.55 | 0 | 0 | 17 | 0
06.12. | 21 | 70.55 |  | 53.55 | 0 | 0 | 17 | 0
06.12. | 22 | 70.55 |  | 53.55 | 0 | 0 | 17 | 0
06.12. | 23 | 70.55 |  | 53.55 | 0 | 0 | 17 | 0
06.12. | 24 | 70.55 |  | 53.55 | 0 | 0 | 17 | 0
07.12. | 1 | 70.55 |  | 53.55 | 0 | 0 | 17 | 0
07.12. | 2 | 70.55 |  | 53.55 | 0 | 0 | 17 | 0
07.12. | 3 | 70.55 |  | 53.55 | 0 | 0 | 17 | 0
07.12. | 4 | 70.55 |  | 53.55 | 0 | 0 | 17 | 0
07.12. | 5 | 70.55 |  | 53.55 | 0 | 0 | 17 | 0
07.12. | 6 | 70.55 |  | 53.55 | 0 | 0 | 17 | 0
07.12. | 7 | 70.55 |  | 53.55 | 0 | 0 | 17 | 0
07.12. | 8 | 70.55 |  | 53.55 | 0 | 0 | 17 | 0
07.12. | 9 | 70.55 |  | 53.55 | 0 | 0 | 17 | 0
07.12. | 10 | 70.55 |  | 53.55 | 0 | 0 | 17 | 0
07.12. | 11 | 70.55 |  | 53.55 | 0 | 0 | 17 | 0
07.12. | 12 | 70.55 |  | 53.55 | 0 | 0 | 17 | 0
07.12. | 13 | 70.55 |  | 53.55 | 0 | 0 | 17 | 0
07.12. | 14 | 70.55 |  | 53.55 | 0 | 0 | 17 | 0
07.12. | 15 | 70.55 |  | 53.55 | 0 | 0 | 17 | 0
07.12. | 16 | 70.55 |  | 53.55 | 0 | 0 | 17 | 0
07.12. | 17 | 70.55 |  | 53.55 | 0 | 0 | 17 | 0
07.12. | 18 | 70.55 |  | 53.55 | 0 | 0 | 17 | 0
07.12. | 19 | 70.55 |  | 53.55 | 0 | 0 | 17 | 0
07.12. | 20 | 70.55 |  | 53.55 | 0 | 0 | 17 | 0
07.12. | 21 | 70.55 |  | 53.55 | 0 | 0 | 17 | 0
07.12. | 22 | 70.55 |  | 53.55 | 0 | 0 | 17 | 0
07.12. | 23 | 70.55 |  | 53.55 | 0 | 0 | 17 | 0
07.12. | 24 | 70.55 |  | 53.55 | 0 | 0 | 17 | 0
08.12. | 1 | 70.55 |  | 53.55 | 0 | 0 | 17 | 0
08.12. | 2 | 70.55 |  | 53.55 | 0 | 0 | 17 | 0
08.12. | 3 | 70.55 |  | 53.55 | 0 | 0 | 17 | 0
08.12. | 4 | 70.55 |  | 53.55 | 0 | 0 | 17 | 0
08.12. | 5 | 70.55 |  | 53.55 | 0 | 0 | 17 | 0
08.12. | 6 | 70.55 |  | 53.55 | 0 | 0 | 17 | 0
08.12. | 7 | 70.55 |  | 53.55 | 0 | 0 | 17 | 0
08.12. | 8 | 70.55 |  | 53.55 | 0 | 0 | 17 | 0
08.12. | 9 | 70.55 |  | 53.55 | 0 | 0 | 17 | 0
08.12. | 10 | 70.55 |  | 53.55 | 0 | 0 | 17 | 0
08.12. | 11 | 70.55 |  | 53.55 | 0 | 0 | 17 | 0
08.12. | 12 | 70.55 |  | 53.55 | 0 | 0 | 17 | 0
08.12. | 13 | 70.55 |  | 53.55 | 0 | 0 | 17 | 0
08.12. | 14 | 70.55 |  | 53.55 | 0 | 0 | 17 | 0
08.12. | 15 | 70.55 |  | 53.55 | 0 | 0 | 17 | 0
08.12. | 16 | 70.55 |  | 53.55 | 0 | 0 | 17 | 0
08.12. | 17 | 70.55 |  | 53.55 | 0 | 0 | 17 | 0
08.12. | 18 | 70.55 |  | 53.55 | 0 | 0 | 17 | 0
08.12. | 19 | 70.55 |  | 53.55 | 0 | 0 | 17 | 0
08.12. | 20 | 70.55 |  | 53.55 | 0 | 0 | 17 | 0
08.12. | 21 | 70.55 |  | 53.55 | 0 | 0 | 17 | 0
08.12. | 22 | 70.55 |  | 53.55 | 0 | 0 | 17 | 0
08.12. | 23 | 70.55 |  | 53.55 | 0 | 0 | 17 | 0
08.12. | 24 | 70.55 |  | 53.55 | 0 | 0 | 17 | 0
09.12. | 1 | 70.55 |  | 53.55 | 0 | 0 | 17 | 0
09.12. | 2 | 70.55 |  | 53.55 | 0 | 0 | 17 | 0
09.12. | 3 | 70.55 |  | 53.55 | 0 | 0 | 17 | 0
09.12. | 4 | 70.55 |  | 53.55 | 0 | 0 | 17 | 0
09.12. | 5 | 70.55 |  | 53.55 | 0 | 0 | 17 | 0
09.12. | 6 | 70.55 |  | 53.55 | 0 | 0 | 17 | 0
09.12. | 7 | 70.55 |  | 53.55 | 0 | 0 | 17 | 0
09.12. | 8 | 70.55 |  | 53.55 | 0 | 0 | 17 | 0
09.12. | 9 | 70.55 |  | 53.55 | 0 | 0 | 17 | 0
09.12. | 10 | 70.55 |  | 53.55 | 0 | 0 | 17 | 0
09.12. | 11 | 70.55 |  | 53.55 | 0 | 0 | 17 | 0
09.12. | 12 | 70.55 |  | 53.55 | 0 | 0 | 17 | 0
09.12. | 13 | 70.55 |  | 53.55 | 0 | 0 | 17 | 0
09.12. | 14 | 70.55 |  | 53.55 | 0 | 0 | 17 | 0
09.12. | 15 | 70.55 |  | 53.55 | 0 | 0 | 17 | 0
09.12. | 16 | 70.55 |  | 53.55 | 0 | 0 | 17 | 0
09.12. | 17 | 70.55 |  | 53.55 | 0 | 0 | 17 | 0
09.12. | 18 | 70.55 |  | 53.55 | 0 | 0 | 17 | 0
09.12. | 19 | 70.55 |  | 53.55 | 0 | 0 | 17 | 0
09.12. | 20 | 70.55 |  | 53.55 | 0 | 0 | 17 | 0
09.12. | 21 | 70.55 |  | 53.55 | 0 | 0 | 17 | 0
09.12. | 22 | 70.55 |  | 53.55 | 0 | 0 | 17 | 0
09.12. | 23 | 70.55 |  | 53.55 | 0 | 0 | 17 | 0
09.12. | 24 | 70.55 |  | 53.55 | 0 | 0 | 17 | 0
10.12. | 1 | 70.55 |  | 53.55 | 0 | 0 | 17 | 0
10.12. | 2 | 70.55 |  | 53.55 | 0 | 0 | 17 | 0
10.12. | 3 | 70.55 |  | 53.55 | 0 | 0 | 17 | 0
10.12. | 4 | 70.55 |  | 53.55 | 0 | 0 | 17 | 0
10.12. | 5 | 70.55 |  | 53.55 | 0 | 0 | 17 | 0
10.12. | 6 | 70.55 |  | 53.55 | 0 | 0 | 17 | 0
10.12. | 7 | 70.55 |  | 53.55 | 0 | 0 | 17 | 0
10.12. | 8 | 70.55 |  | 53.55 | 0 | 0 | 17 | 0
10.12. | 9 | 70.55 |  | 53.55 | 0 | 0 | 17 | 0
10.12. | 10 | 70.55 |  | 53.55 | 0 | 0 | 17 | 0
10.12. | 11 | 70.55 |  | 53.55 | 0 | 0 | 17 | 0
10.12. | 12 | 70.55 |  | 53.55 | 0 | 0 | 17 | 0
10.12. | 13 | 70.55 |  | 53.55 | 0 | 0 | 17 | 0
10.12. | 14 | 70.55 |  | 53.55 | 0 | 0 | 17 | 0
10.12. | 15 | 70.55 |  | 53.55 | 0 | 0 | 17 | 0
10.12. | 16 | 70.55 |  | 53.55 | 0 | 0 | 17 | 0
10.12. | 17 | 70.55 |  | 53.55 | 0 | 0 | 17 | 0
10.12. | 18 | 70.55 |  | 53.55 | 0 | 0 | 17 | 0
10.12. | 19 | 70.55 |  | 53.55 | 0 | 0 | 17 | 0
10.12. | 20 | 70.55 |  | 53.55 | 0 | 0 | 17 | 0
10.12. | 21 | 70.55 |  | 53.55 | 0 | 0 | 17 | 0
10.12. | 22 | 70.55 |  | 53.55 | 0 | 0 | 17 | 0
10.12. | 23 | 70.55 |  | 53.55 | 0 | 0 | 17 | 0
10.12. | 24 | 70.55 |  | 53.55 | 0 | 0 | 17 | 0
11.12. | 1 | 70.55 |  | 53.55 | 0 | 0 | 17 | 0
11.12. | 2 | 70.55 |  | 53.55 | 0 | 0 | 17 | 0
11.12. | 3 | 70.55 |  | 53.55 | 0 | 0 | 17 | 0
11.12. | 4 | 70.55 |  | 53.55 | 0 | 0 | 17 | 0
11.12. | 5 | 70.55 |  | 53.55 | 0 | 0 | 17 | 0
11.12. | 6 | 70.55 |  | 53.55 | 0 | 0 | 17 | 0
11.12. | 7 | 70.55 |  | 53.55 | 0 | 0 | 17 | 0
11.12. | 8 | 70.55 |  | 53.55 | 0 | 0 | 17 | 0
11.12. | 9 | 70.55 |  | 53.55 | 0 | 0 | 17 | 0
11.12. | 10 | 70.55 |  | 53.55 | 0 | 0 | 17 | 0
11.12. | 11 | 70.55 |  | 53.55 | 0 | 0 | 17 | 0
11.12. | 12 | 70.55 |  | 53.55 | 0 | 0 | 17 | 0
11.12. | 13 | 70.55 |  | 53.55 | 0 | 0 | 17 | 0
11.12. | 14 | 70.55 |  | 53.55 | 0 | 0 | 17 | 0
11.12. | 15 | 70.55 |  | 53.55 | 0 | 0 | 17 | 0
11.12. | 16 | 70.55 |  | 53.55 | 0 | 0 | 17 | 0
11.12. | 17 | 70.55 |  | 53.55 | 0 | 0 | 17 | 0
11.12. | 18 | 70.55 |  | 53.55 | 0 | 0 | 17 | 0
11.12. | 19 | 70.55 |  | 53.55 | 0 | 0 | 17 | 0
11.12. | 20 | 70.55 |  | 53.55 | 0 | 0 | 17 | 0
11.12. | 21 | 70.55 |  | 53.55 | 0 | 0 | 17 | 0
11.12. | 22 | 70.55 |  | 53.55 | 0 | 0 | 17 | 0
11.12. | 23 | 70.55 |  | 53.55 | 0 | 0 | 17 | 0
11.12. | 24 | 70.55 |  | 53.55 | 0 | 0 | 17 | 0
12.12. | 1 | 70.55 |  | 53.55 | 0 | 0 | 17 | 0
12.12. | 2 | 70.55 |  | 53.55 | 0 | 0 | 17 | 0
12.12. | 3 | 70.55 |  | 53.55 | 0 | 0 | 17 | 0
12.12. | 4 | 70.55 |  | 53.55 | 0 | 0 | 17 | 0
12.12. | 5 | 70.55 |  | 53.55 | 0 | 0 | 17 | 0
12.12. | 6 | 70.55 |  | 53.55 | 0 | 0 | 17 | 0
12.12. | 7 | 70.55 |  | 53.55 | 0 | 0 | 17 | 0
12.12. | 8 | 70.55 |  | 53.55 | 0 | 0 | 17 | 0
12.12. | 9 | 70.55 |  | 53.55 | 0 | 0 | 17 | 0
12.12. | 10 | 70.55 |  | 53.55 | 0 | 0 | 17 | 0
12.12. | 11 | 70.55 |  | 53.55 | 0 | 0 | 17 | 0
12.12. | 12 | 70.55 |  | 53.55 | 0 | 0 | 17 | 0
12.12. | 13 | 70.55 |  | 53.55 | 0 | 0 | 17 | 0
12.12. | 14 | 70.55 |  | 53.55 | 0 | 0 | 17 | 0
12.12. | 15 | 70.55 |  | 53.55 | 0 | 0 | 17 | 0
12.12. | 16 | 70.55 |  | 53.55 | 0 | 0 | 17 | 0
12.12. | 17 | 70.55 |  | 53.55 | 0 | 0 | 17 | 0
12.12. | 18 | 70.55 |  | 53.55 | 0 | 0 | 17 | 0
12.12. | 19 | 70.55 |  | 53.55 | 0 | 0 | 17 | 0
12.12. | 20 | 70.55 |  | 53.55 | 0 | 0 | 17 | 0
12.12. | 21 | 70.55 |  | 53.55 | 0 | 0 | 17 | 0
12.12. | 22 | 70.55 |  | 53.55 | 0 | 0 | 17 | 0
12.12. | 23 | 70.55 |  | 53.55 | 0 | 0 | 17 | 0
12.12. | 24 | 70.55 |  | 53.55 | 0 | 0 | 17 | 0
13.12. | 1 | 70.55 |  | 53.55 | 0 | 0 | 17 | 0
13.12. | 2 | 70.55 |  | 53.55 | 0 | 0 | 17 | 0
13.12. | 3 | 70.55 |  | 53.55 | 0 | 0 | 17 | 0
13.12. | 4 | 70.55 |  | 53.55 | 0 | 0 | 17 | 0
13.12. | 5 | 70.55 |  | 53.55 | 0 | 0 | 17 | 0
13.12. | 6 | 70.55 |  | 53.55 | 0 | 0 | 17 | 0
13.12. | 7 | 70.55 |  | 53.55 | 0 | 0 | 17 | 0
13.12. | 8 | 70.55 |  | 53.55 | 0 | 0 | 17 | 0
13.12. | 9 | 70.55 |  | 53.55 | 0 | 0 | 17 | 0
13.12. | 10 | 70.55 |  | 53.55 | 0 | 0 | 17 | 0
13.12. | 11 | 70.55 |  | 53.55 | 0 | 0 | 17 | 0
13.12. | 12 | 70.55 |  | 53.55 | 0 | 0 | 17 | 0
13.12. | 13 | 70.55 |  | 53.55 | 0 | 0 | 17 | 0
13.12. | 14 | 70.55 |  | 53.55 | 0 | 0 | 17 | 0
13.12. | 15 | 70.55 |  | 53.55 | 0 | 0 | 17 | 0
13.12. | 16 | 70.55 |  | 53.55 | 0 | 0 | 17 | 0
13.12. | 17 | 70.55 |  | 53.55 | 0 | 0 | 17 | 0
13.12. | 18 | 70.55 |  | 53.55 | 0 | 0 | 17 | 0
13.12. | 19 | 70.55 |  | 53.55 | 0 | 0 | 17 | 0
13.12. | 20 | 70.55 |  | 53.55 | 0 | 0 | 17 | 0
13.12. | 21 | 70.55 |  | 53.55 | 0 | 0 | 17 | 0
13.12. | 22 | 70.55 |  | 53.55 | 0 | 0 | 17 | 0
13.12. | 23 | 70.55 |  | 53.55 | 0 | 0 | 17 | 0
13.12. | 24 | 70.55 |  | 53.55 | 0 | 0 | 17 | 0
14.12. | 1 | 70.55 |  | 53.55 | 0 | 0 | 17 | 0
14.12. | 2 | 70.55 |  | 53.55 | 0 | 0 | 17 | 0
14.12. | 3 | 70.55 |  | 53.55 | 0 | 0 | 17 | 0
14.12. | 4 | 70.55 |  | 53.55 | 0 | 0 | 17 | 0
14.12. | 5 | 70.55 |  | 53.55 | 0 | 0 | 17 | 0
14.12. | 6 | 70.55 |  | 53.55 | 0 | 0 | 17 | 0
14.12. | 7 | 70.55 |  | 53.55 | 0 | 0 | 17 | 0
14.12. | 8 | 70.55 |  | 53.55 | 0 | 0 | 17 | 0
14.12. | 9 | 70.55 |  | 53.55 | 0 | 0 | 17 | 0
14.12. | 10 | 70.55 |  | 53.55 | 0 | 0 | 17 | 0
14.12. | 11 | 70.55 |  | 53.55 | 0 | 0 | 17 | 0
14.12. | 12 | 70.55 |  | 53.55 | 0 | 0 | 17 | 0
14.12. | 13 | 70.55 |  | 53.55 | 0 | 0 | 17 | 0
14.12. | 14 | 70.55 |  | 53.55 | 0 | 0 | 17 | 0
14.12. | 15 | 70.55 |  | 53.55 | 0 | 0 | 17 | 0
14.12. | 16 | 70.55 |  | 53.55 | 0 | 0 | 17 | 0
14.12. | 17 | 70.55 |  | 53.55 | 0 | 0 | 17 | 0
14.12. | 18 | 70.55 |  | 53.55 | 0 | 0 | 17 | 0
14.12. | 19 | 70.55 |  | 53.55 | 0 | 0 | 17 | 0
14.12. | 20 | 70.55 |  | 53.55 | 0 | 0 | 17 | 0
14.12. | 21 | 70.55 |  | 53.55 | 0 | 0 | 17 | 0
14.12. | 22 | 70.55 |  | 53.55 | 0 | 0 | 17 | 0
14.12. | 23 | 70.55 |  | 53.55 | 0 | 0 | 17 | 0
14.12. | 24 | 70.55 |  | 53.55 | 0 | 0 | 17 | 0
15.12. | 1 | 70.55 |  | 53.55 | 0 | 0 | 17 | 0
15.12. | 2 | 70.55 |  | 53.55 | 0 | 0 | 17 | 0
15.12. | 3 | 70.55 |  | 53.55 | 0 | 0 | 17 | 0
15.12. | 4 | 70.55 |  | 53.55 | 0 | 0 | 17 | 0
15.12. | 5 | 70.55 |  | 53.55 | 0 | 0 | 17 | 0
15.12. | 6 | 70.55 |  | 53.55 | 0 | 0 | 17 | 0
15.12. | 7 | 70.55 |  | 53.55 | 0 | 0 | 17 | 0
15.12. | 8 | 70.55 |  | 53.55 | 0 | 0 | 17 | 0
15.12. | 9 | 70.55 |  | 53.55 | 0 | 0 | 17 | 0
15.12. | 10 | 70.55 |  | 53.55 | 0 | 0 | 17 | 0
15.12. | 11 | 70.55 |  | 53.55 | 0 | 0 | 17 | 0
15.12. | 12 | 70.55 |  | 53.55 | 0 | 0 | 17 | 0
15.12. | 13 | 70.55 |  | 53.55 | 0 | 0 | 17 | 0
15.12. | 14 | 70.55 |  | 53.55 | 0 | 0 | 17 | 0
15.12. | 15 | 70.55 |  | 53.55 | 0 | 0 | 17 | 0
15.12. | 16 | 70.55 |  | 53.55 | 0 | 0 | 17 | 0
15.12. | 17 | 70.55 |  | 53.55 | 0 | 0 | 17 | 0
15.12. | 18 | 70.55 |  | 53.55 | 0 | 0 | 17 | 0
15.12. | 19 | 70.55 |  | 53.55 | 0 | 0 | 17 | 0
15.12. | 20 | 70.55 |  | 53.55 | 0 | 0 | 17 | 0
15.12. | 21 | 70.55 |  | 53.55 | 0 | 0 | 17 | 0
15.12. | 22 | 70.55 |  | 53.55 | 0 | 0 | 17 | 0
15.12. | 23 | 70.55 |  | 53.55 | 0 | 0 | 17 | 0
15.12. | 24 | 70.55 |  | 53.55 | 0 | 0 | 17 | 0
16.12. | 1 | 70.55 |  | 53.55 | 0 | 0 | 17 | 0
16.12. | 2 | 70.55 |  | 53.55 | 0 | 0 | 17 | 0
16.12. | 3 | 70.55 |  | 53.55 | 0 | 0 | 17 | 0
16.12. | 4 | 70.55 |  | 53.55 | 0 | 0 | 17 | 0
16.12. | 5 | 70.55 |  | 53.55 | 0 | 0 | 17 | 0
16.12. | 6 | 70.55 |  | 53.55 | 0 | 0 | 17 | 0
16.12. | 7 | 70.55 |  | 53.55 | 0 | 0 | 17 | 0
16.12. | 8 | 70.55 |  | 53.55 | 0 | 0 | 17 | 0
16.12. | 9 | 70.55 |  | 53.55 | 0 | 0 | 17 | 0
16.12. | 10 | 70.55 |  | 53.55 | 0 | 0 | 17 | 0
16.12. | 11 | 70.55 |  | 53.55 | 0 | 0 | 17 | 0
16.12. | 12 | 70.55 |  | 53.55 | 0 | 0 | 17 | 0
16.12. | 13 | 70.55 |  | 53.55 | 0 | 0 | 17 | 0
16.12. | 14 | 70.55 |  | 53.55 | 0 | 0 | 17 | 0
16.12. | 15 | 70.55 |  | 53.55 | 0 | 0 | 17 | 0
16.12. | 16 | 70.55 |  | 53.55 | 0 | 0 | 17 | 0
16.12. | 17 | 70.55 |  | 53.55 | 0 | 0 | 17 | 0
16.12. | 18 | 70.55 |  | 53.55 | 0 | 0 | 17 | 0
16.12. | 19 | 70.55 |  | 53.55 | 0 | 0 | 17 | 0
16.12. | 20 | 70.55 |  | 53.55 | 0 | 0 | 17 | 0
16.12. | 21 | 70.55 |  | 53.55 | 0 | 0 | 17 | 0
16.12. | 22 | 70.55 |  | 53.55 | 0 | 0 | 17 | 0
16.12. | 23 | 70.55 |  | 53.55 | 0 | 0 | 17 | 0
16.12. | 24 | 70.55 |  | 53.55 | 0 | 0 | 17 | 0
17.12. | 1 | 70.55 |  | 53.55 | 0 | 0 | 17 | 0
17.12. | 2 | 70.55 |  | 53.55 | 0 | 0 | 17 | 0
17.12. | 3 | 70.55 |  | 53.55 | 0 | 0 | 17 | 0
17.12. | 4 | 70.55 |  | 53.55 | 0 | 0 | 17 | 0
17.12. | 5 | 70.55 |  | 53.55 | 0 | 0 | 17 | 0
17.12. | 6 | 70.55 |  | 53.55 | 0 | 0 | 17 | 0
17.12. | 7 | 70.55 |  | 53.55 | 0 | 0 | 17 | 0
17.12. | 8 | 70.55 |  | 53.55 | 0 | 0 | 17 | 0
17.12. | 9 | 70.55 |  | 53.55 | 0 | 0 | 17 | 0
17.12. | 10 | 70.55 |  | 53.55 | 0 | 0 | 17 | 0
17.12. | 11 | 70.55 |  | 53.55 | 0 | 0 | 17 | 0
17.12. | 12 | 70.55 |  | 53.55 | 0 | 0 | 17 | 0
17.12. | 13 | 70.55 |  | 53.55 | 0 | 0 | 17 | 0
17.12. | 14 | 70.55 |  | 53.55 | 0 | 0 | 17 | 0
17.12. | 15 | 70.55 |  | 53.55 | 0 | 0 | 17 | 0
17.12. | 16 | 70.55 |  | 53.55 | 0 | 0 | 17 | 0
17.12. | 17 | 70.55 |  | 53.55 | 0 | 0 | 17 | 0
17.12. | 18 | 70.55 |  | 53.55 | 0 | 0 | 17 | 0
17.12. | 19 | 70.55 |  | 53.55 | 0 | 0 | 17 | 0
17.12. | 20 | 70.55 |  | 53.55 | 0 | 0 | 17 | 0
17.12. | 21 | 70.55 |  | 53.55 | 0 | 0 | 17 | 0
17.12. | 22 | 70.55 |  | 53.55 | 0 | 0 | 17 | 0
17.12. | 23 | 70.55 |  | 53.55 | 0 | 0 | 17 | 0
17.12. | 24 | 70.55 |  | 53.55 | 0 | 0 | 17 | 0
18.12. | 1 | 70.55 |  | 53.55 | 0 | 0 | 17 | 0
18.12. | 2 | 70.55 |  | 53.55 | 0 | 0 | 17 | 0
18.12. | 3 | 70.55 |  | 53.55 | 0 | 0 | 17 | 0
18.12. | 4 | 70.55 |  | 53.55 | 0 | 0 | 17 | 0
18.12. | 5 | 70.55 |  | 53.55 | 0 | 0 | 17 | 0
18.12. | 6 | 70.55 |  | 53.55 | 0 | 0 | 17 | 0
18.12. | 7 | 70.55 |  | 53.55 | 0 | 0 | 17 | 0
18.12. | 8 | 70.55 |  | 53.55 | 0 | 0 | 17 | 0
18.12. | 9 | 70.55 |  | 53.55 | 0 | 0 | 17 | 0
18.12. | 10 | 70.55 |  | 53.55 | 0 | 0 | 17 | 0
18.12. | 11 | 70.55 |  | 53.55 | 0 | 0 | 17 | 0
18.12. | 12 | 70.55 |  | 53.55 | 0 | 0 | 17 | 0
18.12. | 13 | 70.55 |  | 53.55 | 0 | 0 | 17 | 0
18.12. | 14 | 70.55 |  | 53.55 | 0 | 0 | 17 | 0
18.12. | 15 | 70.55 |  | 53.55 | 0 | 0 | 17 | 0
18.12. | 16 | 70.55 |  | 53.55 | 0 | 0 | 17 | 0
18.12. | 17 | 70.55 |  | 53.55 | 0 | 0 | 17 | 0
18.12. | 18 | 70.55 |  | 53.55 | 0 | 0 | 17 | 0
18.12. | 19 | 70.55 |  | 53.55 | 0 | 0 | 17 | 0
18.12. | 20 | 70.55 |  | 53.55 | 0 | 0 | 17 | 0
18.12. | 21 | 70.55 |  | 53.55 | 0 | 0 | 17 | 0
18.12. | 22 | 70.55 |  | 53.55 | 0 | 0 | 17 | 0
18.12. | 23 | 70.55 |  | 53.55 | 0 | 0 | 17 | 0
18.12. | 24 | 70.55 |  | 53.55 | 0 | 0 | 17 | 0
19.12. | 1 | 70.55 |  | 53.55 | 0 | 0 | 17 | 0
19.12. | 2 | 70.55 |  | 53.55 | 0 | 0 | 17 | 0
19.12. | 3 | 70.55 |  | 53.55 | 0 | 0 | 17 | 0
19.12. | 4 | 70.55 |  | 53.55 | 0 | 0 | 17 | 0
19.12. | 5 | 70.55 |  | 53.55 | 0 | 0 | 17 | 0
19.12. | 6 | 70.55 |  | 53.55 | 0 | 0 | 17 | 0
19.12. | 7 | 70.55 |  | 53.55 | 0 | 0 | 17 | 0
19.12. | 8 | 70.55 |  | 53.55 | 0 | 0 | 17 | 0
19.12. | 9 | 70.55 |  | 53.55 | 0 | 0 | 17 | 0
19.12. | 10 | 70.55 |  | 53.55 | 0 | 0 | 17 | 0
19.12. | 11 | 70.55 |  | 53.55 | 0 | 0 | 17 | 0
19.12. | 12 | 70.55 |  | 53.55 | 0 | 0 | 17 | 0
19.12. | 13 | 70.55 |  | 53.55 | 0 | 0 | 17 | 0
19.12. | 14 | 70.55 |  | 53.55 | 0 | 0 | 17 | 0
19.12. | 15 | 70.55 |  | 53.55 | 0 | 0 | 17 | 0
19.12. | 16 | 70.55 |  | 53.55 | 0 | 0 | 17 | 0
19.12. | 17 | 70.55 |  | 53.55 | 0 | 0 | 17 | 0
19.12. | 18 | 70.55 |  | 53.55 | 0 | 0 | 17 | 0
19.12. | 19 | 70.55 |  | 53.55 | 0 | 0 | 17 | 0
19.12. | 20 | 70.55 |  | 53.55 | 0 | 0 | 17 | 0
19.12. | 21 | 70.55 |  | 53.55 | 0 | 0 | 17 | 0
19.12. | 22 | 70.55 |  | 53.55 | 0 | 0 | 17 | 0
19.12. | 23 | 70.55 |  | 53.55 | 0 | 0 | 17 | 0
19.12. | 24 | 70.55 |  | 53.55 | 0 | 0 | 17 | 0
20.12. | 1 | 70.55 |  | 53.55 | 0 | 0 | 17 | 0
20.12. | 2 | 70.55 |  | 53.55 | 0 | 0 | 17 | 0
20.12. | 3 | 70.55 |  | 53.55 | 0 | 0 | 17 | 0
20.12. | 4 | 70.55 |  | 53.55 | 0 | 0 | 17 | 0
20.12. | 5 | 70.55 |  | 53.55 | 0 | 0 | 17 | 0
20.12. | 6 | 70.55 |  | 53.55 | 0 | 0 | 17 | 0
20.12. | 7 | 70.55 |  | 53.55 | 0 | 0 | 17 | 0
20.12. | 8 | 70.55 |  | 53.55 | 0 | 0 | 17 | 0
20.12. | 9 | 70.55 |  | 53.55 | 0 | 0 | 17 | 0
20.12. | 10 | 70.55 |  | 53.55 | 0 | 0 | 17 | 0
20.12. | 11 | 70.55 |  | 53.55 | 0 | 0 | 17 | 0
20.12. | 12 | 70.55 |  | 53.55 | 0 | 0 | 17 | 0
20.12. | 13 | 70.55 |  | 53.55 | 0 | 0 | 17 | 0
20.12. | 14 | 70.55 |  | 53.55 | 0 | 0 | 17 | 0
20.12. | 15 | 70.55 |  | 53.55 | 0 | 0 | 17 | 0
20.12. | 16 | 70.55 |  | 53.55 | 0 | 0 | 17 | 0
20.12. | 17 | 70.55 |  | 53.55 | 0 | 0 | 17 | 0
20.12. | 18 | 70.55 |  | 53.55 | 0 | 0 | 17 | 0
20.12. | 19 | 70.55 |  | 53.55 | 0 | 0 | 17 | 0
20.12. | 20 | 70.55 |  | 53.55 | 0 | 0 | 17 | 0
20.12. | 21 | 70.55 |  | 53.55 | 0 | 0 | 17 | 0
20.12. | 22 | 70.55 |  | 53.55 | 0 | 0 | 17 | 0
20.12. | 23 | 70.55 |  | 53.55 | 0 | 0 | 17 | 0
20.12. | 24 | 70.55 |  | 53.55 | 0 | 0 | 17 | 0
21.12. | 1 | 70.55 |  | 53.55 | 0 | 0 | 17 | 0
21.12. | 2 | 70.55 |  | 53.55 | 0 | 0 | 17 | 0
21.12. | 3 | 70.55 |  | 53.55 | 0 | 0 | 17 | 0
21.12. | 4 | 70.55 |  | 53.55 | 0 | 0 | 17 | 0
21.12. | 5 | 70.55 |  | 53.55 | 0 | 0 | 17 | 0
21.12. | 6 | 70.55 |  | 53.55 | 0 | 0 | 17 | 0
21.12. | 7 | 70.55 |  | 53.55 | 0 | 0 | 17 | 0
21.12. | 8 | 70.55 |  | 53.55 | 0 | 0 | 17 | 0
21.12. | 9 | 70.55 |  | 53.55 | 0 | 0 | 17 | 0
21.12. | 10 | 70.55 |  | 53.55 | 0 | 0 | 17 | 0
21.12. | 11 | 70.55 |  | 53.55 | 0 | 0 | 17 | 0
21.12. | 12 | 70.55 |  | 53.55 | 0 | 0 | 17 | 0
21.12. | 13 | 70.55 |  | 53.55 | 0 | 0 | 17 | 0
21.12. | 14 | 70.55 |  | 53.55 | 0 | 0 | 17 | 0
21.12. | 15 | 70.55 |  | 53.55 | 0 | 0 | 17 | 0
21.12. | 16 | 70.55 |  | 53.55 | 0 | 0 | 17 | 0
21.12. | 17 | 70.55 |  | 53.55 | 0 | 0 | 17 | 0
21.12. | 18 | 70.55 |  | 53.55 | 0 | 0 | 17 | 0
21.12. | 19 | 70.55 |  | 53.55 | 0 | 0 | 17 | 0
21.12. | 20 | 70.55 |  | 53.55 | 0 | 0 | 17 | 0
21.12. | 21 | 70.55 |  | 53.55 | 0 | 0 | 17 | 0
21.12. | 22 | 70.55 |  | 53.55 | 0 | 0 | 17 | 0
21.12. | 23 | 70.55 |  | 53.55 | 0 | 0 | 17 | 0
21.12. | 24 | 70.55 |  | 53.55 | 0 | 0 | 17 | 0
22.12. | 1 | 70.55 |  | 53.55 | 0 | 0 | 17 | 0
22.12. | 2 | 70.55 |  | 53.55 | 0 | 0 | 17 | 0
22.12. | 3 | 70.55 |  | 53.55 | 0 | 0 | 17 | 0
22.12. | 4 | 70.55 |  | 53.55 | 0 | 0 | 17 | 0
22.12. | 5 | 70.55 |  | 53.55 | 0 | 0 | 17 | 0
22.12. | 6 | 70.55 |  | 53.55 | 0 | 0 | 17 | 0
22.12. | 7 | 70.55 |  | 53.55 | 0 | 0 | 17 | 0
22.12. | 8 | 70.55 |  | 53.55 | 0 | 0 | 17 | 0
22.12. | 9 | 70.55 |  | 53.55 | 0 | 0 | 17 | 0
22.12. | 10 | 70.55 |  | 53.55 | 0 | 0 | 17 | 0
22.12. | 11 | 70.55 |  | 53.55 | 0 | 0 | 17 | 0
22.12. | 12 | 70.55 |  | 53.55 | 0 | 0 | 17 | 0
22.12. | 13 | 70.55 |  | 53.55 | 0 | 0 | 17 | 0
22.12. | 14 | 70.55 |  | 53.55 | 0 | 0 | 17 | 0
22.12. | 15 | 70.55 |  | 53.55 | 0 | 0 | 17 | 0
22.12. | 16 | 70.55 |  | 53.55 | 0 | 0 | 17 | 0
22.12. | 17 | 70.55 |  | 53.55 | 0 | 0 | 17 | 0
22.12. | 18 | 70.55 |  | 53.55 | 0 | 0 | 17 | 0
22.12. | 19 | 70.55 |  | 53.55 | 0 | 0 | 17 | 0
22.12. | 20 | 70.55 |  | 53.55 | 0 | 0 | 17 | 0
22.12. | 21 | 70.55 |  | 53.55 | 0 | 0 | 17 | 0
22.12. | 22 | 70.55 |  | 53.55 | 0 | 0 | 17 | 0
22.12. | 23 | 70.55 |  | 53.55 | 0 | 0 | 17 | 0
22.12. | 24 | 70.55 |  | 53.55 | 0 | 0 | 17 | 0
23.12. | 1 | 70.55 |  | 53.55 | 0 | 0 | 17 | 0
23.12. | 2 | 70.55 |  | 53.55 | 0 | 0 | 17 | 0
23.12. | 3 | 70.55 |  | 53.55 | 0 | 0 | 17 | 0
23.12. | 4 | 70.55 |  | 53.55 | 0 | 0 | 17 | 0
23.12. | 5 | 70.55 |  | 53.55 | 0 | 0 | 17 | 0
23.12. | 6 | 70.55 |  | 53.55 | 0 | 0 | 17 | 0
23.12. | 7 | 70.55 |  | 53.55 | 0 | 0 | 17 | 0
23.12. | 8 | 70.55 |  | 53.55 | 0 | 0 | 17 | 0
23.12. | 9 | 70.55 |  | 53.55 | 0 | 0 | 17 | 0
23.12. | 10 | 70.55 |  | 53.55 | 0 | 0 | 17 | 0
23.12. | 11 | 70.55 |  | 53.55 | 0 | 0 | 17 | 0
23.12. | 12 | 70.55 |  | 53.55 | 0 | 0 | 17 | 0
23.12. | 13 | 70.55 |  | 53.55 | 0 | 0 | 17 | 0
23.12. | 14 | 70.55 |  | 53.55 | 0 | 0 | 17 | 0
23.12. | 15 | 70.55 |  | 53.55 | 0 | 0 | 17 | 0
23.12. | 16 | 70.55 |  | 53.55 | 0 | 0 | 17 | 0
23.12. | 17 | 70.55 |  | 53.55 | 0 | 0 | 17 | 0
23.12. | 18 | 70.55 |  | 53.55 | 0 | 0 | 17 | 0
23.12. | 19 | 70.55 |  | 53.55 | 0 | 0 | 17 | 0
23.12. | 20 | 70.55 |  | 53.55 | 0 | 0 | 17 | 0
23.12. | 21 | 70.55 |  | 53.55 | 0 | 0 | 17 | 0
23.12. | 22 | 70.55 |  | 53.55 | 0 | 0 | 17 | 0
23.12. | 23 | 70.55 |  | 53.55 | 0 | 0 | 17 | 0
23.12. | 24 | 70.55 |  | 53.55 | 0 | 0 | 17 | 0
24.12. | 1 | 70.55 |  | 53.55 | 0 | 0 | 17 | 0
24.12. | 2 | 70.55 |  | 53.55 | 0 | 0 | 17 | 0
24.12. | 3 | 70.55 |  | 53.55 | 0 | 0 | 17 | 0
24.12. | 4 | 70.55 |  | 53.55 | 0 | 0 | 17 | 0
24.12. | 5 | 70.55 |  | 53.55 | 0 | 0 | 17 | 0
24.12. | 6 | 70.55 |  | 53.55 | 0 | 0 | 17 | 0
24.12. | 7 | 70.55 |  | 53.55 | 0 | 0 | 17 | 0
24.12. | 8 | 70.55 |  | 53.55 | 0 | 0 | 17 | 0
24.12. | 9 | 70.55 |  | 53.55 | 0 | 0 | 17 | 0
24.12. | 10 | 70.55 |  | 53.55 | 0 | 0 | 17 | 0
24.12. | 11 | 70.55 |  | 53.55 | 0 | 0 | 17 | 0
24.12. | 12 | 70.55 |  | 53.55 | 0 | 0 | 17 | 0
24.12. | 13 | 70.55 |  | 53.55 | 0 | 0 | 17 | 0
24.12. | 14 | 70.55 |  | 53.55 | 0 | 0 | 17 | 0
24.12. | 15 | 70.55 |  | 53.55 | 0 | 0 | 17 | 0
24.12. | 16 | 70.55 |  | 53.55 | 0 | 0 | 17 | 0
24.12. | 17 | 70.55 |  | 53.55 | 0 | 0 | 17 | 0
24.12. | 18 | 70.55 |  | 53.55 | 0 | 0 | 17 | 0
24.12. | 19 | 70.55 |  | 53.55 | 0 | 0 | 17 | 0
24.12. | 20 | 70.55 |  | 53.55 | 0 | 0 | 17 | 0
24.12. | 21 | 70.55 |  | 53.55 | 0 | 0 | 17 | 0
24.12. | 22 | 70.55 |  | 53.55 | 0 | 0 | 17 | 0
24.12. | 23 | 70.55 |  | 53.55 | 0 | 0 | 17 | 0
24.12. | 24 | 70.55 |  | 53.55 | 0 | 0 | 17 | 0
25.12. | 1 | 70.55 |  | 53.55 | 0 | 0 | 17 | 0
25.12. | 2 | 70.55 |  | 53.55 | 0 | 0 | 17 | 0
25.12. | 3 | 70.55 |  | 53.55 | 0 | 0 | 17 | 0
25.12. | 4 | 70.55 |  | 53.55 | 0 | 0 | 17 | 0
25.12. | 5 | 70.55 |  | 53.55 | 0 | 0 | 17 | 0
25.12. | 6 | 70.55 |  | 53.55 | 0 | 0 | 17 | 0
25.12. | 7 | 70.55 |  | 53.55 | 0 | 0 | 17 | 0
25.12. | 8 | 70.55 |  | 53.55 | 0 | 0 | 17 | 0
25.12. | 9 | 70.55 |  | 53.55 | 0 | 0 | 17 | 0
25.12. | 10 | 70.55 |  | 53.55 | 0 | 0 | 17 | 0
25.12. | 11 | 70.55 |  | 53.55 | 0 | 0 | 17 | 0
25.12. | 12 | 70.55 |  | 53.55 | 0 | 0 | 17 | 0
25.12. | 13 | 70.55 |  | 53.55 | 0 | 0 | 17 | 0
25.12. | 14 | 70.55 |  | 53.55 | 0 | 0 | 17 | 0
25.12. | 15 | 70.55 |  | 53.55 | 0 | 0 | 17 | 0
25.12. | 16 | 70.55 |  | 53.55 | 0 | 0 | 17 | 0
25.12. | 17 | 70.55 |  | 53.55 | 0 | 0 | 17 | 0
25.12. | 18 | 70.55 |  | 53.55 | 0 | 0 | 17 | 0
25.12. | 19 | 70.55 |  | 53.55 | 0 | 0 | 17 | 0
25.12. | 20 | 70.55 |  | 53.55 | 0 | 0 | 17 | 0
25.12. | 21 | 70.55 |  | 53.55 | 0 | 0 | 17 | 0
25.12. | 22 | 70.55 |  | 53.55 | 0 | 0 | 17 | 0
25.12. | 23 | 70.55 |  | 53.55 | 0 | 0 | 17 | 0
25.12. | 24 | 70.55 |  | 53.55 | 0 | 0 | 17 | 0
26.12. | 1 | 70.55 |  | 53.55 | 0 | 0 | 17 | 0
26.12. | 2 | 70.55 |  | 53.55 | 0 | 0 | 17 | 0
26.12. | 3 | 70.55 |  | 53.55 | 0 | 0 | 17 | 0
26.12. | 4 | 70.55 |  | 53.55 | 0 | 0 | 17 | 0
26.12. | 5 | 70.55 |  | 53.55 | 0 | 0 | 17 | 0
26.12. | 6 | 70.55 |  | 53.55 | 0 | 0 | 17 | 0
26.12. | 7 | 70.55 |  | 53.55 | 0 | 0 | 17 | 0
26.12. | 8 | 70.55 |  | 53.55 | 0 | 0 | 17 | 0
26.12. | 9 | 70.55 |  | 53.55 | 0 | 0 | 17 | 0
26.12. | 10 | 70.55 |  | 53.55 | 0 | 0 | 17 | 0
26.12. | 11 | 70.55 |  | 53.55 | 0 | 0 | 17 | 0
26.12. | 12 | 70.55 |  | 53.55 | 0 | 0 | 17 | 0
26.12. | 13 | 70.55 |  | 53.55 | 0 | 0 | 17 | 0
26.12. | 14 | 70.55 |  | 53.55 | 0 | 0 | 17 | 0
26.12. | 15 | 70.55 |  | 53.55 | 0 | 0 | 17 | 0
26.12. | 16 | 70.55 |  | 53.55 | 0 | 0 | 17 | 0
26.12. | 17 | 70.55 |  | 53.55 | 0 | 0 | 17 | 0
26.12. | 18 | 70.55 |  | 53.55 | 0 | 0 | 17 | 0
26.12. | 19 | 70.55 |  | 53.55 | 0 | 0 | 17 | 0
26.12. | 20 | 70.55 |  | 53.55 | 0 | 0 | 17 | 0
26.12. | 21 | 70.55 |  | 53.55 | 0 | 0 | 17 | 0
26.12. | 22 | 70.55 |  | 53.55 | 0 | 0 | 17 | 0
26.12. | 23 | 70.55 |  | 53.55 | 0 | 0 | 17 | 0
26.12. | 24 | 70.55 |  | 53.55 | 0 | 0 | 17 | 0
27.12. | 1 | 70.55 |  | 53.55 | 0 | 0 | 17 | 0
27.12. | 2 | 70.55 |  | 53.55 | 0 | 0 | 17 | 0
27.12. | 3 | 70.55 |  | 53.55 | 0 | 0 | 17 | 0
27.12. | 4 | 70.55 |  | 53.55 | 0 | 0 | 17 | 0
27.12. | 5 | 70.55 |  | 53.55 | 0 | 0 | 17 | 0
27.12. | 6 | 70.55 |  | 53.55 | 0 | 0 | 17 | 0
27.12. | 7 | 70.55 |  | 53.55 | 0 | 0 | 17 | 0
27.12. | 8 | 70.55 |  | 53.55 | 0 | 0 | 17 | 0
27.12. | 9 | 70.55 |  | 53.55 | 0 | 0 | 17 | 0
27.12. | 10 | 70.55 |  | 53.55 | 0 | 0 | 17 | 0
27.12. | 11 | 70.55 |  | 53.55 | 0 | 0 | 17 | 0
27.12. | 12 | 70.55 |  | 53.55 | 0 | 0 | 17 | 0
27.12. | 13 | 70.55 |  | 53.55 | 0 | 0 | 17 | 0
27.12. | 14 | 70.55 |  | 53.55 | 0 | 0 | 17 | 0
27.12. | 15 | 70.55 |  | 53.55 | 0 | 0 | 17 | 0
27.12. | 16 | 70.55 |  | 53.55 | 0 | 0 | 17 | 0
27.12. | 17 | 70.55 |  | 53.55 | 0 | 0 | 17 | 0
27.12. | 18 | 70.55 |  | 53.55 | 0 | 0 | 17 | 0
27.12. | 19 | 70.55 |  | 53.55 | 0 | 0 | 17 | 0
27.12. | 20 | 70.55 |  | 53.55 | 0 | 0 | 17 | 0
27.12. | 21 | 70.55 |  | 53.55 | 0 | 0 | 17 | 0
27.12. | 22 | 70.55 |  | 53.55 | 0 | 0 | 17 | 0
27.12. | 23 | 70.55 |  | 53.55 | 0 | 0 | 17 | 0
27.12. | 24 | 70.55 |  | 53.55 | 0 | 0 | 17 | 0
28.12. | 1 | 70.55 |  | 53.55 | 0 | 0 | 17 | 0
28.12. | 2 | 70.55 |  | 53.55 | 0 | 0 | 17 | 0
28.12. | 3 | 70.55 |  | 53.55 | 0 | 0 | 17 | 0
28.12. | 4 | 70.55 |  | 53.55 | 0 | 0 | 17 | 0
28.12. | 5 | 70.55 |  | 53.55 | 0 | 0 | 17 | 0
28.12. | 6 | 70.55 |  | 53.55 | 0 | 0 | 17 | 0
28.12. | 7 | 70.55 |  | 53.55 | 0 | 0 | 17 | 0
28.12. | 8 | 70.55 |  | 53.55 | 0 | 0 | 17 | 0
28.12. | 9 | 70.55 |  | 53.55 | 0 | 0 | 17 | 0
28.12. | 10 | 70.55 |  | 53.55 | 0 | 0 | 17 | 0
28.12. | 11 | 70.55 |  | 53.55 | 0 | 0 | 17 | 0
28.12. | 12 | 70.55 |  | 53.55 | 0 | 0 | 17 | 0
28.12. | 13 | 70.55 |  | 53.55 | 0 | 0 | 17 | 0
28.12. | 14 | 70.55 |  | 53.55 | 0 | 0 | 17 | 0
28.12. | 15 | 70.55 |  | 53.55 | 0 | 0 | 17 | 0
28.12. | 16 | 70.55 |  | 53.55 | 0 | 0 | 17 | 0
28.12. | 17 | 70.55 |  | 53.55 | 0 | 0 | 17 | 0
28.12. | 18 | 70.55 |  | 53.55 | 0 | 0 | 17 | 0
28.12. | 19 | 70.55 |  | 53.55 | 0 | 0 | 17 | 0
28.12. | 20 | 70.55 |  | 53.55 | 0 | 0 | 17 | 0
28.12. | 21 | 70.55 |  | 53.55 | 0 | 0 | 17 | 0
28.12. | 22 | 70.55 |  | 53.55 | 0 | 0 | 17 | 0
28.12. | 23 | 70.55 |  | 53.55 | 0 | 0 | 17 | 0
28.12. | 24 | 70.55 |  | 53.55 | 0 | 0 | 17 | 0
29.12. | 1 | 70.55 |  | 53.55 | 0 | 0 | 17 | 0
29.12. | 2 | 70.55 |  | 53.55 | 0 | 0 | 17 | 0
29.12. | 3 | 70.55 |  | 53.55 | 0 | 0 | 17 | 0
29.12. | 4 | 70.55 |  | 53.55 | 0 | 0 | 17 | 0
29.12. | 5 | 70.55 |  | 53.55 | 0 | 0 | 17 | 0
29.12. | 6 | 70.55 |  | 53.55 | 0 | 0 | 17 | 0
29.12. | 7 | 70.55 |  | 53.55 | 0 | 0 | 17 | 0
29.12. | 8 | 70.55 |  | 53.55 | 0 | 0 | 17 | 0
29.12. | 9 | 70.55 |  | 53.55 | 0 | 0 | 17 | 0
29.12. | 10 | 70.55 |  | 53.55 | 0 | 0 | 17 | 0
29.12. | 11 | 70.55 |  | 53.55 | 0 | 0 | 17 | 0
29.12. | 12 | 70.55 |  | 53.55 | 0 | 0 | 17 | 0
29.12. | 13 | 70.55 |  | 53.55 | 0 | 0 | 17 | 0
29.12. | 14 | 70.55 |  | 53.55 | 0 | 0 | 17 | 0
29.12. | 15 | 70.55 |  | 53.55 | 0 | 0 | 17 | 0
29.12. | 16 | 70.55 |  | 53.55 | 0 | 0 | 17 | 0
29.12. | 17 | 70.55 |  | 53.55 | 0 | 0 | 17 | 0
29.12. | 18 | 70.55 |  | 53.55 | 0 | 0 | 17 | 0
29.12. | 19 | 70.55 |  | 53.55 | 0 | 0 | 17 | 0
29.12. | 20 | 70.55 |  | 53.55 | 0 | 0 | 17 | 0
29.12. | 21 | 70.55 |  | 53.55 | 0 | 0 | 17 | 0
29.12. | 22 | 70.55 |  | 53.55 | 0 | 0 | 17 | 0
29.12. | 23 | 70.55 |  | 53.55 | 0 | 0 | 17 | 0
29.12. | 24 | 70.55 |  | 53.55 | 0 | 0 | 17 | 0
30.12. | 1 | 70.55 |  | 53.55 | 0 | 0 | 17 | 0
30.12. | 2 | 70.55 |  | 53.55 | 0 | 0 | 17 | 0
30.12. | 3 | 70.55 |  | 53.55 | 0 | 0 | 17 | 0
30.12. | 4 | 70.55 |  | 53.55 | 0 | 0 | 17 | 0
30.12. | 5 | 70.55 |  | 53.55 | 0 | 0 | 17 | 0
30.12. | 6 | 70.55 |  | 53.55 | 0 | 0 | 17 | 0
30.12. | 7 | 70.55 |  | 53.55 | 0 | 0 | 17 | 0
30.12. | 8 | 70.55 |  | 53.55 | 0 | 0 | 17 | 0
30.12. | 9 | 70.55 |  | 53.55 | 0 | 0 | 17 | 0
30.12. | 10 | 70.55 |  | 53.55 | 0 | 0 | 17 | 0
30.12. | 11 | 70.55 |  | 53.55 | 0 | 0 | 17 | 0
30.12. | 12 | 70.55 |  | 53.55 | 0 | 0 | 17 | 0
30.12. | 13 | 70.55 |  | 53.55 | 0 | 0 | 17 | 0
30.12. | 14 | 70.55 |  | 53.55 | 0 | 0 | 17 | 0
30.12. | 15 | 70.55 |  | 53.55 | 0 | 0 | 17 | 0
30.12. | 16 | 70.55 |  | 53.55 | 0 | 0 | 17 | 0
30.12. | 17 | 70.55 |  | 53.55 | 0 | 0 | 17 | 0
30.12. | 18 | 70.55 |  | 53.55 | 0 | 0 | 17 | 0
30.12. | 19 | 70.55 |  | 53.55 | 0 | 0 | 17 | 0
30.12. | 20 | 70.55 |  | 53.55 | 0 | 0 | 17 | 0
30.12. | 21 | 70.55 |  | 53.55 | 0 | 0 | 17 | 0
30.12. | 22 | 70.55 |  | 53.55 | 0 | 0 | 17 | 0
30.12. | 23 | 70.55 |  | 53.55 | 0 | 0 | 17 | 0
30.12. | 24 | 70.55 |  | 53.55 | 0 | 0 | 17 | 0
31.12. | 1 | 70.55 |  | 53.55 | 0 | 0 | 17 | 0
31.12. | 2 | 70.55 |  | 53.55 | 0 | 0 | 17 | 0
31.12. | 3 | 70.55 |  | 53.55 | 0 | 0 | 17 | 0
31.12. | 4 | 70.55 |  | 53.55 | 0 | 0 | 17 | 0
31.12. | 5 | 70.55 |  | 53.55 | 0 | 0 | 17 | 0
31.12. | 6 | 70.55 |  | 53.55 | 0 | 0 | 17 | 0
31.12. | 7 | 70.55 |  | 53.55 | 0 | 0 | 17 | 0
31.12. | 8 | 70.55 |  | 53.55 | 0 | 0 | 17 | 0
31.12. | 9 | 70.55 |  | 53.55 | 0 | 0 | 17 | 0
31.12. | 10 | 70.55 |  | 53.55 | 0 | 0 | 17 | 0
31.12. | 11 | 70.55 |  | 53.55 | 0 | 0 | 17 | 0
31.12. | 12 | 70.55 |  | 53.55 | 0 | 0 | 17 | 0
31.12. | 13 | 70.55 |  | 53.55 | 0 | 0 | 17 | 0
31.12. | 14 | 70.55 |  | 53.55 | 0 | 0 | 17 | 0
31.12. | 15 | 70.55 |  | 53.55 | 0 | 0 | 17 | 0
31.12. | 16 | 70.55 |  | 53.55 | 0 | 0 | 17 | 0
31.12. | 17 | 70.55 |  | 53.55 | 0 | 0 | 17 | 0
31.12. | 18 | 70.55 |  | 53.55 | 0 | 0 | 17 | 0
31.12. | 19 | 70.55 |  | 53.55 | 0 | 0 | 17 | 0
31.12. | 20 | 70.55 |  | 53.55 | 0 | 0 | 17 | 0
31.12. | 21 | 70.55 |  | 53.55 | 0 | 0 | 17 | 0
31.12. | 22 | 70.55 |  | 53.55 | 0 | 0 | 17 | 0
31.12. | 23 | 70.55 |  | 53.55 | 0 | 0 | 17 | 0
31.12. | 24 | 70.55 |  | 53.55 | 0 | 0 | 17 | 0