## Thermal
ENTSO-E Market Modelling Database: Thermal generation
Country:
Market Node: | PT00
Year:
Climate year
Scenario
Fuel & Plant type |  | Net generating capacity (MW) | Number of units | Number of biofuel units | Biofuel usage [%] | MUST RUN OBLIGATIONS | [13 empty] | Daily limitation in MWh (optional) | [11 empty] | Unavailability |  |  | Min stable power (% of max power) | Ramp up rate(MW/h) | Ramp down rate (MW/h) | fixed generation reduction (% of max power output) | Median Start-up fuel name | Custom biofuel price (EUR/Net GJ) | Maximum number of units on maintenance
[32 empty] | Forced outage (annual rate) | Planned outage | Planned outage
[33 empty] | annual rate | winter
[7 empty] | Jan | Feb | Mar | April | May | June | July | Aug | Sept | Oct | Nov | Dec | causes (e.g technical, subsidies, environmental, grid constraints... | Jan | Feb | Mar | April | May | June | July | Aug | Sept | Oct | Nov | Dec | % | number of days | minimum % of annual number of days
Nuclear |  | 0 | 0 | 0 | 0 | number of must run units | 0 | 0 | 0 | 0 | 0 | 0 | 0 | 0 | 0 | 0 | 0 | 0 | [13 empty] | 5 | 54 | 15 |  |  |  | 0 | 0 |  | 0
[6 empty] | % of installed capacity | 0 | 0 | 0 | 0 | 0 | 0 | 0 | 0 | 0 | 0 | 0 | 0
Hard coal | old 1 | 0 | 0 | 0 | 0 | number of must run units | 0 | 0 | 0 | 0 | 0 | 0 | 0 | 0 | 0 | 0 | 0 | 0 | [13 empty] | 10 | 27 | 15 |  |  |  | 0 | 0 |  | 0
[6 empty] | % of installed capacity | 0 | 0 | 0 | 0 | 0 | 0 | 0 | 0 | 0 | 0 | 0 | 0
| old 2 | 0 | 0 | 0 | 0 | number of must run units | 0 | 0 | 0 | 0 | 0 | 0 | 0 | 0 | 0 | 0 | 0 | 0 | [13 empty] | 10 | 27 | 15 |  |  |  | 0 | 0 |  | 0
[6 empty] | % of installed capacity | 0 | 0 | 0 | 0 | 0 | 0 | 0 | 0 | 0 | 0 | 0 | 0
| new | 0 | 0 | 0 | 0 | number of must run units | 0 | 0 | 0 | 0 | 0 | 0 | 0 | 0 | 0 | 0 | 0 | 0 | [13 empty] | 7.5 | 27 | 15 |  |  |  | 0 | 0 |  | 0
[6 empty] | % of installed capacity | 0 | 0 | 0 | 0 | 0 | 0 | 0 | 0 | 0 | 0 | 0 | 0
| CCS | 0 | 0 | 0 | 0 | number of must run units | 0 | 0 | 0 | 0 | 0 | 0 | 0 | 0 | 0 | 0 | 0 | 0 | [13 empty] | 7.5 | 27 | 15 |  |  |  | 0 | 0 |  | 0
[6 empty] | % of installed capacity | 0 | 0 | 0 | 0 | 0 | 0 | 0 | 0 | 0 | 0 | 0 | 0
Lignite | old 1 | 0 | 0 | 0 | 0 | number of must run units | 0 | 0 | 0 | 0 | 0 | 0 | 0 | 0 | 0 | 0 | 0 | 0 | [13 empty] | 10 | 27 | 15 |  |  |  | 0 | 0 |  | 0
[6 empty] | % of installed capacity | 0 | 0 | 0 | 0 | 0 | 0 | 0 | 0 | 0 | 0 | 0 | 0
| old 2 | 0 | 0 | 0 | 0 | number of must run units | 0 | 0 | 0 | 0 | 0 | 0 | 0 | 0 | 0 | 0 | 0 | 0 | [13 empty] | 10 | 27 | 15 |  |  |  | 0 | 0 |  | 0
[6 empty] | % of installed capacity | 0 | 0 | 0 | 0 | 0 | 0 | 0 | 0 | 0 | 0 | 0 | 0
| new | 0 | 0 | 0 | 0 | number of must run units | 0 | 0 | 0 | 0 | 0 | 0 | 0 | 0 | 0 | 0 | 0 | 0 | [13 empty] | 7.5 | 27 | 15 |  |  |  | 0 | 0 |  | 0
[6 empty] | % of installed capacity | 0 | 0 | 0 | 0 | 0 | 0 | 0 | 0 | 0 | 0 | 0 | 0
| CCS | 0 | 0 | 0 | 0 | number of must run units | 0 | 0 | 0 | 0 | 0 | 0 | 0 | 0 | 0 | 0 | 0 | 0 | [13 empty] | 7.5 | 27 | 15 |  |  |  | 0 | 0 |  | 0
[6 empty] | % of installed capacity | 0 | 0 | 0 | 0 | 0 | 0 | 0 | 0 | 0 | 0 | 0 | 0
Gas | Conventional old 1 | 0 | 0 | 0 | 0 | number of must run units | 0 | 0 | 0 | 0 | 0 | 0 | 0 | 0 | 0 | 0 | 0 | 0 | [13 empty] | 8 | 27 | 15 |  |  |  | 0 | 0 |  | 0
[6 empty] | % of installed capacity | 0 | 0 | 0 | 0 | 0 | 0 | 0 | 0 | 0 | 0 | 0 | 0
| Conventional old 2 | 0 | 0 | 0 | 0 | number of must run units | 0 | 0 | 0 | 0 | 0 | 0 | 0 | 0 | 0 | 0 | 0 | 0 | [13 empty] | 8 | 27 | 15 |  |  |  | 0 | 0 |  | 0
[6 empty] | % of installed capacity | 0 | 0 | 0 | 0 | 0 | 0 | 0 | 0 | 0 | 0 | 0 | 0
| CCGT old 1 | 0 | 0 | 0 | 0 | number of must run units | 0 | 0 | 0 | 0 | 0 | 0 | 0 | 0 | 0 | 0 | 0 | 0 | [13 empty] | 8 | 27 | 15 |  |  |  | 0 | 0 |  | 0
[6 empty] | % of installed capacity | 0 | 0 | 0 | 0 | 0 | 0 | 0 | 0 | 0 | 0 | 0 | 0
| CCGT old 2 | 0 | 0 | 0 | 0 | number of must run units | 0 | 0 | 0 | 0 | 0 | 0 | 0 | 0 | 0 | 0 | 0 | 0 | [13 empty] | 8 | 27 | 15 |  |  |  | 0 | 0 |  | 0
[6 empty] | % of installed capacity | 0 | 0 | 0 | 0 | 0 | 0 | 0 | 0 | 0 | 0 | 0 | 0
| CCGT new | 0 | 0 | 0 | 0 | number of must run units | 0 | 0 | 0 | 0 | 0 | 0 | 0 | 0 | 0 | 0 | 0 | 0 | [13 empty] | 5 | 27 | 15 |  |  |  | 0 | 0 |  | 0
[6 empty] | % of installed capacity | 0 | 0 | 0 | 0 | 0 | 0 | 0 | 0 | 0 | 0 | 0 | 0
| CCGT CCS | 0 | 0 | 0 | 0 | number of must run units | 0 | 0 | 0 | 0 | 0 | 0 | 0 | 0 | 0 | 0 | 0 | 0 | [13 empty] | 5 | 27 | 15 |  |  |  | 0 | 0 |  | 0
[6 empty] | % of installed capacity | 0 | 0 | 0 | 0 | 0 | 0 | 0 | 0 | 0 | 0 | 0 | 0
| OCGT old | 0 | 0 | 0 | 0 | number of must run units | 0 | 0 | 0 | 0 | 0 | 0 | 0 | 0 | 0 | 0 | 0 | 0 | [13 empty] | 8 | 13 | 15 |  |  |  | 0 | 0 |  | 0
[6 empty] | % of installed capacity | 0 | 0 | 0 | 0 | 0 | 0 | 0 | 0 | 0 | 0 | 0 | 0
| OCGT new | 0 | 0 | 0 | 0 | number of must run units | 0 | 0 | 0 | 0 | 0 | 0 | 0 | 0 | 0 | 0 | 0 | 0 | [13 empty] | 5 | 13 | 15 |  |  |  | 0 | 0 |  | 0
[6 empty] | % of installed capacity | 0 | 0 | 0 | 0 | 0 | 0 | 0 | 0 | 0 | 0 | 0 | 0
Light oil |  | 0 | 0 | 0 | 0 | number of must run units | 0 | 0 | 0 | 0 | 0 | 0 | 0 | 0 | 0 | 0 | 0 | 0 | [13 empty] | 8 | 13 | 15 |  |  |  | 0 | 0 |  | 0
[6 empty] | % of installed capacity | 0 | 0 | 0 | 0 | 0 | 0 | 0 | 0 | 0 | 0 | 0 | 0
Heavy oil | old 1 | 0 | 0 | 0 | 0 | number of must run units | 0 | 0 | 0 | 0 | 0 | 0 | 0 | 0 | 0 | 0 | 0 | 0 | [13 empty] | 10 | 27 | 15 |  |  |  | 0 | 0 |  | 0
[6 empty] | % of installed capacity | 0 | 0 | 0 | 0 | 0 | 0 | 0 | 0 | 0 | 0 | 0 | 0
| old 2 | 0 | 0 | 0 | 0 | number of must run units | 0 | 0 | 0 | 0 | 0 | 0 | 0 | 0 | 0 | 0 | 0 | 0 | [13 empty] | 10 | 27 | 15 |  |  |  | 0 | 0 |  | 0
[6 empty] | % of installed capacity | 0 | 0 | 0 | 0 | 0 | 0 | 0 | 0 | 0 | 0 | 0 | 0
Oil shale | old | 0 | 0 | 0 | 0 | number of must run units | 0 | 0 | 0 | 0 | 0 | 0 | 0 | 0 | 0 | 0 | 0 | 0 | [13 empty] | 10 | 27 | 15 |  |  |  | 0 | 0 |  | 0
[6 empty] | % of installed capacity | 0 | 0 | 0 | 0 | 0 | 0 | 0 | 0 | 0 | 0 | 0 | 0
| new | 0 | 0 | 0 | 0 | number of must run units | 0 | 0 | 0 | 0 | 0 | 0 | 0 | 0 | 0 | 0 | 0 | 0 | [13 empty] | 7.5 | 27 | 15 |  |  |  | 0 | 0 |  | 0
[6 empty] | % of installed capacity | 0 | 0 | 0 | 0 | 0 | 0 | 0 | 0 | 0 | 0 | 0 | 0
Gas | CCGT present 1 | 3829 | 10 | 0 | 0 | number of must run units | 0 | 0 | 0 | 0 | 0 | 0 | 0 | 0 | 0 | 0 | 0 | 0 | [13 empty] | 5 | 27 | 15 | 40 | 2.4 | 3 | 0 | 0 | 0 | 10
[6 empty] | % of installed capacity | 0 | 0 | 0 | 0 | 0 | 0 | 0 | 0 | 0 | 0 | 0 | 0
| CCGT present 2 | 0 | 0 | 0 | 0 | number of must run units | 0 | 0 | 0 | 0 | 0 | 0 | 0 | 0 | 0 | 0 | 0 | 0 | [13 empty] | 5 | 27 | 15 |  |  |  | 0 | 0 |  | 0
[6 empty] | % of installed capacity | 0 | 0 | 0 | 0 | 0 | 0 | 0 | 0 | 0 | 0 | 0 | 0
Hydrogen | Fuel Cell | 0 | 0 | 0 | 0 | number of must run units | 0 | 0 | 0 | 0 | 0 | 0 | 0 | 0 | 0 | 0 | 0 | 0 | [13 empty] | 2.5 | 7 | 0 |  |  |  | 0 | 0 |  | 0
[6 empty] | % of installed capacity | 0 | 0 | 0 | 0 | 0 | 0 | 0 | 0 | 0 | 0 | 0 | 0
Hydrogen | CCGT | 0 | 0 | 0 | 0 | number of must run units | 0 | 0 | 0 | 0 | 0 | 0 | 0 | 0 | 0 | 0 | 0 | 0 | [13 empty] | 5 | 27 | 15 |  |  |  | 0 | 0 |  | 0
[6 empty] | % of installed capacity | 0 | 0 | 0 | 0 | 0 | 0 | 0 | 0 | 0 | 0 | 0 | 0
Hydrogen | OCGT | 0 | 0 | 0 | 0 | number of must run units | 0 | 0 | 0 | 0 | 0 | 0 | 0 | 0 | 0 | 0 | 0 | 0 | [13 empty] | 5 | 13 | 15 |  |  |  | 0 | 0 |  | 0
[6 empty] | % of installed capacity | 0 | 0 | 0 | 0 | 0 | 0 | 0 | 0 | 0 | 0 | 0 | 0

## Other Non-RES
ENTSO-E Market Modelling Database: Other non-RES
Country:
Market Node: | PT00
Year:
Climate year |  |  | N.B. use convention first January always Monday (2007 calendar year) --> see guidelines for further details
Scenario
|  | Price Band 1 | Price Band 2
| Installed capacity (MW) | 670
| Number of units | 94
| PEMMDB type(s) | OtherNon-RES/Gas/OCGT old
Purpose
| Avg. Market Offer Price (€/MWh) | 0
| Avg. Efficiency Ratio | 0.35
| Avg. CO2 em. factor (ton/MWh) | 162.8571
| Start climate year | 2030
| End climate year | 2030
Date | Hour | Available capacity (MW) | Available capacity (MW) | Available capacity (MW) | Available capacity (MW) | Available capacity (MW) | Available capacity (MW) | Available capacity (MW) | Available capacity (MW) | Available capacity (MW) | Available capacity (MW) | Available capacity (MW) | Available capacity (MW) | Available capacity (MW) | Available capacity (MW) | Available capacity (MW) | Available capacity (MW) | Available capacity (MW) | Available capacity (MW) | Available capacity (MW) | Available capacity (MW) | Available capacity (MW) | Available capacity (MW) | Available capacity (MW) | Available capacity (MW) | Available capacity (MW) | Available capacity (MW) | Available capacity (MW)
01.01. | 1 | 670
01.01. | 2 | 670
01.01. | 3 | 670
01.01. | 4 | 670
01.01. | 5 | 670
01.01. | 6 | 670
01.01. | 7 | 670
01.01. | 8 | 670
01.01. | 9 | 670
01.01. | 10 | 670
01.01. | 11 | 670
01.01. | 12 | 670
01.01. | 13 | 670
01.01. | 14 | 670
01.01. | 15 | 670
01.01. | 16 | 670
01.01. | 17 | 670
01.01. | 18 | 670
01.01. | 19 | 670
01.01. | 20 | 670
01.01. | 21 | 670
01.01. | 22 | 670
01.01. | 23 | 670
01.01. | 24 | 670
02.01. | 1 | 670
02.01. | 2 | 670
02.01. | 3 | 670
02.01. | 4 | 670
02.01. | 5 | 670
02.01. | 6 | 670
02.01. | 7 | 670
02.01. | 8 | 670
02.01. | 9 | 670
02.01. | 10 | 670
02.01. | 11 | 670
02.01. | 12 | 670
02.01. | 13 | 670
02.01. | 14 | 670
02.01. | 15 | 670
02.01. | 16 | 670
02.01. | 17 | 670
02.01. | 18 | 670
02.01. | 19 | 670
02.01. | 20 | 670
02.01. | 21 | 670
02.01. | 22 | 670
02.01. | 23 | 670
02.01. | 24 | 670
03.01. | 1 | 670
03.01. | 2 | 670
03.01. | 3 | 670
03.01. | 4 | 670
03.01. | 5 | 670
03.01. | 6 | 670
03.01. | 7 | 670
03.01. | 8 | 670
03.01. | 9 | 670
03.01. | 10 | 670
03.01. | 11 | 670
03.01. | 12 | 670
03.01. | 13 | 670
03.01. | 14 | 670
03.01. | 15 | 670
03.01. | 16 | 670
03.01. | 17 | 670
03.01. | 18 | 670
03.01. | 19 | 670
03.01. | 20 | 670
03.01. | 21 | 670
03.01. | 22 | 670
03.01. | 23 | 670
03.01. | 24 | 670
04.01. | 1 | 670
04.01. | 2 | 670
04.01. | 3 | 670
04.01. | 4 | 670
04.01. | 5 | 670
04.01. | 6 | 670
04.01. | 7 | 670
04.01. | 8 | 670
04.01. | 9 | 670
04.01. | 10 | 670
04.01. | 11 | 670
04.01. | 12 | 670
04.01. | 13 | 670
04.01. | 14 | 670
04.01. | 15 | 670
04.01. | 16 | 670
04.01. | 17 | 670
04.01. | 18 | 670
04.01. | 19 | 670
04.01. | 20 | 670
04.01. | 21 | 670
04.01. | 22 | 670
04.01. | 23 | 670
04.01. | 24 | 670
05.01. | 1 | 670
05.01. | 2 | 670
05.01. | 3 | 670
05.01. | 4 | 670
05.01. | 5 | 670
05.01. | 6 | 670
05.01. | 7 | 670
05.01. | 8 | 670
05.01. | 9 | 670
05.01. | 10 | 670
05.01. | 11 | 670
05.01. | 12 | 670
05.01. | 13 | 670
05.01. | 14 | 670
05.01. | 15 | 670
05.01. | 16 | 670
05.01. | 17 | 670
05.01. | 18 | 670
05.01. | 19 | 670
05.01. | 20 | 670
05.01. | 21 | 670
05.01. | 22 | 670
05.01. | 23 | 670
05.01. | 24 | 670
06.01. | 1 | 670
06.01. | 2 | 670
06.01. | 3 | 670
06.01. | 4 | 670
06.01. | 5 | 670
06.01. | 6 | 670
06.01. | 7 | 670
06.01. | 8 | 670
06.01. | 9 | 670
06.01. | 10 | 670
06.01. | 11 | 670
06.01. | 12 | 670
06.01. | 13 | 670
06.01. | 14 | 670
06.01. | 15 | 670
06.01. | 16 | 670
06.01. | 17 | 670
06.01. | 18 | 670
06.01. | 19 | 670
06.01. | 20 | 670
06.01. | 21 | 670
06.01. | 22 | 670
06.01. | 23 | 670
06.01. | 24 | 670
07.01. | 1 | 670
07.01. | 2 | 670
07.01. | 3 | 670
07.01. | 4 | 670
07.01. | 5 | 670
07.01. | 6 | 670
07.01. | 7 | 670
07.01. | 8 | 670
07.01. | 9 | 670
07.01. | 10 | 670
07.01. | 11 | 670
07.01. | 12 | 670
07.01. | 13 | 670
07.01. | 14 | 670
07.01. | 15 | 670
07.01. | 16 | 670
07.01. | 17 | 670
07.01. | 18 | 670
07.01. | 19 | 670
07.01. | 20 | 670
07.01. | 21 | 670
07.01. | 22 | 670
07.01. | 23 | 670
07.01. | 24 | 670
08.01. | 1 | 670
08.01. | 2 | 670
08.01. | 3 | 670
08.01. | 4 | 670
08.01. | 5 | 670
08.01. | 6 | 670
08.01. | 7 | 670
08.01. | 8 | 670
08.01. | 9 | 670
08.01. | 10 | 670
08.01. | 11 | 670
08.01. | 12 | 670
08.01. | 13 | 670
08.01. | 14 | 670
08.01. | 15 | 670
08.01. | 16 | 670
08.01. | 17 | 670
08.01. | 18 | 670
08.01. | 19 | 670
08.01. | 20 | 670
08.01. | 21 | 670
08.01. | 22 | 670
08.01. | 23 | 670
08.01. | 24 | 670
09.01. | 1 | 670
09.01. | 2 | 670
09.01. | 3 | 670
09.01. | 4 | 670
09.01. | 5 | 670
09.01. | 6 | 670
09.01. | 7 | 670
09.01. | 8 | 670
09.01. | 9 | 670
09.01. | 10 | 670
09.01. | 11 | 670
09.01. | 12 | 670
09.01. | 13 | 670
09.01. | 14 | 670
09.01. | 15 | 670
09.01. | 16 | 670
09.01. | 17 | 670
09.01. | 18 | 670
09.01. | 19 | 670
09.01. | 20 | 670
09.01. | 21 | 670
09.01. | 22 | 670
09.01. | 23 | 670
09.01. | 24 | 670
10.01. | 1 | 670
10.01. | 2 | 670
10.01. | 3 | 670
10.01. | 4 | 670
10.01. | 5 | 670
10.01. | 6 | 670
10.01. | 7 | 670
10.01. | 8 | 670
10.01. | 9 | 670
10.01. | 10 | 670
10.01. | 11 | 670
10.01. | 12 | 670
10.01. | 13 | 670
10.01. | 14 | 670
10.01. | 15 | 670
10.01. | 16 | 670
10.01. | 17 | 670
10.01. | 18 | 670
10.01. | 19 | 670
10.01. | 20 | 670
10.01. | 21 | 670
10.01. | 22 | 670
10.01. | 23 | 670
10.01. | 24 | 670
11.01. | 1 | 670
11.01. | 2 | 670
11.01. | 3 | 670
11.01. | 4 | 670
11.01. | 5 | 670
11.01. | 6 | 670
11.01. | 7 | 670
11.01. | 8 | 670
11.01. | 9 | 670
11.01. | 10 | 670
11.01. | 11 | 670
11.01. | 12 | 670
11.01. | 13 | 670
11.01. | 14 | 670
11.01. | 15 | 670
11.01. | 16 | 670
11.01. | 17 | 670
11.01. | 18 | 670
11.01. | 19 | 670
11.01. | 20 | 670
11.01. | 21 | 670
11.01. | 22 | 670
11.01. | 23 | 670
11.01. | 24 | 670
12.01. | 1 | 670
12.01. | 2 | 670
12.01. | 3 | 670
12.01. | 4 | 670
12.01. | 5 | 670
12.01. | 6 | 670
12.01. | 7 | 670
12.01. | 8 | 670
12.01. | 9 | 670
12.01. | 10 | 670
12.01. | 11 | 670
12.01. | 12 | 670
12.01. | 13 | 670
12.01. | 14 | 670
12.01. | 15 | 670
12.01. | 16 | 670
12.01. | 17 | 670
12.01. | 18 | 670
12.01. | 19 | 670
12.01. | 20 | 670
12.01. | 21 | 670
12.01. | 22 | 670
12.01. | 23 | 670
12.01. | 24 | 670
13.01. | 1 | 670
13.01. | 2 | 670
13.01. | 3 | 670
13.01. | 4 | 670
13.01. | 5 | 670
13.01. | 6 | 670
13.01. | 7 | 670
13.01. | 8 | 670
13.01. | 9 | 670
13.01. | 10 | 670
13.01. | 11 | 670
13.01. | 12 | 670
13.01. | 13 | 670
13.01. | 14 | 670
13.01. | 15 | 670
13.01. | 16 | 670
13.01. | 17 | 670
13.01. | 18 | 670
13.01. | 19 | 670
13.01. | 20 | 670
13.01. | 21 | 670
13.01. | 22 | 670
13.01. | 23 | 670
13.01. | 24 | 670
14.01. | 1 | 670
14.01. | 2 | 670
14.01. | 3 | 670
14.01. | 4 | 670
14.01. | 5 | 670
14.01. | 6 | 670
14.01. | 7 | 670
14.01. | 8 | 670
14.01. | 9 | 670
14.01. | 10 | 670
14.01. | 11 | 670
14.01. | 12 | 670
14.01. | 13 | 670
14.01. | 14 | 670
14.01. | 15 | 670
14.01. | 16 | 670
14.01. | 17 | 670
14.01. | 18 | 670
14.01. | 19 | 670
14.01. | 20 | 670
14.01. | 21 | 670
14.01. | 22 | 670
14.01. | 23 | 670
14.01. | 24 | 670
15.01. | 1 | 670
15.01. | 2 | 670
15.01. | 3 | 670
15.01. | 4 | 670
15.01. | 5 | 670
15.01. | 6 | 670
15.01. | 7 | 670
15.01. | 8 | 670
15.01. | 9 | 670
15.01. | 10 | 670
15.01. | 11 | 670
15.01. | 12 | 670
15.01. | 13 | 670
15.01. | 14 | 670
15.01. | 15 | 670
15.01. | 16 | 670
15.01. | 17 | 670
15.01. | 18 | 670
15.01. | 19 | 670
15.01. | 20 | 670
15.01. | 21 | 670
15.01. | 22 | 670
15.01. | 23 | 670
15.01. | 24 | 670
16.01. | 1 | 670
16.01. | 2 | 670
16.01. | 3 | 670
16.01. | 4 | 670
16.01. | 5 | 670
16.01. | 6 | 670
16.01. | 7 | 670
16.01. | 8 | 670
16.01. | 9 | 670
16.01. | 10 | 670
16.01. | 11 | 670
16.01. | 12 | 670
16.01. | 13 | 670
16.01. | 14 | 670
16.01. | 15 | 670
16.01. | 16 | 670
16.01. | 17 | 670
16.01. | 18 | 670
16.01. | 19 | 670
16.01. | 20 | 670
16.01. | 21 | 670
16.01. | 22 | 670
16.01. | 23 | 670
16.01. | 24 | 670
17.01. | 1 | 670
17.01. | 2 | 670
17.01. | 3 | 670
17.01. | 4 | 670
17.01. | 5 | 670
17.01. | 6 | 670
17.01. | 7 | 670
17.01. | 8 | 670
17.01. | 9 | 670
17.01. | 10 | 670
17.01. | 11 | 670
17.01. | 12 | 670
17.01. | 13 | 670
17.01. | 14 | 670
17.01. | 15 | 670
17.01. | 16 | 670
17.01. | 17 | 670
17.01. | 18 | 670
17.01. | 19 | 670
17.01. | 20 | 670
17.01. | 21 | 670
17.01. | 22 | 670
17.01. | 23 | 670
17.01. | 24 | 670
18.01. | 1 | 670
18.01. | 2 | 670
18.01. | 3 | 670
18.01. | 4 | 670
18.01. | 5 | 670
18.01. | 6 | 670
18.01. | 7 | 670
18.01. | 8 | 670
18.01. | 9 | 670
18.01. | 10 | 670
18.01. | 11 | 670
18.01. | 12 | 670
18.01. | 13 | 670
18.01. | 14 | 670
18.01. | 15 | 670
18.01. | 16 | 670
18.01. | 17 | 670
18.01. | 18 | 670
18.01. | 19 | 670
18.01. | 20 | 670
18.01. | 21 | 670
18.01. | 22 | 670
18.01. | 23 | 670
18.01. | 24 | 670
19.01. | 1 | 670
19.01. | 2 | 670
19.01. | 3 | 670
19.01. | 4 | 670
19.01. | 5 | 670
19.01. | 6 | 670
19.01. | 7 | 670
19.01. | 8 | 670
19.01. | 9 | 670
19.01. | 10 | 670
19.01. | 11 | 670
19.01. | 12 | 670
19.01. | 13 | 670
19.01. | 14 | 670
19.01. | 15 | 670
19.01. | 16 | 670
19.01. | 17 | 670
19.01. | 18 | 670
19.01. | 19 | 670
19.01. | 20 | 670
19.01. | 21 | 670
19.01. | 22 | 670
19.01. | 23 | 670
19.01. | 24 | 670
20.01. | 1 | 670
20.01. | 2 | 670
20.01. | 3 | 670
20.01. | 4 | 670
20.01. | 5 | 670
20.01. | 6 | 670
20.01. | 7 | 670
20.01. | 8 | 670
20.01. | 9 | 670
20.01. | 10 | 670
20.01. | 11 | 670
20.01. | 12 | 670
20.01. | 13 | 670
20.01. | 14 | 670
20.01. | 15 | 670
20.01. | 16 | 670
20.01. | 17 | 670
20.01. | 18 | 670
20.01. | 19 | 670
20.01. | 20 | 670
20.01. | 21 | 670
20.01. | 22 | 670
20.01. | 23 | 670
20.01. | 24 | 670
21.01. | 1 | 670
21.01. | 2 | 670
21.01. | 3 | 670
21.01. | 4 | 670
21.01. | 5 | 670
21.01. | 6 | 670
21.01. | 7 | 670
21.01. | 8 | 670
21.01. | 9 | 670
21.01. | 10 | 670
21.01. | 11 | 670
21.01. | 12 | 670
21.01. | 13 | 670
21.01. | 14 | 670
21.01. | 15 | 670
21.01. | 16 | 670
21.01. | 17 | 670
21.01. | 18 | 670
21.01. | 19 | 670
21.01. | 20 | 670
21.01. | 21 | 670
21.01. | 22 | 670
21.01. | 23 | 670
21.01. | 24 | 670
22.01. | 1 | 670
22.01. | 2 | 670
22.01. | 3 | 670
22.01. | 4 | 670
22.01. | 5 | 670
22.01. | 6 | 670
22.01. | 7 | 670
22.01. | 8 | 670
22.01. | 9 | 670
22.01. | 10 | 670
22.01. | 11 | 670
22.01. | 12 | 670
22.01. | 13 | 670
22.01. | 14 | 670
22.01. | 15 | 670
22.01. | 16 | 670
22.01. | 17 | 670
22.01. | 18 | 670
22.01. | 19 | 670
22.01. | 20 | 670
22.01. | 21 | 670
22.01. | 22 | 670
22.01. | 23 | 670
22.01. | 24 | 670
23.01. | 1 | 670
23.01. | 2 | 670
23.01. | 3 | 670
23.01. | 4 | 670
23.01. | 5 | 670
23.01. | 6 | 670
23.01. | 7 | 670
23.01. | 8 | 670
23.01. | 9 | 670
23.01. | 10 | 670
23.01. | 11 | 670
23.01. | 12 | 670
23.01. | 13 | 670
23.01. | 14 | 670
23.01. | 15 | 670
23.01. | 16 | 670
23.01. | 17 | 670
23.01. | 18 | 670
23.01. | 19 | 670
23.01. | 20 | 670
23.01. | 21 | 670
23.01. | 22 | 670
23.01. | 23 | 670
23.01. | 24 | 670
24.01. | 1 | 670
24.01. | 2 | 670
24.01. | 3 | 670
24.01. | 4 | 670
24.01. | 5 | 670
24.01. | 6 | 670
24.01. | 7 | 670
24.01. | 8 | 670
24.01. | 9 | 670
24.01. | 10 | 670
24.01. | 11 | 670
24.01. | 12 | 670
24.01. | 13 | 670
24.01. | 14 | 670
24.01. | 15 | 670
24.01. | 16 | 670
24.01. | 17 | 670
24.01. | 18 | 670
24.01. | 19 | 670
24.01. | 20 | 670
24.01. | 21 | 670
24.01. | 22 | 670
24.01. | 23 | 670
24.01. | 24 | 670
25.01. | 1 | 670
25.01. | 2 | 670
25.01. | 3 | 670
25.01. | 4 | 670
25.01. | 5 | 670
25.01. | 6 | 670
25.01. | 7 | 670
25.01. | 8 | 670
25.01. | 9 | 670
25.01. | 10 | 670
25.01. | 11 | 670
25.01. | 12 | 670
25.01. | 13 | 670
25.01. | 14 | 670
25.01. | 15 | 670
25.01. | 16 | 670
25.01. | 17 | 670
25.01. | 18 | 670
25.01. | 19 | 670
25.01. | 20 | 670
25.01. | 21 | 670
25.01. | 22 | 670
25.01. | 23 | 670
25.01. | 24 | 670
26.01. | 1 | 670
26.01. | 2 | 670
26.01. | 3 | 670
26.01. | 4 | 670
26.01. | 5 | 670
26.01. | 6 | 670
26.01. | 7 | 670
26.01. | 8 | 670
26.01. | 9 | 670
26.01. | 10 | 670
26.01. | 11 | 670
26.01. | 12 | 670
26.01. | 13 | 670
26.01. | 14 | 670
26.01. | 15 | 670
26.01. | 16 | 670
26.01. | 17 | 670
26.01. | 18 | 670
26.01. | 19 | 670
26.01. | 20 | 670
26.01. | 21 | 670
26.01. | 22 | 670
26.01. | 23 | 670
26.01. | 24 | 670
27.01. | 1 | 670
27.01. | 2 | 670
27.01. | 3 | 670
27.01. | 4 | 670
27.01. | 5 | 670
27.01. | 6 | 670
27.01. | 7 | 670
27.01. | 8 | 670
27.01. | 9 | 670
27.01. | 10 | 670
27.01. | 11 | 670
27.01. | 12 | 670
27.01. | 13 | 670
27.01. | 14 | 670
27.01. | 15 | 670
27.01. | 16 | 670
27.01. | 17 | 670
27.01. | 18 | 670
27.01. | 19 | 670
27.01. | 20 | 670
27.01. | 21 | 670
27.01. | 22 | 670
27.01. | 23 | 670
27.01. | 24 | 670
28.01. | 1 | 670
28.01. | 2 | 670
28.01. | 3 | 670
28.01. | 4 | 670
28.01. | 5 | 670
28.01. | 6 | 670
28.01. | 7 | 670
28.01. | 8 | 670
28.01. | 9 | 670
28.01. | 10 | 670
28.01. | 11 | 670
28.01. | 12 | 670
28.01. | 13 | 670
28.01. | 14 | 670
28.01. | 15 | 670
28.01. | 16 | 670
28.01. | 17 | 670
28.01. | 18 | 670
28.01. | 19 | 670
28.01. | 20 | 670
28.01. | 21 | 670
28.01. | 22 | 670
28.01. | 23 | 670
28.01. | 24 | 670
29.01. | 1 | 670
29.01. | 2 | 670
29.01. | 3 | 670
29.01. | 4 | 670
29.01. | 5 | 670
29.01. | 6 | 670
29.01. | 7 | 670
29.01. | 8 | 670
29.01. | 9 | 670
29.01. | 10 | 670
29.01. | 11 | 670
29.01. | 12 | 670
29.01. | 13 | 670
29.01. | 14 | 670
29.01. | 15 | 670
29.01. | 16 | 670
29.01. | 17 | 670
29.01. | 18 | 670
29.01. | 19 | 670
29.01. | 20 | 670
29.01. | 21 | 670
29.01. | 22 | 670
29.01. | 23 | 670
29.01. | 24 | 670
30.01. | 1 | 670
30.01. | 2 | 670
30.01. | 3 | 670
30.01. | 4 | 670
30.01. | 5 | 670
30.01. | 6 | 670
30.01. | 7 | 670
30.01. | 8 | 670
30.01. | 9 | 670
30.01. | 10 | 670
30.01. | 11 | 670
30.01. | 12 | 670
30.01. | 13 | 670
30.01. | 14 | 670
30.01. | 15 | 670
30.01. | 16 | 670
30.01. | 17 | 670
30.01. | 18 | 670
30.01. | 19 | 670
30.01. | 20 | 670
30.01. | 21 | 670
30.01. | 22 | 670
30.01. | 23 | 670
30.01. | 24 | 670
31.01. | 1 | 670
31.01. | 2 | 670
31.01. | 3 | 670
31.01. | 4 | 670
31.01. | 5 | 670
31.01. | 6 | 670
31.01. | 7 | 670
31.01. | 8 | 670
31.01. | 9 | 670
31.01. | 10 | 670
31.01. | 11 | 670
31.01. | 12 | 670
31.01. | 13 | 670
31.01. | 14 | 670
31.01. | 15 | 670
31.01. | 16 | 670
31.01. | 17 | 670
31.01. | 18 | 670
31.01. | 19 | 670
31.01. | 20 | 670
31.01. | 21 | 670
31.01. | 22 | 670
31.01. | 23 | 670
31.01. | 24 | 670
01.02. | 1 | 670
01.02. | 2 | 670
01.02. | 3 | 670
01.02. | 4 | 670
01.02. | 5 | 670
01.02. | 6 | 670
01.02. | 7 | 670
01.02. | 8 | 670
01.02. | 9 | 670
01.02. | 10 | 670
01.02. | 11 | 670
01.02. | 12 | 670
01.02. | 13 | 670
01.02. | 14 | 670
01.02. | 15 | 670
01.02. | 16 | 670
01.02. | 17 | 670
01.02. | 18 | 670
01.02. | 19 | 670
01.02. | 20 | 670
01.02. | 21 | 670
01.02. | 22 | 670
01.02. | 23 | 670
01.02. | 24 | 670
02.02. | 1 | 670
02.02. | 2 | 670
02.02. | 3 | 670
02.02. | 4 | 670
02.02. | 5 | 670
02.02. | 6 | 670
02.02. | 7 | 670
02.02. | 8 | 670
02.02. | 9 | 670
02.02. | 10 | 670
02.02. | 11 | 670
02.02. | 12 | 670
02.02. | 13 | 670
02.02. | 14 | 670
02.02. | 15 | 670
02.02. | 16 | 670
02.02. | 17 | 670
02.02. | 18 | 670
02.02. | 19 | 670
02.02. | 20 | 670
02.02. | 21 | 670
02.02. | 22 | 670
02.02. | 23 | 670
02.02. | 24 | 670
03.02. | 1 | 670
03.02. | 2 | 670
03.02. | 3 | 670
03.02. | 4 | 670
03.02. | 5 | 670
03.02. | 6 | 670
03.02. | 7 | 670
03.02. | 8 | 670
03.02. | 9 | 670
03.02. | 10 | 670
03.02. | 11 | 670
03.02. | 12 | 670
03.02. | 13 | 670
03.02. | 14 | 670
03.02. | 15 | 670
03.02. | 16 | 670
03.02. | 17 | 670
03.02. | 18 | 670
03.02. | 19 | 670
03.02. | 20 | 670
03.02. | 21 | 670
03.02. | 22 | 670
03.02. | 23 | 670
03.02. | 24 | 670
04.02. | 1 | 670
04.02. | 2 | 670
04.02. | 3 | 670
04.02. | 4 | 670
04.02. | 5 | 670
04.02. | 6 | 670
04.02. | 7 | 670
04.02. | 8 | 670
04.02. | 9 | 670
04.02. | 10 | 670
04.02. | 11 | 670
04.02. | 12 | 670
04.02. | 13 | 670
04.02. | 14 | 670
04.02. | 15 | 670
04.02. | 16 | 670
04.02. | 17 | 670
04.02. | 18 | 670
04.02. | 19 | 670
04.02. | 20 | 670
04.02. | 21 | 670
04.02. | 22 | 670
04.02. | 23 | 670
04.02. | 24 | 670
05.02. | 1 | 670
05.02. | 2 | 670
05.02. | 3 | 670
05.02. | 4 | 670
05.02. | 5 | 670
05.02. | 6 | 670
05.02. | 7 | 670
05.02. | 8 | 670
05.02. | 9 | 670
05.02. | 10 | 670
05.02. | 11 | 670
05.02. | 12 | 670
05.02. | 13 | 670
05.02. | 14 | 670
05.02. | 15 | 670
05.02. | 16 | 670
05.02. | 17 | 670
05.02. | 18 | 670
05.02. | 19 | 670
05.02. | 20 | 670
05.02. | 21 | 670
05.02. | 22 | 670
05.02. | 23 | 670
05.02. | 24 | 670
06.02. | 1 | 670
06.02. | 2 | 670
06.02. | 3 | 670
06.02. | 4 | 670
06.02. | 5 | 670
06.02. | 6 | 670
06.02. | 7 | 670
06.02. | 8 | 670
06.02. | 9 | 670
06.02. | 10 | 670
06.02. | 11 | 670
06.02. | 12 | 670
06.02. | 13 | 670
06.02. | 14 | 670
06.02. | 15 | 670
06.02. | 16 | 670
06.02. | 17 | 670
06.02. | 18 | 670
06.02. | 19 | 670
06.02. | 20 | 670
06.02. | 21 | 670
06.02. | 22 | 670
06.02. | 23 | 670
06.02. | 24 | 670
07.02. | 1 | 670
07.02. | 2 | 670
07.02. | 3 | 670
07.02. | 4 | 670
07.02. | 5 | 670
07.02. | 6 | 670
07.02. | 7 | 670
07.02. | 8 | 670
07.02. | 9 | 670
07.02. | 10 | 670
07.02. | 11 | 670
07.02. | 12 | 670
07.02. | 13 | 670
07.02. | 14 | 670
07.02. | 15 | 670
07.02. | 16 | 670
07.02. | 17 | 670
07.02. | 18 | 670
07.02. | 19 | 670
07.02. | 20 | 670
07.02. | 21 | 670
07.02. | 22 | 670
07.02. | 23 | 670
07.02. | 24 | 670
08.02. | 1 | 670
08.02. | 2 | 670
08.02. | 3 | 670
08.02. | 4 | 670
08.02. | 5 | 670
08.02. | 6 | 670
08.02. | 7 | 670
08.02. | 8 | 670
08.02. | 9 | 670
08.02. | 10 | 670
08.02. | 11 | 670
08.02. | 12 | 670
08.02. | 13 | 670
08.02. | 14 | 670
08.02. | 15 | 670
08.02. | 16 | 670
08.02. | 17 | 670
08.02. | 18 | 670
08.02. | 19 | 670
08.02. | 20 | 670
08.02. | 21 | 670
08.02. | 22 | 670
08.02. | 23 | 670
08.02. | 24 | 670
09.02. | 1 | 670
09.02. | 2 | 670
09.02. | 3 | 670
09.02. | 4 | 670
09.02. | 5 | 670
09.02. | 6 | 670
09.02. | 7 | 670
09.02. | 8 | 670
09.02. | 9 | 670
09.02. | 10 | 670
09.02. | 11 | 670
09.02. | 12 | 670
09.02. | 13 | 670
09.02. | 14 | 670
09.02. | 15 | 670
09.02. | 16 | 670
09.02. | 17 | 670
09.02. | 18 | 670
09.02. | 19 | 670
09.02. | 20 | 670
09.02. | 21 | 670
09.02. | 22 | 670
09.02. | 23 | 670
09.02. | 24 | 670
10.02. | 1 | 670
10.02. | 2 | 670
10.02. | 3 | 670
10.02. | 4 | 670
10.02. | 5 | 670
10.02. | 6 | 670
10.02. | 7 | 670
10.02. | 8 | 670
10.02. | 9 | 670
10.02. | 10 | 670
10.02. | 11 | 670
10.02. | 12 | 670
10.02. | 13 | 670
10.02. | 14 | 670
10.02. | 15 | 670
10.02. | 16 | 670
10.02. | 17 | 670
10.02. | 18 | 670
10.02. | 19 | 670
10.02. | 20 | 670
10.02. | 21 | 670
10.02. | 22 | 670
10.02. | 23 | 670
10.02. | 24 | 670
11.02. | 1 | 670
11.02. | 2 | 670
11.02. | 3 | 670
11.02. | 4 | 670
11.02. | 5 | 670
11.02. | 6 | 670
11.02. | 7 | 670
11.02. | 8 | 670
11.02. | 9 | 670
11.02. | 10 | 670
11.02. | 11 | 670
11.02. | 12 | 670
11.02. | 13 | 670
11.02. | 14 | 670
11.02. | 15 | 670
11.02. | 16 | 670
11.02. | 17 | 670
11.02. | 18 | 670
11.02. | 19 | 670
11.02. | 20 | 670
11.02. | 21 | 670
11.02. | 22 | 670
11.02. | 23 | 670
11.02. | 24 | 670
12.02. | 1 | 670
12.02. | 2 | 670
12.02. | 3 | 670
12.02. | 4 | 670
12.02. | 5 | 670
12.02. | 6 | 670
12.02. | 7 | 670
12.02. | 8 | 670
12.02. | 9 | 670
12.02. | 10 | 670
12.02. | 11 | 670
12.02. | 12 | 670
12.02. | 13 | 670
12.02. | 14 | 670
12.02. | 15 | 670
12.02. | 16 | 670
12.02. | 17 | 670
12.02. | 18 | 670
12.02. | 19 | 670
12.02. | 20 | 670
12.02. | 21 | 670
12.02. | 22 | 670
12.02. | 23 | 670
12.02. | 24 | 670
13.02. | 1 | 670
13.02. | 2 | 670
13.02. | 3 | 670
13.02. | 4 | 670
13.02. | 5 | 670
13.02. | 6 | 670
13.02. | 7 | 670
13.02. | 8 | 670
13.02. | 9 | 670
13.02. | 10 | 670
13.02. | 11 | 670
13.02. | 12 | 670
13.02. | 13 | 670
13.02. | 14 | 670
13.02. | 15 | 670
13.02. | 16 | 670
13.02. | 17 | 670
13.02. | 18 | 670
13.02. | 19 | 670
13.02. | 20 | 670
13.02. | 21 | 670
13.02. | 22 | 670
13.02. | 23 | 670
13.02. | 24 | 670
14.02. | 1 | 670
14.02. | 2 | 670
14.02. | 3 | 670
14.02. | 4 | 670
14.02. | 5 | 670
14.02. | 6 | 670
14.02. | 7 | 670
14.02. | 8 | 670
14.02. | 9 | 670
14.02. | 10 | 670
14.02. | 11 | 670
14.02. | 12 | 670
14.02. | 13 | 670
14.02. | 14 | 670
14.02. | 15 | 670
14.02. | 16 | 670
14.02. | 17 | 670
14.02. | 18 | 670
14.02. | 19 | 670
14.02. | 20 | 670
14.02. | 21 | 670
14.02. | 22 | 670
14.02. | 23 | 670
14.02. | 24 | 670
15.02. | 1 | 670
15.02. | 2 | 670
15.02. | 3 | 670
15.02. | 4 | 670
15.02. | 5 | 670
15.02. | 6 | 670
15.02. | 7 | 670
15.02. | 8 | 670
15.02. | 9 | 670
15.02. | 10 | 670
15.02. | 11 | 670
15.02. | 12 | 670
15.02. | 13 | 670
15.02. | 14 | 670
15.02. | 15 | 670
15.02. | 16 | 670
15.02. | 17 | 670
15.02. | 18 | 670
15.02. | 19 | 670
15.02. | 20 | 670
15.02. | 21 | 670
15.02. | 22 | 670
15.02. | 23 | 670
15.02. | 24 | 670
16.02. | 1 | 670
16.02. | 2 | 670
16.02. | 3 | 670
16.02. | 4 | 670
16.02. | 5 | 670
16.02. | 6 | 670
16.02. | 7 | 670
16.02. | 8 | 670
16.02. | 9 | 670
16.02. | 10 | 670
16.02. | 11 | 670
16.02. | 12 | 670
16.02. | 13 | 670
16.02. | 14 | 670
16.02. | 15 | 670
16.02. | 16 | 670
16.02. | 17 | 670
16.02. | 18 | 670
16.02. | 19 | 670
16.02. | 20 | 670
16.02. | 21 | 670
16.02. | 22 | 670
16.02. | 23 | 670
16.02. | 24 | 670
17.02. | 1 | 670
17.02. | 2 | 670
17.02. | 3 | 670
17.02. | 4 | 670
17.02. | 5 | 670
17.02. | 6 | 670
17.02. | 7 | 670
17.02. | 8 | 670
17.02. | 9 | 670
17.02. | 10 | 670
17.02. | 11 | 670
17.02. | 12 | 670
17.02. | 13 | 670
17.02. | 14 | 670
17.02. | 15 | 670
17.02. | 16 | 670
17.02. | 17 | 670
17.02. | 18 | 670
17.02. | 19 | 670
17.02. | 20 | 670
17.02. | 21 | 670
17.02. | 22 | 670
17.02. | 23 | 670
17.02. | 24 | 670
18.02. | 1 | 670
18.02. | 2 | 670
18.02. | 3 | 670
18.02. | 4 | 670
18.02. | 5 | 670
18.02. | 6 | 670
18.02. | 7 | 670
18.02. | 8 | 670
18.02. | 9 | 670
18.02. | 10 | 670
18.02. | 11 | 670
18.02. | 12 | 670
18.02. | 13 | 670
18.02. | 14 | 670
18.02. | 15 | 670
18.02. | 16 | 670
18.02. | 17 | 670
18.02. | 18 | 670
18.02. | 19 | 670
18.02. | 20 | 670
18.02. | 21 | 670
18.02. | 22 | 670
18.02. | 23 | 670
18.02. | 24 | 670
19.02. | 1 | 670
19.02. | 2 | 670
19.02. | 3 | 670
19.02. | 4 | 670
19.02. | 5 | 670
19.02. | 6 | 670
19.02. | 7 | 670
19.02. | 8 | 670
19.02. | 9 | 670
19.02. | 10 | 670
19.02. | 11 | 670
19.02. | 12 | 670
19.02. | 13 | 670
19.02. | 14 | 670
19.02. | 15 | 670
19.02. | 16 | 670
19.02. | 17 | 670
19.02. | 18 | 670
19.02. | 19 | 670
19.02. | 20 | 670
19.02. | 21 | 670
19.02. | 22 | 670
19.02. | 23 | 670
19.02. | 24 | 670
20.02. | 1 | 670
20.02. | 2 | 670
20.02. | 3 | 670
20.02. | 4 | 670
20.02. | 5 | 670
20.02. | 6 | 670
20.02. | 7 | 670
20.02. | 8 | 670
20.02. | 9 | 670
20.02. | 10 | 670
20.02. | 11 | 670
20.02. | 12 | 670
20.02. | 13 | 670
20.02. | 14 | 670
20.02. | 15 | 670
20.02. | 16 | 670
20.02. | 17 | 670
20.02. | 18 | 670
20.02. | 19 | 670
20.02. | 20 | 670
20.02. | 21 | 670
20.02. | 22 | 670
20.02. | 23 | 670
20.02. | 24 | 670
21.02. | 1 | 670
21.02. | 2 | 670
21.02. | 3 | 670
21.02. | 4 | 670
21.02. | 5 | 670
21.02. | 6 | 670
21.02. | 7 | 670
21.02. | 8 | 670
21.02. | 9 | 670
21.02. | 10 | 670
21.02. | 11 | 670
21.02. | 12 | 670
21.02. | 13 | 670
21.02. | 14 | 670
21.02. | 15 | 670
21.02. | 16 | 670
21.02. | 17 | 670
21.02. | 18 | 670
21.02. | 19 | 670
21.02. | 20 | 670
21.02. | 21 | 670
21.02. | 22 | 670
21.02. | 23 | 670
21.02. | 24 | 670
22.02. | 1 | 670
22.02. | 2 | 670
22.02. | 3 | 670
22.02. | 4 | 670
22.02. | 5 | 670
22.02. | 6 | 670
22.02. | 7 | 670
22.02. | 8 | 670
22.02. | 9 | 670
22.02. | 10 | 670
22.02. | 11 | 670
22.02. | 12 | 670
22.02. | 13 | 670
22.02. | 14 | 670
22.02. | 15 | 670
22.02. | 16 | 670
22.02. | 17 | 670
22.02. | 18 | 670
22.02. | 19 | 670
22.02. | 20 | 670
22.02. | 21 | 670
22.02. | 22 | 670
22.02. | 23 | 670
22.02. | 24 | 670
23.02. | 1 | 670
23.02. | 2 | 670
23.02. | 3 | 670
23.02. | 4 | 670
23.02. | 5 | 670
23.02. | 6 | 670
23.02. | 7 | 670
23.02. | 8 | 670
23.02. | 9 | 670
23.02. | 10 | 670
23.02. | 11 | 670
23.02. | 12 | 670
23.02. | 13 | 670
23.02. | 14 | 670
23.02. | 15 | 670
23.02. | 16 | 670
23.02. | 17 | 670
23.02. | 18 | 670
23.02. | 19 | 670
23.02. | 20 | 670
23.02. | 21 | 670
23.02. | 22 | 670
23.02. | 23 | 670
23.02. | 24 | 670
24.02. | 1 | 670
24.02. | 2 | 670
24.02. | 3 | 670
24.02. | 4 | 670
24.02. | 5 | 670
24.02. | 6 | 670
24.02. | 7 | 670
24.02. | 8 | 670
24.02. | 9 | 670
24.02. | 10 | 670
24.02. | 11 | 670
24.02. | 12 | 670
24.02. | 13 | 670
24.02. | 14 | 670
24.02. | 15 | 670
24.02. | 16 | 670
24.02. | 17 | 670
24.02. | 18 | 670
24.02. | 19 | 670
24.02. | 20 | 670
24.02. | 21 | 670
24.02. | 22 | 670
24.02. | 23 | 670
24.02. | 24 | 670
25.02. | 1 | 670
25.02. | 2 | 670
25.02. | 3 | 670
25.02. | 4 | 670
25.02. | 5 | 670
25.02. | 6 | 670
25.02. | 7 | 670
25.02. | 8 | 670
25.02. | 9 | 670
25.02. | 10 | 670
25.02. | 11 | 670
25.02. | 12 | 670
25.02. | 13 | 670
25.02. | 14 | 670
25.02. | 15 | 670
25.02. | 16 | 670
25.02. | 17 | 670
25.02. | 18 | 670
25.02. | 19 | 670
25.02. | 20 | 670
25.02. | 21 | 670
25.02. | 22 | 670
25.02. | 23 | 670
25.02. | 24 | 670
26.02. | 1 | 670
26.02. | 2 | 670
26.02. | 3 | 670
26.02. | 4 | 670
26.02. | 5 | 670
26.02. | 6 | 670
26.02. | 7 | 670
26.02. | 8 | 670
26.02. | 9 | 670
26.02. | 10 | 670
26.02. | 11 | 670
26.02. | 12 | 670
26.02. | 13 | 670
26.02. | 14 | 670
26.02. | 15 | 670
26.02. | 16 | 670
26.02. | 17 | 670
26.02. | 18 | 670
26.02. | 19 | 670
26.02. | 20 | 670
26.02. | 21 | 670
26.02. | 22 | 670
26.02. | 23 | 670
26.02. | 24 | 670
27.02. | 1 | 670
27.02. | 2 | 670
27.02. | 3 | 670
27.02. | 4 | 670
27.02. | 5 | 670
27.02. | 6 | 670
27.02. | 7 | 670
27.02. | 8 | 670
27.02. | 9 | 670
27.02. | 10 | 670
27.02. | 11 | 670
27.02. | 12 | 670
27.02. | 13 | 670
27.02. | 14 | 670
27.02. | 15 | 670
27.02. | 16 | 670
27.02. | 17 | 670
27.02. | 18 | 670
27.02. | 19 | 670
27.02. | 20 | 670
27.02. | 21 | 670
27.02. | 22 | 670
27.02. | 23 | 670
27.02. | 24 | 670
28.02. | 1 | 670
28.02. | 2 | 670
28.02. | 3 | 670
28.02. | 4 | 670
28.02. | 5 | 670
28.02. | 6 | 670
28.02. | 7 | 670
28.02. | 8 | 670
28.02. | 9 | 670
28.02. | 10 | 670
28.02. | 11 | 670
28.02. | 12 | 670
28.02. | 13 | 670
28.02. | 14 | 670
28.02. | 15 | 670
28.02. | 16 | 670
28.02. | 17 | 670
28.02. | 18 | 670
28.02. | 19 | 670
28.02. | 20 | 670
28.02. | 21 | 670
28.02. | 22 | 670
28.02. | 23 | 670
28.02. | 24 | 670
01.03. | 1 | 670
01.03. | 2 | 670
01.03. | 3 | 670
01.03. | 4 | 670
01.03. | 5 | 670
01.03. | 6 | 670
01.03. | 7 | 670
01.03. | 8 | 670
01.03. | 9 | 670
01.03. | 10 | 670
01.03. | 11 | 670
01.03. | 12 | 670
01.03. | 13 | 670
01.03. | 14 | 670
01.03. | 15 | 670
01.03. | 16 | 670
01.03. | 17 | 670
01.03. | 18 | 670
01.03. | 19 | 670
01.03. | 20 | 670
01.03. | 21 | 670
01.03. | 22 | 670
01.03. | 23 | 670
01.03. | 24 | 670
02.03. | 1 | 670
02.03. | 2 | 670
02.03. | 3 | 670
02.03. | 4 | 670
02.03. | 5 | 670
02.03. | 6 | 670
02.03. | 7 | 670
02.03. | 8 | 670
02.03. | 9 | 670
02.03. | 10 | 670
02.03. | 11 | 670
02.03. | 12 | 670
02.03. | 13 | 670
02.03. | 14 | 670
02.03. | 15 | 670
02.03. | 16 | 670
02.03. | 17 | 670
02.03. | 18 | 670
02.03. | 19 | 670
02.03. | 20 | 670
02.03. | 21 | 670
02.03. | 22 | 670
02.03. | 23 | 670
02.03. | 24 | 670
03.03. | 1 | 670
03.03. | 2 | 670
03.03. | 3 | 670
03.03. | 4 | 670
03.03. | 5 | 670
03.03. | 6 | 670
03.03. | 7 | 670
03.03. | 8 | 670
03.03. | 9 | 670
03.03. | 10 | 670
03.03. | 11 | 670
03.03. | 12 | 670
03.03. | 13 | 670
03.03. | 14 | 670
03.03. | 15 | 670
03.03. | 16 | 670
03.03. | 17 | 670
03.03. | 18 | 670
03.03. | 19 | 670
03.03. | 20 | 670
03.03. | 21 | 670
03.03. | 22 | 670
03.03. | 23 | 670
03.03. | 24 | 670
04.03. | 1 | 670
04.03. | 2 | 670
04.03. | 3 | 670
04.03. | 4 | 670
04.03. | 5 | 670
04.03. | 6 | 670
04.03. | 7 | 670
04.03. | 8 | 670
04.03. | 9 | 670
04.03. | 10 | 670
04.03. | 11 | 670
04.03. | 12 | 670
04.03. | 13 | 670
04.03. | 14 | 670
04.03. | 15 | 670
04.03. | 16 | 670
04.03. | 17 | 670
04.03. | 18 | 670
04.03. | 19 | 670
04.03. | 20 | 670
04.03. | 21 | 670
04.03. | 22 | 670
04.03. | 23 | 670
04.03. | 24 | 670
05.03. | 1 | 670
05.03. | 2 | 670
05.03. | 3 | 670
05.03. | 4 | 670
05.03. | 5 | 670
05.03. | 6 | 670
05.03. | 7 | 670
05.03. | 8 | 670
05.03. | 9 | 670
05.03. | 10 | 670
05.03. | 11 | 670
05.03. | 12 | 670
05.03. | 13 | 670
05.03. | 14 | 670
05.03. | 15 | 670
05.03. | 16 | 670
05.03. | 17 | 670
05.03. | 18 | 670
05.03. | 19 | 670
05.03. | 20 | 670
05.03. | 21 | 670
05.03. | 22 | 670
05.03. | 23 | 670
05.03. | 24 | 670
06.03. | 1 | 670
06.03. | 2 | 670
06.03. | 3 | 670
06.03. | 4 | 670
06.03. | 5 | 670
06.03. | 6 | 670
06.03. | 7 | 670
06.03. | 8 | 670
06.03. | 9 | 670
06.03. | 10 | 670
06.03. | 11 | 670
06.03. | 12 | 670
06.03. | 13 | 670
06.03. | 14 | 670
06.03. | 15 | 670
06.03. | 16 | 670
06.03. | 17 | 670
06.03. | 18 | 670
06.03. | 19 | 670
06.03. | 20 | 670
06.03. | 21 | 670
06.03. | 22 | 670
06.03. | 23 | 670
06.03. | 24 | 670
07.03. | 1 | 670
07.03. | 2 | 670
07.03. | 3 | 670
07.03. | 4 | 670
07.03. | 5 | 670
07.03. | 6 | 670
07.03. | 7 | 670
07.03. | 8 | 670
07.03. | 9 | 670
07.03. | 10 | 670
07.03. | 11 | 670
07.03. | 12 | 670
07.03. | 13 | 670
07.03. | 14 | 670
07.03. | 15 | 670
07.03. | 16 | 670
07.03. | 17 | 670
07.03. | 18 | 670
07.03. | 19 | 670
07.03. | 20 | 670
07.03. | 21 | 670
07.03. | 22 | 670
07.03. | 23 | 670
07.03. | 24 | 670
08.03. | 1 | 670
08.03. | 2 | 670
08.03. | 3 | 670
08.03. | 4 | 670
08.03. | 5 | 670
08.03. | 6 | 670
08.03. | 7 | 670
08.03. | 8 | 670
08.03. | 9 | 670
08.03. | 10 | 670
08.03. | 11 | 670
08.03. | 12 | 670
08.03. | 13 | 670
08.03. | 14 | 670
08.03. | 15 | 670
08.03. | 16 | 670
08.03. | 17 | 670
08.03. | 18 | 670
08.03. | 19 | 670
08.03. | 20 | 670
08.03. | 21 | 670
08.03. | 22 | 670
08.03. | 23 | 670
08.03. | 24 | 670
09.03. | 1 | 670
09.03. | 2 | 670
09.03. | 3 | 670
09.03. | 4 | 670
09.03. | 5 | 670
09.03. | 6 | 670
09.03. | 7 | 670
09.03. | 8 | 670
09.03. | 9 | 670
09.03. | 10 | 670
09.03. | 11 | 670
09.03. | 12 | 670
09.03. | 13 | 670
09.03. | 14 | 670
09.03. | 15 | 670
09.03. | 16 | 670
09.03. | 17 | 670
09.03. | 18 | 670
09.03. | 19 | 670
09.03. | 20 | 670
09.03. | 21 | 670
09.03. | 22 | 670
09.03. | 23 | 670
09.03. | 24 | 670
10.03. | 1 | 670
10.03. | 2 | 670
10.03. | 3 | 670
10.03. | 4 | 670
10.03. | 5 | 670
10.03. | 6 | 670
10.03. | 7 | 670
10.03. | 8 | 670
10.03. | 9 | 670
10.03. | 10 | 670
10.03. | 11 | 670
10.03. | 12 | 670
10.03. | 13 | 670
10.03. | 14 | 670
10.03. | 15 | 670
10.03. | 16 | 670
10.03. | 17 | 670
10.03. | 18 | 670
10.03. | 19 | 670
10.03. | 20 | 670
10.03. | 21 | 670
10.03. | 22 | 670
10.03. | 23 | 670
10.03. | 24 | 670
11.03. | 1 | 670
11.03. | 2 | 670
11.03. | 3 | 670
11.03. | 4 | 670
11.03. | 5 | 670
11.03. | 6 | 670
11.03. | 7 | 670
11.03. | 8 | 670
11.03. | 9 | 670
11.03. | 10 | 670
11.03. | 11 | 670
11.03. | 12 | 670
11.03. | 13 | 670
11.03. | 14 | 670
11.03. | 15 | 670
11.03. | 16 | 670
11.03. | 17 | 670
11.03. | 18 | 670
11.03. | 19 | 670
11.03. | 20 | 670
11.03. | 21 | 670
11.03. | 22 | 670
11.03. | 23 | 670
11.03. | 24 | 670
12.03. | 1 | 670
12.03. | 2 | 670
12.03. | 3 | 670
12.03. | 4 | 670
12.03. | 5 | 670
12.03. | 6 | 670
12.03. | 7 | 670
12.03. | 8 | 670
12.03. | 9 | 670
12.03. | 10 | 670
12.03. | 11 | 670
12.03. | 12 | 670
12.03. | 13 | 670
12.03. | 14 | 670
12.03. | 15 | 670
12.03. | 16 | 670
12.03. | 17 | 670
12.03. | 18 | 670
12.03. | 19 | 670
12.03. | 20 | 670
12.03. | 21 | 670
12.03. | 22 | 670
12.03. | 23 | 670
12.03. | 24 | 670
13.03. | 1 | 670
13.03. | 2 | 670
13.03. | 3 | 670
13.03. | 4 | 670
13.03. | 5 | 670
13.03. | 6 | 670
13.03. | 7 | 670
13.03. | 8 | 670
13.03. | 9 | 670
13.03. | 10 | 670
13.03. | 11 | 670
13.03. | 12 | 670
13.03. | 13 | 670
13.03. | 14 | 670
13.03. | 15 | 670
13.03. | 16 | 670
13.03. | 17 | 670
13.03. | 18 | 670
13.03. | 19 | 670
13.03. | 20 | 670
13.03. | 21 | 670
13.03. | 22 | 670
13.03. | 23 | 670
13.03. | 24 | 670
14.03. | 1 | 670
14.03. | 2 | 670
14.03. | 3 | 670
14.03. | 4 | 670
14.03. | 5 | 670
14.03. | 6 | 670
14.03. | 7 | 670
14.03. | 8 | 670
14.03. | 9 | 670
14.03. | 10 | 670
14.03. | 11 | 670
14.03. | 12 | 670
14.03. | 13 | 670
14.03. | 14 | 670
14.03. | 15 | 670
14.03. | 16 | 670
14.03. | 17 | 670
14.03. | 18 | 670
14.03. | 19 | 670
14.03. | 20 | 670
14.03. | 21 | 670
14.03. | 22 | 670
14.03. | 23 | 670
14.03. | 24 | 670
15.03. | 1 | 670
15.03. | 2 | 670
15.03. | 3 | 670
15.03. | 4 | 670
15.03. | 5 | 670
15.03. | 6 | 670
15.03. | 7 | 670
15.03. | 8 | 670
15.03. | 9 | 670
15.03. | 10 | 670
15.03. | 11 | 670
15.03. | 12 | 670
15.03. | 13 | 670
15.03. | 14 | 670
15.03. | 15 | 670
15.03. | 16 | 670
15.03. | 17 | 670
15.03. | 18 | 670
15.03. | 19 | 670
15.03. | 20 | 670
15.03. | 21 | 670
15.03. | 22 | 670
15.03. | 23 | 670
15.03. | 24 | 670
16.03. | 1 | 670
16.03. | 2 | 670
16.03. | 3 | 670
16.03. | 4 | 670
16.03. | 5 | 670
16.03. | 6 | 670
16.03. | 7 | 670
16.03. | 8 | 670
16.03. | 9 | 670
16.03. | 10 | 670
16.03. | 11 | 670
16.03. | 12 | 670
16.03. | 13 | 670
16.03. | 14 | 670
16.03. | 15 | 670
16.03. | 16 | 670
16.03. | 17 | 670
16.03. | 18 | 670
16.03. | 19 | 670
16.03. | 20 | 670
16.03. | 21 | 670
16.03. | 22 | 670
16.03. | 23 | 670
16.03. | 24 | 670
17.03. | 1 | 670
17.03. | 2 | 670
17.03. | 3 | 670
17.03. | 4 | 670
17.03. | 5 | 670
17.03. | 6 | 670
17.03. | 7 | 670
17.03. | 8 | 670
17.03. | 9 | 670
17.03. | 10 | 670
17.03. | 11 | 670
17.03. | 12 | 670
17.03. | 13 | 670
17.03. | 14 | 670
17.03. | 15 | 670
17.03. | 16 | 670
17.03. | 17 | 670
17.03. | 18 | 670
17.03. | 19 | 670
17.03. | 20 | 670
17.03. | 21 | 670
17.03. | 22 | 670
17.03. | 23 | 670
17.03. | 24 | 670
18.03. | 1 | 670
18.03. | 2 | 670
18.03. | 3 | 670
18.03. | 4 | 670
18.03. | 5 | 670
18.03. | 6 | 670
18.03. | 7 | 670
18.03. | 8 | 670
18.03. | 9 | 670
18.03. | 10 | 670
18.03. | 11 | 670
18.03. | 12 | 670
18.03. | 13 | 670
18.03. | 14 | 670
18.03. | 15 | 670
18.03. | 16 | 670
18.03. | 17 | 670
18.03. | 18 | 670
18.03. | 19 | 670
18.03. | 20 | 670
18.03. | 21 | 670
18.03. | 22 | 670
18.03. | 23 | 670
18.03. | 24 | 670
19.03. | 1 | 670
19.03. | 2 | 670
19.03. | 3 | 670
19.03. | 4 | 670
19.03. | 5 | 670
19.03. | 6 | 670
19.03. | 7 | 670
19.03. | 8 | 670
19.03. | 9 | 670
19.03. | 10 | 670
19.03. | 11 | 670
19.03. | 12 | 670
19.03. | 13 | 670
19.03. | 14 | 670
19.03. | 15 | 670
19.03. | 16 | 670
19.03. | 17 | 670
19.03. | 18 | 670
19.03. | 19 | 670
19.03. | 20 | 670
19.03. | 21 | 670
19.03. | 22 | 670
19.03. | 23 | 670
19.03. | 24 | 670
20.03. | 1 | 670
20.03. | 2 | 670
20.03. | 3 | 670
20.03. | 4 | 670
20.03. | 5 | 670
20.03. | 6 | 670
20.03. | 7 | 670
20.03. | 8 | 670
20.03. | 9 | 670
20.03. | 10 | 670
20.03. | 11 | 670
20.03. | 12 | 670
20.03. | 13 | 670
20.03. | 14 | 670
20.03. | 15 | 670
20.03. | 16 | 670
20.03. | 17 | 670
20.03. | 18 | 670
20.03. | 19 | 670
20.03. | 20 | 670
20.03. | 21 | 670
20.03. | 22 | 670
20.03. | 23 | 670
20.03. | 24 | 670
21.03. | 1 | 670
21.03. | 2 | 670
21.03. | 3 | 670
21.03. | 4 | 670
21.03. | 5 | 670
21.03. | 6 | 670
21.03. | 7 | 670
21.03. | 8 | 670
21.03. | 9 | 670
21.03. | 10 | 670
21.03. | 11 | 670
21.03. | 12 | 670
21.03. | 13 | 670
21.03. | 14 | 670
21.03. | 15 | 670
21.03. | 16 | 670
21.03. | 17 | 670
21.03. | 18 | 670
21.03. | 19 | 670
21.03. | 20 | 670
21.03. | 21 | 670
21.03. | 22 | 670
21.03. | 23 | 670
21.03. | 24 | 670
22.03. | 1 | 670
22.03. | 2 | 670
22.03. | 3 | 670
22.03. | 4 | 670
22.03. | 5 | 670
22.03. | 6 | 670
22.03. | 7 | 670
22.03. | 8 | 670
22.03. | 9 | 670
22.03. | 10 | 670
22.03. | 11 | 670
22.03. | 12 | 670
22.03. | 13 | 670
22.03. | 14 | 670
22.03. | 15 | 670
22.03. | 16 | 670
22.03. | 17 | 670
22.03. | 18 | 670
22.03. | 19 | 670
22.03. | 20 | 670
22.03. | 21 | 670
22.03. | 22 | 670
22.03. | 23 | 670
22.03. | 24 | 670
23.03. | 1 | 670
23.03. | 2 | 670
23.03. | 3 | 670
23.03. | 4 | 670
23.03. | 5 | 670
23.03. | 6 | 670
23.03. | 7 | 670
23.03. | 8 | 670
23.03. | 9 | 670
23.03. | 10 | 670
23.03. | 11 | 670
23.03. | 12 | 670
23.03. | 13 | 670
23.03. | 14 | 670
23.03. | 15 | 670
23.03. | 16 | 670
23.03. | 17 | 670
23.03. | 18 | 670
23.03. | 19 | 670
23.03. | 20 | 670
23.03. | 21 | 670
23.03. | 22 | 670
23.03. | 23 | 670
23.03. | 24 | 670
24.03. | 1 | 670
24.03. | 2 | 670
24.03. | 3 | 670
24.03. | 4 | 670
24.03. | 5 | 670
24.03. | 6 | 670
24.03. | 7 | 670
24.03. | 8 | 670
24.03. | 9 | 670
24.03. | 10 | 670
24.03. | 11 | 670
24.03. | 12 | 670
24.03. | 13 | 670
24.03. | 14 | 670
24.03. | 15 | 670
24.03. | 16 | 670
24.03. | 17 | 670
24.03. | 18 | 670
24.03. | 19 | 670
24.03. | 20 | 670
24.03. | 21 | 670
24.03. | 22 | 670
24.03. | 23 | 670
24.03. | 24 | 670
25.03. | 1 | 670
25.03. | 2 | 670
25.03. | 3 | 670
25.03. | 4 | 670
25.03. | 5 | 670
25.03. | 6 | 670
25.03. | 7 | 670
25.03. | 8 | 670
25.03. | 9 | 670
25.03. | 10 | 670
25.03. | 11 | 670
25.03. | 12 | 670
25.03. | 13 | 670
25.03. | 14 | 670
25.03. | 15 | 670
25.03. | 16 | 670
25.03. | 17 | 670
25.03. | 18 | 670
25.03. | 19 | 670
25.03. | 20 | 670
25.03. | 21 | 670
25.03. | 22 | 670
25.03. | 23 | 670
25.03. | 24 | 670
26.03. | 1 | 670
26.03. | 2 | 670
26.03. | 3 | 670
26.03. | 4 | 670
26.03. | 5 | 670
26.03. | 6 | 670
26.03. | 7 | 670
26.03. | 8 | 670
26.03. | 9 | 670
26.03. | 10 | 670
26.03. | 11 | 670
26.03. | 12 | 670
26.03. | 13 | 670
26.03. | 14 | 670
26.03. | 15 | 670
26.03. | 16 | 670
26.03. | 17 | 670
26.03. | 18 | 670
26.03. | 19 | 670
26.03. | 20 | 670
26.03. | 21 | 670
26.03. | 22 | 670
26.03. | 23 | 670
26.03. | 24 | 670
27.03. | 1 | 670
27.03. | 2 | 670
27.03. | 3 | 670
27.03. | 4 | 670
27.03. | 5 | 670
27.03. | 6 | 670
27.03. | 7 | 670
27.03. | 8 | 670
27.03. | 9 | 670
27.03. | 10 | 670
27.03. | 11 | 670
27.03. | 12 | 670
27.03. | 13 | 670
27.03. | 14 | 670
27.03. | 15 | 670
27.03. | 16 | 670
27.03. | 17 | 670
27.03. | 18 | 670
27.03. | 19 | 670
27.03. | 20 | 670
27.03. | 21 | 670
27.03. | 22 | 670
27.03. | 23 | 670
27.03. | 24 | 670
28.03. | 1 | 670
28.03. | 2 | 670
28.03. | 3 | 670
28.03. | 4 | 670
28.03. | 5 | 670
28.03. | 6 | 670
28.03. | 7 | 670
28.03. | 8 | 670
28.03. | 9 | 670
28.03. | 10 | 670
28.03. | 11 | 670
28.03. | 12 | 670
28.03. | 13 | 670
28.03. | 14 | 670
28.03. | 15 | 670
28.03. | 16 | 670
28.03. | 17 | 670
28.03. | 18 | 670
28.03. | 19 | 670
28.03. | 20 | 670
28.03. | 21 | 670
28.03. | 22 | 670
28.03. | 23 | 670
28.03. | 24 | 670
29.03. | 1 | 670
29.03. | 2 | 670
29.03. | 3 | 670
29.03. | 4 | 670
29.03. | 5 | 670
29.03. | 6 | 670
29.03. | 7 | 670
29.03. | 8 | 670
29.03. | 9 | 670
29.03. | 10 | 670
29.03. | 11 | 670
29.03. | 12 | 670
29.03. | 13 | 670
29.03. | 14 | 670
29.03. | 15 | 670
29.03. | 16 | 670
29.03. | 17 | 670
29.03. | 18 | 670
29.03. | 19 | 670
29.03. | 20 | 670
29.03. | 21 | 670
29.03. | 22 | 670
29.03. | 23 | 670
29.03. | 24 | 670
30.03. | 1 | 670
30.03. | 2 | 670
30.03. | 3 | 670
30.03. | 4 | 670
30.03. | 5 | 670
30.03. | 6 | 670
30.03. | 7 | 670
30.03. | 8 | 670
30.03. | 9 | 670
30.03. | 10 | 670
30.03. | 11 | 670
30.03. | 12 | 670
30.03. | 13 | 670
30.03. | 14 | 670
30.03. | 15 | 670
30.03. | 16 | 670
30.03. | 17 | 670
30.03. | 18 | 670
30.03. | 19 | 670
30.03. | 20 | 670
30.03. | 21 | 670
30.03. | 22 | 670
30.03. | 23 | 670
30.03. | 24 | 670
31.03. | 1 | 670
31.03. | 2 | 670
31.03. | 3 | 670
31.03. | 4 | 670
31.03. | 5 | 670
31.03. | 6 | 670
31.03. | 7 | 670
31.03. | 8 | 670
31.03. | 9 | 670
31.03. | 10 | 670
31.03. | 11 | 670
31.03. | 12 | 670
31.03. | 13 | 670
31.03. | 14 | 670
31.03. | 15 | 670
31.03. | 16 | 670
31.03. | 17 | 670
31.03. | 18 | 670
31.03. | 19 | 670
31.03. | 20 | 670
31.03. | 21 | 670
31.03. | 22 | 670
31.03. | 23 | 670
31.03. | 24 | 670
01.04. | 1 | 670
01.04. | 2 | 670
01.04. | 3 | 670
01.04. | 4 | 670
01.04. | 5 | 670
01.04. | 6 | 670
01.04. | 7 | 670
01.04. | 8 | 670
01.04. | 9 | 670
01.04. | 10 | 670
01.04. | 11 | 670
01.04. | 12 | 670
01.04. | 13 | 670
01.04. | 14 | 670
01.04. | 15 | 670
01.04. | 16 | 670
01.04. | 17 | 670
01.04. | 18 | 670
01.04. | 19 | 670
01.04. | 20 | 670
01.04. | 21 | 670
01.04. | 22 | 670
01.04. | 23 | 670
01.04. | 24 | 670
02.04. | 1 | 670
02.04. | 2 | 670
02.04. | 3 | 670
02.04. | 4 | 670
02.04. | 5 | 670
02.04. | 6 | 670
02.04. | 7 | 670
02.04. | 8 | 670
02.04. | 9 | 670
02.04. | 10 | 670
02.04. | 11 | 670
02.04. | 12 | 670
02.04. | 13 | 670
02.04. | 14 | 670
02.04. | 15 | 670
02.04. | 16 | 670
02.04. | 17 | 670
02.04. | 18 | 670
02.04. | 19 | 670
02.04. | 20 | 670
02.04. | 21 | 670
02.04. | 22 | 670
02.04. | 23 | 670
02.04. | 24 | 670
03.04. | 1 | 670
03.04. | 2 | 670
03.04. | 3 | 670
03.04. | 4 | 670
03.04. | 5 | 670
03.04. | 6 | 670
03.04. | 7 | 670
03.04. | 8 | 670
03.04. | 9 | 670
03.04. | 10 | 670
03.04. | 11 | 670
03.04. | 12 | 670
03.04. | 13 | 670
03.04. | 14 | 670
03.04. | 15 | 670
03.04. | 16 | 670
03.04. | 17 | 670
03.04. | 18 | 670
03.04. | 19 | 670
03.04. | 20 | 670
03.04. | 21 | 670
03.04. | 22 | 670
03.04. | 23 | 670
03.04. | 24 | 670
04.04. | 1 | 670
04.04. | 2 | 670
04.04. | 3 | 670
04.04. | 4 | 670
04.04. | 5 | 670
04.04. | 6 | 670
04.04. | 7 | 670
04.04. | 8 | 670
04.04. | 9 | 670
04.04. | 10 | 670
04.04. | 11 | 670
04.04. | 12 | 670
04.04. | 13 | 670
04.04. | 14 | 670
04.04. | 15 | 670
04.04. | 16 | 670
04.04. | 17 | 670
04.04. | 18 | 670
04.04. | 19 | 670
04.04. | 20 | 670
04.04. | 21 | 670
04.04. | 22 | 670
04.04. | 23 | 670
04.04. | 24 | 670
05.04. | 1 | 670
05.04. | 2 | 670
05.04. | 3 | 670
05.04. | 4 | 670
05.04. | 5 | 670
05.04. | 6 | 670
05.04. | 7 | 670
05.04. | 8 | 670
05.04. | 9 | 670
05.04. | 10 | 670
05.04. | 11 | 670
05.04. | 12 | 670
05.04. | 13 | 670
05.04. | 14 | 670
05.04. | 15 | 670
05.04. | 16 | 670
05.04. | 17 | 670
05.04. | 18 | 670
05.04. | 19 | 670
05.04. | 20 | 670
05.04. | 21 | 670
05.04. | 22 | 670
05.04. | 23 | 670
05.04. | 24 | 670
06.04. | 1 | 670
06.04. | 2 | 670
06.04. | 3 | 670
06.04. | 4 | 670
06.04. | 5 | 670
06.04. | 6 | 670
06.04. | 7 | 670
06.04. | 8 | 670
06.04. | 9 | 670
06.04. | 10 | 670
06.04. | 11 | 670
06.04. | 12 | 670
06.04. | 13 | 670
06.04. | 14 | 670
06.04. | 15 | 670
06.04. | 16 | 670
06.04. | 17 | 670
06.04. | 18 | 670
06.04. | 19 | 670
06.04. | 20 | 670
06.04. | 21 | 670
06.04. | 22 | 670
06.04. | 23 | 670
06.04. | 24 | 670
07.04. | 1 | 670
07.04. | 2 | 670
07.04. | 3 | 670
07.04. | 4 | 670
07.04. | 5 | 670
07.04. | 6 | 670
07.04. | 7 | 670
07.04. | 8 | 670
07.04. | 9 | 670
07.04. | 10 | 670
07.04. | 11 | 670
07.04. | 12 | 670
07.04. | 13 | 670
07.04. | 14 | 670
07.04. | 15 | 670
07.04. | 16 | 670
07.04. | 17 | 670
07.04. | 18 | 670
07.04. | 19 | 670
07.04. | 20 | 670
07.04. | 21 | 670
07.04. | 22 | 670
07.04. | 23 | 670
07.04. | 24 | 670
08.04. | 1 | 670
08.04. | 2 | 670
08.04. | 3 | 670
08.04. | 4 | 670
08.04. | 5 | 670
08.04. | 6 | 670
08.04. | 7 | 670
08.04. | 8 | 670
08.04. | 9 | 670
08.04. | 10 | 670
08.04. | 11 | 670
08.04. | 12 | 670
08.04. | 13 | 670
08.04. | 14 | 670
08.04. | 15 | 670
08.04. | 16 | 670
08.04. | 17 | 670
08.04. | 18 | 670
08.04. | 19 | 670
08.04. | 20 | 670
08.04. | 21 | 670
08.04. | 22 | 670
08.04. | 23 | 670
08.04. | 24 | 670
09.04. | 1 | 670
09.04. | 2 | 670
09.04. | 3 | 670
09.04. | 4 | 670
09.04. | 5 | 670
09.04. | 6 | 670
09.04. | 7 | 670
09.04. | 8 | 670
09.04. | 9 | 670
09.04. | 10 | 670
09.04. | 11 | 670
09.04. | 12 | 670
09.04. | 13 | 670
09.04. | 14 | 670
09.04. | 15 | 670
09.04. | 16 | 670
09.04. | 17 | 670
09.04. | 18 | 670
09.04. | 19 | 670
09.04. | 20 | 670
09.04. | 21 | 670
09.04. | 22 | 670
09.04. | 23 | 670
09.04. | 24 | 670
10.04. | 1 | 670
10.04. | 2 | 670
10.04. | 3 | 670
10.04. | 4 | 670
10.04. | 5 | 670
10.04. | 6 | 670
10.04. | 7 | 670
10.04. | 8 | 670
10.04. | 9 | 670
10.04. | 10 | 670
10.04. | 11 | 670
10.04. | 12 | 670
10.04. | 13 | 670
10.04. | 14 | 670
10.04. | 15 | 670
10.04. | 16 | 670
10.04. | 17 | 670
10.04. | 18 | 670
10.04. | 19 | 670
10.04. | 20 | 670
10.04. | 21 | 670
10.04. | 22 | 670
10.04. | 23 | 670
10.04. | 24 | 670
11.04. | 1 | 670
11.04. | 2 | 670
11.04. | 3 | 670
11.04. | 4 | 670
11.04. | 5 | 670
11.04. | 6 | 670
11.04. | 7 | 670
11.04. | 8 | 670
11.04. | 9 | 670
11.04. | 10 | 670
11.04. | 11 | 670
11.04. | 12 | 670
11.04. | 13 | 670
11.04. | 14 | 670
11.04. | 15 | 670
11.04. | 16 | 670
11.04. | 17 | 670
11.04. | 18 | 670
11.04. | 19 | 670
11.04. | 20 | 670
11.04. | 21 | 670
11.04. | 22 | 670
11.04. | 23 | 670
11.04. | 24 | 670
12.04. | 1 | 670
12.04. | 2 | 670
12.04. | 3 | 670
12.04. | 4 | 670
12.04. | 5 | 670
12.04. | 6 | 670
12.04. | 7 | 670
12.04. | 8 | 670
12.04. | 9 | 670
12.04. | 10 | 670
12.04. | 11 | 670
12.04. | 12 | 670
12.04. | 13 | 670
12.04. | 14 | 670
12.04. | 15 | 670
12.04. | 16 | 670
12.04. | 17 | 670
12.04. | 18 | 670
12.04. | 19 | 670
12.04. | 20 | 670
12.04. | 21 | 670
12.04. | 22 | 670
12.04. | 23 | 670
12.04. | 24 | 670
13.04. | 1 | 670
13.04. | 2 | 670
13.04. | 3 | 670
13.04. | 4 | 670
13.04. | 5 | 670
13.04. | 6 | 670
13.04. | 7 | 670
13.04. | 8 | 670
13.04. | 9 | 670
13.04. | 10 | 670
13.04. | 11 | 670
13.04. | 12 | 670
13.04. | 13 | 670
13.04. | 14 | 670
13.04. | 15 | 670
13.04. | 16 | 670
13.04. | 17 | 670
13.04. | 18 | 670
13.04. | 19 | 670
13.04. | 20 | 670
13.04. | 21 | 670
13.04. | 22 | 670
13.04. | 23 | 670
13.04. | 24 | 670
14.04. | 1 | 670
14.04. | 2 | 670
14.04. | 3 | 670
14.04. | 4 | 670
14.04. | 5 | 670
14.04. | 6 | 670
14.04. | 7 | 670
14.04. | 8 | 670
14.04. | 9 | 670
14.04. | 10 | 670
14.04. | 11 | 670
14.04. | 12 | 670
14.04. | 13 | 670
14.04. | 14 | 670
14.04. | 15 | 670
14.04. | 16 | 670
14.04. | 17 | 670
14.04. | 18 | 670
14.04. | 19 | 670
14.04. | 20 | 670
14.04. | 21 | 670
14.04. | 22 | 670
14.04. | 23 | 670
14.04. | 24 | 670
15.04. | 1 | 670
15.04. | 2 | 670
15.04. | 3 | 670
15.04. | 4 | 670
15.04. | 5 | 670
15.04. | 6 | 670
15.04. | 7 | 670
15.04. | 8 | 670
15.04. | 9 | 670
15.04. | 10 | 670
15.04. | 11 | 670
15.04. | 12 | 670
15.04. | 13 | 670
15.04. | 14 | 670
15.04. | 15 | 670
15.04. | 16 | 670
15.04. | 17 | 670
15.04. | 18 | 670
15.04. | 19 | 670
15.04. | 20 | 670
15.04. | 21 | 670
15.04. | 22 | 670
15.04. | 23 | 670
15.04. | 24 | 670
16.04. | 1 | 670
16.04. | 2 | 670
16.04. | 3 | 670
16.04. | 4 | 670
16.04. | 5 | 670
16.04. | 6 | 670
16.04. | 7 | 670
16.04. | 8 | 670
16.04. | 9 | 670
16.04. | 10 | 670
16.04. | 11 | 670
16.04. | 12 | 670
16.04. | 13 | 670
16.04. | 14 | 670
16.04. | 15 | 670
16.04. | 16 | 670
16.04. | 17 | 670
16.04. | 18 | 670
16.04. | 19 | 670
16.04. | 20 | 670
16.04. | 21 | 670
16.04. | 22 | 670
16.04. | 23 | 670
16.04. | 24 | 670
17.04. | 1 | 670
17.04. | 2 | 670
17.04. | 3 | 670
17.04. | 4 | 670
17.04. | 5 | 670
17.04. | 6 | 670
17.04. | 7 | 670
17.04. | 8 | 670
17.04. | 9 | 670
17.04. | 10 | 670
17.04. | 11 | 670
17.04. | 12 | 670
17.04. | 13 | 670
17.04. | 14 | 670
17.04. | 15 | 670
17.04. | 16 | 670
17.04. | 17 | 670
17.04. | 18 | 670
17.04. | 19 | 670
17.04. | 20 | 670
17.04. | 21 | 670
17.04. | 22 | 670
17.04. | 23 | 670
17.04. | 24 | 670
18.04. | 1 | 670
18.04. | 2 | 670
18.04. | 3 | 670
18.04. | 4 | 670
18.04. | 5 | 670
18.04. | 6 | 670
18.04. | 7 | 670
18.04. | 8 | 670
18.04. | 9 | 670
18.04. | 10 | 670
18.04. | 11 | 670
18.04. | 12 | 670
18.04. | 13 | 670
18.04. | 14 | 670
18.04. | 15 | 670
18.04. | 16 | 670
18.04. | 17 | 670
18.04. | 18 | 670
18.04. | 19 | 670
18.04. | 20 | 670
18.04. | 21 | 670
18.04. | 22 | 670
18.04. | 23 | 670
18.04. | 24 | 670
19.04. | 1 | 670
19.04. | 2 | 670
19.04. | 3 | 670
19.04. | 4 | 670
19.04. | 5 | 670
19.04. | 6 | 670
19.04. | 7 | 670
19.04. | 8 | 670
19.04. | 9 | 670
19.04. | 10 | 670
19.04. | 11 | 670
19.04. | 12 | 670
19.04. | 13 | 670
19.04. | 14 | 670
19.04. | 15 | 670
19.04. | 16 | 670
19.04. | 17 | 670
19.04. | 18 | 670
19.04. | 19 | 670
19.04. | 20 | 670
19.04. | 21 | 670
19.04. | 22 | 670
19.04. | 23 | 670
19.04. | 24 | 670
20.04. | 1 | 670
20.04. | 2 | 670
20.04. | 3 | 670
20.04. | 4 | 670
20.04. | 5 | 670
20.04. | 6 | 670
20.04. | 7 | 670
20.04. | 8 | 670
20.04. | 9 | 670
20.04. | 10 | 670
20.04. | 11 | 670
20.04. | 12 | 670
20.04. | 13 | 670
20.04. | 14 | 670
20.04. | 15 | 670
20.04. | 16 | 670
20.04. | 17 | 670
20.04. | 18 | 670
20.04. | 19 | 670
20.04. | 20 | 670
20.04. | 21 | 670
20.04. | 22 | 670
20.04. | 23 | 670
20.04. | 24 | 670
21.04. | 1 | 670
21.04. | 2 | 670
21.04. | 3 | 670
21.04. | 4 | 670
21.04. | 5 | 670
21.04. | 6 | 670
21.04. | 7 | 670
21.04. | 8 | 670
21.04. | 9 | 670
21.04. | 10 | 670
21.04. | 11 | 670
21.04. | 12 | 670
21.04. | 13 | 670
21.04. | 14 | 670
21.04. | 15 | 670
21.04. | 16 | 670
21.04. | 17 | 670
21.04. | 18 | 670
21.04. | 19 | 670
21.04. | 20 | 670
21.04. | 21 | 670
21.04. | 22 | 670
21.04. | 23 | 670
21.04. | 24 | 670
22.04. | 1 | 670
22.04. | 2 | 670
22.04. | 3 | 670
22.04. | 4 | 670
22.04. | 5 | 670
22.04. | 6 | 670
22.04. | 7 | 670
22.04. | 8 | 670
22.04. | 9 | 670
22.04. | 10 | 670
22.04. | 11 | 670
22.04. | 12 | 670
22.04. | 13 | 670
22.04. | 14 | 670
22.04. | 15 | 670
22.04. | 16 | 670
22.04. | 17 | 670
22.04. | 18 | 670
22.04. | 19 | 670
22.04. | 20 | 670
22.04. | 21 | 670
22.04. | 22 | 670
22.04. | 23 | 670
22.04. | 24 | 670
23.04. | 1 | 670
23.04. | 2 | 670
23.04. | 3 | 670
23.04. | 4 | 670
23.04. | 5 | 670
23.04. | 6 | 670
23.04. | 7 | 670
23.04. | 8 | 670
23.04. | 9 | 670
23.04. | 10 | 670
23.04. | 11 | 670
23.04. | 12 | 670
23.04. | 13 | 670
23.04. | 14 | 670
23.04. | 15 | 670
23.04. | 16 | 670
23.04. | 17 | 670
23.04. | 18 | 670
23.04. | 19 | 670
23.04. | 20 | 670
23.04. | 21 | 670
23.04. | 22 | 670
23.04. | 23 | 670
23.04. | 24 | 670
24.04. | 1 | 670
24.04. | 2 | 670
24.04. | 3 | 670
24.04. | 4 | 670
24.04. | 5 | 670
24.04. | 6 | 670
24.04. | 7 | 670
24.04. | 8 | 670
24.04. | 9 | 670
24.04. | 10 | 670
24.04. | 11 | 670
24.04. | 12 | 670
24.04. | 13 | 670
24.04. | 14 | 670
24.04. | 15 | 670
24.04. | 16 | 670
24.04. | 17 | 670
24.04. | 18 | 670
24.04. | 19 | 670
24.04. | 20 | 670
24.04. | 21 | 670
24.04. | 22 | 670
24.04. | 23 | 670
24.04. | 24 | 670
25.04. | 1 | 670
25.04. | 2 | 670
25.04. | 3 | 670
25.04. | 4 | 670
25.04. | 5 | 670
25.04. | 6 | 670
25.04. | 7 | 670
25.04. | 8 | 670
25.04. | 9 | 670
25.04. | 10 | 670
25.04. | 11 | 670
25.04. | 12 | 670
25.04. | 13 | 670
25.04. | 14 | 670
25.04. | 15 | 670
25.04. | 16 | 670
25.04. | 17 | 670
25.04. | 18 | 670
25.04. | 19 | 670
25.04. | 20 | 670
25.04. | 21 | 670
25.04. | 22 | 670
25.04. | 23 | 670
25.04. | 24 | 670
26.04. | 1 | 670
26.04. | 2 | 670
26.04. | 3 | 670
26.04. | 4 | 670
26.04. | 5 | 670
26.04. | 6 | 670
26.04. | 7 | 670
26.04. | 8 | 670
26.04. | 9 | 670
26.04. | 10 | 670
26.04. | 11 | 670
26.04. | 12 | 670
26.04. | 13 | 670
26.04. | 14 | 670
26.04. | 15 | 670
26.04. | 16 | 670
26.04. | 17 | 670
26.04. | 18 | 670
26.04. | 19 | 670
26.04. | 20 | 670
26.04. | 21 | 670
26.04. | 22 | 670
26.04. | 23 | 670
26.04. | 24 | 670
27.04. | 1 | 670
27.04. | 2 | 670
27.04. | 3 | 670
27.04. | 4 | 670
27.04. | 5 | 670
27.04. | 6 | 670
27.04. | 7 | 670
27.04. | 8 | 670
27.04. | 9 | 670
27.04. | 10 | 670
27.04. | 11 | 670
27.04. | 12 | 670
27.04. | 13 | 670
27.04. | 14 | 670
27.04. | 15 | 670
27.04. | 16 | 670
27.04. | 17 | 670
27.04. | 18 | 670
27.04. | 19 | 670
27.04. | 20 | 670
27.04. | 21 | 670
27.04. | 22 | 670
27.04. | 23 | 670
27.04. | 24 | 670
28.04. | 1 | 670
28.04. | 2 | 670
28.04. | 3 | 670
28.04. | 4 | 670
28.04. | 5 | 670
28.04. | 6 | 670
28.04. | 7 | 670
28.04. | 8 | 670
28.04. | 9 | 670
28.04. | 10 | 670
28.04. | 11 | 670
28.04. | 12 | 670
28.04. | 13 | 670
28.04. | 14 | 670
28.04. | 15 | 670
28.04. | 16 | 670
28.04. | 17 | 670
28.04. | 18 | 670
28.04. | 19 | 670
28.04. | 20 | 670
28.04. | 21 | 670
28.04. | 22 | 670
28.04. | 23 | 670
28.04. | 24 | 670
29.04. | 1 | 670
29.04. | 2 | 670
29.04. | 3 | 670
29.04. | 4 | 670
29.04. | 5 | 670
29.04. | 6 | 670
29.04. | 7 | 670
29.04. | 8 | 670
29.04. | 9 | 670
29.04. | 10 | 670
29.04. | 11 | 670
29.04. | 12 | 670
29.04. | 13 | 670
29.04. | 14 | 670
29.04. | 15 | 670
29.04. | 16 | 670
29.04. | 17 | 670
29.04. | 18 | 670
29.04. | 19 | 670
29.04. | 20 | 670
29.04. | 21 | 670
29.04. | 22 | 670
29.04. | 23 | 670
29.04. | 24 | 670
30.04. | 1 | 670
30.04. | 2 | 670
30.04. | 3 | 670
30.04. | 4 | 670
30.04. | 5 | 670
30.04. | 6 | 670
30.04. | 7 | 670
30.04. | 8 | 670
30.04. | 9 | 670
30.04. | 10 | 670
30.04. | 11 | 670
30.04. | 12 | 670
30.04. | 13 | 670
30.04. | 14 | 670
30.04. | 15 | 670
30.04. | 16 | 670
30.04. | 17 | 670
30.04. | 18 | 670
30.04. | 19 | 670
30.04. | 20 | 670
30.04. | 21 | 670
30.04. | 22 | 670
30.04. | 23 | 670
30.04. | 24 | 670
01.05. | 1 | 670
01.05. | 2 | 670
01.05. | 3 | 670
01.05. | 4 | 670
01.05. | 5 | 670
01.05. | 6 | 670
01.05. | 7 | 670
01.05. | 8 | 670
01.05. | 9 | 670
01.05. | 10 | 670
01.05. | 11 | 670
01.05. | 12 | 670
01.05. | 13 | 670
01.05. | 14 | 670
01.05. | 15 | 670
01.05. | 16 | 670
01.05. | 17 | 670
01.05. | 18 | 670
01.05. | 19 | 670
01.05. | 20 | 670
01.05. | 21 | 670
01.05. | 22 | 670
01.05. | 23 | 670
01.05. | 24 | 670
02.05. | 1 | 670
02.05. | 2 | 670
02.05. | 3 | 670
02.05. | 4 | 670
02.05. | 5 | 670
02.05. | 6 | 670
02.05. | 7 | 670
02.05. | 8 | 670
02.05. | 9 | 670
02.05. | 10 | 670
02.05. | 11 | 670
02.05. | 12 | 670
02.05. | 13 | 670
02.05. | 14 | 670
02.05. | 15 | 670
02.05. | 16 | 670
02.05. | 17 | 670
02.05. | 18 | 670
02.05. | 19 | 670
02.05. | 20 | 670
02.05. | 21 | 670
02.05. | 22 | 670
02.05. | 23 | 670
02.05. | 24 | 670
03.05. | 1 | 670
03.05. | 2 | 670
03.05. | 3 | 670
03.05. | 4 | 670
03.05. | 5 | 670
03.05. | 6 | 670
03.05. | 7 | 670
03.05. | 8 | 670
03.05. | 9 | 670
03.05. | 10 | 670
03.05. | 11 | 670
03.05. | 12 | 670
03.05. | 13 | 670
03.05. | 14 | 670
03.05. | 15 | 670
03.05. | 16 | 670
03.05. | 17 | 670
03.05. | 18 | 670
03.05. | 19 | 670
03.05. | 20 | 670
03.05. | 21 | 670
03.05. | 22 | 670
03.05. | 23 | 670
03.05. | 24 | 670
04.05. | 1 | 670
04.05. | 2 | 670
04.05. | 3 | 670
04.05. | 4 | 670
04.05. | 5 | 670
04.05. | 6 | 670
04.05. | 7 | 670
04.05. | 8 | 670
04.05. | 9 | 670
04.05. | 10 | 670
04.05. | 11 | 670
04.05. | 12 | 670
04.05. | 13 | 670
04.05. | 14 | 670
04.05. | 15 | 670
04.05. | 16 | 670
04.05. | 17 | 670
04.05. | 18 | 670
04.05. | 19 | 670
04.05. | 20 | 670
04.05. | 21 | 670
04.05. | 22 | 670
04.05. | 23 | 670
04.05. | 24 | 670
05.05. | 1 | 670
05.05. | 2 | 670
05.05. | 3 | 670
05.05. | 4 | 670
05.05. | 5 | 670
05.05. | 6 | 670
05.05. | 7 | 670
05.05. | 8 | 670
05.05. | 9 | 670
05.05. | 10 | 670
05.05. | 11 | 670
05.05. | 12 | 670
05.05. | 13 | 670
05.05. | 14 | 670
05.05. | 15 | 670
05.05. | 16 | 670
05.05. | 17 | 670
05.05. | 18 | 670
05.05. | 19 | 670
05.05. | 20 | 670
05.05. | 21 | 670
05.05. | 22 | 670
05.05. | 23 | 670
05.05. | 24 | 670
06.05. | 1 | 670
06.05. | 2 | 670
06.05. | 3 | 670
06.05. | 4 | 670
06.05. | 5 | 670
06.05. | 6 | 670
06.05. | 7 | 670
06.05. | 8 | 670
06.05. | 9 | 670
06.05. | 10 | 670
06.05. | 11 | 670
06.05. | 12 | 670
06.05. | 13 | 670
06.05. | 14 | 670
06.05. | 15 | 670
06.05. | 16 | 670
06.05. | 17 | 670
06.05. | 18 | 670
06.05. | 19 | 670
06.05. | 20 | 670
06.05. | 21 | 670
06.05. | 22 | 670
06.05. | 23 | 670
06.05. | 24 | 670
07.05. | 1 | 670
07.05. | 2 | 670
07.05. | 3 | 670
07.05. | 4 | 670
07.05. | 5 | 670
07.05. | 6 | 670
07.05. | 7 | 670
07.05. | 8 | 670
07.05. | 9 | 670
07.05. | 10 | 670
07.05. | 11 | 670
07.05. | 12 | 670
07.05. | 13 | 670
07.05. | 14 | 670
07.05. | 15 | 670
07.05. | 16 | 670
07.05. | 17 | 670
07.05. | 18 | 670
07.05. | 19 | 670
07.05. | 20 | 670
07.05. | 21 | 670
07.05. | 22 | 670
07.05. | 23 | 670
07.05. | 24 | 670
08.05. | 1 | 670
08.05. | 2 | 670
08.05. | 3 | 670
08.05. | 4 | 670
08.05. | 5 | 670
08.05. | 6 | 670
08.05. | 7 | 670
08.05. | 8 | 670
08.05. | 9 | 670
08.05. | 10 | 670
08.05. | 11 | 670
08.05. | 12 | 670
08.05. | 13 | 670
08.05. | 14 | 670
08.05. | 15 | 670
08.05. | 16 | 670
08.05. | 17 | 670
08.05. | 18 | 670
08.05. | 19 | 670
08.05. | 20 | 670
08.05. | 21 | 670
08.05. | 22 | 670
08.05. | 23 | 670
08.05. | 24 | 670
09.05. | 1 | 670
09.05. | 2 | 670
09.05. | 3 | 670
09.05. | 4 | 670
09.05. | 5 | 670
09.05. | 6 | 670
09.05. | 7 | 670
09.05. | 8 | 670
09.05. | 9 | 670
09.05. | 10 | 670
09.05. | 11 | 670
09.05. | 12 | 670
09.05. | 13 | 670
09.05. | 14 | 670
09.05. | 15 | 670
09.05. | 16 | 670
09.05. | 17 | 670
09.05. | 18 | 670
09.05. | 19 | 670
09.05. | 20 | 670
09.05. | 21 | 670
09.05. | 22 | 670
09.05. | 23 | 670
09.05. | 24 | 670
10.05. | 1 | 670
10.05. | 2 | 670
10.05. | 3 | 670
10.05. | 4 | 670
10.05. | 5 | 670
10.05. | 6 | 670
10.05. | 7 | 670
10.05. | 8 | 670
10.05. | 9 | 670
10.05. | 10 | 670
10.05. | 11 | 670
10.05. | 12 | 670
10.05. | 13 | 670
10.05. | 14 | 670
10.05. | 15 | 670
10.05. | 16 | 670
10.05. | 17 | 670
10.05. | 18 | 670
10.05. | 19 | 670
10.05. | 20 | 670
10.05. | 21 | 670
10.05. | 22 | 670
10.05. | 23 | 670
10.05. | 24 | 670
11.05. | 1 | 670
11.05. | 2 | 670
11.05. | 3 | 670
11.05. | 4 | 670
11.05. | 5 | 670
11.05. | 6 | 670
11.05. | 7 | 670
11.05. | 8 | 670
11.05. | 9 | 670
11.05. | 10 | 670
11.05. | 11 | 670
11.05. | 12 | 670
11.05. | 13 | 670
11.05. | 14 | 670
11.05. | 15 | 670
11.05. | 16 | 670
11.05. | 17 | 670
11.05. | 18 | 670
11.05. | 19 | 670
11.05. | 20 | 670
11.05. | 21 | 670
11.05. | 22 | 670
11.05. | 23 | 670
11.05. | 24 | 670
12.05. | 1 | 670
12.05. | 2 | 670
12.05. | 3 | 670
12.05. | 4 | 670
12.05. | 5 | 670
12.05. | 6 | 670
12.05. | 7 | 670
12.05. | 8 | 670
12.05. | 9 | 670
12.05. | 10 | 670
12.05. | 11 | 670
12.05. | 12 | 670
12.05. | 13 | 670
12.05. | 14 | 670
12.05. | 15 | 670
12.05. | 16 | 670
12.05. | 17 | 670
12.05. | 18 | 670
12.05. | 19 | 670
12.05. | 20 | 670
12.05. | 21 | 670
12.05. | 22 | 670
12.05. | 23 | 670
12.05. | 24 | 670
13.05. | 1 | 670
13.05. | 2 | 670
13.05. | 3 | 670
13.05. | 4 | 670
13.05. | 5 | 670
13.05. | 6 | 670
13.05. | 7 | 670
13.05. | 8 | 670
13.05. | 9 | 670
13.05. | 10 | 670
13.05. | 11 | 670
13.05. | 12 | 670
13.05. | 13 | 670
13.05. | 14 | 670
13.05. | 15 | 670
13.05. | 16 | 670
13.05. | 17 | 670
13.05. | 18 | 670
13.05. | 19 | 670
13.05. | 20 | 670
13.05. | 21 | 670
13.05. | 22 | 670
13.05. | 23 | 670
13.05. | 24 | 670
14.05. | 1 | 670
14.05. | 2 | 670
14.05. | 3 | 670
14.05. | 4 | 670
14.05. | 5 | 670
14.05. | 6 | 670
14.05. | 7 | 670
14.05. | 8 | 670
14.05. | 9 | 670
14.05. | 10 | 670
14.05. | 11 | 670
14.05. | 12 | 670
14.05. | 13 | 670
14.05. | 14 | 670
14.05. | 15 | 670
14.05. | 16 | 670
14.05. | 17 | 670
14.05. | 18 | 670
14.05. | 19 | 670
14.05. | 20 | 670
14.05. | 21 | 670
14.05. | 22 | 670
14.05. | 23 | 670
14.05. | 24 | 670
15.05. | 1 | 670
15.05. | 2 | 670
15.05. | 3 | 670
15.05. | 4 | 670
15.05. | 5 | 670
15.05. | 6 | 670
15.05. | 7 | 670
15.05. | 8 | 670
15.05. | 9 | 670
15.05. | 10 | 670
15.05. | 11 | 670
15.05. | 12 | 670
15.05. | 13 | 670
15.05. | 14 | 670
15.05. | 15 | 670
15.05. | 16 | 670
15.05. | 17 | 670
15.05. | 18 | 670
15.05. | 19 | 670
15.05. | 20 | 670
15.05. | 21 | 670
15.05. | 22 | 670
15.05. | 23 | 670
15.05. | 24 | 670
16.05. | 1 | 670
16.05. | 2 | 670
16.05. | 3 | 670
16.05. | 4 | 670
16.05. | 5 | 670
16.05. | 6 | 670
16.05. | 7 | 670
16.05. | 8 | 670
16.05. | 9 | 670
16.05. | 10 | 670
16.05. | 11 | 670
16.05. | 12 | 670
16.05. | 13 | 670
16.05. | 14 | 670
16.05. | 15 | 670
16.05. | 16 | 670
16.05. | 17 | 670
16.05. | 18 | 670
16.05. | 19 | 670
16.05. | 20 | 670
16.05. | 21 | 670
16.05. | 22 | 670
16.05. | 23 | 670
16.05. | 24 | 670
17.05. | 1 | 670
17.05. | 2 | 670
17.05. | 3 | 670
17.05. | 4 | 670
17.05. | 5 | 670
17.05. | 6 | 670
17.05. | 7 | 670
17.05. | 8 | 670
17.05. | 9 | 670
17.05. | 10 | 670
17.05. | 11 | 670
17.05. | 12 | 670
17.05. | 13 | 670
17.05. | 14 | 670
17.05. | 15 | 670
17.05. | 16 | 670
17.05. | 17 | 670
17.05. | 18 | 670
17.05. | 19 | 670
17.05. | 20 | 670
17.05. | 21 | 670
17.05. | 22 | 670
17.05. | 23 | 670
17.05. | 24 | 670
18.05. | 1 | 670
18.05. | 2 | 670
18.05. | 3 | 670
18.05. | 4 | 670
18.05. | 5 | 670
18.05. | 6 | 670
18.05. | 7 | 670
18.05. | 8 | 670
18.05. | 9 | 670
18.05. | 10 | 670
18.05. | 11 | 670
18.05. | 12 | 670
18.05. | 13 | 670
18.05. | 14 | 670
18.05. | 15 | 670
18.05. | 16 | 670
18.05. | 17 | 670
18.05. | 18 | 670
18.05. | 19 | 670
18.05. | 20 | 670
18.05. | 21 | 670
18.05. | 22 | 670
18.05. | 23 | 670
18.05. | 24 | 670
19.05. | 1 | 670
19.05. | 2 | 670
19.05. | 3 | 670
19.05. | 4 | 670
19.05. | 5 | 670
19.05. | 6 | 670
19.05. | 7 | 670
19.05. | 8 | 670
19.05. | 9 | 670
19.05. | 10 | 670
19.05. | 11 | 670
19.05. | 12 | 670
19.05. | 13 | 670
19.05. | 14 | 670
19.05. | 15 | 670
19.05. | 16 | 670
19.05. | 17 | 670
19.05. | 18 | 670
19.05. | 19 | 670
19.05. | 20 | 670
19.05. | 21 | 670
19.05. | 22 | 670
19.05. | 23 | 670
19.05. | 24 | 670
20.05. | 1 | 670
20.05. | 2 | 670
20.05. | 3 | 670
20.05. | 4 | 670
20.05. | 5 | 670
20.05. | 6 | 670
20.05. | 7 | 670
20.05. | 8 | 670
20.05. | 9 | 670
20.05. | 10 | 670
20.05. | 11 | 670
20.05. | 12 | 670
20.05. | 13 | 670
20.05. | 14 | 670
20.05. | 15 | 670
20.05. | 16 | 670
20.05. | 17 | 670
20.05. | 18 | 670
20.05. | 19 | 670
20.05. | 20 | 670
20.05. | 21 | 670
20.05. | 22 | 670
20.05. | 23 | 670
20.05. | 24 | 670
21.05. | 1 | 670
21.05. | 2 | 670
21.05. | 3 | 670
21.05. | 4 | 670
21.05. | 5 | 670
21.05. | 6 | 670
21.05. | 7 | 670
21.05. | 8 | 670
21.05. | 9 | 670
21.05. | 10 | 670
21.05. | 11 | 670
21.05. | 12 | 670
21.05. | 13 | 670
21.05. | 14 | 670
21.05. | 15 | 670
21.05. | 16 | 670
21.05. | 17 | 670
21.05. | 18 | 670
21.05. | 19 | 670
21.05. | 20 | 670
21.05. | 21 | 670
21.05. | 22 | 670
21.05. | 23 | 670
21.05. | 24 | 670
22.05. | 1 | 670
22.05. | 2 | 670
22.05. | 3 | 670
22.05. | 4 | 670
22.05. | 5 | 670
22.05. | 6 | 670
22.05. | 7 | 670
22.05. | 8 | 670
22.05. | 9 | 670
22.05. | 10 | 670
22.05. | 11 | 670
22.05. | 12 | 670
22.05. | 13 | 670
22.05. | 14 | 670
22.05. | 15 | 670
22.05. | 16 | 670
22.05. | 17 | 670
22.05. | 18 | 670
22.05. | 19 | 670
22.05. | 20 | 670
22.05. | 21 | 670
22.05. | 22 | 670
22.05. | 23 | 670
22.05. | 24 | 670
23.05. | 1 | 670
23.05. | 2 | 670
23.05. | 3 | 670
23.05. | 4 | 670
23.05. | 5 | 670
23.05. | 6 | 670
23.05. | 7 | 670
23.05. | 8 | 670
23.05. | 9 | 670
23.05. | 10 | 670
23.05. | 11 | 670
23.05. | 12 | 670
23.05. | 13 | 670
23.05. | 14 | 670
23.05. | 15 | 670
23.05. | 16 | 670
23.05. | 17 | 670
23.05. | 18 | 670
23.05. | 19 | 670
23.05. | 20 | 670
23.05. | 21 | 670
23.05. | 22 | 670
23.05. | 23 | 670
23.05. | 24 | 670
24.05. | 1 | 670
24.05. | 2 | 670
24.05. | 3 | 670
24.05. | 4 | 670
24.05. | 5 | 670
24.05. | 6 | 670
24.05. | 7 | 670
24.05. | 8 | 670
24.05. | 9 | 670
24.05. | 10 | 670
24.05. | 11 | 670
24.05. | 12 | 670
24.05. | 13 | 670
24.05. | 14 | 670
24.05. | 15 | 670
24.05. | 16 | 670
24.05. | 17 | 670
24.05. | 18 | 670
24.05. | 19 | 670
24.05. | 20 | 670
24.05. | 21 | 670
24.05. | 22 | 670
24.05. | 23 | 670
24.05. | 24 | 670
25.05. | 1 | 670
25.05. | 2 | 670
25.05. | 3 | 670
25.05. | 4 | 670
25.05. | 5 | 670
25.05. | 6 | 670
25.05. | 7 | 670
25.05. | 8 | 670
25.05. | 9 | 670
25.05. | 10 | 670
25.05. | 11 | 670
25.05. | 12 | 670
25.05. | 13 | 670
25.05. | 14 | 670
25.05. | 15 | 670
25.05. | 16 | 670
25.05. | 17 | 670
25.05. | 18 | 670
25.05. | 19 | 670
25.05. | 20 | 670
25.05. | 21 | 670
25.05. | 22 | 670
25.05. | 23 | 670
25.05. | 24 | 670
26.05. | 1 | 670
26.05. | 2 | 670
26.05. | 3 | 670
26.05. | 4 | 670
26.05. | 5 | 670
26.05. | 6 | 670
26.05. | 7 | 670
26.05. | 8 | 670
26.05. | 9 | 670
26.05. | 10 | 670
26.05. | 11 | 670
26.05. | 12 | 670
26.05. | 13 | 670
26.05. | 14 | 670
26.05. | 15 | 670
26.05. | 16 | 670
26.05. | 17 | 670
26.05. | 18 | 670
26.05. | 19 | 670
26.05. | 20 | 670
26.05. | 21 | 670
26.05. | 22 | 670
26.05. | 23 | 670
26.05. | 24 | 670
27.05. | 1 | 670
27.05. | 2 | 670
27.05. | 3 | 670
27.05. | 4 | 670
27.05. | 5 | 670
27.05. | 6 | 670
27.05. | 7 | 670
27.05. | 8 | 670
27.05. | 9 | 670
27.05. | 10 | 670
27.05. | 11 | 670
27.05. | 12 | 670
27.05. | 13 | 670
27.05. | 14 | 670
27.05. | 15 | 670
27.05. | 16 | 670
27.05. | 17 | 670
27.05. | 18 | 670
27.05. | 19 | 670
27.05. | 20 | 670
27.05. | 21 | 670
27.05. | 22 | 670
27.05. | 23 | 670
27.05. | 24 | 670
28.05. | 1 | 670
28.05. | 2 | 670
28.05. | 3 | 670
28.05. | 4 | 670
28.05. | 5 | 670
28.05. | 6 | 670
28.05. | 7 | 670
28.05. | 8 | 670
28.05. | 9 | 670
28.05. | 10 | 670
28.05. | 11 | 670
28.05. | 12 | 670
28.05. | 13 | 670
28.05. | 14 | 670
28.05. | 15 | 670
28.05. | 16 | 670
28.05. | 17 | 670
28.05. | 18 | 670
28.05. | 19 | 670
28.05. | 20 | 670
28.05. | 21 | 670
28.05. | 22 | 670
28.05. | 23 | 670
28.05. | 24 | 670
29.05. | 1 | 670
29.05. | 2 | 670
29.05. | 3 | 670
29.05. | 4 | 670
29.05. | 5 | 670
29.05. | 6 | 670
29.05. | 7 | 670
29.05. | 8 | 670
29.05. | 9 | 670
29.05. | 10 | 670
29.05. | 11 | 670
29.05. | 12 | 670
29.05. | 13 | 670
29.05. | 14 | 670
29.05. | 15 | 670
29.05. | 16 | 670
29.05. | 17 | 670
29.05. | 18 | 670
29.05. | 19 | 670
29.05. | 20 | 670
29.05. | 21 | 670
29.05. | 22 | 670
29.05. | 23 | 670
29.05. | 24 | 670
30.05. | 1 | 670
30.05. | 2 | 670
30.05. | 3 | 670
30.05. | 4 | 670
30.05. | 5 | 670
30.05. | 6 | 670
30.05. | 7 | 670
30.05. | 8 | 670
30.05. | 9 | 670
30.05. | 10 | 670
30.05. | 11 | 670
30.05. | 12 | 670
30.05. | 13 | 670
30.05. | 14 | 670
30.05. | 15 | 670
30.05. | 16 | 670
30.05. | 17 | 670
30.05. | 18 | 670
30.05. | 19 | 670
30.05. | 20 | 670
30.05. | 21 | 670
30.05. | 22 | 670
30.05. | 23 | 670
30.05. | 24 | 670
31.05. | 1 | 670
31.05. | 2 | 670
31.05. | 3 | 670
31.05. | 4 | 670
31.05. | 5 | 670
31.05. | 6 | 670
31.05. | 7 | 670
31.05. | 8 | 670
31.05. | 9 | 670
31.05. | 10 | 670
31.05. | 11 | 670
31.05. | 12 | 670
31.05. | 13 | 670
31.05. | 14 | 670
31.05. | 15 | 670
31.05. | 16 | 670
31.05. | 17 | 670
31.05. | 18 | 670
31.05. | 19 | 670
31.05. | 20 | 670
31.05. | 21 | 670
31.05. | 22 | 670
31.05. | 23 | 670
31.05. | 24 | 670
01.06. | 1 | 670
01.06. | 2 | 670
01.06. | 3 | 670
01.06. | 4 | 670
01.06. | 5 | 670
01.06. | 6 | 670
01.06. | 7 | 670
01.06. | 8 | 670
01.06. | 9 | 670
01.06. | 10 | 670
01.06. | 11 | 670
01.06. | 12 | 670
01.06. | 13 | 670
01.06. | 14 | 670
01.06. | 15 | 670
01.06. | 16 | 670
01.06. | 17 | 670
01.06. | 18 | 670
01.06. | 19 | 670
01.06. | 20 | 670
01.06. | 21 | 670
01.06. | 22 | 670
01.06. | 23 | 670
01.06. | 24 | 670
02.06. | 1 | 670
02.06. | 2 | 670
02.06. | 3 | 670
02.06. | 4 | 670
02.06. | 5 | 670
02.06. | 6 | 670
02.06. | 7 | 670
02.06. | 8 | 670
02.06. | 9 | 670
02.06. | 10 | 670
02.06. | 11 | 670
02.06. | 12 | 670
02.06. | 13 | 670
02.06. | 14 | 670
02.06. | 15 | 670
02.06. | 16 | 670
02.06. | 17 | 670
02.06. | 18 | 670
02.06. | 19 | 670
02.06. | 20 | 670
02.06. | 21 | 670
02.06. | 22 | 670
02.06. | 23 | 670
02.06. | 24 | 670
03.06. | 1 | 670
03.06. | 2 | 670
03.06. | 3 | 670
03.06. | 4 | 670
03.06. | 5 | 670
03.06. | 6 | 670
03.06. | 7 | 670
03.06. | 8 | 670
03.06. | 9 | 670
03.06. | 10 | 670
03.06. | 11 | 670
03.06. | 12 | 670
03.06. | 13 | 670
03.06. | 14 | 670
03.06. | 15 | 670
03.06. | 16 | 670
03.06. | 17 | 670
03.06. | 18 | 670
03.06. | 19 | 670
03.06. | 20 | 670
03.06. | 21 | 670
03.06. | 22 | 670
03.06. | 23 | 670
03.06. | 24 | 670
04.06. | 1 | 670
04.06. | 2 | 670
04.06. | 3 | 670
04.06. | 4 | 670
04.06. | 5 | 670
04.06. | 6 | 670
04.06. | 7 | 670
04.06. | 8 | 670
04.06. | 9 | 670
04.06. | 10 | 670
04.06. | 11 | 670
04.06. | 12 | 670
04.06. | 13 | 670
04.06. | 14 | 670
04.06. | 15 | 670
04.06. | 16 | 670
04.06. | 17 | 670
04.06. | 18 | 670
04.06. | 19 | 670
04.06. | 20 | 670
04.06. | 21 | 670
04.06. | 22 | 670
04.06. | 23 | 670
04.06. | 24 | 670
05.06. | 1 | 670
05.06. | 2 | 670
05.06. | 3 | 670
05.06. | 4 | 670
05.06. | 5 | 670
05.06. | 6 | 670
05.06. | 7 | 670
05.06. | 8 | 670
05.06. | 9 | 670
05.06. | 10 | 670
05.06. | 11 | 670
05.06. | 12 | 670
05.06. | 13 | 670
05.06. | 14 | 670
05.06. | 15 | 670
05.06. | 16 | 670
05.06. | 17 | 670
05.06. | 18 | 670
05.06. | 19 | 670
05.06. | 20 | 670
05.06. | 21 | 670
05.06. | 22 | 670
05.06. | 23 | 670
05.06. | 24 | 670
06.06. | 1 | 670
06.06. | 2 | 670
06.06. | 3 | 670
06.06. | 4 | 670
06.06. | 5 | 670
06.06. | 6 | 670
06.06. | 7 | 670
06.06. | 8 | 670
06.06. | 9 | 670
06.06. | 10 | 670
06.06. | 11 | 670
06.06. | 12 | 670
06.06. | 13 | 670
06.06. | 14 | 670
06.06. | 15 | 670
06.06. | 16 | 670
06.06. | 17 | 670
06.06. | 18 | 670
06.06. | 19 | 670
06.06. | 20 | 670
06.06. | 21 | 670
06.06. | 22 | 670
06.06. | 23 | 670
06.06. | 24 | 670
07.06. | 1 | 670
07.06. | 2 | 670
07.06. | 3 | 670
07.06. | 4 | 670
07.06. | 5 | 670
07.06. | 6 | 670
07.06. | 7 | 670
07.06. | 8 | 670
07.06. | 9 | 670
07.06. | 10 | 670
07.06. | 11 | 670
07.06. | 12 | 670
07.06. | 13 | 670
07.06. | 14 | 670
07.06. | 15 | 670
07.06. | 16 | 670
07.06. | 17 | 670
07.06. | 18 | 670
07.06. | 19 | 670
07.06. | 20 | 670
07.06. | 21 | 670
07.06. | 22 | 670
07.06. | 23 | 670
07.06. | 24 | 670
08.06. | 1 | 670
08.06. | 2 | 670
08.06. | 3 | 670
08.06. | 4 | 670
08.06. | 5 | 670
08.06. | 6 | 670
08.06. | 7 | 670
08.06. | 8 | 670
08.06. | 9 | 670
08.06. | 10 | 670
08.06. | 11 | 670
08.06. | 12 | 670
08.06. | 13 | 670
08.06. | 14 | 670
08.06. | 15 | 670
08.06. | 16 | 670
08.06. | 17 | 670
08.06. | 18 | 670
08.06. | 19 | 670
08.06. | 20 | 670
08.06. | 21 | 670
08.06. | 22 | 670
08.06. | 23 | 670
08.06. | 24 | 670
09.06. | 1 | 670
09.06. | 2 | 670
09.06. | 3 | 670
09.06. | 4 | 670
09.06. | 5 | 670
09.06. | 6 | 670
09.06. | 7 | 670
09.06. | 8 | 670
09.06. | 9 | 670
09.06. | 10 | 670
09.06. | 11 | 670
09.06. | 12 | 670
09.06. | 13 | 670
09.06. | 14 | 670
09.06. | 15 | 670
09.06. | 16 | 670
09.06. | 17 | 670
09.06. | 18 | 670
09.06. | 19 | 670
09.06. | 20 | 670
09.06. | 21 | 670
09.06. | 22 | 670
09.06. | 23 | 670
09.06. | 24 | 670
10.06. | 1 | 670
10.06. | 2 | 670
10.06. | 3 | 670
10.06. | 4 | 670
10.06. | 5 | 670
10.06. | 6 | 670
10.06. | 7 | 670
10.06. | 8 | 670
10.06. | 9 | 670
10.06. | 10 | 670
10.06. | 11 | 670
10.06. | 12 | 670
10.06. | 13 | 670
10.06. | 14 | 670
10.06. | 15 | 670
10.06. | 16 | 670
10.06. | 17 | 670
10.06. | 18 | 670
10.06. | 19 | 670
10.06. | 20 | 670
10.06. | 21 | 670
10.06. | 22 | 670
10.06. | 23 | 670
10.06. | 24 | 670
11.06. | 1 | 670
11.06. | 2 | 670
11.06. | 3 | 670
11.06. | 4 | 670
11.06. | 5 | 670
11.06. | 6 | 670
11.06. | 7 | 670
11.06. | 8 | 670
11.06. | 9 | 670
11.06. | 10 | 670
11.06. | 11 | 670
11.06. | 12 | 670
11.06. | 13 | 670
11.06. | 14 | 670
11.06. | 15 | 670
11.06. | 16 | 670
11.06. | 17 | 670
11.06. | 18 | 670
11.06. | 19 | 670
11.06. | 20 | 670
11.06. | 21 | 670
11.06. | 22 | 670
11.06. | 23 | 670
11.06. | 24 | 670
12.06. | 1 | 670
12.06. | 2 | 670
12.06. | 3 | 670
12.06. | 4 | 670
12.06. | 5 | 670
12.06. | 6 | 670
12.06. | 7 | 670
12.06. | 8 | 670
12.06. | 9 | 670
12.06. | 10 | 670
12.06. | 11 | 670
12.06. | 12 | 670
12.06. | 13 | 670
12.06. | 14 | 670
12.06. | 15 | 670
12.06. | 16 | 670
12.06. | 17 | 670
12.06. | 18 | 670
12.06. | 19 | 670
12.06. | 20 | 670
12.06. | 21 | 670
12.06. | 22 | 670
12.06. | 23 | 670
12.06. | 24 | 670
13.06. | 1 | 670
13.06. | 2 | 670
13.06. | 3 | 670
13.06. | 4 | 670
13.06. | 5 | 670
13.06. | 6 | 670
13.06. | 7 | 670
13.06. | 8 | 670
13.06. | 9 | 670
13.06. | 10 | 670
13.06. | 11 | 670
13.06. | 12 | 670
13.06. | 13 | 670
13.06. | 14 | 670
13.06. | 15 | 670
13.06. | 16 | 670
13.06. | 17 | 670
13.06. | 18 | 670
13.06. | 19 | 670
13.06. | 20 | 670
13.06. | 21 | 670
13.06. | 22 | 670
13.06. | 23 | 670
13.06. | 24 | 670
14.06. | 1 | 670
14.06. | 2 | 670
14.06. | 3 | 670
14.06. | 4 | 670
14.06. | 5 | 670
14.06. | 6 | 670
14.06. | 7 | 670
14.06. | 8 | 670
14.06. | 9 | 670
14.06. | 10 | 670
14.06. | 11 | 670
14.06. | 12 | 670
14.06. | 13 | 670
14.06. | 14 | 670
14.06. | 15 | 670
14.06. | 16 | 670
14.06. | 17 | 670
14.06. | 18 | 670
14.06. | 19 | 670
14.06. | 20 | 670
14.06. | 21 | 670
14.06. | 22 | 670
14.06. | 23 | 670
14.06. | 24 | 670
15.06. | 1 | 670
15.06. | 2 | 670
15.06. | 3 | 670
15.06. | 4 | 670
15.06. | 5 | 670
15.06. | 6 | 670
15.06. | 7 | 670
15.06. | 8 | 670
15.06. | 9 | 670
15.06. | 10 | 670
15.06. | 11 | 670
15.06. | 12 | 670
15.06. | 13 | 670
15.06. | 14 | 670
15.06. | 15 | 670
15.06. | 16 | 670
15.06. | 17 | 670
15.06. | 18 | 670
15.06. | 19 | 670
15.06. | 20 | 670
15.06. | 21 | 670
15.06. | 22 | 670
15.06. | 23 | 670
15.06. | 24 | 670
16.06. | 1 | 670
16.06. | 2 | 670
16.06. | 3 | 670
16.06. | 4 | 670
16.06. | 5 | 670
16.06. | 6 | 670
16.06. | 7 | 670
16.06. | 8 | 670
16.06. | 9 | 670
16.06. | 10 | 670
16.06. | 11 | 670
16.06. | 12 | 670
16.06. | 13 | 670
16.06. | 14 | 670
16.06. | 15 | 670
16.06. | 16 | 670
16.06. | 17 | 670
16.06. | 18 | 670
16.06. | 19 | 670
16.06. | 20 | 670
16.06. | 21 | 670
16.06. | 22 | 670
16.06. | 23 | 670
16.06. | 24 | 670
17.06. | 1 | 670
17.06. | 2 | 670
17.06. | 3 | 670
17.06. | 4 | 670
17.06. | 5 | 670
17.06. | 6 | 670
17.06. | 7 | 670
17.06. | 8 | 670
17.06. | 9 | 670
17.06. | 10 | 670
17.06. | 11 | 670
17.06. | 12 | 670
17.06. | 13 | 670
17.06. | 14 | 670
17.06. | 15 | 670
17.06. | 16 | 670
17.06. | 17 | 670
17.06. | 18 | 670
17.06. | 19 | 670
17.06. | 20 | 670
17.06. | 21 | 670
17.06. | 22 | 670
17.06. | 23 | 670
17.06. | 24 | 670
18.06. | 1 | 670
18.06. | 2 | 670
18.06. | 3 | 670
18.06. | 4 | 670
18.06. | 5 | 670
18.06. | 6 | 670
18.06. | 7 | 670
18.06. | 8 | 670
18.06. | 9 | 670
18.06. | 10 | 670
18.06. | 11 | 670
18.06. | 12 | 670
18.06. | 13 | 670
18.06. | 14 | 670
18.06. | 15 | 670
18.06. | 16 | 670
18.06. | 17 | 670
18.06. | 18 | 670
18.06. | 19 | 670
18.06. | 20 | 670
18.06. | 21 | 670
18.06. | 22 | 670
18.06. | 23 | 670
18.06. | 24 | 670
19.06. | 1 | 670
19.06. | 2 | 670
19.06. | 3 | 670
19.06. | 4 | 670
19.06. | 5 | 670
19.06. | 6 | 670
19.06. | 7 | 670
19.06. | 8 | 670
19.06. | 9 | 670
19.06. | 10 | 670
19.06. | 11 | 670
19.06. | 12 | 670
19.06. | 13 | 670
19.06. | 14 | 670
19.06. | 15 | 670
19.06. | 16 | 670
19.06. | 17 | 670
19.06. | 18 | 670
19.06. | 19 | 670
19.06. | 20 | 670
19.06. | 21 | 670
19.06. | 22 | 670
19.06. | 23 | 670
19.06. | 24 | 670
20.06. | 1 | 670
20.06. | 2 | 670
20.06. | 3 | 670
20.06. | 4 | 670
20.06. | 5 | 670
20.06. | 6 | 670
20.06. | 7 | 670
20.06. | 8 | 670
20.06. | 9 | 670
20.06. | 10 | 670
20.06. | 11 | 670
20.06. | 12 | 670
20.06. | 13 | 670
20.06. | 14 | 670
20.06. | 15 | 670
20.06. | 16 | 670
20.06. | 17 | 670
20.06. | 18 | 670
20.06. | 19 | 670
20.06. | 20 | 670
20.06. | 21 | 670
20.06. | 22 | 670
20.06. | 23 | 670
20.06. | 24 | 670
21.06. | 1 | 670
21.06. | 2 | 670
21.06. | 3 | 670
21.06. | 4 | 670
21.06. | 5 | 670
21.06. | 6 | 670
21.06. | 7 | 670
21.06. | 8 | 670
21.06. | 9 | 670
21.06. | 10 | 670
21.06. | 11 | 670
21.06. | 12 | 670
21.06. | 13 | 670
21.06. | 14 | 670
21.06. | 15 | 670
21.06. | 16 | 670
21.06. | 17 | 670
21.06. | 18 | 670
21.06. | 19 | 670
21.06. | 20 | 670
21.06. | 21 | 670
21.06. | 22 | 670
21.06. | 23 | 670
21.06. | 24 | 670
22.06. | 1 | 670
22.06. | 2 | 670
22.06. | 3 | 670
22.06. | 4 | 670
22.06. | 5 | 670
22.06. | 6 | 670
22.06. | 7 | 670
22.06. | 8 | 670
22.06. | 9 | 670
22.06. | 10 | 670
22.06. | 11 | 670
22.06. | 12 | 670
22.06. | 13 | 670
22.06. | 14 | 670
22.06. | 15 | 670
22.06. | 16 | 670
22.06. | 17 | 670
22.06. | 18 | 670
22.06. | 19 | 670
22.06. | 20 | 670
22.06. | 21 | 670
22.06. | 22 | 670
22.06. | 23 | 670
22.06. | 24 | 670
23.06. | 1 | 670
23.06. | 2 | 670
23.06. | 3 | 670
23.06. | 4 | 670
23.06. | 5 | 670
23.06. | 6 | 670
23.06. | 7 | 670
23.06. | 8 | 670
23.06. | 9 | 670
23.06. | 10 | 670
23.06. | 11 | 670
23.06. | 12 | 670
23.06. | 13 | 670
23.06. | 14 | 670
23.06. | 15 | 670
23.06. | 16 | 670
23.06. | 17 | 670
23.06. | 18 | 670
23.06. | 19 | 670
23.06. | 20 | 670
23.06. | 21 | 670
23.06. | 22 | 670
23.06. | 23 | 670
23.06. | 24 | 670
24.06. | 1 | 670
24.06. | 2 | 670
24.06. | 3 | 670
24.06. | 4 | 670
24.06. | 5 | 670
24.06. | 6 | 670
24.06. | 7 | 670
24.06. | 8 | 670
24.06. | 9 | 670
24.06. | 10 | 670
24.06. | 11 | 670
24.06. | 12 | 670
24.06. | 13 | 670
24.06. | 14 | 670
24.06. | 15 | 670
24.06. | 16 | 670
24.06. | 17 | 670
24.06. | 18 | 670
24.06. | 19 | 670
24.06. | 20 | 670
24.06. | 21 | 670
24.06. | 22 | 670
24.06. | 23 | 670
24.06. | 24 | 670
25.06. | 1 | 670
25.06. | 2 | 670
25.06. | 3 | 670
25.06. | 4 | 670
25.06. | 5 | 670
25.06. | 6 | 670
25.06. | 7 | 670
25.06. | 8 | 670
25.06. | 9 | 670
25.06. | 10 | 670
25.06. | 11 | 670
25.06. | 12 | 670
25.06. | 13 | 670
25.06. | 14 | 670
25.06. | 15 | 670
25.06. | 16 | 670
25.06. | 17 | 670
25.06. | 18 | 670
25.06. | 19 | 670
25.06. | 20 | 670
25.06. | 21 | 670
25.06. | 22 | 670
25.06. | 23 | 670
25.06. | 24 | 670
26.06. | 1 | 670
26.06. | 2 | 670
26.06. | 3 | 670
26.06. | 4 | 670
26.06. | 5 | 670
26.06. | 6 | 670
26.06. | 7 | 670
26.06. | 8 | 670
26.06. | 9 | 670
26.06. | 10 | 670
26.06. | 11 | 670
26.06. | 12 | 670
26.06. | 13 | 670
26.06. | 14 | 670
26.06. | 15 | 670
26.06. | 16 | 670
26.06. | 17 | 670
26.06. | 18 | 670
26.06. | 19 | 670
26.06. | 20 | 670
26.06. | 21 | 670
26.06. | 22 | 670
26.06. | 23 | 670
26.06. | 24 | 670
27.06. | 1 | 670
27.06. | 2 | 670
27.06. | 3 | 670
27.06. | 4 | 670
27.06. | 5 | 670
27.06. | 6 | 670
27.06. | 7 | 670
27.06. | 8 | 670
27.06. | 9 | 670
27.06. | 10 | 670
27.06. | 11 | 670
27.06. | 12 | 670
27.06. | 13 | 670
27.06. | 14 | 670
27.06. | 15 | 670
27.06. | 16 | 670
27.06. | 17 | 670
27.06. | 18 | 670
27.06. | 19 | 670
27.06. | 20 | 670
27.06. | 21 | 670
27.06. | 22 | 670
27.06. | 23 | 670
27.06. | 24 | 670
28.06. | 1 | 670
28.06. | 2 | 670
28.06. | 3 | 670
28.06. | 4 | 670
28.06. | 5 | 670
28.06. | 6 | 670
28.06. | 7 | 670
28.06. | 8 | 670
28.06. | 9 | 670
28.06. | 10 | 670
28.06. | 11 | 670
28.06. | 12 | 670
28.06. | 13 | 670
28.06. | 14 | 670
28.06. | 15 | 670
28.06. | 16 | 670
28.06. | 17 | 670
28.06. | 18 | 670
28.06. | 19 | 670
28.06. | 20 | 670
28.06. | 21 | 670
28.06. | 22 | 670
28.06. | 23 | 670
28.06. | 24 | 670
29.06. | 1 | 670
29.06. | 2 | 670
29.06. | 3 | 670
29.06. | 4 | 670
29.06. | 5 | 670
29.06. | 6 | 670
29.06. | 7 | 670
29.06. | 8 | 670
29.06. | 9 | 670
29.06. | 10 | 670
29.06. | 11 | 670
29.06. | 12 | 670
29.06. | 13 | 670
29.06. | 14 | 670
29.06. | 15 | 670
29.06. | 16 | 670
29.06. | 17 | 670
29.06. | 18 | 670
29.06. | 19 | 670
29.06. | 20 | 670
29.06. | 21 | 670
29.06. | 22 | 670
29.06. | 23 | 670
29.06. | 24 | 670
30.06. | 1 | 670
30.06. | 2 | 670
30.06. | 3 | 670
30.06. | 4 | 670
30.06. | 5 | 670
30.06. | 6 | 670
30.06. | 7 | 670
30.06. | 8 | 670
30.06. | 9 | 670
30.06. | 10 | 670
30.06. | 11 | 670
30.06. | 12 | 670
30.06. | 13 | 670
30.06. | 14 | 670
30.06. | 15 | 670
30.06. | 16 | 670
30.06. | 17 | 670
30.06. | 18 | 670
30.06. | 19 | 670
30.06. | 20 | 670
30.06. | 21 | 670
30.06. | 22 | 670
30.06. | 23 | 670
30.06. | 24 | 670
01.07. | 1 | 670
01.07. | 2 | 670
01.07. | 3 | 670
01.07. | 4 | 670
01.07. | 5 | 670
01.07. | 6 | 670
01.07. | 7 | 670
01.07. | 8 | 670
01.07. | 9 | 670
01.07. | 10 | 670
01.07. | 11 | 670
01.07. | 12 | 670
01.07. | 13 | 670
01.07. | 14 | 670
01.07. | 15 | 670
01.07. | 16 | 670
01.07. | 17 | 670
01.07. | 18 | 670
01.07. | 19 | 670
01.07. | 20 | 670
01.07. | 21 | 670
01.07. | 22 | 670
01.07. | 23 | 670
01.07. | 24 | 670
02.07. | 1 | 670
02.07. | 2 | 670
02.07. | 3 | 670
02.07. | 4 | 670
02.07. | 5 | 670
02.07. | 6 | 670
02.07. | 7 | 670
02.07. | 8 | 670
02.07. | 9 | 670
02.07. | 10 | 670
02.07. | 11 | 670
02.07. | 12 | 670
02.07. | 13 | 670
02.07. | 14 | 670
02.07. | 15 | 670
02.07. | 16 | 670
02.07. | 17 | 670
02.07. | 18 | 670
02.07. | 19 | 670
02.07. | 20 | 670
02.07. | 21 | 670
02.07. | 22 | 670
02.07. | 23 | 670
02.07. | 24 | 670
03.07. | 1 | 670
03.07. | 2 | 670
03.07. | 3 | 670
03.07. | 4 | 670
03.07. | 5 | 670
03.07. | 6 | 670
03.07. | 7 | 670
03.07. | 8 | 670
03.07. | 9 | 670
03.07. | 10 | 670
03.07. | 11 | 670
03.07. | 12 | 670
03.07. | 13 | 670
03.07. | 14 | 670
03.07. | 15 | 670
03.07. | 16 | 670
03.07. | 17 | 670
03.07. | 18 | 670
03.07. | 19 | 670
03.07. | 20 | 670
03.07. | 21 | 670
03.07. | 22 | 670
03.07. | 23 | 670
03.07. | 24 | 670
04.07. | 1 | 670
04.07. | 2 | 670
04.07. | 3 | 670
04.07. | 4 | 670
04.07. | 5 | 670
04.07. | 6 | 670
04.07. | 7 | 670
04.07. | 8 | 670
04.07. | 9 | 670
04.07. | 10 | 670
04.07. | 11 | 670
04.07. | 12 | 670
04.07. | 13 | 670
04.07. | 14 | 670
04.07. | 15 | 670
04.07. | 16 | 670
04.07. | 17 | 670
04.07. | 18 | 670
04.07. | 19 | 670
04.07. | 20 | 670
04.07. | 21 | 670
04.07. | 22 | 670
04.07. | 23 | 670
04.07. | 24 | 670
05.07. | 1 | 670
05.07. | 2 | 670
05.07. | 3 | 670
05.07. | 4 | 670
05.07. | 5 | 670
05.07. | 6 | 670
05.07. | 7 | 670
05.07. | 8 | 670
05.07. | 9 | 670
05.07. | 10 | 670
05.07. | 11 | 670
05.07. | 12 | 670
05.07. | 13 | 670
05.07. | 14 | 670
05.07. | 15 | 670
05.07. | 16 | 670
05.07. | 17 | 670
05.07. | 18 | 670
05.07. | 19 | 670
05.07. | 20 | 670
05.07. | 21 | 670
05.07. | 22 | 670
05.07. | 23 | 670
05.07. | 24 | 670
06.07. | 1 | 670
06.07. | 2 | 670
06.07. | 3 | 670
06.07. | 4 | 670
06.07. | 5 | 670
06.07. | 6 | 670
06.07. | 7 | 670
06.07. | 8 | 670
06.07. | 9 | 670
06.07. | 10 | 670
06.07. | 11 | 670
06.07. | 12 | 670
06.07. | 13 | 670
06.07. | 14 | 670
06.07. | 15 | 670
06.07. | 16 | 670
06.07. | 17 | 670
06.07. | 18 | 670
06.07. | 19 | 670
06.07. | 20 | 670
06.07. | 21 | 670
06.07. | 22 | 670
06.07. | 23 | 670
06.07. | 24 | 670
07.07. | 1 | 670
07.07. | 2 | 670
07.07. | 3 | 670
07.07. | 4 | 670
07.07. | 5 | 670
07.07. | 6 | 670
07.07. | 7 | 670
07.07. | 8 | 670
07.07. | 9 | 670
07.07. | 10 | 670
07.07. | 11 | 670
07.07. | 12 | 670
07.07. | 13 | 670
07.07. | 14 | 670
07.07. | 15 | 670
07.07. | 16 | 670
07.07. | 17 | 670
07.07. | 18 | 670
07.07. | 19 | 670
07.07. | 20 | 670
07.07. | 21 | 670
07.07. | 22 | 670
07.07. | 23 | 670
07.07. | 24 | 670
08.07. | 1 | 670
08.07. | 2 | 670
08.07. | 3 | 670
08.07. | 4 | 670
08.07. | 5 | 670
08.07. | 6 | 670
08.07. | 7 | 670
08.07. | 8 | 670
08.07. | 9 | 670
08.07. | 10 | 670
08.07. | 11 | 670
08.07. | 12 | 670
08.07. | 13 | 670
08.07. | 14 | 670
08.07. | 15 | 670
08.07. | 16 | 670
08.07. | 17 | 670
08.07. | 18 | 670
08.07. | 19 | 670
08.07. | 20 | 670
08.07. | 21 | 670
08.07. | 22 | 670
08.07. | 23 | 670
08.07. | 24 | 670
09.07. | 1 | 670
09.07. | 2 | 670
09.07. | 3 | 670
09.07. | 4 | 670
09.07. | 5 | 670
09.07. | 6 | 670
09.07. | 7 | 670
09.07. | 8 | 670
09.07. | 9 | 670
09.07. | 10 | 670
09.07. | 11 | 670
09.07. | 12 | 670
09.07. | 13 | 670
09.07. | 14 | 670
09.07. | 15 | 670
09.07. | 16 | 670
09.07. | 17 | 670
09.07. | 18 | 670
09.07. | 19 | 670
09.07. | 20 | 670
09.07. | 21 | 670
09.07. | 22 | 670
09.07. | 23 | 670
09.07. | 24 | 670
10.07. | 1 | 670
10.07. | 2 | 670
10.07. | 3 | 670
10.07. | 4 | 670
10.07. | 5 | 670
10.07. | 6 | 670
10.07. | 7 | 670
10.07. | 8 | 670
10.07. | 9 | 670
10.07. | 10 | 670
10.07. | 11 | 670
10.07. | 12 | 670
10.07. | 13 | 670
10.07. | 14 | 670
10.07. | 15 | 670
10.07. | 16 | 670
10.07. | 17 | 670
10.07. | 18 | 670
10.07. | 19 | 670
10.07. | 20 | 670
10.07. | 21 | 670
10.07. | 22 | 670
10.07. | 23 | 670
10.07. | 24 | 670
11.07. | 1 | 670
11.07. | 2 | 670
11.07. | 3 | 670
11.07. | 4 | 670
11.07. | 5 | 670
11.07. | 6 | 670
11.07. | 7 | 670
11.07. | 8 | 670
11.07. | 9 | 670
11.07. | 10 | 670
11.07. | 11 | 670
11.07. | 12 | 670
11.07. | 13 | 670
11.07. | 14 | 670
11.07. | 15 | 670
11.07. | 16 | 670
11.07. | 17 | 670
11.07. | 18 | 670
11.07. | 19 | 670
11.07. | 20 | 670
11.07. | 21 | 670
11.07. | 22 | 670
11.07. | 23 | 670
11.07. | 24 | 670
12.07. | 1 | 670
12.07. | 2 | 670
12.07. | 3 | 670
12.07. | 4 | 670
12.07. | 5 | 670
12.07. | 6 | 670
12.07. | 7 | 670
12.07. | 8 | 670
12.07. | 9 | 670
12.07. | 10 | 670
12.07. | 11 | 670
12.07. | 12 | 670
12.07. | 13 | 670
12.07. | 14 | 670
12.07. | 15 | 670
12.07. | 16 | 670
12.07. | 17 | 670
12.07. | 18 | 670
12.07. | 19 | 670
12.07. | 20 | 670
12.07. | 21 | 670
12.07. | 22 | 670
12.07. | 23 | 670
12.07. | 24 | 670
13.07. | 1 | 670
13.07. | 2 | 670
13.07. | 3 | 670
13.07. | 4 | 670
13.07. | 5 | 670
13.07. | 6 | 670
13.07. | 7 | 670
13.07. | 8 | 670
13.07. | 9 | 670
13.07. | 10 | 670
13.07. | 11 | 670
13.07. | 12 | 670
13.07. | 13 | 670
13.07. | 14 | 670
13.07. | 15 | 670
13.07. | 16 | 670
13.07. | 17 | 670
13.07. | 18 | 670
13.07. | 19 | 670
13.07. | 20 | 670
13.07. | 21 | 670
13.07. | 22 | 670
13.07. | 23 | 670
13.07. | 24 | 670
14.07. | 1 | 670
14.07. | 2 | 670
14.07. | 3 | 670
14.07. | 4 | 670
14.07. | 5 | 670
14.07. | 6 | 670
14.07. | 7 | 670
14.07. | 8 | 670
14.07. | 9 | 670
14.07. | 10 | 670
14.07. | 11 | 670
14.07. | 12 | 670
14.07. | 13 | 670
14.07. | 14 | 670
14.07. | 15 | 670
14.07. | 16 | 670
14.07. | 17 | 670
14.07. | 18 | 670
14.07. | 19 | 670
14.07. | 20 | 670
14.07. | 21 | 670
14.07. | 22 | 670
14.07. | 23 | 670
14.07. | 24 | 670
15.07. | 1 | 670
15.07. | 2 | 670
15.07. | 3 | 670
15.07. | 4 | 670
15.07. | 5 | 670
15.07. | 6 | 670
15.07. | 7 | 670
15.07. | 8 | 670
15.07. | 9 | 670
15.07. | 10 | 670
15.07. | 11 | 670
15.07. | 12 | 670
15.07. | 13 | 670
15.07. | 14 | 670
15.07. | 15 | 670
15.07. | 16 | 670
15.07. | 17 | 670
15.07. | 18 | 670
15.07. | 19 | 670
15.07. | 20 | 670
15.07. | 21 | 670
15.07. | 22 | 670
15.07. | 23 | 670
15.07. | 24 | 670
16.07. | 1 | 670
16.07. | 2 | 670
16.07. | 3 | 670
16.07. | 4 | 670
16.07. | 5 | 670
16.07. | 6 | 670
16.07. | 7 | 670
16.07. | 8 | 670
16.07. | 9 | 670
16.07. | 10 | 670
16.07. | 11 | 670
16.07. | 12 | 670
16.07. | 13 | 670
16.07. | 14 | 670
16.07. | 15 | 670
16.07. | 16 | 670
16.07. | 17 | 670
16.07. | 18 | 670
16.07. | 19 | 670
16.07. | 20 | 670
16.07. | 21 | 670
16.07. | 22 | 670
16.07. | 23 | 670
16.07. | 24 | 670
17.07. | 1 | 670
17.07. | 2 | 670
17.07. | 3 | 670
17.07. | 4 | 670
17.07. | 5 | 670
17.07. | 6 | 670
17.07. | 7 | 670
17.07. | 8 | 670
17.07. | 9 | 670
17.07. | 10 | 670
17.07. | 11 | 670
17.07. | 12 | 670
17.07. | 13 | 670
17.07. | 14 | 670
17.07. | 15 | 670
17.07. | 16 | 670
17.07. | 17 | 670
17.07. | 18 | 670
17.07. | 19 | 670
17.07. | 20 | 670
17.07. | 21 | 670
17.07. | 22 | 670
17.07. | 23 | 670
17.07. | 24 | 670
18.07. | 1 | 670
18.07. | 2 | 670
18.07. | 3 | 670
18.07. | 4 | 670
18.07. | 5 | 670
18.07. | 6 | 670
18.07. | 7 | 670
18.07. | 8 | 670
18.07. | 9 | 670
18.07. | 10 | 670
18.07. | 11 | 670
18.07. | 12 | 670
18.07. | 13 | 670
18.07. | 14 | 670
18.07. | 15 | 670
18.07. | 16 | 670
18.07. | 17 | 670
18.07. | 18 | 670
18.07. | 19 | 670
18.07. | 20 | 670
18.07. | 21 | 670
18.07. | 22 | 670
18.07. | 23 | 670
18.07. | 24 | 670
19.07. | 1 | 670
19.07. | 2 | 670
19.07. | 3 | 670
19.07. | 4 | 670
19.07. | 5 | 670
19.07. | 6 | 670
19.07. | 7 | 670
19.07. | 8 | 670
19.07. | 9 | 670
19.07. | 10 | 670
19.07. | 11 | 670
19.07. | 12 | 670
19.07. | 13 | 670
19.07. | 14 | 670
19.07. | 15 | 670
19.07. | 16 | 670
19.07. | 17 | 670
19.07. | 18 | 670
19.07. | 19 | 670
19.07. | 20 | 670
19.07. | 21 | 670
19.07. | 22 | 670
19.07. | 23 | 670
19.07. | 24 | 670
20.07. | 1 | 670
20.07. | 2 | 670
20.07. | 3 | 670
20.07. | 4 | 670
20.07. | 5 | 670
20.07. | 6 | 670
20.07. | 7 | 670
20.07. | 8 | 670
20.07. | 9 | 670
20.07. | 10 | 670
20.07. | 11 | 670
20.07. | 12 | 670
20.07. | 13 | 670
20.07. | 14 | 670
20.07. | 15 | 670
20.07. | 16 | 670
20.07. | 17 | 670
20.07. | 18 | 670
20.07. | 19 | 670
20.07. | 20 | 670
20.07. | 21 | 670
20.07. | 22 | 670
20.07. | 23 | 670
20.07. | 24 | 670
21.07. | 1 | 670
21.07. | 2 | 670
21.07. | 3 | 670
21.07. | 4 | 670
21.07. | 5 | 670
21.07. | 6 | 670
21.07. | 7 | 670
21.07. | 8 | 670
21.07. | 9 | 670
21.07. | 10 | 670
21.07. | 11 | 670
21.07. | 12 | 670
21.07. | 13 | 670
21.07. | 14 | 670
21.07. | 15 | 670
21.07. | 16 | 670
21.07. | 17 | 670
21.07. | 18 | 670
21.07. | 19 | 670
21.07. | 20 | 670
21.07. | 21 | 670
21.07. | 22 | 670
21.07. | 23 | 670
21.07. | 24 | 670
22.07. | 1 | 670
22.07. | 2 | 670
22.07. | 3 | 670
22.07. | 4 | 670
22.07. | 5 | 670
22.07. | 6 | 670
22.07. | 7 | 670
22.07. | 8 | 670
22.07. | 9 | 670
22.07. | 10 | 670
22.07. | 11 | 670
22.07. | 12 | 670
22.07. | 13 | 670
22.07. | 14 | 670
22.07. | 15 | 670
22.07. | 16 | 670
22.07. | 17 | 670
22.07. | 18 | 670
22.07. | 19 | 670
22.07. | 20 | 670
22.07. | 21 | 670
22.07. | 22 | 670
22.07. | 23 | 670
22.07. | 24 | 670
23.07. | 1 | 670
23.07. | 2 | 670
23.07. | 3 | 670
23.07. | 4 | 670
23.07. | 5 | 670
23.07. | 6 | 670
23.07. | 7 | 670
23.07. | 8 | 670
23.07. | 9 | 670
23.07. | 10 | 670
23.07. | 11 | 670
23.07. | 12 | 670
23.07. | 13 | 670
23.07. | 14 | 670
23.07. | 15 | 670
23.07. | 16 | 670
23.07. | 17 | 670
23.07. | 18 | 670
23.07. | 19 | 670
23.07. | 20 | 670
23.07. | 21 | 670
23.07. | 22 | 670
23.07. | 23 | 670
23.07. | 24 | 670
24.07. | 1 | 670
24.07. | 2 | 670
24.07. | 3 | 670
24.07. | 4 | 670
24.07. | 5 | 670
24.07. | 6 | 670
24.07. | 7 | 670
24.07. | 8 | 670
24.07. | 9 | 670
24.07. | 10 | 670
24.07. | 11 | 670
24.07. | 12 | 670
24.07. | 13 | 670
24.07. | 14 | 670
24.07. | 15 | 670
24.07. | 16 | 670
24.07. | 17 | 670
24.07. | 18 | 670
24.07. | 19 | 670
24.07. | 20 | 670
24.07. | 21 | 670
24.07. | 22 | 670
24.07. | 23 | 670
24.07. | 24 | 670
25.07. | 1 | 670
25.07. | 2 | 670
25.07. | 3 | 670
25.07. | 4 | 670
25.07. | 5 | 670
25.07. | 6 | 670
25.07. | 7 | 670
25.07. | 8 | 670
25.07. | 9 | 670
25.07. | 10 | 670
25.07. | 11 | 670
25.07. | 12 | 670
25.07. | 13 | 670
25.07. | 14 | 670
25.07. | 15 | 670
25.07. | 16 | 670
25.07. | 17 | 670
25.07. | 18 | 670
25.07. | 19 | 670
25.07. | 20 | 670
25.07. | 21 | 670
25.07. | 22 | 670
25.07. | 23 | 670
25.07. | 24 | 670
26.07. | 1 | 670
26.07. | 2 | 670
26.07. | 3 | 670
26.07. | 4 | 670
26.07. | 5 | 670
26.07. | 6 | 670
26.07. | 7 | 670
26.07. | 8 | 670
26.07. | 9 | 670
26.07. | 10 | 670
26.07. | 11 | 670
26.07. | 12 | 670
26.07. | 13 | 670
26.07. | 14 | 670
26.07. | 15 | 670
26.07. | 16 | 670
26.07. | 17 | 670
26.07. | 18 | 670
26.07. | 19 | 670
26.07. | 20 | 670
26.07. | 21 | 670
26.07. | 22 | 670
26.07. | 23 | 670
26.07. | 24 | 670
27.07. | 1 | 670
27.07. | 2 | 670
27.07. | 3 | 670
27.07. | 4 | 670
27.07. | 5 | 670
27.07. | 6 | 670
27.07. | 7 | 670
27.07. | 8 | 670
27.07. | 9 | 670
27.07. | 10 | 670
27.07. | 11 | 670
27.07. | 12 | 670
27.07. | 13 | 670
27.07. | 14 | 670
27.07. | 15 | 670
27.07. | 16 | 670
27.07. | 17 | 670
27.07. | 18 | 670
27.07. | 19 | 670
27.07. | 20 | 670
27.07. | 21 | 670
27.07. | 22 | 670
27.07. | 23 | 670
27.07. | 24 | 670
28.07. | 1 | 670
28.07. | 2 | 670
28.07. | 3 | 670
28.07. | 4 | 670
28.07. | 5 | 670
28.07. | 6 | 670
28.07. | 7 | 670
28.07. | 8 | 670
28.07. | 9 | 670
28.07. | 10 | 670
28.07. | 11 | 670
28.07. | 12 | 670
28.07. | 13 | 670
28.07. | 14 | 670
28.07. | 15 | 670
28.07. | 16 | 670
28.07. | 17 | 670
28.07. | 18 | 670
28.07. | 19 | 670
28.07. | 20 | 670
28.07. | 21 | 670
28.07. | 22 | 670
28.07. | 23 | 670
28.07. | 24 | 670
29.07. | 1 | 670
29.07. | 2 | 670
29.07. | 3 | 670
29.07. | 4 | 670
29.07. | 5 | 670
29.07. | 6 | 670
29.07. | 7 | 670
29.07. | 8 | 670
29.07. | 9 | 670
29.07. | 10 | 670
29.07. | 11 | 670
29.07. | 12 | 670
29.07. | 13 | 670
29.07. | 14 | 670
29.07. | 15 | 670
29.07. | 16 | 670
29.07. | 17 | 670
29.07. | 18 | 670
29.07. | 19 | 670
29.07. | 20 | 670
29.07. | 21 | 670
29.07. | 22 | 670
29.07. | 23 | 670
29.07. | 24 | 670
30.07. | 1 | 670
30.07. | 2 | 670
30.07. | 3 | 670
30.07. | 4 | 670
30.07. | 5 | 670
30.07. | 6 | 670
30.07. | 7 | 670
30.07. | 8 | 670
30.07. | 9 | 670
30.07. | 10 | 670
30.07. | 11 | 670
30.07. | 12 | 670
30.07. | 13 | 670
30.07. | 14 | 670
30.07. | 15 | 670
30.07. | 16 | 670
30.07. | 17 | 670
30.07. | 18 | 670
30.07. | 19 | 670
30.07. | 20 | 670
30.07. | 21 | 670
30.07. | 22 | 670
30.07. | 23 | 670
30.07. | 24 | 670
31.07. | 1 | 670
31.07. | 2 | 670
31.07. | 3 | 670
31.07. | 4 | 670
31.07. | 5 | 670
31.07. | 6 | 670
31.07. | 7 | 670
31.07. | 8 | 670
31.07. | 9 | 670
31.07. | 10 | 670
31.07. | 11 | 670
31.07. | 12 | 670
31.07. | 13 | 670
31.07. | 14 | 670
31.07. | 15 | 670
31.07. | 16 | 670
31.07. | 17 | 670
31.07. | 18 | 670
31.07. | 19 | 670
31.07. | 20 | 670
31.07. | 21 | 670
31.07. | 22 | 670
31.07. | 23 | 670
31.07. | 24 | 670
01.08. | 1 | 670
01.08. | 2 | 670
01.08. | 3 | 670
01.08. | 4 | 670
01.08. | 5 | 670
01.08. | 6 | 670
01.08. | 7 | 670
01.08. | 8 | 670
01.08. | 9 | 670
01.08. | 10 | 670
01.08. | 11 | 670
01.08. | 12 | 670
01.08. | 13 | 670
01.08. | 14 | 670
01.08. | 15 | 670
01.08. | 16 | 670
01.08. | 17 | 670
01.08. | 18 | 670
01.08. | 19 | 670
01.08. | 20 | 670
01.08. | 21 | 670
01.08. | 22 | 670
01.08. | 23 | 670
01.08. | 24 | 670
02.08. | 1 | 670
02.08. | 2 | 670
02.08. | 3 | 670
02.08. | 4 | 670
02.08. | 5 | 670
02.08. | 6 | 670
02.08. | 7 | 670
02.08. | 8 | 670
02.08. | 9 | 670
02.08. | 10 | 670
02.08. | 11 | 670
02.08. | 12 | 670
02.08. | 13 | 670
02.08. | 14 | 670
02.08. | 15 | 670
02.08. | 16 | 670
02.08. | 17 | 670
02.08. | 18 | 670
02.08. | 19 | 670
02.08. | 20 | 670
02.08. | 21 | 670
02.08. | 22 | 670
02.08. | 23 | 670
02.08. | 24 | 670
03.08. | 1 | 670
03.08. | 2 | 670
03.08. | 3 | 670
03.08. | 4 | 670
03.08. | 5 | 670
03.08. | 6 | 670
03.08. | 7 | 670
03.08. | 8 | 670
03.08. | 9 | 670
03.08. | 10 | 670
03.08. | 11 | 670
03.08. | 12 | 670
03.08. | 13 | 670
03.08. | 14 | 670
03.08. | 15 | 670
03.08. | 16 | 670
03.08. | 17 | 670
03.08. | 18 | 670
03.08. | 19 | 670
03.08. | 20 | 670
03.08. | 21 | 670
03.08. | 22 | 670
03.08. | 23 | 670
03.08. | 24 | 670
04.08. | 1 | 670
04.08. | 2 | 670
04.08. | 3 | 670
04.08. | 4 | 670
04.08. | 5 | 670
04.08. | 6 | 670
04.08. | 7 | 670
04.08. | 8 | 670
04.08. | 9 | 670
04.08. | 10 | 670
04.08. | 11 | 670
04.08. | 12 | 670
04.08. | 13 | 670
04.08. | 14 | 670
04.08. | 15 | 670
04.08. | 16 | 670
04.08. | 17 | 670
04.08. | 18 | 670
04.08. | 19 | 670
04.08. | 20 | 670
04.08. | 21 | 670
04.08. | 22 | 670
04.08. | 23 | 670
04.08. | 24 | 670
05.08. | 1 | 670
05.08. | 2 | 670
05.08. | 3 | 670
05.08. | 4 | 670
05.08. | 5 | 670
05.08. | 6 | 670
05.08. | 7 | 670
05.08. | 8 | 670
05.08. | 9 | 670
05.08. | 10 | 670
05.08. | 11 | 670
05.08. | 12 | 670
05.08. | 13 | 670
05.08. | 14 | 670
05.08. | 15 | 670
05.08. | 16 | 670
05.08. | 17 | 670
05.08. | 18 | 670
05.08. | 19 | 670
05.08. | 20 | 670
05.08. | 21 | 670
05.08. | 22 | 670
05.08. | 23 | 670
05.08. | 24 | 670
06.08. | 1 | 670
06.08. | 2 | 670
06.08. | 3 | 670
06.08. | 4 | 670
06.08. | 5 | 670
06.08. | 6 | 670
06.08. | 7 | 670
06.08. | 8 | 670
06.08. | 9 | 670
06.08. | 10 | 670
06.08. | 11 | 670
06.08. | 12 | 670
06.08. | 13 | 670
06.08. | 14 | 670
06.08. | 15 | 670
06.08. | 16 | 670
06.08. | 17 | 670
06.08. | 18 | 670
06.08. | 19 | 670
06.08. | 20 | 670
06.08. | 21 | 670
06.08. | 22 | 670
06.08. | 23 | 670
06.08. | 24 | 670
07.08. | 1 | 670
07.08. | 2 | 670
07.08. | 3 | 670
07.08. | 4 | 670
07.08. | 5 | 670
07.08. | 6 | 670
07.08. | 7 | 670
07.08. | 8 | 670
07.08. | 9 | 670
07.08. | 10 | 670
07.08. | 11 | 670
07.08. | 12 | 670
07.08. | 13 | 670
07.08. | 14 | 670
07.08. | 15 | 670
07.08. | 16 | 670
07.08. | 17 | 670
07.08. | 18 | 670
07.08. | 19 | 670
07.08. | 20 | 670
07.08. | 21 | 670
07.08. | 22 | 670
07.08. | 23 | 670
07.08. | 24 | 670
08.08. | 1 | 670
08.08. | 2 | 670
08.08. | 3 | 670
08.08. | 4 | 670
08.08. | 5 | 670
08.08. | 6 | 670
08.08. | 7 | 670
08.08. | 8 | 670
08.08. | 9 | 670
08.08. | 10 | 670
08.08. | 11 | 670
08.08. | 12 | 670
08.08. | 13 | 670
08.08. | 14 | 670
08.08. | 15 | 670
08.08. | 16 | 670
08.08. | 17 | 670
08.08. | 18 | 670
08.08. | 19 | 670
08.08. | 20 | 670
08.08. | 21 | 670
08.08. | 22 | 670
08.08. | 23 | 670
08.08. | 24 | 670
09.08. | 1 | 670
09.08. | 2 | 670
09.08. | 3 | 670
09.08. | 4 | 670
09.08. | 5 | 670
09.08. | 6 | 670
09.08. | 7 | 670
09.08. | 8 | 670
09.08. | 9 | 670
09.08. | 10 | 670
09.08. | 11 | 670
09.08. | 12 | 670
09.08. | 13 | 670
09.08. | 14 | 670
09.08. | 15 | 670
09.08. | 16 | 670
09.08. | 17 | 670
09.08. | 18 | 670
09.08. | 19 | 670
09.08. | 20 | 670
09.08. | 21 | 670
09.08. | 22 | 670
09.08. | 23 | 670
09.08. | 24 | 670
10.08. | 1 | 670
10.08. | 2 | 670
10.08. | 3 | 670
10.08. | 4 | 670
10.08. | 5 | 670
10.08. | 6 | 670
10.08. | 7 | 670
10.08. | 8 | 670
10.08. | 9 | 670
10.08. | 10 | 670
10.08. | 11 | 670
10.08. | 12 | 670
10.08. | 13 | 670
10.08. | 14 | 670
10.08. | 15 | 670
10.08. | 16 | 670
10.08. | 17 | 670
10.08. | 18 | 670
10.08. | 19 | 670
10.08. | 20 | 670
10.08. | 21 | 670
10.08. | 22 | 670
10.08. | 23 | 670
10.08. | 24 | 670
11.08. | 1 | 670
11.08. | 2 | 670
11.08. | 3 | 670
11.08. | 4 | 670
11.08. | 5 | 670
11.08. | 6 | 670
11.08. | 7 | 670
11.08. | 8 | 670
11.08. | 9 | 670
11.08. | 10 | 670
11.08. | 11 | 670
11.08. | 12 | 670
11.08. | 13 | 670
11.08. | 14 | 670
11.08. | 15 | 670
11.08. | 16 | 670
11.08. | 17 | 670
11.08. | 18 | 670
11.08. | 19 | 670
11.08. | 20 | 670
11.08. | 21 | 670
11.08. | 22 | 670
11.08. | 23 | 670
11.08. | 24 | 670
12.08. | 1 | 670
12.08. | 2 | 670
12.08. | 3 | 670
12.08. | 4 | 670
12.08. | 5 | 670
12.08. | 6 | 670
12.08. | 7 | 670
12.08. | 8 | 670
12.08. | 9 | 670
12.08. | 10 | 670
12.08. | 11 | 670
12.08. | 12 | 670
12.08. | 13 | 670
12.08. | 14 | 670
12.08. | 15 | 670
12.08. | 16 | 670
12.08. | 17 | 670
12.08. | 18 | 670
12.08. | 19 | 670
12.08. | 20 | 670
12.08. | 21 | 670
12.08. | 22 | 670
12.08. | 23 | 670
12.08. | 24 | 670
13.08. | 1 | 670
13.08. | 2 | 670
13.08. | 3 | 670
13.08. | 4 | 670
13.08. | 5 | 670
13.08. | 6 | 670
13.08. | 7 | 670
13.08. | 8 | 670
13.08. | 9 | 670
13.08. | 10 | 670
13.08. | 11 | 670
13.08. | 12 | 670
13.08. | 13 | 670
13.08. | 14 | 670
13.08. | 15 | 670
13.08. | 16 | 670
13.08. | 17 | 670
13.08. | 18 | 670
13.08. | 19 | 670
13.08. | 20 | 670
13.08. | 21 | 670
13.08. | 22 | 670
13.08. | 23 | 670
13.08. | 24 | 670
14.08. | 1 | 670
14.08. | 2 | 670
14.08. | 3 | 670
14.08. | 4 | 670
14.08. | 5 | 670
14.08. | 6 | 670
14.08. | 7 | 670
14.08. | 8 | 670
14.08. | 9 | 670
14.08. | 10 | 670
14.08. | 11 | 670
14.08. | 12 | 670
14.08. | 13 | 670
14.08. | 14 | 670
14.08. | 15 | 670
14.08. | 16 | 670
14.08. | 17 | 670
14.08. | 18 | 670
14.08. | 19 | 670
14.08. | 20 | 670
14.08. | 21 | 670
14.08. | 22 | 670
14.08. | 23 | 670
14.08. | 24 | 670
15.08. | 1 | 670
15.08. | 2 | 670
15.08. | 3 | 670
15.08. | 4 | 670
15.08. | 5 | 670
15.08. | 6 | 670
15.08. | 7 | 670
15.08. | 8 | 670
15.08. | 9 | 670
15.08. | 10 | 670
15.08. | 11 | 670
15.08. | 12 | 670
15.08. | 13 | 670
15.08. | 14 | 670
15.08. | 15 | 670
15.08. | 16 | 670
15.08. | 17 | 670
15.08. | 18 | 670
15.08. | 19 | 670
15.08. | 20 | 670
15.08. | 21 | 670
15.08. | 22 | 670
15.08. | 23 | 670
15.08. | 24 | 670
16.08. | 1 | 670
16.08. | 2 | 670
16.08. | 3 | 670
16.08. | 4 | 670
16.08. | 5 | 670
16.08. | 6 | 670
16.08. | 7 | 670
16.08. | 8 | 670
16.08. | 9 | 670
16.08. | 10 | 670
16.08. | 11 | 670
16.08. | 12 | 670
16.08. | 13 | 670
16.08. | 14 | 670
16.08. | 15 | 670
16.08. | 16 | 670
16.08. | 17 | 670
16.08. | 18 | 670
16.08. | 19 | 670
16.08. | 20 | 670
16.08. | 21 | 670
16.08. | 22 | 670
16.08. | 23 | 670
16.08. | 24 | 670
17.08. | 1 | 670
17.08. | 2 | 670
17.08. | 3 | 670
17.08. | 4 | 670
17.08. | 5 | 670
17.08. | 6 | 670
17.08. | 7 | 670
17.08. | 8 | 670
17.08. | 9 | 670
17.08. | 10 | 670
17.08. | 11 | 670
17.08. | 12 | 670
17.08. | 13 | 670
17.08. | 14 | 670
17.08. | 15 | 670
17.08. | 16 | 670
17.08. | 17 | 670
17.08. | 18 | 670
17.08. | 19 | 670
17.08. | 20 | 670
17.08. | 21 | 670
17.08. | 22 | 670
17.08. | 23 | 670
17.08. | 24 | 670
18.08. | 1 | 670
18.08. | 2 | 670
18.08. | 3 | 670
18.08. | 4 | 670
18.08. | 5 | 670
18.08. | 6 | 670
18.08. | 7 | 670
18.08. | 8 | 670
18.08. | 9 | 670
18.08. | 10 | 670
18.08. | 11 | 670
18.08. | 12 | 670
18.08. | 13 | 670
18.08. | 14 | 670
18.08. | 15 | 670
18.08. | 16 | 670
18.08. | 17 | 670
18.08. | 18 | 670
18.08. | 19 | 670
18.08. | 20 | 670
18.08. | 21 | 670
18.08. | 22 | 670
18.08. | 23 | 670
18.08. | 24 | 670
19.08. | 1 | 670
19.08. | 2 | 670
19.08. | 3 | 670
19.08. | 4 | 670
19.08. | 5 | 670
19.08. | 6 | 670
19.08. | 7 | 670
19.08. | 8 | 670
19.08. | 9 | 670
19.08. | 10 | 670
19.08. | 11 | 670
19.08. | 12 | 670
19.08. | 13 | 670
19.08. | 14 | 670
19.08. | 15 | 670
19.08. | 16 | 670
19.08. | 17 | 670
19.08. | 18 | 670
19.08. | 19 | 670
19.08. | 20 | 670
19.08. | 21 | 670
19.08. | 22 | 670
19.08. | 23 | 670
19.08. | 24 | 670
20.08. | 1 | 670
20.08. | 2 | 670
20.08. | 3 | 670
20.08. | 4 | 670
20.08. | 5 | 670
20.08. | 6 | 670
20.08. | 7 | 670
20.08. | 8 | 670
20.08. | 9 | 670
20.08. | 10 | 670
20.08. | 11 | 670
20.08. | 12 | 670
20.08. | 13 | 670
20.08. | 14 | 670
20.08. | 15 | 670
20.08. | 16 | 670
20.08. | 17 | 670
20.08. | 18 | 670
20.08. | 19 | 670
20.08. | 20 | 670
20.08. | 21 | 670
20.08. | 22 | 670
20.08. | 23 | 670
20.08. | 24 | 670
21.08. | 1 | 670
21.08. | 2 | 670
21.08. | 3 | 670
21.08. | 4 | 670
21.08. | 5 | 670
21.08. | 6 | 670
21.08. | 7 | 670
21.08. | 8 | 670
21.08. | 9 | 670
21.08. | 10 | 670
21.08. | 11 | 670
21.08. | 12 | 670
21.08. | 13 | 670
21.08. | 14 | 670
21.08. | 15 | 670
21.08. | 16 | 670
21.08. | 17 | 670
21.08. | 18 | 670
21.08. | 19 | 670
21.08. | 20 | 670
21.08. | 21 | 670
21.08. | 22 | 670
21.08. | 23 | 670
21.08. | 24 | 670
22.08. | 1 | 670
22.08. | 2 | 670
22.08. | 3 | 670
22.08. | 4 | 670
22.08. | 5 | 670
22.08. | 6 | 670
22.08. | 7 | 670
22.08. | 8 | 670
22.08. | 9 | 670
22.08. | 10 | 670
22.08. | 11 | 670
22.08. | 12 | 670
22.08. | 13 | 670
22.08. | 14 | 670
22.08. | 15 | 670
22.08. | 16 | 670
22.08. | 17 | 670
22.08. | 18 | 670
22.08. | 19 | 670
22.08. | 20 | 670
22.08. | 21 | 670
22.08. | 22 | 670
22.08. | 23 | 670
22.08. | 24 | 670
23.08. | 1 | 670
23.08. | 2 | 670
23.08. | 3 | 670
23.08. | 4 | 670
23.08. | 5 | 670
23.08. | 6 | 670
23.08. | 7 | 670
23.08. | 8 | 670
23.08. | 9 | 670
23.08. | 10 | 670
23.08. | 11 | 670
23.08. | 12 | 670
23.08. | 13 | 670
23.08. | 14 | 670
23.08. | 15 | 670
23.08. | 16 | 670
23.08. | 17 | 670
23.08. | 18 | 670
23.08. | 19 | 670
23.08. | 20 | 670
23.08. | 21 | 670
23.08. | 22 | 670
23.08. | 23 | 670
23.08. | 24 | 670
24.08. | 1 | 670
24.08. | 2 | 670
24.08. | 3 | 670
24.08. | 4 | 670
24.08. | 5 | 670
24.08. | 6 | 670
24.08. | 7 | 670
24.08. | 8 | 670
24.08. | 9 | 670
24.08. | 10 | 670
24.08. | 11 | 670
24.08. | 12 | 670
24.08. | 13 | 670
24.08. | 14 | 670
24.08. | 15 | 670
24.08. | 16 | 670
24.08. | 17 | 670
24.08. | 18 | 670
24.08. | 19 | 670
24.08. | 20 | 670
24.08. | 21 | 670
24.08. | 22 | 670
24.08. | 23 | 670
24.08. | 24 | 670
25.08. | 1 | 670
25.08. | 2 | 670
25.08. | 3 | 670
25.08. | 4 | 670
25.08. | 5 | 670
25.08. | 6 | 670
25.08. | 7 | 670
25.08. | 8 | 670
25.08. | 9 | 670
25.08. | 10 | 670
25.08. | 11 | 670
25.08. | 12 | 670
25.08. | 13 | 670
25.08. | 14 | 670
25.08. | 15 | 670
25.08. | 16 | 670
25.08. | 17 | 670
25.08. | 18 | 670
25.08. | 19 | 670
25.08. | 20 | 670
25.08. | 21 | 670
25.08. | 22 | 670
25.08. | 23 | 670
25.08. | 24 | 670
26.08. | 1 | 670
26.08. | 2 | 670
26.08. | 3 | 670
26.08. | 4 | 670
26.08. | 5 | 670
26.08. | 6 | 670
26.08. | 7 | 670
26.08. | 8 | 670
26.08. | 9 | 670
26.08. | 10 | 670
26.08. | 11 | 670
26.08. | 12 | 670
26.08. | 13 | 670
26.08. | 14 | 670
26.08. | 15 | 670
26.08. | 16 | 670
26.08. | 17 | 670
26.08. | 18 | 670
26.08. | 19 | 670
26.08. | 20 | 670
26.08. | 21 | 670
26.08. | 22 | 670
26.08. | 23 | 670
26.08. | 24 | 670
27.08. | 1 | 670
27.08. | 2 | 670
27.08. | 3 | 670
27.08. | 4 | 670
27.08. | 5 | 670
27.08. | 6 | 670
27.08. | 7 | 670
27.08. | 8 | 670
27.08. | 9 | 670
27.08. | 10 | 670
27.08. | 11 | 670
27.08. | 12 | 670
27.08. | 13 | 670
27.08. | 14 | 670
27.08. | 15 | 670
27.08. | 16 | 670
27.08. | 17 | 670
27.08. | 18 | 670
27.08. | 19 | 670
27.08. | 20 | 670
27.08. | 21 | 670
27.08. | 22 | 670
27.08. | 23 | 670
27.08. | 24 | 670
28.08. | 1 | 670
28.08. | 2 | 670
28.08. | 3 | 670
28.08. | 4 | 670
28.08. | 5 | 670
28.08. | 6 | 670
28.08. | 7 | 670
28.08. | 8 | 670
28.08. | 9 | 670
28.08. | 10 | 670
28.08. | 11 | 670
28.08. | 12 | 670
28.08. | 13 | 670
28.08. | 14 | 670
28.08. | 15 | 670
28.08. | 16 | 670
28.08. | 17 | 670
28.08. | 18 | 670
28.08. | 19 | 670
28.08. | 20 | 670
28.08. | 21 | 670
28.08. | 22 | 670
28.08. | 23 | 670
28.08. | 24 | 670
29.08. | 1 | 670
29.08. | 2 | 670
29.08. | 3 | 670
29.08. | 4 | 670
29.08. | 5 | 670
29.08. | 6 | 670
29.08. | 7 | 670
29.08. | 8 | 670
29.08. | 9 | 670
29.08. | 10 | 670
29.08. | 11 | 670
29.08. | 12 | 670
29.08. | 13 | 670
29.08. | 14 | 670
29.08. | 15 | 670
29.08. | 16 | 670
29.08. | 17 | 670
29.08. | 18 | 670
29.08. | 19 | 670
29.08. | 20 | 670
29.08. | 21 | 670
29.08. | 22 | 670
29.08. | 23 | 670
29.08. | 24 | 670
30.08. | 1 | 670
30.08. | 2 | 670
30.08. | 3 | 670
30.08. | 4 | 670
30.08. | 5 | 670
30.08. | 6 | 670
30.08. | 7 | 670
30.08. | 8 | 670
30.08. | 9 | 670
30.08. | 10 | 670
30.08. | 11 | 670
30.08. | 12 | 670
30.08. | 13 | 670
30.08. | 14 | 670
30.08. | 15 | 670
30.08. | 16 | 670
30.08. | 17 | 670
30.08. | 18 | 670
30.08. | 19 | 670
30.08. | 20 | 670
30.08. | 21 | 670
30.08. | 22 | 670
30.08. | 23 | 670
30.08. | 24 | 670
31.08. | 1 | 670
31.08. | 2 | 670
31.08. | 3 | 670
31.08. | 4 | 670
31.08. | 5 | 670
31.08. | 6 | 670
31.08. | 7 | 670
31.08. | 8 | 670
31.08. | 9 | 670
31.08. | 10 | 670
31.08. | 11 | 670
31.08. | 12 | 670
31.08. | 13 | 670
31.08. | 14 | 670
31.08. | 15 | 670
31.08. | 16 | 670
31.08. | 17 | 670
31.08. | 18 | 670
31.08. | 19 | 670
31.08. | 20 | 670
31.08. | 21 | 670
31.08. | 22 | 670
31.08. | 23 | 670
31.08. | 24 | 670
01.09. | 1 | 670
01.09. | 2 | 670
01.09. | 3 | 670
01.09. | 4 | 670
01.09. | 5 | 670
01.09. | 6 | 670
01.09. | 7 | 670
01.09. | 8 | 670
01.09. | 9 | 670
01.09. | 10 | 670
01.09. | 11 | 670
01.09. | 12 | 670
01.09. | 13 | 670
01.09. | 14 | 670
01.09. | 15 | 670
01.09. | 16 | 670
01.09. | 17 | 670
01.09. | 18 | 670
01.09. | 19 | 670
01.09. | 20 | 670
01.09. | 21 | 670
01.09. | 22 | 670
01.09. | 23 | 670
01.09. | 24 | 670
02.09. | 1 | 670
02.09. | 2 | 670
02.09. | 3 | 670
02.09. | 4 | 670
02.09. | 5 | 670
02.09. | 6 | 670
02.09. | 7 | 670
02.09. | 8 | 670
02.09. | 9 | 670
02.09. | 10 | 670
02.09. | 11 | 670
02.09. | 12 | 670
02.09. | 13 | 670
02.09. | 14 | 670
02.09. | 15 | 670
02.09. | 16 | 670
02.09. | 17 | 670
02.09. | 18 | 670
02.09. | 19 | 670
02.09. | 20 | 670
02.09. | 21 | 670
02.09. | 22 | 670
02.09. | 23 | 670
02.09. | 24 | 670
03.09. | 1 | 670
03.09. | 2 | 670
03.09. | 3 | 670
03.09. | 4 | 670
03.09. | 5 | 670
03.09. | 6 | 670
03.09. | 7 | 670
03.09. | 8 | 670
03.09. | 9 | 670
03.09. | 10 | 670
03.09. | 11 | 670
03.09. | 12 | 670
03.09. | 13 | 670
03.09. | 14 | 670
03.09. | 15 | 670
03.09. | 16 | 670
03.09. | 17 | 670
03.09. | 18 | 670
03.09. | 19 | 670
03.09. | 20 | 670
03.09. | 21 | 670
03.09. | 22 | 670
03.09. | 23 | 670
03.09. | 24 | 670
04.09. | 1 | 670
04.09. | 2 | 670
04.09. | 3 | 670
04.09. | 4 | 670
04.09. | 5 | 670
04.09. | 6 | 670
04.09. | 7 | 670
04.09. | 8 | 670
04.09. | 9 | 670
04.09. | 10 | 670
04.09. | 11 | 670
04.09. | 12 | 670
04.09. | 13 | 670
04.09. | 14 | 670
04.09. | 15 | 670
04.09. | 16 | 670
04.09. | 17 | 670
04.09. | 18 | 670
04.09. | 19 | 670
04.09. | 20 | 670
04.09. | 21 | 670
04.09. | 22 | 670
04.09. | 23 | 670
04.09. | 24 | 670
05.09. | 1 | 670
05.09. | 2 | 670
05.09. | 3 | 670
05.09. | 4 | 670
05.09. | 5 | 670
05.09. | 6 | 670
05.09. | 7 | 670
05.09. | 8 | 670
05.09. | 9 | 670
05.09. | 10 | 670
05.09. | 11 | 670
05.09. | 12 | 670
05.09. | 13 | 670
05.09. | 14 | 670
05.09. | 15 | 670
05.09. | 16 | 670
05.09. | 17 | 670
05.09. | 18 | 670
05.09. | 19 | 670
05.09. | 20 | 670
05.09. | 21 | 670
05.09. | 22 | 670
05.09. | 23 | 670
05.09. | 24 | 670
06.09. | 1 | 670
06.09. | 2 | 670
06.09. | 3 | 670
06.09. | 4 | 670
06.09. | 5 | 670
06.09. | 6 | 670
06.09. | 7 | 670
06.09. | 8 | 670
06.09. | 9 | 670
06.09. | 10 | 670
06.09. | 11 | 670
06.09. | 12 | 670
06.09. | 13 | 670
06.09. | 14 | 670
06.09. | 15 | 670
06.09. | 16 | 670
06.09. | 17 | 670
06.09. | 18 | 670
06.09. | 19 | 670
06.09. | 20 | 670
06.09. | 21 | 670
06.09. | 22 | 670
06.09. | 23 | 670
06.09. | 24 | 670
07.09. | 1 | 670
07.09. | 2 | 670
07.09. | 3 | 670
07.09. | 4 | 670
07.09. | 5 | 670
07.09. | 6 | 670
07.09. | 7 | 670
07.09. | 8 | 670
07.09. | 9 | 670
07.09. | 10 | 670
07.09. | 11 | 670
07.09. | 12 | 670
07.09. | 13 | 670
07.09. | 14 | 670
07.09. | 15 | 670
07.09. | 16 | 670
07.09. | 17 | 670
07.09. | 18 | 670
07.09. | 19 | 670
07.09. | 20 | 670
07.09. | 21 | 670
07.09. | 22 | 670
07.09. | 23 | 670
07.09. | 24 | 670
08.09. | 1 | 670
08.09. | 2 | 670
08.09. | 3 | 670
08.09. | 4 | 670
08.09. | 5 | 670
08.09. | 6 | 670
08.09. | 7 | 670
08.09. | 8 | 670
08.09. | 9 | 670
08.09. | 10 | 670
08.09. | 11 | 670
08.09. | 12 | 670
08.09. | 13 | 670
08.09. | 14 | 670
08.09. | 15 | 670
08.09. | 16 | 670
08.09. | 17 | 670
08.09. | 18 | 670
08.09. | 19 | 670
08.09. | 20 | 670
08.09. | 21 | 670
08.09. | 22 | 670
08.09. | 23 | 670
08.09. | 24 | 670
09.09. | 1 | 670
09.09. | 2 | 670
09.09. | 3 | 670
09.09. | 4 | 670
09.09. | 5 | 670
09.09. | 6 | 670
09.09. | 7 | 670
09.09. | 8 | 670
09.09. | 9 | 670
09.09. | 10 | 670
09.09. | 11 | 670
09.09. | 12 | 670
09.09. | 13 | 670
09.09. | 14 | 670
09.09. | 15 | 670
09.09. | 16 | 670
09.09. | 17 | 670
09.09. | 18 | 670
09.09. | 19 | 670
09.09. | 20 | 670
09.09. | 21 | 670
09.09. | 22 | 670
09.09. | 23 | 670
09.09. | 24 | 670
10.09. | 1 | 670
10.09. | 2 | 670
10.09. | 3 | 670
10.09. | 4 | 670
10.09. | 5 | 670
10.09. | 6 | 670
10.09. | 7 | 670
10.09. | 8 | 670
10.09. | 9 | 670
10.09. | 10 | 670
10.09. | 11 | 670
10.09. | 12 | 670
10.09. | 13 | 670
10.09. | 14 | 670
10.09. | 15 | 670
10.09. | 16 | 670
10.09. | 17 | 670
10.09. | 18 | 670
10.09. | 19 | 670
10.09. | 20 | 670
10.09. | 21 | 670
10.09. | 22 | 670
10.09. | 23 | 670
10.09. | 24 | 670
11.09. | 1 | 670
11.09. | 2 | 670
11.09. | 3 | 670
11.09. | 4 | 670
11.09. | 5 | 670
11.09. | 6 | 670
11.09. | 7 | 670
11.09. | 8 | 670
11.09. | 9 | 670
11.09. | 10 | 670
11.09. | 11 | 670
11.09. | 12 | 670
11.09. | 13 | 670
11.09. | 14 | 670
11.09. | 15 | 670
11.09. | 16 | 670
11.09. | 17 | 670
11.09. | 18 | 670
11.09. | 19 | 670
11.09. | 20 | 670
11.09. | 21 | 670
11.09. | 22 | 670
11.09. | 23 | 670
11.09. | 24 | 670
12.09. | 1 | 670
12.09. | 2 | 670
12.09. | 3 | 670
12.09. | 4 | 670
12.09. | 5 | 670
12.09. | 6 | 670
12.09. | 7 | 670
12.09. | 8 | 670
12.09. | 9 | 670
12.09. | 10 | 670
12.09. | 11 | 670
12.09. | 12 | 670
12.09. | 13 | 670
12.09. | 14 | 670
12.09. | 15 | 670
12.09. | 16 | 670
12.09. | 17 | 670
12.09. | 18 | 670
12.09. | 19 | 670
12.09. | 20 | 670
12.09. | 21 | 670
12.09. | 22 | 670
12.09. | 23 | 670
12.09. | 24 | 670
13.09. | 1 | 670
13.09. | 2 | 670
13.09. | 3 | 670
13.09. | 4 | 670
13.09. | 5 | 670
13.09. | 6 | 670
13.09. | 7 | 670
13.09. | 8 | 670
13.09. | 9 | 670
13.09. | 10 | 670
13.09. | 11 | 670
13.09. | 12 | 670
13.09. | 13 | 670
13.09. | 14 | 670
13.09. | 15 | 670
13.09. | 16 | 670
13.09. | 17 | 670
13.09. | 18 | 670
13.09. | 19 | 670
13.09. | 20 | 670
13.09. | 21 | 670
13.09. | 22 | 670
13.09. | 23 | 670
13.09. | 24 | 670
14.09. | 1 | 670
14.09. | 2 | 670
14.09. | 3 | 670
14.09. | 4 | 670
14.09. | 5 | 670
14.09. | 6 | 670
14.09. | 7 | 670
14.09. | 8 | 670
14.09. | 9 | 670
14.09. | 10 | 670
14.09. | 11 | 670
14.09. | 12 | 670
14.09. | 13 | 670
14.09. | 14 | 670
14.09. | 15 | 670
14.09. | 16 | 670
14.09. | 17 | 670
14.09. | 18 | 670
14.09. | 19 | 670
14.09. | 20 | 670
14.09. | 21 | 670
14.09. | 22 | 670
14.09. | 23 | 670
14.09. | 24 | 670
15.09. | 1 | 670
15.09. | 2 | 670
15.09. | 3 | 670
15.09. | 4 | 670
15.09. | 5 | 670
15.09. | 6 | 670
15.09. | 7 | 670
15.09. | 8 | 670
15.09. | 9 | 670
15.09. | 10 | 670
15.09. | 11 | 670
15.09. | 12 | 670
15.09. | 13 | 670
15.09. | 14 | 670
15.09. | 15 | 670
15.09. | 16 | 670
15.09. | 17 | 670
15.09. | 18 | 670
15.09. | 19 | 670
15.09. | 20 | 670
15.09. | 21 | 670
15.09. | 22 | 670
15.09. | 23 | 670
15.09. | 24 | 670
16.09. | 1 | 670
16.09. | 2 | 670
16.09. | 3 | 670
16.09. | 4 | 670
16.09. | 5 | 670
16.09. | 6 | 670
16.09. | 7 | 670
16.09. | 8 | 670
16.09. | 9 | 670
16.09. | 10 | 670
16.09. | 11 | 670
16.09. | 12 | 670
16.09. | 13 | 670
16.09. | 14 | 670
16.09. | 15 | 670
16.09. | 16 | 670
16.09. | 17 | 670
16.09. | 18 | 670
16.09. | 19 | 670
16.09. | 20 | 670
16.09. | 21 | 670
16.09. | 22 | 670
16.09. | 23 | 670
16.09. | 24 | 670
17.09. | 1 | 670
17.09. | 2 | 670
17.09. | 3 | 670
17.09. | 4 | 670
17.09. | 5 | 670
17.09. | 6 | 670
17.09. | 7 | 670
17.09. | 8 | 670
17.09. | 9 | 670
17.09. | 10 | 670
17.09. | 11 | 670
17.09. | 12 | 670
17.09. | 13 | 670
17.09. | 14 | 670
17.09. | 15 | 670
17.09. | 16 | 670
17.09. | 17 | 670
17.09. | 18 | 670
17.09. | 19 | 670
17.09. | 20 | 670
17.09. | 21 | 670
17.09. | 22 | 670
17.09. | 23 | 670
17.09. | 24 | 670
18.09. | 1 | 670
18.09. | 2 | 670
18.09. | 3 | 670
18.09. | 4 | 670
18.09. | 5 | 670
18.09. | 6 | 670
18.09. | 7 | 670
18.09. | 8 | 670
18.09. | 9 | 670
18.09. | 10 | 670
18.09. | 11 | 670
18.09. | 12 | 670
18.09. | 13 | 670
18.09. | 14 | 670
18.09. | 15 | 670
18.09. | 16 | 670
18.09. | 17 | 670
18.09. | 18 | 670
18.09. | 19 | 670
18.09. | 20 | 670
18.09. | 21 | 670
18.09. | 22 | 670
18.09. | 23 | 670
18.09. | 24 | 670
19.09. | 1 | 670
19.09. | 2 | 670
19.09. | 3 | 670
19.09. | 4 | 670
19.09. | 5 | 670
19.09. | 6 | 670
19.09. | 7 | 670
19.09. | 8 | 670
19.09. | 9 | 670
19.09. | 10 | 670
19.09. | 11 | 670
19.09. | 12 | 670
19.09. | 13 | 670
19.09. | 14 | 670
19.09. | 15 | 670
19.09. | 16 | 670
19.09. | 17 | 670
19.09. | 18 | 670
19.09. | 19 | 670
19.09. | 20 | 670
19.09. | 21 | 670
19.09. | 22 | 670
19.09. | 23 | 670
19.09. | 24 | 670
20.09. | 1 | 670
20.09. | 2 | 670
20.09. | 3 | 670
20.09. | 4 | 670
20.09. | 5 | 670
20.09. | 6 | 670
20.09. | 7 | 670
20.09. | 8 | 670
20.09. | 9 | 670
20.09. | 10 | 670
20.09. | 11 | 670
20.09. | 12 | 670
20.09. | 13 | 670
20.09. | 14 | 670
20.09. | 15 | 670
20.09. | 16 | 670
20.09. | 17 | 670
20.09. | 18 | 670
20.09. | 19 | 670
20.09. | 20 | 670
20.09. | 21 | 670
20.09. | 22 | 670
20.09. | 23 | 670
20.09. | 24 | 670
21.09. | 1 | 670
21.09. | 2 | 670
21.09. | 3 | 670
21.09. | 4 | 670
21.09. | 5 | 670
21.09. | 6 | 670
21.09. | 7 | 670
21.09. | 8 | 670
21.09. | 9 | 670
21.09. | 10 | 670
21.09. | 11 | 670
21.09. | 12 | 670
21.09. | 13 | 670
21.09. | 14 | 670
21.09. | 15 | 670
21.09. | 16 | 670
21.09. | 17 | 670
21.09. | 18 | 670
21.09. | 19 | 670
21.09. | 20 | 670
21.09. | 21 | 670
21.09. | 22 | 670
21.09. | 23 | 670
21.09. | 24 | 670
22.09. | 1 | 670
22.09. | 2 | 670
22.09. | 3 | 670
22.09. | 4 | 670
22.09. | 5 | 670
22.09. | 6 | 670
22.09. | 7 | 670
22.09. | 8 | 670
22.09. | 9 | 670
22.09. | 10 | 670
22.09. | 11 | 670
22.09. | 12 | 670
22.09. | 13 | 670
22.09. | 14 | 670
22.09. | 15 | 670
22.09. | 16 | 670
22.09. | 17 | 670
22.09. | 18 | 670
22.09. | 19 | 670
22.09. | 20 | 670
22.09. | 21 | 670
22.09. | 22 | 670
22.09. | 23 | 670
22.09. | 24 | 670
23.09. | 1 | 670
23.09. | 2 | 670
23.09. | 3 | 670
23.09. | 4 | 670
23.09. | 5 | 670
23.09. | 6 | 670
23.09. | 7 | 670
23.09. | 8 | 670
23.09. | 9 | 670
23.09. | 10 | 670
23.09. | 11 | 670
23.09. | 12 | 670
23.09. | 13 | 670
23.09. | 14 | 670
23.09. | 15 | 670
23.09. | 16 | 670
23.09. | 17 | 670
23.09. | 18 | 670
23.09. | 19 | 670
23.09. | 20 | 670
23.09. | 21 | 670
23.09. | 22 | 670
23.09. | 23 | 670
23.09. | 24 | 670
24.09. | 1 | 670
24.09. | 2 | 670
24.09. | 3 | 670
24.09. | 4 | 670
24.09. | 5 | 670
24.09. | 6 | 670
24.09. | 7 | 670
24.09. | 8 | 670
24.09. | 9 | 670
24.09. | 10 | 670
24.09. | 11 | 670
24.09. | 12 | 670
24.09. | 13 | 670
24.09. | 14 | 670
24.09. | 15 | 670
24.09. | 16 | 670
24.09. | 17 | 670
24.09. | 18 | 670
24.09. | 19 | 670
24.09. | 20 | 670
24.09. | 21 | 670
24.09. | 22 | 670
24.09. | 23 | 670
24.09. | 24 | 670
25.09. | 1 | 670
25.09. | 2 | 670
25.09. | 3 | 670
25.09. | 4 | 670
25.09. | 5 | 670
25.09. | 6 | 670
25.09. | 7 | 670
25.09. | 8 | 670
25.09. | 9 | 670
25.09. | 10 | 670
25.09. | 11 | 670
25.09. | 12 | 670
25.09. | 13 | 670
25.09. | 14 | 670
25.09. | 15 | 670
25.09. | 16 | 670
25.09. | 17 | 670
25.09. | 18 | 670
25.09. | 19 | 670
25.09. | 20 | 670
25.09. | 21 | 670
25.09. | 22 | 670
25.09. | 23 | 670
25.09. | 24 | 670
26.09. | 1 | 670
26.09. | 2 | 670
26.09. | 3 | 670
26.09. | 4 | 670
26.09. | 5 | 670
26.09. | 6 | 670
26.09. | 7 | 670
26.09. | 8 | 670
26.09. | 9 | 670
26.09. | 10 | 670
26.09. | 11 | 670
26.09. | 12 | 670
26.09. | 13 | 670
26.09. | 14 | 670
26.09. | 15 | 670
26.09. | 16 | 670
26.09. | 17 | 670
26.09. | 18 | 670
26.09. | 19 | 670
26.09. | 20 | 670
26.09. | 21 | 670
26.09. | 22 | 670
26.09. | 23 | 670
26.09. | 24 | 670
27.09. | 1 | 670
27.09. | 2 | 670
27.09. | 3 | 670
27.09. | 4 | 670
27.09. | 5 | 670
27.09. | 6 | 670
27.09. | 7 | 670
27.09. | 8 | 670
27.09. | 9 | 670
27.09. | 10 | 670
27.09. | 11 | 670
27.09. | 12 | 670
27.09. | 13 | 670
27.09. | 14 | 670
27.09. | 15 | 670
27.09. | 16 | 670
27.09. | 17 | 670
27.09. | 18 | 670
27.09. | 19 | 670
27.09. | 20 | 670
27.09. | 21 | 670
27.09. | 22 | 670
27.09. | 23 | 670
27.09. | 24 | 670
28.09. | 1 | 670
28.09. | 2 | 670
28.09. | 3 | 670
28.09. | 4 | 670
28.09. | 5 | 670
28.09. | 6 | 670
28.09. | 7 | 670
28.09. | 8 | 670
28.09. | 9 | 670
28.09. | 10 | 670
28.09. | 11 | 670
28.09. | 12 | 670
28.09. | 13 | 670
28.09. | 14 | 670
28.09. | 15 | 670
28.09. | 16 | 670
28.09. | 17 | 670
28.09. | 18 | 670
28.09. | 19 | 670
28.09. | 20 | 670
28.09. | 21 | 670
28.09. | 22 | 670
28.09. | 23 | 670
28.09. | 24 | 670
29.09. | 1 | 670
29.09. | 2 | 670
29.09. | 3 | 670
29.09. | 4 | 670
29.09. | 5 | 670
29.09. | 6 | 670
29.09. | 7 | 670
29.09. | 8 | 670
29.09. | 9 | 670
29.09. | 10 | 670
29.09. | 11 | 670
29.09. | 12 | 670
29.09. | 13 | 670
29.09. | 14 | 670
29.09. | 15 | 670
29.09. | 16 | 670
29.09. | 17 | 670
29.09. | 18 | 670
29.09. | 19 | 670
29.09. | 20 | 670
29.09. | 21 | 670
29.09. | 22 | 670
29.09. | 23 | 670
29.09. | 24 | 670
30.09. | 1 | 670
30.09. | 2 | 670
30.09. | 3 | 670
30.09. | 4 | 670
30.09. | 5 | 670
30.09. | 6 | 670
30.09. | 7 | 670
30.09. | 8 | 670
30.09. | 9 | 670
30.09. | 10 | 670
30.09. | 11 | 670
30.09. | 12 | 670
30.09. | 13 | 670
30.09. | 14 | 670
30.09. | 15 | 670
30.09. | 16 | 670
30.09. | 17 | 670
30.09. | 18 | 670
30.09. | 19 | 670
30.09. | 20 | 670
30.09. | 21 | 670
30.09. | 22 | 670
30.09. | 23 | 670
30.09. | 24 | 670
01.10. | 1 | 670
01.10. | 2 | 670
01.10. | 3 | 670
01.10. | 4 | 670
01.10. | 5 | 670
01.10. | 6 | 670
01.10. | 7 | 670
01.10. | 8 | 670
01.10. | 9 | 670
01.10. | 10 | 670
01.10. | 11 | 670
01.10. | 12 | 670
01.10. | 13 | 670
01.10. | 14 | 670
01.10. | 15 | 670
01.10. | 16 | 670
01.10. | 17 | 670
01.10. | 18 | 670
01.10. | 19 | 670
01.10. | 20 | 670
01.10. | 21 | 670
01.10. | 22 | 670
01.10. | 23 | 670
01.10. | 24 | 670
02.10. | 1 | 670
02.10. | 2 | 670
02.10. | 3 | 670
02.10. | 4 | 670
02.10. | 5 | 670
02.10. | 6 | 670
02.10. | 7 | 670
02.10. | 8 | 670
02.10. | 9 | 670
02.10. | 10 | 670
02.10. | 11 | 670
02.10. | 12 | 670
02.10. | 13 | 670
02.10. | 14 | 670
02.10. | 15 | 670
02.10. | 16 | 670
02.10. | 17 | 670
02.10. | 18 | 670
02.10. | 19 | 670
02.10. | 20 | 670
02.10. | 21 | 670
02.10. | 22 | 670
02.10. | 23 | 670
02.10. | 24 | 670
03.10. | 1 | 670
03.10. | 2 | 670
03.10. | 3 | 670
03.10. | 4 | 670
03.10. | 5 | 670
03.10. | 6 | 670
03.10. | 7 | 670
03.10. | 8 | 670
03.10. | 9 | 670
03.10. | 10 | 670
03.10. | 11 | 670
03.10. | 12 | 670
03.10. | 13 | 670
03.10. | 14 | 670
03.10. | 15 | 670
03.10. | 16 | 670
03.10. | 17 | 670
03.10. | 18 | 670
03.10. | 19 | 670
03.10. | 20 | 670
03.10. | 21 | 670
03.10. | 22 | 670
03.10. | 23 | 670
03.10. | 24 | 670
04.10. | 1 | 670
04.10. | 2 | 670
04.10. | 3 | 670
04.10. | 4 | 670
04.10. | 5 | 670
04.10. | 6 | 670
04.10. | 7 | 670
04.10. | 8 | 670
04.10. | 9 | 670
04.10. | 10 | 670
04.10. | 11 | 670
04.10. | 12 | 670
04.10. | 13 | 670
04.10. | 14 | 670
04.10. | 15 | 670
04.10. | 16 | 670
04.10. | 17 | 670
04.10. | 18 | 670
04.10. | 19 | 670
04.10. | 20 | 670
04.10. | 21 | 670
04.10. | 22 | 670
04.10. | 23 | 670
04.10. | 24 | 670
05.10. | 1 | 670
05.10. | 2 | 670
05.10. | 3 | 670
05.10. | 4 | 670
05.10. | 5 | 670
05.10. | 6 | 670
05.10. | 7 | 670
05.10. | 8 | 670
05.10. | 9 | 670
05.10. | 10 | 670
05.10. | 11 | 670
05.10. | 12 | 670
05.10. | 13 | 670
05.10. | 14 | 670
05.10. | 15 | 670
05.10. | 16 | 670
05.10. | 17 | 670
05.10. | 18 | 670
05.10. | 19 | 670
05.10. | 20 | 670
05.10. | 21 | 670
05.10. | 22 | 670
05.10. | 23 | 670
05.10. | 24 | 670
06.10. | 1 | 670
06.10. | 2 | 670
06.10. | 3 | 670
06.10. | 4 | 670
06.10. | 5 | 670
06.10. | 6 | 670
06.10. | 7 | 670
06.10. | 8 | 670
06.10. | 9 | 670
06.10. | 10 | 670
06.10. | 11 | 670
06.10. | 12 | 670
06.10. | 13 | 670
06.10. | 14 | 670
06.10. | 15 | 670
06.10. | 16 | 670
06.10. | 17 | 670
06.10. | 18 | 670
06.10. | 19 | 670
06.10. | 20 | 670
06.10. | 21 | 670
06.10. | 22 | 670
06.10. | 23 | 670
06.10. | 24 | 670
07.10. | 1 | 670
07.10. | 2 | 670
07.10. | 3 | 670
07.10. | 4 | 670
07.10. | 5 | 670
07.10. | 6 | 670
07.10. | 7 | 670
07.10. | 8 | 670
07.10. | 9 | 670
07.10. | 10 | 670
07.10. | 11 | 670
07.10. | 12 | 670
07.10. | 13 | 670
07.10. | 14 | 670
07.10. | 15 | 670
07.10. | 16 | 670
07.10. | 17 | 670
07.10. | 18 | 670
07.10. | 19 | 670
07.10. | 20 | 670
07.10. | 21 | 670
07.10. | 22 | 670
07.10. | 23 | 670
07.10. | 24 | 670
08.10. | 1 | 670
08.10. | 2 | 670
08.10. | 3 | 670
08.10. | 4 | 670
08.10. | 5 | 670
08.10. | 6 | 670
08.10. | 7 | 670
08.10. | 8 | 670
08.10. | 9 | 670
08.10. | 10 | 670
08.10. | 11 | 670
08.10. | 12 | 670
08.10. | 13 | 670
08.10. | 14 | 670
08.10. | 15 | 670
08.10. | 16 | 670
08.10. | 17 | 670
08.10. | 18 | 670
08.10. | 19 | 670
08.10. | 20 | 670
08.10. | 21 | 670
08.10. | 22 | 670
08.10. | 23 | 670
08.10. | 24 | 670
09.10. | 1 | 670
09.10. | 2 | 670
09.10. | 3 | 670
09.10. | 4 | 670
09.10. | 5 | 670
09.10. | 6 | 670
09.10. | 7 | 670
09.10. | 8 | 670
09.10. | 9 | 670
09.10. | 10 | 670
09.10. | 11 | 670
09.10. | 12 | 670
09.10. | 13 | 670
09.10. | 14 | 670
09.10. | 15 | 670
09.10. | 16 | 670
09.10. | 17 | 670
09.10. | 18 | 670
09.10. | 19 | 670
09.10. | 20 | 670
09.10. | 21 | 670
09.10. | 22 | 670
09.10. | 23 | 670
09.10. | 24 | 670
10.10. | 1 | 670
10.10. | 2 | 670
10.10. | 3 | 670
10.10. | 4 | 670
10.10. | 5 | 670
10.10. | 6 | 670
10.10. | 7 | 670
10.10. | 8 | 670
10.10. | 9 | 670
10.10. | 10 | 670
10.10. | 11 | 670
10.10. | 12 | 670
10.10. | 13 | 670
10.10. | 14 | 670
10.10. | 15 | 670
10.10. | 16 | 670
10.10. | 17 | 670
10.10. | 18 | 670
10.10. | 19 | 670
10.10. | 20 | 670
10.10. | 21 | 670
10.10. | 22 | 670
10.10. | 23 | 670
10.10. | 24 | 670
11.10. | 1 | 670
11.10. | 2 | 670
11.10. | 3 | 670
11.10. | 4 | 670
11.10. | 5 | 670
11.10. | 6 | 670
11.10. | 7 | 670
11.10. | 8 | 670
11.10. | 9 | 670
11.10. | 10 | 670
11.10. | 11 | 670
11.10. | 12 | 670
11.10. | 13 | 670
11.10. | 14 | 670
11.10. | 15 | 670
11.10. | 16 | 670
11.10. | 17 | 670
11.10. | 18 | 670
11.10. | 19 | 670
11.10. | 20 | 670
11.10. | 21 | 670
11.10. | 22 | 670
11.10. | 23 | 670
11.10. | 24 | 670
12.10. | 1 | 670
12.10. | 2 | 670
12.10. | 3 | 670
12.10. | 4 | 670
12.10. | 5 | 670
12.10. | 6 | 670
12.10. | 7 | 670
12.10. | 8 | 670
12.10. | 9 | 670
12.10. | 10 | 670
12.10. | 11 | 670
12.10. | 12 | 670
12.10. | 13 | 670
12.10. | 14 | 670
12.10. | 15 | 670
12.10. | 16 | 670
12.10. | 17 | 670
12.10. | 18 | 670
12.10. | 19 | 670
12.10. | 20 | 670
12.10. | 21 | 670
12.10. | 22 | 670
12.10. | 23 | 670
12.10. | 24 | 670
13.10. | 1 | 670
13.10. | 2 | 670
13.10. | 3 | 670
13.10. | 4 | 670
13.10. | 5 | 670
13.10. | 6 | 670
13.10. | 7 | 670
13.10. | 8 | 670
13.10. | 9 | 670
13.10. | 10 | 670
13.10. | 11 | 670
13.10. | 12 | 670
13.10. | 13 | 670
13.10. | 14 | 670
13.10. | 15 | 670
13.10. | 16 | 670
13.10. | 17 | 670
13.10. | 18 | 670
13.10. | 19 | 670
13.10. | 20 | 670
13.10. | 21 | 670
13.10. | 22 | 670
13.10. | 23 | 670
13.10. | 24 | 670
14.10. | 1 | 670
14.10. | 2 | 670
14.10. | 3 | 670
14.10. | 4 | 670
14.10. | 5 | 670
14.10. | 6 | 670
14.10. | 7 | 670
14.10. | 8 | 670
14.10. | 9 | 670
14.10. | 10 | 670
14.10. | 11 | 670
14.10. | 12 | 670
14.10. | 13 | 670
14.10. | 14 | 670
14.10. | 15 | 670
14.10. | 16 | 670
14.10. | 17 | 670
14.10. | 18 | 670
14.10. | 19 | 670
14.10. | 20 | 670
14.10. | 21 | 670
14.10. | 22 | 670
14.10. | 23 | 670
14.10. | 24 | 670
15.10. | 1 | 670
15.10. | 2 | 670
15.10. | 3 | 670
15.10. | 4 | 670
15.10. | 5 | 670
15.10. | 6 | 670
15.10. | 7 | 670
15.10. | 8 | 670
15.10. | 9 | 670
15.10. | 10 | 670
15.10. | 11 | 670
15.10. | 12 | 670
15.10. | 13 | 670
15.10. | 14 | 670
15.10. | 15 | 670
15.10. | 16 | 670
15.10. | 17 | 670
15.10. | 18 | 670
15.10. | 19 | 670
15.10. | 20 | 670
15.10. | 21 | 670
15.10. | 22 | 670
15.10. | 23 | 670
15.10. | 24 | 670
16.10. | 1 | 670
16.10. | 2 | 670
16.10. | 3 | 670
16.10. | 4 | 670
16.10. | 5 | 670
16.10. | 6 | 670
16.10. | 7 | 670
16.10. | 8 | 670
16.10. | 9 | 670
16.10. | 10 | 670
16.10. | 11 | 670
16.10. | 12 | 670
16.10. | 13 | 670
16.10. | 14 | 670
16.10. | 15 | 670
16.10. | 16 | 670
16.10. | 17 | 670
16.10. | 18 | 670
16.10. | 19 | 670
16.10. | 20 | 670
16.10. | 21 | 670
16.10. | 22 | 670
16.10. | 23 | 670
16.10. | 24 | 670
17.10. | 1 | 670
17.10. | 2 | 670
17.10. | 3 | 670
17.10. | 4 | 670
17.10. | 5 | 670
17.10. | 6 | 670
17.10. | 7 | 670
17.10. | 8 | 670
17.10. | 9 | 670
17.10. | 10 | 670
17.10. | 11 | 670
17.10. | 12 | 670
17.10. | 13 | 670
17.10. | 14 | 670
17.10. | 15 | 670
17.10. | 16 | 670
17.10. | 17 | 670
17.10. | 18 | 670
17.10. | 19 | 670
17.10. | 20 | 670
17.10. | 21 | 670
17.10. | 22 | 670
17.10. | 23 | 670
17.10. | 24 | 670
18.10. | 1 | 670
18.10. | 2 | 670
18.10. | 3 | 670
18.10. | 4 | 670
18.10. | 5 | 670
18.10. | 6 | 670
18.10. | 7 | 670
18.10. | 8 | 670
18.10. | 9 | 670
18.10. | 10 | 670
18.10. | 11 | 670
18.10. | 12 | 670
18.10. | 13 | 670
18.10. | 14 | 670
18.10. | 15 | 670
18.10. | 16 | 670
18.10. | 17 | 670
18.10. | 18 | 670
18.10. | 19 | 670
18.10. | 20 | 670
18.10. | 21 | 670
18.10. | 22 | 670
18.10. | 23 | 670
18.10. | 24 | 670
19.10. | 1 | 670
19.10. | 2 | 670
19.10. | 3 | 670
19.10. | 4 | 670
19.10. | 5 | 670
19.10. | 6 | 670
19.10. | 7 | 670
19.10. | 8 | 670
19.10. | 9 | 670
19.10. | 10 | 670
19.10. | 11 | 670
19.10. | 12 | 670
19.10. | 13 | 670
19.10. | 14 | 670
19.10. | 15 | 670
19.10. | 16 | 670
19.10. | 17 | 670
19.10. | 18 | 670
19.10. | 19 | 670
19.10. | 20 | 670
19.10. | 21 | 670
19.10. | 22 | 670
19.10. | 23 | 670
19.10. | 24 | 670
20.10. | 1 | 670
20.10. | 2 | 670
20.10. | 3 | 670
20.10. | 4 | 670
20.10. | 5 | 670
20.10. | 6 | 670
20.10. | 7 | 670
20.10. | 8 | 670
20.10. | 9 | 670
20.10. | 10 | 670
20.10. | 11 | 670
20.10. | 12 | 670
20.10. | 13 | 670
20.10. | 14 | 670
20.10. | 15 | 670
20.10. | 16 | 670
20.10. | 17 | 670
20.10. | 18 | 670
20.10. | 19 | 670
20.10. | 20 | 670
20.10. | 21 | 670
20.10. | 22 | 670
20.10. | 23 | 670
20.10. | 24 | 670
21.10. | 1 | 670
21.10. | 2 | 670
21.10. | 3 | 670
21.10. | 4 | 670
21.10. | 5 | 670
21.10. | 6 | 670
21.10. | 7 | 670
21.10. | 8 | 670
21.10. | 9 | 670
21.10. | 10 | 670
21.10. | 11 | 670
21.10. | 12 | 670
21.10. | 13 | 670
21.10. | 14 | 670
21.10. | 15 | 670
21.10. | 16 | 670
21.10. | 17 | 670
21.10. | 18 | 670
21.10. | 19 | 670
21.10. | 20 | 670
21.10. | 21 | 670
21.10. | 22 | 670
21.10. | 23 | 670
21.10. | 24 | 670
22.10. | 1 | 670
22.10. | 2 | 670
22.10. | 3 | 670
22.10. | 4 | 670
22.10. | 5 | 670
22.10. | 6 | 670
22.10. | 7 | 670
22.10. | 8 | 670
22.10. | 9 | 670
22.10. | 10 | 670
22.10. | 11 | 670
22.10. | 12 | 670
22.10. | 13 | 670
22.10. | 14 | 670
22.10. | 15 | 670
22.10. | 16 | 670
22.10. | 17 | 670
22.10. | 18 | 670
22.10. | 19 | 670
22.10. | 20 | 670
22.10. | 21 | 670
22.10. | 22 | 670
22.10. | 23 | 670
22.10. | 24 | 670
23.10. | 1 | 670
23.10. | 2 | 670
23.10. | 3 | 670
23.10. | 4 | 670
23.10. | 5 | 670
23.10. | 6 | 670
23.10. | 7 | 670
23.10. | 8 | 670
23.10. | 9 | 670
23.10. | 10 | 670
23.10. | 11 | 670
23.10. | 12 | 670
23.10. | 13 | 670
23.10. | 14 | 670
23.10. | 15 | 670
23.10. | 16 | 670
23.10. | 17 | 670
23.10. | 18 | 670
23.10. | 19 | 670
23.10. | 20 | 670
23.10. | 21 | 670
23.10. | 22 | 670
23.10. | 23 | 670
23.10. | 24 | 670
24.10. | 1 | 670
24.10. | 2 | 670
24.10. | 3 | 670
24.10. | 4 | 670
24.10. | 5 | 670
24.10. | 6 | 670
24.10. | 7 | 670
24.10. | 8 | 670
24.10. | 9 | 670
24.10. | 10 | 670
24.10. | 11 | 670
24.10. | 12 | 670
24.10. | 13 | 670
24.10. | 14 | 670
24.10. | 15 | 670
24.10. | 16 | 670
24.10. | 17 | 670
24.10. | 18 | 670
24.10. | 19 | 670
24.10. | 20 | 670
24.10. | 21 | 670
24.10. | 22 | 670
24.10. | 23 | 670
24.10. | 24 | 670
25.10. | 1 | 670
25.10. | 2 | 670
25.10. | 3 | 670
25.10. | 4 | 670
25.10. | 5 | 670
25.10. | 6 | 670
25.10. | 7 | 670
25.10. | 8 | 670
25.10. | 9 | 670
25.10. | 10 | 670
25.10. | 11 | 670
25.10. | 12 | 670
25.10. | 13 | 670
25.10. | 14 | 670
25.10. | 15 | 670
25.10. | 16 | 670
25.10. | 17 | 670
25.10. | 18 | 670
25.10. | 19 | 670
25.10. | 20 | 670
25.10. | 21 | 670
25.10. | 22 | 670
25.10. | 23 | 670
25.10. | 24 | 670
26.10. | 1 | 670
26.10. | 2 | 670
26.10. | 3 | 670
26.10. | 4 | 670
26.10. | 5 | 670
26.10. | 6 | 670
26.10. | 7 | 670
26.10. | 8 | 670
26.10. | 9 | 670
26.10. | 10 | 670
26.10. | 11 | 670
26.10. | 12 | 670
26.10. | 13 | 670
26.10. | 14 | 670
26.10. | 15 | 670
26.10. | 16 | 670
26.10. | 17 | 670
26.10. | 18 | 670
26.10. | 19 | 670
26.10. | 20 | 670
26.10. | 21 | 670
26.10. | 22 | 670
26.10. | 23 | 670
26.10. | 24 | 670
27.10. | 1 | 670
27.10. | 2 | 670
27.10. | 3 | 670
27.10. | 4 | 670
27.10. | 5 | 670
27.10. | 6 | 670
27.10. | 7 | 670
27.10. | 8 | 670
27.10. | 9 | 670
27.10. | 10 | 670
27.10. | 11 | 670
27.10. | 12 | 670
27.10. | 13 | 670
27.10. | 14 | 670
27.10. | 15 | 670
27.10. | 16 | 670
27.10. | 17 | 670
27.10. | 18 | 670
27.10. | 19 | 670
27.10. | 20 | 670
27.10. | 21 | 670
27.10. | 22 | 670
27.10. | 23 | 670
27.10. | 24 | 670
28.10. | 1 | 670
28.10. | 2 | 670
28.10. | 3 | 670
28.10. | 4 | 670
28.10. | 5 | 670
28.10. | 6 | 670
28.10. | 7 | 670
28.10. | 8 | 670
28.10. | 9 | 670
28.10. | 10 | 670
28.10. | 11 | 670
28.10. | 12 | 670
28.10. | 13 | 670
28.10. | 14 | 670
28.10. | 15 | 670
28.10. | 16 | 670
28.10. | 17 | 670
28.10. | 18 | 670
28.10. | 19 | 670
28.10. | 20 | 670
28.10. | 21 | 670
28.10. | 22 | 670
28.10. | 23 | 670
28.10. | 24 | 670
29.10. | 1 | 670
29.10. | 2 | 670
29.10. | 3 | 670
29.10. | 4 | 670
29.10. | 5 | 670
29.10. | 6 | 670
29.10. | 7 | 670
29.10. | 8 | 670
29.10. | 9 | 670
29.10. | 10 | 670
29.10. | 11 | 670
29.10. | 12 | 670
29.10. | 13 | 670
29.10. | 14 | 670
29.10. | 15 | 670
29.10. | 16 | 670
29.10. | 17 | 670
29.10. | 18 | 670
29.10. | 19 | 670
29.10. | 20 | 670
29.10. | 21 | 670
29.10. | 22 | 670
29.10. | 23 | 670
29.10. | 24 | 670
30.10. | 1 | 670
30.10. | 2 | 670
30.10. | 3 | 670
30.10. | 4 | 670
30.10. | 5 | 670
30.10. | 6 | 670
30.10. | 7 | 670
30.10. | 8 | 670
30.10. | 9 | 670
30.10. | 10 | 670
30.10. | 11 | 670
30.10. | 12 | 670
30.10. | 13 | 670
30.10. | 14 | 670
30.10. | 15 | 670
30.10. | 16 | 670
30.10. | 17 | 670
30.10. | 18 | 670
30.10. | 19 | 670
30.10. | 20 | 670
30.10. | 21 | 670
30.10. | 22 | 670
30.10. | 23 | 670
30.10. | 24 | 670
31.10. | 1 | 670
31.10. | 2 | 670
31.10. | 3 | 670
31.10. | 4 | 670
31.10. | 5 | 670
31.10. | 6 | 670
31.10. | 7 | 670
31.10. | 8 | 670
31.10. | 9 | 670
31.10. | 10 | 670
31.10. | 11 | 670
31.10. | 12 | 670
31.10. | 13 | 670
31.10. | 14 | 670
31.10. | 15 | 670
31.10. | 16 | 670
31.10. | 17 | 670
31.10. | 18 | 670
31.10. | 19 | 670
31.10. | 20 | 670
31.10. | 21 | 670
31.10. | 22 | 670
31.10. | 23 | 670
31.10. | 24 | 670
01.11. | 1 | 670
01.11. | 2 | 670
01.11. | 3 | 670
01.11. | 4 | 670
01.11. | 5 | 670
01.11. | 6 | 670
01.11. | 7 | 670
01.11. | 8 | 670
01.11. | 9 | 670
01.11. | 10 | 670
01.11. | 11 | 670
01.11. | 12 | 670
01.11. | 13 | 670
01.11. | 14 | 670
01.11. | 15 | 670
01.11. | 16 | 670
01.11. | 17 | 670
01.11. | 18 | 670
01.11. | 19 | 670
01.11. | 20 | 670
01.11. | 21 | 670
01.11. | 22 | 670
01.11. | 23 | 670
01.11. | 24 | 670
02.11. | 1 | 670
02.11. | 2 | 670
02.11. | 3 | 670
02.11. | 4 | 670
02.11. | 5 | 670
02.11. | 6 | 670
02.11. | 7 | 670
02.11. | 8 | 670
02.11. | 9 | 670
02.11. | 10 | 670
02.11. | 11 | 670
02.11. | 12 | 670
02.11. | 13 | 670
02.11. | 14 | 670
02.11. | 15 | 670
02.11. | 16 | 670
02.11. | 17 | 670
02.11. | 18 | 670
02.11. | 19 | 670
02.11. | 20 | 670
02.11. | 21 | 670
02.11. | 22 | 670
02.11. | 23 | 670
02.11. | 24 | 670
03.11. | 1 | 670
03.11. | 2 | 670
03.11. | 3 | 670
03.11. | 4 | 670
03.11. | 5 | 670
03.11. | 6 | 670
03.11. | 7 | 670
03.11. | 8 | 670
03.11. | 9 | 670
03.11. | 10 | 670
03.11. | 11 | 670
03.11. | 12 | 670
03.11. | 13 | 670
03.11. | 14 | 670
03.11. | 15 | 670
03.11. | 16 | 670
03.11. | 17 | 670
03.11. | 18 | 670
03.11. | 19 | 670
03.11. | 20 | 670
03.11. | 21 | 670
03.11. | 22 | 670
03.11. | 23 | 670
03.11. | 24 | 670
04.11. | 1 | 670
04.11. | 2 | 670
04.11. | 3 | 670
04.11. | 4 | 670
04.11. | 5 | 670
04.11. | 6 | 670
04.11. | 7 | 670
04.11. | 8 | 670
04.11. | 9 | 670
04.11. | 10 | 670
04.11. | 11 | 670
04.11. | 12 | 670
04.11. | 13 | 670
04.11. | 14 | 670
04.11. | 15 | 670
04.11. | 16 | 670
04.11. | 17 | 670
04.11. | 18 | 670
04.11. | 19 | 670
04.11. | 20 | 670
04.11. | 21 | 670
04.11. | 22 | 670
04.11. | 23 | 670
04.11. | 24 | 670
05.11. | 1 | 670
05.11. | 2 | 670
05.11. | 3 | 670
05.11. | 4 | 670
05.11. | 5 | 670
05.11. | 6 | 670
05.11. | 7 | 670
05.11. | 8 | 670
05.11. | 9 | 670
05.11. | 10 | 670
05.11. | 11 | 670
05.11. | 12 | 670
05.11. | 13 | 670
05.11. | 14 | 670
05.11. | 15 | 670
05.11. | 16 | 670
05.11. | 17 | 670
05.11. | 18 | 670
05.11. | 19 | 670
05.11. | 20 | 670
05.11. | 21 | 670
05.11. | 22 | 670
05.11. | 23 | 670
05.11. | 24 | 670
06.11. | 1 | 670
06.11. | 2 | 670
06.11. | 3 | 670
06.11. | 4 | 670
06.11. | 5 | 670
06.11. | 6 | 670
06.11. | 7 | 670
06.11. | 8 | 670
06.11. | 9 | 670
06.11. | 10 | 670
06.11. | 11 | 670
06.11. | 12 | 670
06.11. | 13 | 670
06.11. | 14 | 670
06.11. | 15 | 670
06.11. | 16 | 670
06.11. | 17 | 670
06.11. | 18 | 670
06.11. | 19 | 670
06.11. | 20 | 670
06.11. | 21 | 670
06.11. | 22 | 670
06.11. | 23 | 670
06.11. | 24 | 670
07.11. | 1 | 670
07.11. | 2 | 670
07.11. | 3 | 670
07.11. | 4 | 670
07.11. | 5 | 670
07.11. | 6 | 670
07.11. | 7 | 670
07.11. | 8 | 670
07.11. | 9 | 670
07.11. | 10 | 670
07.11. | 11 | 670
07.11. | 12 | 670
07.11. | 13 | 670
07.11. | 14 | 670
07.11. | 15 | 670
07.11. | 16 | 670
07.11. | 17 | 670
07.11. | 18 | 670
07.11. | 19 | 670
07.11. | 20 | 670
07.11. | 21 | 670
07.11. | 22 | 670
07.11. | 23 | 670
07.11. | 24 | 670
08.11. | 1 | 670
08.11. | 2 | 670
08.11. | 3 | 670
08.11. | 4 | 670
08.11. | 5 | 670
08.11. | 6 | 670
08.11. | 7 | 670
08.11. | 8 | 670
08.11. | 9 | 670
08.11. | 10 | 670
08.11. | 11 | 670
08.11. | 12 | 670
08.11. | 13 | 670
08.11. | 14 | 670
08.11. | 15 | 670
08.11. | 16 | 670
08.11. | 17 | 670
08.11. | 18 | 670
08.11. | 19 | 670
08.11. | 20 | 670
08.11. | 21 | 670
08.11. | 22 | 670
08.11. | 23 | 670
08.11. | 24 | 670
09.11. | 1 | 670
09.11. | 2 | 670
09.11. | 3 | 670
09.11. | 4 | 670
09.11. | 5 | 670
09.11. | 6 | 670
09.11. | 7 | 670
09.11. | 8 | 670
09.11. | 9 | 670
09.11. | 10 | 670
09.11. | 11 | 670
09.11. | 12 | 670
09.11. | 13 | 670
09.11. | 14 | 670
09.11. | 15 | 670
09.11. | 16 | 670
09.11. | 17 | 670
09.11. | 18 | 670
09.11. | 19 | 670
09.11. | 20 | 670
09.11. | 21 | 670
09.11. | 22 | 670
09.11. | 23 | 670
09.11. | 24 | 670
10.11. | 1 | 670
10.11. | 2 | 670
10.11. | 3 | 670
10.11. | 4 | 670
10.11. | 5 | 670
10.11. | 6 | 670
10.11. | 7 | 670
10.11. | 8 | 670
10.11. | 9 | 670
10.11. | 10 | 670
10.11. | 11 | 670
10.11. | 12 | 670
10.11. | 13 | 670
10.11. | 14 | 670
10.11. | 15 | 670
10.11. | 16 | 670
10.11. | 17 | 670
10.11. | 18 | 670
10.11. | 19 | 670
10.11. | 20 | 670
10.11. | 21 | 670
10.11. | 22 | 670
10.11. | 23 | 670
10.11. | 24 | 670
11.11. | 1 | 670
11.11. | 2 | 670
11.11. | 3 | 670
11.11. | 4 | 670
11.11. | 5 | 670
11.11. | 6 | 670
11.11. | 7 | 670
11.11. | 8 | 670
11.11. | 9 | 670
11.11. | 10 | 670
11.11. | 11 | 670
11.11. | 12 | 670
11.11. | 13 | 670
11.11. | 14 | 670
11.11. | 15 | 670
11.11. | 16 | 670
11.11. | 17 | 670
11.11. | 18 | 670
11.11. | 19 | 670
11.11. | 20 | 670
11.11. | 21 | 670
11.11. | 22 | 670
11.11. | 23 | 670
11.11. | 24 | 670
12.11. | 1 | 670
12.11. | 2 | 670
12.11. | 3 | 670
12.11. | 4 | 670
12.11. | 5 | 670
12.11. | 6 | 670
12.11. | 7 | 670
12.11. | 8 | 670
12.11. | 9 | 670
12.11. | 10 | 670
12.11. | 11 | 670
12.11. | 12 | 670
12.11. | 13 | 670
12.11. | 14 | 670
12.11. | 15 | 670
12.11. | 16 | 670
12.11. | 17 | 670
12.11. | 18 | 670
12.11. | 19 | 670
12.11. | 20 | 670
12.11. | 21 | 670
12.11. | 22 | 670
12.11. | 23 | 670
12.11. | 24 | 670
13.11. | 1 | 670
13.11. | 2 | 670
13.11. | 3 | 670
13.11. | 4 | 670
13.11. | 5 | 670
13.11. | 6 | 670
13.11. | 7 | 670
13.11. | 8 | 670
13.11. | 9 | 670
13.11. | 10 | 670
13.11. | 11 | 670
13.11. | 12 | 670
13.11. | 13 | 670
13.11. | 14 | 670
13.11. | 15 | 670
13.11. | 16 | 670
13.11. | 17 | 670
13.11. | 18 | 670
13.11. | 19 | 670
13.11. | 20 | 670
13.11. | 21 | 670
13.11. | 22 | 670
13.11. | 23 | 670
13.11. | 24 | 670
14.11. | 1 | 670
14.11. | 2 | 670
14.11. | 3 | 670
14.11. | 4 | 670
14.11. | 5 | 670
14.11. | 6 | 670
14.11. | 7 | 670
14.11. | 8 | 670
14.11. | 9 | 670
14.11. | 10 | 670
14.11. | 11 | 670
14.11. | 12 | 670
14.11. | 13 | 670
14.11. | 14 | 670
14.11. | 15 | 670
14.11. | 16 | 670
14.11. | 17 | 670
14.11. | 18 | 670
14.11. | 19 | 670
14.11. | 20 | 670
14.11. | 21 | 670
14.11. | 22 | 670
14.11. | 23 | 670
14.11. | 24 | 670
15.11. | 1 | 670
15.11. | 2 | 670
15.11. | 3 | 670
15.11. | 4 | 670
15.11. | 5 | 670
15.11. | 6 | 670
15.11. | 7 | 670
15.11. | 8 | 670
15.11. | 9 | 670
15.11. | 10 | 670
15.11. | 11 | 670
15.11. | 12 | 670
15.11. | 13 | 670
15.11. | 14 | 670
15.11. | 15 | 670
15.11. | 16 | 670
15.11. | 17 | 670
15.11. | 18 | 670
15.11. | 19 | 670
15.11. | 20 | 670
15.11. | 21 | 670
15.11. | 22 | 670
15.11. | 23 | 670
15.11. | 24 | 670
16.11. | 1 | 670
16.11. | 2 | 670
16.11. | 3 | 670
16.11. | 4 | 670
16.11. | 5 | 670
16.11. | 6 | 670
16.11. | 7 | 670
16.11. | 8 | 670
16.11. | 9 | 670
16.11. | 10 | 670
16.11. | 11 | 670
16.11. | 12 | 670
16.11. | 13 | 670
16.11. | 14 | 670
16.11. | 15 | 670
16.11. | 16 | 670
16.11. | 17 | 670
16.11. | 18 | 670
16.11. | 19 | 670
16.11. | 20 | 670
16.11. | 21 | 670
16.11. | 22 | 670
16.11. | 23 | 670
16.11. | 24 | 670
17.11. | 1 | 670
17.11. | 2 | 670
17.11. | 3 | 670
17.11. | 4 | 670
17.11. | 5 | 670
17.11. | 6 | 670
17.11. | 7 | 670
17.11. | 8 | 670
17.11. | 9 | 670
17.11. | 10 | 670
17.11. | 11 | 670
17.11. | 12 | 670
17.11. | 13 | 670
17.11. | 14 | 670
17.11. | 15 | 670
17.11. | 16 | 670
17.11. | 17 | 670
17.11. | 18 | 670
17.11. | 19 | 670
17.11. | 20 | 670
17.11. | 21 | 670
17.11. | 22 | 670
17.11. | 23 | 670
17.11. | 24 | 670
18.11. | 1 | 670
18.11. | 2 | 670
18.11. | 3 | 670
18.11. | 4 | 670
18.11. | 5 | 670
18.11. | 6 | 670
18.11. | 7 | 670
18.11. | 8 | 670
18.11. | 9 | 670
18.11. | 10 | 670
18.11. | 11 | 670
18.11. | 12 | 670
18.11. | 13 | 670
18.11. | 14 | 670
18.11. | 15 | 670
18.11. | 16 | 670
18.11. | 17 | 670
18.11. | 18 | 670
18.11. | 19 | 670
18.11. | 20 | 670
18.11. | 21 | 670
18.11. | 22 | 670
18.11. | 23 | 670
18.11. | 24 | 670
19.11. | 1 | 670
19.11. | 2 | 670
19.11. | 3 | 670
19.11. | 4 | 670
19.11. | 5 | 670
19.11. | 6 | 670
19.11. | 7 | 670
19.11. | 8 | 670
19.11. | 9 | 670
19.11. | 10 | 670
19.11. | 11 | 670
19.11. | 12 | 670
19.11. | 13 | 670
19.11. | 14 | 670
19.11. | 15 | 670
19.11. | 16 | 670
19.11. | 17 | 670
19.11. | 18 | 670
19.11. | 19 | 670
19.11. | 20 | 670
19.11. | 21 | 670
19.11. | 22 | 670
19.11. | 23 | 670
19.11. | 24 | 670
20.11. | 1 | 670
20.11. | 2 | 670
20.11. | 3 | 670
20.11. | 4 | 670
20.11. | 5 | 670
20.11. | 6 | 670
20.11. | 7 | 670
20.11. | 8 | 670
20.11. | 9 | 670
20.11. | 10 | 670
20.11. | 11 | 670
20.11. | 12 | 670
20.11. | 13 | 670
20.11. | 14 | 670
20.11. | 15 | 670
20.11. | 16 | 670
20.11. | 17 | 670
20.11. | 18 | 670
20.11. | 19 | 670
20.11. | 20 | 670
20.11. | 21 | 670
20.11. | 22 | 670
20.11. | 23 | 670
20.11. | 24 | 670
21.11. | 1 | 670
21.11. | 2 | 670
21.11. | 3 | 670
21.11. | 4 | 670
21.11. | 5 | 670
21.11. | 6 | 670
21.11. | 7 | 670
21.11. | 8 | 670
21.11. | 9 | 670
21.11. | 10 | 670
21.11. | 11 | 670
21.11. | 12 | 670
21.11. | 13 | 670
21.11. | 14 | 670
21.11. | 15 | 670
21.11. | 16 | 670
21.11. | 17 | 670
21.11. | 18 | 670
21.11. | 19 | 670
21.11. | 20 | 670
21.11. | 21 | 670
21.11. | 22 | 670
21.11. | 23 | 670
21.11. | 24 | 670
22.11. | 1 | 670
22.11. | 2 | 670
22.11. | 3 | 670
22.11. | 4 | 670
22.11. | 5 | 670
22.11. | 6 | 670
22.11. | 7 | 670
22.11. | 8 | 670
22.11. | 9 | 670
22.11. | 10 | 670
22.11. | 11 | 670
22.11. | 12 | 670
22.11. | 13 | 670
22.11. | 14 | 670
22.11. | 15 | 670
22.11. | 16 | 670
22.11. | 17 | 670
22.11. | 18 | 670
22.11. | 19 | 670
22.11. | 20 | 670
22.11. | 21 | 670
22.11. | 22 | 670
22.11. | 23 | 670
22.11. | 24 | 670
23.11. | 1 | 670
23.11. | 2 | 670
23.11. | 3 | 670
23.11. | 4 | 670
23.11. | 5 | 670
23.11. | 6 | 670
23.11. | 7 | 670
23.11. | 8 | 670
23.11. | 9 | 670
23.11. | 10 | 670
23.11. | 11 | 670
23.11. | 12 | 670
23.11. | 13 | 670
23.11. | 14 | 670
23.11. | 15 | 670
23.11. | 16 | 670
23.11. | 17 | 670
23.11. | 18 | 670
23.11. | 19 | 670
23.11. | 20 | 670
23.11. | 21 | 670
23.11. | 22 | 670
23.11. | 23 | 670
23.11. | 24 | 670
24.11. | 1 | 670
24.11. | 2 | 670
24.11. | 3 | 670
24.11. | 4 | 670
24.11. | 5 | 670
24.11. | 6 | 670
24.11. | 7 | 670
24.11. | 8 | 670
24.11. | 9 | 670
24.11. | 10 | 670
24.11. | 11 | 670
24.11. | 12 | 670
24.11. | 13 | 670
24.11. | 14 | 670
24.11. | 15 | 670
24.11. | 16 | 670
24.11. | 17 | 670
24.11. | 18 | 670
24.11. | 19 | 670
24.11. | 20 | 670
24.11. | 21 | 670
24.11. | 22 | 670
24.11. | 23 | 670
24.11. | 24 | 670
25.11. | 1 | 670
25.11. | 2 | 670
25.11. | 3 | 670
25.11. | 4 | 670
25.11. | 5 | 670
25.11. | 6 | 670
25.11. | 7 | 670
25.11. | 8 | 670
25.11. | 9 | 670
25.11. | 10 | 670
25.11. | 11 | 670
25.11. | 12 | 670
25.11. | 13 | 670
25.11. | 14 | 670
25.11. | 15 | 670
25.11. | 16 | 670
25.11. | 17 | 670
25.11. | 18 | 670
25.11. | 19 | 670
25.11. | 20 | 670
25.11. | 21 | 670
25.11. | 22 | 670
25.11. | 23 | 670
25.11. | 24 | 670
26.11. | 1 | 670
26.11. | 2 | 670
26.11. | 3 | 670
26.11. | 4 | 670
26.11. | 5 | 670
26.11. | 6 | 670
26.11. | 7 | 670
26.11. | 8 | 670
26.11. | 9 | 670
26.11. | 10 | 670
26.11. | 11 | 670
26.11. | 12 | 670
26.11. | 13 | 670
26.11. | 14 | 670
26.11. | 15 | 670
26.11. | 16 | 670
26.11. | 17 | 670
26.11. | 18 | 670
26.11. | 19 | 670
26.11. | 20 | 670
26.11. | 21 | 670
26.11. | 22 | 670
26.11. | 23 | 670
26.11. | 24 | 670
27.11. | 1 | 670
27.11. | 2 | 670
27.11. | 3 | 670
27.11. | 4 | 670
27.11. | 5 | 670
27.11. | 6 | 670
27.11. | 7 | 670
27.11. | 8 | 670
27.11. | 9 | 670
27.11. | 10 | 670
27.11. | 11 | 670
27.11. | 12 | 670
27.11. | 13 | 670
27.11. | 14 | 670
27.11. | 15 | 670
27.11. | 16 | 670
27.11. | 17 | 670
27.11. | 18 | 670
27.11. | 19 | 670
27.11. | 20 | 670
27.11. | 21 | 670
27.11. | 22 | 670
27.11. | 23 | 670
27.11. | 24 | 670
28.11. | 1 | 670
28.11. | 2 | 670
28.11. | 3 | 670
28.11. | 4 | 670
28.11. | 5 | 670
28.11. | 6 | 670
28.11. | 7 | 670
28.11. | 8 | 670
28.11. | 9 | 670
28.11. | 10 | 670
28.11. | 11 | 670
28.11. | 12 | 670
28.11. | 13 | 670
28.11. | 14 | 670
28.11. | 15 | 670
28.11. | 16 | 670
28.11. | 17 | 670
28.11. | 18 | 670
28.11. | 19 | 670
28.11. | 20 | 670
28.11. | 21 | 670
28.11. | 22 | 670
28.11. | 23 | 670
28.11. | 24 | 670
29.11. | 1 | 670
29.11. | 2 | 670
29.11. | 3 | 670
29.11. | 4 | 670
29.11. | 5 | 670
29.11. | 6 | 670
29.11. | 7 | 670
29.11. | 8 | 670
29.11. | 9 | 670
29.11. | 10 | 670
29.11. | 11 | 670
29.11. | 12 | 670
29.11. | 13 | 670
29.11. | 14 | 670
29.11. | 15 | 670
29.11. | 16 | 670
29.11. | 17 | 670
29.11. | 18 | 670
29.11. | 19 | 670
29.11. | 20 | 670
29.11. | 21 | 670
29.11. | 22 | 670
29.11. | 23 | 670
29.11. | 24 | 670
30.11. | 1 | 670
30.11. | 2 | 670
30.11. | 3 | 670
30.11. | 4 | 670
30.11. | 5 | 670
30.11. | 6 | 670
30.11. | 7 | 670
30.11. | 8 | 670
30.11. | 9 | 670
30.11. | 10 | 670
30.11. | 11 | 670
30.11. | 12 | 670
30.11. | 13 | 670
30.11. | 14 | 670
30.11. | 15 | 670
30.11. | 16 | 670
30.11. | 17 | 670
30.11. | 18 | 670
30.11. | 19 | 670
30.11. | 20 | 670
30.11. | 21 | 670
30.11. | 22 | 670
30.11. | 23 | 670
30.11. | 24 | 670
01.12. | 1 | 670
01.12. | 2 | 670
01.12. | 3 | 670
01.12. | 4 | 670
01.12. | 5 | 670
01.12. | 6 | 670
01.12. | 7 | 670
01.12. | 8 | 670
01.12. | 9 | 670
01.12. | 10 | 670
01.12. | 11 | 670
01.12. | 12 | 670
01.12. | 13 | 670
01.12. | 14 | 670
01.12. | 15 | 670
01.12. | 16 | 670
01.12. | 17 | 670
01.12. | 18 | 670
01.12. | 19 | 670
01.12. | 20 | 670
01.12. | 21 | 670
01.12. | 22 | 670
01.12. | 23 | 670
01.12. | 24 | 670
02.12. | 1 | 670
02.12. | 2 | 670
02.12. | 3 | 670
02.12. | 4 | 670
02.12. | 5 | 670
02.12. | 6 | 670
02.12. | 7 | 670
02.12. | 8 | 670
02.12. | 9 | 670
02.12. | 10 | 670
02.12. | 11 | 670
02.12. | 12 | 670
02.12. | 13 | 670
02.12. | 14 | 670
02.12. | 15 | 670
02.12. | 16 | 670
02.12. | 17 | 670
02.12. | 18 | 670
02.12. | 19 | 670
02.12. | 20 | 670
02.12. | 21 | 670
02.12. | 22 | 670
02.12. | 23 | 670
02.12. | 24 | 670
03.12. | 1 | 670
03.12. | 2 | 670
03.12. | 3 | 670
03.12. | 4 | 670
03.12. | 5 | 670
03.12. | 6 | 670
03.12. | 7 | 670
03.12. | 8 | 670
03.12. | 9 | 670
03.12. | 10 | 670
03.12. | 11 | 670
03.12. | 12 | 670
03.12. | 13 | 670
03.12. | 14 | 670
03.12. | 15 | 670
03.12. | 16 | 670
03.12. | 17 | 670
03.12. | 18 | 670
03.12. | 19 | 670
03.12. | 20 | 670
03.12. | 21 | 670
03.12. | 22 | 670
03.12. | 23 | 670
03.12. | 24 | 670
04.12. | 1 | 670
04.12. | 2 | 670
04.12. | 3 | 670
04.12. | 4 | 670
04.12. | 5 | 670
04.12. | 6 | 670
04.12. | 7 | 670
04.12. | 8 | 670
04.12. | 9 | 670
04.12. | 10 | 670
04.12. | 11 | 670
04.12. | 12 | 670
04.12. | 13 | 670
04.12. | 14 | 670
04.12. | 15 | 670
04.12. | 16 | 670
04.12. | 17 | 670
04.12. | 18 | 670
04.12. | 19 | 670
04.12. | 20 | 670
04.12. | 21 | 670
04.12. | 22 | 670
04.12. | 23 | 670
04.12. | 24 | 670
05.12. | 1 | 670
05.12. | 2 | 670
05.12. | 3 | 670
05.12. | 4 | 670
05.12. | 5 | 670
05.12. | 6 | 670
05.12. | 7 | 670
05.12. | 8 | 670
05.12. | 9 | 670
05.12. | 10 | 670
05.12. | 11 | 670
05.12. | 12 | 670
05.12. | 13 | 670
05.12. | 14 | 670
05.12. | 15 | 670
05.12. | 16 | 670
05.12. | 17 | 670
05.12. | 18 | 670
05.12. | 19 | 670
05.12. | 20 | 670
05.12. | 21 | 670
05.12. | 22 | 670
05.12. | 23 | 670
05.12. | 24 | 670
06.12. | 1 | 670
06.12. | 2 | 670
06.12. | 3 | 670
06.12. | 4 | 670
06.12. | 5 | 670
06.12. | 6 | 670
06.12. | 7 | 670
06.12. | 8 | 670
06.12. | 9 | 670
06.12. | 10 | 670
06.12. | 11 | 670
06.12. | 12 | 670
06.12. | 13 | 670
06.12. | 14 | 670
06.12. | 15 | 670
06.12. | 16 | 670
06.12. | 17 | 670
06.12. | 18 | 670
06.12. | 19 | 670
06.12. | 20 | 670
06.12. | 21 | 670
06.12. | 22 | 670
06.12. | 23 | 670
06.12. | 24 | 670
07.12. | 1 | 670
07.12. | 2 | 670
07.12. | 3 | 670
07.12. | 4 | 670
07.12. | 5 | 670
07.12. | 6 | 670
07.12. | 7 | 670
07.12. | 8 | 670
07.12. | 9 | 670
07.12. | 10 | 670
07.12. | 11 | 670
07.12. | 12 | 670
07.12. | 13 | 670
07.12. | 14 | 670
07.12. | 15 | 670
07.12. | 16 | 670
07.12. | 17 | 670
07.12. | 18 | 670
07.12. | 19 | 670
07.12. | 20 | 670
07.12. | 21 | 670
07.12. | 22 | 670
07.12. | 23 | 670
07.12. | 24 | 670
08.12. | 1 | 670
08.12. | 2 | 670
08.12. | 3 | 670
08.12. | 4 | 670
08.12. | 5 | 670
08.12. | 6 | 670
08.12. | 7 | 670
08.12. | 8 | 670
08.12. | 9 | 670
08.12. | 10 | 670
08.12. | 11 | 670
08.12. | 12 | 670
08.12. | 13 | 670
08.12. | 14 | 670
08.12. | 15 | 670
08.12. | 16 | 670
08.12. | 17 | 670
08.12. | 18 | 670
08.12. | 19 | 670
08.12. | 20 | 670
08.12. | 21 | 670
08.12. | 22 | 670
08.12. | 23 | 670
08.12. | 24 | 670
09.12. | 1 | 670
09.12. | 2 | 670
09.12. | 3 | 670
09.12. | 4 | 670
09.12. | 5 | 670
09.12. | 6 | 670
09.12. | 7 | 670
09.12. | 8 | 670
09.12. | 9 | 670
09.12. | 10 | 670
09.12. | 11 | 670
09.12. | 12 | 670
09.12. | 13 | 670
09.12. | 14 | 670
09.12. | 15 | 670
09.12. | 16 | 670
09.12. | 17 | 670
09.12. | 18 | 670
09.12. | 19 | 670
09.12. | 20 | 670
09.12. | 21 | 670
09.12. | 22 | 670
09.12. | 23 | 670
09.12. | 24 | 670
10.12. | 1 | 670
10.12. | 2 | 670
10.12. | 3 | 670
10.12. | 4 | 670
10.12. | 5 | 670
10.12. | 6 | 670
10.12. | 7 | 670
10.12. | 8 | 670
10.12. | 9 | 670
10.12. | 10 | 670
10.12. | 11 | 670
10.12. | 12 | 670
10.12. | 13 | 670
10.12. | 14 | 670
10.12. | 15 | 670
10.12. | 16 | 670
10.12. | 17 | 670
10.12. | 18 | 670
10.12. | 19 | 670
10.12. | 20 | 670
10.12. | 21 | 670
10.12. | 22 | 670
10.12. | 23 | 670
10.12. | 24 | 670
11.12. | 1 | 670
11.12. | 2 | 670
11.12. | 3 | 670
11.12. | 4 | 670
11.12. | 5 | 670
11.12. | 6 | 670
11.12. | 7 | 670
11.12. | 8 | 670
11.12. | 9 | 670
11.12. | 10 | 670
11.12. | 11 | 670
11.12. | 12 | 670
11.12. | 13 | 670
11.12. | 14 | 670
11.12. | 15 | 670
11.12. | 16 | 670
11.12. | 17 | 670
11.12. | 18 | 670
11.12. | 19 | 670
11.12. | 20 | 670
11.12. | 21 | 670
11.12. | 22 | 670
11.12. | 23 | 670
11.12. | 24 | 670
12.12. | 1 | 670
12.12. | 2 | 670
12.12. | 3 | 670
12.12. | 4 | 670
12.12. | 5 | 670
12.12. | 6 | 670
12.12. | 7 | 670
12.12. | 8 | 670
12.12. | 9 | 670
12.12. | 10 | 670
12.12. | 11 | 670
12.12. | 12 | 670
12.12. | 13 | 670
12.12. | 14 | 670
12.12. | 15 | 670
12.12. | 16 | 670
12.12. | 17 | 670
12.12. | 18 | 670
12.12. | 19 | 670
12.12. | 20 | 670
12.12. | 21 | 670
12.12. | 22 | 670
12.12. | 23 | 670
12.12. | 24 | 670
13.12. | 1 | 670
13.12. | 2 | 670
13.12. | 3 | 670
13.12. | 4 | 670
13.12. | 5 | 670
13.12. | 6 | 670
13.12. | 7 | 670
13.12. | 8 | 670
13.12. | 9 | 670
13.12. | 10 | 670
13.12. | 11 | 670
13.12. | 12 | 670
13.12. | 13 | 670
13.12. | 14 | 670
13.12. | 15 | 670
13.12. | 16 | 670
13.12. | 17 | 670
13.12. | 18 | 670
13.12. | 19 | 670
13.12. | 20 | 670
13.12. | 21 | 670
13.12. | 22 | 670
13.12. | 23 | 670
13.12. | 24 | 670
14.12. | 1 | 670
14.12. | 2 | 670
14.12. | 3 | 670
14.12. | 4 | 670
14.12. | 5 | 670
14.12. | 6 | 670
14.12. | 7 | 670
14.12. | 8 | 670
14.12. | 9 | 670
14.12. | 10 | 670
14.12. | 11 | 670
14.12. | 12 | 670
14.12. | 13 | 670
14.12. | 14 | 670
14.12. | 15 | 670
14.12. | 16 | 670
14.12. | 17 | 670
14.12. | 18 | 670
14.12. | 19 | 670
14.12. | 20 | 670
14.12. | 21 | 670
14.12. | 22 | 670
14.12. | 23 | 670
14.12. | 24 | 670
15.12. | 1 | 670
15.12. | 2 | 670
15.12. | 3 | 670
15.12. | 4 | 670
15.12. | 5 | 670
15.12. | 6 | 670
15.12. | 7 | 670
15.12. | 8 | 670
15.12. | 9 | 670
15.12. | 10 | 670
15.12. | 11 | 670
15.12. | 12 | 670
15.12. | 13 | 670
15.12. | 14 | 670
15.12. | 15 | 670
15.12. | 16 | 670
15.12. | 17 | 670
15.12. | 18 | 670
15.12. | 19 | 670
15.12. | 20 | 670
15.12. | 21 | 670
15.12. | 22 | 670
15.12. | 23 | 670
15.12. | 24 | 670
16.12. | 1 | 670
16.12. | 2 | 670
16.12. | 3 | 670
16.12. | 4 | 670
16.12. | 5 | 670
16.12. | 6 | 670
16.12. | 7 | 670
16.12. | 8 | 670
16.12. | 9 | 670
16.12. | 10 | 670
16.12. | 11 | 670
16.12. | 12 | 670
16.12. | 13 | 670
16.12. | 14 | 670
16.12. | 15 | 670
16.12. | 16 | 670
16.12. | 17 | 670
16.12. | 18 | 670
16.12. | 19 | 670
16.12. | 20 | 670
16.12. | 21 | 670
16.12. | 22 | 670
16.12. | 23 | 670
16.12. | 24 | 670
17.12. | 1 | 670
17.12. | 2 | 670
17.12. | 3 | 670
17.12. | 4 | 670
17.12. | 5 | 670
17.12. | 6 | 670
17.12. | 7 | 670
17.12. | 8 | 670
17.12. | 9 | 670
17.12. | 10 | 670
17.12. | 11 | 670
17.12. | 12 | 670
17.12. | 13 | 670
17.12. | 14 | 670
17.12. | 15 | 670
17.12. | 16 | 670
17.12. | 17 | 670
17.12. | 18 | 670
17.12. | 19 | 670
17.12. | 20 | 670
17.12. | 21 | 670
17.12. | 22 | 670
17.12. | 23 | 670
17.12. | 24 | 670
18.12. | 1 | 670
18.12. | 2 | 670
18.12. | 3 | 670
18.12. | 4 | 670
18.12. | 5 | 670
18.12. | 6 | 670
18.12. | 7 | 670
18.12. | 8 | 670
18.12. | 9 | 670
18.12. | 10 | 670
18.12. | 11 | 670
18.12. | 12 | 670
18.12. | 13 | 670
18.12. | 14 | 670
18.12. | 15 | 670
18.12. | 16 | 670
18.12. | 17 | 670
18.12. | 18 | 670
18.12. | 19 | 670
18.12. | 20 | 670
18.12. | 21 | 670
18.12. | 22 | 670
18.12. | 23 | 670
18.12. | 24 | 670
19.12. | 1 | 670
19.12. | 2 | 670
19.12. | 3 | 670
19.12. | 4 | 670
19.12. | 5 | 670
19.12. | 6 | 670
19.12. | 7 | 670
19.12. | 8 | 670
19.12. | 9 | 670
19.12. | 10 | 670
19.12. | 11 | 670
19.12. | 12 | 670
19.12. | 13 | 670
19.12. | 14 | 670
19.12. | 15 | 670
19.12. | 16 | 670
19.12. | 17 | 670
19.12. | 18 | 670
19.12. | 19 | 670
19.12. | 20 | 670
19.12. | 21 | 670
19.12. | 22 | 670
19.12. | 23 | 670
19.12. | 24 | 670
20.12. | 1 | 670
20.12. | 2 | 670
20.12. | 3 | 670
20.12. | 4 | 670
20.12. | 5 | 670
20.12. | 6 | 670
20.12. | 7 | 670
20.12. | 8 | 670
20.12. | 9 | 670
20.12. | 10 | 670
20.12. | 11 | 670
20.12. | 12 | 670
20.12. | 13 | 670
20.12. | 14 | 670
20.12. | 15 | 670
20.12. | 16 | 670
20.12. | 17 | 670
20.12. | 18 | 670
20.12. | 19 | 670
20.12. | 20 | 670
20.12. | 21 | 670
20.12. | 22 | 670
20.12. | 23 | 670
20.12. | 24 | 670
21.12. | 1 | 670
21.12. | 2 | 670
21.12. | 3 | 670
21.12. | 4 | 670
21.12. | 5 | 670
21.12. | 6 | 670
21.12. | 7 | 670
21.12. | 8 | 670
21.12. | 9 | 670
21.12. | 10 | 670
21.12. | 11 | 670
21.12. | 12 | 670
21.12. | 13 | 670
21.12. | 14 | 670
21.12. | 15 | 670
21.12. | 16 | 670
21.12. | 17 | 670
21.12. | 18 | 670
21.12. | 19 | 670
21.12. | 20 | 670
21.12. | 21 | 670
21.12. | 22 | 670
21.12. | 23 | 670
21.12. | 24 | 670
22.12. | 1 | 670
22.12. | 2 | 670
22.12. | 3 | 670
22.12. | 4 | 670
22.12. | 5 | 670
22.12. | 6 | 670
22.12. | 7 | 670
22.12. | 8 | 670
22.12. | 9 | 670
22.12. | 10 | 670
22.12. | 11 | 670
22.12. | 12 | 670
22.12. | 13 | 670
22.12. | 14 | 670
22.12. | 15 | 670
22.12. | 16 | 670
22.12. | 17 | 670
22.12. | 18 | 670
22.12. | 19 | 670
22.12. | 20 | 670
22.12. | 21 | 670
22.12. | 22 | 670
22.12. | 23 | 670
22.12. | 24 | 670
23.12. | 1 | 670
23.12. | 2 | 670
23.12. | 3 | 670
23.12. | 4 | 670
23.12. | 5 | 670
23.12. | 6 | 670
23.12. | 7 | 670
23.12. | 8 | 670
23.12. | 9 | 670
23.12. | 10 | 670
23.12. | 11 | 670
23.12. | 12 | 670
23.12. | 13 | 670
23.12. | 14 | 670
23.12. | 15 | 670
23.12. | 16 | 670
23.12. | 17 | 670
23.12. | 18 | 670
23.12. | 19 | 670
23.12. | 20 | 670
23.12. | 21 | 670
23.12. | 22 | 670
23.12. | 23 | 670
23.12. | 24 | 670
24.12. | 1 | 670
24.12. | 2 | 670
24.12. | 3 | 670
24.12. | 4 | 670
24.12. | 5 | 670
24.12. | 6 | 670
24.12. | 7 | 670
24.12. | 8 | 670
24.12. | 9 | 670
24.12. | 10 | 670
24.12. | 11 | 670
24.12. | 12 | 670
24.12. | 13 | 670
24.12. | 14 | 670
24.12. | 15 | 670
24.12. | 16 | 670
24.12. | 17 | 670
24.12. | 18 | 670
24.12. | 19 | 670
24.12. | 20 | 670
24.12. | 21 | 670
24.12. | 22 | 670
24.12. | 23 | 670
24.12. | 24 | 670
25.12. | 1 | 670
25.12. | 2 | 670
25.12. | 3 | 670
25.12. | 4 | 670
25.12. | 5 | 670
25.12. | 6 | 670
25.12. | 7 | 670
25.12. | 8 | 670
25.12. | 9 | 670
25.12. | 10 | 670
25.12. | 11 | 670
25.12. | 12 | 670
25.12. | 13 | 670
25.12. | 14 | 670
25.12. | 15 | 670
25.12. | 16 | 670
25.12. | 17 | 670
25.12. | 18 | 670
25.12. | 19 | 670
25.12. | 20 | 670
25.12. | 21 | 670
25.12. | 22 | 670
25.12. | 23 | 670
25.12. | 24 | 670
26.12. | 1 | 670
26.12. | 2 | 670
26.12. | 3 | 670
26.12. | 4 | 670
26.12. | 5 | 670
26.12. | 6 | 670
26.12. | 7 | 670
26.12. | 8 | 670
26.12. | 9 | 670
26.12. | 10 | 670
26.12. | 11 | 670
26.12. | 12 | 670
26.12. | 13 | 670
26.12. | 14 | 670
26.12. | 15 | 670
26.12. | 16 | 670
26.12. | 17 | 670
26.12. | 18 | 670
26.12. | 19 | 670
26.12. | 20 | 670
26.12. | 21 | 670
26.12. | 22 | 670
26.12. | 23 | 670
26.12. | 24 | 670
27.12. | 1 | 670
27.12. | 2 | 670
27.12. | 3 | 670
27.12. | 4 | 670
27.12. | 5 | 670
27.12. | 6 | 670
27.12. | 7 | 670
27.12. | 8 | 670
27.12. | 9 | 670
27.12. | 10 | 670
27.12. | 11 | 670
27.12. | 12 | 670
27.12. | 13 | 670
27.12. | 14 | 670
27.12. | 15 | 670
27.12. | 16 | 670
27.12. | 17 | 670
27.12. | 18 | 670
27.12. | 19 | 670
27.12. | 20 | 670
27.12. | 21 | 670
27.12. | 22 | 670
27.12. | 23 | 670
27.12. | 24 | 670
28.12. | 1 | 670
28.12. | 2 | 670
28.12. | 3 | 670
28.12. | 4 | 670
28.12. | 5 | 670
28.12. | 6 | 670
28.12. | 7 | 670
28.12. | 8 | 670
28.12. | 9 | 670
28.12. | 10 | 670
28.12. | 11 | 670
28.12. | 12 | 670
28.12. | 13 | 670
28.12. | 14 | 670
28.12. | 15 | 670
28.12. | 16 | 670
28.12. | 17 | 670
28.12. | 18 | 670
28.12. | 19 | 670
28.12. | 20 | 670
28.12. | 21 | 670
28.12. | 22 | 670
28.12. | 23 | 670
28.12. | 24 | 670
29.12. | 1 | 670
29.12. | 2 | 670
29.12. | 3 | 670
29.12. | 4 | 670
29.12. | 5 | 670
29.12. | 6 | 670
29.12. | 7 | 670
29.12. | 8 | 670
29.12. | 9 | 670
29.12. | 10 | 670
29.12. | 11 | 670
29.12. | 12 | 670
29.12. | 13 | 670
29.12. | 14 | 670
29.12. | 15 | 670
29.12. | 16 | 670
29.12. | 17 | 670
29.12. | 18 | 670
29.12. | 19 | 670
29.12. | 20 | 670
29.12. | 21 | 670
29.12. | 22 | 670
29.12. | 23 | 670
29.12. | 24 | 670
30.12. | 1 | 670
30.12. | 2 | 670
30.12. | 3 | 670
30.12. | 4 | 670
30.12. | 5 | 670
30.12. | 6 | 670
30.12. | 7 | 670
30.12. | 8 | 670
30.12. | 9 | 670
30.12. | 10 | 670
30.12. | 11 | 670
30.12. | 12 | 670
30.12. | 13 | 670
30.12. | 14 | 670
30.12. | 15 | 670
30.12. | 16 | 670
30.12. | 17 | 670
30.12. | 18 | 670
30.12. | 19 | 670
30.12. | 20 | 670
30.12. | 21 | 670
30.12. | 22 | 670
30.12. | 23 | 670
30.12. | 24 | 670
31.12. | 1 | 670
31.12. | 2 | 670
31.12. | 3 | 670
31.12. | 4 | 670
31.12. | 5 | 670
31.12. | 6 | 670
31.12. | 7 | 670
31.12. | 8 | 670
31.12. | 9 | 670
31.12. | 10 | 670
31.12. | 11 | 670
31.12. | 12 | 670
31.12. | 13 | 670
31.12. | 14 | 670
31.12. | 15 | 670
31.12. | 16 | 670
31.12. | 17 | 670
31.12. | 18 | 670
31.12. | 19 | 670
31.12. | 20 | 670
31.12. | 21 | 670
31.12. | 22 | 670
31.12. | 23 | 670
31.12. | 24 | 670

## Exchanges
ENTSO-E Market Modelling Database: Exchanges with non-ENTSO-E countries
Country:
Market Node: | PT00
Year:
Climate year |  |  | N.B. use convention first January always Monday (2007 calendar year) --> see guidelines for further details
Scenario
name of the non-ENTSOE country:
average import capacity from non-ENTSO-E country (MW) (optional):
average export capacity to non-ENTSO-E country (MW) (optional):
name of the non-ENTSOE country:
average import capacity from non-ENTSO-E country (MW) (optional):
average export capacity to non-ENTSO-E country (MW) (optional):
name of the non-ENTSOE country:
average import capacity from non-ENTSO-E country (MW) (optional):
average export capacity to non-ENTSO-E country (MW) (optional):
name of the non-ENTSOE country:
average import capacity from non-ENTSO-E country (MW) (optional):
average export capacity to non-ENTSO-E country (MW) (optional):
name of the non-ENTSOE country:
average import capacity from non-ENTSO-E country (MW) (optional):
average export capacity to non-ENTSO-E country (MW) (optional):
Date | Hour | Total exchanges with all non ENTSO-E countries (MW) (>0 for import)
01.01. | 1
01.01. | 2
01.01. | 3
01.01. | 4
01.01. | 5
01.01. | 6
01.01. | 7
01.01. | 8
01.01. | 9
01.01. | 10
01.01. | 11
01.01. | 12
01.01. | 13
01.01. | 14
01.01. | 15
01.01. | 16
01.01. | 17
01.01. | 18
01.01. | 19
01.01. | 20
01.01. | 21
01.01. | 22
01.01. | 23
01.01. | 24
02.01. | 1
02.01. | 2
02.01. | 3
02.01. | 4
02.01. | 5
02.01. | 6
02.01. | 7
02.01. | 8
02.01. | 9
02.01. | 10
02.01. | 11
02.01. | 12
02.01. | 13
02.01. | 14
02.01. | 15
02.01. | 16
02.01. | 17
02.01. | 18
02.01. | 19
02.01. | 20
02.01. | 21
02.01. | 22
02.01. | 23
02.01. | 24
03.01. | 1
03.01. | 2
03.01. | 3
03.01. | 4
03.01. | 5
03.01. | 6
03.01. | 7
03.01. | 8
03.01. | 9
03.01. | 10
03.01. | 11
03.01. | 12
03.01. | 13
03.01. | 14
03.01. | 15
03.01. | 16
03.01. | 17
03.01. | 18
03.01. | 19
03.01. | 20
03.01. | 21
03.01. | 22
03.01. | 23
03.01. | 24
04.01. | 1
04.01. | 2
04.01. | 3
04.01. | 4
04.01. | 5
04.01. | 6
04.01. | 7
04.01. | 8
04.01. | 9
04.01. | 10
04.01. | 11
04.01. | 12
04.01. | 13
04.01. | 14
04.01. | 15
04.01. | 16
04.01. | 17
04.01. | 18
04.01. | 19
04.01. | 20
04.01. | 21
04.01. | 22
04.01. | 23
04.01. | 24
05.01. | 1
05.01. | 2
05.01. | 3
05.01. | 4
05.01. | 5
05.01. | 6
05.01. | 7
05.01. | 8
05.01. | 9
05.01. | 10
05.01. | 11
05.01. | 12
05.01. | 13
05.01. | 14
05.01. | 15
05.01. | 16
05.01. | 17
05.01. | 18
05.01. | 19
05.01. | 20
05.01. | 21
05.01. | 22
05.01. | 23
05.01. | 24
06.01. | 1
06.01. | 2
06.01. | 3
06.01. | 4
06.01. | 5
06.01. | 6
06.01. | 7
06.01. | 8
06.01. | 9
06.01. | 10
06.01. | 11
06.01. | 12
06.01. | 13
06.01. | 14
06.01. | 15
06.01. | 16
06.01. | 17
06.01. | 18
06.01. | 19
06.01. | 20
06.01. | 21
06.01. | 22
06.01. | 23
06.01. | 24
07.01. | 1
07.01. | 2
07.01. | 3
07.01. | 4
07.01. | 5
07.01. | 6
07.01. | 7
07.01. | 8
07.01. | 9
07.01. | 10
07.01. | 11
07.01. | 12
07.01. | 13
07.01. | 14
07.01. | 15
07.01. | 16
07.01. | 17
07.01. | 18
07.01. | 19
07.01. | 20
07.01. | 21
07.01. | 22
07.01. | 23
07.01. | 24
08.01. | 1
08.01. | 2
08.01. | 3
08.01. | 4
08.01. | 5
08.01. | 6
08.01. | 7
08.01. | 8
08.01. | 9
08.01. | 10
08.01. | 11
08.01. | 12
08.01. | 13
08.01. | 14
08.01. | 15
08.01. | 16
08.01. | 17
08.01. | 18
08.01. | 19
08.01. | 20
08.01. | 21
08.01. | 22
08.01. | 23
08.01. | 24
09.01. | 1
09.01. | 2
09.01. | 3
09.01. | 4
09.01. | 5
09.01. | 6
09.01. | 7
09.01. | 8
09.01. | 9
09.01. | 10
09.01. | 11
09.01. | 12
09.01. | 13
09.01. | 14
09.01. | 15
09.01. | 16
09.01. | 17
09.01. | 18
09.01. | 19
09.01. | 20
09.01. | 21
09.01. | 22
09.01. | 23
09.01. | 24
10.01. | 1
10.01. | 2
10.01. | 3
10.01. | 4
10.01. | 5
10.01. | 6
10.01. | 7
10.01. | 8
10.01. | 9
10.01. | 10
10.01. | 11
10.01. | 12
10.01. | 13
10.01. | 14
10.01. | 15
10.01. | 16
10.01. | 17
10.01. | 18
10.01. | 19
10.01. | 20
10.01. | 21
10.01. | 22
10.01. | 23
10.01. | 24
11.01. | 1
11.01. | 2
11.01. | 3
11.01. | 4
11.01. | 5
11.01. | 6
11.01. | 7
11.01. | 8
11.01. | 9
11.01. | 10
11.01. | 11
11.01. | 12
11.01. | 13
11.01. | 14
11.01. | 15
11.01. | 16
11.01. | 17
11.01. | 18
11.01. | 19
11.01. | 20
11.01. | 21
11.01. | 22
11.01. | 23
11.01. | 24
12.01. | 1
12.01. | 2
12.01. | 3
12.01. | 4
12.01. | 5
12.01. | 6
12.01. | 7
12.01. | 8
12.01. | 9
12.01. | 10
12.01. | 11
12.01. | 12
12.01. | 13
12.01. | 14
12.01. | 15
12.01. | 16
12.01. | 17
12.01. | 18
12.01. | 19
12.01. | 20
12.01. | 21
12.01. | 22
12.01. | 23
12.01. | 24
13.01. | 1
13.01. | 2
13.01. | 3
13.01. | 4
13.01. | 5
13.01. | 6
13.01. | 7
13.01. | 8
13.01. | 9
13.01. | 10
13.01. | 11
13.01. | 12
13.01. | 13
13.01. | 14
13.01. | 15
13.01. | 16
13.01. | 17
13.01. | 18
13.01. | 19
13.01. | 20
13.01. | 21
13.01. | 22
13.01. | 23
13.01. | 24
14.01. | 1
14.01. | 2
14.01. | 3
14.01. | 4
14.01. | 5
14.01. | 6
14.01. | 7
14.01. | 8
14.01. | 9
14.01. | 10
14.01. | 11
14.01. | 12
14.01. | 13
14.01. | 14
14.01. | 15
14.01. | 16
14.01. | 17
14.01. | 18
14.01. | 19
14.01. | 20
14.01. | 21
14.01. | 22
14.01. | 23
14.01. | 24
15.01. | 1
15.01. | 2
15.01. | 3
15.01. | 4
15.01. | 5
15.01. | 6
15.01. | 7
15.01. | 8
15.01. | 9
15.01. | 10
15.01. | 11
15.01. | 12
15.01. | 13
15.01. | 14
15.01. | 15
15.01. | 16
15.01. | 17
15.01. | 18
15.01. | 19
15.01. | 20
15.01. | 21
15.01. | 22
15.01. | 23
15.01. | 24
16.01. | 1
16.01. | 2
16.01. | 3
16.01. | 4
16.01. | 5
16.01. | 6
16.01. | 7
16.01. | 8
16.01. | 9
16.01. | 10
16.01. | 11
16.01. | 12
16.01. | 13
16.01. | 14
16.01. | 15
16.01. | 16
16.01. | 17
16.01. | 18
16.01. | 19
16.01. | 20
16.01. | 21
16.01. | 22
16.01. | 23
16.01. | 24
17.01. | 1
17.01. | 2
17.01. | 3
17.01. | 4
17.01. | 5
17.01. | 6
17.01. | 7
17.01. | 8
17.01. | 9
17.01. | 10
17.01. | 11
17.01. | 12
17.01. | 13
17.01. | 14
17.01. | 15
17.01. | 16
17.01. | 17
17.01. | 18
17.01. | 19
17.01. | 20
17.01. | 21
17.01. | 22
17.01. | 23
17.01. | 24
18.01. | 1
18.01. | 2
18.01. | 3
18.01. | 4
18.01. | 5
18.01. | 6
18.01. | 7
18.01. | 8
18.01. | 9
18.01. | 10
18.01. | 11
18.01. | 12
18.01. | 13
18.01. | 14
18.01. | 15
18.01. | 16
18.01. | 17
18.01. | 18
18.01. | 19
18.01. | 20
18.01. | 21
18.01. | 22
18.01. | 23
18.01. | 24
19.01. | 1
19.01. | 2
19.01. | 3
19.01. | 4
19.01. | 5
19.01. | 6
19.01. | 7
19.01. | 8
19.01. | 9
19.01. | 10
19.01. | 11
19.01. | 12
19.01. | 13
19.01. | 14
19.01. | 15
19.01. | 16
19.01. | 17
19.01. | 18
19.01. | 19
19.01. | 20
19.01. | 21
19.01. | 22
19.01. | 23
19.01. | 24
20.01. | 1
20.01. | 2
20.01. | 3
20.01. | 4
20.01. | 5
20.01. | 6
20.01. | 7
20.01. | 8
20.01. | 9
20.01. | 10
20.01. | 11
20.01. | 12
20.01. | 13
20.01. | 14
20.01. | 15
20.01. | 16
20.01. | 17
20.01. | 18
20.01. | 19
20.01. | 20
20.01. | 21
20.01. | 22
20.01. | 23
20.01. | 24
21.01. | 1
21.01. | 2
21.01. | 3
21.01. | 4
21.01. | 5
21.01. | 6
21.01. | 7
21.01. | 8
21.01. | 9
21.01. | 10
21.01. | 11
21.01. | 12
21.01. | 13
21.01. | 14
21.01. | 15
21.01. | 16
21.01. | 17
21.01. | 18
21.01. | 19
21.01. | 20
21.01. | 21
21.01. | 22
21.01. | 23
21.01. | 24
22.01. | 1
22.01. | 2
22.01. | 3
22.01. | 4
22.01. | 5
22.01. | 6
22.01. | 7
22.01. | 8
22.01. | 9
22.01. | 10
22.01. | 11
22.01. | 12
22.01. | 13
22.01. | 14
22.01. | 15
22.01. | 16
22.01. | 17
22.01. | 18
22.01. | 19
22.01. | 20
22.01. | 21
22.01. | 22
22.01. | 23
22.01. | 24
23.01. | 1
23.01. | 2
23.01. | 3
23.01. | 4
23.01. | 5
23.01. | 6
23.01. | 7
23.01. | 8
23.01. | 9
23.01. | 10
23.01. | 11
23.01. | 12
23.01. | 13
23.01. | 14
23.01. | 15
23.01. | 16
23.01. | 17
23.01. | 18
23.01. | 19
23.01. | 20
23.01. | 21
23.01. | 22
23.01. | 23
23.01. | 24
24.01. | 1
24.01. | 2
24.01. | 3
24.01. | 4
24.01. | 5
24.01. | 6
24.01. | 7
24.01. | 8
24.01. | 9
24.01. | 10
24.01. | 11
24.01. | 12
24.01. | 13
24.01. | 14
24.01. | 15
24.01. | 16
24.01. | 17
24.01. | 18
24.01. | 19
24.01. | 20
24.01. | 21
24.01. | 22
24.01. | 23
24.01. | 24
25.01. | 1
25.01. | 2
25.01. | 3
25.01. | 4
25.01. | 5
25.01. | 6
25.01. | 7
25.01. | 8
25.01. | 9
25.01. | 10
25.01. | 11
25.01. | 12
25.01. | 13
25.01. | 14
25.01. | 15
25.01. | 16
25.01. | 17
25.01. | 18
25.01. | 19
25.01. | 20
25.01. | 21
25.01. | 22
25.01. | 23
25.01. | 24
26.01. | 1
26.01. | 2
26.01. | 3
26.01. | 4
26.01. | 5
26.01. | 6
26.01. | 7
26.01. | 8
26.01. | 9
26.01. | 10
26.01. | 11
26.01. | 12
26.01. | 13
26.01. | 14
26.01. | 15
26.01. | 16
26.01. | 17
26.01. | 18
26.01. | 19
26.01. | 20
26.01. | 21
26.01. | 22
26.01. | 23
26.01. | 24
27.01. | 1
27.01. | 2
27.01. | 3
27.01. | 4
27.01. | 5
27.01. | 6
27.01. | 7
27.01. | 8
27.01. | 9
27.01. | 10
27.01. | 11
27.01. | 12
27.01. | 13
27.01. | 14
27.01. | 15
27.01. | 16
27.01. | 17
27.01. | 18
27.01. | 19
27.01. | 20
27.01. | 21
27.01. | 22
27.01. | 23
27.01. | 24
28.01. | 1
28.01. | 2
28.01. | 3
28.01. | 4
28.01. | 5
28.01. | 6
28.01. | 7
28.01. | 8
28.01. | 9
28.01. | 10
28.01. | 11
28.01. | 12
28.01. | 13
28.01. | 14
28.01. | 15
28.01. | 16
28.01. | 17
28.01. | 18
28.01. | 19
28.01. | 20
28.01. | 21
28.01. | 22
28.01. | 23
28.01. | 24
29.01. | 1
29.01. | 2
29.01. | 3
29.01. | 4
29.01. | 5
29.01. | 6
29.01. | 7
29.01. | 8
29.01. | 9
29.01. | 10
29.01. | 11
29.01. | 12
29.01. | 13
29.01. | 14
29.01. | 15
29.01. | 16
29.01. | 17
29.01. | 18
29.01. | 19
29.01. | 20
29.01. | 21
29.01. | 22
29.01. | 23
29.01. | 24
30.01. | 1
30.01. | 2
30.01. | 3
30.01. | 4
30.01. | 5
30.01. | 6
30.01. | 7
30.01. | 8
30.01. | 9
30.01. | 10
30.01. | 11
30.01. | 12
30.01. | 13
30.01. | 14
30.01. | 15
30.01. | 16
30.01. | 17
30.01. | 18
30.01. | 19
30.01. | 20
30.01. | 21
30.01. | 22
30.01. | 23
30.01. | 24
31.01. | 1
31.01. | 2
31.01. | 3
31.01. | 4
31.01. | 5
31.01. | 6
31.01. | 7
31.01. | 8
31.01. | 9
31.01. | 10
31.01. | 11
31.01. | 12
31.01. | 13
31.01. | 14
31.01. | 15
31.01. | 16
31.01. | 17
31.01. | 18
31.01. | 19
31.01. | 20
31.01. | 21
31.01. | 22
31.01. | 23
31.01. | 24
01.02. | 1
01.02. | 2
01.02. | 3
01.02. | 4
01.02. | 5
01.02. | 6
01.02. | 7
01.02. | 8
01.02. | 9
01.02. | 10
01.02. | 11
01.02. | 12
01.02. | 13
01.02. | 14
01.02. | 15
01.02. | 16
01.02. | 17
01.02. | 18
01.02. | 19
01.02. | 20
01.02. | 21
01.02. | 22
01.02. | 23
01.02. | 24
02.02. | 1
02.02. | 2
02.02. | 3
02.02. | 4
02.02. | 5
02.02. | 6
02.02. | 7
02.02. | 8
02.02. | 9
02.02. | 10
02.02. | 11
02.02. | 12
02.02. | 13
02.02. | 14
02.02. | 15
02.02. | 16
02.02. | 17
02.02. | 18
02.02. | 19
02.02. | 20
02.02. | 21
02.02. | 22
02.02. | 23
02.02. | 24
03.02. | 1
03.02. | 2
03.02. | 3
03.02. | 4
03.02. | 5
03.02. | 6
03.02. | 7
03.02. | 8
03.02. | 9
03.02. | 10
03.02. | 11
03.02. | 12
03.02. | 13
03.02. | 14
03.02. | 15
03.02. | 16
03.02. | 17
03.02. | 18
03.02. | 19
03.02. | 20
03.02. | 21
03.02. | 22
03.02. | 23
03.02. | 24
04.02. | 1
04.02. | 2
04.02. | 3
04.02. | 4
04.02. | 5
04.02. | 6
04.02. | 7
04.02. | 8
04.02. | 9
04.02. | 10
04.02. | 11
04.02. | 12
04.02. | 13
04.02. | 14
04.02. | 15
04.02. | 16
04.02. | 17
04.02. | 18
04.02. | 19
04.02. | 20
04.02. | 21
04.02. | 22
04.02. | 23
04.02. | 24
05.02. | 1
05.02. | 2
05.02. | 3
05.02. | 4
05.02. | 5
05.02. | 6
05.02. | 7
05.02. | 8
05.02. | 9
05.02. | 10
05.02. | 11
05.02. | 12
05.02. | 13
05.02. | 14
05.02. | 15
05.02. | 16
05.02. | 17
05.02. | 18
05.02. | 19
05.02. | 20
05.02. | 21
05.02. | 22
05.02. | 23
05.02. | 24
06.02. | 1
06.02. | 2
06.02. | 3
06.02. | 4
06.02. | 5
06.02. | 6
06.02. | 7
06.02. | 8
06.02. | 9
06.02. | 10
06.02. | 11
06.02. | 12
06.02. | 13
06.02. | 14
06.02. | 15
06.02. | 16
06.02. | 17
06.02. | 18
06.02. | 19
06.02. | 20
06.02. | 21
06.02. | 22
06.02. | 23
06.02. | 24
07.02. | 1
07.02. | 2
07.02. | 3
07.02. | 4
07.02. | 5
07.02. | 6
07.02. | 7
07.02. | 8
07.02. | 9
07.02. | 10
07.02. | 11
07.02. | 12
07.02. | 13
07.02. | 14
07.02. | 15
07.02. | 16
07.02. | 17
07.02. | 18
07.02. | 19
07.02. | 20
07.02. | 21
07.02. | 22
07.02. | 23
07.02. | 24
08.02. | 1
08.02. | 2
08.02. | 3
08.02. | 4
08.02. | 5
08.02. | 6
08.02. | 7
08.02. | 8
08.02. | 9
08.02. | 10
08.02. | 11
08.02. | 12
08.02. | 13
08.02. | 14
08.02. | 15
08.02. | 16
08.02. | 17
08.02. | 18
08.02. | 19
08.02. | 20
08.02. | 21
08.02. | 22
08.02. | 23
08.02. | 24
09.02. | 1
09.02. | 2
09.02. | 3
09.02. | 4
09.02. | 5
09.02. | 6
09.02. | 7
09.02. | 8
09.02. | 9
09.02. | 10
09.02. | 11
09.02. | 12
09.02. | 13
09.02. | 14
09.02. | 15
09.02. | 16
09.02. | 17
09.02. | 18
09.02. | 19
09.02. | 20
09.02. | 21
09.02. | 22
09.02. | 23
09.02. | 24
10.02. | 1
10.02. | 2
10.02. | 3
10.02. | 4
10.02. | 5
10.02. | 6
10.02. | 7
10.02. | 8
10.02. | 9
10.02. | 10
10.02. | 11
10.02. | 12
10.02. | 13
10.02. | 14
10.02. | 15
10.02. | 16
10.02. | 17
10.02. | 18
10.02. | 19
10.02. | 20
10.02. | 21
10.02. | 22
10.02. | 23
10.02. | 24
11.02. | 1
11.02. | 2
11.02. | 3
11.02. | 4
11.02. | 5
11.02. | 6
11.02. | 7
11.02. | 8
11.02. | 9
11.02. | 10
11.02. | 11
11.02. | 12
11.02. | 13
11.02. | 14
11.02. | 15
11.02. | 16
11.02. | 17
11.02. | 18
11.02. | 19
11.02. | 20
11.02. | 21
11.02. | 22
11.02. | 23
11.02. | 24
12.02. | 1
12.02. | 2
12.02. | 3
12.02. | 4
12.02. | 5
12.02. | 6
12.02. | 7
12.02. | 8
12.02. | 9
12.02. | 10
12.02. | 11
12.02. | 12
12.02. | 13
12.02. | 14
12.02. | 15
12.02. | 16
12.02. | 17
12.02. | 18
12.02. | 19
12.02. | 20
12.02. | 21
12.02. | 22
12.02. | 23
12.02. | 24
13.02. | 1
13.02. | 2
13.02. | 3
13.02. | 4
13.02. | 5
13.02. | 6
13.02. | 7
13.02. | 8
13.02. | 9
13.02. | 10
13.02. | 11
13.02. | 12
13.02. | 13
13.02. | 14
13.02. | 15
13.02. | 16
13.02. | 17
13.02. | 18
13.02. | 19
13.02. | 20
13.02. | 21
13.02. | 22
13.02. | 23
13.02. | 24
14.02. | 1
14.02. | 2
14.02. | 3
14.02. | 4
14.02. | 5
14.02. | 6
14.02. | 7
14.02. | 8
14.02. | 9
14.02. | 10
14.02. | 11
14.02. | 12
14.02. | 13
14.02. | 14
14.02. | 15
14.02. | 16
14.02. | 17
14.02. | 18
14.02. | 19
14.02. | 20
14.02. | 21
14.02. | 22
14.02. | 23
14.02. | 24
15.02. | 1
15.02. | 2
15.02. | 3
15.02. | 4
15.02. | 5
15.02. | 6
15.02. | 7
15.02. | 8
15.02. | 9
15.02. | 10
15.02. | 11
15.02. | 12
15.02. | 13
15.02. | 14
15.02. | 15
15.02. | 16
15.02. | 17
15.02. | 18
15.02. | 19
15.02. | 20
15.02. | 21
15.02. | 22
15.02. | 23
15.02. | 24
16.02. | 1
16.02. | 2
16.02. | 3
16.02. | 4
16.02. | 5
16.02. | 6
16.02. | 7
16.02. | 8
16.02. | 9
16.02. | 10
16.02. | 11
16.02. | 12
16.02. | 13
16.02. | 14
16.02. | 15
16.02. | 16
16.02. | 17
16.02. | 18
16.02. | 19
16.02. | 20
16.02. | 21
16.02. | 22
16.02. | 23
16.02. | 24
17.02. | 1
17.02. | 2
17.02. | 3
17.02. | 4
17.02. | 5
17.02. | 6
17.02. | 7
17.02. | 8
17.02. | 9
17.02. | 10
17.02. | 11
17.02. | 12
17.02. | 13
17.02. | 14
17.02. | 15
17.02. | 16
17.02. | 17
17.02. | 18
17.02. | 19
17.02. | 20
17.02. | 21
17.02. | 22
17.02. | 23
17.02. | 24
18.02. | 1
18.02. | 2
18.02. | 3
18.02. | 4
18.02. | 5
18.02. | 6
18.02. | 7
18.02. | 8
18.02. | 9
18.02. | 10
18.02. | 11
18.02. | 12
18.02. | 13
18.02. | 14
18.02. | 15
18.02. | 16
18.02. | 17
18.02. | 18
18.02. | 19
18.02. | 20
18.02. | 21
18.02. | 22
18.02. | 23
18.02. | 24
19.02. | 1
19.02. | 2
19.02. | 3
19.02. | 4
19.02. | 5
19.02. | 6
19.02. | 7
19.02. | 8
19.02. | 9
19.02. | 10
19.02. | 11
19.02. | 12
19.02. | 13
19.02. | 14
19.02. | 15
19.02. | 16
19.02. | 17
19.02. | 18
19.02. | 19
19.02. | 20
19.02. | 21
19.02. | 22
19.02. | 23
19.02. | 24
20.02. | 1
20.02. | 2
20.02. | 3
20.02. | 4
20.02. | 5
20.02. | 6
20.02. | 7
20.02. | 8
20.02. | 9
20.02. | 10
20.02. | 11
20.02. | 12
20.02. | 13
20.02. | 14
20.02. | 15
20.02. | 16
20.02. | 17
20.02. | 18
20.02. | 19
20.02. | 20
20.02. | 21
20.02. | 22
20.02. | 23
20.02. | 24
21.02. | 1
21.02. | 2
21.02. | 3
21.02. | 4
21.02. | 5
21.02. | 6
21.02. | 7
21.02. | 8
21.02. | 9
21.02. | 10
21.02. | 11
21.02. | 12
21.02. | 13
21.02. | 14
21.02. | 15
21.02. | 16
21.02. | 17
21.02. | 18
21.02. | 19
21.02. | 20
21.02. | 21
21.02. | 22
21.02. | 23
21.02. | 24
22.02. | 1
22.02. | 2
22.02. | 3
22.02. | 4
22.02. | 5
22.02. | 6
22.02. | 7
22.02. | 8
22.02. | 9
22.02. | 10
22.02. | 11
22.02. | 12
22.02. | 13
22.02. | 14
22.02. | 15
22.02. | 16
22.02. | 17
22.02. | 18
22.02. | 19
22.02. | 20
22.02. | 21
22.02. | 22
22.02. | 23
22.02. | 24
23.02. | 1
23.02. | 2
23.02. | 3
23.02. | 4
23.02. | 5
23.02. | 6
23.02. | 7
23.02. | 8
23.02. | 9
23.02. | 10
23.02. | 11
23.02. | 12
23.02. | 13
23.02. | 14
23.02. | 15
23.02. | 16
23.02. | 17
23.02. | 18
23.02. | 19
23.02. | 20
23.02. | 21
23.02. | 22
23.02. | 23
23.02. | 24
24.02. | 1
24.02. | 2
24.02. | 3
24.02. | 4
24.02. | 5
24.02. | 6
24.02. | 7
24.02. | 8
24.02. | 9
24.02. | 10
24.02. | 11
24.02. | 12
24.02. | 13
24.02. | 14
24.02. | 15
24.02. | 16
24.02. | 17
24.02. | 18
24.02. | 19
24.02. | 20
24.02. | 21
24.02. | 22
24.02. | 23
24.02. | 24
25.02. | 1
25.02. | 2
25.02. | 3
25.02. | 4
25.02. | 5
25.02. | 6
25.02. | 7
25.02. | 8
25.02. | 9
25.02. | 10
25.02. | 11
25.02. | 12
25.02. | 13
25.02. | 14
25.02. | 15
25.02. | 16
25.02. | 17
25.02. | 18
25.02. | 19
25.02. | 20
25.02. | 21
25.02. | 22
25.02. | 23
25.02. | 24
26.02. | 1
26.02. | 2
26.02. | 3
26.02. | 4
26.02. | 5
26.02. | 6
26.02. | 7
26.02. | 8
26.02. | 9
26.02. | 10
26.02. | 11
26.02. | 12
26.02. | 13
26.02. | 14
26.02. | 15
26.02. | 16
26.02. | 17
26.02. | 18
26.02. | 19
26.02. | 20
26.02. | 21
26.02. | 22
26.02. | 23
26.02. | 24
27.02. | 1
27.02. | 2
27.02. | 3
27.02. | 4
27.02. | 5
27.02. | 6
27.02. | 7
27.02. | 8
27.02. | 9
27.02. | 10
27.02. | 11
27.02. | 12
27.02. | 13
27.02. | 14
27.02. | 15
27.02. | 16
27.02. | 17
27.02. | 18
27.02. | 19
27.02. | 20
27.02. | 21
27.02. | 22
27.02. | 23
27.02. | 24
28.02. | 1
28.02. | 2
28.02. | 3
28.02. | 4
28.02. | 5
28.02. | 6
28.02. | 7
28.02. | 8
28.02. | 9
28.02. | 10
28.02. | 11
28.02. | 12
28.02. | 13
28.02. | 14
28.02. | 15
28.02. | 16
28.02. | 17
28.02. | 18
28.02. | 19
28.02. | 20
28.02. | 21
28.02. | 22
28.02. | 23
28.02. | 24
01.03. | 1
01.03. | 2
01.03. | 3
01.03. | 4
01.03. | 5
01.03. | 6
01.03. | 7
01.03. | 8
01.03. | 9
01.03. | 10
01.03. | 11
01.03. | 12
01.03. | 13
01.03. | 14
01.03. | 15
01.03. | 16
01.03. | 17
01.03. | 18
01.03. | 19
01.03. | 20
01.03. | 21
01.03. | 22
01.03. | 23
01.03. | 24
02.03. | 1
02.03. | 2
02.03. | 3
02.03. | 4
02.03. | 5
02.03. | 6
02.03. | 7
02.03. | 8
02.03. | 9
02.03. | 10
02.03. | 11
02.03. | 12
02.03. | 13
02.03. | 14
02.03. | 15
02.03. | 16
02.03. | 17
02.03. | 18
02.03. | 19
02.03. | 20
02.03. | 21
02.03. | 22
02.03. | 23
02.03. | 24
03.03. | 1
03.03. | 2
03.03. | 3
03.03. | 4
03.03. | 5
03.03. | 6
03.03. | 7
03.03. | 8
03.03. | 9
03.03. | 10
03.03. | 11
03.03. | 12
03.03. | 13
03.03. | 14
03.03. | 15
03.03. | 16
03.03. | 17
03.03. | 18
03.03. | 19
03.03. | 20
03.03. | 21
03.03. | 22
03.03. | 23
03.03. | 24
04.03. | 1
04.03. | 2
04.03. | 3
04.03. | 4
04.03. | 5
04.03. | 6
04.03. | 7
04.03. | 8
04.03. | 9
04.03. | 10
04.03. | 11
04.03. | 12
04.03. | 13
04.03. | 14
04.03. | 15
04.03. | 16
04.03. | 17
04.03. | 18
04.03. | 19
04.03. | 20
04.03. | 21
04.03. | 22
04.03. | 23
04.03. | 24
05.03. | 1
05.03. | 2
05.03. | 3
05.03. | 4
05.03. | 5
05.03. | 6
05.03. | 7
05.03. | 8
05.03. | 9
05.03. | 10
05.03. | 11
05.03. | 12
05.03. | 13
05.03. | 14
05.03. | 15
05.03. | 16
05.03. | 17
05.03. | 18
05.03. | 19
05.03. | 20
05.03. | 21
05.03. | 22
05.03. | 23
05.03. | 24
06.03. | 1
06.03. | 2
06.03. | 3
06.03. | 4
06.03. | 5
06.03. | 6
06.03. | 7
06.03. | 8
06.03. | 9
06.03. | 10
06.03. | 11
06.03. | 12
06.03. | 13
06.03. | 14
06.03. | 15
06.03. | 16
06.03. | 17
06.03. | 18
06.03. | 19
06.03. | 20
06.03. | 21
06.03. | 22
06.03. | 23
06.03. | 24
07.03. | 1
07.03. | 2
07.03. | 3
07.03. | 4
07.03. | 5
07.03. | 6
07.03. | 7
07.03. | 8
07.03. | 9
07.03. | 10
07.03. | 11
07.03. | 12
07.03. | 13
07.03. | 14
07.03. | 15
07.03. | 16
07.03. | 17
07.03. | 18
07.03. | 19
07.03. | 20
07.03. | 21
07.03. | 22
07.03. | 23
07.03. | 24
08.03. | 1
08.03. | 2
08.03. | 3
08.03. | 4
08.03. | 5
08.03. | 6
08.03. | 7
08.03. | 8
08.03. | 9
08.03. | 10
08.03. | 11
08.03. | 12
08.03. | 13
08.03. | 14
08.03. | 15
08.03. | 16
08.03. | 17
08.03. | 18
08.03. | 19
08.03. | 20
08.03. | 21
08.03. | 22
08.03. | 23
08.03. | 24
09.03. | 1
09.03. | 2
09.03. | 3
09.03. | 4
09.03. | 5
09.03. | 6
09.03. | 7
09.03. | 8
09.03. | 9
09.03. | 10
09.03. | 11
09.03. | 12
09.03. | 13
09.03. | 14
09.03. | 15
09.03. | 16
09.03. | 17
09.03. | 18
09.03. | 19
09.03. | 20
09.03. | 21
09.03. | 22
09.03. | 23
09.03. | 24
10.03. | 1
10.03. | 2
10.03. | 3
10.03. | 4
10.03. | 5
10.03. | 6
10.03. | 7
10.03. | 8
10.03. | 9
10.03. | 10
10.03. | 11
10.03. | 12
10.03. | 13
10.03. | 14
10.03. | 15
10.03. | 16
10.03. | 17
10.03. | 18
10.03. | 19
10.03. | 20
10.03. | 21
10.03. | 22
10.03. | 23
10.03. | 24
11.03. | 1
11.03. | 2
11.03. | 3
11.03. | 4
11.03. | 5
11.03. | 6
11.03. | 7
11.03. | 8
11.03. | 9
11.03. | 10
11.03. | 11
11.03. | 12
11.03. | 13
11.03. | 14
11.03. | 15
11.03. | 16
11.03. | 17
11.03. | 18
11.03. | 19
11.03. | 20
11.03. | 21
11.03. | 22
11.03. | 23
11.03. | 24
12.03. | 1
12.03. | 2
12.03. | 3
12.03. | 4
12.03. | 5
12.03. | 6
12.03. | 7
12.03. | 8
12.03. | 9
12.03. | 10
12.03. | 11
12.03. | 12
12.03. | 13
12.03. | 14
12.03. | 15
12.03. | 16
12.03. | 17
12.03. | 18
12.03. | 19
12.03. | 20
12.03. | 21
12.03. | 22
12.03. | 23
12.03. | 24
13.03. | 1
13.03. | 2
13.03. | 3
13.03. | 4
13.03. | 5
13.03. | 6
13.03. | 7
13.03. | 8
13.03. | 9
13.03. | 10
13.03. | 11
13.03. | 12
13.03. | 13
13.03. | 14
13.03. | 15
13.03. | 16
13.03. | 17
13.03. | 18
13.03. | 19
13.03. | 20
13.03. | 21
13.03. | 22
13.03. | 23
13.03. | 24
14.03. | 1
14.03. | 2
14.03. | 3
14.03. | 4
14.03. | 5
14.03. | 6
14.03. | 7
14.03. | 8
14.03. | 9
14.03. | 10
14.03. | 11
14.03. | 12
14.03. | 13
14.03. | 14
14.03. | 15
14.03. | 16
14.03. | 17
14.03. | 18
14.03. | 19
14.03. | 20
14.03. | 21
14.03. | 22
14.03. | 23
14.03. | 24
15.03. | 1
15.03. | 2
15.03. | 3
15.03. | 4
15.03. | 5
15.03. | 6
15.03. | 7
15.03. | 8
15.03. | 9
15.03. | 10
15.03. | 11
15.03. | 12
15.03. | 13
15.03. | 14
15.03. | 15
15.03. | 16
15.03. | 17
15.03. | 18
15.03. | 19
15.03. | 20
15.03. | 21
15.03. | 22
15.03. | 23
15.03. | 24
16.03. | 1
16.03. | 2
16.03. | 3
16.03. | 4
16.03. | 5
16.03. | 6
16.03. | 7
16.03. | 8
16.03. | 9
16.03. | 10
16.03. | 11
16.03. | 12
16.03. | 13
16.03. | 14
16.03. | 15
16.03. | 16
16.03. | 17
16.03. | 18
16.03. | 19
16.03. | 20
16.03. | 21
16.03. | 22
16.03. | 23
16.03. | 24
17.03. | 1
17.03. | 2
17.03. | 3
17.03. | 4
17.03. | 5
17.03. | 6
17.03. | 7
17.03. | 8
17.03. | 9
17.03. | 10
17.03. | 11
17.03. | 12
17.03. | 13
17.03. | 14
17.03. | 15
17.03. | 16
17.03. | 17
17.03. | 18
17.03. | 19
17.03. | 20
17.03. | 21
17.03. | 22
17.03. | 23
17.03. | 24
18.03. | 1
18.03. | 2
18.03. | 3
18.03. | 4
18.03. | 5
18.03. | 6
18.03. | 7
18.03. | 8
18.03. | 9
18.03. | 10
18.03. | 11
18.03. | 12
18.03. | 13
18.03. | 14
18.03. | 15
18.03. | 16
18.03. | 17
18.03. | 18
18.03. | 19
18.03. | 20
18.03. | 21
18.03. | 22
18.03. | 23
18.03. | 24
19.03. | 1
19.03. | 2
19.03. | 3
19.03. | 4
19.03. | 5
19.03. | 6
19.03. | 7
19.03. | 8
19.03. | 9
19.03. | 10
19.03. | 11
19.03. | 12
19.03. | 13
19.03. | 14
19.03. | 15
19.03. | 16
19.03. | 17
19.03. | 18
19.03. | 19
19.03. | 20
19.03. | 21
19.03. | 22
19.03. | 23
19.03. | 24
20.03. | 1
20.03. | 2
20.03. | 3
20.03. | 4
20.03. | 5
20.03. | 6
20.03. | 7
20.03. | 8
20.03. | 9
20.03. | 10
20.03. | 11
20.03. | 12
20.03. | 13
20.03. | 14
20.03. | 15
20.03. | 16
20.03. | 17
20.03. | 18
20.03. | 19
20.03. | 20
20.03. | 21
20.03. | 22
20.03. | 23
20.03. | 24
21.03. | 1
21.03. | 2
21.03. | 3
21.03. | 4
21.03. | 5
21.03. | 6
21.03. | 7
21.03. | 8
21.03. | 9
21.03. | 10
21.03. | 11
21.03. | 12
21.03. | 13
21.03. | 14
21.03. | 15
21.03. | 16
21.03. | 17
21.03. | 18
21.03. | 19
21.03. | 20
21.03. | 21
21.03. | 22
21.03. | 23
21.03. | 24
22.03. | 1
22.03. | 2
22.03. | 3
22.03. | 4
22.03. | 5
22.03. | 6
22.03. | 7
22.03. | 8
22.03. | 9
22.03. | 10
22.03. | 11
22.03. | 12
22.03. | 13
22.03. | 14
22.03. | 15
22.03. | 16
22.03. | 17
22.03. | 18
22.03. | 19
22.03. | 20
22.03. | 21
22.03. | 22
22.03. | 23
22.03. | 24
23.03. | 1
23.03. | 2
23.03. | 3
23.03. | 4
23.03. | 5
23.03. | 6
23.03. | 7
23.03. | 8
23.03. | 9
23.03. | 10
23.03. | 11
23.03. | 12
23.03. | 13
23.03. | 14
23.03. | 15
23.03. | 16
23.03. | 17
23.03. | 18
23.03. | 19
23.03. | 20
23.03. | 21
23.03. | 22
23.03. | 23
23.03. | 24
24.03. | 1
24.03. | 2
24.03. | 3
24.03. | 4
24.03. | 5
24.03. | 6
24.03. | 7
24.03. | 8
24.03. | 9
24.03. | 10
24.03. | 11
24.03. | 12
24.03. | 13
24.03. | 14
24.03. | 15
24.03. | 16
24.03. | 17
24.03. | 18
24.03. | 19
24.03. | 20
24.03. | 21
24.03. | 22
24.03. | 23
24.03. | 24
25.03. | 1
25.03. | 2
25.03. | 3
25.03. | 4
25.03. | 5
25.03. | 6
25.03. | 7
25.03. | 8
25.03. | 9
25.03. | 10
25.03. | 11
25.03. | 12
25.03. | 13
25.03. | 14
25.03. | 15
25.03. | 16
25.03. | 17
25.03. | 18
25.03. | 19
25.03. | 20
25.03. | 21
25.03. | 22
25.03. | 23
25.03. | 24
26.03. | 1
26.03. | 2
26.03. | 3
26.03. | 4
26.03. | 5
26.03. | 6
26.03. | 7
26.03. | 8
26.03. | 9
26.03. | 10
26.03. | 11
26.03. | 12
26.03. | 13
26.03. | 14
26.03. | 15
26.03. | 16
26.03. | 17
26.03. | 18
26.03. | 19
26.03. | 20
26.03. | 21
26.03. | 22
26.03. | 23
26.03. | 24
27.03. | 1
27.03. | 2
27.03. | 3
27.03. | 4
27.03. | 5
27.03. | 6
27.03. | 7
27.03. | 8
27.03. | 9
27.03. | 10
27.03. | 11
27.03. | 12
27.03. | 13
27.03. | 14
27.03. | 15
27.03. | 16
27.03. | 17
27.03. | 18
27.03. | 19
27.03. | 20
27.03. | 21
27.03. | 22
27.03. | 23
27.03. | 24
28.03. | 1
28.03. | 2
28.03. | 3
28.03. | 4
28.03. | 5
28.03. | 6
28.03. | 7
28.03. | 8
28.03. | 9
28.03. | 10
28.03. | 11
28.03. | 12
28.03. | 13
28.03. | 14
28.03. | 15
28.03. | 16
28.03. | 17
28.03. | 18
28.03. | 19
28.03. | 20
28.03. | 21
28.03. | 22
28.03. | 23
28.03. | 24
29.03. | 1
29.03. | 2
29.03. | 3
29.03. | 4
29.03. | 5
29.03. | 6
29.03. | 7
29.03. | 8
29.03. | 9
29.03. | 10
29.03. | 11
29.03. | 12
29.03. | 13
29.03. | 14
29.03. | 15
29.03. | 16
29.03. | 17
29.03. | 18
29.03. | 19
29.03. | 20
29.03. | 21
29.03. | 22
29.03. | 23
29.03. | 24
30.03. | 1
30.03. | 2
30.03. | 3
30.03. | 4
30.03. | 5
30.03. | 6
30.03. | 7
30.03. | 8
30.03. | 9
30.03. | 10
30.03. | 11
30.03. | 12
30.03. | 13
30.03. | 14
30.03. | 15
30.03. | 16
30.03. | 17
30.03. | 18
30.03. | 19
30.03. | 20
30.03. | 21
30.03. | 22
30.03. | 23
30.03. | 24
31.03. | 1
31.03. | 2
31.03. | 3
31.03. | 4
31.03. | 5
31.03. | 6
31.03. | 7
31.03. | 8
31.03. | 9
31.03. | 10
31.03. | 11
31.03. | 12
31.03. | 13
31.03. | 14
31.03. | 15
31.03. | 16
31.03. | 17
31.03. | 18
31.03. | 19
31.03. | 20
31.03. | 21
31.03. | 22
31.03. | 23
31.03. | 24
01.04. | 1
01.04. | 2
01.04. | 3
01.04. | 4
01.04. | 5
01.04. | 6
01.04. | 7
01.04. | 8
01.04. | 9
01.04. | 10
01.04. | 11
01.04. | 12
01.04. | 13
01.04. | 14
01.04. | 15
01.04. | 16
01.04. | 17
01.04. | 18
01.04. | 19
01.04. | 20
01.04. | 21
01.04. | 22
01.04. | 23
01.04. | 24
02.04. | 1
02.04. | 2
02.04. | 3
02.04. | 4
02.04. | 5
02.04. | 6
02.04. | 7
02.04. | 8
02.04. | 9
02.04. | 10
02.04. | 11
02.04. | 12
02.04. | 13
02.04. | 14
02.04. | 15
02.04. | 16
02.04. | 17
02.04. | 18
02.04. | 19
02.04. | 20
02.04. | 21
02.04. | 22
02.04. | 23
02.04. | 24
03.04. | 1
03.04. | 2
03.04. | 3
03.04. | 4
03.04. | 5
03.04. | 6
03.04. | 7
03.04. | 8
03.04. | 9
03.04. | 10
03.04. | 11
03.04. | 12
03.04. | 13
03.04. | 14
03.04. | 15
03.04. | 16
03.04. | 17
03.04. | 18
03.04. | 19
03.04. | 20
03.04. | 21
03.04. | 22
03.04. | 23
03.04. | 24
04.04. | 1
04.04. | 2
04.04. | 3
04.04. | 4
04.04. | 5
04.04. | 6
04.04. | 7
04.04. | 8
04.04. | 9
04.04. | 10
04.04. | 11
04.04. | 12
04.04. | 13
04.04. | 14
04.04. | 15
04.04. | 16
04.04. | 17
04.04. | 18
04.04. | 19
04.04. | 20
04.04. | 21
04.04. | 22
04.04. | 23
04.04. | 24
05.04. | 1
05.04. | 2
05.04. | 3
05.04. | 4
05.04. | 5
05.04. | 6
05.04. | 7
05.04. | 8
05.04. | 9
05.04. | 10
05.04. | 11
05.04. | 12
05.04. | 13
05.04. | 14
05.04. | 15
05.04. | 16
05.04. | 17
05.04. | 18
05.04. | 19
05.04. | 20
05.04. | 21
05.04. | 22
05.04. | 23
05.04. | 24
06.04. | 1
06.04. | 2
06.04. | 3
06.04. | 4
06.04. | 5
06.04. | 6
06.04. | 7
06.04. | 8
06.04. | 9
06.04. | 10
06.04. | 11
06.04. | 12
06.04. | 13
06.04. | 14
06.04. | 15
06.04. | 16
06.04. | 17
06.04. | 18
06.04. | 19
06.04. | 20
06.04. | 21
06.04. | 22
06.04. | 23
06.04. | 24
07.04. | 1
07.04. | 2
07.04. | 3
07.04. | 4
07.04. | 5
07.04. | 6
07.04. | 7
07.04. | 8
07.04. | 9
07.04. | 10
07.04. | 11
07.04. | 12
07.04. | 13
07.04. | 14
07.04. | 15
07.04. | 16
07.04. | 17
07.04. | 18
07.04. | 19
07.04. | 20
07.04. | 21
07.04. | 22
07.04. | 23
07.04. | 24
08.04. | 1
08.04. | 2
08.04. | 3
08.04. | 4
08.04. | 5
08.04. | 6
08.04. | 7
08.04. | 8
08.04. | 9
08.04. | 10
08.04. | 11
08.04. | 12
08.04. | 13
08.04. | 14
08.04. | 15
08.04. | 16
08.04. | 17
08.04. | 18
08.04. | 19
08.04. | 20
08.04. | 21
08.04. | 22
08.04. | 23
08.04. | 24
09.04. | 1
09.04. | 2
09.04. | 3
09.04. | 4
09.04. | 5
09.04. | 6
09.04. | 7
09.04. | 8
09.04. | 9
09.04. | 10
09.04. | 11
09.04. | 12
09.04. | 13
09.04. | 14
09.04. | 15
09.04. | 16
09.04. | 17
09.04. | 18
09.04. | 19
09.04. | 20
09.04. | 21
09.04. | 22
09.04. | 23
09.04. | 24
10.04. | 1
10.04. | 2
10.04. | 3
10.04. | 4
10.04. | 5
10.04. | 6
10.04. | 7
10.04. | 8
10.04. | 9
10.04. | 10
10.04. | 11
10.04. | 12
10.04. | 13
10.04. | 14
10.04. | 15
10.04. | 16
10.04. | 17
10.04. | 18
10.04. | 19
10.04. | 20
10.04. | 21
10.04. | 22
10.04. | 23
10.04. | 24
11.04. | 1
11.04. | 2
11.04. | 3
11.04. | 4
11.04. | 5
11.04. | 6
11.04. | 7
11.04. | 8
11.04. | 9
11.04. | 10
11.04. | 11
11.04. | 12
11.04. | 13
11.04. | 14
11.04. | 15
11.04. | 16
11.04. | 17
11.04. | 18
11.04. | 19
11.04. | 20
11.04. | 21
11.04. | 22
11.04. | 23
11.04. | 24
12.04. | 1
12.04. | 2
12.04. | 3
12.04. | 4
12.04. | 5
12.04. | 6
12.04. | 7
12.04. | 8
12.04. | 9
12.04. | 10
12.04. | 11
12.04. | 12
12.04. | 13
12.04. | 14
12.04. | 15
12.04. | 16
12.04. | 17
12.04. | 18
12.04. | 19
12.04. | 20
12.04. | 21
12.04. | 22
12.04. | 23
12.04. | 24
13.04. | 1
13.04. | 2
13.04. | 3
13.04. | 4
13.04. | 5
13.04. | 6
13.04. | 7
13.04. | 8
13.04. | 9
13.04. | 10
13.04. | 11
13.04. | 12
13.04. | 13
13.04. | 14
13.04. | 15
13.04. | 16
13.04. | 17
13.04. | 18
13.04. | 19
13.04. | 20
13.04. | 21
13.04. | 22
13.04. | 23
13.04. | 24
14.04. | 1
14.04. | 2
14.04. | 3
14.04. | 4
14.04. | 5
14.04. | 6
14.04. | 7
14.04. | 8
14.04. | 9
14.04. | 10
14.04. | 11
14.04. | 12
14.04. | 13
14.04. | 14
14.04. | 15
14.04. | 16
14.04. | 17
14.04. | 18
14.04. | 19
14.04. | 20
14.04. | 21
14.04. | 22
14.04. | 23
14.04. | 24
15.04. | 1
15.04. | 2
15.04. | 3
15.04. | 4
15.04. | 5
15.04. | 6
15.04. | 7
15.04. | 8
15.04. | 9
15.04. | 10
15.04. | 11
15.04. | 12
15.04. | 13
15.04. | 14
15.04. | 15
15.04. | 16
15.04. | 17
15.04. | 18
15.04. | 19
15.04. | 20
15.04. | 21
15.04. | 22
15.04. | 23
15.04. | 24
16.04. | 1
16.04. | 2
16.04. | 3
16.04. | 4
16.04. | 5
16.04. | 6
16.04. | 7
16.04. | 8
16.04. | 9
16.04. | 10
16.04. | 11
16.04. | 12
16.04. | 13
16.04. | 14
16.04. | 15
16.04. | 16
16.04. | 17
16.04. | 18
16.04. | 19
16.04. | 20
16.04. | 21
16.04. | 22
16.04. | 23
16.04. | 24
17.04. | 1
17.04. | 2
17.04. | 3
17.04. | 4
17.04. | 5
17.04. | 6
17.04. | 7
17.04. | 8
17.04. | 9
17.04. | 10
17.04. | 11
17.04. | 12
17.04. | 13
17.04. | 14
17.04. | 15
17.04. | 16
17.04. | 17
17.04. | 18
17.04. | 19
17.04. | 20
17.04. | 21
17.04. | 22
17.04. | 23
17.04. | 24
18.04. | 1
18.04. | 2
18.04. | 3
18.04. | 4
18.04. | 5
18.04. | 6
18.04. | 7
18.04. | 8
18.04. | 9
18.04. | 10
18.04. | 11
18.04. | 12
18.04. | 13
18.04. | 14
18.04. | 15
18.04. | 16
18.04. | 17
18.04. | 18
18.04. | 19
18.04. | 20
18.04. | 21
18.04. | 22
18.04. | 23
18.04. | 24
19.04. | 1
19.04. | 2
19.04. | 3
19.04. | 4
19.04. | 5
19.04. | 6
19.04. | 7
19.04. | 8
19.04. | 9
19.04. | 10
19.04. | 11
19.04. | 12
19.04. | 13
19.04. | 14
19.04. | 15
19.04. | 16
19.04. | 17
19.04. | 18
19.04. | 19
19.04. | 20
19.04. | 21
19.04. | 22
19.04. | 23
19.04. | 24
20.04. | 1
20.04. | 2
20.04. | 3
20.04. | 4
20.04. | 5
20.04. | 6
20.04. | 7
20.04. | 8
20.04. | 9
20.04. | 10
20.04. | 11
20.04. | 12
20.04. | 13
20.04. | 14
20.04. | 15
20.04. | 16
20.04. | 17
20.04. | 18
20.04. | 19
20.04. | 20
20.04. | 21
20.04. | 22
20.04. | 23
20.04. | 24
21.04. | 1
21.04. | 2
21.04. | 3
21.04. | 4
21.04. | 5
21.04. | 6
21.04. | 7
21.04. | 8
21.04. | 9
21.04. | 10
21.04. | 11
21.04. | 12
21.04. | 13
21.04. | 14
21.04. | 15
21.04. | 16
21.04. | 17
21.04. | 18
21.04. | 19
21.04. | 20
21.04. | 21
21.04. | 22
21.04. | 23
21.04. | 24
22.04. | 1
22.04. | 2
22.04. | 3
22.04. | 4
22.04. | 5
22.04. | 6
22.04. | 7
22.04. | 8
22.04. | 9
22.04. | 10
22.04. | 11
22.04. | 12
22.04. | 13
22.04. | 14
22.04. | 15
22.04. | 16
22.04. | 17
22.04. | 18
22.04. | 19
22.04. | 20
22.04. | 21
22.04. | 22
22.04. | 23
22.04. | 24
23.04. | 1
23.04. | 2
23.04. | 3
23.04. | 4
23.04. | 5
23.04. | 6
23.04. | 7
23.04. | 8
23.04. | 9
23.04. | 10
23.04. | 11
23.04. | 12
23.04. | 13
23.04. | 14
23.04. | 15
23.04. | 16
23.04. | 17
23.04. | 18
23.04. | 19
23.04. | 20
23.04. | 21
23.04. | 22
23.04. | 23
23.04. | 24
24.04. | 1
24.04. | 2
24.04. | 3
24.04. | 4
24.04. | 5
24.04. | 6
24.04. | 7
24.04. | 8
24.04. | 9
24.04. | 10
24.04. | 11
24.04. | 12
24.04. | 13
24.04. | 14
24.04. | 15
24.04. | 16
24.04. | 17
24.04. | 18
24.04. | 19
24.04. | 20
24.04. | 21
24.04. | 22
24.04. | 23
24.04. | 24
25.04. | 1
25.04. | 2
25.04. | 3
25.04. | 4
25.04. | 5
25.04. | 6
25.04. | 7
25.04. | 8
25.04. | 9
25.04. | 10
25.04. | 11
25.04. | 12
25.04. | 13
25.04. | 14
25.04. | 15
25.04. | 16
25.04. | 17
25.04. | 18
25.04. | 19
25.04. | 20
25.04. | 21
25.04. | 22
25.04. | 23
25.04. | 24
26.04. | 1
26.04. | 2
26.04. | 3
26.04. | 4
26.04. | 5
26.04. | 6
26.04. | 7
26.04. | 8
26.04. | 9
26.04. | 10
26.04. | 11
26.04. | 12
26.04. | 13
26.04. | 14
26.04. | 15
26.04. | 16
26.04. | 17
26.04. | 18
26.04. | 19
26.04. | 20
26.04. | 21
26.04. | 22
26.04. | 23
26.04. | 24
27.04. | 1
27.04. | 2
27.04. | 3
27.04. | 4
27.04. | 5
27.04. | 6
27.04. | 7
27.04. | 8
27.04. | 9
27.04. | 10
27.04. | 11
27.04. | 12
27.04. | 13
27.04. | 14
27.04. | 15
27.04. | 16
27.04. | 17
27.04. | 18
27.04. | 19
27.04. | 20
27.04. | 21
27.04. | 22
27.04. | 23
27.04. | 24
28.04. | 1
28.04. | 2
28.04. | 3
28.04. | 4
28.04. | 5
28.04. | 6
28.04. | 7
28.04. | 8
28.04. | 9
28.04. | 10
28.04. | 11
28.04. | 12
28.04. | 13
28.04. | 14
28.04. | 15
28.04. | 16
28.04. | 17
28.04. | 18
28.04. | 19
28.04. | 20
28.04. | 21
28.04. | 22
28.04. | 23
28.04. | 24
29.04. | 1
29.04. | 2
29.04. | 3
29.04. | 4
29.04. | 5
29.04. | 6
29.04. | 7
29.04. | 8
29.04. | 9
29.04. | 10
29.04. | 11
29.04. | 12
29.04. | 13
29.04. | 14
29.04. | 15
29.04. | 16
29.04. | 17
29.04. | 18
29.04. | 19
29.04. | 20
29.04. | 21
29.04. | 22
29.04. | 23
29.04. | 24
30.04. | 1
30.04. | 2
30.04. | 3
30.04. | 4
30.04. | 5
30.04. | 6
30.04. | 7
30.04. | 8
30.04. | 9
30.04. | 10
30.04. | 11
30.04. | 12
30.04. | 13
30.04. | 14
30.04. | 15
30.04. | 16
30.04. | 17
30.04. | 18
30.04. | 19
30.04. | 20
30.04. | 21
30.04. | 22
30.04. | 23
30.04. | 24
01.05. | 1
01.05. | 2
01.05. | 3
01.05. | 4
01.05. | 5
01.05. | 6
01.05. | 7
01.05. | 8
01.05. | 9
01.05. | 10
01.05. | 11
01.05. | 12
01.05. | 13
01.05. | 14
01.05. | 15
01.05. | 16
01.05. | 17
01.05. | 18
01.05. | 19
01.05. | 20
01.05. | 21
01.05. | 22
01.05. | 23
01.05. | 24
02.05. | 1
02.05. | 2
02.05. | 3
02.05. | 4
02.05. | 5
02.05. | 6
02.05. | 7
02.05. | 8
02.05. | 9
02.05. | 10
02.05. | 11
02.05. | 12
02.05. | 13
02.05. | 14
02.05. | 15
02.05. | 16
02.05. | 17
02.05. | 18
02.05. | 19
02.05. | 20
02.05. | 21
02.05. | 22
02.05. | 23
02.05. | 24
03.05. | 1
03.05. | 2
03.05. | 3
03.05. | 4
03.05. | 5
03.05. | 6
03.05. | 7
03.05. | 8
03.05. | 9
03.05. | 10
03.05. | 11
03.05. | 12
03.05. | 13
03.05. | 14
03.05. | 15
03.05. | 16
03.05. | 17
03.05. | 18
03.05. | 19
03.05. | 20
03.05. | 21
03.05. | 22
03.05. | 23
03.05. | 24
04.05. | 1
04.05. | 2
04.05. | 3
04.05. | 4
04.05. | 5
04.05. | 6
04.05. | 7
04.05. | 8
04.05. | 9
04.05. | 10
04.05. | 11
04.05. | 12
04.05. | 13
04.05. | 14
04.05. | 15
04.05. | 16
04.05. | 17
04.05. | 18
04.05. | 19
04.05. | 20
04.05. | 21
04.05. | 22
04.05. | 23
04.05. | 24
05.05. | 1
05.05. | 2
05.05. | 3
05.05. | 4
05.05. | 5
05.05. | 6
05.05. | 7
05.05. | 8
05.05. | 9
05.05. | 10
05.05. | 11
05.05. | 12
05.05. | 13
05.05. | 14
05.05. | 15
05.05. | 16
05.05. | 17
05.05. | 18
05.05. | 19
05.05. | 20
05.05. | 21
05.05. | 22
05.05. | 23
05.05. | 24
06.05. | 1
06.05. | 2
06.05. | 3
06.05. | 4
06.05. | 5
06.05. | 6
06.05. | 7
06.05. | 8
06.05. | 9
06.05. | 10
06.05. | 11
06.05. | 12
06.05. | 13
06.05. | 14
06.05. | 15
06.05. | 16
06.05. | 17
06.05. | 18
06.05. | 19
06.05. | 20
06.05. | 21
06.05. | 22
06.05. | 23
06.05. | 24
07.05. | 1
07.05. | 2
07.05. | 3
07.05. | 4
07.05. | 5
07.05. | 6
07.05. | 7
07.05. | 8
07.05. | 9
07.05. | 10
07.05. | 11
07.05. | 12
07.05. | 13
07.05. | 14
07.05. | 15
07.05. | 16
07.05. | 17
07.05. | 18
07.05. | 19
07.05. | 20
07.05. | 21
07.05. | 22
07.05. | 23
07.05. | 24
08.05. | 1
08.05. | 2
08.05. | 3
08.05. | 4
08.05. | 5
08.05. | 6
08.05. | 7
08.05. | 8
08.05. | 9
08.05. | 10
08.05. | 11
08.05. | 12
08.05. | 13
08.05. | 14
08.05. | 15
08.05. | 16
08.05. | 17
08.05. | 18
08.05. | 19
08.05. | 20
08.05. | 21
08.05. | 22
08.05. | 23
08.05. | 24
09.05. | 1
09.05. | 2
09.05. | 3
09.05. | 4
09.05. | 5
09.05. | 6
09.05. | 7
09.05. | 8
09.05. | 9
09.05. | 10
09.05. | 11
09.05. | 12
09.05. | 13
09.05. | 14
09.05. | 15
09.05. | 16
09.05. | 17
09.05. | 18
09.05. | 19
09.05. | 20
09.05. | 21
09.05. | 22
09.05. | 23
09.05. | 24
10.05. | 1
10.05. | 2
10.05. | 3
10.05. | 4
10.05. | 5
10.05. | 6
10.05. | 7
10.05. | 8
10.05. | 9
10.05. | 10
10.05. | 11
10.05. | 12
10.05. | 13
10.05. | 14
10.05. | 15
10.05. | 16
10.05. | 17
10.05. | 18
10.05. | 19
10.05. | 20
10.05. | 21
10.05. | 22
10.05. | 23
10.05. | 24
11.05. | 1
11.05. | 2
11.05. | 3
11.05. | 4
11.05. | 5
11.05. | 6
11.05. | 7
11.05. | 8
11.05. | 9
11.05. | 10
11.05. | 11
11.05. | 12
11.05. | 13
11.05. | 14
11.05. | 15
11.05. | 16
11.05. | 17
11.05. | 18
11.05. | 19
11.05. | 20
11.05. | 21
11.05. | 22
11.05. | 23
11.05. | 24
12.05. | 1
12.05. | 2
12.05. | 3
12.05. | 4
12.05. | 5
12.05. | 6
12.05. | 7
12.05. | 8
12.05. | 9
12.05. | 10
12.05. | 11
12.05. | 12
12.05. | 13
12.05. | 14
12.05. | 15
12.05. | 16
12.05. | 17
12.05. | 18
12.05. | 19
12.05. | 20
12.05. | 21
12.05. | 22
12.05. | 23
12.05. | 24
13.05. | 1
13.05. | 2
13.05. | 3
13.05. | 4
13.05. | 5
13.05. | 6
13.05. | 7
13.05. | 8
13.05. | 9
13.05. | 10
13.05. | 11
13.05. | 12
13.05. | 13
13.05. | 14
13.05. | 15
13.05. | 16
13.05. | 17
13.05. | 18
13.05. | 19
13.05. | 20
13.05. | 21
13.05. | 22
13.05. | 23
13.05. | 24
14.05. | 1
14.05. | 2
14.05. | 3
14.05. | 4
14.05. | 5
14.05. | 6
14.05. | 7
14.05. | 8
14.05. | 9
14.05. | 10
14.05. | 11
14.05. | 12
14.05. | 13
14.05. | 14
14.05. | 15
14.05. | 16
14.05. | 17
14.05. | 18
14.05. | 19
14.05. | 20
14.05. | 21
14.05. | 22
14.05. | 23
14.05. | 24
15.05. | 1
15.05. | 2
15.05. | 3
15.05. | 4
15.05. | 5
15.05. | 6
15.05. | 7
15.05. | 8
15.05. | 9
15.05. | 10
15.05. | 11
15.05. | 12
15.05. | 13
15.05. | 14
15.05. | 15
15.05. | 16
15.05. | 17
15.05. | 18
15.05. | 19
15.05. | 20
15.05. | 21
15.05. | 22
15.05. | 23
15.05. | 24
16.05. | 1
16.05. | 2
16.05. | 3
16.05. | 4
16.05. | 5
16.05. | 6
16.05. | 7
16.05. | 8
16.05. | 9
16.05. | 10
16.05. | 11
16.05. | 12
16.05. | 13
16.05. | 14
16.05. | 15
16.05. | 16
16.05. | 17
16.05. | 18
16.05. | 19
16.05. | 20
16.05. | 21
16.05. | 22
16.05. | 23
16.05. | 24
17.05. | 1
17.05. | 2
17.05. | 3
17.05. | 4
17.05. | 5
17.05. | 6
17.05. | 7
17.05. | 8
17.05. | 9
17.05. | 10
17.05. | 11
17.05. | 12
17.05. | 13
17.05. | 14
17.05. | 15
17.05. | 16
17.05. | 17
17.05. | 18
17.05. | 19
17.05. | 20
17.05. | 21
17.05. | 22
17.05. | 23
17.05. | 24
18.05. | 1
18.05. | 2
18.05. | 3
18.05. | 4
18.05. | 5
18.05. | 6
18.05. | 7
18.05. | 8
18.05. | 9
18.05. | 10
18.05. | 11
18.05. | 12
18.05. | 13
18.05. | 14
18.05. | 15
18.05. | 16
18.05. | 17
18.05. | 18
18.05. | 19
18.05. | 20
18.05. | 21
18.05. | 22
18.05. | 23
18.05. | 24
19.05. | 1
19.05. | 2
19.05. | 3
19.05. | 4
19.05. | 5
19.05. | 6
19.05. | 7
19.05. | 8
19.05. | 9
19.05. | 10
19.05. | 11
19.05. | 12
19.05. | 13
19.05. | 14
19.05. | 15
19.05. | 16
19.05. | 17
19.05. | 18
19.05. | 19
19.05. | 20
19.05. | 21
19.05. | 22
19.05. | 23
19.05. | 24
20.05. | 1
20.05. | 2
20.05. | 3
20.05. | 4
20.05. | 5
20.05. | 6
20.05. | 7
20.05. | 8
20.05. | 9
20.05. | 10
20.05. | 11
20.05. | 12
20.05. | 13
20.05. | 14
20.05. | 15
20.05. | 16
20.05. | 17
20.05. | 18
20.05. | 19
20.05. | 20
20.05. | 21
20.05. | 22
20.05. | 23
20.05. | 24
21.05. | 1
21.05. | 2
21.05. | 3
21.05. | 4
21.05. | 5
21.05. | 6
21.05. | 7
21.05. | 8
21.05. | 9
21.05. | 10
21.05. | 11
21.05. | 12
21.05. | 13
21.05. | 14
21.05. | 15
21.05. | 16
21.05. | 17
21.05. | 18
21.05. | 19
21.05. | 20
21.05. | 21
21.05. | 22
21.05. | 23
21.05. | 24
22.05. | 1
22.05. | 2
22.05. | 3
22.05. | 4
22.05. | 5
22.05. | 6
22.05. | 7
22.05. | 8
22.05. | 9
22.05. | 10
22.05. | 11
22.05. | 12
22.05. | 13
22.05. | 14
22.05. | 15
22.05. | 16
22.05. | 17
22.05. | 18
22.05. | 19
22.05. | 20
22.05. | 21
22.05. | 22
22.05. | 23
22.05. | 24
23.05. | 1
23.05. | 2
23.05. | 3
23.05. | 4
23.05. | 5
23.05. | 6
23.05. | 7
23.05. | 8
23.05. | 9
23.05. | 10
23.05. | 11
23.05. | 12
23.05. | 13
23.05. | 14
23.05. | 15
23.05. | 16
23.05. | 17
23.05. | 18
23.05. | 19
23.05. | 20
23.05. | 21
23.05. | 22
23.05. | 23
23.05. | 24
24.05. | 1
24.05. | 2
24.05. | 3
24.05. | 4
24.05. | 5
24.05. | 6
24.05. | 7
24.05. | 8
24.05. | 9
24.05. | 10
24.05. | 11
24.05. | 12
24.05. | 13
24.05. | 14
24.05. | 15
24.05. | 16
24.05. | 17
24.05. | 18
24.05. | 19
24.05. | 20
24.05. | 21
24.05. | 22
24.05. | 23
24.05. | 24
25.05. | 1
25.05. | 2
25.05. | 3
25.05. | 4
25.05. | 5
25.05. | 6
25.05. | 7
25.05. | 8
25.05. | 9
25.05. | 10
25.05. | 11
25.05. | 12
25.05. | 13
25.05. | 14
25.05. | 15
25.05. | 16
25.05. | 17
25.05. | 18
25.05. | 19
25.05. | 20
25.05. | 21
25.05. | 22
25.05. | 23
25.05. | 24
26.05. | 1
26.05. | 2
26.05. | 3
26.05. | 4
26.05. | 5
26.05. | 6
26.05. | 7
26.05. | 8
26.05. | 9
26.05. | 10
26.05. | 11
26.05. | 12
26.05. | 13
26.05. | 14
26.05. | 15
26.05. | 16
26.05. | 17
26.05. | 18
26.05. | 19
26.05. | 20
26.05. | 21
26.05. | 22
26.05. | 23
26.05. | 24
27.05. | 1
27.05. | 2
27.05. | 3
27.05. | 4
27.05. | 5
27.05. | 6
27.05. | 7
27.05. | 8
27.05. | 9
27.05. | 10
27.05. | 11
27.05. | 12
27.05. | 13
27.05. | 14
27.05. | 15
27.05. | 16
27.05. | 17
27.05. | 18
27.05. | 19
27.05. | 20
27.05. | 21
27.05. | 22
27.05. | 23
27.05. | 24
28.05. | 1
28.05. | 2
28.05. | 3
28.05. | 4
28.05. | 5
28.05. | 6
28.05. | 7
28.05. | 8
28.05. | 9
28.05. | 10
28.05. | 11
28.05. | 12
28.05. | 13
28.05. | 14
28.05. | 15
28.05. | 16
28.05. | 17
28.05. | 18
28.05. | 19
28.05. | 20
28.05. | 21
28.05. | 22
28.05. | 23
28.05. | 24
29.05. | 1
29.05. | 2
29.05. | 3
29.05. | 4
29.05. | 5
29.05. | 6
29.05. | 7
29.05. | 8
29.05. | 9
29.05. | 10
29.05. | 11
29.05. | 12
29.05. | 13
29.05. | 14
29.05. | 15
29.05. | 16
29.05. | 17
29.05. | 18
29.05. | 19
29.05. | 20
29.05. | 21
29.05. | 22
29.05. | 23
29.05. | 24
30.05. | 1
30.05. | 2
30.05. | 3
30.05. | 4
30.05. | 5
30.05. | 6
30.05. | 7
30.05. | 8
30.05. | 9
30.05. | 10
30.05. | 11
30.05. | 12
30.05. | 13
30.05. | 14
30.05. | 15
30.05. | 16
30.05. | 17
30.05. | 18
30.05. | 19
30.05. | 20
30.05. | 21
30.05. | 22
30.05. | 23
30.05. | 24
31.05. | 1
31.05. | 2
31.05. | 3
31.05. | 4
31.05. | 5
31.05. | 6
31.05. | 7
31.05. | 8
31.05. | 9
31.05. | 10
31.05. | 11
31.05. | 12
31.05. | 13
31.05. | 14
31.05. | 15
31.05. | 16
31.05. | 17
31.05. | 18
31.05. | 19
31.05. | 20
31.05. | 21
31.05. | 22
31.05. | 23
31.05. | 24
01.06. | 1
01.06. | 2
01.06. | 3
01.06. | 4
01.06. | 5
01.06. | 6
01.06. | 7
01.06. | 8
01.06. | 9
01.06. | 10
01.06. | 11
01.06. | 12
01.06. | 13
01.06. | 14
01.06. | 15
01.06. | 16
01.06. | 17
01.06. | 18
01.06. | 19
01.06. | 20
01.06. | 21
01.06. | 22
01.06. | 23
01.06. | 24
02.06. | 1
02.06. | 2
02.06. | 3
02.06. | 4
02.06. | 5
02.06. | 6
02.06. | 7
02.06. | 8
02.06. | 9
02.06. | 10
02.06. | 11
02.06. | 12
02.06. | 13
02.06. | 14
02.06. | 15
02.06. | 16
02.06. | 17
02.06. | 18
02.06. | 19
02.06. | 20
02.06. | 21
02.06. | 22
02.06. | 23
02.06. | 24
03.06. | 1
03.06. | 2
03.06. | 3
03.06. | 4
03.06. | 5
03.06. | 6
03.06. | 7
03.06. | 8
03.06. | 9
03.06. | 10
03.06. | 11
03.06. | 12
03.06. | 13
03.06. | 14
03.06. | 15
03.06. | 16
03.06. | 17
03.06. | 18
03.06. | 19
03.06. | 20
03.06. | 21
03.06. | 22
03.06. | 23
03.06. | 24
04.06. | 1
04.06. | 2
04.06. | 3
04.06. | 4
04.06. | 5
04.06. | 6
04.06. | 7
04.06. | 8
04.06. | 9
04.06. | 10
04.06. | 11
04.06. | 12
04.06. | 13
04.06. | 14
04.06. | 15
04.06. | 16
04.06. | 17
04.06. | 18
04.06. | 19
04.06. | 20
04.06. | 21
04.06. | 22
04.06. | 23
04.06. | 24
05.06. | 1
05.06. | 2
05.06. | 3
05.06. | 4
05.06. | 5
05.06. | 6
05.06. | 7
05.06. | 8
05.06. | 9
05.06. | 10
05.06. | 11
05.06. | 12
05.06. | 13
05.06. | 14
05.06. | 15
05.06. | 16
05.06. | 17
05.06. | 18
05.06. | 19
05.06. | 20
05.06. | 21
05.06. | 22
05.06. | 23
05.06. | 24
06.06. | 1
06.06. | 2
06.06. | 3
06.06. | 4
06.06. | 5
06.06. | 6
06.06. | 7
06.06. | 8
06.06. | 9
06.06. | 10
06.06. | 11
06.06. | 12
06.06. | 13
06.06. | 14
06.06. | 15
06.06. | 16
06.06. | 17
06.06. | 18
06.06. | 19
06.06. | 20
06.06. | 21
06.06. | 22
06.06. | 23
06.06. | 24
07.06. | 1
07.06. | 2
07.06. | 3
07.06. | 4
07.06. | 5
07.06. | 6
07.06. | 7
07.06. | 8
07.06. | 9
07.06. | 10
07.06. | 11
07.06. | 12
07.06. | 13
07.06. | 14
07.06. | 15
07.06. | 16
07.06. | 17
07.06. | 18
07.06. | 19
07.06. | 20
07.06. | 21
07.06. | 22
07.06. | 23
07.06. | 24
08.06. | 1
08.06. | 2
08.06. | 3
08.06. | 4
08.06. | 5
08.06. | 6
08.06. | 7
08.06. | 8
08.06. | 9
08.06. | 10
08.06. | 11
08.06. | 12
08.06. | 13
08.06. | 14
08.06. | 15
08.06. | 16
08.06. | 17
08.06. | 18
08.06. | 19
08.06. | 20
08.06. | 21
08.06. | 22
08.06. | 23
08.06. | 24
09.06. | 1
09.06. | 2
09.06. | 3
09.06. | 4
09.06. | 5
09.06. | 6
09.06. | 7
09.06. | 8
09.06. | 9
09.06. | 10
09.06. | 11
09.06. | 12
09.06. | 13
09.06. | 14
09.06. | 15
09.06. | 16
09.06. | 17
09.06. | 18
09.06. | 19
09.06. | 20
09.06. | 21
09.06. | 22
09.06. | 23
09.06. | 24
10.06. | 1
10.06. | 2
10.06. | 3
10.06. | 4
10.06. | 5
10.06. | 6
10.06. | 7
10.06. | 8
10.06. | 9
10.06. | 10
10.06. | 11
10.06. | 12
10.06. | 13
10.06. | 14
10.06. | 15
10.06. | 16
10.06. | 17
10.06. | 18
10.06. | 19
10.06. | 20
10.06. | 21
10.06. | 22
10.06. | 23
10.06. | 24
11.06. | 1
11.06. | 2
11.06. | 3
11.06. | 4
11.06. | 5
11.06. | 6
11.06. | 7
11.06. | 8
11.06. | 9
11.06. | 10
11.06. | 11
11.06. | 12
11.06. | 13
11.06. | 14
11.06. | 15
11.06. | 16
11.06. | 17
11.06. | 18
11.06. | 19
11.06. | 20
11.06. | 21
11.06. | 22
11.06. | 23
11.06. | 24
12.06. | 1
12.06. | 2
12.06. | 3
12.06. | 4
12.06. | 5
12.06. | 6
12.06. | 7
12.06. | 8
12.06. | 9
12.06. | 10
12.06. | 11
12.06. | 12
12.06. | 13
12.06. | 14
12.06. | 15
12.06. | 16
12.06. | 17
12.06. | 18
12.06. | 19
12.06. | 20
12.06. | 21
12.06. | 22
12.06. | 23
12.06. | 24
13.06. | 1
13.06. | 2
13.06. | 3
13.06. | 4
13.06. | 5
13.06. | 6
13.06. | 7
13.06. | 8
13.06. | 9
13.06. | 10
13.06. | 11
13.06. | 12
13.06. | 13
13.06. | 14
13.06. | 15
13.06. | 16
13.06. | 17
13.06. | 18
13.06. | 19
13.06. | 20
13.06. | 21
13.06. | 22
13.06. | 23
13.06. | 24
14.06. | 1
14.06. | 2
14.06. | 3
14.06. | 4
14.06. | 5
14.06. | 6
14.06. | 7
14.06. | 8
14.06. | 9
14.06. | 10
14.06. | 11
14.06. | 12
14.06. | 13
14.06. | 14
14.06. | 15
14.06. | 16
14.06. | 17
14.06. | 18
14.06. | 19
14.06. | 20
14.06. | 21
14.06. | 22
14.06. | 23
14.06. | 24
15.06. | 1
15.06. | 2
15.06. | 3
15.06. | 4
15.06. | 5
15.06. | 6
15.06. | 7
15.06. | 8
15.06. | 9
15.06. | 10
15.06. | 11
15.06. | 12
15.06. | 13
15.06. | 14
15.06. | 15
15.06. | 16
15.06. | 17
15.06. | 18
15.06. | 19
15.06. | 20
15.06. | 21
15.06. | 22
15.06. | 23
15.06. | 24
16.06. | 1
16.06. | 2
16.06. | 3
16.06. | 4
16.06. | 5
16.06. | 6
16.06. | 7
16.06. | 8
16.06. | 9
16.06. | 10
16.06. | 11
16.06. | 12
16.06. | 13
16.06. | 14
16.06. | 15
16.06. | 16
16.06. | 17
16.06. | 18
16.06. | 19
16.06. | 20
16.06. | 21
16.06. | 22
16.06. | 23
16.06. | 24
17.06. | 1
17.06. | 2
17.06. | 3
17.06. | 4
17.06. | 5
17.06. | 6
17.06. | 7
17.06. | 8
17.06. | 9
17.06. | 10
17.06. | 11
17.06. | 12
17.06. | 13
17.06. | 14
17.06. | 15
17.06. | 16
17.06. | 17
17.06. | 18
17.06. | 19
17.06. | 20
17.06. | 21
17.06. | 22
17.06. | 23
17.06. | 24
18.06. | 1
18.06. | 2
18.06. | 3
18.06. | 4
18.06. | 5
18.06. | 6
18.06. | 7
18.06. | 8
18.06. | 9
18.06. | 10
18.06. | 11
18.06. | 12
18.06. | 13
18.06. | 14
18.06. | 15
18.06. | 16
18.06. | 17
18.06. | 18
18.06. | 19
18.06. | 20
18.06. | 21
18.06. | 22
18.06. | 23
18.06. | 24
19.06. | 1
19.06. | 2
19.06. | 3
19.06. | 4
19.06. | 5
19.06. | 6
19.06. | 7
19.06. | 8
19.06. | 9
19.06. | 10
19.06. | 11
19.06. | 12
19.06. | 13
19.06. | 14
19.06. | 15
19.06. | 16
19.06. | 17
19.06. | 18
19.06. | 19
19.06. | 20
19.06. | 21
19.06. | 22
19.06. | 23
19.06. | 24
20.06. | 1
20.06. | 2
20.06. | 3
20.06. | 4
20.06. | 5
20.06. | 6
20.06. | 7
20.06. | 8
20.06. | 9
20.06. | 10
20.06. | 11
20.06. | 12
20.06. | 13
20.06. | 14
20.06. | 15
20.06. | 16
20.06. | 17
20.06. | 18
20.06. | 19
20.06. | 20
20.06. | 21
20.06. | 22
20.06. | 23
20.06. | 24
21.06. | 1
21.06. | 2
21.06. | 3
21.06. | 4
21.06. | 5
21.06. | 6
21.06. | 7
21.06. | 8
21.06. | 9
21.06. | 10
21.06. | 11
21.06. | 12
21.06. | 13
21.06. | 14
21.06. | 15
21.06. | 16
21.06. | 17
21.06. | 18
21.06. | 19
21.06. | 20
21.06. | 21
21.06. | 22
21.06. | 23
21.06. | 24
22.06. | 1
22.06. | 2
22.06. | 3
22.06. | 4
22.06. | 5
22.06. | 6
22.06. | 7
22.06. | 8
22.06. | 9
22.06. | 10
22.06. | 11
22.06. | 12
22.06. | 13
22.06. | 14
22.06. | 15
22.06. | 16
22.06. | 17
22.06. | 18
22.06. | 19
22.06. | 20
22.06. | 21
22.06. | 22
22.06. | 23
22.06. | 24
23.06. | 1
23.06. | 2
23.06. | 3
23.06. | 4
23.06. | 5
23.06. | 6
23.06. | 7
23.06. | 8
23.06. | 9
23.06. | 10
23.06. | 11
23.06. | 12
23.06. | 13
23.06. | 14
23.06. | 15
23.06. | 16
23.06. | 17
23.06. | 18
23.06. | 19
23.06. | 20
23.06. | 21
23.06. | 22
23.06. | 23
23.06. | 24
24.06. | 1
24.06. | 2
24.06. | 3
24.06. | 4
24.06. | 5
24.06. | 6
24.06. | 7
24.06. | 8
24.06. | 9
24.06. | 10
24.06. | 11
24.06. | 12
24.06. | 13
24.06. | 14
24.06. | 15
24.06. | 16
24.06. | 17
24.06. | 18
24.06. | 19
24.06. | 20
24.06. | 21
24.06. | 22
24.06. | 23
24.06. | 24
25.06. | 1
25.06. | 2
25.06. | 3
25.06. | 4
25.06. | 5
25.06. | 6
25.06. | 7
25.06. | 8
25.06. | 9
25.06. | 10
25.06. | 11
25.06. | 12
25.06. | 13
25.06. | 14
25.06. | 15
25.06. | 16
25.06. | 17
25.06. | 18
25.06. | 19
25.06. | 20
25.06. | 21
25.06. | 22
25.06. | 23
25.06. | 24
26.06. | 1
26.06. | 2
26.06. | 3
26.06. | 4
26.06. | 5
26.06. | 6
26.06. | 7
26.06. | 8
26.06. | 9
26.06. | 10
26.06. | 11
26.06. | 12
26.06. | 13
26.06. | 14
26.06. | 15
26.06. | 16
26.06. | 17
26.06. | 18
26.06. | 19
26.06. | 20
26.06. | 21
26.06. | 22
26.06. | 23
26.06. | 24
27.06. | 1
27.06. | 2
27.06. | 3
27.06. | 4
27.06. | 5
27.06. | 6
27.06. | 7
27.06. | 8
27.06. | 9
27.06. | 10
27.06. | 11
27.06. | 12
27.06. | 13
27.06. | 14
27.06. | 15
27.06. | 16
27.06. | 17
27.06. | 18
27.06. | 19
27.06. | 20
27.06. | 21
27.06. | 22
27.06. | 23
27.06. | 24
28.06. | 1
28.06. | 2
28.06. | 3
28.06. | 4
28.06. | 5
28.06. | 6
28.06. | 7
28.06. | 8
28.06. | 9
28.06. | 10
28.06. | 11
28.06. | 12
28.06. | 13
28.06. | 14
28.06. | 15
28.06. | 16
28.06. | 17
28.06. | 18
28.06. | 19
28.06. | 20
28.06. | 21
28.06. | 22
28.06. | 23
28.06. | 24
29.06. | 1
29.06. | 2
29.06. | 3
29.06. | 4
29.06. | 5
29.06. | 6
29.06. | 7
29.06. | 8
29.06. | 9
29.06. | 10
29.06. | 11
29.06. | 12
29.06. | 13
29.06. | 14
29.06. | 15
29.06. | 16
29.06. | 17
29.06. | 18
29.06. | 19
29.06. | 20
29.06. | 21
29.06. | 22
29.06. | 23
29.06. | 24
30.06. | 1
30.06. | 2
30.06. | 3
30.06. | 4
30.06. | 5
30.06. | 6
30.06. | 7
30.06. | 8
30.06. | 9
30.06. | 10
30.06. | 11
30.06. | 12
30.06. | 13
30.06. | 14
30.06. | 15
30.06. | 16
30.06. | 17
30.06. | 18
30.06. | 19
30.06. | 20
30.06. | 21
30.06. | 22
30.06. | 23
30.06. | 24
01.07. | 1
01.07. | 2
01.07. | 3
01.07. | 4
01.07. | 5
01.07. | 6
01.07. | 7
01.07. | 8
01.07. | 9
01.07. | 10
01.07. | 11
01.07. | 12
01.07. | 13
01.07. | 14
01.07. | 15
01.07. | 16
01.07. | 17
01.07. | 18
01.07. | 19
01.07. | 20
01.07. | 21
01.07. | 22
01.07. | 23
01.07. | 24
02.07. | 1
02.07. | 2
02.07. | 3
02.07. | 4
02.07. | 5
02.07. | 6
02.07. | 7
02.07. | 8
02.07. | 9
02.07. | 10
02.07. | 11
02.07. | 12
02.07. | 13
02.07. | 14
02.07. | 15
02.07. | 16
02.07. | 17
02.07. | 18
02.07. | 19
02.07. | 20
02.07. | 21
02.07. | 22
02.07. | 23
02.07. | 24
03.07. | 1
03.07. | 2
03.07. | 3
03.07. | 4
03.07. | 5
03.07. | 6
03.07. | 7
03.07. | 8
03.07. | 9
03.07. | 10
03.07. | 11
03.07. | 12
03.07. | 13
03.07. | 14
03.07. | 15
03.07. | 16
03.07. | 17
03.07. | 18
03.07. | 19
03.07. | 20
03.07. | 21
03.07. | 22
03.07. | 23
03.07. | 24
04.07. | 1
04.07. | 2
04.07. | 3
04.07. | 4
04.07. | 5
04.07. | 6
04.07. | 7
04.07. | 8
04.07. | 9
04.07. | 10
04.07. | 11
04.07. | 12
04.07. | 13
04.07. | 14
04.07. | 15
04.07. | 16
04.07. | 17
04.07. | 18
04.07. | 19
04.07. | 20
04.07. | 21
04.07. | 22
04.07. | 23
04.07. | 24
05.07. | 1
05.07. | 2
05.07. | 3
05.07. | 4
05.07. | 5
05.07. | 6
05.07. | 7
05.07. | 8
05.07. | 9
05.07. | 10
05.07. | 11
05.07. | 12
05.07. | 13
05.07. | 14
05.07. | 15
05.07. | 16
05.07. | 17
05.07. | 18
05.07. | 19
05.07. | 20
05.07. | 21
05.07. | 22
05.07. | 23
05.07. | 24
06.07. | 1
06.07. | 2
06.07. | 3
06.07. | 4
06.07. | 5
06.07. | 6
06.07. | 7
06.07. | 8
06.07. | 9
06.07. | 10
06.07. | 11
06.07. | 12
06.07. | 13
06.07. | 14
06.07. | 15
06.07. | 16
06.07. | 17
06.07. | 18
06.07. | 19
06.07. | 20
06.07. | 21
06.07. | 22
06.07. | 23
06.07. | 24
07.07. | 1
07.07. | 2
07.07. | 3
07.07. | 4
07.07. | 5
07.07. | 6
07.07. | 7
07.07. | 8
07.07. | 9
07.07. | 10
07.07. | 11
07.07. | 12
07.07. | 13
07.07. | 14
07.07. | 15
07.07. | 16
07.07. | 17
07.07. | 18
07.07. | 19
07.07. | 20
07.07. | 21
07.07. | 22
07.07. | 23
07.07. | 24
08.07. | 1
08.07. | 2
08.07. | 3
08.07. | 4
08.07. | 5
08.07. | 6
08.07. | 7
08.07. | 8
08.07. | 9
08.07. | 10
08.07. | 11
08.07. | 12
08.07. | 13
08.07. | 14
08.07. | 15
08.07. | 16
08.07. | 17
08.07. | 18
08.07. | 19
08.07. | 20
08.07. | 21
08.07. | 22
08.07. | 23
08.07. | 24
09.07. | 1
09.07. | 2
09.07. | 3
09.07. | 4
09.07. | 5
09.07. | 6
09.07. | 7
09.07. | 8
09.07. | 9
09.07. | 10
09.07. | 11
09.07. | 12
09.07. | 13
09.07. | 14
09.07. | 15
09.07. | 16
09.07. | 17
09.07. | 18
09.07. | 19
09.07. | 20
09.07. | 21
09.07. | 22
09.07. | 23
09.07. | 24
10.07. | 1
10.07. | 2
10.07. | 3
10.07. | 4
10.07. | 5
10.07. | 6
10.07. | 7
10.07. | 8
10.07. | 9
10.07. | 10
10.07. | 11
10.07. | 12
10.07. | 13
10.07. | 14
10.07. | 15
10.07. | 16
10.07. | 17
10.07. | 18
10.07. | 19
10.07. | 20
10.07. | 21
10.07. | 22
10.07. | 23
10.07. | 24
11.07. | 1
11.07. | 2
11.07. | 3
11.07. | 4
11.07. | 5
11.07. | 6
11.07. | 7
11.07. | 8
11.07. | 9
11.07. | 10
11.07. | 11
11.07. | 12
11.07. | 13
11.07. | 14
11.07. | 15
11.07. | 16
11.07. | 17
11.07. | 18
11.07. | 19
11.07. | 20
11.07. | 21
11.07. | 22
11.07. | 23
11.07. | 24
12.07. | 1
12.07. | 2
12.07. | 3
12.07. | 4
12.07. | 5
12.07. | 6
12.07. | 7
12.07. | 8
12.07. | 9
12.07. | 10
12.07. | 11
12.07. | 12
12.07. | 13
12.07. | 14
12.07. | 15
12.07. | 16
12.07. | 17
12.07. | 18
12.07. | 19
12.07. | 20
12.07. | 21
12.07. | 22
12.07. | 23
12.07. | 24
13.07. | 1
13.07. | 2
13.07. | 3
13.07. | 4
13.07. | 5
13.07. | 6
13.07. | 7
13.07. | 8
13.07. | 9
13.07. | 10
13.07. | 11
13.07. | 12
13.07. | 13
13.07. | 14
13.07. | 15
13.07. | 16
13.07. | 17
13.07. | 18
13.07. | 19
13.07. | 20
13.07. | 21
13.07. | 22
13.07. | 23
13.07. | 24
14.07. | 1
14.07. | 2
14.07. | 3
14.07. | 4
14.07. | 5
14.07. | 6
14.07. | 7
14.07. | 8
14.07. | 9
14.07. | 10
14.07. | 11
14.07. | 12
14.07. | 13
14.07. | 14
14.07. | 15
14.07. | 16
14.07. | 17
14.07. | 18
14.07. | 19
14.07. | 20
14.07. | 21
14.07. | 22
14.07. | 23
14.07. | 24
15.07. | 1
15.07. | 2
15.07. | 3
15.07. | 4
15.07. | 5
15.07. | 6
15.07. | 7
15.07. | 8
15.07. | 9
15.07. | 10
15.07. | 11
15.07. | 12
15.07. | 13
15.07. | 14
15.07. | 15
15.07. | 16
15.07. | 17
15.07. | 18
15.07. | 19
15.07. | 20
15.07. | 21
15.07. | 22
15.07. | 23
15.07. | 24
16.07. | 1
16.07. | 2
16.07. | 3
16.07. | 4
16.07. | 5
16.07. | 6
16.07. | 7
16.07. | 8
16.07. | 9
16.07. | 10
16.07. | 11
16.07. | 12
16.07. | 13
16.07. | 14
16.07. | 15
16.07. | 16
16.07. | 17
16.07. | 18
16.07. | 19
16.07. | 20
16.07. | 21
16.07. | 22
16.07. | 23
16.07. | 24
17.07. | 1
17.07. | 2
17.07. | 3
17.07. | 4
17.07. | 5
17.07. | 6
17.07. | 7
17.07. | 8
17.07. | 9
17.07. | 10
17.07. | 11
17.07. | 12
17.07. | 13
17.07. | 14
17.07. | 15
17.07. | 16
17.07. | 17
17.07. | 18
17.07. | 19
17.07. | 20
17.07. | 21
17.07. | 22
17.07. | 23
17.07. | 24
18.07. | 1
18.07. | 2
18.07. | 3
18.07. | 4
18.07. | 5
18.07. | 6
18.07. | 7
18.07. | 8
18.07. | 9
18.07. | 10
18.07. | 11
18.07. | 12
18.07. | 13
18.07. | 14
18.07. | 15
18.07. | 16
18.07. | 17
18.07. | 18
18.07. | 19
18.07. | 20
18.07. | 21
18.07. | 22
18.07. | 23
18.07. | 24
19.07. | 1
19.07. | 2
19.07. | 3
19.07. | 4
19.07. | 5
19.07. | 6
19.07. | 7
19.07. | 8
19.07. | 9
19.07. | 10
19.07. | 11
19.07. | 12
19.07. | 13
19.07. | 14
19.07. | 15
19.07. | 16
19.07. | 17
19.07. | 18
19.07. | 19
19.07. | 20
19.07. | 21
19.07. | 22
19.07. | 23
19.07. | 24
20.07. | 1
20.07. | 2
20.07. | 3
20.07. | 4
20.07. | 5
20.07. | 6
20.07. | 7
20.07. | 8
20.07. | 9
20.07. | 10
20.07. | 11
20.07. | 12
20.07. | 13
20.07. | 14
20.07. | 15
20.07. | 16
20.07. | 17
20.07. | 18
20.07. | 19
20.07. | 20
20.07. | 21
20.07. | 22
20.07. | 23
20.07. | 24
21.07. | 1
21.07. | 2
21.07. | 3
21.07. | 4
21.07. | 5
21.07. | 6
21.07. | 7
21.07. | 8
21.07. | 9
21.07. | 10
21.07. | 11
21.07. | 12
21.07. | 13
21.07. | 14
21.07. | 15
21.07. | 16
21.07. | 17
21.07. | 18
21.07. | 19
21.07. | 20
21.07. | 21
21.07. | 22
21.07. | 23
21.07. | 24
22.07. | 1
22.07. | 2
22.07. | 3
22.07. | 4
22.07. | 5
22.07. | 6
22.07. | 7
22.07. | 8
22.07. | 9
22.07. | 10
22.07. | 11
22.07. | 12
22.07. | 13
22.07. | 14
22.07. | 15
22.07. | 16
22.07. | 17
22.07. | 18
22.07. | 19
22.07. | 20
22.07. | 21
22.07. | 22
22.07. | 23
22.07. | 24
23.07. | 1
23.07. | 2
23.07. | 3
23.07. | 4
23.07. | 5
23.07. | 6
23.07. | 7
23.07. | 8
23.07. | 9
23.07. | 10
23.07. | 11
23.07. | 12
23.07. | 13
23.07. | 14
23.07. | 15
23.07. | 16
23.07. | 17
23.07. | 18
23.07. | 19
23.07. | 20
23.07. | 21
23.07. | 22
23.07. | 23
23.07. | 24
24.07. | 1
24.07. | 2
24.07. | 3
24.07. | 4
24.07. | 5
24.07. | 6
24.07. | 7
24.07. | 8
24.07. | 9
24.07. | 10
24.07. | 11
24.07. | 12
24.07. | 13
24.07. | 14
24.07. | 15
24.07. | 16
24.07. | 17
24.07. | 18
24.07. | 19
24.07. | 20
24.07. | 21
24.07. | 22
24.07. | 23
24.07. | 24
25.07. | 1
25.07. | 2
25.07. | 3
25.07. | 4
25.07. | 5
25.07. | 6
25.07. | 7
25.07. | 8
25.07. | 9
25.07. | 10
25.07. | 11
25.07. | 12
25.07. | 13
25.07. | 14
25.07. | 15
25.07. | 16
25.07. | 17
25.07. | 18
25.07. | 19
25.07. | 20
25.07. | 21
25.07. | 22
25.07. | 23
25.07. | 24
26.07. | 1
26.07. | 2
26.07. | 3
26.07. | 4
26.07. | 5
26.07. | 6
26.07. | 7
26.07. | 8
26.07. | 9
26.07. | 10
26.07. | 11
26.07. | 12
26.07. | 13
26.07. | 14
26.07. | 15
26.07. | 16
26.07. | 17
26.07. | 18
26.07. | 19
26.07. | 20
26.07. | 21
26.07. | 22
26.07. | 23
26.07. | 24
27.07. | 1
27.07. | 2
27.07. | 3
27.07. | 4
27.07. | 5
27.07. | 6
27.07. | 7
27.07. | 8
27.07. | 9
27.07. | 10
27.07. | 11
27.07. | 12
27.07. | 13
27.07. | 14
27.07. | 15
27.07. | 16
27.07. | 17
27.07. | 18
27.07. | 19
27.07. | 20
27.07. | 21
27.07. | 22
27.07. | 23
27.07. | 24
28.07. | 1
28.07. | 2
28.07. | 3
28.07. | 4
28.07. | 5
28.07. | 6
28.07. | 7
28.07. | 8
28.07. | 9
28.07. | 10
28.07. | 11
28.07. | 12
28.07. | 13
28.07. | 14
28.07. | 15
28.07. | 16
28.07. | 17
28.07. | 18
28.07. | 19
28.07. | 20
28.07. | 21
28.07. | 22
28.07. | 23
28.07. | 24
29.07. | 1
29.07. | 2
29.07. | 3
29.07. | 4
29.07. | 5
29.07. | 6
29.07. | 7
29.07. | 8
29.07. | 9
29.07. | 10
29.07. | 11
29.07. | 12
29.07. | 13
29.07. | 14
29.07. | 15
29.07. | 16
29.07. | 17
29.07. | 18
29.07. | 19
29.07. | 20
29.07. | 21
29.07. | 22
29.07. | 23
29.07. | 24
30.07. | 1
30.07. | 2
30.07. | 3
30.07. | 4
30.07. | 5
30.07. | 6
30.07. | 7
30.07. | 8
30.07. | 9
30.07. | 10
30.07. | 11
30.07. | 12
30.07. | 13
30.07. | 14
30.07. | 15
30.07. | 16
30.07. | 17
30.07. | 18
30.07. | 19
30.07. | 20
30.07. | 21
30.07. | 22
30.07. | 23
30.07. | 24
31.07. | 1
31.07. | 2
31.07. | 3
31.07. | 4
31.07. | 5
31.07. | 6
31.07. | 7
31.07. | 8
31.07. | 9
31.07. | 10
31.07. | 11
31.07. | 12
31.07. | 13
31.07. | 14
31.07. | 15
31.07. | 16
31.07. | 17
31.07. | 18
31.07. | 19
31.07. | 20
31.07. | 21
31.07. | 22
31.07. | 23
31.07. | 24
01.08. | 1
01.08. | 2
01.08. | 3
01.08. | 4
01.08. | 5
01.08. | 6
01.08. | 7
01.08. | 8
01.08. | 9
01.08. | 10
01.08. | 11
01.08. | 12
01.08. | 13
01.08. | 14
01.08. | 15
01.08. | 16
01.08. | 17
01.08. | 18
01.08. | 19
01.08. | 20
01.08. | 21
01.08. | 22
01.08. | 23
01.08. | 24
02.08. | 1
02.08. | 2
02.08. | 3
02.08. | 4
02.08. | 5
02.08. | 6
02.08. | 7
02.08. | 8
02.08. | 9
02.08. | 10
02.08. | 11
02.08. | 12
02.08. | 13
02.08. | 14
02.08. | 15
02.08. | 16
02.08. | 17
02.08. | 18
02.08. | 19
02.08. | 20
02.08. | 21
02.08. | 22
02.08. | 23
02.08. | 24
03.08. | 1
03.08. | 2
03.08. | 3
03.08. | 4
03.08. | 5
03.08. | 6
03.08. | 7
03.08. | 8
03.08. | 9
03.08. | 10
03.08. | 11
03.08. | 12
03.08. | 13
03.08. | 14
03.08. | 15
03.08. | 16
03.08. | 17
03.08. | 18
03.08. | 19
03.08. | 20
03.08. | 21
03.08. | 22
03.08. | 23
03.08. | 24
04.08. | 1
04.08. | 2
04.08. | 3
04.08. | 4
04.08. | 5
04.08. | 6
04.08. | 7
04.08. | 8
04.08. | 9
04.08. | 10
04.08. | 11
04.08. | 12
04.08. | 13
04.08. | 14
04.08. | 15
04.08. | 16
04.08. | 17
04.08. | 18
04.08. | 19
04.08. | 20
04.08. | 21
04.08. | 22
04.08. | 23
04.08. | 24
05.08. | 1
05.08. | 2
05.08. | 3
05.08. | 4
05.08. | 5
05.08. | 6
05.08. | 7
05.08. | 8
05.08. | 9
05.08. | 10
05.08. | 11
05.08. | 12
05.08. | 13
05.08. | 14
05.08. | 15
05.08. | 16
05.08. | 17
05.08. | 18
05.08. | 19
05.08. | 20
05.08. | 21
05.08. | 22
05.08. | 23
05.08. | 24
06.08. | 1
06.08. | 2
06.08. | 3
06.08. | 4
06.08. | 5
06.08. | 6
06.08. | 7
06.08. | 8
06.08. | 9
06.08. | 10
06.08. | 11
06.08. | 12
06.08. | 13
06.08. | 14
06.08. | 15
06.08. | 16
06.08. | 17
06.08. | 18
06.08. | 19
06.08. | 20
06.08. | 21
06.08. | 22
06.08. | 23
06.08. | 24
07.08. | 1
07.08. | 2
07.08. | 3
07.08. | 4
07.08. | 5
07.08. | 6
07.08. | 7
07.08. | 8
07.08. | 9
07.08. | 10
07.08. | 11
07.08. | 12
07.08. | 13
07.08. | 14
07.08. | 15
07.08. | 16
07.08. | 17
07.08. | 18
07.08. | 19
07.08. | 20
07.08. | 21
07.08. | 22
07.08. | 23
07.08. | 24
08.08. | 1
08.08. | 2
08.08. | 3
08.08. | 4
08.08. | 5
08.08. | 6
08.08. | 7
08.08. | 8
08.08. | 9
08.08. | 10
08.08. | 11
08.08. | 12
08.08. | 13
08.08. | 14
08.08. | 15
08.08. | 16
08.08. | 17
08.08. | 18
08.08. | 19
08.08. | 20
08.08. | 21
08.08. | 22
08.08. | 23
08.08. | 24
09.08. | 1
09.08. | 2
09.08. | 3
09.08. | 4
09.08. | 5
09.08. | 6
09.08. | 7
09.08. | 8
09.08. | 9
09.08. | 10
09.08. | 11
09.08. | 12
09.08. | 13
09.08. | 14
09.08. | 15
09.08. | 16
09.08. | 17
09.08. | 18
09.08. | 19
09.08. | 20
09.08. | 21
09.08. | 22
09.08. | 23
09.08. | 24
10.08. | 1
10.08. | 2
10.08. | 3
10.08. | 4
10.08. | 5
10.08. | 6
10.08. | 7
10.08. | 8
10.08. | 9
10.08. | 10
10.08. | 11
10.08. | 12
10.08. | 13
10.08. | 14
10.08. | 15
10.08. | 16
10.08. | 17
10.08. | 18
10.08. | 19
10.08. | 20
10.08. | 21
10.08. | 22
10.08. | 23
10.08. | 24
11.08. | 1
11.08. | 2
11.08. | 3
11.08. | 4
11.08. | 5
11.08. | 6
11.08. | 7
11.08. | 8
11.08. | 9
11.08. | 10
11.08. | 11
11.08. | 12
11.08. | 13
11.08. | 14
11.08. | 15
11.08. | 16
11.08. | 17
11.08. | 18
11.08. | 19
11.08. | 20
11.08. | 21
11.08. | 22
11.08. | 23
11.08. | 24
12.08. | 1
12.08. | 2
12.08. | 3
12.08. | 4
12.08. | 5
12.08. | 6
12.08. | 7
12.08. | 8
12.08. | 9
12.08. | 10
12.08. | 11
12.08. | 12
12.08. | 13
12.08. | 14
12.08. | 15
12.08. | 16
12.08. | 17
12.08. | 18
12.08. | 19
12.08. | 20
12.08. | 21
12.08. | 22
12.08. | 23
12.08. | 24
13.08. | 1
13.08. | 2
13.08. | 3
13.08. | 4
13.08. | 5
13.08. | 6
13.08. | 7
13.08. | 8
13.08. | 9
13.08. | 10
13.08. | 11
13.08. | 12
13.08. | 13
13.08. | 14
13.08. | 15
13.08. | 16
13.08. | 17
13.08. | 18
13.08. | 19
13.08. | 20
13.08. | 21
13.08. | 22
13.08. | 23
13.08. | 24
14.08. | 1
14.08. | 2
14.08. | 3
14.08. | 4
14.08. | 5
14.08. | 6
14.08. | 7
14.08. | 8
14.08. | 9
14.08. | 10
14.08. | 11
14.08. | 12
14.08. | 13
14.08. | 14
14.08. | 15
14.08. | 16
14.08. | 17
14.08. | 18
14.08. | 19
14.08. | 20
14.08. | 21
14.08. | 22
14.08. | 23
14.08. | 24
15.08. | 1
15.08. | 2
15.08. | 3
15.08. | 4
15.08. | 5
15.08. | 6
15.08. | 7
15.08. | 8
15.08. | 9
15.08. | 10
15.08. | 11
15.08. | 12
15.08. | 13
15.08. | 14
15.08. | 15
15.08. | 16
15.08. | 17
15.08. | 18
15.08. | 19
15.08. | 20
15.08. | 21
15.08. | 22
15.08. | 23
15.08. | 24
16.08. | 1
16.08. | 2
16.08. | 3
16.08. | 4
16.08. | 5
16.08. | 6
16.08. | 7
16.08. | 8
16.08. | 9
16.08. | 10
16.08. | 11
16.08. | 12
16.08. | 13
16.08. | 14
16.08. | 15
16.08. | 16
16.08. | 17
16.08. | 18
16.08. | 19
16.08. | 20
16.08. | 21
16.08. | 22
16.08. | 23
16.08. | 24
17.08. | 1
17.08. | 2
17.08. | 3
17.08. | 4
17.08. | 5
17.08. | 6
17.08. | 7
17.08. | 8
17.08. | 9
17.08. | 10
17.08. | 11
17.08. | 12
17.08. | 13
17.08. | 14
17.08. | 15
17.08. | 16
17.08. | 17
17.08. | 18
17.08. | 19
17.08. | 20
17.08. | 21
17.08. | 22
17.08. | 23
17.08. | 24
18.08. | 1
18.08. | 2
18.08. | 3
18.08. | 4
18.08. | 5
18.08. | 6
18.08. | 7
18.08. | 8
18.08. | 9
18.08. | 10
18.08. | 11
18.08. | 12
18.08. | 13
18.08. | 14
18.08. | 15
18.08. | 16
18.08. | 17
18.08. | 18
18.08. | 19
18.08. | 20
18.08. | 21
18.08. | 22
18.08. | 23
18.08. | 24
19.08. | 1
19.08. | 2
19.08. | 3
19.08. | 4
19.08. | 5
19.08. | 6
19.08. | 7
19.08. | 8
19.08. | 9
19.08. | 10
19.08. | 11
19.08. | 12
19.08. | 13
19.08. | 14
19.08. | 15
19.08. | 16
19.08. | 17
19.08. | 18
19.08. | 19
19.08. | 20
19.08. | 21
19.08. | 22
19.08. | 23
19.08. | 24
20.08. | 1
20.08. | 2
20.08. | 3
20.08. | 4
20.08. | 5
20.08. | 6
20.08. | 7
20.08. | 8
20.08. | 9
20.08. | 10
20.08. | 11
20.08. | 12
20.08. | 13
20.08. | 14
20.08. | 15
20.08. | 16
20.08. | 17
20.08. | 18
20.08. | 19
20.08. | 20
20.08. | 21
20.08. | 22
20.08. | 23
20.08. | 24
21.08. | 1
21.08. | 2
21.08. | 3
21.08. | 4
21.08. | 5
21.08. | 6
21.08. | 7
21.08. | 8
21.08. | 9
21.08. | 10
21.08. | 11
21.08. | 12
21.08. | 13
21.08. | 14
21.08. | 15
21.08. | 16
21.08. | 17
21.08. | 18
21.08. | 19
21.08. | 20
21.08. | 21
21.08. | 22
21.08. | 23
21.08. | 24
22.08. | 1
22.08. | 2
22.08. | 3
22.08. | 4
22.08. | 5
22.08. | 6
22.08. | 7
22.08. | 8
22.08. | 9
22.08. | 10
22.08. | 11
22.08. | 12
22.08. | 13
22.08. | 14
22.08. | 15
22.08. | 16
22.08. | 17
22.08. | 18
22.08. | 19
22.08. | 20
22.08. | 21
22.08. | 22
22.08. | 23
22.08. | 24
23.08. | 1
23.08. | 2
23.08. | 3
23.08. | 4
23.08. | 5
23.08. | 6
23.08. | 7
23.08. | 8
23.08. | 9
23.08. | 10
23.08. | 11
23.08. | 12
23.08. | 13
23.08. | 14
23.08. | 15
23.08. | 16
23.08. | 17
23.08. | 18
23.08. | 19
23.08. | 20
23.08. | 21
23.08. | 22
23.08. | 23
23.08. | 24
24.08. | 1
24.08. | 2
24.08. | 3
24.08. | 4
24.08. | 5
24.08. | 6
24.08. | 7
24.08. | 8
24.08. | 9
24.08. | 10
24.08. | 11
24.08. | 12
24.08. | 13
24.08. | 14
24.08. | 15
24.08. | 16
24.08. | 17
24.08. | 18
24.08. | 19
24.08. | 20
24.08. | 21
24.08. | 22
24.08. | 23
24.08. | 24
25.08. | 1
25.08. | 2
25.08. | 3
25.08. | 4
25.08. | 5
25.08. | 6
25.08. | 7
25.08. | 8
25.08. | 9
25.08. | 10
25.08. | 11
25.08. | 12
25.08. | 13
25.08. | 14
25.08. | 15
25.08. | 16
25.08. | 17
25.08. | 18
25.08. | 19
25.08. | 20
25.08. | 21
25.08. | 22
25.08. | 23
25.08. | 24
26.08. | 1
26.08. | 2
26.08. | 3
26.08. | 4
26.08. | 5
26.08. | 6
26.08. | 7
26.08. | 8
26.08. | 9
26.08. | 10
26.08. | 11
26.08. | 12
26.08. | 13
26.08. | 14
26.08. | 15
26.08. | 16
26.08. | 17
26.08. | 18
26.08. | 19
26.08. | 20
26.08. | 21
26.08. | 22
26.08. | 23
26.08. | 24
27.08. | 1
27.08. | 2
27.08. | 3
27.08. | 4
27.08. | 5
27.08. | 6
27.08. | 7
27.08. | 8
27.08. | 9
27.08. | 10
27.08. | 11
27.08. | 12
27.08. | 13
27.08. | 14
27.08. | 15
27.08. | 16
27.08. | 17
27.08. | 18
27.08. | 19
27.08. | 20
27.08. | 21
27.08. | 22
27.08. | 23
27.08. | 24
28.08. | 1
28.08. | 2
28.08. | 3
28.08. | 4
28.08. | 5
28.08. | 6
28.08. | 7
28.08. | 8
28.08. | 9
28.08. | 10
28.08. | 11
28.08. | 12
28.08. | 13
28.08. | 14
28.08. | 15
28.08. | 16
28.08. | 17
28.08. | 18
28.08. | 19
28.08. | 20
28.08. | 21
28.08. | 22
28.08. | 23
28.08. | 24
29.08. | 1
29.08. | 2
29.08. | 3
29.08. | 4
29.08. | 5
29.08. | 6
29.08. | 7
29.08. | 8
29.08. | 9
29.08. | 10
29.08. | 11
29.08. | 12
29.08. | 13
29.08. | 14
29.08. | 15
29.08. | 16
29.08. | 17
29.08. | 18
29.08. | 19
29.08. | 20
29.08. | 21
29.08. | 22
29.08. | 23
29.08. | 24
30.08. | 1
30.08. | 2
30.08. | 3
30.08. | 4
30.08. | 5
30.08. | 6
30.08. | 7
30.08. | 8
30.08. | 9
30.08. | 10
30.08. | 11
30.08. | 12
30.08. | 13
30.08. | 14
30.08. | 15
30.08. | 16
30.08. | 17
30.08. | 18
30.08. | 19
30.08. | 20
30.08. | 21
30.08. | 22
30.08. | 23
30.08. | 24
31.08. | 1
31.08. | 2
31.08. | 3
31.08. | 4
31.08. | 5
31.08. | 6
31.08. | 7
31.08. | 8
31.08. | 9
31.08. | 10
31.08. | 11
31.08. | 12
31.08. | 13
31.08. | 14
31.08. | 15
31.08. | 16
31.08. | 17
31.08. | 18
31.08. | 19
31.08. | 20
31.08. | 21
31.08. | 22
31.08. | 23
31.08. | 24
01.09. | 1
01.09. | 2
01.09. | 3
01.09. | 4
01.09. | 5
01.09. | 6
01.09. | 7
01.09. | 8
01.09. | 9
01.09. | 10
01.09. | 11
01.09. | 12
01.09. | 13
01.09. | 14
01.09. | 15
01.09. | 16
01.09. | 17
01.09. | 18
01.09. | 19
01.09. | 20
01.09. | 21
01.09. | 22
01.09. | 23
01.09. | 24
02.09. | 1
02.09. | 2
02.09. | 3
02.09. | 4
02.09. | 5
02.09. | 6
02.09. | 7
02.09. | 8
02.09. | 9
02.09. | 10
02.09. | 11
02.09. | 12
02.09. | 13
02.09. | 14
02.09. | 15
02.09. | 16
02.09. | 17
02.09. | 18
02.09. | 19
02.09. | 20
02.09. | 21
02.09. | 22
02.09. | 23
02.09. | 24
03.09. | 1
03.09. | 2
03.09. | 3
03.09. | 4
03.09. | 5
03.09. | 6
03.09. | 7
03.09. | 8
03.09. | 9
03.09. | 10
03.09. | 11
03.09. | 12
03.09. | 13
03.09. | 14
03.09. | 15
03.09. | 16
03.09. | 17
03.09. | 18
03.09. | 19
03.09. | 20
03.09. | 21
03.09. | 22
03.09. | 23
03.09. | 24
04.09. | 1
04.09. | 2
04.09. | 3
04.09. | 4
04.09. | 5
04.09. | 6
04.09. | 7
04.09. | 8
04.09. | 9
04.09. | 10
04.09. | 11
04.09. | 12
04.09. | 13
04.09. | 14
04.09. | 15
04.09. | 16
04.09. | 17
04.09. | 18
04.09. | 19
04.09. | 20
04.09. | 21
04.09. | 22
04.09. | 23
04.09. | 24
05.09. | 1
05.09. | 2
05.09. | 3
05.09. | 4
05.09. | 5
05.09. | 6
05.09. | 7
05.09. | 8
05.09. | 9
05.09. | 10
05.09. | 11
05.09. | 12
05.09. | 13
05.09. | 14
05.09. | 15
05.09. | 16
05.09. | 17
05.09. | 18
05.09. | 19
05.09. | 20
05.09. | 21
05.09. | 22
05.09. | 23
05.09. | 24
06.09. | 1
06.09. | 2
06.09. | 3
06.09. | 4
06.09. | 5
06.09. | 6
06.09. | 7
06.09. | 8
06.09. | 9
06.09. | 10
06.09. | 11
06.09. | 12
06.09. | 13
06.09. | 14
06.09. | 15
06.09. | 16
06.09. | 17
06.09. | 18
06.09. | 19
06.09. | 20
06.09. | 21
06.09. | 22
06.09. | 23
06.09. | 24
07.09. | 1
07.09. | 2
07.09. | 3
07.09. | 4
07.09. | 5
07.09. | 6
07.09. | 7
07.09. | 8
07.09. | 9
07.09. | 10
07.09. | 11
07.09. | 12
07.09. | 13
07.09. | 14
07.09. | 15
07.09. | 16
07.09. | 17
07.09. | 18
07.09. | 19
07.09. | 20
07.09. | 21
07.09. | 22
07.09. | 23
07.09. | 24
08.09. | 1
08.09. | 2
08.09. | 3
08.09. | 4
08.09. | 5
08.09. | 6
08.09. | 7
08.09. | 8
08.09. | 9
08.09. | 10
08.09. | 11
08.09. | 12
08.09. | 13
08.09. | 14
08.09. | 15
08.09. | 16
08.09. | 17
08.09. | 18
08.09. | 19
08.09. | 20
08.09. | 21
08.09. | 22
08.09. | 23
08.09. | 24
09.09. | 1
09.09. | 2
09.09. | 3
09.09. | 4
09.09. | 5
09.09. | 6
09.09. | 7
09.09. | 8
09.09. | 9
09.09. | 10
09.09. | 11
09.09. | 12
09.09. | 13
09.09. | 14
09.09. | 15
09.09. | 16
09.09. | 17
09.09. | 18
09.09. | 19
09.09. | 20
09.09. | 21
09.09. | 22
09.09. | 23
09.09. | 24
10.09. | 1
10.09. | 2
10.09. | 3
10.09. | 4
10.09. | 5
10.09. | 6
10.09. | 7
10.09. | 8
10.09. | 9
10.09. | 10
10.09. | 11
10.09. | 12
10.09. | 13
10.09. | 14
10.09. | 15
10.09. | 16
10.09. | 17
10.09. | 18
10.09. | 19
10.09. | 20
10.09. | 21
10.09. | 22
10.09. | 23
10.09. | 24
11.09. | 1
11.09. | 2
11.09. | 3
11.09. | 4
11.09. | 5
11.09. | 6
11.09. | 7
11.09. | 8
11.09. | 9
11.09. | 10
11.09. | 11
11.09. | 12
11.09. | 13
11.09. | 14
11.09. | 15
11.09. | 16
11.09. | 17
11.09. | 18
11.09. | 19
11.09. | 20
11.09. | 21
11.09. | 22
11.09. | 23
11.09. | 24
12.09. | 1
12.09. | 2
12.09. | 3
12.09. | 4
12.09. | 5
12.09. | 6
12.09. | 7
12.09. | 8
12.09. | 9
12.09. | 10
12.09. | 11
12.09. | 12
12.09. | 13
12.09. | 14
12.09. | 15
12.09. | 16
12.09. | 17
12.09. | 18
12.09. | 19
12.09. | 20
12.09. | 21
12.09. | 22
12.09. | 23
12.09. | 24
13.09. | 1
13.09. | 2
13.09. | 3
13.09. | 4
13.09. | 5
13.09. | 6
13.09. | 7
13.09. | 8
13.09. | 9
13.09. | 10
13.09. | 11
13.09. | 12
13.09. | 13
13.09. | 14
13.09. | 15
13.09. | 16
13.09. | 17
13.09. | 18
13.09. | 19
13.09. | 20
13.09. | 21
13.09. | 22
13.09. | 23
13.09. | 24
14.09. | 1
14.09. | 2
14.09. | 3
14.09. | 4
14.09. | 5
14.09. | 6
14.09. | 7
14.09. | 8
14.09. | 9
14.09. | 10
14.09. | 11
14.09. | 12
14.09. | 13
14.09. | 14
14.09. | 15
14.09. | 16
14.09. | 17
14.09. | 18
14.09. | 19
14.09. | 20
14.09. | 21
14.09. | 22
14.09. | 23
14.09. | 24
15.09. | 1
15.09. | 2
15.09. | 3
15.09. | 4
15.09. | 5
15.09. | 6
15.09. | 7
15.09. | 8
15.09. | 9
15.09. | 10
15.09. | 11
15.09. | 12
15.09. | 13
15.09. | 14
15.09. | 15
15.09. | 16
15.09. | 17
15.09. | 18
15.09. | 19
15.09. | 20
15.09. | 21
15.09. | 22
15.09. | 23
15.09. | 24
16.09. | 1
16.09. | 2
16.09. | 3
16.09. | 4
16.09. | 5
16.09. | 6
16.09. | 7
16.09. | 8
16.09. | 9
16.09. | 10
16.09. | 11
16.09. | 12
16.09. | 13
16.09. | 14
16.09. | 15
16.09. | 16
16.09. | 17
16.09. | 18
16.09. | 19
16.09. | 20
16.09. | 21
16.09. | 22
16.09. | 23
16.09. | 24
17.09. | 1
17.09. | 2
17.09. | 3
17.09. | 4
17.09. | 5
17.09. | 6
17.09. | 7
17.09. | 8
17.09. | 9
17.09. | 10
17.09. | 11
17.09. | 12
17.09. | 13
17.09. | 14
17.09. | 15
17.09. | 16
17.09. | 17
17.09. | 18
17.09. | 19
17.09. | 20
17.09. | 21
17.09. | 22
17.09. | 23
17.09. | 24
18.09. | 1
18.09. | 2
18.09. | 3
18.09. | 4
18.09. | 5
18.09. | 6
18.09. | 7
18.09. | 8
18.09. | 9
18.09. | 10
18.09. | 11
18.09. | 12
18.09. | 13
18.09. | 14
18.09. | 15
18.09. | 16
18.09. | 17
18.09. | 18
18.09. | 19
18.09. | 20
18.09. | 21
18.09. | 22
18.09. | 23
18.09. | 24
19.09. | 1
19.09. | 2
19.09. | 3
19.09. | 4
19.09. | 5
19.09. | 6
19.09. | 7
19.09. | 8
19.09. | 9
19.09. | 10
19.09. | 11
19.09. | 12
19.09. | 13
19.09. | 14
19.09. | 15
19.09. | 16
19.09. | 17
19.09. | 18
19.09. | 19
19.09. | 20
19.09. | 21
19.09. | 22
19.09. | 23
19.09. | 24
20.09. | 1
20.09. | 2
20.09. | 3
20.09. | 4
20.09. | 5
20.09. | 6
20.09. | 7
20.09. | 8
20.09. | 9
20.09. | 10
20.09. | 11
20.09. | 12
20.09. | 13
20.09. | 14
20.09. | 15
20.09. | 16
20.09. | 17
20.09. | 18
20.09. | 19
20.09. | 20
20.09. | 21
20.09. | 22
20.09. | 23
20.09. | 24
21.09. | 1
21.09. | 2
21.09. | 3
21.09. | 4
21.09. | 5
21.09. | 6
21.09. | 7
21.09. | 8
21.09. | 9
21.09. | 10
21.09. | 11
21.09. | 12
21.09. | 13
21.09. | 14
21.09. | 15
21.09. | 16
21.09. | 17
21.09. | 18
21.09. | 19
21.09. | 20
21.09. | 21
21.09. | 22
21.09. | 23
21.09. | 24
22.09. | 1
22.09. | 2
22.09. | 3
22.09. | 4
22.09. | 5
22.09. | 6
22.09. | 7
22.09. | 8
22.09. | 9
22.09. | 10
22.09. | 11
22.09. | 12
22.09. | 13
22.09. | 14
22.09. | 15
22.09. | 16
22.09. | 17
22.09. | 18
22.09. | 19
22.09. | 20
22.09. | 21
22.09. | 22
22.09. | 23
22.09. | 24
23.09. | 1
23.09. | 2
23.09. | 3
23.09. | 4
23.09. | 5
23.09. | 6
23.09. | 7
23.09. | 8
23.09. | 9
23.09. | 10
23.09. | 11
23.09. | 12
23.09. | 13
23.09. | 14
23.09. | 15
23.09. | 16
23.09. | 17
23.09. | 18
23.09. | 19
23.09. | 20
23.09. | 21
23.09. | 22
23.09. | 23
23.09. | 24
24.09. | 1
24.09. | 2
24.09. | 3
24.09. | 4
24.09. | 5
24.09. | 6
24.09. | 7
24.09. | 8
24.09. | 9
24.09. | 10
24.09. | 11
24.09. | 12
24.09. | 13
24.09. | 14
24.09. | 15
24.09. | 16
24.09. | 17
24.09. | 18
24.09. | 19
24.09. | 20
24.09. | 21
24.09. | 22
24.09. | 23
24.09. | 24
25.09. | 1
25.09. | 2
25.09. | 3
25.09. | 4
25.09. | 5
25.09. | 6
25.09. | 7
25.09. | 8
25.09. | 9
25.09. | 10
25.09. | 11
25.09. | 12
25.09. | 13
25.09. | 14
25.09. | 15
25.09. | 16
25.09. | 17
25.09. | 18
25.09. | 19
25.09. | 20
25.09. | 21
25.09. | 22
25.09. | 23
25.09. | 24
26.09. | 1
26.09. | 2
26.09. | 3
26.09. | 4
26.09. | 5
26.09. | 6
26.09. | 7
26.09. | 8
26.09. | 9
26.09. | 10
26.09. | 11
26.09. | 12
26.09. | 13
26.09. | 14
26.09. | 15
26.09. | 16
26.09. | 17
26.09. | 18
26.09. | 19
26.09. | 20
26.09. | 21
26.09. | 22
26.09. | 23
26.09. | 24
27.09. | 1
27.09. | 2
27.09. | 3
27.09. | 4
27.09. | 5
27.09. | 6
27.09. | 7
27.09. | 8
27.09. | 9
27.09. | 10
27.09. | 11
27.09. | 12
27.09. | 13
27.09. | 14
27.09. | 15
27.09. | 16
27.09. | 17
27.09. | 18
27.09. | 19
27.09. | 20
27.09. | 21
27.09. | 22
27.09. | 23
27.09. | 24
28.09. | 1
28.09. | 2
28.09. | 3
28.09. | 4
28.09. | 5
28.09. | 6
28.09. | 7
28.09. | 8
28.09. | 9
28.09. | 10
28.09. | 11
28.09. | 12
28.09. | 13
28.09. | 14
28.09. | 15
28.09. | 16
28.09. | 17
28.09. | 18
28.09. | 19
28.09. | 20
28.09. | 21
28.09. | 22
28.09. | 23
28.09. | 24
29.09. | 1
29.09. | 2
29.09. | 3
29.09. | 4
29.09. | 5
29.09. | 6
29.09. | 7
29.09. | 8
29.09. | 9
29.09. | 10
29.09. | 11
29.09. | 12
29.09. | 13
29.09. | 14
29.09. | 15
29.09. | 16
29.09. | 17
29.09. | 18
29.09. | 19
29.09. | 20
29.09. | 21
29.09. | 22
29.09. | 23
29.09. | 24
30.09. | 1
30.09. | 2
30.09. | 3
30.09. | 4
30.09. | 5
30.09. | 6
30.09. | 7
30.09. | 8
30.09. | 9
30.09. | 10
30.09. | 11
30.09. | 12
30.09. | 13
30.09. | 14
30.09. | 15
30.09. | 16
30.09. | 17
30.09. | 18
30.09. | 19
30.09. | 20
30.09. | 21
30.09. | 22
30.09. | 23
30.09. | 24
01.10. | 1
01.10. | 2
01.10. | 3
01.10. | 4
01.10. | 5
01.10. | 6
01.10. | 7
01.10. | 8
01.10. | 9
01.10. | 10
01.10. | 11
01.10. | 12
01.10. | 13
01.10. | 14
01.10. | 15
01.10. | 16
01.10. | 17
01.10. | 18
01.10. | 19
01.10. | 20
01.10. | 21
01.10. | 22
01.10. | 23
01.10. | 24
02.10. | 1
02.10. | 2
02.10. | 3
02.10. | 4
02.10. | 5
02.10. | 6
02.10. | 7
02.10. | 8
02.10. | 9
02.10. | 10
02.10. | 11
02.10. | 12
02.10. | 13
02.10. | 14
02.10. | 15
02.10. | 16
02.10. | 17
02.10. | 18
02.10. | 19
02.10. | 20
02.10. | 21
02.10. | 22
02.10. | 23
02.10. | 24
03.10. | 1
03.10. | 2
03.10. | 3
03.10. | 4
03.10. | 5
03.10. | 6
03.10. | 7
03.10. | 8
03.10. | 9
03.10. | 10
03.10. | 11
03.10. | 12
03.10. | 13
03.10. | 14
03.10. | 15
03.10. | 16
03.10. | 17
03.10. | 18
03.10. | 19
03.10. | 20
03.10. | 21
03.10. | 22
03.10. | 23
03.10. | 24
04.10. | 1
04.10. | 2
04.10. | 3
04.10. | 4
04.10. | 5
04.10. | 6
04.10. | 7
04.10. | 8
04.10. | 9
04.10. | 10
04.10. | 11
04.10. | 12
04.10. | 13
04.10. | 14
04.10. | 15
04.10. | 16
04.10. | 17
04.10. | 18
04.10. | 19
04.10. | 20
04.10. | 21
04.10. | 22
04.10. | 23
04.10. | 24
05.10. | 1
05.10. | 2
05.10. | 3
05.10. | 4
05.10. | 5
05.10. | 6
05.10. | 7
05.10. | 8
05.10. | 9
05.10. | 10
05.10. | 11
05.10. | 12
05.10. | 13
05.10. | 14
05.10. | 15
05.10. | 16
05.10. | 17
05.10. | 18
05.10. | 19
05.10. | 20
05.10. | 21
05.10. | 22
05.10. | 23
05.10. | 24
06.10. | 1
06.10. | 2
06.10. | 3
06.10. | 4
06.10. | 5
06.10. | 6
06.10. | 7
06.10. | 8
06.10. | 9
06.10. | 10
06.10. | 11
06.10. | 12
06.10. | 13
06.10. | 14
06.10. | 15
06.10. | 16
06.10. | 17
06.10. | 18
06.10. | 19
06.10. | 20
06.10. | 21
06.10. | 22
06.10. | 23
06.10. | 24
07.10. | 1
07.10. | 2
07.10. | 3
07.10. | 4
07.10. | 5
07.10. | 6
07.10. | 7
07.10. | 8
07.10. | 9
07.10. | 10
07.10. | 11
07.10. | 12
07.10. | 13
07.10. | 14
07.10. | 15
07.10. | 16
07.10. | 17
07.10. | 18
07.10. | 19
07.10. | 20
07.10. | 21
07.10. | 22
07.10. | 23
07.10. | 24
08.10. | 1
08.10. | 2
08.10. | 3
08.10. | 4
08.10. | 5
08.10. | 6
08.10. | 7
08.10. | 8
08.10. | 9
08.10. | 10
08.10. | 11
08.10. | 12
08.10. | 13
08.10. | 14
08.10. | 15
08.10. | 16
08.10. | 17
08.10. | 18
08.10. | 19
08.10. | 20
08.10. | 21
08.10. | 22
08.10. | 23
08.10. | 24
09.10. | 1
09.10. | 2
09.10. | 3
09.10. | 4
09.10. | 5
09.10. | 6
09.10. | 7
09.10. | 8
09.10. | 9
09.10. | 10
09.10. | 11
09.10. | 12
09.10. | 13
09.10. | 14
09.10. | 15
09.10. | 16
09.10. | 17
09.10. | 18
09.10. | 19
09.10. | 20
09.10. | 21
09.10. | 22
09.10. | 23
09.10. | 24
10.10. | 1
10.10. | 2
10.10. | 3
10.10. | 4
10.10. | 5
10.10. | 6
10.10. | 7
10.10. | 8
10.10. | 9
10.10. | 10
10.10. | 11
10.10. | 12
10.10. | 13
10.10. | 14
10.10. | 15
10.10. | 16
10.10. | 17
10.10. | 18
10.10. | 19
10.10. | 20
10.10. | 21
10.10. | 22
10.10. | 23
10.10. | 24
11.10. | 1
11.10. | 2
11.10. | 3
11.10. | 4
11.10. | 5
11.10. | 6
11.10. | 7
11.10. | 8
11.10. | 9
11.10. | 10
11.10. | 11
11.10. | 12
11.10. | 13
11.10. | 14
11.10. | 15
11.10. | 16
11.10. | 17
11.10. | 18
11.10. | 19
11.10. | 20
11.10. | 21
11.10. | 22
11.10. | 23
11.10. | 24
12.10. | 1
12.10. | 2
12.10. | 3
12.10. | 4
12.10. | 5
12.10. | 6
12.10. | 7
12.10. | 8
12.10. | 9
12.10. | 10
12.10. | 11
12.10. | 12
12.10. | 13
12.10. | 14
12.10. | 15
12.10. | 16
12.10. | 17
12.10. | 18
12.10. | 19
12.10. | 20
12.10. | 21
12.10. | 22
12.10. | 23
12.10. | 24
13.10. | 1
13.10. | 2
13.10. | 3
13.10. | 4
13.10. | 5
13.10. | 6
13.10. | 7
13.10. | 8
13.10. | 9
13.10. | 10
13.10. | 11
13.10. | 12
13.10. | 13
13.10. | 14
13.10. | 15
13.10. | 16
13.10. | 17
13.10. | 18
13.10. | 19
13.10. | 20
13.10. | 21
13.10. | 22
13.10. | 23
13.10. | 24
14.10. | 1
14.10. | 2
14.10. | 3
14.10. | 4
14.10. | 5
14.10. | 6
14.10. | 7
14.10. | 8
14.10. | 9
14.10. | 10
14.10. | 11
14.10. | 12
14.10. | 13
14.10. | 14
14.10. | 15
14.10. | 16
14.10. | 17
14.10. | 18
14.10. | 19
14.10. | 20
14.10. | 21
14.10. | 22
14.10. | 23
14.10. | 24
15.10. | 1
15.10. | 2
15.10. | 3
15.10. | 4
15.10. | 5
15.10. | 6
15.10. | 7
15.10. | 8
15.10. | 9
15.10. | 10
15.10. | 11
15.10. | 12
15.10. | 13
15.10. | 14
15.10. | 15
15.10. | 16
15.10. | 17
15.10. | 18
15.10. | 19
15.10. | 20
15.10. | 21
15.10. | 22
15.10. | 23
15.10. | 24
16.10. | 1
16.10. | 2
16.10. | 3
16.10. | 4
16.10. | 5
16.10. | 6
16.10. | 7
16.10. | 8
16.10. | 9
16.10. | 10
16.10. | 11
16.10. | 12
16.10. | 13
16.10. | 14
16.10. | 15
16.10. | 16
16.10. | 17
16.10. | 18
16.10. | 19
16.10. | 20
16.10. | 21
16.10. | 22
16.10. | 23
16.10. | 24
17.10. | 1
17.10. | 2
17.10. | 3
17.10. | 4
17.10. | 5
17.10. | 6
17.10. | 7
17.10. | 8
17.10. | 9
17.10. | 10
17.10. | 11
17.10. | 12
17.10. | 13
17.10. | 14
17.10. | 15
17.10. | 16
17.10. | 17
17.10. | 18
17.10. | 19
17.10. | 20
17.10. | 21
17.10. | 22
17.10. | 23
17.10. | 24
18.10. | 1
18.10. | 2
18.10. | 3
18.10. | 4
18.10. | 5
18.10. | 6
18.10. | 7
18.10. | 8
18.10. | 9
18.10. | 10
18.10. | 11
18.10. | 12
18.10. | 13
18.10. | 14
18.10. | 15
18.10. | 16
18.10. | 17
18.10. | 18
18.10. | 19
18.10. | 20
18.10. | 21
18.10. | 22
18.10. | 23
18.10. | 24
19.10. | 1
19.10. | 2
19.10. | 3
19.10. | 4
19.10. | 5
19.10. | 6
19.10. | 7
19.10. | 8
19.10. | 9
19.10. | 10
19.10. | 11
19.10. | 12
19.10. | 13
19.10. | 14
19.10. | 15
19.10. | 16
19.10. | 17
19.10. | 18
19.10. | 19
19.10. | 20
19.10. | 21
19.10. | 22
19.10. | 23
19.10. | 24
20.10. | 1
20.10. | 2
20.10. | 3
20.10. | 4
20.10. | 5
20.10. | 6
20.10. | 7
20.10. | 8
20.10. | 9
20.10. | 10
20.10. | 11
20.10. | 12
20.10. | 13
20.10. | 14
20.10. | 15
20.10. | 16
20.10. | 17
20.10. | 18
20.10. | 19
20.10. | 20
20.10. | 21
20.10. | 22
20.10. | 23
20.10. | 24
21.10. | 1
21.10. | 2
21.10. | 3
21.10. | 4
21.10. | 5
21.10. | 6
21.10. | 7
21.10. | 8
21.10. | 9
21.10. | 10
21.10. | 11
21.10. | 12
21.10. | 13
21.10. | 14
21.10. | 15
21.10. | 16
21.10. | 17
21.10. | 18
21.10. | 19
21.10. | 20
21.10. | 21
21.10. | 22
21.10. | 23
21.10. | 24
22.10. | 1
22.10. | 2
22.10. | 3
22.10. | 4
22.10. | 5
22.10. | 6
22.10. | 7
22.10. | 8
22.10. | 9
22.10. | 10
22.10. | 11
22.10. | 12
22.10. | 13
22.10. | 14
22.10. | 15
22.10. | 16
22.10. | 17
22.10. | 18
22.10. | 19
22.10. | 20
22.10. | 21
22.10. | 22
22.10. | 23
22.10. | 24
23.10. | 1
23.10. | 2
23.10. | 3
23.10. | 4
23.10. | 5
23.10. | 6
23.10. | 7
23.10. | 8
23.10. | 9
23.10. | 10
23.10. | 11
23.10. | 12
23.10. | 13
23.10. | 14
23.10. | 15
23.10. | 16
23.10. | 17
23.10. | 18
23.10. | 19
23.10. | 20
23.10. | 21
23.10. | 22
23.10. | 23
23.10. | 24
24.10. | 1
24.10. | 2
24.10. | 3
24.10. | 4
24.10. | 5
24.10. | 6
24.10. | 7
24.10. | 8
24.10. | 9
24.10. | 10
24.10. | 11
24.10. | 12
24.10. | 13
24.10. | 14
24.10. | 15
24.10. | 16
24.10. | 17
24.10. | 18
24.10. | 19
24.10. | 20
24.10. | 21
24.10. | 22
24.10. | 23
24.10. | 24
25.10. | 1
25.10. | 2
25.10. | 3
25.10. | 4
25.10. | 5
25.10. | 6
25.10. | 7
25.10. | 8
25.10. | 9
25.10. | 10
25.10. | 11
25.10. | 12
25.10. | 13
25.10. | 14
25.10. | 15
25.10. | 16
25.10. | 17
25.10. | 18
25.10. | 19
25.10. | 20
25.10. | 21
25.10. | 22
25.10. | 23
25.10. | 24
26.10. | 1
26.10. | 2
26.10. | 3
26.10. | 4
26.10. | 5
26.10. | 6
26.10. | 7
26.10. | 8
26.10. | 9
26.10. | 10
26.10. | 11
26.10. | 12
26.10. | 13
26.10. | 14
26.10. | 15
26.10. | 16
26.10. | 17
26.10. | 18
26.10. | 19
26.10. | 20
26.10. | 21
26.10. | 22
26.10. | 23
26.10. | 24
27.10. | 1
27.10. | 2
27.10. | 3
27.10. | 4
27.10. | 5
27.10. | 6
27.10. | 7
27.10. | 8
27.10. | 9
27.10. | 10
27.10. | 11
27.10. | 12
27.10. | 13
27.10. | 14
27.10. | 15
27.10. | 16
27.10. | 17
27.10. | 18
27.10. | 19
27.10. | 20
27.10. | 21
27.10. | 22
27.10. | 23
27.10. | 24
28.10. | 1
28.10. | 2
28.10. | 3
28.10. | 4
28.10. | 5
28.10. | 6
28.10. | 7
28.10. | 8
28.10. | 9
28.10. | 10
28.10. | 11
28.10. | 12
28.10. | 13
28.10. | 14
28.10. | 15
28.10. | 16
28.10. | 17
28.10. | 18
28.10. | 19
28.10. | 20
28.10. | 21
28.10. | 22
28.10. | 23
28.10. | 24
29.10. | 1
29.10. | 2
29.10. | 3
29.10. | 4
29.10. | 5
29.10. | 6
29.10. | 7
29.10. | 8
29.10. | 9
29.10. | 10
29.10. | 11
29.10. | 12
29.10. | 13
29.10. | 14
29.10. | 15
29.10. | 16
29.10. | 17
29.10. | 18
29.10. | 19
29.10. | 20
29.10. | 21
29.10. | 22
29.10. | 23
29.10. | 24
30.10. | 1
30.10. | 2
30.10. | 3
30.10. | 4
30.10. | 5
30.10. | 6
30.10. | 7
30.10. | 8
30.10. | 9
30.10. | 10
30.10. | 11
30.10. | 12
30.10. | 13
30.10. | 14
30.10. | 15
30.10. | 16
30.10. | 17
30.10. | 18
30.10. | 19
30.10. | 20
30.10. | 21
30.10. | 22
30.10. | 23
30.10. | 24
31.10. | 1
31.10. | 2
31.10. | 3
31.10. | 4
31.10. | 5
31.10. | 6
31.10. | 7
31.10. | 8
31.10. | 9
31.10. | 10
31.10. | 11
31.10. | 12
31.10. | 13
31.10. | 14
31.10. | 15
31.10. | 16
31.10. | 17
31.10. | 18
31.10. | 19
31.10. | 20
31.10. | 21
31.10. | 22
31.10. | 23
31.10. | 24
01.11. | 1
01.11. | 2
01.11. | 3
01.11. | 4
01.11. | 5
01.11. | 6
01.11. | 7
01.11. | 8
01.11. | 9
01.11. | 10
01.11. | 11
01.11. | 12
01.11. | 13
01.11. | 14
01.11. | 15
01.11. | 16
01.11. | 17
01.11. | 18
01.11. | 19
01.11. | 20
01.11. | 21
01.11. | 22
01.11. | 23
01.11. | 24
02.11. | 1
02.11. | 2
02.11. | 3
02.11. | 4
02.11. | 5
02.11. | 6
02.11. | 7
02.11. | 8
02.11. | 9
02.11. | 10
02.11. | 11
02.11. | 12
02.11. | 13
02.11. | 14
02.11. | 15
02.11. | 16
02.11. | 17
02.11. | 18
02.11. | 19
02.11. | 20
02.11. | 21
02.11. | 22
02.11. | 23
02.11. | 24
03.11. | 1
03.11. | 2
03.11. | 3
03.11. | 4
03.11. | 5
03.11. | 6
03.11. | 7
03.11. | 8
03.11. | 9
03.11. | 10
03.11. | 11
03.11. | 12
03.11. | 13
03.11. | 14
03.11. | 15
03.11. | 16
03.11. | 17
03.11. | 18
03.11. | 19
03.11. | 20
03.11. | 21
03.11. | 22
03.11. | 23
03.11. | 24
04.11. | 1
04.11. | 2
04.11. | 3
04.11. | 4
04.11. | 5
04.11. | 6
04.11. | 7
04.11. | 8
04.11. | 9
04.11. | 10
04.11. | 11
04.11. | 12
04.11. | 13
04.11. | 14
04.11. | 15
04.11. | 16
04.11. | 17
04.11. | 18
04.11. | 19
04.11. | 20
04.11. | 21
04.11. | 22
04.11. | 23
04.11. | 24
05.11. | 1
05.11. | 2
05.11. | 3
05.11. | 4
05.11. | 5
05.11. | 6
05.11. | 7
05.11. | 8
05.11. | 9
05.11. | 10
05.11. | 11
05.11. | 12
05.11. | 13
05.11. | 14
05.11. | 15
05.11. | 16
05.11. | 17
05.11. | 18
05.11. | 19
05.11. | 20
05.11. | 21
05.11. | 22
05.11. | 23
05.11. | 24
06.11. | 1
06.11. | 2
06.11. | 3
06.11. | 4
06.11. | 5
06.11. | 6
06.11. | 7
06.11. | 8
06.11. | 9
06.11. | 10
06.11. | 11
06.11. | 12
06.11. | 13
06.11. | 14
06.11. | 15
06.11. | 16
06.11. | 17
06.11. | 18
06.11. | 19
06.11. | 20
06.11. | 21
06.11. | 22
06.11. | 23
06.11. | 24
07.11. | 1
07.11. | 2
07.11. | 3
07.11. | 4
07.11. | 5
07.11. | 6
07.11. | 7
07.11. | 8
07.11. | 9
07.11. | 10
07.11. | 11
07.11. | 12
07.11. | 13
07.11. | 14
07.11. | 15
07.11. | 16
07.11. | 17
07.11. | 18
07.11. | 19
07.11. | 20
07.11. | 21
07.11. | 22
07.11. | 23
07.11. | 24
08.11. | 1
08.11. | 2
08.11. | 3
08.11. | 4
08.11. | 5
08.11. | 6
08.11. | 7
08.11. | 8
08.11. | 9
08.11. | 10
08.11. | 11
08.11. | 12
08.11. | 13
08.11. | 14
08.11. | 15
08.11. | 16
08.11. | 17
08.11. | 18
08.11. | 19
08.11. | 20
08.11. | 21
08.11. | 22
08.11. | 23
08.11. | 24
09.11. | 1
09.11. | 2
09.11. | 3
09.11. | 4
09.11. | 5
09.11. | 6
09.11. | 7
09.11. | 8
09.11. | 9
09.11. | 10
09.11. | 11
09.11. | 12
09.11. | 13
09.11. | 14
09.11. | 15
09.11. | 16
09.11. | 17
09.11. | 18
09.11. | 19
09.11. | 20
09.11. | 21
09.11. | 22
09.11. | 23
09.11. | 24
10.11. | 1
10.11. | 2
10.11. | 3
10.11. | 4
10.11. | 5
10.11. | 6
10.11. | 7
10.11. | 8
10.11. | 9
10.11. | 10
10.11. | 11
10.11. | 12
10.11. | 13
10.11. | 14
10.11. | 15
10.11. | 16
10.11. | 17
10.11. | 18
10.11. | 19
10.11. | 20
10.11. | 21
10.11. | 22
10.11. | 23
10.11. | 24
11.11. | 1
11.11. | 2
11.11. | 3
11.11. | 4
11.11. | 5
11.11. | 6
11.11. | 7
11.11. | 8
11.11. | 9
11.11. | 10
11.11. | 11
11.11. | 12
11.11. | 13
11.11. | 14
11.11. | 15
11.11. | 16
11.11. | 17
11.11. | 18
11.11. | 19
11.11. | 20
11.11. | 21
11.11. | 22
11.11. | 23
11.11. | 24
12.11. | 1
12.11. | 2
12.11. | 3
12.11. | 4
12.11. | 5
12.11. | 6
12.11. | 7
12.11. | 8
12.11. | 9
12.11. | 10
12.11. | 11
12.11. | 12
12.11. | 13
12.11. | 14
12.11. | 15
12.11. | 16
12.11. | 17
12.11. | 18
12.11. | 19
12.11. | 20
12.11. | 21
12.11. | 22
12.11. | 23
12.11. | 24
13.11. | 1
13.11. | 2
13.11. | 3
13.11. | 4
13.11. | 5
13.11. | 6
13.11. | 7
13.11. | 8
13.11. | 9
13.11. | 10
13.11. | 11
13.11. | 12
13.11. | 13
13.11. | 14
13.11. | 15
13.11. | 16
13.11. | 17
13.11. | 18
13.11. | 19
13.11. | 20
13.11. | 21
13.11. | 22
13.11. | 23
13.11. | 24
14.11. | 1
14.11. | 2
14.11. | 3
14.11. | 4
14.11. | 5
14.11. | 6
14.11. | 7
14.11. | 8
14.11. | 9
14.11. | 10
14.11. | 11
14.11. | 12
14.11. | 13
14.11. | 14
14.11. | 15
14.11. | 16
14.11. | 17
14.11. | 18
14.11. | 19
14.11. | 20
14.11. | 21
14.11. | 22
14.11. | 23
14.11. | 24
15.11. | 1
15.11. | 2
15.11. | 3
15.11. | 4
15.11. | 5
15.11. | 6
15.11. | 7
15.11. | 8
15.11. | 9
15.11. | 10
15.11. | 11
15.11. | 12
15.11. | 13
15.11. | 14
15.11. | 15
15.11. | 16
15.11. | 17
15.11. | 18
15.11. | 19
15.11. | 20
15.11. | 21
15.11. | 22
15.11. | 23
15.11. | 24
16.11. | 1
16.11. | 2
16.11. | 3
16.11. | 4
16.11. | 5
16.11. | 6
16.11. | 7
16.11. | 8
16.11. | 9
16.11. | 10
16.11. | 11
16.11. | 12
16.11. | 13
16.11. | 14
16.11. | 15
16.11. | 16
16.11. | 17
16.11. | 18
16.11. | 19
16.11. | 20
16.11. | 21
16.11. | 22
16.11. | 23
16.11. | 24
17.11. | 1
17.11. | 2
17.11. | 3
17.11. | 4
17.11. | 5
17.11. | 6
17.11. | 7
17.11. | 8
17.11. | 9
17.11. | 10
17.11. | 11
17.11. | 12
17.11. | 13
17.11. | 14
17.11. | 15
17.11. | 16
17.11. | 17
17.11. | 18
17.11. | 19
17.11. | 20
17.11. | 21
17.11. | 22
17.11. | 23
17.11. | 24
18.11. | 1
18.11. | 2
18.11. | 3
18.11. | 4
18.11. | 5
18.11. | 6
18.11. | 7
18.11. | 8
18.11. | 9
18.11. | 10
18.11. | 11
18.11. | 12
18.11. | 13
18.11. | 14
18.11. | 15
18.11. | 16
18.11. | 17
18.11. | 18
18.11. | 19
18.11. | 20
18.11. | 21
18.11. | 22
18.11. | 23
18.11. | 24
19.11. | 1
19.11. | 2
19.11. | 3
19.11. | 4
19.11. | 5
19.11. | 6
19.11. | 7
19.11. | 8
19.11. | 9
19.11. | 10
19.11. | 11
19.11. | 12
19.11. | 13
19.11. | 14
19.11. | 15
19.11. | 16
19.11. | 17
19.11. | 18
19.11. | 19
19.11. | 20
19.11. | 21
19.11. | 22
19.11. | 23
19.11. | 24
20.11. | 1
20.11. | 2
20.11. | 3
20.11. | 4
20.11. | 5
20.11. | 6
20.11. | 7
20.11. | 8
20.11. | 9
20.11. | 10
20.11. | 11
20.11. | 12
20.11. | 13
20.11. | 14
20.11. | 15
20.11. | 16
20.11. | 17
20.11. | 18
20.11. | 19
20.11. | 20
20.11. | 21
20.11. | 22
20.11. | 23
20.11. | 24
21.11. | 1
21.11. | 2
21.11. | 3
21.11. | 4
21.11. | 5
21.11. | 6
21.11. | 7
21.11. | 8
21.11. | 9
21.11. | 10
21.11. | 11
21.11. | 12
21.11. | 13
21.11. | 14
21.11. | 15
21.11. | 16
21.11. | 17
21.11. | 18
21.11. | 19
21.11. | 20
21.11. | 21
21.11. | 22
21.11. | 23
21.11. | 24
22.11. | 1
22.11. | 2
22.11. | 3
22.11. | 4
22.11. | 5
22.11. | 6
22.11. | 7
22.11. | 8
22.11. | 9
22.11. | 10
22.11. | 11
22.11. | 12
22.11. | 13
22.11. | 14
22.11. | 15
22.11. | 16
22.11. | 17
22.11. | 18
22.11. | 19
22.11. | 20
22.11. | 21
22.11. | 22
22.11. | 23
22.11. | 24
23.11. | 1
23.11. | 2
23.11. | 3
23.11. | 4
23.11. | 5
23.11. | 6
23.11. | 7
23.11. | 8
23.11. | 9
23.11. | 10
23.11. | 11
23.11. | 12
23.11. | 13
23.11. | 14
23.11. | 15
23.11. | 16
23.11. | 17
23.11. | 18
23.11. | 19
23.11. | 20
23.11. | 21
23.11. | 22
23.11. | 23
23.11. | 24
24.11. | 1
24.11. | 2
24.11. | 3
24.11. | 4
24.11. | 5
24.11. | 6
24.11. | 7
24.11. | 8
24.11. | 9
24.11. | 10
24.11. | 11
24.11. | 12
24.11. | 13
24.11. | 14
24.11. | 15
24.11. | 16
24.11. | 17
24.11. | 18
24.11. | 19
24.11. | 20
24.11. | 21
24.11. | 22
24.11. | 23
24.11. | 24
25.11. | 1
25.11. | 2
25.11. | 3
25.11. | 4
25.11. | 5
25.11. | 6
25.11. | 7
25.11. | 8
25.11. | 9
25.11. | 10
25.11. | 11
25.11. | 12
25.11. | 13
25.11. | 14
25.11. | 15
25.11. | 16
25.11. | 17
25.11. | 18
25.11. | 19
25.11. | 20
25.11. | 21
25.11. | 22
25.11. | 23
25.11. | 24
26.11. | 1
26.11. | 2
26.11. | 3
26.11. | 4
26.11. | 5
26.11. | 6
26.11. | 7
26.11. | 8
26.11. | 9
26.11. | 10
26.11. | 11
26.11. | 12
26.11. | 13
26.11. | 14
26.11. | 15
26.11. | 16
26.11. | 17
26.11. | 18
26.11. | 19
26.11. | 20
26.11. | 21
26.11. | 22
26.11. | 23
26.11. | 24
27.11. | 1
27.11. | 2
27.11. | 3
27.11. | 4
27.11. | 5
27.11. | 6
27.11. | 7
27.11. | 8
27.11. | 9
27.11. | 10
27.11. | 11
27.11. | 12
27.11. | 13
27.11. | 14
27.11. | 15
27.11. | 16
27.11. | 17
27.11. | 18
27.11. | 19
27.11. | 20
27.11. | 21
27.11. | 22
27.11. | 23
27.11. | 24
28.11. | 1
28.11. | 2
28.11. | 3
28.11. | 4
28.11. | 5
28.11. | 6
28.11. | 7
28.11. | 8
28.11. | 9
28.11. | 10
28.11. | 11
28.11. | 12
28.11. | 13
28.11. | 14
28.11. | 15
28.11. | 16
28.11. | 17
28.11. | 18
28.11. | 19
28.11. | 20
28.11. | 21
28.11. | 22
28.11. | 23
28.11. | 24
29.11. | 1
29.11. | 2
29.11. | 3
29.11. | 4
29.11. | 5
29.11. | 6
29.11. | 7
29.11. | 8
29.11. | 9
29.11. | 10
29.11. | 11
29.11. | 12
29.11. | 13
29.11. | 14
29.11. | 15
29.11. | 16
29.11. | 17
29.11. | 18
29.11. | 19
29.11. | 20
29.11. | 21
29.11. | 22
29.11. | 23
29.11. | 24
30.11. | 1
30.11. | 2
30.11. | 3
30.11. | 4
30.11. | 5
30.11. | 6
30.11. | 7
30.11. | 8
30.11. | 9
30.11. | 10
30.11. | 11
30.11. | 12
30.11. | 13
30.11. | 14
30.11. | 15
30.11. | 16
30.11. | 17
30.11. | 18
30.11. | 19
30.11. | 20
30.11. | 21
30.11. | 22
30.11. | 23
30.11. | 24
01.12. | 1
01.12. | 2
01.12. | 3
01.12. | 4
01.12. | 5
01.12. | 6
01.12. | 7
01.12. | 8
01.12. | 9
01.12. | 10
01.12. | 11
01.12. | 12
01.12. | 13
01.12. | 14
01.12. | 15
01.12. | 16
01.12. | 17
01.12. | 18
01.12. | 19
01.12. | 20
01.12. | 21
01.12. | 22
01.12. | 23
01.12. | 24
02.12. | 1
02.12. | 2
02.12. | 3
02.12. | 4
02.12. | 5
02.12. | 6
02.12. | 7
02.12. | 8
02.12. | 9
02.12. | 10
02.12. | 11
02.12. | 12
02.12. | 13
02.12. | 14
02.12. | 15
02.12. | 16
02.12. | 17
02.12. | 18
02.12. | 19
02.12. | 20
02.12. | 21
02.12. | 22
02.12. | 23
02.12. | 24
03.12. | 1
03.12. | 2
03.12. | 3
03.12. | 4
03.12. | 5
03.12. | 6
03.12. | 7
03.12. | 8
03.12. | 9
03.12. | 10
03.12. | 11
03.12. | 12
03.12. | 13
03.12. | 14
03.12. | 15
03.12. | 16
03.12. | 17
03.12. | 18
03.12. | 19
03.12. | 20
03.12. | 21
03.12. | 22
03.12. | 23
03.12. | 24
04.12. | 1
04.12. | 2
04.12. | 3
04.12. | 4
04.12. | 5
04.12. | 6
04.12. | 7
04.12. | 8
04.12. | 9
04.12. | 10
04.12. | 11
04.12. | 12
04.12. | 13
04.12. | 14
04.12. | 15
04.12. | 16
04.12. | 17
04.12. | 18
04.12. | 19
04.12. | 20
04.12. | 21
04.12. | 22
04.12. | 23
04.12. | 24
05.12. | 1
05.12. | 2
05.12. | 3
05.12. | 4
05.12. | 5
05.12. | 6
05.12. | 7
05.12. | 8
05.12. | 9
05.12. | 10
05.12. | 11
05.12. | 12
05.12. | 13
05.12. | 14
05.12. | 15
05.12. | 16
05.12. | 17
05.12. | 18
05.12. | 19
05.12. | 20
05.12. | 21
05.12. | 22
05.12. | 23
05.12. | 24
06.12. | 1
06.12. | 2
06.12. | 3
06.12. | 4
06.12. | 5
06.12. | 6
06.12. | 7
06.12. | 8
06.12. | 9
06.12. | 10
06.12. | 11
06.12. | 12
06.12. | 13
06.12. | 14
06.12. | 15
06.12. | 16
06.12. | 17
06.12. | 18
06.12. | 19
06.12. | 20
06.12. | 21
06.12. | 22
06.12. | 23
06.12. | 24
07.12. | 1
07.12. | 2
07.12. | 3
07.12. | 4
07.12. | 5
07.12. | 6
07.12. | 7
07.12. | 8
07.12. | 9
07.12. | 10
07.12. | 11
07.12. | 12
07.12. | 13
07.12. | 14
07.12. | 15
07.12. | 16
07.12. | 17
07.12. | 18
07.12. | 19
07.12. | 20
07.12. | 21
07.12. | 22
07.12. | 23
07.12. | 24
08.12. | 1
08.12. | 2
08.12. | 3
08.12. | 4
08.12. | 5
08.12. | 6
08.12. | 7
08.12. | 8
08.12. | 9
08.12. | 10
08.12. | 11
08.12. | 12
08.12. | 13
08.12. | 14
08.12. | 15
08.12. | 16
08.12. | 17
08.12. | 18
08.12. | 19
08.12. | 20
08.12. | 21
08.12. | 22
08.12. | 23
08.12. | 24
09.12. | 1
09.12. | 2
09.12. | 3
09.12. | 4
09.12. | 5
09.12. | 6
09.12. | 7
09.12. | 8
09.12. | 9
09.12. | 10
09.12. | 11
09.12. | 12
09.12. | 13
09.12. | 14
09.12. | 15
09.12. | 16
09.12. | 17
09.12. | 18
09.12. | 19
09.12. | 20
09.12. | 21
09.12. | 22
09.12. | 23
09.12. | 24
10.12. | 1
10.12. | 2
10.12. | 3
10.12. | 4
10.12. | 5
10.12. | 6
10.12. | 7
10.12. | 8
10.12. | 9
10.12. | 10
10.12. | 11
10.12. | 12
10.12. | 13
10.12. | 14
10.12. | 15
10.12. | 16
10.12. | 17
10.12. | 18
10.12. | 19
10.12. | 20
10.12. | 21
10.12. | 22
10.12. | 23
10.12. | 24
11.12. | 1
11.12. | 2
11.12. | 3
11.12. | 4
11.12. | 5
11.12. | 6
11.12. | 7
11.12. | 8
11.12. | 9
11.12. | 10
11.12. | 11
11.12. | 12
11.12. | 13
11.12. | 14
11.12. | 15
11.12. | 16
11.12. | 17
11.12. | 18
11.12. | 19
11.12. | 20
11.12. | 21
11.12. | 22
11.12. | 23
11.12. | 24
12.12. | 1
12.12. | 2
12.12. | 3
12.12. | 4
12.12. | 5
12.12. | 6
12.12. | 7
12.12. | 8
12.12. | 9
12.12. | 10
12.12. | 11
12.12. | 12
12.12. | 13
12.12. | 14
12.12. | 15
12.12. | 16
12.12. | 17
12.12. | 18
12.12. | 19
12.12. | 20
12.12. | 21
12.12. | 22
12.12. | 23
12.12. | 24
13.12. | 1
13.12. | 2
13.12. | 3
13.12. | 4
13.12. | 5
13.12. | 6
13.12. | 7
13.12. | 8
13.12. | 9
13.12. | 10
13.12. | 11
13.12. | 12
13.12. | 13
13.12. | 14
13.12. | 15
13.12. | 16
13.12. | 17
13.12. | 18
13.12. | 19
13.12. | 20
13.12. | 21
13.12. | 22
13.12. | 23
13.12. | 24
14.12. | 1
14.12. | 2
14.12. | 3
14.12. | 4
14.12. | 5
14.12. | 6
14.12. | 7
14.12. | 8
14.12. | 9
14.12. | 10
14.12. | 11
14.12. | 12
14.12. | 13
14.12. | 14
14.12. | 15
14.12. | 16
14.12. | 17
14.12. | 18
14.12. | 19
14.12. | 20
14.12. | 21
14.12. | 22
14.12. | 23
14.12. | 24
15.12. | 1
15.12. | 2
15.12. | 3
15.12. | 4
15.12. | 5
15.12. | 6
15.12. | 7
15.12. | 8
15.12. | 9
15.12. | 10
15.12. | 11
15.12. | 12
15.12. | 13
15.12. | 14
15.12. | 15
15.12. | 16
15.12. | 17
15.12. | 18
15.12. | 19
15.12. | 20
15.12. | 21
15.12. | 22
15.12. | 23
15.12. | 24
16.12. | 1
16.12. | 2
16.12. | 3
16.12. | 4
16.12. | 5
16.12. | 6
16.12. | 7
16.12. | 8
16.12. | 9
16.12. | 10
16.12. | 11
16.12. | 12
16.12. | 13
16.12. | 14
16.12. | 15
16.12. | 16
16.12. | 17
16.12. | 18
16.12. | 19
16.12. | 20
16.12. | 21
16.12. | 22
16.12. | 23
16.12. | 24
17.12. | 1
17.12. | 2
17.12. | 3
17.12. | 4
17.12. | 5
17.12. | 6
17.12. | 7
17.12. | 8
17.12. | 9
17.12. | 10
17.12. | 11
17.12. | 12
17.12. | 13
17.12. | 14
17.12. | 15
17.12. | 16
17.12. | 17
17.12. | 18
17.12. | 19
17.12. | 20
17.12. | 21
17.12. | 22
17.12. | 23
17.12. | 24
18.12. | 1
18.12. | 2
18.12. | 3
18.12. | 4
18.12. | 5
18.12. | 6
18.12. | 7
18.12. | 8
18.12. | 9
18.12. | 10
18.12. | 11
18.12. | 12
18.12. | 13
18.12. | 14
18.12. | 15
18.12. | 16
18.12. | 17
18.12. | 18
18.12. | 19
18.12. | 20
18.12. | 21
18.12. | 22
18.12. | 23
18.12. | 24
19.12. | 1
19.12. | 2
19.12. | 3
19.12. | 4
19.12. | 5
19.12. | 6
19.12. | 7
19.12. | 8
19.12. | 9
19.12. | 10
19.12. | 11
19.12. | 12
19.12. | 13
19.12. | 14
19.12. | 15
19.12. | 16
19.12. | 17
19.12. | 18
19.12. | 19
19.12. | 20
19.12. | 21
19.12. | 22
19.12. | 23
19.12. | 24
20.12. | 1
20.12. | 2
20.12. | 3
20.12. | 4
20.12. | 5
20.12. | 6
20.12. | 7
20.12. | 8
20.12. | 9
20.12. | 10
20.12. | 11
20.12. | 12
20.12. | 13
20.12. | 14
20.12. | 15
20.12. | 16
20.12. | 17
20.12. | 18
20.12. | 19
20.12. | 20
20.12. | 21
20.12. | 22
20.12. | 23
20.12. | 24
21.12. | 1
21.12. | 2
21.12. | 3
21.12. | 4
21.12. | 5
21.12. | 6
21.12. | 7
21.12. | 8
21.12. | 9
21.12. | 10
21.12. | 11
21.12. | 12
21.12. | 13
21.12. | 14
21.12. | 15
21.12. | 16
21.12. | 17
21.12. | 18
21.12. | 19
21.12. | 20
21.12. | 21
21.12. | 22
21.12. | 23
21.12. | 24
22.12. | 1
22.12. | 2
22.12. | 3
22.12. | 4
22.12. | 5
22.12. | 6
22.12. | 7
22.12. | 8
22.12. | 9
22.12. | 10
22.12. | 11
22.12. | 12
22.12. | 13
22.12. | 14
22.12. | 15
22.12. | 16
22.12. | 17
22.12. | 18
22.12. | 19
22.12. | 20
22.12. | 21
22.12. | 22
22.12. | 23
22.12. | 24
23.12. | 1
23.12. | 2
23.12. | 3
23.12. | 4
23.12. | 5
23.12. | 6
23.12. | 7
23.12. | 8
23.12. | 9
23.12. | 10
23.12. | 11
23.12. | 12
23.12. | 13
23.12. | 14
23.12. | 15
23.12. | 16
23.12. | 17
23.12. | 18
23.12. | 19
23.12. | 20
23.12. | 21
23.12. | 22
23.12. | 23
23.12. | 24
24.12. | 1
24.12. | 2
24.12. | 3
24.12. | 4
24.12. | 5
24.12. | 6
24.12. | 7
24.12. | 8
24.12. | 9
24.12. | 10
24.12. | 11
24.12. | 12
24.12. | 13
24.12. | 14
24.12. | 15
24.12. | 16
24.12. | 17
24.12. | 18
24.12. | 19
24.12. | 20
24.12. | 21
24.12. | 22
24.12. | 23
24.12. | 24
25.12. | 1
25.12. | 2
25.12. | 3
25.12. | 4
25.12. | 5
25.12. | 6
25.12. | 7
25.12. | 8
25.12. | 9
25.12. | 10
25.12. | 11
25.12. | 12
25.12. | 13
25.12. | 14
25.12. | 15
25.12. | 16
25.12. | 17
25.12. | 18
25.12. | 19
25.12. | 20
25.12. | 21
25.12. | 22
25.12. | 23
25.12. | 24
26.12. | 1
26.12. | 2
26.12. | 3
26.12. | 4
26.12. | 5
26.12. | 6
26.12. | 7
26.12. | 8
26.12. | 9
26.12. | 10
26.12. | 11
26.12. | 12
26.12. | 13
26.12. | 14
26.12. | 15
26.12. | 16
26.12. | 17
26.12. | 18
26.12. | 19
26.12. | 20
26.12. | 21
26.12. | 22
26.12. | 23
26.12. | 24
27.12. | 1
27.12. | 2
27.12. | 3
27.12. | 4
27.12. | 5
27.12. | 6
27.12. | 7
27.12. | 8
27.12. | 9
27.12. | 10
27.12. | 11
27.12. | 12
27.12. | 13
27.12. | 14
27.12. | 15
27.12. | 16
27.12. | 17
27.12. | 18
27.12. | 19
27.12. | 20
27.12. | 21
27.12. | 22
27.12. | 23
27.12. | 24
28.12. | 1
28.12. | 2
28.12. | 3
28.12. | 4
28.12. | 5
28.12. | 6
28.12. | 7
28.12. | 8
28.12. | 9
28.12. | 10
28.12. | 11
28.12. | 12
28.12. | 13
28.12. | 14
28.12. | 15
28.12. | 16
28.12. | 17
28.12. | 18
28.12. | 19
28.12. | 20
28.12. | 21
28.12. | 22
28.12. | 23
28.12. | 24
29.12. | 1
29.12. | 2
29.12. | 3
29.12. | 4
29.12. | 5
29.12. | 6
29.12. | 7
29.12. | 8
29.12. | 9
29.12. | 10
29.12. | 11
29.12. | 12
29.12. | 13
29.12. | 14
29.12. | 15
29.12. | 16
29.12. | 17
29.12. | 18
29.12. | 19
29.12. | 20
29.12. | 21
29.12. | 22
29.12. | 23
29.12. | 24
30.12. | 1
30.12. | 2
30.12. | 3
30.12. | 4
30.12. | 5
30.12. | 6
30.12. | 7
30.12. | 8
30.12. | 9
30.12. | 10
30.12. | 11
30.12. | 12
30.12. | 13
30.12. | 14
30.12. | 15
30.12. | 16
30.12. | 17
30.12. | 18
30.12. | 19
30.12. | 20
30.12. | 21
30.12. | 22
30.12. | 23
30.12. | 24
31.12. | 1
31.12. | 2
31.12. | 3
31.12. | 4
31.12. | 5
31.12. | 6
31.12. | 7
31.12. | 8
31.12. | 9
31.12. | 10
31.12. | 11
31.12. | 12
31.12. | 13
31.12. | 14
31.12. | 15
31.12. | 16
31.12. | 17
31.12. | 18
31.12. | 19
31.12. | 20
31.12. | 21
31.12. | 22
31.12. | 23
31.12. | 24

## Reserves
ENTSO-E Market Modelling Database: Reserves
Country:
Market Node: | PT00
Year:
Climate year
Scenario
Frequency Containment Reserves (FCR)
Total Market Node Requirement | [MW] | 0
FCR that need to be made available by thermal unit commitment (already net with generating capacities on Thermal sheet, not causing additional commitment on Thermal units apart from what highlighted in the unit-by-unit Thermal sheet) | [MW]
Provided by HYDRO - Reserve that should be procured by further constraining the 'Maximum generation' of either Reservoir either Pumped Storage | [MW] | 0
Reserve available from Demand (reduction of demand possible thanks to specific contract to cope with system imbalances; while DSR would work on the DA & ID,here it should be considered only interruptible contract activated to contain system frequency) | [MW] | 0
FCR that need to be made available by thermal unit commitment additional to the FCR allocations highlighted in the unit-by-unit Thermal sheet (this will be allocated additionally on Thermal units as provided FCR) | [MW]
Frequency Restoration Reserves (FRR) - includind both automatic (aFRR) and manual (mFRR)
Total Market Node Requirement | [MW]
FRR that will be procured by thermal (unit commitment of thermal units able to provide FRR take IN REAL LIFE into account this requirements) | [MW]
Provided by HYDRO - Reserve that should be procured by further constraining the 'Maximum generation' of either Reservoir either Pumped Storage | [MW] | 0
Simplified modelling assumptions (to account reserve requirements on e.g. day ahead market as currently done for MAF)
Additional load (should be <= FCR + FRR needed from thermal) | [MW]
Provided by HYDRO - Reserve that should be procured by further constraining the 'Maximum generation' of Reservoir units | [MW]
Provided by HYDRO - Reserve that should be procured by further constraining the 'Maximum generation' of Pumped Storage Open Loop units | [MW]
Provided by HYDRO - Reserve that should be procured by further constraining the 'Maximum generation' of Pumped Storage Closed Loop units | [MW]

## DSR
ENTSO-E Market Modelling Database: DSR
Country:
Market Node: | PT00
Year:
Climate year
Scenario
| Demand Side Response | Price Band 1 | Price Band 2 | Price Band 3 | Price Band 4 | Price Band 5 | Price Band 6 | Price Band 7 | Price Band 8 | Price Band 9 | Price Band 10 | Price Band 11
Capacity
Units
Hours
Price
Climate year start
Climate year end
Date | Hour | Available Demand Response (MW) | Available Demand Response (MW) | Available Demand Response (MW) | Available Demand Response (MW) | Available Demand Response (MW) | Available Demand Response (MW) | Available Demand Response (MW) | Available Demand Response (MW) | Available Demand Response (MW) | Available Demand Response (MW) | N.B. use convention first January always Monday (2007 calendar year) --> see guidelines for further details
01.01. | 1
01.01. | 2
01.01. | 3
01.01. | 4
01.01. | 5
01.01. | 6
01.01. | 7
01.01. | 8
01.01. | 9
01.01. | 10
01.01. | 11
01.01. | 12
01.01. | 13
01.01. | 14
01.01. | 15
01.01. | 16
01.01. | 17
01.01. | 18
01.01. | 19
01.01. | 20
01.01. | 21
01.01. | 22
01.01. | 23
01.01. | 24
02.01. | 1
02.01. | 2
02.01. | 3
02.01. | 4
02.01. | 5
02.01. | 6
02.01. | 7
02.01. | 8
02.01. | 9
02.01. | 10
02.01. | 11
02.01. | 12
02.01. | 13
02.01. | 14
02.01. | 15
02.01. | 16
02.01. | 17
02.01. | 18
02.01. | 19
02.01. | 20
02.01. | 21
02.01. | 22
02.01. | 23
02.01. | 24
03.01. | 1
03.01. | 2
03.01. | 3
03.01. | 4
03.01. | 5
03.01. | 6
03.01. | 7
03.01. | 8
03.01. | 9
03.01. | 10
03.01. | 11
03.01. | 12
03.01. | 13
03.01. | 14
03.01. | 15
03.01. | 16
03.01. | 17
03.01. | 18
03.01. | 19
03.01. | 20
03.01. | 21
03.01. | 22
03.01. | 23
03.01. | 24
04.01. | 1
04.01. | 2
04.01. | 3
04.01. | 4
04.01. | 5
04.01. | 6
04.01. | 7
04.01. | 8
04.01. | 9
04.01. | 10
04.01. | 11
04.01. | 12
04.01. | 13
04.01. | 14
04.01. | 15
04.01. | 16
04.01. | 17
04.01. | 18
04.01. | 19
04.01. | 20
04.01. | 21
04.01. | 22
04.01. | 23
04.01. | 24
05.01. | 1
05.01. | 2
05.01. | 3
05.01. | 4
05.01. | 5
05.01. | 6
05.01. | 7
05.01. | 8
05.01. | 9
05.01. | 10
05.01. | 11
05.01. | 12
05.01. | 13
05.01. | 14
05.01. | 15
05.01. | 16
05.01. | 17
05.01. | 18
05.01. | 19
05.01. | 20
05.01. | 21
05.01. | 22
05.01. | 23
05.01. | 24
06.01. | 1
06.01. | 2
06.01. | 3
06.01. | 4
06.01. | 5
06.01. | 6
06.01. | 7
06.01. | 8
06.01. | 9
06.01. | 10
06.01. | 11
06.01. | 12
06.01. | 13
06.01. | 14
06.01. | 15
06.01. | 16
06.01. | 17
06.01. | 18
06.01. | 19
06.01. | 20
06.01. | 21
06.01. | 22
06.01. | 23
06.01. | 24
07.01. | 1
07.01. | 2
07.01. | 3
07.01. | 4
07.01. | 5
07.01. | 6
07.01. | 7
07.01. | 8
07.01. | 9
07.01. | 10
07.01. | 11
07.01. | 12
07.01. | 13
07.01. | 14
07.01. | 15
07.01. | 16
07.01. | 17
07.01. | 18
07.01. | 19
07.01. | 20
07.01. | 21
07.01. | 22
07.01. | 23
07.01. | 24
08.01. | 1
08.01. | 2
08.01. | 3
08.01. | 4
08.01. | 5
08.01. | 6
08.01. | 7
08.01. | 8
08.01. | 9
08.01. | 10
08.01. | 11
08.01. | 12
08.01. | 13
08.01. | 14
08.01. | 15
08.01. | 16
08.01. | 17
08.01. | 18
08.01. | 19
08.01. | 20
08.01. | 21
08.01. | 22
08.01. | 23
08.01. | 24
09.01. | 1
09.01. | 2
09.01. | 3
09.01. | 4
09.01. | 5
09.01. | 6
09.01. | 7
09.01. | 8
09.01. | 9
09.01. | 10
09.01. | 11
09.01. | 12
09.01. | 13
09.01. | 14
09.01. | 15
09.01. | 16
09.01. | 17
09.01. | 18
09.01. | 19
09.01. | 20
09.01. | 21
09.01. | 22
09.01. | 23
09.01. | 24
10.01. | 1
10.01. | 2
10.01. | 3
10.01. | 4
10.01. | 5
10.01. | 6
10.01. | 7
10.01. | 8
10.01. | 9
10.01. | 10
10.01. | 11
10.01. | 12
10.01. | 13
10.01. | 14
10.01. | 15
10.01. | 16
10.01. | 17
10.01. | 18
10.01. | 19
10.01. | 20
10.01. | 21
10.01. | 22
10.01. | 23
10.01. | 24
11.01. | 1
11.01. | 2
11.01. | 3
11.01. | 4
11.01. | 5
11.01. | 6
11.01. | 7
11.01. | 8
11.01. | 9
11.01. | 10
11.01. | 11
11.01. | 12
11.01. | 13
11.01. | 14
11.01. | 15
11.01. | 16
11.01. | 17
11.01. | 18
11.01. | 19
11.01. | 20
11.01. | 21
11.01. | 22
11.01. | 23
11.01. | 24
12.01. | 1
12.01. | 2
12.01. | 3
12.01. | 4
12.01. | 5
12.01. | 6
12.01. | 7
12.01. | 8
12.01. | 9
12.01. | 10
12.01. | 11
12.01. | 12
12.01. | 13
12.01. | 14
12.01. | 15
12.01. | 16
12.01. | 17
12.01. | 18
12.01. | 19
12.01. | 20
12.01. | 21
12.01. | 22
12.01. | 23
12.01. | 24
13.01. | 1
13.01. | 2
13.01. | 3
13.01. | 4
13.01. | 5
13.01. | 6
13.01. | 7
13.01. | 8
13.01. | 9
13.01. | 10
13.01. | 11
13.01. | 12
13.01. | 13
13.01. | 14
13.01. | 15
13.01. | 16
13.01. | 17
13.01. | 18
13.01. | 19
13.01. | 20
13.01. | 21
13.01. | 22
13.01. | 23
13.01. | 24
14.01. | 1
14.01. | 2
14.01. | 3
14.01. | 4
14.01. | 5
14.01. | 6
14.01. | 7
14.01. | 8
14.01. | 9
14.01. | 10
14.01. | 11
14.01. | 12
14.01. | 13
14.01. | 14
14.01. | 15
14.01. | 16
14.01. | 17
14.01. | 18
14.01. | 19
14.01. | 20
14.01. | 21
14.01. | 22
14.01. | 23
14.01. | 24
15.01. | 1
15.01. | 2
15.01. | 3
15.01. | 4
15.01. | 5
15.01. | 6
15.01. | 7
15.01. | 8
15.01. | 9
15.01. | 10
15.01. | 11
15.01. | 12
15.01. | 13
15.01. | 14
15.01. | 15
15.01. | 16
15.01. | 17
15.01. | 18
15.01. | 19
15.01. | 20
15.01. | 21
15.01. | 22
15.01. | 23
15.01. | 24
16.01. | 1
16.01. | 2
16.01. | 3
16.01. | 4
16.01. | 5
16.01. | 6
16.01. | 7
16.01. | 8
16.01. | 9
16.01. | 10
16.01. | 11
16.01. | 12
16.01. | 13
16.01. | 14
16.01. | 15
16.01. | 16
16.01. | 17
16.01. | 18
16.01. | 19
16.01. | 20
16.01. | 21
16.01. | 22
16.01. | 23
16.01. | 24
17.01. | 1
17.01. | 2
17.01. | 3
17.01. | 4
17.01. | 5
17.01. | 6
17.01. | 7
17.01. | 8
17.01. | 9
17.01. | 10
17.01. | 11
17.01. | 12
17.01. | 13
17.01. | 14
17.01. | 15
17.01. | 16
17.01. | 17
17.01. | 18
17.01. | 19
17.01. | 20
17.01. | 21
17.01. | 22
17.01. | 23
17.01. | 24
18.01. | 1
18.01. | 2
18.01. | 3
18.01. | 4
18.01. | 5
18.01. | 6
18.01. | 7
18.01. | 8
18.01. | 9
18.01. | 10
18.01. | 11
18.01. | 12
18.01. | 13
18.01. | 14
18.01. | 15
18.01. | 16
18.01. | 17
18.01. | 18
18.01. | 19
18.01. | 20
18.01. | 21
18.01. | 22
18.01. | 23
18.01. | 24
19.01. | 1
19.01. | 2
19.01. | 3
19.01. | 4
19.01. | 5
19.01. | 6
19.01. | 7
19.01. | 8
19.01. | 9
19.01. | 10
19.01. | 11
19.01. | 12
19.01. | 13
19.01. | 14
19.01. | 15
19.01. | 16
19.01. | 17
19.01. | 18
19.01. | 19
19.01. | 20
19.01. | 21
19.01. | 22
19.01. | 23
19.01. | 24
20.01. | 1
20.01. | 2
20.01. | 3
20.01. | 4
20.01. | 5
20.01. | 6
20.01. | 7
20.01. | 8
20.01. | 9
20.01. | 10
20.01. | 11
20.01. | 12
20.01. | 13
20.01. | 14
20.01. | 15
20.01. | 16
20.01. | 17
20.01. | 18
20.01. | 19
20.01. | 20
20.01. | 21
20.01. | 22
20.01. | 23
20.01. | 24
21.01. | 1
21.01. | 2
21.01. | 3
21.01. | 4
21.01. | 5
21.01. | 6
21.01. | 7
21.01. | 8
21.01. | 9
21.01. | 10
21.01. | 11
21.01. | 12
21.01. | 13
21.01. | 14
21.01. | 15
21.01. | 16
21.01. | 17
21.01. | 18
21.01. | 19
21.01. | 20
21.01. | 21
21.01. | 22
21.01. | 23
21.01. | 24
22.01. | 1
22.01. | 2
22.01. | 3
22.01. | 4
22.01. | 5
22.01. | 6
22.01. | 7
22.01. | 8
22.01. | 9
22.01. | 10
22.01. | 11
22.01. | 12
22.01. | 13
22.01. | 14
22.01. | 15
22.01. | 16
22.01. | 17
22.01. | 18
22.01. | 19
22.01. | 20
22.01. | 21
22.01. | 22
22.01. | 23
22.01. | 24
23.01. | 1
23.01. | 2
23.01. | 3
23.01. | 4
23.01. | 5
23.01. | 6
23.01. | 7
23.01. | 8
23.01. | 9
23.01. | 10
23.01. | 11
23.01. | 12
23.01. | 13
23.01. | 14
23.01. | 15
23.01. | 16
23.01. | 17
23.01. | 18
23.01. | 19
23.01. | 20
23.01. | 21
23.01. | 22
23.01. | 23
23.01. | 24
24.01. | 1
24.01. | 2
24.01. | 3
24.01. | 4
24.01. | 5
24.01. | 6
24.01. | 7
24.01. | 8
24.01. | 9
24.01. | 10
24.01. | 11
24.01. | 12
24.01. | 13
24.01. | 14
24.01. | 15
24.01. | 16
24.01. | 17
24.01. | 18
24.01. | 19
24.01. | 20
24.01. | 21
24.01. | 22
24.01. | 23
24.01. | 24
25.01. | 1
25.01. | 2
25.01. | 3
25.01. | 4
25.01. | 5
25.01. | 6
25.01. | 7
25.01. | 8
25.01. | 9
25.01. | 10
25.01. | 11
25.01. | 12
25.01. | 13
25.01. | 14
25.01. | 15
25.01. | 16
25.01. | 17
25.01. | 18
25.01. | 19
25.01. | 20
25.01. | 21
25.01. | 22
25.01. | 23
25.01. | 24
26.01. | 1
26.01. | 2
26.01. | 3
26.01. | 4
26.01. | 5
26.01. | 6
26.01. | 7
26.01. | 8
26.01. | 9
26.01. | 10
26.01. | 11
26.01. | 12
26.01. | 13
26.01. | 14
26.01. | 15
26.01. | 16
26.01. | 17
26.01. | 18
26.01. | 19
26.01. | 20
26.01. | 21
26.01. | 22
26.01. | 23
26.01. | 24
27.01. | 1
27.01. | 2
27.01. | 3
27.01. | 4
27.01. | 5
27.01. | 6
27.01. | 7
27.01. | 8
27.01. | 9
27.01. | 10
27.01. | 11
27.01. | 12
27.01. | 13
27.01. | 14
27.01. | 15
27.01. | 16
27.01. | 17
27.01. | 18
27.01. | 19
27.01. | 20
27.01. | 21
27.01. | 22
27.01. | 23
27.01. | 24
28.01. | 1
28.01. | 2
28.01. | 3
28.01. | 4
28.01. | 5
28.01. | 6
28.01. | 7
28.01. | 8
28.01. | 9
28.01. | 10
28.01. | 11
28.01. | 12
28.01. | 13
28.01. | 14
28.01. | 15
28.01. | 16
28.01. | 17
28.01. | 18
28.01. | 19
28.01. | 20
28.01. | 21
28.01. | 22
28.01. | 23
28.01. | 24
29.01. | 1
29.01. | 2
29.01. | 3
29.01. | 4
29.01. | 5
29.01. | 6
29.01. | 7
29.01. | 8
29.01. | 9
29.01. | 10
29.01. | 11
29.01. | 12
29.01. | 13
29.01. | 14
29.01. | 15
29.01. | 16
29.01. | 17
29.01. | 18
29.01. | 19
29.01. | 20
29.01. | 21
29.01. | 22
29.01. | 23
29.01. | 24
30.01. | 1
30.01. | 2
30.01. | 3
30.01. | 4
30.01. | 5
30.01. | 6
30.01. | 7
30.01. | 8
30.01. | 9
30.01. | 10
30.01. | 11
30.01. | 12
30.01. | 13
30.01. | 14
30.01. | 15
30.01. | 16
30.01. | 17
30.01. | 18
30.01. | 19
30.01. | 20
30.01. | 21
30.01. | 22
30.01. | 23
30.01. | 24
31.01. | 1
31.01. | 2
31.01. | 3
31.01. | 4
31.01. | 5
31.01. | 6
31.01. | 7
31.01. | 8
31.01. | 9
31.01. | 10
31.01. | 11
31.01. | 12
31.01. | 13
31.01. | 14
31.01. | 15
31.01. | 16
31.01. | 17
31.01. | 18
31.01. | 19
31.01. | 20
31.01. | 21
31.01. | 22
31.01. | 23
31.01. | 24
01.02. | 1
01.02. | 2
01.02. | 3
01.02. | 4
01.02. | 5
01.02. | 6
01.02. | 7
01.02. | 8
01.02. | 9
01.02. | 10
01.02. | 11
01.02. | 12
01.02. | 13
01.02. | 14
01.02. | 15
01.02. | 16
01.02. | 17
01.02. | 18
01.02. | 19
01.02. | 20
01.02. | 21
01.02. | 22
01.02. | 23
01.02. | 24
02.02. | 1
02.02. | 2
02.02. | 3
02.02. | 4
02.02. | 5
02.02. | 6
02.02. | 7
02.02. | 8
02.02. | 9
02.02. | 10
02.02. | 11
02.02. | 12
02.02. | 13
02.02. | 14
02.02. | 15
02.02. | 16
02.02. | 17
02.02. | 18
02.02. | 19
02.02. | 20
02.02. | 21
02.02. | 22
02.02. | 23
02.02. | 24
03.02. | 1
03.02. | 2
03.02. | 3
03.02. | 4
03.02. | 5
03.02. | 6
03.02. | 7
03.02. | 8
03.02. | 9
03.02. | 10
03.02. | 11
03.02. | 12
03.02. | 13
03.02. | 14
03.02. | 15
03.02. | 16
03.02. | 17
03.02. | 18
03.02. | 19
03.02. | 20
03.02. | 21
03.02. | 22
03.02. | 23
03.02. | 24
04.02. | 1
04.02. | 2
04.02. | 3
04.02. | 4
04.02. | 5
04.02. | 6
04.02. | 7
04.02. | 8
04.02. | 9
04.02. | 10
04.02. | 11
04.02. | 12
04.02. | 13
04.02. | 14
04.02. | 15
04.02. | 16
04.02. | 17
04.02. | 18
04.02. | 19
04.02. | 20
04.02. | 21
04.02. | 22
04.02. | 23
04.02. | 24
05.02. | 1
05.02. | 2
05.02. | 3
05.02. | 4
05.02. | 5
05.02. | 6
05.02. | 7
05.02. | 8
05.02. | 9
05.02. | 10
05.02. | 11
05.02. | 12
05.02. | 13
05.02. | 14
05.02. | 15
05.02. | 16
05.02. | 17
05.02. | 18
05.02. | 19
05.02. | 20
05.02. | 21
05.02. | 22
05.02. | 23
05.02. | 24
06.02. | 1
06.02. | 2
06.02. | 3
06.02. | 4
06.02. | 5
06.02. | 6
06.02. | 7
06.02. | 8
06.02. | 9
06.02. | 10
06.02. | 11
06.02. | 12
06.02. | 13
06.02. | 14
06.02. | 15
06.02. | 16
06.02. | 17
06.02. | 18
06.02. | 19
06.02. | 20
06.02. | 21
06.02. | 22
06.02. | 23
06.02. | 24
07.02. | 1
07.02. | 2
07.02. | 3
07.02. | 4
07.02. | 5
07.02. | 6
07.02. | 7
07.02. | 8
07.02. | 9
07.02. | 10
07.02. | 11
07.02. | 12
07.02. | 13
07.02. | 14
07.02. | 15
07.02. | 16
07.02. | 17
07.02. | 18
07.02. | 19
07.02. | 20
07.02. | 21
07.02. | 22
07.02. | 23
07.02. | 24
08.02. | 1
08.02. | 2
08.02. | 3
08.02. | 4
08.02. | 5
08.02. | 6
08.02. | 7
08.02. | 8
08.02. | 9
08.02. | 10
08.02. | 11
08.02. | 12
08.02. | 13
08.02. | 14
08.02. | 15
08.02. | 16
08.02. | 17
08.02. | 18
08.02. | 19
08.02. | 20
08.02. | 21
08.02. | 22
08.02. | 23
08.02. | 24
09.02. | 1
09.02. | 2
09.02. | 3
09.02. | 4
09.02. | 5
09.02. | 6
09.02. | 7
09.02. | 8
09.02. | 9
09.02. | 10
09.02. | 11
09.02. | 12
09.02. | 13
09.02. | 14
09.02. | 15
09.02. | 16
09.02. | 17
09.02. | 18
09.02. | 19
09.02. | 20
09.02. | 21
09.02. | 22
09.02. | 23
09.02. | 24
10.02. | 1
10.02. | 2
10.02. | 3
10.02. | 4
10.02. | 5
10.02. | 6
10.02. | 7
10.02. | 8
10.02. | 9
10.02. | 10
10.02. | 11
10.02. | 12
10.02. | 13
10.02. | 14
10.02. | 15
10.02. | 16
10.02. | 17
10.02. | 18
10.02. | 19
10.02. | 20
10.02. | 21
10.02. | 22
10.02. | 23
10.02. | 24
11.02. | 1
11.02. | 2
11.02. | 3
11.02. | 4
11.02. | 5
11.02. | 6
11.02. | 7
11.02. | 8
11.02. | 9
11.02. | 10
11.02. | 11
11.02. | 12
11.02. | 13
11.02. | 14
11.02. | 15
11.02. | 16
11.02. | 17
11.02. | 18
11.02. | 19
11.02. | 20
11.02. | 21
11.02. | 22
11.02. | 23
11.02. | 24
12.02. | 1
12.02. | 2
12.02. | 3
12.02. | 4
12.02. | 5
12.02. | 6
12.02. | 7
12.02. | 8
12.02. | 9
12.02. | 10
12.02. | 11
12.02. | 12
12.02. | 13
12.02. | 14
12.02. | 15
12.02. | 16
12.02. | 17
12.02. | 18
12.02. | 19
12.02. | 20
12.02. | 21
12.02. | 22
12.02. | 23
12.02. | 24
13.02. | 1
13.02. | 2
13.02. | 3
13.02. | 4
13.02. | 5
13.02. | 6
13.02. | 7
13.02. | 8
13.02. | 9
13.02. | 10
13.02. | 11
13.02. | 12
13.02. | 13
13.02. | 14
13.02. | 15
13.02. | 16
13.02. | 17
13.02. | 18
13.02. | 19
13.02. | 20
13.02. | 21
13.02. | 22
13.02. | 23
13.02. | 24
14.02. | 1
14.02. | 2
14.02. | 3
14.02. | 4
14.02. | 5
14.02. | 6
14.02. | 7
14.02. | 8
14.02. | 9
14.02. | 10
14.02. | 11
14.02. | 12
14.02. | 13
14.02. | 14
14.02. | 15
14.02. | 16
14.02. | 17
14.02. | 18
14.02. | 19
14.02. | 20
14.02. | 21
14.02. | 22
14.02. | 23
14.02. | 24
15.02. | 1
15.02. | 2
15.02. | 3
15.02. | 4
15.02. | 5
15.02. | 6
15.02. | 7
15.02. | 8
15.02. | 9
15.02. | 10
15.02. | 11
15.02. | 12
15.02. | 13
15.02. | 14
15.02. | 15
15.02. | 16
15.02. | 17
15.02. | 18
15.02. | 19
15.02. | 20
15.02. | 21
15.02. | 22
15.02. | 23
15.02. | 24
16.02. | 1
16.02. | 2
16.02. | 3
16.02. | 4
16.02. | 5
16.02. | 6
16.02. | 7
16.02. | 8
16.02. | 9
16.02. | 10
16.02. | 11
16.02. | 12
16.02. | 13
16.02. | 14
16.02. | 15
16.02. | 16
16.02. | 17
16.02. | 18
16.02. | 19
16.02. | 20
16.02. | 21
16.02. | 22
16.02. | 23
16.02. | 24
17.02. | 1
17.02. | 2
17.02. | 3
17.02. | 4
17.02. | 5
17.02. | 6
17.02. | 7
17.02. | 8
17.02. | 9
17.02. | 10
17.02. | 11
17.02. | 12
17.02. | 13
17.02. | 14
17.02. | 15
17.02. | 16
17.02. | 17
17.02. | 18
17.02. | 19
17.02. | 20
17.02. | 21
17.02. | 22
17.02. | 23
17.02. | 24
18.02. | 1
18.02. | 2
18.02. | 3
18.02. | 4
18.02. | 5
18.02. | 6
18.02. | 7
18.02. | 8
18.02. | 9
18.02. | 10
18.02. | 11
18.02. | 12
18.02. | 13
18.02. | 14
18.02. | 15
18.02. | 16
18.02. | 17
18.02. | 18
18.02. | 19
18.02. | 20
18.02. | 21
18.02. | 22
18.02. | 23
18.02. | 24
19.02. | 1
19.02. | 2
19.02. | 3
19.02. | 4
19.02. | 5
19.02. | 6
19.02. | 7
19.02. | 8
19.02. | 9
19.02. | 10
19.02. | 11
19.02. | 12
19.02. | 13
19.02. | 14
19.02. | 15
19.02. | 16
19.02. | 17
19.02. | 18
19.02. | 19
19.02. | 20
19.02. | 21
19.02. | 22
19.02. | 23
19.02. | 24
20.02. | 1
20.02. | 2
20.02. | 3
20.02. | 4
20.02. | 5
20.02. | 6
20.02. | 7
20.02. | 8
20.02. | 9
20.02. | 10
20.02. | 11
20.02. | 12
20.02. | 13
20.02. | 14
20.02. | 15
20.02. | 16
20.02. | 17
20.02. | 18
20.02. | 19
20.02. | 20
20.02. | 21
20.02. | 22
20.02. | 23
20.02. | 24
21.02. | 1
21.02. | 2
21.02. | 3
21.02. | 4
21.02. | 5
21.02. | 6
21.02. | 7
21.02. | 8
21.02. | 9
21.02. | 10
21.02. | 11
21.02. | 12
21.02. | 13
21.02. | 14
21.02. | 15
21.02. | 16
21.02. | 17
21.02. | 18
21.02. | 19
21.02. | 20
21.02. | 21
21.02. | 22
21.02. | 23
21.02. | 24
22.02. | 1
22.02. | 2
22.02. | 3
22.02. | 4
22.02. | 5
22.02. | 6
22.02. | 7
22.02. | 8
22.02. | 9
22.02. | 10
22.02. | 11
22.02. | 12
22.02. | 13
22.02. | 14
22.02. | 15
22.02. | 16
22.02. | 17
22.02. | 18
22.02. | 19
22.02. | 20
22.02. | 21
22.02. | 22
22.02. | 23
22.02. | 24
23.02. | 1
23.02. | 2
23.02. | 3
23.02. | 4
23.02. | 5
23.02. | 6
23.02. | 7
23.02. | 8
23.02. | 9
23.02. | 10
23.02. | 11
23.02. | 12
23.02. | 13
23.02. | 14
23.02. | 15
23.02. | 16
23.02. | 17
23.02. | 18
23.02. | 19
23.02. | 20
23.02. | 21
23.02. | 22
23.02. | 23
23.02. | 24
24.02. | 1
24.02. | 2
24.02. | 3
24.02. | 4
24.02. | 5
24.02. | 6
24.02. | 7
24.02. | 8
24.02. | 9
24.02. | 10
24.02. | 11
24.02. | 12
24.02. | 13
24.02. | 14
24.02. | 15
24.02. | 16
24.02. | 17
24.02. | 18
24.02. | 19
24.02. | 20
24.02. | 21
24.02. | 22
24.02. | 23
24.02. | 24
25.02. | 1
25.02. | 2
25.02. | 3
25.02. | 4
25.02. | 5
25.02. | 6
25.02. | 7
25.02. | 8
25.02. | 9
25.02. | 10
25.02. | 11
25.02. | 12
25.02. | 13
25.02. | 14
25.02. | 15
25.02. | 16
25.02. | 17
25.02. | 18
25.02. | 19
25.02. | 20
25.02. | 21
25.02. | 22
25.02. | 23
25.02. | 24
26.02. | 1
26.02. | 2
26.02. | 3
26.02. | 4
26.02. | 5
26.02. | 6
26.02. | 7
26.02. | 8
26.02. | 9
26.02. | 10
26.02. | 11
26.02. | 12
26.02. | 13
26.02. | 14
26.02. | 15
26.02. | 16
26.02. | 17
26.02. | 18
26.02. | 19
26.02. | 20
26.02. | 21
26.02. | 22
26.02. | 23
26.02. | 24
27.02. | 1
27.02. | 2
27.02. | 3
27.02. | 4
27.02. | 5
27.02. | 6
27.02. | 7
27.02. | 8
27.02. | 9
27.02. | 10
27.02. | 11
27.02. | 12
27.02. | 13
27.02. | 14
27.02. | 15
27.02. | 16
27.02. | 17
27.02. | 18
27.02. | 19
27.02. | 20
27.02. | 21
27.02. | 22
27.02. | 23
27.02. | 24
28.02. | 1
28.02. | 2
28.02. | 3
28.02. | 4
28.02. | 5
28.02. | 6
28.02. | 7
28.02. | 8
28.02. | 9
28.02. | 10
28.02. | 11
28.02. | 12
28.02. | 13
28.02. | 14
28.02. | 15
28.02. | 16
28.02. | 17
28.02. | 18
28.02. | 19
28.02. | 20
28.02. | 21
28.02. | 22
28.02. | 23
28.02. | 24
01.03. | 1
01.03. | 2
01.03. | 3
01.03. | 4
01.03. | 5
01.03. | 6
01.03. | 7
01.03. | 8
01.03. | 9
01.03. | 10
01.03. | 11
01.03. | 12
01.03. | 13
01.03. | 14
01.03. | 15
01.03. | 16
01.03. | 17
01.03. | 18
01.03. | 19
01.03. | 20
01.03. | 21
01.03. | 22
01.03. | 23
01.03. | 24
02.03. | 1
02.03. | 2
02.03. | 3
02.03. | 4
02.03. | 5
02.03. | 6
02.03. | 7
02.03. | 8
02.03. | 9
02.03. | 10
02.03. | 11
02.03. | 12
02.03. | 13
02.03. | 14
02.03. | 15
02.03. | 16
02.03. | 17
02.03. | 18
02.03. | 19
02.03. | 20
02.03. | 21
02.03. | 22
02.03. | 23
02.03. | 24
03.03. | 1
03.03. | 2
03.03. | 3
03.03. | 4
03.03. | 5
03.03. | 6
03.03. | 7
03.03. | 8
03.03. | 9
03.03. | 10
03.03. | 11
03.03. | 12
03.03. | 13
03.03. | 14
03.03. | 15
03.03. | 16
03.03. | 17
03.03. | 18
03.03. | 19
03.03. | 20
03.03. | 21
03.03. | 22
03.03. | 23
03.03. | 24
04.03. | 1
04.03. | 2
04.03. | 3
04.03. | 4
04.03. | 5
04.03. | 6
04.03. | 7
04.03. | 8
04.03. | 9
04.03. | 10
04.03. | 11
04.03. | 12
04.03. | 13
04.03. | 14
04.03. | 15
04.03. | 16
04.03. | 17
04.03. | 18
04.03. | 19
04.03. | 20
04.03. | 21
04.03. | 22
04.03. | 23
04.03. | 24
05.03. | 1
05.03. | 2
05.03. | 3
05.03. | 4
05.03. | 5
05.03. | 6
05.03. | 7
05.03. | 8
05.03. | 9
05.03. | 10
05.03. | 11
05.03. | 12
05.03. | 13
05.03. | 14
05.03. | 15
05.03. | 16
05.03. | 17
05.03. | 18
05.03. | 19
05.03. | 20
05.03. | 21
05.03. | 22
05.03. | 23
05.03. | 24
06.03. | 1
06.03. | 2
06.03. | 3
06.03. | 4
06.03. | 5
06.03. | 6
06.03. | 7
06.03. | 8
06.03. | 9
06.03. | 10
06.03. | 11
06.03. | 12
06.03. | 13
06.03. | 14
06.03. | 15
06.03. | 16
06.03. | 17
06.03. | 18
06.03. | 19
06.03. | 20
06.03. | 21
06.03. | 22
06.03. | 23
06.03. | 24
07.03. | 1
07.03. | 2
07.03. | 3
07.03. | 4
07.03. | 5
07.03. | 6
07.03. | 7
07.03. | 8
07.03. | 9
07.03. | 10
07.03. | 11
07.03. | 12
07.03. | 13
07.03. | 14
07.03. | 15
07.03. | 16
07.03. | 17
07.03. | 18
07.03. | 19
07.03. | 20
07.03. | 21
07.03. | 22
07.03. | 23
07.03. | 24
08.03. | 1
08.03. | 2
08.03. | 3
08.03. | 4
08.03. | 5
08.03. | 6
08.03. | 7
08.03. | 8
08.03. | 9
08.03. | 10
08.03. | 11
08.03. | 12
08.03. | 13
08.03. | 14
08.03. | 15
08.03. | 16
08.03. | 17
08.03. | 18
08.03. | 19
08.03. | 20
08.03. | 21
08.03. | 22
08.03. | 23
08.03. | 24
09.03. | 1
09.03. | 2
09.03. | 3
09.03. | 4
09.03. | 5
09.03. | 6
09.03. | 7
09.03. | 8
09.03. | 9
09.03. | 10
09.03. | 11
09.03. | 12
09.03. | 13
09.03. | 14
09.03. | 15
09.03. | 16
09.03. | 17
09.03. | 18
09.03. | 19
09.03. | 20
09.03. | 21
09.03. | 22
09.03. | 23
09.03. | 24
10.03. | 1
10.03. | 2
10.03. | 3
10.03. | 4
10.03. | 5
10.03. | 6
10.03. | 7
10.03. | 8
10.03. | 9
10.03. | 10
10.03. | 11
10.03. | 12
10.03. | 13
10.03. | 14
10.03. | 15
10.03. | 16
10.03. | 17
10.03. | 18
10.03. | 19
10.03. | 20
10.03. | 21
10.03. | 22
10.03. | 23
10.03. | 24
11.03. | 1
11.03. | 2
11.03. | 3
11.03. | 4
11.03. | 5
11.03. | 6
11.03. | 7
11.03. | 8
11.03. | 9
11.03. | 10
11.03. | 11
11.03. | 12
11.03. | 13
11.03. | 14
11.03. | 15
11.03. | 16
11.03. | 17
11.03. | 18
11.03. | 19
11.03. | 20
11.03. | 21
11.03. | 22
11.03. | 23
11.03. | 24
12.03. | 1
12.03. | 2
12.03. | 3
12.03. | 4
12.03. | 5
12.03. | 6
12.03. | 7
12.03. | 8
12.03. | 9
12.03. | 10
12.03. | 11
12.03. | 12
12.03. | 13
12.03. | 14
12.03. | 15
12.03. | 16
12.03. | 17
12.03. | 18
12.03. | 19
12.03. | 20
12.03. | 21
12.03. | 22
12.03. | 23
12.03. | 24
13.03. | 1
13.03. | 2
13.03. | 3
13.03. | 4
13.03. | 5
13.03. | 6
13.03. | 7
13.03. | 8
13.03. | 9
13.03. | 10
13.03. | 11
13.03. | 12
13.03. | 13
13.03. | 14
13.03. | 15
13.03. | 16
13.03. | 17
13.03. | 18
13.03. | 19
13.03. | 20
13.03. | 21
13.03. | 22
13.03. | 23
13.03. | 24
14.03. | 1
14.03. | 2
14.03. | 3
14.03. | 4
14.03. | 5
14.03. | 6
14.03. | 7
14.03. | 8
14.03. | 9
14.03. | 10
14.03. | 11
14.03. | 12
14.03. | 13
14.03. | 14
14.03. | 15
14.03. | 16
14.03. | 17
14.03. | 18
14.03. | 19
14.03. | 20
14.03. | 21
14.03. | 22
14.03. | 23
14.03. | 24
15.03. | 1
15.03. | 2
15.03. | 3
15.03. | 4
15.03. | 5
15.03. | 6
15.03. | 7
15.03. | 8
15.03. | 9
15.03. | 10
15.03. | 11
15.03. | 12
15.03. | 13
15.03. | 14
15.03. | 15
15.03. | 16
15.03. | 17
15.03. | 18
15.03. | 19
15.03. | 20
15.03. | 21
15.03. | 22
15.03. | 23
15.03. | 24
16.03. | 1
16.03. | 2
16.03. | 3
16.03. | 4
16.03. | 5
16.03. | 6
16.03. | 7
16.03. | 8
16.03. | 9
16.03. | 10
16.03. | 11
16.03. | 12
16.03. | 13
16.03. | 14
16.03. | 15
16.03. | 16
16.03. | 17
16.03. | 18
16.03. | 19
16.03. | 20
16.03. | 21
16.03. | 22
16.03. | 23
16.03. | 24
17.03. | 1
17.03. | 2
17.03. | 3
17.03. | 4
17.03. | 5
17.03. | 6
17.03. | 7
17.03. | 8
17.03. | 9
17.03. | 10
17.03. | 11
17.03. | 12
17.03. | 13
17.03. | 14
17.03. | 15
17.03. | 16
17.03. | 17
17.03. | 18
17.03. | 19
17.03. | 20
17.03. | 21
17.03. | 22
17.03. | 23
17.03. | 24
18.03. | 1
18.03. | 2
18.03. | 3
18.03. | 4
18.03. | 5
18.03. | 6
18.03. | 7
18.03. | 8
18.03. | 9
18.03. | 10
18.03. | 11
18.03. | 12
18.03. | 13
18.03. | 14
18.03. | 15
18.03. | 16
18.03. | 17
18.03. | 18
18.03. | 19
18.03. | 20
18.03. | 21
18.03. | 22
18.03. | 23
18.03. | 24
19.03. | 1
19.03. | 2
19.03. | 3
19.03. | 4
19.03. | 5
19.03. | 6
19.03. | 7
19.03. | 8
19.03. | 9
19.03. | 10
19.03. | 11
19.03. | 12
19.03. | 13
19.03. | 14
19.03. | 15
19.03. | 16
19.03. | 17
19.03. | 18
19.03. | 19
19.03. | 20
19.03. | 21
19.03. | 22
19.03. | 23
19.03. | 24
20.03. | 1
20.03. | 2
20.03. | 3
20.03. | 4
20.03. | 5
20.03. | 6
20.03. | 7
20.03. | 8
20.03. | 9
20.03. | 10
20.03. | 11
20.03. | 12
20.03. | 13
20.03. | 14
20.03. | 15
20.03. | 16
20.03. | 17
20.03. | 18
20.03. | 19
20.03. | 20
20.03. | 21
20.03. | 22
20.03. | 23
20.03. | 24
21.03. | 1
21.03. | 2
21.03. | 3
21.03. | 4
21.03. | 5
21.03. | 6
21.03. | 7
21.03. | 8
21.03. | 9
21.03. | 10
21.03. | 11
21.03. | 12
21.03. | 13
21.03. | 14
21.03. | 15
21.03. | 16
21.03. | 17
21.03. | 18
21.03. | 19
21.03. | 20
21.03. | 21
21.03. | 22
21.03. | 23
21.03. | 24
22.03. | 1
22.03. | 2
22.03. | 3
22.03. | 4
22.03. | 5
22.03. | 6
22.03. | 7
22.03. | 8
22.03. | 9
22.03. | 10
22.03. | 11
22.03. | 12
22.03. | 13
22.03. | 14
22.03. | 15
22.03. | 16
22.03. | 17
22.03. | 18
22.03. | 19
22.03. | 20
22.03. | 21
22.03. | 22
22.03. | 23
22.03. | 24
23.03. | 1
23.03. | 2
23.03. | 3
23.03. | 4
23.03. | 5
23.03. | 6
23.03. | 7
23.03. | 8
23.03. | 9
23.03. | 10
23.03. | 11
23.03. | 12
23.03. | 13
23.03. | 14
23.03. | 15
23.03. | 16
23.03. | 17
23.03. | 18
23.03. | 19
23.03. | 20
23.03. | 21
23.03. | 22
23.03. | 23
23.03. | 24
24.03. | 1
24.03. | 2
24.03. | 3
24.03. | 4
24.03. | 5
24.03. | 6
24.03. | 7
24.03. | 8
24.03. | 9
24.03. | 10
24.03. | 11
24.03. | 12
24.03. | 13
24.03. | 14
24.03. | 15
24.03. | 16
24.03. | 17
24.03. | 18
24.03. | 19
24.03. | 20
24.03. | 21
24.03. | 22
24.03. | 23
24.03. | 24
25.03. | 1
25.03. | 2
25.03. | 3
25.03. | 4
25.03. | 5
25.03. | 6
25.03. | 7
25.03. | 8
25.03. | 9
25.03. | 10
25.03. | 11
25.03. | 12
25.03. | 13
25.03. | 14
25.03. | 15
25.03. | 16
25.03. | 17
25.03. | 18
25.03. | 19
25.03. | 20
25.03. | 21
25.03. | 22
25.03. | 23
25.03. | 24
26.03. | 1
26.03. | 2
26.03. | 3
26.03. | 4
26.03. | 5
26.03. | 6
26.03. | 7
26.03. | 8
26.03. | 9
26.03. | 10
26.03. | 11
26.03. | 12
26.03. | 13
26.03. | 14
26.03. | 15
26.03. | 16
26.03. | 17
26.03. | 18
26.03. | 19
26.03. | 20
26.03. | 21
26.03. | 22
26.03. | 23
26.03. | 24
27.03. | 1
27.03. | 2
27.03. | 3
27.03. | 4
27.03. | 5
27.03. | 6
27.03. | 7
27.03. | 8
27.03. | 9
27.03. | 10
27.03. | 11
27.03. | 12
27.03. | 13
27.03. | 14
27.03. | 15
27.03. | 16
27.03. | 17
27.03. | 18
27.03. | 19
27.03. | 20
27.03. | 21
27.03. | 22
27.03. | 23
27.03. | 24
28.03. | 1
28.03. | 2
28.03. | 3
28.03. | 4
28.03. | 5
28.03. | 6
28.03. | 7
28.03. | 8
28.03. | 9
28.03. | 10
28.03. | 11
28.03. | 12
28.03. | 13
28.03. | 14
28.03. | 15
28.03. | 16
28.03. | 17
28.03. | 18
28.03. | 19
28.03. | 20
28.03. | 21
28.03. | 22
28.03. | 23
28.03. | 24
29.03. | 1
29.03. | 2
29.03. | 3
29.03. | 4
29.03. | 5
29.03. | 6
29.03. | 7
29.03. | 8
29.03. | 9
29.03. | 10
29.03. | 11
29.03. | 12
29.03. | 13
29.03. | 14
29.03. | 15
29.03. | 16
29.03. | 17
29.03. | 18
29.03. | 19
29.03. | 20
29.03. | 21
29.03. | 22
29.03. | 23
29.03. | 24
30.03. | 1
30.03. | 2
30.03. | 3
30.03. | 4
30.03. | 5
30.03. | 6
30.03. | 7
30.03. | 8
30.03. | 9
30.03. | 10
30.03. | 11
30.03. | 12
30.03. | 13
30.03. | 14
30.03. | 15
30.03. | 16
30.03. | 17
30.03. | 18
30.03. | 19
30.03. | 20
30.03. | 21
30.03. | 22
30.03. | 23
30.03. | 24
31.03. | 1
31.03. | 2
31.03. | 3
31.03. | 4
31.03. | 5
31.03. | 6
31.03. | 7
31.03. | 8
31.03. | 9
31.03. | 10
31.03. | 11
31.03. | 12
31.03. | 13
31.03. | 14
31.03. | 15
31.03. | 16
31.03. | 17
31.03. | 18
31.03. | 19
31.03. | 20
31.03. | 21
31.03. | 22
31.03. | 23
31.03. | 24
01.04. | 1
01.04. | 2
01.04. | 3
01.04. | 4
01.04. | 5
01.04. | 6
01.04. | 7
01.04. | 8
01.04. | 9
01.04. | 10
01.04. | 11
01.04. | 12
01.04. | 13
01.04. | 14
01.04. | 15
01.04. | 16
01.04. | 17
01.04. | 18
01.04. | 19
01.04. | 20
01.04. | 21
01.04. | 22
01.04. | 23
01.04. | 24
02.04. | 1
02.04. | 2
02.04. | 3
02.04. | 4
02.04. | 5
02.04. | 6
02.04. | 7
02.04. | 8
02.04. | 9
02.04. | 10
02.04. | 11
02.04. | 12
02.04. | 13
02.04. | 14
02.04. | 15
02.04. | 16
02.04. | 17
02.04. | 18
02.04. | 19
02.04. | 20
02.04. | 21
02.04. | 22
02.04. | 23
02.04. | 24
03.04. | 1
03.04. | 2
03.04. | 3
03.04. | 4
03.04. | 5
03.04. | 6
03.04. | 7
03.04. | 8
03.04. | 9
03.04. | 10
03.04. | 11
03.04. | 12
03.04. | 13
03.04. | 14
03.04. | 15
03.04. | 16
03.04. | 17
03.04. | 18
03.04. | 19
03.04. | 20
03.04. | 21
03.04. | 22
03.04. | 23
03.04. | 24
04.04. | 1
04.04. | 2
04.04. | 3
04.04. | 4
04.04. | 5
04.04. | 6
04.04. | 7
04.04. | 8
04.04. | 9
04.04. | 10
04.04. | 11
04.04. | 12
04.04. | 13
04.04. | 14
04.04. | 15
04.04. | 16
04.04. | 17
04.04. | 18
04.04. | 19
04.04. | 20
04.04. | 21
04.04. | 22
04.04. | 23
04.04. | 24
05.04. | 1
05.04. | 2
05.04. | 3
05.04. | 4
05.04. | 5
05.04. | 6
05.04. | 7
05.04. | 8
05.04. | 9
05.04. | 10
05.04. | 11
05.04. | 12
05.04. | 13
05.04. | 14
05.04. | 15
05.04. | 16
05.04. | 17
05.04. | 18
05.04. | 19
05.04. | 20
05.04. | 21
05.04. | 22
05.04. | 23
05.04. | 24
06.04. | 1
06.04. | 2
06.04. | 3
06.04. | 4
06.04. | 5
06.04. | 6
06.04. | 7
06.04. | 8
06.04. | 9
06.04. | 10
06.04. | 11
06.04. | 12
06.04. | 13
06.04. | 14
06.04. | 15
06.04. | 16
06.04. | 17
06.04. | 18
06.04. | 19
06.04. | 20
06.04. | 21
06.04. | 22
06.04. | 23
06.04. | 24
07.04. | 1
07.04. | 2
07.04. | 3
07.04. | 4
07.04. | 5
07.04. | 6
07.04. | 7
07.04. | 8
07.04. | 9
07.04. | 10
07.04. | 11
07.04. | 12
07.04. | 13
07.04. | 14
07.04. | 15
07.04. | 16
07.04. | 17
07.04. | 18
07.04. | 19
07.04. | 20
07.04. | 21
07.04. | 22
07.04. | 23
07.04. | 24
08.04. | 1
08.04. | 2
08.04. | 3
08.04. | 4
08.04. | 5
08.04. | 6
08.04. | 7
08.04. | 8
08.04. | 9
08.04. | 10
08.04. | 11
08.04. | 12
08.04. | 13
08.04. | 14
08.04. | 15
08.04. | 16
08.04. | 17
08.04. | 18
08.04. | 19
08.04. | 20
08.04. | 21
08.04. | 22
08.04. | 23
08.04. | 24
09.04. | 1
09.04. | 2
09.04. | 3
09.04. | 4
09.04. | 5
09.04. | 6
09.04. | 7
09.04. | 8
09.04. | 9
09.04. | 10
09.04. | 11
09.04. | 12
09.04. | 13
09.04. | 14
09.04. | 15
09.04. | 16
09.04. | 17
09.04. | 18
09.04. | 19
09.04. | 20
09.04. | 21
09.04. | 22
09.04. | 23
09.04. | 24
10.04. | 1
10.04. | 2
10.04. | 3
10.04. | 4
10.04. | 5
10.04. | 6
10.04. | 7
10.04. | 8
10.04. | 9
10.04. | 10
10.04. | 11
10.04. | 12
10.04. | 13
10.04. | 14
10.04. | 15
10.04. | 16
10.04. | 17
10.04. | 18
10.04. | 19
10.04. | 20
10.04. | 21
10.04. | 22
10.04. | 23
10.04. | 24
11.04. | 1
11.04. | 2
11.04. | 3
11.04. | 4
11.04. | 5
11.04. | 6
11.04. | 7
11.04. | 8
11.04. | 9
11.04. | 10
11.04. | 11
11.04. | 12
11.04. | 13
11.04. | 14
11.04. | 15
11.04. | 16
11.04. | 17
11.04. | 18
11.04. | 19
11.04. | 20
11.04. | 21
11.04. | 22
11.04. | 23
11.04. | 24
12.04. | 1
12.04. | 2
12.04. | 3
12.04. | 4
12.04. | 5
12.04. | 6
12.04. | 7
12.04. | 8
12.04. | 9
12.04. | 10
12.04. | 11
12.04. | 12
12.04. | 13
12.04. | 14
12.04. | 15
12.04. | 16
12.04. | 17
12.04. | 18
12.04. | 19
12.04. | 20
12.04. | 21
12.04. | 22
12.04. | 23
12.04. | 24
13.04. | 1
13.04. | 2
13.04. | 3
13.04. | 4
13.04. | 5
13.04. | 6
13.04. | 7
13.04. | 8
13.04. | 9
13.04. | 10
13.04. | 11
13.04. | 12
13.04. | 13
13.04. | 14
13.04. | 15
13.04. | 16
13.04. | 17
13.04. | 18
13.04. | 19
13.04. | 20
13.04. | 21
13.04. | 22
13.04. | 23
13.04. | 24
14.04. | 1
14.04. | 2
14.04. | 3
14.04. | 4
14.04. | 5
14.04. | 6
14.04. | 7
14.04. | 8
14.04. | 9
14.04. | 10
14.04. | 11
14.04. | 12
14.04. | 13
14.04. | 14
14.04. | 15
14.04. | 16
14.04. | 17
14.04. | 18
14.04. | 19
14.04. | 20
14.04. | 21
14.04. | 22
14.04. | 23
14.04. | 24
15.04. | 1
15.04. | 2
15.04. | 3
15.04. | 4
15.04. | 5
15.04. | 6
15.04. | 7
15.04. | 8
15.04. | 9
15.04. | 10
15.04. | 11
15.04. | 12
15.04. | 13
15.04. | 14
15.04. | 15
15.04. | 16
15.04. | 17
15.04. | 18
15.04. | 19
15.04. | 20
15.04. | 21
15.04. | 22
15.04. | 23
15.04. | 24
16.04. | 1
16.04. | 2
16.04. | 3
16.04. | 4
16.04. | 5
16.04. | 6
16.04. | 7
16.04. | 8
16.04. | 9
16.04. | 10
16.04. | 11
16.04. | 12
16.04. | 13
16.04. | 14
16.04. | 15
16.04. | 16
16.04. | 17
16.04. | 18
16.04. | 19
16.04. | 20
16.04. | 21
16.04. | 22
16.04. | 23
16.04. | 24
17.04. | 1
17.04. | 2
17.04. | 3
17.04. | 4
17.04. | 5
17.04. | 6
17.04. | 7
17.04. | 8
17.04. | 9
17.04. | 10
17.04. | 11
17.04. | 12
17.04. | 13
17.04. | 14
17.04. | 15
17.04. | 16
17.04. | 17
17.04. | 18
17.04. | 19
17.04. | 20
17.04. | 21
17.04. | 22
17.04. | 23
17.04. | 24
18.04. | 1
18.04. | 2
18.04. | 3
18.04. | 4
18.04. | 5
18.04. | 6
18.04. | 7
18.04. | 8
18.04. | 9
18.04. | 10
18.04. | 11
18.04. | 12
18.04. | 13
18.04. | 14
18.04. | 15
18.04. | 16
18.04. | 17
18.04. | 18
18.04. | 19
18.04. | 20
18.04. | 21
18.04. | 22
18.04. | 23
18.04. | 24
19.04. | 1
19.04. | 2
19.04. | 3
19.04. | 4
19.04. | 5
19.04. | 6
19.04. | 7
19.04. | 8
19.04. | 9
19.04. | 10
19.04. | 11
19.04. | 12
19.04. | 13
19.04. | 14
19.04. | 15
19.04. | 16
19.04. | 17
19.04. | 18
19.04. | 19
19.04. | 20
19.04. | 21
19.04. | 22
19.04. | 23
19.04. | 24
20.04. | 1
20.04. | 2
20.04. | 3
20.04. | 4
20.04. | 5
20.04. | 6
20.04. | 7
20.04. | 8
20.04. | 9
20.04. | 10
20.04. | 11
20.04. | 12
20.04. | 13
20.04. | 14
20.04. | 15
20.04. | 16
20.04. | 17
20.04. | 18
20.04. | 19
20.04. | 20
20.04. | 21
20.04. | 22
20.04. | 23
20.04. | 24
21.04. | 1
21.04. | 2
21.04. | 3
21.04. | 4
21.04. | 5
21.04. | 6
21.04. | 7
21.04. | 8
21.04. | 9
21.04. | 10
21.04. | 11
21.04. | 12
21.04. | 13
21.04. | 14
21.04. | 15
21.04. | 16
21.04. | 17
21.04. | 18
21.04. | 19
21.04. | 20
21.04. | 21
21.04. | 22
21.04. | 23
21.04. | 24
22.04. | 1
22.04. | 2
22.04. | 3
22.04. | 4
22.04. | 5
22.04. | 6
22.04. | 7
22.04. | 8
22.04. | 9
22.04. | 10
22.04. | 11
22.04. | 12
22.04. | 13
22.04. | 14
22.04. | 15
22.04. | 16
22.04. | 17
22.04. | 18
22.04. | 19
22.04. | 20
22.04. | 21
22.04. | 22
22.04. | 23
22.04. | 24
23.04. | 1
23.04. | 2
23.04. | 3
23.04. | 4
23.04. | 5
23.04. | 6
23.04. | 7
23.04. | 8
23.04. | 9
23.04. | 10
23.04. | 11
23.04. | 12
23.04. | 13
23.04. | 14
23.04. | 15
23.04. | 16
23.04. | 17
23.04. | 18
23.04. | 19
23.04. | 20
23.04. | 21
23.04. | 22
23.04. | 23
23.04. | 24
24.04. | 1
24.04. | 2
24.04. | 3
24.04. | 4
24.04. | 5
24.04. | 6
24.04. | 7
24.04. | 8
24.04. | 9
24.04. | 10
24.04. | 11
24.04. | 12
24.04. | 13
24.04. | 14
24.04. | 15
24.04. | 16
24.04. | 17
24.04. | 18
24.04. | 19
24.04. | 20
24.04. | 21
24.04. | 22
24.04. | 23
24.04. | 24
25.04. | 1
25.04. | 2
25.04. | 3
25.04. | 4
25.04. | 5
25.04. | 6
25.04. | 7
25.04. | 8
25.04. | 9
25.04. | 10
25.04. | 11
25.04. | 12
25.04. | 13
25.04. | 14
25.04. | 15
25.04. | 16
25.04. | 17
25.04. | 18
25.04. | 19
25.04. | 20
25.04. | 21
25.04. | 22
25.04. | 23
25.04. | 24
26.04. | 1
26.04. | 2
26.04. | 3
26.04. | 4
26.04. | 5
26.04. | 6
26.04. | 7
26.04. | 8
26.04. | 9
26.04. | 10
26.04. | 11
26.04. | 12
26.04. | 13
26.04. | 14
26.04. | 15
26.04. | 16
26.04. | 17
26.04. | 18
26.04. | 19
26.04. | 20
26.04. | 21
26.04. | 22
26.04. | 23
26.04. | 24
27.04. | 1
27.04. | 2
27.04. | 3
27.04. | 4
27.04. | 5
27.04. | 6
27.04. | 7
27.04. | 8
27.04. | 9
27.04. | 10
27.04. | 11
27.04. | 12
27.04. | 13
27.04. | 14
27.04. | 15
27.04. | 16
27.04. | 17
27.04. | 18
27.04. | 19
27.04. | 20
27.04. | 21
27.04. | 22
27.04. | 23
27.04. | 24
28.04. | 1
28.04. | 2
28.04. | 3
28.04. | 4
28.04. | 5
28.04. | 6
28.04. | 7
28.04. | 8
28.04. | 9
28.04. | 10
28.04. | 11
28.04. | 12
28.04. | 13
28.04. | 14
28.04. | 15
28.04. | 16
28.04. | 17
28.04. | 18
28.04. | 19
28.04. | 20
28.04. | 21
28.04. | 22
28.04. | 23
28.04. | 24
29.04. | 1
29.04. | 2
29.04. | 3
29.04. | 4
29.04. | 5
29.04. | 6
29.04. | 7
29.04. | 8
29.04. | 9
29.04. | 10
29.04. | 11
29.04. | 12
29.04. | 13
29.04. | 14
29.04. | 15
29.04. | 16
29.04. | 17
29.04. | 18
29.04. | 19
29.04. | 20
29.04. | 21
29.04. | 22
29.04. | 23
29.04. | 24
30.04. | 1
30.04. | 2
30.04. | 3
30.04. | 4
30.04. | 5
30.04. | 6
30.04. | 7
30.04. | 8
30.04. | 9
30.04. | 10
30.04. | 11
30.04. | 12
30.04. | 13
30.04. | 14
30.04. | 15
30.04. | 16
30.04. | 17
30.04. | 18
30.04. | 19
30.04. | 20
30.04. | 21
30.04. | 22
30.04. | 23
30.04. | 24
01.05. | 1
01.05. | 2
01.05. | 3
01.05. | 4
01.05. | 5
01.05. | 6
01.05. | 7
01.05. | 8
01.05. | 9
01.05. | 10
01.05. | 11
01.05. | 12
01.05. | 13
01.05. | 14
01.05. | 15
01.05. | 16
01.05. | 17
01.05. | 18
01.05. | 19
01.05. | 20
01.05. | 21
01.05. | 22
01.05. | 23
01.05. | 24
02.05. | 1
02.05. | 2
02.05. | 3
02.05. | 4
02.05. | 5
02.05. | 6
02.05. | 7
02.05. | 8
02.05. | 9
02.05. | 10
02.05. | 11
02.05. | 12
02.05. | 13
02.05. | 14
02.05. | 15
02.05. | 16
02.05. | 17
02.05. | 18
02.05. | 19
02.05. | 20
02.05. | 21
02.05. | 22
02.05. | 23
02.05. | 24
03.05. | 1
03.05. | 2
03.05. | 3
03.05. | 4
03.05. | 5
03.05. | 6
03.05. | 7
03.05. | 8
03.05. | 9
03.05. | 10
03.05. | 11
03.05. | 12
03.05. | 13
03.05. | 14
03.05. | 15
03.05. | 16
03.05. | 17
03.05. | 18
03.05. | 19
03.05. | 20
03.05. | 21
03.05. | 22
03.05. | 23
03.05. | 24
04.05. | 1
04.05. | 2
04.05. | 3
04.05. | 4
04.05. | 5
04.05. | 6
04.05. | 7
04.05. | 8
04.05. | 9
04.05. | 10
04.05. | 11
04.05. | 12
04.05. | 13
04.05. | 14
04.05. | 15
04.05. | 16
04.05. | 17
04.05. | 18
04.05. | 19
04.05. | 20
04.05. | 21
04.05. | 22
04.05. | 23
04.05. | 24
05.05. | 1
05.05. | 2
05.05. | 3
05.05. | 4
05.05. | 5
05.05. | 6
05.05. | 7
05.05. | 8
05.05. | 9
05.05. | 10
05.05. | 11
05.05. | 12
05.05. | 13
05.05. | 14
05.05. | 15
05.05. | 16
05.05. | 17
05.05. | 18
05.05. | 19
05.05. | 20
05.05. | 21
05.05. | 22
05.05. | 23
05.05. | 24
06.05. | 1
06.05. | 2
06.05. | 3
06.05. | 4
06.05. | 5
06.05. | 6
06.05. | 7
06.05. | 8
06.05. | 9
06.05. | 10
06.05. | 11
06.05. | 12
06.05. | 13
06.05. | 14
06.05. | 15
06.05. | 16
06.05. | 17
06.05. | 18
06.05. | 19
06.05. | 20
06.05. | 21
06.05. | 22
06.05. | 23
06.05. | 24
07.05. | 1
07.05. | 2
07.05. | 3
07.05. | 4
07.05. | 5
07.05. | 6
07.05. | 7
07.05. | 8
07.05. | 9
07.05. | 10
07.05. | 11
07.05. | 12
07.05. | 13
07.05. | 14
07.05. | 15
07.05. | 16
07.05. | 17
07.05. | 18
07.05. | 19
07.05. | 20
07.05. | 21
07.05. | 22
07.05. | 23
07.05. | 24
08.05. | 1
08.05. | 2
08.05. | 3
08.05. | 4
08.05. | 5
08.05. | 6
08.05. | 7
08.05. | 8
08.05. | 9
08.05. | 10
08.05. | 11
08.05. | 12
08.05. | 13
08.05. | 14
08.05. | 15
08.05. | 16
08.05. | 17
08.05. | 18
08.05. | 19
08.05. | 20
08.05. | 21
08.05. | 22
08.05. | 23
08.05. | 24
09.05. | 1
09.05. | 2
09.05. | 3
09.05. | 4
09.05. | 5
09.05. | 6
09.05. | 7
09.05. | 8
09.05. | 9
09.05. | 10
09.05. | 11
09.05. | 12
09.05. | 13
09.05. | 14
09.05. | 15
09.05. | 16
09.05. | 17
09.05. | 18
09.05. | 19
09.05. | 20
09.05. | 21
09.05. | 22
09.05. | 23
09.05. | 24
10.05. | 1
10.05. | 2
10.05. | 3
10.05. | 4
10.05. | 5
10.05. | 6
10.05. | 7
10.05. | 8
10.05. | 9
10.05. | 10
10.05. | 11
10.05. | 12
10.05. | 13
10.05. | 14
10.05. | 15
10.05. | 16
10.05. | 17
10.05. | 18
10.05. | 19
10.05. | 20
10.05. | 21
10.05. | 22
10.05. | 23
10.05. | 24
11.05. | 1
11.05. | 2
11.05. | 3
11.05. | 4
11.05. | 5
11.05. | 6
11.05. | 7
11.05. | 8
11.05. | 9
11.05. | 10
11.05. | 11
11.05. | 12
11.05. | 13
11.05. | 14
11.05. | 15
11.05. | 16
11.05. | 17
11.05. | 18
11.05. | 19
11.05. | 20
11.05. | 21
11.05. | 22
11.05. | 23
11.05. | 24
12.05. | 1
12.05. | 2
12.05. | 3
12.05. | 4
12.05. | 5
12.05. | 6
12.05. | 7
12.05. | 8
12.05. | 9
12.05. | 10
12.05. | 11
12.05. | 12
12.05. | 13
12.05. | 14
12.05. | 15
12.05. | 16
12.05. | 17
12.05. | 18
12.05. | 19
12.05. | 20
12.05. | 21
12.05. | 22
12.05. | 23
12.05. | 24
13.05. | 1
13.05. | 2
13.05. | 3
13.05. | 4
13.05. | 5
13.05. | 6
13.05. | 7
13.05. | 8
13.05. | 9
13.05. | 10
13.05. | 11
13.05. | 12
13.05. | 13
13.05. | 14
13.05. | 15
13.05. | 16
13.05. | 17
13.05. | 18
13.05. | 19
13.05. | 20
13.05. | 21
13.05. | 22
13.05. | 23
13.05. | 24
14.05. | 1
14.05. | 2
14.05. | 3
14.05. | 4
14.05. | 5
14.05. | 6
14.05. | 7
14.05. | 8
14.05. | 9
14.05. | 10
14.05. | 11
14.05. | 12
14.05. | 13
14.05. | 14
14.05. | 15
14.05. | 16
14.05. | 17
14.05. | 18
14.05. | 19
14.05. | 20
14.05. | 21
14.05. | 22
14.05. | 23
14.05. | 24
15.05. | 1
15.05. | 2
15.05. | 3
15.05. | 4
15.05. | 5
15.05. | 6
15.05. | 7
15.05. | 8
15.05. | 9
15.05. | 10
15.05. | 11
15.05. | 12
15.05. | 13
15.05. | 14
15.05. | 15
15.05. | 16
15.05. | 17
15.05. | 18
15.05. | 19
15.05. | 20
15.05. | 21
15.05. | 22
15.05. | 23
15.05. | 24
16.05. | 1
16.05. | 2
16.05. | 3
16.05. | 4
16.05. | 5
16.05. | 6
16.05. | 7
16.05. | 8
16.05. | 9
16.05. | 10
16.05. | 11
16.05. | 12
16.05. | 13
16.05. | 14
16.05. | 15
16.05. | 16
16.05. | 17
16.05. | 18
16.05. | 19
16.05. | 20
16.05. | 21
16.05. | 22
16.05. | 23
16.05. | 24
17.05. | 1
17.05. | 2
17.05. | 3
17.05. | 4
17.05. | 5
17.05. | 6
17.05. | 7
17.05. | 8
17.05. | 9
17.05. | 10
17.05. | 11
17.05. | 12
17.05. | 13
17.05. | 14
17.05. | 15
17.05. | 16
17.05. | 17
17.05. | 18
17.05. | 19
17.05. | 20
17.05. | 21
17.05. | 22
17.05. | 23
17.05. | 24
18.05. | 1
18.05. | 2
18.05. | 3
18.05. | 4
18.05. | 5
18.05. | 6
18.05. | 7
18.05. | 8
18.05. | 9
18.05. | 10
18.05. | 11
18.05. | 12
18.05. | 13
18.05. | 14
18.05. | 15
18.05. | 16
18.05. | 17
18.05. | 18
18.05. | 19
18.05. | 20
18.05. | 21
18.05. | 22
18.05. | 23
18.05. | 24
19.05. | 1
19.05. | 2
19.05. | 3
19.05. | 4
19.05. | 5
19.05. | 6
19.05. | 7
19.05. | 8
19.05. | 9
19.05. | 10
19.05. | 11
19.05. | 12
19.05. | 13
19.05. | 14
19.05. | 15
19.05. | 16
19.05. | 17
19.05. | 18
19.05. | 19
19.05. | 20
19.05. | 21
19.05. | 22
19.05. | 23
19.05. | 24
20.05. | 1
20.05. | 2
20.05. | 3
20.05. | 4
20.05. | 5
20.05. | 6
20.05. | 7
20.05. | 8
20.05. | 9
20.05. | 10
20.05. | 11
20.05. | 12
20.05. | 13
20.05. | 14
20.05. | 15
20.05. | 16
20.05. | 17
20.05. | 18
20.05. | 19
20.05. | 20
20.05. | 21
20.05. | 22
20.05. | 23
20.05. | 24
21.05. | 1
21.05. | 2
21.05. | 3
21.05. | 4
21.05. | 5
21.05. | 6
21.05. | 7
21.05. | 8
21.05. | 9
21.05. | 10
21.05. | 11
21.05. | 12
21.05. | 13
21.05. | 14
21.05. | 15
21.05. | 16
21.05. | 17
21.05. | 18
21.05. | 19
21.05. | 20
21.05. | 21
21.05. | 22
21.05. | 23
21.05. | 24
22.05. | 1
22.05. | 2
22.05. | 3
22.05. | 4
22.05. | 5
22.05. | 6
22.05. | 7
22.05. | 8
22.05. | 9
22.05. | 10
22.05. | 11
22.05. | 12
22.05. | 13
22.05. | 14
22.05. | 15
22.05. | 16
22.05. | 17
22.05. | 18
22.05. | 19
22.05. | 20
22.05. | 21
22.05. | 22
22.05. | 23
22.05. | 24
23.05. | 1
23.05. | 2
23.05. | 3
23.05. | 4
23.05. | 5
23.05. | 6
23.05. | 7
23.05. | 8
23.05. | 9
23.05. | 10
23.05. | 11
23.05. | 12
23.05. | 13
23.05. | 14
23.05. | 15
23.05. | 16
23.05. | 17
23.05. | 18
23.05. | 19
23.05. | 20
23.05. | 21
23.05. | 22
23.05. | 23
23.05. | 24
24.05. | 1
24.05. | 2
24.05. | 3
24.05. | 4
24.05. | 5
24.05. | 6
24.05. | 7
24.05. | 8
24.05. | 9
24.05. | 10
24.05. | 11
24.05. | 12
24.05. | 13
24.05. | 14
24.05. | 15
24.05. | 16
24.05. | 17
24.05. | 18
24.05. | 19
24.05. | 20
24.05. | 21
24.05. | 22
24.05. | 23
24.05. | 24
25.05. | 1
25.05. | 2
25.05. | 3
25.05. | 4
25.05. | 5
25.05. | 6
25.05. | 7
25.05. | 8
25.05. | 9
25.05. | 10
25.05. | 11
25.05. | 12
25.05. | 13
25.05. | 14
25.05. | 15
25.05. | 16
25.05. | 17
25.05. | 18
25.05. | 19
25.05. | 20
25.05. | 21
25.05. | 22
25.05. | 23
25.05. | 24
26.05. | 1
26.05. | 2
26.05. | 3
26.05. | 4
26.05. | 5
26.05. | 6
26.05. | 7
26.05. | 8
26.05. | 9
26.05. | 10
26.05. | 11
26.05. | 12
26.05. | 13
26.05. | 14
26.05. | 15
26.05. | 16
26.05. | 17
26.05. | 18
26.05. | 19
26.05. | 20
26.05. | 21
26.05. | 22
26.05. | 23
26.05. | 24
27.05. | 1
27.05. | 2
27.05. | 3
27.05. | 4
27.05. | 5
27.05. | 6
27.05. | 7
27.05. | 8
27.05. | 9
27.05. | 10
27.05. | 11
27.05. | 12
27.05. | 13
27.05. | 14
27.05. | 15
27.05. | 16
27.05. | 17
27.05. | 18
27.05. | 19
27.05. | 20
27.05. | 21
27.05. | 22
27.05. | 23
27.05. | 24
28.05. | 1
28.05. | 2
28.05. | 3
28.05. | 4
28.05. | 5
28.05. | 6
28.05. | 7
28.05. | 8
28.05. | 9
28.05. | 10
28.05. | 11
28.05. | 12
28.05. | 13
28.05. | 14
28.05. | 15
28.05. | 16
28.05. | 17
28.05. | 18
28.05. | 19
28.05. | 20
28.05. | 21
28.05. | 22
28.05. | 23
28.05. | 24
29.05. | 1
29.05. | 2
29.05. | 3
29.05. | 4
29.05. | 5
29.05. | 6
29.05. | 7
29.05. | 8
29.05. | 9
29.05. | 10
29.05. | 11
29.05. | 12
29.05. | 13
29.05. | 14
29.05. | 15
29.05. | 16
29.05. | 17
29.05. | 18
29.05. | 19
29.05. | 20
29.05. | 21
29.05. | 22
29.05. | 23
29.05. | 24
30.05. | 1
30.05. | 2
30.05. | 3
30.05. | 4
30.05. | 5
30.05. | 6
30.05. | 7
30.05. | 8
30.05. | 9
30.05. | 10
30.05. | 11
30.05. | 12
30.05. | 13
30.05. | 14
30.05. | 15
30.05. | 16
30.05. | 17
30.05. | 18
30.05. | 19
30.05. | 20
30.05. | 21
30.05. | 22
30.05. | 23
30.05. | 24
31.05. | 1
31.05. | 2
31.05. | 3
31.05. | 4
31.05. | 5
31.05. | 6
31.05. | 7
31.05. | 8
31.05. | 9
31.05. | 10
31.05. | 11
31.05. | 12
31.05. | 13
31.05. | 14
31.05. | 15
31.05. | 16
31.05. | 17
31.05. | 18
31.05. | 19
31.05. | 20
31.05. | 21
31.05. | 22
31.05. | 23
31.05. | 24
01.06. | 1
01.06. | 2
01.06. | 3
01.06. | 4
01.06. | 5
01.06. | 6
01.06. | 7
01.06. | 8
01.06. | 9
01.06. | 10
01.06. | 11
01.06. | 12
01.06. | 13
01.06. | 14
01.06. | 15
01.06. | 16
01.06. | 17
01.06. | 18
01.06. | 19
01.06. | 20
01.06. | 21
01.06. | 22
01.06. | 23
01.06. | 24
02.06. | 1
02.06. | 2
02.06. | 3
02.06. | 4
02.06. | 5
02.06. | 6
02.06. | 7
02.06. | 8
02.06. | 9
02.06. | 10
02.06. | 11
02.06. | 12
02.06. | 13
02.06. | 14
02.06. | 15
02.06. | 16
02.06. | 17
02.06. | 18
02.06. | 19
02.06. | 20
02.06. | 21
02.06. | 22
02.06. | 23
02.06. | 24
03.06. | 1
03.06. | 2
03.06. | 3
03.06. | 4
03.06. | 5
03.06. | 6
03.06. | 7
03.06. | 8
03.06. | 9
03.06. | 10
03.06. | 11
03.06. | 12
03.06. | 13
03.06. | 14
03.06. | 15
03.06. | 16
03.06. | 17
03.06. | 18
03.06. | 19
03.06. | 20
03.06. | 21
03.06. | 22
03.06. | 23
03.06. | 24
04.06. | 1
04.06. | 2
04.06. | 3
04.06. | 4
04.06. | 5
04.06. | 6
04.06. | 7
04.06. | 8
04.06. | 9
04.06. | 10
04.06. | 11
04.06. | 12
04.06. | 13
04.06. | 14
04.06. | 15
04.06. | 16
04.06. | 17
04.06. | 18
04.06. | 19
04.06. | 20
04.06. | 21
04.06. | 22
04.06. | 23
04.06. | 24
05.06. | 1
05.06. | 2
05.06. | 3
05.06. | 4
05.06. | 5
05.06. | 6
05.06. | 7
05.06. | 8
05.06. | 9
05.06. | 10
05.06. | 11
05.06. | 12
05.06. | 13
05.06. | 14
05.06. | 15
05.06. | 16
05.06. | 17
05.06. | 18
05.06. | 19
05.06. | 20
05.06. | 21
05.06. | 22
05.06. | 23
05.06. | 24
06.06. | 1
06.06. | 2
06.06. | 3
06.06. | 4
06.06. | 5
06.06. | 6
06.06. | 7
06.06. | 8
06.06. | 9
06.06. | 10
06.06. | 11
06.06. | 12
06.06. | 13
06.06. | 14
06.06. | 15
06.06. | 16
06.06. | 17
06.06. | 18
06.06. | 19
06.06. | 20
06.06. | 21
06.06. | 22
06.06. | 23
06.06. | 24
07.06. | 1
07.06. | 2
07.06. | 3
07.06. | 4
07.06. | 5
07.06. | 6
07.06. | 7
07.06. | 8
07.06. | 9
07.06. | 10
07.06. | 11
07.06. | 12
07.06. | 13
07.06. | 14
07.06. | 15
07.06. | 16
07.06. | 17
07.06. | 18
07.06. | 19
07.06. | 20
07.06. | 21
07.06. | 22
07.06. | 23
07.06. | 24
08.06. | 1
08.06. | 2
08.06. | 3
08.06. | 4
08.06. | 5
08.06. | 6
08.06. | 7
08.06. | 8
08.06. | 9
08.06. | 10
08.06. | 11
08.06. | 12
08.06. | 13
08.06. | 14
08.06. | 15
08.06. | 16
08.06. | 17
08.06. | 18
08.06. | 19
08.06. | 20
08.06. | 21
08.06. | 22
08.06. | 23
08.06. | 24
09.06. | 1
09.06. | 2
09.06. | 3
09.06. | 4
09.06. | 5
09.06. | 6
09.06. | 7
09.06. | 8
09.06. | 9
09.06. | 10
09.06. | 11
09.06. | 12
09.06. | 13
09.06. | 14
09.06. | 15
09.06. | 16
09.06. | 17
09.06. | 18
09.06. | 19
09.06. | 20
09.06. | 21
09.06. | 22
09.06. | 23
09.06. | 24
10.06. | 1
10.06. | 2
10.06. | 3
10.06. | 4
10.06. | 5
10.06. | 6
10.06. | 7
10.06. | 8
10.06. | 9
10.06. | 10
10.06. | 11
10.06. | 12
10.06. | 13
10.06. | 14
10.06. | 15
10.06. | 16
10.06. | 17
10.06. | 18
10.06. | 19
10.06. | 20
10.06. | 21
10.06. | 22
10.06. | 23
10.06. | 24
11.06. | 1
11.06. | 2
11.06. | 3
11.06. | 4
11.06. | 5
11.06. | 6
11.06. | 7
11.06. | 8
11.06. | 9
11.06. | 10
11.06. | 11
11.06. | 12
11.06. | 13
11.06. | 14
11.06. | 15
11.06. | 16
11.06. | 17
11.06. | 18
11.06. | 19
11.06. | 20
11.06. | 21
11.06. | 22
11.06. | 23
11.06. | 24
12.06. | 1
12.06. | 2
12.06. | 3
12.06. | 4
12.06. | 5
12.06. | 6
12.06. | 7
12.06. | 8
12.06. | 9
12.06. | 10
12.06. | 11
12.06. | 12
12.06. | 13
12.06. | 14
12.06. | 15
12.06. | 16
12.06. | 17
12.06. | 18
12.06. | 19
12.06. | 20
12.06. | 21
12.06. | 22
12.06. | 23
12.06. | 24
13.06. | 1
13.06. | 2
13.06. | 3
13.06. | 4
13.06. | 5
13.06. | 6
13.06. | 7
13.06. | 8
13.06. | 9
13.06. | 10
13.06. | 11
13.06. | 12
13.06. | 13
13.06. | 14
13.06. | 15
13.06. | 16
13.06. | 17
13.06. | 18
13.06. | 19
13.06. | 20
13.06. | 21
13.06. | 22
13.06. | 23
13.06. | 24
14.06. | 1
14.06. | 2
14.06. | 3
14.06. | 4
14.06. | 5
14.06. | 6
14.06. | 7
14.06. | 8
14.06. | 9
14.06. | 10
14.06. | 11
14.06. | 12
14.06. | 13
14.06. | 14
14.06. | 15
14.06. | 16
14.06. | 17
14.06. | 18
14.06. | 19
14.06. | 20
14.06. | 21
14.06. | 22
14.06. | 23
14.06. | 24
15.06. | 1
15.06. | 2
15.06. | 3
15.06. | 4
15.06. | 5
15.06. | 6
15.06. | 7
15.06. | 8
15.06. | 9
15.06. | 10
15.06. | 11
15.06. | 12
15.06. | 13
15.06. | 14
15.06. | 15
15.06. | 16
15.06. | 17
15.06. | 18
15.06. | 19
15.06. | 20
15.06. | 21
15.06. | 22
15.06. | 23
15.06. | 24
16.06. | 1
16.06. | 2
16.06. | 3
16.06. | 4
16.06. | 5
16.06. | 6
16.06. | 7
16.06. | 8
16.06. | 9
16.06. | 10
16.06. | 11
16.06. | 12
16.06. | 13
16.06. | 14
16.06. | 15
16.06. | 16
16.06. | 17
16.06. | 18
16.06. | 19
16.06. | 20
16.06. | 21
16.06. | 22
16.06. | 23
16.06. | 24
17.06. | 1
17.06. | 2
17.06. | 3
17.06. | 4
17.06. | 5
17.06. | 6
17.06. | 7
17.06. | 8
17.06. | 9
17.06. | 10
17.06. | 11
17.06. | 12
17.06. | 13
17.06. | 14
17.06. | 15
17.06. | 16
17.06. | 17
17.06. | 18
17.06. | 19
17.06. | 20
17.06. | 21
17.06. | 22
17.06. | 23
17.06. | 24
18.06. | 1
18.06. | 2
18.06. | 3
18.06. | 4
18.06. | 5
18.06. | 6
18.06. | 7
18.06. | 8
18.06. | 9
18.06. | 10
18.06. | 11
18.06. | 12
18.06. | 13
18.06. | 14
18.06. | 15
18.06. | 16
18.06. | 17
18.06. | 18
18.06. | 19
18.06. | 20
18.06. | 21
18.06. | 22
18.06. | 23
18.06. | 24
19.06. | 1
19.06. | 2
19.06. | 3
19.06. | 4
19.06. | 5
19.06. | 6
19.06. | 7
19.06. | 8
19.06. | 9
19.06. | 10
19.06. | 11
19.06. | 12
19.06. | 13
19.06. | 14
19.06. | 15
19.06. | 16
19.06. | 17
19.06. | 18
19.06. | 19
19.06. | 20
19.06. | 21
19.06. | 22
19.06. | 23
19.06. | 24
20.06. | 1
20.06. | 2
20.06. | 3
20.06. | 4
20.06. | 5
20.06. | 6
20.06. | 7
20.06. | 8
20.06. | 9
20.06. | 10
20.06. | 11
20.06. | 12
20.06. | 13
20.06. | 14
20.06. | 15
20.06. | 16
20.06. | 17
20.06. | 18
20.06. | 19
20.06. | 20
20.06. | 21
20.06. | 22
20.06. | 23
20.06. | 24
21.06. | 1
21.06. | 2
21.06. | 3
21.06. | 4
21.06. | 5
21.06. | 6
21.06. | 7
21.06. | 8
21.06. | 9
21.06. | 10
21.06. | 11
21.06. | 12
21.06. | 13
21.06. | 14
21.06. | 15
21.06. | 16
21.06. | 17
21.06. | 18
21.06. | 19
21.06. | 20
21.06. | 21
21.06. | 22
21.06. | 23
21.06. | 24
22.06. | 1
22.06. | 2
22.06. | 3
22.06. | 4
22.06. | 5
22.06. | 6
22.06. | 7
22.06. | 8
22.06. | 9
22.06. | 10
22.06. | 11
22.06. | 12
22.06. | 13
22.06. | 14
22.06. | 15
22.06. | 16
22.06. | 17
22.06. | 18
22.06. | 19
22.06. | 20
22.06. | 21
22.06. | 22
22.06. | 23
22.06. | 24
23.06. | 1
23.06. | 2
23.06. | 3
23.06. | 4
23.06. | 5
23.06. | 6
23.06. | 7
23.06. | 8
23.06. | 9
23.06. | 10
23.06. | 11
23.06. | 12
23.06. | 13
23.06. | 14
23.06. | 15
23.06. | 16
23.06. | 17
23.06. | 18
23.06. | 19
23.06. | 20
23.06. | 21
23.06. | 22
23.06. | 23
23.06. | 24
24.06. | 1
24.06. | 2
24.06. | 3
24.06. | 4
24.06. | 5
24.06. | 6
24.06. | 7
24.06. | 8
24.06. | 9
24.06. | 10
24.06. | 11
24.06. | 12
24.06. | 13
24.06. | 14
24.06. | 15
24.06. | 16
24.06. | 17
24.06. | 18
24.06. | 19
24.06. | 20
24.06. | 21
24.06. | 22
24.06. | 23
24.06. | 24
25.06. | 1
25.06. | 2
25.06. | 3
25.06. | 4
25.06. | 5
25.06. | 6
25.06. | 7
25.06. | 8
25.06. | 9
25.06. | 10
25.06. | 11
25.06. | 12
25.06. | 13
25.06. | 14
25.06. | 15
25.06. | 16
25.06. | 17
25.06. | 18
25.06. | 19
25.06. | 20
25.06. | 21
25.06. | 22
25.06. | 23
25.06. | 24
26.06. | 1
26.06. | 2
26.06. | 3
26.06. | 4
26.06. | 5
26.06. | 6
26.06. | 7
26.06. | 8
26.06. | 9
26.06. | 10
26.06. | 11
26.06. | 12
26.06. | 13
26.06. | 14
26.06. | 15
26.06. | 16
26.06. | 17
26.06. | 18
26.06. | 19
26.06. | 20
26.06. | 21
26.06. | 22
26.06. | 23
26.06. | 24
27.06. | 1
27.06. | 2
27.06. | 3
27.06. | 4
27.06. | 5
27.06. | 6
27.06. | 7
27.06. | 8
27.06. | 9
27.06. | 10
27.06. | 11
27.06. | 12
27.06. | 13
27.06. | 14
27.06. | 15
27.06. | 16
27.06. | 17
27.06. | 18
27.06. | 19
27.06. | 20
27.06. | 21
27.06. | 22
27.06. | 23
27.06. | 24
28.06. | 1
28.06. | 2
28.06. | 3
28.06. | 4
28.06. | 5
28.06. | 6
28.06. | 7
28.06. | 8
28.06. | 9
28.06. | 10
28.06. | 11
28.06. | 12
28.06. | 13
28.06. | 14
28.06. | 15
28.06. | 16
28.06. | 17
28.06. | 18
28.06. | 19
28.06. | 20
28.06. | 21
28.06. | 22
28.06. | 23
28.06. | 24
29.06. | 1
29.06. | 2
29.06. | 3
29.06. | 4
29.06. | 5
29.06. | 6
29.06. | 7
29.06. | 8
29.06. | 9
29.06. | 10
29.06. | 11
29.06. | 12
29.06. | 13
29.06. | 14
29.06. | 15
29.06. | 16
29.06. | 17
29.06. | 18
29.06. | 19
29.06. | 20
29.06. | 21
29.06. | 22
29.06. | 23
29.06. | 24
30.06. | 1
30.06. | 2
30.06. | 3
30.06. | 4
30.06. | 5
30.06. | 6
30.06. | 7
30.06. | 8
30.06. | 9
30.06. | 10
30.06. | 11
30.06. | 12
30.06. | 13
30.06. | 14
30.06. | 15
30.06. | 16
30.06. | 17
30.06. | 18
30.06. | 19
30.06. | 20
30.06. | 21
30.06. | 22
30.06. | 23
30.06. | 24
01.07. | 1
01.07. | 2
01.07. | 3
01.07. | 4
01.07. | 5
01.07. | 6
01.07. | 7
01.07. | 8
01.07. | 9
01.07. | 10
01.07. | 11
01.07. | 12
01.07. | 13
01.07. | 14
01.07. | 15
01.07. | 16
01.07. | 17
01.07. | 18
01.07. | 19
01.07. | 20
01.07. | 21
01.07. | 22
01.07. | 23
01.07. | 24
02.07. | 1
02.07. | 2
02.07. | 3
02.07. | 4
02.07. | 5
02.07. | 6
02.07. | 7
02.07. | 8
02.07. | 9
02.07. | 10
02.07. | 11
02.07. | 12
02.07. | 13
02.07. | 14
02.07. | 15
02.07. | 16
02.07. | 17
02.07. | 18
02.07. | 19
02.07. | 20
02.07. | 21
02.07. | 22
02.07. | 23
02.07. | 24
03.07. | 1
03.07. | 2
03.07. | 3
03.07. | 4
03.07. | 5
03.07. | 6
03.07. | 7
03.07. | 8
03.07. | 9
03.07. | 10
03.07. | 11
03.07. | 12
03.07. | 13
03.07. | 14
03.07. | 15
03.07. | 16
03.07. | 17
03.07. | 18
03.07. | 19
03.07. | 20
03.07. | 21
03.07. | 22
03.07. | 23
03.07. | 24
04.07. | 1
04.07. | 2
04.07. | 3
04.07. | 4
04.07. | 5
04.07. | 6
04.07. | 7
04.07. | 8
04.07. | 9
04.07. | 10
04.07. | 11
04.07. | 12
04.07. | 13
04.07. | 14
04.07. | 15
04.07. | 16
04.07. | 17
04.07. | 18
04.07. | 19
04.07. | 20
04.07. | 21
04.07. | 22
04.07. | 23
04.07. | 24
05.07. | 1
05.07. | 2
05.07. | 3
05.07. | 4
05.07. | 5
05.07. | 6
05.07. | 7
05.07. | 8
05.07. | 9
05.07. | 10
05.07. | 11
05.07. | 12
05.07. | 13
05.07. | 14
05.07. | 15
05.07. | 16
05.07. | 17
05.07. | 18
05.07. | 19
05.07. | 20
05.07. | 21
05.07. | 22
05.07. | 23
05.07. | 24
06.07. | 1
06.07. | 2
06.07. | 3
06.07. | 4
06.07. | 5
06.07. | 6
06.07. | 7
06.07. | 8
06.07. | 9
06.07. | 10
06.07. | 11
06.07. | 12
06.07. | 13
06.07. | 14
06.07. | 15
06.07. | 16
06.07. | 17
06.07. | 18
06.07. | 19
06.07. | 20
06.07. | 21
06.07. | 22
06.07. | 23
06.07. | 24
07.07. | 1
07.07. | 2
07.07. | 3
07.07. | 4
07.07. | 5
07.07. | 6
07.07. | 7
07.07. | 8
07.07. | 9
07.07. | 10
07.07. | 11
07.07. | 12
07.07. | 13
07.07. | 14
07.07. | 15
07.07. | 16
07.07. | 17
07.07. | 18
07.07. | 19
07.07. | 20
07.07. | 21
07.07. | 22
07.07. | 23
07.07. | 24
08.07. | 1
08.07. | 2
08.07. | 3
08.07. | 4
08.07. | 5
08.07. | 6
08.07. | 7
08.07. | 8
08.07. | 9
08.07. | 10
08.07. | 11
08.07. | 12
08.07. | 13
08.07. | 14
08.07. | 15
08.07. | 16
08.07. | 17
08.07. | 18
08.07. | 19
08.07. | 20
08.07. | 21
08.07. | 22
08.07. | 23
08.07. | 24
09.07. | 1
09.07. | 2
09.07. | 3
09.07. | 4
09.07. | 5
09.07. | 6
09.07. | 7
09.07. | 8
09.07. | 9
09.07. | 10
09.07. | 11
09.07. | 12
09.07. | 13
09.07. | 14
09.07. | 15
09.07. | 16
09.07. | 17
09.07. | 18
09.07. | 19
09.07. | 20
09.07. | 21
09.07. | 22
09.07. | 23
09.07. | 24
10.07. | 1
10.07. | 2
10.07. | 3
10.07. | 4
10.07. | 5
10.07. | 6
10.07. | 7
10.07. | 8
10.07. | 9
10.07. | 10
10.07. | 11
10.07. | 12
10.07. | 13
10.07. | 14
10.07. | 15
10.07. | 16
10.07. | 17
10.07. | 18
10.07. | 19
10.07. | 20
10.07. | 21
10.07. | 22
10.07. | 23
10.07. | 24
11.07. | 1
11.07. | 2
11.07. | 3
11.07. | 4
11.07. | 5
11.07. | 6
11.07. | 7
11.07. | 8
11.07. | 9
11.07. | 10
11.07. | 11
11.07. | 12
11.07. | 13
11.07. | 14
11.07. | 15
11.07. | 16
11.07. | 17
11.07. | 18
11.07. | 19
11.07. | 20
11.07. | 21
11.07. | 22
11.07. | 23
11.07. | 24
12.07. | 1
12.07. | 2
12.07. | 3
12.07. | 4
12.07. | 5
12.07. | 6
12.07. | 7
12.07. | 8
12.07. | 9
12.07. | 10
12.07. | 11
12.07. | 12
12.07. | 13
12.07. | 14
12.07. | 15
12.07. | 16
12.07. | 17
12.07. | 18
12.07. | 19
12.07. | 20
12.07. | 21
12.07. | 22
12.07. | 23
12.07. | 24
13.07. | 1
13.07. | 2
13.07. | 3
13.07. | 4
13.07. | 5
13.07. | 6
13.07. | 7
13.07. | 8
13.07. | 9
13.07. | 10
13.07. | 11
13.07. | 12
13.07. | 13
13.07. | 14
13.07. | 15
13.07. | 16
13.07. | 17
13.07. | 18
13.07. | 19
13.07. | 20
13.07. | 21
13.07. | 22
13.07. | 23
13.07. | 24
14.07. | 1
14.07. | 2
14.07. | 3
14.07. | 4
14.07. | 5
14.07. | 6
14.07. | 7
14.07. | 8
14.07. | 9
14.07. | 10
14.07. | 11
14.07. | 12
14.07. | 13
14.07. | 14
14.07. | 15
14.07. | 16
14.07. | 17
14.07. | 18
14.07. | 19
14.07. | 20
14.07. | 21
14.07. | 22
14.07. | 23
14.07. | 24
15.07. | 1
15.07. | 2
15.07. | 3
15.07. | 4
15.07. | 5
15.07. | 6
15.07. | 7
15.07. | 8
15.07. | 9
15.07. | 10
15.07. | 11
15.07. | 12
15.07. | 13
15.07. | 14
15.07. | 15
15.07. | 16
15.07. | 17
15.07. | 18
15.07. | 19
15.07. | 20
15.07. | 21
15.07. | 22
15.07. | 23
15.07. | 24
16.07. | 1
16.07. | 2
16.07. | 3
16.07. | 4
16.07. | 5
16.07. | 6
16.07. | 7
16.07. | 8
16.07. | 9
16.07. | 10
16.07. | 11
16.07. | 12
16.07. | 13
16.07. | 14
16.07. | 15
16.07. | 16
16.07. | 17
16.07. | 18
16.07. | 19
16.07. | 20
16.07. | 21
16.07. | 22
16.07. | 23
16.07. | 24
17.07. | 1
17.07. | 2
17.07. | 3
17.07. | 4
17.07. | 5
17.07. | 6
17.07. | 7
17.07. | 8
17.07. | 9
17.07. | 10
17.07. | 11
17.07. | 12
17.07. | 13
17.07. | 14
17.07. | 15
17.07. | 16
17.07. | 17
17.07. | 18
17.07. | 19
17.07. | 20
17.07. | 21
17.07. | 22
17.07. | 23
17.07. | 24
18.07. | 1
18.07. | 2
18.07. | 3
18.07. | 4
18.07. | 5
18.07. | 6
18.07. | 7
18.07. | 8
18.07. | 9
18.07. | 10
18.07. | 11
18.07. | 12
18.07. | 13
18.07. | 14
18.07. | 15
18.07. | 16
18.07. | 17
18.07. | 18
18.07. | 19
18.07. | 20
18.07. | 21
18.07. | 22
18.07. | 23
18.07. | 24
19.07. | 1
19.07. | 2
19.07. | 3
19.07. | 4
19.07. | 5
19.07. | 6
19.07. | 7
19.07. | 8
19.07. | 9
19.07. | 10
19.07. | 11
19.07. | 12
19.07. | 13
19.07. | 14
19.07. | 15
19.07. | 16
19.07. | 17
19.07. | 18
19.07. | 19
19.07. | 20
19.07. | 21
19.07. | 22
19.07. | 23
19.07. | 24
20.07. | 1
20.07. | 2
20.07. | 3
20.07. | 4
20.07. | 5
20.07. | 6
20.07. | 7
20.07. | 8
20.07. | 9
20.07. | 10
20.07. | 11
20.07. | 12
20.07. | 13
20.07. | 14
20.07. | 15
20.07. | 16
20.07. | 17
20.07. | 18
20.07. | 19
20.07. | 20
20.07. | 21
20.07. | 22
20.07. | 23
20.07. | 24
21.07. | 1
21.07. | 2
21.07. | 3
21.07. | 4
21.07. | 5
21.07. | 6
21.07. | 7
21.07. | 8
21.07. | 9
21.07. | 10
21.07. | 11
21.07. | 12
21.07. | 13
21.07. | 14
21.07. | 15
21.07. | 16
21.07. | 17
21.07. | 18
21.07. | 19
21.07. | 20
21.07. | 21
21.07. | 22
21.07. | 23
21.07. | 24
22.07. | 1
22.07. | 2
22.07. | 3
22.07. | 4
22.07. | 5
22.07. | 6
22.07. | 7
22.07. | 8
22.07. | 9
22.07. | 10
22.07. | 11
22.07. | 12
22.07. | 13
22.07. | 14
22.07. | 15
22.07. | 16
22.07. | 17
22.07. | 18
22.07. | 19
22.07. | 20
22.07. | 21
22.07. | 22
22.07. | 23
22.07. | 24
23.07. | 1
23.07. | 2
23.07. | 3
23.07. | 4
23.07. | 5
23.07. | 6
23.07. | 7
23.07. | 8
23.07. | 9
23.07. | 10
23.07. | 11
23.07. | 12
23.07. | 13
23.07. | 14
23.07. | 15
23.07. | 16
23.07. | 17
23.07. | 18
23.07. | 19
23.07. | 20
23.07. | 21
23.07. | 22
23.07. | 23
23.07. | 24
24.07. | 1
24.07. | 2
24.07. | 3
24.07. | 4
24.07. | 5
24.07. | 6
24.07. | 7
24.07. | 8
24.07. | 9
24.07. | 10
24.07. | 11
24.07. | 12
24.07. | 13
24.07. | 14
24.07. | 15
24.07. | 16
24.07. | 17
24.07. | 18
24.07. | 19
24.07. | 20
24.07. | 21
24.07. | 22
24.07. | 23
24.07. | 24
25.07. | 1
25.07. | 2
25.07. | 3
25.07. | 4
25.07. | 5
25.07. | 6
25.07. | 7
25.07. | 8
25.07. | 9
25.07. | 10
25.07. | 11
25.07. | 12
25.07. | 13
25.07. | 14
25.07. | 15
25.07. | 16
25.07. | 17
25.07. | 18
25.07. | 19
25.07. | 20
25.07. | 21
25.07. | 22
25.07. | 23
25.07. | 24
26.07. | 1
26.07. | 2
26.07. | 3
26.07. | 4
26.07. | 5
26.07. | 6
26.07. | 7
26.07. | 8
26.07. | 9
26.07. | 10
26.07. | 11
26.07. | 12
26.07. | 13
26.07. | 14
26.07. | 15
26.07. | 16
26.07. | 17
26.07. | 18
26.07. | 19
26.07. | 20
26.07. | 21
26.07. | 22
26.07. | 23
26.07. | 24
27.07. | 1
27.07. | 2
27.07. | 3
27.07. | 4
27.07. | 5
27.07. | 6
27.07. | 7
27.07. | 8
27.07. | 9
27.07. | 10
27.07. | 11
27.07. | 12
27.07. | 13
27.07. | 14
27.07. | 15
27.07. | 16
27.07. | 17
27.07. | 18
27.07. | 19
27.07. | 20
27.07. | 21
27.07. | 22
27.07. | 23
27.07. | 24
28.07. | 1
28.07. | 2
28.07. | 3
28.07. | 4
28.07. | 5
28.07. | 6
28.07. | 7
28.07. | 8
28.07. | 9
28.07. | 10
28.07. | 11
28.07. | 12
28.07. | 13
28.07. | 14
28.07. | 15
28.07. | 16
28.07. | 17
28.07. | 18
28.07. | 19
28.07. | 20
28.07. | 21
28.07. | 22
28.07. | 23
28.07. | 24
29.07. | 1
29.07. | 2
29.07. | 3
29.07. | 4
29.07. | 5
29.07. | 6
29.07. | 7
29.07. | 8
29.07. | 9
29.07. | 10
29.07. | 11
29.07. | 12
29.07. | 13
29.07. | 14
29.07. | 15
29.07. | 16
29.07. | 17
29.07. | 18
29.07. | 19
29.07. | 20
29.07. | 21
29.07. | 22
29.07. | 23
29.07. | 24
30.07. | 1
30.07. | 2
30.07. | 3
30.07. | 4
30.07. | 5
30.07. | 6
30.07. | 7
30.07. | 8
30.07. | 9
30.07. | 10
30.07. | 11
30.07. | 12
30.07. | 13
30.07. | 14
30.07. | 15
30.07. | 16
30.07. | 17
30.07. | 18
30.07. | 19
30.07. | 20
30.07. | 21
30.07. | 22
30.07. | 23
30.07. | 24
31.07. | 1
31.07. | 2
31.07. | 3
31.07. | 4
31.07. | 5
31.07. | 6
31.07. | 7
31.07. | 8
31.07. | 9
31.07. | 10
31.07. | 11
31.07. | 12
31.07. | 13
31.07. | 14
31.07. | 15
31.07. | 16
31.07. | 17
31.07. | 18
31.07. | 19
31.07. | 20
31.07. | 21
31.07. | 22
31.07. | 23
31.07. | 24
01.08. | 1
01.08. | 2
01.08. | 3
01.08. | 4
01.08. | 5
01.08. | 6
01.08. | 7
01.08. | 8
01.08. | 9
01.08. | 10
01.08. | 11
01.08. | 12
01.08. | 13
01.08. | 14
01.08. | 15
01.08. | 16
01.08. | 17
01.08. | 18
01.08. | 19
01.08. | 20
01.08. | 21
01.08. | 22
01.08. | 23
01.08. | 24
02.08. | 1
02.08. | 2
02.08. | 3
02.08. | 4
02.08. | 5
02.08. | 6
02.08. | 7
02.08. | 8
02.08. | 9
02.08. | 10
02.08. | 11
02.08. | 12
02.08. | 13
02.08. | 14
02.08. | 15
02.08. | 16
02.08. | 17
02.08. | 18
02.08. | 19
02.08. | 20
02.08. | 21
02.08. | 22
02.08. | 23
02.08. | 24
03.08. | 1
03.08. | 2
03.08. | 3
03.08. | 4
03.08. | 5
03.08. | 6
03.08. | 7
03.08. | 8
03.08. | 9
03.08. | 10
03.08. | 11
03.08. | 12
03.08. | 13
03.08. | 14
03.08. | 15
03.08. | 16
03.08. | 17
03.08. | 18
03.08. | 19
03.08. | 20
03.08. | 21
03.08. | 22
03.08. | 23
03.08. | 24
04.08. | 1
04.08. | 2
04.08. | 3
04.08. | 4
04.08. | 5
04.08. | 6
04.08. | 7
04.08. | 8
04.08. | 9
04.08. | 10
04.08. | 11
04.08. | 12
04.08. | 13
04.08. | 14
04.08. | 15
04.08. | 16
04.08. | 17
04.08. | 18
04.08. | 19
04.08. | 20
04.08. | 21
04.08. | 22
04.08. | 23
04.08. | 24
05.08. | 1
05.08. | 2
05.08. | 3
05.08. | 4
05.08. | 5
05.08. | 6
05.08. | 7
05.08. | 8
05.08. | 9
05.08. | 10
05.08. | 11
05.08. | 12
05.08. | 13
05.08. | 14
05.08. | 15
05.08. | 16
05.08. | 17
05.08. | 18
05.08. | 19
05.08. | 20
05.08. | 21
05.08. | 22
05.08. | 23
05.08. | 24
06.08. | 1
06.08. | 2
06.08. | 3
06.08. | 4
06.08. | 5
06.08. | 6
06.08. | 7
06.08. | 8
06.08. | 9
06.08. | 10
06.08. | 11
06.08. | 12
06.08. | 13
06.08. | 14
06.08. | 15
06.08. | 16
06.08. | 17
06.08. | 18
06.08. | 19
06.08. | 20
06.08. | 21
06.08. | 22
06.08. | 23
06.08. | 24
07.08. | 1
07.08. | 2
07.08. | 3
07.08. | 4
07.08. | 5
07.08. | 6
07.08. | 7
07.08. | 8
07.08. | 9
07.08. | 10
07.08. | 11
07.08. | 12
07.08. | 13
07.08. | 14
07.08. | 15
07.08. | 16
07.08. | 17
07.08. | 18
07.08. | 19
07.08. | 20
07.08. | 21
07.08. | 22
07.08. | 23
07.08. | 24
08.08. | 1
08.08. | 2
08.08. | 3
08.08. | 4
08.08. | 5
08.08. | 6
08.08. | 7
08.08. | 8
08.08. | 9
08.08. | 10
08.08. | 11
08.08. | 12
08.08. | 13
08.08. | 14
08.08. | 15
08.08. | 16
08.08. | 17
08.08. | 18
08.08. | 19
08.08. | 20
08.08. | 21
08.08. | 22
08.08. | 23
08.08. | 24
09.08. | 1
09.08. | 2
09.08. | 3
09.08. | 4
09.08. | 5
09.08. | 6
09.08. | 7
09.08. | 8
09.08. | 9
09.08. | 10
09.08. | 11
09.08. | 12
09.08. | 13
09.08. | 14
09.08. | 15
09.08. | 16
09.08. | 17
09.08. | 18
09.08. | 19
09.08. | 20
09.08. | 21
09.08. | 22
09.08. | 23
09.08. | 24
10.08. | 1
10.08. | 2
10.08. | 3
10.08. | 4
10.08. | 5
10.08. | 6
10.08. | 7
10.08. | 8
10.08. | 9
10.08. | 10
10.08. | 11
10.08. | 12
10.08. | 13
10.08. | 14
10.08. | 15
10.08. | 16
10.08. | 17
10.08. | 18
10.08. | 19
10.08. | 20
10.08. | 21
10.08. | 22
10.08. | 23
10.08. | 24
11.08. | 1
11.08. | 2
11.08. | 3
11.08. | 4
11.08. | 5
11.08. | 6
11.08. | 7
11.08. | 8
11.08. | 9
11.08. | 10
11.08. | 11
11.08. | 12
11.08. | 13
11.08. | 14
11.08. | 15
11.08. | 16
11.08. | 17
11.08. | 18
11.08. | 19
11.08. | 20
11.08. | 21
11.08. | 22
11.08. | 23
11.08. | 24
12.08. | 1
12.08. | 2
12.08. | 3
12.08. | 4
12.08. | 5
12.08. | 6
12.08. | 7
12.08. | 8
12.08. | 9
12.08. | 10
12.08. | 11
12.08. | 12
12.08. | 13
12.08. | 14
12.08. | 15
12.08. | 16
12.08. | 17
12.08. | 18
12.08. | 19
12.08. | 20
12.08. | 21
12.08. | 22
12.08. | 23
12.08. | 24
13.08. | 1
13.08. | 2
13.08. | 3
13.08. | 4
13.08. | 5
13.08. | 6
13.08. | 7
13.08. | 8
13.08. | 9
13.08. | 10
13.08. | 11
13.08. | 12
13.08. | 13
13.08. | 14
13.08. | 15
13.08. | 16
13.08. | 17
13.08. | 18
13.08. | 19
13.08. | 20
13.08. | 21
13.08. | 22
13.08. | 23
13.08. | 24
14.08. | 1
14.08. | 2
14.08. | 3
14.08. | 4
14.08. | 5
14.08. | 6
14.08. | 7
14.08. | 8
14.08. | 9
14.08. | 10
14.08. | 11
14.08. | 12
14.08. | 13
14.08. | 14
14.08. | 15
14.08. | 16
14.08. | 17
14.08. | 18
14.08. | 19
14.08. | 20
14.08. | 21
14.08. | 22
14.08. | 23
14.08. | 24
15.08. | 1
15.08. | 2
15.08. | 3
15.08. | 4
15.08. | 5
15.08. | 6
15.08. | 7
15.08. | 8
15.08. | 9
15.08. | 10
15.08. | 11
15.08. | 12
15.08. | 13
15.08. | 14
15.08. | 15
15.08. | 16
15.08. | 17
15.08. | 18
15.08. | 19
15.08. | 20
15.08. | 21
15.08. | 22
15.08. | 23
15.08. | 24
16.08. | 1
16.08. | 2
16.08. | 3
16.08. | 4
16.08. | 5
16.08. | 6
16.08. | 7
16.08. | 8
16.08. | 9
16.08. | 10
16.08. | 11
16.08. | 12
16.08. | 13
16.08. | 14
16.08. | 15
16.08. | 16
16.08. | 17
16.08. | 18
16.08. | 19
16.08. | 20
16.08. | 21
16.08. | 22
16.08. | 23
16.08. | 24
17.08. | 1
17.08. | 2
17.08. | 3
17.08. | 4
17.08. | 5
17.08. | 6
17.08. | 7
17.08. | 8
17.08. | 9
17.08. | 10
17.08. | 11
17.08. | 12
17.08. | 13
17.08. | 14
17.08. | 15
17.08. | 16
17.08. | 17
17.08. | 18
17.08. | 19
17.08. | 20
17.08. | 21
17.08. | 22
17.08. | 23
17.08. | 24
18.08. | 1
18.08. | 2
18.08. | 3
18.08. | 4
18.08. | 5
18.08. | 6
18.08. | 7
18.08. | 8
18.08. | 9
18.08. | 10
18.08. | 11
18.08. | 12
18.08. | 13
18.08. | 14
18.08. | 15
18.08. | 16
18.08. | 17
18.08. | 18
18.08. | 19
18.08. | 20
18.08. | 21
18.08. | 22
18.08. | 23
18.08. | 24
19.08. | 1
19.08. | 2
19.08. | 3
19.08. | 4
19.08. | 5
19.08. | 6
19.08. | 7
19.08. | 8
19.08. | 9
19.08. | 10
19.08. | 11
19.08. | 12
19.08. | 13
19.08. | 14
19.08. | 15
19.08. | 16
19.08. | 17
19.08. | 18
19.08. | 19
19.08. | 20
19.08. | 21
19.08. | 22
19.08. | 23
19.08. | 24
20.08. | 1
20.08. | 2
20.08. | 3
20.08. | 4
20.08. | 5
20.08. | 6
20.08. | 7
20.08. | 8
20.08. | 9
20.08. | 10
20.08. | 11
20.08. | 12
20.08. | 13
20.08. | 14
20.08. | 15
20.08. | 16
20.08. | 17
20.08. | 18
20.08. | 19
20.08. | 20
20.08. | 21
20.08. | 22
20.08. | 23
20.08. | 24
21.08. | 1
21.08. | 2
21.08. | 3
21.08. | 4
21.08. | 5
21.08. | 6
21.08. | 7
21.08. | 8
21.08. | 9
21.08. | 10
21.08. | 11
21.08. | 12
21.08. | 13
21.08. | 14
21.08. | 15
21.08. | 16
21.08. | 17
21.08. | 18
21.08. | 19
21.08. | 20
21.08. | 21
21.08. | 22
21.08. | 23
21.08. | 24
22.08. | 1
22.08. | 2
22.08. | 3
22.08. | 4
22.08. | 5
22.08. | 6
22.08. | 7
22.08. | 8
22.08. | 9
22.08. | 10
22.08. | 11
22.08. | 12
22.08. | 13
22.08. | 14
22.08. | 15
22.08. | 16
22.08. | 17
22.08. | 18
22.08. | 19
22.08. | 20
22.08. | 21
22.08. | 22
22.08. | 23
22.08. | 24
23.08. | 1
23.08. | 2
23.08. | 3
23.08. | 4
23.08. | 5
23.08. | 6
23.08. | 7
23.08. | 8
23.08. | 9
23.08. | 10
23.08. | 11
23.08. | 12
23.08. | 13
23.08. | 14
23.08. | 15
23.08. | 16
23.08. | 17
23.08. | 18
23.08. | 19
23.08. | 20
23.08. | 21
23.08. | 22
23.08. | 23
23.08. | 24
24.08. | 1
24.08. | 2
24.08. | 3
24.08. | 4
24.08. | 5
24.08. | 6
24.08. | 7
24.08. | 8
24.08. | 9
24.08. | 10
24.08. | 11
24.08. | 12
24.08. | 13
24.08. | 14
24.08. | 15
24.08. | 16
24.08. | 17
24.08. | 18
24.08. | 19
24.08. | 20
24.08. | 21
24.08. | 22
24.08. | 23
24.08. | 24
25.08. | 1
25.08. | 2
25.08. | 3
25.08. | 4
25.08. | 5
25.08. | 6
25.08. | 7
25.08. | 8
25.08. | 9
25.08. | 10
25.08. | 11
25.08. | 12
25.08. | 13
25.08. | 14
25.08. | 15
25.08. | 16
25.08. | 17
25.08. | 18
25.08. | 19
25.08. | 20
25.08. | 21
25.08. | 22
25.08. | 23
25.08. | 24
26.08. | 1
26.08. | 2
26.08. | 3
26.08. | 4
26.08. | 5
26.08. | 6
26.08. | 7
26.08. | 8
26.08. | 9
26.08. | 10
26.08. | 11
26.08. | 12
26.08. | 13
26.08. | 14
26.08. | 15
26.08. | 16
26.08. | 17
26.08. | 18
26.08. | 19
26.08. | 20
26.08. | 21
26.08. | 22
26.08. | 23
26.08. | 24
27.08. | 1
27.08. | 2
27.08. | 3
27.08. | 4
27.08. | 5
27.08. | 6
27.08. | 7
27.08. | 8
27.08. | 9
27.08. | 10
27.08. | 11
27.08. | 12
27.08. | 13
27.08. | 14
27.08. | 15
27.08. | 16
27.08. | 17
27.08. | 18
27.08. | 19
27.08. | 20
27.08. | 21
27.08. | 22
27.08. | 23
27.08. | 24
28.08. | 1
28.08. | 2
28.08. | 3
28.08. | 4
28.08. | 5
28.08. | 6
28.08. | 7
28.08. | 8
28.08. | 9
28.08. | 10
28.08. | 11
28.08. | 12
28.08. | 13
28.08. | 14
28.08. | 15
28.08. | 16
28.08. | 17
28.08. | 18
28.08. | 19
28.08. | 20
28.08. | 21
28.08. | 22
28.08. | 23
28.08. | 24
29.08. | 1
29.08. | 2
29.08. | 3
29.08. | 4
29.08. | 5
29.08. | 6
29.08. | 7
29.08. | 8
29.08. | 9
29.08. | 10
29.08. | 11
29.08. | 12
29.08. | 13
29.08. | 14
29.08. | 15
29.08. | 16
29.08. | 17
29.08. | 18
29.08. | 19
29.08. | 20
29.08. | 21
29.08. | 22
29.08. | 23
29.08. | 24
30.08. | 1
30.08. | 2
30.08. | 3
30.08. | 4
30.08. | 5
30.08. | 6
30.08. | 7
30.08. | 8
30.08. | 9
30.08. | 10
30.08. | 11
30.08. | 12
30.08. | 13
30.08. | 14
30.08. | 15
30.08. | 16
30.08. | 17
30.08. | 18
30.08. | 19
30.08. | 20
30.08. | 21
30.08. | 22
30.08. | 23
30.08. | 24
31.08. | 1
31.08. | 2
31.08. | 3
31.08. | 4
31.08. | 5
31.08. | 6
31.08. | 7
31.08. | 8
31.08. | 9
31.08. | 10
31.08. | 11
31.08. | 12
31.08. | 13
31.08. | 14
31.08. | 15
31.08. | 16
31.08. | 17
31.08. | 18
31.08. | 19
31.08. | 20
31.08. | 21
31.08. | 22
31.08. | 23
31.08. | 24
01.09. | 1
01.09. | 2
01.09. | 3
01.09. | 4
01.09. | 5
01.09. | 6
01.09. | 7
01.09. | 8
01.09. | 9
01.09. | 10
01.09. | 11
01.09. | 12
01.09. | 13
01.09. | 14
01.09. | 15
01.09. | 16
01.09. | 17
01.09. | 18
01.09. | 19
01.09. | 20
01.09. | 21
01.09. | 22
01.09. | 23
01.09. | 24
02.09. | 1
02.09. | 2
02.09. | 3
02.09. | 4
02.09. | 5
02.09. | 6
02.09. | 7
02.09. | 8
02.09. | 9
02.09. | 10
02.09. | 11
02.09. | 12
02.09. | 13
02.09. | 14
02.09. | 15
02.09. | 16
02.09. | 17
02.09. | 18
02.09. | 19
02.09. | 20
02.09. | 21
02.09. | 22
02.09. | 23
02.09. | 24
03.09. | 1
03.09. | 2
03.09. | 3
03.09. | 4
03.09. | 5
03.09. | 6
03.09. | 7
03.09. | 8
03.09. | 9
03.09. | 10
03.09. | 11
03.09. | 12
03.09. | 13
03.09. | 14
03.09. | 15
03.09. | 16
03.09. | 17
03.09. | 18
03.09. | 19
03.09. | 20
03.09. | 21
03.09. | 22
03.09. | 23
03.09. | 24
04.09. | 1
04.09. | 2
04.09. | 3
04.09. | 4
04.09. | 5
04.09. | 6
04.09. | 7
04.09. | 8
04.09. | 9
04.09. | 10
04.09. | 11
04.09. | 12
04.09. | 13
04.09. | 14
04.09. | 15
04.09. | 16
04.09. | 17
04.09. | 18
04.09. | 19
04.09. | 20
04.09. | 21
04.09. | 22
04.09. | 23
04.09. | 24
05.09. | 1
05.09. | 2
05.09. | 3
05.09. | 4
05.09. | 5
05.09. | 6
05.09. | 7
05.09. | 8
05.09. | 9
05.09. | 10
05.09. | 11
05.09. | 12
05.09. | 13
05.09. | 14
05.09. | 15
05.09. | 16
05.09. | 17
05.09. | 18
05.09. | 19
05.09. | 20
05.09. | 21
05.09. | 22
05.09. | 23
05.09. | 24
06.09. | 1
06.09. | 2
06.09. | 3
06.09. | 4
06.09. | 5
06.09. | 6
06.09. | 7
06.09. | 8
06.09. | 9
06.09. | 10
06.09. | 11
06.09. | 12
06.09. | 13
06.09. | 14
06.09. | 15
06.09. | 16
06.09. | 17
06.09. | 18
06.09. | 19
06.09. | 20
06.09. | 21
06.09. | 22
06.09. | 23
06.09. | 24
07.09. | 1
07.09. | 2
07.09. | 3
07.09. | 4
07.09. | 5
07.09. | 6
07.09. | 7
07.09. | 8
07.09. | 9
07.09. | 10
07.09. | 11
07.09. | 12
07.09. | 13
07.09. | 14
07.09. | 15
07.09. | 16
07.09. | 17
07.09. | 18
07.09. | 19
07.09. | 20
07.09. | 21
07.09. | 22
07.09. | 23
07.09. | 24
08.09. | 1
08.09. | 2
08.09. | 3
08.09. | 4
08.09. | 5
08.09. | 6
08.09. | 7
08.09. | 8
08.09. | 9
08.09. | 10
08.09. | 11
08.09. | 12
08.09. | 13
08.09. | 14
08.09. | 15
08.09. | 16
08.09. | 17
08.09. | 18
08.09. | 19
08.09. | 20
08.09. | 21
08.09. | 22
08.09. | 23
08.09. | 24
09.09. | 1
09.09. | 2
09.09. | 3
09.09. | 4
09.09. | 5
09.09. | 6
09.09. | 7
09.09. | 8
09.09. | 9
09.09. | 10
09.09. | 11
09.09. | 12
09.09. | 13
09.09. | 14
09.09. | 15
09.09. | 16
09.09. | 17
09.09. | 18
09.09. | 19
09.09. | 20
09.09. | 21
09.09. | 22
09.09. | 23
09.09. | 24
10.09. | 1
10.09. | 2
10.09. | 3
10.09. | 4
10.09. | 5
10.09. | 6
10.09. | 7
10.09. | 8
10.09. | 9
10.09. | 10
10.09. | 11
10.09. | 12
10.09. | 13
10.09. | 14
10.09. | 15
10.09. | 16
10.09. | 17
10.09. | 18
10.09. | 19
10.09. | 20
10.09. | 21
10.09. | 22
10.09. | 23
10.09. | 24
11.09. | 1
11.09. | 2
11.09. | 3
11.09. | 4
11.09. | 5
11.09. | 6
11.09. | 7
11.09. | 8
11.09. | 9
11.09. | 10
11.09. | 11
11.09. | 12
11.09. | 13
11.09. | 14
11.09. | 15
11.09. | 16
11.09. | 17
11.09. | 18
11.09. | 19
11.09. | 20
11.09. | 21
11.09. | 22
11.09. | 23
11.09. | 24
12.09. | 1
12.09. | 2
12.09. | 3
12.09. | 4
12.09. | 5
12.09. | 6
12.09. | 7
12.09. | 8
12.09. | 9
12.09. | 10
12.09. | 11
12.09. | 12
12.09. | 13
12.09. | 14
12.09. | 15
12.09. | 16
12.09. | 17
12.09. | 18
12.09. | 19
12.09. | 20
12.09. | 21
12.09. | 22
12.09. | 23
12.09. | 24
13.09. | 1
13.09. | 2
13.09. | 3
13.09. | 4
13.09. | 5
13.09. | 6
13.09. | 7
13.09. | 8
13.09. | 9
13.09. | 10
13.09. | 11
13.09. | 12
13.09. | 13
13.09. | 14
13.09. | 15
13.09. | 16
13.09. | 17
13.09. | 18
13.09. | 19
13.09. | 20
13.09. | 21
13.09. | 22
13.09. | 23
13.09. | 24
14.09. | 1
14.09. | 2
14.09. | 3
14.09. | 4
14.09. | 5
14.09. | 6
14.09. | 7
14.09. | 8
14.09. | 9
14.09. | 10
14.09. | 11
14.09. | 12
14.09. | 13
14.09. | 14
14.09. | 15
14.09. | 16
14.09. | 17
14.09. | 18
14.09. | 19
14.09. | 20
14.09. | 21
14.09. | 22
14.09. | 23
14.09. | 24
15.09. | 1
15.09. | 2
15.09. | 3
15.09. | 4
15.09. | 5
15.09. | 6
15.09. | 7
15.09. | 8
15.09. | 9
15.09. | 10
15.09. | 11
15.09. | 12
15.09. | 13
15.09. | 14
15.09. | 15
15.09. | 16
15.09. | 17
15.09. | 18
15.09. | 19
15.09. | 20
15.09. | 21
15.09. | 22
15.09. | 23
15.09. | 24
16.09. | 1
16.09. | 2
16.09. | 3
16.09. | 4
16.09. | 5
16.09. | 6
16.09. | 7
16.09. | 8
16.09. | 9
16.09. | 10
16.09. | 11
16.09. | 12
16.09. | 13
16.09. | 14
16.09. | 15
16.09. | 16
16.09. | 17
16.09. | 18
16.09. | 19
16.09. | 20
16.09. | 21
16.09. | 22
16.09. | 23
16.09. | 24
17.09. | 1
17.09. | 2
17.09. | 3
17.09. | 4
17.09. | 5
17.09. | 6
17.09. | 7
17.09. | 8
17.09. | 9
17.09. | 10
17.09. | 11
17.09. | 12
17.09. | 13
17.09. | 14
17.09. | 15
17.09. | 16
17.09. | 17
17.09. | 18
17.09. | 19
17.09. | 20
17.09. | 21
17.09. | 22
17.09. | 23
17.09. | 24
18.09. | 1
18.09. | 2
18.09. | 3
18.09. | 4
18.09. | 5
18.09. | 6
18.09. | 7
18.09. | 8
18.09. | 9
18.09. | 10
18.09. | 11
18.09. | 12
18.09. | 13
18.09. | 14
18.09. | 15
18.09. | 16
18.09. | 17
18.09. | 18
18.09. | 19
18.09. | 20
18.09. | 21
18.09. | 22
18.09. | 23
18.09. | 24
19.09. | 1
19.09. | 2
19.09. | 3
19.09. | 4
19.09. | 5
19.09. | 6
19.09. | 7
19.09. | 8
19.09. | 9
19.09. | 10
19.09. | 11
19.09. | 12
19.09. | 13
19.09. | 14
19.09. | 15
19.09. | 16
19.09. | 17
19.09. | 18
19.09. | 19
19.09. | 20
19.09. | 21
19.09. | 22
19.09. | 23
19.09. | 24
20.09. | 1
20.09. | 2
20.09. | 3
20.09. | 4
20.09. | 5
20.09. | 6
20.09. | 7
20.09. | 8
20.09. | 9
20.09. | 10
20.09. | 11
20.09. | 12
20.09. | 13
20.09. | 14
20.09. | 15
20.09. | 16
20.09. | 17
20.09. | 18
20.09. | 19
20.09. | 20
20.09. | 21
20.09. | 22
20.09. | 23
20.09. | 24
21.09. | 1
21.09. | 2
21.09. | 3
21.09. | 4
21.09. | 5
21.09. | 6
21.09. | 7
21.09. | 8
21.09. | 9
21.09. | 10
21.09. | 11
21.09. | 12
21.09. | 13
21.09. | 14
21.09. | 15
21.09. | 16
21.09. | 17
21.09. | 18
21.09. | 19
21.09. | 20
21.09. | 21
21.09. | 22
21.09. | 23
21.09. | 24
22.09. | 1
22.09. | 2
22.09. | 3
22.09. | 4
22.09. | 5
22.09. | 6
22.09. | 7
22.09. | 8
22.09. | 9
22.09. | 10
22.09. | 11
22.09. | 12
22.09. | 13
22.09. | 14
22.09. | 15
22.09. | 16
22.09. | 17
22.09. | 18
22.09. | 19
22.09. | 20
22.09. | 21
22.09. | 22
22.09. | 23
22.09. | 24
23.09. | 1
23.09. | 2
23.09. | 3
23.09. | 4
23.09. | 5
23.09. | 6
23.09. | 7
23.09. | 8
23.09. | 9
23.09. | 10
23.09. | 11
23.09. | 12
23.09. | 13
23.09. | 14
23.09. | 15
23.09. | 16
23.09. | 17
23.09. | 18
23.09. | 19
23.09. | 20
23.09. | 21
23.09. | 22
23.09. | 23
23.09. | 24
24.09. | 1
24.09. | 2
24.09. | 3
24.09. | 4
24.09. | 5
24.09. | 6
24.09. | 7
24.09. | 8
24.09. | 9
24.09. | 10
24.09. | 11
24.09. | 12
24.09. | 13
24.09. | 14
24.09. | 15
24.09. | 16
24.09. | 17
24.09. | 18
24.09. | 19
24.09. | 20
24.09. | 21
24.09. | 22
24.09. | 23
24.09. | 24
25.09. | 1
25.09. | 2
25.09. | 3
25.09. | 4
25.09. | 5
25.09. | 6
25.09. | 7
25.09. | 8
25.09. | 9
25.09. | 10
25.09. | 11
25.09. | 12
25.09. | 13
25.09. | 14
25.09. | 15
25.09. | 16
25.09. | 17
25.09. | 18
25.09. | 19
25.09. | 20
25.09. | 21
25.09. | 22
25.09. | 23
25.09. | 24
26.09. | 1
26.09. | 2
26.09. | 3
26.09. | 4
26.09. | 5
26.09. | 6
26.09. | 7
26.09. | 8
26.09. | 9
26.09. | 10
26.09. | 11
26.09. | 12
26.09. | 13
26.09. | 14
26.09. | 15
26.09. | 16
26.09. | 17
26.09. | 18
26.09. | 19
26.09. | 20
26.09. | 21
26.09. | 22
26.09. | 23
26.09. | 24
27.09. | 1
27.09. | 2
27.09. | 3
27.09. | 4
27.09. | 5
27.09. | 6
27.09. | 7
27.09. | 8
27.09. | 9
27.09. | 10
27.09. | 11
27.09. | 12
27.09. | 13
27.09. | 14
27.09. | 15
27.09. | 16
27.09. | 17
27.09. | 18
27.09. | 19
27.09. | 20
27.09. | 21
27.09. | 22
27.09. | 23
27.09. | 24
28.09. | 1
28.09. | 2
28.09. | 3
28.09. | 4
28.09. | 5
28.09. | 6
28.09. | 7
28.09. | 8
28.09. | 9
28.09. | 10
28.09. | 11
28.09. | 12
28.09. | 13
28.09. | 14
28.09. | 15
28.09. | 16
28.09. | 17
28.09. | 18
28.09. | 19
28.09. | 20
28.09. | 21
28.09. | 22
28.09. | 23
28.09. | 24
29.09. | 1
29.09. | 2
29.09. | 3
29.09. | 4
29.09. | 5
29.09. | 6
29.09. | 7
29.09. | 8
29.09. | 9
29.09. | 10
29.09. | 11
29.09. | 12
29.09. | 13
29.09. | 14
29.09. | 15
29.09. | 16
29.09. | 17
29.09. | 18
29.09. | 19
29.09. | 20
29.09. | 21
29.09. | 22
29.09. | 23
29.09. | 24
30.09. | 1
30.09. | 2
30.09. | 3
30.09. | 4
30.09. | 5
30.09. | 6
30.09. | 7
30.09. | 8
30.09. | 9
30.09. | 10
30.09. | 11
30.09. | 12
30.09. | 13
30.09. | 14
30.09. | 15
30.09. | 16
30.09. | 17
30.09. | 18
30.09. | 19
30.09. | 20
30.09. | 21
30.09. | 22
30.09. | 23
30.09. | 24
01.10. | 1
01.10. | 2
01.10. | 3
01.10. | 4
01.10. | 5
01.10. | 6
01.10. | 7
01.10. | 8
01.10. | 9
01.10. | 10
01.10. | 11
01.10. | 12
01.10. | 13
01.10. | 14
01.10. | 15
01.10. | 16
01.10. | 17
01.10. | 18
01.10. | 19
01.10. | 20
01.10. | 21
01.10. | 22
01.10. | 23
01.10. | 24
02.10. | 1
02.10. | 2
02.10. | 3
02.10. | 4
02.10. | 5
02.10. | 6
02.10. | 7
02.10. | 8
02.10. | 9
02.10. | 10
02.10. | 11
02.10. | 12
02.10. | 13
02.10. | 14
02.10. | 15
02.10. | 16
02.10. | 17
02.10. | 18
02.10. | 19
02.10. | 20
02.10. | 21
02.10. | 22
02.10. | 23
02.10. | 24
03.10. | 1
03.10. | 2
03.10. | 3
03.10. | 4
03.10. | 5
03.10. | 6
03.10. | 7
03.10. | 8
03.10. | 9
03.10. | 10
03.10. | 11
03.10. | 12
03.10. | 13
03.10. | 14
03.10. | 15
03.10. | 16
03.10. | 17
03.10. | 18
03.10. | 19
03.10. | 20
03.10. | 21
03.10. | 22
03.10. | 23
03.10. | 24
04.10. | 1
04.10. | 2
04.10. | 3
04.10. | 4
04.10. | 5
04.10. | 6
04.10. | 7
04.10. | 8
04.10. | 9
04.10. | 10
04.10. | 11
04.10. | 12
04.10. | 13
04.10. | 14
04.10. | 15
04.10. | 16
04.10. | 17
04.10. | 18
04.10. | 19
04.10. | 20
04.10. | 21
04.10. | 22
04.10. | 23
04.10. | 24
05.10. | 1
05.10. | 2
05.10. | 3
05.10. | 4
05.10. | 5
05.10. | 6
05.10. | 7
05.10. | 8
05.10. | 9
05.10. | 10
05.10. | 11
05.10. | 12
05.10. | 13
05.10. | 14
05.10. | 15
05.10. | 16
05.10. | 17
05.10. | 18
05.10. | 19
05.10. | 20
05.10. | 21
05.10. | 22
05.10. | 23
05.10. | 24
06.10. | 1
06.10. | 2
06.10. | 3
06.10. | 4
06.10. | 5
06.10. | 6
06.10. | 7
06.10. | 8
06.10. | 9
06.10. | 10
06.10. | 11
06.10. | 12
06.10. | 13
06.10. | 14
06.10. | 15
06.10. | 16
06.10. | 17
06.10. | 18
06.10. | 19
06.10. | 20
06.10. | 21
06.10. | 22
06.10. | 23
06.10. | 24
07.10. | 1
07.10. | 2
07.10. | 3
07.10. | 4
07.10. | 5
07.10. | 6
07.10. | 7
07.10. | 8
07.10. | 9
07.10. | 10
07.10. | 11
07.10. | 12
07.10. | 13
07.10. | 14
07.10. | 15
07.10. | 16
07.10. | 17
07.10. | 18
07.10. | 19
07.10. | 20
07.10. | 21
07.10. | 22
07.10. | 23
07.10. | 24
08.10. | 1
08.10. | 2
08.10. | 3
08.10. | 4
08.10. | 5
08.10. | 6
08.10. | 7
08.10. | 8
08.10. | 9
08.10. | 10
08.10. | 11
08.10. | 12
08.10. | 13
08.10. | 14
08.10. | 15
08.10. | 16
08.10. | 17
08.10. | 18
08.10. | 19
08.10. | 20
08.10. | 21
08.10. | 22
08.10. | 23
08.10. | 24
09.10. | 1
09.10. | 2
09.10. | 3
09.10. | 4
09.10. | 5
09.10. | 6
09.10. | 7
09.10. | 8
09.10. | 9
09.10. | 10
09.10. | 11
09.10. | 12
09.10. | 13
09.10. | 14
09.10. | 15
09.10. | 16
09.10. | 17
09.10. | 18
09.10. | 19
09.10. | 20
09.10. | 21
09.10. | 22
09.10. | 23
09.10. | 24
10.10. | 1
10.10. | 2
10.10. | 3
10.10. | 4
10.10. | 5
10.10. | 6
10.10. | 7
10.10. | 8
10.10. | 9
10.10. | 10
10.10. | 11
10.10. | 12
10.10. | 13
10.10. | 14
10.10. | 15
10.10. | 16
10.10. | 17
10.10. | 18
10.10. | 19
10.10. | 20
10.10. | 21
10.10. | 22
10.10. | 23
10.10. | 24
11.10. | 1
11.10. | 2
11.10. | 3
11.10. | 4
11.10. | 5
11.10. | 6
11.10. | 7
11.10. | 8
11.10. | 9
11.10. | 10
11.10. | 11
11.10. | 12
11.10. | 13
11.10. | 14
11.10. | 15
11.10. | 16
11.10. | 17
11.10. | 18
11.10. | 19
11.10. | 20
11.10. | 21
11.10. | 22
11.10. | 23
11.10. | 24
12.10. | 1
12.10. | 2
12.10. | 3
12.10. | 4
12.10. | 5
12.10. | 6
12.10. | 7
12.10. | 8
12.10. | 9
12.10. | 10
12.10. | 11
12.10. | 12
12.10. | 13
12.10. | 14
12.10. | 15
12.10. | 16
12.10. | 17
12.10. | 18
12.10. | 19
12.10. | 20
12.10. | 21
12.10. | 22
12.10. | 23
12.10. | 24
13.10. | 1
13.10. | 2
13.10. | 3
13.10. | 4
13.10. | 5
13.10. | 6
13.10. | 7
13.10. | 8
13.10. | 9
13.10. | 10
13.10. | 11
13.10. | 12
13.10. | 13
13.10. | 14
13.10. | 15
13.10. | 16
13.10. | 17
13.10. | 18
13.10. | 19
13.10. | 20
13.10. | 21
13.10. | 22
13.10. | 23
13.10. | 24
14.10. | 1
14.10. | 2
14.10. | 3
14.10. | 4
14.10. | 5
14.10. | 6
14.10. | 7
14.10. | 8
14.10. | 9
14.10. | 10
14.10. | 11
14.10. | 12
14.10. | 13
14.10. | 14
14.10. | 15
14.10. | 16
14.10. | 17
14.10. | 18
14.10. | 19
14.10. | 20
14.10. | 21
14.10. | 22
14.10. | 23
14.10. | 24
15.10. | 1
15.10. | 2
15.10. | 3
15.10. | 4
15.10. | 5
15.10. | 6
15.10. | 7
15.10. | 8
15.10. | 9
15.10. | 10
15.10. | 11
15.10. | 12
15.10. | 13
15.10. | 14
15.10. | 15
15.10. | 16
15.10. | 17
15.10. | 18
15.10. | 19
15.10. | 20
15.10. | 21
15.10. | 22
15.10. | 23
15.10. | 24
16.10. | 1
16.10. | 2
16.10. | 3
16.10. | 4
16.10. | 5
16.10. | 6
16.10. | 7
16.10. | 8
16.10. | 9
16.10. | 10
16.10. | 11
16.10. | 12
16.10. | 13
16.10. | 14
16.10. | 15
16.10. | 16
16.10. | 17
16.10. | 18
16.10. | 19
16.10. | 20
16.10. | 21
16.10. | 22
16.10. | 23
16.10. | 24
17.10. | 1
17.10. | 2
17.10. | 3
17.10. | 4
17.10. | 5
17.10. | 6
17.10. | 7
17.10. | 8
17.10. | 9
17.10. | 10
17.10. | 11
17.10. | 12
17.10. | 13
17.10. | 14
17.10. | 15
17.10. | 16
17.10. | 17
17.10. | 18
17.10. | 19
17.10. | 20
17.10. | 21
17.10. | 22
17.10. | 23
17.10. | 24
18.10. | 1
18.10. | 2
18.10. | 3
18.10. | 4
18.10. | 5
18.10. | 6
18.10. | 7
18.10. | 8
18.10. | 9
18.10. | 10
18.10. | 11
18.10. | 12
18.10. | 13
18.10. | 14
18.10. | 15
18.10. | 16
18.10. | 17
18.10. | 18
18.10. | 19
18.10. | 20
18.10. | 21
18.10. | 22
18.10. | 23
18.10. | 24
19.10. | 1
19.10. | 2
19.10. | 3
19.10. | 4
19.10. | 5
19.10. | 6
19.10. | 7
19.10. | 8
19.10. | 9
19.10. | 10
19.10. | 11
19.10. | 12
19.10. | 13
19.10. | 14
19.10. | 15
19.10. | 16
19.10. | 17
19.10. | 18
19.10. | 19
19.10. | 20
19.10. | 21
19.10. | 22
19.10. | 23
19.10. | 24
20.10. | 1
20.10. | 2
20.10. | 3
20.10. | 4
20.10. | 5
20.10. | 6
20.10. | 7
20.10. | 8
20.10. | 9
20.10. | 10
20.10. | 11
20.10. | 12
20.10. | 13
20.10. | 14
20.10. | 15
20.10. | 16
20.10. | 17
20.10. | 18
20.10. | 19
20.10. | 20
20.10. | 21
20.10. | 22
20.10. | 23
20.10. | 24
21.10. | 1
21.10. | 2
21.10. | 3
21.10. | 4
21.10. | 5
21.10. | 6
21.10. | 7
21.10. | 8
21.10. | 9
21.10. | 10
21.10. | 11
21.10. | 12
21.10. | 13
21.10. | 14
21.10. | 15
21.10. | 16
21.10. | 17
21.10. | 18
21.10. | 19
21.10. | 20
21.10. | 21
21.10. | 22
21.10. | 23
21.10. | 24
22.10. | 1
22.10. | 2
22.10. | 3
22.10. | 4
22.10. | 5
22.10. | 6
22.10. | 7
22.10. | 8
22.10. | 9
22.10. | 10
22.10. | 11
22.10. | 12
22.10. | 13
22.10. | 14
22.10. | 15
22.10. | 16
22.10. | 17
22.10. | 18
22.10. | 19
22.10. | 20
22.10. | 21
22.10. | 22
22.10. | 23
22.10. | 24
23.10. | 1
23.10. | 2
23.10. | 3
23.10. | 4
23.10. | 5
23.10. | 6
23.10. | 7
23.10. | 8
23.10. | 9
23.10. | 10
23.10. | 11
23.10. | 12
23.10. | 13
23.10. | 14
23.10. | 15
23.10. | 16
23.10. | 17
23.10. | 18
23.10. | 19
23.10. | 20
23.10. | 21
23.10. | 22
23.10. | 23
23.10. | 24
24.10. | 1
24.10. | 2
24.10. | 3
24.10. | 4
24.10. | 5
24.10. | 6
24.10. | 7
24.10. | 8
24.10. | 9
24.10. | 10
24.10. | 11
24.10. | 12
24.10. | 13
24.10. | 14
24.10. | 15
24.10. | 16
24.10. | 17
24.10. | 18
24.10. | 19
24.10. | 20
24.10. | 21
24.10. | 22
24.10. | 23
24.10. | 24
25.10. | 1
25.10. | 2
25.10. | 3
25.10. | 4
25.10. | 5
25.10. | 6
25.10. | 7
25.10. | 8
25.10. | 9
25.10. | 10
25.10. | 11
25.10. | 12
25.10. | 13
25.10. | 14
25.10. | 15
25.10. | 16
25.10. | 17
25.10. | 18
25.10. | 19
25.10. | 20
25.10. | 21
25.10. | 22
25.10. | 23
25.10. | 24
26.10. | 1
26.10. | 2
26.10. | 3
26.10. | 4
26.10. | 5
26.10. | 6
26.10. | 7
26.10. | 8
26.10. | 9
26.10. | 10
26.10. | 11
26.10. | 12
26.10. | 13
26.10. | 14
26.10. | 15
26.10. | 16
26.10. | 17
26.10. | 18
26.10. | 19
26.10. | 20
26.10. | 21
26.10. | 22
26.10. | 23
26.10. | 24
27.10. | 1
27.10. | 2
27.10. | 3
27.10. | 4
27.10. | 5
27.10. | 6
27.10. | 7
27.10. | 8
27.10. | 9
27.10. | 10
27.10. | 11
27.10. | 12
27.10. | 13
27.10. | 14
27.10. | 15
27.10. | 16
27.10. | 17
27.10. | 18
27.10. | 19
27.10. | 20
27.10. | 21
27.10. | 22
27.10. | 23
27.10. | 24
28.10. | 1
28.10. | 2
28.10. | 3
28.10. | 4
28.10. | 5
28.10. | 6
28.10. | 7
28.10. | 8
28.10. | 9
28.10. | 10
28.10. | 11
28.10. | 12
28.10. | 13
28.10. | 14
28.10. | 15
28.10. | 16
28.10. | 17
28.10. | 18
28.10. | 19
28.10. | 20
28.10. | 21
28.10. | 22
28.10. | 23
28.10. | 24
29.10. | 1
29.10. | 2
29.10. | 3
29.10. | 4
29.10. | 5
29.10. | 6
29.10. | 7
29.10. | 8
29.10. | 9
29.10. | 10
29.10. | 11
29.10. | 12
29.10. | 13
29.10. | 14
29.10. | 15
29.10. | 16
29.10. | 17
29.10. | 18
29.10. | 19
29.10. | 20
29.10. | 21
29.10. | 22
29.10. | 23
29.10. | 24
30.10. | 1
30.10. | 2
30.10. | 3
30.10. | 4
30.10. | 5
30.10. | 6
30.10. | 7
30.10. | 8
30.10. | 9
30.10. | 10
30.10. | 11
30.10. | 12
30.10. | 13
30.10. | 14
30.10. | 15
30.10. | 16
30.10. | 17
30.10. | 18
30.10. | 19
30.10. | 20
30.10. | 21
30.10. | 22
30.10. | 23
30.10. | 24
31.10. | 1
31.10. | 2
31.10. | 3
31.10. | 4
31.10. | 5
31.10. | 6
31.10. | 7
31.10. | 8
31.10. | 9
31.10. | 10
31.10. | 11
31.10. | 12
31.10. | 13
31.10. | 14
31.10. | 15
31.10. | 16
31.10. | 17
31.10. | 18
31.10. | 19
31.10. | 20
31.10. | 21
31.10. | 22
31.10. | 23
31.10. | 24
01.11. | 1
01.11. | 2
01.11. | 3
01.11. | 4
01.11. | 5
01.11. | 6
01.11. | 7
01.11. | 8
01.11. | 9
01.11. | 10
01.11. | 11
01.11. | 12
01.11. | 13
01.11. | 14
01.11. | 15
01.11. | 16
01.11. | 17
01.11. | 18
01.11. | 19
01.11. | 20
01.11. | 21
01.11. | 22
01.11. | 23
01.11. | 24
02.11. | 1
02.11. | 2
02.11. | 3
02.11. | 4
02.11. | 5
02.11. | 6
02.11. | 7
02.11. | 8
02.11. | 9
02.11. | 10
02.11. | 11
02.11. | 12
02.11. | 13
02.11. | 14
02.11. | 15
02.11. | 16
02.11. | 17
02.11. | 18
02.11. | 19
02.11. | 20
02.11. | 21
02.11. | 22
02.11. | 23
02.11. | 24
03.11. | 1
03.11. | 2
03.11. | 3
03.11. | 4
03.11. | 5
03.11. | 6
03.11. | 7
03.11. | 8
03.11. | 9
03.11. | 10
03.11. | 11
03.11. | 12
03.11. | 13
03.11. | 14
03.11. | 15
03.11. | 16
03.11. | 17
03.11. | 18
03.11. | 19
03.11. | 20
03.11. | 21
03.11. | 22
03.11. | 23
03.11. | 24
04.11. | 1
04.11. | 2
04.11. | 3
04.11. | 4
04.11. | 5
04.11. | 6
04.11. | 7
04.11. | 8
04.11. | 9
04.11. | 10
04.11. | 11
04.11. | 12
04.11. | 13
04.11. | 14
04.11. | 15
04.11. | 16
04.11. | 17
04.11. | 18
04.11. | 19
04.11. | 20
04.11. | 21
04.11. | 22
04.11. | 23
04.11. | 24
05.11. | 1
05.11. | 2
05.11. | 3
05.11. | 4
05.11. | 5
05.11. | 6
05.11. | 7
05.11. | 8
05.11. | 9
05.11. | 10
05.11. | 11
05.11. | 12
05.11. | 13
05.11. | 14
05.11. | 15
05.11. | 16
05.11. | 17
05.11. | 18
05.11. | 19
05.11. | 20
05.11. | 21
05.11. | 22
05.11. | 23
05.11. | 24
06.11. | 1
06.11. | 2
06.11. | 3
06.11. | 4
06.11. | 5
06.11. | 6
06.11. | 7
06.11. | 8
06.11. | 9
06.11. | 10
06.11. | 11
06.11. | 12
06.11. | 13
06.11. | 14
06.11. | 15
06.11. | 16
06.11. | 17
06.11. | 18
06.11. | 19
06.11. | 20
06.11. | 21
06.11. | 22
06.11. | 23
06.11. | 24
07.11. | 1
07.11. | 2
07.11. | 3
07.11. | 4
07.11. | 5
07.11. | 6
07.11. | 7
07.11. | 8
07.11. | 9
07.11. | 10
07.11. | 11
07.11. | 12
07.11. | 13
07.11. | 14
07.11. | 15
07.11. | 16
07.11. | 17
07.11. | 18
07.11. | 19
07.11. | 20
07.11. | 21
07.11. | 22
07.11. | 23
07.11. | 24
08.11. | 1
08.11. | 2
08.11. | 3
08.11. | 4
08.11. | 5
08.11. | 6
08.11. | 7
08.11. | 8
08.11. | 9
08.11. | 10
08.11. | 11
08.11. | 12
08.11. | 13
08.11. | 14
08.11. | 15
08.11. | 16
08.11. | 17
08.11. | 18
08.11. | 19
08.11. | 20
08.11. | 21
08.11. | 22
08.11. | 23
08.11. | 24
09.11. | 1
09.11. | 2
09.11. | 3
09.11. | 4
09.11. | 5
09.11. | 6
09.11. | 7
09.11. | 8
09.11. | 9
09.11. | 10
09.11. | 11
09.11. | 12
09.11. | 13
09.11. | 14
09.11. | 15
09.11. | 16
09.11. | 17
09.11. | 18
09.11. | 19
09.11. | 20
09.11. | 21
09.11. | 22
09.11. | 23
09.11. | 24
10.11. | 1
10.11. | 2
10.11. | 3
10.11. | 4
10.11. | 5
10.11. | 6
10.11. | 7
10.11. | 8
10.11. | 9
10.11. | 10
10.11. | 11
10.11. | 12
10.11. | 13
10.11. | 14
10.11. | 15
10.11. | 16
10.11. | 17
10.11. | 18
10.11. | 19
10.11. | 20
10.11. | 21
10.11. | 22
10.11. | 23
10.11. | 24
11.11. | 1
11.11. | 2
11.11. | 3
11.11. | 4
11.11. | 5
11.11. | 6
11.11. | 7
11.11. | 8
11.11. | 9
11.11. | 10
11.11. | 11
11.11. | 12
11.11. | 13
11.11. | 14
11.11. | 15
11.11. | 16
11.11. | 17
11.11. | 18
11.11. | 19
11.11. | 20
11.11. | 21
11.11. | 22
11.11. | 23
11.11. | 24
12.11. | 1
12.11. | 2
12.11. | 3
12.11. | 4
12.11. | 5
12.11. | 6
12.11. | 7
12.11. | 8
12.11. | 9
12.11. | 10
12.11. | 11
12.11. | 12
12.11. | 13
12.11. | 14
12.11. | 15
12.11. | 16
12.11. | 17
12.11. | 18
12.11. | 19
12.11. | 20
12.11. | 21
12.11. | 22
12.11. | 23
12.11. | 24
13.11. | 1
13.11. | 2
13.11. | 3
13.11. | 4
13.11. | 5
13.11. | 6
13.11. | 7
13.11. | 8
13.11. | 9
13.11. | 10
13.11. | 11
13.11. | 12
13.11. | 13
13.11. | 14
13.11. | 15
13.11. | 16
13.11. | 17
13.11. | 18
13.11. | 19
13.11. | 20
13.11. | 21
13.11. | 22
13.11. | 23
13.11. | 24
14.11. | 1
14.11. | 2
14.11. | 3
14.11. | 4
14.11. | 5
14.11. | 6
14.11. | 7
14.11. | 8
14.11. | 9
14.11. | 10
14.11. | 11
14.11. | 12
14.11. | 13
14.11. | 14
14.11. | 15
14.11. | 16
14.11. | 17
14.11. | 18
14.11. | 19
14.11. | 20
14.11. | 21
14.11. | 22
14.11. | 23
14.11. | 24
15.11. | 1
15.11. | 2
15.11. | 3
15.11. | 4
15.11. | 5
15.11. | 6
15.11. | 7
15.11. | 8
15.11. | 9
15.11. | 10
15.11. | 11
15.11. | 12
15.11. | 13
15.11. | 14
15.11. | 15
15.11. | 16
15.11. | 17
15.11. | 18
15.11. | 19
15.11. | 20
15.11. | 21
15.11. | 22
15.11. | 23
15.11. | 24
16.11. | 1
16.11. | 2
16.11. | 3
16.11. | 4
16.11. | 5
16.11. | 6
16.11. | 7
16.11. | 8
16.11. | 9
16.11. | 10
16.11. | 11
16.11. | 12
16.11. | 13
16.11. | 14
16.11. | 15
16.11. | 16
16.11. | 17
16.11. | 18
16.11. | 19
16.11. | 20
16.11. | 21
16.11. | 22
16.11. | 23
16.11. | 24
17.11. | 1
17.11. | 2
17.11. | 3
17.11. | 4
17.11. | 5
17.11. | 6
17.11. | 7
17.11. | 8
17.11. | 9
17.11. | 10
17.11. | 11
17.11. | 12
17.11. | 13
17.11. | 14
17.11. | 15
17.11. | 16
17.11. | 17
17.11. | 18
17.11. | 19
17.11. | 20
17.11. | 21
17.11. | 22
17.11. | 23
17.11. | 24
18.11. | 1
18.11. | 2
18.11. | 3
18.11. | 4
18.11. | 5
18.11. | 6
18.11. | 7
18.11. | 8
18.11. | 9
18.11. | 10
18.11. | 11
18.11. | 12
18.11. | 13
18.11. | 14
18.11. | 15
18.11. | 16
18.11. | 17
18.11. | 18
18.11. | 19
18.11. | 20
18.11. | 21
18.11. | 22
18.11. | 23
18.11. | 24
19.11. | 1
19.11. | 2
19.11. | 3
19.11. | 4
19.11. | 5
19.11. | 6
19.11. | 7
19.11. | 8
19.11. | 9
19.11. | 10
19.11. | 11
19.11. | 12
19.11. | 13
19.11. | 14
19.11. | 15
19.11. | 16
19.11. | 17
19.11. | 18
19.11. | 19
19.11. | 20
19.11. | 21
19.11. | 22
19.11. | 23
19.11. | 24
20.11. | 1
20.11. | 2
20.11. | 3
20.11. | 4
20.11. | 5
20.11. | 6
20.11. | 7
20.11. | 8
20.11. | 9
20.11. | 10
20.11. | 11
20.11. | 12
20.11. | 13
20.11. | 14
20.11. | 15
20.11. | 16
20.11. | 17
20.11. | 18
20.11. | 19
20.11. | 20
20.11. | 21
20.11. | 22
20.11. | 23
20.11. | 24
21.11. | 1
21.11. | 2
21.11. | 3
21.11. | 4
21.11. | 5
21.11. | 6
21.11. | 7
21.11. | 8
21.11. | 9
21.11. | 10
21.11. | 11
21.11. | 12
21.11. | 13
21.11. | 14
21.11. | 15
21.11. | 16
21.11. | 17
21.11. | 18
21.11. | 19
21.11. | 20
21.11. | 21
21.11. | 22
21.11. | 23
21.11. | 24
22.11. | 1
22.11. | 2
22.11. | 3
22.11. | 4
22.11. | 5
22.11. | 6
22.11. | 7
22.11. | 8
22.11. | 9
22.11. | 10
22.11. | 11
22.11. | 12
22.11. | 13
22.11. | 14
22.11. | 15
22.11. | 16
22.11. | 17
22.11. | 18
22.11. | 19
22.11. | 20
22.11. | 21
22.11. | 22
22.11. | 23
22.11. | 24
23.11. | 1
23.11. | 2
23.11. | 3
23.11. | 4
23.11. | 5
23.11. | 6
23.11. | 7
23.11. | 8
23.11. | 9
23.11. | 10
23.11. | 11
23.11. | 12
23.11. | 13
23.11. | 14
23.11. | 15
23.11. | 16
23.11. | 17
23.11. | 18
23.11. | 19
23.11. | 20
23.11. | 21
23.11. | 22
23.11. | 23
23.11. | 24
24.11. | 1
24.11. | 2
24.11. | 3
24.11. | 4
24.11. | 5
24.11. | 6
24.11. | 7
24.11. | 8
24.11. | 9
24.11. | 10
24.11. | 11
24.11. | 12
24.11. | 13
24.11. | 14
24.11. | 15
24.11. | 16
24.11. | 17
24.11. | 18
24.11. | 19
24.11. | 20
24.11. | 21
24.11. | 22
24.11. | 23
24.11. | 24
25.11. | 1
25.11. | 2
25.11. | 3
25.11. | 4
25.11. | 5
25.11. | 6
25.11. | 7
25.11. | 8
25.11. | 9
25.11. | 10
25.11. | 11
25.11. | 12
25.11. | 13
25.11. | 14
25.11. | 15
25.11. | 16
25.11. | 17
25.11. | 18
25.11. | 19
25.11. | 20
25.11. | 21
25.11. | 22
25.11. | 23
25.11. | 24
26.11. | 1
26.11. | 2
26.11. | 3
26.11. | 4
26.11. | 5
26.11. | 6
26.11. | 7
26.11. | 8
26.11. | 9
26.11. | 10
26.11. | 11
26.11. | 12
26.11. | 13
26.11. | 14
26.11. | 15
26.11. | 16
26.11. | 17
26.11. | 18
26.11. | 19
26.11. | 20
26.11. | 21
26.11. | 22
26.11. | 23
26.11. | 24
27.11. | 1
27.11. | 2
27.11. | 3
27.11. | 4
27.11. | 5
27.11. | 6
27.11. | 7
27.11. | 8
27.11. | 9
27.11. | 10
27.11. | 11
27.11. | 12
27.11. | 13
27.11. | 14
27.11. | 15
27.11. | 16
27.11. | 17
27.11. | 18
27.11. | 19
27.11. | 20
27.11. | 21
27.11. | 22
27.11. | 23
27.11. | 24
28.11. | 1
28.11. | 2
28.11. | 3
28.11. | 4
28.11. | 5
28.11. | 6
28.11. | 7
28.11. | 8
28.11. | 9
28.11. | 10
28.11. | 11
28.11. | 12
28.11. | 13
28.11. | 14
28.11. | 15
28.11. | 16
28.11. | 17
28.11. | 18
28.11. | 19
28.11. | 20
28.11. | 21
28.11. | 22
28.11. | 23
28.11. | 24
29.11. | 1
29.11. | 2
29.11. | 3
29.11. | 4
29.11. | 5
29.11. | 6
29.11. | 7
29.11. | 8
29.11. | 9
29.11. | 10
29.11. | 11
29.11. | 12
29.11. | 13
29.11. | 14
29.11. | 15
29.11. | 16
29.11. | 17
29.11. | 18
29.11. | 19
29.11. | 20
29.11. | 21
29.11. | 22
29.11. | 23
29.11. | 24
30.11. | 1
30.11. | 2
30.11. | 3
30.11. | 4
30.11. | 5
30.11. | 6
30.11. | 7
30.11. | 8
30.11. | 9
30.11. | 10
30.11. | 11
30.11. | 12
30.11. | 13
30.11. | 14
30.11. | 15
30.11. | 16
30.11. | 17
30.11. | 18
30.11. | 19
30.11. | 20
30.11. | 21
30.11. | 22
30.11. | 23
30.11. | 24
01.12. | 1
01.12. | 2
01.12. | 3
01.12. | 4
01.12. | 5
01.12. | 6
01.12. | 7
01.12. | 8
01.12. | 9
01.12. | 10
01.12. | 11
01.12. | 12
01.12. | 13
01.12. | 14
01.12. | 15
01.12. | 16
01.12. | 17
01.12. | 18
01.12. | 19
01.12. | 20
01.12. | 21
01.12. | 22
01.12. | 23
01.12. | 24
02.12. | 1
02.12. | 2
02.12. | 3
02.12. | 4
02.12. | 5
02.12. | 6
02.12. | 7
02.12. | 8
02.12. | 9
02.12. | 10
02.12. | 11
02.12. | 12
02.12. | 13
02.12. | 14
02.12. | 15
02.12. | 16
02.12. | 17
02.12. | 18
02.12. | 19
02.12. | 20
02.12. | 21
02.12. | 22
02.12. | 23
02.12. | 24
03.12. | 1
03.12. | 2
03.12. | 3
03.12. | 4
03.12. | 5
03.12. | 6
03.12. | 7
03.12. | 8
03.12. | 9
03.12. | 10
03.12. | 11
03.12. | 12
03.12. | 13
03.12. | 14
03.12. | 15
03.12. | 16
03.12. | 17
03.12. | 18
03.12. | 19
03.12. | 20
03.12. | 21
03.12. | 22
03.12. | 23
03.12. | 24
04.12. | 1
04.12. | 2
04.12. | 3
04.12. | 4
04.12. | 5
04.12. | 6
04.12. | 7
04.12. | 8
04.12. | 9
04.12. | 10
04.12. | 11
04.12. | 12
04.12. | 13
04.12. | 14
04.12. | 15
04.12. | 16
04.12. | 17
04.12. | 18
04.12. | 19
04.12. | 20
04.12. | 21
04.12. | 22
04.12. | 23
04.12. | 24
05.12. | 1
05.12. | 2
05.12. | 3
05.12. | 4
05.12. | 5
05.12. | 6
05.12. | 7
05.12. | 8
05.12. | 9
05.12. | 10
05.12. | 11
05.12. | 12
05.12. | 13
05.12. | 14
05.12. | 15
05.12. | 16
05.12. | 17
05.12. | 18
05.12. | 19
05.12. | 20
05.12. | 21
05.12. | 22
05.12. | 23
05.12. | 24
06.12. | 1
06.12. | 2
06.12. | 3
06.12. | 4
06.12. | 5
06.12. | 6
06.12. | 7
06.12. | 8
06.12. | 9
06.12. | 10
06.12. | 11
06.12. | 12
06.12. | 13
06.12. | 14
06.12. | 15
06.12. | 16
06.12. | 17
06.12. | 18
06.12. | 19
06.12. | 20
06.12. | 21
06.12. | 22
06.12. | 23
06.12. | 24
07.12. | 1
07.12. | 2
07.12. | 3
07.12. | 4
07.12. | 5
07.12. | 6
07.12. | 7
07.12. | 8
07.12. | 9
07.12. | 10
07.12. | 11
07.12. | 12
07.12. | 13
07.12. | 14
07.12. | 15
07.12. | 16
07.12. | 17
07.12. | 18
07.12. | 19
07.12. | 20
07.12. | 21
07.12. | 22
07.12. | 23
07.12. | 24
08.12. | 1
08.12. | 2
08.12. | 3
08.12. | 4
08.12. | 5
08.12. | 6
08.12. | 7
08.12. | 8
08.12. | 9
08.12. | 10
08.12. | 11
08.12. | 12
08.12. | 13
08.12. | 14
08.12. | 15
08.12. | 16
08.12. | 17
08.12. | 18
08.12. | 19
08.12. | 20
08.12. | 21
08.12. | 22
08.12. | 23
08.12. | 24
09.12. | 1
09.12. | 2
09.12. | 3
09.12. | 4
09.12. | 5
09.12. | 6
09.12. | 7
09.12. | 8
09.12. | 9
09.12. | 10
09.12. | 11
09.12. | 12
09.12. | 13
09.12. | 14
09.12. | 15
09.12. | 16
09.12. | 17
09.12. | 18
09.12. | 19
09.12. | 20
09.12. | 21
09.12. | 22
09.12. | 23
09.12. | 24
10.12. | 1
10.12. | 2
10.12. | 3
10.12. | 4
10.12. | 5
10.12. | 6
10.12. | 7
10.12. | 8
10.12. | 9
10.12. | 10
10.12. | 11
10.12. | 12
10.12. | 13
10.12. | 14
10.12. | 15
10.12. | 16
10.12. | 17
10.12. | 18
10.12. | 19
10.12. | 20
10.12. | 21
10.12. | 22
10.12. | 23
10.12. | 24
11.12. | 1
11.12. | 2
11.12. | 3
11.12. | 4
11.12. | 5
11.12. | 6
11.12. | 7
11.12. | 8
11.12. | 9
11.12. | 10
11.12. | 11
11.12. | 12
11.12. | 13
11.12. | 14
11.12. | 15
11.12. | 16
11.12. | 17
11.12. | 18
11.12. | 19
11.12. | 20
11.12. | 21
11.12. | 22
11.12. | 23
11.12. | 24
12.12. | 1
12.12. | 2
12.12. | 3
12.12. | 4
12.12. | 5
12.12. | 6
12.12. | 7
12.12. | 8
12.12. | 9
12.12. | 10
12.12. | 11
12.12. | 12
12.12. | 13
12.12. | 14
12.12. | 15
12.12. | 16
12.12. | 17
12.12. | 18
12.12. | 19
12.12. | 20
12.12. | 21
12.12. | 22
12.12. | 23
12.12. | 24
13.12. | 1
13.12. | 2
13.12. | 3
13.12. | 4
13.12. | 5
13.12. | 6
13.12. | 7
13.12. | 8
13.12. | 9
13.12. | 10
13.12. | 11
13.12. | 12
13.12. | 13
13.12. | 14
13.12. | 15
13.12. | 16
13.12. | 17
13.12. | 18
13.12. | 19
13.12. | 20
13.12. | 21
13.12. | 22
13.12. | 23
13.12. | 24
14.12. | 1
14.12. | 2
14.12. | 3
14.12. | 4
14.12. | 5
14.12. | 6
14.12. | 7
14.12. | 8
14.12. | 9
14.12. | 10
14.12. | 11
14.12. | 12
14.12. | 13
14.12. | 14
14.12. | 15
14.12. | 16
14.12. | 17
14.12. | 18
14.12. | 19
14.12. | 20
14.12. | 21
14.12. | 22
14.12. | 23
14.12. | 24
15.12. | 1
15.12. | 2
15.12. | 3
15.12. | 4
15.12. | 5
15.12. | 6
15.12. | 7
15.12. | 8
15.12. | 9
15.12. | 10
15.12. | 11
15.12. | 12
15.12. | 13
15.12. | 14
15.12. | 15
15.12. | 16
15.12. | 17
15.12. | 18
15.12. | 19
15.12. | 20
15.12. | 21
15.12. | 22
15.12. | 23
15.12. | 24
16.12. | 1
16.12. | 2
16.12. | 3
16.12. | 4
16.12. | 5
16.12. | 6
16.12. | 7
16.12. | 8
16.12. | 9
16.12. | 10
16.12. | 11
16.12. | 12
16.12. | 13
16.12. | 14
16.12. | 15
16.12. | 16
16.12. | 17
16.12. | 18
16.12. | 19
16.12. | 20
16.12. | 21
16.12. | 22
16.12. | 23
16.12. | 24
17.12. | 1
17.12. | 2
17.12. | 3
17.12. | 4
17.12. | 5
17.12. | 6
17.12. | 7
17.12. | 8
17.12. | 9
17.12. | 10
17.12. | 11
17.12. | 12
17.12. | 13
17.12. | 14
17.12. | 15
17.12. | 16
17.12. | 17
17.12. | 18
17.12. | 19
17.12. | 20
17.12. | 21
17.12. | 22
17.12. | 23
17.12. | 24
18.12. | 1
18.12. | 2
18.12. | 3
18.12. | 4
18.12. | 5
18.12. | 6
18.12. | 7
18.12. | 8
18.12. | 9
18.12. | 10
18.12. | 11
18.12. | 12
18.12. | 13
18.12. | 14
18.12. | 15
18.12. | 16
18.12. | 17
18.12. | 18
18.12. | 19
18.12. | 20
18.12. | 21
18.12. | 22
18.12. | 23
18.12. | 24
19.12. | 1
19.12. | 2
19.12. | 3
19.12. | 4
19.12. | 5
19.12. | 6
19.12. | 7
19.12. | 8
19.12. | 9
19.12. | 10
19.12. | 11
19.12. | 12
19.12. | 13
19.12. | 14
19.12. | 15
19.12. | 16
19.12. | 17
19.12. | 18
19.12. | 19
19.12. | 20
19.12. | 21
19.12. | 22
19.12. | 23
19.12. | 24
20.12. | 1
20.12. | 2
20.12. | 3
20.12. | 4
20.12. | 5
20.12. | 6
20.12. | 7
20.12. | 8
20.12. | 9
20.12. | 10
20.12. | 11
20.12. | 12
20.12. | 13
20.12. | 14
20.12. | 15
20.12. | 16
20.12. | 17
20.12. | 18
20.12. | 19
20.12. | 20
20.12. | 21
20.12. | 22
20.12. | 23
20.12. | 24
21.12. | 1
21.12. | 2
21.12. | 3
21.12. | 4
21.12. | 5
21.12. | 6
21.12. | 7
21.12. | 8
21.12. | 9
21.12. | 10
21.12. | 11
21.12. | 12
21.12. | 13
21.12. | 14
21.12. | 15
21.12. | 16
21.12. | 17
21.12. | 18
21.12. | 19
21.12. | 20
21.12. | 21
21.12. | 22
21.12. | 23
21.12. | 24
22.12. | 1
22.12. | 2
22.12. | 3
22.12. | 4
22.12. | 5
22.12. | 6
22.12. | 7
22.12. | 8
22.12. | 9
22.12. | 10
22.12. | 11
22.12. | 12
22.12. | 13
22.12. | 14
22.12. | 15
22.12. | 16
22.12. | 17
22.12. | 18
22.12. | 19
22.12. | 20
22.12. | 21
22.12. | 22
22.12. | 23
22.12. | 24
23.12. | 1
23.12. | 2
23.12. | 3
23.12. | 4
23.12. | 5
23.12. | 6
23.12. | 7
23.12. | 8
23.12. | 9
23.12. | 10
23.12. | 11
23.12. | 12
23.12. | 13
23.12. | 14
23.12. | 15
23.12. | 16
23.12. | 17
23.12. | 18
23.12. | 19
23.12. | 20
23.12. | 21
23.12. | 22
23.12. | 23
23.12. | 24
24.12. | 1
24.12. | 2
24.12. | 3
24.12. | 4
24.12. | 5
24.12. | 6
24.12. | 7
24.12. | 8
24.12. | 9
24.12. | 10
24.12. | 11
24.12. | 12
24.12. | 13
24.12. | 14
24.12. | 15
24.12. | 16
24.12. | 17
24.12. | 18
24.12. | 19
24.12. | 20
24.12. | 21
24.12. | 22
24.12. | 23
24.12. | 24
25.12. | 1
25.12. | 2
25.12. | 3
25.12. | 4
25.12. | 5
25.12. | 6
25.12. | 7
25.12. | 8
25.12. | 9
25.12. | 10
25.12. | 11
25.12. | 12
25.12. | 13
25.12. | 14
25.12. | 15
25.12. | 16
25.12. | 17
25.12. | 18
25.12. | 19
25.12. | 20
25.12. | 21
25.12. | 22
25.12. | 23
25.12. | 24
26.12. | 1
26.12. | 2
26.12. | 3
26.12. | 4
26.12. | 5
26.12. | 6
26.12. | 7
26.12. | 8
26.12. | 9
26.12. | 10
26.12. | 11
26.12. | 12
26.12. | 13
26.12. | 14
26.12. | 15
26.12. | 16
26.12. | 17
26.12. | 18
26.12. | 19
26.12. | 20
26.12. | 21
26.12. | 22
26.12. | 23
26.12. | 24
27.12. | 1
27.12. | 2
27.12. | 3
27.12. | 4
27.12. | 5
27.12. | 6
27.12. | 7
27.12. | 8
27.12. | 9
27.12. | 10
27.12. | 11
27.12. | 12
27.12. | 13
27.12. | 14
27.12. | 15
27.12. | 16
27.12. | 17
27.12. | 18
27.12. | 19
27.12. | 20
27.12. | 21
27.12. | 22
27.12. | 23
27.12. | 24
28.12. | 1
28.12. | 2
28.12. | 3
28.12. | 4
28.12. | 5
28.12. | 6
28.12. | 7
28.12. | 8
28.12. | 9
28.12. | 10
28.12. | 11
28.12. | 12
28.12. | 13
28.12. | 14
28.12. | 15
28.12. | 16
28.12. | 17
28.12. | 18
28.12. | 19
28.12. | 20
28.12. | 21
28.12. | 22
28.12. | 23
28.12. | 24
29.12. | 1
29.12. | 2
29.12. | 3
29.12. | 4
29.12. | 5
29.12. | 6
29.12. | 7
29.12. | 8
29.12. | 9
29.12. | 10
29.12. | 11
29.12. | 12
29.12. | 13
29.12. | 14
29.12. | 15
29.12. | 16
29.12. | 17
29.12. | 18
29.12. | 19
29.12. | 20
29.12. | 21
29.12. | 22
29.12. | 23
29.12. | 24
30.12. | 1
30.12. | 2
30.12. | 3
30.12. | 4
30.12. | 5
30.12. | 6
30.12. | 7
30.12. | 8
30.12. | 9
30.12. | 10
30.12. | 11
30.12. | 12
30.12. | 13
30.12. | 14
30.12. | 15
30.12. | 16
30.12. | 17
30.12. | 18
30.12. | 19
30.12. | 20
30.12. | 21
30.12. | 22
30.12. | 23
30.12. | 24
31.12. | 1
31.12. | 2
31.12. | 3
31.12. | 4
31.12. | 5
31.12. | 6
31.12. | 7
31.12. | 8
31.12. | 9
31.12. | 10
31.12. | 11
31.12. | 12
31.12. | 13
31.12. | 14
31.12. | 15
31.12. | 16
31.12. | 17
31.12. | 18
31.12. | 19
31.12. | 20
31.12. | 21
31.12. | 22
31.12. | 23
31.12. | 24

## Battery
ENTSO-E Market Modelling Database: Batteries
Country:
Market Node: | PT00
Year:
Climate year
Scenario
Type |  | Net maximum capacity - generation perspective (MW) | Net maximum capacity - demand perspective (MW) | Storage capacity (MWh) | Number of units | Average efficiency | Ramp up rate (MW/h) | Ramp down rate (MW/h)
Battery Total |  | 2000 | 2000 | 8000 | 2 | 0.92 | 0 | 0
Battery Utility Scale |  | 2000 | 2000 | 8000 | 2 | 0.92 | 0 | 0
Battery Residential |  | 0 | 0 | 0 | 0 | 0 | 0 | 0

## Electrolyser
ENTSO-E Market Modelling Database: Electrolysers
Country:
Market Node: | PT00
Year:
Climate year
Scenario
Type |  | Net maximum capacity (MW) | Number of units | Average efficiency | H2 storage (GWh) | Ramp up rate (MW/h) | Ramp down rate (MW/h) | Fixed generation reduction (% of max power output)
Electrolyser e-market Z1 |  | 0 | 0 | 0 | 0 | 0 | 0 | 100
Electrolyser e-market Z2 |  | 0 | 0 | 0 | 0 | 0 | 0 | 100
Electrolyser Shared RES Z1 |  | 0 | 0 | 0 | 0 | 0 | 0 | 100
Electrolyser Shared RES Z2 |  | 4412 | 2 | 0.68 | 0 | 0 | 0 | 0
Electrolyser Dedicated RES Z1 |  | 0 | 0 | 0 | 0 | 0 | 0 | 100
Electrolyser Dedicated RES Z2 |  | 0 | 0 | 0 | 0 | 0 | 0 | 100

## Wind
ENTSO-E Market Modelling Database: Wind
Country:
Market Node: | PT00
Year:
Scenario
Installed capacities Onshore wind Total(GW): | 9.8574
Installed capacities Onshore wind e-market (GW): | 8.9699
Installed capacities Onshore wind dedicated (GW): | 0
Installed capacities Onshore wind Shared RES - H2Z1 (GW): | 0
Installed capacities Onshore wind Shared RES - H2Z2 (GW): | 0.8875
Installed capacities Offshore wind Total (GW): | 1.8025
Installed capacities Offshore wind e-market - hub ready (GW): | 0
Installed capacities Offshore wind dedicated - hub ready (GW): | 0
Installed capacities Offshore wind Shared RES - H2Z1 - hub ready (GW): | 0
Installed capacities Offshore wind Shared RES - H2Z2 - hub ready (GW): | 0
Installed capacities Offshore wind e-market - radial (GW): | 0.5855
Installed capacities Offshore wind dedicated - radial (GW): | 0
Installed capacities Offshore wind Shared RES - H2Z1 - radial (GW): | 0
Installed capacities Offshore wind Shared RES - H2Z2 - radial (GW): | 1.217

## Solar
ENTSO-E Market Modelling Database: Solar
Country:
Market Node: | PT00
Year:
Scenario
Installed capacities Thermal Solar (GW): | 0
Installed capacities Photovoltaic (GW): | 20.0385
Installed capacities Photovoltaic e-market (GW): | 8.515
Installed capacities Photovoltaic dedicated (GW): | 0
Installed capacities Photovoltaic Shared RES - H2Z1 (GW): | 0
Installed capacities Photovoltaic Shared RES - H2Z2 (GW): | 5.6635
Installed capacities Rooftop (GW): | 5.86
Installed capacities Solar Thermal with Storage (GW): | 0
Storage capacities Solar Thermal with Storage (GWh): | 0

## Hydro
ENTSO-E Market Modelling Database: Hydro
Country:
Market Node: | PT00
Year:
Scenario
Hydro PEMMDB 3.4
Run of River - Total turbining capacity (MW) | 508.3
Pondage - Total reservoir capacity (GWh) | 3.7
Pondage - Total turbining capacity (MW) | 279.8
Reservoir - Total reservoir capacity (GWh) | 1078.4
Reservoir - Total turbining capacity (MW) | 3135.5
Pump Storage (open loop, with natural inflows) - Total reservoir capacity (GWh) | 2229.2
Pump Storage (open loop, with natural inflows) - Total turbining capacity (MW) | 4469.4
Pump Storage (open loop, with natural inflows) - Total pumping capacity (MW) | -3837
Pure Pump Storage (closed loop, no natural inflows) - Total reservoir capacity (GWh) | 0
Pure Pump Storage (closed loop, no natural inflows) - Total turbining capacity (MW) | 0
Pure Pump Storage (closed loop, no natural inflows) - Total pumping capacity (MW) | 0

## Other RES
ENTSO-E Market Modelling Database: Other RES
Country:
Market Node: | PT00
Year:
Scenario:
Installed capacity excl. clim.dependent bands (MW): | 1466.3 |  |  | Small Biomass | Geothermal | Marine | Waste | Not Defined / Splitting not known
N.B. use convention first January always Monday (2007 calendar year) --> see guidelines for further details |  |  | Installed capacity (MW): | 1193.3 | 0 | 181 | 92 | 0
Date | Hour | TOTAL Other RES Output (MW) (excl. climate dependent bands) |  | Output (MW) | Output (MW) | Output (MW) | Output (MW) | Output (MW)
01.01. | 1 | 806.9262 |  | 671.6492 | 0 | 58.825 | 76.452 | 0
01.01. | 2 | 801.3493 |  | 668.0693 | 0 | 57.196 | 76.084 | 0
01.01. | 3 | 798.2478 |  | 666.0628 | 0 | 56.653 | 75.532 | 0
01.01. | 4 | 805.8933 |  | 664.8483 | 0 | 66.065 | 74.98 | 0
01.01. | 5 | 810.5988 |  | 662.0498 | 0 | 74.029 | 74.52 | 0
01.01. | 6 | 827.6944 |  | 662.8524 | 0 | 90.138 | 74.704 | 0
01.01. | 7 | 844.8459 |  | 664.0669 | 0 | 105.523 | 75.256 | 0
01.01. | 8 | 850.2467 |  | 660.8777 | 0 | 114.573 | 74.796 | 0
01.01. | 9 | 845.8149 |  | 659.2619 | 0 | 112.401 | 74.152 | 0
01.01. | 10 | 843.4416 |  | 655.6396 | 0 | 114.754 | 73.048 | 0
01.01. | 11 | 850.5278 |  | 655.6608 | 0 | 121.451 | 73.416 | 0
01.01. | 12 | 847.251 |  | 651.669 | 0 | 122.718 | 72.864 | 0
01.01. | 13 | 848.2586 |  | 651.6796 | 0 | 123.623 | 72.956 | 0
01.01. | 14 | 843.2655 |  | 648.8705 | 0 | 122.175 | 72.22 | 0
01.01. | 15 | 838.5229 |  | 646.4839 | 0 | 120.003 | 72.036 | 0
01.01. | 16 | 834.8102 |  | 650.8982 | 0 | 110.772 | 73.14 | 0
01.01. | 17 | 824.0612 |  | 647.6772 | 0 | 104.256 | 72.128 | 0
01.01. | 18 | 809.0097 |  | 640.0737 | 0 | 98.464 | 70.472 | 0
01.01. | 19 | 801.4759 |  | 633.6529 | 0 | 99.007 | 68.816 | 0
01.01. | 20 | 801.4492 |  | 636.4302 | 0 | 96.111 | 68.908 | 0
01.01. | 21 | 801.2442 |  | 637.2222 | 0 | 95.206 | 68.816 | 0
01.01. | 22 | 801.2803 |  | 636.8103 | 0 | 95.93 | 68.54 | 0
01.01. | 23 | 810.4547 |  | 640.8127 | 0 | 100.274 | 69.368 | 0
01.01. | 24 | 821.7188 |  | 648.4268 | 0 | 102.084 | 71.208 | 0
02.01. | 1 | 825.9664 |  | 648.4904 | 0 | 104.98 | 72.496 | 0
02.01. | 2 | 825.4778 |  | 649.2718 | 0 | 103.894 | 72.312 | 0
02.01. | 3 | 824.6517 |  | 652.0597 | 0 | 99.912 | 72.68 | 0
02.01. | 4 | 817.4191 |  | 651.2571 | 0 | 93.758 | 72.404 | 0
02.01. | 5 | 807.7954 |  | 648.4374 | 0 | 87.966 | 71.392 | 0
02.01. | 6 | 803.195 |  | 648.448 | 0 | 83.079 | 71.668 | 0
02.01. | 7 | 819.6737 |  | 658.3957 | 0 | 88.69 | 72.588 | 0
02.01. | 8 | 872.6583 |  | 705.8733 | 0 | 95.025 | 71.76 | 0
02.01. | 9 | 884.3731 |  | 712.9801 | 0 | 100.093 | 71.3 | 0
02.01. | 10 | 894.6995 |  | 715.3455 | 0 | 108.238 | 71.116 | 0
02.01. | 11 | 894.2413 |  | 717.7003 | 0 | 105.885 | 70.656 | 0
02.01. | 12 | 890.401 |  | 717.299 | 0 | 102.446 | 70.656 | 0
02.01. | 13 | 893.7092 |  | 719.6962 | 0 | 102.989 | 71.024 | 0
02.01. | 14 | 893.6887 |  | 723.2867 | 0 | 98.826 | 71.576 | 0
02.01. | 15 | 879.0101 |  | 717.6791 | 0 | 91.043 | 70.288 | 0
02.01. | 16 | 871.257 |  | 716.454 | 0 | 85.251 | 69.552 | 0
02.01. | 17 | 867.453 |  | 717.193 | 0 | 81.812 | 68.448 | 0
02.01. | 18 | 871.0572 |  | 721.9662 | 0 | 80.183 | 68.908 | 0
02.01. | 19 | 876.055 |  | 725.958 | 0 | 80.545 | 69.552 | 0
02.01. | 20 | 884.2188 |  | 729.9498 | 0 | 84.165 | 70.104 | 0
02.01. | 21 | 887.4694 |  | 730.7524 | 0 | 86.337 | 70.38 | 0
02.01. | 22 | 884.1837 |  | 727.1937 | 0 | 86.518 | 70.472 | 0
02.01. | 23 | 885.38 |  | 728.387 | 0 | 86.337 | 70.656 | 0
02.01. | 24 | 878.8009 |  | 720.8259 | 0 | 88.147 | 69.828 | 0
03.01. | 1 | 820.7893 |  | 656.6633 | 0 | 94.482 | 69.644 | 0
03.01. | 2 | 815.2903 |  | 649.5353 | 0 | 96.111 | 69.644 | 0
03.01. | 3 | 814.9209 |  | 650.3379 | 0 | 94.663 | 69.92 | 0
03.01. | 4 | 806.245 |  | 650.718 | 0 | 85.975 | 69.552 | 0
03.01. | 5 | 793.0122 |  | 649.8942 | 0 | 74.21 | 68.908 | 0
03.01. | 6 | 787.4289 |  | 653.4529 | 0 | 65.16 | 68.816 | 0
03.01. | 7 | 782.4279 |  | 657.4129 | 0 | 56.291 | 68.724 | 0
03.01. | 8 | 831.3712 |  | 710.8782 | 0 | 51.585 | 68.908 | 0
03.01. | 9 | 840.1853 |  | 716.8023 | 0 | 54.843 | 68.54 | 0
03.01. | 10 | 848.9616 |  | 721.9556 | 0 | 58.282 | 68.724 | 0
03.01. | 11 | 853.3328 |  | 721.9768 | 0 | 62.264 | 69.092 | 0
03.01. | 12 | 851.6311 |  | 720.0021 | 0 | 62.445 | 69.184 | 0
03.01. | 13 | 851.234 |  | 717.246 | 0 | 64.436 | 69.552 | 0
03.01. | 14 | 850.6242 |  | 714.8382 | 0 | 66.97 | 68.816 | 0
03.01. | 15 | 844.8468 |  | 711.6808 | 0 | 64.074 | 69.092 | 0
03.01. | 16 | 849.0212 |  | 716.4752 | 0 | 62.626 | 69.92 | 0
03.01. | 17 | 862.1237 |  | 723.2337 | 0 | 68.418 | 70.472 | 0
03.01. | 18 | 868.3551 |  | 726.3911 | 0 | 71.676 | 70.288 | 0
03.01. | 19 | 873.4869 |  | 729.5379 | 0 | 74.029 | 69.92 | 0
03.01. | 20 | 871.2046 |  | 728.3446 | 0 | 73.124 | 69.736 | 0
03.01. | 21 | 872.483 |  | 733.139 | 0 | 68.78 | 70.564 | 0
03.01. | 22 | 863.1961 |  | 723.2231 | 0 | 69.685 | 70.288 | 0
03.01. | 23 | 859.6169 |  | 723.2549 | 0 | 65.522 | 70.84 | 0
03.01. | 24 | 854.6357 |  | 719.2737 | 0 | 64.798 | 70.564 | 0
04.01. | 1 | 789.7006 |  | 653.1576 | 0 | 65.703 | 70.84 | 0
04.01. | 2 | 784.1205 |  | 648.0255 | 0 | 64.979 | 71.116 | 0
04.01. | 3 | 780.8746 |  | 648.4056 | 0 | 61.721 | 70.748 | 0
04.01. | 4 | 780.4174 |  | 647.5924 | 0 | 62.445 | 70.38 | 0
04.01. | 5 | 780.5311 |  | 642.3861 | 0 | 68.961 | 69.184 | 0
04.01. | 6 | 799.0636 |  | 649.1446 | 0 | 80.183 | 69.736 | 0
04.01. | 7 | 799.7997 |  | 649.5247 | 0 | 80.907 | 69.368 | 0
04.01. | 8 | 840.2649 |  | 685.1859 | 0 | 85.251 | 69.828 | 0
04.01. | 9 | 851.5062 |  | 692.7152 | 0 | 88.871 | 69.92 | 0
04.01. | 10 | 870.4546 |  | 706.9606 | 0 | 93.758 | 69.736 | 0
04.01. | 11 | 869.196 |  | 712.494 | 0 | 87.242 | 69.46 | 0
04.01. | 12 | 872.1247 |  | 718.4817 | 0 | 83.079 | 70.564 | 0
04.01. | 13 | 873.7564 |  | 716.4964 | 0 | 86.88 | 70.38 | 0
04.01. | 14 | 854.8233 |  | 694.6793 | 0 | 90.5 | 69.644 | 0
04.01. | 15 | 852.904 |  | 690.318 | 0 | 93.034 | 69.552 | 0
04.01. | 16 | 860.5186 |  | 693.4966 | 0 | 97.378 | 69.644 | 0
04.01. | 17 | 867.5482 |  | 698.2592 | 0 | 99.369 | 69.92 | 0
04.01. | 18 | 873.6943 |  | 705.7673 | 0 | 98.283 | 69.644 | 0
04.01. | 19 | 881.1432 |  | 711.6172 | 0 | 101.722 | 67.804 | 0
04.01. | 20 | 892.8375 |  | 722.3145 | 0 | 102.627 | 67.896 | 0
04.01. | 21 | 899.1839 |  | 727.1089 | 0 | 103.351 | 68.724 | 0
04.01. | 22 | 896.1556 |  | 720.3716 | 0 | 107.152 | 68.632 | 0
04.01. | 23 | 877.7294 |  | 698.9664 | 0 | 110.591 | 68.172 | 0
04.01. | 24 | 880.7884 |  | 699.0194 | 0 | 112.401 | 69.368 | 0
05.01. | 1 | 852.3857 |  | 664.6257 | 0 | 117.288 | 70.472 | 0
05.01. | 2 | 848.9108 |  | 657.8248 | 0 | 121.994 | 69.092 | 0
05.01. | 3 | 852.4064 |  | 653.8224 | 0 | 130.32 | 68.264 | 0
05.01. | 4 | 860.1743 |  | 653.4423 | 0 | 138.284 | 68.448 | 0
05.01. | 5 | 862.6371 |  | 651.8371 | 0 | 142.628 | 68.172 | 0
05.01. | 6 | 847.9419 |  | 646.2189 | 0 | 135.207 | 66.516 | 0
05.01. | 7 | 839.2423 |  | 649.3763 | 0 | 123.442 | 66.424 | 0
05.01. | 8 | 814.5924 |  | 654.5084 | 0 | 94.12 | 65.964 | 0
05.01. | 9 | 791.7716 |  | 656.1136 | 0 | 69.142 | 66.516 | 0
05.01. | 10 | 789.8165 |  | 673.1575 | 0 | 49.775 | 66.884 | 0
05.01. | 11 | 790.9972 |  | 680.6762 | 0 | 43.621 | 66.7 | 0
05.01. | 12 | 809.1368 |  | 682.3238 | 0 | 58.825 | 67.988 | 0
05.01. | 13 | 813.1047 |  | 678.7757 | 0 | 66.065 | 68.264 | 0
05.01. | 14 | 796.6589 |  | 656.6209 | 0 | 71.314 | 68.724 | 0
05.01. | 15 | 803.9862 |  | 655.4382 | 0 | 79.64 | 68.908 | 0
05.01. | 16 | 811.4819 |  | 659.8419 | 0 | 81.812 | 69.828 | 0
05.01. | 17 | 807.0479 |  | 663.0099 | 0 | 74.21 | 69.828 | 0
05.01. | 18 | 814.5733 |  | 674.1403 | 0 | 69.685 | 70.748 | 0
05.01. | 19 | 827.8882 |  | 688.8082 | 0 | 68.056 | 71.024 | 0
05.01. | 20 | 839.2907 |  | 695.5137 | 0 | 73.305 | 70.472 | 0
05.01. | 21 | 828.107 |  | 690.318 | 0 | 68.237 | 69.552 | 0
05.01. | 22 | 825.1061 |  | 685.8931 | 0 | 71.133 | 68.08 | 0
05.01. | 23 | 817.4418 |  | 672.8728 | 0 | 75.477 | 69.092 | 0
05.01. | 24 | 821.4335 |  | 675.7455 | 0 | 74.572 | 71.116 | 0
06.01. | 1 | 803.9969 |  | 664.6469 | 0 | 68.418 | 70.932 | 0
06.01. | 2 | 795.8526 |  | 660.2326 | 0 | 65.884 | 69.736 | 0
06.01. | 3 | 792.8703 |  | 658.2473 | 0 | 64.979 | 69.644 | 0
06.01. | 4 | 800.8165 |  | 659.8525 | 0 | 70.952 | 70.012 | 0
06.01. | 5 | 793.7577 |  | 652.6397 | 0 | 72.762 | 68.356 | 0
06.01. | 6 | 793.5705 |  | 651.8265 | 0 | 73.848 | 67.896 | 0
06.01. | 7 | 810.3751 |  | 662.9251 | 0 | 79.278 | 68.172 | 0
06.01. | 8 | 839.0045 |  | 690.5815 | 0 | 81.631 | 66.792 | 0
06.01. | 9 | 848.7842 |  | 698.1002 | 0 | 83.984 | 66.7 | 0
06.01. | 10 | 851.3207 |  | 704.0667 | 0 | 80.002 | 67.252 | 0
06.01. | 11 | 850.5485 |  | 704.0985 | 0 | 78.554 | 67.896 | 0
06.01. | 12 | 849.9145 |  | 700.9305 | 0 | 81.088 | 67.896 | 0
06.01. | 13 | 859.3258 |  | 705.3448 | 0 | 84.889 | 69.092 | 0
06.01. | 14 | 873.1293 |  | 709.7273 | 0 | 93.758 | 69.644 | 0
06.01. | 15 | 886.4981 |  | 712.1351 | 0 | 104.075 | 70.288 | 0
06.01. | 16 | 891.0407 |  | 717.7427 | 0 | 101.722 | 71.576 | 0
06.01. | 17 | 891.4304 |  | 721.3014 | 0 | 98.645 | 71.484 | 0
06.01. | 18 | 905.7831 |  | 726.4971 | 0 | 106.79 | 72.496 | 0
06.01. | 19 | 913.5666 |  | 729.2956 | 0 | 111.315 | 72.956 | 0
06.01. | 20 | 911.0081 |  | 727.2891 | 0 | 111.315 | 72.404 | 0
06.01. | 21 | 911.9037 |  | 724.9237 | 0 | 114.392 | 72.588 | 0
06.01. | 22 | 908.3957 |  | 717.7957 | 0 | 118.012 | 72.588 | 0
06.01. | 23 | 894.429 |  | 711.808 | 0 | 110.953 | 71.668 | 0
06.01. | 24 | 884.3892 |  | 709.4532 | 0 | 102.808 | 72.128 | 0
07.01. | 1 | 845.6116 |  | 672.2186 | 0 | 101.541 | 71.852 | 0
07.01. | 2 | 848.7942 |  | 672.2292 | 0 | 104.437 | 72.128 | 0
07.01. | 3 | 852.2651 |  | 673.4331 | 0 | 106.428 | 72.404 | 0
07.01. | 4 | 854.6161 |  | 671.0041 | 0 | 112.22 | 71.392 | 0
07.01. | 5 | 853.8545 |  | 671.7855 | 0 | 110.953 | 71.116 | 0
07.01. | 6 | 855.3522 |  | 671.3842 | 0 | 112.944 | 71.024 | 0
07.01. | 7 | 862.8872 |  | 676.9282 | 0 | 114.935 | 71.024 | 0
07.01. | 8 | 917.7748 |  | 730.0028 | 0 | 116.564 | 71.208 | 0
07.01. | 9 | 928.9439 |  | 739.0949 | 0 | 118.917 | 70.932 | 0
07.01. | 10 | 932.4969 |  | 744.6389 | 0 | 116.926 | 70.932 | 0
07.01. | 11 | 929.9513 |  | 747.0573 | 0 | 111.134 | 71.76 | 0
07.01. | 12 | 922.0051 |  | 745.4521 | 0 | 105.161 | 71.392 | 0
07.01. | 13 | 917.3399 |  | 745.4839 | 0 | 99.912 | 71.944 | 0
07.01. | 14 | 915.0633 |  | 742.3053 | 0 | 100.998 | 71.76 | 0
07.01. | 15 | 908.4348 |  | 736.3918 | 0 | 99.731 | 72.312 | 0
07.01. | 16 | 902.4069 |  | 732.8119 | 0 | 97.559 | 72.036 | 0
07.01. | 17 | 908.8834 |  | 739.6234 | 0 | 95.568 | 73.692 | 0
07.01. | 18 | 913.7368 |  | 746.0018 | 0 | 93.215 | 74.52 | 0
07.01. | 19 | 913.2759 |  | 750.3419 | 0 | 88.69 | 74.244 | 0
07.01. | 20 | 916.1054 |  | 758.6844 | 0 | 82.717 | 74.704 | 0
07.01. | 21 | 925.3023 |  | 762.2643 | 0 | 87.966 | 75.072 | 0
07.01. | 22 | 927.0166 |  | 757.9136 | 0 | 93.939 | 75.164 | 0
07.01. | 23 | 932.3037 |  | 759.9307 | 0 | 96.473 | 75.9 | 0
07.01. | 24 | 932.2174 |  | 757.9454 | 0 | 98.464 | 75.808 | 0
08.01. | 1 | 850.9332 |  | 690.6042 | 0 | 84.889 | 75.44 | 0
08.01. | 2 | 832.5068 |  | 686.6548 | 0 | 70.228 | 75.624 | 0
08.01. | 3 | 831.6468 |  | 685.0708 | 0 | 70.952 | 75.624 | 0
08.01. | 4 | 815.6943 |  | 683.0643 | 0 | 57.558 | 75.072 | 0
08.01. | 5 | 802.0315 |  | 681.4485 | 0 | 46.155 | 74.428 | 0
08.01. | 6 | 800.8928 |  | 673.0848 | 0 | 54.3 | 73.508 | 0
08.01. | 7 | 816.0436 |  | 670.6876 | 0 | 72.4 | 72.956 | 0
08.01. | 8 | 856.9094 |  | 721.4074 | 0 | 61.902 | 73.6 | 0
08.01. | 9 | 848.8396 |  | 729.3486 | 0 | 45.431 | 74.06 | 0
08.01. | 10 | 843.2808 |  | 734.9138 | 0 | 33.847 | 74.52 | 0
08.01. | 11 | 840.1425 |  | 737.7335 | 0 | 26.969 | 75.44 | 0
08.01. | 12 | 827.7153 |  | 737.7123 | 0 | 15.023 | 74.98 | 0
08.01. | 13 | 811.3684 |  | 731.7034 | 0 | 5.973 | 73.692 | 0
08.01. | 14 | 800.0232 |  | 726.0852 | 0 | 1.81 | 72.128 | 0
08.01. | 15 | 792.9963 |  | 720.0763 | 0 | 2.172 | 70.748 | 0
08.01. | 16 | 792.8242 |  | 718.9042 | 0 | 2.896 | 71.024 | 0
08.01. | 17 | 794.1775 |  | 720.8895 | 0 | 2.172 | 71.116 | 0
08.01. | 18 | 802.894 |  | 728.493 | 0 | 1.629 | 72.772 | 0
08.01. | 19 | 812.4507 |  | 736.8567 | 0 | 1.81 | 73.784 | 0
08.01. | 20 | 821.0811 |  | 744.0271 | 0 | 2.534 | 74.52 | 0
08.01. | 21 | 826.3907 |  | 745.6217 | 0 | 5.973 | 74.796 | 0
08.01. | 22 | 829.4536 |  | 742.0736 | 0 | 12.308 | 75.072 | 0
08.01. | 23 | 835.8361 |  | 736.9521 | 0 | 23.168 | 75.716 | 0
08.01. | 24 | 844.214 |  | 731.767 | 0 | 37.467 | 74.98 | 0
09.01. | 1 | 803.3942 |  | 675.5562 | 0 | 52.49 | 75.348 | 0
09.01. | 2 | 817.5295 |  | 670.4135 | 0 | 71.676 | 75.44 | 0
09.01. | 3 | 830.8931 |  | 668.8401 | 0 | 86.337 | 75.716 | 0
09.01. | 4 | 841.5135 |  | 670.4135 | 0 | 95.568 | 75.532 | 0
09.01. | 5 | 835.5709 |  | 671.9869 | 0 | 88.328 | 75.256 | 0
09.01. | 6 | 834.7774 |  | 671.5644 | 0 | 88.509 | 74.704 | 0
09.01. | 7 | 858.4956 |  | 678.7136 | 0 | 104.618 | 75.164 | 0
09.01. | 8 | 912.5724 |  | 727.0044 | 0 | 110.772 | 74.796 | 0
09.01. | 9 | 929.2526 |  | 733.3616 | 0 | 120.727 | 75.164 | 0
09.01. | 10 | 937.2485 |  | 734.5655 | 0 | 127.243 | 75.44 | 0
09.01. | 11 | 937.9542 |  | 733.3722 | 0 | 129.234 | 75.348 | 0
09.01. | 12 | 939.377 |  | 735.78 | 0 | 127.605 | 75.992 | 0
09.01. | 13 | 938.2584 |  | 738.9904 | 0 | 122.356 | 76.912 | 0
09.01. | 14 | 925.5651 |  | 735.3681 | 0 | 114.573 | 75.624 | 0
09.01. | 15 | 909.6856 |  | 736.5826 | 0 | 96.835 | 76.268 | 0
09.01. | 16 | 890.4447 |  | 733.0027 | 0 | 81.45 | 75.992 | 0
09.01. | 17 | 884.127 |  | 737.364 | 0 | 70.771 | 75.992 | 0
09.01. | 18 | 886.5164 |  | 747.7024 | 0 | 61.902 | 76.912 | 0
09.01. | 19 | 887.5866 |  | 752.4756 | 0 | 57.739 | 77.372 | 0
09.01. | 20 | 884.4332 |  | 755.6542 | 0 | 51.223 | 77.556 | 0
09.01. | 21 | 871.6623 |  | 756.8263 | 0 | 37.648 | 77.188 | 0
09.01. | 22 | 863.8815 |  | 752.0425 | 0 | 35.295 | 76.544 | 0
09.01. | 23 | 865.2088 |  | 742.8868 | 0 | 46.698 | 75.624 | 0
09.01. | 24 | 874.3441 |  | 738.5361 | 0 | 60.092 | 75.716 | 0
10.01. | 1 | 816.6473 |  | 680.7413 | 0 | 59.73 | 76.176 | 0
10.01. | 2 | 806.0971 |  | 675.1761 | 0 | 55.205 | 75.716 | 0
10.01. | 3 | 811.4727 |  | 674.3947 | 0 | 61.178 | 75.9 | 0
10.01. | 4 | 831.2017 |  | 674.3947 | 0 | 80.907 | 75.9 | 0
10.01. | 5 | 833.2602 |  | 672.3882 | 0 | 85.432 | 75.44 | 0
10.01. | 6 | 831.7039 |  | 674.3629 | 0 | 81.993 | 75.348 | 0
10.01. | 7 | 850.4965 |  | 685.4615 | 0 | 89.595 | 75.44 | 0
10.01. | 8 | 927.6439 |  | 747.2269 | 0 | 105.161 | 75.256 | 0
10.01. | 9 | 950.8102 |  | 755.5482 | 0 | 119.822 | 75.44 | 0
10.01. | 10 | 962.3054 |  | 757.1004 | 0 | 130.501 | 74.704 | 0
10.01. | 11 | 973.858 |  | 758.695 | 0 | 140.275 | 74.888 | 0
10.01. | 12 | 983.3939 |  | 759.8989 | 0 | 148.239 | 75.256 | 0
10.01. | 13 | 988.0967 |  | 758.3467 | 0 | 153.85 | 75.9 | 0
10.01. | 14 | 980.1349 |  | 753.5629 | 0 | 151.316 | 75.256 | 0
10.01. | 15 | 990.2635 |  | 754.3655 | 0 | 160.366 | 75.532 | 0
10.01. | 16 | 993.5737 |  | 759.1917 | 0 | 157.47 | 76.912 | 0
10.01. | 17 | 993.9246 |  | 765.1476 | 0 | 151.497 | 77.28 | 0
10.01. | 18 | 982.0424 |  | 768.2944 | 0 | 136.836 | 76.912 | 0
10.01. | 19 | 978.8331 |  | 771.0611 | 0 | 131.044 | 76.728 | 0
10.01. | 20 | 978.7807 |  | 773.4477 | 0 | 128.329 | 77.004 | 0
10.01. | 21 | 966.3149 |  | 758.3679 | 0 | 131.587 | 76.36 | 0
10.01. | 22 | 972.9125 |  | 759.1705 | 0 | 137.198 | 76.544 | 0
10.01. | 23 | 982.5379 |  | 763.9119 | 0 | 142.266 | 76.36 | 0
10.01. | 24 | 983.413 |  | 765.137 | 0 | 141.18 | 77.096 | 0
11.01. | 1 | 922.6456 |  | 700.2036 | 0 | 145.162 | 77.28 | 0
11.01. | 2 | 920.4113 |  | 697.4263 | 0 | 145.705 | 77.28 | 0
11.01. | 3 | 914.2281 |  | 694.2371 | 0 | 143.171 | 76.82 | 0
11.01. | 4 | 917.9663 |  | 697.4263 | 0 | 143.352 | 77.188 | 0
11.01. | 5 | 912.6829 |  | 690.2559 | 0 | 146.067 | 76.36 | 0
11.01. | 6 | 903.8663 |  | 687.8693 | 0 | 139.913 | 76.084 | 0
11.01. | 7 | 907.7766 |  | 692.2306 | 0 | 139.37 | 76.176 | 0
11.01. | 8 | 944.3639 |  | 728.2719 | 0 | 139.732 | 76.36 | 0
11.01. | 9 | 945.2637 |  | 733.7947 | 0 | 135.569 | 75.9 | 0
11.01. | 10 | 949.7885 |  | 751.2505 | 0 | 121.994 | 76.544 | 0
11.01. | 11 | 945.2937 |  | 760.7757 | 0 | 107.514 | 77.004 | 0
11.01. | 12 | 951.1312 |  | 761.9902 | 0 | 111.677 | 77.464 | 0
11.01. | 13 | 948.6014 |  | 760.3744 | 0 | 111.315 | 76.912 | 0
11.01. | 14 | 915.128 |  | 738.209 | 0 | 99.731 | 77.188 | 0
11.01. | 15 | 894.8003 |  | 729.8453 | 0 | 88.871 | 76.084 | 0
11.01. | 16 | 890.3809 |  | 729.8559 | 0 | 84.165 | 76.36 | 0
11.01. | 17 | 872.8469 |  | 732.2319 | 0 | 64.255 | 76.36 | 0
11.01. | 18 | 871.0258 |  | 738.1878 | 0 | 56.11 | 76.728 | 0
11.01. | 19 | 883.5413 |  | 752.8663 | 0 | 53.395 | 77.28 | 0
11.01. | 20 | 882.8875 |  | 758.3785 | 0 | 47.965 | 76.544 | 0
11.01. | 21 | 876.6702 |  | 758.7692 | 0 | 41.449 | 76.452 | 0
11.01. | 22 | 868.8254 |  | 758.7904 | 0 | 33.123 | 76.912 | 0
11.01. | 23 | 837.5786 |  | 729.4546 | 0 | 31.856 | 76.268 | 0
11.01. | 24 | 826.5794 |  | 726.3184 | 0 | 23.349 | 76.912 | 0
12.01. | 1 | 777.5733 |  | 686.2853 | 0 | 15.204 | 76.084 | 0
12.01. | 2 | 769.2923 |  | 684.7013 | 0 | 8.507 | 76.084 | 0
12.01. | 3 | 760.3004 |  | 680.3294 | 0 | 4.163 | 75.808 | 0
12.01. | 4 | 752.8121 |  | 675.1231 | 0 | 3.077 | 74.612 | 0
12.01. | 5 | 751.6687 |  | 675.0807 | 0 | 2.896 | 73.692 | 0
12.01. | 6 | 744.5152 |  | 669.8532 | 0 | 2.534 | 72.128 | 0
12.01. | 7 | 750.2506 |  | 673.8556 | 0 | 3.439 | 72.956 | 0
12.01. | 8 | 760.1799 |  | 682.9689 | 0 | 4.163 | 73.048 | 0
12.01. | 9 | 769.0697 |  | 690.1287 | 0 | 5.249 | 73.692 | 0
12.01. | 10 | 784.635 |  | 704.786 | 0 | 5.973 | 73.876 | 0
12.01. | 11 | 790.1305 |  | 709.1155 | 0 | 7.783 | 73.232 | 0
12.01. | 12 | 794.0176 |  | 709.5486 | 0 | 10.317 | 74.152 | 0
12.01. | 13 | 793.2345 |  | 707.5845 | 0 | 11.222 | 74.428 | 0
12.01. | 14 | 768.6795 |  | 683.7715 | 0 | 11.584 | 73.324 | 0
12.01. | 15 | 765.6984 |  | 680.1704 | 0 | 13.032 | 72.496 | 0
12.01. | 16 | 774.4836 |  | 684.1516 | 0 | 17.376 | 72.956 | 0
12.01. | 17 | 790.6122 |  | 692.9272 | 0 | 23.349 | 74.336 | 0
12.01. | 18 | 806.5454 |  | 696.9084 | 0 | 34.933 | 74.704 | 0
12.01. | 19 | 831.7989 |  | 712.3789 | 0 | 44.164 | 75.256 | 0
12.01. | 20 | 847.065 |  | 723.108 | 0 | 47.965 | 75.992 | 0
12.01. | 21 | 855.9026 |  | 724.7026 | 0 | 55.024 | 76.176 | 0
12.01. | 22 | 865.6252 |  | 723.9212 | 0 | 65.16 | 76.544 | 0
12.01. | 23 | 856.1711 |  | 706.0641 | 0 | 74.391 | 75.716 | 0
12.01. | 24 | 871.3477 |  | 713.2557 | 0 | 81.088 | 77.004 | 0
13.01. | 1 | 864.0419 |  | 707.6799 | 0 | 80.002 | 76.36 | 0
13.01. | 2 | 867.3632 |  | 707.2892 | 0 | 83.622 | 76.452 | 0
13.01. | 3 | 873.2145 |  | 701.3015 | 0 | 96.473 | 75.44 | 0
13.01. | 4 | 882.7383 |  | 702.1253 | 0 | 104.437 | 76.176 | 0
13.01. | 5 | 876.9327 |  | 702.1147 | 0 | 98.826 | 75.992 | 0
13.01. | 6 | 862.7546 |  | 703.3186 | 0 | 83.26 | 76.176 | 0
13.01. | 7 | 862.9109 |  | 709.2639 | 0 | 77.287 | 76.36 | 0
13.01. | 8 | 882.6563 |  | 745.7383 | 0 | 59.73 | 77.188 | 0
13.01. | 9 | 865.0889 |  | 747.2799 | 0 | 41.449 | 76.36 | 0
13.01. | 10 | 840.8588 |  | 737.2898 | 0 | 29.141 | 74.428 | 0
13.01. | 11 | 835.5428 |  | 733.3298 | 0 | 27.693 | 74.52 | 0
13.01. | 12 | 833.693 |  | 729.391 | 0 | 29.322 | 74.98 | 0
13.01. | 13 | 850.9518 |  | 731.7988 | 0 | 43.621 | 75.532 | 0
13.01. | 14 | 861.5502 |  | 727.8282 | 0 | 58.282 | 75.44 | 0
13.01. | 15 | 870.4496 |  | 729.4016 | 0 | 65.884 | 75.164 | 0
13.01. | 16 | 869.9516 |  | 727.8176 | 0 | 66.97 | 75.164 | 0
13.01. | 17 | 864.2968 |  | 727.7858 | 0 | 62.083 | 74.428 | 0
13.01. | 18 | 861.7151 |  | 731.3551 | 0 | 55.748 | 74.612 | 0
13.01. | 19 | 865.7201 |  | 733.7311 | 0 | 57.377 | 74.612 | 0
13.01. | 20 | 857.605 |  | 732.506 | 0 | 51.223 | 73.876 | 0
13.01. | 21 | 848.3678 |  | 731.6928 | 0 | 43.259 | 73.416 | 0
13.01. | 22 | 845.1585 |  | 734.4595 | 0 | 37.467 | 73.232 | 0
13.01. | 23 | 839.9471 |  | 733.6781 | 0 | 32.761 | 73.508 | 0
13.01. | 24 | 842.1424 |  | 737.3004 | 0 | 30.046 | 74.796 | 0
14.01. | 1 | 809.3277 |  | 702.1147 | 0 | 31.313 | 75.9 | 0
14.01. | 2 | 803.4385 |  | 698.1335 | 0 | 29.865 | 75.44 | 0
14.01. | 3 | 787.7083 |  | 690.1923 | 0 | 22.444 | 75.072 | 0
14.01. | 4 | 791.3533 |  | 694.9973 | 0 | 20.272 | 76.084 | 0
14.01. | 5 | 798.9395 |  | 699.7705 | 0 | 22.625 | 76.544 | 0
14.01. | 6 | 805.3289 |  | 700.5519 | 0 | 28.417 | 76.36 | 0
14.01. | 7 | 811.3615 |  | 705.3145 | 0 | 29.503 | 76.544 | 0
14.01. | 8 | 859.3607 |  | 759.9307 | 0 | 23.53 | 75.9 | 0
14.01. | 9 | 871.8547 |  | 771.8637 | 0 | 22.987 | 77.004 | 0
14.01. | 10 | 877.0476 |  | 779.4036 | 0 | 20.272 | 77.372 | 0
14.01. | 11 | 875.0388 |  | 781.0088 | 0 | 16.29 | 77.74 | 0
14.01. | 12 | 870.5677 |  | 778.2527 | 0 | 14.299 | 78.016 | 0
14.01. | 13 | 873.8816 |  | 778.6646 | 0 | 16.833 | 78.384 | 0
14.01. | 14 | 881.1011 |  | 782.2551 | 0 | 19.91 | 78.936 | 0
14.01. | 15 | 881.1555 |  | 783.0365 | 0 | 19.367 | 78.752 | 0
14.01. | 16 | 873.3208 |  | 781.0088 | 0 | 14.48 | 77.832 | 0
14.01. | 17 | 873.0152 |  | 784.2192 | 0 | 10.136 | 78.66 | 0
14.01. | 18 | 867.871 |  | 779.446 | 0 | 10.317 | 78.108 | 0
14.01. | 19 | 875.3793 |  | 778.2633 | 0 | 18.824 | 78.292 | 0
14.01. | 20 | 884.8049 |  | 778.2739 | 0 | 28.055 | 78.476 | 0
14.01. | 21 | 888.663 |  | 777.07 | 0 | 33.485 | 78.108 | 0
14.01. | 22 | 881.854 |  | 774.694 | 0 | 28.96 | 78.2 | 0
14.01. | 23 | 873.2157 |  | 774.2927 | 0 | 20.815 | 78.108 | 0
14.01. | 24 | 870.902 |  | 774.694 | 0 | 18.1 | 78.108 | 0
15.01. | 1 | 810.3374 |  | 713.7524 | 0 | 17.557 | 79.028 | 0
15.01. | 2 | 810.962 |  | 714.555 | 0 | 17.195 | 79.212 | 0
15.01. | 3 | 808.9062 |  | 715.3152 | 0 | 15.023 | 78.568 | 0
15.01. | 4 | 804.3248 |  | 712.1048 | 0 | 14.48 | 77.74 | 0
15.01. | 5 | 802.2161 |  | 711.7141 | 0 | 12.67 | 77.832 | 0
15.01. | 6 | 797.1686 |  | 708.1236 | 0 | 11.765 | 77.28 | 0
15.01. | 7 | 796.0663 |  | 710.0983 | 0 | 8.688 | 77.28 | 0
15.01. | 8 | 845.3152 |  | 759.6142 | 0 | 8.145 | 77.556 | 0
15.01. | 9 | 857.2553 |  | 769.5513 | 0 | 9.412 | 78.292 | 0
15.01. | 10 | 853.0693 |  | 767.1753 | 0 | 7.602 | 78.292 | 0
15.01. | 11 | 850.6347 |  | 766.3727 | 0 | 6.154 | 78.108 | 0
15.01. | 12 | 859.048 |  | 774.694 | 0 | 6.154 | 78.2 | 0
15.01. | 13 | 860.7806 |  | 771.5366 | 0 | 10.86 | 78.384 | 0
15.01. | 14 | 857.2212 |  | 762.8882 | 0 | 14.661 | 79.672 | 0
15.01. | 15 | 860.8496 |  | 758.9176 | 0 | 22.444 | 79.488 | 0
15.01. | 16 | 869.9886 |  | 758.9176 | 0 | 31.675 | 79.396 | 0
15.01. | 17 | 875.9344 |  | 758.8964 | 0 | 38.01 | 79.028 | 0
15.01. | 18 | 884.0087 |  | 760.0897 | 0 | 44.707 | 79.212 | 0
15.01. | 19 | 893.2214 |  | 768.4004 | 0 | 45.793 | 79.028 | 0
15.01. | 20 | 899.2807 |  | 770.3857 | 0 | 49.775 | 79.12 | 0
15.01. | 21 | 889.3387 |  | 759.1387 | 0 | 54.3 | 75.9 | 0
15.01. | 22 | 894.9695 |  | 759.9625 | 0 | 58.463 | 76.544 | 0
15.01. | 23 | 904.1837 |  | 758.3997 | 0 | 68.78 | 77.004 | 0
15.01. | 24 | 904.3929 |  | 755.2529 | 0 | 71.676 | 77.464 | 0
16.01. | 1 | 847.7697 |  | 695.8317 | 0 | 74.934 | 77.004 | 0
16.01. | 2 | 845.4644 |  | 692.2624 | 0 | 76.382 | 76.82 | 0
16.01. | 3 | 846.9159 |  | 695.0609 | 0 | 74.391 | 77.464 | 0
16.01. | 4 | 839.9209 |  | 690.2559 | 0 | 73.305 | 76.36 | 0
16.01. | 5 | 835.9327 |  | 689.4427 | 0 | 70.59 | 75.9 | 0
16.01. | 6 | 831.0096 |  | 689.8546 | 0 | 64.979 | 76.176 | 0
16.01. | 7 | 823.9852 |  | 689.8122 | 0 | 58.825 | 75.348 | 0
16.01. | 8 | 875.5807 |  | 746.4667 | 0 | 53.214 | 75.9 | 0
16.01. | 9 | 880.0333 |  | 755.2423 | 0 | 47.603 | 77.188 | 0
16.01. | 10 | 868.4127 |  | 752.8557 | 0 | 38.553 | 77.004 | 0
16.01. | 11 | 858.1135 |  | 751.2505 | 0 | 30.227 | 76.636 | 0
16.01. | 12 | 862.6526 |  | 754.0596 | 0 | 31.313 | 77.28 | 0
16.01. | 13 | 866.527 |  | 751.62 | 0 | 38.915 | 75.992 | 0
16.01. | 14 | 866.0426 |  | 750.0466 | 0 | 39.82 | 76.176 | 0
16.01. | 15 | 859.672 |  | 744.492 | 0 | 39.096 | 76.084 | 0
16.01. | 16 | 863.3177 |  | 744.8827 | 0 | 42.535 | 75.9 | 0
16.01. | 17 | 876.1576 |  | 750.8386 | 0 | 49.051 | 76.268 | 0
16.01. | 18 | 879.3162 |  | 751.6412 | 0 | 51.223 | 76.452 | 0
16.01. | 19 | 880.9741 |  | 753.5841 | 0 | 51.766 | 75.624 | 0
16.01. | 20 | 878.6191 |  | 751.1551 | 0 | 52.852 | 74.612 | 0
16.01. | 21 | 880.64 |  | 749.93 | 0 | 56.834 | 73.876 | 0
16.01. | 22 | 896.9879 |  | 752.7709 | 0 | 68.961 | 75.256 | 0
16.01. | 23 | 908.252 |  | 760.385 | 0 | 70.771 | 77.096 | 0
16.01. | 24 | 911.1181 |  | 761.6101 | 0 | 71.676 | 77.832 | 0
17.01. | 1 | 846.8271 |  | 696.6131 | 0 | 73.486 | 76.728 | 0
17.01. | 2 | 848.3525 |  | 690.2665 | 0 | 81.45 | 76.636 | 0
17.01. | 3 | 866.9715 |  | 691.0585 | 0 | 99.369 | 76.544 | 0
17.01. | 4 | 875.8724 |  | 692.2624 | 0 | 106.79 | 76.82 | 0
17.01. | 5 | 875.5512 |  | 693.0332 | 0 | 106.066 | 76.452 | 0
17.01. | 6 | 866.1691 |  | 691.8081 | 0 | 98.645 | 75.716 | 0
17.01. | 7 | 866.3573 |  | 698.9573 | 0 | 91.224 | 76.176 | 0
17.01. | 8 | 918.7779 |  | 755.9919 | 0 | 86.518 | 76.268 | 0
17.01. | 9 | 921.7355 |  | 763.9225 | 0 | 81.269 | 76.544 | 0
17.01. | 10 | 912.6155 |  | 760.7015 | 0 | 76.382 | 75.532 | 0
17.01. | 11 | 905.1727 |  | 756.7097 | 0 | 73.667 | 74.796 | 0
17.01. | 12 | 901.4825 |  | 760.7015 | 0 | 65.341 | 75.44 | 0
17.01. | 13 | 888.1177 |  | 763.8907 | 0 | 48.327 | 75.9 | 0
17.01. | 14 | 875.0879 |  | 759.1069 | 0 | 40.725 | 75.256 | 0
17.01. | 15 | 865.9768 |  | 754.7138 | 0 | 36.743 | 74.52 | 0
17.01. | 16 | 868.2487 |  | 756.7097 | 0 | 36.743 | 74.796 | 0
17.01. | 17 | 868.1916 |  | 757.9136 | 0 | 35.114 | 75.164 | 0
17.01. | 18 | 863.4059 |  | 751.0809 | 0 | 39.277 | 73.048 | 0
17.01. | 19 | 876.929 |  | 756.266 | 0 | 46.879 | 73.784 | 0
17.01. | 20 | 885.5938 |  | 761.8418 | 0 | 49.232 | 74.52 | 0
17.01. | 21 | 879.0105 |  | 756.6355 | 0 | 49.051 | 73.324 | 0
17.01. | 22 | 869.7409 |  | 751.0809 | 0 | 45.612 | 73.048 | 0
17.01. | 23 | 861.903 |  | 747.501 | 0 | 41.63 | 72.772 | 0
17.01. | 24 | 862.4658 |  | 748.3248 | 0 | 40.725 | 73.416 | 0
18.01. | 1 | 798.8813 |  | 686.1793 | 0 | 38.734 | 73.968 | 0
18.01. | 2 | 795.7269 |  | 683.0219 | 0 | 38.553 | 74.152 | 0
18.01. | 3 | 796.8238 |  | 685.0178 | 0 | 37.286 | 74.52 | 0
18.01. | 4 | 794.5764 |  | 685.0284 | 0 | 34.752 | 74.796 | 0
18.01. | 5 | 788.6815 |  | 683.0325 | 0 | 31.313 | 74.336 | 0
18.01. | 6 | 782.2822 |  | 677.0872 | 0 | 30.951 | 74.244 | 0
18.01. | 7 | 781.9563 |  | 676.6753 | 0 | 31.313 | 73.968 | 0
18.01. | 8 | 821.9104 |  | 713.5404 | 0 | 33.666 | 74.704 | 0
18.01. | 9 | 823.8512 |  | 720.6472 | 0 | 28.96 | 74.244 | 0
18.01. | 10 | 832.2581 |  | 736.1071 | 0 | 21.539 | 74.612 | 0
18.01. | 11 | 833.2687 |  | 745.6217 | 0 | 12.851 | 74.796 | 0
18.01. | 12 | 827.6441 |  | 745.6111 | 0 | 7.421 | 74.612 | 0
18.01. | 13 | 819.0545 |  | 738.4725 | 0 | 6.154 | 74.428 | 0
18.01. | 14 | 806.5242 |  | 724.6602 | 0 | 6.516 | 75.348 | 0
18.01. | 15 | 808.4425 |  | 722.6855 | 0 | 10.317 | 75.44 | 0
18.01. | 16 | 814.3992 |  | 724.6602 | 0 | 14.299 | 75.44 | 0
18.01. | 17 | 826.6832 |  | 725.4522 | 0 | 25.883 | 75.348 | 0
18.01. | 18 | 843.0474 |  | 727.0574 | 0 | 40.182 | 75.808 | 0
18.01. | 19 | 865.2696 |  | 736.5296 | 0 | 53.576 | 75.164 | 0
18.01. | 20 | 883.1827 |  | 746.4667 | 0 | 60.816 | 75.9 | 0
18.01. | 21 | 885.6242 |  | 743.6682 | 0 | 66.608 | 75.348 | 0
18.01. | 22 | 893.2173 |  | 744.8403 | 0 | 73.305 | 75.072 | 0
18.01. | 23 | 883.0667 |  | 728.2507 | 0 | 78.916 | 75.9 | 0
18.01. | 24 | 877.2492 |  | 719.9082 | 0 | 81.993 | 75.348 | 0
19.01. | 1 | 840.2423 |  | 682.2723 | 0 | 82.898 | 75.072 | 0
19.01. | 2 | 838.7713 |  | 679.8963 | 0 | 83.803 | 75.072 | 0
19.01. | 3 | 843.0908 |  | 677.8898 | 0 | 90.681 | 74.52 | 0
19.01. | 4 | 851.6658 |  | 678.6818 | 0 | 98.464 | 74.52 | 0
19.01. | 5 | 852.0216 |  | 677.8686 | 0 | 100.093 | 74.06 | 0
19.01. | 6 | 850.6124 |  | 675.4714 | 0 | 101.541 | 73.6 | 0
19.01. | 7 | 847.9518 |  | 676.2528 | 0 | 98.283 | 73.416 | 0
19.01. | 8 | 850.7494 |  | 683.3914 | 0 | 93.758 | 73.6 | 0
19.01. | 9 | 854.2045 |  | 689.3685 | 0 | 90.5 | 74.336 | 0
19.01. | 10 | 860.2982 |  | 699.2632 | 0 | 86.699 | 74.336 | 0
19.01. | 11 | 861.3182 |  | 711.1432 | 0 | 75.839 | 74.336 | 0
19.01. | 12 | 848.8428 |  | 711.1538 | 0 | 63.169 | 74.52 | 0
19.01. | 13 | 834.4543 |  | 707.6163 | 0 | 51.766 | 75.072 | 0
19.01. | 14 | 811.2336 |  | 689.0096 | 0 | 47.06 | 75.164 | 0
19.01. | 15 | 802.7117 |  | 681.4167 | 0 | 47.603 | 73.692 | 0
19.01. | 16 | 807.4056 |  | 681.0366 | 0 | 52.309 | 74.06 | 0
19.01. | 17 | 811.8347 |  | 684.6377 | 0 | 52.309 | 74.888 | 0
19.01. | 18 | 824.0458 |  | 691.4068 | 0 | 57.015 | 75.624 | 0
19.01. | 19 | 841.3679 |  | 703.6669 | 0 | 62.445 | 75.256 | 0
19.01. | 20 | 838.0995 |  | 705.2085 | 0 | 58.463 | 74.428 | 0
19.01. | 21 | 825.6493 |  | 702.8113 | 0 | 48.87 | 73.968 | 0
19.01. | 22 | 821.8456 |  | 704.0576 | 0 | 42.716 | 75.072 | 0
19.01. | 23 | 799.928 |  | 685.039 | 0 | 40.001 | 74.888 | 0
19.01. | 24 | 800.8147 |  | 683.8457 | 0 | 42.173 | 74.796 | 0
20.01. | 1 | 803.4607 |  | 676.7177 | 0 | 51.947 | 74.796 | 0
20.01. | 2 | 810.8001 |  | 675.9151 | 0 | 60.273 | 74.612 | 0
20.01. | 3 | 814.7452 |  | 672.2822 | 0 | 69.323 | 73.14 | 0
20.01. | 4 | 820.1658 |  | 670.6558 | 0 | 77.106 | 72.404 | 0
20.01. | 5 | 824.6233 |  | 672.6623 | 0 | 79.097 | 72.864 | 0
20.01. | 6 | 821.347 |  | 671.469 | 0 | 77.106 | 72.772 | 0
20.01. | 7 | 818.112 |  | 673.845 | 0 | 71.495 | 72.772 | 0
20.01. | 8 | 846.2096 |  | 704.7436 | 0 | 68.418 | 73.048 | 0
20.01. | 9 | 852.7892 |  | 715.1032 | 0 | 63.35 | 74.336 | 0
20.01. | 10 | 854.5505 |  | 721.8405 | 0 | 58.282 | 74.428 | 0
20.01. | 11 | 845.8318 |  | 719.0208 | 0 | 53.395 | 73.416 | 0
20.01. | 12 | 835.6305 |  | 716.2435 | 0 | 46.155 | 73.232 | 0
20.01. | 13 | 833.347 |  | 716.666 | 0 | 42.897 | 73.784 | 0
20.01. | 14 | 829.4911 |  | 713.0861 | 0 | 42.897 | 73.508 | 0
20.01. | 15 | 829.3101 |  | 713.0861 | 0 | 42.716 | 73.508 | 0
20.01. | 16 | 834.7646 |  | 715.0926 | 0 | 45.612 | 74.06 | 0
20.01. | 17 | 857.3852 |  | 724.6602 | 0 | 57.377 | 75.348 | 0
20.01. | 18 | 885.5582 |  | 735.8012 | 0 | 73.305 | 76.452 | 0
20.01. | 19 | 895.5918 |  | 737.3428 | 0 | 82.717 | 75.532 | 0
20.01. | 20 | 900.9454 |  | 740.5214 | 0 | 84.708 | 75.716 | 0
20.01. | 21 | 890.1462 |  | 734.9032 | 0 | 80.907 | 74.336 | 0
20.01. | 22 | 881.3892 |  | 727.7752 | 0 | 79.278 | 74.336 | 0
20.01. | 23 | 877.041 |  | 729.391 | 0 | 72.762 | 74.888 | 0
20.01. | 24 | 866.0344 |  | 727.0574 | 0 | 63.169 | 75.808 | 0
21.01. | 1 | 823.281 |  | 690.636 | 0 | 56.653 | 75.992 | 0
21.01. | 2 | 813.461 |  | 685.884 | 0 | 51.585 | 75.992 | 0
21.01. | 3 | 813.6482 |  | 686.6972 | 0 | 50.499 | 76.452 | 0
21.01. | 4 | 803.5243 |  | 677.5733 | 0 | 49.775 | 76.176 | 0
21.01. | 5 | 799.3939 |  | 674.3629 | 0 | 49.775 | 75.256 | 0
21.01. | 6 | 796.9667 |  | 672.7577 | 0 | 49.413 | 74.796 | 0
21.01. | 7 | 807.0587 |  | 680.6777 | 0 | 51.585 | 74.796 | 0
21.01. | 8 | 861.3012 |  | 736.5402 | 0 | 49.413 | 75.348 | 0
21.01. | 9 | 865.2575 |  | 745.6535 | 0 | 44.164 | 75.44 | 0
21.01. | 10 | 858.9195 |  | 746.3925 | 0 | 38.191 | 74.336 | 0
21.01. | 11 | 854.8302 |  | 745.1992 | 0 | 35.295 | 74.336 | 0
21.01. | 12 | 851.0114 |  | 746.8044 | 0 | 29.503 | 74.704 | 0
21.01. | 13 | 846.1756 |  | 746.0336 | 0 | 24.978 | 75.164 | 0
21.01. | 14 | 842.0766 |  | 741.2286 | 0 | 26.788 | 74.06 | 0
21.01. | 15 | 841.0608 |  | 737.2368 | 0 | 30.408 | 73.416 | 0
21.01. | 16 | 852.7074 |  | 741.2604 | 0 | 36.743 | 74.704 | 0
21.01. | 17 | 856.7935 |  | 741.6405 | 0 | 40.725 | 74.428 | 0
21.01. | 18 | 871.1635 |  | 751.1975 | 0 | 44.526 | 75.44 | 0
21.01. | 19 | 872.8501 |  | 753.5311 | 0 | 44.707 | 74.612 | 0
21.01. | 20 | 873.0153 |  | 758.3043 | 0 | 39.639 | 75.072 | 0
21.01. | 21 | 869.3221 |  | 753.5311 | 0 | 41.087 | 74.704 | 0
21.01. | 22 | 874.9356 |  | 758.7586 | 0 | 40.001 | 76.176 | 0
21.01. | 23 | 873.8239 |  | 758.3679 | 0 | 39.096 | 76.36 | 0
21.01. | 24 | 878.8484 |  | 759.5824 | 0 | 42.354 | 76.912 | 0
22.01. | 1 | 824.3272 |  | 696.2012 | 0 | 51.766 | 76.36 | 0
22.01. | 2 | 827.5632 |  | 690.6572 | 0 | 60.454 | 76.452 | 0
22.01. | 3 | 826.5583 |  | 688.6613 | 0 | 61.721 | 76.176 | 0
22.01. | 4 | 815.0138 |  | 681.8498 | 0 | 58.644 | 74.52 | 0
22.01. | 5 | 808.3054 |  | 677.0554 | 0 | 57.558 | 73.692 | 0
22.01. | 6 | 808.4713 |  | 676.6753 | 0 | 57.92 | 73.876 | 0
22.01. | 7 | 807.2671 |  | 673.4861 | 0 | 60.273 | 73.508 | 0
22.01. | 8 | 856.7141 |  | 725.8111 | 0 | 56.291 | 74.612 | 0
22.01. | 9 | 864.6015 |  | 736.9415 | 0 | 52.128 | 75.532 | 0
22.01. | 10 | 870.3829 |  | 745.6959 | 0 | 48.327 | 76.36 | 0
22.01. | 11 | 865.3834 |  | 749.2864 | 0 | 39.277 | 76.82 | 0
22.01. | 12 | 859.7148 |  | 747.6918 | 0 | 35.295 | 76.728 | 0
22.01. | 13 | 847.7213 |  | 743.3093 | 0 | 28.236 | 76.176 | 0
22.01. | 14 | 841.5774 |  | 740.5214 | 0 | 25.34 | 75.716 | 0
22.01. | 15 | 839.4415 |  | 740.1095 | 0 | 23.892 | 75.44 | 0
22.01. | 16 | 837.6493 |  | 738.5043 | 0 | 24.073 | 75.072 | 0
22.01. | 17 | 841.9305 |  | 741.6935 | 0 | 24.797 | 75.44 | 0
22.01. | 18 | 844.487 |  | 741.271 | 0 | 28.236 | 74.98 | 0
22.01. | 19 | 850.3544 |  | 741.2604 | 0 | 34.39 | 74.704 | 0
22.01. | 20 | 857.8256 |  | 743.6576 | 0 | 39.096 | 75.072 | 0
22.01. | 21 | 855.9402 |  | 743.6682 | 0 | 36.924 | 75.348 | 0
22.01. | 22 | 855.5515 |  | 746.4455 | 0 | 33.666 | 75.44 | 0
22.01. | 23 | 852.8291 |  | 747.2481 | 0 | 29.865 | 75.716 | 0
22.01. | 24 | 851.7614 |  | 748.4414 | 0 | 27.512 | 75.808 | 0
23.01. | 1 | 797.67 |  | 693.804 | 0 | 27.874 | 75.992 | 0
23.01. | 2 | 789.9582 |  | 686.6442 | 0 | 27.874 | 75.44 | 0
23.01. | 3 | 788.1299 |  | 685.4509 | 0 | 27.331 | 75.348 | 0
23.01. | 4 | 786.0694 |  | 685.0284 | 0 | 26.245 | 74.796 | 0
23.01. | 5 | 783.8477 |  | 685.4297 | 0 | 23.53 | 74.888 | 0
23.01. | 6 | 781.4524 |  | 685.0284 | 0 | 21.72 | 74.704 | 0
23.01. | 7 | 787.4462 |  | 692.1882 | 0 | 19.91 | 75.348 | 0
23.01. | 8 | 832.8983 |  | 740.0883 | 0 | 17.738 | 75.072 | 0
23.01. | 9 | 835.9595 |  | 744.8615 | 0 | 15.566 | 75.532 | 0
23.01. | 10 | 828.7746 |  | 740.4896 | 0 | 13.213 | 75.072 | 0
23.01. | 11 | 825.4788 |  | 739.7188 | 0 | 10.136 | 75.624 | 0
23.01. | 12 | 826.5821 |  | 744.0801 | 0 | 6.878 | 75.624 | 0
23.01. | 13 | 828.0803 |  | 747.2163 | 0 | 5.792 | 75.072 | 0
23.01. | 14 | 833.3407 |  | 752.0107 | 0 | 5.43 | 75.9 | 0
23.01. | 15 | 830.5619 |  | 748.8639 | 0 | 5.43 | 76.268 | 0
23.01. | 16 | 830.5995 |  | 748.0825 | 0 | 5.973 | 76.544 | 0
23.01. | 17 | 832.3373 |  | 749.6453 | 0 | 6.516 | 76.176 | 0
23.01. | 18 | 837.3425 |  | 752.8345 | 0 | 7.964 | 76.544 | 0
23.01. | 19 | 845.8698 |  | 757.1958 | 0 | 11.946 | 76.728 | 0
23.01. | 20 | 849.6258 |  | 758.7798 | 0 | 14.118 | 76.728 | 0
23.01. | 21 | 847.636 |  | 757.164 | 0 | 14.48 | 75.992 | 0
23.01. | 22 | 847.4214 |  | 754.0384 | 0 | 16.471 | 76.912 | 0
23.01. | 23 | 841.5621 |  | 748.8321 | 0 | 17.014 | 75.716 | 0
23.01. | 24 | 839.0066 |  | 746.0866 | 0 | 16.652 | 76.268 | 0
24.01. | 1 | 774.5638 |  | 684.2788 | 0 | 14.661 | 75.624 | 0
24.01. | 2 | 770.3187 |  | 679.9387 | 0 | 14.48 | 75.9 | 0
24.01. | 3 | 768.2263 |  | 678.3123 | 0 | 14.842 | 75.072 | 0
24.01. | 4 | 764.134 |  | 677.119 | 0 | 12.127 | 74.888 | 0
24.01. | 5 | 763.3331 |  | 677.4991 | 0 | 11.222 | 74.612 | 0
24.01. | 6 | 760.8666 |  | 675.4926 | 0 | 11.222 | 74.152 | 0
24.01. | 7 | 764.1916 |  | 679.4526 | 0 | 10.679 | 74.06 | 0
24.01. | 8 | 827.7415 |  | 741.6405 | 0 | 11.765 | 74.336 | 0
24.01. | 9 | 839.8898 |  | 752.3378 | 0 | 13.032 | 74.52 | 0
24.01. | 10 | 841.6976 |  | 757.1216 | 0 | 9.412 | 75.164 | 0
24.01. | 11 | 840.4939 |  | 756.7309 | 0 | 8.507 | 75.256 | 0
24.01. | 12 | 840.5693 |  | 756.7203 | 0 | 8.869 | 74.98 | 0
24.01. | 13 | 833.3357 |  | 750.3207 | 0 | 9.231 | 73.784 | 0
24.01. | 14 | 833.6371 |  | 748.7261 | 0 | 11.403 | 73.508 | 0
24.01. | 15 | 832.1525 |  | 746.3395 | 0 | 12.489 | 73.324 | 0
24.01. | 16 | 836.9223 |  | 748.7473 | 0 | 14.299 | 73.876 | 0
24.01. | 17 | 845.3925 |  | 754.3125 | 0 | 16.652 | 74.428 | 0
24.01. | 18 | 858.0274 |  | 761.0604 | 0 | 22.263 | 74.704 | 0
24.01. | 19 | 869.377 |  | 766.615 | 0 | 27.874 | 74.888 | 0
24.01. | 20 | 874.5308 |  | 765.8018 | 0 | 34.209 | 74.52 | 0
24.01. | 21 | 870.9639 |  | 759.0009 | 0 | 38.915 | 73.048 | 0
24.01. | 22 | 864.5609 |  | 748.7049 | 0 | 42.716 | 73.14 | 0
24.01. | 23 | 870.7216 |  | 752.3166 | 0 | 44.345 | 74.06 | 0
24.01. | 24 | 874.1559 |  | 751.1339 | 0 | 48.87 | 74.152 | 0
25.01. | 1 | 822.1752 |  | 689.8122 | 0 | 57.015 | 75.348 | 0
25.01. | 2 | 817.7785 |  | 681.4485 | 0 | 61.902 | 74.428 | 0
25.01. | 3 | 829.6033 |  | 678.2593 | 0 | 77.468 | 73.876 | 0
25.01. | 4 | 839.2836 |  | 677.0766 | 0 | 88.147 | 74.06 | 0
25.01. | 5 | 830.8127 |  | 676.6647 | 0 | 80.364 | 73.784 | 0
25.01. | 6 | 815.1903 |  | 673.4543 | 0 | 68.78 | 72.956 | 0
25.01. | 7 | 819.2136 |  | 677.0236 | 0 | 69.142 | 73.048 | 0
25.01. | 8 | 873.0577 |  | 712.3047 | 0 | 87.061 | 73.692 | 0
25.01. | 9 | 887.4566 |  | 715.0396 | 0 | 99.369 | 73.048 | 0
25.01. | 10 | 895.9478 |  | 729.3168 | 0 | 93.215 | 73.416 | 0
25.01. | 11 | 897.109 |  | 737.258 | 0 | 85.975 | 73.876 | 0
25.01. | 12 | 901.7388 |  | 732.4848 | 0 | 95.93 | 73.324 | 0
25.01. | 13 | 903.6539 |  | 729.6969 | 0 | 100.817 | 73.14 | 0
25.01. | 14 | 899.681 |  | 711.069 | 0 | 115.84 | 72.772 | 0
25.01. | 15 | 902.7738 |  | 706.2958 | 0 | 124.166 | 72.312 | 0
25.01. | 16 | 908.8979 |  | 707.5209 | 0 | 128.329 | 73.048 | 0
25.01. | 17 | 916.6018 |  | 712.6848 | 0 | 130.501 | 73.416 | 0
25.01. | 18 | 923.5053 |  | 721.0273 | 0 | 128.51 | 73.968 | 0
25.01. | 19 | 936.2841 |  | 732.0941 | 0 | 130.682 | 73.508 | 0
25.01. | 20 | 946.9154 |  | 745.1674 | 0 | 128.148 | 73.6 | 0
25.01. | 21 | 930.8017 |  | 743.9847 | 0 | 113.125 | 73.692 | 0
25.01. | 22 | 924.101 |  | 739.634 | 0 | 110.591 | 73.876 | 0
25.01. | 23 | 898.6225 |  | 721.8405 | 0 | 102.446 | 74.336 | 0
25.01. | 24 | 890.2478 |  | 719.0738 | 0 | 96.654 | 74.52 | 0
26.01. | 1 | 851.7024 |  | 681.0684 | 0 | 95.93 | 74.704 | 0
26.01. | 2 | 852.5572 |  | 678.6712 | 0 | 99.55 | 74.336 | 0
26.01. | 3 | 858.8573 |  | 677.4673 | 0 | 107.514 | 73.876 | 0
26.01. | 4 | 866.2499 |  | 679.0619 | 0 | 112.944 | 74.244 | 0
26.01. | 5 | 866.5377 |  | 677.4567 | 0 | 115.297 | 73.784 | 0
26.01. | 6 | 866.2852 |  | 673.8662 | 0 | 119.279 | 73.14 | 0
26.01. | 7 | 857.5517 |  | 672.6517 | 0 | 112.22 | 72.68 | 0
26.01. | 8 | 860.5862 |  | 680.2022 | 0 | 107.152 | 73.232 | 0
26.01. | 9 | 860.9781 |  | 678.9771 | 0 | 109.505 | 72.496 | 0
26.01. | 10 | 872.0092 |  | 692.8212 | 0 | 107.152 | 72.036 | 0
26.01. | 11 | 877.5255 |  | 695.5455 | 0 | 110.772 | 71.208 | 0
26.01. | 12 | 881.3394 |  | 699.9704 | 0 | 108.781 | 72.588 | 0
26.01. | 13 | 880.2262 |  | 699.2102 | 0 | 107.876 | 73.14 | 0
26.01. | 14 | 860.5125 |  | 681.3955 | 0 | 105.885 | 73.232 | 0
26.01. | 15 | 865.9786 |  | 680.9836 | 0 | 112.039 | 72.956 | 0
26.01. | 16 | 873.162 |  | 684.986 | 0 | 114.392 | 73.784 | 0
26.01. | 17 | 866.4188 |  | 688.1858 | 0 | 103.713 | 74.52 | 0
26.01. | 18 | 856.8053 |  | 691.7763 | 0 | 89.957 | 75.072 | 0
26.01. | 19 | 853.523 |  | 692.061 | 0 | 88.69 | 72.772 | 0
26.01. | 20 | 867.0347 |  | 701.9557 | 0 | 92.491 | 72.588 | 0
26.01. | 21 | 865.4099 |  | 700.3399 | 0 | 93.034 | 72.036 | 0
26.01. | 22 | 858.2599 |  | 697.1719 | 0 | 89.052 | 72.036 | 0
26.01. | 23 | 844.1701 |  | 683.7821 | 0 | 86.88 | 73.508 | 0
26.01. | 24 | 850.61 |  | 688.207 | 0 | 87.423 | 74.98 | 0
27.01. | 1 | 848.7186 |  | 679.4526 | 0 | 95.206 | 74.06 | 0
27.01. | 2 | 849.474 |  | 677.858 | 0 | 97.74 | 73.876 | 0
27.01. | 3 | 853.0688 |  | 680.2658 | 0 | 98.283 | 74.52 | 0
27.01. | 4 | 847.9266 |  | 678.6606 | 0 | 95.206 | 74.06 | 0
27.01. | 5 | 844.0712 |  | 677.8792 | 0 | 91.948 | 74.244 | 0
27.01. | 6 | 841.282 |  | 676.274 | 0 | 91.224 | 73.784 | 0
27.01. | 7 | 834.1125 |  | 683.0325 | 0 | 76.744 | 74.336 | 0
27.01. | 8 | 865.8499 |  | 714.7549 | 0 | 75.839 | 75.256 | 0
27.01. | 9 | 865.479 |  | 715.927 | 0 | 74.572 | 74.98 | 0
27.01. | 10 | 865.5035 |  | 717.9335 | 0 | 72.038 | 75.532 | 0
27.01. | 11 | 860.7191 |  | 717.9441 | 0 | 67.151 | 75.624 | 0
27.01. | 12 | 857.2942 |  | 721.4922 | 0 | 60.454 | 75.348 | 0
27.01. | 13 | 849.4892 |  | 725.4522 | 0 | 48.689 | 75.348 | 0
27.01. | 14 | 850.8242 |  | 726.2442 | 0 | 49.232 | 75.348 | 0
27.01. | 15 | 857.45 |  | 723.9 | 0 | 57.558 | 75.992 | 0
27.01. | 16 | 873.6698 |  | 727.8918 | 0 | 69.142 | 76.636 | 0
27.01. | 17 | 870.8517 |  | 724.3437 | 0 | 69.504 | 77.004 | 0
27.01. | 18 | 878.3224 |  | 723.9424 | 0 | 77.468 | 76.912 | 0
27.01. | 19 | 882.5976 |  | 719.1056 | 0 | 88.328 | 75.164 | 0
27.01. | 20 | 888.6638 |  | 717.4898 | 0 | 96.654 | 74.52 | 0
27.01. | 21 | 884.6175 |  | 711.5445 | 0 | 98.645 | 74.428 | 0
27.01. | 22 | 894.8045 |  | 717.9865 | 0 | 100.274 | 76.544 | 0
27.01. | 23 | 906.1645 |  | 721.9995 | 0 | 106.609 | 77.556 | 0
27.01. | 24 | 907.3499 |  | 721.1969 | 0 | 108.781 | 77.372 | 0
28.01. | 1 | 868.5827 |  | 683.1597 | 0 | 108.419 | 77.004 | 0
28.01. | 2 | 866.2067 |  | 680.7837 | 0 | 108.419 | 77.004 | 0
28.01. | 3 | 860.7339 |  | 677.5839 | 0 | 106.79 | 76.36 | 0
28.01. | 4 | 859.0878 |  | 674.7748 | 0 | 108.781 | 75.532 | 0
28.01. | 5 | 862.5698 |  | 670.7618 | 0 | 117.288 | 74.52 | 0
28.01. | 6 | 865.5788 |  | 669.9698 | 0 | 121.089 | 74.52 | 0
28.01. | 7 | 883.9172 |  | 679.5162 | 0 | 129.053 | 75.348 | 0
28.01. | 8 | 940.0273 |  | 737.7123 | 0 | 127.243 | 75.072 | 0
28.01. | 9 | 937.0336 |  | 740.4366 | 0 | 122.537 | 74.06 | 0
28.01. | 10 | 940.1752 |  | 747.6282 | 0 | 117.107 | 75.44 | 0
28.01. | 11 | 941.6237 |  | 750.4267 | 0 | 115.297 | 75.9 | 0
28.01. | 12 | 942.027 |  | 753.996 | 0 | 112.039 | 75.992 | 0
28.01. | 13 | 938.2621 |  | 753.5841 | 0 | 108.962 | 75.716 | 0
28.01. | 14 | 942.4706 |  | 754.7986 | 0 | 111.496 | 76.176 | 0
28.01. | 15 | 950.5763 |  | 754.3973 | 0 | 120.003 | 76.176 | 0
28.01. | 16 | 947.1773 |  | 750.3843 | 0 | 121.813 | 74.98 | 0
28.01. | 17 | 945.9227 |  | 752.0107 | 0 | 118.012 | 75.9 | 0
28.01. | 18 | 951.3139 |  | 754.4079 | 0 | 120.546 | 76.36 | 0
28.01. | 19 | 963.5638 |  | 758.7798 | 0 | 128.148 | 76.636 | 0
28.01. | 20 | 967.0082 |  | 755.5482 | 0 | 136.112 | 75.348 | 0
28.01. | 21 | 964.8532 |  | 749.8982 | 0 | 141.723 | 73.232 | 0
28.01. | 22 | 971.6692 |  | 757.1322 | 0 | 139.189 | 75.348 | 0
28.01. | 23 | 978.0517 |  | 761.5147 | 0 | 140.637 | 75.9 | 0
28.01. | 24 | 978.4199 |  | 762.3279 | 0 | 139.732 | 76.36 | 0
29.01. | 1 | 904.4662 |  | 694.6172 | 0 | 133.397 | 76.452 | 0
29.01. | 2 | 891.3256 |  | 685.8416 | 0 | 130.32 | 75.164 | 0
29.01. | 3 | 879.0163 |  | 678.2593 | 0 | 126.881 | 73.876 | 0
29.01. | 4 | 876.398 |  | 679.442 | 0 | 123.08 | 73.876 | 0
29.01. | 5 | 868.3593 |  | 675.0383 | 0 | 120.365 | 72.956 | 0
29.01. | 6 | 860.104 |  | 673.845 | 0 | 113.487 | 72.772 | 0
29.01. | 7 | 859.1572 |  | 676.9812 | 0 | 110.048 | 72.128 | 0
29.01. | 8 | 908.1952 |  | 727.7222 | 0 | 107.333 | 73.14 | 0
29.01. | 9 | 914.0624 |  | 735.6634 | 0 | 104.799 | 73.6 | 0
29.01. | 10 | 912.5108 |  | 738.8208 | 0 | 100.274 | 73.416 | 0
29.01. | 11 | 905.2463 |  | 736.8143 | 0 | 95.568 | 72.864 | 0
29.01. | 12 | 893.9543 |  | 733.5933 | 0 | 88.509 | 71.852 | 0
29.01. | 13 | 880.6602 |  | 735.5892 | 0 | 72.943 | 72.128 | 0
29.01. | 14 | 869.6457 |  | 740.0247 | 0 | 55.929 | 73.692 | 0
29.01. | 15 | 856.0081 |  | 736.0011 | 0 | 47.603 | 72.404 | 0
29.01. | 16 | 855.2913 |  | 733.6463 | 0 | 48.689 | 72.956 | 0
29.01. | 17 | 865.4476 |  | 737.2686 | 0 | 54.119 | 74.06 | 0
29.01. | 18 | 886.2107 |  | 742.4537 | 0 | 68.961 | 74.796 | 0
29.01. | 19 | 901.4622 |  | 746.8362 | 0 | 79.278 | 75.348 | 0
29.01. | 20 | 907.0853 |  | 747.2163 | 0 | 84.889 | 74.98 | 0
29.01. | 21 | 913.1258 |  | 745.2098 | 0 | 93.396 | 74.52 | 0
29.01. | 22 | 918.2922 |  | 747.5752 | 0 | 96.473 | 74.244 | 0
29.01. | 23 | 918.5741 |  | 746.4031 | 0 | 97.559 | 74.612 | 0
29.01. | 24 | 913.8582 |  | 741.2392 | 0 | 98.283 | 74.336 | 0
30.01. | 1 | 852.3433 |  | 680.6353 | 0 | 97.74 | 73.968 | 0
30.01. | 2 | 844.6708 |  | 673.8768 | 0 | 97.378 | 73.416 | 0
30.01. | 3 | 833.6305 |  | 669.4625 | 0 | 91.948 | 72.22 | 0
30.01. | 4 | 826.0723 |  | 669.4943 | 0 | 83.622 | 72.956 | 0
30.01. | 5 | 819.9623 |  | 671.0783 | 0 | 76.02 | 72.864 | 0
30.01. | 6 | 819.3696 |  | 671.4796 | 0 | 74.934 | 72.956 | 0
30.01. | 7 | 828.5507 |  | 679.8327 | 0 | 74.934 | 73.784 | 0
30.01. | 8 | 881.5902 |  | 730.8902 | 0 | 77.468 | 73.232 | 0
30.01. | 9 | 877.3302 |  | 729.2002 | 0 | 77.106 | 71.024 | 0
30.01. | 10 | 871.3817 |  | 731.2067 | 0 | 68.599 | 71.576 | 0
30.01. | 11 | 866.3632 |  | 738.0182 | 0 | 55.205 | 73.14 | 0
30.01. | 12 | 851.3036 |  | 735.6316 | 0 | 42.716 | 72.956 | 0
30.01. | 13 | 826.3871 |  | 724.8601 | 0 | 30.227 | 71.3 | 0
30.01. | 14 | 808.7554 |  | 720.4564 | 0 | 17.919 | 70.38 | 0
30.01. | 15 | 818.1472 |  | 734.7972 | 0 | 11.222 | 72.128 | 0
30.01. | 16 | 822.7395 |  | 740.0035 | 0 | 9.412 | 73.324 | 0
30.01. | 17 | 825.9347 |  | 743.1927 | 0 | 9.05 | 73.692 | 0
30.01. | 18 | 836.4006 |  | 749.9406 | 0 | 12.308 | 74.152 | 0
30.01. | 19 | 833.7689 |  | 742.4219 | 0 | 17.195 | 74.152 | 0
30.01. | 20 | 828.7206 |  | 734.7866 | 0 | 22.082 | 71.852 | 0
30.01. | 21 | 838.3727 |  | 736.7507 | 0 | 30.046 | 71.576 | 0
30.01. | 22 | 850.7087 |  | 740.8167 | 0 | 36.2 | 73.692 | 0
30.01. | 23 | 850.1531 |  | 737.6381 | 0 | 38.915 | 73.6 | 0
30.01. | 24 | 852.2141 |  | 740.8591 | 0 | 36.743 | 74.612 | 0
31.01. | 1 | 787.6687 |  | 678.3017 | 0 | 34.571 | 74.796 | 0
31.01. | 2 | 779.4819 |  | 671.9339 | 0 | 33.304 | 74.244 | 0
31.01. | 3 | 777.6573 |  | 675.0913 | 0 | 28.598 | 73.968 | 0
31.01. | 4 | 766.2488 |  | 669.8638 | 0 | 24.073 | 72.312 | 0
31.01. | 5 | 762.066 |  | 669.04 | 0 | 21.358 | 71.668 | 0
31.01. | 6 | 769.6166 |  | 677.7626 | 0 | 19.91 | 71.944 | 0
31.01. | 7 | 780.9007 |  | 688.4917 | 0 | 19.729 | 72.68 | 0
31.01. | 8 | 843.0632 |  | 752.2742 | 0 | 17.557 | 73.232 | 0
31.01. | 9 | 848.8683 |  | 758.9903 | 0 | 17.014 | 72.864 | 0
31.01. | 10 | 851.0517 |  | 763.7847 | 0 | 13.575 | 73.692 | 0
31.01. | 11 | 841.9216 |  | 762.6126 | 0 | 5.249 | 74.06 | 0
31.01. | 12 | 842.3128 |  | 765.8018 | 0 | 1.991 | 74.52 | 0
31.01. | 13 | 844.6223 |  | 767.0163 | 0 | 2.534 | 75.072 | 0
31.01. | 14 | 840.8989 |  | 762.2219 | 0 | 4.525 | 74.152 | 0
31.01. | 15 | 842.0163 |  | 760.6273 | 0 | 7.421 | 73.968 | 0
31.01. | 16 | 847.023 |  | 763.447 | 0 | 8.688 | 74.888 | 0
31.01. | 17 | 870.5108 |  | 772.2438 | 0 | 21.539 | 76.728 | 0
31.01. | 18 | 888.1687 |  | 780.5757 | 0 | 30.589 | 77.004 | 0
31.01. | 19 | 895.3805 |  | 783.7225 | 0 | 35.114 | 76.544 | 0
31.01. | 20 | 910.4626 |  | 785.6866 | 0 | 48.508 | 76.268 | 0
31.01. | 21 | 909.9638 |  | 780.0578 | 0 | 55.386 | 74.52 | 0
31.01. | 22 | 897.6855 |  | 776.5415 | 0 | 45.612 | 75.532 | 0
31.01. | 23 | 889.5751 |  | 775.7601 | 0 | 38.191 | 75.624 | 0
31.01. | 24 | 881.4882 |  | 771.3882 | 0 | 34.752 | 75.348 | 0
01.02. | 1 | 828.283 |  | 712.759 | 0 | 40.544 | 74.98 | 0
01.02. | 2 | 833.3552 |  | 710.4042 | 0 | 47.603 | 75.348 | 0
01.02. | 3 | 844.9659 |  | 707.6269 | 0 | 62.083 | 75.256 | 0
01.02. | 4 | 867.8352 |  | 707.2362 | 0 | 85.251 | 75.348 | 0
01.02. | 5 | 883.1638 |  | 704.0258 | 0 | 104.618 | 74.52 | 0
01.02. | 6 | 891.0331 |  | 706.0111 | 0 | 110.41 | 74.612 | 0
01.02. | 7 | 904.0253 |  | 711.5763 | 0 | 117.469 | 74.98 | 0
01.02. | 8 | 934.1851 |  | 744.8191 | 0 | 114.754 | 74.612 | 0
01.02. | 9 | 937.3338 |  | 749.9618 | 0 | 112.944 | 74.428 | 0
01.02. | 10 | 948.0022 |  | 759.4552 | 0 | 114.211 | 74.336 | 0
01.02. | 11 | 957.9315 |  | 768.5685 | 0 | 114.935 | 74.428 | 0
01.02. | 12 | 963.1988 |  | 769.7618 | 0 | 118.917 | 74.52 | 0
01.02. | 13 | 958.3961 |  | 759.0751 | 0 | 124.709 | 74.612 | 0
01.02. | 14 | 945.4709 |  | 737.7229 | 0 | 132.492 | 75.256 | 0
01.02. | 15 | 947.7084 |  | 732.5484 | 0 | 140.456 | 74.704 | 0
01.02. | 16 | 951.8598 |  | 734.9668 | 0 | 141.361 | 75.532 | 0
01.02. | 17 | 953.3946 |  | 740.4896 | 0 | 137.741 | 75.164 | 0
01.02. | 18 | 956.2733 |  | 745.6323 | 0 | 135.569 | 75.072 | 0
01.02. | 19 | 966.6128 |  | 754.7138 | 0 | 137.379 | 74.52 | 0
01.02. | 20 | 979.8414 |  | 767.3964 | 0 | 137.741 | 74.704 | 0
01.02. | 21 | 983.4859 |  | 769.4029 | 0 | 138.827 | 75.256 | 0
01.02. | 22 | 970.0031 |  | 761.4511 | 0 | 133.94 | 74.612 | 0
01.02. | 23 | 943.6505 |  | 739.2645 | 0 | 129.958 | 74.428 | 0
01.02. | 24 | 937.1533 |  | 733.7523 | 0 | 128.329 | 75.072 | 0
02.02. | 1 | 897.3409 |  | 695.7469 | 0 | 126.338 | 75.256 | 0
02.02. | 2 | 888.3052 |  | 691.3432 | 0 | 122.718 | 74.244 | 0
02.02. | 3 | 883.1808 |  | 688.1328 | 0 | 121.632 | 73.416 | 0
02.02. | 4 | 883.572 |  | 691.322 | 0 | 118.374 | 73.876 | 0
02.02. | 5 | 876.9457 |  | 690.1287 | 0 | 113.125 | 73.692 | 0
02.02. | 6 | 866.0926 |  | 686.5276 | 0 | 106.609 | 72.956 | 0
02.02. | 7 | 863.1939 |  | 688.5129 | 0 | 101.541 | 73.14 | 0
02.02. | 8 | 870.2665 |  | 698.0275 | 0 | 99.007 | 73.232 | 0
02.02. | 9 | 865.8921 |  | 696.4541 | 0 | 95.93 | 73.508 | 0
02.02. | 10 | 869.3324 |  | 713.5404 | 0 | 81.088 | 74.704 | 0
02.02. | 11 | 872.832 |  | 724.639 | 0 | 73.305 | 74.888 | 0
02.02. | 12 | 865.8548 |  | 718.2288 | 0 | 74.21 | 73.416 | 0
02.02. | 13 | 857.0765 |  | 710.6465 | 0 | 74.21 | 72.22 | 0
02.02. | 14 | 845.4161 |  | 694.0781 | 0 | 77.83 | 73.508 | 0
02.02. | 15 | 846.0457 |  | 697.3097 | 0 | 73.848 | 74.888 | 0
02.02. | 16 | 847.0909 |  | 696.5389 | 0 | 75.296 | 75.256 | 0
02.02. | 17 | 854.1274 |  | 697.7004 | 0 | 81.631 | 74.796 | 0
02.02. | 18 | 865.0134 |  | 708.8414 | 0 | 80.364 | 75.808 | 0
02.02. | 19 | 870.5925 |  | 717.1415 | 0 | 78.011 | 75.44 | 0
02.02. | 20 | 881.5057 |  | 729.0427 | 0 | 76.563 | 75.9 | 0
02.02. | 21 | 878.0353 |  | 730.6373 | 0 | 71.314 | 76.084 | 0
02.02. | 22 | 864.145 |  | 721.471 | 0 | 67.694 | 74.98 | 0
02.02. | 23 | 845.4206 |  | 702.4736 | 0 | 67.875 | 75.072 | 0
02.02. | 24 | 836.0776 |  | 700.0976 | 0 | 60.816 | 75.164 | 0
03.02. | 1 | 816.0029 |  | 688.6189 | 0 | 52.128 | 75.256 | 0
03.02. | 2 | 808.8588 |  | 685.0178 | 0 | 49.413 | 74.428 | 0
03.02. | 3 | 806.7741 |  | 683.8351 | 0 | 48.327 | 74.612 | 0
03.02. | 4 | 799.0818 |  | 676.2528 | 0 | 49.413 | 73.416 | 0
03.02. | 5 | 801.4907 |  | 676.6647 | 0 | 51.042 | 73.784 | 0
03.02. | 6 | 801.1544 |  | 677.0554 | 0 | 50.499 | 73.6 | 0
03.02. | 7 | 814.1805 |  | 686.9925 | 0 | 52.852 | 74.336 | 0
03.02. | 8 | 840.6172 |  | 716.6872 | 0 | 49.594 | 74.336 | 0
03.02. | 9 | 850.9854 |  | 725.4204 | 0 | 50.861 | 74.704 | 0
03.02. | 10 | 858.8337 |  | 728.1977 | 0 | 55.748 | 74.888 | 0
03.02. | 11 | 848.9501 |  | 722.5901 | 0 | 52.852 | 73.508 | 0
03.02. | 12 | 841.1142 |  | 721.4392 | 0 | 45.431 | 74.244 | 0
03.02. | 13 | 845.4135 |  | 724.2695 | 0 | 45.612 | 75.532 | 0
03.02. | 14 | 849.2538 |  | 724.6708 | 0 | 49.051 | 75.532 | 0
03.02. | 15 | 844.188 |  | 719.887 | 0 | 49.413 | 74.888 | 0
03.02. | 16 | 854.1962 |  | 722.2842 | 0 | 56.472 | 75.44 | 0
03.02. | 17 | 859.9961 |  | 724.2801 | 0 | 60.092 | 75.624 | 0
03.02. | 18 | 876.208 |  | 726.276 | 0 | 73.848 | 76.084 | 0
03.02. | 19 | 899.0187 |  | 727.4587 | 0 | 95.568 | 75.992 | 0
03.02. | 20 | 911.6091 |  | 729.0851 | 0 | 105.704 | 76.82 | 0
03.02. | 21 | 912.9829 |  | 727.4799 | 0 | 109.143 | 76.36 | 0
03.02. | 22 | 913.0944 |  | 727.0574 | 0 | 110.229 | 75.808 | 0
03.02. | 23 | 918.4114 |  | 727.8494 | 0 | 114.754 | 75.808 | 0
03.02. | 24 | 929.3869 |  | 733.0239 | 0 | 120.003 | 76.36 | 0
04.02. | 1 | 884.7043 |  | 696.5813 | 0 | 112.039 | 76.084 | 0
04.02. | 2 | 874.4897 |  | 695.0397 | 0 | 102.446 | 77.004 | 0
04.02. | 3 | 862.0138 |  | 692.2518 | 0 | 93.034 | 76.728 | 0
04.02. | 4 | 852.2907 |  | 690.2347 | 0 | 86.156 | 75.9 | 0
04.02. | 5 | 853.6304 |  | 692.2094 | 0 | 85.613 | 75.808 | 0
04.02. | 6 | 870.0344 |  | 697.7534 | 0 | 96.473 | 75.808 | 0
04.02. | 7 | 877.7954 |  | 701.7134 | 0 | 100.274 | 75.808 | 0
04.02. | 8 | 935.4277 |  | 760.7757 | 0 | 97.74 | 76.912 | 0
04.02. | 9 | 944.1157 |  | 771.0187 | 0 | 97.197 | 75.9 | 0
04.02. | 10 | 945.3545 |  | 774.1655 | 0 | 95.749 | 75.44 | 0
04.02. | 11 | 938.6617 |  | 772.5497 | 0 | 91.224 | 74.888 | 0
04.02. | 12 | 931.3715 |  | 769.4135 | 0 | 86.518 | 75.44 | 0
04.02. | 13 | 921.484 |  | 767.407 | 0 | 79.097 | 74.98 | 0
04.02. | 14 | 922.5992 |  | 770.5962 | 0 | 76.563 | 75.44 | 0
04.02. | 15 | 923.4755 |  | 770.2055 | 0 | 77.83 | 75.44 | 0
04.02. | 16 | 925.1673 |  | 767.0163 | 0 | 83.079 | 75.072 | 0
04.02. | 17 | 927.6113 |  | 770.1843 | 0 | 82.355 | 75.072 | 0
04.02. | 18 | 913.5761 |  | 759.8671 | 0 | 79.097 | 74.612 | 0
04.02. | 19 | 918.5242 |  | 764.2602 | 0 | 78.916 | 75.348 | 0
04.02. | 20 | 919.2759 |  | 767.8189 | 0 | 76.201 | 75.256 | 0
04.02. | 21 | 923.4095 |  | 772.5815 | 0 | 75.296 | 75.532 | 0
04.02. | 22 | 921.5812 |  | 771.3882 | 0 | 74.753 | 75.44 | 0
04.02. | 23 | 911.2036 |  | 769.7936 | 0 | 66.246 | 75.164 | 0
04.02. | 24 | 904.3449 |  | 767.8189 | 0 | 61.178 | 75.348 | 0
05.02. | 1 | 837.9991 |  | 699.6751 | 0 | 63.712 | 74.612 | 0
05.02. | 2 | 844.1185 |  | 699.7175 | 0 | 68.961 | 75.44 | 0
05.02. | 3 | 849.7478 |  | 700.9108 | 0 | 73.305 | 75.532 | 0
05.02. | 4 | 850.1716 |  | 700.8896 | 0 | 74.21 | 75.072 | 0
05.02. | 5 | 846.1646 |  | 696.0846 | 0 | 76.02 | 74.06 | 0
05.02. | 6 | 846.5941 |  | 694.0781 | 0 | 78.916 | 73.6 | 0
05.02. | 7 | 849.1783 |  | 696.4753 | 0 | 78.735 | 73.968 | 0
05.02. | 8 | 902.5917 |  | 745.6217 | 0 | 82.174 | 74.796 | 0
05.02. | 9 | 910.5703 |  | 751.9683 | 0 | 83.622 | 74.98 | 0
05.02. | 10 | 898.9027 |  | 748.7367 | 0 | 76.382 | 73.784 | 0
05.02. | 11 | 892.7608 |  | 749.1168 | 0 | 70.228 | 73.416 | 0
05.02. | 12 | 892.969 |  | 749.138 | 0 | 70.047 | 73.784 | 0
05.02. | 13 | 896.4575 |  | 746.4455 | 0 | 74.572 | 75.44 | 0
05.02. | 14 | 901.8163 |  | 744.1013 | 0 | 81.631 | 76.084 | 0
05.02. | 15 | 907.4283 |  | 740.9333 | 0 | 90.319 | 76.176 | 0
05.02. | 16 | 916.5233 |  | 739.3493 | 0 | 100.998 | 76.176 | 0
05.02. | 17 | 924.3466 |  | 746.0866 | 0 | 102.084 | 76.176 | 0
05.02. | 18 | 918.3113 |  | 743.3093 | 0 | 98.826 | 76.176 | 0
05.02. | 19 | 911.7117 |  | 739.3387 | 0 | 96.473 | 75.9 | 0
05.02. | 20 | 919.0113 |  | 744.1013 | 0 | 98.826 | 76.084 | 0
05.02. | 21 | 923.3061 |  | 748.0401 | 0 | 99.55 | 75.716 | 0
05.02. | 22 | 934.4945 |  | 754.4185 | 0 | 103.532 | 76.544 | 0
05.02. | 23 | 922.3692 |  | 746.8362 | 0 | 100.093 | 75.44 | 0
05.02. | 24 | 916.6264 |  | 742.8974 | 0 | 97.921 | 75.808 | 0
06.02. | 1 | 859.2451 |  | 687.0561 | 0 | 96.473 | 75.716 | 0
06.02. | 2 | 852.2004 |  | 682.6524 | 0 | 94.844 | 74.704 | 0
06.02. | 3 | 849.1862 |  | 679.4632 | 0 | 95.387 | 74.336 | 0
06.02. | 4 | 848.2102 |  | 679.4102 | 0 | 95.568 | 73.232 | 0
06.02. | 5 | 845.5041 |  | 678.2381 | 0 | 93.758 | 73.508 | 0
06.02. | 6 | 849.8956 |  | 682.6206 | 0 | 93.215 | 74.06 | 0
06.02. | 7 | 860.7613 |  | 690.1393 | 0 | 96.654 | 73.968 | 0
06.02. | 8 | 924.9002 |  | 747.5752 | 0 | 102.989 | 74.336 | 0
06.02. | 9 | 930.9741 |  | 755.9071 | 0 | 100.455 | 74.612 | 0
06.02. | 10 | 911.3974 |  | 756.2554 | 0 | 81.45 | 73.692 | 0
06.02. | 11 | 887.5402 |  | 748.2612 | 0 | 67.151 | 72.128 | 0
06.02. | 12 | 879.1959 |  | 747.0679 | 0 | 60.092 | 72.036 | 0
06.02. | 13 | 887.7655 |  | 751.0915 | 0 | 63.35 | 73.324 | 0
06.02. | 14 | 894.6885 |  | 749.5075 | 0 | 71.857 | 73.324 | 0
06.02. | 15 | 897.6453 |  | 743.1503 | 0 | 81.631 | 72.864 | 0
06.02. | 16 | 910.0359 |  | 740.7849 | 0 | 96.111 | 73.14 | 0
06.02. | 17 | 923.4351 |  | 744.7661 | 0 | 105.161 | 73.508 | 0
06.02. | 18 | 918.5056 |  | 752.3166 | 0 | 92.129 | 74.06 | 0
06.02. | 19 | 910.0394 |  | 753.0874 | 0 | 83.26 | 73.692 | 0
06.02. | 20 | 913.8844 |  | 754.6714 | 0 | 85.613 | 73.6 | 0
06.02. | 21 | 910.0923 |  | 754.2383 | 0 | 82.898 | 72.956 | 0
06.02. | 22 | 903.5355 |  | 753.4675 | 0 | 76.744 | 73.324 | 0
06.02. | 23 | 887.0192 |  | 744.3012 | 0 | 70.59 | 72.128 | 0
06.02. | 24 | 890.5522 |  | 746.7302 | 0 | 70.59 | 73.232 | 0
07.02. | 1 | 828.1093 |  | 683.7503 | 0 | 71.495 | 72.864 | 0
07.02. | 2 | 829.2418 |  | 681.7968 | 0 | 74.029 | 73.416 | 0
07.02. | 3 | 826.371 |  | 679.389 | 0 | 74.21 | 72.772 | 0
07.02. | 4 | 824.7917 |  | 678.9877 | 0 | 73.124 | 72.68 | 0
07.02. | 5 | 812.2292 |  | 672.9682 | 0 | 68.237 | 71.024 | 0
07.02. | 6 | 820.7607 |  | 674.9747 | 0 | 74.21 | 71.576 | 0
07.02. | 7 | 843.2913 |  | 687.7103 | 0 | 82.717 | 72.864 | 0
07.02. | 8 | 904.4182 |  | 746.6772 | 0 | 85.613 | 72.128 | 0
07.02. | 9 | 913.1708 |  | 763.3728 | 0 | 76.382 | 73.416 | 0
07.02. | 10 | 882.9415 |  | 750.1935 | 0 | 61.54 | 71.208 | 0
07.02. | 11 | 856.9731 |  | 735.8421 | 0 | 51.947 | 69.184 | 0
07.02. | 12 | 854.4807 |  | 730.4147 | 0 | 52.49 | 71.576 | 0
07.02. | 13 | 861.4908 |  | 734.8608 | 0 | 53.214 | 73.416 | 0
07.02. | 14 | 868.102 |  | 735.674 | 0 | 58.644 | 73.784 | 0
07.02. | 15 | 878.5278 |  | 737.2368 | 0 | 67.875 | 73.416 | 0
07.02. | 16 | 885.0124 |  | 738.8314 | 0 | 72.581 | 73.6 | 0
07.02. | 17 | 887.7294 |  | 741.9994 | 0 | 72.038 | 73.692 | 0
07.02. | 18 | 894.3473 |  | 756.6673 | 0 | 63.712 | 73.968 | 0
07.02. | 19 | 899.24 |  | 764.186 | 0 | 61.178 | 73.876 | 0
07.02. | 20 | 911.4093 |  | 774.0913 | 0 | 63.35 | 73.968 | 0
07.02. | 21 | 909.4472 |  | 776.0342 | 0 | 60.273 | 73.14 | 0
07.02. | 22 | 909.129 |  | 776.066 | 0 | 59.187 | 73.876 | 0
07.02. | 23 | 906.6573 |  | 769.3393 | 0 | 63.35 | 73.968 | 0
07.02. | 24 | 903.948 |  | 766.615 | 0 | 62.445 | 74.888 | 0
08.02. | 1 | 830.6901 |  | 692.5471 | 0 | 63.531 | 74.612 | 0
08.02. | 2 | 829.2097 |  | 687.8057 | 0 | 66.608 | 74.796 | 0
08.02. | 3 | 828.1096 |  | 684.9966 | 0 | 68.961 | 74.152 | 0
08.02. | 4 | 826.873 |  | 686.57 | 0 | 66.427 | 73.876 | 0
08.02. | 5 | 821.9118 |  | 684.9648 | 0 | 63.531 | 73.416 | 0
08.02. | 6 | 819.8941 |  | 687.7421 | 0 | 58.644 | 73.508 | 0
08.02. | 7 | 814.381 |  | 687.309 | 0 | 54.3 | 72.772 | 0
08.02. | 8 | 855.5277 |  | 730.5207 | 0 | 51.223 | 73.784 | 0
08.02. | 9 | 852.5709 |  | 736.8779 | 0 | 41.449 | 74.244 | 0
08.02. | 10 | 844.9521 |  | 744.8191 | 0 | 25.521 | 74.612 | 0
08.02. | 11 | 847.8345 |  | 754.3125 | 0 | 19.186 | 74.336 | 0
08.02. | 12 | 847.0069 |  | 757.4699 | 0 | 15.385 | 74.152 | 0
08.02. | 13 | 848.1305 |  | 756.6885 | 0 | 17.014 | 74.428 | 0
08.02. | 14 | 828.9499 |  | 733.7099 | 0 | 20.996 | 74.244 | 0
08.02. | 15 | 832.1473 |  | 732.1153 | 0 | 26.064 | 73.968 | 0
08.02. | 16 | 833.4566 |  | 732.5166 | 0 | 26.788 | 74.152 | 0
08.02. | 17 | 834.4674 |  | 734.0794 | 0 | 26.788 | 73.6 | 0
08.02. | 18 | 839.6509 |  | 739.2539 | 0 | 26.245 | 74.152 | 0
08.02. | 19 | 850.9439 |  | 749.5499 | 0 | 27.15 | 74.244 | 0
08.02. | 20 | 860.3799 |  | 758.2619 | 0 | 27.874 | 74.244 | 0
08.02. | 21 | 860.0557 |  | 759.0327 | 0 | 27.331 | 73.692 | 0
08.02. | 22 | 862.2584 |  | 761.8524 | 0 | 25.702 | 74.704 | 0
08.02. | 23 | 839.2165 |  | 738.5255 | 0 | 25.159 | 75.532 | 0
08.02. | 24 | 829.5671 |  | 734.5761 | 0 | 19.367 | 75.624 | 0
09.02. | 1 | 783.4536 |  | 691.4386 | 0 | 15.747 | 76.268 | 0
09.02. | 2 | 777.962 |  | 683.508 | 0 | 18.462 | 75.992 | 0
09.02. | 3 | 782.6863 |  | 684.7013 | 0 | 21.901 | 76.084 | 0
09.02. | 4 | 787.9291 |  | 683.8881 | 0 | 28.417 | 75.624 | 0
09.02. | 5 | 790.7331 |  | 684.6271 | 0 | 31.494 | 74.612 | 0
09.02. | 6 | 787.5772 |  | 681.8392 | 0 | 31.494 | 74.244 | 0
09.02. | 7 | 791.6 |  | 682.61 | 0 | 35.114 | 73.876 | 0
09.02. | 8 | 808.4622 |  | 695.3032 | 0 | 38.915 | 74.244 | 0
09.02. | 9 | 817.5414 |  | 698.4924 | 0 | 44.345 | 74.704 | 0
09.02. | 10 | 831.5091 |  | 711.5551 | 0 | 45.25 | 74.704 | 0
09.02. | 11 | 837.0976 |  | 721.4816 | 0 | 40.544 | 75.072 | 0
09.02. | 12 | 834.5149 |  | 718.7149 | 0 | 40.544 | 75.256 | 0
09.02. | 13 | 845.9051 |  | 722.7491 | 0 | 46.336 | 76.82 | 0
09.02. | 14 | 841.3212 |  | 703.3292 | 0 | 61.54 | 76.452 | 0
09.02. | 15 | 845.2159 |  | 695.0079 | 0 | 73.848 | 76.36 | 0
09.02. | 16 | 848.3765 |  | 698.9785 | 0 | 72.762 | 76.636 | 0
09.02. | 17 | 846.7747 |  | 698.9997 | 0 | 70.771 | 77.004 | 0
09.02. | 18 | 848.8703 |  | 702.1783 | 0 | 69.504 | 77.188 | 0
09.02. | 19 | 841.5244 |  | 701.6604 | 0 | 65.16 | 74.704 | 0
09.02. | 20 | 858.4635 |  | 714.7125 | 0 | 69.323 | 74.428 | 0
09.02. | 21 | 859.7243 |  | 713.8993 | 0 | 71.857 | 73.968 | 0
09.02. | 22 | 855.3138 |  | 712.7378 | 0 | 68.056 | 74.52 | 0
09.02. | 23 | 834.8539 |  | 696.5919 | 0 | 61.902 | 76.36 | 0
09.02. | 24 | 834.7095 |  | 698.9785 | 0 | 59.187 | 76.544 | 0
10.02. | 1 | 831.8837 |  | 685.4827 | 0 | 70.409 | 75.992 | 0
10.02. | 2 | 844.2869 |  | 686.2959 | 0 | 81.631 | 76.36 | 0
10.02. | 3 | 842.1767 |  | 686.2747 | 0 | 80.002 | 75.9 | 0
10.02. | 4 | 827.4838 |  | 685.0708 | 0 | 66.789 | 75.624 | 0
10.02. | 5 | 832.3609 |  | 689.4109 | 0 | 67.694 | 75.256 | 0
10.02. | 6 | 846.4836 |  | 690.5936 | 0 | 80.726 | 75.164 | 0
10.02. | 7 | 857.6895 |  | 694.1205 | 0 | 89.233 | 74.336 | 0
10.02. | 8 | 890.4288 |  | 728.5778 | 0 | 87.423 | 74.428 | 0
10.02. | 9 | 895.8267 |  | 735.3257 | 0 | 85.613 | 74.888 | 0
10.02. | 10 | 886.267 |  | 727.701 | 0 | 85.794 | 72.772 | 0
10.02. | 11 | 883.0587 |  | 727.2997 | 0 | 83.079 | 72.68 | 0
10.02. | 12 | 883.3812 |  | 734.1112 | 0 | 74.934 | 74.336 | 0
10.02. | 13 | 877.4233 |  | 733.7523 | 0 | 68.599 | 75.072 | 0
10.02. | 14 | 878.2571 |  | 731.4081 | 0 | 71.133 | 75.716 | 0
10.02. | 15 | 880.2508 |  | 729.4228 | 0 | 75.296 | 75.532 | 0
10.02. | 16 | 882.0398 |  | 730.2148 | 0 | 76.201 | 75.624 | 0
10.02. | 17 | 891.0297 |  | 732.1577 | 0 | 83.984 | 74.888 | 0
10.02. | 18 | 894.5609 |  | 733.7099 | 0 | 86.699 | 74.152 | 0
10.02. | 19 | 900.5196 |  | 738.1136 | 0 | 87.242 | 75.164 | 0
10.02. | 20 | 904.9326 |  | 745.2416 | 0 | 84.527 | 75.164 | 0
10.02. | 21 | 908.5694 |  | 746.8044 | 0 | 87.061 | 74.704 | 0
10.02. | 22 | 915.5681 |  | 746.4561 | 0 | 93.396 | 75.716 | 0
10.02. | 23 | 917.5658 |  | 750.0678 | 0 | 90.862 | 76.636 | 0
10.02. | 24 | 920.4183 |  | 751.2823 | 0 | 91.948 | 77.188 | 0
11.02. | 1 | 877.7742 |  | 709.7182 | 0 | 90.5 | 77.556 | 0
11.02. | 2 | 857.0091 |  | 701.3651 | 0 | 78.916 | 76.728 | 0
11.02. | 3 | 848.9907 |  | 700.5837 | 0 | 71.495 | 76.912 | 0
11.02. | 4 | 842.8723 |  | 697.3733 | 0 | 69.323 | 76.176 | 0
11.02. | 5 | 847.6285 |  | 699.7705 | 0 | 71.314 | 76.544 | 0
11.02. | 6 | 847.0405 |  | 701.3545 | 0 | 69.142 | 76.544 | 0
11.02. | 7 | 841.764 |  | 700.087 | 0 | 66.789 | 74.888 | 0
11.02. | 8 | 909.5981 |  | 765.4641 | 0 | 68.418 | 75.716 | 0
11.02. | 9 | 919.1511 |  | 778.9811 | 0 | 63.35 | 76.82 | 0
11.02. | 10 | 922.6571 |  | 782.9411 | 0 | 62.988 | 76.728 | 0
11.02. | 11 | 916.4776 |  | 774.5986 | 0 | 65.703 | 76.176 | 0
11.02. | 12 | 915.1243 |  | 763.1093 | 0 | 75.839 | 76.176 | 0
11.02. | 13 | 934.1825 |  | 764.7675 | 0 | 91.767 | 77.648 | 0
11.02. | 14 | 944.5645 |  | 766.2985 | 0 | 101.722 | 76.544 | 0
11.02. | 15 | 943.1835 |  | 760.7545 | 0 | 105.885 | 76.544 | 0
11.02. | 16 | 934.4124 |  | 760.3214 | 0 | 98.283 | 75.808 | 0
11.02. | 17 | 932.1175 |  | 765.4535 | 0 | 91.224 | 75.44 | 0
11.02. | 18 | 947.7036 |  | 777.0276 | 0 | 93.396 | 77.28 | 0
11.02. | 19 | 945.4436 |  | 783.3636 | 0 | 84.708 | 77.372 | 0
11.02. | 20 | 945.5178 |  | 794.4728 | 0 | 73.305 | 77.74 | 0
11.02. | 21 | 942.1102 |  | 792.8782 | 0 | 71.676 | 77.556 | 0
11.02. | 22 | 933.1331 |  | 786.9011 | 0 | 69.504 | 76.728 | 0
11.02. | 23 | 923.4696 |  | 780.1426 | 0 | 67.151 | 76.176 | 0
11.02. | 24 | 914.9406 |  | 774.5986 | 0 | 64.074 | 76.268 | 0
12.02. | 1 | 836.1654 |  | 701.7134 | 0 | 58.644 | 75.808 | 0
12.02. | 2 | 838.2076 |  | 700.9426 | 0 | 60.997 | 76.268 | 0
12.02. | 3 | 840.8667 |  | 700.5307 | 0 | 64.436 | 75.9 | 0
12.02. | 4 | 847.4324 |  | 700.1294 | 0 | 71.495 | 75.808 | 0
12.02. | 5 | 841.6594 |  | 696.9084 | 0 | 70.047 | 74.704 | 0
12.02. | 6 | 837.9034 |  | 695.3244 | 0 | 67.875 | 74.704 | 0
12.02. | 7 | 843.778 |  | 702.463 | 0 | 66.427 | 74.888 | 0
12.02. | 8 | 890.7439 |  | 755.9389 | 0 | 59.549 | 75.256 | 0
12.02. | 9 | 880.0523 |  | 762.2643 | 0 | 42.716 | 75.072 | 0
12.02. | 10 | 869.6092 |  | 765.8442 | 0 | 28.417 | 75.348 | 0
12.02. | 11 | 862.5393 |  | 763.8483 | 0 | 23.711 | 74.98 | 0
12.02. | 12 | 862.3524 |  | 764.2814 | 0 | 22.263 | 75.808 | 0
12.02. | 13 | 867.3173 |  | 760.7333 | 0 | 30.408 | 76.176 | 0
12.02. | 14 | 863.9344 |  | 753.1934 | 0 | 34.933 | 75.808 | 0
12.02. | 15 | 854.1809 |  | 749.6029 | 0 | 29.322 | 75.256 | 0
12.02. | 16 | 856.4684 |  | 754.7774 | 0 | 25.883 | 75.808 | 0
12.02. | 17 | 861.9778 |  | 760.3638 | 0 | 24.978 | 76.636 | 0
12.02. | 18 | 862.8707 |  | 759.9837 | 0 | 25.883 | 77.004 | 0
12.02. | 19 | 869.7361 |  | 766.3091 | 0 | 26.607 | 76.82 | 0
12.02. | 20 | 869.0165 |  | 766.2455 | 0 | 27.331 | 75.44 | 0
12.02. | 21 | 872.1502 |  | 770.7022 | 0 | 23.892 | 77.556 | 0
12.02. | 22 | 863.0611 |  | 762.3491 | 0 | 23.892 | 76.82 | 0
12.02. | 23 | 863.5069 |  | 758.3679 | 0 | 28.779 | 76.36 | 0
12.02. | 24 | 870.2954 |  | 754.8304 | 0 | 38.553 | 76.912 | 0
13.02. | 1 | 822.1451 |  | 698.9891 | 0 | 46.336 | 76.82 | 0
13.02. | 2 | 820.6328 |  | 693.0438 | 0 | 50.861 | 76.728 | 0
13.02. | 3 | 829.1289 |  | 691.0479 | 0 | 61.721 | 76.36 | 0
13.02. | 4 | 832.9939 |  | 686.2429 | 0 | 71.495 | 75.256 | 0
13.02. | 5 | 841.8738 |  | 688.2388 | 0 | 78.011 | 75.624 | 0
13.02. | 6 | 848.6524 |  | 689.0414 | 0 | 83.803 | 75.808 | 0
13.02. | 7 | 868.5026 |  | 701.7346 | 0 | 90.5 | 76.268 | 0
13.02. | 8 | 927.5532 |  | 754.8092 | 0 | 96.292 | 76.452 | 0
13.02. | 9 | 938.3828 |  | 762.7398 | 0 | 99.007 | 76.636 | 0
13.02. | 10 | 944.4389 |  | 763.1729 | 0 | 103.894 | 77.372 | 0
13.02. | 11 | 957.511 |  | 768.358 | 0 | 110.953 | 78.2 | 0
13.02. | 12 | 963.7827 |  | 768.7487 | 0 | 116.926 | 78.108 | 0
13.02. | 13 | 962.8532 |  | 766.7422 | 0 | 118.555 | 77.556 | 0
13.02. | 14 | 973.9454 |  | 775.4754 | 0 | 120.546 | 77.924 | 0
13.02. | 15 | 976.9141 |  | 777.4501 | 0 | 121.632 | 77.832 | 0
13.02. | 16 | 967.1767 |  | 770.3327 | 0 | 118.736 | 78.108 | 0
13.02. | 17 | 954.8113 |  | 760.0473 | 0 | 116.564 | 78.2 | 0
13.02. | 18 | 955.0064 |  | 763.5954 | 0 | 113.487 | 77.924 | 0
13.02. | 19 | 957.398 |  | 769.15 | 0 | 110.048 | 78.2 | 0
13.02. | 20 | 959.9179 |  | 775.8449 | 0 | 106.609 | 77.464 | 0
13.02. | 21 | 962.2652 |  | 777.8302 | 0 | 106.971 | 77.464 | 0
13.02. | 22 | 963.7105 |  | 779.8155 | 0 | 106.247 | 77.648 | 0
13.02. | 23 | 961.0964 |  | 778.6434 | 0 | 104.437 | 78.016 | 0
13.02. | 24 | 956.3627 |  | 775.0847 | 0 | 103.17 | 78.108 | 0
14.02. | 1 | 891.165 |  | 708.166 | 0 | 104.799 | 78.2 | 0
14.02. | 2 | 888.5392 |  | 700.9532 | 0 | 111.134 | 76.452 | 0
14.02. | 3 | 894.0387 |  | 701.3757 | 0 | 115.659 | 77.004 | 0
14.02. | 4 | 894.0142 |  | 699.3692 | 0 | 118.193 | 76.452 | 0
14.02. | 5 | 895.4731 |  | 701.3651 | 0 | 117.288 | 76.82 | 0
14.02. | 6 | 896.2213 |  | 702.1253 | 0 | 118.012 | 76.084 | 0
14.02. | 7 | 909.3547 |  | 713.9947 | 0 | 119.46 | 75.9 | 0
14.02. | 8 | 976.6176 |  | 782.5186 | 0 | 117.831 | 76.268 | 0
14.02. | 9 | 984.343 |  | 790.428 | 0 | 117.831 | 76.084 | 0
14.02. | 10 | 983.6736 |  | 792.7616 | 0 | 115.84 | 75.072 | 0
14.02. | 11 | 982.2464 |  | 790.4174 | 0 | 116.021 | 75.808 | 0
14.02. | 12 | 979.6731 |  | 789.2771 | 0 | 113.668 | 76.728 | 0
14.02. | 13 | 978.0414 |  | 791.2624 | 0 | 109.867 | 76.912 | 0
14.02. | 14 | 968.9439 |  | 786.8799 | 0 | 105.704 | 76.36 | 0
14.02. | 15 | 956.7204 |  | 778.4844 | 0 | 103.532 | 74.704 | 0
14.02. | 16 | 958.8252 |  | 781.7372 | 0 | 100.636 | 76.452 | 0
14.02. | 17 | 959.8096 |  | 787.3236 | 0 | 95.206 | 77.28 | 0
14.02. | 18 | 959.254 |  | 793.649 | 0 | 88.509 | 77.096 | 0
14.02. | 19 | 960.5398 |  | 798.3798 | 0 | 85.432 | 76.728 | 0
14.02. | 20 | 959.1175 |  | 798.7705 | 0 | 83.803 | 76.544 | 0
14.02. | 21 | 955.4295 |  | 797.9785 | 0 | 80.907 | 76.544 | 0
14.02. | 22 | 949.7663 |  | 792.4133 | 0 | 81.269 | 76.084 | 0
14.02. | 23 | 941.8458 |  | 781.6948 | 0 | 84.527 | 75.624 | 0
14.02. | 24 | 922.3225 |  | 766.2455 | 0 | 80.545 | 75.532 | 0
15.02. | 1 | 844.8363 |  | 689.4003 | 0 | 80.364 | 75.072 | 0
15.02. | 2 | 836.3785 |  | 685.4615 | 0 | 75.477 | 75.44 | 0
15.02. | 3 | 839.1457 |  | 691.0267 | 0 | 72.219 | 75.9 | 0
15.02. | 4 | 830.066 |  | 685.039 | 0 | 70.047 | 74.98 | 0
15.02. | 5 | 826.2237 |  | 681.4697 | 0 | 69.866 | 74.888 | 0
15.02. | 6 | 829.2097 |  | 687.8057 | 0 | 66.608 | 74.796 | 0
15.02. | 7 | 830.7205 |  | 694.1205 | 0 | 62.264 | 74.336 | 0
15.02. | 8 | 864.4721 |  | 730.5101 | 0 | 60.454 | 73.508 | 0
15.02. | 9 | 869.8522 |  | 738.8632 | 0 | 56.653 | 74.336 | 0
15.02. | 10 | 882.9379 |  | 753.5629 | 0 | 54.119 | 75.256 | 0
15.02. | 11 | 880.2058 |  | 750.7538 | 0 | 55.024 | 74.428 | 0
15.02. | 12 | 877.2999 |  | 745.5899 | 0 | 57.558 | 74.152 | 0
15.02. | 13 | 876.1469 |  | 741.6299 | 0 | 60.273 | 74.244 | 0
15.02. | 14 | 848.9056 |  | 717.4686 | 0 | 57.377 | 74.06 | 0
15.02. | 15 | 847.0773 |  | 716.2753 | 0 | 56.834 | 73.968 | 0
15.02. | 16 | 847.9054 |  | 716.6554 | 0 | 57.558 | 73.692 | 0
15.02. | 17 | 839.4426 |  | 711.0266 | 0 | 56.472 | 71.944 | 0
15.02. | 18 | 848.3208 |  | 720.6048 | 0 | 54.3 | 73.416 | 0
15.02. | 19 | 850.3872 |  | 730.8372 | 0 | 47.422 | 72.128 | 0
15.02. | 20 | 851.0291 |  | 736.7401 | 0 | 42.897 | 71.392 | 0
15.02. | 21 | 846.3985 |  | 736.7295 | 0 | 38.553 | 71.116 | 0
15.02. | 22 | 846.5162 |  | 737.1202 | 0 | 38.372 | 71.024 | 0
15.02. | 23 | 821.1769 |  | 712.9589 | 0 | 37.286 | 70.932 | 0
15.02. | 24 | 817.119 |  | 709.432 | 0 | 36.019 | 71.668 | 0
16.02. | 1 | 760.2038 |  | 653.9708 | 0 | 34.933 | 71.3 | 0
16.02. | 2 | 755.3502 |  | 654.8052 | 0 | 28.417 | 72.128 | 0
16.02. | 3 | 749.8581 |  | 653.5801 | 0 | 24.978 | 71.3 | 0
16.02. | 4 | 748.5021 |  | 653.5801 | 0 | 23.53 | 71.392 | 0
16.02. | 5 | 744.6964 |  | 652.3974 | 0 | 20.815 | 71.484 | 0
16.02. | 6 | 740.9755 |  | 653.5695 | 0 | 16.29 | 71.116 | 0
16.02. | 7 | 744.6294 |  | 657.9414 | 0 | 15.204 | 71.484 | 0
16.02. | 8 | 760.0075 |  | 671.7855 | 0 | 17.014 | 71.208 | 0
16.02. | 9 | 763.6683 |  | 671.8173 | 0 | 20.091 | 71.76 | 0
16.02. | 10 | 780.7862 |  | 689.6532 | 0 | 19.005 | 72.128 | 0
16.02. | 11 | 784.5835 |  | 694.8065 | 0 | 17.557 | 72.22 | 0
16.02. | 12 | 785.9415 |  | 697.9745 | 0 | 15.747 | 72.22 | 0
16.02. | 13 | 775.984 |  | 692.008 | 0 | 12.308 | 71.668 | 0
16.02. | 14 | 748.0862 |  | 665.8402 | 0 | 11.222 | 71.024 | 0
16.02. | 15 | 740.9399 |  | 657.5189 | 0 | 12.489 | 70.932 | 0
16.02. | 16 | 745.0809 |  | 661.4789 | 0 | 12.67 | 70.932 | 0
16.02. | 17 | 756.953 |  | 670.624 | 0 | 14.661 | 71.668 | 0
16.02. | 18 | 773.5363 |  | 684.4893 | 0 | 17.195 | 71.852 | 0
16.02. | 19 | 786.914 |  | 695.968 | 0 | 19.186 | 71.76 | 0
16.02. | 20 | 803.8489 |  | 710.6359 | 0 | 21.177 | 72.036 | 0
16.02. | 21 | 799.9287 |  | 710.6147 | 0 | 17.738 | 71.576 | 0
16.02. | 22 | 791.9867 |  | 706.6547 | 0 | 13.756 | 71.576 | 0
16.02. | 23 | 763.1006 |  | 677.7626 | 0 | 13.394 | 71.944 | 0
16.02. | 24 | 754.8055 |  | 672.6305 | 0 | 9.955 | 72.22 | 0
17.02. | 1 | 738.3701 |  | 659.1771 | 0 | 6.697 | 72.496 | 0
17.02. | 2 | 739.0748 |  | 661.1518 | 0 | 5.611 | 72.312 | 0
17.02. | 3 | 741.4325 |  | 662.3345 | 0 | 6.878 | 72.22 | 0
17.02. | 4 | 746.7312 |  | 661.9332 | 0 | 12.67 | 72.128 | 0
17.02. | 5 | 749.5258 |  | 660.3068 | 0 | 17.919 | 71.3 | 0
17.02. | 6 | 756.7344 |  | 661.9014 | 0 | 23.349 | 71.484 | 0
17.02. | 7 | 770.0258 |  | 671.3948 | 0 | 27.331 | 71.3 | 0
17.02. | 8 | 805.8102 |  | 704.6482 | 0 | 30.046 | 71.116 | 0
17.02. | 9 | 817.1828 |  | 712.5788 | 0 | 33.304 | 71.3 | 0
17.02. | 10 | 818.3007 |  | 713.7827 | 0 | 32.942 | 71.576 | 0
17.02. | 11 | 808.9693 |  | 708.2493 | 0 | 28.96 | 71.76 | 0
17.02. | 12 | 804.2633 |  | 708.2493 | 0 | 24.254 | 71.76 | 0
17.02. | 13 | 796.4521 |  | 701.8921 | 0 | 23.168 | 71.392 | 0
17.02. | 14 | 792.1271 |  | 698.6711 | 0 | 23.168 | 70.288 | 0
17.02. | 15 | 797.9048 |  | 703.0748 | 0 | 23.53 | 71.3 | 0
17.02. | 16 | 808.5022 |  | 711.7762 | 0 | 25.702 | 71.024 | 0
17.02. | 17 | 824.5603 |  | 723.2973 | 0 | 29.503 | 71.76 | 0
17.02. | 18 | 841.8268 |  | 736.3918 | 0 | 33.123 | 72.312 | 0
17.02. | 19 | 848.777 |  | 735.568 | 0 | 41.449 | 71.76 | 0
17.02. | 20 | 868.1769 |  | 743.1079 | 0 | 53.033 | 72.036 | 0
17.02. | 21 | 876.653 |  | 747.501 | 0 | 56.472 | 72.68 | 0
17.02. | 22 | 873.3656 |  | 742.7596 | 0 | 57.558 | 73.048 | 0
17.02. | 23 | 875.251 |  | 742.749 | 0 | 59.73 | 72.772 | 0
17.02. | 24 | 877.5548 |  | 736.4448 | 0 | 67.694 | 73.416 | 0
18.02. | 1 | 845.088 |  | 698.45 | 0 | 72.762 | 73.876 | 0
18.02. | 2 | 847.7303 |  | 696.4753 | 0 | 77.287 | 73.968 | 0
18.02. | 3 | 857.8846 |  | 697.6686 | 0 | 86.156 | 74.06 | 0
18.02. | 4 | 868.2016 |  | 697.6686 | 0 | 96.473 | 74.06 | 0
18.02. | 5 | 876.5199 |  | 697.2249 | 0 | 106.247 | 73.048 | 0
18.02. | 6 | 881.8112 |  | 697.6262 | 0 | 110.953 | 73.232 | 0
18.02. | 7 | 888.8969 |  | 704.3529 | 0 | 111.496 | 73.048 | 0
18.02. | 8 | 945.1984 |  | 761.0074 | 0 | 110.591 | 73.6 | 0
18.02. | 9 | 943.4255 |  | 766.9315 | 0 | 103.17 | 73.324 | 0
18.02. | 10 | 932.7183 |  | 770.0783 | 0 | 89.776 | 72.864 | 0
18.02. | 11 | 909.6801 |  | 761.3451 | 0 | 75.839 | 72.496 | 0
18.02. | 12 | 901.6387 |  | 758.1877 | 0 | 70.771 | 72.68 | 0
18.02. | 13 | 895.2236 |  | 757.0156 | 0 | 65.16 | 73.048 | 0
18.02. | 14 | 878.5147 |  | 750.2677 | 0 | 55.567 | 72.68 | 0
18.02. | 15 | 866.2967 |  | 747.0997 | 0 | 46.517 | 72.68 | 0
18.02. | 16 | 864.3873 |  | 747.9023 | 0 | 43.621 | 72.864 | 0
18.02. | 17 | 868.6413 |  | 751.0703 | 0 | 44.707 | 72.864 | 0
18.02. | 18 | 875.3707 |  | 755.8117 | 0 | 46.879 | 72.68 | 0
18.02. | 19 | 890.9194 |  | 760.9544 | 0 | 57.377 | 72.588 | 0
18.02. | 20 | 904.4922 |  | 765.7382 | 0 | 65.522 | 73.232 | 0
18.02. | 21 | 922.3929 |  | 774.0489 | 0 | 75.296 | 73.048 | 0
18.02. | 22 | 918.5773 |  | 767.7023 | 0 | 78.011 | 72.864 | 0
18.02. | 23 | 907.1446 |  | 761.7146 | 0 | 73.486 | 71.944 | 0
18.02. | 24 | 900.7238 |  | 762.5278 | 0 | 65.884 | 72.312 | 0
19.02. | 1 | 831.2642 |  | 699.9492 | 0 | 59.187 | 72.128 | 0
19.02. | 2 | 818.3311 |  | 695.6091 | 0 | 50.318 | 72.404 | 0
19.02. | 3 | 811.7083 |  | 697.2143 | 0 | 41.63 | 72.864 | 0
19.02. | 4 | 809.381 |  | 697.605 | 0 | 39.096 | 72.68 | 0
19.02. | 5 | 804.4752 |  | 693.6132 | 0 | 38.734 | 72.128 | 0
19.02. | 6 | 804.1629 |  | 693.2119 | 0 | 38.915 | 72.036 | 0
19.02. | 7 | 822.1905 |  | 701.9875 | 0 | 46.879 | 73.324 | 0
19.02. | 8 | 878.1322 |  | 753.8582 | 0 | 51.042 | 73.232 | 0
19.02. | 9 | 881.5423 |  | 761.4193 | 0 | 46.155 | 73.968 | 0
19.02. | 10 | 869.3384 |  | 761.7994 | 0 | 33.847 | 73.692 | 0
19.02. | 11 | 855.7028 |  | 760.2048 | 0 | 22.082 | 73.416 | 0
19.02. | 12 | 859.1851 |  | 766.9421 | 0 | 18.643 | 73.6 | 0
19.02. | 13 | 860.9078 |  | 768.1248 | 0 | 19.367 | 73.416 | 0
19.02. | 14 | 862.6241 |  | 766.9421 | 0 | 22.082 | 73.6 | 0
19.02. | 15 | 856.3375 |  | 758.9585 | 0 | 25.159 | 72.22 | 0
19.02. | 16 | 860.6333 |  | 758.9903 | 0 | 28.779 | 72.864 | 0
19.02. | 17 | 867.7665 |  | 760.5955 | 0 | 33.847 | 73.324 | 0
19.02. | 18 | 875.3057 |  | 763.7847 | 0 | 37.829 | 73.692 | 0
19.02. | 19 | 884.0968 |  | 767.3328 | 0 | 43.44 | 73.324 | 0
19.02. | 20 | 887.4767 |  | 766.1077 | 0 | 48.689 | 72.68 | 0
19.02. | 21 | 900.9929 |  | 774.8939 | 0 | 51.947 | 74.152 | 0
19.02. | 22 | 900.2417 |  | 774.8727 | 0 | 51.585 | 73.784 | 0
19.02. | 23 | 888.9957 |  | 766.1607 | 0 | 49.051 | 73.784 | 0
19.02. | 24 | 896.4459 |  | 769.3499 | 0 | 52.852 | 74.244 | 0
20.02. | 1 | 836.492 |  | 707.954 | 0 | 54.662 | 73.876 | 0
20.02. | 2 | 826.4277 |  | 703.5927 | 0 | 49.051 | 73.784 | 0
20.02. | 3 | 824.9468 |  | 705.5568 | 0 | 45.974 | 73.416 | 0
20.02. | 4 | 824.518 |  | 703.149 | 0 | 48.689 | 72.68 | 0
20.02. | 5 | 825.357 |  | 705.525 | 0 | 47.06 | 72.772 | 0
20.02. | 6 | 822.0065 |  | 702.7265 | 0 | 47.06 | 72.22 | 0
20.02. | 7 | 826.7837 |  | 705.0707 | 0 | 50.137 | 71.576 | 0
20.02. | 8 | 874.6474 |  | 751.3974 | 0 | 51.766 | 71.484 | 0
20.02. | 9 | 879.0834 |  | 760.9014 | 0 | 46.698 | 71.484 | 0
20.02. | 10 | 867.9942 |  | 760.9332 | 0 | 34.933 | 72.128 | 0
20.02. | 11 | 861.9401 |  | 762.9291 | 0 | 26.607 | 72.404 | 0
20.02. | 12 | 858.3869 |  | 765.3369 | 0 | 19.91 | 73.14 | 0
20.02. | 13 | 850.3754 |  | 760.9544 | 0 | 16.833 | 72.588 | 0
20.02. | 14 | 848.4682 |  | 756.9732 | 0 | 19.367 | 72.128 | 0
20.02. | 15 | 848.3574 |  | 752.9814 | 0 | 23.892 | 71.484 | 0
20.02. | 16 | 856.1859 |  | 754.1959 | 0 | 30.046 | 71.944 | 0
20.02. | 17 | 858.4249 |  | 748.6519 | 0 | 37.829 | 71.944 | 0
20.02. | 18 | 864.1781 |  | 751.0491 | 0 | 40.725 | 72.404 | 0
20.02. | 19 | 874.1556 |  | 750.6266 | 0 | 51.585 | 71.944 | 0
20.02. | 20 | 895.6412 |  | 756.1812 | 0 | 67.332 | 72.128 | 0
20.02. | 21 | 918.9341 |  | 763.7211 | 0 | 82.717 | 72.496 | 0
20.02. | 22 | 928.3085 |  | 764.5025 | 0 | 91.586 | 72.22 | 0
20.02. | 23 | 929.4165 |  | 760.5425 | 0 | 96.654 | 72.22 | 0
20.02. | 24 | 923.105 |  | 756.213 | 0 | 94.12 | 72.772 | 0
21.02. | 1 | 866.7395 |  | 704.3635 | 0 | 89.052 | 73.324 | 0
21.02. | 2 | 858.8257 |  | 697.2567 | 0 | 87.785 | 73.784 | 0
21.02. | 3 | 851.3174 |  | 698.4394 | 0 | 79.278 | 73.6 | 0
21.02. | 4 | 833.7322 |  | 692.0822 | 0 | 68.418 | 73.232 | 0
21.02. | 5 | 820.7825 |  | 688.4705 | 0 | 60.092 | 72.22 | 0
21.02. | 6 | 826.5913 |  | 690.0333 | 0 | 64.798 | 71.76 | 0
21.02. | 7 | 847.4098 |  | 702.3358 | 0 | 72.762 | 72.312 | 0
21.02. | 8 | 915.2864 |  | 760.1624 | 0 | 82.536 | 72.588 | 0
21.02. | 9 | 915.9065 |  | 762.0735 | 0 | 82.717 | 71.116 | 0
21.02. | 10 | 908.398 |  | 761.704 | 0 | 74.934 | 71.76 | 0
21.02. | 11 | 908.4853 |  | 759.7823 | 0 | 75.839 | 72.864 | 0
21.02. | 12 | 895.297 |  | 753.837 | 0 | 68.78 | 72.68 | 0
21.02. | 13 | 874.1952 |  | 752.2742 | 0 | 48.689 | 73.232 | 0
21.02. | 14 | 854.0399 |  | 746.3289 | 0 | 34.571 | 73.14 | 0
21.02. | 15 | 848.709 |  | 744.28 | 0 | 32.761 | 71.668 | 0
21.02. | 16 | 856.8518 |  | 749.0638 | 0 | 35.476 | 72.312 | 0
21.02. | 17 | 871.3279 |  | 762.1689 | 0 | 36.019 | 73.14 | 0
21.02. | 18 | 887.6204 |  | 777.6394 | 0 | 36.381 | 73.6 | 0
21.02. | 19 | 888.5934 |  | 778.4314 | 0 | 36.562 | 73.6 | 0
21.02. | 20 | 889.0113 |  | 778.8433 | 0 | 36.2 | 73.968 | 0
21.02. | 21 | 901.3497 |  | 780.4167 | 0 | 47.241 | 73.692 | 0
21.02. | 22 | 919.489 |  | 781.557 | 0 | 65.16 | 72.772 | 0
21.02. | 23 | 929.3332 |  | 777.5652 | 0 | 79.64 | 72.128 | 0
21.02. | 24 | 939.8505 |  | 775.5905 | 0 | 91.948 | 72.312 | 0
22.02. | 1 | 876.5664 |  | 705.5144 | 0 | 98.464 | 72.588 | 0
22.02. | 2 | 878.0772 |  | 701.5862 | 0 | 103.351 | 73.14 | 0
22.02. | 3 | 874.9062 |  | 699.1572 | 0 | 103.713 | 72.036 | 0
22.02. | 4 | 874.3516 |  | 702.3146 | 0 | 100.093 | 71.944 | 0
22.02. | 5 | 862.4654 |  | 699.1254 | 0 | 91.948 | 71.392 | 0
22.02. | 6 | 857.0181 |  | 704.2681 | 0 | 81.45 | 71.3 | 0
22.02. | 7 | 853.6988 |  | 707.8268 | 0 | 74.572 | 71.3 | 0
22.02. | 8 | 877.8987 |  | 737.5427 | 0 | 68.78 | 71.576 | 0
22.02. | 9 | 881.4312 |  | 746.6772 | 0 | 62.626 | 72.128 | 0
22.02. | 10 | 879.1749 |  | 757.3639 | 0 | 49.775 | 72.036 | 0
22.02. | 11 | 869.7263 |  | 764.4813 | 0 | 33.485 | 71.76 | 0
22.02. | 12 | 846.4307 |  | 758.9267 | 0 | 15.928 | 71.576 | 0
22.02. | 13 | 819.5917 |  | 742.2417 | 0 | 6.878 | 70.472 | 0
22.02. | 14 | 799.9339 |  | 724.8389 | 0 | 4.163 | 70.932 | 0
22.02. | 15 | 794.3763 |  | 719.2843 | 0 | 4.344 | 70.748 | 0
22.02. | 16 | 802.4224 |  | 722.8854 | 0 | 8.145 | 71.392 | 0
22.02. | 17 | 808.3324 |  | 724.5224 | 0 | 11.222 | 72.588 | 0
22.02. | 18 | 814.9018 |  | 728.4718 | 0 | 14.118 | 72.312 | 0
22.02. | 19 | 831.8728 |  | 742.7278 | 0 | 16.833 | 72.312 | 0
22.02. | 20 | 851.1518 |  | 758.5678 | 0 | 20.272 | 72.312 | 0
22.02. | 21 | 853.3688 |  | 756.9838 | 0 | 24.073 | 72.312 | 0
22.02. | 22 | 854.9659 |  | 755.7799 | 0 | 27.15 | 72.036 | 0
22.02. | 23 | 836.9979 |  | 732.0199 | 0 | 32.942 | 72.036 | 0
22.02. | 24 | 841.4069 |  | 723.3079 | 0 | 46.155 | 71.944 | 0
23.02. | 1 | 807.9379 |  | 681.3319 | 0 | 54.662 | 71.944 | 0
23.02. | 2 | 814.1001 |  | 685.3131 | 0 | 56.291 | 72.496 | 0
23.02. | 3 | 815.8589 |  | 686.0839 | 0 | 57.739 | 72.036 | 0
23.02. | 4 | 827.7938 |  | 691.3008 | 0 | 63.169 | 73.324 | 0
23.02. | 5 | 828.2703 |  | 690.8783 | 0 | 64.436 | 72.956 | 0
23.02. | 6 | 839.8407 |  | 700.3717 | 0 | 66.789 | 72.68 | 0
23.02. | 7 | 846.1851 |  | 702.7371 | 0 | 70.952 | 72.496 | 0
23.02. | 8 | 860.3454 |  | 712.6424 | 0 | 75.115 | 72.588 | 0
23.02. | 9 | 862.3913 |  | 716.2223 | 0 | 73.305 | 72.864 | 0
23.02. | 10 | 873.4232 |  | 734.8502 | 0 | 65.341 | 73.232 | 0
23.02. | 11 | 867.9524 |  | 744.3224 | 0 | 51.042 | 72.588 | 0
23.02. | 12 | 846.6023 |  | 736.8143 | 0 | 36.924 | 72.864 | 0
23.02. | 13 | 835.8375 |  | 737.6275 | 0 | 24.978 | 73.232 | 0
23.02. | 14 | 802.0985 |  | 715.3985 | 0 | 14.48 | 72.22 | 0
23.02. | 15 | 796.4623 |  | 717.8063 | 0 | 5.792 | 72.864 | 0
23.02. | 16 | 796.1881 |  | 719.4221 | 0 | 3.258 | 73.508 | 0
23.02. | 17 | 795.6285 |  | 720.1505 | 0 | 3.258 | 72.22 | 0
23.02. | 18 | 802.055 |  | 726.856 | 0 | 3.439 | 71.76 | 0
23.02. | 19 | 813.9377 |  | 736.7507 | 0 | 5.611 | 71.576 | 0
23.02. | 20 | 833.7627 |  | 751.8517 | 0 | 9.231 | 72.68 | 0
23.02. | 21 | 833.551 |  | 749.032 | 0 | 12.851 | 71.668 | 0
23.02. | 22 | 827.8796 |  | 740.2246 | 0 | 17.919 | 69.736 | 0
23.02. | 23 | 808.5981 |  | 718.4181 | 0 | 20.996 | 69.184 | 0
23.02. | 24 | 810.8349 |  | 717.6579 | 0 | 23.349 | 69.828 | 0
24.02. | 1 | 807.048 |  | 710.963 | 0 | 25.521 | 70.564 | 0
24.02. | 2 | 808.564 |  | 711.755 | 0 | 26.245 | 70.564 | 0
24.02. | 3 | 807.8761 |  | 711.3431 | 0 | 26.245 | 70.288 | 0
24.02. | 4 | 808.7811 |  | 711.3431 | 0 | 27.15 | 70.288 | 0
24.02. | 5 | 809.9534 |  | 713.3284 | 0 | 26.245 | 70.38 | 0
24.02. | 6 | 811.1126 |  | 718.1016 | 0 | 22.263 | 70.748 | 0
24.02. | 7 | 813.1224 |  | 722.8324 | 0 | 19.91 | 70.38 | 0
24.02. | 8 | 838.707 |  | 752.939 | 0 | 15.204 | 70.564 | 0
24.02. | 9 | 845.4404 |  | 763.2774 | 0 | 10.679 | 71.484 | 0
24.02. | 10 | 834.952 |  | 757.691 | 0 | 6.697 | 70.564 | 0
24.02. | 11 | 833.3171 |  | 758.1241 | 0 | 3.801 | 71.392 | 0
24.02. | 12 | 826.129 |  | 752.939 | 0 | 2.534 | 70.656 | 0
24.02. | 13 | 821.2761 |  | 749.3591 | 0 | 1.629 | 70.288 | 0
24.02. | 14 | 813.0468 |  | 740.2988 | 0 | 1.448 | 71.3 | 0
24.02. | 15 | 800.4653 |  | 727.2573 | 0 | 1.448 | 71.76 | 0
24.02. | 16 | 800.0111 |  | 725.7051 | 0 | 1.81 | 72.496 | 0
24.02. | 17 | 807.4346 |  | 731.6716 | 0 | 2.715 | 73.048 | 0
24.02. | 18 | 815.5309 |  | 738.4089 | 0 | 3.982 | 73.14 | 0
24.02. | 19 | 820.0611 |  | 742.3901 | 0 | 4.163 | 73.508 | 0
24.02. | 20 | 834.0968 |  | 755.5058 | 0 | 4.163 | 74.428 | 0
24.02. | 21 | 839.5686 |  | 762.6126 | 0 | 2.896 | 74.06 | 0
24.02. | 22 | 836.9498 |  | 760.2578 | 0 | 2.172 | 74.52 | 0
24.02. | 23 | 824.4333 |  | 748.7473 | 0 | 1.81 | 73.876 | 0
24.02. | 24 | 825.527 |  | 749.191 | 0 | 1.448 | 74.888 | 0
25.02. | 1 | 782.5387 |  | 706.0217 | 0 | 1.629 | 74.888 | 0
25.02. | 2 | 782.4979 |  | 705.2509 | 0 | 1.991 | 75.256 | 0
25.02. | 3 | 788.0508 |  | 709.6228 | 0 | 2.896 | 75.532 | 0
25.02. | 4 | 790.5141 |  | 710.8161 | 0 | 3.982 | 75.716 | 0
25.02. | 5 | 788.8695 |  | 707.6375 | 0 | 5.792 | 75.44 | 0
25.02. | 6 | 794.6526 |  | 708.8096 | 0 | 10.679 | 75.164 | 0
25.02. | 7 | 804.9236 |  | 714.3006 | 0 | 16.471 | 74.152 | 0
25.02. | 8 | 871.6227 |  | 774.9257 | 0 | 21.901 | 74.796 | 0
25.02. | 9 | 888.9112 |  | 784.0602 | 0 | 29.503 | 75.348 | 0
25.02. | 10 | 868.8352 |  | 765.7382 | 0 | 29.865 | 73.232 | 0
25.02. | 11 | 872.2129 |  | 768.5579 | 0 | 29.503 | 74.152 | 0
25.02. | 12 | 870.5396 |  | 765.7276 | 0 | 31.856 | 72.956 | 0
25.02. | 13 | 861.7811 |  | 758.9691 | 0 | 30.408 | 72.404 | 0
25.02. | 14 | 849.5487 |  | 751.7457 | 0 | 27.331 | 70.472 | 0
25.02. | 15 | 848.1551 |  | 752.5271 | 0 | 25.34 | 70.288 | 0
25.02. | 16 | 848.1855 |  | 754.1005 | 0 | 24.073 | 70.012 | 0
25.02. | 17 | 853.5792 |  | 762.4642 | 0 | 20.091 | 71.024 | 0
25.02. | 18 | 856.3464 |  | 768.0294 | 0 | 16.833 | 71.484 | 0
25.02. | 19 | 857.3676 |  | 768.7896 | 0 | 17.738 | 70.84 | 0
25.02. | 20 | 864.5779 |  | 772.3059 | 0 | 22.444 | 69.828 | 0
25.02. | 21 | 872.6428 |  | 771.1338 | 0 | 31.313 | 70.196 | 0
25.02. | 22 | 889.1749 |  | 775.5269 | 0 | 42.716 | 70.932 | 0
25.02. | 23 | 912.3017 |  | 780.4167 | 0 | 58.101 | 73.784 | 0
25.02. | 24 | 928.1313 |  | 777.3123 | 0 | 75.839 | 74.98 | 0
26.02. | 1 | 869.1309 |  | 707.6269 | 0 | 86.156 | 75.348 | 0
26.02. | 2 | 876.6874 |  | 705.6734 | 0 | 95.206 | 75.808 | 0
26.02. | 3 | 882.806 |  | 701.671 | 0 | 106.247 | 74.888 | 0
26.02. | 4 | 877.8923 |  | 694.9443 | 0 | 107.876 | 75.072 | 0
26.02. | 5 | 880.1078 |  | 693.7298 | 0 | 111.858 | 74.52 | 0
26.02. | 6 | 882.5812 |  | 692.1352 | 0 | 116.202 | 74.244 | 0
26.02. | 7 | 886.5229 |  | 694.9019 | 0 | 117.469 | 74.152 | 0
26.02. | 8 | 946.0656 |  | 749.9936 | 0 | 120.908 | 75.164 | 0
26.02. | 9 | 958.7915 |  | 759.9095 | 0 | 123.442 | 75.44 | 0
26.02. | 10 | 948.9611 |  | 756.6991 | 0 | 117.65 | 74.612 | 0
26.02. | 11 | 938.7571 |  | 755.9071 | 0 | 108.238 | 74.612 | 0
26.02. | 12 | 926.6934 |  | 755.5164 | 0 | 96.473 | 74.704 | 0
26.02. | 13 | 905.4291 |  | 747.1951 | 0 | 83.622 | 74.612 | 0
26.02. | 14 | 890.4405 |  | 744.8615 | 0 | 70.047 | 75.532 | 0
26.02. | 15 | 876.547 |  | 743.647 | 0 | 57.92 | 74.98 | 0
26.02. | 16 | 865.5196 |  | 743.6576 | 0 | 46.698 | 75.164 | 0
26.02. | 17 | 859.6574 |  | 747.6494 | 0 | 36.2 | 75.808 | 0
26.02. | 18 | 861.2377 |  | 754.3867 | 0 | 30.951 | 75.9 | 0
26.02. | 19 | 865.4848 |  | 761.1558 | 0 | 27.693 | 76.636 | 0
26.02. | 20 | 866.5399 |  | 766.2879 | 0 | 23.892 | 76.36 | 0
26.02. | 21 | 862.2273 |  | 764.6933 | 0 | 21.358 | 76.176 | 0
26.02. | 22 | 861.3903 |  | 765.4853 | 0 | 19.729 | 76.176 | 0
26.02. | 23 | 857.8541 |  | 761.5041 | 0 | 20.634 | 75.716 | 0
26.02. | 24 | 860.9385 |  | 760.7015 | 0 | 24.797 | 75.44 | 0
27.02. | 1 | 807.7192 |  | 698.5242 | 0 | 33.847 | 75.348 | 0
27.02. | 2 | 808.1739 |  | 693.3709 | 0 | 39.639 | 75.164 | 0
27.02. | 3 | 804.4718 |  | 689.7698 | 0 | 40.182 | 74.52 | 0
27.02. | 4 | 793.8736 |  | 677.0236 | 0 | 43.802 | 73.048 | 0
27.02. | 5 | 799.9539 |  | 678.2169 | 0 | 48.689 | 73.048 | 0
27.02. | 6 | 807.6744 |  | 682.6524 | 0 | 50.318 | 74.704 | 0
27.02. | 7 | 823.6912 |  | 690.6042 | 0 | 57.739 | 75.348 | 0
27.02. | 8 | 888.7398 |  | 749.2228 | 0 | 63.893 | 75.624 | 0
27.02. | 9 | 883.6483 |  | 753.5523 | 0 | 55.024 | 75.072 | 0
27.02. | 10 | 876.4555 |  | 756.6885 | 0 | 45.431 | 74.336 | 0
27.02. | 11 | 875.1163 |  | 758.2513 | 0 | 42.897 | 73.968 | 0
27.02. | 12 | 872.6335 |  | 757.4805 | 0 | 40.725 | 74.428 | 0
27.02. | 13 | 871.7614 |  | 755.5164 | 0 | 41.449 | 74.796 | 0
27.02. | 14 | 874.9457 |  | 756.7097 | 0 | 43.44 | 74.796 | 0
27.02. | 15 | 875.5955 |  | 755.1045 | 0 | 46.155 | 74.336 | 0
27.02. | 16 | 882.8867 |  | 754.3337 | 0 | 53.757 | 74.796 | 0
27.02. | 17 | 887.1469 |  | 758.3149 | 0 | 53.576 | 75.256 | 0
27.02. | 18 | 900.9781 |  | 766.2561 | 0 | 59.006 | 75.716 | 0
27.02. | 19 | 898.3479 |  | 768.6109 | 0 | 54.481 | 75.256 | 0
27.02. | 20 | 887.9478 |  | 768.1778 | 0 | 45.25 | 74.52 | 0
27.02. | 21 | 894.9101 |  | 766.9951 | 0 | 53.395 | 74.52 | 0
27.02. | 22 | 903.4045 |  | 763.8165 | 0 | 65.16 | 74.428 | 0
27.02. | 23 | 919.289 |  | 765.031 | 0 | 79.278 | 74.98 | 0
27.02. | 24 | 922.1914 |  | 757.8924 | 0 | 89.595 | 74.704 | 0
28.02. | 1 | 862.3651 |  | 692.5471 | 0 | 95.206 | 74.612 | 0
28.02. | 2 | 862.579 |  | 690.583 | 0 | 97.016 | 74.98 | 0
28.02. | 3 | 858.4234 |  | 689.7804 | 0 | 93.939 | 74.704 | 0
28.02. | 4 | 852.0251 |  | 690.1711 | 0 | 87.242 | 74.612 | 0
28.02. | 5 | 842.6131 |  | 690.1711 | 0 | 77.83 | 74.612 | 0
28.02. | 6 | 835.4334 |  | 690.5194 | 0 | 71.314 | 73.6 | 0
28.02. | 7 | 835.0902 |  | 695.2502 | 0 | 66.608 | 73.232 | 0
28.02. | 8 | 896.3437 |  | 753.4357 | 0 | 70.228 | 72.68 | 0
28.02. | 9 | 896.8985 |  | 753.3085 | 0 | 73.486 | 70.104 | 0
28.02. | 10 | 906.6181 |  | 752.5271 | 0 | 83.803 | 70.288 | 0
28.02. | 11 | 909.3566 |  | 748.1976 | 0 | 90.319 | 70.84 | 0
28.02. | 12 | 915.8328 |  | 744.2588 | 0 | 100.274 | 71.3 | 0
28.02. | 13 | 924.4629 |  | 740.6789 | 0 | 112.944 | 70.84 | 0
28.02. | 14 | 933.8309 |  | 739.0949 | 0 | 123.804 | 70.932 | 0
28.02. | 15 | 952.1105 |  | 747.9235 | 0 | 130.863 | 73.324 | 0
28.02. | 16 | 940.5171 |  | 745.5581 | 0 | 121.451 | 73.508 | 0
28.02. | 17 | 938.6134 |  | 744.3754 | 0 | 120.546 | 73.692 | 0
28.02. | 18 | 944.2573 |  | 751.9153 | 0 | 118.374 | 73.968 | 0
28.02. | 19 | 943.7331 |  | 756.6461 | 0 | 113.487 | 73.6 | 0
28.02. | 20 | 950.5666 |  | 761.0286 | 0 | 115.478 | 74.06 | 0
28.02. | 21 | 934.2659 |  | 751.8199 | 0 | 110.41 | 72.036 | 0
28.02. | 22 | 941.657 |  | 753.045 | 0 | 115.84 | 72.772 | 0
28.02. | 23 | 957.2401 |  | 755.1151 | 0 | 127.605 | 74.52 | 0
28.02. | 24 | 951.5685 |  | 744.0165 | 0 | 133.216 | 74.336 | 0
01.03. | 1 | 880.9551 |  | 663.1901 | 0 | 144.257 | 73.508 | 0
01.03. | 2 | 872.044 |  | 655.576 | 0 | 144.8 | 71.668 | 0
01.03. | 3 | 860.1818 |  | 651.5948 | 0 | 137.379 | 71.208 | 0
01.03. | 4 | 860.9555 |  | 651.1935 | 0 | 138.646 | 71.116 | 0
01.03. | 5 | 863.2588 |  | 651.5948 | 0 | 140.456 | 71.208 | 0
01.03. | 6 | 860.4266 |  | 654.7416 | 0 | 134.845 | 70.84 | 0
01.03. | 7 | 855.7107 |  | 659.0817 | 0 | 126.157 | 70.472 | 0
01.03. | 8 | 883.8756 |  | 695.1866 | 0 | 116.745 | 71.944 | 0
01.03. | 9 | 892.531 |  | 707.901 | 0 | 111.858 | 72.772 | 0
01.03. | 10 | 888.5933 |  | 710.7313 | 0 | 103.894 | 73.968 | 0
01.03. | 11 | 879.9436 |  | 705.5356 | 0 | 101.36 | 73.048 | 0
01.03. | 12 | 896.1866 |  | 703.9516 | 0 | 119.279 | 72.956 | 0
01.03. | 13 | 913.9867 |  | 705.1767 | 0 | 135.026 | 73.784 | 0
01.03. | 14 | 938.1413 |  | 705.9793 | 0 | 158.194 | 73.968 | 0
01.03. | 15 | 934.7198 |  | 703.1278 | 0 | 159.28 | 72.312 | 0
01.03. | 16 | 938.0275 |  | 702.7265 | 0 | 163.081 | 72.22 | 0
01.03. | 17 | 944.4303 |  | 711.4703 | 0 | 160.004 | 72.956 | 0
01.03. | 18 | 948.0214 |  | 719.0314 | 0 | 155.298 | 73.692 | 0
01.03. | 19 | 934.1242 |  | 722.9702 | 0 | 137.922 | 73.232 | 0
01.03. | 20 | 916.0615 |  | 720.9425 | 0 | 122.899 | 72.22 | 0
01.03. | 21 | 893.6578 |  | 718.1758 | 0 | 103.17 | 72.312 | 0
01.03. | 22 | 870.3879 |  | 713.0119 | 0 | 85.432 | 71.944 | 0
01.03. | 23 | 851.1144 |  | 712.6424 | 0 | 65.884 | 72.588 | 0
01.03. | 24 | 844.0181 |  | 714.6701 | 0 | 55.748 | 73.6 | 0
02.03. | 1 | 797.3848 |  | 675.4608 | 0 | 48.508 | 73.416 | 0
02.03. | 2 | 791.2209 |  | 670.2969 | 0 | 47.784 | 73.14 | 0
02.03. | 3 | 787.7935 |  | 667.1395 | 0 | 47.422 | 73.232 | 0
02.03. | 4 | 795.9113 |  | 667.1183 | 0 | 55.929 | 72.864 | 0
02.03. | 5 | 799.2734 |  | 667.4984 | 0 | 59.187 | 72.588 | 0
02.03. | 6 | 811.3702 |  | 667.4772 | 0 | 71.857 | 72.036 | 0
02.03. | 7 | 841.0436 |  | 676.9706 | 0 | 92.129 | 71.944 | 0
02.03. | 8 | 887.7152 |  | 710.2452 | 0 | 105.342 | 72.128 | 0
02.03. | 9 | 903.664 |  | 717.405 | 0 | 113.487 | 72.772 | 0
02.03. | 10 | 925.1553 |  | 730.4783 | 0 | 121.813 | 72.864 | 0
02.03. | 11 | 932.33 |  | 737.944 | 0 | 122.718 | 71.668 | 0
02.03. | 12 | 931.1555 |  | 740.7425 | 0 | 118.193 | 72.22 | 0
02.03. | 13 | 934.7951 |  | 739.2751 | 0 | 120.908 | 74.612 | 0
02.03. | 14 | 921.0069 |  | 717.0779 | 0 | 129.777 | 74.152 | 0
02.03. | 15 | 941.5816 |  | 723.0656 | 0 | 143.352 | 75.164 | 0
02.03. | 16 | 957.2426 |  | 731.8306 | 0 | 149.144 | 76.268 | 0
02.03. | 17 | 970.284 |  | 743.7 | 0 | 150.592 | 75.992 | 0
02.03. | 18 | 989.3726 |  | 757.1746 | 0 | 156.022 | 76.176 | 0
02.03. | 19 | 1002.5033 |  | 771.0293 | 0 | 155.298 | 76.176 | 0
02.03. | 20 | 1003.8222 |  | 775.3482 | 0 | 153.126 | 75.348 | 0
02.03. | 21 | 1001.7872 |  | 773.7642 | 0 | 152.583 | 75.44 | 0
02.03. | 22 | 984.6651 |  | 767.7871 | 0 | 142.266 | 74.612 | 0
02.03. | 23 | 960.4966 |  | 745.9806 | 0 | 140.456 | 74.06 | 0
02.03. | 24 | 960.7073 |  | 742.4643 | 0 | 143.171 | 75.072 | 0
03.03. | 1 | 930.3042 |  | 705.7052 | 0 | 148.239 | 76.36 | 0
03.03. | 2 | 927.0472 |  | 702.5372 | 0 | 148.058 | 76.452 | 0
03.03. | 3 | 924.0016 |  | 700.9426 | 0 | 146.791 | 76.268 | 0
03.03. | 4 | 919.0676 |  | 699.3586 | 0 | 143.533 | 76.176 | 0
03.03. | 5 | 915.434 |  | 699.348 | 0 | 140.094 | 75.992 | 0
03.03. | 6 | 915.6521 |  | 705.2721 | 0 | 134.664 | 75.716 | 0
03.03. | 7 | 915.2231 |  | 710.8161 | 0 | 128.691 | 75.716 | 0
03.03. | 8 | 950.3896 |  | 746.8786 | 0 | 127.243 | 76.268 | 0
03.03. | 9 | 950.1866 |  | 750.8386 | 0 | 123.08 | 76.268 | 0
03.03. | 10 | 939.5731 |  | 745.6641 | 0 | 118.193 | 75.716 | 0
03.03. | 11 | 934.1683 |  | 743.2563 | 0 | 115.84 | 75.072 | 0
03.03. | 12 | 929.1134 |  | 740.4684 | 0 | 113.849 | 74.796 | 0
03.03. | 13 | 926.2159 |  | 740.0989 | 0 | 110.953 | 75.164 | 0
03.03. | 14 | 929.3414 |  | 741.3134 | 0 | 112.22 | 75.808 | 0
03.03. | 15 | 927.0517 |  | 740.9227 | 0 | 110.229 | 75.9 | 0
03.03. | 16 | 925.7726 |  | 740.5426 | 0 | 108.962 | 76.268 | 0
03.03. | 17 | 936.011 |  | 748.505 | 0 | 110.41 | 77.096 | 0
03.03. | 18 | 939.292 |  | 750.881 | 0 | 111.315 | 77.096 | 0
03.03. | 19 | 942.4818 |  | 758.0408 | 0 | 106.609 | 77.832 | 0
03.03. | 20 | 930.7677 |  | 756.0237 | 0 | 97.74 | 77.004 | 0
03.03. | 21 | 921.9049 |  | 756.8369 | 0 | 87.604 | 77.464 | 0
03.03. | 22 | 914.3432 |  | 754.0702 | 0 | 82.717 | 77.556 | 0
03.03. | 23 | 916.399 |  | 753.31 | 0 | 84.889 | 78.2 | 0
03.03. | 24 | 903.5396 |  | 747.7766 | 0 | 77.287 | 78.476 | 0
04.03. | 1 | 856.7641 |  | 706.1701 | 0 | 72.762 | 77.832 | 0
04.03. | 2 | 852.046 |  | 705.79 | 0 | 68.056 | 78.2 | 0
04.03. | 3 | 842.4557 |  | 703.8047 | 0 | 60.635 | 78.016 | 0
04.03. | 4 | 834.3965 |  | 702.9915 | 0 | 53.757 | 77.648 | 0
04.03. | 5 | 819.6744 |  | 698.5984 | 0 | 44.164 | 76.912 | 0
04.03. | 6 | 819.7926 |  | 701.7876 | 0 | 40.725 | 77.28 | 0
04.03. | 7 | 829.554 |  | 708.113 | 0 | 44.345 | 77.096 | 0
04.03. | 8 | 876.081 |  | 761.969 | 0 | 36.924 | 77.188 | 0
04.03. | 9 | 867.5075 |  | 770.3115 | 0 | 19.548 | 77.648 | 0
04.03. | 10 | 867.1514 |  | 769.8784 | 0 | 20.453 | 76.82 | 0
04.03. | 11 | 865.8087 |  | 759.1387 | 0 | 30.77 | 75.9 | 0
04.03. | 12 | 886.1054 |  | 753.9324 | 0 | 57.377 | 74.796 | 0
04.03. | 13 | 920.2729 |  | 757.5759 | 0 | 86.337 | 76.36 | 0
04.03. | 14 | 939.427 |  | 756.372 | 0 | 106.971 | 76.084 | 0
04.03. | 15 | 958.8892 |  | 757.1852 | 0 | 125.252 | 76.452 | 0
04.03. | 16 | 977.3933 |  | 764.7993 | 0 | 134.302 | 78.292 | 0
04.03. | 17 | 983.4546 |  | 769.9526 | 0 | 135.026 | 78.476 | 0
04.03. | 18 | 973.3633 |  | 767.1223 | 0 | 129.053 | 77.188 | 0
04.03. | 19 | 977.0783 |  | 775.8873 | 0 | 122.899 | 78.292 | 0
04.03. | 20 | 974.5878 |  | 774.6728 | 0 | 122.175 | 77.74 | 0
04.03. | 21 | 964.7165 |  | 762.2325 | 0 | 128.148 | 74.336 | 0
04.03. | 22 | 961.7246 |  | 765.8336 | 0 | 120.727 | 75.164 | 0
04.03. | 23 | 968.5149 |  | 772.6769 | 0 | 118.374 | 77.464 | 0
04.03. | 24 | 964.1437 |  | 771.9167 | 0 | 114.211 | 78.016 | 0
05.03. | 1 | 892.7685 |  | 699.8235 | 0 | 115.297 | 77.648 | 0
05.03. | 2 | 897.042 |  | 693.065 | 0 | 126.881 | 77.096 | 0
05.03. | 3 | 897.7729 |  | 689.4639 | 0 | 131.949 | 76.36 | 0
05.03. | 4 | 899.5767 |  | 688.6507 | 0 | 135.026 | 75.9 | 0
05.03. | 5 | 889.415 |  | 688.26 | 0 | 125.071 | 76.084 | 0
05.03. | 6 | 880.7784 |  | 689.0414 | 0 | 116.021 | 75.716 | 0
05.03. | 7 | 865.7388 |  | 689.7698 | 0 | 101.541 | 74.428 | 0
05.03. | 8 | 907.9668 |  | 742.0418 | 0 | 91.405 | 74.52 | 0
05.03. | 9 | 901.3091 |  | 743.1821 | 0 | 84.527 | 73.6 | 0
05.03. | 10 | 904.6074 |  | 749.9194 | 0 | 81.088 | 73.6 | 0
05.03. | 11 | 917.593 |  | 760.332 | 0 | 81.269 | 75.992 | 0
05.03. | 12 | 929.3513 |  | 756.7203 | 0 | 97.559 | 75.072 | 0
05.03. | 13 | 947.4357 |  | 753.5417 | 0 | 119.098 | 74.796 | 0
05.03. | 14 | 952.9191 |  | 747.9871 | 0 | 130.32 | 74.612 | 0
05.03. | 15 | 957.6768 |  | 750.0148 | 0 | 132.13 | 75.532 | 0
05.03. | 16 | 969.0341 |  | 756.0131 | 0 | 136.293 | 76.728 | 0
05.03. | 17 | 975.9549 |  | 759.2129 | 0 | 139.37 | 77.372 | 0
05.03. | 18 | 969.7302 |  | 760.4062 | 0 | 131.768 | 77.556 | 0
05.03. | 19 | 970.6963 |  | 764.7993 | 0 | 127.605 | 78.292 | 0
05.03. | 20 | 968.733 |  | 768.358 | 0 | 122.175 | 78.2 | 0
05.03. | 21 | 951.783 |  | 763.553 | 0 | 111.134 | 77.096 | 0
05.03. | 22 | 948.3163 |  | 759.9943 | 0 | 111.134 | 77.188 | 0
05.03. | 23 | 949.8971 |  | 760.0261 | 0 | 112.039 | 77.832 | 0
05.03. | 24 | 949.0371 |  | 758.4421 | 0 | 112.763 | 77.832 | 0
06.03. | 1 | 897.8489 |  | 701.4499 | 0 | 117.831 | 78.568 | 0
06.03. | 2 | 899.4794 |  | 701.0804 | 0 | 119.279 | 79.12 | 0
06.03. | 3 | 902.7584 |  | 700.2884 | 0 | 123.442 | 79.028 | 0
06.03. | 4 | 898.2225 |  | 698.2925 | 0 | 121.27 | 78.66 | 0
06.03. | 5 | 894.3154 |  | 695.4834 | 0 | 120.908 | 77.924 | 0
06.03. | 6 | 893.243 |  | 695.494 | 0 | 119.641 | 78.108 | 0
06.03. | 7 | 890.6341 |  | 699.0421 | 0 | 113.668 | 77.924 | 0
06.03. | 8 | 932.8561 |  | 752.0531 | 0 | 104.075 | 76.728 | 0
06.03. | 9 | 929.135 |  | 761.177 | 0 | 90.862 | 77.096 | 0
06.03. | 10 | 921.1732 |  | 765.8972 | 0 | 78.916 | 76.36 | 0
06.03. | 11 | 927.4865 |  | 771.1035 | 0 | 78.735 | 77.648 | 0
06.03. | 12 | 932.3139 |  | 766.3409 | 0 | 88.509 | 77.464 | 0
06.03. | 13 | 934.1575 |  | 769.4665 | 0 | 88.147 | 76.544 | 0
06.03. | 14 | 944.6723 |  | 771.0293 | 0 | 97.559 | 76.084 | 0
06.03. | 15 | 943.1951 |  | 767.8401 | 0 | 99.731 | 75.624 | 0
06.03. | 16 | 954.7344 |  | 770.6704 | 0 | 107.152 | 76.912 | 0
06.03. | 17 | 953.6788 |  | 772.2438 | 0 | 104.799 | 76.636 | 0
06.03. | 18 | 948.8823 |  | 772.6133 | 0 | 100.093 | 76.176 | 0
06.03. | 19 | 946.9059 |  | 778.9599 | 0 | 91.586 | 76.36 | 0
06.03. | 20 | 943.2533 |  | 782.1703 | 0 | 83.803 | 77.28 | 0
06.03. | 21 | 929.9008 |  | 777.7878 | 0 | 75.477 | 76.636 | 0
06.03. | 22 | 911.848 |  | 771.42 | 0 | 64.436 | 75.992 | 0
06.03. | 23 | 899.1686 |  | 769.0546 | 0 | 53.938 | 76.176 | 0
06.03. | 24 | 888.8076 |  | 767.4706 | 0 | 45.069 | 76.268 | 0
07.03. | 1 | 810.2713 |  | 697.4263 | 0 | 35.657 | 77.188 | 0
07.03. | 2 | 795.0161 |  | 688.6931 | 0 | 29.503 | 76.82 | 0
07.03. | 3 | 789.4004 |  | 687.5104 | 0 | 24.978 | 76.912 | 0
07.03. | 4 | 784.2691 |  | 687.9011 | 0 | 19.548 | 76.82 | 0
07.03. | 5 | 774.9456 |  | 685.1026 | 0 | 13.575 | 76.268 | 0
07.03. | 6 | 771.2821 |  | 686.3171 | 0 | 8.145 | 76.82 | 0
07.03. | 7 | 782.4334 |  | 697.0144 | 0 | 8.507 | 76.912 | 0
07.03. | 8 | 818.1938 |  | 731.0598 | 0 | 10.498 | 76.636 | 0
07.03. | 9 | 828.9114 |  | 736.6144 | 0 | 15.385 | 76.912 | 0
07.03. | 10 | 844.2494 |  | 745.2734 | 0 | 23.168 | 75.808 | 0
07.03. | 11 | 870.0738 |  | 756.3508 | 0 | 38.191 | 75.532 | 0
07.03. | 12 | 884.7833 |  | 757.5653 | 0 | 51.042 | 76.176 | 0
07.03. | 13 | 895.0261 |  | 755.9601 | 0 | 63.35 | 75.716 | 0
07.03. | 14 | 883.5427 |  | 733.7947 | 0 | 73.848 | 75.9 | 0
07.03. | 15 | 890.9882 |  | 735.8012 | 0 | 78.735 | 76.452 | 0
07.03. | 16 | 896.1071 |  | 733.7841 | 0 | 86.699 | 75.624 | 0
07.03. | 17 | 902.6639 |  | 734.5549 | 0 | 92.853 | 75.256 | 0
07.03. | 18 | 914.8485 |  | 736.8885 | 0 | 103.532 | 74.428 | 0
07.03. | 19 | 919.162 |  | 736.36 | 0 | 111.134 | 71.668 | 0
07.03. | 20 | 943.4388 |  | 746.6878 | 0 | 124.347 | 72.404 | 0
07.03. | 21 | 962.5163 |  | 755.8753 | 0 | 132.673 | 73.968 | 0
07.03. | 22 | 966.6163 |  | 756.7733 | 0 | 133.759 | 76.084 | 0
07.03. | 23 | 944.2838 |  | 736.6038 | 0 | 131.044 | 76.636 | 0
07.03. | 24 | 929.5966 |  | 732.6756 | 0 | 119.641 | 77.28 | 0
08.03. | 1 | 875.6615 |  | 693.4875 | 0 | 104.618 | 77.556 | 0
08.03. | 2 | 862.2868 |  | 691.5128 | 0 | 93.034 | 77.74 | 0
08.03. | 3 | 850.4973 |  | 689.5063 | 0 | 83.803 | 77.188 | 0
08.03. | 4 | 831.9863 |  | 685.4933 | 0 | 70.409 | 76.084 | 0
08.03. | 5 | 816.9497 |  | 685.4827 | 0 | 55.567 | 75.9 | 0
08.03. | 6 | 808.4051 |  | 686.2641 | 0 | 46.517 | 75.624 | 0
08.03. | 7 | 810.5551 |  | 690.2241 | 0 | 44.707 | 75.624 | 0
08.03. | 8 | 853.7012 |  | 729.4652 | 0 | 47.784 | 76.452 | 0
08.03. | 9 | 858.7336 |  | 733.4146 | 0 | 49.051 | 76.268 | 0
08.03. | 10 | 860.1314 |  | 730.2784 | 0 | 53.033 | 76.82 | 0
08.03. | 11 | 867.8897 |  | 736.2237 | 0 | 54.662 | 77.004 | 0
08.03. | 12 | 880.3948 |  | 742.2008 | 0 | 60.454 | 77.74 | 0
08.03. | 13 | 884.4423 |  | 737.0263 | 0 | 70.228 | 77.188 | 0
08.03. | 14 | 883.9527 |  | 731.4717 | 0 | 75.477 | 77.004 | 0
08.03. | 15 | 888.245 |  | 729.444 | 0 | 82.717 | 76.084 | 0
08.03. | 16 | 904.1844 |  | 734.2384 | 0 | 93.034 | 76.912 | 0
08.03. | 17 | 913.3014 |  | 738.1984 | 0 | 98.283 | 76.82 | 0
08.03. | 18 | 922.9896 |  | 749.2546 | 0 | 97.559 | 76.176 | 0
08.03. | 19 | 936.8888 |  | 757.9878 | 0 | 102.265 | 76.636 | 0
08.03. | 20 | 939.43 |  | 765.137 | 0 | 97.197 | 77.096 | 0
08.03. | 21 | 926.9751 |  | 761.5571 | 0 | 88.69 | 76.728 | 0
08.03. | 22 | 927.2216 |  | 756.3826 | 0 | 94.663 | 76.176 | 0
08.03. | 23 | 945.0605 |  | 755.2105 | 0 | 113.306 | 76.544 | 0
08.03. | 24 | 961.7224 |  | 750.8704 | 0 | 133.94 | 76.912 | 0
09.03. | 1 | 922.3412 |  | 702.5372 | 0 | 143.352 | 76.452 | 0
09.03. | 2 | 920.9152 |  | 698.5772 | 0 | 145.886 | 76.452 | 0
09.03. | 3 | 928.3362 |  | 698.5772 | 0 | 153.307 | 76.452 | 0
09.03. | 4 | 932.2868 |  | 700.1718 | 0 | 155.479 | 76.636 | 0
09.03. | 5 | 930.2006 |  | 699.3586 | 0 | 154.574 | 76.268 | 0
09.03. | 6 | 928.0637 |  | 702.1147 | 0 | 150.049 | 75.9 | 0
09.03. | 7 | 923.0988 |  | 705.6628 | 0 | 141.904 | 75.532 | 0
09.03. | 8 | 949.4836 |  | 740.5426 | 0 | 132.673 | 76.268 | 0
09.03. | 9 | 940.8715 |  | 744.0695 | 0 | 121.27 | 75.532 | 0
09.03. | 10 | 950.9388 |  | 757.1958 | 0 | 117.107 | 76.636 | 0
09.03. | 11 | 961.6502 |  | 761.9372 | 0 | 123.261 | 76.452 | 0
09.03. | 12 | 954.6248 |  | 755.5588 | 0 | 123.442 | 75.624 | 0
09.03. | 13 | 953.545 |  | 756.372 | 0 | 121.089 | 76.084 | 0
09.03. | 14 | 940.0152 |  | 736.5932 | 0 | 127.062 | 76.36 | 0
09.03. | 15 | 946.03 |  | 734.196 | 0 | 135.75 | 76.084 | 0
09.03. | 16 | 953.7828 |  | 734.1748 | 0 | 144.076 | 75.532 | 0
09.03. | 17 | 974.6718 |  | 743.7318 | 0 | 154.212 | 76.728 | 0
09.03. | 18 | 977.8472 |  | 746.0972 | 0 | 155.298 | 76.452 | 0
09.03. | 19 | 987.3376 |  | 755.5906 | 0 | 155.479 | 76.268 | 0
09.03. | 20 | 988.4864 |  | 761.9054 | 0 | 150.773 | 75.808 | 0
09.03. | 21 | 1000.5568 |  | 765.9078 | 0 | 158.013 | 76.636 | 0
09.03. | 22 | 996.4158 |  | 761.9478 | 0 | 157.832 | 76.636 | 0
09.03. | 23 | 976.2768 |  | 744.5238 | 0 | 155.117 | 76.636 | 0
09.03. | 24 | 969.4448 |  | 739.7718 | 0 | 152.945 | 76.728 | 0
10.03. | 1 | 932.1251 |  | 698.1971 | 0 | 157.108 | 76.82 | 0
10.03. | 2 | 931.8766 |  | 700.2036 | 0 | 154.393 | 77.28 | 0
10.03. | 3 | 921.4454 |  | 702.6114 | 0 | 140.818 | 78.016 | 0
10.03. | 4 | 905.4155 |  | 697.4475 | 0 | 130.32 | 77.648 | 0
10.03. | 5 | 901.4901 |  | 693.4451 | 0 | 131.225 | 76.82 | 0
10.03. | 6 | 903.3963 |  | 700.5943 | 0 | 125.614 | 77.188 | 0
10.03. | 7 | 899.2862 |  | 701.7452 | 0 | 121.089 | 76.452 | 0
10.03. | 8 | 923.6582 |  | 732.6332 | 0 | 114.573 | 76.452 | 0
10.03. | 9 | 930.0444 |  | 741.3664 | 0 | 111.858 | 76.82 | 0
10.03. | 10 | 929.0499 |  | 737.8289 | 0 | 113.849 | 77.372 | 0
10.03. | 11 | 926.6885 |  | 732.2955 | 0 | 116.745 | 77.648 | 0
10.03. | 12 | 932.932 |  | 735.833 | 0 | 120.003 | 77.096 | 0
10.03. | 13 | 946.8935 |  | 737.8395 | 0 | 131.406 | 77.648 | 0
10.03. | 14 | 956.9813 |  | 737.8713 | 0 | 140.818 | 78.292 | 0
10.03. | 15 | 959.2418 |  | 735.0728 | 0 | 146.429 | 77.74 | 0
10.03. | 16 | 967.7916 |  | 738.2726 | 0 | 151.135 | 78.384 | 0
10.03. | 17 | 980.3088 |  | 744.6298 | 0 | 156.927 | 78.752 | 0
10.03. | 18 | 983.3366 |  | 748.5686 | 0 | 156.384 | 78.384 | 0
10.03. | 19 | 987.9138 |  | 754.1338 | 0 | 154.936 | 78.844 | 0
10.03. | 20 | 990.0952 |  | 756.4992 | 0 | 154.936 | 78.66 | 0
10.03. | 21 | 988.3015 |  | 754.5245 | 0 | 155.117 | 78.66 | 0
10.03. | 22 | 982.3515 |  | 747.3965 | 0 | 156.203 | 78.752 | 0
10.03. | 23 | 980.7613 |  | 744.9993 | 0 | 157.47 | 78.292 | 0
10.03. | 24 | 976.1935 |  | 741.7995 | 0 | 156.746 | 77.648 | 0
11.03. | 1 | 938.1753 |  | 708.5673 | 0 | 151.316 | 78.292 | 0
11.03. | 2 | 939.1666 |  | 710.5526 | 0 | 150.23 | 78.384 | 0
11.03. | 3 | 926.2985 |  | 698.2395 | 0 | 150.411 | 77.648 | 0
11.03. | 4 | 923.5355 |  | 700.5625 | 0 | 146.429 | 76.544 | 0
11.03. | 5 | 924.5132 |  | 702.5372 | 0 | 145.524 | 76.452 | 0
11.03. | 6 | 928.5694 |  | 704.1424 | 0 | 147.515 | 76.912 | 0
11.03. | 7 | 934.9944 |  | 710.4784 | 0 | 147.696 | 76.82 | 0
11.03. | 8 | 993.9768 |  | 770.7128 | 0 | 145.524 | 77.74 | 0
11.03. | 9 | 1008.2793 |  | 783.0153 | 0 | 146.972 | 78.292 | 0
11.03. | 10 | 1010.4948 |  | 781.8008 | 0 | 150.954 | 77.74 | 0
11.03. | 11 | 1008.506 |  | 777.017 | 0 | 154.393 | 77.096 | 0
11.03. | 12 | 1000.4181 |  | 766.3091 | 0 | 157.289 | 76.82 | 0
11.03. | 13 | 997.9647 |  | 760.7757 | 0 | 160.185 | 77.004 | 0
11.03. | 14 | 997.4457 |  | 759.2447 | 0 | 160.185 | 78.016 | 0
11.03. | 15 | 999.5364 |  | 759.6884 | 0 | 160.728 | 79.12 | 0
11.03. | 16 | 998.1141 |  | 760.0791 | 0 | 159.099 | 78.936 | 0
11.03. | 17 | 999.5851 |  | 762.4551 | 0 | 158.194 | 78.936 | 0
11.03. | 18 | 997.9744 |  | 763.6484 | 0 | 155.298 | 79.028 | 0
11.03. | 19 | 1000.7119 |  | 772.7299 | 0 | 149.506 | 78.476 | 0
11.03. | 20 | 1015.0656 |  | 784.2616 | 0 | 151.316 | 79.488 | 0
11.03. | 21 | 1015.3324 |  | 783.4484 | 0 | 152.764 | 79.12 | 0
11.03. | 22 | 1017.8486 |  | 785.0536 | 0 | 153.307 | 79.488 | 0
11.03. | 23 | 1016.6523 |  | 783.8603 | 0 | 153.488 | 79.304 | 0
11.03. | 24 | 1011.5655 |  | 779.8685 | 0 | 152.945 | 78.752 | 0
12.03. | 1 | 944.448 |  | 715.294 | 0 | 150.954 | 78.2 | 0
12.03. | 2 | 935.5649 |  | 711.7459 | 0 | 145.343 | 78.476 | 0
12.03. | 3 | 926.7874 |  | 708.2084 | 0 | 139.551 | 79.028 | 0
12.03. | 4 | 913.1073 |  | 702.2313 | 0 | 132.492 | 78.384 | 0
12.03. | 5 | 901.1007 |  | 700.6367 | 0 | 122.356 | 78.108 | 0
12.03. | 6 | 896.5626 |  | 703.4246 | 0 | 114.754 | 78.384 | 0
12.03. | 7 | 882.1669 |  | 702.9809 | 0 | 101.722 | 77.464 | 0
12.03. | 8 | 919.543 |  | 757.27 | 0 | 84.165 | 78.108 | 0
12.03. | 9 | 908.8413 |  | 766.3833 | 0 | 64.074 | 78.384 | 0
12.03. | 10 | 906.7692 |  | 768.3792 | 0 | 59.73 | 78.66 | 0
12.03. | 11 | 894.0507 |  | 757.6607 | 0 | 58.282 | 78.108 | 0
12.03. | 12 | 894.9834 |  | 761.2194 | 0 | 55.748 | 78.016 | 0
12.03. | 13 | 899.1014 |  | 762.8034 | 0 | 58.282 | 78.016 | 0
12.03. | 14 | 887.6744 |  | 754.0914 | 0 | 55.567 | 78.016 | 0
12.03. | 15 | 885.7526 |  | 753.2676 | 0 | 55.205 | 77.28 | 0
12.03. | 16 | 888.3633 |  | 760.8393 | 0 | 49.232 | 78.292 | 0
12.03. | 17 | 885.9292 |  | 762.8352 | 0 | 44.526 | 78.568 | 0
12.03. | 18 | 879.7045 |  | 764.0285 | 0 | 36.924 | 78.752 | 0
12.03. | 19 | 878.6457 |  | 764.0497 | 0 | 35.476 | 79.12 | 0
12.03. | 20 | 883.5873 |  | 757.6183 | 0 | 48.689 | 77.28 | 0
12.03. | 21 | 886.9714 |  | 753.2994 | 0 | 55.748 | 77.924 | 0
12.03. | 22 | 904.4592 |  | 754.1232 | 0 | 71.676 | 78.66 | 0
12.03. | 23 | 917.0298 |  | 754.9258 | 0 | 83.26 | 78.844 | 0
12.03. | 24 | 919.5272 |  | 752.5392 | 0 | 88.328 | 78.66 | 0
13.03. | 1 | 855.2219 |  | 691.9459 | 0 | 84.708 | 78.568 | 0
13.03. | 2 | 852.8701 |  | 690.3301 | 0 | 84.708 | 77.832 | 0
13.03. | 3 | 864.0258 |  | 691.4598 | 0 | 95.93 | 76.636 | 0
13.03. | 4 | 872.9069 |  | 691.8399 | 0 | 104.799 | 76.268 | 0
13.03. | 5 | 879.5856 |  | 690.6466 | 0 | 112.763 | 76.176 | 0
13.03. | 6 | 880.6444 |  | 690.6254 | 0 | 114.211 | 75.808 | 0
13.03. | 7 | 890.0369 |  | 700.5519 | 0 | 113.125 | 76.36 | 0
13.03. | 8 | 926.9382 |  | 748.4202 | 0 | 103.17 | 75.348 | 0
13.03. | 9 | 912.8417 |  | 751.1657 | 0 | 86.88 | 74.796 | 0
13.03. | 10 | 891.8096 |  | 751.5776 | 0 | 65.16 | 75.072 | 0
13.03. | 11 | 874.557 |  | 749.983 | 0 | 49.594 | 74.98 | 0
13.03. | 12 | 877.8469 |  | 751.1869 | 0 | 51.404 | 75.256 | 0
13.03. | 13 | 877.9654 |  | 755.6224 | 0 | 45.431 | 76.912 | 0
13.03. | 14 | 881.7496 |  | 754.0596 | 0 | 50.318 | 77.372 | 0
13.03. | 15 | 880.6747 |  | 748.1037 | 0 | 55.567 | 77.004 | 0
13.03. | 16 | 888.7275 |  | 756.0555 | 0 | 55.024 | 77.648 | 0
13.03. | 17 | 891.2563 |  | 761.5783 | 0 | 52.49 | 77.188 | 0
13.03. | 18 | 901.0407 |  | 770.2797 | 0 | 53.757 | 77.004 | 0
13.03. | 19 | 919.4614 |  | 776.2144 | 0 | 66.427 | 76.82 | 0
13.03. | 20 | 949.4098 |  | 788.1368 | 0 | 83.441 | 77.832 | 0
13.03. | 21 | 961.4609 |  | 784.6099 | 0 | 98.283 | 78.568 | 0
13.03. | 22 | 960.6753 |  | 776.6793 | 0 | 105.704 | 78.292 | 0
13.03. | 23 | 966.54 |  | 778.654 | 0 | 109.686 | 78.2 | 0
13.03. | 24 | 972.8874 |  | 780.2804 | 0 | 113.487 | 79.12 | 0
14.03. | 1 | 910.3268 |  | 716.9098 | 0 | 114.573 | 78.844 | 0
14.03. | 2 | 914.7017 |  | 711.7777 | 0 | 123.804 | 79.12 | 0
14.03. | 3 | 918.6785 |  | 707.7965 | 0 | 132.13 | 78.752 | 0
14.03. | 4 | 924.7766 |  | 707.3846 | 0 | 139.008 | 78.384 | 0
14.03. | 5 | 925.4054 |  | 706.5714 | 0 | 140.818 | 78.016 | 0
14.03. | 6 | 930.1445 |  | 706.1595 | 0 | 146.429 | 77.556 | 0
14.03. | 7 | 942.8625 |  | 714.0795 | 0 | 151.135 | 77.648 | 0
14.03. | 8 | 991.3016 |  | 754.9046 | 0 | 158.013 | 78.384 | 0
14.03. | 9 | 986.1918 |  | 758.0408 | 0 | 150.411 | 77.74 | 0
14.03. | 10 | 994.4006 |  | 770.6916 | 0 | 146.429 | 77.28 | 0
14.03. | 11 | 999.4125 |  | 778.2315 | 0 | 143.533 | 77.648 | 0
14.03. | 12 | 988.1247 |  | 772.6557 | 0 | 138.465 | 77.004 | 0
14.03. | 13 | 979.7586 |  | 767.4706 | 0 | 136.112 | 76.176 | 0
14.03. | 14 | 968.1983 |  | 745.6853 | 0 | 146.429 | 76.084 | 0
14.03. | 15 | 979.0739 |  | 748.8639 | 0 | 153.85 | 76.36 | 0
14.03. | 16 | 971.4939 |  | 744.9039 | 0 | 150.23 | 76.36 | 0
14.03. | 17 | 966.6178 |  | 746.8998 | 0 | 142.99 | 76.728 | 0
14.03. | 18 | 974.0037 |  | 753.6477 | 0 | 143.352 | 77.004 | 0
14.03. | 19 | 989.4973 |  | 772.6663 | 0 | 139.551 | 77.28 | 0
14.03. | 20 | 1002.647 |  | 782.561 | 0 | 142.99 | 77.096 | 0
14.03. | 21 | 1008.7194 |  | 781.7584 | 0 | 150.049 | 76.912 | 0
14.03. | 22 | 1003.5421 |  | 777.3971 | 0 | 149.325 | 76.82 | 0
14.03. | 23 | 982.5641 |  | 757.5971 | 0 | 148.239 | 76.728 | 0
14.03. | 24 | 983.3618 |  | 756.4038 | 0 | 150.23 | 76.728 | 0
15.03. | 1 | 939.9902 |  | 712.0412 | 0 | 151.497 | 76.452 | 0
15.03. | 2 | 940.0807 |  | 711.6717 | 0 | 151.497 | 76.912 | 0
15.03. | 3 | 930.73 |  | 708.852 | 0 | 145.886 | 75.992 | 0
15.03. | 4 | 921.6241 |  | 708.4401 | 0 | 137.56 | 75.624 | 0
15.03. | 5 | 920.3994 |  | 708.8414 | 0 | 135.75 | 75.808 | 0
15.03. | 6 | 916.2411 |  | 710.0241 | 0 | 130.501 | 75.716 | 0
15.03. | 7 | 913.8913 |  | 711.5763 | 0 | 127.243 | 75.072 | 0
15.03. | 8 | 945.871 |  | 749.983 | 0 | 120.908 | 74.98 | 0
15.03. | 9 | 953.8501 |  | 759.1281 | 0 | 119.098 | 75.624 | 0
15.03. | 10 | 955.1097 |  | 759.9307 | 0 | 119.279 | 75.9 | 0
15.03. | 11 | 959.5002 |  | 757.9772 | 0 | 125.071 | 76.452 | 0
15.03. | 12 | 962.5896 |  | 759.6036 | 0 | 125.614 | 77.372 | 0
15.03. | 13 | 960.9292 |  | 761.1982 | 0 | 122.175 | 77.556 | 0
15.03. | 14 | 967.464 |  | 765.19 | 0 | 124.166 | 78.108 | 0
15.03. | 15 | 960.7435 |  | 760.0155 | 0 | 123.08 | 77.648 | 0
15.03. | 16 | 946.352 |  | 757.217 | 0 | 112.039 | 77.096 | 0
15.03. | 17 | 942.1952 |  | 758.0302 | 0 | 106.609 | 77.556 | 0
15.03. | 18 | 941.7338 |  | 758.8328 | 0 | 105.161 | 77.74 | 0
15.03. | 19 | 941.4606 |  | 766.7846 | 0 | 96.292 | 78.384 | 0
15.03. | 20 | 935.9589 |  | 771.1459 | 0 | 86.337 | 78.476 | 0
15.03. | 21 | 916.2056 |  | 761.9266 | 0 | 78.011 | 76.268 | 0
15.03. | 22 | 905.3092 |  | 751.5882 | 0 | 78.373 | 75.348 | 0
15.03. | 23 | 911.8799 |  | 752.8769 | 0 | 81.631 | 77.372 | 0
15.03. | 24 | 910.4601 |  | 749.7301 | 0 | 82.898 | 77.832 | 0
16.03. | 1 | 867.4906 |  | 710.5526 | 0 | 78.554 | 78.384 | 0
16.03. | 2 | 862.409 |  | 710.542 | 0 | 73.667 | 78.2 | 0
16.03. | 3 | 858.1901 |  | 710.1301 | 0 | 70.228 | 77.832 | 0
16.03. | 4 | 855.0629 |  | 707.7329 | 0 | 69.866 | 77.464 | 0
16.03. | 5 | 849.1967 |  | 706.1277 | 0 | 66.065 | 77.004 | 0
16.03. | 6 | 857.1815 |  | 713.2875 | 0 | 66.246 | 77.648 | 0
16.03. | 7 | 867.3415 |  | 721.9995 | 0 | 67.694 | 77.648 | 0
16.03. | 8 | 890.9519 |  | 753.6689 | 0 | 59.911 | 77.372 | 0
16.03. | 9 | 888.8536 |  | 761.9796 | 0 | 49.594 | 77.28 | 0
16.03. | 10 | 904.4174 |  | 777.0064 | 0 | 50.499 | 76.912 | 0
16.03. | 11 | 930.1689 |  | 794.0609 | 0 | 58.644 | 77.464 | 0
16.03. | 12 | 940.0549 |  | 796.4369 | 0 | 66.246 | 77.372 | 0
16.03. | 13 | 954.7849 |  | 794.0609 | 0 | 83.26 | 77.464 | 0
16.03. | 14 | 933.8214 |  | 762.6444 | 0 | 96.473 | 74.704 | 0
16.03. | 15 | 931.5858 |  | 752.2848 | 0 | 105.885 | 73.416 | 0
16.03. | 16 | 951.3297 |  | 759.8777 | 0 | 116.564 | 74.888 | 0
16.03. | 17 | 960.1992 |  | 762.6762 | 0 | 122.175 | 75.348 | 0
16.03. | 18 | 940.0965 |  | 747.1315 | 0 | 119.641 | 73.324 | 0
16.03. | 19 | 947.8991 |  | 765.4111 | 0 | 107.876 | 74.612 | 0
16.03. | 20 | 951.8072 |  | 774.5562 | 0 | 101.903 | 75.348 | 0
16.03. | 21 | 949.3929 |  | 777.3759 | 0 | 95.749 | 76.268 | 0
16.03. | 22 | 940.4903 |  | 774.2503 | 0 | 89.052 | 77.188 | 0
16.03. | 23 | 906.7486 |  | 753.2676 | 0 | 76.201 | 77.28 | 0
16.03. | 24 | 902.2387 |  | 752.9087 | 0 | 71.314 | 78.016 | 0
17.03. | 1 | 852.0959 |  | 707.6799 | 0 | 68.056 | 76.36 | 0
17.03. | 2 | 855.0275 |  | 703.7305 | 0 | 74.753 | 76.544 | 0
17.03. | 3 | 850.9273 |  | 700.5413 | 0 | 74.21 | 76.176 | 0
17.03. | 4 | 848.9838 |  | 704.9238 | 0 | 67.332 | 76.728 | 0
17.03. | 5 | 841.0319 |  | 705.3039 | 0 | 59.368 | 76.36 | 0
17.03. | 6 | 840.5349 |  | 710.0559 | 0 | 54.119 | 76.36 | 0
17.03. | 7 | 838.059 |  | 715.188 | 0 | 46.879 | 75.992 | 0
17.03. | 8 | 877.6145 |  | 749.6665 | 0 | 51.404 | 76.544 | 0
17.03. | 9 | 886.2036 |  | 754.0066 | 0 | 55.929 | 76.268 | 0
17.03. | 10 | 889.5808 |  | 754.0278 | 0 | 58.825 | 76.728 | 0
17.03. | 11 | 889.5081 |  | 752.0531 | 0 | 60.635 | 76.82 | 0
17.03. | 12 | 875.7595 |  | 751.2505 | 0 | 47.965 | 76.544 | 0
17.03. | 13 | 856.7169 |  | 742.5279 | 0 | 37.829 | 76.36 | 0
17.03. | 14 | 847.294 |  | 740.532 | 0 | 30.77 | 75.992 | 0
17.03. | 15 | 846.0713 |  | 743.3623 | 0 | 25.521 | 77.188 | 0
17.03. | 16 | 848.8244 |  | 745.3794 | 0 | 25.521 | 77.924 | 0
17.03. | 17 | 860.4233 |  | 752.9723 | 0 | 28.055 | 79.396 | 0
17.03. | 18 | 854.994 |  | 748.558 | 0 | 28.236 | 78.2 | 0
17.03. | 19 | 861.8913 |  | 756.0873 | 0 | 27.512 | 78.292 | 0
17.03. | 20 | 874.2683 |  | 763.2153 | 0 | 32.761 | 78.292 | 0
17.03. | 21 | 869.4493 |  | 764.0073 | 0 | 27.15 | 78.292 | 0
17.03. | 22 | 866.1003 |  | 760.8393 | 0 | 26.969 | 78.292 | 0
17.03. | 23 | 858.7025 |  | 755.2635 | 0 | 25.883 | 77.556 | 0
17.03. | 24 | 861.2578 |  | 756.4568 | 0 | 26.969 | 77.832 | 0
18.03. | 1 | 823.9099 |  | 718.0289 | 0 | 28.417 | 77.464 | 0
18.03. | 2 | 824.5748 |  | 716.0648 | 0 | 30.77 | 77.74 | 0
18.03. | 3 | 828.062 |  | 716.033 | 0 | 34.933 | 77.096 | 0
18.03. | 4 | 827.6441 |  | 715.6211 | 0 | 35.295 | 76.728 | 0
18.03. | 5 | 828.7526 |  | 715.1986 | 0 | 37.286 | 76.268 | 0
18.03. | 6 | 835.0426 |  | 716.7826 | 0 | 41.992 | 76.268 | 0
18.03. | 7 | 846.4429 |  | 728.2719 | 0 | 41.811 | 76.36 | 0
18.03. | 8 | 898.3277 |  | 782.9517 | 0 | 38.372 | 77.004 | 0
18.03. | 9 | 904.6637 |  | 789.2877 | 0 | 38.372 | 77.004 | 0
18.03. | 10 | 905.1449 |  | 789.3089 | 0 | 38.372 | 77.464 | 0
18.03. | 11 | 909.4963 |  | 788.5063 | 0 | 43.802 | 77.188 | 0
18.03. | 12 | 913.5124 |  | 784.9264 | 0 | 51.766 | 76.82 | 0
18.03. | 13 | 915.1545 |  | 782.1385 | 0 | 56.472 | 76.544 | 0
18.03. | 14 | 928.6556 |  | 781.7796 | 0 | 69.504 | 77.372 | 0
18.03. | 15 | 933.4914 |  | 782.5504 | 0 | 74.029 | 76.912 | 0
18.03. | 16 | 956.7947 |  | 788.5487 | 0 | 90.138 | 78.108 | 0
18.03. | 17 | 975.4053 |  | 793.3113 | 0 | 103.894 | 78.2 | 0
18.03. | 18 | 972.2064 |  | 795.2754 | 0 | 99.007 | 77.924 | 0
18.03. | 19 | 964.711 |  | 801.622 | 0 | 84.889 | 78.2 | 0
18.03. | 20 | 952.4356 |  | 798.4116 | 0 | 76.744 | 77.28 | 0
18.03. | 21 | 947.0098 |  | 796.7958 | 0 | 73.486 | 76.728 | 0
18.03. | 22 | 939.5282 |  | 795.2012 | 0 | 67.875 | 76.452 | 0
18.03. | 23 | 930.882 |  | 792.065 | 0 | 61.721 | 77.096 | 0
18.03. | 24 | 930.7611 |  | 790.1221 | 0 | 62.807 | 77.832 | 0
19.03. | 1 | 870.9076 |  | 724.7556 | 0 | 68.78 | 77.372 | 0
19.03. | 2 | 870.9187 |  | 718.7997 | 0 | 75.115 | 77.004 | 0
19.03. | 3 | 871.819 |  | 717.617 | 0 | 77.106 | 77.096 | 0
19.03. | 4 | 869.2543 |  | 714.7973 | 0 | 78.373 | 76.084 | 0
19.03. | 5 | 871.0079 |  | 711.5869 | 0 | 84.165 | 75.256 | 0
19.03. | 6 | 879.0033 |  | 709.9923 | 0 | 93.939 | 75.072 | 0
19.03. | 7 | 894.2983 |  | 713.1603 | 0 | 106.066 | 75.072 | 0
19.03. | 8 | 956.7839 |  | 760.6379 | 0 | 121.994 | 74.152 | 0
19.03. | 9 | 972.9498 |  | 767.3858 | 0 | 131.044 | 74.52 | 0
19.03. | 10 | 987.5468 |  | 772.1908 | 0 | 139.732 | 75.624 | 0
19.03. | 11 | 988.4273 |  | 770.1843 | 0 | 143.171 | 75.072 | 0
19.03. | 12 | 981.5841 |  | 762.1901 | 0 | 145.886 | 73.508 | 0
19.03. | 13 | 984.0162 |  | 757.0262 | 0 | 153.85 | 73.14 | 0
19.03. | 14 | 990.7115 |  | 755.1045 | 0 | 161.271 | 74.336 | 0
19.03. | 15 | 991.5233 |  | 756.7203 | 0 | 159.823 | 74.98 | 0
19.03. | 16 | 983.1859 |  | 751.9259 | 0 | 157.108 | 74.152 | 0
19.03. | 17 | 995.3812 |  | 763.4682 | 0 | 156.565 | 75.348 | 0
19.03. | 18 | 995.4873 |  | 766.2773 | 0 | 153.126 | 76.084 | 0
19.03. | 19 | 989.6053 |  | 769.4453 | 0 | 144.076 | 76.084 | 0
19.03. | 20 | 981.5943 |  | 768.6003 | 0 | 137.922 | 75.072 | 0
19.03. | 21 | 982.1121 |  | 771.0081 | 0 | 135.388 | 75.716 | 0
19.03. | 22 | 976.2815 |  | 765.4535 | 0 | 135.388 | 75.44 | 0
19.03. | 23 | 974.6189 |  | 762.3279 | 0 | 135.931 | 76.36 | 0
19.03. | 24 | 980.2037 |  | 767.9037 | 0 | 135.388 | 76.912 | 0
20.03. | 1 | 923.1493 |  | 709.3063 | 0 | 136.655 | 77.188 | 0
20.03. | 2 | 915.4899 |  | 699.7599 | 0 | 139.37 | 76.36 | 0
20.03. | 3 | 926.7829 |  | 709.3169 | 0 | 140.094 | 77.372 | 0
20.03. | 4 | 928.3172 |  | 711.3022 | 0 | 139.551 | 77.464 | 0
20.03. | 5 | 925.2157 |  | 709.2957 | 0 | 139.008 | 76.912 | 0
20.03. | 6 | 925.2805 |  | 709.2745 | 0 | 139.37 | 76.636 | 0
20.03. | 7 | 935.5676 |  | 720.0036 | 0 | 138.284 | 77.28 | 0
20.03. | 8 | 982.873 |  | 774.641 | 0 | 131.044 | 77.188 | 0
20.03. | 9 | 989.6103 |  | 781.3783 | 0 | 131.044 | 77.188 | 0
20.03. | 10 | 986.2106 |  | 782.5186 | 0 | 127.424 | 76.268 | 0
20.03. | 11 | 978.5742 |  | 784.8522 | 0 | 118.374 | 75.348 | 0
20.03. | 12 | 962.9825 |  | 784.4615 | 0 | 102.989 | 75.532 | 0
20.03. | 13 | 936.399 |  | 780.132 | 0 | 80.183 | 76.084 | 0
20.03. | 14 | 936.5486 |  | 781.7266 | 0 | 78.554 | 76.268 | 0
20.03. | 15 | 936.5874 |  | 779.3294 | 0 | 81.45 | 75.808 | 0
20.03. | 16 | 943.3781 |  | 780.5121 | 0 | 87.242 | 75.624 | 0
20.03. | 17 | 961.9388 |  | 784.1238 | 0 | 101.179 | 76.636 | 0
20.03. | 18 | 978.3757 |  | 787.7037 | 0 | 113.668 | 77.004 | 0
20.03. | 19 | 981.2074 |  | 791.2624 | 0 | 113.125 | 76.82 | 0
20.03. | 20 | 979.6034 |  | 796.8064 | 0 | 105.885 | 76.912 | 0
20.03. | 21 | 971.1923 |  | 793.2053 | 0 | 101.903 | 76.084 | 0
20.03. | 22 | 966.2116 |  | 792.0226 | 0 | 97.921 | 76.268 | 0
20.03. | 23 | 971.3627 |  | 792.4557 | 0 | 101.903 | 77.004 | 0
20.03. | 24 | 970.7411 |  | 790.9141 | 0 | 101.903 | 77.924 | 0
21.03. | 1 | 894.3033 |  | 714.8503 | 0 | 102.265 | 77.188 | 0
21.03. | 2 | 892.9364 |  | 712.8544 | 0 | 103.17 | 76.912 | 0
21.03. | 3 | 895.326 |  | 715.241 | 0 | 102.989 | 77.096 | 0
21.03. | 4 | 893.1248 |  | 712.0518 | 0 | 104.437 | 76.636 | 0
21.03. | 5 | 886.6973 |  | 709.2533 | 0 | 101.36 | 76.084 | 0
21.03. | 6 | 884.8539 |  | 708.4189 | 0 | 101.179 | 75.256 | 0
21.03. | 7 | 893.9395 |  | 714.7125 | 0 | 104.799 | 74.428 | 0
21.03. | 8 | 923.4458 |  | 753.9748 | 0 | 93.939 | 75.532 | 0
21.03. | 9 | 921.8156 |  | 765.0946 | 0 | 80.545 | 76.176 | 0
21.03. | 10 | 924.9344 |  | 781.7054 | 0 | 67.513 | 75.716 | 0
21.03. | 11 | 926.1557 |  | 788.4427 | 0 | 61.721 | 75.992 | 0
21.03. | 12 | 912.0132 |  | 786.4362 | 0 | 50.137 | 75.44 | 0
21.03. | 13 | 911.5313 |  | 790.8293 | 0 | 44.526 | 76.176 | 0
21.03. | 14 | 888.4508 |  | 771.4518 | 0 | 40.363 | 76.636 | 0
21.03. | 15 | 882.617 |  | 765.084 | 0 | 41.449 | 76.084 | 0
21.03. | 16 | 883.1355 |  | 763.0775 | 0 | 44.526 | 75.532 | 0
21.03. | 17 | 893.0235 |  | 768.6215 | 0 | 48.87 | 75.532 | 0
21.03. | 18 | 899.9045 |  | 777.3865 | 0 | 45.974 | 76.544 | 0
21.03. | 19 | 903.6422 |  | 787.2812 | 0 | 40.001 | 76.36 | 0
21.03. | 20 | 911.3283 |  | 794.7893 | 0 | 40.363 | 76.176 | 0
21.03. | 21 | 903.1343 |  | 790.7763 | 0 | 37.286 | 75.072 | 0
21.03. | 22 | 899.3813 |  | 788.4533 | 0 | 34.752 | 76.176 | 0
21.03. | 23 | 877.2624 |  | 765.0734 | 0 | 36.381 | 75.808 | 0
21.03. | 24 | 877.8603 |  | 759.1493 | 0 | 42.535 | 76.176 | 0
22.03. | 1 | 828.7083 |  | 712.3683 | 0 | 41.268 | 75.072 | 0
22.03. | 2 | 827.8604 |  | 711.1644 | 0 | 41.992 | 74.704 | 0
22.03. | 3 | 825.1659 |  | 707.5739 | 0 | 43.44 | 74.152 | 0
22.03. | 4 | 828.9041 |  | 710.7631 | 0 | 43.621 | 74.52 | 0
22.03. | 5 | 825.1501 |  | 712.3471 | 0 | 38.191 | 74.612 | 0
22.03. | 6 | 817.4796 |  | 708.7566 | 0 | 34.571 | 74.152 | 0
22.03. | 7 | 821.3827 |  | 715.4727 | 0 | 32.218 | 73.692 | 0
22.03. | 8 | 849.0686 |  | 746.7726 | 0 | 28.236 | 74.06 | 0
22.03. | 9 | 845.9063 |  | 751.1233 | 0 | 20.815 | 73.968 | 0
22.03. | 10 | 833.6769 |  | 743.1609 | 0 | 17.376 | 73.14 | 0
22.03. | 11 | 829.841 |  | 741.957 | 0 | 15.204 | 72.68 | 0
22.03. | 12 | 817.7545 |  | 731.9775 | 0 | 14.661 | 71.116 | 0
22.03. | 13 | 821.3434 |  | 734.8184 | 0 | 13.937 | 72.588 | 0
22.03. | 14 | 827.9363 |  | 734.4383 | 0 | 20.634 | 72.864 | 0
22.03. | 15 | 835.7507 |  | 732.8437 | 0 | 30.227 | 72.68 | 0
22.03. | 16 | 847.353 |  | 734.037 | 0 | 40.544 | 72.772 | 0
22.03. | 17 | 855.0292 |  | 735.6422 | 0 | 46.155 | 73.232 | 0
22.03. | 18 | 867.739 |  | 739.581 | 0 | 55.386 | 72.772 | 0
22.03. | 19 | 864.8326 |  | 741.1226 | 0 | 51.766 | 71.944 | 0
22.03. | 20 | 856.8446 |  | 741.9146 | 0 | 43.078 | 71.852 | 0
22.03. | 21 | 858.5547 |  | 739.9187 | 0 | 47.06 | 71.576 | 0
22.03. | 22 | 859.3526 |  | 730.7736 | 0 | 57.739 | 70.84 | 0
22.03. | 23 | 868.6689 |  | 726.4229 | 0 | 71.314 | 70.932 | 0
22.03. | 24 | 871.3466 |  | 728.4506 | 0 | 70.952 | 71.944 | 0
23.03. | 1 | 833.341 |  | 688.893 | 0 | 71.676 | 72.772 | 0
23.03. | 2 | 831.7461 |  | 685.3131 | 0 | 74.029 | 72.404 | 0
23.03. | 3 | 834.8822 |  | 687.2772 | 0 | 75.477 | 72.128 | 0
23.03. | 4 | 833.3464 |  | 685.6614 | 0 | 76.201 | 71.484 | 0
23.03. | 5 | 837.1229 |  | 683.6549 | 0 | 82.536 | 70.932 | 0
23.03. | 6 | 828.1545 |  | 674.9535 | 0 | 81.993 | 71.208 | 0
23.03. | 7 | 834.197 |  | 684.88 | 0 | 77.649 | 71.668 | 0
23.03. | 8 | 866.4974 |  | 719.7174 | 0 | 75.296 | 71.484 | 0
23.03. | 9 | 864.8098 |  | 721.2908 | 0 | 72.219 | 71.3 | 0
23.03. | 10 | 876.6972 |  | 732.3682 | 0 | 73.305 | 71.024 | 0
23.03. | 11 | 890.3879 |  | 739.8339 | 0 | 80.726 | 69.828 | 0
23.03. | 12 | 901.0929 |  | 741.4709 | 0 | 88.69 | 70.932 | 0
23.03. | 13 | 911.8597 |  | 743.0867 | 0 | 97.197 | 71.576 | 0
23.03. | 14 | 906.3478 |  | 721.2908 | 0 | 113.849 | 71.208 | 0
23.03. | 15 | 928.3727 |  | 722.4947 | 0 | 134.302 | 71.576 | 0
23.03. | 16 | 938.0107 |  | 720.9107 | 0 | 145.524 | 71.576 | 0
23.03. | 17 | 933.1061 |  | 715.3031 | 0 | 147.515 | 70.288 | 0
23.03. | 18 | 941.2993 |  | 715.2713 | 0 | 156.384 | 69.644 | 0
23.03. | 19 | 954.8229 |  | 723.9939 | 0 | 160.909 | 69.92 | 0
23.03. | 20 | 962.2486 |  | 734.6806 | 0 | 157.832 | 69.736 | 0
23.03. | 21 | 975.634 |  | 746.603 | 0 | 158.375 | 70.656 | 0
23.03. | 22 | 979.4234 |  | 749.0214 | 0 | 158.918 | 71.484 | 0
23.03. | 23 | 950.9307 |  | 728.0387 | 0 | 151.316 | 71.576 | 0
23.03. | 24 | 946.8871 |  | 720.1081 | 0 | 155.479 | 71.3 | 0
24.03. | 1 | 909.0007 |  | 680.5717 | 0 | 155.841 | 72.588 | 0
24.03. | 2 | 910.5078 |  | 682.5358 | 0 | 155.66 | 72.312 | 0
24.03. | 3 | 911.5639 |  | 683.7609 | 0 | 154.755 | 73.048 | 0
24.03. | 4 | 912.0451 |  | 683.7821 | 0 | 154.755 | 73.508 | 0
24.03. | 5 | 909.2888 |  | 680.2128 | 0 | 155.66 | 73.416 | 0
24.03. | 6 | 904.9502 |  | 676.9812 | 0 | 155.841 | 72.128 | 0
24.03. | 7 | 920.2697 |  | 691.6597 | 0 | 156.022 | 72.588 | 0
24.03. | 8 | 958.1171 |  | 731.3021 | 0 | 153.307 | 73.508 | 0
24.03. | 9 | 971.4493 |  | 740.8273 | 0 | 156.746 | 73.876 | 0
24.03. | 10 | 975.4118 |  | 741.2498 | 0 | 159.642 | 74.52 | 0
24.03. | 11 | 972.6614 |  | 737.2474 | 0 | 161.814 | 73.6 | 0
24.03. | 12 | 969.6593 |  | 734.4383 | 0 | 162.357 | 72.864 | 0
24.03. | 13 | 972.1063 |  | 736.8673 | 0 | 161.271 | 73.968 | 0
24.03. | 14 | 972.701 |  | 738.895 | 0 | 158.918 | 74.888 | 0
24.03. | 15 | 968.0776 |  | 736.5296 | 0 | 156.384 | 75.164 | 0
24.03. | 16 | 969.6935 |  | 739.3175 | 0 | 154.936 | 75.44 | 0
24.03. | 17 | 973.5148 |  | 743.6788 | 0 | 154.212 | 75.624 | 0
24.03. | 18 | 967.8044 |  | 744.4814 | 0 | 147.515 | 75.808 | 0
24.03. | 19 | 957.1741 |  | 747.2481 | 0 | 134.302 | 75.624 | 0
24.03. | 20 | 952.2382 |  | 752.4332 | 0 | 123.261 | 76.544 | 0
24.03. | 21 | 940.5004 |  | 752.4544 | 0 | 111.134 | 76.912 | 0
24.03. | 22 | 912.1032 |  | 753.2782 | 0 | 81.269 | 77.556 | 0
24.03. | 23 | 893.9923 |  | 751.2823 | 0 | 65.522 | 77.188 | 0
24.03. | 24 | 872.9978 |  | 750.9128 | 0 | 44.345 | 77.74 | 0
25.03. | 1 | 821.1687 |  | 714.1007 | 0 | 28.96 | 78.108 | 0
25.03. | 2 | 818.0054 |  | 712.1154 | 0 | 27.874 | 78.016 | 0
25.03. | 3 | 824.4403 |  | 714.1113 | 0 | 32.037 | 78.292 | 0
25.03. | 4 | 821.8437 |  | 710.0877 | 0 | 34.752 | 77.004 | 0
25.03. | 5 | 825.482 |  | 711.281 | 0 | 37.105 | 77.096 | 0
25.03. | 6 | 832.6948 |  | 711.2598 | 0 | 44.707 | 76.728 | 0
25.03. | 7 | 850.4397 |  | 717.1627 | 0 | 57.377 | 75.9 | 0
25.03. | 8 | 925.2309 |  | 777.3759 | 0 | 71.495 | 76.36 | 0
25.03. | 9 | 943.9857 |  | 787.7037 | 0 | 79.278 | 77.004 | 0
25.03. | 10 | 956.5291 |  | 788.4851 | 0 | 91.224 | 76.82 | 0
25.03. | 11 | 952.1502 |  | 777.7772 | 0 | 97.921 | 76.452 | 0
25.03. | 12 | 947.1618 |  | 765.9078 | 0 | 104.618 | 76.636 | 0
25.03. | 13 | 952.5567 |  | 763.1517 | 0 | 112.401 | 77.004 | 0
25.03. | 14 | 962.214 |  | 769.097 | 0 | 116.021 | 77.096 | 0
25.03. | 15 | 967.9657 |  | 771.8637 | 0 | 119.098 | 77.004 | 0
25.03. | 16 | 969.771 |  | 770.681 | 0 | 121.994 | 77.096 | 0
25.03. | 17 | 978.5159 |  | 777.4289 | 0 | 123.623 | 77.464 | 0
25.03. | 18 | 986.1347 |  | 788.4957 | 0 | 120.727 | 76.912 | 0
25.03. | 19 | 980.3291 |  | 788.4851 | 0 | 115.116 | 76.728 | 0
25.03. | 20 | 970.2366 |  | 787.2706 | 0 | 106.79 | 76.176 | 0
25.03. | 21 | 960.2057 |  | 784.4827 | 0 | 99.731 | 75.992 | 0
25.03. | 22 | 955.9324 |  | 783.2894 | 0 | 96.835 | 75.808 | 0
25.03. | 23 | 952.2627 |  | 783.6907 | 0 | 92.672 | 75.9 | 0
25.03. | 24 | 941.0657 |  | 778.9917 | 0 | 85.07 | 77.004 | 0
26.03. | 1 | 861.9317 |  | 707.6587 | 0 | 78.373 | 75.9 | 0
26.03. | 2 | 863.6181 |  | 707.7011 | 0 | 79.097 | 76.82 | 0
26.03. | 3 | 862.2388 |  | 704.0788 | 0 | 82.536 | 75.624 | 0
26.03. | 4 | 859.3428 |  | 704.0788 | 0 | 79.64 | 75.624 | 0
26.03. | 5 | 856.766 |  | 700.879 | 0 | 80.907 | 74.98 | 0
26.03. | 6 | 862.6144 |  | 704.0894 | 0 | 82.717 | 75.808 | 0
26.03. | 7 | 871.6961 |  | 713.2451 | 0 | 81.631 | 76.82 | 0
26.03. | 8 | 917.0661 |  | 766.3091 | 0 | 74.029 | 76.728 | 0
26.03. | 9 | 918.209 |  | 773.057 | 0 | 68.056 | 77.096 | 0
26.03. | 10 | 909.3813 |  | 776.6263 | 0 | 55.567 | 77.188 | 0
26.03. | 11 | 901.7729 |  | 783.7649 | 0 | 40.544 | 77.464 | 0
26.03. | 12 | 890.2564 |  | 781.0194 | 0 | 31.313 | 77.924 | 0
26.03. | 13 | 886.0479 |  | 779.8049 | 0 | 28.779 | 77.464 | 0
26.03. | 14 | 883.5571 |  | 767.8401 | 0 | 40.001 | 75.716 | 0
26.03. | 15 | 896.6999 |  | 771.8319 | 0 | 48.508 | 76.36 | 0
26.03. | 16 | 911.2165 |  | 774.2185 | 0 | 60.454 | 76.544 | 0
26.03. | 17 | 924.3907 |  | 776.6157 | 0 | 70.771 | 77.004 | 0
26.03. | 18 | 928.6306 |  | 776.2356 | 0 | 75.115 | 77.28 | 0
26.03. | 19 | 931.0249 |  | 779.8049 | 0 | 73.848 | 77.372 | 0
26.03. | 20 | 935.7413 |  | 779.0023 | 0 | 79.459 | 77.28 | 0
26.03. | 21 | 937.9825 |  | 778.1785 | 0 | 83.26 | 76.544 | 0
26.03. | 22 | 932.7592 |  | 778.5692 | 0 | 77.83 | 76.36 | 0
26.03. | 23 | 915.7902 |  | 767.4812 | 0 | 71.857 | 76.452 | 0
26.03. | 24 | 900.7301 |  | 761.5571 | 0 | 62.445 | 76.728 | 0
27.03. | 1 | 834.306 |  | 703.361 | 0 | 53.757 | 77.188 | 0
27.03. | 2 | 827.9057 |  | 700.5837 | 0 | 50.318 | 77.004 | 0
27.03. | 3 | 835.7921 |  | 705.3781 | 0 | 52.49 | 77.924 | 0
27.03. | 4 | 840.1979 |  | 705.3569 | 0 | 57.377 | 77.464 | 0
27.03. | 5 | 846.9043 |  | 707.7223 | 0 | 61.902 | 77.28 | 0
27.03. | 6 | 856.8751 |  | 712.4531 | 0 | 67.694 | 76.728 | 0
27.03. | 7 | 875.078 |  | 723.953 | 0 | 74.029 | 77.096 | 0
27.03. | 8 | 929.3776 |  | 778.6116 | 0 | 73.486 | 77.28 | 0
27.03. | 9 | 922.9039 |  | 779.0129 | 0 | 66.427 | 77.464 | 0
27.03. | 10 | 911.3137 |  | 778.1997 | 0 | 56.11 | 77.004 | 0
27.03. | 11 | 906.9927 |  | 780.5757 | 0 | 49.413 | 77.004 | 0
27.03. | 12 | 906.0966 |  | 779.4036 | 0 | 49.413 | 77.28 | 0
27.03. | 13 | 905.5474 |  | 778.5904 | 0 | 50.137 | 76.82 | 0
27.03. | 14 | 909.319 |  | 783.353 | 0 | 48.87 | 77.096 | 0
27.03. | 15 | 916.5538 |  | 788.8758 | 0 | 51.042 | 76.636 | 0
27.03. | 16 | 916.8463 |  | 788.4533 | 0 | 52.309 | 76.084 | 0
27.03. | 17 | 920.3165 |  | 794.8105 | 0 | 48.87 | 76.636 | 0
27.03. | 18 | 921.7415 |  | 801.9385 | 0 | 43.259 | 76.544 | 0
27.03. | 19 | 928.9902 |  | 808.7182 | 0 | 42.716 | 77.556 | 0
27.03. | 20 | 939.4798 |  | 812.6888 | 0 | 49.051 | 77.74 | 0
27.03. | 21 | 943.0971 |  | 814.6741 | 0 | 50.499 | 77.924 | 0
27.03. | 22 | 940.8477 |  | 811.5167 | 0 | 51.223 | 78.108 | 0
27.03. | 23 | 935.096 |  | 808.75 | 0 | 48.146 | 78.2 | 0
27.03. | 24 | 917.5936 |  | 792.0756 | 0 | 48.146 | 77.372 | 0
28.03. | 1 | 856.7515 |  | 732.2425 | 0 | 47.965 | 76.544 | 0
28.03. | 2 | 867.2379 |  | 734.6609 | 0 | 55.205 | 77.372 | 0
28.03. | 3 | 875.2348 |  | 732.6968 | 0 | 64.798 | 77.74 | 0
28.03. | 4 | 864.5753 |  | 722.7703 | 0 | 64.617 | 77.188 | 0
28.03. | 5 | 868.2665 |  | 725.1145 | 0 | 66.608 | 76.544 | 0
28.03. | 6 | 877.7918 |  | 735.0728 | 0 | 64.979 | 77.74 | 0
28.03. | 7 | 898.4466 |  | 752.4756 | 0 | 68.599 | 77.372 | 0
28.03. | 8 | 930.5504 |  | 784.1344 | 0 | 69.504 | 76.912 | 0
28.03. | 9 | 928.3856 |  | 791.2836 | 0 | 59.73 | 77.372 | 0
28.03. | 10 | 929.5589 |  | 799.6049 | 0 | 52.49 | 77.464 | 0
28.03. | 11 | 936.2512 |  | 807.9262 | 0 | 50.861 | 77.464 | 0
28.03. | 12 | 931.1115 |  | 802.7835 | 0 | 50.68 | 77.648 | 0
28.03. | 13 | 927.0793 |  | 799.6473 | 0 | 49.232 | 78.2 | 0
28.03. | 14 | 893.0332 |  | 771.4942 | 0 | 43.983 | 77.556 | 0
28.03. | 15 | 891.9751 |  | 767.1011 | 0 | 48.146 | 76.728 | 0
28.03. | 16 | 896.1606 |  | 766.6786 | 0 | 53.214 | 76.268 | 0
28.03. | 17 | 909.4446 |  | 776.2356 | 0 | 55.929 | 77.28 | 0
28.03. | 18 | 928.8376 |  | 788.1156 | 0 | 63.35 | 77.372 | 0
28.03. | 19 | 940.2807 |  | 802.8047 | 0 | 59.368 | 78.108 | 0
28.03. | 20 | 945.118 |  | 812.71 | 0 | 54.3 | 78.108 | 0
28.03. | 21 | 937.2482 |  | 807.9262 | 0 | 51.766 | 77.556 | 0
28.03. | 22 | 940.544 |  | 799.193 | 0 | 64.255 | 77.096 | 0
28.03. | 23 | 927.9113 |  | 777.4183 | 0 | 73.305 | 77.188 | 0
28.03. | 24 | 921.1893 |  | 762.3703 | 0 | 81.631 | 77.188 | 0
29.03. | 1 | 893.4265 |  | 731.4505 | 0 | 85.432 | 76.544 | 0
29.03. | 2 | 893.4396 |  | 728.6626 | 0 | 88.509 | 76.268 | 0
29.03. | 3 | 900.3883 |  | 727.4693 | 0 | 96.835 | 76.084 | 0
29.03. | 4 | 895.2706 |  | 727.8706 | 0 | 91.224 | 76.176 | 0
29.03. | 5 | 887.4834 |  | 730.2254 | 0 | 81.45 | 75.808 | 0
29.03. | 6 | 882.9025 |  | 729.8135 | 0 | 77.649 | 75.44 | 0
29.03. | 7 | 895.464 |  | 749.244 | 0 | 70.228 | 75.992 | 0
29.03. | 8 | 918.638 |  | 777.756 | 0 | 64.798 | 76.084 | 0
29.03. | 9 | 924.1642 |  | 784.9052 | 0 | 62.807 | 76.452 | 0
29.03. | 10 | 925.8476 |  | 785.6866 | 0 | 63.893 | 76.268 | 0
29.03. | 11 | 920.8184 |  | 783.2894 | 0 | 61.721 | 75.808 | 0
29.03. | 12 | 921.4054 |  | 775.3694 | 0 | 70.228 | 75.808 | 0
29.03. | 13 | 931.283 |  | 772.212 | 0 | 83.079 | 75.992 | 0
29.03. | 14 | 946.1381 |  | 769.4241 | 0 | 100.998 | 75.716 | 0
29.03. | 15 | 952.5443 |  | 761.5253 | 0 | 114.935 | 76.084 | 0
29.03. | 16 | 959.4537 |  | 759.9307 | 0 | 123.623 | 75.9 | 0
29.03. | 17 | 966.6954 |  | 761.8524 | 0 | 130.139 | 74.704 | 0
29.03. | 18 | 976.1161 |  | 768.6321 | 0 | 131.768 | 75.716 | 0
29.03. | 19 | 983.8828 |  | 769.8678 | 0 | 137.379 | 76.636 | 0
29.03. | 20 | 991.3384 |  | 769.8254 | 0 | 145.705 | 75.808 | 0
29.03. | 21 | 995.5741 |  | 771.8001 | 0 | 148.058 | 75.716 | 0
29.03. | 22 | 989.1298 |  | 767.4388 | 0 | 146.067 | 75.624 | 0
29.03. | 23 | 991.2793 |  | 767.8613 | 0 | 147.334 | 76.084 | 0
29.03. | 24 | 971.4049 |  | 754.4079 | 0 | 140.637 | 76.36 | 0
30.03. | 1 | 930.0263 |  | 722.7173 | 0 | 131.225 | 76.084 | 0
30.03. | 2 | 912.7 |  | 722.316 | 0 | 114.392 | 75.992 | 0
30.03. | 3 | 893.9403 |  | 718.7573 | 0 | 99.007 | 76.176 | 0
30.03. | 4 | 876.4451 |  | 718.7361 | 0 | 81.993 | 75.716 | 0
30.03. | 5 | 872.8649 |  | 722.6749 | 0 | 74.934 | 75.256 | 0
30.03. | 6 | 878.5061 |  | 732.2001 | 0 | 70.59 | 75.716 | 0
30.03. | 7 | 902.0658 |  | 757.9348 | 0 | 68.599 | 75.532 | 0
30.03. | 8 | 916.1361 |  | 771.0081 | 0 | 69.504 | 75.624 | 0
30.03. | 9 | 911.9978 |  | 765.8018 | 0 | 71.676 | 74.52 | 0
30.03. | 10 | 929.6668 |  | 768.1778 | 0 | 87.061 | 74.428 | 0
30.03. | 11 | 959.4171 |  | 777.2911 | 0 | 107.514 | 74.612 | 0
30.03. | 12 | 976.6853 |  | 782.0643 | 0 | 119.641 | 74.98 | 0
30.03. | 13 | 989.7658 |  | 783.2788 | 0 | 130.863 | 75.624 | 0
30.03. | 14 | 967.5356 |  | 752.3696 | 0 | 140.094 | 75.072 | 0
30.03. | 15 | 968.3405 |  | 748.0825 | 0 | 143.714 | 76.544 | 0
30.03. | 16 | 975.3172 |  | 751.6942 | 0 | 146.067 | 77.556 | 0
30.03. | 17 | 981.2996 |  | 754.0596 | 0 | 149.868 | 77.372 | 0
30.03. | 18 | 988.3915 |  | 761.5995 | 0 | 149.144 | 77.648 | 0
30.03. | 19 | 1000.1973 |  | 771.8743 | 0 | 151.135 | 77.188 | 0
30.03. | 20 | 1006.0385 |  | 778.1785 | 0 | 151.316 | 76.544 | 0
30.03. | 21 | 1000.4557 |  | 775.0317 | 0 | 148.42 | 77.004 | 0
30.03. | 22 | 992.4504 |  | 771.4624 | 0 | 144.076 | 76.912 | 0
30.03. | 23 | 970.5187 |  | 748.8957 | 0 | 144.619 | 77.004 | 0
30.03. | 24 | 918.5899 |  | 702.1359 | 0 | 140.094 | 76.36 | 0
31.03. | 1 | 909.8198 |  | 697.7958 | 0 | 135.388 | 76.636 | 0
31.03. | 2 | 901.8845 |  | 698.1865 | 0 | 127.062 | 76.636 | 0
31.03. | 3 | 899.7543 |  | 704.5543 | 0 | 118.012 | 77.188 | 0
31.03. | 4 | 890.4281 |  | 703.7411 | 0 | 109.867 | 76.82 | 0
31.03. | 5 | 873.9155 |  | 698.9255 | 0 | 99.55 | 75.44 | 0
31.03. | 6 | 871.2547 |  | 707.6587 | 0 | 87.604 | 75.992 | 0
31.03. | 7 | 891.6138 |  | 742.9398 | 0 | 72.038 | 76.636 | 0
31.03. | 8 | 879.2225 |  | 750.4585 | 0 | 52.128 | 76.636 | 0
31.03. | 9 | 861.7461 |  | 754.4291 | 0 | 30.589 | 76.728 | 0
31.03. | 10 | 844.15 |  | 746.076 | 0 | 22.082 | 75.992 | 0
31.03. | 11 | 838.8135 |  | 745.7065 | 0 | 16.471 | 76.636 | 0
31.03. | 12 | 833.8837 |  | 741.7677 | 0 | 15.204 | 76.912 | 0
31.03. | 13 | 839.3968 |  | 742.9398 | 0 | 19.729 | 76.728 | 0
31.03. | 14 | 839.919 |  | 745.284 | 0 | 18.643 | 75.992 | 0
31.03. | 15 | 842.0507 |  | 748.0507 | 0 | 18.1 | 75.9 | 0
31.03. | 16 | 841.6256 |  | 740.4896 | 0 | 26.064 | 75.072 | 0
31.03. | 17 | 842.7418 |  | 740.5108 | 0 | 26.607 | 75.624 | 0
31.03. | 18 | 839.0256 |  | 742.8656 | 0 | 20.996 | 75.164 | 0
31.03. | 19 | 854.4386 |  | 757.1746 | 0 | 20.996 | 76.268 | 0
31.03. | 20 | 857.3603 |  | 757.5653 | 0 | 23.711 | 76.084 | 0
31.03. | 21 | 861.463 |  | 757.217 | 0 | 27.15 | 77.096 | 0
31.03. | 22 | 859.4962 |  | 748.4732 | 0 | 34.571 | 76.452 | 0
31.03. | 23 | 860.7706 |  | 747.6706 | 0 | 36.924 | 76.176 | 0
31.03. | 24 | 822.5526 |  | 710.4466 | 0 | 35.838 | 76.268 | 0
01.04. | 1 | 822.0729 |  | 710.0559 | 0 | 35.657 | 76.36 | 0
01.04. | 2 | 821.0529 |  | 707.6799 | 0 | 37.105 | 76.268 | 0
01.04. | 3 | 823.6863 |  | 706.8773 | 0 | 40.725 | 76.084 | 0
01.04. | 4 | 828.8584 |  | 707.2574 | 0 | 45.793 | 75.808 | 0
01.04. | 5 | 840.5465 |  | 707.6375 | 0 | 57.377 | 75.532 | 0
01.04. | 6 | 866.9871 |  | 723.4881 | 0 | 67.875 | 75.624 | 0
01.04. | 7 | 924.2507 |  | 769.4347 | 0 | 78.916 | 75.9 | 0
01.04. | 8 | 945.0855 |  | 780.5015 | 0 | 89.052 | 75.532 | 0
01.04. | 9 | 945.3869 |  | 778.9069 | 0 | 91.224 | 75.256 | 0
01.04. | 10 | 940.3592 |  | 776.1402 | 0 | 88.871 | 75.348 | 0
01.04. | 11 | 939.7121 |  | 775.7601 | 0 | 88.328 | 75.624 | 0
01.04. | 12 | 926.1843 |  | 769.3923 | 0 | 81.812 | 74.98 | 0
01.04. | 13 | 924.7106 |  | 769.0016 | 0 | 80.545 | 75.164 | 0
01.04. | 14 | 926.9397 |  | 767.7977 | 0 | 84.346 | 74.796 | 0
01.04. | 15 | 912.7193 |  | 759.8353 | 0 | 78.916 | 73.968 | 0
01.04. | 16 | 909.6994 |  | 758.6314 | 0 | 77.468 | 73.6 | 0
01.04. | 17 | 926.9224 |  | 772.9404 | 0 | 79.278 | 74.704 | 0
01.04. | 18 | 929.5425 |  | 782.8775 | 0 | 71.133 | 75.532 | 0
01.04. | 19 | 933.1457 |  | 790.8187 | 0 | 66.427 | 75.9 | 0
01.04. | 20 | 939.0411 |  | 795.6131 | 0 | 66.608 | 76.82 | 0
01.04. | 21 | 945.6899 |  | 795.6449 | 0 | 72.581 | 77.464 | 0
01.04. | 22 | 939.9357 |  | 786.9117 | 0 | 76.02 | 77.004 | 0
01.04. | 23 | 937.1992 |  | 784.1662 | 0 | 75.477 | 77.556 | 0
01.04. | 24 | 874.286 |  | 723.161 | 0 | 74.029 | 77.096 | 0
02.04. | 1 | 875.5661 |  | 720.3731 | 0 | 78.373 | 76.82 | 0
02.04. | 2 | 877.9129 |  | 719.5599 | 0 | 81.993 | 76.36 | 0
02.04. | 3 | 874.5295 |  | 718.7255 | 0 | 80.364 | 75.44 | 0
02.04. | 4 | 877.3622 |  | 719.1162 | 0 | 82.898 | 75.348 | 0
02.04. | 5 | 885.6029 |  | 723.4669 | 0 | 86.88 | 75.256 | 0
02.04. | 6 | 891.5915 |  | 726.6455 | 0 | 89.414 | 75.532 | 0
02.04. | 7 | 940.2341 |  | 776.5521 | 0 | 87.966 | 75.716 | 0
02.04. | 8 | 957.6151 |  | 788.4851 | 0 | 92.31 | 76.82 | 0
02.04. | 9 | 963.145 |  | 790.481 | 0 | 95.568 | 77.096 | 0
02.04. | 10 | 964.7814 |  | 789.6784 | 0 | 98.283 | 76.82 | 0
02.04. | 11 | 953.435 |  | 785.676 | 0 | 91.767 | 75.992 | 0
02.04. | 12 | 945.5892 |  | 779.3612 | 0 | 89.776 | 76.452 | 0
02.04. | 13 | 941.6435 |  | 770.9975 | 0 | 95.206 | 75.44 | 0
02.04. | 14 | 949.9047 |  | 771.7577 | 0 | 103.351 | 74.796 | 0
02.04. | 15 | 950.2576 |  | 770.6386 | 0 | 103.351 | 76.268 | 0
02.04. | 16 | 952.6912 |  | 774.6092 | 0 | 101.722 | 76.36 | 0
02.04. | 17 | 945.6814 |  | 771.4094 | 0 | 98.464 | 75.808 | 0
02.04. | 18 | 946.0931 |  | 771.0081 | 0 | 99.369 | 75.716 | 0
02.04. | 19 | 949.3256 |  | 772.1696 | 0 | 102.084 | 75.072 | 0
02.04. | 20 | 954.9156 |  | 772.9616 | 0 | 106.79 | 75.164 | 0
02.04. | 21 | 961.103 |  | 773.796 | 0 | 111.315 | 75.992 | 0
02.04. | 22 | 960.0744 |  | 773.8384 | 0 | 109.324 | 76.912 | 0
02.04. | 23 | 954.9636 |  | 770.6386 | 0 | 108.057 | 76.268 | 0
02.04. | 24 | 907.5366 |  | 719.2116 | 0 | 110.953 | 77.372 | 0
03.04. | 1 | 912.8019 |  | 717.2369 | 0 | 118.193 | 77.372 | 0
03.04. | 2 | 921.5641 |  | 718.8421 | 0 | 124.89 | 77.832 | 0
03.04. | 3 | 927.4167 |  | 720.4367 | 0 | 128.872 | 78.108 | 0
03.04. | 4 | 930.9563 |  | 718.0183 | 0 | 135.75 | 77.188 | 0
03.04. | 5 | 929.5063 |  | 715.5893 | 0 | 137.741 | 76.176 | 0
03.04. | 6 | 933.4688 |  | 725.5158 | 0 | 131.225 | 76.728 | 0
03.04. | 7 | 983.5997 |  | 782.1597 | 0 | 124.528 | 76.912 | 0
03.04. | 8 | 979.2599 |  | 780.5439 | 0 | 122.356 | 76.36 | 0
03.04. | 9 | 974.5321 |  | 776.5521 | 0 | 122.356 | 75.624 | 0
03.04. | 10 | 984.2077 |  | 774.1867 | 0 | 134.121 | 75.9 | 0
03.04. | 11 | 989.7339 |  | 771.8319 | 0 | 141.542 | 76.36 | 0
03.04. | 12 | 993.4063 |  | 769.4453 | 0 | 147.877 | 76.084 | 0
03.04. | 13 | 994.926 |  | 765.084 | 0 | 153.85 | 75.992 | 0
03.04. | 14 | 1000.1829 |  | 767.8189 | 0 | 157.108 | 75.256 | 0
03.04. | 15 | 997.0814 |  | 765.8124 | 0 | 156.565 | 74.704 | 0
03.04. | 16 | 990.2981 |  | 763.8271 | 0 | 151.859 | 74.612 | 0
03.04. | 17 | 984.4972 |  | 764.9992 | 0 | 145.162 | 74.336 | 0
03.04. | 18 | 981.6499 |  | 767.7659 | 0 | 139.732 | 74.152 | 0
03.04. | 19 | 976.8467 |  | 763.7847 | 0 | 139.37 | 73.692 | 0
03.04. | 20 | 987.1311 |  | 766.9951 | 0 | 145.524 | 74.612 | 0
03.04. | 21 | 988.181 |  | 767.407 | 0 | 145.886 | 74.888 | 0
03.04. | 22 | 984.2544 |  | 765.0204 | 0 | 144.438 | 74.796 | 0
03.04. | 23 | 982.6709 |  | 766.2349 | 0 | 141.18 | 75.256 | 0
03.04. | 24 | 926.9651 |  | 708.4401 | 0 | 142.809 | 75.716 | 0
04.04. | 1 | 926.5801 |  | 706.0641 | 0 | 144.8 | 75.716 | 0
04.04. | 2 | 927.1728 |  | 705.6628 | 0 | 145.886 | 75.624 | 0
04.04. | 3 | 920.2473 |  | 701.2803 | 0 | 143.895 | 75.072 | 0
04.04. | 4 | 916.9042 |  | 697.6792 | 0 | 144.981 | 74.244 | 0
04.04. | 5 | 918.6754 |  | 700.0764 | 0 | 143.895 | 74.704 | 0
04.04. | 6 | 927.786 |  | 711.175 | 0 | 141.723 | 74.888 | 0
04.04. | 7 | 961.6101 |  | 747.2481 | 0 | 138.646 | 75.716 | 0
04.04. | 8 | 967.4402 |  | 759.5082 | 0 | 132.492 | 75.44 | 0
04.04. | 9 | 976.53 |  | 772.951 | 0 | 128.691 | 74.888 | 0
04.04. | 10 | 977.0587 |  | 777.3547 | 0 | 123.804 | 75.9 | 0
04.04. | 11 | 970.2598 |  | 772.1908 | 0 | 122.537 | 75.532 | 0
04.04. | 12 | 972.0807 |  | 774.1867 | 0 | 121.994 | 75.9 | 0
04.04. | 13 | 965.3837 |  | 774.1867 | 0 | 115.297 | 75.9 | 0
04.04. | 14 | 946.2088 |  | 758.7268 | 0 | 111.858 | 75.624 | 0
04.04. | 15 | 942.1405 |  | 756.7415 | 0 | 109.867 | 75.532 | 0
04.04. | 16 | 939.9784 |  | 761.9054 | 0 | 102.265 | 75.808 | 0
04.04. | 17 | 929.517 |  | 764.292 | 0 | 89.233 | 75.992 | 0
04.04. | 18 | 914.2925 |  | 767.8825 | 0 | 69.866 | 76.544 | 0
04.04. | 19 | 896.2034 |  | 769.8784 | 0 | 49.413 | 76.912 | 0
04.04. | 20 | 879.9579 |  | 774.9999 | 0 | 28.598 | 76.36 | 0
04.04. | 21 | 868.8694 |  | 770.6174 | 0 | 22.444 | 75.808 | 0
04.04. | 22 | 851.8146 |  | 760.3426 | 0 | 15.204 | 76.268 | 0
04.04. | 23 | 840.9116 |  | 754.8516 | 0 | 8.688 | 77.372 | 0
04.04. | 24 | 796.9676 |  | 715.2516 | 0 | 4.344 | 77.372 | 0
05.04. | 1 | 793.264 |  | 711.281 | 0 | 4.887 | 77.096 | 0
05.04. | 2 | 795.2441 |  | 709.2851 | 0 | 9.231 | 76.728 | 0
05.04. | 3 | 800.4162 |  | 709.6652 | 0 | 14.299 | 76.452 | 0
05.04. | 4 | 807.7425 |  | 711.6505 | 0 | 19.548 | 76.544 | 0
05.04. | 5 | 812.8602 |  | 711.2492 | 0 | 25.159 | 76.452 | 0
05.04. | 6 | 818.7202 |  | 712.0412 | 0 | 30.227 | 76.452 | 0
05.04. | 7 | 866.2298 |  | 750.8598 | 0 | 38.734 | 76.636 | 0
05.04. | 8 | 876.8146 |  | 756.3826 | 0 | 44.164 | 76.268 | 0
05.04. | 9 | 876.2204 |  | 757.1534 | 0 | 43.259 | 75.808 | 0
05.04. | 10 | 873.6179 |  | 753.5629 | 0 | 44.707 | 75.348 | 0
05.04. | 11 | 876.7686 |  | 751.6306 | 0 | 48.87 | 76.268 | 0
05.04. | 12 | 879.3387 |  | 750.4797 | 0 | 51.947 | 76.912 | 0
05.04. | 13 | 887.0238 |  | 751.6518 | 0 | 58.644 | 76.728 | 0
05.04. | 14 | 892.0725 |  | 753.6265 | 0 | 61.902 | 76.544 | 0
05.04. | 15 | 896.9024 |  | 754.8304 | 0 | 65.16 | 76.912 | 0
05.04. | 16 | 895.3666 |  | 753.2146 | 0 | 65.884 | 76.268 | 0
05.04. | 17 | 901.4469 |  | 754.4079 | 0 | 70.771 | 76.268 | 0
05.04. | 18 | 909.8857 |  | 761.5677 | 0 | 71.314 | 77.004 | 0
05.04. | 19 | 901.3045 |  | 759.9625 | 0 | 64.798 | 76.544 | 0
05.04. | 20 | 906.3589 |  | 759.9519 | 0 | 70.047 | 76.36 | 0
05.04. | 21 | 915.6495 |  | 764.7145 | 0 | 74.391 | 76.544 | 0
05.04. | 22 | 918.3086 |  | 764.3026 | 0 | 77.83 | 76.176 | 0
05.04. | 23 | 922.6331 |  | 764.7251 | 0 | 81.088 | 76.82 | 0
05.04. | 24 | 878.1817 |  | 721.1757 | 0 | 80.002 | 77.004 | 0
06.04. | 1 | 882.9327 |  | 719.5917 | 0 | 86.337 | 77.004 | 0
06.04. | 2 | 878.8713 |  | 714.0053 | 0 | 88.69 | 76.176 | 0
06.04. | 3 | 882.6713 |  | 717.1733 | 0 | 89.414 | 76.084 | 0
06.04. | 4 | 874.8339 |  | 716.3919 | 0 | 82.174 | 76.268 | 0
06.04. | 5 | 869.734 |  | 715.188 | 0 | 78.554 | 75.992 | 0
06.04. | 6 | 868.9064 |  | 718.3454 | 0 | 74.753 | 75.808 | 0
06.04. | 7 | 891.9157 |  | 744.8827 | 0 | 71.133 | 75.9 | 0
06.04. | 8 | 888.3563 |  | 746.4773 | 0 | 65.703 | 76.176 | 0
06.04. | 9 | 903.4881 |  | 767.0481 | 0 | 60.816 | 75.624 | 0
06.04. | 10 | 896.7194 |  | 761.9054 | 0 | 59.006 | 75.808 | 0
06.04. | 11 | 890.6643 |  | 757.5653 | 0 | 57.015 | 76.084 | 0
06.04. | 12 | 898.1961 |  | 752.0531 | 0 | 69.323 | 76.82 | 0
06.04. | 13 | 906.5401 |  | 752.0001 | 0 | 78.916 | 75.624 | 0
06.04. | 14 | 877.9408 |  | 725.4098 | 0 | 78.011 | 74.52 | 0
06.04. | 15 | 866.9641 |  | 721.8511 | 0 | 70.409 | 74.704 | 0
06.04. | 16 | 864.6927 |  | 722.6537 | 0 | 67.151 | 74.888 | 0
06.04. | 17 | 871.3173 |  | 731.4293 | 0 | 63.712 | 76.176 | 0
06.04. | 18 | 861.2362 |  | 735.0092 | 0 | 49.775 | 76.452 | 0
06.04. | 19 | 855.0592 |  | 742.1372 | 0 | 36.562 | 76.36 | 0
06.04. | 20 | 865.9034 |  | 757.1534 | 0 | 32.942 | 75.808 | 0
06.04. | 21 | 873.6167 |  | 763.9437 | 0 | 32.761 | 76.912 | 0
06.04. | 22 | 853.7638 |  | 743.7318 | 0 | 33.304 | 76.728 | 0
06.04. | 23 | 851.2157 |  | 740.1837 | 0 | 34.028 | 77.004 | 0
06.04. | 24 | 810.9243 |  | 697.3733 | 0 | 37.467 | 76.084 | 0
07.04. | 1 | 820.0997 |  | 698.2077 | 0 | 44.888 | 77.004 | 0
07.04. | 2 | 822.0118 |  | 695.4198 | 0 | 49.956 | 76.636 | 0
07.04. | 3 | 819.1274 |  | 693.0014 | 0 | 50.318 | 75.808 | 0
07.04. | 4 | 821.9225 |  | 694.1735 | 0 | 52.309 | 75.44 | 0
07.04. | 5 | 825.3818 |  | 698.5348 | 0 | 51.223 | 75.624 | 0
07.04. | 6 | 839.9422 |  | 710.4572 | 0 | 53.033 | 76.452 | 0
07.04. | 7 | 866.4197 |  | 740.1837 | 0 | 49.232 | 77.004 | 0
07.04. | 8 | 872.4511 |  | 746.5621 | 0 | 47.965 | 77.924 | 0
07.04. | 9 | 865.5283 |  | 740.1943 | 0 | 48.146 | 77.188 | 0
07.04. | 10 | 853.0917 |  | 728.3037 | 0 | 47.784 | 77.004 | 0
07.04. | 11 | 843.5021 |  | 721.9041 | 0 | 45.974 | 75.624 | 0
07.04. | 12 | 839.1665 |  | 717.9335 | 0 | 45.793 | 75.44 | 0
07.04. | 13 | 845.5354 |  | 722.3054 | 0 | 47.422 | 75.808 | 0
07.04. | 14 | 835.2955 |  | 714.7125 | 0 | 46.155 | 74.428 | 0
07.04. | 15 | 840.6338 |  | 715.9588 | 0 | 49.051 | 75.624 | 0
07.04. | 16 | 834.6262 |  | 716.0012 | 0 | 42.173 | 76.452 | 0
07.04. | 17 | 821.5309 |  | 716.3919 | 0 | 28.779 | 76.36 | 0
07.04. | 18 | 815.2946 |  | 720.0036 | 0 | 17.919 | 77.372 | 0
07.04. | 19 | 826.9731 |  | 735.4741 | 0 | 13.575 | 77.924 | 0
07.04. | 20 | 829.2326 |  | 735.8436 | 0 | 16.109 | 77.28 | 0
07.04. | 21 | 837.7903 |  | 741.7783 | 0 | 18.824 | 77.188 | 0
07.04. | 22 | 834.423 |  | 737.417 | 0 | 19.91 | 77.096 | 0
07.04. | 23 | 841.5317 |  | 737.0157 | 0 | 27.512 | 77.004 | 0
07.04. | 24 | 827.1998 |  | 709.7288 | 0 | 39.639 | 77.832 | 0
08.04. | 1 | 836.2587 |  | 708.5567 | 0 | 49.594 | 78.108 | 0
08.04. | 2 | 846.7275 |  | 705.3675 | 0 | 63.712 | 77.648 | 0
08.04. | 3 | 842.6087 |  | 699.7387 | 0 | 66.97 | 75.9 | 0
08.04. | 4 | 840.7497 |  | 695.7257 | 0 | 70.228 | 74.796 | 0
08.04. | 5 | 848.5938 |  | 700.1188 | 0 | 72.943 | 75.532 | 0
08.04. | 6 | 862.4527 |  | 711.6187 | 0 | 74.934 | 75.9 | 0
08.04. | 7 | 914.5907 |  | 764.7357 | 0 | 72.943 | 76.912 | 0
08.04. | 8 | 917.0953 |  | 769.4983 | 0 | 70.409 | 77.188 | 0
08.04. | 9 | 912.1826 |  | 769.1076 | 0 | 65.703 | 77.372 | 0
08.04. | 10 | 912.9882 |  | 769.9102 | 0 | 65.522 | 77.556 | 0
08.04. | 11 | 913.6286 |  | 765.9396 | 0 | 70.409 | 77.28 | 0
08.04. | 12 | 916.533 |  | 761.969 | 0 | 77.468 | 77.096 | 0
08.04. | 13 | 925.1169 |  | 761.5889 | 0 | 86.156 | 77.372 | 0
08.04. | 14 | 933.0856 |  | 762.7716 | 0 | 93.034 | 77.28 | 0
08.04. | 15 | 940.8053 |  | 763.1623 | 0 | 100.455 | 77.188 | 0
08.04. | 16 | 954.2416 |  | 763.5636 | 0 | 113.306 | 77.372 | 0
08.04. | 17 | 959.6377 |  | 759.1917 | 0 | 123.442 | 77.004 | 0
08.04. | 18 | 963.458 |  | 766.721 | 0 | 119.641 | 77.096 | 0
08.04. | 19 | 949.0732 |  | 777.7772 | 0 | 94.844 | 76.452 | 0
08.04. | 20 | 936.9351 |  | 783.7331 | 0 | 76.382 | 76.82 | 0
08.04. | 21 | 930.4003 |  | 779.0023 | 0 | 74.21 | 77.188 | 0
08.04. | 22 | 933.0352 |  | 777.8302 | 0 | 77.649 | 77.556 | 0
08.04. | 23 | 940.3615 |  | 779.8155 | 0 | 82.898 | 77.648 | 0
08.04. | 24 | 885.8777 |  | 723.6047 | 0 | 84.165 | 78.108 | 0
09.04. | 1 | 851.2275 |  | 699.8235 | 0 | 73.848 | 77.556 | 0
09.04. | 2 | 853.6629 |  | 705.4099 | 0 | 69.685 | 78.568 | 0
09.04. | 3 | 849.3713 |  | 703.0233 | 0 | 68.056 | 78.292 | 0
09.04. | 4 | 837.4369 |  | 700.6049 | 0 | 59.368 | 77.464 | 0
09.04. | 5 | 841.7505 |  | 708.5355 | 0 | 55.567 | 77.648 | 0
09.04. | 6 | 845.4286 |  | 713.6676 | 0 | 54.481 | 77.28 | 0
09.04. | 7 | 883.0148 |  | 753.1828 | 0 | 54.3 | 75.532 | 0
09.04. | 8 | 881.2278 |  | 755.5588 | 0 | 50.137 | 75.532 | 0
09.04. | 9 | 903.8915 |  | 769.5725 | 0 | 55.567 | 78.752 | 0
09.04. | 10 | 918.6497 |  | 773.5537 | 0 | 65.884 | 79.212 | 0
09.04. | 11 | 918.2815 |  | 772.7405 | 0 | 66.789 | 78.752 | 0
09.04. | 12 | 922.5308 |  | 774.7258 | 0 | 68.961 | 78.844 | 0
09.04. | 13 | 918.2427 |  | 775.1377 | 0 | 63.893 | 79.212 | 0
09.04. | 14 | 903.7397 |  | 772.7617 | 0 | 51.766 | 79.212 | 0
09.04. | 15 | 893.6546 |  | 770.7446 | 0 | 44.526 | 78.384 | 0
09.04. | 16 | 895.9314 |  | 766.7104 | 0 | 52.309 | 76.912 | 0
09.04. | 17 | 921.4428 |  | 772.2968 | 0 | 71.314 | 77.832 | 0
09.04. | 18 | 957.0059 |  | 787.8309 | 0 | 89.595 | 79.58 | 0
09.04. | 19 | 956.3034 |  | 781.0724 | 0 | 96.111 | 79.12 | 0
09.04. | 20 | 953.2652 |  | 778.6752 | 0 | 95.93 | 78.66 | 0
09.04. | 21 | 952.1683 |  | 776.6793 | 0 | 97.197 | 78.292 | 0
09.04. | 22 | 950.3605 |  | 771.8955 | 0 | 100.817 | 77.648 | 0
09.04. | 23 | 954.8578 |  | 768.3368 | 0 | 108.781 | 77.74 | 0
09.04. | 24 | 909.7813 |  | 710.9433 | 0 | 120.546 | 78.292 | 0
10.04. | 1 | 907.0114 |  | 707.3634 | 0 | 121.632 | 78.016 | 0
10.04. | 2 | 912.2767 |  | 705.3887 | 0 | 128.872 | 78.016 | 0
10.04. | 3 | 919.3147 |  | 706.1807 | 0 | 135.026 | 78.108 | 0
10.04. | 4 | 923.6792 |  | 702.5902 | 0 | 143.533 | 77.556 | 0
10.04. | 5 | 922.1026 |  | 700.2036 | 0 | 144.619 | 77.28 | 0
10.04. | 6 | 921.4125 |  | 704.5755 | 0 | 139.189 | 77.648 | 0
10.04. | 7 | 938.0648 |  | 735.0728 | 0 | 125.252 | 77.74 | 0
10.04. | 8 | 927.4998 |  | 740.6168 | 0 | 109.143 | 77.74 | 0
10.04. | 9 | 922.888 |  | 745.337 | 0 | 100.455 | 77.096 | 0
10.04. | 10 | 910.8619 |  | 744.1649 | 0 | 89.233 | 77.464 | 0
10.04. | 11 | 891.4647 |  | 734.6397 | 0 | 79.821 | 77.004 | 0
10.04. | 12 | 893.8701 |  | 732.2531 | 0 | 84.889 | 76.728 | 0
10.04. | 13 | 907.6432 |  | 735.0622 | 0 | 95.025 | 77.556 | 0
10.04. | 14 | 916.6452 |  | 737.3852 | 0 | 102.808 | 76.452 | 0
10.04. | 15 | 926.5498 |  | 742.2008 | 0 | 106.609 | 77.74 | 0
10.04. | 16 | 930.4319 |  | 740.2049 | 0 | 112.763 | 77.464 | 0
10.04. | 17 | 916.9884 |  | 732.6544 | 0 | 107.514 | 76.82 | 0
10.04. | 18 | 901.2753 |  | 737.0263 | 0 | 87.061 | 77.188 | 0
10.04. | 19 | 888.5529 |  | 739.4129 | 0 | 71.676 | 77.464 | 0
10.04. | 20 | 885.8186 |  | 741.3876 | 0 | 67.151 | 77.28 | 0
10.04. | 21 | 889.2005 |  | 742.5915 | 0 | 68.961 | 77.648 | 0
10.04. | 22 | 884.8382 |  | 741.3982 | 0 | 65.884 | 77.556 | 0
10.04. | 23 | 884.0924 |  | 737.4064 | 0 | 69.866 | 76.82 | 0
10.04. | 24 | 852.8523 |  | 702.1783 | 0 | 73.486 | 77.188 | 0
11.04. | 1 | 858.6003 |  | 700.5943 | 0 | 80.726 | 77.28 | 0
11.04. | 2 | 866.6726 |  | 698.6196 | 0 | 90.681 | 77.372 | 0
11.04. | 3 | 872.7828 |  | 698.5878 | 0 | 97.559 | 76.636 | 0
11.04. | 4 | 879.4531 |  | 701.3651 | 0 | 101.36 | 76.728 | 0
11.04. | 5 | 877.0368 |  | 701.7558 | 0 | 98.645 | 76.636 | 0
11.04. | 6 | 890.1524 |  | 715.2304 | 0 | 98.102 | 76.82 | 0
11.04. | 7 | 932.4783 |  | 756.8263 | 0 | 98.464 | 77.188 | 0
11.04. | 8 | 935.9277 |  | 765.5277 | 0 | 93.396 | 77.004 | 0
11.04. | 9 | 947.8908 |  | 777.8408 | 0 | 92.31 | 77.74 | 0
11.04. | 10 | 948.5762 |  | 772.2862 | 0 | 98.826 | 77.464 | 0
11.04. | 11 | 942.5614 |  | 765.9184 | 0 | 99.731 | 76.912 | 0
11.04. | 12 | 940.8538 |  | 764.3768 | 0 | 98.645 | 77.832 | 0
11.04. | 13 | 936.9279 |  | 756.8369 | 0 | 102.627 | 77.464 | 0
11.04. | 14 | 929.5368 |  | 745.3688 | 0 | 106.428 | 77.74 | 0
11.04. | 15 | 926.6979 |  | 744.1649 | 0 | 105.161 | 77.372 | 0
11.04. | 16 | 927.4887 |  | 746.5727 | 0 | 102.808 | 78.108 | 0
11.04. | 17 | 934.3499 |  | 754.5139 | 0 | 101.36 | 78.476 | 0
11.04. | 18 | 935.9458 |  | 764.4298 | 0 | 92.672 | 78.844 | 0
11.04. | 19 | 936.2126 |  | 773.1206 | 0 | 84.708 | 78.384 | 0
11.04. | 20 | 942.6772 |  | 781.8432 | 0 | 82.174 | 78.66 | 0
11.04. | 21 | 926.2146 |  | 777.8726 | 0 | 69.866 | 78.476 | 0
11.04. | 22 | 894.5403 |  | 763.2153 | 0 | 53.033 | 78.292 | 0
11.04. | 23 | 875.5212 |  | 759.6672 | 0 | 37.286 | 78.568 | 0
11.04. | 24 | 817.6597 |  | 710.1407 | 0 | 29.503 | 78.016 | 0
12.04. | 1 | 821.2179 |  | 710.1619 | 0 | 32.58 | 78.476 | 0
12.04. | 2 | 817.1298 |  | 707.3528 | 0 | 32.037 | 77.74 | 0
12.04. | 3 | 822.3071 |  | 711.7141 | 0 | 32.761 | 77.832 | 0
12.04. | 4 | 826.1447 |  | 714.1007 | 0 | 34.028 | 78.016 | 0
12.04. | 5 | 834.2625 |  | 714.0795 | 0 | 42.535 | 77.648 | 0
12.04. | 6 | 851.0463 |  | 718.0183 | 0 | 55.748 | 77.28 | 0
12.04. | 7 | 912.8492 |  | 758.8222 | 0 | 76.563 | 77.464 | 0
12.04. | 8 | 934.8323 |  | 763.1623 | 0 | 94.482 | 77.188 | 0
12.04. | 9 | 942.8084 |  | 763.5424 | 0 | 102.446 | 76.82 | 0
12.04. | 10 | 949.4179 |  | 763.1729 | 0 | 108.781 | 77.464 | 0
12.04. | 11 | 950.3815 |  | 761.5995 | 0 | 111.134 | 77.648 | 0
12.04. | 12 | 953.7891 |  | 763.1941 | 0 | 112.763 | 77.832 | 0
12.04. | 13 | 962.5493 |  | 771.8743 | 0 | 113.487 | 77.188 | 0
12.04. | 14 | 948.345 |  | 769.889 | 0 | 101.36 | 77.096 | 0
12.04. | 15 | 942.3755 |  | 771.9485 | 0 | 91.767 | 78.66 | 0
12.04. | 16 | 938.687 |  | 768.358 | 0 | 92.129 | 78.2 | 0
12.04. | 17 | 934.4165 |  | 774.3775 | 0 | 80.183 | 79.856 | 0
12.04. | 18 | 914.5285 |  | 779.9215 | 0 | 54.843 | 79.764 | 0
12.04. | 19 | 897.332 |  | 780.291 | 0 | 37.829 | 79.212 | 0
12.04. | 20 | 884.6044 |  | 778.6964 | 0 | 26.788 | 79.12 | 0
12.04. | 21 | 881.4913 |  | 779.1083 | 0 | 22.987 | 79.396 | 0
12.04. | 22 | 880.387 |  | 777.915 | 0 | 23.168 | 79.304 | 0
12.04. | 23 | 878.6779 |  | 776.7429 | 0 | 22.263 | 79.672 | 0
12.04. | 24 | 826.1653 |  | 729.2123 | 0 | 17.557 | 79.396 | 0
13.04. | 1 | 820.739 |  | 724.059 | 0 | 17.376 | 79.304 | 0
13.04. | 2 | 815.9494 |  | 720.0884 | 0 | 16.833 | 79.028 | 0
13.04. | 3 | 807.2683 |  | 716.4873 | 0 | 12.489 | 78.292 | 0
13.04. | 4 | 801.7144 |  | 715.2834 | 0 | 8.507 | 77.924 | 0
13.04. | 5 | 802.5655 |  | 718.0395 | 0 | 6.878 | 77.648 | 0
13.04. | 6 | 809.8171 |  | 725.1251 | 0 | 7.964 | 76.728 | 0
13.04. | 7 | 850.0897 |  | 763.2047 | 0 | 8.869 | 78.016 | 0
13.04. | 8 | 855.5615 |  | 770.3115 | 0 | 7.602 | 77.648 | 0
13.04. | 9 | 871.4487 |  | 789.2877 | 0 | 5.249 | 76.912 | 0
13.04. | 10 | 875.0089 |  | 792.4769 | 0 | 5.068 | 77.464 | 0
13.04. | 11 | 875.3919 |  | 791.6849 | 0 | 6.335 | 77.372 | 0
13.04. | 12 | 879.7436 |  | 792.1286 | 0 | 9.231 | 78.384 | 0
13.04. | 13 | 877.987 |  | 786.574 | 0 | 13.213 | 78.2 | 0
13.04. | 14 | 857.029 |  | 760.385 | 0 | 19.548 | 77.096 | 0
13.04. | 15 | 855.1938 |  | 753.2888 | 0 | 24.073 | 77.832 | 0
13.04. | 16 | 864.5749 |  | 757.6819 | 0 | 28.417 | 78.476 | 0
13.04. | 17 | 870.833 |  | 758.062 | 0 | 34.571 | 78.2 | 0
13.04. | 18 | 881.264 |  | 763.606 | 0 | 39.458 | 78.2 | 0
13.04. | 19 | 896.9047 |  | 778.2527 | 0 | 40.544 | 78.108 | 0
13.04. | 20 | 908.4845 |  | 790.1115 | 0 | 40.725 | 77.648 | 0
13.04. | 21 | 901.7645 |  | 787.7355 | 0 | 36.381 | 77.648 | 0
13.04. | 22 | 877.0592 |  | 766.7422 | 0 | 32.761 | 77.556 | 0
13.04. | 23 | 870.7237 |  | 763.2047 | 0 | 29.503 | 78.016 | 0
13.04. | 24 | 822.6659 |  | 720.4049 | 0 | 24.797 | 77.464 | 0
14.04. | 1 | 822.7633 |  | 716.4343 | 0 | 29.141 | 77.188 | 0
14.04. | 2 | 825.6096 |  | 716.8356 | 0 | 31.494 | 77.28 | 0
14.04. | 3 | 820.0906 |  | 716.8356 | 0 | 25.883 | 77.372 | 0
14.04. | 4 | 814.1235 |  | 716.4025 | 0 | 21.177 | 76.544 | 0
14.04. | 5 | 814.7743 |  | 721.1333 | 0 | 17.557 | 76.084 | 0
14.04. | 6 | 821.9023 |  | 728.2613 | 0 | 17.557 | 76.084 | 0
14.04. | 7 | 843.9161 |  | 755.1681 | 0 | 13.032 | 75.716 | 0
14.04. | 8 | 843.087 |  | 758.695 | 0 | 9.412 | 74.98 | 0
14.04. | 9 | 838.6854 |  | 756.3614 | 0 | 6.516 | 75.808 | 0
14.04. | 10 | 822.2047 |  | 743.2457 | 0 | 4.163 | 74.796 | 0
14.04. | 11 | 823.2635 |  | 743.2245 | 0 | 5.611 | 74.428 | 0
14.04. | 12 | 828.3288 |  | 744.4708 | 0 | 8.326 | 75.532 | 0
14.04. | 13 | 836.165 |  | 746.868 | 0 | 13.213 | 76.084 | 0
14.04. | 14 | 839.6836 |  | 744.5026 | 0 | 19.005 | 76.176 | 0
14.04. | 15 | 845.6309 |  | 744.1119 | 0 | 25.159 | 76.36 | 0
14.04. | 16 | 848.1105 |  | 743.3305 | 0 | 28.236 | 76.544 | 0
14.04. | 17 | 865.7563 |  | 751.2823 | 0 | 37.286 | 77.188 | 0
14.04. | 18 | 865.873 |  | 745.337 | 0 | 43.44 | 77.096 | 0
14.04. | 19 | 876.7758 |  | 748.5368 | 0 | 50.499 | 77.74 | 0
14.04. | 20 | 881.8987 |  | 752.1167 | 0 | 51.766 | 78.016 | 0
14.04. | 21 | 880.4611 |  | 751.3141 | 0 | 51.223 | 77.924 | 0
14.04. | 22 | 880.0155 |  | 747.3435 | 0 | 55.024 | 77.648 | 0
14.04. | 23 | 877.1781 |  | 745.7701 | 0 | 53.576 | 77.832 | 0
14.04. | 24 | 835.5369 |  | 703.7729 | 0 | 54.3 | 77.464 | 0
15.04. | 1 | 841.5638 |  | 701.0168 | 0 | 62.807 | 77.74 | 0
15.04. | 2 | 842.4688 |  | 701.0168 | 0 | 63.712 | 77.74 | 0
15.04. | 3 | 843.7855 |  | 700.6155 | 0 | 65.522 | 77.648 | 0
15.04. | 4 | 834.187 |  | 695.388 | 0 | 62.807 | 75.992 | 0
15.04. | 5 | 833.5053 |  | 695.7893 | 0 | 61.54 | 76.176 | 0
15.04. | 6 | 833.3253 |  | 702.1253 | 0 | 55.024 | 76.176 | 0
15.04. | 7 | 868.7608 |  | 751.5988 | 0 | 41.63 | 75.532 | 0
15.04. | 8 | 864.1203 |  | 756.6673 | 0 | 33.485 | 73.968 | 0
15.04. | 9 | 862.9878 |  | 758.6208 | 0 | 30.951 | 73.416 | 0
15.04. | 10 | 855.9629 |  | 755.0409 | 0 | 27.874 | 73.048 | 0
15.04. | 11 | 858.8325 |  | 759.0645 | 0 | 25.34 | 74.428 | 0
15.04. | 12 | 864.4319 |  | 761.4829 | 0 | 27.693 | 75.256 | 0
15.04. | 13 | 867.1041 |  | 758.2831 | 0 | 34.209 | 74.612 | 0
15.04. | 14 | 872.0492 |  | 753.9112 | 0 | 43.802 | 74.336 | 0
15.04. | 15 | 880.7669 |  | 759.8989 | 0 | 45.612 | 75.256 | 0
15.04. | 16 | 887.318 |  | 762.655 | 0 | 49.775 | 74.888 | 0
15.04. | 17 | 895.5985 |  | 761.4405 | 0 | 59.73 | 74.428 | 0
15.04. | 18 | 884.5459 |  | 763.8589 | 0 | 45.431 | 75.256 | 0
15.04. | 19 | 891.7095 |  | 767.0375 | 0 | 49.232 | 75.44 | 0
15.04. | 20 | 886.3566 |  | 759.4446 | 0 | 52.852 | 74.06 | 0
15.04. | 21 | 886.9636 |  | 754.6396 | 0 | 59.368 | 72.956 | 0
15.04. | 22 | 888.4306 |  | 751.4186 | 0 | 65.16 | 71.852 | 0
15.04. | 23 | 877.49 |  | 747.448 | 0 | 58.282 | 71.76 | 0
15.04. | 24 | 817.4345 |  | 691.6385 | 0 | 53.576 | 72.22 | 0
16.04. | 1 | 811.5065 |  | 690.0545 | 0 | 49.232 | 72.22 | 0
16.04. | 2 | 797.9253 |  | 689.2413 | 0 | 36.924 | 71.76 | 0
16.04. | 3 | 793.7658 |  | 692.0398 | 0 | 29.322 | 72.404 | 0
16.04. | 4 | 787.6741 |  | 694.8171 | 0 | 20.453 | 72.404 | 0
16.04. | 5 | 782.0992 |  | 694.4052 | 0 | 15.566 | 72.128 | 0
16.04. | 6 | 783.4775 |  | 701.9345 | 0 | 9.231 | 72.312 | 0
16.04. | 7 | 833.8475 |  | 754.2065 | 0 | 7.421 | 72.22 | 0
16.04. | 8 | 839.4657 |  | 761.3557 | 0 | 5.43 | 72.68 | 0
16.04. | 9 | 840.4251 |  | 762.1371 | 0 | 5.792 | 72.496 | 0
16.04. | 10 | 840.9152 |  | 760.9862 | 0 | 6.697 | 73.232 | 0
16.04. | 11 | 840.3566 |  | 757.8076 | 0 | 9.593 | 72.956 | 0
16.04. | 12 | 841.7606 |  | 756.2236 | 0 | 12.489 | 73.048 | 0
16.04. | 13 | 845.7881 |  | 757.4381 | 0 | 14.842 | 73.508 | 0
16.04. | 14 | 842.469 |  | 753.045 | 0 | 16.652 | 72.772 | 0
16.04. | 15 | 842.853 |  | 749.085 | 0 | 20.996 | 72.772 | 0
16.04. | 16 | 842.0214 |  | 746.6454 | 0 | 23.892 | 71.484 | 0
16.04. | 17 | 845.2779 |  | 747.0149 | 0 | 27.331 | 70.932 | 0
16.04. | 18 | 850.2695 |  | 750.1935 | 0 | 28.96 | 71.116 | 0
16.04. | 19 | 856.7833 |  | 754.9773 | 0 | 30.046 | 71.76 | 0
16.04. | 20 | 860.1135 |  | 754.1535 | 0 | 34.752 | 71.208 | 0
16.04. | 21 | 871.3511 |  | 756.5931 | 0 | 42.354 | 72.404 | 0
16.04. | 22 | 873.1695 |  | 752.6225 | 0 | 48.327 | 72.22 | 0
16.04. | 23 | 862.9835 |  | 742.2735 | 0 | 49.594 | 71.116 | 0
16.04. | 24 | 805.7926 |  | 688.7976 | 0 | 46.155 | 70.84 | 0
17.04. | 1 | 805.2585 |  | 687.6255 | 0 | 46.517 | 71.116 | 0
17.04. | 2 | 801.5522 |  | 685.6402 | 0 | 44.888 | 71.024 | 0
17.04. | 3 | 797.5749 |  | 686.8229 | 0 | 39.82 | 70.932 | 0
17.04. | 4 | 793.718 |  | 686.411 | 0 | 36.743 | 70.564 | 0
17.04. | 5 | 784.0194 |  | 686.4004 | 0 | 27.331 | 70.288 | 0
17.04. | 6 | 785.4024 |  | 695.1124 | 0 | 19.91 | 70.38 | 0
17.04. | 7 | 843.0693 |  | 754.1323 | 0 | 18.281 | 70.656 | 0
17.04. | 8 | 847.238 |  | 761.651 | 0 | 15.023 | 70.564 | 0
17.04. | 9 | 847.3787 |  | 764.4177 | 0 | 12.489 | 70.472 | 0
17.04. | 10 | 847.6413 |  | 765.2203 | 0 | 11.765 | 70.656 | 0
17.04. | 11 | 847.2175 |  | 765.2415 | 0 | 10.86 | 71.116 | 0
17.04. | 12 | 846.8585 |  | 764.5025 | 0 | 10.136 | 72.22 | 0
17.04. | 13 | 840.9268 |  | 758.5678 | 0 | 9.955 | 72.404 | 0
17.04. | 14 | 833.6116 |  | 750.6266 | 0 | 11.041 | 71.944 | 0
17.04. | 15 | 835.1956 |  | 752.2106 | 0 | 11.041 | 71.944 | 0
17.04. | 16 | 844.6818 |  | 763.3198 | 0 | 9.05 | 72.312 | 0
17.04. | 17 | 838.4217 |  | 760.5107 | 0 | 6.335 | 71.576 | 0
17.04. | 18 | 832.8584 |  | 756.9414 | 0 | 4.525 | 71.392 | 0
17.04. | 19 | 832.5251 |  | 757.3321 | 0 | 3.801 | 71.392 | 0
17.04. | 20 | 834.7018 |  | 758.5148 | 0 | 4.887 | 71.3 | 0
17.04. | 21 | 834.1103 |  | 757.3003 | 0 | 6.154 | 70.656 | 0
17.04. | 22 | 826.3228 |  | 748.9048 | 0 | 8.326 | 69.092 | 0
17.04. | 23 | 827.8675 |  | 749.3485 | 0 | 8.507 | 70.012 | 0
17.04. | 24 | 762.7373 |  | 680.4233 | 0 | 12.67 | 69.644 | 0
18.04. | 1 | 769.6215 |  | 681.2365 | 0 | 18.281 | 70.104 | 0
18.04. | 2 | 785.302 |  | 689.579 | 0 | 25.159 | 70.564 | 0
18.04. | 3 | 793.9702 |  | 688.7552 | 0 | 35.295 | 69.92 | 0
18.04. | 4 | 813.0363 |  | 693.1483 | 0 | 49.232 | 70.656 | 0
18.04. | 5 | 825.0852 |  | 695.1442 | 0 | 58.825 | 71.116 | 0
18.04. | 6 | 833.1659 |  | 698.7029 | 0 | 63.531 | 70.932 | 0
18.04. | 7 | 876.9079 |  | 738.3559 | 0 | 66.608 | 71.944 | 0
18.04. | 8 | 870.4557 |  | 741.5027 | 0 | 57.377 | 71.576 | 0
18.04. | 9 | 874.8232 |  | 756.9202 | 0 | 46.879 | 71.024 | 0
18.04. | 10 | 870.0492 |  | 756.1282 | 0 | 42.897 | 71.024 | 0
18.04. | 11 | 874.5789 |  | 757.3109 | 0 | 46.336 | 70.932 | 0
18.04. | 12 | 873.0201 |  | 753.3191 | 0 | 49.413 | 70.288 | 0
18.04. | 13 | 862.6541 |  | 749.3061 | 0 | 44.164 | 69.184 | 0
18.04. | 14 | 836.8361 |  | 731.0901 | 0 | 36.562 | 69.184 | 0
18.04. | 15 | 831.4724 |  | 729.9604 | 0 | 31.132 | 70.38 | 0
18.04. | 16 | 830.8906 |  | 732.3576 | 0 | 27.693 | 70.84 | 0
18.04. | 17 | 823.0663 |  | 728.7883 | 0 | 23.53 | 70.748 | 0
18.04. | 18 | 819.0153 |  | 731.1643 | 0 | 17.195 | 70.656 | 0
18.04. | 19 | 828.5003 |  | 743.8893 | 0 | 12.851 | 71.76 | 0
18.04. | 20 | 844.141 |  | 758.536 | 0 | 13.937 | 71.668 | 0
18.04. | 21 | 839.795 |  | 756.107 | 0 | 13.032 | 70.656 | 0
18.04. | 22 | 827.8292 |  | 745.0402 | 0 | 11.765 | 71.024 | 0
18.04. | 23 | 828.0567 |  | 743.0867 | 0 | 13.394 | 71.576 | 0
18.04. | 24 | 785.4163 |  | 696.3693 | 0 | 17.195 | 71.852 | 0
19.04. | 1 | 781.2676 |  | 691.9656 | 0 | 18.462 | 70.84 | 0
19.04. | 2 | 779.1616 |  | 689.5896 | 0 | 18.824 | 70.748 | 0
19.04. | 3 | 783.471 |  | 690.371 | 0 | 22.444 | 70.656 | 0
19.04. | 4 | 784.9066 |  | 688.7446 | 0 | 26.426 | 69.736 | 0
19.04. | 5 | 791.5586 |  | 690.3286 | 0 | 31.494 | 69.736 | 0
19.04. | 6 | 800.2429 |  | 695.4819 | 0 | 34.933 | 69.828 | 0
19.04. | 7 | 828.6058 |  | 715.6938 | 0 | 42.716 | 70.196 | 0
19.04. | 8 | 835.287 |  | 720.467 | 0 | 44.164 | 70.656 | 0
19.04. | 9 | 825.1423 |  | 713.6873 | 0 | 41.811 | 69.644 | 0
19.04. | 10 | 813.2378 |  | 709.3048 | 0 | 34.933 | 69 | 0
19.04. | 11 | 807.1847 |  | 708.1327 | 0 | 29.684 | 69.368 | 0
19.04. | 12 | 809.4507 |  | 710.5617 | 0 | 28.417 | 70.472 | 0
19.04. | 13 | 806.3915 |  | 708.9565 | 0 | 27.331 | 70.104 | 0
19.04. | 14 | 809.0133 |  | 710.5723 | 0 | 27.693 | 70.748 | 0
19.04. | 15 | 809.1399 |  | 709.7909 | 0 | 28.417 | 70.932 | 0
19.04. | 16 | 809.0284 |  | 710.2134 | 0 | 27.331 | 71.484 | 0
19.04. | 17 | 800.9808 |  | 706.2428 | 0 | 23.53 | 71.208 | 0
19.04. | 18 | 792.7596 |  | 702.2086 | 0 | 20.815 | 69.736 | 0
19.04. | 19 | 803.2908 |  | 710.9948 | 0 | 20.996 | 71.3 | 0
19.04. | 20 | 810.0548 |  | 714.9548 | 0 | 23.892 | 71.208 | 0
19.04. | 21 | 816.1843 |  | 712.9483 | 0 | 32.58 | 70.656 | 0
19.04. | 22 | 832.0735 |  | 715.3455 | 0 | 45.612 | 71.116 | 0
19.04. | 23 | 837.3554 |  | 713.3814 | 0 | 52.49 | 71.484 | 0
19.04. | 24 | 833.5722 |  | 701.5332 | 0 | 59.911 | 72.128 | 0
20.04. | 1 | 836.373 |  | 700.72 | 0 | 63.893 | 71.76 | 0
20.04. | 2 | 839.6881 |  | 699.5161 | 0 | 68.78 | 71.392 | 0
20.04. | 3 | 851.3196 |  | 703.8986 | 0 | 75.477 | 71.944 | 0
20.04. | 4 | 851.8517 |  | 701.9027 | 0 | 78.373 | 71.576 | 0
20.04. | 5 | 861.3819 |  | 705.0919 | 0 | 84.346 | 71.944 | 0
20.04. | 6 | 871.6549 |  | 713.0119 | 0 | 86.699 | 71.944 | 0
20.04. | 7 | 916.6278 |  | 753.8158 | 0 | 90.5 | 72.312 | 0
20.04. | 8 | 924.0231 |  | 762.9291 | 0 | 88.69 | 72.404 | 0
20.04. | 9 | 930.4308 |  | 775.1468 | 0 | 83.984 | 71.3 | 0
20.04. | 10 | 934.983 |  | 775.168 | 0 | 88.147 | 71.668 | 0
20.04. | 11 | 943.8426 |  | 772.8026 | 0 | 99.188 | 71.852 | 0
20.04. | 12 | 950.4956 |  | 771.2186 | 0 | 107.333 | 71.944 | 0
20.04. | 13 | 947.6666 |  | 765.6746 | 0 | 110.048 | 71.944 | 0
20.04. | 14 | 917.0761 |  | 746.2971 | 0 | 98.283 | 72.496 | 0
20.04. | 15 | 904.8267 |  | 744.7237 | 0 | 87.423 | 72.68 | 0
20.04. | 16 | 888.8564 |  | 744.3224 | 0 | 72.038 | 72.496 | 0
20.04. | 17 | 875.4978 |  | 748.3248 | 0 | 53.757 | 73.416 | 0
20.04. | 18 | 868.0061 |  | 749.5181 | 0 | 44.888 | 73.6 | 0
20.04. | 19 | 864.4286 |  | 751.4716 | 0 | 40.001 | 72.956 | 0
20.04. | 20 | 881.8237 |  | 766.9527 | 0 | 41.087 | 73.784 | 0
20.04. | 21 | 891.9414 |  | 765.7594 | 0 | 52.49 | 73.692 | 0
20.04. | 22 | 879.7434 |  | 745.9594 | 0 | 60.092 | 73.692 | 0
20.04. | 23 | 884.0001 |  | 747.1421 | 0 | 63.35 | 73.508 | 0
20.04. | 24 | 840.5662 |  | 709.5062 | 0 | 57.92 | 73.14 | 0
21.04. | 1 | 834.5927 |  | 706.7077 | 0 | 55.205 | 72.68 | 0
21.04. | 2 | 828.8504 |  | 706.3064 | 0 | 49.956 | 72.588 | 0
21.04. | 3 | 827.8764 |  | 708.6824 | 0 | 46.698 | 72.496 | 0
21.04. | 4 | 827.8806 |  | 707.0666 | 0 | 48.87 | 71.944 | 0
21.04. | 5 | 835.106 |  | 710.224 | 0 | 53.214 | 71.668 | 0
21.04. | 6 | 853.1647 |  | 716.1587 | 0 | 65.522 | 71.484 | 0
21.04. | 7 | 899.0463 |  | 751.8093 | 0 | 75.477 | 71.76 | 0
21.04. | 8 | 909.5505 |  | 752.6225 | 0 | 84.708 | 72.22 | 0
21.04. | 9 | 911.0524 |  | 749.8664 | 0 | 88.69 | 72.496 | 0
21.04. | 10 | 912.4638 |  | 747.4798 | 0 | 92.672 | 72.312 | 0
21.04. | 11 | 910.5247 |  | 742.2947 | 0 | 96.654 | 71.576 | 0
21.04. | 12 | 903.6482 |  | 741.9252 | 0 | 89.595 | 72.128 | 0
21.04. | 13 | 881.5249 |  | 738.3559 | 0 | 71.133 | 72.036 | 0
21.04. | 14 | 877.9316 |  | 735.5786 | 0 | 70.409 | 71.944 | 0
21.04. | 15 | 880.1261 |  | 734.4171 | 0 | 73.305 | 72.404 | 0
21.04. | 16 | 869.3655 |  | 733.6145 | 0 | 63.531 | 72.22 | 0
21.04. | 17 | 862.2976 |  | 734.7866 | 0 | 55.567 | 71.944 | 0
21.04. | 18 | 862.4373 |  | 740.7213 | 0 | 49.956 | 71.76 | 0
21.04. | 19 | 871.4725 |  | 751.8305 | 0 | 47.422 | 72.22 | 0
21.04. | 20 | 874.3893 |  | 758.9903 | 0 | 42.535 | 72.864 | 0
21.04. | 21 | 876.6627 |  | 760.6167 | 0 | 42.354 | 73.692 | 0
21.04. | 22 | 861.0141 |  | 753.4781 | 0 | 34.028 | 73.508 | 0
21.04. | 23 | 854.033 |  | 749.93 | 0 | 30.227 | 73.876 | 0
21.04. | 24 | 827.5684 |  | 715.1244 | 0 | 37.648 | 74.796 | 0
22.04. | 1 | 825.0643 |  | 713.1603 | 0 | 36.924 | 74.98 | 0
22.04. | 2 | 822.9074 |  | 713.5404 | 0 | 34.571 | 74.796 | 0
22.04. | 3 | 820.5257 |  | 713.1497 | 0 | 32.58 | 74.796 | 0
22.04. | 4 | 815.4698 |  | 713.5298 | 0 | 27.512 | 74.428 | 0
22.04. | 5 | 809.1558 |  | 713.4768 | 0 | 22.263 | 73.416 | 0
22.04. | 6 | 799.8083 |  | 712.2093 | 0 | 15.747 | 71.852 | 0
22.04. | 7 | 843.4207 |  | 762.8867 | 0 | 9.05 | 71.484 | 0
22.04. | 8 | 858.6871 |  | 774.8621 | 0 | 10.317 | 73.508 | 0
22.04. | 9 | 858.442 |  | 771.208 | 0 | 15.566 | 71.668 | 0
22.04. | 10 | 862.9663 |  | 775.6223 | 0 | 14.48 | 72.864 | 0
22.04. | 11 | 866.4276 |  | 772.9086 | 0 | 19.367 | 74.152 | 0
22.04. | 12 | 864.6898 |  | 771.3458 | 0 | 18.824 | 74.52 | 0
22.04. | 13 | 855.8841 |  | 770.9551 | 0 | 10.317 | 74.612 | 0
22.04. | 14 | 853.0091 |  | 770.1631 | 0 | 8.326 | 74.52 | 0
22.04. | 15 | 849.5397 |  | 768.5897 | 0 | 6.154 | 74.796 | 0
22.04. | 16 | 853.7272 |  | 770.5962 | 0 | 7.783 | 75.348 | 0
22.04. | 17 | 856.8166 |  | 772.2226 | 0 | 8.326 | 76.268 | 0
22.04. | 18 | 857.0144 |  | 773.7854 | 0 | 7.421 | 75.808 | 0
22.04. | 19 | 860.1777 |  | 775.7707 | 0 | 8.507 | 75.9 | 0
22.04. | 20 | 860.2736 |  | 772.1696 | 0 | 13.032 | 75.072 | 0
22.04. | 21 | 864.7954 |  | 771.3564 | 0 | 18.643 | 74.796 | 0
22.04. | 22 | 867.2023 |  | 768.6003 | 0 | 23.53 | 75.072 | 0
22.04. | 23 | 867.951 |  | 762.655 | 0 | 30.408 | 74.888 | 0
22.04. | 24 | 817.4376 |  | 708.8626 | 0 | 32.399 | 76.176 | 0
23.04. | 1 | 817.6013 |  | 704.5013 | 0 | 36.924 | 76.176 | 0
23.04. | 2 | 821.3271 |  | 706.0641 | 0 | 39.639 | 75.624 | 0
23.04. | 3 | 824.9382 |  | 707.2362 | 0 | 42.354 | 75.348 | 0
23.04. | 4 | 828.6509 |  | 702.8219 | 0 | 51.585 | 74.244 | 0
23.04. | 5 | 829.0292 |  | 700.8472 | 0 | 53.938 | 74.244 | 0
23.04. | 6 | 830.5697 |  | 703.6457 | 0 | 52.128 | 74.796 | 0
23.04. | 7 | 871.1049 |  | 752.7709 | 0 | 43.078 | 75.256 | 0
23.04. | 8 | 859.8159 |  | 758.3149 | 0 | 26.245 | 75.256 | 0
23.04. | 9 | 850.6529 |  | 759.1069 | 0 | 16.29 | 75.256 | 0
23.04. | 10 | 837.2564 |  | 753.1404 | 0 | 9.412 | 74.704 | 0
23.04. | 11 | 832.9757 |  | 752.7497 | 0 | 5.43 | 74.796 | 0
23.04. | 12 | 829.0884 |  | 750.7644 | 0 | 3.62 | 74.704 | 0
23.04. | 13 | 826.5205 |  | 746.3925 | 0 | 5.792 | 74.336 | 0
23.04. | 14 | 825.66 |  | 742.01 | 0 | 9.774 | 73.876 | 0
23.04. | 15 | 830.1128 |  | 742.8338 | 0 | 12.851 | 74.428 | 0
23.04. | 16 | 837.1377 |  | 746.4137 | 0 | 15.928 | 74.796 | 0
23.04. | 17 | 841.1182 |  | 746.7832 | 0 | 20.091 | 74.244 | 0
23.04. | 18 | 842.3763 |  | 747.9553 | 0 | 20.453 | 73.968 | 0
23.04. | 19 | 849.237 |  | 753.098 | 0 | 22.263 | 73.876 | 0
23.04. | 20 | 857.336 |  | 757.85 | 0 | 25.702 | 73.784 | 0
23.04. | 21 | 857.877 |  | 755.421 | 0 | 29.684 | 72.772 | 0
23.04. | 22 | 862.0912 |  | 754.6502 | 0 | 34.209 | 73.232 | 0
23.04. | 23 | 864.6586 |  | 755.4846 | 0 | 35.114 | 74.06 | 0
23.04. | 24 | 808.8472 |  | 697.6792 | 0 | 36.924 | 74.244 | 0
24.04. | 1 | 804.9819 |  | 691.7339 | 0 | 39.096 | 74.152 | 0
24.04. | 2 | 806.6544 |  | 690.5194 | 0 | 42.535 | 73.6 | 0
24.04. | 3 | 814.2312 |  | 692.9272 | 0 | 47.06 | 74.244 | 0
24.04. | 4 | 810.7054 |  | 688.1434 | 0 | 48.87 | 73.692 | 0
24.04. | 5 | 807.2921 |  | 688.5341 | 0 | 45.25 | 73.508 | 0
24.04. | 6 | 804.4347 |  | 694.0887 | 0 | 36.562 | 73.784 | 0
24.04. | 7 | 852.4458 |  | 746.7938 | 0 | 31.132 | 74.52 | 0
24.04. | 8 | 857.3907 |  | 759.8777 | 0 | 22.625 | 74.888 | 0
24.04. | 9 | 854.0249 |  | 764.6509 | 0 | 14.118 | 75.256 | 0
24.04. | 10 | 843.4747 |  | 759.0857 | 0 | 9.593 | 74.796 | 0
24.04. | 11 | 839.512 |  | 757.111 | 0 | 7.421 | 74.98 | 0
24.04. | 12 | 840.779 |  | 757.111 | 0 | 8.688 | 74.98 | 0
24.04. | 13 | 840.9914 |  | 755.5164 | 0 | 10.679 | 74.796 | 0
24.04. | 14 | 842.4965 |  | 754.3125 | 0 | 13.756 | 74.428 | 0
24.04. | 15 | 844.3604 |  | 751.5564 | 0 | 18.1 | 74.704 | 0
24.04. | 16 | 857.2725 |  | 755.9495 | 0 | 25.883 | 75.44 | 0
24.04. | 17 | 872.523 |  | 764.239 | 0 | 33.304 | 74.98 | 0
24.04. | 18 | 877.7097 |  | 770.9657 | 0 | 31.856 | 74.888 | 0
24.04. | 19 | 889.7504 |  | 778.4844 | 0 | 36.562 | 74.704 | 0
24.04. | 20 | 896.1581 |  | 780.4591 | 0 | 41.087 | 74.612 | 0
24.04. | 21 | 895.9222 |  | 776.8792 | 0 | 44.707 | 74.336 | 0
24.04. | 22 | 888.1001 |  | 768.5261 | 0 | 45.974 | 73.6 | 0
24.04. | 23 | 886.5302 |  | 769.7512 | 0 | 42.535 | 74.244 | 0
24.04. | 24 | 811.7993 |  | 700.3823 | 0 | 38.553 | 72.864 | 0
25.04. | 1 | 808.7505 |  | 697.2355 | 0 | 38.191 | 73.324 | 0
25.04. | 2 | 807.7748 |  | 698.4288 | 0 | 35.838 | 73.508 | 0
25.04. | 3 | 804.0022 |  | 696.8342 | 0 | 34.028 | 73.14 | 0
25.04. | 4 | 805.8498 |  | 696.0528 | 0 | 36.381 | 73.416 | 0
25.04. | 5 | 805.4695 |  | 694.8595 | 0 | 37.286 | 73.324 | 0
25.04. | 6 | 804.6204 |  | 695.2714 | 0 | 35.657 | 73.692 | 0
25.04. | 7 | 804.6251 |  | 696.4541 | 0 | 34.571 | 73.6 | 0
25.04. | 8 | 806.1913 |  | 699.6433 | 0 | 32.58 | 73.968 | 0
25.04. | 9 | 806.1646 |  | 702.4206 | 0 | 29.684 | 74.06 | 0
25.04. | 10 | 800.6797 |  | 698.8407 | 0 | 28.055 | 73.784 | 0
25.04. | 11 | 796.1317 |  | 696.4647 | 0 | 25.883 | 73.784 | 0
25.04. | 12 | 799.227 |  | 697.658 | 0 | 27.693 | 73.876 | 0
25.04. | 13 | 797.6452 |  | 691.2902 | 0 | 33.123 | 73.232 | 0
25.04. | 14 | 797.0302 |  | 684.9012 | 0 | 40.001 | 72.128 | 0
25.04. | 15 | 805.6223 |  | 688.5023 | 0 | 44.164 | 72.956 | 0
25.04. | 16 | 811.304 |  | 687.309 | 0 | 51.223 | 72.772 | 0
25.04. | 17 | 818.8741 |  | 686.1051 | 0 | 60.273 | 72.496 | 0
25.04. | 18 | 834.269 |  | 691.269 | 0 | 70.228 | 72.772 | 0
25.04. | 19 | 844.3563 |  | 698.0063 | 0 | 73.486 | 72.864 | 0
25.04. | 20 | 851.5147 |  | 697.2037 | 0 | 81.631 | 72.68 | 0
25.04. | 21 | 856.1334 |  | 698.3864 | 0 | 85.251 | 72.496 | 0
25.04. | 22 | 850.1347 |  | 697.9957 | 0 | 79.459 | 72.68 | 0
25.04. | 23 | 843.9095 |  | 695.6515 | 0 | 74.934 | 73.324 | 0
25.04. | 24 | 841.3505 |  | 690.1075 | 0 | 78.011 | 73.232 | 0
26.04. | 1 | 841.1559 |  | 690.0969 | 0 | 78.011 | 73.048 | 0
26.04. | 2 | 835.3409 |  | 687.7209 | 0 | 74.572 | 73.048 | 0
26.04. | 3 | 829.3313 |  | 685.3343 | 0 | 71.133 | 72.864 | 0
26.04. | 4 | 827.5334 |  | 685.7144 | 0 | 69.323 | 72.496 | 0
26.04. | 5 | 826.3982 |  | 689.6532 | 0 | 64.617 | 72.128 | 0
26.04. | 6 | 839.2831 |  | 703.5291 | 0 | 63.35 | 72.404 | 0
26.04. | 7 | 870.8417 |  | 739.9717 | 0 | 58.282 | 72.588 | 0
26.04. | 8 | 863.5028 |  | 744.3118 | 0 | 46.879 | 72.312 | 0
26.04. | 9 | 846.3377 |  | 743.0867 | 0 | 31.675 | 71.576 | 0
26.04. | 10 | 833.5819 |  | 743.8999 | 0 | 17.738 | 71.944 | 0
26.04. | 11 | 826.3251 |  | 742.3371 | 0 | 11.584 | 72.404 | 0
26.04. | 12 | 820.2099 |  | 739.9399 | 0 | 8.326 | 71.944 | 0
26.04. | 13 | 804.0168 |  | 723.6668 | 0 | 9.05 | 71.3 | 0
26.04. | 14 | 802.2723 |  | 718.4923 | 0 | 13.032 | 70.748 | 0
26.04. | 15 | 805.5874 |  | 717.2884 | 0 | 17.919 | 70.38 | 0
26.04. | 16 | 817.7498 |  | 721.2908 | 0 | 25.159 | 71.3 | 0
26.04. | 17 | 815.8188 |  | 710.8888 | 0 | 35.838 | 69.092 | 0
26.04. | 18 | 834.3879 |  | 720.0339 | 0 | 44.526 | 69.828 | 0
26.04. | 19 | 859.6466 |  | 729.9816 | 0 | 58.825 | 70.84 | 0
26.04. | 20 | 881.7991 |  | 736.7401 | 0 | 73.667 | 71.392 | 0
26.04. | 21 | 882.2402 |  | 731.5762 | 0 | 79.64 | 71.024 | 0
26.04. | 22 | 893.776 |  | 731.608 | 0 | 90.5 | 71.668 | 0
26.04. | 23 | 901.4114 |  | 732.4424 | 0 | 96.473 | 72.496 | 0
26.04. | 24 | 862.7713 |  | 686.9183 | 0 | 102.989 | 72.864 | 0
27.04. | 1 | 859.876 |  | 682.504 | 0 | 105.704 | 71.668 | 0
27.04. | 2 | 858.2831 |  | 682.0921 | 0 | 104.799 | 71.392 | 0
27.04. | 3 | 852.2762 |  | 677.7202 | 0 | 103.532 | 71.024 | 0
27.04. | 4 | 842.2396 |  | 676.9176 | 0 | 94.482 | 70.84 | 0
27.04. | 5 | 832.1387 |  | 679.6737 | 0 | 81.993 | 70.472 | 0
27.04. | 6 | 839.0694 |  | 698.2804 | 0 | 70.409 | 70.38 | 0
27.04. | 7 | 866.963 |  | 736.307 | 0 | 60.092 | 70.564 | 0
27.04. | 8 | 865.7499 |  | 743.7939 | 0 | 52.128 | 69.828 | 0
27.04. | 9 | 868.3465 |  | 758.0605 | 0 | 40.182 | 70.104 | 0
27.04. | 10 | 859.2092 |  | 759.2432 | 0 | 30.046 | 69.92 | 0
27.04. | 11 | 849.6622 |  | 754.4912 | 0 | 25.159 | 70.012 | 0
27.04. | 12 | 852.8208 |  | 755.2938 | 0 | 27.331 | 70.196 | 0
27.04. | 13 | 853.2033 |  | 751.7033 | 0 | 31.856 | 69.644 | 0
27.04. | 14 | 833.0005 |  | 731.1325 | 0 | 31.856 | 70.012 | 0
27.04. | 15 | 840.5202 |  | 734.7442 | 0 | 34.752 | 71.024 | 0
27.04. | 16 | 840.8189 |  | 735.1349 | 0 | 34.752 | 70.932 | 0
27.04. | 17 | 853.4234 |  | 740.3094 | 0 | 41.63 | 71.484 | 0
27.04. | 18 | 867.1967 |  | 744.6707 | 0 | 51.042 | 71.484 | 0
27.04. | 19 | 878.8935 |  | 751.8305 | 0 | 54.843 | 72.22 | 0
27.04. | 20 | 899.8074 |  | 767.2374 | 0 | 61.178 | 71.392 | 0
27.04. | 21 | 904.0792 |  | 768.8002 | 0 | 64.255 | 71.024 | 0
27.04. | 22 | 878.2063 |  | 747.0043 | 0 | 60.454 | 70.748 | 0
27.04. | 23 | 866.7239 |  | 740.6789 | 0 | 55.205 | 70.84 | 0
27.04. | 24 | 822.9426 |  | 699.8856 | 0 | 52.309 | 70.748 | 0
28.04. | 1 | 819.061 |  | 695.915 | 0 | 52.49 | 70.656 | 0
28.04. | 2 | 825.5775 |  | 698.7135 | 0 | 55.748 | 71.116 | 0
28.04. | 3 | 834.335 |  | 699.136 | 0 | 63.531 | 71.668 | 0
28.04. | 4 | 833.1481 |  | 700.3081 | 0 | 61.54 | 71.3 | 0
28.04. | 5 | 825.1989 |  | 699.4419 | 0 | 55.929 | 69.828 | 0
28.04. | 6 | 821.6588 |  | 708.5658 | 0 | 42.897 | 70.196 | 0
28.04. | 7 | 848.21 |  | 746.603 | 0 | 30.951 | 70.656 | 0
28.04. | 8 | 841.4334 |  | 748.2294 | 0 | 21.72 | 71.484 | 0
28.04. | 9 | 826.1406 |  | 740.2776 | 0 | 15.023 | 70.84 | 0
28.04. | 10 | 819.1246 |  | 735.5256 | 0 | 12.851 | 70.748 | 0
28.04. | 11 | 820.4967 |  | 732.7377 | 0 | 17.195 | 70.564 | 0
28.04. | 12 | 829.816 |  | 737.152 | 0 | 20.996 | 71.668 | 0
28.04. | 13 | 834.8039 |  | 735.9799 | 0 | 26.788 | 72.036 | 0
28.04. | 14 | 835.4594 |  | 731.6504 | 0 | 31.313 | 72.496 | 0
28.04. | 15 | 830.0571 |  | 725.7051 | 0 | 31.856 | 72.496 | 0
28.04. | 16 | 830.858 |  | 725.325 | 0 | 32.761 | 72.772 | 0
28.04. | 17 | 835.7074 |  | 726.1064 | 0 | 37.105 | 72.496 | 0
28.04. | 18 | 836.7808 |  | 732.4318 | 0 | 32.037 | 72.312 | 0
28.04. | 19 | 836.7269 |  | 735.1879 | 0 | 29.503 | 72.036 | 0
28.04. | 20 | 834.3801 |  | 736.0011 | 0 | 25.883 | 72.496 | 0
28.04. | 21 | 832.5226 |  | 731.6186 | 0 | 28.96 | 71.944 | 0
28.04. | 22 | 819.9542 |  | 715.7892 | 0 | 32.037 | 72.128 | 0
28.04. | 23 | 816.7135 |  | 710.6465 | 0 | 33.847 | 72.22 | 0
28.04. | 24 | 778.5353 |  | 667.1183 | 0 | 38.553 | 72.864 | 0
29.04. | 1 | 787.9201 |  | 667.0971 | 0 | 48.327 | 72.496 | 0
29.04. | 2 | 791.8959 |  | 666.2839 | 0 | 53.576 | 72.036 | 0
29.04. | 3 | 806.2681 |  | 671.0571 | 0 | 62.807 | 72.404 | 0
29.04. | 4 | 818.384 |  | 677.013 | 0 | 68.599 | 72.772 | 0
29.04. | 5 | 828.9668 |  | 679.3678 | 0 | 77.287 | 72.312 | 0
29.04. | 6 | 845.0098 |  | 691.2478 | 0 | 81.45 | 72.312 | 0
29.04. | 7 | 901.087 |  | 741.165 | 0 | 87.242 | 72.68 | 0
29.04. | 8 | 917.5469 |  | 747.1209 | 0 | 97.378 | 73.048 | 0
29.04. | 9 | 918.5926 |  | 749.8876 | 0 | 95.749 | 72.956 | 0
29.04. | 10 | 909.6981 |  | 741.5451 | 0 | 95.749 | 72.404 | 0
29.04. | 11 | 908.056 |  | 734.829 | 0 | 100.455 | 72.772 | 0
29.04. | 12 | 912.399 |  | 728.493 | 0 | 111.134 | 72.772 | 0
29.04. | 13 | 919.7352 |  | 726.1382 | 0 | 120.365 | 73.232 | 0
29.04. | 14 | 923.9479 |  | 725.7369 | 0 | 125.071 | 73.14 | 0
29.04. | 15 | 929.4605 |  | 732.8755 | 0 | 123.261 | 73.324 | 0
29.04. | 16 | 933.7207 |  | 736.8567 | 0 | 123.08 | 73.784 | 0
29.04. | 17 | 923.5226 |  | 735.6316 | 0 | 114.935 | 72.956 | 0
29.04. | 18 | 905.6115 |  | 738.3665 | 0 | 95.025 | 72.22 | 0
29.04. | 19 | 900.5408 |  | 749.8558 | 0 | 78.373 | 72.312 | 0
29.04. | 20 | 890.2033 |  | 753.4463 | 0 | 63.893 | 72.864 | 0
29.04. | 21 | 882.7435 |  | 755.8435 | 0 | 53.576 | 73.324 | 0
29.04. | 22 | 866.0816 |  | 750.6796 | 0 | 42.354 | 73.048 | 0
29.04. | 23 | 861.2641 |  | 751.1021 | 0 | 36.562 | 73.6 | 0
29.04. | 24 | 796.2014 |  | 688.9354 | 0 | 33.666 | 73.6 | 0
30.04. | 1 | 784.1988 |  | 683.4338 | 0 | 26.245 | 74.52 | 0
30.04. | 2 | 772.6803 |  | 678.2593 | 0 | 20.453 | 73.968 | 0
30.04. | 3 | 770.5533 |  | 676.6753 | 0 | 19.91 | 73.968 | 0
30.04. | 4 | 769.6013 |  | 675.0913 | 0 | 20.634 | 73.876 | 0
30.04. | 5 | 766.7157 |  | 674.2887 | 0 | 18.643 | 73.784 | 0
30.04. | 6 | 769.041 |  | 680.234 | 0 | 15.023 | 73.784 | 0
30.04. | 7 | 818.9029 |  | 733.7099 | 0 | 11.041 | 74.152 | 0
30.04. | 8 | 819.6279 |  | 740.0459 | 0 | 5.43 | 74.152 | 0
30.04. | 9 | 817.3293 |  | 740.8273 | 0 | 2.534 | 73.968 | 0
30.04. | 10 | 816.9688 |  | 740.4578 | 0 | 1.991 | 74.52 | 0
30.04. | 11 | 816.3714 |  | 739.6764 | 0 | 1.991 | 74.704 | 0
30.04. | 12 | 812.381 |  | 734.143 | 0 | 3.258 | 74.98 | 0
30.04. | 13 | 811.2747 |  | 729.7817 | 0 | 6.697 | 74.796 | 0
30.04. | 14 | 813.2113 |  | 729.0003 | 0 | 9.231 | 74.98 | 0
30.04. | 15 | 819.7503 |  | 731.3763 | 0 | 13.394 | 74.98 | 0
30.04. | 16 | 826.3071 |  | 732.1471 | 0 | 19.548 | 74.612 | 0
30.04. | 17 | 825.7092 |  | 728.5672 | 0 | 22.806 | 74.336 | 0
30.04. | 18 | 829.7681 |  | 728.1871 | 0 | 26.969 | 74.612 | 0
30.04. | 19 | 840.4046 |  | 735.7376 | 0 | 29.503 | 75.164 | 0
30.04. | 20 | 853.1572 |  | 742.8762 | 0 | 34.933 | 75.348 | 0
30.04. | 21 | 853.1253 |  | 741.6723 | 0 | 36.381 | 75.072 | 0
30.04. | 22 | 852.6812 |  | 737.3322 | 0 | 40.001 | 75.348 | 0
30.04. | 23 | 848.8839 |  | 732.1789 | 0 | 41.449 | 75.256 | 0
30.04. | 24 | 774.3417 |  | 663.2537 | 0 | 36.2 | 74.888 | 0
01.05. | 1 | 763.8882 |  | 658.1322 | 0 | 30.408 | 75.348 | 0
01.05. | 2 | 761.7026 |  | 658.1216 | 0 | 28.417 | 75.164 | 0
01.05. | 3 | 764.6713 |  | 660.0963 | 0 | 29.503 | 75.072 | 0
01.05. | 4 | 765.4047 |  | 662.4617 | 0 | 28.055 | 74.888 | 0
01.05. | 5 | 767.6343 |  | 664.0563 | 0 | 28.598 | 74.98 | 0
01.05. | 6 | 767.2357 |  | 661.6697 | 0 | 30.77 | 74.796 | 0
01.05. | 7 | 767.2315 |  | 664.0245 | 0 | 28.779 | 74.428 | 0
01.05. | 8 | 764.8968 |  | 665.2178 | 0 | 25.159 | 74.52 | 0
01.05. | 9 | 767.3388 |  | 665.2178 | 0 | 27.693 | 74.428 | 0
01.05. | 10 | 769.3543 |  | 667.2243 | 0 | 27.15 | 74.98 | 0
01.05. | 11 | 765.1438 |  | 662.8418 | 0 | 27.874 | 74.428 | 0
01.05. | 12 | 762.8269 |  | 662.4299 | 0 | 26.245 | 74.152 | 0
01.05. | 13 | 759.7284 |  | 659.6844 | 0 | 25.34 | 74.704 | 0
01.05. | 14 | 763.2035 |  | 659.2725 | 0 | 29.503 | 74.428 | 0
01.05. | 15 | 766.2513 |  | 656.0833 | 0 | 36.2 | 73.968 | 0
01.05. | 16 | 777.908 |  | 658.058 | 0 | 45.974 | 73.876 | 0
01.05. | 17 | 793.9139 |  | 664.0139 | 0 | 55.748 | 74.152 | 0
01.05. | 18 | 803.6585 |  | 668.7765 | 0 | 60.454 | 74.428 | 0
01.05. | 19 | 807.5945 |  | 673.5285 | 0 | 59.73 | 74.336 | 0
01.05. | 20 | 816.1035 |  | 676.6965 | 0 | 64.979 | 74.428 | 0
01.05. | 21 | 805.7395 |  | 675.1125 | 0 | 56.291 | 74.336 | 0
01.05. | 22 | 795.6893 |  | 674.2993 | 0 | 47.422 | 73.968 | 0
01.05. | 23 | 800.5862 |  | 679.4632 | 0 | 46.879 | 74.244 | 0
01.05. | 24 | 790.4915 |  | 673.5285 | 0 | 42.535 | 74.428 | 0
02.05. | 1 | 782.2095 |  | 665.6085 | 0 | 42.173 | 74.428 | 0
02.05. | 2 | 781.1806 |  | 664.4046 | 0 | 42.716 | 74.06 | 0
02.05. | 3 | 779.7808 |  | 664.3728 | 0 | 41.992 | 73.416 | 0
02.05. | 4 | 786.3626 |  | 669.9486 | 0 | 42.354 | 74.06 | 0
02.05. | 5 | 784.7042 |  | 674.7112 | 0 | 35.657 | 74.336 | 0
02.05. | 6 | 783.5831 |  | 681.4591 | 0 | 27.512 | 74.612 | 0
02.05. | 7 | 811.4292 |  | 715.1032 | 0 | 22.082 | 74.244 | 0
02.05. | 8 | 819.8371 |  | 727.3951 | 0 | 17.738 | 74.704 | 0
02.05. | 9 | 829.2632 |  | 740.4472 | 0 | 14.48 | 74.336 | 0
02.05. | 10 | 822.9806 |  | 738.0606 | 0 | 10.86 | 74.06 | 0
02.05. | 11 | 819.3376 |  | 735.6846 | 0 | 9.593 | 74.06 | 0
02.05. | 12 | 813.5357 |  | 730.5207 | 0 | 9.231 | 73.784 | 0
02.05. | 13 | 815.5042 |  | 730.9432 | 0 | 10.317 | 74.244 | 0
02.05. | 14 | 797.5189 |  | 712.3259 | 0 | 11.041 | 74.152 | 0
02.05. | 15 | 794.7156 |  | 707.1726 | 0 | 13.575 | 73.968 | 0
02.05. | 16 | 793.4978 |  | 703.9728 | 0 | 16.109 | 73.416 | 0
02.05. | 17 | 795.4302 |  | 705.5462 | 0 | 16.652 | 73.232 | 0
02.05. | 18 | 795.5432 |  | 704.7542 | 0 | 17.557 | 73.232 | 0
02.05. | 19 | 808.0189 |  | 715.4939 | 0 | 18.281 | 74.244 | 0
02.05. | 20 | 828.9076 |  | 733.3086 | 0 | 21.539 | 74.06 | 0
02.05. | 21 | 834.5139 |  | 732.1259 | 0 | 28.236 | 74.152 | 0
02.05. | 22 | 827.7469 |  | 718.6619 | 0 | 34.933 | 74.152 | 0
02.05. | 23 | 823.9177 |  | 712.3047 | 0 | 37.829 | 73.784 | 0
02.05. | 24 | 776.4234 |  | 665.1754 | 0 | 37.648 | 73.6 | 0
03.05. | 1 | 776.7075 |  | 659.2195 | 0 | 44.164 | 73.324 | 0
03.05. | 2 | 781.6019 |  | 658.4169 | 0 | 50.137 | 73.048 | 0
03.05. | 3 | 790.8668 |  | 662.7888 | 0 | 54.662 | 73.416 | 0
03.05. | 4 | 792.0084 |  | 661.9544 | 0 | 57.558 | 72.496 | 0
03.05. | 5 | 794.6349 |  | 664.7529 | 0 | 56.834 | 73.048 | 0
03.05. | 6 | 801.2246 |  | 673.0636 | 0 | 55.205 | 72.956 | 0
03.05. | 7 | 836.1426 |  | 711.8716 | 0 | 51.223 | 73.048 | 0
03.05. | 8 | 840.0398 |  | 719.0208 | 0 | 47.603 | 73.416 | 0
03.05. | 9 | 829.6486 |  | 717.4156 | 0 | 39.277 | 72.956 | 0
03.05. | 10 | 815.3377 |  | 709.0837 | 0 | 33.666 | 72.588 | 0
03.05. | 11 | 809.2433 |  | 704.3423 | 0 | 32.037 | 72.864 | 0
03.05. | 12 | 803.8971 |  | 700.3611 | 0 | 31.132 | 72.404 | 0
03.05. | 13 | 792.6068 |  | 688.8188 | 0 | 32.58 | 71.208 | 0
03.05. | 14 | 790.618 |  | 684.035 | 0 | 36.019 | 70.564 | 0
03.05. | 15 | 791.3358 |  | 683.2218 | 0 | 38.01 | 70.104 | 0
03.05. | 16 | 803.1983 |  | 688.4493 | 0 | 42.897 | 71.852 | 0
03.05. | 17 | 814.8142 |  | 689.6532 | 0 | 53.033 | 72.128 | 0
03.05. | 18 | 833.6429 |  | 700.3399 | 0 | 61.359 | 71.944 | 0
03.05. | 19 | 837.2382 |  | 706.2852 | 0 | 58.825 | 72.128 | 0
03.05. | 20 | 839.9846 |  | 714.1946 | 0 | 53.938 | 71.852 | 0
03.05. | 21 | 854.6182 |  | 721.3862 | 0 | 60.092 | 73.14 | 0
03.05. | 22 | 863.8386 |  | 720.6366 | 0 | 69.142 | 74.06 | 0
03.05. | 23 | 876.9972 |  | 719.8552 | 0 | 82.898 | 74.244 | 0
03.05. | 24 | 838.1066 |  | 673.9086 | 0 | 90.138 | 74.06 | 0
04.05. | 1 | 848.3215 |  | 676.6965 | 0 | 97.197 | 74.428 | 0
04.05. | 2 | 850.537 |  | 675.482 | 0 | 101.179 | 73.876 | 0
04.05. | 3 | 852.7164 |  | 674.6794 | 0 | 104.437 | 73.6 | 0
04.05. | 4 | 852.9481 |  | 671.1101 | 0 | 108.238 | 73.6 | 0
04.05. | 5 | 858.1192 |  | 674.6582 | 0 | 110.229 | 73.232 | 0
04.05. | 6 | 863.6815 |  | 681.3955 | 0 | 108.962 | 73.324 | 0
04.05. | 7 | 898.1126 |  | 712.6636 | 0 | 112.401 | 73.048 | 0
04.05. | 8 | 903.5305 |  | 721.7875 | 0 | 108.419 | 73.324 | 0
04.05. | 9 | 913.1181 |  | 744.7661 | 0 | 94.844 | 73.508 | 0
04.05. | 10 | 898.5639 |  | 743.1609 | 0 | 82.355 | 73.048 | 0
04.05. | 11 | 883.1621 |  | 741.5981 | 0 | 68.056 | 73.508 | 0
04.05. | 12 | 876.4841 |  | 738.3771 | 0 | 65.703 | 72.404 | 0
04.05. | 13 | 883.06 |  | 744.386 | 0 | 64.798 | 73.876 | 0
04.05. | 14 | 861.9747 |  | 723.3927 | 0 | 64.798 | 73.784 | 0
04.05. | 15 | 860.4394 |  | 724.5754 | 0 | 62.264 | 73.6 | 0
04.05. | 16 | 855.2693 |  | 727.3633 | 0 | 53.938 | 73.968 | 0
04.05. | 17 | 844.798 |  | 724.586 | 0 | 46.336 | 73.876 | 0
04.05. | 18 | 840.6083 |  | 727.3633 | 0 | 39.277 | 73.968 | 0
04.05. | 19 | 842.038 |  | 735.674 | 0 | 32.58 | 73.784 | 0
04.05. | 20 | 860.6306 |  | 750.7326 | 0 | 35.838 | 74.06 | 0
04.05. | 21 | 871.9008 |  | 750.7008 | 0 | 47.784 | 73.416 | 0
04.05. | 22 | 862.5439 |  | 727.3209 | 0 | 62.083 | 73.14 | 0
04.05. | 23 | 869.3329 |  | 726.5819 | 0 | 68.599 | 74.152 | 0
04.05. | 24 | 822.9669 |  | 679.8539 | 0 | 68.961 | 74.152 | 0
05.05. | 1 | 815.8886 |  | 672.3246 | 0 | 69.504 | 74.06 | 0
05.05. | 2 | 811.8747 |  | 671.1207 | 0 | 66.97 | 73.784 | 0
05.05. | 3 | 810.8918 |  | 674.6688 | 0 | 62.807 | 73.416 | 0
05.05. | 4 | 813.3175 |  | 676.6435 | 0 | 63.35 | 73.324 | 0
05.05. | 5 | 820.7531 |  | 682.9901 | 0 | 64.255 | 73.508 | 0
05.05. | 6 | 821.847 |  | 685.725 | 0 | 63.35 | 72.772 | 0
05.05. | 7 | 837.0149 |  | 705.8839 | 0 | 59.187 | 71.944 | 0
05.05. | 8 | 821.2053 |  | 701.8603 | 0 | 48.689 | 70.656 | 0
05.05. | 9 | 802.8056 |  | 695.1336 | 0 | 36.924 | 70.748 | 0
05.05. | 10 | 797.2505 |  | 695.5455 | 0 | 30.589 | 71.116 | 0
05.05. | 11 | 787.3803 |  | 688.3963 | 0 | 28.236 | 70.748 | 0
05.05. | 12 | 781.8509 |  | 689.1989 | 0 | 21.72 | 70.932 | 0
05.05. | 13 | 768.5528 |  | 685.5978 | 0 | 12.851 | 70.104 | 0
05.05. | 14 | 758.0706 |  | 681.5636 | 0 | 7.783 | 68.724 | 0
05.05. | 15 | 760.931 |  | 684.774 | 0 | 6.697 | 69.46 | 0
05.05. | 16 | 763.3958 |  | 685.5978 | 0 | 7.602 | 70.196 | 0
05.05. | 17 | 768.3513 |  | 689.1883 | 0 | 8.507 | 70.656 | 0
05.05. | 18 | 769.8584 |  | 691.1524 | 0 | 8.326 | 70.38 | 0
05.05. | 19 | 775.8156 |  | 695.9256 | 0 | 9.05 | 70.84 | 0
05.05. | 20 | 781.6343 |  | 702.6523 | 0 | 8.326 | 70.656 | 0
05.05. | 21 | 782.2631 |  | 701.8391 | 0 | 10.136 | 70.288 | 0
05.05. | 22 | 780.4736 |  | 698.2486 | 0 | 12.489 | 69.736 | 0
05.05. | 23 | 787.5633 |  | 701.0683 | 0 | 15.747 | 70.748 | 0
05.05. | 24 | 750.4518 |  | 659.5148 | 0 | 19.729 | 71.208 | 0
06.05. | 1 | 753.7501 |  | 656.7481 | 0 | 25.702 | 71.3 | 0
06.05. | 2 | 755.5611 |  | 653.5801 | 0 | 30.589 | 71.392 | 0
06.05. | 3 | 754.6865 |  | 655.1535 | 0 | 28.417 | 71.116 | 0
06.05. | 4 | 761.9928 |  | 664.2668 | 0 | 26.426 | 71.3 | 0
06.05. | 5 | 762.9658 |  | 665.0588 | 0 | 26.607 | 71.3 | 0
06.05. | 6 | 769.122 |  | 669.779 | 0 | 28.779 | 70.564 | 0
06.05. | 7 | 820.4272 |  | 722.0722 | 0 | 27.331 | 71.024 | 0
06.05. | 8 | 830.3177 |  | 733.5827 | 0 | 25.159 | 71.576 | 0
06.05. | 9 | 826.8772 |  | 733.9522 | 0 | 21.901 | 71.024 | 0
06.05. | 10 | 814.9935 |  | 727.2255 | 0 | 16.652 | 71.116 | 0
06.05. | 11 | 818.7441 |  | 732.0411 | 0 | 14.299 | 72.404 | 0
06.05. | 12 | 811.5956 |  | 728.5036 | 0 | 10.136 | 72.956 | 0
06.05. | 13 | 804.364 |  | 724.533 | 0 | 7.059 | 72.772 | 0
06.05. | 14 | 796.2301 |  | 718.5771 | 0 | 5.249 | 72.404 | 0
06.05. | 15 | 794.9265 |  | 716.1905 | 0 | 6.516 | 72.22 | 0
06.05. | 16 | 797.4301 |  | 714.6171 | 0 | 10.317 | 72.496 | 0
06.05. | 17 | 812.8522 |  | 719.8022 | 0 | 19.91 | 73.14 | 0
06.05. | 18 | 819.4518 |  | 723.7728 | 0 | 22.263 | 73.416 | 0
06.05. | 19 | 825.9871 |  | 731.3021 | 0 | 21.177 | 73.508 | 0
06.05. | 20 | 832.9811 |  | 740.0141 | 0 | 19.367 | 73.6 | 0
06.05. | 21 | 826.4119 |  | 737.6169 | 0 | 15.747 | 73.048 | 0
06.05. | 22 | 820.4159 |  | 735.2409 | 0 | 12.127 | 73.048 | 0
06.05. | 23 | 813.7832 |  | 731.6822 | 0 | 8.869 | 73.232 | 0
06.05. | 24 | 744.1809 |  | 663.1689 | 0 | 7.964 | 73.048 | 0
07.05. | 1 | 739.4969 |  | 659.2089 | 0 | 7.24 | 73.048 | 0
07.05. | 2 | 742.0403 |  | 661.5743 | 0 | 7.602 | 72.864 | 0
07.05. | 3 | 742.2213 |  | 661.5743 | 0 | 7.783 | 72.864 | 0
07.05. | 4 | 739.6915 |  | 659.9585 | 0 | 7.421 | 72.312 | 0
07.05. | 5 | 733.7976 |  | 654.7946 | 0 | 7.059 | 71.944 | 0
07.05. | 6 | 738.1013 |  | 657.5613 | 0 | 8.688 | 71.852 | 0
07.05. | 7 | 788.2478 |  | 707.8798 | 0 | 7.964 | 72.404 | 0
07.05. | 8 | 787.1425 |  | 709.8545 | 0 | 5.068 | 72.22 | 0
07.05. | 9 | 782.5673 |  | 707.4573 | 0 | 3.258 | 71.852 | 0
07.05. | 10 | 780.4586 |  | 707.0666 | 0 | 1.448 | 71.944 | 0
07.05. | 11 | 780.602 |  | 707.848 | 0 | 1.086 | 71.668 | 0
07.05. | 12 | 777.1291 |  | 703.4761 | 0 | 2.353 | 71.3 | 0
07.05. | 13 | 783.9065 |  | 705.8945 | 0 | 5.792 | 72.22 | 0
07.05. | 14 | 790.9425 |  | 703.5185 | 0 | 15.204 | 72.22 | 0
07.05. | 15 | 803.524 |  | 706.317 | 0 | 24.435 | 72.772 | 0
07.05. | 16 | 811.9887 |  | 705.9157 | 0 | 33.485 | 72.588 | 0
07.05. | 17 | 813.1108 |  | 705.5038 | 0 | 35.295 | 72.312 | 0
07.05. | 18 | 813.1761 |  | 708.2811 | 0 | 32.399 | 72.496 | 0
07.05. | 19 | 818.2261 |  | 717.8381 | 0 | 26.788 | 73.6 | 0
07.05. | 20 | 821.3674 |  | 723.7834 | 0 | 23.892 | 73.692 | 0
07.05. | 21 | 827.5968 |  | 723.7728 | 0 | 30.408 | 73.416 | 0
07.05. | 22 | 827.2956 |  | 717.4156 | 0 | 36.924 | 72.956 | 0
07.05. | 23 | 830.8852 |  | 715.8422 | 0 | 41.811 | 73.232 | 0
07.05. | 24 | 774.3154 |  | 660.3704 | 0 | 41.449 | 72.496 | 0
08.05. | 1 | 770.7295 |  | 656.7905 | 0 | 41.811 | 72.128 | 0
08.05. | 2 | 765.1113 |  | 650.3803 | 0 | 43.983 | 70.748 | 0
08.05. | 3 | 761.7608 |  | 647.5818 | 0 | 43.983 | 70.196 | 0
08.05. | 4 | 755.1345 |  | 646.3885 | 0 | 38.734 | 70.012 | 0
08.05. | 5 | 747.3211 |  | 644.8151 | 0 | 32.218 | 70.288 | 0
08.05. | 6 | 753.9605 |  | 652.7245 | 0 | 31.132 | 70.104 | 0
08.05. | 7 | 805.7758 |  | 706.9818 | 0 | 28.598 | 70.196 | 0
08.05. | 8 | 812.4226 |  | 714.0886 | 0 | 28.598 | 69.736 | 0
08.05. | 9 | 812.7626 |  | 718.0486 | 0 | 24.978 | 69.736 | 0
08.05. | 10 | 807.6654 |  | 714.8594 | 0 | 23.53 | 69.276 | 0
08.05. | 11 | 806.8252 |  | 714.0992 | 0 | 22.806 | 69.92 | 0
08.05. | 12 | 804.5968 |  | 710.8888 | 0 | 24.616 | 69.092 | 0
08.05. | 13 | 819.9581 |  | 712.9271 | 0 | 36.743 | 70.288 | 0
08.05. | 14 | 821.1264 |  | 709.3154 | 0 | 42.535 | 69.276 | 0
08.05. | 15 | 826.7082 |  | 706.1262 | 0 | 51.766 | 68.816 | 0
08.05. | 16 | 844.1018 |  | 711.7338 | 0 | 62.264 | 70.104 | 0
08.05. | 17 | 852.6768 |  | 712.5258 | 0 | 70.047 | 70.104 | 0
08.05. | 18 | 865.9687 |  | 715.3137 | 0 | 80.183 | 70.472 | 0
08.05. | 19 | 872.3435 |  | 719.2525 | 0 | 83.079 | 70.012 | 0
08.05. | 20 | 867.7233 |  | 718.4393 | 0 | 79.64 | 69.644 | 0
08.05. | 21 | 861.3873 |  | 721.6073 | 0 | 70.228 | 69.552 | 0
08.05. | 22 | 841.7132 |  | 715.6832 | 0 | 56.11 | 69.92 | 0
08.05. | 23 | 831.7938 |  | 711.7338 | 0 | 49.956 | 70.104 | 0
08.05. | 24 | 767.3137 |  | 642.4497 | 0 | 54.3 | 70.564 | 0
09.05. | 1 | 765.2589 |  | 639.3029 | 0 | 55.024 | 70.932 | 0
09.05. | 2 | 754.5554 |  | 637.2964 | 0 | 46.879 | 70.38 | 0
09.05. | 3 | 751.3911 |  | 638.4791 | 0 | 42.716 | 70.196 | 0
09.05. | 4 | 743.2483 |  | 633.6953 | 0 | 40.001 | 69.552 | 0
09.05. | 5 | 745.0776 |  | 631.7206 | 0 | 43.621 | 69.736 | 0
09.05. | 6 | 753.2587 |  | 640.8127 | 0 | 43.078 | 69.368 | 0
09.05. | 7 | 791.5289 |  | 684.3409 | 0 | 38.372 | 68.816 | 0
09.05. | 8 | 787.3268 |  | 685.4918 | 0 | 33.847 | 67.988 | 0
09.05. | 9 | 796.2324 |  | 698.1214 | 0 | 30.951 | 67.16 | 0
09.05. | 10 | 802.3271 |  | 704.1091 | 0 | 30.046 | 68.172 | 0
09.05. | 11 | 806.5158 |  | 704.4998 | 0 | 34.028 | 67.988 | 0
09.05. | 12 | 814.0461 |  | 699.3571 | 0 | 46.517 | 68.172 | 0
09.05. | 13 | 818.2427 |  | 692.2397 | 0 | 57.739 | 68.264 | 0
09.05. | 14 | 801.4465 |  | 667.6665 | 0 | 65.884 | 67.896 | 0
09.05. | 15 | 811.3607 |  | 666.8957 | 0 | 76.201 | 68.264 | 0
09.05. | 16 | 828.0283 |  | 670.0743 | 0 | 89.414 | 68.54 | 0
09.05. | 17 | 825.9352 |  | 672.8622 | 0 | 84.165 | 68.908 | 0
09.05. | 18 | 834.2978 |  | 675.2488 | 0 | 89.957 | 69.092 | 0
09.05. | 19 | 838.5397 |  | 678.0367 | 0 | 91.043 | 69.46 | 0
09.05. | 20 | 855.235 |  | 694.278 | 0 | 91.405 | 69.552 | 0
09.05. | 21 | 859.5352 |  | 694.2462 | 0 | 96.473 | 68.816 | 0
09.05. | 22 | 847.333 |  | 676.801 | 0 | 102.084 | 68.448 | 0
09.05. | 23 | 843.0575 |  | 670.8875 | 0 | 103.17 | 69 | 0
09.05. | 24 | 801.8893 |  | 624.9303 | 0 | 108.419 | 68.54 | 0
10.05. | 1 | 796.7288 |  | 622.1318 | 0 | 106.609 | 67.988 | 0
10.05. | 2 | 795.7123 |  | 622.5543 | 0 | 104.618 | 68.54 | 0
10.05. | 3 | 794.0336 |  | 622.9556 | 0 | 102.446 | 68.632 | 0
10.05. | 4 | 792.2785 |  | 626.5355 | 0 | 96.835 | 68.908 | 0
10.05. | 5 | 780.8176 |  | 623.6946 | 0 | 89.595 | 67.528 | 0
10.05. | 6 | 787.5685 |  | 631.1815 | 0 | 89.595 | 66.792 | 0
10.05. | 7 | 832.4262 |  | 677.5612 | 0 | 87.061 | 67.804 | 0
10.05. | 8 | 830.0658 |  | 687.8678 | 0 | 74.21 | 67.988 | 0
10.05. | 9 | 817.9205 |  | 686.6745 | 0 | 63.35 | 67.896 | 0
10.05. | 10 | 793.0179 |  | 677.1599 | 0 | 48.146 | 67.712 | 0
10.05. | 11 | 768.0485 |  | 665.2375 | 0 | 36.019 | 66.792 | 0
10.05. | 12 | 758.9033 |  | 664.4243 | 0 | 28.055 | 66.424 | 0
10.05. | 13 | 749.72 |  | 660.855 | 0 | 22.625 | 66.24 | 0
10.05. | 14 | 748.6135 |  | 664.4455 | 0 | 17.376 | 66.792 | 0
10.05. | 15 | 744.1261 |  | 663.6641 | 0 | 13.394 | 67.068 | 0
10.05. | 16 | 745.4134 |  | 667.2864 | 0 | 9.955 | 68.172 | 0
10.05. | 17 | 747.803 |  | 669.673 | 0 | 9.774 | 68.356 | 0
10.05. | 18 | 760.2421 |  | 678.0261 | 0 | 13.032 | 69.184 | 0
10.05. | 19 | 759.6991 |  | 678.0261 | 0 | 12.489 | 69.184 | 0
10.05. | 20 | 760.0596 |  | 678.3956 | 0 | 13.032 | 68.632 | 0
10.05. | 21 | 759.4936 |  | 676.0196 | 0 | 14.842 | 68.632 | 0
10.05. | 22 | 761.8382 |  | 679.9902 | 0 | 13.032 | 68.816 | 0
10.05. | 23 | 763.7904 |  | 682.3874 | 0 | 12.127 | 69.276 | 0
10.05. | 24 | 717.2973 |  | 632.9033 | 0 | 14.842 | 69.552 | 0
11.05. | 1 | 716.3693 |  | 630.5273 | 0 | 16.29 | 69.552 | 0
11.05. | 2 | 718.2201 |  | 631.2981 | 0 | 17.738 | 69.184 | 0
11.05. | 3 | 721.7679 |  | 632.8609 | 0 | 20.091 | 68.816 | 0
11.05. | 4 | 723.9703 |  | 634.4343 | 0 | 20.996 | 68.54 | 0
11.05. | 5 | 729.8763 |  | 639.9783 | 0 | 21.358 | 68.54 | 0
11.05. | 6 | 743.4125 |  | 651.8795 | 0 | 22.625 | 68.908 | 0
11.05. | 7 | 776.9045 |  | 686.7275 | 0 | 21.177 | 69 | 0
11.05. | 8 | 770.1904 |  | 683.9184 | 0 | 18.1 | 68.172 | 0
11.05. | 9 | 776.0519 |  | 694.5839 | 0 | 13.756 | 67.712 | 0
11.05. | 10 | 773.8779 |  | 691.4159 | 0 | 14.842 | 67.62 | 0
11.05. | 11 | 762.621 |  | 681.447 | 0 | 14.842 | 66.332 | 0
11.05. | 12 | 766.5209 |  | 686.6109 | 0 | 13.394 | 66.516 | 0
11.05. | 13 | 771.9319 |  | 689.8319 | 0 | 14.48 | 67.62 | 0
11.05. | 14 | 754.5163 |  | 668.4373 | 0 | 18.643 | 67.436 | 0
11.05. | 15 | 758.3999 |  | 666.0719 | 0 | 24.616 | 67.712 | 0
11.05. | 16 | 770.6206 |  | 667.2546 | 0 | 35.838 | 67.528 | 0
11.05. | 17 | 782.8265 |  | 670.0425 | 0 | 44.888 | 67.896 | 0
11.05. | 18 | 795.1187 |  | 674.8157 | 0 | 51.947 | 68.356 | 0
11.05. | 19 | 806.0729 |  | 689.0399 | 0 | 49.413 | 67.62 | 0
11.05. | 20 | 821.6298 |  | 707.6678 | 0 | 45.974 | 67.988 | 0
11.05. | 21 | 821.5324 |  | 711.6384 | 0 | 41.63 | 68.264 | 0
11.05. | 22 | 803.6586 |  | 692.5986 | 0 | 43.44 | 67.62 | 0
11.05. | 23 | 812.2524 |  | 687.8784 | 0 | 56.11 | 68.264 | 0
11.05. | 24 | 770.2601 |  | 647.1381 | 0 | 53.938 | 69.184 | 0
12.05. | 1 | 775.2648 |  | 647.5288 | 0 | 58.644 | 69.092 | 0
12.05. | 2 | 796.3179 |  | 646.3249 | 0 | 81.269 | 68.724 | 0
12.05. | 3 | 813.4558 |  | 647.5288 | 0 | 96.835 | 69.092 | 0
12.05. | 4 | 821.4606 |  | 648.2996 | 0 | 104.437 | 68.724 | 0
12.05. | 5 | 831.0741 |  | 654.2131 | 0 | 108.781 | 68.08 | 0
12.05. | 6 | 832.4101 |  | 661.3411 | 0 | 102.989 | 68.08 | 0
12.05. | 7 | 858.8117 |  | 697.7837 | 0 | 92.672 | 68.356 | 0
12.05. | 8 | 853.8483 |  | 700.9623 | 0 | 84.346 | 68.54 | 0
12.05. | 9 | 852.5516 |  | 694.9746 | 0 | 89.957 | 67.62 | 0
12.05. | 10 | 849.6254 |  | 685.4494 | 0 | 97.016 | 67.16 | 0
12.05. | 11 | 847.425 |  | 686.305 | 0 | 92.672 | 68.448 | 0
12.05. | 12 | 851.8412 |  | 684.7422 | 0 | 98.283 | 68.816 | 0
12.05. | 13 | 850.2275 |  | 677.1705 | 0 | 105.161 | 67.896 | 0
12.05. | 14 | 861.7618 |  | 677.5718 | 0 | 116.202 | 67.988 | 0
12.05. | 15 | 868.0236 |  | 672.7986 | 0 | 127.605 | 67.62 | 0
12.05. | 16 | 875.8949 |  | 677.2129 | 0 | 129.958 | 68.724 | 0
12.05. | 17 | 878.2427 |  | 682.7357 | 0 | 127.243 | 68.264 | 0
12.05. | 18 | 885.006 |  | 691.849 | 0 | 124.709 | 68.448 | 0
12.05. | 19 | 886.9948 |  | 696.6328 | 0 | 121.27 | 69.092 | 0
12.05. | 20 | 878.9591 |  | 700.9941 | 0 | 108.781 | 69.184 | 0
12.05. | 21 | 867.4431 |  | 701.7861 | 0 | 96.473 | 69.184 | 0
12.05. | 22 | 856.0851 |  | 700.2021 | 0 | 86.699 | 69.184 | 0
12.05. | 23 | 842.0853 |  | 693.8873 | 0 | 78.554 | 69.644 | 0
12.05. | 24 | 790.7178 |  | 648.3208 | 0 | 73.305 | 69.092 | 0
13.05. | 1 | 783.8937 |  | 645.5647 | 0 | 68.961 | 69.368 | 0
13.05. | 2 | 773.9587 |  | 639.1757 | 0 | 66.427 | 68.356 | 0
13.05. | 3 | 769.9208 |  | 638.7638 | 0 | 63.169 | 67.988 | 0
13.05. | 4 | 774.7967 |  | 644.7197 | 0 | 61.721 | 68.356 | 0
13.05. | 5 | 780.6728 |  | 651.4888 | 0 | 60.092 | 69.092 | 0
13.05. | 6 | 790.6701 |  | 661.3941 | 0 | 60.092 | 69.184 | 0
13.05. | 7 | 843.0796 |  | 714.8806 | 0 | 58.463 | 69.736 | 0
13.05. | 8 | 841.0347 |  | 717.6367 | 0 | 53.938 | 69.46 | 0
13.05. | 9 | 838.0707 |  | 716.8447 | 0 | 51.766 | 69.46 | 0
13.05. | 10 | 836.3131 |  | 714.4581 | 0 | 52.671 | 69.184 | 0
13.05. | 11 | 830.3982 |  | 710.0862 | 0 | 51.404 | 68.908 | 0
13.05. | 12 | 815.9525 |  | 698.5545 | 0 | 49.594 | 67.804 | 0
13.05. | 13 | 811.2831 |  | 691.4371 | 0 | 51.766 | 68.08 | 0
13.05. | 14 | 819.2501 |  | 690.6981 | 0 | 59.368 | 69.184 | 0
13.05. | 15 | 829.531 |  | 691.11 | 0 | 68.961 | 69.46 | 0
13.05. | 16 | 850.148 |  | 697.499 | 0 | 81.993 | 70.656 | 0
13.05. | 17 | 866.6457 |  | 704.2257 | 0 | 91.948 | 70.472 | 0
13.05. | 18 | 874.5284 |  | 714.1734 | 0 | 88.871 | 71.484 | 0
13.05. | 19 | 875.268 |  | 717.352 | 0 | 86.156 | 71.76 | 0
13.05. | 20 | 873.2555 |  | 724.1105 | 0 | 76.925 | 72.22 | 0
13.05. | 21 | 865.0934 |  | 721.3014 | 0 | 72.4 | 71.392 | 0
13.05. | 22 | 856.0125 |  | 716.9295 | 0 | 67.875 | 71.208 | 0
13.05. | 23 | 849.1716 |  | 712.6106 | 0 | 64.617 | 71.944 | 0
13.05. | 24 | 781.9928 |  | 650.8558 | 0 | 58.825 | 72.312 | 0
14.05. | 1 | 782.5714 |  | 646.9064 | 0 | 63.169 | 72.496 | 0
14.05. | 2 | 797.8664 |  | 650.0744 | 0 | 75.296 | 72.496 | 0
14.05. | 3 | 808.5706 |  | 647.6666 | 0 | 89.052 | 71.852 | 0
14.05. | 4 | 813.2081 |  | 644.0761 | 0 | 97.74 | 71.392 | 0
14.05. | 5 | 816.4347 |  | 645.6707 | 0 | 99.188 | 71.576 | 0
14.05. | 6 | 815.5527 |  | 648.0467 | 0 | 95.93 | 71.576 | 0
14.05. | 7 | 851.3114 |  | 690.4134 | 0 | 89.414 | 71.484 | 0
14.05. | 8 | 829.94 |  | 682.451 | 0 | 76.925 | 70.564 | 0
14.05. | 9 | 822.8978 |  | 684.0138 | 0 | 68.78 | 70.104 | 0
14.05. | 10 | 828.6849 |  | 690.7829 | 0 | 66.97 | 70.932 | 0
14.05. | 11 | 828.3481 |  | 688.3751 | 0 | 69.685 | 70.288 | 0
14.05. | 12 | 827.045 |  | 688.787 | 0 | 67.694 | 70.564 | 0
14.05. | 13 | 825.6237 |  | 686.0097 | 0 | 69.142 | 70.472 | 0
14.05. | 14 | 833.0081 |  | 683.6231 | 0 | 79.097 | 70.288 | 0
14.05. | 15 | 840.5107 |  | 684.4257 | 0 | 85.613 | 70.472 | 0
14.05. | 16 | 843.1624 |  | 684.8164 | 0 | 87.966 | 70.38 | 0
14.05. | 17 | 842.6847 |  | 687.5937 | 0 | 84.527 | 70.564 | 0
14.05. | 18 | 836.1175 |  | 688.3645 | 0 | 77.649 | 70.104 | 0
14.05. | 19 | 830.7377 |  | 690.7617 | 0 | 69.504 | 70.472 | 0
14.05. | 20 | 840.5617 |  | 701.1107 | 0 | 67.875 | 71.576 | 0
14.05. | 21 | 846.938 |  | 704.68 | 0 | 70.59 | 71.668 | 0
14.05. | 22 | 843.3447 |  | 701.9027 | 0 | 69.866 | 71.576 | 0
14.05. | 23 | 834.5234 |  | 698.3334 | 0 | 64.798 | 71.392 | 0
14.05. | 24 | 777.607 |  | 644.488 | 0 | 61.359 | 71.76 | 0
15.05. | 1 | 769.9649 |  | 639.3029 | 0 | 59.73 | 70.932 | 0
15.05. | 2 | 778.1853 |  | 639.2923 | 0 | 68.237 | 70.656 | 0
15.05. | 3 | 790.7349 |  | 640.8869 | 0 | 78.916 | 70.932 | 0
15.05. | 4 | 796.6545 |  | 646.4415 | 0 | 79.097 | 71.116 | 0
15.05. | 5 | 797.7133 |  | 646.4203 | 0 | 80.545 | 70.748 | 0
15.05. | 6 | 803.2966 |  | 652.3656 | 0 | 80.183 | 70.748 | 0
15.05. | 7 | 849.831 |  | 705.419 | 0 | 73.848 | 70.564 | 0
15.05. | 8 | 841.9301 |  | 712.9801 | 0 | 57.558 | 71.392 | 0
15.05. | 9 | 823.4557 |  | 711.3537 | 0 | 41.63 | 70.472 | 0
15.05. | 10 | 808.7937 |  | 705.0177 | 0 | 33.304 | 70.472 | 0
15.05. | 11 | 802.8145 |  | 704.2045 | 0 | 28.598 | 70.012 | 0
15.05. | 12 | 800.646 |  | 707.003 | 0 | 22.987 | 70.656 | 0
15.05. | 13 | 791.0626 |  | 701.4166 | 0 | 19.91 | 69.736 | 0
15.05. | 14 | 795.2563 |  | 704.2363 | 0 | 20.272 | 70.748 | 0
15.05. | 15 | 799.3078 |  | 704.6588 | 0 | 23.349 | 71.3 | 0
15.05. | 16 | 805.9284 |  | 707.8374 | 0 | 26.607 | 71.484 | 0
15.05. | 17 | 817.3277 |  | 712.9907 | 0 | 32.761 | 71.576 | 0
15.05. | 18 | 821.7988 |  | 715.7468 | 0 | 34.752 | 71.3 | 0
15.05. | 19 | 830.5647 |  | 721.7027 | 0 | 37.286 | 71.576 | 0
15.05. | 20 | 840.2205 |  | 728.0175 | 0 | 41.087 | 71.116 | 0
15.05. | 21 | 841.4692 |  | 726.8242 | 0 | 43.621 | 71.024 | 0
15.05. | 22 | 835.625 |  | 721.259 | 0 | 43.802 | 70.564 | 0
15.05. | 23 | 840.1112 |  | 723.6562 | 0 | 45.431 | 71.024 | 0
15.05. | 24 | 775.7384 |  | 655.5654 | 0 | 48.689 | 71.484 | 0
16.05. | 1 | 781.3108 |  | 650.0108 | 0 | 60.092 | 71.208 | 0
16.05. | 2 | 793.8678 |  | 650.8028 | 0 | 71.857 | 71.208 | 0
16.05. | 3 | 794.9157 |  | 648.7857 | 0 | 75.658 | 70.472 | 0
16.05. | 4 | 795.5309 |  | 647.9619 | 0 | 77.649 | 69.92 | 0
16.05. | 5 | 802.5182 |  | 652.3232 | 0 | 80.183 | 70.012 | 0
16.05. | 6 | 815.6741 |  | 663.0311 | 0 | 82.355 | 70.288 | 0
16.05. | 7 | 847.5314 |  | 699.8644 | 0 | 77.287 | 70.38 | 0
16.05. | 8 | 835.2355 |  | 700.2445 | 0 | 64.979 | 70.012 | 0
16.05. | 9 | 839.1164 |  | 718.8724 | 0 | 49.956 | 70.288 | 0
16.05. | 10 | 815.5488 |  | 710.1498 | 0 | 35.295 | 70.104 | 0
16.05. | 11 | 807.0977 |  | 710.5617 | 0 | 26.064 | 70.472 | 0
16.05. | 12 | 794.8594 |  | 703.7714 | 0 | 21.72 | 69.368 | 0
16.05. | 13 | 783.4776 |  | 695.7666 | 0 | 20.091 | 67.62 | 0
16.05. | 14 | 759.8326 |  | 673.6436 | 0 | 17.557 | 68.632 | 0
16.05. | 15 | 758.3683 |  | 674.8793 | 0 | 13.937 | 69.552 | 0
16.05. | 16 | 764.2998 |  | 679.2618 | 0 | 14.842 | 70.196 | 0
16.05. | 17 | 767.5175 |  | 682.0285 | 0 | 15.385 | 70.104 | 0
16.05. | 18 | 778.0924 |  | 691.1524 | 0 | 16.652 | 70.288 | 0
16.05. | 19 | 782.6842 |  | 693.5602 | 0 | 18.1 | 71.024 | 0
16.05. | 20 | 803.4097 |  | 709.7697 | 0 | 23.168 | 70.472 | 0
16.05. | 21 | 811.0379 |  | 713.6979 | 0 | 27.512 | 69.828 | 0
16.05. | 22 | 800.7402 |  | 701.4802 | 0 | 28.236 | 71.024 | 0
16.05. | 23 | 789.3656 |  | 690.3816 | 0 | 28.236 | 70.748 | 0
16.05. | 24 | 752.3837 |  | 648.0467 | 0 | 32.761 | 71.576 | 0
17.05. | 1 | 756.9458 |  | 643.7278 | 0 | 40.906 | 72.312 | 0
17.05. | 2 | 763.487 |  | 641.32 | 0 | 50.499 | 71.668 | 0
17.05. | 3 | 769.8665 |  | 646.4415 | 0 | 52.309 | 71.116 | 0
17.05. | 4 | 781.0737 |  | 657.5507 | 0 | 51.947 | 71.576 | 0
17.05. | 5 | 789.4116 |  | 665.8826 | 0 | 51.585 | 71.944 | 0
17.05. | 6 | 791.0851 |  | 671.0041 | 0 | 48.689 | 71.392 | 0
17.05. | 7 | 829.9794 |  | 711.7974 | 0 | 46.698 | 71.484 | 0
17.05. | 8 | 821.2234 |  | 711.0054 | 0 | 38.734 | 71.484 | 0
17.05. | 9 | 800.3525 |  | 701.0895 | 0 | 28.055 | 71.208 | 0
17.05. | 10 | 787.0559 |  | 697.1189 | 0 | 19.005 | 70.932 | 0
17.05. | 11 | 773.3325 |  | 693.9085 | 0 | 9.412 | 70.012 | 0
17.05. | 12 | 767.7094 |  | 693.5284 | 0 | 3.801 | 70.38 | 0
17.05. | 13 | 756.4948 |  | 683.2218 | 0 | 3.077 | 70.196 | 0
17.05. | 14 | 760.3064 |  | 683.9714 | 0 | 7.059 | 69.276 | 0
17.05. | 15 | 775.7634 |  | 690.3604 | 0 | 15.023 | 70.38 | 0
17.05. | 16 | 790.7236 |  | 693.5496 | 0 | 26.426 | 70.748 | 0
17.05. | 17 | 810.1851 |  | 699.5161 | 0 | 39.277 | 71.392 | 0
17.05. | 18 | 824.4658 |  | 707.8268 | 0 | 45.431 | 71.208 | 0
17.05. | 19 | 841.8322 |  | 713.4132 | 0 | 56.291 | 72.128 | 0
17.05. | 20 | 844.3469 |  | 715.3879 | 0 | 57.015 | 71.944 | 0
17.05. | 21 | 838.6882 |  | 718.9572 | 0 | 47.603 | 72.128 | 0
17.05. | 22 | 843.3492 |  | 720.5412 | 0 | 50.68 | 72.128 | 0
17.05. | 23 | 862.2338 |  | 721.3968 | 0 | 67.513 | 73.324 | 0
17.05. | 24 | 805.2553 |  | 666.3263 | 0 | 66.065 | 72.864 | 0
18.05. | 1 | 785.4981 |  | 659.9691 | 0 | 53.033 | 72.496 | 0
18.05. | 2 | 773.4685 |  | 655.9985 | 0 | 45.25 | 72.22 | 0
18.05. | 3 | 775.7629 |  | 657.5719 | 0 | 46.155 | 72.036 | 0
18.05. | 4 | 780.3836 |  | 661.9226 | 0 | 46.517 | 71.944 | 0
18.05. | 5 | 783.2064 |  | 666.6534 | 0 | 45.069 | 71.484 | 0
18.05. | 6 | 796.7693 |  | 675.7773 | 0 | 49.232 | 71.76 | 0
18.05. | 7 | 830.5553 |  | 709.8333 | 0 | 48.87 | 71.852 | 0
18.05. | 8 | 827.0995 |  | 717.7745 | 0 | 37.105 | 72.22 | 0
18.05. | 9 | 842.916 |  | 737.944 | 0 | 33.304 | 71.668 | 0
18.05. | 10 | 828.1986 |  | 724.4906 | 0 | 31.856 | 71.852 | 0
18.05. | 11 | 822.4756 |  | 722.1146 | 0 | 28.417 | 71.944 | 0
18.05. | 12 | 816.2657 |  | 721.7027 | 0 | 22.987 | 71.576 | 0
18.05. | 13 | 806.5028 |  | 715.7468 | 0 | 19.548 | 71.208 | 0
18.05. | 14 | 773.7217 |  | 684.4257 | 0 | 18.824 | 70.472 | 0
18.05. | 15 | 781.6469 |  | 686.8229 | 0 | 23.892 | 70.932 | 0
18.05. | 16 | 782.7198 |  | 689.6108 | 0 | 21.901 | 71.208 | 0
18.05. | 17 | 789.7729 |  | 699.5479 | 0 | 18.281 | 71.944 | 0
18.05. | 18 | 794.9554 |  | 708.6294 | 0 | 14.842 | 71.484 | 0
18.05. | 19 | 795.3891 |  | 713.7721 | 0 | 10.317 | 71.3 | 0
18.05. | 20 | 814.3877 |  | 730.4147 | 0 | 12.489 | 71.484 | 0
18.05. | 21 | 820.3879 |  | 731.1749 | 0 | 18.281 | 70.932 | 0
18.05. | 22 | 801.2051 |  | 712.9801 | 0 | 16.833 | 71.392 | 0
18.05. | 23 | 791.4254 |  | 705.4614 | 0 | 14.48 | 71.484 | 0
18.05. | 24 | 748.5214 |  | 661.1094 | 0 | 15.928 | 71.484 | 0
19.05. | 1 | 744.5144 |  | 655.5654 | 0 | 17.557 | 71.392 | 0
19.05. | 2 | 744.0572 |  | 654.7522 | 0 | 18.281 | 71.024 | 0
19.05. | 3 | 753.8814 |  | 657.1494 | 0 | 25.34 | 71.392 | 0
19.05. | 4 | 766.3118 |  | 658.7228 | 0 | 36.381 | 71.208 | 0
19.05. | 5 | 775.5119 |  | 663.8549 | 0 | 40.725 | 70.932 | 0
19.05. | 6 | 783.3204 |  | 672.1974 | 0 | 39.639 | 71.484 | 0
19.05. | 7 | 816.5006 |  | 709.4426 | 0 | 35.114 | 71.944 | 0
19.05. | 8 | 817.7132 |  | 718.1652 | 0 | 27.512 | 72.036 | 0
19.05. | 9 | 802.2807 |  | 713.7827 | 0 | 17.014 | 71.484 | 0
19.05. | 10 | 783.927 |  | 702.304 | 0 | 9.955 | 71.668 | 0
19.05. | 11 | 776.5824 |  | 699.1254 | 0 | 5.973 | 71.484 | 0
19.05. | 12 | 772.6016 |  | 697.5096 | 0 | 4.344 | 70.748 | 0
19.05. | 13 | 772.2033 |  | 696.3693 | 0 | 3.982 | 71.852 | 0
19.05. | 14 | 776.3774 |  | 699.9174 | 0 | 5.068 | 71.392 | 0
19.05. | 15 | 786.914 |  | 705.472 | 0 | 9.774 | 71.668 | 0
19.05. | 16 | 790.669 |  | 700.72 | 0 | 18.281 | 71.668 | 0
19.05. | 17 | 797.1034 |  | 699.9174 | 0 | 25.702 | 71.484 | 0
19.05. | 18 | 807.1207 |  | 703.4337 | 0 | 33.123 | 70.564 | 0
19.05. | 19 | 810.5258 |  | 708.5658 | 0 | 31.856 | 70.104 | 0
19.05. | 20 | 816.8245 |  | 716.9295 | 0 | 28.779 | 71.116 | 0
19.05. | 21 | 814.3894 |  | 713.3284 | 0 | 30.589 | 70.472 | 0
19.05. | 22 | 800.1989 |  | 703.4019 | 0 | 26.969 | 69.828 | 0
19.05. | 23 | 796.2884 |  | 706.2534 | 0 | 18.643 | 71.392 | 0
19.05. | 24 | 746.6936 |  | 662.7146 | 0 | 12.127 | 71.852 | 0
20.05. | 1 | 739.9867 |  | 657.5507 | 0 | 10.86 | 71.576 | 0
20.05. | 2 | 740.0275 |  | 658.3215 | 0 | 10.498 | 71.208 | 0
20.05. | 3 | 745.4192 |  | 663.5172 | 0 | 9.774 | 72.128 | 0
20.05. | 4 | 749.1982 |  | 667.4772 | 0 | 9.593 | 72.128 | 0
20.05. | 5 | 749.1334 |  | 668.2374 | 0 | 9.412 | 71.484 | 0
20.05. | 6 | 758.5318 |  | 677.7308 | 0 | 9.593 | 71.208 | 0
20.05. | 7 | 811.2714 |  | 730.0134 | 0 | 9.774 | 71.484 | 0
20.05. | 8 | 816.3661 |  | 736.7401 | 0 | 8.326 | 71.3 | 0
20.05. | 9 | 816.5716 |  | 738.7466 | 0 | 5.973 | 71.852 | 0
20.05. | 10 | 810.4636 |  | 733.9946 | 0 | 4.525 | 71.944 | 0
20.05. | 11 | 808.0453 |  | 731.2173 | 0 | 5.068 | 71.76 | 0
20.05. | 12 | 803.6444 |  | 724.4694 | 0 | 7.783 | 71.392 | 0
20.05. | 13 | 800.6767 |  | 719.3267 | 0 | 9.774 | 71.576 | 0
20.05. | 14 | 798.4995 |  | 715.3455 | 0 | 11.946 | 71.208 | 0
20.05. | 15 | 804.7205 |  | 719.3055 | 0 | 14.299 | 71.116 | 0
20.05. | 16 | 814.0321 |  | 724.0151 | 0 | 19.729 | 70.288 | 0
20.05. | 17 | 839.859 |  | 731.555 | 0 | 37.648 | 70.656 | 0
20.05. | 18 | 843.1467 |  | 737.5427 | 0 | 34.028 | 71.576 | 0
20.05. | 19 | 845.8013 |  | 738.2393 | 0 | 38.01 | 69.552 | 0
20.05. | 20 | 838.8054 |  | 745.8004 | 0 | 22.625 | 70.38 | 0
20.05. | 21 | 836.7504 |  | 750.6054 | 0 | 14.661 | 71.484 | 0
20.05. | 22 | 825.9888 |  | 743.4668 | 0 | 11.222 | 71.3 | 0
20.05. | 23 | 816.7961 |  | 737.5321 | 0 | 7.964 | 71.3 | 0
20.05. | 24 | 751.3257 |  | 672.5987 | 0 | 7.059 | 71.668 | 0
21.05. | 1 | 743.7301 |  | 665.4601 | 0 | 6.878 | 71.392 | 0
21.05. | 2 | 738.2783 |  | 661.4683 | 0 | 6.154 | 70.656 | 0
21.05. | 3 | 734.7258 |  | 659.4618 | 0 | 5.068 | 70.196 | 0
21.05. | 4 | 738.6193 |  | 662.2603 | 0 | 5.611 | 70.748 | 0
21.05. | 5 | 738.9343 |  | 660.6763 | 0 | 7.602 | 70.656 | 0
21.05. | 6 | 745.6427 |  | 666.2097 | 0 | 8.869 | 70.564 | 0
21.05. | 7 | 798.2134 |  | 718.1334 | 0 | 8.688 | 71.392 | 0
21.05. | 8 | 805.2388 |  | 725.2508 | 0 | 8.688 | 71.3 | 0
21.05. | 9 | 802.4105 |  | 724.7965 | 0 | 7.602 | 70.012 | 0
21.05. | 10 | 804.1152 |  | 726.0322 | 0 | 7.059 | 71.024 | 0
21.05. | 11 | 804.8256 |  | 726.0216 | 0 | 7.964 | 70.84 | 0
21.05. | 12 | 803.341 |  | 723.635 | 0 | 9.05 | 70.656 | 0
21.05. | 13 | 803.5927 |  | 722.4417 | 0 | 10.679 | 70.472 | 0
21.05. | 14 | 797.7784 |  | 715.6514 | 0 | 12.851 | 69.276 | 0
21.05. | 15 | 805.918 |  | 718.883 | 0 | 16.471 | 70.564 | 0
21.05. | 16 | 811.1413 |  | 718.4923 | 0 | 21.901 | 70.748 | 0
21.05. | 17 | 821.2449 |  | 723.2549 | 0 | 27.15 | 70.84 | 0
21.05. | 18 | 827.213 |  | 730.024 | 0 | 25.521 | 71.668 | 0
21.05. | 19 | 829.7945 |  | 734.4065 | 0 | 23.168 | 72.22 | 0
21.05. | 20 | 825.7613 |  | 735.1773 | 0 | 18.824 | 71.76 | 0
21.05. | 21 | 824.5492 |  | 738.7572 | 0 | 13.756 | 72.036 | 0
21.05. | 22 | 819.3665 |  | 738.3665 | 0 | 8.688 | 72.312 | 0
21.05. | 23 | 813.2832 |  | 737.1732 | 0 | 3.982 | 72.128 | 0
21.05. | 24 | 749.5298 |  | 675.4078 | 0 | 1.81 | 72.312 | 0
22.05. | 1 | 745.7298 |  | 672.2398 | 0 | 1.086 | 72.404 | 0
22.05. | 2 | 745.1581 |  | 671.8491 | 0 | 0.905 | 72.404 | 0
22.05. | 3 | 744.2892 |  | 671.4372 | 0 | 0.724 | 72.128 | 0
22.05. | 4 | 744.5879 |  | 671.8279 | 0 | 0.724 | 72.036 | 0
22.05. | 5 | 742.0368 |  | 669.0188 | 0 | 1.81 | 71.208 | 0
22.05. | 6 | 746.2695 |  | 671.7325 | 0 | 4.525 | 70.012 | 0
22.05. | 7 | 806.9061 |  | 729.5591 | 0 | 7.059 | 70.288 | 0
22.05. | 8 | 820.605 |  | 740.267 | 0 | 9.774 | 70.564 | 0
22.05. | 9 | 824.5331 |  | 743.0231 | 0 | 11.222 | 70.288 | 0
22.05. | 10 | 822.9988 |  | 741.0378 | 0 | 11.765 | 70.196 | 0
22.05. | 11 | 827.2753 |  | 743.0443 | 0 | 13.575 | 70.656 | 0
22.05. | 12 | 832.9155 |  | 746.2335 | 0 | 15.566 | 71.116 | 0
22.05. | 13 | 828.0804 |  | 741.0484 | 0 | 16.652 | 70.38 | 0
22.05. | 14 | 822.7085 |  | 736.6765 | 0 | 15.928 | 70.104 | 0
22.05. | 15 | 820.5711 |  | 735.8951 | 0 | 14.48 | 70.196 | 0
22.05. | 16 | 825.3036 |  | 741.0696 | 0 | 13.394 | 70.84 | 0
22.05. | 17 | 824.9735 |  | 742.2735 | 0 | 11.584 | 71.116 | 0
22.05. | 18 | 822.7622 |  | 741.8722 | 0 | 9.774 | 71.116 | 0
22.05. | 19 | 828.6054 |  | 750.6054 | 0 | 6.516 | 71.484 | 0
22.05. | 20 | 827.1438 |  | 750.5948 | 0 | 5.249 | 71.3 | 0
22.05. | 21 | 829.885 |  | 754.523 | 0 | 4.706 | 70.656 | 0
22.05. | 22 | 824.5509 |  | 750.9219 | 0 | 3.801 | 69.828 | 0
22.05. | 23 | 821.2019 |  | 747.7539 | 0 | 3.62 | 69.828 | 0
22.05. | 24 | 747.2215 |  | 673.3165 | 0 | 3.801 | 70.104 | 0
23.05. | 1 | 743.4546 |  | 669.7366 | 0 | 3.982 | 69.736 | 0
23.05. | 2 | 742.6809 |  | 670.1379 | 0 | 2.715 | 69.828 | 0
23.05. | 3 | 743.2662 |  | 670.5392 | 0 | 2.715 | 70.012 | 0
23.05. | 4 | 744.1351 |  | 670.9511 | 0 | 2.896 | 70.288 | 0
23.05. | 5 | 749.2355 |  | 675.6925 | 0 | 3.439 | 70.104 | 0
23.05. | 6 | 761.3719 |  | 687.5619 | 0 | 3.982 | 69.828 | 0
23.05. | 7 | 800.6732 |  | 726.7712 | 0 | 3.982 | 69.92 | 0
23.05. | 8 | 807.4167 |  | 735.0607 | 0 | 2.896 | 69.46 | 0
23.05. | 9 | 821.9187 |  | 750.8477 | 0 | 2.715 | 68.356 | 0
23.05. | 10 | 819.467 |  | 747.236 | 0 | 4.887 | 67.344 | 0
23.05. | 11 | 805.1489 |  | 732.4939 | 0 | 7.059 | 65.596 | 0
23.05. | 12 | 808.1176 |  | 733.7296 | 0 | 7.964 | 66.424 | 0
23.05. | 13 | 804.8245 |  | 730.9735 | 0 | 7.059 | 66.792 | 0
23.05. | 14 | 786.542 |  | 711.596 | 0 | 7.602 | 67.344 | 0
23.05. | 15 | 790.3371 |  | 712.0291 | 0 | 10.136 | 68.172 | 0
23.05. | 16 | 793.1154 |  | 711.6384 | 0 | 13.213 | 68.264 | 0
23.05. | 17 | 798.9351 |  | 715.1971 | 0 | 15.566 | 68.172 | 0
23.05. | 18 | 816.3932 |  | 729.0412 | 0 | 19.548 | 67.804 | 0
23.05. | 19 | 825.6838 |  | 733.8038 | 0 | 23.892 | 67.988 | 0
23.05. | 20 | 836.5547 |  | 745.3037 | 0 | 22.987 | 68.264 | 0
23.05. | 21 | 833.8261 |  | 745.2931 | 0 | 20.453 | 68.08 | 0
23.05. | 22 | 803.7578 |  | 718.7558 | 0 | 17.014 | 67.988 | 0
23.05. | 23 | 797.949 |  | 717.193 | 0 | 12.308 | 68.448 | 0
23.05. | 24 | 748.7456 |  | 668.8916 | 0 | 11.222 | 68.632 | 0
24.05. | 1 | 750.8449 |  | 666.9169 | 0 | 15.204 | 68.724 | 0
24.05. | 2 | 754.7574 |  | 666.4944 | 0 | 20.091 | 68.172 | 0
24.05. | 3 | 758.5238 |  | 667.2758 | 0 | 23.168 | 68.08 | 0
24.05. | 4 | 759.6219 |  | 667.6559 | 0 | 24.254 | 67.712 | 0
24.05. | 5 | 761.6099 |  | 668.3949 | 0 | 26.607 | 66.608 | 0
24.05. | 6 | 769.5435 |  | 676.3255 | 0 | 26.426 | 66.792 | 0
24.05. | 7 | 806.5136 |  | 719.5266 | 0 | 19.367 | 67.62 | 0
24.05. | 8 | 813.9467 |  | 719.9067 | 0 | 26.788 | 67.252 | 0
24.05. | 9 | 838.3226 |  | 717.9426 | 0 | 52.852 | 67.528 | 0
24.05. | 10 | 825.6939 |  | 712.0079 | 0 | 45.974 | 67.712 | 0
24.05. | 11 | 823.4979 |  | 712.7999 | 0 | 43.078 | 67.62 | 0
24.05. | 12 | 814.6237 |  | 708.8187 | 0 | 38.553 | 67.252 | 0
24.05. | 13 | 803.1272 |  | 699.6842 | 0 | 36.743 | 66.7 | 0
24.05. | 14 | 799.1039 |  | 696.1149 | 0 | 36.381 | 66.608 | 0
24.05. | 15 | 803.2553 |  | 698.5333 | 0 | 37.286 | 67.436 | 0
24.05. | 16 | 795.7574 |  | 698.9134 | 0 | 29.684 | 67.16 | 0
24.05. | 17 | 797.9116 |  | 700.5186 | 0 | 29.865 | 67.528 | 0
24.05. | 18 | 796.0294 |  | 702.0814 | 0 | 26.788 | 67.16 | 0
24.05. | 19 | 806.7749 |  | 712.7469 | 0 | 27.512 | 66.516 | 0
24.05. | 20 | 805.2745 |  | 715.1335 | 0 | 23.349 | 66.792 | 0
24.05. | 21 | 803.0508 |  | 713.1058 | 0 | 24.073 | 65.872 | 0
24.05. | 22 | 806.0848 |  | 717.1188 | 0 | 22.082 | 66.884 | 0
24.05. | 23 | 815.5181 |  | 717.5731 | 0 | 29.865 | 68.08 | 0
24.05. | 24 | 759.8813 |  | 666.9063 | 0 | 24.435 | 68.54 | 0
25.05. | 1 | 752.3782 |  | 662.5662 | 0 | 20.996 | 68.816 | 0
25.05. | 2 | 761.6097 |  | 666.1037 | 0 | 27.15 | 68.356 | 0
25.05. | 3 | 761.649 |  | 666.505 | 0 | 26.788 | 68.356 | 0
25.05. | 4 | 761.8451 |  | 666.8851 | 0 | 26.788 | 68.172 | 0
25.05. | 5 | 759.2596 |  | 666.4096 | 0 | 26.426 | 66.424 | 0
25.05. | 6 | 756.1992 |  | 675.9242 | 0 | 13.575 | 66.7 | 0
25.05. | 7 | 786.4876 |  | 710.8146 | 0 | 8.145 | 67.528 | 0
25.05. | 8 | 797.2272 |  | 721.9132 | 0 | 7.602 | 67.712 | 0
25.05. | 9 | 806.9411 |  | 734.0991 | 0 | 6.878 | 65.964 | 0
25.05. | 10 | 792.9526 |  | 724.1196 | 0 | 4.525 | 64.308 | 0
25.05. | 11 | 795.407 |  | 725.746 | 0 | 4.525 | 65.136 | 0
25.05. | 12 | 799.8571 |  | 728.5551 | 0 | 5.43 | 65.872 | 0
25.05. | 13 | 800.4513 |  | 727.7843 | 0 | 6.335 | 66.332 | 0
25.05. | 14 | 778.5102 |  | 702.8522 | 0 | 9.05 | 66.608 | 0
25.05. | 15 | 776.8713 |  | 697.6883 | 0 | 12.851 | 66.332 | 0
25.05. | 16 | 773.685 |  | 693.327 | 0 | 14.118 | 66.24 | 0
25.05. | 17 | 772.2929 |  | 693.7389 | 0 | 11.946 | 66.608 | 0
25.05. | 18 | 776.7341 |  | 697.7201 | 0 | 11.946 | 67.068 | 0
25.05. | 19 | 791.9122 |  | 714.0462 | 0 | 9.05 | 68.816 | 0
25.05. | 20 | 809.809 |  | 735.462 | 0 | 4.887 | 69.46 | 0
25.05. | 21 | 808.6461 |  | 735.8421 | 0 | 3.62 | 69.184 | 0
25.05. | 22 | 787.5566 |  | 716.4646 | 0 | 1.448 | 69.644 | 0
25.05. | 23 | 782.5917 |  | 710.5087 | 0 | 2.715 | 69.368 | 0
25.05. | 24 | 737.5199 |  | 664.5409 | 0 | 4.163 | 68.816 | 0
26.05. | 1 | 742.5449 |  | 668.5539 | 0 | 4.163 | 69.828 | 0
26.05. | 2 | 739.0181 |  | 666.9381 | 0 | 2.896 | 69.184 | 0
26.05. | 3 | 738.4751 |  | 666.9381 | 0 | 2.353 | 69.184 | 0
26.05. | 4 | 745.4884 |  | 672.9364 | 0 | 2.172 | 70.38 | 0
26.05. | 5 | 750.4214 |  | 677.6884 | 0 | 2.353 | 70.38 | 0
26.05. | 6 | 759.4457 |  | 686.8017 | 0 | 2.172 | 70.472 | 0
26.05. | 7 | 789.6473 |  | 716.9083 | 0 | 1.991 | 70.748 | 0
26.05. | 8 | 786.0117 |  | 713.7297 | 0 | 1.81 | 70.472 | 0
26.05. | 9 | 774.687 |  | 704.521 | 0 | 1.81 | 68.356 | 0
26.05. | 10 | 772.7756 |  | 702.8946 | 0 | 2.353 | 67.528 | 0
26.05. | 11 | 779.6695 |  | 706.5805 | 0 | 3.077 | 70.012 | 0
26.05. | 12 | 779.5125 |  | 705.7885 | 0 | 3.62 | 70.104 | 0
26.05. | 13 | 772.3966 |  | 699.0406 | 0 | 3.62 | 69.736 | 0
26.05. | 14 | 768.5632 |  | 694.2992 | 0 | 4.344 | 69.92 | 0
26.05. | 15 | 774.5686 |  | 699.0406 | 0 | 5.792 | 69.736 | 0
26.05. | 16 | 774.3013 |  | 697.0553 | 0 | 7.602 | 69.644 | 0
26.05. | 17 | 770.9419 |  | 695.4289 | 0 | 6.697 | 68.816 | 0
26.05. | 18 | 774.6833 |  | 700.1703 | 0 | 5.973 | 68.54 | 0
26.05. | 19 | 782.6696 |  | 706.9606 | 0 | 5.973 | 69.736 | 0
26.05. | 20 | 796.1183 |  | 718.4923 | 0 | 6.878 | 70.748 | 0
26.05. | 21 | 799.5504 |  | 722.0934 | 0 | 5.973 | 71.484 | 0
26.05. | 22 | 802.0169 |  | 724.0999 | 0 | 5.973 | 71.944 | 0
26.05. | 23 | 797.5317 |  | 718.5347 | 0 | 7.421 | 71.576 | 0
26.05. | 24 | 752.4948 |  | 673.0318 | 0 | 7.059 | 72.404 | 0
27.05. | 1 | 749.3043 |  | 670.2863 | 0 | 6.154 | 72.864 | 0
27.05. | 2 | 747.1637 |  | 668.6917 | 0 | 5.792 | 72.68 | 0
27.05. | 3 | 742.4134 |  | 665.8614 | 0 | 5.068 | 71.484 | 0
27.05. | 4 | 740.5443 |  | 663.8973 | 0 | 4.887 | 71.76 | 0
27.05. | 5 | 742.5143 |  | 664.6893 | 0 | 5.973 | 71.852 | 0
27.05. | 6 | 749.9667 |  | 672.5987 | 0 | 5.792 | 71.576 | 0
27.05. | 7 | 803.524 |  | 726.064 | 0 | 5.792 | 71.668 | 0
27.05. | 8 | 809.9233 |  | 732.0093 | 0 | 6.154 | 71.76 | 0
27.05. | 9 | 811.2462 |  | 732.4212 | 0 | 6.697 | 72.128 | 0
27.05. | 10 | 800.2954 |  | 722.0404 | 0 | 7.783 | 70.472 | 0
27.05. | 11 | 801.2543 |  | 719.2843 | 0 | 11.222 | 70.748 | 0
27.05. | 12 | 806.2011 |  | 716.0951 | 0 | 19.91 | 70.196 | 0
27.05. | 13 | 815.8092 |  | 716.4752 | 0 | 29.322 | 70.012 | 0
27.05. | 14 | 824.5558 |  | 714.9018 | 0 | 39.458 | 70.196 | 0
27.05. | 15 | 840.2034 |  | 715.7044 | 0 | 54.119 | 70.38 | 0
27.05. | 16 | 856.7343 |  | 721.7133 | 0 | 63.169 | 71.852 | 0
27.05. | 17 | 867.3636 |  | 722.1146 | 0 | 73.305 | 71.944 | 0
27.05. | 18 | 877.0706 |  | 727.6586 | 0 | 77.468 | 71.944 | 0
27.05. | 19 | 881.6463 |  | 733.5933 | 0 | 76.201 | 71.852 | 0
27.05. | 20 | 880.5279 |  | 738.3559 | 0 | 70.228 | 71.944 | 0
27.05. | 21 | 882.6512 |  | 745.0932 | 0 | 65.522 | 72.036 | 0
27.05. | 22 | 876.5751 |  | 741.5451 | 0 | 62.626 | 72.404 | 0
27.05. | 23 | 870.7663 |  | 739.9823 | 0 | 57.92 | 72.864 | 0
27.05. | 24 | 807.7112 |  | 677.8262 | 0 | 56.653 | 73.232 | 0
28.05. | 1 | 799.5563 |  | 672.6623 | 0 | 53.938 | 72.956 | 0
28.05. | 2 | 795.3265 |  | 670.2545 | 0 | 52.852 | 72.22 | 0
28.05. | 3 | 796.6044 |  | 672.2504 | 0 | 51.766 | 72.588 | 0
28.05. | 4 | 794.6977 |  | 671.0677 | 0 | 51.042 | 72.588 | 0
28.05. | 5 | 787.3442 |  | 669.0612 | 0 | 46.155 | 72.128 | 0
28.05. | 6 | 788.8261 |  | 673.4331 | 0 | 42.897 | 72.496 | 0
28.05. | 7 | 829.7077 |  | 719.3797 | 0 | 37.648 | 72.68 | 0
28.05. | 8 | 825.6614 |  | 722.9384 | 0 | 30.227 | 72.496 | 0
28.05. | 9 | 823.4914 |  | 726.1064 | 0 | 24.797 | 72.588 | 0
28.05. | 10 | 814.0633 |  | 720.1293 | 0 | 22.082 | 71.852 | 0
28.05. | 11 | 810.0281 |  | 717.7321 | 0 | 20.996 | 71.3 | 0
28.05. | 12 | 817.2899 |  | 721.7239 | 0 | 23.53 | 72.036 | 0
28.05. | 13 | 817.258 |  | 720.52 | 0 | 24.978 | 71.76 | 0
28.05. | 14 | 810.4086 |  | 711.7126 | 0 | 28.96 | 69.736 | 0
28.05. | 15 | 816.9219 |  | 713.6979 | 0 | 33.304 | 69.92 | 0
28.05. | 16 | 826.4019 |  | 714.4899 | 0 | 41.992 | 69.92 | 0
28.05. | 17 | 840.2677 |  | 721.6497 | 0 | 48.146 | 70.472 | 0
28.05. | 18 | 842.0253 |  | 724.0363 | 0 | 47.241 | 70.748 | 0
28.05. | 19 | 845.5736 |  | 728.3976 | 0 | 46.336 | 70.84 | 0
28.05. | 20 | 845.3718 |  | 730.7418 | 0 | 44.526 | 70.104 | 0
28.05. | 21 | 841.5634 |  | 731.5444 | 0 | 39.639 | 70.38 | 0
28.05. | 22 | 836.939 |  | 732.347 | 0 | 34.028 | 70.564 | 0
28.05. | 23 | 828.6036 |  | 729.9816 | 0 | 27.874 | 70.748 | 0
28.05. | 24 | 762.1639 |  | 668.6069 | 0 | 22.625 | 70.932 | 0
29.05. | 1 | 764.5491 |  | 671.0571 | 0 | 20.996 | 72.496 | 0
29.05. | 2 | 764.2264 |  | 671.4584 | 0 | 20.272 | 72.496 | 0
29.05. | 3 | 759.3572 |  | 669.8532 | 0 | 17.376 | 72.128 | 0
29.05. | 4 | 753.7427 |  | 667.0547 | 0 | 15.204 | 71.484 | 0
29.05. | 5 | 751.4933 |  | 664.6363 | 0 | 16.109 | 70.748 | 0
29.05. | 6 | 762.3024 |  | 676.1574 | 0 | 14.661 | 71.484 | 0
29.05. | 7 | 818.3811 |  | 735.9481 | 0 | 11.041 | 71.392 | 0
29.05. | 8 | 825.0299 |  | 745.4839 | 0 | 7.602 | 71.944 | 0
29.05. | 9 | 824.0406 |  | 746.6666 | 0 | 5.43 | 71.944 | 0
29.05. | 10 | 824.0982 |  | 748.2612 | 0 | 3.801 | 72.036 | 0
29.05. | 11 | 821.2665 |  | 744.7025 | 0 | 4.344 | 72.22 | 0
29.05. | 12 | 818.2053 |  | 739.9293 | 0 | 6.516 | 71.76 | 0
29.05. | 13 | 819.5487 |  | 736.7507 | 0 | 11.222 | 71.576 | 0
29.05. | 14 | 824.1669 |  | 735.1349 | 0 | 18.1 | 70.932 | 0
29.05. | 15 | 831.7949 |  | 736.7719 | 0 | 22.987 | 72.036 | 0
29.05. | 16 | 834.3786 |  | 736.3706 | 0 | 26.064 | 71.944 | 0
29.05. | 17 | 833.9889 |  | 732.8119 | 0 | 29.141 | 72.036 | 0
29.05. | 18 | 839.6909 |  | 735.9799 | 0 | 31.675 | 72.036 | 0
29.05. | 19 | 833.0557 |  | 735.9587 | 0 | 25.521 | 71.576 | 0
29.05. | 20 | 838.5631 |  | 739.1161 | 0 | 28.055 | 71.392 | 0
29.05. | 21 | 841.0291 |  | 738.3241 | 0 | 31.313 | 71.392 | 0
29.05. | 22 | 848.913 |  | 746.656 | 0 | 30.589 | 71.668 | 0
29.05. | 23 | 843.8168 |  | 740.2988 | 0 | 32.218 | 71.3 | 0
29.05. | 24 | 777.361 |  | 672.208 | 0 | 33.485 | 71.668 | 0
30.05. | 1 | 772.0027 |  | 667.8467 | 0 | 32.58 | 71.576 | 0
30.05. | 2 | 775.3532 |  | 670.6452 | 0 | 32.58 | 72.128 | 0
30.05. | 3 | 776.3445 |  | 672.6305 | 0 | 31.494 | 72.22 | 0
30.05. | 4 | 773.1179 |  | 671.0359 | 0 | 30.046 | 72.036 | 0
30.05. | 5 | 769.0031 |  | 671.0041 | 0 | 26.607 | 71.392 | 0
30.05. | 6 | 775.5149 |  | 682.8629 | 0 | 21.72 | 70.932 | 0
30.05. | 7 | 816.1804 |  | 726.0534 | 0 | 18.643 | 71.484 | 0
30.05. | 8 | 819.9327 |  | 732.7907 | 0 | 15.566 | 71.576 | 0
30.05. | 9 | 832.3033 |  | 747.0573 | 0 | 13.394 | 71.852 | 0
30.05. | 10 | 830.994 |  | 746.656 | 0 | 12.67 | 71.668 | 0
30.05. | 11 | 830.7722 |  | 745.8852 | 0 | 12.851 | 72.036 | 0
30.05. | 12 | 828.663 |  | 742.696 | 0 | 14.299 | 71.668 | 0
30.05. | 13 | 820.9843 |  | 735.1243 | 0 | 15.204 | 70.656 | 0
30.05. | 14 | 804.3125 |  | 714.5535 | 0 | 18.643 | 71.116 | 0
30.05. | 15 | 810.7232 |  | 715.7892 | 0 | 22.806 | 72.128 | 0
30.05. | 16 | 815.0222 |  | 717.3732 | 0 | 25.521 | 72.128 | 0
30.05. | 17 | 816.8688 |  | 719.7598 | 0 | 24.797 | 72.312 | 0
30.05. | 18 | 824.2787 |  | 725.7157 | 0 | 25.883 | 72.68 | 0
30.05. | 19 | 833.4719 |  | 734.4489 | 0 | 25.883 | 73.14 | 0
30.05. | 20 | 846.0853 |  | 748.6943 | 0 | 24.435 | 72.956 | 0
30.05. | 21 | 847.0526 |  | 751.4716 | 0 | 22.625 | 72.956 | 0
30.05. | 22 | 837.7358 |  | 742.7808 | 0 | 21.539 | 73.416 | 0
30.05. | 23 | 829.9397 |  | 736.0647 | 0 | 20.091 | 73.784 | 0
30.05. | 24 | 778.1501 |  | 682.1981 | 0 | 22.444 | 73.508 | 0
31.05. | 1 | 774.7148 |  | 677.0448 | 0 | 24.254 | 73.416 | 0
31.05. | 2 | 775.2652 |  | 676.2422 | 0 | 25.883 | 73.14 | 0
31.05. | 3 | 777.8959 |  | 677.4249 | 0 | 27.331 | 73.14 | 0
31.05. | 4 | 779.3036 |  | 680.1916 | 0 | 26.064 | 73.048 | 0
31.05. | 5 | 780.9059 |  | 682.9689 | 0 | 24.797 | 73.14 | 0
31.05. | 6 | 783.4666 |  | 689.6956 | 0 | 20.815 | 72.956 | 0
31.05. | 7 | 815.8763 |  | 728.8943 | 0 | 14.118 | 72.864 | 0
31.05. | 8 | 816.47 |  | 734.829 | 0 | 8.869 | 72.772 | 0
31.05. | 9 | 809.3064 |  | 731.6504 | 0 | 5.068 | 72.588 | 0
31.05. | 10 | 805.4641 |  | 728.0811 | 0 | 4.887 | 72.496 | 0
31.05. | 11 | 800.0588 |  | 722.1358 | 0 | 5.611 | 72.312 | 0
31.05. | 12 | 788.7487 |  | 709.7697 | 0 | 8.507 | 70.472 | 0
31.05. | 13 | 794.5422 |  | 709.4002 | 0 | 14.118 | 71.024 | 0
31.05. | 14 | 806.7244 |  | 714.2264 | 0 | 19.91 | 72.588 | 0
31.05. | 15 | 813.4983 |  | 713.8463 | 0 | 26.788 | 72.864 | 0
31.05. | 16 | 813.297 |  | 710.224 | 0 | 31.313 | 71.76 | 0
31.05. | 17 | 822.1064 |  | 714.9654 | 0 | 35.657 | 71.484 | 0
31.05. | 18 | 828.0124 |  | 720.5094 | 0 | 36.019 | 71.484 | 0
31.05. | 19 | 835.2549 |  | 726.4759 | 0 | 36.743 | 72.036 | 0
31.05. | 20 | 834.7272 |  | 728.4082 | 0 | 35.295 | 71.024 | 0
31.05. | 21 | 835.2042 |  | 730.7842 | 0 | 33.304 | 71.116 | 0
31.05. | 22 | 839.1234 |  | 733.9734 | 0 | 33.666 | 71.484 | 0
31.05. | 23 | 837.3139 |  | 727.2679 | 0 | 38.01 | 72.036 | 0
31.05. | 24 | 792.2814 |  | 681.7014 | 0 | 39.096 | 71.484 | 0
01.06. | 1 | 793.4008 |  | 682.5358 | 0 | 38.553 | 72.312 | 0
01.06. | 2 | 795.715 |  | 684.933 | 0 | 38.01 | 72.772 | 0
01.06. | 3 | 796.2444 |  | 684.9224 | 0 | 38.734 | 72.588 | 0
01.06. | 4 | 793.7178 |  | 684.1198 | 0 | 37.286 | 72.312 | 0
01.06. | 5 | 788.0237 |  | 683.6867 | 0 | 32.761 | 71.576 | 0
01.06. | 6 | 797.8051 |  | 693.1271 | 0 | 34.39 | 70.288 | 0
01.06. | 7 | 821.7649 |  | 711.3749 | 0 | 39.458 | 70.932 | 0
01.06. | 8 | 830.2588 |  | 724.4058 | 0 | 35.657 | 70.196 | 0
01.06. | 9 | 846.8925 |  | 742.9595 | 0 | 34.933 | 69 | 0
01.06. | 10 | 839.4702 |  | 735.3772 | 0 | 36.381 | 67.712 | 0
01.06. | 11 | 828.9012 |  | 725.8202 | 0 | 36.381 | 66.7 | 0
01.06. | 12 | 829.2073 |  | 725.4083 | 0 | 37.467 | 66.332 | 0
01.06. | 13 | 829.9736 |  | 725.8096 | 0 | 37.648 | 66.516 | 0
01.06. | 14 | 805.1046 |  | 699.6736 | 0 | 38.915 | 66.516 | 0
01.06. | 15 | 812.1107 |  | 698.5227 | 0 | 46.336 | 67.252 | 0
01.06. | 16 | 826.8649 |  | 696.9069 | 0 | 63.35 | 66.608 | 0
01.06. | 17 | 848.2222 |  | 701.3212 | 0 | 79.097 | 67.804 | 0
01.06. | 18 | 858.7912 |  | 710.8782 | 0 | 79.097 | 68.816 | 0
01.06. | 19 | 861.5678 |  | 718.8088 | 0 | 73.667 | 69.092 | 0
01.06. | 20 | 879.6164 |  | 737.0354 | 0 | 73.305 | 69.276 | 0
01.06. | 21 | 881.1386 |  | 738.6406 | 0 | 72.762 | 69.736 | 0
01.06. | 22 | 866.4976 |  | 722.0086 | 0 | 74.753 | 69.736 | 0
01.06. | 23 | 861.3997 |  | 723.2337 | 0 | 67.694 | 70.472 | 0
01.06. | 24 | 822.3976 |  | 687.2136 | 0 | 64.436 | 70.748 | 0
02.06. | 1 | 814.8599 |  | 683.6549 | 0 | 60.273 | 70.932 | 0
02.06. | 2 | 812.8506 |  | 682.4616 | 0 | 59.549 | 70.84 | 0
02.06. | 3 | 808.8335 |  | 679.7055 | 0 | 57.92 | 71.208 | 0
02.06. | 4 | 810.5953 |  | 679.7373 | 0 | 59.006 | 71.852 | 0
02.06. | 5 | 809.5956 |  | 681.7226 | 0 | 55.929 | 71.944 | 0
02.06. | 6 | 812.3536 |  | 687.2136 | 0 | 54.3 | 70.84 | 0
02.06. | 7 | 830.1703 |  | 707.4573 | 0 | 50.861 | 71.852 | 0
02.06. | 8 | 825.6463 |  | 713.7933 | 0 | 40.001 | 71.852 | 0
02.06. | 9 | 825.4376 |  | 719.7386 | 0 | 33.847 | 71.852 | 0
02.06. | 10 | 817.98 |  | 717.352 | 0 | 28.96 | 71.668 | 0
02.06. | 11 | 810.9049 |  | 711.3749 | 0 | 28.598 | 70.932 | 0
02.06. | 12 | 804.5523 |  | 705.7673 | 0 | 29.141 | 69.644 | 0
02.06. | 13 | 808.5017 |  | 708.9777 | 0 | 28.96 | 70.564 | 0
02.06. | 14 | 812.7149 |  | 711.3749 | 0 | 30.408 | 70.932 | 0
02.06. | 15 | 820.0558 |  | 710.2028 | 0 | 38.553 | 71.3 | 0
02.06. | 16 | 834.4411 |  | 712.1881 | 0 | 50.861 | 71.392 | 0
02.06. | 17 | 849.5912 |  | 714.9442 | 0 | 63.531 | 71.116 | 0
02.06. | 18 | 863.7604 |  | 723.6774 | 0 | 68.599 | 71.484 | 0
02.06. | 19 | 866.8473 |  | 728.8413 | 0 | 66.246 | 71.76 | 0
02.06. | 20 | 861.2724 |  | 728.4294 | 0 | 61.359 | 71.484 | 0
02.06. | 21 | 853.3022 |  | 727.6162 | 0 | 54.662 | 71.024 | 0
02.06. | 22 | 852.2345 |  | 728.8095 | 0 | 52.309 | 71.116 | 0
02.06. | 23 | 850.4124 |  | 728.4294 | 0 | 50.499 | 71.484 | 0
02.06. | 24 | 812.7255 |  | 692.3775 | 0 | 49.232 | 71.116 | 0
03.06. | 1 | 804.5318 |  | 689.6108 | 0 | 43.621 | 71.3 | 0
03.06. | 2 | 799.1139 |  | 689.9909 | 0 | 38.191 | 70.932 | 0
03.06. | 3 | 792.0816 |  | 687.2136 | 0 | 34.028 | 70.84 | 0
03.06. | 4 | 789.2222 |  | 689.6002 | 0 | 28.598 | 71.024 | 0
03.06. | 5 | 786.1729 |  | 693.1589 | 0 | 22.082 | 70.932 | 0
03.06. | 6 | 796.3376 |  | 703.0536 | 0 | 22.444 | 70.84 | 0
03.06. | 7 | 839.7569 |  | 743.8469 | 0 | 24.978 | 70.932 | 0
03.06. | 8 | 837.643 |  | 748.979 | 0 | 18.1 | 70.564 | 0
03.06. | 9 | 834.134 |  | 745.758 | 0 | 18.824 | 69.552 | 0
03.06. | 10 | 829.5583 |  | 739.8233 | 0 | 20.091 | 69.644 | 0
03.06. | 11 | 829.4223 |  | 738.2393 | 0 | 21.539 | 69.644 | 0
03.06. | 12 | 835.1483 |  | 739.8763 | 0 | 24.616 | 70.656 | 0
03.06. | 13 | 846.854 |  | 745.864 | 0 | 29.322 | 71.668 | 0
03.06. | 14 | 856.7922 |  | 744.3012 | 0 | 40.363 | 72.128 | 0
03.06. | 15 | 863.0184 |  | 742.7384 | 0 | 47.784 | 72.496 | 0
03.06. | 16 | 871.5469 |  | 745.4839 | 0 | 54.119 | 71.944 | 0
03.06. | 17 | 881.4129 |  | 745.4839 | 0 | 63.893 | 72.036 | 0
03.06. | 18 | 893.3987 |  | 749.4227 | 0 | 72.4 | 71.576 | 0
03.06. | 19 | 902.3686 |  | 757.7546 | 0 | 72.762 | 71.852 | 0
03.06. | 20 | 898.351 |  | 761.704 | 0 | 64.979 | 71.668 | 0
03.06. | 21 | 896.0905 |  | 764.5025 | 0 | 59.368 | 72.22 | 0
03.06. | 22 | 894.4145 |  | 762.9185 | 0 | 59.368 | 72.128 | 0
03.06. | 23 | 896.9389 |  | 759.0009 | 0 | 64.798 | 73.14 | 0
03.06. | 24 | 844.9965 |  | 701.9875 | 0 | 69.685 | 73.324 | 0
04.06. | 1 | 845.5138 |  | 701.5968 | 0 | 70.409 | 73.508 | 0
04.06. | 2 | 839.9987 |  | 697.9957 | 0 | 69.323 | 72.68 | 0
04.06. | 3 | 830.989 |  | 695.229 | 0 | 62.988 | 72.772 | 0
04.06. | 4 | 834.4537 |  | 695.6197 | 0 | 66.246 | 72.588 | 0
04.06. | 5 | 831.8878 |  | 694.4158 | 0 | 65.16 | 72.312 | 0
04.06. | 6 | 836.5629 |  | 699.5479 | 0 | 64.979 | 72.036 | 0
04.06. | 7 | 881.9114 |  | 749.8664 | 0 | 59.549 | 72.496 | 0
04.06. | 8 | 884.0901 |  | 754.2171 | 0 | 57.377 | 72.496 | 0
04.06. | 9 | 881.2235 |  | 749.4545 | 0 | 59.549 | 72.22 | 0
04.06. | 10 | 888.2301 |  | 751.8411 | 0 | 63.893 | 72.496 | 0
04.06. | 11 | 890.5482 |  | 750.6372 | 0 | 67.875 | 72.036 | 0
04.06. | 12 | 895.6355 |  | 748.6625 | 0 | 74.753 | 72.22 | 0
04.06. | 13 | 894.7525 |  | 744.7025 | 0 | 77.83 | 72.22 | 0
04.06. | 14 | 900.906 |  | 751.408 | 0 | 77.83 | 71.668 | 0
04.06. | 15 | 901.0326 |  | 750.6266 | 0 | 78.554 | 71.852 | 0
04.06. | 16 | 903.1428 |  | 750.6478 | 0 | 80.183 | 72.312 | 0
04.06. | 17 | 894.5359 |  | 748.6519 | 0 | 73.848 | 72.036 | 0
04.06. | 18 | 890.6021 |  | 748.6201 | 0 | 70.59 | 71.392 | 0
04.06. | 19 | 892.2776 |  | 756.1706 | 0 | 64.255 | 71.852 | 0
04.06. | 20 | 886.3726 |  | 756.9626 | 0 | 57.558 | 71.852 | 0
04.06. | 21 | 884.9281 |  | 759.7611 | 0 | 52.671 | 72.496 | 0
04.06. | 22 | 891.5742 |  | 771.2822 | 0 | 47.06 | 73.232 | 0
04.06. | 23 | 879.3767 |  | 764.5237 | 0 | 42.173 | 72.68 | 0
04.06. | 24 | 819.4003 |  | 704.2893 | 0 | 43.259 | 71.852 | 0
05.06. | 1 | 812.7641 |  | 697.9321 | 0 | 43.44 | 71.392 | 0
05.06. | 2 | 808.4819 |  | 697.9109 | 0 | 39.639 | 70.932 | 0
05.06. | 3 | 806.6489 |  | 695.5349 | 0 | 40.182 | 70.932 | 0
05.06. | 4 | 808.1649 |  | 696.3269 | 0 | 40.906 | 70.932 | 0
05.06. | 5 | 806.8979 |  | 696.3269 | 0 | 39.639 | 70.932 | 0
05.06. | 6 | 818.8249 |  | 709.0519 | 0 | 37.829 | 71.944 | 0
05.06. | 7 | 860.8662 |  | 753.8052 | 0 | 34.933 | 72.128 | 0
05.06. | 8 | 866.4265 |  | 758.1135 | 0 | 37.105 | 71.208 | 0
05.06. | 9 | 859.6778 |  | 755.3468 | 0 | 33.123 | 71.208 | 0
05.06. | 10 | 847.3087 |  | 750.9537 | 0 | 25.883 | 70.472 | 0
05.06. | 11 | 847.5639 |  | 752.5589 | 0 | 24.073 | 70.932 | 0
05.06. | 12 | 855.4849 |  | 756.5719 | 0 | 26.969 | 71.944 | 0
05.06. | 13 | 863.8265 |  | 759.7505 | 0 | 31.856 | 72.22 | 0
05.06. | 14 | 859.6716 |  | 754.5336 | 0 | 34.39 | 70.748 | 0
05.06. | 15 | 862.7862 |  | 753.7522 | 0 | 38.01 | 71.024 | 0
05.06. | 16 | 870.0554 |  | 756.9414 | 0 | 41.63 | 71.484 | 0
05.06. | 17 | 879.4123 |  | 760.5743 | 0 | 45.974 | 72.864 | 0
05.06. | 18 | 880.094 |  | 760.173 | 0 | 47.241 | 72.68 | 0
05.06. | 19 | 882.5217 |  | 765.3157 | 0 | 44.526 | 72.68 | 0
05.06. | 20 | 892.5954 |  | 772.0424 | 0 | 47.965 | 72.588 | 0
05.06. | 21 | 894.1532 |  | 769.6982 | 0 | 51.223 | 73.232 | 0
05.06. | 22 | 890.2686 |  | 765.7276 | 0 | 51.585 | 72.956 | 0
05.06. | 23 | 887.9762 |  | 767.3222 | 0 | 47.422 | 73.232 | 0
05.06. | 24 | 816.6183 |  | 699.5903 | 0 | 44.164 | 72.864 | 0
06.06. | 1 | 811.8616 |  | 693.6556 | 0 | 45.25 | 72.956 | 0
06.06. | 2 | 811.599 |  | 692.853 | 0 | 45.974 | 72.772 | 0
06.06. | 3 | 806.7006 |  | 688.0586 | 0 | 46.698 | 71.944 | 0
06.06. | 4 | 795.2486 |  | 684.0456 | 0 | 40.363 | 70.84 | 0
06.06. | 5 | 794.7422 |  | 686.4322 | 0 | 37.286 | 71.024 | 0
06.06. | 6 | 801.4696 |  | 698.2486 | 0 | 33.485 | 69.736 | 0
06.06. | 7 | 821.5508 |  | 721.2908 | 0 | 28.96 | 71.3 | 0
06.06. | 8 | 816.0572 |  | 720.4352 | 0 | 25.702 | 69.92 | 0
06.06. | 9 | 824.6384 |  | 732.2834 | 0 | 22.987 | 69.368 | 0
06.06. | 10 | 825.469 |  | 737.891 | 0 | 17.014 | 70.564 | 0
06.06. | 11 | 824.839 |  | 740.32 | 0 | 12.851 | 71.668 | 0
06.06. | 12 | 823.504 |  | 739.528 | 0 | 12.308 | 71.668 | 0
06.06. | 13 | 821.2907 |  | 735.9587 | 0 | 13.756 | 71.576 | 0
06.06. | 14 | 810.4282 |  | 719.7492 | 0 | 18.643 | 72.036 | 0
06.06. | 15 | 816.8396 |  | 716.5706 | 0 | 28.417 | 71.852 | 0
06.06. | 16 | 822.4632 |  | 710.2452 | 0 | 40.182 | 72.036 | 0
06.06. | 17 | 822.9758 |  | 708.6718 | 0 | 41.992 | 72.312 | 0
06.06. | 18 | 838.4538 |  | 724.5118 | 0 | 41.63 | 72.312 | 0
06.06. | 19 | 847.9939 |  | 733.6039 | 0 | 42.354 | 72.036 | 0
06.06. | 20 | 870.2406 |  | 754.5866 | 0 | 43.802 | 71.852 | 0
06.06. | 21 | 877.3963 |  | 755.7693 | 0 | 49.775 | 71.852 | 0
06.06. | 22 | 862.5016 |  | 746.6666 | 0 | 43.983 | 71.852 | 0
06.06. | 23 | 852.3802 |  | 743.5092 | 0 | 36.743 | 72.128 | 0
06.06. | 24 | 797.1682 |  | 699.1572 | 0 | 25.883 | 72.128 | 0
07.06. | 1 | 778.6033 |  | 687.6573 | 0 | 19.186 | 71.76 | 0
07.06. | 2 | 775.4959 |  | 686.0839 | 0 | 17.376 | 72.036 | 0
07.06. | 3 | 767.6743 |  | 680.5293 | 0 | 15.385 | 71.76 | 0
07.06. | 4 | 763.9559 |  | 678.1639 | 0 | 13.756 | 72.036 | 0
07.06. | 5 | 762.2453 |  | 677.3613 | 0 | 13.032 | 71.852 | 0
07.06. | 6 | 770.7884 |  | 686.4534 | 0 | 12.851 | 71.484 | 0
07.06. | 7 | 804.8412 |  | 718.9572 | 0 | 13.756 | 72.128 | 0
07.06. | 8 | 808.8358 |  | 722.8748 | 0 | 14.661 | 71.3 | 0
07.06. | 9 | 802.1981 |  | 716.8871 | 0 | 15.023 | 70.288 | 0
07.06. | 10 | 807.1049 |  | 717.7109 | 0 | 18.462 | 70.932 | 0
07.06. | 11 | 809.0954 |  | 714.9124 | 0 | 23.711 | 70.472 | 0
07.06. | 12 | 818.3175 |  | 715.3455 | 0 | 31.856 | 71.116 | 0
07.06. | 13 | 825.0684 |  | 712.5894 | 0 | 41.087 | 71.392 | 0
07.06. | 14 | 822.5205 |  | 701.8285 | 0 | 50.68 | 70.012 | 0
07.06. | 15 | 824.7605 |  | 702.6205 | 0 | 52.128 | 70.012 | 0
07.06. | 16 | 827.1353 |  | 706.6123 | 0 | 49.775 | 70.748 | 0
07.06. | 17 | 829.1723 |  | 711.3643 | 0 | 47.06 | 70.748 | 0
07.06. | 18 | 841.2657 |  | 727.2467 | 0 | 42.535 | 71.484 | 0
07.06. | 19 | 837.6477 |  | 730.4147 | 0 | 35.657 | 71.576 | 0
07.06. | 20 | 835.9586 |  | 732.3576 | 0 | 32.761 | 70.84 | 0
07.06. | 21 | 831.2662 |  | 732.3682 | 0 | 27.874 | 71.024 | 0
07.06. | 22 | 820.9514 |  | 727.5844 | 0 | 22.987 | 70.38 | 0
07.06. | 23 | 814.9836 |  | 722.0616 | 0 | 22.082 | 70.84 | 0
07.06. | 24 | 775.3003 |  | 679.7373 | 0 | 23.711 | 71.852 | 0
08.06. | 1 | 770.8727 |  | 675.7667 | 0 | 23.53 | 71.576 | 0
08.06. | 2 | 773.3204 |  | 673.7814 | 0 | 28.055 | 71.484 | 0
08.06. | 3 | 778.2581 |  | 679.7161 | 0 | 27.15 | 71.392 | 0
08.06. | 4 | 771.0814 |  | 679.3254 | 0 | 20.272 | 71.484 | 0
08.06. | 5 | 768.7467 |  | 680.5187 | 0 | 16.652 | 71.576 | 0
08.06. | 6 | 784.2848 |  | 694.4158 | 0 | 17.557 | 72.312 | 0
08.06. | 7 | 806.9808 |  | 714.2158 | 0 | 20.453 | 72.312 | 0
08.06. | 8 | 811.8505 |  | 719.3585 | 0 | 20.272 | 72.22 | 0
08.06. | 9 | 834.0008 |  | 741.1438 | 0 | 20.453 | 72.404 | 0
08.06. | 10 | 825.7089 |  | 737.5639 | 0 | 16.109 | 72.036 | 0
08.06. | 11 | 823.1472 |  | 734.0052 | 0 | 17.014 | 72.128 | 0
08.06. | 12 | 824.7072 |  | 726.8772 | 0 | 25.702 | 72.128 | 0
08.06. | 13 | 826.6413 |  | 720.1293 | 0 | 34.752 | 71.76 | 0
08.06. | 14 | 802.7025 |  | 691.5855 | 0 | 40.001 | 71.116 | 0
08.06. | 15 | 801.8153 |  | 689.9803 | 0 | 41.087 | 70.748 | 0
08.06. | 16 | 804.0694 |  | 693.5814 | 0 | 39.096 | 71.392 | 0
08.06. | 17 | 802.049 |  | 698.344 | 0 | 32.037 | 71.668 | 0
08.06. | 18 | 803.1496 |  | 704.6906 | 0 | 26.607 | 71.852 | 0
08.06. | 19 | 806.5644 |  | 713.4344 | 0 | 20.634 | 72.496 | 0
08.06. | 20 | 820.2794 |  | 730.8584 | 0 | 16.833 | 72.588 | 0
08.06. | 21 | 815.6048 |  | 729.2638 | 0 | 13.937 | 72.404 | 0
08.06. | 22 | 794.294 |  | 712.653 | 0 | 8.869 | 72.772 | 0
08.06. | 23 | 783.84 |  | 704.733 | 0 | 6.335 | 72.772 | 0
08.06. | 24 | 759.9685 |  | 681.3955 | 0 | 5.249 | 73.324 | 0
09.06. | 1 | 761.5661 |  | 682.9901 | 0 | 5.068 | 73.508 | 0
09.06. | 2 | 759.8629 |  | 681.3849 | 0 | 5.43 | 73.048 | 0
09.06. | 3 | 759.0756 |  | 681.7756 | 0 | 4.344 | 72.956 | 0
09.06. | 4 | 761.8769 |  | 683.7609 | 0 | 5.068 | 73.048 | 0
09.06. | 5 | 768.9174 |  | 690.5194 | 0 | 4.706 | 73.692 | 0
09.06. | 6 | 780.2089 |  | 700.4459 | 0 | 5.611 | 74.152 | 0
09.06. | 7 | 808.9605 |  | 727.3845 | 0 | 7.24 | 74.336 | 0
09.06. | 8 | 810.6622 |  | 729.3592 | 0 | 7.059 | 74.244 | 0
09.06. | 9 | 811.2413 |  | 728.9473 | 0 | 8.326 | 73.968 | 0
09.06. | 10 | 805.1889 |  | 723.3609 | 0 | 8.688 | 73.14 | 0
09.06. | 11 | 804.1296 |  | 720.5836 | 0 | 10.498 | 73.048 | 0
09.06. | 12 | 803.5737 |  | 715.4197 | 0 | 15.566 | 72.588 | 0
09.06. | 13 | 798.1773 |  | 709.0413 | 0 | 17.376 | 71.76 | 0
09.06. | 14 | 799.3869 |  | 708.9989 | 0 | 19.548 | 70.84 | 0
09.06. | 15 | 804.8713 |  | 709.7803 | 0 | 24.435 | 70.656 | 0
09.06. | 16 | 815.0123 |  | 712.2093 | 0 | 30.951 | 71.852 | 0
09.06. | 17 | 824.8412 |  | 715.7892 | 0 | 36.924 | 72.128 | 0
09.06. | 18 | 839.4345 |  | 725.7475 | 0 | 40.363 | 73.324 | 0
09.06. | 19 | 843.4321 |  | 728.9261 | 0 | 40.906 | 73.6 | 0
09.06. | 20 | 848.7815 |  | 733.7205 | 0 | 40.725 | 74.336 | 0
09.06. | 21 | 850.0008 |  | 737.2898 | 0 | 38.191 | 74.52 | 0
09.06. | 22 | 846.8951 |  | 736.8991 | 0 | 35.476 | 74.52 | 0
09.06. | 23 | 845.0374 |  | 730.9644 | 0 | 39.277 | 74.796 | 0
09.06. | 24 | 812.3557 |  | 698.1017 | 0 | 39.458 | 74.796 | 0
10.06. | 1 | 808.4501 |  | 694.9231 | 0 | 38.915 | 74.612 | 0
10.06. | 2 | 809.6931 |  | 695.7151 | 0 | 39.458 | 74.52 | 0
10.06. | 3 | 807.4091 |  | 693.3391 | 0 | 39.458 | 74.612 | 0
10.06. | 4 | 805.7692 |  | 691.3432 | 0 | 40.182 | 74.244 | 0
10.06. | 5 | 803.3576 |  | 692.9166 | 0 | 36.381 | 74.06 | 0
10.06. | 6 | 805.041 |  | 693.698 | 0 | 37.467 | 73.876 | 0
10.06. | 7 | 807.1658 |  | 700.0658 | 0 | 32.58 | 74.52 | 0
10.06. | 8 | 802.5545 |  | 698.0805 | 0 | 30.046 | 74.428 | 0
10.06. | 9 | 798.1813 |  | 694.8913 | 0 | 29.322 | 73.968 | 0
10.06. | 10 | 791.3688 |  | 689.7168 | 0 | 28.236 | 73.416 | 0
10.06. | 11 | 794.2962 |  | 688.1222 | 0 | 32.942 | 73.232 | 0
10.06. | 12 | 805.1493 |  | 691.7233 | 0 | 39.458 | 73.968 | 0
10.06. | 13 | 814.7423 |  | 691.7233 | 0 | 49.051 | 73.968 | 0
10.06. | 14 | 824.5702 |  | 688.9672 | 0 | 61.359 | 74.244 | 0
10.06. | 15 | 831.9111 |  | 687.7951 | 0 | 69.504 | 74.612 | 0
10.06. | 16 | 836.8708 |  | 689.7698 | 0 | 72.581 | 74.52 | 0
10.06. | 17 | 834.6612 |  | 690.5512 | 0 | 69.866 | 74.244 | 0
10.06. | 18 | 837.6252 |  | 691.3432 | 0 | 72.038 | 74.244 | 0
10.06. | 19 | 840.8565 |  | 694.1205 | 0 | 72.4 | 74.336 | 0
10.06. | 20 | 834.6862 |  | 696.0952 | 0 | 64.255 | 74.336 | 0
10.06. | 21 | 831.0422 |  | 696.8872 | 0 | 59.911 | 74.244 | 0
10.06. | 22 | 823.2409 |  | 695.6939 | 0 | 53.395 | 74.152 | 0
10.06. | 23 | 814.9055 |  | 693.3285 | 0 | 47.241 | 74.336 | 0
10.06. | 24 | 800.3246 |  | 684.9966 | 0 | 41.268 | 74.06 | 0
11.06. | 1 | 790.2138 |  | 682.5888 | 0 | 34.209 | 73.416 | 0
11.06. | 2 | 790.3404 |  | 681.8074 | 0 | 34.933 | 73.6 | 0
11.06. | 3 | 788.1454 |  | 679.4314 | 0 | 35.114 | 73.6 | 0
11.06. | 4 | 788.8741 |  | 680.6141 | 0 | 34.752 | 73.508 | 0
11.06. | 5 | 787.6249 |  | 679.0089 | 0 | 35.476 | 73.14 | 0
11.06. | 6 | 790.4116 |  | 684.1516 | 0 | 33.304 | 72.956 | 0
11.06. | 7 | 818.506 |  | 713.498 | 0 | 31.132 | 73.876 | 0
11.06. | 8 | 815.271 |  | 715.874 | 0 | 25.521 | 73.876 | 0
11.06. | 9 | 803.5804 |  | 709.5274 | 0 | 20.453 | 73.6 | 0
11.06. | 10 | 787.6024 |  | 699.1784 | 0 | 15.928 | 72.496 | 0
11.06. | 11 | 789.4928 |  | 701.5968 | 0 | 14.48 | 73.416 | 0
11.06. | 12 | 791.7825 |  | 701.9875 | 0 | 16.471 | 73.324 | 0
11.06. | 13 | 793.7082 |  | 699.2102 | 0 | 21.358 | 73.14 | 0
11.06. | 14 | 807.8769 |  | 705.1449 | 0 | 29.684 | 73.048 | 0
11.06. | 15 | 817.7503 |  | 704.3423 | 0 | 40.544 | 72.864 | 0
11.06. | 16 | 827.482 |  | 703.941 | 0 | 50.861 | 72.68 | 0
11.06. | 17 | 832.8863 |  | 703.5503 | 0 | 56.472 | 72.864 | 0
11.06. | 18 | 845.8261 |  | 711.5021 | 0 | 60.816 | 73.508 | 0
11.06. | 19 | 846.6589 |  | 713.0649 | 0 | 60.454 | 73.14 | 0
11.06. | 20 | 842.7278 |  | 711.0478 | 0 | 59.368 | 72.312 | 0
11.06. | 21 | 845.2203 |  | 715.4303 | 0 | 56.834 | 72.956 | 0
11.06. | 22 | 851.5615 |  | 725.7475 | 0 | 52.49 | 73.324 | 0
11.06. | 23 | 855.9122 |  | 729.3592 | 0 | 52.309 | 74.244 | 0
11.06. | 24 | 816.7093 |  | 692.5153 | 0 | 50.318 | 73.876 | 0
12.06. | 1 | 813.3393 |  | 690.1393 | 0 | 49.232 | 73.968 | 0
12.06. | 2 | 804.5862 |  | 680.1492 | 0 | 52.309 | 72.128 | 0
12.06. | 3 | 802.564 |  | 674.531 | 0 | 57.377 | 70.656 | 0
12.06. | 4 | 807.7707 |  | 674.1297 | 0 | 63.169 | 70.472 | 0
12.06. | 5 | 806.1914 |  | 673.7284 | 0 | 62.083 | 70.38 | 0
12.06. | 6 | 807.0823 |  | 680.4233 | 0 | 57.015 | 69.644 | 0
12.06. | 7 | 859.6886 |  | 738.6406 | 0 | 51.404 | 69.644 | 0
12.06. | 8 | 855.3681 |  | 744.5541 | 0 | 41.63 | 69.184 | 0
12.06. | 9 | 851.7501 |  | 747.7221 | 0 | 34.752 | 69.276 | 0
12.06. | 10 | 845.0014 |  | 744.9554 | 0 | 30.77 | 69.276 | 0
12.06. | 11 | 837.6323 |  | 739.7703 | 0 | 29.322 | 68.54 | 0
12.06. | 12 | 842.6615 |  | 742.1675 | 0 | 31.494 | 69 | 0
12.06. | 13 | 839.537 |  | 737.785 | 0 | 33.304 | 68.448 | 0
12.06. | 14 | 844.8137 |  | 741.3437 | 0 | 35.114 | 68.356 | 0
12.06. | 15 | 856.0226 |  | 744.1316 | 0 | 43.259 | 68.632 | 0
12.06. | 16 | 868.7606 |  | 744.9236 | 0 | 55.205 | 68.632 | 0
12.06. | 17 | 878.2782 |  | 744.9342 | 0 | 64.436 | 68.908 | 0
12.06. | 18 | 883.5712 |  | 746.5182 | 0 | 68.237 | 68.816 | 0
12.06. | 19 | 887.2189 |  | 750.0769 | 0 | 68.418 | 68.724 | 0
12.06. | 20 | 886.645 |  | 755.209 | 0 | 62.988 | 68.448 | 0
12.06. | 21 | 882.6736 |  | 755.9586 | 0 | 59.187 | 67.528 | 0
12.06. | 22 | 877.3492 |  | 755.9692 | 0 | 53.576 | 67.804 | 0
12.06. | 23 | 871.1255 |  | 753.2555 | 0 | 48.87 | 69 | 0
12.06. | 24 | 802.291 |  | 684.774 | 0 | 47.965 | 69.552 | 0
13.06. | 1 | 801.1276 |  | 681.6166 | 0 | 49.775 | 69.736 | 0
13.06. | 2 | 798.5943 |  | 677.2023 | 0 | 52.852 | 68.54 | 0
13.06. | 3 | 800.1444 |  | 674.4144 | 0 | 57.558 | 68.172 | 0
13.06. | 4 | 803.2956 |  | 676.0196 | 0 | 58.644 | 68.632 | 0
13.06. | 5 | 807.1196 |  | 678.3956 | 0 | 60.092 | 68.632 | 0
13.06. | 6 | 811.3793 |  | 689.0823 | 0 | 53.757 | 68.54 | 0
13.06. | 7 | 828.6631 |  | 716.7811 | 0 | 43.802 | 68.08 | 0
13.06. | 8 | 819.3829 |  | 720.7199 | 0 | 30.951 | 67.712 | 0
13.06. | 9 | 840.1779 |  | 746.8559 | 0 | 25.702 | 67.62 | 0
13.06. | 10 | 825.6383 |  | 742.0933 | 0 | 16.109 | 67.436 | 0
13.06. | 11 | 829.6908 |  | 748.8518 | 0 | 12.851 | 67.988 | 0
13.06. | 12 | 830.896 |  | 748.873 | 0 | 13.575 | 68.448 | 0
13.06. | 13 | 823.6228 |  | 740.0868 | 0 | 16.652 | 66.884 | 0
13.06. | 14 | 813.4806 |  | 719.5266 | 0 | 26.426 | 67.528 | 0
13.06. | 15 | 822.3301 |  | 719.9491 | 0 | 34.209 | 68.172 | 0
13.06. | 16 | 829.1025 |  | 719.9385 | 0 | 41.268 | 67.896 | 0
13.06. | 17 | 830.3089 |  | 718.3439 | 0 | 44.345 | 67.62 | 0
13.06. | 18 | 834.5639 |  | 718.3439 | 0 | 48.508 | 67.712 | 0
13.06. | 19 | 845.2172 |  | 727.4572 | 0 | 49.956 | 67.804 | 0
13.06. | 20 | 863.7539 |  | 742.1039 | 0 | 53.938 | 67.712 | 0
13.06. | 21 | 869.7232 |  | 747.2572 | 0 | 54.662 | 67.804 | 0
13.06. | 22 | 856.9382 |  | 735.3772 | 0 | 53.757 | 67.804 | 0
13.06. | 23 | 847.8449 |  | 728.6399 | 0 | 51.585 | 67.62 | 0
13.06. | 24 | 812.5009 |  | 695.3759 | 0 | 49.413 | 67.712 | 0
14.06. | 1 | 804.4726 |  | 689.4306 | 0 | 47.422 | 67.62 | 0
14.06. | 2 | 796.1589 |  | 681.8589 | 0 | 47.784 | 66.516 | 0
14.06. | 3 | 791.8567 |  | 679.4617 | 0 | 46.155 | 66.24 | 0
14.06. | 4 | 795.9255 |  | 684.2455 | 0 | 44.888 | 66.792 | 0
14.06. | 5 | 799.0725 |  | 688.2055 | 0 | 43.983 | 66.884 | 0
14.06. | 6 | 800.2908 |  | 694.9428 | 0 | 38.372 | 66.976 | 0
14.06. | 7 | 825.1467 |  | 723.8667 | 0 | 34.028 | 67.252 | 0
14.06. | 8 | 819.0701 |  | 727.0241 | 0 | 24.978 | 67.068 | 0
14.06. | 9 | 813.0276 |  | 726.6016 | 0 | 19.91 | 66.516 | 0
14.06. | 10 | 806.745 |  | 724.215 | 0 | 16.29 | 66.24 | 0
14.06. | 11 | 804.4187 |  | 721.4377 | 0 | 16.833 | 66.148 | 0
14.06. | 12 | 805.9871 |  | 719.8431 | 0 | 20.272 | 65.872 | 0
14.06. | 13 | 809.5636 |  | 721.0576 | 0 | 22.082 | 66.424 | 0
14.06. | 14 | 810.3613 |  | 719.8643 | 0 | 24.073 | 66.424 | 0
14.06. | 15 | 816.5546 |  | 720.2656 | 0 | 29.865 | 66.424 | 0
14.06. | 16 | 820.8865 |  | 719.8855 | 0 | 34.209 | 66.792 | 0
14.06. | 17 | 832.1231 |  | 726.2321 | 0 | 38.915 | 66.976 | 0
14.06. | 18 | 838.0647 |  | 727.8267 | 0 | 43.078 | 67.16 | 0
14.06. | 19 | 846.0658 |  | 733.7508 | 0 | 45.431 | 66.884 | 0
14.06. | 20 | 853.8582 |  | 736.1162 | 0 | 51.042 | 66.7 | 0
14.06. | 21 | 859.0444 |  | 739.3054 | 0 | 52.671 | 67.068 | 0
14.06. | 22 | 855.3354 |  | 739.3054 | 0 | 48.87 | 67.16 | 0
14.06. | 23 | 858.9203 |  | 746.0533 | 0 | 45.431 | 67.436 | 0
14.06. | 24 | 807.853 |  | 700.508 | 0 | 40.001 | 67.344 | 0
15.06. | 1 | 798.7854 |  | 694.9004 | 0 | 37.829 | 66.056 | 0
15.06. | 2 | 797.4007 |  | 694.5097 | 0 | 36.743 | 66.148 | 0
15.06. | 3 | 803.3411 |  | 697.7201 | 0 | 38.553 | 67.068 | 0
15.06. | 4 | 803.9778 |  | 698.9028 | 0 | 38.191 | 66.884 | 0
15.06. | 5 | 806.7096 |  | 700.4656 | 0 | 39.82 | 66.424 | 0
15.06. | 6 | 818.7476 |  | 709.9696 | 0 | 42.354 | 66.424 | 0
15.06. | 7 | 848.4114 |  | 744.0574 | 0 | 37.286 | 67.068 | 0
15.06. | 8 | 845.1319 |  | 751.5549 | 0 | 26.969 | 66.608 | 0
15.06. | 9 | 867.2288 |  | 778.8948 | 0 | 21.358 | 66.976 | 0
15.06. | 10 | 864.8439 |  | 776.9519 | 0 | 20.272 | 67.62 | 0
15.06. | 11 | 856.7822 |  | 770.1722 | 0 | 19.91 | 66.7 | 0
15.06. | 12 | 857.9765 |  | 768.1975 | 0 | 22.987 | 66.792 | 0
15.06. | 13 | 863.3578 |  | 765.4308 | 0 | 30.951 | 66.976 | 0
15.06. | 14 | 846.8499 |  | 742.0509 | 0 | 38.191 | 66.608 | 0
15.06. | 15 | 850.8015 |  | 740.4775 | 0 | 43.44 | 66.884 | 0
15.06. | 16 | 859.7024 |  | 741.6814 | 0 | 50.861 | 67.16 | 0
15.06. | 17 | 870.6561 |  | 742.8641 | 0 | 60.816 | 66.976 | 0
15.06. | 18 | 872.8983 |  | 738.8723 | 0 | 67.694 | 66.332 | 0
15.06. | 19 | 885.2501 |  | 748.4081 | 0 | 69.866 | 66.976 | 0
15.06. | 20 | 895.192 |  | 761.439 | 0 | 67.513 | 66.24 | 0
15.06. | 21 | 892.5146 |  | 760.6576 | 0 | 65.341 | 66.516 | 0
15.06. | 22 | 877.8845 |  | 746.0215 | 0 | 64.979 | 66.884 | 0
15.06. | 23 | 879.3162 |  | 747.2572 | 0 | 64.255 | 67.804 | 0
15.06. | 24 | 836.6948 |  | 706.8228 | 0 | 62.988 | 66.884 | 0
16.06. | 1 | 838.5545 |  | 706.4215 | 0 | 65.341 | 66.792 | 0
16.06. | 2 | 838.7036 |  | 705.2176 | 0 | 66.97 | 66.516 | 0
16.06. | 3 | 845.5502 |  | 706.8122 | 0 | 72.038 | 66.7 | 0
16.06. | 4 | 845.7339 |  | 704.8269 | 0 | 74.391 | 66.516 | 0
16.06. | 5 | 843.2291 |  | 708.0161 | 0 | 68.237 | 66.976 | 0
16.06. | 6 | 840.6746 |  | 711.6066 | 0 | 61.54 | 67.528 | 0
16.06. | 7 | 859.8985 |  | 741.3225 | 0 | 50.68 | 67.896 | 0
16.06. | 8 | 852.8741 |  | 741.2801 | 0 | 44.526 | 67.068 | 0
16.06. | 9 | 849.147 |  | 741.639 | 0 | 41.268 | 66.24 | 0
16.06. | 10 | 848.3449 |  | 742.8959 | 0 | 37.829 | 67.62 | 0
16.06. | 11 | 839.9694 |  | 736.0844 | 0 | 37.829 | 66.056 | 0
16.06. | 12 | 848.5378 |  | 741.7238 | 0 | 38.734 | 68.08 | 0
16.06. | 13 | 844.3414 |  | 740.1504 | 0 | 36.019 | 68.172 | 0
16.06. | 14 | 838.2816 |  | 735.3666 | 0 | 35.295 | 67.62 | 0
16.06. | 15 | 834.2291 |  | 728.6081 | 0 | 38.553 | 67.068 | 0
16.06. | 16 | 844.8127 |  | 735.0077 | 0 | 41.449 | 68.356 | 0
16.06. | 17 | 853.1439 |  | 738.9889 | 0 | 45.431 | 68.724 | 0
16.06. | 18 | 862.5883 |  | 743.7303 | 0 | 50.318 | 68.54 | 0
16.06. | 19 | 871.1354 |  | 748.9154 | 0 | 52.852 | 69.368 | 0
16.06. | 20 | 875.765 |  | 752.094 | 0 | 54.119 | 69.552 | 0
16.06. | 21 | 884.3707 |  | 755.7057 | 0 | 58.101 | 70.564 | 0
16.06. | 22 | 888.2894 |  | 756.0964 | 0 | 61.721 | 70.472 | 0
16.06. | 23 | 884.4869 |  | 756.4659 | 0 | 58.101 | 69.92 | 0
16.06. | 24 | 844.2764 |  | 718.8724 | 0 | 55.024 | 70.38 | 0
17.06. | 1 | 839.9413 |  | 717.7003 | 0 | 51.585 | 70.656 | 0
17.06. | 2 | 836.5201 |  | 716.0951 | 0 | 50.137 | 70.288 | 0
17.06. | 3 | 840.2578 |  | 716.4858 | 0 | 53.576 | 70.196 | 0
17.06. | 4 | 843.0618 |  | 716.4858 | 0 | 56.472 | 70.104 | 0
17.06. | 5 | 843.0784 |  | 716.4964 | 0 | 56.11 | 70.472 | 0
17.06. | 6 | 850.0783 |  | 724.0363 | 0 | 55.386 | 70.656 | 0
17.06. | 7 | 883.3203 |  | 761.2603 | 0 | 51.404 | 70.656 | 0
17.06. | 8 | 876.9022 |  | 760.8272 | 0 | 46.155 | 69.92 | 0
17.06. | 9 | 867.2187 |  | 761.1967 | 0 | 36.562 | 69.46 | 0
17.06. | 10 | 855.9084 |  | 756.0434 | 0 | 30.589 | 69.276 | 0
17.06. | 11 | 847.7765 |  | 753.2555 | 0 | 25.521 | 69 | 0
17.06. | 12 | 844.7314 |  | 754.4594 | 0 | 20.996 | 69.276 | 0
17.06. | 13 | 842.7493 |  | 753.2873 | 0 | 19.91 | 69.552 | 0
17.06. | 14 | 836.7031 |  | 748.5141 | 0 | 19.005 | 69.184 | 0
17.06. | 15 | 844.1083 |  | 753.2873 | 0 | 21.177 | 69.644 | 0
17.06. | 16 | 848.365 |  | 754.47 | 0 | 24.435 | 69.46 | 0
17.06. | 17 | 860.6832 |  | 760.8802 | 0 | 28.779 | 71.024 | 0
17.06. | 18 | 870.1051 |  | 766.0441 | 0 | 32.761 | 71.3 | 0
17.06. | 19 | 874.8717 |  | 767.6387 | 0 | 35.657 | 71.576 | 0
17.06. | 20 | 890.367 |  | 778.336 | 0 | 40.363 | 71.668 | 0
17.06. | 21 | 894.4177 |  | 774.7137 | 0 | 49.232 | 70.472 | 0
17.06. | 22 | 900.6108 |  | 773.5628 | 0 | 55.748 | 71.3 | 0
17.06. | 23 | 901.4416 |  | 771.9576 | 0 | 58.644 | 70.84 | 0
17.06. | 24 | 858.7572 |  | 722.9172 | 0 | 63.712 | 72.128 | 0
18.06. | 1 | 856.2771 |  | 720.1611 | 0 | 63.712 | 72.404 | 0
18.06. | 2 | 860.9455 |  | 720.9425 | 0 | 67.875 | 72.128 | 0
18.06. | 3 | 863.8118 |  | 714.9548 | 0 | 77.649 | 71.208 | 0
18.06. | 4 | 871.4996 |  | 714.1416 | 0 | 86.518 | 70.84 | 0
18.06. | 5 | 873.4471 |  | 715.3561 | 0 | 86.699 | 71.392 | 0
18.06. | 6 | 868.3049 |  | 713.7509 | 0 | 83.622 | 70.932 | 0
18.06. | 7 | 910.7668 |  | 756.9308 | 0 | 82.536 | 71.3 | 0
18.06. | 8 | 904.6432 |  | 758.5042 | 0 | 75.115 | 71.024 | 0
18.06. | 9 | 895.9965 |  | 762.0735 | 0 | 62.807 | 71.116 | 0
18.06. | 10 | 888.6984 |  | 766.4454 | 0 | 50.861 | 71.392 | 0
18.06. | 11 | 873.1598 |  | 759.2538 | 0 | 43.802 | 70.104 | 0
18.06. | 12 | 855.6552 |  | 747.3632 | 0 | 38.372 | 69.92 | 0
18.06. | 13 | 841.0001 |  | 737.4261 | 0 | 34.39 | 69.184 | 0
18.06. | 14 | 840.5679 |  | 741.4179 | 0 | 29.322 | 69.828 | 0
18.06. | 15 | 836.2207 |  | 739.8657 | 0 | 25.883 | 70.472 | 0
18.06. | 16 | 841.8854 |  | 745.0614 | 0 | 25.34 | 71.484 | 0
18.06. | 17 | 842.7206 |  | 743.3926 | 0 | 29.684 | 69.644 | 0
18.06. | 18 | 849.2898 |  | 745.7898 | 0 | 33.304 | 70.196 | 0
18.06. | 19 | 863.6761 |  | 754.1111 | 0 | 39.277 | 70.288 | 0
18.06. | 20 | 873.7802 |  | 762.4112 | 0 | 41.449 | 69.92 | 0
18.06. | 21 | 883.5087 |  | 761.1967 | 0 | 52.852 | 69.46 | 0
18.06. | 22 | 906.2915 |  | 766.0335 | 0 | 69.142 | 71.116 | 0
18.06. | 23 | 917.1095 |  | 766.8785 | 0 | 78.011 | 72.22 | 0
18.06. | 24 | 872.3532 |  | 712.6212 | 0 | 87.604 | 72.128 | 0
19.06. | 1 | 869.8026 |  | 703.1066 | 0 | 94.844 | 71.852 | 0
19.06. | 2 | 875.29 |  | 703.149 | 0 | 99.369 | 72.772 | 0
19.06. | 3 | 872.8084 |  | 700.7624 | 0 | 99.55 | 72.496 | 0
19.06. | 4 | 872.5431 |  | 701.9451 | 0 | 98.102 | 72.496 | 0
19.06. | 5 | 874.7675 |  | 699.5585 | 0 | 102.989 | 72.22 | 0
19.06. | 6 | 887.0169 |  | 710.6359 | 0 | 104.437 | 71.944 | 0
19.06. | 7 | 924.8739 |  | 754.9349 | 0 | 99.007 | 70.932 | 0
19.06. | 8 | 916.8612 |  | 761.6722 | 0 | 84.165 | 71.024 | 0
19.06. | 9 | 897.8112 |  | 763.2562 | 0 | 63.531 | 71.024 | 0
19.06. | 10 | 876.379 |  | 761.651 | 0 | 44.164 | 70.564 | 0
19.06. | 11 | 853.3079 |  | 754.8819 | 0 | 28.598 | 69.828 | 0
19.06. | 12 | 844.249 |  | 756.054 | 0 | 18.643 | 69.552 | 0
19.06. | 13 | 836.8955 |  | 753.3085 | 0 | 13.575 | 70.012 | 0
19.06. | 14 | 834.2228 |  | 753.7098 | 0 | 10.317 | 70.196 | 0
19.06. | 15 | 833.0238 |  | 754.5018 | 0 | 8.326 | 70.196 | 0
19.06. | 16 | 834.1491 |  | 754.9031 | 0 | 9.05 | 70.196 | 0
19.06. | 17 | 841.0066 |  | 758.4936 | 0 | 11.765 | 70.748 | 0
19.06. | 18 | 849.5705 |  | 765.2415 | 0 | 13.213 | 71.116 | 0
19.06. | 19 | 859.8215 |  | 777.1215 | 0 | 11.584 | 71.116 | 0
19.06. | 20 | 863.2976 |  | 783.0456 | 0 | 9.412 | 70.84 | 0
19.06. | 21 | 863.4833 |  | 784.2283 | 0 | 8.507 | 70.748 | 0
19.06. | 22 | 867.4883 |  | 786.6043 | 0 | 10.136 | 70.748 | 0
19.06. | 23 | 863.8406 |  | 783.0456 | 0 | 9.955 | 70.84 | 0
19.06. | 24 | 797.1076 |  | 717.3096 | 0 | 9.05 | 70.748 | 0
20.06. | 1 | 793.5185 |  | 712.9165 | 0 | 10.498 | 70.104 | 0
20.06. | 2 | 795.0508 |  | 711.7338 | 0 | 13.213 | 70.104 | 0
20.06. | 3 | 797.9211 |  | 711.3431 | 0 | 16.29 | 70.288 | 0
20.06. | 4 | 792.5791 |  | 705.7461 | 0 | 17.557 | 69.276 | 0
20.06. | 5 | 789.2872 |  | 701.3742 | 0 | 19.005 | 68.908 | 0
20.06. | 6 | 805.3124 |  | 714.8594 | 0 | 21.177 | 69.276 | 0
20.06. | 7 | 814.7573 |  | 722.3993 | 0 | 22.806 | 69.552 | 0
20.06. | 8 | 819.8379 |  | 726.3169 | 0 | 24.797 | 68.724 | 0
20.06. | 9 | 842.5584 |  | 748.1234 | 0 | 25.159 | 69.276 | 0
20.06. | 10 | 833.6115 |  | 742.1675 | 0 | 22.444 | 69 | 0
20.06. | 11 | 832.5453 |  | 742.9913 | 0 | 19.91 | 69.644 | 0
20.06. | 12 | 821.5577 |  | 737.4367 | 0 | 14.661 | 69.46 | 0
20.06. | 13 | 814.0133 |  | 729.5273 | 0 | 14.842 | 69.644 | 0
20.06. | 14 | 802.4582 |  | 711.7232 | 0 | 20.815 | 69.92 | 0
20.06. | 15 | 799.0031 |  | 705.7461 | 0 | 24.073 | 69.184 | 0
20.06. | 16 | 800.4212 |  | 706.9712 | 0 | 23.53 | 69.92 | 0
20.06. | 17 | 801.5957 |  | 704.1727 | 0 | 28.055 | 69.368 | 0
20.06. | 18 | 813.787 |  | 710.118 | 0 | 34.209 | 69.46 | 0
20.06. | 19 | 835.6554 |  | 723.5714 | 0 | 42.716 | 69.368 | 0
20.06. | 20 | 849.1016 |  | 738.6406 | 0 | 40.725 | 69.736 | 0
20.06. | 21 | 847.2263 |  | 735.8633 | 0 | 41.811 | 69.552 | 0
20.06. | 22 | 844.5333 |  | 722.3993 | 0 | 52.49 | 69.644 | 0
20.06. | 23 | 836.9036 |  | 718.8406 | 0 | 48.327 | 69.736 | 0
20.06. | 24 | 811.978 |  | 706.95 | 0 | 35.476 | 69.552 | 0
21.06. | 1 | 813.4423 |  | 704.9753 | 0 | 38.915 | 69.552 | 0
21.06. | 2 | 813.1112 |  | 700.5822 | 0 | 43.621 | 68.908 | 0
21.06. | 3 | 822.8669 |  | 699.3889 | 0 | 54.662 | 68.816 | 0
21.06. | 4 | 822.0823 |  | 697.7943 | 0 | 55.748 | 68.54 | 0
21.06. | 5 | 809.6586 |  | 700.5716 | 0 | 40.363 | 68.724 | 0
21.06. | 6 | 824.824 |  | 704.521 | 0 | 51.947 | 68.356 | 0
21.06. | 7 | 848.0524 |  | 733.8144 | 0 | 45.974 | 68.264 | 0
21.06. | 8 | 839.5093 |  | 734.2263 | 0 | 36.743 | 68.54 | 0
21.06. | 9 | 831.2466 |  | 733.8356 | 0 | 28.779 | 68.632 | 0
21.06. | 10 | 816.753 |  | 733.825 | 0 | 14.48 | 68.448 | 0
21.06. | 11 | 812.2913 |  | 733.4343 | 0 | 10.317 | 68.54 | 0
21.06. | 12 | 811.2864 |  | 731.4384 | 0 | 11.584 | 68.264 | 0
21.06. | 13 | 799.7716 |  | 721.1106 | 0 | 11.041 | 67.62 | 0
21.06. | 14 | 790.2216 |  | 716.3586 | 0 | 6.335 | 67.528 | 0
21.06. | 15 | 794.42 |  | 720.361 | 0 | 5.611 | 68.448 | 0
21.06. | 16 | 802.1098 |  | 721.9768 | 0 | 11.041 | 69.092 | 0
21.06. | 17 | 805.9105 |  | 720.7305 | 0 | 17.376 | 67.804 | 0
21.06. | 18 | 820.5248 |  | 721.1318 | 0 | 31.313 | 68.08 | 0
21.06. | 19 | 835.5671 |  | 728.6611 | 0 | 38.734 | 68.172 | 0
21.06. | 20 | 840.4279 |  | 734.2369 | 0 | 37.467 | 68.724 | 0
21.06. | 21 | 847.1175 |  | 735.0395 | 0 | 43.078 | 69 | 0
21.06. | 22 | 842.4748 |  | 734.6488 | 0 | 38.734 | 69.092 | 0
21.06. | 23 | 843.4431 |  | 734.2581 | 0 | 40.001 | 69.184 | 0
21.06. | 24 | 800.0307 |  | 689.8637 | 0 | 41.811 | 68.356 | 0
22.06. | 1 | 807.1577 |  | 690.6557 | 0 | 48.146 | 68.356 | 0
22.06. | 2 | 813.0837 |  | 689.0717 | 0 | 55.748 | 68.264 | 0
22.06. | 3 | 812.5014 |  | 688.6704 | 0 | 55.567 | 68.264 | 0
22.06. | 4 | 813.3708 |  | 691.8808 | 0 | 52.49 | 69 | 0
22.06. | 5 | 812.7388 |  | 691.8808 | 0 | 51.766 | 69.092 | 0
22.06. | 6 | 807.4458 |  | 699.8008 | 0 | 38.553 | 69.092 | 0
22.06. | 7 | 835.986 |  | 734.67 | 0 | 31.856 | 69.46 | 0
22.06. | 8 | 829.6876 |  | 737.7956 | 0 | 23.168 | 68.724 | 0
22.06. | 9 | 839.3466 |  | 755.1666 | 0 | 16.652 | 67.528 | 0
22.06. | 10 | 835.2884 |  | 751.1324 | 0 | 18.1 | 66.056 | 0
22.06. | 11 | 824.417 |  | 746.338 | 0 | 12.851 | 65.228 | 0
22.06. | 12 | 825.256 |  | 747.975 | 0 | 11.041 | 66.24 | 0
22.06. | 13 | 819.3804 |  | 744.0044 | 0 | 9.412 | 65.964 | 0
22.06. | 14 | 789.1264 |  | 716.2844 | 0 | 6.878 | 65.964 | 0
22.06. | 15 | 792.0472 |  | 719.5372 | 0 | 4.706 | 67.804 | 0
22.06. | 16 | 793.9811 |  | 720.7411 | 0 | 5.068 | 68.172 | 0
22.06. | 17 | 795.4924 |  | 720.3504 | 0 | 6.878 | 68.264 | 0
22.06. | 18 | 805.2946 |  | 726.7076 | 0 | 9.955 | 68.632 | 0
22.06. | 19 | 809.2348 |  | 729.8438 | 0 | 11.403 | 67.988 | 0
22.06. | 20 | 817.4836 |  | 739.2206 | 0 | 12.851 | 65.412 | 0
22.06. | 21 | 822.6379 |  | 741.2059 | 0 | 15.928 | 65.504 | 0
22.06. | 22 | 812.2707 |  | 728.5657 | 0 | 17.557 | 66.148 | 0
22.06. | 23 | 819.5701 |  | 731.0371 | 0 | 20.453 | 68.08 | 0
22.06. | 24 | 788.4049 |  | 692.9999 | 0 | 27.693 | 67.712 | 0
23.06. | 1 | 800.6402 |  | 691.0252 | 0 | 41.811 | 67.804 | 0
23.06. | 2 | 807.0862 |  | 687.0652 | 0 | 52.309 | 67.712 | 0
23.06. | 3 | 813.3097 |  | 687.4877 | 0 | 57.558 | 68.264 | 0
23.06. | 4 | 810.7814 |  | 685.5024 | 0 | 57.015 | 68.264 | 0
23.06. | 5 | 809.4135 |  | 686.6745 | 0 | 54.843 | 67.896 | 0
23.06. | 6 | 814.1415 |  | 692.2185 | 0 | 54.119 | 67.804 | 0
23.06. | 7 | 840.8878 |  | 724.2998 | 0 | 48.508 | 68.08 | 0
23.06. | 8 | 836.3408 |  | 728.2598 | 0 | 40.001 | 68.08 | 0
23.06. | 9 | 825.3888 |  | 728.2598 | 0 | 29.141 | 67.988 | 0
23.06. | 10 | 810.568 |  | 720.255 | 0 | 24.073 | 66.24 | 0
23.06. | 11 | 802.1218 |  | 713.8978 | 0 | 22.444 | 65.78 | 0
23.06. | 12 | 798.3945 |  | 712.7045 | 0 | 19.91 | 65.78 | 0
23.06. | 13 | 791.0091 |  | 708.7551 | 0 | 16.29 | 65.964 | 0
23.06. | 14 | 782.7234 |  | 705.9884 | 0 | 10.679 | 66.056 | 0
23.06. | 15 | 784.5463 |  | 710.4133 | 0 | 6.697 | 67.436 | 0
23.06. | 16 | 778.2815 |  | 706.4215 | 0 | 5.068 | 66.792 | 0
23.06. | 17 | 779.6044 |  | 706.8334 | 0 | 5.611 | 67.16 | 0
23.06. | 18 | 781.404 |  | 708.375 | 0 | 6.697 | 66.332 | 0
23.06. | 19 | 787.4999 |  | 712.7469 | 0 | 8.145 | 66.608 | 0
23.06. | 20 | 796.4394 |  | 719.5054 | 0 | 9.774 | 67.16 | 0
23.06. | 21 | 801.6182 |  | 723.4972 | 0 | 10.317 | 67.804 | 0
23.06. | 22 | 802.7057 |  | 723.1277 | 0 | 11.222 | 68.356 | 0
23.06. | 23 | 804.2578 |  | 722.7688 | 0 | 12.489 | 69 | 0
23.06. | 24 | 771.8746 |  | 688.7446 | 0 | 13.394 | 69.736 | 0
24.06. | 1 | 776.7119 |  | 689.1459 | 0 | 17.738 | 69.828 | 0
24.06. | 2 | 780.7525 |  | 687.5725 | 0 | 23.168 | 70.012 | 0
24.06. | 3 | 781.2589 |  | 685.1859 | 0 | 26.245 | 69.828 | 0
24.06. | 4 | 779.2993 |  | 683.5913 | 0 | 26.064 | 69.644 | 0
24.06. | 5 | 780.1363 |  | 682.7993 | 0 | 27.693 | 69.644 | 0
24.06. | 6 | 785.3257 |  | 687.5407 | 0 | 28.417 | 69.368 | 0
24.06. | 7 | 829.4124 |  | 733.0754 | 0 | 26.969 | 69.368 | 0
24.06. | 8 | 822.8907 |  | 735.0607 | 0 | 18.462 | 69.368 | 0
24.06. | 9 | 818.2003 |  | 738.2393 | 0 | 10.317 | 69.644 | 0
24.06. | 10 | 813.5561 |  | 738.2181 | 0 | 6.154 | 69.184 | 0
24.06. | 11 | 810.3112 |  | 735.4302 | 0 | 5.973 | 68.908 | 0
24.06. | 12 | 811.2387 |  | 734.2687 | 0 | 7.602 | 69.368 | 0
24.06. | 13 | 813.2223 |  | 735.0713 | 0 | 8.507 | 69.644 | 0
24.06. | 14 | 811.234 |  | 733.086 | 0 | 8.688 | 69.46 | 0
24.06. | 15 | 808.2272 |  | 729.0942 | 0 | 10.317 | 68.816 | 0
24.06. | 16 | 816.0911 |  | 734.3111 | 0 | 11.584 | 70.196 | 0
24.06. | 17 | 808.1028 |  | 725.0918 | 0 | 15.023 | 67.988 | 0
24.06. | 18 | 808.6438 |  | 722.6628 | 0 | 19.005 | 66.976 | 0
24.06. | 19 | 827.2577 |  | 737.4367 | 0 | 20.453 | 69.368 | 0
24.06. | 20 | 835.6391 |  | 744.5541 | 0 | 21.901 | 69.184 | 0
24.06. | 21 | 842.2768 |  | 750.5418 | 0 | 21.539 | 70.196 | 0
24.06. | 22 | 838.6291 |  | 746.9831 | 0 | 21.358 | 70.288 | 0
24.06. | 23 | 836.2912 |  | 746.6242 | 0 | 18.643 | 71.024 | 0
24.06. | 24 | 788.5074 |  | 699.1784 | 0 | 16.833 | 72.496 | 0
25.06. | 1 | 788.9703 |  | 698.0063 | 0 | 18.1 | 72.864 | 0
25.06. | 2 | 786.2852 |  | 696.7812 | 0 | 17.376 | 72.128 | 0
25.06. | 3 | 784.1582 |  | 695.1972 | 0 | 16.833 | 72.128 | 0
25.06. | 4 | 783.043 |  | 692.008 | 0 | 19.367 | 71.668 | 0
25.06. | 5 | 778.8869 |  | 688.4069 | 0 | 19.548 | 70.932 | 0
25.06. | 6 | 769.8707 |  | 684.3197 | 0 | 17.195 | 68.356 | 0
25.06. | 7 | 806.729 |  | 726.697 | 0 | 11.584 | 68.448 | 0
25.06. | 8 | 798.6574 |  | 724.2574 | 0 | 7.24 | 67.16 | 0
25.06. | 9 | 800.3774 |  | 727.4254 | 0 | 5.792 | 67.16 | 0
25.06. | 10 | 798.1856 |  | 726.6016 | 0 | 5.068 | 66.516 | 0
25.06. | 11 | 786.176 |  | 716.242 | 0 | 4.706 | 65.228 | 0
25.06. | 12 | 781.8463 |  | 711.8383 | 0 | 5.792 | 64.216 | 0
25.06. | 13 | 781.1265 |  | 709.4835 | 0 | 7.059 | 64.584 | 0
25.06. | 14 | 778.3143 |  | 705.5023 | 0 | 8.688 | 64.124 | 0
25.06. | 15 | 780.6416 |  | 705.1116 | 0 | 11.222 | 64.308 | 0
25.06. | 16 | 780.2687 |  | 703.1157 | 0 | 13.213 | 63.94 | 0
25.06. | 17 | 782.7634 |  | 702.7144 | 0 | 16.109 | 63.94 | 0
25.06. | 18 | 791.4885 |  | 707.8995 | 0 | 19.005 | 64.584 | 0
25.06. | 19 | 801.3523 |  | 712.6833 | 0 | 23.349 | 65.32 | 0
25.06. | 20 | 810.3024 |  | 720.1914 | 0 | 25.159 | 64.952 | 0
25.06. | 21 | 808.0671 |  | 720.5821 | 0 | 22.625 | 64.86 | 0
25.06. | 22 | 800.5598 |  | 718.5968 | 0 | 17.195 | 64.768 | 0
25.06. | 23 | 796.084 |  | 714.658 | 0 | 16.29 | 65.136 | 0
25.06. | 24 | 738.9119 |  | 655.6699 | 0 | 17.738 | 65.504 | 0
26.06. | 1 | 736.4679 |  | 652.5019 | 0 | 18.462 | 65.504 | 0
26.06. | 2 | 727.9584 |  | 646.5354 | 0 | 16.471 | 64.952 | 0
26.06. | 3 | 725.0938 |  | 644.9408 | 0 | 15.385 | 64.768 | 0
26.06. | 4 | 725.9402 |  | 646.5142 | 0 | 14.842 | 64.584 | 0
26.06. | 5 | 730.4207 |  | 650.8967 | 0 | 14.48 | 65.044 | 0
26.06. | 6 | 738.3041 |  | 656.4301 | 0 | 17.014 | 64.86 | 0
26.06. | 7 | 791.2613 |  | 711.0993 | 0 | 14.842 | 65.32 | 0
26.06. | 8 | 795.5566 |  | 717.8366 | 0 | 12.308 | 65.412 | 0
26.06. | 9 | 797.0108 |  | 718.6498 | 0 | 12.489 | 65.872 | 0
26.06. | 10 | 794.7693 |  | 718.2273 | 0 | 11.222 | 65.32 | 0
26.06. | 11 | 785.7801 |  | 711.8701 | 0 | 9.05 | 64.86 | 0
26.06. | 12 | 789.2075 |  | 714.2885 | 0 | 9.231 | 65.688 | 0
26.06. | 13 | 787.1992 |  | 709.9272 | 0 | 11.584 | 65.688 | 0
26.06. | 14 | 797.173 |  | 713.919 | 0 | 17.014 | 66.24 | 0
26.06. | 15 | 808.308 |  | 716.348 | 0 | 24.616 | 67.344 | 0
26.06. | 16 | 815.6071 |  | 718.3121 | 0 | 30.227 | 67.068 | 0
26.06. | 17 | 822.4114 |  | 719.5054 | 0 | 35.838 | 67.068 | 0
26.06. | 18 | 840.0436 |  | 727.4466 | 0 | 45.069 | 67.528 | 0
26.06. | 19 | 855.0058 |  | 733.8038 | 0 | 53.214 | 67.988 | 0
26.06. | 20 | 862.6709 |  | 741.3649 | 0 | 52.49 | 68.816 | 0
26.06. | 21 | 871.5461 |  | 751.6821 | 0 | 50.68 | 69.184 | 0
26.06. | 22 | 864.9675 |  | 747.6585 | 0 | 49.413 | 67.896 | 0
26.06. | 23 | 858.8721 |  | 746.0851 | 0 | 44.707 | 68.08 | 0
26.06. | 24 | 781.652 |  | 672.841 | 0 | 40.363 | 68.448 | 0
27.06. | 1 | 776.9366 |  | 670.4756 | 0 | 37.829 | 68.632 | 0
27.06. | 2 | 762.823 |  | 660.908 | 0 | 34.571 | 67.344 | 0
27.06. | 3 | 761.624 |  | 661.7 | 0 | 32.58 | 67.344 | 0
27.06. | 4 | 751.238 |  | 654.572 | 0 | 29.322 | 67.344 | 0
27.06. | 5 | 747.1123 |  | 652.5443 | 0 | 28.236 | 66.332 | 0
27.06. | 6 | 759.1441 |  | 661.2351 | 0 | 32.037 | 65.872 | 0
27.06. | 7 | 800.1093 |  | 701.6483 | 0 | 32.037 | 66.424 | 0
27.06. | 8 | 801.1869 |  | 705.6189 | 0 | 28.96 | 66.608 | 0
27.06. | 9 | 813.0983 |  | 725.4083 | 0 | 21.358 | 66.332 | 0
27.06. | 10 | 809.3626 |  | 728.1856 | 0 | 14.661 | 66.516 | 0
27.06. | 11 | 808.1458 |  | 730.5828 | 0 | 10.679 | 66.884 | 0
27.06. | 12 | 808.5758 |  | 731.3748 | 0 | 10.317 | 66.884 | 0
27.06. | 13 | 799.8269 |  | 719.7689 | 0 | 15.566 | 64.492 | 0
27.06. | 14 | 782.8905 |  | 695.2275 | 0 | 22.987 | 64.676 | 0
27.06. | 15 | 790.5135 |  | 694.4355 | 0 | 31.494 | 64.584 | 0
27.06. | 16 | 800.5563 |  | 696.0513 | 0 | 39.277 | 65.228 | 0
27.06. | 17 | 801.1186 |  | 694.0766 | 0 | 41.63 | 65.412 | 0
27.06. | 18 | 804.8615 |  | 698.4485 | 0 | 40.725 | 65.688 | 0
27.06. | 19 | 804.1454 |  | 701.1834 | 0 | 38.01 | 64.952 | 0
27.06. | 20 | 814.5032 |  | 711.4582 | 0 | 38.553 | 64.492 | 0
27.06. | 21 | 821.0897 |  | 718.2167 | 0 | 37.829 | 65.044 | 0
27.06. | 22 | 803.7928 |  | 703.5488 | 0 | 35.476 | 64.768 | 0
27.06. | 23 | 805.0932 |  | 704.3832 | 0 | 35.114 | 65.596 | 0
27.06. | 24 | 761.4457 |  | 659.7147 | 0 | 34.571 | 67.16 | 0
28.06. | 1 | 757.9701 |  | 657.3281 | 0 | 33.666 | 66.976 | 0
28.06. | 2 | 752.5349 |  | 653.3469 | 0 | 32.58 | 66.608 | 0
28.06. | 3 | 748.3971 |  | 650.9391 | 0 | 31.494 | 65.964 | 0
28.06. | 4 | 748.7638 |  | 652.1218 | 0 | 30.77 | 65.872 | 0
28.06. | 5 | 745.2689 |  | 651.7099 | 0 | 28.055 | 65.504 | 0
28.06. | 6 | 743.1075 |  | 652.4595 | 0 | 26.064 | 64.584 | 0
28.06. | 7 | 786.2363 |  | 696.8433 | 0 | 24.073 | 65.32 | 0
28.06. | 8 | 789.4325 |  | 706.3685 | 0 | 17.376 | 65.688 | 0
28.06. | 9 | 790.522 |  | 709.167 | 0 | 15.023 | 66.332 | 0
28.06. | 10 | 786.9549 |  | 709.5789 | 0 | 10.86 | 66.516 | 0
28.06. | 11 | 786.9569 |  | 712.7469 | 0 | 7.602 | 66.608 | 0
28.06. | 12 | 772.5698 |  | 700.3808 | 0 | 7.421 | 64.768 | 0
28.06. | 13 | 785.5643 |  | 709.6213 | 0 | 8.507 | 67.436 | 0
28.06. | 14 | 791.0685 |  | 711.2265 | 0 | 11.946 | 67.896 | 0
28.06. | 15 | 798.4413 |  | 711.2583 | 0 | 18.643 | 68.54 | 0
28.06. | 16 | 806.6679 |  | 712.0609 | 0 | 25.883 | 68.724 | 0
28.06. | 17 | 821.3566 |  | 715.6196 | 0 | 37.105 | 68.632 | 0
28.06. | 18 | 830.3678 |  | 718.0168 | 0 | 43.259 | 69.092 | 0
28.06. | 19 | 830.9323 |  | 720.7623 | 0 | 41.63 | 68.54 | 0
28.06. | 20 | 831.4276 |  | 724.3316 | 0 | 38.372 | 68.724 | 0
28.06. | 21 | 832.5821 |  | 727.9221 | 0 | 35.476 | 69.184 | 0
28.06. | 22 | 829.4596 |  | 726.7076 | 0 | 34.028 | 68.724 | 0
28.06. | 23 | 831.0525 |  | 727.1195 | 0 | 34.933 | 69 | 0
28.06. | 24 | 780.6098 |  | 682.3768 | 0 | 29.141 | 69.092 | 0
29.06. | 1 | 775.5747 |  | 680.4127 | 0 | 25.702 | 69.46 | 0
29.06. | 2 | 770.0596 |  | 676.8116 | 0 | 24.616 | 68.632 | 0
29.06. | 3 | 767.9796 |  | 676.8116 | 0 | 22.444 | 68.724 | 0
29.06. | 4 | 760.7057 |  | 672.4397 | 0 | 19.91 | 68.356 | 0
29.06. | 5 | 760.2804 |  | 672.8304 | 0 | 19.186 | 68.264 | 0
29.06. | 6 | 766.0467 |  | 681.9437 | 0 | 15.747 | 68.356 | 0
29.06. | 7 | 796.6214 |  | 715.5984 | 0 | 12.851 | 68.172 | 0
29.06. | 8 | 799.2135 |  | 721.4695 | 0 | 10.86 | 66.884 | 0
29.06. | 9 | 816.0769 |  | 742.7899 | 0 | 7.783 | 65.504 | 0
29.06. | 10 | 815.2973 |  | 743.6243 | 0 | 5.249 | 66.424 | 0
29.06. | 11 | 801.8622 |  | 732.1032 | 0 | 4.163 | 65.596 | 0
29.06. | 12 | 793.0869 |  | 723.7819 | 0 | 3.801 | 65.504 | 0
29.06. | 13 | 790.6491 |  | 721.4271 | 0 | 3.258 | 65.964 | 0
29.06. | 14 | 773.1811 |  | 701.6801 | 0 | 4.525 | 66.976 | 0
29.06. | 15 | 779.915 |  | 705.313 | 0 | 6.154 | 68.448 | 0
29.06. | 16 | 778.4153 |  | 703.2853 | 0 | 7.602 | 67.528 | 0
29.06. | 17 | 781.1214 |  | 703.7184 | 0 | 9.231 | 68.172 | 0
29.06. | 18 | 786.6392 |  | 705.3342 | 0 | 12.489 | 68.816 | 0
29.06. | 19 | 794.5043 |  | 709.6743 | 0 | 16.29 | 68.54 | 0
29.06. | 20 | 811.7196 |  | 723.5396 | 0 | 19.548 | 68.632 | 0
29.06. | 21 | 815.1475 |  | 729.4955 | 0 | 16.652 | 69 | 0
29.06. | 22 | 797.0591 |  | 716.8341 | 0 | 11.041 | 69.184 | 0
29.06. | 23 | 802.1326 |  | 722.0616 | 0 | 9.231 | 70.84 | 0
29.06. | 24 | 763.7064 |  | 684.0774 | 0 | 8.145 | 71.484 | 0
30.06. | 1 | 761.1766 |  | 681.7226 | 0 | 7.602 | 71.852 | 0
30.06. | 2 | 753.1844 |  | 675.3654 | 0 | 6.335 | 71.484 | 0
30.06. | 3 | 752.4426 |  | 676.9706 | 0 | 3.62 | 71.852 | 0
30.06. | 4 | 755.0854 |  | 678.5334 | 0 | 5.068 | 71.484 | 0
30.06. | 5 | 759.0407 |  | 681.3107 | 0 | 6.154 | 71.576 | 0
30.06. | 6 | 763.0007 |  | 685.2707 | 0 | 6.154 | 71.576 | 0
30.06. | 7 | 797.3764 |  | 718.9254 | 0 | 7.059 | 71.392 | 0
30.06. | 8 | 805.4396 |  | 726.0746 | 0 | 7.421 | 71.944 | 0
30.06. | 9 | 803.7965 |  | 722.5265 | 0 | 9.05 | 72.22 | 0
30.06. | 10 | 808.9387 |  | 724.1317 | 0 | 12.127 | 72.68 | 0
30.06. | 11 | 819.2913 |  | 720.1823 | 0 | 26.245 | 72.864 | 0
30.06. | 12 | 835.3276 |  | 718.2076 | 0 | 44.164 | 72.956 | 0
30.06. | 13 | 839.6459 |  | 717.8169 | 0 | 48.689 | 73.14 | 0
30.06. | 14 | 832.2637 |  | 715.4197 | 0 | 44.164 | 72.68 | 0
30.06. | 15 | 825.4668 |  | 713.4238 | 0 | 39.639 | 72.404 | 0
30.06. | 16 | 814.3407 |  | 709.8227 | 0 | 32.942 | 71.576 | 0
30.06. | 17 | 810.5506 |  | 711.8186 | 0 | 26.788 | 71.944 | 0
30.06. | 18 | 810.9089 |  | 716.9719 | 0 | 21.901 | 72.036 | 0
30.06. | 19 | 820.02 |  | 730.869 | 0 | 16.471 | 72.68 | 0
30.06. | 20 | 826.7215 |  | 740.0035 | 0 | 13.394 | 73.324 | 0
30.06. | 21 | 832.1431 |  | 743.9741 | 0 | 14.661 | 73.508 | 0
30.06. | 22 | 833.442 |  | 745.178 | 0 | 14.48 | 73.784 | 0
30.06. | 23 | 827.3713 |  | 738.3983 | 0 | 16.109 | 72.864 | 0
30.06. | 24 | 784.4584 |  | 695.2184 | 0 | 16.652 | 72.588 | 0
01.07. | 1 | 777.3091 |  | 687.6361 | 0 | 18.281 | 71.392 | 0
01.07. | 2 | 771.187 |  | 679.336 | 0 | 20.091 | 71.76 | 0
01.07. | 3 | 771.4538 |  | 677.7838 | 0 | 21.358 | 72.312 | 0
01.07. | 4 | 770.2073 |  | 674.1933 | 0 | 24.254 | 71.76 | 0
01.07. | 5 | 776.2545 |  | 675.7985 | 0 | 28.236 | 72.22 | 0
01.07. | 6 | 790.4885 |  | 684.5105 | 0 | 33.666 | 72.312 | 0
01.07. | 7 | 841.6495 |  | 731.2385 | 0 | 38.191 | 72.22 | 0
01.07. | 8 | 848.4973 |  | 731.9563 | 0 | 45.793 | 70.748 | 0
01.07. | 9 | 860.7655 |  | 737.5215 | 0 | 52.128 | 71.116 | 0
01.07. | 10 | 861.7877 |  | 735.1137 | 0 | 56.11 | 70.564 | 0
01.07. | 11 | 854.8654 |  | 731.5444 | 0 | 53.033 | 70.288 | 0
01.07. | 12 | 859.5205 |  | 733.5615 | 0 | 54.843 | 71.116 | 0
01.07. | 13 | 858.2619 |  | 729.5909 | 0 | 57.739 | 70.932 | 0
01.07. | 14 | 861.5355 |  | 732.7695 | 0 | 57.558 | 71.208 | 0
01.07. | 15 | 861.5716 |  | 731.6186 | 0 | 58.101 | 71.852 | 0
01.07. | 16 | 847.8655 |  | 724.0045 | 0 | 53.757 | 70.104 | 0
01.07. | 17 | 840.1646 |  | 727.6056 | 0 | 41.811 | 70.748 | 0
01.07. | 18 | 839.3875 |  | 734.4065 | 0 | 32.761 | 72.22 | 0
01.07. | 19 | 844.7345 |  | 742.4325 | 0 | 27.874 | 74.428 | 0
01.07. | 20 | 852.8518 |  | 748.3778 | 0 | 30.046 | 74.428 | 0
01.07. | 21 | 863.4245 |  | 753.5205 | 0 | 35.476 | 74.428 | 0
01.07. | 22 | 872.1894 |  | 753.1404 | 0 | 44.345 | 74.704 | 0
01.07. | 23 | 877.3719 |  | 751.9789 | 0 | 50.137 | 75.256 | 0
01.07. | 24 | 811.8527 |  | 684.5847 | 0 | 53.576 | 73.692 | 0
02.07. | 1 | 805.5459 |  | 681.4379 | 0 | 49.956 | 74.152 | 0
02.07. | 2 | 803.1143 |  | 679.8963 | 0 | 48.146 | 75.072 | 0
02.07. | 3 | 803.3591 |  | 682.3041 | 0 | 45.431 | 75.624 | 0
02.07. | 4 | 806.1577 |  | 686.2747 | 0 | 43.983 | 75.9 | 0
02.07. | 5 | 799.3316 |  | 681.0896 | 0 | 43.078 | 75.164 | 0
02.07. | 6 | 802.44 |  | 679.495 | 0 | 47.965 | 74.98 | 0
02.07. | 7 | 848.9897 |  | 724.2377 | 0 | 49.956 | 74.796 | 0
02.07. | 8 | 844.2854 |  | 726.1594 | 0 | 44.526 | 73.6 | 0
02.07. | 9 | 852.2796 |  | 735.6846 | 0 | 42.535 | 74.06 | 0
02.07. | 10 | 852.4883 |  | 739.2433 | 0 | 39.277 | 73.968 | 0
02.07. | 11 | 846.3024 |  | 738.0394 | 0 | 34.571 | 73.692 | 0
02.07. | 12 | 846.5242 |  | 738.0712 | 0 | 34.209 | 74.244 | 0
02.07. | 13 | 851.2799 |  | 737.6699 | 0 | 39.458 | 74.152 | 0
02.07. | 14 | 850.1573 |  | 735.2833 | 0 | 40.906 | 73.968 | 0
02.07. | 15 | 837.3322 |  | 728.4612 | 0 | 36.743 | 72.128 | 0
02.07. | 16 | 844.3203 |  | 736.8673 | 0 | 33.485 | 73.968 | 0
02.07. | 17 | 844.2454 |  | 739.6764 | 0 | 29.865 | 74.704 | 0
02.07. | 18 | 839.9375 |  | 739.2645 | 0 | 26.245 | 74.428 | 0
02.07. | 19 | 839.1455 |  | 738.4725 | 0 | 26.245 | 74.428 | 0
02.07. | 20 | 845.8027 |  | 744.0377 | 0 | 26.969 | 74.796 | 0
02.07. | 21 | 844.7276 |  | 746.0336 | 0 | 23.53 | 75.164 | 0
02.07. | 22 | 844.3478 |  | 747.6388 | 0 | 21.177 | 75.532 | 0
02.07. | 23 | 838.0123 |  | 744.8403 | 0 | 18.1 | 75.072 | 0
02.07. | 24 | 780.5934 |  | 689.7804 | 0 | 16.109 | 74.704 | 0
03.07. | 1 | 779.2218 |  | 686.6018 | 0 | 18.1 | 74.52 | 0
03.07. | 2 | 777.6744 |  | 687.4044 | 0 | 15.566 | 74.704 | 0
03.07. | 3 | 768.138 |  | 683.402 | 0 | 10.86 | 73.876 | 0
03.07. | 4 | 759.7509 |  | 679.0089 | 0 | 7.602 | 73.14 | 0
03.07. | 5 | 755.0461 |  | 677.3931 | 0 | 5.249 | 72.404 | 0
03.07. | 6 | 756.8007 |  | 680.5187 | 0 | 4.706 | 71.576 | 0
03.07. | 7 | 807.1586 |  | 732.4106 | 0 | 2.896 | 71.852 | 0
03.07. | 8 | 810.9015 |  | 737.5215 | 0 | 2.172 | 71.208 | 0
03.07. | 9 | 810.8609 |  | 739.0419 | 0 | 1.991 | 69.828 | 0
03.07. | 10 | 812.7812 |  | 740.2352 | 0 | 2.534 | 70.012 | 0
03.07. | 11 | 823.2805 |  | 747.0785 | 0 | 3.982 | 72.22 | 0
03.07. | 12 | 811.1812 |  | 730.8902 | 0 | 7.059 | 73.232 | 0
03.07. | 13 | 815.3385 |  | 732.8755 | 0 | 9.231 | 73.232 | 0
03.07. | 14 | 820.7705 |  | 736.0435 | 0 | 11.403 | 73.324 | 0
03.07. | 15 | 821.2591 |  | 735.2621 | 0 | 12.489 | 73.508 | 0
03.07. | 16 | 832.0039 |  | 740.8379 | 0 | 17.014 | 74.152 | 0
03.07. | 17 | 834.1304 |  | 739.6234 | 0 | 20.815 | 73.692 | 0
03.07. | 18 | 842.6317 |  | 741.6087 | 0 | 27.331 | 73.692 | 0
03.07. | 19 | 856.8526 |  | 753.1086 | 0 | 29.684 | 74.06 | 0
03.07. | 20 | 858.1228 |  | 754.6608 | 0 | 30.046 | 73.416 | 0
03.07. | 21 | 854.1806 |  | 749.0956 | 0 | 32.037 | 73.048 | 0
03.07. | 22 | 854.2988 |  | 752.2848 | 0 | 28.598 | 73.416 | 0
03.07. | 23 | 839.8566 |  | 743.5516 | 0 | 23.349 | 72.956 | 0
03.07. | 24 | 769.7583 |  | 676.6223 | 0 | 20.272 | 72.864 | 0
04.07. | 1 | 768.386 |  | 677.858 | 0 | 16.652 | 73.876 | 0
04.07. | 2 | 766.6148 |  | 675.4608 | 0 | 17.738 | 73.416 | 0
04.07. | 3 | 769.4475 |  | 675.8515 | 0 | 20.272 | 73.324 | 0
04.07. | 4 | 771.0201 |  | 672.6411 | 0 | 25.883 | 72.496 | 0
04.07. | 5 | 772.655 |  | 672.208 | 0 | 28.779 | 71.668 | 0
04.07. | 6 | 784.3493 |  | 682.9053 | 0 | 29.684 | 71.76 | 0
04.07. | 7 | 816.2907 |  | 717.0037 | 0 | 26.607 | 72.68 | 0
04.07. | 8 | 817.871 |  | 723.741 | 0 | 21.358 | 72.772 | 0
04.07. | 9 | 840.2824 |  | 746.6984 | 0 | 20.996 | 72.588 | 0
04.07. | 10 | 834.7831 |  | 738.3241 | 0 | 25.159 | 71.3 | 0
04.07. | 11 | 838.0406 |  | 735.5256 | 0 | 31.675 | 70.84 | 0
04.07. | 12 | 833.4797 |  | 728.7247 | 0 | 35.295 | 69.46 | 0
04.07. | 13 | 834.3182 |  | 727.5632 | 0 | 36.743 | 70.012 | 0
04.07. | 14 | 821.9941 |  | 711.3431 | 0 | 40.363 | 70.288 | 0
04.07. | 15 | 830.2331 |  | 713.7721 | 0 | 45.069 | 71.392 | 0
04.07. | 16 | 833.1365 |  | 712.9695 | 0 | 49.051 | 71.116 | 0
04.07. | 17 | 841.9944 |  | 718.9254 | 0 | 51.585 | 71.484 | 0
04.07. | 18 | 842.1047 |  | 720.1187 | 0 | 50.318 | 71.668 | 0
04.07. | 19 | 847.5241 |  | 728.8731 | 0 | 46.155 | 72.496 | 0
04.07. | 20 | 860.5937 |  | 737.5957 | 0 | 50.318 | 72.68 | 0
04.07. | 21 | 865.9414 |  | 741.2074 | 0 | 51.042 | 73.692 | 0
04.07. | 22 | 855.1902 |  | 732.5272 | 0 | 48.327 | 74.336 | 0
04.07. | 23 | 857.4092 |  | 733.3722 | 0 | 48.689 | 75.348 | 0
04.07. | 24 | 808.9303 |  | 688.6083 | 0 | 45.25 | 75.072 | 0
05.07. | 1 | 803.4051 |  | 687.0561 | 0 | 40.725 | 75.624 | 0
05.07. | 2 | 800.9124 |  | 681.1214 | 0 | 43.983 | 75.808 | 0
05.07. | 3 | 799.6622 |  | 682.6842 | 0 | 41.63 | 75.348 | 0
05.07. | 4 | 791.6737 |  | 680.6777 | 0 | 36.2 | 74.796 | 0
05.07. | 5 | 785.8498 |  | 679.4738 | 0 | 31.856 | 74.52 | 0
05.07. | 6 | 793.2503 |  | 692.5683 | 0 | 25.702 | 74.98 | 0
05.07. | 7 | 827.7551 |  | 732.1471 | 0 | 20.996 | 74.612 | 0
05.07. | 8 | 826.4357 |  | 734.5337 | 0 | 17.014 | 74.888 | 0
05.07. | 9 | 818.7219 |  | 733.7099 | 0 | 10.86 | 74.152 | 0
05.07. | 10 | 811.1283 |  | 729.7393 | 0 | 7.421 | 73.968 | 0
05.07. | 11 | 814.4998 |  | 731.7458 | 0 | 8.326 | 74.428 | 0
05.07. | 12 | 816.9762 |  | 730.1512 | 0 | 12.489 | 74.336 | 0
05.07. | 13 | 820.3927 |  | 730.5737 | 0 | 15.023 | 74.796 | 0
05.07. | 14 | 815.6842 |  | 724.6072 | 0 | 16.833 | 74.244 | 0
05.07. | 15 | 815.1978 |  | 720.6048 | 0 | 21.177 | 73.416 | 0
05.07. | 16 | 813.7322 |  | 714.9972 | 0 | 26.607 | 72.128 | 0
05.07. | 17 | 820.1305 |  | 714.6065 | 0 | 33.304 | 72.22 | 0
05.07. | 18 | 825.4114 |  | 715.8104 | 0 | 37.105 | 72.496 | 0
05.07. | 19 | 823.7579 |  | 713.8039 | 0 | 38.01 | 71.944 | 0
05.07. | 20 | 831.5271 |  | 721.7451 | 0 | 37.286 | 72.496 | 0
05.07. | 21 | 837.512 |  | 729.338 | 0 | 34.39 | 73.784 | 0
05.07. | 22 | 837.8127 |  | 732.8967 | 0 | 31.132 | 73.784 | 0
05.07. | 23 | 836.4913 |  | 732.1153 | 0 | 30.408 | 73.968 | 0
05.07. | 24 | 788.5114 |  | 685.0284 | 0 | 28.779 | 74.704 | 0
06.07. | 1 | 789.7663 |  | 684.6483 | 0 | 30.046 | 75.072 | 0
06.07. | 2 | 789.679 |  | 685.831 | 0 | 28.96 | 74.888 | 0
06.07. | 3 | 790.1587 |  | 686.2217 | 0 | 29.141 | 74.796 | 0
06.07. | 4 | 788.4298 |  | 684.2258 | 0 | 29.684 | 74.52 | 0
06.07. | 5 | 793.1321 |  | 689.3791 | 0 | 29.141 | 74.612 | 0
06.07. | 6 | 797.0184 |  | 695.2714 | 0 | 28.055 | 73.692 | 0
06.07. | 7 | 836.5279 |  | 734.5019 | 0 | 27.874 | 74.152 | 0
06.07. | 8 | 842.5944 |  | 743.6364 | 0 | 24.254 | 74.704 | 0
06.07. | 9 | 854.4937 |  | 763.0457 | 0 | 16.652 | 74.796 | 0
06.07. | 10 | 842.7759 |  | 756.6779 | 0 | 11.946 | 74.152 | 0
06.07. | 11 | 831.5613 |  | 746.3713 | 0 | 11.222 | 73.968 | 0
06.07. | 12 | 823.0016 |  | 738.0076 | 0 | 11.946 | 73.048 | 0
06.07. | 13 | 824.8613 |  | 736.8673 | 0 | 14.118 | 73.876 | 0
06.07. | 14 | 804.1793 |  | 709.9393 | 0 | 20.272 | 73.968 | 0
06.07. | 15 | 807.5923 |  | 708.3023 | 0 | 26.426 | 72.864 | 0
06.07. | 16 | 826.7984 |  | 719.8764 | 0 | 32.218 | 74.704 | 0
06.07. | 17 | 825.4174 |  | 714.3324 | 0 | 36.381 | 74.704 | 0
06.07. | 18 | 832.7714 |  | 719.8764 | 0 | 38.191 | 74.704 | 0
06.07. | 19 | 836.2502 |  | 723.8152 | 0 | 38.191 | 74.244 | 0
06.07. | 20 | 860.5876 |  | 745.2416 | 0 | 40.182 | 75.164 | 0
06.07. | 21 | 859.1752 |  | 741.2922 | 0 | 42.535 | 75.348 | 0
06.07. | 22 | 831.1857 |  | 716.3707 | 0 | 38.915 | 75.9 | 0
06.07. | 23 | 825.4988 |  | 712.8438 | 0 | 36.019 | 76.636 | 0
06.07. | 24 | 778.0305 |  | 668.0905 | 0 | 33.304 | 76.636 | 0
07.07. | 1 | 770.0593 |  | 660.9413 | 0 | 32.942 | 76.176 | 0
07.07. | 2 | 767.7451 |  | 658.5441 | 0 | 33.485 | 75.716 | 0
07.07. | 3 | 758.8568 |  | 651.0148 | 0 | 32.218 | 75.624 | 0
07.07. | 4 | 757.3618 |  | 649.4308 | 0 | 32.399 | 75.532 | 0
07.07. | 5 | 763.859 |  | 654.943 | 0 | 34.028 | 74.888 | 0
07.07. | 6 | 767.2337 |  | 659.2407 | 0 | 34.209 | 73.784 | 0
07.07. | 7 | 788.2799 |  | 681.3849 | 0 | 33.847 | 73.048 | 0
07.07. | 8 | 790.2363 |  | 691.6703 | 0 | 25.702 | 72.864 | 0
07.07. | 9 | 785.0511 |  | 694.8171 | 0 | 17.738 | 72.496 | 0
07.07. | 10 | 781.6576 |  | 696.0316 | 0 | 12.67 | 72.956 | 0
07.07. | 11 | 782.4573 |  | 697.2673 | 0 | 11.222 | 73.968 | 0
07.07. | 12 | 779.9562 |  | 695.3032 | 0 | 10.317 | 74.336 | 0
07.07. | 13 | 784.319 |  | 699.295 | 0 | 10.136 | 74.888 | 0
07.07. | 14 | 784.5314 |  | 697.7004 | 0 | 12.127 | 74.704 | 0
07.07. | 15 | 788.7065 |  | 698.0805 | 0 | 16.29 | 74.336 | 0
07.07. | 16 | 799.478 |  | 700.879 | 0 | 23.711 | 74.888 | 0
07.07. | 17 | 810.9013 |  | 705.2403 | 0 | 30.589 | 75.072 | 0
07.07. | 18 | 817.852 |  | 707.215 | 0 | 35.657 | 74.98 | 0
07.07. | 19 | 828.2279 |  | 716.3919 | 0 | 35.476 | 76.36 | 0
07.07. | 20 | 840.0582 |  | 728.6732 | 0 | 34.933 | 76.452 | 0
07.07. | 21 | 840.9909 |  | 732.2319 | 0 | 32.399 | 76.36 | 0
07.07. | 22 | 848.9601 |  | 736.2131 | 0 | 36.019 | 76.728 | 0
07.07. | 23 | 848.4594 |  | 736.6144 | 0 | 34.933 | 76.912 | 0
07.07. | 24 | 810.9184 |  | 697.8064 | 0 | 36.2 | 76.912 | 0
08.07. | 1 | 815.14 |  | 696.233 | 0 | 41.811 | 77.096 | 0
08.07. | 2 | 820.4753 |  | 698.2183 | 0 | 45.069 | 77.188 | 0
08.07. | 3 | 815.3121 |  | 697.4051 | 0 | 41.087 | 76.82 | 0
08.07. | 4 | 812.7813 |  | 698.9573 | 0 | 37.648 | 76.176 | 0
08.07. | 5 | 802.1524 |  | 692.8954 | 0 | 35.657 | 73.6 | 0
08.07. | 6 | 809.7104 |  | 700.8154 | 0 | 35.295 | 73.6 | 0
08.07. | 7 | 867.7668 |  | 761.1028 | 0 | 31.132 | 75.532 | 0
08.07. | 8 | 860.2674 |  | 761.8524 | 0 | 23.711 | 74.704 | 0
08.07. | 9 | 848.695 |  | 759.434 | 0 | 15.385 | 73.876 | 0
08.07. | 10 | 845.8883 |  | 760.6803 | 0 | 10.136 | 75.072 | 0
08.07. | 11 | 838.2885 |  | 755.8965 | 0 | 7.964 | 74.428 | 0
08.07. | 12 | 832.155 |  | 752.306 | 0 | 5.973 | 73.876 | 0
08.07. | 13 | 825.2231 |  | 744.8191 | 0 | 5.792 | 74.612 | 0
08.07. | 14 | 818.2202 |  | 737.2792 | 0 | 6.697 | 74.244 | 0
08.07. | 15 | 817.0039 |  | 733.7099 | 0 | 9.05 | 74.244 | 0
08.07. | 16 | 824.8208 |  | 737.3428 | 0 | 11.946 | 75.532 | 0
08.07. | 17 | 829.263 |  | 738.156 | 0 | 15.023 | 76.084 | 0
08.07. | 18 | 839.0093 |  | 744.1013 | 0 | 18.824 | 76.084 | 0
08.07. | 19 | 851.2508 |  | 753.1828 | 0 | 22.444 | 75.624 | 0
08.07. | 20 | 852.1046 |  | 753.9536 | 0 | 22.987 | 75.164 | 0
08.07. | 21 | 860.6336 |  | 759.4976 | 0 | 26.064 | 75.072 | 0
08.07. | 22 | 863.8481 |  | 760.7121 | 0 | 27.512 | 75.624 | 0
08.07. | 23 | 864.4722 |  | 758.7162 | 0 | 30.408 | 75.348 | 0
08.07. | 24 | 814.2958 |  | 700.1188 | 0 | 38.553 | 75.624 | 0
09.07. | 1 | 817.9361 |  | 703.7411 | 0 | 37.467 | 76.728 | 0
09.07. | 2 | 815.3022 |  | 701.7452 | 0 | 37.105 | 76.452 | 0
09.07. | 3 | 811.8251 |  | 699.7281 | 0 | 36.381 | 75.716 | 0
09.07. | 4 | 805.8847 |  | 696.5177 | 0 | 34.571 | 74.796 | 0
09.07. | 5 | 804.5497 |  | 695.7257 | 0 | 34.028 | 74.796 | 0
09.07. | 6 | 816.0353 |  | 702.8643 | 0 | 38.191 | 74.98 | 0
09.07. | 7 | 864.1495 |  | 749.6135 | 0 | 39.096 | 75.44 | 0
09.07. | 8 | 859.0773 |  | 751.9683 | 0 | 32.037 | 75.072 | 0
09.07. | 9 | 855.3223 |  | 756.7203 | 0 | 23.53 | 75.072 | 0
09.07. | 10 | 849.2875 |  | 756.7415 | 0 | 17.014 | 75.532 | 0
09.07. | 11 | 838.2425 |  | 751.1445 | 0 | 12.67 | 74.428 | 0
09.07. | 12 | 839.085 |  | 755.58 | 0 | 7.421 | 76.084 | 0
09.07. | 13 | 842.0557 |  | 759.9837 | 0 | 5.068 | 77.004 | 0
09.07. | 14 | 837.9508 |  | 755.6118 | 0 | 5.611 | 76.728 | 0
09.07. | 15 | 840.3807 |  | 755.2317 | 0 | 8.145 | 77.004 | 0
09.07. | 16 | 842.9508 |  | 754.8198 | 0 | 11.403 | 76.728 | 0
09.07. | 17 | 847.1833 |  | 755.2423 | 0 | 14.661 | 77.28 | 0
09.07. | 18 | 849.7791 |  | 755.2211 | 0 | 17.738 | 76.82 | 0
09.07. | 19 | 854.7279 |  | 755.1999 | 0 | 23.168 | 76.36 | 0
09.07. | 20 | 866.0958 |  | 761.9478 | 0 | 27.512 | 76.636 | 0
09.07. | 21 | 872.0164 |  | 764.3344 | 0 | 30.77 | 76.912 | 0
09.07. | 22 | 872.6484 |  | 764.3344 | 0 | 31.494 | 76.82 | 0
09.07. | 23 | 869.0687 |  | 761.5677 | 0 | 30.589 | 76.912 | 0
09.07. | 24 | 810.9901 |  | 702.9491 | 0 | 31.313 | 76.728 | 0
10.07. | 1 | 808.259 |  | 696.972 | 0 | 35.295 | 75.992 | 0
10.07. | 2 | 813.8334 |  | 694.5854 | 0 | 43.44 | 75.808 | 0
10.07. | 3 | 813.3851 |  | 692.6001 | 0 | 45.069 | 75.716 | 0
10.07. | 4 | 808.8905 |  | 694.1735 | 0 | 39.277 | 75.44 | 0
10.07. | 5 | 807.8881 |  | 698.1441 | 0 | 34.028 | 75.716 | 0
10.07. | 6 | 815.0826 |  | 706.4336 | 0 | 33.485 | 75.164 | 0
10.07. | 7 | 873.5791 |  | 765.4641 | 0 | 32.399 | 75.716 | 0
10.07. | 8 | 864.4549 |  | 763.8589 | 0 | 25.34 | 75.256 | 0
10.07. | 9 | 852.9295 |  | 762.2855 | 0 | 15.204 | 75.44 | 0
10.07. | 10 | 845.398 |  | 759.54 | 0 | 9.774 | 76.084 | 0
10.07. | 11 | 845.9583 |  | 763.9013 | 0 | 5.973 | 76.084 | 0
10.07. | 12 | 837.1412 |  | 758.7162 | 0 | 3.077 | 75.348 | 0
10.07. | 13 | 836.1499 |  | 756.7309 | 0 | 4.163 | 75.256 | 0
10.07. | 14 | 837.2992 |  | 756.3402 | 0 | 5.611 | 75.348 | 0
10.07. | 15 | 837.5022 |  | 752.3802 | 0 | 9.774 | 75.348 | 0
10.07. | 16 | 840.5201 |  | 750.4161 | 0 | 14.48 | 75.624 | 0
10.07. | 17 | 845.5881 |  | 750.4161 | 0 | 19.548 | 75.624 | 0
10.07. | 18 | 844.1517 |  | 747.9977 | 0 | 21.358 | 74.796 | 0
10.07. | 19 | 854.5486 |  | 757.1216 | 0 | 22.263 | 75.164 | 0
10.07. | 20 | 873.838 |  | 771.42 | 0 | 26.426 | 75.992 | 0
10.07. | 21 | 879.8993 |  | 776.5733 | 0 | 27.15 | 76.176 | 0
10.07. | 22 | 880.3355 |  | 778.1785 | 0 | 25.521 | 76.636 | 0
10.07. | 23 | 876.2447 |  | 776.6157 | 0 | 22.625 | 77.004 | 0
10.07. | 24 | 807.9052 |  | 710.4572 | 0 | 20.996 | 76.452 | 0
11.07. | 1 | 807.4935 |  | 710.8585 | 0 | 20.091 | 76.544 | 0
11.07. | 2 | 795.3808 |  | 696.9508 | 0 | 22.806 | 75.624 | 0
11.07. | 3 | 795.3264 |  | 696.1694 | 0 | 23.349 | 75.808 | 0
11.07. | 4 | 790.3919 |  | 691.7869 | 0 | 23.349 | 75.256 | 0
11.07. | 5 | 790.9982 |  | 691.3962 | 0 | 24.254 | 75.348 | 0
11.07. | 6 | 799.3934 |  | 700.8154 | 0 | 24.978 | 73.6 | 0
11.07. | 7 | 830.588 |  | 734.829 | 0 | 22.987 | 72.772 | 0
11.07. | 8 | 836.8009 |  | 744.0059 | 0 | 18.643 | 74.152 | 0
11.07. | 9 | 846.9461 |  | 763.8271 | 0 | 8.507 | 74.612 | 0
11.07. | 10 | 831.8533 |  | 752.6543 | 0 | 6.335 | 72.864 | 0
11.07. | 11 | 829.8727 |  | 751.1127 | 0 | 5.068 | 73.692 | 0
11.07. | 12 | 833.0919 |  | 753.5099 | 0 | 5.43 | 74.152 | 0
11.07. | 13 | 826.9124 |  | 745.1674 | 0 | 8.145 | 73.6 | 0
11.07. | 14 | 821.5576 |  | 733.3616 | 0 | 13.032 | 75.164 | 0
11.07. | 15 | 828.1117 |  | 735.3787 | 0 | 16.833 | 75.9 | 0
11.07. | 16 | 829.5476 |  | 734.9986 | 0 | 18.281 | 76.268 | 0
11.07. | 17 | 834.8646 |  | 735.7906 | 0 | 22.806 | 76.268 | 0
11.07. | 18 | 835.0315 |  | 732.2425 | 0 | 26.245 | 76.544 | 0
11.07. | 19 | 841.141 |  | 737.364 | 0 | 27.693 | 76.084 | 0
11.07. | 20 | 858.3308 |  | 752.3908 | 0 | 30.408 | 75.532 | 0
11.07. | 21 | 855.4402 |  | 749.1592 | 0 | 32.037 | 74.244 | 0
11.07. | 22 | 841.6832 |  | 733.3192 | 0 | 34.028 | 74.336 | 0
11.07. | 23 | 848.0746 |  | 736.5296 | 0 | 36.381 | 75.164 | 0
11.07. | 24 | 806.2341 |  | 692.6001 | 0 | 38.01 | 75.624 | 0
12.07. | 1 | 800.5257 |  | 687.0667 | 0 | 37.467 | 75.992 | 0
12.07. | 2 | 797.4588 |  | 684.2788 | 0 | 37.648 | 75.532 | 0
12.07. | 3 | 789.406 |  | 676.327 | 0 | 38.191 | 74.888 | 0
12.07. | 4 | 791.329 |  | 675.535 | 0 | 40.906 | 74.888 | 0
12.07. | 5 | 788.5235 |  | 675.9045 | 0 | 38.191 | 74.428 | 0
12.07. | 6 | 795.0635 |  | 684.6165 | 0 | 36.019 | 74.428 | 0
12.07. | 7 | 836.2735 |  | 727.4375 | 0 | 33.304 | 75.532 | 0
12.07. | 8 | 834.5592 |  | 731.7882 | 0 | 27.331 | 75.44 | 0
12.07. | 9 | 825.094 |  | 729.391 | 0 | 20.815 | 74.888 | 0
12.07. | 10 | 815.8034 |  | 724.6284 | 0 | 16.471 | 74.704 | 0
12.07. | 11 | 812.1515 |  | 723.4245 | 0 | 14.299 | 74.428 | 0
12.07. | 12 | 804.1291 |  | 717.0461 | 0 | 13.575 | 73.508 | 0
12.07. | 13 | 800.5719 |  | 713.8569 | 0 | 13.575 | 73.14 | 0
12.07. | 14 | 801.0741 |  | 713.0861 | 0 | 14.48 | 73.508 | 0
12.07. | 15 | 797.9407 |  | 709.8757 | 0 | 15.385 | 72.68 | 0
12.07. | 16 | 811.1263 |  | 717.0673 | 0 | 20.091 | 73.968 | 0
12.07. | 17 | 815.9062 |  | 717.4262 | 0 | 25.34 | 73.14 | 0
12.07. | 18 | 819.4073 |  | 718.6513 | 0 | 26.788 | 73.968 | 0
12.07. | 19 | 823.2061 |  | 723.4351 | 0 | 25.159 | 74.612 | 0
12.07. | 20 | 828.8213 |  | 731.3233 | 0 | 23.53 | 73.968 | 0
12.07. | 21 | 834.9538 |  | 738.0818 | 0 | 22.444 | 74.428 | 0
12.07. | 22 | 840.8084 |  | 742.8444 | 0 | 23.168 | 74.796 | 0
12.07. | 23 | 841.9911 |  | 743.2881 | 0 | 22.987 | 75.716 | 0
12.07. | 24 | 787.0612 |  | 689.8122 | 0 | 21.901 | 75.348 | 0
13.07. | 1 | 789.9137 |  | 691.0267 | 0 | 22.987 | 75.9 | 0
13.07. | 2 | 794.9817 |  | 691.0267 | 0 | 28.055 | 75.9 | 0
13.07. | 3 | 801.4418 |  | 690.6148 | 0 | 35.295 | 75.532 | 0
13.07. | 4 | 803.0666 |  | 692.9696 | 0 | 34.933 | 75.164 | 0
13.07. | 5 | 804.2483 |  | 697.3203 | 0 | 31.856 | 75.072 | 0
13.07. | 6 | 807.2652 |  | 699.2632 | 0 | 33.666 | 74.336 | 0
13.07. | 7 | 840.9597 |  | 736.1177 | 0 | 30.046 | 74.796 | 0
13.07. | 8 | 834.8245 |  | 740.8485 | 0 | 19.548 | 74.428 | 0
13.07. | 9 | 834.4113 |  | 751.8623 | 0 | 9.593 | 72.956 | 0
13.07. | 10 | 821.4292 |  | 743.5092 | 0 | 5.792 | 72.128 | 0
13.07. | 11 | 817.9536 |  | 741.1226 | 0 | 4.887 | 71.944 | 0
13.07. | 12 | 817.2412 |  | 737.9652 | 0 | 7.24 | 72.036 | 0
13.07. | 13 | 819.6815 |  | 736.7825 | 0 | 10.679 | 72.22 | 0
13.07. | 14 | 789.0118 |  | 703.8668 | 0 | 13.937 | 71.208 | 0
13.07. | 15 | 791.959 |  | 703.096 | 0 | 17.195 | 71.668 | 0
13.07. | 16 | 798.9268 |  | 707.8798 | 0 | 18.643 | 72.404 | 0
13.07. | 17 | 802.2199 |  | 710.6359 | 0 | 19.548 | 72.036 | 0
13.07. | 18 | 802.6049 |  | 713.0119 | 0 | 17.557 | 72.036 | 0
13.07. | 19 | 809.7947 |  | 720.1187 | 0 | 18.1 | 71.576 | 0
13.07. | 20 | 827.444 |  | 740.373 | 0 | 14.299 | 72.772 | 0
13.07. | 21 | 827.3043 |  | 743.9423 | 0 | 10.498 | 72.864 | 0
13.07. | 22 | 813.166 |  | 730.077 | 0 | 10.317 | 72.772 | 0
13.07. | 23 | 811.6453 |  | 728.1023 | 0 | 10.679 | 72.864 | 0
13.07. | 24 | 777.4726 |  | 690.4876 | 0 | 13.937 | 73.048 | 0
14.07. | 1 | 782.4976 |  | 694.5006 | 0 | 13.937 | 74.06 | 0
14.07. | 2 | 776.5404 |  | 689.7274 | 0 | 13.213 | 73.6 | 0
14.07. | 3 | 774.6985 |  | 688.5235 | 0 | 12.851 | 73.324 | 0
14.07. | 4 | 767.0611 |  | 684.5211 | 0 | 10.136 | 72.404 | 0
14.07. | 5 | 764.4517 |  | 684.5317 | 0 | 7.24 | 72.68 | 0
14.07. | 6 | 769.9596 |  | 690.4876 | 0 | 6.516 | 72.956 | 0
14.07. | 7 | 802.8584 |  | 722.1994 | 0 | 7.059 | 73.6 | 0
14.07. | 8 | 806.8607 |  | 726.5607 | 0 | 6.516 | 73.784 | 0
14.07. | 9 | 805.1622 |  | 726.1382 | 0 | 5.792 | 73.232 | 0
14.07. | 10 | 800.1053 |  | 720.1823 | 0 | 7.059 | 72.864 | 0
14.07. | 11 | 795.5778 |  | 714.2158 | 0 | 9.05 | 72.312 | 0
14.07. | 12 | 797.1853 |  | 711.4703 | 0 | 12.851 | 72.864 | 0
14.07. | 13 | 799.9955 |  | 712.2835 | 0 | 14.48 | 73.232 | 0
14.07. | 14 | 799.6832 |  | 711.8822 | 0 | 14.661 | 73.14 | 0
14.07. | 15 | 802.0001 |  | 713.0331 | 0 | 16.471 | 72.496 | 0
14.07. | 16 | 809.523 |  | 717.458 | 0 | 18.281 | 73.784 | 0
14.07. | 17 | 818.2496 |  | 723.0126 | 0 | 21.177 | 74.06 | 0
14.07. | 18 | 822.6663 |  | 724.9873 | 0 | 23.711 | 73.968 | 0
14.07. | 19 | 831.654 |  | 731.714 | 0 | 26.064 | 73.876 | 0
14.07. | 20 | 839.3401 |  | 738.4831 | 0 | 26.245 | 74.612 | 0
14.07. | 21 | 840.279 |  | 742.855 | 0 | 22.444 | 74.98 | 0
14.07. | 22 | 834.0419 |  | 741.6829 | 0 | 17.195 | 75.164 | 0
14.07. | 23 | 826.2505 |  | 736.1495 | 0 | 14.661 | 75.44 | 0
14.07. | 24 | 790.7574 |  | 704.0894 | 0 | 10.86 | 75.808 | 0
15.07. | 1 | 789.6729 |  | 703.7199 | 0 | 9.593 | 76.36 | 0
15.07. | 2 | 781.7049 |  | 698.1229 | 0 | 8.326 | 75.256 | 0
15.07. | 3 | 781.3115 |  | 699.7175 | 0 | 6.154 | 75.44 | 0
15.07. | 4 | 772.5755 |  | 692.5365 | 0 | 5.611 | 74.428 | 0
15.07. | 5 | 775.0828 |  | 695.3138 | 0 | 5.249 | 74.52 | 0
15.07. | 6 | 781.8985 |  | 702.0405 | 0 | 5.43 | 74.428 | 0
15.07. | 7 | 828.5103 |  | 748.0083 | 0 | 5.43 | 75.072 | 0
15.07. | 8 | 836.4758 |  | 757.1428 | 0 | 3.801 | 75.532 | 0
15.07. | 9 | 842.5418 |  | 763.4788 | 0 | 3.439 | 75.624 | 0
15.07. | 10 | 848.318 |  | 768.252 | 0 | 3.982 | 76.084 | 0
15.07. | 11 | 837.7789 |  | 756.7309 | 0 | 5.792 | 75.256 | 0
15.07. | 12 | 837.3939 |  | 754.3549 | 0 | 7.783 | 75.256 | 0
15.07. | 13 | 835.0881 |  | 747.9871 | 0 | 12.489 | 74.612 | 0
15.07. | 14 | 837.655 |  | 746.023 | 0 | 16.652 | 74.98 | 0
15.07. | 15 | 851.3969 |  | 751.9789 | 0 | 24.254 | 75.164 | 0
15.07. | 16 | 859.465 |  | 752.359 | 0 | 32.218 | 74.888 | 0
15.07. | 17 | 863.2002 |  | 746.7832 | 0 | 42.173 | 74.244 | 0
15.07. | 18 | 871.0233 |  | 751.9683 | 0 | 43.983 | 75.072 | 0
15.07. | 19 | 877.1961 |  | 755.9601 | 0 | 45.612 | 75.624 | 0
15.07. | 20 | 883.3207 |  | 760.7227 | 0 | 46.698 | 75.9 | 0
15.07. | 21 | 890.4 |  | 765.084 | 0 | 49.232 | 76.084 | 0
15.07. | 22 | 876.7018 |  | 759.4658 | 0 | 42.716 | 74.52 | 0
15.07. | 23 | 864.4853 |  | 755.9283 | 0 | 33.485 | 75.072 | 0
15.07. | 24 | 793.007 |  | 689.791 | 0 | 28.236 | 74.98 | 0
16.07. | 1 | 788.2686 |  | 685.0496 | 0 | 28.055 | 75.164 | 0
16.07. | 2 | 790.5551 |  | 683.8881 | 0 | 30.951 | 75.716 | 0
16.07. | 3 | 789.5645 |  | 677.4885 | 0 | 37.648 | 74.428 | 0
16.07. | 4 | 781.6964 |  | 673.8874 | 0 | 34.209 | 73.6 | 0
16.07. | 5 | 777.4837 |  | 674.2887 | 0 | 29.503 | 73.692 | 0
16.07. | 6 | 779.0348 |  | 677.8368 | 0 | 27.874 | 73.324 | 0
16.07. | 7 | 823.9061 |  | 724.9661 | 0 | 25.34 | 73.6 | 0
16.07. | 8 | 827.8352 |  | 733.3192 | 0 | 20.272 | 74.244 | 0
16.07. | 9 | 826.9035 |  | 736.0965 | 0 | 16.471 | 74.336 | 0
16.07. | 10 | 822.2304 |  | 734.1324 | 0 | 13.394 | 74.704 | 0
16.07. | 11 | 813.1522 |  | 727.7752 | 0 | 11.041 | 74.336 | 0
16.07. | 12 | 810.5905 |  | 724.2165 | 0 | 11.946 | 74.428 | 0
16.07. | 13 | 809.8944 |  | 719.8234 | 0 | 16.471 | 73.6 | 0
16.07. | 14 | 801.7896 |  | 708.5976 | 0 | 22.444 | 70.748 | 0
16.07. | 15 | 809.7551 |  | 708.2281 | 0 | 30.227 | 71.3 | 0
16.07. | 16 | 825.5865 |  | 716.2435 | 0 | 36.019 | 73.324 | 0
16.07. | 17 | 835.1699 |  | 721.8299 | 0 | 39.096 | 74.244 | 0
16.07. | 18 | 838.8836 |  | 723.0126 | 0 | 41.811 | 74.06 | 0
16.07. | 19 | 836.7415 |  | 721.7875 | 0 | 41.63 | 73.324 | 0
16.07. | 20 | 845.7087 |  | 732.1047 | 0 | 39.82 | 73.784 | 0
16.07. | 21 | 853.6621 |  | 740.8591 | 0 | 38.191 | 74.612 | 0
16.07. | 22 | 853.4559 |  | 743.2669 | 0 | 34.933 | 75.256 | 0
16.07. | 23 | 849.9729 |  | 740.9439 | 0 | 32.761 | 76.268 | 0
16.07. | 24 | 790.113 |  | 682.716 | 0 | 31.313 | 76.084 | 0
17.07. | 1 | 782.1287 |  | 678.3547 | 0 | 27.874 | 75.9 | 0
17.07. | 2 | 780.7984 |  | 678.7454 | 0 | 26.245 | 75.808 | 0
17.07. | 3 | 777.1294 |  | 674.7324 | 0 | 27.693 | 74.704 | 0
17.07. | 4 | 776.4217 |  | 673.4967 | 0 | 29.141 | 73.784 | 0
17.07. | 5 | 782.4768 |  | 677.0978 | 0 | 30.951 | 74.428 | 0
17.07. | 6 | 784.8424 |  | 681.0154 | 0 | 30.227 | 73.6 | 0
17.07. | 7 | 836.8283 |  | 736.8143 | 0 | 27.15 | 72.864 | 0
17.07. | 8 | 829.0769 |  | 737.5109 | 0 | 20.634 | 70.932 | 0
17.07. | 9 | 827.667 |  | 739.528 | 0 | 16.471 | 71.668 | 0
17.07. | 10 | 825.361 |  | 741.112 | 0 | 12.489 | 71.76 | 0
17.07. | 11 | 815.1122 |  | 733.9522 | 0 | 10.136 | 71.024 | 0
17.07. | 12 | 813.1301 |  | 732.7801 | 0 | 9.05 | 71.3 | 0
17.07. | 13 | 813.706 |  | 730.816 | 0 | 11.222 | 71.668 | 0
17.07. | 14 | 813.4278 |  | 726.8348 | 0 | 15.385 | 71.208 | 0
17.07. | 15 | 818.5502 |  | 727.6162 | 0 | 19.91 | 71.024 | 0
17.07. | 16 | 820.7338 |  | 725.1978 | 0 | 25.34 | 70.196 | 0
17.07. | 17 | 829.632 |  | 728.387 | 0 | 30.589 | 70.656 | 0
17.07. | 18 | 840.5788 |  | 733.1708 | 0 | 36.2 | 71.208 | 0
17.07. | 19 | 843.3591 |  | 735.9481 | 0 | 36.019 | 71.392 | 0
17.07. | 20 | 849.161 |  | 741.112 | 0 | 36.381 | 71.668 | 0
17.07. | 21 | 855.385 |  | 745.072 | 0 | 38.553 | 71.76 | 0
17.07. | 22 | 856.1226 |  | 745.0826 | 0 | 39.096 | 71.944 | 0
17.07. | 23 | 853.8507 |  | 742.3477 | 0 | 38.915 | 72.588 | 0
17.07. | 24 | 786.6912 |  | 678.6182 | 0 | 34.933 | 73.14 | 0
18.07. | 1 | 773.2492 |  | 671.4372 | 0 | 29.684 | 72.128 | 0
18.07. | 2 | 775.1287 |  | 671.8597 | 0 | 30.589 | 72.68 | 0
18.07. | 3 | 776.9931 |  | 672.6411 | 0 | 31.856 | 72.496 | 0
18.07. | 4 | 771.0527 |  | 669.4307 | 0 | 30.046 | 71.576 | 0
18.07. | 5 | 770.4783 |  | 671.0253 | 0 | 27.693 | 71.76 | 0
18.07. | 6 | 779.311 |  | 679.389 | 0 | 27.15 | 72.772 | 0
18.07. | 7 | 816.6302 |  | 717.4262 | 0 | 26.064 | 73.14 | 0
18.07. | 8 | 818.5829 |  | 723.3609 | 0 | 22.082 | 73.14 | 0
18.07. | 9 | 825.0633 |  | 736.8143 | 0 | 15.385 | 72.864 | 0
18.07. | 10 | 818.8215 |  | 735.1985 | 0 | 11.403 | 72.22 | 0
18.07. | 11 | 816.5679 |  | 734.3959 | 0 | 10.136 | 72.036 | 0
18.07. | 12 | 811.4158 |  | 727.6268 | 0 | 12.489 | 71.3 | 0
18.07. | 13 | 811.0805 |  | 724.8495 | 0 | 15.023 | 71.208 | 0
18.07. | 14 | 795.8735 |  | 705.8415 | 0 | 18.824 | 71.208 | 0
18.07. | 15 | 807.8628 |  | 711.8398 | 0 | 23.711 | 72.312 | 0
18.07. | 16 | 814.3909 |  | 712.2199 | 0 | 30.227 | 71.944 | 0
18.07. | 17 | 821.2783 |  | 714.5853 | 0 | 34.933 | 71.76 | 0
18.07. | 18 | 828.1222 |  | 718.1652 | 0 | 37.829 | 72.128 | 0
18.07. | 19 | 830.7729 |  | 721.7239 | 0 | 37.105 | 71.944 | 0
18.07. | 20 | 840.9035 |  | 735.1985 | 0 | 33.485 | 72.22 | 0
18.07. | 21 | 837.8386 |  | 735.5786 | 0 | 30.408 | 71.852 | 0
18.07. | 22 | 827.2365 |  | 725.6945 | 0 | 29.322 | 72.22 | 0
18.07. | 23 | 826.0464 |  | 725.3144 | 0 | 28.236 | 72.496 | 0
18.07. | 24 | 780.5377 |  | 682.1557 | 0 | 25.702 | 72.68 | 0
19.07. | 1 | 768.4287 |  | 672.5987 | 0 | 24.254 | 71.576 | 0
19.07. | 2 | 766.7072 |  | 669.8002 | 0 | 25.883 | 71.024 | 0
19.07. | 3 | 766.7868 |  | 668.1738 | 0 | 28.417 | 70.196 | 0
19.07. | 4 | 762.3508 |  | 668.1738 | 0 | 24.073 | 70.104 | 0
19.07. | 5 | 762.2984 |  | 670.5604 | 0 | 21.358 | 70.38 | 0
19.07. | 6 | 766.1318 |  | 675.3018 | 0 | 20.634 | 70.196 | 0
19.07. | 7 | 802.5156 |  | 711.7656 | 0 | 19.91 | 70.84 | 0
19.07. | 8 | 809.199 |  | 721.259 | 0 | 17.376 | 70.564 | 0
19.07. | 9 | 799.8686 |  | 712.5576 | 0 | 16.471 | 70.84 | 0
19.07. | 10 | 796.5302 |  | 710.1392 | 0 | 16.471 | 69.92 | 0
19.07. | 11 | 793.6159 |  | 708.9459 | 0 | 14.842 | 69.828 | 0
19.07. | 12 | 791.7075 |  | 706.5805 | 0 | 15.023 | 70.104 | 0
19.07. | 13 | 795.667 |  | 707.003 | 0 | 18.1 | 70.564 | 0
19.07. | 14 | 792.1105 |  | 699.3995 | 0 | 23.711 | 69 | 0
19.07. | 15 | 803.6755 |  | 702.6205 | 0 | 30.951 | 70.104 | 0
19.07. | 16 | 814.038 |  | 703.835 | 0 | 39.639 | 70.564 | 0
19.07. | 17 | 819.5298 |  | 703.8138 | 0 | 45.612 | 70.104 | 0
19.07. | 18 | 827.455 |  | 706.211 | 0 | 50.68 | 70.564 | 0
19.07. | 19 | 839.1832 |  | 711.7762 | 0 | 56.291 | 71.116 | 0
19.07. | 20 | 841.325 |  | 711.755 | 0 | 59.006 | 70.564 | 0
19.07. | 21 | 840.3552 |  | 712.5152 | 0 | 57.92 | 69.92 | 0
19.07. | 22 | 840.2986 |  | 716.5176 | 0 | 53.033 | 70.748 | 0
19.07. | 23 | 830.0941 |  | 712.9271 | 0 | 46.879 | 70.288 | 0
19.07. | 24 | 782.1535 |  | 666.9805 | 0 | 45.069 | 70.104 | 0
20.07. | 1 | 781.6555 |  | 665.3965 | 0 | 46.155 | 70.104 | 0
20.07. | 2 | 776.763 |  | 660.169 | 0 | 48.146 | 68.448 | 0
20.07. | 3 | 780.745 |  | 660.169 | 0 | 52.128 | 68.448 | 0
20.07. | 4 | 781.899 |  | 660.961 | 0 | 52.49 | 68.448 | 0
20.07. | 5 | 781.1525 |  | 661.3835 | 0 | 50.861 | 68.908 | 0
20.07. | 6 | 782.5404 |  | 663.3264 | 0 | 51.042 | 68.172 | 0
20.07. | 7 | 810.57 |  | 693.433 | 0 | 48.689 | 68.448 | 0
20.07. | 8 | 811.7448 |  | 701.3848 | 0 | 41.268 | 69.092 | 0
20.07. | 9 | 826.045 |  | 719.516 | 0 | 39.277 | 67.252 | 0
20.07. | 10 | 821.9055 |  | 715.9255 | 0 | 39.096 | 66.884 | 0
20.07. | 11 | 815.6877 |  | 712.7787 | 0 | 35.657 | 67.252 | 0
20.07. | 12 | 815.4597 |  | 711.1947 | 0 | 37.105 | 67.16 | 0
20.07. | 13 | 824.6717 |  | 714.4157 | 0 | 41.992 | 68.264 | 0
20.07. | 14 | 808.0674 |  | 691.8384 | 0 | 47.965 | 68.264 | 0
20.07. | 15 | 811.8377 |  | 689.0187 | 0 | 55.567 | 67.252 | 0
20.07. | 16 | 823.1685 |  | 689.8425 | 0 | 65.522 | 67.804 | 0
20.07. | 17 | 836.6367 |  | 691.4477 | 0 | 76.925 | 68.264 | 0
20.07. | 18 | 847.4688 |  | 695.8408 | 0 | 82.536 | 69.092 | 0
20.07. | 19 | 854.8851 |  | 704.1621 | 0 | 81.631 | 69.092 | 0
20.07. | 20 | 873.8951 |  | 726.3381 | 0 | 78.373 | 69.184 | 0
20.07. | 21 | 880.1876 |  | 733.8886 | 0 | 76.563 | 69.736 | 0
20.07. | 22 | 868.341 |  | 722.843 | 0 | 74.934 | 70.564 | 0
20.07. | 23 | 865.4962 |  | 722.0722 | 0 | 72.4 | 71.024 | 0
20.07. | 24 | 821.1603 |  | 683.6973 | 0 | 65.703 | 71.76 | 0
21.07. | 1 | 807.5425 |  | 680.4975 | 0 | 55.929 | 71.116 | 0
21.07. | 2 | 805.1774 |  | 680.1174 | 0 | 53.576 | 71.484 | 0
21.07. | 3 | 807.3949 |  | 681.3319 | 0 | 54.119 | 71.944 | 0
21.07. | 4 | 809.5637 |  | 680.5187 | 0 | 57.377 | 71.668 | 0
21.07. | 5 | 804.7924 |  | 677.7414 | 0 | 55.567 | 71.484 | 0
21.07. | 6 | 805.35 |  | 684.088 | 0 | 49.594 | 71.668 | 0
21.07. | 7 | 834.0576 |  | 718.9466 | 0 | 43.259 | 71.852 | 0
21.07. | 8 | 832.8732 |  | 726.0852 | 0 | 34.752 | 72.036 | 0
21.07. | 9 | 818.5032 |  | 716.5282 | 0 | 30.951 | 71.024 | 0
21.07. | 10 | 807.1306 |  | 708.5976 | 0 | 27.693 | 70.84 | 0
21.07. | 11 | 805.6119 |  | 709.0519 | 0 | 24.616 | 71.944 | 0
21.07. | 12 | 798.1026 |  | 704.6376 | 0 | 22.625 | 70.84 | 0
21.07. | 13 | 804.539 |  | 706.264 | 0 | 26.607 | 71.668 | 0
21.07. | 14 | 818.1464 |  | 711.0054 | 0 | 35.657 | 71.484 | 0
21.07. | 15 | 836.9101 |  | 720.1611 | 0 | 44.345 | 72.404 | 0
21.07. | 16 | 845.8847 |  | 720.1717 | 0 | 53.033 | 72.68 | 0
21.07. | 17 | 850.0247 |  | 717.7957 | 0 | 59.549 | 72.68 | 0
21.07. | 18 | 845.8127 |  | 713.7827 | 0 | 60.454 | 71.576 | 0
21.07. | 19 | 854.0465 |  | 721.7345 | 0 | 60.092 | 72.22 | 0
21.07. | 20 | 852.3589 |  | 723.3079 | 0 | 57.015 | 72.036 | 0
21.07. | 21 | 849.7858 |  | 724.4588 | 0 | 54.119 | 71.208 | 0
21.07. | 22 | 846.4974 |  | 722.8854 | 0 | 52.128 | 71.484 | 0
21.07. | 23 | 846.469 |  | 723.741 | 0 | 49.956 | 72.772 | 0
21.07. | 24 | 803.6231 |  | 684.5211 | 0 | 46.698 | 72.404 | 0
22.07. | 1 | 796.0364 |  | 676.9494 | 0 | 47.603 | 71.484 | 0
22.07. | 2 | 795.5933 |  | 678.9453 | 0 | 44.888 | 71.76 | 0
22.07. | 3 | 791.8101 |  | 677.3401 | 0 | 43.078 | 71.392 | 0
22.07. | 4 | 791.1479 |  | 677.3189 | 0 | 42.897 | 70.932 | 0
22.07. | 5 | 795.8774 |  | 682.4934 | 0 | 41.992 | 71.392 | 0
22.07. | 6 | 801.3895 |  | 686.8335 | 0 | 43.44 | 71.116 | 0
22.07. | 7 | 849.8887 |  | 735.9587 | 0 | 42.354 | 71.576 | 0
22.07. | 8 | 849.6135 |  | 741.4815 | 0 | 36.924 | 71.208 | 0
22.07. | 9 | 849.4921 |  | 746.2441 | 0 | 31.856 | 71.392 | 0
22.07. | 10 | 835.9114 |  | 738.7254 | 0 | 25.702 | 71.484 | 0
22.07. | 11 | 825.562 |  | 733.984 | 0 | 19.91 | 71.668 | 0
22.07. | 12 | 830.0037 |  | 740.7637 | 0 | 16.652 | 72.588 | 0
22.07. | 13 | 823.7179 |  | 737.5639 | 0 | 14.118 | 72.036 | 0
22.07. | 14 | 816.2128 |  | 730.7948 | 0 | 14.118 | 71.3 | 0
22.07. | 15 | 816.3332 |  | 729.2002 | 0 | 16.109 | 71.024 | 0
22.07. | 16 | 820.3847 |  | 729.6227 | 0 | 19.186 | 71.576 | 0
22.07. | 17 | 823.4528 |  | 730.7948 | 0 | 21.358 | 71.3 | 0
22.07. | 18 | 828.2906 |  | 733.9946 | 0 | 22.444 | 71.852 | 0
22.07. | 19 | 835.046 |  | 740.373 | 0 | 21.901 | 72.772 | 0
22.07. | 20 | 839.6776 |  | 746.7196 | 0 | 19.91 | 73.048 | 0
22.07. | 21 | 842.0882 |  | 748.3142 | 0 | 20.634 | 73.14 | 0
22.07. | 22 | 835.8459 |  | 743.8999 | 0 | 19.91 | 72.036 | 0
22.07. | 23 | 836.7645 |  | 743.9105 | 0 | 20.634 | 72.22 | 0
22.07. | 24 | 779.4413 |  | 683.6973 | 0 | 23.892 | 71.852 | 0
23.07. | 1 | 781.189 |  | 680.181 | 0 | 28.236 | 72.772 | 0
23.07. | 2 | 788.5168 |  | 681.7968 | 0 | 33.304 | 73.416 | 0
23.07. | 3 | 782.6147 |  | 673.3907 | 0 | 37.648 | 71.576 | 0
23.07. | 4 | 781.7364 |  | 670.6134 | 0 | 39.639 | 71.484 | 0
23.07. | 5 | 776.746 |  | 665.819 | 0 | 40.363 | 70.564 | 0
23.07. | 6 | 778.0088 |  | 668.1738 | 0 | 39.639 | 70.196 | 0
23.07. | 7 | 821.5624 |  | 718.8724 | 0 | 32.218 | 70.472 | 0
23.07. | 8 | 818.3264 |  | 724.4164 | 0 | 23.53 | 70.38 | 0
23.07. | 9 | 808.7586 |  | 722.0086 | 0 | 17.014 | 69.736 | 0
23.07. | 10 | 809.1238 |  | 723.5608 | 0 | 16.471 | 69.092 | 0
23.07. | 11 | 820.3377 |  | 728.7777 | 0 | 20.996 | 70.564 | 0
23.07. | 12 | 825.3723 |  | 727.2043 | 0 | 27.512 | 70.656 | 0
23.07. | 13 | 834.5319 |  | 732.8119 | 0 | 29.684 | 72.036 | 0
23.07. | 14 | 832.1168 |  | 731.5868 | 0 | 29.322 | 71.208 | 0
23.07. | 15 | 823.6602 |  | 726.7712 | 0 | 26.969 | 69.92 | 0
23.07. | 16 | 821.2815 |  | 726.3805 | 0 | 24.797 | 70.104 | 0
23.07. | 17 | 828.4602 |  | 729.2002 | 0 | 28.236 | 71.024 | 0
23.07. | 18 | 829.7074 |  | 728.3764 | 0 | 30.951 | 70.38 | 0
23.07. | 19 | 835.8911 |  | 734.3641 | 0 | 30.227 | 71.3 | 0
23.07. | 20 | 852.6347 |  | 749.5287 | 0 | 29.322 | 73.784 | 0
23.07. | 21 | 856.952 |  | 752.306 | 0 | 30.77 | 73.876 | 0
23.07. | 22 | 856.4075 |  | 752.6755 | 0 | 30.408 | 73.324 | 0
23.07. | 23 | 855.3366 |  | 752.3166 | 0 | 28.96 | 74.06 | 0
23.07. | 24 | 787.8198 |  | 689.7698 | 0 | 23.53 | 74.52 | 0
24.07. | 1 | 781.8406 |  | 688.9566 | 0 | 18.824 | 74.06 | 0
24.07. | 2 | 775.0511 |  | 686.1581 | 0 | 15.385 | 73.508 | 0
24.07. | 3 | 768.6053 |  | 682.1663 | 0 | 13.575 | 72.864 | 0
24.07. | 4 | 765.4106 |  | 681.7756 | 0 | 10.679 | 72.956 | 0
24.07. | 5 | 763.1132 |  | 680.9412 | 0 | 10.136 | 72.036 | 0
24.07. | 6 | 772.9671 |  | 690.0651 | 0 | 10.498 | 72.404 | 0
24.07. | 7 | 829.5673 |  | 747.1103 | 0 | 9.593 | 72.864 | 0
24.07. | 8 | 838.3038 |  | 757.8288 | 0 | 7.059 | 73.416 | 0
24.07. | 9 | 842.3318 |  | 762.5808 | 0 | 6.335 | 73.416 | 0
24.07. | 10 | 844.3594 |  | 764.9674 | 0 | 5.792 | 73.6 | 0
24.07. | 11 | 846.9058 |  | 766.5938 | 0 | 5.792 | 74.52 | 0
24.07. | 12 | 845.4348 |  | 764.2178 | 0 | 6.697 | 74.52 | 0
24.07. | 13 | 837.5583 |  | 755.0833 | 0 | 8.507 | 73.968 | 0
24.07. | 14 | 838.3226 |  | 752.3166 | 0 | 11.946 | 74.06 | 0
24.07. | 15 | 826.9326 |  | 741.0696 | 0 | 15.023 | 70.84 | 0
24.07. | 16 | 814.4969 |  | 727.0559 | 0 | 19.729 | 67.712 | 0
24.07. | 17 | 823.1842 |  | 731.4702 | 0 | 22.806 | 68.908 | 0
24.07. | 18 | 838.4758 |  | 740.2988 | 0 | 26.969 | 71.208 | 0
24.07. | 19 | 844.9609 |  | 745.4309 | 0 | 28.598 | 70.932 | 0
24.07. | 20 | 853.7617 |  | 752.5907 | 0 | 29.503 | 71.668 | 0
24.07. | 21 | 851.6515 |  | 752.5695 | 0 | 27.874 | 71.208 | 0
24.07. | 22 | 858.2714 |  | 760.1624 | 0 | 25.521 | 72.588 | 0
24.07. | 23 | 854.8925 |  | 758.2195 | 0 | 23.349 | 73.324 | 0
24.07. | 24 | 790.1634 |  | 697.6474 | 0 | 18.824 | 73.692 | 0
25.07. | 1 | 783.3269 |  | 693.2649 | 0 | 17.014 | 73.048 | 0
25.07. | 2 | 774.4596 |  | 685.6826 | 0 | 16.833 | 71.944 | 0
25.07. | 3 | 777.2006 |  | 687.3196 | 0 | 16.833 | 73.048 | 0
25.07. | 4 | 779.3051 |  | 689.3261 | 0 | 16.471 | 73.508 | 0
25.07. | 5 | 776.3589 |  | 686.9289 | 0 | 16.29 | 73.14 | 0
25.07. | 6 | 782.5967 |  | 692.4517 | 0 | 17.557 | 72.588 | 0
25.07. | 7 | 814.5754 |  | 724.5224 | 0 | 17.557 | 72.496 | 0
25.07. | 8 | 824.3032 |  | 737.2262 | 0 | 13.937 | 73.14 | 0
25.07. | 9 | 836.4886 |  | 753.8476 | 0 | 9.593 | 73.048 | 0
25.07. | 10 | 830.2678 |  | 751.4398 | 0 | 6.516 | 72.312 | 0
25.07. | 11 | 834.2988 |  | 755.4528 | 0 | 5.43 | 73.416 | 0
25.07. | 12 | 833.1824 |  | 753.8794 | 0 | 5.611 | 73.692 | 0
25.07. | 13 | 821.4893 |  | 741.5663 | 0 | 7.059 | 72.864 | 0
25.07. | 14 | 801.3782 |  | 719.7492 | 0 | 9.593 | 72.036 | 0
25.07. | 15 | 809.5779 |  | 721.7769 | 0 | 14.661 | 73.14 | 0
25.07. | 16 | 817.8663 |  | 722.5583 | 0 | 22.444 | 72.864 | 0
25.07. | 17 | 827.6915 |  | 721.7875 | 0 | 32.58 | 73.324 | 0
25.07. | 18 | 841.2539 |  | 728.1129 | 0 | 40.001 | 73.14 | 0
25.07. | 19 | 840.7927 |  | 731.2067 | 0 | 38.01 | 71.576 | 0
25.07. | 20 | 855.3909 |  | 744.6389 | 0 | 39.82 | 70.932 | 0
25.07. | 21 | 857.6989 |  | 746.2229 | 0 | 40.544 | 70.932 | 0
25.07. | 22 | 841.262 |  | 733.139 | 0 | 37.467 | 70.656 | 0
25.07. | 23 | 838.9995 |  | 732.7695 | 0 | 35.114 | 71.116 | 0
25.07. | 24 | 793.2445 |  | 686.8335 | 0 | 35.295 | 71.116 | 0
26.07. | 1 | 791.3502 |  | 687.2772 | 0 | 32.037 | 72.036 | 0
26.07. | 2 | 791.3668 |  | 687.2878 | 0 | 31.675 | 72.404 | 0
26.07. | 3 | 789.5595 |  | 685.3025 | 0 | 32.037 | 72.22 | 0
26.07. | 4 | 789.9895 |  | 686.0945 | 0 | 31.675 | 72.22 | 0
26.07. | 5 | 786.1672 |  | 685.6402 | 0 | 29.503 | 71.024 | 0
26.07. | 6 | 800.1542 |  | 695.9892 | 0 | 32.037 | 72.128 | 0
26.07. | 7 | 833.5542 |  | 730.8372 | 0 | 30.589 | 72.128 | 0
26.07. | 8 | 830.245 |  | 731.608 | 0 | 26.969 | 71.668 | 0
26.07. | 9 | 819.6728 |  | 730.0028 | 0 | 18.462 | 71.208 | 0
26.07. | 10 | 815.4658 |  | 728.4188 | 0 | 15.747 | 71.3 | 0
26.07. | 11 | 815.2984 |  | 728.4294 | 0 | 15.385 | 71.484 | 0
26.07. | 12 | 818.2503 |  | 728.8413 | 0 | 17.557 | 71.852 | 0
26.07. | 13 | 815.9465 |  | 724.9025 | 0 | 18.824 | 72.22 | 0
26.07. | 14 | 815.2138 |  | 718.1228 | 0 | 25.883 | 71.208 | 0
26.07. | 15 | 828.0349 |  | 719.3479 | 0 | 36.743 | 71.944 | 0
26.07. | 16 | 834.9683 |  | 716.9613 | 0 | 46.155 | 71.852 | 0
26.07. | 17 | 841.1527 |  | 718.5347 | 0 | 51.042 | 71.576 | 0
26.07. | 18 | 841.806 |  | 719.728 | 0 | 50.318 | 71.76 | 0
26.07. | 19 | 849.3368 |  | 726.8878 | 0 | 50.137 | 72.312 | 0
26.07. | 20 | 852.7904 |  | 733.2344 | 0 | 47.06 | 72.496 | 0
26.07. | 21 | 851.9126 |  | 733.9946 | 0 | 45.974 | 71.944 | 0
26.07. | 22 | 849.6036 |  | 735.5786 | 0 | 42.173 | 71.852 | 0
26.07. | 23 | 848.1183 |  | 737.6063 | 0 | 37.648 | 72.864 | 0
26.07. | 24 | 798.7297 |  | 691.6597 | 0 | 34.39 | 72.68 | 0
27.07. | 1 | 794.6191 |  | 689.2731 | 0 | 32.942 | 72.404 | 0
27.07. | 2 | 792.9399 |  | 686.8759 | 0 | 34.028 | 72.036 | 0
27.07. | 3 | 792.8548 |  | 683.2748 | 0 | 38.372 | 71.208 | 0
27.07. | 4 | 796.9498 |  | 682.4828 | 0 | 43.259 | 71.208 | 0
27.07. | 5 | 798.7645 |  | 683.6655 | 0 | 43.983 | 71.116 | 0
27.07. | 6 | 796.6506 |  | 688.7976 | 0 | 37.105 | 70.748 | 0
27.07. | 7 | 817.9199 |  | 719.2949 | 0 | 27.693 | 70.932 | 0
27.07. | 8 | 812.932 |  | 720.467 | 0 | 21.901 | 70.564 | 0
27.07. | 9 | 822.5275 |  | 736.6765 | 0 | 15.747 | 70.104 | 0
27.07. | 10 | 815.3683 |  | 733.4343 | 0 | 13.394 | 68.54 | 0
27.07. | 11 | 806.1887 |  | 724.7117 | 0 | 13.213 | 68.264 | 0
27.07. | 12 | 819.1874 |  | 732.3364 | 0 | 16.471 | 70.38 | 0
27.07. | 13 | 823.161 |  | 736.307 | 0 | 16.29 | 70.564 | 0
27.07. | 14 | 807.5005 |  | 711.3325 | 0 | 26.064 | 70.104 | 0
27.07. | 15 | 821.0409 |  | 711.3749 | 0 | 38.734 | 70.932 | 0
27.07. | 16 | 835.6569 |  | 712.9589 | 0 | 51.766 | 70.932 | 0
27.07. | 17 | 850.0593 |  | 717.7533 | 0 | 60.454 | 71.852 | 0
27.07. | 18 | 856.7165 |  | 723.3185 | 0 | 61.178 | 72.22 | 0
27.07. | 19 | 872.1186 |  | 726.1276 | 0 | 72.943 | 73.048 | 0
27.07. | 20 | 893.5266 |  | 745.9806 | 0 | 73.486 | 74.06 | 0
27.07. | 21 | 889.4316 |  | 746.7726 | 0 | 68.599 | 74.06 | 0
27.07. | 22 | 877.2905 |  | 733.7205 | 0 | 69.142 | 74.428 | 0
27.07. | 23 | 884.9734 |  | 738.9374 | 0 | 70.228 | 75.808 | 0
27.07. | 24 | 846.6503 |  | 704.5013 | 0 | 66.065 | 76.084 | 0
28.07. | 1 | 844.1148 |  | 704.8708 | 0 | 63.712 | 75.532 | 0
28.07. | 2 | 837.8861 |  | 700.4671 | 0 | 62.807 | 74.612 | 0
28.07. | 3 | 830.7408 |  | 698.4818 | 0 | 57.739 | 74.52 | 0
28.07. | 4 | 821.9786 |  | 696.8766 | 0 | 51.042 | 74.06 | 0
28.07. | 5 | 811.6794 |  | 695.2714 | 0 | 42.716 | 73.692 | 0
28.07. | 6 | 805.5919 |  | 696.4329 | 0 | 36.019 | 73.14 | 0
28.07. | 7 | 822.5404 |  | 721.3544 | 0 | 28.598 | 72.588 | 0
28.07. | 8 | 823.8376 |  | 730.8796 | 0 | 19.91 | 73.048 | 0
28.07. | 9 | 821.903 |  | 734.09 | 0 | 13.937 | 73.876 | 0
28.07. | 10 | 817.1908 |  | 733.2768 | 0 | 10.498 | 73.416 | 0
28.07. | 11 | 806.8028 |  | 723.7198 | 0 | 10.679 | 72.404 | 0
28.07. | 12 | 808.4229 |  | 724.1529 | 0 | 11.222 | 73.048 | 0
28.07. | 13 | 815.9861 |  | 726.5501 | 0 | 15.928 | 73.508 | 0
28.07. | 14 | 821.3963 |  | 725.7263 | 0 | 22.806 | 72.864 | 0
28.07. | 15 | 829.0154 |  | 728.5354 | 0 | 26.788 | 73.692 | 0
28.07. | 16 | 836.1246 |  | 730.9326 | 0 | 31.132 | 74.06 | 0
28.07. | 17 | 844.4615 |  | 732.9285 | 0 | 37.105 | 74.428 | 0
28.07. | 18 | 847.0929 |  | 728.9579 | 0 | 43.983 | 74.152 | 0
28.07. | 19 | 857.0175 |  | 736.8885 | 0 | 45.793 | 74.336 | 0
28.07. | 20 | 855.3069 |  | 736.0859 | 0 | 45.069 | 74.152 | 0
28.07. | 21 | 859.8623 |  | 737.6593 | 0 | 48.327 | 73.876 | 0
28.07. | 22 | 857.6864 |  | 741.2604 | 0 | 41.63 | 74.796 | 0
28.07. | 23 | 860.347 |  | 740.479 | 0 | 44.888 | 74.98 | 0
28.07. | 24 | 830.135 |  | 701.671 | 0 | 53.576 | 74.888 | 0
29.07. | 1 | 827.8972 |  | 696.0952 | 0 | 57.558 | 74.244 | 0
29.07. | 2 | 825.994 |  | 697.711 | 0 | 53.395 | 74.888 | 0
29.07. | 3 | 823.1865 |  | 694.9125 | 0 | 53.938 | 74.336 | 0
29.07. | 4 | 817.0577 |  | 692.5047 | 0 | 50.861 | 73.692 | 0
29.07. | 5 | 819.272 |  | 692.906 | 0 | 52.49 | 73.876 | 0
29.07. | 6 | 816.0506 |  | 695.2926 | 0 | 46.698 | 74.06 | 0
29.07. | 7 | 850.8341 |  | 741.6511 | 0 | 34.571 | 74.612 | 0
29.07. | 8 | 850.143 |  | 749.191 | 0 | 26.064 | 74.888 | 0
29.07. | 9 | 843.9744 |  | 742.8444 | 0 | 26.426 | 74.704 | 0
29.07. | 10 | 838.0192 |  | 741.2392 | 0 | 22.444 | 74.336 | 0
29.07. | 11 | 831.6115 |  | 739.2645 | 0 | 17.919 | 74.428 | 0
29.07. | 12 | 832.1654 |  | 741.2604 | 0 | 16.109 | 74.796 | 0
29.07. | 13 | 836.1234 |  | 742.0524 | 0 | 19.367 | 74.704 | 0
29.07. | 14 | 847.5044 |  | 746.0124 | 0 | 26.788 | 74.704 | 0
29.07. | 15 | 861.1642 |  | 748.3672 | 0 | 38.553 | 74.244 | 0
29.07. | 16 | 874.1752 |  | 749.1592 | 0 | 50.68 | 74.336 | 0
29.07. | 17 | 880.0869 |  | 751.9789 | 0 | 52.852 | 75.256 | 0
29.07. | 18 | 881.8848 |  | 751.5988 | 0 | 54.662 | 75.624 | 0
29.07. | 19 | 890.5315 |  | 757.5335 | 0 | 57.558 | 75.44 | 0
29.07. | 20 | 886.0181 |  | 755.1151 | 0 | 56.291 | 74.612 | 0
29.07. | 21 | 884.8102 |  | 757.0792 | 0 | 53.395 | 74.336 | 0
29.07. | 22 | 881.7557 |  | 755.9177 | 0 | 51.042 | 74.796 | 0
29.07. | 23 | 878.0106 |  | 756.3296 | 0 | 46.517 | 75.164 | 0
29.07. | 24 | 820.7757 |  | 700.5307 | 0 | 44.345 | 75.9 | 0
30.07. | 1 | 817.9744 |  | 698.5454 | 0 | 43.621 | 75.808 | 0
30.07. | 2 | 813.3935 |  | 698.1335 | 0 | 39.82 | 75.44 | 0
30.07. | 3 | 810.6058 |  | 696.1588 | 0 | 38.915 | 75.532 | 0
30.07. | 4 | 808.2842 |  | 694.5642 | 0 | 38.372 | 75.348 | 0
30.07. | 5 | 807.4106 |  | 692.9696 | 0 | 39.277 | 75.164 | 0
30.07. | 6 | 807.6376 |  | 697.7216 | 0 | 34.752 | 75.164 | 0
30.07. | 7 | 845.8539 |  | 743.2669 | 0 | 27.331 | 75.256 | 0
30.07. | 8 | 834.4823 |  | 741.6723 | 0 | 17.738 | 75.072 | 0
30.07. | 9 | 831.7359 |  | 743.2669 | 0 | 13.213 | 75.256 | 0
30.07. | 10 | 828.9378 |  | 742.8338 | 0 | 11.584 | 74.52 | 0
30.07. | 11 | 820.9379 |  | 736.0329 | 0 | 11.765 | 73.14 | 0
30.07. | 12 | 822.5382 |  | 735.6422 | 0 | 13.756 | 73.14 | 0
30.07. | 13 | 832.7776 |  | 740.4366 | 0 | 18.281 | 74.06 | 0
30.07. | 14 | 844.5221 |  | 744.0271 | 0 | 25.883 | 74.612 | 0
30.07. | 15 | 857.4834 |  | 745.2204 | 0 | 37.467 | 74.796 | 0
30.07. | 16 | 870.6363 |  | 746.4243 | 0 | 49.232 | 74.98 | 0
30.07. | 17 | 883.9025 |  | 748.8215 | 0 | 59.549 | 75.532 | 0
30.07. | 18 | 897.5554 |  | 754.7774 | 0 | 66.97 | 75.808 | 0
30.07. | 19 | 903.272 |  | 754.788 | 0 | 72.4 | 76.084 | 0
30.07. | 20 | 913.2678 |  | 765.0628 | 0 | 72.581 | 75.624 | 0
30.07. | 21 | 907.028 |  | 765.876 | 0 | 65.16 | 75.992 | 0
30.07. | 22 | 891.6813 |  | 760.6803 | 0 | 55.929 | 75.072 | 0
30.07. | 23 | 888.386 |  | 762.708 | 0 | 49.594 | 76.084 | 0
30.07. | 24 | 824.1173 |  | 704.5013 | 0 | 43.44 | 76.176 | 0
31.07. | 1 | 817.49 |  | 696.972 | 0 | 44.526 | 75.992 | 0
31.07. | 2 | 816.2727 |  | 696.5707 | 0 | 43.802 | 75.9 | 0
31.07. | 3 | 814.8927 |  | 697.3627 | 0 | 41.63 | 75.9 | 0
31.07. | 4 | 806.8362 |  | 694.5642 | 0 | 36.924 | 75.348 | 0
31.07. | 5 | 797.2172 |  | 692.9272 | 0 | 30.046 | 74.244 | 0
31.07. | 6 | 799.363 |  | 699.242 | 0 | 26.245 | 73.876 | 0
31.07. | 7 | 855.2879 |  | 759.0539 | 0 | 22.082 | 74.152 | 0
31.07. | 8 | 851.8249 |  | 760.5849 | 0 | 18.1 | 73.14 | 0
31.07. | 9 | 847.4507 |  | 760.5637 | 0 | 14.299 | 72.588 | 0
31.07. | 10 | 838.0661 |  | 753.3721 | 0 | 13.394 | 71.3 | 0
31.07. | 11 | 836.1896 |  | 752.2106 | 0 | 12.127 | 71.852 | 0
31.07. | 12 | 833.8589 |  | 749.4969 | 0 | 11.222 | 73.14 | 0
31.07. | 13 | 825.5494 |  | 740.3094 | 0 | 13.756 | 71.484 | 0
31.07. | 14 | 841.7445 |  | 749.5075 | 0 | 19.005 | 73.232 | 0
31.07. | 15 | 853.9116 |  | 754.6926 | 0 | 25.159 | 74.06 | 0
31.07. | 16 | 858.6327 |  | 754.3337 | 0 | 29.503 | 74.796 | 0
31.07. | 17 | 866.8687 |  | 757.5017 | 0 | 34.571 | 74.796 | 0
31.07. | 18 | 872.6968 |  | 757.0898 | 0 | 41.087 | 74.52 | 0
31.07. | 19 | 871.5079 |  | 755.8329 | 0 | 42.535 | 73.14 | 0
31.07. | 20 | 874.2068 |  | 759.3598 | 0 | 42.535 | 72.312 | 0
31.07. | 21 | 877.4186 |  | 762.5596 | 0 | 41.811 | 73.048 | 0
31.07. | 22 | 870.9016 |  | 756.2236 | 0 | 41.63 | 73.048 | 0
31.07. | 23 | 859.7728 |  | 744.3648 | 0 | 41.992 | 73.416 | 0
31.07. | 24 | 795.562 |  | 679.495 | 0 | 41.087 | 74.98 | 0
01.08. | 1 | 789.5687 |  | 675.1337 | 0 | 39.639 | 74.796 | 0
01.08. | 2 | 788.1689 |  | 675.1019 | 0 | 38.915 | 74.152 | 0
01.08. | 3 | 799.1867 |  | 680.6777 | 0 | 43.621 | 74.888 | 0
01.08. | 4 | 801.7961 |  | 680.6671 | 0 | 46.517 | 74.612 | 0
01.08. | 5 | 807.349 |  | 685.039 | 0 | 47.422 | 74.888 | 0
01.08. | 6 | 823.6907 |  | 697.3097 | 0 | 51.585 | 74.796 | 0
01.08. | 7 | 859.5226 |  | 734.9456 | 0 | 49.413 | 75.164 | 0
01.08. | 8 | 849.2469 |  | 738.5149 | 0 | 35.476 | 75.256 | 0
01.08. | 9 | 847.6921 |  | 750.3631 | 0 | 22.625 | 74.704 | 0
01.08. | 10 | 836.8454 |  | 749.1274 | 0 | 14.118 | 73.6 | 0
01.08. | 11 | 827.6725 |  | 744.7555 | 0 | 9.593 | 73.324 | 0
01.08. | 12 | 822.5951 |  | 742.3901 | 0 | 6.697 | 73.508 | 0
01.08. | 13 | 821.135 |  | 742.01 | 0 | 5.249 | 73.876 | 0
01.08. | 14 | 805.2045 |  | 725.8005 | 0 | 5.068 | 74.336 | 0
01.08. | 15 | 807.3827 |  | 726.6137 | 0 | 5.973 | 74.796 | 0
01.08. | 16 | 811.0393 |  | 729.0003 | 0 | 7.059 | 74.98 | 0
01.08. | 17 | 814.4709 |  | 729.8029 | 0 | 9.412 | 75.256 | 0
01.08. | 18 | 816.4755 |  | 729.8135 | 0 | 11.222 | 75.44 | 0
01.08. | 19 | 821.2651 |  | 733.7841 | 0 | 11.765 | 75.716 | 0
01.08. | 20 | 841.4115 |  | 750.4055 | 0 | 15.566 | 75.44 | 0
01.08. | 21 | 851.2063 |  | 757.5653 | 0 | 17.557 | 76.084 | 0
01.08. | 22 | 845.757 |  | 750.036 | 0 | 19.729 | 75.992 | 0
01.08. | 23 | 849.2996 |  | 746.8786 | 0 | 26.245 | 76.176 | 0
01.08. | 24 | 816.1837 |  | 706.0747 | 0 | 34.209 | 75.9 | 0
02.08. | 1 | 823.5817 |  | 703.6987 | 0 | 43.983 | 75.9 | 0
02.08. | 2 | 835.9713 |  | 704.5013 | 0 | 55.386 | 76.084 | 0
02.08. | 3 | 838.8475 |  | 703.6775 | 0 | 59.73 | 75.44 | 0
02.08. | 4 | 827.3483 |  | 696.5283 | 0 | 55.748 | 75.072 | 0
02.08. | 5 | 816.8102 |  | 691.3432 | 0 | 51.223 | 74.244 | 0
02.08. | 6 | 818.6719 |  | 694.1099 | 0 | 50.318 | 74.244 | 0
02.08. | 7 | 849.6358 |  | 727.7858 | 0 | 47.422 | 74.428 | 0
02.08. | 8 | 839.3094 |  | 726.1594 | 0 | 39.458 | 73.692 | 0
02.08. | 9 | 840.3633 |  | 732.1683 | 0 | 33.123 | 75.072 | 0
02.08. | 10 | 835.4375 |  | 734.5655 | 0 | 25.34 | 75.532 | 0
02.08. | 11 | 827.8288 |  | 730.2148 | 0 | 22.082 | 75.532 | 0
02.08. | 12 | 821.5833 |  | 724.2483 | 0 | 22.263 | 75.072 | 0
02.08. | 13 | 816.3234 |  | 722.2524 | 0 | 19.367 | 74.704 | 0
02.08. | 14 | 813.0115 |  | 725.0085 | 0 | 13.575 | 74.428 | 0
02.08. | 15 | 805.2641 |  | 721.0591 | 0 | 9.593 | 74.612 | 0
02.08. | 16 | 799.5757 |  | 717.9017 | 0 | 6.878 | 74.796 | 0
02.08. | 17 | 799.345 |  | 718.303 | 0 | 6.154 | 74.888 | 0
02.08. | 18 | 803.305 |  | 722.263 | 0 | 6.154 | 74.888 | 0
02.08. | 19 | 806.6283 |  | 725.0403 | 0 | 6.516 | 75.072 | 0
02.08. | 20 | 809.7248 |  | 724.6178 | 0 | 10.679 | 74.428 | 0
02.08. | 21 | 815.3561 |  | 728.9791 | 0 | 11.765 | 74.612 | 0
02.08. | 22 | 820.5334 |  | 733.3404 | 0 | 12.489 | 74.704 | 0
02.08. | 23 | 820.8044 |  | 730.1724 | 0 | 15.928 | 74.704 | 0
02.08. | 24 | 783.5631 |  | 688.5871 | 0 | 20.272 | 74.704 | 0
03.08. | 1 | 782.5008 |  | 685.8098 | 0 | 22.263 | 74.428 | 0
03.08. | 2 | 784.6555 |  | 690.9525 | 0 | 19.367 | 74.336 | 0
03.08. | 3 | 783.6647 |  | 692.5047 | 0 | 17.376 | 73.784 | 0
03.08. | 4 | 782.0221 |  | 692.4941 | 0 | 15.928 | 73.6 | 0
03.08. | 5 | 777.6217 |  | 688.5447 | 0 | 15.385 | 73.692 | 0
03.08. | 6 | 780.8755 |  | 690.8995 | 0 | 16.652 | 73.324 | 0
03.08. | 7 | 806.2996 |  | 717.4156 | 0 | 15.928 | 72.956 | 0
03.08. | 8 | 815.8311 |  | 728.1871 | 0 | 13.032 | 74.612 | 0
03.08. | 9 | 826.9876 |  | 743.6046 | 0 | 9.231 | 74.152 | 0
03.08. | 10 | 822.2482 |  | 742.0312 | 0 | 5.973 | 74.244 | 0
03.08. | 11 | 817.9806 |  | 738.8526 | 0 | 5.068 | 74.06 | 0
03.08. | 12 | 813.3569 |  | 735.2409 | 0 | 5.068 | 73.048 | 0
03.08. | 13 | 813.5708 |  | 733.2768 | 0 | 6.878 | 73.416 | 0
03.08. | 14 | 791.8317 |  | 708.2917 | 0 | 10.86 | 72.68 | 0
03.08. | 15 | 795.9015 |  | 709.9075 | 0 | 12.67 | 73.324 | 0
03.08. | 16 | 798.392 |  | 711.122 | 0 | 13.394 | 73.876 | 0
03.08. | 17 | 800.0514 |  | 712.6954 | 0 | 13.756 | 73.6 | 0
03.08. | 18 | 804.8996 |  | 715.0926 | 0 | 15.747 | 74.06 | 0
03.08. | 19 | 813.8282 |  | 719.8552 | 0 | 19.729 | 74.244 | 0
03.08. | 20 | 821.0872 |  | 726.8772 | 0 | 22.082 | 72.128 | 0
03.08. | 21 | 828.9345 |  | 732.8225 | 0 | 23.892 | 72.22 | 0
03.08. | 22 | 817.0001 |  | 720.1611 | 0 | 24.435 | 72.404 | 0
03.08. | 23 | 811.7924 |  | 714.2264 | 0 | 24.978 | 72.588 | 0
03.08. | 24 | 781.0372 |  | 683.3702 | 0 | 24.435 | 73.232 | 0
04.08. | 1 | 774.5674 |  | 680.1704 | 0 | 21.901 | 72.496 | 0
04.08. | 2 | 776.0352 |  | 680.9942 | 0 | 21.901 | 73.14 | 0
04.08. | 3 | 778.1684 |  | 683.3914 | 0 | 21.177 | 73.6 | 0
04.08. | 4 | 776.8307 |  | 684.5847 | 0 | 18.462 | 73.784 | 0
04.08. | 5 | 773.2787 |  | 685.3767 | 0 | 14.118 | 73.784 | 0
04.08. | 6 | 774.3187 |  | 690.1287 | 0 | 10.498 | 73.692 | 0
04.08. | 7 | 800.7554 |  | 719.8234 | 0 | 7.24 | 73.692 | 0
04.08. | 8 | 802.2583 |  | 723.4033 | 0 | 4.887 | 73.968 | 0
04.08. | 9 | 787.8156 |  | 711.8716 | 0 | 2.896 | 73.048 | 0
04.08. | 10 | 773.7833 |  | 701.8603 | 0 | 1.267 | 70.656 | 0
04.08. | 11 | 780.7227 |  | 707.4997 | 0 | 0.543 | 72.68 | 0
04.08. | 12 | 783.343 |  | 709.485 | 0 | 1.086 | 72.772 | 0
04.08. | 13 | 785.7472 |  | 708.7142 | 0 | 3.801 | 73.232 | 0
04.08. | 14 | 789.1951 |  | 707.5421 | 0 | 8.145 | 73.508 | 0
04.08. | 15 | 791.4175 |  | 702.7265 | 0 | 16.471 | 72.22 | 0
04.08. | 16 | 808.0117 |  | 708.3447 | 0 | 25.883 | 73.784 | 0
04.08. | 17 | 818.482 |  | 714.29 | 0 | 30.408 | 73.784 | 0
04.08. | 18 | 825.1679 |  | 720.2459 | 0 | 30.77 | 74.152 | 0
04.08. | 19 | 827.5303 |  | 722.6113 | 0 | 30.951 | 73.968 | 0
04.08. | 20 | 830.3877 |  | 727.2997 | 0 | 30.408 | 72.68 | 0
04.08. | 21 | 834.2347 |  | 732.0517 | 0 | 29.503 | 72.68 | 0
04.08. | 22 | 833.2842 |  | 730.0982 | 0 | 30.046 | 73.14 | 0
04.08. | 23 | 832.8918 |  | 728.5248 | 0 | 30.951 | 73.416 | 0
04.08. | 24 | 790.2311 |  | 687.6891 | 0 | 30.046 | 72.496 | 0
05.08. | 1 | 790.783 |  | 686.517 | 0 | 31.494 | 72.772 | 0
05.08. | 2 | 785.2422 |  | 682.5252 | 0 | 30.589 | 72.128 | 0
05.08. | 3 | 784.9544 |  | 684.1304 | 0 | 28.236 | 72.588 | 0
05.08. | 4 | 787.3712 |  | 686.5382 | 0 | 27.693 | 73.14 | 0
05.08. | 5 | 789.4181 |  | 686.9501 | 0 | 28.96 | 73.508 | 0
05.08. | 6 | 798.1798 |  | 695.2608 | 0 | 29.503 | 73.416 | 0
05.08. | 7 | 838.62 |  | 735.621 | 0 | 30.227 | 72.772 | 0
05.08. | 8 | 838.9674 |  | 738.7784 | 0 | 27.693 | 72.496 | 0
05.08. | 9 | 830.3637 |  | 738.3347 | 0 | 20.453 | 71.576 | 0
05.08. | 10 | 819.9468 |  | 736.3388 | 0 | 12.308 | 71.3 | 0
05.08. | 11 | 812.1801 |  | 734.3641 | 0 | 6.516 | 71.3 | 0
05.08. | 12 | 812.443 |  | 736.413 | 0 | 3.258 | 72.772 | 0
05.08. | 13 | 807.1433 |  | 730.4783 | 0 | 3.801 | 72.864 | 0
05.08. | 14 | 801.9791 |  | 723.3291 | 0 | 6.154 | 72.496 | 0
05.08. | 15 | 794.6935 |  | 712.9165 | 0 | 11.765 | 70.012 | 0
05.08. | 16 | 816.0098 |  | 724.5118 | 0 | 19.186 | 72.312 | 0
05.08. | 17 | 827.4969 |  | 731.2809 | 0 | 23.168 | 73.048 | 0
05.08. | 18 | 834.777 |  | 736.466 | 0 | 24.435 | 73.876 | 0
05.08. | 19 | 838.465 |  | 737.258 | 0 | 27.331 | 73.876 | 0
05.08. | 20 | 851.7873 |  | 741.6193 | 0 | 36.2 | 73.968 | 0
05.08. | 21 | 864.8992 |  | 750.7432 | 0 | 39.82 | 74.336 | 0
05.08. | 22 | 859.372 |  | 746.762 | 0 | 38.734 | 73.876 | 0
05.08. | 23 | 855.3188 |  | 744.4178 | 0 | 36.381 | 74.52 | 0
05.08. | 24 | 797.3841 |  | 689.3791 | 0 | 33.485 | 74.52 | 0
06.08. | 1 | 795.9663 |  | 689.4003 | 0 | 31.494 | 75.072 | 0
06.08. | 2 | 791.5617 |  | 687.8057 | 0 | 28.96 | 74.796 | 0
06.08. | 3 | 785.9324 |  | 686.6124 | 0 | 24.616 | 74.704 | 0
06.08. | 4 | 780.7452 |  | 686.5912 | 0 | 19.91 | 74.244 | 0
06.08. | 5 | 773.3054 |  | 682.5994 | 0 | 17.014 | 73.692 | 0
06.08. | 6 | 772.1306 |  | 684.1516 | 0 | 15.023 | 72.956 | 0
06.08. | 7 | 818.1665 |  | 732.0835 | 0 | 12.851 | 73.232 | 0
06.08. | 8 | 822.0437 |  | 736.8567 | 0 | 11.403 | 73.784 | 0
06.08. | 9 | 822.2734 |  | 739.6234 | 0 | 9.05 | 73.6 | 0
06.08. | 10 | 813.6326 |  | 733.2556 | 0 | 7.421 | 72.956 | 0
06.08. | 11 | 794.445 |  | 715.662 | 0 | 9.231 | 69.552 | 0
06.08. | 12 | 798.0526 |  | 714.0356 | 0 | 15.385 | 68.632 | 0
06.08. | 13 | 804.1836 |  | 711.6596 | 0 | 23.892 | 68.632 | 0
06.08. | 14 | 819.6809 |  | 715.2819 | 0 | 34.571 | 69.828 | 0
06.08. | 15 | 840.5877 |  | 722.4947 | 0 | 46.517 | 71.576 | 0
06.08. | 16 | 851.0605 |  | 724.9025 | 0 | 53.938 | 72.22 | 0
06.08. | 17 | 870.6798 |  | 735.7058 | 0 | 60.454 | 74.52 | 0
06.08. | 18 | 876.5037 |  | 736.9097 | 0 | 64.798 | 74.796 | 0
06.08. | 19 | 881.0213 |  | 737.7123 | 0 | 68.237 | 75.072 | 0
06.08. | 20 | 881.0831 |  | 737.6911 | 0 | 68.78 | 74.612 | 0
06.08. | 21 | 885.7562 |  | 739.6552 | 0 | 71.857 | 74.244 | 0
06.08. | 22 | 890.4548 |  | 740.4578 | 0 | 75.477 | 74.52 | 0
06.08. | 23 | 902.814 |  | 739.687 | 0 | 88.147 | 74.98 | 0
06.08. | 24 | 852.7098 |  | 679.5268 | 0 | 97.559 | 75.624 | 0
07.08. | 1 | 859.6647 |  | 679.1467 | 0 | 104.618 | 75.9 | 0
07.08. | 2 | 862.8349 |  | 677.5309 | 0 | 110.048 | 75.256 | 0
07.08. | 3 | 867.5095 |  | 679.1255 | 0 | 112.944 | 75.44 | 0
07.08. | 4 | 865.7989 |  | 678.3229 | 0 | 112.22 | 75.256 | 0
07.08. | 5 | 863.8519 |  | 679.9069 | 0 | 108.781 | 75.164 | 0
07.08. | 6 | 867.0768 |  | 689.8228 | 0 | 101.722 | 75.532 | 0
07.08. | 7 | 917.2908 |  | 747.6388 | 0 | 94.12 | 75.532 | 0
07.08. | 8 | 909.4334 |  | 753.9854 | 0 | 79.64 | 75.808 | 0
07.08. | 9 | 895.6121 |  | 751.2081 | 0 | 68.78 | 75.624 | 0
07.08. | 10 | 881.4167 |  | 748.7897 | 0 | 57.739 | 74.888 | 0
07.08. | 11 | 874.8055 |  | 747.2375 | 0 | 52.128 | 75.44 | 0
07.08. | 12 | 874.5686 |  | 746.8256 | 0 | 52.671 | 75.072 | 0
07.08. | 13 | 870.8497 |  | 741.6617 | 0 | 54.3 | 74.888 | 0
07.08. | 14 | 872.0744 |  | 741.2604 | 0 | 56.11 | 74.704 | 0
07.08. | 15 | 878.0009 |  | 743.2139 | 0 | 60.635 | 74.152 | 0
07.08. | 16 | 876.4238 |  | 738.0288 | 0 | 64.979 | 73.416 | 0
07.08. | 17 | 876.879 |  | 736.413 | 0 | 67.694 | 72.772 | 0
07.08. | 18 | 874.9812 |  | 734.7972 | 0 | 68.056 | 72.128 | 0
07.08. | 19 | 873.708 |  | 733.984 | 0 | 68.056 | 71.668 | 0
07.08. | 20 | 877.1579 |  | 735.9799 | 0 | 69.142 | 72.036 | 0
07.08. | 21 | 886.0069 |  | 742.3689 | 0 | 70.59 | 73.048 | 0
07.08. | 22 | 889.4677 |  | 746.3607 | 0 | 69.323 | 73.784 | 0
07.08. | 23 | 883.671 |  | 745.178 | 0 | 64.617 | 73.876 | 0
07.08. | 24 | 820.36 |  | 685.831 | 0 | 59.549 | 74.98 | 0
08.08. | 1 | 810.2534 |  | 681.0684 | 0 | 54.481 | 74.704 | 0
08.08. | 2 | 807.2622 |  | 680.2552 | 0 | 52.671 | 74.336 | 0
08.08. | 3 | 801.9452 |  | 679.4632 | 0 | 48.146 | 74.336 | 0
08.08. | 4 | 797.6405 |  | 679.8645 | 0 | 43.44 | 74.336 | 0
08.08. | 5 | 789.7984 |  | 678.6394 | 0 | 37.467 | 73.692 | 0
08.08. | 6 | 795.6416 |  | 687.3726 | 0 | 34.209 | 74.06 | 0
08.08. | 7 | 822.1238 |  | 718.2818 | 0 | 29.322 | 74.52 | 0
08.08. | 8 | 822.9571 |  | 722.6431 | 0 | 25.702 | 74.612 | 0
08.08. | 9 | 832.8928 |  | 734.8608 | 0 | 24.616 | 73.416 | 0
08.08. | 10 | 831.2366 |  | 734.8396 | 0 | 23.349 | 73.048 | 0
08.08. | 11 | 836.7366 |  | 738.0606 | 0 | 24.616 | 74.06 | 0
08.08. | 12 | 843.7583 |  | 740.0883 | 0 | 28.598 | 75.072 | 0
08.08. | 13 | 849.6042 |  | 737.3322 | 0 | 36.924 | 75.348 | 0
08.08. | 14 | 831.5103 |  | 709.9393 | 0 | 47.603 | 73.968 | 0
08.08. | 15 | 851.5264 |  | 712.7484 | 0 | 64.074 | 74.704 | 0
08.08. | 16 | 866.8857 |  | 712.3577 | 0 | 79.64 | 74.888 | 0
08.08. | 17 | 872.2719 |  | 712.3259 | 0 | 85.794 | 74.152 | 0
08.08. | 18 | 891.9277 |  | 717.0567 | 0 | 101.179 | 73.692 | 0
08.08. | 19 | 894.7965 |  | 717.0355 | 0 | 104.437 | 73.324 | 0
08.08. | 20 | 896.811 |  | 722.21 | 0 | 100.817 | 73.784 | 0
08.08. | 21 | 888.5048 |  | 723.0338 | 0 | 91.043 | 74.428 | 0
08.08. | 22 | 877.6406 |  | 715.8846 | 0 | 87.604 | 74.152 | 0
08.08. | 23 | 876.7215 |  | 712.3365 | 0 | 89.957 | 74.428 | 0
08.08. | 24 | 841.6737 |  | 672.7577 | 0 | 94.12 | 74.796 | 0
09.08. | 1 | 835.7457 |  | 671.1737 | 0 | 89.776 | 74.796 | 0
09.08. | 2 | 827.37 |  | 671.575 | 0 | 80.907 | 74.888 | 0
09.08. | 3 | 822.9301 |  | 675.1761 | 0 | 72.038 | 75.716 | 0
09.08. | 4 | 824.0384 |  | 681.9664 | 0 | 65.16 | 76.912 | 0
09.08. | 5 | 827.9499 |  | 684.7119 | 0 | 66.97 | 76.268 | 0
09.08. | 6 | 833.9563 |  | 686.2853 | 0 | 71.495 | 76.176 | 0
09.08. | 7 | 863.1535 |  | 717.1945 | 0 | 69.323 | 76.636 | 0
09.08. | 8 | 859.1705 |  | 720.3625 | 0 | 62.264 | 76.544 | 0
09.08. | 9 | 859.4064 |  | 723.9424 | 0 | 58.644 | 76.82 | 0
09.08. | 10 | 853.5192 |  | 723.1292 | 0 | 53.938 | 76.452 | 0
09.08. | 11 | 849.4388 |  | 720.7638 | 0 | 51.947 | 76.728 | 0
09.08. | 12 | 845.7916 |  | 720.0036 | 0 | 48.508 | 77.28 | 0
09.08. | 13 | 840.2837 |  | 714.0477 | 0 | 49.232 | 77.004 | 0
09.08. | 14 | 835.6991 |  | 709.2851 | 0 | 49.594 | 76.82 | 0
09.08. | 15 | 837.156 |  | 708.113 | 0 | 51.947 | 77.096 | 0
09.08. | 16 | 843.2351 |  | 710.9221 | 0 | 54.481 | 77.832 | 0
09.08. | 17 | 848.0452 |  | 711.3022 | 0 | 59.187 | 77.556 | 0
09.08. | 18 | 859.1008 |  | 717.6488 | 0 | 63.712 | 77.74 | 0
09.08. | 19 | 860.2936 |  | 716.0436 | 0 | 66.97 | 77.28 | 0
09.08. | 20 | 871.5846 |  | 723.1716 | 0 | 71.133 | 77.28 | 0
09.08. | 21 | 875.1549 |  | 723.5729 | 0 | 74.21 | 77.372 | 0
09.08. | 22 | 880.1982 |  | 729.5182 | 0 | 73.124 | 77.556 | 0
09.08. | 23 | 883.5989 |  | 734.7139 | 0 | 70.409 | 78.476 | 0
09.08. | 24 | 843.334 |  | 697.078 | 0 | 68.056 | 78.2 | 0
10.08. | 1 | 837.7885 |  | 691.9035 | 0 | 68.237 | 77.648 | 0
10.08. | 2 | 837.8075 |  | 688.6825 | 0 | 72.581 | 76.544 | 0
10.08. | 3 | 838.0948 |  | 684.2788 | 0 | 78.192 | 75.624 | 0
10.08. | 4 | 838.9454 |  | 683.4974 | 0 | 79.64 | 75.808 | 0
10.08. | 5 | 830.9223 |  | 681.5333 | 0 | 73.305 | 76.084 | 0
10.08. | 6 | 834.9224 |  | 690.6784 | 0 | 67.332 | 76.912 | 0
10.08. | 7 | 861.412 |  | 720.785 | 0 | 63.531 | 77.096 | 0
10.08. | 8 | 851.412 |  | 722.369 | 0 | 51.947 | 77.096 | 0
10.08. | 9 | 844.1999 |  | 728.2189 | 0 | 40.725 | 75.256 | 0
10.08. | 10 | 816.7882 |  | 715.0502 | 0 | 28.598 | 73.14 | 0
10.08. | 11 | 805.5175 |  | 712.2835 | 0 | 19.91 | 73.324 | 0
10.08. | 12 | 804.4847 |  | 713.9417 | 0 | 15.747 | 74.796 | 0
10.08. | 13 | 802.9252 |  | 714.3642 | 0 | 13.213 | 75.348 | 0
10.08. | 14 | 782.2516 |  | 692.9696 | 0 | 14.118 | 75.164 | 0
10.08. | 15 | 791.1231 |  | 698.9361 | 0 | 16.471 | 75.716 | 0
10.08. | 16 | 801.5195 |  | 704.5225 | 0 | 20.453 | 76.544 | 0
10.08. | 17 | 809.6801 |  | 707.7011 | 0 | 25.159 | 76.82 | 0
10.08. | 18 | 814.2204 |  | 709.6334 | 0 | 28.779 | 75.808 | 0
10.08. | 19 | 830.8969 |  | 721.1439 | 0 | 33.485 | 76.268 | 0
10.08. | 20 | 854.2514 |  | 736.6144 | 0 | 40.725 | 76.912 | 0
10.08. | 21 | 856.7656 |  | 735.7906 | 0 | 44.707 | 76.268 | 0
10.08. | 22 | 838.7657 |  | 720.3307 | 0 | 42.535 | 75.9 | 0
10.08. | 23 | 832.0907 |  | 716.3707 | 0 | 39.82 | 75.9 | 0
10.08. | 24 | 797.646 |  | 685.092 | 0 | 36.562 | 75.992 | 0
11.08. | 1 | 794.1704 |  | 682.7054 | 0 | 35.657 | 75.808 | 0
11.08. | 2 | 794.4268 |  | 682.6948 | 0 | 36.2 | 75.532 | 0
11.08. | 3 | 795.8041 |  | 683.8881 | 0 | 36.2 | 75.716 | 0
11.08. | 4 | 798.1435 |  | 683.8775 | 0 | 38.734 | 75.532 | 0
11.08. | 5 | 797.0152 |  | 683.4762 | 0 | 38.191 | 75.348 | 0
11.08. | 6 | 795.9997 |  | 690.2347 | 0 | 29.865 | 75.9 | 0
11.08. | 7 | 812.6374 |  | 714.3854 | 0 | 22.444 | 75.808 | 0
11.08. | 8 | 809.6064 |  | 719.1374 | 0 | 14.661 | 75.808 | 0
11.08. | 9 | 803.9138 |  | 718.3348 | 0 | 9.955 | 75.624 | 0
11.08. | 10 | 799.3297 |  | 716.3707 | 0 | 7.059 | 75.9 | 0
11.08. | 11 | 792.2247 |  | 711.6187 | 0 | 4.706 | 75.9 | 0
11.08. | 12 | 787.5031 |  | 708.4401 | 0 | 3.439 | 75.624 | 0
11.08. | 13 | 788.488 |  | 708.06 | 0 | 4.344 | 76.084 | 0
11.08. | 14 | 790.6538 |  | 707.2468 | 0 | 7.783 | 75.624 | 0
11.08. | 15 | 797.4685 |  | 707.6375 | 0 | 14.299 | 75.532 | 0
11.08. | 16 | 805.9503 |  | 710.0453 | 0 | 19.729 | 76.176 | 0
11.08. | 17 | 817.6436 |  | 714.4066 | 0 | 26.969 | 76.268 | 0
11.08. | 18 | 826.3771 |  | 715.6211 | 0 | 34.028 | 76.728 | 0
11.08. | 19 | 826.6931 |  | 710.8691 | 0 | 39.096 | 76.728 | 0
11.08. | 20 | 831.2787 |  | 712.4637 | 0 | 41.811 | 77.004 | 0
11.08. | 21 | 831.568 |  | 710.489 | 0 | 43.983 | 77.096 | 0
11.08. | 22 | 829.1287 |  | 708.5037 | 0 | 43.621 | 77.004 | 0
11.08. | 23 | 827.1256 |  | 708.1236 | 0 | 41.63 | 77.372 | 0
11.08. | 24 | 790.7893 |  | 676.0423 | 0 | 37.467 | 77.28 | 0
12.08. | 1 | 785.2673 |  | 676.0423 | 0 | 32.037 | 77.188 | 0
12.08. | 2 | 775.1926 |  | 673.2226 | 0 | 25.702 | 76.268 | 0
12.08. | 3 | 771.1003 |  | 672.0293 | 0 | 22.987 | 76.084 | 0
12.08. | 4 | 769.0836 |  | 671.6386 | 0 | 21.177 | 76.268 | 0
12.08. | 5 | 770.019 |  | 673.212 | 0 | 20.815 | 75.992 | 0
12.08. | 6 | 777.9316 |  | 681.9346 | 0 | 19.729 | 76.268 | 0
12.08. | 7 | 823.0756 |  | 727.0786 | 0 | 19.729 | 76.268 | 0
12.08. | 8 | 823.4952 |  | 729.4122 | 0 | 18.643 | 75.44 | 0
12.08. | 9 | 828.3335 |  | 736.1495 | 0 | 16.652 | 75.532 | 0
12.08. | 10 | 821.9965 |  | 732.9815 | 0 | 13.575 | 75.44 | 0
12.08. | 11 | 817.243 |  | 728.599 | 0 | 13.756 | 74.888 | 0
12.08. | 12 | 826.9055 |  | 729.0215 | 0 | 22.444 | 75.44 | 0
12.08. | 13 | 837.6975 |  | 728.2295 | 0 | 34.028 | 75.44 | 0
12.08. | 14 | 842.9173 |  | 725.0403 | 0 | 42.897 | 74.98 | 0
12.08. | 15 | 851.2448 |  | 724.6708 | 0 | 51.042 | 75.532 | 0
12.08. | 16 | 859.0486 |  | 722.3266 | 0 | 60.454 | 76.268 | 0
12.08. | 17 | 870.7931 |  | 725.9171 | 0 | 68.056 | 76.82 | 0
12.08. | 18 | 879.0474 |  | 730.2784 | 0 | 71.857 | 76.912 | 0
12.08. | 19 | 889.4784 |  | 735.8224 | 0 | 76.744 | 76.912 | 0
12.08. | 20 | 893.7188 |  | 738.9798 | 0 | 78.011 | 76.728 | 0
12.08. | 21 | 891.8168 |  | 738.9798 | 0 | 76.201 | 76.636 | 0
12.08. | 22 | 878.6337 |  | 728.2507 | 0 | 74.391 | 75.992 | 0
12.08. | 23 | 873.2712 |  | 725.5052 | 0 | 71.314 | 76.452 | 0
12.08. | 24 | 818.2481 |  | 673.6451 | 0 | 67.875 | 76.728 | 0
13.08. | 1 | 812.5058 |  | 673.2438 | 0 | 62.626 | 76.636 | 0
13.08. | 2 | 801.8325 |  | 671.2585 | 0 | 53.938 | 76.636 | 0
13.08. | 3 | 794.7223 |  | 672.0293 | 0 | 46.517 | 76.176 | 0
13.08. | 4 | 788.0458 |  | 668.4388 | 0 | 43.983 | 75.624 | 0
13.08. | 5 | 786.5256 |  | 669.2626 | 0 | 41.087 | 76.176 | 0
13.08. | 6 | 787.146 |  | 672.42 | 0 | 38.734 | 75.992 | 0
13.08. | 7 | 840.054 |  | 720.785 | 0 | 42.173 | 77.096 | 0
13.08. | 8 | 840.8119 |  | 725.1569 | 0 | 38.191 | 77.464 | 0
13.08. | 9 | 831.3304 |  | 724.7344 | 0 | 29.684 | 76.912 | 0
13.08. | 10 | 822.2062 |  | 723.1292 | 0 | 22.625 | 76.452 | 0
13.08. | 11 | 824.0392 |  | 725.5052 | 0 | 22.082 | 76.452 | 0
13.08. | 12 | 816.1177 |  | 717.9547 | 0 | 22.263 | 75.9 | 0
13.08. | 13 | 825.0881 |  | 719.5811 | 0 | 28.779 | 76.728 | 0
13.08. | 14 | 832.9391 |  | 720.3731 | 0 | 35.838 | 76.728 | 0
13.08. | 15 | 824.6459 |  | 709.9499 | 0 | 40.544 | 74.152 | 0
13.08. | 16 | 831.1681 |  | 710.7631 | 0 | 45.793 | 74.612 | 0
13.08. | 17 | 834.1709 |  | 709.1579 | 0 | 50.861 | 74.152 | 0
13.08. | 18 | 840.4268 |  | 714.3218 | 0 | 51.585 | 74.52 | 0
13.08. | 19 | 848.7553 |  | 720.2883 | 0 | 53.395 | 75.072 | 0
13.08. | 20 | 854.2617 |  | 726.6137 | 0 | 52.852 | 74.796 | 0
13.08. | 21 | 860.4768 |  | 731.0068 | 0 | 53.938 | 75.532 | 0
13.08. | 22 | 865.5624 |  | 736.6144 | 0 | 52.128 | 76.82 | 0
13.08. | 23 | 862.6783 |  | 735.4423 | 0 | 49.956 | 77.28 | 0
13.08. | 24 | 813.6757 |  | 687.9647 | 0 | 47.603 | 78.108 | 0
14.08. | 1 | 805.3472 |  | 681.9982 | 0 | 45.793 | 77.556 | 0
14.08. | 2 | 802.1082 |  | 678.7772 | 0 | 46.879 | 76.452 | 0
14.08. | 3 | 810.4792 |  | 677.1932 | 0 | 56.834 | 76.452 | 0
14.08. | 4 | 813.6264 |  | 673.2014 | 0 | 64.617 | 75.808 | 0
14.08. | 5 | 812.5582 |  | 671.5962 | 0 | 65.522 | 75.44 | 0
14.08. | 6 | 817.0555 |  | 677.5415 | 0 | 64.074 | 75.44 | 0
14.08. | 7 | 865.5777 |  | 729.0427 | 0 | 60.635 | 75.9 | 0
14.08. | 8 | 866.2273 |  | 735.3893 | 0 | 54.662 | 76.176 | 0
14.08. | 9 | 861.2869 |  | 740.9439 | 0 | 43.983 | 76.36 | 0
14.08. | 10 | 845.5871 |  | 734.5761 | 0 | 35.295 | 75.716 | 0
14.08. | 11 | 834.8292 |  | 731.7882 | 0 | 27.693 | 75.348 | 0
14.08. | 12 | 825.7624 |  | 730.2254 | 0 | 19.729 | 75.808 | 0
14.08. | 13 | 816.0225 |  | 726.6455 | 0 | 13.937 | 75.44 | 0
14.08. | 14 | 810.183 |  | 722.263 | 0 | 13.032 | 74.888 | 0
14.08. | 15 | 808.5372 |  | 720.7002 | 0 | 12.489 | 75.348 | 0
14.08. | 16 | 813.7474 |  | 723.0974 | 0 | 14.842 | 75.808 | 0
14.08. | 17 | 817.4233 |  | 723.5093 | 0 | 17.738 | 76.176 | 0
14.08. | 18 | 817.9737 |  | 722.7067 | 0 | 19.367 | 75.9 | 0
14.08. | 19 | 825.1242 |  | 728.6732 | 0 | 20.091 | 76.36 | 0
14.08. | 20 | 830.5013 |  | 728.2613 | 0 | 26.064 | 76.176 | 0
14.08. | 21 | 839.1579 |  | 729.8559 | 0 | 32.942 | 76.36 | 0
14.08. | 22 | 841.4743 |  | 727.4693 | 0 | 37.829 | 76.176 | 0
14.08. | 23 | 846.0626 |  | 727.0786 | 0 | 42.716 | 76.268 | 0
14.08. | 24 | 789.8929 |  | 664.1199 | 0 | 49.413 | 76.36 | 0
15.08. | 1 | 789.0895 |  | 658.5335 | 0 | 55.024 | 75.532 | 0
15.08. | 2 | 797.2921 |  | 660.1281 | 0 | 61.54 | 75.624 | 0
15.08. | 3 | 802.0085 |  | 659.3255 | 0 | 67.151 | 75.532 | 0
15.08. | 4 | 799.3642 |  | 658.1322 | 0 | 65.884 | 75.348 | 0
15.08. | 5 | 797.4229 |  | 657.7309 | 0 | 64.436 | 75.256 | 0
15.08. | 6 | 798.6825 |  | 658.5335 | 0 | 64.617 | 75.532 | 0
15.08. | 7 | 794.1513 |  | 657.7203 | 0 | 61.359 | 75.072 | 0
15.08. | 8 | 789.5766 |  | 658.1216 | 0 | 56.291 | 75.164 | 0
15.08. | 9 | 774.2 |  | 654.151 | 0 | 45.069 | 74.98 | 0
15.08. | 10 | 767.5567 |  | 659.3467 | 0 | 32.218 | 75.992 | 0
15.08. | 11 | 753.2651 |  | 658.5441 | 0 | 19.005 | 75.716 | 0
15.08. | 12 | 743.4671 |  | 659.3361 | 0 | 8.507 | 75.624 | 0
15.08. | 13 | 740.2017 |  | 660.1387 | 0 | 4.163 | 75.9 | 0
15.08. | 14 | 741.9996 |  | 659.7586 | 0 | 5.973 | 76.268 | 0
15.08. | 15 | 752.3265 |  | 664.9225 | 0 | 10.86 | 76.544 | 0
15.08. | 16 | 761.1055 |  | 668.0905 | 0 | 16.471 | 76.544 | 0
15.08. | 17 | 760.3177 |  | 665.6827 | 0 | 18.643 | 75.992 | 0
15.08. | 18 | 764.9547 |  | 668.0587 | 0 | 20.996 | 75.9 | 0
15.08. | 19 | 775.4238 |  | 675.6198 | 0 | 23.168 | 76.636 | 0
15.08. | 20 | 780.4624 |  | 680.3824 | 0 | 23.168 | 76.912 | 0
15.08. | 21 | 778.6504 |  | 677.2144 | 0 | 24.616 | 76.82 | 0
15.08. | 22 | 771.3263 |  | 670.4453 | 0 | 24.797 | 76.084 | 0
15.08. | 23 | 769.6476 |  | 670.8466 | 0 | 22.625 | 76.176 | 0
15.08. | 24 | 774.8687 |  | 675.2397 | 0 | 22.625 | 77.004 | 0
16.08. | 1 | 774.9362 |  | 673.2332 | 0 | 25.159 | 76.544 | 0
16.08. | 2 | 767.0466 |  | 666.8866 | 0 | 23.892 | 76.268 | 0
16.08. | 3 | 761.1443 |  | 665.6933 | 0 | 19.367 | 76.084 | 0
16.08. | 4 | 754.3684 |  | 662.9054 | 0 | 15.747 | 75.716 | 0
16.08. | 5 | 754.3533 |  | 663.2643 | 0 | 16.109 | 74.98 | 0
16.08. | 6 | 762.3742 |  | 670.0122 | 0 | 17.014 | 75.348 | 0
16.08. | 7 | 792.9949 |  | 698.9149 | 0 | 18.824 | 75.256 | 0
16.08. | 8 | 795.2945 |  | 704.4695 | 0 | 15.385 | 75.44 | 0
16.08. | 9 | 799.8398 |  | 708.8308 | 0 | 15.385 | 75.624 | 0
16.08. | 10 | 798.5367 |  | 709.2427 | 0 | 13.394 | 75.9 | 0
16.08. | 11 | 799.6425 |  | 710.0665 | 0 | 13.032 | 76.544 | 0
16.08. | 12 | 786.5316 |  | 697.7746 | 0 | 12.489 | 76.268 | 0
16.08. | 13 | 785.3301 |  | 692.6001 | 0 | 17.014 | 75.716 | 0
16.08. | 14 | 796.7331 |  | 692.6001 | 0 | 28.417 | 75.716 | 0
16.08. | 15 | 807.5387 |  | 691.8187 | 0 | 39.82 | 75.9 | 0
16.08. | 16 | 829.1435 |  | 697.3945 | 0 | 55.205 | 76.544 | 0
16.08. | 17 | 841.6142 |  | 696.2012 | 0 | 68.961 | 76.452 | 0
16.08. | 18 | 848.0078 |  | 694.6278 | 0 | 76.744 | 76.636 | 0
16.08. | 19 | 846.0405 |  | 692.5895 | 0 | 78.011 | 75.44 | 0
16.08. | 20 | 850.1088 |  | 694.5748 | 0 | 80.002 | 75.532 | 0
16.08. | 21 | 858.8641 |  | 699.7811 | 0 | 82.355 | 76.728 | 0
16.08. | 22 | 862.858 |  | 708.113 | 0 | 77.649 | 77.096 | 0
16.08. | 23 | 857.0341 |  | 706.9091 | 0 | 73.305 | 76.82 | 0
16.08. | 24 | 823.3851 |  | 671.2691 | 0 | 75.296 | 76.82 | 0
17.08. | 1 | 827.1038 |  | 674.8808 | 0 | 74.391 | 77.832 | 0
17.08. | 2 | 825.1004 |  | 673.2544 | 0 | 74.934 | 76.912 | 0
17.08. | 3 | 826.7227 |  | 669.6427 | 0 | 81.088 | 75.992 | 0
17.08. | 4 | 831.56 |  | 670.044 | 0 | 85.432 | 76.084 | 0
17.08. | 5 | 823.9592 |  | 668.4282 | 0 | 80.183 | 75.348 | 0
17.08. | 6 | 814.2578 |  | 661.9438 | 0 | 80.002 | 72.312 | 0
17.08. | 7 | 833.2994 |  | 684.0774 | 0 | 77.83 | 71.392 | 0
17.08. | 8 | 833.9614 |  | 692.0504 | 0 | 69.323 | 72.588 | 0
17.08. | 9 | 845.1174 |  | 713.4344 | 0 | 59.187 | 72.496 | 0
17.08. | 10 | 836.1082 |  | 714.2052 | 0 | 49.775 | 72.128 | 0
17.08. | 11 | 826.8275 |  | 714.6065 | 0 | 40.001 | 72.22 | 0
17.08. | 12 | 813.4649 |  | 713.0119 | 0 | 28.417 | 72.036 | 0
17.08. | 13 | 805.6139 |  | 712.2199 | 0 | 21.358 | 72.036 | 0
17.08. | 14 | 780.4316 |  | 688.8506 | 0 | 19.729 | 71.852 | 0
17.08. | 15 | 789.6879 |  | 694.9019 | 0 | 20.634 | 74.152 | 0
17.08. | 16 | 793.755 |  | 698.503 | 0 | 20.272 | 74.98 | 0
17.08. | 17 | 791.4648 |  | 694.5748 | 0 | 21.358 | 75.532 | 0
17.08. | 18 | 796.0007 |  | 696.5707 | 0 | 23.53 | 75.9 | 0
17.08. | 19 | 801.9475 |  | 702.8855 | 0 | 23.53 | 75.532 | 0
17.08. | 20 | 824.1299 |  | 717.9229 | 0 | 30.951 | 75.256 | 0
17.08. | 21 | 843.8594 |  | 720.7214 | 0 | 47.422 | 75.716 | 0
17.08. | 22 | 844.0216 |  | 706.4866 | 0 | 61.359 | 76.176 | 0
17.08. | 23 | 860.7342 |  | 708.0812 | 0 | 76.201 | 76.452 | 0
17.08. | 24 | 839.4481 |  | 676.0211 | 0 | 86.699 | 76.728 | 0
18.08. | 1 | 847.0276 |  | 677.1826 | 0 | 93.577 | 76.268 | 0
18.08. | 2 | 841.6693 |  | 672.8213 | 0 | 92.672 | 76.176 | 0
18.08. | 3 | 838.5139 |  | 672.8319 | 0 | 89.414 | 76.268 | 0
18.08. | 4 | 832.8888 |  | 670.0228 | 0 | 87.242 | 75.624 | 0
18.08. | 5 | 840.407 |  | 674.004 | 0 | 90.319 | 76.084 | 0
18.08. | 6 | 847.3023 |  | 678.3653 | 0 | 92.853 | 76.084 | 0
18.08. | 7 | 874.0958 |  | 703.3398 | 0 | 94.12 | 76.636 | 0
18.08. | 8 | 870.9963 |  | 704.5013 | 0 | 90.319 | 76.176 | 0
18.08. | 9 | 855.748 |  | 701.671 | 0 | 79.097 | 74.98 | 0
18.08. | 10 | 828.3806 |  | 691.3326 | 0 | 62.988 | 74.06 | 0
18.08. | 11 | 812.0471 |  | 692.5471 | 0 | 44.888 | 74.612 | 0
18.08. | 12 | 794.1051 |  | 690.1711 | 0 | 29.322 | 74.612 | 0
18.08. | 13 | 782.0503 |  | 688.6083 | 0 | 18.462 | 74.98 | 0
18.08. | 14 | 777.7036 |  | 690.5936 | 0 | 11.946 | 75.164 | 0
18.08. | 15 | 785.1407 |  | 696.5707 | 0 | 12.67 | 75.9 | 0
18.08. | 16 | 792.9984 |  | 700.9744 | 0 | 15.204 | 76.82 | 0
18.08. | 17 | 795.9624 |  | 701.7664 | 0 | 17.376 | 76.82 | 0
18.08. | 18 | 802.2947 |  | 703.7517 | 0 | 21.539 | 77.004 | 0
18.08. | 19 | 811.6412 |  | 708.9262 | 0 | 25.159 | 77.556 | 0
18.08. | 20 | 825.9691 |  | 710.8691 | 0 | 38.372 | 76.728 | 0
18.08. | 21 | 847.1993 |  | 713.2663 | 0 | 56.653 | 77.28 | 0
18.08. | 22 | 857.0126 |  | 713.6676 | 0 | 66.065 | 77.28 | 0
18.08. | 23 | 864.1458 |  | 715.2728 | 0 | 71.133 | 77.74 | 0
18.08. | 24 | 831.9945 |  | 679.2315 | 0 | 75.115 | 77.648 | 0
19.08. | 1 | 824.8697 |  | 673.6557 | 0 | 74.21 | 77.004 | 0
19.08. | 2 | 820.8303 |  | 673.6133 | 0 | 71.133 | 76.084 | 0
19.08. | 3 | 813.7129 |  | 667.9739 | 0 | 71.495 | 74.244 | 0
19.08. | 4 | 816.6529 |  | 669.5579 | 0 | 72.943 | 74.152 | 0
19.08. | 5 | 815.4064 |  | 665.9674 | 0 | 75.839 | 73.6 | 0
19.08. | 6 | 824.6216 |  | 670.7406 | 0 | 79.821 | 74.06 | 0
19.08. | 7 | 880.4763 |  | 725.0403 | 0 | 80.364 | 75.072 | 0
19.08. | 8 | 870.7117 |  | 727.4057 | 0 | 68.418 | 74.888 | 0
19.08. | 9 | 856.4656 |  | 728.5566 | 0 | 53.757 | 74.152 | 0
19.08. | 10 | 841.9433 |  | 728.1553 | 0 | 39.82 | 73.968 | 0
19.08. | 11 | 831.0091 |  | 726.5501 | 0 | 30.951 | 73.508 | 0
19.08. | 12 | 825.1872 |  | 727.7752 | 0 | 23.168 | 74.244 | 0
19.08. | 13 | 816.5096 |  | 726.2336 | 0 | 15.204 | 75.072 | 0
19.08. | 14 | 808.4588 |  | 721.4498 | 0 | 12.489 | 74.52 | 0
19.08. | 15 | 806.1372 |  | 719.8552 | 0 | 11.946 | 74.336 | 0
19.08. | 16 | 821.028 |  | 731.081 | 0 | 12.851 | 77.096 | 0
19.08. | 17 | 822.8365 |  | 731.4505 | 0 | 14.842 | 76.544 | 0
19.08. | 18 | 828.5761 |  | 733.8371 | 0 | 17.919 | 76.82 | 0
19.08. | 19 | 838.111 |  | 738.209 | 0 | 22.806 | 77.096 | 0
19.08. | 20 | 855.172 |  | 739.793 | 0 | 38.191 | 77.188 | 0
19.08. | 21 | 879.4433 |  | 744.1543 | 0 | 58.101 | 77.188 | 0
19.08. | 22 | 888.1056 |  | 743.7636 | 0 | 66.97 | 77.372 | 0
19.08. | 23 | 892.2681 |  | 740.2261 | 0 | 74.21 | 77.832 | 0
19.08. | 24 | 840.5957 |  | 683.9517 | 0 | 79.64 | 77.004 | 0
20.08. | 1 | 837.446 |  | 681.977 | 0 | 78.373 | 77.096 | 0
20.08. | 2 | 838.421 |  | 685.198 | 0 | 75.115 | 78.108 | 0
20.08. | 3 | 833.3891 |  | 684.7861 | 0 | 70.771 | 77.832 | 0
20.08. | 4 | 829.1383 |  | 683.1703 | 0 | 68.78 | 77.188 | 0
20.08. | 5 | 826.6839 |  | 681.5439 | 0 | 68.78 | 76.36 | 0
20.08. | 6 | 838.9677 |  | 690.2877 | 0 | 71.676 | 77.004 | 0
20.08. | 7 | 885.3923 |  | 735.4423 | 0 | 72.762 | 77.188 | 0
20.08. | 8 | 894.4364 |  | 745.3794 | 0 | 71.133 | 77.924 | 0
20.08. | 9 | 878.2302 |  | 741.3982 | 0 | 59.368 | 77.464 | 0
20.08. | 10 | 860.0664 |  | 738.9904 | 0 | 44.164 | 76.912 | 0
20.08. | 11 | 847.772 |  | 739.001 | 0 | 31.675 | 77.096 | 0
20.08. | 12 | 833.1738 |  | 735.8118 | 0 | 20.634 | 76.728 | 0
20.08. | 13 | 820.4563 |  | 731.4293 | 0 | 12.851 | 76.176 | 0
20.08. | 14 | 814.0246 |  | 730.2466 | 0 | 7.602 | 76.176 | 0
20.08. | 15 | 812.0759 |  | 730.6479 | 0 | 5.068 | 76.36 | 0
20.08. | 16 | 817.1444 |  | 733.4464 | 0 | 6.878 | 76.82 | 0
20.08. | 17 | 820.7629 |  | 733.8159 | 0 | 10.679 | 76.268 | 0
20.08. | 18 | 828.9868 |  | 736.6038 | 0 | 15.747 | 76.636 | 0
20.08. | 19 | 835.8762 |  | 741.3982 | 0 | 17.014 | 77.464 | 0
20.08. | 20 | 842.1756 |  | 745.3476 | 0 | 19.548 | 77.28 | 0
20.08. | 21 | 845.3594 |  | 743.7424 | 0 | 24.797 | 76.82 | 0
20.08. | 22 | 848.4228 |  | 743.7318 | 0 | 28.055 | 76.636 | 0
20.08. | 23 | 846.8205 |  | 740.9545 | 0 | 29.322 | 76.544 | 0
20.08. | 24 | 796.858 |  | 689.897 | 0 | 29.865 | 77.096 | 0
21.08. | 1 | 798.8124 |  | 687.5104 | 0 | 34.39 | 76.912 | 0
21.08. | 2 | 804.1806 |  | 687.5316 | 0 | 39.277 | 77.372 | 0
21.08. | 3 | 802.4351 |  | 685.5251 | 0 | 40.182 | 76.728 | 0
21.08. | 4 | 804.1111 |  | 687.1091 | 0 | 40.182 | 76.82 | 0
21.08. | 5 | 802.0145 |  | 687.0985 | 0 | 38.372 | 76.544 | 0
21.08. | 6 | 810.1279 |  | 696.6449 | 0 | 36.019 | 77.464 | 0
21.08. | 7 | 859.8748 |  | 747.7448 | 0 | 34.39 | 77.74 | 0
21.08. | 8 | 860.761 |  | 753.257 | 0 | 30.408 | 77.096 | 0
21.08. | 9 | 857.2926 |  | 758.0196 | 0 | 21.901 | 77.372 | 0
21.08. | 10 | 846.7716 |  | 755.6436 | 0 | 13.756 | 77.372 | 0
21.08. | 11 | 841.5362 |  | 755.6542 | 0 | 8.326 | 77.556 | 0
21.08. | 12 | 835.059 |  | 753.257 | 0 | 4.706 | 77.096 | 0
21.08. | 13 | 830.9289 |  | 751.2929 | 0 | 2.172 | 77.464 | 0
21.08. | 14 | 830.4806 |  | 749.3076 | 0 | 3.801 | 77.372 | 0
21.08. | 15 | 836.3861 |  | 751.3141 | 0 | 7.24 | 77.832 | 0
21.08. | 16 | 843.6412 |  | 750.9552 | 0 | 14.118 | 78.568 | 0
21.08. | 17 | 846.9672 |  | 751.7472 | 0 | 16.652 | 78.568 | 0
21.08. | 18 | 850.7927 |  | 753.7537 | 0 | 17.919 | 79.12 | 0
21.08. | 19 | 847.9825 |  | 752.9405 | 0 | 16.29 | 78.752 | 0
21.08. | 20 | 854.2322 |  | 757.2912 | 0 | 18.281 | 78.66 | 0
21.08. | 21 | 855.7435 |  | 756.9005 | 0 | 20.091 | 78.752 | 0
21.08. | 22 | 855.0316 |  | 757.2806 | 0 | 19.367 | 78.384 | 0
21.08. | 23 | 847.1712 |  | 754.1232 | 0 | 14.48 | 78.568 | 0
21.08. | 24 | 785.8544 |  | 696.3284 | 0 | 10.498 | 79.028 | 0
22.08. | 1 | 780.777 |  | 693.963 | 0 | 7.602 | 79.212 | 0
22.08. | 2 | 778.8357 |  | 693.5617 | 0 | 6.154 | 79.12 | 0
22.08. | 3 | 771.4048 |  | 688.3978 | 0 | 4.163 | 78.844 | 0
22.08. | 4 | 768.9959 |  | 687.9859 | 0 | 2.534 | 78.476 | 0
22.08. | 5 | 767.4799 |  | 687.1939 | 0 | 1.81 | 78.476 | 0
22.08. | 6 | 780.5441 |  | 699.8871 | 0 | 1.629 | 79.028 | 0
22.08. | 7 | 805.3693 |  | 725.9913 | 0 | 1.086 | 78.292 | 0
22.08. | 8 | 807.9174 |  | 729.5394 | 0 | 0.362 | 78.016 | 0
22.08. | 9 | 825.1861 |  | 747.3541 | 0 | 0 | 77.832 | 0
22.08. | 10 | 822.6803 |  | 744.2073 | 0 | 0.181 | 78.292 | 0
22.08. | 11 | 820.8473 |  | 741.8313 | 0 | 0.724 | 78.292 | 0
22.08. | 12 | 816.5735 |  | 737.8395 | 0 | 1.086 | 77.648 | 0
22.08. | 13 | 811.1546 |  | 731.8836 | 0 | 1.991 | 77.28 | 0
22.08. | 14 | 784.867 |  | 701.724 | 0 | 7.059 | 76.084 | 0
22.08. | 15 | 784.6397 |  | 695.7257 | 0 | 14.118 | 74.796 | 0
22.08. | 16 | 801.5645 |  | 702.9385 | 0 | 22.082 | 76.544 | 0
22.08. | 17 | 807.0563 |  | 702.9173 | 0 | 28.055 | 76.084 | 0
22.08. | 18 | 817.3615 |  | 713.2875 | 0 | 26.426 | 77.648 | 0
22.08. | 19 | 822.6679 |  | 722.8339 | 0 | 21.358 | 78.476 | 0
22.08. | 20 | 830.1223 |  | 733.9113 | 0 | 17.919 | 78.292 | 0
22.08. | 21 | 833.1229 |  | 737.0899 | 0 | 17.557 | 78.476 | 0
22.08. | 22 | 820.5597 |  | 725.9807 | 0 | 16.471 | 78.108 | 0
22.08. | 23 | 818.7015 |  | 726.0125 | 0 | 13.937 | 78.752 | 0
22.08. | 24 | 779.7444 |  | 688.4084 | 0 | 12.308 | 79.028 | 0
23.08. | 1 | 775.2592 |  | 682.8432 | 0 | 13.756 | 78.66 | 0
23.08. | 2 | 774.6242 |  | 682.8432 | 0 | 13.213 | 78.568 | 0
23.08. | 3 | 773.8186 |  | 682.0406 | 0 | 13.394 | 78.384 | 0
23.08. | 4 | 770.094 |  | 678.862 | 0 | 13.032 | 78.2 | 0
23.08. | 5 | 769.2419 |  | 680.0129 | 0 | 11.765 | 77.464 | 0
23.08. | 6 | 767.9959 |  | 679.2209 | 0 | 11.403 | 77.372 | 0
23.08. | 7 | 798.2806 |  | 709.7606 | 0 | 10.136 | 78.384 | 0
23.08. | 8 | 797.1162 |  | 710.5102 | 0 | 9.05 | 77.556 | 0
23.08. | 9 | 794.5325 |  | 710.9115 | 0 | 5.973 | 77.648 | 0
23.08. | 10 | 788.1003 |  | 706.9303 | 0 | 3.982 | 77.188 | 0
23.08. | 11 | 781.5833 |  | 700.5943 | 0 | 3.801 | 77.188 | 0
23.08. | 12 | 781.9646 |  | 698.6196 | 0 | 5.973 | 77.372 | 0
23.08. | 13 | 776.2148 |  | 689.8228 | 0 | 10.86 | 75.532 | 0
23.08. | 14 | 777.1403 |  | 686.2323 | 0 | 15.928 | 74.98 | 0
23.08. | 15 | 787.0701 |  | 688.6401 | 0 | 22.806 | 75.624 | 0
23.08. | 16 | 798.5515 |  | 688.6295 | 0 | 34.39 | 75.532 | 0
23.08. | 17 | 814.2357 |  | 691.8187 | 0 | 46.517 | 75.9 | 0
23.08. | 18 | 827.8718 |  | 696.2118 | 0 | 55.024 | 76.636 | 0
23.08. | 19 | 843.0694 |  | 703.3504 | 0 | 62.807 | 76.912 | 0
23.08. | 20 | 847.899 |  | 703.308 | 0 | 68.599 | 75.992 | 0
23.08. | 21 | 846.2816 |  | 700.8896 | 0 | 70.228 | 75.164 | 0
23.08. | 22 | 843.1833 |  | 700.4353 | 0 | 68.78 | 73.968 | 0
23.08. | 23 | 840.2794 |  | 697.7004 | 0 | 67.875 | 74.704 | 0
23.08. | 24 | 814.525 |  | 670.097 | 0 | 67.332 | 77.096 | 0
24.08. | 1 | 813.0953 |  | 671.2903 | 0 | 64.617 | 77.188 | 0
24.08. | 2 | 816.6995 |  | 676.0635 | 0 | 62.988 | 77.648 | 0
24.08. | 3 | 811.1367 |  | 676.0317 | 0 | 58.101 | 77.004 | 0
24.08. | 4 | 801.5437 |  | 676.0317 | 0 | 48.508 | 77.004 | 0
24.08. | 5 | 800.725 |  | 678.017 | 0 | 45.612 | 77.096 | 0
24.08. | 6 | 803.5493 |  | 682.3783 | 0 | 43.983 | 77.188 | 0
24.08. | 7 | 826.771 |  | 707.321 | 0 | 42.354 | 77.096 | 0
24.08. | 8 | 830.3742 |  | 715.2622 | 0 | 37.648 | 77.464 | 0
24.08. | 9 | 838.7999 |  | 735.4529 | 0 | 25.883 | 77.464 | 0
24.08. | 10 | 830.4692 |  | 734.2702 | 0 | 18.643 | 77.556 | 0
24.08. | 11 | 829.3832 |  | 734.2702 | 0 | 17.557 | 77.556 | 0
24.08. | 12 | 820.8539 |  | 727.4799 | 0 | 17.014 | 76.36 | 0
24.08. | 13 | 816.6142 |  | 719.9082 | 0 | 21.358 | 75.348 | 0
24.08. | 14 | 804.9822 |  | 702.4842 | 0 | 27.15 | 75.348 | 0
24.08. | 15 | 820.3816 |  | 706.5396 | 0 | 36.562 | 77.28 | 0
24.08. | 16 | 835.6331 |  | 710.9221 | 0 | 46.879 | 77.832 | 0
24.08. | 17 | 842.0796 |  | 710.4996 | 0 | 54.3 | 77.28 | 0
24.08. | 18 | 857.5628 |  | 720.8168 | 0 | 59.006 | 77.74 | 0
24.08. | 19 | 869.7 |  | 727.227 | 0 | 63.169 | 79.304 | 0
24.08. | 20 | 882.9409 |  | 733.0769 | 0 | 72.4 | 77.464 | 0
24.08. | 21 | 890.6072 |  | 739.0222 | 0 | 74.029 | 77.556 | 0
24.08. | 22 | 868.7665 |  | 719.6235 | 0 | 71.495 | 77.648 | 0
24.08. | 23 | 865.0424 |  | 719.2434 | 0 | 67.875 | 77.924 | 0
24.08. | 24 | 832.5405 |  | 687.9965 | 0 | 65.884 | 78.66 | 0
25.08. | 1 | 825.8185 |  | 683.1915 | 0 | 64.979 | 77.648 | 0
25.08. | 2 | 825.7527 |  | 687.1197 | 0 | 61.721 | 76.912 | 0
25.08. | 3 | 824.4783 |  | 687.9223 | 0 | 59.368 | 77.188 | 0
25.08. | 4 | 825.2498 |  | 692.3048 | 0 | 55.205 | 77.74 | 0
25.08. | 5 | 824.0748 |  | 692.3048 | 0 | 53.938 | 77.832 | 0
25.08. | 6 | 825.6442 |  | 697.0462 | 0 | 51.042 | 77.556 | 0
25.08. | 7 | 853.8078 |  | 725.5688 | 0 | 50.499 | 77.74 | 0
25.08. | 8 | 851.6247 |  | 731.5247 | 0 | 41.992 | 78.108 | 0
25.08. | 9 | 837.1652 |  | 727.9342 | 0 | 31.675 | 77.556 | 0
25.08. | 10 | 824.4101 |  | 724.3331 | 0 | 23.349 | 76.728 | 0
25.08. | 11 | 814.8359 |  | 718.8209 | 0 | 18.643 | 77.372 | 0
25.08. | 12 | 810.5725 |  | 714.0265 | 0 | 19.91 | 76.636 | 0
25.08. | 13 | 813.084 |  | 714.449 | 0 | 21.539 | 77.096 | 0
25.08. | 14 | 812.1184 |  | 712.8544 | 0 | 22.444 | 76.82 | 0
25.08. | 15 | 814.8695 |  | 712.4425 | 0 | 25.883 | 76.544 | 0
25.08. | 16 | 821.8897 |  | 714.8397 | 0 | 30.046 | 77.004 | 0
25.08. | 17 | 826.0453 |  | 715.6423 | 0 | 33.123 | 77.28 | 0
25.08. | 18 | 824.9605 |  | 714.0265 | 0 | 34.39 | 76.544 | 0
25.08. | 19 | 834.7036 |  | 719.1586 | 0 | 39.277 | 76.268 | 0
25.08. | 20 | 847.0398 |  | 725.5158 | 0 | 44.888 | 76.636 | 0
25.08. | 21 | 849.42 |  | 726.276 | 0 | 47.06 | 76.084 | 0
25.08. | 22 | 849.5078 |  | 727.8918 | 0 | 44.888 | 76.728 | 0
25.08. | 23 | 846.4763 |  | 729.1063 | 0 | 40.182 | 77.188 | 0
25.08. | 24 | 808.9692 |  | 694.6702 | 0 | 36.743 | 77.556 | 0
26.08. | 1 | 795.7141 |  | 687.0561 | 0 | 32.942 | 75.716 | 0
26.08. | 2 | 794.1531 |  | 687.8481 | 0 | 30.589 | 75.716 | 0
26.08. | 3 | 788.2456 |  | 682.6736 | 0 | 30.408 | 75.164 | 0
26.08. | 4 | 788.4899 |  | 682.2829 | 0 | 30.951 | 75.256 | 0
26.08. | 5 | 786.7056 |  | 682.6736 | 0 | 28.96 | 75.072 | 0
26.08. | 6 | 790.6812 |  | 689.8122 | 0 | 25.521 | 75.348 | 0
26.08. | 7 | 833.8619 |  | 738.5149 | 0 | 20.091 | 75.256 | 0
26.08. | 8 | 835.7891 |  | 745.6111 | 0 | 15.566 | 74.612 | 0
26.08. | 9 | 832.4861 |  | 747.1951 | 0 | 10.679 | 74.612 | 0
26.08. | 10 | 823.9363 |  | 743.9953 | 0 | 5.973 | 73.968 | 0
26.08. | 11 | 814.6348 |  | 737.2368 | 0 | 3.982 | 73.416 | 0
26.08. | 12 | 819.4516 |  | 741.2286 | 0 | 4.163 | 74.06 | 0
26.08. | 13 | 818.4482 |  | 738.8632 | 0 | 5.249 | 74.336 | 0
26.08. | 14 | 819.9909 |  | 736.8779 | 0 | 8.869 | 74.244 | 0
26.08. | 15 | 821.292 |  | 733.298 | 0 | 14.118 | 73.876 | 0
26.08. | 16 | 826.0116 |  | 733.3086 | 0 | 18.643 | 74.06 | 0
26.08. | 17 | 831.1041 |  | 735.3151 | 0 | 21.177 | 74.612 | 0
26.08. | 18 | 834.0911 |  | 738.4831 | 0 | 20.996 | 74.612 | 0
26.08. | 19 | 832.379 |  | 738.05 | 0 | 20.453 | 73.876 | 0
26.08. | 20 | 838.9425 |  | 742.4325 | 0 | 22.082 | 74.428 | 0
26.08. | 21 | 839.7481 |  | 743.2351 | 0 | 21.901 | 74.612 | 0
26.08. | 22 | 830.2443 |  | 736.0223 | 0 | 21.358 | 72.864 | 0
26.08. | 23 | 829.14 |  | 734.829 | 0 | 21.539 | 72.772 | 0
26.08. | 24 | 775.8211 |  | 681.4061 | 0 | 20.815 | 73.6 | 0
27.08. | 1 | 772.955 |  | 679.442 | 0 | 19.729 | 73.784 | 0
27.08. | 2 | 768.6513 |  | 676.6753 | 0 | 18.1 | 73.876 | 0
27.08. | 3 | 766.123 |  | 674.69 | 0 | 17.557 | 73.876 | 0
27.08. | 4 | 770.5486 |  | 675.4926 | 0 | 20.996 | 74.06 | 0
27.08. | 5 | 775.377 |  | 677.066 | 0 | 24.435 | 73.876 | 0
27.08. | 6 | 784.3966 |  | 684.9966 | 0 | 25.34 | 74.06 | 0
27.08. | 7 | 823.6499 |  | 726.5289 | 0 | 24.073 | 73.048 | 0
27.08. | 8 | 830.8835 |  | 733.6675 | 0 | 23.892 | 73.324 | 0
27.08. | 9 | 831.2569 |  | 738.4619 | 0 | 18.643 | 74.152 | 0
27.08. | 10 | 824.3737 |  | 734.4807 | 0 | 16.109 | 73.784 | 0
27.08. | 11 | 821.8595 |  | 735.3045 | 0 | 12.127 | 74.428 | 0
27.08. | 12 | 818.7548 |  | 731.7458 | 0 | 12.489 | 74.52 | 0
27.08. | 13 | 822.0531 |  | 728.9791 | 0 | 18.462 | 74.612 | 0
27.08. | 14 | 836.4023 |  | 731.3763 | 0 | 30.046 | 74.98 | 0
27.08. | 15 | 835.7206 |  | 731.7776 | 0 | 28.779 | 75.164 | 0
27.08. | 16 | 827.3325 |  | 730.5525 | 0 | 22.444 | 74.336 | 0
27.08. | 17 | 816.8224 |  | 730.1724 | 0 | 11.946 | 74.704 | 0
27.08. | 18 | 821.6644 |  | 731.7564 | 0 | 15.204 | 74.704 | 0
27.08. | 19 | 830.0285 |  | 733.7735 | 0 | 20.815 | 75.44 | 0
27.08. | 20 | 838.4386 |  | 740.5426 | 0 | 21.72 | 76.176 | 0
27.08. | 21 | 832.9475 |  | 736.1495 | 0 | 21.358 | 75.44 | 0
27.08. | 22 | 834.0874 |  | 733.3934 | 0 | 24.978 | 75.716 | 0
27.08. | 23 | 835.1843 |  | 735.3893 | 0 | 23.711 | 76.084 | 0
27.08. | 24 | 784.3922 |  | 684.3212 | 0 | 23.711 | 76.36 | 0
28.08. | 1 | 774.9379 |  | 675.1549 | 0 | 24.435 | 75.348 | 0
28.08. | 2 | 781.8478 |  | 676.3588 | 0 | 29.865 | 75.624 | 0
28.08. | 3 | 788.2728 |  | 673.1908 | 0 | 39.458 | 75.624 | 0
28.08. | 4 | 793.7389 |  | 672.7789 | 0 | 45.612 | 75.348 | 0
28.08. | 5 | 790.9319 |  | 672.7789 | 0 | 42.897 | 75.256 | 0
28.08. | 6 | 794.9572 |  | 679.5162 | 0 | 40.001 | 75.44 | 0
28.08. | 7 | 838.0281 |  | 729.8241 | 0 | 32.58 | 75.624 | 0
28.08. | 8 | 825.3779 |  | 731.3869 | 0 | 18.643 | 75.348 | 0
28.08. | 9 | 815.411 |  | 732.559 | 0 | 7.964 | 74.888 | 0
28.08. | 10 | 806.2136 |  | 726.1806 | 0 | 5.973 | 74.06 | 0
28.08. | 11 | 811.249 |  | 729.391 | 0 | 6.878 | 74.98 | 0
28.08. | 12 | 813.6774 |  | 729.3804 | 0 | 9.593 | 74.704 | 0
28.08. | 13 | 817.5595 |  | 727.3845 | 0 | 15.747 | 74.428 | 0
28.08. | 14 | 822.1866 |  | 724.5966 | 0 | 23.53 | 74.06 | 0
28.08. | 15 | 834.4966 |  | 727.0256 | 0 | 32.399 | 75.072 | 0
28.08. | 16 | 843.4942 |  | 729.4122 | 0 | 38.734 | 75.348 | 0
28.08. | 17 | 846.4325 |  | 729.8135 | 0 | 41.087 | 75.532 | 0
28.08. | 18 | 856.7317 |  | 731.4187 | 0 | 49.413 | 75.9 | 0
28.08. | 19 | 864.942 |  | 734.196 | 0 | 54.662 | 76.084 | 0
28.08. | 20 | 872.3729 |  | 739.3599 | 0 | 56.653 | 76.36 | 0
28.08. | 21 | 879.648 |  | 742.116 | 0 | 61.54 | 75.992 | 0
28.08. | 22 | 883.5986 |  | 743.7106 | 0 | 63.712 | 76.176 | 0
28.08. | 23 | 877.0544 |  | 737.3534 | 0 | 63.893 | 75.808 | 0
28.08. | 24 | 815.0294 |  | 674.7854 | 0 | 64.436 | 75.808 | 0
29.08. | 1 | 805.8033 |  | 668.0163 | 0 | 62.807 | 74.98 | 0
29.08. | 2 | 803.9226 |  | 669.2096 | 0 | 59.549 | 75.164 | 0
29.08. | 3 | 805.832 |  | 668.407 | 0 | 62.445 | 74.98 | 0
29.08. | 4 | 807.7963 |  | 671.1843 | 0 | 61.54 | 75.072 | 0
29.08. | 5 | 804.9745 |  | 672.7895 | 0 | 56.653 | 75.532 | 0
29.08. | 6 | 804.9918 |  | 677.1508 | 0 | 52.309 | 75.532 | 0
29.08. | 7 | 839.8324 |  | 712.8014 | 0 | 51.223 | 75.808 | 0
29.08. | 8 | 841.6033 |  | 713.9523 | 0 | 52.671 | 74.98 | 0
29.08. | 9 | 854.7471 |  | 734.5231 | 0 | 45.612 | 74.612 | 0
29.08. | 10 | 837.4161 |  | 732.9391 | 0 | 29.865 | 74.612 | 0
29.08. | 11 | 824.9172 |  | 727.7752 | 0 | 22.806 | 74.336 | 0
29.08. | 12 | 824.8398 |  | 724.6178 | 0 | 25.702 | 74.52 | 0
29.08. | 13 | 830.4706 |  | 725.4416 | 0 | 29.865 | 75.164 | 0
29.08. | 14 | 810.0623 |  | 702.8643 | 0 | 32.218 | 74.98 | 0
29.08. | 15 | 809.5005 |  | 698.8725 | 0 | 36.2 | 74.428 | 0
29.08. | 16 | 818.981 |  | 702.463 | 0 | 41.63 | 74.888 | 0
29.08. | 17 | 825.6644 |  | 702.4524 | 0 | 48.508 | 74.704 | 0
29.08. | 18 | 834.4993 |  | 706.0323 | 0 | 53.395 | 75.072 | 0
29.08. | 19 | 842.4052 |  | 710.4042 | 0 | 56.653 | 75.348 | 0
29.08. | 20 | 857.6641 |  | 724.2271 | 0 | 58.825 | 74.612 | 0
29.08. | 21 | 861.0873 |  | 729.0003 | 0 | 57.015 | 75.072 | 0
29.08. | 22 | 843.7345 |  | 713.9205 | 0 | 55.386 | 74.428 | 0
29.08. | 23 | 839.2681 |  | 712.3471 | 0 | 52.309 | 74.612 | 0
29.08. | 24 | 802.6816 |  | 680.3506 | 0 | 46.155 | 76.176 | 0
30.08. | 1 | 789.3145 |  | 670.3605 | 0 | 44.526 | 74.428 | 0
30.08. | 2 | 794.0462 |  | 670.7512 | 0 | 49.051 | 74.244 | 0
30.08. | 3 | 800.0192 |  | 670.7512 | 0 | 55.024 | 74.244 | 0
30.08. | 4 | 795.8923 |  | 670.3393 | 0 | 51.585 | 73.968 | 0
30.08. | 5 | 785.7135 |  | 667.1395 | 0 | 45.25 | 73.324 | 0
30.08. | 6 | 783.5494 |  | 669.8744 | 0 | 41.087 | 72.588 | 0
30.08. | 7 | 812.0033 |  | 702.7583 | 0 | 36.381 | 72.864 | 0
30.08. | 8 | 810.7143 |  | 706.7183 | 0 | 31.132 | 72.864 | 0
30.08. | 9 | 796.6168 |  | 703.1278 | 0 | 21.177 | 72.312 | 0
30.08. | 10 | 788.8986 |  | 702.3676 | 0 | 13.575 | 72.956 | 0
30.08. | 11 | 781.5545 |  | 701.9875 | 0 | 6.335 | 73.232 | 0
30.08. | 12 | 776.5132 |  | 699.2102 | 0 | 4.163 | 73.14 | 0
30.08. | 13 | 773.3603 |  | 696.4223 | 0 | 3.982 | 72.956 | 0
30.08. | 14 | 775.0736 |  | 695.2396 | 0 | 6.878 | 72.956 | 0
30.08. | 15 | 772.386 |  | 688.048 | 0 | 12.67 | 71.668 | 0
30.08. | 16 | 777.3472 |  | 689.6532 | 0 | 15.566 | 72.128 | 0
30.08. | 17 | 785.2138 |  | 692.8848 | 0 | 19.005 | 73.324 | 0
30.08. | 18 | 787.7191 |  | 693.2331 | 0 | 22.082 | 72.404 | 0
30.08. | 19 | 797.4956 |  | 699.1996 | 0 | 25.34 | 72.956 | 0
30.08. | 20 | 801.3646 |  | 699.9916 | 0 | 28.417 | 72.956 | 0
30.08. | 21 | 805.4705 |  | 701.1955 | 0 | 30.951 | 73.324 | 0
30.08. | 22 | 810.7608 |  | 704.7648 | 0 | 32.58 | 73.416 | 0
30.08. | 23 | 816.243 |  | 710.33 | 0 | 32.037 | 73.876 | 0
30.08. | 24 | 777.9345 |  | 672.7365 | 0 | 30.77 | 74.428 | 0
31.08. | 1 | 770.9232 |  | 669.1672 | 0 | 27.512 | 74.244 | 0
31.08. | 2 | 772.5992 |  | 670.7512 | 0 | 27.512 | 74.336 | 0
31.08. | 3 | 778.6088 |  | 673.1378 | 0 | 30.951 | 74.52 | 0
31.08. | 4 | 780.2573 |  | 672.7153 | 0 | 33.666 | 73.876 | 0
31.08. | 5 | 779.3617 |  | 675.0807 | 0 | 30.589 | 73.692 | 0
31.08. | 6 | 777.5037 |  | 677.4037 | 0 | 27.512 | 72.588 | 0
31.08. | 7 | 811.282 |  | 711.016 | 0 | 28.598 | 71.668 | 0
31.08. | 8 | 822.2857 |  | 722.5477 | 0 | 27.15 | 72.588 | 0
31.08. | 9 | 837.7902 |  | 743.5622 | 0 | 20.996 | 73.232 | 0
31.08. | 10 | 824.6244 |  | 737.1944 | 0 | 14.842 | 72.588 | 0
31.08. | 11 | 823.3505 |  | 740.7955 | 0 | 9.231 | 73.324 | 0
31.08. | 12 | 817.059 |  | 739.581 | 0 | 4.706 | 72.772 | 0
31.08. | 13 | 813.665 |  | 737.997 | 0 | 2.896 | 72.772 | 0
31.08. | 14 | 786.8364 |  | 710.2664 | 0 | 3.982 | 72.588 | 0
31.08. | 15 | 785.0605 |  | 706.6865 | 0 | 6.154 | 72.22 | 0
31.08. | 16 | 791.9044 |  | 710.2664 | 0 | 9.05 | 72.588 | 0
31.08. | 17 | 799.2233 |  | 713.0543 | 0 | 13.213 | 72.956 | 0
31.08. | 18 | 807.4232 |  | 716.6342 | 0 | 17.557 | 73.232 | 0
31.08. | 19 | 818.5421 |  | 722.5901 | 0 | 22.444 | 73.508 | 0
31.08. | 20 | 836.176 |  | 732.453 | 0 | 30.951 | 72.772 | 0
31.08. | 21 | 840.5687 |  | 735.2197 | 0 | 32.761 | 72.588 | 0
31.08. | 22 | 825.314 |  | 719.781 | 0 | 32.761 | 72.772 | 0
31.08. | 23 | 827.4583 |  | 716.2223 | 0 | 38.372 | 72.864 | 0
31.08. | 24 | 797.8331 |  | 677.4461 | 0 | 46.879 | 73.508 | 0
01.09. | 1 | 805.0862 |  | 674.6582 | 0 | 57.196 | 73.232 | 0
01.09. | 2 | 807.4325 |  | 671.0465 | 0 | 64.074 | 72.312 | 0
01.09. | 3 | 802.5855 |  | 667.0335 | 0 | 64.436 | 71.116 | 0
01.09. | 4 | 798.2212 |  | 663.4112 | 0 | 64.798 | 70.012 | 0
01.09. | 5 | 798.5199 |  | 663.8019 | 0 | 64.798 | 69.92 | 0
01.09. | 6 | 815.0817 |  | 674.1827 | 0 | 69.323 | 71.576 | 0
01.09. | 7 | 847.8331 |  | 699.5161 | 0 | 76.925 | 71.392 | 0
01.09. | 8 | 852.5747 |  | 705.0707 | 0 | 76.02 | 71.484 | 0
01.09. | 9 | 848.4832 |  | 708.6612 | 0 | 67.694 | 72.128 | 0
01.09. | 10 | 833.9451 |  | 703.5291 | 0 | 57.92 | 72.496 | 0
01.09. | 11 | 815.1216 |  | 696.8236 | 0 | 45.25 | 73.048 | 0
01.09. | 12 | 801.7936 |  | 694.4476 | 0 | 34.39 | 72.956 | 0
01.09. | 13 | 791.7523 |  | 692.4623 | 0 | 26.426 | 72.864 | 0
01.09. | 14 | 785.9044 |  | 692.0504 | 0 | 21.358 | 72.496 | 0
01.09. | 15 | 784.5217 |  | 694.8277 | 0 | 17.014 | 72.68 | 0
01.09. | 16 | 784.4406 |  | 696.8236 | 0 | 14.661 | 72.956 | 0
01.09. | 17 | 782.9095 |  | 696.3905 | 0 | 14.299 | 72.22 | 0
01.09. | 18 | 792.9219 |  | 705.9369 | 0 | 13.937 | 73.048 | 0
01.09. | 19 | 793.3774 |  | 705.5674 | 0 | 14.118 | 73.692 | 0
01.09. | 20 | 803.0859 |  | 710.7419 | 0 | 18.1 | 74.244 | 0
01.09. | 21 | 807.3604 |  | 710.3194 | 0 | 23.349 | 73.692 | 0
01.09. | 22 | 815.7638 |  | 712.7378 | 0 | 28.598 | 74.428 | 0
01.09. | 23 | 825.2814 |  | 712.7484 | 0 | 37.829 | 74.704 | 0
01.09. | 24 | 796.8767 |  | 675.9257 | 0 | 46.155 | 74.796 | 0
02.09. | 1 | 797.6091 |  | 671.9551 | 0 | 51.042 | 74.612 | 0
02.09. | 2 | 799.7811 |  | 671.9551 | 0 | 53.214 | 74.612 | 0
02.09. | 3 | 798.1536 |  | 671.5856 | 0 | 51.404 | 75.164 | 0
02.09. | 4 | 794.3867 |  | 668.0057 | 0 | 51.585 | 74.796 | 0
02.09. | 5 | 784.4097 |  | 662.4617 | 0 | 47.06 | 74.888 | 0
02.09. | 6 | 776.2162 |  | 661.2472 | 0 | 40.725 | 74.244 | 0
02.09. | 7 | 817.1732 |  | 707.9222 | 0 | 36.019 | 73.232 | 0
02.09. | 8 | 816.6569 |  | 714.6489 | 0 | 28.96 | 73.048 | 0
02.09. | 9 | 812.3223 |  | 717.0143 | 0 | 22.444 | 72.864 | 0
02.09. | 10 | 804.4698 |  | 716.5918 | 0 | 15.566 | 72.312 | 0
02.09. | 11 | 796.6905 |  | 711.4385 | 0 | 13.032 | 72.22 | 0
02.09. | 12 | 800.2356 |  | 714.2476 | 0 | 13.032 | 72.956 | 0
02.09. | 13 | 799.1056 |  | 712.6636 | 0 | 13.394 | 73.048 | 0
02.09. | 14 | 798.3361 |  | 710.7101 | 0 | 14.118 | 73.508 | 0
02.09. | 15 | 801.107 |  | 711.122 | 0 | 16.109 | 73.876 | 0
02.09. | 16 | 807.7155 |  | 713.9205 | 0 | 19.367 | 74.428 | 0
02.09. | 17 | 807.2976 |  | 713.5086 | 0 | 19.729 | 74.06 | 0
02.09. | 18 | 805.6429 |  | 713.1179 | 0 | 18.281 | 74.244 | 0
02.09. | 19 | 803.3836 |  | 714.3006 | 0 | 15.023 | 74.06 | 0
02.09. | 20 | 810.9866 |  | 720.6366 | 0 | 16.29 | 74.06 | 0
02.09. | 21 | 809.1692 |  | 721.4392 | 0 | 13.394 | 74.336 | 0
02.09. | 22 | 803.4991 |  | 719.4751 | 0 | 9.412 | 74.612 | 0
02.09. | 23 | 802.2383 |  | 720.2883 | 0 | 6.878 | 75.072 | 0
02.09. | 24 | 747.097 |  | 665.239 | 0 | 6.878 | 74.98 | 0
03.09. | 1 | 746.6017 |  | 661.6697 | 0 | 10.136 | 74.796 | 0
03.09. | 2 | 736.9179 |  | 651.2889 | 0 | 12.489 | 73.14 | 0
03.09. | 3 | 737.4416 |  | 653.2636 | 0 | 11.222 | 72.956 | 0
03.09. | 4 | 736.2238 |  | 650.0638 | 0 | 13.756 | 72.404 | 0
03.09. | 5 | 741.519 |  | 646.864 | 0 | 22.987 | 71.668 | 0
03.09. | 6 | 745.2347 |  | 651.2147 | 0 | 22.444 | 71.576 | 0
03.09. | 7 | 807.4014 |  | 703.1384 | 0 | 31.675 | 72.588 | 0
03.09. | 8 | 814.2008 |  | 711.1008 | 0 | 29.684 | 73.416 | 0
03.09. | 9 | 803.7515 |  | 713.8675 | 0 | 16.652 | 73.232 | 0
03.09. | 10 | 794.2564 |  | 713.4344 | 0 | 8.326 | 72.496 | 0
03.09. | 11 | 791.9845 |  | 711.4385 | 0 | 8.326 | 72.22 | 0
03.09. | 12 | 794.2819 |  | 712.2729 | 0 | 8.869 | 73.14 | 0
03.09. | 13 | 789.7564 |  | 708.7354 | 0 | 7.421 | 73.6 | 0
03.09. | 14 | 786.3782 |  | 702.3782 | 0 | 10.86 | 73.14 | 0
03.09. | 15 | 788.6981 |  | 702.7901 | 0 | 12.308 | 73.6 | 0
03.09. | 16 | 787.4996 |  | 706.3806 | 0 | 7.059 | 74.06 | 0
03.09. | 17 | 788.5223 |  | 706.7713 | 0 | 7.783 | 73.968 | 0
03.09. | 18 | 796.0029 |  | 711.5339 | 0 | 10.317 | 74.152 | 0
03.09. | 19 | 801.5333 |  | 717.0673 | 0 | 10.498 | 73.968 | 0
03.09. | 20 | 806.2507 |  | 721.8617 | 0 | 9.593 | 74.796 | 0
03.09. | 21 | 817.7193 |  | 735.3893 | 0 | 6.154 | 76.176 | 0
03.09. | 22 | 818.1933 |  | 737.7653 | 0 | 4.344 | 76.084 | 0
03.09. | 23 | 819.0365 |  | 737.7865 | 0 | 4.706 | 76.544 | 0
03.09. | 24 | 762.0063 |  | 679.9493 | 0 | 5.973 | 76.084 | 0
04.09. | 1 | 759.363 |  | 675.588 | 0 | 7.783 | 75.992 | 0
04.09. | 2 | 759.6884 |  | 673.2014 | 0 | 10.679 | 75.808 | 0
04.09. | 3 | 763.5915 |  | 670.4135 | 0 | 17.738 | 75.44 | 0
04.09. | 4 | 769.1454 |  | 671.6174 | 0 | 21.72 | 75.808 | 0
04.09. | 5 | 771.1935 |  | 670.4135 | 0 | 25.34 | 75.44 | 0
04.09. | 6 | 782.283 |  | 681.132 | 0 | 25.159 | 75.992 | 0
04.09. | 7 | 836.6098 |  | 736.5508 | 0 | 24.435 | 75.624 | 0
04.09. | 8 | 838.2472 |  | 742.0842 | 0 | 20.815 | 75.348 | 0
04.09. | 9 | 824.0347 |  | 736.8567 | 0 | 13.394 | 73.784 | 0
04.09. | 10 | 814.8378 |  | 733.2768 | 0 | 8.145 | 73.416 | 0
04.09. | 11 | 812.9042 |  | 733.3192 | 0 | 5.249 | 74.336 | 0
04.09. | 12 | 816.5608 |  | 735.7058 | 0 | 6.335 | 74.52 | 0
04.09. | 13 | 818.4356 |  | 734.9456 | 0 | 8.326 | 75.164 | 0
04.09. | 14 | 811.3528 |  | 728.5248 | 0 | 9.412 | 73.416 | 0
04.09. | 15 | 807.7716 |  | 726.1276 | 0 | 8.688 | 72.956 | 0
04.09. | 16 | 812.1342 |  | 728.5672 | 0 | 9.231 | 74.336 | 0
04.09. | 17 | 816.6958 |  | 730.9538 | 0 | 11.222 | 74.52 | 0
04.09. | 18 | 822.6735 |  | 732.1365 | 0 | 16.109 | 74.428 | 0
04.09. | 19 | 827.4223 |  | 735.3363 | 0 | 17.014 | 75.072 | 0
04.09. | 20 | 826.1479 |  | 736.1389 | 0 | 14.661 | 75.348 | 0
04.09. | 21 | 821.4253 |  | 736.1283 | 0 | 10.317 | 74.98 | 0
04.09. | 22 | 819.3119 |  | 735.2939 | 0 | 9.774 | 74.244 | 0
04.09. | 23 | 816.6644 |  | 732.5484 | 0 | 9.412 | 74.704 | 0
04.09. | 24 | 754.4285 |  | 671.2055 | 0 | 7.783 | 75.44 | 0
05.09. | 1 | 743.4028 |  | 663.6338 | 0 | 5.249 | 74.52 | 0
05.09. | 2 | 740.3661 |  | 660.8671 | 0 | 4.887 | 74.612 | 0
05.09. | 3 | 742.2038 |  | 664.4258 | 0 | 3.258 | 74.52 | 0
05.09. | 4 | 749.2774 |  | 670.7724 | 0 | 3.801 | 74.704 | 0
05.09. | 5 | 749.6394 |  | 670.7724 | 0 | 4.163 | 74.704 | 0
05.09. | 6 | 757.8717 |  | 679.0937 | 0 | 3.982 | 74.796 | 0
05.09. | 7 | 798.5063 |  | 717.1733 | 0 | 5.249 | 76.084 | 0
05.09. | 8 | 801.0455 |  | 721.8935 | 0 | 3.62 | 75.532 | 0
05.09. | 9 | 814.7721 |  | 736.1601 | 0 | 2.896 | 75.716 | 0
05.09. | 10 | 813.7479 |  | 736.1389 | 0 | 2.353 | 75.256 | 0
05.09. | 11 | 808.0758 |  | 731.7458 | 0 | 1.81 | 74.52 | 0
05.09. | 12 | 812.0264 |  | 733.3404 | 0 | 3.982 | 74.704 | 0
05.09. | 13 | 814.144 |  | 732.559 | 0 | 6.697 | 74.888 | 0
05.09. | 14 | 793.9224 |  | 707.9964 | 0 | 11.222 | 74.704 | 0
05.09. | 15 | 795.3306 |  | 704.0576 | 0 | 16.109 | 75.164 | 0
05.09. | 16 | 803.2239 |  | 705.2509 | 0 | 22.625 | 75.348 | 0
05.09. | 17 | 819.2664 |  | 713.5934 | 0 | 29.865 | 75.808 | 0
05.09. | 18 | 823.3985 |  | 718.7255 | 0 | 29.141 | 75.532 | 0
05.09. | 19 | 825.5804 |  | 723.8894 | 0 | 25.883 | 75.808 | 0
05.09. | 20 | 835.845 |  | 735.78 | 0 | 24.073 | 75.992 | 0
05.09. | 21 | 836.5935 |  | 737.7865 | 0 | 22.263 | 76.544 | 0
05.09. | 22 | 825.5468 |  | 730.2678 | 0 | 18.643 | 76.636 | 0
05.09. | 23 | 818.333 |  | 724.692 | 0 | 17.557 | 76.084 | 0
05.09. | 24 | 780.1899 |  | 683.9199 | 0 | 19.91 | 76.36 | 0
06.09. | 1 | 771.2907 |  | 674.3947 | 0 | 20.996 | 75.9 | 0
06.09. | 2 | 767.3381 |  | 669.6321 | 0 | 22.082 | 75.624 | 0
06.09. | 3 | 770.4151 |  | 669.6321 | 0 | 25.159 | 75.624 | 0
06.09. | 4 | 772.2355 |  | 668.8295 | 0 | 27.874 | 75.532 | 0
06.09. | 5 | 770.4445 |  | 665.6085 | 0 | 30.408 | 74.428 | 0
06.09. | 6 | 779.0425 |  | 668.7765 | 0 | 35.838 | 74.428 | 0
06.09. | 7 | 812.9004 |  | 700.0234 | 0 | 39.277 | 73.6 | 0
06.09. | 8 | 812.6477 |  | 704.3847 | 0 | 34.571 | 73.692 | 0
06.09. | 9 | 800.3721 |  | 699.6221 | 0 | 27.15 | 73.6 | 0
06.09. | 10 | 792.0965 |  | 694.0675 | 0 | 24.797 | 73.232 | 0
06.09. | 11 | 783.5178 |  | 688.9248 | 0 | 21.177 | 73.416 | 0
06.09. | 12 | 777.6667 |  | 686.9607 | 0 | 17.014 | 73.692 | 0
06.09. | 13 | 767.999 |  | 682.557 | 0 | 12.67 | 72.772 | 0
06.09. | 14 | 757.8936 |  | 676.9176 | 0 | 10.136 | 70.84 | 0
06.09. | 15 | 755.8512 |  | 675.3972 | 0 | 8.326 | 72.128 | 0
06.09. | 16 | 753.5249 |  | 672.6199 | 0 | 8.869 | 72.036 | 0
06.09. | 17 | 758.0776 |  | 676.1786 | 0 | 9.955 | 71.944 | 0
06.09. | 18 | 764.104 |  | 680.128 | 0 | 12.308 | 71.668 | 0
06.09. | 19 | 774.7588 |  | 688.8718 | 0 | 13.575 | 72.312 | 0
06.09. | 20 | 785.2922 |  | 692.8742 | 0 | 19.186 | 73.232 | 0
06.09. | 21 | 790.9727 |  | 693.2967 | 0 | 23.892 | 73.784 | 0
06.09. | 22 | 796.0229 |  | 694.9019 | 0 | 26.969 | 74.152 | 0
06.09. | 23 | 797.4489 |  | 689.3579 | 0 | 33.847 | 74.244 | 0
06.09. | 24 | 771.573 |  | 647.815 | 0 | 48.87 | 74.888 | 0
07.09. | 1 | 782.8044 |  | 650.1804 | 0 | 57.92 | 74.704 | 0
07.09. | 2 | 783.044 |  | 648.607 | 0 | 59.549 | 74.888 | 0
07.09. | 3 | 782.7342 |  | 644.6682 | 0 | 62.626 | 75.44 | 0
07.09. | 4 | 778.0623 |  | 641.0883 | 0 | 61.902 | 75.072 | 0
07.09. | 5 | 774.0244 |  | 640.6764 | 0 | 58.644 | 74.704 | 0
07.09. | 6 | 785.3102 |  | 653.3272 | 0 | 57.739 | 74.244 | 0
07.09. | 7 | 831.6661 |  | 692.6001 | 0 | 63.35 | 75.716 | 0
07.09. | 8 | 835.9191 |  | 698.9361 | 0 | 61.359 | 75.624 | 0
07.09. | 9 | 843.9598 |  | 716.7508 | 0 | 51.585 | 75.624 | 0
07.09. | 10 | 819.8536 |  | 707.9646 | 0 | 37.829 | 74.06 | 0
07.09. | 11 | 814.5705 |  | 711.5445 | 0 | 28.598 | 74.428 | 0
07.09. | 12 | 803.6405 |  | 707.5845 | 0 | 21.72 | 74.336 | 0
07.09. | 13 | 790.2227 |  | 701.1637 | 0 | 16.471 | 72.588 | 0
07.09. | 14 | 758.4334 |  | 675.3654 | 0 | 11.584 | 71.484 | 0
07.09. | 15 | 757.8783 |  | 674.9853 | 0 | 11.041 | 71.852 | 0
07.09. | 16 | 768.0957 |  | 683.0007 | 0 | 11.403 | 73.692 | 0
07.09. | 17 | 777.4034 |  | 690.5724 | 0 | 12.127 | 74.704 | 0
07.09. | 18 | 792.0526 |  | 700.9426 | 0 | 14.842 | 76.268 | 0
07.09. | 19 | 806.6115 |  | 713.2345 | 0 | 16.833 | 76.544 | 0
07.09. | 20 | 830.8821 |  | 732.2531 | 0 | 21.901 | 76.728 | 0
07.09. | 21 | 840.9004 |  | 731.8624 | 0 | 32.218 | 76.82 | 0
07.09. | 22 | 823.2039 |  | 708.4719 | 0 | 38.372 | 76.36 | 0
07.09. | 23 | 821.7235 |  | 703.7305 | 0 | 41.449 | 76.544 | 0
07.09. | 24 | 786.0867 |  | 659.3997 | 0 | 49.775 | 76.912 | 0
08.09. | 1 | 788.0166 |  | 655.0066 | 0 | 56.834 | 76.176 | 0
08.09. | 2 | 780.2064 |  | 654.9854 | 0 | 49.413 | 75.808 | 0
08.09. | 3 | 779.1837 |  | 654.5947 | 0 | 48.689 | 75.9 | 0
08.09. | 4 | 769.6112 |  | 651.0042 | 0 | 43.259 | 75.348 | 0
08.09. | 5 | 749.2316 |  | 639.0606 | 0 | 36.019 | 74.152 | 0
08.09. | 6 | 752.0655 |  | 647.3395 | 0 | 31.494 | 73.232 | 0
08.09. | 7 | 785.129 |  | 681.026 | 0 | 30.227 | 73.876 | 0
08.09. | 8 | 792.9046 |  | 691.3326 | 0 | 27.512 | 74.06 | 0
08.09. | 9 | 795.8162 |  | 694.5112 | 0 | 26.969 | 74.336 | 0
08.09. | 10 | 791.104 |  | 693.698 | 0 | 23.53 | 73.876 | 0
08.09. | 11 | 776.3319 |  | 688.4599 | 0 | 15.928 | 71.944 | 0
08.09. | 12 | 778.6286 |  | 693.7086 | 0 | 10.86 | 74.06 | 0
08.09. | 13 | 777.4882 |  | 692.9272 | 0 | 10.317 | 74.244 | 0
08.09. | 14 | 776.148 |  | 688.154 | 0 | 14.118 | 73.876 | 0
08.09. | 15 | 781.9489 |  | 686.9819 | 0 | 20.815 | 74.152 | 0
08.09. | 16 | 786.2358 |  | 688.1858 | 0 | 23.53 | 74.52 | 0
08.09. | 17 | 788.0688 |  | 690.5618 | 0 | 22.987 | 74.52 | 0
08.09. | 18 | 781.9316 |  | 692.1246 | 0 | 15.747 | 74.06 | 0
08.09. | 19 | 789.0972 |  | 698.4712 | 0 | 16.29 | 74.336 | 0
08.09. | 20 | 789.7957 |  | 699.6327 | 0 | 16.471 | 73.692 | 0
08.09. | 21 | 790.0373 |  | 701.2273 | 0 | 14.842 | 73.968 | 0
08.09. | 22 | 794.7134 |  | 702.4524 | 0 | 17.557 | 74.704 | 0
08.09. | 23 | 792.1987 |  | 700.4777 | 0 | 16.833 | 74.888 | 0
08.09. | 24 | 754.8669 |  | 668.0269 | 0 | 11.584 | 75.256 | 0
09.09. | 1 | 744.0692 |  | 661.3002 | 0 | 7.421 | 75.348 | 0
09.09. | 2 | 740.9425 |  | 661.7015 | 0 | 3.801 | 75.44 | 0
09.09. | 3 | 738.746 |  | 659.695 | 0 | 4.163 | 74.888 | 0
09.09. | 4 | 740.5246 |  | 661.2896 | 0 | 4.163 | 75.072 | 0
09.09. | 5 | 741.7768 |  | 662.8948 | 0 | 3.258 | 75.624 | 0
09.09. | 6 | 749.3981 |  | 670.4241 | 0 | 3.258 | 75.716 | 0
09.09. | 7 | 799.7241 |  | 721.1121 | 0 | 2.896 | 75.716 | 0
09.09. | 8 | 812.7084 |  | 734.1854 | 0 | 2.715 | 75.808 | 0
09.09. | 9 | 813.4507 |  | 735.3787 | 0 | 2.172 | 75.9 | 0
09.09. | 10 | 804.0419 |  | 727.4269 | 0 | 1.267 | 75.348 | 0
09.09. | 11 | 793.8984 |  | 719.0314 | 0 | 1.267 | 73.6 | 0
09.09. | 12 | 800.8254 |  | 723.0444 | 0 | 3.077 | 74.704 | 0
09.09. | 13 | 794.3922 |  | 712.7272 | 0 | 7.421 | 74.244 | 0
09.09. | 14 | 797.398 |  | 710.383 | 0 | 12.127 | 74.888 | 0
09.09. | 15 | 809.146 |  | 716.772 | 0 | 16.29 | 76.084 | 0
09.09. | 16 | 815.4931 |  | 717.1521 | 0 | 22.625 | 75.716 | 0
09.09. | 17 | 827.6347 |  | 723.4987 | 0 | 28.236 | 75.9 | 0
09.09. | 18 | 841.8074 |  | 735.0304 | 0 | 29.865 | 76.912 | 0
09.09. | 19 | 841.3712 |  | 733.4252 | 0 | 31.494 | 76.452 | 0
09.09. | 20 | 841.2337 |  | 732.2107 | 0 | 33.123 | 75.9 | 0
09.09. | 21 | 847.1412 |  | 737.3852 | 0 | 33.304 | 76.452 | 0
09.09. | 22 | 844.0909 |  | 734.6079 | 0 | 33.123 | 76.36 | 0
09.09. | 23 | 842.9458 |  | 732.6438 | 0 | 33.666 | 76.636 | 0
09.09. | 24 | 788.4061 |  | 676.0211 | 0 | 35.657 | 76.728 | 0
10.09. | 1 | 783.5453 |  | 670.4453 | 0 | 36.924 | 76.176 | 0
10.09. | 2 | 784.5257 |  | 670.4347 | 0 | 38.191 | 75.9 | 0
10.09. | 3 | 784.3338 |  | 668.4388 | 0 | 40.363 | 75.532 | 0
10.09. | 4 | 782.2585 |  | 669.6215 | 0 | 37.105 | 75.532 | 0
10.09. | 5 | 778.8017 |  | 671.2267 | 0 | 31.675 | 75.9 | 0
10.09. | 6 | 776.9002 |  | 674.7642 | 0 | 26.788 | 75.348 | 0
10.09. | 7 | 823.1186 |  | 722.3266 | 0 | 24.616 | 76.176 | 0
10.09. | 8 | 821.7826 |  | 725.4416 | 0 | 21.177 | 75.164 | 0
10.09. | 9 | 811.9099 |  | 721.8299 | 0 | 15.928 | 74.152 | 0
10.09. | 10 | 805.6681 |  | 720.2141 | 0 | 11.946 | 73.508 | 0
10.09. | 11 | 802.7041 |  | 719.4221 | 0 | 9.774 | 73.508 | 0
10.09. | 12 | 800.7764 |  | 719.0314 | 0 | 8.145 | 73.6 | 0
10.09. | 13 | 805.0517 |  | 722.6537 | 0 | 7.602 | 74.796 | 0
10.09. | 14 | 800.7161 |  | 718.6831 | 0 | 7.421 | 74.612 | 0
10.09. | 15 | 802.1144 |  | 719.0844 | 0 | 8.326 | 74.704 | 0
10.09. | 16 | 808.4786 |  | 722.2736 | 0 | 11.041 | 75.164 | 0
10.09. | 17 | 808.9457 |  | 718.7467 | 0 | 14.299 | 75.9 | 0
10.09. | 18 | 811.994 |  | 719.095 | 0 | 17.919 | 74.98 | 0
10.09. | 19 | 825.3576 |  | 727.0256 | 0 | 23.168 | 75.164 | 0
10.09. | 20 | 834.1831 |  | 728.2401 | 0 | 30.227 | 75.716 | 0
10.09. | 21 | 837.3961 |  | 729.8241 | 0 | 31.856 | 75.716 | 0
10.09. | 22 | 835.574 |  | 729.444 | 0 | 30.046 | 76.084 | 0
10.09. | 23 | 829.4059 |  | 725.8959 | 0 | 27.15 | 76.36 | 0
10.09. | 24 | 778.7513 |  | 676.0423 | 0 | 25.521 | 77.188 | 0
11.09. | 1 | 776.3691 |  | 672.8531 | 0 | 26.788 | 76.728 | 0
11.09. | 2 | 772.6927 |  | 669.6427 | 0 | 27.15 | 75.9 | 0
11.09. | 3 | 779.5591 |  | 672.0611 | 0 | 30.77 | 76.728 | 0
11.09. | 4 | 777.9983 |  | 665.6403 | 0 | 37.286 | 75.072 | 0
11.09. | 5 | 783.9901 |  | 669.6321 | 0 | 38.734 | 75.624 | 0
11.09. | 6 | 788.7876 |  | 676.3376 | 0 | 37.286 | 75.164 | 0
11.09. | 7 | 832.6302 |  | 723.8152 | 0 | 34.571 | 74.244 | 0
11.09. | 8 | 841.3333 |  | 733.6993 | 0 | 33.666 | 73.968 | 0
11.09. | 9 | 842.3721 |  | 740.0671 | 0 | 27.693 | 74.612 | 0
11.09. | 10 | 835.5834 |  | 741.3134 | 0 | 18.462 | 75.808 | 0
11.09. | 11 | 819.1801 |  | 731.3551 | 0 | 13.213 | 74.612 | 0
11.09. | 12 | 813.2657 |  | 729.7817 | 0 | 8.688 | 74.796 | 0
11.09. | 13 | 814.509 |  | 731.82 | 0 | 6.697 | 75.992 | 0
11.09. | 14 | 814.9133 |  | 732.2213 | 0 | 6.516 | 76.176 | 0
11.09. | 15 | 818.2262 |  | 735.8012 | 0 | 5.973 | 76.452 | 0
11.09. | 16 | 821.0139 |  | 737.7759 | 0 | 6.878 | 76.36 | 0
11.09. | 17 | 820.5955 |  | 734.5655 | 0 | 10.498 | 75.532 | 0
11.09. | 18 | 826.5752 |  | 738.1772 | 0 | 11.946 | 76.452 | 0
11.09. | 19 | 835.7543 |  | 743.3623 | 0 | 15.204 | 77.188 | 0
11.09. | 20 | 844.3387 |  | 746.5197 | 0 | 20.815 | 77.004 | 0
11.09. | 21 | 849.0677 |  | 748.8957 | 0 | 23.168 | 77.004 | 0
11.09. | 22 | 834.9645 |  | 737.7865 | 0 | 20.634 | 76.544 | 0
11.09. | 23 | 821.8405 |  | 728.2825 | 0 | 17.014 | 76.544 | 0
11.09. | 24 | 756.1018 |  | 664.5318 | 0 | 14.842 | 76.728 | 0
12.09. | 1 | 748.6543 |  | 659.3573 | 0 | 13.213 | 76.084 | 0
12.09. | 2 | 747.573 |  | 660.54 | 0 | 11.041 | 75.992 | 0
12.09. | 3 | 740.3399 |  | 656.9389 | 0 | 8.145 | 75.256 | 0
12.09. | 4 | 738.1434 |  | 654.9324 | 0 | 8.507 | 74.704 | 0
12.09. | 5 | 742.7473 |  | 657.7203 | 0 | 9.955 | 75.072 | 0
12.09. | 6 | 750.195 |  | 664.447 | 0 | 10.86 | 74.888 | 0
12.09. | 7 | 788.8067 |  | 701.3227 | 0 | 11.584 | 75.9 | 0
12.09. | 8 | 793.2877 |  | 709.2427 | 0 | 8.145 | 75.9 | 0
12.09. | 9 | 805.3811 |  | 725.8641 | 0 | 3.801 | 75.716 | 0
12.09. | 10 | 803.1003 |  | 724.3013 | 0 | 2.715 | 76.084 | 0
12.09. | 11 | 797.1399 |  | 717.9759 | 0 | 2.896 | 76.268 | 0
12.09. | 12 | 793.8149 |  | 714.0159 | 0 | 3.439 | 76.36 | 0
12.09. | 13 | 783.4494 |  | 703.2974 | 0 | 4.344 | 75.808 | 0
12.09. | 14 | 772.4002 |  | 689.8122 | 0 | 7.24 | 75.348 | 0
12.09. | 15 | 773.3576 |  | 687.4256 | 0 | 10.86 | 75.072 | 0
12.09. | 16 | 782.2736 |  | 689.0096 | 0 | 18.1 | 75.164 | 0
12.09. | 17 | 793.8418 |  | 693.7828 | 0 | 24.435 | 75.624 | 0
12.09. | 18 | 805.0784 |  | 700.1294 | 0 | 29.141 | 75.808 | 0
12.09. | 19 | 813.918 |  | 704.892 | 0 | 32.942 | 76.084 | 0
12.09. | 20 | 831.0851 |  | 718.7891 | 0 | 35.476 | 76.82 | 0
12.09. | 21 | 823.4492 |  | 714.4172 | 0 | 32.58 | 76.452 | 0
12.09. | 22 | 810.4476 |  | 706.4866 | 0 | 27.693 | 76.268 | 0
12.09. | 23 | 808.1448 |  | 708.8838 | 0 | 22.625 | 76.636 | 0
12.09. | 24 | 765.7665 |  | 669.6745 | 0 | 19.548 | 76.544 | 0
13.09. | 1 | 756.714 |  | 663.708 | 0 | 17.014 | 75.992 | 0
13.09. | 2 | 750.1357 |  | 660.9307 | 0 | 13.213 | 75.992 | 0
13.09. | 3 | 748.8447 |  | 661.7227 | 0 | 11.222 | 75.9 | 0
13.09. | 4 | 741.1994 |  | 655.7244 | 0 | 10.679 | 74.796 | 0
13.09. | 5 | 739.8404 |  | 655.7244 | 0 | 9.412 | 74.704 | 0
13.09. | 6 | 743.8684 |  | 660.4764 | 0 | 8.688 | 74.704 | 0
13.09. | 7 | 777.7617 |  | 695.7257 | 0 | 7.24 | 74.796 | 0
13.09. | 8 | 785.884 |  | 704.1 | 0 | 5.792 | 75.992 | 0
13.09. | 9 | 778.6326 |  | 699.3056 | 0 | 4.163 | 75.164 | 0
13.09. | 10 | 776.3308 |  | 698.5348 | 0 | 2.172 | 75.624 | 0
13.09. | 11 | 768.254 |  | 691.375 | 0 | 1.991 | 74.888 | 0
13.09. | 12 | 770.3568 |  | 692.1988 | 0 | 2.534 | 75.624 | 0
13.09. | 13 | 768.3183 |  | 687.8163 | 0 | 5.43 | 75.072 | 0
13.09. | 14 | 761.3302 |  | 679.4102 | 0 | 8.688 | 73.232 | 0
13.09. | 15 | 760.7083 |  | 676.6223 | 0 | 11.222 | 72.864 | 0
13.09. | 16 | 773.0945 |  | 683.8245 | 0 | 14.842 | 74.428 | 0
13.09. | 17 | 779.7722 |  | 685.7992 | 0 | 19.729 | 74.244 | 0
13.09. | 18 | 786.1846 |  | 688.9566 | 0 | 23.168 | 74.06 | 0
13.09. | 19 | 796.1483 |  | 695.7363 | 0 | 25.34 | 75.072 | 0
13.09. | 20 | 792.5725 |  | 690.1075 | 0 | 29.141 | 73.324 | 0
13.09. | 21 | 797.0226 |  | 692.9166 | 0 | 30.046 | 74.06 | 0
13.09. | 22 | 794.5534 |  | 692.1564 | 0 | 27.693 | 74.704 | 0
13.09. | 23 | 790.2606 |  | 691.3856 | 0 | 23.711 | 75.164 | 0
13.09. | 24 | 745.4131 |  | 651.4161 | 0 | 18.281 | 75.716 | 0
14.09. | 1 | 739.6179 |  | 649.8639 | 0 | 13.394 | 76.36 | 0
14.09. | 2 | 731.1843 |  | 647.4243 | 0 | 8.688 | 75.072 | 0
14.09. | 3 | 735.9969 |  | 653.0319 | 0 | 6.697 | 76.268 | 0
14.09. | 4 | 735.3948 |  | 651.8068 | 0 | 7.964 | 75.624 | 0
14.09. | 5 | 737.1551 |  | 652.2081 | 0 | 9.231 | 75.716 | 0
14.09. | 6 | 747.2988 |  | 662.1558 | 0 | 8.507 | 76.636 | 0
14.09. | 7 | 780.8254 |  | 696.2224 | 0 | 7.783 | 76.82 | 0
14.09. | 8 | 786.4164 |  | 703.3504 | 0 | 6.154 | 76.912 | 0
14.09. | 9 | 801.136 |  | 721.524 | 0 | 3.62 | 75.992 | 0
14.09. | 10 | 794.4155 |  | 716.3495 | 0 | 2.534 | 75.532 | 0
14.09. | 11 | 786.3115 |  | 709.1685 | 0 | 2.715 | 74.428 | 0
14.09. | 12 | 785.6461 |  | 707.5951 | 0 | 3.439 | 74.612 | 0
14.09. | 13 | 779.2359 |  | 699.6539 | 0 | 5.43 | 74.152 | 0
14.09. | 14 | 751.9169 |  | 671.8279 | 0 | 8.145 | 71.944 | 0
14.09. | 15 | 754.351 |  | 669.832 | 0 | 12.851 | 71.668 | 0
14.09. | 16 | 768.5111 |  | 677.4461 | 0 | 17.557 | 73.508 | 0
14.09. | 17 | 777.0718 |  | 682.6418 | 0 | 19.91 | 74.52 | 0
14.09. | 18 | 785.9092 |  | 692.1882 | 0 | 18.281 | 75.44 | 0
14.09. | 19 | 791.1137 |  | 696.5707 | 0 | 18.643 | 75.9 | 0
14.09. | 20 | 817.3051 |  | 719.5811 | 0 | 20.996 | 76.728 | 0
14.09. | 21 | 816.5784 |  | 721.5664 | 0 | 18.1 | 76.912 | 0
14.09. | 22 | 791.5791 |  | 701.3651 | 0 | 13.394 | 76.82 | 0
14.09. | 23 | 801.5418 |  | 701.8088 | 0 | 21.901 | 77.832 | 0
14.09. | 24 | 774.885 |  | 663.761 | 0 | 34.028 | 77.096 | 0
15.09. | 1 | 767.437 |  | 655.788 | 0 | 35.657 | 75.992 | 0
15.09. | 2 | 767.6665 |  | 657.0025 | 0 | 34.028 | 76.636 | 0
15.09. | 3 | 760.8782 |  | 652.5882 | 0 | 32.942 | 75.348 | 0
15.09. | 4 | 763.5146 |  | 660.5506 | 0 | 26.788 | 76.176 | 0
15.09. | 5 | 760.8377 |  | 662.5677 | 0 | 21.358 | 76.912 | 0
15.09. | 6 | 756.2331 |  | 664.9331 | 0 | 14.48 | 76.82 | 0
15.09. | 7 | 782.175 |  | 693.857 | 0 | 11.222 | 77.096 | 0
15.09. | 8 | 790.5673 |  | 702.9703 | 0 | 10.317 | 77.28 | 0
15.09. | 9 | 792.5155 |  | 709.2745 | 0 | 6.697 | 76.544 | 0
15.09. | 10 | 788.5906 |  | 708.0706 | 0 | 4.344 | 76.176 | 0
15.09. | 11 | 784.0184 |  | 704.9344 | 0 | 2.172 | 76.912 | 0
15.09. | 12 | 770.36 |  | 693.751 | 0 | 1.629 | 74.98 | 0
15.09. | 13 | 769.1125 |  | 693.3285 | 0 | 1.448 | 74.336 | 0
15.09. | 14 | 775.2507 |  | 698.1017 | 0 | 2.353 | 74.796 | 0
15.09. | 15 | 779.4063 |  | 698.9043 | 0 | 5.43 | 75.072 | 0
15.09. | 16 | 781.581 |  | 696.919 | 0 | 9.774 | 74.888 | 0
15.09. | 17 | 782.282 |  | 694.543 | 0 | 12.851 | 74.888 | 0
15.09. | 18 | 792.8399 |  | 700.5519 | 0 | 15.928 | 76.36 | 0
15.09. | 19 | 804.1752 |  | 710.5102 | 0 | 16.109 | 77.556 | 0
15.09. | 20 | 807.4792 |  | 715.2622 | 0 | 14.661 | 77.556 | 0
15.09. | 21 | 805.7577 |  | 712.4637 | 0 | 16.29 | 77.004 | 0
15.09. | 22 | 802.6639 |  | 710.9009 | 0 | 14.299 | 77.464 | 0
15.09. | 23 | 794.0429 |  | 705.3569 | 0 | 11.222 | 77.464 | 0
15.09. | 24 | 759.7698 |  | 671.7128 | 0 | 10.317 | 77.74 | 0
16.09. | 1 | 753.3888 |  | 666.9608 | 0 | 8.688 | 77.74 | 0
16.09. | 2 | 750.1879 |  | 665.7569 | 0 | 7.059 | 77.372 | 0
16.09. | 3 | 753.4385 |  | 666.5595 | 0 | 9.231 | 77.648 | 0
16.09. | 4 | 751.853 |  | 665.345 | 0 | 9.412 | 77.096 | 0
16.09. | 5 | 751.2588 |  | 666.1158 | 0 | 8.507 | 76.636 | 0
16.09. | 6 | 757.1015 |  | 672.0505 | 0 | 8.507 | 76.544 | 0
16.09. | 7 | 800.3947 |  | 717.1627 | 0 | 7.24 | 75.992 | 0
16.09. | 8 | 810.481 |  | 727.068 | 0 | 7.421 | 75.992 | 0
16.09. | 9 | 818.5217 |  | 734.6397 | 0 | 6.878 | 77.004 | 0
16.09. | 10 | 816.5846 |  | 731.8836 | 0 | 7.421 | 77.28 | 0
16.09. | 11 | 813.6943 |  | 729.8983 | 0 | 6.516 | 77.28 | 0
16.09. | 12 | 809.7271 |  | 728.2931 | 0 | 4.706 | 76.728 | 0
16.09. | 13 | 812.6973 |  | 729.8983 | 0 | 5.611 | 77.188 | 0
16.09. | 14 | 807.8412 |  | 724.7662 | 0 | 5.611 | 77.464 | 0
16.09. | 15 | 806.7834 |  | 721.6194 | 0 | 7.24 | 77.924 | 0
16.09. | 16 | 806.0411 |  | 720.4261 | 0 | 7.783 | 77.832 | 0
16.09. | 17 | 807.9238 |  | 722.4008 | 0 | 7.783 | 77.74 | 0
16.09. | 18 | 812.2552 |  | 728.7262 | 0 | 5.973 | 77.556 | 0
16.09. | 19 | 819.991 |  | 735.094 | 0 | 6.697 | 78.2 | 0
16.09. | 20 | 830.7422 |  | 743.7742 | 0 | 9.412 | 77.556 | 0
16.09. | 21 | 834.1424 |  | 746.1714 | 0 | 9.955 | 78.016 | 0
16.09. | 22 | 829.8476 |  | 742.2326 | 0 | 9.231 | 78.384 | 0
16.09. | 23 | 823.2809 |  | 736.2979 | 0 | 8.507 | 78.476 | 0
16.09. | 24 | 765.6867 |  | 679.2527 | 0 | 8.326 | 78.108 | 0
17.09. | 1 | 753.7602 |  | 669.3262 | 0 | 6.878 | 77.556 | 0
17.09. | 2 | 747.69 |  | 665.345 | 0 | 5.249 | 77.096 | 0
17.09. | 3 | 748.4261 |  | 665.7251 | 0 | 5.973 | 76.728 | 0
17.09. | 4 | 739.9403 |  | 657.7203 | 0 | 7.24 | 74.98 | 0
17.09. | 5 | 739.4287 |  | 656.1257 | 0 | 8.507 | 74.796 | 0
17.09. | 6 | 747.5176 |  | 663.6656 | 0 | 8.688 | 75.164 | 0
17.09. | 7 | 794.3905 |  | 710.8055 | 0 | 8.145 | 75.44 | 0
17.09. | 8 | 800.6088 |  | 716.7508 | 0 | 8.326 | 75.532 | 0
17.09. | 9 | 803.7741 |  | 721.9041 | 0 | 6.154 | 75.716 | 0
17.09. | 10 | 800.9169 |  | 719.5069 | 0 | 6.154 | 75.256 | 0
17.09. | 11 | 796.7064 |  | 715.1244 | 0 | 6.878 | 74.704 | 0
17.09. | 12 | 795.8961 |  | 713.1391 | 0 | 8.145 | 74.612 | 0
17.09. | 13 | 795.0131 |  | 709.1791 | 0 | 11.222 | 74.612 | 0
17.09. | 14 | 796.3157 |  | 705.2297 | 0 | 16.29 | 74.796 | 0
17.09. | 15 | 803.0555 |  | 708.4295 | 0 | 19.186 | 75.44 | 0
17.09. | 16 | 814.1062 |  | 712.0412 | 0 | 25.521 | 76.544 | 0
17.09. | 17 | 829.0506 |  | 720.0036 | 0 | 31.675 | 77.372 | 0
17.09. | 18 | 835.7498 |  | 724.7238 | 0 | 34.39 | 76.636 | 0
17.09. | 19 | 838.3946 |  | 728.7156 | 0 | 32.399 | 77.28 | 0
17.09. | 20 | 836.0898 |  | 728.6838 | 0 | 30.77 | 76.636 | 0
17.09. | 21 | 830.8675 |  | 725.9065 | 0 | 28.417 | 76.544 | 0
17.09. | 22 | 828.2069 |  | 726.6879 | 0 | 25.159 | 76.36 | 0
17.09. | 23 | 825.1482 |  | 727.8812 | 0 | 20.815 | 76.452 | 0
17.09. | 24 | 767.7852 |  | 673.2332 | 0 | 18.1 | 76.452 | 0
18.09. | 1 | 761.2912 |  | 669.2732 | 0 | 15.566 | 76.452 | 0
18.09. | 2 | 758.0782 |  | 667.6892 | 0 | 13.937 | 76.452 | 0
18.09. | 3 | 752.3475 |  | 664.8695 | 0 | 11.946 | 75.532 | 0
18.09. | 4 | 751.4759 |  | 665.7039 | 0 | 9.412 | 76.36 | 0
18.09. | 5 | 753.0149 |  | 668.8719 | 0 | 7.783 | 76.36 | 0
18.09. | 6 | 759.8746 |  | 677.1826 | 0 | 6.516 | 76.176 | 0
18.09. | 7 | 812.2957 |  | 728.2507 | 0 | 8.145 | 75.9 | 0
18.09. | 8 | 826.2812 |  | 738.9692 | 0 | 10.86 | 76.452 | 0
18.09. | 9 | 819.0043 |  | 735.3363 | 0 | 8.688 | 74.98 | 0
18.09. | 10 | 816.4206 |  | 735.7376 | 0 | 5.611 | 75.072 | 0
18.09. | 11 | 794.3553 |  | 719.3373 | 0 | 3.258 | 71.76 | 0
18.09. | 12 | 802.0261 |  | 724.1741 | 0 | 4.344 | 73.508 | 0
18.09. | 13 | 818.333 |  | 734.196 | 0 | 8.145 | 75.992 | 0
18.09. | 14 | 829.1861 |  | 737.7971 | 0 | 14.661 | 76.728 | 0
18.09. | 15 | 835.7852 |  | 738.2302 | 0 | 20.091 | 77.464 | 0
18.09. | 16 | 836.7409 |  | 734.6609 | 0 | 24.616 | 77.464 | 0
18.09. | 17 | 845.4702 |  | 738.2302 | 0 | 29.684 | 77.556 | 0
18.09. | 18 | 845.8238 |  | 742.2008 | 0 | 25.883 | 77.74 | 0
18.09. | 19 | 830.392 |  | 733.404 | 0 | 20.996 | 75.992 | 0
18.09. | 20 | 842.207 |  | 743.753 | 0 | 21.358 | 77.096 | 0
18.09. | 21 | 842.6051 |  | 743.3411 | 0 | 22.444 | 76.82 | 0
18.09. | 22 | 821.3135 |  | 725.8005 | 0 | 21.177 | 74.336 | 0
18.09. | 23 | 825.0201 |  | 729.0321 | 0 | 20.272 | 75.716 | 0
18.09. | 24 | 764.6743 |  | 668.8613 | 0 | 19.729 | 76.084 | 0
19.09. | 1 | 754.6305 |  | 660.9095 | 0 | 18.281 | 75.44 | 0
19.09. | 2 | 747.2478 |  | 655.7138 | 0 | 17.014 | 74.52 | 0
19.09. | 3 | 748.9557 |  | 658.5017 | 0 | 15.566 | 74.888 | 0
19.09. | 4 | 745.5525 |  | 656.8435 | 0 | 15.385 | 73.324 | 0
19.09. | 5 | 747.7265 |  | 659.2725 | 0 | 14.118 | 74.336 | 0
19.09. | 6 | 751.1267 |  | 661.6697 | 0 | 14.661 | 74.796 | 0
19.09. | 7 | 790.4023 |  | 700.4883 | 0 | 14.842 | 75.072 | 0
19.09. | 8 | 800.1721 |  | 712.3471 | 0 | 13.213 | 74.612 | 0
19.09. | 9 | 815.7532 |  | 731.7352 | 0 | 9.774 | 74.244 | 0
19.09. | 10 | 809.1823 |  | 728.1553 | 0 | 7.059 | 73.968 | 0
19.09. | 11 | 804.3974 |  | 725.3674 | 0 | 5.43 | 73.6 | 0
19.09. | 12 | 799.9441 |  | 721.0061 | 0 | 5.43 | 73.508 | 0
19.09. | 13 | 799.6543 |  | 719.4433 | 0 | 6.335 | 73.876 | 0
19.09. | 14 | 779.9265 |  | 698.8195 | 0 | 7.783 | 73.324 | 0
19.09. | 15 | 780.7588 |  | 696.8448 | 0 | 10.498 | 73.416 | 0
19.09. | 16 | 787.7911 |  | 699.6221 | 0 | 14.661 | 73.508 | 0
19.09. | 17 | 795.1085 |  | 702.7795 | 0 | 19.005 | 73.324 | 0
19.09. | 18 | 795.1943 |  | 701.9663 | 0 | 20.272 | 72.956 | 0
19.09. | 19 | 801.6705 |  | 707.5315 | 0 | 20.815 | 73.324 | 0
19.09. | 20 | 811.0432 |  | 716.6342 | 0 | 21.177 | 73.232 | 0
19.09. | 21 | 818.0006 |  | 722.2206 | 0 | 21.72 | 74.06 | 0
19.09. | 22 | 810.0126 |  | 713.5086 | 0 | 22.444 | 74.06 | 0
19.09. | 23 | 804.3991 |  | 707.5421 | 0 | 23.349 | 73.508 | 0
19.09. | 24 | 758.3019 |  | 662.4299 | 0 | 21.72 | 74.152 | 0
20.09. | 1 | 750.9269 |  | 657.6779 | 0 | 19.005 | 74.244 | 0
20.09. | 2 | 744.7212 |  | 654.9112 | 0 | 15.566 | 74.244 | 0
20.09. | 3 | 740.2758 |  | 653.2848 | 0 | 13.575 | 73.416 | 0
20.09. | 4 | 744.6856 |  | 658.8606 | 0 | 11.765 | 74.06 | 0
20.09. | 5 | 743.2811 |  | 657.6461 | 0 | 12.127 | 73.508 | 0
20.09. | 6 | 747.3964 |  | 661.2154 | 0 | 12.489 | 73.692 | 0
20.09. | 7 | 786.5046 |  | 700.0446 | 0 | 12.308 | 74.152 | 0
20.09. | 8 | 796.042 |  | 710.383 | 0 | 10.679 | 74.98 | 0
20.09. | 9 | 790.7863 |  | 706.0323 | 0 | 9.774 | 74.98 | 0
20.09. | 10 | 789.7258 |  | 704.8708 | 0 | 9.231 | 75.624 | 0
20.09. | 11 | 791.3249 |  | 706.0959 | 0 | 8.869 | 76.36 | 0
20.09. | 12 | 790.4404 |  | 702.5054 | 0 | 12.127 | 75.808 | 0
20.09. | 13 | 793.3814 |  | 700.9214 | 0 | 16.652 | 75.808 | 0
20.09. | 14 | 801.0393 |  | 701.3333 | 0 | 23.53 | 76.176 | 0
20.09. | 15 | 807.3941 |  | 702.1571 | 0 | 28.417 | 76.82 | 0
20.09. | 16 | 802.8154 |  | 696.9614 | 0 | 30.046 | 75.808 | 0
20.09. | 17 | 818.0444 |  | 701.7664 | 0 | 39.458 | 76.82 | 0
20.09. | 18 | 827.5966 |  | 701.7346 | 0 | 49.594 | 76.268 | 0
20.09. | 19 | 844.0095 |  | 706.1065 | 0 | 61.359 | 76.544 | 0
20.09. | 20 | 839.8413 |  | 702.1253 | 0 | 61.54 | 76.176 | 0
20.09. | 21 | 845.1044 |  | 704.9344 | 0 | 63.35 | 76.82 | 0
20.09. | 22 | 850.0295 |  | 707.6905 | 0 | 65.703 | 76.636 | 0
20.09. | 23 | 844.4662 |  | 704.1212 | 0 | 63.893 | 76.452 | 0
20.09. | 24 | 800.6273 |  | 660.9943 | 0 | 62.445 | 77.188 | 0
21.09. | 1 | 799.9394 |  | 660.5824 | 0 | 62.445 | 76.912 | 0
21.09. | 2 | 794.4147 |  | 662.5677 | 0 | 54.843 | 77.004 | 0
21.09. | 3 | 785.3402 |  | 660.5612 | 0 | 48.327 | 76.452 | 0
21.09. | 4 | 782.2899 |  | 657.7839 | 0 | 48.146 | 76.36 | 0
21.09. | 5 | 785.4287 |  | 657.7627 | 0 | 51.766 | 75.9 | 0
21.09. | 6 | 787.1623 |  | 660.9413 | 0 | 50.137 | 76.084 | 0
21.09. | 7 | 821.5232 |  | 696.2012 | 0 | 48.87 | 76.452 | 0
21.09. | 8 | 819.7127 |  | 702.9067 | 0 | 40.906 | 75.9 | 0
21.09. | 9 | 819.7686 |  | 723.0656 | 0 | 21.539 | 75.164 | 0
21.09. | 10 | 816.5655 |  | 726.6455 | 0 | 14.48 | 75.44 | 0
21.09. | 11 | 813.7813 |  | 727.4693 | 0 | 10.136 | 76.176 | 0
21.09. | 12 | 809.689 |  | 726.276 | 0 | 7.421 | 75.992 | 0
21.09. | 13 | 805.545 |  | 723.055 | 0 | 7.602 | 74.888 | 0
21.09. | 14 | 782.5159 |  | 695.6939 | 0 | 12.67 | 74.152 | 0
21.09. | 15 | 786.5009 |  | 694.9549 | 0 | 16.29 | 75.256 | 0
21.09. | 16 | 799.3171 |  | 702.9491 | 0 | 19.548 | 76.82 | 0
21.09. | 17 | 800.6595 |  | 702.9385 | 0 | 21.177 | 76.544 | 0
21.09. | 18 | 807.9443 |  | 709.3063 | 0 | 21.358 | 77.28 | 0
21.09. | 19 | 814.5968 |  | 713.6888 | 0 | 23.168 | 77.74 | 0
21.09. | 20 | 828.2962 |  | 727.9342 | 0 | 22.806 | 77.556 | 0
21.09. | 21 | 824.9022 |  | 726.3502 | 0 | 20.996 | 77.556 | 0
21.09. | 22 | 806.8583 |  | 709.3063 | 0 | 20.272 | 77.28 | 0
21.09. | 23 | 807.2428 |  | 708.1448 | 0 | 21.358 | 77.74 | 0
21.09. | 24 | 775.2384 |  | 675.6834 | 0 | 21.539 | 78.016 | 0
22.09. | 1 | 773.9714 |  | 675.6834 | 0 | 20.272 | 78.016 | 0
22.09. | 2 | 769.8655 |  | 674.4795 | 0 | 17.738 | 77.648 | 0
22.09. | 3 | 772.2012 |  | 679.6222 | 0 | 15.023 | 77.556 | 0
22.09. | 4 | 769.2372 |  | 678.8302 | 0 | 12.851 | 77.556 | 0
22.09. | 5 | 766.8283 |  | 678.4183 | 0 | 11.222 | 77.188 | 0
22.09. | 6 | 770.2876 |  | 682.7796 | 0 | 10.136 | 77.372 | 0
22.09. | 7 | 798.9628 |  | 712.8968 | 0 | 8.326 | 77.74 | 0
22.09. | 8 | 800.3208 |  | 716.0648 | 0 | 6.516 | 77.74 | 0
22.09. | 9 | 797.1261 |  | 715.6741 | 0 | 3.62 | 77.832 | 0
22.09. | 10 | 784.4363 |  | 705.3463 | 0 | 1.81 | 77.28 | 0
22.09. | 11 | 782.5657 |  | 703.7517 | 0 | 1.81 | 77.004 | 0
22.09. | 12 | 781.8113 |  | 702.1783 | 0 | 2.353 | 77.28 | 0
22.09. | 13 | 785.4135 |  | 703.7835 | 0 | 3.982 | 77.648 | 0
22.09. | 14 | 785.3816 |  | 702.5796 | 0 | 5.43 | 77.372 | 0
22.09. | 15 | 788.2776 |  | 702.5796 | 0 | 8.326 | 77.372 | 0
22.09. | 16 | 789.0043 |  | 700.5943 | 0 | 11.222 | 77.188 | 0
22.09. | 17 | 794.0456 |  | 703.3716 | 0 | 13.394 | 77.28 | 0
22.09. | 18 | 800.1425 |  | 704.5755 | 0 | 17.919 | 77.648 | 0
22.09. | 19 | 808.9445 |  | 710.1195 | 0 | 21.177 | 77.648 | 0
22.09. | 20 | 812.7821 |  | 712.5061 | 0 | 22.444 | 77.832 | 0
22.09. | 21 | 815.6331 |  | 714.0901 | 0 | 23.711 | 77.832 | 0
22.09. | 22 | 812.2962 |  | 711.3022 | 0 | 23.53 | 77.464 | 0
22.09. | 23 | 809.4692 |  | 708.9262 | 0 | 22.987 | 77.556 | 0
22.09. | 24 | 773.2909 |  | 674.4689 | 0 | 21.358 | 77.464 | 0
23.09. | 1 | 767.3023 |  | 671.2903 | 0 | 18.824 | 77.188 | 0
23.09. | 2 | 763.4511 |  | 668.8931 | 0 | 17.738 | 76.82 | 0
23.09. | 3 | 767.7553 |  | 674.4583 | 0 | 16.109 | 77.188 | 0
23.09. | 4 | 767.0632 |  | 675.6622 | 0 | 13.937 | 77.464 | 0
23.09. | 5 | 757.3228 |  | 669.2838 | 0 | 11.403 | 76.636 | 0
23.09. | 6 | 770.7883 |  | 682.3783 | 0 | 11.222 | 77.188 | 0
23.09. | 7 | 824.5946 |  | 736.6356 | 0 | 10.679 | 77.28 | 0
23.09. | 8 | 833.7564 |  | 746.9634 | 0 | 8.869 | 77.924 | 0
23.09. | 9 | 828.1434 |  | 744.5344 | 0 | 6.697 | 76.912 | 0
23.09. | 10 | 817.0257 |  | 736.9627 | 0 | 4.163 | 75.9 | 0
23.09. | 11 | 811.2285 |  | 732.9815 | 0 | 2.715 | 75.532 | 0
23.09. | 12 | 808.6141 |  | 730.5631 | 0 | 3.439 | 74.612 | 0
23.09. | 13 | 809.6907 |  | 728.1977 | 0 | 6.697 | 74.796 | 0
23.09. | 14 | 808.2538 |  | 722.2418 | 0 | 11.584 | 74.428 | 0
23.09. | 15 | 813.9222 |  | 722.2842 | 0 | 16.29 | 75.348 | 0
23.09. | 16 | 833.1765 |  | 733.8265 | 0 | 22.806 | 76.544 | 0
23.09. | 17 | 843.586 |  | 736.625 | 0 | 29.865 | 77.096 | 0
23.09. | 18 | 855.714 |  | 742.961 | 0 | 35.657 | 77.096 | 0
23.09. | 19 | 871.7805 |  | 750.5115 | 0 | 43.621 | 77.648 | 0
23.09. | 20 | 876.5891 |  | 751.2611 | 0 | 48.508 | 76.82 | 0
23.09. | 21 | 879.4809 |  | 752.8769 | 0 | 49.232 | 77.372 | 0
23.09. | 22 | 871.9063 |  | 745.6853 | 0 | 50.137 | 76.084 | 0
23.09. | 23 | 868.0143 |  | 742.5173 | 0 | 49.413 | 76.084 | 0
23.09. | 24 | 807.0669 |  | 683.9199 | 0 | 46.879 | 76.268 | 0
24.09. | 1 | 801.787 |  | 679.548 | 0 | 46.155 | 76.084 | 0
24.09. | 2 | 809.2691 |  | 683.9411 | 0 | 48.508 | 76.82 | 0
24.09. | 3 | 811.7173 |  | 684.7543 | 0 | 49.775 | 77.188 | 0
24.09. | 4 | 811.2663 |  | 684.7543 | 0 | 49.232 | 77.28 | 0
24.09. | 5 | 809.5317 |  | 684.7437 | 0 | 47.784 | 77.004 | 0
24.09. | 6 | 810.7611 |  | 685.5251 | 0 | 48.508 | 76.728 | 0
24.09. | 7 | 856.4988 |  | 727.0998 | 0 | 52.671 | 76.728 | 0
24.09. | 8 | 873.067 |  | 740.585 | 0 | 55.386 | 77.096 | 0
24.09. | 9 | 873.8751 |  | 747.3541 | 0 | 48.689 | 77.832 | 0
24.09. | 10 | 860.556 |  | 744.545 | 0 | 38.915 | 77.096 | 0
24.09. | 11 | 845.0016 |  | 742.1266 | 0 | 26.607 | 76.268 | 0
24.09. | 12 | 828.7212 |  | 736.5402 | 0 | 16.833 | 75.348 | 0
24.09. | 13 | 823.0741 |  | 736.9521 | 0 | 10.498 | 75.624 | 0
24.09. | 14 | 819.9217 |  | 736.9627 | 0 | 7.059 | 75.9 | 0
24.09. | 15 | 815.574 |  | 732.612 | 0 | 6.878 | 76.084 | 0
24.09. | 16 | 819.8129 |  | 735.3999 | 0 | 8.145 | 76.268 | 0
24.09. | 17 | 824.8965 |  | 738.5785 | 0 | 9.774 | 76.544 | 0
24.09. | 18 | 830.4504 |  | 739.7824 | 0 | 13.756 | 76.912 | 0
24.09. | 19 | 840.6665 |  | 740.9545 | 0 | 23.168 | 76.544 | 0
24.09. | 20 | 850.689 |  | 738.948 | 0 | 35.657 | 76.084 | 0
24.09. | 21 | 855.4291 |  | 735.3681 | 0 | 44.345 | 75.716 | 0
24.09. | 22 | 862.9799 |  | 736.1389 | 0 | 51.585 | 75.256 | 0
24.09. | 23 | 864.2736 |  | 733.3616 | 0 | 55.748 | 75.164 | 0
24.09. | 24 | 810.8382 |  | 677.9322 | 0 | 57.558 | 75.348 | 0
25.09. | 1 | 807.6519 |  | 673.5709 | 0 | 58.825 | 75.256 | 0
25.09. | 2 | 808.0077 |  | 672.7577 | 0 | 60.454 | 74.796 | 0
25.09. | 3 | 817.2971 |  | 679.1361 | 0 | 62.445 | 75.716 | 0
25.09. | 4 | 819.6125 |  | 679.9175 | 0 | 64.255 | 75.44 | 0
25.09. | 5 | 821.083 |  | 679.495 | 0 | 66.608 | 74.98 | 0
25.09. | 6 | 830.3647 |  | 685.4297 | 0 | 70.047 | 74.888 | 0
25.09. | 7 | 883.1357 |  | 735.3787 | 0 | 71.857 | 75.9 | 0
25.09. | 8 | 894.4972 |  | 749.2652 | 0 | 68.78 | 76.452 | 0
25.09. | 9 | 883.316 |  | 750.036 | 0 | 57.196 | 76.084 | 0
25.09. | 10 | 867.4839 |  | 746.4349 | 0 | 45.793 | 75.256 | 0
25.09. | 11 | 853.7232 |  | 745.2522 | 0 | 33.123 | 75.348 | 0
25.09. | 12 | 848.4008 |  | 747.6918 | 0 | 24.073 | 76.636 | 0
25.09. | 13 | 830.755 |  | 739.74 | 0 | 15.023 | 75.992 | 0
25.09. | 14 | 823.5721 |  | 738.5361 | 0 | 9.412 | 75.624 | 0
25.09. | 15 | 821.0742 |  | 738.1242 | 0 | 7.602 | 75.348 | 0
25.09. | 16 | 820.0379 |  | 737.7229 | 0 | 7.059 | 75.256 | 0
25.09. | 17 | 819.7753 |  | 736.9203 | 0 | 7.783 | 75.072 | 0
25.09. | 18 | 817.7477 |  | 734.5337 | 0 | 8.326 | 74.888 | 0
25.09. | 19 | 819.4506 |  | 734.8926 | 0 | 10.498 | 74.06 | 0
25.09. | 20 | 826.7784 |  | 736.5084 | 0 | 15.566 | 74.704 | 0
25.09. | 21 | 842.8061 |  | 746.4561 | 0 | 20.634 | 75.716 | 0
25.09. | 22 | 851.4177 |  | 749.6347 | 0 | 25.883 | 75.9 | 0
25.09. | 23 | 846.2416 |  | 743.6576 | 0 | 27.512 | 75.072 | 0
25.09. | 24 | 784.3222 |  | 681.1002 | 0 | 27.874 | 75.348 | 0
26.09. | 1 | 759.6257 |  | 660.7187 | 0 | 27.331 | 71.576 | 0
26.09. | 2 | 754.5463 |  | 655.9243 | 0 | 27.874 | 70.748 | 0
26.09. | 3 | 751.0346 |  | 653.9496 | 0 | 26.245 | 70.84 | 0
26.09. | 4 | 757.4641 |  | 659.1771 | 0 | 25.883 | 72.404 | 0
26.09. | 5 | 766.7127 |  | 664.7847 | 0 | 28.236 | 73.692 | 0
26.09. | 6 | 776.7696 |  | 669.9486 | 0 | 32.761 | 74.06 | 0
26.09. | 7 | 818.5908 |  | 705.6098 | 0 | 38.553 | 74.428 | 0
26.09. | 8 | 838.5085 |  | 716.2965 | 0 | 47.784 | 74.428 | 0
26.09. | 9 | 851.0346 |  | 731.7246 | 0 | 45.25 | 74.06 | 0
26.09. | 10 | 843.7627 |  | 730.5207 | 0 | 39.458 | 73.784 | 0
26.09. | 11 | 838.6527 |  | 731.3657 | 0 | 32.399 | 74.888 | 0
26.09. | 12 | 842.4792 |  | 739.7082 | 0 | 27.331 | 75.44 | 0
26.09. | 13 | 834.5248 |  | 734.1218 | 0 | 25.883 | 74.52 | 0
26.09. | 14 | 811.5966 |  | 715.0926 | 0 | 22.444 | 74.06 | 0
26.09. | 15 | 803.5668 |  | 709.5168 | 0 | 20.634 | 73.416 | 0
26.09. | 16 | 805.7396 |  | 713.5616 | 0 | 17.014 | 75.164 | 0
26.09. | 17 | 805.7129 |  | 716.3389 | 0 | 14.118 | 75.256 | 0
26.09. | 18 | 809.8616 |  | 720.7426 | 0 | 12.851 | 76.268 | 0
26.09. | 19 | 817.2408 |  | 723.8788 | 0 | 17.738 | 75.624 | 0
26.09. | 20 | 834.7911 |  | 729.7711 | 0 | 30.408 | 74.612 | 0
26.09. | 21 | 851.1716 |  | 729.4016 | 0 | 46.698 | 75.072 | 0
26.09. | 22 | 855.5428 |  | 719.9188 | 0 | 60.092 | 75.532 | 0
26.09. | 23 | 863.3948 |  | 717.5428 | 0 | 70.228 | 75.624 | 0
26.09. | 24 | 808.6835 |  | 672.7895 | 0 | 60.454 | 75.44 | 0
27.09. | 1 | 797.9877 |  | 671.2267 | 0 | 50.861 | 75.9 | 0
27.09. | 2 | 789.2693 |  | 669.6533 | 0 | 43.44 | 76.176 | 0
27.09. | 3 | 787.6299 |  | 670.4559 | 0 | 40.906 | 76.268 | 0
27.09. | 4 | 771.7844 |  | 659.6314 | 0 | 38.553 | 73.6 | 0
27.09. | 5 | 779.9472 |  | 658.0262 | 0 | 48.689 | 73.232 | 0
27.09. | 6 | 784.6448 |  | 661.9968 | 0 | 49.232 | 73.416 | 0
27.09. | 7 | 825.1249 |  | 705.2509 | 0 | 44.526 | 75.348 | 0
27.09. | 8 | 837.7588 |  | 715.1668 | 0 | 47.06 | 75.532 | 0
27.09. | 9 | 827.0464 |  | 714.3324 | 0 | 38.01 | 74.704 | 0
27.09. | 10 | 809.6558 |  | 707.9858 | 0 | 27.15 | 74.52 | 0
27.09. | 11 | 798.1739 |  | 705.1979 | 0 | 18.824 | 74.152 | 0
27.09. | 12 | 793.845 |  | 704.839 | 0 | 14.118 | 74.888 | 0
27.09. | 13 | 790.3442 |  | 704.8602 | 0 | 10.136 | 75.348 | 0
27.09. | 14 | 780.4846 |  | 698.4606 | 0 | 7.964 | 74.06 | 0
27.09. | 15 | 792.1275 |  | 707.6375 | 0 | 9.05 | 75.44 | 0
27.09. | 16 | 790.747 |  | 705.631 | 0 | 10.136 | 74.98 | 0
27.09. | 17 | 796.6144 |  | 705.6204 | 0 | 16.29 | 74.704 | 0
27.09. | 18 | 804.2918 |  | 705.6098 | 0 | 24.254 | 74.428 | 0
27.09. | 19 | 812.7259 |  | 711.5869 | 0 | 25.883 | 75.256 | 0
27.09. | 20 | 820.6753 |  | 714.7443 | 0 | 30.951 | 74.98 | 0
27.09. | 21 | 824.0619 |  | 717.1309 | 0 | 31.675 | 75.256 | 0
27.09. | 22 | 818.0644 |  | 715.1244 | 0 | 28.236 | 74.704 | 0
27.09. | 23 | 814.6133 |  | 714.7443 | 0 | 24.797 | 75.072 | 0
27.09. | 24 | 771.8772 |  | 673.1802 | 0 | 23.349 | 75.348 | 0
28.09. | 1 | 764.2079 |  | 667.9739 | 0 | 22.082 | 74.152 | 0
28.09. | 2 | 767.029 |  | 670.783 | 0 | 21.358 | 74.888 | 0
28.09. | 3 | 762.1598 |  | 669.1778 | 0 | 18.462 | 74.52 | 0
28.09. | 4 | 757.5532 |  | 668.3752 | 0 | 14.842 | 74.336 | 0
28.09. | 5 | 758.8704 |  | 670.7724 | 0 | 13.394 | 74.704 | 0
28.09. | 6 | 765.1493 |  | 678.3123 | 0 | 11.765 | 75.072 | 0
28.09. | 7 | 793.1806 |  | 709.6016 | 0 | 8.507 | 75.072 | 0
28.09. | 8 | 802.5145 |  | 721.1015 | 0 | 5.973 | 75.44 | 0
28.09. | 9 | 819.7036 |  | 741.2816 | 0 | 3.258 | 75.164 | 0
28.09. | 10 | 807.4544 |  | 732.4954 | 0 | 1.267 | 73.692 | 0
28.09. | 11 | 801.5605 |  | 727.3315 | 0 | 0.905 | 73.324 | 0
28.09. | 12 | 803.5802 |  | 726.9832 | 0 | 2.353 | 74.244 | 0
28.09. | 13 | 804.0505 |  | 725.0085 | 0 | 4.706 | 74.336 | 0
28.09. | 14 | 780.1226 |  | 698.4606 | 0 | 7.602 | 74.06 | 0
28.09. | 15 | 776.1742 |  | 692.0822 | 0 | 10.86 | 73.232 | 0
28.09. | 16 | 783.6365 |  | 695.6515 | 0 | 14.661 | 73.324 | 0
28.09. | 17 | 783.1063 |  | 691.6173 | 0 | 19.729 | 71.76 | 0
28.09. | 18 | 796.716 |  | 700.034 | 0 | 22.806 | 73.876 | 0
28.09. | 19 | 809.1202 |  | 707.1832 | 0 | 27.693 | 74.244 | 0
28.09. | 20 | 826.7628 |  | 723.8258 | 0 | 28.417 | 74.52 | 0
28.09. | 21 | 828.5038 |  | 726.2018 | 0 | 27.874 | 74.428 | 0
28.09. | 22 | 808.2152 |  | 707.1832 | 0 | 26.788 | 74.244 | 0
28.09. | 23 | 800.902 |  | 702.41 | 0 | 24.616 | 73.876 | 0
28.09. | 24 | 768.0077 |  | 669.5897 | 0 | 23.53 | 74.888 | 0
29.09. | 1 | 770.7499 |  | 669.6109 | 0 | 25.883 | 75.256 | 0
29.09. | 2 | 783.7614 |  | 673.2014 | 0 | 34.752 | 75.808 | 0
29.09. | 3 | 786.9017 |  | 672.8107 | 0 | 38.191 | 75.9 | 0
29.09. | 4 | 789.2364 |  | 671.6174 | 0 | 41.811 | 75.808 | 0
29.09. | 5 | 791.4947 |  | 673.6027 | 0 | 41.992 | 75.9 | 0
29.09. | 6 | 796.8891 |  | 677.5521 | 0 | 43.621 | 75.716 | 0
29.09. | 7 | 828.507 |  | 708.007 | 0 | 45.612 | 74.888 | 0
29.09. | 8 | 825.0272 |  | 707.9752 | 0 | 42.716 | 74.336 | 0
29.09. | 9 | 809.7831 |  | 702.7901 | 0 | 33.485 | 73.508 | 0
29.09. | 10 | 786.6677 |  | 693.1907 | 0 | 21.901 | 71.576 | 0
29.09. | 11 | 777.1227 |  | 690.8677 | 0 | 13.575 | 72.68 | 0
29.09. | 12 | 775.4324 |  | 693.6874 | 0 | 8.145 | 73.6 | 0
29.09. | 13 | 773.1971 |  | 694.0781 | 0 | 5.611 | 73.508 | 0
29.09. | 14 | 774.7947 |  | 695.6727 | 0 | 5.43 | 73.692 | 0
29.09. | 15 | 778.7891 |  | 697.2991 | 0 | 6.878 | 74.612 | 0
29.09. | 16 | 784.4068 |  | 700.9108 | 0 | 7.964 | 75.532 | 0
29.09. | 17 | 790.2824 |  | 704.8814 | 0 | 9.593 | 75.808 | 0
29.09. | 18 | 795.9075 |  | 708.4295 | 0 | 11.946 | 75.532 | 0
29.09. | 19 | 798.6754 |  | 709.5804 | 0 | 14.299 | 74.796 | 0
29.09. | 20 | 802.9939 |  | 710.7419 | 0 | 18.1 | 74.152 | 0
29.09. | 21 | 808.9642 |  | 712.7272 | 0 | 21.901 | 74.336 | 0
29.09. | 22 | 808.1796 |  | 711.1326 | 0 | 22.987 | 74.06 | 0
29.09. | 23 | 806.7195 |  | 710.7525 | 0 | 21.539 | 74.428 | 0
29.09. | 24 | 769.3511 |  | 675.9151 | 0 | 18.824 | 74.612 | 0
30.09. | 1 | 763.0381 |  | 671.9551 | 0 | 16.471 | 74.612 | 0
30.09. | 2 | 759.7739 |  | 671.1419 | 0 | 14.48 | 74.152 | 0
30.09. | 3 | 755.9363 |  | 668.7553 | 0 | 13.213 | 73.968 | 0
30.09. | 4 | 753.7445 |  | 667.9315 | 0 | 12.489 | 73.324 | 0
30.09. | 5 | 753.3192 |  | 668.3222 | 0 | 11.765 | 73.232 | 0
30.09. | 6 | 760.0355 |  | 675.8515 | 0 | 10.86 | 73.324 | 0
30.09. | 7 | 809.865 |  | 724.586 | 0 | 11.403 | 73.876 | 0
30.09. | 8 | 817.4351 |  | 732.8861 | 0 | 11.041 | 73.508 | 0
30.09. | 9 | 819.9518 |  | 738.0288 | 0 | 8.507 | 73.416 | 0
30.09. | 10 | 812.0036 |  | 733.2556 | 0 | 5.792 | 72.956 | 0
30.09. | 11 | 809.0228 |  | 730.9008 | 0 | 4.706 | 73.416 | 0
30.09. | 12 | 803.7911 |  | 725.7581 | 0 | 4.525 | 73.508 | 0
30.09. | 13 | 807.7464 |  | 728.5354 | 0 | 5.611 | 73.6 | 0
30.09. | 14 | 809.6254 |  | 726.1594 | 0 | 9.774 | 73.692 | 0
30.09. | 15 | 817.49 |  | 726.962 | 0 | 16.652 | 73.876 | 0
30.09. | 16 | 824.5354 |  | 726.9514 | 0 | 23.892 | 73.692 | 0
30.09. | 17 | 839.1519 |  | 731.3339 | 0 | 33.666 | 74.152 | 0
30.09. | 18 | 844.2634 |  | 730.1194 | 0 | 40.544 | 73.6 | 0
30.09. | 19 | 856.2386 |  | 733.3086 | 0 | 48.87 | 74.06 | 0
30.09. | 20 | 866.1867 |  | 736.9097 | 0 | 54.481 | 74.796 | 0
30.09. | 21 | 872.8026 |  | 738.9056 | 0 | 58.825 | 75.072 | 0
30.09. | 22 | 873.0029 |  | 736.9309 | 0 | 60.816 | 75.256 | 0
30.09. | 23 | 861.8805 |  | 728.1765 | 0 | 59.368 | 74.336 | 0
30.09. | 24 | 798.4488 |  | 669.1778 | 0 | 54.843 | 74.428 | 0
01.10. | 1 | 789.4977 |  | 665.5767 | 0 | 50.137 | 73.784 | 0
01.10. | 2 | 789.0954 |  | 668.3434 | 0 | 47.06 | 73.692 | 0
01.10. | 3 | 794.2015 |  | 670.3605 | 0 | 49.413 | 74.428 | 0
01.10. | 4 | 802.3772 |  | 673.1802 | 0 | 53.757 | 75.44 | 0
01.10. | 5 | 807.6786 |  | 670.7936 | 0 | 61.721 | 75.164 | 0
01.10. | 6 | 813.6842 |  | 667.5832 | 0 | 71.857 | 74.244 | 0
01.10. | 7 | 866.9099 |  | 713.1179 | 0 | 79.64 | 74.152 | 0
01.10. | 8 | 875.5554 |  | 720.6684 | 0 | 80.183 | 74.704 | 0
01.10. | 9 | 877.2121 |  | 724.2271 | 0 | 78.373 | 74.612 | 0
01.10. | 10 | 865.0391 |  | 719.4751 | 0 | 70.952 | 74.612 | 0
01.10. | 11 | 846.3936 |  | 713.5086 | 0 | 58.825 | 74.06 | 0
01.10. | 12 | 843.6786 |  | 713.5086 | 0 | 56.11 | 74.06 | 0
01.10. | 13 | 843.0179 |  | 713.1179 | 0 | 55.748 | 74.152 | 0
01.10. | 14 | 837.1129 |  | 713.9099 | 0 | 49.051 | 74.152 | 0
01.10. | 15 | 837.2927 |  | 715.5257 | 0 | 46.879 | 74.888 | 0
01.10. | 16 | 831.426 |  | 710.383 | 0 | 46.155 | 74.888 | 0
01.10. | 17 | 828.1178 |  | 707.9858 | 0 | 45.612 | 74.52 | 0
01.10. | 18 | 833.5933 |  | 709.2003 | 0 | 49.413 | 74.98 | 0
01.10. | 19 | 861.6387 |  | 714.7867 | 0 | 70.952 | 75.9 | 0
01.10. | 20 | 875.9644 |  | 712.0094 | 0 | 88.147 | 75.808 | 0
01.10. | 21 | 878.5434 |  | 710.4254 | 0 | 92.31 | 75.808 | 0
01.10. | 22 | 881.8877 |  | 712.4107 | 0 | 93.577 | 75.9 | 0
01.10. | 23 | 886.295 |  | 712.02 | 0 | 98.283 | 75.992 | 0
01.10. | 24 | 836.4947 |  | 656.9707 | 0 | 103.532 | 75.992 | 0
02.10. | 1 | 835.1394 |  | 651.8174 | 0 | 107.514 | 75.808 | 0
02.10. | 2 | 839.203 |  | 652.62 | 0 | 110.591 | 75.992 | 0
02.10. | 3 | 834.8177 |  | 649.0507 | 0 | 109.867 | 75.9 | 0
02.10. | 4 | 832.2325 |  | 649.8215 | 0 | 106.971 | 75.44 | 0
02.10. | 5 | 834.6901 |  | 653.0001 | 0 | 106.066 | 75.624 | 0
02.10. | 6 | 844.6345 |  | 662.4935 | 0 | 106.609 | 75.532 | 0
02.10. | 7 | 887.8928 |  | 706.4018 | 0 | 106.971 | 74.52 | 0
02.10. | 8 | 908.1782 |  | 723.8682 | 0 | 108.962 | 75.348 | 0
02.10. | 9 | 902.0702 |  | 728.6202 | 0 | 98.102 | 75.348 | 0
02.10. | 10 | 888.1876 |  | 729.4016 | 0 | 83.622 | 75.164 | 0
02.10. | 11 | 875.798 |  | 728.599 | 0 | 72.219 | 74.98 | 0
02.10. | 12 | 864.6163 |  | 725.8323 | 0 | 63.712 | 75.072 | 0
02.10. | 13 | 858.6453 |  | 728.2613 | 0 | 54.3 | 76.084 | 0
02.10. | 14 | 847.4824 |  | 730.2254 | 0 | 41.449 | 75.808 | 0
02.10. | 15 | 837.4238 |  | 733.3828 | 0 | 28.417 | 75.624 | 0
02.10. | 16 | 825.3309 |  | 729.8029 | 0 | 20.272 | 75.256 | 0
02.10. | 17 | 818.5429 |  | 726.6349 | 0 | 16.652 | 75.256 | 0
02.10. | 18 | 825.3057 |  | 732.2107 | 0 | 17.195 | 75.9 | 0
02.10. | 19 | 838.6594 |  | 734.9774 | 0 | 27.874 | 75.808 | 0
02.10. | 20 | 861.4879 |  | 744.0589 | 0 | 42.173 | 75.256 | 0
02.10. | 21 | 885.8987 |  | 752.8027 | 0 | 57.196 | 75.9 | 0
02.10. | 22 | 893.0838 |  | 749.2228 | 0 | 68.237 | 75.624 | 0
02.10. | 23 | 897.1182 |  | 746.8362 | 0 | 74.934 | 75.348 | 0
02.10. | 24 | 831.6913 |  | 679.9493 | 0 | 75.658 | 76.084 | 0
03.10. | 1 | 820.6295 |  | 672.7895 | 0 | 72.4 | 75.44 | 0
03.10. | 2 | 822.4007 |  | 675.1867 | 0 | 71.314 | 75.9 | 0
03.10. | 3 | 818.0997 |  | 671.1737 | 0 | 72.038 | 74.888 | 0
03.10. | 4 | 813.974 |  | 669.146 | 0 | 70.952 | 73.876 | 0
03.10. | 5 | 810.2091 |  | 668.7341 | 0 | 67.875 | 73.6 | 0
03.10. | 6 | 820.9319 |  | 678.2699 | 0 | 68.418 | 74.244 | 0
03.10. | 7 | 861.7764 |  | 718.2924 | 0 | 68.78 | 74.704 | 0
03.10. | 8 | 866.8234 |  | 728.5884 | 0 | 63.531 | 74.704 | 0
03.10. | 9 | 875.8826 |  | 748.4096 | 0 | 52.309 | 75.164 | 0
03.10. | 10 | 859.918 |  | 746.023 | 0 | 38.915 | 74.98 | 0
03.10. | 11 | 839.5379 |  | 740.0459 | 0 | 25.34 | 74.152 | 0
03.10. | 12 | 827.0818 |  | 738.0818 | 0 | 14.48 | 74.52 | 0
03.10. | 13 | 814.7142 |  | 733.3192 | 0 | 7.059 | 74.336 | 0
03.10. | 14 | 789.8474 |  | 711.9034 | 0 | 4.344 | 73.6 | 0
03.10. | 15 | 787.1653 |  | 709.9393 | 0 | 3.258 | 73.968 | 0
03.10. | 16 | 785.5254 |  | 707.9434 | 0 | 3.982 | 73.6 | 0
03.10. | 17 | 789.636 |  | 710.33 | 0 | 5.43 | 73.876 | 0
03.10. | 18 | 796.741 |  | 715.082 | 0 | 7.783 | 73.876 | 0
03.10. | 19 | 810.3613 |  | 724.2483 | 0 | 11.041 | 75.072 | 0
03.10. | 20 | 823.4779 |  | 734.5549 | 0 | 13.575 | 75.348 | 0
03.10. | 21 | 826.9305 |  | 734.5655 | 0 | 16.833 | 75.532 | 0
03.10. | 22 | 813.7452 |  | 718.3772 | 0 | 18.824 | 76.544 | 0
03.10. | 23 | 815.6771 |  | 716.4131 | 0 | 22.444 | 76.82 | 0
03.10. | 24 | 782.5508 |  | 676.4118 | 0 | 29.503 | 76.636 | 0
04.10. | 1 | 785.4176 |  | 673.2226 | 0 | 36.019 | 76.176 | 0
04.10. | 2 | 783.0159 |  | 670.4559 | 0 | 36.2 | 76.36 | 0
04.10. | 3 | 777.8255 |  | 668.8825 | 0 | 32.399 | 76.544 | 0
04.10. | 4 | 771.5021 |  | 666.4641 | 0 | 29.322 | 75.716 | 0
04.10. | 5 | 773.1044 |  | 669.2414 | 0 | 28.055 | 75.808 | 0
04.10. | 6 | 775.2094 |  | 674.7854 | 0 | 24.616 | 75.808 | 0
04.10. | 7 | 807.5778 |  | 710.4148 | 0 | 21.539 | 75.624 | 0
04.10. | 8 | 807.6567 |  | 713.2027 | 0 | 18.462 | 75.992 | 0
04.10. | 9 | 798.4751 |  | 711.5551 | 0 | 12.308 | 74.612 | 0
04.10. | 10 | 785.8026 |  | 705.5886 | 0 | 6.154 | 74.06 | 0
04.10. | 11 | 782.5822 |  | 704.8072 | 0 | 3.439 | 74.336 | 0
04.10. | 12 | 787.8426 |  | 709.6016 | 0 | 3.077 | 75.164 | 0
04.10. | 13 | 791.0556 |  | 711.1856 | 0 | 4.706 | 75.164 | 0
04.10. | 14 | 799.0384 |  | 715.1774 | 0 | 8.145 | 75.716 | 0
04.10. | 15 | 805.9456 |  | 718.3666 | 0 | 11.403 | 76.176 | 0
04.10. | 16 | 807.9727 |  | 717.9547 | 0 | 14.118 | 75.9 | 0
04.10. | 17 | 809.5594 |  | 718.2924 | 0 | 16.471 | 74.796 | 0
04.10. | 18 | 814.5416 |  | 719.1056 | 0 | 20.272 | 75.164 | 0
04.10. | 19 | 833.244 |  | 731.82 | 0 | 25.34 | 76.084 | 0
04.10. | 20 | 836.9686 |  | 734.9986 | 0 | 25.702 | 76.268 | 0
04.10. | 21 | 832.9139 |  | 733.0239 | 0 | 23.53 | 76.36 | 0
04.10. | 22 | 827.0084 |  | 730.2784 | 0 | 19.91 | 76.82 | 0
04.10. | 23 | 824.7145 |  | 732.2425 | 0 | 15.928 | 76.544 | 0
04.10. | 24 | 784.9627 |  | 695.8317 | 0 | 12.127 | 77.004 | 0
05.10. | 1 | 782.6097 |  | 695.8317 | 0 | 9.774 | 77.004 | 0
05.10. | 2 | 780.0213 |  | 695.0503 | 0 | 7.783 | 77.188 | 0
05.10. | 3 | 774.482 |  | 690.689 | 0 | 6.697 | 77.096 | 0
05.10. | 4 | 776.7947 |  | 693.4557 | 0 | 6.335 | 77.004 | 0
05.10. | 5 | 773.3176 |  | 691.4386 | 0 | 5.611 | 76.268 | 0
05.10. | 6 | 773.6618 |  | 693.0438 | 0 | 3.982 | 76.636 | 0
05.10. | 7 | 775.8704 |  | 695.4304 | 0 | 3.62 | 76.82 | 0
05.10. | 8 | 778.963 |  | 698.609 | 0 | 3.258 | 77.096 | 0
05.10. | 9 | 770.657 |  | 692.22 | 0 | 2.353 | 76.084 | 0
05.10. | 10 | 767.0214 |  | 689.0414 | 0 | 2.172 | 75.808 | 0
05.10. | 11 | 772.5016 |  | 691.4386 | 0 | 4.887 | 76.176 | 0
05.10. | 12 | 774.162 |  | 689.844 | 0 | 8.326 | 75.992 | 0
05.10. | 13 | 779.8499 |  | 689.4639 | 0 | 14.118 | 76.268 | 0
05.10. | 14 | 783.2659 |  | 687.0879 | 0 | 19.91 | 76.268 | 0
05.10. | 15 | 784.795 |  | 685.092 | 0 | 23.711 | 75.992 | 0
05.10. | 16 | 790.4169 |  | 687.0879 | 0 | 26.969 | 76.36 | 0
05.10. | 17 | 788.0661 |  | 682.3041 | 0 | 30.046 | 75.716 | 0
05.10. | 18 | 785.0037 |  | 679.1467 | 0 | 29.865 | 75.992 | 0
05.10. | 19 | 788.5339 |  | 683.8669 | 0 | 29.503 | 75.164 | 0
05.10. | 20 | 788.8986 |  | 682.6206 | 0 | 32.218 | 74.06 | 0
05.10. | 21 | 784.8649 |  | 680.5929 | 0 | 31.132 | 73.14 | 0
05.10. | 22 | 780.5224 |  | 680.2234 | 0 | 26.607 | 73.692 | 0
05.10. | 23 | 776.2783 |  | 682.2193 | 0 | 20.091 | 73.968 | 0
05.10. | 24 | 771.4467 |  | 679.0937 | 0 | 17.557 | 74.796 | 0
06.10. | 1 | 768.4461 |  | 675.9151 | 0 | 17.919 | 74.612 | 0
06.10. | 2 | 763.5979 |  | 673.5179 | 0 | 15.928 | 74.152 | 0
06.10. | 3 | 758.0618 |  | 670.7088 | 0 | 13.937 | 73.416 | 0
06.10. | 4 | 761.9689 |  | 673.5179 | 0 | 14.299 | 74.152 | 0
06.10. | 5 | 751.3094 |  | 663.5914 | 0 | 14.118 | 73.6 | 0
06.10. | 6 | 757.5284 |  | 665.1224 | 0 | 19.91 | 72.496 | 0
06.10. | 7 | 794.9626 |  | 696.0316 | 0 | 25.883 | 73.048 | 0
06.10. | 8 | 805.8968 |  | 707.1408 | 0 | 25.34 | 73.416 | 0
06.10. | 9 | 802.1868 |  | 710.3088 | 0 | 18.462 | 73.416 | 0
06.10. | 10 | 791.4326 |  | 702.3676 | 0 | 16.109 | 72.956 | 0
06.10. | 11 | 798.2159 |  | 704.3529 | 0 | 20.815 | 73.048 | 0
06.10. | 12 | 809.2302 |  | 707.1302 | 0 | 28.96 | 73.14 | 0
06.10. | 13 | 815.0222 |  | 707.1302 | 0 | 34.752 | 73.14 | 0
06.10. | 14 | 819.5358 |  | 702.3358 | 0 | 44.888 | 72.312 | 0
06.10. | 15 | 831.0763 |  | 703.5503 | 0 | 54.662 | 72.864 | 0
06.10. | 16 | 845.4938 |  | 707.9858 | 0 | 62.988 | 74.52 | 0
06.10. | 17 | 851.4658 |  | 711.1538 | 0 | 65.884 | 74.428 | 0
06.10. | 18 | 861.7383 |  | 716.2753 | 0 | 71.495 | 73.968 | 0
06.10. | 19 | 874.5965 |  | 723.4245 | 0 | 76.744 | 74.428 | 0
06.10. | 20 | 879.9679 |  | 724.9979 | 0 | 80.726 | 74.244 | 0
06.10. | 21 | 886.702 |  | 730.183 | 0 | 81.631 | 74.888 | 0
06.10. | 22 | 881.3301 |  | 725.8111 | 0 | 80.907 | 74.612 | 0
06.10. | 23 | 882.81 |  | 727.015 | 0 | 80.907 | 74.888 | 0
06.10. | 24 | 851.4784 |  | 695.3244 | 0 | 81.45 | 74.704 | 0
07.10. | 1 | 855.9307 |  | 693.3497 | 0 | 87.785 | 74.796 | 0
07.10. | 2 | 859.4869 |  | 690.9419 | 0 | 94.301 | 74.244 | 0
07.10. | 3 | 862.2951 |  | 689.3261 | 0 | 99.369 | 73.6 | 0
07.10. | 4 | 860.5177 |  | 686.1157 | 0 | 101.722 | 72.68 | 0
07.10. | 5 | 858.793 |  | 681.765 | 0 | 104.256 | 72.772 | 0
07.10. | 6 | 868.1113 |  | 690.0863 | 0 | 105.161 | 72.864 | 0
07.10. | 7 | 917.879 |  | 738.842 | 0 | 105.161 | 73.876 | 0
07.10. | 8 | 920.1227 |  | 743.9847 | 0 | 102.446 | 73.692 | 0
07.10. | 9 | 913.536 |  | 745.178 | 0 | 94.482 | 73.876 | 0
07.10. | 10 | 902.0237 |  | 740.8167 | 0 | 87.423 | 73.784 | 0
07.10. | 11 | 897.5259 |  | 740.8379 | 0 | 82.536 | 74.152 | 0
07.10. | 12 | 877.6829 |  | 735.2939 | 0 | 68.237 | 74.152 | 0
07.10. | 13 | 852.5061 |  | 727.3951 | 0 | 50.499 | 74.612 | 0
07.10. | 14 | 834.8242 |  | 719.8552 | 0 | 40.725 | 74.244 | 0
07.10. | 15 | 829.8991 |  | 717.8381 | 0 | 38.553 | 73.508 | 0
07.10. | 16 | 838.0397 |  | 727.4057 | 0 | 35.838 | 74.796 | 0
07.10. | 17 | 843.0135 |  | 732.9285 | 0 | 35.657 | 74.428 | 0
07.10. | 18 | 857.5699 |  | 739.2539 | 0 | 44.164 | 74.152 | 0
07.10. | 19 | 883.0385 |  | 741.6405 | 0 | 66.97 | 74.428 | 0
07.10. | 20 | 900.8618 |  | 737.2898 | 0 | 89.052 | 74.52 | 0
07.10. | 21 | 917.1973 |  | 738.5043 | 0 | 103.713 | 74.98 | 0
07.10. | 22 | 917.27 |  | 730.975 | 0 | 111.315 | 74.98 | 0
07.10. | 23 | 915.9256 |  | 727.8176 | 0 | 112.944 | 75.164 | 0
07.10. | 24 | 861.7274 |  | 674.7854 | 0 | 111.134 | 75.808 | 0
08.10. | 1 | 857.6734 |  | 668.3964 | 0 | 114.573 | 74.704 | 0
08.10. | 2 | 870.8592 |  | 677.8792 | 0 | 118.736 | 74.244 | 0
08.10. | 3 | 869.7643 |  | 679.0513 | 0 | 116.745 | 73.968 | 0
08.10. | 4 | 870.0786 |  | 682.6206 | 0 | 113.306 | 74.152 | 0
08.10. | 5 | 865.6107 |  | 681.4167 | 0 | 110.41 | 73.784 | 0
08.10. | 6 | 860.4267 |  | 682.9477 | 0 | 104.799 | 72.68 | 0
08.10. | 7 | 899.342 |  | 723.688 | 0 | 103.894 | 71.76 | 0
08.10. | 8 | 905.7779 |  | 732.0199 | 0 | 101.722 | 72.036 | 0
08.10. | 9 | 901.0766 |  | 733.2026 | 0 | 95.93 | 71.944 | 0
08.10. | 10 | 884.0858 |  | 727.6268 | 0 | 85.251 | 71.208 | 0
08.10. | 11 | 863.2745 |  | 722.4735 | 0 | 69.685 | 71.116 | 0
08.10. | 12 | 848.6333 |  | 723.2973 | 0 | 53.576 | 71.76 | 0
08.10. | 13 | 833.6165 |  | 724.1105 | 0 | 37.286 | 72.22 | 0
08.10. | 14 | 817.641 |  | 719.728 | 0 | 26.245 | 71.668 | 0
08.10. | 15 | 815.0818 |  | 722.1358 | 0 | 20.634 | 72.312 | 0
08.10. | 16 | 815.5316 |  | 723.7516 | 0 | 18.824 | 72.956 | 0
08.10. | 17 | 816.8048 |  | 724.5648 | 0 | 18.824 | 73.416 | 0
08.10. | 18 | 818.2765 |  | 722.5265 | 0 | 23.53 | 72.22 | 0
08.10. | 19 | 848.6974 |  | 737.1944 | 0 | 38.915 | 72.588 | 0
08.10. | 20 | 869.798 |  | 740.373 | 0 | 56.653 | 72.772 | 0
08.10. | 21 | 887.4789 |  | 741.5769 | 0 | 72.762 | 73.14 | 0
08.10. | 22 | 892.6641 |  | 738.4301 | 0 | 80.726 | 73.508 | 0
08.10. | 23 | 891.6157 |  | 737.6487 | 0 | 80.183 | 73.784 | 0
08.10. | 24 | 834.5457 |  | 685.3767 | 0 | 75.477 | 73.692 | 0
09.10. | 1 | 822.5762 |  | 680.2022 | 0 | 69.142 | 73.232 | 0
09.10. | 2 | 825.0993 |  | 678.2063 | 0 | 74.029 | 72.864 | 0
09.10. | 3 | 821.7414 |  | 676.2104 | 0 | 72.943 | 72.588 | 0
09.10. | 4 | 820.1485 |  | 675.7985 | 0 | 72.038 | 72.312 | 0
09.10. | 5 | 823.2077 |  | 677.4037 | 0 | 73.124 | 72.68 | 0
09.10. | 6 | 829.2443 |  | 687.7633 | 0 | 67.513 | 73.968 | 0
09.10. | 7 | 877.293 |  | 739.687 | 0 | 62.626 | 74.98 | 0
09.10. | 8 | 888.4218 |  | 750.8068 | 0 | 62.083 | 75.532 | 0
09.10. | 9 | 881.4209 |  | 755.9389 | 0 | 50.318 | 75.164 | 0
09.10. | 10 | 861.9656 |  | 751.5246 | 0 | 36.381 | 74.06 | 0
09.10. | 11 | 848.8609 |  | 749.5499 | 0 | 25.159 | 74.152 | 0
09.10. | 12 | 835.6625 |  | 746.3925 | 0 | 14.842 | 74.428 | 0
09.10. | 13 | 826.3363 |  | 744.8403 | 0 | 6.516 | 74.98 | 0
09.10. | 14 | 816.7391 |  | 737.6911 | 0 | 4.344 | 74.704 | 0
09.10. | 15 | 822.2633 |  | 741.6723 | 0 | 5.611 | 74.98 | 0
09.10. | 16 | 822.4745 |  | 741.6935 | 0 | 5.249 | 75.532 | 0
09.10. | 17 | 826.0678 |  | 744.4708 | 0 | 5.973 | 75.624 | 0
09.10. | 18 | 830.3757 |  | 744.8827 | 0 | 9.593 | 75.9 | 0
09.10. | 19 | 844.492 |  | 753.204 | 0 | 15.204 | 76.084 | 0
09.10. | 20 | 855.6376 |  | 756.3826 | 0 | 22.987 | 76.268 | 0
09.10. | 21 | 859.4025 |  | 756.7945 | 0 | 26.064 | 76.544 | 0
09.10. | 22 | 859.0855 |  | 755.2105 | 0 | 27.331 | 76.544 | 0
09.10. | 23 | 857.8039 |  | 748.8639 | 0 | 32.58 | 76.36 | 0
09.10. | 24 | 797.3923 |  | 683.1173 | 0 | 38.191 | 76.084 | 0
10.10. | 1 | 790.3417 |  | 679.1467 | 0 | 35.295 | 75.9 | 0
10.10. | 2 | 781.4435 |  | 675.9575 | 0 | 30.046 | 75.44 | 0
10.10. | 3 | 783.1902 |  | 676.3482 | 0 | 31.494 | 75.348 | 0
10.10. | 4 | 782.2308 |  | 675.5668 | 0 | 31.132 | 75.532 | 0
10.10. | 5 | 783.9713 |  | 675.1443 | 0 | 33.847 | 74.98 | 0
10.10. | 6 | 795.7979 |  | 683.0749 | 0 | 37.467 | 75.256 | 0
10.10. | 7 | 842.3951 |  | 722.6961 | 0 | 43.983 | 75.716 | 0
10.10. | 8 | 848.9242 |  | 729.4122 | 0 | 44.164 | 75.348 | 0
10.10. | 9 | 859.7521 |  | 745.6641 | 0 | 38.372 | 75.716 | 0
10.10. | 10 | 847.812 |  | 735.727 | 0 | 37.105 | 74.98 | 0
10.10. | 11 | 852.154 |  | 732.559 | 0 | 44.707 | 74.888 | 0
10.10. | 12 | 864.1522 |  | 738.1242 | 0 | 50.68 | 75.348 | 0
10.10. | 13 | 865.6949 |  | 736.1389 | 0 | 54.3 | 75.256 | 0
10.10. | 14 | 863.8673 |  | 720.2883 | 0 | 68.599 | 74.98 | 0
10.10. | 15 | 867.3983 |  | 720.2883 | 0 | 72.038 | 75.072 | 0
10.10. | 16 | 875.2273 |  | 725.0403 | 0 | 75.115 | 75.072 | 0
10.10. | 17 | 881.2925 |  | 726.5925 | 0 | 80.364 | 74.336 | 0
10.10. | 18 | 885.4031 |  | 728.9791 | 0 | 81.812 | 74.612 | 0
10.10. | 19 | 887.8157 |  | 733.7417 | 0 | 79.278 | 74.796 | 0
10.10. | 20 | 903.491 |  | 738.103 | 0 | 90.5 | 74.888 | 0
10.10. | 21 | 913.9183 |  | 739.2963 | 0 | 99.55 | 75.072 | 0
10.10. | 22 | 912.5744 |  | 729.4334 | 0 | 107.333 | 75.808 | 0
10.10. | 23 | 913.4203 |  | 727.4693 | 0 | 109.867 | 76.084 | 0
10.10. | 24 | 866.2566 |  | 682.6736 | 0 | 108.419 | 75.164 | 0
11.10. | 1 | 867.1386 |  | 680.2976 | 0 | 111.677 | 75.164 | 0
11.10. | 2 | 869.4283 |  | 680.6883 | 0 | 113.668 | 75.072 | 0
11.10. | 3 | 863.2906 |  | 678.7136 | 0 | 109.505 | 75.072 | 0
11.10. | 4 | 864.0225 |  | 671.9445 | 0 | 117.65 | 74.428 | 0
11.10. | 5 | 872.2036 |  | 671.5326 | 0 | 126.519 | 74.152 | 0
11.10. | 6 | 878.9906 |  | 677.8686 | 0 | 127.062 | 74.06 | 0
11.10. | 7 | 889.2594 |  | 707.8904 | 0 | 108.781 | 72.588 | 0
11.10. | 8 | 869.5136 |  | 715.8316 | 0 | 80.726 | 72.956 | 0
11.10. | 9 | 855.6854 |  | 717.3944 | 0 | 65.703 | 72.588 | 0
11.10. | 10 | 837.8638 |  | 713.4238 | 0 | 52.128 | 72.312 | 0
11.10. | 11 | 816.3666 |  | 710.2876 | 0 | 33.123 | 72.956 | 0
11.10. | 12 | 800.6735 |  | 707.5315 | 0 | 19.91 | 73.232 | 0
11.10. | 13 | 802.7664 |  | 703.1914 | 0 | 25.883 | 73.692 | 0
11.10. | 14 | 815.2423 |  | 705.9793 | 0 | 35.295 | 73.968 | 0
11.10. | 15 | 822.4326 |  | 706.3806 | 0 | 41.992 | 74.06 | 0
11.10. | 16 | 827.2108 |  | 704.8178 | 0 | 47.965 | 74.428 | 0
11.10. | 17 | 830.4735 |  | 706.0005 | 0 | 50.137 | 74.336 | 0
11.10. | 18 | 834.9194 |  | 711.1644 | 0 | 49.051 | 74.704 | 0
11.10. | 19 | 842.8859 |  | 717.1309 | 0 | 50.499 | 75.256 | 0
11.10. | 20 | 849.1148 |  | 714.3218 | 0 | 60.273 | 74.52 | 0
11.10. | 21 | 853.1371 |  | 711.5551 | 0 | 66.97 | 74.612 | 0
11.10. | 22 | 853.9815 |  | 709.9605 | 0 | 69.685 | 74.336 | 0
11.10. | 23 | 859.8623 |  | 708.4083 | 0 | 76.382 | 75.072 | 0
11.10. | 24 | 822.0745 |  | 664.0245 | 0 | 83.622 | 74.428 | 0
12.10. | 1 | 811.6155 |  | 653.6755 | 0 | 84.708 | 73.232 | 0
12.10. | 2 | 814.1903 |  | 654.4463 | 0 | 86.88 | 72.864 | 0
12.10. | 3 | 821.6519 |  | 662.4299 | 0 | 85.07 | 74.152 | 0
12.10. | 4 | 811.9528 |  | 659.6208 | 0 | 78.916 | 73.416 | 0
12.10. | 5 | 806.4113 |  | 660.0433 | 0 | 72.4 | 73.968 | 0
12.10. | 6 | 799.059 |  | 656.421 | 0 | 69.866 | 72.772 | 0
12.10. | 7 | 815.0621 |  | 675.6501 | 0 | 70.228 | 69.184 | 0
12.10. | 8 | 816.3837 |  | 678.7227 | 0 | 70.409 | 67.252 | 0
12.10. | 9 | 838.9749 |  | 702.5569 | 0 | 67.694 | 68.724 | 0
12.10. | 10 | 828.9242 |  | 698.2062 | 0 | 61.902 | 68.816 | 0
12.10. | 11 | 822.7351 |  | 695.4501 | 0 | 58.101 | 69.184 | 0
12.10. | 12 | 825.8203 |  | 698.6923 | 0 | 56.472 | 70.656 | 0
12.10. | 13 | 823.6792 |  | 694.2992 | 0 | 59.368 | 70.012 | 0
12.10. | 14 | 801.1063 |  | 670.9193 | 0 | 60.635 | 69.552 | 0
12.10. | 15 | 806.3165 |  | 673.3165 | 0 | 62.988 | 70.012 | 0
12.10. | 16 | 807.3669 |  | 677.2659 | 0 | 60.273 | 69.828 | 0
12.10. | 17 | 813.1248 |  | 680.8458 | 0 | 62.083 | 70.196 | 0
12.10. | 18 | 815.4318 |  | 685.5978 | 0 | 59.73 | 70.104 | 0
12.10. | 19 | 824.8206 |  | 691.1736 | 0 | 62.807 | 70.84 | 0
12.10. | 20 | 840.7397 |  | 701.8497 | 0 | 68.418 | 70.472 | 0
12.10. | 21 | 851.1247 |  | 702.6417 | 0 | 78.011 | 70.472 | 0
12.10. | 22 | 856.0253 |  | 693.1483 | 0 | 92.129 | 70.748 | 0
12.10. | 23 | 859.3508 |  | 690.4028 | 0 | 97.74 | 71.208 | 0
12.10. | 24 | 818.6846 |  | 651.6266 | 0 | 95.206 | 71.852 | 0
13.10. | 1 | 818.4032 |  | 646.8322 | 0 | 100.455 | 71.116 | 0
13.10. | 2 | 819.0263 |  | 648.0043 | 0 | 100.274 | 70.748 | 0
13.10. | 3 | 813.3668 |  | 646.7898 | 0 | 96.473 | 70.104 | 0
13.10. | 4 | 812.1965 |  | 647.9725 | 0 | 94.12 | 70.104 | 0
13.10. | 5 | 821.2505 |  | 653.5695 | 0 | 96.473 | 71.208 | 0
13.10. | 6 | 831.9357 |  | 663.8867 | 0 | 96.473 | 71.576 | 0
13.10. | 7 | 865.9299 |  | 697.9639 | 0 | 95.93 | 72.036 | 0
13.10. | 8 | 865.8263 |  | 701.1213 | 0 | 92.853 | 71.852 | 0
13.10. | 9 | 846.2926 |  | 696.7176 | 0 | 78.735 | 70.84 | 0
13.10. | 10 | 823.1196 |  | 684.7846 | 0 | 68.599 | 69.736 | 0
13.10. | 11 | 821.7967 |  | 684.3727 | 0 | 68.056 | 69.368 | 0
13.10. | 12 | 835.3534 |  | 683.1794 | 0 | 82.898 | 69.276 | 0
13.10. | 13 | 840.663 |  | 684.774 | 0 | 86.337 | 69.552 | 0
13.10. | 14 | 844.8886 |  | 688.7976 | 0 | 85.251 | 70.84 | 0
13.10. | 15 | 841.481 |  | 687.203 | 0 | 83.622 | 70.656 | 0
13.10. | 16 | 847.709 |  | 696.021 | 0 | 78.916 | 72.772 | 0
13.10. | 17 | 838.8773 |  | 693.9933 | 0 | 73.124 | 71.76 | 0
13.10. | 18 | 834.1119 |  | 691.5219 | 0 | 72.762 | 69.828 | 0
13.10. | 19 | 858.4631 |  | 695.5031 | 0 | 92.672 | 70.288 | 0
13.10. | 20 | 882.9908 |  | 690.3498 | 0 | 122.537 | 70.104 | 0
13.10. | 21 | 891.7171 |  | 685.1541 | 0 | 137.379 | 69.184 | 0
13.10. | 22 | 872.7294 |  | 680.0114 | 0 | 123.442 | 69.276 | 0
13.10. | 23 | 862.7514 |  | 677.6354 | 0 | 115.84 | 69.276 | 0
13.10. | 24 | 829.2275 |  | 641.5835 | 0 | 118.736 | 68.908 | 0
14.10. | 1 | 822.5431 |  | 635.9971 | 0 | 118.374 | 68.172 | 0
14.10. | 2 | 822.4459 |  | 632.0159 | 0 | 122.718 | 67.712 | 0
14.10. | 3 | 820.7954 |  | 629.2704 | 0 | 123.261 | 68.264 | 0
14.10. | 4 | 819.1577 |  | 622.4907 | 0 | 129.415 | 67.252 | 0
14.10. | 5 | 825.4989 |  | 623.3039 | 0 | 134.483 | 67.712 | 0
14.10. | 6 | 825.1923 |  | 630.4213 | 0 | 127.243 | 67.528 | 0
14.10. | 7 | 871.7215 |  | 678.7545 | 0 | 125.071 | 67.896 | 0
14.10. | 8 | 880.7945 |  | 690.6345 | 0 | 122.356 | 67.804 | 0
14.10. | 9 | 880.4931 |  | 692.2291 | 0 | 120.184 | 68.08 | 0
14.10. | 10 | 886.2349 |  | 689.8319 | 0 | 128.691 | 67.712 | 0
14.10. | 11 | 879.9533 |  | 684.2773 | 0 | 128.148 | 67.528 | 0
14.10. | 12 | 872.4717 |  | 682.6827 | 0 | 122.537 | 67.252 | 0
14.10. | 13 | 858.5911 |  | 685.8931 | 0 | 104.618 | 68.08 | 0
14.10. | 14 | 853.0857 |  | 685.9037 | 0 | 98.826 | 68.356 | 0
14.10. | 15 | 857.5808 |  | 687.1288 | 0 | 101.36 | 69.092 | 0
14.10. | 16 | 851.3205 |  | 691.5325 | 0 | 89.776 | 70.012 | 0
14.10. | 17 | 847.6723 |  | 694.6793 | 0 | 83.441 | 69.552 | 0
14.10. | 18 | 834.1458 |  | 695.8938 | 0 | 68.056 | 70.196 | 0
14.10. | 19 | 827.8736 |  | 702.2086 | 0 | 55.929 | 69.736 | 0
14.10. | 20 | 826.3435 |  | 708.1115 | 0 | 49.232 | 69 | 0
14.10. | 21 | 825.1749 |  | 710.4769 | 0 | 45.974 | 68.724 | 0
14.10. | 22 | 828.4747 |  | 707.3407 | 0 | 51.766 | 69.368 | 0
14.10. | 23 | 833.7445 |  | 704.9965 | 0 | 58.644 | 70.104 | 0
14.10. | 24 | 786.2168 |  | 646.7898 | 0 | 69.323 | 70.104 | 0
15.10. | 1 | 789.9874 |  | 645.2164 | 0 | 74.391 | 70.38 | 0
15.10. | 2 | 793.9207 |  | 642.4497 | 0 | 80.907 | 70.564 | 0
15.10. | 3 | 795.7806 |  | 634.0966 | 0 | 91.948 | 69.736 | 0
15.10. | 4 | 801.4529 |  | 631.2769 | 0 | 101.36 | 68.816 | 0
15.10. | 5 | 811.6146 |  | 631.6676 | 0 | 111.315 | 68.632 | 0
15.10. | 6 | 822.5634 |  | 639.6194 | 0 | 113.668 | 69.276 | 0
15.10. | 7 | 858.1811 |  | 678.7121 | 0 | 112.401 | 67.068 | 0
15.10. | 8 | 860.8316 |  | 690.2226 | 0 | 102.989 | 67.62 | 0
15.10. | 9 | 845.8813 |  | 692.1973 | 0 | 86.156 | 67.528 | 0
15.10. | 10 | 839.5918 |  | 693.4118 | 0 | 78.192 | 67.988 | 0
15.10. | 11 | 825.1207 |  | 692.2397 | 0 | 64.617 | 68.264 | 0
15.10. | 12 | 812.3691 |  | 691.4371 | 0 | 52.852 | 68.08 | 0
15.10. | 13 | 800.8959 |  | 695.4289 | 0 | 36.743 | 68.724 | 0
15.10. | 14 | 790.5789 |  | 695.4289 | 0 | 26.426 | 68.724 | 0
15.10. | 15 | 783.1517 |  | 694.6157 | 0 | 20.272 | 68.264 | 0
15.10. | 16 | 774.0678 |  | 690.9828 | 0 | 16.109 | 66.976 | 0
15.10. | 17 | 770.0509 |  | 689.7789 | 0 | 13.756 | 66.516 | 0
15.10. | 18 | 772.127 |  | 693.38 | 0 | 11.403 | 67.344 | 0
15.10. | 19 | 770.6293 |  | 693.7813 | 0 | 9.412 | 67.436 | 0
15.10. | 20 | 766.8174 |  | 691.7854 | 0 | 7.964 | 67.068 | 0
15.10. | 21 | 761.5135 |  | 688.2055 | 0 | 6.516 | 66.792 | 0
15.10. | 22 | 764.7478 |  | 690.2438 | 0 | 6.516 | 67.988 | 0
15.10. | 23 | 763.6571 |  | 689.0611 | 0 | 6.516 | 68.08 | 0
15.10. | 24 | 702.4394 |  | 629.2174 | 0 | 6.154 | 67.068 | 0
16.10. | 1 | 694.8515 |  | 623.2615 | 0 | 4.706 | 66.884 | 0
16.10. | 2 | 694.3342 |  | 623.6522 | 0 | 3.982 | 66.7 | 0
16.10. | 3 | 693.6537 |  | 622.4377 | 0 | 5.068 | 66.148 | 0
16.10. | 4 | 693.8468 |  | 622.8178 | 0 | 5.249 | 65.78 | 0
16.10. | 5 | 702.1951 |  | 629.6081 | 0 | 5.611 | 66.976 | 0
16.10. | 6 | 715.6438 |  | 641.1398 | 0 | 6.516 | 67.988 | 0
16.10. | 7 | 771.7581 |  | 696.9811 | 0 | 6.697 | 68.08 | 0
16.10. | 8 | 774.7421 |  | 700.8881 | 0 | 6.878 | 66.976 | 0
16.10. | 9 | 768.2011 |  | 696.0831 | 0 | 6.154 | 65.964 | 0
16.10. | 10 | 758.972 |  | 690.053 | 0 | 4.887 | 64.032 | 0
16.10. | 11 | 758.3039 |  | 690.4649 | 0 | 3.439 | 64.4 | 0
16.10. | 12 | 755.3033 |  | 687.2863 | 0 | 3.801 | 64.216 | 0
16.10. | 13 | 762.7372 |  | 691.7112 | 0 | 5.43 | 65.596 | 0
16.10. | 14 | 754.1639 |  | 683.3369 | 0 | 6.335 | 64.492 | 0
16.10. | 15 | 757.2169 |  | 684.1289 | 0 | 8.688 | 64.4 | 0
16.10. | 16 | 762.1316 |  | 687.6876 | 0 | 10.136 | 64.308 | 0
16.10. | 17 | 766.0189 |  | 689.6729 | 0 | 11.946 | 64.4 | 0
16.10. | 18 | 770.6364 |  | 692.4714 | 0 | 13.213 | 64.952 | 0
16.10. | 19 | 777.6932 |  | 697.2552 | 0 | 14.842 | 65.596 | 0
16.10. | 20 | 784.7636 |  | 702.0496 | 0 | 16.29 | 66.424 | 0
16.10. | 21 | 782.1915 |  | 700.0325 | 0 | 16.471 | 65.688 | 0
16.10. | 22 | 781.4784 |  | 702.0284 | 0 | 13.394 | 66.056 | 0
16.10. | 23 | 786.2925 |  | 707.2665 | 0 | 11.222 | 67.804 | 0
16.10. | 24 | 720.673 |  | 643.537 | 0 | 8.688 | 68.448 | 0
17.10. | 1 | 711.8601 |  | 635.9971 | 0 | 7.783 | 68.08 | 0
17.10. | 2 | 707.6543 |  | 632.7973 | 0 | 7.421 | 67.436 | 0
17.10. | 3 | 707.8217 |  | 632.7867 | 0 | 7.783 | 67.252 | 0
17.10. | 4 | 711.0666 |  | 635.5746 | 0 | 7.964 | 67.528 | 0
17.10. | 5 | 712.774 |  | 635.564 | 0 | 9.774 | 67.436 | 0
17.10. | 6 | 726.0931 |  | 647.8771 | 0 | 10.136 | 68.08 | 0
17.10. | 7 | 760.1627 |  | 681.9437 | 0 | 9.955 | 68.264 | 0
17.10. | 8 | 762.2039 |  | 685.0799 | 0 | 9.412 | 67.712 | 0
17.10. | 9 | 776.2042 |  | 704.4362 | 0 | 5.068 | 66.7 | 0
17.10. | 10 | 776.6797 |  | 706.4427 | 0 | 3.077 | 67.16 | 0
17.10. | 11 | 775.3007 |  | 704.0667 | 0 | 3.982 | 67.252 | 0
17.10. | 12 | 774.5703 |  | 700.9623 | 0 | 5.068 | 68.54 | 0
17.10. | 13 | 775.0238 |  | 697.4248 | 0 | 8.507 | 69.092 | 0
17.10. | 14 | 763.398 |  | 680.814 | 0 | 13.032 | 69.552 | 0
17.10. | 15 | 772.7991 |  | 678.8181 | 0 | 24.797 | 69.184 | 0
17.10. | 16 | 785.4226 |  | 680.7716 | 0 | 36.019 | 68.632 | 0
17.10. | 17 | 791.8612 |  | 677.6142 | 0 | 45.431 | 68.816 | 0
17.10. | 18 | 798.0444 |  | 680.8034 | 0 | 47.965 | 69.276 | 0
17.10. | 19 | 805.8855 |  | 685.9355 | 0 | 51.042 | 68.908 | 0
17.10. | 20 | 809.0582 |  | 690.2862 | 0 | 49.956 | 68.816 | 0
17.10. | 21 | 808.3364 |  | 685.5024 | 0 | 54.662 | 68.172 | 0
17.10. | 22 | 799.7933 |  | 676.4103 | 0 | 54.843 | 68.54 | 0
17.10. | 23 | 800.5554 |  | 678.4274 | 0 | 52.852 | 69.276 | 0
17.10. | 24 | 746.5921 |  | 632.8821 | 0 | 44.526 | 69.184 | 0
18.10. | 1 | 740.9487 |  | 628.1407 | 0 | 43.44 | 69.368 | 0
18.10. | 2 | 742.5777 |  | 628.1407 | 0 | 45.069 | 69.368 | 0
18.10. | 3 | 748.254 |  | 630.918 | 0 | 47.784 | 69.552 | 0
18.10. | 4 | 755.3389 |  | 624.0959 | 0 | 63.531 | 67.712 | 0
18.10. | 5 | 770.2694 |  | 621.2974 | 0 | 81.812 | 67.16 | 0
18.10. | 6 | 796.4138 |  | 633.2198 | 0 | 95.206 | 67.988 | 0
18.10. | 7 | 840.25 |  | 668.089 | 0 | 103.713 | 68.448 | 0
18.10. | 8 | 843.1804 |  | 675.2594 | 0 | 98.645 | 69.276 | 0
18.10. | 9 | 846.7648 |  | 679.2088 | 0 | 98.464 | 69.092 | 0
18.10. | 10 | 819.7776 |  | 661.6046 | 0 | 92.853 | 65.32 | 0
18.10. | 11 | 806.2664 |  | 655.2474 | 0 | 85.975 | 65.044 | 0
18.10. | 12 | 800.7756 |  | 660.8656 | 0 | 73.486 | 66.424 | 0
18.10. | 13 | 782.8111 |  | 659.6511 | 0 | 57.196 | 65.964 | 0
18.10. | 14 | 779.3904 |  | 660.8444 | 0 | 52.49 | 66.056 | 0
18.10. | 15 | 781.825 |  | 661.647 | 0 | 53.938 | 66.24 | 0
18.10. | 16 | 788.409 |  | 662.439 | 0 | 59.73 | 66.24 | 0
18.10. | 17 | 798.8096 |  | 666.4096 | 0 | 65.884 | 66.516 | 0
18.10. | 18 | 804.6152 |  | 666.4202 | 0 | 71.495 | 66.7 | 0
18.10. | 19 | 820.6649 |  | 672.4079 | 0 | 80.545 | 67.712 | 0
18.10. | 20 | 834.3324 |  | 675.2064 | 0 | 90.862 | 68.264 | 0
18.10. | 21 | 840.1365 |  | 675.5865 | 0 | 96.654 | 67.896 | 0
18.10. | 22 | 841.0247 |  | 674.0237 | 0 | 98.645 | 68.356 | 0
18.10. | 23 | 838.6294 |  | 673.6224 | 0 | 96.835 | 68.172 | 0
18.10. | 24 | 791.4855 |  | 629.6505 | 0 | 93.939 | 67.896 | 0
19.10. | 1 | 792.5226 |  | 634.0966 | 0 | 88.69 | 69.736 | 0
19.10. | 2 | 797.9761 |  | 639.2711 | 0 | 88.509 | 70.196 | 0
19.10. | 3 | 807.492 |  | 637.36 | 0 | 98.464 | 71.668 | 0
19.10. | 4 | 812.4554 |  | 634.1814 | 0 | 106.79 | 71.484 | 0
19.10. | 5 | 813.9301 |  | 631.4041 | 0 | 111.134 | 71.392 | 0
19.10. | 6 | 828.9106 |  | 638.9546 | 0 | 118.012 | 71.944 | 0
19.10. | 7 | 855.8072 |  | 667.4772 | 0 | 116.202 | 72.128 | 0
19.10. | 8 | 865.4697 |  | 677.4037 | 0 | 115.478 | 72.588 | 0
19.10. | 9 | 876.8648 |  | 695.1548 | 0 | 110.41 | 71.3 | 0
19.10. | 10 | 861.3687 |  | 689.9167 | 0 | 102.084 | 69.368 | 0
19.10. | 11 | 854.3023 |  | 690.7193 | 0 | 93.939 | 69.644 | 0
19.10. | 12 | 854.8995 |  | 698.7135 | 0 | 85.07 | 71.116 | 0
19.10. | 13 | 841.0159 |  | 693.1589 | 0 | 76.925 | 70.932 | 0
19.10. | 14 | 818.8691 |  | 674.1721 | 0 | 73.305 | 71.392 | 0
19.10. | 15 | 807.2171 |  | 673.3801 | 0 | 62.445 | 71.392 | 0
19.10. | 16 | 793.7264 |  | 672.1974 | 0 | 50.137 | 71.392 | 0
19.10. | 17 | 788.3958 |  | 671.3948 | 0 | 45.793 | 71.208 | 0
19.10. | 18 | 793.4831 |  | 669.4201 | 0 | 52.671 | 71.392 | 0
19.10. | 19 | 815.0829 |  | 672.5669 | 0 | 71.676 | 70.84 | 0
19.10. | 20 | 841.8069 |  | 687.6149 | 0 | 83.26 | 70.932 | 0
19.10. | 21 | 843.3763 |  | 682.8523 | 0 | 89.776 | 70.748 | 0
19.10. | 22 | 832.1597 |  | 669.3777 | 0 | 92.31 | 70.472 | 0
19.10. | 23 | 834.6816 |  | 668.9976 | 0 | 94.844 | 70.84 | 0
19.10. | 24 | 796.3602 |  | 626.9792 | 0 | 99.369 | 70.012 | 0
20.10. | 1 | 799.7119 |  | 628.1619 | 0 | 101.722 | 69.828 | 0
20.10. | 2 | 804.6021 |  | 629.7141 | 0 | 105.704 | 69.184 | 0
20.10. | 3 | 802.7036 |  | 632.5126 | 0 | 100.455 | 69.736 | 0
20.10. | 4 | 796.943 |  | 630.918 | 0 | 96.473 | 69.552 | 0
20.10. | 5 | 798.3289 |  | 629.6929 | 0 | 99.912 | 68.724 | 0
20.10. | 6 | 800.5103 |  | 632.0583 | 0 | 99.912 | 68.54 | 0
20.10. | 7 | 835.1496 |  | 663.3476 | 0 | 103.17 | 68.632 | 0
20.10. | 8 | 843.3881 |  | 672.4821 | 0 | 101.722 | 69.184 | 0
20.10. | 9 | 828.6047 |  | 670.9087 | 0 | 88.328 | 69.368 | 0
20.10. | 10 | 803.2859 |  | 662.9039 | 0 | 72.762 | 67.62 | 0
20.10. | 11 | 790.9925 |  | 659.7465 | 0 | 63.35 | 67.896 | 0
20.10. | 12 | 786.0536 |  | 655.4276 | 0 | 61.902 | 68.724 | 0
20.10. | 13 | 792.7884 |  | 656.1984 | 0 | 68.418 | 68.172 | 0
20.10. | 14 | 795.2591 |  | 656.5891 | 0 | 70.59 | 68.08 | 0
20.10. | 15 | 793.1598 |  | 658.5638 | 0 | 66.608 | 67.988 | 0
20.10. | 16 | 805.5603 |  | 670.8663 | 0 | 66.246 | 68.448 | 0
20.10. | 17 | 810.1778 |  | 673.6648 | 0 | 67.513 | 69 | 0
20.10. | 18 | 813.0904 |  | 673.6754 | 0 | 70.047 | 69.368 | 0
20.10. | 19 | 820.1887 |  | 674.0767 | 0 | 76.744 | 69.368 | 0
20.10. | 20 | 830.118 |  | 673.686 | 0 | 86.88 | 69.552 | 0
20.10. | 21 | 836.836 |  | 672.894 | 0 | 94.482 | 69.46 | 0
20.10. | 22 | 840.5166 |  | 674.4886 | 0 | 96.292 | 69.736 | 0
20.10. | 23 | 843.0704 |  | 675.3124 | 0 | 97.378 | 70.38 | 0
20.10. | 24 | 805.7994 |  | 637.2434 | 0 | 99.188 | 69.368 | 0
21.10. | 1 | 787.2795 |  | 633.6635 | 0 | 84.708 | 68.908 | 0
21.10. | 2 | 792.1994 |  | 631.6994 | 0 | 91.224 | 69.276 | 0
21.10. | 3 | 795.5338 |  | 628.5208 | 0 | 97.921 | 69.092 | 0
21.10. | 4 | 798.6034 |  | 629.3234 | 0 | 99.912 | 69.368 | 0
21.10. | 5 | 796.1082 |  | 626.9262 | 0 | 100.274 | 68.908 | 0
21.10. | 6 | 804.5037 |  | 636.8527 | 0 | 98.283 | 69.368 | 0
21.10. | 7 | 847.5296 |  | 679.9796 | 0 | 98.826 | 68.724 | 0
21.10. | 8 | 853.2279 |  | 688.3009 | 0 | 96.111 | 68.816 | 0
21.10. | 9 | 853.0526 |  | 695.8196 | 0 | 88.509 | 68.724 | 0
21.10. | 10 | 842.4102 |  | 698.2062 | 0 | 75.296 | 68.908 | 0
21.10. | 11 | 831.1971 |  | 697.0341 | 0 | 64.979 | 69.184 | 0
21.10. | 12 | 825.2847 |  | 698.6287 | 0 | 57.196 | 69.46 | 0
21.10. | 13 | 821.8578 |  | 699.0088 | 0 | 53.757 | 69.092 | 0
21.10. | 14 | 812.8177 |  | 694.6687 | 0 | 48.689 | 69.46 | 0
21.10. | 15 | 813.7944 |  | 699.8114 | 0 | 44.707 | 69.276 | 0
21.10. | 16 | 811.5821 |  | 702.5781 | 0 | 39.82 | 69.184 | 0
21.10. | 17 | 813.8221 |  | 703.3701 | 0 | 41.268 | 69.184 | 0
21.10. | 18 | 821.0537 |  | 707.3407 | 0 | 44.345 | 69.368 | 0
21.10. | 19 | 817.7992 |  | 710.1392 | 0 | 37.648 | 70.012 | 0
21.10. | 20 | 816.7001 |  | 712.9271 | 0 | 33.485 | 70.288 | 0
21.10. | 21 | 818.4337 |  | 716.1057 | 0 | 31.856 | 70.472 | 0
21.10. | 22 | 811.6138 |  | 711.7338 | 0 | 29.684 | 70.196 | 0
21.10. | 23 | 807.342 |  | 710.171 | 0 | 26.607 | 70.564 | 0
21.10. | 24 | 744.7055 |  | 653.5165 | 0 | 21.177 | 70.012 | 0
22.10. | 1 | 741.5605 |  | 652.7245 | 0 | 18.824 | 70.012 | 0
22.10. | 2 | 743.9605 |  | 654.3085 | 0 | 19.548 | 70.104 | 0
22.10. | 3 | 748.305 |  | 657.107 | 0 | 20.634 | 70.564 | 0
22.10. | 4 | 749.9251 |  | 658.2791 | 0 | 21.358 | 70.288 | 0
22.10. | 5 | 757.8384 |  | 661.8484 | 0 | 25.702 | 70.288 | 0
22.10. | 6 | 763.1683 |  | 667.8043 | 0 | 24.616 | 70.748 | 0
22.10. | 7 | 806.6017 |  | 712.1457 | 0 | 23.892 | 70.564 | 0
22.10. | 8 | 820.262 |  | 717.299 | 0 | 32.399 | 70.564 | 0
22.10. | 9 | 831.7182 |  | 719.6962 | 0 | 40.906 | 71.116 | 0
22.10. | 10 | 824.6421 |  | 716.8871 | 0 | 37.467 | 70.288 | 0
22.10. | 11 | 828.2965 |  | 724.0575 | 0 | 33.123 | 71.116 | 0
22.10. | 12 | 825.2133 |  | 723.2443 | 0 | 31.313 | 70.656 | 0
22.10. | 13 | 817.887 |  | 721.259 | 0 | 26.064 | 70.564 | 0
22.10. | 14 | 811.3161 |  | 717.6791 | 0 | 23.349 | 70.288 | 0
22.10. | 15 | 813.0131 |  | 718.4711 | 0 | 24.254 | 70.288 | 0
22.10. | 16 | 814.8184 |  | 717.2884 | 0 | 27.15 | 70.38 | 0
22.10. | 17 | 814.2944 |  | 714.0674 | 0 | 30.951 | 69.276 | 0
22.10. | 18 | 825.3055 |  | 715.2925 | 0 | 40.001 | 70.012 | 0
22.10. | 19 | 851.7565 |  | 720.8365 | 0 | 60.816 | 70.104 | 0
22.10. | 20 | 875.5234 |  | 721.2484 | 0 | 83.803 | 70.472 | 0
22.10. | 21 | 885.5083 |  | 719.2843 | 0 | 95.568 | 70.656 | 0
22.10. | 22 | 884.6614 |  | 714.9124 | 0 | 99.369 | 70.38 | 0
22.10. | 23 | 883.2824 |  | 712.5364 | 0 | 100.274 | 70.472 | 0
22.10. | 24 | 829.3438 |  | 661.0458 | 0 | 98.102 | 70.196 | 0
23.10. | 1 | 827.9178 |  | 657.0858 | 0 | 100.636 | 70.196 | 0
23.10. | 2 | 818.9892 |  | 652.3232 | 0 | 96.654 | 70.012 | 0
23.10. | 3 | 810.7203 |  | 651.1193 | 0 | 89.957 | 69.644 | 0
23.10. | 4 | 805.766 |  | 645.913 | 0 | 91.405 | 68.448 | 0
23.10. | 5 | 808.2107 |  | 644.6667 | 0 | 96.292 | 67.252 | 0
23.10. | 6 | 823.435 |  | 658.532 | 0 | 97.559 | 67.344 | 0
23.10. | 7 | 872.4683 |  | 708.8293 | 0 | 96.111 | 67.528 | 0
23.10. | 8 | 877.9977 |  | 717.5307 | 0 | 93.215 | 67.252 | 0
23.10. | 9 | 870.9869 |  | 717.4989 | 0 | 86.88 | 66.608 | 0
23.10. | 10 | 858.6606 |  | 716.3056 | 0 | 75.839 | 66.516 | 0
23.10. | 11 | 840.4063 |  | 713.5283 | 0 | 60.454 | 66.424 | 0
23.10. | 12 | 829.4949 |  | 712.0079 | 0 | 49.775 | 67.712 | 0
23.10. | 13 | 818.5004 |  | 710.0544 | 0 | 40.182 | 68.264 | 0
23.10. | 14 | 804.4771 |  | 708.0691 | 0 | 28.236 | 68.172 | 0
23.10. | 15 | 800.8052 |  | 713.2542 | 0 | 18.643 | 68.908 | 0
23.10. | 16 | 803.903 |  | 720.414 | 0 | 13.937 | 69.552 | 0
23.10. | 17 | 808.4876 |  | 725.1766 | 0 | 13.575 | 69.736 | 0
23.10. | 18 | 815.7642 |  | 727.5632 | 0 | 18.281 | 69.92 | 0
23.10. | 19 | 821.7419 |  | 728.7459 | 0 | 23.168 | 69.828 | 0
23.10. | 20 | 830.0506 |  | 733.8886 | 0 | 26.426 | 69.736 | 0
23.10. | 21 | 835.965 |  | 735.462 | 0 | 30.951 | 69.552 | 0
23.10. | 22 | 841.4175 |  | 734.3005 | 0 | 37.105 | 70.012 | 0
23.10. | 23 | 827.7653 |  | 723.9303 | 0 | 35.295 | 68.54 | 0
23.10. | 24 | 759.2075 |  | 659.7995 | 0 | 30.408 | 69 | 0
24.10. | 1 | 755.4018 |  | 658.6168 | 0 | 27.693 | 69.092 | 0
24.10. | 2 | 748.9199 |  | 655.0369 | 0 | 25.159 | 68.724 | 0
24.10. | 3 | 741.0988 |  | 653.0198 | 0 | 20.091 | 67.988 | 0
24.10. | 4 | 736.9971 |  | 650.2001 | 0 | 19.729 | 67.068 | 0
24.10. | 5 | 739.5766 |  | 651.4146 | 0 | 20.634 | 67.528 | 0
24.10. | 6 | 742.4051 |  | 654.1601 | 0 | 21.177 | 67.068 | 0
24.10. | 7 | 775.4777 |  | 688.2267 | 0 | 20.091 | 67.16 | 0
24.10. | 8 | 784.458 |  | 695.756 | 0 | 21.358 | 67.344 | 0
24.10. | 9 | 792.33 |  | 705.999 | 0 | 20.091 | 66.24 | 0
24.10. | 10 | 788.5923 |  | 705.6083 | 0 | 16.652 | 66.332 | 0
24.10. | 11 | 786.4448 |  | 707.6148 | 0 | 11.946 | 66.884 | 0
24.10. | 12 | 782.5929 |  | 709.6319 | 0 | 5.249 | 67.712 | 0
24.10. | 13 | 774.052 |  | 705.26 | 0 | 1.448 | 67.344 | 0
24.10. | 14 | 751.6166 |  | 683.8336 | 0 | 1.267 | 66.516 | 0
24.10. | 15 | 757.7835 |  | 688.2585 | 0 | 1.629 | 67.896 | 0
24.10. | 16 | 758.2058 |  | 688.6068 | 0 | 2.715 | 66.884 | 0
24.10. | 17 | 769.5317 |  | 696.1997 | 0 | 5.068 | 68.264 | 0
24.10. | 18 | 780.6054 |  | 702.1874 | 0 | 9.05 | 69.368 | 0
24.10. | 19 | 787.6817 |  | 706.5487 | 0 | 11.765 | 69.368 | 0
24.10. | 20 | 795.2167 |  | 712.0927 | 0 | 13.756 | 69.368 | 0
24.10. | 21 | 794.1757 |  | 710.5087 | 0 | 14.299 | 69.368 | 0
24.10. | 22 | 782.5358 |  | 700.5928 | 0 | 12.851 | 69.092 | 0
24.10. | 23 | 781.5873 |  | 701.8073 | 0 | 10.136 | 69.644 | 0
24.10. | 24 | 737.421 |  | 658.638 | 0 | 9.231 | 69.552 | 0
25.10. | 1 | 735.4117 |  | 657.4447 | 0 | 8.507 | 69.46 | 0
25.10. | 2 | 734.5141 |  | 656.6421 | 0 | 8.688 | 69.184 | 0
25.10. | 3 | 739.252 |  | 657.846 | 0 | 11.946 | 69.46 | 0
25.10. | 4 | 745.9525 |  | 660.6445 | 0 | 15.204 | 70.104 | 0
25.10. | 5 | 740.3741 |  | 657.4341 | 0 | 13.756 | 69.184 | 0
25.10. | 6 | 743.1984 |  | 661.7954 | 0 | 12.127 | 69.276 | 0
25.10. | 7 | 779.6245 |  | 698.6605 | 0 | 10.86 | 70.104 | 0
25.10. | 8 | 784.2259 |  | 704.9859 | 0 | 9.412 | 69.828 | 0
25.10. | 9 | 781.9347 |  | 704.9647 | 0 | 7.602 | 69.368 | 0
25.10. | 10 | 772.3318 |  | 699.8008 | 0 | 3.439 | 69.092 | 0
25.10. | 11 | 765.4199 |  | 695.4289 | 0 | 1.267 | 68.724 | 0
25.10. | 12 | 762.6186 |  | 693.4436 | 0 | 0.543 | 68.632 | 0
25.10. | 13 | 757.7128 |  | 689.4518 | 0 | 0.181 | 68.08 | 0
25.10. | 14 | 755.0094 |  | 686.2944 | 0 | 0.543 | 68.172 | 0
25.10. | 15 | 751.0358 |  | 682.3238 | 0 | 0.724 | 67.988 | 0
25.10. | 16 | 755.0109 |  | 685.9249 | 0 | 0.362 | 68.724 | 0
25.10. | 17 | 748.8423 |  | 679.5783 | 0 | 0.724 | 68.54 | 0
25.10. | 18 | 759.7869 |  | 689.8849 | 0 | 1.086 | 68.816 | 0
25.10. | 19 | 762.4722 |  | 693.4012 | 0 | 1.267 | 67.804 | 0
25.10. | 20 | 762.9791 |  | 693.8131 | 0 | 1.086 | 68.08 | 0
25.10. | 21 | 764.4694 |  | 694.2144 | 0 | 1.991 | 68.264 | 0
25.10. | 22 | 763.712 |  | 692.641 | 0 | 2.715 | 68.356 | 0
25.10. | 23 | 764.7906 |  | 693.4436 | 0 | 2.715 | 68.632 | 0
25.10. | 24 | 730.0482 |  | 658.6062 | 0 | 2.534 | 68.908 | 0
26.10. | 1 | 728.6029 |  | 656.6209 | 0 | 3.258 | 68.724 | 0
26.10. | 2 | 729.6392 |  | 657.0222 | 0 | 3.801 | 68.816 | 0
26.10. | 3 | 729.6256 |  | 657.0116 | 0 | 3.982 | 68.632 | 0
26.10. | 4 | 733.0938 |  | 660.2008 | 0 | 3.801 | 69.092 | 0
26.10. | 5 | 728.9377 |  | 656.5997 | 0 | 3.982 | 68.356 | 0
26.10. | 6 | 728.0448 |  | 656.9798 | 0 | 3.077 | 67.988 | 0
26.10. | 7 | 741.9566 |  | 669.6306 | 0 | 4.706 | 67.62 | 0
26.10. | 8 | 764.1207 |  | 692.9787 | 0 | 3.982 | 67.16 | 0
26.10. | 9 | 784.8727 |  | 714.3627 | 0 | 3.258 | 67.252 | 0
26.10. | 10 | 782.8241 |  | 712.0291 | 0 | 2.715 | 68.08 | 0
26.10. | 11 | 779.0634 |  | 709.2624 | 0 | 1.629 | 68.172 | 0
26.10. | 12 | 778.3226 |  | 707.6996 | 0 | 1.991 | 68.632 | 0
26.10. | 13 | 774.7125 |  | 703.3595 | 0 | 2.353 | 69 | 0
26.10. | 14 | 757.8075 |  | 686.7275 | 0 | 2.172 | 68.908 | 0
26.10. | 15 | 764.5943 |  | 691.5113 | 0 | 3.439 | 69.644 | 0
26.10. | 16 | 764.9983 |  | 690.6663 | 0 | 5.792 | 68.54 | 0
26.10. | 17 | 771.316 |  | 695.809 | 0 | 7.059 | 68.448 | 0
26.10. | 18 | 776.7611 |  | 695.4501 | 0 | 12.127 | 69.184 | 0
26.10. | 19 | 781.8338 |  | 696.6328 | 0 | 16.109 | 69.092 | 0
26.10. | 20 | 809.2739 |  | 718.4499 | 0 | 20.996 | 69.828 | 0
26.10. | 21 | 814.0991 |  | 718.4711 | 0 | 25.34 | 70.288 | 0
26.10. | 22 | 797.2057 |  | 699.4207 | 0 | 28.417 | 69.368 | 0
26.10. | 23 | 799.5827 |  | 698.6287 | 0 | 31.494 | 69.46 | 0
26.10. | 24 | 794.307 |  | 691.163 | 0 | 32.58 | 70.564 | 0
27.10. | 1 | 771.0111 |  | 664.6151 | 0 | 36.2 | 70.196 | 0
27.10. | 2 | 777.2415 |  | 661.4365 | 0 | 45.793 | 70.012 | 0
27.10. | 3 | 793.6868 |  | 661.0458 | 0 | 62.445 | 70.196 | 0
27.10. | 4 | 802.6485 |  | 655.8925 | 0 | 76.744 | 70.012 | 0
27.10. | 5 | 812.6364 |  | 653.9284 | 0 | 88.328 | 70.38 | 0
27.10. | 6 | 826.9317 |  | 659.0817 | 0 | 97.378 | 70.472 | 0
27.10. | 7 | 850.7693 |  | 668.5433 | 0 | 112.582 | 69.644 | 0
27.10. | 8 | 885.0177 |  | 697.8897 | 0 | 116.564 | 70.564 | 0
27.10. | 9 | 882.5299 |  | 694.6899 | 0 | 118.012 | 69.828 | 0
27.10. | 10 | 874.3764 |  | 680.6974 | 0 | 126.519 | 67.16 | 0
27.10. | 11 | 876.7922 |  | 676.7692 | 0 | 132.311 | 67.712 | 0
27.10. | 12 | 886.6226 |  | 680.7186 | 0 | 138.284 | 67.62 | 0
27.10. | 13 | 897.8436 |  | 683.8866 | 0 | 146.429 | 67.528 | 0
27.10. | 14 | 896.1733 |  | 680.3173 | 0 | 148.42 | 67.436 | 0
27.10. | 15 | 882.5765 |  | 666.8215 | 0 | 148.963 | 66.792 | 0
27.10. | 16 | 887.6935 |  | 670.8345 | 0 | 148.963 | 67.896 | 0
27.10. | 17 | 886.9198 |  | 671.2358 | 0 | 147.696 | 67.988 | 0
27.10. | 18 | 884.1524 |  | 673.6224 | 0 | 142.266 | 68.264 | 0
27.10. | 19 | 884.4801 |  | 684.4151 | 0 | 129.777 | 70.288 | 0
27.10. | 20 | 878.4819 |  | 686.8229 | 0 | 120.727 | 70.932 | 0
27.10. | 21 | 863.1943 |  | 682.8523 | 0 | 109.686 | 70.656 | 0
27.10. | 22 | 855.5975 |  | 677.3295 | 0 | 107.152 | 71.116 | 0
27.10. | 23 | 851.7557 |  | 676.5587 | 0 | 103.713 | 71.484 | 0
27.10. | 24 | 842.0863 |  | 670.2333 | 0 | 100.093 | 71.76 | 0
28.10. | 1 | 825.6123 |  | 651.2253 | 0 | 102.627 | 71.76 | 0
28.10. | 2 | 820.344 |  | 643.696 | 0 | 104.98 | 71.668 | 0
28.10. | 3 | 812.8013 |  | 637.7083 | 0 | 104.437 | 70.656 | 0
28.10. | 4 | 812.1881 |  | 641.7001 | 0 | 99.188 | 71.3 | 0
28.10. | 5 | 821.4829 |  | 644.8469 | 0 | 105.704 | 70.932 | 0
28.10. | 6 | 831.5242 |  | 646.8322 | 0 | 113.668 | 71.024 | 0
28.10. | 7 | 846.3875 |  | 657.5295 | 0 | 117.65 | 71.208 | 0
28.10. | 8 | 889.8357 |  | 700.2657 | 0 | 119.098 | 70.472 | 0
28.10. | 9 | 896.6744 |  | 709.3684 | 0 | 116.926 | 70.38 | 0
28.10. | 10 | 895.8107 |  | 712.9377 | 0 | 112.401 | 70.472 | 0
28.10. | 11 | 885.8752 |  | 703.0112 | 0 | 112.944 | 69.92 | 0
28.10. | 12 | 884.4937 |  | 704.1727 | 0 | 110.953 | 69.368 | 0
28.10. | 13 | 886.5688 |  | 710.9418 | 0 | 105.523 | 70.104 | 0
28.10. | 14 | 885.1218 |  | 707.7738 | 0 | 107.152 | 70.196 | 0
28.10. | 15 | 893.2742 |  | 706.9712 | 0 | 116.383 | 69.92 | 0
28.10. | 16 | 902.3613 |  | 712.8953 | 0 | 119.822 | 69.644 | 0
28.10. | 17 | 904.8266 |  | 716.5176 | 0 | 117.469 | 70.84 | 0
28.10. | 18 | 903.4948 |  | 717.2778 | 0 | 116.021 | 70.196 | 0
28.10. | 19 | 918.5124 |  | 720.5094 | 0 | 126.519 | 71.484 | 0
28.10. | 20 | 913.3613 |  | 720.0763 | 0 | 122.537 | 70.748 | 0
28.10. | 21 | 908.3215 |  | 716.9295 | 0 | 120.184 | 71.208 | 0
28.10. | 22 | 908.4958 |  | 712.5788 | 0 | 124.709 | 71.208 | 0
28.10. | 23 | 902.9795 |  | 710.5935 | 0 | 121.27 | 71.116 | 0
28.10. | 24 | 893.1182 |  | 702.2722 | 0 | 119.822 | 71.024 | 0
29.10. | 1 | 828.9847 |  | 641.6047 | 0 | 118.012 | 69.368 | 0
29.10. | 2 | 814.5548 |  | 626.0388 | 0 | 121.632 | 66.884 | 0
29.10. | 3 | 818.0047 |  | 628.0347 | 0 | 122.718 | 67.252 | 0
29.10. | 4 | 815.8483 |  | 631.2133 | 0 | 117.107 | 67.528 | 0
29.10. | 5 | 819.3427 |  | 637.5917 | 0 | 113.487 | 68.264 | 0
29.10. | 6 | 822.6843 |  | 641.5623 | 0 | 112.582 | 68.54 | 0
29.10. | 7 | 817.1492 |  | 645.0892 | 0 | 104.256 | 67.804 | 0
29.10. | 8 | 850.1044 |  | 690.2544 | 0 | 91.586 | 68.264 | 0
29.10. | 9 | 838.5058 |  | 693.4118 | 0 | 77.106 | 67.988 | 0
29.10. | 10 | 823.5174 |  | 693.3694 | 0 | 62.988 | 67.16 | 0
29.10. | 11 | 826.5269 |  | 695.3759 | 0 | 63.531 | 67.62 | 0
29.10. | 12 | 834.9523 |  | 694.5733 | 0 | 72.943 | 67.436 | 0
29.10. | 13 | 818.819 |  | 685.354 | 0 | 68.237 | 65.228 | 0
29.10. | 14 | 832.0511 |  | 690.5921 | 0 | 74.391 | 67.068 | 0
29.10. | 15 | 826.4542 |  | 693.4012 | 0 | 65.341 | 67.712 | 0
29.10. | 16 | 830.3717 |  | 695.4077 | 0 | 66.608 | 68.356 | 0
29.10. | 17 | 831.3254 |  | 698.1744 | 0 | 64.979 | 68.172 | 0
29.10. | 18 | 823.4786 |  | 695.7666 | 0 | 60.092 | 67.62 | 0
29.10. | 19 | 824.5357 |  | 703.3277 | 0 | 52.852 | 68.356 | 0
29.10. | 20 | 836.7673 |  | 706.5063 | 0 | 61.721 | 68.54 | 0
29.10. | 21 | 850.0619 |  | 707.3089 | 0 | 74.029 | 68.724 | 0
29.10. | 22 | 860.4363 |  | 707.3513 | 0 | 83.441 | 69.644 | 0
29.10. | 23 | 873.045 |  | 710.171 | 0 | 92.31 | 70.564 | 0
29.10. | 24 | 883.5247 |  | 708.9777 | 0 | 104.075 | 70.472 | 0
30.10. | 1 | 834.116 |  | 651.457 | 0 | 114.211 | 68.448 | 0
30.10. | 2 | 825.7257 |  | 645.5117 | 0 | 111.858 | 68.356 | 0
30.10. | 3 | 806.5083 |  | 647.1063 | 0 | 90.862 | 68.54 | 0
30.10. | 4 | 779.6911 |  | 643.9171 | 0 | 67.694 | 68.08 | 0
30.10. | 5 | 767.6746 |  | 637.1586 | 0 | 62.988 | 67.528 | 0
30.10. | 6 | 756.1326 |  | 636.3136 | 0 | 53.395 | 66.424 | 0
30.10. | 7 | 762.0549 |  | 640.6219 | 0 | 55.929 | 65.504 | 0
30.10. | 8 | 832.8555 |  | 702.5145 | 0 | 62.445 | 67.896 | 0
30.10. | 9 | 849.0466 |  | 706.8546 | 0 | 74.572 | 67.62 | 0
30.10. | 10 | 858.3154 |  | 707.6254 | 0 | 83.622 | 67.068 | 0
30.10. | 11 | 856.6634 |  | 705.2494 | 0 | 84.346 | 67.068 | 0
30.10. | 12 | 852.879 |  | 705.26 | 0 | 80.183 | 67.436 | 0
30.10. | 13 | 847.1624 |  | 705.2494 | 0 | 74.753 | 67.16 | 0
30.10. | 14 | 850.4285 |  | 700.0325 | 0 | 84.708 | 65.688 | 0
30.10. | 15 | 856.6866 |  | 700.4126 | 0 | 90.862 | 65.412 | 0
30.10. | 16 | 862.9091 |  | 704.0031 | 0 | 93.034 | 65.872 | 0
30.10. | 17 | 872.2613 |  | 707.1923 | 0 | 98.645 | 66.424 | 0
30.10. | 18 | 871.4181 |  | 707.1711 | 0 | 98.283 | 65.964 | 0
30.10. | 19 | 877.0865 |  | 716.7175 | 0 | 93.577 | 66.792 | 0
30.10. | 20 | 885.5206 |  | 722.6946 | 0 | 95.206 | 67.62 | 0
30.10. | 21 | 884.8987 |  | 719.9067 | 0 | 97.74 | 67.252 | 0
30.10. | 22 | 883.2618 |  | 717.1718 | 0 | 98.102 | 67.988 | 0
30.10. | 23 | 871.2127 |  | 713.6237 | 0 | 89.233 | 68.356 | 0
30.10. | 24 | 871.5809 |  | 714.4369 | 0 | 88.328 | 68.816 | 0
31.10. | 1 | 810.517 |  | 653.833 | 0 | 88.328 | 68.356 | 0
31.10. | 2 | 794.4265 |  | 638.3095 | 0 | 89.233 | 66.884 | 0
31.10. | 3 | 780.4895 |  | 638.3095 | 0 | 75.296 | 66.884 | 0
31.10. | 4 | 769.0699 |  | 638.2989 | 0 | 64.255 | 66.516 | 0
31.10. | 5 | 754.0469 |  | 638.2989 | 0 | 49.232 | 66.516 | 0
31.10. | 6 | 736.5641 |  | 639.9041 | 0 | 29.684 | 66.976 | 0
31.10. | 7 | 730.5555 |  | 643.8535 | 0 | 19.91 | 66.792 | 0
31.10. | 8 | 757.733 |  | 674.372 | 0 | 16.109 | 67.252 | 0
31.10. | 9 | 760.1058 |  | 675.9348 | 0 | 17.195 | 66.976 | 0
31.10. | 10 | 776.4576 |  | 685.4176 | 0 | 24.616 | 66.424 | 0
31.10. | 11 | 793.0901 |  | 695.3441 | 0 | 30.77 | 66.976 | 0
31.10. | 12 | 794.187 |  | 697.34 | 0 | 29.503 | 67.344 | 0
31.10. | 13 | 789.1687 |  | 696.9387 | 0 | 24.978 | 67.252 | 0
31.10. | 14 | 769.0314 |  | 681.4364 | 0 | 21.539 | 66.056 | 0
31.10. | 15 | 768.9696 |  | 681.4576 | 0 | 20.996 | 66.516 | 0
31.10. | 16 | 767.9004 |  | 683.0204 | 0 | 18.824 | 66.056 | 0
31.10. | 17 | 763.6061 |  | 682.6191 | 0 | 15.023 | 65.964 | 0
31.10. | 18 | 767.6131 |  | 687.4241 | 0 | 13.213 | 66.976 | 0
31.10. | 19 | 779.6786 |  | 698.1956 | 0 | 12.851 | 68.632 | 0
31.10. | 20 | 784.8935 |  | 701.7755 | 0 | 14.118 | 69 | 0
31.10. | 21 | 789.4049 |  | 701.7649 | 0 | 18.824 | 68.816 | 0
31.10. | 22 | 782.5041 |  | 691.4371 | 0 | 22.987 | 68.08 | 0
31.10. | 23 | 768.8843 |  | 675.5653 | 0 | 25.883 | 67.436 | 0
31.10. | 24 | 770.7408 |  | 673.6118 | 0 | 29.141 | 67.988 | 0
01.11. | 1 | 727.3388 |  | 627.6758 | 0 | 31.675 | 67.988 | 0
01.11. | 2 | 731.3841 |  | 627.2851 | 0 | 36.019 | 68.08 | 0
01.11. | 3 | 734.4005 |  | 625.6905 | 0 | 40.906 | 67.804 | 0
01.11. | 4 | 732.4075 |  | 623.2615 | 0 | 42.354 | 66.792 | 0
01.11. | 5 | 726.3774 |  | 624.4654 | 0 | 34.752 | 67.16 | 0
01.11. | 6 | 724.1871 |  | 623.2721 | 0 | 33.847 | 67.068 | 0
01.11. | 7 | 716.8437 |  | 618.4777 | 0 | 32.218 | 66.148 | 0
01.11. | 8 | 722.4686 |  | 619.7346 | 0 | 35.114 | 67.62 | 0
01.11. | 9 | 725.0711 |  | 623.3251 | 0 | 33.666 | 68.08 | 0
01.11. | 10 | 719.3303 |  | 622.5543 | 0 | 28.236 | 68.54 | 0
01.11. | 11 | 714.7541 |  | 623.3251 | 0 | 23.349 | 68.08 | 0
01.11. | 12 | 714.3649 |  | 623.3039 | 0 | 23.349 | 67.712 | 0
01.11. | 13 | 718.7116 |  | 621.3186 | 0 | 29.865 | 67.528 | 0
01.11. | 14 | 720.1591 |  | 618.5201 | 0 | 34.571 | 67.068 | 0
01.11. | 15 | 734.1028 |  | 622.1318 | 0 | 43.983 | 67.988 | 0
01.11. | 16 | 743.9154 |  | 627.6864 | 0 | 47.965 | 68.264 | 0
01.11. | 17 | 748.1061 |  | 631.2451 | 0 | 48.689 | 68.172 | 0
01.11. | 18 | 748.6313 |  | 632.8503 | 0 | 47.241 | 68.54 | 0
01.11. | 19 | 747.7238 |  | 626.8838 | 0 | 52.852 | 67.988 | 0
01.11. | 20 | 752.978 |  | 621.361 | 0 | 63.169 | 68.448 | 0
01.11. | 21 | 756.1739 |  | 620.1359 | 0 | 68.418 | 67.62 | 0
01.11. | 22 | 763.1545 |  | 620.8855 | 0 | 75.477 | 66.792 | 0
01.11. | 23 | 769.397 |  | 618.087 | 0 | 85.07 | 66.24 | 0
01.11. | 24 | 781.0102 |  | 621.2762 | 0 | 93.034 | 66.7 | 0
02.11. | 1 | 799.676 |  | 631.604 | 0 | 100.636 | 67.436 | 0
02.11. | 2 | 790.6729 |  | 623.9899 | 0 | 101.179 | 65.504 | 0
02.11. | 3 | 796.3717 |  | 625.6057 | 0 | 104.618 | 66.148 | 0
02.11. | 4 | 796.6261 |  | 623.1661 | 0 | 108.6 | 64.86 | 0
02.11. | 5 | 801.8049 |  | 627.1579 | 0 | 109.143 | 65.504 | 0
02.11. | 6 | 801.8776 |  | 629.1326 | 0 | 107.333 | 65.412 | 0
02.11. | 7 | 811.8984 |  | 644.2124 | 0 | 101.722 | 65.964 | 0
02.11. | 8 | 839.6533 |  | 673.1363 | 0 | 100.093 | 66.424 | 0
02.11. | 9 | 839.3922 |  | 681.4682 | 0 | 91.224 | 66.7 | 0
02.11. | 10 | 833.7854 |  | 689.3564 | 0 | 78.373 | 66.056 | 0
02.11. | 11 | 823.9476 |  | 696.4526 | 0 | 62.083 | 65.412 | 0
02.11. | 12 | 813.546 |  | 696.389 | 0 | 53.033 | 64.124 | 0
02.11. | 13 | 813.618 |  | 702.778 | 0 | 45.612 | 65.228 | 0
02.11. | 14 | 784.9784 |  | 678.2154 | 0 | 41.811 | 64.952 | 0
02.11. | 15 | 777.1249 |  | 671.4569 | 0 | 41.268 | 64.4 | 0
02.11. | 16 | 777.6046 |  | 671.8476 | 0 | 41.449 | 64.308 | 0
02.11. | 17 | 789.3348 |  | 679.8418 | 0 | 43.621 | 65.872 | 0
02.11. | 18 | 798.8477 |  | 688.1737 | 0 | 44.526 | 66.148 | 0
02.11. | 19 | 808.4788 |  | 700.4338 | 0 | 42.173 | 65.872 | 0
02.11. | 20 | 820.7861 |  | 714.3521 | 0 | 39.458 | 66.976 | 0
02.11. | 21 | 813.2516 |  | 712.3456 | 0 | 34.39 | 66.516 | 0
02.11. | 22 | 804.9251 |  | 708.8081 | 0 | 29.141 | 66.976 | 0
02.11. | 23 | 787.4863 |  | 692.9893 | 0 | 26.969 | 67.528 | 0
02.11. | 24 | 780.1946 |  | 690.2226 | 0 | 22.444 | 67.528 | 0
03.11. | 1 | 741.2432 |  | 650.6332 | 0 | 22.806 | 67.804 | 0
03.11. | 2 | 741.2385 |  | 649.4505 | 0 | 23.892 | 67.896 | 0
03.11. | 3 | 737.9513 |  | 646.2613 | 0 | 24.254 | 67.436 | 0
03.11. | 4 | 735.3854 |  | 645.0574 | 0 | 23.168 | 67.16 | 0
03.11. | 5 | 735.0736 |  | 647.4546 | 0 | 20.091 | 67.528 | 0
03.11. | 6 | 731.2966 |  | 646.6626 | 0 | 17.014 | 67.62 | 0
03.11. | 7 | 733.3907 |  | 650.2107 | 0 | 15.928 | 67.252 | 0
03.11. | 8 | 759.364 |  | 677.54 | 0 | 14.48 | 67.344 | 0
03.11. | 9 | 767.8196 |  | 686.2626 | 0 | 13.937 | 67.62 | 0
03.11. | 10 | 758.7975 |  | 681.8695 | 0 | 10.136 | 66.792 | 0
03.11. | 11 | 754.6659 |  | 680.2749 | 0 | 7.783 | 66.608 | 0
03.11. | 12 | 752.5992 |  | 679.0392 | 0 | 7.964 | 65.596 | 0
03.11. | 13 | 760.881 |  | 684.668 | 0 | 8.869 | 67.344 | 0
03.11. | 14 | 757.9961 |  | 678.7121 | 0 | 12.308 | 66.976 | 0
03.11. | 15 | 757.7409 |  | 677.1069 | 0 | 14.118 | 66.516 | 0
03.11. | 16 | 765.134 |  | 681.5 | 0 | 16.29 | 67.344 | 0
03.11. | 17 | 771.1849 |  | 687.4559 | 0 | 16.109 | 67.62 | 0
03.11. | 18 | 770.6978 |  | 687.8678 | 0 | 14.842 | 67.988 | 0
03.11. | 19 | 763.5532 |  | 681.4682 | 0 | 15.385 | 66.7 | 0
03.11. | 20 | 762.351 |  | 680.708 | 0 | 14.299 | 67.344 | 0
03.11. | 21 | 758.0023 |  | 679.5253 | 0 | 11.041 | 67.436 | 0
03.11. | 22 | 758.0342 |  | 680.7292 | 0 | 9.593 | 67.712 | 0
03.11. | 23 | 759.4367 |  | 679.5147 | 0 | 12.67 | 67.252 | 0
03.11. | 24 | 758.5542 |  | 678.3532 | 0 | 12.489 | 67.712 | 0
04.11. | 1 | 724.5091 |  | 646.2931 | 0 | 10.136 | 68.08 | 0
04.11. | 2 | 723.1667 |  | 646.3037 | 0 | 8.507 | 68.356 | 0
04.11. | 3 | 721.5812 |  | 645.0892 | 0 | 8.688 | 67.804 | 0
04.11. | 4 | 722.6039 |  | 645.4799 | 0 | 9.412 | 67.712 | 0
04.11. | 5 | 726.4123 |  | 644.6773 | 0 | 14.299 | 67.436 | 0
04.11. | 6 | 720.1324 |  | 641.0444 | 0 | 13.032 | 66.056 | 0
04.11. | 7 | 730.9484 |  | 648.9644 | 0 | 15.928 | 66.056 | 0
04.11. | 8 | 787.626 |  | 698.924 | 0 | 21.358 | 67.344 | 0
04.11. | 9 | 798.7889 |  | 707.2029 | 0 | 24.978 | 66.608 | 0
04.11. | 10 | 803.7622 |  | 709.1882 | 0 | 27.874 | 66.7 | 0
04.11. | 11 | 807.195 |  | 708.375 | 0 | 32.58 | 66.24 | 0
04.11. | 12 | 816.1901 |  | 704.7951 | 0 | 45.431 | 65.964 | 0
04.11. | 13 | 835.2033 |  | 708.0373 | 0 | 59.73 | 67.436 | 0
04.11. | 14 | 848.8621 |  | 704.0561 | 0 | 77.83 | 66.976 | 0
04.11. | 15 | 865.8746 |  | 704.4256 | 0 | 95.025 | 66.424 | 0
04.11. | 16 | 878.7303 |  | 705.6083 | 0 | 106.79 | 66.332 | 0
04.11. | 17 | 903.6453 |  | 716.7493 | 0 | 119.46 | 67.436 | 0
04.11. | 18 | 911.1647 |  | 719.1147 | 0 | 124.89 | 67.16 | 0
04.11. | 19 | 905.6763 |  | 713.4753 | 0 | 126.881 | 65.32 | 0
04.11. | 20 | 901.5875 |  | 715.0805 | 0 | 120.727 | 65.78 | 0
04.11. | 21 | 883.3745 |  | 715.8725 | 0 | 101.722 | 65.78 | 0
04.11. | 22 | 895.0117 |  | 717.5307 | 0 | 110.229 | 67.252 | 0
04.11. | 23 | 882.5536 |  | 712.3986 | 0 | 102.627 | 67.528 | 0
04.11. | 24 | 882.6812 |  | 708.4492 | 0 | 106.428 | 67.804 | 0
05.11. | 1 | 838.3371 |  | 656.5891 | 0 | 113.668 | 68.08 | 0
05.11. | 2 | 837.1744 |  | 649.0174 | 0 | 121.089 | 67.068 | 0
05.11. | 3 | 831.0755 |  | 645.3845 | 0 | 120.003 | 65.688 | 0
05.11. | 4 | 834.6431 |  | 647.7711 | 0 | 120.908 | 65.964 | 0
05.11. | 5 | 826.3109 |  | 646.9579 | 0 | 113.849 | 65.504 | 0
05.11. | 6 | 825.3169 |  | 646.9579 | 0 | 112.763 | 65.596 | 0
05.11. | 7 | 838.1647 |  | 654.9097 | 0 | 117.107 | 66.148 | 0
05.11. | 8 | 881.2942 |  | 694.8792 | 0 | 120.727 | 65.688 | 0
05.11. | 9 | 890.4975 |  | 700.8245 | 0 | 123.985 | 65.688 | 0
05.11. | 10 | 890.2104 |  | 698.0154 | 0 | 127.243 | 64.952 | 0
05.11. | 11 | 894.1039 |  | 700.8139 | 0 | 127.786 | 65.504 | 0
05.11. | 12 | 902.4346 |  | 701.9966 | 0 | 135.026 | 65.412 | 0
05.11. | 13 | 905.2579 |  | 700.0219 | 0 | 139.732 | 65.504 | 0
05.11. | 14 | 907.7694 |  | 700.4444 | 0 | 141.361 | 65.964 | 0
05.11. | 15 | 908.284 |  | 702.039 | 0 | 139.913 | 66.332 | 0
05.11. | 16 | 901.043 |  | 705.207 | 0 | 129.596 | 66.24 | 0
05.11. | 17 | 894.2345 |  | 705.6295 | 0 | 121.813 | 66.792 | 0
05.11. | 18 | 897.3125 |  | 711.9655 | 0 | 118.555 | 66.792 | 0
05.11. | 19 | 890.2557 |  | 707.1817 | 0 | 116.926 | 66.148 | 0
05.11. | 20 | 879.9441 |  | 703.9501 | 0 | 111.134 | 64.86 | 0
05.11. | 21 | 876.8229 |  | 709.5789 | 0 | 100.636 | 66.608 | 0
05.11. | 22 | 870.7745 |  | 709.5895 | 0 | 94.301 | 66.884 | 0
05.11. | 23 | 868.2662 |  | 709.9802 | 0 | 91.586 | 66.7 | 0
05.11. | 24 | 864.2612 |  | 707.6042 | 0 | 89.957 | 66.7 | 0
06.11. | 1 | 809.8172 |  | 655.3322 | 0 | 87.785 | 66.7 | 0
06.11. | 2 | 796.8591 |  | 646.1871 | 0 | 84.708 | 65.964 | 0
06.11. | 3 | 794.7457 |  | 644.6137 | 0 | 83.984 | 66.148 | 0
06.11. | 4 | 803.2003 |  | 647.0003 | 0 | 89.776 | 66.424 | 0
06.11. | 5 | 798.9945 |  | 643.8005 | 0 | 89.414 | 65.78 | 0
06.11. | 6 | 795.6685 |  | 643.0085 | 0 | 86.88 | 65.78 | 0
06.11. | 7 | 801.7644 |  | 647.3804 | 0 | 88.328 | 66.056 | 0
06.11. | 8 | 844.2107 |  | 687.3817 | 0 | 90.681 | 66.148 | 0
06.11. | 9 | 853.6781 |  | 694.4991 | 0 | 93.215 | 65.964 | 0
06.11. | 10 | 854.0851 |  | 692.9151 | 0 | 95.206 | 65.964 | 0
06.11. | 11 | 861.6945 |  | 692.1125 | 0 | 103.894 | 65.688 | 0
06.11. | 12 | 872.7234 |  | 691.7324 | 0 | 114.935 | 66.056 | 0
06.11. | 13 | 878.7911 |  | 689.7471 | 0 | 123.08 | 65.964 | 0
06.11. | 14 | 882.9494 |  | 688.5644 | 0 | 128.329 | 66.056 | 0
06.11. | 15 | 881.3869 |  | 689.7259 | 0 | 126.157 | 65.504 | 0
06.11. | 16 | 884.6464 |  | 689.3564 | 0 | 129.234 | 66.056 | 0
06.11. | 17 | 894.1907 |  | 696.0937 | 0 | 131.949 | 66.148 | 0
06.11. | 18 | 901.1523 |  | 700.0643 | 0 | 134.664 | 66.424 | 0
06.11. | 19 | 917.7257 |  | 708.0267 | 0 | 142.447 | 67.252 | 0
06.11. | 20 | 923.9331 |  | 711.9761 | 0 | 144.981 | 66.976 | 0
06.11. | 21 | 923.1463 |  | 705.6613 | 0 | 150.049 | 67.436 | 0
06.11. | 22 | 928.5778 |  | 705.2918 | 0 | 155.298 | 67.988 | 0
06.11. | 23 | 927.5818 |  | 702.1238 | 0 | 157.47 | 67.988 | 0
06.11. | 24 | 925.1304 |  | 699.7584 | 0 | 157.108 | 68.264 | 0
07.11. | 1 | 850.2727 |  | 638.3837 | 0 | 143.533 | 68.356 | 0
07.11. | 2 | 839.4107 |  | 635.2157 | 0 | 135.931 | 68.264 | 0
07.11. | 3 | 834.7272 |  | 634.7932 | 0 | 132.13 | 67.804 | 0
07.11. | 4 | 835.4579 |  | 638.4049 | 0 | 128.329 | 68.724 | 0
07.11. | 5 | 836.2996 |  | 638.7956 | 0 | 128.872 | 68.632 | 0
07.11. | 6 | 831.2934 |  | 638.7744 | 0 | 124.347 | 68.172 | 0
07.11. | 7 | 826.2249 |  | 645.4799 | 0 | 113.125 | 67.62 | 0
07.11. | 8 | 841.1456 |  | 675.9666 | 0 | 97.559 | 67.62 | 0
07.11. | 9 | 831.7665 |  | 683.5065 | 0 | 80.364 | 67.896 | 0
07.11. | 10 | 813.7795 |  | 682.7145 | 0 | 63.169 | 67.896 | 0
07.11. | 11 | 810.9102 |  | 689.4412 | 0 | 53.757 | 67.712 | 0
07.11. | 12 | 797.6245 |  | 687.4665 | 0 | 42.354 | 67.804 | 0
07.11. | 13 | 789.0611 |  | 684.2561 | 0 | 37.829 | 66.976 | 0
07.11. | 14 | 772.5174 |  | 672.7774 | 0 | 32.58 | 67.16 | 0
07.11. | 15 | 761.8013 |  | 666.8533 | 0 | 27.512 | 67.436 | 0
07.11. | 16 | 757.7434 |  | 673.5694 | 0 | 17.014 | 67.16 | 0
07.11. | 17 | 759.7114 |  | 680.6974 | 0 | 11.946 | 67.068 | 0
07.11. | 18 | 764.2792 |  | 683.8972 | 0 | 12.67 | 67.712 | 0
07.11. | 19 | 772.107 |  | 690.265 | 0 | 13.394 | 68.448 | 0
07.11. | 20 | 777.2828 |  | 694.9958 | 0 | 14.299 | 67.988 | 0
07.11. | 21 | 770.7742 |  | 684.6892 | 0 | 18.281 | 67.804 | 0
07.11. | 22 | 773.2867 |  | 681.9437 | 0 | 22.987 | 68.356 | 0
07.11. | 23 | 766.4339 |  | 669.2929 | 0 | 28.417 | 68.724 | 0
07.11. | 24 | 764.4038 |  | 660.9398 | 0 | 35.476 | 67.988 | 0
08.11. | 1 | 728.9344 |  | 616.5984 | 0 | 44.164 | 68.172 | 0
08.11. | 2 | 730.6086 |  | 607.8016 | 0 | 56.291 | 66.516 | 0
08.11. | 3 | 743.3864 |  | 612.5324 | 0 | 64.798 | 66.056 | 0
08.11. | 4 | 758.2667 |  | 616.8407 | 0 | 76.382 | 65.044 | 0
08.11. | 5 | 763.2212 |  | 614.8342 | 0 | 83.803 | 64.584 | 0
08.11. | 6 | 768.6675 |  | 612.8595 | 0 | 91.224 | 64.584 | 0
08.11. | 7 | 791.6078 |  | 622.7648 | 0 | 104.075 | 64.768 | 0
08.11. | 8 | 828.3365 |  | 656.4195 | 0 | 107.333 | 64.584 | 0
08.11. | 9 | 843.5304 |  | 668.7114 | 0 | 109.867 | 64.952 | 0
08.11. | 10 | 837.9394 |  | 662.3224 | 0 | 111.677 | 63.94 | 0
08.11. | 11 | 844.7499 |  | 664.3289 | 0 | 116.021 | 64.4 | 0
08.11. | 12 | 848.4634 |  | 663.9594 | 0 | 119.46 | 65.044 | 0
08.11. | 13 | 841.8304 |  | 659.1544 | 0 | 118.736 | 63.94 | 0
08.11. | 14 | 848.4505 |  | 658.7955 | 0 | 125.071 | 64.584 | 0
08.11. | 15 | 849.5904 |  | 656.7784 | 0 | 128.872 | 63.94 | 0
08.11. | 16 | 864.653 |  | 667.93 | 0 | 131.587 | 65.136 | 0
08.11. | 17 | 869.1936 |  | 671.1086 | 0 | 132.673 | 65.412 | 0
08.11. | 18 | 860.2123 |  | 667.4863 | 0 | 128.51 | 64.216 | 0
08.11. | 19 | 869.3724 |  | 675.8924 | 0 | 127.424 | 66.056 | 0
08.11. | 20 | 866.7729 |  | 681.0669 | 0 | 119.098 | 66.608 | 0
08.11. | 21 | 864.9505 |  | 679.4405 | 0 | 119.822 | 65.688 | 0
08.11. | 22 | 857.351 |  | 675.903 | 0 | 115.116 | 66.332 | 0
08.11. | 23 | 838.2379 |  | 669.9259 | 0 | 102.808 | 65.504 | 0
08.11. | 24 | 827.9261 |  | 673.9071 | 0 | 88.147 | 65.872 | 0
09.11. | 1 | 775.8052 |  | 633.1032 | 0 | 77.106 | 65.596 | 0
09.11. | 2 | 754.0256 |  | 628.3406 | 0 | 60.273 | 65.412 | 0
09.11. | 3 | 740.8064 |  | 627.5274 | 0 | 48.327 | 64.952 | 0
09.11. | 4 | 738.5773 |  | 628.7313 | 0 | 44.526 | 65.32 | 0
09.11. | 5 | 736.0502 |  | 625.1302 | 0 | 46.336 | 64.584 | 0
09.11. | 6 | 743.4838 |  | 628.3088 | 0 | 50.499 | 64.676 | 0
09.11. | 7 | 760.9506 |  | 639.4286 | 0 | 56.11 | 65.412 | 0
09.11. | 8 | 795.5691 |  | 673.0621 | 0 | 57.739 | 64.768 | 0
09.11. | 9 | 808.8239 |  | 680.1689 | 0 | 64.255 | 64.4 | 0
09.11. | 10 | 829.722 |  | 690.845 | 0 | 74.753 | 64.124 | 0
09.11. | 11 | 853.9582 |  | 702.6932 | 0 | 87.785 | 63.48 | 0
09.11. | 12 | 860.9383 |  | 699.9053 | 0 | 97.921 | 63.112 | 0
09.11. | 13 | 875.606 |  | 703.517 | 0 | 108.057 | 64.032 | 0
09.11. | 14 | 864.7445 |  | 684.1395 | 0 | 116.021 | 64.584 | 0
09.11. | 15 | 863.6491 |  | 681.7741 | 0 | 117.107 | 64.768 | 0
09.11. | 16 | 869.1392 |  | 680.5702 | 0 | 123.985 | 64.584 | 0
09.11. | 17 | 870.6416 |  | 681.3516 | 0 | 124.89 | 64.4 | 0
09.11. | 18 | 876.7946 |  | 684.5196 | 0 | 127.967 | 64.308 | 0
09.11. | 19 | 882.1801 |  | 689.6411 | 0 | 128.691 | 63.848 | 0
09.11. | 20 | 898.5443 |  | 700.7503 | 0 | 133.578 | 64.216 | 0
09.11. | 21 | 902.2988 |  | 702.7038 | 0 | 135.931 | 63.664 | 0
09.11. | 22 | 896.7983 |  | 695.9453 | 0 | 137.741 | 63.112 | 0
09.11. | 23 | 883.5764 |  | 677.3704 | 0 | 142.266 | 63.94 | 0
09.11. | 24 | 887.3047 |  | 675.3957 | 0 | 147.877 | 64.032 | 0
10.11. | 1 | 853.5966 |  | 637.7916 | 0 | 151.497 | 64.308 | 0
10.11. | 2 | 855.6205 |  | 635.8275 | 0 | 155.117 | 64.676 | 0
10.11. | 3 | 850.5354 |  | 633.0184 | 0 | 153.669 | 63.848 | 0
10.11. | 4 | 853.2539 |  | 635.8169 | 0 | 152.945 | 64.492 | 0
10.11. | 5 | 851.3969 |  | 634.2329 | 0 | 152.764 | 64.4 | 0
10.11. | 6 | 850.3109 |  | 634.2329 | 0 | 151.678 | 64.4 | 0
10.11. | 7 | 854.172 |  | 642.533 | 0 | 147.515 | 64.124 | 0
10.11. | 8 | 878.7789 |  | 670.6649 | 0 | 143.714 | 64.4 | 0
10.11. | 9 | 886.9971 |  | 675.4381 | 0 | 146.791 | 64.768 | 0
10.11. | 10 | 890.6097 |  | 676.2407 | 0 | 149.325 | 65.044 | 0
10.11. | 11 | 890.5773 |  | 671.4993 | 0 | 153.85 | 65.228 | 0
10.11. | 12 | 872.3212 |  | 658.3412 | 0 | 150.592 | 63.388 | 0
10.11. | 13 | 875.5978 |  | 660.7808 | 0 | 150.049 | 64.768 | 0
10.11. | 14 | 877.8895 |  | 663.6005 | 0 | 148.601 | 65.688 | 0
10.11. | 15 | 869.5593 |  | 665.9553 | 0 | 138.284 | 65.32 | 0
10.11. | 16 | 859.1674 |  | 668.7644 | 0 | 124.347 | 66.056 | 0
10.11. | 17 | 846.2385 |  | 672.3125 | 0 | 108.238 | 65.688 | 0
10.11. | 18 | 838.1662 |  | 674.2872 | 0 | 98.283 | 65.596 | 0
10.11. | 19 | 840.8471 |  | 677.8671 | 0 | 97.016 | 65.964 | 0
10.11. | 20 | 847.9427 |  | 680.2537 | 0 | 101.541 | 66.148 | 0
10.11. | 21 | 855.1948 |  | 680.6338 | 0 | 108.781 | 65.78 | 0
10.11. | 22 | 864.6506 |  | 680.6656 | 0 | 117.469 | 66.516 | 0
10.11. | 23 | 861.4146 |  | 676.7056 | 0 | 118.193 | 66.516 | 0
10.11. | 24 | 858.1022 |  | 675.9242 | 0 | 115.478 | 66.7 | 0
11.11. | 1 | 825.4603 |  | 637.4963 | 0 | 121.632 | 66.332 | 0
11.11. | 2 | 812.905 |  | 629.122 | 0 | 118.555 | 65.228 | 0
11.11. | 3 | 818.9161 |  | 631.1391 | 0 | 121.813 | 65.964 | 0
11.11. | 4 | 823.2722 |  | 631.5192 | 0 | 126.157 | 65.596 | 0
11.11. | 5 | 822.6293 |  | 629.5233 | 0 | 127.786 | 65.32 | 0
11.11. | 6 | 828.7581 |  | 631.9311 | 0 | 130.863 | 65.964 | 0
11.11. | 7 | 833.2282 |  | 637.8552 | 0 | 129.777 | 65.596 | 0
11.11. | 8 | 872.368 |  | 677.381 | 0 | 130.863 | 64.124 | 0
11.11. | 9 | 856.0102 |  | 678.8802 | 0 | 114.754 | 62.376 | 0
11.11. | 10 | 853.8061 |  | 684.8891 | 0 | 105.161 | 63.756 | 0
11.11. | 11 | 865.2037 |  | 688.1207 | 0 | 112.039 | 65.044 | 0
11.11. | 12 | 841.2867 |  | 683.3157 | 0 | 93.939 | 64.032 | 0
11.11. | 13 | 819.5217 |  | 684.8997 | 0 | 70.59 | 64.032 | 0
11.11. | 14 | 803.6442 |  | 688.5432 | 0 | 49.413 | 65.688 | 0
11.11. | 15 | 816.8441 |  | 691.3311 | 0 | 59.549 | 65.964 | 0
11.11. | 16 | 809.9646 |  | 691.7006 | 0 | 52.852 | 65.412 | 0
11.11. | 17 | 812.915 |  | 701.986 | 0 | 45.793 | 65.136 | 0
11.11. | 18 | 815.1785 |  | 708.6915 | 0 | 41.811 | 64.676 | 0
11.11. | 19 | 794.6273 |  | 707.8783 | 0 | 22.625 | 64.124 | 0
11.11. | 20 | 793.0896 |  | 712.2926 | 0 | 15.385 | 65.412 | 0
11.11. | 21 | 784.3932 |  | 706.7592 | 0 | 11.946 | 65.688 | 0
11.11. | 22 | 785.6634 |  | 707.5724 | 0 | 12.127 | 65.964 | 0
11.11. | 23 | 772.0943 |  | 697.6353 | 0 | 9.231 | 65.228 | 0
11.11. | 24 | 764.9369 |  | 695.2699 | 0 | 4.163 | 65.504 | 0
12.11. | 1 | 708.4124 |  | 639.4604 | 0 | 2.896 | 66.056 | 0
12.11. | 2 | 706.5371 |  | 636.6831 | 0 | 3.982 | 65.872 | 0
12.11. | 3 | 712.7381 |  | 638.2671 | 0 | 8.507 | 65.964 | 0
12.11. | 4 | 715.415 |  | 636.25 | 0 | 13.937 | 65.228 | 0
12.11. | 5 | 715.4726 |  | 637.8446 | 0 | 12.308 | 65.32 | 0
12.11. | 6 | 709.6863 |  | 635.8593 | 0 | 8.507 | 65.32 | 0
12.11. | 7 | 705.434 |  | 634.613 | 0 | 6.697 | 64.124 | 0
12.11. | 8 | 747.2621 |  | 676.9161 | 0 | 7.602 | 62.744 | 0
12.11. | 9 | 754.5785 |  | 683.2415 | 0 | 8.869 | 62.468 | 0
12.11. | 10 | 754.2934 |  | 682.8614 | 0 | 8.688 | 62.744 | 0
12.11. | 11 | 747.9851 |  | 680.0841 | 0 | 5.249 | 62.652 | 0
12.11. | 12 | 743.9047 |  | 677.7187 | 0 | 3.258 | 62.928 | 0
12.11. | 13 | 742.6948 |  | 676.5148 | 0 | 3.62 | 62.56 | 0
12.11. | 14 | 745.3403 |  | 676.0923 | 0 | 7.24 | 62.008 | 0
12.11. | 15 | 745.6672 |  | 673.3362 | 0 | 9.955 | 62.376 | 0
12.11. | 16 | 750.7671 |  | 674.5401 | 0 | 13.575 | 62.652 | 0
12.11. | 17 | 757.068 |  | 678.12 | 0 | 15.928 | 63.02 | 0
12.11. | 18 | 764.9551 |  | 678.5001 | 0 | 23.711 | 62.744 | 0
12.11. | 19 | 775.1537 |  | 682.5237 | 0 | 28.598 | 64.032 | 0
12.11. | 20 | 785.5867 |  | 690.4967 | 0 | 30.046 | 65.044 | 0
12.11. | 21 | 786.2971 |  | 690.4861 | 0 | 30.951 | 64.86 | 0
12.11. | 22 | 785.6992 |  | 686.9062 | 0 | 34.209 | 64.584 | 0
12.11. | 23 | 792.0028 |  | 688.5008 | 0 | 38.734 | 64.768 | 0
12.11. | 24 | 795.0375 |  | 688.0995 | 0 | 42.354 | 64.584 | 0
13.11. | 1 | 741.4498 |  | 633.0608 | 0 | 43.621 | 64.768 | 0
13.11. | 2 | 737.2769 |  | 627.8969 | 0 | 44.888 | 64.492 | 0
13.11. | 3 | 734.9869 |  | 626.2599 | 0 | 45.431 | 63.296 | 0
13.11. | 4 | 734.2194 |  | 627.4744 | 0 | 42.897 | 63.848 | 0
13.11. | 5 | 733.9788 |  | 622.7118 | 0 | 47.603 | 63.664 | 0
13.11. | 6 | 727.8176 |  | 615.5626 | 0 | 49.051 | 63.204 | 0
13.11. | 7 | 745.2117 |  | 624.7077 | 0 | 56.472 | 64.032 | 0
13.11. | 8 | 810.3367 |  | 679.4087 | 0 | 65.884 | 65.044 | 0
13.11. | 9 | 814.4055 |  | 684.9315 | 0 | 64.798 | 64.676 | 0
13.11. | 10 | 801.8994 |  | 682.1224 | 0 | 55.929 | 63.848 | 0
13.11. | 11 | 797.5695 |  | 685.6705 | 0 | 48.327 | 63.572 | 0
13.11. | 12 | 784.0563 |  | 685.6493 | 0 | 35.295 | 63.112 | 0
13.11. | 13 | 775.9563 |  | 684.0653 | 0 | 28.779 | 63.112 | 0
13.11. | 14 | 771.5129 |  | 684.8679 | 0 | 23.349 | 63.296 | 0
13.11. | 15 | 765.6331 |  | 683.2521 | 0 | 19.729 | 62.652 | 0
13.11. | 16 | 761.2416 |  | 678.8696 | 0 | 20.272 | 62.1 | 0
13.11. | 17 | 766.7955 |  | 680.0735 | 0 | 24.254 | 62.468 | 0
13.11. | 18 | 780.9578 |  | 682.9038 | 0 | 34.39 | 63.664 | 0
13.11. | 19 | 796.7733 |  | 686.4943 | 0 | 46.155 | 64.124 | 0
13.11. | 20 | 812.0236 |  | 692.4926 | 0 | 54.119 | 65.412 | 0
13.11. | 21 | 814.5576 |  | 692.4926 | 0 | 56.653 | 65.412 | 0
13.11. | 22 | 812.7184 |  | 689.3034 | 0 | 58.463 | 64.952 | 0
13.11. | 23 | 816.8683 |  | 692.0913 | 0 | 59.549 | 65.228 | 0
13.11. | 24 | 825.7497 |  | 693.7177 | 0 | 65.884 | 66.148 | 0
14.11. | 1 | 771.3796 |  | 632.3006 | 0 | 73.667 | 65.412 | 0
14.11. | 2 | 769.9358 |  | 629.9458 | 0 | 74.21 | 65.78 | 0
14.11. | 3 | 760.8247 |  | 625.5527 | 0 | 70.228 | 65.044 | 0
14.11. | 4 | 764.4618 |  | 628.3618 | 0 | 70.228 | 65.872 | 0
14.11. | 5 | 774.5669 |  | 632.7549 | 0 | 75.296 | 66.516 | 0
14.11. | 6 | 764.4608 |  | 622.0258 | 0 | 76.563 | 65.872 | 0
14.11. | 7 | 773.8921 |  | 629.5551 | 0 | 78.373 | 65.964 | 0
14.11. | 8 | 813.5324 |  | 666.3884 | 0 | 81.088 | 66.056 | 0
14.11. | 9 | 817.4689 |  | 674.6779 | 0 | 77.287 | 65.504 | 0
14.11. | 10 | 817.2906 |  | 682.9356 | 0 | 70.047 | 64.308 | 0
14.11. | 11 | 815.6129 |  | 689.6729 | 0 | 61.54 | 64.4 | 0
14.11. | 12 | 803.7646 |  | 686.9486 | 0 | 51.404 | 65.412 | 0
14.11. | 13 | 782.6192 |  | 677.4022 | 0 | 40.725 | 64.492 | 0
14.11. | 14 | 763.2042 |  | 659.9782 | 0 | 38.734 | 64.492 | 0
14.11. | 15 | 770.0803 |  | 666.0083 | 0 | 37.648 | 66.424 | 0
14.11. | 16 | 769.7549 |  | 668.3949 | 0 | 34.752 | 66.608 | 0
14.11. | 17 | 776.9163 |  | 676.3573 | 0 | 33.123 | 67.436 | 0
14.11. | 18 | 785.6273 |  | 678.7333 | 0 | 39.458 | 67.436 | 0
14.11. | 19 | 799.0416 |  | 683.0946 | 0 | 48.327 | 67.62 | 0
14.11. | 20 | 816.2668 |  | 692.6198 | 0 | 55.567 | 68.08 | 0
14.11. | 21 | 833.1819 |  | 696.2209 | 0 | 68.237 | 68.724 | 0
14.11. | 22 | 832.3617 |  | 689.0717 | 0 | 74.934 | 68.356 | 0
14.11. | 23 | 814.2656 |  | 666.4626 | 0 | 80.183 | 67.62 | 0
14.11. | 24 | 809.0005 |  | 660.4855 | 0 | 81.631 | 66.884 | 0
15.11. | 1 | 768.2151 |  | 621.6881 | 0 | 79.459 | 67.068 | 0
15.11. | 2 | 758.5447 |  | 618.5307 | 0 | 72.762 | 67.252 | 0
15.11. | 3 | 752.2777 |  | 619.3227 | 0 | 65.703 | 67.252 | 0
15.11. | 4 | 747.6098 |  | 621.3398 | 0 | 58.282 | 67.988 | 0
15.11. | 5 | 750.4111 |  | 623.3251 | 0 | 59.006 | 68.08 | 0
15.11. | 6 | 749.0311 |  | 624.1171 | 0 | 56.834 | 68.08 | 0
15.11. | 7 | 748.0299 |  | 626.4719 | 0 | 53.938 | 67.62 | 0
15.11. | 8 | 778.4449 |  | 661.3199 | 0 | 49.413 | 67.712 | 0
15.11. | 9 | 781.3676 |  | 668.0466 | 0 | 45.793 | 67.528 | 0
15.11. | 10 | 778.729 |  | 664.868 | 0 | 46.517 | 67.344 | 0
15.11. | 11 | 774.7628 |  | 660.0948 | 0 | 47.784 | 66.884 | 0
15.11. | 12 | 773.2767 |  | 658.0777 | 0 | 49.051 | 66.148 | 0
15.11. | 13 | 767.7834 |  | 658.4684 | 0 | 43.259 | 66.056 | 0
15.11. | 14 | 761.234 |  | 657.634 | 0 | 38.372 | 65.228 | 0
15.11. | 15 | 763.7821 |  | 660.4431 | 0 | 37.467 | 65.872 | 0
15.11. | 16 | 769.8427 |  | 670.0107 | 0 | 32.58 | 67.252 | 0
15.11. | 17 | 771.8886 |  | 673.5906 | 0 | 30.77 | 67.528 | 0
15.11. | 18 | 778.7745 |  | 676.3255 | 0 | 35.657 | 66.792 | 0
15.11. | 19 | 785.9831 |  | 677.9201 | 0 | 41.087 | 66.976 | 0
15.11. | 20 | 792.8354 |  | 677.5294 | 0 | 48.146 | 67.16 | 0
15.11. | 21 | 793.4355 |  | 676.3255 | 0 | 50.318 | 66.792 | 0
15.11. | 22 | 797.124 |  | 670.412 | 0 | 59.368 | 67.344 | 0
15.11. | 23 | 798.4313 |  | 667.6453 | 0 | 63.35 | 67.436 | 0
15.11. | 24 | 803.5307 |  | 666.0507 | 0 | 70.228 | 67.252 | 0
16.11. | 1 | 763.9391 |  | 622.4801 | 0 | 74.391 | 67.068 | 0
16.11. | 2 | 759.9482 |  | 622.9132 | 0 | 69.323 | 67.712 | 0
16.11. | 3 | 755.3038 |  | 621.3398 | 0 | 65.884 | 68.08 | 0
16.11. | 4 | 757.7186 |  | 621.3186 | 0 | 68.78 | 67.62 | 0
16.11. | 5 | 758.7984 |  | 620.5054 | 0 | 71.133 | 67.16 | 0
16.11. | 6 | 759.2284 |  | 621.2974 | 0 | 70.771 | 67.16 | 0
16.11. | 7 | 766.4521 |  | 632.7761 | 0 | 66.608 | 67.068 | 0
16.11. | 8 | 788.7384 |  | 665.6494 | 0 | 55.929 | 67.16 | 0
16.11. | 9 | 792.7891 |  | 671.5311 | 0 | 55.386 | 65.872 | 0
16.11. | 10 | 793.6427 |  | 680.2537 | 0 | 47.241 | 66.148 | 0
16.11. | 11 | 797.0911 |  | 692.1231 | 0 | 39.096 | 65.872 | 0
16.11. | 12 | 788.775 |  | 687.783 | 0 | 34.752 | 66.24 | 0
16.11. | 13 | 788.0844 |  | 688.6174 | 0 | 32.399 | 67.068 | 0
16.11. | 14 | 767.6586 |  | 669.6306 | 0 | 30.408 | 67.62 | 0
16.11. | 15 | 770.973 |  | 672.841 | 0 | 29.684 | 68.448 | 0
16.11. | 16 | 775.2584 |  | 674.4144 | 0 | 32.58 | 68.264 | 0
16.11. | 17 | 779.6662 |  | 676.8222 | 0 | 34.028 | 68.816 | 0
16.11. | 18 | 789.8964 |  | 681.5424 | 0 | 40.182 | 68.172 | 0
16.11. | 19 | 810.5178 |  | 687.8678 | 0 | 54.662 | 67.988 | 0
16.11. | 20 | 841.8942 |  | 706.1792 | 0 | 65.703 | 70.012 | 0
16.11. | 21 | 851.2095 |  | 704.9965 | 0 | 76.201 | 70.012 | 0
16.11. | 22 | 856.5883 |  | 696.2633 | 0 | 90.681 | 69.644 | 0
16.11. | 23 | 856.5376 |  | 680.8246 | 0 | 105.885 | 69.828 | 0
16.11. | 24 | 857.9339 |  | 678.0579 | 0 | 110.048 | 69.828 | 0
17.11. | 1 | 823.6195 |  | 640.8445 | 0 | 112.763 | 70.012 | 0
17.11. | 2 | 819.7772 |  | 637.2752 | 0 | 112.582 | 69.92 | 0
17.11. | 3 | 818.8356 |  | 634.8886 | 0 | 114.211 | 69.736 | 0
17.11. | 4 | 822.962 |  | 632.502 | 0 | 120.908 | 69.552 | 0
17.11. | 5 | 824.3165 |  | 632.8715 | 0 | 122.537 | 68.908 | 0
17.11. | 6 | 828.8544 |  | 638.0354 | 0 | 121.451 | 69.368 | 0
17.11. | 7 | 839.413 |  | 649.134 | 0 | 120.727 | 69.552 | 0
17.11. | 8 | 879.6502 |  | 683.2112 | 0 | 126.519 | 69.92 | 0
17.11. | 9 | 896.2399 |  | 689.9379 | 0 | 136.474 | 69.828 | 0
17.11. | 10 | 903.5783 |  | 692.3033 | 0 | 141.723 | 69.552 | 0
17.11. | 11 | 900.89 |  | 689.526 | 0 | 141.904 | 69.46 | 0
17.11. | 12 | 897.9255 |  | 685.9355 | 0 | 142.99 | 69 | 0
17.11. | 13 | 901.682 |  | 690.318 | 0 | 141.904 | 69.46 | 0
17.11. | 14 | 905.9422 |  | 694.2992 | 0 | 141.723 | 69.92 | 0
17.11. | 15 | 902.2705 |  | 692.2715 | 0 | 140.999 | 69 | 0
17.11. | 16 | 904.7526 |  | 697.4566 | 0 | 137.56 | 69.736 | 0
17.11. | 17 | 911.2894 |  | 704.6164 | 0 | 136.293 | 70.38 | 0
17.11. | 18 | 921.1665 |  | 708.1645 | 0 | 142.99 | 70.012 | 0
17.11. | 19 | 929.5034 |  | 710.1604 | 0 | 148.963 | 70.38 | 0
17.11. | 20 | 932.0129 |  | 708.1539 | 0 | 154.031 | 69.828 | 0
17.11. | 21 | 933.0613 |  | 708.9353 | 0 | 154.574 | 69.552 | 0
17.11. | 22 | 940.0083 |  | 716.0633 | 0 | 154.393 | 69.552 | 0
17.11. | 23 | 933.068 |  | 713.286 | 0 | 150.23 | 69.552 | 0
17.11. | 24 | 936.5137 |  | 716.8977 | 0 | 149.144 | 70.472 | 0
18.11. | 1 | 898.1807 |  | 677.2977 | 0 | 150.411 | 70.472 | 0
18.11. | 2 | 897.4085 |  | 677.3295 | 0 | 148.963 | 71.116 | 0
18.11. | 3 | 892.8093 |  | 675.7243 | 0 | 146.429 | 70.656 | 0
18.11. | 4 | 884.2499 |  | 678.1109 | 0 | 135.207 | 70.932 | 0
18.11. | 5 | 869.8087 |  | 675.7137 | 0 | 123.623 | 70.472 | 0
18.11. | 6 | 868.0892 |  | 676.0832 | 0 | 121.994 | 70.012 | 0
18.11. | 7 | 877.8694 |  | 686.4004 | 0 | 121.089 | 70.38 | 0
18.11. | 8 | 925.3335 |  | 733.5085 | 0 | 121.813 | 70.012 | 0
18.11. | 9 | 926.351 |  | 739.422 | 0 | 117.469 | 69.46 | 0
18.11. | 10 | 918.3237 |  | 739.8127 | 0 | 109.143 | 69.368 | 0
18.11. | 11 | 910.1508 |  | 744.2058 | 0 | 95.749 | 70.196 | 0
18.11. | 12 | 899.1113 |  | 743.8363 | 0 | 84.527 | 70.748 | 0
18.11. | 13 | 889.4864 |  | 742.6324 | 0 | 76.382 | 70.472 | 0
18.11. | 14 | 872.3472 |  | 733.8462 | 0 | 69.685 | 68.816 | 0
18.11. | 15 | 856.1479 |  | 726.2639 | 0 | 62.264 | 67.62 | 0
18.11. | 16 | 846.568 |  | 723.476 | 0 | 55.748 | 67.344 | 0
18.11. | 17 | 846.3262 |  | 729.8332 | 0 | 48.689 | 67.804 | 0
18.11. | 18 | 851.1314 |  | 736.2434 | 0 | 45.612 | 69.276 | 0
18.11. | 19 | 844.857 |  | 737.838 | 0 | 37.467 | 69.552 | 0
18.11. | 20 | 842.4459 |  | 742.2099 | 0 | 30.408 | 69.828 | 0
18.11. | 21 | 833.5099 |  | 738.2499 | 0 | 25.34 | 69.92 | 0
18.11. | 22 | 831.6262 |  | 739.4432 | 0 | 22.263 | 69.92 | 0
18.11. | 23 | 824.5499 |  | 735.0819 | 0 | 19.548 | 69.92 | 0
18.11. | 24 | 817.4135 |  | 731.9245 | 0 | 15.385 | 70.104 | 0
19.11. | 1 | 759.0095 |  | 675.6925 | 0 | 13.213 | 70.104 | 0
19.11. | 2 | 754.5458 |  | 672.1338 | 0 | 12.308 | 70.104 | 0
19.11. | 3 | 758.8238 |  | 674.5098 | 0 | 14.118 | 70.196 | 0
19.11. | 4 | 758.9007 |  | 674.1297 | 0 | 14.299 | 70.472 | 0
19.11. | 5 | 749.0562 |  | 667.3712 | 0 | 11.765 | 69.92 | 0
19.11. | 6 | 745.5912 |  | 665.7342 | 0 | 11.041 | 68.816 | 0
19.11. | 7 | 754.2231 |  | 673.2741 | 0 | 11.765 | 69.184 | 0
19.11. | 8 | 804.7447 |  | 720.8047 | 0 | 14.48 | 69.46 | 0
19.11. | 9 | 806.4392 |  | 725.1342 | 0 | 12.489 | 68.816 | 0
19.11. | 10 | 805.0958 |  | 728.3128 | 0 | 7.783 | 69 | 0
19.11. | 11 | 798.9277 |  | 725.5037 | 0 | 5.068 | 68.356 | 0
19.11. | 12 | 802.3766 |  | 730.6676 | 0 | 3.077 | 68.632 | 0
19.11. | 13 | 803.4871 |  | 732.6741 | 0 | 1.629 | 69.184 | 0
19.11. | 14 | 801.5275 |  | 731.0795 | 0 | 1.448 | 69 | 0
19.11. | 15 | 801.1096 |  | 730.6676 | 0 | 1.81 | 68.632 | 0
19.11. | 16 | 795.1237 |  | 726.2427 | 0 | 1.629 | 67.252 | 0
19.11. | 17 | 804.1478 |  | 733.0648 | 0 | 1.991 | 69.092 | 0
19.11. | 18 | 814.3093 |  | 741.4073 | 0 | 3.258 | 69.644 | 0
19.11. | 19 | 818.7443 |  | 744.5753 | 0 | 4.525 | 69.644 | 0
19.11. | 20 | 821.9286 |  | 745.7686 | 0 | 6.516 | 69.644 | 0
19.11. | 21 | 821.0231 |  | 742.9701 | 0 | 8.869 | 69.184 | 0
19.11. | 22 | 816.1336 |  | 737.0036 | 0 | 10.498 | 68.632 | 0
19.11. | 23 | 821.7822 |  | 736.2222 | 0 | 16.652 | 68.908 | 0
19.11. | 24 | 829.6661 |  | 735.0501 | 0 | 25.34 | 69.276 | 0
20.11. | 1 | 789.4657 |  | 685.1647 | 0 | 34.933 | 69.368 | 0
20.11. | 2 | 802.155 |  | 683.19 | 0 | 49.413 | 69.552 | 0
20.11. | 3 | 810.2844 |  | 680.0114 | 0 | 60.997 | 69.276 | 0
20.11. | 4 | 819.5332 |  | 678.4062 | 0 | 72.219 | 68.908 | 0
20.11. | 5 | 826.9072 |  | 676.8222 | 0 | 81.269 | 68.816 | 0
20.11. | 6 | 832.2289 |  | 678.7969 | 0 | 84.708 | 68.724 | 0
20.11. | 7 | 837.1095 |  | 685.9355 | 0 | 82.174 | 69 | 0
20.11. | 8 | 884.7791 |  | 735.0501 | 0 | 80.545 | 69.184 | 0
20.11. | 9 | 899.3197 |  | 746.1487 | 0 | 83.803 | 69.368 | 0
20.11. | 10 | 896.5973 |  | 746.9513 | 0 | 80.002 | 69.644 | 0
20.11. | 11 | 886.8057 |  | 741.3437 | 0 | 77.106 | 68.356 | 0
20.11. | 12 | 890.6072 |  | 744.1422 | 0 | 77.649 | 68.816 | 0
20.11. | 13 | 904.5759 |  | 753.2979 | 0 | 81.45 | 69.828 | 0
20.11. | 14 | 916.2111 |  | 752.5271 | 0 | 93.396 | 70.288 | 0
20.11. | 15 | 930.9426 |  | 759.2856 | 0 | 100.817 | 70.84 | 0
20.11. | 16 | 929.0102 |  | 757.7122 | 0 | 100.274 | 71.024 | 0
20.11. | 17 | 927.9593 |  | 760.4683 | 0 | 96.835 | 70.656 | 0
20.11. | 18 | 924.7206 |  | 758.4936 | 0 | 95.387 | 70.84 | 0
20.11. | 19 | 920.8808 |  | 760.8908 | 0 | 88.69 | 71.3 | 0
20.11. | 20 | 910.8034 |  | 759.3174 | 0 | 80.002 | 71.484 | 0
20.11. | 21 | 905.7606 |  | 756.9096 | 0 | 78.011 | 70.84 | 0
20.11. | 22 | 903.8838 |  | 754.5018 | 0 | 79.278 | 70.104 | 0
20.11. | 23 | 904.5507 |  | 755.7057 | 0 | 78.373 | 70.472 | 0
20.11. | 24 | 900.1038 |  | 744.2058 | 0 | 85.794 | 70.104 | 0
21.11. | 1 | 839.2291 |  | 678.0791 | 0 | 90.862 | 70.288 | 0
21.11. | 2 | 831.6879 |  | 671.7219 | 0 | 90.138 | 69.828 | 0
21.11. | 3 | 828.2855 |  | 674.1085 | 0 | 84.165 | 70.012 | 0
21.11. | 4 | 827.1436 |  | 673.6966 | 0 | 83.803 | 69.644 | 0
21.11. | 5 | 814.0174 |  | 669.7154 | 0 | 74.934 | 69.368 | 0
21.11. | 6 | 810.9785 |  | 671.7325 | 0 | 69.142 | 70.104 | 0
21.11. | 7 | 812.9356 |  | 676.8646 | 0 | 66.427 | 69.644 | 0
21.11. | 8 | 857.6244 |  | 714.1204 | 0 | 73.124 | 70.38 | 0
21.11. | 9 | 863.5111 |  | 721.6391 | 0 | 71.676 | 70.196 | 0
21.11. | 10 | 879.5393 |  | 735.1243 | 0 | 73.667 | 70.748 | 0
21.11. | 11 | 889.8061 |  | 742.2311 | 0 | 77.287 | 70.288 | 0
21.11. | 12 | 891.1181 |  | 740.6471 | 0 | 80.183 | 70.288 | 0
21.11. | 13 | 890.0385 |  | 733.5085 | 0 | 86.518 | 70.012 | 0
21.11. | 14 | 880.8384 |  | 718.8724 | 0 | 91.586 | 70.38 | 0
21.11. | 15 | 868.7378 |  | 705.3448 | 0 | 94.301 | 69.092 | 0
21.11. | 16 | 865.4472 |  | 708.5552 | 0 | 86.88 | 70.012 | 0
21.11. | 17 | 864.6856 |  | 709.3366 | 0 | 85.613 | 69.736 | 0
21.11. | 18 | 862.3462 |  | 709.3472 | 0 | 83.079 | 69.92 | 0
21.11. | 19 | 868.8993 |  | 715.2713 | 0 | 83.984 | 69.644 | 0
21.11. | 20 | 886.442 |  | 729.179 | 0 | 86.699 | 70.564 | 0
21.11. | 21 | 884.1177 |  | 729.5697 | 0 | 83.984 | 70.564 | 0
21.11. | 22 | 880.218 |  | 725.958 | 0 | 84.708 | 69.552 | 0
21.11. | 23 | 869.8065 |  | 710.4875 | 0 | 90.319 | 69 | 0
21.11. | 24 | 872.8321 |  | 708.9671 | 0 | 93.577 | 70.288 | 0
22.11. | 1 | 825.6726 |  | 661.8166 | 0 | 94.12 | 69.736 | 0
22.11. | 2 | 813.4553 |  | 654.2343 | 0 | 90.681 | 68.54 | 0
22.11. | 3 | 804.8061 |  | 651.8371 | 0 | 84.889 | 68.08 | 0
22.11. | 4 | 805.7826 |  | 655.4276 | 0 | 81.631 | 68.724 | 0
22.11. | 5 | 797.69 |  | 653.041 | 0 | 76.201 | 68.448 | 0
22.11. | 6 | 794.9315 |  | 654.2555 | 0 | 71.676 | 69 | 0
22.11. | 7 | 800.0292 |  | 660.2432 | 0 | 69.866 | 69.92 | 0
22.11. | 8 | 832.9154 |  | 698.2804 | 0 | 64.255 | 70.38 | 0
22.11. | 9 | 838.4777 |  | 705.0177 | 0 | 62.988 | 70.472 | 0
22.11. | 10 | 836.6677 |  | 705.0177 | 0 | 61.178 | 70.472 | 0
22.11. | 11 | 837.591 |  | 706.211 | 0 | 60.816 | 70.564 | 0
22.11. | 12 | 832.0549 |  | 703.4019 | 0 | 58.825 | 69.828 | 0
22.11. | 13 | 834.4598 |  | 698.2168 | 0 | 67.151 | 69.092 | 0
22.11. | 14 | 839.6898 |  | 701.4378 | 0 | 68.056 | 70.196 | 0
22.11. | 15 | 834.7954 |  | 702.2404 | 0 | 62.083 | 70.472 | 0
22.11. | 16 | 831.7503 |  | 703.4443 | 0 | 57.558 | 70.748 | 0
22.11. | 17 | 835.577 |  | 703.835 | 0 | 61.178 | 70.564 | 0
22.11. | 18 | 836.0201 |  | 701.8391 | 0 | 63.893 | 70.288 | 0
22.11. | 19 | 828.4594 |  | 705.4084 | 0 | 52.671 | 70.38 | 0
22.11. | 20 | 828.5796 |  | 711.7656 | 0 | 45.974 | 70.84 | 0
22.11. | 21 | 824.2697 |  | 708.1857 | 0 | 45.612 | 70.472 | 0
22.11. | 22 | 821.3554 |  | 706.9924 | 0 | 43.983 | 70.38 | 0
22.11. | 23 | 821.5908 |  | 707.7738 | 0 | 43.621 | 70.196 | 0
22.11. | 24 | 812.8825 |  | 703.4125 | 0 | 39.458 | 70.012 | 0
23.11. | 1 | 770.4278 |  | 657.8778 | 0 | 42.354 | 70.196 | 0
23.11. | 2 | 764.2275 |  | 651.8795 | 0 | 43.44 | 68.908 | 0
23.11. | 3 | 762.2291 |  | 652.6821 | 0 | 40.363 | 69.184 | 0
23.11. | 4 | 761.1003 |  | 649.4823 | 0 | 43.078 | 68.54 | 0
23.11. | 5 | 760.2885 |  | 647.8665 | 0 | 44.526 | 67.896 | 0
23.11. | 6 | 755.1693 |  | 648.6373 | 0 | 39.096 | 67.436 | 0
23.11. | 7 | 758.1385 |  | 653.4105 | 0 | 36.924 | 67.804 | 0
23.11. | 8 | 793.7461 |  | 685.0481 | 0 | 41.63 | 67.068 | 0
23.11. | 9 | 807.6688 |  | 698.9558 | 0 | 40.725 | 67.988 | 0
23.11. | 10 | 810.9327 |  | 708.7657 | 0 | 36.019 | 66.148 | 0
23.11. | 11 | 826.5974 |  | 721.8814 | 0 | 37.648 | 67.068 | 0
23.11. | 12 | 832.4693 |  | 721.5013 | 0 | 43.44 | 67.528 | 0
23.11. | 13 | 834.9271 |  | 716.7281 | 0 | 51.223 | 66.976 | 0
23.11. | 14 | 824.5772 |  | 698.9452 | 0 | 57.92 | 67.712 | 0
23.11. | 15 | 820.5927 |  | 692.9787 | 0 | 60.454 | 67.16 | 0
23.11. | 16 | 832.1948 |  | 702.1238 | 0 | 62.083 | 67.988 | 0
23.11. | 17 | 833.5318 |  | 706.0838 | 0 | 59.368 | 68.08 | 0
23.11. | 18 | 835.2399 |  | 710.4239 | 0 | 57.196 | 67.62 | 0
23.11. | 19 | 844.1262 |  | 715.5242 | 0 | 61.902 | 66.7 | 0
23.11. | 20 | 869.492 |  | 734.617 | 0 | 66.427 | 68.448 | 0
23.11. | 21 | 870.0157 |  | 736.5917 | 0 | 65.16 | 68.264 | 0
23.11. | 22 | 874.5286 |  | 736.2116 | 0 | 69.685 | 68.632 | 0
23.11. | 23 | 855.0152 |  | 716.4222 | 0 | 69.685 | 68.908 | 0
23.11. | 24 | 849.8834 |  | 713.2754 | 0 | 67.332 | 69.276 | 0
24.11. | 1 | 809.5206 |  | 676.0726 | 0 | 63.712 | 69.736 | 0
24.11. | 2 | 809.1905 |  | 677.2765 | 0 | 61.902 | 70.012 | 0
24.11. | 3 | 807.8352 |  | 672.8622 | 0 | 66.065 | 68.908 | 0
24.11. | 4 | 801.2022 |  | 668.0572 | 0 | 65.341 | 67.804 | 0
24.11. | 5 | 808.3421 |  | 673.2741 | 0 | 65.884 | 69.184 | 0
24.11. | 6 | 803.7412 |  | 669.7472 | 0 | 64.074 | 69.92 | 0
24.11. | 7 | 816.4755 |  | 675.6925 | 0 | 70.771 | 70.012 | 0
24.11. | 8 | 855.0832 |  | 706.9712 | 0 | 78.192 | 69.92 | 0
24.11. | 9 | 872.9958 |  | 714.1098 | 0 | 88.69 | 70.196 | 0
24.11. | 10 | 882.6924 |  | 710.9524 | 0 | 101.36 | 70.38 | 0
24.11. | 11 | 889.7353 |  | 704.9753 | 0 | 115.116 | 69.644 | 0
24.11. | 12 | 905.5852 |  | 706.2322 | 0 | 128.329 | 71.024 | 0
24.11. | 13 | 906.483 |  | 699.083 | 0 | 136.836 | 70.564 | 0
24.11. | 14 | 909.6846 |  | 695.8726 | 0 | 144.076 | 69.736 | 0
24.11. | 15 | 921.0758 |  | 706.2428 | 0 | 143.533 | 71.3 | 0
24.11. | 16 | 931.8693 |  | 714.5853 | 0 | 145.524 | 71.76 | 0
24.11. | 17 | 937.0523 |  | 716.9613 | 0 | 148.239 | 71.852 | 0
24.11. | 18 | 944.865 |  | 722.949 | 0 | 149.144 | 72.772 | 0
24.11. | 19 | 949.2956 |  | 726.1806 | 0 | 148.963 | 74.152 | 0
24.11. | 20 | 942.0865 |  | 730.5525 | 0 | 137.198 | 74.336 | 0
24.11. | 21 | 922.241 |  | 729.285 | 0 | 120.184 | 72.772 | 0
24.11. | 22 | 903.2993 |  | 728.8943 | 0 | 101.541 | 72.864 | 0
24.11. | 23 | 884.9382 |  | 727.7222 | 0 | 83.984 | 73.232 | 0
24.11. | 24 | 873.8725 |  | 723.4245 | 0 | 76.02 | 74.428 | 0
25.11. | 1 | 828.0856 |  | 685.7886 | 0 | 68.237 | 74.06 | 0
25.11. | 2 | 813.5247 |  | 680.5717 | 0 | 60.273 | 72.68 | 0
25.11. | 3 | 810.6586 |  | 679.3466 | 0 | 59.368 | 71.944 | 0
25.11. | 4 | 809.4784 |  | 674.6264 | 0 | 62.264 | 72.588 | 0
25.11. | 5 | 796.7431 |  | 671.8491 | 0 | 52.49 | 72.404 | 0
25.11. | 6 | 786.8111 |  | 674.2251 | 0 | 40.182 | 72.404 | 0
25.11. | 7 | 777.5845 |  | 674.9005 | 0 | 32.58 | 70.104 | 0
25.11. | 8 | 824.966 |  | 724.374 | 0 | 31.132 | 69.46 | 0
25.11. | 9 | 832.3722 |  | 735.4832 | 0 | 26.969 | 69.92 | 0
25.11. | 10 | 838.7354 |  | 741.8404 | 0 | 26.607 | 70.288 | 0
25.11. | 11 | 841.2264 |  | 746.5924 | 0 | 24.254 | 70.38 | 0
25.11. | 12 | 846.5259 |  | 750.2359 | 0 | 24.254 | 72.036 | 0
25.11. | 13 | 852.5684 |  | 750.6584 | 0 | 29.322 | 72.588 | 0
25.11. | 14 | 859.5431 |  | 751.1021 | 0 | 34.933 | 73.508 | 0
25.11. | 15 | 861.6446 |  | 744.3436 | 0 | 44.345 | 72.956 | 0
25.11. | 16 | 875.2814 |  | 744.3224 | 0 | 58.463 | 72.496 | 0
25.11. | 17 | 903.8065 |  | 750.2995 | 0 | 80.183 | 73.324 | 0
25.11. | 18 | 919.6398 |  | 752.2848 | 0 | 93.939 | 73.416 | 0
25.11. | 19 | 936.774 |  | 758.642 | 0 | 104.256 | 73.876 | 0
25.11. | 20 | 959.2823 |  | 764.5873 | 0 | 120.727 | 73.968 | 0
25.11. | 21 | 978.1874 |  | 762.5914 | 0 | 141.904 | 73.692 | 0
25.11. | 22 | 973.4668 |  | 756.2448 | 0 | 143.714 | 73.508 | 0
25.11. | 23 | 974.8814 |  | 754.6714 | 0 | 146.61 | 73.6 | 0
25.11. | 24 | 974.7402 |  | 749.1062 | 0 | 152.402 | 73.232 | 0
26.11. | 1 | 922.7209 |  | 692.4729 | 0 | 157.108 | 73.14 | 0
26.11. | 2 | 927.8772 |  | 696.8872 | 0 | 156.746 | 74.244 | 0
26.11. | 3 | 927.1213 |  | 695.6833 | 0 | 157.47 | 73.968 | 0
26.11. | 4 | 923.5752 |  | 696.0422 | 0 | 154.393 | 73.14 | 0
26.11. | 5 | 923.0626 |  | 698.3546 | 0 | 152.764 | 71.944 | 0
26.11. | 6 | 920.4 |  | 695.968 | 0 | 152.764 | 71.668 | 0
26.11. | 7 | 920.8859 |  | 697.1719 | 0 | 151.678 | 72.036 | 0
26.11. | 8 | 964.4076 |  | 745.9276 | 0 | 145.524 | 72.956 | 0
26.11. | 9 | 967.2868 |  | 753.8688 | 0 | 140.094 | 73.324 | 0
26.11. | 10 | 954.7182 |  | 756.2342 | 0 | 125.252 | 73.232 | 0
26.11. | 11 | 929.1863 |  | 754.2383 | 0 | 102.084 | 72.864 | 0
26.11. | 12 | 896.3078 |  | 746.6348 | 0 | 78.373 | 71.3 | 0
26.11. | 13 | 878.2941 |  | 748.6201 | 0 | 58.282 | 71.392 | 0
26.11. | 14 | 869.8994 |  | 752.2424 | 0 | 45.069 | 72.588 | 0
26.11. | 15 | 868.9012 |  | 753.8582 | 0 | 41.811 | 73.232 | 0
26.11. | 16 | 864.191 |  | 755.474 | 0 | 34.933 | 73.784 | 0
26.11. | 17 | 870.0033 |  | 759.8353 | 0 | 36.2 | 73.968 | 0
26.11. | 18 | 886.6197 |  | 763.7847 | 0 | 49.051 | 73.784 | 0
26.11. | 19 | 897.8145 |  | 763.0245 | 0 | 60.454 | 74.336 | 0
26.11. | 20 | 885.2194 |  | 760.2154 | 0 | 51.404 | 73.6 | 0
26.11. | 21 | 876.0396 |  | 759.4446 | 0 | 42.535 | 74.06 | 0
26.11. | 22 | 866.365 |  | 758.642 | 0 | 33.847 | 73.876 | 0
26.11. | 23 | 859.9489 |  | 760.6379 | 0 | 25.159 | 74.152 | 0
26.11. | 24 | 853.9774 |  | 760.2684 | 0 | 19.005 | 74.704 | 0
27.11. | 1 | 797.3995 |  | 710.0135 | 0 | 11.946 | 75.44 | 0
27.11. | 2 | 785.7314 |  | 703.2444 | 0 | 7.783 | 74.704 | 0
27.11. | 3 | 776.012 |  | 696.074 | 0 | 6.154 | 73.784 | 0
27.11. | 4 | 775.8414 |  | 695.2714 | 0 | 6.878 | 73.692 | 0
27.11. | 5 | 772.3549 |  | 690.8889 | 0 | 8.326 | 73.14 | 0
27.11. | 6 | 774.2643 |  | 690.0863 | 0 | 11.222 | 72.956 | 0
27.11. | 7 | 780.7914 |  | 693.6344 | 0 | 14.661 | 72.496 | 0
27.11. | 8 | 839.4276 |  | 749.0956 | 0 | 17.376 | 72.956 | 0
27.11. | 9 | 856.5749 |  | 762.1689 | 0 | 21.358 | 73.048 | 0
27.11. | 10 | 863.1745 |  | 766.1395 | 0 | 23.711 | 73.324 | 0
27.11. | 11 | 857.5976 |  | 762.5596 | 0 | 22.082 | 72.956 | 0
27.11. | 12 | 855.4434 |  | 760.9544 | 0 | 21.901 | 72.588 | 0
27.11. | 13 | 859.937 |  | 762.549 | 0 | 24.616 | 72.772 | 0
27.11. | 14 | 857.8011 |  | 762.1371 | 0 | 23.168 | 72.496 | 0
27.11. | 15 | 853.1114 |  | 760.1624 | 0 | 20.453 | 72.496 | 0
27.11. | 16 | 845.9928 |  | 755.3998 | 0 | 18.281 | 72.312 | 0
27.11. | 17 | 853.3048 |  | 761.7888 | 0 | 18.1 | 73.416 | 0
27.11. | 18 | 862.0764 |  | 765.7594 | 0 | 22.625 | 73.692 | 0
27.11. | 19 | 871.3378 |  | 767.3328 | 0 | 30.589 | 73.416 | 0
27.11. | 20 | 878.9084 |  | 768.9274 | 0 | 36.381 | 73.6 | 0
27.11. | 21 | 887.8795 |  | 766.1395 | 0 | 48.508 | 73.232 | 0
27.11. | 22 | 890.0641 |  | 760.5531 | 0 | 57.015 | 72.496 | 0
27.11. | 23 | 890.0186 |  | 758.5996 | 0 | 58.463 | 72.956 | 0
27.11. | 24 | 890.9681 |  | 754.2171 | 0 | 64.255 | 72.496 | 0
28.11. | 1 | 823.5316 |  | 684.8906 | 0 | 66.789 | 71.852 | 0
28.11. | 2 | 819.5076 |  | 685.7356 | 0 | 60.816 | 72.956 | 0
28.11. | 3 | 818.295 |  | 686.517 | 0 | 59.006 | 72.772 | 0
28.11. | 4 | 818.7312 |  | 688.1222 | 0 | 57.377 | 73.232 | 0
28.11. | 5 | 816.6551 |  | 684.5211 | 0 | 59.73 | 72.404 | 0
28.11. | 6 | 814.1886 |  | 682.5146 | 0 | 59.73 | 71.944 | 0
28.11. | 7 | 818.8773 |  | 687.6573 | 0 | 59.368 | 71.852 | 0
28.11. | 8 | 856.7991 |  | 730.4571 | 0 | 53.938 | 72.404 | 0
28.11. | 9 | 861.2888 |  | 745.1568 | 0 | 42.716 | 73.416 | 0
28.11. | 10 | 868.5308 |  | 757.8288 | 0 | 37.286 | 73.416 | 0
28.11. | 11 | 867.1555 |  | 759.8035 | 0 | 34.028 | 73.324 | 0
28.11. | 12 | 855.2562 |  | 749.8982 | 0 | 32.218 | 73.14 | 0
28.11. | 13 | 854.4605 |  | 744.7555 | 0 | 36.381 | 73.324 | 0
28.11. | 14 | 843.1304 |  | 729.2744 | 0 | 41.268 | 72.588 | 0
28.11. | 15 | 846.376 |  | 727.648 | 0 | 47.06 | 71.668 | 0
28.11. | 16 | 849.8212 |  | 728.4612 | 0 | 49.232 | 72.128 | 0
28.11. | 17 | 859.6684 |  | 733.2344 | 0 | 53.938 | 72.496 | 0
28.11. | 18 | 876.9408 |  | 736.3918 | 0 | 68.237 | 72.312 | 0
28.11. | 19 | 894.8388 |  | 746.6878 | 0 | 75.839 | 72.312 | 0
28.11. | 20 | 907.7351 |  | 755.8541 | 0 | 78.373 | 73.508 | 0
28.11. | 21 | 916.091 |  | 754.629 | 0 | 88.69 | 72.772 | 0
28.11. | 22 | 920.2369 |  | 751.8199 | 0 | 96.473 | 71.944 | 0
28.11. | 23 | 904.2728 |  | 733.2238 | 0 | 98.645 | 72.404 | 0
28.11. | 24 | 898.0817 |  | 727.2997 | 0 | 98.102 | 72.68 | 0
29.11. | 1 | 852.6709 |  | 682.9689 | 0 | 96.654 | 73.048 | 0
29.11. | 2 | 855.7986 |  | 679.3996 | 0 | 103.351 | 73.048 | 0
29.11. | 3 | 861.666 |  | 679.389 | 0 | 109.505 | 72.772 | 0
29.11. | 4 | 864.9225 |  | 679.7585 | 0 | 112.944 | 72.22 | 0
29.11. | 5 | 867.9864 |  | 682.5464 | 0 | 112.944 | 72.496 | 0
29.11. | 6 | 866.8104 |  | 685.7144 | 0 | 108.6 | 72.496 | 0
29.11. | 7 | 865.3812 |  | 690.4452 | 0 | 102.808 | 72.128 | 0
29.11. | 8 | 909.8759 |  | 730.4889 | 0 | 106.247 | 73.14 | 0
29.11. | 9 | 912.7197 |  | 734.4277 | 0 | 105.704 | 72.588 | 0
29.11. | 10 | 897.0436 |  | 726.0216 | 0 | 100.274 | 70.748 | 0
29.11. | 11 | 886.1744 |  | 716.4434 | 0 | 100.455 | 69.276 | 0
29.11. | 12 | 869.4974 |  | 711.6384 | 0 | 89.595 | 68.264 | 0
29.11. | 13 | 869.9378 |  | 710.8888 | 0 | 89.957 | 69.092 | 0
29.11. | 14 | 845.5812 |  | 710.1392 | 0 | 65.522 | 69.92 | 0
29.11. | 15 | 815.9617 |  | 708.8717 | 0 | 38.734 | 68.356 | 0
29.11. | 16 | 808.4131 |  | 712.8211 | 0 | 27.512 | 68.08 | 0
29.11. | 17 | 809.9487 |  | 722.3887 | 0 | 18.1 | 69.46 | 0
29.11. | 18 | 811.4323 |  | 727.9433 | 0 | 13.937 | 69.552 | 0
29.11. | 19 | 820.0412 |  | 733.1072 | 0 | 17.014 | 69.92 | 0
29.11. | 20 | 824.72 |  | 733.086 | 0 | 22.082 | 69.552 | 0
29.11. | 21 | 828.4127 |  | 735.0607 | 0 | 23.892 | 69.46 | 0
29.11. | 22 | 827.503 |  | 733.878 | 0 | 24.073 | 69.552 | 0
29.11. | 23 | 830.2254 |  | 733.0754 | 0 | 27.874 | 69.276 | 0
29.11. | 24 | 826.8717 |  | 728.7247 | 0 | 28.779 | 69.368 | 0
30.11. | 1 | 782.1409 |  | 682.8099 | 0 | 29.503 | 69.828 | 0
30.11. | 2 | 776.0838 |  | 676.0408 | 0 | 30.951 | 69.092 | 0
30.11. | 3 | 776.066 |  | 677.646 | 0 | 28.96 | 69.46 | 0
30.11. | 4 | 782.2064 |  | 677.6354 | 0 | 35.295 | 69.276 | 0
30.11. | 5 | 779.3601 |  | 677.2341 | 0 | 32.942 | 69.184 | 0
30.11. | 6 | 779.2293 |  | 679.6313 | 0 | 30.046 | 69.552 | 0
30.11. | 7 | 781.2757 |  | 686.7487 | 0 | 25.159 | 69.368 | 0
30.11. | 8 | 811.346 |  | 716.454 | 0 | 25.34 | 69.552 | 0
30.11. | 9 | 826.4526 |  | 729.9286 | 0 | 26.788 | 69.736 | 0
30.11. | 10 | 835.4717 |  | 744.5647 | 0 | 21.539 | 69.368 | 0
30.11. | 11 | 842.0577 |  | 758.0287 | 0 | 14.661 | 69.368 | 0
30.11. | 12 | 841.4828 |  | 756.8248 | 0 | 15.566 | 69.092 | 0
30.11. | 13 | 836.1183 |  | 751.6503 | 0 | 15.928 | 68.54 | 0
30.11. | 14 | 811.5334 |  | 729.0624 | 0 | 14.299 | 68.172 | 0
30.11. | 15 | 803.5825 |  | 726.2745 | 0 | 9.412 | 67.896 | 0
30.11. | 16 | 799.9746 |  | 726.6546 | 0 | 5.792 | 67.528 | 0
30.11. | 17 | 802.2406 |  | 729.0836 | 0 | 4.525 | 68.632 | 0
30.11. | 18 | 808.0242 |  | 733.0542 | 0 | 6.154 | 68.816 | 0
30.11. | 19 | 824.0163 |  | 746.9513 | 0 | 7.421 | 69.644 | 0
30.11. | 20 | 836.2128 |  | 756.8778 | 0 | 9.231 | 70.104 | 0
30.11. | 21 | 831.1124 |  | 752.8754 | 0 | 8.869 | 69.368 | 0
30.11. | 22 | 828.5643 |  | 749.3273 | 0 | 9.593 | 69.644 | 0
30.11. | 23 | 812.1326 |  | 729.9816 | 0 | 11.403 | 70.748 | 0
30.11. | 24 | 810.7504 |  | 726.0534 | 0 | 13.213 | 71.484 | 0
01.12. | 1 | 777.8464 |  | 689.6214 | 0 | 16.833 | 71.392 | 0
01.12. | 2 | 781.4088 |  | 688.0268 | 0 | 22.082 | 71.3 | 0
01.12. | 3 | 786.6959 |  | 690.0439 | 0 | 24.616 | 72.036 | 0
01.12. | 4 | 788.8617 |  | 689.2307 | 0 | 28.055 | 71.576 | 0
01.12. | 5 | 791.1331 |  | 688.4281 | 0 | 31.313 | 71.392 | 0
01.12. | 6 | 795.4603 |  | 686.8653 | 0 | 36.743 | 71.852 | 0
01.12. | 7 | 797.7794 |  | 682.4934 | 0 | 43.802 | 71.484 | 0
01.12. | 8 | 807.2483 |  | 689.2413 | 0 | 46.155 | 71.852 | 0
01.12. | 9 | 810.6925 |  | 693.2225 | 0 | 45.25 | 72.22 | 0
01.12. | 10 | 801.2362 |  | 690.3922 | 0 | 39.82 | 71.024 | 0
01.12. | 11 | 799.7956 |  | 689.5896 | 0 | 39.458 | 70.748 | 0
01.12. | 12 | 805.1 |  | 687.203 | 0 | 47.241 | 70.656 | 0
01.12. | 13 | 815.9679 |  | 689.1989 | 0 | 55.929 | 70.84 | 0
01.12. | 14 | 816.2335 |  | 690.0015 | 0 | 55.024 | 71.208 | 0
01.12. | 15 | 815.6047 |  | 690.8147 | 0 | 53.214 | 71.576 | 0
01.12. | 16 | 814.9309 |  | 693.2119 | 0 | 49.775 | 71.944 | 0
01.12. | 17 | 814.9161 |  | 694.8171 | 0 | 47.603 | 72.496 | 0
01.12. | 18 | 823.0737 |  | 697.9957 | 0 | 52.49 | 72.588 | 0
01.12. | 19 | 829.564 |  | 697.605 | 0 | 59.187 | 72.772 | 0
01.12. | 20 | 830.2744 |  | 697.5944 | 0 | 60.092 | 72.588 | 0
01.12. | 21 | 829.1251 |  | 697.9851 | 0 | 58.644 | 72.496 | 0
01.12. | 22 | 819.6641 |  | 693.9721 | 0 | 54.3 | 71.392 | 0
01.12. | 23 | 817.6988 |  | 694.3628 | 0 | 52.128 | 71.208 | 0
01.12. | 24 | 826.3772 |  | 699.9492 | 0 | 54.3 | 72.128 | 0
02.12. | 1 | 821.3035 |  | 692.4305 | 0 | 56.653 | 72.22 | 0
02.12. | 2 | 820.6428 |  | 692.0398 | 0 | 56.291 | 72.312 | 0
02.12. | 3 | 826.9316 |  | 695.2396 | 0 | 58.644 | 73.048 | 0
02.12. | 4 | 830.6856 |  | 693.6556 | 0 | 64.074 | 72.956 | 0
02.12. | 5 | 830.4475 |  | 694.8595 | 0 | 62.264 | 73.324 | 0
02.12. | 6 | 831.3537 |  | 693.2437 | 0 | 65.522 | 72.588 | 0
02.12. | 7 | 846.8295 |  | 704.3635 | 0 | 69.142 | 73.324 | 0
02.12. | 8 | 888.6658 |  | 749.9088 | 0 | 65.341 | 73.416 | 0
02.12. | 9 | 893.2133 |  | 758.9903 | 0 | 61.359 | 72.864 | 0
02.12. | 10 | 895.9281 |  | 766.9421 | 0 | 55.386 | 73.6 | 0
02.12. | 11 | 882.3498 |  | 756.9308 | 0 | 54.119 | 71.3 | 0
02.12. | 12 | 893.3256 |  | 762.6126 | 0 | 56.653 | 74.06 | 0
02.12. | 13 | 893.9779 |  | 757.4699 | 0 | 62.264 | 74.244 | 0
02.12. | 14 | 894.0412 |  | 757.0792 | 0 | 62.626 | 74.336 | 0
02.12. | 15 | 884.1114 |  | 754.6714 | 0 | 55.748 | 73.692 | 0
02.12. | 16 | 872.1048 |  | 753.0768 | 0 | 45.612 | 73.416 | 0
02.12. | 17 | 877.6083 |  | 759.0963 | 0 | 43.44 | 75.072 | 0
02.12. | 18 | 873.0044 |  | 756.3084 | 0 | 41.992 | 74.704 | 0
02.12. | 19 | 876.2357 |  | 759.0857 | 0 | 42.354 | 74.796 | 0
02.12. | 20 | 882.4085 |  | 763.8165 | 0 | 44.164 | 74.428 | 0
02.12. | 21 | 888.6201 |  | 765.4111 | 0 | 48.689 | 74.52 | 0
02.12. | 22 | 884.9499 |  | 763.0139 | 0 | 47.784 | 74.152 | 0
02.12. | 23 | 872.7447 |  | 755.8117 | 0 | 44.345 | 72.588 | 0
02.12. | 24 | 866.1998 |  | 753.8688 | 0 | 38.915 | 73.416 | 0
03.12. | 1 | 797.9078 |  | 692.0928 | 0 | 32.399 | 73.416 | 0
03.12. | 2 | 799.1402 |  | 692.1352 | 0 | 32.761 | 74.244 | 0
03.12. | 3 | 800.8555 |  | 694.1205 | 0 | 32.399 | 74.336 | 0
03.12. | 4 | 802.4227 |  | 694.1417 | 0 | 33.485 | 74.796 | 0
03.12. | 5 | 795.1169 |  | 688.5659 | 0 | 32.399 | 74.152 | 0
03.12. | 6 | 795.5783 |  | 687.7633 | 0 | 33.847 | 73.968 | 0
03.12. | 7 | 796.1653 |  | 689.3473 | 0 | 32.942 | 73.876 | 0
03.12. | 8 | 840.0601 |  | 732.8861 | 0 | 33.666 | 73.508 | 0
03.12. | 9 | 855.0186 |  | 744.3966 | 0 | 36.562 | 74.06 | 0
03.12. | 10 | 858.4539 |  | 749.5499 | 0 | 34.752 | 74.152 | 0
03.12. | 11 | 851.814 |  | 748.346 | 0 | 29.684 | 73.784 | 0
03.12. | 12 | 845.3853 |  | 747.1633 | 0 | 24.254 | 73.968 | 0
03.12. | 13 | 836.339 |  | 742.01 | 0 | 20.453 | 73.876 | 0
03.12. | 14 | 829.4365 |  | 740.0035 | 0 | 16.109 | 73.324 | 0
03.12. | 15 | 832.9475 |  | 746.3925 | 0 | 12.127 | 74.428 | 0
03.12. | 16 | 830.3576 |  | 745.9806 | 0 | 10.317 | 74.06 | 0
03.12. | 17 | 831.3368 |  | 747.5858 | 0 | 9.231 | 74.52 | 0
03.12. | 18 | 835.7221 |  | 751.1551 | 0 | 9.955 | 74.612 | 0
03.12. | 19 | 844.9944 |  | 754.7244 | 0 | 15.566 | 74.704 | 0
03.12. | 20 | 858.8382 |  | 756.3402 | 0 | 27.15 | 75.348 | 0
03.12. | 21 | 867.0957 |  | 752.7497 | 0 | 39.458 | 74.888 | 0
03.12. | 22 | 878.5862 |  | 753.1192 | 0 | 51.223 | 74.244 | 0
03.12. | 23 | 888.0541 |  | 753.5311 | 0 | 59.911 | 74.612 | 0
03.12. | 24 | 894.8327 |  | 754.3337 | 0 | 65.703 | 74.796 | 0
04.12. | 1 | 846.222 |  | 705.631 | 0 | 65.703 | 74.888 | 0
04.12. | 2 | 837.286 |  | 701.671 | 0 | 60.635 | 74.98 | 0
04.12. | 3 | 829.7893 |  | 700.4353 | 0 | 55.386 | 73.968 | 0
04.12. | 4 | 828.9496 |  | 703.2126 | 0 | 51.585 | 74.152 | 0
04.12. | 5 | 815.7734 |  | 697.6474 | 0 | 44.526 | 73.6 | 0
04.12. | 6 | 808.8415 |  | 700.4035 | 0 | 35.114 | 73.324 | 0
04.12. | 7 | 818.1843 |  | 710.7313 | 0 | 33.485 | 73.968 | 0
04.12. | 8 | 871.9384 |  | 759.4234 | 0 | 38.915 | 73.6 | 0
04.12. | 9 | 883.3701 |  | 769.3181 | 0 | 40.544 | 73.508 | 0
04.12. | 10 | 889.0323 |  | 768.5473 | 0 | 46.517 | 73.968 | 0
04.12. | 11 | 895.6613 |  | 767.7553 | 0 | 53.938 | 73.968 | 0
04.12. | 12 | 900.666 |  | 768.146 | 0 | 58.644 | 73.876 | 0
04.12. | 13 | 892.6837 |  | 766.9527 | 0 | 51.947 | 73.784 | 0
04.12. | 14 | 887.0445 |  | 770.0995 | 0 | 43.621 | 73.324 | 0
04.12. | 15 | 883.0521 |  | 771.6411 | 0 | 38.915 | 72.496 | 0
04.12. | 16 | 876.8254 |  | 769.6664 | 0 | 34.571 | 72.588 | 0
04.12. | 17 | 867.2388 |  | 762.5278 | 0 | 32.399 | 72.312 | 0
04.12. | 18 | 867.1273 |  | 762.9503 | 0 | 31.313 | 72.864 | 0
04.12. | 19 | 866.0796 |  | 757.7546 | 0 | 36.381 | 71.944 | 0
04.12. | 20 | 885.3373 |  | 762.8973 | 0 | 50.68 | 71.76 | 0
04.12. | 21 | 891.6741 |  | 763.7741 | 0 | 54.3 | 73.6 | 0
04.12. | 22 | 886.6758 |  | 756.2448 | 0 | 57.015 | 73.416 | 0
04.12. | 23 | 878.6166 |  | 755.4316 | 0 | 50.137 | 73.048 | 0
04.12. | 24 | 876.5361 |  | 761.3981 | 0 | 41.63 | 73.508 | 0
05.12. | 1 | 809.3798 |  | 699.2208 | 0 | 36.743 | 73.416 | 0
05.12. | 2 | 804.9945 |  | 695.6515 | 0 | 36.019 | 73.324 | 0
05.12. | 3 | 810.1817 |  | 695.6727 | 0 | 40.725 | 73.784 | 0
05.12. | 4 | 810.2524 |  | 694.4794 | 0 | 42.173 | 73.6 | 0
05.12. | 5 | 805.9759 |  | 692.4729 | 0 | 40.363 | 73.14 | 0
05.12. | 6 | 801.2276 |  | 692.0716 | 0 | 36.2 | 72.956 | 0
05.12. | 7 | 808.4392 |  | 703.1702 | 0 | 32.037 | 73.232 | 0
05.12. | 8 | 842.7766 |  | 742.0206 | 0 | 26.788 | 73.968 | 0
05.12. | 9 | 846.0752 |  | 750.7432 | 0 | 20.996 | 74.336 | 0
05.12. | 10 | 853.0724 |  | 760.2684 | 0 | 18.1 | 74.704 | 0
05.12. | 11 | 853.6755 |  | 768.5685 | 0 | 10.679 | 74.428 | 0
05.12. | 12 | 851.4402 |  | 768.9592 | 0 | 8.145 | 74.336 | 0
05.12. | 13 | 847.0806 |  | 765.7806 | 0 | 7.24 | 74.06 | 0
05.12. | 14 | 834.0842 |  | 752.3272 | 0 | 7.421 | 74.336 | 0
05.12. | 15 | 836.389 |  | 752.359 | 0 | 9.05 | 74.98 | 0
05.12. | 16 | 840.3784 |  | 751.5564 | 0 | 14.118 | 74.704 | 0
05.12. | 17 | 849.1794 |  | 750.7644 | 0 | 23.711 | 74.704 | 0
05.12. | 18 | 854.5367 |  | 748.7897 | 0 | 30.951 | 74.796 | 0
05.12. | 19 | 867.4745 |  | 754.3125 | 0 | 38.734 | 74.428 | 0
05.12. | 20 | 872.5524 |  | 759.4764 | 0 | 38.372 | 74.704 | 0
05.12. | 21 | 875.5723 |  | 760.6803 | 0 | 39.82 | 75.072 | 0
05.12. | 22 | 879.3174 |  | 760.2684 | 0 | 44.345 | 74.704 | 0
05.12. | 23 | 863.1421 |  | 741.6511 | 0 | 46.879 | 74.612 | 0
05.12. | 24 | 858.6562 |  | 740.5002 | 0 | 42.716 | 75.44 | 0
06.12. | 1 | 802.487 |  | 690.583 | 0 | 36.924 | 74.98 | 0
06.12. | 2 | 804.0433 |  | 688.6083 | 0 | 40.363 | 75.072 | 0
06.12. | 3 | 799.4169 |  | 686.9819 | 0 | 38.191 | 74.244 | 0
06.12. | 4 | 795.1268 |  | 684.2258 | 0 | 36.381 | 74.52 | 0
06.12. | 5 | 790.3711 |  | 684.6271 | 0 | 31.132 | 74.612 | 0
06.12. | 6 | 786.5095 |  | 683.0325 | 0 | 29.141 | 74.336 | 0
06.12. | 7 | 796.7155 |  | 686.9925 | 0 | 35.295 | 74.428 | 0
06.12. | 8 | 834.0891 |  | 725.8111 | 0 | 33.666 | 74.612 | 0
06.12. | 9 | 841.4577 |  | 737.7017 | 0 | 28.96 | 74.796 | 0
06.12. | 10 | 832.0709 |  | 735.2939 | 0 | 22.625 | 74.152 | 0
06.12. | 11 | 817.1342 |  | 727.7752 | 0 | 15.023 | 74.336 | 0
06.12. | 12 | 815.7752 |  | 727.7752 | 0 | 13.756 | 74.244 | 0
06.12. | 13 | 814.3403 |  | 724.9873 | 0 | 15.385 | 73.968 | 0
06.12. | 14 | 819.2911 |  | 727.3951 | 0 | 17.376 | 74.52 | 0
06.12. | 15 | 820.5492 |  | 728.5672 | 0 | 17.738 | 74.244 | 0
06.12. | 16 | 824.5285 |  | 730.5525 | 0 | 19.548 | 74.428 | 0
06.12. | 17 | 837.1864 |  | 739.6764 | 0 | 22.806 | 74.704 | 0
06.12. | 18 | 848.0108 |  | 743.6258 | 0 | 29.865 | 74.52 | 0
06.12. | 19 | 854.6811 |  | 746.4031 | 0 | 33.666 | 74.612 | 0
06.12. | 20 | 858.5187 |  | 748.7897 | 0 | 34.933 | 74.796 | 0
06.12. | 21 | 854.711 |  | 745.178 | 0 | 35.657 | 73.876 | 0
06.12. | 22 | 853.3154 |  | 742.7914 | 0 | 36.924 | 73.6 | 0
06.12. | 23 | 853.9981 |  | 739.2221 | 0 | 41.268 | 73.508 | 0
06.12. | 24 | 856.4144 |  | 738.8314 | 0 | 43.983 | 73.6 | 0
07.12. | 1 | 812.032 |  | 692.906 | 0 | 45.25 | 73.876 | 0
07.12. | 2 | 814.315 |  | 688.946 | 0 | 51.585 | 73.784 | 0
07.12. | 3 | 822.0335 |  | 690.9525 | 0 | 56.653 | 74.428 | 0
07.12. | 4 | 817.5399 |  | 689.3579 | 0 | 53.938 | 74.244 | 0
07.12. | 5 | 815.8325 |  | 689.3685 | 0 | 52.128 | 74.336 | 0
07.12. | 6 | 813.1605 |  | 685.3555 | 0 | 54.481 | 73.324 | 0
07.12. | 7 | 825.7657 |  | 686.1157 | 0 | 66.97 | 72.68 | 0
07.12. | 8 | 869.8719 |  | 711.4809 | 0 | 85.251 | 73.14 | 0
07.12. | 9 | 869.866 |  | 721.418 | 0 | 74.572 | 73.876 | 0
07.12. | 10 | 887.5432 |  | 737.2792 | 0 | 76.02 | 74.244 | 0
07.12. | 11 | 889.667 |  | 747.554 | 0 | 68.237 | 73.876 | 0
07.12. | 12 | 870.7213 |  | 741.5663 | 0 | 56.291 | 72.864 | 0
07.12. | 13 | 858.074 |  | 733.192 | 0 | 53.214 | 71.668 | 0
07.12. | 14 | 838.3939 |  | 708.9989 | 0 | 58.463 | 70.932 | 0
07.12. | 15 | 853.5475 |  | 713.8145 | 0 | 67.513 | 72.22 | 0
07.12. | 16 | 861.6601 |  | 719.3161 | 0 | 70.952 | 71.392 | 0
07.12. | 17 | 868.3027 |  | 718.5347 | 0 | 78.192 | 71.576 | 0
07.12. | 18 | 877.2375 |  | 724.1105 | 0 | 80.907 | 72.22 | 0
07.12. | 19 | 890.4792 |  | 734.0052 | 0 | 84.346 | 72.128 | 0
07.12. | 20 | 893.3745 |  | 738.4195 | 0 | 81.631 | 73.324 | 0
07.12. | 21 | 885.6706 |  | 733.2556 | 0 | 79.459 | 72.956 | 0
07.12. | 22 | 882.2257 |  | 733.6887 | 0 | 74.753 | 73.784 | 0
07.12. | 23 | 859.9733 |  | 714.6913 | 0 | 71.314 | 73.968 | 0
07.12. | 24 | 850.3343 |  | 709.9393 | 0 | 66.427 | 73.968 | 0
08.12. | 1 | 809.4092 |  | 674.7112 | 0 | 60.454 | 74.244 | 0
08.12. | 2 | 809.5719 |  | 673.5179 | 0 | 61.902 | 74.152 | 0
08.12. | 3 | 811.8465 |  | 674.2675 | 0 | 64.255 | 73.324 | 0
08.12. | 4 | 822.6464 |  | 676.2104 | 0 | 73.848 | 72.588 | 0
08.12. | 5 | 831.395 |  | 677.805 | 0 | 80.726 | 72.864 | 0
08.12. | 6 | 831.6603 |  | 676.6223 | 0 | 82.174 | 72.864 | 0
08.12. | 7 | 832.0735 |  | 675.8515 | 0 | 82.898 | 73.324 | 0
08.12. | 8 | 831.4991 |  | 677.4461 | 0 | 80.545 | 73.508 | 0
08.12. | 9 | 822.5438 |  | 675.4608 | 0 | 73.667 | 73.416 | 0
08.12. | 10 | 812.527 |  | 675.482 | 0 | 63.169 | 73.876 | 0
08.12. | 11 | 803.5571 |  | 676.6541 | 0 | 53.395 | 73.508 | 0
08.12. | 12 | 789.6997 |  | 675.0277 | 0 | 41.992 | 72.68 | 0
08.12. | 13 | 780.9108 |  | 676.1998 | 0 | 32.399 | 72.312 | 0
08.12. | 14 | 774.9289 |  | 677.3719 | 0 | 25.521 | 72.036 | 0
08.12. | 15 | 771.6343 |  | 674.9853 | 0 | 24.797 | 71.852 | 0
08.12. | 16 | 780.1737 |  | 678.9877 | 0 | 28.598 | 72.588 | 0
08.12. | 17 | 792.5925 |  | 683.7185 | 0 | 36.562 | 72.312 | 0
08.12. | 18 | 805.7501 |  | 686.1051 | 0 | 47.241 | 72.404 | 0
08.12. | 19 | 813.1652 |  | 686.5382 | 0 | 53.395 | 73.232 | 0
08.12. | 20 | 820.8718 |  | 689.7168 | 0 | 57.739 | 73.416 | 0
08.12. | 21 | 820.5753 |  | 684.5423 | 0 | 63.169 | 72.864 | 0
08.12. | 22 | 814.629 |  | 681.765 | 0 | 60.092 | 72.772 | 0
08.12. | 23 | 806.3166 |  | 681.7756 | 0 | 51.585 | 72.956 | 0
08.12. | 24 | 798.9683 |  | 683.7503 | 0 | 42.354 | 72.864 | 0
09.12. | 1 | 797.5018 |  | 689.7698 | 0 | 33.304 | 74.428 | 0
09.12. | 2 | 793.7478 |  | 691.3538 | 0 | 27.874 | 74.52 | 0
09.12. | 3 | 786.3814 |  | 684.1834 | 0 | 28.598 | 73.6 | 0
09.12. | 4 | 786.6136 |  | 683.4126 | 0 | 29.141 | 74.06 | 0
09.12. | 5 | 779.7603 |  | 678.2063 | 0 | 28.598 | 72.956 | 0
09.12. | 6 | 779.2368 |  | 677.7838 | 0 | 29.141 | 72.312 | 0
09.12. | 7 | 786.4684 |  | 681.7544 | 0 | 32.218 | 72.496 | 0
09.12. | 8 | 839.0307 |  | 728.8837 | 0 | 37.467 | 72.68 | 0
09.12. | 9 | 857.2435 |  | 745.5475 | 0 | 38.372 | 73.324 | 0
09.12. | 10 | 858.8515 |  | 755.8435 | 0 | 29.684 | 73.324 | 0
09.12. | 11 | 848.7835 |  | 756.6355 | 0 | 18.824 | 73.324 | 0
09.12. | 12 | 838.5471 |  | 751.1021 | 0 | 13.937 | 73.508 | 0
09.12. | 13 | 833.8426 |  | 750.7326 | 0 | 9.05 | 74.06 | 0
09.12. | 14 | 836.2582 |  | 754.7562 | 0 | 6.154 | 75.348 | 0
09.12. | 15 | 834.7103 |  | 752.7603 | 0 | 6.878 | 75.072 | 0
09.12. | 16 | 833.9964 |  | 750.7114 | 0 | 9.593 | 73.692 | 0
09.12. | 17 | 839.6875 |  | 751.8835 | 0 | 14.48 | 73.324 | 0
09.12. | 18 | 850.2147 |  | 755.0727 | 0 | 21.358 | 73.784 | 0
09.12. | 19 | 856.1741 |  | 755.0621 | 0 | 27.512 | 73.6 | 0
09.12. | 20 | 863.5704 |  | 760.2684 | 0 | 28.598 | 74.704 | 0
09.12. | 21 | 862.7376 |  | 759.4446 | 0 | 29.141 | 74.152 | 0
09.12. | 22 | 863.0165 |  | 758.2725 | 0 | 30.408 | 74.336 | 0
09.12. | 23 | 862.6812 |  | 755.4952 | 0 | 32.942 | 74.244 | 0
09.12. | 24 | 860.9758 |  | 749.1698 | 0 | 37.286 | 74.52 | 0
10.12. | 1 | 812.8208 |  | 692.1458 | 0 | 46.155 | 74.52 | 0
10.12. | 2 | 811.5315 |  | 685.3555 | 0 | 52.852 | 73.324 | 0
10.12. | 3 | 814.6681 |  | 680.6141 | 0 | 60.454 | 73.6 | 0
10.12. | 4 | 810.1119 |  | 674.2569 | 0 | 62.807 | 73.048 | 0
10.12. | 5 | 806.9758 |  | 672.2928 | 0 | 61.359 | 73.324 | 0
10.12. | 6 | 803.7247 |  | 668.6917 | 0 | 62.445 | 72.588 | 0
10.12. | 7 | 807.1899 |  | 672.6199 | 0 | 62.626 | 71.944 | 0
10.12. | 8 | 854.5497 |  | 717.7957 | 0 | 64.074 | 72.68 | 0
10.12. | 9 | 865.1533 |  | 727.3103 | 0 | 64.979 | 72.864 | 0
10.12. | 10 | 867.5095 |  | 728.8625 | 0 | 66.427 | 72.22 | 0
10.12. | 11 | 863.3915 |  | 727.2785 | 0 | 63.893 | 72.22 | 0
10.12. | 12 | 849.5786 |  | 720.5306 | 0 | 57.196 | 71.852 | 0
10.12. | 13 | 845.9863 |  | 724.0893 | 0 | 50.137 | 71.76 | 0
10.12. | 14 | 840.2304 |  | 723.6774 | 0 | 45.069 | 71.484 | 0
10.12. | 15 | 828.0282 |  | 715.7362 | 0 | 41.268 | 71.024 | 0
10.12. | 16 | 823.6884 |  | 713.3814 | 0 | 38.915 | 71.392 | 0
10.12. | 17 | 824.3919 |  | 716.9719 | 0 | 35.476 | 71.944 | 0
10.12. | 18 | 819.1004 |  | 715.0184 | 0 | 31.494 | 72.588 | 0
10.12. | 19 | 821.49 |  | 717.405 | 0 | 31.313 | 72.772 | 0
10.12. | 20 | 829.0203 |  | 721.7663 | 0 | 34.39 | 72.864 | 0
10.12. | 21 | 829.9268 |  | 721.3968 | 0 | 35.114 | 73.416 | 0
10.12. | 22 | 824.1224 |  | 719.7704 | 0 | 31.856 | 72.496 | 0
10.12. | 23 | 818.9545 |  | 717.7745 | 0 | 28.96 | 72.22 | 0
10.12. | 24 | 815.811 |  | 716.613 | 0 | 26.426 | 72.772 | 0
11.12. | 1 | 757.202 |  | 661.173 | 0 | 23.349 | 72.68 | 0
11.12. | 2 | 752.6948 |  | 659.5678 | 0 | 20.815 | 72.312 | 0
11.12. | 3 | 759.7197 |  | 663.1477 | 0 | 23.892 | 72.68 | 0
11.12. | 4 | 763.1619 |  | 664.6999 | 0 | 26.426 | 72.036 | 0
11.12. | 5 | 761.0564 |  | 665.8614 | 0 | 23.711 | 71.484 | 0
11.12. | 6 | 750.7987 |  | 659.8737 | 0 | 20.453 | 70.472 | 0
11.12. | 7 | 752.5548 |  | 662.6298 | 0 | 19.729 | 70.196 | 0
11.12. | 8 | 804.3706 |  | 710.1816 | 0 | 23.349 | 70.84 | 0
11.12. | 9 | 816.0755 |  | 721.6285 | 0 | 24.435 | 70.012 | 0
11.12. | 10 | 826.0998 |  | 730.0028 | 0 | 24.797 | 71.3 | 0
11.12. | 11 | 833.9219 |  | 738.3559 | 0 | 23.53 | 72.036 | 0
11.12. | 12 | 832.192 |  | 739.528 | 0 | 20.996 | 71.668 | 0
11.12. | 13 | 826.31 |  | 742.696 | 0 | 11.946 | 71.668 | 0
11.12. | 14 | 825.835 |  | 743.488 | 0 | 10.679 | 71.668 | 0
11.12. | 15 | 815.3659 |  | 735.9269 | 0 | 8.507 | 70.932 | 0
11.12. | 16 | 815.3345 |  | 737.5215 | 0 | 6.697 | 71.116 | 0
11.12. | 17 | 827.2318 |  | 744.2588 | 0 | 11.765 | 71.208 | 0
11.12. | 18 | 829.4038 |  | 744.2588 | 0 | 13.937 | 71.208 | 0
11.12. | 19 | 828.0055 |  | 743.8575 | 0 | 13.032 | 71.116 | 0
11.12. | 20 | 826.5664 |  | 742.6854 | 0 | 12.489 | 71.392 | 0
11.12. | 21 | 826.7687 |  | 743.8787 | 0 | 11.222 | 71.668 | 0
11.12. | 22 | 830.0089 |  | 745.4839 | 0 | 12.489 | 72.036 | 0
11.12. | 23 | 829.909 |  | 743.488 | 0 | 14.661 | 71.76 | 0
11.12. | 24 | 821.4245 |  | 742.3265 | 0 | 6.878 | 72.22 | 0
12.12. | 1 | 750.9956 |  | 673.8026 | 0 | 5.249 | 71.944 | 0
12.12. | 2 | 747.5242 |  | 669.0612 | 0 | 6.335 | 72.128 | 0
12.12. | 3 | 746.658 |  | 666.664 | 0 | 8.326 | 71.668 | 0
12.12. | 4 | 743.5308 |  | 664.2668 | 0 | 7.964 | 71.3 | 0
12.12. | 5 | 736.1963 |  | 658.3003 | 0 | 7.24 | 70.656 | 0
12.12. | 6 | 734.8267 |  | 658.2897 | 0 | 5.973 | 70.564 | 0
12.12. | 7 | 741.8172 |  | 664.2032 | 0 | 7.602 | 70.012 | 0
12.12. | 8 | 786.2795 |  | 709.0095 | 0 | 6.154 | 71.116 | 0
12.12. | 9 | 798.5727 |  | 720.1187 | 0 | 6.878 | 71.576 | 0
12.12. | 10 | 808.8667 |  | 727.9857 | 0 | 10.317 | 70.564 | 0
12.12. | 11 | 830.9025 |  | 740.6895 | 0 | 19.005 | 71.208 | 0
12.12. | 12 | 837.3455 |  | 737.4685 | 0 | 29.865 | 70.012 | 0
12.12. | 13 | 838.9624 |  | 737.0884 | 0 | 31.494 | 70.38 | 0
12.12. | 14 | 824.0452 |  | 719.6432 | 0 | 34.39 | 70.012 | 0
12.12. | 15 | 835.6564 |  | 719.6644 | 0 | 45.612 | 70.38 | 0
12.12. | 16 | 847.6128 |  | 718.1228 | 0 | 58.282 | 71.208 | 0
12.12. | 17 | 865.5291 |  | 720.1081 | 0 | 74.029 | 71.392 | 0
12.12. | 18 | 883.2233 |  | 720.0763 | 0 | 92.491 | 70.656 | 0
12.12. | 19 | 890.244 |  | 726.011 | 0 | 93.577 | 70.656 | 0
12.12. | 20 | 909.7393 |  | 727.1513 | 0 | 112.944 | 69.644 | 0
12.12. | 21 | 926.5048 |  | 729.1578 | 0 | 127.243 | 70.104 | 0
12.12. | 22 | 930.6191 |  | 726.3911 | 0 | 133.94 | 70.288 | 0
12.12. | 23 | 924.9715 |  | 713.7615 | 0 | 140.094 | 71.116 | 0
12.12. | 24 | 927.6044 |  | 709.4214 | 0 | 146.791 | 71.392 | 0
13.12. | 1 | 890.191 |  | 666.664 | 0 | 151.859 | 71.668 | 0
13.12. | 2 | 886.2478 |  | 664.2668 | 0 | 150.773 | 71.208 | 0
13.12. | 3 | 892.3521 |  | 664.6681 | 0 | 156.384 | 71.3 | 0
13.12. | 4 | 891.8697 |  | 666.2627 | 0 | 154.031 | 71.576 | 0
13.12. | 5 | 896.1897 |  | 667.0547 | 0 | 157.651 | 71.484 | 0
13.12. | 6 | 894.0308 |  | 664.2668 | 0 | 158.556 | 71.208 | 0
13.12. | 7 | 890.8623 |  | 667.8043 | 0 | 152.402 | 70.656 | 0
13.12. | 8 | 921.1131 |  | 704.2151 | 0 | 146.61 | 70.288 | 0
13.12. | 9 | 921.1079 |  | 709.7379 | 0 | 141.542 | 69.828 | 0
13.12. | 10 | 927.3262 |  | 715.6832 | 0 | 141.723 | 69.92 | 0
13.12. | 11 | 925.6475 |  | 716.0845 | 0 | 139.551 | 70.012 | 0
13.12. | 12 | 934.6246 |  | 722.0616 | 0 | 141.723 | 70.84 | 0
13.12. | 13 | 938.1452 |  | 722.8642 | 0 | 144.257 | 71.024 | 0
13.12. | 14 | 937.7288 |  | 722.0828 | 0 | 144.438 | 71.208 | 0
13.12. | 15 | 930.764 |  | 717.299 | 0 | 142.809 | 70.656 | 0
13.12. | 16 | 919.2905 |  | 710.5405 | 0 | 138.646 | 70.104 | 0
13.12. | 17 | 920.2252 |  | 716.5282 | 0 | 132.673 | 71.024 | 0
13.12. | 18 | 910.7996 |  | 716.5176 | 0 | 123.442 | 70.84 | 0
13.12. | 19 | 910.5751 |  | 717.7321 | 0 | 121.451 | 71.392 | 0
13.12. | 20 | 904.7198 |  | 718.1228 | 0 | 115.297 | 71.3 | 0
13.12. | 21 | 886.9143 |  | 720.1293 | 0 | 95.025 | 71.76 | 0
13.12. | 22 | 868.548 |  | 714.976 | 0 | 81.812 | 71.76 | 0
13.12. | 23 | 863.4649 |  | 714.5959 | 0 | 76.925 | 71.944 | 0
13.12. | 24 | 854.9154 |  | 712.6424 | 0 | 69.685 | 72.588 | 0
14.12. | 1 | 807.0821 |  | 667.8891 | 0 | 66.789 | 72.404 | 0
14.12. | 2 | 802.9431 |  | 667.0971 | 0 | 63.35 | 72.496 | 0
14.12. | 3 | 805.3851 |  | 667.0971 | 0 | 65.884 | 72.404 | 0
14.12. | 4 | 813.6357 |  | 667.1077 | 0 | 73.848 | 72.68 | 0
14.12. | 5 | 798.4529 |  | 659.1029 | 0 | 68.418 | 70.932 | 0
14.12. | 6 | 799.2951 |  | 662.2921 | 0 | 65.703 | 71.3 | 0
14.12. | 7 | 803.8879 |  | 671.0359 | 0 | 60.816 | 72.036 | 0
14.12. | 8 | 833.796 |  | 704.733 | 0 | 56.291 | 72.772 | 0
14.12. | 9 | 837.6027 |  | 712.2517 | 0 | 52.671 | 72.68 | 0
14.12. | 10 | 847.5968 |  | 730.1088 | 0 | 44.164 | 73.324 | 0
14.12. | 11 | 862.2 |  | 745.97 | 0 | 42.354 | 73.876 | 0
14.12. | 12 | 881.9488 |  | 756.2978 | 0 | 51.223 | 74.428 | 0
14.12. | 13 | 881.0208 |  | 753.9218 | 0 | 52.671 | 74.428 | 0
14.12. | 14 | 848.8784 |  | 726.9514 | 0 | 48.327 | 73.6 | 0
14.12. | 15 | 846.7984 |  | 726.9514 | 0 | 46.155 | 73.692 | 0
14.12. | 16 | 843.9694 |  | 730.9114 | 0 | 39.458 | 73.6 | 0
14.12. | 17 | 842.0632 |  | 733.2662 | 0 | 35.657 | 73.14 | 0
14.12. | 18 | 847.5135 |  | 737.6275 | 0 | 36.562 | 73.324 | 0
14.12. | 19 | 859.3752 |  | 748.3142 | 0 | 37.829 | 73.232 | 0
14.12. | 20 | 868.9981 |  | 756.5931 | 0 | 40.001 | 72.404 | 0
14.12. | 21 | 870.0406 |  | 757.8076 | 0 | 39.277 | 72.956 | 0
14.12. | 22 | 866.044 |  | 751.461 | 0 | 41.811 | 72.772 | 0
14.12. | 23 | 858.0357 |  | 728.8837 | 0 | 56.472 | 72.68 | 0
14.12. | 24 | 862.6895 |  | 723.3185 | 0 | 67.151 | 72.22 | 0
15.12. | 1 | 831.8868 |  | 688.0798 | 0 | 71.495 | 72.312 | 0
15.12. | 2 | 833.384 |  | 684.88 | 0 | 76.744 | 71.76 | 0
15.12. | 3 | 829.5481 |  | 683.6761 | 0 | 74.572 | 71.3 | 0
15.12. | 4 | 822.6451 |  | 678.8711 | 0 | 73.486 | 70.288 | 0
15.12. | 5 | 818.9808 |  | 676.0408 | 0 | 73.848 | 69.092 | 0
15.12. | 6 | 823.5226 |  | 677.6036 | 0 | 77.287 | 68.632 | 0
15.12. | 7 | 833.5313 |  | 682.7993 | 0 | 81.088 | 69.644 | 0
15.12. | 8 | 877.3386 |  | 714.9866 | 0 | 90.5 | 71.852 | 0
15.12. | 9 | 893.5636 |  | 723.6986 | 0 | 97.921 | 71.944 | 0
15.12. | 10 | 889.8372 |  | 719.6432 | 0 | 100.274 | 69.92 | 0
15.12. | 11 | 885.3997 |  | 710.5087 | 0 | 105.523 | 69.368 | 0
15.12. | 12 | 887.0967 |  | 711.3007 | 0 | 106.428 | 69.368 | 0
15.12. | 13 | 894.4537 |  | 716.1057 | 0 | 107.876 | 70.472 | 0
15.12. | 14 | 902.0038 |  | 721.2908 | 0 | 109.505 | 71.208 | 0
15.12. | 15 | 898.0799 |  | 716.9189 | 0 | 110.229 | 70.932 | 0
15.12. | 16 | 893.8165 |  | 711.3855 | 0 | 111.315 | 71.116 | 0
15.12. | 17 | 902.2729 |  | 724.1529 | 0 | 104.98 | 73.14 | 0
15.12. | 18 | 898.9192 |  | 719.8022 | 0 | 105.885 | 73.232 | 0
15.12. | 19 | 897.5169 |  | 713.8039 | 0 | 111.677 | 72.036 | 0
15.12. | 20 | 909.5198 |  | 719.8128 | 0 | 116.383 | 73.324 | 0
15.12. | 21 | 904.9493 |  | 718.5983 | 0 | 113.487 | 72.864 | 0
15.12. | 22 | 911.4443 |  | 719.3903 | 0 | 119.098 | 72.956 | 0
15.12. | 23 | 917.511 |  | 720.573 | 0 | 124.166 | 72.772 | 0
15.12. | 24 | 911.5914 |  | 715.0184 | 0 | 123.985 | 72.588 | 0
16.12. | 1 | 880.875 |  | 681.765 | 0 | 126.338 | 72.772 | 0
16.12. | 2 | 863.4475 |  | 671.7855 | 0 | 120.546 | 71.116 | 0
16.12. | 3 | 862.5556 |  | 668.9976 | 0 | 122.718 | 70.84 | 0
16.12. | 4 | 850.8341 |  | 667.7831 | 0 | 112.763 | 70.288 | 0
16.12. | 5 | 860.1514 |  | 669.7684 | 0 | 120.003 | 70.38 | 0
16.12. | 6 | 864.6121 |  | 673.3271 | 0 | 121.089 | 70.196 | 0
16.12. | 7 | 874.6218 |  | 684.8588 | 0 | 118.555 | 71.208 | 0
16.12. | 8 | 923.4511 |  | 732.7801 | 0 | 119.279 | 71.392 | 0
16.12. | 9 | 955.5455 |  | 742.3265 | 0 | 140.999 | 72.22 | 0
16.12. | 10 | 957.2044 |  | 741.1014 | 0 | 144.619 | 71.484 | 0
16.12. | 11 | 948.437 |  | 735.515 | 0 | 142.266 | 70.656 | 0
16.12. | 12 | 955.0712 |  | 738.7042 | 0 | 145.343 | 71.024 | 0
16.12. | 13 | 953.3413 |  | 739.8763 | 0 | 142.809 | 70.656 | 0
16.12. | 14 | 943.415 |  | 740.267 | 0 | 132.492 | 70.656 | 0
16.12. | 15 | 927.736 |  | 741.059 | 0 | 116.021 | 70.656 | 0
16.12. | 16 | 912.4937 |  | 746.2547 | 0 | 94.663 | 71.576 | 0
16.12. | 17 | 901.5274 |  | 750.6584 | 0 | 78.373 | 72.496 | 0
16.12. | 18 | 902.8404 |  | 755.4104 | 0 | 74.934 | 72.496 | 0
16.12. | 19 | 893.2071 |  | 758.1771 | 0 | 62.626 | 72.404 | 0
16.12. | 20 | 890.413 |  | 763.341 | 0 | 54.3 | 72.772 | 0
16.12. | 21 | 879.6974 |  | 760.9544 | 0 | 46.155 | 72.588 | 0
16.12. | 22 | 871.1726 |  | 762.5596 | 0 | 35.657 | 72.956 | 0
16.12. | 23 | 858.0449 |  | 758.2089 | 0 | 26.788 | 73.048 | 0
16.12. | 24 | 841.7868 |  | 749.9088 | 0 | 18.462 | 73.416 | 0
17.12. | 1 | 780.6025 |  | 690.8995 | 0 | 16.471 | 73.232 | 0
17.12. | 2 | 779.1434 |  | 687.3514 | 0 | 18.1 | 73.692 | 0
17.12. | 3 | 771.7335 |  | 681.3955 | 0 | 17.014 | 73.324 | 0
17.12. | 4 | 764.3194 |  | 677.7944 | 0 | 13.937 | 72.588 | 0
17.12. | 5 | 760.0597 |  | 676.6117 | 0 | 10.86 | 72.588 | 0
17.12. | 6 | 753.4883 |  | 670.2333 | 0 | 11.403 | 71.852 | 0
17.12. | 7 | 761.4125 |  | 675.7985 | 0 | 13.394 | 72.22 | 0
17.12. | 8 | 817.5597 |  | 729.6757 | 0 | 15.204 | 72.68 | 0
17.12. | 9 | 826.8011 |  | 738.3771 | 0 | 15.928 | 72.496 | 0
17.12. | 10 | 831.0007 |  | 740.7637 | 0 | 17.557 | 72.68 | 0
17.12. | 11 | 840.3603 |  | 743.1503 | 0 | 24.254 | 72.956 | 0
17.12. | 12 | 844.8445 |  | 742.3795 | 0 | 29.141 | 73.324 | 0
17.12. | 13 | 843.6858 |  | 740.4048 | 0 | 29.865 | 73.416 | 0
17.12. | 14 | 836.4715 |  | 740.7955 | 0 | 22.444 | 73.232 | 0
17.12. | 15 | 843.5545 |  | 740.0035 | 0 | 30.227 | 73.324 | 0
17.12. | 16 | 860.9849 |  | 740.7849 | 0 | 47.06 | 73.14 | 0
17.12. | 17 | 875.4748 |  | 745.9488 | 0 | 56.11 | 73.416 | 0
17.12. | 18 | 896.7992 |  | 752.3272 | 0 | 70.228 | 74.244 | 0
17.12. | 19 | 902.9312 |  | 756.2872 | 0 | 72.4 | 74.244 | 0
17.12. | 20 | 911.8002 |  | 756.2872 | 0 | 81.269 | 74.244 | 0
17.12. | 21 | 911.9186 |  | 752.2636 | 0 | 86.699 | 72.956 | 0
17.12. | 22 | 918.4843 |  | 751.8623 | 0 | 93.758 | 72.864 | 0
17.12. | 23 | 910.2191 |  | 736.0011 | 0 | 101.722 | 72.496 | 0
17.12. | 24 | 914.0317 |  | 732.8437 | 0 | 108.6 | 72.588 | 0
18.12. | 1 | 862.8781 |  | 675.8091 | 0 | 114.573 | 72.496 | 0
18.12. | 2 | 859.8864 |  | 671.4584 | 0 | 115.84 | 72.588 | 0
18.12. | 3 | 853.4092 |  | 669.0612 | 0 | 112.22 | 72.128 | 0
18.12. | 4 | 853.0044 |  | 665.8614 | 0 | 115.659 | 71.484 | 0
18.12. | 5 | 859.1819 |  | 671.0359 | 0 | 116.202 | 71.944 | 0
18.12. | 6 | 861.1363 |  | 668.6493 | 0 | 120.727 | 71.76 | 0
18.12. | 7 | 874.4665 |  | 675.7455 | 0 | 127.605 | 71.116 | 0
18.12. | 8 | 938.0903 |  | 728.7883 | 0 | 138.646 | 70.656 | 0
18.12. | 9 | 952.9306 |  | 737.1096 | 0 | 144.981 | 70.84 | 0
18.12. | 10 | 959.14 |  | 744.227 | 0 | 144.257 | 70.656 | 0
18.12. | 11 | 952.7649 |  | 739.0419 | 0 | 143.895 | 69.828 | 0
18.12. | 12 | 948.7285 |  | 738.2605 | 0 | 140.456 | 70.012 | 0
18.12. | 13 | 945.606 |  | 737.046 | 0 | 139.008 | 69.552 | 0
18.12. | 14 | 946.3938 |  | 739.4538 | 0 | 136.836 | 70.104 | 0
18.12. | 15 | 929.7658 |  | 738.6618 | 0 | 120.908 | 70.196 | 0
18.12. | 16 | 906.3708 |  | 743.4138 | 0 | 92.853 | 70.104 | 0
18.12. | 17 | 888.0599 |  | 745.3779 | 0 | 72.762 | 69.92 | 0
18.12. | 18 | 890.138 |  | 751.408 | 0 | 66.97 | 71.76 | 0
18.12. | 19 | 884.1499 |  | 751.0279 | 0 | 61.178 | 71.944 | 0
18.12. | 20 | 887.4596 |  | 753.7946 | 0 | 61.721 | 71.944 | 0
18.12. | 21 | 882.8557 |  | 751.0067 | 0 | 60.273 | 71.576 | 0
18.12. | 22 | 887.9222 |  | 751.3762 | 0 | 65.522 | 71.024 | 0
18.12. | 23 | 881.2833 |  | 747.0043 | 0 | 63.531 | 70.748 | 0
18.12. | 24 | 892.1737 |  | 748.5777 | 0 | 73.124 | 70.472 | 0
19.12. | 1 | 829.33 |  | 678.491 | 0 | 80.183 | 70.656 | 0
19.12. | 2 | 840.3364 |  | 678.5334 | 0 | 90.319 | 71.484 | 0
19.12. | 3 | 842.9794 |  | 672.1444 | 0 | 100.455 | 70.38 | 0
19.12. | 4 | 843.3199 |  | 669.3989 | 0 | 102.989 | 70.932 | 0
19.12. | 5 | 843.4702 |  | 666.5792 | 0 | 106.971 | 69.92 | 0
19.12. | 6 | 839.9325 |  | 662.9675 | 0 | 108.057 | 68.908 | 0
19.12. | 7 | 845.3467 |  | 667.7407 | 0 | 108.238 | 69.368 | 0
19.12. | 8 | 887.2834 |  | 708.5764 | 0 | 108.419 | 70.288 | 0
19.12. | 9 | 900.1436 |  | 718.8936 | 0 | 110.41 | 70.84 | 0
19.12. | 10 | 895.7175 |  | 724.7965 | 0 | 100.817 | 70.104 | 0
19.12. | 11 | 888.3232 |  | 731.5232 | 0 | 86.88 | 69.92 | 0
19.12. | 12 | 877.234 |  | 731.555 | 0 | 75.115 | 70.564 | 0
19.12. | 13 | 880.6258 |  | 737.9228 | 0 | 71.495 | 71.208 | 0
19.12. | 14 | 848.112 |  | 708.587 | 0 | 68.961 | 70.564 | 0
19.12. | 15 | 836.7075 |  | 699.4525 | 0 | 67.151 | 70.104 | 0
19.12. | 16 | 825.1047 |  | 694.7217 | 0 | 59.911 | 70.472 | 0
19.12. | 17 | 818.3335 |  | 693.1165 | 0 | 55.205 | 70.012 | 0
19.12. | 18 | 818.3063 |  | 693.0953 | 0 | 55.567 | 69.644 | 0
19.12. | 19 | 830.9741 |  | 707.3831 | 0 | 53.395 | 70.196 | 0
19.12. | 20 | 839.9035 |  | 716.9295 | 0 | 51.766 | 71.208 | 0
19.12. | 21 | 840.9042 |  | 711.0372 | 0 | 57.739 | 72.128 | 0
19.12. | 22 | 836.6267 |  | 712.1987 | 0 | 52.852 | 71.576 | 0
19.12. | 23 | 826.8072 |  | 700.7412 | 0 | 53.938 | 72.128 | 0
19.12. | 24 | 823.9567 |  | 692.4517 | 0 | 58.825 | 72.68 | 0
20.12. | 1 | 790.7765 |  | 655.2065 | 0 | 63.35 | 72.22 | 0
20.12. | 2 | 784.8146 |  | 649.2506 | 0 | 63.712 | 71.852 | 0
20.12. | 3 | 780.4783 |  | 649.6943 | 0 | 57.92 | 72.864 | 0
20.12. | 4 | 783.1674 |  | 656.5164 | 0 | 51.947 | 74.704 | 0
20.12. | 5 | 782.6924 |  | 657.3084 | 0 | 50.68 | 74.704 | 0
20.12. | 6 | 774.9885 |  | 652.1445 | 0 | 48.508 | 74.336 | 0
20.12. | 7 | 774.2168 |  | 655.7138 | 0 | 43.983 | 74.52 | 0
20.12. | 8 | 795.8362 |  | 687.3832 | 0 | 34.209 | 74.244 | 0
20.12. | 9 | 799.862 |  | 696.919 | 0 | 28.055 | 74.888 | 0
20.12. | 10 | 795.109 |  | 696.074 | 0 | 25.159 | 73.876 | 0
20.12. | 11 | 790.6228 |  | 693.6768 | 0 | 23.53 | 73.416 | 0
20.12. | 12 | 791.555 |  | 693.698 | 0 | 24.073 | 73.784 | 0
20.12. | 13 | 787.9644 |  | 689.6744 | 0 | 25.702 | 72.588 | 0
20.12. | 14 | 791.5995 |  | 689.3155 | 0 | 28.96 | 73.324 | 0
20.12. | 15 | 790.3436 |  | 683.3596 | 0 | 34.028 | 72.956 | 0
20.12. | 16 | 785.6079 |  | 677.3719 | 0 | 36.2 | 72.036 | 0
20.12. | 17 | 791.4736 |  | 685.6826 | 0 | 33.847 | 71.944 | 0
20.12. | 18 | 805.3607 |  | 693.2967 | 0 | 38.372 | 73.692 | 0
20.12. | 19 | 811.126 |  | 696.074 | 0 | 41.268 | 73.784 | 0
20.12. | 20 | 813.3586 |  | 697.6686 | 0 | 41.63 | 74.06 | 0
20.12. | 21 | 813.6281 |  | 694.8701 | 0 | 45.25 | 73.508 | 0
20.12. | 22 | 816.0417 |  | 696.4647 | 0 | 45.793 | 73.784 | 0
20.12. | 23 | 825.5828 |  | 701.6498 | 0 | 49.413 | 74.52 | 0
20.12. | 24 | 832.8693 |  | 699.6963 | 0 | 58.101 | 75.072 | 0
21.12. | 1 | 791.4677 |  | 656.1257 | 0 | 60.454 | 74.888 | 0
21.12. | 2 | 788.9935 |  | 652.9365 | 0 | 61.721 | 74.336 | 0
21.12. | 3 | 789.6537 |  | 650.5287 | 0 | 65.341 | 73.784 | 0
21.12. | 4 | 795.125 |  | 654.098 | 0 | 67.151 | 73.876 | 0
21.12. | 5 | 797.7421 |  | 654.5311 | 0 | 68.599 | 74.612 | 0
21.12. | 6 | 793.7037 |  | 651.3207 | 0 | 68.599 | 73.784 | 0
21.12. | 7 | 793.9579 |  | 656.0939 | 0 | 63.712 | 74.152 | 0
21.12. | 8 | 824.9782 |  | 684.2152 | 0 | 66.427 | 74.336 | 0
21.12. | 9 | 829.6246 |  | 688.9566 | 0 | 66.608 | 74.06 | 0
21.12. | 10 | 835.4601 |  | 697.9851 | 0 | 64.979 | 72.496 | 0
21.12. | 11 | 852.4378 |  | 715.8528 | 0 | 63.169 | 73.416 | 0
21.12. | 12 | 855.1207 |  | 721.8617 | 0 | 58.463 | 74.796 | 0
21.12. | 13 | 846.5756 |  | 719.8446 | 0 | 52.671 | 74.06 | 0
21.12. | 14 | 823.9456 |  | 698.4076 | 0 | 52.49 | 73.048 | 0
21.12. | 15 | 808.2544 |  | 689.6214 | 0 | 47.241 | 71.392 | 0
21.12. | 16 | 804.989 |  | 690.424 | 0 | 42.897 | 71.668 | 0
21.12. | 17 | 812.0933 |  | 699.5903 | 0 | 39.639 | 72.864 | 0
21.12. | 18 | 814.2495 |  | 704.3635 | 0 | 36.562 | 73.324 | 0
21.12. | 19 | 814.6436 |  | 707.8586 | 0 | 34.933 | 71.852 | 0
21.12. | 20 | 825.1812 |  | 719.7492 | 0 | 33.304 | 72.128 | 0
21.12. | 21 | 828.9501 |  | 725.7581 | 0 | 29.684 | 73.508 | 0
21.12. | 22 | 834.4704 |  | 733.3404 | 0 | 26.426 | 74.704 | 0
21.12. | 23 | 819.1331 |  | 720.2671 | 0 | 24.254 | 74.612 | 0
21.12. | 24 | 814.5322 |  | 716.7402 | 0 | 22.444 | 75.348 | 0
22.12. | 1 | 779.1155 |  | 681.5015 | 0 | 22.082 | 75.532 | 0
22.12. | 2 | 773.4209 |  | 677.5309 | 0 | 20.634 | 75.256 | 0
22.12. | 3 | 773.7876 |  | 678.7136 | 0 | 19.91 | 75.164 | 0
22.12. | 4 | 776.5439 |  | 682.2829 | 0 | 19.005 | 75.256 | 0
22.12. | 5 | 775.0279 |  | 681.4909 | 0 | 18.281 | 75.256 | 0
22.12. | 6 | 776.8609 |  | 683.8669 | 0 | 17.738 | 75.256 | 0
22.12. | 7 | 775.2707 |  | 681.4697 | 0 | 19.005 | 74.796 | 0
22.12. | 8 | 807.943 |  | 711.967 | 0 | 20.996 | 74.98 | 0
22.12. | 9 | 809.5193 |  | 713.1073 | 0 | 22.444 | 73.968 | 0
22.12. | 10 | 801.5602 |  | 706.3382 | 0 | 22.082 | 73.14 | 0
22.12. | 11 | 785.4744 |  | 691.2584 | 0 | 21.72 | 72.496 | 0
22.12. | 12 | 779.5402 |  | 688.8612 | 0 | 18.643 | 72.036 | 0
22.12. | 13 | 781.3359 |  | 693.2649 | 0 | 15.023 | 73.048 | 0
22.12. | 14 | 783.1855 |  | 694.9125 | 0 | 13.937 | 74.336 | 0
22.12. | 15 | 781.1809 |  | 694.9019 | 0 | 12.127 | 74.152 | 0
22.12. | 16 | 783.1101 |  | 694.9231 | 0 | 13.575 | 74.612 | 0
22.12. | 17 | 785.0378 |  | 695.3138 | 0 | 15.204 | 74.52 | 0
22.12. | 18 | 790.2282 |  | 696.8872 | 0 | 19.005 | 74.336 | 0
22.12. | 19 | 799.003 |  | 701.671 | 0 | 22.444 | 74.888 | 0
22.12. | 20 | 801.9052 |  | 702.4842 | 0 | 24.073 | 75.348 | 0
22.12. | 21 | 803.7711 |  | 702.8961 | 0 | 25.159 | 75.716 | 0
22.12. | 22 | 806.6367 |  | 701.3227 | 0 | 29.322 | 75.992 | 0
22.12. | 23 | 809.7693 |  | 700.4883 | 0 | 34.209 | 75.072 | 0
22.12. | 24 | 820.3645 |  | 704.4695 | 0 | 40.363 | 75.532 | 0
23.12. | 1 | 789.3343 |  | 671.1843 | 0 | 43.078 | 75.072 | 0
23.12. | 2 | 788.1291 |  | 671.1631 | 0 | 42.354 | 74.612 | 0
23.12. | 3 | 784.9413 |  | 667.1713 | 0 | 43.802 | 73.968 | 0
23.12. | 4 | 787.6657 |  | 669.5367 | 0 | 44.345 | 73.784 | 0
23.12. | 5 | 792.4961 |  | 673.5391 | 0 | 44.345 | 74.612 | 0
23.12. | 6 | 792.2995 |  | 670.3605 | 0 | 47.603 | 74.336 | 0
23.12. | 7 | 803.3301 |  | 671.9021 | 0 | 57.92 | 73.508 | 0
23.12. | 8 | 862.5427 |  | 718.6937 | 0 | 68.961 | 74.888 | 0
23.12. | 9 | 874.2711 |  | 725.8111 | 0 | 73.848 | 74.612 | 0
23.12. | 10 | 871.9552 |  | 731.7352 | 0 | 65.884 | 74.336 | 0
23.12. | 11 | 864.0211 |  | 730.5101 | 0 | 59.911 | 73.6 | 0
23.12. | 12 | 854.4758 |  | 726.9408 | 0 | 54.119 | 73.416 | 0
23.12. | 13 | 862.1023 |  | 728.9473 | 0 | 59.187 | 73.968 | 0
23.12. | 14 | 851.8073 |  | 724.9873 | 0 | 52.852 | 73.968 | 0
23.12. | 15 | 828.209 |  | 713.445 | 0 | 41.992 | 72.772 | 0
23.12. | 16 | 826.5719 |  | 718.6619 | 0 | 33.666 | 74.244 | 0
23.12. | 17 | 826.0294 |  | 721.4604 | 0 | 29.865 | 74.704 | 0
23.12. | 18 | 825.681 |  | 721.471 | 0 | 29.322 | 74.888 | 0
23.12. | 19 | 830.1358 |  | 725.4628 | 0 | 29.141 | 75.532 | 0
23.12. | 20 | 845.8418 |  | 732.6438 | 0 | 36.562 | 76.636 | 0
23.12. | 21 | 841.4053 |  | 729.8453 | 0 | 35.476 | 76.084 | 0
23.12. | 22 | 829.1324 |  | 723.0974 | 0 | 30.227 | 75.808 | 0
23.12. | 23 | 825.7886 |  | 723.9106 | 0 | 25.702 | 76.176 | 0
23.12. | 24 | 825.6269 |  | 721.9359 | 0 | 27.331 | 76.36 | 0
24.12. | 1 | 779.0856 |  | 672.4836 | 0 | 29.322 | 77.28 | 0
24.12. | 2 | 777.4954 |  | 670.0864 | 0 | 30.589 | 76.82 | 0
24.12. | 3 | 773.6474 |  | 669.2414 | 0 | 28.598 | 75.808 | 0
24.12. | 4 | 769.4238 |  | 667.6468 | 0 | 26.245 | 75.532 | 0
24.12. | 5 | 762.9632 |  | 665.2602 | 0 | 22.263 | 75.44 | 0
24.12. | 6 | 760.4141 |  | 664.8801 | 0 | 19.91 | 75.624 | 0
24.12. | 7 | 762.9516 |  | 667.6786 | 0 | 19.005 | 76.268 | 0
24.12. | 8 | 811.4644 |  | 716.8144 | 0 | 17.738 | 76.912 | 0
24.12. | 9 | 817.7084 |  | 723.1504 | 0 | 17.738 | 76.82 | 0
24.12. | 10 | 820.7644 |  | 723.9424 | 0 | 19.91 | 76.912 | 0
24.12. | 11 | 822.2804 |  | 724.7344 | 0 | 20.634 | 76.912 | 0
24.12. | 12 | 821.3257 |  | 725.1357 | 0 | 19.186 | 77.004 | 0
24.12. | 13 | 822.6486 |  | 725.5476 | 0 | 19.729 | 77.372 | 0
24.12. | 14 | 820.4976 |  | 724.7556 | 0 | 18.462 | 77.28 | 0
24.12. | 15 | 818.0217 |  | 720.3837 | 0 | 20.634 | 77.004 | 0
24.12. | 16 | 822.0304 |  | 717.6064 | 0 | 27.512 | 76.912 | 0
24.12. | 17 | 828.8184 |  | 720.7744 | 0 | 31.132 | 76.912 | 0
24.12. | 18 | 822.1043 |  | 717.9653 | 0 | 28.055 | 76.084 | 0
24.12. | 19 | 821.2893 |  | 714.7973 | 0 | 30.408 | 76.084 | 0
24.12. | 20 | 822.9111 |  | 707.6481 | 0 | 39.639 | 75.624 | 0
24.12. | 21 | 830.0282 |  | 703.2762 | 0 | 51.404 | 75.348 | 0
24.12. | 22 | 829.4862 |  | 700.1082 | 0 | 53.938 | 75.44 | 0
24.12. | 23 | 830.1694 |  | 699.3374 | 0 | 55.024 | 75.808 | 0
24.12. | 24 | 830.3363 |  | 695.7893 | 0 | 58.463 | 76.084 | 0
25.12. | 1 | 797.3067 |  | 656.9707 | 0 | 64.436 | 75.9 | 0
25.12. | 2 | 798.2975 |  | 656.1575 | 0 | 66.608 | 75.532 | 0
25.12. | 3 | 805.8211 |  | 656.1681 | 0 | 74.029 | 75.624 | 0
25.12. | 4 | 810.7368 |  | 656.5588 | 0 | 78.554 | 75.624 | 0
25.12. | 5 | 810.0066 |  | 655.7456 | 0 | 79.097 | 75.164 | 0
25.12. | 6 | 809.3078 |  | 653.3378 | 0 | 81.45 | 74.52 | 0
25.12. | 7 | 810.536 |  | 655.735 | 0 | 79.821 | 74.98 | 0
25.12. | 8 | 807.9209 |  | 657.7309 | 0 | 74.934 | 75.256 | 0
25.12. | 9 | 798.5999 |  | 660.8989 | 0 | 62.445 | 75.256 | 0
25.12. | 10 | 786.8982 |  | 660.5082 | 0 | 51.042 | 75.348 | 0
25.12. | 11 | 769.9858 |  | 654.9218 | 0 | 40.544 | 74.52 | 0
25.12. | 12 | 753.11 |  | 651.722 | 0 | 27.512 | 73.876 | 0
25.12. | 13 | 734.5911 |  | 644.9741 | 0 | 16.109 | 73.508 | 0
25.12. | 14 | 728.4596 |  | 644.5516 | 0 | 10.86 | 73.048 | 0
25.12. | 15 | 729.9385 |  | 648.9235 | 0 | 7.783 | 73.232 | 0
25.12. | 16 | 726.2683 |  | 646.5263 | 0 | 6.878 | 72.864 | 0
25.12. | 17 | 725.7871 |  | 646.5051 | 0 | 6.878 | 72.404 | 0
25.12. | 18 | 727.178 |  | 647.709 | 0 | 6.697 | 72.772 | 0
25.12. | 19 | 728.2279 |  | 648.1209 | 0 | 7.059 | 73.048 | 0
25.12. | 20 | 729.2521 |  | 648.1421 | 0 | 7.602 | 73.508 | 0
25.12. | 21 | 732.6278 |  | 648.5328 | 0 | 10.679 | 73.416 | 0
25.12. | 22 | 741.0401 |  | 650.5181 | 0 | 17.014 | 73.508 | 0
25.12. | 23 | 751.7673 |  | 650.4863 | 0 | 28.417 | 72.864 | 0
25.12. | 24 | 761.9278 |  | 652.4928 | 0 | 36.019 | 73.416 | 0
26.12. | 1 | 764.8035 |  | 648.1315 | 0 | 43.44 | 73.232 | 0
26.12. | 2 | 760.3848 |  | 643.7278 | 0 | 44.345 | 72.312 | 0
26.12. | 3 | 760.3712 |  | 643.7172 | 0 | 44.526 | 72.128 | 0
26.12. | 4 | 761.5885 |  | 644.1185 | 0 | 45.25 | 72.22 | 0
26.12. | 5 | 760.8645 |  | 644.1185 | 0 | 44.526 | 72.22 | 0
26.12. | 6 | 753.4672 |  | 642.0802 | 0 | 40.363 | 71.024 | 0
26.12. | 7 | 755.3818 |  | 645.2588 | 0 | 38.915 | 71.208 | 0
26.12. | 8 | 784.6089 |  | 674.9429 | 0 | 38.734 | 70.932 | 0
26.12. | 9 | 786.7601 |  | 677.2871 | 0 | 39.277 | 70.196 | 0
26.12. | 10 | 796.9221 |  | 689.1671 | 0 | 37.467 | 70.288 | 0
26.12. | 11 | 794.7224 |  | 695.8514 | 0 | 29.503 | 69.368 | 0
26.12. | 12 | 792.3296 |  | 701.4166 | 0 | 21.177 | 69.736 | 0
26.12. | 13 | 797.8558 |  | 708.5658 | 0 | 19.186 | 70.104 | 0
26.12. | 14 | 773.6198 |  | 689.5048 | 0 | 15.023 | 69.092 | 0
26.12. | 15 | 774.7365 |  | 692.3245 | 0 | 12.308 | 70.104 | 0
26.12. | 16 | 784.5558 |  | 701.4908 | 0 | 11.765 | 71.3 | 0
26.12. | 17 | 788.7539 |  | 704.2469 | 0 | 13.575 | 70.932 | 0
26.12. | 18 | 789.2937 |  | 702.6947 | 0 | 15.023 | 71.576 | 0
26.12. | 19 | 794.4151 |  | 706.6441 | 0 | 16.471 | 71.3 | 0
26.12. | 20 | 795.2281 |  | 707.3831 | 0 | 17.557 | 70.288 | 0
26.12. | 21 | 797.8103 |  | 707.3513 | 0 | 20.815 | 69.644 | 0
26.12. | 22 | 799.6354 |  | 706.9924 | 0 | 22.263 | 70.38 | 0
26.12. | 23 | 793.2856 |  | 698.3546 | 0 | 22.987 | 71.944 | 0
26.12. | 24 | 785.6403 |  | 691.6173 | 0 | 22.263 | 71.76 | 0
27.12. | 1 | 750.661 |  | 656.368 | 0 | 22.625 | 71.668 | 0
27.12. | 2 | 746.8622 |  | 651.5842 | 0 | 24.254 | 71.024 | 0
27.12. | 3 | 748.4598 |  | 653.1788 | 0 | 24.073 | 71.208 | 0
27.12. | 4 | 742.0622 |  | 649.1552 | 0 | 22.987 | 69.92 | 0
27.12. | 5 | 740.4631 |  | 647.9301 | 0 | 23.349 | 69.184 | 0
27.12. | 6 | 733.9478 |  | 643.5158 | 0 | 22.444 | 67.988 | 0
27.12. | 7 | 734.2952 |  | 646.6732 | 0 | 19.91 | 67.712 | 0
27.12. | 8 | 768.5446 |  | 682.3556 | 0 | 17.557 | 68.632 | 0
27.12. | 9 | 771.5912 |  | 690.2862 | 0 | 12.489 | 68.816 | 0
27.12. | 10 | 772.5254 |  | 693.4754 | 0 | 9.774 | 69.276 | 0
27.12. | 11 | 771.2013 |  | 694.6793 | 0 | 6.878 | 69.644 | 0
27.12. | 12 | 771.5648 |  | 694.3098 | 0 | 7.059 | 70.196 | 0
27.12. | 13 | 776.9397 |  | 697.9427 | 0 | 7.421 | 71.576 | 0
27.12. | 14 | 775.0298 |  | 695.9468 | 0 | 7.783 | 71.3 | 0
27.12. | 15 | 770.4348 |  | 691.9868 | 0 | 7.24 | 71.208 | 0
27.12. | 16 | 767.2851 |  | 690.0121 | 0 | 5.973 | 71.3 | 0
27.12. | 17 | 774.9984 |  | 697.5414 | 0 | 5.973 | 71.484 | 0
27.12. | 18 | 777.3247 |  | 700.3187 | 0 | 5.43 | 71.576 | 0
27.12. | 19 | 787.2523 |  | 707.5103 | 0 | 6.878 | 72.864 | 0
27.12. | 20 | 787.6007 |  | 707.4997 | 0 | 7.421 | 72.68 | 0
27.12. | 21 | 790.0536 |  | 709.4956 | 0 | 7.602 | 72.956 | 0
27.12. | 22 | 783.0371 |  | 701.9451 | 0 | 8.688 | 72.404 | 0
27.12. | 23 | 779.2791 |  | 697.9321 | 0 | 9.955 | 71.392 | 0
27.12. | 24 | 775.9872 |  | 693.5602 | 0 | 11.403 | 71.024 | 0
28.12. | 1 | 741.8553 |  | 655.9773 | 0 | 14.118 | 71.76 | 0
28.12. | 2 | 735.0888 |  | 646.0508 | 0 | 17.738 | 71.3 | 0
28.12. | 3 | 742.6913 |  | 648.8493 | 0 | 22.082 | 71.76 | 0
28.12. | 4 | 748.9692 |  | 650.0532 | 0 | 26.788 | 72.128 | 0
28.12. | 5 | 754.3992 |  | 650.0532 | 0 | 32.218 | 72.128 | 0
28.12. | 6 | 761.5868 |  | 652.4398 | 0 | 36.743 | 72.404 | 0
28.12. | 7 | 771.0752 |  | 658.7652 | 0 | 40.182 | 72.128 | 0
28.12. | 8 | 804.7578 |  | 688.0268 | 0 | 45.431 | 71.3 | 0
28.12. | 9 | 818.6466 |  | 697.5626 | 0 | 49.232 | 71.852 | 0
28.12. | 10 | 842.5043 |  | 718.5983 | 0 | 51.042 | 72.864 | 0
28.12. | 11 | 848.9387 |  | 727.2997 | 0 | 49.051 | 72.588 | 0
28.12. | 12 | 842.2303 |  | 722.5053 | 0 | 47.965 | 71.76 | 0
28.12. | 13 | 843.366 |  | 722.104 | 0 | 49.594 | 71.668 | 0
28.12. | 14 | 824.8256 |  | 703.1066 | 0 | 49.775 | 71.944 | 0
28.12. | 15 | 827.5213 |  | 705.0813 | 0 | 50.68 | 71.76 | 0
28.12. | 16 | 836.6952 |  | 706.2852 | 0 | 58.282 | 72.128 | 0
28.12. | 17 | 847.0565 |  | 709.1155 | 0 | 64.617 | 73.324 | 0
28.12. | 18 | 852.8965 |  | 706.7925 | 0 | 71.676 | 74.428 | 0
28.12. | 19 | 864.0638 |  | 705.5038 | 0 | 86.156 | 72.404 | 0
28.12. | 20 | 880.5158 |  | 718.2288 | 0 | 88.871 | 73.416 | 0
28.12. | 21 | 879.9142 |  | 719.8022 | 0 | 86.88 | 73.232 | 0
28.12. | 22 | 878.0607 |  | 721.0167 | 0 | 83.26 | 73.784 | 0
28.12. | 23 | 859.3833 |  | 703.6033 | 0 | 81.812 | 73.968 | 0
28.12. | 24 | 858.9548 |  | 702.4418 | 0 | 81.993 | 74.52 | 0
29.12. | 1 | 834.8548 |  | 674.7218 | 0 | 85.613 | 74.52 | 0
29.12. | 2 | 835.2217 |  | 667.9527 | 0 | 93.577 | 73.692 | 0
29.12. | 3 | 845.2074 |  | 670.7724 | 0 | 99.731 | 74.704 | 0
29.12. | 4 | 859.3561 |  | 673.5921 | 0 | 110.048 | 75.716 | 0
29.12. | 5 | 869.2253 |  | 674.4053 | 0 | 118.736 | 76.084 | 0
29.12. | 6 | 873.6991 |  | 675.1761 | 0 | 122.899 | 75.624 | 0
29.12. | 7 | 878.5065 |  | 677.5415 | 0 | 125.433 | 75.532 | 0
29.12. | 8 | 905.1677 |  | 705.2827 | 0 | 123.985 | 75.9 | 0
29.12. | 9 | 896.7334 |  | 707.2574 | 0 | 113.668 | 75.808 | 0
29.12. | 10 | 885.8704 |  | 707.9964 | 0 | 103.17 | 74.704 | 0
29.12. | 11 | 879.1435 |  | 709.2215 | 0 | 94.482 | 75.44 | 0
29.12. | 12 | 873.9749 |  | 711.6399 | 0 | 85.975 | 76.36 | 0
29.12. | 13 | 868.2754 |  | 714.4384 | 0 | 76.925 | 76.912 | 0
29.12. | 14 | 857.8919 |  | 713.2769 | 0 | 67.151 | 77.464 | 0
29.12. | 15 | 854.9034 |  | 710.4784 | 0 | 67.513 | 76.912 | 0
29.12. | 16 | 855.2157 |  | 710.8797 | 0 | 67.332 | 77.004 | 0
29.12. | 17 | 855.2973 |  | 711.6823 | 0 | 66.427 | 77.188 | 0
29.12. | 18 | 873.7776 |  | 712.8756 | 0 | 83.622 | 77.28 | 0
29.12. | 19 | 881.637 |  | 709.697 | 0 | 94.844 | 77.096 | 0
29.12. | 20 | 893.3558 |  | 712.8968 | 0 | 102.627 | 77.832 | 0
29.12. | 21 | 906.7503 |  | 715.6953 | 0 | 112.763 | 78.292 | 0
29.12. | 22 | 916.1173 |  | 717.2793 | 0 | 120.546 | 78.292 | 0
29.12. | 23 | 910.8873 |  | 714.0583 | 0 | 119.641 | 77.188 | 0
29.12. | 24 | 913.3657 |  | 714.8927 | 0 | 120.365 | 78.108 | 0
30.12. | 1 | 885.2224 |  | 689.9924 | 0 | 116.202 | 79.028 | 0
30.12. | 2 | 872.8182 |  | 682.8432 | 0 | 111.315 | 78.66 | 0
30.12. | 3 | 865.5735 |  | 681.6605 | 0 | 105.161 | 78.752 | 0
30.12. | 4 | 862.2596 |  | 681.2486 | 0 | 102.627 | 78.384 | 0
30.12. | 5 | 859.4071 |  | 680.0341 | 0 | 101.541 | 77.832 | 0
30.12. | 6 | 861.1041 |  | 680.8261 | 0 | 102.446 | 77.832 | 0
30.12. | 7 | 867.5165 |  | 683.9835 | 0 | 105.885 | 77.648 | 0
30.12. | 8 | 912.6627 |  | 724.3437 | 0 | 111.315 | 77.004 | 0
30.12. | 9 | 920.7454 |  | 731.0704 | 0 | 112.763 | 76.912 | 0
30.12. | 10 | 918.2977 |  | 733.0557 | 0 | 108.238 | 77.004 | 0
30.12. | 11 | 905.6336 |  | 732.6226 | 0 | 96.835 | 76.176 | 0
30.12. | 12 | 895.3861 |  | 733.0451 | 0 | 85.613 | 76.728 | 0
30.12. | 13 | 885.0011 |  | 732.2531 | 0 | 76.02 | 76.728 | 0
30.12. | 14 | 879.0076 |  | 735.8436 | 0 | 65.884 | 77.28 | 0
30.12. | 15 | 869.7788 |  | 731.0598 | 0 | 62.083 | 76.636 | 0
30.12. | 16 | 871.9115 |  | 730.6585 | 0 | 64.617 | 76.636 | 0
30.12. | 17 | 884.3901 |  | 731.4611 | 0 | 76.201 | 76.728 | 0
30.12. | 18 | 898.2319 |  | 730.6479 | 0 | 91.224 | 76.36 | 0
30.12. | 19 | 913.0173 |  | 734.6503 | 0 | 101.179 | 77.188 | 0
30.12. | 20 | 921.0241 |  | 737.8501 | 0 | 105.342 | 77.832 | 0
30.12. | 21 | 925.5308 |  | 736.6568 | 0 | 111.134 | 77.74 | 0
30.12. | 22 | 921.9083 |  | 730.6903 | 0 | 114.03 | 77.188 | 0
30.12. | 23 | 930.1918 |  | 738.2408 | 0 | 114.211 | 77.74 | 0
30.12. | 24 | 923.704 |  | 735.094 | 0 | 110.41 | 78.2 | 0
31.12. | 1 | 864.328 |  | 684.406 | 0 | 101.722 | 78.2 | 0
31.12. | 2 | 859.4635 |  | 683.2445 | 0 | 97.559 | 78.66 | 0
31.12. | 3 | 853.7417 |  | 679.2527 | 0 | 96.473 | 78.016 | 0
31.12. | 4 | 847.8911 |  | 680.8261 | 0 | 89.233 | 77.832 | 0
31.12. | 5 | 843.2904 |  | 679.5904 | 0 | 86.88 | 76.82 | 0
31.12. | 6 | 844.5876 |  | 679.6116 | 0 | 87.604 | 77.372 | 0
31.12. | 7 | 845.4053 |  | 680.7943 | 0 | 87.423 | 77.188 | 0
31.12. | 8 | 885.7088 |  | 723.9848 | 0 | 83.984 | 77.74 | 0
31.12. | 9 | 888.9646 |  | 728.7686 | 0 | 81.812 | 78.384 | 0
31.12. | 10 | 889.4596 |  | 731.0916 | 0 | 81.088 | 77.28 | 0
31.12. | 11 | 877.251 |  | 730.289 | 0 | 69.866 | 77.096 | 0
31.12. | 12 | 864.9858 |  | 733.4888 | 0 | 53.757 | 77.74 | 0
31.12. | 13 | 850.1003 |  | 734.7033 | 0 | 37.105 | 78.292 | 0
31.12. | 14 | 840.3446 |  | 735.8966 | 0 | 26.064 | 78.384 | 0
31.12. | 15 | 829.0813 |  | 732.3273 | 0 | 18.462 | 78.292 | 0
31.12. | 16 | 820.9145 |  | 728.3355 | 0 | 15.023 | 77.556 | 0
31.12. | 17 | 820.8888 |  | 727.9448 | 0 | 15.204 | 77.74 | 0
31.12. | 18 | 821.2713 |  | 724.3543 | 0 | 19.729 | 77.188 | 0
31.12. | 19 | 825.0859 |  | 724.3649 | 0 | 23.349 | 77.372 | 0
31.12. | 20 | 823.3251 |  | 721.1651 | 0 | 25.34 | 76.82 | 0
31.12. | 21 | 821.1192 |  | 716.7932 | 0 | 27.874 | 76.452 | 0
31.12. | 22 | 819.8762 |  | 715.2622 | 0 | 27.15 | 77.464 | 0
31.12. | 23 | 813.3733 |  | 712.4743 | 0 | 23.711 | 77.188 | 0
31.12. | 24 | 808.0076 |  | 708.9156 | 0 | 21.72 | 77.372 | 0