## Thermal
ENTSO-E Market Modelling Database: Thermal generation
Country:
Market Node: | ES00
Year:
Climate year
Scenario
Fuel & Plant type |  | Net generating capacity (MW) | Number of units | Number of biofuel units | Biofuel usage [%] | MUST RUN OBLIGATIONS | [13 empty] | Daily limitation in MWh (optional) | [11 empty] | Unavailability |  |  | Min stable power (% of max power) | Ramp up rate(MW/h) | Ramp down rate (MW/h) | fixed generation reduction (% of max power output) | Median Start-up fuel name | Custom biofuel price (EUR/Net GJ) | Maximum number of units on maintenance
[32 empty] | Forced outage (annual rate) | Planned outage | Planned outage
[33 empty] | annual rate | winter
[7 empty] | Jan | Feb | Mar | April | May | June | July | Aug | Sept | Oct | Nov | Dec | causes (e.g technical, subsidies, environmental, grid constraints... | Jan | Feb | Mar | April | May | June | July | Aug | Sept | Oct | Nov | Dec | % | number of days | minimum % of annual number of days
Nuclear |  | 0 | 0 | 0 | 0 | number of must run units | 0 | 0 | 0 | 0 | 0 | 0 | 0 | 0 | 0 | 0 | 0 | 0 | [13 empty] | 5 | 54 | 15 |  |  |  | 0 | 0 |  | 0
[6 empty] | % of installed capacity | 0 | 0 | 0 | 0 | 0 | 0 | 0 | 0 | 0 | 0 | 0 | 0
Hard coal | old 1 | 0 | 0 | 0 | 0 | number of must run units | 0 | 0 | 0 | 0 | 0 | 0 | 0 | 0 | 0 | 0 | 0 | 0 | [13 empty] | 10 | 27 | 15 |  |  |  | 0 | 0 |  | 0
[6 empty] | % of installed capacity | 0 | 0 | 0 | 0 | 0 | 0 | 0 | 0 | 0 | 0 | 0 | 0
| old 2 | 0 | 0 | 0 | 0 | number of must run units | 0 | 0 | 0 | 0 | 0 | 0 | 0 | 0 | 0 | 0 | 0 | 0 | [13 empty] | 10 | 27 | 15 |  |  |  | 0 | 0 |  | 0
[6 empty] | % of installed capacity | 0 | 0 | 0 | 0 | 0 | 0 | 0 | 0 | 0 | 0 | 0 | 0
| new | 0 | 0 | 0 | 0 | number of must run units | 0 | 0 | 0 | 0 | 0 | 0 | 0 | 0 | 0 | 0 | 0 | 0 | [13 empty] | 7.5 | 27 | 15 |  |  |  | 0 | 0 |  | 0
[6 empty] | % of installed capacity | 0 | 0 | 0 | 0 | 0 | 0 | 0 | 0 | 0 | 0 | 0 | 0
| CCS | 0 | 0 | 0 | 0 | number of must run units | 0 | 0 | 0 | 0 | 0 | 0 | 0 | 0 | 0 | 0 | 0 | 0 | [13 empty] | 7.5 | 27 | 15 |  |  |  | 0 | 0 |  | 0
[6 empty] | % of installed capacity | 0 | 0 | 0 | 0 | 0 | 0 | 0 | 0 | 0 | 0 | 0 | 0
Lignite | old 1 | 0 | 0 | 0 | 0 | number of must run units | 0 | 0 | 0 | 0 | 0 | 0 | 0 | 0 | 0 | 0 | 0 | 0 | [13 empty] | 10 | 27 | 15 |  |  |  | 0 | 0 |  | 0
[6 empty] | % of installed capacity | 0 | 0 | 0 | 0 | 0 | 0 | 0 | 0 | 0 | 0 | 0 | 0
| old 2 | 0 | 0 | 0 | 0 | number of must run units | 0 | 0 | 0 | 0 | 0 | 0 | 0 | 0 | 0 | 0 | 0 | 0 | [13 empty] | 10 | 27 | 15 |  |  |  | 0 | 0 |  | 0
[6 empty] | % of installed capacity | 0 | 0 | 0 | 0 | 0 | 0 | 0 | 0 | 0 | 0 | 0 | 0
| new | 0 | 0 | 0 | 0 | number of must run units | 0 | 0 | 0 | 0 | 0 | 0 | 0 | 0 | 0 | 0 | 0 | 0 | [13 empty] | 7.5 | 27 | 15 |  |  |  | 0 | 0 |  | 0
[6 empty] | % of installed capacity | 0 | 0 | 0 | 0 | 0 | 0 | 0 | 0 | 0 | 0 | 0 | 0
| CCS | 0 | 0 | 0 | 0 | number of must run units | 0 | 0 | 0 | 0 | 0 | 0 | 0 | 0 | 0 | 0 | 0 | 0 | [13 empty] | 7.5 | 27 | 15 |  |  |  | 0 | 0 |  | 0
[6 empty] | % of installed capacity | 0 | 0 | 0 | 0 | 0 | 0 | 0 | 0 | 0 | 0 | 0 | 0
Gas | Conventional old 1 | 0 | 0 | 0 | 0 | number of must run units | 0 | 0 | 0 | 0 | 0 | 0 | 0 | 0 | 0 | 0 | 0 | 0 | [13 empty] | 8 | 27 | 15 |  |  |  | 0 | 0 |  | 0
[6 empty] | % of installed capacity | 0 | 0 | 0 | 0 | 0 | 0 | 0 | 0 | 0 | 0 | 0 | 0
| Conventional old 2 | 0 | 0 | 0 | 0 | number of must run units | 0 | 0 | 0 | 0 | 0 | 0 | 0 | 0 | 0 | 0 | 0 | 0 | [13 empty] | 8 | 27 | 15 |  |  |  | 0 | 0 |  | 0
[6 empty] | % of installed capacity | 0 | 0 | 0 | 0 | 0 | 0 | 0 | 0 | 0 | 0 | 0 | 0
| CCGT old 1 | 0 | 0 | 0 | 0 | number of must run units | 0 | 0 | 0 | 0 | 0 | 0 | 0 | 0 | 0 | 0 | 0 | 0 | [13 empty] | 8 | 27 | 15 |  |  |  | 0 | 0 |  | 0
[6 empty] | % of installed capacity | 0 | 0 | 0 | 0 | 0 | 0 | 0 | 0 | 0 | 0 | 0 | 0
| CCGT old 2 | 0 | 0 | 0 | 0 | number of must run units | 0 | 0 | 0 | 0 | 0 | 0 | 0 | 0 | 0 | 0 | 0 | 0 | [13 empty] | 8 | 27 | 15 |  |  |  | 0 | 0 |  | 0
[6 empty] | % of installed capacity | 0 | 0 | 0 | 0 | 0 | 0 | 0 | 0 | 0 | 0 | 0 | 0
| CCGT new | 0 | 0 | 0 | 0 | number of must run units | 0 | 0 | 0 | 0 | 0 | 0 | 0 | 0 | 0 | 0 | 0 | 0 | [13 empty] | 5 | 27 | 15 |  |  |  | 0 | 0 |  | 0
[6 empty] | % of installed capacity | 0 | 0 | 0 | 0 | 0 | 0 | 0 | 0 | 0 | 0 | 0 | 0
| CCGT CCS | 0 | 0 | 0 | 0 | number of must run units | 0 | 0 | 0 | 0 | 0 | 0 | 0 | 0 | 0 | 0 | 0 | 0 | [13 empty] | 5 | 27 | 15 |  |  |  | 0 | 0 |  | 0
[6 empty] | % of installed capacity | 0 | 0 | 0 | 0 | 0 | 0 | 0 | 0 | 0 | 0 | 0 | 0
| OCGT old | 0 | 0 | 0 | 0 | number of must run units | 0 | 0 | 0 | 0 | 0 | 0 | 0 | 0 | 0 | 0 | 0 | 0 | [13 empty] | 8 | 13 | 15 |  |  |  | 0 | 0 |  | 0
[6 empty] | % of installed capacity | 0 | 0 | 0 | 0 | 0 | 0 | 0 | 0 | 0 | 0 | 0 | 0
| OCGT new | 0 | 0 | 0 | 0 | number of must run units | 0 | 0 | 0 | 0 | 0 | 0 | 0 | 0 | 0 | 0 | 0 | 0 | [13 empty] | 5 | 13 | 15 |  |  |  | 0 | 0 |  | 0
[6 empty] | % of installed capacity | 0 | 0 | 0 | 0 | 0 | 0 | 0 | 0 | 0 | 0 | 0 | 0
Light oil |  | 0 | 0 | 0 | 0 | number of must run units | 0 | 0 | 0 | 0 | 0 | 0 | 0 | 0 | 0 | 0 | 0 | 0 | [13 empty] | 8 | 13 | 15 |  |  |  | 0 | 0 |  | 0
[6 empty] | % of installed capacity | 0 | 0 | 0 | 0 | 0 | 0 | 0 | 0 | 0 | 0 | 0 | 0
Heavy oil | old 1 | 0 | 0 | 0 | 0 | number of must run units | 0 | 0 | 0 | 0 | 0 | 0 | 0 | 0 | 0 | 0 | 0 | 0 | [13 empty] | 10 | 27 | 15 |  |  |  | 0 | 0 |  | 0
[6 empty] | % of installed capacity | 0 | 0 | 0 | 0 | 0 | 0 | 0 | 0 | 0 | 0 | 0 | 0
| old 2 | 0 | 0 | 0 | 0 | number of must run units | 0 | 0 | 0 | 0 | 0 | 0 | 0 | 0 | 0 | 0 | 0 | 0 | [13 empty] | 10 | 27 | 15 |  |  |  | 0 | 0 |  | 0
[6 empty] | % of installed capacity | 0 | 0 | 0 | 0 | 0 | 0 | 0 | 0 | 0 | 0 | 0 | 0
Oil shale | old | 0 | 0 | 0 | 0 | number of must run units | 0 | 0 | 0 | 0 | 0 | 0 | 0 | 0 | 0 | 0 | 0 | 0 | [13 empty] | 10 | 27 | 15 |  |  |  | 0 | 0 |  | 0
[6 empty] | % of installed capacity | 0 | 0 | 0 | 0 | 0 | 0 | 0 | 0 | 0 | 0 | 0 | 0
| new | 0 | 0 | 0 | 0 | number of must run units | 0 | 0 | 0 | 0 | 0 | 0 | 0 | 0 | 0 | 0 | 0 | 0 | [13 empty] | 7.5 | 27 | 15 |  |  |  | 0 | 0 |  | 0
[6 empty] | % of installed capacity | 0 | 0 | 0 | 0 | 0 | 0 | 0 | 0 | 0 | 0 | 0 | 0
Gas | CCGT present 1 | 24559.64 | 50 | 0 | 0 | number of must run units | 10 | 10 | 10 | 10 | 10 | 10 | 10 | 10 | 10 | 10 | 10 | 10 | [13 empty] | 9 | 27 | 15 | 30.9984 | 842.356 | 1052.945 | 5 | 0 | 0 | 50
[6 empty] | % of installed capacity | 0 | 0 | 0 | 0 | 0 | 0 | 0 | 0 | 0 | 0 | 0 | 0
| CCGT present 2 | 0 | 0 | 0 | 0 | number of must run units | 0 | 0 | 0 | 0 | 0 | 0 | 0 | 0 | 0 | 0 | 0 | 0 | [13 empty] | 5 | 27 | 15 |  |  |  | 0 | 0 |  | 0
[6 empty] | % of installed capacity | 0 | 0 | 0 | 0 | 0 | 0 | 0 | 0 | 0 | 0 | 0 | 0
Hydrogen | Fuel Cell | 0 | 0 | 0 | 0 | number of must run units | 0 | 0 | 0 | 0 | 0 | 0 | 0 | 0 | 0 | 0 | 0 | 0 | [13 empty] | 2.5 | 7 | 0 |  |  |  | 0 | 0 |  | 0
[6 empty] | % of installed capacity | 0 | 0 | 0 | 0 | 0 | 0 | 0 | 0 | 0 | 0 | 0 | 0
Hydrogen | CCGT | 0 | 0 | 0 | 0 | number of must run units | 0 | 0 | 0 | 0 | 0 | 0 | 0 | 0 | 0 | 0 | 0 | 0 | [13 empty] | 5 | 27 | 15 |  |  |  | 0 | 0 |  | 0
[6 empty] | % of installed capacity | 0 | 0 | 0 | 0 | 0 | 0 | 0 | 0 | 0 | 0 | 0 | 0
Hydrogen | OCGT | 0 | 0 | 0 | 0 | number of must run units | 0 | 0 | 0 | 0 | 0 | 0 | 0 | 0 | 0 | 0 | 0 | 0 | [13 empty] | 5 | 13 | 15 |  |  |  | 0 | 0 |  | 0
[6 empty] | % of installed capacity | 0 | 0 | 0 | 0 | 0 | 0 | 0 | 0 | 0 | 0 | 0 | 0

## Other Non-RES
ENTSO-E Market Modelling Database: Other non-RES
Country:
Market Node: | ES00
Year:
Climate year |  |  | N.B. use convention first January always Monday (2007 calendar year) --> see guidelines for further details
Scenario
|  | Price Band 1 | Price Band 2
| Installed capacity (MW) | 4207.0134
| Number of units | 347
| PEMMDB type(s) | OtherNon-RES/Gas/CCGT old 2
Purpose
| Avg. Market Offer Price (€/MWh) | 0
| Avg. Efficiency Ratio | 0.48
| Avg. CO2 em. factor (ton/MWh) | 118.75
| Start climate year | 2035
| End climate year | 2035
Date | Hour | Available capacity (MW) | Available capacity (MW) | Available capacity (MW) | Available capacity (MW) | Available capacity (MW) | Available capacity (MW) | Available capacity (MW) | Available capacity (MW) | Available capacity (MW) | Available capacity (MW) | Available capacity (MW) | Available capacity (MW) | Available capacity (MW) | Available capacity (MW) | Available capacity (MW) | Available capacity (MW) | Available capacity (MW) | Available capacity (MW) | Available capacity (MW) | Available capacity (MW) | Available capacity (MW) | Available capacity (MW) | Available capacity (MW) | Available capacity (MW) | Available capacity (MW) | Available capacity (MW) | Available capacity (MW)
01.01. | 1 | 1140.1006
01.01. | 2 | 1156.9287
01.01. | 3 | 1161.1357
01.01. | 4 | 1173.7567
01.01. | 5 | 1177.9638
01.01. | 6 | 1190.5848
01.01. | 7 | 1220.0339
01.01. | 8 | 1266.311
01.01. | 9 | 1321.0022
01.01. | 10 | 1337.8303
01.01. | 11 | 1325.2092
01.01. | 12 | 1312.5882
01.01. | 13 | 1321.0022
01.01. | 14 | 1337.8303
01.01. | 15 | 1342.0373
01.01. | 16 | 1346.2443
01.01. | 17 | 1371.4864
01.01. | 18 | 1413.5565
01.01. | 19 | 1451.4196
01.01. | 20 | 1468.2477
01.01. | 21 | 1531.3529
01.01. | 22 | 1535.5599
01.01. | 23 | 1543.9739
01.01. | 24 | 1518.7318
02.01. | 1 | 1489.2827
02.01. | 2 | 1464.0407
02.01. | 3 | 1472.4547
02.01. | 4 | 1472.4547
02.01. | 5 | 1480.8687
02.01. | 6 | 1501.9038
02.01. | 7 | 1590.2511
02.01. | 8 | 1750.1176
02.01. | 9 | 1809.0158
02.01. | 10 | 1817.4298
02.01. | 11 | 1817.4298
02.01. | 12 | 1809.0158
02.01. | 13 | 1846.8789
02.01. | 14 | 1838.4649
02.01. | 15 | 1842.6719
02.01. | 16 | 1846.8789
02.01. | 17 | 1884.742
02.01. | 18 | 1922.6051
02.01. | 19 | 1947.8472
02.01. | 20 | 1981.5033
02.01. | 21 | 1956.2612
02.01. | 22 | 1926.8121
02.01. | 23 | 1872.121
02.01. | 24 | 1825.8438
03.01. | 1 | 1649.1493
03.01. | 2 | 1632.3212
03.01. | 3 | 1628.1142
03.01. | 4 | 1632.3212
03.01. | 5 | 1628.1142
03.01. | 6 | 1632.3212
03.01. | 7 | 1674.3913
03.01. | 8 | 1800.6017
03.01. | 9 | 1922.6051
03.01. | 10 | 1926.8121
03.01. | 11 | 1931.0192
03.01. | 12 | 1939.4332
03.01. | 13 | 1968.8823
03.01. | 14 | 1981.5033
03.01. | 15 | 1989.9173
03.01. | 16 | 1994.1244
03.01. | 17 | 2010.9524
03.01. | 18 | 2095.0927
03.01. | 19 | 2141.3698
03.01. | 20 | 2111.9207
03.01. | 21 | 2200.268
03.01. | 22 | 2191.854
03.01. | 23 | 2170.8189
03.01. | 24 | 2137.1628
04.01. | 1 | 2099.2997
04.01. | 2 | 2090.8857
04.01. | 3 | 2074.0576
04.01. | 4 | 2040.4015
04.01. | 5 | 2040.4015
04.01. | 6 | 2040.4015
04.01. | 7 | 2120.3348
04.01. | 8 | 2170.8189
04.01. | 9 | 2196.061
04.01. | 10 | 2183.44
04.01. | 11 | 2179.2329
04.01. | 12 | 2187.647
04.01. | 13 | 2187.647
04.01. | 14 | 2175.0259
04.01. | 15 | 2183.44
04.01. | 16 | 2187.647
04.01. | 17 | 2191.854
04.01. | 18 | 2217.0961
04.01. | 19 | 2288.6153
04.01. | 20 | 2292.8223
04.01. | 21 | 2284.4083
04.01. | 22 | 2267.5802
04.01. | 23 | 2233.9241
04.01. | 24 | 2145.5768
05.01. | 1 | 2023.5734
05.01. | 2 | 2002.5384
05.01. | 3 | 1989.9173
05.01. | 4 | 1952.0542
05.01. | 5 | 1956.2612
05.01. | 6 | 1956.2612
05.01. | 7 | 1973.0893
05.01. | 8 | 2040.4015
05.01. | 9 | 2053.0225
05.01. | 10 | 2048.8155
05.01. | 11 | 2006.7454
05.01. | 12 | 1939.4332
05.01. | 13 | 1901.5701
05.01. | 14 | 1884.742
05.01. | 15 | 1872.121
05.01. | 16 | 1855.2929
05.01. | 17 | 1863.7069
05.01. | 18 | 1931.0192
05.01. | 19 | 1935.2262
05.01. | 20 | 1952.0542
05.01. | 21 | 1973.0893
05.01. | 22 | 1968.8823
05.01. | 23 | 1909.9841
05.01. | 24 | 1838.4649
06.01. | 1 | 1619.7002
06.01. | 2 | 1543.9739
06.01. | 3 | 1518.7318
06.01. | 4 | 1514.5248
06.01. | 5 | 1485.0757
06.01. | 6 | 1489.2827
06.01. | 7 | 1480.8687
06.01. | 8 | 1510.3178
06.01. | 9 | 1493.4898
06.01. | 10 | 1489.2827
06.01. | 11 | 1464.0407
06.01. | 12 | 1455.6266
06.01. | 13 | 1455.6266
06.01. | 14 | 1468.2477
06.01. | 15 | 1459.8336
06.01. | 16 | 1417.7635
06.01. | 17 | 1476.6617
06.01. | 18 | 1556.595
06.01. | 19 | 1615.4931
06.01. | 20 | 1644.9422
06.01. | 21 | 1649.1493
06.01. | 22 | 1649.1493
06.01. | 23 | 1649.1493
06.01. | 24 | 1640.7352
07.01. | 1 | 1649.1493
07.01. | 2 | 1640.7352
07.01. | 3 | 1636.5282
07.01. | 4 | 1632.3212
07.01. | 5 | 1619.7002
07.01. | 6 | 1619.7002
07.01. | 7 | 1615.4931
07.01. | 8 | 1632.3212
07.01. | 9 | 1644.9422
07.01. | 10 | 1611.2861
07.01. | 11 | 1590.2511
07.01. | 12 | 1548.1809
07.01. | 13 | 1552.3879
07.01. | 14 | 1548.1809
07.01. | 15 | 1552.3879
07.01. | 16 | 1552.3879
07.01. | 17 | 1565.009
07.01. | 18 | 1632.3212
07.01. | 19 | 1661.7703
07.01. | 20 | 1674.3913
07.01. | 21 | 1687.0124
07.01. | 22 | 1687.0124
07.01. | 23 | 1687.0124
07.01. | 24 | 1644.9422
08.01. | 1 | 1657.5633
08.01. | 2 | 1644.9422
08.01. | 3 | 1636.5282
08.01. | 4 | 1644.9422
08.01. | 5 | 1665.9773
08.01. | 6 | 1682.8054
08.01. | 7 | 1792.1877
08.01. | 8 | 1973.0893
08.01. | 9 | 2132.9558
08.01. | 10 | 2183.44
08.01. | 11 | 2208.682
08.01. | 12 | 2200.268
08.01. | 13 | 2221.3031
08.01. | 14 | 2229.7171
08.01. | 15 | 2225.5101
08.01. | 16 | 2212.889
08.01. | 17 | 2238.1311
08.01. | 18 | 2288.6153
08.01. | 19 | 2305.4433
08.01. | 20 | 2322.2714
08.01. | 21 | 2330.6854
08.01. | 22 | 2326.4784
08.01. | 23 | 2292.8223
08.01. | 24 | 2233.9241
09.01. | 1 | 2183.44
09.01. | 2 | 2175.0259
09.01. | 3 | 2170.8189
09.01. | 4 | 2166.6119
09.01. | 5 | 2175.0259
09.01. | 6 | 2162.4049
09.01. | 7 | 2204.475
09.01. | 8 | 2263.3732
09.01. | 9 | 2297.0293
09.01. | 10 | 2292.8223
09.01. | 11 | 2280.2013
09.01. | 12 | 2242.3381
09.01. | 13 | 2238.1311
09.01. | 14 | 2238.1311
09.01. | 15 | 2250.7522
09.01. | 16 | 2259.1662
09.01. | 17 | 2284.4083
09.01. | 18 | 2339.0995
09.01. | 19 | 2368.5485
09.01. | 20 | 2372.7556
09.01. | 21 | 2368.5485
09.01. | 22 | 2343.3065
09.01. | 23 | 2275.9942
09.01. | 24 | 2208.682
10.01. | 1 | 2044.6085
10.01. | 2 | 2036.1945
10.01. | 3 | 1998.3314
10.01. | 4 | 1998.3314
10.01. | 5 | 2002.5384
10.01. | 6 | 2006.7454
10.01. | 7 | 2090.8857
10.01. | 8 | 2208.682
10.01. | 9 | 2292.8223
10.01. | 10 | 2305.4433
10.01. | 11 | 2309.6504
10.01. | 12 | 2305.4433
10.01. | 13 | 2288.6153
10.01. | 14 | 2284.4083
10.01. | 15 | 2271.7872
10.01. | 16 | 2271.7872
10.01. | 17 | 2292.8223
10.01. | 18 | 2351.7205
10.01. | 19 | 2385.3766
10.01. | 20 | 2376.9626
10.01. | 21 | 2372.7556
10.01. | 22 | 2364.3415
10.01. | 23 | 2330.6854
10.01. | 24 | 2263.3732
11.01. | 1 | 2217.0961
11.01. | 2 | 2204.475
11.01. | 3 | 2200.268
11.01. | 4 | 2196.061
11.01. | 5 | 2183.44
11.01. | 6 | 2187.647
11.01. | 7 | 2225.5101
11.01. | 8 | 2313.8574
11.01. | 9 | 2334.8924
11.01. | 10 | 2326.4784
11.01. | 11 | 2313.8574
11.01. | 12 | 2297.0293
11.01. | 13 | 2280.2013
11.01. | 14 | 2284.4083
11.01. | 15 | 2288.6153
11.01. | 16 | 2280.2013
11.01. | 17 | 2301.2363
11.01. | 18 | 2360.1345
11.01. | 19 | 2393.7906
11.01. | 20 | 2410.6187
11.01. | 21 | 2414.8257
11.01. | 22 | 2385.3766
11.01. | 23 | 2364.3415
11.01. | 24 | 2250.7522
12.01. | 1 | 2145.5768
12.01. | 2 | 2124.5418
12.01. | 3 | 2120.3348
12.01. | 4 | 2120.3348
12.01. | 5 | 2107.7137
12.01. | 6 | 2107.7137
12.01. | 7 | 2149.7838
12.01. | 8 | 2229.7171
12.01. | 9 | 2275.9942
12.01. | 10 | 2271.7872
12.01. | 11 | 2259.1662
12.01. | 12 | 2250.7522
12.01. | 13 | 2233.9241
12.01. | 14 | 2233.9241
12.01. | 15 | 2233.9241
12.01. | 16 | 2238.1311
12.01. | 17 | 2259.1662
12.01. | 18 | 2292.8223
12.01. | 19 | 2330.6854
12.01. | 20 | 2343.3065
12.01. | 21 | 2351.7205
12.01. | 22 | 2343.3065
12.01. | 23 | 2309.6504
12.01. | 24 | 2242.3381
13.01. | 1 | 2078.2646
13.01. | 2 | 2074.0576
13.01. | 3 | 2036.1945
13.01. | 4 | 2015.1594
13.01. | 5 | 1981.5033
13.01. | 6 | 1964.6753
13.01. | 7 | 1973.0893
13.01. | 8 | 1977.2963
13.01. | 9 | 1977.2963
13.01. | 10 | 1973.0893
13.01. | 11 | 1964.6753
13.01. | 12 | 1943.6402
13.01. | 13 | 1918.3981
13.01. | 14 | 1905.7771
13.01. | 15 | 1897.363
13.01. | 16 | 1901.5701
13.01. | 17 | 1909.9841
13.01. | 18 | 1935.2262
13.01. | 19 | 1939.4332
13.01. | 20 | 1943.6402
13.01. | 21 | 1939.4332
13.01. | 22 | 1918.3981
13.01. | 23 | 1914.1911
13.01. | 24 | 1905.7771
14.01. | 1 | 1842.6719
14.01. | 2 | 1838.4649
14.01. | 3 | 1834.2578
14.01. | 4 | 1813.2228
14.01. | 5 | 1792.1877
14.01. | 6 | 1792.1877
14.01. | 7 | 1787.9807
14.01. | 8 | 1792.1877
14.01. | 9 | 1813.2228
14.01. | 10 | 1813.2228
14.01. | 11 | 1804.8087
14.01. | 12 | 1796.3947
14.01. | 13 | 1779.5667
14.01. | 14 | 1766.9456
14.01. | 15 | 1766.9456
14.01. | 16 | 1766.9456
14.01. | 17 | 1779.5667
14.01. | 18 | 1809.0158
14.01. | 19 | 1817.4298
14.01. | 20 | 1830.0508
14.01. | 21 | 1846.8789
14.01. | 22 | 1834.2578
14.01. | 23 | 1830.0508
14.01. | 24 | 1800.6017
15.01. | 1 | 1766.9456
15.01. | 2 | 1762.7386
15.01. | 3 | 1754.3246
15.01. | 4 | 1745.9106
15.01. | 5 | 1745.9106
15.01. | 6 | 1766.9456
15.01. | 7 | 1817.4298
15.01. | 8 | 1867.9139
15.01. | 9 | 1914.1911
15.01. | 10 | 1897.363
15.01. | 11 | 1888.949
15.01. | 12 | 1888.949
15.01. | 13 | 1859.4999
15.01. | 14 | 1855.2929
15.01. | 15 | 1863.7069
15.01. | 16 | 1863.7069
15.01. | 17 | 1867.9139
15.01. | 18 | 1880.535
15.01. | 19 | 1884.742
15.01. | 20 | 1884.742
15.01. | 21 | 1846.8789
15.01. | 22 | 1834.2578
15.01. | 23 | 1821.6368
15.01. | 24 | 1813.2228
16.01. | 1 | 1779.5667
16.01. | 2 | 1775.3597
16.01. | 3 | 1779.5667
16.01. | 4 | 1771.1526
16.01. | 5 | 1754.3246
16.01. | 6 | 1779.5667
16.01. | 7 | 1792.1877
16.01. | 8 | 1804.8087
16.01. | 9 | 1817.4298
16.01. | 10 | 1804.8087
16.01. | 11 | 1800.6017
16.01. | 12 | 1792.1877
16.01. | 13 | 1787.9807
16.01. | 14 | 1792.1877
16.01. | 15 | 1804.8087
16.01. | 16 | 1800.6017
16.01. | 17 | 1804.8087
16.01. | 18 | 1809.0158
16.01. | 19 | 1809.0158
16.01. | 20 | 1825.8438
16.01. | 21 | 1817.4298
16.01. | 22 | 1804.8087
16.01. | 23 | 1783.7737
16.01. | 24 | 1682.8054
17.01. | 1 | 1451.4196
17.01. | 2 | 1447.2126
17.01. | 3 | 1413.5565
17.01. | 4 | 1413.5565
17.01. | 5 | 1409.3495
17.01. | 6 | 1421.9705
17.01. | 7 | 1430.3846
17.01. | 8 | 1451.4196
17.01. | 9 | 1485.0757
17.01. | 10 | 1480.8687
17.01. | 11 | 1472.4547
17.01. | 12 | 1459.8336
17.01. | 13 | 1447.2126
17.01. | 14 | 1434.5916
17.01. | 15 | 1434.5916
17.01. | 16 | 1447.2126
17.01. | 17 | 1455.6266
17.01. | 18 | 1497.6968
17.01. | 19 | 1560.802
17.01. | 20 | 1586.0441
17.01. | 21 | 1594.4581
17.01. | 22 | 1586.0441
17.01. | 23 | 1518.7318
17.01. | 24 | 1464.0407
18.01. | 1 | 1426.1775
18.01. | 2 | 1400.9355
18.01. | 3 | 1396.7284
18.01. | 4 | 1384.1074
18.01. | 5 | 1405.1425
18.01. | 6 | 1409.3495
18.01. | 7 | 1413.5565
18.01. | 8 | 1548.1809
18.01. | 9 | 1628.1142
18.01. | 10 | 1649.1493
18.01. | 11 | 1623.9072
18.01. | 12 | 1619.7002
18.01. | 13 | 1623.9072
18.01. | 14 | 1640.7352
18.01. | 15 | 1644.9422
18.01. | 16 | 1665.9773
18.01. | 17 | 1741.7035
18.01. | 18 | 1821.6368
18.01. | 19 | 1842.6719
18.01. | 20 | 1859.4999
18.01. | 21 | 1893.156
18.01. | 22 | 1884.742
18.01. | 23 | 1876.328
18.01. | 24 | 1863.7069
19.01. | 1 | 1863.7069
19.01. | 2 | 1859.4999
19.01. | 3 | 1851.0859
19.01. | 4 | 1846.8789
19.01. | 5 | 1809.0158
19.01. | 6 | 1809.0158
19.01. | 7 | 1846.8789
19.01. | 8 | 1947.8472
19.01. | 9 | 2031.9875
19.01. | 10 | 2044.6085
19.01. | 11 | 2048.8155
19.01. | 12 | 2036.1945
19.01. | 13 | 2044.6085
19.01. | 14 | 2031.9875
19.01. | 15 | 2027.7805
19.01. | 16 | 2023.5734
19.01. | 17 | 2036.1945
19.01. | 18 | 2095.0927
19.01. | 19 | 2162.4049
19.01. | 20 | 2179.2329
19.01. | 21 | 2196.061
19.01. | 22 | 2183.44
19.01. | 23 | 2124.5418
19.01. | 24 | 2044.6085
20.01. | 1 | 1931.0192
20.01. | 2 | 1897.363
20.01. | 3 | 1876.328
20.01. | 4 | 1867.9139
20.01. | 5 | 1867.9139
20.01. | 6 | 1880.535
20.01. | 7 | 1867.9139
20.01. | 8 | 1876.328
20.01. | 9 | 1888.949
20.01. | 10 | 1888.949
20.01. | 11 | 1893.156
20.01. | 12 | 1884.742
20.01. | 13 | 1863.7069
20.01. | 14 | 1855.2929
20.01. | 15 | 1855.2929
20.01. | 16 | 1846.8789
20.01. | 17 | 1872.121
20.01. | 18 | 1893.156
20.01. | 19 | 1914.1911
20.01. | 20 | 1931.0192
20.01. | 21 | 1931.0192
20.01. | 22 | 1926.8121
20.01. | 23 | 1901.5701
20.01. | 24 | 1863.7069
21.01. | 1 | 1787.9807
21.01. | 2 | 1708.0474
21.01. | 3 | 1703.8404
21.01. | 4 | 1708.0474
21.01. | 5 | 1703.8404
21.01. | 6 | 1703.8404
21.01. | 7 | 1695.4264
21.01. | 8 | 1708.0474
21.01. | 9 | 1703.8404
21.01. | 10 | 1687.0124
21.01. | 11 | 1674.3913
21.01. | 12 | 1665.9773
21.01. | 13 | 1661.7703
21.01. | 14 | 1636.5282
21.01. | 15 | 1636.5282
21.01. | 16 | 1632.3212
21.01. | 17 | 1649.1493
21.01. | 18 | 1716.4615
21.01. | 19 | 1771.1526
21.01. | 20 | 1792.1877
21.01. | 21 | 1800.6017
21.01. | 22 | 1804.8087
21.01. | 23 | 1783.7737
21.01. | 24 | 1737.4965
22.01. | 1 | 1703.8404
22.01. | 2 | 1691.2194
22.01. | 3 | 1691.2194
22.01. | 4 | 1687.0124
22.01. | 5 | 1678.5983
22.01. | 6 | 1695.4264
22.01. | 7 | 1758.5316
22.01. | 8 | 1830.0508
22.01. | 9 | 1859.4999
22.01. | 10 | 1872.121
22.01. | 11 | 1863.7069
22.01. | 12 | 1851.0859
22.01. | 13 | 1859.4999
22.01. | 14 | 1855.2929
22.01. | 15 | 1880.535
22.01. | 16 | 1872.121
22.01. | 17 | 1897.363
22.01. | 18 | 1939.4332
22.01. | 19 | 2027.7805
22.01. | 20 | 2074.0576
22.01. | 21 | 2048.8155
22.01. | 22 | 2057.2296
22.01. | 23 | 1998.3314
22.01. | 24 | 1952.0542
23.01. | 1 | 1960.4682
23.01. | 2 | 1947.8472
23.01. | 3 | 1947.8472
23.01. | 4 | 1926.8121
23.01. | 5 | 1905.7771
23.01. | 6 | 1901.5701
23.01. | 7 | 1914.1911
23.01. | 8 | 1973.0893
23.01. | 9 | 1994.1244
23.01. | 10 | 1989.9173
23.01. | 11 | 1977.2963
23.01. | 12 | 1973.0893
23.01. | 13 | 1956.2612
23.01. | 14 | 1952.0542
23.01. | 15 | 1960.4682
23.01. | 16 | 1968.8823
23.01. | 17 | 1989.9173
23.01. | 18 | 2057.2296
23.01. | 19 | 2132.9558
23.01. | 20 | 2166.6119
23.01. | 21 | 2132.9558
23.01. | 22 | 2124.5418
23.01. | 23 | 2061.4366
23.01. | 24 | 2027.7805
24.01. | 1 | 2036.1945
24.01. | 2 | 2027.7805
24.01. | 3 | 2023.5734
24.01. | 4 | 2023.5734
24.01. | 5 | 2019.3664
24.01. | 6 | 2023.5734
24.01. | 7 | 2010.9524
24.01. | 8 | 2057.2296
24.01. | 9 | 2069.8506
24.01. | 10 | 2065.6436
24.01. | 11 | 2044.6085
24.01. | 12 | 2015.1594
24.01. | 13 | 2010.9524
24.01. | 14 | 2040.4015
24.01. | 15 | 2044.6085
24.01. | 16 | 2031.9875
24.01. | 17 | 2044.6085
24.01. | 18 | 2082.4716
24.01. | 19 | 2145.5768
24.01. | 20 | 2208.682
24.01. | 21 | 2179.2329
24.01. | 22 | 2132.9558
24.01. | 23 | 2090.8857
24.01. | 24 | 2053.0225
25.01. | 1 | 2006.7454
25.01. | 2 | 2006.7454
25.01. | 3 | 2006.7454
25.01. | 4 | 2006.7454
25.01. | 5 | 2006.7454
25.01. | 6 | 2010.9524
25.01. | 7 | 2031.9875
25.01. | 8 | 2048.8155
25.01. | 9 | 2061.4366
25.01. | 10 | 2057.2296
25.01. | 11 | 2023.5734
25.01. | 12 | 1985.7103
25.01. | 13 | 1985.7103
25.01. | 14 | 2015.1594
25.01. | 15 | 2053.0225
25.01. | 16 | 2061.4366
25.01. | 17 | 2082.4716
25.01. | 18 | 2103.5067
25.01. | 19 | 2132.9558
25.01. | 20 | 2153.9909
25.01. | 21 | 2162.4049
25.01. | 22 | 2158.1979
25.01. | 23 | 2095.0927
25.01. | 24 | 2027.7805
26.01. | 1 | 1952.0542
26.01. | 2 | 1956.2612
26.01. | 3 | 1947.8472
26.01. | 4 | 1943.6402
26.01. | 5 | 1947.8472
26.01. | 6 | 1964.6753
26.01. | 7 | 1973.0893
26.01. | 8 | 2010.9524
26.01. | 9 | 2002.5384
26.01. | 10 | 1994.1244
26.01. | 11 | 1968.8823
26.01. | 12 | 1918.3981
26.01. | 13 | 1914.1911
26.01. | 14 | 1918.3981
26.01. | 15 | 1922.6051
26.01. | 16 | 1931.0192
26.01. | 17 | 1956.2612
26.01. | 18 | 2006.7454
26.01. | 19 | 2019.3664
26.01. | 20 | 2053.0225
26.01. | 21 | 2082.4716
26.01. | 22 | 2086.6786
26.01. | 23 | 2065.6436
26.01. | 24 | 2023.5734
27.01. | 1 | 1918.3981
27.01. | 2 | 1901.5701
27.01. | 3 | 1872.121
27.01. | 4 | 1872.121
27.01. | 5 | 1867.9139
27.01. | 6 | 1867.9139
27.01. | 7 | 1863.7069
27.01. | 8 | 1880.535
27.01. | 9 | 1888.949
27.01. | 10 | 1893.156
27.01. | 11 | 1867.9139
27.01. | 12 | 1834.2578
27.01. | 13 | 1775.3597
27.01. | 14 | 1775.3597
27.01. | 15 | 1771.1526
27.01. | 16 | 1766.9456
27.01. | 17 | 1792.1877
27.01. | 18 | 1859.4999
27.01. | 19 | 1931.0192
27.01. | 20 | 1947.8472
27.01. | 21 | 1939.4332
27.01. | 22 | 1939.4332
27.01. | 23 | 1914.1911
27.01. | 24 | 1901.5701
28.01. | 1 | 1842.6719
28.01. | 2 | 1817.4298
28.01. | 3 | 1813.2228
28.01. | 4 | 1800.6017
28.01. | 5 | 1800.6017
28.01. | 6 | 1792.1877
28.01. | 7 | 1796.3947
28.01. | 8 | 1783.7737
28.01. | 9 | 1792.1877
28.01. | 10 | 1800.6017
28.01. | 11 | 1758.5316
28.01. | 12 | 1758.5316
28.01. | 13 | 1775.3597
28.01. | 14 | 1771.1526
28.01. | 15 | 1779.5667
28.01. | 16 | 1792.1877
28.01. | 17 | 1796.3947
28.01. | 18 | 1897.363
28.01. | 19 | 1939.4332
28.01. | 20 | 1960.4682
28.01. | 21 | 1985.7103
28.01. | 22 | 1977.2963
28.01. | 23 | 1968.8823
28.01. | 24 | 1956.2612
29.01. | 1 | 1943.6402
29.01. | 2 | 1943.6402
29.01. | 3 | 1943.6402
29.01. | 4 | 1947.8472
29.01. | 5 | 1952.0542
29.01. | 6 | 1989.9173
29.01. | 7 | 2044.6085
29.01. | 8 | 2128.7488
29.01. | 9 | 2183.44
29.01. | 10 | 2187.647
29.01. | 11 | 2166.6119
29.01. | 12 | 2158.1979
29.01. | 13 | 2166.6119
29.01. | 14 | 2183.44
29.01. | 15 | 2204.475
29.01. | 16 | 2229.7171
29.01. | 17 | 2238.1311
29.01. | 18 | 2271.7872
29.01. | 19 | 2339.0995
29.01. | 20 | 2351.7205
29.01. | 21 | 2376.9626
29.01. | 22 | 2372.7556
29.01. | 23 | 2301.2363
29.01. | 24 | 2259.1662
30.01. | 1 | 2204.475
30.01. | 2 | 2204.475
30.01. | 3 | 2204.475
30.01. | 4 | 2208.682
30.01. | 5 | 2204.475
30.01. | 6 | 2200.268
30.01. | 7 | 2238.1311
30.01. | 8 | 2301.2363
30.01. | 9 | 2330.6854
30.01. | 10 | 2305.4433
30.01. | 11 | 2288.6153
30.01. | 12 | 2280.2013
30.01. | 13 | 2280.2013
30.01. | 14 | 2284.4083
30.01. | 15 | 2288.6153
30.01. | 16 | 2297.0293
30.01. | 17 | 2305.4433
30.01. | 18 | 2343.3065
30.01. | 19 | 2372.7556
30.01. | 20 | 2406.4117
30.01. | 21 | 2397.9976
30.01. | 22 | 2402.2047
30.01. | 23 | 2334.8924
30.01. | 24 | 2305.4433
31.01. | 1 | 2263.3732
31.01. | 2 | 2259.1662
31.01. | 3 | 2250.7522
31.01. | 4 | 2250.7522
31.01. | 5 | 2250.7522
31.01. | 6 | 2254.9592
31.01. | 7 | 2275.9942
31.01. | 8 | 2318.0644
31.01. | 9 | 2330.6854
31.01. | 10 | 2339.0995
31.01. | 11 | 2339.0995
31.01. | 12 | 2313.8574
31.01. | 13 | 2326.4784
31.01. | 14 | 2343.3065
31.01. | 15 | 2339.0995
31.01. | 16 | 2347.5135
31.01. | 17 | 2360.1345
31.01. | 18 | 2393.7906
31.01. | 19 | 2452.6888
31.01. | 20 | 2465.3099
31.01. | 21 | 2490.5519
31.01. | 22 | 2486.3449
31.01. | 23 | 2456.8958
31.01. | 24 | 2419.0327
01.02. | 1 | 2347.5135
01.02. | 2 | 2334.8924
01.02. | 3 | 2330.6854
01.02. | 4 | 2334.8924
01.02. | 5 | 2339.0995
01.02. | 6 | 2339.0995
01.02. | 7 | 2364.3415
01.02. | 8 | 2410.6187
01.02. | 9 | 2431.6537
01.02. | 10 | 2423.2397
01.02. | 11 | 2406.4117
01.02. | 12 | 2385.3766
01.02. | 13 | 2376.9626
01.02. | 14 | 2381.1696
01.02. | 15 | 2385.3766
01.02. | 16 | 2393.7906
01.02. | 17 | 2389.5836
01.02. | 18 | 2423.2397
01.02. | 19 | 2469.5169
01.02. | 20 | 2494.7589
01.02. | 21 | 2503.173
01.02. | 22 | 2503.173
01.02. | 23 | 2473.7239
01.02. | 24 | 2431.6537
02.02. | 1 | 2330.6854
02.02. | 2 | 2326.4784
02.02. | 3 | 2322.2714
02.02. | 4 | 2313.8574
02.02. | 5 | 2313.8574
02.02. | 6 | 2318.0644
02.02. | 7 | 2339.0995
02.02. | 8 | 2385.3766
02.02. | 9 | 2397.9976
02.02. | 10 | 2393.7906
02.02. | 11 | 2360.1345
02.02. | 12 | 2339.0995
02.02. | 13 | 2326.4784
02.02. | 14 | 2326.4784
02.02. | 15 | 2322.2714
02.02. | 16 | 2322.2714
02.02. | 17 | 2334.8924
02.02. | 18 | 2385.3766
02.02. | 19 | 2427.4467
02.02. | 20 | 2440.0678
02.02. | 21 | 2444.2748
02.02. | 22 | 2435.8608
02.02. | 23 | 2414.8257
02.02. | 24 | 2360.1345
03.02. | 1 | 2288.6153
03.02. | 2 | 2284.4083
03.02. | 3 | 2271.7872
03.02. | 4 | 2267.5802
03.02. | 5 | 2263.3732
03.02. | 6 | 2267.5802
03.02. | 7 | 2263.3732
03.02. | 8 | 2263.3732
03.02. | 9 | 2267.5802
03.02. | 10 | 2259.1662
03.02. | 11 | 2242.3381
03.02. | 12 | 2204.475
03.02. | 13 | 2191.854
03.02. | 14 | 2187.647
03.02. | 15 | 2183.44
03.02. | 16 | 2183.44
03.02. | 17 | 2208.682
03.02. | 18 | 2259.1662
03.02. | 19 | 2284.4083
03.02. | 20 | 2301.2363
03.02. | 21 | 2301.2363
03.02. | 22 | 2305.4433
03.02. | 23 | 2297.0293
03.02. | 24 | 2280.2013
04.02. | 1 | 2212.889
04.02. | 2 | 2200.268
04.02. | 3 | 2187.647
04.02. | 4 | 2196.061
04.02. | 5 | 2166.6119
04.02. | 6 | 2162.4049
04.02. | 7 | 2153.9909
04.02. | 8 | 2153.9909
04.02. | 9 | 2153.9909
04.02. | 10 | 2132.9558
04.02. | 11 | 2057.2296
04.02. | 12 | 1989.9173
04.02. | 13 | 2002.5384
04.02. | 14 | 2002.5384
04.02. | 15 | 2002.5384
04.02. | 16 | 2002.5384
04.02. | 17 | 2019.3664
04.02. | 18 | 2120.3348
04.02. | 19 | 2196.061
04.02. | 20 | 2233.9241
04.02. | 21 | 2238.1311
04.02. | 22 | 2233.9241
04.02. | 23 | 2233.9241
04.02. | 24 | 2225.5101
05.02. | 1 | 2183.44
05.02. | 2 | 2179.2329
05.02. | 3 | 2187.647
05.02. | 4 | 2191.854
05.02. | 5 | 2204.475
05.02. | 6 | 2225.5101
05.02. | 7 | 2288.6153
05.02. | 8 | 2355.9275
05.02. | 9 | 2406.4117
05.02. | 10 | 2406.4117
05.02. | 11 | 2397.9976
05.02. | 12 | 2385.3766
05.02. | 13 | 2402.2047
05.02. | 14 | 2372.7556
05.02. | 15 | 2389.5836
05.02. | 16 | 2410.6187
05.02. | 17 | 2402.2047
05.02. | 18 | 2440.0678
05.02. | 19 | 2477.9309
05.02. | 20 | 2490.5519
05.02. | 21 | 2507.38
05.02. | 22 | 2511.587
05.02. | 23 | 2498.966
05.02. | 24 | 2452.6888
06.02. | 1 | 2419.0327
06.02. | 2 | 2423.2397
06.02. | 3 | 2385.3766
06.02. | 4 | 2381.1696
06.02. | 5 | 2376.9626
06.02. | 6 | 2393.7906
06.02. | 7 | 2406.4117
06.02. | 8 | 2461.1028
06.02. | 9 | 2494.7589
06.02. | 10 | 2477.9309
06.02. | 11 | 2452.6888
06.02. | 12 | 2444.2748
06.02. | 13 | 2440.0678
06.02. | 14 | 2423.2397
06.02. | 15 | 2402.2047
06.02. | 16 | 2381.1696
06.02. | 17 | 2385.3766
06.02. | 18 | 2444.2748
06.02. | 19 | 2477.9309
06.02. | 20 | 2486.3449
06.02. | 21 | 2469.5169
06.02. | 22 | 2465.3099
06.02. | 23 | 2435.8608
06.02. | 24 | 2385.3766
07.02. | 1 | 2318.0644
07.02. | 2 | 2305.4433
07.02. | 3 | 2288.6153
07.02. | 4 | 2284.4083
07.02. | 5 | 2271.7872
07.02. | 6 | 2280.2013
07.02. | 7 | 2305.4433
07.02. | 8 | 2360.1345
07.02. | 9 | 2372.7556
07.02. | 10 | 2376.9626
07.02. | 11 | 2372.7556
07.02. | 12 | 2360.1345
07.02. | 13 | 2339.0995
07.02. | 14 | 2330.6854
07.02. | 15 | 2330.6854
07.02. | 16 | 2339.0995
07.02. | 17 | 2351.7205
07.02. | 18 | 2364.3415
07.02. | 19 | 2410.6187
07.02. | 20 | 2427.4467
07.02. | 21 | 2435.8608
07.02. | 22 | 2431.6537
07.02. | 23 | 2397.9976
07.02. | 24 | 2372.7556
08.02. | 1 | 2313.8574
08.02. | 2 | 2301.2363
08.02. | 3 | 2297.0293
08.02. | 4 | 2301.2363
08.02. | 5 | 2292.8223
08.02. | 6 | 2292.8223
08.02. | 7 | 2292.8223
08.02. | 8 | 2334.8924
08.02. | 9 | 2372.7556
08.02. | 10 | 2347.5135
08.02. | 11 | 2330.6854
08.02. | 12 | 2343.3065
08.02. | 13 | 2330.6854
08.02. | 14 | 2318.0644
08.02. | 15 | 2297.0293
08.02. | 16 | 2322.2714
08.02. | 17 | 2343.3065
08.02. | 18 | 2355.9275
08.02. | 19 | 2376.9626
08.02. | 20 | 2381.1696
08.02. | 21 | 2389.5836
08.02. | 22 | 2381.1696
08.02. | 23 | 2364.3415
08.02. | 24 | 2334.8924
09.02. | 1 | 2221.3031
09.02. | 2 | 2221.3031
09.02. | 3 | 2221.3031
09.02. | 4 | 2221.3031
09.02. | 5 | 2225.5101
09.02. | 6 | 2221.3031
09.02. | 7 | 2275.9942
09.02. | 8 | 2326.4784
09.02. | 9 | 2372.7556
09.02. | 10 | 2385.3766
09.02. | 11 | 2360.1345
09.02. | 12 | 2347.5135
09.02. | 13 | 2288.6153
09.02. | 14 | 2254.9592
09.02. | 15 | 2259.1662
09.02. | 16 | 2259.1662
09.02. | 17 | 2313.8574
09.02. | 18 | 2322.2714
09.02. | 19 | 2339.0995
09.02. | 20 | 2343.3065
09.02. | 21 | 2322.2714
09.02. | 22 | 2334.8924
09.02. | 23 | 2288.6153
09.02. | 24 | 2217.0961
10.02. | 1 | 1939.4332
10.02. | 2 | 1905.7771
10.02. | 3 | 1888.949
10.02. | 4 | 1897.363
10.02. | 5 | 1893.156
10.02. | 6 | 1884.742
10.02. | 7 | 1872.121
10.02. | 8 | 1880.535
10.02. | 9 | 1876.328
10.02. | 10 | 1872.121
10.02. | 11 | 1872.121
10.02. | 12 | 1813.2228
10.02. | 13 | 1809.0158
10.02. | 14 | 1809.0158
10.02. | 15 | 1771.1526
10.02. | 16 | 1762.7386
10.02. | 17 | 1783.7737
10.02. | 18 | 1851.0859
10.02. | 19 | 1888.949
10.02. | 20 | 1914.1911
10.02. | 21 | 1914.1911
10.02. | 22 | 1914.1911
10.02. | 23 | 1926.8121
10.02. | 24 | 1918.3981
11.02. | 1 | 1914.1911
11.02. | 2 | 1914.1911
11.02. | 3 | 1914.1911
11.02. | 4 | 1918.3981
11.02. | 5 | 1939.4332
11.02. | 6 | 1935.2262
11.02. | 7 | 1977.2963
11.02. | 8 | 1998.3314
11.02. | 9 | 2031.9875
11.02. | 10 | 2027.7805
11.02. | 11 | 2027.7805
11.02. | 12 | 2015.1594
11.02. | 13 | 2019.3664
11.02. | 14 | 2023.5734
11.02. | 15 | 2027.7805
11.02. | 16 | 2031.9875
11.02. | 17 | 2061.4366
11.02. | 18 | 2120.3348
11.02. | 19 | 2132.9558
11.02. | 20 | 2137.1628
11.02. | 21 | 2137.1628
11.02. | 22 | 2141.3698
11.02. | 23 | 2128.7488
11.02. | 24 | 2099.2997
12.02. | 1 | 2082.4716
12.02. | 2 | 2082.4716
12.02. | 3 | 2074.0576
12.02. | 4 | 2074.0576
12.02. | 5 | 2078.2646
12.02. | 6 | 2078.2646
12.02. | 7 | 2124.5418
12.02. | 8 | 2187.647
12.02. | 9 | 2238.1311
12.02. | 10 | 2229.7171
12.02. | 11 | 2242.3381
12.02. | 12 | 2229.7171
12.02. | 13 | 2175.0259
12.02. | 14 | 2170.8189
12.02. | 15 | 2175.0259
12.02. | 16 | 2217.0961
12.02. | 17 | 2221.3031
12.02. | 18 | 2263.3732
12.02. | 19 | 2368.5485
12.02. | 20 | 2393.7906
12.02. | 21 | 2393.7906
12.02. | 22 | 2393.7906
12.02. | 23 | 2385.3766
12.02. | 24 | 2330.6854
13.02. | 1 | 2301.2363
13.02. | 2 | 2271.7872
13.02. | 3 | 2259.1662
13.02. | 4 | 2259.1662
13.02. | 5 | 2250.7522
13.02. | 6 | 2267.5802
13.02. | 7 | 2309.6504
13.02. | 8 | 2351.7205
13.02. | 9 | 2360.1345
13.02. | 10 | 2355.9275
13.02. | 11 | 2360.1345
13.02. | 12 | 2347.5135
13.02. | 13 | 2330.6854
13.02. | 14 | 2339.0995
13.02. | 15 | 2355.9275
13.02. | 16 | 2364.3415
13.02. | 17 | 2368.5485
13.02. | 18 | 2402.2047
13.02. | 19 | 2423.2397
13.02. | 20 | 2444.2748
13.02. | 21 | 2461.1028
13.02. | 22 | 2456.8958
13.02. | 23 | 2435.8608
13.02. | 24 | 2410.6187
14.02. | 1 | 2368.5485
14.02. | 2 | 2368.5485
14.02. | 3 | 2368.5485
14.02. | 4 | 2368.5485
14.02. | 5 | 2364.3415
14.02. | 6 | 2368.5485
14.02. | 7 | 2397.9976
14.02. | 8 | 2423.2397
14.02. | 9 | 2414.8257
14.02. | 10 | 2431.6537
14.02. | 11 | 2419.0327
14.02. | 12 | 2410.6187
14.02. | 13 | 2376.9626
14.02. | 14 | 2351.7205
14.02. | 15 | 2334.8924
14.02. | 16 | 2339.0995
14.02. | 17 | 2381.1696
14.02. | 18 | 2410.6187
14.02. | 19 | 2456.8958
14.02. | 20 | 2461.1028
14.02. | 21 | 2469.5169
14.02. | 22 | 2465.3099
14.02. | 23 | 2448.4818
14.02. | 24 | 2414.8257
15.02. | 1 | 2364.3415
15.02. | 2 | 2330.6854
15.02. | 3 | 2326.4784
15.02. | 4 | 2322.2714
15.02. | 5 | 2322.2714
15.02. | 6 | 2330.6854
15.02. | 7 | 2389.5836
15.02. | 8 | 2440.0678
15.02. | 9 | 2427.4467
15.02. | 10 | 2431.6537
15.02. | 11 | 2440.0678
15.02. | 12 | 2444.2748
15.02. | 13 | 2444.2748
15.02. | 14 | 2452.6888
15.02. | 15 | 2465.3099
15.02. | 16 | 2461.1028
15.02. | 17 | 2465.3099
15.02. | 18 | 2494.7589
15.02. | 19 | 2511.587
15.02. | 20 | 2545.2431
15.02. | 21 | 2528.4151
15.02. | 22 | 2532.6221
15.02. | 23 | 2515.794
15.02. | 24 | 2477.9309
16.02. | 1 | 2389.5836
16.02. | 2 | 2389.5836
16.02. | 3 | 2385.3766
16.02. | 4 | 2385.3766
16.02. | 5 | 2385.3766
16.02. | 6 | 2389.5836
16.02. | 7 | 2397.9976
16.02. | 8 | 2410.6187
16.02. | 9 | 2419.0327
16.02. | 10 | 2414.8257
16.02. | 11 | 2414.8257
16.02. | 12 | 2410.6187
16.02. | 13 | 2381.1696
16.02. | 14 | 2431.6537
16.02. | 15 | 2431.6537
16.02. | 16 | 2431.6537
16.02. | 17 | 2448.4818
16.02. | 18 | 2490.5519
16.02. | 19 | 2528.4151
16.02. | 20 | 2541.0361
16.02. | 21 | 2524.208
16.02. | 22 | 2515.794
16.02. | 23 | 2494.7589
16.02. | 24 | 2465.3099
17.02. | 1 | 2435.8608
17.02. | 2 | 2410.6187
17.02. | 3 | 2397.9976
17.02. | 4 | 2368.5485
17.02. | 5 | 2364.3415
17.02. | 6 | 2347.5135
17.02. | 7 | 2347.5135
17.02. | 8 | 2355.9275
17.02. | 9 | 2351.7205
17.02. | 10 | 2343.3065
17.02. | 11 | 2313.8574
17.02. | 12 | 2280.2013
17.02. | 13 | 2284.4083
17.02. | 14 | 2288.6153
17.02. | 15 | 2280.2013
17.02. | 16 | 2280.2013
17.02. | 17 | 2284.4083
17.02. | 18 | 2347.5135
17.02. | 19 | 2381.1696
17.02. | 20 | 2393.7906
17.02. | 21 | 2381.1696
17.02. | 22 | 2381.1696
17.02. | 23 | 2385.3766
17.02. | 24 | 2376.9626
18.02. | 1 | 2368.5485
18.02. | 2 | 2355.9275
18.02. | 3 | 2339.0995
18.02. | 4 | 2334.8924
18.02. | 5 | 2339.0995
18.02. | 6 | 2339.0995
18.02. | 7 | 2330.6854
18.02. | 8 | 2330.6854
18.02. | 9 | 2326.4784
18.02. | 10 | 2292.8223
18.02. | 11 | 2288.6153
18.02. | 12 | 2263.3732
18.02. | 13 | 2254.9592
18.02. | 14 | 2250.7522
18.02. | 15 | 2246.5452
18.02. | 16 | 2242.3381
18.02. | 17 | 2250.7522
18.02. | 18 | 2297.0293
18.02. | 19 | 2347.5135
18.02. | 20 | 2355.9275
18.02. | 21 | 2347.5135
18.02. | 22 | 2351.7205
18.02. | 23 | 2355.9275
18.02. | 24 | 2343.3065
19.02. | 1 | 2318.0644
19.02. | 2 | 2318.0644
19.02. | 3 | 2313.8574
19.02. | 4 | 2301.2363
19.02. | 5 | 2292.8223
19.02. | 6 | 2297.0293
19.02. | 7 | 2364.3415
19.02. | 8 | 2423.2397
19.02. | 9 | 2440.0678
19.02. | 10 | 2435.8608
19.02. | 11 | 2410.6187
19.02. | 12 | 2389.5836
19.02. | 13 | 2360.1345
19.02. | 14 | 2343.3065
19.02. | 15 | 2330.6854
19.02. | 16 | 2322.2714
19.02. | 17 | 2330.6854
19.02. | 18 | 2372.7556
19.02. | 19 | 2427.4467
19.02. | 20 | 2452.6888
19.02. | 21 | 2461.1028
19.02. | 22 | 2465.3099
19.02. | 23 | 2444.2748
19.02. | 24 | 2431.6537
20.02. | 1 | 2385.3766
20.02. | 2 | 2364.3415
20.02. | 3 | 2330.6854
20.02. | 4 | 2326.4784
20.02. | 5 | 2309.6504
20.02. | 6 | 2347.5135
20.02. | 7 | 2360.1345
20.02. | 8 | 2372.7556
20.02. | 9 | 2381.1696
20.02. | 10 | 2360.1345
20.02. | 11 | 2292.8223
20.02. | 12 | 2280.2013
20.02. | 13 | 2271.7872
20.02. | 14 | 2267.5802
20.02. | 15 | 2292.8223
20.02. | 16 | 2297.0293
20.02. | 17 | 2313.8574
20.02. | 18 | 2402.2047
20.02. | 19 | 2469.5169
20.02. | 20 | 2507.38
20.02. | 21 | 2503.173
20.02. | 22 | 2503.173
20.02. | 23 | 2486.3449
20.02. | 24 | 2444.2748
21.02. | 1 | 2427.4467
21.02. | 2 | 2431.6537
21.02. | 3 | 2427.4467
21.02. | 4 | 2406.4117
21.02. | 5 | 2406.4117
21.02. | 6 | 2410.6187
21.02. | 7 | 2440.0678
21.02. | 8 | 2448.4818
21.02. | 9 | 2448.4818
21.02. | 10 | 2427.4467
21.02. | 11 | 2347.5135
21.02. | 12 | 2305.4433
21.02. | 13 | 2343.3065
21.02. | 14 | 2334.8924
21.02. | 15 | 2347.5135
21.02. | 16 | 2347.5135
21.02. | 17 | 2351.7205
21.02. | 18 | 2389.5836
21.02. | 19 | 2461.1028
21.02. | 20 | 2486.3449
21.02. | 21 | 2482.1379
21.02. | 22 | 2469.5169
21.02. | 23 | 2456.8958
21.02. | 24 | 2360.1345
22.02. | 1 | 2158.1979
22.02. | 2 | 2141.3698
22.02. | 3 | 2137.1628
22.02. | 4 | 2141.3698
22.02. | 5 | 2132.9558
22.02. | 6 | 2149.7838
22.02. | 7 | 2149.7838
22.02. | 8 | 2141.3698
22.02. | 9 | 2141.3698
22.02. | 10 | 2120.3348
22.02. | 11 | 2099.2997
22.02. | 12 | 2086.6786
22.02. | 13 | 2061.4366
22.02. | 14 | 2061.4366
22.02. | 15 | 2074.0576
22.02. | 16 | 2065.6436
22.02. | 17 | 2065.6436
22.02. | 18 | 2107.7137
22.02. | 19 | 2128.7488
22.02. | 20 | 2145.5768
22.02. | 21 | 2065.6436
22.02. | 22 | 2074.0576
22.02. | 23 | 2065.6436
22.02. | 24 | 2040.4015
23.02. | 1 | 2044.6085
23.02. | 2 | 2027.7805
23.02. | 3 | 2019.3664
23.02. | 4 | 2015.1594
23.02. | 5 | 2015.1594
23.02. | 6 | 2015.1594
23.02. | 7 | 2036.1945
23.02. | 8 | 2048.8155
23.02. | 9 | 2044.6085
23.02. | 10 | 2057.2296
23.02. | 11 | 2002.5384
23.02. | 12 | 1985.7103
23.02. | 13 | 1973.0893
23.02. | 14 | 1914.1911
23.02. | 15 | 1926.8121
23.02. | 16 | 1939.4332
23.02. | 17 | 2006.7454
23.02. | 18 | 2015.1594
23.02. | 19 | 2036.1945
23.02. | 20 | 2048.8155
23.02. | 21 | 2036.1945
23.02. | 22 | 2027.7805
23.02. | 23 | 2015.1594
23.02. | 24 | 1989.9173
24.02. | 1 | 1981.5033
24.02. | 2 | 1981.5033
24.02. | 3 | 1973.0893
24.02. | 4 | 1973.0893
24.02. | 5 | 1960.4682
24.02. | 6 | 1960.4682
24.02. | 7 | 1947.8472
24.02. | 8 | 1956.2612
24.02. | 9 | 1939.4332
24.02. | 10 | 1939.4332
24.02. | 11 | 1935.2262
24.02. | 12 | 1876.328
24.02. | 13 | 1838.4649
24.02. | 14 | 1834.2578
24.02. | 15 | 1821.6368
24.02. | 16 | 1821.6368
24.02. | 17 | 1838.4649
24.02. | 18 | 1901.5701
24.02. | 19 | 1922.6051
24.02. | 20 | 1935.2262
24.02. | 21 | 1943.6402
24.02. | 22 | 1931.0192
24.02. | 23 | 1931.0192
24.02. | 24 | 1918.3981
25.02. | 1 | 1867.9139
25.02. | 2 | 1867.9139
25.02. | 3 | 1863.7069
25.02. | 4 | 1863.7069
25.02. | 5 | 1859.4999
25.02. | 6 | 1859.4999
25.02. | 7 | 1855.2929
25.02. | 8 | 1855.2929
25.02. | 9 | 1830.0508
25.02. | 10 | 1787.9807
25.02. | 11 | 1674.3913
25.02. | 12 | 1657.5633
25.02. | 13 | 1653.3563
25.02. | 14 | 1661.7703
25.02. | 15 | 1653.3563
25.02. | 16 | 1640.7352
25.02. | 17 | 1649.1493
25.02. | 18 | 1691.2194
25.02. | 19 | 1800.6017
25.02. | 20 | 1842.6719
25.02. | 21 | 1834.2578
25.02. | 22 | 1838.4649
25.02. | 23 | 1838.4649
25.02. | 24 | 1838.4649
26.02. | 1 | 1851.0859
26.02. | 2 | 1855.2929
26.02. | 3 | 1821.6368
26.02. | 4 | 1830.0508
26.02. | 5 | 1813.2228
26.02. | 6 | 1838.4649
26.02. | 7 | 1884.742
26.02. | 8 | 1947.8472
26.02. | 9 | 1973.0893
26.02. | 10 | 1985.7103
26.02. | 11 | 1989.9173
26.02. | 12 | 1998.3314
26.02. | 13 | 1960.4682
26.02. | 14 | 1960.4682
26.02. | 15 | 1960.4682
26.02. | 16 | 1943.6402
26.02. | 17 | 1947.8472
26.02. | 18 | 1973.0893
26.02. | 19 | 2006.7454
26.02. | 20 | 2027.7805
26.02. | 21 | 2015.1594
26.02. | 22 | 2023.5734
26.02. | 23 | 2019.3664
26.02. | 24 | 2002.5384
27.02. | 1 | 1935.2262
27.02. | 2 | 1926.8121
27.02. | 3 | 1897.363
27.02. | 4 | 1897.363
27.02. | 5 | 1893.156
27.02. | 6 | 1905.7771
27.02. | 7 | 1952.0542
27.02. | 8 | 2002.5384
27.02. | 9 | 2015.1594
27.02. | 10 | 1998.3314
27.02. | 11 | 1956.2612
27.02. | 12 | 1935.2262
27.02. | 13 | 1939.4332
27.02. | 14 | 1956.2612
27.02. | 15 | 1977.2963
27.02. | 16 | 1960.4682
27.02. | 17 | 1968.8823
27.02. | 18 | 2006.7454
27.02. | 19 | 2036.1945
27.02. | 20 | 2057.2296
27.02. | 21 | 2053.0225
27.02. | 22 | 2061.4366
27.02. | 23 | 2048.8155
27.02. | 24 | 2036.1945
28.02. | 1 | 1994.1244
28.02. | 2 | 1994.1244
28.02. | 3 | 1981.5033
28.02. | 4 | 1985.7103
28.02. | 5 | 1973.0893
28.02. | 6 | 1989.9173
28.02. | 7 | 2023.5734
28.02. | 8 | 2040.4015
28.02. | 9 | 2040.4015
28.02. | 10 | 2010.9524
28.02. | 11 | 1952.0542
28.02. | 12 | 1931.0192
28.02. | 13 | 1901.5701
28.02. | 14 | 1880.535
28.02. | 15 | 1888.949
28.02. | 16 | 1888.949
28.02. | 17 | 1897.363
28.02. | 18 | 1956.2612
28.02. | 19 | 2044.6085
28.02. | 20 | 2078.2646
28.02. | 21 | 2107.7137
28.02. | 22 | 2132.9558
28.02. | 23 | 2120.3348
28.02. | 24 | 2090.8857
01.03. | 1 | 2078.2646
01.03. | 2 | 2074.0576
01.03. | 3 | 2048.8155
01.03. | 4 | 2048.8155
01.03. | 5 | 2057.2296
01.03. | 6 | 2061.4366
01.03. | 7 | 2074.0576
01.03. | 8 | 2078.2646
01.03. | 9 | 2082.4716
01.03. | 10 | 2048.8155
01.03. | 11 | 2019.3664
01.03. | 12 | 1981.5033
01.03. | 13 | 1964.6753
01.03. | 14 | 1960.4682
01.03. | 15 | 1968.8823
01.03. | 16 | 1968.8823
01.03. | 17 | 1977.2963
01.03. | 18 | 2053.0225
01.03. | 19 | 2116.1277
01.03. | 20 | 2111.9207
01.03. | 21 | 2090.8857
01.03. | 22 | 2086.6786
01.03. | 23 | 2069.8506
01.03. | 24 | 2053.0225
02.03. | 1 | 2015.1594
02.03. | 2 | 1998.3314
02.03. | 3 | 1994.1244
02.03. | 4 | 1998.3314
02.03. | 5 | 1994.1244
02.03. | 6 | 1994.1244
02.03. | 7 | 2023.5734
02.03. | 8 | 2036.1945
02.03. | 9 | 2048.8155
02.03. | 10 | 2048.8155
02.03. | 11 | 1968.8823
02.03. | 12 | 1931.0192
02.03. | 13 | 1914.1911
02.03. | 14 | 1909.9841
02.03. | 15 | 1909.9841
02.03. | 16 | 1918.3981
02.03. | 17 | 1922.6051
02.03. | 18 | 1989.9173
02.03. | 19 | 2061.4366
02.03. | 20 | 2057.2296
02.03. | 21 | 2069.8506
02.03. | 22 | 2053.0225
02.03. | 23 | 2023.5734
02.03. | 24 | 2002.5384
03.03. | 1 | 1952.0542
03.03. | 2 | 1952.0542
03.03. | 3 | 1952.0542
03.03. | 4 | 1956.2612
03.03. | 5 | 1947.8472
03.03. | 6 | 1943.6402
03.03. | 7 | 1952.0542
03.03. | 8 | 1952.0542
03.03. | 9 | 1952.0542
03.03. | 10 | 1947.8472
03.03. | 11 | 1935.2262
03.03. | 12 | 1872.121
03.03. | 13 | 1859.4999
03.03. | 14 | 1855.2929
03.03. | 15 | 1855.2929
03.03. | 16 | 1851.0859
03.03. | 17 | 1884.742
03.03. | 18 | 1914.1911
03.03. | 19 | 1935.2262
03.03. | 20 | 1939.4332
03.03. | 21 | 1968.8823
03.03. | 22 | 1968.8823
03.03. | 23 | 1943.6402
03.03. | 24 | 1935.2262
04.03. | 1 | 1939.4332
04.03. | 2 | 1918.3981
04.03. | 3 | 1918.3981
04.03. | 4 | 1922.6051
04.03. | 5 | 1914.1911
04.03. | 6 | 1918.3981
04.03. | 7 | 1914.1911
04.03. | 8 | 1922.6051
04.03. | 9 | 1905.7771
04.03. | 10 | 1872.121
04.03. | 11 | 1859.4999
04.03. | 12 | 1863.7069
04.03. | 13 | 1863.7069
04.03. | 14 | 1855.2929
04.03. | 15 | 1851.0859
04.03. | 16 | 1846.8789
04.03. | 17 | 1855.2929
04.03. | 18 | 1897.363
04.03. | 19 | 1947.8472
04.03. | 20 | 1960.4682
04.03. | 21 | 1964.6753
04.03. | 22 | 1968.8823
04.03. | 23 | 1943.6402
04.03. | 24 | 1935.2262
05.03. | 1 | 1922.6051
05.03. | 2 | 1914.1911
05.03. | 3 | 1918.3981
05.03. | 4 | 1918.3981
05.03. | 5 | 1909.9841
05.03. | 6 | 1922.6051
05.03. | 7 | 1956.2612
05.03. | 8 | 1989.9173
05.03. | 9 | 2031.9875
05.03. | 10 | 2023.5734
05.03. | 11 | 2027.7805
05.03. | 12 | 2023.5734
05.03. | 13 | 2023.5734
05.03. | 14 | 2023.5734
05.03. | 15 | 2031.9875
05.03. | 16 | 2040.4015
05.03. | 17 | 2044.6085
05.03. | 18 | 2061.4366
05.03. | 19 | 2078.2646
05.03. | 20 | 2086.6786
05.03. | 21 | 2128.7488
05.03. | 22 | 2124.5418
05.03. | 23 | 2099.2997
05.03. | 24 | 2078.2646
06.03. | 1 | 2065.6436
06.03. | 2 | 2065.6436
06.03. | 3 | 2057.2296
06.03. | 4 | 2040.4015
06.03. | 5 | 1998.3314
06.03. | 6 | 1989.9173
06.03. | 7 | 2061.4366
06.03. | 8 | 2137.1628
06.03. | 9 | 2132.9558
06.03. | 10 | 2099.2997
06.03. | 11 | 2027.7805
06.03. | 12 | 2019.3664
06.03. | 13 | 2010.9524
06.03. | 14 | 2002.5384
06.03. | 15 | 1994.1244
06.03. | 16 | 1994.1244
06.03. | 17 | 2019.3664
06.03. | 18 | 2095.0927
06.03. | 19 | 2254.9592
06.03. | 20 | 2339.0995
06.03. | 21 | 2360.1345
06.03. | 22 | 2360.1345
06.03. | 23 | 2347.5135
06.03. | 24 | 2318.0644
07.03. | 1 | 2263.3732
07.03. | 2 | 2229.7171
07.03. | 3 | 2221.3031
07.03. | 4 | 2221.3031
07.03. | 5 | 2212.889
07.03. | 6 | 2212.889
07.03. | 7 | 2250.7522
07.03. | 8 | 2292.8223
07.03. | 9 | 2292.8223
07.03. | 10 | 2175.0259
07.03. | 11 | 2128.7488
07.03. | 12 | 2090.8857
07.03. | 13 | 2074.0576
07.03. | 14 | 2074.0576
07.03. | 15 | 2069.8506
07.03. | 16 | 2069.8506
07.03. | 17 | 2074.0576
07.03. | 18 | 2132.9558
07.03. | 19 | 2254.9592
07.03. | 20 | 2313.8574
07.03. | 21 | 2334.8924
07.03. | 22 | 2326.4784
07.03. | 23 | 2288.6153
07.03. | 24 | 2208.682
08.03. | 1 | 2002.5384
08.03. | 2 | 1977.2963
08.03. | 3 | 1968.8823
08.03. | 4 | 1973.0893
08.03. | 5 | 1973.0893
08.03. | 6 | 1973.0893
08.03. | 7 | 2010.9524
08.03. | 8 | 2002.5384
08.03. | 9 | 2010.9524
08.03. | 10 | 2010.9524
08.03. | 11 | 1989.9173
08.03. | 12 | 1947.8472
08.03. | 13 | 1939.4332
08.03. | 14 | 1931.0192
08.03. | 15 | 1909.9841
08.03. | 16 | 1893.156
08.03. | 17 | 1897.363
08.03. | 18 | 1926.8121
08.03. | 19 | 1989.9173
08.03. | 20 | 2040.4015
08.03. | 21 | 2031.9875
08.03. | 22 | 2019.3664
08.03. | 23 | 1977.2963
08.03. | 24 | 1939.4332
09.03. | 1 | 1800.6017
09.03. | 2 | 1804.8087
09.03. | 3 | 1787.9807
09.03. | 4 | 1787.9807
09.03. | 5 | 1766.9456
09.03. | 6 | 1724.8755
09.03. | 7 | 1792.1877
09.03. | 8 | 1792.1877
09.03. | 9 | 1804.8087
09.03. | 10 | 1775.3597
09.03. | 11 | 1724.8755
09.03. | 12 | 1766.9456
09.03. | 13 | 1687.0124
09.03. | 14 | 1665.9773
09.03. | 15 | 1640.7352
09.03. | 16 | 1649.1493
09.03. | 17 | 1661.7703
09.03. | 18 | 1708.0474
09.03. | 19 | 1792.1877
09.03. | 20 | 1851.0859
09.03. | 21 | 1830.0508
09.03. | 22 | 1821.6368
09.03. | 23 | 1745.9106
09.03. | 24 | 1674.3913
10.03. | 1 | 1560.802
10.03. | 2 | 1527.1459
10.03. | 3 | 1510.3178
10.03. | 4 | 1497.6968
10.03. | 5 | 1468.2477
10.03. | 6 | 1476.6617
10.03. | 7 | 1485.0757
10.03. | 8 | 1501.9038
10.03. | 9 | 1497.6968
10.03. | 10 | 1489.2827
10.03. | 11 | 1480.8687
10.03. | 12 | 1468.2477
10.03. | 13 | 1472.4547
10.03. | 14 | 1476.6617
10.03. | 15 | 1476.6617
10.03. | 16 | 1438.7986
10.03. | 17 | 1447.2126
10.03. | 18 | 1476.6617
10.03. | 19 | 1501.9038
10.03. | 20 | 1594.4581
10.03. | 21 | 1670.1843
10.03. | 22 | 1670.1843
10.03. | 23 | 1649.1493
10.03. | 24 | 1623.9072
11.03. | 1 | 1657.5633
11.03. | 2 | 1628.1142
11.03. | 3 | 1632.3212
11.03. | 4 | 1619.7002
11.03. | 5 | 1598.6651
11.03. | 6 | 1594.4581
11.03. | 7 | 1602.8721
11.03. | 8 | 1623.9072
11.03. | 9 | 1619.7002
11.03. | 10 | 1573.423
11.03. | 11 | 1560.802
11.03. | 12 | 1501.9038
11.03. | 13 | 1459.8336
11.03. | 14 | 1464.0407
11.03. | 15 | 1451.4196
11.03. | 16 | 1434.5916
11.03. | 17 | 1426.1775
11.03. | 18 | 1518.7318
11.03. | 19 | 1644.9422
11.03. | 20 | 1771.1526
11.03. | 21 | 1758.5316
11.03. | 22 | 1754.3246
11.03. | 23 | 1745.9106
11.03. | 24 | 1703.8404
12.03. | 1 | 1607.0791
12.03. | 2 | 1607.0791
12.03. | 3 | 1607.0791
12.03. | 4 | 1607.0791
12.03. | 5 | 1611.2861
12.03. | 6 | 1628.1142
12.03. | 7 | 1657.5633
12.03. | 8 | 1695.4264
12.03. | 9 | 1720.6685
12.03. | 10 | 1708.0474
12.03. | 11 | 1674.3913
12.03. | 12 | 1632.3212
12.03. | 13 | 1560.802
12.03. | 14 | 1565.009
12.03. | 15 | 1539.7669
12.03. | 16 | 1556.595
12.03. | 17 | 1577.63
12.03. | 18 | 1594.4581
12.03. | 19 | 1708.0474
12.03. | 20 | 1880.535
12.03. | 21 | 1922.6051
12.03. | 22 | 1922.6051
12.03. | 23 | 1914.1911
12.03. | 24 | 1880.535
13.03. | 1 | 1821.6368
13.03. | 2 | 1809.0158
13.03. | 3 | 1796.3947
13.03. | 4 | 1796.3947
13.03. | 5 | 1796.3947
13.03. | 6 | 1825.8438
13.03. | 7 | 1905.7771
13.03. | 8 | 1964.6753
13.03. | 9 | 1960.4682
13.03. | 10 | 1846.8789
13.03. | 11 | 1750.1176
13.03. | 12 | 1695.4264
13.03. | 13 | 1703.8404
13.03. | 14 | 1712.2545
13.03. | 15 | 1716.4615
13.03. | 16 | 1720.6685
13.03. | 17 | 1762.7386
13.03. | 18 | 1855.2929
13.03. | 19 | 2103.5067
13.03. | 20 | 2225.5101
13.03. | 21 | 2347.5135
13.03. | 22 | 2347.5135
13.03. | 23 | 2322.2714
13.03. | 24 | 2292.8223
14.03. | 1 | 2233.9241
14.03. | 2 | 2191.854
14.03. | 3 | 2187.647
14.03. | 4 | 2187.647
14.03. | 5 | 2183.44
14.03. | 6 | 2179.2329
14.03. | 7 | 2238.1311
14.03. | 8 | 2271.7872
14.03. | 9 | 2271.7872
14.03. | 10 | 2183.44
14.03. | 11 | 2095.0927
14.03. | 12 | 2107.7137
14.03. | 13 | 2124.5418
14.03. | 14 | 2120.3348
14.03. | 15 | 2132.9558
14.03. | 16 | 2132.9558
14.03. | 17 | 2137.1628
14.03. | 18 | 2225.5101
14.03. | 19 | 2376.9626
14.03. | 20 | 2431.6537
14.03. | 21 | 2440.0678
14.03. | 22 | 2440.0678
14.03. | 23 | 2389.5836
14.03. | 24 | 2347.5135
15.03. | 1 | 2233.9241
15.03. | 2 | 2229.7171
15.03. | 3 | 2217.0961
15.03. | 4 | 2217.0961
15.03. | 5 | 2208.682
15.03. | 6 | 2217.0961
15.03. | 7 | 2242.3381
15.03. | 8 | 2280.2013
15.03. | 9 | 2275.9942
15.03. | 10 | 2191.854
15.03. | 11 | 2090.8857
15.03. | 12 | 1998.3314
15.03. | 13 | 1964.6753
15.03. | 14 | 1964.6753
15.03. | 15 | 1947.8472
15.03. | 16 | 1947.8472
15.03. | 17 | 1973.0893
15.03. | 18 | 2053.0225
15.03. | 19 | 2175.0259
15.03. | 20 | 2254.9592
15.03. | 21 | 2267.5802
15.03. | 22 | 2271.7872
15.03. | 23 | 2259.1662
15.03. | 24 | 2187.647
16.03. | 1 | 2175.0259
16.03. | 2 | 2162.4049
16.03. | 3 | 2166.6119
16.03. | 4 | 2162.4049
16.03. | 5 | 2153.9909
16.03. | 6 | 2162.4049
16.03. | 7 | 2200.268
16.03. | 8 | 2229.7171
16.03. | 9 | 2229.7171
16.03. | 10 | 2166.6119
16.03. | 11 | 2053.0225
16.03. | 12 | 2044.6085
16.03. | 13 | 1994.1244
16.03. | 14 | 1981.5033
16.03. | 15 | 1989.9173
16.03. | 16 | 1994.1244
16.03. | 17 | 1994.1244
16.03. | 18 | 2086.6786
16.03. | 19 | 2162.4049
16.03. | 20 | 2267.5802
16.03. | 21 | 2318.0644
16.03. | 22 | 2318.0644
16.03. | 23 | 2313.8574
16.03. | 24 | 2263.3732
17.03. | 1 | 2166.6119
17.03. | 2 | 2166.6119
17.03. | 3 | 2153.9909
17.03. | 4 | 2145.5768
17.03. | 5 | 2128.7488
17.03. | 6 | 2132.9558
17.03. | 7 | 2124.5418
17.03. | 8 | 2124.5418
17.03. | 9 | 2107.7137
17.03. | 10 | 2057.2296
17.03. | 11 | 2006.7454
17.03. | 12 | 1989.9173
17.03. | 13 | 1989.9173
17.03. | 14 | 1985.7103
17.03. | 15 | 1977.2963
17.03. | 16 | 1964.6753
17.03. | 17 | 1964.6753
17.03. | 18 | 2019.3664
17.03. | 19 | 2116.1277
17.03. | 20 | 2200.268
17.03. | 21 | 2200.268
17.03. | 22 | 2200.268
17.03. | 23 | 2187.647
17.03. | 24 | 2162.4049
18.03. | 1 | 2128.7488
18.03. | 2 | 2111.9207
18.03. | 3 | 2099.2997
18.03. | 4 | 2099.2997
18.03. | 5 | 2099.2997
18.03. | 6 | 2095.0927
18.03. | 7 | 2082.4716
18.03. | 8 | 2082.4716
18.03. | 9 | 2057.2296
18.03. | 10 | 1985.7103
18.03. | 11 | 1947.8472
18.03. | 12 | 1901.5701
18.03. | 13 | 1851.0859
18.03. | 14 | 1884.742
18.03. | 15 | 1880.535
18.03. | 16 | 1872.121
18.03. | 17 | 1897.363
18.03. | 18 | 1931.0192
18.03. | 19 | 2065.6436
18.03. | 20 | 2158.1979
18.03. | 21 | 2187.647
18.03. | 22 | 2191.854
18.03. | 23 | 2191.854
18.03. | 24 | 2179.2329
19.03. | 1 | 2170.8189
19.03. | 2 | 2162.4049
19.03. | 3 | 2158.1979
19.03. | 4 | 2158.1979
19.03. | 5 | 2166.6119
19.03. | 6 | 2179.2329
19.03. | 7 | 2229.7171
19.03. | 8 | 2275.9942
19.03. | 9 | 2297.0293
19.03. | 10 | 2280.2013
19.03. | 11 | 2246.5452
19.03. | 12 | 2221.3031
19.03. | 13 | 2238.1311
19.03. | 14 | 2233.9241
19.03. | 15 | 2229.7171
19.03. | 16 | 2225.5101
19.03. | 17 | 2242.3381
19.03. | 18 | 2280.2013
19.03. | 19 | 2339.0995
19.03. | 20 | 2381.1696
19.03. | 21 | 2431.6537
19.03. | 22 | 2419.0327
19.03. | 23 | 2402.2047
19.03. | 24 | 2372.7556
20.03. | 1 | 2347.5135
20.03. | 2 | 2326.4784
20.03. | 3 | 2309.6504
20.03. | 4 | 2313.8574
20.03. | 5 | 2305.4433
20.03. | 6 | 2309.6504
20.03. | 7 | 2334.8924
20.03. | 8 | 2351.7205
20.03. | 9 | 2355.9275
20.03. | 10 | 2322.2714
20.03. | 11 | 2259.1662
20.03. | 12 | 2246.5452
20.03. | 13 | 2238.1311
20.03. | 14 | 2238.1311
20.03. | 15 | 2238.1311
20.03. | 16 | 2242.3381
20.03. | 17 | 2263.3732
20.03. | 18 | 2318.0644
20.03. | 19 | 2393.7906
20.03. | 20 | 2427.4467
20.03. | 21 | 2444.2748
20.03. | 22 | 2448.4818
20.03. | 23 | 2435.8608
20.03. | 24 | 2410.6187
21.03. | 1 | 2330.6854
21.03. | 2 | 2326.4784
21.03. | 3 | 2309.6504
21.03. | 4 | 2305.4433
21.03. | 5 | 2301.2363
21.03. | 6 | 2301.2363
21.03. | 7 | 2334.8924
21.03. | 8 | 2360.1345
21.03. | 9 | 2355.9275
21.03. | 10 | 2297.0293
21.03. | 11 | 2175.0259
21.03. | 12 | 2162.4049
21.03. | 13 | 2149.7838
21.03. | 14 | 2145.5768
21.03. | 15 | 2158.1979
21.03. | 16 | 2162.4049
21.03. | 17 | 2175.0259
21.03. | 18 | 2246.5452
21.03. | 19 | 2385.3766
21.03. | 20 | 2419.0327
21.03. | 21 | 2440.0678
21.03. | 22 | 2431.6537
21.03. | 23 | 2410.6187
21.03. | 24 | 2368.5485
22.03. | 1 | 2259.1662
22.03. | 2 | 2221.3031
22.03. | 3 | 2221.3031
22.03. | 4 | 2221.3031
22.03. | 5 | 2233.9241
22.03. | 6 | 2242.3381
22.03. | 7 | 2284.4083
22.03. | 8 | 2313.8574
22.03. | 9 | 2322.2714
22.03. | 10 | 2292.8223
22.03. | 11 | 2208.682
22.03. | 12 | 2158.1979
22.03. | 13 | 2145.5768
22.03. | 14 | 2145.5768
22.03. | 15 | 2141.3698
22.03. | 16 | 2132.9558
22.03. | 17 | 2137.1628
22.03. | 18 | 2166.6119
22.03. | 19 | 2284.4083
22.03. | 20 | 2372.7556
22.03. | 21 | 2355.9275
22.03. | 22 | 2364.3415
22.03. | 23 | 2318.0644
22.03. | 24 | 2254.9592
23.03. | 1 | 2061.4366
23.03. | 2 | 2053.0225
23.03. | 3 | 2044.6085
23.03. | 4 | 2048.8155
23.03. | 5 | 2040.4015
23.03. | 6 | 2048.8155
23.03. | 7 | 2095.0927
23.03. | 8 | 2141.3698
23.03. | 9 | 2149.7838
23.03. | 10 | 2057.2296
23.03. | 11 | 2002.5384
23.03. | 12 | 1943.6402
23.03. | 13 | 1884.742
23.03. | 14 | 1855.2929
23.03. | 15 | 1817.4298
23.03. | 16 | 1800.6017
23.03. | 17 | 1796.3947
23.03. | 18 | 1867.9139
23.03. | 19 | 2019.3664
23.03. | 20 | 2078.2646
23.03. | 21 | 2061.4366
23.03. | 22 | 2061.4366
23.03. | 23 | 2036.1945
23.03. | 24 | 1981.5033
24.03. | 1 | 1720.6685
24.03. | 2 | 1716.4615
24.03. | 3 | 1716.4615
24.03. | 4 | 1716.4615
24.03. | 5 | 1708.0474
24.03. | 6 | 1712.2545
24.03. | 7 | 1708.0474
24.03. | 8 | 1682.8054
24.03. | 9 | 1628.1142
24.03. | 10 | 1522.9389
24.03. | 11 | 1493.4898
24.03. | 12 | 1405.1425
24.03. | 13 | 1367.2794
24.03. | 14 | 1363.0723
24.03. | 15 | 1346.2443
24.03. | 16 | 1350.4513
24.03. | 17 | 1409.3495
24.03. | 18 | 1455.6266
24.03. | 19 | 1543.9739
24.03. | 20 | 1552.3879
24.03. | 21 | 1586.0441
24.03. | 22 | 1586.0441
24.03. | 23 | 1573.423
24.03. | 24 | 1493.4898
25.03. | 1 | 1459.8336
25.03. | 2 | 1443.0056
25.03. | 3 | 1438.7986
25.03. | 4 | 1443.0056
25.03. | 5 | 1430.3846
25.03. | 6 | 1447.2126
25.03. | 7 | 1430.3846
25.03. | 8 | 1405.1425
25.03. | 9 | 1384.1074
25.03. | 10 | 1346.2443
25.03. | 11 | 1274.7251
25.03. | 12 | 1287.3461
25.03. | 13 | 1270.518
25.03. | 14 | 1249.483
25.03. | 15 | 1119.0656
25.03. | 16 | 1085.4095
25.03. | 17 | 1135.8936
25.03. | 18 | 1236.8619
25.03. | 19 | 1443.0056
25.03. | 20 | 1611.2861
25.03. | 21 | 1758.5316
25.03. | 22 | 1771.1526
25.03. | 23 | 1771.1526
25.03. | 24 | 1783.7737
26.03. | 1 | 1809.0158
26.03. | 2 | 1809.0158
26.03. | 3 | 1813.2228
26.03. | 4 | 1825.8438
26.03. | 5 | 1846.8789
26.03. | 6 | 1901.5701
26.03. | 7 | 1973.0893
26.03. | 8 | 2036.1945
26.03. | 9 | 2053.0225
26.03. | 10 | 2053.0225
26.03. | 11 | 1994.1244
26.03. | 12 | 1973.0893
26.03. | 13 | 1968.8823
26.03. | 14 | 1964.6753
26.03. | 15 | 1956.2612
26.03. | 16 | 1960.4682
26.03. | 17 | 1973.0893
26.03. | 18 | 2019.3664
26.03. | 19 | 2065.6436
26.03. | 20 | 2132.9558
26.03. | 21 | 2132.9558
26.03. | 22 | 2124.5418
26.03. | 23 | 2107.7137
26.03. | 24 | 2082.4716
27.03. | 1 | 1956.2612
27.03. | 2 | 1956.2612
27.03. | 3 | 1956.2612
27.03. | 4 | 1943.6402
27.03. | 5 | 1943.6402
27.03. | 6 | 1952.0542
27.03. | 7 | 1973.0893
27.03. | 8 | 1968.8823
27.03. | 9 | 1968.8823
27.03. | 10 | 1952.0542
27.03. | 11 | 1884.742
27.03. | 12 | 1872.121
27.03. | 13 | 1846.8789
27.03. | 14 | 1842.6719
27.03. | 15 | 1834.2578
27.03. | 16 | 1842.6719
27.03. | 17 | 1872.121
27.03. | 18 | 1952.0542
27.03. | 19 | 1989.9173
27.03. | 20 | 2010.9524
27.03. | 21 | 2010.9524
27.03. | 22 | 2002.5384
27.03. | 23 | 1977.2963
27.03. | 24 | 1935.2262
28.03. | 1 | 1909.9841
28.03. | 2 | 1918.3981
28.03. | 3 | 1905.7771
28.03. | 4 | 1884.742
28.03. | 5 | 1888.949
28.03. | 6 | 1897.363
28.03. | 7 | 1918.3981
28.03. | 8 | 1914.1911
28.03. | 9 | 1880.535
28.03. | 10 | 1775.3597
28.03. | 11 | 1745.9106
28.03. | 12 | 1687.0124
28.03. | 13 | 1649.1493
28.03. | 14 | 1640.7352
28.03. | 15 | 1619.7002
28.03. | 16 | 1628.1142
28.03. | 17 | 1636.5282
28.03. | 18 | 1678.5983
28.03. | 19 | 1783.7737
28.03. | 20 | 1800.6017
28.03. | 21 | 1796.3947
28.03. | 22 | 1787.9807
28.03. | 23 | 1762.7386
28.03. | 24 | 1649.1493
29.03. | 1 | 1615.4931
29.03. | 2 | 1594.4581
29.03. | 3 | 1594.4581
29.03. | 4 | 1586.0441
29.03. | 5 | 1586.0441
29.03. | 6 | 1615.4931
29.03. | 7 | 1653.3563
29.03. | 8 | 1657.5633
29.03. | 9 | 1619.7002
29.03. | 10 | 1569.216
29.03. | 11 | 1565.009
29.03. | 12 | 1514.5248
29.03. | 13 | 1485.0757
29.03. | 14 | 1476.6617
29.03. | 15 | 1413.5565
29.03. | 16 | 1417.7635
29.03. | 17 | 1421.9705
29.03. | 18 | 1468.2477
29.03. | 19 | 1510.3178
29.03. | 20 | 1510.3178
29.03. | 21 | 1518.7318
29.03. | 22 | 1514.5248
29.03. | 23 | 1506.1108
29.03. | 24 | 1493.4898
30.03. | 1 | 1476.6617
30.03. | 2 | 1476.6617
30.03. | 3 | 1464.0407
30.03. | 4 | 1455.6266
30.03. | 5 | 1451.4196
30.03. | 6 | 1455.6266
30.03. | 7 | 1468.2477
30.03. | 8 | 1472.4547
30.03. | 9 | 1459.8336
30.03. | 10 | 1451.4196
30.03. | 11 | 1413.5565
30.03. | 12 | 1396.7284
30.03. | 13 | 1405.1425
30.03. | 14 | 1392.5214
30.03. | 15 | 1379.9004
30.03. | 16 | 1375.6934
30.03. | 17 | 1375.6934
30.03. | 18 | 1405.1425
30.03. | 19 | 1443.0056
30.03. | 20 | 1464.0407
30.03. | 21 | 1480.8687
30.03. | 22 | 1472.4547
30.03. | 23 | 1455.6266
30.03. | 24 | 1497.6968
31.03. | 1 | 1485.0757
31.03. | 2 | 1480.8687
31.03. | 3 | 1476.6617
31.03. | 4 | 1472.4547
31.03. | 5 | 1472.4547
31.03. | 6 | 1468.2477
31.03. | 7 | 1468.2477
31.03. | 8 | 1468.2477
31.03. | 9 | 1459.8336
31.03. | 10 | 1413.5565
31.03. | 11 | 1379.9004
31.03. | 12 | 1363.0723
31.03. | 13 | 1371.4864
31.03. | 14 | 1371.4864
31.03. | 15 | 1367.2794
31.03. | 16 | 1363.0723
31.03. | 17 | 1363.0723
31.03. | 18 | 1388.3144
31.03. | 19 | 1413.5565
31.03. | 20 | 1443.0056
31.03. | 21 | 1451.4196
31.03. | 22 | 1455.6266
31.03. | 23 | 1443.0056
31.03. | 24 | 1417.7635
01.04. | 1 | 1413.5565
01.04. | 2 | 1426.1775
01.04. | 3 | 1413.5565
01.04. | 4 | 1375.6934
01.04. | 5 | 1405.1425
01.04. | 6 | 1375.6934
01.04. | 7 | 1392.5214
01.04. | 8 | 1392.5214
01.04. | 9 | 1367.2794
01.04. | 10 | 1329.4162
01.04. | 11 | 1308.3812
01.04. | 12 | 1329.4162
01.04. | 13 | 1325.2092
01.04. | 14 | 1304.1742
01.04. | 15 | 1287.3461
01.04. | 16 | 1253.69
01.04. | 17 | 1241.069
01.04. | 18 | 1287.3461
01.04. | 19 | 1358.8653
01.04. | 20 | 1459.8336
01.04. | 21 | 1472.4547
01.04. | 22 | 1464.0407
01.04. | 23 | 1451.4196
01.04. | 24 | 1421.9705
02.04. | 1 | 1413.5565
02.04. | 2 | 1409.3495
02.04. | 3 | 1409.3495
02.04. | 4 | 1388.3144
02.04. | 5 | 1400.9355
02.04. | 6 | 1447.2126
02.04. | 7 | 1506.1108
02.04. | 8 | 1527.1459
02.04. | 9 | 1514.5248
02.04. | 10 | 1472.4547
02.04. | 11 | 1388.3144
02.04. | 12 | 1388.3144
02.04. | 13 | 1396.7284
02.04. | 14 | 1430.3846
02.04. | 15 | 1405.1425
02.04. | 16 | 1417.7635
02.04. | 17 | 1405.1425
02.04. | 18 | 1506.1108
02.04. | 19 | 1632.3212
02.04. | 20 | 1661.7703
02.04. | 21 | 1682.8054
02.04. | 22 | 1687.0124
02.04. | 23 | 1661.7703
02.04. | 24 | 1640.7352
03.04. | 1 | 1640.7352
03.04. | 2 | 1628.1142
03.04. | 3 | 1619.7002
03.04. | 4 | 1607.0791
03.04. | 5 | 1602.8721
03.04. | 6 | 1644.9422
03.04. | 7 | 1678.5983
03.04. | 8 | 1691.2194
03.04. | 9 | 1653.3563
03.04. | 10 | 1565.009
03.04. | 11 | 1539.7669
03.04. | 12 | 1510.3178
03.04. | 13 | 1510.3178
03.04. | 14 | 1501.9038
03.04. | 15 | 1485.0757
03.04. | 16 | 1464.0407
03.04. | 17 | 1489.2827
03.04. | 18 | 1514.5248
03.04. | 19 | 1569.216
03.04. | 20 | 1750.1176
03.04. | 21 | 1754.3246
03.04. | 22 | 1750.1176
03.04. | 23 | 1724.8755
03.04. | 24 | 1783.7737
04.04. | 1 | 1787.9807
04.04. | 2 | 1787.9807
04.04. | 3 | 1792.1877
04.04. | 4 | 1804.8087
04.04. | 5 | 1804.8087
04.04. | 6 | 1813.2228
04.04. | 7 | 1830.0508
04.04. | 8 | 1821.6368
04.04. | 9 | 1800.6017
04.04. | 10 | 1745.9106
04.04. | 11 | 1678.5983
04.04. | 12 | 1657.5633
04.04. | 13 | 1644.9422
04.04. | 14 | 1649.1493
04.04. | 15 | 1653.3563
04.04. | 16 | 1649.1493
04.04. | 17 | 1657.5633
04.04. | 18 | 1720.6685
04.04. | 19 | 1809.0158
04.04. | 20 | 1905.7771
04.04. | 21 | 1914.1911
04.04. | 22 | 1909.9841
04.04. | 23 | 1897.363
04.04. | 24 | 1796.3947
05.04. | 1 | 1783.7737
05.04. | 2 | 1792.1877
05.04. | 3 | 1792.1877
05.04. | 4 | 1792.1877
05.04. | 5 | 1804.8087
05.04. | 6 | 1787.9807
05.04. | 7 | 1796.3947
05.04. | 8 | 1787.9807
05.04. | 9 | 1775.3597
05.04. | 10 | 1628.1142
05.04. | 11 | 1548.1809
05.04. | 12 | 1548.1809
05.04. | 13 | 1485.0757
05.04. | 14 | 1451.4196
05.04. | 15 | 1438.7986
05.04. | 16 | 1438.7986
05.04. | 17 | 1485.0757
05.04. | 18 | 1565.009
05.04. | 19 | 1792.1877
05.04. | 20 | 1804.8087
05.04. | 21 | 1821.6368
05.04. | 22 | 1775.3597
05.04. | 23 | 1729.0825
05.04. | 24 | 1687.0124
06.04. | 1 | 1712.2545
06.04. | 2 | 1640.7352
06.04. | 3 | 1619.7002
06.04. | 4 | 1615.4931
06.04. | 5 | 1611.2861
06.04. | 6 | 1615.4931
06.04. | 7 | 1691.2194
06.04. | 8 | 1691.2194
06.04. | 9 | 1560.802
06.04. | 10 | 1506.1108
06.04. | 11 | 1405.1425
06.04. | 12 | 1371.4864
06.04. | 13 | 1354.6583
06.04. | 14 | 1342.0373
06.04. | 15 | 1308.3812
06.04. | 16 | 1304.1742
06.04. | 17 | 1312.5882
06.04. | 18 | 1392.5214
06.04. | 19 | 1531.3529
06.04. | 20 | 1594.4581
06.04. | 21 | 1619.7002
06.04. | 22 | 1615.4931
06.04. | 23 | 1581.837
06.04. | 24 | 1560.802
07.04. | 1 | 1560.802
07.04. | 2 | 1560.802
07.04. | 3 | 1556.595
07.04. | 4 | 1543.9739
07.04. | 5 | 1543.9739
07.04. | 6 | 1539.7669
07.04. | 7 | 1552.3879
07.04. | 8 | 1556.595
07.04. | 9 | 1527.1459
07.04. | 10 | 1371.4864
07.04. | 11 | 1304.1742
07.04. | 12 | 1329.4162
07.04. | 13 | 1295.7601
07.04. | 14 | 1295.7601
07.04. | 15 | 1283.1391
07.04. | 16 | 1287.3461
07.04. | 17 | 1346.2443
07.04. | 18 | 1434.5916
07.04. | 19 | 1556.595
07.04. | 20 | 1602.8721
07.04. | 21 | 1607.0791
07.04. | 22 | 1619.7002
07.04. | 23 | 1615.4931
07.04. | 24 | 1615.4931
08.04. | 1 | 1569.216
08.04. | 2 | 1569.216
08.04. | 3 | 1552.3879
08.04. | 4 | 1543.9739
08.04. | 5 | 1543.9739
08.04. | 6 | 1552.3879
08.04. | 7 | 1577.63
08.04. | 8 | 1573.423
08.04. | 9 | 1539.7669
08.04. | 10 | 1443.0056
08.04. | 11 | 1409.3495
08.04. | 12 | 1375.6934
08.04. | 13 | 1337.8303
08.04. | 14 | 1291.5531
08.04. | 15 | 1245.276
08.04. | 16 | 1224.2409
08.04. | 17 | 1342.0373
08.04. | 18 | 1379.9004
08.04. | 19 | 1569.216
08.04. | 20 | 1619.7002
08.04. | 21 | 1628.1142
08.04. | 22 | 1623.9072
08.04. | 23 | 1607.0791
08.04. | 24 | 1548.1809
09.04. | 1 | 1531.3529
09.04. | 2 | 1527.1459
09.04. | 3 | 1518.7318
09.04. | 4 | 1506.1108
09.04. | 5 | 1514.5248
09.04. | 6 | 1531.3529
09.04. | 7 | 1581.837
09.04. | 8 | 1581.837
09.04. | 9 | 1569.216
09.04. | 10 | 1464.0407
09.04. | 11 | 1451.4196
09.04. | 12 | 1434.5916
09.04. | 13 | 1405.1425
09.04. | 14 | 1388.3144
09.04. | 15 | 1342.0373
09.04. | 16 | 1333.6232
09.04. | 17 | 1405.1425
09.04. | 18 | 1443.0056
09.04. | 19 | 1581.837
09.04. | 20 | 1640.7352
09.04. | 21 | 1649.1493
09.04. | 22 | 1644.9422
09.04. | 23 | 1598.6651
09.04. | 24 | 1565.009
10.04. | 1 | 1543.9739
10.04. | 2 | 1535.5599
10.04. | 3 | 1535.5599
10.04. | 4 | 1531.3529
10.04. | 5 | 1594.4581
10.04. | 6 | 1615.4931
10.04. | 7 | 1703.8404
10.04. | 8 | 1724.8755
10.04. | 9 | 1687.0124
10.04. | 10 | 1632.3212
10.04. | 11 | 1594.4581
10.04. | 12 | 1573.423
10.04. | 13 | 1548.1809
10.04. | 14 | 1485.0757
10.04. | 15 | 1421.9705
10.04. | 16 | 1421.9705
10.04. | 17 | 1426.1775
10.04. | 18 | 1531.3529
10.04. | 19 | 1682.8054
10.04. | 20 | 1720.6685
10.04. | 21 | 1741.7035
10.04. | 22 | 1729.0825
10.04. | 23 | 1720.6685
10.04. | 24 | 1724.8755
11.04. | 1 | 1687.0124
11.04. | 2 | 1687.0124
11.04. | 3 | 1699.6334
11.04. | 4 | 1632.3212
11.04. | 5 | 1695.4264
11.04. | 6 | 1737.4965
11.04. | 7 | 1724.8755
11.04. | 8 | 1708.0474
11.04. | 9 | 1619.7002
11.04. | 10 | 1480.8687
11.04. | 11 | 1379.9004
11.04. | 12 | 1333.6232
11.04. | 13 | 1329.4162
11.04. | 14 | 1308.3812
11.04. | 15 | 1299.9671
11.04. | 16 | 1299.9671
11.04. | 17 | 1333.6232
11.04. | 18 | 1426.1775
11.04. | 19 | 1497.6968
11.04. | 20 | 1569.216
11.04. | 21 | 1607.0791
11.04. | 22 | 1602.8721
11.04. | 23 | 1594.4581
11.04. | 24 | 1653.3563
12.04. | 1 | 1644.9422
12.04. | 2 | 1628.1142
12.04. | 3 | 1628.1142
12.04. | 4 | 1602.8721
12.04. | 5 | 1628.1142
12.04. | 6 | 1640.7352
12.04. | 7 | 1708.0474
12.04. | 8 | 1699.6334
12.04. | 9 | 1670.1843
12.04. | 10 | 1476.6617
12.04. | 11 | 1396.7284
12.04. | 12 | 1379.9004
12.04. | 13 | 1358.8653
12.04. | 14 | 1321.0022
12.04. | 15 | 1316.7952
12.04. | 16 | 1316.7952
12.04. | 17 | 1400.9355
12.04. | 18 | 1464.0407
12.04. | 19 | 1510.3178
12.04. | 20 | 1888.949
12.04. | 21 | 1918.3981
12.04. | 22 | 1931.0192
12.04. | 23 | 1901.5701
12.04. | 24 | 1779.5667
13.04. | 1 | 1779.5667
13.04. | 2 | 1771.1526
13.04. | 3 | 1766.9456
13.04. | 4 | 1762.7386
13.04. | 5 | 1766.9456
13.04. | 6 | 1804.8087
13.04. | 7 | 1855.2929
13.04. | 8 | 1859.4999
13.04. | 9 | 1674.3913
13.04. | 10 | 1569.216
13.04. | 11 | 1518.7318
13.04. | 12 | 1464.0407
13.04. | 13 | 1464.0407
13.04. | 14 | 1426.1775
13.04. | 15 | 1413.5565
13.04. | 16 | 1476.6617
13.04. | 17 | 1518.7318
13.04. | 18 | 1556.595
13.04. | 19 | 1653.3563
13.04. | 20 | 1758.5316
13.04. | 21 | 1792.1877
13.04. | 22 | 1775.3597
13.04. | 23 | 1699.6334
13.04. | 24 | 1602.8721
14.04. | 1 | 1598.6651
14.04. | 2 | 1598.6651
14.04. | 3 | 1586.0441
14.04. | 4 | 1539.7669
14.04. | 5 | 1527.1459
14.04. | 6 | 1527.1459
14.04. | 7 | 1506.1108
14.04. | 8 | 1493.4898
14.04. | 9 | 1421.9705
14.04. | 10 | 1384.1074
14.04. | 11 | 1308.3812
14.04. | 12 | 1291.5531
14.04. | 13 | 1266.311
14.04. | 14 | 1262.104
14.04. | 15 | 1236.8619
14.04. | 16 | 1232.6549
14.04. | 17 | 1278.9321
14.04. | 18 | 1329.4162
14.04. | 19 | 1396.7284
14.04. | 20 | 1443.0056
14.04. | 21 | 1455.6266
14.04. | 22 | 1447.2126
14.04. | 23 | 1438.7986
14.04. | 24 | 1396.7284
15.04. | 1 | 1392.5214
15.04. | 2 | 1392.5214
15.04. | 3 | 1392.5214
15.04. | 4 | 1388.3144
15.04. | 5 | 1392.5214
15.04. | 6 | 1392.5214
15.04. | 7 | 1388.3144
15.04. | 8 | 1379.9004
15.04. | 9 | 1291.5531
15.04. | 10 | 1257.897
15.04. | 11 | 1165.3427
15.04. | 12 | 1190.5848
15.04. | 13 | 1203.2058
15.04. | 14 | 1198.9988
15.04. | 15 | 1177.9638
15.04. | 16 | 1186.3778
15.04. | 17 | 1236.8619
15.04. | 18 | 1274.7251
15.04. | 19 | 1396.7284
15.04. | 20 | 1548.1809
15.04. | 21 | 1581.837
15.04. | 22 | 1577.63
15.04. | 23 | 1514.5248
15.04. | 24 | 1573.423
16.04. | 1 | 1548.1809
16.04. | 2 | 1506.1108
16.04. | 3 | 1493.4898
16.04. | 4 | 1451.4196
16.04. | 5 | 1455.6266
16.04. | 6 | 1565.009
16.04. | 7 | 1602.8721
16.04. | 8 | 1594.4581
16.04. | 9 | 1590.2511
16.04. | 10 | 1497.6968
16.04. | 11 | 1455.6266
16.04. | 12 | 1443.0056
16.04. | 13 | 1447.2126
16.04. | 14 | 1455.6266
16.04. | 15 | 1426.1775
16.04. | 16 | 1426.1775
16.04. | 17 | 1459.8336
16.04. | 18 | 1497.6968
16.04. | 19 | 1670.1843
16.04. | 20 | 1741.7035
16.04. | 21 | 1758.5316
16.04. | 22 | 1754.3246
16.04. | 23 | 1733.2895
16.04. | 24 | 1691.2194
17.04. | 1 | 1674.3913
17.04. | 2 | 1619.7002
17.04. | 3 | 1611.2861
17.04. | 4 | 1594.4581
17.04. | 5 | 1661.7703
17.04. | 6 | 1699.6334
17.04. | 7 | 1720.6685
17.04. | 8 | 1720.6685
17.04. | 9 | 1682.8054
17.04. | 10 | 1590.2511
17.04. | 11 | 1594.4581
17.04. | 12 | 1577.63
17.04. | 13 | 1560.802
17.04. | 14 | 1552.3879
17.04. | 15 | 1560.802
17.04. | 16 | 1556.595
17.04. | 17 | 1581.837
17.04. | 18 | 1628.1142
17.04. | 19 | 1724.8755
17.04. | 20 | 1754.3246
17.04. | 21 | 1758.5316
17.04. | 22 | 1754.3246
17.04. | 23 | 1745.9106
17.04. | 24 | 1750.1176
18.04. | 1 | 1741.7035
18.04. | 2 | 1716.4615
18.04. | 3 | 1708.0474
18.04. | 4 | 1712.2545
18.04. | 5 | 1733.2895
18.04. | 6 | 1737.4965
18.04. | 7 | 1758.5316
18.04. | 8 | 1762.7386
18.04. | 9 | 1741.7035
18.04. | 10 | 1640.7352
18.04. | 11 | 1640.7352
18.04. | 12 | 1628.1142
18.04. | 13 | 1607.0791
18.04. | 14 | 1607.0791
18.04. | 15 | 1598.6651
18.04. | 16 | 1602.8721
18.04. | 17 | 1632.3212
18.04. | 18 | 1682.8054
18.04. | 19 | 1766.9456
18.04. | 20 | 1762.7386
18.04. | 21 | 1771.1526
18.04. | 22 | 1762.7386
18.04. | 23 | 1754.3246
18.04. | 24 | 1741.7035
19.04. | 1 | 1733.2895
19.04. | 2 | 1720.6685
19.04. | 3 | 1724.8755
19.04. | 4 | 1745.9106
19.04. | 5 | 1745.9106
19.04. | 6 | 1758.5316
19.04. | 7 | 1775.3597
19.04. | 8 | 1775.3597
19.04. | 9 | 1775.3597
19.04. | 10 | 1687.0124
19.04. | 11 | 1670.1843
19.04. | 12 | 1653.3563
19.04. | 13 | 1628.1142
19.04. | 14 | 1586.0441
19.04. | 15 | 1594.4581
19.04. | 16 | 1586.0441
19.04. | 17 | 1611.2861
19.04. | 18 | 1724.8755
19.04. | 19 | 1800.6017
19.04. | 20 | 1838.4649
19.04. | 21 | 1859.4999
19.04. | 22 | 1859.4999
19.04. | 23 | 1851.0859
19.04. | 24 | 1846.8789
20.04. | 1 | 1846.8789
20.04. | 2 | 1846.8789
20.04. | 3 | 1846.8789
20.04. | 4 | 1842.6719
20.04. | 5 | 1872.121
20.04. | 6 | 1897.363
20.04. | 7 | 1914.1911
20.04. | 8 | 1914.1911
20.04. | 9 | 1855.2929
20.04. | 10 | 1796.3947
20.04. | 11 | 1792.1877
20.04. | 12 | 1737.4965
20.04. | 13 | 1644.9422
20.04. | 14 | 1632.3212
20.04. | 15 | 1636.5282
20.04. | 16 | 1632.3212
20.04. | 17 | 1682.8054
20.04. | 18 | 1733.2895
20.04. | 19 | 1855.2929
20.04. | 20 | 1888.949
20.04. | 21 | 1897.363
20.04. | 22 | 1888.949
20.04. | 23 | 1876.328
20.04. | 24 | 1821.6368
21.04. | 1 | 1783.7737
21.04. | 2 | 1787.9807
21.04. | 3 | 1779.5667
21.04. | 4 | 1766.9456
21.04. | 5 | 1766.9456
21.04. | 6 | 1758.5316
21.04. | 7 | 1745.9106
21.04. | 8 | 1737.4965
21.04. | 9 | 1724.8755
21.04. | 10 | 1644.9422
21.04. | 11 | 1586.0441
21.04. | 12 | 1531.3529
21.04. | 13 | 1485.0757
21.04. | 14 | 1464.0407
21.04. | 15 | 1451.4196
21.04. | 16 | 1434.5916
21.04. | 17 | 1451.4196
21.04. | 18 | 1480.8687
21.04. | 19 | 1598.6651
21.04. | 20 | 1644.9422
21.04. | 21 | 1657.5633
21.04. | 22 | 1661.7703
21.04. | 23 | 1653.3563
21.04. | 24 | 1640.7352
22.04. | 1 | 1636.5282
22.04. | 2 | 1628.1142
22.04. | 3 | 1611.2861
22.04. | 4 | 1607.0791
22.04. | 5 | 1602.8721
22.04. | 6 | 1590.2511
22.04. | 7 | 1573.423
22.04. | 8 | 1543.9739
22.04. | 9 | 1421.9705
22.04. | 10 | 1358.8653
22.04. | 11 | 1337.8303
22.04. | 12 | 1342.0373
22.04. | 13 | 1329.4162
22.04. | 14 | 1321.0022
22.04. | 15 | 1262.104
22.04. | 16 | 1257.897
22.04. | 17 | 1312.5882
22.04. | 18 | 1363.0723
22.04. | 19 | 1455.6266
22.04. | 20 | 1636.5282
22.04. | 21 | 1678.5983
22.04. | 22 | 1695.4264
22.04. | 23 | 1695.4264
22.04. | 24 | 1678.5983
23.04. | 1 | 1695.4264
23.04. | 2 | 1695.4264
23.04. | 3 | 1695.4264
23.04. | 4 | 1699.6334
23.04. | 5 | 1712.2545
23.04. | 6 | 1750.1176
23.04. | 7 | 1775.3597
23.04. | 8 | 1779.5667
23.04. | 9 | 1771.1526
23.04. | 10 | 1682.8054
23.04. | 11 | 1636.5282
23.04. | 12 | 1594.4581
23.04. | 13 | 1581.837
23.04. | 14 | 1569.216
23.04. | 15 | 1548.1809
23.04. | 16 | 1543.9739
23.04. | 17 | 1577.63
23.04. | 18 | 1657.5633
23.04. | 19 | 1766.9456
23.04. | 20 | 1821.6368
23.04. | 21 | 1825.8438
23.04. | 22 | 1825.8438
23.04. | 23 | 1821.6368
23.04. | 24 | 1851.0859
24.04. | 1 | 1851.0859
24.04. | 2 | 1838.4649
24.04. | 3 | 1834.2578
24.04. | 4 | 1855.2929
24.04. | 5 | 1855.2929
24.04. | 6 | 1876.328
24.04. | 7 | 1880.535
24.04. | 8 | 1863.7069
24.04. | 9 | 1825.8438
24.04. | 10 | 1766.9456
24.04. | 11 | 1687.0124
24.04. | 12 | 1657.5633
24.04. | 13 | 1632.3212
24.04. | 14 | 1611.2861
24.04. | 15 | 1581.837
24.04. | 16 | 1586.0441
24.04. | 17 | 1607.0791
24.04. | 18 | 1691.2194
24.04. | 19 | 1809.0158
24.04. | 20 | 1876.328
24.04. | 21 | 1872.121
24.04. | 22 | 1872.121
24.04. | 23 | 1863.7069
24.04. | 24 | 1863.7069
25.04. | 1 | 1859.4999
25.04. | 2 | 1851.0859
25.04. | 3 | 1846.8789
25.04. | 4 | 1834.2578
25.04. | 5 | 1842.6719
25.04. | 6 | 1872.121
25.04. | 7 | 1897.363
25.04. | 8 | 1901.5701
25.04. | 9 | 1867.9139
25.04. | 10 | 1813.2228
25.04. | 11 | 1779.5667
25.04. | 12 | 1741.7035
25.04. | 13 | 1733.2895
25.04. | 14 | 1712.2545
25.04. | 15 | 1695.4264
25.04. | 16 | 1695.4264
25.04. | 17 | 1729.0825
25.04. | 18 | 1792.1877
25.04. | 19 | 1914.1911
25.04. | 20 | 2015.1594
25.04. | 21 | 2069.8506
25.04. | 22 | 2078.2646
25.04. | 23 | 2044.6085
25.04. | 24 | 2086.6786
26.04. | 1 | 2078.2646
26.04. | 2 | 2069.8506
26.04. | 3 | 2069.8506
26.04. | 4 | 2065.6436
26.04. | 5 | 2074.0576
26.04. | 6 | 2103.5067
26.04. | 7 | 2158.1979
26.04. | 8 | 2162.4049
26.04. | 9 | 2120.3348
26.04. | 10 | 2044.6085
26.04. | 11 | 2006.7454
26.04. | 12 | 1998.3314
26.04. | 13 | 1977.2963
26.04. | 14 | 1973.0893
26.04. | 15 | 1968.8823
26.04. | 16 | 1973.0893
26.04. | 17 | 1985.7103
26.04. | 18 | 2061.4366
26.04. | 19 | 2111.9207
26.04. | 20 | 2175.0259
26.04. | 21 | 2175.0259
26.04. | 22 | 2175.0259
26.04. | 23 | 2162.4049
26.04. | 24 | 2166.6119
27.04. | 1 | 2149.7838
27.04. | 2 | 2141.3698
27.04. | 3 | 2145.5768
27.04. | 4 | 2128.7488
27.04. | 5 | 2128.7488
27.04. | 6 | 2175.0259
27.04. | 7 | 2183.44
27.04. | 8 | 2175.0259
27.04. | 9 | 2149.7838
27.04. | 10 | 2090.8857
27.04. | 11 | 2061.4366
27.04. | 12 | 2040.4015
27.04. | 13 | 2031.9875
27.04. | 14 | 2027.7805
27.04. | 15 | 2027.7805
27.04. | 16 | 2031.9875
27.04. | 17 | 2023.5734
27.04. | 18 | 2057.2296
27.04. | 19 | 2103.5067
27.04. | 20 | 2170.8189
27.04. | 21 | 2196.061
27.04. | 22 | 2175.0259
27.04. | 23 | 2162.4049
27.04. | 24 | 2107.7137
28.04. | 1 | 2090.8857
28.04. | 2 | 2061.4366
28.04. | 3 | 2061.4366
28.04. | 4 | 2057.2296
28.04. | 5 | 2053.0225
28.04. | 6 | 2040.4015
28.04. | 7 | 2044.6085
28.04. | 8 | 2015.1594
28.04. | 9 | 1964.6753
28.04. | 10 | 1918.3981
28.04. | 11 | 1880.535
28.04. | 12 | 1830.0508
28.04. | 13 | 1762.7386
28.04. | 14 | 1657.5633
28.04. | 15 | 1653.3563
28.04. | 16 | 1636.5282
28.04. | 17 | 1636.5282
28.04. | 18 | 1682.8054
28.04. | 19 | 1804.8087
28.04. | 20 | 1922.6051
28.04. | 21 | 1947.8472
28.04. | 22 | 1952.0542
28.04. | 23 | 1947.8472
28.04. | 24 | 1914.1911
29.04. | 1 | 1901.5701
29.04. | 2 | 1893.156
29.04. | 3 | 1888.949
29.04. | 4 | 1863.7069
29.04. | 5 | 1863.7069
29.04. | 6 | 1855.2929
29.04. | 7 | 1867.9139
29.04. | 8 | 1851.0859
29.04. | 9 | 1754.3246
29.04. | 10 | 1628.1142
29.04. | 11 | 1611.2861
29.04. | 12 | 1598.6651
29.04. | 13 | 1577.63
29.04. | 14 | 1548.1809
29.04. | 15 | 1489.2827
29.04. | 16 | 1493.4898
29.04. | 17 | 1522.9389
29.04. | 18 | 1674.3913
29.04. | 19 | 1796.3947
29.04. | 20 | 1905.7771
29.04. | 21 | 1909.9841
29.04. | 22 | 1926.8121
29.04. | 23 | 1893.156
29.04. | 24 | 1876.328
30.04. | 1 | 1884.742
30.04. | 2 | 1893.156
30.04. | 3 | 1884.742
30.04. | 4 | 1863.7069
30.04. | 5 | 1851.0859
30.04. | 6 | 1884.742
30.04. | 7 | 1918.3981
30.04. | 8 | 1922.6051
30.04. | 9 | 1867.9139
30.04. | 10 | 1796.3947
30.04. | 11 | 1729.0825
30.04. | 12 | 1729.0825
30.04. | 13 | 1729.0825
30.04. | 14 | 1724.8755
30.04. | 15 | 1712.2545
30.04. | 16 | 1708.0474
30.04. | 17 | 1720.6685
30.04. | 18 | 1766.9456
30.04. | 19 | 1922.6051
30.04. | 20 | 1994.1244
30.04. | 21 | 2010.9524
30.04. | 22 | 2015.1594
30.04. | 23 | 2010.9524
30.04. | 24 | 1994.1244
01.05. | 1 | 2019.3664
01.05. | 2 | 2006.7454
01.05. | 3 | 2015.1594
01.05. | 4 | 2031.9875
01.05. | 5 | 2036.1945
01.05. | 6 | 2074.0576
01.05. | 7 | 2137.1628
01.05. | 8 | 2162.4049
01.05. | 9 | 2141.3698
01.05. | 10 | 2074.0576
01.05. | 11 | 2044.6085
01.05. | 12 | 2019.3664
01.05. | 13 | 1998.3314
01.05. | 14 | 1994.1244
01.05. | 15 | 2006.7454
01.05. | 16 | 2006.7454
01.05. | 17 | 2061.4366
01.05. | 18 | 2124.5418
01.05. | 19 | 2175.0259
01.05. | 20 | 2183.44
01.05. | 21 | 2187.647
01.05. | 22 | 2187.647
01.05. | 23 | 2175.0259
01.05. | 24 | 2074.0576
02.05. | 1 | 2053.0225
02.05. | 2 | 2010.9524
02.05. | 3 | 2006.7454
02.05. | 4 | 1994.1244
02.05. | 5 | 1964.6753
02.05. | 6 | 1973.0893
02.05. | 7 | 1985.7103
02.05. | 8 | 1918.3981
02.05. | 9 | 1884.742
02.05. | 10 | 1787.9807
02.05. | 11 | 1724.8755
02.05. | 12 | 1678.5983
02.05. | 13 | 1632.3212
02.05. | 14 | 1611.2861
02.05. | 15 | 1607.0791
02.05. | 16 | 1628.1142
02.05. | 17 | 1649.1493
02.05. | 18 | 1695.4264
02.05. | 19 | 1834.2578
02.05. | 20 | 1939.4332
02.05. | 21 | 1981.5033
02.05. | 22 | 1977.2963
02.05. | 23 | 1943.6402
02.05. | 24 | 1922.6051
03.05. | 1 | 1909.9841
03.05. | 2 | 1922.6051
03.05. | 3 | 1922.6051
03.05. | 4 | 1914.1911
03.05. | 5 | 1943.6402
03.05. | 6 | 1985.7103
03.05. | 7 | 2019.3664
03.05. | 8 | 1994.1244
03.05. | 9 | 1943.6402
03.05. | 10 | 1880.535
03.05. | 11 | 1838.4649
03.05. | 12 | 1825.8438
03.05. | 13 | 1821.6368
03.05. | 14 | 1809.0158
03.05. | 15 | 1817.4298
03.05. | 16 | 1842.6719
03.05. | 17 | 1876.328
03.05. | 18 | 1897.363
03.05. | 19 | 1968.8823
03.05. | 20 | 2053.0225
03.05. | 21 | 2074.0576
03.05. | 22 | 2069.8506
03.05. | 23 | 2048.8155
03.05. | 24 | 2019.3664
04.05. | 1 | 2006.7454
04.05. | 2 | 2006.7454
04.05. | 3 | 2002.5384
04.05. | 4 | 2006.7454
04.05. | 5 | 2002.5384
04.05. | 6 | 2040.4015
04.05. | 7 | 2086.6786
04.05. | 8 | 2069.8506
04.05. | 9 | 2015.1594
04.05. | 10 | 1947.8472
04.05. | 11 | 1905.7771
04.05. | 12 | 1905.7771
04.05. | 13 | 1901.5701
04.05. | 14 | 1888.949
04.05. | 15 | 1901.5701
04.05. | 16 | 1897.363
04.05. | 17 | 1914.1911
04.05. | 18 | 1981.5033
04.05. | 19 | 2031.9875
04.05. | 20 | 2061.4366
04.05. | 21 | 2078.2646
04.05. | 22 | 2074.0576
04.05. | 23 | 2044.6085
04.05. | 24 | 2019.3664
05.05. | 1 | 2006.7454
05.05. | 2 | 1994.1244
05.05. | 3 | 1981.5033
05.05. | 4 | 1973.0893
05.05. | 5 | 1964.6753
05.05. | 6 | 1956.2612
05.05. | 7 | 1968.8823
05.05. | 8 | 1922.6051
05.05. | 9 | 1838.4649
05.05. | 10 | 1787.9807
05.05. | 11 | 1733.2895
05.05. | 12 | 1703.8404
05.05. | 13 | 1623.9072
05.05. | 14 | 1632.3212
05.05. | 15 | 1636.5282
05.05. | 16 | 1615.4931
05.05. | 17 | 1628.1142
05.05. | 18 | 1716.4615
05.05. | 19 | 1817.4298
05.05. | 20 | 1914.1911
05.05. | 21 | 1931.0192
05.05. | 22 | 1935.2262
05.05. | 23 | 1926.8121
05.05. | 24 | 1893.156
06.05. | 1 | 1888.949
06.05. | 2 | 1880.535
06.05. | 3 | 1867.9139
06.05. | 4 | 1867.9139
06.05. | 5 | 1872.121
06.05. | 6 | 1876.328
06.05. | 7 | 1880.535
06.05. | 8 | 1842.6719
06.05. | 9 | 1737.4965
06.05. | 10 | 1678.5983
06.05. | 11 | 1640.7352
06.05. | 12 | 1619.7002
06.05. | 13 | 1607.0791
06.05. | 14 | 1556.595
06.05. | 15 | 1552.3879
06.05. | 16 | 1586.0441
06.05. | 17 | 1602.8721
06.05. | 18 | 1632.3212
06.05. | 19 | 1737.4965
06.05. | 20 | 1876.328
06.05. | 21 | 1989.9173
06.05. | 22 | 2006.7454
06.05. | 23 | 1989.9173
06.05. | 24 | 2023.5734
07.05. | 1 | 2019.3664
07.05. | 2 | 2015.1594
07.05. | 3 | 2015.1594
07.05. | 4 | 2010.9524
07.05. | 5 | 2015.1594
07.05. | 6 | 2061.4366
07.05. | 7 | 2111.9207
07.05. | 8 | 2120.3348
07.05. | 9 | 2069.8506
07.05. | 10 | 2002.5384
07.05. | 11 | 1939.4332
07.05. | 12 | 1901.5701
07.05. | 13 | 1897.363
07.05. | 14 | 1888.949
07.05. | 15 | 1884.742
07.05. | 16 | 1888.949
07.05. | 17 | 1893.156
07.05. | 18 | 1922.6051
07.05. | 19 | 2010.9524
07.05. | 20 | 2132.9558
07.05. | 21 | 2149.7838
07.05. | 22 | 2145.5768
07.05. | 23 | 2111.9207
07.05. | 24 | 2086.6786
08.05. | 1 | 2095.0927
08.05. | 2 | 2082.4716
08.05. | 3 | 2078.2646
08.05. | 4 | 2065.6436
08.05. | 5 | 2078.2646
08.05. | 6 | 2082.4716
08.05. | 7 | 2086.6786
08.05. | 8 | 2086.6786
08.05. | 9 | 2006.7454
08.05. | 10 | 1909.9841
08.05. | 11 | 1842.6719
08.05. | 12 | 1792.1877
08.05. | 13 | 1741.7035
08.05. | 14 | 1708.0474
08.05. | 15 | 1674.3913
08.05. | 16 | 1670.1843
08.05. | 17 | 1724.8755
08.05. | 18 | 1796.3947
08.05. | 19 | 1926.8121
08.05. | 20 | 2006.7454
08.05. | 21 | 2040.4015
08.05. | 22 | 2031.9875
08.05. | 23 | 2010.9524
08.05. | 24 | 1939.4332
09.05. | 1 | 1931.0192
09.05. | 2 | 1931.0192
09.05. | 3 | 1918.3981
09.05. | 4 | 1918.3981
09.05. | 5 | 1922.6051
09.05. | 6 | 1939.4332
09.05. | 7 | 1973.0893
09.05. | 8 | 1968.8823
09.05. | 9 | 1909.9841
09.05. | 10 | 1809.0158
09.05. | 11 | 1783.7737
09.05. | 12 | 1766.9456
09.05. | 13 | 1787.9807
09.05. | 14 | 1792.1877
09.05. | 15 | 1783.7737
09.05. | 16 | 1766.9456
09.05. | 17 | 1783.7737
09.05. | 18 | 1851.0859
09.05. | 19 | 1956.2612
09.05. | 20 | 2074.0576
09.05. | 21 | 2120.3348
09.05. | 22 | 2116.1277
09.05. | 23 | 2128.7488
09.05. | 24 | 2111.9207
10.05. | 1 | 2107.7137
10.05. | 2 | 2107.7137
10.05. | 3 | 2111.9207
10.05. | 4 | 2111.9207
10.05. | 5 | 2120.3348
10.05. | 6 | 2162.4049
10.05. | 7 | 2187.647
10.05. | 8 | 2141.3698
10.05. | 9 | 2048.8155
10.05. | 10 | 1935.2262
10.05. | 11 | 1863.7069
10.05. | 12 | 1855.2929
10.05. | 13 | 1834.2578
10.05. | 14 | 1846.8789
10.05. | 15 | 1846.8789
10.05. | 16 | 1851.0859
10.05. | 17 | 1851.0859
10.05. | 18 | 1926.8121
10.05. | 19 | 2040.4015
10.05. | 20 | 2162.4049
10.05. | 21 | 2196.061
10.05. | 22 | 2191.854
10.05. | 23 | 2175.0259
10.05. | 24 | 2141.3698
11.05. | 1 | 2124.5418
11.05. | 2 | 2132.9558
11.05. | 3 | 2149.7838
11.05. | 4 | 2145.5768
11.05. | 5 | 2149.7838
11.05. | 6 | 2179.2329
11.05. | 7 | 2208.682
11.05. | 8 | 2179.2329
11.05. | 9 | 2103.5067
11.05. | 10 | 1943.6402
11.05. | 11 | 1880.535
11.05. | 12 | 1872.121
11.05. | 13 | 1838.4649
11.05. | 14 | 1813.2228
11.05. | 15 | 1817.4298
11.05. | 16 | 1817.4298
11.05. | 17 | 1842.6719
11.05. | 18 | 1876.328
11.05. | 19 | 1968.8823
11.05. | 20 | 2078.2646
11.05. | 21 | 2120.3348
11.05. | 22 | 2116.1277
11.05. | 23 | 2095.0927
11.05. | 24 | 2036.1945
12.05. | 1 | 2031.9875
12.05. | 2 | 2031.9875
12.05. | 3 | 2023.5734
12.05. | 4 | 2010.9524
12.05. | 5 | 1998.3314
12.05. | 6 | 1985.7103
12.05. | 7 | 1977.2963
12.05. | 8 | 1851.0859
12.05. | 9 | 1712.2545
12.05. | 10 | 1611.2861
12.05. | 11 | 1569.216
12.05. | 12 | 1506.1108
12.05. | 13 | 1510.3178
12.05. | 14 | 1497.6968
12.05. | 15 | 1493.4898
12.05. | 16 | 1489.2827
12.05. | 17 | 1573.423
12.05. | 18 | 1623.9072
12.05. | 19 | 1703.8404
12.05. | 20 | 1838.4649
12.05. | 21 | 1863.7069
12.05. | 22 | 1867.9139
12.05. | 23 | 1859.4999
12.05. | 24 | 1830.0508
13.05. | 1 | 1825.8438
13.05. | 2 | 1813.2228
13.05. | 3 | 1821.6368
13.05. | 4 | 1830.0508
13.05. | 5 | 1830.0508
13.05. | 6 | 1830.0508
13.05. | 7 | 1813.2228
13.05. | 8 | 1691.2194
13.05. | 9 | 1485.0757
13.05. | 10 | 1443.0056
13.05. | 11 | 1430.3846
13.05. | 12 | 1443.0056
13.05. | 13 | 1455.6266
13.05. | 14 | 1447.2126
13.05. | 15 | 1430.3846
13.05. | 16 | 1417.7635
13.05. | 17 | 1485.0757
13.05. | 18 | 1556.595
13.05. | 19 | 1636.5282
13.05. | 20 | 1779.5667
13.05. | 21 | 1859.4999
13.05. | 22 | 1872.121
13.05. | 23 | 1846.8789
13.05. | 24 | 1838.4649
14.05. | 1 | 1825.8438
14.05. | 2 | 1825.8438
14.05. | 3 | 1817.4298
14.05. | 4 | 1809.0158
14.05. | 5 | 1838.4649
14.05. | 6 | 1884.742
14.05. | 7 | 1926.8121
14.05. | 8 | 1935.2262
14.05. | 9 | 1809.0158
14.05. | 10 | 1741.7035
14.05. | 11 | 1644.9422
14.05. | 12 | 1598.6651
14.05. | 13 | 1548.1809
14.05. | 14 | 1556.595
14.05. | 15 | 1602.8721
14.05. | 16 | 1607.0791
14.05. | 17 | 1607.0791
14.05. | 18 | 1619.7002
14.05. | 19 | 1750.1176
14.05. | 20 | 1855.2929
14.05. | 21 | 1897.363
14.05. | 22 | 1901.5701
14.05. | 23 | 1893.156
14.05. | 24 | 1800.6017
15.05. | 1 | 1800.6017
15.05. | 2 | 1783.7737
15.05. | 3 | 1758.5316
15.05. | 4 | 1754.3246
15.05. | 5 | 1779.5667
15.05. | 6 | 1779.5667
15.05. | 7 | 1796.3947
15.05. | 8 | 1796.3947
15.05. | 9 | 1682.8054
15.05. | 10 | 1602.8721
15.05. | 11 | 1543.9739
15.05. | 12 | 1514.5248
15.05. | 13 | 1514.5248
15.05. | 14 | 1510.3178
15.05. | 15 | 1501.9038
15.05. | 16 | 1514.5248
15.05. | 17 | 1548.1809
15.05. | 18 | 1628.1142
15.05. | 19 | 1716.4615
15.05. | 20 | 1813.2228
15.05. | 21 | 1834.2578
15.05. | 22 | 1834.2578
15.05. | 23 | 1834.2578
15.05. | 24 | 1830.0508
16.05. | 1 | 1809.0158
16.05. | 2 | 1796.3947
16.05. | 3 | 1796.3947
16.05. | 4 | 1809.0158
16.05. | 5 | 1809.0158
16.05. | 6 | 1830.0508
16.05. | 7 | 1846.8789
16.05. | 8 | 1838.4649
16.05. | 9 | 1762.7386
16.05. | 10 | 1699.6334
16.05. | 11 | 1674.3913
16.05. | 12 | 1657.5633
16.05. | 13 | 1657.5633
16.05. | 14 | 1644.9422
16.05. | 15 | 1649.1493
16.05. | 16 | 1644.9422
16.05. | 17 | 1657.5633
16.05. | 18 | 1691.2194
16.05. | 19 | 1762.7386
16.05. | 20 | 1901.5701
16.05. | 21 | 1968.8823
16.05. | 22 | 1977.2963
16.05. | 23 | 1939.4332
16.05. | 24 | 1909.9841
17.05. | 1 | 1888.949
17.05. | 2 | 1893.156
17.05. | 3 | 1893.156
17.05. | 4 | 1897.363
17.05. | 5 | 1897.363
17.05. | 6 | 1926.8121
17.05. | 7 | 1960.4682
17.05. | 8 | 1952.0542
17.05. | 9 | 1867.9139
17.05. | 10 | 1813.2228
17.05. | 11 | 1758.5316
17.05. | 12 | 1729.0825
17.05. | 13 | 1720.6685
17.05. | 14 | 1703.8404
17.05. | 15 | 1703.8404
17.05. | 16 | 1716.4615
17.05. | 17 | 1745.9106
17.05. | 18 | 1783.7737
17.05. | 19 | 1888.949
17.05. | 20 | 2061.4366
17.05. | 21 | 2103.5067
17.05. | 22 | 2111.9207
17.05. | 23 | 2111.9207
17.05. | 24 | 2120.3348
18.05. | 1 | 2120.3348
18.05. | 2 | 2116.1277
18.05. | 3 | 2107.7137
18.05. | 4 | 2107.7137
18.05. | 5 | 2120.3348
18.05. | 6 | 2145.5768
18.05. | 7 | 2158.1979
18.05. | 8 | 2145.5768
18.05. | 9 | 2065.6436
18.05. | 10 | 2019.3664
18.05. | 11 | 2002.5384
18.05. | 12 | 1989.9173
18.05. | 13 | 1956.2612
18.05. | 14 | 1947.8472
18.05. | 15 | 1880.535
18.05. | 16 | 1880.535
18.05. | 17 | 1905.7771
18.05. | 18 | 1931.0192
18.05. | 19 | 1964.6753
18.05. | 20 | 2065.6436
18.05. | 21 | 2107.7137
18.05. | 22 | 2116.1277
18.05. | 23 | 2103.5067
18.05. | 24 | 2057.2296
19.05. | 1 | 2048.8155
19.05. | 2 | 2010.9524
19.05. | 3 | 1985.7103
19.05. | 4 | 1977.2963
19.05. | 5 | 1952.0542
19.05. | 6 | 1952.0542
19.05. | 7 | 1931.0192
19.05. | 8 | 1901.5701
19.05. | 9 | 1813.2228
19.05. | 10 | 1703.8404
19.05. | 11 | 1674.3913
19.05. | 12 | 1665.9773
19.05. | 13 | 1644.9422
19.05. | 14 | 1623.9072
19.05. | 15 | 1607.0791
19.05. | 16 | 1653.3563
19.05. | 17 | 1703.8404
19.05. | 18 | 1796.3947
19.05. | 19 | 1880.535
19.05. | 20 | 1909.9841
19.05. | 21 | 1947.8472
19.05. | 22 | 1947.8472
19.05. | 23 | 1931.0192
19.05. | 24 | 1880.535
20.05. | 1 | 1863.7069
20.05. | 2 | 1842.6719
20.05. | 3 | 1838.4649
20.05. | 4 | 1825.8438
20.05. | 5 | 1825.8438
20.05. | 6 | 1821.6368
20.05. | 7 | 1817.4298
20.05. | 8 | 1787.9807
20.05. | 9 | 1674.3913
20.05. | 10 | 1623.9072
20.05. | 11 | 1573.423
20.05. | 12 | 1598.6651
20.05. | 13 | 1598.6651
20.05. | 14 | 1527.1459
20.05. | 15 | 1506.1108
20.05. | 16 | 1514.5248
20.05. | 17 | 1607.0791
20.05. | 18 | 1699.6334
20.05. | 19 | 1809.0158
20.05. | 20 | 1905.7771
20.05. | 21 | 1943.6402
20.05. | 22 | 1952.0542
20.05. | 23 | 1931.0192
20.05. | 24 | 1956.2612
21.05. | 1 | 1939.4332
21.05. | 2 | 1939.4332
21.05. | 3 | 1956.2612
21.05. | 4 | 1956.2612
21.05. | 5 | 1998.3314
21.05. | 6 | 2069.8506
21.05. | 7 | 2103.5067
21.05. | 8 | 2128.7488
21.05. | 9 | 2078.2646
21.05. | 10 | 2002.5384
21.05. | 11 | 2002.5384
21.05. | 12 | 2006.7454
21.05. | 13 | 2006.7454
21.05. | 14 | 2002.5384
21.05. | 15 | 1977.2963
21.05. | 16 | 1985.7103
21.05. | 17 | 2006.7454
21.05. | 18 | 2040.4015
21.05. | 19 | 2107.7137
21.05. | 20 | 2175.0259
21.05. | 21 | 2196.061
21.05. | 22 | 2191.854
21.05. | 23 | 2170.8189
21.05. | 24 | 2200.268
22.05. | 1 | 2179.2329
22.05. | 2 | 2175.0259
22.05. | 3 | 2175.0259
22.05. | 4 | 2149.7838
22.05. | 5 | 2158.1979
22.05. | 6 | 2166.6119
22.05. | 7 | 2187.647
22.05. | 8 | 2196.061
22.05. | 9 | 2153.9909
22.05. | 10 | 2090.8857
22.05. | 11 | 2036.1945
22.05. | 12 | 2031.9875
22.05. | 13 | 2027.7805
22.05. | 14 | 2015.1594
22.05. | 15 | 2006.7454
22.05. | 16 | 2006.7454
22.05. | 17 | 2010.9524
22.05. | 18 | 2069.8506
22.05. | 19 | 2132.9558
22.05. | 20 | 2217.0961
22.05. | 21 | 2217.0961
22.05. | 22 | 2212.889
22.05. | 23 | 2217.0961
22.05. | 24 | 2200.268
23.05. | 1 | 2183.44
23.05. | 2 | 2166.6119
23.05. | 3 | 2166.6119
23.05. | 4 | 2166.6119
23.05. | 5 | 2183.44
23.05. | 6 | 2212.889
23.05. | 7 | 2242.3381
23.05. | 8 | 2221.3031
23.05. | 9 | 2132.9558
23.05. | 10 | 2086.6786
23.05. | 11 | 2074.0576
23.05. | 12 | 2069.8506
23.05. | 13 | 2057.2296
23.05. | 14 | 2061.4366
23.05. | 15 | 2044.6085
23.05. | 16 | 2040.4015
23.05. | 17 | 2069.8506
23.05. | 18 | 2103.5067
23.05. | 19 | 2196.061
23.05. | 20 | 2250.7522
23.05. | 21 | 2246.5452
23.05. | 22 | 2250.7522
23.05. | 23 | 2242.3381
23.05. | 24 | 2250.7522
24.05. | 1 | 2242.3381
24.05. | 2 | 2217.0961
24.05. | 3 | 2217.0961
24.05. | 4 | 2225.5101
24.05. | 5 | 2242.3381
24.05. | 6 | 2284.4083
24.05. | 7 | 2301.2363
24.05. | 8 | 2301.2363
24.05. | 9 | 2271.7872
24.05. | 10 | 2158.1979
24.05. | 11 | 2082.4716
24.05. | 12 | 2053.0225
24.05. | 13 | 2053.0225
24.05. | 14 | 2048.8155
24.05. | 15 | 2023.5734
24.05. | 16 | 2040.4015
24.05. | 17 | 2137.1628
24.05. | 18 | 2166.6119
24.05. | 19 | 2246.5452
24.05. | 20 | 2305.4433
24.05. | 21 | 2322.2714
24.05. | 22 | 2318.0644
24.05. | 23 | 2313.8574
24.05. | 24 | 2288.6153
25.05. | 1 | 2263.3732
25.05. | 2 | 2250.7522
25.05. | 3 | 2246.5452
25.05. | 4 | 2250.7522
25.05. | 5 | 2254.9592
25.05. | 6 | 2275.9942
25.05. | 7 | 2322.2714
25.05. | 8 | 2322.2714
25.05. | 9 | 2305.4433
25.05. | 10 | 2141.3698
25.05. | 11 | 2082.4716
25.05. | 12 | 2040.4015
25.05. | 13 | 2006.7454
25.05. | 14 | 1981.5033
25.05. | 15 | 1989.9173
25.05. | 16 | 2015.1594
25.05. | 17 | 2057.2296
25.05. | 18 | 2170.8189
25.05. | 19 | 2275.9942
25.05. | 20 | 2318.0644
25.05. | 21 | 2334.8924
25.05. | 22 | 2326.4784
25.05. | 23 | 2318.0644
25.05. | 24 | 2280.2013
26.05. | 1 | 2267.5802
26.05. | 2 | 2254.9592
26.05. | 3 | 2254.9592
26.05. | 4 | 2238.1311
26.05. | 5 | 2238.1311
26.05. | 6 | 2225.5101
26.05. | 7 | 2229.7171
26.05. | 8 | 2111.9207
26.05. | 9 | 2086.6786
26.05. | 10 | 2015.1594
26.05. | 11 | 1973.0893
26.05. | 12 | 1947.8472
26.05. | 13 | 1931.0192
26.05. | 14 | 1876.328
26.05. | 15 | 1880.535
26.05. | 16 | 1859.4999
26.05. | 17 | 1876.328
26.05. | 18 | 1926.8121
26.05. | 19 | 2019.3664
26.05. | 20 | 2149.7838
26.05. | 21 | 2162.4049
26.05. | 22 | 2166.6119
26.05. | 23 | 2162.4049
26.05. | 24 | 2116.1277
27.05. | 1 | 2120.3348
27.05. | 2 | 2124.5418
27.05. | 3 | 2124.5418
27.05. | 4 | 2124.5418
27.05. | 5 | 2124.5418
27.05. | 6 | 2124.5418
27.05. | 7 | 2078.2646
27.05. | 8 | 2023.5734
27.05. | 9 | 1914.1911
27.05. | 10 | 1846.8789
27.05. | 11 | 1842.6719
27.05. | 12 | 1817.4298
27.05. | 13 | 1813.2228
27.05. | 14 | 1787.9807
27.05. | 15 | 1758.5316
27.05. | 16 | 1758.5316
27.05. | 17 | 1792.1877
27.05. | 18 | 1867.9139
27.05. | 19 | 1956.2612
27.05. | 20 | 2027.7805
27.05. | 21 | 2078.2646
27.05. | 22 | 2078.2646
27.05. | 23 | 2044.6085
27.05. | 24 | 2044.6085
28.05. | 1 | 2044.6085
28.05. | 2 | 2048.8155
28.05. | 3 | 2057.2296
28.05. | 4 | 2069.8506
28.05. | 5 | 2074.0576
28.05. | 6 | 2132.9558
28.05. | 7 | 2162.4049
28.05. | 8 | 2183.44
28.05. | 9 | 2145.5768
28.05. | 10 | 2090.8857
28.05. | 11 | 2069.8506
28.05. | 12 | 2053.0225
28.05. | 13 | 2065.6436
28.05. | 14 | 2048.8155
28.05. | 15 | 2044.6085
28.05. | 16 | 2044.6085
28.05. | 17 | 2069.8506
28.05. | 18 | 2086.6786
28.05. | 19 | 2162.4049
28.05. | 20 | 2217.0961
28.05. | 21 | 2233.9241
28.05. | 22 | 2233.9241
28.05. | 23 | 2229.7171
28.05. | 24 | 2191.854
29.05. | 1 | 2191.854
29.05. | 2 | 2208.682
29.05. | 3 | 2204.475
29.05. | 4 | 2196.061
29.05. | 5 | 2208.682
29.05. | 6 | 2246.5452
29.05. | 7 | 2259.1662
29.05. | 8 | 2250.7522
29.05. | 9 | 2166.6119
29.05. | 10 | 2137.1628
29.05. | 11 | 2019.3664
29.05. | 12 | 2002.5384
29.05. | 13 | 1994.1244
29.05. | 14 | 1994.1244
29.05. | 15 | 1985.7103
29.05. | 16 | 1985.7103
29.05. | 17 | 2019.3664
29.05. | 18 | 2040.4015
29.05. | 19 | 2179.2329
29.05. | 20 | 2259.1662
29.05. | 21 | 2275.9942
29.05. | 22 | 2280.2013
29.05. | 23 | 2259.1662
29.05. | 24 | 2263.3732
30.05. | 1 | 2238.1311
30.05. | 2 | 2233.9241
30.05. | 3 | 2229.7171
30.05. | 4 | 2238.1311
30.05. | 5 | 2246.5452
30.05. | 6 | 2284.4083
30.05. | 7 | 2297.0293
30.05. | 8 | 2292.8223
30.05. | 9 | 2212.889
30.05. | 10 | 2111.9207
30.05. | 11 | 2082.4716
30.05. | 12 | 2069.8506
30.05. | 13 | 2053.0225
30.05. | 14 | 2040.4015
30.05. | 15 | 2040.4015
30.05. | 16 | 2044.6085
30.05. | 17 | 2044.6085
30.05. | 18 | 2074.0576
30.05. | 19 | 2158.1979
30.05. | 20 | 2238.1311
30.05. | 21 | 2267.5802
30.05. | 22 | 2267.5802
30.05. | 23 | 2259.1662
30.05. | 24 | 2217.0961
31.05. | 1 | 2208.682
31.05. | 2 | 2196.061
31.05. | 3 | 2204.475
31.05. | 4 | 2200.268
31.05. | 5 | 2191.854
31.05. | 6 | 2200.268
31.05. | 7 | 2217.0961
31.05. | 8 | 2204.475
31.05. | 9 | 2107.7137
31.05. | 10 | 2019.3664
31.05. | 11 | 1973.0893
31.05. | 12 | 1926.8121
31.05. | 13 | 1922.6051
31.05. | 14 | 1931.0192
31.05. | 15 | 1859.4999
31.05. | 16 | 1876.328
31.05. | 17 | 1926.8121
31.05. | 18 | 1968.8823
31.05. | 19 | 2023.5734
31.05. | 20 | 2103.5067
31.05. | 21 | 2124.5418
31.05. | 22 | 2111.9207
31.05. | 23 | 2078.2646
31.05. | 24 | 1935.2262
01.06. | 1 | 1901.5701
01.06. | 2 | 1880.535
01.06. | 3 | 1872.121
01.06. | 4 | 1859.4999
01.06. | 5 | 1872.121
01.06. | 6 | 1901.5701
01.06. | 7 | 1901.5701
01.06. | 8 | 1897.363
01.06. | 9 | 1876.328
01.06. | 10 | 1872.121
01.06. | 11 | 1855.2929
01.06. | 12 | 1813.2228
01.06. | 13 | 1796.3947
01.06. | 14 | 1771.1526
01.06. | 15 | 1771.1526
01.06. | 16 | 1783.7737
01.06. | 17 | 1813.2228
01.06. | 18 | 1821.6368
01.06. | 19 | 1851.0859
01.06. | 20 | 1867.9139
01.06. | 21 | 1872.121
01.06. | 22 | 1872.121
01.06. | 23 | 1863.7069
01.06. | 24 | 1817.4298
02.06. | 1 | 1817.4298
02.06. | 2 | 1817.4298
02.06. | 3 | 1813.2228
02.06. | 4 | 1804.8087
02.06. | 5 | 1796.3947
02.06. | 6 | 1771.1526
02.06. | 7 | 1766.9456
02.06. | 8 | 1762.7386
02.06. | 9 | 1716.4615
02.06. | 10 | 1661.7703
02.06. | 11 | 1649.1493
02.06. | 12 | 1611.2861
02.06. | 13 | 1611.2861
02.06. | 14 | 1607.0791
02.06. | 15 | 1598.6651
02.06. | 16 | 1636.5282
02.06. | 17 | 1649.1493
02.06. | 18 | 1670.1843
02.06. | 19 | 1720.6685
02.06. | 20 | 1729.0825
02.06. | 21 | 1745.9106
02.06. | 22 | 1750.1176
02.06. | 23 | 1745.9106
02.06. | 24 | 1737.4965
03.06. | 1 | 1741.7035
03.06. | 2 | 1741.7035
03.06. | 3 | 1741.7035
03.06. | 4 | 1741.7035
03.06. | 5 | 1741.7035
03.06. | 6 | 1733.2895
03.06. | 7 | 1733.2895
03.06. | 8 | 1678.5983
03.06. | 9 | 1602.8721
03.06. | 10 | 1539.7669
03.06. | 11 | 1527.1459
03.06. | 12 | 1531.3529
03.06. | 13 | 1556.595
03.06. | 14 | 1548.1809
03.06. | 15 | 1501.9038
03.06. | 16 | 1501.9038
03.06. | 17 | 1543.9739
03.06. | 18 | 1619.7002
03.06. | 19 | 1682.8054
03.06. | 20 | 1733.2895
03.06. | 21 | 1750.1176
03.06. | 22 | 1750.1176
03.06. | 23 | 1745.9106
03.06. | 24 | 1745.9106
04.06. | 1 | 1762.7386
04.06. | 2 | 1766.9456
04.06. | 3 | 1762.7386
04.06. | 4 | 1771.1526
04.06. | 5 | 1783.7737
04.06. | 6 | 1867.9139
04.06. | 7 | 1901.5701
04.06. | 8 | 1909.9841
04.06. | 9 | 1909.9841
04.06. | 10 | 1863.7069
04.06. | 11 | 1846.8789
04.06. | 12 | 1851.0859
04.06. | 13 | 1855.2929
04.06. | 14 | 1867.9139
04.06. | 15 | 1867.9139
04.06. | 16 | 1884.742
04.06. | 17 | 1956.2612
04.06. | 18 | 2036.1945
04.06. | 19 | 2107.7137
04.06. | 20 | 2254.9592
04.06. | 21 | 2284.4083
04.06. | 22 | 2267.5802
04.06. | 23 | 2259.1662
04.06. | 24 | 2297.0293
05.06. | 1 | 2297.0293
05.06. | 2 | 2280.2013
05.06. | 3 | 2284.4083
05.06. | 4 | 2288.6153
05.06. | 5 | 2292.8223
05.06. | 6 | 2280.2013
05.06. | 7 | 2301.2363
05.06. | 8 | 2318.0644
05.06. | 9 | 2280.2013
05.06. | 10 | 2238.1311
05.06. | 11 | 2095.0927
05.06. | 12 | 2095.0927
05.06. | 13 | 2099.2997
05.06. | 14 | 2090.8857
05.06. | 15 | 2095.0927
05.06. | 16 | 2116.1277
05.06. | 17 | 2179.2329
05.06. | 18 | 2305.4433
05.06. | 19 | 2334.8924
05.06. | 20 | 2376.9626
05.06. | 21 | 2389.5836
05.06. | 22 | 2397.9976
05.06. | 23 | 2381.1696
05.06. | 24 | 2381.1696
06.06. | 1 | 2368.5485
06.06. | 2 | 2364.3415
06.06. | 3 | 2364.3415
06.06. | 4 | 2360.1345
06.06. | 5 | 2364.3415
06.06. | 6 | 2372.7556
06.06. | 7 | 2406.4117
06.06. | 8 | 2402.2047
06.06. | 9 | 2343.3065
06.06. | 10 | 2313.8574
06.06. | 11 | 2233.9241
06.06. | 12 | 2204.475
06.06. | 13 | 2191.854
06.06. | 14 | 2158.1979
06.06. | 15 | 2175.0259
06.06. | 16 | 2166.6119
06.06. | 17 | 2250.7522
06.06. | 18 | 2326.4784
06.06. | 19 | 2406.4117
06.06. | 20 | 2414.8257
06.06. | 21 | 2431.6537
06.06. | 22 | 2431.6537
06.06. | 23 | 2419.0327
06.06. | 24 | 2423.2397
07.06. | 1 | 2423.2397
07.06. | 2 | 2419.0327
07.06. | 3 | 2406.4117
07.06. | 4 | 2406.4117
07.06. | 5 | 2419.0327
07.06. | 6 | 2448.4818
07.06. | 7 | 2452.6888
07.06. | 8 | 2448.4818
07.06. | 9 | 2431.6537
07.06. | 10 | 2410.6187
07.06. | 11 | 2376.9626
07.06. | 12 | 2360.1345
07.06. | 13 | 2339.0995
07.06. | 14 | 2339.0995
07.06. | 15 | 2334.8924
07.06. | 16 | 2347.5135
07.06. | 17 | 2376.9626
07.06. | 18 | 2393.7906
07.06. | 19 | 2444.2748
07.06. | 20 | 2452.6888
07.06. | 21 | 2461.1028
07.06. | 22 | 2461.1028
07.06. | 23 | 2452.6888
07.06. | 24 | 2406.4117
08.06. | 1 | 2406.4117
08.06. | 2 | 2385.3766
08.06. | 3 | 2419.0327
08.06. | 4 | 2427.4467
08.06. | 5 | 2427.4467
08.06. | 6 | 2431.6537
08.06. | 7 | 2444.2748
08.06. | 8 | 2423.2397
08.06. | 9 | 2419.0327
08.06. | 10 | 2385.3766
08.06. | 11 | 2351.7205
08.06. | 12 | 2326.4784
08.06. | 13 | 2326.4784
08.06. | 14 | 2318.0644
08.06. | 15 | 2322.2714
08.06. | 16 | 2326.4784
08.06. | 17 | 2339.0995
08.06. | 18 | 2381.1696
08.06. | 19 | 2440.0678
08.06. | 20 | 2431.6537
08.06. | 21 | 2444.2748
08.06. | 22 | 2440.0678
08.06. | 23 | 2419.0327
08.06. | 24 | 2402.2047
09.06. | 1 | 2406.4117
09.06. | 2 | 2402.2047
09.06. | 3 | 2410.6187
09.06. | 4 | 2393.7906
09.06. | 5 | 2410.6187
09.06. | 6 | 2385.3766
09.06. | 7 | 2368.5485
09.06. | 8 | 2364.3415
09.06. | 9 | 2343.3065
09.06. | 10 | 2275.9942
09.06. | 11 | 2187.647
09.06. | 12 | 2166.6119
09.06. | 13 | 2158.1979
09.06. | 14 | 2116.1277
09.06. | 15 | 2120.3348
09.06. | 16 | 2116.1277
09.06. | 17 | 2124.5418
09.06. | 18 | 2170.8189
09.06. | 19 | 2246.5452
09.06. | 20 | 2297.0293
09.06. | 21 | 2309.6504
09.06. | 22 | 2313.8574
09.06. | 23 | 2305.4433
09.06. | 24 | 2158.1979
10.06. | 1 | 2120.3348
10.06. | 2 | 2111.9207
10.06. | 3 | 2086.6786
10.06. | 4 | 2086.6786
10.06. | 5 | 2082.4716
10.06. | 6 | 2057.2296
10.06. | 7 | 2044.6085
10.06. | 8 | 1977.2963
10.06. | 9 | 1918.3981
10.06. | 10 | 1867.9139
10.06. | 11 | 1779.5667
10.06. | 12 | 1766.9456
10.06. | 13 | 1766.9456
10.06. | 14 | 1775.3597
10.06. | 15 | 1758.5316
10.06. | 16 | 1762.7386
10.06. | 17 | 1817.4298
10.06. | 18 | 1926.8121
10.06. | 19 | 2069.8506
10.06. | 20 | 2145.5768
10.06. | 21 | 2208.682
10.06. | 22 | 2225.5101
10.06. | 23 | 2225.5101
10.06. | 24 | 2196.061
11.06. | 1 | 2166.6119
11.06. | 2 | 2158.1979
11.06. | 3 | 2158.1979
11.06. | 4 | 2149.7838
11.06. | 5 | 2162.4049
11.06. | 6 | 2217.0961
11.06. | 7 | 2275.9942
11.06. | 8 | 2267.5802
11.06. | 9 | 2267.5802
11.06. | 10 | 2254.9592
11.06. | 11 | 2242.3381
11.06. | 12 | 2238.1311
11.06. | 13 | 2242.3381
11.06. | 14 | 2267.5802
11.06. | 15 | 2254.9592
11.06. | 16 | 2259.1662
11.06. | 17 | 2267.5802
11.06. | 18 | 2275.9942
11.06. | 19 | 2301.2363
11.06. | 20 | 2376.9626
11.06. | 21 | 2397.9976
11.06. | 22 | 2389.5836
11.06. | 23 | 2385.3766
11.06. | 24 | 2372.7556
12.06. | 1 | 2372.7556
12.06. | 2 | 2372.7556
12.06. | 3 | 2372.7556
12.06. | 4 | 2372.7556
12.06. | 5 | 2376.9626
12.06. | 6 | 2393.7906
12.06. | 7 | 2410.6187
12.06. | 8 | 2393.7906
12.06. | 9 | 2364.3415
12.06. | 10 | 2292.8223
12.06. | 11 | 2271.7872
12.06. | 12 | 2263.3732
12.06. | 13 | 2254.9592
12.06. | 14 | 2233.9241
12.06. | 15 | 2229.7171
12.06. | 16 | 2229.7171
12.06. | 17 | 2212.889
12.06. | 18 | 2238.1311
12.06. | 19 | 2292.8223
12.06. | 20 | 2330.6854
12.06. | 21 | 2334.8924
12.06. | 22 | 2347.5135
12.06. | 23 | 2381.1696
12.06. | 24 | 2355.9275
13.06. | 1 | 2330.6854
13.06. | 2 | 2322.2714
13.06. | 3 | 2318.0644
13.06. | 4 | 2313.8574
13.06. | 5 | 2318.0644
13.06. | 6 | 2339.0995
13.06. | 7 | 2351.7205
13.06. | 8 | 2343.3065
13.06. | 9 | 2246.5452
13.06. | 10 | 2175.0259
13.06. | 11 | 2153.9909
13.06. | 12 | 2162.4049
13.06. | 13 | 2162.4049
13.06. | 14 | 2158.1979
13.06. | 15 | 2141.3698
13.06. | 16 | 2137.1628
13.06. | 17 | 2153.9909
13.06. | 18 | 2229.7171
13.06. | 19 | 2313.8574
13.06. | 20 | 2372.7556
13.06. | 21 | 2427.4467
13.06. | 22 | 2423.2397
13.06. | 23 | 2427.4467
13.06. | 24 | 2431.6537
14.06. | 1 | 2444.2748
14.06. | 2 | 2440.0678
14.06. | 3 | 2444.2748
14.06. | 4 | 2448.4818
14.06. | 5 | 2461.1028
14.06. | 6 | 2477.9309
14.06. | 7 | 2486.3449
14.06. | 8 | 2482.1379
14.06. | 9 | 2406.4117
14.06. | 10 | 2259.1662
14.06. | 11 | 2238.1311
14.06. | 12 | 2233.9241
14.06. | 13 | 2191.854
14.06. | 14 | 2116.1277
14.06. | 15 | 2069.8506
14.06. | 16 | 2065.6436
14.06. | 17 | 2149.7838
14.06. | 18 | 2221.3031
14.06. | 19 | 2347.5135
14.06. | 20 | 2461.1028
14.06. | 21 | 2490.5519
14.06. | 22 | 2482.1379
14.06. | 23 | 2477.9309
14.06. | 24 | 2444.2748
15.06. | 1 | 2440.0678
15.06. | 2 | 2440.0678
15.06. | 3 | 2440.0678
15.06. | 4 | 2435.8608
15.06. | 5 | 2435.8608
15.06. | 6 | 2452.6888
15.06. | 7 | 2465.3099
15.06. | 8 | 2448.4818
15.06. | 9 | 2355.9275
15.06. | 10 | 2170.8189
15.06. | 11 | 2082.4716
15.06. | 12 | 2053.0225
15.06. | 13 | 2040.4015
15.06. | 14 | 2057.2296
15.06. | 15 | 2044.6085
15.06. | 16 | 2010.9524
15.06. | 17 | 2048.8155
15.06. | 18 | 2082.4716
15.06. | 19 | 2141.3698
15.06. | 20 | 2259.1662
15.06. | 21 | 2364.3415
15.06. | 22 | 2372.7556
15.06. | 23 | 2334.8924
15.06. | 24 | 2191.854
16.06. | 1 | 2175.0259
16.06. | 2 | 2166.6119
16.06. | 3 | 2166.6119
16.06. | 4 | 2162.4049
16.06. | 5 | 2158.1979
16.06. | 6 | 2116.1277
16.06. | 7 | 2120.3348
16.06. | 8 | 2048.8155
16.06. | 9 | 1943.6402
16.06. | 10 | 1851.0859
16.06. | 11 | 1800.6017
16.06. | 12 | 1758.5316
16.06. | 13 | 1737.4965
16.06. | 14 | 1724.8755
16.06. | 15 | 1720.6685
16.06. | 16 | 1716.4615
16.06. | 17 | 1733.2895
16.06. | 18 | 1830.0508
16.06. | 19 | 1943.6402
16.06. | 20 | 2053.0225
16.06. | 21 | 2103.5067
16.06. | 22 | 2120.3348
16.06. | 23 | 2120.3348
16.06. | 24 | 2090.8857
17.06. | 1 | 2036.1945
17.06. | 2 | 2036.1945
17.06. | 3 | 2061.4366
17.06. | 4 | 2061.4366
17.06. | 5 | 2065.6436
17.06. | 6 | 2065.6436
17.06. | 7 | 2019.3664
17.06. | 8 | 1947.8472
17.06. | 9 | 1863.7069
17.06. | 10 | 1830.0508
17.06. | 11 | 1754.3246
17.06. | 12 | 1745.9106
17.06. | 13 | 1716.4615
17.06. | 14 | 1691.2194
17.06. | 15 | 1699.6334
17.06. | 16 | 1703.8404
17.06. | 17 | 1809.0158
17.06. | 18 | 1838.4649
17.06. | 19 | 1956.2612
17.06. | 20 | 2036.1945
17.06. | 21 | 2095.0927
17.06. | 22 | 2124.5418
17.06. | 23 | 2124.5418
17.06. | 24 | 2090.8857
18.06. | 1 | 2082.4716
18.06. | 2 | 2090.8857
18.06. | 3 | 2099.2997
18.06. | 4 | 2099.2997
18.06. | 5 | 2111.9207
18.06. | 6 | 2158.1979
18.06. | 7 | 2221.3031
18.06. | 8 | 2238.1311
18.06. | 9 | 2196.061
18.06. | 10 | 2158.1979
18.06. | 11 | 2057.2296
18.06. | 12 | 2031.9875
18.06. | 13 | 2010.9524
18.06. | 14 | 1981.5033
18.06. | 15 | 1977.2963
18.06. | 16 | 1989.9173
18.06. | 17 | 1998.3314
18.06. | 18 | 2036.1945
18.06. | 19 | 2170.8189
18.06. | 20 | 2305.4433
18.06. | 21 | 2376.9626
18.06. | 22 | 2385.3766
18.06. | 23 | 2372.7556
18.06. | 24 | 2347.5135
19.06. | 1 | 2326.4784
19.06. | 2 | 2330.6854
19.06. | 3 | 2339.0995
19.06. | 4 | 2339.0995
19.06. | 5 | 2360.1345
19.06. | 6 | 2385.3766
19.06. | 7 | 2406.4117
19.06. | 8 | 2389.5836
19.06. | 9 | 2351.7205
19.06. | 10 | 2267.5802
19.06. | 11 | 2191.854
19.06. | 12 | 2170.8189
19.06. | 13 | 2145.5768
19.06. | 14 | 2132.9558
19.06. | 15 | 2132.9558
19.06. | 16 | 2153.9909
19.06. | 17 | 2187.647
19.06. | 18 | 2263.3732
19.06. | 19 | 2343.3065
19.06. | 20 | 2427.4467
19.06. | 21 | 2452.6888
19.06. | 22 | 2452.6888
19.06. | 23 | 2440.0678
19.06. | 24 | 2427.4467
20.06. | 1 | 2414.8257
20.06. | 2 | 2410.6187
20.06. | 3 | 2410.6187
20.06. | 4 | 2410.6187
20.06. | 5 | 2423.2397
20.06. | 6 | 2435.8608
20.06. | 7 | 2452.6888
20.06. | 8 | 2444.2748
20.06. | 9 | 2397.9976
20.06. | 10 | 2355.9275
20.06. | 11 | 2284.4083
20.06. | 12 | 2271.7872
20.06. | 13 | 2233.9241
20.06. | 14 | 2250.7522
20.06. | 15 | 2254.9592
20.06. | 16 | 2242.3381
20.06. | 17 | 2263.3732
20.06. | 18 | 2280.2013
20.06. | 19 | 2393.7906
20.06. | 20 | 2465.3099
20.06. | 21 | 2486.3449
20.06. | 22 | 2486.3449
20.06. | 23 | 2473.7239
20.06. | 24 | 2473.7239
21.06. | 1 | 2461.1028
21.06. | 2 | 2456.8958
21.06. | 3 | 2456.8958
21.06. | 4 | 2444.2748
21.06. | 5 | 2448.4818
21.06. | 6 | 2448.4818
21.06. | 7 | 2440.0678
21.06. | 8 | 2419.0327
21.06. | 9 | 2397.9976
21.06. | 10 | 2347.5135
21.06. | 11 | 2326.4784
21.06. | 12 | 2288.6153
21.06. | 13 | 2292.8223
21.06. | 14 | 2280.2013
21.06. | 15 | 2284.4083
21.06. | 16 | 2288.6153
21.06. | 17 | 2297.0293
21.06. | 18 | 2322.2714
21.06. | 19 | 2406.4117
21.06. | 20 | 2440.0678
21.06. | 21 | 2461.1028
21.06. | 22 | 2461.1028
21.06. | 23 | 2444.2748
21.06. | 24 | 2452.6888
22.06. | 1 | 2448.4818
22.06. | 2 | 2444.2748
22.06. | 3 | 2448.4818
22.06. | 4 | 2444.2748
22.06. | 5 | 2444.2748
22.06. | 6 | 2448.4818
22.06. | 7 | 2461.1028
22.06. | 8 | 2461.1028
22.06. | 9 | 2427.4467
22.06. | 10 | 2368.5485
22.06. | 11 | 2322.2714
22.06. | 12 | 2322.2714
22.06. | 13 | 2305.4433
22.06. | 14 | 2313.8574
22.06. | 15 | 2280.2013
22.06. | 16 | 2275.9942
22.06. | 17 | 2309.6504
22.06. | 18 | 2343.3065
22.06. | 19 | 2393.7906
22.06. | 20 | 2448.4818
22.06. | 21 | 2469.5169
22.06. | 22 | 2452.6888
22.06. | 23 | 2431.6537
22.06. | 24 | 2389.5836
23.06. | 1 | 2355.9275
23.06. | 2 | 2347.5135
23.06. | 3 | 2339.0995
23.06. | 4 | 2322.2714
23.06. | 5 | 2305.4433
23.06. | 6 | 2280.2013
23.06. | 7 | 2254.9592
23.06. | 8 | 2132.9558
23.06. | 9 | 2057.2296
23.06. | 10 | 1888.949
23.06. | 11 | 1787.9807
23.06. | 12 | 1729.0825
23.06. | 13 | 1733.2895
23.06. | 14 | 1716.4615
23.06. | 15 | 1699.6334
23.06. | 16 | 1699.6334
23.06. | 17 | 1800.6017
23.06. | 18 | 1855.2929
23.06. | 19 | 1985.7103
23.06. | 20 | 2053.0225
23.06. | 21 | 2128.7488
23.06. | 22 | 2149.7838
23.06. | 23 | 2145.5768
23.06. | 24 | 2111.9207
24.06. | 1 | 2074.0576
24.06. | 2 | 2031.9875
24.06. | 3 | 2010.9524
24.06. | 4 | 2006.7454
24.06. | 5 | 1989.9173
24.06. | 6 | 1989.9173
24.06. | 7 | 1968.8823
24.06. | 8 | 1888.949
24.06. | 9 | 1687.0124
24.06. | 10 | 1569.216
24.06. | 11 | 1560.802
24.06. | 12 | 1556.595
24.06. | 13 | 1560.802
24.06. | 14 | 1556.595
24.06. | 15 | 1548.1809
24.06. | 16 | 1556.595
24.06. | 17 | 1674.3913
24.06. | 18 | 1737.4965
24.06. | 19 | 1846.8789
24.06. | 20 | 1956.2612
24.06. | 21 | 2074.0576
24.06. | 22 | 2103.5067
24.06. | 23 | 2090.8857
24.06. | 24 | 1998.3314
25.06. | 1 | 1985.7103
25.06. | 2 | 1977.2963
25.06. | 3 | 1989.9173
25.06. | 4 | 2006.7454
25.06. | 5 | 2044.6085
25.06. | 6 | 2120.3348
25.06. | 7 | 2170.8189
25.06. | 8 | 2149.7838
25.06. | 9 | 2074.0576
25.06. | 10 | 2065.6436
25.06. | 11 | 1985.7103
25.06. | 12 | 1952.0542
25.06. | 13 | 1926.8121
25.06. | 14 | 1939.4332
25.06. | 15 | 1914.1911
25.06. | 16 | 1914.1911
25.06. | 17 | 1964.6753
25.06. | 18 | 2090.8857
25.06. | 19 | 2132.9558
25.06. | 20 | 2297.0293
25.06. | 21 | 2318.0644
25.06. | 22 | 2313.8574
25.06. | 23 | 2305.4433
25.06. | 24 | 2292.8223
26.06. | 1 | 2292.8223
26.06. | 2 | 2288.6153
26.06. | 3 | 2280.2013
26.06. | 4 | 2292.8223
26.06. | 5 | 2275.9942
26.06. | 6 | 2288.6153
26.06. | 7 | 2309.6504
26.06. | 8 | 2309.6504
26.06. | 9 | 2271.7872
26.06. | 10 | 2162.4049
26.06. | 11 | 2145.5768
26.06. | 12 | 2149.7838
26.06. | 13 | 2137.1628
26.06. | 14 | 2175.0259
26.06. | 15 | 2187.647
26.06. | 16 | 2191.854
26.06. | 17 | 2225.5101
26.06. | 18 | 2301.2363
26.06. | 19 | 2381.1696
26.06. | 20 | 2440.0678
26.06. | 21 | 2452.6888
26.06. | 22 | 2456.8958
26.06. | 23 | 2452.6888
26.06. | 24 | 2448.4818
27.06. | 1 | 2440.0678
27.06. | 2 | 2448.4818
27.06. | 3 | 2448.4818
27.06. | 4 | 2444.2748
27.06. | 5 | 2448.4818
27.06. | 6 | 2452.6888
27.06. | 7 | 2461.1028
27.06. | 8 | 2440.0678
27.06. | 9 | 2423.2397
27.06. | 10 | 2414.8257
27.06. | 11 | 2402.2047
27.06. | 12 | 2393.7906
27.06. | 13 | 2397.9976
27.06. | 14 | 2393.7906
27.06. | 15 | 2360.1345
27.06. | 16 | 2364.3415
27.06. | 17 | 2385.3766
27.06. | 18 | 2423.2397
27.06. | 19 | 2448.4818
27.06. | 20 | 2452.6888
27.06. | 21 | 2477.9309
27.06. | 22 | 2465.3099
27.06. | 23 | 2461.1028
27.06. | 24 | 2402.2047
28.06. | 1 | 2397.9976
28.06. | 2 | 2393.7906
28.06. | 3 | 2393.7906
28.06. | 4 | 2431.6537
28.06. | 5 | 2435.8608
28.06. | 6 | 2440.0678
28.06. | 7 | 2444.2748
28.06. | 8 | 2427.4467
28.06. | 9 | 2410.6187
28.06. | 10 | 2389.5836
28.06. | 11 | 2364.3415
28.06. | 12 | 2313.8574
28.06. | 13 | 2339.0995
28.06. | 14 | 2305.4433
28.06. | 15 | 2284.4083
28.06. | 16 | 2280.2013
28.06. | 17 | 2275.9942
28.06. | 18 | 2288.6153
28.06. | 19 | 2322.2714
28.06. | 20 | 2376.9626
28.06. | 21 | 2414.8257
28.06. | 22 | 2414.8257
28.06. | 23 | 2406.4117
28.06. | 24 | 2326.4784
29.06. | 1 | 2318.0644
29.06. | 2 | 2313.8574
29.06. | 3 | 2313.8574
29.06. | 4 | 2313.8574
29.06. | 5 | 2318.0644
29.06. | 6 | 2322.2714
29.06. | 7 | 2330.6854
29.06. | 8 | 2330.6854
29.06. | 9 | 2297.0293
29.06. | 10 | 2275.9942
29.06. | 11 | 2246.5452
29.06. | 12 | 2212.889
29.06. | 13 | 2175.0259
29.06. | 14 | 2158.1979
29.06. | 15 | 2137.1628
29.06. | 16 | 2137.1628
29.06. | 17 | 2145.5768
29.06. | 18 | 2187.647
29.06. | 19 | 2271.7872
29.06. | 20 | 2364.3415
29.06. | 21 | 2410.6187
29.06. | 22 | 2406.4117
29.06. | 23 | 2385.3766
29.06. | 24 | 2263.3732
30.06. | 1 | 2225.5101
30.06. | 2 | 2107.7137
30.06. | 3 | 2103.5067
30.06. | 4 | 2090.8857
30.06. | 5 | 2078.2646
30.06. | 6 | 2044.6085
30.06. | 7 | 2048.8155
30.06. | 8 | 1968.8823
30.06. | 9 | 1880.535
30.06. | 10 | 1787.9807
30.06. | 11 | 1729.0825
30.06. | 12 | 1708.0474
30.06. | 13 | 1691.2194
30.06. | 14 | 1674.3913
30.06. | 15 | 1665.9773
30.06. | 16 | 1665.9773
30.06. | 17 | 1678.5983
30.06. | 18 | 1703.8404
30.06. | 19 | 1872.121
30.06. | 20 | 2002.5384
30.06. | 21 | 2078.2646
30.06. | 22 | 2086.6786
30.06. | 23 | 2078.2646
30.06. | 24 | 2031.9875
01.07. | 1 | 1981.5033
01.07. | 2 | 1968.8823
01.07. | 3 | 1943.6402
01.07. | 4 | 1931.0192
01.07. | 5 | 1931.0192
01.07. | 6 | 1922.6051
01.07. | 7 | 1893.156
01.07. | 8 | 1745.9106
01.07. | 9 | 1653.3563
01.07. | 10 | 1607.0791
01.07. | 11 | 1594.4581
01.07. | 12 | 1586.0441
01.07. | 13 | 1577.63
01.07. | 14 | 1548.1809
01.07. | 15 | 1489.2827
01.07. | 16 | 1510.3178
01.07. | 17 | 1514.5248
01.07. | 18 | 1586.0441
01.07. | 19 | 1699.6334
01.07. | 20 | 1973.0893
01.07. | 21 | 2027.7805
01.07. | 22 | 2040.4015
01.07. | 23 | 2040.4015
01.07. | 24 | 2027.7805
02.07. | 1 | 2048.8155
02.07. | 2 | 2040.4015
02.07. | 3 | 2036.1945
02.07. | 4 | 2019.3664
02.07. | 5 | 2031.9875
02.07. | 6 | 2065.6436
02.07. | 7 | 2116.1277
02.07. | 8 | 2103.5067
02.07. | 9 | 2010.9524
02.07. | 10 | 1939.4332
02.07. | 11 | 1880.535
02.07. | 12 | 1914.1911
02.07. | 13 | 1922.6051
02.07. | 14 | 1918.3981
02.07. | 15 | 1893.156
02.07. | 16 | 1897.363
02.07. | 17 | 1909.9841
02.07. | 18 | 1935.2262
02.07. | 19 | 2031.9875
02.07. | 20 | 2145.5768
02.07. | 21 | 2217.0961
02.07. | 22 | 2217.0961
02.07. | 23 | 2233.9241
02.07. | 24 | 2086.6786
03.07. | 1 | 2019.3664
03.07. | 2 | 1994.1244
03.07. | 3 | 2006.7454
03.07. | 4 | 2023.5734
03.07. | 5 | 2023.5734
03.07. | 6 | 2061.4366
03.07. | 7 | 2069.8506
03.07. | 8 | 2053.0225
03.07. | 9 | 1985.7103
03.07. | 10 | 1851.0859
03.07. | 11 | 1838.4649
03.07. | 12 | 1846.8789
03.07. | 13 | 1834.2578
03.07. | 14 | 1830.0508
03.07. | 15 | 1809.0158
03.07. | 16 | 1800.6017
03.07. | 17 | 1817.4298
03.07. | 18 | 1888.949
03.07. | 19 | 1960.4682
03.07. | 20 | 2149.7838
03.07. | 21 | 2229.7171
03.07. | 22 | 2217.0961
03.07. | 23 | 2208.682
03.07. | 24 | 2200.268
04.07. | 1 | 2183.44
04.07. | 2 | 2170.8189
04.07. | 3 | 2149.7838
04.07. | 4 | 2153.9909
04.07. | 5 | 2158.1979
04.07. | 6 | 2242.3381
04.07. | 7 | 2242.3381
04.07. | 8 | 2208.682
04.07. | 9 | 2099.2997
04.07. | 10 | 1998.3314
04.07. | 11 | 1943.6402
04.07. | 12 | 1905.7771
04.07. | 13 | 1876.328
04.07. | 14 | 1859.4999
04.07. | 15 | 1842.6719
04.07. | 16 | 1855.2929
04.07. | 17 | 1880.535
04.07. | 18 | 1935.2262
04.07. | 19 | 2040.4015
04.07. | 20 | 2254.9592
04.07. | 21 | 2309.6504
04.07. | 22 | 2305.4433
04.07. | 23 | 2305.4433
04.07. | 24 | 2284.4083
05.07. | 1 | 2263.3732
05.07. | 2 | 2263.3732
05.07. | 3 | 2259.1662
05.07. | 4 | 2259.1662
05.07. | 5 | 2275.9942
05.07. | 6 | 2297.0293
05.07. | 7 | 2297.0293
05.07. | 8 | 2267.5802
05.07. | 9 | 2036.1945
05.07. | 10 | 1888.949
05.07. | 11 | 1834.2578
05.07. | 12 | 1842.6719
05.07. | 13 | 1825.8438
05.07. | 14 | 1838.4649
05.07. | 15 | 1830.0508
05.07. | 16 | 1834.2578
05.07. | 17 | 1876.328
05.07. | 18 | 1926.8121
05.07. | 19 | 2061.4366
05.07. | 20 | 2242.3381
05.07. | 21 | 2288.6153
05.07. | 22 | 2292.8223
05.07. | 23 | 2301.2363
05.07. | 24 | 2288.6153
06.07. | 1 | 2297.0293
06.07. | 2 | 2292.8223
06.07. | 3 | 2297.0293
06.07. | 4 | 2292.8223
06.07. | 5 | 2292.8223
06.07. | 6 | 2301.2363
06.07. | 7 | 2305.4433
06.07. | 8 | 2275.9942
06.07. | 9 | 2145.5768
06.07. | 10 | 2006.7454
06.07. | 11 | 1935.2262
06.07. | 12 | 1834.2578
06.07. | 13 | 1813.2228
06.07. | 14 | 1809.0158
06.07. | 15 | 1813.2228
06.07. | 16 | 1821.6368
06.07. | 17 | 1846.8789
06.07. | 18 | 1943.6402
06.07. | 19 | 2086.6786
06.07. | 20 | 2246.5452
06.07. | 21 | 2275.9942
06.07. | 22 | 2271.7872
06.07. | 23 | 2267.5802
06.07. | 24 | 2183.44
07.07. | 1 | 2170.8189
07.07. | 2 | 2141.3698
07.07. | 3 | 2124.5418
07.07. | 4 | 2116.1277
07.07. | 5 | 2111.9207
07.07. | 6 | 2040.4015
07.07. | 7 | 1989.9173
07.07. | 8 | 1712.2545
07.07. | 9 | 1552.3879
07.07. | 10 | 1480.8687
07.07. | 11 | 1396.7284
07.07. | 12 | 1379.9004
07.07. | 13 | 1358.8653
07.07. | 14 | 1337.8303
07.07. | 15 | 1333.6232
07.07. | 16 | 1388.3144
07.07. | 17 | 1451.4196
07.07. | 18 | 1485.0757
07.07. | 19 | 1577.63
07.07. | 20 | 1632.3212
07.07. | 21 | 1720.6685
07.07. | 22 | 1750.1176
07.07. | 23 | 1750.1176
07.07. | 24 | 1733.2895
08.07. | 1 | 1724.8755
08.07. | 2 | 1724.8755
08.07. | 3 | 1724.8755
08.07. | 4 | 1720.6685
08.07. | 5 | 1733.2895
08.07. | 6 | 1733.2895
08.07. | 7 | 1729.0825
08.07. | 8 | 1590.2511
08.07. | 9 | 1485.0757
08.07. | 10 | 1405.1425
08.07. | 11 | 1354.6583
08.07. | 12 | 1346.2443
08.07. | 13 | 1342.0373
08.07. | 14 | 1333.6232
08.07. | 15 | 1350.4513
08.07. | 16 | 1396.7284
08.07. | 17 | 1459.8336
08.07. | 18 | 1506.1108
08.07. | 19 | 1687.0124
08.07. | 20 | 1825.8438
08.07. | 21 | 1922.6051
08.07. | 22 | 1939.4332
08.07. | 23 | 1935.2262
08.07. | 24 | 1994.1244
09.07. | 1 | 2019.3664
09.07. | 2 | 2023.5734
09.07. | 3 | 2040.4015
09.07. | 4 | 2065.6436
09.07. | 5 | 2082.4716
09.07. | 6 | 2132.9558
09.07. | 7 | 2166.6119
09.07. | 8 | 2179.2329
09.07. | 9 | 2103.5067
09.07. | 10 | 2015.1594
09.07. | 11 | 1905.7771
09.07. | 12 | 1876.328
09.07. | 13 | 1855.2929
09.07. | 14 | 1851.0859
09.07. | 15 | 1855.2929
09.07. | 16 | 1838.4649
09.07. | 17 | 1897.363
09.07. | 18 | 1922.6051
09.07. | 19 | 2204.475
09.07. | 20 | 2259.1662
09.07. | 21 | 2292.8223
09.07. | 22 | 2284.4083
09.07. | 23 | 2280.2013
09.07. | 24 | 2297.0293
10.07. | 1 | 2259.1662
10.07. | 2 | 2254.9592
10.07. | 3 | 2246.5452
10.07. | 4 | 2229.7171
10.07. | 5 | 2238.1311
10.07. | 6 | 2271.7872
10.07. | 7 | 2284.4083
10.07. | 8 | 2271.7872
10.07. | 9 | 2204.475
10.07. | 10 | 2019.3664
10.07. | 11 | 1973.0893
10.07. | 12 | 1914.1911
10.07. | 13 | 1863.7069
10.07. | 14 | 1855.2929
10.07. | 15 | 1859.4999
10.07. | 16 | 1872.121
10.07. | 17 | 1977.2963
10.07. | 18 | 2053.0225
10.07. | 19 | 2242.3381
10.07. | 20 | 2343.3065
10.07. | 21 | 2355.9275
10.07. | 22 | 2351.7205
10.07. | 23 | 2339.0995
10.07. | 24 | 2305.4433
11.07. | 1 | 2288.6153
11.07. | 2 | 2284.4083
11.07. | 3 | 2292.8223
11.07. | 4 | 2271.7872
11.07. | 5 | 2280.2013
11.07. | 6 | 2313.8574
11.07. | 7 | 2330.6854
11.07. | 8 | 2330.6854
11.07. | 9 | 2284.4083
11.07. | 10 | 2128.7488
11.07. | 11 | 2086.6786
11.07. | 12 | 2086.6786
11.07. | 13 | 2048.8155
11.07. | 14 | 2036.1945
11.07. | 15 | 2023.5734
11.07. | 16 | 2023.5734
11.07. | 17 | 2061.4366
11.07. | 18 | 2166.6119
11.07. | 19 | 2297.0293
11.07. | 20 | 2343.3065
11.07. | 21 | 2364.3415
11.07. | 22 | 2372.7556
11.07. | 23 | 2364.3415
11.07. | 24 | 2334.8924
12.07. | 1 | 2322.2714
12.07. | 2 | 2313.8574
12.07. | 3 | 2318.0644
12.07. | 4 | 2318.0644
12.07. | 5 | 2313.8574
12.07. | 6 | 2343.3065
12.07. | 7 | 2364.3415
12.07. | 8 | 2355.9275
12.07. | 9 | 2318.0644
12.07. | 10 | 2225.5101
12.07. | 11 | 2191.854
12.07. | 12 | 2120.3348
12.07. | 13 | 2103.5067
12.07. | 14 | 2120.3348
12.07. | 15 | 2107.7137
12.07. | 16 | 2120.3348
12.07. | 17 | 2128.7488
12.07. | 18 | 2170.8189
12.07. | 19 | 2292.8223
12.07. | 20 | 2343.3065
12.07. | 21 | 2368.5485
12.07. | 22 | 2376.9626
12.07. | 23 | 2368.5485
12.07. | 24 | 2288.6153
13.07. | 1 | 2242.3381
13.07. | 2 | 2242.3381
13.07. | 3 | 2233.9241
13.07. | 4 | 2238.1311
13.07. | 5 | 2229.7171
13.07. | 6 | 2238.1311
13.07. | 7 | 2250.7522
13.07. | 8 | 2238.1311
13.07. | 9 | 2103.5067
13.07. | 10 | 1943.6402
13.07. | 11 | 1905.7771
13.07. | 12 | 1905.7771
13.07. | 13 | 1876.328
13.07. | 14 | 1863.7069
13.07. | 15 | 1830.0508
13.07. | 16 | 1825.8438
13.07. | 17 | 1842.6719
13.07. | 18 | 1952.0542
13.07. | 19 | 2053.0225
13.07. | 20 | 2187.647
13.07. | 21 | 2233.9241
13.07. | 22 | 2225.5101
13.07. | 23 | 2229.7171
13.07. | 24 | 2212.889
14.07. | 1 | 2204.475
14.07. | 2 | 2183.44
14.07. | 3 | 2183.44
14.07. | 4 | 2179.2329
14.07. | 5 | 2170.8189
14.07. | 6 | 2120.3348
14.07. | 7 | 2090.8857
14.07. | 8 | 1893.156
14.07. | 9 | 1754.3246
14.07. | 10 | 1556.595
14.07. | 11 | 1464.0407
14.07. | 12 | 1443.0056
14.07. | 13 | 1430.3846
14.07. | 14 | 1421.9705
14.07. | 15 | 1417.7635
14.07. | 16 | 1413.5565
14.07. | 17 | 1405.1425
14.07. | 18 | 1472.4547
14.07. | 19 | 1682.8054
14.07. | 20 | 1842.6719
14.07. | 21 | 1956.2612
14.07. | 22 | 1964.6753
14.07. | 23 | 1960.4682
14.07. | 24 | 1935.2262
15.07. | 1 | 1926.8121
15.07. | 2 | 1922.6051
15.07. | 3 | 1922.6051
15.07. | 4 | 1918.3981
15.07. | 5 | 1939.4332
15.07. | 6 | 1939.4332
15.07. | 7 | 1922.6051
15.07. | 8 | 1745.9106
15.07. | 9 | 1476.6617
15.07. | 10 | 1396.7284
15.07. | 11 | 1384.1074
15.07. | 12 | 1367.2794
15.07. | 13 | 1363.0723
15.07. | 14 | 1363.0723
15.07. | 15 | 1350.4513
15.07. | 16 | 1354.6583
15.07. | 17 | 1392.5214
15.07. | 18 | 1434.5916
15.07. | 19 | 1771.1526
15.07. | 20 | 1956.2612
15.07. | 21 | 2002.5384
15.07. | 22 | 2010.9524
15.07. | 23 | 2015.1594
15.07. | 24 | 2023.5734
16.07. | 1 | 1973.0893
16.07. | 2 | 1947.8472
16.07. | 3 | 1956.2612
16.07. | 4 | 1960.4682
16.07. | 5 | 1973.0893
16.07. | 6 | 2082.4716
16.07. | 7 | 2137.1628
16.07. | 8 | 2120.3348
16.07. | 9 | 2053.0225
16.07. | 10 | 1897.363
16.07. | 11 | 1783.7737
16.07. | 12 | 1766.9456
16.07. | 13 | 1771.1526
16.07. | 14 | 1745.9106
16.07. | 15 | 1745.9106
16.07. | 16 | 1729.0825
16.07. | 17 | 1754.3246
16.07. | 18 | 1909.9841
16.07. | 19 | 2107.7137
16.07. | 20 | 2225.5101
16.07. | 21 | 2271.7872
16.07. | 22 | 2284.4083
16.07. | 23 | 2284.4083
16.07. | 24 | 2313.8574
17.07. | 1 | 2292.8223
17.07. | 2 | 2301.2363
17.07. | 3 | 2305.4433
17.07. | 4 | 2305.4433
17.07. | 5 | 2309.6504
17.07. | 6 | 2309.6504
17.07. | 7 | 2305.4433
17.07. | 8 | 2305.4433
17.07. | 9 | 2271.7872
17.07. | 10 | 2183.44
17.07. | 11 | 2132.9558
17.07. | 12 | 2099.2997
17.07. | 13 | 2090.8857
17.07. | 14 | 2082.4716
17.07. | 15 | 2086.6786
17.07. | 16 | 2086.6786
17.07. | 17 | 2120.3348
17.07. | 18 | 2170.8189
17.07. | 19 | 2275.9942
17.07. | 20 | 2313.8574
17.07. | 21 | 2334.8924
17.07. | 22 | 2330.6854
17.07. | 23 | 2326.4784
17.07. | 24 | 2309.6504
18.07. | 1 | 2309.6504
18.07. | 2 | 2301.2363
18.07. | 3 | 2297.0293
18.07. | 4 | 2301.2363
18.07. | 5 | 2292.8223
18.07. | 6 | 2305.4433
18.07. | 7 | 2313.8574
18.07. | 8 | 2301.2363
18.07. | 9 | 2242.3381
18.07. | 10 | 2153.9909
18.07. | 11 | 2124.5418
18.07. | 12 | 2137.1628
18.07. | 13 | 2137.1628
18.07. | 14 | 2132.9558
18.07. | 15 | 2120.3348
18.07. | 16 | 2107.7137
18.07. | 17 | 2103.5067
18.07. | 18 | 2166.6119
18.07. | 19 | 2280.2013
18.07. | 20 | 2305.4433
18.07. | 21 | 2322.2714
18.07. | 22 | 2322.2714
18.07. | 23 | 2326.4784
18.07. | 24 | 2284.4083
19.07. | 1 | 2284.4083
19.07. | 2 | 2280.2013
19.07. | 3 | 2275.9942
19.07. | 4 | 2271.7872
19.07. | 5 | 2275.9942
19.07. | 6 | 2292.8223
19.07. | 7 | 2305.4433
19.07. | 8 | 2301.2363
19.07. | 9 | 2263.3732
19.07. | 10 | 2229.7171
19.07. | 11 | 2204.475
19.07. | 12 | 2145.5768
19.07. | 13 | 2149.7838
19.07. | 14 | 2124.5418
19.07. | 15 | 2128.7488
19.07. | 16 | 2137.1628
19.07. | 17 | 2153.9909
19.07. | 18 | 2204.475
19.07. | 19 | 2259.1662
19.07. | 20 | 2292.8223
19.07. | 21 | 2305.4433
19.07. | 22 | 2309.6504
19.07. | 23 | 2313.8574
19.07. | 24 | 2196.061
20.07. | 1 | 2187.647
20.07. | 2 | 2225.5101
20.07. | 3 | 2233.9241
20.07. | 4 | 2229.7171
20.07. | 5 | 2246.5452
20.07. | 6 | 2271.7872
20.07. | 7 | 2221.3031
20.07. | 8 | 2225.5101
20.07. | 9 | 2204.475
20.07. | 10 | 2153.9909
20.07. | 11 | 2149.7838
20.07. | 12 | 2183.44
20.07. | 13 | 2208.682
20.07. | 14 | 2208.682
20.07. | 15 | 2175.0259
20.07. | 16 | 2149.7838
20.07. | 17 | 2166.6119
20.07. | 18 | 2145.5768
20.07. | 19 | 2196.061
20.07. | 20 | 2297.0293
20.07. | 21 | 2309.6504
20.07. | 22 | 2305.4433
20.07. | 23 | 2309.6504
20.07. | 24 | 2284.4083
21.07. | 1 | 2275.9942
21.07. | 2 | 2275.9942
21.07. | 3 | 2271.7872
21.07. | 4 | 2267.5802
21.07. | 5 | 2233.9241
21.07. | 6 | 2183.44
21.07. | 7 | 2141.3698
21.07. | 8 | 2048.8155
21.07. | 9 | 1821.6368
21.07. | 10 | 1623.9072
21.07. | 11 | 1581.837
21.07. | 12 | 1569.216
21.07. | 13 | 1565.009
21.07. | 14 | 1560.802
21.07. | 15 | 1556.595
21.07. | 16 | 1552.3879
21.07. | 17 | 1565.009
21.07. | 18 | 1573.423
21.07. | 19 | 1678.5983
21.07. | 20 | 1897.363
21.07. | 21 | 1994.1244
21.07. | 22 | 2002.5384
21.07. | 23 | 2006.7454
21.07. | 24 | 1884.742
22.07. | 1 | 1817.4298
22.07. | 2 | 1783.7737
22.07. | 3 | 1783.7737
22.07. | 4 | 1754.3246
22.07. | 5 | 1745.9106
22.07. | 6 | 1741.7035
22.07. | 7 | 1724.8755
22.07. | 8 | 1628.1142
22.07. | 9 | 1581.837
22.07. | 10 | 1388.3144
22.07. | 11 | 1342.0373
22.07. | 12 | 1304.1742
22.07. | 13 | 1299.9671
22.07. | 14 | 1299.9671
22.07. | 15 | 1295.7601
22.07. | 16 | 1228.4479
22.07. | 17 | 1274.7251
22.07. | 18 | 1316.7952
22.07. | 19 | 1531.3529
22.07. | 20 | 1775.3597
22.07. | 21 | 1914.1911
22.07. | 22 | 1935.2262
22.07. | 23 | 1931.0192
22.07. | 24 | 1998.3314
23.07. | 1 | 2019.3664
23.07. | 2 | 2010.9524
23.07. | 3 | 2006.7454
23.07. | 4 | 2027.7805
23.07. | 5 | 2069.8506
23.07. | 6 | 2132.9558
23.07. | 7 | 2158.1979
23.07. | 8 | 2175.0259
23.07. | 9 | 2107.7137
23.07. | 10 | 2040.4015
23.07. | 11 | 2015.1594
23.07. | 12 | 1973.0893
23.07. | 13 | 1943.6402
23.07. | 14 | 1935.2262
23.07. | 15 | 1914.1911
23.07. | 16 | 1909.9841
23.07. | 17 | 1914.1911
23.07. | 18 | 1939.4332
23.07. | 19 | 2053.0225
23.07. | 20 | 2128.7488
23.07. | 21 | 2158.1979
23.07. | 22 | 2179.2329
23.07. | 23 | 2179.2329
23.07. | 24 | 2137.1628
24.07. | 1 | 2137.1628
24.07. | 2 | 2128.7488
24.07. | 3 | 2132.9558
24.07. | 4 | 2132.9558
24.07. | 5 | 2132.9558
24.07. | 6 | 2170.8189
24.07. | 7 | 2170.8189
24.07. | 8 | 2153.9909
24.07. | 9 | 2128.7488
24.07. | 10 | 2061.4366
24.07. | 11 | 2019.3664
24.07. | 12 | 1981.5033
24.07. | 13 | 1989.9173
24.07. | 14 | 1985.7103
24.07. | 15 | 1981.5033
24.07. | 16 | 1985.7103
24.07. | 17 | 1994.1244
24.07. | 18 | 2036.1945
24.07. | 19 | 2107.7137
24.07. | 20 | 2170.8189
24.07. | 21 | 2196.061
24.07. | 22 | 2204.475
24.07. | 23 | 2208.682
24.07. | 24 | 2242.3381
25.07. | 1 | 2229.7171
25.07. | 2 | 2225.5101
25.07. | 3 | 2221.3031
25.07. | 4 | 2204.475
25.07. | 5 | 2208.682
25.07. | 6 | 2233.9241
25.07. | 7 | 2229.7171
25.07. | 8 | 2221.3031
25.07. | 9 | 2191.854
25.07. | 10 | 2145.5768
25.07. | 11 | 2095.0927
25.07. | 12 | 2099.2997
25.07. | 13 | 2099.2997
25.07. | 14 | 2090.8857
25.07. | 15 | 2086.6786
25.07. | 16 | 2111.9207
25.07. | 17 | 2111.9207
25.07. | 18 | 2141.3698
25.07. | 19 | 2200.268
25.07. | 20 | 2233.9241
25.07. | 21 | 2259.1662
25.07. | 22 | 2254.9592
25.07. | 23 | 2259.1662
25.07. | 24 | 2250.7522
26.07. | 1 | 2238.1311
26.07. | 2 | 2233.9241
26.07. | 3 | 2242.3381
26.07. | 4 | 2238.1311
26.07. | 5 | 2242.3381
26.07. | 6 | 2263.3732
26.07. | 7 | 2267.5802
26.07. | 8 | 2263.3732
26.07. | 9 | 2175.0259
26.07. | 10 | 2103.5067
26.07. | 11 | 2074.0576
26.07. | 12 | 2036.1945
26.07. | 13 | 2053.0225
26.07. | 14 | 2031.9875
26.07. | 15 | 1981.5033
26.07. | 16 | 1994.1244
26.07. | 17 | 2015.1594
26.07. | 18 | 2078.2646
26.07. | 19 | 2196.061
26.07. | 20 | 2271.7872
26.07. | 21 | 2284.4083
26.07. | 22 | 2305.4433
26.07. | 23 | 2305.4433
26.07. | 24 | 2292.8223
27.07. | 1 | 2271.7872
27.07. | 2 | 2259.1662
27.07. | 3 | 2267.5802
27.07. | 4 | 2271.7872
27.07. | 5 | 2271.7872
27.07. | 6 | 2301.2363
27.07. | 7 | 2309.6504
27.07. | 8 | 2305.4433
27.07. | 9 | 2280.2013
27.07. | 10 | 2175.0259
27.07. | 11 | 2124.5418
27.07. | 12 | 2090.8857
27.07. | 13 | 2074.0576
27.07. | 14 | 2057.2296
27.07. | 15 | 2048.8155
27.07. | 16 | 2048.8155
27.07. | 17 | 2057.2296
27.07. | 18 | 2103.5067
27.07. | 19 | 2208.682
27.07. | 20 | 2263.3732
27.07. | 21 | 2271.7872
27.07. | 22 | 2280.2013
27.07. | 23 | 2275.9942
27.07. | 24 | 2229.7171
28.07. | 1 | 2217.0961
28.07. | 2 | 2212.889
28.07. | 3 | 2217.0961
28.07. | 4 | 2208.682
28.07. | 5 | 2200.268
28.07. | 6 | 2145.5768
28.07. | 7 | 2145.5768
28.07. | 8 | 2128.7488
28.07. | 9 | 1994.1244
28.07. | 10 | 1825.8438
28.07. | 11 | 1766.9456
28.07. | 12 | 1644.9422
28.07. | 13 | 1543.9739
28.07. | 14 | 1531.3529
28.07. | 15 | 1531.3529
28.07. | 16 | 1527.1459
28.07. | 17 | 1594.4581
28.07. | 18 | 1758.5316
28.07. | 19 | 1851.0859
28.07. | 20 | 1989.9173
28.07. | 21 | 2027.7805
28.07. | 22 | 2040.4015
28.07. | 23 | 2044.6085
28.07. | 24 | 2019.3664
29.07. | 1 | 2019.3664
29.07. | 2 | 2019.3664
29.07. | 3 | 2023.5734
29.07. | 4 | 2023.5734
29.07. | 5 | 2015.1594
29.07. | 6 | 2015.1594
29.07. | 7 | 2010.9524
29.07. | 8 | 1893.156
29.07. | 9 | 1699.6334
29.07. | 10 | 1430.3846
29.07. | 11 | 1400.9355
29.07. | 12 | 1375.6934
29.07. | 13 | 1375.6934
29.07. | 14 | 1371.4864
29.07. | 15 | 1367.2794
29.07. | 16 | 1358.8653
29.07. | 17 | 1375.6934
29.07. | 18 | 1560.802
29.07. | 19 | 1745.9106
29.07. | 20 | 1935.2262
29.07. | 21 | 1956.2612
29.07. | 22 | 1964.6753
29.07. | 23 | 1981.5033
29.07. | 24 | 2010.9524
30.07. | 1 | 2040.4015
30.07. | 2 | 2044.6085
30.07. | 3 | 2065.6436
30.07. | 4 | 2095.0927
30.07. | 5 | 2116.1277
30.07. | 6 | 2170.8189
30.07. | 7 | 2187.647
30.07. | 8 | 2204.475
30.07. | 9 | 2187.647
30.07. | 10 | 2103.5067
30.07. | 11 | 2074.0576
30.07. | 12 | 2036.1945
30.07. | 13 | 2048.8155
30.07. | 14 | 2044.6085
30.07. | 15 | 2044.6085
30.07. | 16 | 2040.4015
30.07. | 17 | 2074.0576
30.07. | 18 | 2086.6786
30.07. | 19 | 2166.6119
30.07. | 20 | 2191.854
30.07. | 21 | 2208.682
30.07. | 22 | 2204.475
30.07. | 23 | 2212.889
30.07. | 24 | 2162.4049
31.07. | 1 | 2149.7838
31.07. | 2 | 2137.1628
31.07. | 3 | 2124.5418
31.07. | 4 | 2124.5418
31.07. | 5 | 2124.5418
31.07. | 6 | 2149.7838
31.07. | 7 | 2158.1979
31.07. | 8 | 2145.5768
31.07. | 9 | 2103.5067
31.07. | 10 | 2044.6085
31.07. | 11 | 1985.7103
31.07. | 12 | 1939.4332
31.07. | 13 | 1939.4332
31.07. | 14 | 1935.2262
31.07. | 15 | 1943.6402
31.07. | 16 | 1939.4332
31.07. | 17 | 1960.4682
31.07. | 18 | 1989.9173
31.07. | 19 | 2116.1277
31.07. | 20 | 2200.268
31.07. | 21 | 2212.889
31.07. | 22 | 2217.0961
31.07. | 23 | 2212.889
31.07. | 24 | 2179.2329
01.08. | 1 | 2166.6119
01.08. | 2 | 2158.1979
01.08. | 3 | 2162.4049
01.08. | 4 | 2166.6119
01.08. | 5 | 2175.0259
01.08. | 6 | 2179.2329
01.08. | 7 | 2170.8189
01.08. | 8 | 2141.3698
01.08. | 9 | 2061.4366
01.08. | 10 | 1981.5033
01.08. | 11 | 1960.4682
01.08. | 12 | 1943.6402
01.08. | 13 | 1918.3981
01.08. | 14 | 1884.742
01.08. | 15 | 1876.328
01.08. | 16 | 1888.949
01.08. | 17 | 1914.1911
01.08. | 18 | 1964.6753
01.08. | 19 | 2095.0927
01.08. | 20 | 2170.8189
01.08. | 21 | 2196.061
01.08. | 22 | 2200.268
01.08. | 23 | 2187.647
01.08. | 24 | 2162.4049
02.08. | 1 | 2158.1979
02.08. | 2 | 2145.5768
02.08. | 3 | 2145.5768
02.08. | 4 | 2145.5768
02.08. | 5 | 2153.9909
02.08. | 6 | 2170.8189
02.08. | 7 | 2187.647
02.08. | 8 | 2166.6119
02.08. | 9 | 2090.8857
02.08. | 10 | 2002.5384
02.08. | 11 | 1901.5701
02.08. | 12 | 1880.535
02.08. | 13 | 1876.328
02.08. | 14 | 1859.4999
02.08. | 15 | 1851.0859
02.08. | 16 | 1855.2929
02.08. | 17 | 1918.3981
02.08. | 18 | 1973.0893
02.08. | 19 | 2061.4366
02.08. | 20 | 2141.3698
02.08. | 21 | 2170.8189
02.08. | 22 | 2175.0259
02.08. | 23 | 2137.1628
02.08. | 24 | 2137.1628
03.08. | 1 | 2124.5418
03.08. | 2 | 2120.3348
03.08. | 3 | 2082.4716
03.08. | 4 | 2099.2997
03.08. | 5 | 2116.1277
03.08. | 6 | 2132.9558
03.08. | 7 | 2141.3698
03.08. | 8 | 2099.2997
03.08. | 9 | 2036.1945
03.08. | 10 | 1838.4649
03.08. | 11 | 1771.1526
03.08. | 12 | 1745.9106
03.08. | 13 | 1729.0825
03.08. | 14 | 1716.4615
03.08. | 15 | 1687.0124
03.08. | 16 | 1674.3913
03.08. | 17 | 1682.8054
03.08. | 18 | 1724.8755
03.08. | 19 | 1905.7771
03.08. | 20 | 1989.9173
03.08. | 21 | 2027.7805
03.08. | 22 | 2065.6436
03.08. | 23 | 2057.2296
03.08. | 24 | 2053.0225
04.08. | 1 | 2082.4716
04.08. | 2 | 2082.4716
04.08. | 3 | 2074.0576
04.08. | 4 | 2053.0225
04.08. | 5 | 2036.1945
04.08. | 6 | 1998.3314
04.08. | 7 | 1985.7103
04.08. | 8 | 1956.2612
04.08. | 9 | 1720.6685
04.08. | 10 | 1468.2477
04.08. | 11 | 1392.5214
04.08. | 12 | 1325.2092
04.08. | 13 | 1308.3812
04.08. | 14 | 1299.9671
04.08. | 15 | 1295.7601
04.08. | 16 | 1287.3461
04.08. | 17 | 1291.5531
04.08. | 18 | 1447.2126
04.08. | 19 | 1653.3563
04.08. | 20 | 1792.1877
04.08. | 21 | 1867.9139
04.08. | 22 | 1880.535
04.08. | 23 | 1872.121
04.08. | 24 | 1809.0158
05.08. | 1 | 1716.4615
05.08. | 2 | 1678.5983
05.08. | 3 | 1678.5983
05.08. | 4 | 1640.7352
05.08. | 5 | 1628.1142
05.08. | 6 | 1632.3212
05.08. | 7 | 1632.3212
05.08. | 8 | 1594.4581
05.08. | 9 | 1430.3846
05.08. | 10 | 1215.8269
05.08. | 11 | 1186.3778
05.08. | 12 | 1182.1708
05.08. | 13 | 1182.1708
05.08. | 14 | 1177.9638
05.08. | 15 | 1182.1708
05.08. | 16 | 1169.5497
05.08. | 17 | 1186.3778
05.08. | 18 | 1342.0373
05.08. | 19 | 1518.7318
05.08. | 20 | 1762.7386
05.08. | 21 | 1804.8087
05.08. | 22 | 1817.4298
05.08. | 23 | 1813.2228
05.08. | 24 | 1825.8438
06.08. | 1 | 1804.8087
06.08. | 2 | 1800.6017
06.08. | 3 | 1809.0158
06.08. | 4 | 1809.0158
06.08. | 5 | 1872.121
06.08. | 6 | 1914.1911
06.08. | 7 | 1952.0542
06.08. | 8 | 1956.2612
06.08. | 9 | 1897.363
06.08. | 10 | 1809.0158
06.08. | 11 | 1787.9807
06.08. | 12 | 1775.3597
06.08. | 13 | 1771.1526
06.08. | 14 | 1779.5667
06.08. | 15 | 1775.3597
06.08. | 16 | 1787.9807
06.08. | 17 | 1825.8438
06.08. | 18 | 1943.6402
06.08. | 19 | 2002.5384
06.08. | 20 | 2044.6085
06.08. | 21 | 2061.4366
06.08. | 22 | 2074.0576
06.08. | 23 | 2078.2646
06.08. | 24 | 2069.8506
07.08. | 1 | 2065.6436
07.08. | 2 | 2069.8506
07.08. | 3 | 2065.6436
07.08. | 4 | 2048.8155
07.08. | 5 | 2065.6436
07.08. | 6 | 2082.4716
07.08. | 7 | 2090.8857
07.08. | 8 | 2095.0927
07.08. | 9 | 2057.2296
07.08. | 10 | 1952.0542
07.08. | 11 | 1939.4332
07.08. | 12 | 1943.6402
07.08. | 13 | 1935.2262
07.08. | 14 | 1926.8121
07.08. | 15 | 1931.0192
07.08. | 16 | 1926.8121
07.08. | 17 | 1926.8121
07.08. | 18 | 2006.7454
07.08. | 19 | 2044.6085
07.08. | 20 | 2086.6786
07.08. | 21 | 2116.1277
07.08. | 22 | 2111.9207
07.08. | 23 | 2107.7137
07.08. | 24 | 2061.4366
08.08. | 1 | 2057.2296
08.08. | 2 | 2065.6436
08.08. | 3 | 2057.2296
08.08. | 4 | 2048.8155
08.08. | 5 | 2048.8155
08.08. | 6 | 2057.2296
08.08. | 7 | 2061.4366
08.08. | 8 | 2057.2296
08.08. | 9 | 2010.9524
08.08. | 10 | 1956.2612
08.08. | 11 | 1914.1911
08.08. | 12 | 1901.5701
08.08. | 13 | 1897.363
08.08. | 14 | 1893.156
08.08. | 15 | 1901.5701
08.08. | 16 | 1901.5701
08.08. | 17 | 1905.7771
08.08. | 18 | 1964.6753
08.08. | 19 | 1985.7103
08.08. | 20 | 2031.9875
08.08. | 21 | 2040.4015
08.08. | 22 | 2065.6436
08.08. | 23 | 2057.2296
08.08. | 24 | 2044.6085
09.08. | 1 | 2027.7805
09.08. | 2 | 2027.7805
09.08. | 3 | 2031.9875
09.08. | 4 | 2031.9875
09.08. | 5 | 2036.1945
09.08. | 6 | 2036.1945
09.08. | 7 | 2031.9875
09.08. | 8 | 2023.5734
09.08. | 9 | 2036.1945
09.08. | 10 | 1981.5033
09.08. | 11 | 1893.156
09.08. | 12 | 1893.156
09.08. | 13 | 1880.535
09.08. | 14 | 1880.535
09.08. | 15 | 1893.156
09.08. | 16 | 1893.156
09.08. | 17 | 1909.9841
09.08. | 18 | 1981.5033
09.08. | 19 | 2036.1945
09.08. | 20 | 2095.0927
09.08. | 21 | 2103.5067
09.08. | 22 | 2107.7137
09.08. | 23 | 2111.9207
09.08. | 24 | 2095.0927
10.08. | 1 | 2095.0927
10.08. | 2 | 2086.6786
10.08. | 3 | 2086.6786
10.08. | 4 | 2086.6786
10.08. | 5 | 2090.8857
10.08. | 6 | 2095.0927
10.08. | 7 | 2107.7137
10.08. | 8 | 2103.5067
10.08. | 9 | 2078.2646
10.08. | 10 | 2015.1594
10.08. | 11 | 1935.2262
10.08. | 12 | 1909.9841
10.08. | 13 | 1905.7771
10.08. | 14 | 1901.5701
10.08. | 15 | 1901.5701
10.08. | 16 | 1897.363
10.08. | 17 | 1914.1911
10.08. | 18 | 1952.0542
10.08. | 19 | 1998.3314
10.08. | 20 | 2031.9875
10.08. | 21 | 2040.4015
10.08. | 22 | 2040.4015
10.08. | 23 | 2031.9875
10.08. | 24 | 1981.5033
11.08. | 1 | 1960.4682
11.08. | 2 | 1947.8472
11.08. | 3 | 1947.8472
11.08. | 4 | 1918.3981
11.08. | 5 | 1893.156
11.08. | 6 | 1859.4999
11.08. | 7 | 1863.7069
11.08. | 8 | 1838.4649
11.08. | 9 | 1619.7002
11.08. | 10 | 1384.1074
11.08. | 11 | 1325.2092
11.08. | 12 | 1312.5882
11.08. | 13 | 1312.5882
11.08. | 14 | 1316.7952
11.08. | 15 | 1316.7952
11.08. | 16 | 1312.5882
11.08. | 17 | 1321.0022
11.08. | 18 | 1413.5565
11.08. | 19 | 1615.4931
11.08. | 20 | 1750.1176
11.08. | 21 | 1775.3597
11.08. | 22 | 1796.3947
11.08. | 23 | 1800.6017
11.08. | 24 | 1762.7386
12.08. | 1 | 1741.7035
12.08. | 2 | 1737.4965
12.08. | 3 | 1733.2895
12.08. | 4 | 1741.7035
12.08. | 5 | 1745.9106
12.08. | 6 | 1754.3246
12.08. | 7 | 1754.3246
12.08. | 8 | 1712.2545
12.08. | 9 | 1413.5565
12.08. | 10 | 1190.5848
12.08. | 11 | 1161.1357
12.08. | 12 | 1152.7217
12.08. | 13 | 1156.9287
12.08. | 14 | 1152.7217
12.08. | 15 | 1152.7217
12.08. | 16 | 1135.8936
12.08. | 17 | 1262.104
12.08. | 18 | 1358.8653
12.08. | 19 | 1590.2511
12.08. | 20 | 1745.9106
12.08. | 21 | 1783.7737
12.08. | 22 | 1796.3947
12.08. | 23 | 1796.3947
12.08. | 24 | 1838.4649
13.08. | 1 | 1846.8789
13.08. | 2 | 1846.8789
13.08. | 3 | 1846.8789
13.08. | 4 | 1846.8789
13.08. | 5 | 1846.8789
13.08. | 6 | 1876.328
13.08. | 7 | 1897.363
13.08. | 8 | 1914.1911
13.08. | 9 | 1893.156
13.08. | 10 | 1817.4298
13.08. | 11 | 1699.6334
13.08. | 12 | 1678.5983
13.08. | 13 | 1691.2194
13.08. | 14 | 1687.0124
13.08. | 15 | 1670.1843
13.08. | 16 | 1674.3913
13.08. | 17 | 1687.0124
13.08. | 18 | 1771.1526
13.08. | 19 | 1893.156
13.08. | 20 | 1922.6051
13.08. | 21 | 1939.4332
13.08. | 22 | 1943.6402
13.08. | 23 | 1947.8472
13.08. | 24 | 1952.0542
14.08. | 1 | 1947.8472
14.08. | 2 | 1926.8121
14.08. | 3 | 1926.8121
14.08. | 4 | 1918.3981
14.08. | 5 | 1922.6051
14.08. | 6 | 1939.4332
14.08. | 7 | 1947.8472
14.08. | 8 | 1931.0192
14.08. | 9 | 1872.121
14.08. | 10 | 1842.6719
14.08. | 11 | 1754.3246
14.08. | 12 | 1745.9106
14.08. | 13 | 1712.2545
14.08. | 14 | 1699.6334
14.08. | 15 | 1691.2194
14.08. | 16 | 1695.4264
14.08. | 17 | 1720.6685
14.08. | 18 | 1804.8087
14.08. | 19 | 1905.7771
14.08. | 20 | 1952.0542
14.08. | 21 | 1960.4682
14.08. | 22 | 1964.6753
14.08. | 23 | 1960.4682
14.08. | 24 | 1960.4682
15.08. | 1 | 1939.4332
15.08. | 2 | 1926.8121
15.08. | 3 | 1926.8121
15.08. | 4 | 1939.4332
15.08. | 5 | 1947.8472
15.08. | 6 | 1989.9173
15.08. | 7 | 2002.5384
15.08. | 8 | 2006.7454
15.08. | 9 | 1952.0542
15.08. | 10 | 1817.4298
15.08. | 11 | 1733.2895
15.08. | 12 | 1708.0474
15.08. | 13 | 1699.6334
15.08. | 14 | 1699.6334
15.08. | 15 | 1687.0124
15.08. | 16 | 1691.2194
15.08. | 17 | 1699.6334
15.08. | 18 | 1779.5667
15.08. | 19 | 1872.121
15.08. | 20 | 1922.6051
15.08. | 21 | 1960.4682
15.08. | 22 | 1998.3314
15.08. | 23 | 1981.5033
15.08. | 24 | 1830.0508
16.08. | 1 | 1779.5667
16.08. | 2 | 1771.1526
16.08. | 3 | 1779.5667
16.08. | 4 | 1775.3597
16.08. | 5 | 1754.3246
16.08. | 6 | 1750.1176
16.08. | 7 | 1762.7386
16.08. | 8 | 1678.5983
16.08. | 9 | 1506.1108
16.08. | 10 | 1434.5916
16.08. | 11 | 1379.9004
16.08. | 12 | 1384.1074
16.08. | 13 | 1379.9004
16.08. | 14 | 1384.1074
16.08. | 15 | 1384.1074
16.08. | 16 | 1379.9004
16.08. | 17 | 1392.5214
16.08. | 18 | 1421.9705
16.08. | 19 | 1623.9072
16.08. | 20 | 1830.0508
16.08. | 21 | 1872.121
16.08. | 22 | 1884.742
16.08. | 23 | 1884.742
16.08. | 24 | 1880.535
17.08. | 1 | 1884.742
17.08. | 2 | 1888.949
17.08. | 3 | 1880.535
17.08. | 4 | 1876.328
17.08. | 5 | 1884.742
17.08. | 6 | 1901.5701
17.08. | 7 | 1905.7771
17.08. | 8 | 1893.156
17.08. | 9 | 1699.6334
17.08. | 10 | 1632.3212
17.08. | 11 | 1602.8721
17.08. | 12 | 1548.1809
17.08. | 13 | 1535.5599
17.08. | 14 | 1543.9739
17.08. | 15 | 1548.1809
17.08. | 16 | 1577.63
17.08. | 17 | 1594.4581
17.08. | 18 | 1649.1493
17.08. | 19 | 1842.6719
17.08. | 20 | 1939.4332
17.08. | 21 | 1956.2612
17.08. | 22 | 1964.6753
17.08. | 23 | 1964.6753
17.08. | 24 | 1905.7771
18.08. | 1 | 1901.5701
18.08. | 2 | 1897.363
18.08. | 3 | 1897.363
18.08. | 4 | 1876.328
18.08. | 5 | 1851.0859
18.08. | 6 | 1813.2228
18.08. | 7 | 1813.2228
18.08. | 8 | 1779.5667
18.08. | 9 | 1602.8721
18.08. | 10 | 1489.2827
18.08. | 11 | 1443.0056
18.08. | 12 | 1375.6934
18.08. | 13 | 1375.6934
18.08. | 14 | 1367.2794
18.08. | 15 | 1354.6583
18.08. | 16 | 1358.8653
18.08. | 17 | 1392.5214
18.08. | 18 | 1501.9038
18.08. | 19 | 1670.1843
18.08. | 20 | 1733.2895
18.08. | 21 | 1758.5316
18.08. | 22 | 1762.7386
18.08. | 23 | 1762.7386
18.08. | 24 | 1750.1176
19.08. | 1 | 1750.1176
19.08. | 2 | 1750.1176
19.08. | 3 | 1733.2895
19.08. | 4 | 1691.2194
19.08. | 5 | 1670.1843
19.08. | 6 | 1649.1493
19.08. | 7 | 1632.3212
19.08. | 8 | 1552.3879
19.08. | 9 | 1405.1425
19.08. | 10 | 1316.7952
19.08. | 11 | 1291.5531
19.08. | 12 | 1257.897
19.08. | 13 | 1257.897
19.08. | 14 | 1253.69
19.08. | 15 | 1245.276
19.08. | 16 | 1241.069
19.08. | 17 | 1262.104
19.08. | 18 | 1337.8303
19.08. | 19 | 1497.6968
19.08. | 20 | 1678.5983
19.08. | 21 | 1750.1176
19.08. | 22 | 1771.1526
19.08. | 23 | 1771.1526
19.08. | 24 | 1762.7386
20.08. | 1 | 1703.8404
20.08. | 2 | 1699.6334
20.08. | 3 | 1691.2194
20.08. | 4 | 1712.2545
20.08. | 5 | 1754.3246
20.08. | 6 | 1838.4649
20.08. | 7 | 1918.3981
20.08. | 8 | 1931.0192
20.08. | 9 | 1909.9841
20.08. | 10 | 1804.8087
20.08. | 11 | 1758.5316
20.08. | 12 | 1741.7035
20.08. | 13 | 1750.1176
20.08. | 14 | 1745.9106
20.08. | 15 | 1737.4965
20.08. | 16 | 1745.9106
20.08. | 17 | 1813.2228
20.08. | 18 | 1926.8121
20.08. | 19 | 1968.8823
20.08. | 20 | 2015.1594
20.08. | 21 | 2023.5734
20.08. | 22 | 2027.7805
20.08. | 23 | 2006.7454
20.08. | 24 | 2031.9875
21.08. | 1 | 2023.5734
21.08. | 2 | 2002.5384
21.08. | 3 | 2006.7454
21.08. | 4 | 2002.5384
21.08. | 5 | 2002.5384
21.08. | 6 | 2010.9524
21.08. | 7 | 2036.1945
21.08. | 8 | 2031.9875
21.08. | 9 | 1960.4682
21.08. | 10 | 1804.8087
21.08. | 11 | 1766.9456
21.08. | 12 | 1712.2545
21.08. | 13 | 1699.6334
21.08. | 14 | 1695.4264
21.08. | 15 | 1699.6334
21.08. | 16 | 1691.2194
21.08. | 17 | 1741.7035
21.08. | 18 | 1771.1526
21.08. | 19 | 1952.0542
21.08. | 20 | 2015.1594
21.08. | 21 | 2065.6436
21.08. | 22 | 2057.2296
21.08. | 23 | 2057.2296
21.08. | 24 | 2044.6085
22.08. | 1 | 1989.9173
22.08. | 2 | 1964.6753
22.08. | 3 | 1918.3981
22.08. | 4 | 1914.1911
22.08. | 5 | 1909.9841
22.08. | 6 | 1973.0893
22.08. | 7 | 2002.5384
22.08. | 8 | 1998.3314
22.08. | 9 | 1838.4649
22.08. | 10 | 1712.2545
22.08. | 11 | 1682.8054
22.08. | 12 | 1644.9422
22.08. | 13 | 1657.5633
22.08. | 14 | 1674.3913
22.08. | 15 | 1691.2194
22.08. | 16 | 1766.9456
22.08. | 17 | 1821.6368
22.08. | 18 | 1926.8121
22.08. | 19 | 2023.5734
22.08. | 20 | 2069.8506
22.08. | 21 | 2099.2997
22.08. | 22 | 2099.2997
22.08. | 23 | 2086.6786
22.08. | 24 | 2095.0927
23.08. | 1 | 2090.8857
23.08. | 2 | 2082.4716
23.08. | 3 | 2082.4716
23.08. | 4 | 2078.2646
23.08. | 5 | 2086.6786
23.08. | 6 | 2099.2997
23.08. | 7 | 2111.9207
23.08. | 8 | 2111.9207
23.08. | 9 | 2074.0576
23.08. | 10 | 2010.9524
23.08. | 11 | 1931.0192
23.08. | 12 | 1947.8472
23.08. | 13 | 1947.8472
23.08. | 14 | 1939.4332
23.08. | 15 | 1914.1911
23.08. | 16 | 1901.5701
23.08. | 17 | 1914.1911
23.08. | 18 | 1964.6753
23.08. | 19 | 2057.2296
23.08. | 20 | 2111.9207
23.08. | 21 | 2137.1628
23.08. | 22 | 2128.7488
23.08. | 23 | 2137.1628
23.08. | 24 | 2124.5418
24.08. | 1 | 2107.7137
24.08. | 2 | 2111.9207
24.08. | 3 | 2116.1277
24.08. | 4 | 2111.9207
24.08. | 5 | 2111.9207
24.08. | 6 | 2137.1628
24.08. | 7 | 2162.4049
24.08. | 8 | 2158.1979
24.08. | 9 | 2149.7838
24.08. | 10 | 2065.6436
24.08. | 11 | 1985.7103
24.08. | 12 | 1973.0893
24.08. | 13 | 1956.2612
24.08. | 14 | 1943.6402
24.08. | 15 | 1926.8121
24.08. | 16 | 1931.0192
24.08. | 17 | 1943.6402
24.08. | 18 | 2027.7805
24.08. | 19 | 2116.1277
24.08. | 20 | 2145.5768
24.08. | 21 | 2158.1979
24.08. | 22 | 2166.6119
24.08. | 23 | 2153.9909
24.08. | 24 | 2103.5067
25.08. | 1 | 2095.0927
25.08. | 2 | 2095.0927
25.08. | 3 | 2095.0927
25.08. | 4 | 2082.4716
25.08. | 5 | 2061.4366
25.08. | 6 | 1985.7103
25.08. | 7 | 1977.2963
25.08. | 8 | 1884.742
25.08. | 9 | 1602.8721
25.08. | 10 | 1527.1459
25.08. | 11 | 1497.6968
25.08. | 12 | 1493.4898
25.08. | 13 | 1489.2827
25.08. | 14 | 1476.6617
25.08. | 15 | 1464.0407
25.08. | 16 | 1464.0407
25.08. | 17 | 1476.6617
25.08. | 18 | 1493.4898
25.08. | 19 | 1682.8054
25.08. | 20 | 1804.8087
25.08. | 21 | 1825.8438
25.08. | 22 | 1830.0508
25.08. | 23 | 1830.0508
25.08. | 24 | 1703.8404
26.08. | 1 | 1632.3212
26.08. | 2 | 1552.3879
26.08. | 3 | 1485.0757
26.08. | 4 | 1451.4196
26.08. | 5 | 1455.6266
26.08. | 6 | 1434.5916
26.08. | 7 | 1405.1425
26.08. | 8 | 1228.4479
26.08. | 9 | 1148.5147
26.08. | 10 | 1043.3393
26.08. | 11 | 1013.8902
26.08. | 12 | 1001.2692
26.08. | 13 | 1022.3043
26.08. | 14 | 1018.0972
26.08. | 15 | 1022.3043
26.08. | 16 | 1022.3043
26.08. | 17 | 1093.8235
26.08. | 18 | 1123.2726
26.08. | 19 | 1363.0723
26.08. | 20 | 1687.0124
26.08. | 21 | 1733.2895
26.08. | 22 | 1779.5667
26.08. | 23 | 1779.5667
26.08. | 24 | 1766.9456
27.08. | 1 | 1775.3597
27.08. | 2 | 1733.2895
27.08. | 3 | 1733.2895
27.08. | 4 | 1745.9106
27.08. | 5 | 1779.5667
27.08. | 6 | 1888.949
27.08. | 7 | 1918.3981
27.08. | 8 | 1931.0192
27.08. | 9 | 1859.4999
27.08. | 10 | 1783.7737
27.08. | 11 | 1737.4965
27.08. | 12 | 1754.3246
27.08. | 13 | 1754.3246
27.08. | 14 | 1745.9106
27.08. | 15 | 1720.6685
27.08. | 16 | 1720.6685
27.08. | 17 | 1804.8087
27.08. | 18 | 1909.9841
27.08. | 19 | 2023.5734
27.08. | 20 | 2090.8857
27.08. | 21 | 2103.5067
27.08. | 22 | 2124.5418
27.08. | 23 | 2111.9207
27.08. | 24 | 2095.0927
28.08. | 1 | 2086.6786
28.08. | 2 | 2082.4716
28.08. | 3 | 2082.4716
28.08. | 4 | 2078.2646
28.08. | 5 | 2086.6786
28.08. | 6 | 2103.5067
28.08. | 7 | 2086.6786
28.08. | 8 | 2061.4366
28.08. | 9 | 2048.8155
28.08. | 10 | 1956.2612
28.08. | 11 | 1893.156
28.08. | 12 | 1872.121
28.08. | 13 | 1876.328
28.08. | 14 | 1867.9139
28.08. | 15 | 1867.9139
28.08. | 16 | 1880.535
28.08. | 17 | 1943.6402
28.08. | 18 | 1985.7103
28.08. | 19 | 2057.2296
28.08. | 20 | 2099.2997
28.08. | 21 | 2116.1277
28.08. | 22 | 2137.1628
28.08. | 23 | 2132.9558
28.08. | 24 | 2090.8857
29.08. | 1 | 2099.2997
29.08. | 2 | 2074.0576
29.08. | 3 | 2074.0576
29.08. | 4 | 2074.0576
29.08. | 5 | 2078.2646
29.08. | 6 | 2120.3348
29.08. | 7 | 2149.7838
29.08. | 8 | 2158.1979
29.08. | 9 | 2132.9558
29.08. | 10 | 2065.6436
29.08. | 11 | 1952.0542
29.08. | 12 | 1918.3981
29.08. | 13 | 1918.3981
29.08. | 14 | 1918.3981
29.08. | 15 | 1901.5701
29.08. | 16 | 1905.7771
29.08. | 17 | 1964.6753
29.08. | 18 | 2048.8155
29.08. | 19 | 2107.7137
29.08. | 20 | 2137.1628
29.08. | 21 | 2145.5768
29.08. | 22 | 2175.0259
29.08. | 23 | 2170.8189
29.08. | 24 | 2170.8189
30.08. | 1 | 2162.4049
30.08. | 2 | 2149.7838
30.08. | 3 | 2153.9909
30.08. | 4 | 2158.1979
30.08. | 5 | 2162.4049
30.08. | 6 | 2183.44
30.08. | 7 | 2200.268
30.08. | 8 | 2183.44
30.08. | 9 | 2162.4049
30.08. | 10 | 2095.0927
30.08. | 11 | 2074.0576
30.08. | 12 | 2053.0225
30.08. | 13 | 2048.8155
30.08. | 14 | 2044.6085
30.08. | 15 | 2040.4015
30.08. | 16 | 2044.6085
30.08. | 17 | 2082.4716
30.08. | 18 | 2099.2997
30.08. | 19 | 2141.3698
30.08. | 20 | 2175.0259
30.08. | 21 | 2187.647
30.08. | 22 | 2196.061
30.08. | 23 | 2175.0259
30.08. | 24 | 2175.0259
31.08. | 1 | 2170.8189
31.08. | 2 | 2162.4049
31.08. | 3 | 2166.6119
31.08. | 4 | 2162.4049
31.08. | 5 | 2166.6119
31.08. | 6 | 2179.2329
31.08. | 7 | 2191.854
31.08. | 8 | 2183.44
31.08. | 9 | 2166.6119
31.08. | 10 | 2120.3348
31.08. | 11 | 2082.4716
31.08. | 12 | 2057.2296
31.08. | 13 | 2048.8155
31.08. | 14 | 2010.9524
31.08. | 15 | 2027.7805
31.08. | 16 | 2036.1945
31.08. | 17 | 2036.1945
31.08. | 18 | 2120.3348
31.08. | 19 | 2149.7838
31.08. | 20 | 2175.0259
31.08. | 21 | 2175.0259
31.08. | 22 | 2162.4049
31.08. | 23 | 2158.1979
31.08. | 24 | 2116.1277
01.09. | 1 | 2095.0927
01.09. | 2 | 2090.8857
01.09. | 3 | 2090.8857
01.09. | 4 | 2090.8857
01.09. | 5 | 2069.8506
01.09. | 6 | 2040.4015
01.09. | 7 | 2053.0225
01.09. | 8 | 2061.4366
01.09. | 9 | 2044.6085
01.09. | 10 | 2010.9524
01.09. | 11 | 1935.2262
01.09. | 12 | 1872.121
01.09. | 13 | 1888.949
01.09. | 14 | 1872.121
01.09. | 15 | 1855.2929
01.09. | 16 | 1855.2929
01.09. | 17 | 1914.1911
01.09. | 18 | 1973.0893
01.09. | 19 | 1994.1244
01.09. | 20 | 2015.1594
01.09. | 21 | 2023.5734
01.09. | 22 | 2027.7805
01.09. | 23 | 2006.7454
01.09. | 24 | 2002.5384
02.09. | 1 | 2002.5384
02.09. | 2 | 1960.4682
02.09. | 3 | 1947.8472
02.09. | 4 | 1926.8121
02.09. | 5 | 1926.8121
02.09. | 6 | 1918.3981
02.09. | 7 | 1909.9841
02.09. | 8 | 1901.5701
02.09. | 9 | 1830.0508
02.09. | 10 | 1586.0441
02.09. | 11 | 1426.1775
02.09. | 12 | 1375.6934
02.09. | 13 | 1363.0723
02.09. | 14 | 1363.0723
02.09. | 15 | 1358.8653
02.09. | 16 | 1363.0723
02.09. | 17 | 1493.4898
02.09. | 18 | 1636.5282
02.09. | 19 | 1830.0508
02.09. | 20 | 1926.8121
02.09. | 21 | 1943.6402
02.09. | 22 | 1947.8472
02.09. | 23 | 1935.2262
02.09. | 24 | 1876.328
03.09. | 1 | 1838.4649
03.09. | 2 | 1796.3947
03.09. | 3 | 1813.2228
03.09. | 4 | 1830.0508
03.09. | 5 | 1872.121
03.09. | 6 | 1985.7103
03.09. | 7 | 2036.1945
03.09. | 8 | 2053.0225
03.09. | 9 | 2040.4015
03.09. | 10 | 1989.9173
03.09. | 11 | 1956.2612
03.09. | 12 | 1952.0542
03.09. | 13 | 1935.2262
03.09. | 14 | 1897.363
03.09. | 15 | 1893.156
03.09. | 16 | 1901.5701
03.09. | 17 | 1926.8121
03.09. | 18 | 2053.0225
03.09. | 19 | 2158.1979
03.09. | 20 | 2179.2329
03.09. | 21 | 2179.2329
03.09. | 22 | 2183.44
03.09. | 23 | 2158.1979
03.09. | 24 | 2103.5067
04.09. | 1 | 2086.6786
04.09. | 2 | 2074.0576
04.09. | 3 | 2057.2296
04.09. | 4 | 2053.0225
04.09. | 5 | 2074.0576
04.09. | 6 | 2090.8857
04.09. | 7 | 2111.9207
04.09. | 8 | 2103.5067
04.09. | 9 | 2086.6786
04.09. | 10 | 2027.7805
04.09. | 11 | 1998.3314
04.09. | 12 | 1956.2612
04.09. | 13 | 1943.6402
04.09. | 14 | 1931.0192
04.09. | 15 | 1935.2262
04.09. | 16 | 1973.0893
04.09. | 17 | 2031.9875
04.09. | 18 | 2103.5067
04.09. | 19 | 2137.1628
04.09. | 20 | 2179.2329
04.09. | 21 | 2200.268
04.09. | 22 | 2204.475
04.09. | 23 | 2183.44
04.09. | 24 | 2145.5768
05.09. | 1 | 2128.7488
05.09. | 2 | 2120.3348
05.09. | 3 | 2107.7137
05.09. | 4 | 2103.5067
05.09. | 5 | 2111.9207
05.09. | 6 | 2141.3698
05.09. | 7 | 2153.9909
05.09. | 8 | 2141.3698
05.09. | 9 | 2124.5418
05.09. | 10 | 2040.4015
05.09. | 11 | 1952.0542
05.09. | 12 | 1914.1911
05.09. | 13 | 1909.9841
05.09. | 14 | 1855.2929
05.09. | 15 | 1863.7069
05.09. | 16 | 1876.328
05.09. | 17 | 1926.8121
05.09. | 18 | 2023.5734
05.09. | 19 | 2145.5768
05.09. | 20 | 2183.44
05.09. | 21 | 2191.854
05.09. | 22 | 2187.647
05.09. | 23 | 2166.6119
05.09. | 24 | 2149.7838
06.09. | 1 | 2145.5768
06.09. | 2 | 2111.9207
06.09. | 3 | 2103.5067
06.09. | 4 | 2107.7137
06.09. | 5 | 2128.7488
06.09. | 6 | 2158.1979
06.09. | 7 | 2183.44
06.09. | 8 | 2179.2329
06.09. | 9 | 2162.4049
06.09. | 10 | 2099.2997
06.09. | 11 | 2069.8506
06.09. | 12 | 2061.4366
06.09. | 13 | 2044.6085
06.09. | 14 | 2044.6085
06.09. | 15 | 2057.2296
06.09. | 16 | 2057.2296
06.09. | 17 | 2124.5418
06.09. | 18 | 2179.2329
06.09. | 19 | 2225.5101
06.09. | 20 | 2267.5802
06.09. | 21 | 2271.7872
06.09. | 22 | 2271.7872
06.09. | 23 | 2242.3381
06.09. | 24 | 2212.889
07.09. | 1 | 2208.682
07.09. | 2 | 2196.061
07.09. | 3 | 2191.854
07.09. | 4 | 2196.061
07.09. | 5 | 2187.647
07.09. | 6 | 2179.2329
07.09. | 7 | 2191.854
07.09. | 8 | 2196.061
07.09. | 9 | 2166.6119
07.09. | 10 | 2090.8857
07.09. | 11 | 2010.9524
07.09. | 12 | 1935.2262
07.09. | 13 | 1855.2929
07.09. | 14 | 1809.0158
07.09. | 15 | 1800.6017
07.09. | 16 | 1809.0158
07.09. | 17 | 1855.2929
07.09. | 18 | 2015.1594
07.09. | 19 | 2141.3698
07.09. | 20 | 2179.2329
07.09. | 21 | 2187.647
07.09. | 22 | 2183.44
07.09. | 23 | 2183.44
07.09. | 24 | 2132.9558
08.09. | 1 | 2124.5418
08.09. | 2 | 2120.3348
08.09. | 3 | 2099.2997
08.09. | 4 | 2090.8857
08.09. | 5 | 2090.8857
08.09. | 6 | 2078.2646
08.09. | 7 | 2078.2646
08.09. | 8 | 2065.6436
08.09. | 9 | 1947.8472
08.09. | 10 | 1754.3246
08.09. | 11 | 1594.4581
08.09. | 12 | 1594.4581
08.09. | 13 | 1577.63
08.09. | 14 | 1560.802
08.09. | 15 | 1560.802
08.09. | 16 | 1594.4581
08.09. | 17 | 1729.0825
08.09. | 18 | 1939.4332
08.09. | 19 | 2053.0225
08.09. | 20 | 2082.4716
08.09. | 21 | 2103.5067
08.09. | 22 | 2107.7137
08.09. | 23 | 2107.7137
08.09. | 24 | 2078.2646
09.09. | 1 | 2074.0576
09.09. | 2 | 2074.0576
09.09. | 3 | 2069.8506
09.09. | 4 | 2078.2646
09.09. | 5 | 2065.6436
09.09. | 6 | 2069.8506
09.09. | 7 | 2082.4716
09.09. | 8 | 2065.6436
09.09. | 9 | 1973.0893
09.09. | 10 | 1661.7703
09.09. | 11 | 1590.2511
09.09. | 12 | 1581.837
09.09. | 13 | 1552.3879
09.09. | 14 | 1548.1809
09.09. | 15 | 1552.3879
09.09. | 16 | 1552.3879
09.09. | 17 | 1598.6651
09.09. | 18 | 1657.5633
09.09. | 19 | 1935.2262
09.09. | 20 | 2053.0225
09.09. | 21 | 2090.8857
09.09. | 22 | 2107.7137
09.09. | 23 | 2099.2997
09.09. | 24 | 2103.5067
10.09. | 1 | 2111.9207
10.09. | 2 | 2111.9207
10.09. | 3 | 2111.9207
10.09. | 4 | 2116.1277
10.09. | 5 | 2111.9207
10.09. | 6 | 2162.4049
10.09. | 7 | 2187.647
10.09. | 8 | 2196.061
10.09. | 9 | 2162.4049
10.09. | 10 | 2057.2296
10.09. | 11 | 1893.156
10.09. | 12 | 1817.4298
10.09. | 13 | 1800.6017
10.09. | 14 | 1800.6017
10.09. | 15 | 1800.6017
10.09. | 16 | 1804.8087
10.09. | 17 | 1846.8789
10.09. | 18 | 2023.5734
10.09. | 19 | 2149.7838
10.09. | 20 | 2191.854
10.09. | 21 | 2204.475
10.09. | 22 | 2200.268
10.09. | 23 | 2187.647
10.09. | 24 | 2149.7838
11.09. | 1 | 2153.9909
11.09. | 2 | 2153.9909
11.09. | 3 | 2141.3698
11.09. | 4 | 2141.3698
11.09. | 5 | 2149.7838
11.09. | 6 | 2166.6119
11.09. | 7 | 2166.6119
11.09. | 8 | 2145.5768
11.09. | 9 | 2124.5418
11.09. | 10 | 1981.5033
11.09. | 11 | 1813.2228
11.09. | 12 | 1796.3947
11.09. | 13 | 1796.3947
11.09. | 14 | 1792.1877
11.09. | 15 | 1783.7737
11.09. | 16 | 1783.7737
11.09. | 17 | 1821.6368
11.09. | 18 | 1939.4332
11.09. | 19 | 2120.3348
11.09. | 20 | 2149.7838
11.09. | 21 | 2162.4049
11.09. | 22 | 2162.4049
11.09. | 23 | 2141.3698
11.09. | 24 | 2082.4716
12.09. | 1 | 2048.8155
12.09. | 2 | 2040.4015
12.09. | 3 | 2048.8155
12.09. | 4 | 2061.4366
12.09. | 5 | 2065.6436
12.09. | 6 | 2107.7137
12.09. | 7 | 2175.0259
12.09. | 8 | 2183.44
12.09. | 9 | 2145.5768
12.09. | 10 | 2015.1594
12.09. | 11 | 1897.363
12.09. | 12 | 1851.0859
12.09. | 13 | 1842.6719
12.09. | 14 | 1851.0859
12.09. | 15 | 1846.8789
12.09. | 16 | 1859.4999
12.09. | 17 | 1935.2262
12.09. | 18 | 2116.1277
12.09. | 19 | 2191.854
12.09. | 20 | 2229.7171
12.09. | 21 | 2204.475
12.09. | 22 | 2208.682
12.09. | 23 | 2204.475
12.09. | 24 | 2196.061
13.09. | 1 | 2187.647
13.09. | 2 | 2179.2329
13.09. | 3 | 2191.854
13.09. | 4 | 2191.854
13.09. | 5 | 2196.061
13.09. | 6 | 2250.7522
13.09. | 7 | 2271.7872
13.09. | 8 | 2275.9942
13.09. | 9 | 2267.5802
13.09. | 10 | 2187.647
13.09. | 11 | 2031.9875
13.09. | 12 | 1981.5033
13.09. | 13 | 1897.363
13.09. | 14 | 1872.121
13.09. | 15 | 1872.121
13.09. | 16 | 1867.9139
13.09. | 17 | 1922.6051
13.09. | 18 | 2078.2646
13.09. | 19 | 2217.0961
13.09. | 20 | 2267.5802
13.09. | 21 | 2275.9942
13.09. | 22 | 2288.6153
13.09. | 23 | 2275.9942
13.09. | 24 | 2208.682
14.09. | 1 | 2187.647
14.09. | 2 | 2179.2329
14.09. | 3 | 2179.2329
14.09. | 4 | 2175.0259
14.09. | 5 | 2183.44
14.09. | 6 | 2229.7171
14.09. | 7 | 2246.5452
14.09. | 8 | 2246.5452
14.09. | 9 | 2124.5418
14.09. | 10 | 1851.0859
14.09. | 11 | 1821.6368
14.09. | 12 | 1775.3597
14.09. | 13 | 1762.7386
14.09. | 14 | 1724.8755
14.09. | 15 | 1699.6334
14.09. | 16 | 1695.4264
14.09. | 17 | 1754.3246
14.09. | 18 | 1787.9807
14.09. | 19 | 2006.7454
14.09. | 20 | 2057.2296
14.09. | 21 | 2061.4366
14.09. | 22 | 2048.8155
14.09. | 23 | 2027.7805
14.09. | 24 | 1918.3981
15.09. | 1 | 1914.1911
15.09. | 2 | 1893.156
15.09. | 3 | 1863.7069
15.09. | 4 | 1855.2929
15.09. | 5 | 1834.2578
15.09. | 6 | 1834.2578
15.09. | 7 | 1834.2578
15.09. | 8 | 1842.6719
15.09. | 9 | 1821.6368
15.09. | 10 | 1581.837
15.09. | 11 | 1535.5599
15.09. | 12 | 1514.5248
15.09. | 13 | 1510.3178
15.09. | 14 | 1485.0757
15.09. | 15 | 1480.8687
15.09. | 16 | 1485.0757
15.09. | 17 | 1522.9389
15.09. | 18 | 1762.7386
15.09. | 19 | 1872.121
15.09. | 20 | 1888.949
15.09. | 21 | 1893.156
15.09. | 22 | 1893.156
15.09. | 23 | 1884.742
15.09. | 24 | 1741.7035
16.09. | 1 | 1716.4615
16.09. | 2 | 1674.3913
16.09. | 3 | 1636.5282
16.09. | 4 | 1636.5282
16.09. | 5 | 1632.3212
16.09. | 6 | 1611.2861
16.09. | 7 | 1611.2861
16.09. | 8 | 1510.3178
16.09. | 9 | 1409.3495
16.09. | 10 | 1295.7601
16.09. | 11 | 1262.104
16.09. | 12 | 1194.7918
16.09. | 13 | 1194.7918
16.09. | 14 | 1190.5848
16.09. | 15 | 1190.5848
16.09. | 16 | 1190.5848
16.09. | 17 | 1198.9988
16.09. | 18 | 1291.5531
16.09. | 19 | 1569.216
16.09. | 20 | 1729.0825
16.09. | 21 | 1737.4965
16.09. | 22 | 1737.4965
16.09. | 23 | 1716.4615
16.09. | 24 | 1556.595
17.09. | 1 | 1552.3879
17.09. | 2 | 1556.595
17.09. | 3 | 1560.802
17.09. | 4 | 1577.63
17.09. | 5 | 1594.4581
17.09. | 6 | 1695.4264
17.09. | 7 | 1779.5667
17.09. | 8 | 1796.3947
17.09. | 9 | 1758.5316
17.09. | 10 | 1665.9773
17.09. | 11 | 1619.7002
17.09. | 12 | 1590.2511
17.09. | 13 | 1586.0441
17.09. | 14 | 1586.0441
17.09. | 15 | 1581.837
17.09. | 16 | 1586.0441
17.09. | 17 | 1653.3563
17.09. | 18 | 1750.1176
17.09. | 19 | 1863.7069
17.09. | 20 | 1901.5701
17.09. | 21 | 1905.7771
17.09. | 22 | 1872.121
17.09. | 23 | 1813.2228
17.09. | 24 | 1678.5983
18.09. | 1 | 1661.7703
18.09. | 2 | 1653.3563
18.09. | 3 | 1649.1493
18.09. | 4 | 1640.7352
18.09. | 5 | 1653.3563
18.09. | 6 | 1695.4264
18.09. | 7 | 1720.6685
18.09. | 8 | 1729.0825
18.09. | 9 | 1678.5983
18.09. | 10 | 1590.2511
18.09. | 11 | 1586.0441
18.09. | 12 | 1573.423
18.09. | 13 | 1569.216
18.09. | 14 | 1556.595
18.09. | 15 | 1569.216
18.09. | 16 | 1569.216
18.09. | 17 | 1590.2511
18.09. | 18 | 1682.8054
18.09. | 19 | 1876.328
18.09. | 20 | 1968.8823
18.09. | 21 | 1956.2612
18.09. | 22 | 1939.4332
18.09. | 23 | 1931.0192
18.09. | 24 | 1985.7103
19.09. | 1 | 2006.7454
19.09. | 2 | 1998.3314
19.09. | 3 | 1985.7103
19.09. | 4 | 2002.5384
19.09. | 5 | 2023.5734
19.09. | 6 | 2078.2646
19.09. | 7 | 2086.6786
19.09. | 8 | 2082.4716
19.09. | 9 | 2061.4366
19.09. | 10 | 1994.1244
19.09. | 11 | 1855.2929
19.09. | 12 | 1851.0859
19.09. | 13 | 1830.0508
19.09. | 14 | 1779.5667
19.09. | 15 | 1762.7386
19.09. | 16 | 1762.7386
19.09. | 17 | 1842.6719
19.09. | 18 | 1952.0542
19.09. | 19 | 2074.0576
19.09. | 20 | 2107.7137
19.09. | 21 | 2111.9207
19.09. | 22 | 2124.5418
19.09. | 23 | 2069.8506
19.09. | 24 | 2006.7454
20.09. | 1 | 1985.7103
20.09. | 2 | 1964.6753
20.09. | 3 | 1943.6402
20.09. | 4 | 1952.0542
20.09. | 5 | 1977.2963
20.09. | 6 | 2010.9524
20.09. | 7 | 2116.1277
20.09. | 8 | 2116.1277
20.09. | 9 | 2107.7137
20.09. | 10 | 2103.5067
20.09. | 11 | 2086.6786
20.09. | 12 | 2053.0225
20.09. | 13 | 2040.4015
20.09. | 14 | 2031.9875
20.09. | 15 | 2031.9875
20.09. | 16 | 2048.8155
20.09. | 17 | 2120.3348
20.09. | 18 | 2183.44
20.09. | 19 | 2254.9592
20.09. | 20 | 2259.1662
20.09. | 21 | 2246.5452
20.09. | 22 | 2229.7171
20.09. | 23 | 2196.061
20.09. | 24 | 2200.268
21.09. | 1 | 2183.44
21.09. | 2 | 2179.2329
21.09. | 3 | 2175.0259
21.09. | 4 | 2179.2329
21.09. | 5 | 2200.268
21.09. | 6 | 2250.7522
21.09. | 7 | 2263.3732
21.09. | 8 | 2263.3732
21.09. | 9 | 2259.1662
21.09. | 10 | 2183.44
21.09. | 11 | 2128.7488
21.09. | 12 | 2103.5067
21.09. | 13 | 2078.2646
21.09. | 14 | 2057.2296
21.09. | 15 | 2061.4366
21.09. | 16 | 2057.2296
21.09. | 17 | 2086.6786
21.09. | 18 | 2196.061
21.09. | 19 | 2267.5802
21.09. | 20 | 2284.4083
21.09. | 21 | 2275.9942
21.09. | 22 | 2238.1311
21.09. | 23 | 2225.5101
21.09. | 24 | 2132.9558
22.09. | 1 | 2128.7488
22.09. | 2 | 2141.3698
22.09. | 3 | 2141.3698
22.09. | 4 | 2132.9558
22.09. | 5 | 2132.9558
22.09. | 6 | 2132.9558
22.09. | 7 | 2162.4049
22.09. | 8 | 2166.6119
22.09. | 9 | 2107.7137
22.09. | 10 | 1985.7103
22.09. | 11 | 1914.1911
22.09. | 12 | 1830.0508
22.09. | 13 | 1733.2895
22.09. | 14 | 1653.3563
22.09. | 15 | 1649.1493
22.09. | 16 | 1649.1493
22.09. | 17 | 1762.7386
22.09. | 18 | 1989.9173
22.09. | 19 | 2078.2646
22.09. | 20 | 2137.1628
22.09. | 21 | 2141.3698
22.09. | 22 | 2141.3698
22.09. | 23 | 2128.7488
22.09. | 24 | 2116.1277
23.09. | 1 | 2111.9207
23.09. | 2 | 2111.9207
23.09. | 3 | 2107.7137
23.09. | 4 | 2103.5067
23.09. | 5 | 2107.7137
23.09. | 6 | 2116.1277
23.09. | 7 | 2111.9207
23.09. | 8 | 2069.8506
23.09. | 9 | 1884.742
23.09. | 10 | 1611.2861
23.09. | 11 | 1493.4898
23.09. | 12 | 1430.3846
23.09. | 13 | 1417.7635
23.09. | 14 | 1413.5565
23.09. | 15 | 1392.5214
23.09. | 16 | 1413.5565
23.09. | 17 | 1476.6617
23.09. | 18 | 1783.7737
23.09. | 19 | 2044.6085
23.09. | 20 | 2107.7137
23.09. | 21 | 2128.7488
23.09. | 22 | 2132.9558
23.09. | 23 | 2132.9558
23.09. | 24 | 2128.7488
24.09. | 1 | 2107.7137
24.09. | 2 | 2107.7137
24.09. | 3 | 2128.7488
24.09. | 4 | 2158.1979
24.09. | 5 | 2158.1979
24.09. | 6 | 2212.889
24.09. | 7 | 2242.3381
24.09. | 8 | 2250.7522
24.09. | 9 | 2238.1311
24.09. | 10 | 2137.1628
24.09. | 11 | 1994.1244
24.09. | 12 | 1922.6051
24.09. | 13 | 1905.7771
24.09. | 14 | 1846.8789
24.09. | 15 | 1855.2929
24.09. | 16 | 1876.328
24.09. | 17 | 1960.4682
24.09. | 18 | 2175.0259
24.09. | 19 | 2263.3732
24.09. | 20 | 2280.2013
24.09. | 21 | 2288.6153
24.09. | 22 | 2280.2013
24.09. | 23 | 2263.3732
24.09. | 24 | 2221.3031
25.09. | 1 | 2187.647
25.09. | 2 | 2183.44
25.09. | 3 | 2170.8189
25.09. | 4 | 2175.0259
25.09. | 5 | 2200.268
25.09. | 6 | 2200.268
25.09. | 7 | 2217.0961
25.09. | 8 | 2238.1311
25.09. | 9 | 2229.7171
25.09. | 10 | 2103.5067
25.09. | 11 | 2057.2296
25.09. | 12 | 1998.3314
25.09. | 13 | 1998.3314
25.09. | 14 | 1998.3314
25.09. | 15 | 2010.9524
25.09. | 16 | 2027.7805
25.09. | 17 | 2162.4049
25.09. | 18 | 2225.5101
25.09. | 19 | 2288.6153
25.09. | 20 | 2309.6504
25.09. | 21 | 2305.4433
25.09. | 22 | 2301.2363
25.09. | 23 | 2292.8223
25.09. | 24 | 2200.268
26.09. | 1 | 2149.7838
26.09. | 2 | 2107.7137
26.09. | 3 | 2095.0927
26.09. | 4 | 2078.2646
26.09. | 5 | 2078.2646
26.09. | 6 | 2116.1277
26.09. | 7 | 2162.4049
26.09. | 8 | 2158.1979
26.09. | 9 | 2107.7137
26.09. | 10 | 1977.2963
26.09. | 11 | 1876.328
26.09. | 12 | 1741.7035
26.09. | 13 | 1716.4615
26.09. | 14 | 1699.6334
26.09. | 15 | 1699.6334
26.09. | 16 | 1695.4264
26.09. | 17 | 1716.4615
26.09. | 18 | 1863.7069
26.09. | 19 | 2061.4366
26.09. | 20 | 2103.5067
26.09. | 21 | 2107.7137
26.09. | 22 | 2065.6436
26.09. | 23 | 1968.8823
26.09. | 24 | 1733.2895
27.09. | 1 | 1724.8755
27.09. | 2 | 1712.2545
27.09. | 3 | 1699.6334
27.09. | 4 | 1699.6334
27.09. | 5 | 1720.6685
27.09. | 6 | 1787.9807
27.09. | 7 | 1851.0859
27.09. | 8 | 1851.0859
27.09. | 9 | 1825.8438
27.09. | 10 | 1611.2861
27.09. | 11 | 1565.009
27.09. | 12 | 1501.9038
27.09. | 13 | 1497.6968
27.09. | 14 | 1493.4898
27.09. | 15 | 1501.9038
27.09. | 16 | 1497.6968
27.09. | 17 | 1522.9389
27.09. | 18 | 1687.0124
27.09. | 19 | 1855.2929
27.09. | 20 | 1901.5701
27.09. | 21 | 1901.5701
27.09. | 22 | 1876.328
27.09. | 23 | 1842.6719
27.09. | 24 | 1670.1843
28.09. | 1 | 1665.9773
28.09. | 2 | 1657.5633
28.09. | 3 | 1661.7703
28.09. | 4 | 1665.9773
28.09. | 5 | 1665.9773
28.09. | 6 | 1687.0124
28.09. | 7 | 1720.6685
28.09. | 8 | 1729.0825
28.09. | 9 | 1699.6334
28.09. | 10 | 1640.7352
28.09. | 11 | 1573.423
28.09. | 12 | 1581.837
28.09. | 13 | 1539.7669
28.09. | 14 | 1556.595
28.09. | 15 | 1565.009
28.09. | 16 | 1556.595
28.09. | 17 | 1619.7002
28.09. | 18 | 1733.2895
28.09. | 19 | 1939.4332
28.09. | 20 | 1981.5033
28.09. | 21 | 1977.2963
28.09. | 22 | 1952.0542
28.09. | 23 | 1952.0542
28.09. | 24 | 1851.0859
29.09. | 1 | 1825.8438
29.09. | 2 | 1754.3246
29.09. | 3 | 1724.8755
29.09. | 4 | 1708.0474
29.09. | 5 | 1691.2194
29.09. | 6 | 1678.5983
29.09. | 7 | 1691.2194
29.09. | 8 | 1661.7703
29.09. | 9 | 1560.802
29.09. | 10 | 1417.7635
29.09. | 11 | 1316.7952
29.09. | 12 | 1274.7251
29.09. | 13 | 1278.9321
29.09. | 14 | 1270.518
29.09. | 15 | 1278.9321
29.09. | 16 | 1371.4864
29.09. | 17 | 1421.9705
29.09. | 18 | 1636.5282
29.09. | 19 | 1842.6719
29.09. | 20 | 1888.949
29.09. | 21 | 1893.156
29.09. | 22 | 1872.121
29.09. | 23 | 1884.742
29.09. | 24 | 1779.5667
30.09. | 1 | 1762.7386
30.09. | 2 | 1733.2895
30.09. | 3 | 1687.0124
30.09. | 4 | 1632.3212
30.09. | 5 | 1628.1142
30.09. | 6 | 1649.1493
30.09. | 7 | 1661.7703
30.09. | 8 | 1653.3563
30.09. | 9 | 1485.0757
30.09. | 10 | 1257.897
30.09. | 11 | 1224.2409
30.09. | 12 | 1207.4128
30.09. | 13 | 1194.7918
30.09. | 14 | 1194.7918
30.09. | 15 | 1203.2058
30.09. | 16 | 1211.6199
30.09. | 17 | 1346.2443
30.09. | 18 | 1501.9038
30.09. | 19 | 1737.4965
30.09. | 20 | 1834.2578
30.09. | 21 | 1855.2929
30.09. | 22 | 1867.9139
30.09. | 23 | 1867.9139
30.09. | 24 | 1973.0893
01.10. | 1 | 1985.7103
01.10. | 2 | 1960.4682
01.10. | 3 | 1956.2612
01.10. | 4 | 1964.6753
01.10. | 5 | 1985.7103
01.10. | 6 | 2048.8155
01.10. | 7 | 2069.8506
01.10. | 8 | 2078.2646
01.10. | 9 | 2061.4366
01.10. | 10 | 1897.363
01.10. | 11 | 1758.5316
01.10. | 12 | 1737.4965
01.10. | 13 | 1729.0825
01.10. | 14 | 1733.2895
01.10. | 15 | 1737.4965
01.10. | 16 | 1758.5316
01.10. | 17 | 1830.0508
01.10. | 18 | 2120.3348
01.10. | 19 | 2166.6119
01.10. | 20 | 2191.854
01.10. | 21 | 2212.889
01.10. | 22 | 2208.682
01.10. | 23 | 2196.061
01.10. | 24 | 2196.061
02.10. | 1 | 2217.0961
02.10. | 2 | 2204.475
02.10. | 3 | 2179.2329
02.10. | 4 | 2149.7838
02.10. | 5 | 2170.8189
02.10. | 6 | 2196.061
02.10. | 7 | 2229.7171
02.10. | 8 | 2204.475
02.10. | 9 | 2183.44
02.10. | 10 | 2149.7838
02.10. | 11 | 2002.5384
02.10. | 12 | 1914.1911
02.10. | 13 | 1872.121
02.10. | 14 | 1830.0508
02.10. | 15 | 1787.9807
02.10. | 16 | 1804.8087
02.10. | 17 | 1914.1911
02.10. | 18 | 2074.0576
02.10. | 19 | 2183.44
02.10. | 20 | 2191.854
02.10. | 21 | 2191.854
02.10. | 22 | 2200.268
02.10. | 23 | 2158.1979
02.10. | 24 | 2107.7137
03.10. | 1 | 2107.7137
03.10. | 2 | 2103.5067
03.10. | 3 | 2103.5067
03.10. | 4 | 2099.2997
03.10. | 5 | 2095.0927
03.10. | 6 | 2149.7838
03.10. | 7 | 2158.1979
03.10. | 8 | 2162.4049
03.10. | 9 | 2153.9909
03.10. | 10 | 2090.8857
03.10. | 11 | 2082.4716
03.10. | 12 | 2053.0225
03.10. | 13 | 2006.7454
03.10. | 14 | 2002.5384
03.10. | 15 | 2010.9524
03.10. | 16 | 2015.1594
03.10. | 17 | 2036.1945
03.10. | 18 | 2175.0259
03.10. | 19 | 2221.3031
03.10. | 20 | 2242.3381
03.10. | 21 | 2238.1311
03.10. | 22 | 2225.5101
03.10. | 23 | 2175.0259
03.10. | 24 | 1859.4999
04.10. | 1 | 1830.0508
04.10. | 2 | 1825.8438
04.10. | 3 | 1825.8438
04.10. | 4 | 1821.6368
04.10. | 5 | 1834.2578
04.10. | 6 | 1935.2262
04.10. | 7 | 1973.0893
04.10. | 8 | 1985.7103
04.10. | 9 | 1964.6753
04.10. | 10 | 1813.2228
04.10. | 11 | 1762.7386
04.10. | 12 | 1741.7035
04.10. | 13 | 1737.4965
04.10. | 14 | 1729.0825
04.10. | 15 | 1729.0825
04.10. | 16 | 1737.4965
04.10. | 17 | 1809.0158
04.10. | 18 | 2015.1594
04.10. | 19 | 2158.1979
04.10. | 20 | 2200.268
04.10. | 21 | 2204.475
04.10. | 22 | 2187.647
04.10. | 23 | 2179.2329
04.10. | 24 | 2187.647
05.10. | 1 | 2183.44
05.10. | 2 | 2183.44
05.10. | 3 | 2175.0259
05.10. | 4 | 2183.44
05.10. | 5 | 2187.647
05.10. | 6 | 2208.682
05.10. | 7 | 2238.1311
05.10. | 8 | 2242.3381
05.10. | 9 | 2225.5101
05.10. | 10 | 2128.7488
05.10. | 11 | 2031.9875
05.10. | 12 | 1973.0893
05.10. | 13 | 1960.4682
05.10. | 14 | 1943.6402
05.10. | 15 | 1947.8472
05.10. | 16 | 1973.0893
05.10. | 17 | 2053.0225
05.10. | 18 | 2204.475
05.10. | 19 | 2246.5452
05.10. | 20 | 2259.1662
05.10. | 21 | 2259.1662
05.10. | 22 | 2259.1662
05.10. | 23 | 2250.7522
05.10. | 24 | 2090.8857
06.10. | 1 | 2057.2296
06.10. | 2 | 2048.8155
06.10. | 3 | 2053.0225
06.10. | 4 | 2044.6085
06.10. | 5 | 2044.6085
06.10. | 6 | 2048.8155
06.10. | 7 | 2065.6436
06.10. | 8 | 2078.2646
06.10. | 9 | 2006.7454
06.10. | 10 | 1712.2545
06.10. | 11 | 1581.837
06.10. | 12 | 1489.2827
06.10. | 13 | 1468.2477
06.10. | 14 | 1464.0407
06.10. | 15 | 1468.2477
06.10. | 16 | 1468.2477
06.10. | 17 | 1497.6968
06.10. | 18 | 1636.5282
06.10. | 19 | 1846.8789
06.10. | 20 | 1880.535
06.10. | 21 | 1872.121
06.10. | 22 | 1867.9139
06.10. | 23 | 1855.2929
06.10. | 24 | 1619.7002
07.10. | 1 | 1602.8721
07.10. | 2 | 1607.0791
07.10. | 3 | 1586.0441
07.10. | 4 | 1581.837
07.10. | 5 | 1581.837
07.10. | 6 | 1581.837
07.10. | 7 | 1581.837
07.10. | 8 | 1586.0441
07.10. | 9 | 1531.3529
07.10. | 10 | 1434.5916
07.10. | 11 | 1375.6934
07.10. | 12 | 1358.8653
07.10. | 13 | 1321.0022
07.10. | 14 | 1321.0022
07.10. | 15 | 1316.7952
07.10. | 16 | 1363.0723
07.10. | 17 | 1405.1425
07.10. | 18 | 1531.3529
07.10. | 19 | 1682.8054
07.10. | 20 | 1792.1877
07.10. | 21 | 1813.2228
07.10. | 22 | 1800.6017
07.10. | 23 | 1783.7737
07.10. | 24 | 1703.8404
08.10. | 1 | 1678.5983
08.10. | 2 | 1657.5633
08.10. | 3 | 1665.9773
08.10. | 4 | 1665.9773
08.10. | 5 | 1670.1843
08.10. | 6 | 1783.7737
08.10. | 7 | 1884.742
08.10. | 8 | 1926.8121
08.10. | 9 | 1914.1911
08.10. | 10 | 1817.4298
08.10. | 11 | 1724.8755
08.10. | 12 | 1657.5633
08.10. | 13 | 1636.5282
08.10. | 14 | 1628.1142
08.10. | 15 | 1619.7002
08.10. | 16 | 1615.4931
08.10. | 17 | 1665.9773
08.10. | 18 | 1787.9807
08.10. | 19 | 1842.6719
08.10. | 20 | 1867.9139
08.10. | 21 | 1863.7069
08.10. | 22 | 1855.2929
08.10. | 23 | 1821.6368
08.10. | 24 | 1632.3212
09.10. | 1 | 1615.4931
09.10. | 2 | 1611.2861
09.10. | 3 | 1611.2861
09.10. | 4 | 1615.4931
09.10. | 5 | 1623.9072
09.10. | 6 | 1649.1493
09.10. | 7 | 1703.8404
09.10. | 8 | 1712.2545
09.10. | 9 | 1670.1843
09.10. | 10 | 1611.2861
09.10. | 11 | 1518.7318
09.10. | 12 | 1497.6968
09.10. | 13 | 1501.9038
09.10. | 14 | 1514.5248
09.10. | 15 | 1514.5248
09.10. | 16 | 1539.7669
09.10. | 17 | 1560.802
09.10. | 18 | 1682.8054
09.10. | 19 | 1834.2578
09.10. | 20 | 1851.0859
09.10. | 21 | 1855.2929
09.10. | 22 | 1783.7737
09.10. | 23 | 1737.4965
09.10. | 24 | 1657.5633
10.10. | 1 | 1636.5282
10.10. | 2 | 1632.3212
10.10. | 3 | 1636.5282
10.10. | 4 | 1623.9072
10.10. | 5 | 1628.1142
10.10. | 6 | 1653.3563
10.10. | 7 | 1687.0124
10.10. | 8 | 1712.2545
10.10. | 9 | 1703.8404
10.10. | 10 | 1602.8721
10.10. | 11 | 1543.9739
10.10. | 12 | 1514.5248
10.10. | 13 | 1506.1108
10.10. | 14 | 1485.0757
10.10. | 15 | 1501.9038
10.10. | 16 | 1518.7318
10.10. | 17 | 1577.63
10.10. | 18 | 1674.3913
10.10. | 19 | 1716.4615
10.10. | 20 | 1741.7035
10.10. | 21 | 1729.0825
10.10. | 22 | 1724.8755
10.10. | 23 | 1708.0474
10.10. | 24 | 1670.1843
11.10. | 1 | 1661.7703
11.10. | 2 | 1661.7703
11.10. | 3 | 1653.3563
11.10. | 4 | 1661.7703
11.10. | 5 | 1712.2545
11.10. | 6 | 1792.1877
11.10. | 7 | 1973.0893
11.10. | 8 | 1994.1244
11.10. | 9 | 1989.9173
11.10. | 10 | 1914.1911
11.10. | 11 | 1674.3913
11.10. | 12 | 1628.1142
11.10. | 13 | 1632.3212
11.10. | 14 | 1632.3212
11.10. | 15 | 1640.7352
11.10. | 16 | 1712.2545
11.10. | 17 | 1876.328
11.10. | 18 | 2074.0576
11.10. | 19 | 2153.9909
11.10. | 20 | 2153.9909
11.10. | 21 | 2162.4049
11.10. | 22 | 2170.8189
11.10. | 23 | 2158.1979
11.10. | 24 | 2158.1979
12.10. | 1 | 2153.9909
12.10. | 2 | 2149.7838
12.10. | 3 | 2132.9558
12.10. | 4 | 2128.7488
12.10. | 5 | 2128.7488
12.10. | 6 | 2170.8189
12.10. | 7 | 2183.44
12.10. | 8 | 2170.8189
12.10. | 9 | 2141.3698
12.10. | 10 | 2019.3664
12.10. | 11 | 1943.6402
12.10. | 12 | 1922.6051
12.10. | 13 | 1901.5701
12.10. | 14 | 1897.363
12.10. | 15 | 1914.1911
12.10. | 16 | 1926.8121
12.10. | 17 | 2023.5734
12.10. | 18 | 2103.5067
12.10. | 19 | 2128.7488
12.10. | 20 | 2141.3698
12.10. | 21 | 2132.9558
12.10. | 22 | 2128.7488
12.10. | 23 | 2107.7137
12.10. | 24 | 1926.8121
13.10. | 1 | 1867.9139
13.10. | 2 | 1859.4999
13.10. | 3 | 1859.4999
13.10. | 4 | 1838.4649
13.10. | 5 | 1834.2578
13.10. | 6 | 1901.5701
13.10. | 7 | 1901.5701
13.10. | 8 | 1905.7771
13.10. | 9 | 1893.156
13.10. | 10 | 1872.121
13.10. | 11 | 1867.9139
13.10. | 12 | 1855.2929
13.10. | 13 | 1851.0859
13.10. | 14 | 1813.2228
13.10. | 15 | 1796.3947
13.10. | 16 | 1796.3947
13.10. | 17 | 1813.2228
13.10. | 18 | 1918.3981
13.10. | 19 | 1952.0542
13.10. | 20 | 1968.8823
13.10. | 21 | 1968.8823
13.10. | 22 | 1973.0893
13.10. | 23 | 1968.8823
13.10. | 24 | 1872.121
14.10. | 1 | 1830.0508
14.10. | 2 | 1809.0158
14.10. | 3 | 1809.0158
14.10. | 4 | 1804.8087
14.10. | 5 | 1821.6368
14.10. | 6 | 1817.4298
14.10. | 7 | 1821.6368
14.10. | 8 | 1817.4298
14.10. | 9 | 1703.8404
14.10. | 10 | 1539.7669
14.10. | 11 | 1480.8687
14.10. | 12 | 1447.2126
14.10. | 13 | 1443.0056
14.10. | 14 | 1438.7986
14.10. | 15 | 1434.5916
14.10. | 16 | 1443.0056
14.10. | 17 | 1598.6651
14.10. | 18 | 1779.5667
14.10. | 19 | 1922.6051
14.10. | 20 | 1964.6753
14.10. | 21 | 1977.2963
14.10. | 22 | 1977.2963
14.10. | 23 | 1977.2963
14.10. | 24 | 2002.5384
15.10. | 1 | 2006.7454
15.10. | 2 | 1977.2963
15.10. | 3 | 1994.1244
15.10. | 4 | 1998.3314
15.10. | 5 | 2023.5734
15.10. | 6 | 2107.7137
15.10. | 7 | 2208.682
15.10. | 8 | 2217.0961
15.10. | 9 | 2204.475
15.10. | 10 | 2183.44
15.10. | 11 | 2124.5418
15.10. | 12 | 2086.6786
15.10. | 13 | 2074.0576
15.10. | 14 | 2057.2296
15.10. | 15 | 2040.4015
15.10. | 16 | 2053.0225
15.10. | 17 | 2132.9558
15.10. | 18 | 2183.44
15.10. | 19 | 2212.889
15.10. | 20 | 2221.3031
15.10. | 21 | 2221.3031
15.10. | 22 | 2183.44
15.10. | 23 | 2158.1979
15.10. | 24 | 2040.4015
16.10. | 1 | 1985.7103
16.10. | 2 | 1943.6402
16.10. | 3 | 1939.4332
16.10. | 4 | 1926.8121
16.10. | 5 | 1931.0192
16.10. | 6 | 1998.3314
16.10. | 7 | 2103.5067
16.10. | 8 | 2128.7488
16.10. | 9 | 2111.9207
16.10. | 10 | 2048.8155
16.10. | 11 | 1973.0893
16.10. | 12 | 1846.8789
16.10. | 13 | 1796.3947
16.10. | 14 | 1783.7737
16.10. | 15 | 1783.7737
16.10. | 16 | 1800.6017
16.10. | 17 | 1825.8438
16.10. | 18 | 1914.1911
16.10. | 19 | 1943.6402
16.10. | 20 | 1960.4682
16.10. | 21 | 1952.0542
16.10. | 22 | 1914.1911
16.10. | 23 | 1859.4999
16.10. | 24 | 1476.6617
17.10. | 1 | 1434.5916
17.10. | 2 | 1409.3495
17.10. | 3 | 1388.3144
17.10. | 4 | 1379.9004
17.10. | 5 | 1379.9004
17.10. | 6 | 1421.9705
17.10. | 7 | 1489.2827
17.10. | 8 | 1535.5599
17.10. | 9 | 1485.0757
17.10. | 10 | 1405.1425
17.10. | 11 | 1371.4864
17.10. | 12 | 1312.5882
17.10. | 13 | 1321.0022
17.10. | 14 | 1321.0022
17.10. | 15 | 1337.8303
17.10. | 16 | 1350.4513
17.10. | 17 | 1421.9705
17.10. | 18 | 1602.8721
17.10. | 19 | 1678.5983
17.10. | 20 | 1687.0124
17.10. | 21 | 1691.2194
17.10. | 22 | 1640.7352
17.10. | 23 | 1598.6651
17.10. | 24 | 1565.009
18.10. | 1 | 1527.1459
18.10. | 2 | 1501.9038
18.10. | 3 | 1506.1108
18.10. | 4 | 1497.6968
18.10. | 5 | 1501.9038
18.10. | 6 | 1531.3529
18.10. | 7 | 1619.7002
18.10. | 8 | 1712.2545
18.10. | 9 | 1724.8755
18.10. | 10 | 1598.6651
18.10. | 11 | 1451.4196
18.10. | 12 | 1434.5916
18.10. | 13 | 1430.3846
18.10. | 14 | 1358.8653
18.10. | 15 | 1392.5214
18.10. | 16 | 1392.5214
18.10. | 17 | 1405.1425
18.10. | 18 | 1510.3178
18.10. | 19 | 1661.7703
18.10. | 20 | 1670.1843
18.10. | 21 | 1644.9422
18.10. | 22 | 1573.423
18.10. | 23 | 1506.1108
18.10. | 24 | 1321.0022
19.10. | 1 | 1304.1742
19.10. | 2 | 1299.9671
19.10. | 3 | 1287.3461
19.10. | 4 | 1283.1391
19.10. | 5 | 1299.9671
19.10. | 6 | 1358.8653
19.10. | 7 | 1400.9355
19.10. | 8 | 1409.3495
19.10. | 9 | 1409.3495
19.10. | 10 | 1287.3461
19.10. | 11 | 1186.3778
19.10. | 12 | 1152.7217
19.10. | 13 | 1156.9287
19.10. | 14 | 1161.1357
19.10. | 15 | 1161.1357
19.10. | 16 | 1169.5497
19.10. | 17 | 1278.9321
19.10. | 18 | 1434.5916
19.10. | 19 | 1518.7318
19.10. | 20 | 1539.7669
19.10. | 21 | 1543.9739
19.10. | 22 | 1506.1108
19.10. | 23 | 1459.8336
19.10. | 24 | 1400.9355
20.10. | 1 | 1371.4864
20.10. | 2 | 1308.3812
20.10. | 3 | 1316.7952
20.10. | 4 | 1291.5531
20.10. | 5 | 1283.1391
20.10. | 6 | 1299.9671
20.10. | 7 | 1316.7952
20.10. | 8 | 1358.8653
20.10. | 9 | 1350.4513
20.10. | 10 | 1266.311
20.10. | 11 | 1215.8269
20.10. | 12 | 1165.3427
20.10. | 13 | 1152.7217
20.10. | 14 | 1156.9287
20.10. | 15 | 1156.9287
20.10. | 16 | 1156.9287
20.10. | 17 | 1220.0339
20.10. | 18 | 1350.4513
20.10. | 19 | 1611.2861
20.10. | 20 | 1703.8404
20.10. | 21 | 1695.4264
20.10. | 22 | 1678.5983
20.10. | 23 | 1661.7703
20.10. | 24 | 1522.9389
21.10. | 1 | 1451.4196
21.10. | 2 | 1443.0056
21.10. | 3 | 1434.5916
21.10. | 4 | 1417.7635
21.10. | 5 | 1400.9355
21.10. | 6 | 1413.5565
21.10. | 7 | 1396.7284
21.10. | 8 | 1354.6583
21.10. | 9 | 1312.5882
21.10. | 10 | 1207.4128
21.10. | 11 | 1190.5848
21.10. | 12 | 1177.9638
21.10. | 13 | 1186.3778
21.10. | 14 | 1173.7567
21.10. | 15 | 1173.7567
21.10. | 16 | 1198.9988
21.10. | 17 | 1215.8269
21.10. | 18 | 1426.1775
21.10. | 19 | 1598.6651
21.10. | 20 | 1640.7352
21.10. | 21 | 1640.7352
21.10. | 22 | 1628.1142
21.10. | 23 | 1632.3212
21.10. | 24 | 1682.8054
22.10. | 1 | 1699.6334
22.10. | 2 | 1657.5633
22.10. | 3 | 1653.3563
22.10. | 4 | 1661.7703
22.10. | 5 | 1712.2545
22.10. | 6 | 1821.6368
22.10. | 7 | 2006.7454
22.10. | 8 | 2048.8155
22.10. | 9 | 2044.6085
22.10. | 10 | 2002.5384
22.10. | 11 | 1935.2262
22.10. | 12 | 1901.5701
22.10. | 13 | 1897.363
22.10. | 14 | 1880.535
22.10. | 15 | 1884.742
22.10. | 16 | 1931.0192
22.10. | 17 | 2048.8155
22.10. | 18 | 2128.7488
22.10. | 19 | 2170.8189
22.10. | 20 | 2200.268
22.10. | 21 | 2179.2329
22.10. | 22 | 2153.9909
22.10. | 23 | 2128.7488
22.10. | 24 | 2027.7805
23.10. | 1 | 1977.2963
23.10. | 2 | 1922.6051
23.10. | 3 | 1905.7771
23.10. | 4 | 1909.9841
23.10. | 5 | 1926.8121
23.10. | 6 | 1973.0893
23.10. | 7 | 2057.2296
23.10. | 8 | 2044.6085
23.10. | 9 | 2027.7805
23.10. | 10 | 1943.6402
23.10. | 11 | 1699.6334
23.10. | 12 | 1657.5633
23.10. | 13 | 1640.7352
23.10. | 14 | 1632.3212
23.10. | 15 | 1640.7352
23.10. | 16 | 1644.9422
23.10. | 17 | 1787.9807
23.10. | 18 | 1964.6753
23.10. | 19 | 2027.7805
23.10. | 20 | 2031.9875
23.10. | 21 | 2036.1945
23.10. | 22 | 2015.1594
23.10. | 23 | 1947.8472
23.10. | 24 | 1682.8054
24.10. | 1 | 1670.1843
24.10. | 2 | 1649.1493
24.10. | 3 | 1640.7352
24.10. | 4 | 1632.3212
24.10. | 5 | 1636.5282
24.10. | 6 | 1720.6685
24.10. | 7 | 1792.1877
24.10. | 8 | 1783.7737
24.10. | 9 | 1758.5316
24.10. | 10 | 1708.0474
24.10. | 11 | 1556.595
24.10. | 12 | 1514.5248
24.10. | 13 | 1489.2827
24.10. | 14 | 1489.2827
24.10. | 15 | 1489.2827
24.10. | 16 | 1510.3178
24.10. | 17 | 1602.8721
24.10. | 18 | 1733.2895
24.10. | 19 | 1800.6017
24.10. | 20 | 1796.3947
24.10. | 21 | 1796.3947
24.10. | 22 | 1787.9807
24.10. | 23 | 1729.0825
24.10. | 24 | 1552.3879
25.10. | 1 | 1539.7669
25.10. | 2 | 1535.5599
25.10. | 3 | 1531.3529
25.10. | 4 | 1531.3529
25.10. | 5 | 1539.7669
25.10. | 6 | 1573.423
25.10. | 7 | 1653.3563
25.10. | 8 | 1678.5983
25.10. | 9 | 1665.9773
25.10. | 10 | 1560.802
25.10. | 11 | 1485.0757
25.10. | 12 | 1417.7635
25.10. | 13 | 1379.9004
25.10. | 14 | 1363.0723
25.10. | 15 | 1354.6583
25.10. | 16 | 1354.6583
25.10. | 17 | 1447.2126
25.10. | 18 | 1556.595
25.10. | 19 | 1644.9422
25.10. | 20 | 1661.7703
25.10. | 21 | 1653.3563
25.10. | 22 | 1577.63
25.10. | 23 | 1539.7669
25.10. | 24 | 1266.311
26.10. | 1 | 1253.69
26.10. | 2 | 1232.6549
26.10. | 3 | 1232.6549
26.10. | 4 | 1224.2409
26.10. | 5 | 1224.2409
26.10. | 6 | 1257.897
26.10. | 7 | 1363.0723
26.10. | 8 | 1417.7635
26.10. | 9 | 1409.3495
26.10. | 10 | 1371.4864
26.10. | 11 | 1304.1742
26.10. | 12 | 1270.518
26.10. | 13 | 1249.483
26.10. | 14 | 1228.4479
26.10. | 15 | 1198.9988
26.10. | 16 | 1215.8269
26.10. | 17 | 1236.8619
26.10. | 18 | 1346.2443
26.10. | 19 | 1459.8336
26.10. | 20 | 1480.8687
26.10. | 21 | 1451.4196
26.10. | 22 | 1400.9355
26.10. | 23 | 1363.0723
26.10. | 24 | 1220.0339
27.10. | 1 | 1198.9988
27.10. | 2 | 1169.5497
27.10. | 3 | 1156.9287
27.10. | 4 | 1152.7217
27.10. | 5 | 1144.3076
27.10. | 6 | 1144.3076
27.10. | 7 | 1165.3427
27.10. | 8 | 1177.9638
27.10. | 9 | 1177.9638
27.10. | 10 | 1144.3076
27.10. | 11 | 1102.2375
27.10. | 12 | 1051.7533
27.10. | 13 | 1043.3393
27.10. | 14 | 1030.7183
27.10. | 15 | 1026.5113
27.10. | 16 | 1022.3043
27.10. | 17 | 1051.7533
27.10. | 18 | 1123.2726
27.10. | 19 | 1186.3778
27.10. | 20 | 1190.5848
27.10. | 21 | 1194.7918
27.10. | 22 | 1203.2058
27.10. | 23 | 1194.7918
27.10. | 24 | 1262.104
28.10. | 1 | 1241.069
28.10. | 2 | 1245.276
28.10. | 3 | 1236.8619
28.10. | 4 | 1228.4479
28.10. | 5 | 1220.0339
28.10. | 6 | 1220.0339
28.10. | 7 | 1232.6549
28.10. | 8 | 1232.6549
28.10. | 9 | 1224.2409
28.10. | 10 | 1152.7217
28.10. | 11 | 1093.8235
28.10. | 12 | 1085.4095
28.10. | 13 | 1060.1674
28.10. | 14 | 1060.1674
28.10. | 15 | 1072.7884
28.10. | 16 | 1089.6165
28.10. | 17 | 1102.2375
28.10. | 18 | 1198.9988
28.10. | 19 | 1287.3461
28.10. | 20 | 1350.4513
28.10. | 21 | 1396.7284
28.10. | 22 | 1384.1074
28.10. | 23 | 1358.8653
28.10. | 24 | 1295.7601
29.10. | 1 | 1224.2409
29.10. | 2 | 1198.9988
29.10. | 3 | 1198.9988
29.10. | 4 | 1207.4128
29.10. | 5 | 1215.8269
29.10. | 6 | 1224.2409
29.10. | 7 | 1333.6232
29.10. | 8 | 1413.5565
29.10. | 9 | 1447.2126
29.10. | 10 | 1413.5565
29.10. | 11 | 1392.5214
29.10. | 12 | 1329.4162
29.10. | 13 | 1325.2092
29.10. | 14 | 1325.2092
29.10. | 15 | 1329.4162
29.10. | 16 | 1337.8303
29.10. | 17 | 1472.4547
29.10. | 18 | 1586.0441
29.10. | 19 | 1644.9422
29.10. | 20 | 1682.8054
29.10. | 21 | 1670.1843
29.10. | 22 | 1674.3913
29.10. | 23 | 1653.3563
29.10. | 24 | 1560.802
30.10. | 1 | 1476.6617
30.10. | 2 | 1472.4547
30.10. | 3 | 1438.7986
30.10. | 4 | 1434.5916
30.10. | 5 | 1430.3846
30.10. | 6 | 1459.8336
30.10. | 7 | 1581.837
30.10. | 8 | 1703.8404
30.10. | 9 | 1783.7737
30.10. | 10 | 1754.3246
30.10. | 11 | 1758.5316
30.10. | 12 | 1758.5316
30.10. | 13 | 1741.7035
30.10. | 14 | 1720.6685
30.10. | 15 | 1741.7035
30.10. | 16 | 1754.3246
30.10. | 17 | 1804.8087
30.10. | 18 | 1851.0859
30.10. | 19 | 1897.363
30.10. | 20 | 1914.1911
30.10. | 21 | 1867.9139
30.10. | 22 | 1846.8789
30.10. | 23 | 1712.2545
30.10. | 24 | 1543.9739
31.10. | 1 | 1354.6583
31.10. | 2 | 1350.4513
31.10. | 3 | 1337.8303
31.10. | 4 | 1325.2092
31.10. | 5 | 1312.5882
31.10. | 6 | 1325.2092
31.10. | 7 | 1346.2443
31.10. | 8 | 1375.6934
31.10. | 9 | 1379.9004
31.10. | 10 | 1375.6934
31.10. | 11 | 1358.8653
31.10. | 12 | 1342.0373
31.10. | 13 | 1358.8653
31.10. | 14 | 1358.8653
31.10. | 15 | 1371.4864
31.10. | 16 | 1375.6934
31.10. | 17 | 1409.3495
31.10. | 18 | 1514.5248
31.10. | 19 | 1598.6651
31.10. | 20 | 1581.837
31.10. | 21 | 1586.0441
31.10. | 22 | 1586.0441
31.10. | 23 | 1573.423
31.10. | 24 | 1531.3529
01.11. | 1 | 1485.0757
01.11. | 2 | 1472.4547
01.11. | 3 | 1451.4196
01.11. | 4 | 1443.0056
01.11. | 5 | 1438.7986
01.11. | 6 | 1451.4196
01.11. | 7 | 1506.1108
01.11. | 8 | 1573.423
01.11. | 9 | 1577.63
01.11. | 10 | 1556.595
01.11. | 11 | 1539.7669
01.11. | 12 | 1527.1459
01.11. | 13 | 1514.5248
01.11. | 14 | 1514.5248
01.11. | 15 | 1510.3178
01.11. | 16 | 1539.7669
01.11. | 17 | 1565.009
01.11. | 18 | 1556.595
01.11. | 19 | 1556.595
01.11. | 20 | 1565.009
01.11. | 21 | 1556.595
01.11. | 22 | 1548.1809
01.11. | 23 | 1543.9739
01.11. | 24 | 1510.3178
02.11. | 1 | 1392.5214
02.11. | 2 | 1354.6583
02.11. | 3 | 1350.4513
02.11. | 4 | 1325.2092
02.11. | 5 | 1333.6232
02.11. | 6 | 1333.6232
02.11. | 7 | 1371.4864
02.11. | 8 | 1379.9004
02.11. | 9 | 1358.8653
02.11. | 10 | 1371.4864
02.11. | 11 | 1350.4513
02.11. | 12 | 1266.311
02.11. | 13 | 1262.104
02.11. | 14 | 1262.104
02.11. | 15 | 1299.9671
02.11. | 16 | 1342.0373
02.11. | 17 | 1384.1074
02.11. | 18 | 1472.4547
02.11. | 19 | 1480.8687
02.11. | 20 | 1489.2827
02.11. | 21 | 1476.6617
02.11. | 22 | 1476.6617
02.11. | 23 | 1485.0757
02.11. | 24 | 1472.4547
03.11. | 1 | 1413.5565
03.11. | 2 | 1409.3495
03.11. | 3 | 1388.3144
03.11. | 4 | 1388.3144
03.11. | 5 | 1367.2794
03.11. | 6 | 1384.1074
03.11. | 7 | 1421.9705
03.11. | 8 | 1430.3846
03.11. | 9 | 1430.3846
03.11. | 10 | 1421.9705
03.11. | 11 | 1354.6583
03.11. | 12 | 1337.8303
03.11. | 13 | 1316.7952
03.11. | 14 | 1316.7952
03.11. | 15 | 1312.5882
03.11. | 16 | 1321.0022
03.11. | 17 | 1342.0373
03.11. | 18 | 1413.5565
03.11. | 19 | 1438.7986
03.11. | 20 | 1443.0056
03.11. | 21 | 1447.2126
03.11. | 22 | 1447.2126
03.11. | 23 | 1451.4196
03.11. | 24 | 1438.7986
04.11. | 1 | 1405.1425
04.11. | 2 | 1392.5214
04.11. | 3 | 1358.8653
04.11. | 4 | 1350.4513
04.11. | 5 | 1295.7601
04.11. | 6 | 1295.7601
04.11. | 7 | 1329.4162
04.11. | 8 | 1329.4162
04.11. | 9 | 1283.1391
04.11. | 10 | 1106.4445
04.11. | 11 | 1060.1674
04.11. | 12 | 1026.5113
04.11. | 13 | 1043.3393
04.11. | 14 | 1039.1323
04.11. | 15 | 1043.3393
04.11. | 16 | 1055.9604
04.11. | 17 | 1182.1708
04.11. | 18 | 1346.2443
04.11. | 19 | 1384.1074
04.11. | 20 | 1396.7284
04.11. | 21 | 1417.7635
04.11. | 22 | 1421.9705
04.11. | 23 | 1430.3846
04.11. | 24 | 1421.9705
05.11. | 1 | 1459.8336
05.11. | 2 | 1468.2477
05.11. | 3 | 1476.6617
05.11. | 4 | 1480.8687
05.11. | 5 | 1472.4547
05.11. | 6 | 1485.0757
05.11. | 7 | 1522.9389
05.11. | 8 | 1632.3212
05.11. | 9 | 1657.5633
05.11. | 10 | 1619.7002
05.11. | 11 | 1611.2861
05.11. | 12 | 1623.9072
05.11. | 13 | 1636.5282
05.11. | 14 | 1644.9422
05.11. | 15 | 1653.3563
05.11. | 16 | 1678.5983
05.11. | 17 | 1745.9106
05.11. | 18 | 1956.2612
05.11. | 19 | 2086.6786
05.11. | 20 | 2095.0927
05.11. | 21 | 2124.5418
05.11. | 22 | 2111.9207
05.11. | 23 | 2090.8857
05.11. | 24 | 2040.4015
06.11. | 1 | 1952.0542
06.11. | 2 | 1935.2262
06.11. | 3 | 1922.6051
06.11. | 4 | 1926.8121
06.11. | 5 | 1922.6051
06.11. | 6 | 1943.6402
06.11. | 7 | 1998.3314
06.11. | 8 | 2065.6436
06.11. | 9 | 2069.8506
06.11. | 10 | 1994.1244
06.11. | 11 | 1968.8823
06.11. | 12 | 1952.0542
06.11. | 13 | 1981.5033
06.11. | 14 | 2006.7454
06.11. | 15 | 2006.7454
06.11. | 16 | 2019.3664
06.11. | 17 | 2065.6436
06.11. | 18 | 2179.2329
06.11. | 19 | 2204.475
06.11. | 20 | 2217.0961
06.11. | 21 | 2225.5101
06.11. | 22 | 2212.889
06.11. | 23 | 2124.5418
06.11. | 24 | 2086.6786
07.11. | 1 | 2078.2646
07.11. | 2 | 2036.1945
07.11. | 3 | 2031.9875
07.11. | 4 | 2015.1594
07.11. | 5 | 2015.1594
07.11. | 6 | 2019.3664
07.11. | 7 | 2074.0576
07.11. | 8 | 2086.6786
07.11. | 9 | 2090.8857
07.11. | 10 | 2069.8506
07.11. | 11 | 2027.7805
07.11. | 12 | 1998.3314
07.11. | 13 | 1952.0542
07.11. | 14 | 1968.8823
07.11. | 15 | 1981.5033
07.11. | 16 | 2010.9524
07.11. | 17 | 2082.4716
07.11. | 18 | 2187.647
07.11. | 19 | 2208.682
07.11. | 20 | 2204.475
07.11. | 21 | 2225.5101
07.11. | 22 | 2187.647
07.11. | 23 | 2137.1628
07.11. | 24 | 2082.4716
08.11. | 1 | 1952.0542
08.11. | 2 | 1909.9841
08.11. | 3 | 1905.7771
08.11. | 4 | 1905.7771
08.11. | 5 | 1893.156
08.11. | 6 | 1905.7771
08.11. | 7 | 1943.6402
08.11. | 8 | 1985.7103
08.11. | 9 | 1985.7103
08.11. | 10 | 1973.0893
08.11. | 11 | 1926.8121
08.11. | 12 | 1863.7069
08.11. | 13 | 1842.6719
08.11. | 14 | 1842.6719
08.11. | 15 | 1842.6719
08.11. | 16 | 1842.6719
08.11. | 17 | 1855.2929
08.11. | 18 | 1909.9841
08.11. | 19 | 2002.5384
08.11. | 20 | 2036.1945
08.11. | 21 | 2019.3664
08.11. | 22 | 2023.5734
08.11. | 23 | 1985.7103
08.11. | 24 | 1909.9841
09.11. | 1 | 1783.7737
09.11. | 2 | 1758.5316
09.11. | 3 | 1745.9106
09.11. | 4 | 1754.3246
09.11. | 5 | 1758.5316
09.11. | 6 | 1754.3246
09.11. | 7 | 1758.5316
09.11. | 8 | 1792.1877
09.11. | 9 | 1804.8087
09.11. | 10 | 1745.9106
09.11. | 11 | 1733.2895
09.11. | 12 | 1720.6685
09.11. | 13 | 1712.2545
09.11. | 14 | 1712.2545
09.11. | 15 | 1716.4615
09.11. | 16 | 1712.2545
09.11. | 17 | 1720.6685
09.11. | 18 | 1775.3597
09.11. | 19 | 1846.8789
09.11. | 20 | 1872.121
09.11. | 21 | 1880.535
09.11. | 22 | 1876.328
09.11. | 23 | 1809.0158
09.11. | 24 | 1762.7386
10.11. | 1 | 1649.1493
10.11. | 2 | 1640.7352
10.11. | 3 | 1623.9072
10.11. | 4 | 1623.9072
10.11. | 5 | 1623.9072
10.11. | 6 | 1619.7002
10.11. | 7 | 1619.7002
10.11. | 8 | 1615.4931
10.11. | 9 | 1615.4931
10.11. | 10 | 1602.8721
10.11. | 11 | 1590.2511
10.11. | 12 | 1586.0441
10.11. | 13 | 1581.837
10.11. | 14 | 1581.837
10.11. | 15 | 1552.3879
10.11. | 16 | 1548.1809
10.11. | 17 | 1594.4581
10.11. | 18 | 1607.0791
10.11. | 19 | 1611.2861
10.11. | 20 | 1619.7002
10.11. | 21 | 1615.4931
10.11. | 22 | 1623.9072
10.11. | 23 | 1615.4931
10.11. | 24 | 1607.0791
11.11. | 1 | 1573.423
11.11. | 2 | 1565.009
11.11. | 3 | 1548.1809
11.11. | 4 | 1522.9389
11.11. | 5 | 1501.9038
11.11. | 6 | 1501.9038
11.11. | 7 | 1522.9389
11.11. | 8 | 1514.5248
11.11. | 9 | 1506.1108
11.11. | 10 | 1434.5916
11.11. | 11 | 1342.0373
11.11. | 12 | 1283.1391
11.11. | 13 | 1283.1391
11.11. | 14 | 1278.9321
11.11. | 15 | 1278.9321
11.11. | 16 | 1274.7251
11.11. | 17 | 1384.1074
11.11. | 18 | 1501.9038
11.11. | 19 | 1581.837
11.11. | 20 | 1619.7002
11.11. | 21 | 1644.9422
11.11. | 22 | 1644.9422
11.11. | 23 | 1628.1142
11.11. | 24 | 1611.2861
12.11. | 1 | 1611.2861
12.11. | 2 | 1619.7002
12.11. | 3 | 1598.6651
12.11. | 4 | 1552.3879
12.11. | 5 | 1552.3879
12.11. | 6 | 1560.802
12.11. | 7 | 1628.1142
12.11. | 8 | 1724.8755
12.11. | 9 | 1737.4965
12.11. | 10 | 1619.7002
12.11. | 11 | 1480.8687
12.11. | 12 | 1426.1775
12.11. | 13 | 1396.7284
12.11. | 14 | 1392.5214
12.11. | 15 | 1400.9355
12.11. | 16 | 1413.5565
12.11. | 17 | 1522.9389
12.11. | 18 | 1842.6719
12.11. | 19 | 1914.1911
12.11. | 20 | 1926.8121
12.11. | 21 | 1893.156
12.11. | 22 | 1825.8438
12.11. | 23 | 1745.9106
12.11. | 24 | 1678.5983
13.11. | 1 | 1480.8687
13.11. | 2 | 1434.5916
13.11. | 3 | 1426.1775
13.11. | 4 | 1421.9705
13.11. | 5 | 1413.5565
13.11. | 6 | 1417.7635
13.11. | 7 | 1518.7318
13.11. | 8 | 1628.1142
13.11. | 9 | 1636.5282
13.11. | 10 | 1569.216
13.11. | 11 | 1358.8653
13.11. | 12 | 1342.0373
13.11. | 13 | 1350.4513
13.11. | 14 | 1342.0373
13.11. | 15 | 1354.6583
13.11. | 16 | 1375.6934
13.11. | 17 | 1539.7669
13.11. | 18 | 1947.8472
13.11. | 19 | 2065.6436
13.11. | 20 | 2095.0927
13.11. | 21 | 2124.5418
13.11. | 22 | 2103.5067
13.11. | 23 | 2057.2296
13.11. | 24 | 2040.4015
14.11. | 1 | 1956.2612
14.11. | 2 | 1939.4332
14.11. | 3 | 1935.2262
14.11. | 4 | 1935.2262
14.11. | 5 | 1918.3981
14.11. | 6 | 1943.6402
14.11. | 7 | 2010.9524
14.11. | 8 | 2120.3348
14.11. | 9 | 2111.9207
14.11. | 10 | 2099.2997
14.11. | 11 | 2027.7805
14.11. | 12 | 1964.6753
14.11. | 13 | 1981.5033
14.11. | 14 | 1977.2963
14.11. | 15 | 1985.7103
14.11. | 16 | 2010.9524
14.11. | 17 | 2082.4716
14.11. | 18 | 2145.5768
14.11. | 19 | 2175.0259
14.11. | 20 | 2191.854
14.11. | 21 | 2200.268
14.11. | 22 | 2196.061
14.11. | 23 | 2132.9558
14.11. | 24 | 2082.4716
15.11. | 1 | 1981.5033
15.11. | 2 | 1973.0893
15.11. | 3 | 1973.0893
15.11. | 4 | 1973.0893
15.11. | 5 | 1994.1244
15.11. | 6 | 2023.5734
15.11. | 7 | 2107.7137
15.11. | 8 | 2212.889
15.11. | 9 | 2196.061
15.11. | 10 | 2187.647
15.11. | 11 | 2141.3698
15.11. | 12 | 2137.1628
15.11. | 13 | 2149.7838
15.11. | 14 | 2124.5418
15.11. | 15 | 2128.7488
15.11. | 16 | 2128.7488
15.11. | 17 | 2132.9558
15.11. | 18 | 2196.061
15.11. | 19 | 2238.1311
15.11. | 20 | 2246.5452
15.11. | 21 | 2246.5452
15.11. | 22 | 2238.1311
15.11. | 23 | 2196.061
15.11. | 24 | 2141.3698
16.11. | 1 | 2132.9558
16.11. | 2 | 2128.7488
16.11. | 3 | 2120.3348
16.11. | 4 | 2120.3348
16.11. | 5 | 2120.3348
16.11. | 6 | 2132.9558
16.11. | 7 | 2204.475
16.11. | 8 | 2246.5452
16.11. | 9 | 2242.3381
16.11. | 10 | 2233.9241
16.11. | 11 | 2229.7171
16.11. | 12 | 2217.0961
16.11. | 13 | 2233.9241
16.11. | 14 | 2212.889
16.11. | 15 | 2200.268
16.11. | 16 | 2217.0961
16.11. | 17 | 2242.3381
16.11. | 18 | 2263.3732
16.11. | 19 | 2292.8223
16.11. | 20 | 2301.2363
16.11. | 21 | 2292.8223
16.11. | 22 | 2288.6153
16.11. | 23 | 2271.7872
16.11. | 24 | 2204.475
17.11. | 1 | 2099.2997
17.11. | 2 | 2031.9875
17.11. | 3 | 1998.3314
17.11. | 4 | 1985.7103
17.11. | 5 | 1981.5033
17.11. | 6 | 1977.2963
17.11. | 7 | 1977.2963
17.11. | 8 | 2019.3664
17.11. | 9 | 2036.1945
17.11. | 10 | 2027.7805
17.11. | 11 | 1947.8472
17.11. | 12 | 1897.363
17.11. | 13 | 1884.742
17.11. | 14 | 1846.8789
17.11. | 15 | 1834.2578
17.11. | 16 | 1855.2929
17.11. | 17 | 1905.7771
17.11. | 18 | 1985.7103
17.11. | 19 | 2010.9524
17.11. | 20 | 2019.3664
17.11. | 21 | 2048.8155
17.11. | 22 | 2044.6085
17.11. | 23 | 2010.9524
17.11. | 24 | 1981.5033
18.11. | 1 | 1825.8438
18.11. | 2 | 1800.6017
18.11. | 3 | 1792.1877
18.11. | 4 | 1792.1877
18.11. | 5 | 1787.9807
18.11. | 6 | 1796.3947
18.11. | 7 | 1792.1877
18.11. | 8 | 1792.1877
18.11. | 9 | 1762.7386
18.11. | 10 | 1708.0474
18.11. | 11 | 1644.9422
18.11. | 12 | 1632.3212
18.11. | 13 | 1632.3212
18.11. | 14 | 1628.1142
18.11. | 15 | 1628.1142
18.11. | 16 | 1644.9422
18.11. | 17 | 1712.2545
18.11. | 18 | 1876.328
18.11. | 19 | 1943.6402
18.11. | 20 | 1956.2612
18.11. | 21 | 1977.2963
18.11. | 22 | 1981.5033
18.11. | 23 | 1977.2963
18.11. | 24 | 1973.0893
19.11. | 1 | 1960.4682
19.11. | 2 | 1956.2612
19.11. | 3 | 1947.8472
19.11. | 4 | 1952.0542
19.11. | 5 | 1973.0893
19.11. | 6 | 1985.7103
19.11. | 7 | 2082.4716
19.11. | 8 | 2166.6119
19.11. | 9 | 2175.0259
19.11. | 10 | 2124.5418
19.11. | 11 | 2048.8155
19.11. | 12 | 1994.1244
19.11. | 13 | 1994.1244
19.11. | 14 | 1985.7103
19.11. | 15 | 1973.0893
19.11. | 16 | 1968.8823
19.11. | 17 | 2010.9524
19.11. | 18 | 2040.4015
19.11. | 19 | 2090.8857
19.11. | 20 | 2116.1277
19.11. | 21 | 2116.1277
19.11. | 22 | 2069.8506
19.11. | 23 | 1994.1244
19.11. | 24 | 1876.328
20.11. | 1 | 1708.0474
20.11. | 2 | 1708.0474
20.11. | 3 | 1703.8404
20.11. | 4 | 1703.8404
20.11. | 5 | 1699.6334
20.11. | 6 | 1712.2545
20.11. | 7 | 1716.4615
20.11. | 8 | 1712.2545
20.11. | 9 | 1712.2545
20.11. | 10 | 1699.6334
20.11. | 11 | 1687.0124
20.11. | 12 | 1644.9422
20.11. | 13 | 1628.1142
20.11. | 14 | 1619.7002
20.11. | 15 | 1611.2861
20.11. | 16 | 1611.2861
20.11. | 17 | 1632.3212
20.11. | 18 | 1657.5633
20.11. | 19 | 1678.5983
20.11. | 20 | 1716.4615
20.11. | 21 | 1724.8755
20.11. | 22 | 1741.7035
20.11. | 23 | 1741.7035
20.11. | 24 | 1708.0474
21.11. | 1 | 1602.8721
21.11. | 2 | 1552.3879
21.11. | 3 | 1552.3879
21.11. | 4 | 1535.5599
21.11. | 5 | 1535.5599
21.11. | 6 | 1539.7669
21.11. | 7 | 1590.2511
21.11. | 8 | 1615.4931
21.11. | 9 | 1598.6651
21.11. | 10 | 1581.837
21.11. | 11 | 1480.8687
21.11. | 12 | 1346.2443
21.11. | 13 | 1278.9321
21.11. | 14 | 1270.518
21.11. | 15 | 1266.311
21.11. | 16 | 1274.7251
21.11. | 17 | 1443.0056
21.11. | 18 | 1590.2511
21.11. | 19 | 1623.9072
21.11. | 20 | 1632.3212
21.11. | 21 | 1649.1493
21.11. | 22 | 1644.9422
21.11. | 23 | 1657.5633
21.11. | 24 | 1594.4581
22.11. | 1 | 1510.3178
22.11. | 2 | 1468.2477
22.11. | 3 | 1413.5565
22.11. | 4 | 1396.7284
22.11. | 5 | 1396.7284
22.11. | 6 | 1405.1425
22.11. | 7 | 1426.1775
22.11. | 8 | 1514.5248
22.11. | 9 | 1531.3529
22.11. | 10 | 1485.0757
22.11. | 11 | 1396.7284
22.11. | 12 | 1321.0022
22.11. | 13 | 1295.7601
22.11. | 14 | 1295.7601
22.11. | 15 | 1291.5531
22.11. | 16 | 1291.5531
22.11. | 17 | 1409.3495
22.11. | 18 | 1628.1142
22.11. | 19 | 1821.6368
22.11. | 20 | 1872.121
22.11. | 21 | 1830.0508
22.11. | 22 | 1800.6017
22.11. | 23 | 1762.7386
22.11. | 24 | 1615.4931
23.11. | 1 | 1581.837
23.11. | 2 | 1573.423
23.11. | 3 | 1565.009
23.11. | 4 | 1560.802
23.11. | 5 | 1539.7669
23.11. | 6 | 1565.009
23.11. | 7 | 1687.0124
23.11. | 8 | 1745.9106
23.11. | 9 | 1754.3246
23.11. | 10 | 1729.0825
23.11. | 11 | 1712.2545
23.11. | 12 | 1691.2194
23.11. | 13 | 1665.9773
23.11. | 14 | 1661.7703
23.11. | 15 | 1687.0124
23.11. | 16 | 1708.0474
23.11. | 17 | 1804.8087
23.11. | 18 | 1863.7069
23.11. | 19 | 1905.7771
23.11. | 20 | 1914.1911
23.11. | 21 | 1914.1911
23.11. | 22 | 1893.156
23.11. | 23 | 1880.535
23.11. | 24 | 1855.2929
24.11. | 1 | 1745.9106
24.11. | 2 | 1737.4965
24.11. | 3 | 1716.4615
24.11. | 4 | 1678.5983
24.11. | 5 | 1632.3212
24.11. | 6 | 1628.1142
24.11. | 7 | 1598.6651
24.11. | 8 | 1611.2861
24.11. | 9 | 1607.0791
24.11. | 10 | 1573.423
24.11. | 11 | 1371.4864
24.11. | 12 | 1325.2092
24.11. | 13 | 1312.5882
24.11. | 14 | 1304.1742
24.11. | 15 | 1299.9671
24.11. | 16 | 1321.0022
24.11. | 17 | 1396.7284
24.11. | 18 | 1611.2861
24.11. | 19 | 1695.4264
24.11. | 20 | 1703.8404
24.11. | 21 | 1699.6334
24.11. | 22 | 1695.4264
24.11. | 23 | 1661.7703
24.11. | 24 | 1565.009
25.11. | 1 | 1459.8336
25.11. | 2 | 1447.2126
25.11. | 3 | 1443.0056
25.11. | 4 | 1434.5916
25.11. | 5 | 1438.7986
25.11. | 6 | 1438.7986
25.11. | 7 | 1443.0056
25.11. | 8 | 1480.8687
25.11. | 9 | 1501.9038
25.11. | 10 | 1497.6968
25.11. | 11 | 1480.8687
25.11. | 12 | 1476.6617
25.11. | 13 | 1468.2477
25.11. | 14 | 1464.0407
25.11. | 15 | 1468.2477
25.11. | 16 | 1468.2477
25.11. | 17 | 1476.6617
25.11. | 18 | 1485.0757
25.11. | 19 | 1497.6968
25.11. | 20 | 1510.3178
25.11. | 21 | 1514.5248
25.11. | 22 | 1514.5248
25.11. | 23 | 1506.1108
25.11. | 24 | 1459.8336
26.11. | 1 | 1443.0056
26.11. | 2 | 1451.4196
26.11. | 3 | 1455.6266
26.11. | 4 | 1459.8336
26.11. | 5 | 1459.8336
26.11. | 6 | 1468.2477
26.11. | 7 | 1590.2511
26.11. | 8 | 1830.0508
26.11. | 9 | 1931.0192
26.11. | 10 | 1935.2262
26.11. | 11 | 1893.156
26.11. | 12 | 1842.6719
26.11. | 13 | 1842.6719
26.11. | 14 | 1834.2578
26.11. | 15 | 1846.8789
26.11. | 16 | 1905.7771
26.11. | 17 | 2036.1945
26.11. | 18 | 2141.3698
26.11. | 19 | 2166.6119
26.11. | 20 | 2179.2329
26.11. | 21 | 2170.8189
26.11. | 22 | 2145.5768
26.11. | 23 | 2099.2997
26.11. | 24 | 2031.9875
27.11. | 1 | 1985.7103
27.11. | 2 | 1968.8823
27.11. | 3 | 1977.2963
27.11. | 4 | 1977.2963
27.11. | 5 | 1977.2963
27.11. | 6 | 2006.7454
27.11. | 7 | 2065.6436
27.11. | 8 | 2191.854
27.11. | 9 | 2233.9241
27.11. | 10 | 2238.1311
27.11. | 11 | 2204.475
27.11. | 12 | 2204.475
27.11. | 13 | 2204.475
27.11. | 14 | 2196.061
27.11. | 15 | 2204.475
27.11. | 16 | 2217.0961
27.11. | 17 | 2250.7522
27.11. | 18 | 2297.0293
27.11. | 19 | 2301.2363
27.11. | 20 | 2309.6504
27.11. | 21 | 2318.0644
27.11. | 22 | 2318.0644
27.11. | 23 | 2288.6153
27.11. | 24 | 2238.1311
28.11. | 1 | 2095.0927
28.11. | 2 | 2082.4716
28.11. | 3 | 2078.2646
28.11. | 4 | 2078.2646
28.11. | 5 | 2074.0576
28.11. | 6 | 2078.2646
28.11. | 7 | 2082.4716
28.11. | 8 | 2090.8857
28.11. | 9 | 2078.2646
28.11. | 10 | 2078.2646
28.11. | 11 | 2069.8506
28.11. | 12 | 1998.3314
28.11. | 13 | 1931.0192
28.11. | 14 | 1935.2262
28.11. | 15 | 1914.1911
28.11. | 16 | 1935.2262
28.11. | 17 | 1989.9173
28.11. | 18 | 2069.8506
28.11. | 19 | 2107.7137
28.11. | 20 | 2120.3348
28.11. | 21 | 2149.7838
28.11. | 22 | 2153.9909
28.11. | 23 | 2141.3698
28.11. | 24 | 2103.5067
29.11. | 1 | 2040.4015
29.11. | 2 | 2006.7454
29.11. | 3 | 2002.5384
29.11. | 4 | 2002.5384
29.11. | 5 | 2006.7454
29.11. | 6 | 2010.9524
29.11. | 7 | 2057.2296
29.11. | 8 | 2170.8189
29.11. | 9 | 2200.268
29.11. | 10 | 2200.268
29.11. | 11 | 2183.44
29.11. | 12 | 2153.9909
29.11. | 13 | 2132.9558
29.11. | 14 | 2145.5768
29.11. | 15 | 2170.8189
29.11. | 16 | 2170.8189
29.11. | 17 | 2225.5101
29.11. | 18 | 2250.7522
29.11. | 19 | 2292.8223
29.11. | 20 | 2297.0293
29.11. | 21 | 2301.2363
29.11. | 22 | 2309.6504
29.11. | 23 | 2238.1311
29.11. | 24 | 2238.1311
30.11. | 1 | 2212.889
30.11. | 2 | 2183.44
30.11. | 3 | 2145.5768
30.11. | 4 | 2145.5768
30.11. | 5 | 2128.7488
30.11. | 6 | 2149.7838
30.11. | 7 | 2191.854
30.11. | 8 | 2292.8223
30.11. | 9 | 2288.6153
30.11. | 10 | 2292.8223
30.11. | 11 | 2292.8223
30.11. | 12 | 2200.268
30.11. | 13 | 2158.1979
30.11. | 14 | 2137.1628
30.11. | 15 | 2141.3698
30.11. | 16 | 2145.5768
30.11. | 17 | 2166.6119
30.11. | 18 | 2217.0961
30.11. | 19 | 2259.1662
30.11. | 20 | 2297.0293
30.11. | 21 | 2301.2363
30.11. | 22 | 2271.7872
30.11. | 23 | 2242.3381
30.11. | 24 | 2170.8189
01.12. | 1 | 1960.4682
01.12. | 2 | 1952.0542
01.12. | 3 | 1943.6402
01.12. | 4 | 1943.6402
01.12. | 5 | 1939.4332
01.12. | 6 | 1947.8472
01.12. | 7 | 1960.4682
01.12. | 8 | 2002.5384
01.12. | 9 | 2010.9524
01.12. | 10 | 1994.1244
01.12. | 11 | 1851.0859
01.12. | 12 | 1796.3947
01.12. | 13 | 1754.3246
01.12. | 14 | 1745.9106
01.12. | 15 | 1758.5316
01.12. | 16 | 1800.6017
01.12. | 17 | 1922.6051
01.12. | 18 | 2057.2296
01.12. | 19 | 2132.9558
01.12. | 20 | 2145.5768
01.12. | 21 | 2141.3698
01.12. | 22 | 2145.5768
01.12. | 23 | 2145.5768
01.12. | 24 | 2116.1277
02.12. | 1 | 1964.6753
02.12. | 2 | 1918.3981
02.12. | 3 | 1897.363
02.12. | 4 | 1901.5701
02.12. | 5 | 1897.363
02.12. | 6 | 1888.949
02.12. | 7 | 1859.4999
02.12. | 8 | 1867.9139
02.12. | 9 | 1867.9139
02.12. | 10 | 1859.4999
02.12. | 11 | 1766.9456
02.12. | 12 | 1762.7386
02.12. | 13 | 1750.1176
02.12. | 14 | 1766.9456
02.12. | 15 | 1783.7737
02.12. | 16 | 1792.1877
02.12. | 17 | 1863.7069
02.12. | 18 | 1926.8121
02.12. | 19 | 1952.0542
02.12. | 20 | 1960.4682
02.12. | 21 | 1964.6753
02.12. | 22 | 1964.6753
02.12. | 23 | 1935.2262
02.12. | 24 | 1909.9841
03.12. | 1 | 1855.2929
03.12. | 2 | 1838.4649
03.12. | 3 | 1834.2578
03.12. | 4 | 1834.2578
03.12. | 5 | 1834.2578
03.12. | 6 | 1842.6719
03.12. | 7 | 1867.9139
03.12. | 8 | 1956.2612
03.12. | 9 | 1989.9173
03.12. | 10 | 1994.1244
03.12. | 11 | 2006.7454
03.12. | 12 | 1960.4682
03.12. | 13 | 1926.8121
03.12. | 14 | 1926.8121
03.12. | 15 | 1931.0192
03.12. | 16 | 1935.2262
03.12. | 17 | 1977.2963
03.12. | 18 | 2078.2646
03.12. | 19 | 2187.647
03.12. | 20 | 2204.475
03.12. | 21 | 2204.475
03.12. | 22 | 2179.2329
03.12. | 23 | 2158.1979
03.12. | 24 | 2128.7488
04.12. | 1 | 2128.7488
04.12. | 2 | 2124.5418
04.12. | 3 | 2103.5067
04.12. | 4 | 2095.0927
04.12. | 5 | 2061.4366
04.12. | 6 | 2095.0927
04.12. | 7 | 2153.9909
04.12. | 8 | 2233.9241
04.12. | 9 | 2233.9241
04.12. | 10 | 2229.7171
04.12. | 11 | 2212.889
04.12. | 12 | 2204.475
04.12. | 13 | 2187.647
04.12. | 14 | 2208.682
04.12. | 15 | 2208.682
04.12. | 16 | 2217.0961
04.12. | 17 | 2254.9592
04.12. | 18 | 2280.2013
04.12. | 19 | 2280.2013
04.12. | 20 | 2284.4083
04.12. | 21 | 2288.6153
04.12. | 22 | 2284.4083
04.12. | 23 | 2263.3732
04.12. | 24 | 2217.0961
05.12. | 1 | 2158.1979
05.12. | 2 | 2145.5768
05.12. | 3 | 2141.3698
05.12. | 4 | 2116.1277
05.12. | 5 | 2095.0927
05.12. | 6 | 2107.7137
05.12. | 7 | 2153.9909
05.12. | 8 | 2208.682
05.12. | 9 | 2242.3381
05.12. | 10 | 2204.475
05.12. | 11 | 2191.854
05.12. | 12 | 2116.1277
05.12. | 13 | 2099.2997
05.12. | 14 | 2111.9207
05.12. | 15 | 2107.7137
05.12. | 16 | 2170.8189
05.12. | 17 | 2208.682
05.12. | 18 | 2233.9241
05.12. | 19 | 2267.5802
05.12. | 20 | 2267.5802
05.12. | 21 | 2246.5452
05.12. | 22 | 2238.1311
05.12. | 23 | 2170.8189
05.12. | 24 | 2128.7488
06.12. | 1 | 2090.8857
06.12. | 2 | 2095.0927
06.12. | 3 | 2090.8857
06.12. | 4 | 2090.8857
06.12. | 5 | 2086.6786
06.12. | 6 | 2095.0927
06.12. | 7 | 2095.0927
06.12. | 8 | 2099.2997
06.12. | 9 | 2099.2997
06.12. | 10 | 2095.0927
06.12. | 11 | 2048.8155
06.12. | 12 | 2031.9875
06.12. | 13 | 1998.3314
06.12. | 14 | 1981.5033
06.12. | 15 | 2006.7454
06.12. | 16 | 2010.9524
06.12. | 17 | 2069.8506
06.12. | 18 | 2107.7137
06.12. | 19 | 2116.1277
06.12. | 20 | 2116.1277
06.12. | 21 | 2090.8857
06.12. | 22 | 2090.8857
06.12. | 23 | 2057.2296
06.12. | 24 | 1943.6402
07.12. | 1 | 1737.4965
07.12. | 2 | 1708.0474
07.12. | 3 | 1678.5983
07.12. | 4 | 1670.1843
07.12. | 5 | 1657.5633
07.12. | 6 | 1636.5282
07.12. | 7 | 1623.9072
07.12. | 8 | 1632.3212
07.12. | 9 | 1632.3212
07.12. | 10 | 1607.0791
07.12. | 11 | 1598.6651
07.12. | 12 | 1594.4581
07.12. | 13 | 1590.2511
07.12. | 14 | 1581.837
07.12. | 15 | 1586.0441
07.12. | 16 | 1602.8721
07.12. | 17 | 1636.5282
07.12. | 18 | 1695.4264
07.12. | 19 | 1712.2545
07.12. | 20 | 1720.6685
07.12. | 21 | 1724.8755
07.12. | 22 | 1724.8755
07.12. | 23 | 1724.8755
07.12. | 24 | 1708.0474
08.12. | 1 | 1346.2443
08.12. | 2 | 1325.2092
08.12. | 3 | 1291.5531
08.12. | 4 | 1257.897
08.12. | 5 | 1249.483
08.12. | 6 | 1245.276
08.12. | 7 | 1224.2409
08.12. | 8 | 1228.4479
08.12. | 9 | 1232.6549
08.12. | 10 | 1215.8269
08.12. | 11 | 1165.3427
08.12. | 12 | 1152.7217
08.12. | 13 | 1140.1006
08.12. | 14 | 1144.3076
08.12. | 15 | 1140.1006
08.12. | 16 | 1140.1006
08.12. | 17 | 1152.7217
08.12. | 18 | 1207.4128
08.12. | 19 | 1241.069
08.12. | 20 | 1241.069
08.12. | 21 | 1236.8619
08.12. | 22 | 1211.6199
08.12. | 23 | 1207.4128
08.12. | 24 | 1198.9988
09.12. | 1 | 1144.3076
09.12. | 2 | 1135.8936
09.12. | 3 | 1140.1006
09.12. | 4 | 1135.8936
09.12. | 5 | 1127.4796
09.12. | 6 | 1127.4796
09.12. | 7 | 1127.4796
09.12. | 8 | 1135.8936
09.12. | 9 | 1144.3076
09.12. | 10 | 1135.8936
09.12. | 11 | 1140.1006
09.12. | 12 | 1144.3076
09.12. | 13 | 1127.4796
09.12. | 14 | 1127.4796
09.12. | 15 | 1140.1006
09.12. | 16 | 1135.8936
09.12. | 17 | 1152.7217
09.12. | 18 | 1190.5848
09.12. | 19 | 1253.69
09.12. | 20 | 1266.311
09.12. | 21 | 1274.7251
09.12. | 22 | 1278.9321
09.12. | 23 | 1266.311
09.12. | 24 | 1257.897
10.12. | 1 | 1249.483
10.12. | 2 | 1253.69
10.12. | 3 | 1236.8619
10.12. | 4 | 1236.8619
10.12. | 5 | 1220.0339
10.12. | 6 | 1241.069
10.12. | 7 | 1392.5214
10.12. | 8 | 1581.837
10.12. | 9 | 1607.0791
10.12. | 10 | 1573.423
10.12. | 11 | 1493.4898
10.12. | 12 | 1459.8336
10.12. | 13 | 1438.7986
10.12. | 14 | 1455.6266
10.12. | 15 | 1468.2477
10.12. | 16 | 1485.0757
10.12. | 17 | 1657.5633
10.12. | 18 | 1952.0542
10.12. | 19 | 2027.7805
10.12. | 20 | 2040.4015
10.12. | 21 | 2048.8155
10.12. | 22 | 2023.5734
10.12. | 23 | 2010.9524
10.12. | 24 | 1960.4682
11.12. | 1 | 1859.4999
11.12. | 2 | 1851.0859
11.12. | 3 | 1783.7737
11.12. | 4 | 1779.5667
11.12. | 5 | 1792.1877
11.12. | 6 | 1834.2578
11.12. | 7 | 1888.949
11.12. | 8 | 1998.3314
11.12. | 9 | 2010.9524
11.12. | 10 | 2027.7805
11.12. | 11 | 2027.7805
11.12. | 12 | 2002.5384
11.12. | 13 | 1964.6753
11.12. | 14 | 1952.0542
11.12. | 15 | 1964.6753
11.12. | 16 | 1994.1244
11.12. | 17 | 2048.8155
11.12. | 18 | 2074.0576
11.12. | 19 | 2090.8857
11.12. | 20 | 2090.8857
11.12. | 21 | 2090.8857
11.12. | 22 | 2086.6786
11.12. | 23 | 2053.0225
11.12. | 24 | 2006.7454
12.12. | 1 | 1876.328
12.12. | 2 | 1867.9139
12.12. | 3 | 1859.4999
12.12. | 4 | 1855.2929
12.12. | 5 | 1851.0859
12.12. | 6 | 1855.2929
12.12. | 7 | 1846.8789
12.12. | 8 | 1867.9139
12.12. | 9 | 1905.7771
12.12. | 10 | 1901.5701
12.12. | 11 | 1888.949
12.12. | 12 | 1846.8789
12.12. | 13 | 1842.6719
12.12. | 14 | 1825.8438
12.12. | 15 | 1817.4298
12.12. | 16 | 1825.8438
12.12. | 17 | 1838.4649
12.12. | 18 | 1977.2963
12.12. | 19 | 2015.1594
12.12. | 20 | 2027.7805
12.12. | 21 | 2027.7805
12.12. | 22 | 2023.5734
12.12. | 23 | 1960.4682
12.12. | 24 | 1918.3981
13.12. | 1 | 1935.2262
13.12. | 2 | 1914.1911
13.12. | 3 | 1909.9841
13.12. | 4 | 1909.9841
13.12. | 5 | 1893.156
13.12. | 6 | 1893.156
13.12. | 7 | 1926.8121
13.12. | 8 | 1973.0893
13.12. | 9 | 1968.8823
13.12. | 10 | 1956.2612
13.12. | 11 | 1926.8121
13.12. | 12 | 1884.742
13.12. | 13 | 1888.949
13.12. | 14 | 1893.156
13.12. | 15 | 1909.9841
13.12. | 16 | 1926.8121
13.12. | 17 | 1968.8823
13.12. | 18 | 2086.6786
13.12. | 19 | 2137.1628
13.12. | 20 | 2145.5768
13.12. | 21 | 2179.2329
13.12. | 22 | 2170.8189
13.12. | 23 | 2158.1979
13.12. | 24 | 2120.3348
14.12. | 1 | 2095.0927
14.12. | 2 | 2095.0927
14.12. | 3 | 2069.8506
14.12. | 4 | 2061.4366
14.12. | 5 | 2057.2296
14.12. | 6 | 2061.4366
14.12. | 7 | 2090.8857
14.12. | 8 | 2120.3348
14.12. | 9 | 2120.3348
14.12. | 10 | 2107.7137
14.12. | 11 | 2031.9875
14.12. | 12 | 2019.3664
14.12. | 13 | 2015.1594
14.12. | 14 | 2010.9524
14.12. | 15 | 2010.9524
14.12. | 16 | 2015.1594
14.12. | 17 | 2048.8155
14.12. | 18 | 2158.1979
14.12. | 19 | 2183.44
14.12. | 20 | 2179.2329
14.12. | 21 | 2158.1979
14.12. | 22 | 2149.7838
14.12. | 23 | 2141.3698
14.12. | 24 | 2103.5067
15.12. | 1 | 2069.8506
15.12. | 2 | 2057.2296
15.12. | 3 | 2053.0225
15.12. | 4 | 2053.0225
15.12. | 5 | 2048.8155
15.12. | 6 | 2048.8155
15.12. | 7 | 2036.1945
15.12. | 8 | 2044.6085
15.12. | 9 | 2082.4716
15.12. | 10 | 2090.8857
15.12. | 11 | 2074.0576
15.12. | 12 | 2053.0225
15.12. | 13 | 2061.4366
15.12. | 14 | 2053.0225
15.12. | 15 | 2044.6085
15.12. | 16 | 2053.0225
15.12. | 17 | 2057.2296
15.12. | 18 | 2095.0927
15.12. | 19 | 2128.7488
15.12. | 20 | 2124.5418
15.12. | 21 | 2149.7838
15.12. | 22 | 2158.1979
15.12. | 23 | 2166.6119
15.12. | 24 | 2158.1979
16.12. | 1 | 2069.8506
16.12. | 2 | 2027.7805
16.12. | 3 | 1985.7103
16.12. | 4 | 1964.6753
16.12. | 5 | 1952.0542
16.12. | 6 | 1931.0192
16.12. | 7 | 1922.6051
16.12. | 8 | 1935.2262
16.12. | 9 | 1952.0542
16.12. | 10 | 1872.121
16.12. | 11 | 1800.6017
16.12. | 12 | 1754.3246
16.12. | 13 | 1771.1526
16.12. | 14 | 1758.5316
16.12. | 15 | 1762.7386
16.12. | 16 | 1750.1176
16.12. | 17 | 1838.4649
16.12. | 18 | 2023.5734
16.12. | 19 | 2086.6786
16.12. | 20 | 2103.5067
16.12. | 21 | 2120.3348
16.12. | 22 | 2124.5418
16.12. | 23 | 2124.5418
16.12. | 24 | 2111.9207
17.12. | 1 | 1998.3314
17.12. | 2 | 1981.5033
17.12. | 3 | 1977.2963
17.12. | 4 | 1968.8823
17.12. | 5 | 1981.5033
17.12. | 6 | 1998.3314
17.12. | 7 | 2074.0576
17.12. | 8 | 2158.1979
17.12. | 9 | 2196.061
17.12. | 10 | 2204.475
17.12. | 11 | 2158.1979
17.12. | 12 | 2103.5067
17.12. | 13 | 2116.1277
17.12. | 14 | 2107.7137
17.12. | 15 | 2099.2997
17.12. | 16 | 2137.1628
17.12. | 17 | 2191.854
17.12. | 18 | 2208.682
17.12. | 19 | 2225.5101
17.12. | 20 | 2267.5802
17.12. | 21 | 2288.6153
17.12. | 22 | 2292.8223
17.12. | 23 | 2284.4083
17.12. | 24 | 2267.5802
18.12. | 1 | 2221.3031
18.12. | 2 | 2183.44
18.12. | 3 | 2137.1628
18.12. | 4 | 2137.1628
18.12. | 5 | 2111.9207
18.12. | 6 | 2120.3348
18.12. | 7 | 2183.44
18.12. | 8 | 2233.9241
18.12. | 9 | 2233.9241
18.12. | 10 | 2229.7171
18.12. | 11 | 2187.647
18.12. | 12 | 2162.4049
18.12. | 13 | 2141.3698
18.12. | 14 | 2099.2997
18.12. | 15 | 2111.9207
18.12. | 16 | 2141.3698
18.12. | 17 | 2158.1979
18.12. | 18 | 2212.889
18.12. | 19 | 2221.3031
18.12. | 20 | 2233.9241
18.12. | 21 | 2229.7171
18.12. | 22 | 2208.682
18.12. | 23 | 2191.854
18.12. | 24 | 2031.9875
19.12. | 1 | 1918.3981
19.12. | 2 | 1846.8789
19.12. | 3 | 1851.0859
19.12. | 4 | 1876.328
19.12. | 5 | 1880.535
19.12. | 6 | 1888.949
19.12. | 7 | 1947.8472
19.12. | 8 | 2027.7805
19.12. | 9 | 2044.6085
19.12. | 10 | 2044.6085
19.12. | 11 | 2010.9524
19.12. | 12 | 1973.0893
19.12. | 13 | 1901.5701
19.12. | 14 | 1888.949
19.12. | 15 | 1901.5701
19.12. | 16 | 1943.6402
19.12. | 17 | 1985.7103
19.12. | 18 | 2065.6436
19.12. | 19 | 2078.2646
19.12. | 20 | 2086.6786
19.12. | 21 | 2107.7137
19.12. | 22 | 2082.4716
19.12. | 23 | 2019.3664
19.12. | 24 | 1968.8823
20.12. | 1 | 1909.9841
20.12. | 2 | 1909.9841
20.12. | 3 | 1901.5701
20.12. | 4 | 1901.5701
20.12. | 5 | 1901.5701
20.12. | 6 | 1909.9841
20.12. | 7 | 1897.363
20.12. | 8 | 1968.8823
20.12. | 9 | 2006.7454
20.12. | 10 | 1985.7103
20.12. | 11 | 1943.6402
20.12. | 12 | 1914.1911
20.12. | 13 | 1880.535
20.12. | 14 | 1872.121
20.12. | 15 | 1876.328
20.12. | 16 | 1863.7069
20.12. | 17 | 1884.742
20.12. | 18 | 2002.5384
20.12. | 19 | 2023.5734
20.12. | 20 | 2057.2296
20.12. | 21 | 2031.9875
20.12. | 22 | 2036.1945
20.12. | 23 | 2023.5734
20.12. | 24 | 1981.5033
21.12. | 1 | 1867.9139
21.12. | 2 | 1846.8789
21.12. | 3 | 1842.6719
21.12. | 4 | 1846.8789
21.12. | 5 | 1842.6719
21.12. | 6 | 1846.8789
21.12. | 7 | 1867.9139
21.12. | 8 | 1943.6402
21.12. | 9 | 1956.2612
21.12. | 10 | 1943.6402
21.12. | 11 | 1901.5701
21.12. | 12 | 1863.7069
21.12. | 13 | 1838.4649
21.12. | 14 | 1830.0508
21.12. | 15 | 1842.6719
21.12. | 16 | 1838.4649
21.12. | 17 | 1859.4999
21.12. | 18 | 1947.8472
21.12. | 19 | 2023.5734
21.12. | 20 | 2036.1945
21.12. | 21 | 2044.6085
21.12. | 22 | 2044.6085
21.12. | 23 | 2019.3664
21.12. | 24 | 1977.2963
22.12. | 1 | 1834.2578
22.12. | 2 | 1825.8438
22.12. | 3 | 1817.4298
22.12. | 4 | 1813.2228
22.12. | 5 | 1817.4298
22.12. | 6 | 1821.6368
22.12. | 7 | 1830.0508
22.12. | 8 | 1838.4649
22.12. | 9 | 1842.6719
22.12. | 10 | 1842.6719
22.12. | 11 | 1838.4649
22.12. | 12 | 1817.4298
22.12. | 13 | 1825.8438
22.12. | 14 | 1821.6368
22.12. | 15 | 1825.8438
22.12. | 16 | 1830.0508
22.12. | 17 | 1838.4649
22.12. | 18 | 1956.2612
22.12. | 19 | 2002.5384
22.12. | 20 | 2002.5384
22.12. | 21 | 2010.9524
22.12. | 22 | 1981.5033
22.12. | 23 | 1973.0893
22.12. | 24 | 1943.6402
23.12. | 1 | 1918.3981
23.12. | 2 | 1914.1911
23.12. | 3 | 1909.9841
23.12. | 4 | 1901.5701
23.12. | 5 | 1897.363
23.12. | 6 | 1897.363
23.12. | 7 | 1880.535
23.12. | 8 | 1880.535
23.12. | 9 | 1846.8789
23.12. | 10 | 1834.2578
23.12. | 11 | 1804.8087
23.12. | 12 | 1762.7386
23.12. | 13 | 1758.5316
23.12. | 14 | 1754.3246
23.12. | 15 | 1745.9106
23.12. | 16 | 1741.7035
23.12. | 17 | 1779.5667
23.12. | 18 | 1817.4298
23.12. | 19 | 1838.4649
23.12. | 20 | 1842.6719
23.12. | 21 | 1859.4999
23.12. | 22 | 1863.7069
23.12. | 23 | 1863.7069
23.12. | 24 | 1851.0859
24.12. | 1 | 1804.8087
24.12. | 2 | 1775.3597
24.12. | 3 | 1750.1176
24.12. | 4 | 1741.7035
24.12. | 5 | 1699.6334
24.12. | 6 | 1670.1843
24.12. | 7 | 1670.1843
24.12. | 8 | 1678.5983
24.12. | 9 | 1691.2194
24.12. | 10 | 1615.4931
24.12. | 11 | 1565.009
24.12. | 12 | 1556.595
24.12. | 13 | 1573.423
24.12. | 14 | 1569.216
24.12. | 15 | 1569.216
24.12. | 16 | 1560.802
24.12. | 17 | 1615.4931
24.12. | 18 | 1771.1526
24.12. | 19 | 1817.4298
24.12. | 20 | 1830.0508
24.12. | 21 | 1842.6719
24.12. | 22 | 1846.8789
24.12. | 23 | 1859.4999
24.12. | 24 | 1855.2929
25.12. | 1 | 1804.8087
25.12. | 2 | 1809.0158
25.12. | 3 | 1809.0158
25.12. | 4 | 1817.4298
25.12. | 5 | 1821.6368
25.12. | 6 | 1825.8438
25.12. | 7 | 1880.535
25.12. | 8 | 1947.8472
25.12. | 9 | 1968.8823
25.12. | 10 | 1977.2963
25.12. | 11 | 1989.9173
25.12. | 12 | 1960.4682
25.12. | 13 | 1935.2262
25.12. | 14 | 1935.2262
25.12. | 15 | 1926.8121
25.12. | 16 | 1952.0542
25.12. | 17 | 1977.2963
25.12. | 18 | 1981.5033
25.12. | 19 | 2015.1594
25.12. | 20 | 2031.9875
25.12. | 21 | 2040.4015
25.12. | 22 | 2048.8155
25.12. | 23 | 2036.1945
25.12. | 24 | 2019.3664
26.12. | 1 | 1960.4682
26.12. | 2 | 1943.6402
26.12. | 3 | 1884.742
26.12. | 4 | 1888.949
26.12. | 5 | 1888.949
26.12. | 6 | 1893.156
26.12. | 7 | 1909.9841
26.12. | 8 | 1973.0893
26.12. | 9 | 1998.3314
26.12. | 10 | 1994.1244
26.12. | 11 | 1968.8823
26.12. | 12 | 1943.6402
26.12. | 13 | 1922.6051
26.12. | 14 | 1918.3981
26.12. | 15 | 1922.6051
26.12. | 16 | 1926.8121
26.12. | 17 | 1964.6753
26.12. | 18 | 2027.7805
26.12. | 19 | 2090.8857
26.12. | 20 | 2099.2997
26.12. | 21 | 2111.9207
26.12. | 22 | 2111.9207
26.12. | 23 | 2103.5067
26.12. | 24 | 2069.8506
27.12. | 1 | 2053.0225
27.12. | 2 | 2019.3664
27.12. | 3 | 2006.7454
27.12. | 4 | 2031.9875
27.12. | 5 | 2036.1945
27.12. | 6 | 2040.4015
27.12. | 7 | 2078.2646
27.12. | 8 | 2103.5067
27.12. | 9 | 2107.7137
27.12. | 10 | 2111.9207
27.12. | 11 | 2099.2997
27.12. | 12 | 2074.0576
27.12. | 13 | 2040.4015
27.12. | 14 | 2040.4015
27.12. | 15 | 2040.4015
27.12. | 16 | 2082.4716
27.12. | 17 | 2124.5418
27.12. | 18 | 2153.9909
27.12. | 19 | 2162.4049
27.12. | 20 | 2166.6119
27.12. | 21 | 2170.8189
27.12. | 22 | 2166.6119
27.12. | 23 | 2149.7838
27.12. | 24 | 2103.5067
28.12. | 1 | 2120.3348
28.12. | 2 | 2103.5067
28.12. | 3 | 2103.5067
28.12. | 4 | 2107.7137
28.12. | 5 | 2107.7137
28.12. | 6 | 2107.7137
28.12. | 7 | 2099.2997
28.12. | 8 | 2128.7488
28.12. | 9 | 2141.3698
28.12. | 10 | 2137.1628
28.12. | 11 | 2137.1628
28.12. | 12 | 2107.7137
28.12. | 13 | 2099.2997
28.12. | 14 | 2103.5067
28.12. | 15 | 2107.7137
28.12. | 16 | 2111.9207
28.12. | 17 | 2124.5418
28.12. | 18 | 2153.9909
28.12. | 19 | 2170.8189
28.12. | 20 | 2179.2329
28.12. | 21 | 2191.854
28.12. | 22 | 2191.854
28.12. | 23 | 2175.0259
28.12. | 24 | 2145.5768
29.12. | 1 | 2057.2296
29.12. | 2 | 2040.4015
29.12. | 3 | 2019.3664
29.12. | 4 | 2010.9524
29.12. | 5 | 2002.5384
29.12. | 6 | 2002.5384
29.12. | 7 | 2019.3664
29.12. | 8 | 2036.1945
29.12. | 9 | 2027.7805
29.12. | 10 | 2015.1594
29.12. | 11 | 2002.5384
29.12. | 12 | 1931.0192
29.12. | 13 | 1897.363
29.12. | 14 | 1897.363
29.12. | 15 | 1909.9841
29.12. | 16 | 1909.9841
29.12. | 17 | 1918.3981
29.12. | 18 | 1981.5033
29.12. | 19 | 2006.7454
29.12. | 20 | 2010.9524
29.12. | 21 | 2015.1594
29.12. | 22 | 1998.3314
29.12. | 23 | 1922.6051
29.12. | 24 | 1846.8789
30.12. | 1 | 1754.3246
30.12. | 2 | 1750.1176
30.12. | 3 | 1745.9106
30.12. | 4 | 1729.0825
30.12. | 5 | 1703.8404
30.12. | 6 | 1703.8404
30.12. | 7 | 1716.4615
30.12. | 8 | 1762.7386
30.12. | 9 | 1754.3246
30.12. | 10 | 1754.3246
30.12. | 11 | 1737.4965
30.12. | 12 | 1729.0825
30.12. | 13 | 1729.0825
30.12. | 14 | 1729.0825
30.12. | 15 | 1712.2545
30.12. | 16 | 1716.4615
30.12. | 17 | 1729.0825
30.12. | 18 | 1821.6368
30.12. | 19 | 1859.4999
30.12. | 20 | 1867.9139
30.12. | 21 | 1867.9139
30.12. | 22 | 1863.7069
30.12. | 23 | 1855.2929
30.12. | 24 | 1838.4649
31.12. | 1 | 1813.2228
31.12. | 2 | 1813.2228
31.12. | 3 | 1809.0158
31.12. | 4 | 1817.4298
31.12. | 5 | 1809.0158
31.12. | 6 | 1813.2228
31.12. | 7 | 1813.2228
31.12. | 8 | 1817.4298
31.12. | 9 | 1809.0158
31.12. | 10 | 1809.0158
31.12. | 11 | 1771.1526
31.12. | 12 | 1741.7035
31.12. | 13 | 1737.4965
31.12. | 14 | 1741.7035
31.12. | 15 | 1737.4965
31.12. | 16 | 1737.4965
31.12. | 17 | 1745.9106
31.12. | 18 | 1787.9807
31.12. | 19 | 1821.6368
31.12. | 20 | 1830.0508
31.12. | 21 | 1846.8789
31.12. | 22 | 1859.4999
31.12. | 23 | 1880.535
31.12. | 24 | 1872.121

## Exchanges
ENTSO-E Market Modelling Database: Exchanges with non-ENTSO-E countries
Country:
Market Node: | ES00
Year:
Climate year |  |  | N.B. use convention first January always Monday (2007 calendar year) --> see guidelines for further details
Scenario
name of the non-ENTSOE country: | ESCE
average import capacity from non-ENTSO-E country (MW) (optional): | 0
average export capacity to non-ENTSO-E country (MW) (optional): | -22.9173
name of the non-ENTSOE country: | ESIB
average import capacity from non-ENTSO-E country (MW) (optional): | 0
average export capacity to non-ENTSO-E country (MW) (optional): | -421.8256
name of the non-ENTSOE country: | MA
average import capacity from non-ENTSO-E country (MW) (optional): | 0
average export capacity to non-ENTSO-E country (MW) (optional): | -393.3103
name of the non-ENTSOE country:
average import capacity from non-ENTSO-E country (MW) (optional):
average export capacity to non-ENTSO-E country (MW) (optional):
name of the non-ENTSOE country:
average import capacity from non-ENTSO-E country (MW) (optional):
average export capacity to non-ENTSO-E country (MW) (optional):
Date | Hour | Total exchanges with all non ENTSO-E countries (MW) (>0 for import)
01.01. | 1 | -580.936
01.01. | 2 | -540.089
01.01. | 3 | -492.995
01.01. | 4 | -453.629
01.01. | 5 | -426.586
01.01. | 6 | -415.631
01.01. | 7 | -421.125
01.01. | 8 | -435.193
01.01. | 9 | -402.726
01.01. | 10 | -177.391
01.01. | 11 | -477.24
01.01. | 12 | -614.177
01.01. | 13 | -750.902
01.01. | 14 | -617.49
01.01. | 15 | -510.324
01.01. | 16 | -440.816
01.01. | 17 | -364.402
01.01. | 18 | -890.46
01.01. | 19 | -1623.237
01.01. | 20 | -1593.669
01.01. | 21 | -1360.441
01.01. | 22 | -925.441
01.01. | 23 | -694.586
01.01. | 24 | -601.831
02.01. | 1 | -528.295
02.01. | 2 | -849.186
02.01. | 3 | -959.221
02.01. | 4 | -853.138
02.01. | 5 | -799.833
02.01. | 6 | -409.203
02.01. | 7 | -476.588
02.01. | 8 | -790.937
02.01. | 9 | -1050.355
02.01. | 10 | -1208.844
02.01. | 11 | -1092.737
02.01. | 12 | -1123.171
02.01. | 13 | -1079.674
02.01. | 14 | -1077.984
02.01. | 15 | -975.674
02.01. | 16 | -810.568
02.01. | 17 | -841.239
02.01. | 18 | -1440.27
02.01. | 19 | -1668.067
02.01. | 20 | -1669.532
02.01. | 21 | -1647.547
02.01. | 22 | -1216.026
02.01. | 23 | -899.736
02.01. | 24 | -1121.351
03.01. | 1 | -771.839
03.01. | 2 | -740.969
03.01. | 3 | -636.224
03.01. | 4 | -508.087
03.01. | 5 | -638.013
03.01. | 6 | -379.809
03.01. | 7 | -437.581
03.01. | 8 | -702.749
03.01. | 9 | -1163.389
03.01. | 10 | -1371.585
03.01. | 11 | -1266.8
03.01. | 12 | -1086.974
03.01. | 13 | -858.329
03.01. | 14 | -703.932
03.01. | 15 | -569.009
03.01. | 16 | -624.482
03.01. | 17 | -966.238
03.01. | 18 | -1588.847
03.01. | 19 | -1668.321
03.01. | 20 | -1669.842
03.01. | 21 | -1670.153
03.01. | 22 | -1445.405
03.01. | 23 | -1121.559
03.01. | 24 | -546.269
04.01. | 1 | -324.982
04.01. | 2 | -131.013
04.01. | 3 | -70.631
04.01. | 4 | -50.335
04.01. | 5 | -43.404
04.01. | 6 | -123.629
04.01. | 7 | -449.763
04.01. | 8 | -622.802
04.01. | 9 | -1125.46
04.01. | 10 | -958.467
04.01. | 11 | -768.856
04.01. | 12 | -634.547
04.01. | 13 | -635.326
04.01. | 14 | -501.285
04.01. | 15 | -231.009
04.01. | 16 | -93.371
04.01. | 17 | -467.23
04.01. | 18 | -1124.193
04.01. | 19 | -1645.018
04.01. | 20 | -1511.269
04.01. | 21 | -1241.406
04.01. | 22 | -944.428
04.01. | 23 | -724.754
04.01. | 24 | -289.944
05.01. | 1 | -170.268
05.01. | 2 | -96.848
05.01. | 3 | -52.548
05.01. | 4 | -31.448
05.01. | 5 | -20.606
05.01. | 6 | -61.254
05.01. | 7 | -121.681
05.01. | 8 | -390.454
05.01. | 9 | -469.736
05.01. | 10 | -351.284
05.01. | 11 | -23.177
05.01. | 12 | -24.7
05.01. | 13 | -25.827
05.01. | 14 | -63.293
05.01. | 15 | -230.293
05.01. | 16 | -25.827
05.01. | 17 | -461.939
05.01. | 18 | -727.067
05.01. | 19 | -1441.829
05.01. | 20 | -1173.283
05.01. | 21 | -957.51
05.01. | 22 | -769.037
05.01. | 23 | -761.577
05.01. | 24 | -332.637
06.01. | 1 | -229.34
06.01. | 2 | -154.831
06.01. | 3 | -106.927
06.01. | 4 | -77.656
06.01. | 5 | -64.42
06.01. | 6 | -89.27
06.01. | 7 | -111.765
06.01. | 8 | -170.755
06.01. | 9 | -485.595
06.01. | 10 | -673.568
06.01. | 11 | -619.179
06.01. | 12 | -618.216
06.01. | 13 | -589.212
06.01. | 14 | -559.09
06.01. | 15 | -614.821
06.01. | 16 | -684.095
06.01. | 17 | -505.689
06.01. | 18 | -667.583
06.01. | 19 | -1306.568
06.01. | 20 | -1173.469
06.01. | 21 | -769.225
06.01. | 22 | -770.026
06.01. | 23 | -746.602
06.01. | 24 | -296.81
07.01. | 1 | -197.84
07.01. | 2 | -123.331
07.01. | 3 | -75.427
07.01. | 4 | -46.156
07.01. | 5 | -37.435
07.01. | 6 | -36.77
07.01. | 7 | -216.765
07.01. | 8 | -359.755
07.01. | 9 | -485.595
07.01. | 10 | -363.068
07.01. | 11 | -214.179
07.01. | 12 | -186.216
07.01. | 13 | -184.212
07.01. | 14 | -181.09
07.01. | 15 | -344.821
07.01. | 16 | -481.595
07.01. | 17 | -505.689
07.01. | 18 | -667.583
07.01. | 19 | -1171.568
07.01. | 20 | -930.469
07.01. | 21 | -769.225
07.01. | 22 | -770.026
07.01. | 23 | -746.602
07.01. | 24 | -415.46
08.01. | 1 | -232.93
08.01. | 2 | -157.164
08.01. | 3 | -108.455
08.01. | 4 | -85.039
08.01. | 5 | -70.964
08.01. | 6 | -86.715
08.01. | 7 | -428.369
08.01. | 8 | -465.641
08.01. | 9 | -777.534
08.01. | 10 | -961.046
08.01. | 11 | -1227.161
08.01. | 12 | -1434.067
08.01. | 13 | -1142.657
08.01. | 14 | -923.992
08.01. | 15 | -588.613
08.01. | 16 | -695.04
08.01. | 17 | -752.588
08.01. | 18 | -1208.412
08.01. | 19 | -1661.197
08.01. | 20 | -1578.736
08.01. | 21 | -1201.499
08.01. | 22 | -891.807
08.01. | 23 | -748.373
08.01. | 24 | -521.907
09.01. | 1 | -281.874
09.01. | 2 | -160.656
09.01. | 3 | -127.462
09.01. | 4 | -109.843
09.01. | 5 | -105.49
09.01. | 6 | -402.687
09.01. | 7 | -488.109
09.01. | 8 | -898.221
09.01. | 9 | -1228.627
09.01. | 10 | -1391.78
09.01. | 11 | -1618.983
09.01. | 12 | -1619.621
09.01. | 13 | -1584.581
09.01. | 14 | -1545.019
09.01. | 15 | -1356.047
09.01. | 16 | -1205.23
09.01. | 17 | -960.928
09.01. | 18 | -767.863
09.01. | 19 | -770.592
09.01. | 20 | -773.034
09.01. | 21 | -773.896
09.01. | 22 | -774.206
09.01. | 23 | -771.755
09.01. | 24 | -420.789
10.01. | 1 | -197.935
10.01. | 2 | -114.918
10.01. | 3 | -89.399
10.01. | 4 | -72.402
10.01. | 5 | -67.448
10.01. | 6 | -98.857
10.01. | 7 | -373.804
10.01. | 8 | -665.341
10.01. | 9 | -781.508
10.01. | 10 | -815.563
10.01. | 11 | -657.483
10.01. | 12 | -731.584
10.01. | 13 | -705.415
10.01. | 14 | -598.297
10.01. | 15 | -247.313
10.01. | 16 | -123.188
10.01. | 17 | -493.277
10.01. | 18 | -1239.799
10.01. | 19 | -1669.928
10.01. | 20 | -1672.149
10.01. | 21 | -1448.422
10.01. | 22 | -1043.826
10.01. | 23 | -960.421
10.01. | 24 | -591.577
11.01. | 1 | -179.208
11.01. | 2 | -107.675
11.01. | 3 | -69.216
11.01. | 4 | -53.448
11.01. | 5 | -47.689
11.01. | 6 | -63.935
11.01. | 7 | -179.774
11.01. | 8 | -343.571
11.01. | 9 | -401.642
11.01. | 10 | -402.392
11.01. | 11 | -421.689
11.01. | 12 | -247.412
11.01. | 13 | -172.642
11.01. | 14 | -223.761
11.01. | 15 | -135.805
11.01. | 16 | -185.567
11.01. | 17 | -445.395
11.01. | 18 | -1240.478
11.01. | 19 | -1670.766
11.01. | 20 | -1673.318
11.01. | 21 | -1422.157
11.01. | 22 | -963.408
11.01. | 23 | -879.861
11.01. | 24 | -593.527
12.01. | 1 | -185.525
12.01. | 2 | -110.475
12.01. | 3 | -75.373
12.01. | 4 | -56.687
12.01. | 5 | -49.832
12.01. | 6 | -88.077
12.01. | 7 | -201.358
12.01. | 8 | -405.203
12.01. | 9 | -567.629
12.01. | 10 | -531.905
12.01. | 11 | -273.606
12.01. | 12 | -148.332
12.01. | 13 | -31.44
12.01. | 14 | -53.42
12.01. | 15 | -238.156
12.01. | 16 | -293.457
12.01. | 17 | -495.017
12.01. | 18 | -984.103
12.01. | 19 | -1648.208
12.01. | 20 | -1582.74
12.01. | 21 | -1272.495
12.01. | 22 | -975.54
12.01. | 23 | -771.132
12.01. | 24 | -447.27
13.01. | 1 | -183.957
13.01. | 2 | -107.059
13.01. | 3 | -59.393
13.01. | 4 | -33.413
13.01. | 5 | -22.18
13.01. | 6 | -59.724
13.01. | 7 | -148.696
13.01. | 8 | -261.396
13.01. | 9 | -429.964
13.01. | 10 | -346.689
13.01. | 11 | -25.669
13.01. | 12 | -27.382
13.01. | 13 | -28.485
13.01. | 14 | -29.976
13.01. | 15 | -30.627
13.01. | 16 | -85.622
13.01. | 17 | -443.244
13.01. | 18 | -847.622
13.01. | 19 | -1511.682
13.01. | 20 | -1513.864
13.01. | 21 | -1379.594
13.01. | 22 | -975.099
13.01. | 23 | -770.393
13.01. | 24 | -276.932
14.01. | 1 | -179.554
14.01. | 2 | -103.245
14.01. | 3 | -57.17
14.01. | 4 | -27.171
14.01. | 5 | -15
14.01. | 6 | -15.476
14.01. | 7 | -34.707
14.01. | 8 | -67.834
14.01. | 9 | -61.696
14.01. | 10 | 83.259
14.01. | 11 | 40.2
14.01. | 12 | -25.176
14.01. | 13 | -26.02
14.01. | 14 | 79.101
14.01. | 15 | -203.973
14.01. | 16 | -313.888
14.01. | 17 | -453.089
14.01. | 18 | -786.2
14.01. | 19 | -1471.406
14.01. | 20 | -1474.237
14.01. | 21 | -1381.016
14.01. | 22 | -1125.253
14.01. | 23 | -753.189
14.01. | 24 | -235.618
15.01. | 1 | -127.674
15.01. | 2 | -56.501
15.01. | 3 | -20.959
15.01. | 4 | 14.364
15.01. | 5 | 19.694
15.01. | 6 | -47.397
15.01. | 7 | -171.838
15.01. | 8 | -362.46
15.01. | 9 | -633.041
15.01. | 10 | -678.559
15.01. | 11 | -374.72
15.01. | 12 | -256.714
15.01. | 13 | -302.268
15.01. | 14 | -264.947
15.01. | 15 | -181.709
15.01. | 16 | -350.617
15.01. | 17 | -612.471
15.01. | 18 | -1039.399
15.01. | 19 | -1672.279
15.01. | 20 | -1584.855
15.01. | 21 | -1585.766
15.01. | 22 | -1208.093
15.01. | 23 | -868.006
15.01. | 24 | -472.329
16.01. | 1 | -198.637
16.01. | 2 | -108.495
16.01. | 3 | -71.261
16.01. | 4 | -214.039
16.01. | 5 | -207.439
16.01. | 6 | -432.519
16.01. | 7 | -177.075
16.01. | 8 | -565.779
16.01. | 9 | -871.913
16.01. | 10 | -950.121
16.01. | 11 | -651.879
16.01. | 12 | -531.349
16.01. | 13 | -505.49
16.01. | 14 | -452.46
16.01. | 15 | -317.398
16.01. | 16 | -250.127
16.01. | 17 | -469.331
16.01. | 18 | -1080.169
16.01. | 19 | -1514.887
16.01. | 20 | -1450.608
16.01. | 21 | -1127.645
16.01. | 22 | -777.101
16.01. | 23 | -774.172
16.01. | 24 | -896.406
17.01. | 1 | -1091.771
17.01. | 2 | -760.937
17.01. | 3 | -628.571
17.01. | 4 | -504.266
17.01. | 5 | -593.619
17.01. | 6 | -851.052
17.01. | 7 | -515.202
17.01. | 8 | -897.668
17.01. | 9 | -1163.402
17.01. | 10 | -1147.864
17.01. | 11 | -895.839
17.01. | 12 | -932.822
17.01. | 13 | -933.907
17.01. | 14 | -934.807
17.01. | 15 | -934.667
17.01. | 16 | -612.38
17.01. | 17 | -653.285
17.01. | 18 | -1171.038
17.01. | 19 | -1650.769
17.01. | 20 | -1653.938
17.01. | 21 | -1425.416
17.01. | 22 | -1088.262
17.01. | 23 | -1371.381
17.01. | 24 | -1085.537
18.01. | 1 | -939.347
18.01. | 2 | -691.731
18.01. | 3 | -654.936
18.01. | 4 | -637.357
18.01. | 5 | -631.179
18.01. | 6 | -768.026
18.01. | 7 | -573.781
18.01. | 8 | -1171.791
18.01. | 9 | -1541.771
18.01. | 10 | -1314.899
18.01. | 11 | -931.138
18.01. | 12 | -932.079
18.01. | 13 | -933.181
18.01. | 14 | -934.259
18.01. | 15 | -830.703
18.01. | 16 | -781.247
18.01. | 17 | -933.678
18.01. | 18 | -1525.596
18.01. | 19 | -1672.236
18.01. | 20 | -1675.244
18.01. | 21 | -1676.026
18.01. | 22 | -1478.285
18.01. | 23 | -989.668
18.01. | 24 | -664.589
19.01. | 1 | -337.169
19.01. | 2 | -128.956
19.01. | 3 | -89.725
19.01. | 4 | -73.962
19.01. | 5 | -67.144
19.01. | 6 | -111.403
19.01. | 7 | -251.042
19.01. | 8 | -477.435
19.01. | 9 | -714.188
19.01. | 10 | -482.665
19.01. | 11 | -109.232
19.01. | 12 | -31.441
19.01. | 13 | 180.201
19.01. | 14 | 153.246
19.01. | 15 | 38.461
19.01. | 16 | -14.875
19.01. | 17 | -240.741
19.01. | 18 | -556.465
19.01. | 19 | -770.558
19.01. | 20 | -773.228
19.01. | 21 | -773.442
19.01. | 22 | -511.081
19.01. | 23 | -677.106
19.01. | 24 | -278.551
20.01. | 1 | -168.291
20.01. | 2 | -91.886
20.01. | 3 | -46.519
20.01. | 4 | -23.483
20.01. | 5 | -14.358
20.01. | 6 | -51.766
20.01. | 7 | -98.935
20.01. | 8 | -212.636
20.01. | 9 | -274.513
20.01. | 10 | -609.836
20.01. | 11 | -486.346
20.01. | 12 | -48.356
20.01. | 13 | -29.259
20.01. | 14 | -161.415
20.01. | 15 | -358.455
20.01. | 16 | -372.239
20.01. | 17 | -320.527
20.01. | 18 | -603.37
20.01. | 19 | -971.129
20.01. | 20 | -973.939
20.01. | 21 | -772.201
20.01. | 22 | -667.952
20.01. | 23 | -456.43
20.01. | 24 | -270.914
21.01. | 1 | -161.977
21.01. | 2 | -90.38
21.01. | 3 | -43.682
21.01. | 4 | -17.133
21.01. | 5 | -4.703
21.01. | 6 | -4.846
21.01. | 7 | -181.678
21.01. | 8 | -215.458
21.01. | 9 | -290.889
21.01. | 10 | -170.824
21.01. | 11 | 62.484
21.01. | 12 | 97.86
21.01. | 13 | -26.481
21.01. | 14 | 171.283
21.01. | 15 | 170.329
21.01. | 16 | 172.48
21.01. | 17 | -27.08
21.01. | 18 | -429.212
21.01. | 19 | -764.894
21.01. | 20 | -623.975
21.01. | 21 | -541.3
21.01. | 22 | -363.708
21.01. | 23 | -336.848
21.01. | 24 | -634.303
22.01. | 1 | -533.747
22.01. | 2 | -464.85
22.01. | 3 | -430.216
22.01. | 4 | -413.037
22.01. | 5 | -408.872
22.01. | 6 | -149.86
22.01. | 7 | -371.879
22.01. | 8 | -642.094
22.01. | 9 | -682.306
22.01. | 10 | -407.863
22.01. | 11 | -29.978
22.01. | 12 | -30.816
22.01. | 13 | -31.788
22.01. | 14 | -32.816
22.01. | 15 | -32.868
22.01. | 16 | -30.16
22.01. | 17 | -336.356
22.01. | 18 | -748.317
22.01. | 19 | -1176.172
22.01. | 20 | -1015.948
22.01. | 21 | -909.993
22.01. | 22 | -775.625
22.01. | 23 | -773.04
22.01. | 24 | -346.337
23.01. | 1 | -191.598
23.01. | 2 | -119.486
23.01. | 3 | -83.091
23.01. | 4 | -275.898
23.01. | 5 | -271.801
23.01. | 6 | -111.43
23.01. | 7 | -419.783
23.01. | 8 | -689.787
23.01. | 9 | -714.199
23.01. | 10 | -387.8
23.01. | 11 | -30.007
23.01. | 12 | -30.884
23.01. | 13 | -31.981
23.01. | 14 | -33.159
23.01. | 15 | -33.035
23.01. | 16 | -30.306
23.01. | 17 | -332.496
23.01. | 18 | -752.49
23.01. | 19 | -1513.6
23.01. | 20 | -1179.505
23.01. | 21 | -910.327
23.01. | 22 | -775.666
23.01. | 23 | -772.75
23.01. | 24 | -400.713
24.01. | 1 | -201.08
24.01. | 2 | -125.212
24.01. | 3 | -180.17
24.01. | 4 | -219.809
24.01. | 5 | -215.611
24.01. | 6 | -273.523
24.01. | 7 | -404.18
24.01. | 8 | -694.538
24.01. | 9 | -716.942
24.01. | 10 | -432.154
24.01. | 11 | -30.193
24.01. | 12 | -31.382
24.01. | 13 | -32.453
24.01. | 14 | -33.276
24.01. | 15 | -32.742
24.01. | 16 | -37.411
24.01. | 17 | -455.403
24.01. | 18 | -763.932
24.01. | 19 | -1445.776
24.01. | 20 | -1246.557
24.01. | 21 | -910.041
24.01. | 22 | -775.253
24.01. | 23 | -772.391
24.01. | 24 | -311.507
25.01. | 1 | -193.004
25.01. | 2 | -116.039
25.01. | 3 | -79.879
25.01. | 4 | -62.932
25.01. | 5 | -57.858
25.01. | 6 | -95.465
25.01. | 7 | -266.62
25.01. | 8 | -693.08
25.01. | 9 | -851.59
25.01. | 10 | -518.347
25.01. | 11 | -164.641
25.01. | 12 | -165.402
25.01. | 13 | -166.251
25.01. | 14 | -167.103
25.01. | 15 | -167.143
25.01. | 16 | -164.821
25.01. | 17 | -313.896
25.01. | 18 | -748.477
25.01. | 19 | -1445.422
25.01. | 20 | -1448.639
25.01. | 21 | -1044.562
25.01. | 22 | -801.833
25.01. | 23 | -772.173
25.01. | 24 | -560.312
26.01. | 1 | -231.677
26.01. | 2 | -156.381
26.01. | 3 | -120.687
26.01. | 4 | -101.54
26.01. | 5 | -95.35
26.01. | 6 | -123.339
26.01. | 7 | -471.89
26.01. | 8 | -697.89
26.01. | 9 | -824.101
26.01. | 10 | -568.019
26.01. | 11 | -299.979
26.01. | 12 | -245.877
26.01. | 13 | -30.84
26.01. | 14 | -31.625
26.01. | 15 | 52.882
26.01. | 16 | -19.919
26.01. | 17 | -486.189
26.01. | 18 | -762.723
26.01. | 19 | -1659.834
26.01. | 20 | -1671.913
26.01. | 21 | -1501.277
26.01. | 22 | -1028.792
26.01. | 23 | -810.953
26.01. | 24 | -701.015
27.01. | 1 | -261.455
27.01. | 2 | -181.927
27.01. | 3 | -135.071
27.01. | 4 | -111.955
27.01. | 5 | -100.511
27.01. | 6 | -117.962
27.01. | 7 | -364.661
27.01. | 8 | -542.487
27.01. | 9 | -602.944
27.01. | 10 | -670.265
27.01. | 11 | -636.882
27.01. | 12 | -597.3
27.01. | 13 | -464.42
27.01. | 14 | -276.884
27.01. | 15 | -151.463
27.01. | 16 | -206.7
27.01. | 17 | -433.561
27.01. | 18 | -1118.907
27.01. | 19 | -1667.008
27.01. | 20 | -1670.089
27.01. | 21 | -1445.791
27.01. | 22 | -1108.902
27.01. | 23 | -999.401
27.01. | 24 | -692.664
28.01. | 1 | -460.088
28.01. | 2 | -276.879
28.01. | 3 | -125.566
28.01. | 4 | -247.398
28.01. | 5 | -179.459
28.01. | 6 | -86.78
28.01. | 7 | -106.61
28.01. | 8 | -140.768
28.01. | 9 | -177.465
28.01. | 10 | -295.755
28.01. | 11 | -511.488
28.01. | 12 | -503.103
28.01. | 13 | -540.25
28.01. | 14 | -573.423
28.01. | 15 | -567.927
28.01. | 16 | -547.213
28.01. | 17 | -600.222
28.01. | 18 | -675.274
28.01. | 19 | -1576.297
28.01. | 20 | -1525.788
28.01. | 21 | -1311.206
28.01. | 22 | -1231.046
28.01. | 23 | -979.649
28.01. | 24 | -641.683
29.01. | 1 | -528.831
29.01. | 2 | -419.343
29.01. | 3 | -237.767
29.01. | 4 | -95.736
29.01. | 5 | -112.142
29.01. | 6 | -371.214
29.01. | 7 | -509.787
29.01. | 8 | -941.565
29.01. | 9 | -1173.472
29.01. | 10 | -1422.518
29.01. | 11 | -1329.807
29.01. | 12 | -1143.052
29.01. | 13 | -1138.946
29.01. | 14 | -1137.076
29.01. | 15 | -1079.423
29.01. | 16 | -1006.65
29.01. | 17 | -924.253
29.01. | 18 | -1356.73
29.01. | 19 | -1668.646
29.01. | 20 | -1671.951
29.01. | 21 | -1609.896
29.01. | 22 | -1340.265
29.01. | 23 | -1351.074
29.01. | 24 | -329.841
30.01. | 1 | -203.496
30.01. | 2 | -132.909
30.01. | 3 | -96.95
30.01. | 4 | -80.798
30.01. | 5 | -76.943
30.01. | 6 | -103.978
30.01. | 7 | -400.867
30.01. | 8 | -676.116
30.01. | 9 | -897.145
30.01. | 10 | -607.081
30.01. | 11 | -500.06
30.01. | 12 | -703.306
30.01. | 13 | -704.148
30.01. | 14 | -637.508
30.01. | 15 | -570.029
30.01. | 16 | -432.597
30.01. | 17 | -387.684
30.01. | 18 | -738.841
30.01. | 19 | -1645.039
30.01. | 20 | -1176.177
30.01. | 21 | -772.181
30.01. | 22 | -772.584
30.01. | 23 | -770.145
30.01. | 24 | -652.178
31.01. | 1 | -203.557
31.01. | 2 | -133.087
31.01. | 3 | -98.5
31.01. | 4 | -83.214
31.01. | 5 | -78.208
31.01. | 6 | -107.791
31.01. | 7 | -519.822
31.01. | 8 | -680.395
31.01. | 9 | -703.955
31.01. | 10 | -327.038
31.01. | 11 | -27.546
31.01. | 12 | -230.857
31.01. | 13 | -299.143
31.01. | 14 | -299.895
31.01. | 15 | -299.735
31.01. | 16 | -297.333
31.01. | 17 | -531.48
31.01. | 18 | -1214.667
31.01. | 19 | -1667.115
31.01. | 20 | -1670.724
31.01. | 21 | -1622.363
31.01. | 22 | -1285.217
31.01. | 23 | -1093.701
31.01. | 24 | -1321.047
01.02. | 1 | -675.86
01.02. | 2 | -606.55
01.02. | 3 | -572.03
01.02. | 4 | -555.384
01.02. | 5 | -551.216
01.02. | 6 | -501.574
01.02. | 7 | -655.491
01.02. | 8 | -947.322
01.02. | 9 | -1096.904
01.02. | 10 | -941.919
01.02. | 11 | -702.363
01.02. | 12 | -703.063
01.02. | 13 | -703.855
01.02. | 14 | -839.623
01.02. | 15 | -929.469
01.02. | 16 | -904.438
01.02. | 17 | -1128.395
01.02. | 18 | -1556.459
01.02. | 19 | -1666.373
01.02. | 20 | -1670.287
01.02. | 21 | -1671.314
01.02. | 22 | -1671.568
01.02. | 23 | -1646.734
01.02. | 24 | -776.032
02.02. | 1 | -525.103
02.02. | 2 | -289.338
02.02. | 3 | -358.045
02.02. | 4 | -184.896
02.02. | 5 | -180.993
02.02. | 6 | -314.318
02.02. | 7 | -505.019
02.02. | 8 | -739.036
02.02. | 9 | -1021.392
02.02. | 10 | -920.077
02.02. | 11 | -828.175
02.02. | 12 | -751.145
02.02. | 13 | -857.785
02.02. | 14 | -823.476
02.02. | 15 | -831.346
02.02. | 16 | -926.271
02.02. | 17 | -951.59
02.02. | 18 | -1440.148
02.02. | 19 | -1665.66
02.02. | 20 | -1668.966
02.02. | 21 | -1282.379
02.02. | 22 | -904.375
02.02. | 23 | -732.601
02.02. | 24 | -764.296
03.02. | 1 | -540.609
03.02. | 2 | -281.078
03.02. | 3 | -162.018
03.02. | 4 | -107.024
03.02. | 5 | -26.806
03.02. | 6 | -140.268
03.02. | 7 | -441.977
03.02. | 8 | -611.33
03.02. | 9 | -755.896
03.02. | 10 | -1024.35
03.02. | 11 | -1291.63
03.02. | 12 | -1553.484
03.02. | 13 | -1550.821
03.02. | 14 | -1560.665
03.02. | 15 | -1295.776
03.02. | 16 | -1174.311
03.02. | 17 | -1201.604
03.02. | 18 | -1318.505
03.02. | 19 | -1664.767
03.02. | 20 | -1668.084
03.02. | 21 | -1668.849
03.02. | 22 | -1592.875
03.02. | 23 | -1347.166
03.02. | 24 | -1145.315
04.02. | 1 | -561.017
04.02. | 2 | -161.576
04.02. | 3 | -113.644
04.02. | 4 | -87.44
04.02. | 5 | -76.11
04.02. | 6 | -77.694
04.02. | 7 | -99.706
04.02. | 8 | -459.328
04.02. | 9 | -432.349
04.02. | 10 | -141.854
04.02. | 11 | -21.099
04.02. | 12 | -23.103
04.02. | 13 | -24.486
04.02. | 14 | -26.114
04.02. | 15 | -27.058
04.02. | 16 | -25.174
04.02. | 17 | -41.822
04.02. | 18 | -551.821
04.02. | 19 | -1643.253
04.02. | 20 | -1592.289
04.02. | 21 | -1310.385
04.02. | 22 | -771.249
04.02. | 23 | -743.278
04.02. | 24 | -243.671
05.02. | 1 | -131.973
05.02. | 2 | -64.058
05.02. | 3 | -29.965
05.02. | 4 | -15.04
05.02. | 5 | -11.977
05.02. | 6 | -19.834
05.02. | 7 | -380.172
05.02. | 8 | -654.926
05.02. | 9 | -673.355
05.02. | 10 | -486.455
05.02. | 11 | -229.895
05.02. | 12 | -379.121
05.02. | 13 | -461.136
05.02. | 14 | -711.478
05.02. | 15 | -1030.707
05.02. | 16 | -1356.981
05.02. | 17 | -1460.033
05.02. | 18 | -1633.586
05.02. | 19 | -1667.648
05.02. | 20 | -1671.115
05.02. | 21 | -1672.113
05.02. | 22 | -1420.435
05.02. | 23 | -954.983
05.02. | 24 | -524.675
06.02. | 1 | -198.568
06.02. | 2 | -128.874
06.02. | 3 | -93.702
06.02. | 4 | -78.196
06.02. | 5 | -74.332
06.02. | 6 | -83.186
06.02. | 7 | -507.736
06.02. | 8 | -671.387
06.02. | 9 | -713.727
06.02. | 10 | -758.784
06.02. | 11 | -526.387
06.02. | 12 | -272.33
06.02. | 13 | -402.135
06.02. | 14 | -447.06
06.02. | 15 | -318.957
06.02. | 16 | -480.733
06.02. | 17 | -654.988
06.02. | 18 | -739.009
06.02. | 19 | -1644.814
06.02. | 20 | -1257.126
06.02. | 21 | -1177.194
06.02. | 22 | -688.566
06.02. | 23 | -559.956
06.02. | 24 | -294.401
07.02. | 1 | -176.631
07.02. | 2 | -185.949
07.02. | 3 | -420.372
07.02. | 4 | -406.694
07.02. | 5 | -400.883
07.02. | 6 | -219.686
07.02. | 7 | -507.056
07.02. | 8 | -667.97
07.02. | 9 | -712.94
07.02. | 10 | -890.362
07.02. | 11 | -849.361
07.02. | 12 | -974.162
07.02. | 13 | -1002.806
07.02. | 14 | -899.968
07.02. | 15 | -799.185
07.02. | 16 | -857.355
07.02. | 17 | -932.371
07.02. | 18 | -993.596
07.02. | 19 | -1667.302
07.02. | 20 | -1671.19
07.02. | 21 | -1582.301
07.02. | 22 | -1069.444
07.02. | 23 | -983.374
07.02. | 24 | -649.278
08.02. | 1 | -533.567
08.02. | 2 | -463.788
08.02. | 3 | -429.003
08.02. | 4 | -413.308
08.02. | 5 | -409.473
08.02. | 6 | -428.041
08.02. | 7 | -516.925
08.02. | 8 | -677.753
08.02. | 9 | -849.38
08.02. | 10 | -956.954
08.02. | 11 | -1002.055
08.02. | 12 | -952.28
08.02. | 13 | -639.812
08.02. | 14 | -527.994
08.02. | 15 | -294.345
08.02. | 16 | -314.278
08.02. | 17 | -477.197
08.02. | 18 | -905.264
08.02. | 19 | -1666.931
08.02. | 20 | -1670.836
08.02. | 21 | -1671.875
08.02. | 22 | -1447.195
08.02. | 23 | -850.767
08.02. | 24 | -661.886
09.02. | 1 | -719.232
09.02. | 2 | -878.814
09.02. | 3 | -842.477
09.02. | 4 | -825.323
09.02. | 5 | -453.083
09.02. | 6 | -435.256
09.02. | 7 | -522.821
09.02. | 8 | -680.426
09.02. | 9 | -705.982
09.02. | 10 | -470.327
09.02. | 11 | -261.733
09.02. | 12 | -39.874
09.02. | 13 | -104.977
09.02. | 14 | -38.833
09.02. | 15 | -29.213
09.02. | 16 | -115.267
09.02. | 17 | -396.434
09.02. | 18 | -659.861
09.02. | 19 | -1305.968
09.02. | 20 | -1444.343
09.02. | 21 | -1309.89
09.02. | 22 | -904.929
09.02. | 23 | -768.232
09.02. | 24 | -677.808
10.02. | 1 | -638.542
10.02. | 2 | -634.762
10.02. | 3 | -587.564
10.02. | 4 | -431.708
10.02. | 5 | -419.75
10.02. | 6 | -629.34
10.02. | 7 | -1073.208
10.02. | 8 | -1132.005
10.02. | 9 | -1287.986
10.02. | 10 | -1363.079
10.02. | 11 | -1362.615
10.02. | 12 | -1352.62
10.02. | 13 | -1365.591
10.02. | 14 | -1345.673
10.02. | 15 | -1221.392
10.02. | 16 | -967.107
10.02. | 17 | -1005.898
10.02. | 18 | -1208.606
10.02. | 19 | -1439.304
10.02. | 20 | -1577.92
10.02. | 21 | -1578.901
10.02. | 22 | -1363.341
10.02. | 23 | -1168.719
10.02. | 24 | -610.598
11.02. | 1 | -535.275
11.02. | 2 | -334.558
11.02. | 3 | -317.575
11.02. | 4 | -419.105
11.02. | 5 | -406.379
11.02. | 6 | -408.262
11.02. | 7 | -428.156
11.02. | 8 | -461.878
11.02. | 9 | -445.303
11.02. | 10 | -452.705
11.02. | 11 | -468.389
11.02. | 12 | -268.136
11.02. | 13 | -24.291
11.02. | 14 | -25.846
11.02. | 15 | -26.547
11.02. | 16 | -190.826
11.02. | 17 | -315.135
11.02. | 18 | -433.269
11.02. | 19 | -730.64
11.02. | 20 | -767.71
11.02. | 21 | -904.349
11.02. | 22 | -770.334
11.02. | 23 | -738.368
11.02. | 24 | -619.939
12.02. | 1 | -512.59
12.02. | 2 | -447.797
12.02. | 3 | -414.57
12.02. | 4 | -398.68
12.02. | 5 | -395.243
12.02. | 6 | -413.737
12.02. | 7 | -502.215
12.02. | 8 | -656.594
12.02. | 9 | -649.586
12.02. | 10 | -430.834
12.02. | 11 | -364.748
12.02. | 12 | -703.082
12.02. | 13 | -434.039
12.02. | 14 | -785.768
12.02. | 15 | -548.615
12.02. | 16 | -566.796
12.02. | 17 | -329.546
12.02. | 18 | -566.081
12.02. | 19 | -1508.853
12.02. | 20 | -1647.624
12.02. | 21 | -1554.344
12.02. | 22 | -1176.794
12.02. | 23 | -769.283
12.02. | 24 | -295.547
13.02. | 1 | -190.97
13.02. | 2 | -120.359
13.02. | 3 | -85.967
13.02. | 4 | -416.154
13.02. | 5 | -414.496
13.02. | 6 | -168.994
13.02. | 7 | -409.38
13.02. | 8 | -675.833
13.02. | 9 | -713.988
13.02. | 10 | -958.485
13.02. | 11 | -1122.335
13.02. | 12 | -1235.815
13.02. | 13 | -1156.441
13.02. | 14 | -1119
13.02. | 15 | -960.91
13.02. | 16 | -918.322
13.02. | 17 | -982.771
13.02. | 18 | -1149.997
13.02. | 19 | -1666.623
13.02. | 20 | -1670.35
13.02. | 21 | -1671.788
13.02. | 22 | -1662.93
13.02. | 23 | -1066.326
13.02. | 24 | -653.217
14.02. | 1 | -299.215
14.02. | 2 | -123.316
14.02. | 3 | -88.052
14.02. | 4 | -72.929
14.02. | 5 | -68.442
14.02. | 6 | -101.942
14.02. | 7 | -410.278
14.02. | 8 | -674.203
14.02. | 9 | -587.408
14.02. | 10 | -169.263
14.02. | 11 | -176.636
14.02. | 12 | -218.576
14.02. | 13 | -192.05
14.02. | 14 | -98.235
14.02. | 15 | -29.449
14.02. | 16 | -205.05
14.02. | 17 | -534.748
14.02. | 18 | -784.656
14.02. | 19 | -1590.299
14.02. | 20 | -1669.811
14.02. | 21 | -1621.647
14.02. | 22 | -1257.501
14.02. | 23 | -833.386
14.02. | 24 | -647.325
15.02. | 1 | -533.542
15.02. | 2 | -465.239
15.02. | 3 | -432.52
15.02. | 4 | -418.798
15.02. | 5 | -413.135
15.02. | 6 | -429.142
15.02. | 7 | -516.434
15.02. | 8 | -872.632
15.02. | 9 | -1257.668
15.02. | 10 | -1013.113
15.02. | 11 | -1199.836
15.02. | 12 | -877.312
15.02. | 13 | -429.44
15.02. | 14 | -160.872
15.02. | 15 | -82.164
15.02. | 16 | -295.738
15.02. | 17 | -471.914
15.02. | 18 | -600.27
15.02. | 19 | -873.927
15.02. | 20 | -1309.595
15.02. | 21 | -1175.835
15.02. | 22 | -771.009
15.02. | 23 | -764.682
15.02. | 24 | -635.53
16.02. | 1 | -420.062
16.02. | 2 | -459.591
16.02. | 3 | -425.834
16.02. | 4 | -410.126
16.02. | 5 | -404.312
16.02. | 6 | -422.097
16.02. | 7 | -507.611
16.02. | 8 | -652.268
16.02. | 9 | -579.356
16.02. | 10 | -157.168
16.02. | 11 | -26.745
16.02. | 12 | -27.666
16.02. | 13 | -28.378
16.02. | 14 | -29.173
16.02. | 15 | -27.976
16.02. | 16 | -25.266
16.02. | 17 | -89.667
16.02. | 18 | -476.624
16.02. | 19 | -845.656
16.02. | 20 | -1173.172
16.02. | 21 | -1092.864
16.02. | 22 | -768.857
16.02. | 23 | -743.97
16.02. | 24 | -367.18
17.02. | 1 | -214.805
17.02. | 2 | -338.163
17.02. | 3 | -382.997
17.02. | 4 | -347.735
17.02. | 5 | -410.161
17.02. | 6 | -417.701
17.02. | 7 | -457.839
17.02. | 8 | -512.97
17.02. | 9 | -513.787
17.02. | 10 | -403.999
17.02. | 11 | -178.848
17.02. | 12 | -71.688
17.02. | 13 | -25.646
17.02. | 14 | -26.867
17.02. | 15 | -27.147
17.02. | 16 | -207.007
17.02. | 17 | -301.16
17.02. | 18 | -134.793
17.02. | 19 | -465.766
17.02. | 20 | -556.405
17.02. | 21 | -452.365
17.02. | 22 | -431.843
17.02. | 23 | -388.923
17.02. | 24 | -298.317
18.02. | 1 | -223.26
18.02. | 2 | -152.973
18.02. | 3 | -108.845
18.02. | 4 | -84.327
18.02. | 5 | -74.19
18.02. | 6 | -76.599
18.02. | 7 | -276.965
18.02. | 8 | -128.289
18.02. | 9 | -110.779
18.02. | 10 | 93.603
18.02. | 11 | 10.845
18.02. | 12 | -22.582
18.02. | 13 | -23.909
18.02. | 14 | -25.382
18.02. | 15 | -25.946
18.02. | 16 | -24.153
18.02. | 17 | -223.923
18.02. | 18 | -224.164
18.02. | 19 | -392.16
18.02. | 20 | -642.055
18.02. | 21 | -538.969
18.02. | 22 | -434.872
18.02. | 23 | -400.394
18.02. | 24 | -618.736
19.02. | 1 | -518.78
19.02. | 2 | -452.847
19.02. | 3 | -420.006
19.02. | 4 | -404.478
19.02. | 5 | -401.23
19.02. | 6 | -419.798
19.02. | 7 | -506.872
19.02. | 8 | -658.322
19.02. | 9 | -673.796
19.02. | 10 | -797.313
19.02. | 11 | -917.991
19.02. | 12 | -844.594
19.02. | 13 | -734.241
19.02. | 14 | -857.581
19.02. | 15 | -887.961
19.02. | 16 | -843.819
19.02. | 17 | -467.621
19.02. | 18 | -673.115
19.02. | 19 | -1103.827
19.02. | 20 | -1310.027
19.02. | 21 | -973.915
19.02. | 22 | -771.682
19.02. | 23 | -768.867
19.02. | 24 | -649.375
20.02. | 1 | -509.648
20.02. | 2 | -445.964
20.02. | 3 | -414.94
20.02. | 4 | -399.838
20.02. | 5 | -397.353
20.02. | 6 | -415.547
20.02. | 7 | -463.267
20.02. | 8 | -649.13
20.02. | 9 | -673.519
20.02. | 10 | -838.527
20.02. | 11 | -701.785
20.02. | 12 | -702.467
20.02. | 13 | -703.395
20.02. | 14 | -582.871
20.02. | 15 | -569.13
20.02. | 16 | -431.497
20.02. | 17 | -272.209
20.02. | 18 | -533.762
20.02. | 19 | -1237.905
20.02. | 20 | -1511.618
20.02. | 21 | -1243.406
20.02. | 22 | -771.069
20.02. | 23 | -743.641
20.02. | 24 | -299.222
21.02. | 1 | -508.268
21.02. | 2 | -444.828
21.02. | 3 | -413.291
21.02. | 4 | -398.116
21.02. | 5 | -395.163
21.02. | 6 | -415.433
21.02. | 7 | -240.477
21.02. | 8 | -597.643
21.02. | 9 | -878.981
21.02. | 10 | -979.852
21.02. | 11 | -1004.392
21.02. | 12 | -769.71
21.02. | 13 | -1072.906
21.02. | 14 | -995.975
21.02. | 15 | -944.334
21.02. | 16 | -681.897
21.02. | 17 | -454.176
21.02. | 18 | -658.2
21.02. | 19 | -1278.11
21.02. | 20 | -1443.781
21.02. | 21 | -1310.412
21.02. | 22 | -892.082
21.02. | 23 | -746.617
21.02. | 24 | -264.768
22.02. | 1 | -158.359
22.02. | 2 | -94.765
22.02. | 3 | -397.769
22.02. | 4 | -400.651
22.02. | 5 | -397.889
22.02. | 6 | -371.027
22.02. | 7 | -504.904
22.02. | 8 | -649.393
22.02. | 9 | -928.946
22.02. | 10 | -1068.767
22.02. | 11 | -1200.56
22.02. | 12 | -1343.906
22.02. | 13 | -1247.867
22.02. | 14 | -1276.079
22.02. | 15 | -736.588
22.02. | 16 | -566.326
22.02. | 17 | -577.854
22.02. | 18 | -674.116
22.02. | 19 | -1481.142
22.02. | 20 | -1646.717
22.02. | 21 | -1310.578
22.02. | 22 | -770.766
22.02. | 23 | -749.117
22.02. | 24 | -838.746
23.02. | 1 | -520.667
23.02. | 2 | -455.381
23.02. | 3 | -421.24
23.02. | 4 | -405.654
23.02. | 5 | -402.484
23.02. | 6 | -420.309
23.02. | 7 | -802.577
23.02. | 8 | -1228.124
23.02. | 9 | -1571.426
23.02. | 10 | -1247.235
23.02. | 11 | -1103.138
23.02. | 12 | -1129.95
23.02. | 13 | -766.59
23.02. | 14 | -553.574
23.02. | 15 | -489.064
23.02. | 16 | -546.602
23.02. | 17 | -583.115
23.02. | 18 | -679.04
23.02. | 19 | -1234.812
23.02. | 20 | -1389.001
23.02. | 21 | -1106.542
23.02. | 22 | -971.499
23.02. | 23 | -746.576
23.02. | 24 | -640.288
24.02. | 1 | -543.119
24.02. | 2 | -474.592
24.02. | 3 | -434.325
24.02. | 4 | -413.905
24.02. | 5 | -406.3
24.02. | 6 | -415.113
24.02. | 7 | -454.603
24.02. | 8 | -506.379
24.02. | 9 | -494.665
24.02. | 10 | -286.833
24.02. | 11 | -104.185
24.02. | 12 | -186.808
24.02. | 13 | -25.852
24.02. | 14 | -190.954
24.02. | 15 | -271.994
24.02. | 16 | -369.302
24.02. | 17 | -422.827
24.02. | 18 | -548.059
24.02. | 19 | -1231.818
24.02. | 20 | -766.395
24.02. | 21 | -959.802
24.02. | 22 | -1240.594
24.02. | 23 | -733.894
24.02. | 24 | -640.693
25.02. | 1 | -550.47
25.02. | 2 | -481.674
25.02. | 3 | -438.7
25.02. | 4 | -414.337
25.02. | 5 | -403.539
25.02. | 6 | -407.614
25.02. | 7 | -429.93
25.02. | 8 | -448.328
25.02. | 9 | -250.977
25.02. | 10 | -17.612
25.02. | 11 | -20.33
25.02. | 12 | -22.366
25.02. | 13 | -23.827
25.02. | 14 | -25.447
25.02. | 15 | -26.036
25.02. | 16 | -23.868
25.02. | 17 | -173.6
25.02. | 18 | -420.449
25.02. | 19 | -942.36
25.02. | 20 | -1036.19
25.02. | 21 | -1038.352
25.02. | 22 | -904.242
25.02. | 23 | -853.134
25.02. | 24 | -602.02
26.02. | 1 | -498.447
26.02. | 2 | -437.252
26.02. | 3 | -408.066
26.02. | 4 | -391.796
26.02. | 5 | -389.471
26.02. | 6 | -408.88
26.02. | 7 | -496.398
26.02. | 8 | -634.381
26.02. | 9 | -694.652
26.02. | 10 | -327.672
26.02. | 11 | -256.207
26.02. | 12 | -459.586
26.02. | 13 | -419.956
26.02. | 14 | -231.853
26.02. | 15 | -29.055
26.02. | 16 | -26.371
26.02. | 17 | -39.877
26.02. | 18 | -440.989
26.02. | 19 | -889.38
26.02. | 20 | -903.852
26.02. | 21 | -905.637
26.02. | 22 | -771.114
26.02. | 23 | -749.354
26.02. | 24 | -616.929
27.02. | 1 | -535.176
27.02. | 2 | -467.173
27.02. | 3 | -431.201
27.02. | 4 | -416.005
27.02. | 5 | -411.856
27.02. | 6 | -429.849
27.02. | 7 | -507.258
27.02. | 8 | -618.238
27.02. | 9 | -467.089
27.02. | 10 | -194.13
27.02. | 11 | -296.611
27.02. | 12 | -364.915
27.02. | 13 | -298.276
27.02. | 14 | -164.058
27.02. | 15 | -29.013
27.02. | 16 | -26.262
27.02. | 17 | -117.46
27.02. | 18 | -576.249
27.02. | 19 | -951.119
27.02. | 20 | -903.246
27.02. | 21 | -770.401
27.02. | 22 | -838.253
27.02. | 23 | -766.878
27.02. | 24 | -646.06
28.02. | 1 | -527.871
28.02. | 2 | -463.905
28.02. | 3 | -429.831
28.02. | 4 | -413.115
28.02. | 5 | -408.879
28.02. | 6 | -426.755
28.02. | 7 | -505.242
28.02. | 8 | -630.197
28.02. | 9 | -700.055
28.02. | 10 | -970.709
28.02. | 11 | -934.547
28.02. | 12 | -871.8
28.02. | 13 | -874.934
28.02. | 14 | -841.555
28.02. | 15 | -849.66
28.02. | 16 | -900.046
28.02. | 17 | -934.845
28.02. | 18 | -976.87
28.02. | 19 | -847.229
28.02. | 20 | -944.274
28.02. | 21 | -905.888
28.02. | 22 | -1041.162
28.02. | 23 | -767.561
28.02. | 24 | -635.967
01.03. | 1 | -525.333
01.03. | 2 | -460.767
01.03. | 3 | -428.777
01.03. | 4 | -412.6
01.03. | 5 | -409.167
01.03. | 6 | -429.25
01.03. | 7 | -516.692
01.03. | 8 | -791.194
01.03. | 9 | -1077.793
01.03. | 10 | -1227.958
01.03. | 11 | -1297.117
01.03. | 12 | -1568.523
01.03. | 13 | -1500.23
01.03. | 14 | -1142.595
01.03. | 15 | -1114.098
01.03. | 16 | -985.238
01.03. | 17 | -1056.082
01.03. | 18 | -733.451
01.03. | 19 | -1332.646
01.03. | 20 | -1511.43
01.03. | 21 | -1513.211
01.03. | 22 | -1378.455
01.03. | 23 | -1173.466
01.03. | 24 | -1327.907
02.03. | 1 | -973.81
02.03. | 2 | -990.442
02.03. | 3 | -780.064
02.03. | 4 | -844.623
02.03. | 5 | -867.243
02.03. | 6 | -913.432
02.03. | 7 | -1005.094
02.03. | 8 | -1265.79
02.03. | 9 | -1487.447
02.03. | 10 | -1119.82
02.03. | 11 | -926.607
02.03. | 12 | -927.332
02.03. | 13 | -928.079
02.03. | 14 | -717.343
02.03. | 15 | -419.913
02.03. | 16 | -93.1
02.03. | 17 | -349.919
02.03. | 18 | -798.218
02.03. | 19 | -1646.207
02.03. | 20 | -1667.359
02.03. | 21 | -1668.831
02.03. | 22 | -1538.214
02.03. | 23 | -1491.295
02.03. | 24 | -848.263
03.03. | 1 | -548.125
03.03. | 2 | -479.535
03.03. | 3 | -439.242
03.03. | 4 | -663.58
03.03. | 5 | -658.312
03.03. | 6 | -1201.109
03.03. | 7 | -1068.457
03.03. | 8 | -893.021
03.03. | 9 | -1022.287
03.03. | 10 | -1047.658
03.03. | 11 | -1195.86
03.03. | 12 | -951.69
03.03. | 13 | -660.142
03.03. | 14 | -224.217
03.03. | 15 | -392.487
03.03. | 16 | -446
03.03. | 17 | -570.162
03.03. | 18 | -621.126
03.03. | 19 | -1274.237
03.03. | 20 | -765.853
03.03. | 21 | -767.366
03.03. | 22 | -1267.355
03.03. | 23 | -876.881
03.03. | 24 | -975.228
04.03. | 1 | -835.458
04.03. | 2 | -632.102
04.03. | 3 | -712.164
04.03. | 4 | -487.553
04.03. | 5 | -587.771
04.03. | 6 | -902.466
04.03. | 7 | -1103.045
04.03. | 8 | -761.695
04.03. | 9 | -1089.676
04.03. | 10 | -917.694
04.03. | 11 | -920.607
04.03. | 12 | -922.661
04.03. | 13 | -924.119
04.03. | 14 | -925.641
04.03. | 15 | -714.785
04.03. | 16 | -568.016
04.03. | 17 | -745.008
04.03. | 18 | -776.605
04.03. | 19 | -1561.867
04.03. | 20 | -1495.558
04.03. | 21 | -1668.601
04.03. | 22 | -1669.413
04.03. | 23 | -1286.793
04.03. | 24 | -599.894
05.03. | 1 | -501.247
05.03. | 2 | -439.128
05.03. | 3 | -409.748
05.03. | 4 | -395.332
05.03. | 5 | -391.754
05.03. | 6 | -408.488
05.03. | 7 | -482.487
05.03. | 8 | -659.437
05.03. | 9 | -1573.241
05.03. | 10 | -1540.523
05.03. | 11 | -1456.727
05.03. | 12 | -1073.783
05.03. | 13 | -928.143
05.03. | 14 | -929.123
05.03. | 15 | -785.22
05.03. | 16 | -634.143
05.03. | 17 | -961.122
05.03. | 18 | -649.405
05.03. | 19 | -1439.504
05.03. | 20 | -1668.699
05.03. | 21 | -1670.657
05.03. | 22 | -1459.539
05.03. | 23 | -921.265
05.03. | 24 | -634.428
06.03. | 1 | -513.07
06.03. | 2 | -718.661
06.03. | 3 | -687.178
06.03. | 4 | -672.603
06.03. | 5 | -398.41
06.03. | 6 | -417.9
06.03. | 7 | -505.31
06.03. | 8 | -635.232
06.03. | 9 | -964.404
06.03. | 10 | -1460.946
06.03. | 11 | -928.273
06.03. | 12 | -927.048
06.03. | 13 | -927.973
06.03. | 14 | -928.859
06.03. | 15 | -928.685
06.03. | 16 | -1051.484
06.03. | 17 | -955.979
06.03. | 18 | -546.682
06.03. | 19 | -1489.651
06.03. | 20 | -1667.61
06.03. | 21 | -1670.224
06.03. | 22 | -1512.965
06.03. | 23 | -1638.727
06.03. | 24 | -1518.981
07.03. | 1 | -984.468
07.03. | 2 | -986.919
07.03. | 3 | -941.514
07.03. | 4 | -832.365
07.03. | 5 | -799.866
07.03. | 6 | -916.974
07.03. | 7 | -960.599
07.03. | 8 | -1318.669
07.03. | 9 | -1385.337
07.03. | 10 | -952.758
07.03. | 11 | -876.519
07.03. | 12 | -796.222
07.03. | 13 | -743.098
07.03. | 14 | -703.401
07.03. | 15 | -460.302
07.03. | 16 | -228.162
07.03. | 17 | -339.773
07.03. | 18 | -661.944
07.03. | 19 | -1637.054
07.03. | 20 | -1307.39
07.03. | 21 | -1630.177
07.03. | 22 | -1647.518
07.03. | 23 | -1278.076
07.03. | 24 | -882.338
08.03. | 1 | -751.333
08.03. | 2 | -611.611
08.03. | 3 | -567.977
08.03. | 4 | -526.168
08.03. | 5 | -523.149
08.03. | 6 | -582.361
08.03. | 7 | -737.769
08.03. | 8 | -1327.252
08.03. | 9 | -1121.94
08.03. | 10 | -698.974
08.03. | 11 | -781.792
08.03. | 12 | -782.357
08.03. | 13 | -486.171
08.03. | 14 | -298.003
08.03. | 15 | -298.001
08.03. | 16 | -295.46
08.03. | 17 | -381.89
08.03. | 18 | -810.467
08.03. | 19 | -1609.711
08.03. | 20 | -1667.168
08.03. | 21 | -1669.48
08.03. | 22 | -1669.625
08.03. | 23 | -1624.565
08.03. | 24 | -1288.003
09.03. | 1 | -1315.119
09.03. | 2 | -1026.245
09.03. | 3 | -913.404
09.03. | 4 | -694.961
09.03. | 5 | -814.459
09.03. | 6 | -925.51
09.03. | 7 | -1170.877
09.03. | 8 | -1505.411
09.03. | 9 | -1512.131
09.03. | 10 | -1371.964
09.03. | 11 | -1284.53
09.03. | 12 | -1347.267
09.03. | 13 | -1336.348
09.03. | 14 | -1347.546
09.03. | 15 | -1295.558
09.03. | 16 | -1100.97
09.03. | 17 | -1184.267
09.03. | 18 | -1303.45
09.03. | 19 | -1617.053
09.03. | 20 | -1666.615
09.03. | 21 | -1668.443
09.03. | 22 | -1668.21
09.03. | 23 | -1608.257
09.03. | 24 | -931.546
10.03. | 1 | -735.546
10.03. | 2 | -671.882
10.03. | 3 | -822.253
10.03. | 4 | -694.972
10.03. | 5 | -730.563
10.03. | 6 | -601.572
10.03. | 7 | -627.031
10.03. | 8 | -630.153
10.03. | 9 | -772.597
10.03. | 10 | -616.792
10.03. | 11 | -569.692
10.03. | 12 | -575.125
10.03. | 13 | -497.776
10.03. | 14 | -323.564
10.03. | 15 | -229.073
10.03. | 16 | -105.279
10.03. | 17 | -113.734
10.03. | 18 | -522.587
10.03. | 19 | -1311.157
10.03. | 20 | -1399.043
10.03. | 21 | -1306.627
10.03. | 22 | -833.961
10.03. | 23 | -682.308
10.03. | 24 | -823.731
11.03. | 1 | -1053.484
11.03. | 2 | -688.801
11.03. | 3 | -741.956
11.03. | 4 | -624.036
11.03. | 5 | -613.094
11.03. | 6 | -400.871
11.03. | 7 | -908.434
11.03. | 8 | -1055.2
11.03. | 9 | -1038.376
11.03. | 10 | -917.558
11.03. | 11 | -920.214
11.03. | 12 | -921.87
11.03. | 13 | -923.004
11.03. | 14 | -924.486
11.03. | 15 | -925.177
11.03. | 16 | -923.174
11.03. | 17 | -683.154
11.03. | 18 | -1143.062
11.03. | 19 | -1072.984
11.03. | 20 | -1211.687
11.03. | 21 | -1226.66
11.03. | 22 | -903.608
11.03. | 23 | -702.494
11.03. | 24 | -589.375
12.03. | 1 | -494.327
12.03. | 2 | -782.422
12.03. | 3 | -877.008
12.03. | 4 | -990.01
12.03. | 5 | -1084.592
12.03. | 6 | -364.157
12.03. | 7 | -178.528
12.03. | 8 | -614.244
12.03. | 9 | -1398.886
12.03. | 10 | -937.949
12.03. | 11 | -926.259
12.03. | 12 | -926.901
12.03. | 13 | -927.847
12.03. | 14 | -928.686
12.03. | 15 | -928.739
12.03. | 16 | -926.227
12.03. | 17 | -924.787
12.03. | 18 | -894.767
12.03. | 19 | -1582.855
12.03. | 20 | -1510.372
12.03. | 21 | -1620.609
12.03. | 22 | -1634.329
12.03. | 23 | -1610.988
12.03. | 24 | -1237.653
13.03. | 1 | -723.485
13.03. | 2 | -424.152
13.03. | 3 | -395.695
13.03. | 4 | -734.762
13.03. | 5 | -379.313
13.03. | 6 | -397.219
13.03. | 7 | -475.547
13.03. | 8 | -544.448
13.03. | 9 | -1184.259
13.03. | 10 | -923.529
13.03. | 11 | -925.402
13.03. | 12 | -926.004
13.03. | 13 | -926.788
13.03. | 14 | -927.753
13.03. | 15 | -927.728
13.03. | 16 | -925.003
13.03. | 17 | -923.53
13.03. | 18 | -801.594
13.03. | 19 | -1539.29
13.03. | 20 | -1666.396
13.03. | 21 | -1669.023
13.03. | 22 | -1669.07
13.03. | 23 | -1592.524
13.03. | 24 | -1475.182
14.03. | 1 | -1120.014
14.03. | 2 | -1179.131
14.03. | 3 | -1300.796
14.03. | 4 | -1287.71
14.03. | 5 | -1234.806
14.03. | 6 | -699.787
14.03. | 7 | -486.536
14.03. | 8 | -553.176
14.03. | 9 | -838.023
14.03. | 10 | -1061.714
14.03. | 11 | -942.015
14.03. | 12 | -926.355
14.03. | 13 | -927.265
14.03. | 14 | -928.255
14.03. | 15 | -928.028
14.03. | 16 | -700.414
14.03. | 17 | -457.533
14.03. | 18 | -286.959
14.03. | 19 | -1406.436
14.03. | 20 | -1104.25
14.03. | 21 | -1039.504
14.03. | 22 | -1012.564
14.03. | 23 | -842.486
14.03. | 24 | -721.798
15.03. | 1 | -893.586
15.03. | 2 | -632.681
15.03. | 3 | -603.539
15.03. | 4 | -589.51
15.03. | 5 | -519.322
15.03. | 6 | -402.615
15.03. | 7 | -483.785
15.03. | 8 | -580.354
15.03. | 9 | -467.423
15.03. | 10 | -534.958
15.03. | 11 | -621.643
15.03. | 12 | -796.724
15.03. | 13 | -926.982
15.03. | 14 | -919.124
15.03. | 15 | -928.049
15.03. | 16 | -1025.181
15.03. | 17 | -789.268
15.03. | 18 | -1087.075
15.03. | 19 | -1617.019
15.03. | 20 | -1090.494
15.03. | 21 | -1012.029
15.03. | 22 | -1039.305
15.03. | 23 | -980.56
15.03. | 24 | -1169.207
16.03. | 1 | -626.911
16.03. | 2 | -432.145
16.03. | 3 | -400.816
16.03. | 4 | -385.534
16.03. | 5 | -815.07
16.03. | 6 | -604.107
16.03. | 7 | -483.496
16.03. | 8 | -591.755
16.03. | 9 | -821.092
16.03. | 10 | -985.835
16.03. | 11 | -1186.415
16.03. | 12 | -1195.424
16.03. | 13 | -1223.456
16.03. | 14 | -963.9
16.03. | 15 | -927.135
16.03. | 16 | -982.095
16.03. | 17 | -1119.283
16.03. | 18 | -1363.073
16.03. | 19 | -1562.017
16.03. | 20 | -1507.51
16.03. | 21 | -1469.232
16.03. | 22 | -1469.191
16.03. | 23 | -1318.483
16.03. | 24 | -1497.777
17.03. | 1 | -1321.469
17.03. | 2 | -990.136
17.03. | 3 | -818.71
17.03. | 4 | -961.691
17.03. | 5 | -1286.914
17.03. | 6 | -909.369
17.03. | 7 | -1110.163
17.03. | 8 | -1092.905
17.03. | 9 | -797.929
17.03. | 10 | -492.226
17.03. | 11 | -441.047
17.03. | 12 | -293.861
17.03. | 13 | -485.376
17.03. | 14 | -552.393
17.03. | 15 | -715.753
17.03. | 16 | -870.127
17.03. | 17 | -920.576
17.03. | 18 | -682.319
17.03. | 19 | -1541.846
17.03. | 20 | -1474.688
17.03. | 21 | -1481.859
17.03. | 22 | -1329.275
17.03. | 23 | -1253.139
17.03. | 24 | -1162.577
18.03. | 1 | -713.986
18.03. | 2 | -449.628
18.03. | 3 | -411.755
18.03. | 4 | -391.657
18.03. | 5 | -451.123
18.03. | 6 | -386.78
18.03. | 7 | -406.285
18.03. | 8 | -352.845
18.03. | 9 | -58.79
18.03. | 10 | -17.382
18.03. | 11 | -331.16
18.03. | 12 | -696.517
18.03. | 13 | -886.581
18.03. | 14 | -780.018
18.03. | 15 | -456.575
18.03. | 16 | -22.354
18.03. | 17 | -347.744
18.03. | 18 | -452.799
18.03. | 19 | -1336.15
18.03. | 20 | -862.261
18.03. | 21 | -901.762
18.03. | 22 | -883.847
18.03. | 23 | -794.673
18.03. | 24 | -554.905
19.03. | 1 | -462.895
19.03. | 2 | -411.331
19.03. | 3 | -122.549
19.03. | 4 | -371.94
19.03. | 5 | -369.665
19.03. | 6 | -389.328
19.03. | 7 | -156.988
19.03. | 8 | -221.179
19.03. | 9 | -105.208
19.03. | 10 | -23.479
19.03. | 11 | -295.299
19.03. | 12 | -296.048
19.03. | 13 | -296.962
19.03. | 14 | -297.935
19.03. | 15 | -297.753
19.03. | 16 | -294.894
19.03. | 17 | -23.439
19.03. | 18 | -536.777
19.03. | 19 | -1423.698
19.03. | 20 | -766.291
19.03. | 21 | -768.842
19.03. | 22 | -769.031
19.03. | 23 | -710.934
19.03. | 24 | -265.98
20.03. | 1 | -174.577
20.03. | 2 | -117.352
20.03. | 3 | -414.081
20.03. | 4 | -401.117
20.03. | 5 | -362.999
20.03. | 6 | -92.619
20.03. | 7 | -168.64
20.03. | 8 | -215.326
20.03. | 9 | -119.352
20.03. | 10 | -23.296
20.03. | 11 | -24.932
20.03. | 12 | -25.916
20.03. | 13 | -27.12
20.03. | 14 | -28.151
20.03. | 15 | -28.165
20.03. | 16 | -25.472
20.03. | 17 | -143.335
20.03. | 18 | -468.173
20.03. | 19 | -1404.317
20.03. | 20 | -766.118
20.03. | 21 | -769.117
20.03. | 22 | -769.383
20.03. | 23 | -735.334
20.03. | 24 | -610.952
21.03. | 1 | -510.984
21.03. | 2 | -453.48
21.03. | 3 | -423.449
21.03. | 4 | -409.53
21.03. | 5 | -406.121
21.03. | 6 | -426.14
21.03. | 7 | -256.024
21.03. | 8 | -620.543
21.03. | 9 | -639.92
21.03. | 10 | -468.512
21.03. | 11 | -421.293
21.03. | 12 | -446.502
21.03. | 13 | -443.616
21.03. | 14 | -503.382
21.03. | 15 | -469.838
21.03. | 16 | -463.094
21.03. | 17 | -475.61
21.03. | 18 | -595.746
21.03. | 19 | -1628.71
21.03. | 20 | -765.657
21.03. | 21 | -768.707
21.03. | 22 | -768.967
21.03. | 23 | -965.854
21.03. | 24 | -1263.681
22.03. | 1 | -1412.829
22.03. | 2 | -1047.804
22.03. | 3 | -653.455
22.03. | 4 | -667.031
22.03. | 5 | -1122.372
22.03. | 6 | -425.924
22.03. | 7 | -501.85
22.03. | 8 | -612.106
22.03. | 9 | -1490.793
22.03. | 10 | -1285.279
22.03. | 11 | -1008.94
22.03. | 12 | -925.682
22.03. | 13 | -926.668
22.03. | 14 | -918.678
22.03. | 15 | -927.763
22.03. | 16 | -889.256
22.03. | 17 | -1164.219
22.03. | 18 | -879.177
22.03. | 19 | -1610.953
22.03. | 20 | -1036.591
22.03. | 21 | -984.737
22.03. | 22 | -1174.668
22.03. | 23 | -1627.682
22.03. | 24 | -1508.34
23.03. | 1 | -1417.728
23.03. | 2 | -1357.957
23.03. | 3 | -1035.065
23.03. | 4 | -1088.752
23.03. | 5 | -1310.514
23.03. | 6 | -1238.596
23.03. | 7 | -775.035
23.03. | 8 | -902.268
23.03. | 9 | -957.144
23.03. | 10 | -536.228
23.03. | 11 | -808.15
23.03. | 12 | -890.135
23.03. | 13 | -927.194
23.03. | 14 | -928.186
23.03. | 15 | -927.617
23.03. | 16 | -672.693
23.03. | 17 | -644.287
23.03. | 18 | -1167.119
23.03. | 19 | -1560.408
23.03. | 20 | -1602.646
23.03. | 21 | -1631.571
23.03. | 22 | -1667.535
23.03. | 23 | -1611.691
23.03. | 24 | -1508.21
24.03. | 1 | -1325.529
24.03. | 2 | -993.014
24.03. | 3 | -713.839
24.03. | 4 | -666.586
24.03. | 5 | -931.066
24.03. | 6 | -534.296
24.03. | 7 | -434.016
24.03. | 8 | -379.479
24.03. | 9 | -77.212
24.03. | 10 | -19.167
24.03. | 11 | -22.035
24.03. | 12 | -23.591
24.03. | 13 | -24.733
24.03. | 14 | -26.054
24.03. | 15 | -26.282
24.03. | 16 | -23.949
24.03. | 17 | -103.332
24.03. | 18 | -666.552
24.03. | 19 | -1511.179
24.03. | 20 | -761.118
24.03. | 21 | -833.82
24.03. | 22 | -982.827
24.03. | 23 | -1296.729
24.03. | 24 | -1497.143
25.03. | 1 | -1295.88
25.03. | 2 | -790.215
25.03. | 3 | -551.309
25.03. | 4 | -569.517
25.03. | 5 | -854.901
25.03. | 6 | -520.435
25.03. | 7 | -139.553
25.03. | 8 | -362.595
25.03. | 9 | -431.405
25.03. | 10 | -876.3
25.03. | 11 | -795.837
25.03. | 12 | -623.8
25.03. | 13 | -524.329
25.03. | 14 | -393
25.03. | 15 | -256.216
25.03. | 16 | -259.787
25.03. | 17 | -483.167
25.03. | 18 | -1002.363
25.03. | 19 | -1498.089
25.03. | 20 | -727.262
25.03. | 21 | -1036.174
25.03. | 22 | -1366.828
25.03. | 23 | -1210.075
25.03. | 24 | -1244.454
26.03. | 1 | -1362.694
26.03. | 2 | -1037.192
26.03. | 3 | -1062.129
26.03. | 4 | -993.915
26.03. | 5 | -1206.822
26.03. | 6 | -806.746
26.03. | 7 | -676.078
26.03. | 8 | -859.959
26.03. | 9 | -889.281
26.03. | 10 | -809.974
26.03. | 11 | -804.192
26.03. | 12 | -756.246
26.03. | 13 | -781.395
26.03. | 14 | -601.214
26.03. | 15 | -598.241
26.03. | 16 | -517.753
26.03. | 17 | -636.055
26.03. | 18 | -1170.938
26.03. | 19 | -1463.819
26.03. | 20 | -566.24
26.03. | 21 | -1041.602
26.03. | 22 | -1176.754
26.03. | 23 | -1187.76
26.03. | 24 | -1359.951
27.03. | 1 | -1320.343
27.03. | 2 | -1139.566
27.03. | 3 | -797.741
27.03. | 4 | -783.164
27.03. | 5 | -913.28
27.03. | 6 | -790.571
27.03. | 7 | -860.869
27.03. | 8 | -1024.703
27.03. | 9 | -818.663
27.03. | 10 | -723.689
27.03. | 11 | -806.07
27.03. | 12 | -924.55
27.03. | 13 | -835.942
27.03. | 14 | -782.931
27.03. | 15 | -580.55
27.03. | 16 | -416.238
27.03. | 17 | -617.311
27.03. | 18 | -881.793
27.03. | 19 | -1488.19
27.03. | 20 | -1614.568
27.03. | 21 | -1665.904
27.03. | 22 | -1668.25
27.03. | 23 | -1599.248
27.03. | 24 | -1515.34
28.03. | 1 | -1387.759
28.03. | 2 | -1212.958
28.03. | 3 | -1007.023
28.03. | 4 | -1019.601
28.03. | 5 | -1217.916
28.03. | 6 | -1071.003
28.03. | 7 | -871.004
28.03. | 8 | -906.447
28.03. | 9 | -851.782
28.03. | 10 | -913.061
28.03. | 11 | -924.096
28.03. | 12 | -925.027
28.03. | 13 | -925.942
28.03. | 14 | -927.123
28.03. | 15 | -927.115
28.03. | 16 | -767.212
28.03. | 17 | -838.618
28.03. | 18 | -1222.539
28.03. | 19 | -1533.082
28.03. | 20 | -1184.287
28.03. | 21 | -1666.093
28.03. | 22 | -1667.973
28.03. | 23 | -1608.898
28.03. | 24 | -1463.438
29.03. | 1 | -1279.828
29.03. | 2 | -759.9
29.03. | 3 | -404.497
29.03. | 4 | -388.772
29.03. | 5 | -762.044
29.03. | 6 | -495.301
29.03. | 7 | -468.1
29.03. | 8 | -454.173
29.03. | 9 | -151.594
29.03. | 10 | -21.29
29.03. | 11 | -23.155
29.03. | 12 | -24.165
29.03. | 13 | -25.247
29.03. | 14 | -26.414
29.03. | 15 | -26.554
29.03. | 16 | -118.641
29.03. | 17 | -292.77
29.03. | 18 | -839.214
29.03. | 19 | -1512.047
29.03. | 20 | -1655.619
29.03. | 21 | -1665.92
29.03. | 22 | -1667.484
29.03. | 23 | -1614.818
29.03. | 24 | -1499.404
30.03. | 1 | -1404.474
30.03. | 2 | -903.581
30.03. | 3 | -477.969
30.03. | 4 | -475.852
30.03. | 5 | -662.024
30.03. | 6 | -409.249
30.03. | 7 | -479.436
30.03. | 8 | -474.403
30.03. | 9 | -193.01
30.03. | 10 | -21.188
30.03. | 11 | -212.086
30.03. | 12 | -253.66
30.03. | 13 | -524.681
30.03. | 14 | -620.219
30.03. | 15 | -417.531
30.03. | 16 | -293.467
30.03. | 17 | -455.433
30.03. | 18 | -809.967
30.03. | 19 | -1530.528
30.03. | 20 | -1348.766
30.03. | 21 | -1561.476
30.03. | 22 | -1665.916
30.03. | 23 | -1609.686
30.03. | 24 | -1407.781
31.03. | 1 | -1394.867
31.03. | 2 | -955.485
31.03. | 3 | -418.869
31.03. | 4 | -628.09
31.03. | 5 | -1024.096
31.03. | 6 | -426.502
31.03. | 7 | -430.157
31.03. | 8 | -405.937
31.03. | 9 | -230.765
31.03. | 10 | -81.107
31.03. | 11 | -21.069
31.03. | 12 | -22.581
31.03. | 13 | -23.641
31.03. | 14 | -186.863
31.03. | 15 | -25.172
31.03. | 16 | -117.517
31.03. | 17 | -345.411
31.03. | 18 | -970.292
31.03. | 19 | -1512.986
31.03. | 20 | -1630.247
31.03. | 21 | -1664.776
31.03. | 22 | -1665.742
31.03. | 23 | -1582.104
31.03. | 24 | -1403.679
01.04. | 1 | -1172.368
01.04. | 2 | -885.691
01.04. | 3 | -599.885
01.04. | 4 | -700.231
01.04. | 5 | -1034.193
01.04. | 6 | -851.758
01.04. | 7 | -300.068
01.04. | 8 | -80.506
01.04. | 9 | -15.741
01.04. | 10 | -17.748
01.04. | 11 | -505.705
01.04. | 12 | -858.318
01.04. | 13 | -922.75
01.04. | 14 | -923.93
01.04. | 15 | -913.476
01.04. | 16 | -709.389
01.04. | 17 | -788.137
01.04. | 18 | -1220.777
01.04. | 19 | -1505.511
01.04. | 20 | -1287.261
01.04. | 21 | -1649.915
01.04. | 22 | -1586.014
01.04. | 23 | -1487.831
01.04. | 24 | -1381.875
02.04. | 1 | -1319.162
02.04. | 2 | -1061.245
02.04. | 3 | -706.553
02.04. | 4 | -824.473
02.04. | 5 | -1121.918
02.04. | 6 | -442.284
02.04. | 7 | -407.305
02.04. | 8 | -96.65
02.04. | 9 | -292.14
02.04. | 10 | -361.457
02.04. | 11 | -686.449
02.04. | 12 | -687.55
02.04. | 13 | -675.107
02.04. | 14 | -621.362
02.04. | 15 | -268.017
02.04. | 16 | -23.627
02.04. | 17 | -252.813
02.04. | 18 | -558.469
02.04. | 19 | -1087.061
02.04. | 20 | -766.157
02.04. | 21 | -1116.554
02.04. | 22 | -1165.774
02.04. | 23 | -1242.145
02.04. | 24 | -1095.837
03.04. | 1 | -1318.509
03.04. | 2 | -840.638
03.04. | 3 | -488.952
03.04. | 4 | -604.089
03.04. | 5 | -944.779
03.04. | 6 | -470.164
03.04. | 7 | -433.868
03.04. | 8 | -273.944
03.04. | 9 | -90.823
03.04. | 10 | -23.466
03.04. | 11 | -91.921
03.04. | 12 | -268.241
03.04. | 13 | -377.16
03.04. | 14 | -336.38
03.04. | 15 | -104.61
03.04. | 16 | -31.691
03.04. | 17 | -482.913
03.04. | 18 | -904.118
03.04. | 19 | -1147.399
03.04. | 20 | -765.334
03.04. | 21 | -767.818
03.04. | 22 | -729.305
03.04. | 23 | -1350.549
03.04. | 24 | -1361.237
04.04. | 1 | -1098.929
04.04. | 2 | -704.571
04.04. | 3 | -435.807
04.04. | 4 | -620.803
04.04. | 5 | -1187.479
04.04. | 6 | -1008.219
04.04. | 7 | -522.615
04.04. | 8 | -461.619
04.04. | 9 | -432.171
04.04. | 10 | -139
04.04. | 11 | -220
04.04. | 12 | -314.5
04.04. | 13 | -368.5
04.04. | 14 | -409
04.04. | 15 | -429.19
04.04. | 16 | -431.715
04.04. | 17 | -549.092
04.04. | 18 | -1192.794
04.04. | 19 | -1599.013
04.04. | 20 | -1147.92
04.04. | 21 | -1540.5
04.04. | 22 | -1468.172
04.04. | 23 | -1476.536
04.04. | 24 | -1389.659
05.04. | 1 | -1212.108
05.04. | 2 | -775.388
05.04. | 3 | -544.296
05.04. | 4 | -808.247
05.04. | 5 | -1066.611
05.04. | 6 | -889.639
05.04. | 7 | -421.541
05.04. | 8 | -125.915
05.04. | 9 | -544
05.04. | 10 | -904
05.04. | 11 | -904
05.04. | 12 | -904
05.04. | 13 | -904
05.04. | 14 | -904
05.04. | 15 | -814
05.04. | 16 | -814
05.04. | 17 | -1101.257
05.04. | 18 | -1462.584
05.04. | 19 | -1592.005
05.04. | 20 | -1621.5
05.04. | 21 | -1644
05.04. | 22 | -1603.097
05.04. | 23 | -1484.805
05.04. | 24 | -1386.111
06.04. | 1 | -1325.777
06.04. | 2 | -1295.05
06.04. | 3 | -1136.343
06.04. | 4 | -1211.614
06.04. | 5 | -1288.827
06.04. | 6 | -1349.863
06.04. | 7 | -743.833
06.04. | 8 | -430.96
06.04. | 9 | -787
06.04. | 10 | -571
06.04. | 11 | -841
06.04. | 12 | -904
06.04. | 13 | -904
06.04. | 14 | -904
06.04. | 15 | -787
06.04. | 16 | -638.5
06.04. | 17 | -1125.013
06.04. | 18 | -1468.836
06.04. | 19 | -1589.625
06.04. | 20 | -1644
06.04. | 21 | -1644
06.04. | 22 | -1584.698
06.04. | 23 | -1401.67
06.04. | 24 | -1295.551
07.04. | 1 | -1349.765
07.04. | 2 | -951.961
07.04. | 3 | -446.836
07.04. | 4 | -558.575
07.04. | 5 | -998.028
07.04. | 6 | -440.659
07.04. | 7 | -328.157
07.04. | 8 | -106.018
07.04. | 9 | -4
07.04. | 10 | -4
07.04. | 11 | -22.408
07.04. | 12 | -23.46
07.04. | 13 | -56.177
07.04. | 14 | -234.898
07.04. | 15 | -272.41
07.04. | 16 | -352.307
07.04. | 17 | -433.835
07.04. | 18 | -580.581
07.04. | 19 | -1257.734
07.04. | 20 | -750.76
07.04. | 21 | -1498.314
07.04. | 22 | -1506.302
07.04. | 23 | -1324.801
07.04. | 24 | -1124.158
08.04. | 1 | -888.006
08.04. | 2 | -417.107
08.04. | 3 | -395.282
08.04. | 4 | -385.865
08.04. | 5 | -388.988
08.04. | 6 | -410.119
08.04. | 7 | -365.208
08.04. | 8 | -223.368
08.04. | 9 | -34.97
08.04. | 10 | -18.897
08.04. | 11 | -20.434
08.04. | 12 | -21.831
08.04. | 13 | -23.411
08.04. | 14 | -24.301
08.04. | 15 | -22.582
08.04. | 16 | -21.237
08.04. | 17 | -260.314
08.04. | 18 | -782.046
08.04. | 19 | -1108.359
08.04. | 20 | -1639.416
08.04. | 21 | -1319.688
08.04. | 22 | -1449.919
08.04. | 23 | -1045.898
08.04. | 24 | -833.604
09.04. | 1 | -637.573
09.04. | 2 | -402.438
09.04. | 3 | -388.824
09.04. | 4 | -383.264
09.04. | 5 | -397.672
09.04. | 6 | -463.136
09.04. | 7 | -523.473
09.04. | 8 | -575.875
09.04. | 9 | -535.026
09.04. | 10 | -507.368
09.04. | 11 | -439.023
09.04. | 12 | -129.48
09.04. | 13 | -27.558
09.04. | 14 | -27.559
09.04. | 15 | -25.057
09.04. | 16 | -23.664
09.04. | 17 | -261.922
09.04. | 18 | -799.638
09.04. | 19 | -1075.141
09.04. | 20 | -1063.307
09.04. | 21 | -822.511
09.04. | 22 | -767.381
09.04. | 23 | -806.591
09.04. | 24 | -639.937
10.04. | 1 | -427.476
10.04. | 2 | -397.478
10.04. | 3 | -383.773
10.04. | 4 | -381.398
10.04. | 5 | -396.906
10.04. | 6 | -134.218
10.04. | 7 | -396.127
10.04. | 8 | -111.282
10.04. | 9 | -22.561
10.04. | 10 | -24.359
10.04. | 11 | -25.122
10.04. | 12 | -26.04
10.04. | 13 | -27.002
10.04. | 14 | -27.075
10.04. | 15 | -24.641
10.04. | 16 | -23.154
10.04. | 17 | -263.619
10.04. | 18 | -582.453
10.04. | 19 | -709.403
10.04. | 20 | -765.54
10.04. | 21 | -768.316
10.04. | 22 | -705.174
10.04. | 23 | -589.025
10.04. | 24 | -489.336
11.04. | 1 | -427.877
11.04. | 2 | -396.477
11.04. | 3 | -382.631
11.04. | 4 | -378.329
11.04. | 5 | -394.789
11.04. | 6 | -463.11
11.04. | 7 | -432.755
11.04. | 8 | -98.644
11.04. | 9 | -22.924
11.04. | 10 | -24.88
11.04. | 11 | -25.724
11.04. | 12 | -26.644
11.04. | 13 | -27.359
11.04. | 14 | -27.033
11.04. | 15 | -24.485
11.04. | 16 | -241.011
11.04. | 17 | -475.62
11.04. | 18 | -642.075
11.04. | 19 | -371.623
11.04. | 20 | -419.315
11.04. | 21 | -452.909
11.04. | 22 | -698.795
11.04. | 23 | -586.092
11.04. | 24 | -493.98
12.04. | 1 | -434.183
12.04. | 2 | -401.907
12.04. | 3 | -386.11
12.04. | 4 | -381.796
12.04. | 5 | -398.086
12.04. | 6 | -120.03
12.04. | 7 | -81.169
12.04. | 8 | -163.573
12.04. | 9 | -22.413
12.04. | 10 | -91.625
12.04. | 11 | -200.561
12.04. | 12 | -741.471
12.04. | 13 | -926.767
12.04. | 14 | -926.603
12.04. | 15 | -780.278
12.04. | 16 | -826.268
12.04. | 17 | -758.344
12.04. | 18 | -832.032
12.04. | 19 | -716.488
12.04. | 20 | -1319.294
12.04. | 21 | -1321.307
12.04. | 22 | -1151.381
12.04. | 23 | -1478.549
12.04. | 24 | -1279.295
13.04. | 1 | -1327.644
13.04. | 2 | -835.938
13.04. | 3 | -445.025
13.04. | 4 | -602.631
13.04. | 5 | -604.24
13.04. | 6 | -526.541
13.04. | 7 | -415.865
13.04. | 8 | -233.232
13.04. | 9 | -116.401
13.04. | 10 | -131.97
13.04. | 11 | -457.002
13.04. | 12 | -714.612
13.04. | 13 | -877.316
13.04. | 14 | -926.431
13.04. | 15 | -874.326
13.04. | 16 | -764.748
13.04. | 17 | -899.98
13.04. | 18 | -1355.142
13.04. | 19 | -1608.344
13.04. | 20 | -1663.649
13.04. | 21 | -1666.086
13.04. | 22 | -1607.755
13.04. | 23 | -1506.592
13.04. | 24 | -1402.299
14.04. | 1 | -1272.301
14.04. | 2 | -1155.433
14.04. | 3 | -782.694
14.04. | 4 | -612.662
14.04. | 5 | -716.312
14.04. | 6 | -495.146
14.04. | 7 | -477.851
14.04. | 8 | -526.35
14.04. | 9 | -477.754
14.04. | 10 | -275.988
14.04. | 11 | -157.635
14.04. | 12 | -158.658
14.04. | 13 | -448.1
14.04. | 14 | -900.357
14.04. | 15 | -922.944
14.04. | 16 | -1144.802
14.04. | 17 | -1229.714
14.04. | 18 | -1469.802
14.04. | 19 | -1575.266
14.04. | 20 | -1650.775
14.04. | 21 | -1663.819
14.04. | 22 | -1589.709
14.04. | 23 | -1500.75
14.04. | 24 | -1407.398
15.04. | 1 | -1346.176
15.04. | 2 | -1015.87
15.04. | 3 | -1237.429
15.04. | 4 | -1255.466
15.04. | 5 | -1122.111
15.04. | 6 | -1238.357
15.04. | 7 | -1314.381
15.04. | 8 | -1353.334
15.04. | 9 | -1402.436
15.04. | 10 | -1322.628
15.04. | 11 | -1336.74
15.04. | 12 | -1233.238
15.04. | 13 | -1258.632
15.04. | 14 | -1191.612
15.04. | 15 | -1230.223
15.04. | 16 | -1288
15.04. | 17 | -1357.944
15.04. | 18 | -1436.581
15.04. | 19 | -1494.846
15.04. | 20 | -1591.332
15.04. | 21 | -1631.181
15.04. | 22 | -1549.671
15.04. | 23 | -1449.615
15.04. | 24 | -1380.056
16.04. | 1 | -1326.676
16.04. | 2 | -1300.549
16.04. | 3 | -1288.464
16.04. | 4 | -1283.033
16.04. | 5 | -1305.179
16.04. | 6 | -1193.314
16.04. | 7 | -1223.248
16.04. | 8 | -1351.004
16.04. | 9 | -1148.679
16.04. | 10 | -923.912
16.04. | 11 | -924.685
16.04. | 12 | -925.319
16.04. | 13 | -926.472
16.04. | 14 | -926.437
16.04. | 15 | -924.063
16.04. | 16 | -922.793
16.04. | 17 | -1149.861
16.04. | 18 | -1304.339
16.04. | 19 | -1614.13
16.04. | 20 | -1665.003
16.04. | 21 | -1667.079
16.04. | 22 | -1596.829
16.04. | 23 | -1483.52
16.04. | 24 | -1392.6
17.04. | 1 | -1332.69
17.04. | 2 | -1303.451
17.04. | 3 | -1289.135
17.04. | 4 | -1283.321
17.04. | 5 | -1298.287
17.04. | 6 | -1342.625
17.04. | 7 | -1381.076
17.04. | 8 | -1298.168
17.04. | 9 | -1061.833
17.04. | 10 | -1145.721
17.04. | 11 | -1211.978
17.04. | 12 | -925.348
17.04. | 13 | -925.829
17.04. | 14 | -925.287
17.04. | 15 | -922.526
17.04. | 16 | -921.408
17.04. | 17 | -1182.091
17.04. | 18 | -1495.906
17.04. | 19 | -1618.588
17.04. | 20 | -1662.236
17.04. | 21 | -1664.657
17.04. | 22 | -1597.493
17.04. | 23 | -1496.042
17.04. | 24 | -1388.47
18.04. | 1 | -1330.959
18.04. | 2 | -1302.055
18.04. | 3 | -1289.802
18.04. | 4 | -1285
18.04. | 5 | -1298.975
18.04. | 6 | -1350.229
18.04. | 7 | -1262.234
18.04. | 8 | -983.02
18.04. | 9 | -920.336
18.04. | 10 | -923.083
18.04. | 11 | -924.522
18.04. | 12 | -925.348
18.04. | 13 | -925.829
18.04. | 14 | -925.287
18.04. | 15 | -922.526
18.04. | 16 | -921.408
18.04. | 17 | -1151.938
18.04. | 18 | -1491.218
18.04. | 19 | -1617.52
18.04. | 20 | -1662.236
18.04. | 21 | -1664.657
18.04. | 22 | -1597.618
18.04. | 23 | -1496.841
18.04. | 24 | -1418.823
19.04. | 1 | -1350.052
19.04. | 2 | -1311.463
19.04. | 3 | -1292.519
19.04. | 4 | -1285.372
19.04. | 5 | -1204.668
19.04. | 6 | -951.547
19.04. | 7 | -598.863
19.04. | 8 | -913.5
19.04. | 9 | -915.385
19.04. | 10 | -917.703
19.04. | 11 | -919.559
19.04. | 12 | -920.504
19.04. | 13 | -921.588
19.04. | 14 | -921.929
19.04. | 15 | -920.097
19.04. | 16 | -918.386
19.04. | 17 | -1018.482
19.04. | 18 | -1348.112
19.04. | 19 | -831.258
19.04. | 20 | -1643.788
19.04. | 21 | -1652.547
19.04. | 22 | -1569.396
19.04. | 23 | -1481.625
19.04. | 24 | -1409.37
20.04. | 1 | -1127.023
20.04. | 2 | -1092.47
20.04. | 3 | -965.166
20.04. | 4 | -930.163
20.04. | 5 | -909.517
20.04. | 6 | -716.751
20.04. | 7 | -607.242
20.04. | 8 | -473.291
20.04. | 9 | -582.666
20.04. | 10 | -759.971
20.04. | 11 | -896.607
20.04. | 12 | -920.366
20.04. | 13 | -831.685
20.04. | 14 | -697.384
20.04. | 15 | -560.732
20.04. | 16 | -424.659
20.04. | 17 | -620.659
20.04. | 18 | -839.013
20.04. | 19 | -1426.342
20.04. | 20 | -1605.686
20.04. | 21 | -1627.926
20.04. | 22 | -1554.353
20.04. | 23 | -1315.53
20.04. | 24 | -1384.826
21.04. | 1 | -803.361
21.04. | 2 | -769.266
21.04. | 3 | -779.373
21.04. | 4 | -813.385
21.04. | 5 | -894.073
21.04. | 6 | -660.881
21.04. | 7 | -378.79
21.04. | 8 | -110.084
21.04. | 9 | -152.46
21.04. | 10 | -451.467
21.04. | 11 | -844.26
21.04. | 12 | -831.905
21.04. | 13 | -806.106
21.04. | 14 | -725.629
21.04. | 15 | -683.697
21.04. | 16 | -628.641
21.04. | 17 | -646.925
21.04. | 18 | -1024.207
21.04. | 19 | -1104.32
21.04. | 20 | -1566.85
21.04. | 21 | -1575.197
21.04. | 22 | -1491.311
21.04. | 23 | -1494.995
21.04. | 24 | -1319.9
22.04. | 1 | -979.545
22.04. | 2 | -904.588
22.04. | 3 | -722.77
22.04. | 4 | -822.263
22.04. | 5 | -908.517
22.04. | 6 | -1023.264
22.04. | 7 | -858.754
22.04. | 8 | -878.291
22.04. | 9 | -915.666
22.04. | 10 | -917.471
22.04. | 11 | -919.107
22.04. | 12 | -920.366
22.04. | 13 | -921.685
22.04. | 14 | -922.384
22.04. | 15 | -920.732
22.04. | 16 | -897.159
22.04. | 17 | -1093.281
22.04. | 18 | -1252.272
22.04. | 19 | -1542.586
22.04. | 20 | -1605.086
22.04. | 21 | -1628.328
22.04. | 22 | -1554.353
22.04. | 23 | -1471.947
22.04. | 24 | -1375.041
23.04. | 1 | -1231.662
23.04. | 2 | -1292.337
23.04. | 3 | -1187.488
23.04. | 4 | -1116.191
23.04. | 5 | -1198.862
23.04. | 6 | -1160.024
23.04. | 7 | -1007.116
23.04. | 8 | -969.732
23.04. | 9 | -922.631
23.04. | 10 | -924.234
23.04. | 11 | -925.016
23.04. | 12 | -925.918
23.04. | 13 | -926.77
23.04. | 14 | -926.916
23.04. | 15 | -924.527
23.04. | 16 | -923.087
23.04. | 17 | -1129.614
23.04. | 18 | -1342.624
23.04. | 19 | -1574.76
23.04. | 20 | -1654.243
23.04. | 21 | -1668.1
23.04. | 22 | -1577.949
23.04. | 23 | -1468.226
23.04. | 24 | -1380.411
24.04. | 1 | -1326.814
24.04. | 2 | -1276.53
24.04. | 3 | -1195.037
24.04. | 4 | -1191.351
24.04. | 5 | -1207.693
24.04. | 6 | -1106.125
24.04. | 7 | -1233.326
24.04. | 8 | -992.887
24.04. | 9 | -922.827
24.04. | 10 | -924.531
24.04. | 11 | -925.212
24.04. | 12 | -926.15
24.04. | 13 | -927.081
24.04. | 14 | -927.158
24.04. | 15 | -924.627
24.04. | 16 | -933.666
24.04. | 17 | -1197.771
24.04. | 18 | -1462.084
24.04. | 19 | -1367.449
24.04. | 20 | -1662.354
24.04. | 21 | -1666.987
24.04. | 22 | -1577.314
24.04. | 23 | -1469.465
24.04. | 24 | -1282.898
25.04. | 1 | -716.045
25.04. | 2 | -726.726
25.04. | 3 | -659.198
25.04. | 4 | -682.162
25.04. | 5 | -899.922
25.04. | 6 | -113.468
25.04. | 7 | -18.324
25.04. | 8 | -714.398
25.04. | 9 | -900.294
25.04. | 10 | -924.56
25.04. | 11 | -925.085
25.04. | 12 | -926.208
25.04. | 13 | -927.296
25.04. | 14 | -796.777
25.04. | 15 | -708.993
25.04. | 16 | -723.071
25.04. | 17 | -875.474
25.04. | 18 | -820.902
25.04. | 19 | -458.276
25.04. | 20 | -1464.734
25.04. | 21 | -1467.884
25.04. | 22 | -741.812
25.04. | 23 | -749.259
25.04. | 24 | -318.978
26.04. | 1 | -76.068
26.04. | 2 | -110.391
26.04. | 3 | -53.913
26.04. | 4 | -71.717
26.04. | 5 | -105.979
26.04. | 6 | -103.602
26.04. | 7 | -261.193
26.04. | 8 | -281.768
26.04. | 9 | -635.13
26.04. | 10 | -605.817
26.04. | 11 | -877.005
26.04. | 12 | -926.373
26.04. | 13 | -927.344
26.04. | 14 | -1093.102
26.04. | 15 | -1138.257
26.04. | 16 | -916.206
26.04. | 17 | -968.525
26.04. | 18 | -563.388
26.04. | 19 | -458.505
26.04. | 20 | -1307.434
26.04. | 21 | -1310.366
26.04. | 22 | -1241.401
26.04. | 23 | -952.829
26.04. | 24 | -797.774
27.04. | 1 | -667.937
27.04. | 2 | -612.308
27.04. | 3 | -544.975
27.04. | 4 | -391.15
27.04. | 5 | -406.647
27.04. | 6 | -458.866
27.04. | 7 | -654.842
27.04. | 8 | -1150.174
27.04. | 9 | -1258.395
27.04. | 10 | -1110.558
27.04. | 11 | -1006.399
27.04. | 12 | -965.686
27.04. | 13 | -1005.096
27.04. | 14 | -1047.38
27.04. | 15 | -1194.963
27.04. | 16 | -1082.984
27.04. | 17 | -1316.65
27.04. | 18 | -1453.505
27.04. | 19 | -927.481
27.04. | 20 | -1464.026
27.04. | 21 | -1466.327
27.04. | 22 | -1465.357
27.04. | 23 | -1211.097
27.04. | 24 | -987.872
28.04. | 1 | -458.119
28.04. | 2 | -422.769
28.04. | 3 | -404.12
28.04. | 4 | -397.379
28.04. | 5 | -407.69
28.04. | 6 | -409.737
28.04. | 7 | -372.974
28.04. | 8 | -151.372
28.04. | 9 | -18.66
28.04. | 10 | -21.251
28.04. | 11 | -427.759
28.04. | 12 | -563.861
28.04. | 13 | -497.58
28.04. | 14 | -430.339
28.04. | 15 | -104.227
28.04. | 16 | -21.705
28.04. | 17 | -187.116
28.04. | 18 | -517.028
28.04. | 19 | -561.801
28.04. | 20 | -833.325
28.04. | 21 | -835.599
28.04. | 22 | -834.926
28.04. | 23 | -562.864
28.04. | 24 | -506.658
29.04. | 1 | -450.757
29.04. | 2 | -225.513
29.04. | 3 | -58.329
29.04. | 4 | -49.575
29.04. | 5 | -179.599
29.04. | 6 | -74.438
29.04. | 7 | -81.191
29.04. | 8 | -15.179
29.04. | 9 | -151.761
29.04. | 10 | -154.038
29.04. | 11 | -155.654
29.04. | 12 | -156.872
29.04. | 13 | -23.072
29.04. | 14 | -23.84
29.04. | 15 | -21.923
29.04. | 16 | -20.495
29.04. | 17 | -131.896
29.04. | 18 | -456.645
29.04. | 19 | -455.862
29.04. | 20 | -765.357
29.04. | 21 | -971.001
29.04. | 22 | -700.273
29.04. | 23 | -342.683
29.04. | 24 | -165.408
30.04. | 1 | -92.82
30.04. | 2 | -64.17
30.04. | 3 | -51.306
30.04. | 4 | -48.947
30.04. | 5 | -65.562
30.04. | 6 | -105.08
30.04. | 7 | -206.822
30.04. | 8 | -416.454
30.04. | 9 | -404.138
30.04. | 10 | -84.199
30.04. | 11 | -268.288
30.04. | 12 | -498.769
30.04. | 13 | -364.717
30.04. | 14 | -216.28
30.04. | 15 | -24.757
30.04. | 16 | -23.304
30.04. | 17 | -188.973
30.04. | 18 | -537.837
30.04. | 19 | -563.548
30.04. | 20 | -835.334
30.04. | 21 | -837.964
30.04. | 22 | -752.573
30.04. | 23 | -353.298
30.04. | 24 | -481.062
01.05. | 1 | -432.584
01.05. | 2 | -401.339
01.05. | 3 | -386.781
01.05. | 4 | -382.344
01.05. | 5 | -394.064
01.05. | 6 | -406.396
01.05. | 7 | -252.464
01.05. | 8 | -19.836
01.05. | 9 | -21.81
01.05. | 10 | -23.752
01.05. | 11 | -24.636
01.05. | 12 | -25.468
01.05. | 13 | -26.265
01.05. | 14 | -26.351
01.05. | 15 | -24.183
01.05. | 16 | -189.522
01.05. | 17 | -371.278
01.05. | 18 | -523.731
01.05. | 19 | -563.282
01.05. | 20 | -699.875
01.05. | 21 | -701.531
01.05. | 22 | -700.474
01.05. | 23 | -563.127
01.05. | 24 | -503.585
02.05. | 1 | -449.152
02.05. | 2 | -415.362
02.05. | 3 | -397.026
02.05. | 4 | -390.41
02.05. | 5 | -395.732
02.05. | 6 | -403.67
02.05. | 7 | -731.052
02.05. | 8 | -912.361
02.05. | 9 | -743.735
02.05. | 10 | -883.158
02.05. | 11 | -920.69
02.05. | 12 | -921.719
02.05. | 13 | -915.185
02.05. | 14 | -671.353
02.05. | 15 | -480.246
02.05. | 16 | -330.513
02.05. | 17 | -489.379
02.05. | 18 | -756.465
02.05. | 19 | -870.823
02.05. | 20 | -832.207
02.05. | 21 | -835.309
02.05. | 22 | -875.42
02.05. | 23 | -715.582
02.05. | 24 | -945.351
03.05. | 1 | -1187.604
03.05. | 2 | -1009.899
03.05. | 3 | -760.883
03.05. | 4 | -817.094
03.05. | 5 | -832.017
03.05. | 6 | -428.685
03.05. | 7 | -454.091
03.05. | 8 | -729.952
03.05. | 9 | -832.284
03.05. | 10 | -874.66
03.05. | 11 | -924.968
03.05. | 12 | -925.97
03.05. | 13 | -701.2
03.05. | 14 | -566.804
03.05. | 15 | -564.385
03.05. | 16 | -562.932
03.05. | 17 | -725.896
03.05. | 18 | -1101.651
03.05. | 19 | -932.87
03.05. | 20 | -766.848
03.05. | 21 | -894.546
03.05. | 22 | -1038.591
03.05. | 23 | -806.011
03.05. | 24 | -518.086
04.05. | 1 | -1233.626
04.05. | 2 | -1214.514
04.05. | 3 | -983.118
04.05. | 4 | -979.357
04.05. | 5 | -970.003
04.05. | 6 | -916.951
04.05. | 7 | -965.394
04.05. | 8 | -565.693
04.05. | 9 | -725.273
04.05. | 10 | -925.055
04.05. | 11 | -925.929
04.05. | 12 | -926.876
04.05. | 13 | -927.584
04.05. | 14 | -927.32
04.05. | 15 | -924.623
04.05. | 16 | -913.984
04.05. | 17 | -999.89
04.05. | 18 | -738.332
04.05. | 19 | -913.778
04.05. | 20 | -1238.007
04.05. | 21 | -1240.755
04.05. | 22 | -1051.211
04.05. | 23 | -981.968
04.05. | 24 | -1074.49
05.05. | 1 | -1098.861
05.05. | 2 | -754.067
05.05. | 3 | -599.681
05.05. | 4 | -593.127
05.05. | 5 | -615.225
05.05. | 6 | -438.952
05.05. | 7 | -425.038
05.05. | 8 | -438.447
05.05. | 9 | -459.683
05.05. | 10 | -860.312
05.05. | 11 | -1007.062
05.05. | 12 | -967.009
05.05. | 13 | -920.962
05.05. | 14 | -808.815
05.05. | 15 | -564.804
05.05. | 16 | -428.049
05.05. | 17 | -550.477
05.05. | 18 | -560.646
05.05. | 19 | -560.835
05.05. | 20 | -696.733
05.05. | 21 | -699.837
05.05. | 22 | -699.778
05.05. | 23 | -630.382
05.05. | 24 | -502.184
06.05. | 1 | -334.041
06.05. | 2 | -45.267
06.05. | 3 | -172.515
06.05. | 4 | -216.153
06.05. | 5 | -247.53
06.05. | 6 | -257.714
06.05. | 7 | -292.89
06.05. | 8 | -444.382
06.05. | 9 | -483.67
06.05. | 10 | -998.112
06.05. | 11 | -1290.457
06.05. | 12 | -1250.972
06.05. | 13 | -1122.202
06.05. | 14 | -922.984
06.05. | 15 | -921.221
06.05. | 16 | -985.741
06.05. | 17 | -1134.476
06.05. | 18 | -1001.804
06.05. | 19 | -911.387
06.05. | 20 | -1462.03
06.05. | 21 | -1465.526
06.05. | 22 | -1375.241
06.05. | 23 | -1456.24
06.05. | 24 | -1364.108
07.05. | 1 | -1175.32
07.05. | 2 | -875.406
07.05. | 3 | -660.083
07.05. | 4 | -724.049
07.05. | 5 | -807.789
07.05. | 6 | -856.108
07.05. | 7 | -812.46
07.05. | 8 | -1012.148
07.05. | 9 | -946.558
07.05. | 10 | -924.16
07.05. | 11 | -924.968
07.05. | 12 | -925.97
07.05. | 13 | -926.2
07.05. | 14 | -926.804
07.05. | 15 | -924.385
07.05. | 16 | -922.932
07.05. | 17 | -1146.981
07.05. | 18 | -1438.857
07.05. | 19 | -1463.105
07.05. | 20 | -1464.348
07.05. | 21 | -1467.171
07.05. | 22 | -1466.091
07.05. | 23 | -1385.893
07.05. | 24 | -1379.169
08.05. | 1 | -1343.991
08.05. | 2 | -1030.255
08.05. | 3 | -948.021
08.05. | 4 | -944.567
08.05. | 5 | -1094.079
08.05. | 6 | -648.932
08.05. | 7 | -1067.999
08.05. | 8 | -1228.702
08.05. | 9 | -954.334
08.05. | 10 | -924.852
08.05. | 11 | -925.681
08.05. | 12 | -926.561
08.05. | 13 | -927.557
08.05. | 14 | -927.759
08.05. | 15 | -925.193
08.05. | 16 | -923.782
08.05. | 17 | -1170.453
08.05. | 18 | -1463.982
08.05. | 19 | -1464.089
08.05. | 20 | -1465.054
08.05. | 21 | -1467.898
08.05. | 22 | -1466.705
08.05. | 23 | -1463.643
08.05. | 24 | -1320.709
09.05. | 1 | -1268.842
09.05. | 2 | -1170.66
09.05. | 3 | -815.935
09.05. | 4 | -744.664
09.05. | 5 | -758.531
09.05. | 6 | -766.968
09.05. | 7 | -882.509
09.05. | 8 | -1045.451
09.05. | 9 | -923.272
09.05. | 10 | -924.938
09.05. | 11 | -925.59
09.05. | 12 | -926.592
09.05. | 13 | -1056.846
09.05. | 14 | -1166.321
09.05. | 15 | -1126.449
09.05. | 16 | -1095.102
09.05. | 17 | -1187.994
09.05. | 18 | -1484.58
09.05. | 19 | -1630.749
09.05. | 20 | -1664.828
09.05. | 21 | -1667.467
09.05. | 22 | -1607.347
09.05. | 23 | -1499.321
09.05. | 24 | -1187.613
10.05. | 1 | -1358.044
10.05. | 2 | -1184.653
10.05. | 3 | -1224.14
10.05. | 4 | -1084.027
10.05. | 5 | -827.93
10.05. | 6 | -832.875
10.05. | 7 | -1264.267
10.05. | 8 | -1130.171
10.05. | 9 | -923.32
10.05. | 10 | -924.952
10.05. | 11 | -925.796
10.05. | 12 | -926.719
10.05. | 13 | -927.545
10.05. | 14 | -927.571
10.05. | 15 | -924.98
10.05. | 16 | -1076.713
10.05. | 17 | -1266.598
10.05. | 18 | -1488.134
10.05. | 19 | -1626.501
10.05. | 20 | -1664.38
10.05. | 21 | -1667.135
10.05. | 22 | -1606.127
10.05. | 23 | -1500.415
10.05. | 24 | -1339.026
11.05. | 1 | -1362.066
11.05. | 2 | -1121.183
11.05. | 3 | -915.375
11.05. | 4 | -883.719
11.05. | 5 | -872.066
11.05. | 6 | -677.265
11.05. | 7 | -1050.882
11.05. | 8 | -1053.139
11.05. | 9 | -899.157
11.05. | 10 | -924.968
11.05. | 11 | -925.965
11.05. | 12 | -926.85
11.05. | 13 | -927.663
11.05. | 14 | -927.331
11.05. | 15 | -927.52
11.05. | 16 | -1117.684
11.05. | 17 | -1294.487
11.05. | 18 | -1378.104
11.05. | 19 | -1324.612
11.05. | 20 | -1574.07
11.05. | 21 | -1576.136
11.05. | 22 | -1511.975
11.05. | 23 | -1175.977
11.05. | 24 | -1285.82
12.05. | 1 | -984.533
12.05. | 2 | -708.386
12.05. | 3 | -691.072
12.05. | 4 | -616.057
12.05. | 5 | -758.197
12.05. | 6 | -392.917
12.05. | 7 | -215.004
12.05. | 8 | -16.741
12.05. | 9 | -19.019
12.05. | 10 | -183.767
12.05. | 11 | -293.084
12.05. | 12 | -321.008
12.05. | 13 | -430.101
12.05. | 14 | -241.246
12.05. | 15 | -23.152
12.05. | 16 | -21.629
12.05. | 17 | -180.695
12.05. | 18 | -646.503
12.05. | 19 | -816.789
12.05. | 20 | -1066.938
12.05. | 21 | -1100.701
12.05. | 22 | -1155.088
12.05. | 23 | -868.8
12.05. | 24 | -522.852
13.05. | 1 | -468.471
13.05. | 2 | -433.86
13.05. | 3 | -414.162
13.05. | 4 | -406.532
13.05. | 5 | -408.568
13.05. | 6 | -377.408
13.05. | 7 | -261.277
13.05. | 8 | -117.323
13.05. | 9 | -624.275
13.05. | 10 | -919.043
13.05. | 11 | -920.597
13.05. | 12 | -921.693
13.05. | 13 | -923.037
13.05. | 14 | -887.606
13.05. | 15 | -764.23
13.05. | 16 | -735.904
13.05. | 17 | -1034.957
13.05. | 18 | -936.925
13.05. | 19 | -706.895
13.05. | 20 | -1594.352
13.05. | 21 | -1633.654
13.05. | 22 | -1558.42
13.05. | 23 | -1463.878
13.05. | 24 | -1384.233
14.05. | 1 | -1201.958
14.05. | 2 | -971.428
14.05. | 3 | -768.329
14.05. | 4 | -777.597
14.05. | 5 | -874.858
14.05. | 6 | -407.817
14.05. | 7 | -331.136
14.05. | 8 | -877.21
14.05. | 9 | -819.365
14.05. | 10 | -924.686
14.05. | 11 | -925.578
14.05. | 12 | -926.567
14.05. | 13 | -927.451
14.05. | 14 | -927.482
14.05. | 15 | -902.39
14.05. | 16 | -833.463
14.05. | 17 | -1009.593
14.05. | 18 | -1097.077
14.05. | 19 | -957.788
14.05. | 20 | -1660.934
14.05. | 21 | -1667.633
14.05. | 22 | -1589.408
14.05. | 23 | -1478.982
14.05. | 24 | -1034.584
15.05. | 1 | -1140.736
15.05. | 2 | -896.082
15.05. | 3 | -746.558
15.05. | 4 | -809.491
15.05. | 5 | -526.169
15.05. | 6 | -388.037
15.05. | 7 | -756.013
15.05. | 8 | -1217.145
15.05. | 9 | -923.25
15.05. | 10 | -924.812
15.05. | 11 | -925.814
15.05. | 12 | -926.824
15.05. | 13 | -927.775
15.05. | 14 | -927.702
15.05. | 15 | -835.083
15.05. | 16 | -725.659
15.05. | 17 | -927.334
15.05. | 18 | -1150.159
15.05. | 19 | -1421.771
15.05. | 20 | -1574.492
15.05. | 21 | -1577.255
15.05. | 22 | -1489.735
15.05. | 23 | -730.372
15.05. | 24 | -320.915
16.05. | 1 | -213.902
16.05. | 2 | -417.672
16.05. | 3 | -421.769
16.05. | 4 | -416.749
16.05. | 5 | -429.807
16.05. | 6 | -241.662
16.05. | 7 | -302.923
16.05. | 8 | -612.026
16.05. | 9 | -923.249
16.05. | 10 | -925.234
16.05. | 11 | -926.151
16.05. | 12 | -927.057
16.05. | 13 | -928.05
16.05. | 14 | -927.939
16.05. | 15 | -925.303
16.05. | 16 | -923.745
16.05. | 17 | -1061.088
16.05. | 18 | -1077.651
16.05. | 19 | -809.609
16.05. | 20 | -1665.081
16.05. | 21 | -1667.462
16.05. | 22 | -1611.716
16.05. | 23 | -1312.36
16.05. | 24 | -984.288
17.05. | 1 | -847.944
17.05. | 2 | -830.631
17.05. | 3 | -842.942
17.05. | 4 | -852.82
17.05. | 5 | -502.215
17.05. | 6 | -514.037
17.05. | 7 | -507.207
17.05. | 8 | -960.725
17.05. | 9 | -923.252
17.05. | 10 | -925.141
17.05. | 11 | -926.078
17.05. | 12 | -927.094
17.05. | 13 | -927.956
17.05. | 14 | -927.862
17.05. | 15 | -925.287
17.05. | 16 | -923.892
17.05. | 17 | -1168.057
17.05. | 18 | -768.363
17.05. | 19 | -1020.822
17.05. | 20 | -1372.519
17.05. | 21 | -1523.221
17.05. | 22 | -1481.818
17.05. | 23 | -1156.721
17.05. | 24 | -1232.067
18.05. | 1 | -1190.67
18.05. | 2 | -1227.034
18.05. | 3 | -1251.674
18.05. | 4 | -1248.243
18.05. | 5 | -1337.353
18.05. | 6 | -740.237
18.05. | 7 | -1206.111
18.05. | 8 | -978.927
18.05. | 9 | -922.618
18.05. | 10 | -924.549
18.05. | 11 | -925.514
18.05. | 12 | -926.397
18.05. | 13 | -927.163
18.05. | 14 | -926.995
18.05. | 15 | -924.372
18.05. | 16 | -1064.132
18.05. | 17 | -1102.413
18.05. | 18 | -1010.251
18.05. | 19 | -737.358
18.05. | 20 | -1371.13
18.05. | 21 | -1508.105
18.05. | 22 | -1464.786
18.05. | 23 | -1030.161
18.05. | 24 | -998.089
19.05. | 1 | -641.299
19.05. | 2 | -636.209
19.05. | 3 | -428.422
19.05. | 4 | -316.293
19.05. | 5 | -326.272
19.05. | 6 | -411.207
19.05. | 7 | -643.853
19.05. | 8 | -587.263
19.05. | 9 | -670.011
19.05. | 10 | -899.745
19.05. | 11 | -847.503
19.05. | 12 | -820.567
19.05. | 13 | -780.999
19.05. | 14 | -362.543
19.05. | 15 | -293.088
19.05. | 16 | -304.381
19.05. | 17 | -521.272
19.05. | 18 | -805.105
19.05. | 19 | -732.339
19.05. | 20 | -1467.889
19.05. | 21 | -1399.082
19.05. | 22 | -1332.232
19.05. | 23 | -612.51
19.05. | 24 | -378.148
20.05. | 1 | -269.941
20.05. | 2 | -227.612
20.05. | 3 | -176.587
20.05. | 4 | -155.139
20.05. | 5 | -190.864
20.05. | 6 | 4.941
20.05. | 7 | -165.843
20.05. | 8 | -106.062
20.05. | 9 | -894.544
20.05. | 10 | -919.351
20.05. | 11 | -920.883
20.05. | 12 | -921.977
20.05. | 13 | -923.221
20.05. | 14 | -901.315
20.05. | 15 | -899.487
20.05. | 16 | -763.071
20.05. | 17 | -671.073
20.05. | 18 | -919.738
20.05. | 19 | -645.06
20.05. | 20 | -1042.984
20.05. | 21 | -1652.433
20.05. | 22 | -1422.968
20.05. | 23 | -654.398
20.05. | 24 | -444.485
21.05. | 1 | -345.539
21.05. | 2 | -206.543
21.05. | 3 | -192.12
21.05. | 4 | -189.332
21.05. | 5 | -140.622
21.05. | 6 | -110.429
21.05. | 7 | -314.832
21.05. | 8 | -111.443
21.05. | 9 | -501.366
21.05. | 10 | -916.134
21.05. | 11 | -926.08
21.05. | 12 | -927.024
21.05. | 13 | -927.958
21.05. | 14 | -927.922
21.05. | 15 | -779.874
21.05. | 16 | -911.381
21.05. | 17 | -977.289
21.05. | 18 | -1096.957
21.05. | 19 | -737.281
21.05. | 20 | -1169.628
21.05. | 21 | -1509.864
21.05. | 22 | -1382.12
21.05. | 23 | -604.199
21.05. | 24 | -517.28
22.05. | 1 | -480.551
22.05. | 2 | -450.036
22.05. | 3 | -433.677
22.05. | 4 | -428.879
22.05. | 5 | -443.596
22.05. | 6 | -461.086
22.05. | 7 | -584.446
22.05. | 8 | -825.132
22.05. | 9 | -1250.35
22.05. | 10 | -1070.593
22.05. | 11 | -926.177
22.05. | 12 | -927.085
22.05. | 13 | -1047.475
22.05. | 14 | -1062.771
22.05. | 15 | -1048.078
22.05. | 16 | -1107.997
22.05. | 17 | -1326.44
22.05. | 18 | -692.313
22.05. | 19 | -884.494
22.05. | 20 | -1412.299
22.05. | 21 | -1666.852
22.05. | 22 | -1616.348
22.05. | 23 | -1046.495
22.05. | 24 | -657.586
23.05. | 1 | -479.247
23.05. | 2 | -447.142
23.05. | 3 | -432.684
23.05. | 4 | -483.599
23.05. | 5 | -496.265
23.05. | 6 | -431.341
23.05. | 7 | -485.68
23.05. | 8 | -471.467
23.05. | 9 | -603.722
23.05. | 10 | -875.612
23.05. | 11 | -863.106
23.05. | 12 | -927.04
23.05. | 13 | -956.706
23.05. | 14 | -928.087
23.05. | 15 | -925.395
23.05. | 16 | -176.176
23.05. | 17 | -317.718
23.05. | 18 | -624.221
23.05. | 19 | -758.632
23.05. | 20 | -1088.633
23.05. | 21 | -1496.015
23.05. | 22 | -1293.37
23.05. | 23 | -815.994
23.05. | 24 | -408.546
24.05. | 1 | -350.956
24.05. | 2 | -267.246
24.05. | 3 | -146.537
24.05. | 4 | -247.373
24.05. | 5 | -300.56
24.05. | 6 | -79.358
24.05. | 7 | -330.163
24.05. | 8 | -96.843
24.05. | 9 | -293.361
24.05. | 10 | -565.397
24.05. | 11 | -566.197
24.05. | 12 | -432.214
24.05. | 13 | -28.253
24.05. | 14 | -136.163
24.05. | 15 | 142.447
24.05. | 16 | 221.568
24.05. | 17 | -51.38
24.05. | 18 | -380.192
24.05. | 19 | -512.688
24.05. | 20 | -899.798
24.05. | 21 | -1442.205
24.05. | 22 | -1240.495
24.05. | 23 | -625.017
24.05. | 24 | -535.133
25.05. | 1 | -395.277
25.05. | 2 | -164.539
25.05. | 3 | -85.223
25.05. | 4 | -268.466
25.05. | 5 | -258.004
25.05. | 6 | -159.113
25.05. | 7 | -897.035
25.05. | 8 | -1199.246
25.05. | 9 | -1184.788
25.05. | 10 | -925.181
25.05. | 11 | -925.964
25.05. | 12 | -926.865
25.05. | 13 | -927.818
25.05. | 14 | -927.545
25.05. | 15 | -740.408
25.05. | 16 | -671.535
25.05. | 17 | -818.995
25.05. | 18 | -751.395
25.05. | 19 | -748.885
25.05. | 20 | -790.923
25.05. | 21 | -1237.995
25.05. | 22 | -1256.686
25.05. | 23 | -1071.934
25.05. | 24 | -554.452
26.05. | 1 | -493.383
26.05. | 2 | -505.493
26.05. | 3 | -446.31
26.05. | 4 | -828.799
26.05. | 5 | -441.689
26.05. | 6 | -385.505
26.05. | 7 | -524.018
26.05. | 8 | -463.08
26.05. | 9 | -384.07
26.05. | 10 | -454.412
26.05. | 11 | -806.667
26.05. | 12 | -767.167
26.05. | 13 | -741.234
26.05. | 14 | -552.352
26.05. | 15 | -226.391
26.05. | 16 | -238.332
26.05. | 17 | -463.583
26.05. | 18 | -578.074
26.05. | 19 | -731.251
26.05. | 20 | -897.921
26.05. | 21 | -1305.172
26.05. | 22 | -1168.718
26.05. | 23 | -1536.571
26.05. | 24 | -1318.126
27.05. | 1 | -1394.291
27.05. | 2 | -1078.728
27.05. | 3 | -949.775
27.05. | 4 | -865.005
27.05. | 5 | -485.249
27.05. | 6 | -393.003
27.05. | 7 | -332.974
27.05. | 8 | -501.436
27.05. | 9 | -818.466
27.05. | 10 | -919.651
27.05. | 11 | -921.11
27.05. | 12 | -922.241
27.05. | 13 | -923.563
27.05. | 14 | -924.181
27.05. | 15 | -922.241
27.05. | 16 | -936.322
27.05. | 17 | -1199.785
27.05. | 18 | -506.402
27.05. | 19 | -855.882
27.05. | 20 | -1191.514
27.05. | 21 | -1435.276
27.05. | 22 | -1230.399
27.05. | 23 | -1202.677
27.05. | 24 | -1183.959
28.05. | 1 | -1034.241
28.05. | 2 | -843.766
28.05. | 3 | -815.859
28.05. | 4 | -892.879
28.05. | 5 | -565.93
28.05. | 6 | -579.702
28.05. | 7 | -789.628
28.05. | 8 | -1234.202
28.05. | 9 | -1323.856
28.05. | 10 | -1292.678
28.05. | 11 | -1263.245
28.05. | 12 | -1142.898
28.05. | 13 | -958.422
28.05. | 14 | -927.892
28.05. | 15 | -925.254
28.05. | 16 | -954.698
28.05. | 17 | -1220.661
28.05. | 18 | -1118.812
28.05. | 19 | -1593.7
28.05. | 20 | -1664.427
28.05. | 21 | -1666.875
28.05. | 22 | -1623.288
28.05. | 23 | -1514.627
28.05. | 24 | -1128.214
29.05. | 1 | -1091.122
29.05. | 2 | -882.436
29.05. | 3 | -866.443
29.05. | 4 | -969.902
29.05. | 5 | -1050.443
29.05. | 6 | -921.994
29.05. | 7 | -1098.855
29.05. | 8 | -1282.171
29.05. | 9 | -1247.494
29.05. | 10 | -1260.18
29.05. | 11 | -1041.52
29.05. | 12 | -1014.787
29.05. | 13 | -966.339
29.05. | 14 | -928.156
29.05. | 15 | -925.481
29.05. | 16 | -1046.276
29.05. | 17 | -1326.506
29.05. | 18 | -1512.8
29.05. | 19 | -1601.598
29.05. | 20 | -1664.934
29.05. | 21 | -1667.001
29.05. | 22 | -1645.419
29.05. | 23 | -1531.672
29.05. | 24 | -1440.451
30.05. | 1 | -1383.597
30.05. | 2 | -1261.621
30.05. | 3 | -1246.723
30.05. | 4 | -1329.304
30.05. | 5 | -1251.64
30.05. | 6 | -1274.92
30.05. | 7 | -1239.511
30.05. | 8 | -1043.871
30.05. | 9 | -923.877
30.05. | 10 | -925.914
30.05. | 11 | -926.759
30.05. | 12 | -927.653
30.05. | 13 | -928.66
30.05. | 14 | -928.561
30.05. | 15 | -990.904
30.05. | 16 | -1089.06
30.05. | 17 | -1300.536
30.05. | 18 | -1557.362
30.05. | 19 | -1663.33
30.05. | 20 | -1665.031
30.05. | 21 | -1667.079
30.05. | 22 | -1646.886
30.05. | 23 | -1535.204
30.05. | 24 | -1441.763
31.05. | 1 | -1385.849
31.05. | 2 | -1351.87
31.05. | 3 | -1335.377
31.05. | 4 | -1330.741
31.05. | 5 | -1338.204
31.05. | 6 | -1319.122
31.05. | 7 | -1225.11
31.05. | 8 | -1060.672
31.05. | 9 | -923.813
31.05. | 10 | -925.787
31.05. | 11 | -926.655
31.05. | 12 | -927.42
31.05. | 13 | -928.501
31.05. | 14 | -928.303
31.05. | 15 | -925.721
31.05. | 16 | -924.37
31.05. | 17 | -1233.507
31.05. | 18 | -1539.74
31.05. | 19 | -1664.594
31.05. | 20 | -1664.934
31.05. | 21 | -1666.992
31.05. | 22 | -1657.182
31.05. | 23 | -1542.197
31.05. | 24 | -1448.957
01.06. | 1 | -1387.435
01.06. | 2 | -1356.87
01.06. | 3 | -1341.423
01.06. | 4 | -1333.825
01.06. | 5 | -1345.892
01.06. | 6 | -1329.388
01.06. | 7 | -1227.045
01.06. | 8 | -995.957
01.06. | 9 | -923.438
01.06. | 10 | -925.53
01.06. | 11 | -926.859
01.06. | 12 | -927.528
01.06. | 13 | -928.43
01.06. | 14 | -927.922
01.06. | 15 | -925.686
01.06. | 16 | -923.808
01.06. | 17 | -1235.246
01.06. | 18 | -1529.585
01.06. | 19 | -1663.855
01.06. | 20 | -1663.862
01.06. | 21 | -1665.498
01.06. | 22 | -1646.095
01.06. | 23 | -1551.148
01.06. | 24 | -1461.698
02.06. | 1 | -1400.818
02.06. | 2 | -1365.922
02.06. | 3 | -1347.047
02.06. | 4 | -1333.428
02.06. | 5 | -1339.027
02.06. | 6 | -1301.716
02.06. | 7 | -1132.985
02.06. | 8 | -827.321
02.06. | 9 | -559.818
02.06. | 10 | -922.745
02.06. | 11 | -924.137
02.06. | 12 | -925.024
02.06. | 13 | -926.192
02.06. | 14 | -926.307
02.06. | 15 | -924.139
02.06. | 16 | -936.384
02.06. | 17 | -1174.791
02.06. | 18 | -1483.218
02.06. | 19 | -1635.558
02.06. | 20 | -1660.589
02.06. | 21 | -1665.068
02.06. | 22 | -1626.714
02.06. | 23 | -1540.711
02.06. | 24 | -1457.391
03.06. | 1 | -1398.248
03.06. | 2 | -1359.935
03.06. | 3 | -1339.196
03.06. | 4 | -1326.935
03.06. | 5 | -1326.893
03.06. | 6 | -1272.005
03.06. | 7 | -1193.218
03.06. | 8 | -1243.662
03.06. | 9 | -1271.597
03.06. | 10 | -1161.433
03.06. | 11 | -1051.228
03.06. | 12 | -922.448
03.06. | 13 | -923.742
03.06. | 14 | -924.314
03.06. | 15 | -922.623
03.06. | 16 | -921.087
03.06. | 17 | -1113.184
03.06. | 18 | -1398.008
03.06. | 19 | -1560.155
03.06. | 20 | -1633.005
03.06. | 21 | -1660.554
03.06. | 22 | -1610.084
03.06. | 23 | -1512.591
03.06. | 24 | -1430.38
04.06. | 1 | -1377.238
04.06. | 2 | -1343.603
04.06. | 3 | -1185.283
04.06. | 4 | -1177.115
04.06. | 5 | -1189.402
04.06. | 6 | -931.342
04.06. | 7 | -1252.081
04.06. | 8 | -1367.449
04.06. | 9 | -1360.182
04.06. | 10 | -1427.821
04.06. | 11 | -1004.442
04.06. | 12 | -927.34
04.06. | 13 | -928.262
04.06. | 14 | -928.227
04.06. | 15 | -1006.948
04.06. | 16 | -1156.34
04.06. | 17 | -1400.171
04.06. | 18 | -1543.066
04.06. | 19 | -1520.246
04.06. | 20 | -1664.617
04.06. | 21 | -1666.78
04.06. | 22 | -1639.472
04.06. | 23 | -1528.226
04.06. | 24 | -1440.367
05.06. | 1 | -1381.582
05.06. | 2 | -1282.183
05.06. | 3 | -1063.312
05.06. | 4 | -890.766
05.06. | 5 | -1021.895
05.06. | 6 | -901.957
05.06. | 7 | -983.126
05.06. | 8 | -1026.874
05.06. | 9 | -924.015
05.06. | 10 | -926.005
05.06. | 11 | -926.868
05.06. | 12 | -927.866
05.06. | 13 | -929.078
05.06. | 14 | -928.651
05.06. | 15 | -926.053
05.06. | 16 | -807.92
05.06. | 17 | -1137.099
05.06. | 18 | -1349.988
05.06. | 19 | -1104.567
05.06. | 20 | -1617.782
05.06. | 21 | -1667.623
05.06. | 22 | -1667.76
05.06. | 23 | -1567.262
05.06. | 24 | -1476.176
06.06. | 1 | -1414.854
06.06. | 2 | -1380.255
06.06. | 3 | -1360.445
06.06. | 4 | -1138.015
06.06. | 5 | -1358.469
06.06. | 6 | -1277.182
06.06. | 7 | -1250.803
06.06. | 8 | -1105.498
06.06. | 9 | -925.428
06.06. | 10 | -926.104
06.06. | 11 | -927.002
06.06. | 12 | -927.953
06.06. | 13 | -1032.847
06.06. | 14 | -1113.239
06.06. | 15 | -1190.248
06.06. | 16 | -1461.407
06.06. | 17 | -1573.152
06.06. | 18 | -1603.806
06.06. | 19 | -1665.136
06.06. | 20 | -1665.316
06.06. | 21 | -1667.045
06.06. | 22 | -1663.149
06.06. | 23 | -1571.419
06.06. | 24 | -1474.543
07.06. | 1 | -1413.584
07.06. | 2 | -1379.758
07.06. | 3 | -1361.29
07.06. | 4 | -1352.8
07.06. | 5 | -1363.712
07.06. | 6 | -1348.747
07.06. | 7 | -1282.263
07.06. | 8 | -1209.478
07.06. | 9 | -1115.225
07.06. | 10 | -956.631
07.06. | 11 | -927.425
07.06. | 12 | -928.406
07.06. | 13 | -929.576
07.06. | 14 | -929.088
07.06. | 15 | -926.365
07.06. | 16 | -1115.705
07.06. | 17 | -1408.607
07.06. | 18 | -1442.961
07.06. | 19 | -1642.674
07.06. | 20 | -1665.375
07.06. | 21 | -1667.085
07.06. | 22 | -1667.312
07.06. | 23 | -1576.054
07.06. | 24 | -1479.245
08.06. | 1 | -1416.135
08.06. | 2 | -1378.352
08.06. | 3 | -1360.616
08.06. | 4 | -1354.051
08.06. | 5 | -1366.53
08.06. | 6 | -1392.491
08.06. | 7 | -1406.221
08.06. | 8 | -1296.028
08.06. | 9 | -1213.308
08.06. | 10 | -1149.649
08.06. | 11 | -1019.386
08.06. | 12 | -1040.242
08.06. | 13 | -953.247
08.06. | 14 | -928.662
08.06. | 15 | -925.844
08.06. | 16 | -961.931
08.06. | 17 | -1273.398
08.06. | 18 | -1582.776
08.06. | 19 | -1664.323
08.06. | 20 | -1664.264
08.06. | 21 | -1665.43
08.06. | 22 | -1666.087
08.06. | 23 | -1580.344
08.06. | 24 | -1494.86
09.06. | 1 | -1431.882
09.06. | 2 | -1391.404
09.06. | 3 | -1369.176
09.06. | 4 | -1359.403
09.06. | 5 | -1362.784
09.06. | 6 | -1328.365
09.06. | 7 | -1159.961
09.06. | 8 | -917.755
09.06. | 9 | -920.257
09.06. | 10 | -923.12
09.06. | 11 | -924.465
09.06. | 12 | -925.379
09.06. | 13 | -926.492
09.06. | 14 | -926.562
09.06. | 15 | -834.397
09.06. | 16 | -576.388
09.06. | 17 | -865.652
09.06. | 18 | -1034.187
09.06. | 19 | -762.619
09.06. | 20 | -1303.085
09.06. | 21 | -1665.064
09.06. | 22 | -1665.471
09.06. | 23 | -1576.426
09.06. | 24 | -1180.001
10.06. | 1 | -749.944
10.06. | 2 | -616.369
10.06. | 3 | -617.844
10.06. | 4 | -598.689
10.06. | 5 | -594.073
10.06. | 6 | -390.729
10.06. | 7 | -623.448
10.06. | 8 | -853.18
10.06. | 9 | -917.993
10.06. | 10 | -970.897
10.06. | 11 | -921.816
10.06. | 12 | -922.876
10.06. | 13 | -924.159
10.06. | 14 | -924.721
10.06. | 15 | -923.039
10.06. | 16 | -683.089
10.06. | 17 | -651.04
10.06. | 18 | -898.649
10.06. | 19 | -1038.885
10.06. | 20 | -1450.274
10.06. | 21 | -1665.132
10.06. | 22 | -1644.62
10.06. | 23 | -1545.269
10.06. | 24 | -1363.864
11.06. | 1 | -1394.359
11.06. | 2 | -1083.131
11.06. | 3 | -780.029
11.06. | 4 | -744.91
11.06. | 5 | -518.512
11.06. | 6 | -465.394
11.06. | 7 | -516.082
11.06. | 8 | -944.63
11.06. | 9 | -1052.653
11.06. | 10 | -1085.216
11.06. | 11 | -1293.741
11.06. | 12 | -1305.481
11.06. | 13 | -1230.041
11.06. | 14 | -1239.083
11.06. | 15 | -1048.21
11.06. | 16 | -1051.612
11.06. | 17 | -821.471
11.06. | 18 | -883.323
11.06. | 19 | -926.663
11.06. | 20 | -1615.352
11.06. | 21 | -1666.631
11.06. | 22 | -1663.189
11.06. | 23 | -1278.908
11.06. | 24 | -768.418
12.06. | 1 | -555.773
12.06. | 2 | -649.861
12.06. | 3 | -496.576
12.06. | 4 | -483.427
12.06. | 5 | -494.115
12.06. | 6 | -472.976
12.06. | 7 | -392.345
12.06. | 8 | -400.004
12.06. | 9 | -392.988
12.06. | 10 | -646.985
12.06. | 11 | -701.558
12.06. | 12 | -648.532
12.06. | 13 | -928.708
12.06. | 14 | -928.376
12.06. | 15 | -925.916
12.06. | 16 | -978.296
12.06. | 17 | -465.058
12.06. | 18 | -744.756
12.06. | 19 | -765.08
12.06. | 20 | -1089.259
12.06. | 21 | -1576.827
12.06. | 22 | -1572.865
12.06. | 23 | -935.529
12.06. | 24 | -569.877
13.06. | 1 | -492.962
13.06. | 2 | -257.066
13.06. | 3 | -174.944
13.06. | 4 | -152.441
13.06. | 5 | -160.559
13.06. | 6 | -144.246
13.06. | 7 | -118.22
13.06. | 8 | -239.346
13.06. | 9 | -170.685
13.06. | 10 | -387.914
13.06. | 11 | -927.697
13.06. | 12 | -928.403
13.06. | 13 | -929.664
13.06. | 14 | -893.238
13.06. | 15 | -769.091
13.06. | 16 | -618.951
13.06. | 17 | -848.033
13.06. | 18 | -762.926
13.06. | 19 | -765.567
13.06. | 20 | -833.065
13.06. | 21 | -1374.503
13.06. | 22 | -1240.148
13.06. | 23 | -732.603
13.06. | 24 | -633.768
14.06. | 1 | -408.082
14.06. | 2 | -389.808
14.06. | 3 | -348.227
14.06. | 4 | -357.89
14.06. | 5 | -401.729
14.06. | 6 | -343.413
14.06. | 7 | -395.364
14.06. | 8 | -192.855
14.06. | 9 | -429.181
14.06. | 10 | -903.801
14.06. | 11 | -927.255
14.06. | 12 | -928.079
14.06. | 13 | -812.701
14.06. | 14 | -542.141
14.06. | 15 | -548.198
14.06. | 16 | -471.379
14.06. | 17 | -701.421
14.06. | 18 | -968.239
14.06. | 19 | -765.609
14.06. | 20 | -765.634
14.06. | 21 | -1374.456
14.06. | 22 | -1253.496
14.06. | 23 | -1504.458
14.06. | 24 | -879.831
15.06. | 1 | -571.918
15.06. | 2 | -529.13
15.06. | 3 | -505.246
15.06. | 4 | -495.273
15.06. | 5 | -500.683
15.06. | 6 | -482.202
15.06. | 7 | -820.64
15.06. | 8 | -641.475
15.06. | 9 | -450.099
15.06. | 10 | -431.448
15.06. | 11 | -432.293
15.06. | 12 | -433.26
15.06. | 13 | -434.163
15.06. | 14 | -433.299
15.06. | 15 | -430.671
15.06. | 16 | -509.487
15.06. | 17 | -839.05
15.06. | 18 | -1164.29
15.06. | 19 | -764.781
15.06. | 20 | -845.653
15.06. | 21 | -1372.904
15.06. | 22 | -1373.719
15.06. | 23 | -1133.69
15.06. | 24 | -980.527
16.06. | 1 | -710.729
16.06. | 2 | -669.958
16.06. | 3 | -642.572
16.06. | 4 | -621.352
16.06. | 5 | -491.933
16.06. | 6 | -574.689
16.06. | 7 | -478.785
16.06. | 8 | -279.656
16.06. | 9 | -154.987
16.06. | 10 | -157.845
16.06. | 11 | -348.274
16.06. | 12 | -430.295
16.06. | 13 | -323.223
16.06. | 14 | -161.253
16.06. | 15 | -159.363
16.06. | 16 | -157.471
16.06. | 17 | -472.635
16.06. | 18 | -819.636
16.06. | 19 | -897.614
16.06. | 20 | -1033.069
16.06. | 21 | -1304.804
16.06. | 22 | -1305.969
16.06. | 23 | -735.704
16.06. | 24 | -795.798
17.06. | 1 | -725.014
17.06. | 2 | -522.32
17.06. | 3 | -493.922
17.06. | 4 | -478.834
17.06. | 5 | -476.764
17.06. | 6 | -419.293
17.06. | 7 | -265.46
17.06. | 8 | -16.216
17.06. | 9 | -17.952
17.06. | 10 | -20.255
17.06. | 11 | -21.548
17.06. | 12 | -22.405
17.06. | 13 | -23.578
17.06. | 14 | -24.251
17.06. | 15 | -22.748
17.06. | 16 | -21.42
17.06. | 17 | -242.65
17.06. | 18 | -603.212
17.06. | 19 | -655.575
17.06. | 20 | -762.582
17.06. | 21 | -899.783
17.06. | 22 | -900.964
17.06. | 23 | -964.797
17.06. | 24 | -1004.276
18.06. | 1 | -806.072
18.06. | 2 | -634.681
18.06. | 3 | -481.118
18.06. | 4 | -470.666
18.06. | 5 | -478.981
18.06. | 6 | -463.841
18.06. | 7 | -375.305
18.06. | 8 | -169.195
18.06. | 9 | -22.689
18.06. | 10 | -24.967
18.06. | 11 | -296.082
18.06. | 12 | -297.119
18.06. | 13 | -163.154
18.06. | 14 | -162.982
18.06. | 15 | -52.591
18.06. | 16 | -173.491
18.06. | 17 | -579.121
18.06. | 18 | -728.146
18.06. | 19 | -764.749
18.06. | 20 | -765.118
18.06. | 21 | -1171.755
18.06. | 22 | -1172.43
18.06. | 23 | -1049.603
18.06. | 24 | -613.506
19.06. | 1 | -464.84
19.06. | 2 | -405.172
19.06. | 3 | -409.804
19.06. | 4 | -378.616
19.06. | 5 | -373.546
19.06. | 6 | -359.903
19.06. | 7 | -443.6
19.06. | 8 | -672.557
19.06. | 9 | -514.749
19.06. | 10 | -431.563
19.06. | 11 | -432.465
19.06. | 12 | -433.586
19.06. | 13 | -245.588
19.06. | 14 | -96.493
19.06. | 15 | -26.493
19.06. | 16 | -174.338
19.06. | 17 | -503.281
19.06. | 18 | -766.098
19.06. | 19 | -765.747
19.06. | 20 | -765.82
19.06. | 21 | -1441.925
19.06. | 22 | -902.692
19.06. | 23 | -765.163
19.06. | 24 | -567.225
20.06. | 1 | -395.126
20.06. | 2 | -297.672
20.06. | 3 | -222.828
20.06. | 4 | -211.65
20.06. | 5 | -217.944
20.06. | 6 | -215.273
20.06. | 7 | -116.691
20.06. | 8 | 90.541
20.06. | 9 | 237.835
20.06. | 10 | 78.066
20.06. | 11 | -28.084
20.06. | 12 | -29.08
20.06. | 13 | -30.02
20.06. | 14 | -29.64
20.06. | 15 | -26.924
20.06. | 16 | -119.846
20.06. | 17 | -473.046
20.06. | 18 | -766.331
20.06. | 19 | -766.2
20.06. | 20 | -766.153
20.06. | 21 | -1172.049
20.06. | 22 | -1172.74
20.06. | 23 | -765.322
20.06. | 24 | -523.011
21.06. | 1 | -295.783
21.06. | 2 | -246.747
21.06. | 3 | -226.564
21.06. | 4 | -211.643
21.06. | 5 | -220.218
21.06. | 6 | -208.639
21.06. | 7 | -110.176
21.06. | 8 | 96.213
21.06. | 9 | 237.805
21.06. | 10 | -25.551
21.06. | 11 | -27.995
21.06. | 12 | -29.061
21.06. | 13 | -29.795
21.06. | 14 | -29.497
21.06. | 15 | -26.889
21.06. | 16 | -134.09
21.06. | 17 | -472.821
21.06. | 18 | -451.334
21.06. | 19 | -472.022
21.06. | 20 | -765.939
21.06. | 21 | -1036.867
21.06. | 22 | -767.513
21.06. | 23 | -765.216
21.06. | 24 | -685.239
22.06. | 1 | -613.511
22.06. | 2 | -289.987
22.06. | 3 | -282.547
22.06. | 4 | -198.238
22.06. | 5 | -200.963
22.06. | 6 | -194.862
22.06. | 7 | -438.791
22.06. | 8 | -264.516
22.06. | 9 | -431.879
22.06. | 10 | -540.088
22.06. | 11 | -541.055
22.06. | 12 | -541.886
22.06. | 13 | -542.777
22.06. | 14 | -542.001
22.06. | 15 | -539.316
22.06. | 16 | -632.376
22.06. | 17 | -983.947
22.06. | 18 | -765.554
22.06. | 19 | -733.351
22.06. | 20 | -712.559
22.06. | 21 | -1035.565
22.06. | 22 | -982.442
22.06. | 23 | -764.693
22.06. | 24 | -548.724
23.06. | 1 | -636.589
23.06. | 2 | -584.025
23.06. | 3 | -557.92
23.06. | 4 | -543.214
23.06. | 5 | -541.634
23.06. | 6 | -507.414
23.06. | 7 | -366.368
23.06. | 8 | -139.416
23.06. | 9 | -20.947
23.06. | 10 | -24.034
23.06. | 11 | -160.474
23.06. | 12 | -161.363
23.06. | 13 | -162.231
23.06. | 14 | -27.22
23.06. | 15 | -25.333
23.06. | 16 | -109.68
23.06. | 17 | -414.605
23.06. | 18 | -754.507
23.06. | 19 | -763.604
23.06. | 20 | -501.686
23.06. | 21 | -900.749
23.06. | 22 | -766.685
23.06. | 23 | -607.416
23.06. | 24 | -525.202
24.06. | 1 | -392.352
24.06. | 2 | -565.536
24.06. | 3 | -535.918
24.06. | 4 | -202.851
24.06. | 5 | -199.12
24.06. | 6 | -139.783
24.06. | 7 | -44.398
24.06. | 8 | -71.753
24.06. | 9 | -18.295
24.06. | 10 | -20.593
24.06. | 11 | -22.085
24.06. | 12 | -23.21
24.06. | 13 | -24.299
24.06. | 14 | -24.922
24.06. | 15 | -23.362
24.06. | 16 | -21.975
24.06. | 17 | -304.872
24.06. | 18 | -649.858
24.06. | 19 | -447.245
24.06. | 20 | -448.069
24.06. | 21 | -1170.161
24.06. | 22 | -1171.823
24.06. | 23 | -750.835
24.06. | 24 | -546.084
25.06. | 1 | -479.67
25.06. | 2 | -333.457
25.06. | 3 | -310.372
25.06. | 4 | -299.147
25.06. | 5 | -308.918
25.06. | 6 | -192.19
25.06. | 7 | -104.783
25.06. | 8 | -136.835
25.06. | 9 | -42.897
25.06. | 10 | -162.433
25.06. | 11 | -163.42
25.06. | 12 | -164.222
25.06. | 13 | -705.155
25.06. | 14 | -637.173
25.06. | 15 | -567.045
25.06. | 16 | -296.646
25.06. | 17 | -489.979
25.06. | 18 | -659.608
25.06. | 19 | -661.082
25.06. | 20 | -765.986
25.06. | 21 | -1644.526
25.06. | 22 | -1645.146
25.06. | 23 | -846.23
25.06. | 24 | -673.811
26.06. | 1 | -640.291
26.06. | 2 | -594.96
26.06. | 3 | -569.868
26.06. | 4 | -554.892
26.06. | 5 | -558.798
26.06. | 6 | -541.54
26.06. | 7 | -457.77
26.06. | 8 | -514.047
26.06. | 9 | -306.443
26.06. | 10 | -405.144
26.06. | 11 | -338.569
26.06. | 12 | -366.51
26.06. | 13 | -97.512
26.06. | 14 | -29.498
26.06. | 15 | -27.114
26.06. | 16 | -237.289
26.06. | 17 | -536.527
26.06. | 18 | -766.629
26.06. | 19 | -766.536
26.06. | 20 | -766.305
26.06. | 21 | -1644.558
26.06. | 22 | -1645.56
26.06. | 23 | -900.688
26.06. | 24 | -724.646
27.06. | 1 | -650.715
27.06. | 2 | -603.833
27.06. | 3 | -576.356
27.06. | 4 | -558.77
27.06. | 5 | -563.041
27.06. | 6 | -548.184
27.06. | 7 | -469.053
27.06. | 8 | -392.934
27.06. | 9 | -228.042
27.06. | 10 | -63.409
27.06. | 11 | -217.33
27.06. | 12 | -380.388
27.06. | 13 | -354.584
27.06. | 14 | -326.935
27.06. | 15 | -135.346
27.06. | 16 | -232.173
27.06. | 17 | -543.336
27.06. | 18 | -766.752
27.06. | 19 | -766.556
27.06. | 20 | -968.908
27.06. | 21 | -1644.681
27.06. | 22 | -1645.637
27.06. | 23 | -1035.853
27.06. | 24 | -721.243
28.06. | 1 | -645.1
28.06. | 2 | -596.651
28.06. | 3 | -570.915
28.06. | 4 | -554.463
28.06. | 5 | -561.049
28.06. | 6 | -547.375
28.06. | 7 | -332.422
28.06. | 8 | -276.83
28.06. | 9 | -86.574
28.06. | 10 | -27.443
28.06. | 11 | -325.459
28.06. | 12 | -407.533
28.06. | 13 | -165.447
28.06. | 14 | -269.7
28.06. | 15 | -634.828
28.06. | 16 | -585.974
28.06. | 17 | -547.814
28.06. | 18 | -766.778
28.06. | 19 | -766.513
28.06. | 20 | -766.398
28.06. | 21 | -1374.525
28.06. | 22 | -1307.984
28.06. | 23 | -765.827
28.06. | 24 | -721.113
29.06. | 1 | -646.185
29.06. | 2 | -596.776
29.06. | 3 | -573.267
29.06. | 4 | -555.069
29.06. | 5 | -561.545
29.06. | 6 | -445.702
29.06. | 7 | -465.967
29.06. | 8 | -297.045
29.06. | 9 | -136.228
29.06. | 10 | -270.201
29.06. | 11 | -487.387
29.06. | 12 | -542.3
29.06. | 13 | -543.182
29.06. | 14 | -434.273
29.06. | 15 | -403.17
29.06. | 16 | -225.019
29.06. | 17 | -618.424
29.06. | 18 | -765.807
29.06. | 19 | -660.598
29.06. | 20 | -765.428
29.06. | 21 | -968.348
29.06. | 22 | -969.358
29.06. | 23 | -765.083
29.06. | 24 | -571.243
30.06. | 1 | -318.425
30.06. | 2 | -322.921
30.06. | 3 | -240.574
30.06. | 4 | -223.188
30.06. | 5 | -214.203
30.06. | 6 | -172.556
30.06. | 7 | -388.045
30.06. | 8 | -303.589
30.06. | 9 | -285.647
30.06. | 10 | -204.647
30.06. | 11 | -25.038
30.06. | 12 | -25.957
30.06. | 13 | -26.8
30.06. | 14 | -26.802
30.06. | 15 | -24.995
30.06. | 16 | -99.061
30.06. | 17 | -421.089
30.06. | 18 | -745.788
30.06. | 19 | -447.32
30.06. | 20 | -500.404
30.06. | 21 | -765.417
30.06. | 22 | -766.683
30.06. | 23 | -448.912
30.06. | 24 | -419.834
01.07. | 1 | -344.347
01.07. | 2 | -292.025
01.07. | 3 | -258.988
01.07. | 4 | -237.495
01.07. | 5 | -223.337
01.07. | 6 | -155.115
01.07. | 7 | -8.068
01.07. | 8 | -124.036
01.07. | 9 | -18.825
01.07. | 10 | -21.032
01.07. | 11 | -22.521
01.07. | 12 | -671.895
01.07. | 13 | -924.489
01.07. | 14 | -925.007
01.07. | 15 | -923.631
01.07. | 16 | -851.207
01.07. | 17 | -379.308
01.07. | 18 | -730.974
01.07. | 19 | -762.642
01.07. | 20 | -763.347
01.07. | 21 | -1170.26
01.07. | 22 | -1023.462
01.07. | 23 | -1305.174
01.07. | 24 | -1049.862
02.07. | 1 | -747.412
02.07. | 2 | -586.178
02.07. | 3 | -560.312
02.07. | 4 | -550.813
02.07. | 5 | -551.169
02.07. | 6 | -529.378
02.07. | 7 | -511.058
02.07. | 8 | -628.676
02.07. | 9 | -490.311
02.07. | 10 | -488.417
02.07. | 11 | -928.582
02.07. | 12 | -929.577
02.07. | 13 | -930.359
02.07. | 14 | -929.727
02.07. | 15 | -927.196
02.07. | 16 | -1133.203
02.07. | 17 | -765.572
02.07. | 18 | -901.594
02.07. | 19 | -766.29
02.07. | 20 | -968.75
02.07. | 21 | -1644.53
02.07. | 22 | -1577.89
02.07. | 23 | -1643.083
02.07. | 24 | -1121.291
03.07. | 1 | -1010.972
03.07. | 2 | -622.358
03.07. | 3 | -592.279
03.07. | 4 | -574.943
03.07. | 5 | -578.958
03.07. | 6 | -563.031
03.07. | 7 | -492.954
03.07. | 8 | -433.73
03.07. | 9 | -231.579
03.07. | 10 | -364.777
03.07. | 11 | -608.77
03.07. | 12 | -929.255
03.07. | 13 | -930.234
03.07. | 14 | -929.662
03.07. | 15 | -904.894
03.07. | 16 | -1070.856
03.07. | 17 | -726.091
03.07. | 18 | -834.368
03.07. | 19 | -1036.699
03.07. | 20 | -1333.49
03.07. | 21 | -1667.013
03.07. | 22 | -1667.871
03.07. | 23 | -941.212
03.07. | 24 | -759.66
04.07. | 1 | -677.48
04.07. | 2 | -625.784
04.07. | 3 | -596.859
04.07. | 4 | -578.771
04.07. | 5 | -583.226
04.07. | 6 | -565.776
04.07. | 7 | -489.27
04.07. | 8 | -820.445
04.07. | 9 | -1033.574
04.07. | 10 | -927.435
04.07. | 11 | -928.588
04.07. | 12 | -929.527
04.07. | 13 | -930.512
04.07. | 14 | -929.813
04.07. | 15 | -880.559
04.07. | 16 | -988.006
04.07. | 17 | -1361.315
04.07. | 18 | -766.748
04.07. | 19 | -766.596
04.07. | 20 | -766.338
04.07. | 21 | -1509.353
04.07. | 22 | -1307.85
04.07. | 23 | -954.677
04.07. | 24 | -763.368
05.07. | 1 | -678.512
05.07. | 2 | -623.13
05.07. | 3 | -545.83
05.07. | 4 | -445.861
05.07. | 5 | -405.114
05.07. | 6 | -372.178
05.07. | 7 | -524.72
05.07. | 8 | -417.996
05.07. | 9 | -673.588
05.07. | 10 | -1029.295
05.07. | 11 | -928.536
05.07. | 12 | -929.518
05.07. | 13 | -907.835
05.07. | 14 | -880.084
05.07. | 15 | -963.408
05.07. | 16 | -1126.807
05.07. | 17 | -905.938
05.07. | 18 | -766.736
05.07. | 19 | -766.544
05.07. | 20 | -766.256
05.07. | 21 | -1509.193
05.07. | 22 | -1307.62
05.07. | 23 | -765.562
05.07. | 24 | -760.371
06.07. | 1 | -517.213
06.07. | 2 | -467.018
06.07. | 3 | -435.863
06.07. | 4 | -367.186
06.07. | 5 | -368.096
06.07. | 6 | -564.139
06.07. | 7 | -485.822
06.07. | 8 | -313.365
06.07. | 9 | -343.018
06.07. | 10 | -712.425
06.07. | 11 | -928.576
06.07. | 12 | -929.408
06.07. | 13 | -772.513
06.07. | 14 | -730.966
06.07. | 15 | -756.493
06.07. | 16 | -848.528
06.07. | 17 | -975.347
06.07. | 18 | -1117.112
06.07. | 19 | -1116.984
06.07. | 20 | -766.053
06.07. | 21 | -1666.4
06.07. | 22 | -1576.864
06.07. | 23 | -764.776
06.07. | 24 | -760.375
07.07. | 1 | -680.42
07.07. | 2 | -627.142
07.07. | 3 | -596.091
07.07. | 4 | -574.781
07.07. | 5 | -573.434
07.07. | 6 | -541.906
07.07. | 7 | -416.272
07.07. | 8 | -221.598
07.07. | 9 | -27.775
07.07. | 10 | -550.204
07.07. | 11 | -794.709
07.07. | 12 | -836.076
07.07. | 13 | -769.32
07.07. | 14 | -904.191
07.07. | 15 | -957.019
07.07. | 16 | -962.372
07.07. | 17 | -1127.136
07.07. | 18 | -1532.853
07.07. | 19 | -763.557
07.07. | 20 | -764.253
07.07. | 21 | -1103.105
07.07. | 22 | -1036.604
07.07. | 23 | -764.975
07.07. | 24 | -763.199
08.07. | 1 | -685.365
08.07. | 2 | -630.606
08.07. | 3 | -598.464
08.07. | 4 | -578.263
08.07. | 5 | -570.476
08.07. | 6 | -515.483
08.07. | 7 | -367.745
08.07. | 8 | -378.811
08.07. | 9 | -221.315
08.07. | 10 | -587.996
08.07. | 11 | -922.343
08.07. | 12 | -923.417
08.07. | 13 | -924.528
08.07. | 14 | -887.759
08.07. | 15 | -1123.543
08.07. | 16 | -812.012
08.07. | 17 | -892.013
08.07. | 18 | -1280.113
08.07. | 19 | -1194.761
08.07. | 20 | -1478.915
08.07. | 21 | -1665.18
08.07. | 22 | -1666.957
08.07. | 23 | -1197.234
08.07. | 24 | -747.33
09.07. | 1 | -661.462
09.07. | 2 | -614.234
09.07. | 3 | -583.546
09.07. | 4 | -570.166
09.07. | 5 | -574.431
09.07. | 6 | -544.602
09.07. | 7 | -485.733
09.07. | 8 | -592.533
09.07. | 9 | -433.542
09.07. | 10 | -582.42
09.07. | 11 | -928.505
09.07. | 12 | -929.326
09.07. | 13 | -930.319
09.07. | 14 | -929.561
09.07. | 15 | -939.59
09.07. | 16 | -699.937
09.07. | 17 | -836.552
09.07. | 18 | -1131.368
09.07. | 19 | -1131.06
09.07. | 20 | -1414.193
09.07. | 21 | -1666.725
09.07. | 22 | -1564.301
09.07. | 23 | -1035.585
09.07. | 24 | -759.577
10.07. | 1 | -714.178
10.07. | 2 | -657.994
10.07. | 3 | -521.373
10.07. | 4 | -501.805
10.07. | 5 | -506.023
10.07. | 6 | -397.414
10.07. | 7 | -431.283
10.07. | 8 | -365.36
10.07. | 9 | -180.851
10.07. | 10 | -284.141
10.07. | 11 | -460.94
10.07. | 12 | -475.48
10.07. | 13 | -503.209
10.07. | 14 | -515.827
10.07. | 15 | -471.581
10.07. | 16 | -568.176
10.07. | 17 | -824.389
10.07. | 18 | -929.069
10.07. | 19 | -928.919
10.07. | 20 | -901.608
10.07. | 21 | -1347.635
10.07. | 22 | -1240.55
10.07. | 23 | -765.837
10.07. | 24 | -763.575
11.07. | 1 | -707.336
11.07. | 2 | -532.352
11.07. | 3 | -500.788
11.07. | 4 | -599.612
11.07. | 5 | -487.458
11.07. | 6 | -490.585
11.07. | 7 | -632.648
11.07. | 8 | -798.108
11.07. | 9 | -566.181
11.07. | 10 | -412.99
11.07. | 11 | -501.551
11.07. | 12 | -718.529
11.07. | 13 | -638.5
11.07. | 14 | -637.4
11.07. | 15 | -355.993
11.07. | 16 | -461.479
11.07. | 17 | -696.985
11.07. | 18 | -834.731
11.07. | 19 | -767.045
11.07. | 20 | -766.675
11.07. | 21 | -1509.787
11.07. | 22 | -1510.549
11.07. | 23 | -900.857
11.07. | 24 | -763.668
12.07. | 1 | -700.159
12.07. | 2 | -646.094
12.07. | 3 | -615.783
12.07. | 4 | -597.87
12.07. | 5 | -571.357
12.07. | 6 | -369.24
12.07. | 7 | -424.235
12.07. | 8 | -1000.747
12.07. | 9 | -846.602
12.07. | 10 | -961.678
12.07. | 11 | -928.72
12.07. | 12 | -929.695
12.07. | 13 | -930.544
12.07. | 14 | -929.754
12.07. | 15 | -940.479
12.07. | 16 | -1171.899
12.07. | 17 | -1506.054
12.07. | 18 | -766.953
12.07. | 19 | -766.754
12.07. | 20 | -766.51
12.07. | 21 | -1509.573
12.07. | 22 | -1375.364
12.07. | 23 | -900.819
12.07. | 24 | -1006.609
13.07. | 1 | -707.52
13.07. | 2 | -651.944
13.07. | 3 | -624.271
13.07. | 4 | -602.333
13.07. | 5 | -605.035
13.07. | 6 | -466.301
13.07. | 7 | -521.842
13.07. | 8 | -929.315
13.07. | 9 | -953.111
13.07. | 10 | -933.947
13.07. | 11 | -928.889
13.07. | 12 | -929.887
13.07. | 13 | -930.47
13.07. | 14 | -929.334
13.07. | 15 | -926.963
13.07. | 16 | -1168.508
13.07. | 17 | -1498.662
13.07. | 18 | -1373.832
13.07. | 19 | -766.249
13.07. | 20 | -928.124
13.07. | 21 | -1576.469
13.07. | 22 | -1441.97
13.07. | 23 | -967.648
13.07. | 24 | -763.467
14.07. | 1 | -720.958
14.07. | 2 | -609.134
14.07. | 3 | -467.069
14.07. | 4 | -373.596
14.07. | 5 | -371.117
14.07. | 6 | -297.358
14.07. | 7 | -457.381
14.07. | 8 | -577.012
14.07. | 9 | -681.597
14.07. | 10 | -807.943
14.07. | 11 | -807.853
14.07. | 12 | -565.965
14.07. | 13 | -566.836
14.07. | 14 | -566.659
14.07. | 15 | -565.057
14.07. | 16 | -778.413
14.07. | 17 | -1092.69
14.07. | 18 | -763.361
14.07. | 19 | -763.616
14.07. | 20 | -764.237
14.07. | 21 | -1508.257
14.07. | 22 | -1374.32
14.07. | 23 | -1035.216
14.07. | 24 | -763.295
15.07. | 1 | -715.678
15.07. | 2 | -656.063
15.07. | 3 | -536.365
15.07. | 4 | -365.428
15.07. | 5 | -347.866
15.07. | 6 | -257.032
15.07. | 7 | -406.844
15.07. | 8 | -207.293
15.07. | 9 | -896.039
15.07. | 10 | -920.414
15.07. | 11 | -921.701
15.07. | 12 | -922.582
15.07. | 13 | -923.657
15.07. | 14 | -924.266
15.07. | 15 | -923.096
15.07. | 16 | -1009.118
15.07. | 17 | -1341.168
15.07. | 18 | -1234.144
15.07. | 19 | -1167.157
15.07. | 20 | -1437.843
15.07. | 21 | -1664.719
15.07. | 22 | -1666.585
15.07. | 23 | -1196.91
15.07. | 24 | -763.093
16.07. | 1 | -687.808
16.07. | 2 | -487.816
16.07. | 3 | -305.884
16.07. | 4 | -363.391
16.07. | 5 | -317.289
16.07. | 6 | -299.141
16.07. | 7 | -330.453
16.07. | 8 | -410.928
16.07. | 9 | -512.638
16.07. | 10 | -848.276
16.07. | 11 | -928.918
16.07. | 12 | -929.932
16.07. | 13 | -930.773
16.07. | 14 | -929.858
16.07. | 15 | -1030.206
16.07. | 16 | -1235.742
16.07. | 17 | -1517.922
16.07. | 18 | -1307.002
16.07. | 19 | -1198.83
16.07. | 20 | -1495.497
16.07. | 21 | -1667.067
16.07. | 22 | -1667.883
16.07. | 23 | -1224.7
16.07. | 24 | -1101.045
17.07. | 1 | -850.944
17.07. | 2 | -670.378
17.07. | 3 | -635.537
17.07. | 4 | -618.326
17.07. | 5 | -620.061
17.07. | 6 | -643.865
17.07. | 7 | -710.975
17.07. | 8 | -1038.719
17.07. | 9 | -827.547
17.07. | 10 | -978.28
17.07. | 11 | -928.321
17.07. | 12 | -929.237
17.07. | 13 | -880.566
17.07. | 14 | -744.835
17.07. | 15 | -609.076
17.07. | 16 | -752.759
17.07. | 17 | -1067.72
17.07. | 18 | -996.077
17.07. | 19 | -1009.481
17.07. | 20 | -1346.708
17.07. | 21 | -1667.03
17.07. | 22 | -1667.807
17.07. | 23 | -1305.769
17.07. | 24 | -1168.761
18.07. | 1 | -726.561
18.07. | 2 | -671.327
18.07. | 3 | -638.075
18.07. | 4 | -620.212
18.07. | 5 | -620.659
18.07. | 6 | -623.371
18.07. | 7 | -553.59
18.07. | 8 | -996.918
18.07. | 9 | -1012.87
18.07. | 10 | -985.948
18.07. | 11 | -928.858
18.07. | 12 | -983.895
18.07. | 13 | -1000.717
18.07. | 14 | -1098.974
18.07. | 15 | -1143.554
18.07. | 16 | -1369.368
18.07. | 17 | -1360.759
18.07. | 18 | -1347.577
18.07. | 19 | -1320.519
18.07. | 20 | -1225.663
18.07. | 21 | -1667.151
18.07. | 22 | -1667.8
18.07. | 23 | -1665.673
18.07. | 24 | -1663.459
19.07. | 1 | -1643.924
19.07. | 2 | -1585.621
19.07. | 3 | -1550.089
19.07. | 4 | -1507.666
19.07. | 5 | -1443.166
19.07. | 6 | -1517.367
19.07. | 7 | -1457.894
19.07. | 8 | -1395.077
19.07. | 9 | -1238.811
19.07. | 10 | -1080.508
19.07. | 11 | -928.994
19.07. | 12 | -930.197
19.07. | 13 | -931.15
19.07. | 14 | -1033.584
19.07. | 15 | -1161.03
19.07. | 16 | -1370.777
19.07. | 17 | -1613.378
19.07. | 18 | -1667.294
19.07. | 19 | -1667.087
19.07. | 20 | -1666.619
19.07. | 21 | -1667.251
19.07. | 22 | -1667.602
19.07. | 23 | -1665.544
19.07. | 24 | -1663.591
20.07. | 1 | -1635.33
20.07. | 2 | -1576.389
20.07. | 3 | -1541.888
20.07. | 4 | -1522.788
20.07. | 5 | -1527.108
20.07. | 6 | -1528.482
20.07. | 7 | -1455.613
20.07. | 8 | -1299.86
20.07. | 9 | -1124.167
20.07. | 10 | -968.365
20.07. | 11 | -929.018
20.07. | 12 | -929.978
20.07. | 13 | -930.632
20.07. | 14 | -929.494
20.07. | 15 | -1023.205
20.07. | 16 | -1255.102
20.07. | 17 | -1571.75
20.07. | 18 | -1666.588
20.07. | 19 | -1666.51
20.07. | 20 | -1666.307
20.07. | 21 | -1666.721
20.07. | 22 | -1667.053
20.07. | 23 | -1665.285
20.07. | 24 | -1663.621
21.07. | 1 | -1648.1
21.07. | 2 | -1588.409
21.07. | 3 | -1551.811
21.07. | 4 | -1527.617
21.07. | 5 | -1395.5
21.07. | 6 | -1251.322
21.07. | 7 | -1029.836
21.07. | 8 | -904.201
21.07. | 9 | -784.637
21.07. | 10 | -743.003
21.07. | 11 | -717.23
21.07. | 12 | -675.148
21.07. | 13 | -694.632
21.07. | 14 | -814.74
21.07. | 15 | -1015.697
21.07. | 16 | -1205.304
21.07. | 17 | -1303.603
21.07. | 18 | -1465.71
21.07. | 19 | -1466.022
21.07. | 20 | -1574.593
21.07. | 21 | -1666.01
21.07. | 22 | -1666.825
21.07. | 23 | -1665.171
21.07. | 24 | -1663.473
22.07. | 1 | -1359.874
22.07. | 2 | -1394.094
22.07. | 3 | -1164.758
22.07. | 4 | -1138.049
22.07. | 5 | -945.497
22.07. | 6 | -949.393
22.07. | 7 | -1062.624
22.07. | 8 | -1311.033
22.07. | 9 | -1163.398
22.07. | 10 | -1051.991
22.07. | 11 | -949.188
22.07. | 12 | -923.184
22.07. | 13 | -924.196
22.07. | 14 | -924.758
22.07. | 15 | -1012.504
22.07. | 16 | -1236.654
22.07. | 17 | -1494.155
22.07. | 18 | -1662.255
22.07. | 19 | -1662.528
22.07. | 20 | -1663.29
22.07. | 21 | -1665.404
22.07. | 22 | -1667.057
22.07. | 23 | -1665.355
22.07. | 24 | -1663.262
23.07. | 1 | -1632.826
23.07. | 2 | -1575.577
23.07. | 3 | -1547.218
23.07. | 4 | -1525.782
23.07. | 5 | -1529.638
23.07. | 6 | -1385.25
23.07. | 7 | -1510.842
23.07. | 8 | -1446.938
23.07. | 9 | -1408.9
23.07. | 10 | -1177.009
23.07. | 11 | -1028.298
23.07. | 12 | -976.304
23.07. | 13 | -973.54
23.07. | 14 | -1075.287
23.07. | 15 | -1575.458
23.07. | 16 | -1616.809
23.07. | 17 | -1653.586
23.07. | 18 | -1667.71
23.07. | 19 | -1667.44
23.07. | 20 | -1666.982
23.07. | 21 | -1667.609
23.07. | 22 | -1668.202
23.07. | 23 | -1666.079
23.07. | 24 | -1663.81
24.07. | 1 | -1662.373
24.07. | 2 | -1625.214
24.07. | 3 | -1589.918
24.07. | 4 | -1570.394
24.07. | 5 | -1572.804
24.07. | 6 | -1584.628
24.07. | 7 | -1503.761
24.07. | 8 | -1347.484
24.07. | 9 | -1177.332
24.07. | 10 | -1028.599
24.07. | 11 | -929.758
24.07. | 12 | -930.655
24.07. | 13 | -931.538
24.07. | 14 | -943.469
24.07. | 15 | -1061.499
24.07. | 16 | -1294.846
24.07. | 17 | -1623.41
24.07. | 18 | -1668.044
24.07. | 19 | -1667.886
24.07. | 20 | -1667.483
24.07. | 21 | -1668.153
24.07. | 22 | -1668.613
24.07. | 23 | -1666.445
24.07. | 24 | -1664.003
25.07. | 1 | -1657.718
25.07. | 2 | -1612.659
25.07. | 3 | -1577.721
25.07. | 4 | -1555.359
25.07. | 5 | -1558.718
25.07. | 6 | -1566.311
25.07. | 7 | -1496.773
25.07. | 8 | -1363.857
25.07. | 9 | -1195.084
25.07. | 10 | -1043.05
25.07. | 11 | -929.401
25.07. | 12 | -930.695
25.07. | 13 | -931.51
25.07. | 14 | -955.084
25.07. | 15 | -1075.931
25.07. | 16 | -1311.949
25.07. | 17 | -1632.903
25.07. | 18 | -1667.765
25.07. | 19 | -1667.505
25.07. | 20 | -1667.16
25.07. | 21 | -1667.92
25.07. | 22 | -1668.341
25.07. | 23 | -1666.244
25.07. | 24 | -1664.123
26.07. | 1 | -1661.96
26.07. | 2 | -1621.623
26.07. | 3 | -1584.427
26.07. | 4 | -1474.344
26.07. | 5 | -1395.901
26.07. | 6 | -1282.344
26.07. | 7 | -1321.619
26.07. | 8 | -1384.141
26.07. | 9 | -1222.163
26.07. | 10 | -1077.471
26.07. | 11 | -952.786
26.07. | 12 | -930.656
26.07. | 13 | -931.338
26.07. | 14 | -985.053
26.07. | 15 | -1113.713
26.07. | 16 | -1347.039
26.07. | 17 | -1667.482
26.07. | 18 | -1667.861
26.07. | 19 | -1667.578
26.07. | 20 | -1667.266
26.07. | 21 | -1667.997
26.07. | 22 | -1668.38
26.07. | 23 | -1666.305
26.07. | 24 | -1664.018
27.07. | 1 | -1661.952
27.07. | 2 | -1645.426
27.07. | 3 | -1609.629
27.07. | 4 | -1522.032
27.07. | 5 | -1525.325
27.07. | 6 | -1301.881
27.07. | 7 | -1502.981
27.07. | 8 | -1408.144
27.07. | 9 | -1250.057
27.07. | 10 | -1104.524
27.07. | 11 | -979.267
27.07. | 12 | -938.302
27.07. | 13 | -964.625
27.07. | 14 | -1027.466
27.07. | 15 | -1154.494
27.07. | 16 | -1386.962
27.07. | 17 | -1666.812
27.07. | 18 | -1667.076
27.07. | 19 | -1667.072
27.07. | 20 | -1666.701
27.07. | 21 | -1667.303
27.07. | 22 | -1667.521
27.07. | 23 | -1238.199
27.07. | 24 | -1034.227
28.07. | 1 | -762.496
28.07. | 2 | -756.462
28.07. | 3 | -733.56
28.07. | 4 | -705.176
28.07. | 5 | -700.869
28.07. | 6 | -685.69
28.07. | 7 | -563.031
28.07. | 8 | -694.623
28.07. | 9 | -784.221
28.07. | 10 | -700.977
28.07. | 11 | -588.175
28.07. | 12 | -566.875
28.07. | 13 | -567.729
28.07. | 14 | -574.431
28.07. | 15 | -706.362
28.07. | 16 | -953.16
28.07. | 17 | -1304.21
28.07. | 18 | -764.273
28.07. | 19 | -764.473
28.07. | 20 | -900.137
28.07. | 21 | -1644.452
28.07. | 22 | -1577.551
28.07. | 23 | -1575.866
28.07. | 24 | -1168.909
29.07. | 1 | -762.224
29.07. | 2 | -756.593
29.07. | 3 | -722.121
29.07. | 4 | -696.219
29.07. | 5 | -685.944
29.07. | 6 | -657.198
29.07. | 7 | -775.67
29.07. | 8 | -911.824
29.07. | 9 | -923.545
29.07. | 10 | -920.908
29.07. | 11 | -922.229
29.07. | 12 | -923.322
29.07. | 13 | -924.345
29.07. | 14 | -924.857
29.07. | 15 | -927.109
29.07. | 16 | -1141.016
29.07. | 17 | -1381.764
29.07. | 18 | -1437.457
29.07. | 19 | -1370.32
29.07. | 20 | -1641.004
29.07. | 21 | -1665.805
29.07. | 22 | -1667.297
29.07. | 23 | -1575.619
29.07. | 24 | -1168.586
30.07. | 1 | -963.999
30.07. | 2 | -860.629
30.07. | 3 | -825.451
30.07. | 4 | -804.697
30.07. | 5 | -837.468
30.07. | 6 | -697.846
30.07. | 7 | -796.663
30.07. | 8 | -690.669
30.07. | 9 | -627.716
30.07. | 10 | -475.939
30.07. | 11 | -486.022
30.07. | 12 | -503.042
30.07. | 13 | -562.388
30.07. | 14 | -541.06
30.07. | 15 | -450.351
30.07. | 16 | -640.554
30.07. | 17 | -902.76
30.07. | 18 | -984.145
30.07. | 19 | -997.583
30.07. | 20 | -1442.577
30.07. | 21 | -1668.336
30.07. | 22 | -1668.959
30.07. | 23 | -1666.757
30.07. | 24 | -1574.413
31.07. | 1 | -1438.481
31.07. | 2 | -1229.304
31.07. | 3 | -1126.607
31.07. | 4 | -1037.553
31.07. | 5 | -1040.075
31.07. | 6 | -794.44
31.07. | 7 | -780.974
31.07. | 8 | -1022.928
31.07. | 9 | -1280.161
31.07. | 10 | -1144.492
31.07. | 11 | -1028.519
31.07. | 12 | -965.5
31.07. | 13 | -979.161
31.07. | 14 | -1042.479
31.07. | 15 | -1167.192
31.07. | 16 | -1403.635
31.07. | 17 | -1666.67
31.07. | 18 | -1667.063
31.07. | 19 | -1667.212
31.07. | 20 | -1667.381
31.07. | 21 | -1669.154
31.07. | 22 | -1669.216
31.07. | 23 | -1667.274
31.07. | 24 | -1508.302
01.08. | 1 | -1438.826
01.08. | 2 | -1369.873
01.08. | 3 | -1119.769
01.08. | 4 | -934.802
01.08. | 5 | -897.48
01.08. | 6 | -735.979
01.08. | 7 | -868.397
01.08. | 8 | -903.132
01.08. | 9 | -1308.293
01.08. | 10 | -1164.529
01.08. | 11 | -1044.657
01.08. | 12 | -999.508
01.08. | 13 | -1027.986
01.08. | 14 | -1101.817
01.08. | 15 | -1233.878
01.08. | 16 | -1479.153
01.08. | 17 | -1666.989
01.08. | 18 | -1604.42
01.08. | 19 | -1577.562
01.08. | 20 | -1667.888
01.08. | 21 | -1669.7
01.08. | 22 | -1669.559
01.08. | 23 | -1510.1
01.08. | 24 | -1306.114
02.08. | 1 | -1236.792
02.08. | 2 | -1140.903
02.08. | 3 | -964.383
02.08. | 4 | -738.3
02.08. | 5 | -741.204
02.08. | 6 | -756.405
02.08. | 7 | -687.62
02.08. | 8 | -785.363
02.08. | 9 | -1249.612
02.08. | 10 | -1105.16
02.08. | 11 | -1080.747
02.08. | 12 | -1047.957
02.08. | 13 | -932.859
02.08. | 14 | -997.53
02.08. | 15 | -1277.338
02.08. | 16 | -1531.013
02.08. | 17 | -1667.008
02.08. | 18 | -1667.48
02.08. | 19 | -1667.61
02.08. | 20 | -1668.081
02.08. | 21 | -1669.8
02.08. | 22 | -1669.707
02.08. | 23 | -1510.38
02.08. | 24 | -1387.183
03.08. | 1 | -1277.385
03.08. | 2 | -1235.511
03.08. | 3 | -1005.084
03.08. | 4 | -922.917
03.08. | 5 | -910.646
03.08. | 6 | -760.356
03.08. | 7 | -692.355
03.08. | 8 | -768.402
03.08. | 9 | -1347.125
03.08. | 10 | -1204.881
03.08. | 11 | -1085.159
03.08. | 12 | -1050.85
03.08. | 13 | -1083.3
03.08. | 14 | -1139.075
03.08. | 15 | -1263.749
03.08. | 16 | -1490.085
03.08. | 17 | -1252.129
03.08. | 18 | -1036.463
03.08. | 19 | -1333.657
03.08. | 20 | -1334.251
03.08. | 21 | -1669.147
03.08. | 22 | -1669.096
03.08. | 23 | -1604.356
03.08. | 24 | -1615.736
04.08. | 1 | -1222.407
04.08. | 2 | -896.991
04.08. | 3 | -757.963
04.08. | 4 | -740.086
04.08. | 5 | -735.913
04.08. | 6 | -705.371
04.08. | 7 | -592.547
04.08. | 8 | -532.048
04.08. | 9 | -1278.368
04.08. | 10 | -1161.469
04.08. | 11 | -1015.553
04.08. | 12 | -975.761
04.08. | 13 | -1095.2
04.08. | 14 | -1164.616
04.08. | 15 | -1281.898
04.08. | 16 | -1492.788
04.08. | 17 | -764.714
04.08. | 18 | -764.852
04.08. | 19 | -765.295
04.08. | 20 | -1265.712
04.08. | 21 | -1668.898
04.08. | 22 | -1669.109
04.08. | 23 | -1667.149
04.08. | 24 | -1665.118
05.08. | 1 | -1465.479
05.08. | 2 | -1072.59
05.08. | 3 | -1173.795
05.08. | 4 | -1089.362
05.08. | 5 | -1230.443
05.08. | 6 | -863.831
05.08. | 7 | -767.917
05.08. | 8 | -1336.083
05.08. | 9 | -1242.383
05.08. | 10 | -1013.278
05.08. | 11 | -923.058
05.08. | 12 | -924.342
05.08. | 13 | -925.629
05.08. | 14 | -986.544
05.08. | 15 | -1180.604
05.08. | 16 | -1348.972
05.08. | 17 | -1604.467
05.08. | 18 | -1614.605
05.08. | 19 | -1574.401
05.08. | 20 | -1665.203
05.08. | 21 | -1667.784
05.08. | 22 | -1668.718
05.08. | 23 | -1644.537
05.08. | 24 | -1170.051
06.08. | 1 | -965.808
06.08. | 2 | -877.836
06.08. | 3 | -708.745
06.08. | 4 | -683.554
06.08. | 5 | -687.387
06.08. | 6 | -704.015
06.08. | 7 | -651.429
06.08. | 8 | -894.482
06.08. | 9 | -1036.3
06.08. | 10 | -1159.854
06.08. | 11 | -1050.602
06.08. | 12 | -1017.623
06.08. | 13 | -1066.871
06.08. | 14 | -1140.78
06.08. | 15 | -1249.659
06.08. | 16 | -1451.816
06.08. | 17 | -1666.807
06.08. | 18 | -1644.619
06.08. | 19 | -1604.134
06.08. | 20 | -1667.267
06.08. | 21 | -1668.986
06.08. | 22 | -1669.101
06.08. | 23 | -1482.593
06.08. | 24 | -1170.25
07.08. | 1 | -762.881
07.08. | 2 | -761.277
07.08. | 3 | -748.007
07.08. | 4 | -716.364
07.08. | 5 | -720.319
07.08. | 6 | -739.016
07.08. | 7 | -678.845
07.08. | 8 | -1013.559
07.08. | 9 | -1347.059
07.08. | 10 | -1224.936
07.08. | 11 | -1112.345
07.08. | 12 | -1099.522
07.08. | 13 | -1276.234
07.08. | 14 | -1620.303
07.08. | 15 | -1618.121
07.08. | 16 | -1616.928
07.08. | 17 | -1667.272
07.08. | 18 | -1604.531
07.08. | 19 | -1469.315
07.08. | 20 | -1667.177
07.08. | 21 | -1668.785
07.08. | 22 | -1668.324
07.08. | 23 | -1666.245
07.08. | 24 | -1439.71
08.08. | 1 | -1100.228
08.08. | 2 | -1097.911
08.08. | 3 | -922.601
08.08. | 4 | -774.225
08.08. | 5 | -711.514
08.08. | 6 | -728.407
08.08. | 7 | -667.12
08.08. | 8 | -862.987
08.08. | 9 | -1245.145
08.08. | 10 | -1235.896
08.08. | 11 | -1105.495
08.08. | 12 | -1035.022
08.08. | 13 | -1072.2
08.08. | 14 | -1120.309
08.08. | 15 | -1465.806
08.08. | 16 | -1616.567
08.08. | 17 | -1666.998
08.08. | 18 | -1577.329
08.08. | 19 | -1442.098
08.08. | 20 | -1666.825
08.08. | 21 | -1668.406
08.08. | 22 | -1667.971
08.08. | 23 | -1666.046
08.08. | 24 | -1642.105
09.08. | 1 | -1302.582
09.08. | 2 | -892.084
09.08. | 3 | -729.299
09.08. | 4 | -707.262
09.08. | 5 | -708.079
09.08. | 6 | -716.97
09.08. | 7 | -670.727
09.08. | 8 | -1037.177
09.08. | 9 | -1251.122
09.08. | 10 | -1241.384
09.08. | 11 | -1126.853
09.08. | 12 | -1126.298
09.08. | 13 | -1019.471
09.08. | 14 | -943.191
09.08. | 15 | -1080.674
09.08. | 16 | -1284.04
09.08. | 17 | -1509.227
09.08. | 18 | -1388.116
09.08. | 19 | -1104.409
09.08. | 20 | -1509.166
09.08. | 21 | -1668.307
09.08. | 22 | -1667.941
09.08. | 23 | -1103.534
09.08. | 24 | -1102.47
10.08. | 1 | -763.144
10.08. | 2 | -752.915
10.08. | 3 | -712.222
10.08. | 4 | -690.063
10.08. | 5 | -694.449
10.08. | 6 | -705.023
10.08. | 7 | -635.803
10.08. | 8 | -599.948
10.08. | 9 | -1458.377
10.08. | 10 | -1520.816
10.08. | 11 | -1497.135
10.08. | 12 | -1389.204
10.08. | 13 | -1325.434
10.08. | 14 | -1090.481
10.08. | 15 | -1225.565
10.08. | 16 | -1430.676
10.08. | 17 | -1480.979
10.08. | 18 | -1279.637
10.08. | 19 | -1144.524
10.08. | 20 | -1306.472
10.08. | 21 | -1668.071
10.08. | 22 | -1577.687
10.08. | 23 | -1494.88
10.08. | 24 | -1305.357
11.08. | 1 | -966.205
11.08. | 2 | -762.341
11.08. | 3 | -722.703
11.08. | 4 | -695.351
11.08. | 5 | -692.812
11.08. | 6 | -684.253
11.08. | 7 | -601.029
11.08. | 8 | -748.652
11.08. | 9 | -1039.321
11.08. | 10 | -1004.264
11.08. | 11 | -891.367
11.08. | 12 | -789.583
11.08. | 13 | -1172.013
11.08. | 14 | -1347.906
11.08. | 15 | -1518.274
11.08. | 16 | -1554.659
11.08. | 17 | -1665.203
11.08. | 18 | -913.69
11.08. | 19 | -900.362
11.08. | 20 | -1386.966
11.08. | 21 | -1668.667
11.08. | 22 | -1668.426
11.08. | 23 | -1320.144
11.08. | 24 | -899.779
12.08. | 1 | -763.09
12.08. | 2 | -761.366
12.08. | 3 | -736.483
12.08. | 4 | -708.833
12.08. | 5 | -699.406
12.08. | 6 | -685.651
12.08. | 7 | -531.946
12.08. | 8 | -445.264
12.08. | 9 | -973.274
12.08. | 10 | -893.718
12.08. | 11 | -923.077
12.08. | 12 | -924.18
12.08. | 13 | -973.117
12.08. | 14 | -1384.467
12.08. | 15 | -1552.662
12.08. | 16 | -1614.019
12.08. | 17 | -1628.495
12.08. | 18 | -1398.285
12.08. | 19 | -1398.433
12.08. | 20 | -1664.341
12.08. | 21 | -1666.999
12.08. | 22 | -1667.573
12.08. | 23 | -1665.794
12.08. | 24 | -1223.168
13.08. | 1 | -802.758
13.08. | 2 | -758.23
13.08. | 3 | -721.161
13.08. | 4 | -696.563
13.08. | 5 | -699.841
13.08. | 6 | -719.166
13.08. | 7 | -656.945
13.08. | 8 | -576.707
13.08. | 9 | -832.513
13.08. | 10 | -858.741
13.08. | 11 | -1008.203
13.08. | 12 | -920.09
13.08. | 13 | -821.39
13.08. | 14 | -1012.967
13.08. | 15 | -1031.992
13.08. | 16 | -1167.58
13.08. | 17 | -1401.797
13.08. | 18 | -1280.643
13.08. | 19 | -1239.956
13.08. | 20 | -1590.518
13.08. | 21 | -1668.705
13.08. | 22 | -1645.805
13.08. | 23 | -1441.039
13.08. | 24 | -764.625
14.08. | 1 | -761.948
14.08. | 2 | -623.246
14.08. | 3 | -589.028
14.08. | 4 | -566.349
14.08. | 5 | -502.613
14.08. | 6 | -535.972
14.08. | 7 | -544.419
14.08. | 8 | -537.296
14.08. | 9 | -560.793
14.08. | 10 | -620.283
14.08. | 11 | -456.247
14.08. | 12 | -441.08
14.08. | 13 | -633.888
14.08. | 14 | -539.683
14.08. | 15 | -481.433
14.08. | 16 | -614.559
14.08. | 17 | -926.734
14.08. | 18 | -767.614
14.08. | 19 | -767.412
14.08. | 20 | -1172.23
14.08. | 21 | -1646.533
14.08. | 22 | -1645.673
14.08. | 23 | -1265.545
14.08. | 24 | -844.431
15.08. | 1 | -761.516
15.08. | 2 | -733.997
15.08. | 3 | -695.565
15.08. | 4 | -673.192
15.08. | 5 | -673.065
15.08. | 6 | -715.728
15.08. | 7 | -710.001
15.08. | 8 | -875.651
15.08. | 9 | -1014.413
15.08. | 10 | -1110.429
15.08. | 11 | -1254.815
15.08. | 12 | -1214.782
15.08. | 13 | -1181.752
15.08. | 14 | -1195.056
15.08. | 15 | -1352.777
15.08. | 16 | -1557.631
15.08. | 17 | -1643.361
15.08. | 18 | -1252.082
15.08. | 19 | -1251.802
15.08. | 20 | -1665.679
15.08. | 21 | -1667.378
15.08. | 22 | -1576.392
15.08. | 23 | -1115.439
15.08. | 24 | -1033.304
16.08. | 1 | -761.733
16.08. | 2 | -726.786
16.08. | 3 | -687.943
16.08. | 4 | -663.191
16.08. | 5 | -656.418
16.08. | 6 | -652.963
16.08. | 7 | -530.288
16.08. | 8 | -611.918
16.08. | 9 | -963.028
16.08. | 10 | -920.937
16.08. | 11 | -922.303
16.08. | 12 | -923.445
16.08. | 13 | -924.462
16.08. | 14 | -924.938
16.08. | 15 | -974.342
16.08. | 16 | -1193.879
16.08. | 17 | -1523.41
16.08. | 18 | -1572.424
16.08. | 19 | -1437.585
16.08. | 20 | -1663.163
16.08. | 21 | -1666.322
16.08. | 22 | -1666.335
16.08. | 23 | -1574.857
16.08. | 24 | -1663.464
17.08. | 1 | -1513.352
17.08. | 2 | -1121.341
17.08. | 3 | -1219.818
17.08. | 4 | -977.64
17.08. | 5 | -713.21
17.08. | 6 | -624.228
17.08. | 7 | -533.347
17.08. | 8 | -325.219
17.08. | 9 | -560.936
17.08. | 10 | -965.28
17.08. | 11 | -928.782
17.08. | 12 | -929.72
17.08. | 13 | -930.331
17.08. | 14 | -1062.01
17.08. | 15 | -1316.665
17.08. | 16 | -1469.807
17.08. | 17 | -1220.23
17.08. | 18 | -1009.407
17.08. | 19 | -968.516
17.08. | 20 | -1643.283
17.08. | 21 | -1667.668
17.08. | 22 | -1509.455
17.08. | 23 | -1237.548
17.08. | 24 | -1235.975
18.08. | 1 | -1059.177
18.08. | 2 | -733.847
18.08. | 3 | -696.151
18.08. | 4 | -672.93
18.08. | 5 | -672.132
18.08. | 6 | -678.952
18.08. | 7 | -549.379
18.08. | 8 | -766.187
18.08. | 9 | -1107.199
18.08. | 10 | -1264.467
18.08. | 11 | -1279.597
18.08. | 12 | -1616.597
18.08. | 13 | -1616.886
18.08. | 14 | -1617.25
18.08. | 15 | -1616.082
18.08. | 16 | -1614.851
18.08. | 17 | -1664.367
18.08. | 18 | -764.32
18.08. | 19 | -764.354
18.08. | 20 | -1345.319
18.08. | 21 | -1645.152
18.08. | 22 | -1577.093
18.08. | 23 | -1440.365
18.08. | 24 | -1330.304
19.08. | 1 | -1220.733
19.08. | 2 | -999.888
19.08. | 3 | -873.514
19.08. | 4 | -960.372
19.08. | 5 | -1045.476
19.08. | 6 | -669.313
19.08. | 7 | -624.349
19.08. | 8 | -1255.493
19.08. | 9 | -1283.597
19.08. | 10 | -1153.567
19.08. | 11 | -922.303
19.08. | 12 | -923.445
19.08. | 13 | -924.462
19.08. | 14 | -1150.221
19.08. | 15 | -1258.356
19.08. | 16 | -1249.819
19.08. | 17 | -1594.282
19.08. | 18 | -1662.424
19.08. | 19 | -1662.585
19.08. | 20 | -1663.163
19.08. | 21 | -1666.322
19.08. | 22 | -1666.335
19.08. | 23 | -1664.857
19.08. | 24 | -1654.037
20.08. | 1 | -1530.583
20.08. | 2 | -1094.762
20.08. | 3 | -870.877
20.08. | 4 | -753.868
20.08. | 5 | -703.194
20.08. | 6 | -699.093
20.08. | 7 | -691.607
20.08. | 8 | -713.568
20.08. | 9 | -1156.093
20.08. | 10 | -1166.156
20.08. | 11 | -1013.655
20.08. | 12 | -929.222
20.08. | 13 | -930.173
20.08. | 14 | -1011.753
20.08. | 15 | -996.949
20.08. | 16 | -992.548
20.08. | 17 | -1313.223
20.08. | 18 | -1239.215
20.08. | 19 | -1103.871
20.08. | 20 | -1508.588
20.08. | 21 | -1667.983
20.08. | 22 | -1509.702
20.08. | 23 | -1642.652
20.08. | 24 | -1641.279
21.08. | 1 | -1141.481
21.08. | 2 | -789.892
21.08. | 3 | -759.23
21.08. | 4 | -696.688
21.08. | 5 | -634.02
21.08. | 6 | -669.526
21.08. | 7 | -597.978
21.08. | 8 | -627.417
21.08. | 9 | -1128.597
21.08. | 10 | -953.209
21.08. | 11 | -929.2
21.08. | 12 | -930.205
21.08. | 13 | -931.167
21.08. | 14 | -772.693
21.08. | 15 | -847.584
21.08. | 16 | -1088.66
21.08. | 17 | -1417.608
21.08. | 18 | -1509.813
21.08. | 19 | -1509.514
21.08. | 20 | -1666.919
21.08. | 21 | -1669.041
21.08. | 22 | -1667.818
21.08. | 23 | -1400.083
21.08. | 24 | -1141.658
22.08. | 1 | -868.693
22.08. | 2 | -677.527
22.08. | 3 | -644.086
22.08. | 4 | -625.612
22.08. | 5 | -628.794
22.08. | 6 | -664.553
22.08. | 7 | -584.556
22.08. | 8 | -597.638
22.08. | 9 | -767.079
22.08. | 10 | -742.6
22.08. | 11 | -842.538
22.08. | 12 | -929.491
22.08. | 13 | -912.021
22.08. | 14 | -911.091
22.08. | 15 | -1012.339
22.08. | 16 | -1230.541
22.08. | 17 | -1504.164
22.08. | 18 | -1472.638
22.08. | 19 | -1445.504
22.08. | 20 | -1666.355
22.08. | 21 | -1668.687
22.08. | 22 | -1667.349
22.08. | 23 | -1143.391
22.08. | 24 | -871.627
23.08. | 1 | -721.508
23.08. | 2 | -659.212
23.08. | 3 | -627.357
23.08. | 4 | -609.511
23.08. | 5 | -616.013
23.08. | 6 | -545.353
23.08. | 7 | -468.635
23.08. | 8 | -604.796
23.08. | 9 | -705.71
23.08. | 10 | -706.113
23.08. | 11 | -879.174
23.08. | 12 | -929.83
23.08. | 13 | -678.671
23.08. | 14 | -768.092
23.08. | 15 | -1236.916
23.08. | 16 | -1157.092
23.08. | 17 | -1437.703
23.08. | 18 | -1307.029
23.08. | 19 | -1306.579
23.08. | 20 | -1644.083
23.08. | 21 | -1668.535
23.08. | 22 | -1442.203
23.08. | 23 | -1170.269
23.08. | 24 | -763.376
24.08. | 1 | -736.039
24.08. | 2 | -542.154
24.08. | 3 | -433.895
24.08. | 4 | -498.958
24.08. | 5 | -544.833
24.08. | 6 | -529.795
24.08. | 7 | -468.243
24.08. | 8 | -839.507
24.08. | 9 | -799.479
24.08. | 10 | -645.578
24.08. | 11 | -838.566
24.08. | 12 | -929.582
24.08. | 13 | -1017.256
24.08. | 14 | -1042.795
24.08. | 15 | -1182.685
24.08. | 16 | -1361.39
24.08. | 17 | -1638.018
24.08. | 18 | -928.402
24.08. | 19 | -1090.353
24.08. | 20 | -1643.865
24.08. | 21 | -1668.253
24.08. | 22 | -1509.349
24.08. | 23 | -1102.594
24.08. | 24 | -1033.944
25.08. | 1 | -1079.063
25.08. | 2 | -1469.273
25.08. | 3 | -1393.048
25.08. | 4 | -1383.411
25.08. | 5 | -1234.028
25.08. | 6 | -800.663
25.08. | 7 | -724.81
25.08. | 8 | -785.266
25.08. | 9 | -621.38
25.08. | 10 | -798.525
25.08. | 11 | -835.941
25.08. | 12 | -926.968
25.08. | 13 | -928.019
25.08. | 14 | -1054.638
25.08. | 15 | -1204.505
25.08. | 16 | -1366.257
25.08. | 17 | -1529.017
25.08. | 18 | -764.75
25.08. | 19 | -764.846
25.08. | 20 | -1305.746
25.08. | 21 | -1443.59
25.08. | 22 | -1307.514
25.08. | 23 | -981.591
25.08. | 24 | -1209.442
26.08. | 1 | -758.605
26.08. | 2 | -709.769
26.08. | 3 | -670.157
26.08. | 4 | -645.233
26.08. | 5 | -638.153
26.08. | 6 | -642.297
26.08. | 7 | -538.745
26.08. | 8 | -403.591
26.08. | 9 | -394.551
26.08. | 10 | -681.595
26.08. | 11 | -824.314
26.08. | 12 | -1062.206
26.08. | 13 | -1063.264
26.08. | 14 | -1035.285
26.08. | 15 | -777.438
26.08. | 16 | -898.552
26.08. | 17 | -962.285
26.08. | 18 | -965.179
26.08. | 19 | -938.469
26.08. | 20 | -1663.848
26.08. | 21 | -1667.366
26.08. | 22 | -1631.136
26.08. | 23 | -1183.844
26.08. | 24 | -1060.37
27.08. | 1 | -732.011
27.08. | 2 | -676.994
27.08. | 3 | -646.369
27.08. | 4 | -630.749
27.08. | 5 | -634.504
27.08. | 6 | -672.379
27.08. | 7 | -611.029
27.08. | 8 | -927.173
27.08. | 9 | -932.447
27.08. | 10 | -1129.367
27.08. | 11 | -983.767
27.08. | 12 | -993.645
27.08. | 13 | -923.608
27.08. | 14 | -983.386
27.08. | 15 | -671.149
27.08. | 16 | -876.514
27.08. | 17 | -1150.005
27.08. | 18 | -1051.007
27.08. | 19 | -1131.682
27.08. | 20 | -1667.072
27.08. | 21 | -1669.198
27.08. | 22 | -1658.935
27.08. | 23 | -1386.95
27.08. | 24 | -1101.709
28.08. | 1 | -692.599
28.08. | 2 | -642.622
28.08. | 3 | -612.877
28.08. | 4 | -598.874
28.08. | 5 | -606.25
28.08. | 6 | -648.741
28.08. | 7 | -572.645
28.08. | 8 | -470.607
28.08. | 9 | -465.067
28.08. | 10 | -445.601
28.08. | 11 | -527.702
28.08. | 12 | -367.046
28.08. | 13 | -165.538
28.08. | 14 | -274.21
28.08. | 15 | -288.647
28.08. | 16 | -456.922
28.08. | 17 | -711.585
28.08. | 18 | -847.839
28.08. | 19 | -874.663
28.08. | 20 | -1666.844
28.08. | 21 | -1669.157
28.08. | 22 | -1496.475
28.08. | 23 | -1507.894
28.08. | 24 | -1195.791
29.08. | 1 | -750.403
29.08. | 2 | -673.422
29.08. | 3 | -643.692
29.08. | 4 | -627.427
29.08. | 5 | -634.082
29.08. | 6 | -674.417
29.08. | 7 | -596.734
29.08. | 8 | -410.208
29.08. | 9 | -290.209
29.08. | 10 | -367.752
29.08. | 11 | -298.135
29.08. | 12 | -380.23
29.08. | 13 | -340.659
29.08. | 14 | -515.995
29.08. | 15 | -420.629
29.08. | 16 | -503.843
29.08. | 17 | -758.517
29.08. | 18 | -847.77
29.08. | 19 | -996.187
29.08. | 20 | -1666.842
29.08. | 21 | -1669.271
29.08. | 22 | -1334.677
29.08. | 23 | -995.095
29.08. | 24 | -872.059
30.08. | 1 | -709.921
30.08. | 2 | -658.921
30.08. | 3 | -502.057
30.08. | 4 | -487.603
30.08. | 5 | -555.075
30.08. | 6 | -549.725
30.08. | 7 | -629.663
30.08. | 8 | -423.838
30.08. | 9 | -446.536
30.08. | 10 | -594.865
30.08. | 11 | -676.404
30.08. | 12 | -744.977
30.08. | 13 | -327.562
30.08. | 14 | -695.112
30.08. | 15 | -785.095
30.08. | 16 | -1034.163
30.08. | 17 | -1306.489
30.08. | 18 | -1306.661
30.08. | 19 | -1238.841
30.08. | 20 | -1666.731
30.08. | 21 | -1668.808
30.08. | 22 | -1401.753
30.08. | 23 | -1548.427
30.08. | 24 | -1506.387
31.08. | 1 | -1216.687
31.08. | 2 | -867.653
31.08. | 3 | -662.749
31.08. | 4 | -618.472
31.08. | 5 | -759.921
31.08. | 6 | -725.857
31.08. | 7 | -730.661
31.08. | 8 | -968.847
31.08. | 9 | -959.366
31.08. | 10 | -919.269
31.08. | 11 | -927.574
31.08. | 12 | -928.707
31.08. | 13 | -929.682
31.08. | 14 | -838.895
31.08. | 15 | -777.513
31.08. | 16 | -917.994
31.08. | 17 | -1298.861
31.08. | 18 | -1305.656
31.08. | 19 | -1386.516
31.08. | 20 | -1665.971
31.08. | 21 | -1668.055
31.08. | 22 | -1666.562
31.08. | 23 | -1440.017
31.08. | 24 | -1600.794
01.09. | 1 | -1229.808
01.09. | 2 | -800.025
01.09. | 3 | -645.878
01.09. | 4 | -622.422
01.09. | 5 | -623.751
01.09. | 6 | -590.284
01.09. | 7 | -421.338
01.09. | 8 | -588.837
01.09. | 9 | -711.019
01.09. | 10 | -713.845
01.09. | 11 | -1132.182
01.09. | 12 | -591.494
01.09. | 13 | -365.074
01.09. | 14 | -927.615
01.09. | 15 | -926.013
01.09. | 16 | -265.253
01.09. | 17 | -624.992
01.09. | 18 | -858.795
01.09. | 19 | -764.362
01.09. | 20 | -1413.36
01.09. | 21 | -1416.413
01.09. | 22 | -1239.511
01.09. | 23 | -1170.239
01.09. | 24 | -763.654
02.09. | 1 | -710.872
02.09. | 2 | -553.411
02.09. | 3 | -516.799
02.09. | 4 | -517.15
02.09. | 5 | -598.247
02.09. | 6 | -498.496
02.09. | 7 | -340.625
02.09. | 8 | -302.091
02.09. | 9 | -491.658
02.09. | 10 | -493.727
02.09. | 11 | -697.821
02.09. | 12 | -766.561
02.09. | 13 | -835.092
02.09. | 14 | -768.35
02.09. | 15 | -791.699
02.09. | 16 | -935.683
02.09. | 17 | -1201.483
02.09. | 18 | -1235.637
02.09. | 19 | -1235.827
02.09. | 20 | -1664.388
02.09. | 21 | -1645.177
02.09. | 22 | -1374.485
02.09. | 23 | -1156.641
02.09. | 24 | -1070.971
03.09. | 1 | -681.943
03.09. | 2 | -634.587
03.09. | 3 | -556.086
03.09. | 4 | -403.261
03.09. | 5 | -518.206
03.09. | 6 | -515.298
03.09. | 7 | -664.675
03.09. | 8 | -683.644
03.09. | 9 | -662.442
03.09. | 10 | -525.438
03.09. | 11 | -668.444
03.09. | 12 | -1074.721
03.09. | 13 | -1237.091
03.09. | 14 | -975.144
03.09. | 15 | -825.372
03.09. | 16 | -845.775
03.09. | 17 | -1096.668
03.09. | 18 | -1077.314
03.09. | 19 | -1103.823
03.09. | 20 | -1666.397
03.09. | 21 | -1668.767
03.09. | 22 | -1442.544
03.09. | 23 | -1076.269
03.09. | 24 | -818.945
04.09. | 1 | -640.054
04.09. | 2 | -595.697
04.09. | 3 | -570.737
04.09. | 4 | -556.86
04.09. | 5 | -564.379
04.09. | 6 | -612.651
04.09. | 7 | -553.006
04.09. | 8 | -366.545
04.09. | 9 | -466.525
04.09. | 10 | -446.161
04.09. | 11 | -568.657
04.09. | 12 | -637.379
04.09. | 13 | -517.069
04.09. | 14 | -555.547
04.09. | 15 | -459.917
04.09. | 16 | -931.464
04.09. | 17 | -1225.803
04.09. | 18 | -983.107
04.09. | 19 | -1171.658
04.09. | 20 | -1667.205
04.09. | 21 | -1669.389
04.09. | 22 | -1442.491
04.09. | 23 | -1291.575
04.09. | 24 | -1080.371
05.09. | 1 | -641.568
05.09. | 2 | -597.368
05.09. | 3 | -573.973
05.09. | 4 | -556.524
05.09. | 5 | -565.729
05.09. | 6 | -614.107
05.09. | 7 | -573
05.09. | 8 | -765.269
05.09. | 9 | -866.535
05.09. | 10 | -804.528
05.09. | 11 | -929.363
05.09. | 12 | -930.313
05.09. | 13 | -955.114
05.09. | 14 | -963.692
05.09. | 15 | -1096.453
05.09. | 16 | -1340.736
05.09. | 17 | -1546.075
05.09. | 18 | -1347.673
05.09. | 19 | -1333.665
05.09. | 20 | -1667.276
05.09. | 21 | -1669.378
05.09. | 22 | -1536.994
05.09. | 23 | -1575.119
05.09. | 24 | -1386.547
06.09. | 1 | -1043.187
06.09. | 2 | -728.708
06.09. | 3 | -890.258
06.09. | 4 | -810.713
06.09. | 5 | -1019.281
06.09. | 6 | -828.368
06.09. | 7 | -926.505
06.09. | 8 | -1340.858
06.09. | 9 | -1266.937
06.09. | 10 | -1109.258
06.09. | 11 | -969.004
06.09. | 12 | -930.369
06.09. | 13 | -996.77
06.09. | 14 | -1014.71
06.09. | 15 | -1025.318
06.09. | 16 | -1282.606
06.09. | 17 | -1618.864
06.09. | 18 | -1667.588
06.09. | 19 | -1667.036
06.09. | 20 | -1667.709
06.09. | 21 | -1669.82
06.09. | 22 | -1667.894
06.09. | 23 | -1665.581
06.09. | 24 | -1618.176
07.09. | 1 | -1389.079
07.09. | 2 | -1356.612
07.09. | 3 | -1473.712
07.09. | 4 | -1461.985
07.09. | 5 | -1469.263
07.09. | 6 | -1520.665
07.09. | 7 | -1304.572
07.09. | 8 | -1269.582
07.09. | 9 | -1125.866
07.09. | 10 | -1282.019
07.09. | 11 | -1097.198
07.09. | 12 | -1136.181
07.09. | 13 | -1490.519
07.09. | 14 | -1275.051
07.09. | 15 | -1108.506
07.09. | 16 | -1295.456
07.09. | 17 | -1642.764
07.09. | 18 | -1666.586
07.09. | 19 | -1666.179
07.09. | 20 | -1666.961
07.09. | 21 | -1668.947
07.09. | 22 | -1667.042
07.09. | 23 | -1665.049
07.09. | 24 | -1642.648
08.09. | 1 | -1547.076
08.09. | 2 | -1215.394
08.09. | 3 | -1334.911
08.09. | 4 | -1155.762
08.09. | 5 | -1252.455
08.09. | 6 | -1201.107
08.09. | 7 | -623.39
08.09. | 8 | -1013.428
08.09. | 9 | -1342.096
08.09. | 10 | -1259.814
08.09. | 11 | -1400.85
08.09. | 12 | -1547.668
08.09. | 13 | -1617.517
08.09. | 14 | -1589.846
08.09. | 15 | -1494.579
08.09. | 16 | -1394.818
08.09. | 17 | -1566.422
08.09. | 18 | -898.699
08.09. | 19 | -1236.22
08.09. | 20 | -1665.184
08.09. | 21 | -1668.017
08.09. | 22 | -1666.443
08.09. | 23 | -1372.215
08.09. | 24 | -1051.819
09.09. | 1 | -659.741
09.09. | 2 | -529.924
09.09. | 3 | -340.971
09.09. | 4 | -333.737
09.09. | 5 | -426.148
09.09. | 6 | -544.643
09.09. | 7 | -449.054
09.09. | 8 | -630.451
09.09. | 9 | -918.756
09.09. | 10 | -920.915
09.09. | 11 | -922.452
09.09. | 12 | -923.614
09.09. | 13 | -970.007
09.09. | 14 | -971.992
09.09. | 15 | -1275.577
09.09. | 16 | -1556.116
09.09. | 17 | -1383.779
09.09. | 18 | -1397.352
09.09. | 19 | -1505.399
09.09. | 20 | -1664.375
09.09. | 21 | -1667.786
09.09. | 22 | -1666.727
09.09. | 23 | -1304.977
09.09. | 24 | -708.634
10.09. | 1 | -640.022
10.09. | 2 | -597.682
10.09. | 3 | -575.249
10.09. | 4 | -561.859
10.09. | 5 | -572.357
10.09. | 6 | -468.374
10.09. | 7 | -638.04
10.09. | 8 | -756.069
10.09. | 9 | -1124.988
10.09. | 10 | -1576.204
10.09. | 11 | -1604.782
10.09. | 12 | -1619.633
10.09. | 13 | -1560.178
10.09. | 14 | -1381.266
10.09. | 15 | -1167.516
10.09. | 16 | -1334.056
10.09. | 17 | -1104.177
10.09. | 18 | -1036.92
10.09. | 19 | -1076.954
10.09. | 20 | -1667.072
10.09. | 21 | -1552.309
10.09. | 22 | -1226.163
10.09. | 23 | -764.529
10.09. | 24 | -728.865
11.09. | 1 | -523.049
11.09. | 2 | -428.66
11.09. | 3 | -331.405
11.09. | 4 | -278.74
11.09. | 5 | -331.342
11.09. | 6 | -418.178
11.09. | 7 | -501.519
11.09. | 8 | -670.504
11.09. | 9 | -600.191
11.09. | 10 | -476.604
11.09. | 11 | -502.074
11.09. | 12 | -597.334
11.09. | 13 | -697.208
11.09. | 14 | -995.339
11.09. | 15 | -1060.747
11.09. | 16 | -872.756
11.09. | 17 | -1129.268
11.09. | 18 | -1171.55
11.09. | 19 | -1238.66
11.09. | 20 | -1667.933
11.09. | 21 | -1552.614
11.09. | 22 | -1239.644
11.09. | 23 | -764.258
11.09. | 24 | -697.85
12.09. | 1 | -629.559
12.09. | 2 | -494.13
12.09. | 3 | -410.611
12.09. | 4 | -284.689
12.09. | 5 | -357.841
12.09. | 6 | -493.504
12.09. | 7 | -621.616
12.09. | 8 | -525.099
12.09. | 9 | -678.094
12.09. | 10 | -725.741
12.09. | 11 | -1079.281
12.09. | 12 | -1398.952
12.09. | 13 | -1434.583
12.09. | 14 | -1336.502
12.09. | 15 | -1253.311
12.09. | 16 | -1305.33
12.09. | 17 | -1194.156
12.09. | 18 | -1225.513
12.09. | 19 | -1441.086
12.09. | 20 | -1667.709
12.09. | 21 | -1660.574
12.09. | 22 | -1523.312
12.09. | 23 | -884.814
12.09. | 24 | -702.583
13.09. | 1 | -612.027
13.09. | 2 | -540.908
13.09. | 3 | -424.032
13.09. | 4 | -402.17
13.09. | 5 | -486.402
13.09. | 6 | -615.952
13.09. | 7 | -776.282
13.09. | 8 | -1469.169
13.09. | 9 | -1615.363
13.09. | 10 | -1617.798
13.09. | 11 | -1618.925
13.09. | 12 | -1620.002
13.09. | 13 | -1620.995
13.09. | 14 | -1563.232
13.09. | 15 | -1616.951
13.09. | 16 | -1615.953
13.09. | 17 | -1666.481
13.09. | 18 | -1212.028
13.09. | 19 | -1454.578
13.09. | 20 | -1667.695
13.09. | 21 | -1669.477
13.09. | 22 | -1307.275
13.09. | 23 | -762.211
13.09. | 24 | -847.472
14.09. | 1 | -929.804
14.09. | 2 | -713.213
14.09. | 3 | -598.499
14.09. | 4 | -544.521
14.09. | 5 | -555.102
14.09. | 6 | -616.064
14.09. | 7 | -724.509
14.09. | 8 | -1178.849
14.09. | 9 | -1057.698
14.09. | 10 | -934.598
14.09. | 11 | -928.941
14.09. | 12 | -929.707
14.09. | 13 | -930.702
14.09. | 14 | -998.439
14.09. | 15 | -1061.66
14.09. | 16 | -1265.007
14.09. | 17 | -812.537
14.09. | 18 | -847.013
14.09. | 19 | -1062.685
14.09. | 20 | -1617.424
14.09. | 21 | -1456.615
14.09. | 22 | -1009.181
14.09. | 23 | -762.382
14.09. | 24 | -700.995
15.09. | 1 | -632.97
15.09. | 2 | -590.264
15.09. | 3 | -565.026
15.09. | 4 | -549.603
15.09. | 5 | -553.913
15.09. | 6 | -581.288
15.09. | 7 | -495.492
15.09. | 8 | -537.599
15.09. | 9 | -363.948
15.09. | 10 | -631.537
15.09. | 11 | -925.622
15.09. | 12 | -926.661
15.09. | 13 | -927.754
15.09. | 14 | -797.197
15.09. | 15 | -789.902
15.09. | 16 | -808.407
15.09. | 17 | -1068.778
15.09. | 18 | -764.026
15.09. | 19 | -939.547
15.09. | 20 | -1665.977
15.09. | 21 | -1668.143
15.09. | 22 | -1666.525
15.09. | 23 | -1664.832
15.09. | 24 | -1610.692
16.09. | 1 | -1543.14
16.09. | 2 | -1381.045
16.09. | 3 | -865.915
16.09. | 4 | -741.285
16.09. | 5 | -751.861
16.09. | 6 | -465.635
16.09. | 7 | -489.603
16.09. | 8 | -780.705
16.09. | 9 | -1264.005
16.09. | 10 | -1092.408
16.09. | 11 | -1241.208
16.09. | 12 | -1269.313
16.09. | 13 | -1419.965
16.09. | 14 | -1545.758
16.09. | 15 | -1593.601
16.09. | 16 | -1385.255
16.09. | 17 | -1202.852
16.09. | 18 | -762.467
16.09. | 19 | -1167.652
16.09. | 20 | -1664.973
16.09. | 21 | -1667.998
16.09. | 22 | -1666.675
16.09. | 23 | -1664.637
16.09. | 24 | -1581.823
17.09. | 1 | -1517.256
17.09. | 2 | -1475.18
17.09. | 3 | -1452.346
17.09. | 4 | -1351.057
17.09. | 5 | -1294.831
17.09. | 6 | -966.45
17.09. | 7 | -764.123
17.09. | 8 | -1489.107
17.09. | 9 | -1391.523
17.09. | 10 | -1216.4
17.09. | 11 | -1059.368
17.09. | 12 | -1180.516
17.09. | 13 | -1298.584
17.09. | 14 | -1363.601
17.09. | 15 | -1410.392
17.09. | 16 | -1444.537
17.09. | 17 | -1666.191
17.09. | 18 | -1576.37
17.09. | 19 | -1666.125
17.09. | 20 | -1667.817
17.09. | 21 | -1669.76
17.09. | 22 | -1667.393
17.09. | 23 | -1664.416
17.09. | 24 | -1592.285
18.09. | 1 | -1455.535
18.09. | 2 | -1421.456
18.09. | 3 | -1402.769
18.09. | 4 | -1393.194
18.09. | 5 | -1406.162
18.09. | 6 | -1475.615
18.09. | 7 | -1528.305
18.09. | 8 | -1306.622
18.09. | 9 | -1068.761
18.09. | 10 | -927.458
18.09. | 11 | -928.429
18.09. | 12 | -929.458
18.09. | 13 | -930.608
18.09. | 14 | -1447.506
18.09. | 15 | -1595.236
18.09. | 16 | -1536.607
18.09. | 17 | -1663.206
18.09. | 18 | -1666.508
18.09. | 19 | -1666.315
18.09. | 20 | -1668.754
18.09. | 21 | -1669.845
18.09. | 22 | -1667.32
18.09. | 23 | -1572.189
18.09. | 24 | -1494.043
19.09. | 1 | -1437.161
19.09. | 2 | -1402.677
19.09. | 3 | -1385.365
19.09. | 4 | -1375.975
19.09. | 5 | -1365.449
19.09. | 6 | -1435.058
19.09. | 7 | -1521.593
19.09. | 8 | -1378.132
19.09. | 9 | -1224.881
19.09. | 10 | -983.828
19.09. | 11 | -928.422
19.09. | 12 | -1062.902
19.09. | 13 | -1219.277
19.09. | 14 | -1236.281
19.09. | 15 | -1172.653
19.09. | 16 | -1291.021
19.09. | 17 | -1541.972
19.09. | 18 | -1666.414
19.09. | 19 | -1666.217
19.09. | 20 | -1668.653
19.09. | 21 | -1669.657
19.09. | 22 | -1667.211
19.09. | 23 | -1503.202
19.09. | 24 | -1417.785
20.09. | 1 | -1290.047
20.09. | 2 | -1121.162
20.09. | 3 | -1010.199
20.09. | 4 | -1001.405
20.09. | 5 | -1013.281
20.09. | 6 | -1134.149
20.09. | 7 | -1225.128
20.09. | 8 | -1440.788
20.09. | 9 | -1261.391
20.09. | 10 | -1230.334
20.09. | 11 | -1424.694
20.09. | 12 | -1495.697
20.09. | 13 | -1534.386
20.09. | 14 | -1393.034
20.09. | 15 | -1256.312
20.09. | 16 | -1316.715
20.09. | 17 | -1605.324
20.09. | 18 | -1666.524
20.09. | 19 | -1666.279
20.09. | 20 | -1668.705
20.09. | 21 | -1669.747
20.09. | 22 | -1667.296
20.09. | 23 | -1600.756
20.09. | 24 | -1486.116
21.09. | 1 | -1114.908
21.09. | 2 | -755.692
21.09. | 3 | -693.947
21.09. | 4 | -711.566
21.09. | 5 | -685.014
21.09. | 6 | -764.258
21.09. | 7 | -976.791
21.09. | 8 | -1061.281
21.09. | 9 | -1028.287
21.09. | 10 | -927.518
21.09. | 11 | -928.401
21.09. | 12 | -929.35
21.09. | 13 | -930.333
21.09. | 14 | -929.015
21.09. | 15 | -950.102
21.09. | 16 | -1223.979
21.09. | 17 | -1394.266
21.09. | 18 | -1197.633
21.09. | 19 | -1507.943
21.09. | 20 | -1667.335
21.09. | 21 | -1668.137
21.09. | 22 | -1495.06
21.09. | 23 | -1141.919
21.09. | 24 | -939.097
22.09. | 1 | -688.843
22.09. | 2 | -553.679
22.09. | 3 | -531.36
22.09. | 4 | -517.944
22.09. | 5 | -523.228
22.09. | 6 | -442.385
22.09. | 7 | -318.213
22.09. | 8 | -230.268
22.09. | 9 | -20.554
22.09. | 10 | -923.718
22.09. | 11 | -925.307
22.09. | 12 | -926.424
22.09. | 13 | -927.653
22.09. | 14 | -927.699
22.09. | 15 | -862.489
22.09. | 16 | -890.383
22.09. | 17 | -588.659
22.09. | 18 | -763.257
22.09. | 19 | -871.513
22.09. | 20 | -1665.913
22.09. | 21 | -1667.599
22.09. | 22 | -1427.486
22.09. | 23 | -722.879
22.09. | 24 | -628.821
23.09. | 1 | -568.028
23.09. | 2 | -422.196
23.09. | 3 | -377.87
23.09. | 4 | -360.485
23.09. | 5 | -362.998
23.09. | 6 | -405.353
23.09. | 7 | -434.496
23.09. | 8 | -369.251
23.09. | 9 | -464.002
23.09. | 10 | -439.259
23.09. | 11 | -697.156
23.09. | 12 | -779.438
23.09. | 13 | -924.682
23.09. | 14 | -925.438
23.09. | 15 | -923.738
23.09. | 16 | -484.441
23.09. | 17 | -867.653
23.09. | 18 | -1109.77
23.09. | 19 | -1437.445
23.09. | 20 | -1665.478
23.09. | 21 | -1667.929
23.09. | 22 | -1439.064
23.09. | 23 | -666.908
23.09. | 24 | -585.237
24.09. | 1 | -528.299
24.09. | 2 | -317.52
24.09. | 3 | -171.973
24.09. | 4 | -194.723
24.09. | 5 | -355.729
24.09. | 6 | -497.714
24.09. | 7 | -533.565
24.09. | 8 | -501.301
24.09. | 9 | -484.815
24.09. | 10 | -432.521
24.09. | 11 | -595.397
24.09. | 12 | -596.263
24.09. | 13 | -462.484
24.09. | 14 | -380.431
24.09. | 15 | -188.594
24.09. | 16 | -406.649
24.09. | 17 | -780.645
24.09. | 18 | -928.034
24.09. | 19 | -1427.269
24.09. | 20 | -1668.078
24.09. | 21 | -1669.386
24.09. | 22 | -1374.35
24.09. | 23 | -848.268
24.09. | 24 | -683.413
25.09. | 1 | -499.861
25.09. | 2 | -466.806
25.09. | 3 | -346.705
25.09. | 4 | -370.896
25.09. | 5 | -457.675
25.09. | 6 | -526.677
25.09. | 7 | -572.382
25.09. | 8 | -1114.466
25.09. | 9 | -932.881
25.09. | 10 | -927.273
25.09. | 11 | -928.135
25.09. | 12 | -929.306
25.09. | 13 | -930.284
25.09. | 14 | -929.458
25.09. | 15 | -1074.239
25.09. | 16 | -1304.365
25.09. | 17 | -1596.693
25.09. | 18 | -1666.102
25.09. | 19 | -1666.063
25.09. | 20 | -1669.217
25.09. | 21 | -1669.894
25.09. | 22 | -1643.355
25.09. | 23 | -1536.531
25.09. | 24 | -1459.104
26.09. | 1 | -1402.98
26.09. | 2 | -1372.016
26.09. | 3 | -1356.395
26.09. | 4 | -1348.435
26.09. | 5 | -1363.179
26.09. | 6 | -1434.636
26.09. | 7 | -1458.924
26.09. | 8 | -1241.694
26.09. | 9 | -1007.652
26.09. | 10 | -927.667
26.09. | 11 | -928.616
26.09. | 12 | -929.749
26.09. | 13 | -930.843
26.09. | 14 | -930.053
26.09. | 15 | -926.925
26.09. | 16 | -1226.918
26.09. | 17 | -1521.332
26.09. | 18 | -1441.101
26.09. | 19 | -1666.109
26.09. | 20 | -1668.961
26.09. | 21 | -1669.879
26.09. | 22 | -1646.571
26.09. | 23 | -1543.791
26.09. | 24 | -1458.082
27.09. | 1 | -1405.86
27.09. | 2 | -1373.284
27.09. | 3 | -1356.43
27.09. | 4 | -1351.273
27.09. | 5 | -1360.966
27.09. | 6 | -1278.994
27.09. | 7 | -1445.26
27.09. | 8 | -1244.217
27.09. | 9 | -1001.476
27.09. | 10 | -933.055
27.09. | 11 | -928.422
27.09. | 12 | -929.472
27.09. | 13 | -930.612
27.09. | 14 | -929.738
27.09. | 15 | -926.791
27.09. | 16 | -1125.591
27.09. | 17 | -1489.56
27.09. | 18 | -766.194
27.09. | 19 | -1306.037
27.09. | 20 | -1669.159
27.09. | 21 | -1512.305
27.09. | 22 | -1146.417
27.09. | 23 | -775.146
27.09. | 24 | -564.914
28.09. | 1 | -510.169
28.09. | 2 | -476.968
28.09. | 3 | -887.846
28.09. | 4 | -1032.412
28.09. | 5 | -856.294
28.09. | 6 | -535.551
28.09. | 7 | -555.85
28.09. | 8 | -1217.187
28.09. | 9 | -959.183
28.09. | 10 | -926.927
28.09. | 11 | -927.716
28.09. | 12 | -928.722
28.09. | 13 | -929.534
28.09. | 14 | -928.787
28.09. | 15 | -872.426
28.09. | 16 | -850.196
28.09. | 17 | -671.491
28.09. | 18 | -764.964
28.09. | 19 | -1088.752
28.09. | 20 | -1442.381
28.09. | 21 | -1226.942
28.09. | 22 | -740.894
28.09. | 23 | -652.433
28.09. | 24 | -590.055
29.09. | 1 | -530.19
29.09. | 2 | -496.279
29.09. | 3 | -475.878
29.09. | 4 | -462.32
29.09. | 5 | -468.153
29.09. | 6 | -507.877
29.09. | 7 | -445.201
29.09. | 8 | -828.127
29.09. | 9 | -681.891
29.09. | 10 | -923.434
29.09. | 11 | -924.936
29.09. | 12 | -925.991
29.09. | 13 | -927.073
29.09. | 14 | -927.144
29.09. | 15 | -699.989
29.09. | 16 | -591.856
29.09. | 17 | -975.329
29.09. | 18 | -762.778
29.09. | 19 | -1059.735
29.09. | 20 | -1400.468
29.09. | 21 | -1280.107
29.09. | 22 | -863.317
29.09. | 23 | -659.05
29.09. | 24 | -590.272
30.09. | 1 | -458.122
30.09. | 2 | -244.759
30.09. | 3 | -264.397
30.09. | 4 | -154.559
30.09. | 5 | -367.045
30.09. | 6 | -481.941
30.09. | 7 | -734.06
30.09. | 8 | -895.375
30.09. | 9 | -918.081
30.09. | 10 | -920.494
30.09. | 11 | -922.05
30.09. | 12 | -923.157
30.09. | 13 | -924.462
30.09. | 14 | -925.069
30.09. | 15 | -923.143
30.09. | 16 | -912.297
30.09. | 17 | -1222.128
30.09. | 18 | -1534.996
30.09. | 19 | -1661.965
30.09. | 20 | -1665.642
30.09. | 21 | -1667.471
30.09. | 22 | -1617.699
30.09. | 23 | -895.444
30.09. | 24 | -548.842
01.10. | 1 | -494.345
01.10. | 2 | -466.303
01.10. | 3 | -447.93
01.10. | 4 | -442.752
01.10. | 5 | -457.107
01.10. | 6 | -525.036
01.10. | 7 | -634.115
01.10. | 8 | -1005.133
01.10. | 9 | -924.797
01.10. | 10 | -926.73
01.10. | 11 | -927.735
01.10. | 12 | -928.603
01.10. | 13 | -929.712
01.10. | 14 | -929.031
01.10. | 15 | -926.37
01.10. | 16 | -1136.571
01.10. | 17 | -1514.56
01.10. | 18 | -1643.324
01.10. | 19 | -1665.484
01.10. | 20 | -1667.615
01.10. | 21 | -1669.143
01.10. | 22 | -1492.388
01.10. | 23 | -1331.475
01.10. | 24 | -1163.607
02.10. | 1 | -696.385
02.10. | 2 | -452.601
02.10. | 3 | -678.601
02.10. | 4 | -430.771
02.10. | 5 | -553.204
02.10. | 6 | -638.42
02.10. | 7 | -1043.161
02.10. | 8 | -1322.402
02.10. | 9 | -1110.725
02.10. | 10 | -1008.728
02.10. | 11 | -927.29
02.10. | 12 | -928.302
02.10. | 13 | -1016.435
02.10. | 14 | -1160.468
02.10. | 15 | -1354.828
02.10. | 16 | -1505.486
02.10. | 17 | -1630.842
02.10. | 18 | -1665.094
02.10. | 19 | -1665.459
02.10. | 20 | -1668.936
02.10. | 21 | -1669.259
02.10. | 22 | -1620.124
02.10. | 23 | -1287.438
02.10. | 24 | -1416.319
03.10. | 1 | -1309.302
03.10. | 2 | -1187.837
03.10. | 3 | -1186.44
03.10. | 4 | -1130.84
03.10. | 5 | -443.382
03.10. | 6 | -514.261
03.10. | 7 | -566.641
03.10. | 8 | -744.215
03.10. | 9 | -1019.369
03.10. | 10 | -907.18
03.10. | 11 | -927.358
03.10. | 12 | -928.588
03.10. | 13 | -929.302
03.10. | 14 | -929.057
03.10. | 15 | -926.43
03.10. | 16 | -651.575
03.10. | 17 | -606.645
03.10. | 18 | -765.245
03.10. | 19 | -1535.397
03.10. | 20 | -1669.252
03.10. | 21 | -1552.369
03.10. | 22 | -1062.835
03.10. | 23 | -605.291
03.10. | 24 | -523.159
04.10. | 1 | -472.892
04.10. | 2 | -284.603
04.10. | 3 | -260.355
04.10. | 4 | -255.298
04.10. | 5 | -163.515
04.10. | 6 | -297.349
04.10. | 7 | -543.56
04.10. | 8 | -532.695
04.10. | 9 | -488.924
04.10. | 10 | -364.324
04.10. | 11 | -567.662
04.10. | 12 | -433.983
04.10. | 13 | -29.803
04.10. | 14 | -29.162
04.10. | 15 | -83.599
04.10. | 16 | -261.625
04.10. | 17 | -617.581
04.10. | 18 | -765.843
04.10. | 19 | -1441.039
04.10. | 20 | -1511.809
04.10. | 21 | -1512.044
04.10. | 22 | -1187.369
04.10. | 23 | -881.857
04.10. | 24 | -539.929
05.10. | 1 | -491.559
05.10. | 2 | -460.588
05.10. | 3 | -444.357
05.10. | 4 | -437.084
05.10. | 5 | -450.792
05.10. | 6 | -520.773
05.10. | 7 | -558.547
05.10. | 8 | -343.651
05.10. | 9 | -429.683
05.10. | 10 | -926.935
05.10. | 11 | -927.92
05.10. | 12 | -928.936
05.10. | 13 | -929.816
05.10. | 14 | -929.036
05.10. | 15 | -926.073
05.10. | 16 | -1165.025
05.10. | 17 | -1377.652
05.10. | 18 | -1088.964
05.10. | 19 | -1665.11
05.10. | 20 | -1668.164
05.10. | 21 | -1667.989
05.10. | 22 | -1464.023
05.10. | 23 | -1282.536
05.10. | 24 | -1278.222
06.10. | 1 | -1158.023
06.10. | 2 | -1151.746
06.10. | 3 | -1062.456
06.10. | 4 | -1052.138
06.10. | 5 | -1127.026
06.10. | 6 | -1391.119
06.10. | 7 | -1193.942
06.10. | 8 | -1158.596
06.10. | 9 | -991.348
06.10. | 10 | -923.287
06.10. | 11 | -924.813
06.10. | 12 | -925.681
06.10. | 13 | -926.619
06.10. | 14 | -926.737
06.10. | 15 | -924.523
06.10. | 16 | -1223.494
06.10. | 17 | -1534.228
06.10. | 18 | -1315.916
06.10. | 19 | -1662.656
06.10. | 20 | -1666.022
06.10. | 21 | -1666.855
06.10. | 22 | -1615.012
06.10. | 23 | -1534.941
06.10. | 24 | -1469.376
07.10. | 1 | -1415.282
07.10. | 2 | -1381.602
07.10. | 3 | -1360.541
07.10. | 4 | -1349.147
07.10. | 5 | -1221.639
07.10. | 6 | -1233.838
07.10. | 7 | -1314.726
07.10. | 8 | -1024.957
07.10. | 9 | -917.721
07.10. | 10 | -920.107
07.10. | 11 | -921.628
07.10. | 12 | -922.907
07.10. | 13 | -924.081
07.10. | 14 | -924.83
07.10. | 15 | -922.979
07.10. | 16 | -1160.736
07.10. | 17 | -1438.827
07.10. | 18 | -1606.43
07.10. | 19 | -1656.41
07.10. | 20 | -1666.032
07.10. | 21 | -1663.09
07.10. | 22 | -1585.801
07.10. | 23 | -1499.518
07.10. | 24 | -1430.646
08.10. | 1 | -1379
08.10. | 2 | -1351.637
08.10. | 3 | -1337.789
08.10. | 4 | -1330.47
08.10. | 5 | -1344.701
08.10. | 6 | -1218.165
08.10. | 7 | -1469.38
08.10. | 8 | -1380.653
08.10. | 9 | -1179.624
08.10. | 10 | -926.321
08.10. | 11 | -962.458
08.10. | 12 | -927.802
08.10. | 13 | -1048.281
08.10. | 14 | -1235.568
08.10. | 15 | -1296.952
08.10. | 16 | -1450.216
08.10. | 17 | -1637.132
08.10. | 18 | -1664.78
08.10. | 19 | -1665.09
08.10. | 20 | -1668.555
08.10. | 21 | -1668.928
08.10. | 22 | -1609.854
08.10. | 23 | -1505.473
08.10. | 24 | -1446.448
09.10. | 1 | -1367.246
09.10. | 2 | -1339.598
09.10. | 3 | -1326.165
09.10. | 4 | -1321.207
09.10. | 5 | -1334.283
09.10. | 6 | -1402.058
09.10. | 7 | -1202.401
09.10. | 8 | -1390.917
09.10. | 9 | -1325.015
09.10. | 10 | -1060.298
09.10. | 11 | -955.363
09.10. | 12 | -928.857
09.10. | 13 | -929.874
09.10. | 14 | -1013.125
09.10. | 15 | -1353.621
09.10. | 16 | -1568.927
09.10. | 17 | -1627.01
09.10. | 18 | -1665.294
09.10. | 19 | -1665.748
09.10. | 20 | -1669.508
09.10. | 21 | -1669.459
09.10. | 22 | -1490.451
09.10. | 23 | -1490.529
09.10. | 24 | -1182.46
10.10. | 1 | -1306.606
10.10. | 2 | -805.985
10.10. | 3 | -563.105
10.10. | 4 | -423.088
10.10. | 5 | -437.336
10.10. | 6 | -506.269
10.10. | 7 | -727.107
10.10. | 8 | -972.743
10.10. | 9 | -924.619
10.10. | 10 | -926.806
10.10. | 11 | -927.502
10.10. | 12 | -976.83
10.10. | 13 | -1221.295
10.10. | 14 | -1619.139
10.10. | 15 | -1616.471
10.10. | 16 | -1615.029
10.10. | 17 | -1665.234
10.10. | 18 | -1665.392
10.10. | 19 | -1665.908
10.10. | 20 | -1669.62
10.10. | 21 | -1669.705
10.10. | 22 | -1617.302
10.10. | 23 | -1381.208
10.10. | 24 | -797.55
11.10. | 1 | -476.36
11.10. | 2 | -450.86
11.10. | 3 | -436.758
11.10. | 4 | -430.749
11.10. | 5 | -445.039
11.10. | 6 | -800.636
11.10. | 7 | -1396.69
11.10. | 8 | -1427.843
11.10. | 9 | -1280.593
11.10. | 10 | -1244.553
11.10. | 11 | -1255.106
11.10. | 12 | -1171.083
11.10. | 13 | -1264.617
11.10. | 14 | -1301.037
11.10. | 15 | -1493.972
11.10. | 16 | -1582.243
11.10. | 17 | -1649.372
11.10. | 18 | -1665.46
11.10. | 19 | -1665.985
11.10. | 20 | -1669.514
11.10. | 21 | -1669.422
11.10. | 22 | -1609.433
11.10. | 23 | -1506.155
11.10. | 24 | -1420.4
12.10. | 1 | -1200.224
12.10. | 2 | -1341.725
12.10. | 3 | -1327.12
12.10. | 4 | -1151.251
12.10. | 5 | -868.329
12.10. | 6 | -933.917
12.10. | 7 | -1173.497
12.10. | 8 | -1146.185
12.10. | 9 | -1052.319
12.10. | 10 | -926.563
12.10. | 11 | -927.521
12.10. | 12 | -928.454
12.10. | 13 | -920.003
12.10. | 14 | -770.827
12.10. | 15 | -592.568
12.10. | 16 | -667.837
12.10. | 17 | -1030.833
12.10. | 18 | -1034.368
12.10. | 19 | -1664.916
12.10. | 20 | -1668.038
12.10. | 21 | -1667.585
12.10. | 22 | -1589.22
12.10. | 23 | -1501.917
12.10. | 24 | -1412.4
13.10. | 1 | -1364.11
13.10. | 2 | -1028.24
13.10. | 3 | -822.33
13.10. | 4 | -1016.57
13.10. | 5 | -1089.01
13.10. | 6 | -1144.48
13.10. | 7 | -800.06
13.10. | 8 | -532.909
13.10. | 9 | -904
13.10. | 10 | -904
13.10. | 11 | -904
13.10. | 12 | -904
13.10. | 13 | -904
13.10. | 14 | -904
13.10. | 15 | -904
13.10. | 16 | -1095.678
13.10. | 17 | -1126.366
13.10. | 18 | -1563.934
13.10. | 19 | -1641.855
13.10. | 20 | -1644
13.10. | 21 | -1632.38
13.10. | 22 | -1542.237
13.10. | 23 | -1459.342
13.10. | 24 | -1241.366
14.10. | 1 | -1139.289
14.10. | 2 | -906.74
14.10. | 3 | -1023.53
14.10. | 4 | -920.97
14.10. | 5 | -981.91
14.10. | 6 | -739.512
14.10. | 7 | -1057.309
14.10. | 8 | -1057.177
14.10. | 9 | -904
14.10. | 10 | -904
14.10. | 11 | -904
14.10. | 12 | -904
14.10. | 13 | -904
14.10. | 14 | -904
14.10. | 15 | -904
14.10. | 16 | -1110.01
14.10. | 17 | -1444.852
14.10. | 18 | -1564.587
14.10. | 19 | -1642.967
14.10. | 20 | -1644
14.10. | 21 | -1633.607
14.10. | 22 | -1542.066
14.10. | 23 | -1436.311
14.10. | 24 | -1080.837
15.10. | 1 | -533.624
15.10. | 2 | -619.508
15.10. | 3 | -635.735
15.10. | 4 | -509.819
15.10. | 5 | -579.214
15.10. | 6 | -550.56
15.10. | 7 | -667.446
15.10. | 8 | -987.099
15.10. | 9 | -1117.031
15.10. | 10 | -931.994
15.10. | 11 | -904
15.10. | 12 | -904
15.10. | 13 | -881.5
15.10. | 14 | -816.796
15.10. | 15 | -657.464
15.10. | 16 | -937.421
15.10. | 17 | -1142.481
15.10. | 18 | -1284
15.10. | 19 | -1644
15.10. | 20 | -1644
15.10. | 21 | -1644
15.10. | 22 | -1556.322
15.10. | 23 | -1277.177
15.10. | 24 | -868.715
16.10. | 1 | -945.535
16.10. | 2 | -1224.153
16.10. | 3 | -1303.89
16.10. | 4 | -1300.521
16.10. | 5 | -412.697
16.10. | 6 | -847.448
16.10. | 7 | -735.518
16.10. | 8 | -931.755
16.10. | 9 | -721.369
16.10. | 10 | -705.671
16.10. | 11 | -744.208
16.10. | 12 | -712.735
16.10. | 13 | -664.413
16.10. | 14 | -731.577
16.10. | 15 | -774.72
16.10. | 16 | -867.686
16.10. | 17 | -1201.627
16.10. | 18 | -1304.121
16.10. | 19 | -1305.69
16.10. | 20 | -1309.047
16.10. | 21 | -1308.709
16.10. | 22 | -1224.551
16.10. | 23 | -582.761
16.10. | 24 | -451.703
17.10. | 1 | -352.049
17.10. | 2 | -325.516
17.10. | 3 | -390.598
17.10. | 4 | -413.662
17.10. | 5 | -322.313
17.10. | 6 | -393.083
17.10. | 7 | -499.026
17.10. | 8 | -381.564
17.10. | 9 | -263.006
17.10. | 10 | -453.019
17.10. | 11 | -296.553
17.10. | 12 | -402.824
17.10. | 13 | -484.533
17.10. | 14 | -439.046
17.10. | 15 | -470.181
17.10. | 16 | -707.161
17.10. | 17 | -699.044
17.10. | 18 | -657.17
17.10. | 19 | -1035.772
17.10. | 20 | -1039.106
17.10. | 21 | -768.8
17.10. | 22 | -679.553
17.10. | 23 | -424.611
17.10. | 24 | -506.156
18.10. | 1 | -456.041
18.10. | 2 | -428.617
18.10. | 3 | -415.673
18.10. | 4 | -411.004
18.10. | 5 | -268.273
18.10. | 6 | -325.778
18.10. | 7 | -399.023
18.10. | 8 | -205.626
18.10. | 9 | -22.633
18.10. | 10 | -544
18.10. | 11 | -544
18.10. | 12 | -544
18.10. | 13 | -544
18.10. | 14 | -467.575
18.10. | 15 | -489.957
18.10. | 16 | -376.893
18.10. | 17 | -608.004
18.10. | 18 | -744
18.10. | 19 | -1014
18.10. | 20 | -1014
18.10. | 21 | -744
18.10. | 22 | -552.571
18.10. | 23 | -506.35
18.10. | 24 | -489.175
19.10. | 1 | -441.143
19.10. | 2 | -416.068
19.10. | 3 | -401.111
19.10. | 4 | -398.762
19.10. | 5 | -413.428
19.10. | 6 | -496.749
19.10. | 7 | -493.797
19.10. | 8 | -632.321
19.10. | 9 | -549.459
19.10. | 10 | -520.172
19.10. | 11 | -628.308
19.10. | 12 | -567.386
19.10. | 13 | -568.35
19.10. | 14 | -830.847
19.10. | 15 | -957.398
19.10. | 16 | -1080.77
19.10. | 17 | -731.13
19.10. | 18 | -754.737
19.10. | 19 | -1102.308
19.10. | 20 | -1105.062
19.10. | 21 | -967.324
19.10. | 22 | -678.011
19.10. | 23 | -591.613
19.10. | 24 | -721.585
20.10. | 1 | -469.141
20.10. | 2 | -437.539
20.10. | 3 | -419.414
20.10. | 4 | -412.386
20.10. | 5 | -420.746
20.10. | 6 | -459.668
20.10. | 7 | -485.103
20.10. | 8 | -363.195
20.10. | 9 | -271.53
20.10. | 10 | -479.598
20.10. | 11 | -675.497
20.10. | 12 | -594.387
20.10. | 13 | -566.605
20.10. | 14 | -633.352
20.10. | 15 | -543.853
20.10. | 16 | -546.842
20.10. | 17 | -649.619
20.10. | 18 | -714.63
20.10. | 19 | -965.785
20.10. | 20 | -901.451
20.10. | 21 | -763.425
20.10. | 22 | -667.597
20.10. | 23 | -589.91
20.10. | 24 | -525.235
21.10. | 1 | -398.07
21.10. | 2 | -440.783
21.10. | 3 | -422.069
21.10. | 4 | -172.393
21.10. | 5 | -155.15
21.10. | 6 | -264.968
21.10. | 7 | -363.196
21.10. | 8 | -180.901
21.10. | 9 | -17.671
21.10. | 10 | -20.046
21.10. | 11 | -21.852
21.10. | 12 | -22.941
21.10. | 13 | -24.418
21.10. | 14 | -25.085
21.10. | 15 | -23.068
21.10. | 16 | -274.302
21.10. | 17 | -561.407
21.10. | 18 | -652.912
21.10. | 19 | -1084.257
21.10. | 20 | -1102.611
21.10. | 21 | -827.276
21.10. | 22 | -640.405
21.10. | 23 | -396.139
21.10. | 24 | -304.644
22.10. | 1 | -436.886
22.10. | 2 | -255.105
22.10. | 3 | -399.961
22.10. | 4 | -238.918
22.10. | 5 | -255.158
22.10. | 6 | -325.36
22.10. | 7 | -420.982
22.10. | 8 | -360.628
22.10. | 9 | -237.022
22.10. | 10 | -78.399
22.10. | 11 | -26.428
22.10. | 12 | -27.632
22.10. | 13 | -28.43
22.10. | 14 | -28.285
22.10. | 15 | -121.008
22.10. | 16 | -388.568
22.10. | 17 | -675.311
22.10. | 18 | -747.892
22.10. | 19 | -1170.606
22.10. | 20 | -1038.86
22.10. | 21 | -765.741
22.10. | 22 | -665.719
22.10. | 23 | -375.886
22.10. | 24 | -286.935
23.10. | 1 | -211.067
23.10. | 2 | -396.307
23.10. | 3 | -383.906
23.10. | 4 | -223.312
23.10. | 5 | -186.506
23.10. | 6 | -255.484
23.10. | 7 | -421.646
23.10. | 8 | -334.12
23.10. | 9 | -174.449
23.10. | 10 | -565.522
23.10. | 11 | -566.488
23.10. | 12 | -567.639
23.10. | 13 | -568.467
23.10. | 14 | -568.108
23.10. | 15 | -565.154
23.10. | 16 | -848.154
23.10. | 17 | -832.488
23.10. | 18 | -847.069
23.10. | 19 | -1306.612
23.10. | 20 | -1133.378
23.10. | 21 | -759.609
23.10. | 22 | -644.759
23.10. | 23 | -895.848
23.10. | 24 | -680.898
24.10. | 1 | -647.621
24.10. | 2 | -609.409
24.10. | 3 | -596.051
24.10. | 4 | -605.741
24.10. | 5 | -606.49
24.10. | 6 | -472.604
24.10. | 7 | -753.461
24.10. | 8 | -873.518
24.10. | 9 | -601.896
24.10. | 10 | -566.015
24.10. | 11 | -566.651
24.10. | 12 | -567.721
24.10. | 13 | -568.577
24.10. | 14 | -568.467
24.10. | 15 | -565.506
24.10. | 16 | -785.019
24.10. | 17 | -1169.697
24.10. | 18 | -1274.149
24.10. | 19 | -1306.545
24.10. | 20 | -1309.172
24.10. | 21 | -1300.039
24.10. | 22 | -1161.943
24.10. | 23 | -945.419
24.10. | 24 | -482.889
25.10. | 1 | -434.672
25.10. | 2 | -408.883
25.10. | 3 | -395.701
25.10. | 4 | -391.411
25.10. | 5 | -406.075
25.10. | 6 | -475.729
25.10. | 7 | -559.379
25.10. | 8 | -669.047
25.10. | 9 | -564.656
25.10. | 10 | -565.965
25.10. | 11 | -566.954
25.10. | 12 | -567.874
25.10. | 13 | -568.718
25.10. | 14 | -568.525
25.10. | 15 | -565.604
25.10. | 16 | -344.253
25.10. | 17 | -633.676
25.10. | 18 | -728.058
25.10. | 19 | -1171.272
25.10. | 20 | -1106.485
25.10. | 21 | -761.855
25.10. | 22 | -649.323
25.10. | 23 | -341.379
25.10. | 24 | -484.321
26.10. | 1 | -437.117
26.10. | 2 | -410.92
26.10. | 3 | -398.778
26.10. | 4 | -394.89
26.10. | 5 | -410.063
26.10. | 6 | -141.696
26.10. | 7 | -233.699
26.10. | 8 | -12.587
26.10. | 9 | -24.532
26.10. | 10 | -25.894
26.10. | 11 | -836.725
26.10. | 12 | -770.111
26.10. | 13 | -703.496
26.10. | 14 | -567.789
26.10. | 15 | -429.843
26.10. | 16 | -553.719
26.10. | 17 | -647.072
26.10. | 18 | -666.762
26.10. | 19 | -900.066
26.10. | 20 | -835.038
26.10. | 21 | -636.899
26.10. | 22 | -431.373
26.10. | 23 | -433.469
26.10. | 24 | -396.766
27.10. | 1 | -380.803
27.10. | 2 | -266.049
27.10. | 3 | -113.756
27.10. | 4 | -52.767
27.10. | 5 | -92.336
27.10. | 6 | -192.704
27.10. | 7 | -155.792
27.10. | 8 | 83.902
27.10. | 9 | -20.007
27.10. | 10 | -23.024
27.10. | 11 | -24.518
27.10. | 12 | -430.541
27.10. | 13 | -248.876
27.10. | 14 | -26.863
27.10. | 15 | -24.652
27.10. | 16 | -254.389
27.10. | 17 | -616.635
27.10. | 18 | -758.462
27.10. | 19 | -1572.113
27.10. | 20 | -1536.095
27.10. | 21 | -1536.865
27.10. | 22 | -1242.705
27.10. | 23 | -953.08
27.10. | 24 | -561.58
28.10. | 1 | -502.08
28.10. | 2 | -481.132
28.10. | 3 | -397.017
28.10. | 4 | -400.485
28.10. | 5 | -394.22
28.10. | 6 | -293.645
28.10. | 7 | -338.313
28.10. | 8 | -455.665
28.10. | 9 | -968.552
28.10. | 10 | -1163.76
28.10. | 11 | -1308.616
28.10. | 12 | -1349.124
28.10. | 13 | -1255.571
28.10. | 14 | -1116.658
28.10. | 15 | -978.423
28.10. | 16 | -916.057
28.10. | 17 | -967.093
28.10. | 18 | -1197.786
28.10. | 19 | -1549.217
28.10. | 20 | -1627.451
28.10. | 21 | -1644.732
28.10. | 22 | -1349.275
28.10. | 23 | -1053.358
28.10. | 24 | -538.248
29.10. | 1 | -462.564
29.10. | 2 | -421.328
29.10. | 3 | -398.321
29.10. | 4 | -388.366
29.10. | 5 | -384.467
29.10. | 6 | -537.365
29.10. | 7 | -800.166
29.10. | 8 | -1267.644
29.10. | 9 | -1555.499
29.10. | 10 | -1509.389
29.10. | 11 | -1360.958
29.10. | 12 | -1065.466
29.10. | 13 | -1104.473
29.10. | 14 | -1008.383
29.10. | 15 | -858.093
29.10. | 16 | -854.5
29.10. | 17 | -859.621
29.10. | 18 | -1285.732
29.10. | 19 | -1655.754
29.10. | 20 | -1667.039
29.10. | 21 | -1605.945
29.10. | 22 | -1316.733
29.10. | 23 | -1204.044
29.10. | 24 | -538.795
30.10. | 1 | -450.061
30.10. | 2 | -407.423
30.10. | 3 | -385.321
30.10. | 4 | -723.84
30.10. | 5 | -372.962
30.10. | 6 | -242.468
30.10. | 7 | -461.322
30.10. | 8 | -631.66
30.10. | 9 | -1092.023
30.10. | 10 | -1343.561
30.10. | 11 | -1392.337
30.10. | 12 | -1302.659
30.10. | 13 | -1246.037
30.10. | 14 | -1079.388
30.10. | 15 | -891.371
30.10. | 16 | -782.579
30.10. | 17 | -938.8
30.10. | 18 | -1134.052
30.10. | 19 | -1666.955
30.10. | 20 | -1512.132
30.10. | 21 | -1310.087
30.10. | 22 | -907.578
30.10. | 23 | -621.314
30.10. | 24 | -575.628
31.10. | 1 | -706.311
31.10. | 2 | -529.586
31.10. | 3 | -607.232
31.10. | 4 | -569.511
31.10. | 5 | -446.542
31.10. | 6 | -827.181
31.10. | 7 | -1237.09
31.10. | 8 | -1448.175
31.10. | 9 | -1294.725
31.10. | 10 | -984.51
31.10. | 11 | -925.927
31.10. | 12 | -926.673
31.10. | 13 | -927.651
31.10. | 14 | -928.568
31.10. | 15 | -990.116
31.10. | 16 | -1304.978
31.10. | 17 | -1449.606
31.10. | 18 | -1553.507
31.10. | 19 | -1646.153
31.10. | 20 | -1663.998
31.10. | 21 | -1664.837
31.10. | 22 | -1606.336
31.10. | 23 | -1412.699
31.10. | 24 | -1075.351
01.11. | 1 | -880.582
01.11. | 2 | -712.281
01.11. | 3 | -715.4
01.11. | 4 | -663.253
01.11. | 5 | -755.411
01.11. | 6 | -810.038
01.11. | 7 | -1167.256
01.11. | 8 | -1415.016
01.11. | 9 | -1476.384
01.11. | 10 | -1383.258
01.11. | 11 | -1264.878
01.11. | 12 | -1081.122
01.11. | 13 | -1007.836
01.11. | 14 | -928.855
01.11. | 15 | -1078.679
01.11. | 16 | -1245.81
01.11. | 17 | -1431.269
01.11. | 18 | -1529.085
01.11. | 19 | -1619.397
01.11. | 20 | -1629.619
01.11. | 21 | -1608.968
01.11. | 22 | -1562.067
01.11. | 23 | -1257.537
01.11. | 24 | -887.441
02.11. | 1 | -737.284
02.11. | 2 | -735.806
02.11. | 3 | -533.651
02.11. | 4 | -460.368
02.11. | 5 | -468.956
02.11. | 6 | -488.356
02.11. | 7 | -645.466
02.11. | 8 | -1020.849
02.11. | 9 | -1324.897
02.11. | 10 | -1349.304
02.11. | 11 | -1314.166
02.11. | 12 | -1244.376
02.11. | 13 | -1182.658
02.11. | 14 | -1236.074
02.11. | 15 | -1163.672
02.11. | 16 | -1213.062
02.11. | 17 | -1161.611
02.11. | 18 | -1414.597
02.11. | 19 | -1505.73
02.11. | 20 | -1537.567
02.11. | 21 | -1538.939
02.11. | 22 | -1440.877
02.11. | 23 | -1240.554
02.11. | 24 | -629.467
03.11. | 1 | -456.882
03.11. | 2 | -414.192
03.11. | 3 | -386.033
03.11. | 4 | -287.061
03.11. | 5 | -260.451
03.11. | 6 | -375.429
03.11. | 7 | -411.818
03.11. | 8 | -447.119
03.11. | 9 | -644.958
03.11. | 10 | -1247.425
03.11. | 11 | -1299.154
03.11. | 12 | -1182.425
03.11. | 13 | -1246.701
03.11. | 14 | -1310.265
03.11. | 15 | -1378.327
03.11. | 16 | -931.829
03.11. | 17 | -1101.993
03.11. | 18 | -1404.327
03.11. | 19 | -1550.889
03.11. | 20 | -1592.504
03.11. | 21 | -1595.121
03.11. | 22 | -1551.505
03.11. | 23 | -1411.618
03.11. | 24 | -898.169
04.11. | 1 | -491.857
04.11. | 2 | -394.709
04.11. | 3 | -369.155
04.11. | 4 | -350.594
04.11. | 5 | -345.432
04.11. | 6 | -635.011
04.11. | 7 | -1062.565
04.11. | 8 | -1283.74
04.11. | 9 | -1120.021
04.11. | 10 | -919.045
04.11. | 11 | -921.226
04.11. | 12 | -922.424
04.11. | 13 | -923.124
04.11. | 14 | -924.125
04.11. | 15 | -924.236
04.11. | 16 | -922.281
04.11. | 17 | -1085.469
04.11. | 18 | -1401.108
04.11. | 19 | -1506.21
04.11. | 20 | -1537.848
04.11. | 21 | -1538.39
04.11. | 22 | -1513.372
04.11. | 23 | -1446.215
04.11. | 24 | -651.058
05.11. | 1 | -408.306
05.11. | 2 | -372.274
05.11. | 3 | -352.003
05.11. | 4 | -341.644
05.11. | 5 | -340.22
05.11. | 6 | -346.57
05.11. | 7 | -612.538
05.11. | 8 | -1067.972
05.11. | 9 | -1362.907
05.11. | 10 | -1207.043
05.11. | 11 | -1071.95
05.11. | 12 | -926.16
05.11. | 13 | -927.266
05.11. | 14 | -928.165
05.11. | 15 | -928.019
05.11. | 16 | -925.167
05.11. | 17 | -1244.526
05.11. | 18 | -1503.371
05.11. | 19 | -1602.598
05.11. | 20 | -1623.764
05.11. | 21 | -1616.479
05.11. | 22 | -1562.625
05.11. | 23 | -1374.442
05.11. | 24 | -475.45
06.11. | 1 | -413.211
06.11. | 2 | -369.916
06.11. | 3 | -189.493
06.11. | 4 | -125.775
06.11. | 5 | -18.688
06.11. | 6 | -349.097
06.11. | 7 | -417.351
06.11. | 8 | -516.491
06.11. | 9 | -684.87
06.11. | 10 | -573.901
06.11. | 11 | -632.721
06.11. | 12 | -701.082
06.11. | 13 | -706.926
06.11. | 14 | -805.913
06.11. | 15 | -871.373
06.11. | 16 | -878.194
06.11. | 17 | -908.776
06.11. | 18 | -1090.213
06.11. | 19 | -1613.744
06.11. | 20 | -1547.981
06.11. | 21 | -1414.102
06.11. | 22 | -983.929
06.11. | 23 | -720.178
06.11. | 24 | -488.848
07.11. | 1 | -371.875
07.11. | 2 | -159.476
07.11. | 3 | -137.394
07.11. | 4 | -148.623
07.11. | 5 | -198.712
07.11. | 6 | -349.711
07.11. | 7 | -416.915
07.11. | 8 | -731.834
07.11. | 9 | -1083.747
07.11. | 10 | -864.419
07.11. | 11 | -925.449
07.11. | 12 | -926.265
07.11. | 13 | -810.251
07.11. | 14 | -878.636
07.11. | 15 | -851.613
07.11. | 16 | -1004.807
07.11. | 17 | -1143.088
07.11. | 18 | -1522.116
07.11. | 19 | -1615.545
07.11. | 20 | -1639.571
07.11. | 21 | -1637.56
07.11. | 22 | -1293.383
07.11. | 23 | -842.764
07.11. | 24 | -489.764
08.11. | 1 | -355.618
08.11. | 2 | -163.528
08.11. | 3 | -87.383
08.11. | 4 | -117.891
08.11. | 5 | -241.859
08.11. | 6 | -141.456
08.11. | 7 | -421.772
08.11. | 8 | -517.476
08.11. | 9 | -355.678
08.11. | 10 | -41.033
08.11. | 11 | -228.337
08.11. | 12 | -282.978
08.11. | 13 | -27.548
08.11. | 14 | -217.427
08.11. | 15 | -622.397
08.11. | 16 | -925.616
08.11. | 17 | -1230.243
08.11. | 18 | -1529.53
08.11. | 19 | -1617.666
08.11. | 20 | -1640.569
08.11. | 21 | -1639.681
08.11. | 22 | -1588.905
08.11. | 23 | -1385.54
08.11. | 24 | -494.664
09.11. | 1 | -302.742
09.11. | 2 | -249.197
09.11. | 3 | -203.35
09.11. | 4 | -129.748
09.11. | 5 | -96.242
09.11. | 6 | -112.6
09.11. | 7 | -271.791
09.11. | 8 | -387.904
09.11. | 9 | -353.474
09.11. | 10 | -24.055
09.11. | 11 | -25.868
09.11. | 12 | -26.661
09.11. | 13 | -27.67
09.11. | 14 | -28.442
09.11. | 15 | -203.459
09.11. | 16 | -416.447
09.11. | 17 | -740.062
09.11. | 18 | -1525.339
09.11. | 19 | -1610.129
09.11. | 20 | -1623
09.11. | 21 | -1592.384
09.11. | 22 | -978.097
09.11. | 23 | -579.837
09.11. | 24 | -396.576
10.11. | 1 | -121.9
10.11. | 2 | -75.96
10.11. | 3 | -47.702
10.11. | 4 | -32.035
10.11. | 5 | -27.689
10.11. | 6 | -36.04
10.11. | 7 | -384.523
10.11. | 8 | -419.337
10.11. | 9 | -372.84
10.11. | 10 | -20.552
10.11. | 11 | -483.692
10.11. | 12 | -306.733
10.11. | 13 | -360.62
10.11. | 14 | -301.48
10.11. | 15 | -399.634
10.11. | 16 | -439.332
10.11. | 17 | -519.18
10.11. | 18 | -574.879
10.11. | 19 | -657.285
10.11. | 20 | -676.673
10.11. | 21 | -677.496
10.11. | 22 | -533.51
10.11. | 23 | -300.498
10.11. | 24 | -165.818
11.11. | 1 | -111.587
11.11. | 2 | -65.712
11.11. | 3 | -35.407
11.11. | 4 | -19.147
11.11. | 5 | -12.13
11.11. | 6 | -29.111
11.11. | 7 | -32.34
11.11. | 8 | -187.518
11.11. | 9 | -287.361
11.11. | 10 | -108.91
11.11. | 11 | -20.97
11.11. | 12 | -427.41
11.11. | 13 | -293.438
11.11. | 14 | -294.745
11.11. | 15 | -25.297
11.11. | 16 | 134.492
11.11. | 17 | -67.242
11.11. | 18 | -863.346
11.11. | 19 | -1162.339
11.11. | 20 | -649.982
11.11. | 21 | -658.291
11.11. | 22 | -364.161
11.11. | 23 | -223.349
11.11. | 24 | -454.888
12.11. | 1 | -412.31
12.11. | 2 | -372.088
12.11. | 3 | -349.621
12.11. | 4 | -338.457
12.11. | 5 | -336.368
12.11. | 6 | -35.483
12.11. | 7 | -109.784
12.11. | 8 | -281.601
12.11. | 9 | -319.743
12.11. | 10 | -563.427
12.11. | 11 | -767.676
12.11. | 12 | -768.342
12.11. | 13 | -769.342
12.11. | 14 | -770.356
12.11. | 15 | -770.449
12.11. | 16 | -25.287
12.11. | 17 | -387.598
12.11. | 18 | -826.231
12.11. | 19 | -1177.23
12.11. | 20 | -1147.151
12.11. | 21 | -1013.865
12.11. | 22 | -696.091
12.11. | 23 | -596.759
12.11. | 24 | -499.469
13.11. | 1 | -427.411
13.11. | 2 | -327.632
13.11. | 3 | -302.394
13.11. | 4 | -290.303
13.11. | 5 | -287.558
13.11. | 6 | -355.112
13.11. | 7 | -426.333
13.11. | 8 | -866.741
13.11. | 9 | -1000.184
13.11. | 10 | -828.821
13.11. | 11 | -808.737
13.11. | 12 | -660.8
13.11. | 13 | -378.288
13.11. | 14 | -325.284
13.11. | 15 | -190.21
13.11. | 16 | -254.438
13.11. | 17 | -650.984
13.11. | 18 | -1332.196
13.11. | 19 | -1610.299
13.11. | 20 | -1634.871
13.11. | 21 | -1505.436
13.11. | 22 | -1161.414
13.11. | 23 | -826.601
13.11. | 24 | -509.104
14.11. | 1 | -431.651
14.11. | 2 | -383.537
14.11. | 3 | -358.961
14.11. | 4 | -346.406
14.11. | 5 | -344.265
14.11. | 6 | -360.05
14.11. | 7 | -646.171
14.11. | 8 | -1060.599
14.11. | 9 | -1063.66
14.11. | 10 | -956.249
14.11. | 11 | -849.762
14.11. | 12 | -823.045
14.11. | 13 | -729.486
14.11. | 14 | -730.415
14.11. | 15 | -821.285
14.11. | 16 | -915.911
14.11. | 17 | -1147.323
14.11. | 18 | -1565.427
14.11. | 19 | -1637.478
14.11. | 20 | -1661.951
14.11. | 21 | -1665.186
14.11. | 22 | -1419.962
14.11. | 23 | -1319.131
14.11. | 24 | -515.278
15.11. | 1 | -437.334
15.11. | 2 | -390.311
15.11. | 3 | -364.177
15.11. | 4 | -350.608
15.11. | 5 | -349.326
15.11. | 6 | -363.89
15.11. | 7 | -431.638
15.11. | 8 | -774.316
15.11. | 9 | -726.581
15.11. | 10 | -585.72
15.11. | 11 | -619.804
15.11. | 12 | -647.657
15.11. | 13 | -189.817
15.11. | 14 | -96.156
15.11. | 15 | -372.561
15.11. | 16 | -623.568
15.11. | 17 | -875.619
15.11. | 18 | -1243.691
15.11. | 19 | -1631.263
15.11. | 20 | -1656.607
15.11. | 21 | -1542.69
15.11. | 22 | -880.585
15.11. | 23 | -620.533
15.11. | 24 | -519.111
16.11. | 1 | -437.669
16.11. | 2 | -389.471
16.11. | 3 | -290.412
16.11. | 4 | -224.747
16.11. | 5 | -283.838
16.11. | 6 | -361.335
16.11. | 7 | -645.877
16.11. | 8 | -1068.974
16.11. | 9 | -1316.885
16.11. | 10 | -1258.055
16.11. | 11 | -978.585
16.11. | 12 | -929.096
16.11. | 13 | -949.734
16.11. | 14 | -1102.761
16.11. | 15 | -1034.089
16.11. | 16 | -1222.753
16.11. | 17 | -1453.767
16.11. | 18 | -1560.642
16.11. | 19 | -1619.578
16.11. | 20 | -1634.709
16.11. | 21 | -1632.365
16.11. | 22 | -1425.981
16.11. | 23 | -1069.409
16.11. | 24 | -1218.448
17.11. | 1 | -851.274
17.11. | 2 | -799.67
17.11. | 3 | -997.027
17.11. | 4 | -843.965
17.11. | 5 | -823.081
17.11. | 6 | -763.995
17.11. | 7 | -784.121
17.11. | 8 | -824.065
17.11. | 9 | -938.833
17.11. | 10 | -1048.795
17.11. | 11 | -923.142
17.11. | 12 | -924.36
17.11. | 13 | -925.373
17.11. | 14 | -926.51
17.11. | 15 | -723.765
17.11. | 16 | -1020.066
17.11. | 17 | -1248.557
17.11. | 18 | -1507.539
17.11. | 19 | -1584.946
17.11. | 20 | -1603.346
17.11. | 21 | -1605.328
17.11. | 22 | -1569.341
17.11. | 23 | -1494.697
17.11. | 24 | -1183.981
18.11. | 1 | -455.666
18.11. | 2 | -406.852
18.11. | 3 | -375.41
18.11. | 4 | -356.652
18.11. | 5 | -349.585
18.11. | 6 | -353.29
18.11. | 7 | -505.096
18.11. | 8 | -749.653
18.11. | 9 | -1082.282
18.11. | 10 | -881.611
18.11. | 11 | -920.571
18.11. | 12 | -922.174
18.11. | 13 | -923.216
18.11. | 14 | -1032.561
18.11. | 15 | -1253.44
18.11. | 16 | -1325.446
18.11. | 17 | -1347.189
18.11. | 18 | -1455.296
18.11. | 19 | -1544.516
18.11. | 20 | -1578.151
18.11. | 21 | -1593.571
18.11. | 22 | -1561.076
18.11. | 23 | -1482.794
18.11. | 24 | -887.068
19.11. | 1 | -423.756
19.11. | 2 | -379.322
19.11. | 3 | -354.121
19.11. | 4 | -342.588
19.11. | 5 | -339.838
19.11. | 6 | -355.687
19.11. | 7 | -694.947
19.11. | 8 | -1079.922
19.11. | 9 | -1300.096
19.11. | 10 | -1212.726
19.11. | 11 | -980.672
19.11. | 12 | -971.226
19.11. | 13 | -1022.344
19.11. | 14 | -1072.149
19.11. | 15 | -1145.821
19.11. | 16 | -1310.73
19.11. | 17 | -1460.163
19.11. | 18 | -1570.809
19.11. | 19 | -1629.921
19.11. | 20 | -1653.948
19.11. | 21 | -1657.201
19.11. | 22 | -1323.411
19.11. | 23 | -1089.317
19.11. | 24 | -512.532
20.11. | 1 | -588.171
20.11. | 2 | -400.666
20.11. | 3 | -374.506
20.11. | 4 | -362.199
20.11. | 5 | -357.781
20.11. | 6 | -373.178
20.11. | 7 | -691.07
20.11. | 8 | -1120.367
20.11. | 9 | -1379.802
20.11. | 10 | -1518.501
20.11. | 11 | -1527.18
20.11. | 12 | -1503.857
20.11. | 13 | -1505.915
20.11. | 14 | -1510.295
20.11. | 15 | -1496.684
20.11. | 16 | -1467.37
20.11. | 17 | -1510.72
20.11. | 18 | -1610.968
20.11. | 19 | -1663.896
20.11. | 20 | -1668.932
20.11. | 21 | -1669.508
20.11. | 22 | -1162.119
20.11. | 23 | -665.199
20.11. | 24 | -551.706
21.11. | 1 | -298.997
21.11. | 2 | -276.958
21.11. | 3 | -375.118
21.11. | 4 | -361.918
21.11. | 5 | -358.378
21.11. | 6 | -321.25
21.11. | 7 | -448.767
21.11. | 8 | -572.642
21.11. | 9 | -662.936
21.11. | 10 | -538.366
21.11. | 11 | -693.393
21.11. | 12 | -1136.854
21.11. | 13 | -927.573
21.11. | 14 | -960.34
21.11. | 15 | -960.8
21.11. | 16 | -932.886
21.11. | 17 | -1312.582
21.11. | 18 | -1539.347
21.11. | 19 | -1663.76
21.11. | 20 | -1669.209
21.11. | 21 | -1309.684
21.11. | 22 | -845.817
21.11. | 23 | -655.681
21.11. | 24 | -546.596
22.11. | 1 | -453.655
22.11. | 2 | -400.041
22.11. | 3 | -372.575
22.11. | 4 | -359.106
22.11. | 5 | -356.586
22.11. | 6 | -372.445
22.11. | 7 | -446.903
22.11. | 8 | -678.11
22.11. | 9 | -885.636
22.11. | 10 | -719.625
22.11. | 11 | -719.196
22.11. | 12 | -809.926
22.11. | 13 | -540.966
22.11. | 14 | -595.739
22.11. | 15 | -622.486
22.11. | 16 | -1037.282
22.11. | 17 | -1284.472
22.11. | 18 | -1482.559
22.11. | 19 | -1668.191
22.11. | 20 | -1669.267
22.11. | 21 | -1647.21
22.11. | 22 | -1566.385
22.11. | 23 | -1138.824
22.11. | 24 | -653.816
23.11. | 1 | -454.852
23.11. | 2 | -401.583
23.11. | 3 | -372.549
23.11. | 4 | -358.722
23.11. | 5 | -356.132
23.11. | 6 | -369.217
23.11. | 7 | -442.358
23.11. | 8 | -566.047
23.11. | 9 | -736.107
23.11. | 10 | -730.362
23.11. | 11 | -1359.29
23.11. | 12 | -1210.148
23.11. | 13 | -1094.353
23.11. | 14 | -1105.469
23.11. | 15 | -1147.807
23.11. | 16 | -734.114
23.11. | 17 | -968.439
23.11. | 18 | -1495.91
23.11. | 19 | -1651.815
23.11. | 20 | -1667.835
23.11. | 21 | -1577.744
23.11. | 22 | -1292.516
23.11. | 23 | -1537.46
23.11. | 24 | -1451.535
24.11. | 1 | -1372.299
24.11. | 2 | -1213.812
24.11. | 3 | -1282.122
24.11. | 4 | -1264.099
24.11. | 5 | -1247.717
24.11. | 6 | -634.618
24.11. | 7 | -600.165
24.11. | 8 | -633.716
24.11. | 9 | -1006.062
24.11. | 10 | -1013.045
24.11. | 11 | -1023.817
24.11. | 12 | -962.765
24.11. | 13 | -920.179
24.11. | 14 | -920.719
24.11. | 15 | -755.797
24.11. | 16 | -750.19
24.11. | 17 | -1380.395
24.11. | 18 | -1538.076
24.11. | 19 | -1606.051
24.11. | 20 | -1625.772
24.11. | 21 | -1629.796
24.11. | 22 | -1595.087
24.11. | 23 | -1516.771
24.11. | 24 | -1285.141
25.11. | 1 | -1081.762
25.11. | 2 | -1026.54
25.11. | 3 | -924.058
25.11. | 4 | -905.209
25.11. | 5 | -896.72
25.11. | 6 | -1033.984
25.11. | 7 | -809.922
25.11. | 8 | -1076.398
25.11. | 9 | -1264.988
25.11. | 10 | -1227.432
25.11. | 11 | -940.559
25.11. | 12 | -922.438
25.11. | 13 | -923.524
25.11. | 14 | -924.912
25.11. | 15 | -925.741
25.11. | 16 | -1167.107
25.11. | 17 | -1254.925
25.11. | 18 | -1488.093
25.11. | 19 | -1573.123
25.11. | 20 | -1608.379
25.11. | 21 | -1625.31
25.11. | 22 | -1505.85
25.11. | 23 | -1086.268
25.11. | 24 | -517.733
26.11. | 1 | -439.116
26.11. | 2 | -390.103
26.11. | 3 | -365.435
26.11. | 4 | -351.659
26.11. | 5 | -349.294
26.11. | 6 | -366.49
26.11. | 7 | -442.617
26.11. | 8 | -745.265
26.11. | 9 | -1107.998
26.11. | 10 | -887.539
26.11. | 11 | -925.656
26.11. | 12 | -926.357
26.11. | 13 | -927.514
26.11. | 14 | -928.21
26.11. | 15 | -928.019
26.11. | 16 | -1063.677
26.11. | 17 | -1422.284
26.11. | 18 | -1601.413
26.11. | 19 | -1665.054
26.11. | 20 | -1668.913
26.11. | 21 | -1669.404
26.11. | 22 | -1373.038
26.11. | 23 | -766.508
26.11. | 24 | -546.848
27.11. | 1 | -477.479
27.11. | 2 | -419.12
27.11. | 3 | -220.137
27.11. | 4 | -121.449
27.11. | 5 | -86.546
27.11. | 6 | -175.283
27.11. | 7 | -306.531
27.11. | 8 | -603.884
27.11. | 9 | -644.484
27.11. | 10 | -663.495
27.11. | 11 | -277.647
27.11. | 12 | -229.309
27.11. | 13 | -442.174
27.11. | 14 | -568.805
27.11. | 15 | -675.185
27.11. | 16 | -893.848
27.11. | 17 | -1136.678
27.11. | 18 | -1350.326
27.11. | 19 | -768.333
27.11. | 20 | -1377.007
27.11. | 21 | -1175.026
27.11. | 22 | -837.608
27.11. | 23 | -698.175
27.11. | 24 | -431.207
28.11. | 1 | -328.873
28.11. | 2 | -153.793
28.11. | 3 | -79.673
28.11. | 4 | -46.391
28.11. | 5 | -2.541
28.11. | 6 | -164.622
28.11. | 7 | -369.008
28.11. | 8 | -551.105
28.11. | 9 | -572.759
28.11. | 10 | -211.167
28.11. | 11 | -242.236
28.11. | 12 | -296.896
28.11. | 13 | -311.49
28.11. | 14 | -244.946
28.11. | 15 | -285.329
28.11. | 16 | -422.971
28.11. | 17 | -929.843
28.11. | 18 | -1618.662
28.11. | 19 | -1668.671
28.11. | 20 | -1282.73
28.11. | 21 | -932.248
28.11. | 22 | -770.193
28.11. | 23 | -701.807
28.11. | 24 | -581.929
29.11. | 1 | -283.074
29.11. | 2 | -149.073
29.11. | 3 | -118.089
29.11. | 4 | -62.395
29.11. | 5 | -99.66
29.11. | 6 | -262.814
29.11. | 7 | -467.574
29.11. | 8 | -607.205
29.11. | 9 | -580.131
29.11. | 10 | -219.008
29.11. | 11 | -256.253
29.11. | 12 | -338.055
29.11. | 13 | -190.511
29.11. | 14 | -258.871
29.11. | 15 | -528.826
29.11. | 16 | -805.99
29.11. | 17 | -1312.202
29.11. | 18 | -1571.684
29.11. | 19 | -1669.003
29.11. | 20 | -1404.626
29.11. | 21 | -1121.486
29.11. | 22 | -891.875
29.11. | 23 | -714.398
29.11. | 24 | -593.579
30.11. | 1 | -432.395
30.11. | 2 | -371.311
30.11. | 3 | -339.123
30.11. | 4 | -167.576
30.11. | 5 | -164.087
30.11. | 6 | -180.876
30.11. | 7 | -226.995
30.11. | 8 | -551.455
30.11. | 9 | -586.799
30.11. | 10 | -272.977
30.11. | 11 | -26.091
30.11. | 12 | -26.989
30.11. | 13 | -27.833
30.11. | 14 | -28.342
30.11. | 15 | -27.978
30.11. | 16 | -196.837
30.11. | 17 | -906.139
30.11. | 18 | -1573.785
30.11. | 19 | -1667.42
30.11. | 20 | -1470.122
30.11. | 21 | -1443.309
30.11. | 22 | -903.178
30.11. | 23 | -712.875
30.11. | 24 | -268.085
01.12. | 1 | -170.668
01.12. | 2 | -107.963
01.12. | 3 | -70.732
01.12. | 4 | -48.979
01.12. | 5 | -42.362
01.12. | 6 | -28.077
01.12. | 7 | -62.557
01.12. | 8 | -116.4
01.12. | 9 | -291.988
01.12. | 10 | -115.192
01.12. | 11 | -193.096
01.12. | 12 | -467.96
01.12. | 13 | -500.04
01.12. | 14 | -161.537
01.12. | 15 | -27.379
01.12. | 16 | -245.005
01.12. | 17 | -458.786
01.12. | 18 | -1244.824
01.12. | 19 | -1666.906
01.12. | 20 | -1645.221
01.12. | 21 | -1618.627
01.12. | 22 | -1170.434
01.12. | 23 | -686.829
01.12. | 24 | -604.564
02.12. | 1 | -510.705
02.12. | 2 | -452.588
02.12. | 3 | -415.101
02.12. | 4 | -379.456
02.12. | 5 | -329.485
02.12. | 6 | -383.815
02.12. | 7 | -402.83
02.12. | 8 | -700.087
02.12. | 9 | -960.555
02.12. | 10 | -719.096
02.12. | 11 | -641.623
02.12. | 12 | -683.962
02.12. | 13 | -590.856
02.12. | 14 | -335.958
02.12. | 15 | -235.092
02.12. | 16 | -323.107
02.12. | 17 | -485.247
02.12. | 18 | -1164.911
02.12. | 19 | -1604.934
02.12. | 20 | -1483.433
02.12. | 21 | -1366.264
02.12. | 22 | -1067.97
02.12. | 23 | -782.207
02.12. | 24 | -547.356
03.12. | 1 | -353.954
03.12. | 2 | -194.831
03.12. | 3 | -166.206
03.12. | 4 | -152.497
03.12. | 5 | -148.644
03.12. | 6 | -165.04
03.12. | 7 | -241.724
03.12. | 8 | -378.106
03.12. | 9 | -480.942
03.12. | 10 | -256.598
03.12. | 11 | -25.862
03.12. | 12 | -26.612
03.12. | 13 | -27.725
03.12. | 14 | -28.719
03.12. | 15 | -28.727
03.12. | 16 | -213.155
03.12. | 17 | -539.872
03.12. | 18 | -746.393
03.12. | 19 | -1443.557
03.12. | 20 | -1323.161
03.12. | 21 | -1053.657
03.12. | 22 | -770.246
03.12. | 23 | -638.755
03.12. | 24 | -572.005
04.12. | 1 | -450.393
04.12. | 2 | -401.742
04.12. | 3 | -369.169
04.12. | 4 | -357.559
04.12. | 5 | -202.735
04.12. | 6 | -368.588
04.12. | 7 | -443.821
04.12. | 8 | -581.11
04.12. | 9 | -698.347
04.12. | 10 | -755.25
04.12. | 11 | -607.883
04.12. | 12 | -662.504
04.12. | 13 | -690.732
04.12. | 14 | -650.979
04.12. | 15 | -556.331
04.12. | 16 | -571.262
04.12. | 17 | -849.664
04.12. | 18 | -1572.814
04.12. | 19 | -1670.376
04.12. | 20 | -1671.45
04.12. | 21 | -1672.104
04.12. | 22 | -1393.131
04.12. | 23 | -780.119
04.12. | 24 | -304.372
05.12. | 1 | -203.379
05.12. | 2 | -134.692
05.12. | 3 | -99.316
05.12. | 4 | -84.782
05.12. | 5 | -80.623
05.12. | 6 | -70.632
05.12. | 7 | -498.576
05.12. | 8 | -759.023
05.12. | 9 | -1264.389
05.12. | 10 | -1189.38
05.12. | 11 | -927.439
05.12. | 12 | -928.255
05.12. | 13 | -929.012
05.12. | 14 | -691.572
05.12. | 15 | -502.513
05.12. | 16 | -762.991
05.12. | 17 | -1177.218
05.12. | 18 | -1666.158
05.12. | 19 | -1669.906
05.12. | 20 | -1670.917
05.12. | 21 | -1671.158
05.12. | 22 | -1203.232
05.12. | 23 | -768.625
05.12. | 24 | -670.42
06.12. | 1 | -475.534
06.12. | 2 | -347.534
06.12. | 3 | -229.258
06.12. | 4 | -139.089
06.12. | 5 | -113.525
06.12. | 6 | -273.921
06.12. | 7 | -433.7
06.12. | 8 | -562.335
06.12. | 9 | -991.098
06.12. | 10 | -849.641
06.12. | 11 | -572.132
06.12. | 12 | -567.85
06.12. | 13 | -635.744
06.12. | 14 | -366.352
06.12. | 15 | -163.666
06.12. | 16 | -76.496
06.12. | 17 | -505.581
06.12. | 18 | -1234.707
06.12. | 19 | -1629.851
06.12. | 20 | -1668.066
06.12. | 21 | -1669.813
06.12. | 22 | -1238.556
06.12. | 23 | -814.444
06.12. | 24 | -584.898
07.12. | 1 | -506.872
07.12. | 2 | -442.857
07.12. | 3 | -402.923
07.12. | 4 | -382.775
07.12. | 5 | -372.711
07.12. | 6 | -374.432
07.12. | 7 | -400.361
07.12. | 8 | -438.524
07.12. | 9 | -792.343
07.12. | 10 | -736.993
07.12. | 11 | -601.443
07.12. | 12 | -603.11
07.12. | 13 | -725.908
07.12. | 14 | -632.808
07.12. | 15 | -430.904
07.12. | 16 | -419.95
07.12. | 17 | -765.644
07.12. | 18 | -1387.263
07.12. | 19 | -1622
07.12. | 20 | -1295.459
07.12. | 21 | -1034.733
07.12. | 22 | -749.018
07.12. | 23 | -668.347
07.12. | 24 | -572.737
08.12. | 1 | -524.981
08.12. | 2 | -459.325
08.12. | 3 | -420.717
08.12. | 4 | -399.754
08.12. | 5 | -390.93
08.12. | 6 | -467.316
08.12. | 7 | -749.982
08.12. | 8 | -1103.214
08.12. | 9 | -1330.309
08.12. | 10 | -1185.507
08.12. | 11 | -923.452
08.12. | 12 | -924.837
08.12. | 13 | -925.746
08.12. | 14 | -823.446
08.12. | 15 | -744.762
08.12. | 16 | -445.641
08.12. | 17 | -555.449
08.12. | 18 | -912.163
08.12. | 19 | -1307.49
08.12. | 20 | -970.921
08.12. | 21 | -768.112
08.12. | 22 | -764.707
08.12. | 23 | -704.254
08.12. | 24 | -616.253
09.12. | 1 | -507.728
09.12. | 2 | -441.181
09.12. | 3 | -401.533
09.12. | 4 | -379.913
09.12. | 5 | -371.933
09.12. | 6 | -375.788
09.12. | 7 | -482.65
09.12. | 8 | -616.041
09.12. | 9 | -1130.676
09.12. | 10 | -1354.087
09.12. | 11 | -1311.601
09.12. | 12 | -1201.452
09.12. | 13 | -1150.524
09.12. | 14 | -1065.636
09.12. | 15 | -979.596
09.12. | 16 | -1110.71
09.12. | 17 | -1312.474
09.12. | 18 | -1542.213
09.12. | 19 | -1621.847
09.12. | 20 | -1655.735
09.12. | 21 | -1664.548
09.12. | 22 | -1648.936
09.12. | 23 | -1477.343
09.12. | 24 | -1381.107
10.12. | 1 | -1101.357
10.12. | 2 | -1170.728
10.12. | 3 | -887.803
10.12. | 4 | -799.333
10.12. | 5 | -842.77
10.12. | 6 | -806.676
10.12. | 7 | -875.997
10.12. | 8 | -1063.074
10.12. | 9 | -1016.88
10.12. | 10 | -1055.142
10.12. | 11 | -904.923
10.12. | 12 | -922.61
10.12. | 13 | -923.908
10.12. | 14 | -925.308
10.12. | 15 | -925.904
10.12. | 16 | -877.153
10.12. | 17 | -983.055
10.12. | 18 | -1453.499
10.12. | 19 | -1621.681
10.12. | 20 | -1655.721
10.12. | 21 | -1665.733
10.12. | 22 | -1649.688
10.12. | 23 | -1315.492
10.12. | 24 | -1110.711
11.12. | 1 | -975.284
11.12. | 2 | -979.982
11.12. | 3 | -946.783
11.12. | 4 | -932.183
11.12. | 5 | -928.657
11.12. | 6 | -664.574
11.12. | 7 | -624.512
11.12. | 8 | -941.389
11.12. | 9 | -1320.37
11.12. | 10 | -1276.491
11.12. | 11 | -1070.505
11.12. | 12 | -961.342
11.12. | 13 | -962.856
11.12. | 14 | -1103.735
11.12. | 15 | -1208.864
11.12. | 16 | -1411.674
11.12. | 17 | -1548.335
11.12. | 18 | -1665.272
11.12. | 19 | -1669.116
11.12. | 20 | -1670.152
11.12. | 21 | -1670.741
11.12. | 22 | -1670.821
11.12. | 23 | -1317.531
11.12. | 24 | -508.653
12.12. | 1 | -361.392
12.12. | 2 | -121.961
12.12. | 3 | -86.658
12.12. | 4 | -82.24
12.12. | 5 | -364.439
12.12. | 6 | -332.579
12.12. | 7 | -251.207
12.12. | 8 | -607.841
12.12. | 9 | -631.287
12.12. | 10 | -714.608
12.12. | 11 | -485.68
12.12. | 12 | -580.994
12.12. | 13 | -703.291
12.12. | 14 | -785.165
12.12. | 15 | -872.028
12.12. | 16 | -1185.825
12.12. | 17 | -1366.507
12.12. | 18 | -1651.651
12.12. | 19 | -1669.607
12.12. | 20 | -1670.669
12.12. | 21 | -1671.178
12.12. | 22 | -1486.398
12.12. | 23 | -945.768
12.12. | 24 | -593.846
13.12. | 1 | -516.537
13.12. | 2 | -447.632
13.12. | 3 | -411.555
13.12. | 4 | -394.864
13.12. | 5 | -390.157
13.12. | 6 | -406.991
13.12. | 7 | -488.133
13.12. | 8 | -641.28
13.12. | 9 | -827.346
13.12. | 10 | -886.223
13.12. | 11 | -761.505
13.12. | 12 | -810.456
13.12. | 13 | -892.425
13.12. | 14 | -929.26
13.12. | 15 | -929.239
13.12. | 16 | -973.571
13.12. | 17 | -1155.147
13.12. | 18 | -1666.183
13.12. | 19 | -1669.835
13.12. | 20 | -1670.875
13.12. | 21 | -1405.862
13.12. | 22 | -771.364
13.12. | 23 | -753.942
13.12. | 24 | -494.095
14.12. | 1 | -326.097
14.12. | 2 | -103.072
14.12. | 3 | -72.493
14.12. | 4 | -51.082
14.12. | 5 | -46.884
14.12. | 6 | -91.231
14.12. | 7 | -484.533
14.12. | 8 | -633.983
14.12. | 9 | -706.403
14.12. | 10 | -676.08
14.12. | 11 | -794.088
14.12. | 12 | -907.922
14.12. | 13 | -912.207
14.12. | 14 | -958.104
14.12. | 15 | -953.279
14.12. | 16 | -976.646
14.12. | 17 | -954.852
14.12. | 18 | -1234.053
14.12. | 19 | -1668.483
14.12. | 20 | -1376.931
14.12. | 21 | -1309.462
14.12. | 22 | -931.325
14.12. | 23 | -857.899
14.12. | 24 | -488.108
15.12. | 1 | -264.528
15.12. | 2 | -114.458
15.12. | 3 | -72.905
15.12. | 4 | -50.461
15.12. | 5 | -42.499
15.12. | 6 | -80.778
15.12. | 7 | -431.423
15.12. | 8 | -488.153
15.12. | 9 | -615.788
15.12. | 10 | -789.498
15.12. | 11 | -887.655
15.12. | 12 | -1143.381
15.12. | 13 | -795.743
15.12. | 14 | -304.316
15.12. | 15 | -122.137
15.12. | 16 | -508.019
15.12. | 17 | -734.875
15.12. | 18 | -1372.173
15.12. | 19 | -1667.163
15.12. | 20 | -1510.579
15.12. | 21 | -1011.396
15.12. | 22 | -768.566
15.12. | 23 | -699.515
15.12. | 24 | -363.356
16.12. | 1 | -184.204
16.12. | 2 | -117.377
16.12. | 3 | -73.577
16.12. | 4 | -49.557
16.12. | 5 | -38.617
16.12. | 6 | -40.425
16.12. | 7 | -90.686
16.12. | 8 | -274.395
16.12. | 9 | -431.28
16.12. | 10 | -232.409
16.12. | 11 | -20.918
16.12. | 12 | -22.883
16.12. | 13 | -24.303
16.12. | 14 | -25.843
16.12. | 15 | -26.597
16.12. | 16 | -13.872
16.12. | 17 | -452.8
16.12. | 18 | -793.561
16.12. | 19 | -1079.919
16.12. | 20 | -898.434
16.12. | 21 | -611.461
16.12. | 22 | -507.003
16.12. | 23 | -427.751
16.12. | 24 | -322.507
17.12. | 1 | -241.532
17.12. | 2 | -178.813
17.12. | 3 | -145.865
17.12. | 4 | -129.955
17.12. | 5 | -128.436
17.12. | 6 | -132.707
17.12. | 7 | -228.02
17.12. | 8 | -382.449
17.12. | 9 | -422.447
17.12. | 10 | -167.559
17.12. | 11 | 188.439
17.12. | 12 | -27.181
17.12. | 13 | 10.361
17.12. | 14 | -29.122
17.12. | 15 | 317.354
17.12. | 16 | 55.575
17.12. | 17 | -353.043
17.12. | 18 | -873.272
17.12. | 19 | -1039.116
17.12. | 20 | -972.652
17.12. | 21 | -532.391
17.12. | 22 | -532.471
17.12. | 23 | -419.616
17.12. | 24 | -263.524
18.12. | 1 | -135.162
18.12. | 2 | -69.768
18.12. | 3 | -35.588
18.12. | 4 | -20.947
18.12. | 5 | -16.294
18.12. | 6 | -57.245
18.12. | 7 | -154.766
18.12. | 8 | -364.941
18.12. | 9 | -565.042
18.12. | 10 | -335.229
18.12. | 11 | -26.509
18.12. | 12 | 77.613
18.12. | 13 | 76.746
18.12. | 14 | 75.602
18.12. | 15 | 75.582
18.12. | 16 | -138.352
18.12. | 17 | -476.137
18.12. | 18 | -918.217
18.12. | 19 | -973.423
18.12. | 20 | -770.319
18.12. | 21 | -770.647
18.12. | 22 | -532.39
18.12. | 23 | -392.366
18.12. | 24 | -248.501
19.12. | 1 | -140.386
19.12. | 2 | -73.583
19.12. | 3 | -39.203
19.12. | 4 | -22.699
19.12. | 5 | -18.915
19.12. | 6 | -57.303
19.12. | 7 | -168.499
19.12. | 8 | -443.791
19.12. | 9 | -599.744
19.12. | 10 | -409.511
19.12. | 11 | -269.103
19.12. | 12 | -27.986
19.12. | 13 | -28.839
19.12. | 14 | -29.682
19.12. | 15 | -29.591
19.12. | 16 | -395.455
19.12. | 17 | -617.823
19.12. | 18 | -921.586
19.12. | 19 | -1174.649
19.12. | 20 | -912.366
19.12. | 21 | -770.848
19.12. | 22 | -770.805
19.12. | 23 | -599.247
19.12. | 24 | -245.115
20.12. | 1 | -140.325
20.12. | 2 | -73.145
20.12. | 3 | -83.568
20.12. | 4 | -388.038
20.12. | 5 | -15.705
20.12. | 6 | -53.338
20.12. | 7 | -132.287
20.12. | 8 | -626.14
20.12. | 9 | -700.81
20.12. | 10 | -550.051
20.12. | 11 | -240.302
20.12. | 12 | -137.723
20.12. | 13 | -28.186
20.12. | 14 | -28.954
20.12. | 15 | -28.773
20.12. | 16 | -241.606
20.12. | 17 | -603.935
20.12. | 18 | -764.512
20.12. | 19 | -1173.942
20.12. | 20 | -1039.971
20.12. | 21 | -770.23
20.12. | 22 | -770.214
20.12. | 23 | -727.765
20.12. | 24 | -351.528
21.12. | 1 | -531.587
21.12. | 2 | -461.762
21.12. | 3 | -422.639
21.12. | 4 | -403.946
21.12. | 5 | -397.568
21.12. | 6 | -413.34
21.12. | 7 | -490.927
21.12. | 8 | -640.474
21.12. | 9 | -711.85
21.12. | 10 | -930.876
21.12. | 11 | -792.113
21.12. | 12 | -759.692
21.12. | 13 | -638.165
21.12. | 14 | -283.127
21.12. | 15 | -367.094
21.12. | 16 | -554.176
21.12. | 17 | -664.358
21.12. | 18 | -762.067
21.12. | 19 | -1173.331
21.12. | 20 | -1039.409
21.12. | 21 | -769.546
21.12. | 22 | -769.294
21.12. | 23 | -741.135
21.12. | 24 | -641.488
22.12. | 1 | -523.938
22.12. | 2 | -459.717
22.12. | 3 | -418.015
22.12. | 4 | -395.958
22.12. | 5 | -387.47
22.12. | 6 | -394.262
22.12. | 7 | -430.137
22.12. | 8 | -934.562
22.12. | 9 | -1319.751
22.12. | 10 | -1126.023
22.12. | 11 | -923.991
22.12. | 12 | -925.483
22.12. | 13 | -796.129
22.12. | 14 | -743.394
22.12. | 15 | -662.623
22.12. | 16 | -728.173
22.12. | 17 | -1119.467
22.12. | 18 | -1582.508
22.12. | 19 | -1658.572
22.12. | 20 | -1666.295
22.12. | 21 | -1669.219
22.12. | 22 | -1470.324
22.12. | 23 | -1028.136
22.12. | 24 | -604.465
23.12. | 1 | -523.967
23.12. | 2 | -458.614
23.12. | 3 | -417.034
23.12. | 4 | -395.172
23.12. | 5 | -383.091
23.12. | 6 | -385.82
23.12. | 7 | -405.233
23.12. | 8 | -441.15
23.12. | 9 | -448.287
23.12. | 10 | -267.555
23.12. | 11 | -156.762
23.12. | 12 | -347.532
23.12. | 13 | -402.953
23.12. | 14 | -309.871
23.12. | 15 | -26.954
23.12. | 16 | -25.056
23.12. | 17 | -452.943
23.12. | 18 | -1012.15
23.12. | 19 | -1630.262
23.12. | 20 | -1510.82
23.12. | 21 | -1282.143
23.12. | 22 | -939.096
23.12. | 23 | -691.027
23.12. | 24 | -586.913
24.12. | 1 | -205.398
24.12. | 2 | -145.159
24.12. | 3 | -110.05
24.12. | 4 | -92.458
24.12. | 5 | -86.842
24.12. | 6 | -96.652
24.12. | 7 | -248.444
24.12. | 8 | -484.503
24.12. | 9 | -508.08
24.12. | 10 | -361.496
24.12. | 11 | -26.507
24.12. | 12 | -27.445
24.12. | 13 | -28.038
24.12. | 14 | -29.017
24.12. | 15 | -29.146
24.12. | 16 | -136.039
24.12. | 17 | -458.359
24.12. | 18 | -792.017
24.12. | 19 | -1404.215
24.12. | 20 | -1223.59
24.12. | 21 | -868.419
24.12. | 22 | -733.886
24.12. | 23 | -655.204
24.12. | 24 | -256.382
25.12. | 1 | -174.814
25.12. | 2 | -103.399
25.12. | 3 | -62.075
25.12. | 4 | -41.376
25.12. | 5 | -33.6
25.12. | 6 | -94.654
25.12. | 7 | -458.111
25.12. | 8 | -742.341
25.12. | 9 | -1133.882
25.12. | 10 | -945.888
25.12. | 11 | -898.199
25.12. | 12 | -926.956
25.12. | 13 | -928.02
25.12. | 14 | -811.434
25.12. | 15 | -675.433
25.12. | 16 | -757.784
25.12. | 17 | -885.36
25.12. | 18 | -1546.686
25.12. | 19 | -1667.003
25.12. | 20 | -1578.422
25.12. | 21 | -1240.774
25.12. | 22 | -801.996
25.12. | 23 | -643.892
25.12. | 24 | -385.349
26.12. | 1 | -181.765
26.12. | 2 | -132.948
26.12. | 3 | -85.081
26.12. | 4 | -49.789
26.12. | 5 | -32.677
26.12. | 6 | -81.971
26.12. | 7 | -410.272
26.12. | 8 | -432.534
26.12. | 9 | -653.53
26.12. | 10 | -400.306
26.12. | 11 | -262.432
26.12. | 12 | -480.605
26.12. | 13 | -428.261
26.12. | 14 | -294.62
26.12. | 15 | -187.023
26.12. | 16 | -22.371
26.12. | 17 | -389.399
26.12. | 18 | -876.651
26.12. | 19 | -1368.059
26.12. | 20 | -1264.369
26.12. | 21 | -1217.737
26.12. | 22 | -738.455
26.12. | 23 | -683.753
26.12. | 24 | -237.691
27.12. | 1 | -144.557
27.12. | 2 | -76.857
27.12. | 3 | -38.659
27.12. | 4 | -19.187
27.12. | 5 | -13.863
27.12. | 6 | -57.669
27.12. | 7 | -153.132
27.12. | 8 | -737.519
27.12. | 9 | -989.009
27.12. | 10 | -940.131
27.12. | 11 | -885.578
27.12. | 12 | -925.711
27.12. | 13 | -926.698
27.12. | 14 | -891.997
27.12. | 15 | -758.757
27.12. | 16 | -839.837
27.12. | 17 | -1058.04
27.12. | 18 | -1638.02
27.12. | 19 | -1667.666
27.12. | 20 | -1668.683
27.12. | 21 | -1668.871
27.12. | 22 | -1552.03
27.12. | 23 | -1163.89
27.12. | 24 | -269.71
28.12. | 1 | -148.969
28.12. | 2 | -78.652
28.12. | 3 | -37.536
28.12. | 4 | -18.205
28.12. | 5 | -10.263
28.12. | 6 | -43.508
28.12. | 7 | -142.396
28.12. | 8 | -625.865
28.12. | 9 | -882.279
28.12. | 10 | -850.671
28.12. | 11 | -734.249
28.12. | 12 | -742.341
28.12. | 13 | -742.922
28.12. | 14 | -808.927
28.12. | 15 | -966.705
28.12. | 16 | -1121.747
28.12. | 17 | -1314.217
28.12. | 18 | -1496.009
28.12. | 19 | -1667.221
28.12. | 20 | -1645.819
28.12. | 21 | -1308.485
28.12. | 22 | -950.64
28.12. | 23 | -699.237
28.12. | 24 | -267.187
29.12. | 1 | -239.729
29.12. | 2 | -160.232
29.12. | 3 | -113.436
29.12. | 4 | -88.676
29.12. | 5 | -78.355
29.12. | 6 | -104.425
29.12. | 7 | -183.539
29.12. | 8 | -397.636
29.12. | 9 | -455.74
29.12. | 10 | -548.804
29.12. | 11 | -842.549
29.12. | 12 | -546.4
29.12. | 13 | -445.321
29.12. | 14 | -478.259
29.12. | 15 | -475.543
29.12. | 16 | -567.731
29.12. | 17 | -662.172
29.12. | 18 | -1100.773
29.12. | 19 | -1666.493
29.12. | 20 | -1645.35
29.12. | 21 | -1416.227
29.12. | 22 | -950.9
29.12. | 23 | -767.245
29.12. | 24 | -612.181
30.12. | 1 | -205.639
30.12. | 2 | -136.505
30.12. | 3 | -94.216
30.12. | 4 | -71.398
30.12. | 5 | -61.461
30.12. | 6 | -86.482
30.12. | 7 | -324.636
30.12. | 8 | -470.469
30.12. | 9 | -484.055
30.12. | 10 | -413.071
30.12. | 11 | -371.228
30.12. | 12 | -233.5
30.12. | 13 | -179.5
30.12. | 14 | -125.5
30.12. | 15 | -4
30.12. | 16 | -31.822
30.12. | 17 | -476.756
30.12. | 18 | -830.589
30.12. | 19 | -1621.5
30.12. | 20 | -1324.5
30.12. | 21 | -1162.5
30.12. | 22 | -811.5
30.12. | 23 | -824.136
30.12. | 24 | -888.535
31.12. | 1 | -1073.361
31.12. | 2 | -1005.229
31.12. | 3 | -871.834
31.12. | 4 | -811.908
31.12. | 5 | -806.82
31.12. | 6 | -716.391
31.12. | 7 | -970.924
31.12. | 8 | -934.978
31.12. | 9 | -1157.929
31.12. | 10 | -1101.892
31.12. | 11 | -843.153
31.12. | 12 | -890.154
31.12. | 13 | -843.644
31.12. | 14 | -844.434
31.12. | 15 | -641.779
31.12. | 16 | -571.921
31.12. | 17 | -482.093
31.12. | 18 | -914.989
31.12. | 19 | -1645.275
31.12. | 20 | -1578.945
31.12. | 21 | -1579.099
31.12. | 22 | -1309.169
31.12. | 23 | -922.663
31.12. | 24 | -630.314

## Reserves
ENTSO-E Market Modelling Database: Reserves
Country:
Market Node: | ES00
Year:
Climate year
Scenario
Frequency Containment Reserves (FCR)
Total Market Node Requirement | [MW] | 0
FCR that need to be made available by thermal unit commitment (already net with generating capacities on Thermal sheet, not causing additional commitment on Thermal units apart from what highlighted in the unit-by-unit Thermal sheet) | [MW] | 197
Provided by HYDRO - Reserve that should be procured by further constraining the 'Maximum generation' of either Reservoir either Pumped Storage | [MW] | 0
Reserve available from Demand (reduction of demand possible thanks to specific contract to cope with system imbalances; while DSR would work on the DA & ID,here it should be considered only interruptible contract activated to contain system frequency) | [MW] | 0
FCR that need to be made available by thermal unit commitment additional to the FCR allocations highlighted in the unit-by-unit Thermal sheet (this will be allocated additionally on Thermal units as provided FCR) | [MW] | 0
Frequency Restoration Reserves (FRR) - includind both automatic (aFRR) and manual (mFRR)
Total Market Node Requirement | [MW] | 3290.9
FRR that will be procured by thermal (unit commitment of thermal units able to provide FRR take IN REAL LIFE into account this requirements) | [MW] | 3290.9
Provided by HYDRO - Reserve that should be procured by further constraining the 'Maximum generation' of either Reservoir either Pumped Storage | [MW] | 0
Simplified modelling assumptions (to account reserve requirements on e.g. day ahead market as currently done for MAF)
Additional load (should be <= FCR + FRR needed from thermal) | [MW]
Provided by HYDRO - Reserve that should be procured by further constraining the 'Maximum generation' of Reservoir units | [MW] | 1755.334
Provided by HYDRO - Reserve that should be procured by further constraining the 'Maximum generation' of Pumped Storage Open Loop units | [MW]
Provided by HYDRO - Reserve that should be procured by further constraining the 'Maximum generation' of Pumped Storage Closed Loop units | [MW]

## DSR
ENTSO-E Market Modelling Database: DSR
Country:
Market Node: | ES00
Year:
Climate year
Scenario
| Demand Side Response | Price Band 1 | Price Band 2 | Price Band 3 | Price Band 4 | Price Band 5 | Price Band 6 | Price Band 7 | Price Band 8 | Price Band 9 | Price Band 10 | Price Band 11
| Capacity | 2600
| Units | 11
| Hours | 24
| Price | 700
| Climate year start | 2035
Climate year end
Date | Hour | Available Demand Response (MW) | Available Demand Response (MW) | Available Demand Response (MW) | Available Demand Response (MW) | Available Demand Response (MW) | Available Demand Response (MW) | Available Demand Response (MW) | Available Demand Response (MW) | Available Demand Response (MW) | Available Demand Response (MW) | N.B. use convention first January always Monday (2007 calendar year) --> see guidelines for further details
01.01. | 1 | 2600
01.01. | 2 | 2600
01.01. | 3 | 2600
01.01. | 4 | 2600
01.01. | 5 | 2600
01.01. | 6 | 2600
01.01. | 7 | 2600
01.01. | 8 | 2600
01.01. | 9 | 2600
01.01. | 10 | 2600
01.01. | 11 | 2600
01.01. | 12 | 2600
01.01. | 13 | 2600
01.01. | 14 | 2600
01.01. | 15 | 2600
01.01. | 16 | 2600
01.01. | 17 | 2600
01.01. | 18 | 2600
01.01. | 19 | 2600
01.01. | 20 | 2600
01.01. | 21 | 2600
01.01. | 22 | 2600
01.01. | 23 | 2600
01.01. | 24 | 2600
02.01. | 1 | 2600
02.01. | 2 | 2600
02.01. | 3 | 2600
02.01. | 4 | 2600
02.01. | 5 | 2600
02.01. | 6 | 2600
02.01. | 7 | 2600
02.01. | 8 | 2600
02.01. | 9 | 2600
02.01. | 10 | 2600
02.01. | 11 | 2600
02.01. | 12 | 2600
02.01. | 13 | 2600
02.01. | 14 | 2600
02.01. | 15 | 2600
02.01. | 16 | 2600
02.01. | 17 | 2600
02.01. | 18 | 2600
02.01. | 19 | 2600
02.01. | 20 | 2600
02.01. | 21 | 2600
02.01. | 22 | 2600
02.01. | 23 | 2600
02.01. | 24 | 2600
03.01. | 1 | 2600
03.01. | 2 | 2600
03.01. | 3 | 2600
03.01. | 4 | 2600
03.01. | 5 | 2600
03.01. | 6 | 2600
03.01. | 7 | 2600
03.01. | 8 | 2600
03.01. | 9 | 2600
03.01. | 10 | 2600
03.01. | 11 | 2600
03.01. | 12 | 2600
03.01. | 13 | 2600
03.01. | 14 | 2600
03.01. | 15 | 2600
03.01. | 16 | 2600
03.01. | 17 | 2600
03.01. | 18 | 2600
03.01. | 19 | 2600
03.01. | 20 | 2600
03.01. | 21 | 2600
03.01. | 22 | 2600
03.01. | 23 | 2600
03.01. | 24 | 2600
04.01. | 1 | 2600
04.01. | 2 | 2600
04.01. | 3 | 2600
04.01. | 4 | 2600
04.01. | 5 | 2600
04.01. | 6 | 2600
04.01. | 7 | 2600
04.01. | 8 | 2600
04.01. | 9 | 2600
04.01. | 10 | 2600
04.01. | 11 | 2600
04.01. | 12 | 2600
04.01. | 13 | 2600
04.01. | 14 | 2600
04.01. | 15 | 2600
04.01. | 16 | 2600
04.01. | 17 | 2600
04.01. | 18 | 2600
04.01. | 19 | 2600
04.01. | 20 | 2600
04.01. | 21 | 2600
04.01. | 22 | 2600
04.01. | 23 | 2600
04.01. | 24 | 2600
05.01. | 1 | 2600
05.01. | 2 | 2600
05.01. | 3 | 2600
05.01. | 4 | 2600
05.01. | 5 | 2600
05.01. | 6 | 2600
05.01. | 7 | 2600
05.01. | 8 | 2600
05.01. | 9 | 2600
05.01. | 10 | 2600
05.01. | 11 | 2600
05.01. | 12 | 2600
05.01. | 13 | 2600
05.01. | 14 | 2600
05.01. | 15 | 2600
05.01. | 16 | 2600
05.01. | 17 | 2600
05.01. | 18 | 2600
05.01. | 19 | 2600
05.01. | 20 | 2600
05.01. | 21 | 2600
05.01. | 22 | 2600
05.01. | 23 | 2600
05.01. | 24 | 2600
06.01. | 1 | 2600
06.01. | 2 | 2600
06.01. | 3 | 2600
06.01. | 4 | 2600
06.01. | 5 | 2600
06.01. | 6 | 2600
06.01. | 7 | 2600
06.01. | 8 | 2600
06.01. | 9 | 2600
06.01. | 10 | 2600
06.01. | 11 | 2600
06.01. | 12 | 2600
06.01. | 13 | 2600
06.01. | 14 | 2600
06.01. | 15 | 2600
06.01. | 16 | 2600
06.01. | 17 | 2600
06.01. | 18 | 2600
06.01. | 19 | 2600
06.01. | 20 | 2600
06.01. | 21 | 2600
06.01. | 22 | 2600
06.01. | 23 | 2600
06.01. | 24 | 2600
07.01. | 1 | 2600
07.01. | 2 | 2600
07.01. | 3 | 2600
07.01. | 4 | 2600
07.01. | 5 | 2600
07.01. | 6 | 2600
07.01. | 7 | 2600
07.01. | 8 | 2600
07.01. | 9 | 2600
07.01. | 10 | 2600
07.01. | 11 | 2600
07.01. | 12 | 2600
07.01. | 13 | 2600
07.01. | 14 | 2600
07.01. | 15 | 2600
07.01. | 16 | 2600
07.01. | 17 | 2600
07.01. | 18 | 2600
07.01. | 19 | 2600
07.01. | 20 | 2600
07.01. | 21 | 2600
07.01. | 22 | 2600
07.01. | 23 | 2600
07.01. | 24 | 2600
08.01. | 1 | 2600
08.01. | 2 | 2600
08.01. | 3 | 2600
08.01. | 4 | 2600
08.01. | 5 | 2600
08.01. | 6 | 2600
08.01. | 7 | 2600
08.01. | 8 | 2600
08.01. | 9 | 2600
08.01. | 10 | 2600
08.01. | 11 | 2600
08.01. | 12 | 2600
08.01. | 13 | 2600
08.01. | 14 | 2600
08.01. | 15 | 2600
08.01. | 16 | 2600
08.01. | 17 | 2600
08.01. | 18 | 2600
08.01. | 19 | 2600
08.01. | 20 | 2600
08.01. | 21 | 2600
08.01. | 22 | 2600
08.01. | 23 | 2600
08.01. | 24 | 2600
09.01. | 1 | 2600
09.01. | 2 | 2600
09.01. | 3 | 2600
09.01. | 4 | 2600
09.01. | 5 | 2600
09.01. | 6 | 2600
09.01. | 7 | 2600
09.01. | 8 | 2600
09.01. | 9 | 2600
09.01. | 10 | 2600
09.01. | 11 | 2600
09.01. | 12 | 2600
09.01. | 13 | 2600
09.01. | 14 | 2600
09.01. | 15 | 2600
09.01. | 16 | 2600
09.01. | 17 | 2600
09.01. | 18 | 2600
09.01. | 19 | 2600
09.01. | 20 | 2600
09.01. | 21 | 2600
09.01. | 22 | 2600
09.01. | 23 | 2600
09.01. | 24 | 2600
10.01. | 1 | 2600
10.01. | 2 | 2600
10.01. | 3 | 2600
10.01. | 4 | 2600
10.01. | 5 | 2600
10.01. | 6 | 2600
10.01. | 7 | 2600
10.01. | 8 | 2600
10.01. | 9 | 2600
10.01. | 10 | 2600
10.01. | 11 | 2600
10.01. | 12 | 2600
10.01. | 13 | 2600
10.01. | 14 | 2600
10.01. | 15 | 2600
10.01. | 16 | 2600
10.01. | 17 | 2600
10.01. | 18 | 2600
10.01. | 19 | 2600
10.01. | 20 | 2600
10.01. | 21 | 2600
10.01. | 22 | 2600
10.01. | 23 | 2600
10.01. | 24 | 2600
11.01. | 1 | 2600
11.01. | 2 | 2600
11.01. | 3 | 2600
11.01. | 4 | 2600
11.01. | 5 | 2600
11.01. | 6 | 2600
11.01. | 7 | 2600
11.01. | 8 | 2600
11.01. | 9 | 2600
11.01. | 10 | 2600
11.01. | 11 | 2600
11.01. | 12 | 2600
11.01. | 13 | 2600
11.01. | 14 | 2600
11.01. | 15 | 2600
11.01. | 16 | 2600
11.01. | 17 | 2600
11.01. | 18 | 2600
11.01. | 19 | 2600
11.01. | 20 | 2600
11.01. | 21 | 2600
11.01. | 22 | 2600
11.01. | 23 | 2600
11.01. | 24 | 2600
12.01. | 1 | 2600
12.01. | 2 | 2600
12.01. | 3 | 2600
12.01. | 4 | 2600
12.01. | 5 | 2600
12.01. | 6 | 2600
12.01. | 7 | 2600
12.01. | 8 | 2600
12.01. | 9 | 2600
12.01. | 10 | 2600
12.01. | 11 | 2600
12.01. | 12 | 2600
12.01. | 13 | 2600
12.01. | 14 | 2600
12.01. | 15 | 2600
12.01. | 16 | 2600
12.01. | 17 | 2600
12.01. | 18 | 2600
12.01. | 19 | 2600
12.01. | 20 | 2600
12.01. | 21 | 2600
12.01. | 22 | 2600
12.01. | 23 | 2600
12.01. | 24 | 2600
13.01. | 1 | 2600
13.01. | 2 | 2600
13.01. | 3 | 2600
13.01. | 4 | 2600
13.01. | 5 | 2600
13.01. | 6 | 2600
13.01. | 7 | 2600
13.01. | 8 | 2600
13.01. | 9 | 2600
13.01. | 10 | 2600
13.01. | 11 | 2600
13.01. | 12 | 2600
13.01. | 13 | 2600
13.01. | 14 | 2600
13.01. | 15 | 2600
13.01. | 16 | 2600
13.01. | 17 | 2600
13.01. | 18 | 2600
13.01. | 19 | 2600
13.01. | 20 | 2600
13.01. | 21 | 2600
13.01. | 22 | 2600
13.01. | 23 | 2600
13.01. | 24 | 2600
14.01. | 1 | 2600
14.01. | 2 | 2600
14.01. | 3 | 2600
14.01. | 4 | 2600
14.01. | 5 | 2600
14.01. | 6 | 2600
14.01. | 7 | 2600
14.01. | 8 | 2600
14.01. | 9 | 2600
14.01. | 10 | 2600
14.01. | 11 | 2600
14.01. | 12 | 2600
14.01. | 13 | 2600
14.01. | 14 | 2600
14.01. | 15 | 2600
14.01. | 16 | 2600
14.01. | 17 | 2600
14.01. | 18 | 2600
14.01. | 19 | 2600
14.01. | 20 | 2600
14.01. | 21 | 2600
14.01. | 22 | 2600
14.01. | 23 | 2600
14.01. | 24 | 2600
15.01. | 1 | 2600
15.01. | 2 | 2600
15.01. | 3 | 2600
15.01. | 4 | 2600
15.01. | 5 | 2600
15.01. | 6 | 2600
15.01. | 7 | 2600
15.01. | 8 | 2600
15.01. | 9 | 2600
15.01. | 10 | 2600
15.01. | 11 | 2600
15.01. | 12 | 2600
15.01. | 13 | 2600
15.01. | 14 | 2600
15.01. | 15 | 2600
15.01. | 16 | 2600
15.01. | 17 | 2600
15.01. | 18 | 2600
15.01. | 19 | 2600
15.01. | 20 | 2600
15.01. | 21 | 2600
15.01. | 22 | 2600
15.01. | 23 | 2600
15.01. | 24 | 2600
16.01. | 1 | 2600
16.01. | 2 | 2600
16.01. | 3 | 2600
16.01. | 4 | 2600
16.01. | 5 | 2600
16.01. | 6 | 2600
16.01. | 7 | 2600
16.01. | 8 | 2600
16.01. | 9 | 2600
16.01. | 10 | 2600
16.01. | 11 | 2600
16.01. | 12 | 2600
16.01. | 13 | 2600
16.01. | 14 | 2600
16.01. | 15 | 2600
16.01. | 16 | 2600
16.01. | 17 | 2600
16.01. | 18 | 2600
16.01. | 19 | 2600
16.01. | 20 | 2600
16.01. | 21 | 2600
16.01. | 22 | 2600
16.01. | 23 | 2600
16.01. | 24 | 2600
17.01. | 1 | 2600
17.01. | 2 | 2600
17.01. | 3 | 2600
17.01. | 4 | 2600
17.01. | 5 | 2600
17.01. | 6 | 2600
17.01. | 7 | 2600
17.01. | 8 | 2600
17.01. | 9 | 2600
17.01. | 10 | 2600
17.01. | 11 | 2600
17.01. | 12 | 2600
17.01. | 13 | 2600
17.01. | 14 | 2600
17.01. | 15 | 2600
17.01. | 16 | 2600
17.01. | 17 | 2600
17.01. | 18 | 2600
17.01. | 19 | 2600
17.01. | 20 | 2600
17.01. | 21 | 2600
17.01. | 22 | 2600
17.01. | 23 | 2600
17.01. | 24 | 2600
18.01. | 1 | 2600
18.01. | 2 | 2600
18.01. | 3 | 2600
18.01. | 4 | 2600
18.01. | 5 | 2600
18.01. | 6 | 2600
18.01. | 7 | 2600
18.01. | 8 | 2600
18.01. | 9 | 2600
18.01. | 10 | 2600
18.01. | 11 | 2600
18.01. | 12 | 2600
18.01. | 13 | 2600
18.01. | 14 | 2600
18.01. | 15 | 2600
18.01. | 16 | 2600
18.01. | 17 | 2600
18.01. | 18 | 2600
18.01. | 19 | 2600
18.01. | 20 | 2600
18.01. | 21 | 2600
18.01. | 22 | 2600
18.01. | 23 | 2600
18.01. | 24 | 2600
19.01. | 1 | 2600
19.01. | 2 | 2600
19.01. | 3 | 2600
19.01. | 4 | 2600
19.01. | 5 | 2600
19.01. | 6 | 2600
19.01. | 7 | 2600
19.01. | 8 | 2600
19.01. | 9 | 2600
19.01. | 10 | 2600
19.01. | 11 | 2600
19.01. | 12 | 2600
19.01. | 13 | 2600
19.01. | 14 | 2600
19.01. | 15 | 2600
19.01. | 16 | 2600
19.01. | 17 | 2600
19.01. | 18 | 2600
19.01. | 19 | 2600
19.01. | 20 | 2600
19.01. | 21 | 2600
19.01. | 22 | 2600
19.01. | 23 | 2600
19.01. | 24 | 2600
20.01. | 1 | 2600
20.01. | 2 | 2600
20.01. | 3 | 2600
20.01. | 4 | 2600
20.01. | 5 | 2600
20.01. | 6 | 2600
20.01. | 7 | 2600
20.01. | 8 | 2600
20.01. | 9 | 2600
20.01. | 10 | 2600
20.01. | 11 | 2600
20.01. | 12 | 2600
20.01. | 13 | 2600
20.01. | 14 | 2600
20.01. | 15 | 2600
20.01. | 16 | 2600
20.01. | 17 | 2600
20.01. | 18 | 2600
20.01. | 19 | 2600
20.01. | 20 | 2600
20.01. | 21 | 2600
20.01. | 22 | 2600
20.01. | 23 | 2600
20.01. | 24 | 2600
21.01. | 1 | 2600
21.01. | 2 | 2600
21.01. | 3 | 2600
21.01. | 4 | 2600
21.01. | 5 | 2600
21.01. | 6 | 2600
21.01. | 7 | 2600
21.01. | 8 | 2600
21.01. | 9 | 2600
21.01. | 10 | 2600
21.01. | 11 | 2600
21.01. | 12 | 2600
21.01. | 13 | 2600
21.01. | 14 | 2600
21.01. | 15 | 2600
21.01. | 16 | 2600
21.01. | 17 | 2600
21.01. | 18 | 2600
21.01. | 19 | 2600
21.01. | 20 | 2600
21.01. | 21 | 2600
21.01. | 22 | 2600
21.01. | 23 | 2600
21.01. | 24 | 2600
22.01. | 1 | 2600
22.01. | 2 | 2600
22.01. | 3 | 2600
22.01. | 4 | 2600
22.01. | 5 | 2600
22.01. | 6 | 2600
22.01. | 7 | 2600
22.01. | 8 | 2600
22.01. | 9 | 2600
22.01. | 10 | 2600
22.01. | 11 | 2600
22.01. | 12 | 2600
22.01. | 13 | 2600
22.01. | 14 | 2600
22.01. | 15 | 2600
22.01. | 16 | 2600
22.01. | 17 | 2600
22.01. | 18 | 2600
22.01. | 19 | 2600
22.01. | 20 | 2600
22.01. | 21 | 2600
22.01. | 22 | 2600
22.01. | 23 | 2600
22.01. | 24 | 2600
23.01. | 1 | 2600
23.01. | 2 | 2600
23.01. | 3 | 2600
23.01. | 4 | 2600
23.01. | 5 | 2600
23.01. | 6 | 2600
23.01. | 7 | 2600
23.01. | 8 | 2600
23.01. | 9 | 2600
23.01. | 10 | 2600
23.01. | 11 | 2600
23.01. | 12 | 2600
23.01. | 13 | 2600
23.01. | 14 | 2600
23.01. | 15 | 2600
23.01. | 16 | 2600
23.01. | 17 | 2600
23.01. | 18 | 2600
23.01. | 19 | 2600
23.01. | 20 | 2600
23.01. | 21 | 2600
23.01. | 22 | 2600
23.01. | 23 | 2600
23.01. | 24 | 2600
24.01. | 1 | 2600
24.01. | 2 | 2600
24.01. | 3 | 2600
24.01. | 4 | 2600
24.01. | 5 | 2600
24.01. | 6 | 2600
24.01. | 7 | 2600
24.01. | 8 | 2600
24.01. | 9 | 2600
24.01. | 10 | 2600
24.01. | 11 | 2600
24.01. | 12 | 2600
24.01. | 13 | 2600
24.01. | 14 | 2600
24.01. | 15 | 2600
24.01. | 16 | 2600
24.01. | 17 | 2600
24.01. | 18 | 2600
24.01. | 19 | 2600
24.01. | 20 | 2600
24.01. | 21 | 2600
24.01. | 22 | 2600
24.01. | 23 | 2600
24.01. | 24 | 2600
25.01. | 1 | 2600
25.01. | 2 | 2600
25.01. | 3 | 2600
25.01. | 4 | 2600
25.01. | 5 | 2600
25.01. | 6 | 2600
25.01. | 7 | 2600
25.01. | 8 | 2600
25.01. | 9 | 2600
25.01. | 10 | 2600
25.01. | 11 | 2600
25.01. | 12 | 2600
25.01. | 13 | 2600
25.01. | 14 | 2600
25.01. | 15 | 2600
25.01. | 16 | 2600
25.01. | 17 | 2600
25.01. | 18 | 2600
25.01. | 19 | 2600
25.01. | 20 | 2600
25.01. | 21 | 2600
25.01. | 22 | 2600
25.01. | 23 | 2600
25.01. | 24 | 2600
26.01. | 1 | 2600
26.01. | 2 | 2600
26.01. | 3 | 2600
26.01. | 4 | 2600
26.01. | 5 | 2600
26.01. | 6 | 2600
26.01. | 7 | 2600
26.01. | 8 | 2600
26.01. | 9 | 2600
26.01. | 10 | 2600
26.01. | 11 | 2600
26.01. | 12 | 2600
26.01. | 13 | 2600
26.01. | 14 | 2600
26.01. | 15 | 2600
26.01. | 16 | 2600
26.01. | 17 | 2600
26.01. | 18 | 2600
26.01. | 19 | 2600
26.01. | 20 | 2600
26.01. | 21 | 2600
26.01. | 22 | 2600
26.01. | 23 | 2600
26.01. | 24 | 2600
27.01. | 1 | 2600
27.01. | 2 | 2600
27.01. | 3 | 2600
27.01. | 4 | 2600
27.01. | 5 | 2600
27.01. | 6 | 2600
27.01. | 7 | 2600
27.01. | 8 | 2600
27.01. | 9 | 2600
27.01. | 10 | 2600
27.01. | 11 | 2600
27.01. | 12 | 2600
27.01. | 13 | 2600
27.01. | 14 | 2600
27.01. | 15 | 2600
27.01. | 16 | 2600
27.01. | 17 | 2600
27.01. | 18 | 2600
27.01. | 19 | 2600
27.01. | 20 | 2600
27.01. | 21 | 2600
27.01. | 22 | 2600
27.01. | 23 | 2600
27.01. | 24 | 2600
28.01. | 1 | 2600
28.01. | 2 | 2600
28.01. | 3 | 2600
28.01. | 4 | 2600
28.01. | 5 | 2600
28.01. | 6 | 2600
28.01. | 7 | 2600
28.01. | 8 | 2600
28.01. | 9 | 2600
28.01. | 10 | 2600
28.01. | 11 | 2600
28.01. | 12 | 2600
28.01. | 13 | 2600
28.01. | 14 | 2600
28.01. | 15 | 2600
28.01. | 16 | 2600
28.01. | 17 | 2600
28.01. | 18 | 2600
28.01. | 19 | 2600
28.01. | 20 | 2600
28.01. | 21 | 2600
28.01. | 22 | 2600
28.01. | 23 | 2600
28.01. | 24 | 2600
29.01. | 1 | 2600
29.01. | 2 | 2600
29.01. | 3 | 2600
29.01. | 4 | 2600
29.01. | 5 | 2600
29.01. | 6 | 2600
29.01. | 7 | 2600
29.01. | 8 | 2600
29.01. | 9 | 2600
29.01. | 10 | 2600
29.01. | 11 | 2600
29.01. | 12 | 2600
29.01. | 13 | 2600
29.01. | 14 | 2600
29.01. | 15 | 2600
29.01. | 16 | 2600
29.01. | 17 | 2600
29.01. | 18 | 2600
29.01. | 19 | 2600
29.01. | 20 | 2600
29.01. | 21 | 2600
29.01. | 22 | 2600
29.01. | 23 | 2600
29.01. | 24 | 2600
30.01. | 1 | 2600
30.01. | 2 | 2600
30.01. | 3 | 2600
30.01. | 4 | 2600
30.01. | 5 | 2600
30.01. | 6 | 2600
30.01. | 7 | 2600
30.01. | 8 | 2600
30.01. | 9 | 2600
30.01. | 10 | 2600
30.01. | 11 | 2600
30.01. | 12 | 2600
30.01. | 13 | 2600
30.01. | 14 | 2600
30.01. | 15 | 2600
30.01. | 16 | 2600
30.01. | 17 | 2600
30.01. | 18 | 2600
30.01. | 19 | 2600
30.01. | 20 | 2600
30.01. | 21 | 2600
30.01. | 22 | 2600
30.01. | 23 | 2600
30.01. | 24 | 2600
31.01. | 1 | 2600
31.01. | 2 | 2600
31.01. | 3 | 2600
31.01. | 4 | 2600
31.01. | 5 | 2600
31.01. | 6 | 2600
31.01. | 7 | 2600
31.01. | 8 | 2600
31.01. | 9 | 2600
31.01. | 10 | 2600
31.01. | 11 | 2600
31.01. | 12 | 2600
31.01. | 13 | 2600
31.01. | 14 | 2600
31.01. | 15 | 2600
31.01. | 16 | 2600
31.01. | 17 | 2600
31.01. | 18 | 2600
31.01. | 19 | 2600
31.01. | 20 | 2600
31.01. | 21 | 2600
31.01. | 22 | 2600
31.01. | 23 | 2600
31.01. | 24 | 2600
01.02. | 1 | 2600
01.02. | 2 | 2600
01.02. | 3 | 2600
01.02. | 4 | 2600
01.02. | 5 | 2600
01.02. | 6 | 2600
01.02. | 7 | 2600
01.02. | 8 | 2600
01.02. | 9 | 2600
01.02. | 10 | 2600
01.02. | 11 | 2600
01.02. | 12 | 2600
01.02. | 13 | 2600
01.02. | 14 | 2600
01.02. | 15 | 2600
01.02. | 16 | 2600
01.02. | 17 | 2600
01.02. | 18 | 2600
01.02. | 19 | 2600
01.02. | 20 | 2600
01.02. | 21 | 2600
01.02. | 22 | 2600
01.02. | 23 | 2600
01.02. | 24 | 2600
02.02. | 1 | 2600
02.02. | 2 | 2600
02.02. | 3 | 2600
02.02. | 4 | 2600
02.02. | 5 | 2600
02.02. | 6 | 2600
02.02. | 7 | 2600
02.02. | 8 | 2600
02.02. | 9 | 2600
02.02. | 10 | 2600
02.02. | 11 | 2600
02.02. | 12 | 2600
02.02. | 13 | 2600
02.02. | 14 | 2600
02.02. | 15 | 2600
02.02. | 16 | 2600
02.02. | 17 | 2600
02.02. | 18 | 2600
02.02. | 19 | 2600
02.02. | 20 | 2600
02.02. | 21 | 2600
02.02. | 22 | 2600
02.02. | 23 | 2600
02.02. | 24 | 2600
03.02. | 1 | 2600
03.02. | 2 | 2600
03.02. | 3 | 2600
03.02. | 4 | 2600
03.02. | 5 | 2600
03.02. | 6 | 2600
03.02. | 7 | 2600
03.02. | 8 | 2600
03.02. | 9 | 2600
03.02. | 10 | 2600
03.02. | 11 | 2600
03.02. | 12 | 2600
03.02. | 13 | 2600
03.02. | 14 | 2600
03.02. | 15 | 2600
03.02. | 16 | 2600
03.02. | 17 | 2600
03.02. | 18 | 2600
03.02. | 19 | 2600
03.02. | 20 | 2600
03.02. | 21 | 2600
03.02. | 22 | 2600
03.02. | 23 | 2600
03.02. | 24 | 2600
04.02. | 1 | 2600
04.02. | 2 | 2600
04.02. | 3 | 2600
04.02. | 4 | 2600
04.02. | 5 | 2600
04.02. | 6 | 2600
04.02. | 7 | 2600
04.02. | 8 | 2600
04.02. | 9 | 2600
04.02. | 10 | 2600
04.02. | 11 | 2600
04.02. | 12 | 2600
04.02. | 13 | 2600
04.02. | 14 | 2600
04.02. | 15 | 2600
04.02. | 16 | 2600
04.02. | 17 | 2600
04.02. | 18 | 2600
04.02. | 19 | 2600
04.02. | 20 | 2600
04.02. | 21 | 2600
04.02. | 22 | 2600
04.02. | 23 | 2600
04.02. | 24 | 2600
05.02. | 1 | 2600
05.02. | 2 | 2600
05.02. | 3 | 2600
05.02. | 4 | 2600
05.02. | 5 | 2600
05.02. | 6 | 2600
05.02. | 7 | 2600
05.02. | 8 | 2600
05.02. | 9 | 2600
05.02. | 10 | 2600
05.02. | 11 | 2600
05.02. | 12 | 2600
05.02. | 13 | 2600
05.02. | 14 | 2600
05.02. | 15 | 2600
05.02. | 16 | 2600
05.02. | 17 | 2600
05.02. | 18 | 2600
05.02. | 19 | 2600
05.02. | 20 | 2600
05.02. | 21 | 2600
05.02. | 22 | 2600
05.02. | 23 | 2600
05.02. | 24 | 2600
06.02. | 1 | 2600
06.02. | 2 | 2600
06.02. | 3 | 2600
06.02. | 4 | 2600
06.02. | 5 | 2600
06.02. | 6 | 2600
06.02. | 7 | 2600
06.02. | 8 | 2600
06.02. | 9 | 2600
06.02. | 10 | 2600
06.02. | 11 | 2600
06.02. | 12 | 2600
06.02. | 13 | 2600
06.02. | 14 | 2600
06.02. | 15 | 2600
06.02. | 16 | 2600
06.02. | 17 | 2600
06.02. | 18 | 2600
06.02. | 19 | 2600
06.02. | 20 | 2600
06.02. | 21 | 2600
06.02. | 22 | 2600
06.02. | 23 | 2600
06.02. | 24 | 2600
07.02. | 1 | 2600
07.02. | 2 | 2600
07.02. | 3 | 2600
07.02. | 4 | 2600
07.02. | 5 | 2600
07.02. | 6 | 2600
07.02. | 7 | 2600
07.02. | 8 | 2600
07.02. | 9 | 2600
07.02. | 10 | 2600
07.02. | 11 | 2600
07.02. | 12 | 2600
07.02. | 13 | 2600
07.02. | 14 | 2600
07.02. | 15 | 2600
07.02. | 16 | 2600
07.02. | 17 | 2600
07.02. | 18 | 2600
07.02. | 19 | 2600
07.02. | 20 | 2600
07.02. | 21 | 2600
07.02. | 22 | 2600
07.02. | 23 | 2600
07.02. | 24 | 2600
08.02. | 1 | 2600
08.02. | 2 | 2600
08.02. | 3 | 2600
08.02. | 4 | 2600
08.02. | 5 | 2600
08.02. | 6 | 2600
08.02. | 7 | 2600
08.02. | 8 | 2600
08.02. | 9 | 2600
08.02. | 10 | 2600
08.02. | 11 | 2600
08.02. | 12 | 2600
08.02. | 13 | 2600
08.02. | 14 | 2600
08.02. | 15 | 2600
08.02. | 16 | 2600
08.02. | 17 | 2600
08.02. | 18 | 2600
08.02. | 19 | 2600
08.02. | 20 | 2600
08.02. | 21 | 2600
08.02. | 22 | 2600
08.02. | 23 | 2600
08.02. | 24 | 2600
09.02. | 1 | 2600
09.02. | 2 | 2600
09.02. | 3 | 2600
09.02. | 4 | 2600
09.02. | 5 | 2600
09.02. | 6 | 2600
09.02. | 7 | 2600
09.02. | 8 | 2600
09.02. | 9 | 2600
09.02. | 10 | 2600
09.02. | 11 | 2600
09.02. | 12 | 2600
09.02. | 13 | 2600
09.02. | 14 | 2600
09.02. | 15 | 2600
09.02. | 16 | 2600
09.02. | 17 | 2600
09.02. | 18 | 2600
09.02. | 19 | 2600
09.02. | 20 | 2600
09.02. | 21 | 2600
09.02. | 22 | 2600
09.02. | 23 | 2600
09.02. | 24 | 2600
10.02. | 1 | 2600
10.02. | 2 | 2600
10.02. | 3 | 2600
10.02. | 4 | 2600
10.02. | 5 | 2600
10.02. | 6 | 2600
10.02. | 7 | 2600
10.02. | 8 | 2600
10.02. | 9 | 2600
10.02. | 10 | 2600
10.02. | 11 | 2600
10.02. | 12 | 2600
10.02. | 13 | 2600
10.02. | 14 | 2600
10.02. | 15 | 2600
10.02. | 16 | 2600
10.02. | 17 | 2600
10.02. | 18 | 2600
10.02. | 19 | 2600
10.02. | 20 | 2600
10.02. | 21 | 2600
10.02. | 22 | 2600
10.02. | 23 | 2600
10.02. | 24 | 2600
11.02. | 1 | 2600
11.02. | 2 | 2600
11.02. | 3 | 2600
11.02. | 4 | 2600
11.02. | 5 | 2600
11.02. | 6 | 2600
11.02. | 7 | 2600
11.02. | 8 | 2600
11.02. | 9 | 2600
11.02. | 10 | 2600
11.02. | 11 | 2600
11.02. | 12 | 2600
11.02. | 13 | 2600
11.02. | 14 | 2600
11.02. | 15 | 2600
11.02. | 16 | 2600
11.02. | 17 | 2600
11.02. | 18 | 2600
11.02. | 19 | 2600
11.02. | 20 | 2600
11.02. | 21 | 2600
11.02. | 22 | 2600
11.02. | 23 | 2600
11.02. | 24 | 2600
12.02. | 1 | 2600
12.02. | 2 | 2600
12.02. | 3 | 2600
12.02. | 4 | 2600
12.02. | 5 | 2600
12.02. | 6 | 2600
12.02. | 7 | 2600
12.02. | 8 | 2600
12.02. | 9 | 2600
12.02. | 10 | 2600
12.02. | 11 | 2600
12.02. | 12 | 2600
12.02. | 13 | 2600
12.02. | 14 | 2600
12.02. | 15 | 2600
12.02. | 16 | 2600
12.02. | 17 | 2600
12.02. | 18 | 2600
12.02. | 19 | 2600
12.02. | 20 | 2600
12.02. | 21 | 2600
12.02. | 22 | 2600
12.02. | 23 | 2600
12.02. | 24 | 2600
13.02. | 1 | 2600
13.02. | 2 | 2600
13.02. | 3 | 2600
13.02. | 4 | 2600
13.02. | 5 | 2600
13.02. | 6 | 2600
13.02. | 7 | 2600
13.02. | 8 | 2600
13.02. | 9 | 2600
13.02. | 10 | 2600
13.02. | 11 | 2600
13.02. | 12 | 2600
13.02. | 13 | 2600
13.02. | 14 | 2600
13.02. | 15 | 2600
13.02. | 16 | 2600
13.02. | 17 | 2600
13.02. | 18 | 2600
13.02. | 19 | 2600
13.02. | 20 | 2600
13.02. | 21 | 2600
13.02. | 22 | 2600
13.02. | 23 | 2600
13.02. | 24 | 2600
14.02. | 1 | 2600
14.02. | 2 | 2600
14.02. | 3 | 2600
14.02. | 4 | 2600
14.02. | 5 | 2600
14.02. | 6 | 2600
14.02. | 7 | 2600
14.02. | 8 | 2600
14.02. | 9 | 2600
14.02. | 10 | 2600
14.02. | 11 | 2600
14.02. | 12 | 2600
14.02. | 13 | 2600
14.02. | 14 | 2600
14.02. | 15 | 2600
14.02. | 16 | 2600
14.02. | 17 | 2600
14.02. | 18 | 2600
14.02. | 19 | 2600
14.02. | 20 | 2600
14.02. | 21 | 2600
14.02. | 22 | 2600
14.02. | 23 | 2600
14.02. | 24 | 2600
15.02. | 1 | 2600
15.02. | 2 | 2600
15.02. | 3 | 2600
15.02. | 4 | 2600
15.02. | 5 | 2600
15.02. | 6 | 2600
15.02. | 7 | 2600
15.02. | 8 | 2600
15.02. | 9 | 2600
15.02. | 10 | 2600
15.02. | 11 | 2600
15.02. | 12 | 2600
15.02. | 13 | 2600
15.02. | 14 | 2600
15.02. | 15 | 2600
15.02. | 16 | 2600
15.02. | 17 | 2600
15.02. | 18 | 2600
15.02. | 19 | 2600
15.02. | 20 | 2600
15.02. | 21 | 2600
15.02. | 22 | 2600
15.02. | 23 | 2600
15.02. | 24 | 2600
16.02. | 1 | 2600
16.02. | 2 | 2600
16.02. | 3 | 2600
16.02. | 4 | 2600
16.02. | 5 | 2600
16.02. | 6 | 2600
16.02. | 7 | 2600
16.02. | 8 | 2600
16.02. | 9 | 2600
16.02. | 10 | 2600
16.02. | 11 | 2600
16.02. | 12 | 2600
16.02. | 13 | 2600
16.02. | 14 | 2600
16.02. | 15 | 2600
16.02. | 16 | 2600
16.02. | 17 | 2600
16.02. | 18 | 2600
16.02. | 19 | 2600
16.02. | 20 | 2600
16.02. | 21 | 2600
16.02. | 22 | 2600
16.02. | 23 | 2600
16.02. | 24 | 2600
17.02. | 1 | 2600
17.02. | 2 | 2600
17.02. | 3 | 2600
17.02. | 4 | 2600
17.02. | 5 | 2600
17.02. | 6 | 2600
17.02. | 7 | 2600
17.02. | 8 | 2600
17.02. | 9 | 2600
17.02. | 10 | 2600
17.02. | 11 | 2600
17.02. | 12 | 2600
17.02. | 13 | 2600
17.02. | 14 | 2600
17.02. | 15 | 2600
17.02. | 16 | 2600
17.02. | 17 | 2600
17.02. | 18 | 2600
17.02. | 19 | 2600
17.02. | 20 | 2600
17.02. | 21 | 2600
17.02. | 22 | 2600
17.02. | 23 | 2600
17.02. | 24 | 2600
18.02. | 1 | 2600
18.02. | 2 | 2600
18.02. | 3 | 2600
18.02. | 4 | 2600
18.02. | 5 | 2600
18.02. | 6 | 2600
18.02. | 7 | 2600
18.02. | 8 | 2600
18.02. | 9 | 2600
18.02. | 10 | 2600
18.02. | 11 | 2600
18.02. | 12 | 2600
18.02. | 13 | 2600
18.02. | 14 | 2600
18.02. | 15 | 2600
18.02. | 16 | 2600
18.02. | 17 | 2600
18.02. | 18 | 2600
18.02. | 19 | 2600
18.02. | 20 | 2600
18.02. | 21 | 2600
18.02. | 22 | 2600
18.02. | 23 | 2600
18.02. | 24 | 2600
19.02. | 1 | 2600
19.02. | 2 | 2600
19.02. | 3 | 2600
19.02. | 4 | 2600
19.02. | 5 | 2600
19.02. | 6 | 2600
19.02. | 7 | 2600
19.02. | 8 | 2600
19.02. | 9 | 2600
19.02. | 10 | 2600
19.02. | 11 | 2600
19.02. | 12 | 2600
19.02. | 13 | 2600
19.02. | 14 | 2600
19.02. | 15 | 2600
19.02. | 16 | 2600
19.02. | 17 | 2600
19.02. | 18 | 2600
19.02. | 19 | 2600
19.02. | 20 | 2600
19.02. | 21 | 2600
19.02. | 22 | 2600
19.02. | 23 | 2600
19.02. | 24 | 2600
20.02. | 1 | 2600
20.02. | 2 | 2600
20.02. | 3 | 2600
20.02. | 4 | 2600
20.02. | 5 | 2600
20.02. | 6 | 2600
20.02. | 7 | 2600
20.02. | 8 | 2600
20.02. | 9 | 2600
20.02. | 10 | 2600
20.02. | 11 | 2600
20.02. | 12 | 2600
20.02. | 13 | 2600
20.02. | 14 | 2600
20.02. | 15 | 2600
20.02. | 16 | 2600
20.02. | 17 | 2600
20.02. | 18 | 2600
20.02. | 19 | 2600
20.02. | 20 | 2600
20.02. | 21 | 2600
20.02. | 22 | 2600
20.02. | 23 | 2600
20.02. | 24 | 2600
21.02. | 1 | 2600
21.02. | 2 | 2600
21.02. | 3 | 2600
21.02. | 4 | 2600
21.02. | 5 | 2600
21.02. | 6 | 2600
21.02. | 7 | 2600
21.02. | 8 | 2600
21.02. | 9 | 2600
21.02. | 10 | 2600
21.02. | 11 | 2600
21.02. | 12 | 2600
21.02. | 13 | 2600
21.02. | 14 | 2600
21.02. | 15 | 2600
21.02. | 16 | 2600
21.02. | 17 | 2600
21.02. | 18 | 2600
21.02. | 19 | 2600
21.02. | 20 | 2600
21.02. | 21 | 2600
21.02. | 22 | 2600
21.02. | 23 | 2600
21.02. | 24 | 2600
22.02. | 1 | 2600
22.02. | 2 | 2600
22.02. | 3 | 2600
22.02. | 4 | 2600
22.02. | 5 | 2600
22.02. | 6 | 2600
22.02. | 7 | 2600
22.02. | 8 | 2600
22.02. | 9 | 2600
22.02. | 10 | 2600
22.02. | 11 | 2600
22.02. | 12 | 2600
22.02. | 13 | 2600
22.02. | 14 | 2600
22.02. | 15 | 2600
22.02. | 16 | 2600
22.02. | 17 | 2600
22.02. | 18 | 2600
22.02. | 19 | 2600
22.02. | 20 | 2600
22.02. | 21 | 2600
22.02. | 22 | 2600
22.02. | 23 | 2600
22.02. | 24 | 2600
23.02. | 1 | 2600
23.02. | 2 | 2600
23.02. | 3 | 2600
23.02. | 4 | 2600
23.02. | 5 | 2600
23.02. | 6 | 2600
23.02. | 7 | 2600
23.02. | 8 | 2600
23.02. | 9 | 2600
23.02. | 10 | 2600
23.02. | 11 | 2600
23.02. | 12 | 2600
23.02. | 13 | 2600
23.02. | 14 | 2600
23.02. | 15 | 2600
23.02. | 16 | 2600
23.02. | 17 | 2600
23.02. | 18 | 2600
23.02. | 19 | 2600
23.02. | 20 | 2600
23.02. | 21 | 2600
23.02. | 22 | 2600
23.02. | 23 | 2600
23.02. | 24 | 2600
24.02. | 1 | 2600
24.02. | 2 | 2600
24.02. | 3 | 2600
24.02. | 4 | 2600
24.02. | 5 | 2600
24.02. | 6 | 2600
24.02. | 7 | 2600
24.02. | 8 | 2600
24.02. | 9 | 2600
24.02. | 10 | 2600
24.02. | 11 | 2600
24.02. | 12 | 2600
24.02. | 13 | 2600
24.02. | 14 | 2600
24.02. | 15 | 2600
24.02. | 16 | 2600
24.02. | 17 | 2600
24.02. | 18 | 2600
24.02. | 19 | 2600
24.02. | 20 | 2600
24.02. | 21 | 2600
24.02. | 22 | 2600
24.02. | 23 | 2600
24.02. | 24 | 2600
25.02. | 1 | 2600
25.02. | 2 | 2600
25.02. | 3 | 2600
25.02. | 4 | 2600
25.02. | 5 | 2600
25.02. | 6 | 2600
25.02. | 7 | 2600
25.02. | 8 | 2600
25.02. | 9 | 2600
25.02. | 10 | 2600
25.02. | 11 | 2600
25.02. | 12 | 2600
25.02. | 13 | 2600
25.02. | 14 | 2600
25.02. | 15 | 2600
25.02. | 16 | 2600
25.02. | 17 | 2600
25.02. | 18 | 2600
25.02. | 19 | 2600
25.02. | 20 | 2600
25.02. | 21 | 2600
25.02. | 22 | 2600
25.02. | 23 | 2600
25.02. | 24 | 2600
26.02. | 1 | 2600
26.02. | 2 | 2600
26.02. | 3 | 2600
26.02. | 4 | 2600
26.02. | 5 | 2600
26.02. | 6 | 2600
26.02. | 7 | 2600
26.02. | 8 | 2600
26.02. | 9 | 2600
26.02. | 10 | 2600
26.02. | 11 | 2600
26.02. | 12 | 2600
26.02. | 13 | 2600
26.02. | 14 | 2600
26.02. | 15 | 2600
26.02. | 16 | 2600
26.02. | 17 | 2600
26.02. | 18 | 2600
26.02. | 19 | 2600
26.02. | 20 | 2600
26.02. | 21 | 2600
26.02. | 22 | 2600
26.02. | 23 | 2600
26.02. | 24 | 2600
27.02. | 1 | 2600
27.02. | 2 | 2600
27.02. | 3 | 2600
27.02. | 4 | 2600
27.02. | 5 | 2600
27.02. | 6 | 2600
27.02. | 7 | 2600
27.02. | 8 | 2600
27.02. | 9 | 2600
27.02. | 10 | 2600
27.02. | 11 | 2600
27.02. | 12 | 2600
27.02. | 13 | 2600
27.02. | 14 | 2600
27.02. | 15 | 2600
27.02. | 16 | 2600
27.02. | 17 | 2600
27.02. | 18 | 2600
27.02. | 19 | 2600
27.02. | 20 | 2600
27.02. | 21 | 2600
27.02. | 22 | 2600
27.02. | 23 | 2600
27.02. | 24 | 2600
28.02. | 1 | 2600
28.02. | 2 | 2600
28.02. | 3 | 2600
28.02. | 4 | 2600
28.02. | 5 | 2600
28.02. | 6 | 2600
28.02. | 7 | 2600
28.02. | 8 | 2600
28.02. | 9 | 2600
28.02. | 10 | 2600
28.02. | 11 | 2600
28.02. | 12 | 2600
28.02. | 13 | 2600
28.02. | 14 | 2600
28.02. | 15 | 2600
28.02. | 16 | 2600
28.02. | 17 | 2600
28.02. | 18 | 2600
28.02. | 19 | 2600
28.02. | 20 | 2600
28.02. | 21 | 2600
28.02. | 22 | 2600
28.02. | 23 | 2600
28.02. | 24 | 2600
01.03. | 1 | 2600
01.03. | 2 | 2600
01.03. | 3 | 2600
01.03. | 4 | 2600
01.03. | 5 | 2600
01.03. | 6 | 2600
01.03. | 7 | 2600
01.03. | 8 | 2600
01.03. | 9 | 2600
01.03. | 10 | 2600
01.03. | 11 | 2600
01.03. | 12 | 2600
01.03. | 13 | 2600
01.03. | 14 | 2600
01.03. | 15 | 2600
01.03. | 16 | 2600
01.03. | 17 | 2600
01.03. | 18 | 2600
01.03. | 19 | 2600
01.03. | 20 | 2600
01.03. | 21 | 2600
01.03. | 22 | 2600
01.03. | 23 | 2600
01.03. | 24 | 2600
02.03. | 1 | 2600
02.03. | 2 | 2600
02.03. | 3 | 2600
02.03. | 4 | 2600
02.03. | 5 | 2600
02.03. | 6 | 2600
02.03. | 7 | 2600
02.03. | 8 | 2600
02.03. | 9 | 2600
02.03. | 10 | 2600
02.03. | 11 | 2600
02.03. | 12 | 2600
02.03. | 13 | 2600
02.03. | 14 | 2600
02.03. | 15 | 2600
02.03. | 16 | 2600
02.03. | 17 | 2600
02.03. | 18 | 2600
02.03. | 19 | 2600
02.03. | 20 | 2600
02.03. | 21 | 2600
02.03. | 22 | 2600
02.03. | 23 | 2600
02.03. | 24 | 2600
03.03. | 1 | 2600
03.03. | 2 | 2600
03.03. | 3 | 2600
03.03. | 4 | 2600
03.03. | 5 | 2600
03.03. | 6 | 2600
03.03. | 7 | 2600
03.03. | 8 | 2600
03.03. | 9 | 2600
03.03. | 10 | 2600
03.03. | 11 | 2600
03.03. | 12 | 2600
03.03. | 13 | 2600
03.03. | 14 | 2600
03.03. | 15 | 2600
03.03. | 16 | 2600
03.03. | 17 | 2600
03.03. | 18 | 2600
03.03. | 19 | 2600
03.03. | 20 | 2600
03.03. | 21 | 2600
03.03. | 22 | 2600
03.03. | 23 | 2600
03.03. | 24 | 2600
04.03. | 1 | 2600
04.03. | 2 | 2600
04.03. | 3 | 2600
04.03. | 4 | 2600
04.03. | 5 | 2600
04.03. | 6 | 2600
04.03. | 7 | 2600
04.03. | 8 | 2600
04.03. | 9 | 2600
04.03. | 10 | 2600
04.03. | 11 | 2600
04.03. | 12 | 2600
04.03. | 13 | 2600
04.03. | 14 | 2600
04.03. | 15 | 2600
04.03. | 16 | 2600
04.03. | 17 | 2600
04.03. | 18 | 2600
04.03. | 19 | 2600
04.03. | 20 | 2600
04.03. | 21 | 2600
04.03. | 22 | 2600
04.03. | 23 | 2600
04.03. | 24 | 2600
05.03. | 1 | 2600
05.03. | 2 | 2600
05.03. | 3 | 2600
05.03. | 4 | 2600
05.03. | 5 | 2600
05.03. | 6 | 2600
05.03. | 7 | 2600
05.03. | 8 | 2600
05.03. | 9 | 2600
05.03. | 10 | 2600
05.03. | 11 | 2600
05.03. | 12 | 2600
05.03. | 13 | 2600
05.03. | 14 | 2600
05.03. | 15 | 2600
05.03. | 16 | 2600
05.03. | 17 | 2600
05.03. | 18 | 2600
05.03. | 19 | 2600
05.03. | 20 | 2600
05.03. | 21 | 2600
05.03. | 22 | 2600
05.03. | 23 | 2600
05.03. | 24 | 2600
06.03. | 1 | 2600
06.03. | 2 | 2600
06.03. | 3 | 2600
06.03. | 4 | 2600
06.03. | 5 | 2600
06.03. | 6 | 2600
06.03. | 7 | 2600
06.03. | 8 | 2600
06.03. | 9 | 2600
06.03. | 10 | 2600
06.03. | 11 | 2600
06.03. | 12 | 2600
06.03. | 13 | 2600
06.03. | 14 | 2600
06.03. | 15 | 2600
06.03. | 16 | 2600
06.03. | 17 | 2600
06.03. | 18 | 2600
06.03. | 19 | 2600
06.03. | 20 | 2600
06.03. | 21 | 2600
06.03. | 22 | 2600
06.03. | 23 | 2600
06.03. | 24 | 2600
07.03. | 1 | 2600
07.03. | 2 | 2600
07.03. | 3 | 2600
07.03. | 4 | 2600
07.03. | 5 | 2600
07.03. | 6 | 2600
07.03. | 7 | 2600
07.03. | 8 | 2600
07.03. | 9 | 2600
07.03. | 10 | 2600
07.03. | 11 | 2600
07.03. | 12 | 2600
07.03. | 13 | 2600
07.03. | 14 | 2600
07.03. | 15 | 2600
07.03. | 16 | 2600
07.03. | 17 | 2600
07.03. | 18 | 2600
07.03. | 19 | 2600
07.03. | 20 | 2600
07.03. | 21 | 2600
07.03. | 22 | 2600
07.03. | 23 | 2600
07.03. | 24 | 2600
08.03. | 1 | 2600
08.03. | 2 | 2600
08.03. | 3 | 2600
08.03. | 4 | 2600
08.03. | 5 | 2600
08.03. | 6 | 2600
08.03. | 7 | 2600
08.03. | 8 | 2600
08.03. | 9 | 2600
08.03. | 10 | 2600
08.03. | 11 | 2600
08.03. | 12 | 2600
08.03. | 13 | 2600
08.03. | 14 | 2600
08.03. | 15 | 2600
08.03. | 16 | 2600
08.03. | 17 | 2600
08.03. | 18 | 2600
08.03. | 19 | 2600
08.03. | 20 | 2600
08.03. | 21 | 2600
08.03. | 22 | 2600
08.03. | 23 | 2600
08.03. | 24 | 2600
09.03. | 1 | 2600
09.03. | 2 | 2600
09.03. | 3 | 2600
09.03. | 4 | 2600
09.03. | 5 | 2600
09.03. | 6 | 2600
09.03. | 7 | 2600
09.03. | 8 | 2600
09.03. | 9 | 2600
09.03. | 10 | 2600
09.03. | 11 | 2600
09.03. | 12 | 2600
09.03. | 13 | 2600
09.03. | 14 | 2600
09.03. | 15 | 2600
09.03. | 16 | 2600
09.03. | 17 | 2600
09.03. | 18 | 2600
09.03. | 19 | 2600
09.03. | 20 | 2600
09.03. | 21 | 2600
09.03. | 22 | 2600
09.03. | 23 | 2600
09.03. | 24 | 2600
10.03. | 1 | 2600
10.03. | 2 | 2600
10.03. | 3 | 2600
10.03. | 4 | 2600
10.03. | 5 | 2600
10.03. | 6 | 2600
10.03. | 7 | 2600
10.03. | 8 | 2600
10.03. | 9 | 2600
10.03. | 10 | 2600
10.03. | 11 | 2600
10.03. | 12 | 2600
10.03. | 13 | 2600
10.03. | 14 | 2600
10.03. | 15 | 2600
10.03. | 16 | 2600
10.03. | 17 | 2600
10.03. | 18 | 2600
10.03. | 19 | 2600
10.03. | 20 | 2600
10.03. | 21 | 2600
10.03. | 22 | 2600
10.03. | 23 | 2600
10.03. | 24 | 2600
11.03. | 1 | 2600
11.03. | 2 | 2600
11.03. | 3 | 2600
11.03. | 4 | 2600
11.03. | 5 | 2600
11.03. | 6 | 2600
11.03. | 7 | 2600
11.03. | 8 | 2600
11.03. | 9 | 2600
11.03. | 10 | 2600
11.03. | 11 | 2600
11.03. | 12 | 2600
11.03. | 13 | 2600
11.03. | 14 | 2600
11.03. | 15 | 2600
11.03. | 16 | 2600
11.03. | 17 | 2600
11.03. | 18 | 2600
11.03. | 19 | 2600
11.03. | 20 | 2600
11.03. | 21 | 2600
11.03. | 22 | 2600
11.03. | 23 | 2600
11.03. | 24 | 2600
12.03. | 1 | 2600
12.03. | 2 | 2600
12.03. | 3 | 2600
12.03. | 4 | 2600
12.03. | 5 | 2600
12.03. | 6 | 2600
12.03. | 7 | 2600
12.03. | 8 | 2600
12.03. | 9 | 2600
12.03. | 10 | 2600
12.03. | 11 | 2600
12.03. | 12 | 2600
12.03. | 13 | 2600
12.03. | 14 | 2600
12.03. | 15 | 2600
12.03. | 16 | 2600
12.03. | 17 | 2600
12.03. | 18 | 2600
12.03. | 19 | 2600
12.03. | 20 | 2600
12.03. | 21 | 2600
12.03. | 22 | 2600
12.03. | 23 | 2600
12.03. | 24 | 2600
13.03. | 1 | 2600
13.03. | 2 | 2600
13.03. | 3 | 2600
13.03. | 4 | 2600
13.03. | 5 | 2600
13.03. | 6 | 2600
13.03. | 7 | 2600
13.03. | 8 | 2600
13.03. | 9 | 2600
13.03. | 10 | 2600
13.03. | 11 | 2600
13.03. | 12 | 2600
13.03. | 13 | 2600
13.03. | 14 | 2600
13.03. | 15 | 2600
13.03. | 16 | 2600
13.03. | 17 | 2600
13.03. | 18 | 2600
13.03. | 19 | 2600
13.03. | 20 | 2600
13.03. | 21 | 2600
13.03. | 22 | 2600
13.03. | 23 | 2600
13.03. | 24 | 2600
14.03. | 1 | 2600
14.03. | 2 | 2600
14.03. | 3 | 2600
14.03. | 4 | 2600
14.03. | 5 | 2600
14.03. | 6 | 2600
14.03. | 7 | 2600
14.03. | 8 | 2600
14.03. | 9 | 2600
14.03. | 10 | 2600
14.03. | 11 | 2600
14.03. | 12 | 2600
14.03. | 13 | 2600
14.03. | 14 | 2600
14.03. | 15 | 2600
14.03. | 16 | 2600
14.03. | 17 | 2600
14.03. | 18 | 2600
14.03. | 19 | 2600
14.03. | 20 | 2600
14.03. | 21 | 2600
14.03. | 22 | 2600
14.03. | 23 | 2600
14.03. | 24 | 2600
15.03. | 1 | 2600
15.03. | 2 | 2600
15.03. | 3 | 2600
15.03. | 4 | 2600
15.03. | 5 | 2600
15.03. | 6 | 2600
15.03. | 7 | 2600
15.03. | 8 | 2600
15.03. | 9 | 2600
15.03. | 10 | 2600
15.03. | 11 | 2600
15.03. | 12 | 2600
15.03. | 13 | 2600
15.03. | 14 | 2600
15.03. | 15 | 2600
15.03. | 16 | 2600
15.03. | 17 | 2600
15.03. | 18 | 2600
15.03. | 19 | 2600
15.03. | 20 | 2600
15.03. | 21 | 2600
15.03. | 22 | 2600
15.03. | 23 | 2600
15.03. | 24 | 2600
16.03. | 1 | 2600
16.03. | 2 | 2600
16.03. | 3 | 2600
16.03. | 4 | 2600
16.03. | 5 | 2600
16.03. | 6 | 2600
16.03. | 7 | 2600
16.03. | 8 | 2600
16.03. | 9 | 2600
16.03. | 10 | 2600
16.03. | 11 | 2600
16.03. | 12 | 2600
16.03. | 13 | 2600
16.03. | 14 | 2600
16.03. | 15 | 2600
16.03. | 16 | 2600
16.03. | 17 | 2600
16.03. | 18 | 2600
16.03. | 19 | 2600
16.03. | 20 | 2600
16.03. | 21 | 2600
16.03. | 22 | 2600
16.03. | 23 | 2600
16.03. | 24 | 2600
17.03. | 1 | 2600
17.03. | 2 | 2600
17.03. | 3 | 2600
17.03. | 4 | 2600
17.03. | 5 | 2600
17.03. | 6 | 2600
17.03. | 7 | 2600
17.03. | 8 | 2600
17.03. | 9 | 2600
17.03. | 10 | 2600
17.03. | 11 | 2600
17.03. | 12 | 2600
17.03. | 13 | 2600
17.03. | 14 | 2600
17.03. | 15 | 2600
17.03. | 16 | 2600
17.03. | 17 | 2600
17.03. | 18 | 2600
17.03. | 19 | 2600
17.03. | 20 | 2600
17.03. | 21 | 2600
17.03. | 22 | 2600
17.03. | 23 | 2600
17.03. | 24 | 2600
18.03. | 1 | 2600
18.03. | 2 | 2600
18.03. | 3 | 2600
18.03. | 4 | 2600
18.03. | 5 | 2600
18.03. | 6 | 2600
18.03. | 7 | 2600
18.03. | 8 | 2600
18.03. | 9 | 2600
18.03. | 10 | 2600
18.03. | 11 | 2600
18.03. | 12 | 2600
18.03. | 13 | 2600
18.03. | 14 | 2600
18.03. | 15 | 2600
18.03. | 16 | 2600
18.03. | 17 | 2600
18.03. | 18 | 2600
18.03. | 19 | 2600
18.03. | 20 | 2600
18.03. | 21 | 2600
18.03. | 22 | 2600
18.03. | 23 | 2600
18.03. | 24 | 2600
19.03. | 1 | 2600
19.03. | 2 | 2600
19.03. | 3 | 2600
19.03. | 4 | 2600
19.03. | 5 | 2600
19.03. | 6 | 2600
19.03. | 7 | 2600
19.03. | 8 | 2600
19.03. | 9 | 2600
19.03. | 10 | 2600
19.03. | 11 | 2600
19.03. | 12 | 2600
19.03. | 13 | 2600
19.03. | 14 | 2600
19.03. | 15 | 2600
19.03. | 16 | 2600
19.03. | 17 | 2600
19.03. | 18 | 2600
19.03. | 19 | 2600
19.03. | 20 | 2600
19.03. | 21 | 2600
19.03. | 22 | 2600
19.03. | 23 | 2600
19.03. | 24 | 2600
20.03. | 1 | 2600
20.03. | 2 | 2600
20.03. | 3 | 2600
20.03. | 4 | 2600
20.03. | 5 | 2600
20.03. | 6 | 2600
20.03. | 7 | 2600
20.03. | 8 | 2600
20.03. | 9 | 2600
20.03. | 10 | 2600
20.03. | 11 | 2600
20.03. | 12 | 2600
20.03. | 13 | 2600
20.03. | 14 | 2600
20.03. | 15 | 2600
20.03. | 16 | 2600
20.03. | 17 | 2600
20.03. | 18 | 2600
20.03. | 19 | 2600
20.03. | 20 | 2600
20.03. | 21 | 2600
20.03. | 22 | 2600
20.03. | 23 | 2600
20.03. | 24 | 2600
21.03. | 1 | 2600
21.03. | 2 | 2600
21.03. | 3 | 2600
21.03. | 4 | 2600
21.03. | 5 | 2600
21.03. | 6 | 2600
21.03. | 7 | 2600
21.03. | 8 | 2600
21.03. | 9 | 2600
21.03. | 10 | 2600
21.03. | 11 | 2600
21.03. | 12 | 2600
21.03. | 13 | 2600
21.03. | 14 | 2600
21.03. | 15 | 2600
21.03. | 16 | 2600
21.03. | 17 | 2600
21.03. | 18 | 2600
21.03. | 19 | 2600
21.03. | 20 | 2600
21.03. | 21 | 2600
21.03. | 22 | 2600
21.03. | 23 | 2600
21.03. | 24 | 2600
22.03. | 1 | 2600
22.03. | 2 | 2600
22.03. | 3 | 2600
22.03. | 4 | 2600
22.03. | 5 | 2600
22.03. | 6 | 2600
22.03. | 7 | 2600
22.03. | 8 | 2600
22.03. | 9 | 2600
22.03. | 10 | 2600
22.03. | 11 | 2600
22.03. | 12 | 2600
22.03. | 13 | 2600
22.03. | 14 | 2600
22.03. | 15 | 2600
22.03. | 16 | 2600
22.03. | 17 | 2600
22.03. | 18 | 2600
22.03. | 19 | 2600
22.03. | 20 | 2600
22.03. | 21 | 2600
22.03. | 22 | 2600
22.03. | 23 | 2600
22.03. | 24 | 2600
23.03. | 1 | 2600
23.03. | 2 | 2600
23.03. | 3 | 2600
23.03. | 4 | 2600
23.03. | 5 | 2600
23.03. | 6 | 2600
23.03. | 7 | 2600
23.03. | 8 | 2600
23.03. | 9 | 2600
23.03. | 10 | 2600
23.03. | 11 | 2600
23.03. | 12 | 2600
23.03. | 13 | 2600
23.03. | 14 | 2600
23.03. | 15 | 2600
23.03. | 16 | 2600
23.03. | 17 | 2600
23.03. | 18 | 2600
23.03. | 19 | 2600
23.03. | 20 | 2600
23.03. | 21 | 2600
23.03. | 22 | 2600
23.03. | 23 | 2600
23.03. | 24 | 2600
24.03. | 1 | 2600
24.03. | 2 | 2600
24.03. | 3 | 2600
24.03. | 4 | 2600
24.03. | 5 | 2600
24.03. | 6 | 2600
24.03. | 7 | 2600
24.03. | 8 | 2600
24.03. | 9 | 2600
24.03. | 10 | 2600
24.03. | 11 | 2600
24.03. | 12 | 2600
24.03. | 13 | 2600
24.03. | 14 | 2600
24.03. | 15 | 2600
24.03. | 16 | 2600
24.03. | 17 | 2600
24.03. | 18 | 2600
24.03. | 19 | 2600
24.03. | 20 | 2600
24.03. | 21 | 2600
24.03. | 22 | 2600
24.03. | 23 | 2600
24.03. | 24 | 2600
25.03. | 1 | 2600
25.03. | 2 | 2600
25.03. | 3 | 2600
25.03. | 4 | 2600
25.03. | 5 | 2600
25.03. | 6 | 2600
25.03. | 7 | 2600
25.03. | 8 | 2600
25.03. | 9 | 2600
25.03. | 10 | 2600
25.03. | 11 | 2600
25.03. | 12 | 2600
25.03. | 13 | 2600
25.03. | 14 | 2600
25.03. | 15 | 2600
25.03. | 16 | 2600
25.03. | 17 | 2600
25.03. | 18 | 2600
25.03. | 19 | 2600
25.03. | 20 | 2600
25.03. | 21 | 2600
25.03. | 22 | 2600
25.03. | 23 | 2600
25.03. | 24 | 2600
26.03. | 1 | 2600
26.03. | 2 | 2600
26.03. | 3 | 2600
26.03. | 4 | 2600
26.03. | 5 | 2600
26.03. | 6 | 2600
26.03. | 7 | 2600
26.03. | 8 | 2600
26.03. | 9 | 2600
26.03. | 10 | 2600
26.03. | 11 | 2600
26.03. | 12 | 2600
26.03. | 13 | 2600
26.03. | 14 | 2600
26.03. | 15 | 2600
26.03. | 16 | 2600
26.03. | 17 | 2600
26.03. | 18 | 2600
26.03. | 19 | 2600
26.03. | 20 | 2600
26.03. | 21 | 2600
26.03. | 22 | 2600
26.03. | 23 | 2600
26.03. | 24 | 2600
27.03. | 1 | 2600
27.03. | 2 | 2600
27.03. | 3 | 2600
27.03. | 4 | 2600
27.03. | 5 | 2600
27.03. | 6 | 2600
27.03. | 7 | 2600
27.03. | 8 | 2600
27.03. | 9 | 2600
27.03. | 10 | 2600
27.03. | 11 | 2600
27.03. | 12 | 2600
27.03. | 13 | 2600
27.03. | 14 | 2600
27.03. | 15 | 2600
27.03. | 16 | 2600
27.03. | 17 | 2600
27.03. | 18 | 2600
27.03. | 19 | 2600
27.03. | 20 | 2600
27.03. | 21 | 2600
27.03. | 22 | 2600
27.03. | 23 | 2600
27.03. | 24 | 2600
28.03. | 1 | 2600
28.03. | 2 | 2600
28.03. | 3 | 2600
28.03. | 4 | 2600
28.03. | 5 | 2600
28.03. | 6 | 2600
28.03. | 7 | 2600
28.03. | 8 | 2600
28.03. | 9 | 2600
28.03. | 10 | 2600
28.03. | 11 | 2600
28.03. | 12 | 2600
28.03. | 13 | 2600
28.03. | 14 | 2600
28.03. | 15 | 2600
28.03. | 16 | 2600
28.03. | 17 | 2600
28.03. | 18 | 2600
28.03. | 19 | 2600
28.03. | 20 | 2600
28.03. | 21 | 2600
28.03. | 22 | 2600
28.03. | 23 | 2600
28.03. | 24 | 2600
29.03. | 1 | 2600
29.03. | 2 | 2600
29.03. | 3 | 2600
29.03. | 4 | 2600
29.03. | 5 | 2600
29.03. | 6 | 2600
29.03. | 7 | 2600
29.03. | 8 | 2600
29.03. | 9 | 2600
29.03. | 10 | 2600
29.03. | 11 | 2600
29.03. | 12 | 2600
29.03. | 13 | 2600
29.03. | 14 | 2600
29.03. | 15 | 2600
29.03. | 16 | 2600
29.03. | 17 | 2600
29.03. | 18 | 2600
29.03. | 19 | 2600
29.03. | 20 | 2600
29.03. | 21 | 2600
29.03. | 22 | 2600
29.03. | 23 | 2600
29.03. | 24 | 2600
30.03. | 1 | 2600
30.03. | 2 | 2600
30.03. | 3 | 2600
30.03. | 4 | 2600
30.03. | 5 | 2600
30.03. | 6 | 2600
30.03. | 7 | 2600
30.03. | 8 | 2600
30.03. | 9 | 2600
30.03. | 10 | 2600
30.03. | 11 | 2600
30.03. | 12 | 2600
30.03. | 13 | 2600
30.03. | 14 | 2600
30.03. | 15 | 2600
30.03. | 16 | 2600
30.03. | 17 | 2600
30.03. | 18 | 2600
30.03. | 19 | 2600
30.03. | 20 | 2600
30.03. | 21 | 2600
30.03. | 22 | 2600
30.03. | 23 | 2600
30.03. | 24 | 2600
31.03. | 1 | 2600
31.03. | 2 | 2600
31.03. | 3 | 2600
31.03. | 4 | 2600
31.03. | 5 | 2600
31.03. | 6 | 2600
31.03. | 7 | 2600
31.03. | 8 | 2600
31.03. | 9 | 2600
31.03. | 10 | 2600
31.03. | 11 | 2600
31.03. | 12 | 2600
31.03. | 13 | 2600
31.03. | 14 | 2600
31.03. | 15 | 2600
31.03. | 16 | 2600
31.03. | 17 | 2600
31.03. | 18 | 2600
31.03. | 19 | 2600
31.03. | 20 | 2600
31.03. | 21 | 2600
31.03. | 22 | 2600
31.03. | 23 | 2600
31.03. | 24 | 2600
01.04. | 1 | 2600
01.04. | 2 | 2600
01.04. | 3 | 2600
01.04. | 4 | 2600
01.04. | 5 | 2600
01.04. | 6 | 2600
01.04. | 7 | 2600
01.04. | 8 | 2600
01.04. | 9 | 2600
01.04. | 10 | 2600
01.04. | 11 | 2600
01.04. | 12 | 2600
01.04. | 13 | 2600
01.04. | 14 | 2600
01.04. | 15 | 2600
01.04. | 16 | 2600
01.04. | 17 | 2600
01.04. | 18 | 2600
01.04. | 19 | 2600
01.04. | 20 | 2600
01.04. | 21 | 2600
01.04. | 22 | 2600
01.04. | 23 | 2600
01.04. | 24 | 2600
02.04. | 1 | 2600
02.04. | 2 | 2600
02.04. | 3 | 2600
02.04. | 4 | 2600
02.04. | 5 | 2600
02.04. | 6 | 2600
02.04. | 7 | 2600
02.04. | 8 | 2600
02.04. | 9 | 2600
02.04. | 10 | 2600
02.04. | 11 | 2600
02.04. | 12 | 2600
02.04. | 13 | 2600
02.04. | 14 | 2600
02.04. | 15 | 2600
02.04. | 16 | 2600
02.04. | 17 | 2600
02.04. | 18 | 2600
02.04. | 19 | 2600
02.04. | 20 | 2600
02.04. | 21 | 2600
02.04. | 22 | 2600
02.04. | 23 | 2600
02.04. | 24 | 2600
03.04. | 1 | 2600
03.04. | 2 | 2600
03.04. | 3 | 2600
03.04. | 4 | 2600
03.04. | 5 | 2600
03.04. | 6 | 2600
03.04. | 7 | 2600
03.04. | 8 | 2600
03.04. | 9 | 2600
03.04. | 10 | 2600
03.04. | 11 | 2600
03.04. | 12 | 2600
03.04. | 13 | 2600
03.04. | 14 | 2600
03.04. | 15 | 2600
03.04. | 16 | 2600
03.04. | 17 | 2600
03.04. | 18 | 2600
03.04. | 19 | 2600
03.04. | 20 | 2600
03.04. | 21 | 2600
03.04. | 22 | 2600
03.04. | 23 | 2600
03.04. | 24 | 2600
04.04. | 1 | 2600
04.04. | 2 | 2600
04.04. | 3 | 2600
04.04. | 4 | 2600
04.04. | 5 | 2600
04.04. | 6 | 2600
04.04. | 7 | 2600
04.04. | 8 | 2600
04.04. | 9 | 2600
04.04. | 10 | 2600
04.04. | 11 | 2600
04.04. | 12 | 2600
04.04. | 13 | 2600
04.04. | 14 | 2600
04.04. | 15 | 2600
04.04. | 16 | 2600
04.04. | 17 | 2600
04.04. | 18 | 2600
04.04. | 19 | 2600
04.04. | 20 | 2600
04.04. | 21 | 2600
04.04. | 22 | 2600
04.04. | 23 | 2600
04.04. | 24 | 2600
05.04. | 1 | 2600
05.04. | 2 | 2600
05.04. | 3 | 2600
05.04. | 4 | 2600
05.04. | 5 | 2600
05.04. | 6 | 2600
05.04. | 7 | 2600
05.04. | 8 | 2600
05.04. | 9 | 2600
05.04. | 10 | 2600
05.04. | 11 | 2600
05.04. | 12 | 2600
05.04. | 13 | 2600
05.04. | 14 | 2600
05.04. | 15 | 2600
05.04. | 16 | 2600
05.04. | 17 | 2600
05.04. | 18 | 2600
05.04. | 19 | 2600
05.04. | 20 | 2600
05.04. | 21 | 2600
05.04. | 22 | 2600
05.04. | 23 | 2600
05.04. | 24 | 2600
06.04. | 1 | 2600
06.04. | 2 | 2600
06.04. | 3 | 2600
06.04. | 4 | 2600
06.04. | 5 | 2600
06.04. | 6 | 2600
06.04. | 7 | 2600
06.04. | 8 | 2600
06.04. | 9 | 2600
06.04. | 10 | 2600
06.04. | 11 | 2600
06.04. | 12 | 2600
06.04. | 13 | 2600
06.04. | 14 | 2600
06.04. | 15 | 2600
06.04. | 16 | 2600
06.04. | 17 | 2600
06.04. | 18 | 2600
06.04. | 19 | 2600
06.04. | 20 | 2600
06.04. | 21 | 2600
06.04. | 22 | 2600
06.04. | 23 | 2600
06.04. | 24 | 2600
07.04. | 1 | 2600
07.04. | 2 | 2600
07.04. | 3 | 2600
07.04. | 4 | 2600
07.04. | 5 | 2600
07.04. | 6 | 2600
07.04. | 7 | 2600
07.04. | 8 | 2600
07.04. | 9 | 2600
07.04. | 10 | 2600
07.04. | 11 | 2600
07.04. | 12 | 2600
07.04. | 13 | 2600
07.04. | 14 | 2600
07.04. | 15 | 2600
07.04. | 16 | 2600
07.04. | 17 | 2600
07.04. | 18 | 2600
07.04. | 19 | 2600
07.04. | 20 | 2600
07.04. | 21 | 2600
07.04. | 22 | 2600
07.04. | 23 | 2600
07.04. | 24 | 2600
08.04. | 1 | 2600
08.04. | 2 | 2600
08.04. | 3 | 2600
08.04. | 4 | 2600
08.04. | 5 | 2600
08.04. | 6 | 2600
08.04. | 7 | 2600
08.04. | 8 | 2600
08.04. | 9 | 2600
08.04. | 10 | 2600
08.04. | 11 | 2600
08.04. | 12 | 2600
08.04. | 13 | 2600
08.04. | 14 | 2600
08.04. | 15 | 2600
08.04. | 16 | 2600
08.04. | 17 | 2600
08.04. | 18 | 2600
08.04. | 19 | 2600
08.04. | 20 | 2600
08.04. | 21 | 2600
08.04. | 22 | 2600
08.04. | 23 | 2600
08.04. | 24 | 2600
09.04. | 1 | 2600
09.04. | 2 | 2600
09.04. | 3 | 2600
09.04. | 4 | 2600
09.04. | 5 | 2600
09.04. | 6 | 2600
09.04. | 7 | 2600
09.04. | 8 | 2600
09.04. | 9 | 2600
09.04. | 10 | 2600
09.04. | 11 | 2600
09.04. | 12 | 2600
09.04. | 13 | 2600
09.04. | 14 | 2600
09.04. | 15 | 2600
09.04. | 16 | 2600
09.04. | 17 | 2600
09.04. | 18 | 2600
09.04. | 19 | 2600
09.04. | 20 | 2600
09.04. | 21 | 2600
09.04. | 22 | 2600
09.04. | 23 | 2600
09.04. | 24 | 2600
10.04. | 1 | 2600
10.04. | 2 | 2600
10.04. | 3 | 2600
10.04. | 4 | 2600
10.04. | 5 | 2600
10.04. | 6 | 2600
10.04. | 7 | 2600
10.04. | 8 | 2600
10.04. | 9 | 2600
10.04. | 10 | 2600
10.04. | 11 | 2600
10.04. | 12 | 2600
10.04. | 13 | 2600
10.04. | 14 | 2600
10.04. | 15 | 2600
10.04. | 16 | 2600
10.04. | 17 | 2600
10.04. | 18 | 2600
10.04. | 19 | 2600
10.04. | 20 | 2600
10.04. | 21 | 2600
10.04. | 22 | 2600
10.04. | 23 | 2600
10.04. | 24 | 2600
11.04. | 1 | 2600
11.04. | 2 | 2600
11.04. | 3 | 2600
11.04. | 4 | 2600
11.04. | 5 | 2600
11.04. | 6 | 2600
11.04. | 7 | 2600
11.04. | 8 | 2600
11.04. | 9 | 2600
11.04. | 10 | 2600
11.04. | 11 | 2600
11.04. | 12 | 2600
11.04. | 13 | 2600
11.04. | 14 | 2600
11.04. | 15 | 2600
11.04. | 16 | 2600
11.04. | 17 | 2600
11.04. | 18 | 2600
11.04. | 19 | 2600
11.04. | 20 | 2600
11.04. | 21 | 2600
11.04. | 22 | 2600
11.04. | 23 | 2600
11.04. | 24 | 2600
12.04. | 1 | 2600
12.04. | 2 | 2600
12.04. | 3 | 2600
12.04. | 4 | 2600
12.04. | 5 | 2600
12.04. | 6 | 2600
12.04. | 7 | 2600
12.04. | 8 | 2600
12.04. | 9 | 2600
12.04. | 10 | 2600
12.04. | 11 | 2600
12.04. | 12 | 2600
12.04. | 13 | 2600
12.04. | 14 | 2600
12.04. | 15 | 2600
12.04. | 16 | 2600
12.04. | 17 | 2600
12.04. | 18 | 2600
12.04. | 19 | 2600
12.04. | 20 | 2600
12.04. | 21 | 2600
12.04. | 22 | 2600
12.04. | 23 | 2600
12.04. | 24 | 2600
13.04. | 1 | 2600
13.04. | 2 | 2600
13.04. | 3 | 2600
13.04. | 4 | 2600
13.04. | 5 | 2600
13.04. | 6 | 2600
13.04. | 7 | 2600
13.04. | 8 | 2600
13.04. | 9 | 2600
13.04. | 10 | 2600
13.04. | 11 | 2600
13.04. | 12 | 2600
13.04. | 13 | 2600
13.04. | 14 | 2600
13.04. | 15 | 2600
13.04. | 16 | 2600
13.04. | 17 | 2600
13.04. | 18 | 2600
13.04. | 19 | 2600
13.04. | 20 | 2600
13.04. | 21 | 2600
13.04. | 22 | 2600
13.04. | 23 | 2600
13.04. | 24 | 2600
14.04. | 1 | 2600
14.04. | 2 | 2600
14.04. | 3 | 2600
14.04. | 4 | 2600
14.04. | 5 | 2600
14.04. | 6 | 2600
14.04. | 7 | 2600
14.04. | 8 | 2600
14.04. | 9 | 2600
14.04. | 10 | 2600
14.04. | 11 | 2600
14.04. | 12 | 2600
14.04. | 13 | 2600
14.04. | 14 | 2600
14.04. | 15 | 2600
14.04. | 16 | 2600
14.04. | 17 | 2600
14.04. | 18 | 2600
14.04. | 19 | 2600
14.04. | 20 | 2600
14.04. | 21 | 2600
14.04. | 22 | 2600
14.04. | 23 | 2600
14.04. | 24 | 2600
15.04. | 1 | 2600
15.04. | 2 | 2600
15.04. | 3 | 2600
15.04. | 4 | 2600
15.04. | 5 | 2600
15.04. | 6 | 2600
15.04. | 7 | 2600
15.04. | 8 | 2600
15.04. | 9 | 2600
15.04. | 10 | 2600
15.04. | 11 | 2600
15.04. | 12 | 2600
15.04. | 13 | 2600
15.04. | 14 | 2600
15.04. | 15 | 2600
15.04. | 16 | 2600
15.04. | 17 | 2600
15.04. | 18 | 2600
15.04. | 19 | 2600
15.04. | 20 | 2600
15.04. | 21 | 2600
15.04. | 22 | 2600
15.04. | 23 | 2600
15.04. | 24 | 2600
16.04. | 1 | 2600
16.04. | 2 | 2600
16.04. | 3 | 2600
16.04. | 4 | 2600
16.04. | 5 | 2600
16.04. | 6 | 2600
16.04. | 7 | 2600
16.04. | 8 | 2600
16.04. | 9 | 2600
16.04. | 10 | 2600
16.04. | 11 | 2600
16.04. | 12 | 2600
16.04. | 13 | 2600
16.04. | 14 | 2600
16.04. | 15 | 2600
16.04. | 16 | 2600
16.04. | 17 | 2600
16.04. | 18 | 2600
16.04. | 19 | 2600
16.04. | 20 | 2600
16.04. | 21 | 2600
16.04. | 22 | 2600
16.04. | 23 | 2600
16.04. | 24 | 2600
17.04. | 1 | 2600
17.04. | 2 | 2600
17.04. | 3 | 2600
17.04. | 4 | 2600
17.04. | 5 | 2600
17.04. | 6 | 2600
17.04. | 7 | 2600
17.04. | 8 | 2600
17.04. | 9 | 2600
17.04. | 10 | 2600
17.04. | 11 | 2600
17.04. | 12 | 2600
17.04. | 13 | 2600
17.04. | 14 | 2600
17.04. | 15 | 2600
17.04. | 16 | 2600
17.04. | 17 | 2600
17.04. | 18 | 2600
17.04. | 19 | 2600
17.04. | 20 | 2600
17.04. | 21 | 2600
17.04. | 22 | 2600
17.04. | 23 | 2600
17.04. | 24 | 2600
18.04. | 1 | 2600
18.04. | 2 | 2600
18.04. | 3 | 2600
18.04. | 4 | 2600
18.04. | 5 | 2600
18.04. | 6 | 2600
18.04. | 7 | 2600
18.04. | 8 | 2600
18.04. | 9 | 2600
18.04. | 10 | 2600
18.04. | 11 | 2600
18.04. | 12 | 2600
18.04. | 13 | 2600
18.04. | 14 | 2600
18.04. | 15 | 2600
18.04. | 16 | 2600
18.04. | 17 | 2600
18.04. | 18 | 2600
18.04. | 19 | 2600
18.04. | 20 | 2600
18.04. | 21 | 2600
18.04. | 22 | 2600
18.04. | 23 | 2600
18.04. | 24 | 2600
19.04. | 1 | 2600
19.04. | 2 | 2600
19.04. | 3 | 2600
19.04. | 4 | 2600
19.04. | 5 | 2600
19.04. | 6 | 2600
19.04. | 7 | 2600
19.04. | 8 | 2600
19.04. | 9 | 2600
19.04. | 10 | 2600
19.04. | 11 | 2600
19.04. | 12 | 2600
19.04. | 13 | 2600
19.04. | 14 | 2600
19.04. | 15 | 2600
19.04. | 16 | 2600
19.04. | 17 | 2600
19.04. | 18 | 2600
19.04. | 19 | 2600
19.04. | 20 | 2600
19.04. | 21 | 2600
19.04. | 22 | 2600
19.04. | 23 | 2600
19.04. | 24 | 2600
20.04. | 1 | 2600
20.04. | 2 | 2600
20.04. | 3 | 2600
20.04. | 4 | 2600
20.04. | 5 | 2600
20.04. | 6 | 2600
20.04. | 7 | 2600
20.04. | 8 | 2600
20.04. | 9 | 2600
20.04. | 10 | 2600
20.04. | 11 | 2600
20.04. | 12 | 2600
20.04. | 13 | 2600
20.04. | 14 | 2600
20.04. | 15 | 2600
20.04. | 16 | 2600
20.04. | 17 | 2600
20.04. | 18 | 2600
20.04. | 19 | 2600
20.04. | 20 | 2600
20.04. | 21 | 2600
20.04. | 22 | 2600
20.04. | 23 | 2600
20.04. | 24 | 2600
21.04. | 1 | 2600
21.04. | 2 | 2600
21.04. | 3 | 2600
21.04. | 4 | 2600
21.04. | 5 | 2600
21.04. | 6 | 2600
21.04. | 7 | 2600
21.04. | 8 | 2600
21.04. | 9 | 2600
21.04. | 10 | 2600
21.04. | 11 | 2600
21.04. | 12 | 2600
21.04. | 13 | 2600
21.04. | 14 | 2600
21.04. | 15 | 2600
21.04. | 16 | 2600
21.04. | 17 | 2600
21.04. | 18 | 2600
21.04. | 19 | 2600
21.04. | 20 | 2600
21.04. | 21 | 2600
21.04. | 22 | 2600
21.04. | 23 | 2600
21.04. | 24 | 2600
22.04. | 1 | 2600
22.04. | 2 | 2600
22.04. | 3 | 2600
22.04. | 4 | 2600
22.04. | 5 | 2600
22.04. | 6 | 2600
22.04. | 7 | 2600
22.04. | 8 | 2600
22.04. | 9 | 2600
22.04. | 10 | 2600
22.04. | 11 | 2600
22.04. | 12 | 2600
22.04. | 13 | 2600
22.04. | 14 | 2600
22.04. | 15 | 2600
22.04. | 16 | 2600
22.04. | 17 | 2600
22.04. | 18 | 2600
22.04. | 19 | 2600
22.04. | 20 | 2600
22.04. | 21 | 2600
22.04. | 22 | 2600
22.04. | 23 | 2600
22.04. | 24 | 2600
23.04. | 1 | 2600
23.04. | 2 | 2600
23.04. | 3 | 2600
23.04. | 4 | 2600
23.04. | 5 | 2600
23.04. | 6 | 2600
23.04. | 7 | 2600
23.04. | 8 | 2600
23.04. | 9 | 2600
23.04. | 10 | 2600
23.04. | 11 | 2600
23.04. | 12 | 2600
23.04. | 13 | 2600
23.04. | 14 | 2600
23.04. | 15 | 2600
23.04. | 16 | 2600
23.04. | 17 | 2600
23.04. | 18 | 2600
23.04. | 19 | 2600
23.04. | 20 | 2600
23.04. | 21 | 2600
23.04. | 22 | 2600
23.04. | 23 | 2600
23.04. | 24 | 2600
24.04. | 1 | 2600
24.04. | 2 | 2600
24.04. | 3 | 2600
24.04. | 4 | 2600
24.04. | 5 | 2600
24.04. | 6 | 2600
24.04. | 7 | 2600
24.04. | 8 | 2600
24.04. | 9 | 2600
24.04. | 10 | 2600
24.04. | 11 | 2600
24.04. | 12 | 2600
24.04. | 13 | 2600
24.04. | 14 | 2600
24.04. | 15 | 2600
24.04. | 16 | 2600
24.04. | 17 | 2600
24.04. | 18 | 2600
24.04. | 19 | 2600
24.04. | 20 | 2600
24.04. | 21 | 2600
24.04. | 22 | 2600
24.04. | 23 | 2600
24.04. | 24 | 2600
25.04. | 1 | 2600
25.04. | 2 | 2600
25.04. | 3 | 2600
25.04. | 4 | 2600
25.04. | 5 | 2600
25.04. | 6 | 2600
25.04. | 7 | 2600
25.04. | 8 | 2600
25.04. | 9 | 2600
25.04. | 10 | 2600
25.04. | 11 | 2600
25.04. | 12 | 2600
25.04. | 13 | 2600
25.04. | 14 | 2600
25.04. | 15 | 2600
25.04. | 16 | 2600
25.04. | 17 | 2600
25.04. | 18 | 2600
25.04. | 19 | 2600
25.04. | 20 | 2600
25.04. | 21 | 2600
25.04. | 22 | 2600
25.04. | 23 | 2600
25.04. | 24 | 2600
26.04. | 1 | 2600
26.04. | 2 | 2600
26.04. | 3 | 2600
26.04. | 4 | 2600
26.04. | 5 | 2600
26.04. | 6 | 2600
26.04. | 7 | 2600
26.04. | 8 | 2600
26.04. | 9 | 2600
26.04. | 10 | 2600
26.04. | 11 | 2600
26.04. | 12 | 2600
26.04. | 13 | 2600
26.04. | 14 | 2600
26.04. | 15 | 2600
26.04. | 16 | 2600
26.04. | 17 | 2600
26.04. | 18 | 2600
26.04. | 19 | 2600
26.04. | 20 | 2600
26.04. | 21 | 2600
26.04. | 22 | 2600
26.04. | 23 | 2600
26.04. | 24 | 2600
27.04. | 1 | 2600
27.04. | 2 | 2600
27.04. | 3 | 2600
27.04. | 4 | 2600
27.04. | 5 | 2600
27.04. | 6 | 2600
27.04. | 7 | 2600
27.04. | 8 | 2600
27.04. | 9 | 2600
27.04. | 10 | 2600
27.04. | 11 | 2600
27.04. | 12 | 2600
27.04. | 13 | 2600
27.04. | 14 | 2600
27.04. | 15 | 2600
27.04. | 16 | 2600
27.04. | 17 | 2600
27.04. | 18 | 2600
27.04. | 19 | 2600
27.04. | 20 | 2600
27.04. | 21 | 2600
27.04. | 22 | 2600
27.04. | 23 | 2600
27.04. | 24 | 2600
28.04. | 1 | 2600
28.04. | 2 | 2600
28.04. | 3 | 2600
28.04. | 4 | 2600
28.04. | 5 | 2600
28.04. | 6 | 2600
28.04. | 7 | 2600
28.04. | 8 | 2600
28.04. | 9 | 2600
28.04. | 10 | 2600
28.04. | 11 | 2600
28.04. | 12 | 2600
28.04. | 13 | 2600
28.04. | 14 | 2600
28.04. | 15 | 2600
28.04. | 16 | 2600
28.04. | 17 | 2600
28.04. | 18 | 2600
28.04. | 19 | 2600
28.04. | 20 | 2600
28.04. | 21 | 2600
28.04. | 22 | 2600
28.04. | 23 | 2600
28.04. | 24 | 2600
29.04. | 1 | 2600
29.04. | 2 | 2600
29.04. | 3 | 2600
29.04. | 4 | 2600
29.04. | 5 | 2600
29.04. | 6 | 2600
29.04. | 7 | 2600
29.04. | 8 | 2600
29.04. | 9 | 2600
29.04. | 10 | 2600
29.04. | 11 | 2600
29.04. | 12 | 2600
29.04. | 13 | 2600
29.04. | 14 | 2600
29.04. | 15 | 2600
29.04. | 16 | 2600
29.04. | 17 | 2600
29.04. | 18 | 2600
29.04. | 19 | 2600
29.04. | 20 | 2600
29.04. | 21 | 2600
29.04. | 22 | 2600
29.04. | 23 | 2600
29.04. | 24 | 2600
30.04. | 1 | 2600
30.04. | 2 | 2600
30.04. | 3 | 2600
30.04. | 4 | 2600
30.04. | 5 | 2600
30.04. | 6 | 2600
30.04. | 7 | 2600
30.04. | 8 | 2600
30.04. | 9 | 2600
30.04. | 10 | 2600
30.04. | 11 | 2600
30.04. | 12 | 2600
30.04. | 13 | 2600
30.04. | 14 | 2600
30.04. | 15 | 2600
30.04. | 16 | 2600
30.04. | 17 | 2600
30.04. | 18 | 2600
30.04. | 19 | 2600
30.04. | 20 | 2600
30.04. | 21 | 2600
30.04. | 22 | 2600
30.04. | 23 | 2600
30.04. | 24 | 2600
01.05. | 1 | 2600
01.05. | 2 | 2600
01.05. | 3 | 2600
01.05. | 4 | 2600
01.05. | 5 | 2600
01.05. | 6 | 2600
01.05. | 7 | 2600
01.05. | 8 | 2600
01.05. | 9 | 2600
01.05. | 10 | 2600
01.05. | 11 | 2600
01.05. | 12 | 2600
01.05. | 13 | 2600
01.05. | 14 | 2600
01.05. | 15 | 2600
01.05. | 16 | 2600
01.05. | 17 | 2600
01.05. | 18 | 2600
01.05. | 19 | 2600
01.05. | 20 | 2600
01.05. | 21 | 2600
01.05. | 22 | 2600
01.05. | 23 | 2600
01.05. | 24 | 2600
02.05. | 1 | 2600
02.05. | 2 | 2600
02.05. | 3 | 2600
02.05. | 4 | 2600
02.05. | 5 | 2600
02.05. | 6 | 2600
02.05. | 7 | 2600
02.05. | 8 | 2600
02.05. | 9 | 2600
02.05. | 10 | 2600
02.05. | 11 | 2600
02.05. | 12 | 2600
02.05. | 13 | 2600
02.05. | 14 | 2600
02.05. | 15 | 2600
02.05. | 16 | 2600
02.05. | 17 | 2600
02.05. | 18 | 2600
02.05. | 19 | 2600
02.05. | 20 | 2600
02.05. | 21 | 2600
02.05. | 22 | 2600
02.05. | 23 | 2600
02.05. | 24 | 2600
03.05. | 1 | 2600
03.05. | 2 | 2600
03.05. | 3 | 2600
03.05. | 4 | 2600
03.05. | 5 | 2600
03.05. | 6 | 2600
03.05. | 7 | 2600
03.05. | 8 | 2600
03.05. | 9 | 2600
03.05. | 10 | 2600
03.05. | 11 | 2600
03.05. | 12 | 2600
03.05. | 13 | 2600
03.05. | 14 | 2600
03.05. | 15 | 2600
03.05. | 16 | 2600
03.05. | 17 | 2600
03.05. | 18 | 2600
03.05. | 19 | 2600
03.05. | 20 | 2600
03.05. | 21 | 2600
03.05. | 22 | 2600
03.05. | 23 | 2600
03.05. | 24 | 2600
04.05. | 1 | 2600
04.05. | 2 | 2600
04.05. | 3 | 2600
04.05. | 4 | 2600
04.05. | 5 | 2600
04.05. | 6 | 2600
04.05. | 7 | 2600
04.05. | 8 | 2600
04.05. | 9 | 2600
04.05. | 10 | 2600
04.05. | 11 | 2600
04.05. | 12 | 2600
04.05. | 13 | 2600
04.05. | 14 | 2600
04.05. | 15 | 2600
04.05. | 16 | 2600
04.05. | 17 | 2600
04.05. | 18 | 2600
04.05. | 19 | 2600
04.05. | 20 | 2600
04.05. | 21 | 2600
04.05. | 22 | 2600
04.05. | 23 | 2600
04.05. | 24 | 2600
05.05. | 1 | 2600
05.05. | 2 | 2600
05.05. | 3 | 2600
05.05. | 4 | 2600
05.05. | 5 | 2600
05.05. | 6 | 2600
05.05. | 7 | 2600
05.05. | 8 | 2600
05.05. | 9 | 2600
05.05. | 10 | 2600
05.05. | 11 | 2600
05.05. | 12 | 2600
05.05. | 13 | 2600
05.05. | 14 | 2600
05.05. | 15 | 2600
05.05. | 16 | 2600
05.05. | 17 | 2600
05.05. | 18 | 2600
05.05. | 19 | 2600
05.05. | 20 | 2600
05.05. | 21 | 2600
05.05. | 22 | 2600
05.05. | 23 | 2600
05.05. | 24 | 2600
06.05. | 1 | 2600
06.05. | 2 | 2600
06.05. | 3 | 2600
06.05. | 4 | 2600
06.05. | 5 | 2600
06.05. | 6 | 2600
06.05. | 7 | 2600
06.05. | 8 | 2600
06.05. | 9 | 2600
06.05. | 10 | 2600
06.05. | 11 | 2600
06.05. | 12 | 2600
06.05. | 13 | 2600
06.05. | 14 | 2600
06.05. | 15 | 2600
06.05. | 16 | 2600
06.05. | 17 | 2600
06.05. | 18 | 2600
06.05. | 19 | 2600
06.05. | 20 | 2600
06.05. | 21 | 2600
06.05. | 22 | 2600
06.05. | 23 | 2600
06.05. | 24 | 2600
07.05. | 1 | 2600
07.05. | 2 | 2600
07.05. | 3 | 2600
07.05. | 4 | 2600
07.05. | 5 | 2600
07.05. | 6 | 2600
07.05. | 7 | 2600
07.05. | 8 | 2600
07.05. | 9 | 2600
07.05. | 10 | 2600
07.05. | 11 | 2600
07.05. | 12 | 2600
07.05. | 13 | 2600
07.05. | 14 | 2600
07.05. | 15 | 2600
07.05. | 16 | 2600
07.05. | 17 | 2600
07.05. | 18 | 2600
07.05. | 19 | 2600
07.05. | 20 | 2600
07.05. | 21 | 2600
07.05. | 22 | 2600
07.05. | 23 | 2600
07.05. | 24 | 2600
08.05. | 1 | 2600
08.05. | 2 | 2600
08.05. | 3 | 2600
08.05. | 4 | 2600
08.05. | 5 | 2600
08.05. | 6 | 2600
08.05. | 7 | 2600
08.05. | 8 | 2600
08.05. | 9 | 2600
08.05. | 10 | 2600
08.05. | 11 | 2600
08.05. | 12 | 2600
08.05. | 13 | 2600
08.05. | 14 | 2600
08.05. | 15 | 2600
08.05. | 16 | 2600
08.05. | 17 | 2600
08.05. | 18 | 2600
08.05. | 19 | 2600
08.05. | 20 | 2600
08.05. | 21 | 2600
08.05. | 22 | 2600
08.05. | 23 | 2600
08.05. | 24 | 2600
09.05. | 1 | 2600
09.05. | 2 | 2600
09.05. | 3 | 2600
09.05. | 4 | 2600
09.05. | 5 | 2600
09.05. | 6 | 2600
09.05. | 7 | 2600
09.05. | 8 | 2600
09.05. | 9 | 2600
09.05. | 10 | 2600
09.05. | 11 | 2600
09.05. | 12 | 2600
09.05. | 13 | 2600
09.05. | 14 | 2600
09.05. | 15 | 2600
09.05. | 16 | 2600
09.05. | 17 | 2600
09.05. | 18 | 2600
09.05. | 19 | 2600
09.05. | 20 | 2600
09.05. | 21 | 2600
09.05. | 22 | 2600
09.05. | 23 | 2600
09.05. | 24 | 2600
10.05. | 1 | 2600
10.05. | 2 | 2600
10.05. | 3 | 2600
10.05. | 4 | 2600
10.05. | 5 | 2600
10.05. | 6 | 2600
10.05. | 7 | 2600
10.05. | 8 | 2600
10.05. | 9 | 2600
10.05. | 10 | 2600
10.05. | 11 | 2600
10.05. | 12 | 2600
10.05. | 13 | 2600
10.05. | 14 | 2600
10.05. | 15 | 2600
10.05. | 16 | 2600
10.05. | 17 | 2600
10.05. | 18 | 2600
10.05. | 19 | 2600
10.05. | 20 | 2600
10.05. | 21 | 2600
10.05. | 22 | 2600
10.05. | 23 | 2600
10.05. | 24 | 2600
11.05. | 1 | 2600
11.05. | 2 | 2600
11.05. | 3 | 2600
11.05. | 4 | 2600
11.05. | 5 | 2600
11.05. | 6 | 2600
11.05. | 7 | 2600
11.05. | 8 | 2600
11.05. | 9 | 2600
11.05. | 10 | 2600
11.05. | 11 | 2600
11.05. | 12 | 2600
11.05. | 13 | 2600
11.05. | 14 | 2600
11.05. | 15 | 2600
11.05. | 16 | 2600
11.05. | 17 | 2600
11.05. | 18 | 2600
11.05. | 19 | 2600
11.05. | 20 | 2600
11.05. | 21 | 2600
11.05. | 22 | 2600
11.05. | 23 | 2600
11.05. | 24 | 2600
12.05. | 1 | 2600
12.05. | 2 | 2600
12.05. | 3 | 2600
12.05. | 4 | 2600
12.05. | 5 | 2600
12.05. | 6 | 2600
12.05. | 7 | 2600
12.05. | 8 | 2600
12.05. | 9 | 2600
12.05. | 10 | 2600
12.05. | 11 | 2600
12.05. | 12 | 2600
12.05. | 13 | 2600
12.05. | 14 | 2600
12.05. | 15 | 2600
12.05. | 16 | 2600
12.05. | 17 | 2600
12.05. | 18 | 2600
12.05. | 19 | 2600
12.05. | 20 | 2600
12.05. | 21 | 2600
12.05. | 22 | 2600
12.05. | 23 | 2600
12.05. | 24 | 2600
13.05. | 1 | 2600
13.05. | 2 | 2600
13.05. | 3 | 2600
13.05. | 4 | 2600
13.05. | 5 | 2600
13.05. | 6 | 2600
13.05. | 7 | 2600
13.05. | 8 | 2600
13.05. | 9 | 2600
13.05. | 10 | 2600
13.05. | 11 | 2600
13.05. | 12 | 2600
13.05. | 13 | 2600
13.05. | 14 | 2600
13.05. | 15 | 2600
13.05. | 16 | 2600
13.05. | 17 | 2600
13.05. | 18 | 2600
13.05. | 19 | 2600
13.05. | 20 | 2600
13.05. | 21 | 2600
13.05. | 22 | 2600
13.05. | 23 | 2600
13.05. | 24 | 2600
14.05. | 1 | 2600
14.05. | 2 | 2600
14.05. | 3 | 2600
14.05. | 4 | 2600
14.05. | 5 | 2600
14.05. | 6 | 2600
14.05. | 7 | 2600
14.05. | 8 | 2600
14.05. | 9 | 2600
14.05. | 10 | 2600
14.05. | 11 | 2600
14.05. | 12 | 2600
14.05. | 13 | 2600
14.05. | 14 | 2600
14.05. | 15 | 2600
14.05. | 16 | 2600
14.05. | 17 | 2600
14.05. | 18 | 2600
14.05. | 19 | 2600
14.05. | 20 | 2600
14.05. | 21 | 2600
14.05. | 22 | 2600
14.05. | 23 | 2600
14.05. | 24 | 2600
15.05. | 1 | 2600
15.05. | 2 | 2600
15.05. | 3 | 2600
15.05. | 4 | 2600
15.05. | 5 | 2600
15.05. | 6 | 2600
15.05. | 7 | 2600
15.05. | 8 | 2600
15.05. | 9 | 2600
15.05. | 10 | 2600
15.05. | 11 | 2600
15.05. | 12 | 2600
15.05. | 13 | 2600
15.05. | 14 | 2600
15.05. | 15 | 2600
15.05. | 16 | 2600
15.05. | 17 | 2600
15.05. | 18 | 2600
15.05. | 19 | 2600
15.05. | 20 | 2600
15.05. | 21 | 2600
15.05. | 22 | 2600
15.05. | 23 | 2600
15.05. | 24 | 2600
16.05. | 1 | 2600
16.05. | 2 | 2600
16.05. | 3 | 2600
16.05. | 4 | 2600
16.05. | 5 | 2600
16.05. | 6 | 2600
16.05. | 7 | 2600
16.05. | 8 | 2600
16.05. | 9 | 2600
16.05. | 10 | 2600
16.05. | 11 | 2600
16.05. | 12 | 2600
16.05. | 13 | 2600
16.05. | 14 | 2600
16.05. | 15 | 2600
16.05. | 16 | 2600
16.05. | 17 | 2600
16.05. | 18 | 2600
16.05. | 19 | 2600
16.05. | 20 | 2600
16.05. | 21 | 2600
16.05. | 22 | 2600
16.05. | 23 | 2600
16.05. | 24 | 2600
17.05. | 1 | 2600
17.05. | 2 | 2600
17.05. | 3 | 2600
17.05. | 4 | 2600
17.05. | 5 | 2600
17.05. | 6 | 2600
17.05. | 7 | 2600
17.05. | 8 | 2600
17.05. | 9 | 2600
17.05. | 10 | 2600
17.05. | 11 | 2600
17.05. | 12 | 2600
17.05. | 13 | 2600
17.05. | 14 | 2600
17.05. | 15 | 2600
17.05. | 16 | 2600
17.05. | 17 | 2600
17.05. | 18 | 2600
17.05. | 19 | 2600
17.05. | 20 | 2600
17.05. | 21 | 2600
17.05. | 22 | 2600
17.05. | 23 | 2600
17.05. | 24 | 2600
18.05. | 1 | 2600
18.05. | 2 | 2600
18.05. | 3 | 2600
18.05. | 4 | 2600
18.05. | 5 | 2600
18.05. | 6 | 2600
18.05. | 7 | 2600
18.05. | 8 | 2600
18.05. | 9 | 2600
18.05. | 10 | 2600
18.05. | 11 | 2600
18.05. | 12 | 2600
18.05. | 13 | 2600
18.05. | 14 | 2600
18.05. | 15 | 2600
18.05. | 16 | 2600
18.05. | 17 | 2600
18.05. | 18 | 2600
18.05. | 19 | 2600
18.05. | 20 | 2600
18.05. | 21 | 2600
18.05. | 22 | 2600
18.05. | 23 | 2600
18.05. | 24 | 2600
19.05. | 1 | 2600
19.05. | 2 | 2600
19.05. | 3 | 2600
19.05. | 4 | 2600
19.05. | 5 | 2600
19.05. | 6 | 2600
19.05. | 7 | 2600
19.05. | 8 | 2600
19.05. | 9 | 2600
19.05. | 10 | 2600
19.05. | 11 | 2600
19.05. | 12 | 2600
19.05. | 13 | 2600
19.05. | 14 | 2600
19.05. | 15 | 2600
19.05. | 16 | 2600
19.05. | 17 | 2600
19.05. | 18 | 2600
19.05. | 19 | 2600
19.05. | 20 | 2600
19.05. | 21 | 2600
19.05. | 22 | 2600
19.05. | 23 | 2600
19.05. | 24 | 2600
20.05. | 1 | 2600
20.05. | 2 | 2600
20.05. | 3 | 2600
20.05. | 4 | 2600
20.05. | 5 | 2600
20.05. | 6 | 2600
20.05. | 7 | 2600
20.05. | 8 | 2600
20.05. | 9 | 2600
20.05. | 10 | 2600
20.05. | 11 | 2600
20.05. | 12 | 2600
20.05. | 13 | 2600
20.05. | 14 | 2600
20.05. | 15 | 2600
20.05. | 16 | 2600
20.05. | 17 | 2600
20.05. | 18 | 2600
20.05. | 19 | 2600
20.05. | 20 | 2600
20.05. | 21 | 2600
20.05. | 22 | 2600
20.05. | 23 | 2600
20.05. | 24 | 2600
21.05. | 1 | 2600
21.05. | 2 | 2600
21.05. | 3 | 2600
21.05. | 4 | 2600
21.05. | 5 | 2600
21.05. | 6 | 2600
21.05. | 7 | 2600
21.05. | 8 | 2600
21.05. | 9 | 2600
21.05. | 10 | 2600
21.05. | 11 | 2600
21.05. | 12 | 2600
21.05. | 13 | 2600
21.05. | 14 | 2600
21.05. | 15 | 2600
21.05. | 16 | 2600
21.05. | 17 | 2600
21.05. | 18 | 2600
21.05. | 19 | 2600
21.05. | 20 | 2600
21.05. | 21 | 2600
21.05. | 22 | 2600
21.05. | 23 | 2600
21.05. | 24 | 2600
22.05. | 1 | 2600
22.05. | 2 | 2600
22.05. | 3 | 2600
22.05. | 4 | 2600
22.05. | 5 | 2600
22.05. | 6 | 2600
22.05. | 7 | 2600
22.05. | 8 | 2600
22.05. | 9 | 2600
22.05. | 10 | 2600
22.05. | 11 | 2600
22.05. | 12 | 2600
22.05. | 13 | 2600
22.05. | 14 | 2600
22.05. | 15 | 2600
22.05. | 16 | 2600
22.05. | 17 | 2600
22.05. | 18 | 2600
22.05. | 19 | 2600
22.05. | 20 | 2600
22.05. | 21 | 2600
22.05. | 22 | 2600
22.05. | 23 | 2600
22.05. | 24 | 2600
23.05. | 1 | 2600
23.05. | 2 | 2600
23.05. | 3 | 2600
23.05. | 4 | 2600
23.05. | 5 | 2600
23.05. | 6 | 2600
23.05. | 7 | 2600
23.05. | 8 | 2600
23.05. | 9 | 2600
23.05. | 10 | 2600
23.05. | 11 | 2600
23.05. | 12 | 2600
23.05. | 13 | 2600
23.05. | 14 | 2600
23.05. | 15 | 2600
23.05. | 16 | 2600
23.05. | 17 | 2600
23.05. | 18 | 2600
23.05. | 19 | 2600
23.05. | 20 | 2600
23.05. | 21 | 2600
23.05. | 22 | 2600
23.05. | 23 | 2600
23.05. | 24 | 2600
24.05. | 1 | 2600
24.05. | 2 | 2600
24.05. | 3 | 2600
24.05. | 4 | 2600
24.05. | 5 | 2600
24.05. | 6 | 2600
24.05. | 7 | 2600
24.05. | 8 | 2600
24.05. | 9 | 2600
24.05. | 10 | 2600
24.05. | 11 | 2600
24.05. | 12 | 2600
24.05. | 13 | 2600
24.05. | 14 | 2600
24.05. | 15 | 2600
24.05. | 16 | 2600
24.05. | 17 | 2600
24.05. | 18 | 2600
24.05. | 19 | 2600
24.05. | 20 | 2600
24.05. | 21 | 2600
24.05. | 22 | 2600
24.05. | 23 | 2600
24.05. | 24 | 2600
25.05. | 1 | 2600
25.05. | 2 | 2600
25.05. | 3 | 2600
25.05. | 4 | 2600
25.05. | 5 | 2600
25.05. | 6 | 2600
25.05. | 7 | 2600
25.05. | 8 | 2600
25.05. | 9 | 2600
25.05. | 10 | 2600
25.05. | 11 | 2600
25.05. | 12 | 2600
25.05. | 13 | 2600
25.05. | 14 | 2600
25.05. | 15 | 2600
25.05. | 16 | 2600
25.05. | 17 | 2600
25.05. | 18 | 2600
25.05. | 19 | 2600
25.05. | 20 | 2600
25.05. | 21 | 2600
25.05. | 22 | 2600
25.05. | 23 | 2600
25.05. | 24 | 2600
26.05. | 1 | 2600
26.05. | 2 | 2600
26.05. | 3 | 2600
26.05. | 4 | 2600
26.05. | 5 | 2600
26.05. | 6 | 2600
26.05. | 7 | 2600
26.05. | 8 | 2600
26.05. | 9 | 2600
26.05. | 10 | 2600
26.05. | 11 | 2600
26.05. | 12 | 2600
26.05. | 13 | 2600
26.05. | 14 | 2600
26.05. | 15 | 2600
26.05. | 16 | 2600
26.05. | 17 | 2600
26.05. | 18 | 2600
26.05. | 19 | 2600
26.05. | 20 | 2600
26.05. | 21 | 2600
26.05. | 22 | 2600
26.05. | 23 | 2600
26.05. | 24 | 2600
27.05. | 1 | 2600
27.05. | 2 | 2600
27.05. | 3 | 2600
27.05. | 4 | 2600
27.05. | 5 | 2600
27.05. | 6 | 2600
27.05. | 7 | 2600
27.05. | 8 | 2600
27.05. | 9 | 2600
27.05. | 10 | 2600
27.05. | 11 | 2600
27.05. | 12 | 2600
27.05. | 13 | 2600
27.05. | 14 | 2600
27.05. | 15 | 2600
27.05. | 16 | 2600
27.05. | 17 | 2600
27.05. | 18 | 2600
27.05. | 19 | 2600
27.05. | 20 | 2600
27.05. | 21 | 2600
27.05. | 22 | 2600
27.05. | 23 | 2600
27.05. | 24 | 2600
28.05. | 1 | 2600
28.05. | 2 | 2600
28.05. | 3 | 2600
28.05. | 4 | 2600
28.05. | 5 | 2600
28.05. | 6 | 2600
28.05. | 7 | 2600
28.05. | 8 | 2600
28.05. | 9 | 2600
28.05. | 10 | 2600
28.05. | 11 | 2600
28.05. | 12 | 2600
28.05. | 13 | 2600
28.05. | 14 | 2600
28.05. | 15 | 2600
28.05. | 16 | 2600
28.05. | 17 | 2600
28.05. | 18 | 2600
28.05. | 19 | 2600
28.05. | 20 | 2600
28.05. | 21 | 2600
28.05. | 22 | 2600
28.05. | 23 | 2600
28.05. | 24 | 2600
29.05. | 1 | 2600
29.05. | 2 | 2600
29.05. | 3 | 2600
29.05. | 4 | 2600
29.05. | 5 | 2600
29.05. | 6 | 2600
29.05. | 7 | 2600
29.05. | 8 | 2600
29.05. | 9 | 2600
29.05. | 10 | 2600
29.05. | 11 | 2600
29.05. | 12 | 2600
29.05. | 13 | 2600
29.05. | 14 | 2600
29.05. | 15 | 2600
29.05. | 16 | 2600
29.05. | 17 | 2600
29.05. | 18 | 2600
29.05. | 19 | 2600
29.05. | 20 | 2600
29.05. | 21 | 2600
29.05. | 22 | 2600
29.05. | 23 | 2600
29.05. | 24 | 2600
30.05. | 1 | 2600
30.05. | 2 | 2600
30.05. | 3 | 2600
30.05. | 4 | 2600
30.05. | 5 | 2600
30.05. | 6 | 2600
30.05. | 7 | 2600
30.05. | 8 | 2600
30.05. | 9 | 2600
30.05. | 10 | 2600
30.05. | 11 | 2600
30.05. | 12 | 2600
30.05. | 13 | 2600
30.05. | 14 | 2600
30.05. | 15 | 2600
30.05. | 16 | 2600
30.05. | 17 | 2600
30.05. | 18 | 2600
30.05. | 19 | 2600
30.05. | 20 | 2600
30.05. | 21 | 2600
30.05. | 22 | 2600
30.05. | 23 | 2600
30.05. | 24 | 2600
31.05. | 1 | 2600
31.05. | 2 | 2600
31.05. | 3 | 2600
31.05. | 4 | 2600
31.05. | 5 | 2600
31.05. | 6 | 2600
31.05. | 7 | 2600
31.05. | 8 | 2600
31.05. | 9 | 2600
31.05. | 10 | 2600
31.05. | 11 | 2600
31.05. | 12 | 2600
31.05. | 13 | 2600
31.05. | 14 | 2600
31.05. | 15 | 2600
31.05. | 16 | 2600
31.05. | 17 | 2600
31.05. | 18 | 2600
31.05. | 19 | 2600
31.05. | 20 | 2600
31.05. | 21 | 2600
31.05. | 22 | 2600
31.05. | 23 | 2600
31.05. | 24 | 2600
01.06. | 1 | 2600
01.06. | 2 | 2600
01.06. | 3 | 2600
01.06. | 4 | 2600
01.06. | 5 | 2600
01.06. | 6 | 2600
01.06. | 7 | 2600
01.06. | 8 | 2600
01.06. | 9 | 2600
01.06. | 10 | 2600
01.06. | 11 | 2600
01.06. | 12 | 2600
01.06. | 13 | 2600
01.06. | 14 | 2600
01.06. | 15 | 2600
01.06. | 16 | 2600
01.06. | 17 | 2600
01.06. | 18 | 2600
01.06. | 19 | 2600
01.06. | 20 | 2600
01.06. | 21 | 2600
01.06. | 22 | 2600
01.06. | 23 | 2600
01.06. | 24 | 2600
02.06. | 1 | 2600
02.06. | 2 | 2600
02.06. | 3 | 2600
02.06. | 4 | 2600
02.06. | 5 | 2600
02.06. | 6 | 2600
02.06. | 7 | 2600
02.06. | 8 | 2600
02.06. | 9 | 2600
02.06. | 10 | 2600
02.06. | 11 | 2600
02.06. | 12 | 2600
02.06. | 13 | 2600
02.06. | 14 | 2600
02.06. | 15 | 2600
02.06. | 16 | 2600
02.06. | 17 | 2600
02.06. | 18 | 2600
02.06. | 19 | 2600
02.06. | 20 | 2600
02.06. | 21 | 2600
02.06. | 22 | 2600
02.06. | 23 | 2600
02.06. | 24 | 2600
03.06. | 1 | 2600
03.06. | 2 | 2600
03.06. | 3 | 2600
03.06. | 4 | 2600
03.06. | 5 | 2600
03.06. | 6 | 2600
03.06. | 7 | 2600
03.06. | 8 | 2600
03.06. | 9 | 2600
03.06. | 10 | 2600
03.06. | 11 | 2600
03.06. | 12 | 2600
03.06. | 13 | 2600
03.06. | 14 | 2600
03.06. | 15 | 2600
03.06. | 16 | 2600
03.06. | 17 | 2600
03.06. | 18 | 2600
03.06. | 19 | 2600
03.06. | 20 | 2600
03.06. | 21 | 2600
03.06. | 22 | 2600
03.06. | 23 | 2600
03.06. | 24 | 2600
04.06. | 1 | 2600
04.06. | 2 | 2600
04.06. | 3 | 2600
04.06. | 4 | 2600
04.06. | 5 | 2600
04.06. | 6 | 2600
04.06. | 7 | 2600
04.06. | 8 | 2600
04.06. | 9 | 2600
04.06. | 10 | 2600
04.06. | 11 | 2600
04.06. | 12 | 2600
04.06. | 13 | 2600
04.06. | 14 | 2600
04.06. | 15 | 2600
04.06. | 16 | 2600
04.06. | 17 | 2600
04.06. | 18 | 2600
04.06. | 19 | 2600
04.06. | 20 | 2600
04.06. | 21 | 2600
04.06. | 22 | 2600
04.06. | 23 | 2600
04.06. | 24 | 2600
05.06. | 1 | 2600
05.06. | 2 | 2600
05.06. | 3 | 2600
05.06. | 4 | 2600
05.06. | 5 | 2600
05.06. | 6 | 2600
05.06. | 7 | 2600
05.06. | 8 | 2600
05.06. | 9 | 2600
05.06. | 10 | 2600
05.06. | 11 | 2600
05.06. | 12 | 2600
05.06. | 13 | 2600
05.06. | 14 | 2600
05.06. | 15 | 2600
05.06. | 16 | 2600
05.06. | 17 | 2600
05.06. | 18 | 2600
05.06. | 19 | 2600
05.06. | 20 | 2600
05.06. | 21 | 2600
05.06. | 22 | 2600
05.06. | 23 | 2600
05.06. | 24 | 2600
06.06. | 1 | 2600
06.06. | 2 | 2600
06.06. | 3 | 2600
06.06. | 4 | 2600
06.06. | 5 | 2600
06.06. | 6 | 2600
06.06. | 7 | 2600
06.06. | 8 | 2600
06.06. | 9 | 2600
06.06. | 10 | 2600
06.06. | 11 | 2600
06.06. | 12 | 2600
06.06. | 13 | 2600
06.06. | 14 | 2600
06.06. | 15 | 2600
06.06. | 16 | 2600
06.06. | 17 | 2600
06.06. | 18 | 2600
06.06. | 19 | 2600
06.06. | 20 | 2600
06.06. | 21 | 2600
06.06. | 22 | 2600
06.06. | 23 | 2600
06.06. | 24 | 2600
07.06. | 1 | 2600
07.06. | 2 | 2600
07.06. | 3 | 2600
07.06. | 4 | 2600
07.06. | 5 | 2600
07.06. | 6 | 2600
07.06. | 7 | 2600
07.06. | 8 | 2600
07.06. | 9 | 2600
07.06. | 10 | 2600
07.06. | 11 | 2600
07.06. | 12 | 2600
07.06. | 13 | 2600
07.06. | 14 | 2600
07.06. | 15 | 2600
07.06. | 16 | 2600
07.06. | 17 | 2600
07.06. | 18 | 2600
07.06. | 19 | 2600
07.06. | 20 | 2600
07.06. | 21 | 2600
07.06. | 22 | 2600
07.06. | 23 | 2600
07.06. | 24 | 2600
08.06. | 1 | 2600
08.06. | 2 | 2600
08.06. | 3 | 2600
08.06. | 4 | 2600
08.06. | 5 | 2600
08.06. | 6 | 2600
08.06. | 7 | 2600
08.06. | 8 | 2600
08.06. | 9 | 2600
08.06. | 10 | 2600
08.06. | 11 | 2600
08.06. | 12 | 2600
08.06. | 13 | 2600
08.06. | 14 | 2600
08.06. | 15 | 2600
08.06. | 16 | 2600
08.06. | 17 | 2600
08.06. | 18 | 2600
08.06. | 19 | 2600
08.06. | 20 | 2600
08.06. | 21 | 2600
08.06. | 22 | 2600
08.06. | 23 | 2600
08.06. | 24 | 2600
09.06. | 1 | 2600
09.06. | 2 | 2600
09.06. | 3 | 2600
09.06. | 4 | 2600
09.06. | 5 | 2600
09.06. | 6 | 2600
09.06. | 7 | 2600
09.06. | 8 | 2600
09.06. | 9 | 2600
09.06. | 10 | 2600
09.06. | 11 | 2600
09.06. | 12 | 2600
09.06. | 13 | 2600
09.06. | 14 | 2600
09.06. | 15 | 2600
09.06. | 16 | 2600
09.06. | 17 | 2600
09.06. | 18 | 2600
09.06. | 19 | 2600
09.06. | 20 | 2600
09.06. | 21 | 2600
09.06. | 22 | 2600
09.06. | 23 | 2600
09.06. | 24 | 2600
10.06. | 1 | 2600
10.06. | 2 | 2600
10.06. | 3 | 2600
10.06. | 4 | 2600
10.06. | 5 | 2600
10.06. | 6 | 2600
10.06. | 7 | 2600
10.06. | 8 | 2600
10.06. | 9 | 2600
10.06. | 10 | 2600
10.06. | 11 | 2600
10.06. | 12 | 2600
10.06. | 13 | 2600
10.06. | 14 | 2600
10.06. | 15 | 2600
10.06. | 16 | 2600
10.06. | 17 | 2600
10.06. | 18 | 2600
10.06. | 19 | 2600
10.06. | 20 | 2600
10.06. | 21 | 2600
10.06. | 22 | 2600
10.06. | 23 | 2600
10.06. | 24 | 2600
11.06. | 1 | 2600
11.06. | 2 | 2600
11.06. | 3 | 2600
11.06. | 4 | 2600
11.06. | 5 | 2600
11.06. | 6 | 2600
11.06. | 7 | 2600
11.06. | 8 | 2600
11.06. | 9 | 2600
11.06. | 10 | 2600
11.06. | 11 | 2600
11.06. | 12 | 2600
11.06. | 13 | 2600
11.06. | 14 | 2600
11.06. | 15 | 2600
11.06. | 16 | 2600
11.06. | 17 | 2600
11.06. | 18 | 2600
11.06. | 19 | 2600
11.06. | 20 | 2600
11.06. | 21 | 2600
11.06. | 22 | 2600
11.06. | 23 | 2600
11.06. | 24 | 2600
12.06. | 1 | 2600
12.06. | 2 | 2600
12.06. | 3 | 2600
12.06. | 4 | 2600
12.06. | 5 | 2600
12.06. | 6 | 2600
12.06. | 7 | 2600
12.06. | 8 | 2600
12.06. | 9 | 2600
12.06. | 10 | 2600
12.06. | 11 | 2600
12.06. | 12 | 2600
12.06. | 13 | 2600
12.06. | 14 | 2600
12.06. | 15 | 2600
12.06. | 16 | 2600
12.06. | 17 | 2600
12.06. | 18 | 2600
12.06. | 19 | 2600
12.06. | 20 | 2600
12.06. | 21 | 2600
12.06. | 22 | 2600
12.06. | 23 | 2600
12.06. | 24 | 2600
13.06. | 1 | 2600
13.06. | 2 | 2600
13.06. | 3 | 2600
13.06. | 4 | 2600
13.06. | 5 | 2600
13.06. | 6 | 2600
13.06. | 7 | 2600
13.06. | 8 | 2600
13.06. | 9 | 2600
13.06. | 10 | 2600
13.06. | 11 | 2600
13.06. | 12 | 2600
13.06. | 13 | 2600
13.06. | 14 | 2600
13.06. | 15 | 2600
13.06. | 16 | 2600
13.06. | 17 | 2600
13.06. | 18 | 2600
13.06. | 19 | 2600
13.06. | 20 | 2600
13.06. | 21 | 2600
13.06. | 22 | 2600
13.06. | 23 | 2600
13.06. | 24 | 2600
14.06. | 1 | 2600
14.06. | 2 | 2600
14.06. | 3 | 2600
14.06. | 4 | 2600
14.06. | 5 | 2600
14.06. | 6 | 2600
14.06. | 7 | 2600
14.06. | 8 | 2600
14.06. | 9 | 2600
14.06. | 10 | 2600
14.06. | 11 | 2600
14.06. | 12 | 2600
14.06. | 13 | 2600
14.06. | 14 | 2600
14.06. | 15 | 2600
14.06. | 16 | 2600
14.06. | 17 | 2600
14.06. | 18 | 2600
14.06. | 19 | 2600
14.06. | 20 | 2600
14.06. | 21 | 2600
14.06. | 22 | 2600
14.06. | 23 | 2600
14.06. | 24 | 2600
15.06. | 1 | 2600
15.06. | 2 | 2600
15.06. | 3 | 2600
15.06. | 4 | 2600
15.06. | 5 | 2600
15.06. | 6 | 2600
15.06. | 7 | 2600
15.06. | 8 | 2600
15.06. | 9 | 2600
15.06. | 10 | 2600
15.06. | 11 | 2600
15.06. | 12 | 2600
15.06. | 13 | 2600
15.06. | 14 | 2600
15.06. | 15 | 2600
15.06. | 16 | 2600
15.06. | 17 | 2600
15.06. | 18 | 2600
15.06. | 19 | 2600
15.06. | 20 | 2600
15.06. | 21 | 2600
15.06. | 22 | 2600
15.06. | 23 | 2600
15.06. | 24 | 2600
16.06. | 1 | 2600
16.06. | 2 | 2600
16.06. | 3 | 2600
16.06. | 4 | 2600
16.06. | 5 | 2600
16.06. | 6 | 2600
16.06. | 7 | 2600
16.06. | 8 | 2600
16.06. | 9 | 2600
16.06. | 10 | 2600
16.06. | 11 | 2600
16.06. | 12 | 2600
16.06. | 13 | 2600
16.06. | 14 | 2600
16.06. | 15 | 2600
16.06. | 16 | 2600
16.06. | 17 | 2600
16.06. | 18 | 2600
16.06. | 19 | 2600
16.06. | 20 | 2600
16.06. | 21 | 2600
16.06. | 22 | 2600
16.06. | 23 | 2600
16.06. | 24 | 2600
17.06. | 1 | 2600
17.06. | 2 | 2600
17.06. | 3 | 2600
17.06. | 4 | 2600
17.06. | 5 | 2600
17.06. | 6 | 2600
17.06. | 7 | 2600
17.06. | 8 | 2600
17.06. | 9 | 2600
17.06. | 10 | 2600
17.06. | 11 | 2600
17.06. | 12 | 2600
17.06. | 13 | 2600
17.06. | 14 | 2600
17.06. | 15 | 2600
17.06. | 16 | 2600
17.06. | 17 | 2600
17.06. | 18 | 2600
17.06. | 19 | 2600
17.06. | 20 | 2600
17.06. | 21 | 2600
17.06. | 22 | 2600
17.06. | 23 | 2600
17.06. | 24 | 2600
18.06. | 1 | 2600
18.06. | 2 | 2600
18.06. | 3 | 2600
18.06. | 4 | 2600
18.06. | 5 | 2600
18.06. | 6 | 2600
18.06. | 7 | 2600
18.06. | 8 | 2600
18.06. | 9 | 2600
18.06. | 10 | 2600
18.06. | 11 | 2600
18.06. | 12 | 2600
18.06. | 13 | 2600
18.06. | 14 | 2600
18.06. | 15 | 2600
18.06. | 16 | 2600
18.06. | 17 | 2600
18.06. | 18 | 2600
18.06. | 19 | 2600
18.06. | 20 | 2600
18.06. | 21 | 2600
18.06. | 22 | 2600
18.06. | 23 | 2600
18.06. | 24 | 2600
19.06. | 1 | 2600
19.06. | 2 | 2600
19.06. | 3 | 2600
19.06. | 4 | 2600
19.06. | 5 | 2600
19.06. | 6 | 2600
19.06. | 7 | 2600
19.06. | 8 | 2600
19.06. | 9 | 2600
19.06. | 10 | 2600
19.06. | 11 | 2600
19.06. | 12 | 2600
19.06. | 13 | 2600
19.06. | 14 | 2600
19.06. | 15 | 2600
19.06. | 16 | 2600
19.06. | 17 | 2600
19.06. | 18 | 2600
19.06. | 19 | 2600
19.06. | 20 | 2600
19.06. | 21 | 2600
19.06. | 22 | 2600
19.06. | 23 | 2600
19.06. | 24 | 2600
20.06. | 1 | 2600
20.06. | 2 | 2600
20.06. | 3 | 2600
20.06. | 4 | 2600
20.06. | 5 | 2600
20.06. | 6 | 2600
20.06. | 7 | 2600
20.06. | 8 | 2600
20.06. | 9 | 2600
20.06. | 10 | 2600
20.06. | 11 | 2600
20.06. | 12 | 2600
20.06. | 13 | 2600
20.06. | 14 | 2600
20.06. | 15 | 2600
20.06. | 16 | 2600
20.06. | 17 | 2600
20.06. | 18 | 2600
20.06. | 19 | 2600
20.06. | 20 | 2600
20.06. | 21 | 2600
20.06. | 22 | 2600
20.06. | 23 | 2600
20.06. | 24 | 2600
21.06. | 1 | 2600
21.06. | 2 | 2600
21.06. | 3 | 2600
21.06. | 4 | 2600
21.06. | 5 | 2600
21.06. | 6 | 2600
21.06. | 7 | 2600
21.06. | 8 | 2600
21.06. | 9 | 2600
21.06. | 10 | 2600
21.06. | 11 | 2600
21.06. | 12 | 2600
21.06. | 13 | 2600
21.06. | 14 | 2600
21.06. | 15 | 2600
21.06. | 16 | 2600
21.06. | 17 | 2600
21.06. | 18 | 2600
21.06. | 19 | 2600
21.06. | 20 | 2600
21.06. | 21 | 2600
21.06. | 22 | 2600
21.06. | 23 | 2600
21.06. | 24 | 2600
22.06. | 1 | 2600
22.06. | 2 | 2600
22.06. | 3 | 2600
22.06. | 4 | 2600
22.06. | 5 | 2600
22.06. | 6 | 2600
22.06. | 7 | 2600
22.06. | 8 | 2600
22.06. | 9 | 2600
22.06. | 10 | 2600
22.06. | 11 | 2600
22.06. | 12 | 2600
22.06. | 13 | 2600
22.06. | 14 | 2600
22.06. | 15 | 2600
22.06. | 16 | 2600
22.06. | 17 | 2600
22.06. | 18 | 2600
22.06. | 19 | 2600
22.06. | 20 | 2600
22.06. | 21 | 2600
22.06. | 22 | 2600
22.06. | 23 | 2600
22.06. | 24 | 2600
23.06. | 1 | 2600
23.06. | 2 | 2600
23.06. | 3 | 2600
23.06. | 4 | 2600
23.06. | 5 | 2600
23.06. | 6 | 2600
23.06. | 7 | 2600
23.06. | 8 | 2600
23.06. | 9 | 2600
23.06. | 10 | 2600
23.06. | 11 | 2600
23.06. | 12 | 2600
23.06. | 13 | 2600
23.06. | 14 | 2600
23.06. | 15 | 2600
23.06. | 16 | 2600
23.06. | 17 | 2600
23.06. | 18 | 2600
23.06. | 19 | 2600
23.06. | 20 | 2600
23.06. | 21 | 2600
23.06. | 22 | 2600
23.06. | 23 | 2600
23.06. | 24 | 2600
24.06. | 1 | 2600
24.06. | 2 | 2600
24.06. | 3 | 2600
24.06. | 4 | 2600
24.06. | 5 | 2600
24.06. | 6 | 2600
24.06. | 7 | 2600
24.06. | 8 | 2600
24.06. | 9 | 2600
24.06. | 10 | 2600
24.06. | 11 | 2600
24.06. | 12 | 2600
24.06. | 13 | 2600
24.06. | 14 | 2600
24.06. | 15 | 2600
24.06. | 16 | 2600
24.06. | 17 | 2600
24.06. | 18 | 2600
24.06. | 19 | 2600
24.06. | 20 | 2600
24.06. | 21 | 2600
24.06. | 22 | 2600
24.06. | 23 | 2600
24.06. | 24 | 2600
25.06. | 1 | 2600
25.06. | 2 | 2600
25.06. | 3 | 2600
25.06. | 4 | 2600
25.06. | 5 | 2600
25.06. | 6 | 2600
25.06. | 7 | 2600
25.06. | 8 | 2600
25.06. | 9 | 2600
25.06. | 10 | 2600
25.06. | 11 | 2600
25.06. | 12 | 2600
25.06. | 13 | 2600
25.06. | 14 | 2600
25.06. | 15 | 2600
25.06. | 16 | 2600
25.06. | 17 | 2600
25.06. | 18 | 2600
25.06. | 19 | 2600
25.06. | 20 | 2600
25.06. | 21 | 2600
25.06. | 22 | 2600
25.06. | 23 | 2600
25.06. | 24 | 2600
26.06. | 1 | 2600
26.06. | 2 | 2600
26.06. | 3 | 2600
26.06. | 4 | 2600
26.06. | 5 | 2600
26.06. | 6 | 2600
26.06. | 7 | 2600
26.06. | 8 | 2600
26.06. | 9 | 2600
26.06. | 10 | 2600
26.06. | 11 | 2600
26.06. | 12 | 2600
26.06. | 13 | 2600
26.06. | 14 | 2600
26.06. | 15 | 2600
26.06. | 16 | 2600
26.06. | 17 | 2600
26.06. | 18 | 2600
26.06. | 19 | 2600
26.06. | 20 | 2600
26.06. | 21 | 2600
26.06. | 22 | 2600
26.06. | 23 | 2600
26.06. | 24 | 2600
27.06. | 1 | 2600
27.06. | 2 | 2600
27.06. | 3 | 2600
27.06. | 4 | 2600
27.06. | 5 | 2600
27.06. | 6 | 2600
27.06. | 7 | 2600
27.06. | 8 | 2600
27.06. | 9 | 2600
27.06. | 10 | 2600
27.06. | 11 | 2600
27.06. | 12 | 2600
27.06. | 13 | 2600
27.06. | 14 | 2600
27.06. | 15 | 2600
27.06. | 16 | 2600
27.06. | 17 | 2600
27.06. | 18 | 2600
27.06. | 19 | 2600
27.06. | 20 | 2600
27.06. | 21 | 2600
27.06. | 22 | 2600
27.06. | 23 | 2600
27.06. | 24 | 2600
28.06. | 1 | 2600
28.06. | 2 | 2600
28.06. | 3 | 2600
28.06. | 4 | 2600
28.06. | 5 | 2600
28.06. | 6 | 2600
28.06. | 7 | 2600
28.06. | 8 | 2600
28.06. | 9 | 2600
28.06. | 10 | 2600
28.06. | 11 | 2600
28.06. | 12 | 2600
28.06. | 13 | 2600
28.06. | 14 | 2600
28.06. | 15 | 2600
28.06. | 16 | 2600
28.06. | 17 | 2600
28.06. | 18 | 2600
28.06. | 19 | 2600
28.06. | 20 | 2600
28.06. | 21 | 2600
28.06. | 22 | 2600
28.06. | 23 | 2600
28.06. | 24 | 2600
29.06. | 1 | 2600
29.06. | 2 | 2600
29.06. | 3 | 2600
29.06. | 4 | 2600
29.06. | 5 | 2600
29.06. | 6 | 2600
29.06. | 7 | 2600
29.06. | 8 | 2600
29.06. | 9 | 2600
29.06. | 10 | 2600
29.06. | 11 | 2600
29.06. | 12 | 2600
29.06. | 13 | 2600
29.06. | 14 | 2600
29.06. | 15 | 2600
29.06. | 16 | 2600
29.06. | 17 | 2600
29.06. | 18 | 2600
29.06. | 19 | 2600
29.06. | 20 | 2600
29.06. | 21 | 2600
29.06. | 22 | 2600
29.06. | 23 | 2600
29.06. | 24 | 2600
30.06. | 1 | 2600
30.06. | 2 | 2600
30.06. | 3 | 2600
30.06. | 4 | 2600
30.06. | 5 | 2600
30.06. | 6 | 2600
30.06. | 7 | 2600
30.06. | 8 | 2600
30.06. | 9 | 2600
30.06. | 10 | 2600
30.06. | 11 | 2600
30.06. | 12 | 2600
30.06. | 13 | 2600
30.06. | 14 | 2600
30.06. | 15 | 2600
30.06. | 16 | 2600
30.06. | 17 | 2600
30.06. | 18 | 2600
30.06. | 19 | 2600
30.06. | 20 | 2600
30.06. | 21 | 2600
30.06. | 22 | 2600
30.06. | 23 | 2600
30.06. | 24 | 2600
01.07. | 1 | 2600
01.07. | 2 | 2600
01.07. | 3 | 2600
01.07. | 4 | 2600
01.07. | 5 | 2600
01.07. | 6 | 2600
01.07. | 7 | 2600
01.07. | 8 | 2600
01.07. | 9 | 2600
01.07. | 10 | 2600
01.07. | 11 | 2600
01.07. | 12 | 2600
01.07. | 13 | 2600
01.07. | 14 | 2600
01.07. | 15 | 2600
01.07. | 16 | 2600
01.07. | 17 | 2600
01.07. | 18 | 2600
01.07. | 19 | 2600
01.07. | 20 | 2600
01.07. | 21 | 2600
01.07. | 22 | 2600
01.07. | 23 | 2600
01.07. | 24 | 2600
02.07. | 1 | 2600
02.07. | 2 | 2600
02.07. | 3 | 2600
02.07. | 4 | 2600
02.07. | 5 | 2600
02.07. | 6 | 2600
02.07. | 7 | 2600
02.07. | 8 | 2600
02.07. | 9 | 2600
02.07. | 10 | 2600
02.07. | 11 | 2600
02.07. | 12 | 2600
02.07. | 13 | 2600
02.07. | 14 | 2600
02.07. | 15 | 2600
02.07. | 16 | 2600
02.07. | 17 | 2600
02.07. | 18 | 2600
02.07. | 19 | 2600
02.07. | 20 | 2600
02.07. | 21 | 2600
02.07. | 22 | 2600
02.07. | 23 | 2600
02.07. | 24 | 2600
03.07. | 1 | 2600
03.07. | 2 | 2600
03.07. | 3 | 2600
03.07. | 4 | 2600
03.07. | 5 | 2600
03.07. | 6 | 2600
03.07. | 7 | 2600
03.07. | 8 | 2600
03.07. | 9 | 2600
03.07. | 10 | 2600
03.07. | 11 | 2600
03.07. | 12 | 2600
03.07. | 13 | 2600
03.07. | 14 | 2600
03.07. | 15 | 2600
03.07. | 16 | 2600
03.07. | 17 | 2600
03.07. | 18 | 2600
03.07. | 19 | 2600
03.07. | 20 | 2600
03.07. | 21 | 2600
03.07. | 22 | 2600
03.07. | 23 | 2600
03.07. | 24 | 2600
04.07. | 1 | 2600
04.07. | 2 | 2600
04.07. | 3 | 2600
04.07. | 4 | 2600
04.07. | 5 | 2600
04.07. | 6 | 2600
04.07. | 7 | 2600
04.07. | 8 | 2600
04.07. | 9 | 2600
04.07. | 10 | 2600
04.07. | 11 | 2600
04.07. | 12 | 2600
04.07. | 13 | 2600
04.07. | 14 | 2600
04.07. | 15 | 2600
04.07. | 16 | 2600
04.07. | 17 | 2600
04.07. | 18 | 2600
04.07. | 19 | 2600
04.07. | 20 | 2600
04.07. | 21 | 2600
04.07. | 22 | 2600
04.07. | 23 | 2600
04.07. | 24 | 2600
05.07. | 1 | 2600
05.07. | 2 | 2600
05.07. | 3 | 2600
05.07. | 4 | 2600
05.07. | 5 | 2600
05.07. | 6 | 2600
05.07. | 7 | 2600
05.07. | 8 | 2600
05.07. | 9 | 2600
05.07. | 10 | 2600
05.07. | 11 | 2600
05.07. | 12 | 2600
05.07. | 13 | 2600
05.07. | 14 | 2600
05.07. | 15 | 2600
05.07. | 16 | 2600
05.07. | 17 | 2600
05.07. | 18 | 2600
05.07. | 19 | 2600
05.07. | 20 | 2600
05.07. | 21 | 2600
05.07. | 22 | 2600
05.07. | 23 | 2600
05.07. | 24 | 2600
06.07. | 1 | 2600
06.07. | 2 | 2600
06.07. | 3 | 2600
06.07. | 4 | 2600
06.07. | 5 | 2600
06.07. | 6 | 2600
06.07. | 7 | 2600
06.07. | 8 | 2600
06.07. | 9 | 2600
06.07. | 10 | 2600
06.07. | 11 | 2600
06.07. | 12 | 2600
06.07. | 13 | 2600
06.07. | 14 | 2600
06.07. | 15 | 2600
06.07. | 16 | 2600
06.07. | 17 | 2600
06.07. | 18 | 2600
06.07. | 19 | 2600
06.07. | 20 | 2600
06.07. | 21 | 2600
06.07. | 22 | 2600
06.07. | 23 | 2600
06.07. | 24 | 2600
07.07. | 1 | 2600
07.07. | 2 | 2600
07.07. | 3 | 2600
07.07. | 4 | 2600
07.07. | 5 | 2600
07.07. | 6 | 2600
07.07. | 7 | 2600
07.07. | 8 | 2600
07.07. | 9 | 2600
07.07. | 10 | 2600
07.07. | 11 | 2600
07.07. | 12 | 2600
07.07. | 13 | 2600
07.07. | 14 | 2600
07.07. | 15 | 2600
07.07. | 16 | 2600
07.07. | 17 | 2600
07.07. | 18 | 2600
07.07. | 19 | 2600
07.07. | 20 | 2600
07.07. | 21 | 2600
07.07. | 22 | 2600
07.07. | 23 | 2600
07.07. | 24 | 2600
08.07. | 1 | 2600
08.07. | 2 | 2600
08.07. | 3 | 2600
08.07. | 4 | 2600
08.07. | 5 | 2600
08.07. | 6 | 2600
08.07. | 7 | 2600
08.07. | 8 | 2600
08.07. | 9 | 2600
08.07. | 10 | 2600
08.07. | 11 | 2600
08.07. | 12 | 2600
08.07. | 13 | 2600
08.07. | 14 | 2600
08.07. | 15 | 2600
08.07. | 16 | 2600
08.07. | 17 | 2600
08.07. | 18 | 2600
08.07. | 19 | 2600
08.07. | 20 | 2600
08.07. | 21 | 2600
08.07. | 22 | 2600
08.07. | 23 | 2600
08.07. | 24 | 2600
09.07. | 1 | 2600
09.07. | 2 | 2600
09.07. | 3 | 2600
09.07. | 4 | 2600
09.07. | 5 | 2600
09.07. | 6 | 2600
09.07. | 7 | 2600
09.07. | 8 | 2600
09.07. | 9 | 2600
09.07. | 10 | 2600
09.07. | 11 | 2600
09.07. | 12 | 2600
09.07. | 13 | 2600
09.07. | 14 | 2600
09.07. | 15 | 2600
09.07. | 16 | 2600
09.07. | 17 | 2600
09.07. | 18 | 2600
09.07. | 19 | 2600
09.07. | 20 | 2600
09.07. | 21 | 2600
09.07. | 22 | 2600
09.07. | 23 | 2600
09.07. | 24 | 2600
10.07. | 1 | 2600
10.07. | 2 | 2600
10.07. | 3 | 2600
10.07. | 4 | 2600
10.07. | 5 | 2600
10.07. | 6 | 2600
10.07. | 7 | 2600
10.07. | 8 | 2600
10.07. | 9 | 2600
10.07. | 10 | 2600
10.07. | 11 | 2600
10.07. | 12 | 2600
10.07. | 13 | 2600
10.07. | 14 | 2600
10.07. | 15 | 2600
10.07. | 16 | 2600
10.07. | 17 | 2600
10.07. | 18 | 2600
10.07. | 19 | 2600
10.07. | 20 | 2600
10.07. | 21 | 2600
10.07. | 22 | 2600
10.07. | 23 | 2600
10.07. | 24 | 2600
11.07. | 1 | 2600
11.07. | 2 | 2600
11.07. | 3 | 2600
11.07. | 4 | 2600
11.07. | 5 | 2600
11.07. | 6 | 2600
11.07. | 7 | 2600
11.07. | 8 | 2600
11.07. | 9 | 2600
11.07. | 10 | 2600
11.07. | 11 | 2600
11.07. | 12 | 2600
11.07. | 13 | 2600
11.07. | 14 | 2600
11.07. | 15 | 2600
11.07. | 16 | 2600
11.07. | 17 | 2600
11.07. | 18 | 2600
11.07. | 19 | 2600
11.07. | 20 | 2600
11.07. | 21 | 2600
11.07. | 22 | 2600
11.07. | 23 | 2600
11.07. | 24 | 2600
12.07. | 1 | 2600
12.07. | 2 | 2600
12.07. | 3 | 2600
12.07. | 4 | 2600
12.07. | 5 | 2600
12.07. | 6 | 2600
12.07. | 7 | 2600
12.07. | 8 | 2600
12.07. | 9 | 2600
12.07. | 10 | 2600
12.07. | 11 | 2600
12.07. | 12 | 2600
12.07. | 13 | 2600
12.07. | 14 | 2600
12.07. | 15 | 2600
12.07. | 16 | 2600
12.07. | 17 | 2600
12.07. | 18 | 2600
12.07. | 19 | 2600
12.07. | 20 | 2600
12.07. | 21 | 2600
12.07. | 22 | 2600
12.07. | 23 | 2600
12.07. | 24 | 2600
13.07. | 1 | 2600
13.07. | 2 | 2600
13.07. | 3 | 2600
13.07. | 4 | 2600
13.07. | 5 | 2600
13.07. | 6 | 2600
13.07. | 7 | 2600
13.07. | 8 | 2600
13.07. | 9 | 2600
13.07. | 10 | 2600
13.07. | 11 | 2600
13.07. | 12 | 2600
13.07. | 13 | 2600
13.07. | 14 | 2600
13.07. | 15 | 2600
13.07. | 16 | 2600
13.07. | 17 | 2600
13.07. | 18 | 2600
13.07. | 19 | 2600
13.07. | 20 | 2600
13.07. | 21 | 2600
13.07. | 22 | 2600
13.07. | 23 | 2600
13.07. | 24 | 2600
14.07. | 1 | 2600
14.07. | 2 | 2600
14.07. | 3 | 2600
14.07. | 4 | 2600
14.07. | 5 | 2600
14.07. | 6 | 2600
14.07. | 7 | 2600
14.07. | 8 | 2600
14.07. | 9 | 2600
14.07. | 10 | 2600
14.07. | 11 | 2600
14.07. | 12 | 2600
14.07. | 13 | 2600
14.07. | 14 | 2600
14.07. | 15 | 2600
14.07. | 16 | 2600
14.07. | 17 | 2600
14.07. | 18 | 2600
14.07. | 19 | 2600
14.07. | 20 | 2600
14.07. | 21 | 2600
14.07. | 22 | 2600
14.07. | 23 | 2600
14.07. | 24 | 2600
15.07. | 1 | 2600
15.07. | 2 | 2600
15.07. | 3 | 2600
15.07. | 4 | 2600
15.07. | 5 | 2600
15.07. | 6 | 2600
15.07. | 7 | 2600
15.07. | 8 | 2600
15.07. | 9 | 2600
15.07. | 10 | 2600
15.07. | 11 | 2600
15.07. | 12 | 2600
15.07. | 13 | 2600
15.07. | 14 | 2600
15.07. | 15 | 2600
15.07. | 16 | 2600
15.07. | 17 | 2600
15.07. | 18 | 2600
15.07. | 19 | 2600
15.07. | 20 | 2600
15.07. | 21 | 2600
15.07. | 22 | 2600
15.07. | 23 | 2600
15.07. | 24 | 2600
16.07. | 1 | 2600
16.07. | 2 | 2600
16.07. | 3 | 2600
16.07. | 4 | 2600
16.07. | 5 | 2600
16.07. | 6 | 2600
16.07. | 7 | 2600
16.07. | 8 | 2600
16.07. | 9 | 2600
16.07. | 10 | 2600
16.07. | 11 | 2600
16.07. | 12 | 2600
16.07. | 13 | 2600
16.07. | 14 | 2600
16.07. | 15 | 2600
16.07. | 16 | 2600
16.07. | 17 | 2600
16.07. | 18 | 2600
16.07. | 19 | 2600
16.07. | 20 | 2600
16.07. | 21 | 2600
16.07. | 22 | 2600
16.07. | 23 | 2600
16.07. | 24 | 2600
17.07. | 1 | 2600
17.07. | 2 | 2600
17.07. | 3 | 2600
17.07. | 4 | 2600
17.07. | 5 | 2600
17.07. | 6 | 2600
17.07. | 7 | 2600
17.07. | 8 | 2600
17.07. | 9 | 2600
17.07. | 10 | 2600
17.07. | 11 | 2600
17.07. | 12 | 2600
17.07. | 13 | 2600
17.07. | 14 | 2600
17.07. | 15 | 2600
17.07. | 16 | 2600
17.07. | 17 | 2600
17.07. | 18 | 2600
17.07. | 19 | 2600
17.07. | 20 | 2600
17.07. | 21 | 2600
17.07. | 22 | 2600
17.07. | 23 | 2600
17.07. | 24 | 2600
18.07. | 1 | 2600
18.07. | 2 | 2600
18.07. | 3 | 2600
18.07. | 4 | 2600
18.07. | 5 | 2600
18.07. | 6 | 2600
18.07. | 7 | 2600
18.07. | 8 | 2600
18.07. | 9 | 2600
18.07. | 10 | 2600
18.07. | 11 | 2600
18.07. | 12 | 2600
18.07. | 13 | 2600
18.07. | 14 | 2600
18.07. | 15 | 2600
18.07. | 16 | 2600
18.07. | 17 | 2600
18.07. | 18 | 2600
18.07. | 19 | 2600
18.07. | 20 | 2600
18.07. | 21 | 2600
18.07. | 22 | 2600
18.07. | 23 | 2600
18.07. | 24 | 2600
19.07. | 1 | 2600
19.07. | 2 | 2600
19.07. | 3 | 2600
19.07. | 4 | 2600
19.07. | 5 | 2600
19.07. | 6 | 2600
19.07. | 7 | 2600
19.07. | 8 | 2600
19.07. | 9 | 2600
19.07. | 10 | 2600
19.07. | 11 | 2600
19.07. | 12 | 2600
19.07. | 13 | 2600
19.07. | 14 | 2600
19.07. | 15 | 2600
19.07. | 16 | 2600
19.07. | 17 | 2600
19.07. | 18 | 2600
19.07. | 19 | 2600
19.07. | 20 | 2600
19.07. | 21 | 2600
19.07. | 22 | 2600
19.07. | 23 | 2600
19.07. | 24 | 2600
20.07. | 1 | 2600
20.07. | 2 | 2600
20.07. | 3 | 2600
20.07. | 4 | 2600
20.07. | 5 | 2600
20.07. | 6 | 2600
20.07. | 7 | 2600
20.07. | 8 | 2600
20.07. | 9 | 2600
20.07. | 10 | 2600
20.07. | 11 | 2600
20.07. | 12 | 2600
20.07. | 13 | 2600
20.07. | 14 | 2600
20.07. | 15 | 2600
20.07. | 16 | 2600
20.07. | 17 | 2600
20.07. | 18 | 2600
20.07. | 19 | 2600
20.07. | 20 | 2600
20.07. | 21 | 2600
20.07. | 22 | 2600
20.07. | 23 | 2600
20.07. | 24 | 2600
21.07. | 1 | 2600
21.07. | 2 | 2600
21.07. | 3 | 2600
21.07. | 4 | 2600
21.07. | 5 | 2600
21.07. | 6 | 2600
21.07. | 7 | 2600
21.07. | 8 | 2600
21.07. | 9 | 2600
21.07. | 10 | 2600
21.07. | 11 | 2600
21.07. | 12 | 2600
21.07. | 13 | 2600
21.07. | 14 | 2600
21.07. | 15 | 2600
21.07. | 16 | 2600
21.07. | 17 | 2600
21.07. | 18 | 2600
21.07. | 19 | 2600
21.07. | 20 | 2600
21.07. | 21 | 2600
21.07. | 22 | 2600
21.07. | 23 | 2600
21.07. | 24 | 2600
22.07. | 1 | 2600
22.07. | 2 | 2600
22.07. | 3 | 2600
22.07. | 4 | 2600
22.07. | 5 | 2600
22.07. | 6 | 2600
22.07. | 7 | 2600
22.07. | 8 | 2600
22.07. | 9 | 2600
22.07. | 10 | 2600
22.07. | 11 | 2600
22.07. | 12 | 2600
22.07. | 13 | 2600
22.07. | 14 | 2600
22.07. | 15 | 2600
22.07. | 16 | 2600
22.07. | 17 | 2600
22.07. | 18 | 2600
22.07. | 19 | 2600
22.07. | 20 | 2600
22.07. | 21 | 2600
22.07. | 22 | 2600
22.07. | 23 | 2600
22.07. | 24 | 2600
23.07. | 1 | 2600
23.07. | 2 | 2600
23.07. | 3 | 2600
23.07. | 4 | 2600
23.07. | 5 | 2600
23.07. | 6 | 2600
23.07. | 7 | 2600
23.07. | 8 | 2600
23.07. | 9 | 2600
23.07. | 10 | 2600
23.07. | 11 | 2600
23.07. | 12 | 2600
23.07. | 13 | 2600
23.07. | 14 | 2600
23.07. | 15 | 2600
23.07. | 16 | 2600
23.07. | 17 | 2600
23.07. | 18 | 2600
23.07. | 19 | 2600
23.07. | 20 | 2600
23.07. | 21 | 2600
23.07. | 22 | 2600
23.07. | 23 | 2600
23.07. | 24 | 2600
24.07. | 1 | 2600
24.07. | 2 | 2600
24.07. | 3 | 2600
24.07. | 4 | 2600
24.07. | 5 | 2600
24.07. | 6 | 2600
24.07. | 7 | 2600
24.07. | 8 | 2600
24.07. | 9 | 2600
24.07. | 10 | 2600
24.07. | 11 | 2600
24.07. | 12 | 2600
24.07. | 13 | 2600
24.07. | 14 | 2600
24.07. | 15 | 2600
24.07. | 16 | 2600
24.07. | 17 | 2600
24.07. | 18 | 2600
24.07. | 19 | 2600
24.07. | 20 | 2600
24.07. | 21 | 2600
24.07. | 22 | 2600
24.07. | 23 | 2600
24.07. | 24 | 2600
25.07. | 1 | 2600
25.07. | 2 | 2600
25.07. | 3 | 2600
25.07. | 4 | 2600
25.07. | 5 | 2600
25.07. | 6 | 2600
25.07. | 7 | 2600
25.07. | 8 | 2600
25.07. | 9 | 2600
25.07. | 10 | 2600
25.07. | 11 | 2600
25.07. | 12 | 2600
25.07. | 13 | 2600
25.07. | 14 | 2600
25.07. | 15 | 2600
25.07. | 16 | 2600
25.07. | 17 | 2600
25.07. | 18 | 2600
25.07. | 19 | 2600
25.07. | 20 | 2600
25.07. | 21 | 2600
25.07. | 22 | 2600
25.07. | 23 | 2600
25.07. | 24 | 2600
26.07. | 1 | 2600
26.07. | 2 | 2600
26.07. | 3 | 2600
26.07. | 4 | 2600
26.07. | 5 | 2600
26.07. | 6 | 2600
26.07. | 7 | 2600
26.07. | 8 | 2600
26.07. | 9 | 2600
26.07. | 10 | 2600
26.07. | 11 | 2600
26.07. | 12 | 2600
26.07. | 13 | 2600
26.07. | 14 | 2600
26.07. | 15 | 2600
26.07. | 16 | 2600
26.07. | 17 | 2600
26.07. | 18 | 2600
26.07. | 19 | 2600
26.07. | 20 | 2600
26.07. | 21 | 2600
26.07. | 22 | 2600
26.07. | 23 | 2600
26.07. | 24 | 2600
27.07. | 1 | 2600
27.07. | 2 | 2600
27.07. | 3 | 2600
27.07. | 4 | 2600
27.07. | 5 | 2600
27.07. | 6 | 2600
27.07. | 7 | 2600
27.07. | 8 | 2600
27.07. | 9 | 2600
27.07. | 10 | 2600
27.07. | 11 | 2600
27.07. | 12 | 2600
27.07. | 13 | 2600
27.07. | 14 | 2600
27.07. | 15 | 2600
27.07. | 16 | 2600
27.07. | 17 | 2600
27.07. | 18 | 2600
27.07. | 19 | 2600
27.07. | 20 | 2600
27.07. | 21 | 2600
27.07. | 22 | 2600
27.07. | 23 | 2600
27.07. | 24 | 2600
28.07. | 1 | 2600
28.07. | 2 | 2600
28.07. | 3 | 2600
28.07. | 4 | 2600
28.07. | 5 | 2600
28.07. | 6 | 2600
28.07. | 7 | 2600
28.07. | 8 | 2600
28.07. | 9 | 2600
28.07. | 10 | 2600
28.07. | 11 | 2600
28.07. | 12 | 2600
28.07. | 13 | 2600
28.07. | 14 | 2600
28.07. | 15 | 2600
28.07. | 16 | 2600
28.07. | 17 | 2600
28.07. | 18 | 2600
28.07. | 19 | 2600
28.07. | 20 | 2600
28.07. | 21 | 2600
28.07. | 22 | 2600
28.07. | 23 | 2600
28.07. | 24 | 2600
29.07. | 1 | 2600
29.07. | 2 | 2600
29.07. | 3 | 2600
29.07. | 4 | 2600
29.07. | 5 | 2600
29.07. | 6 | 2600
29.07. | 7 | 2600
29.07. | 8 | 2600
29.07. | 9 | 2600
29.07. | 10 | 2600
29.07. | 11 | 2600
29.07. | 12 | 2600
29.07. | 13 | 2600
29.07. | 14 | 2600
29.07. | 15 | 2600
29.07. | 16 | 2600
29.07. | 17 | 2600
29.07. | 18 | 2600
29.07. | 19 | 2600
29.07. | 20 | 2600
29.07. | 21 | 2600
29.07. | 22 | 2600
29.07. | 23 | 2600
29.07. | 24 | 2600
30.07. | 1 | 2600
30.07. | 2 | 2600
30.07. | 3 | 2600
30.07. | 4 | 2600
30.07. | 5 | 2600
30.07. | 6 | 2600
30.07. | 7 | 2600
30.07. | 8 | 2600
30.07. | 9 | 2600
30.07. | 10 | 2600
30.07. | 11 | 2600
30.07. | 12 | 2600
30.07. | 13 | 2600
30.07. | 14 | 2600
30.07. | 15 | 2600
30.07. | 16 | 2600
30.07. | 17 | 2600
30.07. | 18 | 2600
30.07. | 19 | 2600
30.07. | 20 | 2600
30.07. | 21 | 2600
30.07. | 22 | 2600
30.07. | 23 | 2600
30.07. | 24 | 2600
31.07. | 1 | 2600
31.07. | 2 | 2600
31.07. | 3 | 2600
31.07. | 4 | 2600
31.07. | 5 | 2600
31.07. | 6 | 2600
31.07. | 7 | 2600
31.07. | 8 | 2600
31.07. | 9 | 2600
31.07. | 10 | 2600
31.07. | 11 | 2600
31.07. | 12 | 2600
31.07. | 13 | 2600
31.07. | 14 | 2600
31.07. | 15 | 2600
31.07. | 16 | 2600
31.07. | 17 | 2600
31.07. | 18 | 2600
31.07. | 19 | 2600
31.07. | 20 | 2600
31.07. | 21 | 2600
31.07. | 22 | 2600
31.07. | 23 | 2600
31.07. | 24 | 2600
01.08. | 1 | 2600
01.08. | 2 | 2600
01.08. | 3 | 2600
01.08. | 4 | 2600
01.08. | 5 | 2600
01.08. | 6 | 2600
01.08. | 7 | 2600
01.08. | 8 | 2600
01.08. | 9 | 2600
01.08. | 10 | 2600
01.08. | 11 | 2600
01.08. | 12 | 2600
01.08. | 13 | 2600
01.08. | 14 | 2600
01.08. | 15 | 2600
01.08. | 16 | 2600
01.08. | 17 | 2600
01.08. | 18 | 2600
01.08. | 19 | 2600
01.08. | 20 | 2600
01.08. | 21 | 2600
01.08. | 22 | 2600
01.08. | 23 | 2600
01.08. | 24 | 2600
02.08. | 1 | 2600
02.08. | 2 | 2600
02.08. | 3 | 2600
02.08. | 4 | 2600
02.08. | 5 | 2600
02.08. | 6 | 2600
02.08. | 7 | 2600
02.08. | 8 | 2600
02.08. | 9 | 2600
02.08. | 10 | 2600
02.08. | 11 | 2600
02.08. | 12 | 2600
02.08. | 13 | 2600
02.08. | 14 | 2600
02.08. | 15 | 2600
02.08. | 16 | 2600
02.08. | 17 | 2600
02.08. | 18 | 2600
02.08. | 19 | 2600
02.08. | 20 | 2600
02.08. | 21 | 2600
02.08. | 22 | 2600
02.08. | 23 | 2600
02.08. | 24 | 2600
03.08. | 1 | 2600
03.08. | 2 | 2600
03.08. | 3 | 2600
03.08. | 4 | 2600
03.08. | 5 | 2600
03.08. | 6 | 2600
03.08. | 7 | 2600
03.08. | 8 | 2600
03.08. | 9 | 2600
03.08. | 10 | 2600
03.08. | 11 | 2600
03.08. | 12 | 2600
03.08. | 13 | 2600
03.08. | 14 | 2600
03.08. | 15 | 2600
03.08. | 16 | 2600
03.08. | 17 | 2600
03.08. | 18 | 2600
03.08. | 19 | 2600
03.08. | 20 | 2600
03.08. | 21 | 2600
03.08. | 22 | 2600
03.08. | 23 | 2600
03.08. | 24 | 2600
04.08. | 1 | 2600
04.08. | 2 | 2600
04.08. | 3 | 2600
04.08. | 4 | 2600
04.08. | 5 | 2600
04.08. | 6 | 2600
04.08. | 7 | 2600
04.08. | 8 | 2600
04.08. | 9 | 2600
04.08. | 10 | 2600
04.08. | 11 | 2600
04.08. | 12 | 2600
04.08. | 13 | 2600
04.08. | 14 | 2600
04.08. | 15 | 2600
04.08. | 16 | 2600
04.08. | 17 | 2600
04.08. | 18 | 2600
04.08. | 19 | 2600
04.08. | 20 | 2600
04.08. | 21 | 2600
04.08. | 22 | 2600
04.08. | 23 | 2600
04.08. | 24 | 2600
05.08. | 1 | 2600
05.08. | 2 | 2600
05.08. | 3 | 2600
05.08. | 4 | 2600
05.08. | 5 | 2600
05.08. | 6 | 2600
05.08. | 7 | 2600
05.08. | 8 | 2600
05.08. | 9 | 2600
05.08. | 10 | 2600
05.08. | 11 | 2600
05.08. | 12 | 2600
05.08. | 13 | 2600
05.08. | 14 | 2600
05.08. | 15 | 2600
05.08. | 16 | 2600
05.08. | 17 | 2600
05.08. | 18 | 2600
05.08. | 19 | 2600
05.08. | 20 | 2600
05.08. | 21 | 2600
05.08. | 22 | 2600
05.08. | 23 | 2600
05.08. | 24 | 2600
06.08. | 1 | 2600
06.08. | 2 | 2600
06.08. | 3 | 2600
06.08. | 4 | 2600
06.08. | 5 | 2600
06.08. | 6 | 2600
06.08. | 7 | 2600
06.08. | 8 | 2600
06.08. | 9 | 2600
06.08. | 10 | 2600
06.08. | 11 | 2600
06.08. | 12 | 2600
06.08. | 13 | 2600
06.08. | 14 | 2600
06.08. | 15 | 2600
06.08. | 16 | 2600
06.08. | 17 | 2600
06.08. | 18 | 2600
06.08. | 19 | 2600
06.08. | 20 | 2600
06.08. | 21 | 2600
06.08. | 22 | 2600
06.08. | 23 | 2600
06.08. | 24 | 2600
07.08. | 1 | 2600
07.08. | 2 | 2600
07.08. | 3 | 2600
07.08. | 4 | 2600
07.08. | 5 | 2600
07.08. | 6 | 2600
07.08. | 7 | 2600
07.08. | 8 | 2600
07.08. | 9 | 2600
07.08. | 10 | 2600
07.08. | 11 | 2600
07.08. | 12 | 2600
07.08. | 13 | 2600
07.08. | 14 | 2600
07.08. | 15 | 2600
07.08. | 16 | 2600
07.08. | 17 | 2600
07.08. | 18 | 2600
07.08. | 19 | 2600
07.08. | 20 | 2600
07.08. | 21 | 2600
07.08. | 22 | 2600
07.08. | 23 | 2600
07.08. | 24 | 2600
08.08. | 1 | 2600
08.08. | 2 | 2600
08.08. | 3 | 2600
08.08. | 4 | 2600
08.08. | 5 | 2600
08.08. | 6 | 2600
08.08. | 7 | 2600
08.08. | 8 | 2600
08.08. | 9 | 2600
08.08. | 10 | 2600
08.08. | 11 | 2600
08.08. | 12 | 2600
08.08. | 13 | 2600
08.08. | 14 | 2600
08.08. | 15 | 2600
08.08. | 16 | 2600
08.08. | 17 | 2600
08.08. | 18 | 2600
08.08. | 19 | 2600
08.08. | 20 | 2600
08.08. | 21 | 2600
08.08. | 22 | 2600
08.08. | 23 | 2600
08.08. | 24 | 2600
09.08. | 1 | 2600
09.08. | 2 | 2600
09.08. | 3 | 2600
09.08. | 4 | 2600
09.08. | 5 | 2600
09.08. | 6 | 2600
09.08. | 7 | 2600
09.08. | 8 | 2600
09.08. | 9 | 2600
09.08. | 10 | 2600
09.08. | 11 | 2600
09.08. | 12 | 2600
09.08. | 13 | 2600
09.08. | 14 | 2600
09.08. | 15 | 2600
09.08. | 16 | 2600
09.08. | 17 | 2600
09.08. | 18 | 2600
09.08. | 19 | 2600
09.08. | 20 | 2600
09.08. | 21 | 2600
09.08. | 22 | 2600
09.08. | 23 | 2600
09.08. | 24 | 2600
10.08. | 1 | 2600
10.08. | 2 | 2600
10.08. | 3 | 2600
10.08. | 4 | 2600
10.08. | 5 | 2600
10.08. | 6 | 2600
10.08. | 7 | 2600
10.08. | 8 | 2600
10.08. | 9 | 2600
10.08. | 10 | 2600
10.08. | 11 | 2600
10.08. | 12 | 2600
10.08. | 13 | 2600
10.08. | 14 | 2600
10.08. | 15 | 2600
10.08. | 16 | 2600
10.08. | 17 | 2600
10.08. | 18 | 2600
10.08. | 19 | 2600
10.08. | 20 | 2600
10.08. | 21 | 2600
10.08. | 22 | 2600
10.08. | 23 | 2600
10.08. | 24 | 2600
11.08. | 1 | 2600
11.08. | 2 | 2600
11.08. | 3 | 2600
11.08. | 4 | 2600
11.08. | 5 | 2600
11.08. | 6 | 2600
11.08. | 7 | 2600
11.08. | 8 | 2600
11.08. | 9 | 2600
11.08. | 10 | 2600
11.08. | 11 | 2600
11.08. | 12 | 2600
11.08. | 13 | 2600
11.08. | 14 | 2600
11.08. | 15 | 2600
11.08. | 16 | 2600
11.08. | 17 | 2600
11.08. | 18 | 2600
11.08. | 19 | 2600
11.08. | 20 | 2600
11.08. | 21 | 2600
11.08. | 22 | 2600
11.08. | 23 | 2600
11.08. | 24 | 2600
12.08. | 1 | 2600
12.08. | 2 | 2600
12.08. | 3 | 2600
12.08. | 4 | 2600
12.08. | 5 | 2600
12.08. | 6 | 2600
12.08. | 7 | 2600
12.08. | 8 | 2600
12.08. | 9 | 2600
12.08. | 10 | 2600
12.08. | 11 | 2600
12.08. | 12 | 2600
12.08. | 13 | 2600
12.08. | 14 | 2600
12.08. | 15 | 2600
12.08. | 16 | 2600
12.08. | 17 | 2600
12.08. | 18 | 2600
12.08. | 19 | 2600
12.08. | 20 | 2600
12.08. | 21 | 2600
12.08. | 22 | 2600
12.08. | 23 | 2600
12.08. | 24 | 2600
13.08. | 1 | 2600
13.08. | 2 | 2600
13.08. | 3 | 2600
13.08. | 4 | 2600
13.08. | 5 | 2600
13.08. | 6 | 2600
13.08. | 7 | 2600
13.08. | 8 | 2600
13.08. | 9 | 2600
13.08. | 10 | 2600
13.08. | 11 | 2600
13.08. | 12 | 2600
13.08. | 13 | 2600
13.08. | 14 | 2600
13.08. | 15 | 2600
13.08. | 16 | 2600
13.08. | 17 | 2600
13.08. | 18 | 2600
13.08. | 19 | 2600
13.08. | 20 | 2600
13.08. | 21 | 2600
13.08. | 22 | 2600
13.08. | 23 | 2600
13.08. | 24 | 2600
14.08. | 1 | 2600
14.08. | 2 | 2600
14.08. | 3 | 2600
14.08. | 4 | 2600
14.08. | 5 | 2600
14.08. | 6 | 2600
14.08. | 7 | 2600
14.08. | 8 | 2600
14.08. | 9 | 2600
14.08. | 10 | 2600
14.08. | 11 | 2600
14.08. | 12 | 2600
14.08. | 13 | 2600
14.08. | 14 | 2600
14.08. | 15 | 2600
14.08. | 16 | 2600
14.08. | 17 | 2600
14.08. | 18 | 2600
14.08. | 19 | 2600
14.08. | 20 | 2600
14.08. | 21 | 2600
14.08. | 22 | 2600
14.08. | 23 | 2600
14.08. | 24 | 2600
15.08. | 1 | 2600
15.08. | 2 | 2600
15.08. | 3 | 2600
15.08. | 4 | 2600
15.08. | 5 | 2600
15.08. | 6 | 2600
15.08. | 7 | 2600
15.08. | 8 | 2600
15.08. | 9 | 2600
15.08. | 10 | 2600
15.08. | 11 | 2600
15.08. | 12 | 2600
15.08. | 13 | 2600
15.08. | 14 | 2600
15.08. | 15 | 2600
15.08. | 16 | 2600
15.08. | 17 | 2600
15.08. | 18 | 2600
15.08. | 19 | 2600
15.08. | 20 | 2600
15.08. | 21 | 2600
15.08. | 22 | 2600
15.08. | 23 | 2600
15.08. | 24 | 2600
16.08. | 1 | 2600
16.08. | 2 | 2600
16.08. | 3 | 2600
16.08. | 4 | 2600
16.08. | 5 | 2600
16.08. | 6 | 2600
16.08. | 7 | 2600
16.08. | 8 | 2600
16.08. | 9 | 2600
16.08. | 10 | 2600
16.08. | 11 | 2600
16.08. | 12 | 2600
16.08. | 13 | 2600
16.08. | 14 | 2600
16.08. | 15 | 2600
16.08. | 16 | 2600
16.08. | 17 | 2600
16.08. | 18 | 2600
16.08. | 19 | 2600
16.08. | 20 | 2600
16.08. | 21 | 2600
16.08. | 22 | 2600
16.08. | 23 | 2600
16.08. | 24 | 2600
17.08. | 1 | 2600
17.08. | 2 | 2600
17.08. | 3 | 2600
17.08. | 4 | 2600
17.08. | 5 | 2600
17.08. | 6 | 2600
17.08. | 7 | 2600
17.08. | 8 | 2600
17.08. | 9 | 2600
17.08. | 10 | 2600
17.08. | 11 | 2600
17.08. | 12 | 2600
17.08. | 13 | 2600
17.08. | 14 | 2600
17.08. | 15 | 2600
17.08. | 16 | 2600
17.08. | 17 | 2600
17.08. | 18 | 2600
17.08. | 19 | 2600
17.08. | 20 | 2600
17.08. | 21 | 2600
17.08. | 22 | 2600
17.08. | 23 | 2600
17.08. | 24 | 2600
18.08. | 1 | 2600
18.08. | 2 | 2600
18.08. | 3 | 2600
18.08. | 4 | 2600
18.08. | 5 | 2600
18.08. | 6 | 2600
18.08. | 7 | 2600
18.08. | 8 | 2600
18.08. | 9 | 2600
18.08. | 10 | 2600
18.08. | 11 | 2600
18.08. | 12 | 2600
18.08. | 13 | 2600
18.08. | 14 | 2600
18.08. | 15 | 2600
18.08. | 16 | 2600
18.08. | 17 | 2600
18.08. | 18 | 2600
18.08. | 19 | 2600
18.08. | 20 | 2600
18.08. | 21 | 2600
18.08. | 22 | 2600
18.08. | 23 | 2600
18.08. | 24 | 2600
19.08. | 1 | 2600
19.08. | 2 | 2600
19.08. | 3 | 2600
19.08. | 4 | 2600
19.08. | 5 | 2600
19.08. | 6 | 2600
19.08. | 7 | 2600
19.08. | 8 | 2600
19.08. | 9 | 2600
19.08. | 10 | 2600
19.08. | 11 | 2600
19.08. | 12 | 2600
19.08. | 13 | 2600
19.08. | 14 | 2600
19.08. | 15 | 2600
19.08. | 16 | 2600
19.08. | 17 | 2600
19.08. | 18 | 2600
19.08. | 19 | 2600
19.08. | 20 | 2600
19.08. | 21 | 2600
19.08. | 22 | 2600
19.08. | 23 | 2600
19.08. | 24 | 2600
20.08. | 1 | 2600
20.08. | 2 | 2600
20.08. | 3 | 2600
20.08. | 4 | 2600
20.08. | 5 | 2600
20.08. | 6 | 2600
20.08. | 7 | 2600
20.08. | 8 | 2600
20.08. | 9 | 2600
20.08. | 10 | 2600
20.08. | 11 | 2600
20.08. | 12 | 2600
20.08. | 13 | 2600
20.08. | 14 | 2600
20.08. | 15 | 2600
20.08. | 16 | 2600
20.08. | 17 | 2600
20.08. | 18 | 2600
20.08. | 19 | 2600
20.08. | 20 | 2600
20.08. | 21 | 2600
20.08. | 22 | 2600
20.08. | 23 | 2600
20.08. | 24 | 2600
21.08. | 1 | 2600
21.08. | 2 | 2600
21.08. | 3 | 2600
21.08. | 4 | 2600
21.08. | 5 | 2600
21.08. | 6 | 2600
21.08. | 7 | 2600
21.08. | 8 | 2600
21.08. | 9 | 2600
21.08. | 10 | 2600
21.08. | 11 | 2600
21.08. | 12 | 2600
21.08. | 13 | 2600
21.08. | 14 | 2600
21.08. | 15 | 2600
21.08. | 16 | 2600
21.08. | 17 | 2600
21.08. | 18 | 2600
21.08. | 19 | 2600
21.08. | 20 | 2600
21.08. | 21 | 2600
21.08. | 22 | 2600
21.08. | 23 | 2600
21.08. | 24 | 2600
22.08. | 1 | 2600
22.08. | 2 | 2600
22.08. | 3 | 2600
22.08. | 4 | 2600
22.08. | 5 | 2600
22.08. | 6 | 2600
22.08. | 7 | 2600
22.08. | 8 | 2600
22.08. | 9 | 2600
22.08. | 10 | 2600
22.08. | 11 | 2600
22.08. | 12 | 2600
22.08. | 13 | 2600
22.08. | 14 | 2600
22.08. | 15 | 2600
22.08. | 16 | 2600
22.08. | 17 | 2600
22.08. | 18 | 2600
22.08. | 19 | 2600
22.08. | 20 | 2600
22.08. | 21 | 2600
22.08. | 22 | 2600
22.08. | 23 | 2600
22.08. | 24 | 2600
23.08. | 1 | 2600
23.08. | 2 | 2600
23.08. | 3 | 2600
23.08. | 4 | 2600
23.08. | 5 | 2600
23.08. | 6 | 2600
23.08. | 7 | 2600
23.08. | 8 | 2600
23.08. | 9 | 2600
23.08. | 10 | 2600
23.08. | 11 | 2600
23.08. | 12 | 2600
23.08. | 13 | 2600
23.08. | 14 | 2600
23.08. | 15 | 2600
23.08. | 16 | 2600
23.08. | 17 | 2600
23.08. | 18 | 2600
23.08. | 19 | 2600
23.08. | 20 | 2600
23.08. | 21 | 2600
23.08. | 22 | 2600
23.08. | 23 | 2600
23.08. | 24 | 2600
24.08. | 1 | 2600
24.08. | 2 | 2600
24.08. | 3 | 2600
24.08. | 4 | 2600
24.08. | 5 | 2600
24.08. | 6 | 2600
24.08. | 7 | 2600
24.08. | 8 | 2600
24.08. | 9 | 2600
24.08. | 10 | 2600
24.08. | 11 | 2600
24.08. | 12 | 2600
24.08. | 13 | 2600
24.08. | 14 | 2600
24.08. | 15 | 2600
24.08. | 16 | 2600
24.08. | 17 | 2600
24.08. | 18 | 2600
24.08. | 19 | 2600
24.08. | 20 | 2600
24.08. | 21 | 2600
24.08. | 22 | 2600
24.08. | 23 | 2600
24.08. | 24 | 2600
25.08. | 1 | 2600
25.08. | 2 | 2600
25.08. | 3 | 2600
25.08. | 4 | 2600
25.08. | 5 | 2600
25.08. | 6 | 2600
25.08. | 7 | 2600
25.08. | 8 | 2600
25.08. | 9 | 2600
25.08. | 10 | 2600
25.08. | 11 | 2600
25.08. | 12 | 2600
25.08. | 13 | 2600
25.08. | 14 | 2600
25.08. | 15 | 2600
25.08. | 16 | 2600
25.08. | 17 | 2600
25.08. | 18 | 2600
25.08. | 19 | 2600
25.08. | 20 | 2600
25.08. | 21 | 2600
25.08. | 22 | 2600
25.08. | 23 | 2600
25.08. | 24 | 2600
26.08. | 1 | 2600
26.08. | 2 | 2600
26.08. | 3 | 2600
26.08. | 4 | 2600
26.08. | 5 | 2600
26.08. | 6 | 2600
26.08. | 7 | 2600
26.08. | 8 | 2600
26.08. | 9 | 2600
26.08. | 10 | 2600
26.08. | 11 | 2600
26.08. | 12 | 2600
26.08. | 13 | 2600
26.08. | 14 | 2600
26.08. | 15 | 2600
26.08. | 16 | 2600
26.08. | 17 | 2600
26.08. | 18 | 2600
26.08. | 19 | 2600
26.08. | 20 | 2600
26.08. | 21 | 2600
26.08. | 22 | 2600
26.08. | 23 | 2600
26.08. | 24 | 2600
27.08. | 1 | 2600
27.08. | 2 | 2600
27.08. | 3 | 2600
27.08. | 4 | 2600
27.08. | 5 | 2600
27.08. | 6 | 2600
27.08. | 7 | 2600
27.08. | 8 | 2600
27.08. | 9 | 2600
27.08. | 10 | 2600
27.08. | 11 | 2600
27.08. | 12 | 2600
27.08. | 13 | 2600
27.08. | 14 | 2600
27.08. | 15 | 2600
27.08. | 16 | 2600
27.08. | 17 | 2600
27.08. | 18 | 2600
27.08. | 19 | 2600
27.08. | 20 | 2600
27.08. | 21 | 2600
27.08. | 22 | 2600
27.08. | 23 | 2600
27.08. | 24 | 2600
28.08. | 1 | 2600
28.08. | 2 | 2600
28.08. | 3 | 2600
28.08. | 4 | 2600
28.08. | 5 | 2600
28.08. | 6 | 2600
28.08. | 7 | 2600
28.08. | 8 | 2600
28.08. | 9 | 2600
28.08. | 10 | 2600
28.08. | 11 | 2600
28.08. | 12 | 2600
28.08. | 13 | 2600
28.08. | 14 | 2600
28.08. | 15 | 2600
28.08. | 16 | 2600
28.08. | 17 | 2600
28.08. | 18 | 2600
28.08. | 19 | 2600
28.08. | 20 | 2600
28.08. | 21 | 2600
28.08. | 22 | 2600
28.08. | 23 | 2600
28.08. | 24 | 2600
29.08. | 1 | 2600
29.08. | 2 | 2600
29.08. | 3 | 2600
29.08. | 4 | 2600
29.08. | 5 | 2600
29.08. | 6 | 2600
29.08. | 7 | 2600
29.08. | 8 | 2600
29.08. | 9 | 2600
29.08. | 10 | 2600
29.08. | 11 | 2600
29.08. | 12 | 2600
29.08. | 13 | 2600
29.08. | 14 | 2600
29.08. | 15 | 2600
29.08. | 16 | 2600
29.08. | 17 | 2600
29.08. | 18 | 2600
29.08. | 19 | 2600
29.08. | 20 | 2600
29.08. | 21 | 2600
29.08. | 22 | 2600
29.08. | 23 | 2600
29.08. | 24 | 2600
30.08. | 1 | 2600
30.08. | 2 | 2600
30.08. | 3 | 2600
30.08. | 4 | 2600
30.08. | 5 | 2600
30.08. | 6 | 2600
30.08. | 7 | 2600
30.08. | 8 | 2600
30.08. | 9 | 2600
30.08. | 10 | 2600
30.08. | 11 | 2600
30.08. | 12 | 2600
30.08. | 13 | 2600
30.08. | 14 | 2600
30.08. | 15 | 2600
30.08. | 16 | 2600
30.08. | 17 | 2600
30.08. | 18 | 2600
30.08. | 19 | 2600
30.08. | 20 | 2600
30.08. | 21 | 2600
30.08. | 22 | 2600
30.08. | 23 | 2600
30.08. | 24 | 2600
31.08. | 1 | 2600
31.08. | 2 | 2600
31.08. | 3 | 2600
31.08. | 4 | 2600
31.08. | 5 | 2600
31.08. | 6 | 2600
31.08. | 7 | 2600
31.08. | 8 | 2600
31.08. | 9 | 2600
31.08. | 10 | 2600
31.08. | 11 | 2600
31.08. | 12 | 2600
31.08. | 13 | 2600
31.08. | 14 | 2600
31.08. | 15 | 2600
31.08. | 16 | 2600
31.08. | 17 | 2600
31.08. | 18 | 2600
31.08. | 19 | 2600
31.08. | 20 | 2600
31.08. | 21 | 2600
31.08. | 22 | 2600
31.08. | 23 | 2600
31.08. | 24 | 2600
01.09. | 1 | 2600
01.09. | 2 | 2600
01.09. | 3 | 2600
01.09. | 4 | 2600
01.09. | 5 | 2600
01.09. | 6 | 2600
01.09. | 7 | 2600
01.09. | 8 | 2600
01.09. | 9 | 2600
01.09. | 10 | 2600
01.09. | 11 | 2600
01.09. | 12 | 2600
01.09. | 13 | 2600
01.09. | 14 | 2600
01.09. | 15 | 2600
01.09. | 16 | 2600
01.09. | 17 | 2600
01.09. | 18 | 2600
01.09. | 19 | 2600
01.09. | 20 | 2600
01.09. | 21 | 2600
01.09. | 22 | 2600
01.09. | 23 | 2600
01.09. | 24 | 2600
02.09. | 1 | 2600
02.09. | 2 | 2600
02.09. | 3 | 2600
02.09. | 4 | 2600
02.09. | 5 | 2600
02.09. | 6 | 2600
02.09. | 7 | 2600
02.09. | 8 | 2600
02.09. | 9 | 2600
02.09. | 10 | 2600
02.09. | 11 | 2600
02.09. | 12 | 2600
02.09. | 13 | 2600
02.09. | 14 | 2600
02.09. | 15 | 2600
02.09. | 16 | 2600
02.09. | 17 | 2600
02.09. | 18 | 2600
02.09. | 19 | 2600
02.09. | 20 | 2600
02.09. | 21 | 2600
02.09. | 22 | 2600
02.09. | 23 | 2600
02.09. | 24 | 2600
03.09. | 1 | 2600
03.09. | 2 | 2600
03.09. | 3 | 2600
03.09. | 4 | 2600
03.09. | 5 | 2600
03.09. | 6 | 2600
03.09. | 7 | 2600
03.09. | 8 | 2600
03.09. | 9 | 2600
03.09. | 10 | 2600
03.09. | 11 | 2600
03.09. | 12 | 2600
03.09. | 13 | 2600
03.09. | 14 | 2600
03.09. | 15 | 2600
03.09. | 16 | 2600
03.09. | 17 | 2600
03.09. | 18 | 2600
03.09. | 19 | 2600
03.09. | 20 | 2600
03.09. | 21 | 2600
03.09. | 22 | 2600
03.09. | 23 | 2600
03.09. | 24 | 2600
04.09. | 1 | 2600
04.09. | 2 | 2600
04.09. | 3 | 2600
04.09. | 4 | 2600
04.09. | 5 | 2600
04.09. | 6 | 2600
04.09. | 7 | 2600
04.09. | 8 | 2600
04.09. | 9 | 2600
04.09. | 10 | 2600
04.09. | 11 | 2600
04.09. | 12 | 2600
04.09. | 13 | 2600
04.09. | 14 | 2600
04.09. | 15 | 2600
04.09. | 16 | 2600
04.09. | 17 | 2600
04.09. | 18 | 2600
04.09. | 19 | 2600
04.09. | 20 | 2600
04.09. | 21 | 2600
04.09. | 22 | 2600
04.09. | 23 | 2600
04.09. | 24 | 2600
05.09. | 1 | 2600
05.09. | 2 | 2600
05.09. | 3 | 2600
05.09. | 4 | 2600
05.09. | 5 | 2600
05.09. | 6 | 2600
05.09. | 7 | 2600
05.09. | 8 | 2600
05.09. | 9 | 2600
05.09. | 10 | 2600
05.09. | 11 | 2600
05.09. | 12 | 2600
05.09. | 13 | 2600
05.09. | 14 | 2600
05.09. | 15 | 2600
05.09. | 16 | 2600
05.09. | 17 | 2600
05.09. | 18 | 2600
05.09. | 19 | 2600
05.09. | 20 | 2600
05.09. | 21 | 2600
05.09. | 22 | 2600
05.09. | 23 | 2600
05.09. | 24 | 2600
06.09. | 1 | 2600
06.09. | 2 | 2600
06.09. | 3 | 2600
06.09. | 4 | 2600
06.09. | 5 | 2600
06.09. | 6 | 2600
06.09. | 7 | 2600
06.09. | 8 | 2600
06.09. | 9 | 2600
06.09. | 10 | 2600
06.09. | 11 | 2600
06.09. | 12 | 2600
06.09. | 13 | 2600
06.09. | 14 | 2600
06.09. | 15 | 2600
06.09. | 16 | 2600
06.09. | 17 | 2600
06.09. | 18 | 2600
06.09. | 19 | 2600
06.09. | 20 | 2600
06.09. | 21 | 2600
06.09. | 22 | 2600
06.09. | 23 | 2600
06.09. | 24 | 2600
07.09. | 1 | 2600
07.09. | 2 | 2600
07.09. | 3 | 2600
07.09. | 4 | 2600
07.09. | 5 | 2600
07.09. | 6 | 2600
07.09. | 7 | 2600
07.09. | 8 | 2600
07.09. | 9 | 2600
07.09. | 10 | 2600
07.09. | 11 | 2600
07.09. | 12 | 2600
07.09. | 13 | 2600
07.09. | 14 | 2600
07.09. | 15 | 2600
07.09. | 16 | 2600
07.09. | 17 | 2600
07.09. | 18 | 2600
07.09. | 19 | 2600
07.09. | 20 | 2600
07.09. | 21 | 2600
07.09. | 22 | 2600
07.09. | 23 | 2600
07.09. | 24 | 2600
08.09. | 1 | 2600
08.09. | 2 | 2600
08.09. | 3 | 2600
08.09. | 4 | 2600
08.09. | 5 | 2600
08.09. | 6 | 2600
08.09. | 7 | 2600
08.09. | 8 | 2600
08.09. | 9 | 2600
08.09. | 10 | 2600
08.09. | 11 | 2600
08.09. | 12 | 2600
08.09. | 13 | 2600
08.09. | 14 | 2600
08.09. | 15 | 2600
08.09. | 16 | 2600
08.09. | 17 | 2600
08.09. | 18 | 2600
08.09. | 19 | 2600
08.09. | 20 | 2600
08.09. | 21 | 2600
08.09. | 22 | 2600
08.09. | 23 | 2600
08.09. | 24 | 2600
09.09. | 1 | 2600
09.09. | 2 | 2600
09.09. | 3 | 2600
09.09. | 4 | 2600
09.09. | 5 | 2600
09.09. | 6 | 2600
09.09. | 7 | 2600
09.09. | 8 | 2600
09.09. | 9 | 2600
09.09. | 10 | 2600
09.09. | 11 | 2600
09.09. | 12 | 2600
09.09. | 13 | 2600
09.09. | 14 | 2600
09.09. | 15 | 2600
09.09. | 16 | 2600
09.09. | 17 | 2600
09.09. | 18 | 2600
09.09. | 19 | 2600
09.09. | 20 | 2600
09.09. | 21 | 2600
09.09. | 22 | 2600
09.09. | 23 | 2600
09.09. | 24 | 2600
10.09. | 1 | 2600
10.09. | 2 | 2600
10.09. | 3 | 2600
10.09. | 4 | 2600
10.09. | 5 | 2600
10.09. | 6 | 2600
10.09. | 7 | 2600
10.09. | 8 | 2600
10.09. | 9 | 2600
10.09. | 10 | 2600
10.09. | 11 | 2600
10.09. | 12 | 2600
10.09. | 13 | 2600
10.09. | 14 | 2600
10.09. | 15 | 2600
10.09. | 16 | 2600
10.09. | 17 | 2600
10.09. | 18 | 2600
10.09. | 19 | 2600
10.09. | 20 | 2600
10.09. | 21 | 2600
10.09. | 22 | 2600
10.09. | 23 | 2600
10.09. | 24 | 2600
11.09. | 1 | 2600
11.09. | 2 | 2600
11.09. | 3 | 2600
11.09. | 4 | 2600
11.09. | 5 | 2600
11.09. | 6 | 2600
11.09. | 7 | 2600
11.09. | 8 | 2600
11.09. | 9 | 2600
11.09. | 10 | 2600
11.09. | 11 | 2600
11.09. | 12 | 2600
11.09. | 13 | 2600
11.09. | 14 | 2600
11.09. | 15 | 2600
11.09. | 16 | 2600
11.09. | 17 | 2600
11.09. | 18 | 2600
11.09. | 19 | 2600
11.09. | 20 | 2600
11.09. | 21 | 2600
11.09. | 22 | 2600
11.09. | 23 | 2600
11.09. | 24 | 2600
12.09. | 1 | 2600
12.09. | 2 | 2600
12.09. | 3 | 2600
12.09. | 4 | 2600
12.09. | 5 | 2600
12.09. | 6 | 2600
12.09. | 7 | 2600
12.09. | 8 | 2600
12.09. | 9 | 2600
12.09. | 10 | 2600
12.09. | 11 | 2600
12.09. | 12 | 2600
12.09. | 13 | 2600
12.09. | 14 | 2600
12.09. | 15 | 2600
12.09. | 16 | 2600
12.09. | 17 | 2600
12.09. | 18 | 2600
12.09. | 19 | 2600
12.09. | 20 | 2600
12.09. | 21 | 2600
12.09. | 22 | 2600
12.09. | 23 | 2600
12.09. | 24 | 2600
13.09. | 1 | 2600
13.09. | 2 | 2600
13.09. | 3 | 2600
13.09. | 4 | 2600
13.09. | 5 | 2600
13.09. | 6 | 2600
13.09. | 7 | 2600
13.09. | 8 | 2600
13.09. | 9 | 2600
13.09. | 10 | 2600
13.09. | 11 | 2600
13.09. | 12 | 2600
13.09. | 13 | 2600
13.09. | 14 | 2600
13.09. | 15 | 2600
13.09. | 16 | 2600
13.09. | 17 | 2600
13.09. | 18 | 2600
13.09. | 19 | 2600
13.09. | 20 | 2600
13.09. | 21 | 2600
13.09. | 22 | 2600
13.09. | 23 | 2600
13.09. | 24 | 2600
14.09. | 1 | 2600
14.09. | 2 | 2600
14.09. | 3 | 2600
14.09. | 4 | 2600
14.09. | 5 | 2600
14.09. | 6 | 2600
14.09. | 7 | 2600
14.09. | 8 | 2600
14.09. | 9 | 2600
14.09. | 10 | 2600
14.09. | 11 | 2600
14.09. | 12 | 2600
14.09. | 13 | 2600
14.09. | 14 | 2600
14.09. | 15 | 2600
14.09. | 16 | 2600
14.09. | 17 | 2600
14.09. | 18 | 2600
14.09. | 19 | 2600
14.09. | 20 | 2600
14.09. | 21 | 2600
14.09. | 22 | 2600
14.09. | 23 | 2600
14.09. | 24 | 2600
15.09. | 1 | 2600
15.09. | 2 | 2600
15.09. | 3 | 2600
15.09. | 4 | 2600
15.09. | 5 | 2600
15.09. | 6 | 2600
15.09. | 7 | 2600
15.09. | 8 | 2600
15.09. | 9 | 2600
15.09. | 10 | 2600
15.09. | 11 | 2600
15.09. | 12 | 2600
15.09. | 13 | 2600
15.09. | 14 | 2600
15.09. | 15 | 2600
15.09. | 16 | 2600
15.09. | 17 | 2600
15.09. | 18 | 2600
15.09. | 19 | 2600
15.09. | 20 | 2600
15.09. | 21 | 2600
15.09. | 22 | 2600
15.09. | 23 | 2600
15.09. | 24 | 2600
16.09. | 1 | 2600
16.09. | 2 | 2600
16.09. | 3 | 2600
16.09. | 4 | 2600
16.09. | 5 | 2600
16.09. | 6 | 2600
16.09. | 7 | 2600
16.09. | 8 | 2600
16.09. | 9 | 2600
16.09. | 10 | 2600
16.09. | 11 | 2600
16.09. | 12 | 2600
16.09. | 13 | 2600
16.09. | 14 | 2600
16.09. | 15 | 2600
16.09. | 16 | 2600
16.09. | 17 | 2600
16.09. | 18 | 2600
16.09. | 19 | 2600
16.09. | 20 | 2600
16.09. | 21 | 2600
16.09. | 22 | 2600
16.09. | 23 | 2600
16.09. | 24 | 2600
17.09. | 1 | 2600
17.09. | 2 | 2600
17.09. | 3 | 2600
17.09. | 4 | 2600
17.09. | 5 | 2600
17.09. | 6 | 2600
17.09. | 7 | 2600
17.09. | 8 | 2600
17.09. | 9 | 2600
17.09. | 10 | 2600
17.09. | 11 | 2600
17.09. | 12 | 2600
17.09. | 13 | 2600
17.09. | 14 | 2600
17.09. | 15 | 2600
17.09. | 16 | 2600
17.09. | 17 | 2600
17.09. | 18 | 2600
17.09. | 19 | 2600
17.09. | 20 | 2600
17.09. | 21 | 2600
17.09. | 22 | 2600
17.09. | 23 | 2600
17.09. | 24 | 2600
18.09. | 1 | 2600
18.09. | 2 | 2600
18.09. | 3 | 2600
18.09. | 4 | 2600
18.09. | 5 | 2600
18.09. | 6 | 2600
18.09. | 7 | 2600
18.09. | 8 | 2600
18.09. | 9 | 2600
18.09. | 10 | 2600
18.09. | 11 | 2600
18.09. | 12 | 2600
18.09. | 13 | 2600
18.09. | 14 | 2600
18.09. | 15 | 2600
18.09. | 16 | 2600
18.09. | 17 | 2600
18.09. | 18 | 2600
18.09. | 19 | 2600
18.09. | 20 | 2600
18.09. | 21 | 2600
18.09. | 22 | 2600
18.09. | 23 | 2600
18.09. | 24 | 2600
19.09. | 1 | 2600
19.09. | 2 | 2600
19.09. | 3 | 2600
19.09. | 4 | 2600
19.09. | 5 | 2600
19.09. | 6 | 2600
19.09. | 7 | 2600
19.09. | 8 | 2600
19.09. | 9 | 2600
19.09. | 10 | 2600
19.09. | 11 | 2600
19.09. | 12 | 2600
19.09. | 13 | 2600
19.09. | 14 | 2600
19.09. | 15 | 2600
19.09. | 16 | 2600
19.09. | 17 | 2600
19.09. | 18 | 2600
19.09. | 19 | 2600
19.09. | 20 | 2600
19.09. | 21 | 2600
19.09. | 22 | 2600
19.09. | 23 | 2600
19.09. | 24 | 2600
20.09. | 1 | 2600
20.09. | 2 | 2600
20.09. | 3 | 2600
20.09. | 4 | 2600
20.09. | 5 | 2600
20.09. | 6 | 2600
20.09. | 7 | 2600
20.09. | 8 | 2600
20.09. | 9 | 2600
20.09. | 10 | 2600
20.09. | 11 | 2600
20.09. | 12 | 2600
20.09. | 13 | 2600
20.09. | 14 | 2600
20.09. | 15 | 2600
20.09. | 16 | 2600
20.09. | 17 | 2600
20.09. | 18 | 2600
20.09. | 19 | 2600
20.09. | 20 | 2600
20.09. | 21 | 2600
20.09. | 22 | 2600
20.09. | 23 | 2600
20.09. | 24 | 2600
21.09. | 1 | 2600
21.09. | 2 | 2600
21.09. | 3 | 2600
21.09. | 4 | 2600
21.09. | 5 | 2600
21.09. | 6 | 2600
21.09. | 7 | 2600
21.09. | 8 | 2600
21.09. | 9 | 2600
21.09. | 10 | 2600
21.09. | 11 | 2600
21.09. | 12 | 2600
21.09. | 13 | 2600
21.09. | 14 | 2600
21.09. | 15 | 2600
21.09. | 16 | 2600
21.09. | 17 | 2600
21.09. | 18 | 2600
21.09. | 19 | 2600
21.09. | 20 | 2600
21.09. | 21 | 2600
21.09. | 22 | 2600
21.09. | 23 | 2600
21.09. | 24 | 2600
22.09. | 1 | 2600
22.09. | 2 | 2600
22.09. | 3 | 2600
22.09. | 4 | 2600
22.09. | 5 | 2600
22.09. | 6 | 2600
22.09. | 7 | 2600
22.09. | 8 | 2600
22.09. | 9 | 2600
22.09. | 10 | 2600
22.09. | 11 | 2600
22.09. | 12 | 2600
22.09. | 13 | 2600
22.09. | 14 | 2600
22.09. | 15 | 2600
22.09. | 16 | 2600
22.09. | 17 | 2600
22.09. | 18 | 2600
22.09. | 19 | 2600
22.09. | 20 | 2600
22.09. | 21 | 2600
22.09. | 22 | 2600
22.09. | 23 | 2600
22.09. | 24 | 2600
23.09. | 1 | 2600
23.09. | 2 | 2600
23.09. | 3 | 2600
23.09. | 4 | 2600
23.09. | 5 | 2600
23.09. | 6 | 2600
23.09. | 7 | 2600
23.09. | 8 | 2600
23.09. | 9 | 2600
23.09. | 10 | 2600
23.09. | 11 | 2600
23.09. | 12 | 2600
23.09. | 13 | 2600
23.09. | 14 | 2600
23.09. | 15 | 2600
23.09. | 16 | 2600
23.09. | 17 | 2600
23.09. | 18 | 2600
23.09. | 19 | 2600
23.09. | 20 | 2600
23.09. | 21 | 2600
23.09. | 22 | 2600
23.09. | 23 | 2600
23.09. | 24 | 2600
24.09. | 1 | 2600
24.09. | 2 | 2600
24.09. | 3 | 2600
24.09. | 4 | 2600
24.09. | 5 | 2600
24.09. | 6 | 2600
24.09. | 7 | 2600
24.09. | 8 | 2600
24.09. | 9 | 2600
24.09. | 10 | 2600
24.09. | 11 | 2600
24.09. | 12 | 2600
24.09. | 13 | 2600
24.09. | 14 | 2600
24.09. | 15 | 2600
24.09. | 16 | 2600
24.09. | 17 | 2600
24.09. | 18 | 2600
24.09. | 19 | 2600
24.09. | 20 | 2600
24.09. | 21 | 2600
24.09. | 22 | 2600
24.09. | 23 | 2600
24.09. | 24 | 2600
25.09. | 1 | 2600
25.09. | 2 | 2600
25.09. | 3 | 2600
25.09. | 4 | 2600
25.09. | 5 | 2600
25.09. | 6 | 2600
25.09. | 7 | 2600
25.09. | 8 | 2600
25.09. | 9 | 2600
25.09. | 10 | 2600
25.09. | 11 | 2600
25.09. | 12 | 2600
25.09. | 13 | 2600
25.09. | 14 | 2600
25.09. | 15 | 2600
25.09. | 16 | 2600
25.09. | 17 | 2600
25.09. | 18 | 2600
25.09. | 19 | 2600
25.09. | 20 | 2600
25.09. | 21 | 2600
25.09. | 22 | 2600
25.09. | 23 | 2600
25.09. | 24 | 2600
26.09. | 1 | 2600
26.09. | 2 | 2600
26.09. | 3 | 2600
26.09. | 4 | 2600
26.09. | 5 | 2600
26.09. | 6 | 2600
26.09. | 7 | 2600
26.09. | 8 | 2600
26.09. | 9 | 2600
26.09. | 10 | 2600
26.09. | 11 | 2600
26.09. | 12 | 2600
26.09. | 13 | 2600
26.09. | 14 | 2600
26.09. | 15 | 2600
26.09. | 16 | 2600
26.09. | 17 | 2600
26.09. | 18 | 2600
26.09. | 19 | 2600
26.09. | 20 | 2600
26.09. | 21 | 2600
26.09. | 22 | 2600
26.09. | 23 | 2600
26.09. | 24 | 2600
27.09. | 1 | 2600
27.09. | 2 | 2600
27.09. | 3 | 2600
27.09. | 4 | 2600
27.09. | 5 | 2600
27.09. | 6 | 2600
27.09. | 7 | 2600
27.09. | 8 | 2600
27.09. | 9 | 2600
27.09. | 10 | 2600
27.09. | 11 | 2600
27.09. | 12 | 2600
27.09. | 13 | 2600
27.09. | 14 | 2600
27.09. | 15 | 2600
27.09. | 16 | 2600
27.09. | 17 | 2600
27.09. | 18 | 2600
27.09. | 19 | 2600
27.09. | 20 | 2600
27.09. | 21 | 2600
27.09. | 22 | 2600
27.09. | 23 | 2600
27.09. | 24 | 2600
28.09. | 1 | 2600
28.09. | 2 | 2600
28.09. | 3 | 2600
28.09. | 4 | 2600
28.09. | 5 | 2600
28.09. | 6 | 2600
28.09. | 7 | 2600
28.09. | 8 | 2600
28.09. | 9 | 2600
28.09. | 10 | 2600
28.09. | 11 | 2600
28.09. | 12 | 2600
28.09. | 13 | 2600
28.09. | 14 | 2600
28.09. | 15 | 2600
28.09. | 16 | 2600
28.09. | 17 | 2600
28.09. | 18 | 2600
28.09. | 19 | 2600
28.09. | 20 | 2600
28.09. | 21 | 2600
28.09. | 22 | 2600
28.09. | 23 | 2600
28.09. | 24 | 2600
29.09. | 1 | 2600
29.09. | 2 | 2600
29.09. | 3 | 2600
29.09. | 4 | 2600
29.09. | 5 | 2600
29.09. | 6 | 2600
29.09. | 7 | 2600
29.09. | 8 | 2600
29.09. | 9 | 2600
29.09. | 10 | 2600
29.09. | 11 | 2600
29.09. | 12 | 2600
29.09. | 13 | 2600
29.09. | 14 | 2600
29.09. | 15 | 2600
29.09. | 16 | 2600
29.09. | 17 | 2600
29.09. | 18 | 2600
29.09. | 19 | 2600
29.09. | 20 | 2600
29.09. | 21 | 2600
29.09. | 22 | 2600
29.09. | 23 | 2600
29.09. | 24 | 2600
30.09. | 1 | 2600
30.09. | 2 | 2600
30.09. | 3 | 2600
30.09. | 4 | 2600
30.09. | 5 | 2600
30.09. | 6 | 2600
30.09. | 7 | 2600
30.09. | 8 | 2600
30.09. | 9 | 2600
30.09. | 10 | 2600
30.09. | 11 | 2600
30.09. | 12 | 2600
30.09. | 13 | 2600
30.09. | 14 | 2600
30.09. | 15 | 2600
30.09. | 16 | 2600
30.09. | 17 | 2600
30.09. | 18 | 2600
30.09. | 19 | 2600
30.09. | 20 | 2600
30.09. | 21 | 2600
30.09. | 22 | 2600
30.09. | 23 | 2600
30.09. | 24 | 2600
01.10. | 1 | 2600
01.10. | 2 | 2600
01.10. | 3 | 2600
01.10. | 4 | 2600
01.10. | 5 | 2600
01.10. | 6 | 2600
01.10. | 7 | 2600
01.10. | 8 | 2600
01.10. | 9 | 2600
01.10. | 10 | 2600
01.10. | 11 | 2600
01.10. | 12 | 2600
01.10. | 13 | 2600
01.10. | 14 | 2600
01.10. | 15 | 2600
01.10. | 16 | 2600
01.10. | 17 | 2600
01.10. | 18 | 2600
01.10. | 19 | 2600
01.10. | 20 | 2600
01.10. | 21 | 2600
01.10. | 22 | 2600
01.10. | 23 | 2600
01.10. | 24 | 2600
02.10. | 1 | 2600
02.10. | 2 | 2600
02.10. | 3 | 2600
02.10. | 4 | 2600
02.10. | 5 | 2600
02.10. | 6 | 2600
02.10. | 7 | 2600
02.10. | 8 | 2600
02.10. | 9 | 2600
02.10. | 10 | 2600
02.10. | 11 | 2600
02.10. | 12 | 2600
02.10. | 13 | 2600
02.10. | 14 | 2600
02.10. | 15 | 2600
02.10. | 16 | 2600
02.10. | 17 | 2600
02.10. | 18 | 2600
02.10. | 19 | 2600
02.10. | 20 | 2600
02.10. | 21 | 2600
02.10. | 22 | 2600
02.10. | 23 | 2600
02.10. | 24 | 2600
03.10. | 1 | 2600
03.10. | 2 | 2600
03.10. | 3 | 2600
03.10. | 4 | 2600
03.10. | 5 | 2600
03.10. | 6 | 2600
03.10. | 7 | 2600
03.10. | 8 | 2600
03.10. | 9 | 2600
03.10. | 10 | 2600
03.10. | 11 | 2600
03.10. | 12 | 2600
03.10. | 13 | 2600
03.10. | 14 | 2600
03.10. | 15 | 2600
03.10. | 16 | 2600
03.10. | 17 | 2600
03.10. | 18 | 2600
03.10. | 19 | 2600
03.10. | 20 | 2600
03.10. | 21 | 2600
03.10. | 22 | 2600
03.10. | 23 | 2600
03.10. | 24 | 2600
04.10. | 1 | 2600
04.10. | 2 | 2600
04.10. | 3 | 2600
04.10. | 4 | 2600
04.10. | 5 | 2600
04.10. | 6 | 2600
04.10. | 7 | 2600
04.10. | 8 | 2600
04.10. | 9 | 2600
04.10. | 10 | 2600
04.10. | 11 | 2600
04.10. | 12 | 2600
04.10. | 13 | 2600
04.10. | 14 | 2600
04.10. | 15 | 2600
04.10. | 16 | 2600
04.10. | 17 | 2600
04.10. | 18 | 2600
04.10. | 19 | 2600
04.10. | 20 | 2600
04.10. | 21 | 2600
04.10. | 22 | 2600
04.10. | 23 | 2600
04.10. | 24 | 2600
05.10. | 1 | 2600
05.10. | 2 | 2600
05.10. | 3 | 2600
05.10. | 4 | 2600
05.10. | 5 | 2600
05.10. | 6 | 2600
05.10. | 7 | 2600
05.10. | 8 | 2600
05.10. | 9 | 2600
05.10. | 10 | 2600
05.10. | 11 | 2600
05.10. | 12 | 2600
05.10. | 13 | 2600
05.10. | 14 | 2600
05.10. | 15 | 2600
05.10. | 16 | 2600
05.10. | 17 | 2600
05.10. | 18 | 2600
05.10. | 19 | 2600
05.10. | 20 | 2600
05.10. | 21 | 2600
05.10. | 22 | 2600
05.10. | 23 | 2600
05.10. | 24 | 2600
06.10. | 1 | 2600
06.10. | 2 | 2600
06.10. | 3 | 2600
06.10. | 4 | 2600
06.10. | 5 | 2600
06.10. | 6 | 2600
06.10. | 7 | 2600
06.10. | 8 | 2600
06.10. | 9 | 2600
06.10. | 10 | 2600
06.10. | 11 | 2600
06.10. | 12 | 2600
06.10. | 13 | 2600
06.10. | 14 | 2600
06.10. | 15 | 2600
06.10. | 16 | 2600
06.10. | 17 | 2600
06.10. | 18 | 2600
06.10. | 19 | 2600
06.10. | 20 | 2600
06.10. | 21 | 2600
06.10. | 22 | 2600
06.10. | 23 | 2600
06.10. | 24 | 2600
07.10. | 1 | 2600
07.10. | 2 | 2600
07.10. | 3 | 2600
07.10. | 4 | 2600
07.10. | 5 | 2600
07.10. | 6 | 2600
07.10. | 7 | 2600
07.10. | 8 | 2600
07.10. | 9 | 2600
07.10. | 10 | 2600
07.10. | 11 | 2600
07.10. | 12 | 2600
07.10. | 13 | 2600
07.10. | 14 | 2600
07.10. | 15 | 2600
07.10. | 16 | 2600
07.10. | 17 | 2600
07.10. | 18 | 2600
07.10. | 19 | 2600
07.10. | 20 | 2600
07.10. | 21 | 2600
07.10. | 22 | 2600
07.10. | 23 | 2600
07.10. | 24 | 2600
08.10. | 1 | 2600
08.10. | 2 | 2600
08.10. | 3 | 2600
08.10. | 4 | 2600
08.10. | 5 | 2600
08.10. | 6 | 2600
08.10. | 7 | 2600
08.10. | 8 | 2600
08.10. | 9 | 2600
08.10. | 10 | 2600
08.10. | 11 | 2600
08.10. | 12 | 2600
08.10. | 13 | 2600
08.10. | 14 | 2600
08.10. | 15 | 2600
08.10. | 16 | 2600
08.10. | 17 | 2600
08.10. | 18 | 2600
08.10. | 19 | 2600
08.10. | 20 | 2600
08.10. | 21 | 2600
08.10. | 22 | 2600
08.10. | 23 | 2600
08.10. | 24 | 2600
09.10. | 1 | 2600
09.10. | 2 | 2600
09.10. | 3 | 2600
09.10. | 4 | 2600
09.10. | 5 | 2600
09.10. | 6 | 2600
09.10. | 7 | 2600
09.10. | 8 | 2600
09.10. | 9 | 2600
09.10. | 10 | 2600
09.10. | 11 | 2600
09.10. | 12 | 2600
09.10. | 13 | 2600
09.10. | 14 | 2600
09.10. | 15 | 2600
09.10. | 16 | 2600
09.10. | 17 | 2600
09.10. | 18 | 2600
09.10. | 19 | 2600
09.10. | 20 | 2600
09.10. | 21 | 2600
09.10. | 22 | 2600
09.10. | 23 | 2600
09.10. | 24 | 2600
10.10. | 1 | 2600
10.10. | 2 | 2600
10.10. | 3 | 2600
10.10. | 4 | 2600
10.10. | 5 | 2600
10.10. | 6 | 2600
10.10. | 7 | 2600
10.10. | 8 | 2600
10.10. | 9 | 2600
10.10. | 10 | 2600
10.10. | 11 | 2600
10.10. | 12 | 2600
10.10. | 13 | 2600
10.10. | 14 | 2600
10.10. | 15 | 2600
10.10. | 16 | 2600
10.10. | 17 | 2600
10.10. | 18 | 2600
10.10. | 19 | 2600
10.10. | 20 | 2600
10.10. | 21 | 2600
10.10. | 22 | 2600
10.10. | 23 | 2600
10.10. | 24 | 2600
11.10. | 1 | 2600
11.10. | 2 | 2600
11.10. | 3 | 2600
11.10. | 4 | 2600
11.10. | 5 | 2600
11.10. | 6 | 2600
11.10. | 7 | 2600
11.10. | 8 | 2600
11.10. | 9 | 2600
11.10. | 10 | 2600
11.10. | 11 | 2600
11.10. | 12 | 2600
11.10. | 13 | 2600
11.10. | 14 | 2600
11.10. | 15 | 2600
11.10. | 16 | 2600
11.10. | 17 | 2600
11.10. | 18 | 2600
11.10. | 19 | 2600
11.10. | 20 | 2600
11.10. | 21 | 2600
11.10. | 22 | 2600
11.10. | 23 | 2600
11.10. | 24 | 2600
12.10. | 1 | 2600
12.10. | 2 | 2600
12.10. | 3 | 2600
12.10. | 4 | 2600
12.10. | 5 | 2600
12.10. | 6 | 2600
12.10. | 7 | 2600
12.10. | 8 | 2600
12.10. | 9 | 2600
12.10. | 10 | 2600
12.10. | 11 | 2600
12.10. | 12 | 2600
12.10. | 13 | 2600
12.10. | 14 | 2600
12.10. | 15 | 2600
12.10. | 16 | 2600
12.10. | 17 | 2600
12.10. | 18 | 2600
12.10. | 19 | 2600
12.10. | 20 | 2600
12.10. | 21 | 2600
12.10. | 22 | 2600
12.10. | 23 | 2600
12.10. | 24 | 2600
13.10. | 1 | 2600
13.10. | 2 | 2600
13.10. | 3 | 2600
13.10. | 4 | 2600
13.10. | 5 | 2600
13.10. | 6 | 2600
13.10. | 7 | 2600
13.10. | 8 | 2600
13.10. | 9 | 2600
13.10. | 10 | 2600
13.10. | 11 | 2600
13.10. | 12 | 2600
13.10. | 13 | 2600
13.10. | 14 | 2600
13.10. | 15 | 2600
13.10. | 16 | 2600
13.10. | 17 | 2600
13.10. | 18 | 2600
13.10. | 19 | 2600
13.10. | 20 | 2600
13.10. | 21 | 2600
13.10. | 22 | 2600
13.10. | 23 | 2600
13.10. | 24 | 2600
14.10. | 1 | 2600
14.10. | 2 | 2600
14.10. | 3 | 2600
14.10. | 4 | 2600
14.10. | 5 | 2600
14.10. | 6 | 2600
14.10. | 7 | 2600
14.10. | 8 | 2600
14.10. | 9 | 2600
14.10. | 10 | 2600
14.10. | 11 | 2600
14.10. | 12 | 2600
14.10. | 13 | 2600
14.10. | 14 | 2600
14.10. | 15 | 2600
14.10. | 16 | 2600
14.10. | 17 | 2600
14.10. | 18 | 2600
14.10. | 19 | 2600
14.10. | 20 | 2600
14.10. | 21 | 2600
14.10. | 22 | 2600
14.10. | 23 | 2600
14.10. | 24 | 2600
15.10. | 1 | 2600
15.10. | 2 | 2600
15.10. | 3 | 2600
15.10. | 4 | 2600
15.10. | 5 | 2600
15.10. | 6 | 2600
15.10. | 7 | 2600
15.10. | 8 | 2600
15.10. | 9 | 2600
15.10. | 10 | 2600
15.10. | 11 | 2600
15.10. | 12 | 2600
15.10. | 13 | 2600
15.10. | 14 | 2600
15.10. | 15 | 2600
15.10. | 16 | 2600
15.10. | 17 | 2600
15.10. | 18 | 2600
15.10. | 19 | 2600
15.10. | 20 | 2600
15.10. | 21 | 2600
15.10. | 22 | 2600
15.10. | 23 | 2600
15.10. | 24 | 2600
16.10. | 1 | 2600
16.10. | 2 | 2600
16.10. | 3 | 2600
16.10. | 4 | 2600
16.10. | 5 | 2600
16.10. | 6 | 2600
16.10. | 7 | 2600
16.10. | 8 | 2600
16.10. | 9 | 2600
16.10. | 10 | 2600
16.10. | 11 | 2600
16.10. | 12 | 2600
16.10. | 13 | 2600
16.10. | 14 | 2600
16.10. | 15 | 2600
16.10. | 16 | 2600
16.10. | 17 | 2600
16.10. | 18 | 2600
16.10. | 19 | 2600
16.10. | 20 | 2600
16.10. | 21 | 2600
16.10. | 22 | 2600
16.10. | 23 | 2600
16.10. | 24 | 2600
17.10. | 1 | 2600
17.10. | 2 | 2600
17.10. | 3 | 2600
17.10. | 4 | 2600
17.10. | 5 | 2600
17.10. | 6 | 2600
17.10. | 7 | 2600
17.10. | 8 | 2600
17.10. | 9 | 2600
17.10. | 10 | 2600
17.10. | 11 | 2600
17.10. | 12 | 2600
17.10. | 13 | 2600
17.10. | 14 | 2600
17.10. | 15 | 2600
17.10. | 16 | 2600
17.10. | 17 | 2600
17.10. | 18 | 2600
17.10. | 19 | 2600
17.10. | 20 | 2600
17.10. | 21 | 2600
17.10. | 22 | 2600
17.10. | 23 | 2600
17.10. | 24 | 2600
18.10. | 1 | 2600
18.10. | 2 | 2600
18.10. | 3 | 2600
18.10. | 4 | 2600
18.10. | 5 | 2600
18.10. | 6 | 2600
18.10. | 7 | 2600
18.10. | 8 | 2600
18.10. | 9 | 2600
18.10. | 10 | 2600
18.10. | 11 | 2600
18.10. | 12 | 2600
18.10. | 13 | 2600
18.10. | 14 | 2600
18.10. | 15 | 2600
18.10. | 16 | 2600
18.10. | 17 | 2600
18.10. | 18 | 2600
18.10. | 19 | 2600
18.10. | 20 | 2600
18.10. | 21 | 2600
18.10. | 22 | 2600
18.10. | 23 | 2600
18.10. | 24 | 2600
19.10. | 1 | 2600
19.10. | 2 | 2600
19.10. | 3 | 2600
19.10. | 4 | 2600
19.10. | 5 | 2600
19.10. | 6 | 2600
19.10. | 7 | 2600
19.10. | 8 | 2600
19.10. | 9 | 2600
19.10. | 10 | 2600
19.10. | 11 | 2600
19.10. | 12 | 2600
19.10. | 13 | 2600
19.10. | 14 | 2600
19.10. | 15 | 2600
19.10. | 16 | 2600
19.10. | 17 | 2600
19.10. | 18 | 2600
19.10. | 19 | 2600
19.10. | 20 | 2600
19.10. | 21 | 2600
19.10. | 22 | 2600
19.10. | 23 | 2600
19.10. | 24 | 2600
20.10. | 1 | 2600
20.10. | 2 | 2600
20.10. | 3 | 2600
20.10. | 4 | 2600
20.10. | 5 | 2600
20.10. | 6 | 2600
20.10. | 7 | 2600
20.10. | 8 | 2600
20.10. | 9 | 2600
20.10. | 10 | 2600
20.10. | 11 | 2600
20.10. | 12 | 2600
20.10. | 13 | 2600
20.10. | 14 | 2600
20.10. | 15 | 2600
20.10. | 16 | 2600
20.10. | 17 | 2600
20.10. | 18 | 2600
20.10. | 19 | 2600
20.10. | 20 | 2600
20.10. | 21 | 2600
20.10. | 22 | 2600
20.10. | 23 | 2600
20.10. | 24 | 2600
21.10. | 1 | 2600
21.10. | 2 | 2600
21.10. | 3 | 2600
21.10. | 4 | 2600
21.10. | 5 | 2600
21.10. | 6 | 2600
21.10. | 7 | 2600
21.10. | 8 | 2600
21.10. | 9 | 2600
21.10. | 10 | 2600
21.10. | 11 | 2600
21.10. | 12 | 2600
21.10. | 13 | 2600
21.10. | 14 | 2600
21.10. | 15 | 2600
21.10. | 16 | 2600
21.10. | 17 | 2600
21.10. | 18 | 2600
21.10. | 19 | 2600
21.10. | 20 | 2600
21.10. | 21 | 2600
21.10. | 22 | 2600
21.10. | 23 | 2600
21.10. | 24 | 2600
22.10. | 1 | 2600
22.10. | 2 | 2600
22.10. | 3 | 2600
22.10. | 4 | 2600
22.10. | 5 | 2600
22.10. | 6 | 2600
22.10. | 7 | 2600
22.10. | 8 | 2600
22.10. | 9 | 2600
22.10. | 10 | 2600
22.10. | 11 | 2600
22.10. | 12 | 2600
22.10. | 13 | 2600
22.10. | 14 | 2600
22.10. | 15 | 2600
22.10. | 16 | 2600
22.10. | 17 | 2600
22.10. | 18 | 2600
22.10. | 19 | 2600
22.10. | 20 | 2600
22.10. | 21 | 2600
22.10. | 22 | 2600
22.10. | 23 | 2600
22.10. | 24 | 2600
23.10. | 1 | 2600
23.10. | 2 | 2600
23.10. | 3 | 2600
23.10. | 4 | 2600
23.10. | 5 | 2600
23.10. | 6 | 2600
23.10. | 7 | 2600
23.10. | 8 | 2600
23.10. | 9 | 2600
23.10. | 10 | 2600
23.10. | 11 | 2600
23.10. | 12 | 2600
23.10. | 13 | 2600
23.10. | 14 | 2600
23.10. | 15 | 2600
23.10. | 16 | 2600
23.10. | 17 | 2600
23.10. | 18 | 2600
23.10. | 19 | 2600
23.10. | 20 | 2600
23.10. | 21 | 2600
23.10. | 22 | 2600
23.10. | 23 | 2600
23.10. | 24 | 2600
24.10. | 1 | 2600
24.10. | 2 | 2600
24.10. | 3 | 2600
24.10. | 4 | 2600
24.10. | 5 | 2600
24.10. | 6 | 2600
24.10. | 7 | 2600
24.10. | 8 | 2600
24.10. | 9 | 2600
24.10. | 10 | 2600
24.10. | 11 | 2600
24.10. | 12 | 2600
24.10. | 13 | 2600
24.10. | 14 | 2600
24.10. | 15 | 2600
24.10. | 16 | 2600
24.10. | 17 | 2600
24.10. | 18 | 2600
24.10. | 19 | 2600
24.10. | 20 | 2600
24.10. | 21 | 2600
24.10. | 22 | 2600
24.10. | 23 | 2600
24.10. | 24 | 2600
25.10. | 1 | 2600
25.10. | 2 | 2600
25.10. | 3 | 2600
25.10. | 4 | 2600
25.10. | 5 | 2600
25.10. | 6 | 2600
25.10. | 7 | 2600
25.10. | 8 | 2600
25.10. | 9 | 2600
25.10. | 10 | 2600
25.10. | 11 | 2600
25.10. | 12 | 2600
25.10. | 13 | 2600
25.10. | 14 | 2600
25.10. | 15 | 2600
25.10. | 16 | 2600
25.10. | 17 | 2600
25.10. | 18 | 2600
25.10. | 19 | 2600
25.10. | 20 | 2600
25.10. | 21 | 2600
25.10. | 22 | 2600
25.10. | 23 | 2600
25.10. | 24 | 2600
26.10. | 1 | 2600
26.10. | 2 | 2600
26.10. | 3 | 2600
26.10. | 4 | 2600
26.10. | 5 | 2600
26.10. | 6 | 2600
26.10. | 7 | 2600
26.10. | 8 | 2600
26.10. | 9 | 2600
26.10. | 10 | 2600
26.10. | 11 | 2600
26.10. | 12 | 2600
26.10. | 13 | 2600
26.10. | 14 | 2600
26.10. | 15 | 2600
26.10. | 16 | 2600
26.10. | 17 | 2600
26.10. | 18 | 2600
26.10. | 19 | 2600
26.10. | 20 | 2600
26.10. | 21 | 2600
26.10. | 22 | 2600
26.10. | 23 | 2600
26.10. | 24 | 2600
27.10. | 1 | 2600
27.10. | 2 | 2600
27.10. | 3 | 2600
27.10. | 4 | 2600
27.10. | 5 | 2600
27.10. | 6 | 2600
27.10. | 7 | 2600
27.10. | 8 | 2600
27.10. | 9 | 2600
27.10. | 10 | 2600
27.10. | 11 | 2600
27.10. | 12 | 2600
27.10. | 13 | 2600
27.10. | 14 | 2600
27.10. | 15 | 2600
27.10. | 16 | 2600
27.10. | 17 | 2600
27.10. | 18 | 2600
27.10. | 19 | 2600
27.10. | 20 | 2600
27.10. | 21 | 2600
27.10. | 22 | 2600
27.10. | 23 | 2600
27.10. | 24 | 2600
28.10. | 1 | 2600
28.10. | 2 | 2600
28.10. | 3 | 2600
28.10. | 4 | 2600
28.10. | 5 | 2600
28.10. | 6 | 2600
28.10. | 7 | 2600
28.10. | 8 | 2600
28.10. | 9 | 2600
28.10. | 10 | 2600
28.10. | 11 | 2600
28.10. | 12 | 2600
28.10. | 13 | 2600
28.10. | 14 | 2600
28.10. | 15 | 2600
28.10. | 16 | 2600
28.10. | 17 | 2600
28.10. | 18 | 2600
28.10. | 19 | 2600
28.10. | 20 | 2600
28.10. | 21 | 2600
28.10. | 22 | 2600
28.10. | 23 | 2600
28.10. | 24 | 2600
29.10. | 1 | 2600
29.10. | 2 | 2600
29.10. | 3 | 2600
29.10. | 4 | 2600
29.10. | 5 | 2600
29.10. | 6 | 2600
29.10. | 7 | 2600
29.10. | 8 | 2600
29.10. | 9 | 2600
29.10. | 10 | 2600
29.10. | 11 | 2600
29.10. | 12 | 2600
29.10. | 13 | 2600
29.10. | 14 | 2600
29.10. | 15 | 2600
29.10. | 16 | 2600
29.10. | 17 | 2600
29.10. | 18 | 2600
29.10. | 19 | 2600
29.10. | 20 | 2600
29.10. | 21 | 2600
29.10. | 22 | 2600
29.10. | 23 | 2600
29.10. | 24 | 2600
30.10. | 1 | 2600
30.10. | 2 | 2600
30.10. | 3 | 2600
30.10. | 4 | 2600
30.10. | 5 | 2600
30.10. | 6 | 2600
30.10. | 7 | 2600
30.10. | 8 | 2600
30.10. | 9 | 2600
30.10. | 10 | 2600
30.10. | 11 | 2600
30.10. | 12 | 2600
30.10. | 13 | 2600
30.10. | 14 | 2600
30.10. | 15 | 2600
30.10. | 16 | 2600
30.10. | 17 | 2600
30.10. | 18 | 2600
30.10. | 19 | 2600
30.10. | 20 | 2600
30.10. | 21 | 2600
30.10. | 22 | 2600
30.10. | 23 | 2600
30.10. | 24 | 2600
31.10. | 1 | 2600
31.10. | 2 | 2600
31.10. | 3 | 2600
31.10. | 4 | 2600
31.10. | 5 | 2600
31.10. | 6 | 2600
31.10. | 7 | 2600
31.10. | 8 | 2600
31.10. | 9 | 2600
31.10. | 10 | 2600
31.10. | 11 | 2600
31.10. | 12 | 2600
31.10. | 13 | 2600
31.10. | 14 | 2600
31.10. | 15 | 2600
31.10. | 16 | 2600
31.10. | 17 | 2600
31.10. | 18 | 2600
31.10. | 19 | 2600
31.10. | 20 | 2600
31.10. | 21 | 2600
31.10. | 22 | 2600
31.10. | 23 | 2600
31.10. | 24 | 2600
01.11. | 1 | 2600
01.11. | 2 | 2600
01.11. | 3 | 2600
01.11. | 4 | 2600
01.11. | 5 | 2600
01.11. | 6 | 2600
01.11. | 7 | 2600
01.11. | 8 | 2600
01.11. | 9 | 2600
01.11. | 10 | 2600
01.11. | 11 | 2600
01.11. | 12 | 2600
01.11. | 13 | 2600
01.11. | 14 | 2600
01.11. | 15 | 2600
01.11. | 16 | 2600
01.11. | 17 | 2600
01.11. | 18 | 2600
01.11. | 19 | 2600
01.11. | 20 | 2600
01.11. | 21 | 2600
01.11. | 22 | 2600
01.11. | 23 | 2600
01.11. | 24 | 2600
02.11. | 1 | 2600
02.11. | 2 | 2600
02.11. | 3 | 2600
02.11. | 4 | 2600
02.11. | 5 | 2600
02.11. | 6 | 2600
02.11. | 7 | 2600
02.11. | 8 | 2600
02.11. | 9 | 2600
02.11. | 10 | 2600
02.11. | 11 | 2600
02.11. | 12 | 2600
02.11. | 13 | 2600
02.11. | 14 | 2600
02.11. | 15 | 2600
02.11. | 16 | 2600
02.11. | 17 | 2600
02.11. | 18 | 2600
02.11. | 19 | 2600
02.11. | 20 | 2600
02.11. | 21 | 2600
02.11. | 22 | 2600
02.11. | 23 | 2600
02.11. | 24 | 2600
03.11. | 1 | 2600
03.11. | 2 | 2600
03.11. | 3 | 2600
03.11. | 4 | 2600
03.11. | 5 | 2600
03.11. | 6 | 2600
03.11. | 7 | 2600
03.11. | 8 | 2600
03.11. | 9 | 2600
03.11. | 10 | 2600
03.11. | 11 | 2600
03.11. | 12 | 2600
03.11. | 13 | 2600
03.11. | 14 | 2600
03.11. | 15 | 2600
03.11. | 16 | 2600
03.11. | 17 | 2600
03.11. | 18 | 2600
03.11. | 19 | 2600
03.11. | 20 | 2600
03.11. | 21 | 2600
03.11. | 22 | 2600
03.11. | 23 | 2600
03.11. | 24 | 2600
04.11. | 1 | 2600
04.11. | 2 | 2600
04.11. | 3 | 2600
04.11. | 4 | 2600
04.11. | 5 | 2600
04.11. | 6 | 2600
04.11. | 7 | 2600
04.11. | 8 | 2600
04.11. | 9 | 2600
04.11. | 10 | 2600
04.11. | 11 | 2600
04.11. | 12 | 2600
04.11. | 13 | 2600
04.11. | 14 | 2600
04.11. | 15 | 2600
04.11. | 16 | 2600
04.11. | 17 | 2600
04.11. | 18 | 2600
04.11. | 19 | 2600
04.11. | 20 | 2600
04.11. | 21 | 2600
04.11. | 22 | 2600
04.11. | 23 | 2600
04.11. | 24 | 2600
05.11. | 1 | 2600
05.11. | 2 | 2600
05.11. | 3 | 2600
05.11. | 4 | 2600
05.11. | 5 | 2600
05.11. | 6 | 2600
05.11. | 7 | 2600
05.11. | 8 | 2600
05.11. | 9 | 2600
05.11. | 10 | 2600
05.11. | 11 | 2600
05.11. | 12 | 2600
05.11. | 13 | 2600
05.11. | 14 | 2600
05.11. | 15 | 2600
05.11. | 16 | 2600
05.11. | 17 | 2600
05.11. | 18 | 2600
05.11. | 19 | 2600
05.11. | 20 | 2600
05.11. | 21 | 2600
05.11. | 22 | 2600
05.11. | 23 | 2600
05.11. | 24 | 2600
06.11. | 1 | 2600
06.11. | 2 | 2600
06.11. | 3 | 2600
06.11. | 4 | 2600
06.11. | 5 | 2600
06.11. | 6 | 2600
06.11. | 7 | 2600
06.11. | 8 | 2600
06.11. | 9 | 2600
06.11. | 10 | 2600
06.11. | 11 | 2600
06.11. | 12 | 2600
06.11. | 13 | 2600
06.11. | 14 | 2600
06.11. | 15 | 2600
06.11. | 16 | 2600
06.11. | 17 | 2600
06.11. | 18 | 2600
06.11. | 19 | 2600
06.11. | 20 | 2600
06.11. | 21 | 2600
06.11. | 22 | 2600
06.11. | 23 | 2600
06.11. | 24 | 2600
07.11. | 1 | 2600
07.11. | 2 | 2600
07.11. | 3 | 2600
07.11. | 4 | 2600
07.11. | 5 | 2600
07.11. | 6 | 2600
07.11. | 7 | 2600
07.11. | 8 | 2600
07.11. | 9 | 2600
07.11. | 10 | 2600
07.11. | 11 | 2600
07.11. | 12 | 2600
07.11. | 13 | 2600
07.11. | 14 | 2600
07.11. | 15 | 2600
07.11. | 16 | 2600
07.11. | 17 | 2600
07.11. | 18 | 2600
07.11. | 19 | 2600
07.11. | 20 | 2600
07.11. | 21 | 2600
07.11. | 22 | 2600
07.11. | 23 | 2600
07.11. | 24 | 2600
08.11. | 1 | 2600
08.11. | 2 | 2600
08.11. | 3 | 2600
08.11. | 4 | 2600
08.11. | 5 | 2600
08.11. | 6 | 2600
08.11. | 7 | 2600
08.11. | 8 | 2600
08.11. | 9 | 2600
08.11. | 10 | 2600
08.11. | 11 | 2600
08.11. | 12 | 2600
08.11. | 13 | 2600
08.11. | 14 | 2600
08.11. | 15 | 2600
08.11. | 16 | 2600
08.11. | 17 | 2600
08.11. | 18 | 2600
08.11. | 19 | 2600
08.11. | 20 | 2600
08.11. | 21 | 2600
08.11. | 22 | 2600
08.11. | 23 | 2600
08.11. | 24 | 2600
09.11. | 1 | 2600
09.11. | 2 | 2600
09.11. | 3 | 2600
09.11. | 4 | 2600
09.11. | 5 | 2600
09.11. | 6 | 2600
09.11. | 7 | 2600
09.11. | 8 | 2600
09.11. | 9 | 2600
09.11. | 10 | 2600
09.11. | 11 | 2600
09.11. | 12 | 2600
09.11. | 13 | 2600
09.11. | 14 | 2600
09.11. | 15 | 2600
09.11. | 16 | 2600
09.11. | 17 | 2600
09.11. | 18 | 2600
09.11. | 19 | 2600
09.11. | 20 | 2600
09.11. | 21 | 2600
09.11. | 22 | 2600
09.11. | 23 | 2600
09.11. | 24 | 2600
10.11. | 1 | 2600
10.11. | 2 | 2600
10.11. | 3 | 2600
10.11. | 4 | 2600
10.11. | 5 | 2600
10.11. | 6 | 2600
10.11. | 7 | 2600
10.11. | 8 | 2600
10.11. | 9 | 2600
10.11. | 10 | 2600
10.11. | 11 | 2600
10.11. | 12 | 2600
10.11. | 13 | 2600
10.11. | 14 | 2600
10.11. | 15 | 2600
10.11. | 16 | 2600
10.11. | 17 | 2600
10.11. | 18 | 2600
10.11. | 19 | 2600
10.11. | 20 | 2600
10.11. | 21 | 2600
10.11. | 22 | 2600
10.11. | 23 | 2600
10.11. | 24 | 2600
11.11. | 1 | 2600
11.11. | 2 | 2600
11.11. | 3 | 2600
11.11. | 4 | 2600
11.11. | 5 | 2600
11.11. | 6 | 2600
11.11. | 7 | 2600
11.11. | 8 | 2600
11.11. | 9 | 2600
11.11. | 10 | 2600
11.11. | 11 | 2600
11.11. | 12 | 2600
11.11. | 13 | 2600
11.11. | 14 | 2600
11.11. | 15 | 2600
11.11. | 16 | 2600
11.11. | 17 | 2600
11.11. | 18 | 2600
11.11. | 19 | 2600
11.11. | 20 | 2600
11.11. | 21 | 2600
11.11. | 22 | 2600
11.11. | 23 | 2600
11.11. | 24 | 2600
12.11. | 1 | 2600
12.11. | 2 | 2600
12.11. | 3 | 2600
12.11. | 4 | 2600
12.11. | 5 | 2600
12.11. | 6 | 2600
12.11. | 7 | 2600
12.11. | 8 | 2600
12.11. | 9 | 2600
12.11. | 10 | 2600
12.11. | 11 | 2600
12.11. | 12 | 2600
12.11. | 13 | 2600
12.11. | 14 | 2600
12.11. | 15 | 2600
12.11. | 16 | 2600
12.11. | 17 | 2600
12.11. | 18 | 2600
12.11. | 19 | 2600
12.11. | 20 | 2600
12.11. | 21 | 2600
12.11. | 22 | 2600
12.11. | 23 | 2600
12.11. | 24 | 2600
13.11. | 1 | 2600
13.11. | 2 | 2600
13.11. | 3 | 2600
13.11. | 4 | 2600
13.11. | 5 | 2600
13.11. | 6 | 2600
13.11. | 7 | 2600
13.11. | 8 | 2600
13.11. | 9 | 2600
13.11. | 10 | 2600
13.11. | 11 | 2600
13.11. | 12 | 2600
13.11. | 13 | 2600
13.11. | 14 | 2600
13.11. | 15 | 2600
13.11. | 16 | 2600
13.11. | 17 | 2600
13.11. | 18 | 2600
13.11. | 19 | 2600
13.11. | 20 | 2600
13.11. | 21 | 2600
13.11. | 22 | 2600
13.11. | 23 | 2600
13.11. | 24 | 2600
14.11. | 1 | 2600
14.11. | 2 | 2600
14.11. | 3 | 2600
14.11. | 4 | 2600
14.11. | 5 | 2600
14.11. | 6 | 2600
14.11. | 7 | 2600
14.11. | 8 | 2600
14.11. | 9 | 2600
14.11. | 10 | 2600
14.11. | 11 | 2600
14.11. | 12 | 2600
14.11. | 13 | 2600
14.11. | 14 | 2600
14.11. | 15 | 2600
14.11. | 16 | 2600
14.11. | 17 | 2600
14.11. | 18 | 2600
14.11. | 19 | 2600
14.11. | 20 | 2600
14.11. | 21 | 2600
14.11. | 22 | 2600
14.11. | 23 | 2600
14.11. | 24 | 2600
15.11. | 1 | 2600
15.11. | 2 | 2600
15.11. | 3 | 2600
15.11. | 4 | 2600
15.11. | 5 | 2600
15.11. | 6 | 2600
15.11. | 7 | 2600
15.11. | 8 | 2600
15.11. | 9 | 2600
15.11. | 10 | 2600
15.11. | 11 | 2600
15.11. | 12 | 2600
15.11. | 13 | 2600
15.11. | 14 | 2600
15.11. | 15 | 2600
15.11. | 16 | 2600
15.11. | 17 | 2600
15.11. | 18 | 2600
15.11. | 19 | 2600
15.11. | 20 | 2600
15.11. | 21 | 2600
15.11. | 22 | 2600
15.11. | 23 | 2600
15.11. | 24 | 2600
16.11. | 1 | 2600
16.11. | 2 | 2600
16.11. | 3 | 2600
16.11. | 4 | 2600
16.11. | 5 | 2600
16.11. | 6 | 2600
16.11. | 7 | 2600
16.11. | 8 | 2600
16.11. | 9 | 2600
16.11. | 10 | 2600
16.11. | 11 | 2600
16.11. | 12 | 2600
16.11. | 13 | 2600
16.11. | 14 | 2600
16.11. | 15 | 2600
16.11. | 16 | 2600
16.11. | 17 | 2600
16.11. | 18 | 2600
16.11. | 19 | 2600
16.11. | 20 | 2600
16.11. | 21 | 2600
16.11. | 22 | 2600
16.11. | 23 | 2600
16.11. | 24 | 2600
17.11. | 1 | 2600
17.11. | 2 | 2600
17.11. | 3 | 2600
17.11. | 4 | 2600
17.11. | 5 | 2600
17.11. | 6 | 2600
17.11. | 7 | 2600
17.11. | 8 | 2600
17.11. | 9 | 2600
17.11. | 10 | 2600
17.11. | 11 | 2600
17.11. | 12 | 2600
17.11. | 13 | 2600
17.11. | 14 | 2600
17.11. | 15 | 2600
17.11. | 16 | 2600
17.11. | 17 | 2600
17.11. | 18 | 2600
17.11. | 19 | 2600
17.11. | 20 | 2600
17.11. | 21 | 2600
17.11. | 22 | 2600
17.11. | 23 | 2600
17.11. | 24 | 2600
18.11. | 1 | 2600
18.11. | 2 | 2600
18.11. | 3 | 2600
18.11. | 4 | 2600
18.11. | 5 | 2600
18.11. | 6 | 2600
18.11. | 7 | 2600
18.11. | 8 | 2600
18.11. | 9 | 2600
18.11. | 10 | 2600
18.11. | 11 | 2600
18.11. | 12 | 2600
18.11. | 13 | 2600
18.11. | 14 | 2600
18.11. | 15 | 2600
18.11. | 16 | 2600
18.11. | 17 | 2600
18.11. | 18 | 2600
18.11. | 19 | 2600
18.11. | 20 | 2600
18.11. | 21 | 2600
18.11. | 22 | 2600
18.11. | 23 | 2600
18.11. | 24 | 2600
19.11. | 1 | 2600
19.11. | 2 | 2600
19.11. | 3 | 2600
19.11. | 4 | 2600
19.11. | 5 | 2600
19.11. | 6 | 2600
19.11. | 7 | 2600
19.11. | 8 | 2600
19.11. | 9 | 2600
19.11. | 10 | 2600
19.11. | 11 | 2600
19.11. | 12 | 2600
19.11. | 13 | 2600
19.11. | 14 | 2600
19.11. | 15 | 2600
19.11. | 16 | 2600
19.11. | 17 | 2600
19.11. | 18 | 2600
19.11. | 19 | 2600
19.11. | 20 | 2600
19.11. | 21 | 2600
19.11. | 22 | 2600
19.11. | 23 | 2600
19.11. | 24 | 2600
20.11. | 1 | 2600
20.11. | 2 | 2600
20.11. | 3 | 2600
20.11. | 4 | 2600
20.11. | 5 | 2600
20.11. | 6 | 2600
20.11. | 7 | 2600
20.11. | 8 | 2600
20.11. | 9 | 2600
20.11. | 10 | 2600
20.11. | 11 | 2600
20.11. | 12 | 2600
20.11. | 13 | 2600
20.11. | 14 | 2600
20.11. | 15 | 2600
20.11. | 16 | 2600
20.11. | 17 | 2600
20.11. | 18 | 2600
20.11. | 19 | 2600
20.11. | 20 | 2600
20.11. | 21 | 2600
20.11. | 22 | 2600
20.11. | 23 | 2600
20.11. | 24 | 2600
21.11. | 1 | 2600
21.11. | 2 | 2600
21.11. | 3 | 2600
21.11. | 4 | 2600
21.11. | 5 | 2600
21.11. | 6 | 2600
21.11. | 7 | 2600
21.11. | 8 | 2600
21.11. | 9 | 2600
21.11. | 10 | 2600
21.11. | 11 | 2600
21.11. | 12 | 2600
21.11. | 13 | 2600
21.11. | 14 | 2600
21.11. | 15 | 2600
21.11. | 16 | 2600
21.11. | 17 | 2600
21.11. | 18 | 2600
21.11. | 19 | 2600
21.11. | 20 | 2600
21.11. | 21 | 2600
21.11. | 22 | 2600
21.11. | 23 | 2600
21.11. | 24 | 2600
22.11. | 1 | 2600
22.11. | 2 | 2600
22.11. | 3 | 2600
22.11. | 4 | 2600
22.11. | 5 | 2600
22.11. | 6 | 2600
22.11. | 7 | 2600
22.11. | 8 | 2600
22.11. | 9 | 2600
22.11. | 10 | 2600
22.11. | 11 | 2600
22.11. | 12 | 2600
22.11. | 13 | 2600
22.11. | 14 | 2600
22.11. | 15 | 2600
22.11. | 16 | 2600
22.11. | 17 | 2600
22.11. | 18 | 2600
22.11. | 19 | 2600
22.11. | 20 | 2600
22.11. | 21 | 2600
22.11. | 22 | 2600
22.11. | 23 | 2600
22.11. | 24 | 2600
23.11. | 1 | 2600
23.11. | 2 | 2600
23.11. | 3 | 2600
23.11. | 4 | 2600
23.11. | 5 | 2600
23.11. | 6 | 2600
23.11. | 7 | 2600
23.11. | 8 | 2600
23.11. | 9 | 2600
23.11. | 10 | 2600
23.11. | 11 | 2600
23.11. | 12 | 2600
23.11. | 13 | 2600
23.11. | 14 | 2600
23.11. | 15 | 2600
23.11. | 16 | 2600
23.11. | 17 | 2600
23.11. | 18 | 2600
23.11. | 19 | 2600
23.11. | 20 | 2600
23.11. | 21 | 2600
23.11. | 22 | 2600
23.11. | 23 | 2600
23.11. | 24 | 2600
24.11. | 1 | 2600
24.11. | 2 | 2600
24.11. | 3 | 2600
24.11. | 4 | 2600
24.11. | 5 | 2600
24.11. | 6 | 2600
24.11. | 7 | 2600
24.11. | 8 | 2600
24.11. | 9 | 2600
24.11. | 10 | 2600
24.11. | 11 | 2600
24.11. | 12 | 2600
24.11. | 13 | 2600
24.11. | 14 | 2600
24.11. | 15 | 2600
24.11. | 16 | 2600
24.11. | 17 | 2600
24.11. | 18 | 2600
24.11. | 19 | 2600
24.11. | 20 | 2600
24.11. | 21 | 2600
24.11. | 22 | 2600
24.11. | 23 | 2600
24.11. | 24 | 2600
25.11. | 1 | 2600
25.11. | 2 | 2600
25.11. | 3 | 2600
25.11. | 4 | 2600
25.11. | 5 | 2600
25.11. | 6 | 2600
25.11. | 7 | 2600
25.11. | 8 | 2600
25.11. | 9 | 2600
25.11. | 10 | 2600
25.11. | 11 | 2600
25.11. | 12 | 2600
25.11. | 13 | 2600
25.11. | 14 | 2600
25.11. | 15 | 2600
25.11. | 16 | 2600
25.11. | 17 | 2600
25.11. | 18 | 2600
25.11. | 19 | 2600
25.11. | 20 | 2600
25.11. | 21 | 2600
25.11. | 22 | 2600
25.11. | 23 | 2600
25.11. | 24 | 2600
26.11. | 1 | 2600
26.11. | 2 | 2600
26.11. | 3 | 2600
26.11. | 4 | 2600
26.11. | 5 | 2600
26.11. | 6 | 2600
26.11. | 7 | 2600
26.11. | 8 | 2600
26.11. | 9 | 2600
26.11. | 10 | 2600
26.11. | 11 | 2600
26.11. | 12 | 2600
26.11. | 13 | 2600
26.11. | 14 | 2600
26.11. | 15 | 2600
26.11. | 16 | 2600
26.11. | 17 | 2600
26.11. | 18 | 2600
26.11. | 19 | 2600
26.11. | 20 | 2600
26.11. | 21 | 2600
26.11. | 22 | 2600
26.11. | 23 | 2600
26.11. | 24 | 2600
27.11. | 1 | 2600
27.11. | 2 | 2600
27.11. | 3 | 2600
27.11. | 4 | 2600
27.11. | 5 | 2600
27.11. | 6 | 2600
27.11. | 7 | 2600
27.11. | 8 | 2600
27.11. | 9 | 2600
27.11. | 10 | 2600
27.11. | 11 | 2600
27.11. | 12 | 2600
27.11. | 13 | 2600
27.11. | 14 | 2600
27.11. | 15 | 2600
27.11. | 16 | 2600
27.11. | 17 | 2600
27.11. | 18 | 2600
27.11. | 19 | 2600
27.11. | 20 | 2600
27.11. | 21 | 2600
27.11. | 22 | 2600
27.11. | 23 | 2600
27.11. | 24 | 2600
28.11. | 1 | 2600
28.11. | 2 | 2600
28.11. | 3 | 2600
28.11. | 4 | 2600
28.11. | 5 | 2600
28.11. | 6 | 2600
28.11. | 7 | 2600
28.11. | 8 | 2600
28.11. | 9 | 2600
28.11. | 10 | 2600
28.11. | 11 | 2600
28.11. | 12 | 2600
28.11. | 13 | 2600
28.11. | 14 | 2600
28.11. | 15 | 2600
28.11. | 16 | 2600
28.11. | 17 | 2600
28.11. | 18 | 2600
28.11. | 19 | 2600
28.11. | 20 | 2600
28.11. | 21 | 2600
28.11. | 22 | 2600
28.11. | 23 | 2600
28.11. | 24 | 2600
29.11. | 1 | 2600
29.11. | 2 | 2600
29.11. | 3 | 2600
29.11. | 4 | 2600
29.11. | 5 | 2600
29.11. | 6 | 2600
29.11. | 7 | 2600
29.11. | 8 | 2600
29.11. | 9 | 2600
29.11. | 10 | 2600
29.11. | 11 | 2600
29.11. | 12 | 2600
29.11. | 13 | 2600
29.11. | 14 | 2600
29.11. | 15 | 2600
29.11. | 16 | 2600
29.11. | 17 | 2600
29.11. | 18 | 2600
29.11. | 19 | 2600
29.11. | 20 | 2600
29.11. | 21 | 2600
29.11. | 22 | 2600
29.11. | 23 | 2600
29.11. | 24 | 2600
30.11. | 1 | 2600
30.11. | 2 | 2600
30.11. | 3 | 2600
30.11. | 4 | 2600
30.11. | 5 | 2600
30.11. | 6 | 2600
30.11. | 7 | 2600
30.11. | 8 | 2600
30.11. | 9 | 2600
30.11. | 10 | 2600
30.11. | 11 | 2600
30.11. | 12 | 2600
30.11. | 13 | 2600
30.11. | 14 | 2600
30.11. | 15 | 2600
30.11. | 16 | 2600
30.11. | 17 | 2600
30.11. | 18 | 2600
30.11. | 19 | 2600
30.11. | 20 | 2600
30.11. | 21 | 2600
30.11. | 22 | 2600
30.11. | 23 | 2600
30.11. | 24 | 2600
01.12. | 1 | 2600
01.12. | 2 | 2600
01.12. | 3 | 2600
01.12. | 4 | 2600
01.12. | 5 | 2600
01.12. | 6 | 2600
01.12. | 7 | 2600
01.12. | 8 | 2600
01.12. | 9 | 2600
01.12. | 10 | 2600
01.12. | 11 | 2600
01.12. | 12 | 2600
01.12. | 13 | 2600
01.12. | 14 | 2600
01.12. | 15 | 2600
01.12. | 16 | 2600
01.12. | 17 | 2600
01.12. | 18 | 2600
01.12. | 19 | 2600
01.12. | 20 | 2600
01.12. | 21 | 2600
01.12. | 22 | 2600
01.12. | 23 | 2600
01.12. | 24 | 2600
02.12. | 1 | 2600
02.12. | 2 | 2600
02.12. | 3 | 2600
02.12. | 4 | 2600
02.12. | 5 | 2600
02.12. | 6 | 2600
02.12. | 7 | 2600
02.12. | 8 | 2600
02.12. | 9 | 2600
02.12. | 10 | 2600
02.12. | 11 | 2600
02.12. | 12 | 2600
02.12. | 13 | 2600
02.12. | 14 | 2600
02.12. | 15 | 2600
02.12. | 16 | 2600
02.12. | 17 | 2600
02.12. | 18 | 2600
02.12. | 19 | 2600
02.12. | 20 | 2600
02.12. | 21 | 2600
02.12. | 22 | 2600
02.12. | 23 | 2600
02.12. | 24 | 2600
03.12. | 1 | 2600
03.12. | 2 | 2600
03.12. | 3 | 2600
03.12. | 4 | 2600
03.12. | 5 | 2600
03.12. | 6 | 2600
03.12. | 7 | 2600
03.12. | 8 | 2600
03.12. | 9 | 2600
03.12. | 10 | 2600
03.12. | 11 | 2600
03.12. | 12 | 2600
03.12. | 13 | 2600
03.12. | 14 | 2600
03.12. | 15 | 2600
03.12. | 16 | 2600
03.12. | 17 | 2600
03.12. | 18 | 2600
03.12. | 19 | 2600
03.12. | 20 | 2600
03.12. | 21 | 2600
03.12. | 22 | 2600
03.12. | 23 | 2600
03.12. | 24 | 2600
04.12. | 1 | 2600
04.12. | 2 | 2600
04.12. | 3 | 2600
04.12. | 4 | 2600
04.12. | 5 | 2600
04.12. | 6 | 2600
04.12. | 7 | 2600
04.12. | 8 | 2600
04.12. | 9 | 2600
04.12. | 10 | 2600
04.12. | 11 | 2600
04.12. | 12 | 2600
04.12. | 13 | 2600
04.12. | 14 | 2600
04.12. | 15 | 2600
04.12. | 16 | 2600
04.12. | 17 | 2600
04.12. | 18 | 2600
04.12. | 19 | 2600
04.12. | 20 | 2600
04.12. | 21 | 2600
04.12. | 22 | 2600
04.12. | 23 | 2600
04.12. | 24 | 2600
05.12. | 1 | 2600
05.12. | 2 | 2600
05.12. | 3 | 2600
05.12. | 4 | 2600
05.12. | 5 | 2600
05.12. | 6 | 2600
05.12. | 7 | 2600
05.12. | 8 | 2600
05.12. | 9 | 2600
05.12. | 10 | 2600
05.12. | 11 | 2600
05.12. | 12 | 2600
05.12. | 13 | 2600
05.12. | 14 | 2600
05.12. | 15 | 2600
05.12. | 16 | 2600
05.12. | 17 | 2600
05.12. | 18 | 2600
05.12. | 19 | 2600
05.12. | 20 | 2600
05.12. | 21 | 2600
05.12. | 22 | 2600
05.12. | 23 | 2600
05.12. | 24 | 2600
06.12. | 1 | 2600
06.12. | 2 | 2600
06.12. | 3 | 2600
06.12. | 4 | 2600
06.12. | 5 | 2600
06.12. | 6 | 2600
06.12. | 7 | 2600
06.12. | 8 | 2600
06.12. | 9 | 2600
06.12. | 10 | 2600
06.12. | 11 | 2600
06.12. | 12 | 2600
06.12. | 13 | 2600
06.12. | 14 | 2600
06.12. | 15 | 2600
06.12. | 16 | 2600
06.12. | 17 | 2600
06.12. | 18 | 2600
06.12. | 19 | 2600
06.12. | 20 | 2600
06.12. | 21 | 2600
06.12. | 22 | 2600
06.12. | 23 | 2600
06.12. | 24 | 2600
07.12. | 1 | 2600
07.12. | 2 | 2600
07.12. | 3 | 2600
07.12. | 4 | 2600
07.12. | 5 | 2600
07.12. | 6 | 2600
07.12. | 7 | 2600
07.12. | 8 | 2600
07.12. | 9 | 2600
07.12. | 10 | 2600
07.12. | 11 | 2600
07.12. | 12 | 2600
07.12. | 13 | 2600
07.12. | 14 | 2600
07.12. | 15 | 2600
07.12. | 16 | 2600
07.12. | 17 | 2600
07.12. | 18 | 2600
07.12. | 19 | 2600
07.12. | 20 | 2600
07.12. | 21 | 2600
07.12. | 22 | 2600
07.12. | 23 | 2600
07.12. | 24 | 2600
08.12. | 1 | 2600
08.12. | 2 | 2600
08.12. | 3 | 2600
08.12. | 4 | 2600
08.12. | 5 | 2600
08.12. | 6 | 2600
08.12. | 7 | 2600
08.12. | 8 | 2600
08.12. | 9 | 2600
08.12. | 10 | 2600
08.12. | 11 | 2600
08.12. | 12 | 2600
08.12. | 13 | 2600
08.12. | 14 | 2600
08.12. | 15 | 2600
08.12. | 16 | 2600
08.12. | 17 | 2600
08.12. | 18 | 2600
08.12. | 19 | 2600
08.12. | 20 | 2600
08.12. | 21 | 2600
08.12. | 22 | 2600
08.12. | 23 | 2600
08.12. | 24 | 2600
09.12. | 1 | 2600
09.12. | 2 | 2600
09.12. | 3 | 2600
09.12. | 4 | 2600
09.12. | 5 | 2600
09.12. | 6 | 2600
09.12. | 7 | 2600
09.12. | 8 | 2600
09.12. | 9 | 2600
09.12. | 10 | 2600
09.12. | 11 | 2600
09.12. | 12 | 2600
09.12. | 13 | 2600
09.12. | 14 | 2600
09.12. | 15 | 2600
09.12. | 16 | 2600
09.12. | 17 | 2600
09.12. | 18 | 2600
09.12. | 19 | 2600
09.12. | 20 | 2600
09.12. | 21 | 2600
09.12. | 22 | 2600
09.12. | 23 | 2600
09.12. | 24 | 2600
10.12. | 1 | 2600
10.12. | 2 | 2600
10.12. | 3 | 2600
10.12. | 4 | 2600
10.12. | 5 | 2600
10.12. | 6 | 2600
10.12. | 7 | 2600
10.12. | 8 | 2600
10.12. | 9 | 2600
10.12. | 10 | 2600
10.12. | 11 | 2600
10.12. | 12 | 2600
10.12. | 13 | 2600
10.12. | 14 | 2600
10.12. | 15 | 2600
10.12. | 16 | 2600
10.12. | 17 | 2600
10.12. | 18 | 2600
10.12. | 19 | 2600
10.12. | 20 | 2600
10.12. | 21 | 2600
10.12. | 22 | 2600
10.12. | 23 | 2600
10.12. | 24 | 2600
11.12. | 1 | 2600
11.12. | 2 | 2600
11.12. | 3 | 2600
11.12. | 4 | 2600
11.12. | 5 | 2600
11.12. | 6 | 2600
11.12. | 7 | 2600
11.12. | 8 | 2600
11.12. | 9 | 2600
11.12. | 10 | 2600
11.12. | 11 | 2600
11.12. | 12 | 2600
11.12. | 13 | 2600
11.12. | 14 | 2600
11.12. | 15 | 2600
11.12. | 16 | 2600
11.12. | 17 | 2600
11.12. | 18 | 2600
11.12. | 19 | 2600
11.12. | 20 | 2600
11.12. | 21 | 2600
11.12. | 22 | 2600
11.12. | 23 | 2600
11.12. | 24 | 2600
12.12. | 1 | 2600
12.12. | 2 | 2600
12.12. | 3 | 2600
12.12. | 4 | 2600
12.12. | 5 | 2600
12.12. | 6 | 2600
12.12. | 7 | 2600
12.12. | 8 | 2600
12.12. | 9 | 2600
12.12. | 10 | 2600
12.12. | 11 | 2600
12.12. | 12 | 2600
12.12. | 13 | 2600
12.12. | 14 | 2600
12.12. | 15 | 2600
12.12. | 16 | 2600
12.12. | 17 | 2600
12.12. | 18 | 2600
12.12. | 19 | 2600
12.12. | 20 | 2600
12.12. | 21 | 2600
12.12. | 22 | 2600
12.12. | 23 | 2600
12.12. | 24 | 2600
13.12. | 1 | 2600
13.12. | 2 | 2600
13.12. | 3 | 2600
13.12. | 4 | 2600
13.12. | 5 | 2600
13.12. | 6 | 2600
13.12. | 7 | 2600
13.12. | 8 | 2600
13.12. | 9 | 2600
13.12. | 10 | 2600
13.12. | 11 | 2600
13.12. | 12 | 2600
13.12. | 13 | 2600
13.12. | 14 | 2600
13.12. | 15 | 2600
13.12. | 16 | 2600
13.12. | 17 | 2600
13.12. | 18 | 2600
13.12. | 19 | 2600
13.12. | 20 | 2600
13.12. | 21 | 2600
13.12. | 22 | 2600
13.12. | 23 | 2600
13.12. | 24 | 2600
14.12. | 1 | 2600
14.12. | 2 | 2600
14.12. | 3 | 2600
14.12. | 4 | 2600
14.12. | 5 | 2600
14.12. | 6 | 2600
14.12. | 7 | 2600
14.12. | 8 | 2600
14.12. | 9 | 2600
14.12. | 10 | 2600
14.12. | 11 | 2600
14.12. | 12 | 2600
14.12. | 13 | 2600
14.12. | 14 | 2600
14.12. | 15 | 2600
14.12. | 16 | 2600
14.12. | 17 | 2600
14.12. | 18 | 2600
14.12. | 19 | 2600
14.12. | 20 | 2600
14.12. | 21 | 2600
14.12. | 22 | 2600
14.12. | 23 | 2600
14.12. | 24 | 2600
15.12. | 1 | 2600
15.12. | 2 | 2600
15.12. | 3 | 2600
15.12. | 4 | 2600
15.12. | 5 | 2600
15.12. | 6 | 2600
15.12. | 7 | 2600
15.12. | 8 | 2600
15.12. | 9 | 2600
15.12. | 10 | 2600
15.12. | 11 | 2600
15.12. | 12 | 2600
15.12. | 13 | 2600
15.12. | 14 | 2600
15.12. | 15 | 2600
15.12. | 16 | 2600
15.12. | 17 | 2600
15.12. | 18 | 2600
15.12. | 19 | 2600
15.12. | 20 | 2600
15.12. | 21 | 2600
15.12. | 22 | 2600
15.12. | 23 | 2600
15.12. | 24 | 2600
16.12. | 1 | 2600
16.12. | 2 | 2600
16.12. | 3 | 2600
16.12. | 4 | 2600
16.12. | 5 | 2600
16.12. | 6 | 2600
16.12. | 7 | 2600
16.12. | 8 | 2600
16.12. | 9 | 2600
16.12. | 10 | 2600
16.12. | 11 | 2600
16.12. | 12 | 2600
16.12. | 13 | 2600
16.12. | 14 | 2600
16.12. | 15 | 2600
16.12. | 16 | 2600
16.12. | 17 | 2600
16.12. | 18 | 2600
16.12. | 19 | 2600
16.12. | 20 | 2600
16.12. | 21 | 2600
16.12. | 22 | 2600
16.12. | 23 | 2600
16.12. | 24 | 2600
17.12. | 1 | 2600
17.12. | 2 | 2600
17.12. | 3 | 2600
17.12. | 4 | 2600
17.12. | 5 | 2600
17.12. | 6 | 2600
17.12. | 7 | 2600
17.12. | 8 | 2600
17.12. | 9 | 2600
17.12. | 10 | 2600
17.12. | 11 | 2600
17.12. | 12 | 2600
17.12. | 13 | 2600
17.12. | 14 | 2600
17.12. | 15 | 2600
17.12. | 16 | 2600
17.12. | 17 | 2600
17.12. | 18 | 2600
17.12. | 19 | 2600
17.12. | 20 | 2600
17.12. | 21 | 2600
17.12. | 22 | 2600
17.12. | 23 | 2600
17.12. | 24 | 2600
18.12. | 1 | 2600
18.12. | 2 | 2600
18.12. | 3 | 2600
18.12. | 4 | 2600
18.12. | 5 | 2600
18.12. | 6 | 2600
18.12. | 7 | 2600
18.12. | 8 | 2600
18.12. | 9 | 2600
18.12. | 10 | 2600
18.12. | 11 | 2600
18.12. | 12 | 2600
18.12. | 13 | 2600
18.12. | 14 | 2600
18.12. | 15 | 2600
18.12. | 16 | 2600
18.12. | 17 | 2600
18.12. | 18 | 2600
18.12. | 19 | 2600
18.12. | 20 | 2600
18.12. | 21 | 2600
18.12. | 22 | 2600
18.12. | 23 | 2600
18.12. | 24 | 2600
19.12. | 1 | 2600
19.12. | 2 | 2600
19.12. | 3 | 2600
19.12. | 4 | 2600
19.12. | 5 | 2600
19.12. | 6 | 2600
19.12. | 7 | 2600
19.12. | 8 | 2600
19.12. | 9 | 2600
19.12. | 10 | 2600
19.12. | 11 | 2600
19.12. | 12 | 2600
19.12. | 13 | 2600
19.12. | 14 | 2600
19.12. | 15 | 2600
19.12. | 16 | 2600
19.12. | 17 | 2600
19.12. | 18 | 2600
19.12. | 19 | 2600
19.12. | 20 | 2600
19.12. | 21 | 2600
19.12. | 22 | 2600
19.12. | 23 | 2600
19.12. | 24 | 2600
20.12. | 1 | 2600
20.12. | 2 | 2600
20.12. | 3 | 2600
20.12. | 4 | 2600
20.12. | 5 | 2600
20.12. | 6 | 2600
20.12. | 7 | 2600
20.12. | 8 | 2600
20.12. | 9 | 2600
20.12. | 10 | 2600
20.12. | 11 | 2600
20.12. | 12 | 2600
20.12. | 13 | 2600
20.12. | 14 | 2600
20.12. | 15 | 2600
20.12. | 16 | 2600
20.12. | 17 | 2600
20.12. | 18 | 2600
20.12. | 19 | 2600
20.12. | 20 | 2600
20.12. | 21 | 2600
20.12. | 22 | 2600
20.12. | 23 | 2600
20.12. | 24 | 2600
21.12. | 1 | 2600
21.12. | 2 | 2600
21.12. | 3 | 2600
21.12. | 4 | 2600
21.12. | 5 | 2600
21.12. | 6 | 2600
21.12. | 7 | 2600
21.12. | 8 | 2600
21.12. | 9 | 2600
21.12. | 10 | 2600
21.12. | 11 | 2600
21.12. | 12 | 2600
21.12. | 13 | 2600
21.12. | 14 | 2600
21.12. | 15 | 2600
21.12. | 16 | 2600
21.12. | 17 | 2600
21.12. | 18 | 2600
21.12. | 19 | 2600
21.12. | 20 | 2600
21.12. | 21 | 2600
21.12. | 22 | 2600
21.12. | 23 | 2600
21.12. | 24 | 2600
22.12. | 1 | 2600
22.12. | 2 | 2600
22.12. | 3 | 2600
22.12. | 4 | 2600
22.12. | 5 | 2600
22.12. | 6 | 2600
22.12. | 7 | 2600
22.12. | 8 | 2600
22.12. | 9 | 2600
22.12. | 10 | 2600
22.12. | 11 | 2600
22.12. | 12 | 2600
22.12. | 13 | 2600
22.12. | 14 | 2600
22.12. | 15 | 2600
22.12. | 16 | 2600
22.12. | 17 | 2600
22.12. | 18 | 2600
22.12. | 19 | 2600
22.12. | 20 | 2600
22.12. | 21 | 2600
22.12. | 22 | 2600
22.12. | 23 | 2600
22.12. | 24 | 2600
23.12. | 1 | 2600
23.12. | 2 | 2600
23.12. | 3 | 2600
23.12. | 4 | 2600
23.12. | 5 | 2600
23.12. | 6 | 2600
23.12. | 7 | 2600
23.12. | 8 | 2600
23.12. | 9 | 2600
23.12. | 10 | 2600
23.12. | 11 | 2600
23.12. | 12 | 2600
23.12. | 13 | 2600
23.12. | 14 | 2600
23.12. | 15 | 2600
23.12. | 16 | 2600
23.12. | 17 | 2600
23.12. | 18 | 2600
23.12. | 19 | 2600
23.12. | 20 | 2600
23.12. | 21 | 2600
23.12. | 22 | 2600
23.12. | 23 | 2600
23.12. | 24 | 2600
24.12. | 1 | 2600
24.12. | 2 | 2600
24.12. | 3 | 2600
24.12. | 4 | 2600
24.12. | 5 | 2600
24.12. | 6 | 2600
24.12. | 7 | 2600
24.12. | 8 | 2600
24.12. | 9 | 2600
24.12. | 10 | 2600
24.12. | 11 | 2600
24.12. | 12 | 2600
24.12. | 13 | 2600
24.12. | 14 | 2600
24.12. | 15 | 2600
24.12. | 16 | 2600
24.12. | 17 | 2600
24.12. | 18 | 2600
24.12. | 19 | 2600
24.12. | 20 | 2600
24.12. | 21 | 2600
24.12. | 22 | 2600
24.12. | 23 | 2600
24.12. | 24 | 2600
25.12. | 1 | 2600
25.12. | 2 | 2600
25.12. | 3 | 2600
25.12. | 4 | 2600
25.12. | 5 | 2600
25.12. | 6 | 2600
25.12. | 7 | 2600
25.12. | 8 | 2600
25.12. | 9 | 2600
25.12. | 10 | 2600
25.12. | 11 | 2600
25.12. | 12 | 2600
25.12. | 13 | 2600
25.12. | 14 | 2600
25.12. | 15 | 2600
25.12. | 16 | 2600
25.12. | 17 | 2600
25.12. | 18 | 2600
25.12. | 19 | 2600
25.12. | 20 | 2600
25.12. | 21 | 2600
25.12. | 22 | 2600
25.12. | 23 | 2600
25.12. | 24 | 2600
26.12. | 1 | 2600
26.12. | 2 | 2600
26.12. | 3 | 2600
26.12. | 4 | 2600
26.12. | 5 | 2600
26.12. | 6 | 2600
26.12. | 7 | 2600
26.12. | 8 | 2600
26.12. | 9 | 2600
26.12. | 10 | 2600
26.12. | 11 | 2600
26.12. | 12 | 2600
26.12. | 13 | 2600
26.12. | 14 | 2600
26.12. | 15 | 2600
26.12. | 16 | 2600
26.12. | 17 | 2600
26.12. | 18 | 2600
26.12. | 19 | 2600
26.12. | 20 | 2600
26.12. | 21 | 2600
26.12. | 22 | 2600
26.12. | 23 | 2600
26.12. | 24 | 2600
27.12. | 1 | 2600
27.12. | 2 | 2600
27.12. | 3 | 2600
27.12. | 4 | 2600
27.12. | 5 | 2600
27.12. | 6 | 2600
27.12. | 7 | 2600
27.12. | 8 | 2600
27.12. | 9 | 2600
27.12. | 10 | 2600
27.12. | 11 | 2600
27.12. | 12 | 2600
27.12. | 13 | 2600
27.12. | 14 | 2600
27.12. | 15 | 2600
27.12. | 16 | 2600
27.12. | 17 | 2600
27.12. | 18 | 2600
27.12. | 19 | 2600
27.12. | 20 | 2600
27.12. | 21 | 2600
27.12. | 22 | 2600
27.12. | 23 | 2600
27.12. | 24 | 2600
28.12. | 1 | 2600
28.12. | 2 | 2600
28.12. | 3 | 2600
28.12. | 4 | 2600
28.12. | 5 | 2600
28.12. | 6 | 2600
28.12. | 7 | 2600
28.12. | 8 | 2600
28.12. | 9 | 2600
28.12. | 10 | 2600
28.12. | 11 | 2600
28.12. | 12 | 2600
28.12. | 13 | 2600
28.12. | 14 | 2600
28.12. | 15 | 2600
28.12. | 16 | 2600
28.12. | 17 | 2600
28.12. | 18 | 2600
28.12. | 19 | 2600
28.12. | 20 | 2600
28.12. | 21 | 2600
28.12. | 22 | 2600
28.12. | 23 | 2600
28.12. | 24 | 2600
29.12. | 1 | 2600
29.12. | 2 | 2600
29.12. | 3 | 2600
29.12. | 4 | 2600
29.12. | 5 | 2600
29.12. | 6 | 2600
29.12. | 7 | 2600
29.12. | 8 | 2600
29.12. | 9 | 2600
29.12. | 10 | 2600
29.12. | 11 | 2600
29.12. | 12 | 2600
29.12. | 13 | 2600
29.12. | 14 | 2600
29.12. | 15 | 2600
29.12. | 16 | 2600
29.12. | 17 | 2600
29.12. | 18 | 2600
29.12. | 19 | 2600
29.12. | 20 | 2600
29.12. | 21 | 2600
29.12. | 22 | 2600
29.12. | 23 | 2600
29.12. | 24 | 2600
30.12. | 1 | 2600
30.12. | 2 | 2600
30.12. | 3 | 2600
30.12. | 4 | 2600
30.12. | 5 | 2600
30.12. | 6 | 2600
30.12. | 7 | 2600
30.12. | 8 | 2600
30.12. | 9 | 2600
30.12. | 10 | 2600
30.12. | 11 | 2600
30.12. | 12 | 2600
30.12. | 13 | 2600
30.12. | 14 | 2600
30.12. | 15 | 2600
30.12. | 16 | 2600
30.12. | 17 | 2600
30.12. | 18 | 2600
30.12. | 19 | 2600
30.12. | 20 | 2600
30.12. | 21 | 2600
30.12. | 22 | 2600
30.12. | 23 | 2600
30.12. | 24 | 2600
31.12. | 1 | 2600
31.12. | 2 | 2600
31.12. | 3 | 2600
31.12. | 4 | 2600
31.12. | 5 | 2600
31.12. | 6 | 2600
31.12. | 7 | 2600
31.12. | 8 | 2600
31.12. | 9 | 2600
31.12. | 10 | 2600
31.12. | 11 | 2600
31.12. | 12 | 2600
31.12. | 13 | 2600
31.12. | 14 | 2600
31.12. | 15 | 2600
31.12. | 16 | 2600
31.12. | 17 | 2600
31.12. | 18 | 2600
31.12. | 19 | 2600
31.12. | 20 | 2600
31.12. | 21 | 2600
31.12. | 22 | 2600
31.12. | 23 | 2600
31.12. | 24 | 2600

## Battery
ENTSO-E Market Modelling Database: Batteries
Country:
Market Node: | ES00
Year:
Climate year
Scenario
Type |  | Net maximum capacity - generation perspective (MW) | Net maximum capacity - demand perspective (MW) | Storage capacity (MWh) | Number of units | Average efficiency | Ramp up rate (MW/h) | Ramp down rate (MW/h)
Battery Total |  | 17187.52 | 17187.52 | 38405.04 | 39 | 0.89489 | 0 | 0
Battery Utility Scale |  | 15838.52 | 15838.52 | 35707.04 | 29 | 0.8945 | 0 | 0
Battery Residential |  | 1349 | 1349 | 2698 | 10 | 0.9 | 0 | 0

## Electrolyser
ENTSO-E Market Modelling Database: Electrolysers
Country:
Market Node: | ES00
Year:
Climate year
Scenario
Type |  | Net maximum capacity (MW) | Number of units | Average efficiency | H2 storage (GWh) | Ramp up rate (MW/h) | Ramp down rate (MW/h) | Fixed generation reduction (% of max power output)
Electrolyser e-market Z1 |  | 0 | 0 | 0 | 0 | 0 | 0 | 100
Electrolyser e-market Z2 |  | 7300 | 18 | 0.7 | 0 | 0 | 0 | 0
Electrolyser Shared RES Z1 |  | 0 | 0 | 0 | 0 | 0 | 0 | 100
Electrolyser Shared RES Z2 |  | 21900 | 68 | 0.7 | 0 | 0 | 0 | 0
Electrolyser Dedicated RES Z1 |  | 0 | 0 | 0 | 0 | 0 | 0 | 100
Electrolyser Dedicated RES Z2 |  | 0 | 0 | 0 | 0 | 0 | 0 | 100

## Wind
ENTSO-E Market Modelling Database: Wind
Country:
Market Node: | ES00
Year:
Scenario
Installed capacities Onshore wind Total(GW): | 93.3681
Installed capacities Onshore wind e-market (GW): | 66.3685
Installed capacities Onshore wind dedicated (GW): | 0
Installed capacities Onshore wind Shared RES - H2Z1 (GW): | 0
Installed capacities Onshore wind Shared RES - H2Z2 (GW): | 26.9996
Installed capacities Offshore wind Total (GW): | 2.8
Installed capacities Offshore wind e-market - hub ready (GW): | 0.5
Installed capacities Offshore wind dedicated - hub ready (GW): | 0
Installed capacities Offshore wind Shared RES - H2Z1 - hub ready (GW): | 0
Installed capacities Offshore wind Shared RES - H2Z2 - hub ready (GW): | 0
Installed capacities Offshore wind e-market - radial (GW): | 2.3
Installed capacities Offshore wind dedicated - radial (GW): | 0
Installed capacities Offshore wind Shared RES - H2Z1 - radial (GW): | 0
Installed capacities Offshore wind Shared RES - H2Z2 - radial (GW): | 0

## Solar
ENTSO-E Market Modelling Database: Solar
Country:
Market Node: | ES00
Year:
Scenario
Installed capacities Thermal Solar (GW): | 4.805
Installed capacities Photovoltaic (GW): | 112.5649
Installed capacities Photovoltaic e-market (GW): | 61.7322
Installed capacities Photovoltaic dedicated (GW): | 0
Installed capacities Photovoltaic Shared RES - H2Z1 (GW): | 0
Installed capacities Photovoltaic Shared RES - H2Z2 (GW): | 26.9996
Installed capacities Rooftop (GW): | 23.8331
Installed capacities Solar Thermal with Storage (GW): | 3.534
Storage capacities Solar Thermal with Storage (GWh): | 29.838

## Hydro
ENTSO-E Market Modelling Database: Hydro
Country:
Market Node: | ES00
Year:
Scenario
Hydro PEMMDB 3.4
Run of River - Total turbining capacity (MW) | 3117.9191
Pondage - Total reservoir capacity (GWh) | 0
Pondage - Total turbining capacity (MW) | 0
Reservoir - Total reservoir capacity (GWh) | 13472.6595
Reservoir - Total turbining capacity (MW) | 11536.2961
Pump Storage (open loop, with natural inflows) - Total reservoir capacity (GWh) | 6686.41
Pump Storage (open loop, with natural inflows) - Total turbining capacity (MW) | 3156.565
Pump Storage (open loop, with natural inflows) - Total pumping capacity (MW) | -2897.4006
Pure Pump Storage (closed loop, no natural inflows) - Total reservoir capacity (GWh) | 222.567
Pure Pump Storage (closed loop, no natural inflows) - Total turbining capacity (MW) | 7161.2053
Pure Pump Storage (closed loop, no natural inflows) - Total pumping capacity (MW) | -7232.35

## Other RES
ENTSO-E Market Modelling Database: Other RES
Country:
Market Node: | ES00
Year:
Scenario:
Installed capacity excl. clim.dependent bands (MW): | 1962.71 |  |  | Small Biomass | Geothermal | Marine | Waste | Not Defined / Splitting not known
N.B. use convention first January always Monday (2007 calendar year) --> see guidelines for further details |  |  | Installed capacity (MW): | 1962.71 | 0 | 0 | 0 | 0
Date | Hour | TOTAL Other RES Output (MW) (excl. climate dependent bands) |  | Output (MW) | Output (MW) | Output (MW) | Output (MW) | Output (MW)
01.01. | 1 | 527.969 |  | 527.969 | 0 | 0 | 0 | 0
01.01. | 2 | 524.0436 |  | 524.0436 | 0 | 0 | 0 | 0
01.01. | 3 | 520.1181 |  | 520.1181 | 0 | 0 | 0 | 0
01.01. | 4 | 539.7453 |  | 539.7453 | 0 | 0 | 0 | 0
01.01. | 5 | 547.5961 |  | 547.5961 | 0 | 0 | 0 | 0
01.01. | 6 | 571.1486 |  | 571.1486 | 0 | 0 | 0 | 0
01.01. | 7 | 643.7689 |  | 643.7689 | 0 | 0 | 0 | 0
01.01. | 8 | 702.6502 |  | 702.6502 | 0 | 0 | 0 | 0
01.01. | 9 | 728.1654 |  | 728.1654 | 0 | 0 | 0 | 0
01.01. | 10 | 767.4196 |  | 767.4196 | 0 | 0 | 0 | 0
01.01. | 11 | 783.1213 |  | 783.1213 | 0 | 0 | 0 | 0
01.01. | 12 | 794.8975 |  | 794.8975 | 0 | 0 | 0 | 0
01.01. | 13 | 792.9348 |  | 792.9348 | 0 | 0 | 0 | 0
01.01. | 14 | 796.8603 |  | 796.8603 | 0 | 0 | 0 | 0
01.01. | 15 | 800.7857 |  | 800.7857 | 0 | 0 | 0 | 0
01.01. | 16 | 798.823 |  | 798.823 | 0 | 0 | 0 | 0
01.01. | 17 | 804.7111 |  | 804.7111 | 0 | 0 | 0 | 0
01.01. | 18 | 836.1145 |  | 836.1145 | 0 | 0 | 0 | 0
01.01. | 19 | 832.189 |  | 832.189 | 0 | 0 | 0 | 0
01.01. | 20 | 832.189 |  | 832.189 | 0 | 0 | 0 | 0
01.01. | 21 | 836.1145 |  | 836.1145 | 0 | 0 | 0 | 0
01.01. | 22 | 800.7857 |  | 800.7857 | 0 | 0 | 0 | 0
01.01. | 23 | 806.6738 |  | 806.6738 | 0 | 0 | 0 | 0
01.01. | 24 | 800.7857 |  | 800.7857 | 0 | 0 | 0 | 0
02.01. | 1 | 767.4196 |  | 767.4196 | 0 | 0 | 0 | 0
02.01. | 2 | 759.5688 |  | 759.5688 | 0 | 0 | 0 | 0
02.01. | 3 | 759.5688 |  | 759.5688 | 0 | 0 | 0 | 0
02.01. | 4 | 759.5688 |  | 759.5688 | 0 | 0 | 0 | 0
02.01. | 5 | 759.5688 |  | 759.5688 | 0 | 0 | 0 | 0
02.01. | 6 | 759.5688 |  | 759.5688 | 0 | 0 | 0 | 0
02.01. | 7 | 767.4196 |  | 767.4196 | 0 | 0 | 0 | 0
02.01. | 8 | 826.3009 |  | 826.3009 | 0 | 0 | 0 | 0
02.01. | 9 | 865.5551 |  | 865.5551 | 0 | 0 | 0 | 0
02.01. | 10 | 861.6297 |  | 861.6297 | 0 | 0 | 0 | 0
02.01. | 11 | 838.0772 |  | 838.0772 | 0 | 0 | 0 | 0
02.01. | 12 | 834.1518 |  | 834.1518 | 0 | 0 | 0 | 0
02.01. | 13 | 814.5246 |  | 814.5246 | 0 | 0 | 0 | 0
02.01. | 14 | 820.4128 |  | 820.4128 | 0 | 0 | 0 | 0
02.01. | 15 | 843.9653 |  | 843.9653 | 0 | 0 | 0 | 0
02.01. | 16 | 836.1145 |  | 836.1145 | 0 | 0 | 0 | 0
02.01. | 17 | 834.1518 |  | 834.1518 | 0 | 0 | 0 | 0
02.01. | 18 | 843.9653 |  | 843.9653 | 0 | 0 | 0 | 0
02.01. | 19 | 855.7416 |  | 855.7416 | 0 | 0 | 0 | 0
02.01. | 20 | 869.4805 |  | 869.4805 | 0 | 0 | 0 | 0
02.01. | 21 | 887.1449 |  | 887.1449 | 0 | 0 | 0 | 0
02.01. | 22 | 883.2195 |  | 883.2195 | 0 | 0 | 0 | 0
02.01. | 23 | 875.3687 |  | 875.3687 | 0 | 0 | 0 | 0
02.01. | 24 | 875.3687 |  | 875.3687 | 0 | 0 | 0 | 0
03.01. | 1 | 851.8161 |  | 851.8161 | 0 | 0 | 0 | 0
03.01. | 2 | 843.9653 |  | 843.9653 | 0 | 0 | 0 | 0
03.01. | 3 | 828.2636 |  | 828.2636 | 0 | 0 | 0 | 0
03.01. | 4 | 818.4501 |  | 818.4501 | 0 | 0 | 0 | 0
03.01. | 5 | 814.5246 |  | 814.5246 | 0 | 0 | 0 | 0
03.01. | 6 | 816.4874 |  | 816.4874 | 0 | 0 | 0 | 0
03.01. | 7 | 822.3755 |  | 822.3755 | 0 | 0 | 0 | 0
03.01. | 8 | 828.2636 |  | 828.2636 | 0 | 0 | 0 | 0
03.01. | 9 | 847.8907 |  | 847.8907 | 0 | 0 | 0 | 0
03.01. | 10 | 869.4805 |  | 869.4805 | 0 | 0 | 0 | 0
03.01. | 11 | 873.4059 |  | 873.4059 | 0 | 0 | 0 | 0
03.01. | 12 | 840.0399 |  | 840.0399 | 0 | 0 | 0 | 0
03.01. | 13 | 834.1518 |  | 834.1518 | 0 | 0 | 0 | 0
03.01. | 14 | 838.0772 |  | 838.0772 | 0 | 0 | 0 | 0
03.01. | 15 | 834.1518 |  | 834.1518 | 0 | 0 | 0 | 0
03.01. | 16 | 843.9653 |  | 843.9653 | 0 | 0 | 0 | 0
03.01. | 17 | 853.7788 |  | 853.7788 | 0 | 0 | 0 | 0
03.01. | 18 | 863.5924 |  | 863.5924 | 0 | 0 | 0 | 0
03.01. | 19 | 916.5856 |  | 916.5856 | 0 | 0 | 0 | 0
03.01. | 20 | 928.3618 |  | 928.3618 | 0 | 0 | 0 | 0
03.01. | 21 | 906.772 |  | 906.772 | 0 | 0 | 0 | 0
03.01. | 22 | 910.6974 |  | 910.6974 | 0 | 0 | 0 | 0
03.01. | 23 | 863.5924 |  | 863.5924 | 0 | 0 | 0 | 0
03.01. | 24 | 847.8907 |  | 847.8907 | 0 | 0 | 0 | 0
04.01. | 1 | 800.7857 |  | 800.7857 | 0 | 0 | 0 | 0
04.01. | 2 | 783.1213 |  | 783.1213 | 0 | 0 | 0 | 0
04.01. | 3 | 781.1586 |  | 781.1586 | 0 | 0 | 0 | 0
04.01. | 4 | 777.2332 |  | 777.2332 | 0 | 0 | 0 | 0
04.01. | 5 | 789.0094 |  | 789.0094 | 0 | 0 | 0 | 0
04.01. | 6 | 800.7857 |  | 800.7857 | 0 | 0 | 0 | 0
04.01. | 7 | 808.6365 |  | 808.6365 | 0 | 0 | 0 | 0
04.01. | 8 | 814.5246 |  | 814.5246 | 0 | 0 | 0 | 0
04.01. | 9 | 863.5924 |  | 863.5924 | 0 | 0 | 0 | 0
04.01. | 10 | 867.5178 |  | 867.5178 | 0 | 0 | 0 | 0
04.01. | 11 | 832.189 |  | 832.189 | 0 | 0 | 0 | 0
04.01. | 12 | 851.8161 |  | 851.8161 | 0 | 0 | 0 | 0
04.01. | 13 | 853.7788 |  | 853.7788 | 0 | 0 | 0 | 0
04.01. | 14 | 843.9653 |  | 843.9653 | 0 | 0 | 0 | 0
04.01. | 15 | 847.8907 |  | 847.8907 | 0 | 0 | 0 | 0
04.01. | 16 | 832.189 |  | 832.189 | 0 | 0 | 0 | 0
04.01. | 17 | 834.1518 |  | 834.1518 | 0 | 0 | 0 | 0
04.01. | 18 | 881.2568 |  | 881.2568 | 0 | 0 | 0 | 0
04.01. | 19 | 893.033 |  | 893.033 | 0 | 0 | 0 | 0
04.01. | 20 | 916.5856 |  | 916.5856 | 0 | 0 | 0 | 0
04.01. | 21 | 928.3618 |  | 928.3618 | 0 | 0 | 0 | 0
04.01. | 22 | 916.5856 |  | 916.5856 | 0 | 0 | 0 | 0
04.01. | 23 | 912.6602 |  | 912.6602 | 0 | 0 | 0 | 0
04.01. | 24 | 912.6602 |  | 912.6602 | 0 | 0 | 0 | 0
05.01. | 1 | 873.4059 |  | 873.4059 | 0 | 0 | 0 | 0
05.01. | 2 | 824.3382 |  | 824.3382 | 0 | 0 | 0 | 0
05.01. | 3 | 822.3755 |  | 822.3755 | 0 | 0 | 0 | 0
05.01. | 4 | 798.823 |  | 798.823 | 0 | 0 | 0 | 0
05.01. | 5 | 787.0467 |  | 787.0467 | 0 | 0 | 0 | 0
05.01. | 6 | 781.1586 |  | 781.1586 | 0 | 0 | 0 | 0
05.01. | 7 | 789.0094 |  | 789.0094 | 0 | 0 | 0 | 0
05.01. | 8 | 802.7484 |  | 802.7484 | 0 | 0 | 0 | 0
05.01. | 9 | 826.3009 |  | 826.3009 | 0 | 0 | 0 | 0
05.01. | 10 | 838.0772 |  | 838.0772 | 0 | 0 | 0 | 0
05.01. | 11 | 808.6365 |  | 808.6365 | 0 | 0 | 0 | 0
05.01. | 12 | 792.9348 |  | 792.9348 | 0 | 0 | 0 | 0
05.01. | 13 | 783.1213 |  | 783.1213 | 0 | 0 | 0 | 0
05.01. | 14 | 759.5688 |  | 759.5688 | 0 | 0 | 0 | 0
05.01. | 15 | 767.4196 |  | 767.4196 | 0 | 0 | 0 | 0
05.01. | 16 | 757.6061 |  | 757.6061 | 0 | 0 | 0 | 0
05.01. | 17 | 783.1213 |  | 783.1213 | 0 | 0 | 0 | 0
05.01. | 18 | 883.2195 |  | 883.2195 | 0 | 0 | 0 | 0
05.01. | 19 | 900.8839 |  | 900.8839 | 0 | 0 | 0 | 0
05.01. | 20 | 902.8466 |  | 902.8466 | 0 | 0 | 0 | 0
05.01. | 21 | 902.8466 |  | 902.8466 | 0 | 0 | 0 | 0
05.01. | 22 | 898.9212 |  | 898.9212 | 0 | 0 | 0 | 0
05.01. | 23 | 887.1449 |  | 887.1449 | 0 | 0 | 0 | 0
05.01. | 24 | 853.7788 |  | 853.7788 | 0 | 0 | 0 | 0
06.01. | 1 | 706.5756 |  | 706.5756 | 0 | 0 | 0 | 0
06.01. | 2 | 694.7993 |  | 694.7993 | 0 | 0 | 0 | 0
06.01. | 3 | 688.9112 |  | 688.9112 | 0 | 0 | 0 | 0
06.01. | 4 | 686.9485 |  | 686.9485 | 0 | 0 | 0 | 0
06.01. | 5 | 684.9858 |  | 684.9858 | 0 | 0 | 0 | 0
06.01. | 6 | 686.9485 |  | 686.9485 | 0 | 0 | 0 | 0
06.01. | 7 | 683.0231 |  | 683.0231 | 0 | 0 | 0 | 0
06.01. | 8 | 681.0604 |  | 681.0604 | 0 | 0 | 0 | 0
06.01. | 9 | 688.9112 |  | 688.9112 | 0 | 0 | 0 | 0
06.01. | 10 | 692.8366 |  | 692.8366 | 0 | 0 | 0 | 0
06.01. | 11 | 686.9485 |  | 686.9485 | 0 | 0 | 0 | 0
06.01. | 12 | 684.9858 |  | 684.9858 | 0 | 0 | 0 | 0
06.01. | 13 | 683.0231 |  | 683.0231 | 0 | 0 | 0 | 0
06.01. | 14 | 684.9858 |  | 684.9858 | 0 | 0 | 0 | 0
06.01. | 15 | 684.9858 |  | 684.9858 | 0 | 0 | 0 | 0
06.01. | 16 | 681.0604 |  | 681.0604 | 0 | 0 | 0 | 0
06.01. | 17 | 684.9858 |  | 684.9858 | 0 | 0 | 0 | 0
06.01. | 18 | 704.6129 |  | 704.6129 | 0 | 0 | 0 | 0
06.01. | 19 | 730.1281 |  | 730.1281 | 0 | 0 | 0 | 0
06.01. | 20 | 728.1654 |  | 728.1654 | 0 | 0 | 0 | 0
06.01. | 21 | 724.24 |  | 724.24 | 0 | 0 | 0 | 0
06.01. | 22 | 726.2027 |  | 726.2027 | 0 | 0 | 0 | 0
06.01. | 23 | 710.501 |  | 710.501 | 0 | 0 | 0 | 0
06.01. | 24 | 702.6502 |  | 702.6502 | 0 | 0 | 0 | 0
07.01. | 1 | 704.6129 |  | 704.6129 | 0 | 0 | 0 | 0
07.01. | 2 | 704.6129 |  | 704.6129 | 0 | 0 | 0 | 0
07.01. | 3 | 706.5756 |  | 706.5756 | 0 | 0 | 0 | 0
07.01. | 4 | 706.5756 |  | 706.5756 | 0 | 0 | 0 | 0
07.01. | 5 | 700.6875 |  | 700.6875 | 0 | 0 | 0 | 0
07.01. | 6 | 704.6129 |  | 704.6129 | 0 | 0 | 0 | 0
07.01. | 7 | 708.5383 |  | 708.5383 | 0 | 0 | 0 | 0
07.01. | 8 | 710.501 |  | 710.501 | 0 | 0 | 0 | 0
07.01. | 9 | 710.501 |  | 710.501 | 0 | 0 | 0 | 0
07.01. | 10 | 722.2773 |  | 722.2773 | 0 | 0 | 0 | 0
07.01. | 11 | 718.3519 |  | 718.3519 | 0 | 0 | 0 | 0
07.01. | 12 | 726.2027 |  | 726.2027 | 0 | 0 | 0 | 0
07.01. | 13 | 724.24 |  | 724.24 | 0 | 0 | 0 | 0
07.01. | 14 | 726.2027 |  | 726.2027 | 0 | 0 | 0 | 0
07.01. | 15 | 728.1654 |  | 728.1654 | 0 | 0 | 0 | 0
07.01. | 16 | 718.3519 |  | 718.3519 | 0 | 0 | 0 | 0
07.01. | 17 | 730.1281 |  | 730.1281 | 0 | 0 | 0 | 0
07.01. | 18 | 736.0162 |  | 736.0162 | 0 | 0 | 0 | 0
07.01. | 19 | 737.979 |  | 737.979 | 0 | 0 | 0 | 0
07.01. | 20 | 737.979 |  | 737.979 | 0 | 0 | 0 | 0
07.01. | 21 | 737.979 |  | 737.979 | 0 | 0 | 0 | 0
07.01. | 22 | 739.9417 |  | 739.9417 | 0 | 0 | 0 | 0
07.01. | 23 | 732.0908 |  | 732.0908 | 0 | 0 | 0 | 0
07.01. | 24 | 724.24 |  | 724.24 | 0 | 0 | 0 | 0
08.01. | 1 | 718.3519 |  | 718.3519 | 0 | 0 | 0 | 0
08.01. | 2 | 722.2773 |  | 722.2773 | 0 | 0 | 0 | 0
08.01. | 3 | 720.3146 |  | 720.3146 | 0 | 0 | 0 | 0
08.01. | 4 | 716.3892 |  | 716.3892 | 0 | 0 | 0 | 0
08.01. | 5 | 694.7993 |  | 694.7993 | 0 | 0 | 0 | 0
08.01. | 6 | 702.6502 |  | 702.6502 | 0 | 0 | 0 | 0
08.01. | 7 | 700.6875 |  | 700.6875 | 0 | 0 | 0 | 0
08.01. | 8 | 806.6738 |  | 806.6738 | 0 | 0 | 0 | 0
08.01. | 9 | 883.2195 |  | 883.2195 | 0 | 0 | 0 | 0
08.01. | 10 | 908.7347 |  | 908.7347 | 0 | 0 | 0 | 0
08.01. | 11 | 906.772 |  | 906.772 | 0 | 0 | 0 | 0
08.01. | 12 | 963.6906 |  | 963.6906 | 0 | 0 | 0 | 0
08.01. | 13 | 961.7279 |  | 961.7279 | 0 | 0 | 0 | 0
08.01. | 14 | 947.9889 |  | 947.9889 | 0 | 0 | 0 | 0
08.01. | 15 | 959.7652 |  | 959.7652 | 0 | 0 | 0 | 0
08.01. | 16 | 922.4737 |  | 922.4737 | 0 | 0 | 0 | 0
08.01. | 17 | 955.8398 |  | 955.8398 | 0 | 0 | 0 | 0
08.01. | 18 | 989.2058 |  | 989.2058 | 0 | 0 | 0 | 0
08.01. | 19 | 944.0635 |  | 944.0635 | 0 | 0 | 0 | 0
08.01. | 20 | 936.2127 |  | 936.2127 | 0 | 0 | 0 | 0
08.01. | 21 | 934.25 |  | 934.25 | 0 | 0 | 0 | 0
08.01. | 22 | 930.3245 |  | 930.3245 | 0 | 0 | 0 | 0
08.01. | 23 | 985.2804 |  | 985.2804 | 0 | 0 | 0 | 0
08.01. | 24 | 949.9516 |  | 949.9516 | 0 | 0 | 0 | 0
09.01. | 1 | 951.9143 |  | 951.9143 | 0 | 0 | 0 | 0
09.01. | 2 | 936.2127 |  | 936.2127 | 0 | 0 | 0 | 0
09.01. | 3 | 936.2127 |  | 936.2127 | 0 | 0 | 0 | 0
09.01. | 4 | 918.5483 |  | 918.5483 | 0 | 0 | 0 | 0
09.01. | 5 | 918.5483 |  | 918.5483 | 0 | 0 | 0 | 0
09.01. | 6 | 918.5483 |  | 918.5483 | 0 | 0 | 0 | 0
09.01. | 7 | 924.4364 |  | 924.4364 | 0 | 0 | 0 | 0
09.01. | 8 | 920.511 |  | 920.511 | 0 | 0 | 0 | 0
09.01. | 9 | 951.9143 |  | 951.9143 | 0 | 0 | 0 | 0
09.01. | 10 | 949.9516 |  | 949.9516 | 0 | 0 | 0 | 0
09.01. | 11 | 936.2127 |  | 936.2127 | 0 | 0 | 0 | 0
09.01. | 12 | 932.2873 |  | 932.2873 | 0 | 0 | 0 | 0
09.01. | 13 | 916.5856 |  | 916.5856 | 0 | 0 | 0 | 0
09.01. | 14 | 908.7347 |  | 908.7347 | 0 | 0 | 0 | 0
09.01. | 15 | 914.6229 |  | 914.6229 | 0 | 0 | 0 | 0
09.01. | 16 | 918.5483 |  | 918.5483 | 0 | 0 | 0 | 0
09.01. | 17 | 920.511 |  | 920.511 | 0 | 0 | 0 | 0
09.01. | 18 | 953.8771 |  | 953.8771 | 0 | 0 | 0 | 0
09.01. | 19 | 957.8025 |  | 957.8025 | 0 | 0 | 0 | 0
09.01. | 20 | 957.8025 |  | 957.8025 | 0 | 0 | 0 | 0
09.01. | 21 | 985.2804 |  | 985.2804 | 0 | 0 | 0 | 0
09.01. | 22 | 959.7652 |  | 959.7652 | 0 | 0 | 0 | 0
09.01. | 23 | 951.9143 |  | 951.9143 | 0 | 0 | 0 | 0
09.01. | 24 | 938.1754 |  | 938.1754 | 0 | 0 | 0 | 0
10.01. | 1 | 920.511 |  | 920.511 | 0 | 0 | 0 | 0
10.01. | 2 | 908.7347 |  | 908.7347 | 0 | 0 | 0 | 0
10.01. | 3 | 908.7347 |  | 908.7347 | 0 | 0 | 0 | 0
10.01. | 4 | 906.772 |  | 906.772 | 0 | 0 | 0 | 0
10.01. | 5 | 906.772 |  | 906.772 | 0 | 0 | 0 | 0
10.01. | 6 | 908.7347 |  | 908.7347 | 0 | 0 | 0 | 0
10.01. | 7 | 912.6602 |  | 912.6602 | 0 | 0 | 0 | 0
10.01. | 8 | 926.3991 |  | 926.3991 | 0 | 0 | 0 | 0
10.01. | 9 | 955.8398 |  | 955.8398 | 0 | 0 | 0 | 0
10.01. | 10 | 926.3991 |  | 926.3991 | 0 | 0 | 0 | 0
10.01. | 11 | 891.0703 |  | 891.0703 | 0 | 0 | 0 | 0
10.01. | 12 | 865.5551 |  | 865.5551 | 0 | 0 | 0 | 0
10.01. | 13 | 881.2568 |  | 881.2568 | 0 | 0 | 0 | 0
10.01. | 14 | 883.2195 |  | 883.2195 | 0 | 0 | 0 | 0
10.01. | 15 | 893.033 |  | 893.033 | 0 | 0 | 0 | 0
10.01. | 16 | 896.9585 |  | 896.9585 | 0 | 0 | 0 | 0
10.01. | 17 | 926.3991 |  | 926.3991 | 0 | 0 | 0 | 0
10.01. | 18 | 983.3177 |  | 983.3177 | 0 | 0 | 0 | 0
10.01. | 19 | 997.0567 |  | 997.0567 | 0 | 0 | 0 | 0
10.01. | 20 | 1034.3482 |  | 1034.3482 | 0 | 0 | 0 | 0
10.01. | 21 | 1022.5719 |  | 1022.5719 | 0 | 0 | 0 | 0
10.01. | 22 | 1028.46 |  | 1028.46 | 0 | 0 | 0 | 0
10.01. | 23 | 997.0567 |  | 997.0567 | 0 | 0 | 0 | 0
10.01. | 24 | 975.4669 |  | 975.4669 | 0 | 0 | 0 | 0
11.01. | 1 | 942.1008 |  | 942.1008 | 0 | 0 | 0 | 0
11.01. | 2 | 936.2127 |  | 936.2127 | 0 | 0 | 0 | 0
11.01. | 3 | 940.1381 |  | 940.1381 | 0 | 0 | 0 | 0
11.01. | 4 | 908.7347 |  | 908.7347 | 0 | 0 | 0 | 0
11.01. | 5 | 916.5856 |  | 916.5856 | 0 | 0 | 0 | 0
11.01. | 6 | 918.5483 |  | 918.5483 | 0 | 0 | 0 | 0
11.01. | 7 | 942.1008 |  | 942.1008 | 0 | 0 | 0 | 0
11.01. | 8 | 981.355 |  | 981.355 | 0 | 0 | 0 | 0
11.01. | 9 | 993.1313 |  | 993.1313 | 0 | 0 | 0 | 0
11.01. | 10 | 965.6533 |  | 965.6533 | 0 | 0 | 0 | 0
11.01. | 11 | 957.8025 |  | 957.8025 | 0 | 0 | 0 | 0
11.01. | 12 | 955.8398 |  | 955.8398 | 0 | 0 | 0 | 0
11.01. | 13 | 934.25 |  | 934.25 | 0 | 0 | 0 | 0
11.01. | 14 | 938.1754 |  | 938.1754 | 0 | 0 | 0 | 0
11.01. | 15 | 944.0635 |  | 944.0635 | 0 | 0 | 0 | 0
11.01. | 16 | 949.9516 |  | 949.9516 | 0 | 0 | 0 | 0
11.01. | 17 | 967.616 |  | 967.616 | 0 | 0 | 0 | 0
11.01. | 18 | 1002.9448 |  | 1002.9448 | 0 | 0 | 0 | 0
11.01. | 19 | 983.3177 |  | 983.3177 | 0 | 0 | 0 | 0
11.01. | 20 | 1006.8702 |  | 1006.8702 | 0 | 0 | 0 | 0
11.01. | 21 | 1022.5719 |  | 1022.5719 | 0 | 0 | 0 | 0
11.01. | 22 | 1024.5346 |  | 1024.5346 | 0 | 0 | 0 | 0
11.01. | 23 | 1000.9821 |  | 1000.9821 | 0 | 0 | 0 | 0
11.01. | 24 | 971.5415 |  | 971.5415 | 0 | 0 | 0 | 0
12.01. | 1 | 949.9516 |  | 949.9516 | 0 | 0 | 0 | 0
12.01. | 2 | 949.9516 |  | 949.9516 | 0 | 0 | 0 | 0
12.01. | 3 | 951.9143 |  | 951.9143 | 0 | 0 | 0 | 0
12.01. | 4 | 938.1754 |  | 938.1754 | 0 | 0 | 0 | 0
12.01. | 5 | 947.9889 |  | 947.9889 | 0 | 0 | 0 | 0
12.01. | 6 | 942.1008 |  | 942.1008 | 0 | 0 | 0 | 0
12.01. | 7 | 953.8771 |  | 953.8771 | 0 | 0 | 0 | 0
12.01. | 8 | 969.5787 |  | 969.5787 | 0 | 0 | 0 | 0
12.01. | 9 | 987.2431 |  | 987.2431 | 0 | 0 | 0 | 0
12.01. | 10 | 979.3923 |  | 979.3923 | 0 | 0 | 0 | 0
12.01. | 11 | 1004.9075 |  | 1004.9075 | 0 | 0 | 0 | 0
12.01. | 12 | 985.2804 |  | 985.2804 | 0 | 0 | 0 | 0
12.01. | 13 | 957.8025 |  | 957.8025 | 0 | 0 | 0 | 0
12.01. | 14 | 963.6906 |  | 963.6906 | 0 | 0 | 0 | 0
12.01. | 15 | 975.4669 |  | 975.4669 | 0 | 0 | 0 | 0
12.01. | 16 | 977.4296 |  | 977.4296 | 0 | 0 | 0 | 0
12.01. | 17 | 995.094 |  | 995.094 | 0 | 0 | 0 | 0
12.01. | 18 | 1028.46 |  | 1028.46 | 0 | 0 | 0 | 0
12.01. | 19 | 1063.7888 |  | 1063.7888 | 0 | 0 | 0 | 0
12.01. | 20 | 1091.2668 |  | 1091.2668 | 0 | 0 | 0 | 0
12.01. | 21 | 1095.1922 |  | 1095.1922 | 0 | 0 | 0 | 0
12.01. | 22 | 1075.5651 |  | 1075.5651 | 0 | 0 | 0 | 0
12.01. | 23 | 1055.938 |  | 1055.938 | 0 | 0 | 0 | 0
12.01. | 24 | 1022.5719 |  | 1022.5719 | 0 | 0 | 0 | 0
13.01. | 1 | 959.7652 |  | 959.7652 | 0 | 0 | 0 | 0
13.01. | 2 | 953.8771 |  | 953.8771 | 0 | 0 | 0 | 0
13.01. | 3 | 896.9585 |  | 896.9585 | 0 | 0 | 0 | 0
13.01. | 4 | 906.772 |  | 906.772 | 0 | 0 | 0 | 0
13.01. | 5 | 896.9585 |  | 896.9585 | 0 | 0 | 0 | 0
13.01. | 6 | 891.0703 |  | 891.0703 | 0 | 0 | 0 | 0
13.01. | 7 | 891.0703 |  | 891.0703 | 0 | 0 | 0 | 0
13.01. | 8 | 896.9585 |  | 896.9585 | 0 | 0 | 0 | 0
13.01. | 9 | 908.7347 |  | 908.7347 | 0 | 0 | 0 | 0
13.01. | 10 | 902.8466 |  | 902.8466 | 0 | 0 | 0 | 0
13.01. | 11 | 865.5551 |  | 865.5551 | 0 | 0 | 0 | 0
13.01. | 12 | 891.0703 |  | 891.0703 | 0 | 0 | 0 | 0
13.01. | 13 | 908.7347 |  | 908.7347 | 0 | 0 | 0 | 0
13.01. | 14 | 904.8093 |  | 904.8093 | 0 | 0 | 0 | 0
13.01. | 15 | 900.8839 |  | 900.8839 | 0 | 0 | 0 | 0
13.01. | 16 | 902.8466 |  | 902.8466 | 0 | 0 | 0 | 0
13.01. | 17 | 912.6602 |  | 912.6602 | 0 | 0 | 0 | 0
13.01. | 18 | 924.4364 |  | 924.4364 | 0 | 0 | 0 | 0
13.01. | 19 | 934.25 |  | 934.25 | 0 | 0 | 0 | 0
13.01. | 20 | 942.1008 |  | 942.1008 | 0 | 0 | 0 | 0
13.01. | 21 | 938.1754 |  | 938.1754 | 0 | 0 | 0 | 0
13.01. | 22 | 930.3245 |  | 930.3245 | 0 | 0 | 0 | 0
13.01. | 23 | 924.4364 |  | 924.4364 | 0 | 0 | 0 | 0
13.01. | 24 | 916.5856 |  | 916.5856 | 0 | 0 | 0 | 0
14.01. | 1 | 893.033 |  | 893.033 | 0 | 0 | 0 | 0
14.01. | 2 | 881.2568 |  | 881.2568 | 0 | 0 | 0 | 0
14.01. | 3 | 881.2568 |  | 881.2568 | 0 | 0 | 0 | 0
14.01. | 4 | 877.3314 |  | 877.3314 | 0 | 0 | 0 | 0
14.01. | 5 | 869.4805 |  | 869.4805 | 0 | 0 | 0 | 0
14.01. | 6 | 871.4432 |  | 871.4432 | 0 | 0 | 0 | 0
14.01. | 7 | 867.5178 |  | 867.5178 | 0 | 0 | 0 | 0
14.01. | 8 | 887.1449 |  | 887.1449 | 0 | 0 | 0 | 0
14.01. | 9 | 906.772 |  | 906.772 | 0 | 0 | 0 | 0
14.01. | 10 | 900.8839 |  | 900.8839 | 0 | 0 | 0 | 0
14.01. | 11 | 894.9958 |  | 894.9958 | 0 | 0 | 0 | 0
14.01. | 12 | 887.1449 |  | 887.1449 | 0 | 0 | 0 | 0
14.01. | 13 | 902.8466 |  | 902.8466 | 0 | 0 | 0 | 0
14.01. | 14 | 902.8466 |  | 902.8466 | 0 | 0 | 0 | 0
14.01. | 15 | 900.8839 |  | 900.8839 | 0 | 0 | 0 | 0
14.01. | 16 | 900.8839 |  | 900.8839 | 0 | 0 | 0 | 0
14.01. | 17 | 916.5856 |  | 916.5856 | 0 | 0 | 0 | 0
14.01. | 18 | 916.5856 |  | 916.5856 | 0 | 0 | 0 | 0
14.01. | 19 | 953.8771 |  | 953.8771 | 0 | 0 | 0 | 0
14.01. | 20 | 961.7279 |  | 961.7279 | 0 | 0 | 0 | 0
14.01. | 21 | 947.9889 |  | 947.9889 | 0 | 0 | 0 | 0
14.01. | 22 | 934.25 |  | 934.25 | 0 | 0 | 0 | 0
14.01. | 23 | 932.2873 |  | 932.2873 | 0 | 0 | 0 | 0
14.01. | 24 | 883.2195 |  | 883.2195 | 0 | 0 | 0 | 0
15.01. | 1 | 810.5992 |  | 810.5992 | 0 | 0 | 0 | 0
15.01. | 2 | 802.7484 |  | 802.7484 | 0 | 0 | 0 | 0
15.01. | 3 | 802.7484 |  | 802.7484 | 0 | 0 | 0 | 0
15.01. | 4 | 800.7857 |  | 800.7857 | 0 | 0 | 0 | 0
15.01. | 5 | 802.7484 |  | 802.7484 | 0 | 0 | 0 | 0
15.01. | 6 | 800.7857 |  | 800.7857 | 0 | 0 | 0 | 0
15.01. | 7 | 798.823 |  | 798.823 | 0 | 0 | 0 | 0
15.01. | 8 | 810.5992 |  | 810.5992 | 0 | 0 | 0 | 0
15.01. | 9 | 834.1518 |  | 834.1518 | 0 | 0 | 0 | 0
15.01. | 10 | 832.189 |  | 832.189 | 0 | 0 | 0 | 0
15.01. | 11 | 804.7111 |  | 804.7111 | 0 | 0 | 0 | 0
15.01. | 12 | 800.7857 |  | 800.7857 | 0 | 0 | 0 | 0
15.01. | 13 | 794.8975 |  | 794.8975 | 0 | 0 | 0 | 0
15.01. | 14 | 787.0467 |  | 787.0467 | 0 | 0 | 0 | 0
15.01. | 15 | 787.0467 |  | 787.0467 | 0 | 0 | 0 | 0
15.01. | 16 | 771.345 |  | 771.345 | 0 | 0 | 0 | 0
15.01. | 17 | 755.6433 |  | 755.6433 | 0 | 0 | 0 | 0
15.01. | 18 | 763.4942 |  | 763.4942 | 0 | 0 | 0 | 0
15.01. | 19 | 767.4196 |  | 767.4196 | 0 | 0 | 0 | 0
15.01. | 20 | 777.2332 |  | 777.2332 | 0 | 0 | 0 | 0
15.01. | 21 | 769.3823 |  | 769.3823 | 0 | 0 | 0 | 0
15.01. | 22 | 761.5315 |  | 761.5315 | 0 | 0 | 0 | 0
15.01. | 23 | 741.9044 |  | 741.9044 | 0 | 0 | 0 | 0
15.01. | 24 | 730.1281 |  | 730.1281 | 0 | 0 | 0 | 0
16.01. | 1 | 641.8062 |  | 641.8062 | 0 | 0 | 0 | 0
16.01. | 2 | 624.1418 |  | 624.1418 | 0 | 0 | 0 | 0
16.01. | 3 | 622.1791 |  | 622.1791 | 0 | 0 | 0 | 0
16.01. | 4 | 618.2537 |  | 618.2537 | 0 | 0 | 0 | 0
16.01. | 5 | 620.2164 |  | 620.2164 | 0 | 0 | 0 | 0
16.01. | 6 | 620.2164 |  | 620.2164 | 0 | 0 | 0 | 0
16.01. | 7 | 622.1791 |  | 622.1791 | 0 | 0 | 0 | 0
16.01. | 8 | 631.9926 |  | 631.9926 | 0 | 0 | 0 | 0
16.01. | 9 | 643.7689 |  | 643.7689 | 0 | 0 | 0 | 0
16.01. | 10 | 639.8435 |  | 639.8435 | 0 | 0 | 0 | 0
16.01. | 11 | 628.0672 |  | 628.0672 | 0 | 0 | 0 | 0
16.01. | 12 | 618.2537 |  | 618.2537 | 0 | 0 | 0 | 0
16.01. | 13 | 622.1791 |  | 622.1791 | 0 | 0 | 0 | 0
16.01. | 14 | 628.0672 |  | 628.0672 | 0 | 0 | 0 | 0
16.01. | 15 | 622.1791 |  | 622.1791 | 0 | 0 | 0 | 0
16.01. | 16 | 631.9926 |  | 631.9926 | 0 | 0 | 0 | 0
16.01. | 17 | 630.0299 |  | 630.0299 | 0 | 0 | 0 | 0
16.01. | 18 | 645.7316 |  | 645.7316 | 0 | 0 | 0 | 0
16.01. | 19 | 631.9926 |  | 631.9926 | 0 | 0 | 0 | 0
16.01. | 20 | 641.8062 |  | 641.8062 | 0 | 0 | 0 | 0
16.01. | 21 | 631.9926 |  | 631.9926 | 0 | 0 | 0 | 0
16.01. | 22 | 628.0672 |  | 628.0672 | 0 | 0 | 0 | 0
16.01. | 23 | 618.2537 |  | 618.2537 | 0 | 0 | 0 | 0
16.01. | 24 | 602.552 |  | 602.552 | 0 | 0 | 0 | 0
17.01. | 1 | 594.7011 |  | 594.7011 | 0 | 0 | 0 | 0
17.01. | 2 | 590.7757 |  | 590.7757 | 0 | 0 | 0 | 0
17.01. | 3 | 590.7757 |  | 590.7757 | 0 | 0 | 0 | 0
17.01. | 4 | 596.6638 |  | 596.6638 | 0 | 0 | 0 | 0
17.01. | 5 | 590.7757 |  | 590.7757 | 0 | 0 | 0 | 0
17.01. | 6 | 577.0367 |  | 577.0367 | 0 | 0 | 0 | 0
17.01. | 7 | 573.1113 |  | 573.1113 | 0 | 0 | 0 | 0
17.01. | 8 | 590.7757 |  | 590.7757 | 0 | 0 | 0 | 0
17.01. | 9 | 626.1045 |  | 626.1045 | 0 | 0 | 0 | 0
17.01. | 10 | 626.1045 |  | 626.1045 | 0 | 0 | 0 | 0
17.01. | 11 | 620.2164 |  | 620.2164 | 0 | 0 | 0 | 0
17.01. | 12 | 602.552 |  | 602.552 | 0 | 0 | 0 | 0
17.01. | 13 | 598.6266 |  | 598.6266 | 0 | 0 | 0 | 0
17.01. | 14 | 596.6638 |  | 596.6638 | 0 | 0 | 0 | 0
17.01. | 15 | 594.7011 |  | 594.7011 | 0 | 0 | 0 | 0
17.01. | 16 | 610.4028 |  | 610.4028 | 0 | 0 | 0 | 0
17.01. | 17 | 645.7316 |  | 645.7316 | 0 | 0 | 0 | 0
17.01. | 18 | 696.7621 |  | 696.7621 | 0 | 0 | 0 | 0
17.01. | 19 | 710.501 |  | 710.501 | 0 | 0 | 0 | 0
17.01. | 20 | 712.4637 |  | 712.4637 | 0 | 0 | 0 | 0
17.01. | 21 | 716.3892 |  | 716.3892 | 0 | 0 | 0 | 0
17.01. | 22 | 716.3892 |  | 716.3892 | 0 | 0 | 0 | 0
17.01. | 23 | 708.5383 |  | 708.5383 | 0 | 0 | 0 | 0
17.01. | 24 | 690.8739 |  | 690.8739 | 0 | 0 | 0 | 0
18.01. | 1 | 686.9485 |  | 686.9485 | 0 | 0 | 0 | 0
18.01. | 2 | 677.135 |  | 677.135 | 0 | 0 | 0 | 0
18.01. | 3 | 677.135 |  | 677.135 | 0 | 0 | 0 | 0
18.01. | 4 | 683.0231 |  | 683.0231 | 0 | 0 | 0 | 0
18.01. | 5 | 698.7248 |  | 698.7248 | 0 | 0 | 0 | 0
18.01. | 6 | 694.7993 |  | 694.7993 | 0 | 0 | 0 | 0
18.01. | 7 | 684.9858 |  | 684.9858 | 0 | 0 | 0 | 0
18.01. | 8 | 692.8366 |  | 692.8366 | 0 | 0 | 0 | 0
18.01. | 9 | 704.6129 |  | 704.6129 | 0 | 0 | 0 | 0
18.01. | 10 | 702.6502 |  | 702.6502 | 0 | 0 | 0 | 0
18.01. | 11 | 694.7993 |  | 694.7993 | 0 | 0 | 0 | 0
18.01. | 12 | 684.9858 |  | 684.9858 | 0 | 0 | 0 | 0
18.01. | 13 | 681.0604 |  | 681.0604 | 0 | 0 | 0 | 0
18.01. | 14 | 690.8739 |  | 690.8739 | 0 | 0 | 0 | 0
18.01. | 15 | 675.1722 |  | 675.1722 | 0 | 0 | 0 | 0
18.01. | 16 | 669.2841 |  | 669.2841 | 0 | 0 | 0 | 0
18.01. | 17 | 673.2095 |  | 673.2095 | 0 | 0 | 0 | 0
18.01. | 18 | 681.0604 |  | 681.0604 | 0 | 0 | 0 | 0
18.01. | 19 | 692.8366 |  | 692.8366 | 0 | 0 | 0 | 0
18.01. | 20 | 698.7248 |  | 698.7248 | 0 | 0 | 0 | 0
18.01. | 21 | 698.7248 |  | 698.7248 | 0 | 0 | 0 | 0
18.01. | 22 | 700.6875 |  | 700.6875 | 0 | 0 | 0 | 0
18.01. | 23 | 700.6875 |  | 700.6875 | 0 | 0 | 0 | 0
18.01. | 24 | 692.8366 |  | 692.8366 | 0 | 0 | 0 | 0
19.01. | 1 | 726.2027 |  | 726.2027 | 0 | 0 | 0 | 0
19.01. | 2 | 720.3146 |  | 720.3146 | 0 | 0 | 0 | 0
19.01. | 3 | 694.7993 |  | 694.7993 | 0 | 0 | 0 | 0
19.01. | 4 | 690.8739 |  | 690.8739 | 0 | 0 | 0 | 0
19.01. | 5 | 692.8366 |  | 692.8366 | 0 | 0 | 0 | 0
19.01. | 6 | 716.3892 |  | 716.3892 | 0 | 0 | 0 | 0
19.01. | 7 | 749.7552 |  | 749.7552 | 0 | 0 | 0 | 0
19.01. | 8 | 818.4501 |  | 818.4501 | 0 | 0 | 0 | 0
19.01. | 9 | 859.667 |  | 859.667 | 0 | 0 | 0 | 0
19.01. | 10 | 861.6297 |  | 861.6297 | 0 | 0 | 0 | 0
19.01. | 11 | 861.6297 |  | 861.6297 | 0 | 0 | 0 | 0
19.01. | 12 | 861.6297 |  | 861.6297 | 0 | 0 | 0 | 0
19.01. | 13 | 867.5178 |  | 867.5178 | 0 | 0 | 0 | 0
19.01. | 14 | 877.3314 |  | 877.3314 | 0 | 0 | 0 | 0
19.01. | 15 | 887.1449 |  | 887.1449 | 0 | 0 | 0 | 0
19.01. | 16 | 889.1076 |  | 889.1076 | 0 | 0 | 0 | 0
19.01. | 17 | 898.9212 |  | 898.9212 | 0 | 0 | 0 | 0
19.01. | 18 | 914.6229 |  | 914.6229 | 0 | 0 | 0 | 0
19.01. | 19 | 920.511 |  | 920.511 | 0 | 0 | 0 | 0
19.01. | 20 | 946.0262 |  | 946.0262 | 0 | 0 | 0 | 0
19.01. | 21 | 906.772 |  | 906.772 | 0 | 0 | 0 | 0
19.01. | 22 | 865.5551 |  | 865.5551 | 0 | 0 | 0 | 0
19.01. | 23 | 838.0772 |  | 838.0772 | 0 | 0 | 0 | 0
19.01. | 24 | 922.4737 |  | 922.4737 | 0 | 0 | 0 | 0
20.01. | 1 | 875.3687 |  | 875.3687 | 0 | 0 | 0 | 0
20.01. | 2 | 869.4805 |  | 869.4805 | 0 | 0 | 0 | 0
20.01. | 3 | 863.5924 |  | 863.5924 | 0 | 0 | 0 | 0
20.01. | 4 | 849.8534 |  | 849.8534 | 0 | 0 | 0 | 0
20.01. | 5 | 847.8907 |  | 847.8907 | 0 | 0 | 0 | 0
20.01. | 6 | 845.928 |  | 845.928 | 0 | 0 | 0 | 0
20.01. | 7 | 845.928 |  | 845.928 | 0 | 0 | 0 | 0
20.01. | 8 | 859.667 |  | 859.667 | 0 | 0 | 0 | 0
20.01. | 9 | 865.5551 |  | 865.5551 | 0 | 0 | 0 | 0
20.01. | 10 | 863.5924 |  | 863.5924 | 0 | 0 | 0 | 0
20.01. | 11 | 857.7043 |  | 857.7043 | 0 | 0 | 0 | 0
20.01. | 12 | 840.0399 |  | 840.0399 | 0 | 0 | 0 | 0
20.01. | 13 | 824.3382 |  | 824.3382 | 0 | 0 | 0 | 0
20.01. | 14 | 822.3755 |  | 822.3755 | 0 | 0 | 0 | 0
20.01. | 15 | 820.4128 |  | 820.4128 | 0 | 0 | 0 | 0
20.01. | 16 | 810.5992 |  | 810.5992 | 0 | 0 | 0 | 0
20.01. | 17 | 832.189 |  | 832.189 | 0 | 0 | 0 | 0
20.01. | 18 | 867.5178 |  | 867.5178 | 0 | 0 | 0 | 0
20.01. | 19 | 873.4059 |  | 873.4059 | 0 | 0 | 0 | 0
20.01. | 20 | 894.9958 |  | 894.9958 | 0 | 0 | 0 | 0
20.01. | 21 | 900.8839 |  | 900.8839 | 0 | 0 | 0 | 0
20.01. | 22 | 894.9958 |  | 894.9958 | 0 | 0 | 0 | 0
20.01. | 23 | 867.5178 |  | 867.5178 | 0 | 0 | 0 | 0
20.01. | 24 | 879.2941 |  | 879.2941 | 0 | 0 | 0 | 0
21.01. | 1 | 787.0467 |  | 787.0467 | 0 | 0 | 0 | 0
21.01. | 2 | 745.8298 |  | 745.8298 | 0 | 0 | 0 | 0
21.01. | 3 | 736.0162 |  | 736.0162 | 0 | 0 | 0 | 0
21.01. | 4 | 700.6875 |  | 700.6875 | 0 | 0 | 0 | 0
21.01. | 5 | 728.1654 |  | 728.1654 | 0 | 0 | 0 | 0
21.01. | 6 | 730.1281 |  | 730.1281 | 0 | 0 | 0 | 0
21.01. | 7 | 763.4942 |  | 763.4942 | 0 | 0 | 0 | 0
21.01. | 8 | 800.7857 |  | 800.7857 | 0 | 0 | 0 | 0
21.01. | 9 | 802.7484 |  | 802.7484 | 0 | 0 | 0 | 0
21.01. | 10 | 794.8975 |  | 794.8975 | 0 | 0 | 0 | 0
21.01. | 11 | 789.0094 |  | 789.0094 | 0 | 0 | 0 | 0
21.01. | 12 | 779.1959 |  | 779.1959 | 0 | 0 | 0 | 0
21.01. | 13 | 781.1586 |  | 781.1586 | 0 | 0 | 0 | 0
21.01. | 14 | 783.1213 |  | 783.1213 | 0 | 0 | 0 | 0
21.01. | 15 | 779.1959 |  | 779.1959 | 0 | 0 | 0 | 0
21.01. | 16 | 777.2332 |  | 777.2332 | 0 | 0 | 0 | 0
21.01. | 17 | 781.1586 |  | 781.1586 | 0 | 0 | 0 | 0
21.01. | 18 | 826.3009 |  | 826.3009 | 0 | 0 | 0 | 0
21.01. | 19 | 836.1145 |  | 836.1145 | 0 | 0 | 0 | 0
21.01. | 20 | 877.3314 |  | 877.3314 | 0 | 0 | 0 | 0
21.01. | 21 | 906.772 |  | 906.772 | 0 | 0 | 0 | 0
21.01. | 22 | 906.772 |  | 906.772 | 0 | 0 | 0 | 0
21.01. | 23 | 877.3314 |  | 877.3314 | 0 | 0 | 0 | 0
21.01. | 24 | 847.8907 |  | 847.8907 | 0 | 0 | 0 | 0
22.01. | 1 | 796.8603 |  | 796.8603 | 0 | 0 | 0 | 0
22.01. | 2 | 777.2332 |  | 777.2332 | 0 | 0 | 0 | 0
22.01. | 3 | 783.1213 |  | 783.1213 | 0 | 0 | 0 | 0
22.01. | 4 | 787.0467 |  | 787.0467 | 0 | 0 | 0 | 0
22.01. | 5 | 826.3009 |  | 826.3009 | 0 | 0 | 0 | 0
22.01. | 6 | 849.8534 |  | 849.8534 | 0 | 0 | 0 | 0
22.01. | 7 | 859.667 |  | 859.667 | 0 | 0 | 0 | 0
22.01. | 8 | 863.5924 |  | 863.5924 | 0 | 0 | 0 | 0
22.01. | 9 | 893.033 |  | 893.033 | 0 | 0 | 0 | 0
22.01. | 10 | 896.9585 |  | 896.9585 | 0 | 0 | 0 | 0
22.01. | 11 | 912.6602 |  | 912.6602 | 0 | 0 | 0 | 0
22.01. | 12 | 871.4432 |  | 871.4432 | 0 | 0 | 0 | 0
22.01. | 13 | 865.5551 |  | 865.5551 | 0 | 0 | 0 | 0
22.01. | 14 | 859.667 |  | 859.667 | 0 | 0 | 0 | 0
22.01. | 15 | 877.3314 |  | 877.3314 | 0 | 0 | 0 | 0
22.01. | 16 | 871.4432 |  | 871.4432 | 0 | 0 | 0 | 0
22.01. | 17 | 867.5178 |  | 867.5178 | 0 | 0 | 0 | 0
22.01. | 18 | 855.7416 |  | 855.7416 | 0 | 0 | 0 | 0
22.01. | 19 | 898.9212 |  | 898.9212 | 0 | 0 | 0 | 0
22.01. | 20 | 914.6229 |  | 914.6229 | 0 | 0 | 0 | 0
22.01. | 21 | 947.9889 |  | 947.9889 | 0 | 0 | 0 | 0
22.01. | 22 | 959.7652 |  | 959.7652 | 0 | 0 | 0 | 0
22.01. | 23 | 924.4364 |  | 924.4364 | 0 | 0 | 0 | 0
22.01. | 24 | 900.8839 |  | 900.8839 | 0 | 0 | 0 | 0
23.01. | 1 | 908.7347 |  | 908.7347 | 0 | 0 | 0 | 0
23.01. | 2 | 896.9585 |  | 896.9585 | 0 | 0 | 0 | 0
23.01. | 3 | 893.033 |  | 893.033 | 0 | 0 | 0 | 0
23.01. | 4 | 891.0703 |  | 891.0703 | 0 | 0 | 0 | 0
23.01. | 5 | 883.2195 |  | 883.2195 | 0 | 0 | 0 | 0
23.01. | 6 | 885.1822 |  | 885.1822 | 0 | 0 | 0 | 0
23.01. | 7 | 883.2195 |  | 883.2195 | 0 | 0 | 0 | 0
23.01. | 8 | 904.8093 |  | 904.8093 | 0 | 0 | 0 | 0
23.01. | 9 | 900.8839 |  | 900.8839 | 0 | 0 | 0 | 0
23.01. | 10 | 896.9585 |  | 896.9585 | 0 | 0 | 0 | 0
23.01. | 11 | 928.3618 |  | 928.3618 | 0 | 0 | 0 | 0
23.01. | 12 | 875.3687 |  | 875.3687 | 0 | 0 | 0 | 0
23.01. | 13 | 871.4432 |  | 871.4432 | 0 | 0 | 0 | 0
23.01. | 14 | 889.1076 |  | 889.1076 | 0 | 0 | 0 | 0
23.01. | 15 | 891.0703 |  | 891.0703 | 0 | 0 | 0 | 0
23.01. | 16 | 885.1822 |  | 885.1822 | 0 | 0 | 0 | 0
23.01. | 17 | 902.8466 |  | 902.8466 | 0 | 0 | 0 | 0
23.01. | 18 | 916.5856 |  | 916.5856 | 0 | 0 | 0 | 0
23.01. | 19 | 955.8398 |  | 955.8398 | 0 | 0 | 0 | 0
23.01. | 20 | 1000.9821 |  | 1000.9821 | 0 | 0 | 0 | 0
23.01. | 21 | 989.2058 |  | 989.2058 | 0 | 0 | 0 | 0
23.01. | 22 | 993.1313 |  | 993.1313 | 0 | 0 | 0 | 0
23.01. | 23 | 957.8025 |  | 957.8025 | 0 | 0 | 0 | 0
23.01. | 24 | 938.1754 |  | 938.1754 | 0 | 0 | 0 | 0
24.01. | 1 | 910.6974 |  | 910.6974 | 0 | 0 | 0 | 0
24.01. | 2 | 900.8839 |  | 900.8839 | 0 | 0 | 0 | 0
24.01. | 3 | 879.2941 |  | 879.2941 | 0 | 0 | 0 | 0
24.01. | 4 | 883.2195 |  | 883.2195 | 0 | 0 | 0 | 0
24.01. | 5 | 887.1449 |  | 887.1449 | 0 | 0 | 0 | 0
24.01. | 6 | 883.2195 |  | 883.2195 | 0 | 0 | 0 | 0
24.01. | 7 | 906.772 |  | 906.772 | 0 | 0 | 0 | 0
24.01. | 8 | 930.3245 |  | 930.3245 | 0 | 0 | 0 | 0
24.01. | 9 | 965.6533 |  | 965.6533 | 0 | 0 | 0 | 0
24.01. | 10 | 920.511 |  | 920.511 | 0 | 0 | 0 | 0
24.01. | 11 | 900.8839 |  | 900.8839 | 0 | 0 | 0 | 0
24.01. | 12 | 879.2941 |  | 879.2941 | 0 | 0 | 0 | 0
24.01. | 13 | 881.2568 |  | 881.2568 | 0 | 0 | 0 | 0
24.01. | 14 | 877.3314 |  | 877.3314 | 0 | 0 | 0 | 0
24.01. | 15 | 885.1822 |  | 885.1822 | 0 | 0 | 0 | 0
24.01. | 16 | 869.4805 |  | 869.4805 | 0 | 0 | 0 | 0
24.01. | 17 | 879.2941 |  | 879.2941 | 0 | 0 | 0 | 0
24.01. | 18 | 920.511 |  | 920.511 | 0 | 0 | 0 | 0
24.01. | 19 | 997.0567 |  | 997.0567 | 0 | 0 | 0 | 0
24.01. | 20 | 1008.8329 |  | 1008.8329 | 0 | 0 | 0 | 0
24.01. | 21 | 1020.6092 |  | 1020.6092 | 0 | 0 | 0 | 0
24.01. | 22 | 1022.5719 |  | 1022.5719 | 0 | 0 | 0 | 0
24.01. | 23 | 971.5415 |  | 971.5415 | 0 | 0 | 0 | 0
24.01. | 24 | 965.6533 |  | 965.6533 | 0 | 0 | 0 | 0
25.01. | 1 | 920.511 |  | 920.511 | 0 | 0 | 0 | 0
25.01. | 2 | 906.772 |  | 906.772 | 0 | 0 | 0 | 0
25.01. | 3 | 908.7347 |  | 908.7347 | 0 | 0 | 0 | 0
25.01. | 4 | 902.8466 |  | 902.8466 | 0 | 0 | 0 | 0
25.01. | 5 | 871.4432 |  | 871.4432 | 0 | 0 | 0 | 0
25.01. | 6 | 875.3687 |  | 875.3687 | 0 | 0 | 0 | 0
25.01. | 7 | 873.4059 |  | 873.4059 | 0 | 0 | 0 | 0
25.01. | 8 | 896.9585 |  | 896.9585 | 0 | 0 | 0 | 0
25.01. | 9 | 930.3245 |  | 930.3245 | 0 | 0 | 0 | 0
25.01. | 10 | 914.6229 |  | 914.6229 | 0 | 0 | 0 | 0
25.01. | 11 | 910.6974 |  | 910.6974 | 0 | 0 | 0 | 0
25.01. | 12 | 885.1822 |  | 885.1822 | 0 | 0 | 0 | 0
25.01. | 13 | 873.4059 |  | 873.4059 | 0 | 0 | 0 | 0
25.01. | 14 | 887.1449 |  | 887.1449 | 0 | 0 | 0 | 0
25.01. | 15 | 906.772 |  | 906.772 | 0 | 0 | 0 | 0
25.01. | 16 | 904.8093 |  | 904.8093 | 0 | 0 | 0 | 0
25.01. | 17 | 912.6602 |  | 912.6602 | 0 | 0 | 0 | 0
25.01. | 18 | 934.25 |  | 934.25 | 0 | 0 | 0 | 0
25.01. | 19 | 955.8398 |  | 955.8398 | 0 | 0 | 0 | 0
25.01. | 20 | 965.6533 |  | 965.6533 | 0 | 0 | 0 | 0
25.01. | 21 | 981.355 |  | 981.355 | 0 | 0 | 0 | 0
25.01. | 22 | 979.3923 |  | 979.3923 | 0 | 0 | 0 | 0
25.01. | 23 | 946.0262 |  | 946.0262 | 0 | 0 | 0 | 0
25.01. | 24 | 936.2127 |  | 936.2127 | 0 | 0 | 0 | 0
26.01. | 1 | 930.3245 |  | 930.3245 | 0 | 0 | 0 | 0
26.01. | 2 | 930.3245 |  | 930.3245 | 0 | 0 | 0 | 0
26.01. | 3 | 934.25 |  | 934.25 | 0 | 0 | 0 | 0
26.01. | 4 | 922.4737 |  | 922.4737 | 0 | 0 | 0 | 0
26.01. | 5 | 920.511 |  | 920.511 | 0 | 0 | 0 | 0
26.01. | 6 | 920.511 |  | 920.511 | 0 | 0 | 0 | 0
26.01. | 7 | 922.4737 |  | 922.4737 | 0 | 0 | 0 | 0
26.01. | 8 | 924.4364 |  | 924.4364 | 0 | 0 | 0 | 0
26.01. | 9 | 930.3245 |  | 930.3245 | 0 | 0 | 0 | 0
26.01. | 10 | 932.2873 |  | 932.2873 | 0 | 0 | 0 | 0
26.01. | 11 | 902.8466 |  | 902.8466 | 0 | 0 | 0 | 0
26.01. | 12 | 871.4432 |  | 871.4432 | 0 | 0 | 0 | 0
26.01. | 13 | 873.4059 |  | 873.4059 | 0 | 0 | 0 | 0
26.01. | 14 | 873.4059 |  | 873.4059 | 0 | 0 | 0 | 0
26.01. | 15 | 871.4432 |  | 871.4432 | 0 | 0 | 0 | 0
26.01. | 16 | 865.5551 |  | 865.5551 | 0 | 0 | 0 | 0
26.01. | 17 | 873.4059 |  | 873.4059 | 0 | 0 | 0 | 0
26.01. | 18 | 900.8839 |  | 900.8839 | 0 | 0 | 0 | 0
26.01. | 19 | 928.3618 |  | 928.3618 | 0 | 0 | 0 | 0
26.01. | 20 | 942.1008 |  | 942.1008 | 0 | 0 | 0 | 0
26.01. | 21 | 920.511 |  | 920.511 | 0 | 0 | 0 | 0
26.01. | 22 | 914.6229 |  | 914.6229 | 0 | 0 | 0 | 0
26.01. | 23 | 898.9212 |  | 898.9212 | 0 | 0 | 0 | 0
26.01. | 24 | 889.1076 |  | 889.1076 | 0 | 0 | 0 | 0
27.01. | 1 | 861.6297 |  | 861.6297 | 0 | 0 | 0 | 0
27.01. | 2 | 853.7788 |  | 853.7788 | 0 | 0 | 0 | 0
27.01. | 3 | 828.2636 |  | 828.2636 | 0 | 0 | 0 | 0
27.01. | 4 | 808.6365 |  | 808.6365 | 0 | 0 | 0 | 0
27.01. | 5 | 802.7484 |  | 802.7484 | 0 | 0 | 0 | 0
27.01. | 6 | 802.7484 |  | 802.7484 | 0 | 0 | 0 | 0
27.01. | 7 | 802.7484 |  | 802.7484 | 0 | 0 | 0 | 0
27.01. | 8 | 834.1518 |  | 834.1518 | 0 | 0 | 0 | 0
27.01. | 9 | 843.9653 |  | 843.9653 | 0 | 0 | 0 | 0
27.01. | 10 | 840.0399 |  | 840.0399 | 0 | 0 | 0 | 0
27.01. | 11 | 830.2263 |  | 830.2263 | 0 | 0 | 0 | 0
27.01. | 12 | 820.4128 |  | 820.4128 | 0 | 0 | 0 | 0
27.01. | 13 | 790.9721 |  | 790.9721 | 0 | 0 | 0 | 0
27.01. | 14 | 796.8603 |  | 796.8603 | 0 | 0 | 0 | 0
27.01. | 15 | 789.0094 |  | 789.0094 | 0 | 0 | 0 | 0
27.01. | 16 | 783.1213 |  | 783.1213 | 0 | 0 | 0 | 0
27.01. | 17 | 810.5992 |  | 810.5992 | 0 | 0 | 0 | 0
27.01. | 18 | 861.6297 |  | 861.6297 | 0 | 0 | 0 | 0
27.01. | 19 | 879.2941 |  | 879.2941 | 0 | 0 | 0 | 0
27.01. | 20 | 894.9958 |  | 894.9958 | 0 | 0 | 0 | 0
27.01. | 21 | 883.2195 |  | 883.2195 | 0 | 0 | 0 | 0
27.01. | 22 | 877.3314 |  | 877.3314 | 0 | 0 | 0 | 0
27.01. | 23 | 875.3687 |  | 875.3687 | 0 | 0 | 0 | 0
27.01. | 24 | 861.6297 |  | 861.6297 | 0 | 0 | 0 | 0
28.01. | 1 | 832.189 |  | 832.189 | 0 | 0 | 0 | 0
28.01. | 2 | 818.4501 |  | 818.4501 | 0 | 0 | 0 | 0
28.01. | 3 | 816.4874 |  | 816.4874 | 0 | 0 | 0 | 0
28.01. | 4 | 814.5246 |  | 814.5246 | 0 | 0 | 0 | 0
28.01. | 5 | 826.3009 |  | 826.3009 | 0 | 0 | 0 | 0
28.01. | 6 | 832.189 |  | 832.189 | 0 | 0 | 0 | 0
28.01. | 7 | 832.189 |  | 832.189 | 0 | 0 | 0 | 0
28.01. | 8 | 838.0772 |  | 838.0772 | 0 | 0 | 0 | 0
28.01. | 9 | 843.9653 |  | 843.9653 | 0 | 0 | 0 | 0
28.01. | 10 | 842.0026 |  | 842.0026 | 0 | 0 | 0 | 0
28.01. | 11 | 840.0399 |  | 840.0399 | 0 | 0 | 0 | 0
28.01. | 12 | 843.9653 |  | 843.9653 | 0 | 0 | 0 | 0
28.01. | 13 | 830.2263 |  | 830.2263 | 0 | 0 | 0 | 0
28.01. | 14 | 834.1518 |  | 834.1518 | 0 | 0 | 0 | 0
28.01. | 15 | 838.0772 |  | 838.0772 | 0 | 0 | 0 | 0
28.01. | 16 | 840.0399 |  | 840.0399 | 0 | 0 | 0 | 0
28.01. | 17 | 857.7043 |  | 857.7043 | 0 | 0 | 0 | 0
28.01. | 18 | 936.2127 |  | 936.2127 | 0 | 0 | 0 | 0
28.01. | 19 | 1004.9075 |  | 1004.9075 | 0 | 0 | 0 | 0
28.01. | 20 | 987.2431 |  | 987.2431 | 0 | 0 | 0 | 0
28.01. | 21 | 991.1685 |  | 991.1685 | 0 | 0 | 0 | 0
28.01. | 22 | 981.355 |  | 981.355 | 0 | 0 | 0 | 0
28.01. | 23 | 961.7279 |  | 961.7279 | 0 | 0 | 0 | 0
28.01. | 24 | 932.2873 |  | 932.2873 | 0 | 0 | 0 | 0
29.01. | 1 | 922.4737 |  | 922.4737 | 0 | 0 | 0 | 0
29.01. | 2 | 949.9516 |  | 949.9516 | 0 | 0 | 0 | 0
29.01. | 3 | 944.0635 |  | 944.0635 | 0 | 0 | 0 | 0
29.01. | 4 | 940.1381 |  | 940.1381 | 0 | 0 | 0 | 0
29.01. | 5 | 916.5856 |  | 916.5856 | 0 | 0 | 0 | 0
29.01. | 6 | 918.5483 |  | 918.5483 | 0 | 0 | 0 | 0
29.01. | 7 | 942.1008 |  | 942.1008 | 0 | 0 | 0 | 0
29.01. | 8 | 953.8771 |  | 953.8771 | 0 | 0 | 0 | 0
29.01. | 9 | 965.6533 |  | 965.6533 | 0 | 0 | 0 | 0
29.01. | 10 | 955.8398 |  | 955.8398 | 0 | 0 | 0 | 0
29.01. | 11 | 946.0262 |  | 946.0262 | 0 | 0 | 0 | 0
29.01. | 12 | 940.1381 |  | 940.1381 | 0 | 0 | 0 | 0
29.01. | 13 | 938.1754 |  | 938.1754 | 0 | 0 | 0 | 0
29.01. | 14 | 940.1381 |  | 940.1381 | 0 | 0 | 0 | 0
29.01. | 15 | 940.1381 |  | 940.1381 | 0 | 0 | 0 | 0
29.01. | 16 | 928.3618 |  | 928.3618 | 0 | 0 | 0 | 0
29.01. | 17 | 930.3245 |  | 930.3245 | 0 | 0 | 0 | 0
29.01. | 18 | 987.2431 |  | 987.2431 | 0 | 0 | 0 | 0
29.01. | 19 | 1020.6092 |  | 1020.6092 | 0 | 0 | 0 | 0
29.01. | 20 | 1030.4228 |  | 1030.4228 | 0 | 0 | 0 | 0
29.01. | 21 | 1026.4973 |  | 1026.4973 | 0 | 0 | 0 | 0
29.01. | 22 | 1016.6838 |  | 1016.6838 | 0 | 0 | 0 | 0
29.01. | 23 | 995.094 |  | 995.094 | 0 | 0 | 0 | 0
29.01. | 24 | 987.2431 |  | 987.2431 | 0 | 0 | 0 | 0
30.01. | 1 | 999.0194 |  | 999.0194 | 0 | 0 | 0 | 0
30.01. | 2 | 991.1685 |  | 991.1685 | 0 | 0 | 0 | 0
30.01. | 3 | 983.3177 |  | 983.3177 | 0 | 0 | 0 | 0
30.01. | 4 | 989.2058 |  | 989.2058 | 0 | 0 | 0 | 0
30.01. | 5 | 989.2058 |  | 989.2058 | 0 | 0 | 0 | 0
30.01. | 6 | 985.2804 |  | 985.2804 | 0 | 0 | 0 | 0
30.01. | 7 | 985.2804 |  | 985.2804 | 0 | 0 | 0 | 0
30.01. | 8 | 997.0567 |  | 997.0567 | 0 | 0 | 0 | 0
30.01. | 9 | 1018.6465 |  | 1018.6465 | 0 | 0 | 0 | 0
30.01. | 10 | 1018.6465 |  | 1018.6465 | 0 | 0 | 0 | 0
30.01. | 11 | 1008.8329 |  | 1008.8329 | 0 | 0 | 0 | 0
30.01. | 12 | 1008.8329 |  | 1008.8329 | 0 | 0 | 0 | 0
30.01. | 13 | 1008.8329 |  | 1008.8329 | 0 | 0 | 0 | 0
30.01. | 14 | 1016.6838 |  | 1016.6838 | 0 | 0 | 0 | 0
30.01. | 15 | 997.0567 |  | 997.0567 | 0 | 0 | 0 | 0
30.01. | 16 | 1032.3855 |  | 1032.3855 | 0 | 0 | 0 | 0
30.01. | 17 | 1046.1244 |  | 1046.1244 | 0 | 0 | 0 | 0
30.01. | 18 | 1053.9753 |  | 1053.9753 | 0 | 0 | 0 | 0
30.01. | 19 | 1061.8261 |  | 1061.8261 | 0 | 0 | 0 | 0
30.01. | 20 | 1073.6024 |  | 1073.6024 | 0 | 0 | 0 | 0
30.01. | 21 | 1089.3041 |  | 1089.3041 | 0 | 0 | 0 | 0
30.01. | 22 | 1083.4159 |  | 1083.4159 | 0 | 0 | 0 | 0
30.01. | 23 | 1071.6397 |  | 1071.6397 | 0 | 0 | 0 | 0
30.01. | 24 | 1073.6024 |  | 1073.6024 | 0 | 0 | 0 | 0
31.01. | 1 | 1034.3482 |  | 1034.3482 | 0 | 0 | 0 | 0
31.01. | 2 | 1016.6838 |  | 1016.6838 | 0 | 0 | 0 | 0
31.01. | 3 | 973.5042 |  | 973.5042 | 0 | 0 | 0 | 0
31.01. | 4 | 967.616 |  | 967.616 | 0 | 0 | 0 | 0
31.01. | 5 | 942.1008 |  | 942.1008 | 0 | 0 | 0 | 0
31.01. | 6 | 953.8771 |  | 953.8771 | 0 | 0 | 0 | 0
31.01. | 7 | 1002.9448 |  | 1002.9448 | 0 | 0 | 0 | 0
31.01. | 8 | 1020.6092 |  | 1020.6092 | 0 | 0 | 0 | 0
31.01. | 9 | 1042.199 |  | 1042.199 | 0 | 0 | 0 | 0
31.01. | 10 | 1030.4228 |  | 1030.4228 | 0 | 0 | 0 | 0
31.01. | 11 | 995.094 |  | 995.094 | 0 | 0 | 0 | 0
31.01. | 12 | 967.616 |  | 967.616 | 0 | 0 | 0 | 0
31.01. | 13 | 991.1685 |  | 991.1685 | 0 | 0 | 0 | 0
31.01. | 14 | 993.1313 |  | 993.1313 | 0 | 0 | 0 | 0
31.01. | 15 | 985.2804 |  | 985.2804 | 0 | 0 | 0 | 0
31.01. | 16 | 991.1685 |  | 991.1685 | 0 | 0 | 0 | 0
31.01. | 17 | 991.1685 |  | 991.1685 | 0 | 0 | 0 | 0
31.01. | 18 | 997.0567 |  | 997.0567 | 0 | 0 | 0 | 0
31.01. | 19 | 1048.0871 |  | 1048.0871 | 0 | 0 | 0 | 0
31.01. | 20 | 1065.7515 |  | 1065.7515 | 0 | 0 | 0 | 0
31.01. | 21 | 1075.5651 |  | 1075.5651 | 0 | 0 | 0 | 0
31.01. | 22 | 1077.5278 |  | 1077.5278 | 0 | 0 | 0 | 0
31.01. | 23 | 1053.9753 |  | 1053.9753 | 0 | 0 | 0 | 0
31.01. | 24 | 1050.0499 |  | 1050.0499 | 0 | 0 | 0 | 0
01.02. | 1 | 1036.3109 |  | 1036.3109 | 0 | 0 | 0 | 0
01.02. | 2 | 1044.1617 |  | 1044.1617 | 0 | 0 | 0 | 0
01.02. | 3 | 1038.2736 |  | 1038.2736 | 0 | 0 | 0 | 0
01.02. | 4 | 1032.3855 |  | 1032.3855 | 0 | 0 | 0 | 0
01.02. | 5 | 1030.4228 |  | 1030.4228 | 0 | 0 | 0 | 0
01.02. | 6 | 1028.46 |  | 1028.46 | 0 | 0 | 0 | 0
01.02. | 7 | 1030.4228 |  | 1030.4228 | 0 | 0 | 0 | 0
01.02. | 8 | 1030.4228 |  | 1030.4228 | 0 | 0 | 0 | 0
01.02. | 9 | 1048.0871 |  | 1048.0871 | 0 | 0 | 0 | 0
01.02. | 10 | 1042.199 |  | 1042.199 | 0 | 0 | 0 | 0
01.02. | 11 | 1028.46 |  | 1028.46 | 0 | 0 | 0 | 0
01.02. | 12 | 1020.6092 |  | 1020.6092 | 0 | 0 | 0 | 0
01.02. | 13 | 1020.6092 |  | 1020.6092 | 0 | 0 | 0 | 0
01.02. | 14 | 1028.46 |  | 1028.46 | 0 | 0 | 0 | 0
01.02. | 15 | 1016.6838 |  | 1016.6838 | 0 | 0 | 0 | 0
01.02. | 16 | 1034.3482 |  | 1034.3482 | 0 | 0 | 0 | 0
01.02. | 17 | 1038.2736 |  | 1038.2736 | 0 | 0 | 0 | 0
01.02. | 18 | 1052.0126 |  | 1052.0126 | 0 | 0 | 0 | 0
01.02. | 19 | 1057.9007 |  | 1057.9007 | 0 | 0 | 0 | 0
01.02. | 20 | 1073.6024 |  | 1073.6024 | 0 | 0 | 0 | 0
01.02. | 21 | 1097.1549 |  | 1097.1549 | 0 | 0 | 0 | 0
01.02. | 22 | 1087.3413 |  | 1087.3413 | 0 | 0 | 0 | 0
01.02. | 23 | 1081.4532 |  | 1081.4532 | 0 | 0 | 0 | 0
01.02. | 24 | 1071.6397 |  | 1071.6397 | 0 | 0 | 0 | 0
02.02. | 1 | 1055.938 |  | 1055.938 | 0 | 0 | 0 | 0
02.02. | 2 | 1053.9753 |  | 1053.9753 | 0 | 0 | 0 | 0
02.02. | 3 | 1052.0126 |  | 1052.0126 | 0 | 0 | 0 | 0
02.02. | 4 | 1052.0126 |  | 1052.0126 | 0 | 0 | 0 | 0
02.02. | 5 | 1055.938 |  | 1055.938 | 0 | 0 | 0 | 0
02.02. | 6 | 1057.9007 |  | 1057.9007 | 0 | 0 | 0 | 0
02.02. | 7 | 1050.0499 |  | 1050.0499 | 0 | 0 | 0 | 0
02.02. | 8 | 1040.2363 |  | 1040.2363 | 0 | 0 | 0 | 0
02.02. | 9 | 1048.0871 |  | 1048.0871 | 0 | 0 | 0 | 0
02.02. | 10 | 1036.3109 |  | 1036.3109 | 0 | 0 | 0 | 0
02.02. | 11 | 1018.6465 |  | 1018.6465 | 0 | 0 | 0 | 0
02.02. | 12 | 973.5042 |  | 973.5042 | 0 | 0 | 0 | 0
02.02. | 13 | 973.5042 |  | 973.5042 | 0 | 0 | 0 | 0
02.02. | 14 | 977.4296 |  | 977.4296 | 0 | 0 | 0 | 0
02.02. | 15 | 997.0567 |  | 997.0567 | 0 | 0 | 0 | 0
02.02. | 16 | 1010.7957 |  | 1010.7957 | 0 | 0 | 0 | 0
02.02. | 17 | 1030.4228 |  | 1030.4228 | 0 | 0 | 0 | 0
02.02. | 18 | 1063.7888 |  | 1063.7888 | 0 | 0 | 0 | 0
02.02. | 19 | 1071.6397 |  | 1071.6397 | 0 | 0 | 0 | 0
02.02. | 20 | 1075.5651 |  | 1075.5651 | 0 | 0 | 0 | 0
02.02. | 21 | 1079.4905 |  | 1079.4905 | 0 | 0 | 0 | 0
02.02. | 22 | 1087.3413 |  | 1087.3413 | 0 | 0 | 0 | 0
02.02. | 23 | 1087.3413 |  | 1087.3413 | 0 | 0 | 0 | 0
02.02. | 24 | 1079.4905 |  | 1079.4905 | 0 | 0 | 0 | 0
03.02. | 1 | 1065.7515 |  | 1065.7515 | 0 | 0 | 0 | 0
03.02. | 2 | 1063.7888 |  | 1063.7888 | 0 | 0 | 0 | 0
03.02. | 3 | 1061.8261 |  | 1061.8261 | 0 | 0 | 0 | 0
03.02. | 4 | 1059.8634 |  | 1059.8634 | 0 | 0 | 0 | 0
03.02. | 5 | 1052.0126 |  | 1052.0126 | 0 | 0 | 0 | 0
03.02. | 6 | 1052.0126 |  | 1052.0126 | 0 | 0 | 0 | 0
03.02. | 7 | 1053.9753 |  | 1053.9753 | 0 | 0 | 0 | 0
03.02. | 8 | 1046.1244 |  | 1046.1244 | 0 | 0 | 0 | 0
03.02. | 9 | 1044.1617 |  | 1044.1617 | 0 | 0 | 0 | 0
03.02. | 10 | 1030.4228 |  | 1030.4228 | 0 | 0 | 0 | 0
03.02. | 11 | 969.5787 |  | 969.5787 | 0 | 0 | 0 | 0
03.02. | 12 | 967.616 |  | 967.616 | 0 | 0 | 0 | 0
03.02. | 13 | 953.8771 |  | 953.8771 | 0 | 0 | 0 | 0
03.02. | 14 | 953.8771 |  | 953.8771 | 0 | 0 | 0 | 0
03.02. | 15 | 957.8025 |  | 957.8025 | 0 | 0 | 0 | 0
03.02. | 16 | 957.8025 |  | 957.8025 | 0 | 0 | 0 | 0
03.02. | 17 | 955.8398 |  | 955.8398 | 0 | 0 | 0 | 0
03.02. | 18 | 1000.9821 |  | 1000.9821 | 0 | 0 | 0 | 0
03.02. | 19 | 1040.2363 |  | 1040.2363 | 0 | 0 | 0 | 0
03.02. | 20 | 1085.3786 |  | 1085.3786 | 0 | 0 | 0 | 0
03.02. | 21 | 1099.1176 |  | 1099.1176 | 0 | 0 | 0 | 0
03.02. | 22 | 1097.1549 |  | 1097.1549 | 0 | 0 | 0 | 0
03.02. | 23 | 1093.2295 |  | 1093.2295 | 0 | 0 | 0 | 0
03.02. | 24 | 1032.3855 |  | 1032.3855 | 0 | 0 | 0 | 0
04.02. | 1 | 1012.7584 |  | 1012.7584 | 0 | 0 | 0 | 0
04.02. | 2 | 1012.7584 |  | 1012.7584 | 0 | 0 | 0 | 0
04.02. | 3 | 1006.8702 |  | 1006.8702 | 0 | 0 | 0 | 0
04.02. | 4 | 1002.9448 |  | 1002.9448 | 0 | 0 | 0 | 0
04.02. | 5 | 1006.8702 |  | 1006.8702 | 0 | 0 | 0 | 0
04.02. | 6 | 995.094 |  | 995.094 | 0 | 0 | 0 | 0
04.02. | 7 | 993.1313 |  | 993.1313 | 0 | 0 | 0 | 0
04.02. | 8 | 1000.9821 |  | 1000.9821 | 0 | 0 | 0 | 0
04.02. | 9 | 1028.46 |  | 1028.46 | 0 | 0 | 0 | 0
04.02. | 10 | 993.1313 |  | 993.1313 | 0 | 0 | 0 | 0
04.02. | 11 | 928.3618 |  | 928.3618 | 0 | 0 | 0 | 0
04.02. | 12 | 910.6974 |  | 910.6974 | 0 | 0 | 0 | 0
04.02. | 13 | 902.8466 |  | 902.8466 | 0 | 0 | 0 | 0
04.02. | 14 | 902.8466 |  | 902.8466 | 0 | 0 | 0 | 0
04.02. | 15 | 908.7347 |  | 908.7347 | 0 | 0 | 0 | 0
04.02. | 16 | 906.772 |  | 906.772 | 0 | 0 | 0 | 0
04.02. | 17 | 908.7347 |  | 908.7347 | 0 | 0 | 0 | 0
04.02. | 18 | 995.094 |  | 995.094 | 0 | 0 | 0 | 0
04.02. | 19 | 1024.5346 |  | 1024.5346 | 0 | 0 | 0 | 0
04.02. | 20 | 1028.46 |  | 1028.46 | 0 | 0 | 0 | 0
04.02. | 21 | 1044.1617 |  | 1044.1617 | 0 | 0 | 0 | 0
04.02. | 22 | 1057.9007 |  | 1057.9007 | 0 | 0 | 0 | 0
04.02. | 23 | 1032.3855 |  | 1032.3855 | 0 | 0 | 0 | 0
04.02. | 24 | 987.2431 |  | 987.2431 | 0 | 0 | 0 | 0
05.02. | 1 | 995.094 |  | 995.094 | 0 | 0 | 0 | 0
05.02. | 2 | 991.1685 |  | 991.1685 | 0 | 0 | 0 | 0
05.02. | 3 | 997.0567 |  | 997.0567 | 0 | 0 | 0 | 0
05.02. | 4 | 993.1313 |  | 993.1313 | 0 | 0 | 0 | 0
05.02. | 5 | 991.1685 |  | 991.1685 | 0 | 0 | 0 | 0
05.02. | 6 | 993.1313 |  | 993.1313 | 0 | 0 | 0 | 0
05.02. | 7 | 1002.9448 |  | 1002.9448 | 0 | 0 | 0 | 0
05.02. | 8 | 1008.8329 |  | 1008.8329 | 0 | 0 | 0 | 0
05.02. | 9 | 1024.5346 |  | 1024.5346 | 0 | 0 | 0 | 0
05.02. | 10 | 1020.6092 |  | 1020.6092 | 0 | 0 | 0 | 0
05.02. | 11 | 1016.6838 |  | 1016.6838 | 0 | 0 | 0 | 0
05.02. | 12 | 983.3177 |  | 983.3177 | 0 | 0 | 0 | 0
05.02. | 13 | 1010.7957 |  | 1010.7957 | 0 | 0 | 0 | 0
05.02. | 14 | 1006.8702 |  | 1006.8702 | 0 | 0 | 0 | 0
05.02. | 15 | 1002.9448 |  | 1002.9448 | 0 | 0 | 0 | 0
05.02. | 16 | 993.1313 |  | 993.1313 | 0 | 0 | 0 | 0
05.02. | 17 | 987.2431 |  | 987.2431 | 0 | 0 | 0 | 0
05.02. | 18 | 1008.8329 |  | 1008.8329 | 0 | 0 | 0 | 0
05.02. | 19 | 1034.3482 |  | 1034.3482 | 0 | 0 | 0 | 0
05.02. | 20 | 1050.0499 |  | 1050.0499 | 0 | 0 | 0 | 0
05.02. | 21 | 1032.3855 |  | 1032.3855 | 0 | 0 | 0 | 0
05.02. | 22 | 1038.2736 |  | 1038.2736 | 0 | 0 | 0 | 0
05.02. | 23 | 1032.3855 |  | 1032.3855 | 0 | 0 | 0 | 0
05.02. | 24 | 1020.6092 |  | 1020.6092 | 0 | 0 | 0 | 0
06.02. | 1 | 946.0262 |  | 946.0262 | 0 | 0 | 0 | 0
06.02. | 2 | 947.9889 |  | 947.9889 | 0 | 0 | 0 | 0
06.02. | 3 | 932.2873 |  | 932.2873 | 0 | 0 | 0 | 0
06.02. | 4 | 918.5483 |  | 918.5483 | 0 | 0 | 0 | 0
06.02. | 5 | 916.5856 |  | 916.5856 | 0 | 0 | 0 | 0
06.02. | 6 | 922.4737 |  | 922.4737 | 0 | 0 | 0 | 0
06.02. | 7 | 914.6229 |  | 914.6229 | 0 | 0 | 0 | 0
06.02. | 8 | 924.4364 |  | 924.4364 | 0 | 0 | 0 | 0
06.02. | 9 | 934.25 |  | 934.25 | 0 | 0 | 0 | 0
06.02. | 10 | 934.25 |  | 934.25 | 0 | 0 | 0 | 0
06.02. | 11 | 932.2873 |  | 932.2873 | 0 | 0 | 0 | 0
06.02. | 12 | 926.3991 |  | 926.3991 | 0 | 0 | 0 | 0
06.02. | 13 | 902.8466 |  | 902.8466 | 0 | 0 | 0 | 0
06.02. | 14 | 900.8839 |  | 900.8839 | 0 | 0 | 0 | 0
06.02. | 15 | 900.8839 |  | 900.8839 | 0 | 0 | 0 | 0
06.02. | 16 | 904.8093 |  | 904.8093 | 0 | 0 | 0 | 0
06.02. | 17 | 912.6602 |  | 912.6602 | 0 | 0 | 0 | 0
06.02. | 18 | 904.8093 |  | 904.8093 | 0 | 0 | 0 | 0
06.02. | 19 | 914.6229 |  | 914.6229 | 0 | 0 | 0 | 0
06.02. | 20 | 910.6974 |  | 910.6974 | 0 | 0 | 0 | 0
06.02. | 21 | 926.3991 |  | 926.3991 | 0 | 0 | 0 | 0
06.02. | 22 | 932.2873 |  | 932.2873 | 0 | 0 | 0 | 0
06.02. | 23 | 928.3618 |  | 928.3618 | 0 | 0 | 0 | 0
06.02. | 24 | 922.4737 |  | 922.4737 | 0 | 0 | 0 | 0
07.02. | 1 | 902.8466 |  | 902.8466 | 0 | 0 | 0 | 0
07.02. | 2 | 863.5924 |  | 863.5924 | 0 | 0 | 0 | 0
07.02. | 3 | 849.8534 |  | 849.8534 | 0 | 0 | 0 | 0
07.02. | 4 | 853.7788 |  | 853.7788 | 0 | 0 | 0 | 0
07.02. | 5 | 847.8907 |  | 847.8907 | 0 | 0 | 0 | 0
07.02. | 6 | 845.928 |  | 845.928 | 0 | 0 | 0 | 0
07.02. | 7 | 843.9653 |  | 843.9653 | 0 | 0 | 0 | 0
07.02. | 8 | 865.5551 |  | 865.5551 | 0 | 0 | 0 | 0
07.02. | 9 | 883.2195 |  | 883.2195 | 0 | 0 | 0 | 0
07.02. | 10 | 873.4059 |  | 873.4059 | 0 | 0 | 0 | 0
07.02. | 11 | 869.4805 |  | 869.4805 | 0 | 0 | 0 | 0
07.02. | 12 | 861.6297 |  | 861.6297 | 0 | 0 | 0 | 0
07.02. | 13 | 859.667 |  | 859.667 | 0 | 0 | 0 | 0
07.02. | 14 | 857.7043 |  | 857.7043 | 0 | 0 | 0 | 0
07.02. | 15 | 885.1822 |  | 885.1822 | 0 | 0 | 0 | 0
07.02. | 16 | 877.3314 |  | 877.3314 | 0 | 0 | 0 | 0
07.02. | 17 | 867.5178 |  | 867.5178 | 0 | 0 | 0 | 0
07.02. | 18 | 887.1449 |  | 887.1449 | 0 | 0 | 0 | 0
07.02. | 19 | 893.033 |  | 893.033 | 0 | 0 | 0 | 0
07.02. | 20 | 893.033 |  | 893.033 | 0 | 0 | 0 | 0
07.02. | 21 | 889.1076 |  | 889.1076 | 0 | 0 | 0 | 0
07.02. | 22 | 891.0703 |  | 891.0703 | 0 | 0 | 0 | 0
07.02. | 23 | 894.9958 |  | 894.9958 | 0 | 0 | 0 | 0
07.02. | 24 | 910.6974 |  | 910.6974 | 0 | 0 | 0 | 0
08.02. | 1 | 896.9585 |  | 896.9585 | 0 | 0 | 0 | 0
08.02. | 2 | 891.0703 |  | 891.0703 | 0 | 0 | 0 | 0
08.02. | 3 | 893.033 |  | 893.033 | 0 | 0 | 0 | 0
08.02. | 4 | 889.1076 |  | 889.1076 | 0 | 0 | 0 | 0
08.02. | 5 | 891.0703 |  | 891.0703 | 0 | 0 | 0 | 0
08.02. | 6 | 889.1076 |  | 889.1076 | 0 | 0 | 0 | 0
08.02. | 7 | 885.1822 |  | 885.1822 | 0 | 0 | 0 | 0
08.02. | 8 | 926.3991 |  | 926.3991 | 0 | 0 | 0 | 0
08.02. | 9 | 938.1754 |  | 938.1754 | 0 | 0 | 0 | 0
08.02. | 10 | 951.9143 |  | 951.9143 | 0 | 0 | 0 | 0
08.02. | 11 | 932.2873 |  | 932.2873 | 0 | 0 | 0 | 0
08.02. | 12 | 926.3991 |  | 926.3991 | 0 | 0 | 0 | 0
08.02. | 13 | 930.3245 |  | 930.3245 | 0 | 0 | 0 | 0
08.02. | 14 | 938.1754 |  | 938.1754 | 0 | 0 | 0 | 0
08.02. | 15 | 936.2127 |  | 936.2127 | 0 | 0 | 0 | 0
08.02. | 16 | 932.2873 |  | 932.2873 | 0 | 0 | 0 | 0
08.02. | 17 | 934.25 |  | 934.25 | 0 | 0 | 0 | 0
08.02. | 18 | 944.0635 |  | 944.0635 | 0 | 0 | 0 | 0
08.02. | 19 | 938.1754 |  | 938.1754 | 0 | 0 | 0 | 0
08.02. | 20 | 938.1754 |  | 938.1754 | 0 | 0 | 0 | 0
08.02. | 21 | 930.3245 |  | 930.3245 | 0 | 0 | 0 | 0
08.02. | 22 | 932.2873 |  | 932.2873 | 0 | 0 | 0 | 0
08.02. | 23 | 930.3245 |  | 930.3245 | 0 | 0 | 0 | 0
08.02. | 24 | 896.9585 |  | 896.9585 | 0 | 0 | 0 | 0
09.02. | 1 | 851.8161 |  | 851.8161 | 0 | 0 | 0 | 0
09.02. | 2 | 842.0026 |  | 842.0026 | 0 | 0 | 0 | 0
09.02. | 3 | 842.0026 |  | 842.0026 | 0 | 0 | 0 | 0
09.02. | 4 | 840.0399 |  | 840.0399 | 0 | 0 | 0 | 0
09.02. | 5 | 842.0026 |  | 842.0026 | 0 | 0 | 0 | 0
09.02. | 6 | 838.0772 |  | 838.0772 | 0 | 0 | 0 | 0
09.02. | 7 | 832.189 |  | 832.189 | 0 | 0 | 0 | 0
09.02. | 8 | 832.189 |  | 832.189 | 0 | 0 | 0 | 0
09.02. | 9 | 843.9653 |  | 843.9653 | 0 | 0 | 0 | 0
09.02. | 10 | 840.0399 |  | 840.0399 | 0 | 0 | 0 | 0
09.02. | 11 | 836.1145 |  | 836.1145 | 0 | 0 | 0 | 0
09.02. | 12 | 826.3009 |  | 826.3009 | 0 | 0 | 0 | 0
09.02. | 13 | 820.4128 |  | 820.4128 | 0 | 0 | 0 | 0
09.02. | 14 | 802.7484 |  | 802.7484 | 0 | 0 | 0 | 0
09.02. | 15 | 802.7484 |  | 802.7484 | 0 | 0 | 0 | 0
09.02. | 16 | 802.7484 |  | 802.7484 | 0 | 0 | 0 | 0
09.02. | 17 | 824.3382 |  | 824.3382 | 0 | 0 | 0 | 0
09.02. | 18 | 838.0772 |  | 838.0772 | 0 | 0 | 0 | 0
09.02. | 19 | 840.0399 |  | 840.0399 | 0 | 0 | 0 | 0
09.02. | 20 | 851.8161 |  | 851.8161 | 0 | 0 | 0 | 0
09.02. | 21 | 855.7416 |  | 855.7416 | 0 | 0 | 0 | 0
09.02. | 22 | 855.7416 |  | 855.7416 | 0 | 0 | 0 | 0
09.02. | 23 | 857.7043 |  | 857.7043 | 0 | 0 | 0 | 0
09.02. | 24 | 840.0399 |  | 840.0399 | 0 | 0 | 0 | 0
10.02. | 1 | 824.3382 |  | 824.3382 | 0 | 0 | 0 | 0
10.02. | 2 | 826.3009 |  | 826.3009 | 0 | 0 | 0 | 0
10.02. | 3 | 826.3009 |  | 826.3009 | 0 | 0 | 0 | 0
10.02. | 4 | 824.3382 |  | 824.3382 | 0 | 0 | 0 | 0
10.02. | 5 | 855.7416 |  | 855.7416 | 0 | 0 | 0 | 0
10.02. | 6 | 855.7416 |  | 855.7416 | 0 | 0 | 0 | 0
10.02. | 7 | 853.7788 |  | 853.7788 | 0 | 0 | 0 | 0
10.02. | 8 | 853.7788 |  | 853.7788 | 0 | 0 | 0 | 0
10.02. | 9 | 857.7043 |  | 857.7043 | 0 | 0 | 0 | 0
10.02. | 10 | 861.6297 |  | 861.6297 | 0 | 0 | 0 | 0
10.02. | 11 | 822.3755 |  | 822.3755 | 0 | 0 | 0 | 0
10.02. | 12 | 816.4874 |  | 816.4874 | 0 | 0 | 0 | 0
10.02. | 13 | 822.3755 |  | 822.3755 | 0 | 0 | 0 | 0
10.02. | 14 | 810.5992 |  | 810.5992 | 0 | 0 | 0 | 0
10.02. | 15 | 820.4128 |  | 820.4128 | 0 | 0 | 0 | 0
10.02. | 16 | 822.3755 |  | 822.3755 | 0 | 0 | 0 | 0
10.02. | 17 | 867.5178 |  | 867.5178 | 0 | 0 | 0 | 0
10.02. | 18 | 900.8839 |  | 900.8839 | 0 | 0 | 0 | 0
10.02. | 19 | 932.2873 |  | 932.2873 | 0 | 0 | 0 | 0
10.02. | 20 | 932.2873 |  | 932.2873 | 0 | 0 | 0 | 0
10.02. | 21 | 928.3618 |  | 928.3618 | 0 | 0 | 0 | 0
10.02. | 22 | 924.4364 |  | 924.4364 | 0 | 0 | 0 | 0
10.02. | 23 | 928.3618 |  | 928.3618 | 0 | 0 | 0 | 0
10.02. | 24 | 914.6229 |  | 914.6229 | 0 | 0 | 0 | 0
11.02. | 1 | 881.2568 |  | 881.2568 | 0 | 0 | 0 | 0
11.02. | 2 | 853.7788 |  | 853.7788 | 0 | 0 | 0 | 0
11.02. | 3 | 879.2941 |  | 879.2941 | 0 | 0 | 0 | 0
11.02. | 4 | 873.4059 |  | 873.4059 | 0 | 0 | 0 | 0
11.02. | 5 | 853.7788 |  | 853.7788 | 0 | 0 | 0 | 0
11.02. | 6 | 851.8161 |  | 851.8161 | 0 | 0 | 0 | 0
11.02. | 7 | 853.7788 |  | 853.7788 | 0 | 0 | 0 | 0
11.02. | 8 | 847.8907 |  | 847.8907 | 0 | 0 | 0 | 0
11.02. | 9 | 855.7416 |  | 855.7416 | 0 | 0 | 0 | 0
11.02. | 10 | 843.9653 |  | 843.9653 | 0 | 0 | 0 | 0
11.02. | 11 | 842.0026 |  | 842.0026 | 0 | 0 | 0 | 0
11.02. | 12 | 840.0399 |  | 840.0399 | 0 | 0 | 0 | 0
11.02. | 13 | 853.7788 |  | 853.7788 | 0 | 0 | 0 | 0
11.02. | 14 | 845.928 |  | 845.928 | 0 | 0 | 0 | 0
11.02. | 15 | 847.8907 |  | 847.8907 | 0 | 0 | 0 | 0
11.02. | 16 | 845.928 |  | 845.928 | 0 | 0 | 0 | 0
11.02. | 17 | 851.8161 |  | 851.8161 | 0 | 0 | 0 | 0
11.02. | 18 | 896.9585 |  | 896.9585 | 0 | 0 | 0 | 0
11.02. | 19 | 947.9889 |  | 947.9889 | 0 | 0 | 0 | 0
11.02. | 20 | 999.0194 |  | 999.0194 | 0 | 0 | 0 | 0
11.02. | 21 | 1000.9821 |  | 1000.9821 | 0 | 0 | 0 | 0
11.02. | 22 | 999.0194 |  | 999.0194 | 0 | 0 | 0 | 0
11.02. | 23 | 999.0194 |  | 999.0194 | 0 | 0 | 0 | 0
11.02. | 24 | 987.2431 |  | 987.2431 | 0 | 0 | 0 | 0
12.02. | 1 | 969.5787 |  | 969.5787 | 0 | 0 | 0 | 0
12.02. | 2 | 965.6533 |  | 965.6533 | 0 | 0 | 0 | 0
12.02. | 3 | 967.616 |  | 967.616 | 0 | 0 | 0 | 0
12.02. | 4 | 963.6906 |  | 963.6906 | 0 | 0 | 0 | 0
12.02. | 5 | 965.6533 |  | 965.6533 | 0 | 0 | 0 | 0
12.02. | 6 | 965.6533 |  | 965.6533 | 0 | 0 | 0 | 0
12.02. | 7 | 975.4669 |  | 975.4669 | 0 | 0 | 0 | 0
12.02. | 8 | 991.1685 |  | 991.1685 | 0 | 0 | 0 | 0
12.02. | 9 | 1012.7584 |  | 1012.7584 | 0 | 0 | 0 | 0
12.02. | 10 | 1018.6465 |  | 1018.6465 | 0 | 0 | 0 | 0
12.02. | 11 | 1022.5719 |  | 1022.5719 | 0 | 0 | 0 | 0
12.02. | 12 | 971.5415 |  | 971.5415 | 0 | 0 | 0 | 0
12.02. | 13 | 991.1685 |  | 991.1685 | 0 | 0 | 0 | 0
12.02. | 14 | 1030.4228 |  | 1030.4228 | 0 | 0 | 0 | 0
12.02. | 15 | 1028.46 |  | 1028.46 | 0 | 0 | 0 | 0
12.02. | 16 | 1034.3482 |  | 1034.3482 | 0 | 0 | 0 | 0
12.02. | 17 | 1034.3482 |  | 1034.3482 | 0 | 0 | 0 | 0
12.02. | 18 | 1042.199 |  | 1042.199 | 0 | 0 | 0 | 0
12.02. | 19 | 1042.199 |  | 1042.199 | 0 | 0 | 0 | 0
12.02. | 20 | 1046.1244 |  | 1046.1244 | 0 | 0 | 0 | 0
12.02. | 21 | 1032.3855 |  | 1032.3855 | 0 | 0 | 0 | 0
12.02. | 22 | 1038.2736 |  | 1038.2736 | 0 | 0 | 0 | 0
12.02. | 23 | 1034.3482 |  | 1034.3482 | 0 | 0 | 0 | 0
12.02. | 24 | 1026.4973 |  | 1026.4973 | 0 | 0 | 0 | 0
13.02. | 1 | 1018.6465 |  | 1018.6465 | 0 | 0 | 0 | 0
13.02. | 2 | 983.3177 |  | 983.3177 | 0 | 0 | 0 | 0
13.02. | 3 | 999.0194 |  | 999.0194 | 0 | 0 | 0 | 0
13.02. | 4 | 995.094 |  | 995.094 | 0 | 0 | 0 | 0
13.02. | 5 | 995.094 |  | 995.094 | 0 | 0 | 0 | 0
13.02. | 6 | 999.0194 |  | 999.0194 | 0 | 0 | 0 | 0
13.02. | 7 | 1012.7584 |  | 1012.7584 | 0 | 0 | 0 | 0
13.02. | 8 | 1006.8702 |  | 1006.8702 | 0 | 0 | 0 | 0
13.02. | 9 | 1022.5719 |  | 1022.5719 | 0 | 0 | 0 | 0
13.02. | 10 | 1032.3855 |  | 1032.3855 | 0 | 0 | 0 | 0
13.02. | 11 | 1006.8702 |  | 1006.8702 | 0 | 0 | 0 | 0
13.02. | 12 | 979.3923 |  | 979.3923 | 0 | 0 | 0 | 0
13.02. | 13 | 989.2058 |  | 989.2058 | 0 | 0 | 0 | 0
13.02. | 14 | 999.0194 |  | 999.0194 | 0 | 0 | 0 | 0
13.02. | 15 | 995.094 |  | 995.094 | 0 | 0 | 0 | 0
13.02. | 16 | 995.094 |  | 995.094 | 0 | 0 | 0 | 0
13.02. | 17 | 995.094 |  | 995.094 | 0 | 0 | 0 | 0
13.02. | 18 | 1016.6838 |  | 1016.6838 | 0 | 0 | 0 | 0
13.02. | 19 | 1036.3109 |  | 1036.3109 | 0 | 0 | 0 | 0
13.02. | 20 | 1048.0871 |  | 1048.0871 | 0 | 0 | 0 | 0
13.02. | 21 | 1052.0126 |  | 1052.0126 | 0 | 0 | 0 | 0
13.02. | 22 | 1055.938 |  | 1055.938 | 0 | 0 | 0 | 0
13.02. | 23 | 1048.0871 |  | 1048.0871 | 0 | 0 | 0 | 0
13.02. | 24 | 1028.46 |  | 1028.46 | 0 | 0 | 0 | 0
14.02. | 1 | 1004.9075 |  | 1004.9075 | 0 | 0 | 0 | 0
14.02. | 2 | 989.2058 |  | 989.2058 | 0 | 0 | 0 | 0
14.02. | 3 | 991.1685 |  | 991.1685 | 0 | 0 | 0 | 0
14.02. | 4 | 991.1685 |  | 991.1685 | 0 | 0 | 0 | 0
14.02. | 5 | 995.094 |  | 995.094 | 0 | 0 | 0 | 0
14.02. | 6 | 989.2058 |  | 989.2058 | 0 | 0 | 0 | 0
14.02. | 7 | 1006.8702 |  | 1006.8702 | 0 | 0 | 0 | 0
14.02. | 8 | 1030.4228 |  | 1030.4228 | 0 | 0 | 0 | 0
14.02. | 9 | 1044.1617 |  | 1044.1617 | 0 | 0 | 0 | 0
14.02. | 10 | 1036.3109 |  | 1036.3109 | 0 | 0 | 0 | 0
14.02. | 11 | 1032.3855 |  | 1032.3855 | 0 | 0 | 0 | 0
14.02. | 12 | 1018.6465 |  | 1018.6465 | 0 | 0 | 0 | 0
14.02. | 13 | 1044.1617 |  | 1044.1617 | 0 | 0 | 0 | 0
14.02. | 14 | 1042.199 |  | 1042.199 | 0 | 0 | 0 | 0
14.02. | 15 | 1034.3482 |  | 1034.3482 | 0 | 0 | 0 | 0
14.02. | 16 | 1050.0499 |  | 1050.0499 | 0 | 0 | 0 | 0
14.02. | 17 | 1059.8634 |  | 1059.8634 | 0 | 0 | 0 | 0
14.02. | 18 | 1079.4905 |  | 1079.4905 | 0 | 0 | 0 | 0
14.02. | 19 | 1097.1549 |  | 1097.1549 | 0 | 0 | 0 | 0
14.02. | 20 | 1106.9684 |  | 1106.9684 | 0 | 0 | 0 | 0
14.02. | 21 | 1105.0057 |  | 1105.0057 | 0 | 0 | 0 | 0
14.02. | 22 | 1106.9684 |  | 1106.9684 | 0 | 0 | 0 | 0
14.02. | 23 | 1093.2295 |  | 1093.2295 | 0 | 0 | 0 | 0
14.02. | 24 | 1067.7142 |  | 1067.7142 | 0 | 0 | 0 | 0
15.02. | 1 | 1022.5719 |  | 1022.5719 | 0 | 0 | 0 | 0
15.02. | 2 | 1020.6092 |  | 1020.6092 | 0 | 0 | 0 | 0
15.02. | 3 | 1014.7211 |  | 1014.7211 | 0 | 0 | 0 | 0
15.02. | 4 | 1012.7584 |  | 1012.7584 | 0 | 0 | 0 | 0
15.02. | 5 | 1012.7584 |  | 1012.7584 | 0 | 0 | 0 | 0
15.02. | 6 | 1016.6838 |  | 1016.6838 | 0 | 0 | 0 | 0
15.02. | 7 | 1028.46 |  | 1028.46 | 0 | 0 | 0 | 0
15.02. | 8 | 1038.2736 |  | 1038.2736 | 0 | 0 | 0 | 0
15.02. | 9 | 1050.0499 |  | 1050.0499 | 0 | 0 | 0 | 0
15.02. | 10 | 1000.9821 |  | 1000.9821 | 0 | 0 | 0 | 0
15.02. | 11 | 1038.2736 |  | 1038.2736 | 0 | 0 | 0 | 0
15.02. | 12 | 1024.5346 |  | 1024.5346 | 0 | 0 | 0 | 0
15.02. | 13 | 1018.6465 |  | 1018.6465 | 0 | 0 | 0 | 0
15.02. | 14 | 1040.2363 |  | 1040.2363 | 0 | 0 | 0 | 0
15.02. | 15 | 1042.199 |  | 1042.199 | 0 | 0 | 0 | 0
15.02. | 16 | 1040.2363 |  | 1040.2363 | 0 | 0 | 0 | 0
15.02. | 17 | 1052.0126 |  | 1052.0126 | 0 | 0 | 0 | 0
15.02. | 18 | 1059.8634 |  | 1059.8634 | 0 | 0 | 0 | 0
15.02. | 19 | 1067.7142 |  | 1067.7142 | 0 | 0 | 0 | 0
15.02. | 20 | 1093.2295 |  | 1093.2295 | 0 | 0 | 0 | 0
15.02. | 21 | 1085.3786 |  | 1085.3786 | 0 | 0 | 0 | 0
15.02. | 22 | 1083.4159 |  | 1083.4159 | 0 | 0 | 0 | 0
15.02. | 23 | 1052.0126 |  | 1052.0126 | 0 | 0 | 0 | 0
15.02. | 24 | 1046.1244 |  | 1046.1244 | 0 | 0 | 0 | 0
16.02. | 1 | 1024.5346 |  | 1024.5346 | 0 | 0 | 0 | 0
16.02. | 2 | 977.4296 |  | 977.4296 | 0 | 0 | 0 | 0
16.02. | 3 | 973.5042 |  | 973.5042 | 0 | 0 | 0 | 0
16.02. | 4 | 987.2431 |  | 987.2431 | 0 | 0 | 0 | 0
16.02. | 5 | 987.2431 |  | 987.2431 | 0 | 0 | 0 | 0
16.02. | 6 | 987.2431 |  | 987.2431 | 0 | 0 | 0 | 0
16.02. | 7 | 1026.4973 |  | 1026.4973 | 0 | 0 | 0 | 0
16.02. | 8 | 1022.5719 |  | 1022.5719 | 0 | 0 | 0 | 0
16.02. | 9 | 1012.7584 |  | 1012.7584 | 0 | 0 | 0 | 0
16.02. | 10 | 1016.6838 |  | 1016.6838 | 0 | 0 | 0 | 0
16.02. | 11 | 1018.6465 |  | 1018.6465 | 0 | 0 | 0 | 0
16.02. | 12 | 987.2431 |  | 987.2431 | 0 | 0 | 0 | 0
16.02. | 13 | 1024.5346 |  | 1024.5346 | 0 | 0 | 0 | 0
16.02. | 14 | 981.355 |  | 981.355 | 0 | 0 | 0 | 0
16.02. | 15 | 991.1685 |  | 991.1685 | 0 | 0 | 0 | 0
16.02. | 16 | 985.2804 |  | 985.2804 | 0 | 0 | 0 | 0
16.02. | 17 | 993.1313 |  | 993.1313 | 0 | 0 | 0 | 0
16.02. | 18 | 1061.8261 |  | 1061.8261 | 0 | 0 | 0 | 0
16.02. | 19 | 1083.4159 |  | 1083.4159 | 0 | 0 | 0 | 0
16.02. | 20 | 1091.2668 |  | 1091.2668 | 0 | 0 | 0 | 0
16.02. | 21 | 1097.1549 |  | 1097.1549 | 0 | 0 | 0 | 0
16.02. | 22 | 1083.4159 |  | 1083.4159 | 0 | 0 | 0 | 0
16.02. | 23 | 1067.7142 |  | 1067.7142 | 0 | 0 | 0 | 0
16.02. | 24 | 1063.7888 |  | 1063.7888 | 0 | 0 | 0 | 0
17.02. | 1 | 1053.9753 |  | 1053.9753 | 0 | 0 | 0 | 0
17.02. | 2 | 1004.9075 |  | 1004.9075 | 0 | 0 | 0 | 0
17.02. | 3 | 1000.9821 |  | 1000.9821 | 0 | 0 | 0 | 0
17.02. | 4 | 997.0567 |  | 997.0567 | 0 | 0 | 0 | 0
17.02. | 5 | 989.2058 |  | 989.2058 | 0 | 0 | 0 | 0
17.02. | 6 | 991.1685 |  | 991.1685 | 0 | 0 | 0 | 0
17.02. | 7 | 995.094 |  | 995.094 | 0 | 0 | 0 | 0
17.02. | 8 | 995.094 |  | 995.094 | 0 | 0 | 0 | 0
17.02. | 9 | 1004.9075 |  | 1004.9075 | 0 | 0 | 0 | 0
17.02. | 10 | 981.355 |  | 981.355 | 0 | 0 | 0 | 0
17.02. | 11 | 955.8398 |  | 955.8398 | 0 | 0 | 0 | 0
17.02. | 12 | 963.6906 |  | 963.6906 | 0 | 0 | 0 | 0
17.02. | 13 | 981.355 |  | 981.355 | 0 | 0 | 0 | 0
17.02. | 14 | 985.2804 |  | 985.2804 | 0 | 0 | 0 | 0
17.02. | 15 | 985.2804 |  | 985.2804 | 0 | 0 | 0 | 0
17.02. | 16 | 983.3177 |  | 983.3177 | 0 | 0 | 0 | 0
17.02. | 17 | 985.2804 |  | 985.2804 | 0 | 0 | 0 | 0
17.02. | 18 | 993.1313 |  | 993.1313 | 0 | 0 | 0 | 0
17.02. | 19 | 1067.7142 |  | 1067.7142 | 0 | 0 | 0 | 0
17.02. | 20 | 1075.5651 |  | 1075.5651 | 0 | 0 | 0 | 0
17.02. | 21 | 1073.6024 |  | 1073.6024 | 0 | 0 | 0 | 0
17.02. | 22 | 1073.6024 |  | 1073.6024 | 0 | 0 | 0 | 0
17.02. | 23 | 1073.6024 |  | 1073.6024 | 0 | 0 | 0 | 0
17.02. | 24 | 1065.7515 |  | 1065.7515 | 0 | 0 | 0 | 0
18.02. | 1 | 1026.4973 |  | 1026.4973 | 0 | 0 | 0 | 0
18.02. | 2 | 985.2804 |  | 985.2804 | 0 | 0 | 0 | 0
18.02. | 3 | 979.3923 |  | 979.3923 | 0 | 0 | 0 | 0
18.02. | 4 | 975.4669 |  | 975.4669 | 0 | 0 | 0 | 0
18.02. | 5 | 989.2058 |  | 989.2058 | 0 | 0 | 0 | 0
18.02. | 6 | 989.2058 |  | 989.2058 | 0 | 0 | 0 | 0
18.02. | 7 | 981.355 |  | 981.355 | 0 | 0 | 0 | 0
18.02. | 8 | 991.1685 |  | 991.1685 | 0 | 0 | 0 | 0
18.02. | 9 | 995.094 |  | 995.094 | 0 | 0 | 0 | 0
18.02. | 10 | 983.3177 |  | 983.3177 | 0 | 0 | 0 | 0
18.02. | 11 | 981.355 |  | 981.355 | 0 | 0 | 0 | 0
18.02. | 12 | 965.6533 |  | 965.6533 | 0 | 0 | 0 | 0
18.02. | 13 | 981.355 |  | 981.355 | 0 | 0 | 0 | 0
18.02. | 14 | 985.2804 |  | 985.2804 | 0 | 0 | 0 | 0
18.02. | 15 | 1000.9821 |  | 1000.9821 | 0 | 0 | 0 | 0
18.02. | 16 | 985.2804 |  | 985.2804 | 0 | 0 | 0 | 0
18.02. | 17 | 997.0567 |  | 997.0567 | 0 | 0 | 0 | 0
18.02. | 18 | 1026.4973 |  | 1026.4973 | 0 | 0 | 0 | 0
18.02. | 19 | 1055.938 |  | 1055.938 | 0 | 0 | 0 | 0
18.02. | 20 | 1059.8634 |  | 1059.8634 | 0 | 0 | 0 | 0
18.02. | 21 | 1077.5278 |  | 1077.5278 | 0 | 0 | 0 | 0
18.02. | 22 | 1083.4159 |  | 1083.4159 | 0 | 0 | 0 | 0
18.02. | 23 | 1079.4905 |  | 1079.4905 | 0 | 0 | 0 | 0
18.02. | 24 | 1057.9007 |  | 1057.9007 | 0 | 0 | 0 | 0
19.02. | 1 | 993.1313 |  | 993.1313 | 0 | 0 | 0 | 0
19.02. | 2 | 991.1685 |  | 991.1685 | 0 | 0 | 0 | 0
19.02. | 3 | 985.2804 |  | 985.2804 | 0 | 0 | 0 | 0
19.02. | 4 | 987.2431 |  | 987.2431 | 0 | 0 | 0 | 0
19.02. | 5 | 989.2058 |  | 989.2058 | 0 | 0 | 0 | 0
19.02. | 6 | 983.3177 |  | 983.3177 | 0 | 0 | 0 | 0
19.02. | 7 | 989.2058 |  | 989.2058 | 0 | 0 | 0 | 0
19.02. | 8 | 1044.1617 |  | 1044.1617 | 0 | 0 | 0 | 0
19.02. | 9 | 1065.7515 |  | 1065.7515 | 0 | 0 | 0 | 0
19.02. | 10 | 1050.0499 |  | 1050.0499 | 0 | 0 | 0 | 0
19.02. | 11 | 1026.4973 |  | 1026.4973 | 0 | 0 | 0 | 0
19.02. | 12 | 1014.7211 |  | 1014.7211 | 0 | 0 | 0 | 0
19.02. | 13 | 991.1685 |  | 991.1685 | 0 | 0 | 0 | 0
19.02. | 14 | 991.1685 |  | 991.1685 | 0 | 0 | 0 | 0
19.02. | 15 | 991.1685 |  | 991.1685 | 0 | 0 | 0 | 0
19.02. | 16 | 995.094 |  | 995.094 | 0 | 0 | 0 | 0
19.02. | 17 | 997.0567 |  | 997.0567 | 0 | 0 | 0 | 0
19.02. | 18 | 1055.938 |  | 1055.938 | 0 | 0 | 0 | 0
19.02. | 19 | 1089.3041 |  | 1089.3041 | 0 | 0 | 0 | 0
19.02. | 20 | 1103.043 |  | 1103.043 | 0 | 0 | 0 | 0
19.02. | 21 | 1106.9684 |  | 1106.9684 | 0 | 0 | 0 | 0
19.02. | 22 | 1110.8939 |  | 1110.8939 | 0 | 0 | 0 | 0
19.02. | 23 | 1099.1176 |  | 1099.1176 | 0 | 0 | 0 | 0
19.02. | 24 | 1083.4159 |  | 1083.4159 | 0 | 0 | 0 | 0
20.02. | 1 | 1085.3786 |  | 1085.3786 | 0 | 0 | 0 | 0
20.02. | 2 | 1071.6397 |  | 1071.6397 | 0 | 0 | 0 | 0
20.02. | 3 | 1067.7142 |  | 1067.7142 | 0 | 0 | 0 | 0
20.02. | 4 | 1042.199 |  | 1042.199 | 0 | 0 | 0 | 0
20.02. | 5 | 1044.1617 |  | 1044.1617 | 0 | 0 | 0 | 0
20.02. | 6 | 1061.8261 |  | 1061.8261 | 0 | 0 | 0 | 0
20.02. | 7 | 1040.2363 |  | 1040.2363 | 0 | 0 | 0 | 0
20.02. | 8 | 1052.0126 |  | 1052.0126 | 0 | 0 | 0 | 0
20.02. | 9 | 1075.5651 |  | 1075.5651 | 0 | 0 | 0 | 0
20.02. | 10 | 1034.3482 |  | 1034.3482 | 0 | 0 | 0 | 0
20.02. | 11 | 1026.4973 |  | 1026.4973 | 0 | 0 | 0 | 0
20.02. | 12 | 1024.5346 |  | 1024.5346 | 0 | 0 | 0 | 0
20.02. | 13 | 1006.8702 |  | 1006.8702 | 0 | 0 | 0 | 0
20.02. | 14 | 1010.7957 |  | 1010.7957 | 0 | 0 | 0 | 0
20.02. | 15 | 1014.7211 |  | 1014.7211 | 0 | 0 | 0 | 0
20.02. | 16 | 1016.6838 |  | 1016.6838 | 0 | 0 | 0 | 0
20.02. | 17 | 1028.46 |  | 1028.46 | 0 | 0 | 0 | 0
20.02. | 18 | 1038.2736 |  | 1038.2736 | 0 | 0 | 0 | 0
20.02. | 19 | 1057.9007 |  | 1057.9007 | 0 | 0 | 0 | 0
20.02. | 20 | 1069.677 |  | 1069.677 | 0 | 0 | 0 | 0
20.02. | 21 | 1077.5278 |  | 1077.5278 | 0 | 0 | 0 | 0
20.02. | 22 | 1097.1549 |  | 1097.1549 | 0 | 0 | 0 | 0
20.02. | 23 | 1079.4905 |  | 1079.4905 | 0 | 0 | 0 | 0
20.02. | 24 | 1061.8261 |  | 1061.8261 | 0 | 0 | 0 | 0
21.02. | 1 | 1026.4973 |  | 1026.4973 | 0 | 0 | 0 | 0
21.02. | 2 | 999.0194 |  | 999.0194 | 0 | 0 | 0 | 0
21.02. | 3 | 983.3177 |  | 983.3177 | 0 | 0 | 0 | 0
21.02. | 4 | 949.9516 |  | 949.9516 | 0 | 0 | 0 | 0
21.02. | 5 | 965.6533 |  | 965.6533 | 0 | 0 | 0 | 0
21.02. | 6 | 973.5042 |  | 973.5042 | 0 | 0 | 0 | 0
21.02. | 7 | 949.9516 |  | 949.9516 | 0 | 0 | 0 | 0
21.02. | 8 | 949.9516 |  | 949.9516 | 0 | 0 | 0 | 0
21.02. | 9 | 959.7652 |  | 959.7652 | 0 | 0 | 0 | 0
21.02. | 10 | 961.7279 |  | 961.7279 | 0 | 0 | 0 | 0
21.02. | 11 | 959.7652 |  | 959.7652 | 0 | 0 | 0 | 0
21.02. | 12 | 940.1381 |  | 940.1381 | 0 | 0 | 0 | 0
21.02. | 13 | 965.6533 |  | 965.6533 | 0 | 0 | 0 | 0
21.02. | 14 | 916.5856 |  | 916.5856 | 0 | 0 | 0 | 0
21.02. | 15 | 963.6906 |  | 963.6906 | 0 | 0 | 0 | 0
21.02. | 16 | 922.4737 |  | 922.4737 | 0 | 0 | 0 | 0
21.02. | 17 | 922.4737 |  | 922.4737 | 0 | 0 | 0 | 0
21.02. | 18 | 957.8025 |  | 957.8025 | 0 | 0 | 0 | 0
21.02. | 19 | 918.5483 |  | 918.5483 | 0 | 0 | 0 | 0
21.02. | 20 | 934.25 |  | 934.25 | 0 | 0 | 0 | 0
21.02. | 21 | 926.3991 |  | 926.3991 | 0 | 0 | 0 | 0
21.02. | 22 | 936.2127 |  | 936.2127 | 0 | 0 | 0 | 0
21.02. | 23 | 926.3991 |  | 926.3991 | 0 | 0 | 0 | 0
21.02. | 24 | 898.9212 |  | 898.9212 | 0 | 0 | 0 | 0
22.02. | 1 | 873.4059 |  | 873.4059 | 0 | 0 | 0 | 0
22.02. | 2 | 857.7043 |  | 857.7043 | 0 | 0 | 0 | 0
22.02. | 3 | 869.4805 |  | 869.4805 | 0 | 0 | 0 | 0
22.02. | 4 | 865.5551 |  | 865.5551 | 0 | 0 | 0 | 0
22.02. | 5 | 869.4805 |  | 869.4805 | 0 | 0 | 0 | 0
22.02. | 6 | 887.1449 |  | 887.1449 | 0 | 0 | 0 | 0
22.02. | 7 | 889.1076 |  | 889.1076 | 0 | 0 | 0 | 0
22.02. | 8 | 894.9958 |  | 894.9958 | 0 | 0 | 0 | 0
22.02. | 9 | 898.9212 |  | 898.9212 | 0 | 0 | 0 | 0
22.02. | 10 | 894.9958 |  | 894.9958 | 0 | 0 | 0 | 0
22.02. | 11 | 881.2568 |  | 881.2568 | 0 | 0 | 0 | 0
22.02. | 12 | 853.7788 |  | 853.7788 | 0 | 0 | 0 | 0
22.02. | 13 | 849.8534 |  | 849.8534 | 0 | 0 | 0 | 0
22.02. | 14 | 851.8161 |  | 851.8161 | 0 | 0 | 0 | 0
22.02. | 15 | 845.928 |  | 845.928 | 0 | 0 | 0 | 0
22.02. | 16 | 849.8534 |  | 849.8534 | 0 | 0 | 0 | 0
22.02. | 17 | 853.7788 |  | 853.7788 | 0 | 0 | 0 | 0
22.02. | 18 | 857.7043 |  | 857.7043 | 0 | 0 | 0 | 0
22.02. | 19 | 904.8093 |  | 904.8093 | 0 | 0 | 0 | 0
22.02. | 20 | 922.4737 |  | 922.4737 | 0 | 0 | 0 | 0
22.02. | 21 | 916.5856 |  | 916.5856 | 0 | 0 | 0 | 0
22.02. | 22 | 926.3991 |  | 926.3991 | 0 | 0 | 0 | 0
22.02. | 23 | 944.0635 |  | 944.0635 | 0 | 0 | 0 | 0
22.02. | 24 | 908.7347 |  | 908.7347 | 0 | 0 | 0 | 0
23.02. | 1 | 900.8839 |  | 900.8839 | 0 | 0 | 0 | 0
23.02. | 2 | 891.0703 |  | 891.0703 | 0 | 0 | 0 | 0
23.02. | 3 | 893.033 |  | 893.033 | 0 | 0 | 0 | 0
23.02. | 4 | 877.3314 |  | 877.3314 | 0 | 0 | 0 | 0
23.02. | 5 | 881.2568 |  | 881.2568 | 0 | 0 | 0 | 0
23.02. | 6 | 894.9958 |  | 894.9958 | 0 | 0 | 0 | 0
23.02. | 7 | 889.1076 |  | 889.1076 | 0 | 0 | 0 | 0
23.02. | 8 | 887.1449 |  | 887.1449 | 0 | 0 | 0 | 0
23.02. | 9 | 885.1822 |  | 885.1822 | 0 | 0 | 0 | 0
23.02. | 10 | 887.1449 |  | 887.1449 | 0 | 0 | 0 | 0
23.02. | 11 | 881.2568 |  | 881.2568 | 0 | 0 | 0 | 0
23.02. | 12 | 867.5178 |  | 867.5178 | 0 | 0 | 0 | 0
23.02. | 13 | 857.7043 |  | 857.7043 | 0 | 0 | 0 | 0
23.02. | 14 | 865.5551 |  | 865.5551 | 0 | 0 | 0 | 0
23.02. | 15 | 869.4805 |  | 869.4805 | 0 | 0 | 0 | 0
23.02. | 16 | 842.0026 |  | 842.0026 | 0 | 0 | 0 | 0
23.02. | 17 | 873.4059 |  | 873.4059 | 0 | 0 | 0 | 0
23.02. | 18 | 908.7347 |  | 908.7347 | 0 | 0 | 0 | 0
23.02. | 19 | 910.6974 |  | 910.6974 | 0 | 0 | 0 | 0
23.02. | 20 | 932.2873 |  | 932.2873 | 0 | 0 | 0 | 0
23.02. | 21 | 949.9516 |  | 949.9516 | 0 | 0 | 0 | 0
23.02. | 22 | 926.3991 |  | 926.3991 | 0 | 0 | 0 | 0
23.02. | 23 | 934.25 |  | 934.25 | 0 | 0 | 0 | 0
23.02. | 24 | 922.4737 |  | 922.4737 | 0 | 0 | 0 | 0
24.02. | 1 | 930.3245 |  | 930.3245 | 0 | 0 | 0 | 0
24.02. | 2 | 910.6974 |  | 910.6974 | 0 | 0 | 0 | 0
24.02. | 3 | 893.033 |  | 893.033 | 0 | 0 | 0 | 0
24.02. | 4 | 893.033 |  | 893.033 | 0 | 0 | 0 | 0
24.02. | 5 | 881.2568 |  | 881.2568 | 0 | 0 | 0 | 0
24.02. | 6 | 879.2941 |  | 879.2941 | 0 | 0 | 0 | 0
24.02. | 7 | 887.1449 |  | 887.1449 | 0 | 0 | 0 | 0
24.02. | 8 | 904.8093 |  | 904.8093 | 0 | 0 | 0 | 0
24.02. | 9 | 918.5483 |  | 918.5483 | 0 | 0 | 0 | 0
24.02. | 10 | 908.7347 |  | 908.7347 | 0 | 0 | 0 | 0
24.02. | 11 | 898.9212 |  | 898.9212 | 0 | 0 | 0 | 0
24.02. | 12 | 873.4059 |  | 873.4059 | 0 | 0 | 0 | 0
24.02. | 13 | 898.9212 |  | 898.9212 | 0 | 0 | 0 | 0
24.02. | 14 | 877.3314 |  | 877.3314 | 0 | 0 | 0 | 0
24.02. | 15 | 885.1822 |  | 885.1822 | 0 | 0 | 0 | 0
24.02. | 16 | 881.2568 |  | 881.2568 | 0 | 0 | 0 | 0
24.02. | 17 | 881.2568 |  | 881.2568 | 0 | 0 | 0 | 0
24.02. | 18 | 883.2195 |  | 883.2195 | 0 | 0 | 0 | 0
24.02. | 19 | 918.5483 |  | 918.5483 | 0 | 0 | 0 | 0
24.02. | 20 | 936.2127 |  | 936.2127 | 0 | 0 | 0 | 0
24.02. | 21 | 924.4364 |  | 924.4364 | 0 | 0 | 0 | 0
24.02. | 22 | 924.4364 |  | 924.4364 | 0 | 0 | 0 | 0
24.02. | 23 | 916.5856 |  | 916.5856 | 0 | 0 | 0 | 0
24.02. | 24 | 883.2195 |  | 883.2195 | 0 | 0 | 0 | 0
25.02. | 1 | 847.8907 |  | 847.8907 | 0 | 0 | 0 | 0
25.02. | 2 | 855.7416 |  | 855.7416 | 0 | 0 | 0 | 0
25.02. | 3 | 855.7416 |  | 855.7416 | 0 | 0 | 0 | 0
25.02. | 4 | 845.928 |  | 845.928 | 0 | 0 | 0 | 0
25.02. | 5 | 859.667 |  | 859.667 | 0 | 0 | 0 | 0
25.02. | 6 | 859.667 |  | 859.667 | 0 | 0 | 0 | 0
25.02. | 7 | 857.7043 |  | 857.7043 | 0 | 0 | 0 | 0
25.02. | 8 | 855.7416 |  | 855.7416 | 0 | 0 | 0 | 0
25.02. | 9 | 853.7788 |  | 853.7788 | 0 | 0 | 0 | 0
25.02. | 10 | 836.1145 |  | 836.1145 | 0 | 0 | 0 | 0
25.02. | 11 | 773.3077 |  | 773.3077 | 0 | 0 | 0 | 0
25.02. | 12 | 728.1654 |  | 728.1654 | 0 | 0 | 0 | 0
25.02. | 13 | 710.501 |  | 710.501 | 0 | 0 | 0 | 0
25.02. | 14 | 706.5756 |  | 706.5756 | 0 | 0 | 0 | 0
25.02. | 15 | 702.6502 |  | 702.6502 | 0 | 0 | 0 | 0
25.02. | 16 | 692.8366 |  | 692.8366 | 0 | 0 | 0 | 0
25.02. | 17 | 698.7248 |  | 698.7248 | 0 | 0 | 0 | 0
25.02. | 18 | 755.6433 |  | 755.6433 | 0 | 0 | 0 | 0
25.02. | 19 | 840.0399 |  | 840.0399 | 0 | 0 | 0 | 0
25.02. | 20 | 855.7416 |  | 855.7416 | 0 | 0 | 0 | 0
25.02. | 21 | 889.1076 |  | 889.1076 | 0 | 0 | 0 | 0
25.02. | 22 | 900.8839 |  | 900.8839 | 0 | 0 | 0 | 0
25.02. | 23 | 845.928 |  | 845.928 | 0 | 0 | 0 | 0
25.02. | 24 | 869.4805 |  | 869.4805 | 0 | 0 | 0 | 0
26.02. | 1 | 840.0399 |  | 840.0399 | 0 | 0 | 0 | 0
26.02. | 2 | 845.928 |  | 845.928 | 0 | 0 | 0 | 0
26.02. | 3 | 847.8907 |  | 847.8907 | 0 | 0 | 0 | 0
26.02. | 4 | 843.9653 |  | 843.9653 | 0 | 0 | 0 | 0
26.02. | 5 | 842.0026 |  | 842.0026 | 0 | 0 | 0 | 0
26.02. | 6 | 847.8907 |  | 847.8907 | 0 | 0 | 0 | 0
26.02. | 7 | 859.667 |  | 859.667 | 0 | 0 | 0 | 0
26.02. | 8 | 898.9212 |  | 898.9212 | 0 | 0 | 0 | 0
26.02. | 9 | 920.511 |  | 920.511 | 0 | 0 | 0 | 0
26.02. | 10 | 891.0703 |  | 891.0703 | 0 | 0 | 0 | 0
26.02. | 11 | 873.4059 |  | 873.4059 | 0 | 0 | 0 | 0
26.02. | 12 | 871.4432 |  | 871.4432 | 0 | 0 | 0 | 0
26.02. | 13 | 873.4059 |  | 873.4059 | 0 | 0 | 0 | 0
26.02. | 14 | 875.3687 |  | 875.3687 | 0 | 0 | 0 | 0
26.02. | 15 | 877.3314 |  | 877.3314 | 0 | 0 | 0 | 0
26.02. | 16 | 865.5551 |  | 865.5551 | 0 | 0 | 0 | 0
26.02. | 17 | 867.5178 |  | 867.5178 | 0 | 0 | 0 | 0
26.02. | 18 | 865.5551 |  | 865.5551 | 0 | 0 | 0 | 0
26.02. | 19 | 912.6602 |  | 912.6602 | 0 | 0 | 0 | 0
26.02. | 20 | 963.6906 |  | 963.6906 | 0 | 0 | 0 | 0
26.02. | 21 | 975.4669 |  | 975.4669 | 0 | 0 | 0 | 0
26.02. | 22 | 979.3923 |  | 979.3923 | 0 | 0 | 0 | 0
26.02. | 23 | 969.5787 |  | 969.5787 | 0 | 0 | 0 | 0
26.02. | 24 | 944.0635 |  | 944.0635 | 0 | 0 | 0 | 0
27.02. | 1 | 879.2941 |  | 879.2941 | 0 | 0 | 0 | 0
27.02. | 2 | 867.5178 |  | 867.5178 | 0 | 0 | 0 | 0
27.02. | 3 | 869.4805 |  | 869.4805 | 0 | 0 | 0 | 0
27.02. | 4 | 867.5178 |  | 867.5178 | 0 | 0 | 0 | 0
27.02. | 5 | 869.4805 |  | 869.4805 | 0 | 0 | 0 | 0
27.02. | 6 | 871.4432 |  | 871.4432 | 0 | 0 | 0 | 0
27.02. | 7 | 904.8093 |  | 904.8093 | 0 | 0 | 0 | 0
27.02. | 8 | 928.3618 |  | 928.3618 | 0 | 0 | 0 | 0
27.02. | 9 | 940.1381 |  | 940.1381 | 0 | 0 | 0 | 0
27.02. | 10 | 928.3618 |  | 928.3618 | 0 | 0 | 0 | 0
27.02. | 11 | 906.772 |  | 906.772 | 0 | 0 | 0 | 0
27.02. | 12 | 893.033 |  | 893.033 | 0 | 0 | 0 | 0
27.02. | 13 | 893.033 |  | 893.033 | 0 | 0 | 0 | 0
27.02. | 14 | 900.8839 |  | 900.8839 | 0 | 0 | 0 | 0
27.02. | 15 | 896.9585 |  | 896.9585 | 0 | 0 | 0 | 0
27.02. | 16 | 894.9958 |  | 894.9958 | 0 | 0 | 0 | 0
27.02. | 17 | 902.8466 |  | 902.8466 | 0 | 0 | 0 | 0
27.02. | 18 | 928.3618 |  | 928.3618 | 0 | 0 | 0 | 0
27.02. | 19 | 981.355 |  | 981.355 | 0 | 0 | 0 | 0
27.02. | 20 | 1000.9821 |  | 1000.9821 | 0 | 0 | 0 | 0
27.02. | 21 | 993.1313 |  | 993.1313 | 0 | 0 | 0 | 0
27.02. | 22 | 1000.9821 |  | 1000.9821 | 0 | 0 | 0 | 0
27.02. | 23 | 989.2058 |  | 989.2058 | 0 | 0 | 0 | 0
27.02. | 24 | 979.3923 |  | 979.3923 | 0 | 0 | 0 | 0
28.02. | 1 | 961.7279 |  | 961.7279 | 0 | 0 | 0 | 0
28.02. | 2 | 944.0635 |  | 944.0635 | 0 | 0 | 0 | 0
28.02. | 3 | 940.1381 |  | 940.1381 | 0 | 0 | 0 | 0
28.02. | 4 | 936.2127 |  | 936.2127 | 0 | 0 | 0 | 0
28.02. | 5 | 940.1381 |  | 940.1381 | 0 | 0 | 0 | 0
28.02. | 6 | 949.9516 |  | 949.9516 | 0 | 0 | 0 | 0
28.02. | 7 | 965.6533 |  | 965.6533 | 0 | 0 | 0 | 0
28.02. | 8 | 961.7279 |  | 961.7279 | 0 | 0 | 0 | 0
28.02. | 9 | 975.4669 |  | 975.4669 | 0 | 0 | 0 | 0
28.02. | 10 | 971.5415 |  | 971.5415 | 0 | 0 | 0 | 0
28.02. | 11 | 932.2873 |  | 932.2873 | 0 | 0 | 0 | 0
28.02. | 12 | 891.0703 |  | 891.0703 | 0 | 0 | 0 | 0
28.02. | 13 | 920.511 |  | 920.511 | 0 | 0 | 0 | 0
28.02. | 14 | 920.511 |  | 920.511 | 0 | 0 | 0 | 0
28.02. | 15 | 914.6229 |  | 914.6229 | 0 | 0 | 0 | 0
28.02. | 16 | 910.6974 |  | 910.6974 | 0 | 0 | 0 | 0
28.02. | 17 | 906.772 |  | 906.772 | 0 | 0 | 0 | 0
28.02. | 18 | 969.5787 |  | 969.5787 | 0 | 0 | 0 | 0
28.02. | 19 | 977.4296 |  | 977.4296 | 0 | 0 | 0 | 0
28.02. | 20 | 1002.9448 |  | 1002.9448 | 0 | 0 | 0 | 0
28.02. | 21 | 993.1313 |  | 993.1313 | 0 | 0 | 0 | 0
28.02. | 22 | 999.0194 |  | 999.0194 | 0 | 0 | 0 | 0
28.02. | 23 | 995.094 |  | 995.094 | 0 | 0 | 0 | 0
28.02. | 24 | 985.2804 |  | 985.2804 | 0 | 0 | 0 | 0
01.03. | 1 | 922.4737 |  | 922.4737 | 0 | 0 | 0 | 0
01.03. | 2 | 912.6602 |  | 912.6602 | 0 | 0 | 0 | 0
01.03. | 3 | 908.7347 |  | 908.7347 | 0 | 0 | 0 | 0
01.03. | 4 | 908.7347 |  | 908.7347 | 0 | 0 | 0 | 0
01.03. | 5 | 904.8093 |  | 904.8093 | 0 | 0 | 0 | 0
01.03. | 6 | 904.8093 |  | 904.8093 | 0 | 0 | 0 | 0
01.03. | 7 | 900.8839 |  | 900.8839 | 0 | 0 | 0 | 0
01.03. | 8 | 900.8839 |  | 900.8839 | 0 | 0 | 0 | 0
01.03. | 9 | 902.8466 |  | 902.8466 | 0 | 0 | 0 | 0
01.03. | 10 | 912.6602 |  | 912.6602 | 0 | 0 | 0 | 0
01.03. | 11 | 904.8093 |  | 904.8093 | 0 | 0 | 0 | 0
01.03. | 12 | 877.3314 |  | 877.3314 | 0 | 0 | 0 | 0
01.03. | 13 | 857.7043 |  | 857.7043 | 0 | 0 | 0 | 0
01.03. | 14 | 861.6297 |  | 861.6297 | 0 | 0 | 0 | 0
01.03. | 15 | 877.3314 |  | 877.3314 | 0 | 0 | 0 | 0
01.03. | 16 | 845.928 |  | 845.928 | 0 | 0 | 0 | 0
01.03. | 17 | 808.6365 |  | 808.6365 | 0 | 0 | 0 | 0
01.03. | 18 | 873.4059 |  | 873.4059 | 0 | 0 | 0 | 0
01.03. | 19 | 922.4737 |  | 922.4737 | 0 | 0 | 0 | 0
01.03. | 20 | 936.2127 |  | 936.2127 | 0 | 0 | 0 | 0
01.03. | 21 | 983.3177 |  | 983.3177 | 0 | 0 | 0 | 0
01.03. | 22 | 983.3177 |  | 983.3177 | 0 | 0 | 0 | 0
01.03. | 23 | 947.9889 |  | 947.9889 | 0 | 0 | 0 | 0
01.03. | 24 | 932.2873 |  | 932.2873 | 0 | 0 | 0 | 0
02.03. | 1 | 908.7347 |  | 908.7347 | 0 | 0 | 0 | 0
02.03. | 2 | 928.3618 |  | 928.3618 | 0 | 0 | 0 | 0
02.03. | 3 | 926.3991 |  | 926.3991 | 0 | 0 | 0 | 0
02.03. | 4 | 924.4364 |  | 924.4364 | 0 | 0 | 0 | 0
02.03. | 5 | 926.3991 |  | 926.3991 | 0 | 0 | 0 | 0
02.03. | 6 | 922.4737 |  | 922.4737 | 0 | 0 | 0 | 0
02.03. | 7 | 922.4737 |  | 922.4737 | 0 | 0 | 0 | 0
02.03. | 8 | 918.5483 |  | 918.5483 | 0 | 0 | 0 | 0
02.03. | 9 | 959.7652 |  | 959.7652 | 0 | 0 | 0 | 0
02.03. | 10 | 951.9143 |  | 951.9143 | 0 | 0 | 0 | 0
02.03. | 11 | 924.4364 |  | 924.4364 | 0 | 0 | 0 | 0
02.03. | 12 | 920.511 |  | 920.511 | 0 | 0 | 0 | 0
02.03. | 13 | 896.9585 |  | 896.9585 | 0 | 0 | 0 | 0
02.03. | 14 | 877.3314 |  | 877.3314 | 0 | 0 | 0 | 0
02.03. | 15 | 881.2568 |  | 881.2568 | 0 | 0 | 0 | 0
02.03. | 16 | 867.5178 |  | 867.5178 | 0 | 0 | 0 | 0
02.03. | 17 | 906.772 |  | 906.772 | 0 | 0 | 0 | 0
02.03. | 18 | 916.5856 |  | 916.5856 | 0 | 0 | 0 | 0
02.03. | 19 | 940.1381 |  | 940.1381 | 0 | 0 | 0 | 0
02.03. | 20 | 951.9143 |  | 951.9143 | 0 | 0 | 0 | 0
02.03. | 21 | 953.8771 |  | 953.8771 | 0 | 0 | 0 | 0
02.03. | 22 | 953.8771 |  | 953.8771 | 0 | 0 | 0 | 0
02.03. | 23 | 940.1381 |  | 940.1381 | 0 | 0 | 0 | 0
02.03. | 24 | 906.772 |  | 906.772 | 0 | 0 | 0 | 0
03.03. | 1 | 887.1449 |  | 887.1449 | 0 | 0 | 0 | 0
03.03. | 2 | 889.1076 |  | 889.1076 | 0 | 0 | 0 | 0
03.03. | 3 | 889.1076 |  | 889.1076 | 0 | 0 | 0 | 0
03.03. | 4 | 896.9585 |  | 896.9585 | 0 | 0 | 0 | 0
03.03. | 5 | 914.6229 |  | 914.6229 | 0 | 0 | 0 | 0
03.03. | 6 | 912.6602 |  | 912.6602 | 0 | 0 | 0 | 0
03.03. | 7 | 904.8093 |  | 904.8093 | 0 | 0 | 0 | 0
03.03. | 8 | 912.6602 |  | 912.6602 | 0 | 0 | 0 | 0
03.03. | 9 | 914.6229 |  | 914.6229 | 0 | 0 | 0 | 0
03.03. | 10 | 877.3314 |  | 877.3314 | 0 | 0 | 0 | 0
03.03. | 11 | 849.8534 |  | 849.8534 | 0 | 0 | 0 | 0
03.03. | 12 | 845.928 |  | 845.928 | 0 | 0 | 0 | 0
03.03. | 13 | 851.8161 |  | 851.8161 | 0 | 0 | 0 | 0
03.03. | 14 | 855.7416 |  | 855.7416 | 0 | 0 | 0 | 0
03.03. | 15 | 851.8161 |  | 851.8161 | 0 | 0 | 0 | 0
03.03. | 16 | 849.8534 |  | 849.8534 | 0 | 0 | 0 | 0
03.03. | 17 | 840.0399 |  | 840.0399 | 0 | 0 | 0 | 0
03.03. | 18 | 891.0703 |  | 891.0703 | 0 | 0 | 0 | 0
03.03. | 19 | 951.9143 |  | 951.9143 | 0 | 0 | 0 | 0
03.03. | 20 | 971.5415 |  | 971.5415 | 0 | 0 | 0 | 0
03.03. | 21 | 973.5042 |  | 973.5042 | 0 | 0 | 0 | 0
03.03. | 22 | 963.6906 |  | 963.6906 | 0 | 0 | 0 | 0
03.03. | 23 | 953.8771 |  | 953.8771 | 0 | 0 | 0 | 0
03.03. | 24 | 942.1008 |  | 942.1008 | 0 | 0 | 0 | 0
04.03. | 1 | 946.0262 |  | 946.0262 | 0 | 0 | 0 | 0
04.03. | 2 | 914.6229 |  | 914.6229 | 0 | 0 | 0 | 0
04.03. | 3 | 926.3991 |  | 926.3991 | 0 | 0 | 0 | 0
04.03. | 4 | 942.1008 |  | 942.1008 | 0 | 0 | 0 | 0
04.03. | 5 | 977.4296 |  | 977.4296 | 0 | 0 | 0 | 0
04.03. | 6 | 949.9516 |  | 949.9516 | 0 | 0 | 0 | 0
04.03. | 7 | 957.8025 |  | 957.8025 | 0 | 0 | 0 | 0
04.03. | 8 | 957.8025 |  | 957.8025 | 0 | 0 | 0 | 0
04.03. | 9 | 920.511 |  | 920.511 | 0 | 0 | 0 | 0
04.03. | 10 | 914.6229 |  | 914.6229 | 0 | 0 | 0 | 0
04.03. | 11 | 928.3618 |  | 928.3618 | 0 | 0 | 0 | 0
04.03. | 12 | 918.5483 |  | 918.5483 | 0 | 0 | 0 | 0
04.03. | 13 | 932.2873 |  | 932.2873 | 0 | 0 | 0 | 0
04.03. | 14 | 934.25 |  | 934.25 | 0 | 0 | 0 | 0
04.03. | 15 | 910.6974 |  | 910.6974 | 0 | 0 | 0 | 0
04.03. | 16 | 910.6974 |  | 910.6974 | 0 | 0 | 0 | 0
04.03. | 17 | 920.511 |  | 920.511 | 0 | 0 | 0 | 0
04.03. | 18 | 942.1008 |  | 942.1008 | 0 | 0 | 0 | 0
04.03. | 19 | 887.1449 |  | 887.1449 | 0 | 0 | 0 | 0
04.03. | 20 | 930.3245 |  | 930.3245 | 0 | 0 | 0 | 0
04.03. | 21 | 936.2127 |  | 936.2127 | 0 | 0 | 0 | 0
04.03. | 22 | 938.1754 |  | 938.1754 | 0 | 0 | 0 | 0
04.03. | 23 | 932.2873 |  | 932.2873 | 0 | 0 | 0 | 0
04.03. | 24 | 920.511 |  | 920.511 | 0 | 0 | 0 | 0
05.03. | 1 | 904.8093 |  | 904.8093 | 0 | 0 | 0 | 0
05.03. | 2 | 896.9585 |  | 896.9585 | 0 | 0 | 0 | 0
05.03. | 3 | 889.1076 |  | 889.1076 | 0 | 0 | 0 | 0
05.03. | 4 | 918.5483 |  | 918.5483 | 0 | 0 | 0 | 0
05.03. | 5 | 932.2873 |  | 932.2873 | 0 | 0 | 0 | 0
05.03. | 6 | 946.0262 |  | 946.0262 | 0 | 0 | 0 | 0
05.03. | 7 | 938.1754 |  | 938.1754 | 0 | 0 | 0 | 0
05.03. | 8 | 963.6906 |  | 963.6906 | 0 | 0 | 0 | 0
05.03. | 9 | 944.0635 |  | 944.0635 | 0 | 0 | 0 | 0
05.03. | 10 | 961.7279 |  | 961.7279 | 0 | 0 | 0 | 0
05.03. | 11 | 944.0635 |  | 944.0635 | 0 | 0 | 0 | 0
05.03. | 12 | 949.9516 |  | 949.9516 | 0 | 0 | 0 | 0
05.03. | 13 | 944.0635 |  | 944.0635 | 0 | 0 | 0 | 0
05.03. | 14 | 953.8771 |  | 953.8771 | 0 | 0 | 0 | 0
05.03. | 15 | 926.3991 |  | 926.3991 | 0 | 0 | 0 | 0
05.03. | 16 | 949.9516 |  | 949.9516 | 0 | 0 | 0 | 0
05.03. | 17 | 928.3618 |  | 928.3618 | 0 | 0 | 0 | 0
05.03. | 18 | 914.6229 |  | 914.6229 | 0 | 0 | 0 | 0
05.03. | 19 | 936.2127 |  | 936.2127 | 0 | 0 | 0 | 0
05.03. | 20 | 963.6906 |  | 963.6906 | 0 | 0 | 0 | 0
05.03. | 21 | 979.3923 |  | 979.3923 | 0 | 0 | 0 | 0
05.03. | 22 | 977.4296 |  | 977.4296 | 0 | 0 | 0 | 0
05.03. | 23 | 975.4669 |  | 975.4669 | 0 | 0 | 0 | 0
05.03. | 24 | 967.616 |  | 967.616 | 0 | 0 | 0 | 0
06.03. | 1 | 916.5856 |  | 916.5856 | 0 | 0 | 0 | 0
06.03. | 2 | 900.8839 |  | 900.8839 | 0 | 0 | 0 | 0
06.03. | 3 | 904.8093 |  | 904.8093 | 0 | 0 | 0 | 0
06.03. | 4 | 908.7347 |  | 908.7347 | 0 | 0 | 0 | 0
06.03. | 5 | 906.772 |  | 906.772 | 0 | 0 | 0 | 0
06.03. | 6 | 914.6229 |  | 914.6229 | 0 | 0 | 0 | 0
06.03. | 7 | 889.1076 |  | 889.1076 | 0 | 0 | 0 | 0
06.03. | 8 | 910.6974 |  | 910.6974 | 0 | 0 | 0 | 0
06.03. | 9 | 881.2568 |  | 881.2568 | 0 | 0 | 0 | 0
06.03. | 10 | 891.0703 |  | 891.0703 | 0 | 0 | 0 | 0
06.03. | 11 | 861.6297 |  | 861.6297 | 0 | 0 | 0 | 0
06.03. | 12 | 865.5551 |  | 865.5551 | 0 | 0 | 0 | 0
06.03. | 13 | 867.5178 |  | 867.5178 | 0 | 0 | 0 | 0
06.03. | 14 | 879.2941 |  | 879.2941 | 0 | 0 | 0 | 0
06.03. | 15 | 881.2568 |  | 881.2568 | 0 | 0 | 0 | 0
06.03. | 16 | 889.1076 |  | 889.1076 | 0 | 0 | 0 | 0
06.03. | 17 | 889.1076 |  | 889.1076 | 0 | 0 | 0 | 0
06.03. | 18 | 898.9212 |  | 898.9212 | 0 | 0 | 0 | 0
06.03. | 19 | 949.9516 |  | 949.9516 | 0 | 0 | 0 | 0
06.03. | 20 | 987.2431 |  | 987.2431 | 0 | 0 | 0 | 0
06.03. | 21 | 997.0567 |  | 997.0567 | 0 | 0 | 0 | 0
06.03. | 22 | 995.094 |  | 995.094 | 0 | 0 | 0 | 0
06.03. | 23 | 963.6906 |  | 963.6906 | 0 | 0 | 0 | 0
06.03. | 24 | 936.2127 |  | 936.2127 | 0 | 0 | 0 | 0
07.03. | 1 | 924.4364 |  | 924.4364 | 0 | 0 | 0 | 0
07.03. | 2 | 912.6602 |  | 912.6602 | 0 | 0 | 0 | 0
07.03. | 3 | 900.8839 |  | 900.8839 | 0 | 0 | 0 | 0
07.03. | 4 | 900.8839 |  | 900.8839 | 0 | 0 | 0 | 0
07.03. | 5 | 896.9585 |  | 896.9585 | 0 | 0 | 0 | 0
07.03. | 6 | 896.9585 |  | 896.9585 | 0 | 0 | 0 | 0
07.03. | 7 | 908.7347 |  | 908.7347 | 0 | 0 | 0 | 0
07.03. | 8 | 910.6974 |  | 910.6974 | 0 | 0 | 0 | 0
07.03. | 9 | 916.5856 |  | 916.5856 | 0 | 0 | 0 | 0
07.03. | 10 | 896.9585 |  | 896.9585 | 0 | 0 | 0 | 0
07.03. | 11 | 873.4059 |  | 873.4059 | 0 | 0 | 0 | 0
07.03. | 12 | 851.8161 |  | 851.8161 | 0 | 0 | 0 | 0
07.03. | 13 | 826.3009 |  | 826.3009 | 0 | 0 | 0 | 0
07.03. | 14 | 832.189 |  | 832.189 | 0 | 0 | 0 | 0
07.03. | 15 | 818.4501 |  | 818.4501 | 0 | 0 | 0 | 0
07.03. | 16 | 816.4874 |  | 816.4874 | 0 | 0 | 0 | 0
07.03. | 17 | 818.4501 |  | 818.4501 | 0 | 0 | 0 | 0
07.03. | 18 | 834.1518 |  | 834.1518 | 0 | 0 | 0 | 0
07.03. | 19 | 871.4432 |  | 871.4432 | 0 | 0 | 0 | 0
07.03. | 20 | 932.2873 |  | 932.2873 | 0 | 0 | 0 | 0
07.03. | 21 | 947.9889 |  | 947.9889 | 0 | 0 | 0 | 0
07.03. | 22 | 936.2127 |  | 936.2127 | 0 | 0 | 0 | 0
07.03. | 23 | 938.1754 |  | 938.1754 | 0 | 0 | 0 | 0
07.03. | 24 | 914.6229 |  | 914.6229 | 0 | 0 | 0 | 0
08.03. | 1 | 879.2941 |  | 879.2941 | 0 | 0 | 0 | 0
08.03. | 2 | 845.928 |  | 845.928 | 0 | 0 | 0 | 0
08.03. | 3 | 830.2263 |  | 830.2263 | 0 | 0 | 0 | 0
08.03. | 4 | 830.2263 |  | 830.2263 | 0 | 0 | 0 | 0
08.03. | 5 | 830.2263 |  | 830.2263 | 0 | 0 | 0 | 0
08.03. | 6 | 828.2636 |  | 828.2636 | 0 | 0 | 0 | 0
08.03. | 7 | 869.4805 |  | 869.4805 | 0 | 0 | 0 | 0
08.03. | 8 | 855.7416 |  | 855.7416 | 0 | 0 | 0 | 0
08.03. | 9 | 843.9653 |  | 843.9653 | 0 | 0 | 0 | 0
08.03. | 10 | 857.7043 |  | 857.7043 | 0 | 0 | 0 | 0
08.03. | 11 | 824.3382 |  | 824.3382 | 0 | 0 | 0 | 0
08.03. | 12 | 830.2263 |  | 830.2263 | 0 | 0 | 0 | 0
08.03. | 13 | 794.8975 |  | 794.8975 | 0 | 0 | 0 | 0
08.03. | 14 | 781.1586 |  | 781.1586 | 0 | 0 | 0 | 0
08.03. | 15 | 773.3077 |  | 773.3077 | 0 | 0 | 0 | 0
08.03. | 16 | 773.3077 |  | 773.3077 | 0 | 0 | 0 | 0
08.03. | 17 | 779.1959 |  | 779.1959 | 0 | 0 | 0 | 0
08.03. | 18 | 796.8603 |  | 796.8603 | 0 | 0 | 0 | 0
08.03. | 19 | 857.7043 |  | 857.7043 | 0 | 0 | 0 | 0
08.03. | 20 | 932.2873 |  | 932.2873 | 0 | 0 | 0 | 0
08.03. | 21 | 871.4432 |  | 871.4432 | 0 | 0 | 0 | 0
08.03. | 22 | 881.2568 |  | 881.2568 | 0 | 0 | 0 | 0
08.03. | 23 | 896.9585 |  | 896.9585 | 0 | 0 | 0 | 0
08.03. | 24 | 814.5246 |  | 814.5246 | 0 | 0 | 0 | 0
09.03. | 1 | 806.6738 |  | 806.6738 | 0 | 0 | 0 | 0
09.03. | 2 | 775.2704 |  | 775.2704 | 0 | 0 | 0 | 0
09.03. | 3 | 775.2704 |  | 775.2704 | 0 | 0 | 0 | 0
09.03. | 4 | 769.3823 |  | 769.3823 | 0 | 0 | 0 | 0
09.03. | 5 | 761.5315 |  | 761.5315 | 0 | 0 | 0 | 0
09.03. | 6 | 761.5315 |  | 761.5315 | 0 | 0 | 0 | 0
09.03. | 7 | 777.2332 |  | 777.2332 | 0 | 0 | 0 | 0
09.03. | 8 | 790.9721 |  | 790.9721 | 0 | 0 | 0 | 0
09.03. | 9 | 781.1586 |  | 781.1586 | 0 | 0 | 0 | 0
09.03. | 10 | 810.5992 |  | 810.5992 | 0 | 0 | 0 | 0
09.03. | 11 | 792.9348 |  | 792.9348 | 0 | 0 | 0 | 0
09.03. | 12 | 787.0467 |  | 787.0467 | 0 | 0 | 0 | 0
09.03. | 13 | 769.3823 |  | 769.3823 | 0 | 0 | 0 | 0
09.03. | 14 | 767.4196 |  | 767.4196 | 0 | 0 | 0 | 0
09.03. | 15 | 773.3077 |  | 773.3077 | 0 | 0 | 0 | 0
09.03. | 16 | 747.7925 |  | 747.7925 | 0 | 0 | 0 | 0
09.03. | 17 | 739.9417 |  | 739.9417 | 0 | 0 | 0 | 0
09.03. | 18 | 773.3077 |  | 773.3077 | 0 | 0 | 0 | 0
09.03. | 19 | 818.4501 |  | 818.4501 | 0 | 0 | 0 | 0
09.03. | 20 | 855.7416 |  | 855.7416 | 0 | 0 | 0 | 0
09.03. | 21 | 869.4805 |  | 869.4805 | 0 | 0 | 0 | 0
09.03. | 22 | 857.7043 |  | 857.7043 | 0 | 0 | 0 | 0
09.03. | 23 | 847.8907 |  | 847.8907 | 0 | 0 | 0 | 0
09.03. | 24 | 832.189 |  | 832.189 | 0 | 0 | 0 | 0
10.03. | 1 | 794.8975 |  | 794.8975 | 0 | 0 | 0 | 0
10.03. | 2 | 767.4196 |  | 767.4196 | 0 | 0 | 0 | 0
10.03. | 3 | 759.5688 |  | 759.5688 | 0 | 0 | 0 | 0
10.03. | 4 | 747.7925 |  | 747.7925 | 0 | 0 | 0 | 0
10.03. | 5 | 700.6875 |  | 700.6875 | 0 | 0 | 0 | 0
10.03. | 6 | 698.7248 |  | 698.7248 | 0 | 0 | 0 | 0
10.03. | 7 | 700.6875 |  | 700.6875 | 0 | 0 | 0 | 0
10.03. | 8 | 708.5383 |  | 708.5383 | 0 | 0 | 0 | 0
10.03. | 9 | 704.6129 |  | 704.6129 | 0 | 0 | 0 | 0
10.03. | 10 | 696.7621 |  | 696.7621 | 0 | 0 | 0 | 0
10.03. | 11 | 684.9858 |  | 684.9858 | 0 | 0 | 0 | 0
10.03. | 12 | 677.135 |  | 677.135 | 0 | 0 | 0 | 0
10.03. | 13 | 663.396 |  | 663.396 | 0 | 0 | 0 | 0
10.03. | 14 | 665.3587 |  | 665.3587 | 0 | 0 | 0 | 0
10.03. | 15 | 659.4706 |  | 659.4706 | 0 | 0 | 0 | 0
10.03. | 16 | 649.657 |  | 649.657 | 0 | 0 | 0 | 0
10.03. | 17 | 643.7689 |  | 643.7689 | 0 | 0 | 0 | 0
10.03. | 18 | 647.6943 |  | 647.6943 | 0 | 0 | 0 | 0
10.03. | 19 | 737.979 |  | 737.979 | 0 | 0 | 0 | 0
10.03. | 20 | 785.084 |  | 785.084 | 0 | 0 | 0 | 0
10.03. | 21 | 798.823 |  | 798.823 | 0 | 0 | 0 | 0
10.03. | 22 | 834.1518 |  | 834.1518 | 0 | 0 | 0 | 0
10.03. | 23 | 812.5619 |  | 812.5619 | 0 | 0 | 0 | 0
10.03. | 24 | 796.8603 |  | 796.8603 | 0 | 0 | 0 | 0
11.03. | 1 | 816.4874 |  | 816.4874 | 0 | 0 | 0 | 0
11.03. | 2 | 816.4874 |  | 816.4874 | 0 | 0 | 0 | 0
11.03. | 3 | 814.5246 |  | 814.5246 | 0 | 0 | 0 | 0
11.03. | 4 | 812.5619 |  | 812.5619 | 0 | 0 | 0 | 0
11.03. | 5 | 812.5619 |  | 812.5619 | 0 | 0 | 0 | 0
11.03. | 6 | 820.4128 |  | 820.4128 | 0 | 0 | 0 | 0
11.03. | 7 | 822.3755 |  | 822.3755 | 0 | 0 | 0 | 0
11.03. | 8 | 828.2636 |  | 828.2636 | 0 | 0 | 0 | 0
11.03. | 9 | 830.2263 |  | 830.2263 | 0 | 0 | 0 | 0
11.03. | 10 | 800.7857 |  | 800.7857 | 0 | 0 | 0 | 0
11.03. | 11 | 789.0094 |  | 789.0094 | 0 | 0 | 0 | 0
11.03. | 12 | 771.345 |  | 771.345 | 0 | 0 | 0 | 0
11.03. | 13 | 773.3077 |  | 773.3077 | 0 | 0 | 0 | 0
11.03. | 14 | 773.3077 |  | 773.3077 | 0 | 0 | 0 | 0
11.03. | 15 | 769.3823 |  | 769.3823 | 0 | 0 | 0 | 0
11.03. | 16 | 769.3823 |  | 769.3823 | 0 | 0 | 0 | 0
11.03. | 17 | 775.2704 |  | 775.2704 | 0 | 0 | 0 | 0
11.03. | 18 | 810.5992 |  | 810.5992 | 0 | 0 | 0 | 0
11.03. | 19 | 861.6297 |  | 861.6297 | 0 | 0 | 0 | 0
11.03. | 20 | 857.7043 |  | 857.7043 | 0 | 0 | 0 | 0
11.03. | 21 | 832.189 |  | 832.189 | 0 | 0 | 0 | 0
11.03. | 22 | 830.2263 |  | 830.2263 | 0 | 0 | 0 | 0
11.03. | 23 | 840.0399 |  | 840.0399 | 0 | 0 | 0 | 0
11.03. | 24 | 832.189 |  | 832.189 | 0 | 0 | 0 | 0
12.03. | 1 | 789.0094 |  | 789.0094 | 0 | 0 | 0 | 0
12.03. | 2 | 773.3077 |  | 773.3077 | 0 | 0 | 0 | 0
12.03. | 3 | 751.7179 |  | 751.7179 | 0 | 0 | 0 | 0
12.03. | 4 | 751.7179 |  | 751.7179 | 0 | 0 | 0 | 0
12.03. | 5 | 751.7179 |  | 751.7179 | 0 | 0 | 0 | 0
12.03. | 6 | 769.3823 |  | 769.3823 | 0 | 0 | 0 | 0
12.03. | 7 | 804.7111 |  | 804.7111 | 0 | 0 | 0 | 0
12.03. | 8 | 822.3755 |  | 822.3755 | 0 | 0 | 0 | 0
12.03. | 9 | 822.3755 |  | 822.3755 | 0 | 0 | 0 | 0
12.03. | 10 | 796.8603 |  | 796.8603 | 0 | 0 | 0 | 0
12.03. | 11 | 792.9348 |  | 792.9348 | 0 | 0 | 0 | 0
12.03. | 12 | 763.4942 |  | 763.4942 | 0 | 0 | 0 | 0
12.03. | 13 | 755.6433 |  | 755.6433 | 0 | 0 | 0 | 0
12.03. | 14 | 757.6061 |  | 757.6061 | 0 | 0 | 0 | 0
12.03. | 15 | 761.5315 |  | 761.5315 | 0 | 0 | 0 | 0
12.03. | 16 | 767.4196 |  | 767.4196 | 0 | 0 | 0 | 0
12.03. | 17 | 771.345 |  | 771.345 | 0 | 0 | 0 | 0
12.03. | 18 | 785.084 |  | 785.084 | 0 | 0 | 0 | 0
12.03. | 19 | 830.2263 |  | 830.2263 | 0 | 0 | 0 | 0
12.03. | 20 | 879.2941 |  | 879.2941 | 0 | 0 | 0 | 0
12.03. | 21 | 877.3314 |  | 877.3314 | 0 | 0 | 0 | 0
12.03. | 22 | 881.2568 |  | 881.2568 | 0 | 0 | 0 | 0
12.03. | 23 | 859.667 |  | 859.667 | 0 | 0 | 0 | 0
12.03. | 24 | 814.5246 |  | 814.5246 | 0 | 0 | 0 | 0
13.03. | 1 | 810.5992 |  | 810.5992 | 0 | 0 | 0 | 0
13.03. | 2 | 808.6365 |  | 808.6365 | 0 | 0 | 0 | 0
13.03. | 3 | 806.6738 |  | 806.6738 | 0 | 0 | 0 | 0
13.03. | 4 | 808.6365 |  | 808.6365 | 0 | 0 | 0 | 0
13.03. | 5 | 794.8975 |  | 794.8975 | 0 | 0 | 0 | 0
13.03. | 6 | 802.7484 |  | 802.7484 | 0 | 0 | 0 | 0
13.03. | 7 | 830.2263 |  | 830.2263 | 0 | 0 | 0 | 0
13.03. | 8 | 840.0399 |  | 840.0399 | 0 | 0 | 0 | 0
13.03. | 9 | 843.9653 |  | 843.9653 | 0 | 0 | 0 | 0
13.03. | 10 | 843.9653 |  | 843.9653 | 0 | 0 | 0 | 0
13.03. | 11 | 830.2263 |  | 830.2263 | 0 | 0 | 0 | 0
13.03. | 12 | 816.4874 |  | 816.4874 | 0 | 0 | 0 | 0
13.03. | 13 | 800.7857 |  | 800.7857 | 0 | 0 | 0 | 0
13.03. | 14 | 804.7111 |  | 804.7111 | 0 | 0 | 0 | 0
13.03. | 15 | 822.3755 |  | 822.3755 | 0 | 0 | 0 | 0
13.03. | 16 | 830.2263 |  | 830.2263 | 0 | 0 | 0 | 0
13.03. | 17 | 826.3009 |  | 826.3009 | 0 | 0 | 0 | 0
13.03. | 18 | 845.928 |  | 845.928 | 0 | 0 | 0 | 0
13.03. | 19 | 896.9585 |  | 896.9585 | 0 | 0 | 0 | 0
13.03. | 20 | 938.1754 |  | 938.1754 | 0 | 0 | 0 | 0
13.03. | 21 | 949.9516 |  | 949.9516 | 0 | 0 | 0 | 0
13.03. | 22 | 949.9516 |  | 949.9516 | 0 | 0 | 0 | 0
13.03. | 23 | 938.1754 |  | 938.1754 | 0 | 0 | 0 | 0
13.03. | 24 | 912.6602 |  | 912.6602 | 0 | 0 | 0 | 0
14.03. | 1 | 942.1008 |  | 942.1008 | 0 | 0 | 0 | 0
14.03. | 2 | 942.1008 |  | 942.1008 | 0 | 0 | 0 | 0
14.03. | 3 | 930.3245 |  | 930.3245 | 0 | 0 | 0 | 0
14.03. | 4 | 928.3618 |  | 928.3618 | 0 | 0 | 0 | 0
14.03. | 5 | 920.511 |  | 920.511 | 0 | 0 | 0 | 0
14.03. | 6 | 918.5483 |  | 918.5483 | 0 | 0 | 0 | 0
14.03. | 7 | 924.4364 |  | 924.4364 | 0 | 0 | 0 | 0
14.03. | 8 | 920.511 |  | 920.511 | 0 | 0 | 0 | 0
14.03. | 9 | 932.2873 |  | 932.2873 | 0 | 0 | 0 | 0
14.03. | 10 | 942.1008 |  | 942.1008 | 0 | 0 | 0 | 0
14.03. | 11 | 934.25 |  | 934.25 | 0 | 0 | 0 | 0
14.03. | 12 | 904.8093 |  | 904.8093 | 0 | 0 | 0 | 0
14.03. | 13 | 877.3314 |  | 877.3314 | 0 | 0 | 0 | 0
14.03. | 14 | 893.033 |  | 893.033 | 0 | 0 | 0 | 0
14.03. | 15 | 898.9212 |  | 898.9212 | 0 | 0 | 0 | 0
14.03. | 16 | 902.8466 |  | 902.8466 | 0 | 0 | 0 | 0
14.03. | 17 | 898.9212 |  | 898.9212 | 0 | 0 | 0 | 0
14.03. | 18 | 938.1754 |  | 938.1754 | 0 | 0 | 0 | 0
14.03. | 19 | 947.9889 |  | 947.9889 | 0 | 0 | 0 | 0
14.03. | 20 | 955.8398 |  | 955.8398 | 0 | 0 | 0 | 0
14.03. | 21 | 967.616 |  | 967.616 | 0 | 0 | 0 | 0
14.03. | 22 | 969.5787 |  | 969.5787 | 0 | 0 | 0 | 0
14.03. | 23 | 965.6533 |  | 965.6533 | 0 | 0 | 0 | 0
14.03. | 24 | 961.7279 |  | 961.7279 | 0 | 0 | 0 | 0
15.03. | 1 | 930.3245 |  | 930.3245 | 0 | 0 | 0 | 0
15.03. | 2 | 928.3618 |  | 928.3618 | 0 | 0 | 0 | 0
15.03. | 3 | 930.3245 |  | 930.3245 | 0 | 0 | 0 | 0
15.03. | 4 | 942.1008 |  | 942.1008 | 0 | 0 | 0 | 0
15.03. | 5 | 953.8771 |  | 953.8771 | 0 | 0 | 0 | 0
15.03. | 6 | 936.2127 |  | 936.2127 | 0 | 0 | 0 | 0
15.03. | 7 | 932.2873 |  | 932.2873 | 0 | 0 | 0 | 0
15.03. | 8 | 955.8398 |  | 955.8398 | 0 | 0 | 0 | 0
15.03. | 9 | 932.2873 |  | 932.2873 | 0 | 0 | 0 | 0
15.03. | 10 | 928.3618 |  | 928.3618 | 0 | 0 | 0 | 0
15.03. | 11 | 912.6602 |  | 912.6602 | 0 | 0 | 0 | 0
15.03. | 12 | 900.8839 |  | 900.8839 | 0 | 0 | 0 | 0
15.03. | 13 | 910.6974 |  | 910.6974 | 0 | 0 | 0 | 0
15.03. | 14 | 922.4737 |  | 922.4737 | 0 | 0 | 0 | 0
15.03. | 15 | 918.5483 |  | 918.5483 | 0 | 0 | 0 | 0
15.03. | 16 | 904.8093 |  | 904.8093 | 0 | 0 | 0 | 0
15.03. | 17 | 910.6974 |  | 910.6974 | 0 | 0 | 0 | 0
15.03. | 18 | 932.2873 |  | 932.2873 | 0 | 0 | 0 | 0
15.03. | 19 | 959.7652 |  | 959.7652 | 0 | 0 | 0 | 0
15.03. | 20 | 989.2058 |  | 989.2058 | 0 | 0 | 0 | 0
15.03. | 21 | 1014.7211 |  | 1014.7211 | 0 | 0 | 0 | 0
15.03. | 22 | 1004.9075 |  | 1004.9075 | 0 | 0 | 0 | 0
15.03. | 23 | 981.355 |  | 981.355 | 0 | 0 | 0 | 0
15.03. | 24 | 965.6533 |  | 965.6533 | 0 | 0 | 0 | 0
16.03. | 1 | 920.511 |  | 920.511 | 0 | 0 | 0 | 0
16.03. | 2 | 922.4737 |  | 922.4737 | 0 | 0 | 0 | 0
16.03. | 3 | 922.4737 |  | 922.4737 | 0 | 0 | 0 | 0
16.03. | 4 | 922.4737 |  | 922.4737 | 0 | 0 | 0 | 0
16.03. | 5 | 922.4737 |  | 922.4737 | 0 | 0 | 0 | 0
16.03. | 6 | 920.511 |  | 920.511 | 0 | 0 | 0 | 0
16.03. | 7 | 918.5483 |  | 918.5483 | 0 | 0 | 0 | 0
16.03. | 8 | 920.511 |  | 920.511 | 0 | 0 | 0 | 0
16.03. | 9 | 910.6974 |  | 910.6974 | 0 | 0 | 0 | 0
16.03. | 10 | 889.1076 |  | 889.1076 | 0 | 0 | 0 | 0
16.03. | 11 | 869.4805 |  | 869.4805 | 0 | 0 | 0 | 0
16.03. | 12 | 898.9212 |  | 898.9212 | 0 | 0 | 0 | 0
16.03. | 13 | 898.9212 |  | 898.9212 | 0 | 0 | 0 | 0
16.03. | 14 | 896.9585 |  | 896.9585 | 0 | 0 | 0 | 0
16.03. | 15 | 893.033 |  | 893.033 | 0 | 0 | 0 | 0
16.03. | 16 | 885.1822 |  | 885.1822 | 0 | 0 | 0 | 0
16.03. | 17 | 885.1822 |  | 885.1822 | 0 | 0 | 0 | 0
16.03. | 18 | 896.9585 |  | 896.9585 | 0 | 0 | 0 | 0
16.03. | 19 | 891.0703 |  | 891.0703 | 0 | 0 | 0 | 0
16.03. | 20 | 932.2873 |  | 932.2873 | 0 | 0 | 0 | 0
16.03. | 21 | 969.5787 |  | 969.5787 | 0 | 0 | 0 | 0
16.03. | 22 | 953.8771 |  | 953.8771 | 0 | 0 | 0 | 0
16.03. | 23 | 946.0262 |  | 946.0262 | 0 | 0 | 0 | 0
16.03. | 24 | 938.1754 |  | 938.1754 | 0 | 0 | 0 | 0
17.03. | 1 | 940.1381 |  | 940.1381 | 0 | 0 | 0 | 0
17.03. | 2 | 942.1008 |  | 942.1008 | 0 | 0 | 0 | 0
17.03. | 3 | 944.0635 |  | 944.0635 | 0 | 0 | 0 | 0
17.03. | 4 | 944.0635 |  | 944.0635 | 0 | 0 | 0 | 0
17.03. | 5 | 949.9516 |  | 949.9516 | 0 | 0 | 0 | 0
17.03. | 6 | 946.0262 |  | 946.0262 | 0 | 0 | 0 | 0
17.03. | 7 | 947.9889 |  | 947.9889 | 0 | 0 | 0 | 0
17.03. | 8 | 951.9143 |  | 951.9143 | 0 | 0 | 0 | 0
17.03. | 9 | 944.0635 |  | 944.0635 | 0 | 0 | 0 | 0
17.03. | 10 | 946.0262 |  | 946.0262 | 0 | 0 | 0 | 0
17.03. | 11 | 930.3245 |  | 930.3245 | 0 | 0 | 0 | 0
17.03. | 12 | 920.511 |  | 920.511 | 0 | 0 | 0 | 0
17.03. | 13 | 920.511 |  | 920.511 | 0 | 0 | 0 | 0
17.03. | 14 | 920.511 |  | 920.511 | 0 | 0 | 0 | 0
17.03. | 15 | 920.511 |  | 920.511 | 0 | 0 | 0 | 0
17.03. | 16 | 918.5483 |  | 918.5483 | 0 | 0 | 0 | 0
17.03. | 17 | 920.511 |  | 920.511 | 0 | 0 | 0 | 0
17.03. | 18 | 932.2873 |  | 932.2873 | 0 | 0 | 0 | 0
17.03. | 19 | 940.1381 |  | 940.1381 | 0 | 0 | 0 | 0
17.03. | 20 | 985.2804 |  | 985.2804 | 0 | 0 | 0 | 0
17.03. | 21 | 999.0194 |  | 999.0194 | 0 | 0 | 0 | 0
17.03. | 22 | 983.3177 |  | 983.3177 | 0 | 0 | 0 | 0
17.03. | 23 | 977.4296 |  | 977.4296 | 0 | 0 | 0 | 0
17.03. | 24 | 930.3245 |  | 930.3245 | 0 | 0 | 0 | 0
18.03. | 1 | 924.4364 |  | 924.4364 | 0 | 0 | 0 | 0
18.03. | 2 | 930.3245 |  | 930.3245 | 0 | 0 | 0 | 0
18.03. | 3 | 946.0262 |  | 946.0262 | 0 | 0 | 0 | 0
18.03. | 4 | 951.9143 |  | 951.9143 | 0 | 0 | 0 | 0
18.03. | 5 | 961.7279 |  | 961.7279 | 0 | 0 | 0 | 0
18.03. | 6 | 957.8025 |  | 957.8025 | 0 | 0 | 0 | 0
18.03. | 7 | 959.7652 |  | 959.7652 | 0 | 0 | 0 | 0
18.03. | 8 | 969.5787 |  | 969.5787 | 0 | 0 | 0 | 0
18.03. | 9 | 955.8398 |  | 955.8398 | 0 | 0 | 0 | 0
18.03. | 10 | 942.1008 |  | 942.1008 | 0 | 0 | 0 | 0
18.03. | 11 | 940.1381 |  | 940.1381 | 0 | 0 | 0 | 0
18.03. | 12 | 918.5483 |  | 918.5483 | 0 | 0 | 0 | 0
18.03. | 13 | 922.4737 |  | 922.4737 | 0 | 0 | 0 | 0
18.03. | 14 | 922.4737 |  | 922.4737 | 0 | 0 | 0 | 0
18.03. | 15 | 928.3618 |  | 928.3618 | 0 | 0 | 0 | 0
18.03. | 16 | 934.25 |  | 934.25 | 0 | 0 | 0 | 0
18.03. | 17 | 932.2873 |  | 932.2873 | 0 | 0 | 0 | 0
18.03. | 18 | 930.3245 |  | 930.3245 | 0 | 0 | 0 | 0
18.03. | 19 | 957.8025 |  | 957.8025 | 0 | 0 | 0 | 0
18.03. | 20 | 1046.1244 |  | 1046.1244 | 0 | 0 | 0 | 0
18.03. | 21 | 1052.0126 |  | 1052.0126 | 0 | 0 | 0 | 0
18.03. | 22 | 1014.7211 |  | 1014.7211 | 0 | 0 | 0 | 0
18.03. | 23 | 1004.9075 |  | 1004.9075 | 0 | 0 | 0 | 0
18.03. | 24 | 995.094 |  | 995.094 | 0 | 0 | 0 | 0
19.03. | 1 | 963.6906 |  | 963.6906 | 0 | 0 | 0 | 0
19.03. | 2 | 965.6533 |  | 965.6533 | 0 | 0 | 0 | 0
19.03. | 3 | 955.8398 |  | 955.8398 | 0 | 0 | 0 | 0
19.03. | 4 | 955.8398 |  | 955.8398 | 0 | 0 | 0 | 0
19.03. | 5 | 953.8771 |  | 953.8771 | 0 | 0 | 0 | 0
19.03. | 6 | 959.7652 |  | 959.7652 | 0 | 0 | 0 | 0
19.03. | 7 | 997.0567 |  | 997.0567 | 0 | 0 | 0 | 0
19.03. | 8 | 997.0567 |  | 997.0567 | 0 | 0 | 0 | 0
19.03. | 9 | 989.2058 |  | 989.2058 | 0 | 0 | 0 | 0
19.03. | 10 | 963.6906 |  | 963.6906 | 0 | 0 | 0 | 0
19.03. | 11 | 938.1754 |  | 938.1754 | 0 | 0 | 0 | 0
19.03. | 12 | 894.9958 |  | 894.9958 | 0 | 0 | 0 | 0
19.03. | 13 | 916.5856 |  | 916.5856 | 0 | 0 | 0 | 0
19.03. | 14 | 924.4364 |  | 924.4364 | 0 | 0 | 0 | 0
19.03. | 15 | 930.3245 |  | 930.3245 | 0 | 0 | 0 | 0
19.03. | 16 | 928.3618 |  | 928.3618 | 0 | 0 | 0 | 0
19.03. | 17 | 906.772 |  | 906.772 | 0 | 0 | 0 | 0
19.03. | 18 | 949.9516 |  | 949.9516 | 0 | 0 | 0 | 0
19.03. | 19 | 967.616 |  | 967.616 | 0 | 0 | 0 | 0
19.03. | 20 | 1028.46 |  | 1028.46 | 0 | 0 | 0 | 0
19.03. | 21 | 997.0567 |  | 997.0567 | 0 | 0 | 0 | 0
19.03. | 22 | 987.2431 |  | 987.2431 | 0 | 0 | 0 | 0
19.03. | 23 | 981.355 |  | 981.355 | 0 | 0 | 0 | 0
19.03. | 24 | 949.9516 |  | 949.9516 | 0 | 0 | 0 | 0
20.03. | 1 | 920.511 |  | 920.511 | 0 | 0 | 0 | 0
20.03. | 2 | 908.7347 |  | 908.7347 | 0 | 0 | 0 | 0
20.03. | 3 | 910.6974 |  | 910.6974 | 0 | 0 | 0 | 0
20.03. | 4 | 906.772 |  | 906.772 | 0 | 0 | 0 | 0
20.03. | 5 | 906.772 |  | 906.772 | 0 | 0 | 0 | 0
20.03. | 6 | 906.772 |  | 906.772 | 0 | 0 | 0 | 0
20.03. | 7 | 920.511 |  | 920.511 | 0 | 0 | 0 | 0
20.03. | 8 | 920.511 |  | 920.511 | 0 | 0 | 0 | 0
20.03. | 9 | 916.5856 |  | 916.5856 | 0 | 0 | 0 | 0
20.03. | 10 | 893.033 |  | 893.033 | 0 | 0 | 0 | 0
20.03. | 11 | 877.3314 |  | 877.3314 | 0 | 0 | 0 | 0
20.03. | 12 | 865.5551 |  | 865.5551 | 0 | 0 | 0 | 0
20.03. | 13 | 875.3687 |  | 875.3687 | 0 | 0 | 0 | 0
20.03. | 14 | 879.2941 |  | 879.2941 | 0 | 0 | 0 | 0
20.03. | 15 | 877.3314 |  | 877.3314 | 0 | 0 | 0 | 0
20.03. | 16 | 885.1822 |  | 885.1822 | 0 | 0 | 0 | 0
20.03. | 17 | 885.1822 |  | 885.1822 | 0 | 0 | 0 | 0
20.03. | 18 | 887.1449 |  | 887.1449 | 0 | 0 | 0 | 0
20.03. | 19 | 936.2127 |  | 936.2127 | 0 | 0 | 0 | 0
20.03. | 20 | 947.9889 |  | 947.9889 | 0 | 0 | 0 | 0
20.03. | 21 | 955.8398 |  | 955.8398 | 0 | 0 | 0 | 0
20.03. | 22 | 949.9516 |  | 949.9516 | 0 | 0 | 0 | 0
20.03. | 23 | 953.8771 |  | 953.8771 | 0 | 0 | 0 | 0
20.03. | 24 | 946.0262 |  | 946.0262 | 0 | 0 | 0 | 0
21.03. | 1 | 912.6602 |  | 912.6602 | 0 | 0 | 0 | 0
21.03. | 2 | 885.1822 |  | 885.1822 | 0 | 0 | 0 | 0
21.03. | 3 | 889.1076 |  | 889.1076 | 0 | 0 | 0 | 0
21.03. | 4 | 887.1449 |  | 887.1449 | 0 | 0 | 0 | 0
21.03. | 5 | 891.0703 |  | 891.0703 | 0 | 0 | 0 | 0
21.03. | 6 | 902.8466 |  | 902.8466 | 0 | 0 | 0 | 0
21.03. | 7 | 887.1449 |  | 887.1449 | 0 | 0 | 0 | 0
21.03. | 8 | 900.8839 |  | 900.8839 | 0 | 0 | 0 | 0
21.03. | 9 | 887.1449 |  | 887.1449 | 0 | 0 | 0 | 0
21.03. | 10 | 871.4432 |  | 871.4432 | 0 | 0 | 0 | 0
21.03. | 11 | 865.5551 |  | 865.5551 | 0 | 0 | 0 | 0
21.03. | 12 | 822.3755 |  | 822.3755 | 0 | 0 | 0 | 0
21.03. | 13 | 832.189 |  | 832.189 | 0 | 0 | 0 | 0
21.03. | 14 | 826.3009 |  | 826.3009 | 0 | 0 | 0 | 0
21.03. | 15 | 843.9653 |  | 843.9653 | 0 | 0 | 0 | 0
21.03. | 16 | 812.5619 |  | 812.5619 | 0 | 0 | 0 | 0
21.03. | 17 | 816.4874 |  | 816.4874 | 0 | 0 | 0 | 0
21.03. | 18 | 867.5178 |  | 867.5178 | 0 | 0 | 0 | 0
21.03. | 19 | 898.9212 |  | 898.9212 | 0 | 0 | 0 | 0
21.03. | 20 | 916.5856 |  | 916.5856 | 0 | 0 | 0 | 0
21.03. | 21 | 936.2127 |  | 936.2127 | 0 | 0 | 0 | 0
21.03. | 22 | 946.0262 |  | 946.0262 | 0 | 0 | 0 | 0
21.03. | 23 | 900.8839 |  | 900.8839 | 0 | 0 | 0 | 0
21.03. | 24 | 893.033 |  | 893.033 | 0 | 0 | 0 | 0
22.03. | 1 | 904.8093 |  | 904.8093 | 0 | 0 | 0 | 0
22.03. | 2 | 894.9958 |  | 894.9958 | 0 | 0 | 0 | 0
22.03. | 3 | 906.772 |  | 906.772 | 0 | 0 | 0 | 0
22.03. | 4 | 912.6602 |  | 912.6602 | 0 | 0 | 0 | 0
22.03. | 5 | 924.4364 |  | 924.4364 | 0 | 0 | 0 | 0
22.03. | 6 | 932.2873 |  | 932.2873 | 0 | 0 | 0 | 0
22.03. | 7 | 942.1008 |  | 942.1008 | 0 | 0 | 0 | 0
22.03. | 8 | 946.0262 |  | 946.0262 | 0 | 0 | 0 | 0
22.03. | 9 | 922.4737 |  | 922.4737 | 0 | 0 | 0 | 0
22.03. | 10 | 908.7347 |  | 908.7347 | 0 | 0 | 0 | 0
22.03. | 11 | 869.4805 |  | 869.4805 | 0 | 0 | 0 | 0
22.03. | 12 | 887.1449 |  | 887.1449 | 0 | 0 | 0 | 0
22.03. | 13 | 883.2195 |  | 883.2195 | 0 | 0 | 0 | 0
22.03. | 14 | 875.3687 |  | 875.3687 | 0 | 0 | 0 | 0
22.03. | 15 | 914.6229 |  | 914.6229 | 0 | 0 | 0 | 0
22.03. | 16 | 904.8093 |  | 904.8093 | 0 | 0 | 0 | 0
22.03. | 17 | 904.8093 |  | 904.8093 | 0 | 0 | 0 | 0
22.03. | 18 | 914.6229 |  | 914.6229 | 0 | 0 | 0 | 0
22.03. | 19 | 922.4737 |  | 922.4737 | 0 | 0 | 0 | 0
22.03. | 20 | 957.8025 |  | 957.8025 | 0 | 0 | 0 | 0
22.03. | 21 | 949.9516 |  | 949.9516 | 0 | 0 | 0 | 0
22.03. | 22 | 951.9143 |  | 951.9143 | 0 | 0 | 0 | 0
22.03. | 23 | 940.1381 |  | 940.1381 | 0 | 0 | 0 | 0
22.03. | 24 | 930.3245 |  | 930.3245 | 0 | 0 | 0 | 0
23.03. | 1 | 877.3314 |  | 877.3314 | 0 | 0 | 0 | 0
23.03. | 2 | 855.7416 |  | 855.7416 | 0 | 0 | 0 | 0
23.03. | 3 | 855.7416 |  | 855.7416 | 0 | 0 | 0 | 0
23.03. | 4 | 855.7416 |  | 855.7416 | 0 | 0 | 0 | 0
23.03. | 5 | 855.7416 |  | 855.7416 | 0 | 0 | 0 | 0
23.03. | 6 | 857.7043 |  | 857.7043 | 0 | 0 | 0 | 0
23.03. | 7 | 873.4059 |  | 873.4059 | 0 | 0 | 0 | 0
23.03. | 8 | 867.5178 |  | 867.5178 | 0 | 0 | 0 | 0
23.03. | 9 | 875.3687 |  | 875.3687 | 0 | 0 | 0 | 0
23.03. | 10 | 883.2195 |  | 883.2195 | 0 | 0 | 0 | 0
23.03. | 11 | 851.8161 |  | 851.8161 | 0 | 0 | 0 | 0
23.03. | 12 | 757.6061 |  | 757.6061 | 0 | 0 | 0 | 0
23.03. | 13 | 749.7552 |  | 749.7552 | 0 | 0 | 0 | 0
23.03. | 14 | 757.6061 |  | 757.6061 | 0 | 0 | 0 | 0
23.03. | 15 | 775.2704 |  | 775.2704 | 0 | 0 | 0 | 0
23.03. | 16 | 781.1586 |  | 781.1586 | 0 | 0 | 0 | 0
23.03. | 17 | 871.4432 |  | 871.4432 | 0 | 0 | 0 | 0
23.03. | 18 | 934.25 |  | 934.25 | 0 | 0 | 0 | 0
23.03. | 19 | 949.9516 |  | 949.9516 | 0 | 0 | 0 | 0
23.03. | 20 | 973.5042 |  | 973.5042 | 0 | 0 | 0 | 0
23.03. | 21 | 967.616 |  | 967.616 | 0 | 0 | 0 | 0
23.03. | 22 | 963.6906 |  | 963.6906 | 0 | 0 | 0 | 0
23.03. | 23 | 955.8398 |  | 955.8398 | 0 | 0 | 0 | 0
23.03. | 24 | 947.9889 |  | 947.9889 | 0 | 0 | 0 | 0
24.03. | 1 | 918.5483 |  | 918.5483 | 0 | 0 | 0 | 0
24.03. | 2 | 920.511 |  | 920.511 | 0 | 0 | 0 | 0
24.03. | 3 | 916.5856 |  | 916.5856 | 0 | 0 | 0 | 0
24.03. | 4 | 916.5856 |  | 916.5856 | 0 | 0 | 0 | 0
24.03. | 5 | 902.8466 |  | 902.8466 | 0 | 0 | 0 | 0
24.03. | 6 | 916.5856 |  | 916.5856 | 0 | 0 | 0 | 0
24.03. | 7 | 912.6602 |  | 912.6602 | 0 | 0 | 0 | 0
24.03. | 8 | 914.6229 |  | 914.6229 | 0 | 0 | 0 | 0
24.03. | 9 | 894.9958 |  | 894.9958 | 0 | 0 | 0 | 0
24.03. | 10 | 855.7416 |  | 855.7416 | 0 | 0 | 0 | 0
24.03. | 11 | 781.1586 |  | 781.1586 | 0 | 0 | 0 | 0
24.03. | 12 | 789.0094 |  | 789.0094 | 0 | 0 | 0 | 0
24.03. | 13 | 790.9721 |  | 790.9721 | 0 | 0 | 0 | 0
24.03. | 14 | 789.0094 |  | 789.0094 | 0 | 0 | 0 | 0
24.03. | 15 | 794.8975 |  | 794.8975 | 0 | 0 | 0 | 0
24.03. | 16 | 806.6738 |  | 806.6738 | 0 | 0 | 0 | 0
24.03. | 17 | 863.5924 |  | 863.5924 | 0 | 0 | 0 | 0
24.03. | 18 | 898.9212 |  | 898.9212 | 0 | 0 | 0 | 0
24.03. | 19 | 918.5483 |  | 918.5483 | 0 | 0 | 0 | 0
24.03. | 20 | 924.4364 |  | 924.4364 | 0 | 0 | 0 | 0
24.03. | 21 | 940.1381 |  | 940.1381 | 0 | 0 | 0 | 0
24.03. | 22 | 951.9143 |  | 951.9143 | 0 | 0 | 0 | 0
24.03. | 23 | 942.1008 |  | 942.1008 | 0 | 0 | 0 | 0
24.03. | 24 | 932.2873 |  | 932.2873 | 0 | 0 | 0 | 0
25.03. | 1 | 875.3687 |  | 875.3687 | 0 | 0 | 0 | 0
25.03. | 2 | 867.5178 |  | 867.5178 | 0 | 0 | 0 | 0
25.03. | 3 | 857.7043 |  | 857.7043 | 0 | 0 | 0 | 0
25.03. | 4 | 877.3314 |  | 877.3314 | 0 | 0 | 0 | 0
25.03. | 5 | 875.3687 |  | 875.3687 | 0 | 0 | 0 | 0
25.03. | 6 | 881.2568 |  | 881.2568 | 0 | 0 | 0 | 0
25.03. | 7 | 873.4059 |  | 873.4059 | 0 | 0 | 0 | 0
25.03. | 8 | 883.2195 |  | 883.2195 | 0 | 0 | 0 | 0
25.03. | 9 | 869.4805 |  | 869.4805 | 0 | 0 | 0 | 0
25.03. | 10 | 859.667 |  | 859.667 | 0 | 0 | 0 | 0
25.03. | 11 | 849.8534 |  | 849.8534 | 0 | 0 | 0 | 0
25.03. | 12 | 818.4501 |  | 818.4501 | 0 | 0 | 0 | 0
25.03. | 13 | 787.0467 |  | 787.0467 | 0 | 0 | 0 | 0
25.03. | 14 | 777.2332 |  | 777.2332 | 0 | 0 | 0 | 0
25.03. | 15 | 759.5688 |  | 759.5688 | 0 | 0 | 0 | 0
25.03. | 16 | 753.6806 |  | 753.6806 | 0 | 0 | 0 | 0
25.03. | 17 | 757.6061 |  | 757.6061 | 0 | 0 | 0 | 0
25.03. | 18 | 767.4196 |  | 767.4196 | 0 | 0 | 0 | 0
25.03. | 19 | 800.7857 |  | 800.7857 | 0 | 0 | 0 | 0
25.03. | 20 | 861.6297 |  | 861.6297 | 0 | 0 | 0 | 0
25.03. | 21 | 887.1449 |  | 887.1449 | 0 | 0 | 0 | 0
25.03. | 22 | 889.1076 |  | 889.1076 | 0 | 0 | 0 | 0
25.03. | 23 | 867.5178 |  | 867.5178 | 0 | 0 | 0 | 0
25.03. | 24 | 877.3314 |  | 877.3314 | 0 | 0 | 0 | 0
26.03. | 1 | 877.3314 |  | 877.3314 | 0 | 0 | 0 | 0
26.03. | 2 | 879.2941 |  | 879.2941 | 0 | 0 | 0 | 0
26.03. | 3 | 861.6297 |  | 861.6297 | 0 | 0 | 0 | 0
26.03. | 4 | 842.0026 |  | 842.0026 | 0 | 0 | 0 | 0
26.03. | 5 | 847.8907 |  | 847.8907 | 0 | 0 | 0 | 0
26.03. | 6 | 885.1822 |  | 885.1822 | 0 | 0 | 0 | 0
26.03. | 7 | 898.9212 |  | 898.9212 | 0 | 0 | 0 | 0
26.03. | 8 | 914.6229 |  | 914.6229 | 0 | 0 | 0 | 0
26.03. | 9 | 893.033 |  | 893.033 | 0 | 0 | 0 | 0
26.03. | 10 | 877.3314 |  | 877.3314 | 0 | 0 | 0 | 0
26.03. | 11 | 861.6297 |  | 861.6297 | 0 | 0 | 0 | 0
26.03. | 12 | 861.6297 |  | 861.6297 | 0 | 0 | 0 | 0
26.03. | 13 | 881.2568 |  | 881.2568 | 0 | 0 | 0 | 0
26.03. | 14 | 900.8839 |  | 900.8839 | 0 | 0 | 0 | 0
26.03. | 15 | 877.3314 |  | 877.3314 | 0 | 0 | 0 | 0
26.03. | 16 | 881.2568 |  | 881.2568 | 0 | 0 | 0 | 0
26.03. | 17 | 908.7347 |  | 908.7347 | 0 | 0 | 0 | 0
26.03. | 18 | 924.4364 |  | 924.4364 | 0 | 0 | 0 | 0
26.03. | 19 | 949.9516 |  | 949.9516 | 0 | 0 | 0 | 0
26.03. | 20 | 975.4669 |  | 975.4669 | 0 | 0 | 0 | 0
26.03. | 21 | 946.0262 |  | 946.0262 | 0 | 0 | 0 | 0
26.03. | 22 | 938.1754 |  | 938.1754 | 0 | 0 | 0 | 0
26.03. | 23 | 918.5483 |  | 918.5483 | 0 | 0 | 0 | 0
26.03. | 24 | 928.3618 |  | 928.3618 | 0 | 0 | 0 | 0
27.03. | 1 | 922.4737 |  | 922.4737 | 0 | 0 | 0 | 0
27.03. | 2 | 920.511 |  | 920.511 | 0 | 0 | 0 | 0
27.03. | 3 | 914.6229 |  | 914.6229 | 0 | 0 | 0 | 0
27.03. | 4 | 900.8839 |  | 900.8839 | 0 | 0 | 0 | 0
27.03. | 5 | 902.8466 |  | 902.8466 | 0 | 0 | 0 | 0
27.03. | 6 | 922.4737 |  | 922.4737 | 0 | 0 | 0 | 0
27.03. | 7 | 926.3991 |  | 926.3991 | 0 | 0 | 0 | 0
27.03. | 8 | 916.5856 |  | 916.5856 | 0 | 0 | 0 | 0
27.03. | 9 | 904.8093 |  | 904.8093 | 0 | 0 | 0 | 0
27.03. | 10 | 914.6229 |  | 914.6229 | 0 | 0 | 0 | 0
27.03. | 11 | 883.2195 |  | 883.2195 | 0 | 0 | 0 | 0
27.03. | 12 | 873.4059 |  | 873.4059 | 0 | 0 | 0 | 0
27.03. | 13 | 863.5924 |  | 863.5924 | 0 | 0 | 0 | 0
27.03. | 14 | 851.8161 |  | 851.8161 | 0 | 0 | 0 | 0
27.03. | 15 | 877.3314 |  | 877.3314 | 0 | 0 | 0 | 0
27.03. | 16 | 902.8466 |  | 902.8466 | 0 | 0 | 0 | 0
27.03. | 17 | 896.9585 |  | 896.9585 | 0 | 0 | 0 | 0
27.03. | 18 | 930.3245 |  | 930.3245 | 0 | 0 | 0 | 0
27.03. | 19 | 959.7652 |  | 959.7652 | 0 | 0 | 0 | 0
27.03. | 20 | 993.1313 |  | 993.1313 | 0 | 0 | 0 | 0
27.03. | 21 | 971.5415 |  | 971.5415 | 0 | 0 | 0 | 0
27.03. | 22 | 940.1381 |  | 940.1381 | 0 | 0 | 0 | 0
27.03. | 23 | 904.8093 |  | 904.8093 | 0 | 0 | 0 | 0
27.03. | 24 | 920.511 |  | 920.511 | 0 | 0 | 0 | 0
28.03. | 1 | 912.6602 |  | 912.6602 | 0 | 0 | 0 | 0
28.03. | 2 | 912.6602 |  | 912.6602 | 0 | 0 | 0 | 0
28.03. | 3 | 906.772 |  | 906.772 | 0 | 0 | 0 | 0
28.03. | 4 | 904.8093 |  | 904.8093 | 0 | 0 | 0 | 0
28.03. | 5 | 910.6974 |  | 910.6974 | 0 | 0 | 0 | 0
28.03. | 6 | 947.9889 |  | 947.9889 | 0 | 0 | 0 | 0
28.03. | 7 | 953.8771 |  | 953.8771 | 0 | 0 | 0 | 0
28.03. | 8 | 951.9143 |  | 951.9143 | 0 | 0 | 0 | 0
28.03. | 9 | 985.2804 |  | 985.2804 | 0 | 0 | 0 | 0
28.03. | 10 | 924.4364 |  | 924.4364 | 0 | 0 | 0 | 0
28.03. | 11 | 893.033 |  | 893.033 | 0 | 0 | 0 | 0
28.03. | 12 | 887.1449 |  | 887.1449 | 0 | 0 | 0 | 0
28.03. | 13 | 849.8534 |  | 849.8534 | 0 | 0 | 0 | 0
28.03. | 14 | 840.0399 |  | 840.0399 | 0 | 0 | 0 | 0
28.03. | 15 | 851.8161 |  | 851.8161 | 0 | 0 | 0 | 0
28.03. | 16 | 840.0399 |  | 840.0399 | 0 | 0 | 0 | 0
28.03. | 17 | 840.0399 |  | 840.0399 | 0 | 0 | 0 | 0
28.03. | 18 | 883.2195 |  | 883.2195 | 0 | 0 | 0 | 0
28.03. | 19 | 924.4364 |  | 924.4364 | 0 | 0 | 0 | 0
28.03. | 20 | 940.1381 |  | 940.1381 | 0 | 0 | 0 | 0
28.03. | 21 | 936.2127 |  | 936.2127 | 0 | 0 | 0 | 0
28.03. | 22 | 965.6533 |  | 965.6533 | 0 | 0 | 0 | 0
28.03. | 23 | 959.7652 |  | 959.7652 | 0 | 0 | 0 | 0
28.03. | 24 | 849.8534 |  | 849.8534 | 0 | 0 | 0 | 0
29.03. | 1 | 838.0772 |  | 838.0772 | 0 | 0 | 0 | 0
29.03. | 2 | 824.3382 |  | 824.3382 | 0 | 0 | 0 | 0
29.03. | 3 | 824.3382 |  | 824.3382 | 0 | 0 | 0 | 0
29.03. | 4 | 834.1518 |  | 834.1518 | 0 | 0 | 0 | 0
29.03. | 5 | 832.189 |  | 832.189 | 0 | 0 | 0 | 0
29.03. | 6 | 838.0772 |  | 838.0772 | 0 | 0 | 0 | 0
29.03. | 7 | 861.6297 |  | 861.6297 | 0 | 0 | 0 | 0
29.03. | 8 | 863.5924 |  | 863.5924 | 0 | 0 | 0 | 0
29.03. | 9 | 853.7788 |  | 853.7788 | 0 | 0 | 0 | 0
29.03. | 10 | 838.0772 |  | 838.0772 | 0 | 0 | 0 | 0
29.03. | 11 | 824.3382 |  | 824.3382 | 0 | 0 | 0 | 0
29.03. | 12 | 808.6365 |  | 808.6365 | 0 | 0 | 0 | 0
29.03. | 13 | 798.823 |  | 798.823 | 0 | 0 | 0 | 0
29.03. | 14 | 810.5992 |  | 810.5992 | 0 | 0 | 0 | 0
29.03. | 15 | 787.0467 |  | 787.0467 | 0 | 0 | 0 | 0
29.03. | 16 | 789.0094 |  | 789.0094 | 0 | 0 | 0 | 0
29.03. | 17 | 787.0467 |  | 787.0467 | 0 | 0 | 0 | 0
29.03. | 18 | 798.823 |  | 798.823 | 0 | 0 | 0 | 0
29.03. | 19 | 818.4501 |  | 818.4501 | 0 | 0 | 0 | 0
29.03. | 20 | 845.928 |  | 845.928 | 0 | 0 | 0 | 0
29.03. | 21 | 853.7788 |  | 853.7788 | 0 | 0 | 0 | 0
29.03. | 22 | 853.7788 |  | 853.7788 | 0 | 0 | 0 | 0
29.03. | 23 | 843.9653 |  | 843.9653 | 0 | 0 | 0 | 0
29.03. | 24 | 732.0908 |  | 732.0908 | 0 | 0 | 0 | 0
30.03. | 1 | 737.979 |  | 737.979 | 0 | 0 | 0 | 0
30.03. | 2 | 737.979 |  | 737.979 | 0 | 0 | 0 | 0
30.03. | 3 | 736.0162 |  | 736.0162 | 0 | 0 | 0 | 0
30.03. | 4 | 736.0162 |  | 736.0162 | 0 | 0 | 0 | 0
30.03. | 5 | 734.0535 |  | 734.0535 | 0 | 0 | 0 | 0
30.03. | 6 | 736.0162 |  | 736.0162 | 0 | 0 | 0 | 0
30.03. | 7 | 734.0535 |  | 734.0535 | 0 | 0 | 0 | 0
30.03. | 8 | 736.0162 |  | 736.0162 | 0 | 0 | 0 | 0
30.03. | 9 | 724.24 |  | 724.24 | 0 | 0 | 0 | 0
30.03. | 10 | 722.2773 |  | 722.2773 | 0 | 0 | 0 | 0
30.03. | 11 | 712.4637 |  | 712.4637 | 0 | 0 | 0 | 0
30.03. | 12 | 708.5383 |  | 708.5383 | 0 | 0 | 0 | 0
30.03. | 13 | 708.5383 |  | 708.5383 | 0 | 0 | 0 | 0
30.03. | 14 | 728.1654 |  | 728.1654 | 0 | 0 | 0 | 0
30.03. | 15 | 743.8671 |  | 743.8671 | 0 | 0 | 0 | 0
30.03. | 16 | 741.9044 |  | 741.9044 | 0 | 0 | 0 | 0
30.03. | 17 | 737.979 |  | 737.979 | 0 | 0 | 0 | 0
30.03. | 18 | 743.8671 |  | 743.8671 | 0 | 0 | 0 | 0
30.03. | 19 | 753.6806 |  | 753.6806 | 0 | 0 | 0 | 0
30.03. | 20 | 757.6061 |  | 757.6061 | 0 | 0 | 0 | 0
30.03. | 21 | 769.3823 |  | 769.3823 | 0 | 0 | 0 | 0
30.03. | 22 | 767.4196 |  | 767.4196 | 0 | 0 | 0 | 0
30.03. | 23 | 759.5688 |  | 759.5688 | 0 | 0 | 0 | 0
30.03. | 24 | 769.3823 |  | 769.3823 | 0 | 0 | 0 | 0
31.03. | 1 | 761.5315 |  | 761.5315 | 0 | 0 | 0 | 0
31.03. | 2 | 722.2773 |  | 722.2773 | 0 | 0 | 0 | 0
31.03. | 3 | 688.9112 |  | 688.9112 | 0 | 0 | 0 | 0
31.03. | 4 | 683.0231 |  | 683.0231 | 0 | 0 | 0 | 0
31.03. | 5 | 692.8366 |  | 692.8366 | 0 | 0 | 0 | 0
31.03. | 6 | 706.5756 |  | 706.5756 | 0 | 0 | 0 | 0
31.03. | 7 | 749.7552 |  | 749.7552 | 0 | 0 | 0 | 0
31.03. | 8 | 751.7179 |  | 751.7179 | 0 | 0 | 0 | 0
31.03. | 9 | 747.7925 |  | 747.7925 | 0 | 0 | 0 | 0
31.03. | 10 | 716.3892 |  | 716.3892 | 0 | 0 | 0 | 0
31.03. | 11 | 692.8366 |  | 692.8366 | 0 | 0 | 0 | 0
31.03. | 12 | 696.7621 |  | 696.7621 | 0 | 0 | 0 | 0
31.03. | 13 | 694.7993 |  | 694.7993 | 0 | 0 | 0 | 0
31.03. | 14 | 692.8366 |  | 692.8366 | 0 | 0 | 0 | 0
31.03. | 15 | 683.0231 |  | 683.0231 | 0 | 0 | 0 | 0
31.03. | 16 | 677.135 |  | 677.135 | 0 | 0 | 0 | 0
31.03. | 17 | 677.135 |  | 677.135 | 0 | 0 | 0 | 0
31.03. | 18 | 684.9858 |  | 684.9858 | 0 | 0 | 0 | 0
31.03. | 19 | 706.5756 |  | 706.5756 | 0 | 0 | 0 | 0
31.03. | 20 | 724.24 |  | 724.24 | 0 | 0 | 0 | 0
31.03. | 21 | 737.979 |  | 737.979 | 0 | 0 | 0 | 0
31.03. | 22 | 734.0535 |  | 734.0535 | 0 | 0 | 0 | 0
31.03. | 23 | 710.501 |  | 710.501 | 0 | 0 | 0 | 0
31.03. | 24 | 641.8062 |  | 641.8062 | 0 | 0 | 0 | 0
01.04. | 1 | 639.8435 |  | 639.8435 | 0 | 0 | 0 | 0
01.04. | 2 | 635.918 |  | 635.918 | 0 | 0 | 0 | 0
01.04. | 3 | 639.8435 |  | 639.8435 | 0 | 0 | 0 | 0
01.04. | 4 | 637.8808 |  | 637.8808 | 0 | 0 | 0 | 0
01.04. | 5 | 637.8808 |  | 637.8808 | 0 | 0 | 0 | 0
01.04. | 6 | 639.8435 |  | 639.8435 | 0 | 0 | 0 | 0
01.04. | 7 | 641.8062 |  | 641.8062 | 0 | 0 | 0 | 0
01.04. | 8 | 651.6197 |  | 651.6197 | 0 | 0 | 0 | 0
01.04. | 9 | 641.8062 |  | 641.8062 | 0 | 0 | 0 | 0
01.04. | 10 | 631.9926 |  | 631.9926 | 0 | 0 | 0 | 0
01.04. | 11 | 616.2909 |  | 616.2909 | 0 | 0 | 0 | 0
01.04. | 12 | 610.4028 |  | 610.4028 | 0 | 0 | 0 | 0
01.04. | 13 | 618.2537 |  | 618.2537 | 0 | 0 | 0 | 0
01.04. | 14 | 624.1418 |  | 624.1418 | 0 | 0 | 0 | 0
01.04. | 15 | 616.2909 |  | 616.2909 | 0 | 0 | 0 | 0
01.04. | 16 | 620.2164 |  | 620.2164 | 0 | 0 | 0 | 0
01.04. | 17 | 616.2909 |  | 616.2909 | 0 | 0 | 0 | 0
01.04. | 18 | 626.1045 |  | 626.1045 | 0 | 0 | 0 | 0
01.04. | 19 | 653.5824 |  | 653.5824 | 0 | 0 | 0 | 0
01.04. | 20 | 718.3519 |  | 718.3519 | 0 | 0 | 0 | 0
01.04. | 21 | 720.3146 |  | 720.3146 | 0 | 0 | 0 | 0
01.04. | 22 | 708.5383 |  | 708.5383 | 0 | 0 | 0 | 0
01.04. | 23 | 679.0977 |  | 679.0977 | 0 | 0 | 0 | 0
01.04. | 24 | 688.9112 |  | 688.9112 | 0 | 0 | 0 | 0
02.04. | 1 | 714.4264 |  | 714.4264 | 0 | 0 | 0 | 0
02.04. | 2 | 730.1281 |  | 730.1281 | 0 | 0 | 0 | 0
02.04. | 3 | 730.1281 |  | 730.1281 | 0 | 0 | 0 | 0
02.04. | 4 | 720.3146 |  | 720.3146 | 0 | 0 | 0 | 0
02.04. | 5 | 718.3519 |  | 718.3519 | 0 | 0 | 0 | 0
02.04. | 6 | 728.1654 |  | 728.1654 | 0 | 0 | 0 | 0
02.04. | 7 | 757.6061 |  | 757.6061 | 0 | 0 | 0 | 0
02.04. | 8 | 755.6433 |  | 755.6433 | 0 | 0 | 0 | 0
02.04. | 9 | 732.0908 |  | 732.0908 | 0 | 0 | 0 | 0
02.04. | 10 | 720.3146 |  | 720.3146 | 0 | 0 | 0 | 0
02.04. | 11 | 702.6502 |  | 702.6502 | 0 | 0 | 0 | 0
02.04. | 12 | 728.1654 |  | 728.1654 | 0 | 0 | 0 | 0
02.04. | 13 | 739.9417 |  | 739.9417 | 0 | 0 | 0 | 0
02.04. | 14 | 737.979 |  | 737.979 | 0 | 0 | 0 | 0
02.04. | 15 | 741.9044 |  | 741.9044 | 0 | 0 | 0 | 0
02.04. | 16 | 736.0162 |  | 736.0162 | 0 | 0 | 0 | 0
02.04. | 17 | 734.0535 |  | 734.0535 | 0 | 0 | 0 | 0
02.04. | 18 | 747.7925 |  | 747.7925 | 0 | 0 | 0 | 0
02.04. | 19 | 775.2704 |  | 775.2704 | 0 | 0 | 0 | 0
02.04. | 20 | 792.9348 |  | 792.9348 | 0 | 0 | 0 | 0
02.04. | 21 | 816.4874 |  | 816.4874 | 0 | 0 | 0 | 0
02.04. | 22 | 812.5619 |  | 812.5619 | 0 | 0 | 0 | 0
02.04. | 23 | 800.7857 |  | 800.7857 | 0 | 0 | 0 | 0
02.04. | 24 | 765.4569 |  | 765.4569 | 0 | 0 | 0 | 0
03.04. | 1 | 765.4569 |  | 765.4569 | 0 | 0 | 0 | 0
03.04. | 2 | 765.4569 |  | 765.4569 | 0 | 0 | 0 | 0
03.04. | 3 | 757.6061 |  | 757.6061 | 0 | 0 | 0 | 0
03.04. | 4 | 757.6061 |  | 757.6061 | 0 | 0 | 0 | 0
03.04. | 5 | 757.6061 |  | 757.6061 | 0 | 0 | 0 | 0
03.04. | 6 | 763.4942 |  | 763.4942 | 0 | 0 | 0 | 0
03.04. | 7 | 769.3823 |  | 769.3823 | 0 | 0 | 0 | 0
03.04. | 8 | 769.3823 |  | 769.3823 | 0 | 0 | 0 | 0
03.04. | 9 | 736.0162 |  | 736.0162 | 0 | 0 | 0 | 0
03.04. | 10 | 704.6129 |  | 704.6129 | 0 | 0 | 0 | 0
03.04. | 11 | 683.0231 |  | 683.0231 | 0 | 0 | 0 | 0
03.04. | 12 | 675.1722 |  | 675.1722 | 0 | 0 | 0 | 0
03.04. | 13 | 677.135 |  | 677.135 | 0 | 0 | 0 | 0
03.04. | 14 | 677.135 |  | 677.135 | 0 | 0 | 0 | 0
03.04. | 15 | 673.2095 |  | 673.2095 | 0 | 0 | 0 | 0
03.04. | 16 | 667.3214 |  | 667.3214 | 0 | 0 | 0 | 0
03.04. | 17 | 673.2095 |  | 673.2095 | 0 | 0 | 0 | 0
03.04. | 18 | 696.7621 |  | 696.7621 | 0 | 0 | 0 | 0
03.04. | 19 | 734.0535 |  | 734.0535 | 0 | 0 | 0 | 0
03.04. | 20 | 787.0467 |  | 787.0467 | 0 | 0 | 0 | 0
03.04. | 21 | 794.8975 |  | 794.8975 | 0 | 0 | 0 | 0
03.04. | 22 | 798.823 |  | 798.823 | 0 | 0 | 0 | 0
03.04. | 23 | 790.9721 |  | 790.9721 | 0 | 0 | 0 | 0
03.04. | 24 | 787.0467 |  | 787.0467 | 0 | 0 | 0 | 0
04.04. | 1 | 800.7857 |  | 800.7857 | 0 | 0 | 0 | 0
04.04. | 2 | 834.1518 |  | 834.1518 | 0 | 0 | 0 | 0
04.04. | 3 | 875.3687 |  | 875.3687 | 0 | 0 | 0 | 0
04.04. | 4 | 875.3687 |  | 875.3687 | 0 | 0 | 0 | 0
04.04. | 5 | 883.2195 |  | 883.2195 | 0 | 0 | 0 | 0
04.04. | 6 | 893.033 |  | 893.033 | 0 | 0 | 0 | 0
04.04. | 7 | 894.9958 |  | 894.9958 | 0 | 0 | 0 | 0
04.04. | 8 | 894.9958 |  | 894.9958 | 0 | 0 | 0 | 0
04.04. | 9 | 896.9585 |  | 896.9585 | 0 | 0 | 0 | 0
04.04. | 10 | 869.4805 |  | 869.4805 | 0 | 0 | 0 | 0
04.04. | 11 | 873.4059 |  | 873.4059 | 0 | 0 | 0 | 0
04.04. | 12 | 849.8534 |  | 849.8534 | 0 | 0 | 0 | 0
04.04. | 13 | 822.3755 |  | 822.3755 | 0 | 0 | 0 | 0
04.04. | 14 | 812.5619 |  | 812.5619 | 0 | 0 | 0 | 0
04.04. | 15 | 826.3009 |  | 826.3009 | 0 | 0 | 0 | 0
04.04. | 16 | 828.2636 |  | 828.2636 | 0 | 0 | 0 | 0
04.04. | 17 | 843.9653 |  | 843.9653 | 0 | 0 | 0 | 0
04.04. | 18 | 873.4059 |  | 873.4059 | 0 | 0 | 0 | 0
04.04. | 19 | 879.2941 |  | 879.2941 | 0 | 0 | 0 | 0
04.04. | 20 | 906.772 |  | 906.772 | 0 | 0 | 0 | 0
04.04. | 21 | 904.8093 |  | 904.8093 | 0 | 0 | 0 | 0
04.04. | 22 | 904.8093 |  | 904.8093 | 0 | 0 | 0 | 0
04.04. | 23 | 883.2195 |  | 883.2195 | 0 | 0 | 0 | 0
04.04. | 24 | 889.1076 |  | 889.1076 | 0 | 0 | 0 | 0
05.04. | 1 | 875.3687 |  | 875.3687 | 0 | 0 | 0 | 0
05.04. | 2 | 873.4059 |  | 873.4059 | 0 | 0 | 0 | 0
05.04. | 3 | 869.4805 |  | 869.4805 | 0 | 0 | 0 | 0
05.04. | 4 | 871.4432 |  | 871.4432 | 0 | 0 | 0 | 0
05.04. | 5 | 867.5178 |  | 867.5178 | 0 | 0 | 0 | 0
05.04. | 6 | 867.5178 |  | 867.5178 | 0 | 0 | 0 | 0
05.04. | 7 | 869.4805 |  | 869.4805 | 0 | 0 | 0 | 0
05.04. | 8 | 869.4805 |  | 869.4805 | 0 | 0 | 0 | 0
05.04. | 9 | 861.6297 |  | 861.6297 | 0 | 0 | 0 | 0
05.04. | 10 | 832.189 |  | 832.189 | 0 | 0 | 0 | 0
05.04. | 11 | 822.3755 |  | 822.3755 | 0 | 0 | 0 | 0
05.04. | 12 | 828.2636 |  | 828.2636 | 0 | 0 | 0 | 0
05.04. | 13 | 830.2263 |  | 830.2263 | 0 | 0 | 0 | 0
05.04. | 14 | 820.4128 |  | 820.4128 | 0 | 0 | 0 | 0
05.04. | 15 | 794.8975 |  | 794.8975 | 0 | 0 | 0 | 0
05.04. | 16 | 814.5246 |  | 814.5246 | 0 | 0 | 0 | 0
05.04. | 17 | 800.7857 |  | 800.7857 | 0 | 0 | 0 | 0
05.04. | 18 | 853.7788 |  | 853.7788 | 0 | 0 | 0 | 0
05.04. | 19 | 896.9585 |  | 896.9585 | 0 | 0 | 0 | 0
05.04. | 20 | 893.033 |  | 893.033 | 0 | 0 | 0 | 0
05.04. | 21 | 918.5483 |  | 918.5483 | 0 | 0 | 0 | 0
05.04. | 22 | 891.0703 |  | 891.0703 | 0 | 0 | 0 | 0
05.04. | 23 | 885.1822 |  | 885.1822 | 0 | 0 | 0 | 0
05.04. | 24 | 869.4805 |  | 869.4805 | 0 | 0 | 0 | 0
06.04. | 1 | 863.5924 |  | 863.5924 | 0 | 0 | 0 | 0
06.04. | 2 | 857.7043 |  | 857.7043 | 0 | 0 | 0 | 0
06.04. | 3 | 849.8534 |  | 849.8534 | 0 | 0 | 0 | 0
06.04. | 4 | 851.8161 |  | 851.8161 | 0 | 0 | 0 | 0
06.04. | 5 | 851.8161 |  | 851.8161 | 0 | 0 | 0 | 0
06.04. | 6 | 853.7788 |  | 853.7788 | 0 | 0 | 0 | 0
06.04. | 7 | 857.7043 |  | 857.7043 | 0 | 0 | 0 | 0
06.04. | 8 | 857.7043 |  | 857.7043 | 0 | 0 | 0 | 0
06.04. | 9 | 843.9653 |  | 843.9653 | 0 | 0 | 0 | 0
06.04. | 10 | 679.0977 |  | 679.0977 | 0 | 0 | 0 | 0
06.04. | 11 | 622.1791 |  | 622.1791 | 0 | 0 | 0 | 0
06.04. | 12 | 604.5147 |  | 604.5147 | 0 | 0 | 0 | 0
06.04. | 13 | 614.3282 |  | 614.3282 | 0 | 0 | 0 | 0
06.04. | 14 | 588.813 |  | 588.813 | 0 | 0 | 0 | 0
06.04. | 15 | 606.4774 |  | 606.4774 | 0 | 0 | 0 | 0
06.04. | 16 | 596.6638 |  | 596.6638 | 0 | 0 | 0 | 0
06.04. | 17 | 635.918 |  | 635.918 | 0 | 0 | 0 | 0
06.04. | 18 | 792.9348 |  | 792.9348 | 0 | 0 | 0 | 0
06.04. | 19 | 883.2195 |  | 883.2195 | 0 | 0 | 0 | 0
06.04. | 20 | 908.7347 |  | 908.7347 | 0 | 0 | 0 | 0
06.04. | 21 | 910.6974 |  | 910.6974 | 0 | 0 | 0 | 0
06.04. | 22 | 887.1449 |  | 887.1449 | 0 | 0 | 0 | 0
06.04. | 23 | 855.7416 |  | 855.7416 | 0 | 0 | 0 | 0
06.04. | 24 | 832.189 |  | 832.189 | 0 | 0 | 0 | 0
07.04. | 1 | 828.2636 |  | 828.2636 | 0 | 0 | 0 | 0
07.04. | 2 | 828.2636 |  | 828.2636 | 0 | 0 | 0 | 0
07.04. | 3 | 810.5992 |  | 810.5992 | 0 | 0 | 0 | 0
07.04. | 4 | 798.823 |  | 798.823 | 0 | 0 | 0 | 0
07.04. | 5 | 794.8975 |  | 794.8975 | 0 | 0 | 0 | 0
07.04. | 6 | 824.3382 |  | 824.3382 | 0 | 0 | 0 | 0
07.04. | 7 | 851.8161 |  | 851.8161 | 0 | 0 | 0 | 0
07.04. | 8 | 836.1145 |  | 836.1145 | 0 | 0 | 0 | 0
07.04. | 9 | 794.8975 |  | 794.8975 | 0 | 0 | 0 | 0
07.04. | 10 | 734.0535 |  | 734.0535 | 0 | 0 | 0 | 0
07.04. | 11 | 649.657 |  | 649.657 | 0 | 0 | 0 | 0
07.04. | 12 | 614.3282 |  | 614.3282 | 0 | 0 | 0 | 0
07.04. | 13 | 624.1418 |  | 624.1418 | 0 | 0 | 0 | 0
07.04. | 14 | 612.3655 |  | 612.3655 | 0 | 0 | 0 | 0
07.04. | 15 | 584.8876 |  | 584.8876 | 0 | 0 | 0 | 0
07.04. | 16 | 582.9249 |  | 582.9249 | 0 | 0 | 0 | 0
07.04. | 17 | 675.1722 |  | 675.1722 | 0 | 0 | 0 | 0
07.04. | 18 | 751.7179 |  | 751.7179 | 0 | 0 | 0 | 0
07.04. | 19 | 859.667 |  | 859.667 | 0 | 0 | 0 | 0
07.04. | 20 | 887.1449 |  | 887.1449 | 0 | 0 | 0 | 0
07.04. | 21 | 900.8839 |  | 900.8839 | 0 | 0 | 0 | 0
07.04. | 22 | 894.9958 |  | 894.9958 | 0 | 0 | 0 | 0
07.04. | 23 | 877.3314 |  | 877.3314 | 0 | 0 | 0 | 0
07.04. | 24 | 824.3382 |  | 824.3382 | 0 | 0 | 0 | 0
08.04. | 1 | 822.3755 |  | 822.3755 | 0 | 0 | 0 | 0
08.04. | 2 | 834.1518 |  | 834.1518 | 0 | 0 | 0 | 0
08.04. | 3 | 820.4128 |  | 820.4128 | 0 | 0 | 0 | 0
08.04. | 4 | 812.5619 |  | 812.5619 | 0 | 0 | 0 | 0
08.04. | 5 | 812.5619 |  | 812.5619 | 0 | 0 | 0 | 0
08.04. | 6 | 814.5246 |  | 814.5246 | 0 | 0 | 0 | 0
08.04. | 7 | 836.1145 |  | 836.1145 | 0 | 0 | 0 | 0
08.04. | 8 | 830.2263 |  | 830.2263 | 0 | 0 | 0 | 0
08.04. | 9 | 836.1145 |  | 836.1145 | 0 | 0 | 0 | 0
08.04. | 10 | 785.084 |  | 785.084 | 0 | 0 | 0 | 0
08.04. | 11 | 741.9044 |  | 741.9044 | 0 | 0 | 0 | 0
08.04. | 12 | 720.3146 |  | 720.3146 | 0 | 0 | 0 | 0
08.04. | 13 | 690.8739 |  | 690.8739 | 0 | 0 | 0 | 0
08.04. | 14 | 667.3214 |  | 667.3214 | 0 | 0 | 0 | 0
08.04. | 15 | 663.396 |  | 663.396 | 0 | 0 | 0 | 0
08.04. | 16 | 669.2841 |  | 669.2841 | 0 | 0 | 0 | 0
08.04. | 17 | 667.3214 |  | 667.3214 | 0 | 0 | 0 | 0
08.04. | 18 | 698.7248 |  | 698.7248 | 0 | 0 | 0 | 0
08.04. | 19 | 783.1213 |  | 783.1213 | 0 | 0 | 0 | 0
08.04. | 20 | 908.7347 |  | 908.7347 | 0 | 0 | 0 | 0
08.04. | 21 | 926.3991 |  | 926.3991 | 0 | 0 | 0 | 0
08.04. | 22 | 926.3991 |  | 926.3991 | 0 | 0 | 0 | 0
08.04. | 23 | 924.4364 |  | 924.4364 | 0 | 0 | 0 | 0
08.04. | 24 | 804.7111 |  | 804.7111 | 0 | 0 | 0 | 0
09.04. | 1 | 779.1959 |  | 779.1959 | 0 | 0 | 0 | 0
09.04. | 2 | 718.3519 |  | 718.3519 | 0 | 0 | 0 | 0
09.04. | 3 | 741.9044 |  | 741.9044 | 0 | 0 | 0 | 0
09.04. | 4 | 726.2027 |  | 726.2027 | 0 | 0 | 0 | 0
09.04. | 5 | 732.0908 |  | 732.0908 | 0 | 0 | 0 | 0
09.04. | 6 | 751.7179 |  | 751.7179 | 0 | 0 | 0 | 0
09.04. | 7 | 826.3009 |  | 826.3009 | 0 | 0 | 0 | 0
09.04. | 8 | 826.3009 |  | 826.3009 | 0 | 0 | 0 | 0
09.04. | 9 | 706.5756 |  | 706.5756 | 0 | 0 | 0 | 0
09.04. | 10 | 633.9553 |  | 633.9553 | 0 | 0 | 0 | 0
09.04. | 11 | 590.7757 |  | 590.7757 | 0 | 0 | 0 | 0
09.04. | 12 | 561.3351 |  | 561.3351 | 0 | 0 | 0 | 0
09.04. | 13 | 553.4842 |  | 553.4842 | 0 | 0 | 0 | 0
09.04. | 14 | 575.074 |  | 575.074 | 0 | 0 | 0 | 0
09.04. | 15 | 545.6334 |  | 545.6334 | 0 | 0 | 0 | 0
09.04. | 16 | 535.8198 |  | 535.8198 | 0 | 0 | 0 | 0
09.04. | 17 | 586.8503 |  | 586.8503 | 0 | 0 | 0 | 0
09.04. | 18 | 706.5756 |  | 706.5756 | 0 | 0 | 0 | 0
09.04. | 19 | 842.0026 |  | 842.0026 | 0 | 0 | 0 | 0
09.04. | 20 | 873.4059 |  | 873.4059 | 0 | 0 | 0 | 0
09.04. | 21 | 871.4432 |  | 871.4432 | 0 | 0 | 0 | 0
09.04. | 22 | 879.2941 |  | 879.2941 | 0 | 0 | 0 | 0
09.04. | 23 | 869.4805 |  | 869.4805 | 0 | 0 | 0 | 0
09.04. | 24 | 857.7043 |  | 857.7043 | 0 | 0 | 0 | 0
10.04. | 1 | 834.1518 |  | 834.1518 | 0 | 0 | 0 | 0
10.04. | 2 | 840.0399 |  | 840.0399 | 0 | 0 | 0 | 0
10.04. | 3 | 873.4059 |  | 873.4059 | 0 | 0 | 0 | 0
10.04. | 4 | 875.3687 |  | 875.3687 | 0 | 0 | 0 | 0
10.04. | 5 | 891.0703 |  | 891.0703 | 0 | 0 | 0 | 0
10.04. | 6 | 896.9585 |  | 896.9585 | 0 | 0 | 0 | 0
10.04. | 7 | 902.8466 |  | 902.8466 | 0 | 0 | 0 | 0
10.04. | 8 | 904.8093 |  | 904.8093 | 0 | 0 | 0 | 0
10.04. | 9 | 902.8466 |  | 902.8466 | 0 | 0 | 0 | 0
10.04. | 10 | 826.3009 |  | 826.3009 | 0 | 0 | 0 | 0
10.04. | 11 | 783.1213 |  | 783.1213 | 0 | 0 | 0 | 0
10.04. | 12 | 769.3823 |  | 769.3823 | 0 | 0 | 0 | 0
10.04. | 13 | 769.3823 |  | 769.3823 | 0 | 0 | 0 | 0
10.04. | 14 | 724.24 |  | 724.24 | 0 | 0 | 0 | 0
10.04. | 15 | 708.5383 |  | 708.5383 | 0 | 0 | 0 | 0
10.04. | 16 | 724.24 |  | 724.24 | 0 | 0 | 0 | 0
10.04. | 17 | 737.979 |  | 737.979 | 0 | 0 | 0 | 0
10.04. | 18 | 781.1586 |  | 781.1586 | 0 | 0 | 0 | 0
10.04. | 19 | 898.9212 |  | 898.9212 | 0 | 0 | 0 | 0
10.04. | 20 | 918.5483 |  | 918.5483 | 0 | 0 | 0 | 0
10.04. | 21 | 922.4737 |  | 922.4737 | 0 | 0 | 0 | 0
10.04. | 22 | 914.6229 |  | 914.6229 | 0 | 0 | 0 | 0
10.04. | 23 | 910.6974 |  | 910.6974 | 0 | 0 | 0 | 0
10.04. | 24 | 934.25 |  | 934.25 | 0 | 0 | 0 | 0
11.04. | 1 | 934.25 |  | 934.25 | 0 | 0 | 0 | 0
11.04. | 2 | 914.6229 |  | 914.6229 | 0 | 0 | 0 | 0
11.04. | 3 | 912.6602 |  | 912.6602 | 0 | 0 | 0 | 0
11.04. | 4 | 887.1449 |  | 887.1449 | 0 | 0 | 0 | 0
11.04. | 5 | 885.1822 |  | 885.1822 | 0 | 0 | 0 | 0
11.04. | 6 | 916.5856 |  | 916.5856 | 0 | 0 | 0 | 0
11.04. | 7 | 938.1754 |  | 938.1754 | 0 | 0 | 0 | 0
11.04. | 8 | 932.2873 |  | 932.2873 | 0 | 0 | 0 | 0
11.04. | 9 | 865.5551 |  | 865.5551 | 0 | 0 | 0 | 0
11.04. | 10 | 804.7111 |  | 804.7111 | 0 | 0 | 0 | 0
11.04. | 11 | 718.3519 |  | 718.3519 | 0 | 0 | 0 | 0
11.04. | 12 | 732.0908 |  | 732.0908 | 0 | 0 | 0 | 0
11.04. | 13 | 734.0535 |  | 734.0535 | 0 | 0 | 0 | 0
11.04. | 14 | 722.2773 |  | 722.2773 | 0 | 0 | 0 | 0
11.04. | 15 | 722.2773 |  | 722.2773 | 0 | 0 | 0 | 0
11.04. | 16 | 728.1654 |  | 728.1654 | 0 | 0 | 0 | 0
11.04. | 17 | 753.6806 |  | 753.6806 | 0 | 0 | 0 | 0
11.04. | 18 | 847.8907 |  | 847.8907 | 0 | 0 | 0 | 0
11.04. | 19 | 889.1076 |  | 889.1076 | 0 | 0 | 0 | 0
11.04. | 20 | 824.3382 |  | 824.3382 | 0 | 0 | 0 | 0
11.04. | 21 | 855.7416 |  | 855.7416 | 0 | 0 | 0 | 0
11.04. | 22 | 845.928 |  | 845.928 | 0 | 0 | 0 | 0
11.04. | 23 | 843.9653 |  | 843.9653 | 0 | 0 | 0 | 0
11.04. | 24 | 855.7416 |  | 855.7416 | 0 | 0 | 0 | 0
12.04. | 1 | 863.5924 |  | 863.5924 | 0 | 0 | 0 | 0
12.04. | 2 | 863.5924 |  | 863.5924 | 0 | 0 | 0 | 0
12.04. | 3 | 875.3687 |  | 875.3687 | 0 | 0 | 0 | 0
12.04. | 4 | 887.1449 |  | 887.1449 | 0 | 0 | 0 | 0
12.04. | 5 | 896.9585 |  | 896.9585 | 0 | 0 | 0 | 0
12.04. | 6 | 900.8839 |  | 900.8839 | 0 | 0 | 0 | 0
12.04. | 7 | 906.772 |  | 906.772 | 0 | 0 | 0 | 0
12.04. | 8 | 904.8093 |  | 904.8093 | 0 | 0 | 0 | 0
12.04. | 9 | 879.2941 |  | 879.2941 | 0 | 0 | 0 | 0
12.04. | 10 | 789.0094 |  | 789.0094 | 0 | 0 | 0 | 0
12.04. | 11 | 739.9417 |  | 739.9417 | 0 | 0 | 0 | 0
12.04. | 12 | 690.8739 |  | 690.8739 | 0 | 0 | 0 | 0
12.04. | 13 | 698.7248 |  | 698.7248 | 0 | 0 | 0 | 0
12.04. | 14 | 679.0977 |  | 679.0977 | 0 | 0 | 0 | 0
12.04. | 15 | 673.2095 |  | 673.2095 | 0 | 0 | 0 | 0
12.04. | 16 | 718.3519 |  | 718.3519 | 0 | 0 | 0 | 0
12.04. | 17 | 739.9417 |  | 739.9417 | 0 | 0 | 0 | 0
12.04. | 18 | 769.3823 |  | 769.3823 | 0 | 0 | 0 | 0
12.04. | 19 | 808.6365 |  | 808.6365 | 0 | 0 | 0 | 0
12.04. | 20 | 881.2568 |  | 881.2568 | 0 | 0 | 0 | 0
12.04. | 21 | 906.772 |  | 906.772 | 0 | 0 | 0 | 0
12.04. | 22 | 893.033 |  | 893.033 | 0 | 0 | 0 | 0
12.04. | 23 | 881.2568 |  | 881.2568 | 0 | 0 | 0 | 0
12.04. | 24 | 877.3314 |  | 877.3314 | 0 | 0 | 0 | 0
13.04. | 1 | 871.4432 |  | 871.4432 | 0 | 0 | 0 | 0
13.04. | 2 | 857.7043 |  | 857.7043 | 0 | 0 | 0 | 0
13.04. | 3 | 853.7788 |  | 853.7788 | 0 | 0 | 0 | 0
13.04. | 4 | 842.0026 |  | 842.0026 | 0 | 0 | 0 | 0
13.04. | 5 | 838.0772 |  | 838.0772 | 0 | 0 | 0 | 0
13.04. | 6 | 814.5246 |  | 814.5246 | 0 | 0 | 0 | 0
13.04. | 7 | 816.4874 |  | 816.4874 | 0 | 0 | 0 | 0
13.04. | 8 | 812.5619 |  | 812.5619 | 0 | 0 | 0 | 0
13.04. | 9 | 775.2704 |  | 775.2704 | 0 | 0 | 0 | 0
13.04. | 10 | 726.2027 |  | 726.2027 | 0 | 0 | 0 | 0
13.04. | 11 | 639.8435 |  | 639.8435 | 0 | 0 | 0 | 0
13.04. | 12 | 633.9553 |  | 633.9553 | 0 | 0 | 0 | 0
13.04. | 13 | 649.657 |  | 649.657 | 0 | 0 | 0 | 0
13.04. | 14 | 639.8435 |  | 639.8435 | 0 | 0 | 0 | 0
13.04. | 15 | 639.8435 |  | 639.8435 | 0 | 0 | 0 | 0
13.04. | 16 | 610.4028 |  | 610.4028 | 0 | 0 | 0 | 0
13.04. | 17 | 637.8808 |  | 637.8808 | 0 | 0 | 0 | 0
13.04. | 18 | 675.1722 |  | 675.1722 | 0 | 0 | 0 | 0
13.04. | 19 | 722.2773 |  | 722.2773 | 0 | 0 | 0 | 0
13.04. | 20 | 773.3077 |  | 773.3077 | 0 | 0 | 0 | 0
13.04. | 21 | 804.7111 |  | 804.7111 | 0 | 0 | 0 | 0
13.04. | 22 | 812.5619 |  | 812.5619 | 0 | 0 | 0 | 0
13.04. | 23 | 800.7857 |  | 800.7857 | 0 | 0 | 0 | 0
13.04. | 24 | 787.0467 |  | 787.0467 | 0 | 0 | 0 | 0
14.04. | 1 | 787.0467 |  | 787.0467 | 0 | 0 | 0 | 0
14.04. | 2 | 783.1213 |  | 783.1213 | 0 | 0 | 0 | 0
14.04. | 3 | 785.084 |  | 785.084 | 0 | 0 | 0 | 0
14.04. | 4 | 789.0094 |  | 789.0094 | 0 | 0 | 0 | 0
14.04. | 5 | 785.084 |  | 785.084 | 0 | 0 | 0 | 0
14.04. | 6 | 787.0467 |  | 787.0467 | 0 | 0 | 0 | 0
14.04. | 7 | 787.0467 |  | 787.0467 | 0 | 0 | 0 | 0
14.04. | 8 | 787.0467 |  | 787.0467 | 0 | 0 | 0 | 0
14.04. | 9 | 696.7621 |  | 696.7621 | 0 | 0 | 0 | 0
14.04. | 10 | 692.8366 |  | 692.8366 | 0 | 0 | 0 | 0
14.04. | 11 | 614.3282 |  | 614.3282 | 0 | 0 | 0 | 0
14.04. | 12 | 620.2164 |  | 620.2164 | 0 | 0 | 0 | 0
14.04. | 13 | 610.4028 |  | 610.4028 | 0 | 0 | 0 | 0
14.04. | 14 | 622.1791 |  | 622.1791 | 0 | 0 | 0 | 0
14.04. | 15 | 612.3655 |  | 612.3655 | 0 | 0 | 0 | 0
14.04. | 16 | 612.3655 |  | 612.3655 | 0 | 0 | 0 | 0
14.04. | 17 | 626.1045 |  | 626.1045 | 0 | 0 | 0 | 0
14.04. | 18 | 647.6943 |  | 647.6943 | 0 | 0 | 0 | 0
14.04. | 19 | 763.4942 |  | 763.4942 | 0 | 0 | 0 | 0
14.04. | 20 | 790.9721 |  | 790.9721 | 0 | 0 | 0 | 0
14.04. | 21 | 808.6365 |  | 808.6365 | 0 | 0 | 0 | 0
14.04. | 22 | 798.823 |  | 798.823 | 0 | 0 | 0 | 0
14.04. | 23 | 783.1213 |  | 783.1213 | 0 | 0 | 0 | 0
14.04. | 24 | 757.6061 |  | 757.6061 | 0 | 0 | 0 | 0
15.04. | 1 | 755.6433 |  | 755.6433 | 0 | 0 | 0 | 0
15.04. | 2 | 751.7179 |  | 751.7179 | 0 | 0 | 0 | 0
15.04. | 3 | 741.9044 |  | 741.9044 | 0 | 0 | 0 | 0
15.04. | 4 | 726.2027 |  | 726.2027 | 0 | 0 | 0 | 0
15.04. | 5 | 751.7179 |  | 751.7179 | 0 | 0 | 0 | 0
15.04. | 6 | 757.6061 |  | 757.6061 | 0 | 0 | 0 | 0
15.04. | 7 | 755.6433 |  | 755.6433 | 0 | 0 | 0 | 0
15.04. | 8 | 732.0908 |  | 732.0908 | 0 | 0 | 0 | 0
15.04. | 9 | 671.2468 |  | 671.2468 | 0 | 0 | 0 | 0
15.04. | 10 | 661.4333 |  | 661.4333 | 0 | 0 | 0 | 0
15.04. | 11 | 588.813 |  | 588.813 | 0 | 0 | 0 | 0
15.04. | 12 | 604.5147 |  | 604.5147 | 0 | 0 | 0 | 0
15.04. | 13 | 602.552 |  | 602.552 | 0 | 0 | 0 | 0
15.04. | 14 | 596.6638 |  | 596.6638 | 0 | 0 | 0 | 0
15.04. | 15 | 580.9622 |  | 580.9622 | 0 | 0 | 0 | 0
15.04. | 16 | 577.0367 |  | 577.0367 | 0 | 0 | 0 | 0
15.04. | 17 | 596.6638 |  | 596.6638 | 0 | 0 | 0 | 0
15.04. | 18 | 602.552 |  | 602.552 | 0 | 0 | 0 | 0
15.04. | 19 | 716.3892 |  | 716.3892 | 0 | 0 | 0 | 0
15.04. | 20 | 830.2263 |  | 830.2263 | 0 | 0 | 0 | 0
15.04. | 21 | 873.4059 |  | 873.4059 | 0 | 0 | 0 | 0
15.04. | 22 | 861.6297 |  | 861.6297 | 0 | 0 | 0 | 0
15.04. | 23 | 845.928 |  | 845.928 | 0 | 0 | 0 | 0
15.04. | 24 | 828.2636 |  | 828.2636 | 0 | 0 | 0 | 0
16.04. | 1 | 820.4128 |  | 820.4128 | 0 | 0 | 0 | 0
16.04. | 2 | 783.1213 |  | 783.1213 | 0 | 0 | 0 | 0
16.04. | 3 | 783.1213 |  | 783.1213 | 0 | 0 | 0 | 0
16.04. | 4 | 755.6433 |  | 755.6433 | 0 | 0 | 0 | 0
16.04. | 5 | 769.3823 |  | 769.3823 | 0 | 0 | 0 | 0
16.04. | 6 | 808.6365 |  | 808.6365 | 0 | 0 | 0 | 0
16.04. | 7 | 820.4128 |  | 820.4128 | 0 | 0 | 0 | 0
16.04. | 8 | 818.4501 |  | 818.4501 | 0 | 0 | 0 | 0
16.04. | 9 | 792.9348 |  | 792.9348 | 0 | 0 | 0 | 0
16.04. | 10 | 737.979 |  | 737.979 | 0 | 0 | 0 | 0
16.04. | 11 | 716.3892 |  | 716.3892 | 0 | 0 | 0 | 0
16.04. | 12 | 677.135 |  | 677.135 | 0 | 0 | 0 | 0
16.04. | 13 | 686.9485 |  | 686.9485 | 0 | 0 | 0 | 0
16.04. | 14 | 700.6875 |  | 700.6875 | 0 | 0 | 0 | 0
16.04. | 15 | 684.9858 |  | 684.9858 | 0 | 0 | 0 | 0
16.04. | 16 | 690.8739 |  | 690.8739 | 0 | 0 | 0 | 0
16.04. | 17 | 694.7993 |  | 694.7993 | 0 | 0 | 0 | 0
16.04. | 18 | 730.1281 |  | 730.1281 | 0 | 0 | 0 | 0
16.04. | 19 | 777.2332 |  | 777.2332 | 0 | 0 | 0 | 0
16.04. | 20 | 771.345 |  | 771.345 | 0 | 0 | 0 | 0
16.04. | 21 | 779.1959 |  | 779.1959 | 0 | 0 | 0 | 0
16.04. | 22 | 781.1586 |  | 781.1586 | 0 | 0 | 0 | 0
16.04. | 23 | 783.1213 |  | 783.1213 | 0 | 0 | 0 | 0
16.04. | 24 | 800.7857 |  | 800.7857 | 0 | 0 | 0 | 0
17.04. | 1 | 816.4874 |  | 816.4874 | 0 | 0 | 0 | 0
17.04. | 2 | 814.5246 |  | 814.5246 | 0 | 0 | 0 | 0
17.04. | 3 | 816.4874 |  | 816.4874 | 0 | 0 | 0 | 0
17.04. | 4 | 802.7484 |  | 802.7484 | 0 | 0 | 0 | 0
17.04. | 5 | 820.4128 |  | 820.4128 | 0 | 0 | 0 | 0
17.04. | 6 | 820.4128 |  | 820.4128 | 0 | 0 | 0 | 0
17.04. | 7 | 845.928 |  | 845.928 | 0 | 0 | 0 | 0
17.04. | 8 | 830.2263 |  | 830.2263 | 0 | 0 | 0 | 0
17.04. | 9 | 828.2636 |  | 828.2636 | 0 | 0 | 0 | 0
17.04. | 10 | 781.1586 |  | 781.1586 | 0 | 0 | 0 | 0
17.04. | 11 | 769.3823 |  | 769.3823 | 0 | 0 | 0 | 0
17.04. | 12 | 773.3077 |  | 773.3077 | 0 | 0 | 0 | 0
17.04. | 13 | 777.2332 |  | 777.2332 | 0 | 0 | 0 | 0
17.04. | 14 | 781.1586 |  | 781.1586 | 0 | 0 | 0 | 0
17.04. | 15 | 773.3077 |  | 773.3077 | 0 | 0 | 0 | 0
17.04. | 16 | 769.3823 |  | 769.3823 | 0 | 0 | 0 | 0
17.04. | 17 | 804.7111 |  | 804.7111 | 0 | 0 | 0 | 0
17.04. | 18 | 810.5992 |  | 810.5992 | 0 | 0 | 0 | 0
17.04. | 19 | 840.0399 |  | 840.0399 | 0 | 0 | 0 | 0
17.04. | 20 | 861.6297 |  | 861.6297 | 0 | 0 | 0 | 0
17.04. | 21 | 853.7788 |  | 853.7788 | 0 | 0 | 0 | 0
17.04. | 22 | 849.8534 |  | 849.8534 | 0 | 0 | 0 | 0
17.04. | 23 | 863.5924 |  | 863.5924 | 0 | 0 | 0 | 0
17.04. | 24 | 879.2941 |  | 879.2941 | 0 | 0 | 0 | 0
18.04. | 1 | 871.4432 |  | 871.4432 | 0 | 0 | 0 | 0
18.04. | 2 | 869.4805 |  | 869.4805 | 0 | 0 | 0 | 0
18.04. | 3 | 859.667 |  | 859.667 | 0 | 0 | 0 | 0
18.04. | 4 | 877.3314 |  | 877.3314 | 0 | 0 | 0 | 0
18.04. | 5 | 881.2568 |  | 881.2568 | 0 | 0 | 0 | 0
18.04. | 6 | 894.9958 |  | 894.9958 | 0 | 0 | 0 | 0
18.04. | 7 | 902.8466 |  | 902.8466 | 0 | 0 | 0 | 0
18.04. | 8 | 898.9212 |  | 898.9212 | 0 | 0 | 0 | 0
18.04. | 9 | 900.8839 |  | 900.8839 | 0 | 0 | 0 | 0
18.04. | 10 | 843.9653 |  | 843.9653 | 0 | 0 | 0 | 0
18.04. | 11 | 845.928 |  | 845.928 | 0 | 0 | 0 | 0
18.04. | 12 | 836.1145 |  | 836.1145 | 0 | 0 | 0 | 0
18.04. | 13 | 830.2263 |  | 830.2263 | 0 | 0 | 0 | 0
18.04. | 14 | 836.1145 |  | 836.1145 | 0 | 0 | 0 | 0
18.04. | 15 | 853.7788 |  | 853.7788 | 0 | 0 | 0 | 0
18.04. | 16 | 816.4874 |  | 816.4874 | 0 | 0 | 0 | 0
18.04. | 17 | 830.2263 |  | 830.2263 | 0 | 0 | 0 | 0
18.04. | 18 | 851.8161 |  | 851.8161 | 0 | 0 | 0 | 0
18.04. | 19 | 898.9212 |  | 898.9212 | 0 | 0 | 0 | 0
18.04. | 20 | 924.4364 |  | 924.4364 | 0 | 0 | 0 | 0
18.04. | 21 | 922.4737 |  | 922.4737 | 0 | 0 | 0 | 0
18.04. | 22 | 928.3618 |  | 928.3618 | 0 | 0 | 0 | 0
18.04. | 23 | 918.5483 |  | 918.5483 | 0 | 0 | 0 | 0
18.04. | 24 | 894.9958 |  | 894.9958 | 0 | 0 | 0 | 0
19.04. | 1 | 885.1822 |  | 885.1822 | 0 | 0 | 0 | 0
19.04. | 2 | 881.2568 |  | 881.2568 | 0 | 0 | 0 | 0
19.04. | 3 | 894.9958 |  | 894.9958 | 0 | 0 | 0 | 0
19.04. | 4 | 894.9958 |  | 894.9958 | 0 | 0 | 0 | 0
19.04. | 5 | 885.1822 |  | 885.1822 | 0 | 0 | 0 | 0
19.04. | 6 | 908.7347 |  | 908.7347 | 0 | 0 | 0 | 0
19.04. | 7 | 904.8093 |  | 904.8093 | 0 | 0 | 0 | 0
19.04. | 8 | 926.3991 |  | 926.3991 | 0 | 0 | 0 | 0
19.04. | 9 | 902.8466 |  | 902.8466 | 0 | 0 | 0 | 0
19.04. | 10 | 887.1449 |  | 887.1449 | 0 | 0 | 0 | 0
19.04. | 11 | 865.5551 |  | 865.5551 | 0 | 0 | 0 | 0
19.04. | 12 | 861.6297 |  | 861.6297 | 0 | 0 | 0 | 0
19.04. | 13 | 855.7416 |  | 855.7416 | 0 | 0 | 0 | 0
19.04. | 14 | 855.7416 |  | 855.7416 | 0 | 0 | 0 | 0
19.04. | 15 | 871.4432 |  | 871.4432 | 0 | 0 | 0 | 0
19.04. | 16 | 871.4432 |  | 871.4432 | 0 | 0 | 0 | 0
19.04. | 17 | 875.3687 |  | 875.3687 | 0 | 0 | 0 | 0
19.04. | 18 | 898.9212 |  | 898.9212 | 0 | 0 | 0 | 0
19.04. | 19 | 930.3245 |  | 930.3245 | 0 | 0 | 0 | 0
19.04. | 20 | 936.2127 |  | 936.2127 | 0 | 0 | 0 | 0
19.04. | 21 | 953.8771 |  | 953.8771 | 0 | 0 | 0 | 0
19.04. | 22 | 955.8398 |  | 955.8398 | 0 | 0 | 0 | 0
19.04. | 23 | 953.8771 |  | 953.8771 | 0 | 0 | 0 | 0
19.04. | 24 | 953.8771 |  | 953.8771 | 0 | 0 | 0 | 0
20.04. | 1 | 930.3245 |  | 930.3245 | 0 | 0 | 0 | 0
20.04. | 2 | 932.2873 |  | 932.2873 | 0 | 0 | 0 | 0
20.04. | 3 | 930.3245 |  | 930.3245 | 0 | 0 | 0 | 0
20.04. | 4 | 928.3618 |  | 928.3618 | 0 | 0 | 0 | 0
20.04. | 5 | 920.511 |  | 920.511 | 0 | 0 | 0 | 0
20.04. | 6 | 928.3618 |  | 928.3618 | 0 | 0 | 0 | 0
20.04. | 7 | 918.5483 |  | 918.5483 | 0 | 0 | 0 | 0
20.04. | 8 | 910.6974 |  | 910.6974 | 0 | 0 | 0 | 0
20.04. | 9 | 879.2941 |  | 879.2941 | 0 | 0 | 0 | 0
20.04. | 10 | 859.667 |  | 859.667 | 0 | 0 | 0 | 0
20.04. | 11 | 869.4805 |  | 869.4805 | 0 | 0 | 0 | 0
20.04. | 12 | 893.033 |  | 893.033 | 0 | 0 | 0 | 0
20.04. | 13 | 875.3687 |  | 875.3687 | 0 | 0 | 0 | 0
20.04. | 14 | 845.928 |  | 845.928 | 0 | 0 | 0 | 0
20.04. | 15 | 842.0026 |  | 842.0026 | 0 | 0 | 0 | 0
20.04. | 16 | 822.3755 |  | 822.3755 | 0 | 0 | 0 | 0
20.04. | 17 | 859.667 |  | 859.667 | 0 | 0 | 0 | 0
20.04. | 18 | 885.1822 |  | 885.1822 | 0 | 0 | 0 | 0
20.04. | 19 | 932.2873 |  | 932.2873 | 0 | 0 | 0 | 0
20.04. | 20 | 959.7652 |  | 959.7652 | 0 | 0 | 0 | 0
20.04. | 21 | 965.6533 |  | 965.6533 | 0 | 0 | 0 | 0
20.04. | 22 | 961.7279 |  | 961.7279 | 0 | 0 | 0 | 0
20.04. | 23 | 922.4737 |  | 922.4737 | 0 | 0 | 0 | 0
20.04. | 24 | 946.0262 |  | 946.0262 | 0 | 0 | 0 | 0
21.04. | 1 | 944.0635 |  | 944.0635 | 0 | 0 | 0 | 0
21.04. | 2 | 949.9516 |  | 949.9516 | 0 | 0 | 0 | 0
21.04. | 3 | 918.5483 |  | 918.5483 | 0 | 0 | 0 | 0
21.04. | 4 | 926.3991 |  | 926.3991 | 0 | 0 | 0 | 0
21.04. | 5 | 924.4364 |  | 924.4364 | 0 | 0 | 0 | 0
21.04. | 6 | 932.2873 |  | 932.2873 | 0 | 0 | 0 | 0
21.04. | 7 | 934.25 |  | 934.25 | 0 | 0 | 0 | 0
21.04. | 8 | 932.2873 |  | 932.2873 | 0 | 0 | 0 | 0
21.04. | 9 | 926.3991 |  | 926.3991 | 0 | 0 | 0 | 0
21.04. | 10 | 873.4059 |  | 873.4059 | 0 | 0 | 0 | 0
21.04. | 11 | 853.7788 |  | 853.7788 | 0 | 0 | 0 | 0
21.04. | 12 | 832.189 |  | 832.189 | 0 | 0 | 0 | 0
21.04. | 13 | 781.1586 |  | 781.1586 | 0 | 0 | 0 | 0
21.04. | 14 | 765.4569 |  | 765.4569 | 0 | 0 | 0 | 0
21.04. | 15 | 749.7552 |  | 749.7552 | 0 | 0 | 0 | 0
21.04. | 16 | 745.8298 |  | 745.8298 | 0 | 0 | 0 | 0
21.04. | 17 | 761.5315 |  | 761.5315 | 0 | 0 | 0 | 0
21.04. | 18 | 822.3755 |  | 822.3755 | 0 | 0 | 0 | 0
21.04. | 19 | 894.9958 |  | 894.9958 | 0 | 0 | 0 | 0
21.04. | 20 | 916.5856 |  | 916.5856 | 0 | 0 | 0 | 0
21.04. | 21 | 920.511 |  | 920.511 | 0 | 0 | 0 | 0
21.04. | 22 | 908.7347 |  | 908.7347 | 0 | 0 | 0 | 0
21.04. | 23 | 898.9212 |  | 898.9212 | 0 | 0 | 0 | 0
21.04. | 24 | 898.9212 |  | 898.9212 | 0 | 0 | 0 | 0
22.04. | 1 | 894.9958 |  | 894.9958 | 0 | 0 | 0 | 0
22.04. | 2 | 893.033 |  | 893.033 | 0 | 0 | 0 | 0
22.04. | 3 | 889.1076 |  | 889.1076 | 0 | 0 | 0 | 0
22.04. | 4 | 898.9212 |  | 898.9212 | 0 | 0 | 0 | 0
22.04. | 5 | 893.033 |  | 893.033 | 0 | 0 | 0 | 0
22.04. | 6 | 893.033 |  | 893.033 | 0 | 0 | 0 | 0
22.04. | 7 | 883.2195 |  | 883.2195 | 0 | 0 | 0 | 0
22.04. | 8 | 847.8907 |  | 847.8907 | 0 | 0 | 0 | 0
22.04. | 9 | 755.6433 |  | 755.6433 | 0 | 0 | 0 | 0
22.04. | 10 | 696.7621 |  | 696.7621 | 0 | 0 | 0 | 0
22.04. | 11 | 665.3587 |  | 665.3587 | 0 | 0 | 0 | 0
22.04. | 12 | 667.3214 |  | 667.3214 | 0 | 0 | 0 | 0
22.04. | 13 | 669.2841 |  | 669.2841 | 0 | 0 | 0 | 0
22.04. | 14 | 667.3214 |  | 667.3214 | 0 | 0 | 0 | 0
22.04. | 15 | 653.5824 |  | 653.5824 | 0 | 0 | 0 | 0
22.04. | 16 | 647.6943 |  | 647.6943 | 0 | 0 | 0 | 0
22.04. | 17 | 663.396 |  | 663.396 | 0 | 0 | 0 | 0
22.04. | 18 | 706.5756 |  | 706.5756 | 0 | 0 | 0 | 0
22.04. | 19 | 757.6061 |  | 757.6061 | 0 | 0 | 0 | 0
22.04. | 20 | 885.1822 |  | 885.1822 | 0 | 0 | 0 | 0
22.04. | 21 | 934.25 |  | 934.25 | 0 | 0 | 0 | 0
22.04. | 22 | 938.1754 |  | 938.1754 | 0 | 0 | 0 | 0
22.04. | 23 | 932.2873 |  | 932.2873 | 0 | 0 | 0 | 0
22.04. | 24 | 949.9516 |  | 949.9516 | 0 | 0 | 0 | 0
23.04. | 1 | 951.9143 |  | 951.9143 | 0 | 0 | 0 | 0
23.04. | 2 | 957.8025 |  | 957.8025 | 0 | 0 | 0 | 0
23.04. | 3 | 961.7279 |  | 961.7279 | 0 | 0 | 0 | 0
23.04. | 4 | 963.6906 |  | 963.6906 | 0 | 0 | 0 | 0
23.04. | 5 | 949.9516 |  | 949.9516 | 0 | 0 | 0 | 0
23.04. | 6 | 969.5787 |  | 969.5787 | 0 | 0 | 0 | 0
23.04. | 7 | 973.5042 |  | 973.5042 | 0 | 0 | 0 | 0
23.04. | 8 | 951.9143 |  | 951.9143 | 0 | 0 | 0 | 0
23.04. | 9 | 938.1754 |  | 938.1754 | 0 | 0 | 0 | 0
23.04. | 10 | 926.3991 |  | 926.3991 | 0 | 0 | 0 | 0
23.04. | 11 | 920.511 |  | 920.511 | 0 | 0 | 0 | 0
23.04. | 12 | 898.9212 |  | 898.9212 | 0 | 0 | 0 | 0
23.04. | 13 | 891.0703 |  | 891.0703 | 0 | 0 | 0 | 0
23.04. | 14 | 885.1822 |  | 885.1822 | 0 | 0 | 0 | 0
23.04. | 15 | 857.7043 |  | 857.7043 | 0 | 0 | 0 | 0
23.04. | 16 | 851.8161 |  | 851.8161 | 0 | 0 | 0 | 0
23.04. | 17 | 894.9958 |  | 894.9958 | 0 | 0 | 0 | 0
23.04. | 18 | 916.5856 |  | 916.5856 | 0 | 0 | 0 | 0
23.04. | 19 | 961.7279 |  | 961.7279 | 0 | 0 | 0 | 0
23.04. | 20 | 1008.8329 |  | 1008.8329 | 0 | 0 | 0 | 0
23.04. | 21 | 965.6533 |  | 965.6533 | 0 | 0 | 0 | 0
23.04. | 22 | 985.2804 |  | 985.2804 | 0 | 0 | 0 | 0
23.04. | 23 | 975.4669 |  | 975.4669 | 0 | 0 | 0 | 0
23.04. | 24 | 989.2058 |  | 989.2058 | 0 | 0 | 0 | 0
24.04. | 1 | 993.1313 |  | 993.1313 | 0 | 0 | 0 | 0
24.04. | 2 | 975.4669 |  | 975.4669 | 0 | 0 | 0 | 0
24.04. | 3 | 977.4296 |  | 977.4296 | 0 | 0 | 0 | 0
24.04. | 4 | 973.5042 |  | 973.5042 | 0 | 0 | 0 | 0
24.04. | 5 | 971.5415 |  | 971.5415 | 0 | 0 | 0 | 0
24.04. | 6 | 985.2804 |  | 985.2804 | 0 | 0 | 0 | 0
24.04. | 7 | 991.1685 |  | 991.1685 | 0 | 0 | 0 | 0
24.04. | 8 | 995.094 |  | 995.094 | 0 | 0 | 0 | 0
24.04. | 9 | 953.8771 |  | 953.8771 | 0 | 0 | 0 | 0
24.04. | 10 | 965.6533 |  | 965.6533 | 0 | 0 | 0 | 0
24.04. | 11 | 930.3245 |  | 930.3245 | 0 | 0 | 0 | 0
24.04. | 12 | 912.6602 |  | 912.6602 | 0 | 0 | 0 | 0
24.04. | 13 | 914.6229 |  | 914.6229 | 0 | 0 | 0 | 0
24.04. | 14 | 924.4364 |  | 924.4364 | 0 | 0 | 0 | 0
24.04. | 15 | 914.6229 |  | 914.6229 | 0 | 0 | 0 | 0
24.04. | 16 | 920.511 |  | 920.511 | 0 | 0 | 0 | 0
24.04. | 17 | 920.511 |  | 920.511 | 0 | 0 | 0 | 0
24.04. | 18 | 942.1008 |  | 942.1008 | 0 | 0 | 0 | 0
24.04. | 19 | 1000.9821 |  | 1000.9821 | 0 | 0 | 0 | 0
24.04. | 20 | 1004.9075 |  | 1004.9075 | 0 | 0 | 0 | 0
24.04. | 21 | 1008.8329 |  | 1008.8329 | 0 | 0 | 0 | 0
24.04. | 22 | 1010.7957 |  | 1010.7957 | 0 | 0 | 0 | 0
24.04. | 23 | 1014.7211 |  | 1014.7211 | 0 | 0 | 0 | 0
24.04. | 24 | 1014.7211 |  | 1014.7211 | 0 | 0 | 0 | 0
25.04. | 1 | 1020.6092 |  | 1020.6092 | 0 | 0 | 0 | 0
25.04. | 2 | 1008.8329 |  | 1008.8329 | 0 | 0 | 0 | 0
25.04. | 3 | 1006.8702 |  | 1006.8702 | 0 | 0 | 0 | 0
25.04. | 4 | 1008.8329 |  | 1008.8329 | 0 | 0 | 0 | 0
25.04. | 5 | 1014.7211 |  | 1014.7211 | 0 | 0 | 0 | 0
25.04. | 6 | 1030.4228 |  | 1030.4228 | 0 | 0 | 0 | 0
25.04. | 7 | 1034.3482 |  | 1034.3482 | 0 | 0 | 0 | 0
25.04. | 8 | 1036.3109 |  | 1036.3109 | 0 | 0 | 0 | 0
25.04. | 9 | 1008.8329 |  | 1008.8329 | 0 | 0 | 0 | 0
25.04. | 10 | 1002.9448 |  | 1002.9448 | 0 | 0 | 0 | 0
25.04. | 11 | 951.9143 |  | 951.9143 | 0 | 0 | 0 | 0
25.04. | 12 | 977.4296 |  | 977.4296 | 0 | 0 | 0 | 0
25.04. | 13 | 959.7652 |  | 959.7652 | 0 | 0 | 0 | 0
25.04. | 14 | 946.0262 |  | 946.0262 | 0 | 0 | 0 | 0
25.04. | 15 | 942.1008 |  | 942.1008 | 0 | 0 | 0 | 0
25.04. | 16 | 942.1008 |  | 942.1008 | 0 | 0 | 0 | 0
25.04. | 17 | 959.7652 |  | 959.7652 | 0 | 0 | 0 | 0
25.04. | 18 | 1006.8702 |  | 1006.8702 | 0 | 0 | 0 | 0
25.04. | 19 | 1059.8634 |  | 1059.8634 | 0 | 0 | 0 | 0
25.04. | 20 | 1061.8261 |  | 1061.8261 | 0 | 0 | 0 | 0
25.04. | 21 | 1067.7142 |  | 1067.7142 | 0 | 0 | 0 | 0
25.04. | 22 | 1069.677 |  | 1069.677 | 0 | 0 | 0 | 0
25.04. | 23 | 1069.677 |  | 1069.677 | 0 | 0 | 0 | 0
25.04. | 24 | 1057.9007 |  | 1057.9007 | 0 | 0 | 0 | 0
26.04. | 1 | 1059.8634 |  | 1059.8634 | 0 | 0 | 0 | 0
26.04. | 2 | 1071.6397 |  | 1071.6397 | 0 | 0 | 0 | 0
26.04. | 3 | 1067.7142 |  | 1067.7142 | 0 | 0 | 0 | 0
26.04. | 4 | 1061.8261 |  | 1061.8261 | 0 | 0 | 0 | 0
26.04. | 5 | 1065.7515 |  | 1065.7515 | 0 | 0 | 0 | 0
26.04. | 6 | 1079.4905 |  | 1079.4905 | 0 | 0 | 0 | 0
26.04. | 7 | 1081.4532 |  | 1081.4532 | 0 | 0 | 0 | 0
26.04. | 8 | 1085.3786 |  | 1085.3786 | 0 | 0 | 0 | 0
26.04. | 9 | 1075.5651 |  | 1075.5651 | 0 | 0 | 0 | 0
26.04. | 10 | 1048.0871 |  | 1048.0871 | 0 | 0 | 0 | 0
26.04. | 11 | 1036.3109 |  | 1036.3109 | 0 | 0 | 0 | 0
26.04. | 12 | 1038.2736 |  | 1038.2736 | 0 | 0 | 0 | 0
26.04. | 13 | 1038.2736 |  | 1038.2736 | 0 | 0 | 0 | 0
26.04. | 14 | 1036.3109 |  | 1036.3109 | 0 | 0 | 0 | 0
26.04. | 15 | 1036.3109 |  | 1036.3109 | 0 | 0 | 0 | 0
26.04. | 16 | 1048.0871 |  | 1048.0871 | 0 | 0 | 0 | 0
26.04. | 17 | 1046.1244 |  | 1046.1244 | 0 | 0 | 0 | 0
26.04. | 18 | 1063.7888 |  | 1063.7888 | 0 | 0 | 0 | 0
26.04. | 19 | 1087.3413 |  | 1087.3413 | 0 | 0 | 0 | 0
26.04. | 20 | 1106.9684 |  | 1106.9684 | 0 | 0 | 0 | 0
26.04. | 21 | 1120.7074 |  | 1120.7074 | 0 | 0 | 0 | 0
26.04. | 22 | 1120.7074 |  | 1120.7074 | 0 | 0 | 0 | 0
26.04. | 23 | 1116.782 |  | 1116.782 | 0 | 0 | 0 | 0
26.04. | 24 | 1138.3718 |  | 1138.3718 | 0 | 0 | 0 | 0
27.04. | 1 | 1136.4091 |  | 1136.4091 | 0 | 0 | 0 | 0
27.04. | 2 | 1136.4091 |  | 1136.4091 | 0 | 0 | 0 | 0
27.04. | 3 | 1124.6328 |  | 1124.6328 | 0 | 0 | 0 | 0
27.04. | 4 | 1118.7447 |  | 1118.7447 | 0 | 0 | 0 | 0
27.04. | 5 | 1114.8193 |  | 1114.8193 | 0 | 0 | 0 | 0
27.04. | 6 | 1110.8939 |  | 1110.8939 | 0 | 0 | 0 | 0
27.04. | 7 | 1110.8939 |  | 1110.8939 | 0 | 0 | 0 | 0
27.04. | 8 | 1077.5278 |  | 1077.5278 | 0 | 0 | 0 | 0
27.04. | 9 | 1055.938 |  | 1055.938 | 0 | 0 | 0 | 0
27.04. | 10 | 991.1685 |  | 991.1685 | 0 | 0 | 0 | 0
27.04. | 11 | 999.0194 |  | 999.0194 | 0 | 0 | 0 | 0
27.04. | 12 | 1002.9448 |  | 1002.9448 | 0 | 0 | 0 | 0
27.04. | 13 | 993.1313 |  | 993.1313 | 0 | 0 | 0 | 0
27.04. | 14 | 946.0262 |  | 946.0262 | 0 | 0 | 0 | 0
27.04. | 15 | 985.2804 |  | 985.2804 | 0 | 0 | 0 | 0
27.04. | 16 | 1016.6838 |  | 1016.6838 | 0 | 0 | 0 | 0
27.04. | 17 | 1020.6092 |  | 1020.6092 | 0 | 0 | 0 | 0
27.04. | 18 | 1052.0126 |  | 1052.0126 | 0 | 0 | 0 | 0
27.04. | 19 | 1067.7142 |  | 1067.7142 | 0 | 0 | 0 | 0
27.04. | 20 | 1128.5582 |  | 1128.5582 | 0 | 0 | 0 | 0
27.04. | 21 | 1132.4837 |  | 1132.4837 | 0 | 0 | 0 | 0
27.04. | 22 | 1138.3718 |  | 1138.3718 | 0 | 0 | 0 | 0
27.04. | 23 | 1126.5955 |  | 1126.5955 | 0 | 0 | 0 | 0
27.04. | 24 | 1112.8566 |  | 1112.8566 | 0 | 0 | 0 | 0
28.04. | 1 | 1122.6701 |  | 1122.6701 | 0 | 0 | 0 | 0
28.04. | 2 | 1126.5955 |  | 1126.5955 | 0 | 0 | 0 | 0
28.04. | 3 | 1106.9684 |  | 1106.9684 | 0 | 0 | 0 | 0
28.04. | 4 | 1095.1922 |  | 1095.1922 | 0 | 0 | 0 | 0
28.04. | 5 | 1112.8566 |  | 1112.8566 | 0 | 0 | 0 | 0
28.04. | 6 | 1083.4159 |  | 1083.4159 | 0 | 0 | 0 | 0
28.04. | 7 | 1065.7515 |  | 1065.7515 | 0 | 0 | 0 | 0
28.04. | 8 | 1069.677 |  | 1069.677 | 0 | 0 | 0 | 0
28.04. | 9 | 1046.1244 |  | 1046.1244 | 0 | 0 | 0 | 0
28.04. | 10 | 1010.7957 |  | 1010.7957 | 0 | 0 | 0 | 0
28.04. | 11 | 985.2804 |  | 985.2804 | 0 | 0 | 0 | 0
28.04. | 12 | 961.7279 |  | 961.7279 | 0 | 0 | 0 | 0
28.04. | 13 | 953.8771 |  | 953.8771 | 0 | 0 | 0 | 0
28.04. | 14 | 949.9516 |  | 949.9516 | 0 | 0 | 0 | 0
28.04. | 15 | 875.3687 |  | 875.3687 | 0 | 0 | 0 | 0
28.04. | 16 | 851.8161 |  | 851.8161 | 0 | 0 | 0 | 0
28.04. | 17 | 867.5178 |  | 867.5178 | 0 | 0 | 0 | 0
28.04. | 18 | 961.7279 |  | 961.7279 | 0 | 0 | 0 | 0
28.04. | 19 | 1061.8261 |  | 1061.8261 | 0 | 0 | 0 | 0
28.04. | 20 | 1132.4837 |  | 1132.4837 | 0 | 0 | 0 | 0
28.04. | 21 | 1132.4837 |  | 1132.4837 | 0 | 0 | 0 | 0
28.04. | 22 | 1128.5582 |  | 1128.5582 | 0 | 0 | 0 | 0
28.04. | 23 | 1116.782 |  | 1116.782 | 0 | 0 | 0 | 0
28.04. | 24 | 1089.3041 |  | 1089.3041 | 0 | 0 | 0 | 0
29.04. | 1 | 1087.3413 |  | 1087.3413 | 0 | 0 | 0 | 0
29.04. | 2 | 1085.3786 |  | 1085.3786 | 0 | 0 | 0 | 0
29.04. | 3 | 1085.3786 |  | 1085.3786 | 0 | 0 | 0 | 0
29.04. | 4 | 1061.8261 |  | 1061.8261 | 0 | 0 | 0 | 0
29.04. | 5 | 1061.8261 |  | 1061.8261 | 0 | 0 | 0 | 0
29.04. | 6 | 1040.2363 |  | 1040.2363 | 0 | 0 | 0 | 0
29.04. | 7 | 1024.5346 |  | 1024.5346 | 0 | 0 | 0 | 0
29.04. | 8 | 1002.9448 |  | 1002.9448 | 0 | 0 | 0 | 0
29.04. | 9 | 949.9516 |  | 949.9516 | 0 | 0 | 0 | 0
29.04. | 10 | 918.5483 |  | 918.5483 | 0 | 0 | 0 | 0
29.04. | 11 | 902.8466 |  | 902.8466 | 0 | 0 | 0 | 0
29.04. | 12 | 894.9958 |  | 894.9958 | 0 | 0 | 0 | 0
29.04. | 13 | 881.2568 |  | 881.2568 | 0 | 0 | 0 | 0
29.04. | 14 | 881.2568 |  | 881.2568 | 0 | 0 | 0 | 0
29.04. | 15 | 873.4059 |  | 873.4059 | 0 | 0 | 0 | 0
29.04. | 16 | 869.4805 |  | 869.4805 | 0 | 0 | 0 | 0
29.04. | 17 | 877.3314 |  | 877.3314 | 0 | 0 | 0 | 0
29.04. | 18 | 918.5483 |  | 918.5483 | 0 | 0 | 0 | 0
29.04. | 19 | 1010.7957 |  | 1010.7957 | 0 | 0 | 0 | 0
29.04. | 20 | 1053.9753 |  | 1053.9753 | 0 | 0 | 0 | 0
29.04. | 21 | 1050.0499 |  | 1050.0499 | 0 | 0 | 0 | 0
29.04. | 22 | 1055.938 |  | 1055.938 | 0 | 0 | 0 | 0
29.04. | 23 | 1052.0126 |  | 1052.0126 | 0 | 0 | 0 | 0
29.04. | 24 | 1030.4228 |  | 1030.4228 | 0 | 0 | 0 | 0
30.04. | 1 | 1006.8702 |  | 1006.8702 | 0 | 0 | 0 | 0
30.04. | 2 | 1016.6838 |  | 1016.6838 | 0 | 0 | 0 | 0
30.04. | 3 | 1018.6465 |  | 1018.6465 | 0 | 0 | 0 | 0
30.04. | 4 | 1014.7211 |  | 1014.7211 | 0 | 0 | 0 | 0
30.04. | 5 | 1014.7211 |  | 1014.7211 | 0 | 0 | 0 | 0
30.04. | 6 | 1010.7957 |  | 1010.7957 | 0 | 0 | 0 | 0
30.04. | 7 | 999.0194 |  | 999.0194 | 0 | 0 | 0 | 0
30.04. | 8 | 993.1313 |  | 993.1313 | 0 | 0 | 0 | 0
30.04. | 9 | 918.5483 |  | 918.5483 | 0 | 0 | 0 | 0
30.04. | 10 | 938.1754 |  | 938.1754 | 0 | 0 | 0 | 0
30.04. | 11 | 891.0703 |  | 891.0703 | 0 | 0 | 0 | 0
30.04. | 12 | 847.8907 |  | 847.8907 | 0 | 0 | 0 | 0
30.04. | 13 | 838.0772 |  | 838.0772 | 0 | 0 | 0 | 0
30.04. | 14 | 869.4805 |  | 869.4805 | 0 | 0 | 0 | 0
30.04. | 15 | 877.3314 |  | 877.3314 | 0 | 0 | 0 | 0
30.04. | 16 | 879.2941 |  | 879.2941 | 0 | 0 | 0 | 0
30.04. | 17 | 904.8093 |  | 904.8093 | 0 | 0 | 0 | 0
30.04. | 18 | 894.9958 |  | 894.9958 | 0 | 0 | 0 | 0
30.04. | 19 | 975.4669 |  | 975.4669 | 0 | 0 | 0 | 0
30.04. | 20 | 1071.6397 |  | 1071.6397 | 0 | 0 | 0 | 0
30.04. | 21 | 1073.6024 |  | 1073.6024 | 0 | 0 | 0 | 0
30.04. | 22 | 1046.1244 |  | 1046.1244 | 0 | 0 | 0 | 0
30.04. | 23 | 1040.2363 |  | 1040.2363 | 0 | 0 | 0 | 0
30.04. | 24 | 963.6906 |  | 963.6906 | 0 | 0 | 0 | 0
01.05. | 1 | 985.2804 |  | 985.2804 | 0 | 0 | 0 | 0
01.05. | 2 | 940.1381 |  | 940.1381 | 0 | 0 | 0 | 0
01.05. | 3 | 922.4737 |  | 922.4737 | 0 | 0 | 0 | 0
01.05. | 4 | 918.5483 |  | 918.5483 | 0 | 0 | 0 | 0
01.05. | 5 | 924.4364 |  | 924.4364 | 0 | 0 | 0 | 0
01.05. | 6 | 922.4737 |  | 922.4737 | 0 | 0 | 0 | 0
01.05. | 7 | 928.3618 |  | 928.3618 | 0 | 0 | 0 | 0
01.05. | 8 | 920.511 |  | 920.511 | 0 | 0 | 0 | 0
01.05. | 9 | 910.6974 |  | 910.6974 | 0 | 0 | 0 | 0
01.05. | 10 | 885.1822 |  | 885.1822 | 0 | 0 | 0 | 0
01.05. | 11 | 830.2263 |  | 830.2263 | 0 | 0 | 0 | 0
01.05. | 12 | 818.4501 |  | 818.4501 | 0 | 0 | 0 | 0
01.05. | 13 | 800.7857 |  | 800.7857 | 0 | 0 | 0 | 0
01.05. | 14 | 806.6738 |  | 806.6738 | 0 | 0 | 0 | 0
01.05. | 15 | 810.5992 |  | 810.5992 | 0 | 0 | 0 | 0
01.05. | 16 | 826.3009 |  | 826.3009 | 0 | 0 | 0 | 0
01.05. | 17 | 859.667 |  | 859.667 | 0 | 0 | 0 | 0
01.05. | 18 | 889.1076 |  | 889.1076 | 0 | 0 | 0 | 0
01.05. | 19 | 934.25 |  | 934.25 | 0 | 0 | 0 | 0
01.05. | 20 | 987.2431 |  | 987.2431 | 0 | 0 | 0 | 0
01.05. | 21 | 1010.7957 |  | 1010.7957 | 0 | 0 | 0 | 0
01.05. | 22 | 1000.9821 |  | 1000.9821 | 0 | 0 | 0 | 0
01.05. | 23 | 987.2431 |  | 987.2431 | 0 | 0 | 0 | 0
01.05. | 24 | 936.2127 |  | 936.2127 | 0 | 0 | 0 | 0
02.05. | 1 | 934.25 |  | 934.25 | 0 | 0 | 0 | 0
02.05. | 2 | 934.25 |  | 934.25 | 0 | 0 | 0 | 0
02.05. | 3 | 928.3618 |  | 928.3618 | 0 | 0 | 0 | 0
02.05. | 4 | 926.3991 |  | 926.3991 | 0 | 0 | 0 | 0
02.05. | 5 | 918.5483 |  | 918.5483 | 0 | 0 | 0 | 0
02.05. | 6 | 916.5856 |  | 916.5856 | 0 | 0 | 0 | 0
02.05. | 7 | 918.5483 |  | 918.5483 | 0 | 0 | 0 | 0
02.05. | 8 | 924.4364 |  | 924.4364 | 0 | 0 | 0 | 0
02.05. | 9 | 918.5483 |  | 918.5483 | 0 | 0 | 0 | 0
02.05. | 10 | 885.1822 |  | 885.1822 | 0 | 0 | 0 | 0
02.05. | 11 | 869.4805 |  | 869.4805 | 0 | 0 | 0 | 0
02.05. | 12 | 857.7043 |  | 857.7043 | 0 | 0 | 0 | 0
02.05. | 13 | 855.7416 |  | 855.7416 | 0 | 0 | 0 | 0
02.05. | 14 | 853.7788 |  | 853.7788 | 0 | 0 | 0 | 0
02.05. | 15 | 851.8161 |  | 851.8161 | 0 | 0 | 0 | 0
02.05. | 16 | 859.667 |  | 859.667 | 0 | 0 | 0 | 0
02.05. | 17 | 871.4432 |  | 871.4432 | 0 | 0 | 0 | 0
02.05. | 18 | 879.2941 |  | 879.2941 | 0 | 0 | 0 | 0
02.05. | 19 | 920.511 |  | 920.511 | 0 | 0 | 0 | 0
02.05. | 20 | 979.3923 |  | 979.3923 | 0 | 0 | 0 | 0
02.05. | 21 | 973.5042 |  | 973.5042 | 0 | 0 | 0 | 0
02.05. | 22 | 973.5042 |  | 973.5042 | 0 | 0 | 0 | 0
02.05. | 23 | 979.3923 |  | 979.3923 | 0 | 0 | 0 | 0
02.05. | 24 | 955.8398 |  | 955.8398 | 0 | 0 | 0 | 0
03.05. | 1 | 951.9143 |  | 951.9143 | 0 | 0 | 0 | 0
03.05. | 2 | 936.2127 |  | 936.2127 | 0 | 0 | 0 | 0
03.05. | 3 | 934.25 |  | 934.25 | 0 | 0 | 0 | 0
03.05. | 4 | 946.0262 |  | 946.0262 | 0 | 0 | 0 | 0
03.05. | 5 | 944.0635 |  | 944.0635 | 0 | 0 | 0 | 0
03.05. | 6 | 949.9516 |  | 949.9516 | 0 | 0 | 0 | 0
03.05. | 7 | 981.355 |  | 981.355 | 0 | 0 | 0 | 0
03.05. | 8 | 967.616 |  | 967.616 | 0 | 0 | 0 | 0
03.05. | 9 | 940.1381 |  | 940.1381 | 0 | 0 | 0 | 0
03.05. | 10 | 900.8839 |  | 900.8839 | 0 | 0 | 0 | 0
03.05. | 11 | 869.4805 |  | 869.4805 | 0 | 0 | 0 | 0
03.05. | 12 | 863.5924 |  | 863.5924 | 0 | 0 | 0 | 0
03.05. | 13 | 873.4059 |  | 873.4059 | 0 | 0 | 0 | 0
03.05. | 14 | 875.3687 |  | 875.3687 | 0 | 0 | 0 | 0
03.05. | 15 | 869.4805 |  | 869.4805 | 0 | 0 | 0 | 0
03.05. | 16 | 873.4059 |  | 873.4059 | 0 | 0 | 0 | 0
03.05. | 17 | 894.9958 |  | 894.9958 | 0 | 0 | 0 | 0
03.05. | 18 | 896.9585 |  | 896.9585 | 0 | 0 | 0 | 0
03.05. | 19 | 951.9143 |  | 951.9143 | 0 | 0 | 0 | 0
03.05. | 20 | 977.4296 |  | 977.4296 | 0 | 0 | 0 | 0
03.05. | 21 | 999.0194 |  | 999.0194 | 0 | 0 | 0 | 0
03.05. | 22 | 995.094 |  | 995.094 | 0 | 0 | 0 | 0
03.05. | 23 | 951.9143 |  | 951.9143 | 0 | 0 | 0 | 0
03.05. | 24 | 991.1685 |  | 991.1685 | 0 | 0 | 0 | 0
04.05. | 1 | 971.5415 |  | 971.5415 | 0 | 0 | 0 | 0
04.05. | 2 | 985.2804 |  | 985.2804 | 0 | 0 | 0 | 0
04.05. | 3 | 942.1008 |  | 942.1008 | 0 | 0 | 0 | 0
04.05. | 4 | 924.4364 |  | 924.4364 | 0 | 0 | 0 | 0
04.05. | 5 | 922.4737 |  | 922.4737 | 0 | 0 | 0 | 0
04.05. | 6 | 922.4737 |  | 922.4737 | 0 | 0 | 0 | 0
04.05. | 7 | 951.9143 |  | 951.9143 | 0 | 0 | 0 | 0
04.05. | 8 | 928.3618 |  | 928.3618 | 0 | 0 | 0 | 0
04.05. | 9 | 912.6602 |  | 912.6602 | 0 | 0 | 0 | 0
04.05. | 10 | 857.7043 |  | 857.7043 | 0 | 0 | 0 | 0
04.05. | 11 | 877.3314 |  | 877.3314 | 0 | 0 | 0 | 0
04.05. | 12 | 857.7043 |  | 857.7043 | 0 | 0 | 0 | 0
04.05. | 13 | 855.7416 |  | 855.7416 | 0 | 0 | 0 | 0
04.05. | 14 | 867.5178 |  | 867.5178 | 0 | 0 | 0 | 0
04.05. | 15 | 855.7416 |  | 855.7416 | 0 | 0 | 0 | 0
04.05. | 16 | 843.9653 |  | 843.9653 | 0 | 0 | 0 | 0
04.05. | 17 | 861.6297 |  | 861.6297 | 0 | 0 | 0 | 0
04.05. | 18 | 893.033 |  | 893.033 | 0 | 0 | 0 | 0
04.05. | 19 | 928.3618 |  | 928.3618 | 0 | 0 | 0 | 0
04.05. | 20 | 987.2431 |  | 987.2431 | 0 | 0 | 0 | 0
04.05. | 21 | 989.2058 |  | 989.2058 | 0 | 0 | 0 | 0
04.05. | 22 | 983.3177 |  | 983.3177 | 0 | 0 | 0 | 0
04.05. | 23 | 981.355 |  | 981.355 | 0 | 0 | 0 | 0
04.05. | 24 | 979.3923 |  | 979.3923 | 0 | 0 | 0 | 0
05.05. | 1 | 955.8398 |  | 955.8398 | 0 | 0 | 0 | 0
05.05. | 2 | 947.9889 |  | 947.9889 | 0 | 0 | 0 | 0
05.05. | 3 | 949.9516 |  | 949.9516 | 0 | 0 | 0 | 0
05.05. | 4 | 959.7652 |  | 959.7652 | 0 | 0 | 0 | 0
05.05. | 5 | 959.7652 |  | 959.7652 | 0 | 0 | 0 | 0
05.05. | 6 | 953.8771 |  | 953.8771 | 0 | 0 | 0 | 0
05.05. | 7 | 953.8771 |  | 953.8771 | 0 | 0 | 0 | 0
05.05. | 8 | 936.2127 |  | 936.2127 | 0 | 0 | 0 | 0
05.05. | 9 | 896.9585 |  | 896.9585 | 0 | 0 | 0 | 0
05.05. | 10 | 894.9958 |  | 894.9958 | 0 | 0 | 0 | 0
05.05. | 11 | 877.3314 |  | 877.3314 | 0 | 0 | 0 | 0
05.05. | 12 | 875.3687 |  | 875.3687 | 0 | 0 | 0 | 0
05.05. | 13 | 855.7416 |  | 855.7416 | 0 | 0 | 0 | 0
05.05. | 14 | 840.0399 |  | 840.0399 | 0 | 0 | 0 | 0
05.05. | 15 | 843.9653 |  | 843.9653 | 0 | 0 | 0 | 0
05.05. | 16 | 853.7788 |  | 853.7788 | 0 | 0 | 0 | 0
05.05. | 17 | 861.6297 |  | 861.6297 | 0 | 0 | 0 | 0
05.05. | 18 | 887.1449 |  | 887.1449 | 0 | 0 | 0 | 0
05.05. | 19 | 904.8093 |  | 904.8093 | 0 | 0 | 0 | 0
05.05. | 20 | 977.4296 |  | 977.4296 | 0 | 0 | 0 | 0
05.05. | 21 | 991.1685 |  | 991.1685 | 0 | 0 | 0 | 0
05.05. | 22 | 983.3177 |  | 983.3177 | 0 | 0 | 0 | 0
05.05. | 23 | 969.5787 |  | 969.5787 | 0 | 0 | 0 | 0
05.05. | 24 | 975.4669 |  | 975.4669 | 0 | 0 | 0 | 0
06.05. | 1 | 944.0635 |  | 944.0635 | 0 | 0 | 0 | 0
06.05. | 2 | 942.1008 |  | 942.1008 | 0 | 0 | 0 | 0
06.05. | 3 | 938.1754 |  | 938.1754 | 0 | 0 | 0 | 0
06.05. | 4 | 936.2127 |  | 936.2127 | 0 | 0 | 0 | 0
06.05. | 5 | 934.25 |  | 934.25 | 0 | 0 | 0 | 0
06.05. | 6 | 930.3245 |  | 930.3245 | 0 | 0 | 0 | 0
06.05. | 7 | 936.2127 |  | 936.2127 | 0 | 0 | 0 | 0
06.05. | 8 | 936.2127 |  | 936.2127 | 0 | 0 | 0 | 0
06.05. | 9 | 908.7347 |  | 908.7347 | 0 | 0 | 0 | 0
06.05. | 10 | 824.3382 |  | 824.3382 | 0 | 0 | 0 | 0
06.05. | 11 | 832.189 |  | 832.189 | 0 | 0 | 0 | 0
06.05. | 12 | 773.3077 |  | 773.3077 | 0 | 0 | 0 | 0
06.05. | 13 | 767.4196 |  | 767.4196 | 0 | 0 | 0 | 0
06.05. | 14 | 777.2332 |  | 777.2332 | 0 | 0 | 0 | 0
06.05. | 15 | 765.4569 |  | 765.4569 | 0 | 0 | 0 | 0
06.05. | 16 | 763.4942 |  | 763.4942 | 0 | 0 | 0 | 0
06.05. | 17 | 769.3823 |  | 769.3823 | 0 | 0 | 0 | 0
06.05. | 18 | 820.4128 |  | 820.4128 | 0 | 0 | 0 | 0
06.05. | 19 | 875.3687 |  | 875.3687 | 0 | 0 | 0 | 0
06.05. | 20 | 983.3177 |  | 983.3177 | 0 | 0 | 0 | 0
06.05. | 21 | 993.1313 |  | 993.1313 | 0 | 0 | 0 | 0
06.05. | 22 | 995.094 |  | 995.094 | 0 | 0 | 0 | 0
06.05. | 23 | 977.4296 |  | 977.4296 | 0 | 0 | 0 | 0
06.05. | 24 | 985.2804 |  | 985.2804 | 0 | 0 | 0 | 0
07.05. | 1 | 965.6533 |  | 965.6533 | 0 | 0 | 0 | 0
07.05. | 2 | 959.7652 |  | 959.7652 | 0 | 0 | 0 | 0
07.05. | 3 | 963.6906 |  | 963.6906 | 0 | 0 | 0 | 0
07.05. | 4 | 973.5042 |  | 973.5042 | 0 | 0 | 0 | 0
07.05. | 5 | 1012.7584 |  | 1012.7584 | 0 | 0 | 0 | 0
07.05. | 6 | 1014.7211 |  | 1014.7211 | 0 | 0 | 0 | 0
07.05. | 7 | 991.1685 |  | 991.1685 | 0 | 0 | 0 | 0
07.05. | 8 | 991.1685 |  | 991.1685 | 0 | 0 | 0 | 0
07.05. | 9 | 955.8398 |  | 955.8398 | 0 | 0 | 0 | 0
07.05. | 10 | 896.9585 |  | 896.9585 | 0 | 0 | 0 | 0
07.05. | 11 | 871.4432 |  | 871.4432 | 0 | 0 | 0 | 0
07.05. | 12 | 873.4059 |  | 873.4059 | 0 | 0 | 0 | 0
07.05. | 13 | 883.2195 |  | 883.2195 | 0 | 0 | 0 | 0
07.05. | 14 | 885.1822 |  | 885.1822 | 0 | 0 | 0 | 0
07.05. | 15 | 869.4805 |  | 869.4805 | 0 | 0 | 0 | 0
07.05. | 16 | 836.1145 |  | 836.1145 | 0 | 0 | 0 | 0
07.05. | 17 | 849.8534 |  | 849.8534 | 0 | 0 | 0 | 0
07.05. | 18 | 896.9585 |  | 896.9585 | 0 | 0 | 0 | 0
07.05. | 19 | 922.4737 |  | 922.4737 | 0 | 0 | 0 | 0
07.05. | 20 | 973.5042 |  | 973.5042 | 0 | 0 | 0 | 0
07.05. | 21 | 1002.9448 |  | 1002.9448 | 0 | 0 | 0 | 0
07.05. | 22 | 1010.7957 |  | 1010.7957 | 0 | 0 | 0 | 0
07.05. | 23 | 985.2804 |  | 985.2804 | 0 | 0 | 0 | 0
07.05. | 24 | 934.25 |  | 934.25 | 0 | 0 | 0 | 0
08.05. | 1 | 936.2127 |  | 936.2127 | 0 | 0 | 0 | 0
08.05. | 2 | 934.25 |  | 934.25 | 0 | 0 | 0 | 0
08.05. | 3 | 930.3245 |  | 930.3245 | 0 | 0 | 0 | 0
08.05. | 4 | 930.3245 |  | 930.3245 | 0 | 0 | 0 | 0
08.05. | 5 | 936.2127 |  | 936.2127 | 0 | 0 | 0 | 0
08.05. | 6 | 951.9143 |  | 951.9143 | 0 | 0 | 0 | 0
08.05. | 7 | 965.6533 |  | 965.6533 | 0 | 0 | 0 | 0
08.05. | 8 | 957.8025 |  | 957.8025 | 0 | 0 | 0 | 0
08.05. | 9 | 946.0262 |  | 946.0262 | 0 | 0 | 0 | 0
08.05. | 10 | 910.6974 |  | 910.6974 | 0 | 0 | 0 | 0
08.05. | 11 | 908.7347 |  | 908.7347 | 0 | 0 | 0 | 0
08.05. | 12 | 906.772 |  | 906.772 | 0 | 0 | 0 | 0
08.05. | 13 | 865.5551 |  | 865.5551 | 0 | 0 | 0 | 0
08.05. | 14 | 853.7788 |  | 853.7788 | 0 | 0 | 0 | 0
08.05. | 15 | 869.4805 |  | 869.4805 | 0 | 0 | 0 | 0
08.05. | 16 | 885.1822 |  | 885.1822 | 0 | 0 | 0 | 0
08.05. | 17 | 900.8839 |  | 900.8839 | 0 | 0 | 0 | 0
08.05. | 18 | 904.8093 |  | 904.8093 | 0 | 0 | 0 | 0
08.05. | 19 | 957.8025 |  | 957.8025 | 0 | 0 | 0 | 0
08.05. | 20 | 1030.4228 |  | 1030.4228 | 0 | 0 | 0 | 0
08.05. | 21 | 1055.938 |  | 1055.938 | 0 | 0 | 0 | 0
08.05. | 22 | 1038.2736 |  | 1038.2736 | 0 | 0 | 0 | 0
08.05. | 23 | 1000.9821 |  | 1000.9821 | 0 | 0 | 0 | 0
08.05. | 24 | 979.3923 |  | 979.3923 | 0 | 0 | 0 | 0
09.05. | 1 | 1004.9075 |  | 1004.9075 | 0 | 0 | 0 | 0
09.05. | 2 | 981.355 |  | 981.355 | 0 | 0 | 0 | 0
09.05. | 3 | 977.4296 |  | 977.4296 | 0 | 0 | 0 | 0
09.05. | 4 | 983.3177 |  | 983.3177 | 0 | 0 | 0 | 0
09.05. | 5 | 977.4296 |  | 977.4296 | 0 | 0 | 0 | 0
09.05. | 6 | 999.0194 |  | 999.0194 | 0 | 0 | 0 | 0
09.05. | 7 | 993.1313 |  | 993.1313 | 0 | 0 | 0 | 0
09.05. | 8 | 957.8025 |  | 957.8025 | 0 | 0 | 0 | 0
09.05. | 9 | 942.1008 |  | 942.1008 | 0 | 0 | 0 | 0
09.05. | 10 | 877.3314 |  | 877.3314 | 0 | 0 | 0 | 0
09.05. | 11 | 861.6297 |  | 861.6297 | 0 | 0 | 0 | 0
09.05. | 12 | 845.928 |  | 845.928 | 0 | 0 | 0 | 0
09.05. | 13 | 840.0399 |  | 840.0399 | 0 | 0 | 0 | 0
09.05. | 14 | 828.2636 |  | 828.2636 | 0 | 0 | 0 | 0
09.05. | 15 | 824.3382 |  | 824.3382 | 0 | 0 | 0 | 0
09.05. | 16 | 822.3755 |  | 822.3755 | 0 | 0 | 0 | 0
09.05. | 17 | 834.1518 |  | 834.1518 | 0 | 0 | 0 | 0
09.05. | 18 | 832.189 |  | 832.189 | 0 | 0 | 0 | 0
09.05. | 19 | 926.3991 |  | 926.3991 | 0 | 0 | 0 | 0
09.05. | 20 | 985.2804 |  | 985.2804 | 0 | 0 | 0 | 0
09.05. | 21 | 1024.5346 |  | 1024.5346 | 0 | 0 | 0 | 0
09.05. | 22 | 1036.3109 |  | 1036.3109 | 0 | 0 | 0 | 0
09.05. | 23 | 1022.5719 |  | 1022.5719 | 0 | 0 | 0 | 0
09.05. | 24 | 1012.7584 |  | 1012.7584 | 0 | 0 | 0 | 0
10.05. | 1 | 979.3923 |  | 979.3923 | 0 | 0 | 0 | 0
10.05. | 2 | 999.0194 |  | 999.0194 | 0 | 0 | 0 | 0
10.05. | 3 | 991.1685 |  | 991.1685 | 0 | 0 | 0 | 0
10.05. | 4 | 1002.9448 |  | 1002.9448 | 0 | 0 | 0 | 0
10.05. | 5 | 1020.6092 |  | 1020.6092 | 0 | 0 | 0 | 0
10.05. | 6 | 1026.4973 |  | 1026.4973 | 0 | 0 | 0 | 0
10.05. | 7 | 1012.7584 |  | 1012.7584 | 0 | 0 | 0 | 0
10.05. | 8 | 949.9516 |  | 949.9516 | 0 | 0 | 0 | 0
10.05. | 9 | 938.1754 |  | 938.1754 | 0 | 0 | 0 | 0
10.05. | 10 | 904.8093 |  | 904.8093 | 0 | 0 | 0 | 0
10.05. | 11 | 881.2568 |  | 881.2568 | 0 | 0 | 0 | 0
10.05. | 12 | 873.4059 |  | 873.4059 | 0 | 0 | 0 | 0
10.05. | 13 | 871.4432 |  | 871.4432 | 0 | 0 | 0 | 0
10.05. | 14 | 861.6297 |  | 861.6297 | 0 | 0 | 0 | 0
10.05. | 15 | 867.5178 |  | 867.5178 | 0 | 0 | 0 | 0
10.05. | 16 | 885.1822 |  | 885.1822 | 0 | 0 | 0 | 0
10.05. | 17 | 889.1076 |  | 889.1076 | 0 | 0 | 0 | 0
10.05. | 18 | 865.5551 |  | 865.5551 | 0 | 0 | 0 | 0
10.05. | 19 | 889.1076 |  | 889.1076 | 0 | 0 | 0 | 0
10.05. | 20 | 979.3923 |  | 979.3923 | 0 | 0 | 0 | 0
10.05. | 21 | 1022.5719 |  | 1022.5719 | 0 | 0 | 0 | 0
10.05. | 22 | 1012.7584 |  | 1012.7584 | 0 | 0 | 0 | 0
10.05. | 23 | 1002.9448 |  | 1002.9448 | 0 | 0 | 0 | 0
10.05. | 24 | 1010.7957 |  | 1010.7957 | 0 | 0 | 0 | 0
11.05. | 1 | 1010.7957 |  | 1010.7957 | 0 | 0 | 0 | 0
11.05. | 2 | 1014.7211 |  | 1014.7211 | 0 | 0 | 0 | 0
11.05. | 3 | 1000.9821 |  | 1000.9821 | 0 | 0 | 0 | 0
11.05. | 4 | 985.2804 |  | 985.2804 | 0 | 0 | 0 | 0
11.05. | 5 | 981.355 |  | 981.355 | 0 | 0 | 0 | 0
11.05. | 6 | 981.355 |  | 981.355 | 0 | 0 | 0 | 0
11.05. | 7 | 977.4296 |  | 977.4296 | 0 | 0 | 0 | 0
11.05. | 8 | 975.4669 |  | 975.4669 | 0 | 0 | 0 | 0
11.05. | 9 | 961.7279 |  | 961.7279 | 0 | 0 | 0 | 0
11.05. | 10 | 916.5856 |  | 916.5856 | 0 | 0 | 0 | 0
11.05. | 11 | 873.4059 |  | 873.4059 | 0 | 0 | 0 | 0
11.05. | 12 | 761.5315 |  | 761.5315 | 0 | 0 | 0 | 0
11.05. | 13 | 765.4569 |  | 765.4569 | 0 | 0 | 0 | 0
11.05. | 14 | 722.2773 |  | 722.2773 | 0 | 0 | 0 | 0
11.05. | 15 | 698.7248 |  | 698.7248 | 0 | 0 | 0 | 0
11.05. | 16 | 704.6129 |  | 704.6129 | 0 | 0 | 0 | 0
11.05. | 17 | 842.0026 |  | 842.0026 | 0 | 0 | 0 | 0
11.05. | 18 | 853.7788 |  | 853.7788 | 0 | 0 | 0 | 0
11.05. | 19 | 885.1822 |  | 885.1822 | 0 | 0 | 0 | 0
11.05. | 20 | 969.5787 |  | 969.5787 | 0 | 0 | 0 | 0
11.05. | 21 | 1010.7957 |  | 1010.7957 | 0 | 0 | 0 | 0
11.05. | 22 | 1004.9075 |  | 1004.9075 | 0 | 0 | 0 | 0
11.05. | 23 | 1000.9821 |  | 1000.9821 | 0 | 0 | 0 | 0
11.05. | 24 | 995.094 |  | 995.094 | 0 | 0 | 0 | 0
12.05. | 1 | 989.2058 |  | 989.2058 | 0 | 0 | 0 | 0
12.05. | 2 | 995.094 |  | 995.094 | 0 | 0 | 0 | 0
12.05. | 3 | 959.7652 |  | 959.7652 | 0 | 0 | 0 | 0
12.05. | 4 | 967.616 |  | 967.616 | 0 | 0 | 0 | 0
12.05. | 5 | 955.8398 |  | 955.8398 | 0 | 0 | 0 | 0
12.05. | 6 | 975.4669 |  | 975.4669 | 0 | 0 | 0 | 0
12.05. | 7 | 971.5415 |  | 971.5415 | 0 | 0 | 0 | 0
12.05. | 8 | 871.4432 |  | 871.4432 | 0 | 0 | 0 | 0
12.05. | 9 | 794.8975 |  | 794.8975 | 0 | 0 | 0 | 0
12.05. | 10 | 773.3077 |  | 773.3077 | 0 | 0 | 0 | 0
12.05. | 11 | 759.5688 |  | 759.5688 | 0 | 0 | 0 | 0
12.05. | 12 | 757.6061 |  | 757.6061 | 0 | 0 | 0 | 0
12.05. | 13 | 751.7179 |  | 751.7179 | 0 | 0 | 0 | 0
12.05. | 14 | 743.8671 |  | 743.8671 | 0 | 0 | 0 | 0
12.05. | 15 | 736.0162 |  | 736.0162 | 0 | 0 | 0 | 0
12.05. | 16 | 737.979 |  | 737.979 | 0 | 0 | 0 | 0
12.05. | 17 | 792.9348 |  | 792.9348 | 0 | 0 | 0 | 0
12.05. | 18 | 785.084 |  | 785.084 | 0 | 0 | 0 | 0
12.05. | 19 | 826.3009 |  | 826.3009 | 0 | 0 | 0 | 0
12.05. | 20 | 922.4737 |  | 922.4737 | 0 | 0 | 0 | 0
12.05. | 21 | 918.5483 |  | 918.5483 | 0 | 0 | 0 | 0
12.05. | 22 | 930.3245 |  | 930.3245 | 0 | 0 | 0 | 0
12.05. | 23 | 932.2873 |  | 932.2873 | 0 | 0 | 0 | 0
12.05. | 24 | 894.9958 |  | 894.9958 | 0 | 0 | 0 | 0
13.05. | 1 | 902.8466 |  | 902.8466 | 0 | 0 | 0 | 0
13.05. | 2 | 881.2568 |  | 881.2568 | 0 | 0 | 0 | 0
13.05. | 3 | 881.2568 |  | 881.2568 | 0 | 0 | 0 | 0
13.05. | 4 | 879.2941 |  | 879.2941 | 0 | 0 | 0 | 0
13.05. | 5 | 879.2941 |  | 879.2941 | 0 | 0 | 0 | 0
13.05. | 6 | 902.8466 |  | 902.8466 | 0 | 0 | 0 | 0
13.05. | 7 | 896.9585 |  | 896.9585 | 0 | 0 | 0 | 0
13.05. | 8 | 859.667 |  | 859.667 | 0 | 0 | 0 | 0
13.05. | 9 | 804.7111 |  | 804.7111 | 0 | 0 | 0 | 0
13.05. | 10 | 785.084 |  | 785.084 | 0 | 0 | 0 | 0
13.05. | 11 | 781.1586 |  | 781.1586 | 0 | 0 | 0 | 0
13.05. | 12 | 785.084 |  | 785.084 | 0 | 0 | 0 | 0
13.05. | 13 | 785.084 |  | 785.084 | 0 | 0 | 0 | 0
13.05. | 14 | 771.345 |  | 771.345 | 0 | 0 | 0 | 0
13.05. | 15 | 779.1959 |  | 779.1959 | 0 | 0 | 0 | 0
13.05. | 16 | 781.1586 |  | 781.1586 | 0 | 0 | 0 | 0
13.05. | 17 | 785.084 |  | 785.084 | 0 | 0 | 0 | 0
13.05. | 18 | 767.4196 |  | 767.4196 | 0 | 0 | 0 | 0
13.05. | 19 | 794.8975 |  | 794.8975 | 0 | 0 | 0 | 0
13.05. | 20 | 879.2941 |  | 879.2941 | 0 | 0 | 0 | 0
13.05. | 21 | 918.5483 |  | 918.5483 | 0 | 0 | 0 | 0
13.05. | 22 | 914.6229 |  | 914.6229 | 0 | 0 | 0 | 0
13.05. | 23 | 900.8839 |  | 900.8839 | 0 | 0 | 0 | 0
13.05. | 24 | 894.9958 |  | 894.9958 | 0 | 0 | 0 | 0
14.05. | 1 | 894.9958 |  | 894.9958 | 0 | 0 | 0 | 0
14.05. | 2 | 902.8466 |  | 902.8466 | 0 | 0 | 0 | 0
14.05. | 3 | 893.033 |  | 893.033 | 0 | 0 | 0 | 0
14.05. | 4 | 877.3314 |  | 877.3314 | 0 | 0 | 0 | 0
14.05. | 5 | 865.5551 |  | 865.5551 | 0 | 0 | 0 | 0
14.05. | 6 | 891.0703 |  | 891.0703 | 0 | 0 | 0 | 0
14.05. | 7 | 912.6602 |  | 912.6602 | 0 | 0 | 0 | 0
14.05. | 8 | 906.772 |  | 906.772 | 0 | 0 | 0 | 0
14.05. | 9 | 885.1822 |  | 885.1822 | 0 | 0 | 0 | 0
14.05. | 10 | 840.0399 |  | 840.0399 | 0 | 0 | 0 | 0
14.05. | 11 | 804.7111 |  | 804.7111 | 0 | 0 | 0 | 0
14.05. | 12 | 783.1213 |  | 783.1213 | 0 | 0 | 0 | 0
14.05. | 13 | 785.084 |  | 785.084 | 0 | 0 | 0 | 0
14.05. | 14 | 765.4569 |  | 765.4569 | 0 | 0 | 0 | 0
14.05. | 15 | 771.345 |  | 771.345 | 0 | 0 | 0 | 0
14.05. | 16 | 773.3077 |  | 773.3077 | 0 | 0 | 0 | 0
14.05. | 17 | 783.1213 |  | 783.1213 | 0 | 0 | 0 | 0
14.05. | 18 | 830.2263 |  | 830.2263 | 0 | 0 | 0 | 0
14.05. | 19 | 859.667 |  | 859.667 | 0 | 0 | 0 | 0
14.05. | 20 | 912.6602 |  | 912.6602 | 0 | 0 | 0 | 0
14.05. | 21 | 936.2127 |  | 936.2127 | 0 | 0 | 0 | 0
14.05. | 22 | 949.9516 |  | 949.9516 | 0 | 0 | 0 | 0
14.05. | 23 | 942.1008 |  | 942.1008 | 0 | 0 | 0 | 0
14.05. | 24 | 910.6974 |  | 910.6974 | 0 | 0 | 0 | 0
15.05. | 1 | 916.5856 |  | 916.5856 | 0 | 0 | 0 | 0
15.05. | 2 | 871.4432 |  | 871.4432 | 0 | 0 | 0 | 0
15.05. | 3 | 853.7788 |  | 853.7788 | 0 | 0 | 0 | 0
15.05. | 4 | 845.928 |  | 845.928 | 0 | 0 | 0 | 0
15.05. | 5 | 855.7416 |  | 855.7416 | 0 | 0 | 0 | 0
15.05. | 6 | 904.8093 |  | 904.8093 | 0 | 0 | 0 | 0
15.05. | 7 | 910.6974 |  | 910.6974 | 0 | 0 | 0 | 0
15.05. | 8 | 875.3687 |  | 875.3687 | 0 | 0 | 0 | 0
15.05. | 9 | 832.189 |  | 832.189 | 0 | 0 | 0 | 0
15.05. | 10 | 804.7111 |  | 804.7111 | 0 | 0 | 0 | 0
15.05. | 11 | 794.8975 |  | 794.8975 | 0 | 0 | 0 | 0
15.05. | 12 | 796.8603 |  | 796.8603 | 0 | 0 | 0 | 0
15.05. | 13 | 820.4128 |  | 820.4128 | 0 | 0 | 0 | 0
15.05. | 14 | 824.3382 |  | 824.3382 | 0 | 0 | 0 | 0
15.05. | 15 | 828.2636 |  | 828.2636 | 0 | 0 | 0 | 0
15.05. | 16 | 826.3009 |  | 826.3009 | 0 | 0 | 0 | 0
15.05. | 17 | 826.3009 |  | 826.3009 | 0 | 0 | 0 | 0
15.05. | 18 | 794.8975 |  | 794.8975 | 0 | 0 | 0 | 0
15.05. | 19 | 830.2263 |  | 830.2263 | 0 | 0 | 0 | 0
15.05. | 20 | 906.772 |  | 906.772 | 0 | 0 | 0 | 0
15.05. | 21 | 932.2873 |  | 932.2873 | 0 | 0 | 0 | 0
15.05. | 22 | 934.25 |  | 934.25 | 0 | 0 | 0 | 0
15.05. | 23 | 938.1754 |  | 938.1754 | 0 | 0 | 0 | 0
15.05. | 24 | 920.511 |  | 920.511 | 0 | 0 | 0 | 0
16.05. | 1 | 904.8093 |  | 904.8093 | 0 | 0 | 0 | 0
16.05. | 2 | 881.2568 |  | 881.2568 | 0 | 0 | 0 | 0
16.05. | 3 | 894.9958 |  | 894.9958 | 0 | 0 | 0 | 0
16.05. | 4 | 898.9212 |  | 898.9212 | 0 | 0 | 0 | 0
16.05. | 5 | 889.1076 |  | 889.1076 | 0 | 0 | 0 | 0
16.05. | 6 | 906.772 |  | 906.772 | 0 | 0 | 0 | 0
16.05. | 7 | 898.9212 |  | 898.9212 | 0 | 0 | 0 | 0
16.05. | 8 | 879.2941 |  | 879.2941 | 0 | 0 | 0 | 0
16.05. | 9 | 840.0399 |  | 840.0399 | 0 | 0 | 0 | 0
16.05. | 10 | 822.3755 |  | 822.3755 | 0 | 0 | 0 | 0
16.05. | 11 | 820.4128 |  | 820.4128 | 0 | 0 | 0 | 0
16.05. | 12 | 798.823 |  | 798.823 | 0 | 0 | 0 | 0
16.05. | 13 | 790.9721 |  | 790.9721 | 0 | 0 | 0 | 0
16.05. | 14 | 781.1586 |  | 781.1586 | 0 | 0 | 0 | 0
16.05. | 15 | 783.1213 |  | 783.1213 | 0 | 0 | 0 | 0
16.05. | 16 | 796.8603 |  | 796.8603 | 0 | 0 | 0 | 0
16.05. | 17 | 816.4874 |  | 816.4874 | 0 | 0 | 0 | 0
16.05. | 18 | 832.189 |  | 832.189 | 0 | 0 | 0 | 0
16.05. | 19 | 869.4805 |  | 869.4805 | 0 | 0 | 0 | 0
16.05. | 20 | 894.9958 |  | 894.9958 | 0 | 0 | 0 | 0
16.05. | 21 | 953.8771 |  | 953.8771 | 0 | 0 | 0 | 0
16.05. | 22 | 940.1381 |  | 940.1381 | 0 | 0 | 0 | 0
16.05. | 23 | 932.2873 |  | 932.2873 | 0 | 0 | 0 | 0
16.05. | 24 | 940.1381 |  | 940.1381 | 0 | 0 | 0 | 0
17.05. | 1 | 942.1008 |  | 942.1008 | 0 | 0 | 0 | 0
17.05. | 2 | 936.2127 |  | 936.2127 | 0 | 0 | 0 | 0
17.05. | 3 | 928.3618 |  | 928.3618 | 0 | 0 | 0 | 0
17.05. | 4 | 938.1754 |  | 938.1754 | 0 | 0 | 0 | 0
17.05. | 5 | 932.2873 |  | 932.2873 | 0 | 0 | 0 | 0
17.05. | 6 | 942.1008 |  | 942.1008 | 0 | 0 | 0 | 0
17.05. | 7 | 936.2127 |  | 936.2127 | 0 | 0 | 0 | 0
17.05. | 8 | 936.2127 |  | 936.2127 | 0 | 0 | 0 | 0
17.05. | 9 | 861.6297 |  | 861.6297 | 0 | 0 | 0 | 0
17.05. | 10 | 836.1145 |  | 836.1145 | 0 | 0 | 0 | 0
17.05. | 11 | 808.6365 |  | 808.6365 | 0 | 0 | 0 | 0
17.05. | 12 | 826.3009 |  | 826.3009 | 0 | 0 | 0 | 0
17.05. | 13 | 792.9348 |  | 792.9348 | 0 | 0 | 0 | 0
17.05. | 14 | 812.5619 |  | 812.5619 | 0 | 0 | 0 | 0
17.05. | 15 | 810.5992 |  | 810.5992 | 0 | 0 | 0 | 0
17.05. | 16 | 810.5992 |  | 810.5992 | 0 | 0 | 0 | 0
17.05. | 17 | 806.6738 |  | 806.6738 | 0 | 0 | 0 | 0
17.05. | 18 | 812.5619 |  | 812.5619 | 0 | 0 | 0 | 0
17.05. | 19 | 871.4432 |  | 871.4432 | 0 | 0 | 0 | 0
17.05. | 20 | 957.8025 |  | 957.8025 | 0 | 0 | 0 | 0
17.05. | 21 | 1002.9448 |  | 1002.9448 | 0 | 0 | 0 | 0
17.05. | 22 | 1002.9448 |  | 1002.9448 | 0 | 0 | 0 | 0
17.05. | 23 | 979.3923 |  | 979.3923 | 0 | 0 | 0 | 0
17.05. | 24 | 973.5042 |  | 973.5042 | 0 | 0 | 0 | 0
18.05. | 1 | 973.5042 |  | 973.5042 | 0 | 0 | 0 | 0
18.05. | 2 | 979.3923 |  | 979.3923 | 0 | 0 | 0 | 0
18.05. | 3 | 979.3923 |  | 979.3923 | 0 | 0 | 0 | 0
18.05. | 4 | 955.8398 |  | 955.8398 | 0 | 0 | 0 | 0
18.05. | 5 | 957.8025 |  | 957.8025 | 0 | 0 | 0 | 0
18.05. | 6 | 983.3177 |  | 983.3177 | 0 | 0 | 0 | 0
18.05. | 7 | 985.2804 |  | 985.2804 | 0 | 0 | 0 | 0
18.05. | 8 | 949.9516 |  | 949.9516 | 0 | 0 | 0 | 0
18.05. | 9 | 889.1076 |  | 889.1076 | 0 | 0 | 0 | 0
18.05. | 10 | 863.5924 |  | 863.5924 | 0 | 0 | 0 | 0
18.05. | 11 | 877.3314 |  | 877.3314 | 0 | 0 | 0 | 0
18.05. | 12 | 889.1076 |  | 889.1076 | 0 | 0 | 0 | 0
18.05. | 13 | 875.3687 |  | 875.3687 | 0 | 0 | 0 | 0
18.05. | 14 | 822.3755 |  | 822.3755 | 0 | 0 | 0 | 0
18.05. | 15 | 806.6738 |  | 806.6738 | 0 | 0 | 0 | 0
18.05. | 16 | 840.0399 |  | 840.0399 | 0 | 0 | 0 | 0
18.05. | 17 | 855.7416 |  | 855.7416 | 0 | 0 | 0 | 0
18.05. | 18 | 879.2941 |  | 879.2941 | 0 | 0 | 0 | 0
18.05. | 19 | 910.6974 |  | 910.6974 | 0 | 0 | 0 | 0
18.05. | 20 | 963.6906 |  | 963.6906 | 0 | 0 | 0 | 0
18.05. | 21 | 1020.6092 |  | 1020.6092 | 0 | 0 | 0 | 0
18.05. | 22 | 989.2058 |  | 989.2058 | 0 | 0 | 0 | 0
18.05. | 23 | 975.4669 |  | 975.4669 | 0 | 0 | 0 | 0
18.05. | 24 | 961.7279 |  | 961.7279 | 0 | 0 | 0 | 0
19.05. | 1 | 959.7652 |  | 959.7652 | 0 | 0 | 0 | 0
19.05. | 2 | 965.6533 |  | 965.6533 | 0 | 0 | 0 | 0
19.05. | 3 | 944.0635 |  | 944.0635 | 0 | 0 | 0 | 0
19.05. | 4 | 944.0635 |  | 944.0635 | 0 | 0 | 0 | 0
19.05. | 5 | 904.8093 |  | 904.8093 | 0 | 0 | 0 | 0
19.05. | 6 | 914.6229 |  | 914.6229 | 0 | 0 | 0 | 0
19.05. | 7 | 938.1754 |  | 938.1754 | 0 | 0 | 0 | 0
19.05. | 8 | 908.7347 |  | 908.7347 | 0 | 0 | 0 | 0
19.05. | 9 | 865.5551 |  | 865.5551 | 0 | 0 | 0 | 0
19.05. | 10 | 869.4805 |  | 869.4805 | 0 | 0 | 0 | 0
19.05. | 11 | 843.9653 |  | 843.9653 | 0 | 0 | 0 | 0
19.05. | 12 | 857.7043 |  | 857.7043 | 0 | 0 | 0 | 0
19.05. | 13 | 851.8161 |  | 851.8161 | 0 | 0 | 0 | 0
19.05. | 14 | 808.6365 |  | 808.6365 | 0 | 0 | 0 | 0
19.05. | 15 | 792.9348 |  | 792.9348 | 0 | 0 | 0 | 0
19.05. | 16 | 796.8603 |  | 796.8603 | 0 | 0 | 0 | 0
19.05. | 17 | 871.4432 |  | 871.4432 | 0 | 0 | 0 | 0
19.05. | 18 | 887.1449 |  | 887.1449 | 0 | 0 | 0 | 0
19.05. | 19 | 932.2873 |  | 932.2873 | 0 | 0 | 0 | 0
19.05. | 20 | 944.0635 |  | 944.0635 | 0 | 0 | 0 | 0
19.05. | 21 | 1014.7211 |  | 1014.7211 | 0 | 0 | 0 | 0
19.05. | 22 | 1008.8329 |  | 1008.8329 | 0 | 0 | 0 | 0
19.05. | 23 | 1002.9448 |  | 1002.9448 | 0 | 0 | 0 | 0
19.05. | 24 | 967.616 |  | 967.616 | 0 | 0 | 0 | 0
20.05. | 1 | 926.3991 |  | 926.3991 | 0 | 0 | 0 | 0
20.05. | 2 | 918.5483 |  | 918.5483 | 0 | 0 | 0 | 0
20.05. | 3 | 904.8093 |  | 904.8093 | 0 | 0 | 0 | 0
20.05. | 4 | 904.8093 |  | 904.8093 | 0 | 0 | 0 | 0
20.05. | 5 | 898.9212 |  | 898.9212 | 0 | 0 | 0 | 0
20.05. | 6 | 900.8839 |  | 900.8839 | 0 | 0 | 0 | 0
20.05. | 7 | 875.3687 |  | 875.3687 | 0 | 0 | 0 | 0
20.05. | 8 | 873.4059 |  | 873.4059 | 0 | 0 | 0 | 0
20.05. | 9 | 861.6297 |  | 861.6297 | 0 | 0 | 0 | 0
20.05. | 10 | 865.5551 |  | 865.5551 | 0 | 0 | 0 | 0
20.05. | 11 | 855.7416 |  | 855.7416 | 0 | 0 | 0 | 0
20.05. | 12 | 857.7043 |  | 857.7043 | 0 | 0 | 0 | 0
20.05. | 13 | 834.1518 |  | 834.1518 | 0 | 0 | 0 | 0
20.05. | 14 | 824.3382 |  | 824.3382 | 0 | 0 | 0 | 0
20.05. | 15 | 820.4128 |  | 820.4128 | 0 | 0 | 0 | 0
20.05. | 16 | 822.3755 |  | 822.3755 | 0 | 0 | 0 | 0
20.05. | 17 | 826.3009 |  | 826.3009 | 0 | 0 | 0 | 0
20.05. | 18 | 840.0399 |  | 840.0399 | 0 | 0 | 0 | 0
20.05. | 19 | 883.2195 |  | 883.2195 | 0 | 0 | 0 | 0
20.05. | 20 | 965.6533 |  | 965.6533 | 0 | 0 | 0 | 0
20.05. | 21 | 1014.7211 |  | 1014.7211 | 0 | 0 | 0 | 0
20.05. | 22 | 1022.5719 |  | 1022.5719 | 0 | 0 | 0 | 0
20.05. | 23 | 989.2058 |  | 989.2058 | 0 | 0 | 0 | 0
20.05. | 24 | 1006.8702 |  | 1006.8702 | 0 | 0 | 0 | 0
21.05. | 1 | 999.0194 |  | 999.0194 | 0 | 0 | 0 | 0
21.05. | 2 | 1000.9821 |  | 1000.9821 | 0 | 0 | 0 | 0
21.05. | 3 | 987.2431 |  | 987.2431 | 0 | 0 | 0 | 0
21.05. | 4 | 985.2804 |  | 985.2804 | 0 | 0 | 0 | 0
21.05. | 5 | 971.5415 |  | 971.5415 | 0 | 0 | 0 | 0
21.05. | 6 | 973.5042 |  | 973.5042 | 0 | 0 | 0 | 0
21.05. | 7 | 957.8025 |  | 957.8025 | 0 | 0 | 0 | 0
21.05. | 8 | 965.6533 |  | 965.6533 | 0 | 0 | 0 | 0
21.05. | 9 | 918.5483 |  | 918.5483 | 0 | 0 | 0 | 0
21.05. | 10 | 912.6602 |  | 912.6602 | 0 | 0 | 0 | 0
21.05. | 11 | 891.0703 |  | 891.0703 | 0 | 0 | 0 | 0
21.05. | 12 | 889.1076 |  | 889.1076 | 0 | 0 | 0 | 0
21.05. | 13 | 891.0703 |  | 891.0703 | 0 | 0 | 0 | 0
21.05. | 14 | 896.9585 |  | 896.9585 | 0 | 0 | 0 | 0
21.05. | 15 | 881.2568 |  | 881.2568 | 0 | 0 | 0 | 0
21.05. | 16 | 887.1449 |  | 887.1449 | 0 | 0 | 0 | 0
21.05. | 17 | 904.8093 |  | 904.8093 | 0 | 0 | 0 | 0
21.05. | 18 | 922.4737 |  | 922.4737 | 0 | 0 | 0 | 0
21.05. | 19 | 910.6974 |  | 910.6974 | 0 | 0 | 0 | 0
21.05. | 20 | 918.5483 |  | 918.5483 | 0 | 0 | 0 | 0
21.05. | 21 | 949.9516 |  | 949.9516 | 0 | 0 | 0 | 0
21.05. | 22 | 932.2873 |  | 932.2873 | 0 | 0 | 0 | 0
21.05. | 23 | 938.1754 |  | 938.1754 | 0 | 0 | 0 | 0
21.05. | 24 | 949.9516 |  | 949.9516 | 0 | 0 | 0 | 0
22.05. | 1 | 991.1685 |  | 991.1685 | 0 | 0 | 0 | 0
22.05. | 2 | 983.3177 |  | 983.3177 | 0 | 0 | 0 | 0
22.05. | 3 | 999.0194 |  | 999.0194 | 0 | 0 | 0 | 0
22.05. | 4 | 999.0194 |  | 999.0194 | 0 | 0 | 0 | 0
22.05. | 5 | 981.355 |  | 981.355 | 0 | 0 | 0 | 0
22.05. | 6 | 977.4296 |  | 977.4296 | 0 | 0 | 0 | 0
22.05. | 7 | 965.6533 |  | 965.6533 | 0 | 0 | 0 | 0
22.05. | 8 | 957.8025 |  | 957.8025 | 0 | 0 | 0 | 0
22.05. | 9 | 879.2941 |  | 879.2941 | 0 | 0 | 0 | 0
22.05. | 10 | 904.8093 |  | 904.8093 | 0 | 0 | 0 | 0
22.05. | 11 | 887.1449 |  | 887.1449 | 0 | 0 | 0 | 0
22.05. | 12 | 885.1822 |  | 885.1822 | 0 | 0 | 0 | 0
22.05. | 13 | 875.3687 |  | 875.3687 | 0 | 0 | 0 | 0
22.05. | 14 | 873.4059 |  | 873.4059 | 0 | 0 | 0 | 0
22.05. | 15 | 855.7416 |  | 855.7416 | 0 | 0 | 0 | 0
22.05. | 16 | 859.667 |  | 859.667 | 0 | 0 | 0 | 0
22.05. | 17 | 898.9212 |  | 898.9212 | 0 | 0 | 0 | 0
22.05. | 18 | 920.511 |  | 920.511 | 0 | 0 | 0 | 0
22.05. | 19 | 955.8398 |  | 955.8398 | 0 | 0 | 0 | 0
22.05. | 20 | 1022.5719 |  | 1022.5719 | 0 | 0 | 0 | 0
22.05. | 21 | 1040.2363 |  | 1040.2363 | 0 | 0 | 0 | 0
22.05. | 22 | 1042.199 |  | 1042.199 | 0 | 0 | 0 | 0
22.05. | 23 | 1034.3482 |  | 1034.3482 | 0 | 0 | 0 | 0
22.05. | 24 | 1026.4973 |  | 1026.4973 | 0 | 0 | 0 | 0
23.05. | 1 | 1020.6092 |  | 1020.6092 | 0 | 0 | 0 | 0
23.05. | 2 | 1018.6465 |  | 1018.6465 | 0 | 0 | 0 | 0
23.05. | 3 | 1012.7584 |  | 1012.7584 | 0 | 0 | 0 | 0
23.05. | 4 | 1006.8702 |  | 1006.8702 | 0 | 0 | 0 | 0
23.05. | 5 | 1020.6092 |  | 1020.6092 | 0 | 0 | 0 | 0
23.05. | 6 | 1024.5346 |  | 1024.5346 | 0 | 0 | 0 | 0
23.05. | 7 | 1044.1617 |  | 1044.1617 | 0 | 0 | 0 | 0
23.05. | 8 | 1012.7584 |  | 1012.7584 | 0 | 0 | 0 | 0
23.05. | 9 | 991.1685 |  | 991.1685 | 0 | 0 | 0 | 0
23.05. | 10 | 1008.8329 |  | 1008.8329 | 0 | 0 | 0 | 0
23.05. | 11 | 983.3177 |  | 983.3177 | 0 | 0 | 0 | 0
23.05. | 12 | 944.0635 |  | 944.0635 | 0 | 0 | 0 | 0
23.05. | 13 | 957.8025 |  | 957.8025 | 0 | 0 | 0 | 0
23.05. | 14 | 963.6906 |  | 963.6906 | 0 | 0 | 0 | 0
23.05. | 15 | 920.511 |  | 920.511 | 0 | 0 | 0 | 0
23.05. | 16 | 942.1008 |  | 942.1008 | 0 | 0 | 0 | 0
23.05. | 17 | 946.0262 |  | 946.0262 | 0 | 0 | 0 | 0
23.05. | 18 | 940.1381 |  | 940.1381 | 0 | 0 | 0 | 0
23.05. | 19 | 993.1313 |  | 993.1313 | 0 | 0 | 0 | 0
23.05. | 20 | 1000.9821 |  | 1000.9821 | 0 | 0 | 0 | 0
23.05. | 21 | 1050.0499 |  | 1050.0499 | 0 | 0 | 0 | 0
23.05. | 22 | 1055.938 |  | 1055.938 | 0 | 0 | 0 | 0
23.05. | 23 | 1065.7515 |  | 1065.7515 | 0 | 0 | 0 | 0
23.05. | 24 | 1075.5651 |  | 1075.5651 | 0 | 0 | 0 | 0
24.05. | 1 | 1075.5651 |  | 1075.5651 | 0 | 0 | 0 | 0
24.05. | 2 | 1052.0126 |  | 1052.0126 | 0 | 0 | 0 | 0
24.05. | 3 | 1046.1244 |  | 1046.1244 | 0 | 0 | 0 | 0
24.05. | 4 | 1018.6465 |  | 1018.6465 | 0 | 0 | 0 | 0
24.05. | 5 | 1020.6092 |  | 1020.6092 | 0 | 0 | 0 | 0
24.05. | 6 | 1044.1617 |  | 1044.1617 | 0 | 0 | 0 | 0
24.05. | 7 | 1040.2363 |  | 1040.2363 | 0 | 0 | 0 | 0
24.05. | 8 | 1048.0871 |  | 1048.0871 | 0 | 0 | 0 | 0
24.05. | 9 | 989.2058 |  | 989.2058 | 0 | 0 | 0 | 0
24.05. | 10 | 971.5415 |  | 971.5415 | 0 | 0 | 0 | 0
24.05. | 11 | 930.3245 |  | 930.3245 | 0 | 0 | 0 | 0
24.05. | 12 | 900.8839 |  | 900.8839 | 0 | 0 | 0 | 0
24.05. | 13 | 891.0703 |  | 891.0703 | 0 | 0 | 0 | 0
24.05. | 14 | 902.8466 |  | 902.8466 | 0 | 0 | 0 | 0
24.05. | 15 | 893.033 |  | 893.033 | 0 | 0 | 0 | 0
24.05. | 16 | 910.6974 |  | 910.6974 | 0 | 0 | 0 | 0
24.05. | 17 | 934.25 |  | 934.25 | 0 | 0 | 0 | 0
24.05. | 18 | 961.7279 |  | 961.7279 | 0 | 0 | 0 | 0
24.05. | 19 | 971.5415 |  | 971.5415 | 0 | 0 | 0 | 0
24.05. | 20 | 1040.2363 |  | 1040.2363 | 0 | 0 | 0 | 0
24.05. | 21 | 1067.7142 |  | 1067.7142 | 0 | 0 | 0 | 0
24.05. | 22 | 1061.8261 |  | 1061.8261 | 0 | 0 | 0 | 0
24.05. | 23 | 1059.8634 |  | 1059.8634 | 0 | 0 | 0 | 0
24.05. | 24 | 1044.1617 |  | 1044.1617 | 0 | 0 | 0 | 0
25.05. | 1 | 1034.3482 |  | 1034.3482 | 0 | 0 | 0 | 0
25.05. | 2 | 1034.3482 |  | 1034.3482 | 0 | 0 | 0 | 0
25.05. | 3 | 1012.7584 |  | 1012.7584 | 0 | 0 | 0 | 0
25.05. | 4 | 1020.6092 |  | 1020.6092 | 0 | 0 | 0 | 0
25.05. | 5 | 1022.5719 |  | 1022.5719 | 0 | 0 | 0 | 0
25.05. | 6 | 1030.4228 |  | 1030.4228 | 0 | 0 | 0 | 0
25.05. | 7 | 1000.9821 |  | 1000.9821 | 0 | 0 | 0 | 0
25.05. | 8 | 975.4669 |  | 975.4669 | 0 | 0 | 0 | 0
25.05. | 9 | 951.9143 |  | 951.9143 | 0 | 0 | 0 | 0
25.05. | 10 | 916.5856 |  | 916.5856 | 0 | 0 | 0 | 0
25.05. | 11 | 893.033 |  | 893.033 | 0 | 0 | 0 | 0
25.05. | 12 | 865.5551 |  | 865.5551 | 0 | 0 | 0 | 0
25.05. | 13 | 869.4805 |  | 869.4805 | 0 | 0 | 0 | 0
25.05. | 14 | 853.7788 |  | 853.7788 | 0 | 0 | 0 | 0
25.05. | 15 | 871.4432 |  | 871.4432 | 0 | 0 | 0 | 0
25.05. | 16 | 877.3314 |  | 877.3314 | 0 | 0 | 0 | 0
25.05. | 17 | 922.4737 |  | 922.4737 | 0 | 0 | 0 | 0
25.05. | 18 | 928.3618 |  | 928.3618 | 0 | 0 | 0 | 0
25.05. | 19 | 979.3923 |  | 979.3923 | 0 | 0 | 0 | 0
25.05. | 20 | 1008.8329 |  | 1008.8329 | 0 | 0 | 0 | 0
25.05. | 21 | 1071.6397 |  | 1071.6397 | 0 | 0 | 0 | 0
25.05. | 22 | 1067.7142 |  | 1067.7142 | 0 | 0 | 0 | 0
25.05. | 23 | 1077.5278 |  | 1077.5278 | 0 | 0 | 0 | 0
25.05. | 24 | 1071.6397 |  | 1071.6397 | 0 | 0 | 0 | 0
26.05. | 1 | 1065.7515 |  | 1065.7515 | 0 | 0 | 0 | 0
26.05. | 2 | 1063.7888 |  | 1063.7888 | 0 | 0 | 0 | 0
26.05. | 3 | 1059.8634 |  | 1059.8634 | 0 | 0 | 0 | 0
26.05. | 4 | 1053.9753 |  | 1053.9753 | 0 | 0 | 0 | 0
26.05. | 5 | 1053.9753 |  | 1053.9753 | 0 | 0 | 0 | 0
26.05. | 6 | 1075.5651 |  | 1075.5651 | 0 | 0 | 0 | 0
26.05. | 7 | 1020.6092 |  | 1020.6092 | 0 | 0 | 0 | 0
26.05. | 8 | 1002.9448 |  | 1002.9448 | 0 | 0 | 0 | 0
26.05. | 9 | 987.2431 |  | 987.2431 | 0 | 0 | 0 | 0
26.05. | 10 | 938.1754 |  | 938.1754 | 0 | 0 | 0 | 0
26.05. | 11 | 926.3991 |  | 926.3991 | 0 | 0 | 0 | 0
26.05. | 12 | 922.4737 |  | 922.4737 | 0 | 0 | 0 | 0
26.05. | 13 | 906.772 |  | 906.772 | 0 | 0 | 0 | 0
26.05. | 14 | 894.9958 |  | 894.9958 | 0 | 0 | 0 | 0
26.05. | 15 | 883.2195 |  | 883.2195 | 0 | 0 | 0 | 0
26.05. | 16 | 891.0703 |  | 891.0703 | 0 | 0 | 0 | 0
26.05. | 17 | 904.8093 |  | 904.8093 | 0 | 0 | 0 | 0
26.05. | 18 | 973.5042 |  | 973.5042 | 0 | 0 | 0 | 0
26.05. | 19 | 1008.8329 |  | 1008.8329 | 0 | 0 | 0 | 0
26.05. | 20 | 1020.6092 |  | 1020.6092 | 0 | 0 | 0 | 0
26.05. | 21 | 1022.5719 |  | 1022.5719 | 0 | 0 | 0 | 0
26.05. | 22 | 1014.7211 |  | 1014.7211 | 0 | 0 | 0 | 0
26.05. | 23 | 1016.6838 |  | 1016.6838 | 0 | 0 | 0 | 0
26.05. | 24 | 1000.9821 |  | 1000.9821 | 0 | 0 | 0 | 0
27.05. | 1 | 981.355 |  | 981.355 | 0 | 0 | 0 | 0
27.05. | 2 | 977.4296 |  | 977.4296 | 0 | 0 | 0 | 0
27.05. | 3 | 993.1313 |  | 993.1313 | 0 | 0 | 0 | 0
27.05. | 4 | 987.2431 |  | 987.2431 | 0 | 0 | 0 | 0
27.05. | 5 | 977.4296 |  | 977.4296 | 0 | 0 | 0 | 0
27.05. | 6 | 979.3923 |  | 979.3923 | 0 | 0 | 0 | 0
27.05. | 7 | 983.3177 |  | 983.3177 | 0 | 0 | 0 | 0
27.05. | 8 | 936.2127 |  | 936.2127 | 0 | 0 | 0 | 0
27.05. | 9 | 900.8839 |  | 900.8839 | 0 | 0 | 0 | 0
27.05. | 10 | 893.033 |  | 893.033 | 0 | 0 | 0 | 0
27.05. | 11 | 894.9958 |  | 894.9958 | 0 | 0 | 0 | 0
27.05. | 12 | 908.7347 |  | 908.7347 | 0 | 0 | 0 | 0
27.05. | 13 | 938.1754 |  | 938.1754 | 0 | 0 | 0 | 0
27.05. | 14 | 955.8398 |  | 955.8398 | 0 | 0 | 0 | 0
27.05. | 15 | 930.3245 |  | 930.3245 | 0 | 0 | 0 | 0
27.05. | 16 | 924.4364 |  | 924.4364 | 0 | 0 | 0 | 0
27.05. | 17 | 922.4737 |  | 922.4737 | 0 | 0 | 0 | 0
27.05. | 18 | 936.2127 |  | 936.2127 | 0 | 0 | 0 | 0
27.05. | 19 | 949.9516 |  | 949.9516 | 0 | 0 | 0 | 0
27.05. | 20 | 977.4296 |  | 977.4296 | 0 | 0 | 0 | 0
27.05. | 21 | 1050.0499 |  | 1050.0499 | 0 | 0 | 0 | 0
27.05. | 22 | 1050.0499 |  | 1050.0499 | 0 | 0 | 0 | 0
27.05. | 23 | 1048.0871 |  | 1048.0871 | 0 | 0 | 0 | 0
27.05. | 24 | 1014.7211 |  | 1014.7211 | 0 | 0 | 0 | 0
28.05. | 1 | 1014.7211 |  | 1014.7211 | 0 | 0 | 0 | 0
28.05. | 2 | 1018.6465 |  | 1018.6465 | 0 | 0 | 0 | 0
28.05. | 3 | 1008.8329 |  | 1008.8329 | 0 | 0 | 0 | 0
28.05. | 4 | 1012.7584 |  | 1012.7584 | 0 | 0 | 0 | 0
28.05. | 5 | 1010.7957 |  | 1010.7957 | 0 | 0 | 0 | 0
28.05. | 6 | 1038.2736 |  | 1038.2736 | 0 | 0 | 0 | 0
28.05. | 7 | 1000.9821 |  | 1000.9821 | 0 | 0 | 0 | 0
28.05. | 8 | 1012.7584 |  | 1012.7584 | 0 | 0 | 0 | 0
28.05. | 9 | 979.3923 |  | 979.3923 | 0 | 0 | 0 | 0
28.05. | 10 | 979.3923 |  | 979.3923 | 0 | 0 | 0 | 0
28.05. | 11 | 975.4669 |  | 975.4669 | 0 | 0 | 0 | 0
28.05. | 12 | 979.3923 |  | 979.3923 | 0 | 0 | 0 | 0
28.05. | 13 | 985.2804 |  | 985.2804 | 0 | 0 | 0 | 0
28.05. | 14 | 995.094 |  | 995.094 | 0 | 0 | 0 | 0
28.05. | 15 | 987.2431 |  | 987.2431 | 0 | 0 | 0 | 0
28.05. | 16 | 991.1685 |  | 991.1685 | 0 | 0 | 0 | 0
28.05. | 17 | 985.2804 |  | 985.2804 | 0 | 0 | 0 | 0
28.05. | 18 | 997.0567 |  | 997.0567 | 0 | 0 | 0 | 0
28.05. | 19 | 1008.8329 |  | 1008.8329 | 0 | 0 | 0 | 0
28.05. | 20 | 1014.7211 |  | 1014.7211 | 0 | 0 | 0 | 0
28.05. | 21 | 1046.1244 |  | 1046.1244 | 0 | 0 | 0 | 0
28.05. | 22 | 1038.2736 |  | 1038.2736 | 0 | 0 | 0 | 0
28.05. | 23 | 1048.0871 |  | 1048.0871 | 0 | 0 | 0 | 0
28.05. | 24 | 1059.8634 |  | 1059.8634 | 0 | 0 | 0 | 0
29.05. | 1 | 1046.1244 |  | 1046.1244 | 0 | 0 | 0 | 0
29.05. | 2 | 1042.199 |  | 1042.199 | 0 | 0 | 0 | 0
29.05. | 3 | 1028.46 |  | 1028.46 | 0 | 0 | 0 | 0
29.05. | 4 | 1046.1244 |  | 1046.1244 | 0 | 0 | 0 | 0
29.05. | 5 | 1040.2363 |  | 1040.2363 | 0 | 0 | 0 | 0
29.05. | 6 | 1048.0871 |  | 1048.0871 | 0 | 0 | 0 | 0
29.05. | 7 | 1010.7957 |  | 1010.7957 | 0 | 0 | 0 | 0
29.05. | 8 | 1002.9448 |  | 1002.9448 | 0 | 0 | 0 | 0
29.05. | 9 | 997.0567 |  | 997.0567 | 0 | 0 | 0 | 0
29.05. | 10 | 1034.3482 |  | 1034.3482 | 0 | 0 | 0 | 0
29.05. | 11 | 973.5042 |  | 973.5042 | 0 | 0 | 0 | 0
29.05. | 12 | 983.3177 |  | 983.3177 | 0 | 0 | 0 | 0
29.05. | 13 | 981.355 |  | 981.355 | 0 | 0 | 0 | 0
29.05. | 14 | 963.6906 |  | 963.6906 | 0 | 0 | 0 | 0
29.05. | 15 | 977.4296 |  | 977.4296 | 0 | 0 | 0 | 0
29.05. | 16 | 991.1685 |  | 991.1685 | 0 | 0 | 0 | 0
29.05. | 17 | 991.1685 |  | 991.1685 | 0 | 0 | 0 | 0
29.05. | 18 | 987.2431 |  | 987.2431 | 0 | 0 | 0 | 0
29.05. | 19 | 1024.5346 |  | 1024.5346 | 0 | 0 | 0 | 0
29.05. | 20 | 1028.46 |  | 1028.46 | 0 | 0 | 0 | 0
29.05. | 21 | 1063.7888 |  | 1063.7888 | 0 | 0 | 0 | 0
29.05. | 22 | 1081.4532 |  | 1081.4532 | 0 | 0 | 0 | 0
29.05. | 23 | 1079.4905 |  | 1079.4905 | 0 | 0 | 0 | 0
29.05. | 24 | 1048.0871 |  | 1048.0871 | 0 | 0 | 0 | 0
30.05. | 1 | 1048.0871 |  | 1048.0871 | 0 | 0 | 0 | 0
30.05. | 2 | 1048.0871 |  | 1048.0871 | 0 | 0 | 0 | 0
30.05. | 3 | 1046.1244 |  | 1046.1244 | 0 | 0 | 0 | 0
30.05. | 4 | 1046.1244 |  | 1046.1244 | 0 | 0 | 0 | 0
30.05. | 5 | 1046.1244 |  | 1046.1244 | 0 | 0 | 0 | 0
30.05. | 6 | 1042.199 |  | 1042.199 | 0 | 0 | 0 | 0
30.05. | 7 | 1020.6092 |  | 1020.6092 | 0 | 0 | 0 | 0
30.05. | 8 | 999.0194 |  | 999.0194 | 0 | 0 | 0 | 0
30.05. | 9 | 995.094 |  | 995.094 | 0 | 0 | 0 | 0
30.05. | 10 | 959.7652 |  | 959.7652 | 0 | 0 | 0 | 0
30.05. | 11 | 928.3618 |  | 928.3618 | 0 | 0 | 0 | 0
30.05. | 12 | 908.7347 |  | 908.7347 | 0 | 0 | 0 | 0
30.05. | 13 | 910.6974 |  | 910.6974 | 0 | 0 | 0 | 0
30.05. | 14 | 883.2195 |  | 883.2195 | 0 | 0 | 0 | 0
30.05. | 15 | 865.5551 |  | 865.5551 | 0 | 0 | 0 | 0
30.05. | 16 | 908.7347 |  | 908.7347 | 0 | 0 | 0 | 0
30.05. | 17 | 947.9889 |  | 947.9889 | 0 | 0 | 0 | 0
30.05. | 18 | 932.2873 |  | 932.2873 | 0 | 0 | 0 | 0
30.05. | 19 | 949.9516 |  | 949.9516 | 0 | 0 | 0 | 0
30.05. | 20 | 975.4669 |  | 975.4669 | 0 | 0 | 0 | 0
30.05. | 21 | 1014.7211 |  | 1014.7211 | 0 | 0 | 0 | 0
30.05. | 22 | 993.1313 |  | 993.1313 | 0 | 0 | 0 | 0
30.05. | 23 | 979.3923 |  | 979.3923 | 0 | 0 | 0 | 0
30.05. | 24 | 965.6533 |  | 965.6533 | 0 | 0 | 0 | 0
31.05. | 1 | 965.6533 |  | 965.6533 | 0 | 0 | 0 | 0
31.05. | 2 | 963.6906 |  | 963.6906 | 0 | 0 | 0 | 0
31.05. | 3 | 961.7279 |  | 961.7279 | 0 | 0 | 0 | 0
31.05. | 4 | 955.8398 |  | 955.8398 | 0 | 0 | 0 | 0
31.05. | 5 | 951.9143 |  | 951.9143 | 0 | 0 | 0 | 0
31.05. | 6 | 961.7279 |  | 961.7279 | 0 | 0 | 0 | 0
31.05. | 7 | 916.5856 |  | 916.5856 | 0 | 0 | 0 | 0
31.05. | 8 | 902.8466 |  | 902.8466 | 0 | 0 | 0 | 0
31.05. | 9 | 926.3991 |  | 926.3991 | 0 | 0 | 0 | 0
31.05. | 10 | 891.0703 |  | 891.0703 | 0 | 0 | 0 | 0
31.05. | 11 | 902.8466 |  | 902.8466 | 0 | 0 | 0 | 0
31.05. | 12 | 863.5924 |  | 863.5924 | 0 | 0 | 0 | 0
31.05. | 13 | 863.5924 |  | 863.5924 | 0 | 0 | 0 | 0
31.05. | 14 | 877.3314 |  | 877.3314 | 0 | 0 | 0 | 0
31.05. | 15 | 928.3618 |  | 928.3618 | 0 | 0 | 0 | 0
31.05. | 16 | 946.0262 |  | 946.0262 | 0 | 0 | 0 | 0
31.05. | 17 | 965.6533 |  | 965.6533 | 0 | 0 | 0 | 0
31.05. | 18 | 995.094 |  | 995.094 | 0 | 0 | 0 | 0
31.05. | 19 | 1000.9821 |  | 1000.9821 | 0 | 0 | 0 | 0
31.05. | 20 | 1030.4228 |  | 1030.4228 | 0 | 0 | 0 | 0
31.05. | 21 | 1073.6024 |  | 1073.6024 | 0 | 0 | 0 | 0
31.05. | 22 | 1071.6397 |  | 1071.6397 | 0 | 0 | 0 | 0
31.05. | 23 | 1061.8261 |  | 1061.8261 | 0 | 0 | 0 | 0
31.05. | 24 | 928.3618 |  | 928.3618 | 0 | 0 | 0 | 0
01.06. | 1 | 920.511 |  | 920.511 | 0 | 0 | 0 | 0
01.06. | 2 | 887.1449 |  | 887.1449 | 0 | 0 | 0 | 0
01.06. | 3 | 871.4432 |  | 871.4432 | 0 | 0 | 0 | 0
01.06. | 4 | 867.5178 |  | 867.5178 | 0 | 0 | 0 | 0
01.06. | 5 | 900.8839 |  | 900.8839 | 0 | 0 | 0 | 0
01.06. | 6 | 918.5483 |  | 918.5483 | 0 | 0 | 0 | 0
01.06. | 7 | 896.9585 |  | 896.9585 | 0 | 0 | 0 | 0
01.06. | 8 | 912.6602 |  | 912.6602 | 0 | 0 | 0 | 0
01.06. | 9 | 885.1822 |  | 885.1822 | 0 | 0 | 0 | 0
01.06. | 10 | 865.5551 |  | 865.5551 | 0 | 0 | 0 | 0
01.06. | 11 | 851.8161 |  | 851.8161 | 0 | 0 | 0 | 0
01.06. | 12 | 851.8161 |  | 851.8161 | 0 | 0 | 0 | 0
01.06. | 13 | 847.8907 |  | 847.8907 | 0 | 0 | 0 | 0
01.06. | 14 | 869.4805 |  | 869.4805 | 0 | 0 | 0 | 0
01.06. | 15 | 881.2568 |  | 881.2568 | 0 | 0 | 0 | 0
01.06. | 16 | 881.2568 |  | 881.2568 | 0 | 0 | 0 | 0
01.06. | 17 | 843.9653 |  | 843.9653 | 0 | 0 | 0 | 0
01.06. | 18 | 826.3009 |  | 826.3009 | 0 | 0 | 0 | 0
01.06. | 19 | 894.9958 |  | 894.9958 | 0 | 0 | 0 | 0
01.06. | 20 | 920.511 |  | 920.511 | 0 | 0 | 0 | 0
01.06. | 21 | 981.355 |  | 981.355 | 0 | 0 | 0 | 0
01.06. | 22 | 983.3177 |  | 983.3177 | 0 | 0 | 0 | 0
01.06. | 23 | 953.8771 |  | 953.8771 | 0 | 0 | 0 | 0
01.06. | 24 | 932.2873 |  | 932.2873 | 0 | 0 | 0 | 0
02.06. | 1 | 908.7347 |  | 908.7347 | 0 | 0 | 0 | 0
02.06. | 2 | 944.0635 |  | 944.0635 | 0 | 0 | 0 | 0
02.06. | 3 | 951.9143 |  | 951.9143 | 0 | 0 | 0 | 0
02.06. | 4 | 946.0262 |  | 946.0262 | 0 | 0 | 0 | 0
02.06. | 5 | 963.6906 |  | 963.6906 | 0 | 0 | 0 | 0
02.06. | 6 | 951.9143 |  | 951.9143 | 0 | 0 | 0 | 0
02.06. | 7 | 926.3991 |  | 926.3991 | 0 | 0 | 0 | 0
02.06. | 8 | 918.5483 |  | 918.5483 | 0 | 0 | 0 | 0
02.06. | 9 | 879.2941 |  | 879.2941 | 0 | 0 | 0 | 0
02.06. | 10 | 879.2941 |  | 879.2941 | 0 | 0 | 0 | 0
02.06. | 11 | 865.5551 |  | 865.5551 | 0 | 0 | 0 | 0
02.06. | 12 | 853.7788 |  | 853.7788 | 0 | 0 | 0 | 0
02.06. | 13 | 849.8534 |  | 849.8534 | 0 | 0 | 0 | 0
02.06. | 14 | 847.8907 |  | 847.8907 | 0 | 0 | 0 | 0
02.06. | 15 | 859.667 |  | 859.667 | 0 | 0 | 0 | 0
02.06. | 16 | 867.5178 |  | 867.5178 | 0 | 0 | 0 | 0
02.06. | 17 | 869.4805 |  | 869.4805 | 0 | 0 | 0 | 0
02.06. | 18 | 891.0703 |  | 891.0703 | 0 | 0 | 0 | 0
02.06. | 19 | 910.6974 |  | 910.6974 | 0 | 0 | 0 | 0
02.06. | 20 | 944.0635 |  | 944.0635 | 0 | 0 | 0 | 0
02.06. | 21 | 1002.9448 |  | 1002.9448 | 0 | 0 | 0 | 0
02.06. | 22 | 1004.9075 |  | 1004.9075 | 0 | 0 | 0 | 0
02.06. | 23 | 981.355 |  | 981.355 | 0 | 0 | 0 | 0
02.06. | 24 | 951.9143 |  | 951.9143 | 0 | 0 | 0 | 0
03.06. | 1 | 947.9889 |  | 947.9889 | 0 | 0 | 0 | 0
03.06. | 2 | 944.0635 |  | 944.0635 | 0 | 0 | 0 | 0
03.06. | 3 | 942.1008 |  | 942.1008 | 0 | 0 | 0 | 0
03.06. | 4 | 949.9516 |  | 949.9516 | 0 | 0 | 0 | 0
03.06. | 5 | 940.1381 |  | 940.1381 | 0 | 0 | 0 | 0
03.06. | 6 | 947.9889 |  | 947.9889 | 0 | 0 | 0 | 0
03.06. | 7 | 930.3245 |  | 930.3245 | 0 | 0 | 0 | 0
03.06. | 8 | 849.8534 |  | 849.8534 | 0 | 0 | 0 | 0
03.06. | 9 | 840.0399 |  | 840.0399 | 0 | 0 | 0 | 0
03.06. | 10 | 798.823 |  | 798.823 | 0 | 0 | 0 | 0
03.06. | 11 | 773.3077 |  | 773.3077 | 0 | 0 | 0 | 0
03.06. | 12 | 767.4196 |  | 767.4196 | 0 | 0 | 0 | 0
03.06. | 13 | 759.5688 |  | 759.5688 | 0 | 0 | 0 | 0
03.06. | 14 | 755.6433 |  | 755.6433 | 0 | 0 | 0 | 0
03.06. | 15 | 767.4196 |  | 767.4196 | 0 | 0 | 0 | 0
03.06. | 16 | 771.345 |  | 771.345 | 0 | 0 | 0 | 0
03.06. | 17 | 781.1586 |  | 781.1586 | 0 | 0 | 0 | 0
03.06. | 18 | 832.189 |  | 832.189 | 0 | 0 | 0 | 0
03.06. | 19 | 842.0026 |  | 842.0026 | 0 | 0 | 0 | 0
03.06. | 20 | 871.4432 |  | 871.4432 | 0 | 0 | 0 | 0
03.06. | 21 | 922.4737 |  | 922.4737 | 0 | 0 | 0 | 0
03.06. | 22 | 916.5856 |  | 916.5856 | 0 | 0 | 0 | 0
03.06. | 23 | 940.1381 |  | 940.1381 | 0 | 0 | 0 | 0
03.06. | 24 | 924.4364 |  | 924.4364 | 0 | 0 | 0 | 0
04.06. | 1 | 944.0635 |  | 944.0635 | 0 | 0 | 0 | 0
04.06. | 2 | 949.9516 |  | 949.9516 | 0 | 0 | 0 | 0
04.06. | 3 | 949.9516 |  | 949.9516 | 0 | 0 | 0 | 0
04.06. | 4 | 951.9143 |  | 951.9143 | 0 | 0 | 0 | 0
04.06. | 5 | 947.9889 |  | 947.9889 | 0 | 0 | 0 | 0
04.06. | 6 | 942.1008 |  | 942.1008 | 0 | 0 | 0 | 0
04.06. | 7 | 940.1381 |  | 940.1381 | 0 | 0 | 0 | 0
04.06. | 8 | 947.9889 |  | 947.9889 | 0 | 0 | 0 | 0
04.06. | 9 | 879.2941 |  | 879.2941 | 0 | 0 | 0 | 0
04.06. | 10 | 908.7347 |  | 908.7347 | 0 | 0 | 0 | 0
04.06. | 11 | 863.5924 |  | 863.5924 | 0 | 0 | 0 | 0
04.06. | 12 | 859.667 |  | 859.667 | 0 | 0 | 0 | 0
04.06. | 13 | 855.7416 |  | 855.7416 | 0 | 0 | 0 | 0
04.06. | 14 | 861.6297 |  | 861.6297 | 0 | 0 | 0 | 0
04.06. | 15 | 849.8534 |  | 849.8534 | 0 | 0 | 0 | 0
04.06. | 16 | 873.4059 |  | 873.4059 | 0 | 0 | 0 | 0
04.06. | 17 | 894.9958 |  | 894.9958 | 0 | 0 | 0 | 0
04.06. | 18 | 902.8466 |  | 902.8466 | 0 | 0 | 0 | 0
04.06. | 19 | 928.3618 |  | 928.3618 | 0 | 0 | 0 | 0
04.06. | 20 | 947.9889 |  | 947.9889 | 0 | 0 | 0 | 0
04.06. | 21 | 951.9143 |  | 951.9143 | 0 | 0 | 0 | 0
04.06. | 22 | 951.9143 |  | 951.9143 | 0 | 0 | 0 | 0
04.06. | 23 | 947.9889 |  | 947.9889 | 0 | 0 | 0 | 0
04.06. | 24 | 949.9516 |  | 949.9516 | 0 | 0 | 0 | 0
05.06. | 1 | 953.8771 |  | 953.8771 | 0 | 0 | 0 | 0
05.06. | 2 | 953.8771 |  | 953.8771 | 0 | 0 | 0 | 0
05.06. | 3 | 953.8771 |  | 953.8771 | 0 | 0 | 0 | 0
05.06. | 4 | 949.9516 |  | 949.9516 | 0 | 0 | 0 | 0
05.06. | 5 | 947.9889 |  | 947.9889 | 0 | 0 | 0 | 0
05.06. | 6 | 944.0635 |  | 944.0635 | 0 | 0 | 0 | 0
05.06. | 7 | 885.1822 |  | 885.1822 | 0 | 0 | 0 | 0
05.06. | 8 | 889.1076 |  | 889.1076 | 0 | 0 | 0 | 0
05.06. | 9 | 893.033 |  | 893.033 | 0 | 0 | 0 | 0
05.06. | 10 | 853.7788 |  | 853.7788 | 0 | 0 | 0 | 0
05.06. | 11 | 812.5619 |  | 812.5619 | 0 | 0 | 0 | 0
05.06. | 12 | 785.084 |  | 785.084 | 0 | 0 | 0 | 0
05.06. | 13 | 792.9348 |  | 792.9348 | 0 | 0 | 0 | 0
05.06. | 14 | 830.2263 |  | 830.2263 | 0 | 0 | 0 | 0
05.06. | 15 | 840.0399 |  | 840.0399 | 0 | 0 | 0 | 0
05.06. | 16 | 855.7416 |  | 855.7416 | 0 | 0 | 0 | 0
05.06. | 17 | 869.4805 |  | 869.4805 | 0 | 0 | 0 | 0
05.06. | 18 | 881.2568 |  | 881.2568 | 0 | 0 | 0 | 0
05.06. | 19 | 912.6602 |  | 912.6602 | 0 | 0 | 0 | 0
05.06. | 20 | 889.1076 |  | 889.1076 | 0 | 0 | 0 | 0
05.06. | 21 | 946.0262 |  | 946.0262 | 0 | 0 | 0 | 0
05.06. | 22 | 967.616 |  | 967.616 | 0 | 0 | 0 | 0
05.06. | 23 | 979.3923 |  | 979.3923 | 0 | 0 | 0 | 0
05.06. | 24 | 981.355 |  | 981.355 | 0 | 0 | 0 | 0
06.06. | 1 | 967.616 |  | 967.616 | 0 | 0 | 0 | 0
06.06. | 2 | 957.8025 |  | 957.8025 | 0 | 0 | 0 | 0
06.06. | 3 | 957.8025 |  | 957.8025 | 0 | 0 | 0 | 0
06.06. | 4 | 953.8771 |  | 953.8771 | 0 | 0 | 0 | 0
06.06. | 5 | 961.7279 |  | 961.7279 | 0 | 0 | 0 | 0
06.06. | 6 | 965.6533 |  | 965.6533 | 0 | 0 | 0 | 0
06.06. | 7 | 965.6533 |  | 965.6533 | 0 | 0 | 0 | 0
06.06. | 8 | 946.0262 |  | 946.0262 | 0 | 0 | 0 | 0
06.06. | 9 | 942.1008 |  | 942.1008 | 0 | 0 | 0 | 0
06.06. | 10 | 949.9516 |  | 949.9516 | 0 | 0 | 0 | 0
06.06. | 11 | 969.5787 |  | 969.5787 | 0 | 0 | 0 | 0
06.06. | 12 | 963.6906 |  | 963.6906 | 0 | 0 | 0 | 0
06.06. | 13 | 957.8025 |  | 957.8025 | 0 | 0 | 0 | 0
06.06. | 14 | 920.511 |  | 920.511 | 0 | 0 | 0 | 0
06.06. | 15 | 910.6974 |  | 910.6974 | 0 | 0 | 0 | 0
06.06. | 16 | 912.6602 |  | 912.6602 | 0 | 0 | 0 | 0
06.06. | 17 | 930.3245 |  | 930.3245 | 0 | 0 | 0 | 0
06.06. | 18 | 932.2873 |  | 932.2873 | 0 | 0 | 0 | 0
06.06. | 19 | 942.1008 |  | 942.1008 | 0 | 0 | 0 | 0
06.06. | 20 | 981.355 |  | 981.355 | 0 | 0 | 0 | 0
06.06. | 21 | 995.094 |  | 995.094 | 0 | 0 | 0 | 0
06.06. | 22 | 989.2058 |  | 989.2058 | 0 | 0 | 0 | 0
06.06. | 23 | 979.3923 |  | 979.3923 | 0 | 0 | 0 | 0
06.06. | 24 | 951.9143 |  | 951.9143 | 0 | 0 | 0 | 0
07.06. | 1 | 951.9143 |  | 951.9143 | 0 | 0 | 0 | 0
07.06. | 2 | 957.8025 |  | 957.8025 | 0 | 0 | 0 | 0
07.06. | 3 | 938.1754 |  | 938.1754 | 0 | 0 | 0 | 0
07.06. | 4 | 936.2127 |  | 936.2127 | 0 | 0 | 0 | 0
07.06. | 5 | 936.2127 |  | 936.2127 | 0 | 0 | 0 | 0
07.06. | 6 | 949.9516 |  | 949.9516 | 0 | 0 | 0 | 0
07.06. | 7 | 949.9516 |  | 949.9516 | 0 | 0 | 0 | 0
07.06. | 8 | 953.8771 |  | 953.8771 | 0 | 0 | 0 | 0
07.06. | 9 | 894.9958 |  | 894.9958 | 0 | 0 | 0 | 0
07.06. | 10 | 887.1449 |  | 887.1449 | 0 | 0 | 0 | 0
07.06. | 11 | 871.4432 |  | 871.4432 | 0 | 0 | 0 | 0
07.06. | 12 | 875.3687 |  | 875.3687 | 0 | 0 | 0 | 0
07.06. | 13 | 877.3314 |  | 877.3314 | 0 | 0 | 0 | 0
07.06. | 14 | 891.0703 |  | 891.0703 | 0 | 0 | 0 | 0
07.06. | 15 | 873.4059 |  | 873.4059 | 0 | 0 | 0 | 0
07.06. | 16 | 875.3687 |  | 875.3687 | 0 | 0 | 0 | 0
07.06. | 17 | 893.033 |  | 893.033 | 0 | 0 | 0 | 0
07.06. | 18 | 902.8466 |  | 902.8466 | 0 | 0 | 0 | 0
07.06. | 19 | 936.2127 |  | 936.2127 | 0 | 0 | 0 | 0
07.06. | 20 | 981.355 |  | 981.355 | 0 | 0 | 0 | 0
07.06. | 21 | 993.1313 |  | 993.1313 | 0 | 0 | 0 | 0
07.06. | 22 | 991.1685 |  | 991.1685 | 0 | 0 | 0 | 0
07.06. | 23 | 987.2431 |  | 987.2431 | 0 | 0 | 0 | 0
07.06. | 24 | 971.5415 |  | 971.5415 | 0 | 0 | 0 | 0
08.06. | 1 | 967.616 |  | 967.616 | 0 | 0 | 0 | 0
08.06. | 2 | 947.9889 |  | 947.9889 | 0 | 0 | 0 | 0
08.06. | 3 | 944.0635 |  | 944.0635 | 0 | 0 | 0 | 0
08.06. | 4 | 942.1008 |  | 942.1008 | 0 | 0 | 0 | 0
08.06. | 5 | 938.1754 |  | 938.1754 | 0 | 0 | 0 | 0
08.06. | 6 | 946.0262 |  | 946.0262 | 0 | 0 | 0 | 0
08.06. | 7 | 902.8466 |  | 902.8466 | 0 | 0 | 0 | 0
08.06. | 8 | 908.7347 |  | 908.7347 | 0 | 0 | 0 | 0
08.06. | 9 | 885.1822 |  | 885.1822 | 0 | 0 | 0 | 0
08.06. | 10 | 877.3314 |  | 877.3314 | 0 | 0 | 0 | 0
08.06. | 11 | 857.7043 |  | 857.7043 | 0 | 0 | 0 | 0
08.06. | 12 | 851.8161 |  | 851.8161 | 0 | 0 | 0 | 0
08.06. | 13 | 867.5178 |  | 867.5178 | 0 | 0 | 0 | 0
08.06. | 14 | 867.5178 |  | 867.5178 | 0 | 0 | 0 | 0
08.06. | 15 | 877.3314 |  | 877.3314 | 0 | 0 | 0 | 0
08.06. | 16 | 896.9585 |  | 896.9585 | 0 | 0 | 0 | 0
08.06. | 17 | 898.9212 |  | 898.9212 | 0 | 0 | 0 | 0
08.06. | 18 | 898.9212 |  | 898.9212 | 0 | 0 | 0 | 0
08.06. | 19 | 934.25 |  | 934.25 | 0 | 0 | 0 | 0
08.06. | 20 | 957.8025 |  | 957.8025 | 0 | 0 | 0 | 0
08.06. | 21 | 1012.7584 |  | 1012.7584 | 0 | 0 | 0 | 0
08.06. | 22 | 1012.7584 |  | 1012.7584 | 0 | 0 | 0 | 0
08.06. | 23 | 1018.6465 |  | 1018.6465 | 0 | 0 | 0 | 0
08.06. | 24 | 965.6533 |  | 965.6533 | 0 | 0 | 0 | 0
09.06. | 1 | 975.4669 |  | 975.4669 | 0 | 0 | 0 | 0
09.06. | 2 | 975.4669 |  | 975.4669 | 0 | 0 | 0 | 0
09.06. | 3 | 975.4669 |  | 975.4669 | 0 | 0 | 0 | 0
09.06. | 4 | 969.5787 |  | 969.5787 | 0 | 0 | 0 | 0
09.06. | 5 | 975.4669 |  | 975.4669 | 0 | 0 | 0 | 0
09.06. | 6 | 985.2804 |  | 985.2804 | 0 | 0 | 0 | 0
09.06. | 7 | 959.7652 |  | 959.7652 | 0 | 0 | 0 | 0
09.06. | 8 | 946.0262 |  | 946.0262 | 0 | 0 | 0 | 0
09.06. | 9 | 942.1008 |  | 942.1008 | 0 | 0 | 0 | 0
09.06. | 10 | 955.8398 |  | 955.8398 | 0 | 0 | 0 | 0
09.06. | 11 | 932.2873 |  | 932.2873 | 0 | 0 | 0 | 0
09.06. | 12 | 918.5483 |  | 918.5483 | 0 | 0 | 0 | 0
09.06. | 13 | 922.4737 |  | 922.4737 | 0 | 0 | 0 | 0
09.06. | 14 | 922.4737 |  | 922.4737 | 0 | 0 | 0 | 0
09.06. | 15 | 898.9212 |  | 898.9212 | 0 | 0 | 0 | 0
09.06. | 16 | 894.9958 |  | 894.9958 | 0 | 0 | 0 | 0
09.06. | 17 | 955.8398 |  | 955.8398 | 0 | 0 | 0 | 0
09.06. | 18 | 938.1754 |  | 938.1754 | 0 | 0 | 0 | 0
09.06. | 19 | 963.6906 |  | 963.6906 | 0 | 0 | 0 | 0
09.06. | 20 | 1000.9821 |  | 1000.9821 | 0 | 0 | 0 | 0
09.06. | 21 | 1040.2363 |  | 1040.2363 | 0 | 0 | 0 | 0
09.06. | 22 | 1061.8261 |  | 1061.8261 | 0 | 0 | 0 | 0
09.06. | 23 | 1026.4973 |  | 1026.4973 | 0 | 0 | 0 | 0
09.06. | 24 | 1044.1617 |  | 1044.1617 | 0 | 0 | 0 | 0
10.06. | 1 | 997.0567 |  | 997.0567 | 0 | 0 | 0 | 0
10.06. | 2 | 971.5415 |  | 971.5415 | 0 | 0 | 0 | 0
10.06. | 3 | 971.5415 |  | 971.5415 | 0 | 0 | 0 | 0
10.06. | 4 | 991.1685 |  | 991.1685 | 0 | 0 | 0 | 0
10.06. | 5 | 967.616 |  | 967.616 | 0 | 0 | 0 | 0
10.06. | 6 | 983.3177 |  | 983.3177 | 0 | 0 | 0 | 0
10.06. | 7 | 975.4669 |  | 975.4669 | 0 | 0 | 0 | 0
10.06. | 8 | 957.8025 |  | 957.8025 | 0 | 0 | 0 | 0
10.06. | 9 | 951.9143 |  | 951.9143 | 0 | 0 | 0 | 0
10.06. | 10 | 934.25 |  | 934.25 | 0 | 0 | 0 | 0
10.06. | 11 | 904.8093 |  | 904.8093 | 0 | 0 | 0 | 0
10.06. | 12 | 896.9585 |  | 896.9585 | 0 | 0 | 0 | 0
10.06. | 13 | 896.9585 |  | 896.9585 | 0 | 0 | 0 | 0
10.06. | 14 | 896.9585 |  | 896.9585 | 0 | 0 | 0 | 0
10.06. | 15 | 896.9585 |  | 896.9585 | 0 | 0 | 0 | 0
10.06. | 16 | 900.8839 |  | 900.8839 | 0 | 0 | 0 | 0
10.06. | 17 | 914.6229 |  | 914.6229 | 0 | 0 | 0 | 0
10.06. | 18 | 934.25 |  | 934.25 | 0 | 0 | 0 | 0
10.06. | 19 | 971.5415 |  | 971.5415 | 0 | 0 | 0 | 0
10.06. | 20 | 1042.199 |  | 1042.199 | 0 | 0 | 0 | 0
10.06. | 21 | 1044.1617 |  | 1044.1617 | 0 | 0 | 0 | 0
10.06. | 22 | 1030.4228 |  | 1030.4228 | 0 | 0 | 0 | 0
10.06. | 23 | 1036.3109 |  | 1036.3109 | 0 | 0 | 0 | 0
10.06. | 24 | 1040.2363 |  | 1040.2363 | 0 | 0 | 0 | 0
11.06. | 1 | 1030.4228 |  | 1030.4228 | 0 | 0 | 0 | 0
11.06. | 2 | 1016.6838 |  | 1016.6838 | 0 | 0 | 0 | 0
11.06. | 3 | 1024.5346 |  | 1024.5346 | 0 | 0 | 0 | 0
11.06. | 4 | 1022.5719 |  | 1022.5719 | 0 | 0 | 0 | 0
11.06. | 5 | 1022.5719 |  | 1022.5719 | 0 | 0 | 0 | 0
11.06. | 6 | 975.4669 |  | 975.4669 | 0 | 0 | 0 | 0
11.06. | 7 | 930.3245 |  | 930.3245 | 0 | 0 | 0 | 0
11.06. | 8 | 918.5483 |  | 918.5483 | 0 | 0 | 0 | 0
11.06. | 9 | 938.1754 |  | 938.1754 | 0 | 0 | 0 | 0
11.06. | 10 | 944.0635 |  | 944.0635 | 0 | 0 | 0 | 0
11.06. | 11 | 944.0635 |  | 944.0635 | 0 | 0 | 0 | 0
11.06. | 12 | 961.7279 |  | 961.7279 | 0 | 0 | 0 | 0
11.06. | 13 | 949.9516 |  | 949.9516 | 0 | 0 | 0 | 0
11.06. | 14 | 947.9889 |  | 947.9889 | 0 | 0 | 0 | 0
11.06. | 15 | 944.0635 |  | 944.0635 | 0 | 0 | 0 | 0
11.06. | 16 | 951.9143 |  | 951.9143 | 0 | 0 | 0 | 0
11.06. | 17 | 961.7279 |  | 961.7279 | 0 | 0 | 0 | 0
11.06. | 18 | 938.1754 |  | 938.1754 | 0 | 0 | 0 | 0
11.06. | 19 | 963.6906 |  | 963.6906 | 0 | 0 | 0 | 0
11.06. | 20 | 987.2431 |  | 987.2431 | 0 | 0 | 0 | 0
11.06. | 21 | 1050.0499 |  | 1050.0499 | 0 | 0 | 0 | 0
11.06. | 22 | 1040.2363 |  | 1040.2363 | 0 | 0 | 0 | 0
11.06. | 23 | 1030.4228 |  | 1030.4228 | 0 | 0 | 0 | 0
11.06. | 24 | 1034.3482 |  | 1034.3482 | 0 | 0 | 0 | 0
12.06. | 1 | 993.1313 |  | 993.1313 | 0 | 0 | 0 | 0
12.06. | 2 | 975.4669 |  | 975.4669 | 0 | 0 | 0 | 0
12.06. | 3 | 969.5787 |  | 969.5787 | 0 | 0 | 0 | 0
12.06. | 4 | 961.7279 |  | 961.7279 | 0 | 0 | 0 | 0
12.06. | 5 | 965.6533 |  | 965.6533 | 0 | 0 | 0 | 0
12.06. | 6 | 985.2804 |  | 985.2804 | 0 | 0 | 0 | 0
12.06. | 7 | 949.9516 |  | 949.9516 | 0 | 0 | 0 | 0
12.06. | 8 | 946.0262 |  | 946.0262 | 0 | 0 | 0 | 0
12.06. | 9 | 942.1008 |  | 942.1008 | 0 | 0 | 0 | 0
12.06. | 10 | 955.8398 |  | 955.8398 | 0 | 0 | 0 | 0
12.06. | 11 | 934.25 |  | 934.25 | 0 | 0 | 0 | 0
12.06. | 12 | 920.511 |  | 920.511 | 0 | 0 | 0 | 0
12.06. | 13 | 912.6602 |  | 912.6602 | 0 | 0 | 0 | 0
12.06. | 14 | 922.4737 |  | 922.4737 | 0 | 0 | 0 | 0
12.06. | 15 | 922.4737 |  | 922.4737 | 0 | 0 | 0 | 0
12.06. | 16 | 902.8466 |  | 902.8466 | 0 | 0 | 0 | 0
12.06. | 17 | 889.1076 |  | 889.1076 | 0 | 0 | 0 | 0
12.06. | 18 | 894.9958 |  | 894.9958 | 0 | 0 | 0 | 0
12.06. | 19 | 920.511 |  | 920.511 | 0 | 0 | 0 | 0
12.06. | 20 | 934.25 |  | 934.25 | 0 | 0 | 0 | 0
12.06. | 21 | 999.0194 |  | 999.0194 | 0 | 0 | 0 | 0
12.06. | 22 | 1022.5719 |  | 1022.5719 | 0 | 0 | 0 | 0
12.06. | 23 | 1022.5719 |  | 1022.5719 | 0 | 0 | 0 | 0
12.06. | 24 | 1022.5719 |  | 1022.5719 | 0 | 0 | 0 | 0
13.06. | 1 | 1012.7584 |  | 1012.7584 | 0 | 0 | 0 | 0
13.06. | 2 | 1020.6092 |  | 1020.6092 | 0 | 0 | 0 | 0
13.06. | 3 | 1010.7957 |  | 1010.7957 | 0 | 0 | 0 | 0
13.06. | 4 | 997.0567 |  | 997.0567 | 0 | 0 | 0 | 0
13.06. | 5 | 1010.7957 |  | 1010.7957 | 0 | 0 | 0 | 0
13.06. | 6 | 1018.6465 |  | 1018.6465 | 0 | 0 | 0 | 0
13.06. | 7 | 1024.5346 |  | 1024.5346 | 0 | 0 | 0 | 0
13.06. | 8 | 949.9516 |  | 949.9516 | 0 | 0 | 0 | 0
13.06. | 9 | 924.4364 |  | 924.4364 | 0 | 0 | 0 | 0
13.06. | 10 | 916.5856 |  | 916.5856 | 0 | 0 | 0 | 0
13.06. | 11 | 900.8839 |  | 900.8839 | 0 | 0 | 0 | 0
13.06. | 12 | 898.9212 |  | 898.9212 | 0 | 0 | 0 | 0
13.06. | 13 | 887.1449 |  | 887.1449 | 0 | 0 | 0 | 0
13.06. | 14 | 889.1076 |  | 889.1076 | 0 | 0 | 0 | 0
13.06. | 15 | 855.7416 |  | 855.7416 | 0 | 0 | 0 | 0
13.06. | 16 | 855.7416 |  | 855.7416 | 0 | 0 | 0 | 0
13.06. | 17 | 902.8466 |  | 902.8466 | 0 | 0 | 0 | 0
13.06. | 18 | 910.6974 |  | 910.6974 | 0 | 0 | 0 | 0
13.06. | 19 | 924.4364 |  | 924.4364 | 0 | 0 | 0 | 0
13.06. | 20 | 963.6906 |  | 963.6906 | 0 | 0 | 0 | 0
13.06. | 21 | 1024.5346 |  | 1024.5346 | 0 | 0 | 0 | 0
13.06. | 22 | 1008.8329 |  | 1008.8329 | 0 | 0 | 0 | 0
13.06. | 23 | 1004.9075 |  | 1004.9075 | 0 | 0 | 0 | 0
13.06. | 24 | 1008.8329 |  | 1008.8329 | 0 | 0 | 0 | 0
14.06. | 1 | 1020.6092 |  | 1020.6092 | 0 | 0 | 0 | 0
14.06. | 2 | 1012.7584 |  | 1012.7584 | 0 | 0 | 0 | 0
14.06. | 3 | 1014.7211 |  | 1014.7211 | 0 | 0 | 0 | 0
14.06. | 4 | 1024.5346 |  | 1024.5346 | 0 | 0 | 0 | 0
14.06. | 5 | 1030.4228 |  | 1030.4228 | 0 | 0 | 0 | 0
14.06. | 6 | 1032.3855 |  | 1032.3855 | 0 | 0 | 0 | 0
14.06. | 7 | 985.2804 |  | 985.2804 | 0 | 0 | 0 | 0
14.06. | 8 | 957.8025 |  | 957.8025 | 0 | 0 | 0 | 0
14.06. | 9 | 940.1381 |  | 940.1381 | 0 | 0 | 0 | 0
14.06. | 10 | 928.3618 |  | 928.3618 | 0 | 0 | 0 | 0
14.06. | 11 | 916.5856 |  | 916.5856 | 0 | 0 | 0 | 0
14.06. | 12 | 912.6602 |  | 912.6602 | 0 | 0 | 0 | 0
14.06. | 13 | 906.772 |  | 906.772 | 0 | 0 | 0 | 0
14.06. | 14 | 916.5856 |  | 916.5856 | 0 | 0 | 0 | 0
14.06. | 15 | 912.6602 |  | 912.6602 | 0 | 0 | 0 | 0
14.06. | 16 | 926.3991 |  | 926.3991 | 0 | 0 | 0 | 0
14.06. | 17 | 944.0635 |  | 944.0635 | 0 | 0 | 0 | 0
14.06. | 18 | 946.0262 |  | 946.0262 | 0 | 0 | 0 | 0
14.06. | 19 | 963.6906 |  | 963.6906 | 0 | 0 | 0 | 0
14.06. | 20 | 1016.6838 |  | 1016.6838 | 0 | 0 | 0 | 0
14.06. | 21 | 1087.3413 |  | 1087.3413 | 0 | 0 | 0 | 0
14.06. | 22 | 1083.4159 |  | 1083.4159 | 0 | 0 | 0 | 0
14.06. | 23 | 1032.3855 |  | 1032.3855 | 0 | 0 | 0 | 0
14.06. | 24 | 1020.6092 |  | 1020.6092 | 0 | 0 | 0 | 0
15.06. | 1 | 1014.7211 |  | 1014.7211 | 0 | 0 | 0 | 0
15.06. | 2 | 1002.9448 |  | 1002.9448 | 0 | 0 | 0 | 0
15.06. | 3 | 1014.7211 |  | 1014.7211 | 0 | 0 | 0 | 0
15.06. | 4 | 1010.7957 |  | 1010.7957 | 0 | 0 | 0 | 0
15.06. | 5 | 1014.7211 |  | 1014.7211 | 0 | 0 | 0 | 0
15.06. | 6 | 1014.7211 |  | 1014.7211 | 0 | 0 | 0 | 0
15.06. | 7 | 999.0194 |  | 999.0194 | 0 | 0 | 0 | 0
15.06. | 8 | 993.1313 |  | 993.1313 | 0 | 0 | 0 | 0
15.06. | 9 | 949.9516 |  | 949.9516 | 0 | 0 | 0 | 0
15.06. | 10 | 887.1449 |  | 887.1449 | 0 | 0 | 0 | 0
15.06. | 11 | 871.4432 |  | 871.4432 | 0 | 0 | 0 | 0
15.06. | 12 | 869.4805 |  | 869.4805 | 0 | 0 | 0 | 0
15.06. | 13 | 873.4059 |  | 873.4059 | 0 | 0 | 0 | 0
15.06. | 14 | 875.3687 |  | 875.3687 | 0 | 0 | 0 | 0
15.06. | 15 | 879.2941 |  | 879.2941 | 0 | 0 | 0 | 0
15.06. | 16 | 865.5551 |  | 865.5551 | 0 | 0 | 0 | 0
15.06. | 17 | 873.4059 |  | 873.4059 | 0 | 0 | 0 | 0
15.06. | 18 | 946.0262 |  | 946.0262 | 0 | 0 | 0 | 0
15.06. | 19 | 977.4296 |  | 977.4296 | 0 | 0 | 0 | 0
15.06. | 20 | 1014.7211 |  | 1014.7211 | 0 | 0 | 0 | 0
15.06. | 21 | 1077.5278 |  | 1077.5278 | 0 | 0 | 0 | 0
15.06. | 22 | 1059.8634 |  | 1059.8634 | 0 | 0 | 0 | 0
15.06. | 23 | 1067.7142 |  | 1067.7142 | 0 | 0 | 0 | 0
15.06. | 24 | 1034.3482 |  | 1034.3482 | 0 | 0 | 0 | 0
16.06. | 1 | 1032.3855 |  | 1032.3855 | 0 | 0 | 0 | 0
16.06. | 2 | 1010.7957 |  | 1010.7957 | 0 | 0 | 0 | 0
16.06. | 3 | 997.0567 |  | 997.0567 | 0 | 0 | 0 | 0
16.06. | 4 | 995.094 |  | 995.094 | 0 | 0 | 0 | 0
16.06. | 5 | 995.094 |  | 995.094 | 0 | 0 | 0 | 0
16.06. | 6 | 999.0194 |  | 999.0194 | 0 | 0 | 0 | 0
16.06. | 7 | 967.616 |  | 967.616 | 0 | 0 | 0 | 0
16.06. | 8 | 949.9516 |  | 949.9516 | 0 | 0 | 0 | 0
16.06. | 9 | 873.4059 |  | 873.4059 | 0 | 0 | 0 | 0
16.06. | 10 | 853.7788 |  | 853.7788 | 0 | 0 | 0 | 0
16.06. | 11 | 857.7043 |  | 857.7043 | 0 | 0 | 0 | 0
16.06. | 12 | 843.9653 |  | 843.9653 | 0 | 0 | 0 | 0
16.06. | 13 | 836.1145 |  | 836.1145 | 0 | 0 | 0 | 0
16.06. | 14 | 838.0772 |  | 838.0772 | 0 | 0 | 0 | 0
16.06. | 15 | 847.8907 |  | 847.8907 | 0 | 0 | 0 | 0
16.06. | 16 | 871.4432 |  | 871.4432 | 0 | 0 | 0 | 0
16.06. | 17 | 877.3314 |  | 877.3314 | 0 | 0 | 0 | 0
16.06. | 18 | 893.033 |  | 893.033 | 0 | 0 | 0 | 0
16.06. | 19 | 957.8025 |  | 957.8025 | 0 | 0 | 0 | 0
16.06. | 20 | 993.1313 |  | 993.1313 | 0 | 0 | 0 | 0
16.06. | 21 | 1040.2363 |  | 1040.2363 | 0 | 0 | 0 | 0
16.06. | 22 | 1067.7142 |  | 1067.7142 | 0 | 0 | 0 | 0
16.06. | 23 | 1030.4228 |  | 1030.4228 | 0 | 0 | 0 | 0
16.06. | 24 | 1022.5719 |  | 1022.5719 | 0 | 0 | 0 | 0
17.06. | 1 | 985.2804 |  | 985.2804 | 0 | 0 | 0 | 0
17.06. | 2 | 991.1685 |  | 991.1685 | 0 | 0 | 0 | 0
17.06. | 3 | 993.1313 |  | 993.1313 | 0 | 0 | 0 | 0
17.06. | 4 | 997.0567 |  | 997.0567 | 0 | 0 | 0 | 0
17.06. | 5 | 995.094 |  | 995.094 | 0 | 0 | 0 | 0
17.06. | 6 | 1000.9821 |  | 1000.9821 | 0 | 0 | 0 | 0
17.06. | 7 | 985.2804 |  | 985.2804 | 0 | 0 | 0 | 0
17.06. | 8 | 985.2804 |  | 985.2804 | 0 | 0 | 0 | 0
17.06. | 9 | 979.3923 |  | 979.3923 | 0 | 0 | 0 | 0
17.06. | 10 | 963.6906 |  | 963.6906 | 0 | 0 | 0 | 0
17.06. | 11 | 932.2873 |  | 932.2873 | 0 | 0 | 0 | 0
17.06. | 12 | 889.1076 |  | 889.1076 | 0 | 0 | 0 | 0
17.06. | 13 | 879.2941 |  | 879.2941 | 0 | 0 | 0 | 0
17.06. | 14 | 881.2568 |  | 881.2568 | 0 | 0 | 0 | 0
17.06. | 15 | 894.9958 |  | 894.9958 | 0 | 0 | 0 | 0
17.06. | 16 | 902.8466 |  | 902.8466 | 0 | 0 | 0 | 0
17.06. | 17 | 942.1008 |  | 942.1008 | 0 | 0 | 0 | 0
17.06. | 18 | 959.7652 |  | 959.7652 | 0 | 0 | 0 | 0
17.06. | 19 | 981.355 |  | 981.355 | 0 | 0 | 0 | 0
17.06. | 20 | 1010.7957 |  | 1010.7957 | 0 | 0 | 0 | 0
17.06. | 21 | 1046.1244 |  | 1046.1244 | 0 | 0 | 0 | 0
17.06. | 22 | 1069.677 |  | 1069.677 | 0 | 0 | 0 | 0
17.06. | 23 | 1053.9753 |  | 1053.9753 | 0 | 0 | 0 | 0
17.06. | 24 | 1040.2363 |  | 1040.2363 | 0 | 0 | 0 | 0
18.06. | 1 | 1010.7957 |  | 1010.7957 | 0 | 0 | 0 | 0
18.06. | 2 | 1026.4973 |  | 1026.4973 | 0 | 0 | 0 | 0
18.06. | 3 | 1034.3482 |  | 1034.3482 | 0 | 0 | 0 | 0
18.06. | 4 | 1032.3855 |  | 1032.3855 | 0 | 0 | 0 | 0
18.06. | 5 | 1048.0871 |  | 1048.0871 | 0 | 0 | 0 | 0
18.06. | 6 | 1061.8261 |  | 1061.8261 | 0 | 0 | 0 | 0
18.06. | 7 | 1006.8702 |  | 1006.8702 | 0 | 0 | 0 | 0
18.06. | 8 | 1010.7957 |  | 1010.7957 | 0 | 0 | 0 | 0
18.06. | 9 | 1006.8702 |  | 1006.8702 | 0 | 0 | 0 | 0
18.06. | 10 | 1006.8702 |  | 1006.8702 | 0 | 0 | 0 | 0
18.06. | 11 | 971.5415 |  | 971.5415 | 0 | 0 | 0 | 0
18.06. | 12 | 938.1754 |  | 938.1754 | 0 | 0 | 0 | 0
18.06. | 13 | 977.4296 |  | 977.4296 | 0 | 0 | 0 | 0
18.06. | 14 | 975.4669 |  | 975.4669 | 0 | 0 | 0 | 0
18.06. | 15 | 971.5415 |  | 971.5415 | 0 | 0 | 0 | 0
18.06. | 16 | 977.4296 |  | 977.4296 | 0 | 0 | 0 | 0
18.06. | 17 | 973.5042 |  | 973.5042 | 0 | 0 | 0 | 0
18.06. | 18 | 973.5042 |  | 973.5042 | 0 | 0 | 0 | 0
18.06. | 19 | 1012.7584 |  | 1012.7584 | 0 | 0 | 0 | 0
18.06. | 20 | 1042.199 |  | 1042.199 | 0 | 0 | 0 | 0
18.06. | 21 | 1099.1176 |  | 1099.1176 | 0 | 0 | 0 | 0
18.06. | 22 | 1067.7142 |  | 1067.7142 | 0 | 0 | 0 | 0
18.06. | 23 | 1065.7515 |  | 1065.7515 | 0 | 0 | 0 | 0
18.06. | 24 | 1057.9007 |  | 1057.9007 | 0 | 0 | 0 | 0
19.06. | 1 | 1057.9007 |  | 1057.9007 | 0 | 0 | 0 | 0
19.06. | 2 | 1057.9007 |  | 1057.9007 | 0 | 0 | 0 | 0
19.06. | 3 | 1057.9007 |  | 1057.9007 | 0 | 0 | 0 | 0
19.06. | 4 | 1040.2363 |  | 1040.2363 | 0 | 0 | 0 | 0
19.06. | 5 | 1038.2736 |  | 1038.2736 | 0 | 0 | 0 | 0
19.06. | 6 | 1026.4973 |  | 1026.4973 | 0 | 0 | 0 | 0
19.06. | 7 | 967.616 |  | 967.616 | 0 | 0 | 0 | 0
19.06. | 8 | 965.6533 |  | 965.6533 | 0 | 0 | 0 | 0
19.06. | 9 | 963.6906 |  | 963.6906 | 0 | 0 | 0 | 0
19.06. | 10 | 932.2873 |  | 932.2873 | 0 | 0 | 0 | 0
19.06. | 11 | 902.8466 |  | 902.8466 | 0 | 0 | 0 | 0
19.06. | 12 | 896.9585 |  | 896.9585 | 0 | 0 | 0 | 0
19.06. | 13 | 940.1381 |  | 940.1381 | 0 | 0 | 0 | 0
19.06. | 14 | 932.2873 |  | 932.2873 | 0 | 0 | 0 | 0
19.06. | 15 | 940.1381 |  | 940.1381 | 0 | 0 | 0 | 0
19.06. | 16 | 944.0635 |  | 944.0635 | 0 | 0 | 0 | 0
19.06. | 17 | 951.9143 |  | 951.9143 | 0 | 0 | 0 | 0
19.06. | 18 | 949.9516 |  | 949.9516 | 0 | 0 | 0 | 0
19.06. | 19 | 983.3177 |  | 983.3177 | 0 | 0 | 0 | 0
19.06. | 20 | 999.0194 |  | 999.0194 | 0 | 0 | 0 | 0
19.06. | 21 | 1055.938 |  | 1055.938 | 0 | 0 | 0 | 0
19.06. | 22 | 1059.8634 |  | 1059.8634 | 0 | 0 | 0 | 0
19.06. | 23 | 1057.9007 |  | 1057.9007 | 0 | 0 | 0 | 0
19.06. | 24 | 1052.0126 |  | 1052.0126 | 0 | 0 | 0 | 0
20.06. | 1 | 1014.7211 |  | 1014.7211 | 0 | 0 | 0 | 0
20.06. | 2 | 1024.5346 |  | 1024.5346 | 0 | 0 | 0 | 0
20.06. | 3 | 1026.4973 |  | 1026.4973 | 0 | 0 | 0 | 0
20.06. | 4 | 1016.6838 |  | 1016.6838 | 0 | 0 | 0 | 0
20.06. | 5 | 1022.5719 |  | 1022.5719 | 0 | 0 | 0 | 0
20.06. | 6 | 1042.199 |  | 1042.199 | 0 | 0 | 0 | 0
20.06. | 7 | 1038.2736 |  | 1038.2736 | 0 | 0 | 0 | 0
20.06. | 8 | 993.1313 |  | 993.1313 | 0 | 0 | 0 | 0
20.06. | 9 | 975.4669 |  | 975.4669 | 0 | 0 | 0 | 0
20.06. | 10 | 955.8398 |  | 955.8398 | 0 | 0 | 0 | 0
20.06. | 11 | 932.2873 |  | 932.2873 | 0 | 0 | 0 | 0
20.06. | 12 | 910.6974 |  | 910.6974 | 0 | 0 | 0 | 0
20.06. | 13 | 926.3991 |  | 926.3991 | 0 | 0 | 0 | 0
20.06. | 14 | 932.2873 |  | 932.2873 | 0 | 0 | 0 | 0
20.06. | 15 | 963.6906 |  | 963.6906 | 0 | 0 | 0 | 0
20.06. | 16 | 983.3177 |  | 983.3177 | 0 | 0 | 0 | 0
20.06. | 17 | 981.355 |  | 981.355 | 0 | 0 | 0 | 0
20.06. | 18 | 985.2804 |  | 985.2804 | 0 | 0 | 0 | 0
20.06. | 19 | 1055.938 |  | 1055.938 | 0 | 0 | 0 | 0
20.06. | 20 | 1081.4532 |  | 1081.4532 | 0 | 0 | 0 | 0
20.06. | 21 | 1091.2668 |  | 1091.2668 | 0 | 0 | 0 | 0
20.06. | 22 | 1087.3413 |  | 1087.3413 | 0 | 0 | 0 | 0
20.06. | 23 | 1085.3786 |  | 1085.3786 | 0 | 0 | 0 | 0
20.06. | 24 | 1093.2295 |  | 1093.2295 | 0 | 0 | 0 | 0
21.06. | 1 | 1097.1549 |  | 1097.1549 | 0 | 0 | 0 | 0
21.06. | 2 | 1103.043 |  | 1103.043 | 0 | 0 | 0 | 0
21.06. | 3 | 1099.1176 |  | 1099.1176 | 0 | 0 | 0 | 0
21.06. | 4 | 1099.1176 |  | 1099.1176 | 0 | 0 | 0 | 0
21.06. | 5 | 1081.4532 |  | 1081.4532 | 0 | 0 | 0 | 0
21.06. | 6 | 1087.3413 |  | 1087.3413 | 0 | 0 | 0 | 0
21.06. | 7 | 1042.199 |  | 1042.199 | 0 | 0 | 0 | 0
21.06. | 8 | 1085.3786 |  | 1085.3786 | 0 | 0 | 0 | 0
21.06. | 9 | 1016.6838 |  | 1016.6838 | 0 | 0 | 0 | 0
21.06. | 10 | 1000.9821 |  | 1000.9821 | 0 | 0 | 0 | 0
21.06. | 11 | 1022.5719 |  | 1022.5719 | 0 | 0 | 0 | 0
21.06. | 12 | 1020.6092 |  | 1020.6092 | 0 | 0 | 0 | 0
21.06. | 13 | 1012.7584 |  | 1012.7584 | 0 | 0 | 0 | 0
21.06. | 14 | 1004.9075 |  | 1004.9075 | 0 | 0 | 0 | 0
21.06. | 15 | 999.0194 |  | 999.0194 | 0 | 0 | 0 | 0
21.06. | 16 | 995.094 |  | 995.094 | 0 | 0 | 0 | 0
21.06. | 17 | 1012.7584 |  | 1012.7584 | 0 | 0 | 0 | 0
21.06. | 18 | 1002.9448 |  | 1002.9448 | 0 | 0 | 0 | 0
21.06. | 19 | 1044.1617 |  | 1044.1617 | 0 | 0 | 0 | 0
21.06. | 20 | 1075.5651 |  | 1075.5651 | 0 | 0 | 0 | 0
21.06. | 21 | 1116.782 |  | 1116.782 | 0 | 0 | 0 | 0
21.06. | 22 | 1108.9312 |  | 1108.9312 | 0 | 0 | 0 | 0
21.06. | 23 | 1112.8566 |  | 1112.8566 | 0 | 0 | 0 | 0
21.06. | 24 | 1101.0803 |  | 1101.0803 | 0 | 0 | 0 | 0
22.06. | 1 | 1103.043 |  | 1103.043 | 0 | 0 | 0 | 0
22.06. | 2 | 1105.0057 |  | 1105.0057 | 0 | 0 | 0 | 0
22.06. | 3 | 1101.0803 |  | 1101.0803 | 0 | 0 | 0 | 0
22.06. | 4 | 1093.2295 |  | 1093.2295 | 0 | 0 | 0 | 0
22.06. | 5 | 1095.1922 |  | 1095.1922 | 0 | 0 | 0 | 0
22.06. | 6 | 1101.0803 |  | 1101.0803 | 0 | 0 | 0 | 0
22.06. | 7 | 1036.3109 |  | 1036.3109 | 0 | 0 | 0 | 0
22.06. | 8 | 1026.4973 |  | 1026.4973 | 0 | 0 | 0 | 0
22.06. | 9 | 1022.5719 |  | 1022.5719 | 0 | 0 | 0 | 0
22.06. | 10 | 991.1685 |  | 991.1685 | 0 | 0 | 0 | 0
22.06. | 11 | 971.5415 |  | 971.5415 | 0 | 0 | 0 | 0
22.06. | 12 | 977.4296 |  | 977.4296 | 0 | 0 | 0 | 0
22.06. | 13 | 983.3177 |  | 983.3177 | 0 | 0 | 0 | 0
22.06. | 14 | 989.2058 |  | 989.2058 | 0 | 0 | 0 | 0
22.06. | 15 | 987.2431 |  | 987.2431 | 0 | 0 | 0 | 0
22.06. | 16 | 993.1313 |  | 993.1313 | 0 | 0 | 0 | 0
22.06. | 17 | 997.0567 |  | 997.0567 | 0 | 0 | 0 | 0
22.06. | 18 | 965.6533 |  | 965.6533 | 0 | 0 | 0 | 0
22.06. | 19 | 1014.7211 |  | 1014.7211 | 0 | 0 | 0 | 0
22.06. | 20 | 1038.2736 |  | 1038.2736 | 0 | 0 | 0 | 0
22.06. | 21 | 1105.0057 |  | 1105.0057 | 0 | 0 | 0 | 0
22.06. | 22 | 1110.8939 |  | 1110.8939 | 0 | 0 | 0 | 0
22.06. | 23 | 1110.8939 |  | 1110.8939 | 0 | 0 | 0 | 0
22.06. | 24 | 1077.5278 |  | 1077.5278 | 0 | 0 | 0 | 0
23.06. | 1 | 1083.4159 |  | 1083.4159 | 0 | 0 | 0 | 0
23.06. | 2 | 1030.4228 |  | 1030.4228 | 0 | 0 | 0 | 0
23.06. | 3 | 1024.5346 |  | 1024.5346 | 0 | 0 | 0 | 0
23.06. | 4 | 1010.7957 |  | 1010.7957 | 0 | 0 | 0 | 0
23.06. | 5 | 1010.7957 |  | 1010.7957 | 0 | 0 | 0 | 0
23.06. | 6 | 991.1685 |  | 991.1685 | 0 | 0 | 0 | 0
23.06. | 7 | 973.5042 |  | 973.5042 | 0 | 0 | 0 | 0
23.06. | 8 | 947.9889 |  | 947.9889 | 0 | 0 | 0 | 0
23.06. | 9 | 926.3991 |  | 926.3991 | 0 | 0 | 0 | 0
23.06. | 10 | 883.2195 |  | 883.2195 | 0 | 0 | 0 | 0
23.06. | 11 | 853.7788 |  | 853.7788 | 0 | 0 | 0 | 0
23.06. | 12 | 836.1145 |  | 836.1145 | 0 | 0 | 0 | 0
23.06. | 13 | 845.928 |  | 845.928 | 0 | 0 | 0 | 0
23.06. | 14 | 859.667 |  | 859.667 | 0 | 0 | 0 | 0
23.06. | 15 | 851.8161 |  | 851.8161 | 0 | 0 | 0 | 0
23.06. | 16 | 855.7416 |  | 855.7416 | 0 | 0 | 0 | 0
23.06. | 17 | 883.2195 |  | 883.2195 | 0 | 0 | 0 | 0
23.06. | 18 | 906.772 |  | 906.772 | 0 | 0 | 0 | 0
23.06. | 19 | 955.8398 |  | 955.8398 | 0 | 0 | 0 | 0
23.06. | 20 | 977.4296 |  | 977.4296 | 0 | 0 | 0 | 0
23.06. | 21 | 1055.938 |  | 1055.938 | 0 | 0 | 0 | 0
23.06. | 22 | 1063.7888 |  | 1063.7888 | 0 | 0 | 0 | 0
23.06. | 23 | 1057.9007 |  | 1057.9007 | 0 | 0 | 0 | 0
23.06. | 24 | 1032.3855 |  | 1032.3855 | 0 | 0 | 0 | 0
24.06. | 1 | 1020.6092 |  | 1020.6092 | 0 | 0 | 0 | 0
24.06. | 2 | 1018.6465 |  | 1018.6465 | 0 | 0 | 0 | 0
24.06. | 3 | 1006.8702 |  | 1006.8702 | 0 | 0 | 0 | 0
24.06. | 4 | 1046.1244 |  | 1046.1244 | 0 | 0 | 0 | 0
24.06. | 5 | 1044.1617 |  | 1044.1617 | 0 | 0 | 0 | 0
24.06. | 6 | 1030.4228 |  | 1030.4228 | 0 | 0 | 0 | 0
24.06. | 7 | 975.4669 |  | 975.4669 | 0 | 0 | 0 | 0
24.06. | 8 | 963.6906 |  | 963.6906 | 0 | 0 | 0 | 0
24.06. | 9 | 920.511 |  | 920.511 | 0 | 0 | 0 | 0
24.06. | 10 | 898.9212 |  | 898.9212 | 0 | 0 | 0 | 0
24.06. | 11 | 906.772 |  | 906.772 | 0 | 0 | 0 | 0
24.06. | 12 | 845.928 |  | 845.928 | 0 | 0 | 0 | 0
24.06. | 13 | 855.7416 |  | 855.7416 | 0 | 0 | 0 | 0
24.06. | 14 | 867.5178 |  | 867.5178 | 0 | 0 | 0 | 0
24.06. | 15 | 867.5178 |  | 867.5178 | 0 | 0 | 0 | 0
24.06. | 16 | 873.4059 |  | 873.4059 | 0 | 0 | 0 | 0
24.06. | 17 | 926.3991 |  | 926.3991 | 0 | 0 | 0 | 0
24.06. | 18 | 951.9143 |  | 951.9143 | 0 | 0 | 0 | 0
24.06. | 19 | 951.9143 |  | 951.9143 | 0 | 0 | 0 | 0
24.06. | 20 | 997.0567 |  | 997.0567 | 0 | 0 | 0 | 0
24.06. | 21 | 1026.4973 |  | 1026.4973 | 0 | 0 | 0 | 0
24.06. | 22 | 1024.5346 |  | 1024.5346 | 0 | 0 | 0 | 0
24.06. | 23 | 1024.5346 |  | 1024.5346 | 0 | 0 | 0 | 0
24.06. | 24 | 987.2431 |  | 987.2431 | 0 | 0 | 0 | 0
25.06. | 1 | 979.3923 |  | 979.3923 | 0 | 0 | 0 | 0
25.06. | 2 | 975.4669 |  | 975.4669 | 0 | 0 | 0 | 0
25.06. | 3 | 983.3177 |  | 983.3177 | 0 | 0 | 0 | 0
25.06. | 4 | 969.5787 |  | 969.5787 | 0 | 0 | 0 | 0
25.06. | 5 | 979.3923 |  | 979.3923 | 0 | 0 | 0 | 0
25.06. | 6 | 1014.7211 |  | 1014.7211 | 0 | 0 | 0 | 0
25.06. | 7 | 991.1685 |  | 991.1685 | 0 | 0 | 0 | 0
25.06. | 8 | 965.6533 |  | 965.6533 | 0 | 0 | 0 | 0
25.06. | 9 | 946.0262 |  | 946.0262 | 0 | 0 | 0 | 0
25.06. | 10 | 951.9143 |  | 951.9143 | 0 | 0 | 0 | 0
25.06. | 11 | 912.6602 |  | 912.6602 | 0 | 0 | 0 | 0
25.06. | 12 | 906.772 |  | 906.772 | 0 | 0 | 0 | 0
25.06. | 13 | 898.9212 |  | 898.9212 | 0 | 0 | 0 | 0
25.06. | 14 | 914.6229 |  | 914.6229 | 0 | 0 | 0 | 0
25.06. | 15 | 916.5856 |  | 916.5856 | 0 | 0 | 0 | 0
25.06. | 16 | 891.0703 |  | 891.0703 | 0 | 0 | 0 | 0
25.06. | 17 | 920.511 |  | 920.511 | 0 | 0 | 0 | 0
25.06. | 18 | 957.8025 |  | 957.8025 | 0 | 0 | 0 | 0
25.06. | 19 | 955.8398 |  | 955.8398 | 0 | 0 | 0 | 0
25.06. | 20 | 977.4296 |  | 977.4296 | 0 | 0 | 0 | 0
25.06. | 21 | 1020.6092 |  | 1020.6092 | 0 | 0 | 0 | 0
25.06. | 22 | 1032.3855 |  | 1032.3855 | 0 | 0 | 0 | 0
25.06. | 23 | 1022.5719 |  | 1022.5719 | 0 | 0 | 0 | 0
25.06. | 24 | 1040.2363 |  | 1040.2363 | 0 | 0 | 0 | 0
26.06. | 1 | 1026.4973 |  | 1026.4973 | 0 | 0 | 0 | 0
26.06. | 2 | 1036.3109 |  | 1036.3109 | 0 | 0 | 0 | 0
26.06. | 3 | 1026.4973 |  | 1026.4973 | 0 | 0 | 0 | 0
26.06. | 4 | 1018.6465 |  | 1018.6465 | 0 | 0 | 0 | 0
26.06. | 5 | 1000.9821 |  | 1000.9821 | 0 | 0 | 0 | 0
26.06. | 6 | 1016.6838 |  | 1016.6838 | 0 | 0 | 0 | 0
26.06. | 7 | 1004.9075 |  | 1004.9075 | 0 | 0 | 0 | 0
26.06. | 8 | 993.1313 |  | 993.1313 | 0 | 0 | 0 | 0
26.06. | 9 | 967.616 |  | 967.616 | 0 | 0 | 0 | 0
26.06. | 10 | 971.5415 |  | 971.5415 | 0 | 0 | 0 | 0
26.06. | 11 | 965.6533 |  | 965.6533 | 0 | 0 | 0 | 0
26.06. | 12 | 967.616 |  | 967.616 | 0 | 0 | 0 | 0
26.06. | 13 | 967.616 |  | 967.616 | 0 | 0 | 0 | 0
26.06. | 14 | 963.6906 |  | 963.6906 | 0 | 0 | 0 | 0
26.06. | 15 | 955.8398 |  | 955.8398 | 0 | 0 | 0 | 0
26.06. | 16 | 940.1381 |  | 940.1381 | 0 | 0 | 0 | 0
26.06. | 17 | 949.9516 |  | 949.9516 | 0 | 0 | 0 | 0
26.06. | 18 | 961.7279 |  | 961.7279 | 0 | 0 | 0 | 0
26.06. | 19 | 997.0567 |  | 997.0567 | 0 | 0 | 0 | 0
26.06. | 20 | 1012.7584 |  | 1012.7584 | 0 | 0 | 0 | 0
26.06. | 21 | 1057.9007 |  | 1057.9007 | 0 | 0 | 0 | 0
26.06. | 22 | 1053.9753 |  | 1053.9753 | 0 | 0 | 0 | 0
26.06. | 23 | 1050.0499 |  | 1050.0499 | 0 | 0 | 0 | 0
26.06. | 24 | 1004.9075 |  | 1004.9075 | 0 | 0 | 0 | 0
27.06. | 1 | 1002.9448 |  | 1002.9448 | 0 | 0 | 0 | 0
27.06. | 2 | 1004.9075 |  | 1004.9075 | 0 | 0 | 0 | 0
27.06. | 3 | 1026.4973 |  | 1026.4973 | 0 | 0 | 0 | 0
27.06. | 4 | 1028.46 |  | 1028.46 | 0 | 0 | 0 | 0
27.06. | 5 | 1024.5346 |  | 1024.5346 | 0 | 0 | 0 | 0
27.06. | 6 | 1030.4228 |  | 1030.4228 | 0 | 0 | 0 | 0
27.06. | 7 | 1046.1244 |  | 1046.1244 | 0 | 0 | 0 | 0
27.06. | 8 | 1048.0871 |  | 1048.0871 | 0 | 0 | 0 | 0
27.06. | 9 | 995.094 |  | 995.094 | 0 | 0 | 0 | 0
27.06. | 10 | 977.4296 |  | 977.4296 | 0 | 0 | 0 | 0
27.06. | 11 | 953.8771 |  | 953.8771 | 0 | 0 | 0 | 0
27.06. | 12 | 904.8093 |  | 904.8093 | 0 | 0 | 0 | 0
27.06. | 13 | 896.9585 |  | 896.9585 | 0 | 0 | 0 | 0
27.06. | 14 | 955.8398 |  | 955.8398 | 0 | 0 | 0 | 0
27.06. | 15 | 971.5415 |  | 971.5415 | 0 | 0 | 0 | 0
27.06. | 16 | 989.2058 |  | 989.2058 | 0 | 0 | 0 | 0
27.06. | 17 | 989.2058 |  | 989.2058 | 0 | 0 | 0 | 0
27.06. | 18 | 1000.9821 |  | 1000.9821 | 0 | 0 | 0 | 0
27.06. | 19 | 1038.2736 |  | 1038.2736 | 0 | 0 | 0 | 0
27.06. | 20 | 1052.0126 |  | 1052.0126 | 0 | 0 | 0 | 0
27.06. | 21 | 1106.9684 |  | 1106.9684 | 0 | 0 | 0 | 0
27.06. | 22 | 1099.1176 |  | 1099.1176 | 0 | 0 | 0 | 0
27.06. | 23 | 1091.2668 |  | 1091.2668 | 0 | 0 | 0 | 0
27.06. | 24 | 1116.782 |  | 1116.782 | 0 | 0 | 0 | 0
28.06. | 1 | 1053.9753 |  | 1053.9753 | 0 | 0 | 0 | 0
28.06. | 2 | 1040.2363 |  | 1040.2363 | 0 | 0 | 0 | 0
28.06. | 3 | 1038.2736 |  | 1038.2736 | 0 | 0 | 0 | 0
28.06. | 4 | 1038.2736 |  | 1038.2736 | 0 | 0 | 0 | 0
28.06. | 5 | 1042.199 |  | 1042.199 | 0 | 0 | 0 | 0
28.06. | 6 | 1048.0871 |  | 1048.0871 | 0 | 0 | 0 | 0
28.06. | 7 | 1061.8261 |  | 1061.8261 | 0 | 0 | 0 | 0
28.06. | 8 | 1057.9007 |  | 1057.9007 | 0 | 0 | 0 | 0
28.06. | 9 | 1053.9753 |  | 1053.9753 | 0 | 0 | 0 | 0
28.06. | 10 | 1022.5719 |  | 1022.5719 | 0 | 0 | 0 | 0
28.06. | 11 | 1008.8329 |  | 1008.8329 | 0 | 0 | 0 | 0
28.06. | 12 | 1014.7211 |  | 1014.7211 | 0 | 0 | 0 | 0
28.06. | 13 | 1024.5346 |  | 1024.5346 | 0 | 0 | 0 | 0
28.06. | 14 | 1028.46 |  | 1028.46 | 0 | 0 | 0 | 0
28.06. | 15 | 1042.199 |  | 1042.199 | 0 | 0 | 0 | 0
28.06. | 16 | 1030.4228 |  | 1030.4228 | 0 | 0 | 0 | 0
28.06. | 17 | 1024.5346 |  | 1024.5346 | 0 | 0 | 0 | 0
28.06. | 18 | 1022.5719 |  | 1022.5719 | 0 | 0 | 0 | 0
28.06. | 19 | 1026.4973 |  | 1026.4973 | 0 | 0 | 0 | 0
28.06. | 20 | 1022.5719 |  | 1022.5719 | 0 | 0 | 0 | 0
28.06. | 21 | 1101.0803 |  | 1101.0803 | 0 | 0 | 0 | 0
28.06. | 22 | 1116.782 |  | 1116.782 | 0 | 0 | 0 | 0
28.06. | 23 | 1105.0057 |  | 1105.0057 | 0 | 0 | 0 | 0
28.06. | 24 | 1077.5278 |  | 1077.5278 | 0 | 0 | 0 | 0
29.06. | 1 | 993.1313 |  | 993.1313 | 0 | 0 | 0 | 0
29.06. | 2 | 987.2431 |  | 987.2431 | 0 | 0 | 0 | 0
29.06. | 3 | 985.2804 |  | 985.2804 | 0 | 0 | 0 | 0
29.06. | 4 | 987.2431 |  | 987.2431 | 0 | 0 | 0 | 0
29.06. | 5 | 989.2058 |  | 989.2058 | 0 | 0 | 0 | 0
29.06. | 6 | 991.1685 |  | 991.1685 | 0 | 0 | 0 | 0
29.06. | 7 | 1010.7957 |  | 1010.7957 | 0 | 0 | 0 | 0
29.06. | 8 | 1002.9448 |  | 1002.9448 | 0 | 0 | 0 | 0
29.06. | 9 | 971.5415 |  | 971.5415 | 0 | 0 | 0 | 0
29.06. | 10 | 947.9889 |  | 947.9889 | 0 | 0 | 0 | 0
29.06. | 11 | 957.8025 |  | 957.8025 | 0 | 0 | 0 | 0
29.06. | 12 | 955.8398 |  | 955.8398 | 0 | 0 | 0 | 0
29.06. | 13 | 949.9516 |  | 949.9516 | 0 | 0 | 0 | 0
29.06. | 14 | 967.616 |  | 967.616 | 0 | 0 | 0 | 0
29.06. | 15 | 977.4296 |  | 977.4296 | 0 | 0 | 0 | 0
29.06. | 16 | 975.4669 |  | 975.4669 | 0 | 0 | 0 | 0
29.06. | 17 | 969.5787 |  | 969.5787 | 0 | 0 | 0 | 0
29.06. | 18 | 979.3923 |  | 979.3923 | 0 | 0 | 0 | 0
29.06. | 19 | 1006.8702 |  | 1006.8702 | 0 | 0 | 0 | 0
29.06. | 20 | 1012.7584 |  | 1012.7584 | 0 | 0 | 0 | 0
29.06. | 21 | 1089.3041 |  | 1089.3041 | 0 | 0 | 0 | 0
29.06. | 22 | 1089.3041 |  | 1089.3041 | 0 | 0 | 0 | 0
29.06. | 23 | 1069.677 |  | 1069.677 | 0 | 0 | 0 | 0
29.06. | 24 | 1069.677 |  | 1069.677 | 0 | 0 | 0 | 0
30.06. | 1 | 1075.5651 |  | 1075.5651 | 0 | 0 | 0 | 0
30.06. | 2 | 1026.4973 |  | 1026.4973 | 0 | 0 | 0 | 0
30.06. | 3 | 1018.6465 |  | 1018.6465 | 0 | 0 | 0 | 0
30.06. | 4 | 999.0194 |  | 999.0194 | 0 | 0 | 0 | 0
30.06. | 5 | 1032.3855 |  | 1032.3855 | 0 | 0 | 0 | 0
30.06. | 6 | 1034.3482 |  | 1034.3482 | 0 | 0 | 0 | 0
30.06. | 7 | 981.355 |  | 981.355 | 0 | 0 | 0 | 0
30.06. | 8 | 953.8771 |  | 953.8771 | 0 | 0 | 0 | 0
30.06. | 9 | 947.9889 |  | 947.9889 | 0 | 0 | 0 | 0
30.06. | 10 | 910.6974 |  | 910.6974 | 0 | 0 | 0 | 0
30.06. | 11 | 906.772 |  | 906.772 | 0 | 0 | 0 | 0
30.06. | 12 | 910.6974 |  | 910.6974 | 0 | 0 | 0 | 0
30.06. | 13 | 902.8466 |  | 902.8466 | 0 | 0 | 0 | 0
30.06. | 14 | 889.1076 |  | 889.1076 | 0 | 0 | 0 | 0
30.06. | 15 | 838.0772 |  | 838.0772 | 0 | 0 | 0 | 0
30.06. | 16 | 889.1076 |  | 889.1076 | 0 | 0 | 0 | 0
30.06. | 17 | 889.1076 |  | 889.1076 | 0 | 0 | 0 | 0
30.06. | 18 | 898.9212 |  | 898.9212 | 0 | 0 | 0 | 0
30.06. | 19 | 946.0262 |  | 946.0262 | 0 | 0 | 0 | 0
30.06. | 20 | 967.616 |  | 967.616 | 0 | 0 | 0 | 0
30.06. | 21 | 1012.7584 |  | 1012.7584 | 0 | 0 | 0 | 0
30.06. | 22 | 1014.7211 |  | 1014.7211 | 0 | 0 | 0 | 0
30.06. | 23 | 1012.7584 |  | 1012.7584 | 0 | 0 | 0 | 0
30.06. | 24 | 1004.9075 |  | 1004.9075 | 0 | 0 | 0 | 0
01.07. | 1 | 979.3923 |  | 979.3923 | 0 | 0 | 0 | 0
01.07. | 2 | 977.4296 |  | 977.4296 | 0 | 0 | 0 | 0
01.07. | 3 | 965.6533 |  | 965.6533 | 0 | 0 | 0 | 0
01.07. | 4 | 971.5415 |  | 971.5415 | 0 | 0 | 0 | 0
01.07. | 5 | 955.8398 |  | 955.8398 | 0 | 0 | 0 | 0
01.07. | 6 | 959.7652 |  | 959.7652 | 0 | 0 | 0 | 0
01.07. | 7 | 957.8025 |  | 957.8025 | 0 | 0 | 0 | 0
01.07. | 8 | 900.8839 |  | 900.8839 | 0 | 0 | 0 | 0
01.07. | 9 | 867.5178 |  | 867.5178 | 0 | 0 | 0 | 0
01.07. | 10 | 849.8534 |  | 849.8534 | 0 | 0 | 0 | 0
01.07. | 11 | 836.1145 |  | 836.1145 | 0 | 0 | 0 | 0
01.07. | 12 | 836.1145 |  | 836.1145 | 0 | 0 | 0 | 0
01.07. | 13 | 849.8534 |  | 849.8534 | 0 | 0 | 0 | 0
01.07. | 14 | 853.7788 |  | 853.7788 | 0 | 0 | 0 | 0
01.07. | 15 | 853.7788 |  | 853.7788 | 0 | 0 | 0 | 0
01.07. | 16 | 830.2263 |  | 830.2263 | 0 | 0 | 0 | 0
01.07. | 17 | 857.7043 |  | 857.7043 | 0 | 0 | 0 | 0
01.07. | 18 | 867.5178 |  | 867.5178 | 0 | 0 | 0 | 0
01.07. | 19 | 893.033 |  | 893.033 | 0 | 0 | 0 | 0
01.07. | 20 | 926.3991 |  | 926.3991 | 0 | 0 | 0 | 0
01.07. | 21 | 961.7279 |  | 961.7279 | 0 | 0 | 0 | 0
01.07. | 22 | 965.6533 |  | 965.6533 | 0 | 0 | 0 | 0
01.07. | 23 | 967.616 |  | 967.616 | 0 | 0 | 0 | 0
01.07. | 24 | 997.0567 |  | 997.0567 | 0 | 0 | 0 | 0
02.07. | 1 | 951.9143 |  | 951.9143 | 0 | 0 | 0 | 0
02.07. | 2 | 942.1008 |  | 942.1008 | 0 | 0 | 0 | 0
02.07. | 3 | 942.1008 |  | 942.1008 | 0 | 0 | 0 | 0
02.07. | 4 | 951.9143 |  | 951.9143 | 0 | 0 | 0 | 0
02.07. | 5 | 985.2804 |  | 985.2804 | 0 | 0 | 0 | 0
02.07. | 6 | 999.0194 |  | 999.0194 | 0 | 0 | 0 | 0
02.07. | 7 | 999.0194 |  | 999.0194 | 0 | 0 | 0 | 0
02.07. | 8 | 973.5042 |  | 973.5042 | 0 | 0 | 0 | 0
02.07. | 9 | 967.616 |  | 967.616 | 0 | 0 | 0 | 0
02.07. | 10 | 947.9889 |  | 947.9889 | 0 | 0 | 0 | 0
02.07. | 11 | 940.1381 |  | 940.1381 | 0 | 0 | 0 | 0
02.07. | 12 | 932.2873 |  | 932.2873 | 0 | 0 | 0 | 0
02.07. | 13 | 934.25 |  | 934.25 | 0 | 0 | 0 | 0
02.07. | 14 | 938.1754 |  | 938.1754 | 0 | 0 | 0 | 0
02.07. | 15 | 930.3245 |  | 930.3245 | 0 | 0 | 0 | 0
02.07. | 16 | 893.033 |  | 893.033 | 0 | 0 | 0 | 0
02.07. | 17 | 912.6602 |  | 912.6602 | 0 | 0 | 0 | 0
02.07. | 18 | 928.3618 |  | 928.3618 | 0 | 0 | 0 | 0
02.07. | 19 | 949.9516 |  | 949.9516 | 0 | 0 | 0 | 0
02.07. | 20 | 999.0194 |  | 999.0194 | 0 | 0 | 0 | 0
02.07. | 21 | 1040.2363 |  | 1040.2363 | 0 | 0 | 0 | 0
02.07. | 22 | 1053.9753 |  | 1053.9753 | 0 | 0 | 0 | 0
02.07. | 23 | 1059.8634 |  | 1059.8634 | 0 | 0 | 0 | 0
02.07. | 24 | 1040.2363 |  | 1040.2363 | 0 | 0 | 0 | 0
03.07. | 1 | 1077.5278 |  | 1077.5278 | 0 | 0 | 0 | 0
03.07. | 2 | 1046.1244 |  | 1046.1244 | 0 | 0 | 0 | 0
03.07. | 3 | 1053.9753 |  | 1053.9753 | 0 | 0 | 0 | 0
03.07. | 4 | 1059.8634 |  | 1059.8634 | 0 | 0 | 0 | 0
03.07. | 5 | 1044.1617 |  | 1044.1617 | 0 | 0 | 0 | 0
03.07. | 6 | 1059.8634 |  | 1059.8634 | 0 | 0 | 0 | 0
03.07. | 7 | 1010.7957 |  | 1010.7957 | 0 | 0 | 0 | 0
03.07. | 8 | 997.0567 |  | 997.0567 | 0 | 0 | 0 | 0
03.07. | 9 | 942.1008 |  | 942.1008 | 0 | 0 | 0 | 0
03.07. | 10 | 920.511 |  | 920.511 | 0 | 0 | 0 | 0
03.07. | 11 | 916.5856 |  | 916.5856 | 0 | 0 | 0 | 0
03.07. | 12 | 910.6974 |  | 910.6974 | 0 | 0 | 0 | 0
03.07. | 13 | 904.8093 |  | 904.8093 | 0 | 0 | 0 | 0
03.07. | 14 | 893.033 |  | 893.033 | 0 | 0 | 0 | 0
03.07. | 15 | 894.9958 |  | 894.9958 | 0 | 0 | 0 | 0
03.07. | 16 | 902.8466 |  | 902.8466 | 0 | 0 | 0 | 0
03.07. | 17 | 916.5856 |  | 916.5856 | 0 | 0 | 0 | 0
03.07. | 18 | 949.9516 |  | 949.9516 | 0 | 0 | 0 | 0
03.07. | 19 | 1026.4973 |  | 1026.4973 | 0 | 0 | 0 | 0
03.07. | 20 | 1048.0871 |  | 1048.0871 | 0 | 0 | 0 | 0
03.07. | 21 | 1089.3041 |  | 1089.3041 | 0 | 0 | 0 | 0
03.07. | 22 | 1110.8939 |  | 1110.8939 | 0 | 0 | 0 | 0
03.07. | 23 | 1101.0803 |  | 1101.0803 | 0 | 0 | 0 | 0
03.07. | 24 | 1085.3786 |  | 1085.3786 | 0 | 0 | 0 | 0
04.07. | 1 | 1087.3413 |  | 1087.3413 | 0 | 0 | 0 | 0
04.07. | 2 | 1061.8261 |  | 1061.8261 | 0 | 0 | 0 | 0
04.07. | 3 | 1065.7515 |  | 1065.7515 | 0 | 0 | 0 | 0
04.07. | 4 | 1063.7888 |  | 1063.7888 | 0 | 0 | 0 | 0
04.07. | 5 | 1061.8261 |  | 1061.8261 | 0 | 0 | 0 | 0
04.07. | 6 | 1071.6397 |  | 1071.6397 | 0 | 0 | 0 | 0
04.07. | 7 | 1028.46 |  | 1028.46 | 0 | 0 | 0 | 0
04.07. | 8 | 1048.0871 |  | 1048.0871 | 0 | 0 | 0 | 0
04.07. | 9 | 999.0194 |  | 999.0194 | 0 | 0 | 0 | 0
04.07. | 10 | 971.5415 |  | 971.5415 | 0 | 0 | 0 | 0
04.07. | 11 | 971.5415 |  | 971.5415 | 0 | 0 | 0 | 0
04.07. | 12 | 955.8398 |  | 955.8398 | 0 | 0 | 0 | 0
04.07. | 13 | 981.355 |  | 981.355 | 0 | 0 | 0 | 0
04.07. | 14 | 983.3177 |  | 983.3177 | 0 | 0 | 0 | 0
04.07. | 15 | 989.2058 |  | 989.2058 | 0 | 0 | 0 | 0
04.07. | 16 | 993.1313 |  | 993.1313 | 0 | 0 | 0 | 0
04.07. | 17 | 993.1313 |  | 993.1313 | 0 | 0 | 0 | 0
04.07. | 18 | 973.5042 |  | 973.5042 | 0 | 0 | 0 | 0
04.07. | 19 | 1036.3109 |  | 1036.3109 | 0 | 0 | 0 | 0
04.07. | 20 | 1075.5651 |  | 1075.5651 | 0 | 0 | 0 | 0
04.07. | 21 | 1099.1176 |  | 1099.1176 | 0 | 0 | 0 | 0
04.07. | 22 | 1069.677 |  | 1069.677 | 0 | 0 | 0 | 0
04.07. | 23 | 1075.5651 |  | 1075.5651 | 0 | 0 | 0 | 0
04.07. | 24 | 1087.3413 |  | 1087.3413 | 0 | 0 | 0 | 0
05.07. | 1 | 1085.3786 |  | 1085.3786 | 0 | 0 | 0 | 0
05.07. | 2 | 1112.8566 |  | 1112.8566 | 0 | 0 | 0 | 0
05.07. | 3 | 1091.2668 |  | 1091.2668 | 0 | 0 | 0 | 0
05.07. | 4 | 1093.2295 |  | 1093.2295 | 0 | 0 | 0 | 0
05.07. | 5 | 1099.1176 |  | 1099.1176 | 0 | 0 | 0 | 0
05.07. | 6 | 1091.2668 |  | 1091.2668 | 0 | 0 | 0 | 0
05.07. | 7 | 1053.9753 |  | 1053.9753 | 0 | 0 | 0 | 0
05.07. | 8 | 1053.9753 |  | 1053.9753 | 0 | 0 | 0 | 0
05.07. | 9 | 1040.2363 |  | 1040.2363 | 0 | 0 | 0 | 0
05.07. | 10 | 1018.6465 |  | 1018.6465 | 0 | 0 | 0 | 0
05.07. | 11 | 977.4296 |  | 977.4296 | 0 | 0 | 0 | 0
05.07. | 12 | 969.5787 |  | 969.5787 | 0 | 0 | 0 | 0
05.07. | 13 | 932.2873 |  | 932.2873 | 0 | 0 | 0 | 0
05.07. | 14 | 904.8093 |  | 904.8093 | 0 | 0 | 0 | 0
05.07. | 15 | 869.4805 |  | 869.4805 | 0 | 0 | 0 | 0
05.07. | 16 | 896.9585 |  | 896.9585 | 0 | 0 | 0 | 0
05.07. | 17 | 951.9143 |  | 951.9143 | 0 | 0 | 0 | 0
05.07. | 18 | 985.2804 |  | 985.2804 | 0 | 0 | 0 | 0
05.07. | 19 | 1004.9075 |  | 1004.9075 | 0 | 0 | 0 | 0
05.07. | 20 | 1055.938 |  | 1055.938 | 0 | 0 | 0 | 0
05.07. | 21 | 1069.677 |  | 1069.677 | 0 | 0 | 0 | 0
05.07. | 22 | 1073.6024 |  | 1073.6024 | 0 | 0 | 0 | 0
05.07. | 23 | 1069.677 |  | 1069.677 | 0 | 0 | 0 | 0
05.07. | 24 | 1067.7142 |  | 1067.7142 | 0 | 0 | 0 | 0
06.07. | 1 | 1067.7142 |  | 1067.7142 | 0 | 0 | 0 | 0
06.07. | 2 | 1067.7142 |  | 1067.7142 | 0 | 0 | 0 | 0
06.07. | 3 | 1042.199 |  | 1042.199 | 0 | 0 | 0 | 0
06.07. | 4 | 1052.0126 |  | 1052.0126 | 0 | 0 | 0 | 0
06.07. | 5 | 1052.0126 |  | 1052.0126 | 0 | 0 | 0 | 0
06.07. | 6 | 1044.1617 |  | 1044.1617 | 0 | 0 | 0 | 0
06.07. | 7 | 1020.6092 |  | 1020.6092 | 0 | 0 | 0 | 0
06.07. | 8 | 1010.7957 |  | 1010.7957 | 0 | 0 | 0 | 0
06.07. | 9 | 967.616 |  | 967.616 | 0 | 0 | 0 | 0
06.07. | 10 | 979.3923 |  | 979.3923 | 0 | 0 | 0 | 0
06.07. | 11 | 987.2431 |  | 987.2431 | 0 | 0 | 0 | 0
06.07. | 12 | 926.3991 |  | 926.3991 | 0 | 0 | 0 | 0
06.07. | 13 | 908.7347 |  | 908.7347 | 0 | 0 | 0 | 0
06.07. | 14 | 881.2568 |  | 881.2568 | 0 | 0 | 0 | 0
06.07. | 15 | 885.1822 |  | 885.1822 | 0 | 0 | 0 | 0
06.07. | 16 | 894.9958 |  | 894.9958 | 0 | 0 | 0 | 0
06.07. | 17 | 902.8466 |  | 902.8466 | 0 | 0 | 0 | 0
06.07. | 18 | 902.8466 |  | 902.8466 | 0 | 0 | 0 | 0
06.07. | 19 | 997.0567 |  | 997.0567 | 0 | 0 | 0 | 0
06.07. | 20 | 1028.46 |  | 1028.46 | 0 | 0 | 0 | 0
06.07. | 21 | 1053.9753 |  | 1053.9753 | 0 | 0 | 0 | 0
06.07. | 22 | 1059.8634 |  | 1059.8634 | 0 | 0 | 0 | 0
06.07. | 23 | 1048.0871 |  | 1048.0871 | 0 | 0 | 0 | 0
06.07. | 24 | 993.1313 |  | 993.1313 | 0 | 0 | 0 | 0
07.07. | 1 | 967.616 |  | 967.616 | 0 | 0 | 0 | 0
07.07. | 2 | 987.2431 |  | 987.2431 | 0 | 0 | 0 | 0
07.07. | 3 | 985.2804 |  | 985.2804 | 0 | 0 | 0 | 0
07.07. | 4 | 989.2058 |  | 989.2058 | 0 | 0 | 0 | 0
07.07. | 5 | 1000.9821 |  | 1000.9821 | 0 | 0 | 0 | 0
07.07. | 6 | 999.0194 |  | 999.0194 | 0 | 0 | 0 | 0
07.07. | 7 | 989.2058 |  | 989.2058 | 0 | 0 | 0 | 0
07.07. | 8 | 961.7279 |  | 961.7279 | 0 | 0 | 0 | 0
07.07. | 9 | 928.3618 |  | 928.3618 | 0 | 0 | 0 | 0
07.07. | 10 | 851.8161 |  | 851.8161 | 0 | 0 | 0 | 0
07.07. | 11 | 840.0399 |  | 840.0399 | 0 | 0 | 0 | 0
07.07. | 12 | 863.5924 |  | 863.5924 | 0 | 0 | 0 | 0
07.07. | 13 | 836.1145 |  | 836.1145 | 0 | 0 | 0 | 0
07.07. | 14 | 818.4501 |  | 818.4501 | 0 | 0 | 0 | 0
07.07. | 15 | 783.1213 |  | 783.1213 | 0 | 0 | 0 | 0
07.07. | 16 | 800.7857 |  | 800.7857 | 0 | 0 | 0 | 0
07.07. | 17 | 879.2941 |  | 879.2941 | 0 | 0 | 0 | 0
07.07. | 18 | 906.772 |  | 906.772 | 0 | 0 | 0 | 0
07.07. | 19 | 955.8398 |  | 955.8398 | 0 | 0 | 0 | 0
07.07. | 20 | 985.2804 |  | 985.2804 | 0 | 0 | 0 | 0
07.07. | 21 | 1024.5346 |  | 1024.5346 | 0 | 0 | 0 | 0
07.07. | 22 | 1024.5346 |  | 1024.5346 | 0 | 0 | 0 | 0
07.07. | 23 | 1057.9007 |  | 1057.9007 | 0 | 0 | 0 | 0
07.07. | 24 | 1061.8261 |  | 1061.8261 | 0 | 0 | 0 | 0
08.07. | 1 | 1063.7888 |  | 1063.7888 | 0 | 0 | 0 | 0
08.07. | 2 | 1036.3109 |  | 1036.3109 | 0 | 0 | 0 | 0
08.07. | 3 | 1020.6092 |  | 1020.6092 | 0 | 0 | 0 | 0
08.07. | 4 | 1020.6092 |  | 1020.6092 | 0 | 0 | 0 | 0
08.07. | 5 | 1034.3482 |  | 1034.3482 | 0 | 0 | 0 | 0
08.07. | 6 | 1050.0499 |  | 1050.0499 | 0 | 0 | 0 | 0
08.07. | 7 | 1024.5346 |  | 1024.5346 | 0 | 0 | 0 | 0
08.07. | 8 | 1008.8329 |  | 1008.8329 | 0 | 0 | 0 | 0
08.07. | 9 | 983.3177 |  | 983.3177 | 0 | 0 | 0 | 0
08.07. | 10 | 971.5415 |  | 971.5415 | 0 | 0 | 0 | 0
08.07. | 11 | 946.0262 |  | 946.0262 | 0 | 0 | 0 | 0
08.07. | 12 | 910.6974 |  | 910.6974 | 0 | 0 | 0 | 0
08.07. | 13 | 908.7347 |  | 908.7347 | 0 | 0 | 0 | 0
08.07. | 14 | 914.6229 |  | 914.6229 | 0 | 0 | 0 | 0
08.07. | 15 | 914.6229 |  | 914.6229 | 0 | 0 | 0 | 0
08.07. | 16 | 936.2127 |  | 936.2127 | 0 | 0 | 0 | 0
08.07. | 17 | 926.3991 |  | 926.3991 | 0 | 0 | 0 | 0
08.07. | 18 | 936.2127 |  | 936.2127 | 0 | 0 | 0 | 0
08.07. | 19 | 969.5787 |  | 969.5787 | 0 | 0 | 0 | 0
08.07. | 20 | 1002.9448 |  | 1002.9448 | 0 | 0 | 0 | 0
08.07. | 21 | 1053.9753 |  | 1053.9753 | 0 | 0 | 0 | 0
08.07. | 22 | 1061.8261 |  | 1061.8261 | 0 | 0 | 0 | 0
08.07. | 23 | 1008.8329 |  | 1008.8329 | 0 | 0 | 0 | 0
08.07. | 24 | 1046.1244 |  | 1046.1244 | 0 | 0 | 0 | 0
09.07. | 1 | 1014.7211 |  | 1014.7211 | 0 | 0 | 0 | 0
09.07. | 2 | 1020.6092 |  | 1020.6092 | 0 | 0 | 0 | 0
09.07. | 3 | 1004.9075 |  | 1004.9075 | 0 | 0 | 0 | 0
09.07. | 4 | 1014.7211 |  | 1014.7211 | 0 | 0 | 0 | 0
09.07. | 5 | 1032.3855 |  | 1032.3855 | 0 | 0 | 0 | 0
09.07. | 6 | 1052.0126 |  | 1052.0126 | 0 | 0 | 0 | 0
09.07. | 7 | 1020.6092 |  | 1020.6092 | 0 | 0 | 0 | 0
09.07. | 8 | 997.0567 |  | 997.0567 | 0 | 0 | 0 | 0
09.07. | 9 | 993.1313 |  | 993.1313 | 0 | 0 | 0 | 0
09.07. | 10 | 957.8025 |  | 957.8025 | 0 | 0 | 0 | 0
09.07. | 11 | 955.8398 |  | 955.8398 | 0 | 0 | 0 | 0
09.07. | 12 | 926.3991 |  | 926.3991 | 0 | 0 | 0 | 0
09.07. | 13 | 934.25 |  | 934.25 | 0 | 0 | 0 | 0
09.07. | 14 | 947.9889 |  | 947.9889 | 0 | 0 | 0 | 0
09.07. | 15 | 955.8398 |  | 955.8398 | 0 | 0 | 0 | 0
09.07. | 16 | 967.616 |  | 967.616 | 0 | 0 | 0 | 0
09.07. | 17 | 977.4296 |  | 977.4296 | 0 | 0 | 0 | 0
09.07. | 18 | 981.355 |  | 981.355 | 0 | 0 | 0 | 0
09.07. | 19 | 1030.4228 |  | 1030.4228 | 0 | 0 | 0 | 0
09.07. | 20 | 1093.2295 |  | 1093.2295 | 0 | 0 | 0 | 0
09.07. | 21 | 1093.2295 |  | 1093.2295 | 0 | 0 | 0 | 0
09.07. | 22 | 1095.1922 |  | 1095.1922 | 0 | 0 | 0 | 0
09.07. | 23 | 1097.1549 |  | 1097.1549 | 0 | 0 | 0 | 0
09.07. | 24 | 1091.2668 |  | 1091.2668 | 0 | 0 | 0 | 0
10.07. | 1 | 1089.3041 |  | 1089.3041 | 0 | 0 | 0 | 0
10.07. | 2 | 1085.3786 |  | 1085.3786 | 0 | 0 | 0 | 0
10.07. | 3 | 1085.3786 |  | 1085.3786 | 0 | 0 | 0 | 0
10.07. | 4 | 1083.4159 |  | 1083.4159 | 0 | 0 | 0 | 0
10.07. | 5 | 1083.4159 |  | 1083.4159 | 0 | 0 | 0 | 0
10.07. | 6 | 1077.5278 |  | 1077.5278 | 0 | 0 | 0 | 0
10.07. | 7 | 1071.6397 |  | 1071.6397 | 0 | 0 | 0 | 0
10.07. | 8 | 1069.677 |  | 1069.677 | 0 | 0 | 0 | 0
10.07. | 9 | 995.094 |  | 995.094 | 0 | 0 | 0 | 0
10.07. | 10 | 963.6906 |  | 963.6906 | 0 | 0 | 0 | 0
10.07. | 11 | 961.7279 |  | 961.7279 | 0 | 0 | 0 | 0
10.07. | 12 | 944.0635 |  | 944.0635 | 0 | 0 | 0 | 0
10.07. | 13 | 944.0635 |  | 944.0635 | 0 | 0 | 0 | 0
10.07. | 14 | 959.7652 |  | 959.7652 | 0 | 0 | 0 | 0
10.07. | 15 | 944.0635 |  | 944.0635 | 0 | 0 | 0 | 0
10.07. | 16 | 949.9516 |  | 949.9516 | 0 | 0 | 0 | 0
10.07. | 17 | 995.094 |  | 995.094 | 0 | 0 | 0 | 0
10.07. | 18 | 1000.9821 |  | 1000.9821 | 0 | 0 | 0 | 0
10.07. | 19 | 1057.9007 |  | 1057.9007 | 0 | 0 | 0 | 0
10.07. | 20 | 1089.3041 |  | 1089.3041 | 0 | 0 | 0 | 0
10.07. | 21 | 1103.043 |  | 1103.043 | 0 | 0 | 0 | 0
10.07. | 22 | 1093.2295 |  | 1093.2295 | 0 | 0 | 0 | 0
10.07. | 23 | 1087.3413 |  | 1087.3413 | 0 | 0 | 0 | 0
10.07. | 24 | 1085.3786 |  | 1085.3786 | 0 | 0 | 0 | 0
11.07. | 1 | 1083.4159 |  | 1083.4159 | 0 | 0 | 0 | 0
11.07. | 2 | 1087.3413 |  | 1087.3413 | 0 | 0 | 0 | 0
11.07. | 3 | 1079.4905 |  | 1079.4905 | 0 | 0 | 0 | 0
11.07. | 4 | 1087.3413 |  | 1087.3413 | 0 | 0 | 0 | 0
11.07. | 5 | 1101.0803 |  | 1101.0803 | 0 | 0 | 0 | 0
11.07. | 6 | 1108.9312 |  | 1108.9312 | 0 | 0 | 0 | 0
11.07. | 7 | 1083.4159 |  | 1083.4159 | 0 | 0 | 0 | 0
11.07. | 8 | 1081.4532 |  | 1081.4532 | 0 | 0 | 0 | 0
11.07. | 9 | 1038.2736 |  | 1038.2736 | 0 | 0 | 0 | 0
11.07. | 10 | 1006.8702 |  | 1006.8702 | 0 | 0 | 0 | 0
11.07. | 11 | 983.3177 |  | 983.3177 | 0 | 0 | 0 | 0
11.07. | 12 | 995.094 |  | 995.094 | 0 | 0 | 0 | 0
11.07. | 13 | 1002.9448 |  | 1002.9448 | 0 | 0 | 0 | 0
11.07. | 14 | 1000.9821 |  | 1000.9821 | 0 | 0 | 0 | 0
11.07. | 15 | 995.094 |  | 995.094 | 0 | 0 | 0 | 0
11.07. | 16 | 983.3177 |  | 983.3177 | 0 | 0 | 0 | 0
11.07. | 17 | 985.2804 |  | 985.2804 | 0 | 0 | 0 | 0
11.07. | 18 | 1006.8702 |  | 1006.8702 | 0 | 0 | 0 | 0
11.07. | 19 | 1030.4228 |  | 1030.4228 | 0 | 0 | 0 | 0
11.07. | 20 | 1091.2668 |  | 1091.2668 | 0 | 0 | 0 | 0
11.07. | 21 | 1105.0057 |  | 1105.0057 | 0 | 0 | 0 | 0
11.07. | 22 | 1079.4905 |  | 1079.4905 | 0 | 0 | 0 | 0
11.07. | 23 | 1061.8261 |  | 1061.8261 | 0 | 0 | 0 | 0
11.07. | 24 | 1059.8634 |  | 1059.8634 | 0 | 0 | 0 | 0
12.07. | 1 | 1075.5651 |  | 1075.5651 | 0 | 0 | 0 | 0
12.07. | 2 | 1067.7142 |  | 1067.7142 | 0 | 0 | 0 | 0
12.07. | 3 | 1061.8261 |  | 1061.8261 | 0 | 0 | 0 | 0
12.07. | 4 | 1002.9448 |  | 1002.9448 | 0 | 0 | 0 | 0
12.07. | 5 | 1002.9448 |  | 1002.9448 | 0 | 0 | 0 | 0
12.07. | 6 | 1038.2736 |  | 1038.2736 | 0 | 0 | 0 | 0
12.07. | 7 | 1008.8329 |  | 1008.8329 | 0 | 0 | 0 | 0
12.07. | 8 | 997.0567 |  | 997.0567 | 0 | 0 | 0 | 0
12.07. | 9 | 983.3177 |  | 983.3177 | 0 | 0 | 0 | 0
12.07. | 10 | 969.5787 |  | 969.5787 | 0 | 0 | 0 | 0
12.07. | 11 | 955.8398 |  | 955.8398 | 0 | 0 | 0 | 0
12.07. | 12 | 963.6906 |  | 963.6906 | 0 | 0 | 0 | 0
12.07. | 13 | 955.8398 |  | 955.8398 | 0 | 0 | 0 | 0
12.07. | 14 | 957.8025 |  | 957.8025 | 0 | 0 | 0 | 0
12.07. | 15 | 951.9143 |  | 951.9143 | 0 | 0 | 0 | 0
12.07. | 16 | 955.8398 |  | 955.8398 | 0 | 0 | 0 | 0
12.07. | 17 | 959.7652 |  | 959.7652 | 0 | 0 | 0 | 0
12.07. | 18 | 977.4296 |  | 977.4296 | 0 | 0 | 0 | 0
12.07. | 19 | 981.355 |  | 981.355 | 0 | 0 | 0 | 0
12.07. | 20 | 1014.7211 |  | 1014.7211 | 0 | 0 | 0 | 0
12.07. | 21 | 1095.1922 |  | 1095.1922 | 0 | 0 | 0 | 0
12.07. | 22 | 1095.1922 |  | 1095.1922 | 0 | 0 | 0 | 0
12.07. | 23 | 1091.2668 |  | 1091.2668 | 0 | 0 | 0 | 0
12.07. | 24 | 1093.2295 |  | 1093.2295 | 0 | 0 | 0 | 0
13.07. | 1 | 1101.0803 |  | 1101.0803 | 0 | 0 | 0 | 0
13.07. | 2 | 1091.2668 |  | 1091.2668 | 0 | 0 | 0 | 0
13.07. | 3 | 1069.677 |  | 1069.677 | 0 | 0 | 0 | 0
13.07. | 4 | 1083.4159 |  | 1083.4159 | 0 | 0 | 0 | 0
13.07. | 5 | 1081.4532 |  | 1081.4532 | 0 | 0 | 0 | 0
13.07. | 6 | 1079.4905 |  | 1079.4905 | 0 | 0 | 0 | 0
13.07. | 7 | 1026.4973 |  | 1026.4973 | 0 | 0 | 0 | 0
13.07. | 8 | 989.2058 |  | 989.2058 | 0 | 0 | 0 | 0
13.07. | 9 | 951.9143 |  | 951.9143 | 0 | 0 | 0 | 0
13.07. | 10 | 924.4364 |  | 924.4364 | 0 | 0 | 0 | 0
13.07. | 11 | 912.6602 |  | 912.6602 | 0 | 0 | 0 | 0
13.07. | 12 | 877.3314 |  | 877.3314 | 0 | 0 | 0 | 0
13.07. | 13 | 857.7043 |  | 857.7043 | 0 | 0 | 0 | 0
13.07. | 14 | 853.7788 |  | 853.7788 | 0 | 0 | 0 | 0
13.07. | 15 | 853.7788 |  | 853.7788 | 0 | 0 | 0 | 0
13.07. | 16 | 845.928 |  | 845.928 | 0 | 0 | 0 | 0
13.07. | 17 | 894.9958 |  | 894.9958 | 0 | 0 | 0 | 0
13.07. | 18 | 965.6533 |  | 965.6533 | 0 | 0 | 0 | 0
13.07. | 19 | 985.2804 |  | 985.2804 | 0 | 0 | 0 | 0
13.07. | 20 | 1036.3109 |  | 1036.3109 | 0 | 0 | 0 | 0
13.07. | 21 | 1073.6024 |  | 1073.6024 | 0 | 0 | 0 | 0
13.07. | 22 | 1069.677 |  | 1069.677 | 0 | 0 | 0 | 0
13.07. | 23 | 1063.7888 |  | 1063.7888 | 0 | 0 | 0 | 0
13.07. | 24 | 1067.7142 |  | 1067.7142 | 0 | 0 | 0 | 0
14.07. | 1 | 1069.677 |  | 1069.677 | 0 | 0 | 0 | 0
14.07. | 2 | 1034.3482 |  | 1034.3482 | 0 | 0 | 0 | 0
14.07. | 3 | 1016.6838 |  | 1016.6838 | 0 | 0 | 0 | 0
14.07. | 4 | 1028.46 |  | 1028.46 | 0 | 0 | 0 | 0
14.07. | 5 | 1028.46 |  | 1028.46 | 0 | 0 | 0 | 0
14.07. | 6 | 1022.5719 |  | 1022.5719 | 0 | 0 | 0 | 0
14.07. | 7 | 979.3923 |  | 979.3923 | 0 | 0 | 0 | 0
14.07. | 8 | 957.8025 |  | 957.8025 | 0 | 0 | 0 | 0
14.07. | 9 | 900.8839 |  | 900.8839 | 0 | 0 | 0 | 0
14.07. | 10 | 820.4128 |  | 820.4128 | 0 | 0 | 0 | 0
14.07. | 11 | 781.1586 |  | 781.1586 | 0 | 0 | 0 | 0
14.07. | 12 | 763.4942 |  | 763.4942 | 0 | 0 | 0 | 0
14.07. | 13 | 767.4196 |  | 767.4196 | 0 | 0 | 0 | 0
14.07. | 14 | 743.8671 |  | 743.8671 | 0 | 0 | 0 | 0
14.07. | 15 | 739.9417 |  | 739.9417 | 0 | 0 | 0 | 0
14.07. | 16 | 737.979 |  | 737.979 | 0 | 0 | 0 | 0
14.07. | 17 | 832.189 |  | 832.189 | 0 | 0 | 0 | 0
14.07. | 18 | 855.7416 |  | 855.7416 | 0 | 0 | 0 | 0
14.07. | 19 | 898.9212 |  | 898.9212 | 0 | 0 | 0 | 0
14.07. | 20 | 936.2127 |  | 936.2127 | 0 | 0 | 0 | 0
14.07. | 21 | 1022.5719 |  | 1022.5719 | 0 | 0 | 0 | 0
14.07. | 22 | 1022.5719 |  | 1022.5719 | 0 | 0 | 0 | 0
14.07. | 23 | 1000.9821 |  | 1000.9821 | 0 | 0 | 0 | 0
14.07. | 24 | 995.094 |  | 995.094 | 0 | 0 | 0 | 0
15.07. | 1 | 997.0567 |  | 997.0567 | 0 | 0 | 0 | 0
15.07. | 2 | 949.9516 |  | 949.9516 | 0 | 0 | 0 | 0
15.07. | 3 | 946.0262 |  | 946.0262 | 0 | 0 | 0 | 0
15.07. | 4 | 981.355 |  | 981.355 | 0 | 0 | 0 | 0
15.07. | 5 | 997.0567 |  | 997.0567 | 0 | 0 | 0 | 0
15.07. | 6 | 989.2058 |  | 989.2058 | 0 | 0 | 0 | 0
15.07. | 7 | 975.4669 |  | 975.4669 | 0 | 0 | 0 | 0
15.07. | 8 | 967.616 |  | 967.616 | 0 | 0 | 0 | 0
15.07. | 9 | 906.772 |  | 906.772 | 0 | 0 | 0 | 0
15.07. | 10 | 869.4805 |  | 869.4805 | 0 | 0 | 0 | 0
15.07. | 11 | 842.0026 |  | 842.0026 | 0 | 0 | 0 | 0
15.07. | 12 | 847.8907 |  | 847.8907 | 0 | 0 | 0 | 0
15.07. | 13 | 867.5178 |  | 867.5178 | 0 | 0 | 0 | 0
15.07. | 14 | 869.4805 |  | 869.4805 | 0 | 0 | 0 | 0
15.07. | 15 | 826.3009 |  | 826.3009 | 0 | 0 | 0 | 0
15.07. | 16 | 857.7043 |  | 857.7043 | 0 | 0 | 0 | 0
15.07. | 17 | 820.4128 |  | 820.4128 | 0 | 0 | 0 | 0
15.07. | 18 | 869.4805 |  | 869.4805 | 0 | 0 | 0 | 0
15.07. | 19 | 955.8398 |  | 955.8398 | 0 | 0 | 0 | 0
15.07. | 20 | 999.0194 |  | 999.0194 | 0 | 0 | 0 | 0
15.07. | 21 | 1079.4905 |  | 1079.4905 | 0 | 0 | 0 | 0
15.07. | 22 | 1081.4532 |  | 1081.4532 | 0 | 0 | 0 | 0
15.07. | 23 | 1073.6024 |  | 1073.6024 | 0 | 0 | 0 | 0
15.07. | 24 | 1059.8634 |  | 1059.8634 | 0 | 0 | 0 | 0
16.07. | 1 | 1048.0871 |  | 1048.0871 | 0 | 0 | 0 | 0
16.07. | 2 | 1044.1617 |  | 1044.1617 | 0 | 0 | 0 | 0
16.07. | 3 | 1040.2363 |  | 1040.2363 | 0 | 0 | 0 | 0
16.07. | 4 | 1026.4973 |  | 1026.4973 | 0 | 0 | 0 | 0
16.07. | 5 | 1046.1244 |  | 1046.1244 | 0 | 0 | 0 | 0
16.07. | 6 | 1016.6838 |  | 1016.6838 | 0 | 0 | 0 | 0
16.07. | 7 | 1014.7211 |  | 1014.7211 | 0 | 0 | 0 | 0
16.07. | 8 | 1014.7211 |  | 1014.7211 | 0 | 0 | 0 | 0
16.07. | 9 | 999.0194 |  | 999.0194 | 0 | 0 | 0 | 0
16.07. | 10 | 936.2127 |  | 936.2127 | 0 | 0 | 0 | 0
16.07. | 11 | 916.5856 |  | 916.5856 | 0 | 0 | 0 | 0
16.07. | 12 | 924.4364 |  | 924.4364 | 0 | 0 | 0 | 0
16.07. | 13 | 920.511 |  | 920.511 | 0 | 0 | 0 | 0
16.07. | 14 | 912.6602 |  | 912.6602 | 0 | 0 | 0 | 0
16.07. | 15 | 898.9212 |  | 898.9212 | 0 | 0 | 0 | 0
16.07. | 16 | 898.9212 |  | 898.9212 | 0 | 0 | 0 | 0
16.07. | 17 | 902.8466 |  | 902.8466 | 0 | 0 | 0 | 0
16.07. | 18 | 922.4737 |  | 922.4737 | 0 | 0 | 0 | 0
16.07. | 19 | 977.4296 |  | 977.4296 | 0 | 0 | 0 | 0
16.07. | 20 | 1024.5346 |  | 1024.5346 | 0 | 0 | 0 | 0
16.07. | 21 | 1089.3041 |  | 1089.3041 | 0 | 0 | 0 | 0
16.07. | 22 | 1065.7515 |  | 1065.7515 | 0 | 0 | 0 | 0
16.07. | 23 | 1040.2363 |  | 1040.2363 | 0 | 0 | 0 | 0
16.07. | 24 | 1083.4159 |  | 1083.4159 | 0 | 0 | 0 | 0
17.07. | 1 | 1083.4159 |  | 1083.4159 | 0 | 0 | 0 | 0
17.07. | 2 | 1099.1176 |  | 1099.1176 | 0 | 0 | 0 | 0
17.07. | 3 | 1112.8566 |  | 1112.8566 | 0 | 0 | 0 | 0
17.07. | 4 | 1126.5955 |  | 1126.5955 | 0 | 0 | 0 | 0
17.07. | 5 | 1101.0803 |  | 1101.0803 | 0 | 0 | 0 | 0
17.07. | 6 | 1073.6024 |  | 1073.6024 | 0 | 0 | 0 | 0
17.07. | 7 | 1079.4905 |  | 1079.4905 | 0 | 0 | 0 | 0
17.07. | 8 | 1097.1549 |  | 1097.1549 | 0 | 0 | 0 | 0
17.07. | 9 | 1077.5278 |  | 1077.5278 | 0 | 0 | 0 | 0
17.07. | 10 | 1063.7888 |  | 1063.7888 | 0 | 0 | 0 | 0
17.07. | 11 | 1018.6465 |  | 1018.6465 | 0 | 0 | 0 | 0
17.07. | 12 | 1016.6838 |  | 1016.6838 | 0 | 0 | 0 | 0
17.07. | 13 | 1030.4228 |  | 1030.4228 | 0 | 0 | 0 | 0
17.07. | 14 | 1038.2736 |  | 1038.2736 | 0 | 0 | 0 | 0
17.07. | 15 | 1026.4973 |  | 1026.4973 | 0 | 0 | 0 | 0
17.07. | 16 | 1020.6092 |  | 1020.6092 | 0 | 0 | 0 | 0
17.07. | 17 | 1038.2736 |  | 1038.2736 | 0 | 0 | 0 | 0
17.07. | 18 | 1052.0126 |  | 1052.0126 | 0 | 0 | 0 | 0
17.07. | 19 | 1126.5955 |  | 1126.5955 | 0 | 0 | 0 | 0
17.07. | 20 | 1122.6701 |  | 1122.6701 | 0 | 0 | 0 | 0
17.07. | 21 | 1116.782 |  | 1116.782 | 0 | 0 | 0 | 0
17.07. | 22 | 1114.8193 |  | 1114.8193 | 0 | 0 | 0 | 0
17.07. | 23 | 1108.9312 |  | 1108.9312 | 0 | 0 | 0 | 0
17.07. | 24 | 1108.9312 |  | 1108.9312 | 0 | 0 | 0 | 0
18.07. | 1 | 1106.9684 |  | 1106.9684 | 0 | 0 | 0 | 0
18.07. | 2 | 1103.043 |  | 1103.043 | 0 | 0 | 0 | 0
18.07. | 3 | 1101.0803 |  | 1101.0803 | 0 | 0 | 0 | 0
18.07. | 4 | 1099.1176 |  | 1099.1176 | 0 | 0 | 0 | 0
18.07. | 5 | 1099.1176 |  | 1099.1176 | 0 | 0 | 0 | 0
18.07. | 6 | 1097.1549 |  | 1097.1549 | 0 | 0 | 0 | 0
18.07. | 7 | 1097.1549 |  | 1097.1549 | 0 | 0 | 0 | 0
18.07. | 8 | 1099.1176 |  | 1099.1176 | 0 | 0 | 0 | 0
18.07. | 9 | 1073.6024 |  | 1073.6024 | 0 | 0 | 0 | 0
18.07. | 10 | 1081.4532 |  | 1081.4532 | 0 | 0 | 0 | 0
18.07. | 11 | 1061.8261 |  | 1061.8261 | 0 | 0 | 0 | 0
18.07. | 12 | 1055.938 |  | 1055.938 | 0 | 0 | 0 | 0
18.07. | 13 | 1053.9753 |  | 1053.9753 | 0 | 0 | 0 | 0
18.07. | 14 | 1057.9007 |  | 1057.9007 | 0 | 0 | 0 | 0
18.07. | 15 | 1044.1617 |  | 1044.1617 | 0 | 0 | 0 | 0
18.07. | 16 | 1044.1617 |  | 1044.1617 | 0 | 0 | 0 | 0
18.07. | 17 | 1071.6397 |  | 1071.6397 | 0 | 0 | 0 | 0
18.07. | 18 | 1032.3855 |  | 1032.3855 | 0 | 0 | 0 | 0
18.07. | 19 | 1079.4905 |  | 1079.4905 | 0 | 0 | 0 | 0
18.07. | 20 | 1089.3041 |  | 1089.3041 | 0 | 0 | 0 | 0
18.07. | 21 | 1103.043 |  | 1103.043 | 0 | 0 | 0 | 0
18.07. | 22 | 1105.0057 |  | 1105.0057 | 0 | 0 | 0 | 0
18.07. | 23 | 1093.2295 |  | 1093.2295 | 0 | 0 | 0 | 0
18.07. | 24 | 1099.1176 |  | 1099.1176 | 0 | 0 | 0 | 0
19.07. | 1 | 1089.3041 |  | 1089.3041 | 0 | 0 | 0 | 0
19.07. | 2 | 1085.3786 |  | 1085.3786 | 0 | 0 | 0 | 0
19.07. | 3 | 1083.4159 |  | 1083.4159 | 0 | 0 | 0 | 0
19.07. | 4 | 1079.4905 |  | 1079.4905 | 0 | 0 | 0 | 0
19.07. | 5 | 1087.3413 |  | 1087.3413 | 0 | 0 | 0 | 0
19.07. | 6 | 1087.3413 |  | 1087.3413 | 0 | 0 | 0 | 0
19.07. | 7 | 1085.3786 |  | 1085.3786 | 0 | 0 | 0 | 0
19.07. | 8 | 1081.4532 |  | 1081.4532 | 0 | 0 | 0 | 0
19.07. | 9 | 1081.4532 |  | 1081.4532 | 0 | 0 | 0 | 0
19.07. | 10 | 1071.6397 |  | 1071.6397 | 0 | 0 | 0 | 0
19.07. | 11 | 1034.3482 |  | 1034.3482 | 0 | 0 | 0 | 0
19.07. | 12 | 1014.7211 |  | 1014.7211 | 0 | 0 | 0 | 0
19.07. | 13 | 1020.6092 |  | 1020.6092 | 0 | 0 | 0 | 0
19.07. | 14 | 1022.5719 |  | 1022.5719 | 0 | 0 | 0 | 0
19.07. | 15 | 993.1313 |  | 993.1313 | 0 | 0 | 0 | 0
19.07. | 16 | 1000.9821 |  | 1000.9821 | 0 | 0 | 0 | 0
19.07. | 17 | 997.0567 |  | 997.0567 | 0 | 0 | 0 | 0
19.07. | 18 | 995.094 |  | 995.094 | 0 | 0 | 0 | 0
19.07. | 19 | 1053.9753 |  | 1053.9753 | 0 | 0 | 0 | 0
19.07. | 20 | 1065.7515 |  | 1065.7515 | 0 | 0 | 0 | 0
19.07. | 21 | 1065.7515 |  | 1065.7515 | 0 | 0 | 0 | 0
19.07. | 22 | 1038.2736 |  | 1038.2736 | 0 | 0 | 0 | 0
19.07. | 23 | 1010.7957 |  | 1010.7957 | 0 | 0 | 0 | 0
19.07. | 24 | 1002.9448 |  | 1002.9448 | 0 | 0 | 0 | 0
20.07. | 1 | 971.5415 |  | 971.5415 | 0 | 0 | 0 | 0
20.07. | 2 | 971.5415 |  | 971.5415 | 0 | 0 | 0 | 0
20.07. | 3 | 971.5415 |  | 971.5415 | 0 | 0 | 0 | 0
20.07. | 4 | 967.616 |  | 967.616 | 0 | 0 | 0 | 0
20.07. | 5 | 973.5042 |  | 973.5042 | 0 | 0 | 0 | 0
20.07. | 6 | 985.2804 |  | 985.2804 | 0 | 0 | 0 | 0
20.07. | 7 | 928.3618 |  | 928.3618 | 0 | 0 | 0 | 0
20.07. | 8 | 934.25 |  | 934.25 | 0 | 0 | 0 | 0
20.07. | 9 | 916.5856 |  | 916.5856 | 0 | 0 | 0 | 0
20.07. | 10 | 891.0703 |  | 891.0703 | 0 | 0 | 0 | 0
20.07. | 11 | 857.7043 |  | 857.7043 | 0 | 0 | 0 | 0
20.07. | 12 | 883.2195 |  | 883.2195 | 0 | 0 | 0 | 0
20.07. | 13 | 873.4059 |  | 873.4059 | 0 | 0 | 0 | 0
20.07. | 14 | 879.2941 |  | 879.2941 | 0 | 0 | 0 | 0
20.07. | 15 | 877.3314 |  | 877.3314 | 0 | 0 | 0 | 0
20.07. | 16 | 881.2568 |  | 881.2568 | 0 | 0 | 0 | 0
20.07. | 17 | 893.033 |  | 893.033 | 0 | 0 | 0 | 0
20.07. | 18 | 914.6229 |  | 914.6229 | 0 | 0 | 0 | 0
20.07. | 19 | 944.0635 |  | 944.0635 | 0 | 0 | 0 | 0
20.07. | 20 | 995.094 |  | 995.094 | 0 | 0 | 0 | 0
20.07. | 21 | 1053.9753 |  | 1053.9753 | 0 | 0 | 0 | 0
20.07. | 22 | 1032.3855 |  | 1032.3855 | 0 | 0 | 0 | 0
20.07. | 23 | 1036.3109 |  | 1036.3109 | 0 | 0 | 0 | 0
20.07. | 24 | 987.2431 |  | 987.2431 | 0 | 0 | 0 | 0
21.07. | 1 | 979.3923 |  | 979.3923 | 0 | 0 | 0 | 0
21.07. | 2 | 977.4296 |  | 977.4296 | 0 | 0 | 0 | 0
21.07. | 3 | 953.8771 |  | 953.8771 | 0 | 0 | 0 | 0
21.07. | 4 | 953.8771 |  | 953.8771 | 0 | 0 | 0 | 0
21.07. | 5 | 940.1381 |  | 940.1381 | 0 | 0 | 0 | 0
21.07. | 6 | 953.8771 |  | 953.8771 | 0 | 0 | 0 | 0
21.07. | 7 | 959.7652 |  | 959.7652 | 0 | 0 | 0 | 0
21.07. | 8 | 926.3991 |  | 926.3991 | 0 | 0 | 0 | 0
21.07. | 9 | 898.9212 |  | 898.9212 | 0 | 0 | 0 | 0
21.07. | 10 | 879.2941 |  | 879.2941 | 0 | 0 | 0 | 0
21.07. | 11 | 865.5551 |  | 865.5551 | 0 | 0 | 0 | 0
21.07. | 12 | 834.1518 |  | 834.1518 | 0 | 0 | 0 | 0
21.07. | 13 | 849.8534 |  | 849.8534 | 0 | 0 | 0 | 0
21.07. | 14 | 859.667 |  | 859.667 | 0 | 0 | 0 | 0
21.07. | 15 | 859.667 |  | 859.667 | 0 | 0 | 0 | 0
21.07. | 16 | 861.6297 |  | 861.6297 | 0 | 0 | 0 | 0
21.07. | 17 | 857.7043 |  | 857.7043 | 0 | 0 | 0 | 0
21.07. | 18 | 861.6297 |  | 861.6297 | 0 | 0 | 0 | 0
21.07. | 19 | 891.0703 |  | 891.0703 | 0 | 0 | 0 | 0
21.07. | 20 | 938.1754 |  | 938.1754 | 0 | 0 | 0 | 0
21.07. | 21 | 1018.6465 |  | 1018.6465 | 0 | 0 | 0 | 0
21.07. | 22 | 1020.6092 |  | 1020.6092 | 0 | 0 | 0 | 0
21.07. | 23 | 1022.5719 |  | 1022.5719 | 0 | 0 | 0 | 0
21.07. | 24 | 1053.9753 |  | 1053.9753 | 0 | 0 | 0 | 0
22.07. | 1 | 1067.7142 |  | 1067.7142 | 0 | 0 | 0 | 0
22.07. | 2 | 1055.938 |  | 1055.938 | 0 | 0 | 0 | 0
22.07. | 3 | 1030.4228 |  | 1030.4228 | 0 | 0 | 0 | 0
22.07. | 4 | 1022.5719 |  | 1022.5719 | 0 | 0 | 0 | 0
22.07. | 5 | 1044.1617 |  | 1044.1617 | 0 | 0 | 0 | 0
22.07. | 6 | 1050.0499 |  | 1050.0499 | 0 | 0 | 0 | 0
22.07. | 7 | 1044.1617 |  | 1044.1617 | 0 | 0 | 0 | 0
22.07. | 8 | 1018.6465 |  | 1018.6465 | 0 | 0 | 0 | 0
22.07. | 9 | 951.9143 |  | 951.9143 | 0 | 0 | 0 | 0
22.07. | 10 | 898.9212 |  | 898.9212 | 0 | 0 | 0 | 0
22.07. | 11 | 869.4805 |  | 869.4805 | 0 | 0 | 0 | 0
22.07. | 12 | 859.667 |  | 859.667 | 0 | 0 | 0 | 0
22.07. | 13 | 853.7788 |  | 853.7788 | 0 | 0 | 0 | 0
22.07. | 14 | 855.7416 |  | 855.7416 | 0 | 0 | 0 | 0
22.07. | 15 | 849.8534 |  | 849.8534 | 0 | 0 | 0 | 0
22.07. | 16 | 855.7416 |  | 855.7416 | 0 | 0 | 0 | 0
22.07. | 17 | 845.928 |  | 845.928 | 0 | 0 | 0 | 0
22.07. | 18 | 863.5924 |  | 863.5924 | 0 | 0 | 0 | 0
22.07. | 19 | 916.5856 |  | 916.5856 | 0 | 0 | 0 | 0
22.07. | 20 | 995.094 |  | 995.094 | 0 | 0 | 0 | 0
22.07. | 21 | 1048.0871 |  | 1048.0871 | 0 | 0 | 0 | 0
22.07. | 22 | 1067.7142 |  | 1067.7142 | 0 | 0 | 0 | 0
22.07. | 23 | 1065.7515 |  | 1065.7515 | 0 | 0 | 0 | 0
22.07. | 24 | 1057.9007 |  | 1057.9007 | 0 | 0 | 0 | 0
23.07. | 1 | 1048.0871 |  | 1048.0871 | 0 | 0 | 0 | 0
23.07. | 2 | 1022.5719 |  | 1022.5719 | 0 | 0 | 0 | 0
23.07. | 3 | 1022.5719 |  | 1022.5719 | 0 | 0 | 0 | 0
23.07. | 4 | 1028.46 |  | 1028.46 | 0 | 0 | 0 | 0
23.07. | 5 | 1020.6092 |  | 1020.6092 | 0 | 0 | 0 | 0
23.07. | 6 | 1050.0499 |  | 1050.0499 | 0 | 0 | 0 | 0
23.07. | 7 | 1048.0871 |  | 1048.0871 | 0 | 0 | 0 | 0
23.07. | 8 | 1057.9007 |  | 1057.9007 | 0 | 0 | 0 | 0
23.07. | 9 | 991.1685 |  | 991.1685 | 0 | 0 | 0 | 0
23.07. | 10 | 942.1008 |  | 942.1008 | 0 | 0 | 0 | 0
23.07. | 11 | 938.1754 |  | 938.1754 | 0 | 0 | 0 | 0
23.07. | 12 | 944.0635 |  | 944.0635 | 0 | 0 | 0 | 0
23.07. | 13 | 942.1008 |  | 942.1008 | 0 | 0 | 0 | 0
23.07. | 14 | 953.8771 |  | 953.8771 | 0 | 0 | 0 | 0
23.07. | 15 | 940.1381 |  | 940.1381 | 0 | 0 | 0 | 0
23.07. | 16 | 944.0635 |  | 944.0635 | 0 | 0 | 0 | 0
23.07. | 17 | 946.0262 |  | 946.0262 | 0 | 0 | 0 | 0
23.07. | 18 | 926.3991 |  | 926.3991 | 0 | 0 | 0 | 0
23.07. | 19 | 938.1754 |  | 938.1754 | 0 | 0 | 0 | 0
23.07. | 20 | 1028.46 |  | 1028.46 | 0 | 0 | 0 | 0
23.07. | 21 | 1067.7142 |  | 1067.7142 | 0 | 0 | 0 | 0
23.07. | 22 | 1081.4532 |  | 1081.4532 | 0 | 0 | 0 | 0
23.07. | 23 | 1077.5278 |  | 1077.5278 | 0 | 0 | 0 | 0
23.07. | 24 | 987.2431 |  | 987.2431 | 0 | 0 | 0 | 0
24.07. | 1 | 965.6533 |  | 965.6533 | 0 | 0 | 0 | 0
24.07. | 2 | 951.9143 |  | 951.9143 | 0 | 0 | 0 | 0
24.07. | 3 | 947.9889 |  | 947.9889 | 0 | 0 | 0 | 0
24.07. | 4 | 930.3245 |  | 930.3245 | 0 | 0 | 0 | 0
24.07. | 5 | 918.5483 |  | 918.5483 | 0 | 0 | 0 | 0
24.07. | 6 | 924.4364 |  | 924.4364 | 0 | 0 | 0 | 0
24.07. | 7 | 932.2873 |  | 932.2873 | 0 | 0 | 0 | 0
24.07. | 8 | 953.8771 |  | 953.8771 | 0 | 0 | 0 | 0
24.07. | 9 | 894.9958 |  | 894.9958 | 0 | 0 | 0 | 0
24.07. | 10 | 871.4432 |  | 871.4432 | 0 | 0 | 0 | 0
24.07. | 11 | 859.667 |  | 859.667 | 0 | 0 | 0 | 0
24.07. | 12 | 863.5924 |  | 863.5924 | 0 | 0 | 0 | 0
24.07. | 13 | 849.8534 |  | 849.8534 | 0 | 0 | 0 | 0
24.07. | 14 | 840.0399 |  | 840.0399 | 0 | 0 | 0 | 0
24.07. | 15 | 840.0399 |  | 840.0399 | 0 | 0 | 0 | 0
24.07. | 16 | 845.928 |  | 845.928 | 0 | 0 | 0 | 0
24.07. | 17 | 847.8907 |  | 847.8907 | 0 | 0 | 0 | 0
24.07. | 18 | 851.8161 |  | 851.8161 | 0 | 0 | 0 | 0
24.07. | 19 | 924.4364 |  | 924.4364 | 0 | 0 | 0 | 0
24.07. | 20 | 973.5042 |  | 973.5042 | 0 | 0 | 0 | 0
24.07. | 21 | 983.3177 |  | 983.3177 | 0 | 0 | 0 | 0
24.07. | 22 | 1008.8329 |  | 1008.8329 | 0 | 0 | 0 | 0
24.07. | 23 | 1014.7211 |  | 1014.7211 | 0 | 0 | 0 | 0
24.07. | 24 | 999.0194 |  | 999.0194 | 0 | 0 | 0 | 0
25.07. | 1 | 991.1685 |  | 991.1685 | 0 | 0 | 0 | 0
25.07. | 2 | 991.1685 |  | 991.1685 | 0 | 0 | 0 | 0
25.07. | 3 | 985.2804 |  | 985.2804 | 0 | 0 | 0 | 0
25.07. | 4 | 979.3923 |  | 979.3923 | 0 | 0 | 0 | 0
25.07. | 5 | 997.0567 |  | 997.0567 | 0 | 0 | 0 | 0
25.07. | 6 | 1000.9821 |  | 1000.9821 | 0 | 0 | 0 | 0
25.07. | 7 | 993.1313 |  | 993.1313 | 0 | 0 | 0 | 0
25.07. | 8 | 993.1313 |  | 993.1313 | 0 | 0 | 0 | 0
25.07. | 9 | 922.4737 |  | 922.4737 | 0 | 0 | 0 | 0
25.07. | 10 | 914.6229 |  | 914.6229 | 0 | 0 | 0 | 0
25.07. | 11 | 881.2568 |  | 881.2568 | 0 | 0 | 0 | 0
25.07. | 12 | 863.5924 |  | 863.5924 | 0 | 0 | 0 | 0
25.07. | 13 | 865.5551 |  | 865.5551 | 0 | 0 | 0 | 0
25.07. | 14 | 869.4805 |  | 869.4805 | 0 | 0 | 0 | 0
25.07. | 15 | 871.4432 |  | 871.4432 | 0 | 0 | 0 | 0
25.07. | 16 | 869.4805 |  | 869.4805 | 0 | 0 | 0 | 0
25.07. | 17 | 877.3314 |  | 877.3314 | 0 | 0 | 0 | 0
25.07. | 18 | 891.0703 |  | 891.0703 | 0 | 0 | 0 | 0
25.07. | 19 | 914.6229 |  | 914.6229 | 0 | 0 | 0 | 0
25.07. | 20 | 981.355 |  | 981.355 | 0 | 0 | 0 | 0
25.07. | 21 | 1004.9075 |  | 1004.9075 | 0 | 0 | 0 | 0
25.07. | 22 | 1000.9821 |  | 1000.9821 | 0 | 0 | 0 | 0
25.07. | 23 | 1020.6092 |  | 1020.6092 | 0 | 0 | 0 | 0
25.07. | 24 | 1050.0499 |  | 1050.0499 | 0 | 0 | 0 | 0
26.07. | 1 | 1059.8634 |  | 1059.8634 | 0 | 0 | 0 | 0
26.07. | 2 | 1059.8634 |  | 1059.8634 | 0 | 0 | 0 | 0
26.07. | 3 | 1053.9753 |  | 1053.9753 | 0 | 0 | 0 | 0
26.07. | 4 | 1034.3482 |  | 1034.3482 | 0 | 0 | 0 | 0
26.07. | 5 | 1032.3855 |  | 1032.3855 | 0 | 0 | 0 | 0
26.07. | 6 | 1034.3482 |  | 1034.3482 | 0 | 0 | 0 | 0
26.07. | 7 | 1044.1617 |  | 1044.1617 | 0 | 0 | 0 | 0
26.07. | 8 | 1034.3482 |  | 1034.3482 | 0 | 0 | 0 | 0
26.07. | 9 | 991.1685 |  | 991.1685 | 0 | 0 | 0 | 0
26.07. | 10 | 922.4737 |  | 922.4737 | 0 | 0 | 0 | 0
26.07. | 11 | 930.3245 |  | 930.3245 | 0 | 0 | 0 | 0
26.07. | 12 | 914.6229 |  | 914.6229 | 0 | 0 | 0 | 0
26.07. | 13 | 914.6229 |  | 914.6229 | 0 | 0 | 0 | 0
26.07. | 14 | 918.5483 |  | 918.5483 | 0 | 0 | 0 | 0
26.07. | 15 | 875.3687 |  | 875.3687 | 0 | 0 | 0 | 0
26.07. | 16 | 843.9653 |  | 843.9653 | 0 | 0 | 0 | 0
26.07. | 17 | 857.7043 |  | 857.7043 | 0 | 0 | 0 | 0
26.07. | 18 | 863.5924 |  | 863.5924 | 0 | 0 | 0 | 0
26.07. | 19 | 891.0703 |  | 891.0703 | 0 | 0 | 0 | 0
26.07. | 20 | 989.2058 |  | 989.2058 | 0 | 0 | 0 | 0
26.07. | 21 | 997.0567 |  | 997.0567 | 0 | 0 | 0 | 0
26.07. | 22 | 1020.6092 |  | 1020.6092 | 0 | 0 | 0 | 0
26.07. | 23 | 1032.3855 |  | 1032.3855 | 0 | 0 | 0 | 0
26.07. | 24 | 1024.5346 |  | 1024.5346 | 0 | 0 | 0 | 0
27.07. | 1 | 1022.5719 |  | 1022.5719 | 0 | 0 | 0 | 0
27.07. | 2 | 1018.6465 |  | 1018.6465 | 0 | 0 | 0 | 0
27.07. | 3 | 1016.6838 |  | 1016.6838 | 0 | 0 | 0 | 0
27.07. | 4 | 1014.7211 |  | 1014.7211 | 0 | 0 | 0 | 0
27.07. | 5 | 1018.6465 |  | 1018.6465 | 0 | 0 | 0 | 0
27.07. | 6 | 1024.5346 |  | 1024.5346 | 0 | 0 | 0 | 0
27.07. | 7 | 1016.6838 |  | 1016.6838 | 0 | 0 | 0 | 0
27.07. | 8 | 1016.6838 |  | 1016.6838 | 0 | 0 | 0 | 0
27.07. | 9 | 975.4669 |  | 975.4669 | 0 | 0 | 0 | 0
27.07. | 10 | 936.2127 |  | 936.2127 | 0 | 0 | 0 | 0
27.07. | 11 | 916.5856 |  | 916.5856 | 0 | 0 | 0 | 0
27.07. | 12 | 910.6974 |  | 910.6974 | 0 | 0 | 0 | 0
27.07. | 13 | 916.5856 |  | 916.5856 | 0 | 0 | 0 | 0
27.07. | 14 | 904.8093 |  | 904.8093 | 0 | 0 | 0 | 0
27.07. | 15 | 904.8093 |  | 904.8093 | 0 | 0 | 0 | 0
27.07. | 16 | 908.7347 |  | 908.7347 | 0 | 0 | 0 | 0
27.07. | 17 | 906.772 |  | 906.772 | 0 | 0 | 0 | 0
27.07. | 18 | 936.2127 |  | 936.2127 | 0 | 0 | 0 | 0
27.07. | 19 | 930.3245 |  | 930.3245 | 0 | 0 | 0 | 0
27.07. | 20 | 1006.8702 |  | 1006.8702 | 0 | 0 | 0 | 0
27.07. | 21 | 1016.6838 |  | 1016.6838 | 0 | 0 | 0 | 0
27.07. | 22 | 1026.4973 |  | 1026.4973 | 0 | 0 | 0 | 0
27.07. | 23 | 1024.5346 |  | 1024.5346 | 0 | 0 | 0 | 0
27.07. | 24 | 1018.6465 |  | 1018.6465 | 0 | 0 | 0 | 0
28.07. | 1 | 1008.8329 |  | 1008.8329 | 0 | 0 | 0 | 0
28.07. | 2 | 993.1313 |  | 993.1313 | 0 | 0 | 0 | 0
28.07. | 3 | 1004.9075 |  | 1004.9075 | 0 | 0 | 0 | 0
28.07. | 4 | 1028.46 |  | 1028.46 | 0 | 0 | 0 | 0
28.07. | 5 | 1040.2363 |  | 1040.2363 | 0 | 0 | 0 | 0
28.07. | 6 | 1038.2736 |  | 1038.2736 | 0 | 0 | 0 | 0
28.07. | 7 | 1018.6465 |  | 1018.6465 | 0 | 0 | 0 | 0
28.07. | 8 | 983.3177 |  | 983.3177 | 0 | 0 | 0 | 0
28.07. | 9 | 953.8771 |  | 953.8771 | 0 | 0 | 0 | 0
28.07. | 10 | 908.7347 |  | 908.7347 | 0 | 0 | 0 | 0
28.07. | 11 | 867.5178 |  | 867.5178 | 0 | 0 | 0 | 0
28.07. | 12 | 828.2636 |  | 828.2636 | 0 | 0 | 0 | 0
28.07. | 13 | 814.5246 |  | 814.5246 | 0 | 0 | 0 | 0
28.07. | 14 | 804.7111 |  | 804.7111 | 0 | 0 | 0 | 0
28.07. | 15 | 792.9348 |  | 792.9348 | 0 | 0 | 0 | 0
28.07. | 16 | 806.6738 |  | 806.6738 | 0 | 0 | 0 | 0
28.07. | 17 | 840.0399 |  | 840.0399 | 0 | 0 | 0 | 0
28.07. | 18 | 900.8839 |  | 900.8839 | 0 | 0 | 0 | 0
28.07. | 19 | 908.7347 |  | 908.7347 | 0 | 0 | 0 | 0
28.07. | 20 | 967.616 |  | 967.616 | 0 | 0 | 0 | 0
28.07. | 21 | 1059.8634 |  | 1059.8634 | 0 | 0 | 0 | 0
28.07. | 22 | 1053.9753 |  | 1053.9753 | 0 | 0 | 0 | 0
28.07. | 23 | 1034.3482 |  | 1034.3482 | 0 | 0 | 0 | 0
28.07. | 24 | 1042.199 |  | 1042.199 | 0 | 0 | 0 | 0
29.07. | 1 | 1036.3109 |  | 1036.3109 | 0 | 0 | 0 | 0
29.07. | 2 | 1030.4228 |  | 1030.4228 | 0 | 0 | 0 | 0
29.07. | 3 | 1028.46 |  | 1028.46 | 0 | 0 | 0 | 0
29.07. | 4 | 1018.6465 |  | 1018.6465 | 0 | 0 | 0 | 0
29.07. | 5 | 1028.46 |  | 1028.46 | 0 | 0 | 0 | 0
29.07. | 6 | 1030.4228 |  | 1030.4228 | 0 | 0 | 0 | 0
29.07. | 7 | 1024.5346 |  | 1024.5346 | 0 | 0 | 0 | 0
29.07. | 8 | 1012.7584 |  | 1012.7584 | 0 | 0 | 0 | 0
29.07. | 9 | 1024.5346 |  | 1024.5346 | 0 | 0 | 0 | 0
29.07. | 10 | 942.1008 |  | 942.1008 | 0 | 0 | 0 | 0
29.07. | 11 | 924.4364 |  | 924.4364 | 0 | 0 | 0 | 0
29.07. | 12 | 883.2195 |  | 883.2195 | 0 | 0 | 0 | 0
29.07. | 13 | 904.8093 |  | 904.8093 | 0 | 0 | 0 | 0
29.07. | 14 | 898.9212 |  | 898.9212 | 0 | 0 | 0 | 0
29.07. | 15 | 894.9958 |  | 894.9958 | 0 | 0 | 0 | 0
29.07. | 16 | 900.8839 |  | 900.8839 | 0 | 0 | 0 | 0
29.07. | 17 | 922.4737 |  | 922.4737 | 0 | 0 | 0 | 0
29.07. | 18 | 938.1754 |  | 938.1754 | 0 | 0 | 0 | 0
29.07. | 19 | 1014.7211 |  | 1014.7211 | 0 | 0 | 0 | 0
29.07. | 20 | 1044.1617 |  | 1044.1617 | 0 | 0 | 0 | 0
29.07. | 21 | 1065.7515 |  | 1065.7515 | 0 | 0 | 0 | 0
29.07. | 22 | 1075.5651 |  | 1075.5651 | 0 | 0 | 0 | 0
29.07. | 23 | 1073.6024 |  | 1073.6024 | 0 | 0 | 0 | 0
29.07. | 24 | 1073.6024 |  | 1073.6024 | 0 | 0 | 0 | 0
30.07. | 1 | 1069.677 |  | 1069.677 | 0 | 0 | 0 | 0
30.07. | 2 | 1071.6397 |  | 1071.6397 | 0 | 0 | 0 | 0
30.07. | 3 | 1053.9753 |  | 1053.9753 | 0 | 0 | 0 | 0
30.07. | 4 | 1069.677 |  | 1069.677 | 0 | 0 | 0 | 0
30.07. | 5 | 1075.5651 |  | 1075.5651 | 0 | 0 | 0 | 0
30.07. | 6 | 1071.6397 |  | 1071.6397 | 0 | 0 | 0 | 0
30.07. | 7 | 1067.7142 |  | 1067.7142 | 0 | 0 | 0 | 0
30.07. | 8 | 1028.46 |  | 1028.46 | 0 | 0 | 0 | 0
30.07. | 9 | 1000.9821 |  | 1000.9821 | 0 | 0 | 0 | 0
30.07. | 10 | 930.3245 |  | 930.3245 | 0 | 0 | 0 | 0
30.07. | 11 | 918.5483 |  | 918.5483 | 0 | 0 | 0 | 0
30.07. | 12 | 910.6974 |  | 910.6974 | 0 | 0 | 0 | 0
30.07. | 13 | 910.6974 |  | 910.6974 | 0 | 0 | 0 | 0
30.07. | 14 | 906.772 |  | 906.772 | 0 | 0 | 0 | 0
30.07. | 15 | 894.9958 |  | 894.9958 | 0 | 0 | 0 | 0
30.07. | 16 | 887.1449 |  | 887.1449 | 0 | 0 | 0 | 0
30.07. | 17 | 904.8093 |  | 904.8093 | 0 | 0 | 0 | 0
30.07. | 18 | 904.8093 |  | 904.8093 | 0 | 0 | 0 | 0
30.07. | 19 | 951.9143 |  | 951.9143 | 0 | 0 | 0 | 0
30.07. | 20 | 979.3923 |  | 979.3923 | 0 | 0 | 0 | 0
30.07. | 21 | 1010.7957 |  | 1010.7957 | 0 | 0 | 0 | 0
30.07. | 22 | 1022.5719 |  | 1022.5719 | 0 | 0 | 0 | 0
30.07. | 23 | 1020.6092 |  | 1020.6092 | 0 | 0 | 0 | 0
30.07. | 24 | 971.5415 |  | 971.5415 | 0 | 0 | 0 | 0
31.07. | 1 | 973.5042 |  | 973.5042 | 0 | 0 | 0 | 0
31.07. | 2 | 949.9516 |  | 949.9516 | 0 | 0 | 0 | 0
31.07. | 3 | 946.0262 |  | 946.0262 | 0 | 0 | 0 | 0
31.07. | 4 | 944.0635 |  | 944.0635 | 0 | 0 | 0 | 0
31.07. | 5 | 942.1008 |  | 942.1008 | 0 | 0 | 0 | 0
31.07. | 6 | 938.1754 |  | 938.1754 | 0 | 0 | 0 | 0
31.07. | 7 | 944.0635 |  | 944.0635 | 0 | 0 | 0 | 0
31.07. | 8 | 973.5042 |  | 973.5042 | 0 | 0 | 0 | 0
31.07. | 9 | 955.8398 |  | 955.8398 | 0 | 0 | 0 | 0
31.07. | 10 | 891.0703 |  | 891.0703 | 0 | 0 | 0 | 0
31.07. | 11 | 898.9212 |  | 898.9212 | 0 | 0 | 0 | 0
31.07. | 12 | 871.4432 |  | 871.4432 | 0 | 0 | 0 | 0
31.07. | 13 | 845.928 |  | 845.928 | 0 | 0 | 0 | 0
31.07. | 14 | 865.5551 |  | 865.5551 | 0 | 0 | 0 | 0
31.07. | 15 | 863.5924 |  | 863.5924 | 0 | 0 | 0 | 0
31.07. | 16 | 875.3687 |  | 875.3687 | 0 | 0 | 0 | 0
31.07. | 17 | 875.3687 |  | 875.3687 | 0 | 0 | 0 | 0
31.07. | 18 | 869.4805 |  | 869.4805 | 0 | 0 | 0 | 0
31.07. | 19 | 953.8771 |  | 953.8771 | 0 | 0 | 0 | 0
31.07. | 20 | 987.2431 |  | 987.2431 | 0 | 0 | 0 | 0
31.07. | 21 | 1016.6838 |  | 1016.6838 | 0 | 0 | 0 | 0
31.07. | 22 | 1022.5719 |  | 1022.5719 | 0 | 0 | 0 | 0
31.07. | 23 | 1002.9448 |  | 1002.9448 | 0 | 0 | 0 | 0
31.07. | 24 | 1000.9821 |  | 1000.9821 | 0 | 0 | 0 | 0
01.08. | 1 | 993.1313 |  | 993.1313 | 0 | 0 | 0 | 0
01.08. | 2 | 993.1313 |  | 993.1313 | 0 | 0 | 0 | 0
01.08. | 3 | 991.1685 |  | 991.1685 | 0 | 0 | 0 | 0
01.08. | 4 | 985.2804 |  | 985.2804 | 0 | 0 | 0 | 0
01.08. | 5 | 977.4296 |  | 977.4296 | 0 | 0 | 0 | 0
01.08. | 6 | 985.2804 |  | 985.2804 | 0 | 0 | 0 | 0
01.08. | 7 | 991.1685 |  | 991.1685 | 0 | 0 | 0 | 0
01.08. | 8 | 975.4669 |  | 975.4669 | 0 | 0 | 0 | 0
01.08. | 9 | 949.9516 |  | 949.9516 | 0 | 0 | 0 | 0
01.08. | 10 | 928.3618 |  | 928.3618 | 0 | 0 | 0 | 0
01.08. | 11 | 914.6229 |  | 914.6229 | 0 | 0 | 0 | 0
01.08. | 12 | 867.5178 |  | 867.5178 | 0 | 0 | 0 | 0
01.08. | 13 | 863.5924 |  | 863.5924 | 0 | 0 | 0 | 0
01.08. | 14 | 806.6738 |  | 806.6738 | 0 | 0 | 0 | 0
01.08. | 15 | 806.6738 |  | 806.6738 | 0 | 0 | 0 | 0
01.08. | 16 | 834.1518 |  | 834.1518 | 0 | 0 | 0 | 0
01.08. | 17 | 845.928 |  | 845.928 | 0 | 0 | 0 | 0
01.08. | 18 | 867.5178 |  | 867.5178 | 0 | 0 | 0 | 0
01.08. | 19 | 900.8839 |  | 900.8839 | 0 | 0 | 0 | 0
01.08. | 20 | 938.1754 |  | 938.1754 | 0 | 0 | 0 | 0
01.08. | 21 | 991.1685 |  | 991.1685 | 0 | 0 | 0 | 0
01.08. | 22 | 995.094 |  | 995.094 | 0 | 0 | 0 | 0
01.08. | 23 | 951.9143 |  | 951.9143 | 0 | 0 | 0 | 0
01.08. | 24 | 942.1008 |  | 942.1008 | 0 | 0 | 0 | 0
02.08. | 1 | 930.3245 |  | 930.3245 | 0 | 0 | 0 | 0
02.08. | 2 | 932.2873 |  | 932.2873 | 0 | 0 | 0 | 0
02.08. | 3 | 946.0262 |  | 946.0262 | 0 | 0 | 0 | 0
02.08. | 4 | 973.5042 |  | 973.5042 | 0 | 0 | 0 | 0
02.08. | 5 | 985.2804 |  | 985.2804 | 0 | 0 | 0 | 0
02.08. | 6 | 967.616 |  | 967.616 | 0 | 0 | 0 | 0
02.08. | 7 | 940.1381 |  | 940.1381 | 0 | 0 | 0 | 0
02.08. | 8 | 918.5483 |  | 918.5483 | 0 | 0 | 0 | 0
02.08. | 9 | 900.8839 |  | 900.8839 | 0 | 0 | 0 | 0
02.08. | 10 | 822.3755 |  | 822.3755 | 0 | 0 | 0 | 0
02.08. | 11 | 798.823 |  | 798.823 | 0 | 0 | 0 | 0
02.08. | 12 | 802.7484 |  | 802.7484 | 0 | 0 | 0 | 0
02.08. | 13 | 800.7857 |  | 800.7857 | 0 | 0 | 0 | 0
02.08. | 14 | 802.7484 |  | 802.7484 | 0 | 0 | 0 | 0
02.08. | 15 | 789.0094 |  | 789.0094 | 0 | 0 | 0 | 0
02.08. | 16 | 783.1213 |  | 783.1213 | 0 | 0 | 0 | 0
02.08. | 17 | 798.823 |  | 798.823 | 0 | 0 | 0 | 0
02.08. | 18 | 838.0772 |  | 838.0772 | 0 | 0 | 0 | 0
02.08. | 19 | 869.4805 |  | 869.4805 | 0 | 0 | 0 | 0
02.08. | 20 | 938.1754 |  | 938.1754 | 0 | 0 | 0 | 0
02.08. | 21 | 963.6906 |  | 963.6906 | 0 | 0 | 0 | 0
02.08. | 22 | 965.6533 |  | 965.6533 | 0 | 0 | 0 | 0
02.08. | 23 | 961.7279 |  | 961.7279 | 0 | 0 | 0 | 0
02.08. | 24 | 944.0635 |  | 944.0635 | 0 | 0 | 0 | 0
03.08. | 1 | 942.1008 |  | 942.1008 | 0 | 0 | 0 | 0
03.08. | 2 | 944.0635 |  | 944.0635 | 0 | 0 | 0 | 0
03.08. | 3 | 957.8025 |  | 957.8025 | 0 | 0 | 0 | 0
03.08. | 4 | 967.616 |  | 967.616 | 0 | 0 | 0 | 0
03.08. | 5 | 965.6533 |  | 965.6533 | 0 | 0 | 0 | 0
03.08. | 6 | 977.4296 |  | 977.4296 | 0 | 0 | 0 | 0
03.08. | 7 | 944.0635 |  | 944.0635 | 0 | 0 | 0 | 0
03.08. | 8 | 865.5551 |  | 865.5551 | 0 | 0 | 0 | 0
03.08. | 9 | 843.9653 |  | 843.9653 | 0 | 0 | 0 | 0
03.08. | 10 | 794.8975 |  | 794.8975 | 0 | 0 | 0 | 0
03.08. | 11 | 755.6433 |  | 755.6433 | 0 | 0 | 0 | 0
03.08. | 12 | 751.7179 |  | 751.7179 | 0 | 0 | 0 | 0
03.08. | 13 | 759.5688 |  | 759.5688 | 0 | 0 | 0 | 0
03.08. | 14 | 773.3077 |  | 773.3077 | 0 | 0 | 0 | 0
03.08. | 15 | 763.4942 |  | 763.4942 | 0 | 0 | 0 | 0
03.08. | 16 | 796.8603 |  | 796.8603 | 0 | 0 | 0 | 0
03.08. | 17 | 842.0026 |  | 842.0026 | 0 | 0 | 0 | 0
03.08. | 18 | 867.5178 |  | 867.5178 | 0 | 0 | 0 | 0
03.08. | 19 | 902.8466 |  | 902.8466 | 0 | 0 | 0 | 0
03.08. | 20 | 932.2873 |  | 932.2873 | 0 | 0 | 0 | 0
03.08. | 21 | 1012.7584 |  | 1012.7584 | 0 | 0 | 0 | 0
03.08. | 22 | 989.2058 |  | 989.2058 | 0 | 0 | 0 | 0
03.08. | 23 | 947.9889 |  | 947.9889 | 0 | 0 | 0 | 0
03.08. | 24 | 977.4296 |  | 977.4296 | 0 | 0 | 0 | 0
04.08. | 1 | 973.5042 |  | 973.5042 | 0 | 0 | 0 | 0
04.08. | 2 | 969.5787 |  | 969.5787 | 0 | 0 | 0 | 0
04.08. | 3 | 967.616 |  | 967.616 | 0 | 0 | 0 | 0
04.08. | 4 | 973.5042 |  | 973.5042 | 0 | 0 | 0 | 0
04.08. | 5 | 953.8771 |  | 953.8771 | 0 | 0 | 0 | 0
04.08. | 6 | 930.3245 |  | 930.3245 | 0 | 0 | 0 | 0
04.08. | 7 | 928.3618 |  | 928.3618 | 0 | 0 | 0 | 0
04.08. | 8 | 912.6602 |  | 912.6602 | 0 | 0 | 0 | 0
04.08. | 9 | 914.6229 |  | 914.6229 | 0 | 0 | 0 | 0
04.08. | 10 | 879.2941 |  | 879.2941 | 0 | 0 | 0 | 0
04.08. | 11 | 849.8534 |  | 849.8534 | 0 | 0 | 0 | 0
04.08. | 12 | 830.2263 |  | 830.2263 | 0 | 0 | 0 | 0
04.08. | 13 | 840.0399 |  | 840.0399 | 0 | 0 | 0 | 0
04.08. | 14 | 834.1518 |  | 834.1518 | 0 | 0 | 0 | 0
04.08. | 15 | 765.4569 |  | 765.4569 | 0 | 0 | 0 | 0
04.08. | 16 | 783.1213 |  | 783.1213 | 0 | 0 | 0 | 0
04.08. | 17 | 794.8975 |  | 794.8975 | 0 | 0 | 0 | 0
04.08. | 18 | 814.5246 |  | 814.5246 | 0 | 0 | 0 | 0
04.08. | 19 | 859.667 |  | 859.667 | 0 | 0 | 0 | 0
04.08. | 20 | 932.2873 |  | 932.2873 | 0 | 0 | 0 | 0
04.08. | 21 | 946.0262 |  | 946.0262 | 0 | 0 | 0 | 0
04.08. | 22 | 942.1008 |  | 942.1008 | 0 | 0 | 0 | 0
04.08. | 23 | 940.1381 |  | 940.1381 | 0 | 0 | 0 | 0
04.08. | 24 | 953.8771 |  | 953.8771 | 0 | 0 | 0 | 0
05.08. | 1 | 930.3245 |  | 930.3245 | 0 | 0 | 0 | 0
05.08. | 2 | 926.3991 |  | 926.3991 | 0 | 0 | 0 | 0
05.08. | 3 | 906.772 |  | 906.772 | 0 | 0 | 0 | 0
05.08. | 4 | 906.772 |  | 906.772 | 0 | 0 | 0 | 0
05.08. | 5 | 904.8093 |  | 904.8093 | 0 | 0 | 0 | 0
05.08. | 6 | 896.9585 |  | 896.9585 | 0 | 0 | 0 | 0
05.08. | 7 | 883.2195 |  | 883.2195 | 0 | 0 | 0 | 0
05.08. | 8 | 802.7484 |  | 802.7484 | 0 | 0 | 0 | 0
05.08. | 9 | 783.1213 |  | 783.1213 | 0 | 0 | 0 | 0
05.08. | 10 | 737.979 |  | 737.979 | 0 | 0 | 0 | 0
05.08. | 11 | 757.6061 |  | 757.6061 | 0 | 0 | 0 | 0
05.08. | 12 | 739.9417 |  | 739.9417 | 0 | 0 | 0 | 0
05.08. | 13 | 726.2027 |  | 726.2027 | 0 | 0 | 0 | 0
05.08. | 14 | 757.6061 |  | 757.6061 | 0 | 0 | 0 | 0
05.08. | 15 | 737.979 |  | 737.979 | 0 | 0 | 0 | 0
05.08. | 16 | 775.2704 |  | 775.2704 | 0 | 0 | 0 | 0
05.08. | 17 | 739.9417 |  | 739.9417 | 0 | 0 | 0 | 0
05.08. | 18 | 739.9417 |  | 739.9417 | 0 | 0 | 0 | 0
05.08. | 19 | 828.2636 |  | 828.2636 | 0 | 0 | 0 | 0
05.08. | 20 | 924.4364 |  | 924.4364 | 0 | 0 | 0 | 0
05.08. | 21 | 955.8398 |  | 955.8398 | 0 | 0 | 0 | 0
05.08. | 22 | 999.0194 |  | 999.0194 | 0 | 0 | 0 | 0
05.08. | 23 | 991.1685 |  | 991.1685 | 0 | 0 | 0 | 0
05.08. | 24 | 995.094 |  | 995.094 | 0 | 0 | 0 | 0
06.08. | 1 | 995.094 |  | 995.094 | 0 | 0 | 0 | 0
06.08. | 2 | 997.0567 |  | 997.0567 | 0 | 0 | 0 | 0
06.08. | 3 | 993.1313 |  | 993.1313 | 0 | 0 | 0 | 0
06.08. | 4 | 979.3923 |  | 979.3923 | 0 | 0 | 0 | 0
06.08. | 5 | 995.094 |  | 995.094 | 0 | 0 | 0 | 0
06.08. | 6 | 987.2431 |  | 987.2431 | 0 | 0 | 0 | 0
06.08. | 7 | 991.1685 |  | 991.1685 | 0 | 0 | 0 | 0
06.08. | 8 | 987.2431 |  | 987.2431 | 0 | 0 | 0 | 0
06.08. | 9 | 971.5415 |  | 971.5415 | 0 | 0 | 0 | 0
06.08. | 10 | 894.9958 |  | 894.9958 | 0 | 0 | 0 | 0
06.08. | 11 | 867.5178 |  | 867.5178 | 0 | 0 | 0 | 0
06.08. | 12 | 871.4432 |  | 871.4432 | 0 | 0 | 0 | 0
06.08. | 13 | 881.2568 |  | 881.2568 | 0 | 0 | 0 | 0
06.08. | 14 | 875.3687 |  | 875.3687 | 0 | 0 | 0 | 0
06.08. | 15 | 889.1076 |  | 889.1076 | 0 | 0 | 0 | 0
06.08. | 16 | 893.033 |  | 893.033 | 0 | 0 | 0 | 0
06.08. | 17 | 916.5856 |  | 916.5856 | 0 | 0 | 0 | 0
06.08. | 18 | 944.0635 |  | 944.0635 | 0 | 0 | 0 | 0
06.08. | 19 | 969.5787 |  | 969.5787 | 0 | 0 | 0 | 0
06.08. | 20 | 1036.3109 |  | 1036.3109 | 0 | 0 | 0 | 0
06.08. | 21 | 1069.677 |  | 1069.677 | 0 | 0 | 0 | 0
06.08. | 22 | 1063.7888 |  | 1063.7888 | 0 | 0 | 0 | 0
06.08. | 23 | 1069.677 |  | 1069.677 | 0 | 0 | 0 | 0
06.08. | 24 | 1067.7142 |  | 1067.7142 | 0 | 0 | 0 | 0
07.08. | 1 | 1046.1244 |  | 1046.1244 | 0 | 0 | 0 | 0
07.08. | 2 | 965.6533 |  | 965.6533 | 0 | 0 | 0 | 0
07.08. | 3 | 942.1008 |  | 942.1008 | 0 | 0 | 0 | 0
07.08. | 4 | 1012.7584 |  | 1012.7584 | 0 | 0 | 0 | 0
07.08. | 5 | 1014.7211 |  | 1014.7211 | 0 | 0 | 0 | 0
07.08. | 6 | 1028.46 |  | 1028.46 | 0 | 0 | 0 | 0
07.08. | 7 | 1038.2736 |  | 1038.2736 | 0 | 0 | 0 | 0
07.08. | 8 | 981.355 |  | 981.355 | 0 | 0 | 0 | 0
07.08. | 9 | 981.355 |  | 981.355 | 0 | 0 | 0 | 0
07.08. | 10 | 961.7279 |  | 961.7279 | 0 | 0 | 0 | 0
07.08. | 11 | 946.0262 |  | 946.0262 | 0 | 0 | 0 | 0
07.08. | 12 | 955.8398 |  | 955.8398 | 0 | 0 | 0 | 0
07.08. | 13 | 957.8025 |  | 957.8025 | 0 | 0 | 0 | 0
07.08. | 14 | 967.616 |  | 967.616 | 0 | 0 | 0 | 0
07.08. | 15 | 963.6906 |  | 963.6906 | 0 | 0 | 0 | 0
07.08. | 16 | 967.616 |  | 967.616 | 0 | 0 | 0 | 0
07.08. | 17 | 975.4669 |  | 975.4669 | 0 | 0 | 0 | 0
07.08. | 18 | 997.0567 |  | 997.0567 | 0 | 0 | 0 | 0
07.08. | 19 | 995.094 |  | 995.094 | 0 | 0 | 0 | 0
07.08. | 20 | 1077.5278 |  | 1077.5278 | 0 | 0 | 0 | 0
07.08. | 21 | 1095.1922 |  | 1095.1922 | 0 | 0 | 0 | 0
07.08. | 22 | 1061.8261 |  | 1061.8261 | 0 | 0 | 0 | 0
07.08. | 23 | 1073.6024 |  | 1073.6024 | 0 | 0 | 0 | 0
07.08. | 24 | 1069.677 |  | 1069.677 | 0 | 0 | 0 | 0
08.08. | 1 | 1022.5719 |  | 1022.5719 | 0 | 0 | 0 | 0
08.08. | 2 | 989.2058 |  | 989.2058 | 0 | 0 | 0 | 0
08.08. | 3 | 973.5042 |  | 973.5042 | 0 | 0 | 0 | 0
08.08. | 4 | 963.6906 |  | 963.6906 | 0 | 0 | 0 | 0
08.08. | 5 | 969.5787 |  | 969.5787 | 0 | 0 | 0 | 0
08.08. | 6 | 967.616 |  | 967.616 | 0 | 0 | 0 | 0
08.08. | 7 | 963.6906 |  | 963.6906 | 0 | 0 | 0 | 0
08.08. | 8 | 947.9889 |  | 947.9889 | 0 | 0 | 0 | 0
08.08. | 9 | 926.3991 |  | 926.3991 | 0 | 0 | 0 | 0
08.08. | 10 | 875.3687 |  | 875.3687 | 0 | 0 | 0 | 0
08.08. | 11 | 887.1449 |  | 887.1449 | 0 | 0 | 0 | 0
08.08. | 12 | 861.6297 |  | 861.6297 | 0 | 0 | 0 | 0
08.08. | 13 | 875.3687 |  | 875.3687 | 0 | 0 | 0 | 0
08.08. | 14 | 875.3687 |  | 875.3687 | 0 | 0 | 0 | 0
08.08. | 15 | 867.5178 |  | 867.5178 | 0 | 0 | 0 | 0
08.08. | 16 | 877.3314 |  | 877.3314 | 0 | 0 | 0 | 0
08.08. | 17 | 893.033 |  | 893.033 | 0 | 0 | 0 | 0
08.08. | 18 | 900.8839 |  | 900.8839 | 0 | 0 | 0 | 0
08.08. | 19 | 991.1685 |  | 991.1685 | 0 | 0 | 0 | 0
08.08. | 20 | 1040.2363 |  | 1040.2363 | 0 | 0 | 0 | 0
08.08. | 21 | 1044.1617 |  | 1044.1617 | 0 | 0 | 0 | 0
08.08. | 22 | 1046.1244 |  | 1046.1244 | 0 | 0 | 0 | 0
08.08. | 23 | 1036.3109 |  | 1036.3109 | 0 | 0 | 0 | 0
08.08. | 24 | 1034.3482 |  | 1034.3482 | 0 | 0 | 0 | 0
09.08. | 1 | 1038.2736 |  | 1038.2736 | 0 | 0 | 0 | 0
09.08. | 2 | 1030.4228 |  | 1030.4228 | 0 | 0 | 0 | 0
09.08. | 3 | 1028.46 |  | 1028.46 | 0 | 0 | 0 | 0
09.08. | 4 | 1036.3109 |  | 1036.3109 | 0 | 0 | 0 | 0
09.08. | 5 | 1030.4228 |  | 1030.4228 | 0 | 0 | 0 | 0
09.08. | 6 | 1032.3855 |  | 1032.3855 | 0 | 0 | 0 | 0
09.08. | 7 | 1020.6092 |  | 1020.6092 | 0 | 0 | 0 | 0
09.08. | 8 | 1022.5719 |  | 1022.5719 | 0 | 0 | 0 | 0
09.08. | 9 | 1006.8702 |  | 1006.8702 | 0 | 0 | 0 | 0
09.08. | 10 | 975.4669 |  | 975.4669 | 0 | 0 | 0 | 0
09.08. | 11 | 973.5042 |  | 973.5042 | 0 | 0 | 0 | 0
09.08. | 12 | 946.0262 |  | 946.0262 | 0 | 0 | 0 | 0
09.08. | 13 | 938.1754 |  | 938.1754 | 0 | 0 | 0 | 0
09.08. | 14 | 944.0635 |  | 944.0635 | 0 | 0 | 0 | 0
09.08. | 15 | 938.1754 |  | 938.1754 | 0 | 0 | 0 | 0
09.08. | 16 | 940.1381 |  | 940.1381 | 0 | 0 | 0 | 0
09.08. | 17 | 947.9889 |  | 947.9889 | 0 | 0 | 0 | 0
09.08. | 18 | 946.0262 |  | 946.0262 | 0 | 0 | 0 | 0
09.08. | 19 | 997.0567 |  | 997.0567 | 0 | 0 | 0 | 0
09.08. | 20 | 1057.9007 |  | 1057.9007 | 0 | 0 | 0 | 0
09.08. | 21 | 1053.9753 |  | 1053.9753 | 0 | 0 | 0 | 0
09.08. | 22 | 1057.9007 |  | 1057.9007 | 0 | 0 | 0 | 0
09.08. | 23 | 1048.0871 |  | 1048.0871 | 0 | 0 | 0 | 0
09.08. | 24 | 1052.0126 |  | 1052.0126 | 0 | 0 | 0 | 0
10.08. | 1 | 1057.9007 |  | 1057.9007 | 0 | 0 | 0 | 0
10.08. | 2 | 1055.938 |  | 1055.938 | 0 | 0 | 0 | 0
10.08. | 3 | 1044.1617 |  | 1044.1617 | 0 | 0 | 0 | 0
10.08. | 4 | 1038.2736 |  | 1038.2736 | 0 | 0 | 0 | 0
10.08. | 5 | 1044.1617 |  | 1044.1617 | 0 | 0 | 0 | 0
10.08. | 6 | 1046.1244 |  | 1046.1244 | 0 | 0 | 0 | 0
10.08. | 7 | 1053.9753 |  | 1053.9753 | 0 | 0 | 0 | 0
10.08. | 8 | 1057.9007 |  | 1057.9007 | 0 | 0 | 0 | 0
10.08. | 9 | 1000.9821 |  | 1000.9821 | 0 | 0 | 0 | 0
10.08. | 10 | 963.6906 |  | 963.6906 | 0 | 0 | 0 | 0
10.08. | 11 | 916.5856 |  | 916.5856 | 0 | 0 | 0 | 0
10.08. | 12 | 906.772 |  | 906.772 | 0 | 0 | 0 | 0
10.08. | 13 | 916.5856 |  | 916.5856 | 0 | 0 | 0 | 0
10.08. | 14 | 916.5856 |  | 916.5856 | 0 | 0 | 0 | 0
10.08. | 15 | 916.5856 |  | 916.5856 | 0 | 0 | 0 | 0
10.08. | 16 | 936.2127 |  | 936.2127 | 0 | 0 | 0 | 0
10.08. | 17 | 963.6906 |  | 963.6906 | 0 | 0 | 0 | 0
10.08. | 18 | 995.094 |  | 995.094 | 0 | 0 | 0 | 0
10.08. | 19 | 999.0194 |  | 999.0194 | 0 | 0 | 0 | 0
10.08. | 20 | 1059.8634 |  | 1059.8634 | 0 | 0 | 0 | 0
10.08. | 21 | 1061.8261 |  | 1061.8261 | 0 | 0 | 0 | 0
10.08. | 22 | 1081.4532 |  | 1081.4532 | 0 | 0 | 0 | 0
10.08. | 23 | 1087.3413 |  | 1087.3413 | 0 | 0 | 0 | 0
10.08. | 24 | 1089.3041 |  | 1089.3041 | 0 | 0 | 0 | 0
11.08. | 1 | 1095.1922 |  | 1095.1922 | 0 | 0 | 0 | 0
11.08. | 2 | 1079.4905 |  | 1079.4905 | 0 | 0 | 0 | 0
11.08. | 3 | 1091.2668 |  | 1091.2668 | 0 | 0 | 0 | 0
11.08. | 4 | 1087.3413 |  | 1087.3413 | 0 | 0 | 0 | 0
11.08. | 5 | 1095.1922 |  | 1095.1922 | 0 | 0 | 0 | 0
11.08. | 6 | 1099.1176 |  | 1099.1176 | 0 | 0 | 0 | 0
11.08. | 7 | 1091.2668 |  | 1091.2668 | 0 | 0 | 0 | 0
11.08. | 8 | 1006.8702 |  | 1006.8702 | 0 | 0 | 0 | 0
11.08. | 9 | 967.616 |  | 967.616 | 0 | 0 | 0 | 0
11.08. | 10 | 918.5483 |  | 918.5483 | 0 | 0 | 0 | 0
11.08. | 11 | 861.6297 |  | 861.6297 | 0 | 0 | 0 | 0
11.08. | 12 | 869.4805 |  | 869.4805 | 0 | 0 | 0 | 0
11.08. | 13 | 918.5483 |  | 918.5483 | 0 | 0 | 0 | 0
11.08. | 14 | 932.2873 |  | 932.2873 | 0 | 0 | 0 | 0
11.08. | 15 | 930.3245 |  | 930.3245 | 0 | 0 | 0 | 0
11.08. | 16 | 926.3991 |  | 926.3991 | 0 | 0 | 0 | 0
11.08. | 17 | 971.5415 |  | 971.5415 | 0 | 0 | 0 | 0
11.08. | 18 | 1002.9448 |  | 1002.9448 | 0 | 0 | 0 | 0
11.08. | 19 | 1014.7211 |  | 1014.7211 | 0 | 0 | 0 | 0
11.08. | 20 | 1032.3855 |  | 1032.3855 | 0 | 0 | 0 | 0
11.08. | 21 | 1106.9684 |  | 1106.9684 | 0 | 0 | 0 | 0
11.08. | 22 | 1112.8566 |  | 1112.8566 | 0 | 0 | 0 | 0
11.08. | 23 | 1114.8193 |  | 1114.8193 | 0 | 0 | 0 | 0
11.08. | 24 | 1099.1176 |  | 1099.1176 | 0 | 0 | 0 | 0
12.08. | 1 | 1081.4532 |  | 1081.4532 | 0 | 0 | 0 | 0
12.08. | 2 | 1073.6024 |  | 1073.6024 | 0 | 0 | 0 | 0
12.08. | 3 | 1071.6397 |  | 1071.6397 | 0 | 0 | 0 | 0
12.08. | 4 | 1063.7888 |  | 1063.7888 | 0 | 0 | 0 | 0
12.08. | 5 | 1065.7515 |  | 1065.7515 | 0 | 0 | 0 | 0
12.08. | 6 | 1044.1617 |  | 1044.1617 | 0 | 0 | 0 | 0
12.08. | 7 | 1065.7515 |  | 1065.7515 | 0 | 0 | 0 | 0
12.08. | 8 | 1059.8634 |  | 1059.8634 | 0 | 0 | 0 | 0
12.08. | 9 | 1048.0871 |  | 1048.0871 | 0 | 0 | 0 | 0
12.08. | 10 | 942.1008 |  | 942.1008 | 0 | 0 | 0 | 0
12.08. | 11 | 930.3245 |  | 930.3245 | 0 | 0 | 0 | 0
12.08. | 12 | 926.3991 |  | 926.3991 | 0 | 0 | 0 | 0
12.08. | 13 | 928.3618 |  | 928.3618 | 0 | 0 | 0 | 0
12.08. | 14 | 914.6229 |  | 914.6229 | 0 | 0 | 0 | 0
12.08. | 15 | 922.4737 |  | 922.4737 | 0 | 0 | 0 | 0
12.08. | 16 | 942.1008 |  | 942.1008 | 0 | 0 | 0 | 0
12.08. | 17 | 973.5042 |  | 973.5042 | 0 | 0 | 0 | 0
12.08. | 18 | 991.1685 |  | 991.1685 | 0 | 0 | 0 | 0
12.08. | 19 | 1053.9753 |  | 1053.9753 | 0 | 0 | 0 | 0
12.08. | 20 | 1071.6397 |  | 1071.6397 | 0 | 0 | 0 | 0
12.08. | 21 | 1105.0057 |  | 1105.0057 | 0 | 0 | 0 | 0
12.08. | 22 | 1118.7447 |  | 1118.7447 | 0 | 0 | 0 | 0
12.08. | 23 | 1101.0803 |  | 1101.0803 | 0 | 0 | 0 | 0
12.08. | 24 | 1071.6397 |  | 1071.6397 | 0 | 0 | 0 | 0
13.08. | 1 | 1055.938 |  | 1055.938 | 0 | 0 | 0 | 0
13.08. | 2 | 1055.938 |  | 1055.938 | 0 | 0 | 0 | 0
13.08. | 3 | 1052.0126 |  | 1052.0126 | 0 | 0 | 0 | 0
13.08. | 4 | 1052.0126 |  | 1052.0126 | 0 | 0 | 0 | 0
13.08. | 5 | 1026.4973 |  | 1026.4973 | 0 | 0 | 0 | 0
13.08. | 6 | 1042.199 |  | 1042.199 | 0 | 0 | 0 | 0
13.08. | 7 | 1048.0871 |  | 1048.0871 | 0 | 0 | 0 | 0
13.08. | 8 | 1032.3855 |  | 1032.3855 | 0 | 0 | 0 | 0
13.08. | 9 | 1032.3855 |  | 1032.3855 | 0 | 0 | 0 | 0
13.08. | 10 | 985.2804 |  | 985.2804 | 0 | 0 | 0 | 0
13.08. | 11 | 993.1313 |  | 993.1313 | 0 | 0 | 0 | 0
13.08. | 12 | 981.355 |  | 981.355 | 0 | 0 | 0 | 0
13.08. | 13 | 979.3923 |  | 979.3923 | 0 | 0 | 0 | 0
13.08. | 14 | 987.2431 |  | 987.2431 | 0 | 0 | 0 | 0
13.08. | 15 | 975.4669 |  | 975.4669 | 0 | 0 | 0 | 0
13.08. | 16 | 971.5415 |  | 971.5415 | 0 | 0 | 0 | 0
13.08. | 17 | 977.4296 |  | 977.4296 | 0 | 0 | 0 | 0
13.08. | 18 | 969.5787 |  | 969.5787 | 0 | 0 | 0 | 0
13.08. | 19 | 1044.1617 |  | 1044.1617 | 0 | 0 | 0 | 0
13.08. | 20 | 1095.1922 |  | 1095.1922 | 0 | 0 | 0 | 0
13.08. | 21 | 1118.7447 |  | 1118.7447 | 0 | 0 | 0 | 0
13.08. | 22 | 1116.782 |  | 1116.782 | 0 | 0 | 0 | 0
13.08. | 23 | 1087.3413 |  | 1087.3413 | 0 | 0 | 0 | 0
13.08. | 24 | 1087.3413 |  | 1087.3413 | 0 | 0 | 0 | 0
14.08. | 1 | 1052.0126 |  | 1052.0126 | 0 | 0 | 0 | 0
14.08. | 2 | 1059.8634 |  | 1059.8634 | 0 | 0 | 0 | 0
14.08. | 3 | 1048.0871 |  | 1048.0871 | 0 | 0 | 0 | 0
14.08. | 4 | 1030.4228 |  | 1030.4228 | 0 | 0 | 0 | 0
14.08. | 5 | 1067.7142 |  | 1067.7142 | 0 | 0 | 0 | 0
14.08. | 6 | 1071.6397 |  | 1071.6397 | 0 | 0 | 0 | 0
14.08. | 7 | 1077.5278 |  | 1077.5278 | 0 | 0 | 0 | 0
14.08. | 8 | 1044.1617 |  | 1044.1617 | 0 | 0 | 0 | 0
14.08. | 9 | 971.5415 |  | 971.5415 | 0 | 0 | 0 | 0
14.08. | 10 | 975.4669 |  | 975.4669 | 0 | 0 | 0 | 0
14.08. | 11 | 959.7652 |  | 959.7652 | 0 | 0 | 0 | 0
14.08. | 12 | 932.2873 |  | 932.2873 | 0 | 0 | 0 | 0
14.08. | 13 | 942.1008 |  | 942.1008 | 0 | 0 | 0 | 0
14.08. | 14 | 975.4669 |  | 975.4669 | 0 | 0 | 0 | 0
14.08. | 15 | 975.4669 |  | 975.4669 | 0 | 0 | 0 | 0
14.08. | 16 | 969.5787 |  | 969.5787 | 0 | 0 | 0 | 0
14.08. | 17 | 981.355 |  | 981.355 | 0 | 0 | 0 | 0
14.08. | 18 | 987.2431 |  | 987.2431 | 0 | 0 | 0 | 0
14.08. | 19 | 1022.5719 |  | 1022.5719 | 0 | 0 | 0 | 0
14.08. | 20 | 1097.1549 |  | 1097.1549 | 0 | 0 | 0 | 0
14.08. | 21 | 1120.7074 |  | 1120.7074 | 0 | 0 | 0 | 0
14.08. | 22 | 1126.5955 |  | 1126.5955 | 0 | 0 | 0 | 0
14.08. | 23 | 1099.1176 |  | 1099.1176 | 0 | 0 | 0 | 0
14.08. | 24 | 1052.0126 |  | 1052.0126 | 0 | 0 | 0 | 0
15.08. | 1 | 1012.7584 |  | 1012.7584 | 0 | 0 | 0 | 0
15.08. | 2 | 999.0194 |  | 999.0194 | 0 | 0 | 0 | 0
15.08. | 3 | 1030.4228 |  | 1030.4228 | 0 | 0 | 0 | 0
15.08. | 4 | 1030.4228 |  | 1030.4228 | 0 | 0 | 0 | 0
15.08. | 5 | 1046.1244 |  | 1046.1244 | 0 | 0 | 0 | 0
15.08. | 6 | 1059.8634 |  | 1059.8634 | 0 | 0 | 0 | 0
15.08. | 7 | 1079.4905 |  | 1079.4905 | 0 | 0 | 0 | 0
15.08. | 8 | 1052.0126 |  | 1052.0126 | 0 | 0 | 0 | 0
15.08. | 9 | 997.0567 |  | 997.0567 | 0 | 0 | 0 | 0
15.08. | 10 | 953.8771 |  | 953.8771 | 0 | 0 | 0 | 0
15.08. | 11 | 930.3245 |  | 930.3245 | 0 | 0 | 0 | 0
15.08. | 12 | 930.3245 |  | 930.3245 | 0 | 0 | 0 | 0
15.08. | 13 | 916.5856 |  | 916.5856 | 0 | 0 | 0 | 0
15.08. | 14 | 930.3245 |  | 930.3245 | 0 | 0 | 0 | 0
15.08. | 15 | 934.25 |  | 934.25 | 0 | 0 | 0 | 0
15.08. | 16 | 928.3618 |  | 928.3618 | 0 | 0 | 0 | 0
15.08. | 17 | 928.3618 |  | 928.3618 | 0 | 0 | 0 | 0
15.08. | 18 | 969.5787 |  | 969.5787 | 0 | 0 | 0 | 0
15.08. | 19 | 1020.6092 |  | 1020.6092 | 0 | 0 | 0 | 0
15.08. | 20 | 1032.3855 |  | 1032.3855 | 0 | 0 | 0 | 0
15.08. | 21 | 1083.4159 |  | 1083.4159 | 0 | 0 | 0 | 0
15.08. | 22 | 1097.1549 |  | 1097.1549 | 0 | 0 | 0 | 0
15.08. | 23 | 1089.3041 |  | 1089.3041 | 0 | 0 | 0 | 0
15.08. | 24 | 1097.1549 |  | 1097.1549 | 0 | 0 | 0 | 0
16.08. | 1 | 1095.1922 |  | 1095.1922 | 0 | 0 | 0 | 0
16.08. | 2 | 1095.1922 |  | 1095.1922 | 0 | 0 | 0 | 0
16.08. | 3 | 1083.4159 |  | 1083.4159 | 0 | 0 | 0 | 0
16.08. | 4 | 1083.4159 |  | 1083.4159 | 0 | 0 | 0 | 0
16.08. | 5 | 1081.4532 |  | 1081.4532 | 0 | 0 | 0 | 0
16.08. | 6 | 1093.2295 |  | 1093.2295 | 0 | 0 | 0 | 0
16.08. | 7 | 1099.1176 |  | 1099.1176 | 0 | 0 | 0 | 0
16.08. | 8 | 1050.0499 |  | 1050.0499 | 0 | 0 | 0 | 0
16.08. | 9 | 1038.2736 |  | 1038.2736 | 0 | 0 | 0 | 0
16.08. | 10 | 999.0194 |  | 999.0194 | 0 | 0 | 0 | 0
16.08. | 11 | 991.1685 |  | 991.1685 | 0 | 0 | 0 | 0
16.08. | 12 | 977.4296 |  | 977.4296 | 0 | 0 | 0 | 0
16.08. | 13 | 973.5042 |  | 973.5042 | 0 | 0 | 0 | 0
16.08. | 14 | 973.5042 |  | 973.5042 | 0 | 0 | 0 | 0
16.08. | 15 | 1012.7584 |  | 1012.7584 | 0 | 0 | 0 | 0
16.08. | 16 | 979.3923 |  | 979.3923 | 0 | 0 | 0 | 0
16.08. | 17 | 983.3177 |  | 983.3177 | 0 | 0 | 0 | 0
16.08. | 18 | 1006.8702 |  | 1006.8702 | 0 | 0 | 0 | 0
16.08. | 19 | 1075.5651 |  | 1075.5651 | 0 | 0 | 0 | 0
16.08. | 20 | 1116.782 |  | 1116.782 | 0 | 0 | 0 | 0
16.08. | 21 | 1142.2972 |  | 1142.2972 | 0 | 0 | 0 | 0
16.08. | 22 | 1136.4091 |  | 1136.4091 | 0 | 0 | 0 | 0
16.08. | 23 | 1140.3345 |  | 1140.3345 | 0 | 0 | 0 | 0
16.08. | 24 | 1134.4464 |  | 1134.4464 | 0 | 0 | 0 | 0
17.08. | 1 | 1134.4464 |  | 1134.4464 | 0 | 0 | 0 | 0
17.08. | 2 | 1138.3718 |  | 1138.3718 | 0 | 0 | 0 | 0
17.08. | 3 | 1132.4837 |  | 1132.4837 | 0 | 0 | 0 | 0
17.08. | 4 | 1130.521 |  | 1130.521 | 0 | 0 | 0 | 0
17.08. | 5 | 1120.7074 |  | 1120.7074 | 0 | 0 | 0 | 0
17.08. | 6 | 1114.8193 |  | 1114.8193 | 0 | 0 | 0 | 0
17.08. | 7 | 1106.9684 |  | 1106.9684 | 0 | 0 | 0 | 0
17.08. | 8 | 1046.1244 |  | 1046.1244 | 0 | 0 | 0 | 0
17.08. | 9 | 1018.6465 |  | 1018.6465 | 0 | 0 | 0 | 0
17.08. | 10 | 1008.8329 |  | 1008.8329 | 0 | 0 | 0 | 0
17.08. | 11 | 999.0194 |  | 999.0194 | 0 | 0 | 0 | 0
17.08. | 12 | 979.3923 |  | 979.3923 | 0 | 0 | 0 | 0
17.08. | 13 | 963.6906 |  | 963.6906 | 0 | 0 | 0 | 0
17.08. | 14 | 961.7279 |  | 961.7279 | 0 | 0 | 0 | 0
17.08. | 15 | 967.616 |  | 967.616 | 0 | 0 | 0 | 0
17.08. | 16 | 975.4669 |  | 975.4669 | 0 | 0 | 0 | 0
17.08. | 17 | 973.5042 |  | 973.5042 | 0 | 0 | 0 | 0
17.08. | 18 | 989.2058 |  | 989.2058 | 0 | 0 | 0 | 0
17.08. | 19 | 1040.2363 |  | 1040.2363 | 0 | 0 | 0 | 0
17.08. | 20 | 1077.5278 |  | 1077.5278 | 0 | 0 | 0 | 0
17.08. | 21 | 1101.0803 |  | 1101.0803 | 0 | 0 | 0 | 0
17.08. | 22 | 1122.6701 |  | 1122.6701 | 0 | 0 | 0 | 0
17.08. | 23 | 1130.521 |  | 1130.521 | 0 | 0 | 0 | 0
17.08. | 24 | 1136.4091 |  | 1136.4091 | 0 | 0 | 0 | 0
18.08. | 1 | 1134.4464 |  | 1134.4464 | 0 | 0 | 0 | 0
18.08. | 2 | 1132.4837 |  | 1132.4837 | 0 | 0 | 0 | 0
18.08. | 3 | 1128.5582 |  | 1128.5582 | 0 | 0 | 0 | 0
18.08. | 4 | 1130.521 |  | 1130.521 | 0 | 0 | 0 | 0
18.08. | 5 | 1130.521 |  | 1130.521 | 0 | 0 | 0 | 0
18.08. | 6 | 1118.7447 |  | 1118.7447 | 0 | 0 | 0 | 0
18.08. | 7 | 1095.1922 |  | 1095.1922 | 0 | 0 | 0 | 0
18.08. | 8 | 1032.3855 |  | 1032.3855 | 0 | 0 | 0 | 0
18.08. | 9 | 942.1008 |  | 942.1008 | 0 | 0 | 0 | 0
18.08. | 10 | 918.5483 |  | 918.5483 | 0 | 0 | 0 | 0
18.08. | 11 | 898.9212 |  | 898.9212 | 0 | 0 | 0 | 0
18.08. | 12 | 889.1076 |  | 889.1076 | 0 | 0 | 0 | 0
18.08. | 13 | 893.033 |  | 893.033 | 0 | 0 | 0 | 0
18.08. | 14 | 885.1822 |  | 885.1822 | 0 | 0 | 0 | 0
18.08. | 15 | 857.7043 |  | 857.7043 | 0 | 0 | 0 | 0
18.08. | 16 | 853.7788 |  | 853.7788 | 0 | 0 | 0 | 0
18.08. | 17 | 877.3314 |  | 877.3314 | 0 | 0 | 0 | 0
18.08. | 18 | 922.4737 |  | 922.4737 | 0 | 0 | 0 | 0
18.08. | 19 | 971.5415 |  | 971.5415 | 0 | 0 | 0 | 0
18.08. | 20 | 1008.8329 |  | 1008.8329 | 0 | 0 | 0 | 0
18.08. | 21 | 1024.5346 |  | 1024.5346 | 0 | 0 | 0 | 0
18.08. | 22 | 985.2804 |  | 985.2804 | 0 | 0 | 0 | 0
18.08. | 23 | 983.3177 |  | 983.3177 | 0 | 0 | 0 | 0
18.08. | 24 | 973.5042 |  | 973.5042 | 0 | 0 | 0 | 0
19.08. | 1 | 969.5787 |  | 969.5787 | 0 | 0 | 0 | 0
19.08. | 2 | 959.7652 |  | 959.7652 | 0 | 0 | 0 | 0
19.08. | 3 | 967.616 |  | 967.616 | 0 | 0 | 0 | 0
19.08. | 4 | 957.8025 |  | 957.8025 | 0 | 0 | 0 | 0
19.08. | 5 | 959.7652 |  | 959.7652 | 0 | 0 | 0 | 0
19.08. | 6 | 963.6906 |  | 963.6906 | 0 | 0 | 0 | 0
19.08. | 7 | 979.3923 |  | 979.3923 | 0 | 0 | 0 | 0
19.08. | 8 | 967.616 |  | 967.616 | 0 | 0 | 0 | 0
19.08. | 9 | 928.3618 |  | 928.3618 | 0 | 0 | 0 | 0
19.08. | 10 | 916.5856 |  | 916.5856 | 0 | 0 | 0 | 0
19.08. | 11 | 904.8093 |  | 904.8093 | 0 | 0 | 0 | 0
19.08. | 12 | 912.6602 |  | 912.6602 | 0 | 0 | 0 | 0
19.08. | 13 | 924.4364 |  | 924.4364 | 0 | 0 | 0 | 0
19.08. | 14 | 946.0262 |  | 946.0262 | 0 | 0 | 0 | 0
19.08. | 15 | 934.25 |  | 934.25 | 0 | 0 | 0 | 0
19.08. | 16 | 924.4364 |  | 924.4364 | 0 | 0 | 0 | 0
19.08. | 17 | 912.6602 |  | 912.6602 | 0 | 0 | 0 | 0
19.08. | 18 | 940.1381 |  | 940.1381 | 0 | 0 | 0 | 0
19.08. | 19 | 979.3923 |  | 979.3923 | 0 | 0 | 0 | 0
19.08. | 20 | 967.616 |  | 967.616 | 0 | 0 | 0 | 0
19.08. | 21 | 973.5042 |  | 973.5042 | 0 | 0 | 0 | 0
19.08. | 22 | 987.2431 |  | 987.2431 | 0 | 0 | 0 | 0
19.08. | 23 | 981.355 |  | 981.355 | 0 | 0 | 0 | 0
19.08. | 24 | 953.8771 |  | 953.8771 | 0 | 0 | 0 | 0
20.08. | 1 | 932.2873 |  | 932.2873 | 0 | 0 | 0 | 0
20.08. | 2 | 944.0635 |  | 944.0635 | 0 | 0 | 0 | 0
20.08. | 3 | 955.8398 |  | 955.8398 | 0 | 0 | 0 | 0
20.08. | 4 | 959.7652 |  | 959.7652 | 0 | 0 | 0 | 0
20.08. | 5 | 963.6906 |  | 963.6906 | 0 | 0 | 0 | 0
20.08. | 6 | 961.7279 |  | 961.7279 | 0 | 0 | 0 | 0
20.08. | 7 | 955.8398 |  | 955.8398 | 0 | 0 | 0 | 0
20.08. | 8 | 930.3245 |  | 930.3245 | 0 | 0 | 0 | 0
20.08. | 9 | 926.3991 |  | 926.3991 | 0 | 0 | 0 | 0
20.08. | 10 | 906.772 |  | 906.772 | 0 | 0 | 0 | 0
20.08. | 11 | 904.8093 |  | 904.8093 | 0 | 0 | 0 | 0
20.08. | 12 | 881.2568 |  | 881.2568 | 0 | 0 | 0 | 0
20.08. | 13 | 891.0703 |  | 891.0703 | 0 | 0 | 0 | 0
20.08. | 14 | 914.6229 |  | 914.6229 | 0 | 0 | 0 | 0
20.08. | 15 | 944.0635 |  | 944.0635 | 0 | 0 | 0 | 0
20.08. | 16 | 944.0635 |  | 944.0635 | 0 | 0 | 0 | 0
20.08. | 17 | 920.511 |  | 920.511 | 0 | 0 | 0 | 0
20.08. | 18 | 920.511 |  | 920.511 | 0 | 0 | 0 | 0
20.08. | 19 | 916.5856 |  | 916.5856 | 0 | 0 | 0 | 0
20.08. | 20 | 946.0262 |  | 946.0262 | 0 | 0 | 0 | 0
20.08. | 21 | 947.9889 |  | 947.9889 | 0 | 0 | 0 | 0
20.08. | 22 | 951.9143 |  | 951.9143 | 0 | 0 | 0 | 0
20.08. | 23 | 944.0635 |  | 944.0635 | 0 | 0 | 0 | 0
20.08. | 24 | 953.8771 |  | 953.8771 | 0 | 0 | 0 | 0
21.08. | 1 | 926.3991 |  | 926.3991 | 0 | 0 | 0 | 0
21.08. | 2 | 936.2127 |  | 936.2127 | 0 | 0 | 0 | 0
21.08. | 3 | 967.616 |  | 967.616 | 0 | 0 | 0 | 0
21.08. | 4 | 977.4296 |  | 977.4296 | 0 | 0 | 0 | 0
21.08. | 5 | 971.5415 |  | 971.5415 | 0 | 0 | 0 | 0
21.08. | 6 | 969.5787 |  | 969.5787 | 0 | 0 | 0 | 0
21.08. | 7 | 997.0567 |  | 997.0567 | 0 | 0 | 0 | 0
21.08. | 8 | 969.5787 |  | 969.5787 | 0 | 0 | 0 | 0
21.08. | 9 | 989.2058 |  | 989.2058 | 0 | 0 | 0 | 0
21.08. | 10 | 957.8025 |  | 957.8025 | 0 | 0 | 0 | 0
21.08. | 11 | 965.6533 |  | 965.6533 | 0 | 0 | 0 | 0
21.08. | 12 | 934.25 |  | 934.25 | 0 | 0 | 0 | 0
21.08. | 13 | 924.4364 |  | 924.4364 | 0 | 0 | 0 | 0
21.08. | 14 | 953.8771 |  | 953.8771 | 0 | 0 | 0 | 0
21.08. | 15 | 947.9889 |  | 947.9889 | 0 | 0 | 0 | 0
21.08. | 16 | 967.616 |  | 967.616 | 0 | 0 | 0 | 0
21.08. | 17 | 1010.7957 |  | 1010.7957 | 0 | 0 | 0 | 0
21.08. | 18 | 1024.5346 |  | 1024.5346 | 0 | 0 | 0 | 0
21.08. | 19 | 1067.7142 |  | 1067.7142 | 0 | 0 | 0 | 0
21.08. | 20 | 1063.7888 |  | 1063.7888 | 0 | 0 | 0 | 0
21.08. | 21 | 1073.6024 |  | 1073.6024 | 0 | 0 | 0 | 0
21.08. | 22 | 1071.6397 |  | 1071.6397 | 0 | 0 | 0 | 0
21.08. | 23 | 1071.6397 |  | 1071.6397 | 0 | 0 | 0 | 0
21.08. | 24 | 1069.677 |  | 1069.677 | 0 | 0 | 0 | 0
22.08. | 1 | 1069.677 |  | 1069.677 | 0 | 0 | 0 | 0
22.08. | 2 | 1071.6397 |  | 1071.6397 | 0 | 0 | 0 | 0
22.08. | 3 | 1067.7142 |  | 1067.7142 | 0 | 0 | 0 | 0
22.08. | 4 | 1075.5651 |  | 1075.5651 | 0 | 0 | 0 | 0
22.08. | 5 | 1059.8634 |  | 1059.8634 | 0 | 0 | 0 | 0
22.08. | 6 | 1061.8261 |  | 1061.8261 | 0 | 0 | 0 | 0
22.08. | 7 | 1055.938 |  | 1055.938 | 0 | 0 | 0 | 0
22.08. | 8 | 1065.7515 |  | 1065.7515 | 0 | 0 | 0 | 0
22.08. | 9 | 1057.9007 |  | 1057.9007 | 0 | 0 | 0 | 0
22.08. | 10 | 989.2058 |  | 989.2058 | 0 | 0 | 0 | 0
22.08. | 11 | 987.2431 |  | 987.2431 | 0 | 0 | 0 | 0
22.08. | 12 | 971.5415 |  | 971.5415 | 0 | 0 | 0 | 0
22.08. | 13 | 979.3923 |  | 979.3923 | 0 | 0 | 0 | 0
22.08. | 14 | 995.094 |  | 995.094 | 0 | 0 | 0 | 0
22.08. | 15 | 991.1685 |  | 991.1685 | 0 | 0 | 0 | 0
22.08. | 16 | 993.1313 |  | 993.1313 | 0 | 0 | 0 | 0
22.08. | 17 | 1000.9821 |  | 1000.9821 | 0 | 0 | 0 | 0
22.08. | 18 | 1020.6092 |  | 1020.6092 | 0 | 0 | 0 | 0
22.08. | 19 | 1048.0871 |  | 1048.0871 | 0 | 0 | 0 | 0
22.08. | 20 | 1055.938 |  | 1055.938 | 0 | 0 | 0 | 0
22.08. | 21 | 1059.8634 |  | 1059.8634 | 0 | 0 | 0 | 0
22.08. | 22 | 1061.8261 |  | 1061.8261 | 0 | 0 | 0 | 0
22.08. | 23 | 1055.938 |  | 1055.938 | 0 | 0 | 0 | 0
22.08. | 24 | 1053.9753 |  | 1053.9753 | 0 | 0 | 0 | 0
23.08. | 1 | 1055.938 |  | 1055.938 | 0 | 0 | 0 | 0
23.08. | 2 | 1046.1244 |  | 1046.1244 | 0 | 0 | 0 | 0
23.08. | 3 | 1052.0126 |  | 1052.0126 | 0 | 0 | 0 | 0
23.08. | 4 | 1032.3855 |  | 1032.3855 | 0 | 0 | 0 | 0
23.08. | 5 | 995.094 |  | 995.094 | 0 | 0 | 0 | 0
23.08. | 6 | 995.094 |  | 995.094 | 0 | 0 | 0 | 0
23.08. | 7 | 985.2804 |  | 985.2804 | 0 | 0 | 0 | 0
23.08. | 8 | 985.2804 |  | 985.2804 | 0 | 0 | 0 | 0
23.08. | 9 | 953.8771 |  | 953.8771 | 0 | 0 | 0 | 0
23.08. | 10 | 938.1754 |  | 938.1754 | 0 | 0 | 0 | 0
23.08. | 11 | 973.5042 |  | 973.5042 | 0 | 0 | 0 | 0
23.08. | 12 | 961.7279 |  | 961.7279 | 0 | 0 | 0 | 0
23.08. | 13 | 957.8025 |  | 957.8025 | 0 | 0 | 0 | 0
23.08. | 14 | 967.616 |  | 967.616 | 0 | 0 | 0 | 0
23.08. | 15 | 961.7279 |  | 961.7279 | 0 | 0 | 0 | 0
23.08. | 16 | 967.616 |  | 967.616 | 0 | 0 | 0 | 0
23.08. | 17 | 981.355 |  | 981.355 | 0 | 0 | 0 | 0
23.08. | 18 | 955.8398 |  | 955.8398 | 0 | 0 | 0 | 0
23.08. | 19 | 999.0194 |  | 999.0194 | 0 | 0 | 0 | 0
23.08. | 20 | 1014.7211 |  | 1014.7211 | 0 | 0 | 0 | 0
23.08. | 21 | 1008.8329 |  | 1008.8329 | 0 | 0 | 0 | 0
23.08. | 22 | 1034.3482 |  | 1034.3482 | 0 | 0 | 0 | 0
23.08. | 23 | 1063.7888 |  | 1063.7888 | 0 | 0 | 0 | 0
23.08. | 24 | 1055.938 |  | 1055.938 | 0 | 0 | 0 | 0
24.08. | 1 | 1038.2736 |  | 1038.2736 | 0 | 0 | 0 | 0
24.08. | 2 | 1002.9448 |  | 1002.9448 | 0 | 0 | 0 | 0
24.08. | 3 | 999.0194 |  | 999.0194 | 0 | 0 | 0 | 0
24.08. | 4 | 1000.9821 |  | 1000.9821 | 0 | 0 | 0 | 0
24.08. | 5 | 1002.9448 |  | 1002.9448 | 0 | 0 | 0 | 0
24.08. | 6 | 1020.6092 |  | 1020.6092 | 0 | 0 | 0 | 0
24.08. | 7 | 1046.1244 |  | 1046.1244 | 0 | 0 | 0 | 0
24.08. | 8 | 1008.8329 |  | 1008.8329 | 0 | 0 | 0 | 0
24.08. | 9 | 1002.9448 |  | 1002.9448 | 0 | 0 | 0 | 0
24.08. | 10 | 930.3245 |  | 930.3245 | 0 | 0 | 0 | 0
24.08. | 11 | 930.3245 |  | 930.3245 | 0 | 0 | 0 | 0
24.08. | 12 | 946.0262 |  | 946.0262 | 0 | 0 | 0 | 0
24.08. | 13 | 918.5483 |  | 918.5483 | 0 | 0 | 0 | 0
24.08. | 14 | 922.4737 |  | 922.4737 | 0 | 0 | 0 | 0
24.08. | 15 | 914.6229 |  | 914.6229 | 0 | 0 | 0 | 0
24.08. | 16 | 924.4364 |  | 924.4364 | 0 | 0 | 0 | 0
24.08. | 17 | 955.8398 |  | 955.8398 | 0 | 0 | 0 | 0
24.08. | 18 | 947.9889 |  | 947.9889 | 0 | 0 | 0 | 0
24.08. | 19 | 971.5415 |  | 971.5415 | 0 | 0 | 0 | 0
24.08. | 20 | 989.2058 |  | 989.2058 | 0 | 0 | 0 | 0
24.08. | 21 | 993.1313 |  | 993.1313 | 0 | 0 | 0 | 0
24.08. | 22 | 1048.0871 |  | 1048.0871 | 0 | 0 | 0 | 0
24.08. | 23 | 1032.3855 |  | 1032.3855 | 0 | 0 | 0 | 0
24.08. | 24 | 1010.7957 |  | 1010.7957 | 0 | 0 | 0 | 0
25.08. | 1 | 1012.7584 |  | 1012.7584 | 0 | 0 | 0 | 0
25.08. | 2 | 1024.5346 |  | 1024.5346 | 0 | 0 | 0 | 0
25.08. | 3 | 993.1313 |  | 993.1313 | 0 | 0 | 0 | 0
25.08. | 4 | 969.5787 |  | 969.5787 | 0 | 0 | 0 | 0
25.08. | 5 | 973.5042 |  | 973.5042 | 0 | 0 | 0 | 0
25.08. | 6 | 975.4669 |  | 975.4669 | 0 | 0 | 0 | 0
25.08. | 7 | 977.4296 |  | 977.4296 | 0 | 0 | 0 | 0
25.08. | 8 | 942.1008 |  | 942.1008 | 0 | 0 | 0 | 0
25.08. | 9 | 922.4737 |  | 922.4737 | 0 | 0 | 0 | 0
25.08. | 10 | 847.8907 |  | 847.8907 | 0 | 0 | 0 | 0
25.08. | 11 | 830.2263 |  | 830.2263 | 0 | 0 | 0 | 0
25.08. | 12 | 842.0026 |  | 842.0026 | 0 | 0 | 0 | 0
25.08. | 13 | 875.3687 |  | 875.3687 | 0 | 0 | 0 | 0
25.08. | 14 | 863.5924 |  | 863.5924 | 0 | 0 | 0 | 0
25.08. | 15 | 828.2636 |  | 828.2636 | 0 | 0 | 0 | 0
25.08. | 16 | 834.1518 |  | 834.1518 | 0 | 0 | 0 | 0
25.08. | 17 | 859.667 |  | 859.667 | 0 | 0 | 0 | 0
25.08. | 18 | 944.0635 |  | 944.0635 | 0 | 0 | 0 | 0
25.08. | 19 | 951.9143 |  | 951.9143 | 0 | 0 | 0 | 0
25.08. | 20 | 946.0262 |  | 946.0262 | 0 | 0 | 0 | 0
25.08. | 21 | 1012.7584 |  | 1012.7584 | 0 | 0 | 0 | 0
25.08. | 22 | 1016.6838 |  | 1016.6838 | 0 | 0 | 0 | 0
25.08. | 23 | 979.3923 |  | 979.3923 | 0 | 0 | 0 | 0
25.08. | 24 | 947.9889 |  | 947.9889 | 0 | 0 | 0 | 0
26.08. | 1 | 928.3618 |  | 928.3618 | 0 | 0 | 0 | 0
26.08. | 2 | 926.3991 |  | 926.3991 | 0 | 0 | 0 | 0
26.08. | 3 | 928.3618 |  | 928.3618 | 0 | 0 | 0 | 0
26.08. | 4 | 918.5483 |  | 918.5483 | 0 | 0 | 0 | 0
26.08. | 5 | 910.6974 |  | 910.6974 | 0 | 0 | 0 | 0
26.08. | 6 | 916.5856 |  | 916.5856 | 0 | 0 | 0 | 0
26.08. | 7 | 910.6974 |  | 910.6974 | 0 | 0 | 0 | 0
26.08. | 8 | 836.1145 |  | 836.1145 | 0 | 0 | 0 | 0
26.08. | 9 | 820.4128 |  | 820.4128 | 0 | 0 | 0 | 0
26.08. | 10 | 757.6061 |  | 757.6061 | 0 | 0 | 0 | 0
26.08. | 11 | 743.8671 |  | 743.8671 | 0 | 0 | 0 | 0
26.08. | 12 | 726.2027 |  | 726.2027 | 0 | 0 | 0 | 0
26.08. | 13 | 736.0162 |  | 736.0162 | 0 | 0 | 0 | 0
26.08. | 14 | 753.6806 |  | 753.6806 | 0 | 0 | 0 | 0
26.08. | 15 | 767.4196 |  | 767.4196 | 0 | 0 | 0 | 0
26.08. | 16 | 794.8975 |  | 794.8975 | 0 | 0 | 0 | 0
26.08. | 17 | 810.5992 |  | 810.5992 | 0 | 0 | 0 | 0
26.08. | 18 | 863.5924 |  | 863.5924 | 0 | 0 | 0 | 0
26.08. | 19 | 910.6974 |  | 910.6974 | 0 | 0 | 0 | 0
26.08. | 20 | 938.1754 |  | 938.1754 | 0 | 0 | 0 | 0
26.08. | 21 | 963.6906 |  | 963.6906 | 0 | 0 | 0 | 0
26.08. | 22 | 971.5415 |  | 971.5415 | 0 | 0 | 0 | 0
26.08. | 23 | 936.2127 |  | 936.2127 | 0 | 0 | 0 | 0
26.08. | 24 | 891.0703 |  | 891.0703 | 0 | 0 | 0 | 0
27.08. | 1 | 883.2195 |  | 883.2195 | 0 | 0 | 0 | 0
27.08. | 2 | 889.1076 |  | 889.1076 | 0 | 0 | 0 | 0
27.08. | 3 | 887.1449 |  | 887.1449 | 0 | 0 | 0 | 0
27.08. | 4 | 885.1822 |  | 885.1822 | 0 | 0 | 0 | 0
27.08. | 5 | 894.9958 |  | 894.9958 | 0 | 0 | 0 | 0
27.08. | 6 | 885.1822 |  | 885.1822 | 0 | 0 | 0 | 0
27.08. | 7 | 910.6974 |  | 910.6974 | 0 | 0 | 0 | 0
27.08. | 8 | 898.9212 |  | 898.9212 | 0 | 0 | 0 | 0
27.08. | 9 | 879.2941 |  | 879.2941 | 0 | 0 | 0 | 0
27.08. | 10 | 834.1518 |  | 834.1518 | 0 | 0 | 0 | 0
27.08. | 11 | 810.5992 |  | 810.5992 | 0 | 0 | 0 | 0
27.08. | 12 | 792.9348 |  | 792.9348 | 0 | 0 | 0 | 0
27.08. | 13 | 796.8603 |  | 796.8603 | 0 | 0 | 0 | 0
27.08. | 14 | 796.8603 |  | 796.8603 | 0 | 0 | 0 | 0
27.08. | 15 | 783.1213 |  | 783.1213 | 0 | 0 | 0 | 0
27.08. | 16 | 785.084 |  | 785.084 | 0 | 0 | 0 | 0
27.08. | 17 | 794.8975 |  | 794.8975 | 0 | 0 | 0 | 0
27.08. | 18 | 828.2636 |  | 828.2636 | 0 | 0 | 0 | 0
27.08. | 19 | 857.7043 |  | 857.7043 | 0 | 0 | 0 | 0
27.08. | 20 | 877.3314 |  | 877.3314 | 0 | 0 | 0 | 0
27.08. | 21 | 875.3687 |  | 875.3687 | 0 | 0 | 0 | 0
27.08. | 22 | 873.4059 |  | 873.4059 | 0 | 0 | 0 | 0
27.08. | 23 | 857.7043 |  | 857.7043 | 0 | 0 | 0 | 0
27.08. | 24 | 893.033 |  | 893.033 | 0 | 0 | 0 | 0
28.08. | 1 | 891.0703 |  | 891.0703 | 0 | 0 | 0 | 0
28.08. | 2 | 865.5551 |  | 865.5551 | 0 | 0 | 0 | 0
28.08. | 3 | 863.5924 |  | 863.5924 | 0 | 0 | 0 | 0
28.08. | 4 | 859.667 |  | 859.667 | 0 | 0 | 0 | 0
28.08. | 5 | 859.667 |  | 859.667 | 0 | 0 | 0 | 0
28.08. | 6 | 887.1449 |  | 887.1449 | 0 | 0 | 0 | 0
28.08. | 7 | 877.3314 |  | 877.3314 | 0 | 0 | 0 | 0
28.08. | 8 | 877.3314 |  | 877.3314 | 0 | 0 | 0 | 0
28.08. | 9 | 873.4059 |  | 873.4059 | 0 | 0 | 0 | 0
28.08. | 10 | 798.823 |  | 798.823 | 0 | 0 | 0 | 0
28.08. | 11 | 783.1213 |  | 783.1213 | 0 | 0 | 0 | 0
28.08. | 12 | 771.345 |  | 771.345 | 0 | 0 | 0 | 0
28.08. | 13 | 771.345 |  | 771.345 | 0 | 0 | 0 | 0
28.08. | 14 | 779.1959 |  | 779.1959 | 0 | 0 | 0 | 0
28.08. | 15 | 777.2332 |  | 777.2332 | 0 | 0 | 0 | 0
28.08. | 16 | 779.1959 |  | 779.1959 | 0 | 0 | 0 | 0
28.08. | 17 | 794.8975 |  | 794.8975 | 0 | 0 | 0 | 0
28.08. | 18 | 820.4128 |  | 820.4128 | 0 | 0 | 0 | 0
28.08. | 19 | 881.2568 |  | 881.2568 | 0 | 0 | 0 | 0
28.08. | 20 | 902.8466 |  | 902.8466 | 0 | 0 | 0 | 0
28.08. | 21 | 914.6229 |  | 914.6229 | 0 | 0 | 0 | 0
28.08. | 22 | 910.6974 |  | 910.6974 | 0 | 0 | 0 | 0
28.08. | 23 | 910.6974 |  | 910.6974 | 0 | 0 | 0 | 0
28.08. | 24 | 894.9958 |  | 894.9958 | 0 | 0 | 0 | 0
29.08. | 1 | 889.1076 |  | 889.1076 | 0 | 0 | 0 | 0
29.08. | 2 | 875.3687 |  | 875.3687 | 0 | 0 | 0 | 0
29.08. | 3 | 869.4805 |  | 869.4805 | 0 | 0 | 0 | 0
29.08. | 4 | 869.4805 |  | 869.4805 | 0 | 0 | 0 | 0
29.08. | 5 | 871.4432 |  | 871.4432 | 0 | 0 | 0 | 0
29.08. | 6 | 902.8466 |  | 902.8466 | 0 | 0 | 0 | 0
29.08. | 7 | 893.033 |  | 893.033 | 0 | 0 | 0 | 0
29.08. | 8 | 889.1076 |  | 889.1076 | 0 | 0 | 0 | 0
29.08. | 9 | 851.8161 |  | 851.8161 | 0 | 0 | 0 | 0
29.08. | 10 | 832.189 |  | 832.189 | 0 | 0 | 0 | 0
29.08. | 11 | 808.6365 |  | 808.6365 | 0 | 0 | 0 | 0
29.08. | 12 | 804.7111 |  | 804.7111 | 0 | 0 | 0 | 0
29.08. | 13 | 800.7857 |  | 800.7857 | 0 | 0 | 0 | 0
29.08. | 14 | 804.7111 |  | 804.7111 | 0 | 0 | 0 | 0
29.08. | 15 | 800.7857 |  | 800.7857 | 0 | 0 | 0 | 0
29.08. | 16 | 812.5619 |  | 812.5619 | 0 | 0 | 0 | 0
29.08. | 17 | 818.4501 |  | 818.4501 | 0 | 0 | 0 | 0
29.08. | 18 | 847.8907 |  | 847.8907 | 0 | 0 | 0 | 0
29.08. | 19 | 877.3314 |  | 877.3314 | 0 | 0 | 0 | 0
29.08. | 20 | 898.9212 |  | 898.9212 | 0 | 0 | 0 | 0
29.08. | 21 | 910.6974 |  | 910.6974 | 0 | 0 | 0 | 0
29.08. | 22 | 942.1008 |  | 942.1008 | 0 | 0 | 0 | 0
29.08. | 23 | 947.9889 |  | 947.9889 | 0 | 0 | 0 | 0
29.08. | 24 | 951.9143 |  | 951.9143 | 0 | 0 | 0 | 0
30.08. | 1 | 957.8025 |  | 957.8025 | 0 | 0 | 0 | 0
30.08. | 2 | 957.8025 |  | 957.8025 | 0 | 0 | 0 | 0
30.08. | 3 | 955.8398 |  | 955.8398 | 0 | 0 | 0 | 0
30.08. | 4 | 957.8025 |  | 957.8025 | 0 | 0 | 0 | 0
30.08. | 5 | 951.9143 |  | 951.9143 | 0 | 0 | 0 | 0
30.08. | 6 | 957.8025 |  | 957.8025 | 0 | 0 | 0 | 0
30.08. | 7 | 957.8025 |  | 957.8025 | 0 | 0 | 0 | 0
30.08. | 8 | 955.8398 |  | 955.8398 | 0 | 0 | 0 | 0
30.08. | 9 | 930.3245 |  | 930.3245 | 0 | 0 | 0 | 0
30.08. | 10 | 883.2195 |  | 883.2195 | 0 | 0 | 0 | 0
30.08. | 11 | 851.8161 |  | 851.8161 | 0 | 0 | 0 | 0
30.08. | 12 | 843.9653 |  | 843.9653 | 0 | 0 | 0 | 0
30.08. | 13 | 843.9653 |  | 843.9653 | 0 | 0 | 0 | 0
30.08. | 14 | 853.7788 |  | 853.7788 | 0 | 0 | 0 | 0
30.08. | 15 | 853.7788 |  | 853.7788 | 0 | 0 | 0 | 0
30.08. | 16 | 859.667 |  | 859.667 | 0 | 0 | 0 | 0
30.08. | 17 | 889.1076 |  | 889.1076 | 0 | 0 | 0 | 0
30.08. | 18 | 910.6974 |  | 910.6974 | 0 | 0 | 0 | 0
30.08. | 19 | 953.8771 |  | 953.8771 | 0 | 0 | 0 | 0
30.08. | 20 | 965.6533 |  | 965.6533 | 0 | 0 | 0 | 0
30.08. | 21 | 969.5787 |  | 969.5787 | 0 | 0 | 0 | 0
30.08. | 22 | 977.4296 |  | 977.4296 | 0 | 0 | 0 | 0
30.08. | 23 | 969.5787 |  | 969.5787 | 0 | 0 | 0 | 0
30.08. | 24 | 949.9516 |  | 949.9516 | 0 | 0 | 0 | 0
31.08. | 1 | 949.9516 |  | 949.9516 | 0 | 0 | 0 | 0
31.08. | 2 | 959.7652 |  | 959.7652 | 0 | 0 | 0 | 0
31.08. | 3 | 975.4669 |  | 975.4669 | 0 | 0 | 0 | 0
31.08. | 4 | 1008.8329 |  | 1008.8329 | 0 | 0 | 0 | 0
31.08. | 5 | 1022.5719 |  | 1022.5719 | 0 | 0 | 0 | 0
31.08. | 6 | 1026.4973 |  | 1026.4973 | 0 | 0 | 0 | 0
31.08. | 7 | 1032.3855 |  | 1032.3855 | 0 | 0 | 0 | 0
31.08. | 8 | 995.094 |  | 995.094 | 0 | 0 | 0 | 0
31.08. | 9 | 1002.9448 |  | 1002.9448 | 0 | 0 | 0 | 0
31.08. | 10 | 955.8398 |  | 955.8398 | 0 | 0 | 0 | 0
31.08. | 11 | 987.2431 |  | 987.2431 | 0 | 0 | 0 | 0
31.08. | 12 | 953.8771 |  | 953.8771 | 0 | 0 | 0 | 0
31.08. | 13 | 989.2058 |  | 989.2058 | 0 | 0 | 0 | 0
31.08. | 14 | 959.7652 |  | 959.7652 | 0 | 0 | 0 | 0
31.08. | 15 | 967.616 |  | 967.616 | 0 | 0 | 0 | 0
31.08. | 16 | 993.1313 |  | 993.1313 | 0 | 0 | 0 | 0
31.08. | 17 | 983.3177 |  | 983.3177 | 0 | 0 | 0 | 0
31.08. | 18 | 1020.6092 |  | 1020.6092 | 0 | 0 | 0 | 0
31.08. | 19 | 1069.677 |  | 1069.677 | 0 | 0 | 0 | 0
31.08. | 20 | 1077.5278 |  | 1077.5278 | 0 | 0 | 0 | 0
31.08. | 21 | 1083.4159 |  | 1083.4159 | 0 | 0 | 0 | 0
31.08. | 22 | 1091.2668 |  | 1091.2668 | 0 | 0 | 0 | 0
31.08. | 23 | 1085.3786 |  | 1085.3786 | 0 | 0 | 0 | 0
31.08. | 24 | 1091.2668 |  | 1091.2668 | 0 | 0 | 0 | 0
01.09. | 1 | 1091.2668 |  | 1091.2668 | 0 | 0 | 0 | 0
01.09. | 2 | 1091.2668 |  | 1091.2668 | 0 | 0 | 0 | 0
01.09. | 3 | 1085.3786 |  | 1085.3786 | 0 | 0 | 0 | 0
01.09. | 4 | 1087.3413 |  | 1087.3413 | 0 | 0 | 0 | 0
01.09. | 5 | 1085.3786 |  | 1085.3786 | 0 | 0 | 0 | 0
01.09. | 6 | 1083.4159 |  | 1083.4159 | 0 | 0 | 0 | 0
01.09. | 7 | 1079.4905 |  | 1079.4905 | 0 | 0 | 0 | 0
01.09. | 8 | 1022.5719 |  | 1022.5719 | 0 | 0 | 0 | 0
01.09. | 9 | 1006.8702 |  | 1006.8702 | 0 | 0 | 0 | 0
01.09. | 10 | 1006.8702 |  | 1006.8702 | 0 | 0 | 0 | 0
01.09. | 11 | 985.2804 |  | 985.2804 | 0 | 0 | 0 | 0
01.09. | 12 | 981.355 |  | 981.355 | 0 | 0 | 0 | 0
01.09. | 13 | 959.7652 |  | 959.7652 | 0 | 0 | 0 | 0
01.09. | 14 | 928.3618 |  | 928.3618 | 0 | 0 | 0 | 0
01.09. | 15 | 922.4737 |  | 922.4737 | 0 | 0 | 0 | 0
01.09. | 16 | 926.3991 |  | 926.3991 | 0 | 0 | 0 | 0
01.09. | 17 | 932.2873 |  | 932.2873 | 0 | 0 | 0 | 0
01.09. | 18 | 940.1381 |  | 940.1381 | 0 | 0 | 0 | 0
01.09. | 19 | 1010.7957 |  | 1010.7957 | 0 | 0 | 0 | 0
01.09. | 20 | 1020.6092 |  | 1020.6092 | 0 | 0 | 0 | 0
01.09. | 21 | 1022.5719 |  | 1022.5719 | 0 | 0 | 0 | 0
01.09. | 22 | 1026.4973 |  | 1026.4973 | 0 | 0 | 0 | 0
01.09. | 23 | 1018.6465 |  | 1018.6465 | 0 | 0 | 0 | 0
01.09. | 24 | 1052.0126 |  | 1052.0126 | 0 | 0 | 0 | 0
02.09. | 1 | 1067.7142 |  | 1067.7142 | 0 | 0 | 0 | 0
02.09. | 2 | 1055.938 |  | 1055.938 | 0 | 0 | 0 | 0
02.09. | 3 | 1046.1244 |  | 1046.1244 | 0 | 0 | 0 | 0
02.09. | 4 | 1046.1244 |  | 1046.1244 | 0 | 0 | 0 | 0
02.09. | 5 | 1044.1617 |  | 1044.1617 | 0 | 0 | 0 | 0
02.09. | 6 | 1044.1617 |  | 1044.1617 | 0 | 0 | 0 | 0
02.09. | 7 | 1042.199 |  | 1042.199 | 0 | 0 | 0 | 0
02.09. | 8 | 1042.199 |  | 1042.199 | 0 | 0 | 0 | 0
02.09. | 9 | 1038.2736 |  | 1038.2736 | 0 | 0 | 0 | 0
02.09. | 10 | 983.3177 |  | 983.3177 | 0 | 0 | 0 | 0
02.09. | 11 | 983.3177 |  | 983.3177 | 0 | 0 | 0 | 0
02.09. | 12 | 947.9889 |  | 947.9889 | 0 | 0 | 0 | 0
02.09. | 13 | 946.0262 |  | 946.0262 | 0 | 0 | 0 | 0
02.09. | 14 | 924.4364 |  | 924.4364 | 0 | 0 | 0 | 0
02.09. | 15 | 934.25 |  | 934.25 | 0 | 0 | 0 | 0
02.09. | 16 | 934.25 |  | 934.25 | 0 | 0 | 0 | 0
02.09. | 17 | 934.25 |  | 934.25 | 0 | 0 | 0 | 0
02.09. | 18 | 983.3177 |  | 983.3177 | 0 | 0 | 0 | 0
02.09. | 19 | 1034.3482 |  | 1034.3482 | 0 | 0 | 0 | 0
02.09. | 20 | 1040.2363 |  | 1040.2363 | 0 | 0 | 0 | 0
02.09. | 21 | 1050.0499 |  | 1050.0499 | 0 | 0 | 0 | 0
02.09. | 22 | 1044.1617 |  | 1044.1617 | 0 | 0 | 0 | 0
02.09. | 23 | 1042.199 |  | 1042.199 | 0 | 0 | 0 | 0
02.09. | 24 | 1028.46 |  | 1028.46 | 0 | 0 | 0 | 0
03.09. | 1 | 1012.7584 |  | 1012.7584 | 0 | 0 | 0 | 0
03.09. | 2 | 995.094 |  | 995.094 | 0 | 0 | 0 | 0
03.09. | 3 | 997.0567 |  | 997.0567 | 0 | 0 | 0 | 0
03.09. | 4 | 985.2804 |  | 985.2804 | 0 | 0 | 0 | 0
03.09. | 5 | 979.3923 |  | 979.3923 | 0 | 0 | 0 | 0
03.09. | 6 | 961.7279 |  | 961.7279 | 0 | 0 | 0 | 0
03.09. | 7 | 938.1754 |  | 938.1754 | 0 | 0 | 0 | 0
03.09. | 8 | 944.0635 |  | 944.0635 | 0 | 0 | 0 | 0
03.09. | 9 | 885.1822 |  | 885.1822 | 0 | 0 | 0 | 0
03.09. | 10 | 879.2941 |  | 879.2941 | 0 | 0 | 0 | 0
03.09. | 11 | 926.3991 |  | 926.3991 | 0 | 0 | 0 | 0
03.09. | 12 | 908.7347 |  | 908.7347 | 0 | 0 | 0 | 0
03.09. | 13 | 896.9585 |  | 896.9585 | 0 | 0 | 0 | 0
03.09. | 14 | 898.9212 |  | 898.9212 | 0 | 0 | 0 | 0
03.09. | 15 | 912.6602 |  | 912.6602 | 0 | 0 | 0 | 0
03.09. | 16 | 922.4737 |  | 922.4737 | 0 | 0 | 0 | 0
03.09. | 17 | 902.8466 |  | 902.8466 | 0 | 0 | 0 | 0
03.09. | 18 | 942.1008 |  | 942.1008 | 0 | 0 | 0 | 0
03.09. | 19 | 989.2058 |  | 989.2058 | 0 | 0 | 0 | 0
03.09. | 20 | 1010.7957 |  | 1010.7957 | 0 | 0 | 0 | 0
03.09. | 21 | 1018.6465 |  | 1018.6465 | 0 | 0 | 0 | 0
03.09. | 22 | 1050.0499 |  | 1050.0499 | 0 | 0 | 0 | 0
03.09. | 23 | 1048.0871 |  | 1048.0871 | 0 | 0 | 0 | 0
03.09. | 24 | 1030.4228 |  | 1030.4228 | 0 | 0 | 0 | 0
04.09. | 1 | 971.5415 |  | 971.5415 | 0 | 0 | 0 | 0
04.09. | 2 | 979.3923 |  | 979.3923 | 0 | 0 | 0 | 0
04.09. | 3 | 995.094 |  | 995.094 | 0 | 0 | 0 | 0
04.09. | 4 | 995.094 |  | 995.094 | 0 | 0 | 0 | 0
04.09. | 5 | 963.6906 |  | 963.6906 | 0 | 0 | 0 | 0
04.09. | 6 | 999.0194 |  | 999.0194 | 0 | 0 | 0 | 0
04.09. | 7 | 1026.4973 |  | 1026.4973 | 0 | 0 | 0 | 0
04.09. | 8 | 1028.46 |  | 1028.46 | 0 | 0 | 0 | 0
04.09. | 9 | 983.3177 |  | 983.3177 | 0 | 0 | 0 | 0
04.09. | 10 | 942.1008 |  | 942.1008 | 0 | 0 | 0 | 0
04.09. | 11 | 955.8398 |  | 955.8398 | 0 | 0 | 0 | 0
04.09. | 12 | 934.25 |  | 934.25 | 0 | 0 | 0 | 0
04.09. | 13 | 932.2873 |  | 932.2873 | 0 | 0 | 0 | 0
04.09. | 14 | 920.511 |  | 920.511 | 0 | 0 | 0 | 0
04.09. | 15 | 904.8093 |  | 904.8093 | 0 | 0 | 0 | 0
04.09. | 16 | 894.9958 |  | 894.9958 | 0 | 0 | 0 | 0
04.09. | 17 | 930.3245 |  | 930.3245 | 0 | 0 | 0 | 0
04.09. | 18 | 975.4669 |  | 975.4669 | 0 | 0 | 0 | 0
04.09. | 19 | 1040.2363 |  | 1040.2363 | 0 | 0 | 0 | 0
04.09. | 20 | 1046.1244 |  | 1046.1244 | 0 | 0 | 0 | 0
04.09. | 21 | 1048.0871 |  | 1048.0871 | 0 | 0 | 0 | 0
04.09. | 22 | 1036.3109 |  | 1036.3109 | 0 | 0 | 0 | 0
04.09. | 23 | 1034.3482 |  | 1034.3482 | 0 | 0 | 0 | 0
04.09. | 24 | 1022.5719 |  | 1022.5719 | 0 | 0 | 0 | 0
05.09. | 1 | 1032.3855 |  | 1032.3855 | 0 | 0 | 0 | 0
05.09. | 2 | 1036.3109 |  | 1036.3109 | 0 | 0 | 0 | 0
05.09. | 3 | 1024.5346 |  | 1024.5346 | 0 | 0 | 0 | 0
05.09. | 4 | 1032.3855 |  | 1032.3855 | 0 | 0 | 0 | 0
05.09. | 5 | 1036.3109 |  | 1036.3109 | 0 | 0 | 0 | 0
05.09. | 6 | 1030.4228 |  | 1030.4228 | 0 | 0 | 0 | 0
05.09. | 7 | 1050.0499 |  | 1050.0499 | 0 | 0 | 0 | 0
05.09. | 8 | 1040.2363 |  | 1040.2363 | 0 | 0 | 0 | 0
05.09. | 9 | 1030.4228 |  | 1030.4228 | 0 | 0 | 0 | 0
05.09. | 10 | 971.5415 |  | 971.5415 | 0 | 0 | 0 | 0
05.09. | 11 | 944.0635 |  | 944.0635 | 0 | 0 | 0 | 0
05.09. | 12 | 946.0262 |  | 946.0262 | 0 | 0 | 0 | 0
05.09. | 13 | 920.511 |  | 920.511 | 0 | 0 | 0 | 0
05.09. | 14 | 916.5856 |  | 916.5856 | 0 | 0 | 0 | 0
05.09. | 15 | 920.511 |  | 920.511 | 0 | 0 | 0 | 0
05.09. | 16 | 930.3245 |  | 930.3245 | 0 | 0 | 0 | 0
05.09. | 17 | 961.7279 |  | 961.7279 | 0 | 0 | 0 | 0
05.09. | 18 | 957.8025 |  | 957.8025 | 0 | 0 | 0 | 0
05.09. | 19 | 1010.7957 |  | 1010.7957 | 0 | 0 | 0 | 0
05.09. | 20 | 1006.8702 |  | 1006.8702 | 0 | 0 | 0 | 0
05.09. | 21 | 1022.5719 |  | 1022.5719 | 0 | 0 | 0 | 0
05.09. | 22 | 1022.5719 |  | 1022.5719 | 0 | 0 | 0 | 0
05.09. | 23 | 1034.3482 |  | 1034.3482 | 0 | 0 | 0 | 0
05.09. | 24 | 1026.4973 |  | 1026.4973 | 0 | 0 | 0 | 0
06.09. | 1 | 1032.3855 |  | 1032.3855 | 0 | 0 | 0 | 0
06.09. | 2 | 1024.5346 |  | 1024.5346 | 0 | 0 | 0 | 0
06.09. | 3 | 1026.4973 |  | 1026.4973 | 0 | 0 | 0 | 0
06.09. | 4 | 1008.8329 |  | 1008.8329 | 0 | 0 | 0 | 0
06.09. | 5 | 981.355 |  | 981.355 | 0 | 0 | 0 | 0
06.09. | 6 | 1024.5346 |  | 1024.5346 | 0 | 0 | 0 | 0
06.09. | 7 | 1006.8702 |  | 1006.8702 | 0 | 0 | 0 | 0
06.09. | 8 | 1004.9075 |  | 1004.9075 | 0 | 0 | 0 | 0
06.09. | 9 | 1014.7211 |  | 1014.7211 | 0 | 0 | 0 | 0
06.09. | 10 | 944.0635 |  | 944.0635 | 0 | 0 | 0 | 0
06.09. | 11 | 930.3245 |  | 930.3245 | 0 | 0 | 0 | 0
06.09. | 12 | 924.4364 |  | 924.4364 | 0 | 0 | 0 | 0
06.09. | 13 | 932.2873 |  | 932.2873 | 0 | 0 | 0 | 0
06.09. | 14 | 926.3991 |  | 926.3991 | 0 | 0 | 0 | 0
06.09. | 15 | 922.4737 |  | 922.4737 | 0 | 0 | 0 | 0
06.09. | 16 | 944.0635 |  | 944.0635 | 0 | 0 | 0 | 0
06.09. | 17 | 981.355 |  | 981.355 | 0 | 0 | 0 | 0
06.09. | 18 | 991.1685 |  | 991.1685 | 0 | 0 | 0 | 0
06.09. | 19 | 1006.8702 |  | 1006.8702 | 0 | 0 | 0 | 0
06.09. | 20 | 999.0194 |  | 999.0194 | 0 | 0 | 0 | 0
06.09. | 21 | 1026.4973 |  | 1026.4973 | 0 | 0 | 0 | 0
06.09. | 22 | 1024.5346 |  | 1024.5346 | 0 | 0 | 0 | 0
06.09. | 23 | 1030.4228 |  | 1030.4228 | 0 | 0 | 0 | 0
06.09. | 24 | 971.5415 |  | 971.5415 | 0 | 0 | 0 | 0
07.09. | 1 | 977.4296 |  | 977.4296 | 0 | 0 | 0 | 0
07.09. | 2 | 971.5415 |  | 971.5415 | 0 | 0 | 0 | 0
07.09. | 3 | 975.4669 |  | 975.4669 | 0 | 0 | 0 | 0
07.09. | 4 | 955.8398 |  | 955.8398 | 0 | 0 | 0 | 0
07.09. | 5 | 944.0635 |  | 944.0635 | 0 | 0 | 0 | 0
07.09. | 6 | 971.5415 |  | 971.5415 | 0 | 0 | 0 | 0
07.09. | 7 | 967.616 |  | 967.616 | 0 | 0 | 0 | 0
07.09. | 8 | 906.772 |  | 906.772 | 0 | 0 | 0 | 0
07.09. | 9 | 896.9585 |  | 896.9585 | 0 | 0 | 0 | 0
07.09. | 10 | 893.033 |  | 893.033 | 0 | 0 | 0 | 0
07.09. | 11 | 894.9958 |  | 894.9958 | 0 | 0 | 0 | 0
07.09. | 12 | 834.1518 |  | 834.1518 | 0 | 0 | 0 | 0
07.09. | 13 | 834.1518 |  | 834.1518 | 0 | 0 | 0 | 0
07.09. | 14 | 840.0399 |  | 840.0399 | 0 | 0 | 0 | 0
07.09. | 15 | 840.0399 |  | 840.0399 | 0 | 0 | 0 | 0
07.09. | 16 | 863.5924 |  | 863.5924 | 0 | 0 | 0 | 0
07.09. | 17 | 877.3314 |  | 877.3314 | 0 | 0 | 0 | 0
07.09. | 18 | 898.9212 |  | 898.9212 | 0 | 0 | 0 | 0
07.09. | 19 | 926.3991 |  | 926.3991 | 0 | 0 | 0 | 0
07.09. | 20 | 957.8025 |  | 957.8025 | 0 | 0 | 0 | 0
07.09. | 21 | 1002.9448 |  | 1002.9448 | 0 | 0 | 0 | 0
07.09. | 22 | 959.7652 |  | 959.7652 | 0 | 0 | 0 | 0
07.09. | 23 | 971.5415 |  | 971.5415 | 0 | 0 | 0 | 0
07.09. | 24 | 1026.4973 |  | 1026.4973 | 0 | 0 | 0 | 0
08.09. | 1 | 1042.199 |  | 1042.199 | 0 | 0 | 0 | 0
08.09. | 2 | 1036.3109 |  | 1036.3109 | 0 | 0 | 0 | 0
08.09. | 3 | 1028.46 |  | 1028.46 | 0 | 0 | 0 | 0
08.09. | 4 | 1022.5719 |  | 1022.5719 | 0 | 0 | 0 | 0
08.09. | 5 | 1022.5719 |  | 1022.5719 | 0 | 0 | 0 | 0
08.09. | 6 | 1014.7211 |  | 1014.7211 | 0 | 0 | 0 | 0
08.09. | 7 | 1018.6465 |  | 1018.6465 | 0 | 0 | 0 | 0
08.09. | 8 | 971.5415 |  | 971.5415 | 0 | 0 | 0 | 0
08.09. | 9 | 910.6974 |  | 910.6974 | 0 | 0 | 0 | 0
08.09. | 10 | 946.0262 |  | 946.0262 | 0 | 0 | 0 | 0
08.09. | 11 | 920.511 |  | 920.511 | 0 | 0 | 0 | 0
08.09. | 12 | 855.7416 |  | 855.7416 | 0 | 0 | 0 | 0
08.09. | 13 | 790.9721 |  | 790.9721 | 0 | 0 | 0 | 0
08.09. | 14 | 806.6738 |  | 806.6738 | 0 | 0 | 0 | 0
08.09. | 15 | 826.3009 |  | 826.3009 | 0 | 0 | 0 | 0
08.09. | 16 | 794.8975 |  | 794.8975 | 0 | 0 | 0 | 0
08.09. | 17 | 830.2263 |  | 830.2263 | 0 | 0 | 0 | 0
08.09. | 18 | 859.667 |  | 859.667 | 0 | 0 | 0 | 0
08.09. | 19 | 902.8466 |  | 902.8466 | 0 | 0 | 0 | 0
08.09. | 20 | 942.1008 |  | 942.1008 | 0 | 0 | 0 | 0
08.09. | 21 | 924.4364 |  | 924.4364 | 0 | 0 | 0 | 0
08.09. | 22 | 934.25 |  | 934.25 | 0 | 0 | 0 | 0
08.09. | 23 | 944.0635 |  | 944.0635 | 0 | 0 | 0 | 0
08.09. | 24 | 975.4669 |  | 975.4669 | 0 | 0 | 0 | 0
09.09. | 1 | 1000.9821 |  | 1000.9821 | 0 | 0 | 0 | 0
09.09. | 2 | 1000.9821 |  | 1000.9821 | 0 | 0 | 0 | 0
09.09. | 3 | 995.094 |  | 995.094 | 0 | 0 | 0 | 0
09.09. | 4 | 999.0194 |  | 999.0194 | 0 | 0 | 0 | 0
09.09. | 5 | 977.4296 |  | 977.4296 | 0 | 0 | 0 | 0
09.09. | 6 | 985.2804 |  | 985.2804 | 0 | 0 | 0 | 0
09.09. | 7 | 999.0194 |  | 999.0194 | 0 | 0 | 0 | 0
09.09. | 8 | 989.2058 |  | 989.2058 | 0 | 0 | 0 | 0
09.09. | 9 | 926.3991 |  | 926.3991 | 0 | 0 | 0 | 0
09.09. | 10 | 877.3314 |  | 877.3314 | 0 | 0 | 0 | 0
09.09. | 11 | 879.2941 |  | 879.2941 | 0 | 0 | 0 | 0
09.09. | 12 | 836.1145 |  | 836.1145 | 0 | 0 | 0 | 0
09.09. | 13 | 836.1145 |  | 836.1145 | 0 | 0 | 0 | 0
09.09. | 14 | 838.0772 |  | 838.0772 | 0 | 0 | 0 | 0
09.09. | 15 | 865.5551 |  | 865.5551 | 0 | 0 | 0 | 0
09.09. | 16 | 845.928 |  | 845.928 | 0 | 0 | 0 | 0
09.09. | 17 | 843.9653 |  | 843.9653 | 0 | 0 | 0 | 0
09.09. | 18 | 867.5178 |  | 867.5178 | 0 | 0 | 0 | 0
09.09. | 19 | 861.6297 |  | 861.6297 | 0 | 0 | 0 | 0
09.09. | 20 | 934.25 |  | 934.25 | 0 | 0 | 0 | 0
09.09. | 21 | 946.0262 |  | 946.0262 | 0 | 0 | 0 | 0
09.09. | 22 | 977.4296 |  | 977.4296 | 0 | 0 | 0 | 0
09.09. | 23 | 981.355 |  | 981.355 | 0 | 0 | 0 | 0
09.09. | 24 | 995.094 |  | 995.094 | 0 | 0 | 0 | 0
10.09. | 1 | 993.1313 |  | 993.1313 | 0 | 0 | 0 | 0
10.09. | 2 | 995.094 |  | 995.094 | 0 | 0 | 0 | 0
10.09. | 3 | 989.2058 |  | 989.2058 | 0 | 0 | 0 | 0
10.09. | 4 | 973.5042 |  | 973.5042 | 0 | 0 | 0 | 0
10.09. | 5 | 985.2804 |  | 985.2804 | 0 | 0 | 0 | 0
10.09. | 6 | 979.3923 |  | 979.3923 | 0 | 0 | 0 | 0
10.09. | 7 | 977.4296 |  | 977.4296 | 0 | 0 | 0 | 0
10.09. | 8 | 979.3923 |  | 979.3923 | 0 | 0 | 0 | 0
10.09. | 9 | 936.2127 |  | 936.2127 | 0 | 0 | 0 | 0
10.09. | 10 | 885.1822 |  | 885.1822 | 0 | 0 | 0 | 0
10.09. | 11 | 857.7043 |  | 857.7043 | 0 | 0 | 0 | 0
10.09. | 12 | 794.8975 |  | 794.8975 | 0 | 0 | 0 | 0
10.09. | 13 | 787.0467 |  | 787.0467 | 0 | 0 | 0 | 0
10.09. | 14 | 832.189 |  | 832.189 | 0 | 0 | 0 | 0
10.09. | 15 | 789.0094 |  | 789.0094 | 0 | 0 | 0 | 0
10.09. | 16 | 828.2636 |  | 828.2636 | 0 | 0 | 0 | 0
10.09. | 17 | 877.3314 |  | 877.3314 | 0 | 0 | 0 | 0
10.09. | 18 | 906.772 |  | 906.772 | 0 | 0 | 0 | 0
10.09. | 19 | 920.511 |  | 920.511 | 0 | 0 | 0 | 0
10.09. | 20 | 989.2058 |  | 989.2058 | 0 | 0 | 0 | 0
10.09. | 21 | 983.3177 |  | 983.3177 | 0 | 0 | 0 | 0
10.09. | 22 | 991.1685 |  | 991.1685 | 0 | 0 | 0 | 0
10.09. | 23 | 1000.9821 |  | 1000.9821 | 0 | 0 | 0 | 0
10.09. | 24 | 989.2058 |  | 989.2058 | 0 | 0 | 0 | 0
11.09. | 1 | 938.1754 |  | 938.1754 | 0 | 0 | 0 | 0
11.09. | 2 | 936.2127 |  | 936.2127 | 0 | 0 | 0 | 0
11.09. | 3 | 936.2127 |  | 936.2127 | 0 | 0 | 0 | 0
11.09. | 4 | 896.9585 |  | 896.9585 | 0 | 0 | 0 | 0
11.09. | 5 | 896.9585 |  | 896.9585 | 0 | 0 | 0 | 0
11.09. | 6 | 926.3991 |  | 926.3991 | 0 | 0 | 0 | 0
11.09. | 7 | 930.3245 |  | 930.3245 | 0 | 0 | 0 | 0
11.09. | 8 | 896.9585 |  | 896.9585 | 0 | 0 | 0 | 0
11.09. | 9 | 875.3687 |  | 875.3687 | 0 | 0 | 0 | 0
11.09. | 10 | 887.1449 |  | 887.1449 | 0 | 0 | 0 | 0
11.09. | 11 | 867.5178 |  | 867.5178 | 0 | 0 | 0 | 0
11.09. | 12 | 865.5551 |  | 865.5551 | 0 | 0 | 0 | 0
11.09. | 13 | 855.7416 |  | 855.7416 | 0 | 0 | 0 | 0
11.09. | 14 | 879.2941 |  | 879.2941 | 0 | 0 | 0 | 0
11.09. | 15 | 875.3687 |  | 875.3687 | 0 | 0 | 0 | 0
11.09. | 16 | 867.5178 |  | 867.5178 | 0 | 0 | 0 | 0
11.09. | 17 | 881.2568 |  | 881.2568 | 0 | 0 | 0 | 0
11.09. | 18 | 896.9585 |  | 896.9585 | 0 | 0 | 0 | 0
11.09. | 19 | 916.5856 |  | 916.5856 | 0 | 0 | 0 | 0
11.09. | 20 | 957.8025 |  | 957.8025 | 0 | 0 | 0 | 0
11.09. | 21 | 965.6533 |  | 965.6533 | 0 | 0 | 0 | 0
11.09. | 22 | 965.6533 |  | 965.6533 | 0 | 0 | 0 | 0
11.09. | 23 | 967.616 |  | 967.616 | 0 | 0 | 0 | 0
11.09. | 24 | 967.616 |  | 967.616 | 0 | 0 | 0 | 0
12.09. | 1 | 973.5042 |  | 973.5042 | 0 | 0 | 0 | 0
12.09. | 2 | 975.4669 |  | 975.4669 | 0 | 0 | 0 | 0
12.09. | 3 | 963.6906 |  | 963.6906 | 0 | 0 | 0 | 0
12.09. | 4 | 961.7279 |  | 961.7279 | 0 | 0 | 0 | 0
12.09. | 5 | 975.4669 |  | 975.4669 | 0 | 0 | 0 | 0
12.09. | 6 | 953.8771 |  | 953.8771 | 0 | 0 | 0 | 0
12.09. | 7 | 934.25 |  | 934.25 | 0 | 0 | 0 | 0
12.09. | 8 | 900.8839 |  | 900.8839 | 0 | 0 | 0 | 0
12.09. | 9 | 885.1822 |  | 885.1822 | 0 | 0 | 0 | 0
12.09. | 10 | 904.8093 |  | 904.8093 | 0 | 0 | 0 | 0
12.09. | 11 | 900.8839 |  | 900.8839 | 0 | 0 | 0 | 0
12.09. | 12 | 894.9958 |  | 894.9958 | 0 | 0 | 0 | 0
12.09. | 13 | 885.1822 |  | 885.1822 | 0 | 0 | 0 | 0
12.09. | 14 | 900.8839 |  | 900.8839 | 0 | 0 | 0 | 0
12.09. | 15 | 877.3314 |  | 877.3314 | 0 | 0 | 0 | 0
12.09. | 16 | 930.3245 |  | 930.3245 | 0 | 0 | 0 | 0
12.09. | 17 | 949.9516 |  | 949.9516 | 0 | 0 | 0 | 0
12.09. | 18 | 957.8025 |  | 957.8025 | 0 | 0 | 0 | 0
12.09. | 19 | 967.616 |  | 967.616 | 0 | 0 | 0 | 0
12.09. | 20 | 975.4669 |  | 975.4669 | 0 | 0 | 0 | 0
12.09. | 21 | 1006.8702 |  | 1006.8702 | 0 | 0 | 0 | 0
12.09. | 22 | 995.094 |  | 995.094 | 0 | 0 | 0 | 0
12.09. | 23 | 1004.9075 |  | 1004.9075 | 0 | 0 | 0 | 0
12.09. | 24 | 1014.7211 |  | 1014.7211 | 0 | 0 | 0 | 0
13.09. | 1 | 1008.8329 |  | 1008.8329 | 0 | 0 | 0 | 0
13.09. | 2 | 993.1313 |  | 993.1313 | 0 | 0 | 0 | 0
13.09. | 3 | 947.9889 |  | 947.9889 | 0 | 0 | 0 | 0
13.09. | 4 | 961.7279 |  | 961.7279 | 0 | 0 | 0 | 0
13.09. | 5 | 967.616 |  | 967.616 | 0 | 0 | 0 | 0
13.09. | 6 | 1010.7957 |  | 1010.7957 | 0 | 0 | 0 | 0
13.09. | 7 | 1012.7584 |  | 1012.7584 | 0 | 0 | 0 | 0
13.09. | 8 | 1006.8702 |  | 1006.8702 | 0 | 0 | 0 | 0
13.09. | 9 | 942.1008 |  | 942.1008 | 0 | 0 | 0 | 0
13.09. | 10 | 920.511 |  | 920.511 | 0 | 0 | 0 | 0
13.09. | 11 | 920.511 |  | 920.511 | 0 | 0 | 0 | 0
13.09. | 12 | 900.8839 |  | 900.8839 | 0 | 0 | 0 | 0
13.09. | 13 | 900.8839 |  | 900.8839 | 0 | 0 | 0 | 0
13.09. | 14 | 906.772 |  | 906.772 | 0 | 0 | 0 | 0
13.09. | 15 | 900.8839 |  | 900.8839 | 0 | 0 | 0 | 0
13.09. | 16 | 912.6602 |  | 912.6602 | 0 | 0 | 0 | 0
13.09. | 17 | 928.3618 |  | 928.3618 | 0 | 0 | 0 | 0
13.09. | 18 | 993.1313 |  | 993.1313 | 0 | 0 | 0 | 0
13.09. | 19 | 979.3923 |  | 979.3923 | 0 | 0 | 0 | 0
13.09. | 20 | 1022.5719 |  | 1022.5719 | 0 | 0 | 0 | 0
13.09. | 21 | 1034.3482 |  | 1034.3482 | 0 | 0 | 0 | 0
13.09. | 22 | 1032.3855 |  | 1032.3855 | 0 | 0 | 0 | 0
13.09. | 23 | 991.1685 |  | 991.1685 | 0 | 0 | 0 | 0
13.09. | 24 | 995.094 |  | 995.094 | 0 | 0 | 0 | 0
14.09. | 1 | 991.1685 |  | 991.1685 | 0 | 0 | 0 | 0
14.09. | 2 | 991.1685 |  | 991.1685 | 0 | 0 | 0 | 0
14.09. | 3 | 997.0567 |  | 997.0567 | 0 | 0 | 0 | 0
14.09. | 4 | 993.1313 |  | 993.1313 | 0 | 0 | 0 | 0
14.09. | 5 | 1000.9821 |  | 1000.9821 | 0 | 0 | 0 | 0
14.09. | 6 | 991.1685 |  | 991.1685 | 0 | 0 | 0 | 0
14.09. | 7 | 1008.8329 |  | 1008.8329 | 0 | 0 | 0 | 0
14.09. | 8 | 973.5042 |  | 973.5042 | 0 | 0 | 0 | 0
14.09. | 9 | 999.0194 |  | 999.0194 | 0 | 0 | 0 | 0
14.09. | 10 | 965.6533 |  | 965.6533 | 0 | 0 | 0 | 0
14.09. | 11 | 942.1008 |  | 942.1008 | 0 | 0 | 0 | 0
14.09. | 12 | 924.4364 |  | 924.4364 | 0 | 0 | 0 | 0
14.09. | 13 | 912.6602 |  | 912.6602 | 0 | 0 | 0 | 0
14.09. | 14 | 914.6229 |  | 914.6229 | 0 | 0 | 0 | 0
14.09. | 15 | 918.5483 |  | 918.5483 | 0 | 0 | 0 | 0
14.09. | 16 | 934.25 |  | 934.25 | 0 | 0 | 0 | 0
14.09. | 17 | 947.9889 |  | 947.9889 | 0 | 0 | 0 | 0
14.09. | 18 | 1002.9448 |  | 1002.9448 | 0 | 0 | 0 | 0
14.09. | 19 | 1014.7211 |  | 1014.7211 | 0 | 0 | 0 | 0
14.09. | 20 | 1067.7142 |  | 1067.7142 | 0 | 0 | 0 | 0
14.09. | 21 | 1077.5278 |  | 1077.5278 | 0 | 0 | 0 | 0
14.09. | 22 | 1075.5651 |  | 1075.5651 | 0 | 0 | 0 | 0
14.09. | 23 | 1026.4973 |  | 1026.4973 | 0 | 0 | 0 | 0
14.09. | 24 | 991.1685 |  | 991.1685 | 0 | 0 | 0 | 0
15.09. | 1 | 959.7652 |  | 959.7652 | 0 | 0 | 0 | 0
15.09. | 2 | 953.8771 |  | 953.8771 | 0 | 0 | 0 | 0
15.09. | 3 | 938.1754 |  | 938.1754 | 0 | 0 | 0 | 0
15.09. | 4 | 914.6229 |  | 914.6229 | 0 | 0 | 0 | 0
15.09. | 5 | 920.511 |  | 920.511 | 0 | 0 | 0 | 0
15.09. | 6 | 918.5483 |  | 918.5483 | 0 | 0 | 0 | 0
15.09. | 7 | 904.8093 |  | 904.8093 | 0 | 0 | 0 | 0
15.09. | 8 | 906.772 |  | 906.772 | 0 | 0 | 0 | 0
15.09. | 9 | 906.772 |  | 906.772 | 0 | 0 | 0 | 0
15.09. | 10 | 853.7788 |  | 853.7788 | 0 | 0 | 0 | 0
15.09. | 11 | 792.9348 |  | 792.9348 | 0 | 0 | 0 | 0
15.09. | 12 | 749.7552 |  | 749.7552 | 0 | 0 | 0 | 0
15.09. | 13 | 734.0535 |  | 734.0535 | 0 | 0 | 0 | 0
15.09. | 14 | 753.6806 |  | 753.6806 | 0 | 0 | 0 | 0
15.09. | 15 | 753.6806 |  | 753.6806 | 0 | 0 | 0 | 0
15.09. | 16 | 763.4942 |  | 763.4942 | 0 | 0 | 0 | 0
15.09. | 17 | 789.0094 |  | 789.0094 | 0 | 0 | 0 | 0
15.09. | 18 | 853.7788 |  | 853.7788 | 0 | 0 | 0 | 0
15.09. | 19 | 896.9585 |  | 896.9585 | 0 | 0 | 0 | 0
15.09. | 20 | 961.7279 |  | 961.7279 | 0 | 0 | 0 | 0
15.09. | 21 | 965.6533 |  | 965.6533 | 0 | 0 | 0 | 0
15.09. | 22 | 963.6906 |  | 963.6906 | 0 | 0 | 0 | 0
15.09. | 23 | 932.2873 |  | 932.2873 | 0 | 0 | 0 | 0
15.09. | 24 | 855.7416 |  | 855.7416 | 0 | 0 | 0 | 0
16.09. | 1 | 857.7043 |  | 857.7043 | 0 | 0 | 0 | 0
16.09. | 2 | 849.8534 |  | 849.8534 | 0 | 0 | 0 | 0
16.09. | 3 | 842.0026 |  | 842.0026 | 0 | 0 | 0 | 0
16.09. | 4 | 828.2636 |  | 828.2636 | 0 | 0 | 0 | 0
16.09. | 5 | 830.2263 |  | 830.2263 | 0 | 0 | 0 | 0
16.09. | 6 | 820.4128 |  | 820.4128 | 0 | 0 | 0 | 0
16.09. | 7 | 861.6297 |  | 861.6297 | 0 | 0 | 0 | 0
16.09. | 8 | 818.4501 |  | 818.4501 | 0 | 0 | 0 | 0
16.09. | 9 | 777.2332 |  | 777.2332 | 0 | 0 | 0 | 0
16.09. | 10 | 683.0231 |  | 683.0231 | 0 | 0 | 0 | 0
16.09. | 11 | 661.4333 |  | 661.4333 | 0 | 0 | 0 | 0
16.09. | 12 | 620.2164 |  | 620.2164 | 0 | 0 | 0 | 0
16.09. | 13 | 622.1791 |  | 622.1791 | 0 | 0 | 0 | 0
16.09. | 14 | 628.0672 |  | 628.0672 | 0 | 0 | 0 | 0
16.09. | 15 | 647.6943 |  | 647.6943 | 0 | 0 | 0 | 0
16.09. | 16 | 655.5451 |  | 655.5451 | 0 | 0 | 0 | 0
16.09. | 17 | 626.1045 |  | 626.1045 | 0 | 0 | 0 | 0
16.09. | 18 | 692.8366 |  | 692.8366 | 0 | 0 | 0 | 0
16.09. | 19 | 747.7925 |  | 747.7925 | 0 | 0 | 0 | 0
16.09. | 20 | 816.4874 |  | 816.4874 | 0 | 0 | 0 | 0
16.09. | 21 | 832.189 |  | 832.189 | 0 | 0 | 0 | 0
16.09. | 22 | 824.3382 |  | 824.3382 | 0 | 0 | 0 | 0
16.09. | 23 | 773.3077 |  | 773.3077 | 0 | 0 | 0 | 0
16.09. | 24 | 775.2704 |  | 775.2704 | 0 | 0 | 0 | 0
17.09. | 1 | 773.3077 |  | 773.3077 | 0 | 0 | 0 | 0
17.09. | 2 | 785.084 |  | 785.084 | 0 | 0 | 0 | 0
17.09. | 3 | 794.8975 |  | 794.8975 | 0 | 0 | 0 | 0
17.09. | 4 | 794.8975 |  | 794.8975 | 0 | 0 | 0 | 0
17.09. | 5 | 790.9721 |  | 790.9721 | 0 | 0 | 0 | 0
17.09. | 6 | 790.9721 |  | 790.9721 | 0 | 0 | 0 | 0
17.09. | 7 | 796.8603 |  | 796.8603 | 0 | 0 | 0 | 0
17.09. | 8 | 790.9721 |  | 790.9721 | 0 | 0 | 0 | 0
17.09. | 9 | 792.9348 |  | 792.9348 | 0 | 0 | 0 | 0
17.09. | 10 | 767.4196 |  | 767.4196 | 0 | 0 | 0 | 0
17.09. | 11 | 761.5315 |  | 761.5315 | 0 | 0 | 0 | 0
17.09. | 12 | 761.5315 |  | 761.5315 | 0 | 0 | 0 | 0
17.09. | 13 | 804.7111 |  | 804.7111 | 0 | 0 | 0 | 0
17.09. | 14 | 816.4874 |  | 816.4874 | 0 | 0 | 0 | 0
17.09. | 15 | 816.4874 |  | 816.4874 | 0 | 0 | 0 | 0
17.09. | 16 | 818.4501 |  | 818.4501 | 0 | 0 | 0 | 0
17.09. | 17 | 838.0772 |  | 838.0772 | 0 | 0 | 0 | 0
17.09. | 18 | 845.928 |  | 845.928 | 0 | 0 | 0 | 0
17.09. | 19 | 865.5551 |  | 865.5551 | 0 | 0 | 0 | 0
17.09. | 20 | 871.4432 |  | 871.4432 | 0 | 0 | 0 | 0
17.09. | 21 | 879.2941 |  | 879.2941 | 0 | 0 | 0 | 0
17.09. | 22 | 883.2195 |  | 883.2195 | 0 | 0 | 0 | 0
17.09. | 23 | 883.2195 |  | 883.2195 | 0 | 0 | 0 | 0
17.09. | 24 | 867.5178 |  | 867.5178 | 0 | 0 | 0 | 0
18.09. | 1 | 865.5551 |  | 865.5551 | 0 | 0 | 0 | 0
18.09. | 2 | 863.5924 |  | 863.5924 | 0 | 0 | 0 | 0
18.09. | 3 | 863.5924 |  | 863.5924 | 0 | 0 | 0 | 0
18.09. | 4 | 867.5178 |  | 867.5178 | 0 | 0 | 0 | 0
18.09. | 5 | 893.033 |  | 893.033 | 0 | 0 | 0 | 0
18.09. | 6 | 910.6974 |  | 910.6974 | 0 | 0 | 0 | 0
18.09. | 7 | 861.6297 |  | 861.6297 | 0 | 0 | 0 | 0
18.09. | 8 | 822.3755 |  | 822.3755 | 0 | 0 | 0 | 0
18.09. | 9 | 822.3755 |  | 822.3755 | 0 | 0 | 0 | 0
18.09. | 10 | 843.9653 |  | 843.9653 | 0 | 0 | 0 | 0
18.09. | 11 | 832.189 |  | 832.189 | 0 | 0 | 0 | 0
18.09. | 12 | 826.3009 |  | 826.3009 | 0 | 0 | 0 | 0
18.09. | 13 | 824.3382 |  | 824.3382 | 0 | 0 | 0 | 0
18.09. | 14 | 830.2263 |  | 830.2263 | 0 | 0 | 0 | 0
18.09. | 15 | 824.3382 |  | 824.3382 | 0 | 0 | 0 | 0
18.09. | 16 | 826.3009 |  | 826.3009 | 0 | 0 | 0 | 0
18.09. | 17 | 822.3755 |  | 822.3755 | 0 | 0 | 0 | 0
18.09. | 18 | 843.9653 |  | 843.9653 | 0 | 0 | 0 | 0
18.09. | 19 | 902.8466 |  | 902.8466 | 0 | 0 | 0 | 0
18.09. | 20 | 908.7347 |  | 908.7347 | 0 | 0 | 0 | 0
18.09. | 21 | 910.6974 |  | 910.6974 | 0 | 0 | 0 | 0
18.09. | 22 | 906.772 |  | 906.772 | 0 | 0 | 0 | 0
18.09. | 23 | 906.772 |  | 906.772 | 0 | 0 | 0 | 0
18.09. | 24 | 926.3991 |  | 926.3991 | 0 | 0 | 0 | 0
19.09. | 1 | 928.3618 |  | 928.3618 | 0 | 0 | 0 | 0
19.09. | 2 | 928.3618 |  | 928.3618 | 0 | 0 | 0 | 0
19.09. | 3 | 926.3991 |  | 926.3991 | 0 | 0 | 0 | 0
19.09. | 4 | 926.3991 |  | 926.3991 | 0 | 0 | 0 | 0
19.09. | 5 | 918.5483 |  | 918.5483 | 0 | 0 | 0 | 0
19.09. | 6 | 910.6974 |  | 910.6974 | 0 | 0 | 0 | 0
19.09. | 7 | 900.8839 |  | 900.8839 | 0 | 0 | 0 | 0
19.09. | 8 | 900.8839 |  | 900.8839 | 0 | 0 | 0 | 0
19.09. | 9 | 906.772 |  | 906.772 | 0 | 0 | 0 | 0
19.09. | 10 | 896.9585 |  | 896.9585 | 0 | 0 | 0 | 0
19.09. | 11 | 891.0703 |  | 891.0703 | 0 | 0 | 0 | 0
19.09. | 12 | 883.2195 |  | 883.2195 | 0 | 0 | 0 | 0
19.09. | 13 | 894.9958 |  | 894.9958 | 0 | 0 | 0 | 0
19.09. | 14 | 881.2568 |  | 881.2568 | 0 | 0 | 0 | 0
19.09. | 15 | 845.928 |  | 845.928 | 0 | 0 | 0 | 0
19.09. | 16 | 845.928 |  | 845.928 | 0 | 0 | 0 | 0
19.09. | 17 | 855.7416 |  | 855.7416 | 0 | 0 | 0 | 0
19.09. | 18 | 849.8534 |  | 849.8534 | 0 | 0 | 0 | 0
19.09. | 19 | 918.5483 |  | 918.5483 | 0 | 0 | 0 | 0
19.09. | 20 | 898.9212 |  | 898.9212 | 0 | 0 | 0 | 0
19.09. | 21 | 900.8839 |  | 900.8839 | 0 | 0 | 0 | 0
19.09. | 22 | 889.1076 |  | 889.1076 | 0 | 0 | 0 | 0
19.09. | 23 | 904.8093 |  | 904.8093 | 0 | 0 | 0 | 0
19.09. | 24 | 865.5551 |  | 865.5551 | 0 | 0 | 0 | 0
20.09. | 1 | 853.7788 |  | 853.7788 | 0 | 0 | 0 | 0
20.09. | 2 | 845.928 |  | 845.928 | 0 | 0 | 0 | 0
20.09. | 3 | 845.928 |  | 845.928 | 0 | 0 | 0 | 0
20.09. | 4 | 847.8907 |  | 847.8907 | 0 | 0 | 0 | 0
20.09. | 5 | 871.4432 |  | 871.4432 | 0 | 0 | 0 | 0
20.09. | 6 | 875.3687 |  | 875.3687 | 0 | 0 | 0 | 0
20.09. | 7 | 879.2941 |  | 879.2941 | 0 | 0 | 0 | 0
20.09. | 8 | 871.4432 |  | 871.4432 | 0 | 0 | 0 | 0
20.09. | 9 | 867.5178 |  | 867.5178 | 0 | 0 | 0 | 0
20.09. | 10 | 865.5551 |  | 865.5551 | 0 | 0 | 0 | 0
20.09. | 11 | 863.5924 |  | 863.5924 | 0 | 0 | 0 | 0
20.09. | 12 | 851.8161 |  | 851.8161 | 0 | 0 | 0 | 0
20.09. | 13 | 851.8161 |  | 851.8161 | 0 | 0 | 0 | 0
20.09. | 14 | 832.189 |  | 832.189 | 0 | 0 | 0 | 0
20.09. | 15 | 822.3755 |  | 822.3755 | 0 | 0 | 0 | 0
20.09. | 16 | 838.0772 |  | 838.0772 | 0 | 0 | 0 | 0
20.09. | 17 | 816.4874 |  | 816.4874 | 0 | 0 | 0 | 0
20.09. | 18 | 824.3382 |  | 824.3382 | 0 | 0 | 0 | 0
20.09. | 19 | 877.3314 |  | 877.3314 | 0 | 0 | 0 | 0
20.09. | 20 | 881.2568 |  | 881.2568 | 0 | 0 | 0 | 0
20.09. | 21 | 906.772 |  | 906.772 | 0 | 0 | 0 | 0
20.09. | 22 | 826.3009 |  | 826.3009 | 0 | 0 | 0 | 0
20.09. | 23 | 859.667 |  | 859.667 | 0 | 0 | 0 | 0
20.09. | 24 | 832.189 |  | 832.189 | 0 | 0 | 0 | 0
21.09. | 1 | 853.7788 |  | 853.7788 | 0 | 0 | 0 | 0
21.09. | 2 | 834.1518 |  | 834.1518 | 0 | 0 | 0 | 0
21.09. | 3 | 832.189 |  | 832.189 | 0 | 0 | 0 | 0
21.09. | 4 | 828.2636 |  | 828.2636 | 0 | 0 | 0 | 0
21.09. | 5 | 822.3755 |  | 822.3755 | 0 | 0 | 0 | 0
21.09. | 6 | 842.0026 |  | 842.0026 | 0 | 0 | 0 | 0
21.09. | 7 | 849.8534 |  | 849.8534 | 0 | 0 | 0 | 0
21.09. | 8 | 842.0026 |  | 842.0026 | 0 | 0 | 0 | 0
21.09. | 9 | 814.5246 |  | 814.5246 | 0 | 0 | 0 | 0
21.09. | 10 | 816.4874 |  | 816.4874 | 0 | 0 | 0 | 0
21.09. | 11 | 804.7111 |  | 804.7111 | 0 | 0 | 0 | 0
21.09. | 12 | 773.3077 |  | 773.3077 | 0 | 0 | 0 | 0
21.09. | 13 | 783.1213 |  | 783.1213 | 0 | 0 | 0 | 0
21.09. | 14 | 796.8603 |  | 796.8603 | 0 | 0 | 0 | 0
21.09. | 15 | 781.1586 |  | 781.1586 | 0 | 0 | 0 | 0
21.09. | 16 | 785.084 |  | 785.084 | 0 | 0 | 0 | 0
21.09. | 17 | 787.0467 |  | 787.0467 | 0 | 0 | 0 | 0
21.09. | 18 | 790.9721 |  | 790.9721 | 0 | 0 | 0 | 0
21.09. | 19 | 789.0094 |  | 789.0094 | 0 | 0 | 0 | 0
21.09. | 20 | 820.4128 |  | 820.4128 | 0 | 0 | 0 | 0
21.09. | 21 | 847.8907 |  | 847.8907 | 0 | 0 | 0 | 0
21.09. | 22 | 863.5924 |  | 863.5924 | 0 | 0 | 0 | 0
21.09. | 23 | 859.667 |  | 859.667 | 0 | 0 | 0 | 0
21.09. | 24 | 851.8161 |  | 851.8161 | 0 | 0 | 0 | 0
22.09. | 1 | 853.7788 |  | 853.7788 | 0 | 0 | 0 | 0
22.09. | 2 | 853.7788 |  | 853.7788 | 0 | 0 | 0 | 0
22.09. | 3 | 853.7788 |  | 853.7788 | 0 | 0 | 0 | 0
22.09. | 4 | 849.8534 |  | 849.8534 | 0 | 0 | 0 | 0
22.09. | 5 | 851.8161 |  | 851.8161 | 0 | 0 | 0 | 0
22.09. | 6 | 849.8534 |  | 849.8534 | 0 | 0 | 0 | 0
22.09. | 7 | 847.8907 |  | 847.8907 | 0 | 0 | 0 | 0
22.09. | 8 | 843.9653 |  | 843.9653 | 0 | 0 | 0 | 0
22.09. | 9 | 796.8603 |  | 796.8603 | 0 | 0 | 0 | 0
22.09. | 10 | 796.8603 |  | 796.8603 | 0 | 0 | 0 | 0
22.09. | 11 | 796.8603 |  | 796.8603 | 0 | 0 | 0 | 0
22.09. | 12 | 783.1213 |  | 783.1213 | 0 | 0 | 0 | 0
22.09. | 13 | 757.6061 |  | 757.6061 | 0 | 0 | 0 | 0
22.09. | 14 | 775.2704 |  | 775.2704 | 0 | 0 | 0 | 0
22.09. | 15 | 771.345 |  | 771.345 | 0 | 0 | 0 | 0
22.09. | 16 | 777.2332 |  | 777.2332 | 0 | 0 | 0 | 0
22.09. | 17 | 773.3077 |  | 773.3077 | 0 | 0 | 0 | 0
22.09. | 18 | 787.0467 |  | 787.0467 | 0 | 0 | 0 | 0
22.09. | 19 | 806.6738 |  | 806.6738 | 0 | 0 | 0 | 0
22.09. | 20 | 851.8161 |  | 851.8161 | 0 | 0 | 0 | 0
22.09. | 21 | 851.8161 |  | 851.8161 | 0 | 0 | 0 | 0
22.09. | 22 | 861.6297 |  | 861.6297 | 0 | 0 | 0 | 0
22.09. | 23 | 857.7043 |  | 857.7043 | 0 | 0 | 0 | 0
22.09. | 24 | 847.8907 |  | 847.8907 | 0 | 0 | 0 | 0
23.09. | 1 | 832.189 |  | 832.189 | 0 | 0 | 0 | 0
23.09. | 2 | 818.4501 |  | 818.4501 | 0 | 0 | 0 | 0
23.09. | 3 | 816.4874 |  | 816.4874 | 0 | 0 | 0 | 0
23.09. | 4 | 806.6738 |  | 806.6738 | 0 | 0 | 0 | 0
23.09. | 5 | 804.7111 |  | 804.7111 | 0 | 0 | 0 | 0
23.09. | 6 | 804.7111 |  | 804.7111 | 0 | 0 | 0 | 0
23.09. | 7 | 798.823 |  | 798.823 | 0 | 0 | 0 | 0
23.09. | 8 | 785.084 |  | 785.084 | 0 | 0 | 0 | 0
23.09. | 9 | 787.0467 |  | 787.0467 | 0 | 0 | 0 | 0
23.09. | 10 | 673.2095 |  | 673.2095 | 0 | 0 | 0 | 0
23.09. | 11 | 631.9926 |  | 631.9926 | 0 | 0 | 0 | 0
23.09. | 12 | 645.7316 |  | 645.7316 | 0 | 0 | 0 | 0
23.09. | 13 | 667.3214 |  | 667.3214 | 0 | 0 | 0 | 0
23.09. | 14 | 657.5078 |  | 657.5078 | 0 | 0 | 0 | 0
23.09. | 15 | 647.6943 |  | 647.6943 | 0 | 0 | 0 | 0
23.09. | 16 | 661.4333 |  | 661.4333 | 0 | 0 | 0 | 0
23.09. | 17 | 698.7248 |  | 698.7248 | 0 | 0 | 0 | 0
23.09. | 18 | 753.6806 |  | 753.6806 | 0 | 0 | 0 | 0
23.09. | 19 | 777.2332 |  | 777.2332 | 0 | 0 | 0 | 0
23.09. | 20 | 826.3009 |  | 826.3009 | 0 | 0 | 0 | 0
23.09. | 21 | 814.5246 |  | 814.5246 | 0 | 0 | 0 | 0
23.09. | 22 | 812.5619 |  | 812.5619 | 0 | 0 | 0 | 0
23.09. | 23 | 824.3382 |  | 824.3382 | 0 | 0 | 0 | 0
23.09. | 24 | 843.9653 |  | 843.9653 | 0 | 0 | 0 | 0
24.09. | 1 | 836.1145 |  | 836.1145 | 0 | 0 | 0 | 0
24.09. | 2 | 845.928 |  | 845.928 | 0 | 0 | 0 | 0
24.09. | 3 | 845.928 |  | 845.928 | 0 | 0 | 0 | 0
24.09. | 4 | 853.7788 |  | 853.7788 | 0 | 0 | 0 | 0
24.09. | 5 | 826.3009 |  | 826.3009 | 0 | 0 | 0 | 0
24.09. | 6 | 824.3382 |  | 824.3382 | 0 | 0 | 0 | 0
24.09. | 7 | 814.5246 |  | 814.5246 | 0 | 0 | 0 | 0
24.09. | 8 | 761.5315 |  | 761.5315 | 0 | 0 | 0 | 0
24.09. | 9 | 783.1213 |  | 783.1213 | 0 | 0 | 0 | 0
24.09. | 10 | 775.2704 |  | 775.2704 | 0 | 0 | 0 | 0
24.09. | 11 | 739.9417 |  | 739.9417 | 0 | 0 | 0 | 0
24.09. | 12 | 708.5383 |  | 708.5383 | 0 | 0 | 0 | 0
24.09. | 13 | 726.2027 |  | 726.2027 | 0 | 0 | 0 | 0
24.09. | 14 | 753.6806 |  | 753.6806 | 0 | 0 | 0 | 0
24.09. | 15 | 736.0162 |  | 736.0162 | 0 | 0 | 0 | 0
24.09. | 16 | 718.3519 |  | 718.3519 | 0 | 0 | 0 | 0
24.09. | 17 | 718.3519 |  | 718.3519 | 0 | 0 | 0 | 0
24.09. | 18 | 749.7552 |  | 749.7552 | 0 | 0 | 0 | 0
24.09. | 19 | 736.0162 |  | 736.0162 | 0 | 0 | 0 | 0
24.09. | 20 | 767.4196 |  | 767.4196 | 0 | 0 | 0 | 0
24.09. | 21 | 765.4569 |  | 765.4569 | 0 | 0 | 0 | 0
24.09. | 22 | 755.6433 |  | 755.6433 | 0 | 0 | 0 | 0
24.09. | 23 | 755.6433 |  | 755.6433 | 0 | 0 | 0 | 0
24.09. | 24 | 794.8975 |  | 794.8975 | 0 | 0 | 0 | 0
25.09. | 1 | 783.1213 |  | 783.1213 | 0 | 0 | 0 | 0
25.09. | 2 | 767.4196 |  | 767.4196 | 0 | 0 | 0 | 0
25.09. | 3 | 779.1959 |  | 779.1959 | 0 | 0 | 0 | 0
25.09. | 4 | 757.6061 |  | 757.6061 | 0 | 0 | 0 | 0
25.09. | 5 | 777.2332 |  | 777.2332 | 0 | 0 | 0 | 0
25.09. | 6 | 781.1586 |  | 781.1586 | 0 | 0 | 0 | 0
25.09. | 7 | 736.0162 |  | 736.0162 | 0 | 0 | 0 | 0
25.09. | 8 | 692.8366 |  | 692.8366 | 0 | 0 | 0 | 0
25.09. | 9 | 696.7621 |  | 696.7621 | 0 | 0 | 0 | 0
25.09. | 10 | 683.0231 |  | 683.0231 | 0 | 0 | 0 | 0
25.09. | 11 | 692.8366 |  | 692.8366 | 0 | 0 | 0 | 0
25.09. | 12 | 694.7993 |  | 694.7993 | 0 | 0 | 0 | 0
25.09. | 13 | 671.2468 |  | 671.2468 | 0 | 0 | 0 | 0
25.09. | 14 | 712.4637 |  | 712.4637 | 0 | 0 | 0 | 0
25.09. | 15 | 720.3146 |  | 720.3146 | 0 | 0 | 0 | 0
25.09. | 16 | 704.6129 |  | 704.6129 | 0 | 0 | 0 | 0
25.09. | 17 | 716.3892 |  | 716.3892 | 0 | 0 | 0 | 0
25.09. | 18 | 755.6433 |  | 755.6433 | 0 | 0 | 0 | 0
25.09. | 19 | 745.8298 |  | 745.8298 | 0 | 0 | 0 | 0
25.09. | 20 | 736.0162 |  | 736.0162 | 0 | 0 | 0 | 0
25.09. | 21 | 743.8671 |  | 743.8671 | 0 | 0 | 0 | 0
25.09. | 22 | 763.4942 |  | 763.4942 | 0 | 0 | 0 | 0
25.09. | 23 | 751.7179 |  | 751.7179 | 0 | 0 | 0 | 0
25.09. | 24 | 726.2027 |  | 726.2027 | 0 | 0 | 0 | 0
26.09. | 1 | 714.4264 |  | 714.4264 | 0 | 0 | 0 | 0
26.09. | 2 | 722.2773 |  | 722.2773 | 0 | 0 | 0 | 0
26.09. | 3 | 710.501 |  | 710.501 | 0 | 0 | 0 | 0
26.09. | 4 | 704.6129 |  | 704.6129 | 0 | 0 | 0 | 0
26.09. | 5 | 745.8298 |  | 745.8298 | 0 | 0 | 0 | 0
26.09. | 6 | 751.7179 |  | 751.7179 | 0 | 0 | 0 | 0
26.09. | 7 | 741.9044 |  | 741.9044 | 0 | 0 | 0 | 0
26.09. | 8 | 726.2027 |  | 726.2027 | 0 | 0 | 0 | 0
26.09. | 9 | 728.1654 |  | 728.1654 | 0 | 0 | 0 | 0
26.09. | 10 | 696.7621 |  | 696.7621 | 0 | 0 | 0 | 0
26.09. | 11 | 688.9112 |  | 688.9112 | 0 | 0 | 0 | 0
26.09. | 12 | 677.135 |  | 677.135 | 0 | 0 | 0 | 0
26.09. | 13 | 688.9112 |  | 688.9112 | 0 | 0 | 0 | 0
26.09. | 14 | 688.9112 |  | 688.9112 | 0 | 0 | 0 | 0
26.09. | 15 | 686.9485 |  | 686.9485 | 0 | 0 | 0 | 0
26.09. | 16 | 688.9112 |  | 688.9112 | 0 | 0 | 0 | 0
26.09. | 17 | 704.6129 |  | 704.6129 | 0 | 0 | 0 | 0
26.09. | 18 | 730.1281 |  | 730.1281 | 0 | 0 | 0 | 0
26.09. | 19 | 781.1586 |  | 781.1586 | 0 | 0 | 0 | 0
26.09. | 20 | 769.3823 |  | 769.3823 | 0 | 0 | 0 | 0
26.09. | 21 | 775.2704 |  | 775.2704 | 0 | 0 | 0 | 0
26.09. | 22 | 777.2332 |  | 777.2332 | 0 | 0 | 0 | 0
26.09. | 23 | 790.9721 |  | 790.9721 | 0 | 0 | 0 | 0
26.09. | 24 | 779.1959 |  | 779.1959 | 0 | 0 | 0 | 0
27.09. | 1 | 773.3077 |  | 773.3077 | 0 | 0 | 0 | 0
27.09. | 2 | 773.3077 |  | 773.3077 | 0 | 0 | 0 | 0
27.09. | 3 | 771.345 |  | 771.345 | 0 | 0 | 0 | 0
27.09. | 4 | 773.3077 |  | 773.3077 | 0 | 0 | 0 | 0
27.09. | 5 | 796.8603 |  | 796.8603 | 0 | 0 | 0 | 0
27.09. | 6 | 773.3077 |  | 773.3077 | 0 | 0 | 0 | 0
27.09. | 7 | 796.8603 |  | 796.8603 | 0 | 0 | 0 | 0
27.09. | 8 | 753.6806 |  | 753.6806 | 0 | 0 | 0 | 0
27.09. | 9 | 745.8298 |  | 745.8298 | 0 | 0 | 0 | 0
27.09. | 10 | 724.24 |  | 724.24 | 0 | 0 | 0 | 0
27.09. | 11 | 692.8366 |  | 692.8366 | 0 | 0 | 0 | 0
27.09. | 12 | 692.8366 |  | 692.8366 | 0 | 0 | 0 | 0
27.09. | 13 | 659.4706 |  | 659.4706 | 0 | 0 | 0 | 0
27.09. | 14 | 684.9858 |  | 684.9858 | 0 | 0 | 0 | 0
27.09. | 15 | 694.7993 |  | 694.7993 | 0 | 0 | 0 | 0
27.09. | 16 | 683.0231 |  | 683.0231 | 0 | 0 | 0 | 0
27.09. | 17 | 737.979 |  | 737.979 | 0 | 0 | 0 | 0
27.09. | 18 | 798.823 |  | 798.823 | 0 | 0 | 0 | 0
27.09. | 19 | 787.0467 |  | 787.0467 | 0 | 0 | 0 | 0
27.09. | 20 | 832.189 |  | 832.189 | 0 | 0 | 0 | 0
27.09. | 21 | 840.0399 |  | 840.0399 | 0 | 0 | 0 | 0
27.09. | 22 | 857.7043 |  | 857.7043 | 0 | 0 | 0 | 0
27.09. | 23 | 857.7043 |  | 857.7043 | 0 | 0 | 0 | 0
27.09. | 24 | 820.4128 |  | 820.4128 | 0 | 0 | 0 | 0
28.09. | 1 | 790.9721 |  | 790.9721 | 0 | 0 | 0 | 0
28.09. | 2 | 763.4942 |  | 763.4942 | 0 | 0 | 0 | 0
28.09. | 3 | 747.7925 |  | 747.7925 | 0 | 0 | 0 | 0
28.09. | 4 | 747.7925 |  | 747.7925 | 0 | 0 | 0 | 0
28.09. | 5 | 771.345 |  | 771.345 | 0 | 0 | 0 | 0
28.09. | 6 | 781.1586 |  | 781.1586 | 0 | 0 | 0 | 0
28.09. | 7 | 757.6061 |  | 757.6061 | 0 | 0 | 0 | 0
28.09. | 8 | 724.24 |  | 724.24 | 0 | 0 | 0 | 0
28.09. | 9 | 712.4637 |  | 712.4637 | 0 | 0 | 0 | 0
28.09. | 10 | 718.3519 |  | 718.3519 | 0 | 0 | 0 | 0
28.09. | 11 | 686.9485 |  | 686.9485 | 0 | 0 | 0 | 0
28.09. | 12 | 688.9112 |  | 688.9112 | 0 | 0 | 0 | 0
28.09. | 13 | 686.9485 |  | 686.9485 | 0 | 0 | 0 | 0
28.09. | 14 | 649.657 |  | 649.657 | 0 | 0 | 0 | 0
28.09. | 15 | 673.2095 |  | 673.2095 | 0 | 0 | 0 | 0
28.09. | 16 | 714.4264 |  | 714.4264 | 0 | 0 | 0 | 0
28.09. | 17 | 710.501 |  | 710.501 | 0 | 0 | 0 | 0
28.09. | 18 | 773.3077 |  | 773.3077 | 0 | 0 | 0 | 0
28.09. | 19 | 773.3077 |  | 773.3077 | 0 | 0 | 0 | 0
28.09. | 20 | 830.2263 |  | 830.2263 | 0 | 0 | 0 | 0
28.09. | 21 | 843.9653 |  | 843.9653 | 0 | 0 | 0 | 0
28.09. | 22 | 820.4128 |  | 820.4128 | 0 | 0 | 0 | 0
28.09. | 23 | 796.8603 |  | 796.8603 | 0 | 0 | 0 | 0
28.09. | 24 | 832.189 |  | 832.189 | 0 | 0 | 0 | 0
29.09. | 1 | 843.9653 |  | 843.9653 | 0 | 0 | 0 | 0
29.09. | 2 | 828.2636 |  | 828.2636 | 0 | 0 | 0 | 0
29.09. | 3 | 790.9721 |  | 790.9721 | 0 | 0 | 0 | 0
29.09. | 4 | 792.9348 |  | 792.9348 | 0 | 0 | 0 | 0
29.09. | 5 | 789.0094 |  | 789.0094 | 0 | 0 | 0 | 0
29.09. | 6 | 785.084 |  | 785.084 | 0 | 0 | 0 | 0
29.09. | 7 | 789.0094 |  | 789.0094 | 0 | 0 | 0 | 0
29.09. | 8 | 767.4196 |  | 767.4196 | 0 | 0 | 0 | 0
29.09. | 9 | 757.6061 |  | 757.6061 | 0 | 0 | 0 | 0
29.09. | 10 | 722.2773 |  | 722.2773 | 0 | 0 | 0 | 0
29.09. | 11 | 655.5451 |  | 655.5451 | 0 | 0 | 0 | 0
29.09. | 12 | 641.8062 |  | 641.8062 | 0 | 0 | 0 | 0
29.09. | 13 | 641.8062 |  | 641.8062 | 0 | 0 | 0 | 0
29.09. | 14 | 641.8062 |  | 641.8062 | 0 | 0 | 0 | 0
29.09. | 15 | 645.7316 |  | 645.7316 | 0 | 0 | 0 | 0
29.09. | 16 | 647.6943 |  | 647.6943 | 0 | 0 | 0 | 0
29.09. | 17 | 669.2841 |  | 669.2841 | 0 | 0 | 0 | 0
29.09. | 18 | 753.6806 |  | 753.6806 | 0 | 0 | 0 | 0
29.09. | 19 | 785.084 |  | 785.084 | 0 | 0 | 0 | 0
29.09. | 20 | 830.2263 |  | 830.2263 | 0 | 0 | 0 | 0
29.09. | 21 | 832.189 |  | 832.189 | 0 | 0 | 0 | 0
29.09. | 22 | 830.2263 |  | 830.2263 | 0 | 0 | 0 | 0
29.09. | 23 | 834.1518 |  | 834.1518 | 0 | 0 | 0 | 0
29.09. | 24 | 808.6365 |  | 808.6365 | 0 | 0 | 0 | 0
30.09. | 1 | 802.7484 |  | 802.7484 | 0 | 0 | 0 | 0
30.09. | 2 | 806.6738 |  | 806.6738 | 0 | 0 | 0 | 0
30.09. | 3 | 810.5992 |  | 810.5992 | 0 | 0 | 0 | 0
30.09. | 4 | 826.3009 |  | 826.3009 | 0 | 0 | 0 | 0
30.09. | 5 | 820.4128 |  | 820.4128 | 0 | 0 | 0 | 0
30.09. | 6 | 757.6061 |  | 757.6061 | 0 | 0 | 0 | 0
30.09. | 7 | 753.6806 |  | 753.6806 | 0 | 0 | 0 | 0
30.09. | 8 | 749.7552 |  | 749.7552 | 0 | 0 | 0 | 0
30.09. | 9 | 741.9044 |  | 741.9044 | 0 | 0 | 0 | 0
30.09. | 10 | 663.396 |  | 663.396 | 0 | 0 | 0 | 0
30.09. | 11 | 643.7689 |  | 643.7689 | 0 | 0 | 0 | 0
30.09. | 12 | 631.9926 |  | 631.9926 | 0 | 0 | 0 | 0
30.09. | 13 | 618.2537 |  | 618.2537 | 0 | 0 | 0 | 0
30.09. | 14 | 614.3282 |  | 614.3282 | 0 | 0 | 0 | 0
30.09. | 15 | 622.1791 |  | 622.1791 | 0 | 0 | 0 | 0
30.09. | 16 | 730.1281 |  | 730.1281 | 0 | 0 | 0 | 0
30.09. | 17 | 702.6502 |  | 702.6502 | 0 | 0 | 0 | 0
30.09. | 18 | 720.3146 |  | 720.3146 | 0 | 0 | 0 | 0
30.09. | 19 | 796.8603 |  | 796.8603 | 0 | 0 | 0 | 0
30.09. | 20 | 804.7111 |  | 804.7111 | 0 | 0 | 0 | 0
30.09. | 21 | 808.6365 |  | 808.6365 | 0 | 0 | 0 | 0
30.09. | 22 | 802.7484 |  | 802.7484 | 0 | 0 | 0 | 0
30.09. | 23 | 802.7484 |  | 802.7484 | 0 | 0 | 0 | 0
30.09. | 24 | 810.5992 |  | 810.5992 | 0 | 0 | 0 | 0
01.10. | 1 | 822.3755 |  | 822.3755 | 0 | 0 | 0 | 0
01.10. | 2 | 826.3009 |  | 826.3009 | 0 | 0 | 0 | 0
01.10. | 3 | 824.3382 |  | 824.3382 | 0 | 0 | 0 | 0
01.10. | 4 | 826.3009 |  | 826.3009 | 0 | 0 | 0 | 0
01.10. | 5 | 767.4196 |  | 767.4196 | 0 | 0 | 0 | 0
01.10. | 6 | 810.5992 |  | 810.5992 | 0 | 0 | 0 | 0
01.10. | 7 | 802.7484 |  | 802.7484 | 0 | 0 | 0 | 0
01.10. | 8 | 769.3823 |  | 769.3823 | 0 | 0 | 0 | 0
01.10. | 9 | 775.2704 |  | 775.2704 | 0 | 0 | 0 | 0
01.10. | 10 | 779.1959 |  | 779.1959 | 0 | 0 | 0 | 0
01.10. | 11 | 765.4569 |  | 765.4569 | 0 | 0 | 0 | 0
01.10. | 12 | 747.7925 |  | 747.7925 | 0 | 0 | 0 | 0
01.10. | 13 | 747.7925 |  | 747.7925 | 0 | 0 | 0 | 0
01.10. | 14 | 751.7179 |  | 751.7179 | 0 | 0 | 0 | 0
01.10. | 15 | 749.7552 |  | 749.7552 | 0 | 0 | 0 | 0
01.10. | 16 | 745.8298 |  | 745.8298 | 0 | 0 | 0 | 0
01.10. | 17 | 741.9044 |  | 741.9044 | 0 | 0 | 0 | 0
01.10. | 18 | 777.2332 |  | 777.2332 | 0 | 0 | 0 | 0
01.10. | 19 | 796.8603 |  | 796.8603 | 0 | 0 | 0 | 0
01.10. | 20 | 847.8907 |  | 847.8907 | 0 | 0 | 0 | 0
01.10. | 21 | 851.8161 |  | 851.8161 | 0 | 0 | 0 | 0
01.10. | 22 | 873.4059 |  | 873.4059 | 0 | 0 | 0 | 0
01.10. | 23 | 859.667 |  | 859.667 | 0 | 0 | 0 | 0
01.10. | 24 | 873.4059 |  | 873.4059 | 0 | 0 | 0 | 0
02.10. | 1 | 855.7416 |  | 855.7416 | 0 | 0 | 0 | 0
02.10. | 2 | 859.667 |  | 859.667 | 0 | 0 | 0 | 0
02.10. | 3 | 865.5551 |  | 865.5551 | 0 | 0 | 0 | 0
02.10. | 4 | 877.3314 |  | 877.3314 | 0 | 0 | 0 | 0
02.10. | 5 | 877.3314 |  | 877.3314 | 0 | 0 | 0 | 0
02.10. | 6 | 922.4737 |  | 922.4737 | 0 | 0 | 0 | 0
02.10. | 7 | 885.1822 |  | 885.1822 | 0 | 0 | 0 | 0
02.10. | 8 | 867.5178 |  | 867.5178 | 0 | 0 | 0 | 0
02.10. | 9 | 869.4805 |  | 869.4805 | 0 | 0 | 0 | 0
02.10. | 10 | 914.6229 |  | 914.6229 | 0 | 0 | 0 | 0
02.10. | 11 | 908.7347 |  | 908.7347 | 0 | 0 | 0 | 0
02.10. | 12 | 898.9212 |  | 898.9212 | 0 | 0 | 0 | 0
02.10. | 13 | 887.1449 |  | 887.1449 | 0 | 0 | 0 | 0
02.10. | 14 | 885.1822 |  | 885.1822 | 0 | 0 | 0 | 0
02.10. | 15 | 883.2195 |  | 883.2195 | 0 | 0 | 0 | 0
02.10. | 16 | 875.3687 |  | 875.3687 | 0 | 0 | 0 | 0
02.10. | 17 | 883.2195 |  | 883.2195 | 0 | 0 | 0 | 0
02.10. | 18 | 889.1076 |  | 889.1076 | 0 | 0 | 0 | 0
02.10. | 19 | 906.772 |  | 906.772 | 0 | 0 | 0 | 0
02.10. | 20 | 896.9585 |  | 896.9585 | 0 | 0 | 0 | 0
02.10. | 21 | 883.2195 |  | 883.2195 | 0 | 0 | 0 | 0
02.10. | 22 | 898.9212 |  | 898.9212 | 0 | 0 | 0 | 0
02.10. | 23 | 857.7043 |  | 857.7043 | 0 | 0 | 0 | 0
02.10. | 24 | 812.5619 |  | 812.5619 | 0 | 0 | 0 | 0
03.10. | 1 | 828.2636 |  | 828.2636 | 0 | 0 | 0 | 0
03.10. | 2 | 855.7416 |  | 855.7416 | 0 | 0 | 0 | 0
03.10. | 3 | 843.9653 |  | 843.9653 | 0 | 0 | 0 | 0
03.10. | 4 | 847.8907 |  | 847.8907 | 0 | 0 | 0 | 0
03.10. | 5 | 840.0399 |  | 840.0399 | 0 | 0 | 0 | 0
03.10. | 6 | 828.2636 |  | 828.2636 | 0 | 0 | 0 | 0
03.10. | 7 | 806.6738 |  | 806.6738 | 0 | 0 | 0 | 0
03.10. | 8 | 820.4128 |  | 820.4128 | 0 | 0 | 0 | 0
03.10. | 9 | 787.0467 |  | 787.0467 | 0 | 0 | 0 | 0
03.10. | 10 | 775.2704 |  | 775.2704 | 0 | 0 | 0 | 0
03.10. | 11 | 751.7179 |  | 751.7179 | 0 | 0 | 0 | 0
03.10. | 12 | 734.0535 |  | 734.0535 | 0 | 0 | 0 | 0
03.10. | 13 | 736.0162 |  | 736.0162 | 0 | 0 | 0 | 0
03.10. | 14 | 737.979 |  | 737.979 | 0 | 0 | 0 | 0
03.10. | 15 | 741.9044 |  | 741.9044 | 0 | 0 | 0 | 0
03.10. | 16 | 743.8671 |  | 743.8671 | 0 | 0 | 0 | 0
03.10. | 17 | 761.5315 |  | 761.5315 | 0 | 0 | 0 | 0
03.10. | 18 | 808.6365 |  | 808.6365 | 0 | 0 | 0 | 0
03.10. | 19 | 828.2636 |  | 828.2636 | 0 | 0 | 0 | 0
03.10. | 20 | 840.0399 |  | 840.0399 | 0 | 0 | 0 | 0
03.10. | 21 | 865.5551 |  | 865.5551 | 0 | 0 | 0 | 0
03.10. | 22 | 869.4805 |  | 869.4805 | 0 | 0 | 0 | 0
03.10. | 23 | 902.8466 |  | 902.8466 | 0 | 0 | 0 | 0
03.10. | 24 | 908.7347 |  | 908.7347 | 0 | 0 | 0 | 0
04.10. | 1 | 889.1076 |  | 889.1076 | 0 | 0 | 0 | 0
04.10. | 2 | 898.9212 |  | 898.9212 | 0 | 0 | 0 | 0
04.10. | 3 | 900.8839 |  | 900.8839 | 0 | 0 | 0 | 0
04.10. | 4 | 906.772 |  | 906.772 | 0 | 0 | 0 | 0
04.10. | 5 | 881.2568 |  | 881.2568 | 0 | 0 | 0 | 0
04.10. | 6 | 881.2568 |  | 881.2568 | 0 | 0 | 0 | 0
04.10. | 7 | 853.7788 |  | 853.7788 | 0 | 0 | 0 | 0
04.10. | 8 | 873.4059 |  | 873.4059 | 0 | 0 | 0 | 0
04.10. | 9 | 814.5246 |  | 814.5246 | 0 | 0 | 0 | 0
04.10. | 10 | 796.8603 |  | 796.8603 | 0 | 0 | 0 | 0
04.10. | 11 | 792.9348 |  | 792.9348 | 0 | 0 | 0 | 0
04.10. | 12 | 806.6738 |  | 806.6738 | 0 | 0 | 0 | 0
04.10. | 13 | 838.0772 |  | 838.0772 | 0 | 0 | 0 | 0
04.10. | 14 | 845.928 |  | 845.928 | 0 | 0 | 0 | 0
04.10. | 15 | 847.8907 |  | 847.8907 | 0 | 0 | 0 | 0
04.10. | 16 | 851.8161 |  | 851.8161 | 0 | 0 | 0 | 0
04.10. | 17 | 853.7788 |  | 853.7788 | 0 | 0 | 0 | 0
04.10. | 18 | 900.8839 |  | 900.8839 | 0 | 0 | 0 | 0
04.10. | 19 | 912.6602 |  | 912.6602 | 0 | 0 | 0 | 0
04.10. | 20 | 957.8025 |  | 957.8025 | 0 | 0 | 0 | 0
04.10. | 21 | 959.7652 |  | 959.7652 | 0 | 0 | 0 | 0
04.10. | 22 | 961.7279 |  | 961.7279 | 0 | 0 | 0 | 0
04.10. | 23 | 951.9143 |  | 951.9143 | 0 | 0 | 0 | 0
04.10. | 24 | 944.0635 |  | 944.0635 | 0 | 0 | 0 | 0
05.10. | 1 | 961.7279 |  | 961.7279 | 0 | 0 | 0 | 0
05.10. | 2 | 973.5042 |  | 973.5042 | 0 | 0 | 0 | 0
05.10. | 3 | 983.3177 |  | 983.3177 | 0 | 0 | 0 | 0
05.10. | 4 | 981.355 |  | 981.355 | 0 | 0 | 0 | 0
05.10. | 5 | 967.616 |  | 967.616 | 0 | 0 | 0 | 0
05.10. | 6 | 975.4669 |  | 975.4669 | 0 | 0 | 0 | 0
05.10. | 7 | 971.5415 |  | 971.5415 | 0 | 0 | 0 | 0
05.10. | 8 | 967.616 |  | 967.616 | 0 | 0 | 0 | 0
05.10. | 9 | 946.0262 |  | 946.0262 | 0 | 0 | 0 | 0
05.10. | 10 | 932.2873 |  | 932.2873 | 0 | 0 | 0 | 0
05.10. | 11 | 924.4364 |  | 924.4364 | 0 | 0 | 0 | 0
05.10. | 12 | 865.5551 |  | 865.5551 | 0 | 0 | 0 | 0
05.10. | 13 | 869.4805 |  | 869.4805 | 0 | 0 | 0 | 0
05.10. | 14 | 865.5551 |  | 865.5551 | 0 | 0 | 0 | 0
05.10. | 15 | 861.6297 |  | 861.6297 | 0 | 0 | 0 | 0
05.10. | 16 | 857.7043 |  | 857.7043 | 0 | 0 | 0 | 0
05.10. | 17 | 849.8534 |  | 849.8534 | 0 | 0 | 0 | 0
05.10. | 18 | 896.9585 |  | 896.9585 | 0 | 0 | 0 | 0
05.10. | 19 | 922.4737 |  | 922.4737 | 0 | 0 | 0 | 0
05.10. | 20 | 959.7652 |  | 959.7652 | 0 | 0 | 0 | 0
05.10. | 21 | 955.8398 |  | 955.8398 | 0 | 0 | 0 | 0
05.10. | 22 | 951.9143 |  | 951.9143 | 0 | 0 | 0 | 0
05.10. | 23 | 953.8771 |  | 953.8771 | 0 | 0 | 0 | 0
05.10. | 24 | 894.9958 |  | 894.9958 | 0 | 0 | 0 | 0
06.10. | 1 | 891.0703 |  | 891.0703 | 0 | 0 | 0 | 0
06.10. | 2 | 889.1076 |  | 889.1076 | 0 | 0 | 0 | 0
06.10. | 3 | 889.1076 |  | 889.1076 | 0 | 0 | 0 | 0
06.10. | 4 | 891.0703 |  | 891.0703 | 0 | 0 | 0 | 0
06.10. | 5 | 891.0703 |  | 891.0703 | 0 | 0 | 0 | 0
06.10. | 6 | 894.9958 |  | 894.9958 | 0 | 0 | 0 | 0
06.10. | 7 | 889.1076 |  | 889.1076 | 0 | 0 | 0 | 0
06.10. | 8 | 889.1076 |  | 889.1076 | 0 | 0 | 0 | 0
06.10. | 9 | 896.9585 |  | 896.9585 | 0 | 0 | 0 | 0
06.10. | 10 | 885.1822 |  | 885.1822 | 0 | 0 | 0 | 0
06.10. | 11 | 871.4432 |  | 871.4432 | 0 | 0 | 0 | 0
06.10. | 12 | 832.189 |  | 832.189 | 0 | 0 | 0 | 0
06.10. | 13 | 818.4501 |  | 818.4501 | 0 | 0 | 0 | 0
06.10. | 14 | 822.3755 |  | 822.3755 | 0 | 0 | 0 | 0
06.10. | 15 | 794.8975 |  | 794.8975 | 0 | 0 | 0 | 0
06.10. | 16 | 840.0399 |  | 840.0399 | 0 | 0 | 0 | 0
06.10. | 17 | 863.5924 |  | 863.5924 | 0 | 0 | 0 | 0
06.10. | 18 | 879.2941 |  | 879.2941 | 0 | 0 | 0 | 0
06.10. | 19 | 883.2195 |  | 883.2195 | 0 | 0 | 0 | 0
06.10. | 20 | 918.5483 |  | 918.5483 | 0 | 0 | 0 | 0
06.10. | 21 | 928.3618 |  | 928.3618 | 0 | 0 | 0 | 0
06.10. | 22 | 912.6602 |  | 912.6602 | 0 | 0 | 0 | 0
06.10. | 23 | 896.9585 |  | 896.9585 | 0 | 0 | 0 | 0
06.10. | 24 | 889.1076 |  | 889.1076 | 0 | 0 | 0 | 0
07.10. | 1 | 889.1076 |  | 889.1076 | 0 | 0 | 0 | 0
07.10. | 2 | 871.4432 |  | 871.4432 | 0 | 0 | 0 | 0
07.10. | 3 | 863.5924 |  | 863.5924 | 0 | 0 | 0 | 0
07.10. | 4 | 867.5178 |  | 867.5178 | 0 | 0 | 0 | 0
07.10. | 5 | 857.7043 |  | 857.7043 | 0 | 0 | 0 | 0
07.10. | 6 | 853.7788 |  | 853.7788 | 0 | 0 | 0 | 0
07.10. | 7 | 851.8161 |  | 851.8161 | 0 | 0 | 0 | 0
07.10. | 8 | 859.667 |  | 859.667 | 0 | 0 | 0 | 0
07.10. | 9 | 845.928 |  | 845.928 | 0 | 0 | 0 | 0
07.10. | 10 | 861.6297 |  | 861.6297 | 0 | 0 | 0 | 0
07.10. | 11 | 859.667 |  | 859.667 | 0 | 0 | 0 | 0
07.10. | 12 | 836.1145 |  | 836.1145 | 0 | 0 | 0 | 0
07.10. | 13 | 840.0399 |  | 840.0399 | 0 | 0 | 0 | 0
07.10. | 14 | 838.0772 |  | 838.0772 | 0 | 0 | 0 | 0
07.10. | 15 | 836.1145 |  | 836.1145 | 0 | 0 | 0 | 0
07.10. | 16 | 838.0772 |  | 838.0772 | 0 | 0 | 0 | 0
07.10. | 17 | 851.8161 |  | 851.8161 | 0 | 0 | 0 | 0
07.10. | 18 | 869.4805 |  | 869.4805 | 0 | 0 | 0 | 0
07.10. | 19 | 877.3314 |  | 877.3314 | 0 | 0 | 0 | 0
07.10. | 20 | 889.1076 |  | 889.1076 | 0 | 0 | 0 | 0
07.10. | 21 | 898.9212 |  | 898.9212 | 0 | 0 | 0 | 0
07.10. | 22 | 904.8093 |  | 904.8093 | 0 | 0 | 0 | 0
07.10. | 23 | 885.1822 |  | 885.1822 | 0 | 0 | 0 | 0
07.10. | 24 | 836.1145 |  | 836.1145 | 0 | 0 | 0 | 0
08.10. | 1 | 849.8534 |  | 849.8534 | 0 | 0 | 0 | 0
08.10. | 2 | 843.9653 |  | 843.9653 | 0 | 0 | 0 | 0
08.10. | 3 | 849.8534 |  | 849.8534 | 0 | 0 | 0 | 0
08.10. | 4 | 853.7788 |  | 853.7788 | 0 | 0 | 0 | 0
08.10. | 5 | 851.8161 |  | 851.8161 | 0 | 0 | 0 | 0
08.10. | 6 | 863.5924 |  | 863.5924 | 0 | 0 | 0 | 0
08.10. | 7 | 857.7043 |  | 857.7043 | 0 | 0 | 0 | 0
08.10. | 8 | 859.667 |  | 859.667 | 0 | 0 | 0 | 0
08.10. | 9 | 865.5551 |  | 865.5551 | 0 | 0 | 0 | 0
08.10. | 10 | 849.8534 |  | 849.8534 | 0 | 0 | 0 | 0
08.10. | 11 | 830.2263 |  | 830.2263 | 0 | 0 | 0 | 0
08.10. | 12 | 789.0094 |  | 789.0094 | 0 | 0 | 0 | 0
08.10. | 13 | 794.8975 |  | 794.8975 | 0 | 0 | 0 | 0
08.10. | 14 | 790.9721 |  | 790.9721 | 0 | 0 | 0 | 0
08.10. | 15 | 787.0467 |  | 787.0467 | 0 | 0 | 0 | 0
08.10. | 16 | 767.4196 |  | 767.4196 | 0 | 0 | 0 | 0
08.10. | 17 | 789.0094 |  | 789.0094 | 0 | 0 | 0 | 0
08.10. | 18 | 790.9721 |  | 790.9721 | 0 | 0 | 0 | 0
08.10. | 19 | 828.2636 |  | 828.2636 | 0 | 0 | 0 | 0
08.10. | 20 | 838.0772 |  | 838.0772 | 0 | 0 | 0 | 0
08.10. | 21 | 832.189 |  | 832.189 | 0 | 0 | 0 | 0
08.10. | 22 | 830.2263 |  | 830.2263 | 0 | 0 | 0 | 0
08.10. | 23 | 828.2636 |  | 828.2636 | 0 | 0 | 0 | 0
08.10. | 24 | 814.5246 |  | 814.5246 | 0 | 0 | 0 | 0
09.10. | 1 | 792.9348 |  | 792.9348 | 0 | 0 | 0 | 0
09.10. | 2 | 814.5246 |  | 814.5246 | 0 | 0 | 0 | 0
09.10. | 3 | 812.5619 |  | 812.5619 | 0 | 0 | 0 | 0
09.10. | 4 | 812.5619 |  | 812.5619 | 0 | 0 | 0 | 0
09.10. | 5 | 802.7484 |  | 802.7484 | 0 | 0 | 0 | 0
09.10. | 6 | 802.7484 |  | 802.7484 | 0 | 0 | 0 | 0
09.10. | 7 | 800.7857 |  | 800.7857 | 0 | 0 | 0 | 0
09.10. | 8 | 785.084 |  | 785.084 | 0 | 0 | 0 | 0
09.10. | 9 | 798.823 |  | 798.823 | 0 | 0 | 0 | 0
09.10. | 10 | 804.7111 |  | 804.7111 | 0 | 0 | 0 | 0
09.10. | 11 | 775.2704 |  | 775.2704 | 0 | 0 | 0 | 0
09.10. | 12 | 755.6433 |  | 755.6433 | 0 | 0 | 0 | 0
09.10. | 13 | 755.6433 |  | 755.6433 | 0 | 0 | 0 | 0
09.10. | 14 | 739.9417 |  | 739.9417 | 0 | 0 | 0 | 0
09.10. | 15 | 749.7552 |  | 749.7552 | 0 | 0 | 0 | 0
09.10. | 16 | 739.9417 |  | 739.9417 | 0 | 0 | 0 | 0
09.10. | 17 | 761.5315 |  | 761.5315 | 0 | 0 | 0 | 0
09.10. | 18 | 787.0467 |  | 787.0467 | 0 | 0 | 0 | 0
09.10. | 19 | 822.3755 |  | 822.3755 | 0 | 0 | 0 | 0
09.10. | 20 | 812.5619 |  | 812.5619 | 0 | 0 | 0 | 0
09.10. | 21 | 814.5246 |  | 814.5246 | 0 | 0 | 0 | 0
09.10. | 22 | 800.7857 |  | 800.7857 | 0 | 0 | 0 | 0
09.10. | 23 | 869.4805 |  | 869.4805 | 0 | 0 | 0 | 0
09.10. | 24 | 889.1076 |  | 889.1076 | 0 | 0 | 0 | 0
10.10. | 1 | 881.2568 |  | 881.2568 | 0 | 0 | 0 | 0
10.10. | 2 | 891.0703 |  | 891.0703 | 0 | 0 | 0 | 0
10.10. | 3 | 891.0703 |  | 891.0703 | 0 | 0 | 0 | 0
10.10. | 4 | 902.8466 |  | 902.8466 | 0 | 0 | 0 | 0
10.10. | 5 | 898.9212 |  | 898.9212 | 0 | 0 | 0 | 0
10.10. | 6 | 902.8466 |  | 902.8466 | 0 | 0 | 0 | 0
10.10. | 7 | 914.6229 |  | 914.6229 | 0 | 0 | 0 | 0
10.10. | 8 | 896.9585 |  | 896.9585 | 0 | 0 | 0 | 0
10.10. | 9 | 861.6297 |  | 861.6297 | 0 | 0 | 0 | 0
10.10. | 10 | 843.9653 |  | 843.9653 | 0 | 0 | 0 | 0
10.10. | 11 | 855.7416 |  | 855.7416 | 0 | 0 | 0 | 0
10.10. | 12 | 845.928 |  | 845.928 | 0 | 0 | 0 | 0
10.10. | 13 | 842.0026 |  | 842.0026 | 0 | 0 | 0 | 0
10.10. | 14 | 836.1145 |  | 836.1145 | 0 | 0 | 0 | 0
10.10. | 15 | 842.0026 |  | 842.0026 | 0 | 0 | 0 | 0
10.10. | 16 | 842.0026 |  | 842.0026 | 0 | 0 | 0 | 0
10.10. | 17 | 855.7416 |  | 855.7416 | 0 | 0 | 0 | 0
10.10. | 18 | 908.7347 |  | 908.7347 | 0 | 0 | 0 | 0
10.10. | 19 | 916.5856 |  | 916.5856 | 0 | 0 | 0 | 0
10.10. | 20 | 920.511 |  | 920.511 | 0 | 0 | 0 | 0
10.10. | 21 | 918.5483 |  | 918.5483 | 0 | 0 | 0 | 0
10.10. | 22 | 904.8093 |  | 904.8093 | 0 | 0 | 0 | 0
10.10. | 23 | 898.9212 |  | 898.9212 | 0 | 0 | 0 | 0
10.10. | 24 | 936.2127 |  | 936.2127 | 0 | 0 | 0 | 0
11.10. | 1 | 942.1008 |  | 942.1008 | 0 | 0 | 0 | 0
11.10. | 2 | 942.1008 |  | 942.1008 | 0 | 0 | 0 | 0
11.10. | 3 | 940.1381 |  | 940.1381 | 0 | 0 | 0 | 0
11.10. | 4 | 938.1754 |  | 938.1754 | 0 | 0 | 0 | 0
11.10. | 5 | 936.2127 |  | 936.2127 | 0 | 0 | 0 | 0
11.10. | 6 | 949.9516 |  | 949.9516 | 0 | 0 | 0 | 0
11.10. | 7 | 951.9143 |  | 951.9143 | 0 | 0 | 0 | 0
11.10. | 8 | 928.3618 |  | 928.3618 | 0 | 0 | 0 | 0
11.10. | 9 | 926.3991 |  | 926.3991 | 0 | 0 | 0 | 0
11.10. | 10 | 906.772 |  | 906.772 | 0 | 0 | 0 | 0
11.10. | 11 | 889.1076 |  | 889.1076 | 0 | 0 | 0 | 0
11.10. | 12 | 883.2195 |  | 883.2195 | 0 | 0 | 0 | 0
11.10. | 13 | 887.1449 |  | 887.1449 | 0 | 0 | 0 | 0
11.10. | 14 | 885.1822 |  | 885.1822 | 0 | 0 | 0 | 0
11.10. | 15 | 891.0703 |  | 891.0703 | 0 | 0 | 0 | 0
11.10. | 16 | 894.9958 |  | 894.9958 | 0 | 0 | 0 | 0
11.10. | 17 | 889.1076 |  | 889.1076 | 0 | 0 | 0 | 0
11.10. | 18 | 900.8839 |  | 900.8839 | 0 | 0 | 0 | 0
11.10. | 19 | 926.3991 |  | 926.3991 | 0 | 0 | 0 | 0
11.10. | 20 | 932.2873 |  | 932.2873 | 0 | 0 | 0 | 0
11.10. | 21 | 938.1754 |  | 938.1754 | 0 | 0 | 0 | 0
11.10. | 22 | 926.3991 |  | 926.3991 | 0 | 0 | 0 | 0
11.10. | 23 | 902.8466 |  | 902.8466 | 0 | 0 | 0 | 0
11.10. | 24 | 885.1822 |  | 885.1822 | 0 | 0 | 0 | 0
12.10. | 1 | 873.4059 |  | 873.4059 | 0 | 0 | 0 | 0
12.10. | 2 | 871.4432 |  | 871.4432 | 0 | 0 | 0 | 0
12.10. | 3 | 881.2568 |  | 881.2568 | 0 | 0 | 0 | 0
12.10. | 4 | 879.2941 |  | 879.2941 | 0 | 0 | 0 | 0
12.10. | 5 | 881.2568 |  | 881.2568 | 0 | 0 | 0 | 0
12.10. | 6 | 889.1076 |  | 889.1076 | 0 | 0 | 0 | 0
12.10. | 7 | 883.2195 |  | 883.2195 | 0 | 0 | 0 | 0
12.10. | 8 | 896.9585 |  | 896.9585 | 0 | 0 | 0 | 0
12.10. | 9 | 861.6297 |  | 861.6297 | 0 | 0 | 0 | 0
12.10. | 10 | 865.5551 |  | 865.5551 | 0 | 0 | 0 | 0
12.10. | 11 | 840.0399 |  | 840.0399 | 0 | 0 | 0 | 0
12.10. | 12 | 802.7484 |  | 802.7484 | 0 | 0 | 0 | 0
12.10. | 13 | 824.3382 |  | 824.3382 | 0 | 0 | 0 | 0
12.10. | 14 | 843.9653 |  | 843.9653 | 0 | 0 | 0 | 0
12.10. | 15 | 794.8975 |  | 794.8975 | 0 | 0 | 0 | 0
12.10. | 16 | 796.8603 |  | 796.8603 | 0 | 0 | 0 | 0
12.10. | 17 | 824.3382 |  | 824.3382 | 0 | 0 | 0 | 0
12.10. | 18 | 849.8534 |  | 849.8534 | 0 | 0 | 0 | 0
12.10. | 19 | 845.928 |  | 845.928 | 0 | 0 | 0 | 0
12.10. | 20 | 857.7043 |  | 857.7043 | 0 | 0 | 0 | 0
12.10. | 21 | 857.7043 |  | 857.7043 | 0 | 0 | 0 | 0
12.10. | 22 | 861.6297 |  | 861.6297 | 0 | 0 | 0 | 0
12.10. | 23 | 853.7788 |  | 853.7788 | 0 | 0 | 0 | 0
12.10. | 24 | 842.0026 |  | 842.0026 | 0 | 0 | 0 | 0
13.10. | 1 | 816.4874 |  | 816.4874 | 0 | 0 | 0 | 0
13.10. | 2 | 818.4501 |  | 818.4501 | 0 | 0 | 0 | 0
13.10. | 3 | 818.4501 |  | 818.4501 | 0 | 0 | 0 | 0
13.10. | 4 | 806.6738 |  | 806.6738 | 0 | 0 | 0 | 0
13.10. | 5 | 818.4501 |  | 818.4501 | 0 | 0 | 0 | 0
13.10. | 6 | 804.7111 |  | 804.7111 | 0 | 0 | 0 | 0
13.10. | 7 | 804.7111 |  | 804.7111 | 0 | 0 | 0 | 0
13.10. | 8 | 824.3382 |  | 824.3382 | 0 | 0 | 0 | 0
13.10. | 9 | 834.1518 |  | 834.1518 | 0 | 0 | 0 | 0
13.10. | 10 | 836.1145 |  | 836.1145 | 0 | 0 | 0 | 0
13.10. | 11 | 828.2636 |  | 828.2636 | 0 | 0 | 0 | 0
13.10. | 12 | 787.0467 |  | 787.0467 | 0 | 0 | 0 | 0
13.10. | 13 | 781.1586 |  | 781.1586 | 0 | 0 | 0 | 0
13.10. | 14 | 769.3823 |  | 769.3823 | 0 | 0 | 0 | 0
13.10. | 15 | 771.345 |  | 771.345 | 0 | 0 | 0 | 0
13.10. | 16 | 787.0467 |  | 787.0467 | 0 | 0 | 0 | 0
13.10. | 17 | 808.6365 |  | 808.6365 | 0 | 0 | 0 | 0
13.10. | 18 | 820.4128 |  | 820.4128 | 0 | 0 | 0 | 0
13.10. | 19 | 820.4128 |  | 820.4128 | 0 | 0 | 0 | 0
13.10. | 20 | 859.667 |  | 859.667 | 0 | 0 | 0 | 0
13.10. | 21 | 867.5178 |  | 867.5178 | 0 | 0 | 0 | 0
13.10. | 22 | 863.5924 |  | 863.5924 | 0 | 0 | 0 | 0
13.10. | 23 | 861.6297 |  | 861.6297 | 0 | 0 | 0 | 0
13.10. | 24 | 855.7416 |  | 855.7416 | 0 | 0 | 0 | 0
14.10. | 1 | 853.7788 |  | 853.7788 | 0 | 0 | 0 | 0
14.10. | 2 | 853.7788 |  | 853.7788 | 0 | 0 | 0 | 0
14.10. | 3 | 857.7043 |  | 857.7043 | 0 | 0 | 0 | 0
14.10. | 4 | 857.7043 |  | 857.7043 | 0 | 0 | 0 | 0
14.10. | 5 | 859.667 |  | 859.667 | 0 | 0 | 0 | 0
14.10. | 6 | 857.7043 |  | 857.7043 | 0 | 0 | 0 | 0
14.10. | 7 | 849.8534 |  | 849.8534 | 0 | 0 | 0 | 0
14.10. | 8 | 853.7788 |  | 853.7788 | 0 | 0 | 0 | 0
14.10. | 9 | 802.7484 |  | 802.7484 | 0 | 0 | 0 | 0
14.10. | 10 | 820.4128 |  | 820.4128 | 0 | 0 | 0 | 0
14.10. | 11 | 804.7111 |  | 804.7111 | 0 | 0 | 0 | 0
14.10. | 12 | 802.7484 |  | 802.7484 | 0 | 0 | 0 | 0
14.10. | 13 | 800.7857 |  | 800.7857 | 0 | 0 | 0 | 0
14.10. | 14 | 790.9721 |  | 790.9721 | 0 | 0 | 0 | 0
14.10. | 15 | 787.0467 |  | 787.0467 | 0 | 0 | 0 | 0
14.10. | 16 | 792.9348 |  | 792.9348 | 0 | 0 | 0 | 0
14.10. | 17 | 820.4128 |  | 820.4128 | 0 | 0 | 0 | 0
14.10. | 18 | 834.1518 |  | 834.1518 | 0 | 0 | 0 | 0
14.10. | 19 | 873.4059 |  | 873.4059 | 0 | 0 | 0 | 0
14.10. | 20 | 898.9212 |  | 898.9212 | 0 | 0 | 0 | 0
14.10. | 21 | 883.2195 |  | 883.2195 | 0 | 0 | 0 | 0
14.10. | 22 | 898.9212 |  | 898.9212 | 0 | 0 | 0 | 0
14.10. | 23 | 857.7043 |  | 857.7043 | 0 | 0 | 0 | 0
14.10. | 24 | 810.5992 |  | 810.5992 | 0 | 0 | 0 | 0
15.10. | 1 | 816.4874 |  | 816.4874 | 0 | 0 | 0 | 0
15.10. | 2 | 810.5992 |  | 810.5992 | 0 | 0 | 0 | 0
15.10. | 3 | 843.9653 |  | 843.9653 | 0 | 0 | 0 | 0
15.10. | 4 | 818.4501 |  | 818.4501 | 0 | 0 | 0 | 0
15.10. | 5 | 794.8975 |  | 794.8975 | 0 | 0 | 0 | 0
15.10. | 6 | 836.1145 |  | 836.1145 | 0 | 0 | 0 | 0
15.10. | 7 | 842.0026 |  | 842.0026 | 0 | 0 | 0 | 0
15.10. | 8 | 840.0399 |  | 840.0399 | 0 | 0 | 0 | 0
15.10. | 9 | 816.4874 |  | 816.4874 | 0 | 0 | 0 | 0
15.10. | 10 | 828.2636 |  | 828.2636 | 0 | 0 | 0 | 0
15.10. | 11 | 798.823 |  | 798.823 | 0 | 0 | 0 | 0
15.10. | 12 | 812.5619 |  | 812.5619 | 0 | 0 | 0 | 0
15.10. | 13 | 824.3382 |  | 824.3382 | 0 | 0 | 0 | 0
15.10. | 14 | 818.4501 |  | 818.4501 | 0 | 0 | 0 | 0
15.10. | 15 | 814.5246 |  | 814.5246 | 0 | 0 | 0 | 0
15.10. | 16 | 816.4874 |  | 816.4874 | 0 | 0 | 0 | 0
15.10. | 17 | 820.4128 |  | 820.4128 | 0 | 0 | 0 | 0
15.10. | 18 | 845.928 |  | 845.928 | 0 | 0 | 0 | 0
15.10. | 19 | 873.4059 |  | 873.4059 | 0 | 0 | 0 | 0
15.10. | 20 | 875.3687 |  | 875.3687 | 0 | 0 | 0 | 0
15.10. | 21 | 869.4805 |  | 869.4805 | 0 | 0 | 0 | 0
15.10. | 22 | 871.4432 |  | 871.4432 | 0 | 0 | 0 | 0
15.10. | 23 | 855.7416 |  | 855.7416 | 0 | 0 | 0 | 0
15.10. | 24 | 810.5992 |  | 810.5992 | 0 | 0 | 0 | 0
16.10. | 1 | 808.6365 |  | 808.6365 | 0 | 0 | 0 | 0
16.10. | 2 | 790.9721 |  | 790.9721 | 0 | 0 | 0 | 0
16.10. | 3 | 810.5992 |  | 810.5992 | 0 | 0 | 0 | 0
16.10. | 4 | 787.0467 |  | 787.0467 | 0 | 0 | 0 | 0
16.10. | 5 | 789.0094 |  | 789.0094 | 0 | 0 | 0 | 0
16.10. | 6 | 787.0467 |  | 787.0467 | 0 | 0 | 0 | 0
16.10. | 7 | 798.823 |  | 798.823 | 0 | 0 | 0 | 0
16.10. | 8 | 779.1959 |  | 779.1959 | 0 | 0 | 0 | 0
16.10. | 9 | 765.4569 |  | 765.4569 | 0 | 0 | 0 | 0
16.10. | 10 | 755.6433 |  | 755.6433 | 0 | 0 | 0 | 0
16.10. | 11 | 741.9044 |  | 741.9044 | 0 | 0 | 0 | 0
16.10. | 12 | 716.3892 |  | 716.3892 | 0 | 0 | 0 | 0
16.10. | 13 | 720.3146 |  | 720.3146 | 0 | 0 | 0 | 0
16.10. | 14 | 720.3146 |  | 720.3146 | 0 | 0 | 0 | 0
16.10. | 15 | 734.0535 |  | 734.0535 | 0 | 0 | 0 | 0
16.10. | 16 | 737.979 |  | 737.979 | 0 | 0 | 0 | 0
16.10. | 17 | 779.1959 |  | 779.1959 | 0 | 0 | 0 | 0
16.10. | 18 | 767.4196 |  | 767.4196 | 0 | 0 | 0 | 0
16.10. | 19 | 769.3823 |  | 769.3823 | 0 | 0 | 0 | 0
16.10. | 20 | 773.3077 |  | 773.3077 | 0 | 0 | 0 | 0
16.10. | 21 | 777.2332 |  | 777.2332 | 0 | 0 | 0 | 0
16.10. | 22 | 771.345 |  | 771.345 | 0 | 0 | 0 | 0
16.10. | 23 | 769.3823 |  | 769.3823 | 0 | 0 | 0 | 0
16.10. | 24 | 704.6129 |  | 704.6129 | 0 | 0 | 0 | 0
17.10. | 1 | 655.5451 |  | 655.5451 | 0 | 0 | 0 | 0
17.10. | 2 | 630.0299 |  | 630.0299 | 0 | 0 | 0 | 0
17.10. | 3 | 630.0299 |  | 630.0299 | 0 | 0 | 0 | 0
17.10. | 4 | 624.1418 |  | 624.1418 | 0 | 0 | 0 | 0
17.10. | 5 | 628.0672 |  | 628.0672 | 0 | 0 | 0 | 0
17.10. | 6 | 667.3214 |  | 667.3214 | 0 | 0 | 0 | 0
17.10. | 7 | 706.5756 |  | 706.5756 | 0 | 0 | 0 | 0
17.10. | 8 | 700.6875 |  | 700.6875 | 0 | 0 | 0 | 0
17.10. | 9 | 692.8366 |  | 692.8366 | 0 | 0 | 0 | 0
17.10. | 10 | 690.8739 |  | 690.8739 | 0 | 0 | 0 | 0
17.10. | 11 | 673.2095 |  | 673.2095 | 0 | 0 | 0 | 0
17.10. | 12 | 647.6943 |  | 647.6943 | 0 | 0 | 0 | 0
17.10. | 13 | 643.7689 |  | 643.7689 | 0 | 0 | 0 | 0
17.10. | 14 | 647.6943 |  | 647.6943 | 0 | 0 | 0 | 0
17.10. | 15 | 641.8062 |  | 641.8062 | 0 | 0 | 0 | 0
17.10. | 16 | 681.0604 |  | 681.0604 | 0 | 0 | 0 | 0
17.10. | 17 | 651.6197 |  | 651.6197 | 0 | 0 | 0 | 0
17.10. | 18 | 683.0231 |  | 683.0231 | 0 | 0 | 0 | 0
17.10. | 19 | 702.6502 |  | 702.6502 | 0 | 0 | 0 | 0
17.10. | 20 | 716.3892 |  | 716.3892 | 0 | 0 | 0 | 0
17.10. | 21 | 706.5756 |  | 706.5756 | 0 | 0 | 0 | 0
17.10. | 22 | 712.4637 |  | 712.4637 | 0 | 0 | 0 | 0
17.10. | 23 | 706.5756 |  | 706.5756 | 0 | 0 | 0 | 0
17.10. | 24 | 647.6943 |  | 647.6943 | 0 | 0 | 0 | 0
18.10. | 1 | 618.2537 |  | 618.2537 | 0 | 0 | 0 | 0
18.10. | 2 | 616.2909 |  | 616.2909 | 0 | 0 | 0 | 0
18.10. | 3 | 614.3282 |  | 614.3282 | 0 | 0 | 0 | 0
18.10. | 4 | 594.7011 |  | 594.7011 | 0 | 0 | 0 | 0
18.10. | 5 | 588.813 |  | 588.813 | 0 | 0 | 0 | 0
18.10. | 6 | 616.2909 |  | 616.2909 | 0 | 0 | 0 | 0
18.10. | 7 | 651.6197 |  | 651.6197 | 0 | 0 | 0 | 0
18.10. | 8 | 679.0977 |  | 679.0977 | 0 | 0 | 0 | 0
18.10. | 9 | 677.135 |  | 677.135 | 0 | 0 | 0 | 0
18.10. | 10 | 673.2095 |  | 673.2095 | 0 | 0 | 0 | 0
18.10. | 11 | 671.2468 |  | 671.2468 | 0 | 0 | 0 | 0
18.10. | 12 | 655.5451 |  | 655.5451 | 0 | 0 | 0 | 0
18.10. | 13 | 639.8435 |  | 639.8435 | 0 | 0 | 0 | 0
18.10. | 14 | 616.2909 |  | 616.2909 | 0 | 0 | 0 | 0
18.10. | 15 | 608.4401 |  | 608.4401 | 0 | 0 | 0 | 0
18.10. | 16 | 633.9553 |  | 633.9553 | 0 | 0 | 0 | 0
18.10. | 17 | 659.4706 |  | 659.4706 | 0 | 0 | 0 | 0
18.10. | 18 | 663.396 |  | 663.396 | 0 | 0 | 0 | 0
18.10. | 19 | 684.9858 |  | 684.9858 | 0 | 0 | 0 | 0
18.10. | 20 | 708.5383 |  | 708.5383 | 0 | 0 | 0 | 0
18.10. | 21 | 710.501 |  | 710.501 | 0 | 0 | 0 | 0
18.10. | 22 | 737.979 |  | 737.979 | 0 | 0 | 0 | 0
18.10. | 23 | 716.3892 |  | 716.3892 | 0 | 0 | 0 | 0
18.10. | 24 | 628.0672 |  | 628.0672 | 0 | 0 | 0 | 0
19.10. | 1 | 598.6266 |  | 598.6266 | 0 | 0 | 0 | 0
19.10. | 2 | 594.7011 |  | 594.7011 | 0 | 0 | 0 | 0
19.10. | 3 | 598.6266 |  | 598.6266 | 0 | 0 | 0 | 0
19.10. | 4 | 592.7384 |  | 592.7384 | 0 | 0 | 0 | 0
19.10. | 5 | 594.7011 |  | 594.7011 | 0 | 0 | 0 | 0
19.10. | 6 | 600.5893 |  | 600.5893 | 0 | 0 | 0 | 0
19.10. | 7 | 610.4028 |  | 610.4028 | 0 | 0 | 0 | 0
19.10. | 8 | 618.2537 |  | 618.2537 | 0 | 0 | 0 | 0
19.10. | 9 | 612.3655 |  | 612.3655 | 0 | 0 | 0 | 0
19.10. | 10 | 590.7757 |  | 590.7757 | 0 | 0 | 0 | 0
19.10. | 11 | 586.8503 |  | 586.8503 | 0 | 0 | 0 | 0
19.10. | 12 | 575.074 |  | 575.074 | 0 | 0 | 0 | 0
19.10. | 13 | 571.1486 |  | 571.1486 | 0 | 0 | 0 | 0
19.10. | 14 | 573.1113 |  | 573.1113 | 0 | 0 | 0 | 0
19.10. | 15 | 563.2978 |  | 563.2978 | 0 | 0 | 0 | 0
19.10. | 16 | 571.1486 |  | 571.1486 | 0 | 0 | 0 | 0
19.10. | 17 | 575.074 |  | 575.074 | 0 | 0 | 0 | 0
19.10. | 18 | 598.6266 |  | 598.6266 | 0 | 0 | 0 | 0
19.10. | 19 | 630.0299 |  | 630.0299 | 0 | 0 | 0 | 0
19.10. | 20 | 663.396 |  | 663.396 | 0 | 0 | 0 | 0
19.10. | 21 | 653.5824 |  | 653.5824 | 0 | 0 | 0 | 0
19.10. | 22 | 655.5451 |  | 655.5451 | 0 | 0 | 0 | 0
19.10. | 23 | 641.8062 |  | 641.8062 | 0 | 0 | 0 | 0
19.10. | 24 | 608.4401 |  | 608.4401 | 0 | 0 | 0 | 0
20.10. | 1 | 586.8503 |  | 586.8503 | 0 | 0 | 0 | 0
20.10. | 2 | 573.1113 |  | 573.1113 | 0 | 0 | 0 | 0
20.10. | 3 | 571.1486 |  | 571.1486 | 0 | 0 | 0 | 0
20.10. | 4 | 573.1113 |  | 573.1113 | 0 | 0 | 0 | 0
20.10. | 5 | 577.0367 |  | 577.0367 | 0 | 0 | 0 | 0
20.10. | 6 | 582.9249 |  | 582.9249 | 0 | 0 | 0 | 0
20.10. | 7 | 567.2232 |  | 567.2232 | 0 | 0 | 0 | 0
20.10. | 8 | 563.2978 |  | 563.2978 | 0 | 0 | 0 | 0
20.10. | 9 | 563.2978 |  | 563.2978 | 0 | 0 | 0 | 0
20.10. | 10 | 555.4469 |  | 555.4469 | 0 | 0 | 0 | 0
20.10. | 11 | 557.4096 |  | 557.4096 | 0 | 0 | 0 | 0
20.10. | 12 | 518.1554 |  | 518.1554 | 0 | 0 | 0 | 0
20.10. | 13 | 514.23 |  | 514.23 | 0 | 0 | 0 | 0
20.10. | 14 | 506.3792 |  | 506.3792 | 0 | 0 | 0 | 0
20.10. | 15 | 508.3419 |  | 508.3419 | 0 | 0 | 0 | 0
20.10. | 16 | 557.4096 |  | 557.4096 | 0 | 0 | 0 | 0
20.10. | 17 | 569.1859 |  | 569.1859 | 0 | 0 | 0 | 0
20.10. | 18 | 622.1791 |  | 622.1791 | 0 | 0 | 0 | 0
20.10. | 19 | 635.918 |  | 635.918 | 0 | 0 | 0 | 0
20.10. | 20 | 661.4333 |  | 661.4333 | 0 | 0 | 0 | 0
20.10. | 21 | 665.3587 |  | 665.3587 | 0 | 0 | 0 | 0
20.10. | 22 | 663.396 |  | 663.396 | 0 | 0 | 0 | 0
20.10. | 23 | 635.918 |  | 635.918 | 0 | 0 | 0 | 0
20.10. | 24 | 667.3214 |  | 667.3214 | 0 | 0 | 0 | 0
21.10. | 1 | 657.5078 |  | 657.5078 | 0 | 0 | 0 | 0
21.10. | 2 | 645.7316 |  | 645.7316 | 0 | 0 | 0 | 0
21.10. | 3 | 643.7689 |  | 643.7689 | 0 | 0 | 0 | 0
21.10. | 4 | 643.7689 |  | 643.7689 | 0 | 0 | 0 | 0
21.10. | 5 | 643.7689 |  | 643.7689 | 0 | 0 | 0 | 0
21.10. | 6 | 663.396 |  | 663.396 | 0 | 0 | 0 | 0
21.10. | 7 | 651.6197 |  | 651.6197 | 0 | 0 | 0 | 0
21.10. | 8 | 649.657 |  | 649.657 | 0 | 0 | 0 | 0
21.10. | 9 | 626.1045 |  | 626.1045 | 0 | 0 | 0 | 0
21.10. | 10 | 633.9553 |  | 633.9553 | 0 | 0 | 0 | 0
21.10. | 11 | 626.1045 |  | 626.1045 | 0 | 0 | 0 | 0
21.10. | 12 | 616.2909 |  | 616.2909 | 0 | 0 | 0 | 0
21.10. | 13 | 618.2537 |  | 618.2537 | 0 | 0 | 0 | 0
21.10. | 14 | 624.1418 |  | 624.1418 | 0 | 0 | 0 | 0
21.10. | 15 | 624.1418 |  | 624.1418 | 0 | 0 | 0 | 0
21.10. | 16 | 610.4028 |  | 610.4028 | 0 | 0 | 0 | 0
21.10. | 17 | 610.4028 |  | 610.4028 | 0 | 0 | 0 | 0
21.10. | 18 | 647.6943 |  | 647.6943 | 0 | 0 | 0 | 0
21.10. | 19 | 683.0231 |  | 683.0231 | 0 | 0 | 0 | 0
21.10. | 20 | 718.3519 |  | 718.3519 | 0 | 0 | 0 | 0
21.10. | 21 | 734.0535 |  | 734.0535 | 0 | 0 | 0 | 0
21.10. | 22 | 734.0535 |  | 734.0535 | 0 | 0 | 0 | 0
21.10. | 23 | 702.6502 |  | 702.6502 | 0 | 0 | 0 | 0
21.10. | 24 | 714.4264 |  | 714.4264 | 0 | 0 | 0 | 0
22.10. | 1 | 712.4637 |  | 712.4637 | 0 | 0 | 0 | 0
22.10. | 2 | 726.2027 |  | 726.2027 | 0 | 0 | 0 | 0
22.10. | 3 | 759.5688 |  | 759.5688 | 0 | 0 | 0 | 0
22.10. | 4 | 771.345 |  | 771.345 | 0 | 0 | 0 | 0
22.10. | 5 | 755.6433 |  | 755.6433 | 0 | 0 | 0 | 0
22.10. | 6 | 759.5688 |  | 759.5688 | 0 | 0 | 0 | 0
22.10. | 7 | 781.1586 |  | 781.1586 | 0 | 0 | 0 | 0
22.10. | 8 | 749.7552 |  | 749.7552 | 0 | 0 | 0 | 0
22.10. | 9 | 749.7552 |  | 749.7552 | 0 | 0 | 0 | 0
22.10. | 10 | 734.0535 |  | 734.0535 | 0 | 0 | 0 | 0
22.10. | 11 | 751.7179 |  | 751.7179 | 0 | 0 | 0 | 0
22.10. | 12 | 716.3892 |  | 716.3892 | 0 | 0 | 0 | 0
22.10. | 13 | 712.4637 |  | 712.4637 | 0 | 0 | 0 | 0
22.10. | 14 | 728.1654 |  | 728.1654 | 0 | 0 | 0 | 0
22.10. | 15 | 718.3519 |  | 718.3519 | 0 | 0 | 0 | 0
22.10. | 16 | 745.8298 |  | 745.8298 | 0 | 0 | 0 | 0
22.10. | 17 | 767.4196 |  | 767.4196 | 0 | 0 | 0 | 0
22.10. | 18 | 800.7857 |  | 800.7857 | 0 | 0 | 0 | 0
22.10. | 19 | 802.7484 |  | 802.7484 | 0 | 0 | 0 | 0
22.10. | 20 | 840.0399 |  | 840.0399 | 0 | 0 | 0 | 0
22.10. | 21 | 832.189 |  | 832.189 | 0 | 0 | 0 | 0
22.10. | 22 | 838.0772 |  | 838.0772 | 0 | 0 | 0 | 0
22.10. | 23 | 828.2636 |  | 828.2636 | 0 | 0 | 0 | 0
22.10. | 24 | 836.1145 |  | 836.1145 | 0 | 0 | 0 | 0
23.10. | 1 | 822.3755 |  | 822.3755 | 0 | 0 | 0 | 0
23.10. | 2 | 787.0467 |  | 787.0467 | 0 | 0 | 0 | 0
23.10. | 3 | 790.9721 |  | 790.9721 | 0 | 0 | 0 | 0
23.10. | 4 | 789.0094 |  | 789.0094 | 0 | 0 | 0 | 0
23.10. | 5 | 796.8603 |  | 796.8603 | 0 | 0 | 0 | 0
23.10. | 6 | 814.5246 |  | 814.5246 | 0 | 0 | 0 | 0
23.10. | 7 | 810.5992 |  | 810.5992 | 0 | 0 | 0 | 0
23.10. | 8 | 812.5619 |  | 812.5619 | 0 | 0 | 0 | 0
23.10. | 9 | 810.5992 |  | 810.5992 | 0 | 0 | 0 | 0
23.10. | 10 | 773.3077 |  | 773.3077 | 0 | 0 | 0 | 0
23.10. | 11 | 763.4942 |  | 763.4942 | 0 | 0 | 0 | 0
23.10. | 12 | 761.5315 |  | 761.5315 | 0 | 0 | 0 | 0
23.10. | 13 | 749.7552 |  | 749.7552 | 0 | 0 | 0 | 0
23.10. | 14 | 755.6433 |  | 755.6433 | 0 | 0 | 0 | 0
23.10. | 15 | 765.4569 |  | 765.4569 | 0 | 0 | 0 | 0
23.10. | 16 | 779.1959 |  | 779.1959 | 0 | 0 | 0 | 0
23.10. | 17 | 783.1213 |  | 783.1213 | 0 | 0 | 0 | 0
23.10. | 18 | 822.3755 |  | 822.3755 | 0 | 0 | 0 | 0
23.10. | 19 | 810.5992 |  | 810.5992 | 0 | 0 | 0 | 0
23.10. | 20 | 861.6297 |  | 861.6297 | 0 | 0 | 0 | 0
23.10. | 21 | 857.7043 |  | 857.7043 | 0 | 0 | 0 | 0
23.10. | 22 | 840.0399 |  | 840.0399 | 0 | 0 | 0 | 0
23.10. | 23 | 826.3009 |  | 826.3009 | 0 | 0 | 0 | 0
23.10. | 24 | 820.4128 |  | 820.4128 | 0 | 0 | 0 | 0
24.10. | 1 | 789.0094 |  | 789.0094 | 0 | 0 | 0 | 0
24.10. | 2 | 785.084 |  | 785.084 | 0 | 0 | 0 | 0
24.10. | 3 | 787.0467 |  | 787.0467 | 0 | 0 | 0 | 0
24.10. | 4 | 779.1959 |  | 779.1959 | 0 | 0 | 0 | 0
24.10. | 5 | 783.1213 |  | 783.1213 | 0 | 0 | 0 | 0
24.10. | 6 | 796.8603 |  | 796.8603 | 0 | 0 | 0 | 0
24.10. | 7 | 796.8603 |  | 796.8603 | 0 | 0 | 0 | 0
24.10. | 8 | 787.0467 |  | 787.0467 | 0 | 0 | 0 | 0
24.10. | 9 | 781.1586 |  | 781.1586 | 0 | 0 | 0 | 0
24.10. | 10 | 767.4196 |  | 767.4196 | 0 | 0 | 0 | 0
24.10. | 11 | 763.4942 |  | 763.4942 | 0 | 0 | 0 | 0
24.10. | 12 | 759.5688 |  | 759.5688 | 0 | 0 | 0 | 0
24.10. | 13 | 737.979 |  | 737.979 | 0 | 0 | 0 | 0
24.10. | 14 | 743.8671 |  | 743.8671 | 0 | 0 | 0 | 0
24.10. | 15 | 743.8671 |  | 743.8671 | 0 | 0 | 0 | 0
24.10. | 16 | 767.4196 |  | 767.4196 | 0 | 0 | 0 | 0
24.10. | 17 | 781.1586 |  | 781.1586 | 0 | 0 | 0 | 0
24.10. | 18 | 820.4128 |  | 820.4128 | 0 | 0 | 0 | 0
24.10. | 19 | 840.0399 |  | 840.0399 | 0 | 0 | 0 | 0
24.10. | 20 | 855.7416 |  | 855.7416 | 0 | 0 | 0 | 0
24.10. | 21 | 855.7416 |  | 855.7416 | 0 | 0 | 0 | 0
24.10. | 22 | 873.4059 |  | 873.4059 | 0 | 0 | 0 | 0
24.10. | 23 | 842.0026 |  | 842.0026 | 0 | 0 | 0 | 0
24.10. | 24 | 775.2704 |  | 775.2704 | 0 | 0 | 0 | 0
25.10. | 1 | 775.2704 |  | 775.2704 | 0 | 0 | 0 | 0
25.10. | 2 | 753.6806 |  | 753.6806 | 0 | 0 | 0 | 0
25.10. | 3 | 753.6806 |  | 753.6806 | 0 | 0 | 0 | 0
25.10. | 4 | 755.6433 |  | 755.6433 | 0 | 0 | 0 | 0
25.10. | 5 | 771.345 |  | 771.345 | 0 | 0 | 0 | 0
25.10. | 6 | 777.2332 |  | 777.2332 | 0 | 0 | 0 | 0
25.10. | 7 | 832.189 |  | 832.189 | 0 | 0 | 0 | 0
25.10. | 8 | 838.0772 |  | 838.0772 | 0 | 0 | 0 | 0
25.10. | 9 | 865.5551 |  | 865.5551 | 0 | 0 | 0 | 0
25.10. | 10 | 838.0772 |  | 838.0772 | 0 | 0 | 0 | 0
25.10. | 11 | 832.189 |  | 832.189 | 0 | 0 | 0 | 0
25.10. | 12 | 822.3755 |  | 822.3755 | 0 | 0 | 0 | 0
25.10. | 13 | 814.5246 |  | 814.5246 | 0 | 0 | 0 | 0
25.10. | 14 | 816.4874 |  | 816.4874 | 0 | 0 | 0 | 0
25.10. | 15 | 816.4874 |  | 816.4874 | 0 | 0 | 0 | 0
25.10. | 16 | 824.3382 |  | 824.3382 | 0 | 0 | 0 | 0
25.10. | 17 | 824.3382 |  | 824.3382 | 0 | 0 | 0 | 0
25.10. | 18 | 885.1822 |  | 885.1822 | 0 | 0 | 0 | 0
25.10. | 19 | 885.1822 |  | 885.1822 | 0 | 0 | 0 | 0
25.10. | 20 | 889.1076 |  | 889.1076 | 0 | 0 | 0 | 0
25.10. | 21 | 891.0703 |  | 891.0703 | 0 | 0 | 0 | 0
25.10. | 22 | 891.0703 |  | 891.0703 | 0 | 0 | 0 | 0
25.10. | 23 | 871.4432 |  | 871.4432 | 0 | 0 | 0 | 0
25.10. | 24 | 777.2332 |  | 777.2332 | 0 | 0 | 0 | 0
26.10. | 1 | 757.6061 |  | 757.6061 | 0 | 0 | 0 | 0
26.10. | 2 | 759.5688 |  | 759.5688 | 0 | 0 | 0 | 0
26.10. | 3 | 763.4942 |  | 763.4942 | 0 | 0 | 0 | 0
26.10. | 4 | 759.5688 |  | 759.5688 | 0 | 0 | 0 | 0
26.10. | 5 | 759.5688 |  | 759.5688 | 0 | 0 | 0 | 0
26.10. | 6 | 757.6061 |  | 757.6061 | 0 | 0 | 0 | 0
26.10. | 7 | 751.7179 |  | 751.7179 | 0 | 0 | 0 | 0
26.10. | 8 | 751.7179 |  | 751.7179 | 0 | 0 | 0 | 0
26.10. | 9 | 753.6806 |  | 753.6806 | 0 | 0 | 0 | 0
26.10. | 10 | 757.6061 |  | 757.6061 | 0 | 0 | 0 | 0
26.10. | 11 | 745.8298 |  | 745.8298 | 0 | 0 | 0 | 0
26.10. | 12 | 732.0908 |  | 732.0908 | 0 | 0 | 0 | 0
26.10. | 13 | 724.24 |  | 724.24 | 0 | 0 | 0 | 0
26.10. | 14 | 726.2027 |  | 726.2027 | 0 | 0 | 0 | 0
26.10. | 15 | 734.0535 |  | 734.0535 | 0 | 0 | 0 | 0
26.10. | 16 | 736.0162 |  | 736.0162 | 0 | 0 | 0 | 0
26.10. | 17 | 743.8671 |  | 743.8671 | 0 | 0 | 0 | 0
26.10. | 18 | 767.4196 |  | 767.4196 | 0 | 0 | 0 | 0
26.10. | 19 | 794.8975 |  | 794.8975 | 0 | 0 | 0 | 0
26.10. | 20 | 812.5619 |  | 812.5619 | 0 | 0 | 0 | 0
26.10. | 21 | 798.823 |  | 798.823 | 0 | 0 | 0 | 0
26.10. | 22 | 789.0094 |  | 789.0094 | 0 | 0 | 0 | 0
26.10. | 23 | 775.2704 |  | 775.2704 | 0 | 0 | 0 | 0
26.10. | 24 | 753.6806 |  | 753.6806 | 0 | 0 | 0 | 0
27.10. | 1 | 720.3146 |  | 720.3146 | 0 | 0 | 0 | 0
27.10. | 2 | 726.2027 |  | 726.2027 | 0 | 0 | 0 | 0
27.10. | 3 | 712.4637 |  | 712.4637 | 0 | 0 | 0 | 0
27.10. | 4 | 710.501 |  | 710.501 | 0 | 0 | 0 | 0
27.10. | 5 | 718.3519 |  | 718.3519 | 0 | 0 | 0 | 0
27.10. | 6 | 692.8366 |  | 692.8366 | 0 | 0 | 0 | 0
27.10. | 7 | 710.501 |  | 710.501 | 0 | 0 | 0 | 0
27.10. | 8 | 720.3146 |  | 720.3146 | 0 | 0 | 0 | 0
27.10. | 9 | 684.9858 |  | 684.9858 | 0 | 0 | 0 | 0
27.10. | 10 | 681.0604 |  | 681.0604 | 0 | 0 | 0 | 0
27.10. | 11 | 675.1722 |  | 675.1722 | 0 | 0 | 0 | 0
27.10. | 12 | 673.2095 |  | 673.2095 | 0 | 0 | 0 | 0
27.10. | 13 | 692.8366 |  | 692.8366 | 0 | 0 | 0 | 0
27.10. | 14 | 679.0977 |  | 679.0977 | 0 | 0 | 0 | 0
27.10. | 15 | 667.3214 |  | 667.3214 | 0 | 0 | 0 | 0
27.10. | 16 | 681.0604 |  | 681.0604 | 0 | 0 | 0 | 0
27.10. | 17 | 684.9858 |  | 684.9858 | 0 | 0 | 0 | 0
27.10. | 18 | 686.9485 |  | 686.9485 | 0 | 0 | 0 | 0
27.10. | 19 | 696.7621 |  | 696.7621 | 0 | 0 | 0 | 0
27.10. | 20 | 700.6875 |  | 700.6875 | 0 | 0 | 0 | 0
27.10. | 21 | 737.979 |  | 737.979 | 0 | 0 | 0 | 0
27.10. | 22 | 737.979 |  | 737.979 | 0 | 0 | 0 | 0
27.10. | 23 | 730.1281 |  | 730.1281 | 0 | 0 | 0 | 0
27.10. | 24 | 734.0535 |  | 734.0535 | 0 | 0 | 0 | 0
28.10. | 1 | 724.24 |  | 724.24 | 0 | 0 | 0 | 0
28.10. | 2 | 722.2773 |  | 722.2773 | 0 | 0 | 0 | 0
28.10. | 3 | 724.24 |  | 724.24 | 0 | 0 | 0 | 0
28.10. | 4 | 714.4264 |  | 714.4264 | 0 | 0 | 0 | 0
28.10. | 5 | 708.5383 |  | 708.5383 | 0 | 0 | 0 | 0
28.10. | 6 | 720.3146 |  | 720.3146 | 0 | 0 | 0 | 0
28.10. | 7 | 726.2027 |  | 726.2027 | 0 | 0 | 0 | 0
28.10. | 8 | 755.6433 |  | 755.6433 | 0 | 0 | 0 | 0
28.10. | 9 | 753.6806 |  | 753.6806 | 0 | 0 | 0 | 0
28.10. | 10 | 724.24 |  | 724.24 | 0 | 0 | 0 | 0
28.10. | 11 | 716.3892 |  | 716.3892 | 0 | 0 | 0 | 0
28.10. | 12 | 712.4637 |  | 712.4637 | 0 | 0 | 0 | 0
28.10. | 13 | 716.3892 |  | 716.3892 | 0 | 0 | 0 | 0
28.10. | 14 | 710.501 |  | 710.501 | 0 | 0 | 0 | 0
28.10. | 15 | 686.9485 |  | 686.9485 | 0 | 0 | 0 | 0
28.10. | 16 | 683.0231 |  | 683.0231 | 0 | 0 | 0 | 0
28.10. | 17 | 692.8366 |  | 692.8366 | 0 | 0 | 0 | 0
28.10. | 18 | 698.7248 |  | 698.7248 | 0 | 0 | 0 | 0
28.10. | 19 | 728.1654 |  | 728.1654 | 0 | 0 | 0 | 0
28.10. | 20 | 751.7179 |  | 751.7179 | 0 | 0 | 0 | 0
28.10. | 21 | 779.1959 |  | 779.1959 | 0 | 0 | 0 | 0
28.10. | 22 | 769.3823 |  | 769.3823 | 0 | 0 | 0 | 0
28.10. | 23 | 757.6061 |  | 757.6061 | 0 | 0 | 0 | 0
28.10. | 24 | 716.3892 |  | 716.3892 | 0 | 0 | 0 | 0
29.10. | 1 | 730.1281 |  | 730.1281 | 0 | 0 | 0 | 0
29.10. | 2 | 732.0908 |  | 732.0908 | 0 | 0 | 0 | 0
29.10. | 3 | 736.0162 |  | 736.0162 | 0 | 0 | 0 | 0
29.10. | 4 | 732.0908 |  | 732.0908 | 0 | 0 | 0 | 0
29.10. | 5 | 724.24 |  | 724.24 | 0 | 0 | 0 | 0
29.10. | 6 | 724.24 |  | 724.24 | 0 | 0 | 0 | 0
29.10. | 7 | 728.1654 |  | 728.1654 | 0 | 0 | 0 | 0
29.10. | 8 | 728.1654 |  | 728.1654 | 0 | 0 | 0 | 0
29.10. | 9 | 728.1654 |  | 728.1654 | 0 | 0 | 0 | 0
29.10. | 10 | 732.0908 |  | 732.0908 | 0 | 0 | 0 | 0
29.10. | 11 | 737.979 |  | 737.979 | 0 | 0 | 0 | 0
29.10. | 12 | 724.24 |  | 724.24 | 0 | 0 | 0 | 0
29.10. | 13 | 722.2773 |  | 722.2773 | 0 | 0 | 0 | 0
29.10. | 14 | 716.3892 |  | 716.3892 | 0 | 0 | 0 | 0
29.10. | 15 | 692.8366 |  | 692.8366 | 0 | 0 | 0 | 0
29.10. | 16 | 683.0231 |  | 683.0231 | 0 | 0 | 0 | 0
29.10. | 17 | 704.6129 |  | 704.6129 | 0 | 0 | 0 | 0
29.10. | 18 | 736.0162 |  | 736.0162 | 0 | 0 | 0 | 0
29.10. | 19 | 771.345 |  | 771.345 | 0 | 0 | 0 | 0
29.10. | 20 | 759.5688 |  | 759.5688 | 0 | 0 | 0 | 0
29.10. | 21 | 747.7925 |  | 747.7925 | 0 | 0 | 0 | 0
29.10. | 22 | 757.6061 |  | 757.6061 | 0 | 0 | 0 | 0
29.10. | 23 | 739.9417 |  | 739.9417 | 0 | 0 | 0 | 0
29.10. | 24 | 739.9417 |  | 739.9417 | 0 | 0 | 0 | 0
30.10. | 1 | 724.24 |  | 724.24 | 0 | 0 | 0 | 0
30.10. | 2 | 726.2027 |  | 726.2027 | 0 | 0 | 0 | 0
30.10. | 3 | 724.24 |  | 724.24 | 0 | 0 | 0 | 0
30.10. | 4 | 722.2773 |  | 722.2773 | 0 | 0 | 0 | 0
30.10. | 5 | 724.24 |  | 724.24 | 0 | 0 | 0 | 0
30.10. | 6 | 728.1654 |  | 728.1654 | 0 | 0 | 0 | 0
30.10. | 7 | 718.3519 |  | 718.3519 | 0 | 0 | 0 | 0
30.10. | 8 | 730.1281 |  | 730.1281 | 0 | 0 | 0 | 0
30.10. | 9 | 734.0535 |  | 734.0535 | 0 | 0 | 0 | 0
30.10. | 10 | 743.8671 |  | 743.8671 | 0 | 0 | 0 | 0
30.10. | 11 | 745.8298 |  | 745.8298 | 0 | 0 | 0 | 0
30.10. | 12 | 745.8298 |  | 745.8298 | 0 | 0 | 0 | 0
30.10. | 13 | 753.6806 |  | 753.6806 | 0 | 0 | 0 | 0
30.10. | 14 | 761.5315 |  | 761.5315 | 0 | 0 | 0 | 0
30.10. | 15 | 771.345 |  | 771.345 | 0 | 0 | 0 | 0
30.10. | 16 | 789.0094 |  | 789.0094 | 0 | 0 | 0 | 0
30.10. | 17 | 836.1145 |  | 836.1145 | 0 | 0 | 0 | 0
30.10. | 18 | 828.2636 |  | 828.2636 | 0 | 0 | 0 | 0
30.10. | 19 | 830.2263 |  | 830.2263 | 0 | 0 | 0 | 0
30.10. | 20 | 863.5924 |  | 863.5924 | 0 | 0 | 0 | 0
30.10. | 21 | 865.5551 |  | 865.5551 | 0 | 0 | 0 | 0
30.10. | 22 | 865.5551 |  | 865.5551 | 0 | 0 | 0 | 0
30.10. | 23 | 804.7111 |  | 804.7111 | 0 | 0 | 0 | 0
30.10. | 24 | 765.4569 |  | 765.4569 | 0 | 0 | 0 | 0
31.10. | 1 | 698.7248 |  | 698.7248 | 0 | 0 | 0 | 0
31.10. | 2 | 692.8366 |  | 692.8366 | 0 | 0 | 0 | 0
31.10. | 3 | 688.9112 |  | 688.9112 | 0 | 0 | 0 | 0
31.10. | 4 | 684.9858 |  | 684.9858 | 0 | 0 | 0 | 0
31.10. | 5 | 686.9485 |  | 686.9485 | 0 | 0 | 0 | 0
31.10. | 6 | 686.9485 |  | 686.9485 | 0 | 0 | 0 | 0
31.10. | 7 | 683.0231 |  | 683.0231 | 0 | 0 | 0 | 0
31.10. | 8 | 679.0977 |  | 679.0977 | 0 | 0 | 0 | 0
31.10. | 9 | 671.2468 |  | 671.2468 | 0 | 0 | 0 | 0
31.10. | 10 | 679.0977 |  | 679.0977 | 0 | 0 | 0 | 0
31.10. | 11 | 673.2095 |  | 673.2095 | 0 | 0 | 0 | 0
31.10. | 12 | 675.1722 |  | 675.1722 | 0 | 0 | 0 | 0
31.10. | 13 | 673.2095 |  | 673.2095 | 0 | 0 | 0 | 0
31.10. | 14 | 684.9858 |  | 684.9858 | 0 | 0 | 0 | 0
31.10. | 15 | 675.1722 |  | 675.1722 | 0 | 0 | 0 | 0
31.10. | 16 | 692.8366 |  | 692.8366 | 0 | 0 | 0 | 0
31.10. | 17 | 726.2027 |  | 726.2027 | 0 | 0 | 0 | 0
31.10. | 18 | 704.6129 |  | 704.6129 | 0 | 0 | 0 | 0
31.10. | 19 | 706.5756 |  | 706.5756 | 0 | 0 | 0 | 0
31.10. | 20 | 718.3519 |  | 718.3519 | 0 | 0 | 0 | 0
31.10. | 21 | 714.4264 |  | 714.4264 | 0 | 0 | 0 | 0
31.10. | 22 | 722.2773 |  | 722.2773 | 0 | 0 | 0 | 0
31.10. | 23 | 730.1281 |  | 730.1281 | 0 | 0 | 0 | 0
31.10. | 24 | 743.8671 |  | 743.8671 | 0 | 0 | 0 | 0
01.11. | 1 | 732.0908 |  | 732.0908 | 0 | 0 | 0 | 0
01.11. | 2 | 732.0908 |  | 732.0908 | 0 | 0 | 0 | 0
01.11. | 3 | 734.0535 |  | 734.0535 | 0 | 0 | 0 | 0
01.11. | 4 | 712.4637 |  | 712.4637 | 0 | 0 | 0 | 0
01.11. | 5 | 714.4264 |  | 714.4264 | 0 | 0 | 0 | 0
01.11. | 6 | 702.6502 |  | 702.6502 | 0 | 0 | 0 | 0
01.11. | 7 | 690.8739 |  | 690.8739 | 0 | 0 | 0 | 0
01.11. | 8 | 684.9858 |  | 684.9858 | 0 | 0 | 0 | 0
01.11. | 9 | 722.2773 |  | 722.2773 | 0 | 0 | 0 | 0
01.11. | 10 | 704.6129 |  | 704.6129 | 0 | 0 | 0 | 0
01.11. | 11 | 710.501 |  | 710.501 | 0 | 0 | 0 | 0
01.11. | 12 | 690.8739 |  | 690.8739 | 0 | 0 | 0 | 0
01.11. | 13 | 692.8366 |  | 692.8366 | 0 | 0 | 0 | 0
01.11. | 14 | 698.7248 |  | 698.7248 | 0 | 0 | 0 | 0
01.11. | 15 | 706.5756 |  | 706.5756 | 0 | 0 | 0 | 0
01.11. | 16 | 704.6129 |  | 704.6129 | 0 | 0 | 0 | 0
01.11. | 17 | 749.7552 |  | 749.7552 | 0 | 0 | 0 | 0
01.11. | 18 | 787.0467 |  | 787.0467 | 0 | 0 | 0 | 0
01.11. | 19 | 787.0467 |  | 787.0467 | 0 | 0 | 0 | 0
01.11. | 20 | 777.2332 |  | 777.2332 | 0 | 0 | 0 | 0
01.11. | 21 | 779.1959 |  | 779.1959 | 0 | 0 | 0 | 0
01.11. | 22 | 779.1959 |  | 779.1959 | 0 | 0 | 0 | 0
01.11. | 23 | 767.4196 |  | 767.4196 | 0 | 0 | 0 | 0
01.11. | 24 | 775.2704 |  | 775.2704 | 0 | 0 | 0 | 0
02.11. | 1 | 763.4942 |  | 763.4942 | 0 | 0 | 0 | 0
02.11. | 2 | 810.5992 |  | 810.5992 | 0 | 0 | 0 | 0
02.11. | 3 | 808.6365 |  | 808.6365 | 0 | 0 | 0 | 0
02.11. | 4 | 804.7111 |  | 804.7111 | 0 | 0 | 0 | 0
02.11. | 5 | 802.7484 |  | 802.7484 | 0 | 0 | 0 | 0
02.11. | 6 | 783.1213 |  | 783.1213 | 0 | 0 | 0 | 0
02.11. | 7 | 777.2332 |  | 777.2332 | 0 | 0 | 0 | 0
02.11. | 8 | 783.1213 |  | 783.1213 | 0 | 0 | 0 | 0
02.11. | 9 | 785.084 |  | 785.084 | 0 | 0 | 0 | 0
02.11. | 10 | 759.5688 |  | 759.5688 | 0 | 0 | 0 | 0
02.11. | 11 | 749.7552 |  | 749.7552 | 0 | 0 | 0 | 0
02.11. | 12 | 779.1959 |  | 779.1959 | 0 | 0 | 0 | 0
02.11. | 13 | 775.2704 |  | 775.2704 | 0 | 0 | 0 | 0
02.11. | 14 | 745.8298 |  | 745.8298 | 0 | 0 | 0 | 0
02.11. | 15 | 726.2027 |  | 726.2027 | 0 | 0 | 0 | 0
02.11. | 16 | 712.4637 |  | 712.4637 | 0 | 0 | 0 | 0
02.11. | 17 | 726.2027 |  | 726.2027 | 0 | 0 | 0 | 0
02.11. | 18 | 734.0535 |  | 734.0535 | 0 | 0 | 0 | 0
02.11. | 19 | 734.0535 |  | 734.0535 | 0 | 0 | 0 | 0
02.11. | 20 | 736.0162 |  | 736.0162 | 0 | 0 | 0 | 0
02.11. | 21 | 743.8671 |  | 743.8671 | 0 | 0 | 0 | 0
02.11. | 22 | 741.9044 |  | 741.9044 | 0 | 0 | 0 | 0
02.11. | 23 | 730.1281 |  | 730.1281 | 0 | 0 | 0 | 0
02.11. | 24 | 724.24 |  | 724.24 | 0 | 0 | 0 | 0
03.11. | 1 | 710.501 |  | 710.501 | 0 | 0 | 0 | 0
03.11. | 2 | 710.501 |  | 710.501 | 0 | 0 | 0 | 0
03.11. | 3 | 702.6502 |  | 702.6502 | 0 | 0 | 0 | 0
03.11. | 4 | 694.7993 |  | 694.7993 | 0 | 0 | 0 | 0
03.11. | 5 | 692.8366 |  | 692.8366 | 0 | 0 | 0 | 0
03.11. | 6 | 683.0231 |  | 683.0231 | 0 | 0 | 0 | 0
03.11. | 7 | 694.7993 |  | 694.7993 | 0 | 0 | 0 | 0
03.11. | 8 | 690.8739 |  | 690.8739 | 0 | 0 | 0 | 0
03.11. | 9 | 688.9112 |  | 688.9112 | 0 | 0 | 0 | 0
03.11. | 10 | 671.2468 |  | 671.2468 | 0 | 0 | 0 | 0
03.11. | 11 | 645.7316 |  | 645.7316 | 0 | 0 | 0 | 0
03.11. | 12 | 631.9926 |  | 631.9926 | 0 | 0 | 0 | 0
03.11. | 13 | 637.8808 |  | 637.8808 | 0 | 0 | 0 | 0
03.11. | 14 | 633.9553 |  | 633.9553 | 0 | 0 | 0 | 0
03.11. | 15 | 635.918 |  | 635.918 | 0 | 0 | 0 | 0
03.11. | 16 | 612.3655 |  | 612.3655 | 0 | 0 | 0 | 0
03.11. | 17 | 620.2164 |  | 620.2164 | 0 | 0 | 0 | 0
03.11. | 18 | 637.8808 |  | 637.8808 | 0 | 0 | 0 | 0
03.11. | 19 | 639.8435 |  | 639.8435 | 0 | 0 | 0 | 0
03.11. | 20 | 639.8435 |  | 639.8435 | 0 | 0 | 0 | 0
03.11. | 21 | 641.8062 |  | 641.8062 | 0 | 0 | 0 | 0
03.11. | 22 | 671.2468 |  | 671.2468 | 0 | 0 | 0 | 0
03.11. | 23 | 694.7993 |  | 694.7993 | 0 | 0 | 0 | 0
03.11. | 24 | 698.7248 |  | 698.7248 | 0 | 0 | 0 | 0
04.11. | 1 | 700.6875 |  | 700.6875 | 0 | 0 | 0 | 0
04.11. | 2 | 698.7248 |  | 698.7248 | 0 | 0 | 0 | 0
04.11. | 3 | 696.7621 |  | 696.7621 | 0 | 0 | 0 | 0
04.11. | 4 | 677.135 |  | 677.135 | 0 | 0 | 0 | 0
04.11. | 5 | 686.9485 |  | 686.9485 | 0 | 0 | 0 | 0
04.11. | 6 | 683.0231 |  | 683.0231 | 0 | 0 | 0 | 0
04.11. | 7 | 688.9112 |  | 688.9112 | 0 | 0 | 0 | 0
04.11. | 8 | 690.8739 |  | 690.8739 | 0 | 0 | 0 | 0
04.11. | 9 | 690.8739 |  | 690.8739 | 0 | 0 | 0 | 0
04.11. | 10 | 679.0977 |  | 679.0977 | 0 | 0 | 0 | 0
04.11. | 11 | 673.2095 |  | 673.2095 | 0 | 0 | 0 | 0
04.11. | 12 | 675.1722 |  | 675.1722 | 0 | 0 | 0 | 0
04.11. | 13 | 667.3214 |  | 667.3214 | 0 | 0 | 0 | 0
04.11. | 14 | 671.2468 |  | 671.2468 | 0 | 0 | 0 | 0
04.11. | 15 | 665.3587 |  | 665.3587 | 0 | 0 | 0 | 0
04.11. | 16 | 679.0977 |  | 679.0977 | 0 | 0 | 0 | 0
04.11. | 17 | 706.5756 |  | 706.5756 | 0 | 0 | 0 | 0
04.11. | 18 | 688.9112 |  | 688.9112 | 0 | 0 | 0 | 0
04.11. | 19 | 724.24 |  | 724.24 | 0 | 0 | 0 | 0
04.11. | 20 | 730.1281 |  | 730.1281 | 0 | 0 | 0 | 0
04.11. | 21 | 736.0162 |  | 736.0162 | 0 | 0 | 0 | 0
04.11. | 22 | 739.9417 |  | 739.9417 | 0 | 0 | 0 | 0
04.11. | 23 | 741.9044 |  | 741.9044 | 0 | 0 | 0 | 0
04.11. | 24 | 751.7179 |  | 751.7179 | 0 | 0 | 0 | 0
05.11. | 1 | 743.8671 |  | 743.8671 | 0 | 0 | 0 | 0
05.11. | 2 | 745.8298 |  | 745.8298 | 0 | 0 | 0 | 0
05.11. | 3 | 747.7925 |  | 747.7925 | 0 | 0 | 0 | 0
05.11. | 4 | 741.9044 |  | 741.9044 | 0 | 0 | 0 | 0
05.11. | 5 | 736.0162 |  | 736.0162 | 0 | 0 | 0 | 0
05.11. | 6 | 732.0908 |  | 732.0908 | 0 | 0 | 0 | 0
05.11. | 7 | 753.6806 |  | 753.6806 | 0 | 0 | 0 | 0
05.11. | 8 | 759.5688 |  | 759.5688 | 0 | 0 | 0 | 0
05.11. | 9 | 734.0535 |  | 734.0535 | 0 | 0 | 0 | 0
05.11. | 10 | 759.5688 |  | 759.5688 | 0 | 0 | 0 | 0
05.11. | 11 | 761.5315 |  | 761.5315 | 0 | 0 | 0 | 0
05.11. | 12 | 759.5688 |  | 759.5688 | 0 | 0 | 0 | 0
05.11. | 13 | 755.6433 |  | 755.6433 | 0 | 0 | 0 | 0
05.11. | 14 | 734.0535 |  | 734.0535 | 0 | 0 | 0 | 0
05.11. | 15 | 734.0535 |  | 734.0535 | 0 | 0 | 0 | 0
05.11. | 16 | 755.6433 |  | 755.6433 | 0 | 0 | 0 | 0
05.11. | 17 | 785.084 |  | 785.084 | 0 | 0 | 0 | 0
05.11. | 18 | 853.7788 |  | 853.7788 | 0 | 0 | 0 | 0
05.11. | 19 | 906.772 |  | 906.772 | 0 | 0 | 0 | 0
05.11. | 20 | 930.3245 |  | 930.3245 | 0 | 0 | 0 | 0
05.11. | 21 | 934.25 |  | 934.25 | 0 | 0 | 0 | 0
05.11. | 22 | 938.1754 |  | 938.1754 | 0 | 0 | 0 | 0
05.11. | 23 | 930.3245 |  | 930.3245 | 0 | 0 | 0 | 0
05.11. | 24 | 924.4364 |  | 924.4364 | 0 | 0 | 0 | 0
06.11. | 1 | 908.7347 |  | 908.7347 | 0 | 0 | 0 | 0
06.11. | 2 | 906.772 |  | 906.772 | 0 | 0 | 0 | 0
06.11. | 3 | 914.6229 |  | 914.6229 | 0 | 0 | 0 | 0
06.11. | 4 | 912.6602 |  | 912.6602 | 0 | 0 | 0 | 0
06.11. | 5 | 908.7347 |  | 908.7347 | 0 | 0 | 0 | 0
06.11. | 6 | 891.0703 |  | 891.0703 | 0 | 0 | 0 | 0
06.11. | 7 | 896.9585 |  | 896.9585 | 0 | 0 | 0 | 0
06.11. | 8 | 896.9585 |  | 896.9585 | 0 | 0 | 0 | 0
06.11. | 9 | 896.9585 |  | 896.9585 | 0 | 0 | 0 | 0
06.11. | 10 | 883.2195 |  | 883.2195 | 0 | 0 | 0 | 0
06.11. | 11 | 861.6297 |  | 861.6297 | 0 | 0 | 0 | 0
06.11. | 12 | 849.8534 |  | 849.8534 | 0 | 0 | 0 | 0
06.11. | 13 | 840.0399 |  | 840.0399 | 0 | 0 | 0 | 0
06.11. | 14 | 830.2263 |  | 830.2263 | 0 | 0 | 0 | 0
06.11. | 15 | 863.5924 |  | 863.5924 | 0 | 0 | 0 | 0
06.11. | 16 | 834.1518 |  | 834.1518 | 0 | 0 | 0 | 0
06.11. | 17 | 851.8161 |  | 851.8161 | 0 | 0 | 0 | 0
06.11. | 18 | 881.2568 |  | 881.2568 | 0 | 0 | 0 | 0
06.11. | 19 | 873.4059 |  | 873.4059 | 0 | 0 | 0 | 0
06.11. | 20 | 869.4805 |  | 869.4805 | 0 | 0 | 0 | 0
06.11. | 21 | 891.0703 |  | 891.0703 | 0 | 0 | 0 | 0
06.11. | 22 | 891.0703 |  | 891.0703 | 0 | 0 | 0 | 0
06.11. | 23 | 879.2941 |  | 879.2941 | 0 | 0 | 0 | 0
06.11. | 24 | 877.3314 |  | 877.3314 | 0 | 0 | 0 | 0
07.11. | 1 | 898.9212 |  | 898.9212 | 0 | 0 | 0 | 0
07.11. | 2 | 879.2941 |  | 879.2941 | 0 | 0 | 0 | 0
07.11. | 3 | 881.2568 |  | 881.2568 | 0 | 0 | 0 | 0
07.11. | 4 | 879.2941 |  | 879.2941 | 0 | 0 | 0 | 0
07.11. | 5 | 879.2941 |  | 879.2941 | 0 | 0 | 0 | 0
07.11. | 6 | 881.2568 |  | 881.2568 | 0 | 0 | 0 | 0
07.11. | 7 | 885.1822 |  | 885.1822 | 0 | 0 | 0 | 0
07.11. | 8 | 859.667 |  | 859.667 | 0 | 0 | 0 | 0
07.11. | 9 | 851.8161 |  | 851.8161 | 0 | 0 | 0 | 0
07.11. | 10 | 887.1449 |  | 887.1449 | 0 | 0 | 0 | 0
07.11. | 11 | 861.6297 |  | 861.6297 | 0 | 0 | 0 | 0
07.11. | 12 | 849.8534 |  | 849.8534 | 0 | 0 | 0 | 0
07.11. | 13 | 883.2195 |  | 883.2195 | 0 | 0 | 0 | 0
07.11. | 14 | 847.8907 |  | 847.8907 | 0 | 0 | 0 | 0
07.11. | 15 | 832.189 |  | 832.189 | 0 | 0 | 0 | 0
07.11. | 16 | 824.3382 |  | 824.3382 | 0 | 0 | 0 | 0
07.11. | 17 | 853.7788 |  | 853.7788 | 0 | 0 | 0 | 0
07.11. | 18 | 887.1449 |  | 887.1449 | 0 | 0 | 0 | 0
07.11. | 19 | 894.9958 |  | 894.9958 | 0 | 0 | 0 | 0
07.11. | 20 | 900.8839 |  | 900.8839 | 0 | 0 | 0 | 0
07.11. | 21 | 900.8839 |  | 900.8839 | 0 | 0 | 0 | 0
07.11. | 22 | 891.0703 |  | 891.0703 | 0 | 0 | 0 | 0
07.11. | 23 | 894.9958 |  | 894.9958 | 0 | 0 | 0 | 0
07.11. | 24 | 891.0703 |  | 891.0703 | 0 | 0 | 0 | 0
08.11. | 1 | 891.0703 |  | 891.0703 | 0 | 0 | 0 | 0
08.11. | 2 | 889.1076 |  | 889.1076 | 0 | 0 | 0 | 0
08.11. | 3 | 904.8093 |  | 904.8093 | 0 | 0 | 0 | 0
08.11. | 4 | 900.8839 |  | 900.8839 | 0 | 0 | 0 | 0
08.11. | 5 | 891.0703 |  | 891.0703 | 0 | 0 | 0 | 0
08.11. | 6 | 881.2568 |  | 881.2568 | 0 | 0 | 0 | 0
08.11. | 7 | 857.7043 |  | 857.7043 | 0 | 0 | 0 | 0
08.11. | 8 | 804.7111 |  | 804.7111 | 0 | 0 | 0 | 0
08.11. | 9 | 812.5619 |  | 812.5619 | 0 | 0 | 0 | 0
08.11. | 10 | 857.7043 |  | 857.7043 | 0 | 0 | 0 | 0
08.11. | 11 | 838.0772 |  | 838.0772 | 0 | 0 | 0 | 0
08.11. | 12 | 849.8534 |  | 849.8534 | 0 | 0 | 0 | 0
08.11. | 13 | 834.1518 |  | 834.1518 | 0 | 0 | 0 | 0
08.11. | 14 | 851.8161 |  | 851.8161 | 0 | 0 | 0 | 0
08.11. | 15 | 845.928 |  | 845.928 | 0 | 0 | 0 | 0
08.11. | 16 | 840.0399 |  | 840.0399 | 0 | 0 | 0 | 0
08.11. | 17 | 843.9653 |  | 843.9653 | 0 | 0 | 0 | 0
08.11. | 18 | 834.1518 |  | 834.1518 | 0 | 0 | 0 | 0
08.11. | 19 | 900.8839 |  | 900.8839 | 0 | 0 | 0 | 0
08.11. | 20 | 902.8466 |  | 902.8466 | 0 | 0 | 0 | 0
08.11. | 21 | 900.8839 |  | 900.8839 | 0 | 0 | 0 | 0
08.11. | 22 | 894.9958 |  | 894.9958 | 0 | 0 | 0 | 0
08.11. | 23 | 887.1449 |  | 887.1449 | 0 | 0 | 0 | 0
08.11. | 24 | 883.2195 |  | 883.2195 | 0 | 0 | 0 | 0
09.11. | 1 | 845.928 |  | 845.928 | 0 | 0 | 0 | 0
09.11. | 2 | 832.189 |  | 832.189 | 0 | 0 | 0 | 0
09.11. | 3 | 830.2263 |  | 830.2263 | 0 | 0 | 0 | 0
09.11. | 4 | 828.2636 |  | 828.2636 | 0 | 0 | 0 | 0
09.11. | 5 | 828.2636 |  | 828.2636 | 0 | 0 | 0 | 0
09.11. | 6 | 824.3382 |  | 824.3382 | 0 | 0 | 0 | 0
09.11. | 7 | 826.3009 |  | 826.3009 | 0 | 0 | 0 | 0
09.11. | 8 | 824.3382 |  | 824.3382 | 0 | 0 | 0 | 0
09.11. | 9 | 785.084 |  | 785.084 | 0 | 0 | 0 | 0
09.11. | 10 | 771.345 |  | 771.345 | 0 | 0 | 0 | 0
09.11. | 11 | 759.5688 |  | 759.5688 | 0 | 0 | 0 | 0
09.11. | 12 | 767.4196 |  | 767.4196 | 0 | 0 | 0 | 0
09.11. | 13 | 769.3823 |  | 769.3823 | 0 | 0 | 0 | 0
09.11. | 14 | 775.2704 |  | 775.2704 | 0 | 0 | 0 | 0
09.11. | 15 | 745.8298 |  | 745.8298 | 0 | 0 | 0 | 0
09.11. | 16 | 739.9417 |  | 739.9417 | 0 | 0 | 0 | 0
09.11. | 17 | 749.7552 |  | 749.7552 | 0 | 0 | 0 | 0
09.11. | 18 | 781.1586 |  | 781.1586 | 0 | 0 | 0 | 0
09.11. | 19 | 830.2263 |  | 830.2263 | 0 | 0 | 0 | 0
09.11. | 20 | 838.0772 |  | 838.0772 | 0 | 0 | 0 | 0
09.11. | 21 | 843.9653 |  | 843.9653 | 0 | 0 | 0 | 0
09.11. | 22 | 842.0026 |  | 842.0026 | 0 | 0 | 0 | 0
09.11. | 23 | 826.3009 |  | 826.3009 | 0 | 0 | 0 | 0
09.11. | 24 | 810.5992 |  | 810.5992 | 0 | 0 | 0 | 0
10.11. | 1 | 796.8603 |  | 796.8603 | 0 | 0 | 0 | 0
10.11. | 2 | 785.084 |  | 785.084 | 0 | 0 | 0 | 0
10.11. | 3 | 785.084 |  | 785.084 | 0 | 0 | 0 | 0
10.11. | 4 | 783.1213 |  | 783.1213 | 0 | 0 | 0 | 0
10.11. | 5 | 783.1213 |  | 783.1213 | 0 | 0 | 0 | 0
10.11. | 6 | 781.1586 |  | 781.1586 | 0 | 0 | 0 | 0
10.11. | 7 | 781.1586 |  | 781.1586 | 0 | 0 | 0 | 0
10.11. | 8 | 779.1959 |  | 779.1959 | 0 | 0 | 0 | 0
10.11. | 9 | 755.6433 |  | 755.6433 | 0 | 0 | 0 | 0
10.11. | 10 | 718.3519 |  | 718.3519 | 0 | 0 | 0 | 0
10.11. | 11 | 706.5756 |  | 706.5756 | 0 | 0 | 0 | 0
10.11. | 12 | 669.2841 |  | 669.2841 | 0 | 0 | 0 | 0
10.11. | 13 | 661.4333 |  | 661.4333 | 0 | 0 | 0 | 0
10.11. | 14 | 665.3587 |  | 665.3587 | 0 | 0 | 0 | 0
10.11. | 15 | 667.3214 |  | 667.3214 | 0 | 0 | 0 | 0
10.11. | 16 | 655.5451 |  | 655.5451 | 0 | 0 | 0 | 0
10.11. | 17 | 657.5078 |  | 657.5078 | 0 | 0 | 0 | 0
10.11. | 18 | 683.0231 |  | 683.0231 | 0 | 0 | 0 | 0
10.11. | 19 | 737.979 |  | 737.979 | 0 | 0 | 0 | 0
10.11. | 20 | 783.1213 |  | 783.1213 | 0 | 0 | 0 | 0
10.11. | 21 | 783.1213 |  | 783.1213 | 0 | 0 | 0 | 0
10.11. | 22 | 783.1213 |  | 783.1213 | 0 | 0 | 0 | 0
10.11. | 23 | 767.4196 |  | 767.4196 | 0 | 0 | 0 | 0
10.11. | 24 | 755.6433 |  | 755.6433 | 0 | 0 | 0 | 0
11.11. | 1 | 769.3823 |  | 769.3823 | 0 | 0 | 0 | 0
11.11. | 2 | 777.2332 |  | 777.2332 | 0 | 0 | 0 | 0
11.11. | 3 | 771.345 |  | 771.345 | 0 | 0 | 0 | 0
11.11. | 4 | 759.5688 |  | 759.5688 | 0 | 0 | 0 | 0
11.11. | 5 | 751.7179 |  | 751.7179 | 0 | 0 | 0 | 0
11.11. | 6 | 745.8298 |  | 745.8298 | 0 | 0 | 0 | 0
11.11. | 7 | 730.1281 |  | 730.1281 | 0 | 0 | 0 | 0
11.11. | 8 | 730.1281 |  | 730.1281 | 0 | 0 | 0 | 0
11.11. | 9 | 716.3892 |  | 716.3892 | 0 | 0 | 0 | 0
11.11. | 10 | 712.4637 |  | 712.4637 | 0 | 0 | 0 | 0
11.11. | 11 | 708.5383 |  | 708.5383 | 0 | 0 | 0 | 0
11.11. | 12 | 710.501 |  | 710.501 | 0 | 0 | 0 | 0
11.11. | 13 | 690.8739 |  | 690.8739 | 0 | 0 | 0 | 0
11.11. | 14 | 675.1722 |  | 675.1722 | 0 | 0 | 0 | 0
11.11. | 15 | 669.2841 |  | 669.2841 | 0 | 0 | 0 | 0
11.11. | 16 | 669.2841 |  | 669.2841 | 0 | 0 | 0 | 0
11.11. | 17 | 683.0231 |  | 683.0231 | 0 | 0 | 0 | 0
11.11. | 18 | 712.4637 |  | 712.4637 | 0 | 0 | 0 | 0
11.11. | 19 | 759.5688 |  | 759.5688 | 0 | 0 | 0 | 0
11.11. | 20 | 763.4942 |  | 763.4942 | 0 | 0 | 0 | 0
11.11. | 21 | 765.4569 |  | 765.4569 | 0 | 0 | 0 | 0
11.11. | 22 | 755.6433 |  | 755.6433 | 0 | 0 | 0 | 0
11.11. | 23 | 751.7179 |  | 751.7179 | 0 | 0 | 0 | 0
11.11. | 24 | 749.7552 |  | 749.7552 | 0 | 0 | 0 | 0
12.11. | 1 | 732.0908 |  | 732.0908 | 0 | 0 | 0 | 0
12.11. | 2 | 728.1654 |  | 728.1654 | 0 | 0 | 0 | 0
12.11. | 3 | 722.2773 |  | 722.2773 | 0 | 0 | 0 | 0
12.11. | 4 | 716.3892 |  | 716.3892 | 0 | 0 | 0 | 0
12.11. | 5 | 716.3892 |  | 716.3892 | 0 | 0 | 0 | 0
12.11. | 6 | 722.2773 |  | 722.2773 | 0 | 0 | 0 | 0
12.11. | 7 | 728.1654 |  | 728.1654 | 0 | 0 | 0 | 0
12.11. | 8 | 745.8298 |  | 745.8298 | 0 | 0 | 0 | 0
12.11. | 9 | 732.0908 |  | 732.0908 | 0 | 0 | 0 | 0
12.11. | 10 | 724.24 |  | 724.24 | 0 | 0 | 0 | 0
12.11. | 11 | 722.2773 |  | 722.2773 | 0 | 0 | 0 | 0
12.11. | 12 | 712.4637 |  | 712.4637 | 0 | 0 | 0 | 0
12.11. | 13 | 728.1654 |  | 728.1654 | 0 | 0 | 0 | 0
12.11. | 14 | 730.1281 |  | 730.1281 | 0 | 0 | 0 | 0
12.11. | 15 | 737.979 |  | 737.979 | 0 | 0 | 0 | 0
12.11. | 16 | 737.979 |  | 737.979 | 0 | 0 | 0 | 0
12.11. | 17 | 777.2332 |  | 777.2332 | 0 | 0 | 0 | 0
12.11. | 18 | 843.9653 |  | 843.9653 | 0 | 0 | 0 | 0
12.11. | 19 | 855.7416 |  | 855.7416 | 0 | 0 | 0 | 0
12.11. | 20 | 857.7043 |  | 857.7043 | 0 | 0 | 0 | 0
12.11. | 21 | 845.928 |  | 845.928 | 0 | 0 | 0 | 0
12.11. | 22 | 847.8907 |  | 847.8907 | 0 | 0 | 0 | 0
12.11. | 23 | 845.928 |  | 845.928 | 0 | 0 | 0 | 0
12.11. | 24 | 845.928 |  | 845.928 | 0 | 0 | 0 | 0
13.11. | 1 | 816.4874 |  | 816.4874 | 0 | 0 | 0 | 0
13.11. | 2 | 806.6738 |  | 806.6738 | 0 | 0 | 0 | 0
13.11. | 3 | 777.2332 |  | 777.2332 | 0 | 0 | 0 | 0
13.11. | 4 | 775.2704 |  | 775.2704 | 0 | 0 | 0 | 0
13.11. | 5 | 775.2704 |  | 775.2704 | 0 | 0 | 0 | 0
13.11. | 6 | 769.3823 |  | 769.3823 | 0 | 0 | 0 | 0
13.11. | 7 | 820.4128 |  | 820.4128 | 0 | 0 | 0 | 0
13.11. | 8 | 842.0026 |  | 842.0026 | 0 | 0 | 0 | 0
13.11. | 9 | 834.1518 |  | 834.1518 | 0 | 0 | 0 | 0
13.11. | 10 | 845.928 |  | 845.928 | 0 | 0 | 0 | 0
13.11. | 11 | 812.5619 |  | 812.5619 | 0 | 0 | 0 | 0
13.11. | 12 | 800.7857 |  | 800.7857 | 0 | 0 | 0 | 0
13.11. | 13 | 796.8603 |  | 796.8603 | 0 | 0 | 0 | 0
13.11. | 14 | 794.8975 |  | 794.8975 | 0 | 0 | 0 | 0
13.11. | 15 | 818.4501 |  | 818.4501 | 0 | 0 | 0 | 0
13.11. | 16 | 826.3009 |  | 826.3009 | 0 | 0 | 0 | 0
13.11. | 17 | 861.6297 |  | 861.6297 | 0 | 0 | 0 | 0
13.11. | 18 | 910.6974 |  | 910.6974 | 0 | 0 | 0 | 0
13.11. | 19 | 947.9889 |  | 947.9889 | 0 | 0 | 0 | 0
13.11. | 20 | 946.0262 |  | 946.0262 | 0 | 0 | 0 | 0
13.11. | 21 | 955.8398 |  | 955.8398 | 0 | 0 | 0 | 0
13.11. | 22 | 953.8771 |  | 953.8771 | 0 | 0 | 0 | 0
13.11. | 23 | 951.9143 |  | 951.9143 | 0 | 0 | 0 | 0
13.11. | 24 | 944.0635 |  | 944.0635 | 0 | 0 | 0 | 0
14.11. | 1 | 885.1822 |  | 885.1822 | 0 | 0 | 0 | 0
14.11. | 2 | 887.1449 |  | 887.1449 | 0 | 0 | 0 | 0
14.11. | 3 | 879.2941 |  | 879.2941 | 0 | 0 | 0 | 0
14.11. | 4 | 865.5551 |  | 865.5551 | 0 | 0 | 0 | 0
14.11. | 5 | 834.1518 |  | 834.1518 | 0 | 0 | 0 | 0
14.11. | 6 | 857.7043 |  | 857.7043 | 0 | 0 | 0 | 0
14.11. | 7 | 867.5178 |  | 867.5178 | 0 | 0 | 0 | 0
14.11. | 8 | 920.511 |  | 920.511 | 0 | 0 | 0 | 0
14.11. | 9 | 940.1381 |  | 940.1381 | 0 | 0 | 0 | 0
14.11. | 10 | 922.4737 |  | 922.4737 | 0 | 0 | 0 | 0
14.11. | 11 | 863.5924 |  | 863.5924 | 0 | 0 | 0 | 0
14.11. | 12 | 879.2941 |  | 879.2941 | 0 | 0 | 0 | 0
14.11. | 13 | 889.1076 |  | 889.1076 | 0 | 0 | 0 | 0
14.11. | 14 | 904.8093 |  | 904.8093 | 0 | 0 | 0 | 0
14.11. | 15 | 934.25 |  | 934.25 | 0 | 0 | 0 | 0
14.11. | 16 | 894.9958 |  | 894.9958 | 0 | 0 | 0 | 0
14.11. | 17 | 944.0635 |  | 944.0635 | 0 | 0 | 0 | 0
14.11. | 18 | 953.8771 |  | 953.8771 | 0 | 0 | 0 | 0
14.11. | 19 | 926.3991 |  | 926.3991 | 0 | 0 | 0 | 0
14.11. | 20 | 949.9516 |  | 949.9516 | 0 | 0 | 0 | 0
14.11. | 21 | 949.9516 |  | 949.9516 | 0 | 0 | 0 | 0
14.11. | 22 | 940.1381 |  | 940.1381 | 0 | 0 | 0 | 0
14.11. | 23 | 936.2127 |  | 936.2127 | 0 | 0 | 0 | 0
14.11. | 24 | 940.1381 |  | 940.1381 | 0 | 0 | 0 | 0
15.11. | 1 | 926.3991 |  | 926.3991 | 0 | 0 | 0 | 0
15.11. | 2 | 928.3618 |  | 928.3618 | 0 | 0 | 0 | 0
15.11. | 3 | 928.3618 |  | 928.3618 | 0 | 0 | 0 | 0
15.11. | 4 | 944.0635 |  | 944.0635 | 0 | 0 | 0 | 0
15.11. | 5 | 947.9889 |  | 947.9889 | 0 | 0 | 0 | 0
15.11. | 6 | 938.1754 |  | 938.1754 | 0 | 0 | 0 | 0
15.11. | 7 | 926.3991 |  | 926.3991 | 0 | 0 | 0 | 0
15.11. | 8 | 932.2873 |  | 932.2873 | 0 | 0 | 0 | 0
15.11. | 9 | 926.3991 |  | 926.3991 | 0 | 0 | 0 | 0
15.11. | 10 | 928.3618 |  | 928.3618 | 0 | 0 | 0 | 0
15.11. | 11 | 916.5856 |  | 916.5856 | 0 | 0 | 0 | 0
15.11. | 12 | 918.5483 |  | 918.5483 | 0 | 0 | 0 | 0
15.11. | 13 | 920.511 |  | 920.511 | 0 | 0 | 0 | 0
15.11. | 14 | 924.4364 |  | 924.4364 | 0 | 0 | 0 | 0
15.11. | 15 | 940.1381 |  | 940.1381 | 0 | 0 | 0 | 0
15.11. | 16 | 922.4737 |  | 922.4737 | 0 | 0 | 0 | 0
15.11. | 17 | 940.1381 |  | 940.1381 | 0 | 0 | 0 | 0
15.11. | 18 | 957.8025 |  | 957.8025 | 0 | 0 | 0 | 0
15.11. | 19 | 971.5415 |  | 971.5415 | 0 | 0 | 0 | 0
15.11. | 20 | 973.5042 |  | 973.5042 | 0 | 0 | 0 | 0
15.11. | 21 | 977.4296 |  | 977.4296 | 0 | 0 | 0 | 0
15.11. | 22 | 971.5415 |  | 971.5415 | 0 | 0 | 0 | 0
15.11. | 23 | 969.5787 |  | 969.5787 | 0 | 0 | 0 | 0
15.11. | 24 | 959.7652 |  | 959.7652 | 0 | 0 | 0 | 0
16.11. | 1 | 906.772 |  | 906.772 | 0 | 0 | 0 | 0
16.11. | 2 | 885.1822 |  | 885.1822 | 0 | 0 | 0 | 0
16.11. | 3 | 879.2941 |  | 879.2941 | 0 | 0 | 0 | 0
16.11. | 4 | 879.2941 |  | 879.2941 | 0 | 0 | 0 | 0
16.11. | 5 | 906.772 |  | 906.772 | 0 | 0 | 0 | 0
16.11. | 6 | 904.8093 |  | 904.8093 | 0 | 0 | 0 | 0
16.11. | 7 | 912.6602 |  | 912.6602 | 0 | 0 | 0 | 0
16.11. | 8 | 918.5483 |  | 918.5483 | 0 | 0 | 0 | 0
16.11. | 9 | 906.772 |  | 906.772 | 0 | 0 | 0 | 0
16.11. | 10 | 904.8093 |  | 904.8093 | 0 | 0 | 0 | 0
16.11. | 11 | 908.7347 |  | 908.7347 | 0 | 0 | 0 | 0
16.11. | 12 | 893.033 |  | 893.033 | 0 | 0 | 0 | 0
16.11. | 13 | 879.2941 |  | 879.2941 | 0 | 0 | 0 | 0
16.11. | 14 | 893.033 |  | 893.033 | 0 | 0 | 0 | 0
16.11. | 15 | 912.6602 |  | 912.6602 | 0 | 0 | 0 | 0
16.11. | 16 | 926.3991 |  | 926.3991 | 0 | 0 | 0 | 0
16.11. | 17 | 961.7279 |  | 961.7279 | 0 | 0 | 0 | 0
16.11. | 18 | 991.1685 |  | 991.1685 | 0 | 0 | 0 | 0
16.11. | 19 | 989.2058 |  | 989.2058 | 0 | 0 | 0 | 0
16.11. | 20 | 993.1313 |  | 993.1313 | 0 | 0 | 0 | 0
16.11. | 21 | 989.2058 |  | 989.2058 | 0 | 0 | 0 | 0
16.11. | 22 | 981.355 |  | 981.355 | 0 | 0 | 0 | 0
16.11. | 23 | 963.6906 |  | 963.6906 | 0 | 0 | 0 | 0
16.11. | 24 | 961.7279 |  | 961.7279 | 0 | 0 | 0 | 0
17.11. | 1 | 942.1008 |  | 942.1008 | 0 | 0 | 0 | 0
17.11. | 2 | 936.2127 |  | 936.2127 | 0 | 0 | 0 | 0
17.11. | 3 | 928.3618 |  | 928.3618 | 0 | 0 | 0 | 0
17.11. | 4 | 922.4737 |  | 922.4737 | 0 | 0 | 0 | 0
17.11. | 5 | 924.4364 |  | 924.4364 | 0 | 0 | 0 | 0
17.11. | 6 | 920.511 |  | 920.511 | 0 | 0 | 0 | 0
17.11. | 7 | 924.4364 |  | 924.4364 | 0 | 0 | 0 | 0
17.11. | 8 | 920.511 |  | 920.511 | 0 | 0 | 0 | 0
17.11. | 9 | 891.0703 |  | 891.0703 | 0 | 0 | 0 | 0
17.11. | 10 | 887.1449 |  | 887.1449 | 0 | 0 | 0 | 0
17.11. | 11 | 873.4059 |  | 873.4059 | 0 | 0 | 0 | 0
17.11. | 12 | 873.4059 |  | 873.4059 | 0 | 0 | 0 | 0
17.11. | 13 | 891.0703 |  | 891.0703 | 0 | 0 | 0 | 0
17.11. | 14 | 910.6974 |  | 910.6974 | 0 | 0 | 0 | 0
17.11. | 15 | 904.8093 |  | 904.8093 | 0 | 0 | 0 | 0
17.11. | 16 | 877.3314 |  | 877.3314 | 0 | 0 | 0 | 0
17.11. | 17 | 902.8466 |  | 902.8466 | 0 | 0 | 0 | 0
17.11. | 18 | 904.8093 |  | 904.8093 | 0 | 0 | 0 | 0
17.11. | 19 | 946.0262 |  | 946.0262 | 0 | 0 | 0 | 0
17.11. | 20 | 942.1008 |  | 942.1008 | 0 | 0 | 0 | 0
17.11. | 21 | 944.0635 |  | 944.0635 | 0 | 0 | 0 | 0
17.11. | 22 | 938.1754 |  | 938.1754 | 0 | 0 | 0 | 0
17.11. | 23 | 928.3618 |  | 928.3618 | 0 | 0 | 0 | 0
17.11. | 24 | 926.3991 |  | 926.3991 | 0 | 0 | 0 | 0
18.11. | 1 | 920.511 |  | 920.511 | 0 | 0 | 0 | 0
18.11. | 2 | 922.4737 |  | 922.4737 | 0 | 0 | 0 | 0
18.11. | 3 | 922.4737 |  | 922.4737 | 0 | 0 | 0 | 0
18.11. | 4 | 920.511 |  | 920.511 | 0 | 0 | 0 | 0
18.11. | 5 | 924.4364 |  | 924.4364 | 0 | 0 | 0 | 0
18.11. | 6 | 916.5856 |  | 916.5856 | 0 | 0 | 0 | 0
18.11. | 7 | 906.772 |  | 906.772 | 0 | 0 | 0 | 0
18.11. | 8 | 912.6602 |  | 912.6602 | 0 | 0 | 0 | 0
18.11. | 9 | 918.5483 |  | 918.5483 | 0 | 0 | 0 | 0
18.11. | 10 | 914.6229 |  | 914.6229 | 0 | 0 | 0 | 0
18.11. | 11 | 894.9958 |  | 894.9958 | 0 | 0 | 0 | 0
18.11. | 12 | 861.6297 |  | 861.6297 | 0 | 0 | 0 | 0
18.11. | 13 | 879.2941 |  | 879.2941 | 0 | 0 | 0 | 0
18.11. | 14 | 873.4059 |  | 873.4059 | 0 | 0 | 0 | 0
18.11. | 15 | 873.4059 |  | 873.4059 | 0 | 0 | 0 | 0
18.11. | 16 | 861.6297 |  | 861.6297 | 0 | 0 | 0 | 0
18.11. | 17 | 861.6297 |  | 861.6297 | 0 | 0 | 0 | 0
18.11. | 18 | 877.3314 |  | 877.3314 | 0 | 0 | 0 | 0
18.11. | 19 | 904.8093 |  | 904.8093 | 0 | 0 | 0 | 0
18.11. | 20 | 912.6602 |  | 912.6602 | 0 | 0 | 0 | 0
18.11. | 21 | 946.0262 |  | 946.0262 | 0 | 0 | 0 | 0
18.11. | 22 | 926.3991 |  | 926.3991 | 0 | 0 | 0 | 0
18.11. | 23 | 922.4737 |  | 922.4737 | 0 | 0 | 0 | 0
18.11. | 24 | 912.6602 |  | 912.6602 | 0 | 0 | 0 | 0
19.11. | 1 | 926.3991 |  | 926.3991 | 0 | 0 | 0 | 0
19.11. | 2 | 928.3618 |  | 928.3618 | 0 | 0 | 0 | 0
19.11. | 3 | 924.4364 |  | 924.4364 | 0 | 0 | 0 | 0
19.11. | 4 | 922.4737 |  | 922.4737 | 0 | 0 | 0 | 0
19.11. | 5 | 894.9958 |  | 894.9958 | 0 | 0 | 0 | 0
19.11. | 6 | 918.5483 |  | 918.5483 | 0 | 0 | 0 | 0
19.11. | 7 | 934.25 |  | 934.25 | 0 | 0 | 0 | 0
19.11. | 8 | 944.0635 |  | 944.0635 | 0 | 0 | 0 | 0
19.11. | 9 | 900.8839 |  | 900.8839 | 0 | 0 | 0 | 0
19.11. | 10 | 908.7347 |  | 908.7347 | 0 | 0 | 0 | 0
19.11. | 11 | 879.2941 |  | 879.2941 | 0 | 0 | 0 | 0
19.11. | 12 | 857.7043 |  | 857.7043 | 0 | 0 | 0 | 0
19.11. | 13 | 843.9653 |  | 843.9653 | 0 | 0 | 0 | 0
19.11. | 14 | 851.8161 |  | 851.8161 | 0 | 0 | 0 | 0
19.11. | 15 | 859.667 |  | 859.667 | 0 | 0 | 0 | 0
19.11. | 16 | 865.5551 |  | 865.5551 | 0 | 0 | 0 | 0
19.11. | 17 | 877.3314 |  | 877.3314 | 0 | 0 | 0 | 0
19.11. | 18 | 885.1822 |  | 885.1822 | 0 | 0 | 0 | 0
19.11. | 19 | 936.2127 |  | 936.2127 | 0 | 0 | 0 | 0
19.11. | 20 | 934.25 |  | 934.25 | 0 | 0 | 0 | 0
19.11. | 21 | 951.9143 |  | 951.9143 | 0 | 0 | 0 | 0
19.11. | 22 | 932.2873 |  | 932.2873 | 0 | 0 | 0 | 0
19.11. | 23 | 928.3618 |  | 928.3618 | 0 | 0 | 0 | 0
19.11. | 24 | 922.4737 |  | 922.4737 | 0 | 0 | 0 | 0
20.11. | 1 | 806.6738 |  | 806.6738 | 0 | 0 | 0 | 0
20.11. | 2 | 775.2704 |  | 775.2704 | 0 | 0 | 0 | 0
20.11. | 3 | 763.4942 |  | 763.4942 | 0 | 0 | 0 | 0
20.11. | 4 | 761.5315 |  | 761.5315 | 0 | 0 | 0 | 0
20.11. | 5 | 759.5688 |  | 759.5688 | 0 | 0 | 0 | 0
20.11. | 6 | 771.345 |  | 771.345 | 0 | 0 | 0 | 0
20.11. | 7 | 753.6806 |  | 753.6806 | 0 | 0 | 0 | 0
20.11. | 8 | 751.7179 |  | 751.7179 | 0 | 0 | 0 | 0
20.11. | 9 | 753.6806 |  | 753.6806 | 0 | 0 | 0 | 0
20.11. | 10 | 751.7179 |  | 751.7179 | 0 | 0 | 0 | 0
20.11. | 11 | 753.6806 |  | 753.6806 | 0 | 0 | 0 | 0
20.11. | 12 | 726.2027 |  | 726.2027 | 0 | 0 | 0 | 0
20.11. | 13 | 704.6129 |  | 704.6129 | 0 | 0 | 0 | 0
20.11. | 14 | 688.9112 |  | 688.9112 | 0 | 0 | 0 | 0
20.11. | 15 | 677.135 |  | 677.135 | 0 | 0 | 0 | 0
20.11. | 16 | 683.0231 |  | 683.0231 | 0 | 0 | 0 | 0
20.11. | 17 | 720.3146 |  | 720.3146 | 0 | 0 | 0 | 0
20.11. | 18 | 749.7552 |  | 749.7552 | 0 | 0 | 0 | 0
20.11. | 19 | 759.5688 |  | 759.5688 | 0 | 0 | 0 | 0
20.11. | 20 | 792.9348 |  | 792.9348 | 0 | 0 | 0 | 0
20.11. | 21 | 792.9348 |  | 792.9348 | 0 | 0 | 0 | 0
20.11. | 22 | 798.823 |  | 798.823 | 0 | 0 | 0 | 0
20.11. | 23 | 783.1213 |  | 783.1213 | 0 | 0 | 0 | 0
20.11. | 24 | 777.2332 |  | 777.2332 | 0 | 0 | 0 | 0
21.11. | 1 | 720.3146 |  | 720.3146 | 0 | 0 | 0 | 0
21.11. | 2 | 673.2095 |  | 673.2095 | 0 | 0 | 0 | 0
21.11. | 3 | 671.2468 |  | 671.2468 | 0 | 0 | 0 | 0
21.11. | 4 | 669.2841 |  | 669.2841 | 0 | 0 | 0 | 0
21.11. | 5 | 669.2841 |  | 669.2841 | 0 | 0 | 0 | 0
21.11. | 6 | 669.2841 |  | 669.2841 | 0 | 0 | 0 | 0
21.11. | 7 | 669.2841 |  | 669.2841 | 0 | 0 | 0 | 0
21.11. | 8 | 661.4333 |  | 661.4333 | 0 | 0 | 0 | 0
21.11. | 9 | 663.396 |  | 663.396 | 0 | 0 | 0 | 0
21.11. | 10 | 653.5824 |  | 653.5824 | 0 | 0 | 0 | 0
21.11. | 11 | 641.8062 |  | 641.8062 | 0 | 0 | 0 | 0
21.11. | 12 | 645.7316 |  | 645.7316 | 0 | 0 | 0 | 0
21.11. | 13 | 651.6197 |  | 651.6197 | 0 | 0 | 0 | 0
21.11. | 14 | 661.4333 |  | 661.4333 | 0 | 0 | 0 | 0
21.11. | 15 | 659.4706 |  | 659.4706 | 0 | 0 | 0 | 0
21.11. | 16 | 669.2841 |  | 669.2841 | 0 | 0 | 0 | 0
21.11. | 17 | 700.6875 |  | 700.6875 | 0 | 0 | 0 | 0
21.11. | 18 | 724.24 |  | 724.24 | 0 | 0 | 0 | 0
21.11. | 19 | 781.1586 |  | 781.1586 | 0 | 0 | 0 | 0
21.11. | 20 | 781.1586 |  | 781.1586 | 0 | 0 | 0 | 0
21.11. | 21 | 781.1586 |  | 781.1586 | 0 | 0 | 0 | 0
21.11. | 22 | 790.9721 |  | 790.9721 | 0 | 0 | 0 | 0
21.11. | 23 | 779.1959 |  | 779.1959 | 0 | 0 | 0 | 0
21.11. | 24 | 753.6806 |  | 753.6806 | 0 | 0 | 0 | 0
22.11. | 1 | 757.6061 |  | 757.6061 | 0 | 0 | 0 | 0
22.11. | 2 | 747.7925 |  | 747.7925 | 0 | 0 | 0 | 0
22.11. | 3 | 747.7925 |  | 747.7925 | 0 | 0 | 0 | 0
22.11. | 4 | 737.979 |  | 737.979 | 0 | 0 | 0 | 0
22.11. | 5 | 732.0908 |  | 732.0908 | 0 | 0 | 0 | 0
22.11. | 6 | 647.6943 |  | 647.6943 | 0 | 0 | 0 | 0
22.11. | 7 | 722.2773 |  | 722.2773 | 0 | 0 | 0 | 0
22.11. | 8 | 704.6129 |  | 704.6129 | 0 | 0 | 0 | 0
22.11. | 9 | 704.6129 |  | 704.6129 | 0 | 0 | 0 | 0
22.11. | 10 | 710.501 |  | 710.501 | 0 | 0 | 0 | 0
22.11. | 11 | 712.4637 |  | 712.4637 | 0 | 0 | 0 | 0
22.11. | 12 | 716.3892 |  | 716.3892 | 0 | 0 | 0 | 0
22.11. | 13 | 698.7248 |  | 698.7248 | 0 | 0 | 0 | 0
22.11. | 14 | 728.1654 |  | 728.1654 | 0 | 0 | 0 | 0
22.11. | 15 | 753.6806 |  | 753.6806 | 0 | 0 | 0 | 0
22.11. | 16 | 747.7925 |  | 747.7925 | 0 | 0 | 0 | 0
22.11. | 17 | 790.9721 |  | 790.9721 | 0 | 0 | 0 | 0
22.11. | 18 | 806.6738 |  | 806.6738 | 0 | 0 | 0 | 0
22.11. | 19 | 818.4501 |  | 818.4501 | 0 | 0 | 0 | 0
22.11. | 20 | 818.4501 |  | 818.4501 | 0 | 0 | 0 | 0
22.11. | 21 | 832.189 |  | 832.189 | 0 | 0 | 0 | 0
22.11. | 22 | 836.1145 |  | 836.1145 | 0 | 0 | 0 | 0
22.11. | 23 | 836.1145 |  | 836.1145 | 0 | 0 | 0 | 0
22.11. | 24 | 830.2263 |  | 830.2263 | 0 | 0 | 0 | 0
23.11. | 1 | 812.5619 |  | 812.5619 | 0 | 0 | 0 | 0
23.11. | 2 | 814.5246 |  | 814.5246 | 0 | 0 | 0 | 0
23.11. | 3 | 802.7484 |  | 802.7484 | 0 | 0 | 0 | 0
23.11. | 4 | 800.7857 |  | 800.7857 | 0 | 0 | 0 | 0
23.11. | 5 | 802.7484 |  | 802.7484 | 0 | 0 | 0 | 0
23.11. | 6 | 808.6365 |  | 808.6365 | 0 | 0 | 0 | 0
23.11. | 7 | 806.6738 |  | 806.6738 | 0 | 0 | 0 | 0
23.11. | 8 | 806.6738 |  | 806.6738 | 0 | 0 | 0 | 0
23.11. | 9 | 798.823 |  | 798.823 | 0 | 0 | 0 | 0
23.11. | 10 | 802.7484 |  | 802.7484 | 0 | 0 | 0 | 0
23.11. | 11 | 800.7857 |  | 800.7857 | 0 | 0 | 0 | 0
23.11. | 12 | 794.8975 |  | 794.8975 | 0 | 0 | 0 | 0
23.11. | 13 | 790.9721 |  | 790.9721 | 0 | 0 | 0 | 0
23.11. | 14 | 789.0094 |  | 789.0094 | 0 | 0 | 0 | 0
23.11. | 15 | 789.0094 |  | 789.0094 | 0 | 0 | 0 | 0
23.11. | 16 | 789.0094 |  | 789.0094 | 0 | 0 | 0 | 0
23.11. | 17 | 822.3755 |  | 822.3755 | 0 | 0 | 0 | 0
23.11. | 18 | 877.3314 |  | 877.3314 | 0 | 0 | 0 | 0
23.11. | 19 | 902.8466 |  | 902.8466 | 0 | 0 | 0 | 0
23.11. | 20 | 908.7347 |  | 908.7347 | 0 | 0 | 0 | 0
23.11. | 21 | 916.5856 |  | 916.5856 | 0 | 0 | 0 | 0
23.11. | 22 | 912.6602 |  | 912.6602 | 0 | 0 | 0 | 0
23.11. | 23 | 902.8466 |  | 902.8466 | 0 | 0 | 0 | 0
23.11. | 24 | 904.8093 |  | 904.8093 | 0 | 0 | 0 | 0
24.11. | 1 | 828.2636 |  | 828.2636 | 0 | 0 | 0 | 0
24.11. | 2 | 822.3755 |  | 822.3755 | 0 | 0 | 0 | 0
24.11. | 3 | 812.5619 |  | 812.5619 | 0 | 0 | 0 | 0
24.11. | 4 | 810.5992 |  | 810.5992 | 0 | 0 | 0 | 0
24.11. | 5 | 812.5619 |  | 812.5619 | 0 | 0 | 0 | 0
24.11. | 6 | 808.6365 |  | 808.6365 | 0 | 0 | 0 | 0
24.11. | 7 | 816.4874 |  | 816.4874 | 0 | 0 | 0 | 0
24.11. | 8 | 814.5246 |  | 814.5246 | 0 | 0 | 0 | 0
24.11. | 9 | 832.189 |  | 832.189 | 0 | 0 | 0 | 0
24.11. | 10 | 836.1145 |  | 836.1145 | 0 | 0 | 0 | 0
24.11. | 11 | 859.667 |  | 859.667 | 0 | 0 | 0 | 0
24.11. | 12 | 851.8161 |  | 851.8161 | 0 | 0 | 0 | 0
24.11. | 13 | 865.5551 |  | 865.5551 | 0 | 0 | 0 | 0
24.11. | 14 | 838.0772 |  | 838.0772 | 0 | 0 | 0 | 0
24.11. | 15 | 836.1145 |  | 836.1145 | 0 | 0 | 0 | 0
24.11. | 16 | 832.189 |  | 832.189 | 0 | 0 | 0 | 0
24.11. | 17 | 832.189 |  | 832.189 | 0 | 0 | 0 | 0
24.11. | 18 | 859.667 |  | 859.667 | 0 | 0 | 0 | 0
24.11. | 19 | 930.3245 |  | 930.3245 | 0 | 0 | 0 | 0
24.11. | 20 | 951.9143 |  | 951.9143 | 0 | 0 | 0 | 0
24.11. | 21 | 942.1008 |  | 942.1008 | 0 | 0 | 0 | 0
24.11. | 22 | 930.3245 |  | 930.3245 | 0 | 0 | 0 | 0
24.11. | 23 | 926.3991 |  | 926.3991 | 0 | 0 | 0 | 0
24.11. | 24 | 869.4805 |  | 869.4805 | 0 | 0 | 0 | 0
25.11. | 1 | 843.9653 |  | 843.9653 | 0 | 0 | 0 | 0
25.11. | 2 | 842.0026 |  | 842.0026 | 0 | 0 | 0 | 0
25.11. | 3 | 830.2263 |  | 830.2263 | 0 | 0 | 0 | 0
25.11. | 4 | 828.2636 |  | 828.2636 | 0 | 0 | 0 | 0
25.11. | 5 | 834.1518 |  | 834.1518 | 0 | 0 | 0 | 0
25.11. | 6 | 834.1518 |  | 834.1518 | 0 | 0 | 0 | 0
25.11. | 7 | 849.8534 |  | 849.8534 | 0 | 0 | 0 | 0
25.11. | 8 | 932.2873 |  | 932.2873 | 0 | 0 | 0 | 0
25.11. | 9 | 938.1754 |  | 938.1754 | 0 | 0 | 0 | 0
25.11. | 10 | 938.1754 |  | 938.1754 | 0 | 0 | 0 | 0
25.11. | 11 | 938.1754 |  | 938.1754 | 0 | 0 | 0 | 0
25.11. | 12 | 932.2873 |  | 932.2873 | 0 | 0 | 0 | 0
25.11. | 13 | 936.2127 |  | 936.2127 | 0 | 0 | 0 | 0
25.11. | 14 | 938.1754 |  | 938.1754 | 0 | 0 | 0 | 0
25.11. | 15 | 936.2127 |  | 936.2127 | 0 | 0 | 0 | 0
25.11. | 16 | 916.5856 |  | 916.5856 | 0 | 0 | 0 | 0
25.11. | 17 | 932.2873 |  | 932.2873 | 0 | 0 | 0 | 0
25.11. | 18 | 953.8771 |  | 953.8771 | 0 | 0 | 0 | 0
25.11. | 19 | 938.1754 |  | 938.1754 | 0 | 0 | 0 | 0
25.11. | 20 | 940.1381 |  | 940.1381 | 0 | 0 | 0 | 0
25.11. | 21 | 938.1754 |  | 938.1754 | 0 | 0 | 0 | 0
25.11. | 22 | 940.1381 |  | 940.1381 | 0 | 0 | 0 | 0
25.11. | 23 | 934.25 |  | 934.25 | 0 | 0 | 0 | 0
25.11. | 24 | 926.3991 |  | 926.3991 | 0 | 0 | 0 | 0
26.11. | 1 | 920.511 |  | 920.511 | 0 | 0 | 0 | 0
26.11. | 2 | 920.511 |  | 920.511 | 0 | 0 | 0 | 0
26.11. | 3 | 920.511 |  | 920.511 | 0 | 0 | 0 | 0
26.11. | 4 | 896.9585 |  | 896.9585 | 0 | 0 | 0 | 0
26.11. | 5 | 894.9958 |  | 894.9958 | 0 | 0 | 0 | 0
26.11. | 6 | 904.8093 |  | 904.8093 | 0 | 0 | 0 | 0
26.11. | 7 | 898.9212 |  | 898.9212 | 0 | 0 | 0 | 0
26.11. | 8 | 889.1076 |  | 889.1076 | 0 | 0 | 0 | 0
26.11. | 9 | 896.9585 |  | 896.9585 | 0 | 0 | 0 | 0
26.11. | 10 | 896.9585 |  | 896.9585 | 0 | 0 | 0 | 0
26.11. | 11 | 867.5178 |  | 867.5178 | 0 | 0 | 0 | 0
26.11. | 12 | 857.7043 |  | 857.7043 | 0 | 0 | 0 | 0
26.11. | 13 | 851.8161 |  | 851.8161 | 0 | 0 | 0 | 0
26.11. | 14 | 859.667 |  | 859.667 | 0 | 0 | 0 | 0
26.11. | 15 | 838.0772 |  | 838.0772 | 0 | 0 | 0 | 0
26.11. | 16 | 845.928 |  | 845.928 | 0 | 0 | 0 | 0
26.11. | 17 | 869.4805 |  | 869.4805 | 0 | 0 | 0 | 0
26.11. | 18 | 930.3245 |  | 930.3245 | 0 | 0 | 0 | 0
26.11. | 19 | 944.0635 |  | 944.0635 | 0 | 0 | 0 | 0
26.11. | 20 | 955.8398 |  | 955.8398 | 0 | 0 | 0 | 0
26.11. | 21 | 942.1008 |  | 942.1008 | 0 | 0 | 0 | 0
26.11. | 22 | 965.6533 |  | 965.6533 | 0 | 0 | 0 | 0
26.11. | 23 | 934.25 |  | 934.25 | 0 | 0 | 0 | 0
26.11. | 24 | 902.8466 |  | 902.8466 | 0 | 0 | 0 | 0
27.11. | 1 | 898.9212 |  | 898.9212 | 0 | 0 | 0 | 0
27.11. | 2 | 898.9212 |  | 898.9212 | 0 | 0 | 0 | 0
27.11. | 3 | 900.8839 |  | 900.8839 | 0 | 0 | 0 | 0
27.11. | 4 | 900.8839 |  | 900.8839 | 0 | 0 | 0 | 0
27.11. | 5 | 900.8839 |  | 900.8839 | 0 | 0 | 0 | 0
27.11. | 6 | 894.9958 |  | 894.9958 | 0 | 0 | 0 | 0
27.11. | 7 | 902.8466 |  | 902.8466 | 0 | 0 | 0 | 0
27.11. | 8 | 912.6602 |  | 912.6602 | 0 | 0 | 0 | 0
27.11. | 9 | 922.4737 |  | 922.4737 | 0 | 0 | 0 | 0
27.11. | 10 | 922.4737 |  | 922.4737 | 0 | 0 | 0 | 0
27.11. | 11 | 914.6229 |  | 914.6229 | 0 | 0 | 0 | 0
27.11. | 12 | 898.9212 |  | 898.9212 | 0 | 0 | 0 | 0
27.11. | 13 | 900.8839 |  | 900.8839 | 0 | 0 | 0 | 0
27.11. | 14 | 883.2195 |  | 883.2195 | 0 | 0 | 0 | 0
27.11. | 15 | 902.8466 |  | 902.8466 | 0 | 0 | 0 | 0
27.11. | 16 | 898.9212 |  | 898.9212 | 0 | 0 | 0 | 0
27.11. | 17 | 916.5856 |  | 916.5856 | 0 | 0 | 0 | 0
27.11. | 18 | 934.25 |  | 934.25 | 0 | 0 | 0 | 0
27.11. | 19 | 961.7279 |  | 961.7279 | 0 | 0 | 0 | 0
27.11. | 20 | 961.7279 |  | 961.7279 | 0 | 0 | 0 | 0
27.11. | 21 | 977.4296 |  | 977.4296 | 0 | 0 | 0 | 0
27.11. | 22 | 965.6533 |  | 965.6533 | 0 | 0 | 0 | 0
27.11. | 23 | 963.6906 |  | 963.6906 | 0 | 0 | 0 | 0
27.11. | 24 | 926.3991 |  | 926.3991 | 0 | 0 | 0 | 0
28.11. | 1 | 926.3991 |  | 926.3991 | 0 | 0 | 0 | 0
28.11. | 2 | 934.25 |  | 934.25 | 0 | 0 | 0 | 0
28.11. | 3 | 936.2127 |  | 936.2127 | 0 | 0 | 0 | 0
28.11. | 4 | 928.3618 |  | 928.3618 | 0 | 0 | 0 | 0
28.11. | 5 | 934.25 |  | 934.25 | 0 | 0 | 0 | 0
28.11. | 6 | 930.3245 |  | 930.3245 | 0 | 0 | 0 | 0
28.11. | 7 | 922.4737 |  | 922.4737 | 0 | 0 | 0 | 0
28.11. | 8 | 938.1754 |  | 938.1754 | 0 | 0 | 0 | 0
28.11. | 9 | 926.3991 |  | 926.3991 | 0 | 0 | 0 | 0
28.11. | 10 | 910.6974 |  | 910.6974 | 0 | 0 | 0 | 0
28.11. | 11 | 904.8093 |  | 904.8093 | 0 | 0 | 0 | 0
28.11. | 12 | 912.6602 |  | 912.6602 | 0 | 0 | 0 | 0
28.11. | 13 | 865.5551 |  | 865.5551 | 0 | 0 | 0 | 0
28.11. | 14 | 857.7043 |  | 857.7043 | 0 | 0 | 0 | 0
28.11. | 15 | 861.6297 |  | 861.6297 | 0 | 0 | 0 | 0
28.11. | 16 | 855.7416 |  | 855.7416 | 0 | 0 | 0 | 0
28.11. | 17 | 859.667 |  | 859.667 | 0 | 0 | 0 | 0
28.11. | 18 | 863.5924 |  | 863.5924 | 0 | 0 | 0 | 0
28.11. | 19 | 900.8839 |  | 900.8839 | 0 | 0 | 0 | 0
28.11. | 20 | 906.772 |  | 906.772 | 0 | 0 | 0 | 0
28.11. | 21 | 967.616 |  | 967.616 | 0 | 0 | 0 | 0
28.11. | 22 | 957.8025 |  | 957.8025 | 0 | 0 | 0 | 0
28.11. | 23 | 951.9143 |  | 951.9143 | 0 | 0 | 0 | 0
28.11. | 24 | 951.9143 |  | 951.9143 | 0 | 0 | 0 | 0
29.11. | 1 | 924.4364 |  | 924.4364 | 0 | 0 | 0 | 0
29.11. | 2 | 926.3991 |  | 926.3991 | 0 | 0 | 0 | 0
29.11. | 3 | 920.511 |  | 920.511 | 0 | 0 | 0 | 0
29.11. | 4 | 920.511 |  | 920.511 | 0 | 0 | 0 | 0
29.11. | 5 | 920.511 |  | 920.511 | 0 | 0 | 0 | 0
29.11. | 6 | 916.5856 |  | 916.5856 | 0 | 0 | 0 | 0
29.11. | 7 | 906.772 |  | 906.772 | 0 | 0 | 0 | 0
29.11. | 8 | 904.8093 |  | 904.8093 | 0 | 0 | 0 | 0
29.11. | 9 | 914.6229 |  | 914.6229 | 0 | 0 | 0 | 0
29.11. | 10 | 914.6229 |  | 914.6229 | 0 | 0 | 0 | 0
29.11. | 11 | 912.6602 |  | 912.6602 | 0 | 0 | 0 | 0
29.11. | 12 | 904.8093 |  | 904.8093 | 0 | 0 | 0 | 0
29.11. | 13 | 902.8466 |  | 902.8466 | 0 | 0 | 0 | 0
29.11. | 14 | 908.7347 |  | 908.7347 | 0 | 0 | 0 | 0
29.11. | 15 | 910.6974 |  | 910.6974 | 0 | 0 | 0 | 0
29.11. | 16 | 910.6974 |  | 910.6974 | 0 | 0 | 0 | 0
29.11. | 17 | 916.5856 |  | 916.5856 | 0 | 0 | 0 | 0
29.11. | 18 | 922.4737 |  | 922.4737 | 0 | 0 | 0 | 0
29.11. | 19 | 934.25 |  | 934.25 | 0 | 0 | 0 | 0
29.11. | 20 | 944.0635 |  | 944.0635 | 0 | 0 | 0 | 0
29.11. | 21 | 936.2127 |  | 936.2127 | 0 | 0 | 0 | 0
29.11. | 22 | 959.7652 |  | 959.7652 | 0 | 0 | 0 | 0
29.11. | 23 | 963.6906 |  | 963.6906 | 0 | 0 | 0 | 0
29.11. | 24 | 965.6533 |  | 965.6533 | 0 | 0 | 0 | 0
30.11. | 1 | 944.0635 |  | 944.0635 | 0 | 0 | 0 | 0
30.11. | 2 | 957.8025 |  | 957.8025 | 0 | 0 | 0 | 0
30.11. | 3 | 963.6906 |  | 963.6906 | 0 | 0 | 0 | 0
30.11. | 4 | 967.616 |  | 967.616 | 0 | 0 | 0 | 0
30.11. | 5 | 963.6906 |  | 963.6906 | 0 | 0 | 0 | 0
30.11. | 6 | 973.5042 |  | 973.5042 | 0 | 0 | 0 | 0
30.11. | 7 | 963.6906 |  | 963.6906 | 0 | 0 | 0 | 0
30.11. | 8 | 971.5415 |  | 971.5415 | 0 | 0 | 0 | 0
30.11. | 9 | 961.7279 |  | 961.7279 | 0 | 0 | 0 | 0
30.11. | 10 | 949.9516 |  | 949.9516 | 0 | 0 | 0 | 0
30.11. | 11 | 940.1381 |  | 940.1381 | 0 | 0 | 0 | 0
30.11. | 12 | 930.3245 |  | 930.3245 | 0 | 0 | 0 | 0
30.11. | 13 | 924.4364 |  | 924.4364 | 0 | 0 | 0 | 0
30.11. | 14 | 922.4737 |  | 922.4737 | 0 | 0 | 0 | 0
30.11. | 15 | 922.4737 |  | 922.4737 | 0 | 0 | 0 | 0
30.11. | 16 | 926.3991 |  | 926.3991 | 0 | 0 | 0 | 0
30.11. | 17 | 938.1754 |  | 938.1754 | 0 | 0 | 0 | 0
30.11. | 18 | 944.0635 |  | 944.0635 | 0 | 0 | 0 | 0
30.11. | 19 | 944.0635 |  | 944.0635 | 0 | 0 | 0 | 0
30.11. | 20 | 975.4669 |  | 975.4669 | 0 | 0 | 0 | 0
30.11. | 21 | 957.8025 |  | 957.8025 | 0 | 0 | 0 | 0
30.11. | 22 | 953.8771 |  | 953.8771 | 0 | 0 | 0 | 0
30.11. | 23 | 951.9143 |  | 951.9143 | 0 | 0 | 0 | 0
30.11. | 24 | 953.8771 |  | 953.8771 | 0 | 0 | 0 | 0
01.12. | 1 | 938.1754 |  | 938.1754 | 0 | 0 | 0 | 0
01.12. | 2 | 936.2127 |  | 936.2127 | 0 | 0 | 0 | 0
01.12. | 3 | 938.1754 |  | 938.1754 | 0 | 0 | 0 | 0
01.12. | 4 | 936.2127 |  | 936.2127 | 0 | 0 | 0 | 0
01.12. | 5 | 934.25 |  | 934.25 | 0 | 0 | 0 | 0
01.12. | 6 | 934.25 |  | 934.25 | 0 | 0 | 0 | 0
01.12. | 7 | 920.511 |  | 920.511 | 0 | 0 | 0 | 0
01.12. | 8 | 932.2873 |  | 932.2873 | 0 | 0 | 0 | 0
01.12. | 9 | 928.3618 |  | 928.3618 | 0 | 0 | 0 | 0
01.12. | 10 | 910.6974 |  | 910.6974 | 0 | 0 | 0 | 0
01.12. | 11 | 877.3314 |  | 877.3314 | 0 | 0 | 0 | 0
01.12. | 12 | 865.5551 |  | 865.5551 | 0 | 0 | 0 | 0
01.12. | 13 | 867.5178 |  | 867.5178 | 0 | 0 | 0 | 0
01.12. | 14 | 871.4432 |  | 871.4432 | 0 | 0 | 0 | 0
01.12. | 15 | 871.4432 |  | 871.4432 | 0 | 0 | 0 | 0
01.12. | 16 | 883.2195 |  | 883.2195 | 0 | 0 | 0 | 0
01.12. | 17 | 893.033 |  | 893.033 | 0 | 0 | 0 | 0
01.12. | 18 | 916.5856 |  | 916.5856 | 0 | 0 | 0 | 0
01.12. | 19 | 944.0635 |  | 944.0635 | 0 | 0 | 0 | 0
01.12. | 20 | 969.5787 |  | 969.5787 | 0 | 0 | 0 | 0
01.12. | 21 | 967.616 |  | 967.616 | 0 | 0 | 0 | 0
01.12. | 22 | 967.616 |  | 967.616 | 0 | 0 | 0 | 0
01.12. | 23 | 961.7279 |  | 961.7279 | 0 | 0 | 0 | 0
01.12. | 24 | 959.7652 |  | 959.7652 | 0 | 0 | 0 | 0
02.12. | 1 | 965.6533 |  | 965.6533 | 0 | 0 | 0 | 0
02.12. | 2 | 942.1008 |  | 942.1008 | 0 | 0 | 0 | 0
02.12. | 3 | 938.1754 |  | 938.1754 | 0 | 0 | 0 | 0
02.12. | 4 | 944.0635 |  | 944.0635 | 0 | 0 | 0 | 0
02.12. | 5 | 932.2873 |  | 932.2873 | 0 | 0 | 0 | 0
02.12. | 6 | 930.3245 |  | 930.3245 | 0 | 0 | 0 | 0
02.12. | 7 | 928.3618 |  | 928.3618 | 0 | 0 | 0 | 0
02.12. | 8 | 926.3991 |  | 926.3991 | 0 | 0 | 0 | 0
02.12. | 9 | 902.8466 |  | 902.8466 | 0 | 0 | 0 | 0
02.12. | 10 | 893.033 |  | 893.033 | 0 | 0 | 0 | 0
02.12. | 11 | 889.1076 |  | 889.1076 | 0 | 0 | 0 | 0
02.12. | 12 | 881.2568 |  | 881.2568 | 0 | 0 | 0 | 0
02.12. | 13 | 877.3314 |  | 877.3314 | 0 | 0 | 0 | 0
02.12. | 14 | 875.3687 |  | 875.3687 | 0 | 0 | 0 | 0
02.12. | 15 | 875.3687 |  | 875.3687 | 0 | 0 | 0 | 0
02.12. | 16 | 877.3314 |  | 877.3314 | 0 | 0 | 0 | 0
02.12. | 17 | 885.1822 |  | 885.1822 | 0 | 0 | 0 | 0
02.12. | 18 | 920.511 |  | 920.511 | 0 | 0 | 0 | 0
02.12. | 19 | 932.2873 |  | 932.2873 | 0 | 0 | 0 | 0
02.12. | 20 | 947.9889 |  | 947.9889 | 0 | 0 | 0 | 0
02.12. | 21 | 949.9516 |  | 949.9516 | 0 | 0 | 0 | 0
02.12. | 22 | 934.25 |  | 934.25 | 0 | 0 | 0 | 0
02.12. | 23 | 918.5483 |  | 918.5483 | 0 | 0 | 0 | 0
02.12. | 24 | 916.5856 |  | 916.5856 | 0 | 0 | 0 | 0
03.12. | 1 | 914.6229 |  | 914.6229 | 0 | 0 | 0 | 0
03.12. | 2 | 918.5483 |  | 918.5483 | 0 | 0 | 0 | 0
03.12. | 3 | 906.772 |  | 906.772 | 0 | 0 | 0 | 0
03.12. | 4 | 894.9958 |  | 894.9958 | 0 | 0 | 0 | 0
03.12. | 5 | 893.033 |  | 893.033 | 0 | 0 | 0 | 0
03.12. | 6 | 896.9585 |  | 896.9585 | 0 | 0 | 0 | 0
03.12. | 7 | 900.8839 |  | 900.8839 | 0 | 0 | 0 | 0
03.12. | 8 | 906.772 |  | 906.772 | 0 | 0 | 0 | 0
03.12. | 9 | 914.6229 |  | 914.6229 | 0 | 0 | 0 | 0
03.12. | 10 | 920.511 |  | 920.511 | 0 | 0 | 0 | 0
03.12. | 11 | 916.5856 |  | 916.5856 | 0 | 0 | 0 | 0
03.12. | 12 | 910.6974 |  | 910.6974 | 0 | 0 | 0 | 0
03.12. | 13 | 869.4805 |  | 869.4805 | 0 | 0 | 0 | 0
03.12. | 14 | 865.5551 |  | 865.5551 | 0 | 0 | 0 | 0
03.12. | 15 | 871.4432 |  | 871.4432 | 0 | 0 | 0 | 0
03.12. | 16 | 894.9958 |  | 894.9958 | 0 | 0 | 0 | 0
03.12. | 17 | 900.8839 |  | 900.8839 | 0 | 0 | 0 | 0
03.12. | 18 | 920.511 |  | 920.511 | 0 | 0 | 0 | 0
03.12. | 19 | 947.9889 |  | 947.9889 | 0 | 0 | 0 | 0
03.12. | 20 | 918.5483 |  | 918.5483 | 0 | 0 | 0 | 0
03.12. | 21 | 930.3245 |  | 930.3245 | 0 | 0 | 0 | 0
03.12. | 22 | 932.2873 |  | 932.2873 | 0 | 0 | 0 | 0
03.12. | 23 | 916.5856 |  | 916.5856 | 0 | 0 | 0 | 0
03.12. | 24 | 891.0703 |  | 891.0703 | 0 | 0 | 0 | 0
04.12. | 1 | 828.2636 |  | 828.2636 | 0 | 0 | 0 | 0
04.12. | 2 | 836.1145 |  | 836.1145 | 0 | 0 | 0 | 0
04.12. | 3 | 834.1518 |  | 834.1518 | 0 | 0 | 0 | 0
04.12. | 4 | 832.189 |  | 832.189 | 0 | 0 | 0 | 0
04.12. | 5 | 834.1518 |  | 834.1518 | 0 | 0 | 0 | 0
04.12. | 6 | 828.2636 |  | 828.2636 | 0 | 0 | 0 | 0
04.12. | 7 | 840.0399 |  | 840.0399 | 0 | 0 | 0 | 0
04.12. | 8 | 865.5551 |  | 865.5551 | 0 | 0 | 0 | 0
04.12. | 9 | 883.2195 |  | 883.2195 | 0 | 0 | 0 | 0
04.12. | 10 | 877.3314 |  | 877.3314 | 0 | 0 | 0 | 0
04.12. | 11 | 871.4432 |  | 871.4432 | 0 | 0 | 0 | 0
04.12. | 12 | 863.5924 |  | 863.5924 | 0 | 0 | 0 | 0
04.12. | 13 | 873.4059 |  | 873.4059 | 0 | 0 | 0 | 0
04.12. | 14 | 875.3687 |  | 875.3687 | 0 | 0 | 0 | 0
04.12. | 15 | 898.9212 |  | 898.9212 | 0 | 0 | 0 | 0
04.12. | 16 | 898.9212 |  | 898.9212 | 0 | 0 | 0 | 0
04.12. | 17 | 904.8093 |  | 904.8093 | 0 | 0 | 0 | 0
04.12. | 18 | 910.6974 |  | 910.6974 | 0 | 0 | 0 | 0
04.12. | 19 | 916.5856 |  | 916.5856 | 0 | 0 | 0 | 0
04.12. | 20 | 932.2873 |  | 932.2873 | 0 | 0 | 0 | 0
04.12. | 21 | 936.2127 |  | 936.2127 | 0 | 0 | 0 | 0
04.12. | 22 | 940.1381 |  | 940.1381 | 0 | 0 | 0 | 0
04.12. | 23 | 940.1381 |  | 940.1381 | 0 | 0 | 0 | 0
04.12. | 24 | 928.3618 |  | 928.3618 | 0 | 0 | 0 | 0
05.12. | 1 | 957.8025 |  | 957.8025 | 0 | 0 | 0 | 0
05.12. | 2 | 963.6906 |  | 963.6906 | 0 | 0 | 0 | 0
05.12. | 3 | 963.6906 |  | 963.6906 | 0 | 0 | 0 | 0
05.12. | 4 | 959.7652 |  | 959.7652 | 0 | 0 | 0 | 0
05.12. | 5 | 951.9143 |  | 951.9143 | 0 | 0 | 0 | 0
05.12. | 6 | 949.9516 |  | 949.9516 | 0 | 0 | 0 | 0
05.12. | 7 | 953.8771 |  | 953.8771 | 0 | 0 | 0 | 0
05.12. | 8 | 959.7652 |  | 959.7652 | 0 | 0 | 0 | 0
05.12. | 9 | 967.616 |  | 967.616 | 0 | 0 | 0 | 0
05.12. | 10 | 977.4296 |  | 977.4296 | 0 | 0 | 0 | 0
05.12. | 11 | 981.355 |  | 981.355 | 0 | 0 | 0 | 0
05.12. | 12 | 975.4669 |  | 975.4669 | 0 | 0 | 0 | 0
05.12. | 13 | 973.5042 |  | 973.5042 | 0 | 0 | 0 | 0
05.12. | 14 | 975.4669 |  | 975.4669 | 0 | 0 | 0 | 0
05.12. | 15 | 973.5042 |  | 973.5042 | 0 | 0 | 0 | 0
05.12. | 16 | 977.4296 |  | 977.4296 | 0 | 0 | 0 | 0
05.12. | 17 | 991.1685 |  | 991.1685 | 0 | 0 | 0 | 0
05.12. | 18 | 1000.9821 |  | 1000.9821 | 0 | 0 | 0 | 0
05.12. | 19 | 1000.9821 |  | 1000.9821 | 0 | 0 | 0 | 0
05.12. | 20 | 999.0194 |  | 999.0194 | 0 | 0 | 0 | 0
05.12. | 21 | 983.3177 |  | 983.3177 | 0 | 0 | 0 | 0
05.12. | 22 | 1002.9448 |  | 1002.9448 | 0 | 0 | 0 | 0
05.12. | 23 | 1000.9821 |  | 1000.9821 | 0 | 0 | 0 | 0
05.12. | 24 | 997.0567 |  | 997.0567 | 0 | 0 | 0 | 0
06.12. | 1 | 963.6906 |  | 963.6906 | 0 | 0 | 0 | 0
06.12. | 2 | 951.9143 |  | 951.9143 | 0 | 0 | 0 | 0
06.12. | 3 | 949.9516 |  | 949.9516 | 0 | 0 | 0 | 0
06.12. | 4 | 951.9143 |  | 951.9143 | 0 | 0 | 0 | 0
06.12. | 5 | 936.2127 |  | 936.2127 | 0 | 0 | 0 | 0
06.12. | 6 | 936.2127 |  | 936.2127 | 0 | 0 | 0 | 0
06.12. | 7 | 936.2127 |  | 936.2127 | 0 | 0 | 0 | 0
06.12. | 8 | 961.7279 |  | 961.7279 | 0 | 0 | 0 | 0
06.12. | 9 | 955.8398 |  | 955.8398 | 0 | 0 | 0 | 0
06.12. | 10 | 957.8025 |  | 957.8025 | 0 | 0 | 0 | 0
06.12. | 11 | 953.8771 |  | 953.8771 | 0 | 0 | 0 | 0
06.12. | 12 | 940.1381 |  | 940.1381 | 0 | 0 | 0 | 0
06.12. | 13 | 967.616 |  | 967.616 | 0 | 0 | 0 | 0
06.12. | 14 | 969.5787 |  | 969.5787 | 0 | 0 | 0 | 0
06.12. | 15 | 955.8398 |  | 955.8398 | 0 | 0 | 0 | 0
06.12. | 16 | 947.9889 |  | 947.9889 | 0 | 0 | 0 | 0
06.12. | 17 | 963.6906 |  | 963.6906 | 0 | 0 | 0 | 0
06.12. | 18 | 965.6533 |  | 965.6533 | 0 | 0 | 0 | 0
06.12. | 19 | 965.6533 |  | 965.6533 | 0 | 0 | 0 | 0
06.12. | 20 | 969.5787 |  | 969.5787 | 0 | 0 | 0 | 0
06.12. | 21 | 999.0194 |  | 999.0194 | 0 | 0 | 0 | 0
06.12. | 22 | 969.5787 |  | 969.5787 | 0 | 0 | 0 | 0
06.12. | 23 | 957.8025 |  | 957.8025 | 0 | 0 | 0 | 0
06.12. | 24 | 932.2873 |  | 932.2873 | 0 | 0 | 0 | 0
07.12. | 1 | 747.7925 |  | 747.7925 | 0 | 0 | 0 | 0
07.12. | 2 | 714.4264 |  | 714.4264 | 0 | 0 | 0 | 0
07.12. | 3 | 712.4637 |  | 712.4637 | 0 | 0 | 0 | 0
07.12. | 4 | 704.6129 |  | 704.6129 | 0 | 0 | 0 | 0
07.12. | 5 | 704.6129 |  | 704.6129 | 0 | 0 | 0 | 0
07.12. | 6 | 669.2841 |  | 669.2841 | 0 | 0 | 0 | 0
07.12. | 7 | 667.3214 |  | 667.3214 | 0 | 0 | 0 | 0
07.12. | 8 | 688.9112 |  | 688.9112 | 0 | 0 | 0 | 0
07.12. | 9 | 690.8739 |  | 690.8739 | 0 | 0 | 0 | 0
07.12. | 10 | 688.9112 |  | 688.9112 | 0 | 0 | 0 | 0
07.12. | 11 | 641.8062 |  | 641.8062 | 0 | 0 | 0 | 0
07.12. | 12 | 637.8808 |  | 637.8808 | 0 | 0 | 0 | 0
07.12. | 13 | 626.1045 |  | 626.1045 | 0 | 0 | 0 | 0
07.12. | 14 | 641.8062 |  | 641.8062 | 0 | 0 | 0 | 0
07.12. | 15 | 596.6638 |  | 596.6638 | 0 | 0 | 0 | 0
07.12. | 16 | 596.6638 |  | 596.6638 | 0 | 0 | 0 | 0
07.12. | 17 | 608.4401 |  | 608.4401 | 0 | 0 | 0 | 0
07.12. | 18 | 716.3892 |  | 716.3892 | 0 | 0 | 0 | 0
07.12. | 19 | 737.979 |  | 737.979 | 0 | 0 | 0 | 0
07.12. | 20 | 749.7552 |  | 749.7552 | 0 | 0 | 0 | 0
07.12. | 21 | 753.6806 |  | 753.6806 | 0 | 0 | 0 | 0
07.12. | 22 | 753.6806 |  | 753.6806 | 0 | 0 | 0 | 0
07.12. | 23 | 736.0162 |  | 736.0162 | 0 | 0 | 0 | 0
07.12. | 24 | 714.4264 |  | 714.4264 | 0 | 0 | 0 | 0
08.12. | 1 | 645.7316 |  | 645.7316 | 0 | 0 | 0 | 0
08.12. | 2 | 639.8435 |  | 639.8435 | 0 | 0 | 0 | 0
08.12. | 3 | 633.9553 |  | 633.9553 | 0 | 0 | 0 | 0
08.12. | 4 | 626.1045 |  | 626.1045 | 0 | 0 | 0 | 0
08.12. | 5 | 626.1045 |  | 626.1045 | 0 | 0 | 0 | 0
08.12. | 6 | 624.1418 |  | 624.1418 | 0 | 0 | 0 | 0
08.12. | 7 | 620.2164 |  | 620.2164 | 0 | 0 | 0 | 0
08.12. | 8 | 620.2164 |  | 620.2164 | 0 | 0 | 0 | 0
08.12. | 9 | 624.1418 |  | 624.1418 | 0 | 0 | 0 | 0
08.12. | 10 | 622.1791 |  | 622.1791 | 0 | 0 | 0 | 0
08.12. | 11 | 649.657 |  | 649.657 | 0 | 0 | 0 | 0
08.12. | 12 | 618.2537 |  | 618.2537 | 0 | 0 | 0 | 0
08.12. | 13 | 620.2164 |  | 620.2164 | 0 | 0 | 0 | 0
08.12. | 14 | 606.4774 |  | 606.4774 | 0 | 0 | 0 | 0
08.12. | 15 | 604.5147 |  | 604.5147 | 0 | 0 | 0 | 0
08.12. | 16 | 604.5147 |  | 604.5147 | 0 | 0 | 0 | 0
08.12. | 17 | 643.7689 |  | 643.7689 | 0 | 0 | 0 | 0
08.12. | 18 | 749.7552 |  | 749.7552 | 0 | 0 | 0 | 0
08.12. | 19 | 755.6433 |  | 755.6433 | 0 | 0 | 0 | 0
08.12. | 20 | 751.7179 |  | 751.7179 | 0 | 0 | 0 | 0
08.12. | 21 | 759.5688 |  | 759.5688 | 0 | 0 | 0 | 0
08.12. | 22 | 759.5688 |  | 759.5688 | 0 | 0 | 0 | 0
08.12. | 23 | 757.6061 |  | 757.6061 | 0 | 0 | 0 | 0
08.12. | 24 | 745.8298 |  | 745.8298 | 0 | 0 | 0 | 0
09.12. | 1 | 710.501 |  | 710.501 | 0 | 0 | 0 | 0
09.12. | 2 | 688.9112 |  | 688.9112 | 0 | 0 | 0 | 0
09.12. | 3 | 677.135 |  | 677.135 | 0 | 0 | 0 | 0
09.12. | 4 | 633.9553 |  | 633.9553 | 0 | 0 | 0 | 0
09.12. | 5 | 631.9926 |  | 631.9926 | 0 | 0 | 0 | 0
09.12. | 6 | 641.8062 |  | 641.8062 | 0 | 0 | 0 | 0
09.12. | 7 | 683.0231 |  | 683.0231 | 0 | 0 | 0 | 0
09.12. | 8 | 700.6875 |  | 700.6875 | 0 | 0 | 0 | 0
09.12. | 9 | 714.4264 |  | 714.4264 | 0 | 0 | 0 | 0
09.12. | 10 | 712.4637 |  | 712.4637 | 0 | 0 | 0 | 0
09.12. | 11 | 706.5756 |  | 706.5756 | 0 | 0 | 0 | 0
09.12. | 12 | 669.2841 |  | 669.2841 | 0 | 0 | 0 | 0
09.12. | 13 | 657.5078 |  | 657.5078 | 0 | 0 | 0 | 0
09.12. | 14 | 606.4774 |  | 606.4774 | 0 | 0 | 0 | 0
09.12. | 15 | 628.0672 |  | 628.0672 | 0 | 0 | 0 | 0
09.12. | 16 | 639.8435 |  | 639.8435 | 0 | 0 | 0 | 0
09.12. | 17 | 741.9044 |  | 741.9044 | 0 | 0 | 0 | 0
09.12. | 18 | 761.5315 |  | 761.5315 | 0 | 0 | 0 | 0
09.12. | 19 | 769.3823 |  | 769.3823 | 0 | 0 | 0 | 0
09.12. | 20 | 773.3077 |  | 773.3077 | 0 | 0 | 0 | 0
09.12. | 21 | 779.1959 |  | 779.1959 | 0 | 0 | 0 | 0
09.12. | 22 | 775.2704 |  | 775.2704 | 0 | 0 | 0 | 0
09.12. | 23 | 775.2704 |  | 775.2704 | 0 | 0 | 0 | 0
09.12. | 24 | 775.2704 |  | 775.2704 | 0 | 0 | 0 | 0
10.12. | 1 | 710.501 |  | 710.501 | 0 | 0 | 0 | 0
10.12. | 2 | 686.9485 |  | 686.9485 | 0 | 0 | 0 | 0
10.12. | 3 | 688.9112 |  | 688.9112 | 0 | 0 | 0 | 0
10.12. | 4 | 688.9112 |  | 688.9112 | 0 | 0 | 0 | 0
10.12. | 5 | 690.8739 |  | 690.8739 | 0 | 0 | 0 | 0
10.12. | 6 | 714.4264 |  | 714.4264 | 0 | 0 | 0 | 0
10.12. | 7 | 773.3077 |  | 773.3077 | 0 | 0 | 0 | 0
10.12. | 8 | 816.4874 |  | 816.4874 | 0 | 0 | 0 | 0
10.12. | 9 | 859.667 |  | 859.667 | 0 | 0 | 0 | 0
10.12. | 10 | 867.5178 |  | 867.5178 | 0 | 0 | 0 | 0
10.12. | 11 | 818.4501 |  | 818.4501 | 0 | 0 | 0 | 0
10.12. | 12 | 806.6738 |  | 806.6738 | 0 | 0 | 0 | 0
10.12. | 13 | 816.4874 |  | 816.4874 | 0 | 0 | 0 | 0
10.12. | 14 | 836.1145 |  | 836.1145 | 0 | 0 | 0 | 0
10.12. | 15 | 855.7416 |  | 855.7416 | 0 | 0 | 0 | 0
10.12. | 16 | 851.8161 |  | 851.8161 | 0 | 0 | 0 | 0
10.12. | 17 | 861.6297 |  | 861.6297 | 0 | 0 | 0 | 0
10.12. | 18 | 942.1008 |  | 942.1008 | 0 | 0 | 0 | 0
10.12. | 19 | 946.0262 |  | 946.0262 | 0 | 0 | 0 | 0
10.12. | 20 | 947.9889 |  | 947.9889 | 0 | 0 | 0 | 0
10.12. | 21 | 934.25 |  | 934.25 | 0 | 0 | 0 | 0
10.12. | 22 | 930.3245 |  | 930.3245 | 0 | 0 | 0 | 0
10.12. | 23 | 942.1008 |  | 942.1008 | 0 | 0 | 0 | 0
10.12. | 24 | 930.3245 |  | 930.3245 | 0 | 0 | 0 | 0
11.12. | 1 | 914.6229 |  | 914.6229 | 0 | 0 | 0 | 0
11.12. | 2 | 922.4737 |  | 922.4737 | 0 | 0 | 0 | 0
11.12. | 3 | 918.5483 |  | 918.5483 | 0 | 0 | 0 | 0
11.12. | 4 | 908.7347 |  | 908.7347 | 0 | 0 | 0 | 0
11.12. | 5 | 912.6602 |  | 912.6602 | 0 | 0 | 0 | 0
11.12. | 6 | 916.5856 |  | 916.5856 | 0 | 0 | 0 | 0
11.12. | 7 | 918.5483 |  | 918.5483 | 0 | 0 | 0 | 0
11.12. | 8 | 918.5483 |  | 918.5483 | 0 | 0 | 0 | 0
11.12. | 9 | 918.5483 |  | 918.5483 | 0 | 0 | 0 | 0
11.12. | 10 | 904.8093 |  | 904.8093 | 0 | 0 | 0 | 0
11.12. | 11 | 855.7416 |  | 855.7416 | 0 | 0 | 0 | 0
11.12. | 12 | 847.8907 |  | 847.8907 | 0 | 0 | 0 | 0
11.12. | 13 | 861.6297 |  | 861.6297 | 0 | 0 | 0 | 0
11.12. | 14 | 902.8466 |  | 902.8466 | 0 | 0 | 0 | 0
11.12. | 15 | 910.6974 |  | 910.6974 | 0 | 0 | 0 | 0
11.12. | 16 | 918.5483 |  | 918.5483 | 0 | 0 | 0 | 0
11.12. | 17 | 928.3618 |  | 928.3618 | 0 | 0 | 0 | 0
11.12. | 18 | 930.3245 |  | 930.3245 | 0 | 0 | 0 | 0
11.12. | 19 | 928.3618 |  | 928.3618 | 0 | 0 | 0 | 0
11.12. | 20 | 928.3618 |  | 928.3618 | 0 | 0 | 0 | 0
11.12. | 21 | 924.4364 |  | 924.4364 | 0 | 0 | 0 | 0
11.12. | 22 | 928.3618 |  | 928.3618 | 0 | 0 | 0 | 0
11.12. | 23 | 920.511 |  | 920.511 | 0 | 0 | 0 | 0
11.12. | 24 | 912.6602 |  | 912.6602 | 0 | 0 | 0 | 0
12.12. | 1 | 896.9585 |  | 896.9585 | 0 | 0 | 0 | 0
12.12. | 2 | 889.1076 |  | 889.1076 | 0 | 0 | 0 | 0
12.12. | 3 | 881.2568 |  | 881.2568 | 0 | 0 | 0 | 0
12.12. | 4 | 885.1822 |  | 885.1822 | 0 | 0 | 0 | 0
12.12. | 5 | 887.1449 |  | 887.1449 | 0 | 0 | 0 | 0
12.12. | 6 | 885.1822 |  | 885.1822 | 0 | 0 | 0 | 0
12.12. | 7 | 883.2195 |  | 883.2195 | 0 | 0 | 0 | 0
12.12. | 8 | 889.1076 |  | 889.1076 | 0 | 0 | 0 | 0
12.12. | 9 | 912.6602 |  | 912.6602 | 0 | 0 | 0 | 0
12.12. | 10 | 914.6229 |  | 914.6229 | 0 | 0 | 0 | 0
12.12. | 11 | 908.7347 |  | 908.7347 | 0 | 0 | 0 | 0
12.12. | 12 | 896.9585 |  | 896.9585 | 0 | 0 | 0 | 0
12.12. | 13 | 879.2941 |  | 879.2941 | 0 | 0 | 0 | 0
12.12. | 14 | 875.3687 |  | 875.3687 | 0 | 0 | 0 | 0
12.12. | 15 | 881.2568 |  | 881.2568 | 0 | 0 | 0 | 0
12.12. | 16 | 883.2195 |  | 883.2195 | 0 | 0 | 0 | 0
12.12. | 17 | 896.9585 |  | 896.9585 | 0 | 0 | 0 | 0
12.12. | 18 | 942.1008 |  | 942.1008 | 0 | 0 | 0 | 0
12.12. | 19 | 944.0635 |  | 944.0635 | 0 | 0 | 0 | 0
12.12. | 20 | 959.7652 |  | 959.7652 | 0 | 0 | 0 | 0
12.12. | 21 | 965.6533 |  | 965.6533 | 0 | 0 | 0 | 0
12.12. | 22 | 961.7279 |  | 961.7279 | 0 | 0 | 0 | 0
12.12. | 23 | 936.2127 |  | 936.2127 | 0 | 0 | 0 | 0
12.12. | 24 | 924.4364 |  | 924.4364 | 0 | 0 | 0 | 0
13.12. | 1 | 924.4364 |  | 924.4364 | 0 | 0 | 0 | 0
13.12. | 2 | 922.4737 |  | 922.4737 | 0 | 0 | 0 | 0
13.12. | 3 | 922.4737 |  | 922.4737 | 0 | 0 | 0 | 0
13.12. | 4 | 920.511 |  | 920.511 | 0 | 0 | 0 | 0
13.12. | 5 | 920.511 |  | 920.511 | 0 | 0 | 0 | 0
13.12. | 6 | 920.511 |  | 920.511 | 0 | 0 | 0 | 0
13.12. | 7 | 928.3618 |  | 928.3618 | 0 | 0 | 0 | 0
13.12. | 8 | 922.4737 |  | 922.4737 | 0 | 0 | 0 | 0
13.12. | 9 | 928.3618 |  | 928.3618 | 0 | 0 | 0 | 0
13.12. | 10 | 926.3991 |  | 926.3991 | 0 | 0 | 0 | 0
13.12. | 11 | 920.511 |  | 920.511 | 0 | 0 | 0 | 0
13.12. | 12 | 891.0703 |  | 891.0703 | 0 | 0 | 0 | 0
13.12. | 13 | 902.8466 |  | 902.8466 | 0 | 0 | 0 | 0
13.12. | 14 | 908.7347 |  | 908.7347 | 0 | 0 | 0 | 0
13.12. | 15 | 912.6602 |  | 912.6602 | 0 | 0 | 0 | 0
13.12. | 16 | 920.511 |  | 920.511 | 0 | 0 | 0 | 0
13.12. | 17 | 930.3245 |  | 930.3245 | 0 | 0 | 0 | 0
13.12. | 18 | 942.1008 |  | 942.1008 | 0 | 0 | 0 | 0
13.12. | 19 | 951.9143 |  | 951.9143 | 0 | 0 | 0 | 0
13.12. | 20 | 961.7279 |  | 961.7279 | 0 | 0 | 0 | 0
13.12. | 21 | 963.6906 |  | 963.6906 | 0 | 0 | 0 | 0
13.12. | 22 | 957.8025 |  | 957.8025 | 0 | 0 | 0 | 0
13.12. | 23 | 961.7279 |  | 961.7279 | 0 | 0 | 0 | 0
13.12. | 24 | 953.8771 |  | 953.8771 | 0 | 0 | 0 | 0
14.12. | 1 | 955.8398 |  | 955.8398 | 0 | 0 | 0 | 0
14.12. | 2 | 955.8398 |  | 955.8398 | 0 | 0 | 0 | 0
14.12. | 3 | 951.9143 |  | 951.9143 | 0 | 0 | 0 | 0
14.12. | 4 | 942.1008 |  | 942.1008 | 0 | 0 | 0 | 0
14.12. | 5 | 930.3245 |  | 930.3245 | 0 | 0 | 0 | 0
14.12. | 6 | 934.25 |  | 934.25 | 0 | 0 | 0 | 0
14.12. | 7 | 938.1754 |  | 938.1754 | 0 | 0 | 0 | 0
14.12. | 8 | 922.4737 |  | 922.4737 | 0 | 0 | 0 | 0
14.12. | 9 | 928.3618 |  | 928.3618 | 0 | 0 | 0 | 0
14.12. | 10 | 924.4364 |  | 924.4364 | 0 | 0 | 0 | 0
14.12. | 11 | 914.6229 |  | 914.6229 | 0 | 0 | 0 | 0
14.12. | 12 | 922.4737 |  | 922.4737 | 0 | 0 | 0 | 0
14.12. | 13 | 922.4737 |  | 922.4737 | 0 | 0 | 0 | 0
14.12. | 14 | 926.3991 |  | 926.3991 | 0 | 0 | 0 | 0
14.12. | 15 | 928.3618 |  | 928.3618 | 0 | 0 | 0 | 0
14.12. | 16 | 942.1008 |  | 942.1008 | 0 | 0 | 0 | 0
14.12. | 17 | 947.9889 |  | 947.9889 | 0 | 0 | 0 | 0
14.12. | 18 | 949.9516 |  | 949.9516 | 0 | 0 | 0 | 0
14.12. | 19 | 963.6906 |  | 963.6906 | 0 | 0 | 0 | 0
14.12. | 20 | 971.5415 |  | 971.5415 | 0 | 0 | 0 | 0
14.12. | 21 | 973.5042 |  | 973.5042 | 0 | 0 | 0 | 0
14.12. | 22 | 963.6906 |  | 963.6906 | 0 | 0 | 0 | 0
14.12. | 23 | 959.7652 |  | 959.7652 | 0 | 0 | 0 | 0
14.12. | 24 | 953.8771 |  | 953.8771 | 0 | 0 | 0 | 0
15.12. | 1 | 940.1381 |  | 940.1381 | 0 | 0 | 0 | 0
15.12. | 2 | 938.1754 |  | 938.1754 | 0 | 0 | 0 | 0
15.12. | 3 | 928.3618 |  | 928.3618 | 0 | 0 | 0 | 0
15.12. | 4 | 918.5483 |  | 918.5483 | 0 | 0 | 0 | 0
15.12. | 5 | 900.8839 |  | 900.8839 | 0 | 0 | 0 | 0
15.12. | 6 | 896.9585 |  | 896.9585 | 0 | 0 | 0 | 0
15.12. | 7 | 916.5856 |  | 916.5856 | 0 | 0 | 0 | 0
15.12. | 8 | 912.6602 |  | 912.6602 | 0 | 0 | 0 | 0
15.12. | 9 | 916.5856 |  | 916.5856 | 0 | 0 | 0 | 0
15.12. | 10 | 926.3991 |  | 926.3991 | 0 | 0 | 0 | 0
15.12. | 11 | 924.4364 |  | 924.4364 | 0 | 0 | 0 | 0
15.12. | 12 | 922.4737 |  | 922.4737 | 0 | 0 | 0 | 0
15.12. | 13 | 934.25 |  | 934.25 | 0 | 0 | 0 | 0
15.12. | 14 | 936.2127 |  | 936.2127 | 0 | 0 | 0 | 0
15.12. | 15 | 936.2127 |  | 936.2127 | 0 | 0 | 0 | 0
15.12. | 16 | 922.4737 |  | 922.4737 | 0 | 0 | 0 | 0
15.12. | 17 | 916.5856 |  | 916.5856 | 0 | 0 | 0 | 0
15.12. | 18 | 930.3245 |  | 930.3245 | 0 | 0 | 0 | 0
15.12. | 19 | 940.1381 |  | 940.1381 | 0 | 0 | 0 | 0
15.12. | 20 | 965.6533 |  | 965.6533 | 0 | 0 | 0 | 0
15.12. | 21 | 981.355 |  | 981.355 | 0 | 0 | 0 | 0
15.12. | 22 | 979.3923 |  | 979.3923 | 0 | 0 | 0 | 0
15.12. | 23 | 983.3177 |  | 983.3177 | 0 | 0 | 0 | 0
15.12. | 24 | 971.5415 |  | 971.5415 | 0 | 0 | 0 | 0
16.12. | 1 | 971.5415 |  | 971.5415 | 0 | 0 | 0 | 0
16.12. | 2 | 967.616 |  | 967.616 | 0 | 0 | 0 | 0
16.12. | 3 | 963.6906 |  | 963.6906 | 0 | 0 | 0 | 0
16.12. | 4 | 961.7279 |  | 961.7279 | 0 | 0 | 0 | 0
16.12. | 5 | 946.0262 |  | 946.0262 | 0 | 0 | 0 | 0
16.12. | 6 | 946.0262 |  | 946.0262 | 0 | 0 | 0 | 0
16.12. | 7 | 946.0262 |  | 946.0262 | 0 | 0 | 0 | 0
16.12. | 8 | 936.2127 |  | 936.2127 | 0 | 0 | 0 | 0
16.12. | 9 | 940.1381 |  | 940.1381 | 0 | 0 | 0 | 0
16.12. | 10 | 940.1381 |  | 940.1381 | 0 | 0 | 0 | 0
16.12. | 11 | 924.4364 |  | 924.4364 | 0 | 0 | 0 | 0
16.12. | 12 | 900.8839 |  | 900.8839 | 0 | 0 | 0 | 0
16.12. | 13 | 894.9958 |  | 894.9958 | 0 | 0 | 0 | 0
16.12. | 14 | 893.033 |  | 893.033 | 0 | 0 | 0 | 0
16.12. | 15 | 908.7347 |  | 908.7347 | 0 | 0 | 0 | 0
16.12. | 16 | 926.3991 |  | 926.3991 | 0 | 0 | 0 | 0
16.12. | 17 | 938.1754 |  | 938.1754 | 0 | 0 | 0 | 0
16.12. | 18 | 957.8025 |  | 957.8025 | 0 | 0 | 0 | 0
16.12. | 19 | 969.5787 |  | 969.5787 | 0 | 0 | 0 | 0
16.12. | 20 | 973.5042 |  | 973.5042 | 0 | 0 | 0 | 0
16.12. | 21 | 983.3177 |  | 983.3177 | 0 | 0 | 0 | 0
16.12. | 22 | 981.355 |  | 981.355 | 0 | 0 | 0 | 0
16.12. | 23 | 967.616 |  | 967.616 | 0 | 0 | 0 | 0
16.12. | 24 | 947.9889 |  | 947.9889 | 0 | 0 | 0 | 0
17.12. | 1 | 936.2127 |  | 936.2127 | 0 | 0 | 0 | 0
17.12. | 2 | 936.2127 |  | 936.2127 | 0 | 0 | 0 | 0
17.12. | 3 | 928.3618 |  | 928.3618 | 0 | 0 | 0 | 0
17.12. | 4 | 924.4364 |  | 924.4364 | 0 | 0 | 0 | 0
17.12. | 5 | 936.2127 |  | 936.2127 | 0 | 0 | 0 | 0
17.12. | 6 | 898.9212 |  | 898.9212 | 0 | 0 | 0 | 0
17.12. | 7 | 896.9585 |  | 896.9585 | 0 | 0 | 0 | 0
17.12. | 8 | 893.033 |  | 893.033 | 0 | 0 | 0 | 0
17.12. | 9 | 900.8839 |  | 900.8839 | 0 | 0 | 0 | 0
17.12. | 10 | 902.8466 |  | 902.8466 | 0 | 0 | 0 | 0
17.12. | 11 | 893.033 |  | 893.033 | 0 | 0 | 0 | 0
17.12. | 12 | 875.3687 |  | 875.3687 | 0 | 0 | 0 | 0
17.12. | 13 | 877.3314 |  | 877.3314 | 0 | 0 | 0 | 0
17.12. | 14 | 883.2195 |  | 883.2195 | 0 | 0 | 0 | 0
17.12. | 15 | 883.2195 |  | 883.2195 | 0 | 0 | 0 | 0
17.12. | 16 | 881.2568 |  | 881.2568 | 0 | 0 | 0 | 0
17.12. | 17 | 891.0703 |  | 891.0703 | 0 | 0 | 0 | 0
17.12. | 18 | 910.6974 |  | 910.6974 | 0 | 0 | 0 | 0
17.12. | 19 | 922.4737 |  | 922.4737 | 0 | 0 | 0 | 0
17.12. | 20 | 936.2127 |  | 936.2127 | 0 | 0 | 0 | 0
17.12. | 21 | 936.2127 |  | 936.2127 | 0 | 0 | 0 | 0
17.12. | 22 | 940.1381 |  | 940.1381 | 0 | 0 | 0 | 0
17.12. | 23 | 949.9516 |  | 949.9516 | 0 | 0 | 0 | 0
17.12. | 24 | 947.9889 |  | 947.9889 | 0 | 0 | 0 | 0
18.12. | 1 | 947.9889 |  | 947.9889 | 0 | 0 | 0 | 0
18.12. | 2 | 947.9889 |  | 947.9889 | 0 | 0 | 0 | 0
18.12. | 3 | 942.1008 |  | 942.1008 | 0 | 0 | 0 | 0
18.12. | 4 | 940.1381 |  | 940.1381 | 0 | 0 | 0 | 0
18.12. | 5 | 930.3245 |  | 930.3245 | 0 | 0 | 0 | 0
18.12. | 6 | 934.25 |  | 934.25 | 0 | 0 | 0 | 0
18.12. | 7 | 938.1754 |  | 938.1754 | 0 | 0 | 0 | 0
18.12. | 8 | 928.3618 |  | 928.3618 | 0 | 0 | 0 | 0
18.12. | 9 | 926.3991 |  | 926.3991 | 0 | 0 | 0 | 0
18.12. | 10 | 930.3245 |  | 930.3245 | 0 | 0 | 0 | 0
18.12. | 11 | 918.5483 |  | 918.5483 | 0 | 0 | 0 | 0
18.12. | 12 | 908.7347 |  | 908.7347 | 0 | 0 | 0 | 0
18.12. | 13 | 910.6974 |  | 910.6974 | 0 | 0 | 0 | 0
18.12. | 14 | 912.6602 |  | 912.6602 | 0 | 0 | 0 | 0
18.12. | 15 | 924.4364 |  | 924.4364 | 0 | 0 | 0 | 0
18.12. | 16 | 930.3245 |  | 930.3245 | 0 | 0 | 0 | 0
18.12. | 17 | 934.25 |  | 934.25 | 0 | 0 | 0 | 0
18.12. | 18 | 949.9516 |  | 949.9516 | 0 | 0 | 0 | 0
18.12. | 19 | 955.8398 |  | 955.8398 | 0 | 0 | 0 | 0
18.12. | 20 | 965.6533 |  | 965.6533 | 0 | 0 | 0 | 0
18.12. | 21 | 951.9143 |  | 951.9143 | 0 | 0 | 0 | 0
18.12. | 22 | 946.0262 |  | 946.0262 | 0 | 0 | 0 | 0
18.12. | 23 | 942.1008 |  | 942.1008 | 0 | 0 | 0 | 0
18.12. | 24 | 930.3245 |  | 930.3245 | 0 | 0 | 0 | 0
19.12. | 1 | 869.4805 |  | 869.4805 | 0 | 0 | 0 | 0
19.12. | 2 | 877.3314 |  | 877.3314 | 0 | 0 | 0 | 0
19.12. | 3 | 885.1822 |  | 885.1822 | 0 | 0 | 0 | 0
19.12. | 4 | 855.7416 |  | 855.7416 | 0 | 0 | 0 | 0
19.12. | 5 | 881.2568 |  | 881.2568 | 0 | 0 | 0 | 0
19.12. | 6 | 887.1449 |  | 887.1449 | 0 | 0 | 0 | 0
19.12. | 7 | 877.3314 |  | 877.3314 | 0 | 0 | 0 | 0
19.12. | 8 | 879.2941 |  | 879.2941 | 0 | 0 | 0 | 0
19.12. | 9 | 877.3314 |  | 877.3314 | 0 | 0 | 0 | 0
19.12. | 10 | 834.1518 |  | 834.1518 | 0 | 0 | 0 | 0
19.12. | 11 | 785.084 |  | 785.084 | 0 | 0 | 0 | 0
19.12. | 12 | 798.823 |  | 798.823 | 0 | 0 | 0 | 0
19.12. | 13 | 812.5619 |  | 812.5619 | 0 | 0 | 0 | 0
19.12. | 14 | 853.7788 |  | 853.7788 | 0 | 0 | 0 | 0
19.12. | 15 | 877.3314 |  | 877.3314 | 0 | 0 | 0 | 0
19.12. | 16 | 877.3314 |  | 877.3314 | 0 | 0 | 0 | 0
19.12. | 17 | 893.033 |  | 893.033 | 0 | 0 | 0 | 0
19.12. | 18 | 885.1822 |  | 885.1822 | 0 | 0 | 0 | 0
19.12. | 19 | 887.1449 |  | 887.1449 | 0 | 0 | 0 | 0
19.12. | 20 | 896.9585 |  | 896.9585 | 0 | 0 | 0 | 0
19.12. | 21 | 843.9653 |  | 843.9653 | 0 | 0 | 0 | 0
19.12. | 22 | 845.928 |  | 845.928 | 0 | 0 | 0 | 0
19.12. | 23 | 843.9653 |  | 843.9653 | 0 | 0 | 0 | 0
19.12. | 24 | 834.1518 |  | 834.1518 | 0 | 0 | 0 | 0
20.12. | 1 | 808.6365 |  | 808.6365 | 0 | 0 | 0 | 0
20.12. | 2 | 798.823 |  | 798.823 | 0 | 0 | 0 | 0
20.12. | 3 | 789.0094 |  | 789.0094 | 0 | 0 | 0 | 0
20.12. | 4 | 787.0467 |  | 787.0467 | 0 | 0 | 0 | 0
20.12. | 5 | 790.9721 |  | 790.9721 | 0 | 0 | 0 | 0
20.12. | 6 | 794.8975 |  | 794.8975 | 0 | 0 | 0 | 0
20.12. | 7 | 802.7484 |  | 802.7484 | 0 | 0 | 0 | 0
20.12. | 8 | 816.4874 |  | 816.4874 | 0 | 0 | 0 | 0
20.12. | 9 | 830.2263 |  | 830.2263 | 0 | 0 | 0 | 0
20.12. | 10 | 828.2636 |  | 828.2636 | 0 | 0 | 0 | 0
20.12. | 11 | 820.4128 |  | 820.4128 | 0 | 0 | 0 | 0
20.12. | 12 | 806.6738 |  | 806.6738 | 0 | 0 | 0 | 0
20.12. | 13 | 796.8603 |  | 796.8603 | 0 | 0 | 0 | 0
20.12. | 14 | 818.4501 |  | 818.4501 | 0 | 0 | 0 | 0
20.12. | 15 | 843.9653 |  | 843.9653 | 0 | 0 | 0 | 0
20.12. | 16 | 851.8161 |  | 851.8161 | 0 | 0 | 0 | 0
20.12. | 17 | 857.7043 |  | 857.7043 | 0 | 0 | 0 | 0
20.12. | 18 | 887.1449 |  | 887.1449 | 0 | 0 | 0 | 0
20.12. | 19 | 910.6974 |  | 910.6974 | 0 | 0 | 0 | 0
20.12. | 20 | 902.8466 |  | 902.8466 | 0 | 0 | 0 | 0
20.12. | 21 | 912.6602 |  | 912.6602 | 0 | 0 | 0 | 0
20.12. | 22 | 904.8093 |  | 904.8093 | 0 | 0 | 0 | 0
20.12. | 23 | 900.8839 |  | 900.8839 | 0 | 0 | 0 | 0
20.12. | 24 | 896.9585 |  | 896.9585 | 0 | 0 | 0 | 0
21.12. | 1 | 853.7788 |  | 853.7788 | 0 | 0 | 0 | 0
21.12. | 2 | 847.8907 |  | 847.8907 | 0 | 0 | 0 | 0
21.12. | 3 | 845.928 |  | 845.928 | 0 | 0 | 0 | 0
21.12. | 4 | 845.928 |  | 845.928 | 0 | 0 | 0 | 0
21.12. | 5 | 845.928 |  | 845.928 | 0 | 0 | 0 | 0
21.12. | 6 | 842.0026 |  | 842.0026 | 0 | 0 | 0 | 0
21.12. | 7 | 847.8907 |  | 847.8907 | 0 | 0 | 0 | 0
21.12. | 8 | 894.9958 |  | 894.9958 | 0 | 0 | 0 | 0
21.12. | 9 | 894.9958 |  | 894.9958 | 0 | 0 | 0 | 0
21.12. | 10 | 900.8839 |  | 900.8839 | 0 | 0 | 0 | 0
21.12. | 11 | 859.667 |  | 859.667 | 0 | 0 | 0 | 0
21.12. | 12 | 836.1145 |  | 836.1145 | 0 | 0 | 0 | 0
21.12. | 13 | 832.189 |  | 832.189 | 0 | 0 | 0 | 0
21.12. | 14 | 836.1145 |  | 836.1145 | 0 | 0 | 0 | 0
21.12. | 15 | 836.1145 |  | 836.1145 | 0 | 0 | 0 | 0
21.12. | 16 | 838.0772 |  | 838.0772 | 0 | 0 | 0 | 0
21.12. | 17 | 857.7043 |  | 857.7043 | 0 | 0 | 0 | 0
21.12. | 18 | 883.2195 |  | 883.2195 | 0 | 0 | 0 | 0
21.12. | 19 | 924.4364 |  | 924.4364 | 0 | 0 | 0 | 0
21.12. | 20 | 926.3991 |  | 926.3991 | 0 | 0 | 0 | 0
21.12. | 21 | 934.25 |  | 934.25 | 0 | 0 | 0 | 0
21.12. | 22 | 930.3245 |  | 930.3245 | 0 | 0 | 0 | 0
21.12. | 23 | 932.2873 |  | 932.2873 | 0 | 0 | 0 | 0
21.12. | 24 | 926.3991 |  | 926.3991 | 0 | 0 | 0 | 0
22.12. | 1 | 853.7788 |  | 853.7788 | 0 | 0 | 0 | 0
22.12. | 2 | 828.2636 |  | 828.2636 | 0 | 0 | 0 | 0
22.12. | 3 | 824.3382 |  | 824.3382 | 0 | 0 | 0 | 0
22.12. | 4 | 822.3755 |  | 822.3755 | 0 | 0 | 0 | 0
22.12. | 5 | 814.5246 |  | 814.5246 | 0 | 0 | 0 | 0
22.12. | 6 | 814.5246 |  | 814.5246 | 0 | 0 | 0 | 0
22.12. | 7 | 808.6365 |  | 808.6365 | 0 | 0 | 0 | 0
22.12. | 8 | 804.7111 |  | 804.7111 | 0 | 0 | 0 | 0
22.12. | 9 | 810.5992 |  | 810.5992 | 0 | 0 | 0 | 0
22.12. | 10 | 812.5619 |  | 812.5619 | 0 | 0 | 0 | 0
22.12. | 11 | 816.4874 |  | 816.4874 | 0 | 0 | 0 | 0
22.12. | 12 | 798.823 |  | 798.823 | 0 | 0 | 0 | 0
22.12. | 13 | 789.0094 |  | 789.0094 | 0 | 0 | 0 | 0
22.12. | 14 | 781.1586 |  | 781.1586 | 0 | 0 | 0 | 0
22.12. | 15 | 781.1586 |  | 781.1586 | 0 | 0 | 0 | 0
22.12. | 16 | 755.6433 |  | 755.6433 | 0 | 0 | 0 | 0
22.12. | 17 | 789.0094 |  | 789.0094 | 0 | 0 | 0 | 0
22.12. | 18 | 840.0399 |  | 840.0399 | 0 | 0 | 0 | 0
22.12. | 19 | 849.8534 |  | 849.8534 | 0 | 0 | 0 | 0
22.12. | 20 | 857.7043 |  | 857.7043 | 0 | 0 | 0 | 0
22.12. | 21 | 865.5551 |  | 865.5551 | 0 | 0 | 0 | 0
22.12. | 22 | 859.667 |  | 859.667 | 0 | 0 | 0 | 0
22.12. | 23 | 875.3687 |  | 875.3687 | 0 | 0 | 0 | 0
22.12. | 24 | 873.4059 |  | 873.4059 | 0 | 0 | 0 | 0
23.12. | 1 | 857.7043 |  | 857.7043 | 0 | 0 | 0 | 0
23.12. | 2 | 857.7043 |  | 857.7043 | 0 | 0 | 0 | 0
23.12. | 3 | 849.8534 |  | 849.8534 | 0 | 0 | 0 | 0
23.12. | 4 | 836.1145 |  | 836.1145 | 0 | 0 | 0 | 0
23.12. | 5 | 869.4805 |  | 869.4805 | 0 | 0 | 0 | 0
23.12. | 6 | 871.4432 |  | 871.4432 | 0 | 0 | 0 | 0
23.12. | 7 | 869.4805 |  | 869.4805 | 0 | 0 | 0 | 0
23.12. | 8 | 867.5178 |  | 867.5178 | 0 | 0 | 0 | 0
23.12. | 9 | 865.5551 |  | 865.5551 | 0 | 0 | 0 | 0
23.12. | 10 | 863.5924 |  | 863.5924 | 0 | 0 | 0 | 0
23.12. | 11 | 869.4805 |  | 869.4805 | 0 | 0 | 0 | 0
23.12. | 12 | 863.5924 |  | 863.5924 | 0 | 0 | 0 | 0
23.12. | 13 | 851.8161 |  | 851.8161 | 0 | 0 | 0 | 0
23.12. | 14 | 853.7788 |  | 853.7788 | 0 | 0 | 0 | 0
23.12. | 15 | 857.7043 |  | 857.7043 | 0 | 0 | 0 | 0
23.12. | 16 | 849.8534 |  | 849.8534 | 0 | 0 | 0 | 0
23.12. | 17 | 853.7788 |  | 853.7788 | 0 | 0 | 0 | 0
23.12. | 18 | 867.5178 |  | 867.5178 | 0 | 0 | 0 | 0
23.12. | 19 | 879.2941 |  | 879.2941 | 0 | 0 | 0 | 0
23.12. | 20 | 877.3314 |  | 877.3314 | 0 | 0 | 0 | 0
23.12. | 21 | 883.2195 |  | 883.2195 | 0 | 0 | 0 | 0
23.12. | 22 | 887.1449 |  | 887.1449 | 0 | 0 | 0 | 0
23.12. | 23 | 898.9212 |  | 898.9212 | 0 | 0 | 0 | 0
23.12. | 24 | 881.2568 |  | 881.2568 | 0 | 0 | 0 | 0
24.12. | 1 | 881.2568 |  | 881.2568 | 0 | 0 | 0 | 0
24.12. | 2 | 881.2568 |  | 881.2568 | 0 | 0 | 0 | 0
24.12. | 3 | 877.3314 |  | 877.3314 | 0 | 0 | 0 | 0
24.12. | 4 | 881.2568 |  | 881.2568 | 0 | 0 | 0 | 0
24.12. | 5 | 842.0026 |  | 842.0026 | 0 | 0 | 0 | 0
24.12. | 6 | 842.0026 |  | 842.0026 | 0 | 0 | 0 | 0
24.12. | 7 | 838.0772 |  | 838.0772 | 0 | 0 | 0 | 0
24.12. | 8 | 822.3755 |  | 822.3755 | 0 | 0 | 0 | 0
24.12. | 9 | 824.3382 |  | 824.3382 | 0 | 0 | 0 | 0
24.12. | 10 | 828.2636 |  | 828.2636 | 0 | 0 | 0 | 0
24.12. | 11 | 828.2636 |  | 828.2636 | 0 | 0 | 0 | 0
24.12. | 12 | 830.2263 |  | 830.2263 | 0 | 0 | 0 | 0
24.12. | 13 | 818.4501 |  | 818.4501 | 0 | 0 | 0 | 0
24.12. | 14 | 826.3009 |  | 826.3009 | 0 | 0 | 0 | 0
24.12. | 15 | 842.0026 |  | 842.0026 | 0 | 0 | 0 | 0
24.12. | 16 | 826.3009 |  | 826.3009 | 0 | 0 | 0 | 0
24.12. | 17 | 832.189 |  | 832.189 | 0 | 0 | 0 | 0
24.12. | 18 | 857.7043 |  | 857.7043 | 0 | 0 | 0 | 0
24.12. | 19 | 894.9958 |  | 894.9958 | 0 | 0 | 0 | 0
24.12. | 20 | 914.6229 |  | 914.6229 | 0 | 0 | 0 | 0
24.12. | 21 | 920.511 |  | 920.511 | 0 | 0 | 0 | 0
24.12. | 22 | 920.511 |  | 920.511 | 0 | 0 | 0 | 0
24.12. | 23 | 918.5483 |  | 918.5483 | 0 | 0 | 0 | 0
24.12. | 24 | 902.8466 |  | 902.8466 | 0 | 0 | 0 | 0
25.12. | 1 | 932.2873 |  | 932.2873 | 0 | 0 | 0 | 0
25.12. | 2 | 932.2873 |  | 932.2873 | 0 | 0 | 0 | 0
25.12. | 3 | 934.25 |  | 934.25 | 0 | 0 | 0 | 0
25.12. | 4 | 926.3991 |  | 926.3991 | 0 | 0 | 0 | 0
25.12. | 5 | 926.3991 |  | 926.3991 | 0 | 0 | 0 | 0
25.12. | 6 | 936.2127 |  | 936.2127 | 0 | 0 | 0 | 0
25.12. | 7 | 944.0635 |  | 944.0635 | 0 | 0 | 0 | 0
25.12. | 8 | 940.1381 |  | 940.1381 | 0 | 0 | 0 | 0
25.12. | 9 | 944.0635 |  | 944.0635 | 0 | 0 | 0 | 0
25.12. | 10 | 934.25 |  | 934.25 | 0 | 0 | 0 | 0
25.12. | 11 | 940.1381 |  | 940.1381 | 0 | 0 | 0 | 0
25.12. | 12 | 926.3991 |  | 926.3991 | 0 | 0 | 0 | 0
25.12. | 13 | 912.6602 |  | 912.6602 | 0 | 0 | 0 | 0
25.12. | 14 | 904.8093 |  | 904.8093 | 0 | 0 | 0 | 0
25.12. | 15 | 904.8093 |  | 904.8093 | 0 | 0 | 0 | 0
25.12. | 16 | 902.8466 |  | 902.8466 | 0 | 0 | 0 | 0
25.12. | 17 | 902.8466 |  | 902.8466 | 0 | 0 | 0 | 0
25.12. | 18 | 926.3991 |  | 926.3991 | 0 | 0 | 0 | 0
25.12. | 19 | 959.7652 |  | 959.7652 | 0 | 0 | 0 | 0
25.12. | 20 | 969.5787 |  | 969.5787 | 0 | 0 | 0 | 0
25.12. | 21 | 967.616 |  | 967.616 | 0 | 0 | 0 | 0
25.12. | 22 | 969.5787 |  | 969.5787 | 0 | 0 | 0 | 0
25.12. | 23 | 965.6533 |  | 965.6533 | 0 | 0 | 0 | 0
25.12. | 24 | 949.9516 |  | 949.9516 | 0 | 0 | 0 | 0
26.12. | 1 | 946.0262 |  | 946.0262 | 0 | 0 | 0 | 0
26.12. | 2 | 951.9143 |  | 951.9143 | 0 | 0 | 0 | 0
26.12. | 3 | 947.9889 |  | 947.9889 | 0 | 0 | 0 | 0
26.12. | 4 | 944.0635 |  | 944.0635 | 0 | 0 | 0 | 0
26.12. | 5 | 942.1008 |  | 942.1008 | 0 | 0 | 0 | 0
26.12. | 6 | 938.1754 |  | 938.1754 | 0 | 0 | 0 | 0
26.12. | 7 | 932.2873 |  | 932.2873 | 0 | 0 | 0 | 0
26.12. | 8 | 934.25 |  | 934.25 | 0 | 0 | 0 | 0
26.12. | 9 | 940.1381 |  | 940.1381 | 0 | 0 | 0 | 0
26.12. | 10 | 944.0635 |  | 944.0635 | 0 | 0 | 0 | 0
26.12. | 11 | 934.25 |  | 934.25 | 0 | 0 | 0 | 0
26.12. | 12 | 924.4364 |  | 924.4364 | 0 | 0 | 0 | 0
26.12. | 13 | 920.511 |  | 920.511 | 0 | 0 | 0 | 0
26.12. | 14 | 920.511 |  | 920.511 | 0 | 0 | 0 | 0
26.12. | 15 | 912.6602 |  | 912.6602 | 0 | 0 | 0 | 0
26.12. | 16 | 916.5856 |  | 916.5856 | 0 | 0 | 0 | 0
26.12. | 17 | 918.5483 |  | 918.5483 | 0 | 0 | 0 | 0
26.12. | 18 | 944.0635 |  | 944.0635 | 0 | 0 | 0 | 0
26.12. | 19 | 953.8771 |  | 953.8771 | 0 | 0 | 0 | 0
26.12. | 20 | 955.8398 |  | 955.8398 | 0 | 0 | 0 | 0
26.12. | 21 | 957.8025 |  | 957.8025 | 0 | 0 | 0 | 0
26.12. | 22 | 961.7279 |  | 961.7279 | 0 | 0 | 0 | 0
26.12. | 23 | 975.4669 |  | 975.4669 | 0 | 0 | 0 | 0
26.12. | 24 | 949.9516 |  | 949.9516 | 0 | 0 | 0 | 0
27.12. | 1 | 916.5856 |  | 916.5856 | 0 | 0 | 0 | 0
27.12. | 2 | 920.511 |  | 920.511 | 0 | 0 | 0 | 0
27.12. | 3 | 922.4737 |  | 922.4737 | 0 | 0 | 0 | 0
27.12. | 4 | 920.511 |  | 920.511 | 0 | 0 | 0 | 0
27.12. | 5 | 916.5856 |  | 916.5856 | 0 | 0 | 0 | 0
27.12. | 6 | 918.5483 |  | 918.5483 | 0 | 0 | 0 | 0
27.12. | 7 | 922.4737 |  | 922.4737 | 0 | 0 | 0 | 0
27.12. | 8 | 934.25 |  | 934.25 | 0 | 0 | 0 | 0
27.12. | 9 | 934.25 |  | 934.25 | 0 | 0 | 0 | 0
27.12. | 10 | 912.6602 |  | 912.6602 | 0 | 0 | 0 | 0
27.12. | 11 | 857.7043 |  | 857.7043 | 0 | 0 | 0 | 0
27.12. | 12 | 871.4432 |  | 871.4432 | 0 | 0 | 0 | 0
27.12. | 13 | 877.3314 |  | 877.3314 | 0 | 0 | 0 | 0
27.12. | 14 | 930.3245 |  | 930.3245 | 0 | 0 | 0 | 0
27.12. | 15 | 924.4364 |  | 924.4364 | 0 | 0 | 0 | 0
27.12. | 16 | 930.3245 |  | 930.3245 | 0 | 0 | 0 | 0
27.12. | 17 | 947.9889 |  | 947.9889 | 0 | 0 | 0 | 0
27.12. | 18 | 959.7652 |  | 959.7652 | 0 | 0 | 0 | 0
27.12. | 19 | 965.6533 |  | 965.6533 | 0 | 0 | 0 | 0
27.12. | 20 | 967.616 |  | 967.616 | 0 | 0 | 0 | 0
27.12. | 21 | 965.6533 |  | 965.6533 | 0 | 0 | 0 | 0
27.12. | 22 | 963.6906 |  | 963.6906 | 0 | 0 | 0 | 0
27.12. | 23 | 965.6533 |  | 965.6533 | 0 | 0 | 0 | 0
27.12. | 24 | 961.7279 |  | 961.7279 | 0 | 0 | 0 | 0
28.12. | 1 | 959.7652 |  | 959.7652 | 0 | 0 | 0 | 0
28.12. | 2 | 949.9516 |  | 949.9516 | 0 | 0 | 0 | 0
28.12. | 3 | 944.0635 |  | 944.0635 | 0 | 0 | 0 | 0
28.12. | 4 | 947.9889 |  | 947.9889 | 0 | 0 | 0 | 0
28.12. | 5 | 940.1381 |  | 940.1381 | 0 | 0 | 0 | 0
28.12. | 6 | 932.2873 |  | 932.2873 | 0 | 0 | 0 | 0
28.12. | 7 | 916.5856 |  | 916.5856 | 0 | 0 | 0 | 0
28.12. | 8 | 920.511 |  | 920.511 | 0 | 0 | 0 | 0
28.12. | 9 | 932.2873 |  | 932.2873 | 0 | 0 | 0 | 0
28.12. | 10 | 938.1754 |  | 938.1754 | 0 | 0 | 0 | 0
28.12. | 11 | 942.1008 |  | 942.1008 | 0 | 0 | 0 | 0
28.12. | 12 | 930.3245 |  | 930.3245 | 0 | 0 | 0 | 0
28.12. | 13 | 916.5856 |  | 916.5856 | 0 | 0 | 0 | 0
28.12. | 14 | 924.4364 |  | 924.4364 | 0 | 0 | 0 | 0
28.12. | 15 | 918.5483 |  | 918.5483 | 0 | 0 | 0 | 0
28.12. | 16 | 926.3991 |  | 926.3991 | 0 | 0 | 0 | 0
28.12. | 17 | 930.3245 |  | 930.3245 | 0 | 0 | 0 | 0
28.12. | 18 | 928.3618 |  | 928.3618 | 0 | 0 | 0 | 0
28.12. | 19 | 934.25 |  | 934.25 | 0 | 0 | 0 | 0
28.12. | 20 | 936.2127 |  | 936.2127 | 0 | 0 | 0 | 0
28.12. | 21 | 940.1381 |  | 940.1381 | 0 | 0 | 0 | 0
28.12. | 22 | 906.772 |  | 906.772 | 0 | 0 | 0 | 0
28.12. | 23 | 906.772 |  | 906.772 | 0 | 0 | 0 | 0
28.12. | 24 | 902.8466 |  | 902.8466 | 0 | 0 | 0 | 0
29.12. | 1 | 893.033 |  | 893.033 | 0 | 0 | 0 | 0
29.12. | 2 | 893.033 |  | 893.033 | 0 | 0 | 0 | 0
29.12. | 3 | 891.0703 |  | 891.0703 | 0 | 0 | 0 | 0
29.12. | 4 | 893.033 |  | 893.033 | 0 | 0 | 0 | 0
29.12. | 5 | 893.033 |  | 893.033 | 0 | 0 | 0 | 0
29.12. | 6 | 889.1076 |  | 889.1076 | 0 | 0 | 0 | 0
29.12. | 7 | 889.1076 |  | 889.1076 | 0 | 0 | 0 | 0
29.12. | 8 | 891.0703 |  | 891.0703 | 0 | 0 | 0 | 0
29.12. | 9 | 924.4364 |  | 924.4364 | 0 | 0 | 0 | 0
29.12. | 10 | 926.3991 |  | 926.3991 | 0 | 0 | 0 | 0
29.12. | 11 | 912.6602 |  | 912.6602 | 0 | 0 | 0 | 0
29.12. | 12 | 863.5924 |  | 863.5924 | 0 | 0 | 0 | 0
29.12. | 13 | 865.5551 |  | 865.5551 | 0 | 0 | 0 | 0
29.12. | 14 | 869.4805 |  | 869.4805 | 0 | 0 | 0 | 0
29.12. | 15 | 873.4059 |  | 873.4059 | 0 | 0 | 0 | 0
29.12. | 16 | 847.8907 |  | 847.8907 | 0 | 0 | 0 | 0
29.12. | 17 | 851.8161 |  | 851.8161 | 0 | 0 | 0 | 0
29.12. | 18 | 863.5924 |  | 863.5924 | 0 | 0 | 0 | 0
29.12. | 19 | 869.4805 |  | 869.4805 | 0 | 0 | 0 | 0
29.12. | 20 | 871.4432 |  | 871.4432 | 0 | 0 | 0 | 0
29.12. | 21 | 867.5178 |  | 867.5178 | 0 | 0 | 0 | 0
29.12. | 22 | 869.4805 |  | 869.4805 | 0 | 0 | 0 | 0
29.12. | 23 | 869.4805 |  | 869.4805 | 0 | 0 | 0 | 0
29.12. | 24 | 865.5551 |  | 865.5551 | 0 | 0 | 0 | 0
30.12. | 1 | 804.7111 |  | 804.7111 | 0 | 0 | 0 | 0
30.12. | 2 | 798.823 |  | 798.823 | 0 | 0 | 0 | 0
30.12. | 3 | 798.823 |  | 798.823 | 0 | 0 | 0 | 0
30.12. | 4 | 796.8603 |  | 796.8603 | 0 | 0 | 0 | 0
30.12. | 5 | 753.6806 |  | 753.6806 | 0 | 0 | 0 | 0
30.12. | 6 | 751.7179 |  | 751.7179 | 0 | 0 | 0 | 0
30.12. | 7 | 747.7925 |  | 747.7925 | 0 | 0 | 0 | 0
30.12. | 8 | 743.8671 |  | 743.8671 | 0 | 0 | 0 | 0
30.12. | 9 | 749.7552 |  | 749.7552 | 0 | 0 | 0 | 0
30.12. | 10 | 749.7552 |  | 749.7552 | 0 | 0 | 0 | 0
30.12. | 11 | 747.7925 |  | 747.7925 | 0 | 0 | 0 | 0
30.12. | 12 | 739.9417 |  | 739.9417 | 0 | 0 | 0 | 0
30.12. | 13 | 745.8298 |  | 745.8298 | 0 | 0 | 0 | 0
30.12. | 14 | 749.7552 |  | 749.7552 | 0 | 0 | 0 | 0
30.12. | 15 | 761.5315 |  | 761.5315 | 0 | 0 | 0 | 0
30.12. | 16 | 749.7552 |  | 749.7552 | 0 | 0 | 0 | 0
30.12. | 17 | 775.2704 |  | 775.2704 | 0 | 0 | 0 | 0
30.12. | 18 | 818.4501 |  | 818.4501 | 0 | 0 | 0 | 0
30.12. | 19 | 826.3009 |  | 826.3009 | 0 | 0 | 0 | 0
30.12. | 20 | 822.3755 |  | 822.3755 | 0 | 0 | 0 | 0
30.12. | 21 | 832.189 |  | 832.189 | 0 | 0 | 0 | 0
30.12. | 22 | 836.1145 |  | 836.1145 | 0 | 0 | 0 | 0
30.12. | 23 | 836.1145 |  | 836.1145 | 0 | 0 | 0 | 0
30.12. | 24 | 832.189 |  | 832.189 | 0 | 0 | 0 | 0
31.12. | 1 | 820.4128 |  | 820.4128 | 0 | 0 | 0 | 0
31.12. | 2 | 802.7484 |  | 802.7484 | 0 | 0 | 0 | 0
31.12. | 3 | 781.1586 |  | 781.1586 | 0 | 0 | 0 | 0
31.12. | 4 | 769.3823 |  | 769.3823 | 0 | 0 | 0 | 0
31.12. | 5 | 763.4942 |  | 763.4942 | 0 | 0 | 0 | 0
31.12. | 6 | 763.4942 |  | 763.4942 | 0 | 0 | 0 | 0
31.12. | 7 | 765.4569 |  | 765.4569 | 0 | 0 | 0 | 0
31.12. | 8 | 765.4569 |  | 765.4569 | 0 | 0 | 0 | 0
31.12. | 9 | 761.5315 |  | 761.5315 | 0 | 0 | 0 | 0
31.12. | 10 | 763.4942 |  | 763.4942 | 0 | 0 | 0 | 0
31.12. | 11 | 763.4942 |  | 763.4942 | 0 | 0 | 0 | 0
31.12. | 12 | 769.3823 |  | 769.3823 | 0 | 0 | 0 | 0
31.12. | 13 | 769.3823 |  | 769.3823 | 0 | 0 | 0 | 0
31.12. | 14 | 771.345 |  | 771.345 | 0 | 0 | 0 | 0
31.12. | 15 | 771.345 |  | 771.345 | 0 | 0 | 0 | 0
31.12. | 16 | 757.6061 |  | 757.6061 | 0 | 0 | 0 | 0
31.12. | 17 | 751.7179 |  | 751.7179 | 0 | 0 | 0 | 0
31.12. | 18 | 767.4196 |  | 767.4196 | 0 | 0 | 0 | 0
31.12. | 19 | 792.9348 |  | 792.9348 | 0 | 0 | 0 | 0
31.12. | 20 | 800.7857 |  | 800.7857 | 0 | 0 | 0 | 0
31.12. | 21 | 802.7484 |  | 802.7484 | 0 | 0 | 0 | 0
31.12. | 22 | 810.5992 |  | 810.5992 | 0 | 0 | 0 | 0
31.12. | 23 | 810.5992 |  | 810.5992 | 0 | 0 | 0 | 0
31.12. | 24 | 781.1586 |  | 781.1586 | 0 | 0 | 0 | 0