## Thermal
ENTSO-E Market Modelling Database: Thermal generation
Country:
Market Node: | PT00
Year:
Climate year
Scenario
Fuel & Plant type |  | Net generating capacity (MW) | Number of units | Number of biofuel units | Biofuel usage [%] | MUST RUN OBLIGATIONS | [13 empty] | Daily limitation in MWh (optional) | [11 empty] | Unavailability |  |  | Min stable power (% of max power) | Ramp up rate(MW/h) | Ramp down rate (MW/h) | fixed generation reduction (% of max power output) | Median Start-up fuel name | Custom biofuel price (EUR/Net GJ) | Maximum number of units on maintenance
[32 empty] | Forced outage (annual rate) | Planned outage | Planned outage
[33 empty] | annual rate | winter
[7 empty] | Jan | Feb | Mar | April | May | June | July | Aug | Sept | Oct | Nov | Dec | causes (e.g technical, subsidies, environmental, grid constraints... | Jan | Feb | Mar | April | May | June | July | Aug | Sept | Oct | Nov | Dec | % | number of days | minimum % of annual number of days
Nuclear |  | 0 | 0 | 0 | 0 | number of must run units | 0 | 0 | 0 | 0 | 0 | 0 | 0 | 0 | 0 | 0 | 0 | 0 | [13 empty] | 5 | 54 | 15 |  |  |  | 0 | 0 |  | 0
[6 empty] | % of installed capacity | 0 | 0 | 0 | 0 | 0 | 0 | 0 | 0 | 0 | 0 | 0 | 0
Hard coal | old 1 | 0 | 0 | 0 | 0 | number of must run units | 0 | 0 | 0 | 0 | 0 | 0 | 0 | 0 | 0 | 0 | 0 | 0 | [13 empty] | 10 | 27 | 15 |  |  |  | 0 | 0 |  | 0
[6 empty] | % of installed capacity | 0 | 0 | 0 | 0 | 0 | 0 | 0 | 0 | 0 | 0 | 0 | 0
| old 2 | 0 | 0 | 0 | 0 | number of must run units | 0 | 0 | 0 | 0 | 0 | 0 | 0 | 0 | 0 | 0 | 0 | 0 | [13 empty] | 10 | 27 | 15 |  |  |  | 0 | 0 |  | 0
[6 empty] | % of installed capacity | 0 | 0 | 0 | 0 | 0 | 0 | 0 | 0 | 0 | 0 | 0 | 0
| new | 0 | 0 | 0 | 0 | number of must run units | 0 | 0 | 0 | 0 | 0 | 0 | 0 | 0 | 0 | 0 | 0 | 0 | [13 empty] | 7.5 | 27 | 15 |  |  |  | 0 | 0 |  | 0
[6 empty] | % of installed capacity | 0 | 0 | 0 | 0 | 0 | 0 | 0 | 0 | 0 | 0 | 0 | 0
| CCS | 0 | 0 | 0 | 0 | number of must run units | 0 | 0 | 0 | 0 | 0 | 0 | 0 | 0 | 0 | 0 | 0 | 0 | [13 empty] | 7.5 | 27 | 15 |  |  |  | 0 | 0 |  | 0
[6 empty] | % of installed capacity | 0 | 0 | 0 | 0 | 0 | 0 | 0 | 0 | 0 | 0 | 0 | 0
Lignite | old 1 | 0 | 0 | 0 | 0 | number of must run units | 0 | 0 | 0 | 0 | 0 | 0 | 0 | 0 | 0 | 0 | 0 | 0 | [13 empty] | 10 | 27 | 15 |  |  |  | 0 | 0 |  | 0
[6 empty] | % of installed capacity | 0 | 0 | 0 | 0 | 0 | 0 | 0 | 0 | 0 | 0 | 0 | 0
| old 2 | 0 | 0 | 0 | 0 | number of must run units | 0 | 0 | 0 | 0 | 0 | 0 | 0 | 0 | 0 | 0 | 0 | 0 | [13 empty] | 10 | 27 | 15 |  |  |  | 0 | 0 |  | 0
[6 empty] | % of installed capacity | 0 | 0 | 0 | 0 | 0 | 0 | 0 | 0 | 0 | 0 | 0 | 0
| new | 0 | 0 | 0 | 0 | number of must run units | 0 | 0 | 0 | 0 | 0 | 0 | 0 | 0 | 0 | 0 | 0 | 0 | [13 empty] | 7.5 | 27 | 15 |  |  |  | 0 | 0 |  | 0
[6 empty] | % of installed capacity | 0 | 0 | 0 | 0 | 0 | 0 | 0 | 0 | 0 | 0 | 0 | 0
| CCS | 0 | 0 | 0 | 0 | number of must run units | 0 | 0 | 0 | 0 | 0 | 0 | 0 | 0 | 0 | 0 | 0 | 0 | [13 empty] | 7.5 | 27 | 15 |  |  |  | 0 | 0 |  | 0
[6 empty] | % of installed capacity | 0 | 0 | 0 | 0 | 0 | 0 | 0 | 0 | 0 | 0 | 0 | 0
Gas | Conventional old 1 | 0 | 0 | 0 | 0 | number of must run units | 0 | 0 | 0 | 0 | 0 | 0 | 0 | 0 | 0 | 0 | 0 | 0 | [13 empty] | 8 | 27 | 15 |  |  |  | 0 | 0 |  | 0
[6 empty] | % of installed capacity | 0 | 0 | 0 | 0 | 0 | 0 | 0 | 0 | 0 | 0 | 0 | 0
| Conventional old 2 | 0 | 0 | 0 | 0 | number of must run units | 0 | 0 | 0 | 0 | 0 | 0 | 0 | 0 | 0 | 0 | 0 | 0 | [13 empty] | 8 | 27 | 15 |  |  |  | 0 | 0 |  | 0
[6 empty] | % of installed capacity | 0 | 0 | 0 | 0 | 0 | 0 | 0 | 0 | 0 | 0 | 0 | 0
| CCGT old 1 | 0 | 0 | 0 | 0 | number of must run units | 0 | 0 | 0 | 0 | 0 | 0 | 0 | 0 | 0 | 0 | 0 | 0 | [13 empty] | 8 | 27 | 15 |  |  |  | 0 | 0 |  | 0
[6 empty] | % of installed capacity | 0 | 0 | 0 | 0 | 0 | 0 | 0 | 0 | 0 | 0 | 0 | 0
| CCGT old 2 | 0 | 0 | 0 | 0 | number of must run units | 0 | 0 | 0 | 0 | 0 | 0 | 0 | 0 | 0 | 0 | 0 | 0 | [13 empty] | 8 | 27 | 15 |  |  |  | 0 | 0 |  | 0
[6 empty] | % of installed capacity | 0 | 0 | 0 | 0 | 0 | 0 | 0 | 0 | 0 | 0 | 0 | 0
| CCGT new | 0 | 0 | 0 | 0 | number of must run units | 0 | 0 | 0 | 0 | 0 | 0 | 0 | 0 | 0 | 0 | 0 | 0 | [13 empty] | 5 | 27 | 15 |  |  |  | 0 | 0 |  | 0
[6 empty] | % of installed capacity | 0 | 0 | 0 | 0 | 0 | 0 | 0 | 0 | 0 | 0 | 0 | 0
| CCGT CCS | 0 | 0 | 0 | 0 | number of must run units | 0 | 0 | 0 | 0 | 0 | 0 | 0 | 0 | 0 | 0 | 0 | 0 | [13 empty] | 5 | 27 | 15 |  |  |  | 0 | 0 |  | 0
[6 empty] | % of installed capacity | 0 | 0 | 0 | 0 | 0 | 0 | 0 | 0 | 0 | 0 | 0 | 0
| OCGT old | 0 | 0 | 0 | 0 | number of must run units | 0 | 0 | 0 | 0 | 0 | 0 | 0 | 0 | 0 | 0 | 0 | 0 | [13 empty] | 8 | 13 | 15 |  |  |  | 0 | 0 |  | 0
[6 empty] | % of installed capacity | 0 | 0 | 0 | 0 | 0 | 0 | 0 | 0 | 0 | 0 | 0 | 0
| OCGT new | 0 | 0 | 0 | 0 | number of must run units | 0 | 0 | 0 | 0 | 0 | 0 | 0 | 0 | 0 | 0 | 0 | 0 | [13 empty] | 5 | 13 | 15 |  |  |  | 0 | 0 |  | 0
[6 empty] | % of installed capacity | 0 | 0 | 0 | 0 | 0 | 0 | 0 | 0 | 0 | 0 | 0 | 0
Light oil |  | 0 | 0 | 0 | 0 | number of must run units | 0 | 0 | 0 | 0 | 0 | 0 | 0 | 0 | 0 | 0 | 0 | 0 | [13 empty] | 8 | 13 | 15 |  |  |  | 0 | 0 |  | 0
[6 empty] | % of installed capacity | 0 | 0 | 0 | 0 | 0 | 0 | 0 | 0 | 0 | 0 | 0 | 0
Heavy oil | old 1 | 0 | 0 | 0 | 0 | number of must run units | 0 | 0 | 0 | 0 | 0 | 0 | 0 | 0 | 0 | 0 | 0 | 0 | [13 empty] | 10 | 27 | 15 |  |  |  | 0 | 0 |  | 0
[6 empty] | % of installed capacity | 0 | 0 | 0 | 0 | 0 | 0 | 0 | 0 | 0 | 0 | 0 | 0
| old 2 | 0 | 0 | 0 | 0 | number of must run units | 0 | 0 | 0 | 0 | 0 | 0 | 0 | 0 | 0 | 0 | 0 | 0 | [13 empty] | 10 | 27 | 15 |  |  |  | 0 | 0 |  | 0
[6 empty] | % of installed capacity | 0 | 0 | 0 | 0 | 0 | 0 | 0 | 0 | 0 | 0 | 0 | 0
Oil shale | old | 0 | 0 | 0 | 0 | number of must run units | 0 | 0 | 0 | 0 | 0 | 0 | 0 | 0 | 0 | 0 | 0 | 0 | [13 empty] | 10 | 27 | 15 |  |  |  | 0 | 0 |  | 0
[6 empty] | % of installed capacity | 0 | 0 | 0 | 0 | 0 | 0 | 0 | 0 | 0 | 0 | 0 | 0
| new | 0 | 0 | 0 | 0 | number of must run units | 0 | 0 | 0 | 0 | 0 | 0 | 0 | 0 | 0 | 0 | 0 | 0 | [13 empty] | 7.5 | 27 | 15 |  |  |  | 0 | 0 |  | 0
[6 empty] | % of installed capacity | 0 | 0 | 0 | 0 | 0 | 0 | 0 | 0 | 0 | 0 | 0 | 0
Gas | CCGT present 1 | 2055 | 5 | 0 | 0 | number of must run units | 0 | 0 | 0 | 0 | 0 | 0 | 0 | 0 | 0 | 0 | 0 | 0 | [13 empty] | 5 | 27 | 15 | 40 | 2.4 | 3 | 0 | 0 | 0 | 5
[6 empty] | % of installed capacity | 0 | 0 | 0 | 0 | 0 | 0 | 0 | 0 | 0 | 0 | 0 | 0
| CCGT present 2 | 0 | 0 | 0 | 0 | number of must run units | 0 | 0 | 0 | 0 | 0 | 0 | 0 | 0 | 0 | 0 | 0 | 0 | [13 empty] | 5 | 27 | 15 |  |  |  | 0 | 0 |  | 0
[6 empty] | % of installed capacity | 0 | 0 | 0 | 0 | 0 | 0 | 0 | 0 | 0 | 0 | 0 | 0
Hydrogen | Fuel Cell | 0 | 0 | 0 | 0 | number of must run units | 0 | 0 | 0 | 0 | 0 | 0 | 0 | 0 | 0 | 0 | 0 | 0 | [13 empty] | 2.5 | 7 | 0 |  |  |  | 0 | 0 |  | 0
[6 empty] | % of installed capacity | 0 | 0 | 0 | 0 | 0 | 0 | 0 | 0 | 0 | 0 | 0 | 0
Hydrogen | CCGT | 0 | 0 | 0 | 0 | number of must run units | 0 | 0 | 0 | 0 | 0 | 0 | 0 | 0 | 0 | 0 | 0 | 0 | [13 empty] | 5 | 27 | 15 |  |  |  | 0 | 0 |  | 0
[6 empty] | % of installed capacity | 0 | 0 | 0 | 0 | 0 | 0 | 0 | 0 | 0 | 0 | 0 | 0
Hydrogen | OCGT | 0 | 0 | 0 | 0 | number of must run units | 0 | 0 | 0 | 0 | 0 | 0 | 0 | 0 | 0 | 0 | 0 | 0 | [13 empty] | 5 | 13 | 15 |  |  |  | 0 | 0 |  | 0
[6 empty] | % of installed capacity | 0 | 0 | 0 | 0 | 0 | 0 | 0 | 0 | 0 | 0 | 0 | 0

## Other Non-RES
ENTSO-E Market Modelling Database: Other non-RES
Country:
Market Node: | PT00
Year:
Climate year |  |  | N.B. use convention first January always Monday (2007 calendar year) --> see guidelines for further details
Scenario
|  | Price Band 1 | Price Band 2
| Installed capacity (MW) | 642
| Number of units | 90
| PEMMDB type(s) | OtherNon-RES/Gas/OCGT old
Purpose
| Avg. Market Offer Price (€/MWh) | 0
| Avg. Efficiency Ratio | 0.35
| Avg. CO2 em. factor (ton/MWh) | 162.8571
| Start climate year | 2035
| End climate year | 2035
Date | Hour | Available capacity (MW) | Available capacity (MW) | Available capacity (MW) | Available capacity (MW) | Available capacity (MW) | Available capacity (MW) | Available capacity (MW) | Available capacity (MW) | Available capacity (MW) | Available capacity (MW) | Available capacity (MW) | Available capacity (MW) | Available capacity (MW) | Available capacity (MW) | Available capacity (MW) | Available capacity (MW) | Available capacity (MW) | Available capacity (MW) | Available capacity (MW) | Available capacity (MW) | Available capacity (MW) | Available capacity (MW) | Available capacity (MW) | Available capacity (MW) | Available capacity (MW) | Available capacity (MW) | Available capacity (MW)
01.01. | 1 | 642
01.01. | 2 | 642
01.01. | 3 | 642
01.01. | 4 | 642
01.01. | 5 | 642
01.01. | 6 | 642
01.01. | 7 | 642
01.01. | 8 | 642
01.01. | 9 | 642
01.01. | 10 | 642
01.01. | 11 | 642
01.01. | 12 | 642
01.01. | 13 | 642
01.01. | 14 | 642
01.01. | 15 | 642
01.01. | 16 | 642
01.01. | 17 | 642
01.01. | 18 | 642
01.01. | 19 | 642
01.01. | 20 | 642
01.01. | 21 | 642
01.01. | 22 | 642
01.01. | 23 | 642
01.01. | 24 | 642
02.01. | 1 | 642
02.01. | 2 | 642
02.01. | 3 | 642
02.01. | 4 | 642
02.01. | 5 | 642
02.01. | 6 | 642
02.01. | 7 | 642
02.01. | 8 | 642
02.01. | 9 | 642
02.01. | 10 | 642
02.01. | 11 | 642
02.01. | 12 | 642
02.01. | 13 | 642
02.01. | 14 | 642
02.01. | 15 | 642
02.01. | 16 | 642
02.01. | 17 | 642
02.01. | 18 | 642
02.01. | 19 | 642
02.01. | 20 | 642
02.01. | 21 | 642
02.01. | 22 | 642
02.01. | 23 | 642
02.01. | 24 | 642
03.01. | 1 | 642
03.01. | 2 | 642
03.01. | 3 | 642
03.01. | 4 | 642
03.01. | 5 | 642
03.01. | 6 | 642
03.01. | 7 | 642
03.01. | 8 | 642
03.01. | 9 | 642
03.01. | 10 | 642
03.01. | 11 | 642
03.01. | 12 | 642
03.01. | 13 | 642
03.01. | 14 | 642
03.01. | 15 | 642
03.01. | 16 | 642
03.01. | 17 | 642
03.01. | 18 | 642
03.01. | 19 | 642
03.01. | 20 | 642
03.01. | 21 | 642
03.01. | 22 | 642
03.01. | 23 | 642
03.01. | 24 | 642
04.01. | 1 | 642
04.01. | 2 | 642
04.01. | 3 | 642
04.01. | 4 | 642
04.01. | 5 | 642
04.01. | 6 | 642
04.01. | 7 | 642
04.01. | 8 | 642
04.01. | 9 | 642
04.01. | 10 | 642
04.01. | 11 | 642
04.01. | 12 | 642
04.01. | 13 | 642
04.01. | 14 | 642
04.01. | 15 | 642
04.01. | 16 | 642
04.01. | 17 | 642
04.01. | 18 | 642
04.01. | 19 | 642
04.01. | 20 | 642
04.01. | 21 | 642
04.01. | 22 | 642
04.01. | 23 | 642
04.01. | 24 | 642
05.01. | 1 | 642
05.01. | 2 | 642
05.01. | 3 | 642
05.01. | 4 | 642
05.01. | 5 | 642
05.01. | 6 | 642
05.01. | 7 | 642
05.01. | 8 | 642
05.01. | 9 | 642
05.01. | 10 | 642
05.01. | 11 | 642
05.01. | 12 | 642
05.01. | 13 | 642
05.01. | 14 | 642
05.01. | 15 | 642
05.01. | 16 | 642
05.01. | 17 | 642
05.01. | 18 | 642
05.01. | 19 | 642
05.01. | 20 | 642
05.01. | 21 | 642
05.01. | 22 | 642
05.01. | 23 | 642
05.01. | 24 | 642
06.01. | 1 | 642
06.01. | 2 | 642
06.01. | 3 | 642
06.01. | 4 | 642
06.01. | 5 | 642
06.01. | 6 | 642
06.01. | 7 | 642
06.01. | 8 | 642
06.01. | 9 | 642
06.01. | 10 | 642
06.01. | 11 | 642
06.01. | 12 | 642
06.01. | 13 | 642
06.01. | 14 | 642
06.01. | 15 | 642
06.01. | 16 | 642
06.01. | 17 | 642
06.01. | 18 | 642
06.01. | 19 | 642
06.01. | 20 | 642
06.01. | 21 | 642
06.01. | 22 | 642
06.01. | 23 | 642
06.01. | 24 | 642
07.01. | 1 | 642
07.01. | 2 | 642
07.01. | 3 | 642
07.01. | 4 | 642
07.01. | 5 | 642
07.01. | 6 | 642
07.01. | 7 | 642
07.01. | 8 | 642
07.01. | 9 | 642
07.01. | 10 | 642
07.01. | 11 | 642
07.01. | 12 | 642
07.01. | 13 | 642
07.01. | 14 | 642
07.01. | 15 | 642
07.01. | 16 | 642
07.01. | 17 | 642
07.01. | 18 | 642
07.01. | 19 | 642
07.01. | 20 | 642
07.01. | 21 | 642
07.01. | 22 | 642
07.01. | 23 | 642
07.01. | 24 | 642
08.01. | 1 | 642
08.01. | 2 | 642
08.01. | 3 | 642
08.01. | 4 | 642
08.01. | 5 | 642
08.01. | 6 | 642
08.01. | 7 | 642
08.01. | 8 | 642
08.01. | 9 | 642
08.01. | 10 | 642
08.01. | 11 | 642
08.01. | 12 | 642
08.01. | 13 | 642
08.01. | 14 | 642
08.01. | 15 | 642
08.01. | 16 | 642
08.01. | 17 | 642
08.01. | 18 | 642
08.01. | 19 | 642
08.01. | 20 | 642
08.01. | 21 | 642
08.01. | 22 | 642
08.01. | 23 | 642
08.01. | 24 | 642
09.01. | 1 | 642
09.01. | 2 | 642
09.01. | 3 | 642
09.01. | 4 | 642
09.01. | 5 | 642
09.01. | 6 | 642
09.01. | 7 | 642
09.01. | 8 | 642
09.01. | 9 | 642
09.01. | 10 | 642
09.01. | 11 | 642
09.01. | 12 | 642
09.01. | 13 | 642
09.01. | 14 | 642
09.01. | 15 | 642
09.01. | 16 | 642
09.01. | 17 | 642
09.01. | 18 | 642
09.01. | 19 | 642
09.01. | 20 | 642
09.01. | 21 | 642
09.01. | 22 | 642
09.01. | 23 | 642
09.01. | 24 | 642
10.01. | 1 | 642
10.01. | 2 | 642
10.01. | 3 | 642
10.01. | 4 | 642
10.01. | 5 | 642
10.01. | 6 | 642
10.01. | 7 | 642
10.01. | 8 | 642
10.01. | 9 | 642
10.01. | 10 | 642
10.01. | 11 | 642
10.01. | 12 | 642
10.01. | 13 | 642
10.01. | 14 | 642
10.01. | 15 | 642
10.01. | 16 | 642
10.01. | 17 | 642
10.01. | 18 | 642
10.01. | 19 | 642
10.01. | 20 | 642
10.01. | 21 | 642
10.01. | 22 | 642
10.01. | 23 | 642
10.01. | 24 | 642
11.01. | 1 | 642
11.01. | 2 | 642
11.01. | 3 | 642
11.01. | 4 | 642
11.01. | 5 | 642
11.01. | 6 | 642
11.01. | 7 | 642
11.01. | 8 | 642
11.01. | 9 | 642
11.01. | 10 | 642
11.01. | 11 | 642
11.01. | 12 | 642
11.01. | 13 | 642
11.01. | 14 | 642
11.01. | 15 | 642
11.01. | 16 | 642
11.01. | 17 | 642
11.01. | 18 | 642
11.01. | 19 | 642
11.01. | 20 | 642
11.01. | 21 | 642
11.01. | 22 | 642
11.01. | 23 | 642
11.01. | 24 | 642
12.01. | 1 | 642
12.01. | 2 | 642
12.01. | 3 | 642
12.01. | 4 | 642
12.01. | 5 | 642
12.01. | 6 | 642
12.01. | 7 | 642
12.01. | 8 | 642
12.01. | 9 | 642
12.01. | 10 | 642
12.01. | 11 | 642
12.01. | 12 | 642
12.01. | 13 | 642
12.01. | 14 | 642
12.01. | 15 | 642
12.01. | 16 | 642
12.01. | 17 | 642
12.01. | 18 | 642
12.01. | 19 | 642
12.01. | 20 | 642
12.01. | 21 | 642
12.01. | 22 | 642
12.01. | 23 | 642
12.01. | 24 | 642
13.01. | 1 | 642
13.01. | 2 | 642
13.01. | 3 | 642
13.01. | 4 | 642
13.01. | 5 | 642
13.01. | 6 | 642
13.01. | 7 | 642
13.01. | 8 | 642
13.01. | 9 | 642
13.01. | 10 | 642
13.01. | 11 | 642
13.01. | 12 | 642
13.01. | 13 | 642
13.01. | 14 | 642
13.01. | 15 | 642
13.01. | 16 | 642
13.01. | 17 | 642
13.01. | 18 | 642
13.01. | 19 | 642
13.01. | 20 | 642
13.01. | 21 | 642
13.01. | 22 | 642
13.01. | 23 | 642
13.01. | 24 | 642
14.01. | 1 | 642
14.01. | 2 | 642
14.01. | 3 | 642
14.01. | 4 | 642
14.01. | 5 | 642
14.01. | 6 | 642
14.01. | 7 | 642
14.01. | 8 | 642
14.01. | 9 | 642
14.01. | 10 | 642
14.01. | 11 | 642
14.01. | 12 | 642
14.01. | 13 | 642
14.01. | 14 | 642
14.01. | 15 | 642
14.01. | 16 | 642
14.01. | 17 | 642
14.01. | 18 | 642
14.01. | 19 | 642
14.01. | 20 | 642
14.01. | 21 | 642
14.01. | 22 | 642
14.01. | 23 | 642
14.01. | 24 | 642
15.01. | 1 | 642
15.01. | 2 | 642
15.01. | 3 | 642
15.01. | 4 | 642
15.01. | 5 | 642
15.01. | 6 | 642
15.01. | 7 | 642
15.01. | 8 | 642
15.01. | 9 | 642
15.01. | 10 | 642
15.01. | 11 | 642
15.01. | 12 | 642
15.01. | 13 | 642
15.01. | 14 | 642
15.01. | 15 | 642
15.01. | 16 | 642
15.01. | 17 | 642
15.01. | 18 | 642
15.01. | 19 | 642
15.01. | 20 | 642
15.01. | 21 | 642
15.01. | 22 | 642
15.01. | 23 | 642
15.01. | 24 | 642
16.01. | 1 | 642
16.01. | 2 | 642
16.01. | 3 | 642
16.01. | 4 | 642
16.01. | 5 | 642
16.01. | 6 | 642
16.01. | 7 | 642
16.01. | 8 | 642
16.01. | 9 | 642
16.01. | 10 | 642
16.01. | 11 | 642
16.01. | 12 | 642
16.01. | 13 | 642
16.01. | 14 | 642
16.01. | 15 | 642
16.01. | 16 | 642
16.01. | 17 | 642
16.01. | 18 | 642
16.01. | 19 | 642
16.01. | 20 | 642
16.01. | 21 | 642
16.01. | 22 | 642
16.01. | 23 | 642
16.01. | 24 | 642
17.01. | 1 | 642
17.01. | 2 | 642
17.01. | 3 | 642
17.01. | 4 | 642
17.01. | 5 | 642
17.01. | 6 | 642
17.01. | 7 | 642
17.01. | 8 | 642
17.01. | 9 | 642
17.01. | 10 | 642
17.01. | 11 | 642
17.01. | 12 | 642
17.01. | 13 | 642
17.01. | 14 | 642
17.01. | 15 | 642
17.01. | 16 | 642
17.01. | 17 | 642
17.01. | 18 | 642
17.01. | 19 | 642
17.01. | 20 | 642
17.01. | 21 | 642
17.01. | 22 | 642
17.01. | 23 | 642
17.01. | 24 | 642
18.01. | 1 | 642
18.01. | 2 | 642
18.01. | 3 | 642
18.01. | 4 | 642
18.01. | 5 | 642
18.01. | 6 | 642
18.01. | 7 | 642
18.01. | 8 | 642
18.01. | 9 | 642
18.01. | 10 | 642
18.01. | 11 | 642
18.01. | 12 | 642
18.01. | 13 | 642
18.01. | 14 | 642
18.01. | 15 | 642
18.01. | 16 | 642
18.01. | 17 | 642
18.01. | 18 | 642
18.01. | 19 | 642
18.01. | 20 | 642
18.01. | 21 | 642
18.01. | 22 | 642
18.01. | 23 | 642
18.01. | 24 | 642
19.01. | 1 | 642
19.01. | 2 | 642
19.01. | 3 | 642
19.01. | 4 | 642
19.01. | 5 | 642
19.01. | 6 | 642
19.01. | 7 | 642
19.01. | 8 | 642
19.01. | 9 | 642
19.01. | 10 | 642
19.01. | 11 | 642
19.01. | 12 | 642
19.01. | 13 | 642
19.01. | 14 | 642
19.01. | 15 | 642
19.01. | 16 | 642
19.01. | 17 | 642
19.01. | 18 | 642
19.01. | 19 | 642
19.01. | 20 | 642
19.01. | 21 | 642
19.01. | 22 | 642
19.01. | 23 | 642
19.01. | 24 | 642
20.01. | 1 | 642
20.01. | 2 | 642
20.01. | 3 | 642
20.01. | 4 | 642
20.01. | 5 | 642
20.01. | 6 | 642
20.01. | 7 | 642
20.01. | 8 | 642
20.01. | 9 | 642
20.01. | 10 | 642
20.01. | 11 | 642
20.01. | 12 | 642
20.01. | 13 | 642
20.01. | 14 | 642
20.01. | 15 | 642
20.01. | 16 | 642
20.01. | 17 | 642
20.01. | 18 | 642
20.01. | 19 | 642
20.01. | 20 | 642
20.01. | 21 | 642
20.01. | 22 | 642
20.01. | 23 | 642
20.01. | 24 | 642
21.01. | 1 | 642
21.01. | 2 | 642
21.01. | 3 | 642
21.01. | 4 | 642
21.01. | 5 | 642
21.01. | 6 | 642
21.01. | 7 | 642
21.01. | 8 | 642
21.01. | 9 | 642
21.01. | 10 | 642
21.01. | 11 | 642
21.01. | 12 | 642
21.01. | 13 | 642
21.01. | 14 | 642
21.01. | 15 | 642
21.01. | 16 | 642
21.01. | 17 | 642
21.01. | 18 | 642
21.01. | 19 | 642
21.01. | 20 | 642
21.01. | 21 | 642
21.01. | 22 | 642
21.01. | 23 | 642
21.01. | 24 | 642
22.01. | 1 | 642
22.01. | 2 | 642
22.01. | 3 | 642
22.01. | 4 | 642
22.01. | 5 | 642
22.01. | 6 | 642
22.01. | 7 | 642
22.01. | 8 | 642
22.01. | 9 | 642
22.01. | 10 | 642
22.01. | 11 | 642
22.01. | 12 | 642
22.01. | 13 | 642
22.01. | 14 | 642
22.01. | 15 | 642
22.01. | 16 | 642
22.01. | 17 | 642
22.01. | 18 | 642
22.01. | 19 | 642
22.01. | 20 | 642
22.01. | 21 | 642
22.01. | 22 | 642
22.01. | 23 | 642
22.01. | 24 | 642
23.01. | 1 | 642
23.01. | 2 | 642
23.01. | 3 | 642
23.01. | 4 | 642
23.01. | 5 | 642
23.01. | 6 | 642
23.01. | 7 | 642
23.01. | 8 | 642
23.01. | 9 | 642
23.01. | 10 | 642
23.01. | 11 | 642
23.01. | 12 | 642
23.01. | 13 | 642
23.01. | 14 | 642
23.01. | 15 | 642
23.01. | 16 | 642
23.01. | 17 | 642
23.01. | 18 | 642
23.01. | 19 | 642
23.01. | 20 | 642
23.01. | 21 | 642
23.01. | 22 | 642
23.01. | 23 | 642
23.01. | 24 | 642
24.01. | 1 | 642
24.01. | 2 | 642
24.01. | 3 | 642
24.01. | 4 | 642
24.01. | 5 | 642
24.01. | 6 | 642
24.01. | 7 | 642
24.01. | 8 | 642
24.01. | 9 | 642
24.01. | 10 | 642
24.01. | 11 | 642
24.01. | 12 | 642
24.01. | 13 | 642
24.01. | 14 | 642
24.01. | 15 | 642
24.01. | 16 | 642
24.01. | 17 | 642
24.01. | 18 | 642
24.01. | 19 | 642
24.01. | 20 | 642
24.01. | 21 | 642
24.01. | 22 | 642
24.01. | 23 | 642
24.01. | 24 | 642
25.01. | 1 | 642
25.01. | 2 | 642
25.01. | 3 | 642
25.01. | 4 | 642
25.01. | 5 | 642
25.01. | 6 | 642
25.01. | 7 | 642
25.01. | 8 | 642
25.01. | 9 | 642
25.01. | 10 | 642
25.01. | 11 | 642
25.01. | 12 | 642
25.01. | 13 | 642
25.01. | 14 | 642
25.01. | 15 | 642
25.01. | 16 | 642
25.01. | 17 | 642
25.01. | 18 | 642
25.01. | 19 | 642
25.01. | 20 | 642
25.01. | 21 | 642
25.01. | 22 | 642
25.01. | 23 | 642
25.01. | 24 | 642
26.01. | 1 | 642
26.01. | 2 | 642
26.01. | 3 | 642
26.01. | 4 | 642
26.01. | 5 | 642
26.01. | 6 | 642
26.01. | 7 | 642
26.01. | 8 | 642
26.01. | 9 | 642
26.01. | 10 | 642
26.01. | 11 | 642
26.01. | 12 | 642
26.01. | 13 | 642
26.01. | 14 | 642
26.01. | 15 | 642
26.01. | 16 | 642
26.01. | 17 | 642
26.01. | 18 | 642
26.01. | 19 | 642
26.01. | 20 | 642
26.01. | 21 | 642
26.01. | 22 | 642
26.01. | 23 | 642
26.01. | 24 | 642
27.01. | 1 | 642
27.01. | 2 | 642
27.01. | 3 | 642
27.01. | 4 | 642
27.01. | 5 | 642
27.01. | 6 | 642
27.01. | 7 | 642
27.01. | 8 | 642
27.01. | 9 | 642
27.01. | 10 | 642
27.01. | 11 | 642
27.01. | 12 | 642
27.01. | 13 | 642
27.01. | 14 | 642
27.01. | 15 | 642
27.01. | 16 | 642
27.01. | 17 | 642
27.01. | 18 | 642
27.01. | 19 | 642
27.01. | 20 | 642
27.01. | 21 | 642
27.01. | 22 | 642
27.01. | 23 | 642
27.01. | 24 | 642
28.01. | 1 | 642
28.01. | 2 | 642
28.01. | 3 | 642
28.01. | 4 | 642
28.01. | 5 | 642
28.01. | 6 | 642
28.01. | 7 | 642
28.01. | 8 | 642
28.01. | 9 | 642
28.01. | 10 | 642
28.01. | 11 | 642
28.01. | 12 | 642
28.01. | 13 | 642
28.01. | 14 | 642
28.01. | 15 | 642
28.01. | 16 | 642
28.01. | 17 | 642
28.01. | 18 | 642
28.01. | 19 | 642
28.01. | 20 | 642
28.01. | 21 | 642
28.01. | 22 | 642
28.01. | 23 | 642
28.01. | 24 | 642
29.01. | 1 | 642
29.01. | 2 | 642
29.01. | 3 | 642
29.01. | 4 | 642
29.01. | 5 | 642
29.01. | 6 | 642
29.01. | 7 | 642
29.01. | 8 | 642
29.01. | 9 | 642
29.01. | 10 | 642
29.01. | 11 | 642
29.01. | 12 | 642
29.01. | 13 | 642
29.01. | 14 | 642
29.01. | 15 | 642
29.01. | 16 | 642
29.01. | 17 | 642
29.01. | 18 | 642
29.01. | 19 | 642
29.01. | 20 | 642
29.01. | 21 | 642
29.01. | 22 | 642
29.01. | 23 | 642
29.01. | 24 | 642
30.01. | 1 | 642
30.01. | 2 | 642
30.01. | 3 | 642
30.01. | 4 | 642
30.01. | 5 | 642
30.01. | 6 | 642
30.01. | 7 | 642
30.01. | 8 | 642
30.01. | 9 | 642
30.01. | 10 | 642
30.01. | 11 | 642
30.01. | 12 | 642
30.01. | 13 | 642
30.01. | 14 | 642
30.01. | 15 | 642
30.01. | 16 | 642
30.01. | 17 | 642
30.01. | 18 | 642
30.01. | 19 | 642
30.01. | 20 | 642
30.01. | 21 | 642
30.01. | 22 | 642
30.01. | 23 | 642
30.01. | 24 | 642
31.01. | 1 | 642
31.01. | 2 | 642
31.01. | 3 | 642
31.01. | 4 | 642
31.01. | 5 | 642
31.01. | 6 | 642
31.01. | 7 | 642
31.01. | 8 | 642
31.01. | 9 | 642
31.01. | 10 | 642
31.01. | 11 | 642
31.01. | 12 | 642
31.01. | 13 | 642
31.01. | 14 | 642
31.01. | 15 | 642
31.01. | 16 | 642
31.01. | 17 | 642
31.01. | 18 | 642
31.01. | 19 | 642
31.01. | 20 | 642
31.01. | 21 | 642
31.01. | 22 | 642
31.01. | 23 | 642
31.01. | 24 | 642
01.02. | 1 | 642
01.02. | 2 | 642
01.02. | 3 | 642
01.02. | 4 | 642
01.02. | 5 | 642
01.02. | 6 | 642
01.02. | 7 | 642
01.02. | 8 | 642
01.02. | 9 | 642
01.02. | 10 | 642
01.02. | 11 | 642
01.02. | 12 | 642
01.02. | 13 | 642
01.02. | 14 | 642
01.02. | 15 | 642
01.02. | 16 | 642
01.02. | 17 | 642
01.02. | 18 | 642
01.02. | 19 | 642
01.02. | 20 | 642
01.02. | 21 | 642
01.02. | 22 | 642
01.02. | 23 | 642
01.02. | 24 | 642
02.02. | 1 | 642
02.02. | 2 | 642
02.02. | 3 | 642
02.02. | 4 | 642
02.02. | 5 | 642
02.02. | 6 | 642
02.02. | 7 | 642
02.02. | 8 | 642
02.02. | 9 | 642
02.02. | 10 | 642
02.02. | 11 | 642
02.02. | 12 | 642
02.02. | 13 | 642
02.02. | 14 | 642
02.02. | 15 | 642
02.02. | 16 | 642
02.02. | 17 | 642
02.02. | 18 | 642
02.02. | 19 | 642
02.02. | 20 | 642
02.02. | 21 | 642
02.02. | 22 | 642
02.02. | 23 | 642
02.02. | 24 | 642
03.02. | 1 | 642
03.02. | 2 | 642
03.02. | 3 | 642
03.02. | 4 | 642
03.02. | 5 | 642
03.02. | 6 | 642
03.02. | 7 | 642
03.02. | 8 | 642
03.02. | 9 | 642
03.02. | 10 | 642
03.02. | 11 | 642
03.02. | 12 | 642
03.02. | 13 | 642
03.02. | 14 | 642
03.02. | 15 | 642
03.02. | 16 | 642
03.02. | 17 | 642
03.02. | 18 | 642
03.02. | 19 | 642
03.02. | 20 | 642
03.02. | 21 | 642
03.02. | 22 | 642
03.02. | 23 | 642
03.02. | 24 | 642
04.02. | 1 | 642
04.02. | 2 | 642
04.02. | 3 | 642
04.02. | 4 | 642
04.02. | 5 | 642
04.02. | 6 | 642
04.02. | 7 | 642
04.02. | 8 | 642
04.02. | 9 | 642
04.02. | 10 | 642
04.02. | 11 | 642
04.02. | 12 | 642
04.02. | 13 | 642
04.02. | 14 | 642
04.02. | 15 | 642
04.02. | 16 | 642
04.02. | 17 | 642
04.02. | 18 | 642
04.02. | 19 | 642
04.02. | 20 | 642
04.02. | 21 | 642
04.02. | 22 | 642
04.02. | 23 | 642
04.02. | 24 | 642
05.02. | 1 | 642
05.02. | 2 | 642
05.02. | 3 | 642
05.02. | 4 | 642
05.02. | 5 | 642
05.02. | 6 | 642
05.02. | 7 | 642
05.02. | 8 | 642
05.02. | 9 | 642
05.02. | 10 | 642
05.02. | 11 | 642
05.02. | 12 | 642
05.02. | 13 | 642
05.02. | 14 | 642
05.02. | 15 | 642
05.02. | 16 | 642
05.02. | 17 | 642
05.02. | 18 | 642
05.02. | 19 | 642
05.02. | 20 | 642
05.02. | 21 | 642
05.02. | 22 | 642
05.02. | 23 | 642
05.02. | 24 | 642
06.02. | 1 | 642
06.02. | 2 | 642
06.02. | 3 | 642
06.02. | 4 | 642
06.02. | 5 | 642
06.02. | 6 | 642
06.02. | 7 | 642
06.02. | 8 | 642
06.02. | 9 | 642
06.02. | 10 | 642
06.02. | 11 | 642
06.02. | 12 | 642
06.02. | 13 | 642
06.02. | 14 | 642
06.02. | 15 | 642
06.02. | 16 | 642
06.02. | 17 | 642
06.02. | 18 | 642
06.02. | 19 | 642
06.02. | 20 | 642
06.02. | 21 | 642
06.02. | 22 | 642
06.02. | 23 | 642
06.02. | 24 | 642
07.02. | 1 | 642
07.02. | 2 | 642
07.02. | 3 | 642
07.02. | 4 | 642
07.02. | 5 | 642
07.02. | 6 | 642
07.02. | 7 | 642
07.02. | 8 | 642
07.02. | 9 | 642
07.02. | 10 | 642
07.02. | 11 | 642
07.02. | 12 | 642
07.02. | 13 | 642
07.02. | 14 | 642
07.02. | 15 | 642
07.02. | 16 | 642
07.02. | 17 | 642
07.02. | 18 | 642
07.02. | 19 | 642
07.02. | 20 | 642
07.02. | 21 | 642
07.02. | 22 | 642
07.02. | 23 | 642
07.02. | 24 | 642
08.02. | 1 | 642
08.02. | 2 | 642
08.02. | 3 | 642
08.02. | 4 | 642
08.02. | 5 | 642
08.02. | 6 | 642
08.02. | 7 | 642
08.02. | 8 | 642
08.02. | 9 | 642
08.02. | 10 | 642
08.02. | 11 | 642
08.02. | 12 | 642
08.02. | 13 | 642
08.02. | 14 | 642
08.02. | 15 | 642
08.02. | 16 | 642
08.02. | 17 | 642
08.02. | 18 | 642
08.02. | 19 | 642
08.02. | 20 | 642
08.02. | 21 | 642
08.02. | 22 | 642
08.02. | 23 | 642
08.02. | 24 | 642
09.02. | 1 | 642
09.02. | 2 | 642
09.02. | 3 | 642
09.02. | 4 | 642
09.02. | 5 | 642
09.02. | 6 | 642
09.02. | 7 | 642
09.02. | 8 | 642
09.02. | 9 | 642
09.02. | 10 | 642
09.02. | 11 | 642
09.02. | 12 | 642
09.02. | 13 | 642
09.02. | 14 | 642
09.02. | 15 | 642
09.02. | 16 | 642
09.02. | 17 | 642
09.02. | 18 | 642
09.02. | 19 | 642
09.02. | 20 | 642
09.02. | 21 | 642
09.02. | 22 | 642
09.02. | 23 | 642
09.02. | 24 | 642
10.02. | 1 | 642
10.02. | 2 | 642
10.02. | 3 | 642
10.02. | 4 | 642
10.02. | 5 | 642
10.02. | 6 | 642
10.02. | 7 | 642
10.02. | 8 | 642
10.02. | 9 | 642
10.02. | 10 | 642
10.02. | 11 | 642
10.02. | 12 | 642
10.02. | 13 | 642
10.02. | 14 | 642
10.02. | 15 | 642
10.02. | 16 | 642
10.02. | 17 | 642
10.02. | 18 | 642
10.02. | 19 | 642
10.02. | 20 | 642
10.02. | 21 | 642
10.02. | 22 | 642
10.02. | 23 | 642
10.02. | 24 | 642
11.02. | 1 | 642
11.02. | 2 | 642
11.02. | 3 | 642
11.02. | 4 | 642
11.02. | 5 | 642
11.02. | 6 | 642
11.02. | 7 | 642
11.02. | 8 | 642
11.02. | 9 | 642
11.02. | 10 | 642
11.02. | 11 | 642
11.02. | 12 | 642
11.02. | 13 | 642
11.02. | 14 | 642
11.02. | 15 | 642
11.02. | 16 | 642
11.02. | 17 | 642
11.02. | 18 | 642
11.02. | 19 | 642
11.02. | 20 | 642
11.02. | 21 | 642
11.02. | 22 | 642
11.02. | 23 | 642
11.02. | 24 | 642
12.02. | 1 | 642
12.02. | 2 | 642
12.02. | 3 | 642
12.02. | 4 | 642
12.02. | 5 | 642
12.02. | 6 | 642
12.02. | 7 | 642
12.02. | 8 | 642
12.02. | 9 | 642
12.02. | 10 | 642
12.02. | 11 | 642
12.02. | 12 | 642
12.02. | 13 | 642
12.02. | 14 | 642
12.02. | 15 | 642
12.02. | 16 | 642
12.02. | 17 | 642
12.02. | 18 | 642
12.02. | 19 | 642
12.02. | 20 | 642
12.02. | 21 | 642
12.02. | 22 | 642
12.02. | 23 | 642
12.02. | 24 | 642
13.02. | 1 | 642
13.02. | 2 | 642
13.02. | 3 | 642
13.02. | 4 | 642
13.02. | 5 | 642
13.02. | 6 | 642
13.02. | 7 | 642
13.02. | 8 | 642
13.02. | 9 | 642
13.02. | 10 | 642
13.02. | 11 | 642
13.02. | 12 | 642
13.02. | 13 | 642
13.02. | 14 | 642
13.02. | 15 | 642
13.02. | 16 | 642
13.02. | 17 | 642
13.02. | 18 | 642
13.02. | 19 | 642
13.02. | 20 | 642
13.02. | 21 | 642
13.02. | 22 | 642
13.02. | 23 | 642
13.02. | 24 | 642
14.02. | 1 | 642
14.02. | 2 | 642
14.02. | 3 | 642
14.02. | 4 | 642
14.02. | 5 | 642
14.02. | 6 | 642
14.02. | 7 | 642
14.02. | 8 | 642
14.02. | 9 | 642
14.02. | 10 | 642
14.02. | 11 | 642
14.02. | 12 | 642
14.02. | 13 | 642
14.02. | 14 | 642
14.02. | 15 | 642
14.02. | 16 | 642
14.02. | 17 | 642
14.02. | 18 | 642
14.02. | 19 | 642
14.02. | 20 | 642
14.02. | 21 | 642
14.02. | 22 | 642
14.02. | 23 | 642
14.02. | 24 | 642
15.02. | 1 | 642
15.02. | 2 | 642
15.02. | 3 | 642
15.02. | 4 | 642
15.02. | 5 | 642
15.02. | 6 | 642
15.02. | 7 | 642
15.02. | 8 | 642
15.02. | 9 | 642
15.02. | 10 | 642
15.02. | 11 | 642
15.02. | 12 | 642
15.02. | 13 | 642
15.02. | 14 | 642
15.02. | 15 | 642
15.02. | 16 | 642
15.02. | 17 | 642
15.02. | 18 | 642
15.02. | 19 | 642
15.02. | 20 | 642
15.02. | 21 | 642
15.02. | 22 | 642
15.02. | 23 | 642
15.02. | 24 | 642
16.02. | 1 | 642
16.02. | 2 | 642
16.02. | 3 | 642
16.02. | 4 | 642
16.02. | 5 | 642
16.02. | 6 | 642
16.02. | 7 | 642
16.02. | 8 | 642
16.02. | 9 | 642
16.02. | 10 | 642
16.02. | 11 | 642
16.02. | 12 | 642
16.02. | 13 | 642
16.02. | 14 | 642
16.02. | 15 | 642
16.02. | 16 | 642
16.02. | 17 | 642
16.02. | 18 | 642
16.02. | 19 | 642
16.02. | 20 | 642
16.02. | 21 | 642
16.02. | 22 | 642
16.02. | 23 | 642
16.02. | 24 | 642
17.02. | 1 | 642
17.02. | 2 | 642
17.02. | 3 | 642
17.02. | 4 | 642
17.02. | 5 | 642
17.02. | 6 | 642
17.02. | 7 | 642
17.02. | 8 | 642
17.02. | 9 | 642
17.02. | 10 | 642
17.02. | 11 | 642
17.02. | 12 | 642
17.02. | 13 | 642
17.02. | 14 | 642
17.02. | 15 | 642
17.02. | 16 | 642
17.02. | 17 | 642
17.02. | 18 | 642
17.02. | 19 | 642
17.02. | 20 | 642
17.02. | 21 | 642
17.02. | 22 | 642
17.02. | 23 | 642
17.02. | 24 | 642
18.02. | 1 | 642
18.02. | 2 | 642
18.02. | 3 | 642
18.02. | 4 | 642
18.02. | 5 | 642
18.02. | 6 | 642
18.02. | 7 | 642
18.02. | 8 | 642
18.02. | 9 | 642
18.02. | 10 | 642
18.02. | 11 | 642
18.02. | 12 | 642
18.02. | 13 | 642
18.02. | 14 | 642
18.02. | 15 | 642
18.02. | 16 | 642
18.02. | 17 | 642
18.02. | 18 | 642
18.02. | 19 | 642
18.02. | 20 | 642
18.02. | 21 | 642
18.02. | 22 | 642
18.02. | 23 | 642
18.02. | 24 | 642
19.02. | 1 | 642
19.02. | 2 | 642
19.02. | 3 | 642
19.02. | 4 | 642
19.02. | 5 | 642
19.02. | 6 | 642
19.02. | 7 | 642
19.02. | 8 | 642
19.02. | 9 | 642
19.02. | 10 | 642
19.02. | 11 | 642
19.02. | 12 | 642
19.02. | 13 | 642
19.02. | 14 | 642
19.02. | 15 | 642
19.02. | 16 | 642
19.02. | 17 | 642
19.02. | 18 | 642
19.02. | 19 | 642
19.02. | 20 | 642
19.02. | 21 | 642
19.02. | 22 | 642
19.02. | 23 | 642
19.02. | 24 | 642
20.02. | 1 | 642
20.02. | 2 | 642
20.02. | 3 | 642
20.02. | 4 | 642
20.02. | 5 | 642
20.02. | 6 | 642
20.02. | 7 | 642
20.02. | 8 | 642
20.02. | 9 | 642
20.02. | 10 | 642
20.02. | 11 | 642
20.02. | 12 | 642
20.02. | 13 | 642
20.02. | 14 | 642
20.02. | 15 | 642
20.02. | 16 | 642
20.02. | 17 | 642
20.02. | 18 | 642
20.02. | 19 | 642
20.02. | 20 | 642
20.02. | 21 | 642
20.02. | 22 | 642
20.02. | 23 | 642
20.02. | 24 | 642
21.02. | 1 | 642
21.02. | 2 | 642
21.02. | 3 | 642
21.02. | 4 | 642
21.02. | 5 | 642
21.02. | 6 | 642
21.02. | 7 | 642
21.02. | 8 | 642
21.02. | 9 | 642
21.02. | 10 | 642
21.02. | 11 | 642
21.02. | 12 | 642
21.02. | 13 | 642
21.02. | 14 | 642
21.02. | 15 | 642
21.02. | 16 | 642
21.02. | 17 | 642
21.02. | 18 | 642
21.02. | 19 | 642
21.02. | 20 | 642
21.02. | 21 | 642
21.02. | 22 | 642
21.02. | 23 | 642
21.02. | 24 | 642
22.02. | 1 | 642
22.02. | 2 | 642
22.02. | 3 | 642
22.02. | 4 | 642
22.02. | 5 | 642
22.02. | 6 | 642
22.02. | 7 | 642
22.02. | 8 | 642
22.02. | 9 | 642
22.02. | 10 | 642
22.02. | 11 | 642
22.02. | 12 | 642
22.02. | 13 | 642
22.02. | 14 | 642
22.02. | 15 | 642
22.02. | 16 | 642
22.02. | 17 | 642
22.02. | 18 | 642
22.02. | 19 | 642
22.02. | 20 | 642
22.02. | 21 | 642
22.02. | 22 | 642
22.02. | 23 | 642
22.02. | 24 | 642
23.02. | 1 | 642
23.02. | 2 | 642
23.02. | 3 | 642
23.02. | 4 | 642
23.02. | 5 | 642
23.02. | 6 | 642
23.02. | 7 | 642
23.02. | 8 | 642
23.02. | 9 | 642
23.02. | 10 | 642
23.02. | 11 | 642
23.02. | 12 | 642
23.02. | 13 | 642
23.02. | 14 | 642
23.02. | 15 | 642
23.02. | 16 | 642
23.02. | 17 | 642
23.02. | 18 | 642
23.02. | 19 | 642
23.02. | 20 | 642
23.02. | 21 | 642
23.02. | 22 | 642
23.02. | 23 | 642
23.02. | 24 | 642
24.02. | 1 | 642
24.02. | 2 | 642
24.02. | 3 | 642
24.02. | 4 | 642
24.02. | 5 | 642
24.02. | 6 | 642
24.02. | 7 | 642
24.02. | 8 | 642
24.02. | 9 | 642
24.02. | 10 | 642
24.02. | 11 | 642
24.02. | 12 | 642
24.02. | 13 | 642
24.02. | 14 | 642
24.02. | 15 | 642
24.02. | 16 | 642
24.02. | 17 | 642
24.02. | 18 | 642
24.02. | 19 | 642
24.02. | 20 | 642
24.02. | 21 | 642
24.02. | 22 | 642
24.02. | 23 | 642
24.02. | 24 | 642
25.02. | 1 | 642
25.02. | 2 | 642
25.02. | 3 | 642
25.02. | 4 | 642
25.02. | 5 | 642
25.02. | 6 | 642
25.02. | 7 | 642
25.02. | 8 | 642
25.02. | 9 | 642
25.02. | 10 | 642
25.02. | 11 | 642
25.02. | 12 | 642
25.02. | 13 | 642
25.02. | 14 | 642
25.02. | 15 | 642
25.02. | 16 | 642
25.02. | 17 | 642
25.02. | 18 | 642
25.02. | 19 | 642
25.02. | 20 | 642
25.02. | 21 | 642
25.02. | 22 | 642
25.02. | 23 | 642
25.02. | 24 | 642
26.02. | 1 | 642
26.02. | 2 | 642
26.02. | 3 | 642
26.02. | 4 | 642
26.02. | 5 | 642
26.02. | 6 | 642
26.02. | 7 | 642
26.02. | 8 | 642
26.02. | 9 | 642
26.02. | 10 | 642
26.02. | 11 | 642
26.02. | 12 | 642
26.02. | 13 | 642
26.02. | 14 | 642
26.02. | 15 | 642
26.02. | 16 | 642
26.02. | 17 | 642
26.02. | 18 | 642
26.02. | 19 | 642
26.02. | 20 | 642
26.02. | 21 | 642
26.02. | 22 | 642
26.02. | 23 | 642
26.02. | 24 | 642
27.02. | 1 | 642
27.02. | 2 | 642
27.02. | 3 | 642
27.02. | 4 | 642
27.02. | 5 | 642
27.02. | 6 | 642
27.02. | 7 | 642
27.02. | 8 | 642
27.02. | 9 | 642
27.02. | 10 | 642
27.02. | 11 | 642
27.02. | 12 | 642
27.02. | 13 | 642
27.02. | 14 | 642
27.02. | 15 | 642
27.02. | 16 | 642
27.02. | 17 | 642
27.02. | 18 | 642
27.02. | 19 | 642
27.02. | 20 | 642
27.02. | 21 | 642
27.02. | 22 | 642
27.02. | 23 | 642
27.02. | 24 | 642
28.02. | 1 | 642
28.02. | 2 | 642
28.02. | 3 | 642
28.02. | 4 | 642
28.02. | 5 | 642
28.02. | 6 | 642
28.02. | 7 | 642
28.02. | 8 | 642
28.02. | 9 | 642
28.02. | 10 | 642
28.02. | 11 | 642
28.02. | 12 | 642
28.02. | 13 | 642
28.02. | 14 | 642
28.02. | 15 | 642
28.02. | 16 | 642
28.02. | 17 | 642
28.02. | 18 | 642
28.02. | 19 | 642
28.02. | 20 | 642
28.02. | 21 | 642
28.02. | 22 | 642
28.02. | 23 | 642
28.02. | 24 | 642
01.03. | 1 | 642
01.03. | 2 | 642
01.03. | 3 | 642
01.03. | 4 | 642
01.03. | 5 | 642
01.03. | 6 | 642
01.03. | 7 | 642
01.03. | 8 | 642
01.03. | 9 | 642
01.03. | 10 | 642
01.03. | 11 | 642
01.03. | 12 | 642
01.03. | 13 | 642
01.03. | 14 | 642
01.03. | 15 | 642
01.03. | 16 | 642
01.03. | 17 | 642
01.03. | 18 | 642
01.03. | 19 | 642
01.03. | 20 | 642
01.03. | 21 | 642
01.03. | 22 | 642
01.03. | 23 | 642
01.03. | 24 | 642
02.03. | 1 | 642
02.03. | 2 | 642
02.03. | 3 | 642
02.03. | 4 | 642
02.03. | 5 | 642
02.03. | 6 | 642
02.03. | 7 | 642
02.03. | 8 | 642
02.03. | 9 | 642
02.03. | 10 | 642
02.03. | 11 | 642
02.03. | 12 | 642
02.03. | 13 | 642
02.03. | 14 | 642
02.03. | 15 | 642
02.03. | 16 | 642
02.03. | 17 | 642
02.03. | 18 | 642
02.03. | 19 | 642
02.03. | 20 | 642
02.03. | 21 | 642
02.03. | 22 | 642
02.03. | 23 | 642
02.03. | 24 | 642
03.03. | 1 | 642
03.03. | 2 | 642
03.03. | 3 | 642
03.03. | 4 | 642
03.03. | 5 | 642
03.03. | 6 | 642
03.03. | 7 | 642
03.03. | 8 | 642
03.03. | 9 | 642
03.03. | 10 | 642
03.03. | 11 | 642
03.03. | 12 | 642
03.03. | 13 | 642
03.03. | 14 | 642
03.03. | 15 | 642
03.03. | 16 | 642
03.03. | 17 | 642
03.03. | 18 | 642
03.03. | 19 | 642
03.03. | 20 | 642
03.03. | 21 | 642
03.03. | 22 | 642
03.03. | 23 | 642
03.03. | 24 | 642
04.03. | 1 | 642
04.03. | 2 | 642
04.03. | 3 | 642
04.03. | 4 | 642
04.03. | 5 | 642
04.03. | 6 | 642
04.03. | 7 | 642
04.03. | 8 | 642
04.03. | 9 | 642
04.03. | 10 | 642
04.03. | 11 | 642
04.03. | 12 | 642
04.03. | 13 | 642
04.03. | 14 | 642
04.03. | 15 | 642
04.03. | 16 | 642
04.03. | 17 | 642
04.03. | 18 | 642
04.03. | 19 | 642
04.03. | 20 | 642
04.03. | 21 | 642
04.03. | 22 | 642
04.03. | 23 | 642
04.03. | 24 | 642
05.03. | 1 | 642
05.03. | 2 | 642
05.03. | 3 | 642
05.03. | 4 | 642
05.03. | 5 | 642
05.03. | 6 | 642
05.03. | 7 | 642
05.03. | 8 | 642
05.03. | 9 | 642
05.03. | 10 | 642
05.03. | 11 | 642
05.03. | 12 | 642
05.03. | 13 | 642
05.03. | 14 | 642
05.03. | 15 | 642
05.03. | 16 | 642
05.03. | 17 | 642
05.03. | 18 | 642
05.03. | 19 | 642
05.03. | 20 | 642
05.03. | 21 | 642
05.03. | 22 | 642
05.03. | 23 | 642
05.03. | 24 | 642
06.03. | 1 | 642
06.03. | 2 | 642
06.03. | 3 | 642
06.03. | 4 | 642
06.03. | 5 | 642
06.03. | 6 | 642
06.03. | 7 | 642
06.03. | 8 | 642
06.03. | 9 | 642
06.03. | 10 | 642
06.03. | 11 | 642
06.03. | 12 | 642
06.03. | 13 | 642
06.03. | 14 | 642
06.03. | 15 | 642
06.03. | 16 | 642
06.03. | 17 | 642
06.03. | 18 | 642
06.03. | 19 | 642
06.03. | 20 | 642
06.03. | 21 | 642
06.03. | 22 | 642
06.03. | 23 | 642
06.03. | 24 | 642
07.03. | 1 | 642
07.03. | 2 | 642
07.03. | 3 | 642
07.03. | 4 | 642
07.03. | 5 | 642
07.03. | 6 | 642
07.03. | 7 | 642
07.03. | 8 | 642
07.03. | 9 | 642
07.03. | 10 | 642
07.03. | 11 | 642
07.03. | 12 | 642
07.03. | 13 | 642
07.03. | 14 | 642
07.03. | 15 | 642
07.03. | 16 | 642
07.03. | 17 | 642
07.03. | 18 | 642
07.03. | 19 | 642
07.03. | 20 | 642
07.03. | 21 | 642
07.03. | 22 | 642
07.03. | 23 | 642
07.03. | 24 | 642
08.03. | 1 | 642
08.03. | 2 | 642
08.03. | 3 | 642
08.03. | 4 | 642
08.03. | 5 | 642
08.03. | 6 | 642
08.03. | 7 | 642
08.03. | 8 | 642
08.03. | 9 | 642
08.03. | 10 | 642
08.03. | 11 | 642
08.03. | 12 | 642
08.03. | 13 | 642
08.03. | 14 | 642
08.03. | 15 | 642
08.03. | 16 | 642
08.03. | 17 | 642
08.03. | 18 | 642
08.03. | 19 | 642
08.03. | 20 | 642
08.03. | 21 | 642
08.03. | 22 | 642
08.03. | 23 | 642
08.03. | 24 | 642
09.03. | 1 | 642
09.03. | 2 | 642
09.03. | 3 | 642
09.03. | 4 | 642
09.03. | 5 | 642
09.03. | 6 | 642
09.03. | 7 | 642
09.03. | 8 | 642
09.03. | 9 | 642
09.03. | 10 | 642
09.03. | 11 | 642
09.03. | 12 | 642
09.03. | 13 | 642
09.03. | 14 | 642
09.03. | 15 | 642
09.03. | 16 | 642
09.03. | 17 | 642
09.03. | 18 | 642
09.03. | 19 | 642
09.03. | 20 | 642
09.03. | 21 | 642
09.03. | 22 | 642
09.03. | 23 | 642
09.03. | 24 | 642
10.03. | 1 | 642
10.03. | 2 | 642
10.03. | 3 | 642
10.03. | 4 | 642
10.03. | 5 | 642
10.03. | 6 | 642
10.03. | 7 | 642
10.03. | 8 | 642
10.03. | 9 | 642
10.03. | 10 | 642
10.03. | 11 | 642
10.03. | 12 | 642
10.03. | 13 | 642
10.03. | 14 | 642
10.03. | 15 | 642
10.03. | 16 | 642
10.03. | 17 | 642
10.03. | 18 | 642
10.03. | 19 | 642
10.03. | 20 | 642
10.03. | 21 | 642
10.03. | 22 | 642
10.03. | 23 | 642
10.03. | 24 | 642
11.03. | 1 | 642
11.03. | 2 | 642
11.03. | 3 | 642
11.03. | 4 | 642
11.03. | 5 | 642
11.03. | 6 | 642
11.03. | 7 | 642
11.03. | 8 | 642
11.03. | 9 | 642
11.03. | 10 | 642
11.03. | 11 | 642
11.03. | 12 | 642
11.03. | 13 | 642
11.03. | 14 | 642
11.03. | 15 | 642
11.03. | 16 | 642
11.03. | 17 | 642
11.03. | 18 | 642
11.03. | 19 | 642
11.03. | 20 | 642
11.03. | 21 | 642
11.03. | 22 | 642
11.03. | 23 | 642
11.03. | 24 | 642
12.03. | 1 | 642
12.03. | 2 | 642
12.03. | 3 | 642
12.03. | 4 | 642
12.03. | 5 | 642
12.03. | 6 | 642
12.03. | 7 | 642
12.03. | 8 | 642
12.03. | 9 | 642
12.03. | 10 | 642
12.03. | 11 | 642
12.03. | 12 | 642
12.03. | 13 | 642
12.03. | 14 | 642
12.03. | 15 | 642
12.03. | 16 | 642
12.03. | 17 | 642
12.03. | 18 | 642
12.03. | 19 | 642
12.03. | 20 | 642
12.03. | 21 | 642
12.03. | 22 | 642
12.03. | 23 | 642
12.03. | 24 | 642
13.03. | 1 | 642
13.03. | 2 | 642
13.03. | 3 | 642
13.03. | 4 | 642
13.03. | 5 | 642
13.03. | 6 | 642
13.03. | 7 | 642
13.03. | 8 | 642
13.03. | 9 | 642
13.03. | 10 | 642
13.03. | 11 | 642
13.03. | 12 | 642
13.03. | 13 | 642
13.03. | 14 | 642
13.03. | 15 | 642
13.03. | 16 | 642
13.03. | 17 | 642
13.03. | 18 | 642
13.03. | 19 | 642
13.03. | 20 | 642
13.03. | 21 | 642
13.03. | 22 | 642
13.03. | 23 | 642
13.03. | 24 | 642
14.03. | 1 | 642
14.03. | 2 | 642
14.03. | 3 | 642
14.03. | 4 | 642
14.03. | 5 | 642
14.03. | 6 | 642
14.03. | 7 | 642
14.03. | 8 | 642
14.03. | 9 | 642
14.03. | 10 | 642
14.03. | 11 | 642
14.03. | 12 | 642
14.03. | 13 | 642
14.03. | 14 | 642
14.03. | 15 | 642
14.03. | 16 | 642
14.03. | 17 | 642
14.03. | 18 | 642
14.03. | 19 | 642
14.03. | 20 | 642
14.03. | 21 | 642
14.03. | 22 | 642
14.03. | 23 | 642
14.03. | 24 | 642
15.03. | 1 | 642
15.03. | 2 | 642
15.03. | 3 | 642
15.03. | 4 | 642
15.03. | 5 | 642
15.03. | 6 | 642
15.03. | 7 | 642
15.03. | 8 | 642
15.03. | 9 | 642
15.03. | 10 | 642
15.03. | 11 | 642
15.03. | 12 | 642
15.03. | 13 | 642
15.03. | 14 | 642
15.03. | 15 | 642
15.03. | 16 | 642
15.03. | 17 | 642
15.03. | 18 | 642
15.03. | 19 | 642
15.03. | 20 | 642
15.03. | 21 | 642
15.03. | 22 | 642
15.03. | 23 | 642
15.03. | 24 | 642
16.03. | 1 | 642
16.03. | 2 | 642
16.03. | 3 | 642
16.03. | 4 | 642
16.03. | 5 | 642
16.03. | 6 | 642
16.03. | 7 | 642
16.03. | 8 | 642
16.03. | 9 | 642
16.03. | 10 | 642
16.03. | 11 | 642
16.03. | 12 | 642
16.03. | 13 | 642
16.03. | 14 | 642
16.03. | 15 | 642
16.03. | 16 | 642
16.03. | 17 | 642
16.03. | 18 | 642
16.03. | 19 | 642
16.03. | 20 | 642
16.03. | 21 | 642
16.03. | 22 | 642
16.03. | 23 | 642
16.03. | 24 | 642
17.03. | 1 | 642
17.03. | 2 | 642
17.03. | 3 | 642
17.03. | 4 | 642
17.03. | 5 | 642
17.03. | 6 | 642
17.03. | 7 | 642
17.03. | 8 | 642
17.03. | 9 | 642
17.03. | 10 | 642
17.03. | 11 | 642
17.03. | 12 | 642
17.03. | 13 | 642
17.03. | 14 | 642
17.03. | 15 | 642
17.03. | 16 | 642
17.03. | 17 | 642
17.03. | 18 | 642
17.03. | 19 | 642
17.03. | 20 | 642
17.03. | 21 | 642
17.03. | 22 | 642
17.03. | 23 | 642
17.03. | 24 | 642
18.03. | 1 | 642
18.03. | 2 | 642
18.03. | 3 | 642
18.03. | 4 | 642
18.03. | 5 | 642
18.03. | 6 | 642
18.03. | 7 | 642
18.03. | 8 | 642
18.03. | 9 | 642
18.03. | 10 | 642
18.03. | 11 | 642
18.03. | 12 | 642
18.03. | 13 | 642
18.03. | 14 | 642
18.03. | 15 | 642
18.03. | 16 | 642
18.03. | 17 | 642
18.03. | 18 | 642
18.03. | 19 | 642
18.03. | 20 | 642
18.03. | 21 | 642
18.03. | 22 | 642
18.03. | 23 | 642
18.03. | 24 | 642
19.03. | 1 | 642
19.03. | 2 | 642
19.03. | 3 | 642
19.03. | 4 | 642
19.03. | 5 | 642
19.03. | 6 | 642
19.03. | 7 | 642
19.03. | 8 | 642
19.03. | 9 | 642
19.03. | 10 | 642
19.03. | 11 | 642
19.03. | 12 | 642
19.03. | 13 | 642
19.03. | 14 | 642
19.03. | 15 | 642
19.03. | 16 | 642
19.03. | 17 | 642
19.03. | 18 | 642
19.03. | 19 | 642
19.03. | 20 | 642
19.03. | 21 | 642
19.03. | 22 | 642
19.03. | 23 | 642
19.03. | 24 | 642
20.03. | 1 | 642
20.03. | 2 | 642
20.03. | 3 | 642
20.03. | 4 | 642
20.03. | 5 | 642
20.03. | 6 | 642
20.03. | 7 | 642
20.03. | 8 | 642
20.03. | 9 | 642
20.03. | 10 | 642
20.03. | 11 | 642
20.03. | 12 | 642
20.03. | 13 | 642
20.03. | 14 | 642
20.03. | 15 | 642
20.03. | 16 | 642
20.03. | 17 | 642
20.03. | 18 | 642
20.03. | 19 | 642
20.03. | 20 | 642
20.03. | 21 | 642
20.03. | 22 | 642
20.03. | 23 | 642
20.03. | 24 | 642
21.03. | 1 | 642
21.03. | 2 | 642
21.03. | 3 | 642
21.03. | 4 | 642
21.03. | 5 | 642
21.03. | 6 | 642
21.03. | 7 | 642
21.03. | 8 | 642
21.03. | 9 | 642
21.03. | 10 | 642
21.03. | 11 | 642
21.03. | 12 | 642
21.03. | 13 | 642
21.03. | 14 | 642
21.03. | 15 | 642
21.03. | 16 | 642
21.03. | 17 | 642
21.03. | 18 | 642
21.03. | 19 | 642
21.03. | 20 | 642
21.03. | 21 | 642
21.03. | 22 | 642
21.03. | 23 | 642
21.03. | 24 | 642
22.03. | 1 | 642
22.03. | 2 | 642
22.03. | 3 | 642
22.03. | 4 | 642
22.03. | 5 | 642
22.03. | 6 | 642
22.03. | 7 | 642
22.03. | 8 | 642
22.03. | 9 | 642
22.03. | 10 | 642
22.03. | 11 | 642
22.03. | 12 | 642
22.03. | 13 | 642
22.03. | 14 | 642
22.03. | 15 | 642
22.03. | 16 | 642
22.03. | 17 | 642
22.03. | 18 | 642
22.03. | 19 | 642
22.03. | 20 | 642
22.03. | 21 | 642
22.03. | 22 | 642
22.03. | 23 | 642
22.03. | 24 | 642
23.03. | 1 | 642
23.03. | 2 | 642
23.03. | 3 | 642
23.03. | 4 | 642
23.03. | 5 | 642
23.03. | 6 | 642
23.03. | 7 | 642
23.03. | 8 | 642
23.03. | 9 | 642
23.03. | 10 | 642
23.03. | 11 | 642
23.03. | 12 | 642
23.03. | 13 | 642
23.03. | 14 | 642
23.03. | 15 | 642
23.03. | 16 | 642
23.03. | 17 | 642
23.03. | 18 | 642
23.03. | 19 | 642
23.03. | 20 | 642
23.03. | 21 | 642
23.03. | 22 | 642
23.03. | 23 | 642
23.03. | 24 | 642
24.03. | 1 | 642
24.03. | 2 | 642
24.03. | 3 | 642
24.03. | 4 | 642
24.03. | 5 | 642
24.03. | 6 | 642
24.03. | 7 | 642
24.03. | 8 | 642
24.03. | 9 | 642
24.03. | 10 | 642
24.03. | 11 | 642
24.03. | 12 | 642
24.03. | 13 | 642
24.03. | 14 | 642
24.03. | 15 | 642
24.03. | 16 | 642
24.03. | 17 | 642
24.03. | 18 | 642
24.03. | 19 | 642
24.03. | 20 | 642
24.03. | 21 | 642
24.03. | 22 | 642
24.03. | 23 | 642
24.03. | 24 | 642
25.03. | 1 | 642
25.03. | 2 | 642
25.03. | 3 | 642
25.03. | 4 | 642
25.03. | 5 | 642
25.03. | 6 | 642
25.03. | 7 | 642
25.03. | 8 | 642
25.03. | 9 | 642
25.03. | 10 | 642
25.03. | 11 | 642
25.03. | 12 | 642
25.03. | 13 | 642
25.03. | 14 | 642
25.03. | 15 | 642
25.03. | 16 | 642
25.03. | 17 | 642
25.03. | 18 | 642
25.03. | 19 | 642
25.03. | 20 | 642
25.03. | 21 | 642
25.03. | 22 | 642
25.03. | 23 | 642
25.03. | 24 | 642
26.03. | 1 | 642
26.03. | 2 | 642
26.03. | 3 | 642
26.03. | 4 | 642
26.03. | 5 | 642
26.03. | 6 | 642
26.03. | 7 | 642
26.03. | 8 | 642
26.03. | 9 | 642
26.03. | 10 | 642
26.03. | 11 | 642
26.03. | 12 | 642
26.03. | 13 | 642
26.03. | 14 | 642
26.03. | 15 | 642
26.03. | 16 | 642
26.03. | 17 | 642
26.03. | 18 | 642
26.03. | 19 | 642
26.03. | 20 | 642
26.03. | 21 | 642
26.03. | 22 | 642
26.03. | 23 | 642
26.03. | 24 | 642
27.03. | 1 | 642
27.03. | 2 | 642
27.03. | 3 | 642
27.03. | 4 | 642
27.03. | 5 | 642
27.03. | 6 | 642
27.03. | 7 | 642
27.03. | 8 | 642
27.03. | 9 | 642
27.03. | 10 | 642
27.03. | 11 | 642
27.03. | 12 | 642
27.03. | 13 | 642
27.03. | 14 | 642
27.03. | 15 | 642
27.03. | 16 | 642
27.03. | 17 | 642
27.03. | 18 | 642
27.03. | 19 | 642
27.03. | 20 | 642
27.03. | 21 | 642
27.03. | 22 | 642
27.03. | 23 | 642
27.03. | 24 | 642
28.03. | 1 | 642
28.03. | 2 | 642
28.03. | 3 | 642
28.03. | 4 | 642
28.03. | 5 | 642
28.03. | 6 | 642
28.03. | 7 | 642
28.03. | 8 | 642
28.03. | 9 | 642
28.03. | 10 | 642
28.03. | 11 | 642
28.03. | 12 | 642
28.03. | 13 | 642
28.03. | 14 | 642
28.03. | 15 | 642
28.03. | 16 | 642
28.03. | 17 | 642
28.03. | 18 | 642
28.03. | 19 | 642
28.03. | 20 | 642
28.03. | 21 | 642
28.03. | 22 | 642
28.03. | 23 | 642
28.03. | 24 | 642
29.03. | 1 | 642
29.03. | 2 | 642
29.03. | 3 | 642
29.03. | 4 | 642
29.03. | 5 | 642
29.03. | 6 | 642
29.03. | 7 | 642
29.03. | 8 | 642
29.03. | 9 | 642
29.03. | 10 | 642
29.03. | 11 | 642
29.03. | 12 | 642
29.03. | 13 | 642
29.03. | 14 | 642
29.03. | 15 | 642
29.03. | 16 | 642
29.03. | 17 | 642
29.03. | 18 | 642
29.03. | 19 | 642
29.03. | 20 | 642
29.03. | 21 | 642
29.03. | 22 | 642
29.03. | 23 | 642
29.03. | 24 | 642
30.03. | 1 | 642
30.03. | 2 | 642
30.03. | 3 | 642
30.03. | 4 | 642
30.03. | 5 | 642
30.03. | 6 | 642
30.03. | 7 | 642
30.03. | 8 | 642
30.03. | 9 | 642
30.03. | 10 | 642
30.03. | 11 | 642
30.03. | 12 | 642
30.03. | 13 | 642
30.03. | 14 | 642
30.03. | 15 | 642
30.03. | 16 | 642
30.03. | 17 | 642
30.03. | 18 | 642
30.03. | 19 | 642
30.03. | 20 | 642
30.03. | 21 | 642
30.03. | 22 | 642
30.03. | 23 | 642
30.03. | 24 | 642
31.03. | 1 | 642
31.03. | 2 | 642
31.03. | 3 | 642
31.03. | 4 | 642
31.03. | 5 | 642
31.03. | 6 | 642
31.03. | 7 | 642
31.03. | 8 | 642
31.03. | 9 | 642
31.03. | 10 | 642
31.03. | 11 | 642
31.03. | 12 | 642
31.03. | 13 | 642
31.03. | 14 | 642
31.03. | 15 | 642
31.03. | 16 | 642
31.03. | 17 | 642
31.03. | 18 | 642
31.03. | 19 | 642
31.03. | 20 | 642
31.03. | 21 | 642
31.03. | 22 | 642
31.03. | 23 | 642
31.03. | 24 | 642
01.04. | 1 | 642
01.04. | 2 | 642
01.04. | 3 | 642
01.04. | 4 | 642
01.04. | 5 | 642
01.04. | 6 | 642
01.04. | 7 | 642
01.04. | 8 | 642
01.04. | 9 | 642
01.04. | 10 | 642
01.04. | 11 | 642
01.04. | 12 | 642
01.04. | 13 | 642
01.04. | 14 | 642
01.04. | 15 | 642
01.04. | 16 | 642
01.04. | 17 | 642
01.04. | 18 | 642
01.04. | 19 | 642
01.04. | 20 | 642
01.04. | 21 | 642
01.04. | 22 | 642
01.04. | 23 | 642
01.04. | 24 | 642
02.04. | 1 | 642
02.04. | 2 | 642
02.04. | 3 | 642
02.04. | 4 | 642
02.04. | 5 | 642
02.04. | 6 | 642
02.04. | 7 | 642
02.04. | 8 | 642
02.04. | 9 | 642
02.04. | 10 | 642
02.04. | 11 | 642
02.04. | 12 | 642
02.04. | 13 | 642
02.04. | 14 | 642
02.04. | 15 | 642
02.04. | 16 | 642
02.04. | 17 | 642
02.04. | 18 | 642
02.04. | 19 | 642
02.04. | 20 | 642
02.04. | 21 | 642
02.04. | 22 | 642
02.04. | 23 | 642
02.04. | 24 | 642
03.04. | 1 | 642
03.04. | 2 | 642
03.04. | 3 | 642
03.04. | 4 | 642
03.04. | 5 | 642
03.04. | 6 | 642
03.04. | 7 | 642
03.04. | 8 | 642
03.04. | 9 | 642
03.04. | 10 | 642
03.04. | 11 | 642
03.04. | 12 | 642
03.04. | 13 | 642
03.04. | 14 | 642
03.04. | 15 | 642
03.04. | 16 | 642
03.04. | 17 | 642
03.04. | 18 | 642
03.04. | 19 | 642
03.04. | 20 | 642
03.04. | 21 | 642
03.04. | 22 | 642
03.04. | 23 | 642
03.04. | 24 | 642
04.04. | 1 | 642
04.04. | 2 | 642
04.04. | 3 | 642
04.04. | 4 | 642
04.04. | 5 | 642
04.04. | 6 | 642
04.04. | 7 | 642
04.04. | 8 | 642
04.04. | 9 | 642
04.04. | 10 | 642
04.04. | 11 | 642
04.04. | 12 | 642
04.04. | 13 | 642
04.04. | 14 | 642
04.04. | 15 | 642
04.04. | 16 | 642
04.04. | 17 | 642
04.04. | 18 | 642
04.04. | 19 | 642
04.04. | 20 | 642
04.04. | 21 | 642
04.04. | 22 | 642
04.04. | 23 | 642
04.04. | 24 | 642
05.04. | 1 | 642
05.04. | 2 | 642
05.04. | 3 | 642
05.04. | 4 | 642
05.04. | 5 | 642
05.04. | 6 | 642
05.04. | 7 | 642
05.04. | 8 | 642
05.04. | 9 | 642
05.04. | 10 | 642
05.04. | 11 | 642
05.04. | 12 | 642
05.04. | 13 | 642
05.04. | 14 | 642
05.04. | 15 | 642
05.04. | 16 | 642
05.04. | 17 | 642
05.04. | 18 | 642
05.04. | 19 | 642
05.04. | 20 | 642
05.04. | 21 | 642
05.04. | 22 | 642
05.04. | 23 | 642
05.04. | 24 | 642
06.04. | 1 | 642
06.04. | 2 | 642
06.04. | 3 | 642
06.04. | 4 | 642
06.04. | 5 | 642
06.04. | 6 | 642
06.04. | 7 | 642
06.04. | 8 | 642
06.04. | 9 | 642
06.04. | 10 | 642
06.04. | 11 | 642
06.04. | 12 | 642
06.04. | 13 | 642
06.04. | 14 | 642
06.04. | 15 | 642
06.04. | 16 | 642
06.04. | 17 | 642
06.04. | 18 | 642
06.04. | 19 | 642
06.04. | 20 | 642
06.04. | 21 | 642
06.04. | 22 | 642
06.04. | 23 | 642
06.04. | 24 | 642
07.04. | 1 | 642
07.04. | 2 | 642
07.04. | 3 | 642
07.04. | 4 | 642
07.04. | 5 | 642
07.04. | 6 | 642
07.04. | 7 | 642
07.04. | 8 | 642
07.04. | 9 | 642
07.04. | 10 | 642
07.04. | 11 | 642
07.04. | 12 | 642
07.04. | 13 | 642
07.04. | 14 | 642
07.04. | 15 | 642
07.04. | 16 | 642
07.04. | 17 | 642
07.04. | 18 | 642
07.04. | 19 | 642
07.04. | 20 | 642
07.04. | 21 | 642
07.04. | 22 | 642
07.04. | 23 | 642
07.04. | 24 | 642
08.04. | 1 | 642
08.04. | 2 | 642
08.04. | 3 | 642
08.04. | 4 | 642
08.04. | 5 | 642
08.04. | 6 | 642
08.04. | 7 | 642
08.04. | 8 | 642
08.04. | 9 | 642
08.04. | 10 | 642
08.04. | 11 | 642
08.04. | 12 | 642
08.04. | 13 | 642
08.04. | 14 | 642
08.04. | 15 | 642
08.04. | 16 | 642
08.04. | 17 | 642
08.04. | 18 | 642
08.04. | 19 | 642
08.04. | 20 | 642
08.04. | 21 | 642
08.04. | 22 | 642
08.04. | 23 | 642
08.04. | 24 | 642
09.04. | 1 | 642
09.04. | 2 | 642
09.04. | 3 | 642
09.04. | 4 | 642
09.04. | 5 | 642
09.04. | 6 | 642
09.04. | 7 | 642
09.04. | 8 | 642
09.04. | 9 | 642
09.04. | 10 | 642
09.04. | 11 | 642
09.04. | 12 | 642
09.04. | 13 | 642
09.04. | 14 | 642
09.04. | 15 | 642
09.04. | 16 | 642
09.04. | 17 | 642
09.04. | 18 | 642
09.04. | 19 | 642
09.04. | 20 | 642
09.04. | 21 | 642
09.04. | 22 | 642
09.04. | 23 | 642
09.04. | 24 | 642
10.04. | 1 | 642
10.04. | 2 | 642
10.04. | 3 | 642
10.04. | 4 | 642
10.04. | 5 | 642
10.04. | 6 | 642
10.04. | 7 | 642
10.04. | 8 | 642
10.04. | 9 | 642
10.04. | 10 | 642
10.04. | 11 | 642
10.04. | 12 | 642
10.04. | 13 | 642
10.04. | 14 | 642
10.04. | 15 | 642
10.04. | 16 | 642
10.04. | 17 | 642
10.04. | 18 | 642
10.04. | 19 | 642
10.04. | 20 | 642
10.04. | 21 | 642
10.04. | 22 | 642
10.04. | 23 | 642
10.04. | 24 | 642
11.04. | 1 | 642
11.04. | 2 | 642
11.04. | 3 | 642
11.04. | 4 | 642
11.04. | 5 | 642
11.04. | 6 | 642
11.04. | 7 | 642
11.04. | 8 | 642
11.04. | 9 | 642
11.04. | 10 | 642
11.04. | 11 | 642
11.04. | 12 | 642
11.04. | 13 | 642
11.04. | 14 | 642
11.04. | 15 | 642
11.04. | 16 | 642
11.04. | 17 | 642
11.04. | 18 | 642
11.04. | 19 | 642
11.04. | 20 | 642
11.04. | 21 | 642
11.04. | 22 | 642
11.04. | 23 | 642
11.04. | 24 | 642
12.04. | 1 | 642
12.04. | 2 | 642
12.04. | 3 | 642
12.04. | 4 | 642
12.04. | 5 | 642
12.04. | 6 | 642
12.04. | 7 | 642
12.04. | 8 | 642
12.04. | 9 | 642
12.04. | 10 | 642
12.04. | 11 | 642
12.04. | 12 | 642
12.04. | 13 | 642
12.04. | 14 | 642
12.04. | 15 | 642
12.04. | 16 | 642
12.04. | 17 | 642
12.04. | 18 | 642
12.04. | 19 | 642
12.04. | 20 | 642
12.04. | 21 | 642
12.04. | 22 | 642
12.04. | 23 | 642
12.04. | 24 | 642
13.04. | 1 | 642
13.04. | 2 | 642
13.04. | 3 | 642
13.04. | 4 | 642
13.04. | 5 | 642
13.04. | 6 | 642
13.04. | 7 | 642
13.04. | 8 | 642
13.04. | 9 | 642
13.04. | 10 | 642
13.04. | 11 | 642
13.04. | 12 | 642
13.04. | 13 | 642
13.04. | 14 | 642
13.04. | 15 | 642
13.04. | 16 | 642
13.04. | 17 | 642
13.04. | 18 | 642
13.04. | 19 | 642
13.04. | 20 | 642
13.04. | 21 | 642
13.04. | 22 | 642
13.04. | 23 | 642
13.04. | 24 | 642
14.04. | 1 | 642
14.04. | 2 | 642
14.04. | 3 | 642
14.04. | 4 | 642
14.04. | 5 | 642
14.04. | 6 | 642
14.04. | 7 | 642
14.04. | 8 | 642
14.04. | 9 | 642
14.04. | 10 | 642
14.04. | 11 | 642
14.04. | 12 | 642
14.04. | 13 | 642
14.04. | 14 | 642
14.04. | 15 | 642
14.04. | 16 | 642
14.04. | 17 | 642
14.04. | 18 | 642
14.04. | 19 | 642
14.04. | 20 | 642
14.04. | 21 | 642
14.04. | 22 | 642
14.04. | 23 | 642
14.04. | 24 | 642
15.04. | 1 | 642
15.04. | 2 | 642
15.04. | 3 | 642
15.04. | 4 | 642
15.04. | 5 | 642
15.04. | 6 | 642
15.04. | 7 | 642
15.04. | 8 | 642
15.04. | 9 | 642
15.04. | 10 | 642
15.04. | 11 | 642
15.04. | 12 | 642
15.04. | 13 | 642
15.04. | 14 | 642
15.04. | 15 | 642
15.04. | 16 | 642
15.04. | 17 | 642
15.04. | 18 | 642
15.04. | 19 | 642
15.04. | 20 | 642
15.04. | 21 | 642
15.04. | 22 | 642
15.04. | 23 | 642
15.04. | 24 | 642
16.04. | 1 | 642
16.04. | 2 | 642
16.04. | 3 | 642
16.04. | 4 | 642
16.04. | 5 | 642
16.04. | 6 | 642
16.04. | 7 | 642
16.04. | 8 | 642
16.04. | 9 | 642
16.04. | 10 | 642
16.04. | 11 | 642
16.04. | 12 | 642
16.04. | 13 | 642
16.04. | 14 | 642
16.04. | 15 | 642
16.04. | 16 | 642
16.04. | 17 | 642
16.04. | 18 | 642
16.04. | 19 | 642
16.04. | 20 | 642
16.04. | 21 | 642
16.04. | 22 | 642
16.04. | 23 | 642
16.04. | 24 | 642
17.04. | 1 | 642
17.04. | 2 | 642
17.04. | 3 | 642
17.04. | 4 | 642
17.04. | 5 | 642
17.04. | 6 | 642
17.04. | 7 | 642
17.04. | 8 | 642
17.04. | 9 | 642
17.04. | 10 | 642
17.04. | 11 | 642
17.04. | 12 | 642
17.04. | 13 | 642
17.04. | 14 | 642
17.04. | 15 | 642
17.04. | 16 | 642
17.04. | 17 | 642
17.04. | 18 | 642
17.04. | 19 | 642
17.04. | 20 | 642
17.04. | 21 | 642
17.04. | 22 | 642
17.04. | 23 | 642
17.04. | 24 | 642
18.04. | 1 | 642
18.04. | 2 | 642
18.04. | 3 | 642
18.04. | 4 | 642
18.04. | 5 | 642
18.04. | 6 | 642
18.04. | 7 | 642
18.04. | 8 | 642
18.04. | 9 | 642
18.04. | 10 | 642
18.04. | 11 | 642
18.04. | 12 | 642
18.04. | 13 | 642
18.04. | 14 | 642
18.04. | 15 | 642
18.04. | 16 | 642
18.04. | 17 | 642
18.04. | 18 | 642
18.04. | 19 | 642
18.04. | 20 | 642
18.04. | 21 | 642
18.04. | 22 | 642
18.04. | 23 | 642
18.04. | 24 | 642
19.04. | 1 | 642
19.04. | 2 | 642
19.04. | 3 | 642
19.04. | 4 | 642
19.04. | 5 | 642
19.04. | 6 | 642
19.04. | 7 | 642
19.04. | 8 | 642
19.04. | 9 | 642
19.04. | 10 | 642
19.04. | 11 | 642
19.04. | 12 | 642
19.04. | 13 | 642
19.04. | 14 | 642
19.04. | 15 | 642
19.04. | 16 | 642
19.04. | 17 | 642
19.04. | 18 | 642
19.04. | 19 | 642
19.04. | 20 | 642
19.04. | 21 | 642
19.04. | 22 | 642
19.04. | 23 | 642
19.04. | 24 | 642
20.04. | 1 | 642
20.04. | 2 | 642
20.04. | 3 | 642
20.04. | 4 | 642
20.04. | 5 | 642
20.04. | 6 | 642
20.04. | 7 | 642
20.04. | 8 | 642
20.04. | 9 | 642
20.04. | 10 | 642
20.04. | 11 | 642
20.04. | 12 | 642
20.04. | 13 | 642
20.04. | 14 | 642
20.04. | 15 | 642
20.04. | 16 | 642
20.04. | 17 | 642
20.04. | 18 | 642
20.04. | 19 | 642
20.04. | 20 | 642
20.04. | 21 | 642
20.04. | 22 | 642
20.04. | 23 | 642
20.04. | 24 | 642
21.04. | 1 | 642
21.04. | 2 | 642
21.04. | 3 | 642
21.04. | 4 | 642
21.04. | 5 | 642
21.04. | 6 | 642
21.04. | 7 | 642
21.04. | 8 | 642
21.04. | 9 | 642
21.04. | 10 | 642
21.04. | 11 | 642
21.04. | 12 | 642
21.04. | 13 | 642
21.04. | 14 | 642
21.04. | 15 | 642
21.04. | 16 | 642
21.04. | 17 | 642
21.04. | 18 | 642
21.04. | 19 | 642
21.04. | 20 | 642
21.04. | 21 | 642
21.04. | 22 | 642
21.04. | 23 | 642
21.04. | 24 | 642
22.04. | 1 | 642
22.04. | 2 | 642
22.04. | 3 | 642
22.04. | 4 | 642
22.04. | 5 | 642
22.04. | 6 | 642
22.04. | 7 | 642
22.04. | 8 | 642
22.04. | 9 | 642
22.04. | 10 | 642
22.04. | 11 | 642
22.04. | 12 | 642
22.04. | 13 | 642
22.04. | 14 | 642
22.04. | 15 | 642
22.04. | 16 | 642
22.04. | 17 | 642
22.04. | 18 | 642
22.04. | 19 | 642
22.04. | 20 | 642
22.04. | 21 | 642
22.04. | 22 | 642
22.04. | 23 | 642
22.04. | 24 | 642
23.04. | 1 | 642
23.04. | 2 | 642
23.04. | 3 | 642
23.04. | 4 | 642
23.04. | 5 | 642
23.04. | 6 | 642
23.04. | 7 | 642
23.04. | 8 | 642
23.04. | 9 | 642
23.04. | 10 | 642
23.04. | 11 | 642
23.04. | 12 | 642
23.04. | 13 | 642
23.04. | 14 | 642
23.04. | 15 | 642
23.04. | 16 | 642
23.04. | 17 | 642
23.04. | 18 | 642
23.04. | 19 | 642
23.04. | 20 | 642
23.04. | 21 | 642
23.04. | 22 | 642
23.04. | 23 | 642
23.04. | 24 | 642
24.04. | 1 | 642
24.04. | 2 | 642
24.04. | 3 | 642
24.04. | 4 | 642
24.04. | 5 | 642
24.04. | 6 | 642
24.04. | 7 | 642
24.04. | 8 | 642
24.04. | 9 | 642
24.04. | 10 | 642
24.04. | 11 | 642
24.04. | 12 | 642
24.04. | 13 | 642
24.04. | 14 | 642
24.04. | 15 | 642
24.04. | 16 | 642
24.04. | 17 | 642
24.04. | 18 | 642
24.04. | 19 | 642
24.04. | 20 | 642
24.04. | 21 | 642
24.04. | 22 | 642
24.04. | 23 | 642
24.04. | 24 | 642
25.04. | 1 | 642
25.04. | 2 | 642
25.04. | 3 | 642
25.04. | 4 | 642
25.04. | 5 | 642
25.04. | 6 | 642
25.04. | 7 | 642
25.04. | 8 | 642
25.04. | 9 | 642
25.04. | 10 | 642
25.04. | 11 | 642
25.04. | 12 | 642
25.04. | 13 | 642
25.04. | 14 | 642
25.04. | 15 | 642
25.04. | 16 | 642
25.04. | 17 | 642
25.04. | 18 | 642
25.04. | 19 | 642
25.04. | 20 | 642
25.04. | 21 | 642
25.04. | 22 | 642
25.04. | 23 | 642
25.04. | 24 | 642
26.04. | 1 | 642
26.04. | 2 | 642
26.04. | 3 | 642
26.04. | 4 | 642
26.04. | 5 | 642
26.04. | 6 | 642
26.04. | 7 | 642
26.04. | 8 | 642
26.04. | 9 | 642
26.04. | 10 | 642
26.04. | 11 | 642
26.04. | 12 | 642
26.04. | 13 | 642
26.04. | 14 | 642
26.04. | 15 | 642
26.04. | 16 | 642
26.04. | 17 | 642
26.04. | 18 | 642
26.04. | 19 | 642
26.04. | 20 | 642
26.04. | 21 | 642
26.04. | 22 | 642
26.04. | 23 | 642
26.04. | 24 | 642
27.04. | 1 | 642
27.04. | 2 | 642
27.04. | 3 | 642
27.04. | 4 | 642
27.04. | 5 | 642
27.04. | 6 | 642
27.04. | 7 | 642
27.04. | 8 | 642
27.04. | 9 | 642
27.04. | 10 | 642
27.04. | 11 | 642
27.04. | 12 | 642
27.04. | 13 | 642
27.04. | 14 | 642
27.04. | 15 | 642
27.04. | 16 | 642
27.04. | 17 | 642
27.04. | 18 | 642
27.04. | 19 | 642
27.04. | 20 | 642
27.04. | 21 | 642
27.04. | 22 | 642
27.04. | 23 | 642
27.04. | 24 | 642
28.04. | 1 | 642
28.04. | 2 | 642
28.04. | 3 | 642
28.04. | 4 | 642
28.04. | 5 | 642
28.04. | 6 | 642
28.04. | 7 | 642
28.04. | 8 | 642
28.04. | 9 | 642
28.04. | 10 | 642
28.04. | 11 | 642
28.04. | 12 | 642
28.04. | 13 | 642
28.04. | 14 | 642
28.04. | 15 | 642
28.04. | 16 | 642
28.04. | 17 | 642
28.04. | 18 | 642
28.04. | 19 | 642
28.04. | 20 | 642
28.04. | 21 | 642
28.04. | 22 | 642
28.04. | 23 | 642
28.04. | 24 | 642
29.04. | 1 | 642
29.04. | 2 | 642
29.04. | 3 | 642
29.04. | 4 | 642
29.04. | 5 | 642
29.04. | 6 | 642
29.04. | 7 | 642
29.04. | 8 | 642
29.04. | 9 | 642
29.04. | 10 | 642
29.04. | 11 | 642
29.04. | 12 | 642
29.04. | 13 | 642
29.04. | 14 | 642
29.04. | 15 | 642
29.04. | 16 | 642
29.04. | 17 | 642
29.04. | 18 | 642
29.04. | 19 | 642
29.04. | 20 | 642
29.04. | 21 | 642
29.04. | 22 | 642
29.04. | 23 | 642
29.04. | 24 | 642
30.04. | 1 | 642
30.04. | 2 | 642
30.04. | 3 | 642
30.04. | 4 | 642
30.04. | 5 | 642
30.04. | 6 | 642
30.04. | 7 | 642
30.04. | 8 | 642
30.04. | 9 | 642
30.04. | 10 | 642
30.04. | 11 | 642
30.04. | 12 | 642
30.04. | 13 | 642
30.04. | 14 | 642
30.04. | 15 | 642
30.04. | 16 | 642
30.04. | 17 | 642
30.04. | 18 | 642
30.04. | 19 | 642
30.04. | 20 | 642
30.04. | 21 | 642
30.04. | 22 | 642
30.04. | 23 | 642
30.04. | 24 | 642
01.05. | 1 | 642
01.05. | 2 | 642
01.05. | 3 | 642
01.05. | 4 | 642
01.05. | 5 | 642
01.05. | 6 | 642
01.05. | 7 | 642
01.05. | 8 | 642
01.05. | 9 | 642
01.05. | 10 | 642
01.05. | 11 | 642
01.05. | 12 | 642
01.05. | 13 | 642
01.05. | 14 | 642
01.05. | 15 | 642
01.05. | 16 | 642
01.05. | 17 | 642
01.05. | 18 | 642
01.05. | 19 | 642
01.05. | 20 | 642
01.05. | 21 | 642
01.05. | 22 | 642
01.05. | 23 | 642
01.05. | 24 | 642
02.05. | 1 | 642
02.05. | 2 | 642
02.05. | 3 | 642
02.05. | 4 | 642
02.05. | 5 | 642
02.05. | 6 | 642
02.05. | 7 | 642
02.05. | 8 | 642
02.05. | 9 | 642
02.05. | 10 | 642
02.05. | 11 | 642
02.05. | 12 | 642
02.05. | 13 | 642
02.05. | 14 | 642
02.05. | 15 | 642
02.05. | 16 | 642
02.05. | 17 | 642
02.05. | 18 | 642
02.05. | 19 | 642
02.05. | 20 | 642
02.05. | 21 | 642
02.05. | 22 | 642
02.05. | 23 | 642
02.05. | 24 | 642
03.05. | 1 | 642
03.05. | 2 | 642
03.05. | 3 | 642
03.05. | 4 | 642
03.05. | 5 | 642
03.05. | 6 | 642
03.05. | 7 | 642
03.05. | 8 | 642
03.05. | 9 | 642
03.05. | 10 | 642
03.05. | 11 | 642
03.05. | 12 | 642
03.05. | 13 | 642
03.05. | 14 | 642
03.05. | 15 | 642
03.05. | 16 | 642
03.05. | 17 | 642
03.05. | 18 | 642
03.05. | 19 | 642
03.05. | 20 | 642
03.05. | 21 | 642
03.05. | 22 | 642
03.05. | 23 | 642
03.05. | 24 | 642
04.05. | 1 | 642
04.05. | 2 | 642
04.05. | 3 | 642
04.05. | 4 | 642
04.05. | 5 | 642
04.05. | 6 | 642
04.05. | 7 | 642
04.05. | 8 | 642
04.05. | 9 | 642
04.05. | 10 | 642
04.05. | 11 | 642
04.05. | 12 | 642
04.05. | 13 | 642
04.05. | 14 | 642
04.05. | 15 | 642
04.05. | 16 | 642
04.05. | 17 | 642
04.05. | 18 | 642
04.05. | 19 | 642
04.05. | 20 | 642
04.05. | 21 | 642
04.05. | 22 | 642
04.05. | 23 | 642
04.05. | 24 | 642
05.05. | 1 | 642
05.05. | 2 | 642
05.05. | 3 | 642
05.05. | 4 | 642
05.05. | 5 | 642
05.05. | 6 | 642
05.05. | 7 | 642
05.05. | 8 | 642
05.05. | 9 | 642
05.05. | 10 | 642
05.05. | 11 | 642
05.05. | 12 | 642
05.05. | 13 | 642
05.05. | 14 | 642
05.05. | 15 | 642
05.05. | 16 | 642
05.05. | 17 | 642
05.05. | 18 | 642
05.05. | 19 | 642
05.05. | 20 | 642
05.05. | 21 | 642
05.05. | 22 | 642
05.05. | 23 | 642
05.05. | 24 | 642
06.05. | 1 | 642
06.05. | 2 | 642
06.05. | 3 | 642
06.05. | 4 | 642
06.05. | 5 | 642
06.05. | 6 | 642
06.05. | 7 | 642
06.05. | 8 | 642
06.05. | 9 | 642
06.05. | 10 | 642
06.05. | 11 | 642
06.05. | 12 | 642
06.05. | 13 | 642
06.05. | 14 | 642
06.05. | 15 | 642
06.05. | 16 | 642
06.05. | 17 | 642
06.05. | 18 | 642
06.05. | 19 | 642
06.05. | 20 | 642
06.05. | 21 | 642
06.05. | 22 | 642
06.05. | 23 | 642
06.05. | 24 | 642
07.05. | 1 | 642
07.05. | 2 | 642
07.05. | 3 | 642
07.05. | 4 | 642
07.05. | 5 | 642
07.05. | 6 | 642
07.05. | 7 | 642
07.05. | 8 | 642
07.05. | 9 | 642
07.05. | 10 | 642
07.05. | 11 | 642
07.05. | 12 | 642
07.05. | 13 | 642
07.05. | 14 | 642
07.05. | 15 | 642
07.05. | 16 | 642
07.05. | 17 | 642
07.05. | 18 | 642
07.05. | 19 | 642
07.05. | 20 | 642
07.05. | 21 | 642
07.05. | 22 | 642
07.05. | 23 | 642
07.05. | 24 | 642
08.05. | 1 | 642
08.05. | 2 | 642
08.05. | 3 | 642
08.05. | 4 | 642
08.05. | 5 | 642
08.05. | 6 | 642
08.05. | 7 | 642
08.05. | 8 | 642
08.05. | 9 | 642
08.05. | 10 | 642
08.05. | 11 | 642
08.05. | 12 | 642
08.05. | 13 | 642
08.05. | 14 | 642
08.05. | 15 | 642
08.05. | 16 | 642
08.05. | 17 | 642
08.05. | 18 | 642
08.05. | 19 | 642
08.05. | 20 | 642
08.05. | 21 | 642
08.05. | 22 | 642
08.05. | 23 | 642
08.05. | 24 | 642
09.05. | 1 | 642
09.05. | 2 | 642
09.05. | 3 | 642
09.05. | 4 | 642
09.05. | 5 | 642
09.05. | 6 | 642
09.05. | 7 | 642
09.05. | 8 | 642
09.05. | 9 | 642
09.05. | 10 | 642
09.05. | 11 | 642
09.05. | 12 | 642
09.05. | 13 | 642
09.05. | 14 | 642
09.05. | 15 | 642
09.05. | 16 | 642
09.05. | 17 | 642
09.05. | 18 | 642
09.05. | 19 | 642
09.05. | 20 | 642
09.05. | 21 | 642
09.05. | 22 | 642
09.05. | 23 | 642
09.05. | 24 | 642
10.05. | 1 | 642
10.05. | 2 | 642
10.05. | 3 | 642
10.05. | 4 | 642
10.05. | 5 | 642
10.05. | 6 | 642
10.05. | 7 | 642
10.05. | 8 | 642
10.05. | 9 | 642
10.05. | 10 | 642
10.05. | 11 | 642
10.05. | 12 | 642
10.05. | 13 | 642
10.05. | 14 | 642
10.05. | 15 | 642
10.05. | 16 | 642
10.05. | 17 | 642
10.05. | 18 | 642
10.05. | 19 | 642
10.05. | 20 | 642
10.05. | 21 | 642
10.05. | 22 | 642
10.05. | 23 | 642
10.05. | 24 | 642
11.05. | 1 | 642
11.05. | 2 | 642
11.05. | 3 | 642
11.05. | 4 | 642
11.05. | 5 | 642
11.05. | 6 | 642
11.05. | 7 | 642
11.05. | 8 | 642
11.05. | 9 | 642
11.05. | 10 | 642
11.05. | 11 | 642
11.05. | 12 | 642
11.05. | 13 | 642
11.05. | 14 | 642
11.05. | 15 | 642
11.05. | 16 | 642
11.05. | 17 | 642
11.05. | 18 | 642
11.05. | 19 | 642
11.05. | 20 | 642
11.05. | 21 | 642
11.05. | 22 | 642
11.05. | 23 | 642
11.05. | 24 | 642
12.05. | 1 | 642
12.05. | 2 | 642
12.05. | 3 | 642
12.05. | 4 | 642
12.05. | 5 | 642
12.05. | 6 | 642
12.05. | 7 | 642
12.05. | 8 | 642
12.05. | 9 | 642
12.05. | 10 | 642
12.05. | 11 | 642
12.05. | 12 | 642
12.05. | 13 | 642
12.05. | 14 | 642
12.05. | 15 | 642
12.05. | 16 | 642
12.05. | 17 | 642
12.05. | 18 | 642
12.05. | 19 | 642
12.05. | 20 | 642
12.05. | 21 | 642
12.05. | 22 | 642
12.05. | 23 | 642
12.05. | 24 | 642
13.05. | 1 | 642
13.05. | 2 | 642
13.05. | 3 | 642
13.05. | 4 | 642
13.05. | 5 | 642
13.05. | 6 | 642
13.05. | 7 | 642
13.05. | 8 | 642
13.05. | 9 | 642
13.05. | 10 | 642
13.05. | 11 | 642
13.05. | 12 | 642
13.05. | 13 | 642
13.05. | 14 | 642
13.05. | 15 | 642
13.05. | 16 | 642
13.05. | 17 | 642
13.05. | 18 | 642
13.05. | 19 | 642
13.05. | 20 | 642
13.05. | 21 | 642
13.05. | 22 | 642
13.05. | 23 | 642
13.05. | 24 | 642
14.05. | 1 | 642
14.05. | 2 | 642
14.05. | 3 | 642
14.05. | 4 | 642
14.05. | 5 | 642
14.05. | 6 | 642
14.05. | 7 | 642
14.05. | 8 | 642
14.05. | 9 | 642
14.05. | 10 | 642
14.05. | 11 | 642
14.05. | 12 | 642
14.05. | 13 | 642
14.05. | 14 | 642
14.05. | 15 | 642
14.05. | 16 | 642
14.05. | 17 | 642
14.05. | 18 | 642
14.05. | 19 | 642
14.05. | 20 | 642
14.05. | 21 | 642
14.05. | 22 | 642
14.05. | 23 | 642
14.05. | 24 | 642
15.05. | 1 | 642
15.05. | 2 | 642
15.05. | 3 | 642
15.05. | 4 | 642
15.05. | 5 | 642
15.05. | 6 | 642
15.05. | 7 | 642
15.05. | 8 | 642
15.05. | 9 | 642
15.05. | 10 | 642
15.05. | 11 | 642
15.05. | 12 | 642
15.05. | 13 | 642
15.05. | 14 | 642
15.05. | 15 | 642
15.05. | 16 | 642
15.05. | 17 | 642
15.05. | 18 | 642
15.05. | 19 | 642
15.05. | 20 | 642
15.05. | 21 | 642
15.05. | 22 | 642
15.05. | 23 | 642
15.05. | 24 | 642
16.05. | 1 | 642
16.05. | 2 | 642
16.05. | 3 | 642
16.05. | 4 | 642
16.05. | 5 | 642
16.05. | 6 | 642
16.05. | 7 | 642
16.05. | 8 | 642
16.05. | 9 | 642
16.05. | 10 | 642
16.05. | 11 | 642
16.05. | 12 | 642
16.05. | 13 | 642
16.05. | 14 | 642
16.05. | 15 | 642
16.05. | 16 | 642
16.05. | 17 | 642
16.05. | 18 | 642
16.05. | 19 | 642
16.05. | 20 | 642
16.05. | 21 | 642
16.05. | 22 | 642
16.05. | 23 | 642
16.05. | 24 | 642
17.05. | 1 | 642
17.05. | 2 | 642
17.05. | 3 | 642
17.05. | 4 | 642
17.05. | 5 | 642
17.05. | 6 | 642
17.05. | 7 | 642
17.05. | 8 | 642
17.05. | 9 | 642
17.05. | 10 | 642
17.05. | 11 | 642
17.05. | 12 | 642
17.05. | 13 | 642
17.05. | 14 | 642
17.05. | 15 | 642
17.05. | 16 | 642
17.05. | 17 | 642
17.05. | 18 | 642
17.05. | 19 | 642
17.05. | 20 | 642
17.05. | 21 | 642
17.05. | 22 | 642
17.05. | 23 | 642
17.05. | 24 | 642
18.05. | 1 | 642
18.05. | 2 | 642
18.05. | 3 | 642
18.05. | 4 | 642
18.05. | 5 | 642
18.05. | 6 | 642
18.05. | 7 | 642
18.05. | 8 | 642
18.05. | 9 | 642
18.05. | 10 | 642
18.05. | 11 | 642
18.05. | 12 | 642
18.05. | 13 | 642
18.05. | 14 | 642
18.05. | 15 | 642
18.05. | 16 | 642
18.05. | 17 | 642
18.05. | 18 | 642
18.05. | 19 | 642
18.05. | 20 | 642
18.05. | 21 | 642
18.05. | 22 | 642
18.05. | 23 | 642
18.05. | 24 | 642
19.05. | 1 | 642
19.05. | 2 | 642
19.05. | 3 | 642
19.05. | 4 | 642
19.05. | 5 | 642
19.05. | 6 | 642
19.05. | 7 | 642
19.05. | 8 | 642
19.05. | 9 | 642
19.05. | 10 | 642
19.05. | 11 | 642
19.05. | 12 | 642
19.05. | 13 | 642
19.05. | 14 | 642
19.05. | 15 | 642
19.05. | 16 | 642
19.05. | 17 | 642
19.05. | 18 | 642
19.05. | 19 | 642
19.05. | 20 | 642
19.05. | 21 | 642
19.05. | 22 | 642
19.05. | 23 | 642
19.05. | 24 | 642
20.05. | 1 | 642
20.05. | 2 | 642
20.05. | 3 | 642
20.05. | 4 | 642
20.05. | 5 | 642
20.05. | 6 | 642
20.05. | 7 | 642
20.05. | 8 | 642
20.05. | 9 | 642
20.05. | 10 | 642
20.05. | 11 | 642
20.05. | 12 | 642
20.05. | 13 | 642
20.05. | 14 | 642
20.05. | 15 | 642
20.05. | 16 | 642
20.05. | 17 | 642
20.05. | 18 | 642
20.05. | 19 | 642
20.05. | 20 | 642
20.05. | 21 | 642
20.05. | 22 | 642
20.05. | 23 | 642
20.05. | 24 | 642
21.05. | 1 | 642
21.05. | 2 | 642
21.05. | 3 | 642
21.05. | 4 | 642
21.05. | 5 | 642
21.05. | 6 | 642
21.05. | 7 | 642
21.05. | 8 | 642
21.05. | 9 | 642
21.05. | 10 | 642
21.05. | 11 | 642
21.05. | 12 | 642
21.05. | 13 | 642
21.05. | 14 | 642
21.05. | 15 | 642
21.05. | 16 | 642
21.05. | 17 | 642
21.05. | 18 | 642
21.05. | 19 | 642
21.05. | 20 | 642
21.05. | 21 | 642
21.05. | 22 | 642
21.05. | 23 | 642
21.05. | 24 | 642
22.05. | 1 | 642
22.05. | 2 | 642
22.05. | 3 | 642
22.05. | 4 | 642
22.05. | 5 | 642
22.05. | 6 | 642
22.05. | 7 | 642
22.05. | 8 | 642
22.05. | 9 | 642
22.05. | 10 | 642
22.05. | 11 | 642
22.05. | 12 | 642
22.05. | 13 | 642
22.05. | 14 | 642
22.05. | 15 | 642
22.05. | 16 | 642
22.05. | 17 | 642
22.05. | 18 | 642
22.05. | 19 | 642
22.05. | 20 | 642
22.05. | 21 | 642
22.05. | 22 | 642
22.05. | 23 | 642
22.05. | 24 | 642
23.05. | 1 | 642
23.05. | 2 | 642
23.05. | 3 | 642
23.05. | 4 | 642
23.05. | 5 | 642
23.05. | 6 | 642
23.05. | 7 | 642
23.05. | 8 | 642
23.05. | 9 | 642
23.05. | 10 | 642
23.05. | 11 | 642
23.05. | 12 | 642
23.05. | 13 | 642
23.05. | 14 | 642
23.05. | 15 | 642
23.05. | 16 | 642
23.05. | 17 | 642
23.05. | 18 | 642
23.05. | 19 | 642
23.05. | 20 | 642
23.05. | 21 | 642
23.05. | 22 | 642
23.05. | 23 | 642
23.05. | 24 | 642
24.05. | 1 | 642
24.05. | 2 | 642
24.05. | 3 | 642
24.05. | 4 | 642
24.05. | 5 | 642
24.05. | 6 | 642
24.05. | 7 | 642
24.05. | 8 | 642
24.05. | 9 | 642
24.05. | 10 | 642
24.05. | 11 | 642
24.05. | 12 | 642
24.05. | 13 | 642
24.05. | 14 | 642
24.05. | 15 | 642
24.05. | 16 | 642
24.05. | 17 | 642
24.05. | 18 | 642
24.05. | 19 | 642
24.05. | 20 | 642
24.05. | 21 | 642
24.05. | 22 | 642
24.05. | 23 | 642
24.05. | 24 | 642
25.05. | 1 | 642
25.05. | 2 | 642
25.05. | 3 | 642
25.05. | 4 | 642
25.05. | 5 | 642
25.05. | 6 | 642
25.05. | 7 | 642
25.05. | 8 | 642
25.05. | 9 | 642
25.05. | 10 | 642
25.05. | 11 | 642
25.05. | 12 | 642
25.05. | 13 | 642
25.05. | 14 | 642
25.05. | 15 | 642
25.05. | 16 | 642
25.05. | 17 | 642
25.05. | 18 | 642
25.05. | 19 | 642
25.05. | 20 | 642
25.05. | 21 | 642
25.05. | 22 | 642
25.05. | 23 | 642
25.05. | 24 | 642
26.05. | 1 | 642
26.05. | 2 | 642
26.05. | 3 | 642
26.05. | 4 | 642
26.05. | 5 | 642
26.05. | 6 | 642
26.05. | 7 | 642
26.05. | 8 | 642
26.05. | 9 | 642
26.05. | 10 | 642
26.05. | 11 | 642
26.05. | 12 | 642
26.05. | 13 | 642
26.05. | 14 | 642
26.05. | 15 | 642
26.05. | 16 | 642
26.05. | 17 | 642
26.05. | 18 | 642
26.05. | 19 | 642
26.05. | 20 | 642
26.05. | 21 | 642
26.05. | 22 | 642
26.05. | 23 | 642
26.05. | 24 | 642
27.05. | 1 | 642
27.05. | 2 | 642
27.05. | 3 | 642
27.05. | 4 | 642
27.05. | 5 | 642
27.05. | 6 | 642
27.05. | 7 | 642
27.05. | 8 | 642
27.05. | 9 | 642
27.05. | 10 | 642
27.05. | 11 | 642
27.05. | 12 | 642
27.05. | 13 | 642
27.05. | 14 | 642
27.05. | 15 | 642
27.05. | 16 | 642
27.05. | 17 | 642
27.05. | 18 | 642
27.05. | 19 | 642
27.05. | 20 | 642
27.05. | 21 | 642
27.05. | 22 | 642
27.05. | 23 | 642
27.05. | 24 | 642
28.05. | 1 | 642
28.05. | 2 | 642
28.05. | 3 | 642
28.05. | 4 | 642
28.05. | 5 | 642
28.05. | 6 | 642
28.05. | 7 | 642
28.05. | 8 | 642
28.05. | 9 | 642
28.05. | 10 | 642
28.05. | 11 | 642
28.05. | 12 | 642
28.05. | 13 | 642
28.05. | 14 | 642
28.05. | 15 | 642
28.05. | 16 | 642
28.05. | 17 | 642
28.05. | 18 | 642
28.05. | 19 | 642
28.05. | 20 | 642
28.05. | 21 | 642
28.05. | 22 | 642
28.05. | 23 | 642
28.05. | 24 | 642
29.05. | 1 | 642
29.05. | 2 | 642
29.05. | 3 | 642
29.05. | 4 | 642
29.05. | 5 | 642
29.05. | 6 | 642
29.05. | 7 | 642
29.05. | 8 | 642
29.05. | 9 | 642
29.05. | 10 | 642
29.05. | 11 | 642
29.05. | 12 | 642
29.05. | 13 | 642
29.05. | 14 | 642
29.05. | 15 | 642
29.05. | 16 | 642
29.05. | 17 | 642
29.05. | 18 | 642
29.05. | 19 | 642
29.05. | 20 | 642
29.05. | 21 | 642
29.05. | 22 | 642
29.05. | 23 | 642
29.05. | 24 | 642
30.05. | 1 | 642
30.05. | 2 | 642
30.05. | 3 | 642
30.05. | 4 | 642
30.05. | 5 | 642
30.05. | 6 | 642
30.05. | 7 | 642
30.05. | 8 | 642
30.05. | 9 | 642
30.05. | 10 | 642
30.05. | 11 | 642
30.05. | 12 | 642
30.05. | 13 | 642
30.05. | 14 | 642
30.05. | 15 | 642
30.05. | 16 | 642
30.05. | 17 | 642
30.05. | 18 | 642
30.05. | 19 | 642
30.05. | 20 | 642
30.05. | 21 | 642
30.05. | 22 | 642
30.05. | 23 | 642
30.05. | 24 | 642
31.05. | 1 | 642
31.05. | 2 | 642
31.05. | 3 | 642
31.05. | 4 | 642
31.05. | 5 | 642
31.05. | 6 | 642
31.05. | 7 | 642
31.05. | 8 | 642
31.05. | 9 | 642
31.05. | 10 | 642
31.05. | 11 | 642
31.05. | 12 | 642
31.05. | 13 | 642
31.05. | 14 | 642
31.05. | 15 | 642
31.05. | 16 | 642
31.05. | 17 | 642
31.05. | 18 | 642
31.05. | 19 | 642
31.05. | 20 | 642
31.05. | 21 | 642
31.05. | 22 | 642
31.05. | 23 | 642
31.05. | 24 | 642
01.06. | 1 | 642
01.06. | 2 | 642
01.06. | 3 | 642
01.06. | 4 | 642
01.06. | 5 | 642
01.06. | 6 | 642
01.06. | 7 | 642
01.06. | 8 | 642
01.06. | 9 | 642
01.06. | 10 | 642
01.06. | 11 | 642
01.06. | 12 | 642
01.06. | 13 | 642
01.06. | 14 | 642
01.06. | 15 | 642
01.06. | 16 | 642
01.06. | 17 | 642
01.06. | 18 | 642
01.06. | 19 | 642
01.06. | 20 | 642
01.06. | 21 | 642
01.06. | 22 | 642
01.06. | 23 | 642
01.06. | 24 | 642
02.06. | 1 | 642
02.06. | 2 | 642
02.06. | 3 | 642
02.06. | 4 | 642
02.06. | 5 | 642
02.06. | 6 | 642
02.06. | 7 | 642
02.06. | 8 | 642
02.06. | 9 | 642
02.06. | 10 | 642
02.06. | 11 | 642
02.06. | 12 | 642
02.06. | 13 | 642
02.06. | 14 | 642
02.06. | 15 | 642
02.06. | 16 | 642
02.06. | 17 | 642
02.06. | 18 | 642
02.06. | 19 | 642
02.06. | 20 | 642
02.06. | 21 | 642
02.06. | 22 | 642
02.06. | 23 | 642
02.06. | 24 | 642
03.06. | 1 | 642
03.06. | 2 | 642
03.06. | 3 | 642
03.06. | 4 | 642
03.06. | 5 | 642
03.06. | 6 | 642
03.06. | 7 | 642
03.06. | 8 | 642
03.06. | 9 | 642
03.06. | 10 | 642
03.06. | 11 | 642
03.06. | 12 | 642
03.06. | 13 | 642
03.06. | 14 | 642
03.06. | 15 | 642
03.06. | 16 | 642
03.06. | 17 | 642
03.06. | 18 | 642
03.06. | 19 | 642
03.06. | 20 | 642
03.06. | 21 | 642
03.06. | 22 | 642
03.06. | 23 | 642
03.06. | 24 | 642
04.06. | 1 | 642
04.06. | 2 | 642
04.06. | 3 | 642
04.06. | 4 | 642
04.06. | 5 | 642
04.06. | 6 | 642
04.06. | 7 | 642
04.06. | 8 | 642
04.06. | 9 | 642
04.06. | 10 | 642
04.06. | 11 | 642
04.06. | 12 | 642
04.06. | 13 | 642
04.06. | 14 | 642
04.06. | 15 | 642
04.06. | 16 | 642
04.06. | 17 | 642
04.06. | 18 | 642
04.06. | 19 | 642
04.06. | 20 | 642
04.06. | 21 | 642
04.06. | 22 | 642
04.06. | 23 | 642
04.06. | 24 | 642
05.06. | 1 | 642
05.06. | 2 | 642
05.06. | 3 | 642
05.06. | 4 | 642
05.06. | 5 | 642
05.06. | 6 | 642
05.06. | 7 | 642
05.06. | 8 | 642
05.06. | 9 | 642
05.06. | 10 | 642
05.06. | 11 | 642
05.06. | 12 | 642
05.06. | 13 | 642
05.06. | 14 | 642
05.06. | 15 | 642
05.06. | 16 | 642
05.06. | 17 | 642
05.06. | 18 | 642
05.06. | 19 | 642
05.06. | 20 | 642
05.06. | 21 | 642
05.06. | 22 | 642
05.06. | 23 | 642
05.06. | 24 | 642
06.06. | 1 | 642
06.06. | 2 | 642
06.06. | 3 | 642
06.06. | 4 | 642
06.06. | 5 | 642
06.06. | 6 | 642
06.06. | 7 | 642
06.06. | 8 | 642
06.06. | 9 | 642
06.06. | 10 | 642
06.06. | 11 | 642
06.06. | 12 | 642
06.06. | 13 | 642
06.06. | 14 | 642
06.06. | 15 | 642
06.06. | 16 | 642
06.06. | 17 | 642
06.06. | 18 | 642
06.06. | 19 | 642
06.06. | 20 | 642
06.06. | 21 | 642
06.06. | 22 | 642
06.06. | 23 | 642
06.06. | 24 | 642
07.06. | 1 | 642
07.06. | 2 | 642
07.06. | 3 | 642
07.06. | 4 | 642
07.06. | 5 | 642
07.06. | 6 | 642
07.06. | 7 | 642
07.06. | 8 | 642
07.06. | 9 | 642
07.06. | 10 | 642
07.06. | 11 | 642
07.06. | 12 | 642
07.06. | 13 | 642
07.06. | 14 | 642
07.06. | 15 | 642
07.06. | 16 | 642
07.06. | 17 | 642
07.06. | 18 | 642
07.06. | 19 | 642
07.06. | 20 | 642
07.06. | 21 | 642
07.06. | 22 | 642
07.06. | 23 | 642
07.06. | 24 | 642
08.06. | 1 | 642
08.06. | 2 | 642
08.06. | 3 | 642
08.06. | 4 | 642
08.06. | 5 | 642
08.06. | 6 | 642
08.06. | 7 | 642
08.06. | 8 | 642
08.06. | 9 | 642
08.06. | 10 | 642
08.06. | 11 | 642
08.06. | 12 | 642
08.06. | 13 | 642
08.06. | 14 | 642
08.06. | 15 | 642
08.06. | 16 | 642
08.06. | 17 | 642
08.06. | 18 | 642
08.06. | 19 | 642
08.06. | 20 | 642
08.06. | 21 | 642
08.06. | 22 | 642
08.06. | 23 | 642
08.06. | 24 | 642
09.06. | 1 | 642
09.06. | 2 | 642
09.06. | 3 | 642
09.06. | 4 | 642
09.06. | 5 | 642
09.06. | 6 | 642
09.06. | 7 | 642
09.06. | 8 | 642
09.06. | 9 | 642
09.06. | 10 | 642
09.06. | 11 | 642
09.06. | 12 | 642
09.06. | 13 | 642
09.06. | 14 | 642
09.06. | 15 | 642
09.06. | 16 | 642
09.06. | 17 | 642
09.06. | 18 | 642
09.06. | 19 | 642
09.06. | 20 | 642
09.06. | 21 | 642
09.06. | 22 | 642
09.06. | 23 | 642
09.06. | 24 | 642
10.06. | 1 | 642
10.06. | 2 | 642
10.06. | 3 | 642
10.06. | 4 | 642
10.06. | 5 | 642
10.06. | 6 | 642
10.06. | 7 | 642
10.06. | 8 | 642
10.06. | 9 | 642
10.06. | 10 | 642
10.06. | 11 | 642
10.06. | 12 | 642
10.06. | 13 | 642
10.06. | 14 | 642
10.06. | 15 | 642
10.06. | 16 | 642
10.06. | 17 | 642
10.06. | 18 | 642
10.06. | 19 | 642
10.06. | 20 | 642
10.06. | 21 | 642
10.06. | 22 | 642
10.06. | 23 | 642
10.06. | 24 | 642
11.06. | 1 | 642
11.06. | 2 | 642
11.06. | 3 | 642
11.06. | 4 | 642
11.06. | 5 | 642
11.06. | 6 | 642
11.06. | 7 | 642
11.06. | 8 | 642
11.06. | 9 | 642
11.06. | 10 | 642
11.06. | 11 | 642
11.06. | 12 | 642
11.06. | 13 | 642
11.06. | 14 | 642
11.06. | 15 | 642
11.06. | 16 | 642
11.06. | 17 | 642
11.06. | 18 | 642
11.06. | 19 | 642
11.06. | 20 | 642
11.06. | 21 | 642
11.06. | 22 | 642
11.06. | 23 | 642
11.06. | 24 | 642
12.06. | 1 | 642
12.06. | 2 | 642
12.06. | 3 | 642
12.06. | 4 | 642
12.06. | 5 | 642
12.06. | 6 | 642
12.06. | 7 | 642
12.06. | 8 | 642
12.06. | 9 | 642
12.06. | 10 | 642
12.06. | 11 | 642
12.06. | 12 | 642
12.06. | 13 | 642
12.06. | 14 | 642
12.06. | 15 | 642
12.06. | 16 | 642
12.06. | 17 | 642
12.06. | 18 | 642
12.06. | 19 | 642
12.06. | 20 | 642
12.06. | 21 | 642
12.06. | 22 | 642
12.06. | 23 | 642
12.06. | 24 | 642
13.06. | 1 | 642
13.06. | 2 | 642
13.06. | 3 | 642
13.06. | 4 | 642
13.06. | 5 | 642
13.06. | 6 | 642
13.06. | 7 | 642
13.06. | 8 | 642
13.06. | 9 | 642
13.06. | 10 | 642
13.06. | 11 | 642
13.06. | 12 | 642
13.06. | 13 | 642
13.06. | 14 | 642
13.06. | 15 | 642
13.06. | 16 | 642
13.06. | 17 | 642
13.06. | 18 | 642
13.06. | 19 | 642
13.06. | 20 | 642
13.06. | 21 | 642
13.06. | 22 | 642
13.06. | 23 | 642
13.06. | 24 | 642
14.06. | 1 | 642
14.06. | 2 | 642
14.06. | 3 | 642
14.06. | 4 | 642
14.06. | 5 | 642
14.06. | 6 | 642
14.06. | 7 | 642
14.06. | 8 | 642
14.06. | 9 | 642
14.06. | 10 | 642
14.06. | 11 | 642
14.06. | 12 | 642
14.06. | 13 | 642
14.06. | 14 | 642
14.06. | 15 | 642
14.06. | 16 | 642
14.06. | 17 | 642
14.06. | 18 | 642
14.06. | 19 | 642
14.06. | 20 | 642
14.06. | 21 | 642
14.06. | 22 | 642
14.06. | 23 | 642
14.06. | 24 | 642
15.06. | 1 | 642
15.06. | 2 | 642
15.06. | 3 | 642
15.06. | 4 | 642
15.06. | 5 | 642
15.06. | 6 | 642
15.06. | 7 | 642
15.06. | 8 | 642
15.06. | 9 | 642
15.06. | 10 | 642
15.06. | 11 | 642
15.06. | 12 | 642
15.06. | 13 | 642
15.06. | 14 | 642
15.06. | 15 | 642
15.06. | 16 | 642
15.06. | 17 | 642
15.06. | 18 | 642
15.06. | 19 | 642
15.06. | 20 | 642
15.06. | 21 | 642
15.06. | 22 | 642
15.06. | 23 | 642
15.06. | 24 | 642
16.06. | 1 | 642
16.06. | 2 | 642
16.06. | 3 | 642
16.06. | 4 | 642
16.06. | 5 | 642
16.06. | 6 | 642
16.06. | 7 | 642
16.06. | 8 | 642
16.06. | 9 | 642
16.06. | 10 | 642
16.06. | 11 | 642
16.06. | 12 | 642
16.06. | 13 | 642
16.06. | 14 | 642
16.06. | 15 | 642
16.06. | 16 | 642
16.06. | 17 | 642
16.06. | 18 | 642
16.06. | 19 | 642
16.06. | 20 | 642
16.06. | 21 | 642
16.06. | 22 | 642
16.06. | 23 | 642
16.06. | 24 | 642
17.06. | 1 | 642
17.06. | 2 | 642
17.06. | 3 | 642
17.06. | 4 | 642
17.06. | 5 | 642
17.06. | 6 | 642
17.06. | 7 | 642
17.06. | 8 | 642
17.06. | 9 | 642
17.06. | 10 | 642
17.06. | 11 | 642
17.06. | 12 | 642
17.06. | 13 | 642
17.06. | 14 | 642
17.06. | 15 | 642
17.06. | 16 | 642
17.06. | 17 | 642
17.06. | 18 | 642
17.06. | 19 | 642
17.06. | 20 | 642
17.06. | 21 | 642
17.06. | 22 | 642
17.06. | 23 | 642
17.06. | 24 | 642
18.06. | 1 | 642
18.06. | 2 | 642
18.06. | 3 | 642
18.06. | 4 | 642
18.06. | 5 | 642
18.06. | 6 | 642
18.06. | 7 | 642
18.06. | 8 | 642
18.06. | 9 | 642
18.06. | 10 | 642
18.06. | 11 | 642
18.06. | 12 | 642
18.06. | 13 | 642
18.06. | 14 | 642
18.06. | 15 | 642
18.06. | 16 | 642
18.06. | 17 | 642
18.06. | 18 | 642
18.06. | 19 | 642
18.06. | 20 | 642
18.06. | 21 | 642
18.06. | 22 | 642
18.06. | 23 | 642
18.06. | 24 | 642
19.06. | 1 | 642
19.06. | 2 | 642
19.06. | 3 | 642
19.06. | 4 | 642
19.06. | 5 | 642
19.06. | 6 | 642
19.06. | 7 | 642
19.06. | 8 | 642
19.06. | 9 | 642
19.06. | 10 | 642
19.06. | 11 | 642
19.06. | 12 | 642
19.06. | 13 | 642
19.06. | 14 | 642
19.06. | 15 | 642
19.06. | 16 | 642
19.06. | 17 | 642
19.06. | 18 | 642
19.06. | 19 | 642
19.06. | 20 | 642
19.06. | 21 | 642
19.06. | 22 | 642
19.06. | 23 | 642
19.06. | 24 | 642
20.06. | 1 | 642
20.06. | 2 | 642
20.06. | 3 | 642
20.06. | 4 | 642
20.06. | 5 | 642
20.06. | 6 | 642
20.06. | 7 | 642
20.06. | 8 | 642
20.06. | 9 | 642
20.06. | 10 | 642
20.06. | 11 | 642
20.06. | 12 | 642
20.06. | 13 | 642
20.06. | 14 | 642
20.06. | 15 | 642
20.06. | 16 | 642
20.06. | 17 | 642
20.06. | 18 | 642
20.06. | 19 | 642
20.06. | 20 | 642
20.06. | 21 | 642
20.06. | 22 | 642
20.06. | 23 | 642
20.06. | 24 | 642
21.06. | 1 | 642
21.06. | 2 | 642
21.06. | 3 | 642
21.06. | 4 | 642
21.06. | 5 | 642
21.06. | 6 | 642
21.06. | 7 | 642
21.06. | 8 | 642
21.06. | 9 | 642
21.06. | 10 | 642
21.06. | 11 | 642
21.06. | 12 | 642
21.06. | 13 | 642
21.06. | 14 | 642
21.06. | 15 | 642
21.06. | 16 | 642
21.06. | 17 | 642
21.06. | 18 | 642
21.06. | 19 | 642
21.06. | 20 | 642
21.06. | 21 | 642
21.06. | 22 | 642
21.06. | 23 | 642
21.06. | 24 | 642
22.06. | 1 | 642
22.06. | 2 | 642
22.06. | 3 | 642
22.06. | 4 | 642
22.06. | 5 | 642
22.06. | 6 | 642
22.06. | 7 | 642
22.06. | 8 | 642
22.06. | 9 | 642
22.06. | 10 | 642
22.06. | 11 | 642
22.06. | 12 | 642
22.06. | 13 | 642
22.06. | 14 | 642
22.06. | 15 | 642
22.06. | 16 | 642
22.06. | 17 | 642
22.06. | 18 | 642
22.06. | 19 | 642
22.06. | 20 | 642
22.06. | 21 | 642
22.06. | 22 | 642
22.06. | 23 | 642
22.06. | 24 | 642
23.06. | 1 | 642
23.06. | 2 | 642
23.06. | 3 | 642
23.06. | 4 | 642
23.06. | 5 | 642
23.06. | 6 | 642
23.06. | 7 | 642
23.06. | 8 | 642
23.06. | 9 | 642
23.06. | 10 | 642
23.06. | 11 | 642
23.06. | 12 | 642
23.06. | 13 | 642
23.06. | 14 | 642
23.06. | 15 | 642
23.06. | 16 | 642
23.06. | 17 | 642
23.06. | 18 | 642
23.06. | 19 | 642
23.06. | 20 | 642
23.06. | 21 | 642
23.06. | 22 | 642
23.06. | 23 | 642
23.06. | 24 | 642
24.06. | 1 | 642
24.06. | 2 | 642
24.06. | 3 | 642
24.06. | 4 | 642
24.06. | 5 | 642
24.06. | 6 | 642
24.06. | 7 | 642
24.06. | 8 | 642
24.06. | 9 | 642
24.06. | 10 | 642
24.06. | 11 | 642
24.06. | 12 | 642
24.06. | 13 | 642
24.06. | 14 | 642
24.06. | 15 | 642
24.06. | 16 | 642
24.06. | 17 | 642
24.06. | 18 | 642
24.06. | 19 | 642
24.06. | 20 | 642
24.06. | 21 | 642
24.06. | 22 | 642
24.06. | 23 | 642
24.06. | 24 | 642
25.06. | 1 | 642
25.06. | 2 | 642
25.06. | 3 | 642
25.06. | 4 | 642
25.06. | 5 | 642
25.06. | 6 | 642
25.06. | 7 | 642
25.06. | 8 | 642
25.06. | 9 | 642
25.06. | 10 | 642
25.06. | 11 | 642
25.06. | 12 | 642
25.06. | 13 | 642
25.06. | 14 | 642
25.06. | 15 | 642
25.06. | 16 | 642
25.06. | 17 | 642
25.06. | 18 | 642
25.06. | 19 | 642
25.06. | 20 | 642
25.06. | 21 | 642
25.06. | 22 | 642
25.06. | 23 | 642
25.06. | 24 | 642
26.06. | 1 | 642
26.06. | 2 | 642
26.06. | 3 | 642
26.06. | 4 | 642
26.06. | 5 | 642
26.06. | 6 | 642
26.06. | 7 | 642
26.06. | 8 | 642
26.06. | 9 | 642
26.06. | 10 | 642
26.06. | 11 | 642
26.06. | 12 | 642
26.06. | 13 | 642
26.06. | 14 | 642
26.06. | 15 | 642
26.06. | 16 | 642
26.06. | 17 | 642
26.06. | 18 | 642
26.06. | 19 | 642
26.06. | 20 | 642
26.06. | 21 | 642
26.06. | 22 | 642
26.06. | 23 | 642
26.06. | 24 | 642
27.06. | 1 | 642
27.06. | 2 | 642
27.06. | 3 | 642
27.06. | 4 | 642
27.06. | 5 | 642
27.06. | 6 | 642
27.06. | 7 | 642
27.06. | 8 | 642
27.06. | 9 | 642
27.06. | 10 | 642
27.06. | 11 | 642
27.06. | 12 | 642
27.06. | 13 | 642
27.06. | 14 | 642
27.06. | 15 | 642
27.06. | 16 | 642
27.06. | 17 | 642
27.06. | 18 | 642
27.06. | 19 | 642
27.06. | 20 | 642
27.06. | 21 | 642
27.06. | 22 | 642
27.06. | 23 | 642
27.06. | 24 | 642
28.06. | 1 | 642
28.06. | 2 | 642
28.06. | 3 | 642
28.06. | 4 | 642
28.06. | 5 | 642
28.06. | 6 | 642
28.06. | 7 | 642
28.06. | 8 | 642
28.06. | 9 | 642
28.06. | 10 | 642
28.06. | 11 | 642
28.06. | 12 | 642
28.06. | 13 | 642
28.06. | 14 | 642
28.06. | 15 | 642
28.06. | 16 | 642
28.06. | 17 | 642
28.06. | 18 | 642
28.06. | 19 | 642
28.06. | 20 | 642
28.06. | 21 | 642
28.06. | 22 | 642
28.06. | 23 | 642
28.06. | 24 | 642
29.06. | 1 | 642
29.06. | 2 | 642
29.06. | 3 | 642
29.06. | 4 | 642
29.06. | 5 | 642
29.06. | 6 | 642
29.06. | 7 | 642
29.06. | 8 | 642
29.06. | 9 | 642
29.06. | 10 | 642
29.06. | 11 | 642
29.06. | 12 | 642
29.06. | 13 | 642
29.06. | 14 | 642
29.06. | 15 | 642
29.06. | 16 | 642
29.06. | 17 | 642
29.06. | 18 | 642
29.06. | 19 | 642
29.06. | 20 | 642
29.06. | 21 | 642
29.06. | 22 | 642
29.06. | 23 | 642
29.06. | 24 | 642
30.06. | 1 | 642
30.06. | 2 | 642
30.06. | 3 | 642
30.06. | 4 | 642
30.06. | 5 | 642
30.06. | 6 | 642
30.06. | 7 | 642
30.06. | 8 | 642
30.06. | 9 | 642
30.06. | 10 | 642
30.06. | 11 | 642
30.06. | 12 | 642
30.06. | 13 | 642
30.06. | 14 | 642
30.06. | 15 | 642
30.06. | 16 | 642
30.06. | 17 | 642
30.06. | 18 | 642
30.06. | 19 | 642
30.06. | 20 | 642
30.06. | 21 | 642
30.06. | 22 | 642
30.06. | 23 | 642
30.06. | 24 | 642
01.07. | 1 | 642
01.07. | 2 | 642
01.07. | 3 | 642
01.07. | 4 | 642
01.07. | 5 | 642
01.07. | 6 | 642
01.07. | 7 | 642
01.07. | 8 | 642
01.07. | 9 | 642
01.07. | 10 | 642
01.07. | 11 | 642
01.07. | 12 | 642
01.07. | 13 | 642
01.07. | 14 | 642
01.07. | 15 | 642
01.07. | 16 | 642
01.07. | 17 | 642
01.07. | 18 | 642
01.07. | 19 | 642
01.07. | 20 | 642
01.07. | 21 | 642
01.07. | 22 | 642
01.07. | 23 | 642
01.07. | 24 | 642
02.07. | 1 | 642
02.07. | 2 | 642
02.07. | 3 | 642
02.07. | 4 | 642
02.07. | 5 | 642
02.07. | 6 | 642
02.07. | 7 | 642
02.07. | 8 | 642
02.07. | 9 | 642
02.07. | 10 | 642
02.07. | 11 | 642
02.07. | 12 | 642
02.07. | 13 | 642
02.07. | 14 | 642
02.07. | 15 | 642
02.07. | 16 | 642
02.07. | 17 | 642
02.07. | 18 | 642
02.07. | 19 | 642
02.07. | 20 | 642
02.07. | 21 | 642
02.07. | 22 | 642
02.07. | 23 | 642
02.07. | 24 | 642
03.07. | 1 | 642
03.07. | 2 | 642
03.07. | 3 | 642
03.07. | 4 | 642
03.07. | 5 | 642
03.07. | 6 | 642
03.07. | 7 | 642
03.07. | 8 | 642
03.07. | 9 | 642
03.07. | 10 | 642
03.07. | 11 | 642
03.07. | 12 | 642
03.07. | 13 | 642
03.07. | 14 | 642
03.07. | 15 | 642
03.07. | 16 | 642
03.07. | 17 | 642
03.07. | 18 | 642
03.07. | 19 | 642
03.07. | 20 | 642
03.07. | 21 | 642
03.07. | 22 | 642
03.07. | 23 | 642
03.07. | 24 | 642
04.07. | 1 | 642
04.07. | 2 | 642
04.07. | 3 | 642
04.07. | 4 | 642
04.07. | 5 | 642
04.07. | 6 | 642
04.07. | 7 | 642
04.07. | 8 | 642
04.07. | 9 | 642
04.07. | 10 | 642
04.07. | 11 | 642
04.07. | 12 | 642
04.07. | 13 | 642
04.07. | 14 | 642
04.07. | 15 | 642
04.07. | 16 | 642
04.07. | 17 | 642
04.07. | 18 | 642
04.07. | 19 | 642
04.07. | 20 | 642
04.07. | 21 | 642
04.07. | 22 | 642
04.07. | 23 | 642
04.07. | 24 | 642
05.07. | 1 | 642
05.07. | 2 | 642
05.07. | 3 | 642
05.07. | 4 | 642
05.07. | 5 | 642
05.07. | 6 | 642
05.07. | 7 | 642
05.07. | 8 | 642
05.07. | 9 | 642
05.07. | 10 | 642
05.07. | 11 | 642
05.07. | 12 | 642
05.07. | 13 | 642
05.07. | 14 | 642
05.07. | 15 | 642
05.07. | 16 | 642
05.07. | 17 | 642
05.07. | 18 | 642
05.07. | 19 | 642
05.07. | 20 | 642
05.07. | 21 | 642
05.07. | 22 | 642
05.07. | 23 | 642
05.07. | 24 | 642
06.07. | 1 | 642
06.07. | 2 | 642
06.07. | 3 | 642
06.07. | 4 | 642
06.07. | 5 | 642
06.07. | 6 | 642
06.07. | 7 | 642
06.07. | 8 | 642
06.07. | 9 | 642
06.07. | 10 | 642
06.07. | 11 | 642
06.07. | 12 | 642
06.07. | 13 | 642
06.07. | 14 | 642
06.07. | 15 | 642
06.07. | 16 | 642
06.07. | 17 | 642
06.07. | 18 | 642
06.07. | 19 | 642
06.07. | 20 | 642
06.07. | 21 | 642
06.07. | 22 | 642
06.07. | 23 | 642
06.07. | 24 | 642
07.07. | 1 | 642
07.07. | 2 | 642
07.07. | 3 | 642
07.07. | 4 | 642
07.07. | 5 | 642
07.07. | 6 | 642
07.07. | 7 | 642
07.07. | 8 | 642
07.07. | 9 | 642
07.07. | 10 | 642
07.07. | 11 | 642
07.07. | 12 | 642
07.07. | 13 | 642
07.07. | 14 | 642
07.07. | 15 | 642
07.07. | 16 | 642
07.07. | 17 | 642
07.07. | 18 | 642
07.07. | 19 | 642
07.07. | 20 | 642
07.07. | 21 | 642
07.07. | 22 | 642
07.07. | 23 | 642
07.07. | 24 | 642
08.07. | 1 | 642
08.07. | 2 | 642
08.07. | 3 | 642
08.07. | 4 | 642
08.07. | 5 | 642
08.07. | 6 | 642
08.07. | 7 | 642
08.07. | 8 | 642
08.07. | 9 | 642
08.07. | 10 | 642
08.07. | 11 | 642
08.07. | 12 | 642
08.07. | 13 | 642
08.07. | 14 | 642
08.07. | 15 | 642
08.07. | 16 | 642
08.07. | 17 | 642
08.07. | 18 | 642
08.07. | 19 | 642
08.07. | 20 | 642
08.07. | 21 | 642
08.07. | 22 | 642
08.07. | 23 | 642
08.07. | 24 | 642
09.07. | 1 | 642
09.07. | 2 | 642
09.07. | 3 | 642
09.07. | 4 | 642
09.07. | 5 | 642
09.07. | 6 | 642
09.07. | 7 | 642
09.07. | 8 | 642
09.07. | 9 | 642
09.07. | 10 | 642
09.07. | 11 | 642
09.07. | 12 | 642
09.07. | 13 | 642
09.07. | 14 | 642
09.07. | 15 | 642
09.07. | 16 | 642
09.07. | 17 | 642
09.07. | 18 | 642
09.07. | 19 | 642
09.07. | 20 | 642
09.07. | 21 | 642
09.07. | 22 | 642
09.07. | 23 | 642
09.07. | 24 | 642
10.07. | 1 | 642
10.07. | 2 | 642
10.07. | 3 | 642
10.07. | 4 | 642
10.07. | 5 | 642
10.07. | 6 | 642
10.07. | 7 | 642
10.07. | 8 | 642
10.07. | 9 | 642
10.07. | 10 | 642
10.07. | 11 | 642
10.07. | 12 | 642
10.07. | 13 | 642
10.07. | 14 | 642
10.07. | 15 | 642
10.07. | 16 | 642
10.07. | 17 | 642
10.07. | 18 | 642
10.07. | 19 | 642
10.07. | 20 | 642
10.07. | 21 | 642
10.07. | 22 | 642
10.07. | 23 | 642
10.07. | 24 | 642
11.07. | 1 | 642
11.07. | 2 | 642
11.07. | 3 | 642
11.07. | 4 | 642
11.07. | 5 | 642
11.07. | 6 | 642
11.07. | 7 | 642
11.07. | 8 | 642
11.07. | 9 | 642
11.07. | 10 | 642
11.07. | 11 | 642
11.07. | 12 | 642
11.07. | 13 | 642
11.07. | 14 | 642
11.07. | 15 | 642
11.07. | 16 | 642
11.07. | 17 | 642
11.07. | 18 | 642
11.07. | 19 | 642
11.07. | 20 | 642
11.07. | 21 | 642
11.07. | 22 | 642
11.07. | 23 | 642
11.07. | 24 | 642
12.07. | 1 | 642
12.07. | 2 | 642
12.07. | 3 | 642
12.07. | 4 | 642
12.07. | 5 | 642
12.07. | 6 | 642
12.07. | 7 | 642
12.07. | 8 | 642
12.07. | 9 | 642
12.07. | 10 | 642
12.07. | 11 | 642
12.07. | 12 | 642
12.07. | 13 | 642
12.07. | 14 | 642
12.07. | 15 | 642
12.07. | 16 | 642
12.07. | 17 | 642
12.07. | 18 | 642
12.07. | 19 | 642
12.07. | 20 | 642
12.07. | 21 | 642
12.07. | 22 | 642
12.07. | 23 | 642
12.07. | 24 | 642
13.07. | 1 | 642
13.07. | 2 | 642
13.07. | 3 | 642
13.07. | 4 | 642
13.07. | 5 | 642
13.07. | 6 | 642
13.07. | 7 | 642
13.07. | 8 | 642
13.07. | 9 | 642
13.07. | 10 | 642
13.07. | 11 | 642
13.07. | 12 | 642
13.07. | 13 | 642
13.07. | 14 | 642
13.07. | 15 | 642
13.07. | 16 | 642
13.07. | 17 | 642
13.07. | 18 | 642
13.07. | 19 | 642
13.07. | 20 | 642
13.07. | 21 | 642
13.07. | 22 | 642
13.07. | 23 | 642
13.07. | 24 | 642
14.07. | 1 | 642
14.07. | 2 | 642
14.07. | 3 | 642
14.07. | 4 | 642
14.07. | 5 | 642
14.07. | 6 | 642
14.07. | 7 | 642
14.07. | 8 | 642
14.07. | 9 | 642
14.07. | 10 | 642
14.07. | 11 | 642
14.07. | 12 | 642
14.07. | 13 | 642
14.07. | 14 | 642
14.07. | 15 | 642
14.07. | 16 | 642
14.07. | 17 | 642
14.07. | 18 | 642
14.07. | 19 | 642
14.07. | 20 | 642
14.07. | 21 | 642
14.07. | 22 | 642
14.07. | 23 | 642
14.07. | 24 | 642
15.07. | 1 | 642
15.07. | 2 | 642
15.07. | 3 | 642
15.07. | 4 | 642
15.07. | 5 | 642
15.07. | 6 | 642
15.07. | 7 | 642
15.07. | 8 | 642
15.07. | 9 | 642
15.07. | 10 | 642
15.07. | 11 | 642
15.07. | 12 | 642
15.07. | 13 | 642
15.07. | 14 | 642
15.07. | 15 | 642
15.07. | 16 | 642
15.07. | 17 | 642
15.07. | 18 | 642
15.07. | 19 | 642
15.07. | 20 | 642
15.07. | 21 | 642
15.07. | 22 | 642
15.07. | 23 | 642
15.07. | 24 | 642
16.07. | 1 | 642
16.07. | 2 | 642
16.07. | 3 | 642
16.07. | 4 | 642
16.07. | 5 | 642
16.07. | 6 | 642
16.07. | 7 | 642
16.07. | 8 | 642
16.07. | 9 | 642
16.07. | 10 | 642
16.07. | 11 | 642
16.07. | 12 | 642
16.07. | 13 | 642
16.07. | 14 | 642
16.07. | 15 | 642
16.07. | 16 | 642
16.07. | 17 | 642
16.07. | 18 | 642
16.07. | 19 | 642
16.07. | 20 | 642
16.07. | 21 | 642
16.07. | 22 | 642
16.07. | 23 | 642
16.07. | 24 | 642
17.07. | 1 | 642
17.07. | 2 | 642
17.07. | 3 | 642
17.07. | 4 | 642
17.07. | 5 | 642
17.07. | 6 | 642
17.07. | 7 | 642
17.07. | 8 | 642
17.07. | 9 | 642
17.07. | 10 | 642
17.07. | 11 | 642
17.07. | 12 | 642
17.07. | 13 | 642
17.07. | 14 | 642
17.07. | 15 | 642
17.07. | 16 | 642
17.07. | 17 | 642
17.07. | 18 | 642
17.07. | 19 | 642
17.07. | 20 | 642
17.07. | 21 | 642
17.07. | 22 | 642
17.07. | 23 | 642
17.07. | 24 | 642
18.07. | 1 | 642
18.07. | 2 | 642
18.07. | 3 | 642
18.07. | 4 | 642
18.07. | 5 | 642
18.07. | 6 | 642
18.07. | 7 | 642
18.07. | 8 | 642
18.07. | 9 | 642
18.07. | 10 | 642
18.07. | 11 | 642
18.07. | 12 | 642
18.07. | 13 | 642
18.07. | 14 | 642
18.07. | 15 | 642
18.07. | 16 | 642
18.07. | 17 | 642
18.07. | 18 | 642
18.07. | 19 | 642
18.07. | 20 | 642
18.07. | 21 | 642
18.07. | 22 | 642
18.07. | 23 | 642
18.07. | 24 | 642
19.07. | 1 | 642
19.07. | 2 | 642
19.07. | 3 | 642
19.07. | 4 | 642
19.07. | 5 | 642
19.07. | 6 | 642
19.07. | 7 | 642
19.07. | 8 | 642
19.07. | 9 | 642
19.07. | 10 | 642
19.07. | 11 | 642
19.07. | 12 | 642
19.07. | 13 | 642
19.07. | 14 | 642
19.07. | 15 | 642
19.07. | 16 | 642
19.07. | 17 | 642
19.07. | 18 | 642
19.07. | 19 | 642
19.07. | 20 | 642
19.07. | 21 | 642
19.07. | 22 | 642
19.07. | 23 | 642
19.07. | 24 | 642
20.07. | 1 | 642
20.07. | 2 | 642
20.07. | 3 | 642
20.07. | 4 | 642
20.07. | 5 | 642
20.07. | 6 | 642
20.07. | 7 | 642
20.07. | 8 | 642
20.07. | 9 | 642
20.07. | 10 | 642
20.07. | 11 | 642
20.07. | 12 | 642
20.07. | 13 | 642
20.07. | 14 | 642
20.07. | 15 | 642
20.07. | 16 | 642
20.07. | 17 | 642
20.07. | 18 | 642
20.07. | 19 | 642
20.07. | 20 | 642
20.07. | 21 | 642
20.07. | 22 | 642
20.07. | 23 | 642
20.07. | 24 | 642
21.07. | 1 | 642
21.07. | 2 | 642
21.07. | 3 | 642
21.07. | 4 | 642
21.07. | 5 | 642
21.07. | 6 | 642
21.07. | 7 | 642
21.07. | 8 | 642
21.07. | 9 | 642
21.07. | 10 | 642
21.07. | 11 | 642
21.07. | 12 | 642
21.07. | 13 | 642
21.07. | 14 | 642
21.07. | 15 | 642
21.07. | 16 | 642
21.07. | 17 | 642
21.07. | 18 | 642
21.07. | 19 | 642
21.07. | 20 | 642
21.07. | 21 | 642
21.07. | 22 | 642
21.07. | 23 | 642
21.07. | 24 | 642
22.07. | 1 | 642
22.07. | 2 | 642
22.07. | 3 | 642
22.07. | 4 | 642
22.07. | 5 | 642
22.07. | 6 | 642
22.07. | 7 | 642
22.07. | 8 | 642
22.07. | 9 | 642
22.07. | 10 | 642
22.07. | 11 | 642
22.07. | 12 | 642
22.07. | 13 | 642
22.07. | 14 | 642
22.07. | 15 | 642
22.07. | 16 | 642
22.07. | 17 | 642
22.07. | 18 | 642
22.07. | 19 | 642
22.07. | 20 | 642
22.07. | 21 | 642
22.07. | 22 | 642
22.07. | 23 | 642
22.07. | 24 | 642
23.07. | 1 | 642
23.07. | 2 | 642
23.07. | 3 | 642
23.07. | 4 | 642
23.07. | 5 | 642
23.07. | 6 | 642
23.07. | 7 | 642
23.07. | 8 | 642
23.07. | 9 | 642
23.07. | 10 | 642
23.07. | 11 | 642
23.07. | 12 | 642
23.07. | 13 | 642
23.07. | 14 | 642
23.07. | 15 | 642
23.07. | 16 | 642
23.07. | 17 | 642
23.07. | 18 | 642
23.07. | 19 | 642
23.07. | 20 | 642
23.07. | 21 | 642
23.07. | 22 | 642
23.07. | 23 | 642
23.07. | 24 | 642
24.07. | 1 | 642
24.07. | 2 | 642
24.07. | 3 | 642
24.07. | 4 | 642
24.07. | 5 | 642
24.07. | 6 | 642
24.07. | 7 | 642
24.07. | 8 | 642
24.07. | 9 | 642
24.07. | 10 | 642
24.07. | 11 | 642
24.07. | 12 | 642
24.07. | 13 | 642
24.07. | 14 | 642
24.07. | 15 | 642
24.07. | 16 | 642
24.07. | 17 | 642
24.07. | 18 | 642
24.07. | 19 | 642
24.07. | 20 | 642
24.07. | 21 | 642
24.07. | 22 | 642
24.07. | 23 | 642
24.07. | 24 | 642
25.07. | 1 | 642
25.07. | 2 | 642
25.07. | 3 | 642
25.07. | 4 | 642
25.07. | 5 | 642
25.07. | 6 | 642
25.07. | 7 | 642
25.07. | 8 | 642
25.07. | 9 | 642
25.07. | 10 | 642
25.07. | 11 | 642
25.07. | 12 | 642
25.07. | 13 | 642
25.07. | 14 | 642
25.07. | 15 | 642
25.07. | 16 | 642
25.07. | 17 | 642
25.07. | 18 | 642
25.07. | 19 | 642
25.07. | 20 | 642
25.07. | 21 | 642
25.07. | 22 | 642
25.07. | 23 | 642
25.07. | 24 | 642
26.07. | 1 | 642
26.07. | 2 | 642
26.07. | 3 | 642
26.07. | 4 | 642
26.07. | 5 | 642
26.07. | 6 | 642
26.07. | 7 | 642
26.07. | 8 | 642
26.07. | 9 | 642
26.07. | 10 | 642
26.07. | 11 | 642
26.07. | 12 | 642
26.07. | 13 | 642
26.07. | 14 | 642
26.07. | 15 | 642
26.07. | 16 | 642
26.07. | 17 | 642
26.07. | 18 | 642
26.07. | 19 | 642
26.07. | 20 | 642
26.07. | 21 | 642
26.07. | 22 | 642
26.07. | 23 | 642
26.07. | 24 | 642
27.07. | 1 | 642
27.07. | 2 | 642
27.07. | 3 | 642
27.07. | 4 | 642
27.07. | 5 | 642
27.07. | 6 | 642
27.07. | 7 | 642
27.07. | 8 | 642
27.07. | 9 | 642
27.07. | 10 | 642
27.07. | 11 | 642
27.07. | 12 | 642
27.07. | 13 | 642
27.07. | 14 | 642
27.07. | 15 | 642
27.07. | 16 | 642
27.07. | 17 | 642
27.07. | 18 | 642
27.07. | 19 | 642
27.07. | 20 | 642
27.07. | 21 | 642
27.07. | 22 | 642
27.07. | 23 | 642
27.07. | 24 | 642
28.07. | 1 | 642
28.07. | 2 | 642
28.07. | 3 | 642
28.07. | 4 | 642
28.07. | 5 | 642
28.07. | 6 | 642
28.07. | 7 | 642
28.07. | 8 | 642
28.07. | 9 | 642
28.07. | 10 | 642
28.07. | 11 | 642
28.07. | 12 | 642
28.07. | 13 | 642
28.07. | 14 | 642
28.07. | 15 | 642
28.07. | 16 | 642
28.07. | 17 | 642
28.07. | 18 | 642
28.07. | 19 | 642
28.07. | 20 | 642
28.07. | 21 | 642
28.07. | 22 | 642
28.07. | 23 | 642
28.07. | 24 | 642
29.07. | 1 | 642
29.07. | 2 | 642
29.07. | 3 | 642
29.07. | 4 | 642
29.07. | 5 | 642
29.07. | 6 | 642
29.07. | 7 | 642
29.07. | 8 | 642
29.07. | 9 | 642
29.07. | 10 | 642
29.07. | 11 | 642
29.07. | 12 | 642
29.07. | 13 | 642
29.07. | 14 | 642
29.07. | 15 | 642
29.07. | 16 | 642
29.07. | 17 | 642
29.07. | 18 | 642
29.07. | 19 | 642
29.07. | 20 | 642
29.07. | 21 | 642
29.07. | 22 | 642
29.07. | 23 | 642
29.07. | 24 | 642
30.07. | 1 | 642
30.07. | 2 | 642
30.07. | 3 | 642
30.07. | 4 | 642
30.07. | 5 | 642
30.07. | 6 | 642
30.07. | 7 | 642
30.07. | 8 | 642
30.07. | 9 | 642
30.07. | 10 | 642
30.07. | 11 | 642
30.07. | 12 | 642
30.07. | 13 | 642
30.07. | 14 | 642
30.07. | 15 | 642
30.07. | 16 | 642
30.07. | 17 | 642
30.07. | 18 | 642
30.07. | 19 | 642
30.07. | 20 | 642
30.07. | 21 | 642
30.07. | 22 | 642
30.07. | 23 | 642
30.07. | 24 | 642
31.07. | 1 | 642
31.07. | 2 | 642
31.07. | 3 | 642
31.07. | 4 | 642
31.07. | 5 | 642
31.07. | 6 | 642
31.07. | 7 | 642
31.07. | 8 | 642
31.07. | 9 | 642
31.07. | 10 | 642
31.07. | 11 | 642
31.07. | 12 | 642
31.07. | 13 | 642
31.07. | 14 | 642
31.07. | 15 | 642
31.07. | 16 | 642
31.07. | 17 | 642
31.07. | 18 | 642
31.07. | 19 | 642
31.07. | 20 | 642
31.07. | 21 | 642
31.07. | 22 | 642
31.07. | 23 | 642
31.07. | 24 | 642
01.08. | 1 | 642
01.08. | 2 | 642
01.08. | 3 | 642
01.08. | 4 | 642
01.08. | 5 | 642
01.08. | 6 | 642
01.08. | 7 | 642
01.08. | 8 | 642
01.08. | 9 | 642
01.08. | 10 | 642
01.08. | 11 | 642
01.08. | 12 | 642
01.08. | 13 | 642
01.08. | 14 | 642
01.08. | 15 | 642
01.08. | 16 | 642
01.08. | 17 | 642
01.08. | 18 | 642
01.08. | 19 | 642
01.08. | 20 | 642
01.08. | 21 | 642
01.08. | 22 | 642
01.08. | 23 | 642
01.08. | 24 | 642
02.08. | 1 | 642
02.08. | 2 | 642
02.08. | 3 | 642
02.08. | 4 | 642
02.08. | 5 | 642
02.08. | 6 | 642
02.08. | 7 | 642
02.08. | 8 | 642
02.08. | 9 | 642
02.08. | 10 | 642
02.08. | 11 | 642
02.08. | 12 | 642
02.08. | 13 | 642
02.08. | 14 | 642
02.08. | 15 | 642
02.08. | 16 | 642
02.08. | 17 | 642
02.08. | 18 | 642
02.08. | 19 | 642
02.08. | 20 | 642
02.08. | 21 | 642
02.08. | 22 | 642
02.08. | 23 | 642
02.08. | 24 | 642
03.08. | 1 | 642
03.08. | 2 | 642
03.08. | 3 | 642
03.08. | 4 | 642
03.08. | 5 | 642
03.08. | 6 | 642
03.08. | 7 | 642
03.08. | 8 | 642
03.08. | 9 | 642
03.08. | 10 | 642
03.08. | 11 | 642
03.08. | 12 | 642
03.08. | 13 | 642
03.08. | 14 | 642
03.08. | 15 | 642
03.08. | 16 | 642
03.08. | 17 | 642
03.08. | 18 | 642
03.08. | 19 | 642
03.08. | 20 | 642
03.08. | 21 | 642
03.08. | 22 | 642
03.08. | 23 | 642
03.08. | 24 | 642
04.08. | 1 | 642
04.08. | 2 | 642
04.08. | 3 | 642
04.08. | 4 | 642
04.08. | 5 | 642
04.08. | 6 | 642
04.08. | 7 | 642
04.08. | 8 | 642
04.08. | 9 | 642
04.08. | 10 | 642
04.08. | 11 | 642
04.08. | 12 | 642
04.08. | 13 | 642
04.08. | 14 | 642
04.08. | 15 | 642
04.08. | 16 | 642
04.08. | 17 | 642
04.08. | 18 | 642
04.08. | 19 | 642
04.08. | 20 | 642
04.08. | 21 | 642
04.08. | 22 | 642
04.08. | 23 | 642
04.08. | 24 | 642
05.08. | 1 | 642
05.08. | 2 | 642
05.08. | 3 | 642
05.08. | 4 | 642
05.08. | 5 | 642
05.08. | 6 | 642
05.08. | 7 | 642
05.08. | 8 | 642
05.08. | 9 | 642
05.08. | 10 | 642
05.08. | 11 | 642
05.08. | 12 | 642
05.08. | 13 | 642
05.08. | 14 | 642
05.08. | 15 | 642
05.08. | 16 | 642
05.08. | 17 | 642
05.08. | 18 | 642
05.08. | 19 | 642
05.08. | 20 | 642
05.08. | 21 | 642
05.08. | 22 | 642
05.08. | 23 | 642
05.08. | 24 | 642
06.08. | 1 | 642
06.08. | 2 | 642
06.08. | 3 | 642
06.08. | 4 | 642
06.08. | 5 | 642
06.08. | 6 | 642
06.08. | 7 | 642
06.08. | 8 | 642
06.08. | 9 | 642
06.08. | 10 | 642
06.08. | 11 | 642
06.08. | 12 | 642
06.08. | 13 | 642
06.08. | 14 | 642
06.08. | 15 | 642
06.08. | 16 | 642
06.08. | 17 | 642
06.08. | 18 | 642
06.08. | 19 | 642
06.08. | 20 | 642
06.08. | 21 | 642
06.08. | 22 | 642
06.08. | 23 | 642
06.08. | 24 | 642
07.08. | 1 | 642
07.08. | 2 | 642
07.08. | 3 | 642
07.08. | 4 | 642
07.08. | 5 | 642
07.08. | 6 | 642
07.08. | 7 | 642
07.08. | 8 | 642
07.08. | 9 | 642
07.08. | 10 | 642
07.08. | 11 | 642
07.08. | 12 | 642
07.08. | 13 | 642
07.08. | 14 | 642
07.08. | 15 | 642
07.08. | 16 | 642
07.08. | 17 | 642
07.08. | 18 | 642
07.08. | 19 | 642
07.08. | 20 | 642
07.08. | 21 | 642
07.08. | 22 | 642
07.08. | 23 | 642
07.08. | 24 | 642
08.08. | 1 | 642
08.08. | 2 | 642
08.08. | 3 | 642
08.08. | 4 | 642
08.08. | 5 | 642
08.08. | 6 | 642
08.08. | 7 | 642
08.08. | 8 | 642
08.08. | 9 | 642
08.08. | 10 | 642
08.08. | 11 | 642
08.08. | 12 | 642
08.08. | 13 | 642
08.08. | 14 | 642
08.08. | 15 | 642
08.08. | 16 | 642
08.08. | 17 | 642
08.08. | 18 | 642
08.08. | 19 | 642
08.08. | 20 | 642
08.08. | 21 | 642
08.08. | 22 | 642
08.08. | 23 | 642
08.08. | 24 | 642
09.08. | 1 | 642
09.08. | 2 | 642
09.08. | 3 | 642
09.08. | 4 | 642
09.08. | 5 | 642
09.08. | 6 | 642
09.08. | 7 | 642
09.08. | 8 | 642
09.08. | 9 | 642
09.08. | 10 | 642
09.08. | 11 | 642
09.08. | 12 | 642
09.08. | 13 | 642
09.08. | 14 | 642
09.08. | 15 | 642
09.08. | 16 | 642
09.08. | 17 | 642
09.08. | 18 | 642
09.08. | 19 | 642
09.08. | 20 | 642
09.08. | 21 | 642
09.08. | 22 | 642
09.08. | 23 | 642
09.08. | 24 | 642
10.08. | 1 | 642
10.08. | 2 | 642
10.08. | 3 | 642
10.08. | 4 | 642
10.08. | 5 | 642
10.08. | 6 | 642
10.08. | 7 | 642
10.08. | 8 | 642
10.08. | 9 | 642
10.08. | 10 | 642
10.08. | 11 | 642
10.08. | 12 | 642
10.08. | 13 | 642
10.08. | 14 | 642
10.08. | 15 | 642
10.08. | 16 | 642
10.08. | 17 | 642
10.08. | 18 | 642
10.08. | 19 | 642
10.08. | 20 | 642
10.08. | 21 | 642
10.08. | 22 | 642
10.08. | 23 | 642
10.08. | 24 | 642
11.08. | 1 | 642
11.08. | 2 | 642
11.08. | 3 | 642
11.08. | 4 | 642
11.08. | 5 | 642
11.08. | 6 | 642
11.08. | 7 | 642
11.08. | 8 | 642
11.08. | 9 | 642
11.08. | 10 | 642
11.08. | 11 | 642
11.08. | 12 | 642
11.08. | 13 | 642
11.08. | 14 | 642
11.08. | 15 | 642
11.08. | 16 | 642
11.08. | 17 | 642
11.08. | 18 | 642
11.08. | 19 | 642
11.08. | 20 | 642
11.08. | 21 | 642
11.08. | 22 | 642
11.08. | 23 | 642
11.08. | 24 | 642
12.08. | 1 | 642
12.08. | 2 | 642
12.08. | 3 | 642
12.08. | 4 | 642
12.08. | 5 | 642
12.08. | 6 | 642
12.08. | 7 | 642
12.08. | 8 | 642
12.08. | 9 | 642
12.08. | 10 | 642
12.08. | 11 | 642
12.08. | 12 | 642
12.08. | 13 | 642
12.08. | 14 | 642
12.08. | 15 | 642
12.08. | 16 | 642
12.08. | 17 | 642
12.08. | 18 | 642
12.08. | 19 | 642
12.08. | 20 | 642
12.08. | 21 | 642
12.08. | 22 | 642
12.08. | 23 | 642
12.08. | 24 | 642
13.08. | 1 | 642
13.08. | 2 | 642
13.08. | 3 | 642
13.08. | 4 | 642
13.08. | 5 | 642
13.08. | 6 | 642
13.08. | 7 | 642
13.08. | 8 | 642
13.08. | 9 | 642
13.08. | 10 | 642
13.08. | 11 | 642
13.08. | 12 | 642
13.08. | 13 | 642
13.08. | 14 | 642
13.08. | 15 | 642
13.08. | 16 | 642
13.08. | 17 | 642
13.08. | 18 | 642
13.08. | 19 | 642
13.08. | 20 | 642
13.08. | 21 | 642
13.08. | 22 | 642
13.08. | 23 | 642
13.08. | 24 | 642
14.08. | 1 | 642
14.08. | 2 | 642
14.08. | 3 | 642
14.08. | 4 | 642
14.08. | 5 | 642
14.08. | 6 | 642
14.08. | 7 | 642
14.08. | 8 | 642
14.08. | 9 | 642
14.08. | 10 | 642
14.08. | 11 | 642
14.08. | 12 | 642
14.08. | 13 | 642
14.08. | 14 | 642
14.08. | 15 | 642
14.08. | 16 | 642
14.08. | 17 | 642
14.08. | 18 | 642
14.08. | 19 | 642
14.08. | 20 | 642
14.08. | 21 | 642
14.08. | 22 | 642
14.08. | 23 | 642
14.08. | 24 | 642
15.08. | 1 | 642
15.08. | 2 | 642
15.08. | 3 | 642
15.08. | 4 | 642
15.08. | 5 | 642
15.08. | 6 | 642
15.08. | 7 | 642
15.08. | 8 | 642
15.08. | 9 | 642
15.08. | 10 | 642
15.08. | 11 | 642
15.08. | 12 | 642
15.08. | 13 | 642
15.08. | 14 | 642
15.08. | 15 | 642
15.08. | 16 | 642
15.08. | 17 | 642
15.08. | 18 | 642
15.08. | 19 | 642
15.08. | 20 | 642
15.08. | 21 | 642
15.08. | 22 | 642
15.08. | 23 | 642
15.08. | 24 | 642
16.08. | 1 | 642
16.08. | 2 | 642
16.08. | 3 | 642
16.08. | 4 | 642
16.08. | 5 | 642
16.08. | 6 | 642
16.08. | 7 | 642
16.08. | 8 | 642
16.08. | 9 | 642
16.08. | 10 | 642
16.08. | 11 | 642
16.08. | 12 | 642
16.08. | 13 | 642
16.08. | 14 | 642
16.08. | 15 | 642
16.08. | 16 | 642
16.08. | 17 | 642
16.08. | 18 | 642
16.08. | 19 | 642
16.08. | 20 | 642
16.08. | 21 | 642
16.08. | 22 | 642
16.08. | 23 | 642
16.08. | 24 | 642
17.08. | 1 | 642
17.08. | 2 | 642
17.08. | 3 | 642
17.08. | 4 | 642
17.08. | 5 | 642
17.08. | 6 | 642
17.08. | 7 | 642
17.08. | 8 | 642
17.08. | 9 | 642
17.08. | 10 | 642
17.08. | 11 | 642
17.08. | 12 | 642
17.08. | 13 | 642
17.08. | 14 | 642
17.08. | 15 | 642
17.08. | 16 | 642
17.08. | 17 | 642
17.08. | 18 | 642
17.08. | 19 | 642
17.08. | 20 | 642
17.08. | 21 | 642
17.08. | 22 | 642
17.08. | 23 | 642
17.08. | 24 | 642
18.08. | 1 | 642
18.08. | 2 | 642
18.08. | 3 | 642
18.08. | 4 | 642
18.08. | 5 | 642
18.08. | 6 | 642
18.08. | 7 | 642
18.08. | 8 | 642
18.08. | 9 | 642
18.08. | 10 | 642
18.08. | 11 | 642
18.08. | 12 | 642
18.08. | 13 | 642
18.08. | 14 | 642
18.08. | 15 | 642
18.08. | 16 | 642
18.08. | 17 | 642
18.08. | 18 | 642
18.08. | 19 | 642
18.08. | 20 | 642
18.08. | 21 | 642
18.08. | 22 | 642
18.08. | 23 | 642
18.08. | 24 | 642
19.08. | 1 | 642
19.08. | 2 | 642
19.08. | 3 | 642
19.08. | 4 | 642
19.08. | 5 | 642
19.08. | 6 | 642
19.08. | 7 | 642
19.08. | 8 | 642
19.08. | 9 | 642
19.08. | 10 | 642
19.08. | 11 | 642
19.08. | 12 | 642
19.08. | 13 | 642
19.08. | 14 | 642
19.08. | 15 | 642
19.08. | 16 | 642
19.08. | 17 | 642
19.08. | 18 | 642
19.08. | 19 | 642
19.08. | 20 | 642
19.08. | 21 | 642
19.08. | 22 | 642
19.08. | 23 | 642
19.08. | 24 | 642
20.08. | 1 | 642
20.08. | 2 | 642
20.08. | 3 | 642
20.08. | 4 | 642
20.08. | 5 | 642
20.08. | 6 | 642
20.08. | 7 | 642
20.08. | 8 | 642
20.08. | 9 | 642
20.08. | 10 | 642
20.08. | 11 | 642
20.08. | 12 | 642
20.08. | 13 | 642
20.08. | 14 | 642
20.08. | 15 | 642
20.08. | 16 | 642
20.08. | 17 | 642
20.08. | 18 | 642
20.08. | 19 | 642
20.08. | 20 | 642
20.08. | 21 | 642
20.08. | 22 | 642
20.08. | 23 | 642
20.08. | 24 | 642
21.08. | 1 | 642
21.08. | 2 | 642
21.08. | 3 | 642
21.08. | 4 | 642
21.08. | 5 | 642
21.08. | 6 | 642
21.08. | 7 | 642
21.08. | 8 | 642
21.08. | 9 | 642
21.08. | 10 | 642
21.08. | 11 | 642
21.08. | 12 | 642
21.08. | 13 | 642
21.08. | 14 | 642
21.08. | 15 | 642
21.08. | 16 | 642
21.08. | 17 | 642
21.08. | 18 | 642
21.08. | 19 | 642
21.08. | 20 | 642
21.08. | 21 | 642
21.08. | 22 | 642
21.08. | 23 | 642
21.08. | 24 | 642
22.08. | 1 | 642
22.08. | 2 | 642
22.08. | 3 | 642
22.08. | 4 | 642
22.08. | 5 | 642
22.08. | 6 | 642
22.08. | 7 | 642
22.08. | 8 | 642
22.08. | 9 | 642
22.08. | 10 | 642
22.08. | 11 | 642
22.08. | 12 | 642
22.08. | 13 | 642
22.08. | 14 | 642
22.08. | 15 | 642
22.08. | 16 | 642
22.08. | 17 | 642
22.08. | 18 | 642
22.08. | 19 | 642
22.08. | 20 | 642
22.08. | 21 | 642
22.08. | 22 | 642
22.08. | 23 | 642
22.08. | 24 | 642
23.08. | 1 | 642
23.08. | 2 | 642
23.08. | 3 | 642
23.08. | 4 | 642
23.08. | 5 | 642
23.08. | 6 | 642
23.08. | 7 | 642
23.08. | 8 | 642
23.08. | 9 | 642
23.08. | 10 | 642
23.08. | 11 | 642
23.08. | 12 | 642
23.08. | 13 | 642
23.08. | 14 | 642
23.08. | 15 | 642
23.08. | 16 | 642
23.08. | 17 | 642
23.08. | 18 | 642
23.08. | 19 | 642
23.08. | 20 | 642
23.08. | 21 | 642
23.08. | 22 | 642
23.08. | 23 | 642
23.08. | 24 | 642
24.08. | 1 | 642
24.08. | 2 | 642
24.08. | 3 | 642
24.08. | 4 | 642
24.08. | 5 | 642
24.08. | 6 | 642
24.08. | 7 | 642
24.08. | 8 | 642
24.08. | 9 | 642
24.08. | 10 | 642
24.08. | 11 | 642
24.08. | 12 | 642
24.08. | 13 | 642
24.08. | 14 | 642
24.08. | 15 | 642
24.08. | 16 | 642
24.08. | 17 | 642
24.08. | 18 | 642
24.08. | 19 | 642
24.08. | 20 | 642
24.08. | 21 | 642
24.08. | 22 | 642
24.08. | 23 | 642
24.08. | 24 | 642
25.08. | 1 | 642
25.08. | 2 | 642
25.08. | 3 | 642
25.08. | 4 | 642
25.08. | 5 | 642
25.08. | 6 | 642
25.08. | 7 | 642
25.08. | 8 | 642
25.08. | 9 | 642
25.08. | 10 | 642
25.08. | 11 | 642
25.08. | 12 | 642
25.08. | 13 | 642
25.08. | 14 | 642
25.08. | 15 | 642
25.08. | 16 | 642
25.08. | 17 | 642
25.08. | 18 | 642
25.08. | 19 | 642
25.08. | 20 | 642
25.08. | 21 | 642
25.08. | 22 | 642
25.08. | 23 | 642
25.08. | 24 | 642
26.08. | 1 | 642
26.08. | 2 | 642
26.08. | 3 | 642
26.08. | 4 | 642
26.08. | 5 | 642
26.08. | 6 | 642
26.08. | 7 | 642
26.08. | 8 | 642
26.08. | 9 | 642
26.08. | 10 | 642
26.08. | 11 | 642
26.08. | 12 | 642
26.08. | 13 | 642
26.08. | 14 | 642
26.08. | 15 | 642
26.08. | 16 | 642
26.08. | 17 | 642
26.08. | 18 | 642
26.08. | 19 | 642
26.08. | 20 | 642
26.08. | 21 | 642
26.08. | 22 | 642
26.08. | 23 | 642
26.08. | 24 | 642
27.08. | 1 | 642
27.08. | 2 | 642
27.08. | 3 | 642
27.08. | 4 | 642
27.08. | 5 | 642
27.08. | 6 | 642
27.08. | 7 | 642
27.08. | 8 | 642
27.08. | 9 | 642
27.08. | 10 | 642
27.08. | 11 | 642
27.08. | 12 | 642
27.08. | 13 | 642
27.08. | 14 | 642
27.08. | 15 | 642
27.08. | 16 | 642
27.08. | 17 | 642
27.08. | 18 | 642
27.08. | 19 | 642
27.08. | 20 | 642
27.08. | 21 | 642
27.08. | 22 | 642
27.08. | 23 | 642
27.08. | 24 | 642
28.08. | 1 | 642
28.08. | 2 | 642
28.08. | 3 | 642
28.08. | 4 | 642
28.08. | 5 | 642
28.08. | 6 | 642
28.08. | 7 | 642
28.08. | 8 | 642
28.08. | 9 | 642
28.08. | 10 | 642
28.08. | 11 | 642
28.08. | 12 | 642
28.08. | 13 | 642
28.08. | 14 | 642
28.08. | 15 | 642
28.08. | 16 | 642
28.08. | 17 | 642
28.08. | 18 | 642
28.08. | 19 | 642
28.08. | 20 | 642
28.08. | 21 | 642
28.08. | 22 | 642
28.08. | 23 | 642
28.08. | 24 | 642
29.08. | 1 | 642
29.08. | 2 | 642
29.08. | 3 | 642
29.08. | 4 | 642
29.08. | 5 | 642
29.08. | 6 | 642
29.08. | 7 | 642
29.08. | 8 | 642
29.08. | 9 | 642
29.08. | 10 | 642
29.08. | 11 | 642
29.08. | 12 | 642
29.08. | 13 | 642
29.08. | 14 | 642
29.08. | 15 | 642
29.08. | 16 | 642
29.08. | 17 | 642
29.08. | 18 | 642
29.08. | 19 | 642
29.08. | 20 | 642
29.08. | 21 | 642
29.08. | 22 | 642
29.08. | 23 | 642
29.08. | 24 | 642
30.08. | 1 | 642
30.08. | 2 | 642
30.08. | 3 | 642
30.08. | 4 | 642
30.08. | 5 | 642
30.08. | 6 | 642
30.08. | 7 | 642
30.08. | 8 | 642
30.08. | 9 | 642
30.08. | 10 | 642
30.08. | 11 | 642
30.08. | 12 | 642
30.08. | 13 | 642
30.08. | 14 | 642
30.08. | 15 | 642
30.08. | 16 | 642
30.08. | 17 | 642
30.08. | 18 | 642
30.08. | 19 | 642
30.08. | 20 | 642
30.08. | 21 | 642
30.08. | 22 | 642
30.08. | 23 | 642
30.08. | 24 | 642
31.08. | 1 | 642
31.08. | 2 | 642
31.08. | 3 | 642
31.08. | 4 | 642
31.08. | 5 | 642
31.08. | 6 | 642
31.08. | 7 | 642
31.08. | 8 | 642
31.08. | 9 | 642
31.08. | 10 | 642
31.08. | 11 | 642
31.08. | 12 | 642
31.08. | 13 | 642
31.08. | 14 | 642
31.08. | 15 | 642
31.08. | 16 | 642
31.08. | 17 | 642
31.08. | 18 | 642
31.08. | 19 | 642
31.08. | 20 | 642
31.08. | 21 | 642
31.08. | 22 | 642
31.08. | 23 | 642
31.08. | 24 | 642
01.09. | 1 | 642
01.09. | 2 | 642
01.09. | 3 | 642
01.09. | 4 | 642
01.09. | 5 | 642
01.09. | 6 | 642
01.09. | 7 | 642
01.09. | 8 | 642
01.09. | 9 | 642
01.09. | 10 | 642
01.09. | 11 | 642
01.09. | 12 | 642
01.09. | 13 | 642
01.09. | 14 | 642
01.09. | 15 | 642
01.09. | 16 | 642
01.09. | 17 | 642
01.09. | 18 | 642
01.09. | 19 | 642
01.09. | 20 | 642
01.09. | 21 | 642
01.09. | 22 | 642
01.09. | 23 | 642
01.09. | 24 | 642
02.09. | 1 | 642
02.09. | 2 | 642
02.09. | 3 | 642
02.09. | 4 | 642
02.09. | 5 | 642
02.09. | 6 | 642
02.09. | 7 | 642
02.09. | 8 | 642
02.09. | 9 | 642
02.09. | 10 | 642
02.09. | 11 | 642
02.09. | 12 | 642
02.09. | 13 | 642
02.09. | 14 | 642
02.09. | 15 | 642
02.09. | 16 | 642
02.09. | 17 | 642
02.09. | 18 | 642
02.09. | 19 | 642
02.09. | 20 | 642
02.09. | 21 | 642
02.09. | 22 | 642
02.09. | 23 | 642
02.09. | 24 | 642
03.09. | 1 | 642
03.09. | 2 | 642
03.09. | 3 | 642
03.09. | 4 | 642
03.09. | 5 | 642
03.09. | 6 | 642
03.09. | 7 | 642
03.09. | 8 | 642
03.09. | 9 | 642
03.09. | 10 | 642
03.09. | 11 | 642
03.09. | 12 | 642
03.09. | 13 | 642
03.09. | 14 | 642
03.09. | 15 | 642
03.09. | 16 | 642
03.09. | 17 | 642
03.09. | 18 | 642
03.09. | 19 | 642
03.09. | 20 | 642
03.09. | 21 | 642
03.09. | 22 | 642
03.09. | 23 | 642
03.09. | 24 | 642
04.09. | 1 | 642
04.09. | 2 | 642
04.09. | 3 | 642
04.09. | 4 | 642
04.09. | 5 | 642
04.09. | 6 | 642
04.09. | 7 | 642
04.09. | 8 | 642
04.09. | 9 | 642
04.09. | 10 | 642
04.09. | 11 | 642
04.09. | 12 | 642
04.09. | 13 | 642
04.09. | 14 | 642
04.09. | 15 | 642
04.09. | 16 | 642
04.09. | 17 | 642
04.09. | 18 | 642
04.09. | 19 | 642
04.09. | 20 | 642
04.09. | 21 | 642
04.09. | 22 | 642
04.09. | 23 | 642
04.09. | 24 | 642
05.09. | 1 | 642
05.09. | 2 | 642
05.09. | 3 | 642
05.09. | 4 | 642
05.09. | 5 | 642
05.09. | 6 | 642
05.09. | 7 | 642
05.09. | 8 | 642
05.09. | 9 | 642
05.09. | 10 | 642
05.09. | 11 | 642
05.09. | 12 | 642
05.09. | 13 | 642
05.09. | 14 | 642
05.09. | 15 | 642
05.09. | 16 | 642
05.09. | 17 | 642
05.09. | 18 | 642
05.09. | 19 | 642
05.09. | 20 | 642
05.09. | 21 | 642
05.09. | 22 | 642
05.09. | 23 | 642
05.09. | 24 | 642
06.09. | 1 | 642
06.09. | 2 | 642
06.09. | 3 | 642
06.09. | 4 | 642
06.09. | 5 | 642
06.09. | 6 | 642
06.09. | 7 | 642
06.09. | 8 | 642
06.09. | 9 | 642
06.09. | 10 | 642
06.09. | 11 | 642
06.09. | 12 | 642
06.09. | 13 | 642
06.09. | 14 | 642
06.09. | 15 | 642
06.09. | 16 | 642
06.09. | 17 | 642
06.09. | 18 | 642
06.09. | 19 | 642
06.09. | 20 | 642
06.09. | 21 | 642
06.09. | 22 | 642
06.09. | 23 | 642
06.09. | 24 | 642
07.09. | 1 | 642
07.09. | 2 | 642
07.09. | 3 | 642
07.09. | 4 | 642
07.09. | 5 | 642
07.09. | 6 | 642
07.09. | 7 | 642
07.09. | 8 | 642
07.09. | 9 | 642
07.09. | 10 | 642
07.09. | 11 | 642
07.09. | 12 | 642
07.09. | 13 | 642
07.09. | 14 | 642
07.09. | 15 | 642
07.09. | 16 | 642
07.09. | 17 | 642
07.09. | 18 | 642
07.09. | 19 | 642
07.09. | 20 | 642
07.09. | 21 | 642
07.09. | 22 | 642
07.09. | 23 | 642
07.09. | 24 | 642
08.09. | 1 | 642
08.09. | 2 | 642
08.09. | 3 | 642
08.09. | 4 | 642
08.09. | 5 | 642
08.09. | 6 | 642
08.09. | 7 | 642
08.09. | 8 | 642
08.09. | 9 | 642
08.09. | 10 | 642
08.09. | 11 | 642
08.09. | 12 | 642
08.09. | 13 | 642
08.09. | 14 | 642
08.09. | 15 | 642
08.09. | 16 | 642
08.09. | 17 | 642
08.09. | 18 | 642
08.09. | 19 | 642
08.09. | 20 | 642
08.09. | 21 | 642
08.09. | 22 | 642
08.09. | 23 | 642
08.09. | 24 | 642
09.09. | 1 | 642
09.09. | 2 | 642
09.09. | 3 | 642
09.09. | 4 | 642
09.09. | 5 | 642
09.09. | 6 | 642
09.09. | 7 | 642
09.09. | 8 | 642
09.09. | 9 | 642
09.09. | 10 | 642
09.09. | 11 | 642
09.09. | 12 | 642
09.09. | 13 | 642
09.09. | 14 | 642
09.09. | 15 | 642
09.09. | 16 | 642
09.09. | 17 | 642
09.09. | 18 | 642
09.09. | 19 | 642
09.09. | 20 | 642
09.09. | 21 | 642
09.09. | 22 | 642
09.09. | 23 | 642
09.09. | 24 | 642
10.09. | 1 | 642
10.09. | 2 | 642
10.09. | 3 | 642
10.09. | 4 | 642
10.09. | 5 | 642
10.09. | 6 | 642
10.09. | 7 | 642
10.09. | 8 | 642
10.09. | 9 | 642
10.09. | 10 | 642
10.09. | 11 | 642
10.09. | 12 | 642
10.09. | 13 | 642
10.09. | 14 | 642
10.09. | 15 | 642
10.09. | 16 | 642
10.09. | 17 | 642
10.09. | 18 | 642
10.09. | 19 | 642
10.09. | 20 | 642
10.09. | 21 | 642
10.09. | 22 | 642
10.09. | 23 | 642
10.09. | 24 | 642
11.09. | 1 | 642
11.09. | 2 | 642
11.09. | 3 | 642
11.09. | 4 | 642
11.09. | 5 | 642
11.09. | 6 | 642
11.09. | 7 | 642
11.09. | 8 | 642
11.09. | 9 | 642
11.09. | 10 | 642
11.09. | 11 | 642
11.09. | 12 | 642
11.09. | 13 | 642
11.09. | 14 | 642
11.09. | 15 | 642
11.09. | 16 | 642
11.09. | 17 | 642
11.09. | 18 | 642
11.09. | 19 | 642
11.09. | 20 | 642
11.09. | 21 | 642
11.09. | 22 | 642
11.09. | 23 | 642
11.09. | 24 | 642
12.09. | 1 | 642
12.09. | 2 | 642
12.09. | 3 | 642
12.09. | 4 | 642
12.09. | 5 | 642
12.09. | 6 | 642
12.09. | 7 | 642
12.09. | 8 | 642
12.09. | 9 | 642
12.09. | 10 | 642
12.09. | 11 | 642
12.09. | 12 | 642
12.09. | 13 | 642
12.09. | 14 | 642
12.09. | 15 | 642
12.09. | 16 | 642
12.09. | 17 | 642
12.09. | 18 | 642
12.09. | 19 | 642
12.09. | 20 | 642
12.09. | 21 | 642
12.09. | 22 | 642
12.09. | 23 | 642
12.09. | 24 | 642
13.09. | 1 | 642
13.09. | 2 | 642
13.09. | 3 | 642
13.09. | 4 | 642
13.09. | 5 | 642
13.09. | 6 | 642
13.09. | 7 | 642
13.09. | 8 | 642
13.09. | 9 | 642
13.09. | 10 | 642
13.09. | 11 | 642
13.09. | 12 | 642
13.09. | 13 | 642
13.09. | 14 | 642
13.09. | 15 | 642
13.09. | 16 | 642
13.09. | 17 | 642
13.09. | 18 | 642
13.09. | 19 | 642
13.09. | 20 | 642
13.09. | 21 | 642
13.09. | 22 | 642
13.09. | 23 | 642
13.09. | 24 | 642
14.09. | 1 | 642
14.09. | 2 | 642
14.09. | 3 | 642
14.09. | 4 | 642
14.09. | 5 | 642
14.09. | 6 | 642
14.09. | 7 | 642
14.09. | 8 | 642
14.09. | 9 | 642
14.09. | 10 | 642
14.09. | 11 | 642
14.09. | 12 | 642
14.09. | 13 | 642
14.09. | 14 | 642
14.09. | 15 | 642
14.09. | 16 | 642
14.09. | 17 | 642
14.09. | 18 | 642
14.09. | 19 | 642
14.09. | 20 | 642
14.09. | 21 | 642
14.09. | 22 | 642
14.09. | 23 | 642
14.09. | 24 | 642
15.09. | 1 | 642
15.09. | 2 | 642
15.09. | 3 | 642
15.09. | 4 | 642
15.09. | 5 | 642
15.09. | 6 | 642
15.09. | 7 | 642
15.09. | 8 | 642
15.09. | 9 | 642
15.09. | 10 | 642
15.09. | 11 | 642
15.09. | 12 | 642
15.09. | 13 | 642
15.09. | 14 | 642
15.09. | 15 | 642
15.09. | 16 | 642
15.09. | 17 | 642
15.09. | 18 | 642
15.09. | 19 | 642
15.09. | 20 | 642
15.09. | 21 | 642
15.09. | 22 | 642
15.09. | 23 | 642
15.09. | 24 | 642
16.09. | 1 | 642
16.09. | 2 | 642
16.09. | 3 | 642
16.09. | 4 | 642
16.09. | 5 | 642
16.09. | 6 | 642
16.09. | 7 | 642
16.09. | 8 | 642
16.09. | 9 | 642
16.09. | 10 | 642
16.09. | 11 | 642
16.09. | 12 | 642
16.09. | 13 | 642
16.09. | 14 | 642
16.09. | 15 | 642
16.09. | 16 | 642
16.09. | 17 | 642
16.09. | 18 | 642
16.09. | 19 | 642
16.09. | 20 | 642
16.09. | 21 | 642
16.09. | 22 | 642
16.09. | 23 | 642
16.09. | 24 | 642
17.09. | 1 | 642
17.09. | 2 | 642
17.09. | 3 | 642
17.09. | 4 | 642
17.09. | 5 | 642
17.09. | 6 | 642
17.09. | 7 | 642
17.09. | 8 | 642
17.09. | 9 | 642
17.09. | 10 | 642
17.09. | 11 | 642
17.09. | 12 | 642
17.09. | 13 | 642
17.09. | 14 | 642
17.09. | 15 | 642
17.09. | 16 | 642
17.09. | 17 | 642
17.09. | 18 | 642
17.09. | 19 | 642
17.09. | 20 | 642
17.09. | 21 | 642
17.09. | 22 | 642
17.09. | 23 | 642
17.09. | 24 | 642
18.09. | 1 | 642
18.09. | 2 | 642
18.09. | 3 | 642
18.09. | 4 | 642
18.09. | 5 | 642
18.09. | 6 | 642
18.09. | 7 | 642
18.09. | 8 | 642
18.09. | 9 | 642
18.09. | 10 | 642
18.09. | 11 | 642
18.09. | 12 | 642
18.09. | 13 | 642
18.09. | 14 | 642
18.09. | 15 | 642
18.09. | 16 | 642
18.09. | 17 | 642
18.09. | 18 | 642
18.09. | 19 | 642
18.09. | 20 | 642
18.09. | 21 | 642
18.09. | 22 | 642
18.09. | 23 | 642
18.09. | 24 | 642
19.09. | 1 | 642
19.09. | 2 | 642
19.09. | 3 | 642
19.09. | 4 | 642
19.09. | 5 | 642
19.09. | 6 | 642
19.09. | 7 | 642
19.09. | 8 | 642
19.09. | 9 | 642
19.09. | 10 | 642
19.09. | 11 | 642
19.09. | 12 | 642
19.09. | 13 | 642
19.09. | 14 | 642
19.09. | 15 | 642
19.09. | 16 | 642
19.09. | 17 | 642
19.09. | 18 | 642
19.09. | 19 | 642
19.09. | 20 | 642
19.09. | 21 | 642
19.09. | 22 | 642
19.09. | 23 | 642
19.09. | 24 | 642
20.09. | 1 | 642
20.09. | 2 | 642
20.09. | 3 | 642
20.09. | 4 | 642
20.09. | 5 | 642
20.09. | 6 | 642
20.09. | 7 | 642
20.09. | 8 | 642
20.09. | 9 | 642
20.09. | 10 | 642
20.09. | 11 | 642
20.09. | 12 | 642
20.09. | 13 | 642
20.09. | 14 | 642
20.09. | 15 | 642
20.09. | 16 | 642
20.09. | 17 | 642
20.09. | 18 | 642
20.09. | 19 | 642
20.09. | 20 | 642
20.09. | 21 | 642
20.09. | 22 | 642
20.09. | 23 | 642
20.09. | 24 | 642
21.09. | 1 | 642
21.09. | 2 | 642
21.09. | 3 | 642
21.09. | 4 | 642
21.09. | 5 | 642
21.09. | 6 | 642
21.09. | 7 | 642
21.09. | 8 | 642
21.09. | 9 | 642
21.09. | 10 | 642
21.09. | 11 | 642
21.09. | 12 | 642
21.09. | 13 | 642
21.09. | 14 | 642
21.09. | 15 | 642
21.09. | 16 | 642
21.09. | 17 | 642
21.09. | 18 | 642
21.09. | 19 | 642
21.09. | 20 | 642
21.09. | 21 | 642
21.09. | 22 | 642
21.09. | 23 | 642
21.09. | 24 | 642
22.09. | 1 | 642
22.09. | 2 | 642
22.09. | 3 | 642
22.09. | 4 | 642
22.09. | 5 | 642
22.09. | 6 | 642
22.09. | 7 | 642
22.09. | 8 | 642
22.09. | 9 | 642
22.09. | 10 | 642
22.09. | 11 | 642
22.09. | 12 | 642
22.09. | 13 | 642
22.09. | 14 | 642
22.09. | 15 | 642
22.09. | 16 | 642
22.09. | 17 | 642
22.09. | 18 | 642
22.09. | 19 | 642
22.09. | 20 | 642
22.09. | 21 | 642
22.09. | 22 | 642
22.09. | 23 | 642
22.09. | 24 | 642
23.09. | 1 | 642
23.09. | 2 | 642
23.09. | 3 | 642
23.09. | 4 | 642
23.09. | 5 | 642
23.09. | 6 | 642
23.09. | 7 | 642
23.09. | 8 | 642
23.09. | 9 | 642
23.09. | 10 | 642
23.09. | 11 | 642
23.09. | 12 | 642
23.09. | 13 | 642
23.09. | 14 | 642
23.09. | 15 | 642
23.09. | 16 | 642
23.09. | 17 | 642
23.09. | 18 | 642
23.09. | 19 | 642
23.09. | 20 | 642
23.09. | 21 | 642
23.09. | 22 | 642
23.09. | 23 | 642
23.09. | 24 | 642
24.09. | 1 | 642
24.09. | 2 | 642
24.09. | 3 | 642
24.09. | 4 | 642
24.09. | 5 | 642
24.09. | 6 | 642
24.09. | 7 | 642
24.09. | 8 | 642
24.09. | 9 | 642
24.09. | 10 | 642
24.09. | 11 | 642
24.09. | 12 | 642
24.09. | 13 | 642
24.09. | 14 | 642
24.09. | 15 | 642
24.09. | 16 | 642
24.09. | 17 | 642
24.09. | 18 | 642
24.09. | 19 | 642
24.09. | 20 | 642
24.09. | 21 | 642
24.09. | 22 | 642
24.09. | 23 | 642
24.09. | 24 | 642
25.09. | 1 | 642
25.09. | 2 | 642
25.09. | 3 | 642
25.09. | 4 | 642
25.09. | 5 | 642
25.09. | 6 | 642
25.09. | 7 | 642
25.09. | 8 | 642
25.09. | 9 | 642
25.09. | 10 | 642
25.09. | 11 | 642
25.09. | 12 | 642
25.09. | 13 | 642
25.09. | 14 | 642
25.09. | 15 | 642
25.09. | 16 | 642
25.09. | 17 | 642
25.09. | 18 | 642
25.09. | 19 | 642
25.09. | 20 | 642
25.09. | 21 | 642
25.09. | 22 | 642
25.09. | 23 | 642
25.09. | 24 | 642
26.09. | 1 | 642
26.09. | 2 | 642
26.09. | 3 | 642
26.09. | 4 | 642
26.09. | 5 | 642
26.09. | 6 | 642
26.09. | 7 | 642
26.09. | 8 | 642
26.09. | 9 | 642
26.09. | 10 | 642
26.09. | 11 | 642
26.09. | 12 | 642
26.09. | 13 | 642
26.09. | 14 | 642
26.09. | 15 | 642
26.09. | 16 | 642
26.09. | 17 | 642
26.09. | 18 | 642
26.09. | 19 | 642
26.09. | 20 | 642
26.09. | 21 | 642
26.09. | 22 | 642
26.09. | 23 | 642
26.09. | 24 | 642
27.09. | 1 | 642
27.09. | 2 | 642
27.09. | 3 | 642
27.09. | 4 | 642
27.09. | 5 | 642
27.09. | 6 | 642
27.09. | 7 | 642
27.09. | 8 | 642
27.09. | 9 | 642
27.09. | 10 | 642
27.09. | 11 | 642
27.09. | 12 | 642
27.09. | 13 | 642
27.09. | 14 | 642
27.09. | 15 | 642
27.09. | 16 | 642
27.09. | 17 | 642
27.09. | 18 | 642
27.09. | 19 | 642
27.09. | 20 | 642
27.09. | 21 | 642
27.09. | 22 | 642
27.09. | 23 | 642
27.09. | 24 | 642
28.09. | 1 | 642
28.09. | 2 | 642
28.09. | 3 | 642
28.09. | 4 | 642
28.09. | 5 | 642
28.09. | 6 | 642
28.09. | 7 | 642
28.09. | 8 | 642
28.09. | 9 | 642
28.09. | 10 | 642
28.09. | 11 | 642
28.09. | 12 | 642
28.09. | 13 | 642
28.09. | 14 | 642
28.09. | 15 | 642
28.09. | 16 | 642
28.09. | 17 | 642
28.09. | 18 | 642
28.09. | 19 | 642
28.09. | 20 | 642
28.09. | 21 | 642
28.09. | 22 | 642
28.09. | 23 | 642
28.09. | 24 | 642
29.09. | 1 | 642
29.09. | 2 | 642
29.09. | 3 | 642
29.09. | 4 | 642
29.09. | 5 | 642
29.09. | 6 | 642
29.09. | 7 | 642
29.09. | 8 | 642
29.09. | 9 | 642
29.09. | 10 | 642
29.09. | 11 | 642
29.09. | 12 | 642
29.09. | 13 | 642
29.09. | 14 | 642
29.09. | 15 | 642
29.09. | 16 | 642
29.09. | 17 | 642
29.09. | 18 | 642
29.09. | 19 | 642
29.09. | 20 | 642
29.09. | 21 | 642
29.09. | 22 | 642
29.09. | 23 | 642
29.09. | 24 | 642
30.09. | 1 | 642
30.09. | 2 | 642
30.09. | 3 | 642
30.09. | 4 | 642
30.09. | 5 | 642
30.09. | 6 | 642
30.09. | 7 | 642
30.09. | 8 | 642
30.09. | 9 | 642
30.09. | 10 | 642
30.09. | 11 | 642
30.09. | 12 | 642
30.09. | 13 | 642
30.09. | 14 | 642
30.09. | 15 | 642
30.09. | 16 | 642
30.09. | 17 | 642
30.09. | 18 | 642
30.09. | 19 | 642
30.09. | 20 | 642
30.09. | 21 | 642
30.09. | 22 | 642
30.09. | 23 | 642
30.09. | 24 | 642
01.10. | 1 | 642
01.10. | 2 | 642
01.10. | 3 | 642
01.10. | 4 | 642
01.10. | 5 | 642
01.10. | 6 | 642
01.10. | 7 | 642
01.10. | 8 | 642
01.10. | 9 | 642
01.10. | 10 | 642
01.10. | 11 | 642
01.10. | 12 | 642
01.10. | 13 | 642
01.10. | 14 | 642
01.10. | 15 | 642
01.10. | 16 | 642
01.10. | 17 | 642
01.10. | 18 | 642
01.10. | 19 | 642
01.10. | 20 | 642
01.10. | 21 | 642
01.10. | 22 | 642
01.10. | 23 | 642
01.10. | 24 | 642
02.10. | 1 | 642
02.10. | 2 | 642
02.10. | 3 | 642
02.10. | 4 | 642
02.10. | 5 | 642
02.10. | 6 | 642
02.10. | 7 | 642
02.10. | 8 | 642
02.10. | 9 | 642
02.10. | 10 | 642
02.10. | 11 | 642
02.10. | 12 | 642
02.10. | 13 | 642
02.10. | 14 | 642
02.10. | 15 | 642
02.10. | 16 | 642
02.10. | 17 | 642
02.10. | 18 | 642
02.10. | 19 | 642
02.10. | 20 | 642
02.10. | 21 | 642
02.10. | 22 | 642
02.10. | 23 | 642
02.10. | 24 | 642
03.10. | 1 | 642
03.10. | 2 | 642
03.10. | 3 | 642
03.10. | 4 | 642
03.10. | 5 | 642
03.10. | 6 | 642
03.10. | 7 | 642
03.10. | 8 | 642
03.10. | 9 | 642
03.10. | 10 | 642
03.10. | 11 | 642
03.10. | 12 | 642
03.10. | 13 | 642
03.10. | 14 | 642
03.10. | 15 | 642
03.10. | 16 | 642
03.10. | 17 | 642
03.10. | 18 | 642
03.10. | 19 | 642
03.10. | 20 | 642
03.10. | 21 | 642
03.10. | 22 | 642
03.10. | 23 | 642
03.10. | 24 | 642
04.10. | 1 | 642
04.10. | 2 | 642
04.10. | 3 | 642
04.10. | 4 | 642
04.10. | 5 | 642
04.10. | 6 | 642
04.10. | 7 | 642
04.10. | 8 | 642
04.10. | 9 | 642
04.10. | 10 | 642
04.10. | 11 | 642
04.10. | 12 | 642
04.10. | 13 | 642
04.10. | 14 | 642
04.10. | 15 | 642
04.10. | 16 | 642
04.10. | 17 | 642
04.10. | 18 | 642
04.10. | 19 | 642
04.10. | 20 | 642
04.10. | 21 | 642
04.10. | 22 | 642
04.10. | 23 | 642
04.10. | 24 | 642
05.10. | 1 | 642
05.10. | 2 | 642
05.10. | 3 | 642
05.10. | 4 | 642
05.10. | 5 | 642
05.10. | 6 | 642
05.10. | 7 | 642
05.10. | 8 | 642
05.10. | 9 | 642
05.10. | 10 | 642
05.10. | 11 | 642
05.10. | 12 | 642
05.10. | 13 | 642
05.10. | 14 | 642
05.10. | 15 | 642
05.10. | 16 | 642
05.10. | 17 | 642
05.10. | 18 | 642
05.10. | 19 | 642
05.10. | 20 | 642
05.10. | 21 | 642
05.10. | 22 | 642
05.10. | 23 | 642
05.10. | 24 | 642
06.10. | 1 | 642
06.10. | 2 | 642
06.10. | 3 | 642
06.10. | 4 | 642
06.10. | 5 | 642
06.10. | 6 | 642
06.10. | 7 | 642
06.10. | 8 | 642
06.10. | 9 | 642
06.10. | 10 | 642
06.10. | 11 | 642
06.10. | 12 | 642
06.10. | 13 | 642
06.10. | 14 | 642
06.10. | 15 | 642
06.10. | 16 | 642
06.10. | 17 | 642
06.10. | 18 | 642
06.10. | 19 | 642
06.10. | 20 | 642
06.10. | 21 | 642
06.10. | 22 | 642
06.10. | 23 | 642
06.10. | 24 | 642
07.10. | 1 | 642
07.10. | 2 | 642
07.10. | 3 | 642
07.10. | 4 | 642
07.10. | 5 | 642
07.10. | 6 | 642
07.10. | 7 | 642
07.10. | 8 | 642
07.10. | 9 | 642
07.10. | 10 | 642
07.10. | 11 | 642
07.10. | 12 | 642
07.10. | 13 | 642
07.10. | 14 | 642
07.10. | 15 | 642
07.10. | 16 | 642
07.10. | 17 | 642
07.10. | 18 | 642
07.10. | 19 | 642
07.10. | 20 | 642
07.10. | 21 | 642
07.10. | 22 | 642
07.10. | 23 | 642
07.10. | 24 | 642
08.10. | 1 | 642
08.10. | 2 | 642
08.10. | 3 | 642
08.10. | 4 | 642
08.10. | 5 | 642
08.10. | 6 | 642
08.10. | 7 | 642
08.10. | 8 | 642
08.10. | 9 | 642
08.10. | 10 | 642
08.10. | 11 | 642
08.10. | 12 | 642
08.10. | 13 | 642
08.10. | 14 | 642
08.10. | 15 | 642
08.10. | 16 | 642
08.10. | 17 | 642
08.10. | 18 | 642
08.10. | 19 | 642
08.10. | 20 | 642
08.10. | 21 | 642
08.10. | 22 | 642
08.10. | 23 | 642
08.10. | 24 | 642
09.10. | 1 | 642
09.10. | 2 | 642
09.10. | 3 | 642
09.10. | 4 | 642
09.10. | 5 | 642
09.10. | 6 | 642
09.10. | 7 | 642
09.10. | 8 | 642
09.10. | 9 | 642
09.10. | 10 | 642
09.10. | 11 | 642
09.10. | 12 | 642
09.10. | 13 | 642
09.10. | 14 | 642
09.10. | 15 | 642
09.10. | 16 | 642
09.10. | 17 | 642
09.10. | 18 | 642
09.10. | 19 | 642
09.10. | 20 | 642
09.10. | 21 | 642
09.10. | 22 | 642
09.10. | 23 | 642
09.10. | 24 | 642
10.10. | 1 | 642
10.10. | 2 | 642
10.10. | 3 | 642
10.10. | 4 | 642
10.10. | 5 | 642
10.10. | 6 | 642
10.10. | 7 | 642
10.10. | 8 | 642
10.10. | 9 | 642
10.10. | 10 | 642
10.10. | 11 | 642
10.10. | 12 | 642
10.10. | 13 | 642
10.10. | 14 | 642
10.10. | 15 | 642
10.10. | 16 | 642
10.10. | 17 | 642
10.10. | 18 | 642
10.10. | 19 | 642
10.10. | 20 | 642
10.10. | 21 | 642
10.10. | 22 | 642
10.10. | 23 | 642
10.10. | 24 | 642
11.10. | 1 | 642
11.10. | 2 | 642
11.10. | 3 | 642
11.10. | 4 | 642
11.10. | 5 | 642
11.10. | 6 | 642
11.10. | 7 | 642
11.10. | 8 | 642
11.10. | 9 | 642
11.10. | 10 | 642
11.10. | 11 | 642
11.10. | 12 | 642
11.10. | 13 | 642
11.10. | 14 | 642
11.10. | 15 | 642
11.10. | 16 | 642
11.10. | 17 | 642
11.10. | 18 | 642
11.10. | 19 | 642
11.10. | 20 | 642
11.10. | 21 | 642
11.10. | 22 | 642
11.10. | 23 | 642
11.10. | 24 | 642
12.10. | 1 | 642
12.10. | 2 | 642
12.10. | 3 | 642
12.10. | 4 | 642
12.10. | 5 | 642
12.10. | 6 | 642
12.10. | 7 | 642
12.10. | 8 | 642
12.10. | 9 | 642
12.10. | 10 | 642
12.10. | 11 | 642
12.10. | 12 | 642
12.10. | 13 | 642
12.10. | 14 | 642
12.10. | 15 | 642
12.10. | 16 | 642
12.10. | 17 | 642
12.10. | 18 | 642
12.10. | 19 | 642
12.10. | 20 | 642
12.10. | 21 | 642
12.10. | 22 | 642
12.10. | 23 | 642
12.10. | 24 | 642
13.10. | 1 | 642
13.10. | 2 | 642
13.10. | 3 | 642
13.10. | 4 | 642
13.10. | 5 | 642
13.10. | 6 | 642
13.10. | 7 | 642
13.10. | 8 | 642
13.10. | 9 | 642
13.10. | 10 | 642
13.10. | 11 | 642
13.10. | 12 | 642
13.10. | 13 | 642
13.10. | 14 | 642
13.10. | 15 | 642
13.10. | 16 | 642
13.10. | 17 | 642
13.10. | 18 | 642
13.10. | 19 | 642
13.10. | 20 | 642
13.10. | 21 | 642
13.10. | 22 | 642
13.10. | 23 | 642
13.10. | 24 | 642
14.10. | 1 | 642
14.10. | 2 | 642
14.10. | 3 | 642
14.10. | 4 | 642
14.10. | 5 | 642
14.10. | 6 | 642
14.10. | 7 | 642
14.10. | 8 | 642
14.10. | 9 | 642
14.10. | 10 | 642
14.10. | 11 | 642
14.10. | 12 | 642
14.10. | 13 | 642
14.10. | 14 | 642
14.10. | 15 | 642
14.10. | 16 | 642
14.10. | 17 | 642
14.10. | 18 | 642
14.10. | 19 | 642
14.10. | 20 | 642
14.10. | 21 | 642
14.10. | 22 | 642
14.10. | 23 | 642
14.10. | 24 | 642
15.10. | 1 | 642
15.10. | 2 | 642
15.10. | 3 | 642
15.10. | 4 | 642
15.10. | 5 | 642
15.10. | 6 | 642
15.10. | 7 | 642
15.10. | 8 | 642
15.10. | 9 | 642
15.10. | 10 | 642
15.10. | 11 | 642
15.10. | 12 | 642
15.10. | 13 | 642
15.10. | 14 | 642
15.10. | 15 | 642
15.10. | 16 | 642
15.10. | 17 | 642
15.10. | 18 | 642
15.10. | 19 | 642
15.10. | 20 | 642
15.10. | 21 | 642
15.10. | 22 | 642
15.10. | 23 | 642
15.10. | 24 | 642
16.10. | 1 | 642
16.10. | 2 | 642
16.10. | 3 | 642
16.10. | 4 | 642
16.10. | 5 | 642
16.10. | 6 | 642
16.10. | 7 | 642
16.10. | 8 | 642
16.10. | 9 | 642
16.10. | 10 | 642
16.10. | 11 | 642
16.10. | 12 | 642
16.10. | 13 | 642
16.10. | 14 | 642
16.10. | 15 | 642
16.10. | 16 | 642
16.10. | 17 | 642
16.10. | 18 | 642
16.10. | 19 | 642
16.10. | 20 | 642
16.10. | 21 | 642
16.10. | 22 | 642
16.10. | 23 | 642
16.10. | 24 | 642
17.10. | 1 | 642
17.10. | 2 | 642
17.10. | 3 | 642
17.10. | 4 | 642
17.10. | 5 | 642
17.10. | 6 | 642
17.10. | 7 | 642
17.10. | 8 | 642
17.10. | 9 | 642
17.10. | 10 | 642
17.10. | 11 | 642
17.10. | 12 | 642
17.10. | 13 | 642
17.10. | 14 | 642
17.10. | 15 | 642
17.10. | 16 | 642
17.10. | 17 | 642
17.10. | 18 | 642
17.10. | 19 | 642
17.10. | 20 | 642
17.10. | 21 | 642
17.10. | 22 | 642
17.10. | 23 | 642
17.10. | 24 | 642
18.10. | 1 | 642
18.10. | 2 | 642
18.10. | 3 | 642
18.10. | 4 | 642
18.10. | 5 | 642
18.10. | 6 | 642
18.10. | 7 | 642
18.10. | 8 | 642
18.10. | 9 | 642
18.10. | 10 | 642
18.10. | 11 | 642
18.10. | 12 | 642
18.10. | 13 | 642
18.10. | 14 | 642
18.10. | 15 | 642
18.10. | 16 | 642
18.10. | 17 | 642
18.10. | 18 | 642
18.10. | 19 | 642
18.10. | 20 | 642
18.10. | 21 | 642
18.10. | 22 | 642
18.10. | 23 | 642
18.10. | 24 | 642
19.10. | 1 | 642
19.10. | 2 | 642
19.10. | 3 | 642
19.10. | 4 | 642
19.10. | 5 | 642
19.10. | 6 | 642
19.10. | 7 | 642
19.10. | 8 | 642
19.10. | 9 | 642
19.10. | 10 | 642
19.10. | 11 | 642
19.10. | 12 | 642
19.10. | 13 | 642
19.10. | 14 | 642
19.10. | 15 | 642
19.10. | 16 | 642
19.10. | 17 | 642
19.10. | 18 | 642
19.10. | 19 | 642
19.10. | 20 | 642
19.10. | 21 | 642
19.10. | 22 | 642
19.10. | 23 | 642
19.10. | 24 | 642
20.10. | 1 | 642
20.10. | 2 | 642
20.10. | 3 | 642
20.10. | 4 | 642
20.10. | 5 | 642
20.10. | 6 | 642
20.10. | 7 | 642
20.10. | 8 | 642
20.10. | 9 | 642
20.10. | 10 | 642
20.10. | 11 | 642
20.10. | 12 | 642
20.10. | 13 | 642
20.10. | 14 | 642
20.10. | 15 | 642
20.10. | 16 | 642
20.10. | 17 | 642
20.10. | 18 | 642
20.10. | 19 | 642
20.10. | 20 | 642
20.10. | 21 | 642
20.10. | 22 | 642
20.10. | 23 | 642
20.10. | 24 | 642
21.10. | 1 | 642
21.10. | 2 | 642
21.10. | 3 | 642
21.10. | 4 | 642
21.10. | 5 | 642
21.10. | 6 | 642
21.10. | 7 | 642
21.10. | 8 | 642
21.10. | 9 | 642
21.10. | 10 | 642
21.10. | 11 | 642
21.10. | 12 | 642
21.10. | 13 | 642
21.10. | 14 | 642
21.10. | 15 | 642
21.10. | 16 | 642
21.10. | 17 | 642
21.10. | 18 | 642
21.10. | 19 | 642
21.10. | 20 | 642
21.10. | 21 | 642
21.10. | 22 | 642
21.10. | 23 | 642
21.10. | 24 | 642
22.10. | 1 | 642
22.10. | 2 | 642
22.10. | 3 | 642
22.10. | 4 | 642
22.10. | 5 | 642
22.10. | 6 | 642
22.10. | 7 | 642
22.10. | 8 | 642
22.10. | 9 | 642
22.10. | 10 | 642
22.10. | 11 | 642
22.10. | 12 | 642
22.10. | 13 | 642
22.10. | 14 | 642
22.10. | 15 | 642
22.10. | 16 | 642
22.10. | 17 | 642
22.10. | 18 | 642
22.10. | 19 | 642
22.10. | 20 | 642
22.10. | 21 | 642
22.10. | 22 | 642
22.10. | 23 | 642
22.10. | 24 | 642
23.10. | 1 | 642
23.10. | 2 | 642
23.10. | 3 | 642
23.10. | 4 | 642
23.10. | 5 | 642
23.10. | 6 | 642
23.10. | 7 | 642
23.10. | 8 | 642
23.10. | 9 | 642
23.10. | 10 | 642
23.10. | 11 | 642
23.10. | 12 | 642
23.10. | 13 | 642
23.10. | 14 | 642
23.10. | 15 | 642
23.10. | 16 | 642
23.10. | 17 | 642
23.10. | 18 | 642
23.10. | 19 | 642
23.10. | 20 | 642
23.10. | 21 | 642
23.10. | 22 | 642
23.10. | 23 | 642
23.10. | 24 | 642
24.10. | 1 | 642
24.10. | 2 | 642
24.10. | 3 | 642
24.10. | 4 | 642
24.10. | 5 | 642
24.10. | 6 | 642
24.10. | 7 | 642
24.10. | 8 | 642
24.10. | 9 | 642
24.10. | 10 | 642
24.10. | 11 | 642
24.10. | 12 | 642
24.10. | 13 | 642
24.10. | 14 | 642
24.10. | 15 | 642
24.10. | 16 | 642
24.10. | 17 | 642
24.10. | 18 | 642
24.10. | 19 | 642
24.10. | 20 | 642
24.10. | 21 | 642
24.10. | 22 | 642
24.10. | 23 | 642
24.10. | 24 | 642
25.10. | 1 | 642
25.10. | 2 | 642
25.10. | 3 | 642
25.10. | 4 | 642
25.10. | 5 | 642
25.10. | 6 | 642
25.10. | 7 | 642
25.10. | 8 | 642
25.10. | 9 | 642
25.10. | 10 | 642
25.10. | 11 | 642
25.10. | 12 | 642
25.10. | 13 | 642
25.10. | 14 | 642
25.10. | 15 | 642
25.10. | 16 | 642
25.10. | 17 | 642
25.10. | 18 | 642
25.10. | 19 | 642
25.10. | 20 | 642
25.10. | 21 | 642
25.10. | 22 | 642
25.10. | 23 | 642
25.10. | 24 | 642
26.10. | 1 | 642
26.10. | 2 | 642
26.10. | 3 | 642
26.10. | 4 | 642
26.10. | 5 | 642
26.10. | 6 | 642
26.10. | 7 | 642
26.10. | 8 | 642
26.10. | 9 | 642
26.10. | 10 | 642
26.10. | 11 | 642
26.10. | 12 | 642
26.10. | 13 | 642
26.10. | 14 | 642
26.10. | 15 | 642
26.10. | 16 | 642
26.10. | 17 | 642
26.10. | 18 | 642
26.10. | 19 | 642
26.10. | 20 | 642
26.10. | 21 | 642
26.10. | 22 | 642
26.10. | 23 | 642
26.10. | 24 | 642
27.10. | 1 | 642
27.10. | 2 | 642
27.10. | 3 | 642
27.10. | 4 | 642
27.10. | 5 | 642
27.10. | 6 | 642
27.10. | 7 | 642
27.10. | 8 | 642
27.10. | 9 | 642
27.10. | 10 | 642
27.10. | 11 | 642
27.10. | 12 | 642
27.10. | 13 | 642
27.10. | 14 | 642
27.10. | 15 | 642
27.10. | 16 | 642
27.10. | 17 | 642
27.10. | 18 | 642
27.10. | 19 | 642
27.10. | 20 | 642
27.10. | 21 | 642
27.10. | 22 | 642
27.10. | 23 | 642
27.10. | 24 | 642
28.10. | 1 | 642
28.10. | 2 | 642
28.10. | 3 | 642
28.10. | 4 | 642
28.10. | 5 | 642
28.10. | 6 | 642
28.10. | 7 | 642
28.10. | 8 | 642
28.10. | 9 | 642
28.10. | 10 | 642
28.10. | 11 | 642
28.10. | 12 | 642
28.10. | 13 | 642
28.10. | 14 | 642
28.10. | 15 | 642
28.10. | 16 | 642
28.10. | 17 | 642
28.10. | 18 | 642
28.10. | 19 | 642
28.10. | 20 | 642
28.10. | 21 | 642
28.10. | 22 | 642
28.10. | 23 | 642
28.10. | 24 | 642
29.10. | 1 | 642
29.10. | 2 | 642
29.10. | 3 | 642
29.10. | 4 | 642
29.10. | 5 | 642
29.10. | 6 | 642
29.10. | 7 | 642
29.10. | 8 | 642
29.10. | 9 | 642
29.10. | 10 | 642
29.10. | 11 | 642
29.10. | 12 | 642
29.10. | 13 | 642
29.10. | 14 | 642
29.10. | 15 | 642
29.10. | 16 | 642
29.10. | 17 | 642
29.10. | 18 | 642
29.10. | 19 | 642
29.10. | 20 | 642
29.10. | 21 | 642
29.10. | 22 | 642
29.10. | 23 | 642
29.10. | 24 | 642
30.10. | 1 | 642
30.10. | 2 | 642
30.10. | 3 | 642
30.10. | 4 | 642
30.10. | 5 | 642
30.10. | 6 | 642
30.10. | 7 | 642
30.10. | 8 | 642
30.10. | 9 | 642
30.10. | 10 | 642
30.10. | 11 | 642
30.10. | 12 | 642
30.10. | 13 | 642
30.10. | 14 | 642
30.10. | 15 | 642
30.10. | 16 | 642
30.10. | 17 | 642
30.10. | 18 | 642
30.10. | 19 | 642
30.10. | 20 | 642
30.10. | 21 | 642
30.10. | 22 | 642
30.10. | 23 | 642
30.10. | 24 | 642
31.10. | 1 | 642
31.10. | 2 | 642
31.10. | 3 | 642
31.10. | 4 | 642
31.10. | 5 | 642
31.10. | 6 | 642
31.10. | 7 | 642
31.10. | 8 | 642
31.10. | 9 | 642
31.10. | 10 | 642
31.10. | 11 | 642
31.10. | 12 | 642
31.10. | 13 | 642
31.10. | 14 | 642
31.10. | 15 | 642
31.10. | 16 | 642
31.10. | 17 | 642
31.10. | 18 | 642
31.10. | 19 | 642
31.10. | 20 | 642
31.10. | 21 | 642
31.10. | 22 | 642
31.10. | 23 | 642
31.10. | 24 | 642
01.11. | 1 | 642
01.11. | 2 | 642
01.11. | 3 | 642
01.11. | 4 | 642
01.11. | 5 | 642
01.11. | 6 | 642
01.11. | 7 | 642
01.11. | 8 | 642
01.11. | 9 | 642
01.11. | 10 | 642
01.11. | 11 | 642
01.11. | 12 | 642
01.11. | 13 | 642
01.11. | 14 | 642
01.11. | 15 | 642
01.11. | 16 | 642
01.11. | 17 | 642
01.11. | 18 | 642
01.11. | 19 | 642
01.11. | 20 | 642
01.11. | 21 | 642
01.11. | 22 | 642
01.11. | 23 | 642
01.11. | 24 | 642
02.11. | 1 | 642
02.11. | 2 | 642
02.11. | 3 | 642
02.11. | 4 | 642
02.11. | 5 | 642
02.11. | 6 | 642
02.11. | 7 | 642
02.11. | 8 | 642
02.11. | 9 | 642
02.11. | 10 | 642
02.11. | 11 | 642
02.11. | 12 | 642
02.11. | 13 | 642
02.11. | 14 | 642
02.11. | 15 | 642
02.11. | 16 | 642
02.11. | 17 | 642
02.11. | 18 | 642
02.11. | 19 | 642
02.11. | 20 | 642
02.11. | 21 | 642
02.11. | 22 | 642
02.11. | 23 | 642
02.11. | 24 | 642
03.11. | 1 | 642
03.11. | 2 | 642
03.11. | 3 | 642
03.11. | 4 | 642
03.11. | 5 | 642
03.11. | 6 | 642
03.11. | 7 | 642
03.11. | 8 | 642
03.11. | 9 | 642
03.11. | 10 | 642
03.11. | 11 | 642
03.11. | 12 | 642
03.11. | 13 | 642
03.11. | 14 | 642
03.11. | 15 | 642
03.11. | 16 | 642
03.11. | 17 | 642
03.11. | 18 | 642
03.11. | 19 | 642
03.11. | 20 | 642
03.11. | 21 | 642
03.11. | 22 | 642
03.11. | 23 | 642
03.11. | 24 | 642
04.11. | 1 | 642
04.11. | 2 | 642
04.11. | 3 | 642
04.11. | 4 | 642
04.11. | 5 | 642
04.11. | 6 | 642
04.11. | 7 | 642
04.11. | 8 | 642
04.11. | 9 | 642
04.11. | 10 | 642
04.11. | 11 | 642
04.11. | 12 | 642
04.11. | 13 | 642
04.11. | 14 | 642
04.11. | 15 | 642
04.11. | 16 | 642
04.11. | 17 | 642
04.11. | 18 | 642
04.11. | 19 | 642
04.11. | 20 | 642
04.11. | 21 | 642
04.11. | 22 | 642
04.11. | 23 | 642
04.11. | 24 | 642
05.11. | 1 | 642
05.11. | 2 | 642
05.11. | 3 | 642
05.11. | 4 | 642
05.11. | 5 | 642
05.11. | 6 | 642
05.11. | 7 | 642
05.11. | 8 | 642
05.11. | 9 | 642
05.11. | 10 | 642
05.11. | 11 | 642
05.11. | 12 | 642
05.11. | 13 | 642
05.11. | 14 | 642
05.11. | 15 | 642
05.11. | 16 | 642
05.11. | 17 | 642
05.11. | 18 | 642
05.11. | 19 | 642
05.11. | 20 | 642
05.11. | 21 | 642
05.11. | 22 | 642
05.11. | 23 | 642
05.11. | 24 | 642
06.11. | 1 | 642
06.11. | 2 | 642
06.11. | 3 | 642
06.11. | 4 | 642
06.11. | 5 | 642
06.11. | 6 | 642
06.11. | 7 | 642
06.11. | 8 | 642
06.11. | 9 | 642
06.11. | 10 | 642
06.11. | 11 | 642
06.11. | 12 | 642
06.11. | 13 | 642
06.11. | 14 | 642
06.11. | 15 | 642
06.11. | 16 | 642
06.11. | 17 | 642
06.11. | 18 | 642
06.11. | 19 | 642
06.11. | 20 | 642
06.11. | 21 | 642
06.11. | 22 | 642
06.11. | 23 | 642
06.11. | 24 | 642
07.11. | 1 | 642
07.11. | 2 | 642
07.11. | 3 | 642
07.11. | 4 | 642
07.11. | 5 | 642
07.11. | 6 | 642
07.11. | 7 | 642
07.11. | 8 | 642
07.11. | 9 | 642
07.11. | 10 | 642
07.11. | 11 | 642
07.11. | 12 | 642
07.11. | 13 | 642
07.11. | 14 | 642
07.11. | 15 | 642
07.11. | 16 | 642
07.11. | 17 | 642
07.11. | 18 | 642
07.11. | 19 | 642
07.11. | 20 | 642
07.11. | 21 | 642
07.11. | 22 | 642
07.11. | 23 | 642
07.11. | 24 | 642
08.11. | 1 | 642
08.11. | 2 | 642
08.11. | 3 | 642
08.11. | 4 | 642
08.11. | 5 | 642
08.11. | 6 | 642
08.11. | 7 | 642
08.11. | 8 | 642
08.11. | 9 | 642
08.11. | 10 | 642
08.11. | 11 | 642
08.11. | 12 | 642
08.11. | 13 | 642
08.11. | 14 | 642
08.11. | 15 | 642
08.11. | 16 | 642
08.11. | 17 | 642
08.11. | 18 | 642
08.11. | 19 | 642
08.11. | 20 | 642
08.11. | 21 | 642
08.11. | 22 | 642
08.11. | 23 | 642
08.11. | 24 | 642
09.11. | 1 | 642
09.11. | 2 | 642
09.11. | 3 | 642
09.11. | 4 | 642
09.11. | 5 | 642
09.11. | 6 | 642
09.11. | 7 | 642
09.11. | 8 | 642
09.11. | 9 | 642
09.11. | 10 | 642
09.11. | 11 | 642
09.11. | 12 | 642
09.11. | 13 | 642
09.11. | 14 | 642
09.11. | 15 | 642
09.11. | 16 | 642
09.11. | 17 | 642
09.11. | 18 | 642
09.11. | 19 | 642
09.11. | 20 | 642
09.11. | 21 | 642
09.11. | 22 | 642
09.11. | 23 | 642
09.11. | 24 | 642
10.11. | 1 | 642
10.11. | 2 | 642
10.11. | 3 | 642
10.11. | 4 | 642
10.11. | 5 | 642
10.11. | 6 | 642
10.11. | 7 | 642
10.11. | 8 | 642
10.11. | 9 | 642
10.11. | 10 | 642
10.11. | 11 | 642
10.11. | 12 | 642
10.11. | 13 | 642
10.11. | 14 | 642
10.11. | 15 | 642
10.11. | 16 | 642
10.11. | 17 | 642
10.11. | 18 | 642
10.11. | 19 | 642
10.11. | 20 | 642
10.11. | 21 | 642
10.11. | 22 | 642
10.11. | 23 | 642
10.11. | 24 | 642
11.11. | 1 | 642
11.11. | 2 | 642
11.11. | 3 | 642
11.11. | 4 | 642
11.11. | 5 | 642
11.11. | 6 | 642
11.11. | 7 | 642
11.11. | 8 | 642
11.11. | 9 | 642
11.11. | 10 | 642
11.11. | 11 | 642
11.11. | 12 | 642
11.11. | 13 | 642
11.11. | 14 | 642
11.11. | 15 | 642
11.11. | 16 | 642
11.11. | 17 | 642
11.11. | 18 | 642
11.11. | 19 | 642
11.11. | 20 | 642
11.11. | 21 | 642
11.11. | 22 | 642
11.11. | 23 | 642
11.11. | 24 | 642
12.11. | 1 | 642
12.11. | 2 | 642
12.11. | 3 | 642
12.11. | 4 | 642
12.11. | 5 | 642
12.11. | 6 | 642
12.11. | 7 | 642
12.11. | 8 | 642
12.11. | 9 | 642
12.11. | 10 | 642
12.11. | 11 | 642
12.11. | 12 | 642
12.11. | 13 | 642
12.11. | 14 | 642
12.11. | 15 | 642
12.11. | 16 | 642
12.11. | 17 | 642
12.11. | 18 | 642
12.11. | 19 | 642
12.11. | 20 | 642
12.11. | 21 | 642
12.11. | 22 | 642
12.11. | 23 | 642
12.11. | 24 | 642
13.11. | 1 | 642
13.11. | 2 | 642
13.11. | 3 | 642
13.11. | 4 | 642
13.11. | 5 | 642
13.11. | 6 | 642
13.11. | 7 | 642
13.11. | 8 | 642
13.11. | 9 | 642
13.11. | 10 | 642
13.11. | 11 | 642
13.11. | 12 | 642
13.11. | 13 | 642
13.11. | 14 | 642
13.11. | 15 | 642
13.11. | 16 | 642
13.11. | 17 | 642
13.11. | 18 | 642
13.11. | 19 | 642
13.11. | 20 | 642
13.11. | 21 | 642
13.11. | 22 | 642
13.11. | 23 | 642
13.11. | 24 | 642
14.11. | 1 | 642
14.11. | 2 | 642
14.11. | 3 | 642
14.11. | 4 | 642
14.11. | 5 | 642
14.11. | 6 | 642
14.11. | 7 | 642
14.11. | 8 | 642
14.11. | 9 | 642
14.11. | 10 | 642
14.11. | 11 | 642
14.11. | 12 | 642
14.11. | 13 | 642
14.11. | 14 | 642
14.11. | 15 | 642
14.11. | 16 | 642
14.11. | 17 | 642
14.11. | 18 | 642
14.11. | 19 | 642
14.11. | 20 | 642
14.11. | 21 | 642
14.11. | 22 | 642
14.11. | 23 | 642
14.11. | 24 | 642
15.11. | 1 | 642
15.11. | 2 | 642
15.11. | 3 | 642
15.11. | 4 | 642
15.11. | 5 | 642
15.11. | 6 | 642
15.11. | 7 | 642
15.11. | 8 | 642
15.11. | 9 | 642
15.11. | 10 | 642
15.11. | 11 | 642
15.11. | 12 | 642
15.11. | 13 | 642
15.11. | 14 | 642
15.11. | 15 | 642
15.11. | 16 | 642
15.11. | 17 | 642
15.11. | 18 | 642
15.11. | 19 | 642
15.11. | 20 | 642
15.11. | 21 | 642
15.11. | 22 | 642
15.11. | 23 | 642
15.11. | 24 | 642
16.11. | 1 | 642
16.11. | 2 | 642
16.11. | 3 | 642
16.11. | 4 | 642
16.11. | 5 | 642
16.11. | 6 | 642
16.11. | 7 | 642
16.11. | 8 | 642
16.11. | 9 | 642
16.11. | 10 | 642
16.11. | 11 | 642
16.11. | 12 | 642
16.11. | 13 | 642
16.11. | 14 | 642
16.11. | 15 | 642
16.11. | 16 | 642
16.11. | 17 | 642
16.11. | 18 | 642
16.11. | 19 | 642
16.11. | 20 | 642
16.11. | 21 | 642
16.11. | 22 | 642
16.11. | 23 | 642
16.11. | 24 | 642
17.11. | 1 | 642
17.11. | 2 | 642
17.11. | 3 | 642
17.11. | 4 | 642
17.11. | 5 | 642
17.11. | 6 | 642
17.11. | 7 | 642
17.11. | 8 | 642
17.11. | 9 | 642
17.11. | 10 | 642
17.11. | 11 | 642
17.11. | 12 | 642
17.11. | 13 | 642
17.11. | 14 | 642
17.11. | 15 | 642
17.11. | 16 | 642
17.11. | 17 | 642
17.11. | 18 | 642
17.11. | 19 | 642
17.11. | 20 | 642
17.11. | 21 | 642
17.11. | 22 | 642
17.11. | 23 | 642
17.11. | 24 | 642
18.11. | 1 | 642
18.11. | 2 | 642
18.11. | 3 | 642
18.11. | 4 | 642
18.11. | 5 | 642
18.11. | 6 | 642
18.11. | 7 | 642
18.11. | 8 | 642
18.11. | 9 | 642
18.11. | 10 | 642
18.11. | 11 | 642
18.11. | 12 | 642
18.11. | 13 | 642
18.11. | 14 | 642
18.11. | 15 | 642
18.11. | 16 | 642
18.11. | 17 | 642
18.11. | 18 | 642
18.11. | 19 | 642
18.11. | 20 | 642
18.11. | 21 | 642
18.11. | 22 | 642
18.11. | 23 | 642
18.11. | 24 | 642
19.11. | 1 | 642
19.11. | 2 | 642
19.11. | 3 | 642
19.11. | 4 | 642
19.11. | 5 | 642
19.11. | 6 | 642
19.11. | 7 | 642
19.11. | 8 | 642
19.11. | 9 | 642
19.11. | 10 | 642
19.11. | 11 | 642
19.11. | 12 | 642
19.11. | 13 | 642
19.11. | 14 | 642
19.11. | 15 | 642
19.11. | 16 | 642
19.11. | 17 | 642
19.11. | 18 | 642
19.11. | 19 | 642
19.11. | 20 | 642
19.11. | 21 | 642
19.11. | 22 | 642
19.11. | 23 | 642
19.11. | 24 | 642
20.11. | 1 | 642
20.11. | 2 | 642
20.11. | 3 | 642
20.11. | 4 | 642
20.11. | 5 | 642
20.11. | 6 | 642
20.11. | 7 | 642
20.11. | 8 | 642
20.11. | 9 | 642
20.11. | 10 | 642
20.11. | 11 | 642
20.11. | 12 | 642
20.11. | 13 | 642
20.11. | 14 | 642
20.11. | 15 | 642
20.11. | 16 | 642
20.11. | 17 | 642
20.11. | 18 | 642
20.11. | 19 | 642
20.11. | 20 | 642
20.11. | 21 | 642
20.11. | 22 | 642
20.11. | 23 | 642
20.11. | 24 | 642
21.11. | 1 | 642
21.11. | 2 | 642
21.11. | 3 | 642
21.11. | 4 | 642
21.11. | 5 | 642
21.11. | 6 | 642
21.11. | 7 | 642
21.11. | 8 | 642
21.11. | 9 | 642
21.11. | 10 | 642
21.11. | 11 | 642
21.11. | 12 | 642
21.11. | 13 | 642
21.11. | 14 | 642
21.11. | 15 | 642
21.11. | 16 | 642
21.11. | 17 | 642
21.11. | 18 | 642
21.11. | 19 | 642
21.11. | 20 | 642
21.11. | 21 | 642
21.11. | 22 | 642
21.11. | 23 | 642
21.11. | 24 | 642
22.11. | 1 | 642
22.11. | 2 | 642
22.11. | 3 | 642
22.11. | 4 | 642
22.11. | 5 | 642
22.11. | 6 | 642
22.11. | 7 | 642
22.11. | 8 | 642
22.11. | 9 | 642
22.11. | 10 | 642
22.11. | 11 | 642
22.11. | 12 | 642
22.11. | 13 | 642
22.11. | 14 | 642
22.11. | 15 | 642
22.11. | 16 | 642
22.11. | 17 | 642
22.11. | 18 | 642
22.11. | 19 | 642
22.11. | 20 | 642
22.11. | 21 | 642
22.11. | 22 | 642
22.11. | 23 | 642
22.11. | 24 | 642
23.11. | 1 | 642
23.11. | 2 | 642
23.11. | 3 | 642
23.11. | 4 | 642
23.11. | 5 | 642
23.11. | 6 | 642
23.11. | 7 | 642
23.11. | 8 | 642
23.11. | 9 | 642
23.11. | 10 | 642
23.11. | 11 | 642
23.11. | 12 | 642
23.11. | 13 | 642
23.11. | 14 | 642
23.11. | 15 | 642
23.11. | 16 | 642
23.11. | 17 | 642
23.11. | 18 | 642
23.11. | 19 | 642
23.11. | 20 | 642
23.11. | 21 | 642
23.11. | 22 | 642
23.11. | 23 | 642
23.11. | 24 | 642
24.11. | 1 | 642
24.11. | 2 | 642
24.11. | 3 | 642
24.11. | 4 | 642
24.11. | 5 | 642
24.11. | 6 | 642
24.11. | 7 | 642
24.11. | 8 | 642
24.11. | 9 | 642
24.11. | 10 | 642
24.11. | 11 | 642
24.11. | 12 | 642
24.11. | 13 | 642
24.11. | 14 | 642
24.11. | 15 | 642
24.11. | 16 | 642
24.11. | 17 | 642
24.11. | 18 | 642
24.11. | 19 | 642
24.11. | 20 | 642
24.11. | 21 | 642
24.11. | 22 | 642
24.11. | 23 | 642
24.11. | 24 | 642
25.11. | 1 | 642
25.11. | 2 | 642
25.11. | 3 | 642
25.11. | 4 | 642
25.11. | 5 | 642
25.11. | 6 | 642
25.11. | 7 | 642
25.11. | 8 | 642
25.11. | 9 | 642
25.11. | 10 | 642
25.11. | 11 | 642
25.11. | 12 | 642
25.11. | 13 | 642
25.11. | 14 | 642
25.11. | 15 | 642
25.11. | 16 | 642
25.11. | 17 | 642
25.11. | 18 | 642
25.11. | 19 | 642
25.11. | 20 | 642
25.11. | 21 | 642
25.11. | 22 | 642
25.11. | 23 | 642
25.11. | 24 | 642
26.11. | 1 | 642
26.11. | 2 | 642
26.11. | 3 | 642
26.11. | 4 | 642
26.11. | 5 | 642
26.11. | 6 | 642
26.11. | 7 | 642
26.11. | 8 | 642
26.11. | 9 | 642
26.11. | 10 | 642
26.11. | 11 | 642
26.11. | 12 | 642
26.11. | 13 | 642
26.11. | 14 | 642
26.11. | 15 | 642
26.11. | 16 | 642
26.11. | 17 | 642
26.11. | 18 | 642
26.11. | 19 | 642
26.11. | 20 | 642
26.11. | 21 | 642
26.11. | 22 | 642
26.11. | 23 | 642
26.11. | 24 | 642
27.11. | 1 | 642
27.11. | 2 | 642
27.11. | 3 | 642
27.11. | 4 | 642
27.11. | 5 | 642
27.11. | 6 | 642
27.11. | 7 | 642
27.11. | 8 | 642
27.11. | 9 | 642
27.11. | 10 | 642
27.11. | 11 | 642
27.11. | 12 | 642
27.11. | 13 | 642
27.11. | 14 | 642
27.11. | 15 | 642
27.11. | 16 | 642
27.11. | 17 | 642
27.11. | 18 | 642
27.11. | 19 | 642
27.11. | 20 | 642
27.11. | 21 | 642
27.11. | 22 | 642
27.11. | 23 | 642
27.11. | 24 | 642
28.11. | 1 | 642
28.11. | 2 | 642
28.11. | 3 | 642
28.11. | 4 | 642
28.11. | 5 | 642
28.11. | 6 | 642
28.11. | 7 | 642
28.11. | 8 | 642
28.11. | 9 | 642
28.11. | 10 | 642
28.11. | 11 | 642
28.11. | 12 | 642
28.11. | 13 | 642
28.11. | 14 | 642
28.11. | 15 | 642
28.11. | 16 | 642
28.11. | 17 | 642
28.11. | 18 | 642
28.11. | 19 | 642
28.11. | 20 | 642
28.11. | 21 | 642
28.11. | 22 | 642
28.11. | 23 | 642
28.11. | 24 | 642
29.11. | 1 | 642
29.11. | 2 | 642
29.11. | 3 | 642
29.11. | 4 | 642
29.11. | 5 | 642
29.11. | 6 | 642
29.11. | 7 | 642
29.11. | 8 | 642
29.11. | 9 | 642
29.11. | 10 | 642
29.11. | 11 | 642
29.11. | 12 | 642
29.11. | 13 | 642
29.11. | 14 | 642
29.11. | 15 | 642
29.11. | 16 | 642
29.11. | 17 | 642
29.11. | 18 | 642
29.11. | 19 | 642
29.11. | 20 | 642
29.11. | 21 | 642
29.11. | 22 | 642
29.11. | 23 | 642
29.11. | 24 | 642
30.11. | 1 | 642
30.11. | 2 | 642
30.11. | 3 | 642
30.11. | 4 | 642
30.11. | 5 | 642
30.11. | 6 | 642
30.11. | 7 | 642
30.11. | 8 | 642
30.11. | 9 | 642
30.11. | 10 | 642
30.11. | 11 | 642
30.11. | 12 | 642
30.11. | 13 | 642
30.11. | 14 | 642
30.11. | 15 | 642
30.11. | 16 | 642
30.11. | 17 | 642
30.11. | 18 | 642
30.11. | 19 | 642
30.11. | 20 | 642
30.11. | 21 | 642
30.11. | 22 | 642
30.11. | 23 | 642
30.11. | 24 | 642
01.12. | 1 | 642
01.12. | 2 | 642
01.12. | 3 | 642
01.12. | 4 | 642
01.12. | 5 | 642
01.12. | 6 | 642
01.12. | 7 | 642
01.12. | 8 | 642
01.12. | 9 | 642
01.12. | 10 | 642
01.12. | 11 | 642
01.12. | 12 | 642
01.12. | 13 | 642
01.12. | 14 | 642
01.12. | 15 | 642
01.12. | 16 | 642
01.12. | 17 | 642
01.12. | 18 | 642
01.12. | 19 | 642
01.12. | 20 | 642
01.12. | 21 | 642
01.12. | 22 | 642
01.12. | 23 | 642
01.12. | 24 | 642
02.12. | 1 | 642
02.12. | 2 | 642
02.12. | 3 | 642
02.12. | 4 | 642
02.12. | 5 | 642
02.12. | 6 | 642
02.12. | 7 | 642
02.12. | 8 | 642
02.12. | 9 | 642
02.12. | 10 | 642
02.12. | 11 | 642
02.12. | 12 | 642
02.12. | 13 | 642
02.12. | 14 | 642
02.12. | 15 | 642
02.12. | 16 | 642
02.12. | 17 | 642
02.12. | 18 | 642
02.12. | 19 | 642
02.12. | 20 | 642
02.12. | 21 | 642
02.12. | 22 | 642
02.12. | 23 | 642
02.12. | 24 | 642
03.12. | 1 | 642
03.12. | 2 | 642
03.12. | 3 | 642
03.12. | 4 | 642
03.12. | 5 | 642
03.12. | 6 | 642
03.12. | 7 | 642
03.12. | 8 | 642
03.12. | 9 | 642
03.12. | 10 | 642
03.12. | 11 | 642
03.12. | 12 | 642
03.12. | 13 | 642
03.12. | 14 | 642
03.12. | 15 | 642
03.12. | 16 | 642
03.12. | 17 | 642
03.12. | 18 | 642
03.12. | 19 | 642
03.12. | 20 | 642
03.12. | 21 | 642
03.12. | 22 | 642
03.12. | 23 | 642
03.12. | 24 | 642
04.12. | 1 | 642
04.12. | 2 | 642
04.12. | 3 | 642
04.12. | 4 | 642
04.12. | 5 | 642
04.12. | 6 | 642
04.12. | 7 | 642
04.12. | 8 | 642
04.12. | 9 | 642
04.12. | 10 | 642
04.12. | 11 | 642
04.12. | 12 | 642
04.12. | 13 | 642
04.12. | 14 | 642
04.12. | 15 | 642
04.12. | 16 | 642
04.12. | 17 | 642
04.12. | 18 | 642
04.12. | 19 | 642
04.12. | 20 | 642
04.12. | 21 | 642
04.12. | 22 | 642
04.12. | 23 | 642
04.12. | 24 | 642
05.12. | 1 | 642
05.12. | 2 | 642
05.12. | 3 | 642
05.12. | 4 | 642
05.12. | 5 | 642
05.12. | 6 | 642
05.12. | 7 | 642
05.12. | 8 | 642
05.12. | 9 | 642
05.12. | 10 | 642
05.12. | 11 | 642
05.12. | 12 | 642
05.12. | 13 | 642
05.12. | 14 | 642
05.12. | 15 | 642
05.12. | 16 | 642
05.12. | 17 | 642
05.12. | 18 | 642
05.12. | 19 | 642
05.12. | 20 | 642
05.12. | 21 | 642
05.12. | 22 | 642
05.12. | 23 | 642
05.12. | 24 | 642
06.12. | 1 | 642
06.12. | 2 | 642
06.12. | 3 | 642
06.12. | 4 | 642
06.12. | 5 | 642
06.12. | 6 | 642
06.12. | 7 | 642
06.12. | 8 | 642
06.12. | 9 | 642
06.12. | 10 | 642
06.12. | 11 | 642
06.12. | 12 | 642
06.12. | 13 | 642
06.12. | 14 | 642
06.12. | 15 | 642
06.12. | 16 | 642
06.12. | 17 | 642
06.12. | 18 | 642
06.12. | 19 | 642
06.12. | 20 | 642
06.12. | 21 | 642
06.12. | 22 | 642
06.12. | 23 | 642
06.12. | 24 | 642
07.12. | 1 | 642
07.12. | 2 | 642
07.12. | 3 | 642
07.12. | 4 | 642
07.12. | 5 | 642
07.12. | 6 | 642
07.12. | 7 | 642
07.12. | 8 | 642
07.12. | 9 | 642
07.12. | 10 | 642
07.12. | 11 | 642
07.12. | 12 | 642
07.12. | 13 | 642
07.12. | 14 | 642
07.12. | 15 | 642
07.12. | 16 | 642
07.12. | 17 | 642
07.12. | 18 | 642
07.12. | 19 | 642
07.12. | 20 | 642
07.12. | 21 | 642
07.12. | 22 | 642
07.12. | 23 | 642
07.12. | 24 | 642
08.12. | 1 | 642
08.12. | 2 | 642
08.12. | 3 | 642
08.12. | 4 | 642
08.12. | 5 | 642
08.12. | 6 | 642
08.12. | 7 | 642
08.12. | 8 | 642
08.12. | 9 | 642
08.12. | 10 | 642
08.12. | 11 | 642
08.12. | 12 | 642
08.12. | 13 | 642
08.12. | 14 | 642
08.12. | 15 | 642
08.12. | 16 | 642
08.12. | 17 | 642
08.12. | 18 | 642
08.12. | 19 | 642
08.12. | 20 | 642
08.12. | 21 | 642
08.12. | 22 | 642
08.12. | 23 | 642
08.12. | 24 | 642
09.12. | 1 | 642
09.12. | 2 | 642
09.12. | 3 | 642
09.12. | 4 | 642
09.12. | 5 | 642
09.12. | 6 | 642
09.12. | 7 | 642
09.12. | 8 | 642
09.12. | 9 | 642
09.12. | 10 | 642
09.12. | 11 | 642
09.12. | 12 | 642
09.12. | 13 | 642
09.12. | 14 | 642
09.12. | 15 | 642
09.12. | 16 | 642
09.12. | 17 | 642
09.12. | 18 | 642
09.12. | 19 | 642
09.12. | 20 | 642
09.12. | 21 | 642
09.12. | 22 | 642
09.12. | 23 | 642
09.12. | 24 | 642
10.12. | 1 | 642
10.12. | 2 | 642
10.12. | 3 | 642
10.12. | 4 | 642
10.12. | 5 | 642
10.12. | 6 | 642
10.12. | 7 | 642
10.12. | 8 | 642
10.12. | 9 | 642
10.12. | 10 | 642
10.12. | 11 | 642
10.12. | 12 | 642
10.12. | 13 | 642
10.12. | 14 | 642
10.12. | 15 | 642
10.12. | 16 | 642
10.12. | 17 | 642
10.12. | 18 | 642
10.12. | 19 | 642
10.12. | 20 | 642
10.12. | 21 | 642
10.12. | 22 | 642
10.12. | 23 | 642
10.12. | 24 | 642
11.12. | 1 | 642
11.12. | 2 | 642
11.12. | 3 | 642
11.12. | 4 | 642
11.12. | 5 | 642
11.12. | 6 | 642
11.12. | 7 | 642
11.12. | 8 | 642
11.12. | 9 | 642
11.12. | 10 | 642
11.12. | 11 | 642
11.12. | 12 | 642
11.12. | 13 | 642
11.12. | 14 | 642
11.12. | 15 | 642
11.12. | 16 | 642
11.12. | 17 | 642
11.12. | 18 | 642
11.12. | 19 | 642
11.12. | 20 | 642
11.12. | 21 | 642
11.12. | 22 | 642
11.12. | 23 | 642
11.12. | 24 | 642
12.12. | 1 | 642
12.12. | 2 | 642
12.12. | 3 | 642
12.12. | 4 | 642
12.12. | 5 | 642
12.12. | 6 | 642
12.12. | 7 | 642
12.12. | 8 | 642
12.12. | 9 | 642
12.12. | 10 | 642
12.12. | 11 | 642
12.12. | 12 | 642
12.12. | 13 | 642
12.12. | 14 | 642
12.12. | 15 | 642
12.12. | 16 | 642
12.12. | 17 | 642
12.12. | 18 | 642
12.12. | 19 | 642
12.12. | 20 | 642
12.12. | 21 | 642
12.12. | 22 | 642
12.12. | 23 | 642
12.12. | 24 | 642
13.12. | 1 | 642
13.12. | 2 | 642
13.12. | 3 | 642
13.12. | 4 | 642
13.12. | 5 | 642
13.12. | 6 | 642
13.12. | 7 | 642
13.12. | 8 | 642
13.12. | 9 | 642
13.12. | 10 | 642
13.12. | 11 | 642
13.12. | 12 | 642
13.12. | 13 | 642
13.12. | 14 | 642
13.12. | 15 | 642
13.12. | 16 | 642
13.12. | 17 | 642
13.12. | 18 | 642
13.12. | 19 | 642
13.12. | 20 | 642
13.12. | 21 | 642
13.12. | 22 | 642
13.12. | 23 | 642
13.12. | 24 | 642
14.12. | 1 | 642
14.12. | 2 | 642
14.12. | 3 | 642
14.12. | 4 | 642
14.12. | 5 | 642
14.12. | 6 | 642
14.12. | 7 | 642
14.12. | 8 | 642
14.12. | 9 | 642
14.12. | 10 | 642
14.12. | 11 | 642
14.12. | 12 | 642
14.12. | 13 | 642
14.12. | 14 | 642
14.12. | 15 | 642
14.12. | 16 | 642
14.12. | 17 | 642
14.12. | 18 | 642
14.12. | 19 | 642
14.12. | 20 | 642
14.12. | 21 | 642
14.12. | 22 | 642
14.12. | 23 | 642
14.12. | 24 | 642
15.12. | 1 | 642
15.12. | 2 | 642
15.12. | 3 | 642
15.12. | 4 | 642
15.12. | 5 | 642
15.12. | 6 | 642
15.12. | 7 | 642
15.12. | 8 | 642
15.12. | 9 | 642
15.12. | 10 | 642
15.12. | 11 | 642
15.12. | 12 | 642
15.12. | 13 | 642
15.12. | 14 | 642
15.12. | 15 | 642
15.12. | 16 | 642
15.12. | 17 | 642
15.12. | 18 | 642
15.12. | 19 | 642
15.12. | 20 | 642
15.12. | 21 | 642
15.12. | 22 | 642
15.12. | 23 | 642
15.12. | 24 | 642
16.12. | 1 | 642
16.12. | 2 | 642
16.12. | 3 | 642
16.12. | 4 | 642
16.12. | 5 | 642
16.12. | 6 | 642
16.12. | 7 | 642
16.12. | 8 | 642
16.12. | 9 | 642
16.12. | 10 | 642
16.12. | 11 | 642
16.12. | 12 | 642
16.12. | 13 | 642
16.12. | 14 | 642
16.12. | 15 | 642
16.12. | 16 | 642
16.12. | 17 | 642
16.12. | 18 | 642
16.12. | 19 | 642
16.12. | 20 | 642
16.12. | 21 | 642
16.12. | 22 | 642
16.12. | 23 | 642
16.12. | 24 | 642
17.12. | 1 | 642
17.12. | 2 | 642
17.12. | 3 | 642
17.12. | 4 | 642
17.12. | 5 | 642
17.12. | 6 | 642
17.12. | 7 | 642
17.12. | 8 | 642
17.12. | 9 | 642
17.12. | 10 | 642
17.12. | 11 | 642
17.12. | 12 | 642
17.12. | 13 | 642
17.12. | 14 | 642
17.12. | 15 | 642
17.12. | 16 | 642
17.12. | 17 | 642
17.12. | 18 | 642
17.12. | 19 | 642
17.12. | 20 | 642
17.12. | 21 | 642
17.12. | 22 | 642
17.12. | 23 | 642
17.12. | 24 | 642
18.12. | 1 | 642
18.12. | 2 | 642
18.12. | 3 | 642
18.12. | 4 | 642
18.12. | 5 | 642
18.12. | 6 | 642
18.12. | 7 | 642
18.12. | 8 | 642
18.12. | 9 | 642
18.12. | 10 | 642
18.12. | 11 | 642
18.12. | 12 | 642
18.12. | 13 | 642
18.12. | 14 | 642
18.12. | 15 | 642
18.12. | 16 | 642
18.12. | 17 | 642
18.12. | 18 | 642
18.12. | 19 | 642
18.12. | 20 | 642
18.12. | 21 | 642
18.12. | 22 | 642
18.12. | 23 | 642
18.12. | 24 | 642
19.12. | 1 | 642
19.12. | 2 | 642
19.12. | 3 | 642
19.12. | 4 | 642
19.12. | 5 | 642
19.12. | 6 | 642
19.12. | 7 | 642
19.12. | 8 | 642
19.12. | 9 | 642
19.12. | 10 | 642
19.12. | 11 | 642
19.12. | 12 | 642
19.12. | 13 | 642
19.12. | 14 | 642
19.12. | 15 | 642
19.12. | 16 | 642
19.12. | 17 | 642
19.12. | 18 | 642
19.12. | 19 | 642
19.12. | 20 | 642
19.12. | 21 | 642
19.12. | 22 | 642
19.12. | 23 | 642
19.12. | 24 | 642
20.12. | 1 | 642
20.12. | 2 | 642
20.12. | 3 | 642
20.12. | 4 | 642
20.12. | 5 | 642
20.12. | 6 | 642
20.12. | 7 | 642
20.12. | 8 | 642
20.12. | 9 | 642
20.12. | 10 | 642
20.12. | 11 | 642
20.12. | 12 | 642
20.12. | 13 | 642
20.12. | 14 | 642
20.12. | 15 | 642
20.12. | 16 | 642
20.12. | 17 | 642
20.12. | 18 | 642
20.12. | 19 | 642
20.12. | 20 | 642
20.12. | 21 | 642
20.12. | 22 | 642
20.12. | 23 | 642
20.12. | 24 | 642
21.12. | 1 | 642
21.12. | 2 | 642
21.12. | 3 | 642
21.12. | 4 | 642
21.12. | 5 | 642
21.12. | 6 | 642
21.12. | 7 | 642
21.12. | 8 | 642
21.12. | 9 | 642
21.12. | 10 | 642
21.12. | 11 | 642
21.12. | 12 | 642
21.12. | 13 | 642
21.12. | 14 | 642
21.12. | 15 | 642
21.12. | 16 | 642
21.12. | 17 | 642
21.12. | 18 | 642
21.12. | 19 | 642
21.12. | 20 | 642
21.12. | 21 | 642
21.12. | 22 | 642
21.12. | 23 | 642
21.12. | 24 | 642
22.12. | 1 | 642
22.12. | 2 | 642
22.12. | 3 | 642
22.12. | 4 | 642
22.12. | 5 | 642
22.12. | 6 | 642
22.12. | 7 | 642
22.12. | 8 | 642
22.12. | 9 | 642
22.12. | 10 | 642
22.12. | 11 | 642
22.12. | 12 | 642
22.12. | 13 | 642
22.12. | 14 | 642
22.12. | 15 | 642
22.12. | 16 | 642
22.12. | 17 | 642
22.12. | 18 | 642
22.12. | 19 | 642
22.12. | 20 | 642
22.12. | 21 | 642
22.12. | 22 | 642
22.12. | 23 | 642
22.12. | 24 | 642
23.12. | 1 | 642
23.12. | 2 | 642
23.12. | 3 | 642
23.12. | 4 | 642
23.12. | 5 | 642
23.12. | 6 | 642
23.12. | 7 | 642
23.12. | 8 | 642
23.12. | 9 | 642
23.12. | 10 | 642
23.12. | 11 | 642
23.12. | 12 | 642
23.12. | 13 | 642
23.12. | 14 | 642
23.12. | 15 | 642
23.12. | 16 | 642
23.12. | 17 | 642
23.12. | 18 | 642
23.12. | 19 | 642
23.12. | 20 | 642
23.12. | 21 | 642
23.12. | 22 | 642
23.12. | 23 | 642
23.12. | 24 | 642
24.12. | 1 | 642
24.12. | 2 | 642
24.12. | 3 | 642
24.12. | 4 | 642
24.12. | 5 | 642
24.12. | 6 | 642
24.12. | 7 | 642
24.12. | 8 | 642
24.12. | 9 | 642
24.12. | 10 | 642
24.12. | 11 | 642
24.12. | 12 | 642
24.12. | 13 | 642
24.12. | 14 | 642
24.12. | 15 | 642
24.12. | 16 | 642
24.12. | 17 | 642
24.12. | 18 | 642
24.12. | 19 | 642
24.12. | 20 | 642
24.12. | 21 | 642
24.12. | 22 | 642
24.12. | 23 | 642
24.12. | 24 | 642
25.12. | 1 | 642
25.12. | 2 | 642
25.12. | 3 | 642
25.12. | 4 | 642
25.12. | 5 | 642
25.12. | 6 | 642
25.12. | 7 | 642
25.12. | 8 | 642
25.12. | 9 | 642
25.12. | 10 | 642
25.12. | 11 | 642
25.12. | 12 | 642
25.12. | 13 | 642
25.12. | 14 | 642
25.12. | 15 | 642
25.12. | 16 | 642
25.12. | 17 | 642
25.12. | 18 | 642
25.12. | 19 | 642
25.12. | 20 | 642
25.12. | 21 | 642
25.12. | 22 | 642
25.12. | 23 | 642
25.12. | 24 | 642
26.12. | 1 | 642
26.12. | 2 | 642
26.12. | 3 | 642
26.12. | 4 | 642
26.12. | 5 | 642
26.12. | 6 | 642
26.12. | 7 | 642
26.12. | 8 | 642
26.12. | 9 | 642
26.12. | 10 | 642
26.12. | 11 | 642
26.12. | 12 | 642
26.12. | 13 | 642
26.12. | 14 | 642
26.12. | 15 | 642
26.12. | 16 | 642
26.12. | 17 | 642
26.12. | 18 | 642
26.12. | 19 | 642
26.12. | 20 | 642
26.12. | 21 | 642
26.12. | 22 | 642
26.12. | 23 | 642
26.12. | 24 | 642
27.12. | 1 | 642
27.12. | 2 | 642
27.12. | 3 | 642
27.12. | 4 | 642
27.12. | 5 | 642
27.12. | 6 | 642
27.12. | 7 | 642
27.12. | 8 | 642
27.12. | 9 | 642
27.12. | 10 | 642
27.12. | 11 | 642
27.12. | 12 | 642
27.12. | 13 | 642
27.12. | 14 | 642
27.12. | 15 | 642
27.12. | 16 | 642
27.12. | 17 | 642
27.12. | 18 | 642
27.12. | 19 | 642
27.12. | 20 | 642
27.12. | 21 | 642
27.12. | 22 | 642
27.12. | 23 | 642
27.12. | 24 | 642
28.12. | 1 | 642
28.12. | 2 | 642
28.12. | 3 | 642
28.12. | 4 | 642
28.12. | 5 | 642
28.12. | 6 | 642
28.12. | 7 | 642
28.12. | 8 | 642
28.12. | 9 | 642
28.12. | 10 | 642
28.12. | 11 | 642
28.12. | 12 | 642
28.12. | 13 | 642
28.12. | 14 | 642
28.12. | 15 | 642
28.12. | 16 | 642
28.12. | 17 | 642
28.12. | 18 | 642
28.12. | 19 | 642
28.12. | 20 | 642
28.12. | 21 | 642
28.12. | 22 | 642
28.12. | 23 | 642
28.12. | 24 | 642
29.12. | 1 | 642
29.12. | 2 | 642
29.12. | 3 | 642
29.12. | 4 | 642
29.12. | 5 | 642
29.12. | 6 | 642
29.12. | 7 | 642
29.12. | 8 | 642
29.12. | 9 | 642
29.12. | 10 | 642
29.12. | 11 | 642
29.12. | 12 | 642
29.12. | 13 | 642
29.12. | 14 | 642
29.12. | 15 | 642
29.12. | 16 | 642
29.12. | 17 | 642
29.12. | 18 | 642
29.12. | 19 | 642
29.12. | 20 | 642
29.12. | 21 | 642
29.12. | 22 | 642
29.12. | 23 | 642
29.12. | 24 | 642
30.12. | 1 | 642
30.12. | 2 | 642
30.12. | 3 | 642
30.12. | 4 | 642
30.12. | 5 | 642
30.12. | 6 | 642
30.12. | 7 | 642
30.12. | 8 | 642
30.12. | 9 | 642
30.12. | 10 | 642
30.12. | 11 | 642
30.12. | 12 | 642
30.12. | 13 | 642
30.12. | 14 | 642
30.12. | 15 | 642
30.12. | 16 | 642
30.12. | 17 | 642
30.12. | 18 | 642
30.12. | 19 | 642
30.12. | 20 | 642
30.12. | 21 | 642
30.12. | 22 | 642
30.12. | 23 | 642
30.12. | 24 | 642
31.12. | 1 | 642
31.12. | 2 | 642
31.12. | 3 | 642
31.12. | 4 | 642
31.12. | 5 | 642
31.12. | 6 | 642
31.12. | 7 | 642
31.12. | 8 | 642
31.12. | 9 | 642
31.12. | 10 | 642
31.12. | 11 | 642
31.12. | 12 | 642
31.12. | 13 | 642
31.12. | 14 | 642
31.12. | 15 | 642
31.12. | 16 | 642
31.12. | 17 | 642
31.12. | 18 | 642
31.12. | 19 | 642
31.12. | 20 | 642
31.12. | 21 | 642
31.12. | 22 | 642
31.12. | 23 | 642
31.12. | 24 | 642

## Exchanges
ENTSO-E Market Modelling Database: Exchanges with non-ENTSO-E countries
Country:
Market Node: | PT00
Year:
Climate year |  |  | N.B. use convention first January always Monday (2007 calendar year) --> see guidelines for further details
Scenario
name of the non-ENTSOE country:
average import capacity from non-ENTSO-E country (MW) (optional):
average export capacity to non-ENTSO-E country (MW) (optional):
name of the non-ENTSOE country:
average import capacity from non-ENTSO-E country (MW) (optional):
average export capacity to non-ENTSO-E country (MW) (optional):
name of the non-ENTSOE country:
average import capacity from non-ENTSO-E country (MW) (optional):
average export capacity to non-ENTSO-E country (MW) (optional):
name of the non-ENTSOE country:
average import capacity from non-ENTSO-E country (MW) (optional):
average export capacity to non-ENTSO-E country (MW) (optional):
name of the non-ENTSOE country:
average import capacity from non-ENTSO-E country (MW) (optional):
average export capacity to non-ENTSO-E country (MW) (optional):
Date | Hour | Total exchanges with all non ENTSO-E countries (MW) (>0 for import)
01.01. | 1
01.01. | 2
01.01. | 3
01.01. | 4
01.01. | 5
01.01. | 6
01.01. | 7
01.01. | 8
01.01. | 9
01.01. | 10
01.01. | 11
01.01. | 12
01.01. | 13
01.01. | 14
01.01. | 15
01.01. | 16
01.01. | 17
01.01. | 18
01.01. | 19
01.01. | 20
01.01. | 21
01.01. | 22
01.01. | 23
01.01. | 24
02.01. | 1
02.01. | 2
02.01. | 3
02.01. | 4
02.01. | 5
02.01. | 6
02.01. | 7
02.01. | 8
02.01. | 9
02.01. | 10
02.01. | 11
02.01. | 12
02.01. | 13
02.01. | 14
02.01. | 15
02.01. | 16
02.01. | 17
02.01. | 18
02.01. | 19
02.01. | 20
02.01. | 21
02.01. | 22
02.01. | 23
02.01. | 24
03.01. | 1
03.01. | 2
03.01. | 3
03.01. | 4
03.01. | 5
03.01. | 6
03.01. | 7
03.01. | 8
03.01. | 9
03.01. | 10
03.01. | 11
03.01. | 12
03.01. | 13
03.01. | 14
03.01. | 15
03.01. | 16
03.01. | 17
03.01. | 18
03.01. | 19
03.01. | 20
03.01. | 21
03.01. | 22
03.01. | 23
03.01. | 24
04.01. | 1
04.01. | 2
04.01. | 3
04.01. | 4
04.01. | 5
04.01. | 6
04.01. | 7
04.01. | 8
04.01. | 9
04.01. | 10
04.01. | 11
04.01. | 12
04.01. | 13
04.01. | 14
04.01. | 15
04.01. | 16
04.01. | 17
04.01. | 18
04.01. | 19
04.01. | 20
04.01. | 21
04.01. | 22
04.01. | 23
04.01. | 24
05.01. | 1
05.01. | 2
05.01. | 3
05.01. | 4
05.01. | 5
05.01. | 6
05.01. | 7
05.01. | 8
05.01. | 9
05.01. | 10
05.01. | 11
05.01. | 12
05.01. | 13
05.01. | 14
05.01. | 15
05.01. | 16
05.01. | 17
05.01. | 18
05.01. | 19
05.01. | 20
05.01. | 21
05.01. | 22
05.01. | 23
05.01. | 24
06.01. | 1
06.01. | 2
06.01. | 3
06.01. | 4
06.01. | 5
06.01. | 6
06.01. | 7
06.01. | 8
06.01. | 9
06.01. | 10
06.01. | 11
06.01. | 12
06.01. | 13
06.01. | 14
06.01. | 15
06.01. | 16
06.01. | 17
06.01. | 18
06.01. | 19
06.01. | 20
06.01. | 21
06.01. | 22
06.01. | 23
06.01. | 24
07.01. | 1
07.01. | 2
07.01. | 3
07.01. | 4
07.01. | 5
07.01. | 6
07.01. | 7
07.01. | 8
07.01. | 9
07.01. | 10
07.01. | 11
07.01. | 12
07.01. | 13
07.01. | 14
07.01. | 15
07.01. | 16
07.01. | 17
07.01. | 18
07.01. | 19
07.01. | 20
07.01. | 21
07.01. | 22
07.01. | 23
07.01. | 24
08.01. | 1
08.01. | 2
08.01. | 3
08.01. | 4
08.01. | 5
08.01. | 6
08.01. | 7
08.01. | 8
08.01. | 9
08.01. | 10
08.01. | 11
08.01. | 12
08.01. | 13
08.01. | 14
08.01. | 15
08.01. | 16
08.01. | 17
08.01. | 18
08.01. | 19
08.01. | 20
08.01. | 21
08.01. | 22
08.01. | 23
08.01. | 24
09.01. | 1
09.01. | 2
09.01. | 3
09.01. | 4
09.01. | 5
09.01. | 6
09.01. | 7
09.01. | 8
09.01. | 9
09.01. | 10
09.01. | 11
09.01. | 12
09.01. | 13
09.01. | 14
09.01. | 15
09.01. | 16
09.01. | 17
09.01. | 18
09.01. | 19
09.01. | 20
09.01. | 21
09.01. | 22
09.01. | 23
09.01. | 24
10.01. | 1
10.01. | 2
10.01. | 3
10.01. | 4
10.01. | 5
10.01. | 6
10.01. | 7
10.01. | 8
10.01. | 9
10.01. | 10
10.01. | 11
10.01. | 12
10.01. | 13
10.01. | 14
10.01. | 15
10.01. | 16
10.01. | 17
10.01. | 18
10.01. | 19
10.01. | 20
10.01. | 21
10.01. | 22
10.01. | 23
10.01. | 24
11.01. | 1
11.01. | 2
11.01. | 3
11.01. | 4
11.01. | 5
11.01. | 6
11.01. | 7
11.01. | 8
11.01. | 9
11.01. | 10
11.01. | 11
11.01. | 12
11.01. | 13
11.01. | 14
11.01. | 15
11.01. | 16
11.01. | 17
11.01. | 18
11.01. | 19
11.01. | 20
11.01. | 21
11.01. | 22
11.01. | 23
11.01. | 24
12.01. | 1
12.01. | 2
12.01. | 3
12.01. | 4
12.01. | 5
12.01. | 6
12.01. | 7
12.01. | 8
12.01. | 9
12.01. | 10
12.01. | 11
12.01. | 12
12.01. | 13
12.01. | 14
12.01. | 15
12.01. | 16
12.01. | 17
12.01. | 18
12.01. | 19
12.01. | 20
12.01. | 21
12.01. | 22
12.01. | 23
12.01. | 24
13.01. | 1
13.01. | 2
13.01. | 3
13.01. | 4
13.01. | 5
13.01. | 6
13.01. | 7
13.01. | 8
13.01. | 9
13.01. | 10
13.01. | 11
13.01. | 12
13.01. | 13
13.01. | 14
13.01. | 15
13.01. | 16
13.01. | 17
13.01. | 18
13.01. | 19
13.01. | 20
13.01. | 21
13.01. | 22
13.01. | 23
13.01. | 24
14.01. | 1
14.01. | 2
14.01. | 3
14.01. | 4
14.01. | 5
14.01. | 6
14.01. | 7
14.01. | 8
14.01. | 9
14.01. | 10
14.01. | 11
14.01. | 12
14.01. | 13
14.01. | 14
14.01. | 15
14.01. | 16
14.01. | 17
14.01. | 18
14.01. | 19
14.01. | 20
14.01. | 21
14.01. | 22
14.01. | 23
14.01. | 24
15.01. | 1
15.01. | 2
15.01. | 3
15.01. | 4
15.01. | 5
15.01. | 6
15.01. | 7
15.01. | 8
15.01. | 9
15.01. | 10
15.01. | 11
15.01. | 12
15.01. | 13
15.01. | 14
15.01. | 15
15.01. | 16
15.01. | 17
15.01. | 18
15.01. | 19
15.01. | 20
15.01. | 21
15.01. | 22
15.01. | 23
15.01. | 24
16.01. | 1
16.01. | 2
16.01. | 3
16.01. | 4
16.01. | 5
16.01. | 6
16.01. | 7
16.01. | 8
16.01. | 9
16.01. | 10
16.01. | 11
16.01. | 12
16.01. | 13
16.01. | 14
16.01. | 15
16.01. | 16
16.01. | 17
16.01. | 18
16.01. | 19
16.01. | 20
16.01. | 21
16.01. | 22
16.01. | 23
16.01. | 24
17.01. | 1
17.01. | 2
17.01. | 3
17.01. | 4
17.01. | 5
17.01. | 6
17.01. | 7
17.01. | 8
17.01. | 9
17.01. | 10
17.01. | 11
17.01. | 12
17.01. | 13
17.01. | 14
17.01. | 15
17.01. | 16
17.01. | 17
17.01. | 18
17.01. | 19
17.01. | 20
17.01. | 21
17.01. | 22
17.01. | 23
17.01. | 24
18.01. | 1
18.01. | 2
18.01. | 3
18.01. | 4
18.01. | 5
18.01. | 6
18.01. | 7
18.01. | 8
18.01. | 9
18.01. | 10
18.01. | 11
18.01. | 12
18.01. | 13
18.01. | 14
18.01. | 15
18.01. | 16
18.01. | 17
18.01. | 18
18.01. | 19
18.01. | 20
18.01. | 21
18.01. | 22
18.01. | 23
18.01. | 24
19.01. | 1
19.01. | 2
19.01. | 3
19.01. | 4
19.01. | 5
19.01. | 6
19.01. | 7
19.01. | 8
19.01. | 9
19.01. | 10
19.01. | 11
19.01. | 12
19.01. | 13
19.01. | 14
19.01. | 15
19.01. | 16
19.01. | 17
19.01. | 18
19.01. | 19
19.01. | 20
19.01. | 21
19.01. | 22
19.01. | 23
19.01. | 24
20.01. | 1
20.01. | 2
20.01. | 3
20.01. | 4
20.01. | 5
20.01. | 6
20.01. | 7
20.01. | 8
20.01. | 9
20.01. | 10
20.01. | 11
20.01. | 12
20.01. | 13
20.01. | 14
20.01. | 15
20.01. | 16
20.01. | 17
20.01. | 18
20.01. | 19
20.01. | 20
20.01. | 21
20.01. | 22
20.01. | 23
20.01. | 24
21.01. | 1
21.01. | 2
21.01. | 3
21.01. | 4
21.01. | 5
21.01. | 6
21.01. | 7
21.01. | 8
21.01. | 9
21.01. | 10
21.01. | 11
21.01. | 12
21.01. | 13
21.01. | 14
21.01. | 15
21.01. | 16
21.01. | 17
21.01. | 18
21.01. | 19
21.01. | 20
21.01. | 21
21.01. | 22
21.01. | 23
21.01. | 24
22.01. | 1
22.01. | 2
22.01. | 3
22.01. | 4
22.01. | 5
22.01. | 6
22.01. | 7
22.01. | 8
22.01. | 9
22.01. | 10
22.01. | 11
22.01. | 12
22.01. | 13
22.01. | 14
22.01. | 15
22.01. | 16
22.01. | 17
22.01. | 18
22.01. | 19
22.01. | 20
22.01. | 21
22.01. | 22
22.01. | 23
22.01. | 24
23.01. | 1
23.01. | 2
23.01. | 3
23.01. | 4
23.01. | 5
23.01. | 6
23.01. | 7
23.01. | 8
23.01. | 9
23.01. | 10
23.01. | 11
23.01. | 12
23.01. | 13
23.01. | 14
23.01. | 15
23.01. | 16
23.01. | 17
23.01. | 18
23.01. | 19
23.01. | 20
23.01. | 21
23.01. | 22
23.01. | 23
23.01. | 24
24.01. | 1
24.01. | 2
24.01. | 3
24.01. | 4
24.01. | 5
24.01. | 6
24.01. | 7
24.01. | 8
24.01. | 9
24.01. | 10
24.01. | 11
24.01. | 12
24.01. | 13
24.01. | 14
24.01. | 15
24.01. | 16
24.01. | 17
24.01. | 18
24.01. | 19
24.01. | 20
24.01. | 21
24.01. | 22
24.01. | 23
24.01. | 24
25.01. | 1
25.01. | 2
25.01. | 3
25.01. | 4
25.01. | 5
25.01. | 6
25.01. | 7
25.01. | 8
25.01. | 9
25.01. | 10
25.01. | 11
25.01. | 12
25.01. | 13
25.01. | 14
25.01. | 15
25.01. | 16
25.01. | 17
25.01. | 18
25.01. | 19
25.01. | 20
25.01. | 21
25.01. | 22
25.01. | 23
25.01. | 24
26.01. | 1
26.01. | 2
26.01. | 3
26.01. | 4
26.01. | 5
26.01. | 6
26.01. | 7
26.01. | 8
26.01. | 9
26.01. | 10
26.01. | 11
26.01. | 12
26.01. | 13
26.01. | 14
26.01. | 15
26.01. | 16
26.01. | 17
26.01. | 18
26.01. | 19
26.01. | 20
26.01. | 21
26.01. | 22
26.01. | 23
26.01. | 24
27.01. | 1
27.01. | 2
27.01. | 3
27.01. | 4
27.01. | 5
27.01. | 6
27.01. | 7
27.01. | 8
27.01. | 9
27.01. | 10
27.01. | 11
27.01. | 12
27.01. | 13
27.01. | 14
27.01. | 15
27.01. | 16
27.01. | 17
27.01. | 18
27.01. | 19
27.01. | 20
27.01. | 21
27.01. | 22
27.01. | 23
27.01. | 24
28.01. | 1
28.01. | 2
28.01. | 3
28.01. | 4
28.01. | 5
28.01. | 6
28.01. | 7
28.01. | 8
28.01. | 9
28.01. | 10
28.01. | 11
28.01. | 12
28.01. | 13
28.01. | 14
28.01. | 15
28.01. | 16
28.01. | 17
28.01. | 18
28.01. | 19
28.01. | 20
28.01. | 21
28.01. | 22
28.01. | 23
28.01. | 24
29.01. | 1
29.01. | 2
29.01. | 3
29.01. | 4
29.01. | 5
29.01. | 6
29.01. | 7
29.01. | 8
29.01. | 9
29.01. | 10
29.01. | 11
29.01. | 12
29.01. | 13
29.01. | 14
29.01. | 15
29.01. | 16
29.01. | 17
29.01. | 18
29.01. | 19
29.01. | 20
29.01. | 21
29.01. | 22
29.01. | 23
29.01. | 24
30.01. | 1
30.01. | 2
30.01. | 3
30.01. | 4
30.01. | 5
30.01. | 6
30.01. | 7
30.01. | 8
30.01. | 9
30.01. | 10
30.01. | 11
30.01. | 12
30.01. | 13
30.01. | 14
30.01. | 15
30.01. | 16
30.01. | 17
30.01. | 18
30.01. | 19
30.01. | 20
30.01. | 21
30.01. | 22
30.01. | 23
30.01. | 24
31.01. | 1
31.01. | 2
31.01. | 3
31.01. | 4
31.01. | 5
31.01. | 6
31.01. | 7
31.01. | 8
31.01. | 9
31.01. | 10
31.01. | 11
31.01. | 12
31.01. | 13
31.01. | 14
31.01. | 15
31.01. | 16
31.01. | 17
31.01. | 18
31.01. | 19
31.01. | 20
31.01. | 21
31.01. | 22
31.01. | 23
31.01. | 24
01.02. | 1
01.02. | 2
01.02. | 3
01.02. | 4
01.02. | 5
01.02. | 6
01.02. | 7
01.02. | 8
01.02. | 9
01.02. | 10
01.02. | 11
01.02. | 12
01.02. | 13
01.02. | 14
01.02. | 15
01.02. | 16
01.02. | 17
01.02. | 18
01.02. | 19
01.02. | 20
01.02. | 21
01.02. | 22
01.02. | 23
01.02. | 24
02.02. | 1
02.02. | 2
02.02. | 3
02.02. | 4
02.02. | 5
02.02. | 6
02.02. | 7
02.02. | 8
02.02. | 9
02.02. | 10
02.02. | 11
02.02. | 12
02.02. | 13
02.02. | 14
02.02. | 15
02.02. | 16
02.02. | 17
02.02. | 18
02.02. | 19
02.02. | 20
02.02. | 21
02.02. | 22
02.02. | 23
02.02. | 24
03.02. | 1
03.02. | 2
03.02. | 3
03.02. | 4
03.02. | 5
03.02. | 6
03.02. | 7
03.02. | 8
03.02. | 9
03.02. | 10
03.02. | 11
03.02. | 12
03.02. | 13
03.02. | 14
03.02. | 15
03.02. | 16
03.02. | 17
03.02. | 18
03.02. | 19
03.02. | 20
03.02. | 21
03.02. | 22
03.02. | 23
03.02. | 24
04.02. | 1
04.02. | 2
04.02. | 3
04.02. | 4
04.02. | 5
04.02. | 6
04.02. | 7
04.02. | 8
04.02. | 9
04.02. | 10
04.02. | 11
04.02. | 12
04.02. | 13
04.02. | 14
04.02. | 15
04.02. | 16
04.02. | 17
04.02. | 18
04.02. | 19
04.02. | 20
04.02. | 21
04.02. | 22
04.02. | 23
04.02. | 24
05.02. | 1
05.02. | 2
05.02. | 3
05.02. | 4
05.02. | 5
05.02. | 6
05.02. | 7
05.02. | 8
05.02. | 9
05.02. | 10
05.02. | 11
05.02. | 12
05.02. | 13
05.02. | 14
05.02. | 15
05.02. | 16
05.02. | 17
05.02. | 18
05.02. | 19
05.02. | 20
05.02. | 21
05.02. | 22
05.02. | 23
05.02. | 24
06.02. | 1
06.02. | 2
06.02. | 3
06.02. | 4
06.02. | 5
06.02. | 6
06.02. | 7
06.02. | 8
06.02. | 9
06.02. | 10
06.02. | 11
06.02. | 12
06.02. | 13
06.02. | 14
06.02. | 15
06.02. | 16
06.02. | 17
06.02. | 18
06.02. | 19
06.02. | 20
06.02. | 21
06.02. | 22
06.02. | 23
06.02. | 24
07.02. | 1
07.02. | 2
07.02. | 3
07.02. | 4
07.02. | 5
07.02. | 6
07.02. | 7
07.02. | 8
07.02. | 9
07.02. | 10
07.02. | 11
07.02. | 12
07.02. | 13
07.02. | 14
07.02. | 15
07.02. | 16
07.02. | 17
07.02. | 18
07.02. | 19
07.02. | 20
07.02. | 21
07.02. | 22
07.02. | 23
07.02. | 24
08.02. | 1
08.02. | 2
08.02. | 3
08.02. | 4
08.02. | 5
08.02. | 6
08.02. | 7
08.02. | 8
08.02. | 9
08.02. | 10
08.02. | 11
08.02. | 12
08.02. | 13
08.02. | 14
08.02. | 15
08.02. | 16
08.02. | 17
08.02. | 18
08.02. | 19
08.02. | 20
08.02. | 21
08.02. | 22
08.02. | 23
08.02. | 24
09.02. | 1
09.02. | 2
09.02. | 3
09.02. | 4
09.02. | 5
09.02. | 6
09.02. | 7
09.02. | 8
09.02. | 9
09.02. | 10
09.02. | 11
09.02. | 12
09.02. | 13
09.02. | 14
09.02. | 15
09.02. | 16
09.02. | 17
09.02. | 18
09.02. | 19
09.02. | 20
09.02. | 21
09.02. | 22
09.02. | 23
09.02. | 24
10.02. | 1
10.02. | 2
10.02. | 3
10.02. | 4
10.02. | 5
10.02. | 6
10.02. | 7
10.02. | 8
10.02. | 9
10.02. | 10
10.02. | 11
10.02. | 12
10.02. | 13
10.02. | 14
10.02. | 15
10.02. | 16
10.02. | 17
10.02. | 18
10.02. | 19
10.02. | 20
10.02. | 21
10.02. | 22
10.02. | 23
10.02. | 24
11.02. | 1
11.02. | 2
11.02. | 3
11.02. | 4
11.02. | 5
11.02. | 6
11.02. | 7
11.02. | 8
11.02. | 9
11.02. | 10
11.02. | 11
11.02. | 12
11.02. | 13
11.02. | 14
11.02. | 15
11.02. | 16
11.02. | 17
11.02. | 18
11.02. | 19
11.02. | 20
11.02. | 21
11.02. | 22
11.02. | 23
11.02. | 24
12.02. | 1
12.02. | 2
12.02. | 3
12.02. | 4
12.02. | 5
12.02. | 6
12.02. | 7
12.02. | 8
12.02. | 9
12.02. | 10
12.02. | 11
12.02. | 12
12.02. | 13
12.02. | 14
12.02. | 15
12.02. | 16
12.02. | 17
12.02. | 18
12.02. | 19
12.02. | 20
12.02. | 21
12.02. | 22
12.02. | 23
12.02. | 24
13.02. | 1
13.02. | 2
13.02. | 3
13.02. | 4
13.02. | 5
13.02. | 6
13.02. | 7
13.02. | 8
13.02. | 9
13.02. | 10
13.02. | 11
13.02. | 12
13.02. | 13
13.02. | 14
13.02. | 15
13.02. | 16
13.02. | 17
13.02. | 18
13.02. | 19
13.02. | 20
13.02. | 21
13.02. | 22
13.02. | 23
13.02. | 24
14.02. | 1
14.02. | 2
14.02. | 3
14.02. | 4
14.02. | 5
14.02. | 6
14.02. | 7
14.02. | 8
14.02. | 9
14.02. | 10
14.02. | 11
14.02. | 12
14.02. | 13
14.02. | 14
14.02. | 15
14.02. | 16
14.02. | 17
14.02. | 18
14.02. | 19
14.02. | 20
14.02. | 21
14.02. | 22
14.02. | 23
14.02. | 24
15.02. | 1
15.02. | 2
15.02. | 3
15.02. | 4
15.02. | 5
15.02. | 6
15.02. | 7
15.02. | 8
15.02. | 9
15.02. | 10
15.02. | 11
15.02. | 12
15.02. | 13
15.02. | 14
15.02. | 15
15.02. | 16
15.02. | 17
15.02. | 18
15.02. | 19
15.02. | 20
15.02. | 21
15.02. | 22
15.02. | 23
15.02. | 24
16.02. | 1
16.02. | 2
16.02. | 3
16.02. | 4
16.02. | 5
16.02. | 6
16.02. | 7
16.02. | 8
16.02. | 9
16.02. | 10
16.02. | 11
16.02. | 12
16.02. | 13
16.02. | 14
16.02. | 15
16.02. | 16
16.02. | 17
16.02. | 18
16.02. | 19
16.02. | 20
16.02. | 21
16.02. | 22
16.02. | 23
16.02. | 24
17.02. | 1
17.02. | 2
17.02. | 3
17.02. | 4
17.02. | 5
17.02. | 6
17.02. | 7
17.02. | 8
17.02. | 9
17.02. | 10
17.02. | 11
17.02. | 12
17.02. | 13
17.02. | 14
17.02. | 15
17.02. | 16
17.02. | 17
17.02. | 18
17.02. | 19
17.02. | 20
17.02. | 21
17.02. | 22
17.02. | 23
17.02. | 24
18.02. | 1
18.02. | 2
18.02. | 3
18.02. | 4
18.02. | 5
18.02. | 6
18.02. | 7
18.02. | 8
18.02. | 9
18.02. | 10
18.02. | 11
18.02. | 12
18.02. | 13
18.02. | 14
18.02. | 15
18.02. | 16
18.02. | 17
18.02. | 18
18.02. | 19
18.02. | 20
18.02. | 21
18.02. | 22
18.02. | 23
18.02. | 24
19.02. | 1
19.02. | 2
19.02. | 3
19.02. | 4
19.02. | 5
19.02. | 6
19.02. | 7
19.02. | 8
19.02. | 9
19.02. | 10
19.02. | 11
19.02. | 12
19.02. | 13
19.02. | 14
19.02. | 15
19.02. | 16
19.02. | 17
19.02. | 18
19.02. | 19
19.02. | 20
19.02. | 21
19.02. | 22
19.02. | 23
19.02. | 24
20.02. | 1
20.02. | 2
20.02. | 3
20.02. | 4
20.02. | 5
20.02. | 6
20.02. | 7
20.02. | 8
20.02. | 9
20.02. | 10
20.02. | 11
20.02. | 12
20.02. | 13
20.02. | 14
20.02. | 15
20.02. | 16
20.02. | 17
20.02. | 18
20.02. | 19
20.02. | 20
20.02. | 21
20.02. | 22
20.02. | 23
20.02. | 24
21.02. | 1
21.02. | 2
21.02. | 3
21.02. | 4
21.02. | 5
21.02. | 6
21.02. | 7
21.02. | 8
21.02. | 9
21.02. | 10
21.02. | 11
21.02. | 12
21.02. | 13
21.02. | 14
21.02. | 15
21.02. | 16
21.02. | 17
21.02. | 18
21.02. | 19
21.02. | 20
21.02. | 21
21.02. | 22
21.02. | 23
21.02. | 24
22.02. | 1
22.02. | 2
22.02. | 3
22.02. | 4
22.02. | 5
22.02. | 6
22.02. | 7
22.02. | 8
22.02. | 9
22.02. | 10
22.02. | 11
22.02. | 12
22.02. | 13
22.02. | 14
22.02. | 15
22.02. | 16
22.02. | 17
22.02. | 18
22.02. | 19
22.02. | 20
22.02. | 21
22.02. | 22
22.02. | 23
22.02. | 24
23.02. | 1
23.02. | 2
23.02. | 3
23.02. | 4
23.02. | 5
23.02. | 6
23.02. | 7
23.02. | 8
23.02. | 9
23.02. | 10
23.02. | 11
23.02. | 12
23.02. | 13
23.02. | 14
23.02. | 15
23.02. | 16
23.02. | 17
23.02. | 18
23.02. | 19
23.02. | 20
23.02. | 21
23.02. | 22
23.02. | 23
23.02. | 24
24.02. | 1
24.02. | 2
24.02. | 3
24.02. | 4
24.02. | 5
24.02. | 6
24.02. | 7
24.02. | 8
24.02. | 9
24.02. | 10
24.02. | 11
24.02. | 12
24.02. | 13
24.02. | 14
24.02. | 15
24.02. | 16
24.02. | 17
24.02. | 18
24.02. | 19
24.02. | 20
24.02. | 21
24.02. | 22
24.02. | 23
24.02. | 24
25.02. | 1
25.02. | 2
25.02. | 3
25.02. | 4
25.02. | 5
25.02. | 6
25.02. | 7
25.02. | 8
25.02. | 9
25.02. | 10
25.02. | 11
25.02. | 12
25.02. | 13
25.02. | 14
25.02. | 15
25.02. | 16
25.02. | 17
25.02. | 18
25.02. | 19
25.02. | 20
25.02. | 21
25.02. | 22
25.02. | 23
25.02. | 24
26.02. | 1
26.02. | 2
26.02. | 3
26.02. | 4
26.02. | 5
26.02. | 6
26.02. | 7
26.02. | 8
26.02. | 9
26.02. | 10
26.02. | 11
26.02. | 12
26.02. | 13
26.02. | 14
26.02. | 15
26.02. | 16
26.02. | 17
26.02. | 18
26.02. | 19
26.02. | 20
26.02. | 21
26.02. | 22
26.02. | 23
26.02. | 24
27.02. | 1
27.02. | 2
27.02. | 3
27.02. | 4
27.02. | 5
27.02. | 6
27.02. | 7
27.02. | 8
27.02. | 9
27.02. | 10
27.02. | 11
27.02. | 12
27.02. | 13
27.02. | 14
27.02. | 15
27.02. | 16
27.02. | 17
27.02. | 18
27.02. | 19
27.02. | 20
27.02. | 21
27.02. | 22
27.02. | 23
27.02. | 24
28.02. | 1
28.02. | 2
28.02. | 3
28.02. | 4
28.02. | 5
28.02. | 6
28.02. | 7
28.02. | 8
28.02. | 9
28.02. | 10
28.02. | 11
28.02. | 12
28.02. | 13
28.02. | 14
28.02. | 15
28.02. | 16
28.02. | 17
28.02. | 18
28.02. | 19
28.02. | 20
28.02. | 21
28.02. | 22
28.02. | 23
28.02. | 24
01.03. | 1
01.03. | 2
01.03. | 3
01.03. | 4
01.03. | 5
01.03. | 6
01.03. | 7
01.03. | 8
01.03. | 9
01.03. | 10
01.03. | 11
01.03. | 12
01.03. | 13
01.03. | 14
01.03. | 15
01.03. | 16
01.03. | 17
01.03. | 18
01.03. | 19
01.03. | 20
01.03. | 21
01.03. | 22
01.03. | 23
01.03. | 24
02.03. | 1
02.03. | 2
02.03. | 3
02.03. | 4
02.03. | 5
02.03. | 6
02.03. | 7
02.03. | 8
02.03. | 9
02.03. | 10
02.03. | 11
02.03. | 12
02.03. | 13
02.03. | 14
02.03. | 15
02.03. | 16
02.03. | 17
02.03. | 18
02.03. | 19
02.03. | 20
02.03. | 21
02.03. | 22
02.03. | 23
02.03. | 24
03.03. | 1
03.03. | 2
03.03. | 3
03.03. | 4
03.03. | 5
03.03. | 6
03.03. | 7
03.03. | 8
03.03. | 9
03.03. | 10
03.03. | 11
03.03. | 12
03.03. | 13
03.03. | 14
03.03. | 15
03.03. | 16
03.03. | 17
03.03. | 18
03.03. | 19
03.03. | 20
03.03. | 21
03.03. | 22
03.03. | 23
03.03. | 24
04.03. | 1
04.03. | 2
04.03. | 3
04.03. | 4
04.03. | 5
04.03. | 6
04.03. | 7
04.03. | 8
04.03. | 9
04.03. | 10
04.03. | 11
04.03. | 12
04.03. | 13
04.03. | 14
04.03. | 15
04.03. | 16
04.03. | 17
04.03. | 18
04.03. | 19
04.03. | 20
04.03. | 21
04.03. | 22
04.03. | 23
04.03. | 24
05.03. | 1
05.03. | 2
05.03. | 3
05.03. | 4
05.03. | 5
05.03. | 6
05.03. | 7
05.03. | 8
05.03. | 9
05.03. | 10
05.03. | 11
05.03. | 12
05.03. | 13
05.03. | 14
05.03. | 15
05.03. | 16
05.03. | 17
05.03. | 18
05.03. | 19
05.03. | 20
05.03. | 21
05.03. | 22
05.03. | 23
05.03. | 24
06.03. | 1
06.03. | 2
06.03. | 3
06.03. | 4
06.03. | 5
06.03. | 6
06.03. | 7
06.03. | 8
06.03. | 9
06.03. | 10
06.03. | 11
06.03. | 12
06.03. | 13
06.03. | 14
06.03. | 15
06.03. | 16
06.03. | 17
06.03. | 18
06.03. | 19
06.03. | 20
06.03. | 21
06.03. | 22
06.03. | 23
06.03. | 24
07.03. | 1
07.03. | 2
07.03. | 3
07.03. | 4
07.03. | 5
07.03. | 6
07.03. | 7
07.03. | 8
07.03. | 9
07.03. | 10
07.03. | 11
07.03. | 12
07.03. | 13
07.03. | 14
07.03. | 15
07.03. | 16
07.03. | 17
07.03. | 18
07.03. | 19
07.03. | 20
07.03. | 21
07.03. | 22
07.03. | 23
07.03. | 24
08.03. | 1
08.03. | 2
08.03. | 3
08.03. | 4
08.03. | 5
08.03. | 6
08.03. | 7
08.03. | 8
08.03. | 9
08.03. | 10
08.03. | 11
08.03. | 12
08.03. | 13
08.03. | 14
08.03. | 15
08.03. | 16
08.03. | 17
08.03. | 18
08.03. | 19
08.03. | 20
08.03. | 21
08.03. | 22
08.03. | 23
08.03. | 24
09.03. | 1
09.03. | 2
09.03. | 3
09.03. | 4
09.03. | 5
09.03. | 6
09.03. | 7
09.03. | 8
09.03. | 9
09.03. | 10
09.03. | 11
09.03. | 12
09.03. | 13
09.03. | 14
09.03. | 15
09.03. | 16
09.03. | 17
09.03. | 18
09.03. | 19
09.03. | 20
09.03. | 21
09.03. | 22
09.03. | 23
09.03. | 24
10.03. | 1
10.03. | 2
10.03. | 3
10.03. | 4
10.03. | 5
10.03. | 6
10.03. | 7
10.03. | 8
10.03. | 9
10.03. | 10
10.03. | 11
10.03. | 12
10.03. | 13
10.03. | 14
10.03. | 15
10.03. | 16
10.03. | 17
10.03. | 18
10.03. | 19
10.03. | 20
10.03. | 21
10.03. | 22
10.03. | 23
10.03. | 24
11.03. | 1
11.03. | 2
11.03. | 3
11.03. | 4
11.03. | 5
11.03. | 6
11.03. | 7
11.03. | 8
11.03. | 9
11.03. | 10
11.03. | 11
11.03. | 12
11.03. | 13
11.03. | 14
11.03. | 15
11.03. | 16
11.03. | 17
11.03. | 18
11.03. | 19
11.03. | 20
11.03. | 21
11.03. | 22
11.03. | 23
11.03. | 24
12.03. | 1
12.03. | 2
12.03. | 3
12.03. | 4
12.03. | 5
12.03. | 6
12.03. | 7
12.03. | 8
12.03. | 9
12.03. | 10
12.03. | 11
12.03. | 12
12.03. | 13
12.03. | 14
12.03. | 15
12.03. | 16
12.03. | 17
12.03. | 18
12.03. | 19
12.03. | 20
12.03. | 21
12.03. | 22
12.03. | 23
12.03. | 24
13.03. | 1
13.03. | 2
13.03. | 3
13.03. | 4
13.03. | 5
13.03. | 6
13.03. | 7
13.03. | 8
13.03. | 9
13.03. | 10
13.03. | 11
13.03. | 12
13.03. | 13
13.03. | 14
13.03. | 15
13.03. | 16
13.03. | 17
13.03. | 18
13.03. | 19
13.03. | 20
13.03. | 21
13.03. | 22
13.03. | 23
13.03. | 24
14.03. | 1
14.03. | 2
14.03. | 3
14.03. | 4
14.03. | 5
14.03. | 6
14.03. | 7
14.03. | 8
14.03. | 9
14.03. | 10
14.03. | 11
14.03. | 12
14.03. | 13
14.03. | 14
14.03. | 15
14.03. | 16
14.03. | 17
14.03. | 18
14.03. | 19
14.03. | 20
14.03. | 21
14.03. | 22
14.03. | 23
14.03. | 24
15.03. | 1
15.03. | 2
15.03. | 3
15.03. | 4
15.03. | 5
15.03. | 6
15.03. | 7
15.03. | 8
15.03. | 9
15.03. | 10
15.03. | 11
15.03. | 12
15.03. | 13
15.03. | 14
15.03. | 15
15.03. | 16
15.03. | 17
15.03. | 18
15.03. | 19
15.03. | 20
15.03. | 21
15.03. | 22
15.03. | 23
15.03. | 24
16.03. | 1
16.03. | 2
16.03. | 3
16.03. | 4
16.03. | 5
16.03. | 6
16.03. | 7
16.03. | 8
16.03. | 9
16.03. | 10
16.03. | 11
16.03. | 12
16.03. | 13
16.03. | 14
16.03. | 15
16.03. | 16
16.03. | 17
16.03. | 18
16.03. | 19
16.03. | 20
16.03. | 21
16.03. | 22
16.03. | 23
16.03. | 24
17.03. | 1
17.03. | 2
17.03. | 3
17.03. | 4
17.03. | 5
17.03. | 6
17.03. | 7
17.03. | 8
17.03. | 9
17.03. | 10
17.03. | 11
17.03. | 12
17.03. | 13
17.03. | 14
17.03. | 15
17.03. | 16
17.03. | 17
17.03. | 18
17.03. | 19
17.03. | 20
17.03. | 21
17.03. | 22
17.03. | 23
17.03. | 24
18.03. | 1
18.03. | 2
18.03. | 3
18.03. | 4
18.03. | 5
18.03. | 6
18.03. | 7
18.03. | 8
18.03. | 9
18.03. | 10
18.03. | 11
18.03. | 12
18.03. | 13
18.03. | 14
18.03. | 15
18.03. | 16
18.03. | 17
18.03. | 18
18.03. | 19
18.03. | 20
18.03. | 21
18.03. | 22
18.03. | 23
18.03. | 24
19.03. | 1
19.03. | 2
19.03. | 3
19.03. | 4
19.03. | 5
19.03. | 6
19.03. | 7
19.03. | 8
19.03. | 9
19.03. | 10
19.03. | 11
19.03. | 12
19.03. | 13
19.03. | 14
19.03. | 15
19.03. | 16
19.03. | 17
19.03. | 18
19.03. | 19
19.03. | 20
19.03. | 21
19.03. | 22
19.03. | 23
19.03. | 24
20.03. | 1
20.03. | 2
20.03. | 3
20.03. | 4
20.03. | 5
20.03. | 6
20.03. | 7
20.03. | 8
20.03. | 9
20.03. | 10
20.03. | 11
20.03. | 12
20.03. | 13
20.03. | 14
20.03. | 15
20.03. | 16
20.03. | 17
20.03. | 18
20.03. | 19
20.03. | 20
20.03. | 21
20.03. | 22
20.03. | 23
20.03. | 24
21.03. | 1
21.03. | 2
21.03. | 3
21.03. | 4
21.03. | 5
21.03. | 6
21.03. | 7
21.03. | 8
21.03. | 9
21.03. | 10
21.03. | 11
21.03. | 12
21.03. | 13
21.03. | 14
21.03. | 15
21.03. | 16
21.03. | 17
21.03. | 18
21.03. | 19
21.03. | 20
21.03. | 21
21.03. | 22
21.03. | 23
21.03. | 24
22.03. | 1
22.03. | 2
22.03. | 3
22.03. | 4
22.03. | 5
22.03. | 6
22.03. | 7
22.03. | 8
22.03. | 9
22.03. | 10
22.03. | 11
22.03. | 12
22.03. | 13
22.03. | 14
22.03. | 15
22.03. | 16
22.03. | 17
22.03. | 18
22.03. | 19
22.03. | 20
22.03. | 21
22.03. | 22
22.03. | 23
22.03. | 24
23.03. | 1
23.03. | 2
23.03. | 3
23.03. | 4
23.03. | 5
23.03. | 6
23.03. | 7
23.03. | 8
23.03. | 9
23.03. | 10
23.03. | 11
23.03. | 12
23.03. | 13
23.03. | 14
23.03. | 15
23.03. | 16
23.03. | 17
23.03. | 18
23.03. | 19
23.03. | 20
23.03. | 21
23.03. | 22
23.03. | 23
23.03. | 24
24.03. | 1
24.03. | 2
24.03. | 3
24.03. | 4
24.03. | 5
24.03. | 6
24.03. | 7
24.03. | 8
24.03. | 9
24.03. | 10
24.03. | 11
24.03. | 12
24.03. | 13
24.03. | 14
24.03. | 15
24.03. | 16
24.03. | 17
24.03. | 18
24.03. | 19
24.03. | 20
24.03. | 21
24.03. | 22
24.03. | 23
24.03. | 24
25.03. | 1
25.03. | 2
25.03. | 3
25.03. | 4
25.03. | 5
25.03. | 6
25.03. | 7
25.03. | 8
25.03. | 9
25.03. | 10
25.03. | 11
25.03. | 12
25.03. | 13
25.03. | 14
25.03. | 15
25.03. | 16
25.03. | 17
25.03. | 18
25.03. | 19
25.03. | 20
25.03. | 21
25.03. | 22
25.03. | 23
25.03. | 24
26.03. | 1
26.03. | 2
26.03. | 3
26.03. | 4
26.03. | 5
26.03. | 6
26.03. | 7
26.03. | 8
26.03. | 9
26.03. | 10
26.03. | 11
26.03. | 12
26.03. | 13
26.03. | 14
26.03. | 15
26.03. | 16
26.03. | 17
26.03. | 18
26.03. | 19
26.03. | 20
26.03. | 21
26.03. | 22
26.03. | 23
26.03. | 24
27.03. | 1
27.03. | 2
27.03. | 3
27.03. | 4
27.03. | 5
27.03. | 6
27.03. | 7
27.03. | 8
27.03. | 9
27.03. | 10
27.03. | 11
27.03. | 12
27.03. | 13
27.03. | 14
27.03. | 15
27.03. | 16
27.03. | 17
27.03. | 18
27.03. | 19
27.03. | 20
27.03. | 21
27.03. | 22
27.03. | 23
27.03. | 24
28.03. | 1
28.03. | 2
28.03. | 3
28.03. | 4
28.03. | 5
28.03. | 6
28.03. | 7
28.03. | 8
28.03. | 9
28.03. | 10
28.03. | 11
28.03. | 12
28.03. | 13
28.03. | 14
28.03. | 15
28.03. | 16
28.03. | 17
28.03. | 18
28.03. | 19
28.03. | 20
28.03. | 21
28.03. | 22
28.03. | 23
28.03. | 24
29.03. | 1
29.03. | 2
29.03. | 3
29.03. | 4
29.03. | 5
29.03. | 6
29.03. | 7
29.03. | 8
29.03. | 9
29.03. | 10
29.03. | 11
29.03. | 12
29.03. | 13
29.03. | 14
29.03. | 15
29.03. | 16
29.03. | 17
29.03. | 18
29.03. | 19
29.03. | 20
29.03. | 21
29.03. | 22
29.03. | 23
29.03. | 24
30.03. | 1
30.03. | 2
30.03. | 3
30.03. | 4
30.03. | 5
30.03. | 6
30.03. | 7
30.03. | 8
30.03. | 9
30.03. | 10
30.03. | 11
30.03. | 12
30.03. | 13
30.03. | 14
30.03. | 15
30.03. | 16
30.03. | 17
30.03. | 18
30.03. | 19
30.03. | 20
30.03. | 21
30.03. | 22
30.03. | 23
30.03. | 24
31.03. | 1
31.03. | 2
31.03. | 3
31.03. | 4
31.03. | 5
31.03. | 6
31.03. | 7
31.03. | 8
31.03. | 9
31.03. | 10
31.03. | 11
31.03. | 12
31.03. | 13
31.03. | 14
31.03. | 15
31.03. | 16
31.03. | 17
31.03. | 18
31.03. | 19
31.03. | 20
31.03. | 21
31.03. | 22
31.03. | 23
31.03. | 24
01.04. | 1
01.04. | 2
01.04. | 3
01.04. | 4
01.04. | 5
01.04. | 6
01.04. | 7
01.04. | 8
01.04. | 9
01.04. | 10
01.04. | 11
01.04. | 12
01.04. | 13
01.04. | 14
01.04. | 15
01.04. | 16
01.04. | 17
01.04. | 18
01.04. | 19
01.04. | 20
01.04. | 21
01.04. | 22
01.04. | 23
01.04. | 24
02.04. | 1
02.04. | 2
02.04. | 3
02.04. | 4
02.04. | 5
02.04. | 6
02.04. | 7
02.04. | 8
02.04. | 9
02.04. | 10
02.04. | 11
02.04. | 12
02.04. | 13
02.04. | 14
02.04. | 15
02.04. | 16
02.04. | 17
02.04. | 18
02.04. | 19
02.04. | 20
02.04. | 21
02.04. | 22
02.04. | 23
02.04. | 24
03.04. | 1
03.04. | 2
03.04. | 3
03.04. | 4
03.04. | 5
03.04. | 6
03.04. | 7
03.04. | 8
03.04. | 9
03.04. | 10
03.04. | 11
03.04. | 12
03.04. | 13
03.04. | 14
03.04. | 15
03.04. | 16
03.04. | 17
03.04. | 18
03.04. | 19
03.04. | 20
03.04. | 21
03.04. | 22
03.04. | 23
03.04. | 24
04.04. | 1
04.04. | 2
04.04. | 3
04.04. | 4
04.04. | 5
04.04. | 6
04.04. | 7
04.04. | 8
04.04. | 9
04.04. | 10
04.04. | 11
04.04. | 12
04.04. | 13
04.04. | 14
04.04. | 15
04.04. | 16
04.04. | 17
04.04. | 18
04.04. | 19
04.04. | 20
04.04. | 21
04.04. | 22
04.04. | 23
04.04. | 24
05.04. | 1
05.04. | 2
05.04. | 3
05.04. | 4
05.04. | 5
05.04. | 6
05.04. | 7
05.04. | 8
05.04. | 9
05.04. | 10
05.04. | 11
05.04. | 12
05.04. | 13
05.04. | 14
05.04. | 15
05.04. | 16
05.04. | 17
05.04. | 18
05.04. | 19
05.04. | 20
05.04. | 21
05.04. | 22
05.04. | 23
05.04. | 24
06.04. | 1
06.04. | 2
06.04. | 3
06.04. | 4
06.04. | 5
06.04. | 6
06.04. | 7
06.04. | 8
06.04. | 9
06.04. | 10
06.04. | 11
06.04. | 12
06.04. | 13
06.04. | 14
06.04. | 15
06.04. | 16
06.04. | 17
06.04. | 18
06.04. | 19
06.04. | 20
06.04. | 21
06.04. | 22
06.04. | 23
06.04. | 24
07.04. | 1
07.04. | 2
07.04. | 3
07.04. | 4
07.04. | 5
07.04. | 6
07.04. | 7
07.04. | 8
07.04. | 9
07.04. | 10
07.04. | 11
07.04. | 12
07.04. | 13
07.04. | 14
07.04. | 15
07.04. | 16
07.04. | 17
07.04. | 18
07.04. | 19
07.04. | 20
07.04. | 21
07.04. | 22
07.04. | 23
07.04. | 24
08.04. | 1
08.04. | 2
08.04. | 3
08.04. | 4
08.04. | 5
08.04. | 6
08.04. | 7
08.04. | 8
08.04. | 9
08.04. | 10
08.04. | 11
08.04. | 12
08.04. | 13
08.04. | 14
08.04. | 15
08.04. | 16
08.04. | 17
08.04. | 18
08.04. | 19
08.04. | 20
08.04. | 21
08.04. | 22
08.04. | 23
08.04. | 24
09.04. | 1
09.04. | 2
09.04. | 3
09.04. | 4
09.04. | 5
09.04. | 6
09.04. | 7
09.04. | 8
09.04. | 9
09.04. | 10
09.04. | 11
09.04. | 12
09.04. | 13
09.04. | 14
09.04. | 15
09.04. | 16
09.04. | 17
09.04. | 18
09.04. | 19
09.04. | 20
09.04. | 21
09.04. | 22
09.04. | 23
09.04. | 24
10.04. | 1
10.04. | 2
10.04. | 3
10.04. | 4
10.04. | 5
10.04. | 6
10.04. | 7
10.04. | 8
10.04. | 9
10.04. | 10
10.04. | 11
10.04. | 12
10.04. | 13
10.04. | 14
10.04. | 15
10.04. | 16
10.04. | 17
10.04. | 18
10.04. | 19
10.04. | 20
10.04. | 21
10.04. | 22
10.04. | 23
10.04. | 24
11.04. | 1
11.04. | 2
11.04. | 3
11.04. | 4
11.04. | 5
11.04. | 6
11.04. | 7
11.04. | 8
11.04. | 9
11.04. | 10
11.04. | 11
11.04. | 12
11.04. | 13
11.04. | 14
11.04. | 15
11.04. | 16
11.04. | 17
11.04. | 18
11.04. | 19
11.04. | 20
11.04. | 21
11.04. | 22
11.04. | 23
11.04. | 24
12.04. | 1
12.04. | 2
12.04. | 3
12.04. | 4
12.04. | 5
12.04. | 6
12.04. | 7
12.04. | 8
12.04. | 9
12.04. | 10
12.04. | 11
12.04. | 12
12.04. | 13
12.04. | 14
12.04. | 15
12.04. | 16
12.04. | 17
12.04. | 18
12.04. | 19
12.04. | 20
12.04. | 21
12.04. | 22
12.04. | 23
12.04. | 24
13.04. | 1
13.04. | 2
13.04. | 3
13.04. | 4
13.04. | 5
13.04. | 6
13.04. | 7
13.04. | 8
13.04. | 9
13.04. | 10
13.04. | 11
13.04. | 12
13.04. | 13
13.04. | 14
13.04. | 15
13.04. | 16
13.04. | 17
13.04. | 18
13.04. | 19
13.04. | 20
13.04. | 21
13.04. | 22
13.04. | 23
13.04. | 24
14.04. | 1
14.04. | 2
14.04. | 3
14.04. | 4
14.04. | 5
14.04. | 6
14.04. | 7
14.04. | 8
14.04. | 9
14.04. | 10
14.04. | 11
14.04. | 12
14.04. | 13
14.04. | 14
14.04. | 15
14.04. | 16
14.04. | 17
14.04. | 18
14.04. | 19
14.04. | 20
14.04. | 21
14.04. | 22
14.04. | 23
14.04. | 24
15.04. | 1
15.04. | 2
15.04. | 3
15.04. | 4
15.04. | 5
15.04. | 6
15.04. | 7
15.04. | 8
15.04. | 9
15.04. | 10
15.04. | 11
15.04. | 12
15.04. | 13
15.04. | 14
15.04. | 15
15.04. | 16
15.04. | 17
15.04. | 18
15.04. | 19
15.04. | 20
15.04. | 21
15.04. | 22
15.04. | 23
15.04. | 24
16.04. | 1
16.04. | 2
16.04. | 3
16.04. | 4
16.04. | 5
16.04. | 6
16.04. | 7
16.04. | 8
16.04. | 9
16.04. | 10
16.04. | 11
16.04. | 12
16.04. | 13
16.04. | 14
16.04. | 15
16.04. | 16
16.04. | 17
16.04. | 18
16.04. | 19
16.04. | 20
16.04. | 21
16.04. | 22
16.04. | 23
16.04. | 24
17.04. | 1
17.04. | 2
17.04. | 3
17.04. | 4
17.04. | 5
17.04. | 6
17.04. | 7
17.04. | 8
17.04. | 9
17.04. | 10
17.04. | 11
17.04. | 12
17.04. | 13
17.04. | 14
17.04. | 15
17.04. | 16
17.04. | 17
17.04. | 18
17.04. | 19
17.04. | 20
17.04. | 21
17.04. | 22
17.04. | 23
17.04. | 24
18.04. | 1
18.04. | 2
18.04. | 3
18.04. | 4
18.04. | 5
18.04. | 6
18.04. | 7
18.04. | 8
18.04. | 9
18.04. | 10
18.04. | 11
18.04. | 12
18.04. | 13
18.04. | 14
18.04. | 15
18.04. | 16
18.04. | 17
18.04. | 18
18.04. | 19
18.04. | 20
18.04. | 21
18.04. | 22
18.04. | 23
18.04. | 24
19.04. | 1
19.04. | 2
19.04. | 3
19.04. | 4
19.04. | 5
19.04. | 6
19.04. | 7
19.04. | 8
19.04. | 9
19.04. | 10
19.04. | 11
19.04. | 12
19.04. | 13
19.04. | 14
19.04. | 15
19.04. | 16
19.04. | 17
19.04. | 18
19.04. | 19
19.04. | 20
19.04. | 21
19.04. | 22
19.04. | 23
19.04. | 24
20.04. | 1
20.04. | 2
20.04. | 3
20.04. | 4
20.04. | 5
20.04. | 6
20.04. | 7
20.04. | 8
20.04. | 9
20.04. | 10
20.04. | 11
20.04. | 12
20.04. | 13
20.04. | 14
20.04. | 15
20.04. | 16
20.04. | 17
20.04. | 18
20.04. | 19
20.04. | 20
20.04. | 21
20.04. | 22
20.04. | 23
20.04. | 24
21.04. | 1
21.04. | 2
21.04. | 3
21.04. | 4
21.04. | 5
21.04. | 6
21.04. | 7
21.04. | 8
21.04. | 9
21.04. | 10
21.04. | 11
21.04. | 12
21.04. | 13
21.04. | 14
21.04. | 15
21.04. | 16
21.04. | 17
21.04. | 18
21.04. | 19
21.04. | 20
21.04. | 21
21.04. | 22
21.04. | 23
21.04. | 24
22.04. | 1
22.04. | 2
22.04. | 3
22.04. | 4
22.04. | 5
22.04. | 6
22.04. | 7
22.04. | 8
22.04. | 9
22.04. | 10
22.04. | 11
22.04. | 12
22.04. | 13
22.04. | 14
22.04. | 15
22.04. | 16
22.04. | 17
22.04. | 18
22.04. | 19
22.04. | 20
22.04. | 21
22.04. | 22
22.04. | 23
22.04. | 24
23.04. | 1
23.04. | 2
23.04. | 3
23.04. | 4
23.04. | 5
23.04. | 6
23.04. | 7
23.04. | 8
23.04. | 9
23.04. | 10
23.04. | 11
23.04. | 12
23.04. | 13
23.04. | 14
23.04. | 15
23.04. | 16
23.04. | 17
23.04. | 18
23.04. | 19
23.04. | 20
23.04. | 21
23.04. | 22
23.04. | 23
23.04. | 24
24.04. | 1
24.04. | 2
24.04. | 3
24.04. | 4
24.04. | 5
24.04. | 6
24.04. | 7
24.04. | 8
24.04. | 9
24.04. | 10
24.04. | 11
24.04. | 12
24.04. | 13
24.04. | 14
24.04. | 15
24.04. | 16
24.04. | 17
24.04. | 18
24.04. | 19
24.04. | 20
24.04. | 21
24.04. | 22
24.04. | 23
24.04. | 24
25.04. | 1
25.04. | 2
25.04. | 3
25.04. | 4
25.04. | 5
25.04. | 6
25.04. | 7
25.04. | 8
25.04. | 9
25.04. | 10
25.04. | 11
25.04. | 12
25.04. | 13
25.04. | 14
25.04. | 15
25.04. | 16
25.04. | 17
25.04. | 18
25.04. | 19
25.04. | 20
25.04. | 21
25.04. | 22
25.04. | 23
25.04. | 24
26.04. | 1
26.04. | 2
26.04. | 3
26.04. | 4
26.04. | 5
26.04. | 6
26.04. | 7
26.04. | 8
26.04. | 9
26.04. | 10
26.04. | 11
26.04. | 12
26.04. | 13
26.04. | 14
26.04. | 15
26.04. | 16
26.04. | 17
26.04. | 18
26.04. | 19
26.04. | 20
26.04. | 21
26.04. | 22
26.04. | 23
26.04. | 24
27.04. | 1
27.04. | 2
27.04. | 3
27.04. | 4
27.04. | 5
27.04. | 6
27.04. | 7
27.04. | 8
27.04. | 9
27.04. | 10
27.04. | 11
27.04. | 12
27.04. | 13
27.04. | 14
27.04. | 15
27.04. | 16
27.04. | 17
27.04. | 18
27.04. | 19
27.04. | 20
27.04. | 21
27.04. | 22
27.04. | 23
27.04. | 24
28.04. | 1
28.04. | 2
28.04. | 3
28.04. | 4
28.04. | 5
28.04. | 6
28.04. | 7
28.04. | 8
28.04. | 9
28.04. | 10
28.04. | 11
28.04. | 12
28.04. | 13
28.04. | 14
28.04. | 15
28.04. | 16
28.04. | 17
28.04. | 18
28.04. | 19
28.04. | 20
28.04. | 21
28.04. | 22
28.04. | 23
28.04. | 24
29.04. | 1
29.04. | 2
29.04. | 3
29.04. | 4
29.04. | 5
29.04. | 6
29.04. | 7
29.04. | 8
29.04. | 9
29.04. | 10
29.04. | 11
29.04. | 12
29.04. | 13
29.04. | 14
29.04. | 15
29.04. | 16
29.04. | 17
29.04. | 18
29.04. | 19
29.04. | 20
29.04. | 21
29.04. | 22
29.04. | 23
29.04. | 24
30.04. | 1
30.04. | 2
30.04. | 3
30.04. | 4
30.04. | 5
30.04. | 6
30.04. | 7
30.04. | 8
30.04. | 9
30.04. | 10
30.04. | 11
30.04. | 12
30.04. | 13
30.04. | 14
30.04. | 15
30.04. | 16
30.04. | 17
30.04. | 18
30.04. | 19
30.04. | 20
30.04. | 21
30.04. | 22
30.04. | 23
30.04. | 24
01.05. | 1
01.05. | 2
01.05. | 3
01.05. | 4
01.05. | 5
01.05. | 6
01.05. | 7
01.05. | 8
01.05. | 9
01.05. | 10
01.05. | 11
01.05. | 12
01.05. | 13
01.05. | 14
01.05. | 15
01.05. | 16
01.05. | 17
01.05. | 18
01.05. | 19
01.05. | 20
01.05. | 21
01.05. | 22
01.05. | 23
01.05. | 24
02.05. | 1
02.05. | 2
02.05. | 3
02.05. | 4
02.05. | 5
02.05. | 6
02.05. | 7
02.05. | 8
02.05. | 9
02.05. | 10
02.05. | 11
02.05. | 12
02.05. | 13
02.05. | 14
02.05. | 15
02.05. | 16
02.05. | 17
02.05. | 18
02.05. | 19
02.05. | 20
02.05. | 21
02.05. | 22
02.05. | 23
02.05. | 24
03.05. | 1
03.05. | 2
03.05. | 3
03.05. | 4
03.05. | 5
03.05. | 6
03.05. | 7
03.05. | 8
03.05. | 9
03.05. | 10
03.05. | 11
03.05. | 12
03.05. | 13
03.05. | 14
03.05. | 15
03.05. | 16
03.05. | 17
03.05. | 18
03.05. | 19
03.05. | 20
03.05. | 21
03.05. | 22
03.05. | 23
03.05. | 24
04.05. | 1
04.05. | 2
04.05. | 3
04.05. | 4
04.05. | 5
04.05. | 6
04.05. | 7
04.05. | 8
04.05. | 9
04.05. | 10
04.05. | 11
04.05. | 12
04.05. | 13
04.05. | 14
04.05. | 15
04.05. | 16
04.05. | 17
04.05. | 18
04.05. | 19
04.05. | 20
04.05. | 21
04.05. | 22
04.05. | 23
04.05. | 24
05.05. | 1
05.05. | 2
05.05. | 3
05.05. | 4
05.05. | 5
05.05. | 6
05.05. | 7
05.05. | 8
05.05. | 9
05.05. | 10
05.05. | 11
05.05. | 12
05.05. | 13
05.05. | 14
05.05. | 15
05.05. | 16
05.05. | 17
05.05. | 18
05.05. | 19
05.05. | 20
05.05. | 21
05.05. | 22
05.05. | 23
05.05. | 24
06.05. | 1
06.05. | 2
06.05. | 3
06.05. | 4
06.05. | 5
06.05. | 6
06.05. | 7
06.05. | 8
06.05. | 9
06.05. | 10
06.05. | 11
06.05. | 12
06.05. | 13
06.05. | 14
06.05. | 15
06.05. | 16
06.05. | 17
06.05. | 18
06.05. | 19
06.05. | 20
06.05. | 21
06.05. | 22
06.05. | 23
06.05. | 24
07.05. | 1
07.05. | 2
07.05. | 3
07.05. | 4
07.05. | 5
07.05. | 6
07.05. | 7
07.05. | 8
07.05. | 9
07.05. | 10
07.05. | 11
07.05. | 12
07.05. | 13
07.05. | 14
07.05. | 15
07.05. | 16
07.05. | 17
07.05. | 18
07.05. | 19
07.05. | 20
07.05. | 21
07.05. | 22
07.05. | 23
07.05. | 24
08.05. | 1
08.05. | 2
08.05. | 3
08.05. | 4
08.05. | 5
08.05. | 6
08.05. | 7
08.05. | 8
08.05. | 9
08.05. | 10
08.05. | 11
08.05. | 12
08.05. | 13
08.05. | 14
08.05. | 15
08.05. | 16
08.05. | 17
08.05. | 18
08.05. | 19
08.05. | 20
08.05. | 21
08.05. | 22
08.05. | 23
08.05. | 24
09.05. | 1
09.05. | 2
09.05. | 3
09.05. | 4
09.05. | 5
09.05. | 6
09.05. | 7
09.05. | 8
09.05. | 9
09.05. | 10
09.05. | 11
09.05. | 12
09.05. | 13
09.05. | 14
09.05. | 15
09.05. | 16
09.05. | 17
09.05. | 18
09.05. | 19
09.05. | 20
09.05. | 21
09.05. | 22
09.05. | 23
09.05. | 24
10.05. | 1
10.05. | 2
10.05. | 3
10.05. | 4
10.05. | 5
10.05. | 6
10.05. | 7
10.05. | 8
10.05. | 9
10.05. | 10
10.05. | 11
10.05. | 12
10.05. | 13
10.05. | 14
10.05. | 15
10.05. | 16
10.05. | 17
10.05. | 18
10.05. | 19
10.05. | 20
10.05. | 21
10.05. | 22
10.05. | 23
10.05. | 24
11.05. | 1
11.05. | 2
11.05. | 3
11.05. | 4
11.05. | 5
11.05. | 6
11.05. | 7
11.05. | 8
11.05. | 9
11.05. | 10
11.05. | 11
11.05. | 12
11.05. | 13
11.05. | 14
11.05. | 15
11.05. | 16
11.05. | 17
11.05. | 18
11.05. | 19
11.05. | 20
11.05. | 21
11.05. | 22
11.05. | 23
11.05. | 24
12.05. | 1
12.05. | 2
12.05. | 3
12.05. | 4
12.05. | 5
12.05. | 6
12.05. | 7
12.05. | 8
12.05. | 9
12.05. | 10
12.05. | 11
12.05. | 12
12.05. | 13
12.05. | 14
12.05. | 15
12.05. | 16
12.05. | 17
12.05. | 18
12.05. | 19
12.05. | 20
12.05. | 21
12.05. | 22
12.05. | 23
12.05. | 24
13.05. | 1
13.05. | 2
13.05. | 3
13.05. | 4
13.05. | 5
13.05. | 6
13.05. | 7
13.05. | 8
13.05. | 9
13.05. | 10
13.05. | 11
13.05. | 12
13.05. | 13
13.05. | 14
13.05. | 15
13.05. | 16
13.05. | 17
13.05. | 18
13.05. | 19
13.05. | 20
13.05. | 21
13.05. | 22
13.05. | 23
13.05. | 24
14.05. | 1
14.05. | 2
14.05. | 3
14.05. | 4
14.05. | 5
14.05. | 6
14.05. | 7
14.05. | 8
14.05. | 9
14.05. | 10
14.05. | 11
14.05. | 12
14.05. | 13
14.05. | 14
14.05. | 15
14.05. | 16
14.05. | 17
14.05. | 18
14.05. | 19
14.05. | 20
14.05. | 21
14.05. | 22
14.05. | 23
14.05. | 24
15.05. | 1
15.05. | 2
15.05. | 3
15.05. | 4
15.05. | 5
15.05. | 6
15.05. | 7
15.05. | 8
15.05. | 9
15.05. | 10
15.05. | 11
15.05. | 12
15.05. | 13
15.05. | 14
15.05. | 15
15.05. | 16
15.05. | 17
15.05. | 18
15.05. | 19
15.05. | 20
15.05. | 21
15.05. | 22
15.05. | 23
15.05. | 24
16.05. | 1
16.05. | 2
16.05. | 3
16.05. | 4
16.05. | 5
16.05. | 6
16.05. | 7
16.05. | 8
16.05. | 9
16.05. | 10
16.05. | 11
16.05. | 12
16.05. | 13
16.05. | 14
16.05. | 15
16.05. | 16
16.05. | 17
16.05. | 18
16.05. | 19
16.05. | 20
16.05. | 21
16.05. | 22
16.05. | 23
16.05. | 24
17.05. | 1
17.05. | 2
17.05. | 3
17.05. | 4
17.05. | 5
17.05. | 6
17.05. | 7
17.05. | 8
17.05. | 9
17.05. | 10
17.05. | 11
17.05. | 12
17.05. | 13
17.05. | 14
17.05. | 15
17.05. | 16
17.05. | 17
17.05. | 18
17.05. | 19
17.05. | 20
17.05. | 21
17.05. | 22
17.05. | 23
17.05. | 24
18.05. | 1
18.05. | 2
18.05. | 3
18.05. | 4
18.05. | 5
18.05. | 6
18.05. | 7
18.05. | 8
18.05. | 9
18.05. | 10
18.05. | 11
18.05. | 12
18.05. | 13
18.05. | 14
18.05. | 15
18.05. | 16
18.05. | 17
18.05. | 18
18.05. | 19
18.05. | 20
18.05. | 21
18.05. | 22
18.05. | 23
18.05. | 24
19.05. | 1
19.05. | 2
19.05. | 3
19.05. | 4
19.05. | 5
19.05. | 6
19.05. | 7
19.05. | 8
19.05. | 9
19.05. | 10
19.05. | 11
19.05. | 12
19.05. | 13
19.05. | 14
19.05. | 15
19.05. | 16
19.05. | 17
19.05. | 18
19.05. | 19
19.05. | 20
19.05. | 21
19.05. | 22
19.05. | 23
19.05. | 24
20.05. | 1
20.05. | 2
20.05. | 3
20.05. | 4
20.05. | 5
20.05. | 6
20.05. | 7
20.05. | 8
20.05. | 9
20.05. | 10
20.05. | 11
20.05. | 12
20.05. | 13
20.05. | 14
20.05. | 15
20.05. | 16
20.05. | 17
20.05. | 18
20.05. | 19
20.05. | 20
20.05. | 21
20.05. | 22
20.05. | 23
20.05. | 24
21.05. | 1
21.05. | 2
21.05. | 3
21.05. | 4
21.05. | 5
21.05. | 6
21.05. | 7
21.05. | 8
21.05. | 9
21.05. | 10
21.05. | 11
21.05. | 12
21.05. | 13
21.05. | 14
21.05. | 15
21.05. | 16
21.05. | 17
21.05. | 18
21.05. | 19
21.05. | 20
21.05. | 21
21.05. | 22
21.05. | 23
21.05. | 24
22.05. | 1
22.05. | 2
22.05. | 3
22.05. | 4
22.05. | 5
22.05. | 6
22.05. | 7
22.05. | 8
22.05. | 9
22.05. | 10
22.05. | 11
22.05. | 12
22.05. | 13
22.05. | 14
22.05. | 15
22.05. | 16
22.05. | 17
22.05. | 18
22.05. | 19
22.05. | 20
22.05. | 21
22.05. | 22
22.05. | 23
22.05. | 24
23.05. | 1
23.05. | 2
23.05. | 3
23.05. | 4
23.05. | 5
23.05. | 6
23.05. | 7
23.05. | 8
23.05. | 9
23.05. | 10
23.05. | 11
23.05. | 12
23.05. | 13
23.05. | 14
23.05. | 15
23.05. | 16
23.05. | 17
23.05. | 18
23.05. | 19
23.05. | 20
23.05. | 21
23.05. | 22
23.05. | 23
23.05. | 24
24.05. | 1
24.05. | 2
24.05. | 3
24.05. | 4
24.05. | 5
24.05. | 6
24.05. | 7
24.05. | 8
24.05. | 9
24.05. | 10
24.05. | 11
24.05. | 12
24.05. | 13
24.05. | 14
24.05. | 15
24.05. | 16
24.05. | 17
24.05. | 18
24.05. | 19
24.05. | 20
24.05. | 21
24.05. | 22
24.05. | 23
24.05. | 24
25.05. | 1
25.05. | 2
25.05. | 3
25.05. | 4
25.05. | 5
25.05. | 6
25.05. | 7
25.05. | 8
25.05. | 9
25.05. | 10
25.05. | 11
25.05. | 12
25.05. | 13
25.05. | 14
25.05. | 15
25.05. | 16
25.05. | 17
25.05. | 18
25.05. | 19
25.05. | 20
25.05. | 21
25.05. | 22
25.05. | 23
25.05. | 24
26.05. | 1
26.05. | 2
26.05. | 3
26.05. | 4
26.05. | 5
26.05. | 6
26.05. | 7
26.05. | 8
26.05. | 9
26.05. | 10
26.05. | 11
26.05. | 12
26.05. | 13
26.05. | 14
26.05. | 15
26.05. | 16
26.05. | 17
26.05. | 18
26.05. | 19
26.05. | 20
26.05. | 21
26.05. | 22
26.05. | 23
26.05. | 24
27.05. | 1
27.05. | 2
27.05. | 3
27.05. | 4
27.05. | 5
27.05. | 6
27.05. | 7
27.05. | 8
27.05. | 9
27.05. | 10
27.05. | 11
27.05. | 12
27.05. | 13
27.05. | 14
27.05. | 15
27.05. | 16
27.05. | 17
27.05. | 18
27.05. | 19
27.05. | 20
27.05. | 21
27.05. | 22
27.05. | 23
27.05. | 24
28.05. | 1
28.05. | 2
28.05. | 3
28.05. | 4
28.05. | 5
28.05. | 6
28.05. | 7
28.05. | 8
28.05. | 9
28.05. | 10
28.05. | 11
28.05. | 12
28.05. | 13
28.05. | 14
28.05. | 15
28.05. | 16
28.05. | 17
28.05. | 18
28.05. | 19
28.05. | 20
28.05. | 21
28.05. | 22
28.05. | 23
28.05. | 24
29.05. | 1
29.05. | 2
29.05. | 3
29.05. | 4
29.05. | 5
29.05. | 6
29.05. | 7
29.05. | 8
29.05. | 9
29.05. | 10
29.05. | 11
29.05. | 12
29.05. | 13
29.05. | 14
29.05. | 15
29.05. | 16
29.05. | 17
29.05. | 18
29.05. | 19
29.05. | 20
29.05. | 21
29.05. | 22
29.05. | 23
29.05. | 24
30.05. | 1
30.05. | 2
30.05. | 3
30.05. | 4
30.05. | 5
30.05. | 6
30.05. | 7
30.05. | 8
30.05. | 9
30.05. | 10
30.05. | 11
30.05. | 12
30.05. | 13
30.05. | 14
30.05. | 15
30.05. | 16
30.05. | 17
30.05. | 18
30.05. | 19
30.05. | 20
30.05. | 21
30.05. | 22
30.05. | 23
30.05. | 24
31.05. | 1
31.05. | 2
31.05. | 3
31.05. | 4
31.05. | 5
31.05. | 6
31.05. | 7
31.05. | 8
31.05. | 9
31.05. | 10
31.05. | 11
31.05. | 12
31.05. | 13
31.05. | 14
31.05. | 15
31.05. | 16
31.05. | 17
31.05. | 18
31.05. | 19
31.05. | 20
31.05. | 21
31.05. | 22
31.05. | 23
31.05. | 24
01.06. | 1
01.06. | 2
01.06. | 3
01.06. | 4
01.06. | 5
01.06. | 6
01.06. | 7
01.06. | 8
01.06. | 9
01.06. | 10
01.06. | 11
01.06. | 12
01.06. | 13
01.06. | 14
01.06. | 15
01.06. | 16
01.06. | 17
01.06. | 18
01.06. | 19
01.06. | 20
01.06. | 21
01.06. | 22
01.06. | 23
01.06. | 24
02.06. | 1
02.06. | 2
02.06. | 3
02.06. | 4
02.06. | 5
02.06. | 6
02.06. | 7
02.06. | 8
02.06. | 9
02.06. | 10
02.06. | 11
02.06. | 12
02.06. | 13
02.06. | 14
02.06. | 15
02.06. | 16
02.06. | 17
02.06. | 18
02.06. | 19
02.06. | 20
02.06. | 21
02.06. | 22
02.06. | 23
02.06. | 24
03.06. | 1
03.06. | 2
03.06. | 3
03.06. | 4
03.06. | 5
03.06. | 6
03.06. | 7
03.06. | 8
03.06. | 9
03.06. | 10
03.06. | 11
03.06. | 12
03.06. | 13
03.06. | 14
03.06. | 15
03.06. | 16
03.06. | 17
03.06. | 18
03.06. | 19
03.06. | 20
03.06. | 21
03.06. | 22
03.06. | 23
03.06. | 24
04.06. | 1
04.06. | 2
04.06. | 3
04.06. | 4
04.06. | 5
04.06. | 6
04.06. | 7
04.06. | 8
04.06. | 9
04.06. | 10
04.06. | 11
04.06. | 12
04.06. | 13
04.06. | 14
04.06. | 15
04.06. | 16
04.06. | 17
04.06. | 18
04.06. | 19
04.06. | 20
04.06. | 21
04.06. | 22
04.06. | 23
04.06. | 24
05.06. | 1
05.06. | 2
05.06. | 3
05.06. | 4
05.06. | 5
05.06. | 6
05.06. | 7
05.06. | 8
05.06. | 9
05.06. | 10
05.06. | 11
05.06. | 12
05.06. | 13
05.06. | 14
05.06. | 15
05.06. | 16
05.06. | 17
05.06. | 18
05.06. | 19
05.06. | 20
05.06. | 21
05.06. | 22
05.06. | 23
05.06. | 24
06.06. | 1
06.06. | 2
06.06. | 3
06.06. | 4
06.06. | 5
06.06. | 6
06.06. | 7
06.06. | 8
06.06. | 9
06.06. | 10
06.06. | 11
06.06. | 12
06.06. | 13
06.06. | 14
06.06. | 15
06.06. | 16
06.06. | 17
06.06. | 18
06.06. | 19
06.06. | 20
06.06. | 21
06.06. | 22
06.06. | 23
06.06. | 24
07.06. | 1
07.06. | 2
07.06. | 3
07.06. | 4
07.06. | 5
07.06. | 6
07.06. | 7
07.06. | 8
07.06. | 9
07.06. | 10
07.06. | 11
07.06. | 12
07.06. | 13
07.06. | 14
07.06. | 15
07.06. | 16
07.06. | 17
07.06. | 18
07.06. | 19
07.06. | 20
07.06. | 21
07.06. | 22
07.06. | 23
07.06. | 24
08.06. | 1
08.06. | 2
08.06. | 3
08.06. | 4
08.06. | 5
08.06. | 6
08.06. | 7
08.06. | 8
08.06. | 9
08.06. | 10
08.06. | 11
08.06. | 12
08.06. | 13
08.06. | 14
08.06. | 15
08.06. | 16
08.06. | 17
08.06. | 18
08.06. | 19
08.06. | 20
08.06. | 21
08.06. | 22
08.06. | 23
08.06. | 24
09.06. | 1
09.06. | 2
09.06. | 3
09.06. | 4
09.06. | 5
09.06. | 6
09.06. | 7
09.06. | 8
09.06. | 9
09.06. | 10
09.06. | 11
09.06. | 12
09.06. | 13
09.06. | 14
09.06. | 15
09.06. | 16
09.06. | 17
09.06. | 18
09.06. | 19
09.06. | 20
09.06. | 21
09.06. | 22
09.06. | 23
09.06. | 24
10.06. | 1
10.06. | 2
10.06. | 3
10.06. | 4
10.06. | 5
10.06. | 6
10.06. | 7
10.06. | 8
10.06. | 9
10.06. | 10
10.06. | 11
10.06. | 12
10.06. | 13
10.06. | 14
10.06. | 15
10.06. | 16
10.06. | 17
10.06. | 18
10.06. | 19
10.06. | 20
10.06. | 21
10.06. | 22
10.06. | 23
10.06. | 24
11.06. | 1
11.06. | 2
11.06. | 3
11.06. | 4
11.06. | 5
11.06. | 6
11.06. | 7
11.06. | 8
11.06. | 9
11.06. | 10
11.06. | 11
11.06. | 12
11.06. | 13
11.06. | 14
11.06. | 15
11.06. | 16
11.06. | 17
11.06. | 18
11.06. | 19
11.06. | 20
11.06. | 21
11.06. | 22
11.06. | 23
11.06. | 24
12.06. | 1
12.06. | 2
12.06. | 3
12.06. | 4
12.06. | 5
12.06. | 6
12.06. | 7
12.06. | 8
12.06. | 9
12.06. | 10
12.06. | 11
12.06. | 12
12.06. | 13
12.06. | 14
12.06. | 15
12.06. | 16
12.06. | 17
12.06. | 18
12.06. | 19
12.06. | 20
12.06. | 21
12.06. | 22
12.06. | 23
12.06. | 24
13.06. | 1
13.06. | 2
13.06. | 3
13.06. | 4
13.06. | 5
13.06. | 6
13.06. | 7
13.06. | 8
13.06. | 9
13.06. | 10
13.06. | 11
13.06. | 12
13.06. | 13
13.06. | 14
13.06. | 15
13.06. | 16
13.06. | 17
13.06. | 18
13.06. | 19
13.06. | 20
13.06. | 21
13.06. | 22
13.06. | 23
13.06. | 24
14.06. | 1
14.06. | 2
14.06. | 3
14.06. | 4
14.06. | 5
14.06. | 6
14.06. | 7
14.06. | 8
14.06. | 9
14.06. | 10
14.06. | 11
14.06. | 12
14.06. | 13
14.06. | 14
14.06. | 15
14.06. | 16
14.06. | 17
14.06. | 18
14.06. | 19
14.06. | 20
14.06. | 21
14.06. | 22
14.06. | 23
14.06. | 24
15.06. | 1
15.06. | 2
15.06. | 3
15.06. | 4
15.06. | 5
15.06. | 6
15.06. | 7
15.06. | 8
15.06. | 9
15.06. | 10
15.06. | 11
15.06. | 12
15.06. | 13
15.06. | 14
15.06. | 15
15.06. | 16
15.06. | 17
15.06. | 18
15.06. | 19
15.06. | 20
15.06. | 21
15.06. | 22
15.06. | 23
15.06. | 24
16.06. | 1
16.06. | 2
16.06. | 3
16.06. | 4
16.06. | 5
16.06. | 6
16.06. | 7
16.06. | 8
16.06. | 9
16.06. | 10
16.06. | 11
16.06. | 12
16.06. | 13
16.06. | 14
16.06. | 15
16.06. | 16
16.06. | 17
16.06. | 18
16.06. | 19
16.06. | 20
16.06. | 21
16.06. | 22
16.06. | 23
16.06. | 24
17.06. | 1
17.06. | 2
17.06. | 3
17.06. | 4
17.06. | 5
17.06. | 6
17.06. | 7
17.06. | 8
17.06. | 9
17.06. | 10
17.06. | 11
17.06. | 12
17.06. | 13
17.06. | 14
17.06. | 15
17.06. | 16
17.06. | 17
17.06. | 18
17.06. | 19
17.06. | 20
17.06. | 21
17.06. | 22
17.06. | 23
17.06. | 24
18.06. | 1
18.06. | 2
18.06. | 3
18.06. | 4
18.06. | 5
18.06. | 6
18.06. | 7
18.06. | 8
18.06. | 9
18.06. | 10
18.06. | 11
18.06. | 12
18.06. | 13
18.06. | 14
18.06. | 15
18.06. | 16
18.06. | 17
18.06. | 18
18.06. | 19
18.06. | 20
18.06. | 21
18.06. | 22
18.06. | 23
18.06. | 24
19.06. | 1
19.06. | 2
19.06. | 3
19.06. | 4
19.06. | 5
19.06. | 6
19.06. | 7
19.06. | 8
19.06. | 9
19.06. | 10
19.06. | 11
19.06. | 12
19.06. | 13
19.06. | 14
19.06. | 15
19.06. | 16
19.06. | 17
19.06. | 18
19.06. | 19
19.06. | 20
19.06. | 21
19.06. | 22
19.06. | 23
19.06. | 24
20.06. | 1
20.06. | 2
20.06. | 3
20.06. | 4
20.06. | 5
20.06. | 6
20.06. | 7
20.06. | 8
20.06. | 9
20.06. | 10
20.06. | 11
20.06. | 12
20.06. | 13
20.06. | 14
20.06. | 15
20.06. | 16
20.06. | 17
20.06. | 18
20.06. | 19
20.06. | 20
20.06. | 21
20.06. | 22
20.06. | 23
20.06. | 24
21.06. | 1
21.06. | 2
21.06. | 3
21.06. | 4
21.06. | 5
21.06. | 6
21.06. | 7
21.06. | 8
21.06. | 9
21.06. | 10
21.06. | 11
21.06. | 12
21.06. | 13
21.06. | 14
21.06. | 15
21.06. | 16
21.06. | 17
21.06. | 18
21.06. | 19
21.06. | 20
21.06. | 21
21.06. | 22
21.06. | 23
21.06. | 24
22.06. | 1
22.06. | 2
22.06. | 3
22.06. | 4
22.06. | 5
22.06. | 6
22.06. | 7
22.06. | 8
22.06. | 9
22.06. | 10
22.06. | 11
22.06. | 12
22.06. | 13
22.06. | 14
22.06. | 15
22.06. | 16
22.06. | 17
22.06. | 18
22.06. | 19
22.06. | 20
22.06. | 21
22.06. | 22
22.06. | 23
22.06. | 24
23.06. | 1
23.06. | 2
23.06. | 3
23.06. | 4
23.06. | 5
23.06. | 6
23.06. | 7
23.06. | 8
23.06. | 9
23.06. | 10
23.06. | 11
23.06. | 12
23.06. | 13
23.06. | 14
23.06. | 15
23.06. | 16
23.06. | 17
23.06. | 18
23.06. | 19
23.06. | 20
23.06. | 21
23.06. | 22
23.06. | 23
23.06. | 24
24.06. | 1
24.06. | 2
24.06. | 3
24.06. | 4
24.06. | 5
24.06. | 6
24.06. | 7
24.06. | 8
24.06. | 9
24.06. | 10
24.06. | 11
24.06. | 12
24.06. | 13
24.06. | 14
24.06. | 15
24.06. | 16
24.06. | 17
24.06. | 18
24.06. | 19
24.06. | 20
24.06. | 21
24.06. | 22
24.06. | 23
24.06. | 24
25.06. | 1
25.06. | 2
25.06. | 3
25.06. | 4
25.06. | 5
25.06. | 6
25.06. | 7
25.06. | 8
25.06. | 9
25.06. | 10
25.06. | 11
25.06. | 12
25.06. | 13
25.06. | 14
25.06. | 15
25.06. | 16
25.06. | 17
25.06. | 18
25.06. | 19
25.06. | 20
25.06. | 21
25.06. | 22
25.06. | 23
25.06. | 24
26.06. | 1
26.06. | 2
26.06. | 3
26.06. | 4
26.06. | 5
26.06. | 6
26.06. | 7
26.06. | 8
26.06. | 9
26.06. | 10
26.06. | 11
26.06. | 12
26.06. | 13
26.06. | 14
26.06. | 15
26.06. | 16
26.06. | 17
26.06. | 18
26.06. | 19
26.06. | 20
26.06. | 21
26.06. | 22
26.06. | 23
26.06. | 24
27.06. | 1
27.06. | 2
27.06. | 3
27.06. | 4
27.06. | 5
27.06. | 6
27.06. | 7
27.06. | 8
27.06. | 9
27.06. | 10
27.06. | 11
27.06. | 12
27.06. | 13
27.06. | 14
27.06. | 15
27.06. | 16
27.06. | 17
27.06. | 18
27.06. | 19
27.06. | 20
27.06. | 21
27.06. | 22
27.06. | 23
27.06. | 24
28.06. | 1
28.06. | 2
28.06. | 3
28.06. | 4
28.06. | 5
28.06. | 6
28.06. | 7
28.06. | 8
28.06. | 9
28.06. | 10
28.06. | 11
28.06. | 12
28.06. | 13
28.06. | 14
28.06. | 15
28.06. | 16
28.06. | 17
28.06. | 18
28.06. | 19
28.06. | 20
28.06. | 21
28.06. | 22
28.06. | 23
28.06. | 24
29.06. | 1
29.06. | 2
29.06. | 3
29.06. | 4
29.06. | 5
29.06. | 6
29.06. | 7
29.06. | 8
29.06. | 9
29.06. | 10
29.06. | 11
29.06. | 12
29.06. | 13
29.06. | 14
29.06. | 15
29.06. | 16
29.06. | 17
29.06. | 18
29.06. | 19
29.06. | 20
29.06. | 21
29.06. | 22
29.06. | 23
29.06. | 24
30.06. | 1
30.06. | 2
30.06. | 3
30.06. | 4
30.06. | 5
30.06. | 6
30.06. | 7
30.06. | 8
30.06. | 9
30.06. | 10
30.06. | 11
30.06. | 12
30.06. | 13
30.06. | 14
30.06. | 15
30.06. | 16
30.06. | 17
30.06. | 18
30.06. | 19
30.06. | 20
30.06. | 21
30.06. | 22
30.06. | 23
30.06. | 24
01.07. | 1
01.07. | 2
01.07. | 3
01.07. | 4
01.07. | 5
01.07. | 6
01.07. | 7
01.07. | 8
01.07. | 9
01.07. | 10
01.07. | 11
01.07. | 12
01.07. | 13
01.07. | 14
01.07. | 15
01.07. | 16
01.07. | 17
01.07. | 18
01.07. | 19
01.07. | 20
01.07. | 21
01.07. | 22
01.07. | 23
01.07. | 24
02.07. | 1
02.07. | 2
02.07. | 3
02.07. | 4
02.07. | 5
02.07. | 6
02.07. | 7
02.07. | 8
02.07. | 9
02.07. | 10
02.07. | 11
02.07. | 12
02.07. | 13
02.07. | 14
02.07. | 15
02.07. | 16
02.07. | 17
02.07. | 18
02.07. | 19
02.07. | 20
02.07. | 21
02.07. | 22
02.07. | 23
02.07. | 24
03.07. | 1
03.07. | 2
03.07. | 3
03.07. | 4
03.07. | 5
03.07. | 6
03.07. | 7
03.07. | 8
03.07. | 9
03.07. | 10
03.07. | 11
03.07. | 12
03.07. | 13
03.07. | 14
03.07. | 15
03.07. | 16
03.07. | 17
03.07. | 18
03.07. | 19
03.07. | 20
03.07. | 21
03.07. | 22
03.07. | 23
03.07. | 24
04.07. | 1
04.07. | 2
04.07. | 3
04.07. | 4
04.07. | 5
04.07. | 6
04.07. | 7
04.07. | 8
04.07. | 9
04.07. | 10
04.07. | 11
04.07. | 12
04.07. | 13
04.07. | 14
04.07. | 15
04.07. | 16
04.07. | 17
04.07. | 18
04.07. | 19
04.07. | 20
04.07. | 21
04.07. | 22
04.07. | 23
04.07. | 24
05.07. | 1
05.07. | 2
05.07. | 3
05.07. | 4
05.07. | 5
05.07. | 6
05.07. | 7
05.07. | 8
05.07. | 9
05.07. | 10
05.07. | 11
05.07. | 12
05.07. | 13
05.07. | 14
05.07. | 15
05.07. | 16
05.07. | 17
05.07. | 18
05.07. | 19
05.07. | 20
05.07. | 21
05.07. | 22
05.07. | 23
05.07. | 24
06.07. | 1
06.07. | 2
06.07. | 3
06.07. | 4
06.07. | 5
06.07. | 6
06.07. | 7
06.07. | 8
06.07. | 9
06.07. | 10
06.07. | 11
06.07. | 12
06.07. | 13
06.07. | 14
06.07. | 15
06.07. | 16
06.07. | 17
06.07. | 18
06.07. | 19
06.07. | 20
06.07. | 21
06.07. | 22
06.07. | 23
06.07. | 24
07.07. | 1
07.07. | 2
07.07. | 3
07.07. | 4
07.07. | 5
07.07. | 6
07.07. | 7
07.07. | 8
07.07. | 9
07.07. | 10
07.07. | 11
07.07. | 12
07.07. | 13
07.07. | 14
07.07. | 15
07.07. | 16
07.07. | 17
07.07. | 18
07.07. | 19
07.07. | 20
07.07. | 21
07.07. | 22
07.07. | 23
07.07. | 24
08.07. | 1
08.07. | 2
08.07. | 3
08.07. | 4
08.07. | 5
08.07. | 6
08.07. | 7
08.07. | 8
08.07. | 9
08.07. | 10
08.07. | 11
08.07. | 12
08.07. | 13
08.07. | 14
08.07. | 15
08.07. | 16
08.07. | 17
08.07. | 18
08.07. | 19
08.07. | 20
08.07. | 21
08.07. | 22
08.07. | 23
08.07. | 24
09.07. | 1
09.07. | 2
09.07. | 3
09.07. | 4
09.07. | 5
09.07. | 6
09.07. | 7
09.07. | 8
09.07. | 9
09.07. | 10
09.07. | 11
09.07. | 12
09.07. | 13
09.07. | 14
09.07. | 15
09.07. | 16
09.07. | 17
09.07. | 18
09.07. | 19
09.07. | 20
09.07. | 21
09.07. | 22
09.07. | 23
09.07. | 24
10.07. | 1
10.07. | 2
10.07. | 3
10.07. | 4
10.07. | 5
10.07. | 6
10.07. | 7
10.07. | 8
10.07. | 9
10.07. | 10
10.07. | 11
10.07. | 12
10.07. | 13
10.07. | 14
10.07. | 15
10.07. | 16
10.07. | 17
10.07. | 18
10.07. | 19
10.07. | 20
10.07. | 21
10.07. | 22
10.07. | 23
10.07. | 24
11.07. | 1
11.07. | 2
11.07. | 3
11.07. | 4
11.07. | 5
11.07. | 6
11.07. | 7
11.07. | 8
11.07. | 9
11.07. | 10
11.07. | 11
11.07. | 12
11.07. | 13
11.07. | 14
11.07. | 15
11.07. | 16
11.07. | 17
11.07. | 18
11.07. | 19
11.07. | 20
11.07. | 21
11.07. | 22
11.07. | 23
11.07. | 24
12.07. | 1
12.07. | 2
12.07. | 3
12.07. | 4
12.07. | 5
12.07. | 6
12.07. | 7
12.07. | 8
12.07. | 9
12.07. | 10
12.07. | 11
12.07. | 12
12.07. | 13
12.07. | 14
12.07. | 15
12.07. | 16
12.07. | 17
12.07. | 18
12.07. | 19
12.07. | 20
12.07. | 21
12.07. | 22
12.07. | 23
12.07. | 24
13.07. | 1
13.07. | 2
13.07. | 3
13.07. | 4
13.07. | 5
13.07. | 6
13.07. | 7
13.07. | 8
13.07. | 9
13.07. | 10
13.07. | 11
13.07. | 12
13.07. | 13
13.07. | 14
13.07. | 15
13.07. | 16
13.07. | 17
13.07. | 18
13.07. | 19
13.07. | 20
13.07. | 21
13.07. | 22
13.07. | 23
13.07. | 24
14.07. | 1
14.07. | 2
14.07. | 3
14.07. | 4
14.07. | 5
14.07. | 6
14.07. | 7
14.07. | 8
14.07. | 9
14.07. | 10
14.07. | 11
14.07. | 12
14.07. | 13
14.07. | 14
14.07. | 15
14.07. | 16
14.07. | 17
14.07. | 18
14.07. | 19
14.07. | 20
14.07. | 21
14.07. | 22
14.07. | 23
14.07. | 24
15.07. | 1
15.07. | 2
15.07. | 3
15.07. | 4
15.07. | 5
15.07. | 6
15.07. | 7
15.07. | 8
15.07. | 9
15.07. | 10
15.07. | 11
15.07. | 12
15.07. | 13
15.07. | 14
15.07. | 15
15.07. | 16
15.07. | 17
15.07. | 18
15.07. | 19
15.07. | 20
15.07. | 21
15.07. | 22
15.07. | 23
15.07. | 24
16.07. | 1
16.07. | 2
16.07. | 3
16.07. | 4
16.07. | 5
16.07. | 6
16.07. | 7
16.07. | 8
16.07. | 9
16.07. | 10
16.07. | 11
16.07. | 12
16.07. | 13
16.07. | 14
16.07. | 15
16.07. | 16
16.07. | 17
16.07. | 18
16.07. | 19
16.07. | 20
16.07. | 21
16.07. | 22
16.07. | 23
16.07. | 24
17.07. | 1
17.07. | 2
17.07. | 3
17.07. | 4
17.07. | 5
17.07. | 6
17.07. | 7
17.07. | 8
17.07. | 9
17.07. | 10
17.07. | 11
17.07. | 12
17.07. | 13
17.07. | 14
17.07. | 15
17.07. | 16
17.07. | 17
17.07. | 18
17.07. | 19
17.07. | 20
17.07. | 21
17.07. | 22
17.07. | 23
17.07. | 24
18.07. | 1
18.07. | 2
18.07. | 3
18.07. | 4
18.07. | 5
18.07. | 6
18.07. | 7
18.07. | 8
18.07. | 9
18.07. | 10
18.07. | 11
18.07. | 12
18.07. | 13
18.07. | 14
18.07. | 15
18.07. | 16
18.07. | 17
18.07. | 18
18.07. | 19
18.07. | 20
18.07. | 21
18.07. | 22
18.07. | 23
18.07. | 24
19.07. | 1
19.07. | 2
19.07. | 3
19.07. | 4
19.07. | 5
19.07. | 6
19.07. | 7
19.07. | 8
19.07. | 9
19.07. | 10
19.07. | 11
19.07. | 12
19.07. | 13
19.07. | 14
19.07. | 15
19.07. | 16
19.07. | 17
19.07. | 18
19.07. | 19
19.07. | 20
19.07. | 21
19.07. | 22
19.07. | 23
19.07. | 24
20.07. | 1
20.07. | 2
20.07. | 3
20.07. | 4
20.07. | 5
20.07. | 6
20.07. | 7
20.07. | 8
20.07. | 9
20.07. | 10
20.07. | 11
20.07. | 12
20.07. | 13
20.07. | 14
20.07. | 15
20.07. | 16
20.07. | 17
20.07. | 18
20.07. | 19
20.07. | 20
20.07. | 21
20.07. | 22
20.07. | 23
20.07. | 24
21.07. | 1
21.07. | 2
21.07. | 3
21.07. | 4
21.07. | 5
21.07. | 6
21.07. | 7
21.07. | 8
21.07. | 9
21.07. | 10
21.07. | 11
21.07. | 12
21.07. | 13
21.07. | 14
21.07. | 15
21.07. | 16
21.07. | 17
21.07. | 18
21.07. | 19
21.07. | 20
21.07. | 21
21.07. | 22
21.07. | 23
21.07. | 24
22.07. | 1
22.07. | 2
22.07. | 3
22.07. | 4
22.07. | 5
22.07. | 6
22.07. | 7
22.07. | 8
22.07. | 9
22.07. | 10
22.07. | 11
22.07. | 12
22.07. | 13
22.07. | 14
22.07. | 15
22.07. | 16
22.07. | 17
22.07. | 18
22.07. | 19
22.07. | 20
22.07. | 21
22.07. | 22
22.07. | 23
22.07. | 24
23.07. | 1
23.07. | 2
23.07. | 3
23.07. | 4
23.07. | 5
23.07. | 6
23.07. | 7
23.07. | 8
23.07. | 9
23.07. | 10
23.07. | 11
23.07. | 12
23.07. | 13
23.07. | 14
23.07. | 15
23.07. | 16
23.07. | 17
23.07. | 18
23.07. | 19
23.07. | 20
23.07. | 21
23.07. | 22
23.07. | 23
23.07. | 24
24.07. | 1
24.07. | 2
24.07. | 3
24.07. | 4
24.07. | 5
24.07. | 6
24.07. | 7
24.07. | 8
24.07. | 9
24.07. | 10
24.07. | 11
24.07. | 12
24.07. | 13
24.07. | 14
24.07. | 15
24.07. | 16
24.07. | 17
24.07. | 18
24.07. | 19
24.07. | 20
24.07. | 21
24.07. | 22
24.07. | 23
24.07. | 24
25.07. | 1
25.07. | 2
25.07. | 3
25.07. | 4
25.07. | 5
25.07. | 6
25.07. | 7
25.07. | 8
25.07. | 9
25.07. | 10
25.07. | 11
25.07. | 12
25.07. | 13
25.07. | 14
25.07. | 15
25.07. | 16
25.07. | 17
25.07. | 18
25.07. | 19
25.07. | 20
25.07. | 21
25.07. | 22
25.07. | 23
25.07. | 24
26.07. | 1
26.07. | 2
26.07. | 3
26.07. | 4
26.07. | 5
26.07. | 6
26.07. | 7
26.07. | 8
26.07. | 9
26.07. | 10
26.07. | 11
26.07. | 12
26.07. | 13
26.07. | 14
26.07. | 15
26.07. | 16
26.07. | 17
26.07. | 18
26.07. | 19
26.07. | 20
26.07. | 21
26.07. | 22
26.07. | 23
26.07. | 24
27.07. | 1
27.07. | 2
27.07. | 3
27.07. | 4
27.07. | 5
27.07. | 6
27.07. | 7
27.07. | 8
27.07. | 9
27.07. | 10
27.07. | 11
27.07. | 12
27.07. | 13
27.07. | 14
27.07. | 15
27.07. | 16
27.07. | 17
27.07. | 18
27.07. | 19
27.07. | 20
27.07. | 21
27.07. | 22
27.07. | 23
27.07. | 24
28.07. | 1
28.07. | 2
28.07. | 3
28.07. | 4
28.07. | 5
28.07. | 6
28.07. | 7
28.07. | 8
28.07. | 9
28.07. | 10
28.07. | 11
28.07. | 12
28.07. | 13
28.07. | 14
28.07. | 15
28.07. | 16
28.07. | 17
28.07. | 18
28.07. | 19
28.07. | 20
28.07. | 21
28.07. | 22
28.07. | 23
28.07. | 24
29.07. | 1
29.07. | 2
29.07. | 3
29.07. | 4
29.07. | 5
29.07. | 6
29.07. | 7
29.07. | 8
29.07. | 9
29.07. | 10
29.07. | 11
29.07. | 12
29.07. | 13
29.07. | 14
29.07. | 15
29.07. | 16
29.07. | 17
29.07. | 18
29.07. | 19
29.07. | 20
29.07. | 21
29.07. | 22
29.07. | 23
29.07. | 24
30.07. | 1
30.07. | 2
30.07. | 3
30.07. | 4
30.07. | 5
30.07. | 6
30.07. | 7
30.07. | 8
30.07. | 9
30.07. | 10
30.07. | 11
30.07. | 12
30.07. | 13
30.07. | 14
30.07. | 15
30.07. | 16
30.07. | 17
30.07. | 18
30.07. | 19
30.07. | 20
30.07. | 21
30.07. | 22
30.07. | 23
30.07. | 24
31.07. | 1
31.07. | 2
31.07. | 3
31.07. | 4
31.07. | 5
31.07. | 6
31.07. | 7
31.07. | 8
31.07. | 9
31.07. | 10
31.07. | 11
31.07. | 12
31.07. | 13
31.07. | 14
31.07. | 15
31.07. | 16
31.07. | 17
31.07. | 18
31.07. | 19
31.07. | 20
31.07. | 21
31.07. | 22
31.07. | 23
31.07. | 24
01.08. | 1
01.08. | 2
01.08. | 3
01.08. | 4
01.08. | 5
01.08. | 6
01.08. | 7
01.08. | 8
01.08. | 9
01.08. | 10
01.08. | 11
01.08. | 12
01.08. | 13
01.08. | 14
01.08. | 15
01.08. | 16
01.08. | 17
01.08. | 18
01.08. | 19
01.08. | 20
01.08. | 21
01.08. | 22
01.08. | 23
01.08. | 24
02.08. | 1
02.08. | 2
02.08. | 3
02.08. | 4
02.08. | 5
02.08. | 6
02.08. | 7
02.08. | 8
02.08. | 9
02.08. | 10
02.08. | 11
02.08. | 12
02.08. | 13
02.08. | 14
02.08. | 15
02.08. | 16
02.08. | 17
02.08. | 18
02.08. | 19
02.08. | 20
02.08. | 21
02.08. | 22
02.08. | 23
02.08. | 24
03.08. | 1
03.08. | 2
03.08. | 3
03.08. | 4
03.08. | 5
03.08. | 6
03.08. | 7
03.08. | 8
03.08. | 9
03.08. | 10
03.08. | 11
03.08. | 12
03.08. | 13
03.08. | 14
03.08. | 15
03.08. | 16
03.08. | 17
03.08. | 18
03.08. | 19
03.08. | 20
03.08. | 21
03.08. | 22
03.08. | 23
03.08. | 24
04.08. | 1
04.08. | 2
04.08. | 3
04.08. | 4
04.08. | 5
04.08. | 6
04.08. | 7
04.08. | 8
04.08. | 9
04.08. | 10
04.08. | 11
04.08. | 12
04.08. | 13
04.08. | 14
04.08. | 15
04.08. | 16
04.08. | 17
04.08. | 18
04.08. | 19
04.08. | 20
04.08. | 21
04.08. | 22
04.08. | 23
04.08. | 24
05.08. | 1
05.08. | 2
05.08. | 3
05.08. | 4
05.08. | 5
05.08. | 6
05.08. | 7
05.08. | 8
05.08. | 9
05.08. | 10
05.08. | 11
05.08. | 12
05.08. | 13
05.08. | 14
05.08. | 15
05.08. | 16
05.08. | 17
05.08. | 18
05.08. | 19
05.08. | 20
05.08. | 21
05.08. | 22
05.08. | 23
05.08. | 24
06.08. | 1
06.08. | 2
06.08. | 3
06.08. | 4
06.08. | 5
06.08. | 6
06.08. | 7
06.08. | 8
06.08. | 9
06.08. | 10
06.08. | 11
06.08. | 12
06.08. | 13
06.08. | 14
06.08. | 15
06.08. | 16
06.08. | 17
06.08. | 18
06.08. | 19
06.08. | 20
06.08. | 21
06.08. | 22
06.08. | 23
06.08. | 24
07.08. | 1
07.08. | 2
07.08. | 3
07.08. | 4
07.08. | 5
07.08. | 6
07.08. | 7
07.08. | 8
07.08. | 9
07.08. | 10
07.08. | 11
07.08. | 12
07.08. | 13
07.08. | 14
07.08. | 15
07.08. | 16
07.08. | 17
07.08. | 18
07.08. | 19
07.08. | 20
07.08. | 21
07.08. | 22
07.08. | 23
07.08. | 24
08.08. | 1
08.08. | 2
08.08. | 3
08.08. | 4
08.08. | 5
08.08. | 6
08.08. | 7
08.08. | 8
08.08. | 9
08.08. | 10
08.08. | 11
08.08. | 12
08.08. | 13
08.08. | 14
08.08. | 15
08.08. | 16
08.08. | 17
08.08. | 18
08.08. | 19
08.08. | 20
08.08. | 21
08.08. | 22
08.08. | 23
08.08. | 24
09.08. | 1
09.08. | 2
09.08. | 3
09.08. | 4
09.08. | 5
09.08. | 6
09.08. | 7
09.08. | 8
09.08. | 9
09.08. | 10
09.08. | 11
09.08. | 12
09.08. | 13
09.08. | 14
09.08. | 15
09.08. | 16
09.08. | 17
09.08. | 18
09.08. | 19
09.08. | 20
09.08. | 21
09.08. | 22
09.08. | 23
09.08. | 24
10.08. | 1
10.08. | 2
10.08. | 3
10.08. | 4
10.08. | 5
10.08. | 6
10.08. | 7
10.08. | 8
10.08. | 9
10.08. | 10
10.08. | 11
10.08. | 12
10.08. | 13
10.08. | 14
10.08. | 15
10.08. | 16
10.08. | 17
10.08. | 18
10.08. | 19
10.08. | 20
10.08. | 21
10.08. | 22
10.08. | 23
10.08. | 24
11.08. | 1
11.08. | 2
11.08. | 3
11.08. | 4
11.08. | 5
11.08. | 6
11.08. | 7
11.08. | 8
11.08. | 9
11.08. | 10
11.08. | 11
11.08. | 12
11.08. | 13
11.08. | 14
11.08. | 15
11.08. | 16
11.08. | 17
11.08. | 18
11.08. | 19
11.08. | 20
11.08. | 21
11.08. | 22
11.08. | 23
11.08. | 24
12.08. | 1
12.08. | 2
12.08. | 3
12.08. | 4
12.08. | 5
12.08. | 6
12.08. | 7
12.08. | 8
12.08. | 9
12.08. | 10
12.08. | 11
12.08. | 12
12.08. | 13
12.08. | 14
12.08. | 15
12.08. | 16
12.08. | 17
12.08. | 18
12.08. | 19
12.08. | 20
12.08. | 21
12.08. | 22
12.08. | 23
12.08. | 24
13.08. | 1
13.08. | 2
13.08. | 3
13.08. | 4
13.08. | 5
13.08. | 6
13.08. | 7
13.08. | 8
13.08. | 9
13.08. | 10
13.08. | 11
13.08. | 12
13.08. | 13
13.08. | 14
13.08. | 15
13.08. | 16
13.08. | 17
13.08. | 18
13.08. | 19
13.08. | 20
13.08. | 21
13.08. | 22
13.08. | 23
13.08. | 24
14.08. | 1
14.08. | 2
14.08. | 3
14.08. | 4
14.08. | 5
14.08. | 6
14.08. | 7
14.08. | 8
14.08. | 9
14.08. | 10
14.08. | 11
14.08. | 12
14.08. | 13
14.08. | 14
14.08. | 15
14.08. | 16
14.08. | 17
14.08. | 18
14.08. | 19
14.08. | 20
14.08. | 21
14.08. | 22
14.08. | 23
14.08. | 24
15.08. | 1
15.08. | 2
15.08. | 3
15.08. | 4
15.08. | 5
15.08. | 6
15.08. | 7
15.08. | 8
15.08. | 9
15.08. | 10
15.08. | 11
15.08. | 12
15.08. | 13
15.08. | 14
15.08. | 15
15.08. | 16
15.08. | 17
15.08. | 18
15.08. | 19
15.08. | 20
15.08. | 21
15.08. | 22
15.08. | 23
15.08. | 24
16.08. | 1
16.08. | 2
16.08. | 3
16.08. | 4
16.08. | 5
16.08. | 6
16.08. | 7
16.08. | 8
16.08. | 9
16.08. | 10
16.08. | 11
16.08. | 12
16.08. | 13
16.08. | 14
16.08. | 15
16.08. | 16
16.08. | 17
16.08. | 18
16.08. | 19
16.08. | 20
16.08. | 21
16.08. | 22
16.08. | 23
16.08. | 24
17.08. | 1
17.08. | 2
17.08. | 3
17.08. | 4
17.08. | 5
17.08. | 6
17.08. | 7
17.08. | 8
17.08. | 9
17.08. | 10
17.08. | 11
17.08. | 12
17.08. | 13
17.08. | 14
17.08. | 15
17.08. | 16
17.08. | 17
17.08. | 18
17.08. | 19
17.08. | 20
17.08. | 21
17.08. | 22
17.08. | 23
17.08. | 24
18.08. | 1
18.08. | 2
18.08. | 3
18.08. | 4
18.08. | 5
18.08. | 6
18.08. | 7
18.08. | 8
18.08. | 9
18.08. | 10
18.08. | 11
18.08. | 12
18.08. | 13
18.08. | 14
18.08. | 15
18.08. | 16
18.08. | 17
18.08. | 18
18.08. | 19
18.08. | 20
18.08. | 21
18.08. | 22
18.08. | 23
18.08. | 24
19.08. | 1
19.08. | 2
19.08. | 3
19.08. | 4
19.08. | 5
19.08. | 6
19.08. | 7
19.08. | 8
19.08. | 9
19.08. | 10
19.08. | 11
19.08. | 12
19.08. | 13
19.08. | 14
19.08. | 15
19.08. | 16
19.08. | 17
19.08. | 18
19.08. | 19
19.08. | 20
19.08. | 21
19.08. | 22
19.08. | 23
19.08. | 24
20.08. | 1
20.08. | 2
20.08. | 3
20.08. | 4
20.08. | 5
20.08. | 6
20.08. | 7
20.08. | 8
20.08. | 9
20.08. | 10
20.08. | 11
20.08. | 12
20.08. | 13
20.08. | 14
20.08. | 15
20.08. | 16
20.08. | 17
20.08. | 18
20.08. | 19
20.08. | 20
20.08. | 21
20.08. | 22
20.08. | 23
20.08. | 24
21.08. | 1
21.08. | 2
21.08. | 3
21.08. | 4
21.08. | 5
21.08. | 6
21.08. | 7
21.08. | 8
21.08. | 9
21.08. | 10
21.08. | 11
21.08. | 12
21.08. | 13
21.08. | 14
21.08. | 15
21.08. | 16
21.08. | 17
21.08. | 18
21.08. | 19
21.08. | 20
21.08. | 21
21.08. | 22
21.08. | 23
21.08. | 24
22.08. | 1
22.08. | 2
22.08. | 3
22.08. | 4
22.08. | 5
22.08. | 6
22.08. | 7
22.08. | 8
22.08. | 9
22.08. | 10
22.08. | 11
22.08. | 12
22.08. | 13
22.08. | 14
22.08. | 15
22.08. | 16
22.08. | 17
22.08. | 18
22.08. | 19
22.08. | 20
22.08. | 21
22.08. | 22
22.08. | 23
22.08. | 24
23.08. | 1
23.08. | 2
23.08. | 3
23.08. | 4
23.08. | 5
23.08. | 6
23.08. | 7
23.08. | 8
23.08. | 9
23.08. | 10
23.08. | 11
23.08. | 12
23.08. | 13
23.08. | 14
23.08. | 15
23.08. | 16
23.08. | 17
23.08. | 18
23.08. | 19
23.08. | 20
23.08. | 21
23.08. | 22
23.08. | 23
23.08. | 24
24.08. | 1
24.08. | 2
24.08. | 3
24.08. | 4
24.08. | 5
24.08. | 6
24.08. | 7
24.08. | 8
24.08. | 9
24.08. | 10
24.08. | 11
24.08. | 12
24.08. | 13
24.08. | 14
24.08. | 15
24.08. | 16
24.08. | 17
24.08. | 18
24.08. | 19
24.08. | 20
24.08. | 21
24.08. | 22
24.08. | 23
24.08. | 24
25.08. | 1
25.08. | 2
25.08. | 3
25.08. | 4
25.08. | 5
25.08. | 6
25.08. | 7
25.08. | 8
25.08. | 9
25.08. | 10
25.08. | 11
25.08. | 12
25.08. | 13
25.08. | 14
25.08. | 15
25.08. | 16
25.08. | 17
25.08. | 18
25.08. | 19
25.08. | 20
25.08. | 21
25.08. | 22
25.08. | 23
25.08. | 24
26.08. | 1
26.08. | 2
26.08. | 3
26.08. | 4
26.08. | 5
26.08. | 6
26.08. | 7
26.08. | 8
26.08. | 9
26.08. | 10
26.08. | 11
26.08. | 12
26.08. | 13
26.08. | 14
26.08. | 15
26.08. | 16
26.08. | 17
26.08. | 18
26.08. | 19
26.08. | 20
26.08. | 21
26.08. | 22
26.08. | 23
26.08. | 24
27.08. | 1
27.08. | 2
27.08. | 3
27.08. | 4
27.08. | 5
27.08. | 6
27.08. | 7
27.08. | 8
27.08. | 9
27.08. | 10
27.08. | 11
27.08. | 12
27.08. | 13
27.08. | 14
27.08. | 15
27.08. | 16
27.08. | 17
27.08. | 18
27.08. | 19
27.08. | 20
27.08. | 21
27.08. | 22
27.08. | 23
27.08. | 24
28.08. | 1
28.08. | 2
28.08. | 3
28.08. | 4
28.08. | 5
28.08. | 6
28.08. | 7
28.08. | 8
28.08. | 9
28.08. | 10
28.08. | 11
28.08. | 12
28.08. | 13
28.08. | 14
28.08. | 15
28.08. | 16
28.08. | 17
28.08. | 18
28.08. | 19
28.08. | 20
28.08. | 21
28.08. | 22
28.08. | 23
28.08. | 24
29.08. | 1
29.08. | 2
29.08. | 3
29.08. | 4
29.08. | 5
29.08. | 6
29.08. | 7
29.08. | 8
29.08. | 9
29.08. | 10
29.08. | 11
29.08. | 12
29.08. | 13
29.08. | 14
29.08. | 15
29.08. | 16
29.08. | 17
29.08. | 18
29.08. | 19
29.08. | 20
29.08. | 21
29.08. | 22
29.08. | 23
29.08. | 24
30.08. | 1
30.08. | 2
30.08. | 3
30.08. | 4
30.08. | 5
30.08. | 6
30.08. | 7
30.08. | 8
30.08. | 9
30.08. | 10
30.08. | 11
30.08. | 12
30.08. | 13
30.08. | 14
30.08. | 15
30.08. | 16
30.08. | 17
30.08. | 18
30.08. | 19
30.08. | 20
30.08. | 21
30.08. | 22
30.08. | 23
30.08. | 24
31.08. | 1
31.08. | 2
31.08. | 3
31.08. | 4
31.08. | 5
31.08. | 6
31.08. | 7
31.08. | 8
31.08. | 9
31.08. | 10
31.08. | 11
31.08. | 12
31.08. | 13
31.08. | 14
31.08. | 15
31.08. | 16
31.08. | 17
31.08. | 18
31.08. | 19
31.08. | 20
31.08. | 21
31.08. | 22
31.08. | 23
31.08. | 24
01.09. | 1
01.09. | 2
01.09. | 3
01.09. | 4
01.09. | 5
01.09. | 6
01.09. | 7
01.09. | 8
01.09. | 9
01.09. | 10
01.09. | 11
01.09. | 12
01.09. | 13
01.09. | 14
01.09. | 15
01.09. | 16
01.09. | 17
01.09. | 18
01.09. | 19
01.09. | 20
01.09. | 21
01.09. | 22
01.09. | 23
01.09. | 24
02.09. | 1
02.09. | 2
02.09. | 3
02.09. | 4
02.09. | 5
02.09. | 6
02.09. | 7
02.09. | 8
02.09. | 9
02.09. | 10
02.09. | 11
02.09. | 12
02.09. | 13
02.09. | 14
02.09. | 15
02.09. | 16
02.09. | 17
02.09. | 18
02.09. | 19
02.09. | 20
02.09. | 21
02.09. | 22
02.09. | 23
02.09. | 24
03.09. | 1
03.09. | 2
03.09. | 3
03.09. | 4
03.09. | 5
03.09. | 6
03.09. | 7
03.09. | 8
03.09. | 9
03.09. | 10
03.09. | 11
03.09. | 12
03.09. | 13
03.09. | 14
03.09. | 15
03.09. | 16
03.09. | 17
03.09. | 18
03.09. | 19
03.09. | 20
03.09. | 21
03.09. | 22
03.09. | 23
03.09. | 24
04.09. | 1
04.09. | 2
04.09. | 3
04.09. | 4
04.09. | 5
04.09. | 6
04.09. | 7
04.09. | 8
04.09. | 9
04.09. | 10
04.09. | 11
04.09. | 12
04.09. | 13
04.09. | 14
04.09. | 15
04.09. | 16
04.09. | 17
04.09. | 18
04.09. | 19
04.09. | 20
04.09. | 21
04.09. | 22
04.09. | 23
04.09. | 24
05.09. | 1
05.09. | 2
05.09. | 3
05.09. | 4
05.09. | 5
05.09. | 6
05.09. | 7
05.09. | 8
05.09. | 9
05.09. | 10
05.09. | 11
05.09. | 12
05.09. | 13
05.09. | 14
05.09. | 15
05.09. | 16
05.09. | 17
05.09. | 18
05.09. | 19
05.09. | 20
05.09. | 21
05.09. | 22
05.09. | 23
05.09. | 24
06.09. | 1
06.09. | 2
06.09. | 3
06.09. | 4
06.09. | 5
06.09. | 6
06.09. | 7
06.09. | 8
06.09. | 9
06.09. | 10
06.09. | 11
06.09. | 12
06.09. | 13
06.09. | 14
06.09. | 15
06.09. | 16
06.09. | 17
06.09. | 18
06.09. | 19
06.09. | 20
06.09. | 21
06.09. | 22
06.09. | 23
06.09. | 24
07.09. | 1
07.09. | 2
07.09. | 3
07.09. | 4
07.09. | 5
07.09. | 6
07.09. | 7
07.09. | 8
07.09. | 9
07.09. | 10
07.09. | 11
07.09. | 12
07.09. | 13
07.09. | 14
07.09. | 15
07.09. | 16
07.09. | 17
07.09. | 18
07.09. | 19
07.09. | 20
07.09. | 21
07.09. | 22
07.09. | 23
07.09. | 24
08.09. | 1
08.09. | 2
08.09. | 3
08.09. | 4
08.09. | 5
08.09. | 6
08.09. | 7
08.09. | 8
08.09. | 9
08.09. | 10
08.09. | 11
08.09. | 12
08.09. | 13
08.09. | 14
08.09. | 15
08.09. | 16
08.09. | 17
08.09. | 18
08.09. | 19
08.09. | 20
08.09. | 21
08.09. | 22
08.09. | 23
08.09. | 24
09.09. | 1
09.09. | 2
09.09. | 3
09.09. | 4
09.09. | 5
09.09. | 6
09.09. | 7
09.09. | 8
09.09. | 9
09.09. | 10
09.09. | 11
09.09. | 12
09.09. | 13
09.09. | 14
09.09. | 15
09.09. | 16
09.09. | 17
09.09. | 18
09.09. | 19
09.09. | 20
09.09. | 21
09.09. | 22
09.09. | 23
09.09. | 24
10.09. | 1
10.09. | 2
10.09. | 3
10.09. | 4
10.09. | 5
10.09. | 6
10.09. | 7
10.09. | 8
10.09. | 9
10.09. | 10
10.09. | 11
10.09. | 12
10.09. | 13
10.09. | 14
10.09. | 15
10.09. | 16
10.09. | 17
10.09. | 18
10.09. | 19
10.09. | 20
10.09. | 21
10.09. | 22
10.09. | 23
10.09. | 24
11.09. | 1
11.09. | 2
11.09. | 3
11.09. | 4
11.09. | 5
11.09. | 6
11.09. | 7
11.09. | 8
11.09. | 9
11.09. | 10
11.09. | 11
11.09. | 12
11.09. | 13
11.09. | 14
11.09. | 15
11.09. | 16
11.09. | 17
11.09. | 18
11.09. | 19
11.09. | 20
11.09. | 21
11.09. | 22
11.09. | 23
11.09. | 24
12.09. | 1
12.09. | 2
12.09. | 3
12.09. | 4
12.09. | 5
12.09. | 6
12.09. | 7
12.09. | 8
12.09. | 9
12.09. | 10
12.09. | 11
12.09. | 12
12.09. | 13
12.09. | 14
12.09. | 15
12.09. | 16
12.09. | 17
12.09. | 18
12.09. | 19
12.09. | 20
12.09. | 21
12.09. | 22
12.09. | 23
12.09. | 24
13.09. | 1
13.09. | 2
13.09. | 3
13.09. | 4
13.09. | 5
13.09. | 6
13.09. | 7
13.09. | 8
13.09. | 9
13.09. | 10
13.09. | 11
13.09. | 12
13.09. | 13
13.09. | 14
13.09. | 15
13.09. | 16
13.09. | 17
13.09. | 18
13.09. | 19
13.09. | 20
13.09. | 21
13.09. | 22
13.09. | 23
13.09. | 24
14.09. | 1
14.09. | 2
14.09. | 3
14.09. | 4
14.09. | 5
14.09. | 6
14.09. | 7
14.09. | 8
14.09. | 9
14.09. | 10
14.09. | 11
14.09. | 12
14.09. | 13
14.09. | 14
14.09. | 15
14.09. | 16
14.09. | 17
14.09. | 18
14.09. | 19
14.09. | 20
14.09. | 21
14.09. | 22
14.09. | 23
14.09. | 24
15.09. | 1
15.09. | 2
15.09. | 3
15.09. | 4
15.09. | 5
15.09. | 6
15.09. | 7
15.09. | 8
15.09. | 9
15.09. | 10
15.09. | 11
15.09. | 12
15.09. | 13
15.09. | 14
15.09. | 15
15.09. | 16
15.09. | 17
15.09. | 18
15.09. | 19
15.09. | 20
15.09. | 21
15.09. | 22
15.09. | 23
15.09. | 24
16.09. | 1
16.09. | 2
16.09. | 3
16.09. | 4
16.09. | 5
16.09. | 6
16.09. | 7
16.09. | 8
16.09. | 9
16.09. | 10
16.09. | 11
16.09. | 12
16.09. | 13
16.09. | 14
16.09. | 15
16.09. | 16
16.09. | 17
16.09. | 18
16.09. | 19
16.09. | 20
16.09. | 21
16.09. | 22
16.09. | 23
16.09. | 24
17.09. | 1
17.09. | 2
17.09. | 3
17.09. | 4
17.09. | 5
17.09. | 6
17.09. | 7
17.09. | 8
17.09. | 9
17.09. | 10
17.09. | 11
17.09. | 12
17.09. | 13
17.09. | 14
17.09. | 15
17.09. | 16
17.09. | 17
17.09. | 18
17.09. | 19
17.09. | 20
17.09. | 21
17.09. | 22
17.09. | 23
17.09. | 24
18.09. | 1
18.09. | 2
18.09. | 3
18.09. | 4
18.09. | 5
18.09. | 6
18.09. | 7
18.09. | 8
18.09. | 9
18.09. | 10
18.09. | 11
18.09. | 12
18.09. | 13
18.09. | 14
18.09. | 15
18.09. | 16
18.09. | 17
18.09. | 18
18.09. | 19
18.09. | 20
18.09. | 21
18.09. | 22
18.09. | 23
18.09. | 24
19.09. | 1
19.09. | 2
19.09. | 3
19.09. | 4
19.09. | 5
19.09. | 6
19.09. | 7
19.09. | 8
19.09. | 9
19.09. | 10
19.09. | 11
19.09. | 12
19.09. | 13
19.09. | 14
19.09. | 15
19.09. | 16
19.09. | 17
19.09. | 18
19.09. | 19
19.09. | 20
19.09. | 21
19.09. | 22
19.09. | 23
19.09. | 24
20.09. | 1
20.09. | 2
20.09. | 3
20.09. | 4
20.09. | 5
20.09. | 6
20.09. | 7
20.09. | 8
20.09. | 9
20.09. | 10
20.09. | 11
20.09. | 12
20.09. | 13
20.09. | 14
20.09. | 15
20.09. | 16
20.09. | 17
20.09. | 18
20.09. | 19
20.09. | 20
20.09. | 21
20.09. | 22
20.09. | 23
20.09. | 24
21.09. | 1
21.09. | 2
21.09. | 3
21.09. | 4
21.09. | 5
21.09. | 6
21.09. | 7
21.09. | 8
21.09. | 9
21.09. | 10
21.09. | 11
21.09. | 12
21.09. | 13
21.09. | 14
21.09. | 15
21.09. | 16
21.09. | 17
21.09. | 18
21.09. | 19
21.09. | 20
21.09. | 21
21.09. | 22
21.09. | 23
21.09. | 24
22.09. | 1
22.09. | 2
22.09. | 3
22.09. | 4
22.09. | 5
22.09. | 6
22.09. | 7
22.09. | 8
22.09. | 9
22.09. | 10
22.09. | 11
22.09. | 12
22.09. | 13
22.09. | 14
22.09. | 15
22.09. | 16
22.09. | 17
22.09. | 18
22.09. | 19
22.09. | 20
22.09. | 21
22.09. | 22
22.09. | 23
22.09. | 24
23.09. | 1
23.09. | 2
23.09. | 3
23.09. | 4
23.09. | 5
23.09. | 6
23.09. | 7
23.09. | 8
23.09. | 9
23.09. | 10
23.09. | 11
23.09. | 12
23.09. | 13
23.09. | 14
23.09. | 15
23.09. | 16
23.09. | 17
23.09. | 18
23.09. | 19
23.09. | 20
23.09. | 21
23.09. | 22
23.09. | 23
23.09. | 24
24.09. | 1
24.09. | 2
24.09. | 3
24.09. | 4
24.09. | 5
24.09. | 6
24.09. | 7
24.09. | 8
24.09. | 9
24.09. | 10
24.09. | 11
24.09. | 12
24.09. | 13
24.09. | 14
24.09. | 15
24.09. | 16
24.09. | 17
24.09. | 18
24.09. | 19
24.09. | 20
24.09. | 21
24.09. | 22
24.09. | 23
24.09. | 24
25.09. | 1
25.09. | 2
25.09. | 3
25.09. | 4
25.09. | 5
25.09. | 6
25.09. | 7
25.09. | 8
25.09. | 9
25.09. | 10
25.09. | 11
25.09. | 12
25.09. | 13
25.09. | 14
25.09. | 15
25.09. | 16
25.09. | 17
25.09. | 18
25.09. | 19
25.09. | 20
25.09. | 21
25.09. | 22
25.09. | 23
25.09. | 24
26.09. | 1
26.09. | 2
26.09. | 3
26.09. | 4
26.09. | 5
26.09. | 6
26.09. | 7
26.09. | 8
26.09. | 9
26.09. | 10
26.09. | 11
26.09. | 12
26.09. | 13
26.09. | 14
26.09. | 15
26.09. | 16
26.09. | 17
26.09. | 18
26.09. | 19
26.09. | 20
26.09. | 21
26.09. | 22
26.09. | 23
26.09. | 24
27.09. | 1
27.09. | 2
27.09. | 3
27.09. | 4
27.09. | 5
27.09. | 6
27.09. | 7
27.09. | 8
27.09. | 9
27.09. | 10
27.09. | 11
27.09. | 12
27.09. | 13
27.09. | 14
27.09. | 15
27.09. | 16
27.09. | 17
27.09. | 18
27.09. | 19
27.09. | 20
27.09. | 21
27.09. | 22
27.09. | 23
27.09. | 24
28.09. | 1
28.09. | 2
28.09. | 3
28.09. | 4
28.09. | 5
28.09. | 6
28.09. | 7
28.09. | 8
28.09. | 9
28.09. | 10
28.09. | 11
28.09. | 12
28.09. | 13
28.09. | 14
28.09. | 15
28.09. | 16
28.09. | 17
28.09. | 18
28.09. | 19
28.09. | 20
28.09. | 21
28.09. | 22
28.09. | 23
28.09. | 24
29.09. | 1
29.09. | 2
29.09. | 3
29.09. | 4
29.09. | 5
29.09. | 6
29.09. | 7
29.09. | 8
29.09. | 9
29.09. | 10
29.09. | 11
29.09. | 12
29.09. | 13
29.09. | 14
29.09. | 15
29.09. | 16
29.09. | 17
29.09. | 18
29.09. | 19
29.09. | 20
29.09. | 21
29.09. | 22
29.09. | 23
29.09. | 24
30.09. | 1
30.09. | 2
30.09. | 3
30.09. | 4
30.09. | 5
30.09. | 6
30.09. | 7
30.09. | 8
30.09. | 9
30.09. | 10
30.09. | 11
30.09. | 12
30.09. | 13
30.09. | 14
30.09. | 15
30.09. | 16
30.09. | 17
30.09. | 18
30.09. | 19
30.09. | 20
30.09. | 21
30.09. | 22
30.09. | 23
30.09. | 24
01.10. | 1
01.10. | 2
01.10. | 3
01.10. | 4
01.10. | 5
01.10. | 6
01.10. | 7
01.10. | 8
01.10. | 9
01.10. | 10
01.10. | 11
01.10. | 12
01.10. | 13
01.10. | 14
01.10. | 15
01.10. | 16
01.10. | 17
01.10. | 18
01.10. | 19
01.10. | 20
01.10. | 21
01.10. | 22
01.10. | 23
01.10. | 24
02.10. | 1
02.10. | 2
02.10. | 3
02.10. | 4
02.10. | 5
02.10. | 6
02.10. | 7
02.10. | 8
02.10. | 9
02.10. | 10
02.10. | 11
02.10. | 12
02.10. | 13
02.10. | 14
02.10. | 15
02.10. | 16
02.10. | 17
02.10. | 18
02.10. | 19
02.10. | 20
02.10. | 21
02.10. | 22
02.10. | 23
02.10. | 24
03.10. | 1
03.10. | 2
03.10. | 3
03.10. | 4
03.10. | 5
03.10. | 6
03.10. | 7
03.10. | 8
03.10. | 9
03.10. | 10
03.10. | 11
03.10. | 12
03.10. | 13
03.10. | 14
03.10. | 15
03.10. | 16
03.10. | 17
03.10. | 18
03.10. | 19
03.10. | 20
03.10. | 21
03.10. | 22
03.10. | 23
03.10. | 24
04.10. | 1
04.10. | 2
04.10. | 3
04.10. | 4
04.10. | 5
04.10. | 6
04.10. | 7
04.10. | 8
04.10. | 9
04.10. | 10
04.10. | 11
04.10. | 12
04.10. | 13
04.10. | 14
04.10. | 15
04.10. | 16
04.10. | 17
04.10. | 18
04.10. | 19
04.10. | 20
04.10. | 21
04.10. | 22
04.10. | 23
04.10. | 24
05.10. | 1
05.10. | 2
05.10. | 3
05.10. | 4
05.10. | 5
05.10. | 6
05.10. | 7
05.10. | 8
05.10. | 9
05.10. | 10
05.10. | 11
05.10. | 12
05.10. | 13
05.10. | 14
05.10. | 15
05.10. | 16
05.10. | 17
05.10. | 18
05.10. | 19
05.10. | 20
05.10. | 21
05.10. | 22
05.10. | 23
05.10. | 24
06.10. | 1
06.10. | 2
06.10. | 3
06.10. | 4
06.10. | 5
06.10. | 6
06.10. | 7
06.10. | 8
06.10. | 9
06.10. | 10
06.10. | 11
06.10. | 12
06.10. | 13
06.10. | 14
06.10. | 15
06.10. | 16
06.10. | 17
06.10. | 18
06.10. | 19
06.10. | 20
06.10. | 21
06.10. | 22
06.10. | 23
06.10. | 24
07.10. | 1
07.10. | 2
07.10. | 3
07.10. | 4
07.10. | 5
07.10. | 6
07.10. | 7
07.10. | 8
07.10. | 9
07.10. | 10
07.10. | 11
07.10. | 12
07.10. | 13
07.10. | 14
07.10. | 15
07.10. | 16
07.10. | 17
07.10. | 18
07.10. | 19
07.10. | 20
07.10. | 21
07.10. | 22
07.10. | 23
07.10. | 24
08.10. | 1
08.10. | 2
08.10. | 3
08.10. | 4
08.10. | 5
08.10. | 6
08.10. | 7
08.10. | 8
08.10. | 9
08.10. | 10
08.10. | 11
08.10. | 12
08.10. | 13
08.10. | 14
08.10. | 15
08.10. | 16
08.10. | 17
08.10. | 18
08.10. | 19
08.10. | 20
08.10. | 21
08.10. | 22
08.10. | 23
08.10. | 24
09.10. | 1
09.10. | 2
09.10. | 3
09.10. | 4
09.10. | 5
09.10. | 6
09.10. | 7
09.10. | 8
09.10. | 9
09.10. | 10
09.10. | 11
09.10. | 12
09.10. | 13
09.10. | 14
09.10. | 15
09.10. | 16
09.10. | 17
09.10. | 18
09.10. | 19
09.10. | 20
09.10. | 21
09.10. | 22
09.10. | 23
09.10. | 24
10.10. | 1
10.10. | 2
10.10. | 3
10.10. | 4
10.10. | 5
10.10. | 6
10.10. | 7
10.10. | 8
10.10. | 9
10.10. | 10
10.10. | 11
10.10. | 12
10.10. | 13
10.10. | 14
10.10. | 15
10.10. | 16
10.10. | 17
10.10. | 18
10.10. | 19
10.10. | 20
10.10. | 21
10.10. | 22
10.10. | 23
10.10. | 24
11.10. | 1
11.10. | 2
11.10. | 3
11.10. | 4
11.10. | 5
11.10. | 6
11.10. | 7
11.10. | 8
11.10. | 9
11.10. | 10
11.10. | 11
11.10. | 12
11.10. | 13
11.10. | 14
11.10. | 15
11.10. | 16
11.10. | 17
11.10. | 18
11.10. | 19
11.10. | 20
11.10. | 21
11.10. | 22
11.10. | 23
11.10. | 24
12.10. | 1
12.10. | 2
12.10. | 3
12.10. | 4
12.10. | 5
12.10. | 6
12.10. | 7
12.10. | 8
12.10. | 9
12.10. | 10
12.10. | 11
12.10. | 12
12.10. | 13
12.10. | 14
12.10. | 15
12.10. | 16
12.10. | 17
12.10. | 18
12.10. | 19
12.10. | 20
12.10. | 21
12.10. | 22
12.10. | 23
12.10. | 24
13.10. | 1
13.10. | 2
13.10. | 3
13.10. | 4
13.10. | 5
13.10. | 6
13.10. | 7
13.10. | 8
13.10. | 9
13.10. | 10
13.10. | 11
13.10. | 12
13.10. | 13
13.10. | 14
13.10. | 15
13.10. | 16
13.10. | 17
13.10. | 18
13.10. | 19
13.10. | 20
13.10. | 21
13.10. | 22
13.10. | 23
13.10. | 24
14.10. | 1
14.10. | 2
14.10. | 3
14.10. | 4
14.10. | 5
14.10. | 6
14.10. | 7
14.10. | 8
14.10. | 9
14.10. | 10
14.10. | 11
14.10. | 12
14.10. | 13
14.10. | 14
14.10. | 15
14.10. | 16
14.10. | 17
14.10. | 18
14.10. | 19
14.10. | 20
14.10. | 21
14.10. | 22
14.10. | 23
14.10. | 24
15.10. | 1
15.10. | 2
15.10. | 3
15.10. | 4
15.10. | 5
15.10. | 6
15.10. | 7
15.10. | 8
15.10. | 9
15.10. | 10
15.10. | 11
15.10. | 12
15.10. | 13
15.10. | 14
15.10. | 15
15.10. | 16
15.10. | 17
15.10. | 18
15.10. | 19
15.10. | 20
15.10. | 21
15.10. | 22
15.10. | 23
15.10. | 24
16.10. | 1
16.10. | 2
16.10. | 3
16.10. | 4
16.10. | 5
16.10. | 6
16.10. | 7
16.10. | 8
16.10. | 9
16.10. | 10
16.10. | 11
16.10. | 12
16.10. | 13
16.10. | 14
16.10. | 15
16.10. | 16
16.10. | 17
16.10. | 18
16.10. | 19
16.10. | 20
16.10. | 21
16.10. | 22
16.10. | 23
16.10. | 24
17.10. | 1
17.10. | 2
17.10. | 3
17.10. | 4
17.10. | 5
17.10. | 6
17.10. | 7
17.10. | 8
17.10. | 9
17.10. | 10
17.10. | 11
17.10. | 12
17.10. | 13
17.10. | 14
17.10. | 15
17.10. | 16
17.10. | 17
17.10. | 18
17.10. | 19
17.10. | 20
17.10. | 21
17.10. | 22
17.10. | 23
17.10. | 24
18.10. | 1
18.10. | 2
18.10. | 3
18.10. | 4
18.10. | 5
18.10. | 6
18.10. | 7
18.10. | 8
18.10. | 9
18.10. | 10
18.10. | 11
18.10. | 12
18.10. | 13
18.10. | 14
18.10. | 15
18.10. | 16
18.10. | 17
18.10. | 18
18.10. | 19
18.10. | 20
18.10. | 21
18.10. | 22
18.10. | 23
18.10. | 24
19.10. | 1
19.10. | 2
19.10. | 3
19.10. | 4
19.10. | 5
19.10. | 6
19.10. | 7
19.10. | 8
19.10. | 9
19.10. | 10
19.10. | 11
19.10. | 12
19.10. | 13
19.10. | 14
19.10. | 15
19.10. | 16
19.10. | 17
19.10. | 18
19.10. | 19
19.10. | 20
19.10. | 21
19.10. | 22
19.10. | 23
19.10. | 24
20.10. | 1
20.10. | 2
20.10. | 3
20.10. | 4
20.10. | 5
20.10. | 6
20.10. | 7
20.10. | 8
20.10. | 9
20.10. | 10
20.10. | 11
20.10. | 12
20.10. | 13
20.10. | 14
20.10. | 15
20.10. | 16
20.10. | 17
20.10. | 18
20.10. | 19
20.10. | 20
20.10. | 21
20.10. | 22
20.10. | 23
20.10. | 24
21.10. | 1
21.10. | 2
21.10. | 3
21.10. | 4
21.10. | 5
21.10. | 6
21.10. | 7
21.10. | 8
21.10. | 9
21.10. | 10
21.10. | 11
21.10. | 12
21.10. | 13
21.10. | 14
21.10. | 15
21.10. | 16
21.10. | 17
21.10. | 18
21.10. | 19
21.10. | 20
21.10. | 21
21.10. | 22
21.10. | 23
21.10. | 24
22.10. | 1
22.10. | 2
22.10. | 3
22.10. | 4
22.10. | 5
22.10. | 6
22.10. | 7
22.10. | 8
22.10. | 9
22.10. | 10
22.10. | 11
22.10. | 12
22.10. | 13
22.10. | 14
22.10. | 15
22.10. | 16
22.10. | 17
22.10. | 18
22.10. | 19
22.10. | 20
22.10. | 21
22.10. | 22
22.10. | 23
22.10. | 24
23.10. | 1
23.10. | 2
23.10. | 3
23.10. | 4
23.10. | 5
23.10. | 6
23.10. | 7
23.10. | 8
23.10. | 9
23.10. | 10
23.10. | 11
23.10. | 12
23.10. | 13
23.10. | 14
23.10. | 15
23.10. | 16
23.10. | 17
23.10. | 18
23.10. | 19
23.10. | 20
23.10. | 21
23.10. | 22
23.10. | 23
23.10. | 24
24.10. | 1
24.10. | 2
24.10. | 3
24.10. | 4
24.10. | 5
24.10. | 6
24.10. | 7
24.10. | 8
24.10. | 9
24.10. | 10
24.10. | 11
24.10. | 12
24.10. | 13
24.10. | 14
24.10. | 15
24.10. | 16
24.10. | 17
24.10. | 18
24.10. | 19
24.10. | 20
24.10. | 21
24.10. | 22
24.10. | 23
24.10. | 24
25.10. | 1
25.10. | 2
25.10. | 3
25.10. | 4
25.10. | 5
25.10. | 6
25.10. | 7
25.10. | 8
25.10. | 9
25.10. | 10
25.10. | 11
25.10. | 12
25.10. | 13
25.10. | 14
25.10. | 15
25.10. | 16
25.10. | 17
25.10. | 18
25.10. | 19
25.10. | 20
25.10. | 21
25.10. | 22
25.10. | 23
25.10. | 24
26.10. | 1
26.10. | 2
26.10. | 3
26.10. | 4
26.10. | 5
26.10. | 6
26.10. | 7
26.10. | 8
26.10. | 9
26.10. | 10
26.10. | 11
26.10. | 12
26.10. | 13
26.10. | 14
26.10. | 15
26.10. | 16
26.10. | 17
26.10. | 18
26.10. | 19
26.10. | 20
26.10. | 21
26.10. | 22
26.10. | 23
26.10. | 24
27.10. | 1
27.10. | 2
27.10. | 3
27.10. | 4
27.10. | 5
27.10. | 6
27.10. | 7
27.10. | 8
27.10. | 9
27.10. | 10
27.10. | 11
27.10. | 12
27.10. | 13
27.10. | 14
27.10. | 15
27.10. | 16
27.10. | 17
27.10. | 18
27.10. | 19
27.10. | 20
27.10. | 21
27.10. | 22
27.10. | 23
27.10. | 24
28.10. | 1
28.10. | 2
28.10. | 3
28.10. | 4
28.10. | 5
28.10. | 6
28.10. | 7
28.10. | 8
28.10. | 9
28.10. | 10
28.10. | 11
28.10. | 12
28.10. | 13
28.10. | 14
28.10. | 15
28.10. | 16
28.10. | 17
28.10. | 18
28.10. | 19
28.10. | 20
28.10. | 21
28.10. | 22
28.10. | 23
28.10. | 24
29.10. | 1
29.10. | 2
29.10. | 3
29.10. | 4
29.10. | 5
29.10. | 6
29.10. | 7
29.10. | 8
29.10. | 9
29.10. | 10
29.10. | 11
29.10. | 12
29.10. | 13
29.10. | 14
29.10. | 15
29.10. | 16
29.10. | 17
29.10. | 18
29.10. | 19
29.10. | 20
29.10. | 21
29.10. | 22
29.10. | 23
29.10. | 24
30.10. | 1
30.10. | 2
30.10. | 3
30.10. | 4
30.10. | 5
30.10. | 6
30.10. | 7
30.10. | 8
30.10. | 9
30.10. | 10
30.10. | 11
30.10. | 12
30.10. | 13
30.10. | 14
30.10. | 15
30.10. | 16
30.10. | 17
30.10. | 18
30.10. | 19
30.10. | 20
30.10. | 21
30.10. | 22
30.10. | 23
30.10. | 24
31.10. | 1
31.10. | 2
31.10. | 3
31.10. | 4
31.10. | 5
31.10. | 6
31.10. | 7
31.10. | 8
31.10. | 9
31.10. | 10
31.10. | 11
31.10. | 12
31.10. | 13
31.10. | 14
31.10. | 15
31.10. | 16
31.10. | 17
31.10. | 18
31.10. | 19
31.10. | 20
31.10. | 21
31.10. | 22
31.10. | 23
31.10. | 24
01.11. | 1
01.11. | 2
01.11. | 3
01.11. | 4
01.11. | 5
01.11. | 6
01.11. | 7
01.11. | 8
01.11. | 9
01.11. | 10
01.11. | 11
01.11. | 12
01.11. | 13
01.11. | 14
01.11. | 15
01.11. | 16
01.11. | 17
01.11. | 18
01.11. | 19
01.11. | 20
01.11. | 21
01.11. | 22
01.11. | 23
01.11. | 24
02.11. | 1
02.11. | 2
02.11. | 3
02.11. | 4
02.11. | 5
02.11. | 6
02.11. | 7
02.11. | 8
02.11. | 9
02.11. | 10
02.11. | 11
02.11. | 12
02.11. | 13
02.11. | 14
02.11. | 15
02.11. | 16
02.11. | 17
02.11. | 18
02.11. | 19
02.11. | 20
02.11. | 21
02.11. | 22
02.11. | 23
02.11. | 24
03.11. | 1
03.11. | 2
03.11. | 3
03.11. | 4
03.11. | 5
03.11. | 6
03.11. | 7
03.11. | 8
03.11. | 9
03.11. | 10
03.11. | 11
03.11. | 12
03.11. | 13
03.11. | 14
03.11. | 15
03.11. | 16
03.11. | 17
03.11. | 18
03.11. | 19
03.11. | 20
03.11. | 21
03.11. | 22
03.11. | 23
03.11. | 24
04.11. | 1
04.11. | 2
04.11. | 3
04.11. | 4
04.11. | 5
04.11. | 6
04.11. | 7
04.11. | 8
04.11. | 9
04.11. | 10
04.11. | 11
04.11. | 12
04.11. | 13
04.11. | 14
04.11. | 15
04.11. | 16
04.11. | 17
04.11. | 18
04.11. | 19
04.11. | 20
04.11. | 21
04.11. | 22
04.11. | 23
04.11. | 24
05.11. | 1
05.11. | 2
05.11. | 3
05.11. | 4
05.11. | 5
05.11. | 6
05.11. | 7
05.11. | 8
05.11. | 9
05.11. | 10
05.11. | 11
05.11. | 12
05.11. | 13
05.11. | 14
05.11. | 15
05.11. | 16
05.11. | 17
05.11. | 18
05.11. | 19
05.11. | 20
05.11. | 21
05.11. | 22
05.11. | 23
05.11. | 24
06.11. | 1
06.11. | 2
06.11. | 3
06.11. | 4
06.11. | 5
06.11. | 6
06.11. | 7
06.11. | 8
06.11. | 9
06.11. | 10
06.11. | 11
06.11. | 12
06.11. | 13
06.11. | 14
06.11. | 15
06.11. | 16
06.11. | 17
06.11. | 18
06.11. | 19
06.11. | 20
06.11. | 21
06.11. | 22
06.11. | 23
06.11. | 24
07.11. | 1
07.11. | 2
07.11. | 3
07.11. | 4
07.11. | 5
07.11. | 6
07.11. | 7
07.11. | 8
07.11. | 9
07.11. | 10
07.11. | 11
07.11. | 12
07.11. | 13
07.11. | 14
07.11. | 15
07.11. | 16
07.11. | 17
07.11. | 18
07.11. | 19
07.11. | 20
07.11. | 21
07.11. | 22
07.11. | 23
07.11. | 24
08.11. | 1
08.11. | 2
08.11. | 3
08.11. | 4
08.11. | 5
08.11. | 6
08.11. | 7
08.11. | 8
08.11. | 9
08.11. | 10
08.11. | 11
08.11. | 12
08.11. | 13
08.11. | 14
08.11. | 15
08.11. | 16
08.11. | 17
08.11. | 18
08.11. | 19
08.11. | 20
08.11. | 21
08.11. | 22
08.11. | 23
08.11. | 24
09.11. | 1
09.11. | 2
09.11. | 3
09.11. | 4
09.11. | 5
09.11. | 6
09.11. | 7
09.11. | 8
09.11. | 9
09.11. | 10
09.11. | 11
09.11. | 12
09.11. | 13
09.11. | 14
09.11. | 15
09.11. | 16
09.11. | 17
09.11. | 18
09.11. | 19
09.11. | 20
09.11. | 21
09.11. | 22
09.11. | 23
09.11. | 24
10.11. | 1
10.11. | 2
10.11. | 3
10.11. | 4
10.11. | 5
10.11. | 6
10.11. | 7
10.11. | 8
10.11. | 9
10.11. | 10
10.11. | 11
10.11. | 12
10.11. | 13
10.11. | 14
10.11. | 15
10.11. | 16
10.11. | 17
10.11. | 18
10.11. | 19
10.11. | 20
10.11. | 21
10.11. | 22
10.11. | 23
10.11. | 24
11.11. | 1
11.11. | 2
11.11. | 3
11.11. | 4
11.11. | 5
11.11. | 6
11.11. | 7
11.11. | 8
11.11. | 9
11.11. | 10
11.11. | 11
11.11. | 12
11.11. | 13
11.11. | 14
11.11. | 15
11.11. | 16
11.11. | 17
11.11. | 18
11.11. | 19
11.11. | 20
11.11. | 21
11.11. | 22
11.11. | 23
11.11. | 24
12.11. | 1
12.11. | 2
12.11. | 3
12.11. | 4
12.11. | 5
12.11. | 6
12.11. | 7
12.11. | 8
12.11. | 9
12.11. | 10
12.11. | 11
12.11. | 12
12.11. | 13
12.11. | 14
12.11. | 15
12.11. | 16
12.11. | 17
12.11. | 18
12.11. | 19
12.11. | 20
12.11. | 21
12.11. | 22
12.11. | 23
12.11. | 24
13.11. | 1
13.11. | 2
13.11. | 3
13.11. | 4
13.11. | 5
13.11. | 6
13.11. | 7
13.11. | 8
13.11. | 9
13.11. | 10
13.11. | 11
13.11. | 12
13.11. | 13
13.11. | 14
13.11. | 15
13.11. | 16
13.11. | 17
13.11. | 18
13.11. | 19
13.11. | 20
13.11. | 21
13.11. | 22
13.11. | 23
13.11. | 24
14.11. | 1
14.11. | 2
14.11. | 3
14.11. | 4
14.11. | 5
14.11. | 6
14.11. | 7
14.11. | 8
14.11. | 9
14.11. | 10
14.11. | 11
14.11. | 12
14.11. | 13
14.11. | 14
14.11. | 15
14.11. | 16
14.11. | 17
14.11. | 18
14.11. | 19
14.11. | 20
14.11. | 21
14.11. | 22
14.11. | 23
14.11. | 24
15.11. | 1
15.11. | 2
15.11. | 3
15.11. | 4
15.11. | 5
15.11. | 6
15.11. | 7
15.11. | 8
15.11. | 9
15.11. | 10
15.11. | 11
15.11. | 12
15.11. | 13
15.11. | 14
15.11. | 15
15.11. | 16
15.11. | 17
15.11. | 18
15.11. | 19
15.11. | 20
15.11. | 21
15.11. | 22
15.11. | 23
15.11. | 24
16.11. | 1
16.11. | 2
16.11. | 3
16.11. | 4
16.11. | 5
16.11. | 6
16.11. | 7
16.11. | 8
16.11. | 9
16.11. | 10
16.11. | 11
16.11. | 12
16.11. | 13
16.11. | 14
16.11. | 15
16.11. | 16
16.11. | 17
16.11. | 18
16.11. | 19
16.11. | 20
16.11. | 21
16.11. | 22
16.11. | 23
16.11. | 24
17.11. | 1
17.11. | 2
17.11. | 3
17.11. | 4
17.11. | 5
17.11. | 6
17.11. | 7
17.11. | 8
17.11. | 9
17.11. | 10
17.11. | 11
17.11. | 12
17.11. | 13
17.11. | 14
17.11. | 15
17.11. | 16
17.11. | 17
17.11. | 18
17.11. | 19
17.11. | 20
17.11. | 21
17.11. | 22
17.11. | 23
17.11. | 24
18.11. | 1
18.11. | 2
18.11. | 3
18.11. | 4
18.11. | 5
18.11. | 6
18.11. | 7
18.11. | 8
18.11. | 9
18.11. | 10
18.11. | 11
18.11. | 12
18.11. | 13
18.11. | 14
18.11. | 15
18.11. | 16
18.11. | 17
18.11. | 18
18.11. | 19
18.11. | 20
18.11. | 21
18.11. | 22
18.11. | 23
18.11. | 24
19.11. | 1
19.11. | 2
19.11. | 3
19.11. | 4
19.11. | 5
19.11. | 6
19.11. | 7
19.11. | 8
19.11. | 9
19.11. | 10
19.11. | 11
19.11. | 12
19.11. | 13
19.11. | 14
19.11. | 15
19.11. | 16
19.11. | 17
19.11. | 18
19.11. | 19
19.11. | 20
19.11. | 21
19.11. | 22
19.11. | 23
19.11. | 24
20.11. | 1
20.11. | 2
20.11. | 3
20.11. | 4
20.11. | 5
20.11. | 6
20.11. | 7
20.11. | 8
20.11. | 9
20.11. | 10
20.11. | 11
20.11. | 12
20.11. | 13
20.11. | 14
20.11. | 15
20.11. | 16
20.11. | 17
20.11. | 18
20.11. | 19
20.11. | 20
20.11. | 21
20.11. | 22
20.11. | 23
20.11. | 24
21.11. | 1
21.11. | 2
21.11. | 3
21.11. | 4
21.11. | 5
21.11. | 6
21.11. | 7
21.11. | 8
21.11. | 9
21.11. | 10
21.11. | 11
21.11. | 12
21.11. | 13
21.11. | 14
21.11. | 15
21.11. | 16
21.11. | 17
21.11. | 18
21.11. | 19
21.11. | 20
21.11. | 21
21.11. | 22
21.11. | 23
21.11. | 24
22.11. | 1
22.11. | 2
22.11. | 3
22.11. | 4
22.11. | 5
22.11. | 6
22.11. | 7
22.11. | 8
22.11. | 9
22.11. | 10
22.11. | 11
22.11. | 12
22.11. | 13
22.11. | 14
22.11. | 15
22.11. | 16
22.11. | 17
22.11. | 18
22.11. | 19
22.11. | 20
22.11. | 21
22.11. | 22
22.11. | 23
22.11. | 24
23.11. | 1
23.11. | 2
23.11. | 3
23.11. | 4
23.11. | 5
23.11. | 6
23.11. | 7
23.11. | 8
23.11. | 9
23.11. | 10
23.11. | 11
23.11. | 12
23.11. | 13
23.11. | 14
23.11. | 15
23.11. | 16
23.11. | 17
23.11. | 18
23.11. | 19
23.11. | 20
23.11. | 21
23.11. | 22
23.11. | 23
23.11. | 24
24.11. | 1
24.11. | 2
24.11. | 3
24.11. | 4
24.11. | 5
24.11. | 6
24.11. | 7
24.11. | 8
24.11. | 9
24.11. | 10
24.11. | 11
24.11. | 12
24.11. | 13
24.11. | 14
24.11. | 15
24.11. | 16
24.11. | 17
24.11. | 18
24.11. | 19
24.11. | 20
24.11. | 21
24.11. | 22
24.11. | 23
24.11. | 24
25.11. | 1
25.11. | 2
25.11. | 3
25.11. | 4
25.11. | 5
25.11. | 6
25.11. | 7
25.11. | 8
25.11. | 9
25.11. | 10
25.11. | 11
25.11. | 12
25.11. | 13
25.11. | 14
25.11. | 15
25.11. | 16
25.11. | 17
25.11. | 18
25.11. | 19
25.11. | 20
25.11. | 21
25.11. | 22
25.11. | 23
25.11. | 24
26.11. | 1
26.11. | 2
26.11. | 3
26.11. | 4
26.11. | 5
26.11. | 6
26.11. | 7
26.11. | 8
26.11. | 9
26.11. | 10
26.11. | 11
26.11. | 12
26.11. | 13
26.11. | 14
26.11. | 15
26.11. | 16
26.11. | 17
26.11. | 18
26.11. | 19
26.11. | 20
26.11. | 21
26.11. | 22
26.11. | 23
26.11. | 24
27.11. | 1
27.11. | 2
27.11. | 3
27.11. | 4
27.11. | 5
27.11. | 6
27.11. | 7
27.11. | 8
27.11. | 9
27.11. | 10
27.11. | 11
27.11. | 12
27.11. | 13
27.11. | 14
27.11. | 15
27.11. | 16
27.11. | 17
27.11. | 18
27.11. | 19
27.11. | 20
27.11. | 21
27.11. | 22
27.11. | 23
27.11. | 24
28.11. | 1
28.11. | 2
28.11. | 3
28.11. | 4
28.11. | 5
28.11. | 6
28.11. | 7
28.11. | 8
28.11. | 9
28.11. | 10
28.11. | 11
28.11. | 12
28.11. | 13
28.11. | 14
28.11. | 15
28.11. | 16
28.11. | 17
28.11. | 18
28.11. | 19
28.11. | 20
28.11. | 21
28.11. | 22
28.11. | 23
28.11. | 24
29.11. | 1
29.11. | 2
29.11. | 3
29.11. | 4
29.11. | 5
29.11. | 6
29.11. | 7
29.11. | 8
29.11. | 9
29.11. | 10
29.11. | 11
29.11. | 12
29.11. | 13
29.11. | 14
29.11. | 15
29.11. | 16
29.11. | 17
29.11. | 18
29.11. | 19
29.11. | 20
29.11. | 21
29.11. | 22
29.11. | 23
29.11. | 24
30.11. | 1
30.11. | 2
30.11. | 3
30.11. | 4
30.11. | 5
30.11. | 6
30.11. | 7
30.11. | 8
30.11. | 9
30.11. | 10
30.11. | 11
30.11. | 12
30.11. | 13
30.11. | 14
30.11. | 15
30.11. | 16
30.11. | 17
30.11. | 18
30.11. | 19
30.11. | 20
30.11. | 21
30.11. | 22
30.11. | 23
30.11. | 24
01.12. | 1
01.12. | 2
01.12. | 3
01.12. | 4
01.12. | 5
01.12. | 6
01.12. | 7
01.12. | 8
01.12. | 9
01.12. | 10
01.12. | 11
01.12. | 12
01.12. | 13
01.12. | 14
01.12. | 15
01.12. | 16
01.12. | 17
01.12. | 18
01.12. | 19
01.12. | 20
01.12. | 21
01.12. | 22
01.12. | 23
01.12. | 24
02.12. | 1
02.12. | 2
02.12. | 3
02.12. | 4
02.12. | 5
02.12. | 6
02.12. | 7
02.12. | 8
02.12. | 9
02.12. | 10
02.12. | 11
02.12. | 12
02.12. | 13
02.12. | 14
02.12. | 15
02.12. | 16
02.12. | 17
02.12. | 18
02.12. | 19
02.12. | 20
02.12. | 21
02.12. | 22
02.12. | 23
02.12. | 24
03.12. | 1
03.12. | 2
03.12. | 3
03.12. | 4
03.12. | 5
03.12. | 6
03.12. | 7
03.12. | 8
03.12. | 9
03.12. | 10
03.12. | 11
03.12. | 12
03.12. | 13
03.12. | 14
03.12. | 15
03.12. | 16
03.12. | 17
03.12. | 18
03.12. | 19
03.12. | 20
03.12. | 21
03.12. | 22
03.12. | 23
03.12. | 24
04.12. | 1
04.12. | 2
04.12. | 3
04.12. | 4
04.12. | 5
04.12. | 6
04.12. | 7
04.12. | 8
04.12. | 9
04.12. | 10
04.12. | 11
04.12. | 12
04.12. | 13
04.12. | 14
04.12. | 15
04.12. | 16
04.12. | 17
04.12. | 18
04.12. | 19
04.12. | 20
04.12. | 21
04.12. | 22
04.12. | 23
04.12. | 24
05.12. | 1
05.12. | 2
05.12. | 3
05.12. | 4
05.12. | 5
05.12. | 6
05.12. | 7
05.12. | 8
05.12. | 9
05.12. | 10
05.12. | 11
05.12. | 12
05.12. | 13
05.12. | 14
05.12. | 15
05.12. | 16
05.12. | 17
05.12. | 18
05.12. | 19
05.12. | 20
05.12. | 21
05.12. | 22
05.12. | 23
05.12. | 24
06.12. | 1
06.12. | 2
06.12. | 3
06.12. | 4
06.12. | 5
06.12. | 6
06.12. | 7
06.12. | 8
06.12. | 9
06.12. | 10
06.12. | 11
06.12. | 12
06.12. | 13
06.12. | 14
06.12. | 15
06.12. | 16
06.12. | 17
06.12. | 18
06.12. | 19
06.12. | 20
06.12. | 21
06.12. | 22
06.12. | 23
06.12. | 24
07.12. | 1
07.12. | 2
07.12. | 3
07.12. | 4
07.12. | 5
07.12. | 6
07.12. | 7
07.12. | 8
07.12. | 9
07.12. | 10
07.12. | 11
07.12. | 12
07.12. | 13
07.12. | 14
07.12. | 15
07.12. | 16
07.12. | 17
07.12. | 18
07.12. | 19
07.12. | 20
07.12. | 21
07.12. | 22
07.12. | 23
07.12. | 24
08.12. | 1
08.12. | 2
08.12. | 3
08.12. | 4
08.12. | 5
08.12. | 6
08.12. | 7
08.12. | 8
08.12. | 9
08.12. | 10
08.12. | 11
08.12. | 12
08.12. | 13
08.12. | 14
08.12. | 15
08.12. | 16
08.12. | 17
08.12. | 18
08.12. | 19
08.12. | 20
08.12. | 21
08.12. | 22
08.12. | 23
08.12. | 24
09.12. | 1
09.12. | 2
09.12. | 3
09.12. | 4
09.12. | 5
09.12. | 6
09.12. | 7
09.12. | 8
09.12. | 9
09.12. | 10
09.12. | 11
09.12. | 12
09.12. | 13
09.12. | 14
09.12. | 15
09.12. | 16
09.12. | 17
09.12. | 18
09.12. | 19
09.12. | 20
09.12. | 21
09.12. | 22
09.12. | 23
09.12. | 24
10.12. | 1
10.12. | 2
10.12. | 3
10.12. | 4
10.12. | 5
10.12. | 6
10.12. | 7
10.12. | 8
10.12. | 9
10.12. | 10
10.12. | 11
10.12. | 12
10.12. | 13
10.12. | 14
10.12. | 15
10.12. | 16
10.12. | 17
10.12. | 18
10.12. | 19
10.12. | 20
10.12. | 21
10.12. | 22
10.12. | 23
10.12. | 24
11.12. | 1
11.12. | 2
11.12. | 3
11.12. | 4
11.12. | 5
11.12. | 6
11.12. | 7
11.12. | 8
11.12. | 9
11.12. | 10
11.12. | 11
11.12. | 12
11.12. | 13
11.12. | 14
11.12. | 15
11.12. | 16
11.12. | 17
11.12. | 18
11.12. | 19
11.12. | 20
11.12. | 21
11.12. | 22
11.12. | 23
11.12. | 24
12.12. | 1
12.12. | 2
12.12. | 3
12.12. | 4
12.12. | 5
12.12. | 6
12.12. | 7
12.12. | 8
12.12. | 9
12.12. | 10
12.12. | 11
12.12. | 12
12.12. | 13
12.12. | 14
12.12. | 15
12.12. | 16
12.12. | 17
12.12. | 18
12.12. | 19
12.12. | 20
12.12. | 21
12.12. | 22
12.12. | 23
12.12. | 24
13.12. | 1
13.12. | 2
13.12. | 3
13.12. | 4
13.12. | 5
13.12. | 6
13.12. | 7
13.12. | 8
13.12. | 9
13.12. | 10
13.12. | 11
13.12. | 12
13.12. | 13
13.12. | 14
13.12. | 15
13.12. | 16
13.12. | 17
13.12. | 18
13.12. | 19
13.12. | 20
13.12. | 21
13.12. | 22
13.12. | 23
13.12. | 24
14.12. | 1
14.12. | 2
14.12. | 3
14.12. | 4
14.12. | 5
14.12. | 6
14.12. | 7
14.12. | 8
14.12. | 9
14.12. | 10
14.12. | 11
14.12. | 12
14.12. | 13
14.12. | 14
14.12. | 15
14.12. | 16
14.12. | 17
14.12. | 18
14.12. | 19
14.12. | 20
14.12. | 21
14.12. | 22
14.12. | 23
14.12. | 24
15.12. | 1
15.12. | 2
15.12. | 3
15.12. | 4
15.12. | 5
15.12. | 6
15.12. | 7
15.12. | 8
15.12. | 9
15.12. | 10
15.12. | 11
15.12. | 12
15.12. | 13
15.12. | 14
15.12. | 15
15.12. | 16
15.12. | 17
15.12. | 18
15.12. | 19
15.12. | 20
15.12. | 21
15.12. | 22
15.12. | 23
15.12. | 24
16.12. | 1
16.12. | 2
16.12. | 3
16.12. | 4
16.12. | 5
16.12. | 6
16.12. | 7
16.12. | 8
16.12. | 9
16.12. | 10
16.12. | 11
16.12. | 12
16.12. | 13
16.12. | 14
16.12. | 15
16.12. | 16
16.12. | 17
16.12. | 18
16.12. | 19
16.12. | 20
16.12. | 21
16.12. | 22
16.12. | 23
16.12. | 24
17.12. | 1
17.12. | 2
17.12. | 3
17.12. | 4
17.12. | 5
17.12. | 6
17.12. | 7
17.12. | 8
17.12. | 9
17.12. | 10
17.12. | 11
17.12. | 12
17.12. | 13
17.12. | 14
17.12. | 15
17.12. | 16
17.12. | 17
17.12. | 18
17.12. | 19
17.12. | 20
17.12. | 21
17.12. | 22
17.12. | 23
17.12. | 24
18.12. | 1
18.12. | 2
18.12. | 3
18.12. | 4
18.12. | 5
18.12. | 6
18.12. | 7
18.12. | 8
18.12. | 9
18.12. | 10
18.12. | 11
18.12. | 12
18.12. | 13
18.12. | 14
18.12. | 15
18.12. | 16
18.12. | 17
18.12. | 18
18.12. | 19
18.12. | 20
18.12. | 21
18.12. | 22
18.12. | 23
18.12. | 24
19.12. | 1
19.12. | 2
19.12. | 3
19.12. | 4
19.12. | 5
19.12. | 6
19.12. | 7
19.12. | 8
19.12. | 9
19.12. | 10
19.12. | 11
19.12. | 12
19.12. | 13
19.12. | 14
19.12. | 15
19.12. | 16
19.12. | 17
19.12. | 18
19.12. | 19
19.12. | 20
19.12. | 21
19.12. | 22
19.12. | 23
19.12. | 24
20.12. | 1
20.12. | 2
20.12. | 3
20.12. | 4
20.12. | 5
20.12. | 6
20.12. | 7
20.12. | 8
20.12. | 9
20.12. | 10
20.12. | 11
20.12. | 12
20.12. | 13
20.12. | 14
20.12. | 15
20.12. | 16
20.12. | 17
20.12. | 18
20.12. | 19
20.12. | 20
20.12. | 21
20.12. | 22
20.12. | 23
20.12. | 24
21.12. | 1
21.12. | 2
21.12. | 3
21.12. | 4
21.12. | 5
21.12. | 6
21.12. | 7
21.12. | 8
21.12. | 9
21.12. | 10
21.12. | 11
21.12. | 12
21.12. | 13
21.12. | 14
21.12. | 15
21.12. | 16
21.12. | 17
21.12. | 18
21.12. | 19
21.12. | 20
21.12. | 21
21.12. | 22
21.12. | 23
21.12. | 24
22.12. | 1
22.12. | 2
22.12. | 3
22.12. | 4
22.12. | 5
22.12. | 6
22.12. | 7
22.12. | 8
22.12. | 9
22.12. | 10
22.12. | 11
22.12. | 12
22.12. | 13
22.12. | 14
22.12. | 15
22.12. | 16
22.12. | 17
22.12. | 18
22.12. | 19
22.12. | 20
22.12. | 21
22.12. | 22
22.12. | 23
22.12. | 24
23.12. | 1
23.12. | 2
23.12. | 3
23.12. | 4
23.12. | 5
23.12. | 6
23.12. | 7
23.12. | 8
23.12. | 9
23.12. | 10
23.12. | 11
23.12. | 12
23.12. | 13
23.12. | 14
23.12. | 15
23.12. | 16
23.12. | 17
23.12. | 18
23.12. | 19
23.12. | 20
23.12. | 21
23.12. | 22
23.12. | 23
23.12. | 24
24.12. | 1
24.12. | 2
24.12. | 3
24.12. | 4
24.12. | 5
24.12. | 6
24.12. | 7
24.12. | 8
24.12. | 9
24.12. | 10
24.12. | 11
24.12. | 12
24.12. | 13
24.12. | 14
24.12. | 15
24.12. | 16
24.12. | 17
24.12. | 18
24.12. | 19
24.12. | 20
24.12. | 21
24.12. | 22
24.12. | 23
24.12. | 24
25.12. | 1
25.12. | 2
25.12. | 3
25.12. | 4
25.12. | 5
25.12. | 6
25.12. | 7
25.12. | 8
25.12. | 9
25.12. | 10
25.12. | 11
25.12. | 12
25.12. | 13
25.12. | 14
25.12. | 15
25.12. | 16
25.12. | 17
25.12. | 18
25.12. | 19
25.12. | 20
25.12. | 21
25.12. | 22
25.12. | 23
25.12. | 24
26.12. | 1
26.12. | 2
26.12. | 3
26.12. | 4
26.12. | 5
26.12. | 6
26.12. | 7
26.12. | 8
26.12. | 9
26.12. | 10
26.12. | 11
26.12. | 12
26.12. | 13
26.12. | 14
26.12. | 15
26.12. | 16
26.12. | 17
26.12. | 18
26.12. | 19
26.12. | 20
26.12. | 21
26.12. | 22
26.12. | 23
26.12. | 24
27.12. | 1
27.12. | 2
27.12. | 3
27.12. | 4
27.12. | 5
27.12. | 6
27.12. | 7
27.12. | 8
27.12. | 9
27.12. | 10
27.12. | 11
27.12. | 12
27.12. | 13
27.12. | 14
27.12. | 15
27.12. | 16
27.12. | 17
27.12. | 18
27.12. | 19
27.12. | 20
27.12. | 21
27.12. | 22
27.12. | 23
27.12. | 24
28.12. | 1
28.12. | 2
28.12. | 3
28.12. | 4
28.12. | 5
28.12. | 6
28.12. | 7
28.12. | 8
28.12. | 9
28.12. | 10
28.12. | 11
28.12. | 12
28.12. | 13
28.12. | 14
28.12. | 15
28.12. | 16
28.12. | 17
28.12. | 18
28.12. | 19
28.12. | 20
28.12. | 21
28.12. | 22
28.12. | 23
28.12. | 24
29.12. | 1
29.12. | 2
29.12. | 3
29.12. | 4
29.12. | 5
29.12. | 6
29.12. | 7
29.12. | 8
29.12. | 9
29.12. | 10
29.12. | 11
29.12. | 12
29.12. | 13
29.12. | 14
29.12. | 15
29.12. | 16
29.12. | 17
29.12. | 18
29.12. | 19
29.12. | 20
29.12. | 21
29.12. | 22
29.12. | 23
29.12. | 24
30.12. | 1
30.12. | 2
30.12. | 3
30.12. | 4
30.12. | 5
30.12. | 6
30.12. | 7
30.12. | 8
30.12. | 9
30.12. | 10
30.12. | 11
30.12. | 12
30.12. | 13
30.12. | 14
30.12. | 15
30.12. | 16
30.12. | 17
30.12. | 18
30.12. | 19
30.12. | 20
30.12. | 21
30.12. | 22
30.12. | 23
30.12. | 24
31.12. | 1
31.12. | 2
31.12. | 3
31.12. | 4
31.12. | 5
31.12. | 6
31.12. | 7
31.12. | 8
31.12. | 9
31.12. | 10
31.12. | 11
31.12. | 12
31.12. | 13
31.12. | 14
31.12. | 15
31.12. | 16
31.12. | 17
31.12. | 18
31.12. | 19
31.12. | 20
31.12. | 21
31.12. | 22
31.12. | 23
31.12. | 24

## Reserves
ENTSO-E Market Modelling Database: Reserves
Country:
Market Node: | PT00
Year:
Climate year
Scenario
Frequency Containment Reserves (FCR)
Total Market Node Requirement | [MW] | 0
FCR that need to be made available by thermal unit commitment (already net with generating capacities on Thermal sheet, not causing additional commitment on Thermal units apart from what highlighted in the unit-by-unit Thermal sheet) | [MW]
Provided by HYDRO - Reserve that should be procured by further constraining the 'Maximum generation' of either Reservoir either Pumped Storage | [MW] | 0
Reserve available from Demand (reduction of demand possible thanks to specific contract to cope with system imbalances; while DSR would work on the DA & ID,here it should be considered only interruptible contract activated to contain system frequency) | [MW] | 0
FCR that need to be made available by thermal unit commitment additional to the FCR allocations highlighted in the unit-by-unit Thermal sheet (this will be allocated additionally on Thermal units as provided FCR) | [MW]
Frequency Restoration Reserves (FRR) - includind both automatic (aFRR) and manual (mFRR)
Total Market Node Requirement | [MW]
FRR that will be procured by thermal (unit commitment of thermal units able to provide FRR take IN REAL LIFE into account this requirements) | [MW]
Provided by HYDRO - Reserve that should be procured by further constraining the 'Maximum generation' of either Reservoir either Pumped Storage | [MW] | 0
Simplified modelling assumptions (to account reserve requirements on e.g. day ahead market as currently done for MAF)
Additional load (should be <= FCR + FRR needed from thermal) | [MW]
Provided by HYDRO - Reserve that should be procured by further constraining the 'Maximum generation' of Reservoir units | [MW]
Provided by HYDRO - Reserve that should be procured by further constraining the 'Maximum generation' of Pumped Storage Open Loop units | [MW]
Provided by HYDRO - Reserve that should be procured by further constraining the 'Maximum generation' of Pumped Storage Closed Loop units | [MW]

## DSR
ENTSO-E Market Modelling Database: DSR
Country:
Market Node: | PT00
Year:
Climate year
Scenario
| Demand Side Response | Price Band 1 | Price Band 2 | Price Band 3 | Price Band 4 | Price Band 5 | Price Band 6 | Price Band 7 | Price Band 8 | Price Band 9 | Price Band 10 | Price Band 11
Capacity
Units
Hours
Price
Climate year start
Climate year end
Date | Hour | Available Demand Response (MW) | Available Demand Response (MW) | Available Demand Response (MW) | Available Demand Response (MW) | Available Demand Response (MW) | Available Demand Response (MW) | Available Demand Response (MW) | Available Demand Response (MW) | Available Demand Response (MW) | Available Demand Response (MW) | N.B. use convention first January always Monday (2007 calendar year) --> see guidelines for further details
01.01. | 1
01.01. | 2
01.01. | 3
01.01. | 4
01.01. | 5
01.01. | 6
01.01. | 7
01.01. | 8
01.01. | 9
01.01. | 10
01.01. | 11
01.01. | 12
01.01. | 13
01.01. | 14
01.01. | 15
01.01. | 16
01.01. | 17
01.01. | 18
01.01. | 19
01.01. | 20
01.01. | 21
01.01. | 22
01.01. | 23
01.01. | 24
02.01. | 1
02.01. | 2
02.01. | 3
02.01. | 4
02.01. | 5
02.01. | 6
02.01. | 7
02.01. | 8
02.01. | 9
02.01. | 10
02.01. | 11
02.01. | 12
02.01. | 13
02.01. | 14
02.01. | 15
02.01. | 16
02.01. | 17
02.01. | 18
02.01. | 19
02.01. | 20
02.01. | 21
02.01. | 22
02.01. | 23
02.01. | 24
03.01. | 1
03.01. | 2
03.01. | 3
03.01. | 4
03.01. | 5
03.01. | 6
03.01. | 7
03.01. | 8
03.01. | 9
03.01. | 10
03.01. | 11
03.01. | 12
03.01. | 13
03.01. | 14
03.01. | 15
03.01. | 16
03.01. | 17
03.01. | 18
03.01. | 19
03.01. | 20
03.01. | 21
03.01. | 22
03.01. | 23
03.01. | 24
04.01. | 1
04.01. | 2
04.01. | 3
04.01. | 4
04.01. | 5
04.01. | 6
04.01. | 7
04.01. | 8
04.01. | 9
04.01. | 10
04.01. | 11
04.01. | 12
04.01. | 13
04.01. | 14
04.01. | 15
04.01. | 16
04.01. | 17
04.01. | 18
04.01. | 19
04.01. | 20
04.01. | 21
04.01. | 22
04.01. | 23
04.01. | 24
05.01. | 1
05.01. | 2
05.01. | 3
05.01. | 4
05.01. | 5
05.01. | 6
05.01. | 7
05.01. | 8
05.01. | 9
05.01. | 10
05.01. | 11
05.01. | 12
05.01. | 13
05.01. | 14
05.01. | 15
05.01. | 16
05.01. | 17
05.01. | 18
05.01. | 19
05.01. | 20
05.01. | 21
05.01. | 22
05.01. | 23
05.01. | 24
06.01. | 1
06.01. | 2
06.01. | 3
06.01. | 4
06.01. | 5
06.01. | 6
06.01. | 7
06.01. | 8
06.01. | 9
06.01. | 10
06.01. | 11
06.01. | 12
06.01. | 13
06.01. | 14
06.01. | 15
06.01. | 16
06.01. | 17
06.01. | 18
06.01. | 19
06.01. | 20
06.01. | 21
06.01. | 22
06.01. | 23
06.01. | 24
07.01. | 1
07.01. | 2
07.01. | 3
07.01. | 4
07.01. | 5
07.01. | 6
07.01. | 7
07.01. | 8
07.01. | 9
07.01. | 10
07.01. | 11
07.01. | 12
07.01. | 13
07.01. | 14
07.01. | 15
07.01. | 16
07.01. | 17
07.01. | 18
07.01. | 19
07.01. | 20
07.01. | 21
07.01. | 22
07.01. | 23
07.01. | 24
08.01. | 1
08.01. | 2
08.01. | 3
08.01. | 4
08.01. | 5
08.01. | 6
08.01. | 7
08.01. | 8
08.01. | 9
08.01. | 10
08.01. | 11
08.01. | 12
08.01. | 13
08.01. | 14
08.01. | 15
08.01. | 16
08.01. | 17
08.01. | 18
08.01. | 19
08.01. | 20
08.01. | 21
08.01. | 22
08.01. | 23
08.01. | 24
09.01. | 1
09.01. | 2
09.01. | 3
09.01. | 4
09.01. | 5
09.01. | 6
09.01. | 7
09.01. | 8
09.01. | 9
09.01. | 10
09.01. | 11
09.01. | 12
09.01. | 13
09.01. | 14
09.01. | 15
09.01. | 16
09.01. | 17
09.01. | 18
09.01. | 19
09.01. | 20
09.01. | 21
09.01. | 22
09.01. | 23
09.01. | 24
10.01. | 1
10.01. | 2
10.01. | 3
10.01. | 4
10.01. | 5
10.01. | 6
10.01. | 7
10.01. | 8
10.01. | 9
10.01. | 10
10.01. | 11
10.01. | 12
10.01. | 13
10.01. | 14
10.01. | 15
10.01. | 16
10.01. | 17
10.01. | 18
10.01. | 19
10.01. | 20
10.01. | 21
10.01. | 22
10.01. | 23
10.01. | 24
11.01. | 1
11.01. | 2
11.01. | 3
11.01. | 4
11.01. | 5
11.01. | 6
11.01. | 7
11.01. | 8
11.01. | 9
11.01. | 10
11.01. | 11
11.01. | 12
11.01. | 13
11.01. | 14
11.01. | 15
11.01. | 16
11.01. | 17
11.01. | 18
11.01. | 19
11.01. | 20
11.01. | 21
11.01. | 22
11.01. | 23
11.01. | 24
12.01. | 1
12.01. | 2
12.01. | 3
12.01. | 4
12.01. | 5
12.01. | 6
12.01. | 7
12.01. | 8
12.01. | 9
12.01. | 10
12.01. | 11
12.01. | 12
12.01. | 13
12.01. | 14
12.01. | 15
12.01. | 16
12.01. | 17
12.01. | 18
12.01. | 19
12.01. | 20
12.01. | 21
12.01. | 22
12.01. | 23
12.01. | 24
13.01. | 1
13.01. | 2
13.01. | 3
13.01. | 4
13.01. | 5
13.01. | 6
13.01. | 7
13.01. | 8
13.01. | 9
13.01. | 10
13.01. | 11
13.01. | 12
13.01. | 13
13.01. | 14
13.01. | 15
13.01. | 16
13.01. | 17
13.01. | 18
13.01. | 19
13.01. | 20
13.01. | 21
13.01. | 22
13.01. | 23
13.01. | 24
14.01. | 1
14.01. | 2
14.01. | 3
14.01. | 4
14.01. | 5
14.01. | 6
14.01. | 7
14.01. | 8
14.01. | 9
14.01. | 10
14.01. | 11
14.01. | 12
14.01. | 13
14.01. | 14
14.01. | 15
14.01. | 16
14.01. | 17
14.01. | 18
14.01. | 19
14.01. | 20
14.01. | 21
14.01. | 22
14.01. | 23
14.01. | 24
15.01. | 1
15.01. | 2
15.01. | 3
15.01. | 4
15.01. | 5
15.01. | 6
15.01. | 7
15.01. | 8
15.01. | 9
15.01. | 10
15.01. | 11
15.01. | 12
15.01. | 13
15.01. | 14
15.01. | 15
15.01. | 16
15.01. | 17
15.01. | 18
15.01. | 19
15.01. | 20
15.01. | 21
15.01. | 22
15.01. | 23
15.01. | 24
16.01. | 1
16.01. | 2
16.01. | 3
16.01. | 4
16.01. | 5
16.01. | 6
16.01. | 7
16.01. | 8
16.01. | 9
16.01. | 10
16.01. | 11
16.01. | 12
16.01. | 13
16.01. | 14
16.01. | 15
16.01. | 16
16.01. | 17
16.01. | 18
16.01. | 19
16.01. | 20
16.01. | 21
16.01. | 22
16.01. | 23
16.01. | 24
17.01. | 1
17.01. | 2
17.01. | 3
17.01. | 4
17.01. | 5
17.01. | 6
17.01. | 7
17.01. | 8
17.01. | 9
17.01. | 10
17.01. | 11
17.01. | 12
17.01. | 13
17.01. | 14
17.01. | 15
17.01. | 16
17.01. | 17
17.01. | 18
17.01. | 19
17.01. | 20
17.01. | 21
17.01. | 22
17.01. | 23
17.01. | 24
18.01. | 1
18.01. | 2
18.01. | 3
18.01. | 4
18.01. | 5
18.01. | 6
18.01. | 7
18.01. | 8
18.01. | 9
18.01. | 10
18.01. | 11
18.01. | 12
18.01. | 13
18.01. | 14
18.01. | 15
18.01. | 16
18.01. | 17
18.01. | 18
18.01. | 19
18.01. | 20
18.01. | 21
18.01. | 22
18.01. | 23
18.01. | 24
19.01. | 1
19.01. | 2
19.01. | 3
19.01. | 4
19.01. | 5
19.01. | 6
19.01. | 7
19.01. | 8
19.01. | 9
19.01. | 10
19.01. | 11
19.01. | 12
19.01. | 13
19.01. | 14
19.01. | 15
19.01. | 16
19.01. | 17
19.01. | 18
19.01. | 19
19.01. | 20
19.01. | 21
19.01. | 22
19.01. | 23
19.01. | 24
20.01. | 1
20.01. | 2
20.01. | 3
20.01. | 4
20.01. | 5
20.01. | 6
20.01. | 7
20.01. | 8
20.01. | 9
20.01. | 10
20.01. | 11
20.01. | 12
20.01. | 13
20.01. | 14
20.01. | 15
20.01. | 16
20.01. | 17
20.01. | 18
20.01. | 19
20.01. | 20
20.01. | 21
20.01. | 22
20.01. | 23
20.01. | 24
21.01. | 1
21.01. | 2
21.01. | 3
21.01. | 4
21.01. | 5
21.01. | 6
21.01. | 7
21.01. | 8
21.01. | 9
21.01. | 10
21.01. | 11
21.01. | 12
21.01. | 13
21.01. | 14
21.01. | 15
21.01. | 16
21.01. | 17
21.01. | 18
21.01. | 19
21.01. | 20
21.01. | 21
21.01. | 22
21.01. | 23
21.01. | 24
22.01. | 1
22.01. | 2
22.01. | 3
22.01. | 4
22.01. | 5
22.01. | 6
22.01. | 7
22.01. | 8
22.01. | 9
22.01. | 10
22.01. | 11
22.01. | 12
22.01. | 13
22.01. | 14
22.01. | 15
22.01. | 16
22.01. | 17
22.01. | 18
22.01. | 19
22.01. | 20
22.01. | 21
22.01. | 22
22.01. | 23
22.01. | 24
23.01. | 1
23.01. | 2
23.01. | 3
23.01. | 4
23.01. | 5
23.01. | 6
23.01. | 7
23.01. | 8
23.01. | 9
23.01. | 10
23.01. | 11
23.01. | 12
23.01. | 13
23.01. | 14
23.01. | 15
23.01. | 16
23.01. | 17
23.01. | 18
23.01. | 19
23.01. | 20
23.01. | 21
23.01. | 22
23.01. | 23
23.01. | 24
24.01. | 1
24.01. | 2
24.01. | 3
24.01. | 4
24.01. | 5
24.01. | 6
24.01. | 7
24.01. | 8
24.01. | 9
24.01. | 10
24.01. | 11
24.01. | 12
24.01. | 13
24.01. | 14
24.01. | 15
24.01. | 16
24.01. | 17
24.01. | 18
24.01. | 19
24.01. | 20
24.01. | 21
24.01. | 22
24.01. | 23
24.01. | 24
25.01. | 1
25.01. | 2
25.01. | 3
25.01. | 4
25.01. | 5
25.01. | 6
25.01. | 7
25.01. | 8
25.01. | 9
25.01. | 10
25.01. | 11
25.01. | 12
25.01. | 13
25.01. | 14
25.01. | 15
25.01. | 16
25.01. | 17
25.01. | 18
25.01. | 19
25.01. | 20
25.01. | 21
25.01. | 22
25.01. | 23
25.01. | 24
26.01. | 1
26.01. | 2
26.01. | 3
26.01. | 4
26.01. | 5
26.01. | 6
26.01. | 7
26.01. | 8
26.01. | 9
26.01. | 10
26.01. | 11
26.01. | 12
26.01. | 13
26.01. | 14
26.01. | 15
26.01. | 16
26.01. | 17
26.01. | 18
26.01. | 19
26.01. | 20
26.01. | 21
26.01. | 22
26.01. | 23
26.01. | 24
27.01. | 1
27.01. | 2
27.01. | 3
27.01. | 4
27.01. | 5
27.01. | 6
27.01. | 7
27.01. | 8
27.01. | 9
27.01. | 10
27.01. | 11
27.01. | 12
27.01. | 13
27.01. | 14
27.01. | 15
27.01. | 16
27.01. | 17
27.01. | 18
27.01. | 19
27.01. | 20
27.01. | 21
27.01. | 22
27.01. | 23
27.01. | 24
28.01. | 1
28.01. | 2
28.01. | 3
28.01. | 4
28.01. | 5
28.01. | 6
28.01. | 7
28.01. | 8
28.01. | 9
28.01. | 10
28.01. | 11
28.01. | 12
28.01. | 13
28.01. | 14
28.01. | 15
28.01. | 16
28.01. | 17
28.01. | 18
28.01. | 19
28.01. | 20
28.01. | 21
28.01. | 22
28.01. | 23
28.01. | 24
29.01. | 1
29.01. | 2
29.01. | 3
29.01. | 4
29.01. | 5
29.01. | 6
29.01. | 7
29.01. | 8
29.01. | 9
29.01. | 10
29.01. | 11
29.01. | 12
29.01. | 13
29.01. | 14
29.01. | 15
29.01. | 16
29.01. | 17
29.01. | 18
29.01. | 19
29.01. | 20
29.01. | 21
29.01. | 22
29.01. | 23
29.01. | 24
30.01. | 1
30.01. | 2
30.01. | 3
30.01. | 4
30.01. | 5
30.01. | 6
30.01. | 7
30.01. | 8
30.01. | 9
30.01. | 10
30.01. | 11
30.01. | 12
30.01. | 13
30.01. | 14
30.01. | 15
30.01. | 16
30.01. | 17
30.01. | 18
30.01. | 19
30.01. | 20
30.01. | 21
30.01. | 22
30.01. | 23
30.01. | 24
31.01. | 1
31.01. | 2
31.01. | 3
31.01. | 4
31.01. | 5
31.01. | 6
31.01. | 7
31.01. | 8
31.01. | 9
31.01. | 10
31.01. | 11
31.01. | 12
31.01. | 13
31.01. | 14
31.01. | 15
31.01. | 16
31.01. | 17
31.01. | 18
31.01. | 19
31.01. | 20
31.01. | 21
31.01. | 22
31.01. | 23
31.01. | 24
01.02. | 1
01.02. | 2
01.02. | 3
01.02. | 4
01.02. | 5
01.02. | 6
01.02. | 7
01.02. | 8
01.02. | 9
01.02. | 10
01.02. | 11
01.02. | 12
01.02. | 13
01.02. | 14
01.02. | 15
01.02. | 16
01.02. | 17
01.02. | 18
01.02. | 19
01.02. | 20
01.02. | 21
01.02. | 22
01.02. | 23
01.02. | 24
02.02. | 1
02.02. | 2
02.02. | 3
02.02. | 4
02.02. | 5
02.02. | 6
02.02. | 7
02.02. | 8
02.02. | 9
02.02. | 10
02.02. | 11
02.02. | 12
02.02. | 13
02.02. | 14
02.02. | 15
02.02. | 16
02.02. | 17
02.02. | 18
02.02. | 19
02.02. | 20
02.02. | 21
02.02. | 22
02.02. | 23
02.02. | 24
03.02. | 1
03.02. | 2
03.02. | 3
03.02. | 4
03.02. | 5
03.02. | 6
03.02. | 7
03.02. | 8
03.02. | 9
03.02. | 10
03.02. | 11
03.02. | 12
03.02. | 13
03.02. | 14
03.02. | 15
03.02. | 16
03.02. | 17
03.02. | 18
03.02. | 19
03.02. | 20
03.02. | 21
03.02. | 22
03.02. | 23
03.02. | 24
04.02. | 1
04.02. | 2
04.02. | 3
04.02. | 4
04.02. | 5
04.02. | 6
04.02. | 7
04.02. | 8
04.02. | 9
04.02. | 10
04.02. | 11
04.02. | 12
04.02. | 13
04.02. | 14
04.02. | 15
04.02. | 16
04.02. | 17
04.02. | 18
04.02. | 19
04.02. | 20
04.02. | 21
04.02. | 22
04.02. | 23
04.02. | 24
05.02. | 1
05.02. | 2
05.02. | 3
05.02. | 4
05.02. | 5
05.02. | 6
05.02. | 7
05.02. | 8
05.02. | 9
05.02. | 10
05.02. | 11
05.02. | 12
05.02. | 13
05.02. | 14
05.02. | 15
05.02. | 16
05.02. | 17
05.02. | 18
05.02. | 19
05.02. | 20
05.02. | 21
05.02. | 22
05.02. | 23
05.02. | 24
06.02. | 1
06.02. | 2
06.02. | 3
06.02. | 4
06.02. | 5
06.02. | 6
06.02. | 7
06.02. | 8
06.02. | 9
06.02. | 10
06.02. | 11
06.02. | 12
06.02. | 13
06.02. | 14
06.02. | 15
06.02. | 16
06.02. | 17
06.02. | 18
06.02. | 19
06.02. | 20
06.02. | 21
06.02. | 22
06.02. | 23
06.02. | 24
07.02. | 1
07.02. | 2
07.02. | 3
07.02. | 4
07.02. | 5
07.02. | 6
07.02. | 7
07.02. | 8
07.02. | 9
07.02. | 10
07.02. | 11
07.02. | 12
07.02. | 13
07.02. | 14
07.02. | 15
07.02. | 16
07.02. | 17
07.02. | 18
07.02. | 19
07.02. | 20
07.02. | 21
07.02. | 22
07.02. | 23
07.02. | 24
08.02. | 1
08.02. | 2
08.02. | 3
08.02. | 4
08.02. | 5
08.02. | 6
08.02. | 7
08.02. | 8
08.02. | 9
08.02. | 10
08.02. | 11
08.02. | 12
08.02. | 13
08.02. | 14
08.02. | 15
08.02. | 16
08.02. | 17
08.02. | 18
08.02. | 19
08.02. | 20
08.02. | 21
08.02. | 22
08.02. | 23
08.02. | 24
09.02. | 1
09.02. | 2
09.02. | 3
09.02. | 4
09.02. | 5
09.02. | 6
09.02. | 7
09.02. | 8
09.02. | 9
09.02. | 10
09.02. | 11
09.02. | 12
09.02. | 13
09.02. | 14
09.02. | 15
09.02. | 16
09.02. | 17
09.02. | 18
09.02. | 19
09.02. | 20
09.02. | 21
09.02. | 22
09.02. | 23
09.02. | 24
10.02. | 1
10.02. | 2
10.02. | 3
10.02. | 4
10.02. | 5
10.02. | 6
10.02. | 7
10.02. | 8
10.02. | 9
10.02. | 10
10.02. | 11
10.02. | 12
10.02. | 13
10.02. | 14
10.02. | 15
10.02. | 16
10.02. | 17
10.02. | 18
10.02. | 19
10.02. | 20
10.02. | 21
10.02. | 22
10.02. | 23
10.02. | 24
11.02. | 1
11.02. | 2
11.02. | 3
11.02. | 4
11.02. | 5
11.02. | 6
11.02. | 7
11.02. | 8
11.02. | 9
11.02. | 10
11.02. | 11
11.02. | 12
11.02. | 13
11.02. | 14
11.02. | 15
11.02. | 16
11.02. | 17
11.02. | 18
11.02. | 19
11.02. | 20
11.02. | 21
11.02. | 22
11.02. | 23
11.02. | 24
12.02. | 1
12.02. | 2
12.02. | 3
12.02. | 4
12.02. | 5
12.02. | 6
12.02. | 7
12.02. | 8
12.02. | 9
12.02. | 10
12.02. | 11
12.02. | 12
12.02. | 13
12.02. | 14
12.02. | 15
12.02. | 16
12.02. | 17
12.02. | 18
12.02. | 19
12.02. | 20
12.02. | 21
12.02. | 22
12.02. | 23
12.02. | 24
13.02. | 1
13.02. | 2
13.02. | 3
13.02. | 4
13.02. | 5
13.02. | 6
13.02. | 7
13.02. | 8
13.02. | 9
13.02. | 10
13.02. | 11
13.02. | 12
13.02. | 13
13.02. | 14
13.02. | 15
13.02. | 16
13.02. | 17
13.02. | 18
13.02. | 19
13.02. | 20
13.02. | 21
13.02. | 22
13.02. | 23
13.02. | 24
14.02. | 1
14.02. | 2
14.02. | 3
14.02. | 4
14.02. | 5
14.02. | 6
14.02. | 7
14.02. | 8
14.02. | 9
14.02. | 10
14.02. | 11
14.02. | 12
14.02. | 13
14.02. | 14
14.02. | 15
14.02. | 16
14.02. | 17
14.02. | 18
14.02. | 19
14.02. | 20
14.02. | 21
14.02. | 22
14.02. | 23
14.02. | 24
15.02. | 1
15.02. | 2
15.02. | 3
15.02. | 4
15.02. | 5
15.02. | 6
15.02. | 7
15.02. | 8
15.02. | 9
15.02. | 10
15.02. | 11
15.02. | 12
15.02. | 13
15.02. | 14
15.02. | 15
15.02. | 16
15.02. | 17
15.02. | 18
15.02. | 19
15.02. | 20
15.02. | 21
15.02. | 22
15.02. | 23
15.02. | 24
16.02. | 1
16.02. | 2
16.02. | 3
16.02. | 4
16.02. | 5
16.02. | 6
16.02. | 7
16.02. | 8
16.02. | 9
16.02. | 10
16.02. | 11
16.02. | 12
16.02. | 13
16.02. | 14
16.02. | 15
16.02. | 16
16.02. | 17
16.02. | 18
16.02. | 19
16.02. | 20
16.02. | 21
16.02. | 22
16.02. | 23
16.02. | 24
17.02. | 1
17.02. | 2
17.02. | 3
17.02. | 4
17.02. | 5
17.02. | 6
17.02. | 7
17.02. | 8
17.02. | 9
17.02. | 10
17.02. | 11
17.02. | 12
17.02. | 13
17.02. | 14
17.02. | 15
17.02. | 16
17.02. | 17
17.02. | 18
17.02. | 19
17.02. | 20
17.02. | 21
17.02. | 22
17.02. | 23
17.02. | 24
18.02. | 1
18.02. | 2
18.02. | 3
18.02. | 4
18.02. | 5
18.02. | 6
18.02. | 7
18.02. | 8
18.02. | 9
18.02. | 10
18.02. | 11
18.02. | 12
18.02. | 13
18.02. | 14
18.02. | 15
18.02. | 16
18.02. | 17
18.02. | 18
18.02. | 19
18.02. | 20
18.02. | 21
18.02. | 22
18.02. | 23
18.02. | 24
19.02. | 1
19.02. | 2
19.02. | 3
19.02. | 4
19.02. | 5
19.02. | 6
19.02. | 7
19.02. | 8
19.02. | 9
19.02. | 10
19.02. | 11
19.02. | 12
19.02. | 13
19.02. | 14
19.02. | 15
19.02. | 16
19.02. | 17
19.02. | 18
19.02. | 19
19.02. | 20
19.02. | 21
19.02. | 22
19.02. | 23
19.02. | 24
20.02. | 1
20.02. | 2
20.02. | 3
20.02. | 4
20.02. | 5
20.02. | 6
20.02. | 7
20.02. | 8
20.02. | 9
20.02. | 10
20.02. | 11
20.02. | 12
20.02. | 13
20.02. | 14
20.02. | 15
20.02. | 16
20.02. | 17
20.02. | 18
20.02. | 19
20.02. | 20
20.02. | 21
20.02. | 22
20.02. | 23
20.02. | 24
21.02. | 1
21.02. | 2
21.02. | 3
21.02. | 4
21.02. | 5
21.02. | 6
21.02. | 7
21.02. | 8
21.02. | 9
21.02. | 10
21.02. | 11
21.02. | 12
21.02. | 13
21.02. | 14
21.02. | 15
21.02. | 16
21.02. | 17
21.02. | 18
21.02. | 19
21.02. | 20
21.02. | 21
21.02. | 22
21.02. | 23
21.02. | 24
22.02. | 1
22.02. | 2
22.02. | 3
22.02. | 4
22.02. | 5
22.02. | 6
22.02. | 7
22.02. | 8
22.02. | 9
22.02. | 10
22.02. | 11
22.02. | 12
22.02. | 13
22.02. | 14
22.02. | 15
22.02. | 16
22.02. | 17
22.02. | 18
22.02. | 19
22.02. | 20
22.02. | 21
22.02. | 22
22.02. | 23
22.02. | 24
23.02. | 1
23.02. | 2
23.02. | 3
23.02. | 4
23.02. | 5
23.02. | 6
23.02. | 7
23.02. | 8
23.02. | 9
23.02. | 10
23.02. | 11
23.02. | 12
23.02. | 13
23.02. | 14
23.02. | 15
23.02. | 16
23.02. | 17
23.02. | 18
23.02. | 19
23.02. | 20
23.02. | 21
23.02. | 22
23.02. | 23
23.02. | 24
24.02. | 1
24.02. | 2
24.02. | 3
24.02. | 4
24.02. | 5
24.02. | 6
24.02. | 7
24.02. | 8
24.02. | 9
24.02. | 10
24.02. | 11
24.02. | 12
24.02. | 13
24.02. | 14
24.02. | 15
24.02. | 16
24.02. | 17
24.02. | 18
24.02. | 19
24.02. | 20
24.02. | 21
24.02. | 22
24.02. | 23
24.02. | 24
25.02. | 1
25.02. | 2
25.02. | 3
25.02. | 4
25.02. | 5
25.02. | 6
25.02. | 7
25.02. | 8
25.02. | 9
25.02. | 10
25.02. | 11
25.02. | 12
25.02. | 13
25.02. | 14
25.02. | 15
25.02. | 16
25.02. | 17
25.02. | 18
25.02. | 19
25.02. | 20
25.02. | 21
25.02. | 22
25.02. | 23
25.02. | 24
26.02. | 1
26.02. | 2
26.02. | 3
26.02. | 4
26.02. | 5
26.02. | 6
26.02. | 7
26.02. | 8
26.02. | 9
26.02. | 10
26.02. | 11
26.02. | 12
26.02. | 13
26.02. | 14
26.02. | 15
26.02. | 16
26.02. | 17
26.02. | 18
26.02. | 19
26.02. | 20
26.02. | 21
26.02. | 22
26.02. | 23
26.02. | 24
27.02. | 1
27.02. | 2
27.02. | 3
27.02. | 4
27.02. | 5
27.02. | 6
27.02. | 7
27.02. | 8
27.02. | 9
27.02. | 10
27.02. | 11
27.02. | 12
27.02. | 13
27.02. | 14
27.02. | 15
27.02. | 16
27.02. | 17
27.02. | 18
27.02. | 19
27.02. | 20
27.02. | 21
27.02. | 22
27.02. | 23
27.02. | 24
28.02. | 1
28.02. | 2
28.02. | 3
28.02. | 4
28.02. | 5
28.02. | 6
28.02. | 7
28.02. | 8
28.02. | 9
28.02. | 10
28.02. | 11
28.02. | 12
28.02. | 13
28.02. | 14
28.02. | 15
28.02. | 16
28.02. | 17
28.02. | 18
28.02. | 19
28.02. | 20
28.02. | 21
28.02. | 22
28.02. | 23
28.02. | 24
01.03. | 1
01.03. | 2
01.03. | 3
01.03. | 4
01.03. | 5
01.03. | 6
01.03. | 7
01.03. | 8
01.03. | 9
01.03. | 10
01.03. | 11
01.03. | 12
01.03. | 13
01.03. | 14
01.03. | 15
01.03. | 16
01.03. | 17
01.03. | 18
01.03. | 19
01.03. | 20
01.03. | 21
01.03. | 22
01.03. | 23
01.03. | 24
02.03. | 1
02.03. | 2
02.03. | 3
02.03. | 4
02.03. | 5
02.03. | 6
02.03. | 7
02.03. | 8
02.03. | 9
02.03. | 10
02.03. | 11
02.03. | 12
02.03. | 13
02.03. | 14
02.03. | 15
02.03. | 16
02.03. | 17
02.03. | 18
02.03. | 19
02.03. | 20
02.03. | 21
02.03. | 22
02.03. | 23
02.03. | 24
03.03. | 1
03.03. | 2
03.03. | 3
03.03. | 4
03.03. | 5
03.03. | 6
03.03. | 7
03.03. | 8
03.03. | 9
03.03. | 10
03.03. | 11
03.03. | 12
03.03. | 13
03.03. | 14
03.03. | 15
03.03. | 16
03.03. | 17
03.03. | 18
03.03. | 19
03.03. | 20
03.03. | 21
03.03. | 22
03.03. | 23
03.03. | 24
04.03. | 1
04.03. | 2
04.03. | 3
04.03. | 4
04.03. | 5
04.03. | 6
04.03. | 7
04.03. | 8
04.03. | 9
04.03. | 10
04.03. | 11
04.03. | 12
04.03. | 13
04.03. | 14
04.03. | 15
04.03. | 16
04.03. | 17
04.03. | 18
04.03. | 19
04.03. | 20
04.03. | 21
04.03. | 22
04.03. | 23
04.03. | 24
05.03. | 1
05.03. | 2
05.03. | 3
05.03. | 4
05.03. | 5
05.03. | 6
05.03. | 7
05.03. | 8
05.03. | 9
05.03. | 10
05.03. | 11
05.03. | 12
05.03. | 13
05.03. | 14
05.03. | 15
05.03. | 16
05.03. | 17
05.03. | 18
05.03. | 19
05.03. | 20
05.03. | 21
05.03. | 22
05.03. | 23
05.03. | 24
06.03. | 1
06.03. | 2
06.03. | 3
06.03. | 4
06.03. | 5
06.03. | 6
06.03. | 7
06.03. | 8
06.03. | 9
06.03. | 10
06.03. | 11
06.03. | 12
06.03. | 13
06.03. | 14
06.03. | 15
06.03. | 16
06.03. | 17
06.03. | 18
06.03. | 19
06.03. | 20
06.03. | 21
06.03. | 22
06.03. | 23
06.03. | 24
07.03. | 1
07.03. | 2
07.03. | 3
07.03. | 4
07.03. | 5
07.03. | 6
07.03. | 7
07.03. | 8
07.03. | 9
07.03. | 10
07.03. | 11
07.03. | 12
07.03. | 13
07.03. | 14
07.03. | 15
07.03. | 16
07.03. | 17
07.03. | 18
07.03. | 19
07.03. | 20
07.03. | 21
07.03. | 22
07.03. | 23
07.03. | 24
08.03. | 1
08.03. | 2
08.03. | 3
08.03. | 4
08.03. | 5
08.03. | 6
08.03. | 7
08.03. | 8
08.03. | 9
08.03. | 10
08.03. | 11
08.03. | 12
08.03. | 13
08.03. | 14
08.03. | 15
08.03. | 16
08.03. | 17
08.03. | 18
08.03. | 19
08.03. | 20
08.03. | 21
08.03. | 22
08.03. | 23
08.03. | 24
09.03. | 1
09.03. | 2
09.03. | 3
09.03. | 4
09.03. | 5
09.03. | 6
09.03. | 7
09.03. | 8
09.03. | 9
09.03. | 10
09.03. | 11
09.03. | 12
09.03. | 13
09.03. | 14
09.03. | 15
09.03. | 16
09.03. | 17
09.03. | 18
09.03. | 19
09.03. | 20
09.03. | 21
09.03. | 22
09.03. | 23
09.03. | 24
10.03. | 1
10.03. | 2
10.03. | 3
10.03. | 4
10.03. | 5
10.03. | 6
10.03. | 7
10.03. | 8
10.03. | 9
10.03. | 10
10.03. | 11
10.03. | 12
10.03. | 13
10.03. | 14
10.03. | 15
10.03. | 16
10.03. | 17
10.03. | 18
10.03. | 19
10.03. | 20
10.03. | 21
10.03. | 22
10.03. | 23
10.03. | 24
11.03. | 1
11.03. | 2
11.03. | 3
11.03. | 4
11.03. | 5
11.03. | 6
11.03. | 7
11.03. | 8
11.03. | 9
11.03. | 10
11.03. | 11
11.03. | 12
11.03. | 13
11.03. | 14
11.03. | 15
11.03. | 16
11.03. | 17
11.03. | 18
11.03. | 19
11.03. | 20
11.03. | 21
11.03. | 22
11.03. | 23
11.03. | 24
12.03. | 1
12.03. | 2
12.03. | 3
12.03. | 4
12.03. | 5
12.03. | 6
12.03. | 7
12.03. | 8
12.03. | 9
12.03. | 10
12.03. | 11
12.03. | 12
12.03. | 13
12.03. | 14
12.03. | 15
12.03. | 16
12.03. | 17
12.03. | 18
12.03. | 19
12.03. | 20
12.03. | 21
12.03. | 22
12.03. | 23
12.03. | 24
13.03. | 1
13.03. | 2
13.03. | 3
13.03. | 4
13.03. | 5
13.03. | 6
13.03. | 7
13.03. | 8
13.03. | 9
13.03. | 10
13.03. | 11
13.03. | 12
13.03. | 13
13.03. | 14
13.03. | 15
13.03. | 16
13.03. | 17
13.03. | 18
13.03. | 19
13.03. | 20
13.03. | 21
13.03. | 22
13.03. | 23
13.03. | 24
14.03. | 1
14.03. | 2
14.03. | 3
14.03. | 4
14.03. | 5
14.03. | 6
14.03. | 7
14.03. | 8
14.03. | 9
14.03. | 10
14.03. | 11
14.03. | 12
14.03. | 13
14.03. | 14
14.03. | 15
14.03. | 16
14.03. | 17
14.03. | 18
14.03. | 19
14.03. | 20
14.03. | 21
14.03. | 22
14.03. | 23
14.03. | 24
15.03. | 1
15.03. | 2
15.03. | 3
15.03. | 4
15.03. | 5
15.03. | 6
15.03. | 7
15.03. | 8
15.03. | 9
15.03. | 10
15.03. | 11
15.03. | 12
15.03. | 13
15.03. | 14
15.03. | 15
15.03. | 16
15.03. | 17
15.03. | 18
15.03. | 19
15.03. | 20
15.03. | 21
15.03. | 22
15.03. | 23
15.03. | 24
16.03. | 1
16.03. | 2
16.03. | 3
16.03. | 4
16.03. | 5
16.03. | 6
16.03. | 7
16.03. | 8
16.03. | 9
16.03. | 10
16.03. | 11
16.03. | 12
16.03. | 13
16.03. | 14
16.03. | 15
16.03. | 16
16.03. | 17
16.03. | 18
16.03. | 19
16.03. | 20
16.03. | 21
16.03. | 22
16.03. | 23
16.03. | 24
17.03. | 1
17.03. | 2
17.03. | 3
17.03. | 4
17.03. | 5
17.03. | 6
17.03. | 7
17.03. | 8
17.03. | 9
17.03. | 10
17.03. | 11
17.03. | 12
17.03. | 13
17.03. | 14
17.03. | 15
17.03. | 16
17.03. | 17
17.03. | 18
17.03. | 19
17.03. | 20
17.03. | 21
17.03. | 22
17.03. | 23
17.03. | 24
18.03. | 1
18.03. | 2
18.03. | 3
18.03. | 4
18.03. | 5
18.03. | 6
18.03. | 7
18.03. | 8
18.03. | 9
18.03. | 10
18.03. | 11
18.03. | 12
18.03. | 13
18.03. | 14
18.03. | 15
18.03. | 16
18.03. | 17
18.03. | 18
18.03. | 19
18.03. | 20
18.03. | 21
18.03. | 22
18.03. | 23
18.03. | 24
19.03. | 1
19.03. | 2
19.03. | 3
19.03. | 4
19.03. | 5
19.03. | 6
19.03. | 7
19.03. | 8
19.03. | 9
19.03. | 10
19.03. | 11
19.03. | 12
19.03. | 13
19.03. | 14
19.03. | 15
19.03. | 16
19.03. | 17
19.03. | 18
19.03. | 19
19.03. | 20
19.03. | 21
19.03. | 22
19.03. | 23
19.03. | 24
20.03. | 1
20.03. | 2
20.03. | 3
20.03. | 4
20.03. | 5
20.03. | 6
20.03. | 7
20.03. | 8
20.03. | 9
20.03. | 10
20.03. | 11
20.03. | 12
20.03. | 13
20.03. | 14
20.03. | 15
20.03. | 16
20.03. | 17
20.03. | 18
20.03. | 19
20.03. | 20
20.03. | 21
20.03. | 22
20.03. | 23
20.03. | 24
21.03. | 1
21.03. | 2
21.03. | 3
21.03. | 4
21.03. | 5
21.03. | 6
21.03. | 7
21.03. | 8
21.03. | 9
21.03. | 10
21.03. | 11
21.03. | 12
21.03. | 13
21.03. | 14
21.03. | 15
21.03. | 16
21.03. | 17
21.03. | 18
21.03. | 19
21.03. | 20
21.03. | 21
21.03. | 22
21.03. | 23
21.03. | 24
22.03. | 1
22.03. | 2
22.03. | 3
22.03. | 4
22.03. | 5
22.03. | 6
22.03. | 7
22.03. | 8
22.03. | 9
22.03. | 10
22.03. | 11
22.03. | 12
22.03. | 13
22.03. | 14
22.03. | 15
22.03. | 16
22.03. | 17
22.03. | 18
22.03. | 19
22.03. | 20
22.03. | 21
22.03. | 22
22.03. | 23
22.03. | 24
23.03. | 1
23.03. | 2
23.03. | 3
23.03. | 4
23.03. | 5
23.03. | 6
23.03. | 7
23.03. | 8
23.03. | 9
23.03. | 10
23.03. | 11
23.03. | 12
23.03. | 13
23.03. | 14
23.03. | 15
23.03. | 16
23.03. | 17
23.03. | 18
23.03. | 19
23.03. | 20
23.03. | 21
23.03. | 22
23.03. | 23
23.03. | 24
24.03. | 1
24.03. | 2
24.03. | 3
24.03. | 4
24.03. | 5
24.03. | 6
24.03. | 7
24.03. | 8
24.03. | 9
24.03. | 10
24.03. | 11
24.03. | 12
24.03. | 13
24.03. | 14
24.03. | 15
24.03. | 16
24.03. | 17
24.03. | 18
24.03. | 19
24.03. | 20
24.03. | 21
24.03. | 22
24.03. | 23
24.03. | 24
25.03. | 1
25.03. | 2
25.03. | 3
25.03. | 4
25.03. | 5
25.03. | 6
25.03. | 7
25.03. | 8
25.03. | 9
25.03. | 10
25.03. | 11
25.03. | 12
25.03. | 13
25.03. | 14
25.03. | 15
25.03. | 16
25.03. | 17
25.03. | 18
25.03. | 19
25.03. | 20
25.03. | 21
25.03. | 22
25.03. | 23
25.03. | 24
26.03. | 1
26.03. | 2
26.03. | 3
26.03. | 4
26.03. | 5
26.03. | 6
26.03. | 7
26.03. | 8
26.03. | 9
26.03. | 10
26.03. | 11
26.03. | 12
26.03. | 13
26.03. | 14
26.03. | 15
26.03. | 16
26.03. | 17
26.03. | 18
26.03. | 19
26.03. | 20
26.03. | 21
26.03. | 22
26.03. | 23
26.03. | 24
27.03. | 1
27.03. | 2
27.03. | 3
27.03. | 4
27.03. | 5
27.03. | 6
27.03. | 7
27.03. | 8
27.03. | 9
27.03. | 10
27.03. | 11
27.03. | 12
27.03. | 13
27.03. | 14
27.03. | 15
27.03. | 16
27.03. | 17
27.03. | 18
27.03. | 19
27.03. | 20
27.03. | 21
27.03. | 22
27.03. | 23
27.03. | 24
28.03. | 1
28.03. | 2
28.03. | 3
28.03. | 4
28.03. | 5
28.03. | 6
28.03. | 7
28.03. | 8
28.03. | 9
28.03. | 10
28.03. | 11
28.03. | 12
28.03. | 13
28.03. | 14
28.03. | 15
28.03. | 16
28.03. | 17
28.03. | 18
28.03. | 19
28.03. | 20
28.03. | 21
28.03. | 22
28.03. | 23
28.03. | 24
29.03. | 1
29.03. | 2
29.03. | 3
29.03. | 4
29.03. | 5
29.03. | 6
29.03. | 7
29.03. | 8
29.03. | 9
29.03. | 10
29.03. | 11
29.03. | 12
29.03. | 13
29.03. | 14
29.03. | 15
29.03. | 16
29.03. | 17
29.03. | 18
29.03. | 19
29.03. | 20
29.03. | 21
29.03. | 22
29.03. | 23
29.03. | 24
30.03. | 1
30.03. | 2
30.03. | 3
30.03. | 4
30.03. | 5
30.03. | 6
30.03. | 7
30.03. | 8
30.03. | 9
30.03. | 10
30.03. | 11
30.03. | 12
30.03. | 13
30.03. | 14
30.03. | 15
30.03. | 16
30.03. | 17
30.03. | 18
30.03. | 19
30.03. | 20
30.03. | 21
30.03. | 22
30.03. | 23
30.03. | 24
31.03. | 1
31.03. | 2
31.03. | 3
31.03. | 4
31.03. | 5
31.03. | 6
31.03. | 7
31.03. | 8
31.03. | 9
31.03. | 10
31.03. | 11
31.03. | 12
31.03. | 13
31.03. | 14
31.03. | 15
31.03. | 16
31.03. | 17
31.03. | 18
31.03. | 19
31.03. | 20
31.03. | 21
31.03. | 22
31.03. | 23
31.03. | 24
01.04. | 1
01.04. | 2
01.04. | 3
01.04. | 4
01.04. | 5
01.04. | 6
01.04. | 7
01.04. | 8
01.04. | 9
01.04. | 10
01.04. | 11
01.04. | 12
01.04. | 13
01.04. | 14
01.04. | 15
01.04. | 16
01.04. | 17
01.04. | 18
01.04. | 19
01.04. | 20
01.04. | 21
01.04. | 22
01.04. | 23
01.04. | 24
02.04. | 1
02.04. | 2
02.04. | 3
02.04. | 4
02.04. | 5
02.04. | 6
02.04. | 7
02.04. | 8
02.04. | 9
02.04. | 10
02.04. | 11
02.04. | 12
02.04. | 13
02.04. | 14
02.04. | 15
02.04. | 16
02.04. | 17
02.04. | 18
02.04. | 19
02.04. | 20
02.04. | 21
02.04. | 22
02.04. | 23
02.04. | 24
03.04. | 1
03.04. | 2
03.04. | 3
03.04. | 4
03.04. | 5
03.04. | 6
03.04. | 7
03.04. | 8
03.04. | 9
03.04. | 10
03.04. | 11
03.04. | 12
03.04. | 13
03.04. | 14
03.04. | 15
03.04. | 16
03.04. | 17
03.04. | 18
03.04. | 19
03.04. | 20
03.04. | 21
03.04. | 22
03.04. | 23
03.04. | 24
04.04. | 1
04.04. | 2
04.04. | 3
04.04. | 4
04.04. | 5
04.04. | 6
04.04. | 7
04.04. | 8
04.04. | 9
04.04. | 10
04.04. | 11
04.04. | 12
04.04. | 13
04.04. | 14
04.04. | 15
04.04. | 16
04.04. | 17
04.04. | 18
04.04. | 19
04.04. | 20
04.04. | 21
04.04. | 22
04.04. | 23
04.04. | 24
05.04. | 1
05.04. | 2
05.04. | 3
05.04. | 4
05.04. | 5
05.04. | 6
05.04. | 7
05.04. | 8
05.04. | 9
05.04. | 10
05.04. | 11
05.04. | 12
05.04. | 13
05.04. | 14
05.04. | 15
05.04. | 16
05.04. | 17
05.04. | 18
05.04. | 19
05.04. | 20
05.04. | 21
05.04. | 22
05.04. | 23
05.04. | 24
06.04. | 1
06.04. | 2
06.04. | 3
06.04. | 4
06.04. | 5
06.04. | 6
06.04. | 7
06.04. | 8
06.04. | 9
06.04. | 10
06.04. | 11
06.04. | 12
06.04. | 13
06.04. | 14
06.04. | 15
06.04. | 16
06.04. | 17
06.04. | 18
06.04. | 19
06.04. | 20
06.04. | 21
06.04. | 22
06.04. | 23
06.04. | 24
07.04. | 1
07.04. | 2
07.04. | 3
07.04. | 4
07.04. | 5
07.04. | 6
07.04. | 7
07.04. | 8
07.04. | 9
07.04. | 10
07.04. | 11
07.04. | 12
07.04. | 13
07.04. | 14
07.04. | 15
07.04. | 16
07.04. | 17
07.04. | 18
07.04. | 19
07.04. | 20
07.04. | 21
07.04. | 22
07.04. | 23
07.04. | 24
08.04. | 1
08.04. | 2
08.04. | 3
08.04. | 4
08.04. | 5
08.04. | 6
08.04. | 7
08.04. | 8
08.04. | 9
08.04. | 10
08.04. | 11
08.04. | 12
08.04. | 13
08.04. | 14
08.04. | 15
08.04. | 16
08.04. | 17
08.04. | 18
08.04. | 19
08.04. | 20
08.04. | 21
08.04. | 22
08.04. | 23
08.04. | 24
09.04. | 1
09.04. | 2
09.04. | 3
09.04. | 4
09.04. | 5
09.04. | 6
09.04. | 7
09.04. | 8
09.04. | 9
09.04. | 10
09.04. | 11
09.04. | 12
09.04. | 13
09.04. | 14
09.04. | 15
09.04. | 16
09.04. | 17
09.04. | 18
09.04. | 19
09.04. | 20
09.04. | 21
09.04. | 22
09.04. | 23
09.04. | 24
10.04. | 1
10.04. | 2
10.04. | 3
10.04. | 4
10.04. | 5
10.04. | 6
10.04. | 7
10.04. | 8
10.04. | 9
10.04. | 10
10.04. | 11
10.04. | 12
10.04. | 13
10.04. | 14
10.04. | 15
10.04. | 16
10.04. | 17
10.04. | 18
10.04. | 19
10.04. | 20
10.04. | 21
10.04. | 22
10.04. | 23
10.04. | 24
11.04. | 1
11.04. | 2
11.04. | 3
11.04. | 4
11.04. | 5
11.04. | 6
11.04. | 7
11.04. | 8
11.04. | 9
11.04. | 10
11.04. | 11
11.04. | 12
11.04. | 13
11.04. | 14
11.04. | 15
11.04. | 16
11.04. | 17
11.04. | 18
11.04. | 19
11.04. | 20
11.04. | 21
11.04. | 22
11.04. | 23
11.04. | 24
12.04. | 1
12.04. | 2
12.04. | 3
12.04. | 4
12.04. | 5
12.04. | 6
12.04. | 7
12.04. | 8
12.04. | 9
12.04. | 10
12.04. | 11
12.04. | 12
12.04. | 13
12.04. | 14
12.04. | 15
12.04. | 16
12.04. | 17
12.04. | 18
12.04. | 19
12.04. | 20
12.04. | 21
12.04. | 22
12.04. | 23
12.04. | 24
13.04. | 1
13.04. | 2
13.04. | 3
13.04. | 4
13.04. | 5
13.04. | 6
13.04. | 7
13.04. | 8
13.04. | 9
13.04. | 10
13.04. | 11
13.04. | 12
13.04. | 13
13.04. | 14
13.04. | 15
13.04. | 16
13.04. | 17
13.04. | 18
13.04. | 19
13.04. | 20
13.04. | 21
13.04. | 22
13.04. | 23
13.04. | 24
14.04. | 1
14.04. | 2
14.04. | 3
14.04. | 4
14.04. | 5
14.04. | 6
14.04. | 7
14.04. | 8
14.04. | 9
14.04. | 10
14.04. | 11
14.04. | 12
14.04. | 13
14.04. | 14
14.04. | 15
14.04. | 16
14.04. | 17
14.04. | 18
14.04. | 19
14.04. | 20
14.04. | 21
14.04. | 22
14.04. | 23
14.04. | 24
15.04. | 1
15.04. | 2
15.04. | 3
15.04. | 4
15.04. | 5
15.04. | 6
15.04. | 7
15.04. | 8
15.04. | 9
15.04. | 10
15.04. | 11
15.04. | 12
15.04. | 13
15.04. | 14
15.04. | 15
15.04. | 16
15.04. | 17
15.04. | 18
15.04. | 19
15.04. | 20
15.04. | 21
15.04. | 22
15.04. | 23
15.04. | 24
16.04. | 1
16.04. | 2
16.04. | 3
16.04. | 4
16.04. | 5
16.04. | 6
16.04. | 7
16.04. | 8
16.04. | 9
16.04. | 10
16.04. | 11
16.04. | 12
16.04. | 13
16.04. | 14
16.04. | 15
16.04. | 16
16.04. | 17
16.04. | 18
16.04. | 19
16.04. | 20
16.04. | 21
16.04. | 22
16.04. | 23
16.04. | 24
17.04. | 1
17.04. | 2
17.04. | 3
17.04. | 4
17.04. | 5
17.04. | 6
17.04. | 7
17.04. | 8
17.04. | 9
17.04. | 10
17.04. | 11
17.04. | 12
17.04. | 13
17.04. | 14
17.04. | 15
17.04. | 16
17.04. | 17
17.04. | 18
17.04. | 19
17.04. | 20
17.04. | 21
17.04. | 22
17.04. | 23
17.04. | 24
18.04. | 1
18.04. | 2
18.04. | 3
18.04. | 4
18.04. | 5
18.04. | 6
18.04. | 7
18.04. | 8
18.04. | 9
18.04. | 10
18.04. | 11
18.04. | 12
18.04. | 13
18.04. | 14
18.04. | 15
18.04. | 16
18.04. | 17
18.04. | 18
18.04. | 19
18.04. | 20
18.04. | 21
18.04. | 22
18.04. | 23
18.04. | 24
19.04. | 1
19.04. | 2
19.04. | 3
19.04. | 4
19.04. | 5
19.04. | 6
19.04. | 7
19.04. | 8
19.04. | 9
19.04. | 10
19.04. | 11
19.04. | 12
19.04. | 13
19.04. | 14
19.04. | 15
19.04. | 16
19.04. | 17
19.04. | 18
19.04. | 19
19.04. | 20
19.04. | 21
19.04. | 22
19.04. | 23
19.04. | 24
20.04. | 1
20.04. | 2
20.04. | 3
20.04. | 4
20.04. | 5
20.04. | 6
20.04. | 7
20.04. | 8
20.04. | 9
20.04. | 10
20.04. | 11
20.04. | 12
20.04. | 13
20.04. | 14
20.04. | 15
20.04. | 16
20.04. | 17
20.04. | 18
20.04. | 19
20.04. | 20
20.04. | 21
20.04. | 22
20.04. | 23
20.04. | 24
21.04. | 1
21.04. | 2
21.04. | 3
21.04. | 4
21.04. | 5
21.04. | 6
21.04. | 7
21.04. | 8
21.04. | 9
21.04. | 10
21.04. | 11
21.04. | 12
21.04. | 13
21.04. | 14
21.04. | 15
21.04. | 16
21.04. | 17
21.04. | 18
21.04. | 19
21.04. | 20
21.04. | 21
21.04. | 22
21.04. | 23
21.04. | 24
22.04. | 1
22.04. | 2
22.04. | 3
22.04. | 4
22.04. | 5
22.04. | 6
22.04. | 7
22.04. | 8
22.04. | 9
22.04. | 10
22.04. | 11
22.04. | 12
22.04. | 13
22.04. | 14
22.04. | 15
22.04. | 16
22.04. | 17
22.04. | 18
22.04. | 19
22.04. | 20
22.04. | 21
22.04. | 22
22.04. | 23
22.04. | 24
23.04. | 1
23.04. | 2
23.04. | 3
23.04. | 4
23.04. | 5
23.04. | 6
23.04. | 7
23.04. | 8
23.04. | 9
23.04. | 10
23.04. | 11
23.04. | 12
23.04. | 13
23.04. | 14
23.04. | 15
23.04. | 16
23.04. | 17
23.04. | 18
23.04. | 19
23.04. | 20
23.04. | 21
23.04. | 22
23.04. | 23
23.04. | 24
24.04. | 1
24.04. | 2
24.04. | 3
24.04. | 4
24.04. | 5
24.04. | 6
24.04. | 7
24.04. | 8
24.04. | 9
24.04. | 10
24.04. | 11
24.04. | 12
24.04. | 13
24.04. | 14
24.04. | 15
24.04. | 16
24.04. | 17
24.04. | 18
24.04. | 19
24.04. | 20
24.04. | 21
24.04. | 22
24.04. | 23
24.04. | 24
25.04. | 1
25.04. | 2
25.04. | 3
25.04. | 4
25.04. | 5
25.04. | 6
25.04. | 7
25.04. | 8
25.04. | 9
25.04. | 10
25.04. | 11
25.04. | 12
25.04. | 13
25.04. | 14
25.04. | 15
25.04. | 16
25.04. | 17
25.04. | 18
25.04. | 19
25.04. | 20
25.04. | 21
25.04. | 22
25.04. | 23
25.04. | 24
26.04. | 1
26.04. | 2
26.04. | 3
26.04. | 4
26.04. | 5
26.04. | 6
26.04. | 7
26.04. | 8
26.04. | 9
26.04. | 10
26.04. | 11
26.04. | 12
26.04. | 13
26.04. | 14
26.04. | 15
26.04. | 16
26.04. | 17
26.04. | 18
26.04. | 19
26.04. | 20
26.04. | 21
26.04. | 22
26.04. | 23
26.04. | 24
27.04. | 1
27.04. | 2
27.04. | 3
27.04. | 4
27.04. | 5
27.04. | 6
27.04. | 7
27.04. | 8
27.04. | 9
27.04. | 10
27.04. | 11
27.04. | 12
27.04. | 13
27.04. | 14
27.04. | 15
27.04. | 16
27.04. | 17
27.04. | 18
27.04. | 19
27.04. | 20
27.04. | 21
27.04. | 22
27.04. | 23
27.04. | 24
28.04. | 1
28.04. | 2
28.04. | 3
28.04. | 4
28.04. | 5
28.04. | 6
28.04. | 7
28.04. | 8
28.04. | 9
28.04. | 10
28.04. | 11
28.04. | 12
28.04. | 13
28.04. | 14
28.04. | 15
28.04. | 16
28.04. | 17
28.04. | 18
28.04. | 19
28.04. | 20
28.04. | 21
28.04. | 22
28.04. | 23
28.04. | 24
29.04. | 1
29.04. | 2
29.04. | 3
29.04. | 4
29.04. | 5
29.04. | 6
29.04. | 7
29.04. | 8
29.04. | 9
29.04. | 10
29.04. | 11
29.04. | 12
29.04. | 13
29.04. | 14
29.04. | 15
29.04. | 16
29.04. | 17
29.04. | 18
29.04. | 19
29.04. | 20
29.04. | 21
29.04. | 22
29.04. | 23
29.04. | 24
30.04. | 1
30.04. | 2
30.04. | 3
30.04. | 4
30.04. | 5
30.04. | 6
30.04. | 7
30.04. | 8
30.04. | 9
30.04. | 10
30.04. | 11
30.04. | 12
30.04. | 13
30.04. | 14
30.04. | 15
30.04. | 16
30.04. | 17
30.04. | 18
30.04. | 19
30.04. | 20
30.04. | 21
30.04. | 22
30.04. | 23
30.04. | 24
01.05. | 1
01.05. | 2
01.05. | 3
01.05. | 4
01.05. | 5
01.05. | 6
01.05. | 7
01.05. | 8
01.05. | 9
01.05. | 10
01.05. | 11
01.05. | 12
01.05. | 13
01.05. | 14
01.05. | 15
01.05. | 16
01.05. | 17
01.05. | 18
01.05. | 19
01.05. | 20
01.05. | 21
01.05. | 22
01.05. | 23
01.05. | 24
02.05. | 1
02.05. | 2
02.05. | 3
02.05. | 4
02.05. | 5
02.05. | 6
02.05. | 7
02.05. | 8
02.05. | 9
02.05. | 10
02.05. | 11
02.05. | 12
02.05. | 13
02.05. | 14
02.05. | 15
02.05. | 16
02.05. | 17
02.05. | 18
02.05. | 19
02.05. | 20
02.05. | 21
02.05. | 22
02.05. | 23
02.05. | 24
03.05. | 1
03.05. | 2
03.05. | 3
03.05. | 4
03.05. | 5
03.05. | 6
03.05. | 7
03.05. | 8
03.05. | 9
03.05. | 10
03.05. | 11
03.05. | 12
03.05. | 13
03.05. | 14
03.05. | 15
03.05. | 16
03.05. | 17
03.05. | 18
03.05. | 19
03.05. | 20
03.05. | 21
03.05. | 22
03.05. | 23
03.05. | 24
04.05. | 1
04.05. | 2
04.05. | 3
04.05. | 4
04.05. | 5
04.05. | 6
04.05. | 7
04.05. | 8
04.05. | 9
04.05. | 10
04.05. | 11
04.05. | 12
04.05. | 13
04.05. | 14
04.05. | 15
04.05. | 16
04.05. | 17
04.05. | 18
04.05. | 19
04.05. | 20
04.05. | 21
04.05. | 22
04.05. | 23
04.05. | 24
05.05. | 1
05.05. | 2
05.05. | 3
05.05. | 4
05.05. | 5
05.05. | 6
05.05. | 7
05.05. | 8
05.05. | 9
05.05. | 10
05.05. | 11
05.05. | 12
05.05. | 13
05.05. | 14
05.05. | 15
05.05. | 16
05.05. | 17
05.05. | 18
05.05. | 19
05.05. | 20
05.05. | 21
05.05. | 22
05.05. | 23
05.05. | 24
06.05. | 1
06.05. | 2
06.05. | 3
06.05. | 4
06.05. | 5
06.05. | 6
06.05. | 7
06.05. | 8
06.05. | 9
06.05. | 10
06.05. | 11
06.05. | 12
06.05. | 13
06.05. | 14
06.05. | 15
06.05. | 16
06.05. | 17
06.05. | 18
06.05. | 19
06.05. | 20
06.05. | 21
06.05. | 22
06.05. | 23
06.05. | 24
07.05. | 1
07.05. | 2
07.05. | 3
07.05. | 4
07.05. | 5
07.05. | 6
07.05. | 7
07.05. | 8
07.05. | 9
07.05. | 10
07.05. | 11
07.05. | 12
07.05. | 13
07.05. | 14
07.05. | 15
07.05. | 16
07.05. | 17
07.05. | 18
07.05. | 19
07.05. | 20
07.05. | 21
07.05. | 22
07.05. | 23
07.05. | 24
08.05. | 1
08.05. | 2
08.05. | 3
08.05. | 4
08.05. | 5
08.05. | 6
08.05. | 7
08.05. | 8
08.05. | 9
08.05. | 10
08.05. | 11
08.05. | 12
08.05. | 13
08.05. | 14
08.05. | 15
08.05. | 16
08.05. | 17
08.05. | 18
08.05. | 19
08.05. | 20
08.05. | 21
08.05. | 22
08.05. | 23
08.05. | 24
09.05. | 1
09.05. | 2
09.05. | 3
09.05. | 4
09.05. | 5
09.05. | 6
09.05. | 7
09.05. | 8
09.05. | 9
09.05. | 10
09.05. | 11
09.05. | 12
09.05. | 13
09.05. | 14
09.05. | 15
09.05. | 16
09.05. | 17
09.05. | 18
09.05. | 19
09.05. | 20
09.05. | 21
09.05. | 22
09.05. | 23
09.05. | 24
10.05. | 1
10.05. | 2
10.05. | 3
10.05. | 4
10.05. | 5
10.05. | 6
10.05. | 7
10.05. | 8
10.05. | 9
10.05. | 10
10.05. | 11
10.05. | 12
10.05. | 13
10.05. | 14
10.05. | 15
10.05. | 16
10.05. | 17
10.05. | 18
10.05. | 19
10.05. | 20
10.05. | 21
10.05. | 22
10.05. | 23
10.05. | 24
11.05. | 1
11.05. | 2
11.05. | 3
11.05. | 4
11.05. | 5
11.05. | 6
11.05. | 7
11.05. | 8
11.05. | 9
11.05. | 10
11.05. | 11
11.05. | 12
11.05. | 13
11.05. | 14
11.05. | 15
11.05. | 16
11.05. | 17
11.05. | 18
11.05. | 19
11.05. | 20
11.05. | 21
11.05. | 22
11.05. | 23
11.05. | 24
12.05. | 1
12.05. | 2
12.05. | 3
12.05. | 4
12.05. | 5
12.05. | 6
12.05. | 7
12.05. | 8
12.05. | 9
12.05. | 10
12.05. | 11
12.05. | 12
12.05. | 13
12.05. | 14
12.05. | 15
12.05. | 16
12.05. | 17
12.05. | 18
12.05. | 19
12.05. | 20
12.05. | 21
12.05. | 22
12.05. | 23
12.05. | 24
13.05. | 1
13.05. | 2
13.05. | 3
13.05. | 4
13.05. | 5
13.05. | 6
13.05. | 7
13.05. | 8
13.05. | 9
13.05. | 10
13.05. | 11
13.05. | 12
13.05. | 13
13.05. | 14
13.05. | 15
13.05. | 16
13.05. | 17
13.05. | 18
13.05. | 19
13.05. | 20
13.05. | 21
13.05. | 22
13.05. | 23
13.05. | 24
14.05. | 1
14.05. | 2
14.05. | 3
14.05. | 4
14.05. | 5
14.05. | 6
14.05. | 7
14.05. | 8
14.05. | 9
14.05. | 10
14.05. | 11
14.05. | 12
14.05. | 13
14.05. | 14
14.05. | 15
14.05. | 16
14.05. | 17
14.05. | 18
14.05. | 19
14.05. | 20
14.05. | 21
14.05. | 22
14.05. | 23
14.05. | 24
15.05. | 1
15.05. | 2
15.05. | 3
15.05. | 4
15.05. | 5
15.05. | 6
15.05. | 7
15.05. | 8
15.05. | 9
15.05. | 10
15.05. | 11
15.05. | 12
15.05. | 13
15.05. | 14
15.05. | 15
15.05. | 16
15.05. | 17
15.05. | 18
15.05. | 19
15.05. | 20
15.05. | 21
15.05. | 22
15.05. | 23
15.05. | 24
16.05. | 1
16.05. | 2
16.05. | 3
16.05. | 4
16.05. | 5
16.05. | 6
16.05. | 7
16.05. | 8
16.05. | 9
16.05. | 10
16.05. | 11
16.05. | 12
16.05. | 13
16.05. | 14
16.05. | 15
16.05. | 16
16.05. | 17
16.05. | 18
16.05. | 19
16.05. | 20
16.05. | 21
16.05. | 22
16.05. | 23
16.05. | 24
17.05. | 1
17.05. | 2
17.05. | 3
17.05. | 4
17.05. | 5
17.05. | 6
17.05. | 7
17.05. | 8
17.05. | 9
17.05. | 10
17.05. | 11
17.05. | 12
17.05. | 13
17.05. | 14
17.05. | 15
17.05. | 16
17.05. | 17
17.05. | 18
17.05. | 19
17.05. | 20
17.05. | 21
17.05. | 22
17.05. | 23
17.05. | 24
18.05. | 1
18.05. | 2
18.05. | 3
18.05. | 4
18.05. | 5
18.05. | 6
18.05. | 7
18.05. | 8
18.05. | 9
18.05. | 10
18.05. | 11
18.05. | 12
18.05. | 13
18.05. | 14
18.05. | 15
18.05. | 16
18.05. | 17
18.05. | 18
18.05. | 19
18.05. | 20
18.05. | 21
18.05. | 22
18.05. | 23
18.05. | 24
19.05. | 1
19.05. | 2
19.05. | 3
19.05. | 4
19.05. | 5
19.05. | 6
19.05. | 7
19.05. | 8
19.05. | 9
19.05. | 10
19.05. | 11
19.05. | 12
19.05. | 13
19.05. | 14
19.05. | 15
19.05. | 16
19.05. | 17
19.05. | 18
19.05. | 19
19.05. | 20
19.05. | 21
19.05. | 22
19.05. | 23
19.05. | 24
20.05. | 1
20.05. | 2
20.05. | 3
20.05. | 4
20.05. | 5
20.05. | 6
20.05. | 7
20.05. | 8
20.05. | 9
20.05. | 10
20.05. | 11
20.05. | 12
20.05. | 13
20.05. | 14
20.05. | 15
20.05. | 16
20.05. | 17
20.05. | 18
20.05. | 19
20.05. | 20
20.05. | 21
20.05. | 22
20.05. | 23
20.05. | 24
21.05. | 1
21.05. | 2
21.05. | 3
21.05. | 4
21.05. | 5
21.05. | 6
21.05. | 7
21.05. | 8
21.05. | 9
21.05. | 10
21.05. | 11
21.05. | 12
21.05. | 13
21.05. | 14
21.05. | 15
21.05. | 16
21.05. | 17
21.05. | 18
21.05. | 19
21.05. | 20
21.05. | 21
21.05. | 22
21.05. | 23
21.05. | 24
22.05. | 1
22.05. | 2
22.05. | 3
22.05. | 4
22.05. | 5
22.05. | 6
22.05. | 7
22.05. | 8
22.05. | 9
22.05. | 10
22.05. | 11
22.05. | 12
22.05. | 13
22.05. | 14
22.05. | 15
22.05. | 16
22.05. | 17
22.05. | 18
22.05. | 19
22.05. | 20
22.05. | 21
22.05. | 22
22.05. | 23
22.05. | 24
23.05. | 1
23.05. | 2
23.05. | 3
23.05. | 4
23.05. | 5
23.05. | 6
23.05. | 7
23.05. | 8
23.05. | 9
23.05. | 10
23.05. | 11
23.05. | 12
23.05. | 13
23.05. | 14
23.05. | 15
23.05. | 16
23.05. | 17
23.05. | 18
23.05. | 19
23.05. | 20
23.05. | 21
23.05. | 22
23.05. | 23
23.05. | 24
24.05. | 1
24.05. | 2
24.05. | 3
24.05. | 4
24.05. | 5
24.05. | 6
24.05. | 7
24.05. | 8
24.05. | 9
24.05. | 10
24.05. | 11
24.05. | 12
24.05. | 13
24.05. | 14
24.05. | 15
24.05. | 16
24.05. | 17
24.05. | 18
24.05. | 19
24.05. | 20
24.05. | 21
24.05. | 22
24.05. | 23
24.05. | 24
25.05. | 1
25.05. | 2
25.05. | 3
25.05. | 4
25.05. | 5
25.05. | 6
25.05. | 7
25.05. | 8
25.05. | 9
25.05. | 10
25.05. | 11
25.05. | 12
25.05. | 13
25.05. | 14
25.05. | 15
25.05. | 16
25.05. | 17
25.05. | 18
25.05. | 19
25.05. | 20
25.05. | 21
25.05. | 22
25.05. | 23
25.05. | 24
26.05. | 1
26.05. | 2
26.05. | 3
26.05. | 4
26.05. | 5
26.05. | 6
26.05. | 7
26.05. | 8
26.05. | 9
26.05. | 10
26.05. | 11
26.05. | 12
26.05. | 13
26.05. | 14
26.05. | 15
26.05. | 16
26.05. | 17
26.05. | 18
26.05. | 19
26.05. | 20
26.05. | 21
26.05. | 22
26.05. | 23
26.05. | 24
27.05. | 1
27.05. | 2
27.05. | 3
27.05. | 4
27.05. | 5
27.05. | 6
27.05. | 7
27.05. | 8
27.05. | 9
27.05. | 10
27.05. | 11
27.05. | 12
27.05. | 13
27.05. | 14
27.05. | 15
27.05. | 16
27.05. | 17
27.05. | 18
27.05. | 19
27.05. | 20
27.05. | 21
27.05. | 22
27.05. | 23
27.05. | 24
28.05. | 1
28.05. | 2
28.05. | 3
28.05. | 4
28.05. | 5
28.05. | 6
28.05. | 7
28.05. | 8
28.05. | 9
28.05. | 10
28.05. | 11
28.05. | 12
28.05. | 13
28.05. | 14
28.05. | 15
28.05. | 16
28.05. | 17
28.05. | 18
28.05. | 19
28.05. | 20
28.05. | 21
28.05. | 22
28.05. | 23
28.05. | 24
29.05. | 1
29.05. | 2
29.05. | 3
29.05. | 4
29.05. | 5
29.05. | 6
29.05. | 7
29.05. | 8
29.05. | 9
29.05. | 10
29.05. | 11
29.05. | 12
29.05. | 13
29.05. | 14
29.05. | 15
29.05. | 16
29.05. | 17
29.05. | 18
29.05. | 19
29.05. | 20
29.05. | 21
29.05. | 22
29.05. | 23
29.05. | 24
30.05. | 1
30.05. | 2
30.05. | 3
30.05. | 4
30.05. | 5
30.05. | 6
30.05. | 7
30.05. | 8
30.05. | 9
30.05. | 10
30.05. | 11
30.05. | 12
30.05. | 13
30.05. | 14
30.05. | 15
30.05. | 16
30.05. | 17
30.05. | 18
30.05. | 19
30.05. | 20
30.05. | 21
30.05. | 22
30.05. | 23
30.05. | 24
31.05. | 1
31.05. | 2
31.05. | 3
31.05. | 4
31.05. | 5
31.05. | 6
31.05. | 7
31.05. | 8
31.05. | 9
31.05. | 10
31.05. | 11
31.05. | 12
31.05. | 13
31.05. | 14
31.05. | 15
31.05. | 16
31.05. | 17
31.05. | 18
31.05. | 19
31.05. | 20
31.05. | 21
31.05. | 22
31.05. | 23
31.05. | 24
01.06. | 1
01.06. | 2
01.06. | 3
01.06. | 4
01.06. | 5
01.06. | 6
01.06. | 7
01.06. | 8
01.06. | 9
01.06. | 10
01.06. | 11
01.06. | 12
01.06. | 13
01.06. | 14
01.06. | 15
01.06. | 16
01.06. | 17
01.06. | 18
01.06. | 19
01.06. | 20
01.06. | 21
01.06. | 22
01.06. | 23
01.06. | 24
02.06. | 1
02.06. | 2
02.06. | 3
02.06. | 4
02.06. | 5
02.06. | 6
02.06. | 7
02.06. | 8
02.06. | 9
02.06. | 10
02.06. | 11
02.06. | 12
02.06. | 13
02.06. | 14
02.06. | 15
02.06. | 16
02.06. | 17
02.06. | 18
02.06. | 19
02.06. | 20
02.06. | 21
02.06. | 22
02.06. | 23
02.06. | 24
03.06. | 1
03.06. | 2
03.06. | 3
03.06. | 4
03.06. | 5
03.06. | 6
03.06. | 7
03.06. | 8
03.06. | 9
03.06. | 10
03.06. | 11
03.06. | 12
03.06. | 13
03.06. | 14
03.06. | 15
03.06. | 16
03.06. | 17
03.06. | 18
03.06. | 19
03.06. | 20
03.06. | 21
03.06. | 22
03.06. | 23
03.06. | 24
04.06. | 1
04.06. | 2
04.06. | 3
04.06. | 4
04.06. | 5
04.06. | 6
04.06. | 7
04.06. | 8
04.06. | 9
04.06. | 10
04.06. | 11
04.06. | 12
04.06. | 13
04.06. | 14
04.06. | 15
04.06. | 16
04.06. | 17
04.06. | 18
04.06. | 19
04.06. | 20
04.06. | 21
04.06. | 22
04.06. | 23
04.06. | 24
05.06. | 1
05.06. | 2
05.06. | 3
05.06. | 4
05.06. | 5
05.06. | 6
05.06. | 7
05.06. | 8
05.06. | 9
05.06. | 10
05.06. | 11
05.06. | 12
05.06. | 13
05.06. | 14
05.06. | 15
05.06. | 16
05.06. | 17
05.06. | 18
05.06. | 19
05.06. | 20
05.06. | 21
05.06. | 22
05.06. | 23
05.06. | 24
06.06. | 1
06.06. | 2
06.06. | 3
06.06. | 4
06.06. | 5
06.06. | 6
06.06. | 7
06.06. | 8
06.06. | 9
06.06. | 10
06.06. | 11
06.06. | 12
06.06. | 13
06.06. | 14
06.06. | 15
06.06. | 16
06.06. | 17
06.06. | 18
06.06. | 19
06.06. | 20
06.06. | 21
06.06. | 22
06.06. | 23
06.06. | 24
07.06. | 1
07.06. | 2
07.06. | 3
07.06. | 4
07.06. | 5
07.06. | 6
07.06. | 7
07.06. | 8
07.06. | 9
07.06. | 10
07.06. | 11
07.06. | 12
07.06. | 13
07.06. | 14
07.06. | 15
07.06. | 16
07.06. | 17
07.06. | 18
07.06. | 19
07.06. | 20
07.06. | 21
07.06. | 22
07.06. | 23
07.06. | 24
08.06. | 1
08.06. | 2
08.06. | 3
08.06. | 4
08.06. | 5
08.06. | 6
08.06. | 7
08.06. | 8
08.06. | 9
08.06. | 10
08.06. | 11
08.06. | 12
08.06. | 13
08.06. | 14
08.06. | 15
08.06. | 16
08.06. | 17
08.06. | 18
08.06. | 19
08.06. | 20
08.06. | 21
08.06. | 22
08.06. | 23
08.06. | 24
09.06. | 1
09.06. | 2
09.06. | 3
09.06. | 4
09.06. | 5
09.06. | 6
09.06. | 7
09.06. | 8
09.06. | 9
09.06. | 10
09.06. | 11
09.06. | 12
09.06. | 13
09.06. | 14
09.06. | 15
09.06. | 16
09.06. | 17
09.06. | 18
09.06. | 19
09.06. | 20
09.06. | 21
09.06. | 22
09.06. | 23
09.06. | 24
10.06. | 1
10.06. | 2
10.06. | 3
10.06. | 4
10.06. | 5
10.06. | 6
10.06. | 7
10.06. | 8
10.06. | 9
10.06. | 10
10.06. | 11
10.06. | 12
10.06. | 13
10.06. | 14
10.06. | 15
10.06. | 16
10.06. | 17
10.06. | 18
10.06. | 19
10.06. | 20
10.06. | 21
10.06. | 22
10.06. | 23
10.06. | 24
11.06. | 1
11.06. | 2
11.06. | 3
11.06. | 4
11.06. | 5
11.06. | 6
11.06. | 7
11.06. | 8
11.06. | 9
11.06. | 10
11.06. | 11
11.06. | 12
11.06. | 13
11.06. | 14
11.06. | 15
11.06. | 16
11.06. | 17
11.06. | 18
11.06. | 19
11.06. | 20
11.06. | 21
11.06. | 22
11.06. | 23
11.06. | 24
12.06. | 1
12.06. | 2
12.06. | 3
12.06. | 4
12.06. | 5
12.06. | 6
12.06. | 7
12.06. | 8
12.06. | 9
12.06. | 10
12.06. | 11
12.06. | 12
12.06. | 13
12.06. | 14
12.06. | 15
12.06. | 16
12.06. | 17
12.06. | 18
12.06. | 19
12.06. | 20
12.06. | 21
12.06. | 22
12.06. | 23
12.06. | 24
13.06. | 1
13.06. | 2
13.06. | 3
13.06. | 4
13.06. | 5
13.06. | 6
13.06. | 7
13.06. | 8
13.06. | 9
13.06. | 10
13.06. | 11
13.06. | 12
13.06. | 13
13.06. | 14
13.06. | 15
13.06. | 16
13.06. | 17
13.06. | 18
13.06. | 19
13.06. | 20
13.06. | 21
13.06. | 22
13.06. | 23
13.06. | 24
14.06. | 1
14.06. | 2
14.06. | 3
14.06. | 4
14.06. | 5
14.06. | 6
14.06. | 7
14.06. | 8
14.06. | 9
14.06. | 10
14.06. | 11
14.06. | 12
14.06. | 13
14.06. | 14
14.06. | 15
14.06. | 16
14.06. | 17
14.06. | 18
14.06. | 19
14.06. | 20
14.06. | 21
14.06. | 22
14.06. | 23
14.06. | 24
15.06. | 1
15.06. | 2
15.06. | 3
15.06. | 4
15.06. | 5
15.06. | 6
15.06. | 7
15.06. | 8
15.06. | 9
15.06. | 10
15.06. | 11
15.06. | 12
15.06. | 13
15.06. | 14
15.06. | 15
15.06. | 16
15.06. | 17
15.06. | 18
15.06. | 19
15.06. | 20
15.06. | 21
15.06. | 22
15.06. | 23
15.06. | 24
16.06. | 1
16.06. | 2
16.06. | 3
16.06. | 4
16.06. | 5
16.06. | 6
16.06. | 7
16.06. | 8
16.06. | 9
16.06. | 10
16.06. | 11
16.06. | 12
16.06. | 13
16.06. | 14
16.06. | 15
16.06. | 16
16.06. | 17
16.06. | 18
16.06. | 19
16.06. | 20
16.06. | 21
16.06. | 22
16.06. | 23
16.06. | 24
17.06. | 1
17.06. | 2
17.06. | 3
17.06. | 4
17.06. | 5
17.06. | 6
17.06. | 7
17.06. | 8
17.06. | 9
17.06. | 10
17.06. | 11
17.06. | 12
17.06. | 13
17.06. | 14
17.06. | 15
17.06. | 16
17.06. | 17
17.06. | 18
17.06. | 19
17.06. | 20
17.06. | 21
17.06. | 22
17.06. | 23
17.06. | 24
18.06. | 1
18.06. | 2
18.06. | 3
18.06. | 4
18.06. | 5
18.06. | 6
18.06. | 7
18.06. | 8
18.06. | 9
18.06. | 10
18.06. | 11
18.06. | 12
18.06. | 13
18.06. | 14
18.06. | 15
18.06. | 16
18.06. | 17
18.06. | 18
18.06. | 19
18.06. | 20
18.06. | 21
18.06. | 22
18.06. | 23
18.06. | 24
19.06. | 1
19.06. | 2
19.06. | 3
19.06. | 4
19.06. | 5
19.06. | 6
19.06. | 7
19.06. | 8
19.06. | 9
19.06. | 10
19.06. | 11
19.06. | 12
19.06. | 13
19.06. | 14
19.06. | 15
19.06. | 16
19.06. | 17
19.06. | 18
19.06. | 19
19.06. | 20
19.06. | 21
19.06. | 22
19.06. | 23
19.06. | 24
20.06. | 1
20.06. | 2
20.06. | 3
20.06. | 4
20.06. | 5
20.06. | 6
20.06. | 7
20.06. | 8
20.06. | 9
20.06. | 10
20.06. | 11
20.06. | 12
20.06. | 13
20.06. | 14
20.06. | 15
20.06. | 16
20.06. | 17
20.06. | 18
20.06. | 19
20.06. | 20
20.06. | 21
20.06. | 22
20.06. | 23
20.06. | 24
21.06. | 1
21.06. | 2
21.06. | 3
21.06. | 4
21.06. | 5
21.06. | 6
21.06. | 7
21.06. | 8
21.06. | 9
21.06. | 10
21.06. | 11
21.06. | 12
21.06. | 13
21.06. | 14
21.06. | 15
21.06. | 16
21.06. | 17
21.06. | 18
21.06. | 19
21.06. | 20
21.06. | 21
21.06. | 22
21.06. | 23
21.06. | 24
22.06. | 1
22.06. | 2
22.06. | 3
22.06. | 4
22.06. | 5
22.06. | 6
22.06. | 7
22.06. | 8
22.06. | 9
22.06. | 10
22.06. | 11
22.06. | 12
22.06. | 13
22.06. | 14
22.06. | 15
22.06. | 16
22.06. | 17
22.06. | 18
22.06. | 19
22.06. | 20
22.06. | 21
22.06. | 22
22.06. | 23
22.06. | 24
23.06. | 1
23.06. | 2
23.06. | 3
23.06. | 4
23.06. | 5
23.06. | 6
23.06. | 7
23.06. | 8
23.06. | 9
23.06. | 10
23.06. | 11
23.06. | 12
23.06. | 13
23.06. | 14
23.06. | 15
23.06. | 16
23.06. | 17
23.06. | 18
23.06. | 19
23.06. | 20
23.06. | 21
23.06. | 22
23.06. | 23
23.06. | 24
24.06. | 1
24.06. | 2
24.06. | 3
24.06. | 4
24.06. | 5
24.06. | 6
24.06. | 7
24.06. | 8
24.06. | 9
24.06. | 10
24.06. | 11
24.06. | 12
24.06. | 13
24.06. | 14
24.06. | 15
24.06. | 16
24.06. | 17
24.06. | 18
24.06. | 19
24.06. | 20
24.06. | 21
24.06. | 22
24.06. | 23
24.06. | 24
25.06. | 1
25.06. | 2
25.06. | 3
25.06. | 4
25.06. | 5
25.06. | 6
25.06. | 7
25.06. | 8
25.06. | 9
25.06. | 10
25.06. | 11
25.06. | 12
25.06. | 13
25.06. | 14
25.06. | 15
25.06. | 16
25.06. | 17
25.06. | 18
25.06. | 19
25.06. | 20
25.06. | 21
25.06. | 22
25.06. | 23
25.06. | 24
26.06. | 1
26.06. | 2
26.06. | 3
26.06. | 4
26.06. | 5
26.06. | 6
26.06. | 7
26.06. | 8
26.06. | 9
26.06. | 10
26.06. | 11
26.06. | 12
26.06. | 13
26.06. | 14
26.06. | 15
26.06. | 16
26.06. | 17
26.06. | 18
26.06. | 19
26.06. | 20
26.06. | 21
26.06. | 22
26.06. | 23
26.06. | 24
27.06. | 1
27.06. | 2
27.06. | 3
27.06. | 4
27.06. | 5
27.06. | 6
27.06. | 7
27.06. | 8
27.06. | 9
27.06. | 10
27.06. | 11
27.06. | 12
27.06. | 13
27.06. | 14
27.06. | 15
27.06. | 16
27.06. | 17
27.06. | 18
27.06. | 19
27.06. | 20
27.06. | 21
27.06. | 22
27.06. | 23
27.06. | 24
28.06. | 1
28.06. | 2
28.06. | 3
28.06. | 4
28.06. | 5
28.06. | 6
28.06. | 7
28.06. | 8
28.06. | 9
28.06. | 10
28.06. | 11
28.06. | 12
28.06. | 13
28.06. | 14
28.06. | 15
28.06. | 16
28.06. | 17
28.06. | 18
28.06. | 19
28.06. | 20
28.06. | 21
28.06. | 22
28.06. | 23
28.06. | 24
29.06. | 1
29.06. | 2
29.06. | 3
29.06. | 4
29.06. | 5
29.06. | 6
29.06. | 7
29.06. | 8
29.06. | 9
29.06. | 10
29.06. | 11
29.06. | 12
29.06. | 13
29.06. | 14
29.06. | 15
29.06. | 16
29.06. | 17
29.06. | 18
29.06. | 19
29.06. | 20
29.06. | 21
29.06. | 22
29.06. | 23
29.06. | 24
30.06. | 1
30.06. | 2
30.06. | 3
30.06. | 4
30.06. | 5
30.06. | 6
30.06. | 7
30.06. | 8
30.06. | 9
30.06. | 10
30.06. | 11
30.06. | 12
30.06. | 13
30.06. | 14
30.06. | 15
30.06. | 16
30.06. | 17
30.06. | 18
30.06. | 19
30.06. | 20
30.06. | 21
30.06. | 22
30.06. | 23
30.06. | 24
01.07. | 1
01.07. | 2
01.07. | 3
01.07. | 4
01.07. | 5
01.07. | 6
01.07. | 7
01.07. | 8
01.07. | 9
01.07. | 10
01.07. | 11
01.07. | 12
01.07. | 13
01.07. | 14
01.07. | 15
01.07. | 16
01.07. | 17
01.07. | 18
01.07. | 19
01.07. | 20
01.07. | 21
01.07. | 22
01.07. | 23
01.07. | 24
02.07. | 1
02.07. | 2
02.07. | 3
02.07. | 4
02.07. | 5
02.07. | 6
02.07. | 7
02.07. | 8
02.07. | 9
02.07. | 10
02.07. | 11
02.07. | 12
02.07. | 13
02.07. | 14
02.07. | 15
02.07. | 16
02.07. | 17
02.07. | 18
02.07. | 19
02.07. | 20
02.07. | 21
02.07. | 22
02.07. | 23
02.07. | 24
03.07. | 1
03.07. | 2
03.07. | 3
03.07. | 4
03.07. | 5
03.07. | 6
03.07. | 7
03.07. | 8
03.07. | 9
03.07. | 10
03.07. | 11
03.07. | 12
03.07. | 13
03.07. | 14
03.07. | 15
03.07. | 16
03.07. | 17
03.07. | 18
03.07. | 19
03.07. | 20
03.07. | 21
03.07. | 22
03.07. | 23
03.07. | 24
04.07. | 1
04.07. | 2
04.07. | 3
04.07. | 4
04.07. | 5
04.07. | 6
04.07. | 7
04.07. | 8
04.07. | 9
04.07. | 10
04.07. | 11
04.07. | 12
04.07. | 13
04.07. | 14
04.07. | 15
04.07. | 16
04.07. | 17
04.07. | 18
04.07. | 19
04.07. | 20
04.07. | 21
04.07. | 22
04.07. | 23
04.07. | 24
05.07. | 1
05.07. | 2
05.07. | 3
05.07. | 4
05.07. | 5
05.07. | 6
05.07. | 7
05.07. | 8
05.07. | 9
05.07. | 10
05.07. | 11
05.07. | 12
05.07. | 13
05.07. | 14
05.07. | 15
05.07. | 16
05.07. | 17
05.07. | 18
05.07. | 19
05.07. | 20
05.07. | 21
05.07. | 22
05.07. | 23
05.07. | 24
06.07. | 1
06.07. | 2
06.07. | 3
06.07. | 4
06.07. | 5
06.07. | 6
06.07. | 7
06.07. | 8
06.07. | 9
06.07. | 10
06.07. | 11
06.07. | 12
06.07. | 13
06.07. | 14
06.07. | 15
06.07. | 16
06.07. | 17
06.07. | 18
06.07. | 19
06.07. | 20
06.07. | 21
06.07. | 22
06.07. | 23
06.07. | 24
07.07. | 1
07.07. | 2
07.07. | 3
07.07. | 4
07.07. | 5
07.07. | 6
07.07. | 7
07.07. | 8
07.07. | 9
07.07. | 10
07.07. | 11
07.07. | 12
07.07. | 13
07.07. | 14
07.07. | 15
07.07. | 16
07.07. | 17
07.07. | 18
07.07. | 19
07.07. | 20
07.07. | 21
07.07. | 22
07.07. | 23
07.07. | 24
08.07. | 1
08.07. | 2
08.07. | 3
08.07. | 4
08.07. | 5
08.07. | 6
08.07. | 7
08.07. | 8
08.07. | 9
08.07. | 10
08.07. | 11
08.07. | 12
08.07. | 13
08.07. | 14
08.07. | 15
08.07. | 16
08.07. | 17
08.07. | 18
08.07. | 19
08.07. | 20
08.07. | 21
08.07. | 22
08.07. | 23
08.07. | 24
09.07. | 1
09.07. | 2
09.07. | 3
09.07. | 4
09.07. | 5
09.07. | 6
09.07. | 7
09.07. | 8
09.07. | 9
09.07. | 10
09.07. | 11
09.07. | 12
09.07. | 13
09.07. | 14
09.07. | 15
09.07. | 16
09.07. | 17
09.07. | 18
09.07. | 19
09.07. | 20
09.07. | 21
09.07. | 22
09.07. | 23
09.07. | 24
10.07. | 1
10.07. | 2
10.07. | 3
10.07. | 4
10.07. | 5
10.07. | 6
10.07. | 7
10.07. | 8
10.07. | 9
10.07. | 10
10.07. | 11
10.07. | 12
10.07. | 13
10.07. | 14
10.07. | 15
10.07. | 16
10.07. | 17
10.07. | 18
10.07. | 19
10.07. | 20
10.07. | 21
10.07. | 22
10.07. | 23
10.07. | 24
11.07. | 1
11.07. | 2
11.07. | 3
11.07. | 4
11.07. | 5
11.07. | 6
11.07. | 7
11.07. | 8
11.07. | 9
11.07. | 10
11.07. | 11
11.07. | 12
11.07. | 13
11.07. | 14
11.07. | 15
11.07. | 16
11.07. | 17
11.07. | 18
11.07. | 19
11.07. | 20
11.07. | 21
11.07. | 22
11.07. | 23
11.07. | 24
12.07. | 1
12.07. | 2
12.07. | 3
12.07. | 4
12.07. | 5
12.07. | 6
12.07. | 7
12.07. | 8
12.07. | 9
12.07. | 10
12.07. | 11
12.07. | 12
12.07. | 13
12.07. | 14
12.07. | 15
12.07. | 16
12.07. | 17
12.07. | 18
12.07. | 19
12.07. | 20
12.07. | 21
12.07. | 22
12.07. | 23
12.07. | 24
13.07. | 1
13.07. | 2
13.07. | 3
13.07. | 4
13.07. | 5
13.07. | 6
13.07. | 7
13.07. | 8
13.07. | 9
13.07. | 10
13.07. | 11
13.07. | 12
13.07. | 13
13.07. | 14
13.07. | 15
13.07. | 16
13.07. | 17
13.07. | 18
13.07. | 19
13.07. | 20
13.07. | 21
13.07. | 22
13.07. | 23
13.07. | 24
14.07. | 1
14.07. | 2
14.07. | 3
14.07. | 4
14.07. | 5
14.07. | 6
14.07. | 7
14.07. | 8
14.07. | 9
14.07. | 10
14.07. | 11
14.07. | 12
14.07. | 13
14.07. | 14
14.07. | 15
14.07. | 16
14.07. | 17
14.07. | 18
14.07. | 19
14.07. | 20
14.07. | 21
14.07. | 22
14.07. | 23
14.07. | 24
15.07. | 1
15.07. | 2
15.07. | 3
15.07. | 4
15.07. | 5
15.07. | 6
15.07. | 7
15.07. | 8
15.07. | 9
15.07. | 10
15.07. | 11
15.07. | 12
15.07. | 13
15.07. | 14
15.07. | 15
15.07. | 16
15.07. | 17
15.07. | 18
15.07. | 19
15.07. | 20
15.07. | 21
15.07. | 22
15.07. | 23
15.07. | 24
16.07. | 1
16.07. | 2
16.07. | 3
16.07. | 4
16.07. | 5
16.07. | 6
16.07. | 7
16.07. | 8
16.07. | 9
16.07. | 10
16.07. | 11
16.07. | 12
16.07. | 13
16.07. | 14
16.07. | 15
16.07. | 16
16.07. | 17
16.07. | 18
16.07. | 19
16.07. | 20
16.07. | 21
16.07. | 22
16.07. | 23
16.07. | 24
17.07. | 1
17.07. | 2
17.07. | 3
17.07. | 4
17.07. | 5
17.07. | 6
17.07. | 7
17.07. | 8
17.07. | 9
17.07. | 10
17.07. | 11
17.07. | 12
17.07. | 13
17.07. | 14
17.07. | 15
17.07. | 16
17.07. | 17
17.07. | 18
17.07. | 19
17.07. | 20
17.07. | 21
17.07. | 22
17.07. | 23
17.07. | 24
18.07. | 1
18.07. | 2
18.07. | 3
18.07. | 4
18.07. | 5
18.07. | 6
18.07. | 7
18.07. | 8
18.07. | 9
18.07. | 10
18.07. | 11
18.07. | 12
18.07. | 13
18.07. | 14
18.07. | 15
18.07. | 16
18.07. | 17
18.07. | 18
18.07. | 19
18.07. | 20
18.07. | 21
18.07. | 22
18.07. | 23
18.07. | 24
19.07. | 1
19.07. | 2
19.07. | 3
19.07. | 4
19.07. | 5
19.07. | 6
19.07. | 7
19.07. | 8
19.07. | 9
19.07. | 10
19.07. | 11
19.07. | 12
19.07. | 13
19.07. | 14
19.07. | 15
19.07. | 16
19.07. | 17
19.07. | 18
19.07. | 19
19.07. | 20
19.07. | 21
19.07. | 22
19.07. | 23
19.07. | 24
20.07. | 1
20.07. | 2
20.07. | 3
20.07. | 4
20.07. | 5
20.07. | 6
20.07. | 7
20.07. | 8
20.07. | 9
20.07. | 10
20.07. | 11
20.07. | 12
20.07. | 13
20.07. | 14
20.07. | 15
20.07. | 16
20.07. | 17
20.07. | 18
20.07. | 19
20.07. | 20
20.07. | 21
20.07. | 22
20.07. | 23
20.07. | 24
21.07. | 1
21.07. | 2
21.07. | 3
21.07. | 4
21.07. | 5
21.07. | 6
21.07. | 7
21.07. | 8
21.07. | 9
21.07. | 10
21.07. | 11
21.07. | 12
21.07. | 13
21.07. | 14
21.07. | 15
21.07. | 16
21.07. | 17
21.07. | 18
21.07. | 19
21.07. | 20
21.07. | 21
21.07. | 22
21.07. | 23
21.07. | 24
22.07. | 1
22.07. | 2
22.07. | 3
22.07. | 4
22.07. | 5
22.07. | 6
22.07. | 7
22.07. | 8
22.07. | 9
22.07. | 10
22.07. | 11
22.07. | 12
22.07. | 13
22.07. | 14
22.07. | 15
22.07. | 16
22.07. | 17
22.07. | 18
22.07. | 19
22.07. | 20
22.07. | 21
22.07. | 22
22.07. | 23
22.07. | 24
23.07. | 1
23.07. | 2
23.07. | 3
23.07. | 4
23.07. | 5
23.07. | 6
23.07. | 7
23.07. | 8
23.07. | 9
23.07. | 10
23.07. | 11
23.07. | 12
23.07. | 13
23.07. | 14
23.07. | 15
23.07. | 16
23.07. | 17
23.07. | 18
23.07. | 19
23.07. | 20
23.07. | 21
23.07. | 22
23.07. | 23
23.07. | 24
24.07. | 1
24.07. | 2
24.07. | 3
24.07. | 4
24.07. | 5
24.07. | 6
24.07. | 7
24.07. | 8
24.07. | 9
24.07. | 10
24.07. | 11
24.07. | 12
24.07. | 13
24.07. | 14
24.07. | 15
24.07. | 16
24.07. | 17
24.07. | 18
24.07. | 19
24.07. | 20
24.07. | 21
24.07. | 22
24.07. | 23
24.07. | 24
25.07. | 1
25.07. | 2
25.07. | 3
25.07. | 4
25.07. | 5
25.07. | 6
25.07. | 7
25.07. | 8
25.07. | 9
25.07. | 10
25.07. | 11
25.07. | 12
25.07. | 13
25.07. | 14
25.07. | 15
25.07. | 16
25.07. | 17
25.07. | 18
25.07. | 19
25.07. | 20
25.07. | 21
25.07. | 22
25.07. | 23
25.07. | 24
26.07. | 1
26.07. | 2
26.07. | 3
26.07. | 4
26.07. | 5
26.07. | 6
26.07. | 7
26.07. | 8
26.07. | 9
26.07. | 10
26.07. | 11
26.07. | 12
26.07. | 13
26.07. | 14
26.07. | 15
26.07. | 16
26.07. | 17
26.07. | 18
26.07. | 19
26.07. | 20
26.07. | 21
26.07. | 22
26.07. | 23
26.07. | 24
27.07. | 1
27.07. | 2
27.07. | 3
27.07. | 4
27.07. | 5
27.07. | 6
27.07. | 7
27.07. | 8
27.07. | 9
27.07. | 10
27.07. | 11
27.07. | 12
27.07. | 13
27.07. | 14
27.07. | 15
27.07. | 16
27.07. | 17
27.07. | 18
27.07. | 19
27.07. | 20
27.07. | 21
27.07. | 22
27.07. | 23
27.07. | 24
28.07. | 1
28.07. | 2
28.07. | 3
28.07. | 4
28.07. | 5
28.07. | 6
28.07. | 7
28.07. | 8
28.07. | 9
28.07. | 10
28.07. | 11
28.07. | 12
28.07. | 13
28.07. | 14
28.07. | 15
28.07. | 16
28.07. | 17
28.07. | 18
28.07. | 19
28.07. | 20
28.07. | 21
28.07. | 22
28.07. | 23
28.07. | 24
29.07. | 1
29.07. | 2
29.07. | 3
29.07. | 4
29.07. | 5
29.07. | 6
29.07. | 7
29.07. | 8
29.07. | 9
29.07. | 10
29.07. | 11
29.07. | 12
29.07. | 13
29.07. | 14
29.07. | 15
29.07. | 16
29.07. | 17
29.07. | 18
29.07. | 19
29.07. | 20
29.07. | 21
29.07. | 22
29.07. | 23
29.07. | 24
30.07. | 1
30.07. | 2
30.07. | 3
30.07. | 4
30.07. | 5
30.07. | 6
30.07. | 7
30.07. | 8
30.07. | 9
30.07. | 10
30.07. | 11
30.07. | 12
30.07. | 13
30.07. | 14
30.07. | 15
30.07. | 16
30.07. | 17
30.07. | 18
30.07. | 19
30.07. | 20
30.07. | 21
30.07. | 22
30.07. | 23
30.07. | 24
31.07. | 1
31.07. | 2
31.07. | 3
31.07. | 4
31.07. | 5
31.07. | 6
31.07. | 7
31.07. | 8
31.07. | 9
31.07. | 10
31.07. | 11
31.07. | 12
31.07. | 13
31.07. | 14
31.07. | 15
31.07. | 16
31.07. | 17
31.07. | 18
31.07. | 19
31.07. | 20
31.07. | 21
31.07. | 22
31.07. | 23
31.07. | 24
01.08. | 1
01.08. | 2
01.08. | 3
01.08. | 4
01.08. | 5
01.08. | 6
01.08. | 7
01.08. | 8
01.08. | 9
01.08. | 10
01.08. | 11
01.08. | 12
01.08. | 13
01.08. | 14
01.08. | 15
01.08. | 16
01.08. | 17
01.08. | 18
01.08. | 19
01.08. | 20
01.08. | 21
01.08. | 22
01.08. | 23
01.08. | 24
02.08. | 1
02.08. | 2
02.08. | 3
02.08. | 4
02.08. | 5
02.08. | 6
02.08. | 7
02.08. | 8
02.08. | 9
02.08. | 10
02.08. | 11
02.08. | 12
02.08. | 13
02.08. | 14
02.08. | 15
02.08. | 16
02.08. | 17
02.08. | 18
02.08. | 19
02.08. | 20
02.08. | 21
02.08. | 22
02.08. | 23
02.08. | 24
03.08. | 1
03.08. | 2
03.08. | 3
03.08. | 4
03.08. | 5
03.08. | 6
03.08. | 7
03.08. | 8
03.08. | 9
03.08. | 10
03.08. | 11
03.08. | 12
03.08. | 13
03.08. | 14
03.08. | 15
03.08. | 16
03.08. | 17
03.08. | 18
03.08. | 19
03.08. | 20
03.08. | 21
03.08. | 22
03.08. | 23
03.08. | 24
04.08. | 1
04.08. | 2
04.08. | 3
04.08. | 4
04.08. | 5
04.08. | 6
04.08. | 7
04.08. | 8
04.08. | 9
04.08. | 10
04.08. | 11
04.08. | 12
04.08. | 13
04.08. | 14
04.08. | 15
04.08. | 16
04.08. | 17
04.08. | 18
04.08. | 19
04.08. | 20
04.08. | 21
04.08. | 22
04.08. | 23
04.08. | 24
05.08. | 1
05.08. | 2
05.08. | 3
05.08. | 4
05.08. | 5
05.08. | 6
05.08. | 7
05.08. | 8
05.08. | 9
05.08. | 10
05.08. | 11
05.08. | 12
05.08. | 13
05.08. | 14
05.08. | 15
05.08. | 16
05.08. | 17
05.08. | 18
05.08. | 19
05.08. | 20
05.08. | 21
05.08. | 22
05.08. | 23
05.08. | 24
06.08. | 1
06.08. | 2
06.08. | 3
06.08. | 4
06.08. | 5
06.08. | 6
06.08. | 7
06.08. | 8
06.08. | 9
06.08. | 10
06.08. | 11
06.08. | 12
06.08. | 13
06.08. | 14
06.08. | 15
06.08. | 16
06.08. | 17
06.08. | 18
06.08. | 19
06.08. | 20
06.08. | 21
06.08. | 22
06.08. | 23
06.08. | 24
07.08. | 1
07.08. | 2
07.08. | 3
07.08. | 4
07.08. | 5
07.08. | 6
07.08. | 7
07.08. | 8
07.08. | 9
07.08. | 10
07.08. | 11
07.08. | 12
07.08. | 13
07.08. | 14
07.08. | 15
07.08. | 16
07.08. | 17
07.08. | 18
07.08. | 19
07.08. | 20
07.08. | 21
07.08. | 22
07.08. | 23
07.08. | 24
08.08. | 1
08.08. | 2
08.08. | 3
08.08. | 4
08.08. | 5
08.08. | 6
08.08. | 7
08.08. | 8
08.08. | 9
08.08. | 10
08.08. | 11
08.08. | 12
08.08. | 13
08.08. | 14
08.08. | 15
08.08. | 16
08.08. | 17
08.08. | 18
08.08. | 19
08.08. | 20
08.08. | 21
08.08. | 22
08.08. | 23
08.08. | 24
09.08. | 1
09.08. | 2
09.08. | 3
09.08. | 4
09.08. | 5
09.08. | 6
09.08. | 7
09.08. | 8
09.08. | 9
09.08. | 10
09.08. | 11
09.08. | 12
09.08. | 13
09.08. | 14
09.08. | 15
09.08. | 16
09.08. | 17
09.08. | 18
09.08. | 19
09.08. | 20
09.08. | 21
09.08. | 22
09.08. | 23
09.08. | 24
10.08. | 1
10.08. | 2
10.08. | 3
10.08. | 4
10.08. | 5
10.08. | 6
10.08. | 7
10.08. | 8
10.08. | 9
10.08. | 10
10.08. | 11
10.08. | 12
10.08. | 13
10.08. | 14
10.08. | 15
10.08. | 16
10.08. | 17
10.08. | 18
10.08. | 19
10.08. | 20
10.08. | 21
10.08. | 22
10.08. | 23
10.08. | 24
11.08. | 1
11.08. | 2
11.08. | 3
11.08. | 4
11.08. | 5
11.08. | 6
11.08. | 7
11.08. | 8
11.08. | 9
11.08. | 10
11.08. | 11
11.08. | 12
11.08. | 13
11.08. | 14
11.08. | 15
11.08. | 16
11.08. | 17
11.08. | 18
11.08. | 19
11.08. | 20
11.08. | 21
11.08. | 22
11.08. | 23
11.08. | 24
12.08. | 1
12.08. | 2
12.08. | 3
12.08. | 4
12.08. | 5
12.08. | 6
12.08. | 7
12.08. | 8
12.08. | 9
12.08. | 10
12.08. | 11
12.08. | 12
12.08. | 13
12.08. | 14
12.08. | 15
12.08. | 16
12.08. | 17
12.08. | 18
12.08. | 19
12.08. | 20
12.08. | 21
12.08. | 22
12.08. | 23
12.08. | 24
13.08. | 1
13.08. | 2
13.08. | 3
13.08. | 4
13.08. | 5
13.08. | 6
13.08. | 7
13.08. | 8
13.08. | 9
13.08. | 10
13.08. | 11
13.08. | 12
13.08. | 13
13.08. | 14
13.08. | 15
13.08. | 16
13.08. | 17
13.08. | 18
13.08. | 19
13.08. | 20
13.08. | 21
13.08. | 22
13.08. | 23
13.08. | 24
14.08. | 1
14.08. | 2
14.08. | 3
14.08. | 4
14.08. | 5
14.08. | 6
14.08. | 7
14.08. | 8
14.08. | 9
14.08. | 10
14.08. | 11
14.08. | 12
14.08. | 13
14.08. | 14
14.08. | 15
14.08. | 16
14.08. | 17
14.08. | 18
14.08. | 19
14.08. | 20
14.08. | 21
14.08. | 22
14.08. | 23
14.08. | 24
15.08. | 1
15.08. | 2
15.08. | 3
15.08. | 4
15.08. | 5
15.08. | 6
15.08. | 7
15.08. | 8
15.08. | 9
15.08. | 10
15.08. | 11
15.08. | 12
15.08. | 13
15.08. | 14
15.08. | 15
15.08. | 16
15.08. | 17
15.08. | 18
15.08. | 19
15.08. | 20
15.08. | 21
15.08. | 22
15.08. | 23
15.08. | 24
16.08. | 1
16.08. | 2
16.08. | 3
16.08. | 4
16.08. | 5
16.08. | 6
16.08. | 7
16.08. | 8
16.08. | 9
16.08. | 10
16.08. | 11
16.08. | 12
16.08. | 13
16.08. | 14
16.08. | 15
16.08. | 16
16.08. | 17
16.08. | 18
16.08. | 19
16.08. | 20
16.08. | 21
16.08. | 22
16.08. | 23
16.08. | 24
17.08. | 1
17.08. | 2
17.08. | 3
17.08. | 4
17.08. | 5
17.08. | 6
17.08. | 7
17.08. | 8
17.08. | 9
17.08. | 10
17.08. | 11
17.08. | 12
17.08. | 13
17.08. | 14
17.08. | 15
17.08. | 16
17.08. | 17
17.08. | 18
17.08. | 19
17.08. | 20
17.08. | 21
17.08. | 22
17.08. | 23
17.08. | 24
18.08. | 1
18.08. | 2
18.08. | 3
18.08. | 4
18.08. | 5
18.08. | 6
18.08. | 7
18.08. | 8
18.08. | 9
18.08. | 10
18.08. | 11
18.08. | 12
18.08. | 13
18.08. | 14
18.08. | 15
18.08. | 16
18.08. | 17
18.08. | 18
18.08. | 19
18.08. | 20
18.08. | 21
18.08. | 22
18.08. | 23
18.08. | 24
19.08. | 1
19.08. | 2
19.08. | 3
19.08. | 4
19.08. | 5
19.08. | 6
19.08. | 7
19.08. | 8
19.08. | 9
19.08. | 10
19.08. | 11
19.08. | 12
19.08. | 13
19.08. | 14
19.08. | 15
19.08. | 16
19.08. | 17
19.08. | 18
19.08. | 19
19.08. | 20
19.08. | 21
19.08. | 22
19.08. | 23
19.08. | 24
20.08. | 1
20.08. | 2
20.08. | 3
20.08. | 4
20.08. | 5
20.08. | 6
20.08. | 7
20.08. | 8
20.08. | 9
20.08. | 10
20.08. | 11
20.08. | 12
20.08. | 13
20.08. | 14
20.08. | 15
20.08. | 16
20.08. | 17
20.08. | 18
20.08. | 19
20.08. | 20
20.08. | 21
20.08. | 22
20.08. | 23
20.08. | 24
21.08. | 1
21.08. | 2
21.08. | 3
21.08. | 4
21.08. | 5
21.08. | 6
21.08. | 7
21.08. | 8
21.08. | 9
21.08. | 10
21.08. | 11
21.08. | 12
21.08. | 13
21.08. | 14
21.08. | 15
21.08. | 16
21.08. | 17
21.08. | 18
21.08. | 19
21.08. | 20
21.08. | 21
21.08. | 22
21.08. | 23
21.08. | 24
22.08. | 1
22.08. | 2
22.08. | 3
22.08. | 4
22.08. | 5
22.08. | 6
22.08. | 7
22.08. | 8
22.08. | 9
22.08. | 10
22.08. | 11
22.08. | 12
22.08. | 13
22.08. | 14
22.08. | 15
22.08. | 16
22.08. | 17
22.08. | 18
22.08. | 19
22.08. | 20
22.08. | 21
22.08. | 22
22.08. | 23
22.08. | 24
23.08. | 1
23.08. | 2
23.08. | 3
23.08. | 4
23.08. | 5
23.08. | 6
23.08. | 7
23.08. | 8
23.08. | 9
23.08. | 10
23.08. | 11
23.08. | 12
23.08. | 13
23.08. | 14
23.08. | 15
23.08. | 16
23.08. | 17
23.08. | 18
23.08. | 19
23.08. | 20
23.08. | 21
23.08. | 22
23.08. | 23
23.08. | 24
24.08. | 1
24.08. | 2
24.08. | 3
24.08. | 4
24.08. | 5
24.08. | 6
24.08. | 7
24.08. | 8
24.08. | 9
24.08. | 10
24.08. | 11
24.08. | 12
24.08. | 13
24.08. | 14
24.08. | 15
24.08. | 16
24.08. | 17
24.08. | 18
24.08. | 19
24.08. | 20
24.08. | 21
24.08. | 22
24.08. | 23
24.08. | 24
25.08. | 1
25.08. | 2
25.08. | 3
25.08. | 4
25.08. | 5
25.08. | 6
25.08. | 7
25.08. | 8
25.08. | 9
25.08. | 10
25.08. | 11
25.08. | 12
25.08. | 13
25.08. | 14
25.08. | 15
25.08. | 16
25.08. | 17
25.08. | 18
25.08. | 19
25.08. | 20
25.08. | 21
25.08. | 22
25.08. | 23
25.08. | 24
26.08. | 1
26.08. | 2
26.08. | 3
26.08. | 4
26.08. | 5
26.08. | 6
26.08. | 7
26.08. | 8
26.08. | 9
26.08. | 10
26.08. | 11
26.08. | 12
26.08. | 13
26.08. | 14
26.08. | 15
26.08. | 16
26.08. | 17
26.08. | 18
26.08. | 19
26.08. | 20
26.08. | 21
26.08. | 22
26.08. | 23
26.08. | 24
27.08. | 1
27.08. | 2
27.08. | 3
27.08. | 4
27.08. | 5
27.08. | 6
27.08. | 7
27.08. | 8
27.08. | 9
27.08. | 10
27.08. | 11
27.08. | 12
27.08. | 13
27.08. | 14
27.08. | 15
27.08. | 16
27.08. | 17
27.08. | 18
27.08. | 19
27.08. | 20
27.08. | 21
27.08. | 22
27.08. | 23
27.08. | 24
28.08. | 1
28.08. | 2
28.08. | 3
28.08. | 4
28.08. | 5
28.08. | 6
28.08. | 7
28.08. | 8
28.08. | 9
28.08. | 10
28.08. | 11
28.08. | 12
28.08. | 13
28.08. | 14
28.08. | 15
28.08. | 16
28.08. | 17
28.08. | 18
28.08. | 19
28.08. | 20
28.08. | 21
28.08. | 22
28.08. | 23
28.08. | 24
29.08. | 1
29.08. | 2
29.08. | 3
29.08. | 4
29.08. | 5
29.08. | 6
29.08. | 7
29.08. | 8
29.08. | 9
29.08. | 10
29.08. | 11
29.08. | 12
29.08. | 13
29.08. | 14
29.08. | 15
29.08. | 16
29.08. | 17
29.08. | 18
29.08. | 19
29.08. | 20
29.08. | 21
29.08. | 22
29.08. | 23
29.08. | 24
30.08. | 1
30.08. | 2
30.08. | 3
30.08. | 4
30.08. | 5
30.08. | 6
30.08. | 7
30.08. | 8
30.08. | 9
30.08. | 10
30.08. | 11
30.08. | 12
30.08. | 13
30.08. | 14
30.08. | 15
30.08. | 16
30.08. | 17
30.08. | 18
30.08. | 19
30.08. | 20
30.08. | 21
30.08. | 22
30.08. | 23
30.08. | 24
31.08. | 1
31.08. | 2
31.08. | 3
31.08. | 4
31.08. | 5
31.08. | 6
31.08. | 7
31.08. | 8
31.08. | 9
31.08. | 10
31.08. | 11
31.08. | 12
31.08. | 13
31.08. | 14
31.08. | 15
31.08. | 16
31.08. | 17
31.08. | 18
31.08. | 19
31.08. | 20
31.08. | 21
31.08. | 22
31.08. | 23
31.08. | 24
01.09. | 1
01.09. | 2
01.09. | 3
01.09. | 4
01.09. | 5
01.09. | 6
01.09. | 7
01.09. | 8
01.09. | 9
01.09. | 10
01.09. | 11
01.09. | 12
01.09. | 13
01.09. | 14
01.09. | 15
01.09. | 16
01.09. | 17
01.09. | 18
01.09. | 19
01.09. | 20
01.09. | 21
01.09. | 22
01.09. | 23
01.09. | 24
02.09. | 1
02.09. | 2
02.09. | 3
02.09. | 4
02.09. | 5
02.09. | 6
02.09. | 7
02.09. | 8
02.09. | 9
02.09. | 10
02.09. | 11
02.09. | 12
02.09. | 13
02.09. | 14
02.09. | 15
02.09. | 16
02.09. | 17
02.09. | 18
02.09. | 19
02.09. | 20
02.09. | 21
02.09. | 22
02.09. | 23
02.09. | 24
03.09. | 1
03.09. | 2
03.09. | 3
03.09. | 4
03.09. | 5
03.09. | 6
03.09. | 7
03.09. | 8
03.09. | 9
03.09. | 10
03.09. | 11
03.09. | 12
03.09. | 13
03.09. | 14
03.09. | 15
03.09. | 16
03.09. | 17
03.09. | 18
03.09. | 19
03.09. | 20
03.09. | 21
03.09. | 22
03.09. | 23
03.09. | 24
04.09. | 1
04.09. | 2
04.09. | 3
04.09. | 4
04.09. | 5
04.09. | 6
04.09. | 7
04.09. | 8
04.09. | 9
04.09. | 10
04.09. | 11
04.09. | 12
04.09. | 13
04.09. | 14
04.09. | 15
04.09. | 16
04.09. | 17
04.09. | 18
04.09. | 19
04.09. | 20
04.09. | 21
04.09. | 22
04.09. | 23
04.09. | 24
05.09. | 1
05.09. | 2
05.09. | 3
05.09. | 4
05.09. | 5
05.09. | 6
05.09. | 7
05.09. | 8
05.09. | 9
05.09. | 10
05.09. | 11
05.09. | 12
05.09. | 13
05.09. | 14
05.09. | 15
05.09. | 16
05.09. | 17
05.09. | 18
05.09. | 19
05.09. | 20
05.09. | 21
05.09. | 22
05.09. | 23
05.09. | 24
06.09. | 1
06.09. | 2
06.09. | 3
06.09. | 4
06.09. | 5
06.09. | 6
06.09. | 7
06.09. | 8
06.09. | 9
06.09. | 10
06.09. | 11
06.09. | 12
06.09. | 13
06.09. | 14
06.09. | 15
06.09. | 16
06.09. | 17
06.09. | 18
06.09. | 19
06.09. | 20
06.09. | 21
06.09. | 22
06.09. | 23
06.09. | 24
07.09. | 1
07.09. | 2
07.09. | 3
07.09. | 4
07.09. | 5
07.09. | 6
07.09. | 7
07.09. | 8
07.09. | 9
07.09. | 10
07.09. | 11
07.09. | 12
07.09. | 13
07.09. | 14
07.09. | 15
07.09. | 16
07.09. | 17
07.09. | 18
07.09. | 19
07.09. | 20
07.09. | 21
07.09. | 22
07.09. | 23
07.09. | 24
08.09. | 1
08.09. | 2
08.09. | 3
08.09. | 4
08.09. | 5
08.09. | 6
08.09. | 7
08.09. | 8
08.09. | 9
08.09. | 10
08.09. | 11
08.09. | 12
08.09. | 13
08.09. | 14
08.09. | 15
08.09. | 16
08.09. | 17
08.09. | 18
08.09. | 19
08.09. | 20
08.09. | 21
08.09. | 22
08.09. | 23
08.09. | 24
09.09. | 1
09.09. | 2
09.09. | 3
09.09. | 4
09.09. | 5
09.09. | 6
09.09. | 7
09.09. | 8
09.09. | 9
09.09. | 10
09.09. | 11
09.09. | 12
09.09. | 13
09.09. | 14
09.09. | 15
09.09. | 16
09.09. | 17
09.09. | 18
09.09. | 19
09.09. | 20
09.09. | 21
09.09. | 22
09.09. | 23
09.09. | 24
10.09. | 1
10.09. | 2
10.09. | 3
10.09. | 4
10.09. | 5
10.09. | 6
10.09. | 7
10.09. | 8
10.09. | 9
10.09. | 10
10.09. | 11
10.09. | 12
10.09. | 13
10.09. | 14
10.09. | 15
10.09. | 16
10.09. | 17
10.09. | 18
10.09. | 19
10.09. | 20
10.09. | 21
10.09. | 22
10.09. | 23
10.09. | 24
11.09. | 1
11.09. | 2
11.09. | 3
11.09. | 4
11.09. | 5
11.09. | 6
11.09. | 7
11.09. | 8
11.09. | 9
11.09. | 10
11.09. | 11
11.09. | 12
11.09. | 13
11.09. | 14
11.09. | 15
11.09. | 16
11.09. | 17
11.09. | 18
11.09. | 19
11.09. | 20
11.09. | 21
11.09. | 22
11.09. | 23
11.09. | 24
12.09. | 1
12.09. | 2
12.09. | 3
12.09. | 4
12.09. | 5
12.09. | 6
12.09. | 7
12.09. | 8
12.09. | 9
12.09. | 10
12.09. | 11
12.09. | 12
12.09. | 13
12.09. | 14
12.09. | 15
12.09. | 16
12.09. | 17
12.09. | 18
12.09. | 19
12.09. | 20
12.09. | 21
12.09. | 22
12.09. | 23
12.09. | 24
13.09. | 1
13.09. | 2
13.09. | 3
13.09. | 4
13.09. | 5
13.09. | 6
13.09. | 7
13.09. | 8
13.09. | 9
13.09. | 10
13.09. | 11
13.09. | 12
13.09. | 13
13.09. | 14
13.09. | 15
13.09. | 16
13.09. | 17
13.09. | 18
13.09. | 19
13.09. | 20
13.09. | 21
13.09. | 22
13.09. | 23
13.09. | 24
14.09. | 1
14.09. | 2
14.09. | 3
14.09. | 4
14.09. | 5
14.09. | 6
14.09. | 7
14.09. | 8
14.09. | 9
14.09. | 10
14.09. | 11
14.09. | 12
14.09. | 13
14.09. | 14
14.09. | 15
14.09. | 16
14.09. | 17
14.09. | 18
14.09. | 19
14.09. | 20
14.09. | 21
14.09. | 22
14.09. | 23
14.09. | 24
15.09. | 1
15.09. | 2
15.09. | 3
15.09. | 4
15.09. | 5
15.09. | 6
15.09. | 7
15.09. | 8
15.09. | 9
15.09. | 10
15.09. | 11
15.09. | 12
15.09. | 13
15.09. | 14
15.09. | 15
15.09. | 16
15.09. | 17
15.09. | 18
15.09. | 19
15.09. | 20
15.09. | 21
15.09. | 22
15.09. | 23
15.09. | 24
16.09. | 1
16.09. | 2
16.09. | 3
16.09. | 4
16.09. | 5
16.09. | 6
16.09. | 7
16.09. | 8
16.09. | 9
16.09. | 10
16.09. | 11
16.09. | 12
16.09. | 13
16.09. | 14
16.09. | 15
16.09. | 16
16.09. | 17
16.09. | 18
16.09. | 19
16.09. | 20
16.09. | 21
16.09. | 22
16.09. | 23
16.09. | 24
17.09. | 1
17.09. | 2
17.09. | 3
17.09. | 4
17.09. | 5
17.09. | 6
17.09. | 7
17.09. | 8
17.09. | 9
17.09. | 10
17.09. | 11
17.09. | 12
17.09. | 13
17.09. | 14
17.09. | 15
17.09. | 16
17.09. | 17
17.09. | 18
17.09. | 19
17.09. | 20
17.09. | 21
17.09. | 22
17.09. | 23
17.09. | 24
18.09. | 1
18.09. | 2
18.09. | 3
18.09. | 4
18.09. | 5
18.09. | 6
18.09. | 7
18.09. | 8
18.09. | 9
18.09. | 10
18.09. | 11
18.09. | 12
18.09. | 13
18.09. | 14
18.09. | 15
18.09. | 16
18.09. | 17
18.09. | 18
18.09. | 19
18.09. | 20
18.09. | 21
18.09. | 22
18.09. | 23
18.09. | 24
19.09. | 1
19.09. | 2
19.09. | 3
19.09. | 4
19.09. | 5
19.09. | 6
19.09. | 7
19.09. | 8
19.09. | 9
19.09. | 10
19.09. | 11
19.09. | 12
19.09. | 13
19.09. | 14
19.09. | 15
19.09. | 16
19.09. | 17
19.09. | 18
19.09. | 19
19.09. | 20
19.09. | 21
19.09. | 22
19.09. | 23
19.09. | 24
20.09. | 1
20.09. | 2
20.09. | 3
20.09. | 4
20.09. | 5
20.09. | 6
20.09. | 7
20.09. | 8
20.09. | 9
20.09. | 10
20.09. | 11
20.09. | 12
20.09. | 13
20.09. | 14
20.09. | 15
20.09. | 16
20.09. | 17
20.09. | 18
20.09. | 19
20.09. | 20
20.09. | 21
20.09. | 22
20.09. | 23
20.09. | 24
21.09. | 1
21.09. | 2
21.09. | 3
21.09. | 4
21.09. | 5
21.09. | 6
21.09. | 7
21.09. | 8
21.09. | 9
21.09. | 10
21.09. | 11
21.09. | 12
21.09. | 13
21.09. | 14
21.09. | 15
21.09. | 16
21.09. | 17
21.09. | 18
21.09. | 19
21.09. | 20
21.09. | 21
21.09. | 22
21.09. | 23
21.09. | 24
22.09. | 1
22.09. | 2
22.09. | 3
22.09. | 4
22.09. | 5
22.09. | 6
22.09. | 7
22.09. | 8
22.09. | 9
22.09. | 10
22.09. | 11
22.09. | 12
22.09. | 13
22.09. | 14
22.09. | 15
22.09. | 16
22.09. | 17
22.09. | 18
22.09. | 19
22.09. | 20
22.09. | 21
22.09. | 22
22.09. | 23
22.09. | 24
23.09. | 1
23.09. | 2
23.09. | 3
23.09. | 4
23.09. | 5
23.09. | 6
23.09. | 7
23.09. | 8
23.09. | 9
23.09. | 10
23.09. | 11
23.09. | 12
23.09. | 13
23.09. | 14
23.09. | 15
23.09. | 16
23.09. | 17
23.09. | 18
23.09. | 19
23.09. | 20
23.09. | 21
23.09. | 22
23.09. | 23
23.09. | 24
24.09. | 1
24.09. | 2
24.09. | 3
24.09. | 4
24.09. | 5
24.09. | 6
24.09. | 7
24.09. | 8
24.09. | 9
24.09. | 10
24.09. | 11
24.09. | 12
24.09. | 13
24.09. | 14
24.09. | 15
24.09. | 16
24.09. | 17
24.09. | 18
24.09. | 19
24.09. | 20
24.09. | 21
24.09. | 22
24.09. | 23
24.09. | 24
25.09. | 1
25.09. | 2
25.09. | 3
25.09. | 4
25.09. | 5
25.09. | 6
25.09. | 7
25.09. | 8
25.09. | 9
25.09. | 10
25.09. | 11
25.09. | 12
25.09. | 13
25.09. | 14
25.09. | 15
25.09. | 16
25.09. | 17
25.09. | 18
25.09. | 19
25.09. | 20
25.09. | 21
25.09. | 22
25.09. | 23
25.09. | 24
26.09. | 1
26.09. | 2
26.09. | 3
26.09. | 4
26.09. | 5
26.09. | 6
26.09. | 7
26.09. | 8
26.09. | 9
26.09. | 10
26.09. | 11
26.09. | 12
26.09. | 13
26.09. | 14
26.09. | 15
26.09. | 16
26.09. | 17
26.09. | 18
26.09. | 19
26.09. | 20
26.09. | 21
26.09. | 22
26.09. | 23
26.09. | 24
27.09. | 1
27.09. | 2
27.09. | 3
27.09. | 4
27.09. | 5
27.09. | 6
27.09. | 7
27.09. | 8
27.09. | 9
27.09. | 10
27.09. | 11
27.09. | 12
27.09. | 13
27.09. | 14
27.09. | 15
27.09. | 16
27.09. | 17
27.09. | 18
27.09. | 19
27.09. | 20
27.09. | 21
27.09. | 22
27.09. | 23
27.09. | 24
28.09. | 1
28.09. | 2
28.09. | 3
28.09. | 4
28.09. | 5
28.09. | 6
28.09. | 7
28.09. | 8
28.09. | 9
28.09. | 10
28.09. | 11
28.09. | 12
28.09. | 13
28.09. | 14
28.09. | 15
28.09. | 16
28.09. | 17
28.09. | 18
28.09. | 19
28.09. | 20
28.09. | 21
28.09. | 22
28.09. | 23
28.09. | 24
29.09. | 1
29.09. | 2
29.09. | 3
29.09. | 4
29.09. | 5
29.09. | 6
29.09. | 7
29.09. | 8
29.09. | 9
29.09. | 10
29.09. | 11
29.09. | 12
29.09. | 13
29.09. | 14
29.09. | 15
29.09. | 16
29.09. | 17
29.09. | 18
29.09. | 19
29.09. | 20
29.09. | 21
29.09. | 22
29.09. | 23
29.09. | 24
30.09. | 1
30.09. | 2
30.09. | 3
30.09. | 4
30.09. | 5
30.09. | 6
30.09. | 7
30.09. | 8
30.09. | 9
30.09. | 10
30.09. | 11
30.09. | 12
30.09. | 13
30.09. | 14
30.09. | 15
30.09. | 16
30.09. | 17
30.09. | 18
30.09. | 19
30.09. | 20
30.09. | 21
30.09. | 22
30.09. | 23
30.09. | 24
01.10. | 1
01.10. | 2
01.10. | 3
01.10. | 4
01.10. | 5
01.10. | 6
01.10. | 7
01.10. | 8
01.10. | 9
01.10. | 10
01.10. | 11
01.10. | 12
01.10. | 13
01.10. | 14
01.10. | 15
01.10. | 16
01.10. | 17
01.10. | 18
01.10. | 19
01.10. | 20
01.10. | 21
01.10. | 22
01.10. | 23
01.10. | 24
02.10. | 1
02.10. | 2
02.10. | 3
02.10. | 4
02.10. | 5
02.10. | 6
02.10. | 7
02.10. | 8
02.10. | 9
02.10. | 10
02.10. | 11
02.10. | 12
02.10. | 13
02.10. | 14
02.10. | 15
02.10. | 16
02.10. | 17
02.10. | 18
02.10. | 19
02.10. | 20
02.10. | 21
02.10. | 22
02.10. | 23
02.10. | 24
03.10. | 1
03.10. | 2
03.10. | 3
03.10. | 4
03.10. | 5
03.10. | 6
03.10. | 7
03.10. | 8
03.10. | 9
03.10. | 10
03.10. | 11
03.10. | 12
03.10. | 13
03.10. | 14
03.10. | 15
03.10. | 16
03.10. | 17
03.10. | 18
03.10. | 19
03.10. | 20
03.10. | 21
03.10. | 22
03.10. | 23
03.10. | 24
04.10. | 1
04.10. | 2
04.10. | 3
04.10. | 4
04.10. | 5
04.10. | 6
04.10. | 7
04.10. | 8
04.10. | 9
04.10. | 10
04.10. | 11
04.10. | 12
04.10. | 13
04.10. | 14
04.10. | 15
04.10. | 16
04.10. | 17
04.10. | 18
04.10. | 19
04.10. | 20
04.10. | 21
04.10. | 22
04.10. | 23
04.10. | 24
05.10. | 1
05.10. | 2
05.10. | 3
05.10. | 4
05.10. | 5
05.10. | 6
05.10. | 7
05.10. | 8
05.10. | 9
05.10. | 10
05.10. | 11
05.10. | 12
05.10. | 13
05.10. | 14
05.10. | 15
05.10. | 16
05.10. | 17
05.10. | 18
05.10. | 19
05.10. | 20
05.10. | 21
05.10. | 22
05.10. | 23
05.10. | 24
06.10. | 1
06.10. | 2
06.10. | 3
06.10. | 4
06.10. | 5
06.10. | 6
06.10. | 7
06.10. | 8
06.10. | 9
06.10. | 10
06.10. | 11
06.10. | 12
06.10. | 13
06.10. | 14
06.10. | 15
06.10. | 16
06.10. | 17
06.10. | 18
06.10. | 19
06.10. | 20
06.10. | 21
06.10. | 22
06.10. | 23
06.10. | 24
07.10. | 1
07.10. | 2
07.10. | 3
07.10. | 4
07.10. | 5
07.10. | 6
07.10. | 7
07.10. | 8
07.10. | 9
07.10. | 10
07.10. | 11
07.10. | 12
07.10. | 13
07.10. | 14
07.10. | 15
07.10. | 16
07.10. | 17
07.10. | 18
07.10. | 19
07.10. | 20
07.10. | 21
07.10. | 22
07.10. | 23
07.10. | 24
08.10. | 1
08.10. | 2
08.10. | 3
08.10. | 4
08.10. | 5
08.10. | 6
08.10. | 7
08.10. | 8
08.10. | 9
08.10. | 10
08.10. | 11
08.10. | 12
08.10. | 13
08.10. | 14
08.10. | 15
08.10. | 16
08.10. | 17
08.10. | 18
08.10. | 19
08.10. | 20
08.10. | 21
08.10. | 22
08.10. | 23
08.10. | 24
09.10. | 1
09.10. | 2
09.10. | 3
09.10. | 4
09.10. | 5
09.10. | 6
09.10. | 7
09.10. | 8
09.10. | 9
09.10. | 10
09.10. | 11
09.10. | 12
09.10. | 13
09.10. | 14
09.10. | 15
09.10. | 16
09.10. | 17
09.10. | 18
09.10. | 19
09.10. | 20
09.10. | 21
09.10. | 22
09.10. | 23
09.10. | 24
10.10. | 1
10.10. | 2
10.10. | 3
10.10. | 4
10.10. | 5
10.10. | 6
10.10. | 7
10.10. | 8
10.10. | 9
10.10. | 10
10.10. | 11
10.10. | 12
10.10. | 13
10.10. | 14
10.10. | 15
10.10. | 16
10.10. | 17
10.10. | 18
10.10. | 19
10.10. | 20
10.10. | 21
10.10. | 22
10.10. | 23
10.10. | 24
11.10. | 1
11.10. | 2
11.10. | 3
11.10. | 4
11.10. | 5
11.10. | 6
11.10. | 7
11.10. | 8
11.10. | 9
11.10. | 10
11.10. | 11
11.10. | 12
11.10. | 13
11.10. | 14
11.10. | 15
11.10. | 16
11.10. | 17
11.10. | 18
11.10. | 19
11.10. | 20
11.10. | 21
11.10. | 22
11.10. | 23
11.10. | 24
12.10. | 1
12.10. | 2
12.10. | 3
12.10. | 4
12.10. | 5
12.10. | 6
12.10. | 7
12.10. | 8
12.10. | 9
12.10. | 10
12.10. | 11
12.10. | 12
12.10. | 13
12.10. | 14
12.10. | 15
12.10. | 16
12.10. | 17
12.10. | 18
12.10. | 19
12.10. | 20
12.10. | 21
12.10. | 22
12.10. | 23
12.10. | 24
13.10. | 1
13.10. | 2
13.10. | 3
13.10. | 4
13.10. | 5
13.10. | 6
13.10. | 7
13.10. | 8
13.10. | 9
13.10. | 10
13.10. | 11
13.10. | 12
13.10. | 13
13.10. | 14
13.10. | 15
13.10. | 16
13.10. | 17
13.10. | 18
13.10. | 19
13.10. | 20
13.10. | 21
13.10. | 22
13.10. | 23
13.10. | 24
14.10. | 1
14.10. | 2
14.10. | 3
14.10. | 4
14.10. | 5
14.10. | 6
14.10. | 7
14.10. | 8
14.10. | 9
14.10. | 10
14.10. | 11
14.10. | 12
14.10. | 13
14.10. | 14
14.10. | 15
14.10. | 16
14.10. | 17
14.10. | 18
14.10. | 19
14.10. | 20
14.10. | 21
14.10. | 22
14.10. | 23
14.10. | 24
15.10. | 1
15.10. | 2
15.10. | 3
15.10. | 4
15.10. | 5
15.10. | 6
15.10. | 7
15.10. | 8
15.10. | 9
15.10. | 10
15.10. | 11
15.10. | 12
15.10. | 13
15.10. | 14
15.10. | 15
15.10. | 16
15.10. | 17
15.10. | 18
15.10. | 19
15.10. | 20
15.10. | 21
15.10. | 22
15.10. | 23
15.10. | 24
16.10. | 1
16.10. | 2
16.10. | 3
16.10. | 4
16.10. | 5
16.10. | 6
16.10. | 7
16.10. | 8
16.10. | 9
16.10. | 10
16.10. | 11
16.10. | 12
16.10. | 13
16.10. | 14
16.10. | 15
16.10. | 16
16.10. | 17
16.10. | 18
16.10. | 19
16.10. | 20
16.10. | 21
16.10. | 22
16.10. | 23
16.10. | 24
17.10. | 1
17.10. | 2
17.10. | 3
17.10. | 4
17.10. | 5
17.10. | 6
17.10. | 7
17.10. | 8
17.10. | 9
17.10. | 10
17.10. | 11
17.10. | 12
17.10. | 13
17.10. | 14
17.10. | 15
17.10. | 16
17.10. | 17
17.10. | 18
17.10. | 19
17.10. | 20
17.10. | 21
17.10. | 22
17.10. | 23
17.10. | 24
18.10. | 1
18.10. | 2
18.10. | 3
18.10. | 4
18.10. | 5
18.10. | 6
18.10. | 7
18.10. | 8
18.10. | 9
18.10. | 10
18.10. | 11
18.10. | 12
18.10. | 13
18.10. | 14
18.10. | 15
18.10. | 16
18.10. | 17
18.10. | 18
18.10. | 19
18.10. | 20
18.10. | 21
18.10. | 22
18.10. | 23
18.10. | 24
19.10. | 1
19.10. | 2
19.10. | 3
19.10. | 4
19.10. | 5
19.10. | 6
19.10. | 7
19.10. | 8
19.10. | 9
19.10. | 10
19.10. | 11
19.10. | 12
19.10. | 13
19.10. | 14
19.10. | 15
19.10. | 16
19.10. | 17
19.10. | 18
19.10. | 19
19.10. | 20
19.10. | 21
19.10. | 22
19.10. | 23
19.10. | 24
20.10. | 1
20.10. | 2
20.10. | 3
20.10. | 4
20.10. | 5
20.10. | 6
20.10. | 7
20.10. | 8
20.10. | 9
20.10. | 10
20.10. | 11
20.10. | 12
20.10. | 13
20.10. | 14
20.10. | 15
20.10. | 16
20.10. | 17
20.10. | 18
20.10. | 19
20.10. | 20
20.10. | 21
20.10. | 22
20.10. | 23
20.10. | 24
21.10. | 1
21.10. | 2
21.10. | 3
21.10. | 4
21.10. | 5
21.10. | 6
21.10. | 7
21.10. | 8
21.10. | 9
21.10. | 10
21.10. | 11
21.10. | 12
21.10. | 13
21.10. | 14
21.10. | 15
21.10. | 16
21.10. | 17
21.10. | 18
21.10. | 19
21.10. | 20
21.10. | 21
21.10. | 22
21.10. | 23
21.10. | 24
22.10. | 1
22.10. | 2
22.10. | 3
22.10. | 4
22.10. | 5
22.10. | 6
22.10. | 7
22.10. | 8
22.10. | 9
22.10. | 10
22.10. | 11
22.10. | 12
22.10. | 13
22.10. | 14
22.10. | 15
22.10. | 16
22.10. | 17
22.10. | 18
22.10. | 19
22.10. | 20
22.10. | 21
22.10. | 22
22.10. | 23
22.10. | 24
23.10. | 1
23.10. | 2
23.10. | 3
23.10. | 4
23.10. | 5
23.10. | 6
23.10. | 7
23.10. | 8
23.10. | 9
23.10. | 10
23.10. | 11
23.10. | 12
23.10. | 13
23.10. | 14
23.10. | 15
23.10. | 16
23.10. | 17
23.10. | 18
23.10. | 19
23.10. | 20
23.10. | 21
23.10. | 22
23.10. | 23
23.10. | 24
24.10. | 1
24.10. | 2
24.10. | 3
24.10. | 4
24.10. | 5
24.10. | 6
24.10. | 7
24.10. | 8
24.10. | 9
24.10. | 10
24.10. | 11
24.10. | 12
24.10. | 13
24.10. | 14
24.10. | 15
24.10. | 16
24.10. | 17
24.10. | 18
24.10. | 19
24.10. | 20
24.10. | 21
24.10. | 22
24.10. | 23
24.10. | 24
25.10. | 1
25.10. | 2
25.10. | 3
25.10. | 4
25.10. | 5
25.10. | 6
25.10. | 7
25.10. | 8
25.10. | 9
25.10. | 10
25.10. | 11
25.10. | 12
25.10. | 13
25.10. | 14
25.10. | 15
25.10. | 16
25.10. | 17
25.10. | 18
25.10. | 19
25.10. | 20
25.10. | 21
25.10. | 22
25.10. | 23
25.10. | 24
26.10. | 1
26.10. | 2
26.10. | 3
26.10. | 4
26.10. | 5
26.10. | 6
26.10. | 7
26.10. | 8
26.10. | 9
26.10. | 10
26.10. | 11
26.10. | 12
26.10. | 13
26.10. | 14
26.10. | 15
26.10. | 16
26.10. | 17
26.10. | 18
26.10. | 19
26.10. | 20
26.10. | 21
26.10. | 22
26.10. | 23
26.10. | 24
27.10. | 1
27.10. | 2
27.10. | 3
27.10. | 4
27.10. | 5
27.10. | 6
27.10. | 7
27.10. | 8
27.10. | 9
27.10. | 10
27.10. | 11
27.10. | 12
27.10. | 13
27.10. | 14
27.10. | 15
27.10. | 16
27.10. | 17
27.10. | 18
27.10. | 19
27.10. | 20
27.10. | 21
27.10. | 22
27.10. | 23
27.10. | 24
28.10. | 1
28.10. | 2
28.10. | 3
28.10. | 4
28.10. | 5
28.10. | 6
28.10. | 7
28.10. | 8
28.10. | 9
28.10. | 10
28.10. | 11
28.10. | 12
28.10. | 13
28.10. | 14
28.10. | 15
28.10. | 16
28.10. | 17
28.10. | 18
28.10. | 19
28.10. | 20
28.10. | 21
28.10. | 22
28.10. | 23
28.10. | 24
29.10. | 1
29.10. | 2
29.10. | 3
29.10. | 4
29.10. | 5
29.10. | 6
29.10. | 7
29.10. | 8
29.10. | 9
29.10. | 10
29.10. | 11
29.10. | 12
29.10. | 13
29.10. | 14
29.10. | 15
29.10. | 16
29.10. | 17
29.10. | 18
29.10. | 19
29.10. | 20
29.10. | 21
29.10. | 22
29.10. | 23
29.10. | 24
30.10. | 1
30.10. | 2
30.10. | 3
30.10. | 4
30.10. | 5
30.10. | 6
30.10. | 7
30.10. | 8
30.10. | 9
30.10. | 10
30.10. | 11
30.10. | 12
30.10. | 13
30.10. | 14
30.10. | 15
30.10. | 16
30.10. | 17
30.10. | 18
30.10. | 19
30.10. | 20
30.10. | 21
30.10. | 22
30.10. | 23
30.10. | 24
31.10. | 1
31.10. | 2
31.10. | 3
31.10. | 4
31.10. | 5
31.10. | 6
31.10. | 7
31.10. | 8
31.10. | 9
31.10. | 10
31.10. | 11
31.10. | 12
31.10. | 13
31.10. | 14
31.10. | 15
31.10. | 16
31.10. | 17
31.10. | 18
31.10. | 19
31.10. | 20
31.10. | 21
31.10. | 22
31.10. | 23
31.10. | 24
01.11. | 1
01.11. | 2
01.11. | 3
01.11. | 4
01.11. | 5
01.11. | 6
01.11. | 7
01.11. | 8
01.11. | 9
01.11. | 10
01.11. | 11
01.11. | 12
01.11. | 13
01.11. | 14
01.11. | 15
01.11. | 16
01.11. | 17
01.11. | 18
01.11. | 19
01.11. | 20
01.11. | 21
01.11. | 22
01.11. | 23
01.11. | 24
02.11. | 1
02.11. | 2
02.11. | 3
02.11. | 4
02.11. | 5
02.11. | 6
02.11. | 7
02.11. | 8
02.11. | 9
02.11. | 10
02.11. | 11
02.11. | 12
02.11. | 13
02.11. | 14
02.11. | 15
02.11. | 16
02.11. | 17
02.11. | 18
02.11. | 19
02.11. | 20
02.11. | 21
02.11. | 22
02.11. | 23
02.11. | 24
03.11. | 1
03.11. | 2
03.11. | 3
03.11. | 4
03.11. | 5
03.11. | 6
03.11. | 7
03.11. | 8
03.11. | 9
03.11. | 10
03.11. | 11
03.11. | 12
03.11. | 13
03.11. | 14
03.11. | 15
03.11. | 16
03.11. | 17
03.11. | 18
03.11. | 19
03.11. | 20
03.11. | 21
03.11. | 22
03.11. | 23
03.11. | 24
04.11. | 1
04.11. | 2
04.11. | 3
04.11. | 4
04.11. | 5
04.11. | 6
04.11. | 7
04.11. | 8
04.11. | 9
04.11. | 10
04.11. | 11
04.11. | 12
04.11. | 13
04.11. | 14
04.11. | 15
04.11. | 16
04.11. | 17
04.11. | 18
04.11. | 19
04.11. | 20
04.11. | 21
04.11. | 22
04.11. | 23
04.11. | 24
05.11. | 1
05.11. | 2
05.11. | 3
05.11. | 4
05.11. | 5
05.11. | 6
05.11. | 7
05.11. | 8
05.11. | 9
05.11. | 10
05.11. | 11
05.11. | 12
05.11. | 13
05.11. | 14
05.11. | 15
05.11. | 16
05.11. | 17
05.11. | 18
05.11. | 19
05.11. | 20
05.11. | 21
05.11. | 22
05.11. | 23
05.11. | 24
06.11. | 1
06.11. | 2
06.11. | 3
06.11. | 4
06.11. | 5
06.11. | 6
06.11. | 7
06.11. | 8
06.11. | 9
06.11. | 10
06.11. | 11
06.11. | 12
06.11. | 13
06.11. | 14
06.11. | 15
06.11. | 16
06.11. | 17
06.11. | 18
06.11. | 19
06.11. | 20
06.11. | 21
06.11. | 22
06.11. | 23
06.11. | 24
07.11. | 1
07.11. | 2
07.11. | 3
07.11. | 4
07.11. | 5
07.11. | 6
07.11. | 7
07.11. | 8
07.11. | 9
07.11. | 10
07.11. | 11
07.11. | 12
07.11. | 13
07.11. | 14
07.11. | 15
07.11. | 16
07.11. | 17
07.11. | 18
07.11. | 19
07.11. | 20
07.11. | 21
07.11. | 22
07.11. | 23
07.11. | 24
08.11. | 1
08.11. | 2
08.11. | 3
08.11. | 4
08.11. | 5
08.11. | 6
08.11. | 7
08.11. | 8
08.11. | 9
08.11. | 10
08.11. | 11
08.11. | 12
08.11. | 13
08.11. | 14
08.11. | 15
08.11. | 16
08.11. | 17
08.11. | 18
08.11. | 19
08.11. | 20
08.11. | 21
08.11. | 22
08.11. | 23
08.11. | 24
09.11. | 1
09.11. | 2
09.11. | 3
09.11. | 4
09.11. | 5
09.11. | 6
09.11. | 7
09.11. | 8
09.11. | 9
09.11. | 10
09.11. | 11
09.11. | 12
09.11. | 13
09.11. | 14
09.11. | 15
09.11. | 16
09.11. | 17
09.11. | 18
09.11. | 19
09.11. | 20
09.11. | 21
09.11. | 22
09.11. | 23
09.11. | 24
10.11. | 1
10.11. | 2
10.11. | 3
10.11. | 4
10.11. | 5
10.11. | 6
10.11. | 7
10.11. | 8
10.11. | 9
10.11. | 10
10.11. | 11
10.11. | 12
10.11. | 13
10.11. | 14
10.11. | 15
10.11. | 16
10.11. | 17
10.11. | 18
10.11. | 19
10.11. | 20
10.11. | 21
10.11. | 22
10.11. | 23
10.11. | 24
11.11. | 1
11.11. | 2
11.11. | 3
11.11. | 4
11.11. | 5
11.11. | 6
11.11. | 7
11.11. | 8
11.11. | 9
11.11. | 10
11.11. | 11
11.11. | 12
11.11. | 13
11.11. | 14
11.11. | 15
11.11. | 16
11.11. | 17
11.11. | 18
11.11. | 19
11.11. | 20
11.11. | 21
11.11. | 22
11.11. | 23
11.11. | 24
12.11. | 1
12.11. | 2
12.11. | 3
12.11. | 4
12.11. | 5
12.11. | 6
12.11. | 7
12.11. | 8
12.11. | 9
12.11. | 10
12.11. | 11
12.11. | 12
12.11. | 13
12.11. | 14
12.11. | 15
12.11. | 16
12.11. | 17
12.11. | 18
12.11. | 19
12.11. | 20
12.11. | 21
12.11. | 22
12.11. | 23
12.11. | 24
13.11. | 1
13.11. | 2
13.11. | 3
13.11. | 4
13.11. | 5
13.11. | 6
13.11. | 7
13.11. | 8
13.11. | 9
13.11. | 10
13.11. | 11
13.11. | 12
13.11. | 13
13.11. | 14
13.11. | 15
13.11. | 16
13.11. | 17
13.11. | 18
13.11. | 19
13.11. | 20
13.11. | 21
13.11. | 22
13.11. | 23
13.11. | 24
14.11. | 1
14.11. | 2
14.11. | 3
14.11. | 4
14.11. | 5
14.11. | 6
14.11. | 7
14.11. | 8
14.11. | 9
14.11. | 10
14.11. | 11
14.11. | 12
14.11. | 13
14.11. | 14
14.11. | 15
14.11. | 16
14.11. | 17
14.11. | 18
14.11. | 19
14.11. | 20
14.11. | 21
14.11. | 22
14.11. | 23
14.11. | 24
15.11. | 1
15.11. | 2
15.11. | 3
15.11. | 4
15.11. | 5
15.11. | 6
15.11. | 7
15.11. | 8
15.11. | 9
15.11. | 10
15.11. | 11
15.11. | 12
15.11. | 13
15.11. | 14
15.11. | 15
15.11. | 16
15.11. | 17
15.11. | 18
15.11. | 19
15.11. | 20
15.11. | 21
15.11. | 22
15.11. | 23
15.11. | 24
16.11. | 1
16.11. | 2
16.11. | 3
16.11. | 4
16.11. | 5
16.11. | 6
16.11. | 7
16.11. | 8
16.11. | 9
16.11. | 10
16.11. | 11
16.11. | 12
16.11. | 13
16.11. | 14
16.11. | 15
16.11. | 16
16.11. | 17
16.11. | 18
16.11. | 19
16.11. | 20
16.11. | 21
16.11. | 22
16.11. | 23
16.11. | 24
17.11. | 1
17.11. | 2
17.11. | 3
17.11. | 4
17.11. | 5
17.11. | 6
17.11. | 7
17.11. | 8
17.11. | 9
17.11. | 10
17.11. | 11
17.11. | 12
17.11. | 13
17.11. | 14
17.11. | 15
17.11. | 16
17.11. | 17
17.11. | 18
17.11. | 19
17.11. | 20
17.11. | 21
17.11. | 22
17.11. | 23
17.11. | 24
18.11. | 1
18.11. | 2
18.11. | 3
18.11. | 4
18.11. | 5
18.11. | 6
18.11. | 7
18.11. | 8
18.11. | 9
18.11. | 10
18.11. | 11
18.11. | 12
18.11. | 13
18.11. | 14
18.11. | 15
18.11. | 16
18.11. | 17
18.11. | 18
18.11. | 19
18.11. | 20
18.11. | 21
18.11. | 22
18.11. | 23
18.11. | 24
19.11. | 1
19.11. | 2
19.11. | 3
19.11. | 4
19.11. | 5
19.11. | 6
19.11. | 7
19.11. | 8
19.11. | 9
19.11. | 10
19.11. | 11
19.11. | 12
19.11. | 13
19.11. | 14
19.11. | 15
19.11. | 16
19.11. | 17
19.11. | 18
19.11. | 19
19.11. | 20
19.11. | 21
19.11. | 22
19.11. | 23
19.11. | 24
20.11. | 1
20.11. | 2
20.11. | 3
20.11. | 4
20.11. | 5
20.11. | 6
20.11. | 7
20.11. | 8
20.11. | 9
20.11. | 10
20.11. | 11
20.11. | 12
20.11. | 13
20.11. | 14
20.11. | 15
20.11. | 16
20.11. | 17
20.11. | 18
20.11. | 19
20.11. | 20
20.11. | 21
20.11. | 22
20.11. | 23
20.11. | 24
21.11. | 1
21.11. | 2
21.11. | 3
21.11. | 4
21.11. | 5
21.11. | 6
21.11. | 7
21.11. | 8
21.11. | 9
21.11. | 10
21.11. | 11
21.11. | 12
21.11. | 13
21.11. | 14
21.11. | 15
21.11. | 16
21.11. | 17
21.11. | 18
21.11. | 19
21.11. | 20
21.11. | 21
21.11. | 22
21.11. | 23
21.11. | 24
22.11. | 1
22.11. | 2
22.11. | 3
22.11. | 4
22.11. | 5
22.11. | 6
22.11. | 7
22.11. | 8
22.11. | 9
22.11. | 10
22.11. | 11
22.11. | 12
22.11. | 13
22.11. | 14
22.11. | 15
22.11. | 16
22.11. | 17
22.11. | 18
22.11. | 19
22.11. | 20
22.11. | 21
22.11. | 22
22.11. | 23
22.11. | 24
23.11. | 1
23.11. | 2
23.11. | 3
23.11. | 4
23.11. | 5
23.11. | 6
23.11. | 7
23.11. | 8
23.11. | 9
23.11. | 10
23.11. | 11
23.11. | 12
23.11. | 13
23.11. | 14
23.11. | 15
23.11. | 16
23.11. | 17
23.11. | 18
23.11. | 19
23.11. | 20
23.11. | 21
23.11. | 22
23.11. | 23
23.11. | 24
24.11. | 1
24.11. | 2
24.11. | 3
24.11. | 4
24.11. | 5
24.11. | 6
24.11. | 7
24.11. | 8
24.11. | 9
24.11. | 10
24.11. | 11
24.11. | 12
24.11. | 13
24.11. | 14
24.11. | 15
24.11. | 16
24.11. | 17
24.11. | 18
24.11. | 19
24.11. | 20
24.11. | 21
24.11. | 22
24.11. | 23
24.11. | 24
25.11. | 1
25.11. | 2
25.11. | 3
25.11. | 4
25.11. | 5
25.11. | 6
25.11. | 7
25.11. | 8
25.11. | 9
25.11. | 10
25.11. | 11
25.11. | 12
25.11. | 13
25.11. | 14
25.11. | 15
25.11. | 16
25.11. | 17
25.11. | 18
25.11. | 19
25.11. | 20
25.11. | 21
25.11. | 22
25.11. | 23
25.11. | 24
26.11. | 1
26.11. | 2
26.11. | 3
26.11. | 4
26.11. | 5
26.11. | 6
26.11. | 7
26.11. | 8
26.11. | 9
26.11. | 10
26.11. | 11
26.11. | 12
26.11. | 13
26.11. | 14
26.11. | 15
26.11. | 16
26.11. | 17
26.11. | 18
26.11. | 19
26.11. | 20
26.11. | 21
26.11. | 22
26.11. | 23
26.11. | 24
27.11. | 1
27.11. | 2
27.11. | 3
27.11. | 4
27.11. | 5
27.11. | 6
27.11. | 7
27.11. | 8
27.11. | 9
27.11. | 10
27.11. | 11
27.11. | 12
27.11. | 13
27.11. | 14
27.11. | 15
27.11. | 16
27.11. | 17
27.11. | 18
27.11. | 19
27.11. | 20
27.11. | 21
27.11. | 22
27.11. | 23
27.11. | 24
28.11. | 1
28.11. | 2
28.11. | 3
28.11. | 4
28.11. | 5
28.11. | 6
28.11. | 7
28.11. | 8
28.11. | 9
28.11. | 10
28.11. | 11
28.11. | 12
28.11. | 13
28.11. | 14
28.11. | 15
28.11. | 16
28.11. | 17
28.11. | 18
28.11. | 19
28.11. | 20
28.11. | 21
28.11. | 22
28.11. | 23
28.11. | 24
29.11. | 1
29.11. | 2
29.11. | 3
29.11. | 4
29.11. | 5
29.11. | 6
29.11. | 7
29.11. | 8
29.11. | 9
29.11. | 10
29.11. | 11
29.11. | 12
29.11. | 13
29.11. | 14
29.11. | 15
29.11. | 16
29.11. | 17
29.11. | 18
29.11. | 19
29.11. | 20
29.11. | 21
29.11. | 22
29.11. | 23
29.11. | 24
30.11. | 1
30.11. | 2
30.11. | 3
30.11. | 4
30.11. | 5
30.11. | 6
30.11. | 7
30.11. | 8
30.11. | 9
30.11. | 10
30.11. | 11
30.11. | 12
30.11. | 13
30.11. | 14
30.11. | 15
30.11. | 16
30.11. | 17
30.11. | 18
30.11. | 19
30.11. | 20
30.11. | 21
30.11. | 22
30.11. | 23
30.11. | 24
01.12. | 1
01.12. | 2
01.12. | 3
01.12. | 4
01.12. | 5
01.12. | 6
01.12. | 7
01.12. | 8
01.12. | 9
01.12. | 10
01.12. | 11
01.12. | 12
01.12. | 13
01.12. | 14
01.12. | 15
01.12. | 16
01.12. | 17
01.12. | 18
01.12. | 19
01.12. | 20
01.12. | 21
01.12. | 22
01.12. | 23
01.12. | 24
02.12. | 1
02.12. | 2
02.12. | 3
02.12. | 4
02.12. | 5
02.12. | 6
02.12. | 7
02.12. | 8
02.12. | 9
02.12. | 10
02.12. | 11
02.12. | 12
02.12. | 13
02.12. | 14
02.12. | 15
02.12. | 16
02.12. | 17
02.12. | 18
02.12. | 19
02.12. | 20
02.12. | 21
02.12. | 22
02.12. | 23
02.12. | 24
03.12. | 1
03.12. | 2
03.12. | 3
03.12. | 4
03.12. | 5
03.12. | 6
03.12. | 7
03.12. | 8
03.12. | 9
03.12. | 10
03.12. | 11
03.12. | 12
03.12. | 13
03.12. | 14
03.12. | 15
03.12. | 16
03.12. | 17
03.12. | 18
03.12. | 19
03.12. | 20
03.12. | 21
03.12. | 22
03.12. | 23
03.12. | 24
04.12. | 1
04.12. | 2
04.12. | 3
04.12. | 4
04.12. | 5
04.12. | 6
04.12. | 7
04.12. | 8
04.12. | 9
04.12. | 10
04.12. | 11
04.12. | 12
04.12. | 13
04.12. | 14
04.12. | 15
04.12. | 16
04.12. | 17
04.12. | 18
04.12. | 19
04.12. | 20
04.12. | 21
04.12. | 22
04.12. | 23
04.12. | 24
05.12. | 1
05.12. | 2
05.12. | 3
05.12. | 4
05.12. | 5
05.12. | 6
05.12. | 7
05.12. | 8
05.12. | 9
05.12. | 10
05.12. | 11
05.12. | 12
05.12. | 13
05.12. | 14
05.12. | 15
05.12. | 16
05.12. | 17
05.12. | 18
05.12. | 19
05.12. | 20
05.12. | 21
05.12. | 22
05.12. | 23
05.12. | 24
06.12. | 1
06.12. | 2
06.12. | 3
06.12. | 4
06.12. | 5
06.12. | 6
06.12. | 7
06.12. | 8
06.12. | 9
06.12. | 10
06.12. | 11
06.12. | 12
06.12. | 13
06.12. | 14
06.12. | 15
06.12. | 16
06.12. | 17
06.12. | 18
06.12. | 19
06.12. | 20
06.12. | 21
06.12. | 22
06.12. | 23
06.12. | 24
07.12. | 1
07.12. | 2
07.12. | 3
07.12. | 4
07.12. | 5
07.12. | 6
07.12. | 7
07.12. | 8
07.12. | 9
07.12. | 10
07.12. | 11
07.12. | 12
07.12. | 13
07.12. | 14
07.12. | 15
07.12. | 16
07.12. | 17
07.12. | 18
07.12. | 19
07.12. | 20
07.12. | 21
07.12. | 22
07.12. | 23
07.12. | 24
08.12. | 1
08.12. | 2
08.12. | 3
08.12. | 4
08.12. | 5
08.12. | 6
08.12. | 7
08.12. | 8
08.12. | 9
08.12. | 10
08.12. | 11
08.12. | 12
08.12. | 13
08.12. | 14
08.12. | 15
08.12. | 16
08.12. | 17
08.12. | 18
08.12. | 19
08.12. | 20
08.12. | 21
08.12. | 22
08.12. | 23
08.12. | 24
09.12. | 1
09.12. | 2
09.12. | 3
09.12. | 4
09.12. | 5
09.12. | 6
09.12. | 7
09.12. | 8
09.12. | 9
09.12. | 10
09.12. | 11
09.12. | 12
09.12. | 13
09.12. | 14
09.12. | 15
09.12. | 16
09.12. | 17
09.12. | 18
09.12. | 19
09.12. | 20
09.12. | 21
09.12. | 22
09.12. | 23
09.12. | 24
10.12. | 1
10.12. | 2
10.12. | 3
10.12. | 4
10.12. | 5
10.12. | 6
10.12. | 7
10.12. | 8
10.12. | 9
10.12. | 10
10.12. | 11
10.12. | 12
10.12. | 13
10.12. | 14
10.12. | 15
10.12. | 16
10.12. | 17
10.12. | 18
10.12. | 19
10.12. | 20
10.12. | 21
10.12. | 22
10.12. | 23
10.12. | 24
11.12. | 1
11.12. | 2
11.12. | 3
11.12. | 4
11.12. | 5
11.12. | 6
11.12. | 7
11.12. | 8
11.12. | 9
11.12. | 10
11.12. | 11
11.12. | 12
11.12. | 13
11.12. | 14
11.12. | 15
11.12. | 16
11.12. | 17
11.12. | 18
11.12. | 19
11.12. | 20
11.12. | 21
11.12. | 22
11.12. | 23
11.12. | 24
12.12. | 1
12.12. | 2
12.12. | 3
12.12. | 4
12.12. | 5
12.12. | 6
12.12. | 7
12.12. | 8
12.12. | 9
12.12. | 10
12.12. | 11
12.12. | 12
12.12. | 13
12.12. | 14
12.12. | 15
12.12. | 16
12.12. | 17
12.12. | 18
12.12. | 19
12.12. | 20
12.12. | 21
12.12. | 22
12.12. | 23
12.12. | 24
13.12. | 1
13.12. | 2
13.12. | 3
13.12. | 4
13.12. | 5
13.12. | 6
13.12. | 7
13.12. | 8
13.12. | 9
13.12. | 10
13.12. | 11
13.12. | 12
13.12. | 13
13.12. | 14
13.12. | 15
13.12. | 16
13.12. | 17
13.12. | 18
13.12. | 19
13.12. | 20
13.12. | 21
13.12. | 22
13.12. | 23
13.12. | 24
14.12. | 1
14.12. | 2
14.12. | 3
14.12. | 4
14.12. | 5
14.12. | 6
14.12. | 7
14.12. | 8
14.12. | 9
14.12. | 10
14.12. | 11
14.12. | 12
14.12. | 13
14.12. | 14
14.12. | 15
14.12. | 16
14.12. | 17
14.12. | 18
14.12. | 19
14.12. | 20
14.12. | 21
14.12. | 22
14.12. | 23
14.12. | 24
15.12. | 1
15.12. | 2
15.12. | 3
15.12. | 4
15.12. | 5
15.12. | 6
15.12. | 7
15.12. | 8
15.12. | 9
15.12. | 10
15.12. | 11
15.12. | 12
15.12. | 13
15.12. | 14
15.12. | 15
15.12. | 16
15.12. | 17
15.12. | 18
15.12. | 19
15.12. | 20
15.12. | 21
15.12. | 22
15.12. | 23
15.12. | 24
16.12. | 1
16.12. | 2
16.12. | 3
16.12. | 4
16.12. | 5
16.12. | 6
16.12. | 7
16.12. | 8
16.12. | 9
16.12. | 10
16.12. | 11
16.12. | 12
16.12. | 13
16.12. | 14
16.12. | 15
16.12. | 16
16.12. | 17
16.12. | 18
16.12. | 19
16.12. | 20
16.12. | 21
16.12. | 22
16.12. | 23
16.12. | 24
17.12. | 1
17.12. | 2
17.12. | 3
17.12. | 4
17.12. | 5
17.12. | 6
17.12. | 7
17.12. | 8
17.12. | 9
17.12. | 10
17.12. | 11
17.12. | 12
17.12. | 13
17.12. | 14
17.12. | 15
17.12. | 16
17.12. | 17
17.12. | 18
17.12. | 19
17.12. | 20
17.12. | 21
17.12. | 22
17.12. | 23
17.12. | 24
18.12. | 1
18.12. | 2
18.12. | 3
18.12. | 4
18.12. | 5
18.12. | 6
18.12. | 7
18.12. | 8
18.12. | 9
18.12. | 10
18.12. | 11
18.12. | 12
18.12. | 13
18.12. | 14
18.12. | 15
18.12. | 16
18.12. | 17
18.12. | 18
18.12. | 19
18.12. | 20
18.12. | 21
18.12. | 22
18.12. | 23
18.12. | 24
19.12. | 1
19.12. | 2
19.12. | 3
19.12. | 4
19.12. | 5
19.12. | 6
19.12. | 7
19.12. | 8
19.12. | 9
19.12. | 10
19.12. | 11
19.12. | 12
19.12. | 13
19.12. | 14
19.12. | 15
19.12. | 16
19.12. | 17
19.12. | 18
19.12. | 19
19.12. | 20
19.12. | 21
19.12. | 22
19.12. | 23
19.12. | 24
20.12. | 1
20.12. | 2
20.12. | 3
20.12. | 4
20.12. | 5
20.12. | 6
20.12. | 7
20.12. | 8
20.12. | 9
20.12. | 10
20.12. | 11
20.12. | 12
20.12. | 13
20.12. | 14
20.12. | 15
20.12. | 16
20.12. | 17
20.12. | 18
20.12. | 19
20.12. | 20
20.12. | 21
20.12. | 22
20.12. | 23
20.12. | 24
21.12. | 1
21.12. | 2
21.12. | 3
21.12. | 4
21.12. | 5
21.12. | 6
21.12. | 7
21.12. | 8
21.12. | 9
21.12. | 10
21.12. | 11
21.12. | 12
21.12. | 13
21.12. | 14
21.12. | 15
21.12. | 16
21.12. | 17
21.12. | 18
21.12. | 19
21.12. | 20
21.12. | 21
21.12. | 22
21.12. | 23
21.12. | 24
22.12. | 1
22.12. | 2
22.12. | 3
22.12. | 4
22.12. | 5
22.12. | 6
22.12. | 7
22.12. | 8
22.12. | 9
22.12. | 10
22.12. | 11
22.12. | 12
22.12. | 13
22.12. | 14
22.12. | 15
22.12. | 16
22.12. | 17
22.12. | 18
22.12. | 19
22.12. | 20
22.12. | 21
22.12. | 22
22.12. | 23
22.12. | 24
23.12. | 1
23.12. | 2
23.12. | 3
23.12. | 4
23.12. | 5
23.12. | 6
23.12. | 7
23.12. | 8
23.12. | 9
23.12. | 10
23.12. | 11
23.12. | 12
23.12. | 13
23.12. | 14
23.12. | 15
23.12. | 16
23.12. | 17
23.12. | 18
23.12. | 19
23.12. | 20
23.12. | 21
23.12. | 22
23.12. | 23
23.12. | 24
24.12. | 1
24.12. | 2
24.12. | 3
24.12. | 4
24.12. | 5
24.12. | 6
24.12. | 7
24.12. | 8
24.12. | 9
24.12. | 10
24.12. | 11
24.12. | 12
24.12. | 13
24.12. | 14
24.12. | 15
24.12. | 16
24.12. | 17
24.12. | 18
24.12. | 19
24.12. | 20
24.12. | 21
24.12. | 22
24.12. | 23
24.12. | 24
25.12. | 1
25.12. | 2
25.12. | 3
25.12. | 4
25.12. | 5
25.12. | 6
25.12. | 7
25.12. | 8
25.12. | 9
25.12. | 10
25.12. | 11
25.12. | 12
25.12. | 13
25.12. | 14
25.12. | 15
25.12. | 16
25.12. | 17
25.12. | 18
25.12. | 19
25.12. | 20
25.12. | 21
25.12. | 22
25.12. | 23
25.12. | 24
26.12. | 1
26.12. | 2
26.12. | 3
26.12. | 4
26.12. | 5
26.12. | 6
26.12. | 7
26.12. | 8
26.12. | 9
26.12. | 10
26.12. | 11
26.12. | 12
26.12. | 13
26.12. | 14
26.12. | 15
26.12. | 16
26.12. | 17
26.12. | 18
26.12. | 19
26.12. | 20
26.12. | 21
26.12. | 22
26.12. | 23
26.12. | 24
27.12. | 1
27.12. | 2
27.12. | 3
27.12. | 4
27.12. | 5
27.12. | 6
27.12. | 7
27.12. | 8
27.12. | 9
27.12. | 10
27.12. | 11
27.12. | 12
27.12. | 13
27.12. | 14
27.12. | 15
27.12. | 16
27.12. | 17
27.12. | 18
27.12. | 19
27.12. | 20
27.12. | 21
27.12. | 22
27.12. | 23
27.12. | 24
28.12. | 1
28.12. | 2
28.12. | 3
28.12. | 4
28.12. | 5
28.12. | 6
28.12. | 7
28.12. | 8
28.12. | 9
28.12. | 10
28.12. | 11
28.12. | 12
28.12. | 13
28.12. | 14
28.12. | 15
28.12. | 16
28.12. | 17
28.12. | 18
28.12. | 19
28.12. | 20
28.12. | 21
28.12. | 22
28.12. | 23
28.12. | 24
29.12. | 1
29.12. | 2
29.12. | 3
29.12. | 4
29.12. | 5
29.12. | 6
29.12. | 7
29.12. | 8
29.12. | 9
29.12. | 10
29.12. | 11
29.12. | 12
29.12. | 13
29.12. | 14
29.12. | 15
29.12. | 16
29.12. | 17
29.12. | 18
29.12. | 19
29.12. | 20
29.12. | 21
29.12. | 22
29.12. | 23
29.12. | 24
30.12. | 1
30.12. | 2
30.12. | 3
30.12. | 4
30.12. | 5
30.12. | 6
30.12. | 7
30.12. | 8
30.12. | 9
30.12. | 10
30.12. | 11
30.12. | 12
30.12. | 13
30.12. | 14
30.12. | 15
30.12. | 16
30.12. | 17
30.12. | 18
30.12. | 19
30.12. | 20
30.12. | 21
30.12. | 22
30.12. | 23
30.12. | 24
31.12. | 1
31.12. | 2
31.12. | 3
31.12. | 4
31.12. | 5
31.12. | 6
31.12. | 7
31.12. | 8
31.12. | 9
31.12. | 10
31.12. | 11
31.12. | 12
31.12. | 13
31.12. | 14
31.12. | 15
31.12. | 16
31.12. | 17
31.12. | 18
31.12. | 19
31.12. | 20
31.12. | 21
31.12. | 22
31.12. | 23
31.12. | 24

## Battery
ENTSO-E Market Modelling Database: Batteries
Country:
Market Node: | PT00
Year:
Climate year
Scenario
Type |  | Net maximum capacity - generation perspective (MW) | Net maximum capacity - demand perspective (MW) | Storage capacity (MWh) | Number of units | Average efficiency | Ramp up rate (MW/h) | Ramp down rate (MW/h)
Battery Total |  | 2500 | 2500 | 10000 | 2 | 0.92 | 0 | 0
Battery Utility Scale |  | 2500 | 2500 | 10000 | 2 | 0.92 | 0 | 0
Battery Residential |  | 0 | 0 | 0 | 0 | 0 | 0 | 0

## Electrolyser
ENTSO-E Market Modelling Database: Electrolysers
Country:
Market Node: | PT00
Year:
Climate year
Scenario
Type |  | Net maximum capacity (MW) | Number of units | Average efficiency | H2 storage (GWh) | Ramp up rate (MW/h) | Ramp down rate (MW/h) | Fixed generation reduction (% of max power output)
Electrolyser e-market Z1 |  | 0 | 0 | 0 | 0 | 0 | 0 | 100
Electrolyser e-market Z2 |  | 0 | 0 | 0 | 0 | 0 | 0 | 100
Electrolyser Shared RES Z1 |  | 0 | 0 | 0 | 0 | 0 | 0 | 100
Electrolyser Shared RES Z2 |  | 7401 | 2 | 0.68 | 0 | 0 | 0 | 0
Electrolyser Dedicated RES Z1 |  | 0 | 0 | 0 | 0 | 0 | 0 | 100
Electrolyser Dedicated RES Z2 |  | 0 | 0 | 0 | 0 | 0 | 0 | 100

## Wind
ENTSO-E Market Modelling Database: Wind
Country:
Market Node: | PT00
Year:
Scenario
Installed capacities Onshore wind Total(GW): | 10.0152
Installed capacities Onshore wind e-market (GW): | 9.0472
Installed capacities Onshore wind dedicated (GW): | 0
Installed capacities Onshore wind Shared RES - H2Z1 (GW): | 0
Installed capacities Onshore wind Shared RES - H2Z2 (GW): | 0.968
Installed capacities Offshore wind Total (GW): | 5.6
Installed capacities Offshore wind e-market - hub ready (GW): | 0
Installed capacities Offshore wind dedicated - hub ready (GW): | 0
Installed capacities Offshore wind Shared RES - H2Z1 - hub ready (GW): | 0
Installed capacities Offshore wind Shared RES - H2Z2 - hub ready (GW): | 0
Installed capacities Offshore wind e-market - radial (GW): | 0.6462
Installed capacities Offshore wind dedicated - radial (GW): | 0
Installed capacities Offshore wind Shared RES - H2Z1 - radial (GW): | 0
Installed capacities Offshore wind Shared RES - H2Z2 - radial (GW): | 4.9538

## Solar
ENTSO-E Market Modelling Database: Solar
Country:
Market Node: | PT00
Year:
Scenario
Installed capacities Thermal Solar (GW): | 0
Installed capacities Photovoltaic (GW): | 27.1133
Installed capacities Photovoltaic e-market (GW): | 13.926
Installed capacities Photovoltaic dedicated (GW): | 0
Installed capacities Photovoltaic Shared RES - H2Z1 (GW): | 0
Installed capacities Photovoltaic Shared RES - H2Z2 (GW): | 6.293
Installed capacities Rooftop (GW): | 6.8943
Installed capacities Solar Thermal with Storage (GW): | 0
Storage capacities Solar Thermal with Storage (GWh): | 0

## Hydro
ENTSO-E Market Modelling Database: Hydro
Country:
Market Node: | PT00
Year:
Scenario
Hydro PEMMDB 3.4
Run of River - Total turbining capacity (MW) | 508.3
Pondage - Total reservoir capacity (GWh) | 3.7
Pondage - Total turbining capacity (MW) | 279.8
Reservoir - Total reservoir capacity (GWh) | 1078.4
Reservoir - Total turbining capacity (MW) | 3135.5
Pump Storage (open loop, with natural inflows) - Total reservoir capacity (GWh) | 2229.2
Pump Storage (open loop, with natural inflows) - Total turbining capacity (MW) | 4469.4
Pump Storage (open loop, with natural inflows) - Total pumping capacity (MW) | -3837
Pure Pump Storage (closed loop, no natural inflows) - Total reservoir capacity (GWh) | 0
Pure Pump Storage (closed loop, no natural inflows) - Total turbining capacity (MW) | 0
Pure Pump Storage (closed loop, no natural inflows) - Total pumping capacity (MW) | 0

## Other RES
ENTSO-E Market Modelling Database: Other RES
Country:
Market Node: | PT00
Year:
Scenario:
Installed capacity excl. clim.dependent bands (MW): | 1581 |  |  | Small Biomass | Geothermal | Marine | Waste | Not Defined / Splitting not known
N.B. use convention first January always Monday (2007 calendar year) --> see guidelines for further details |  |  | Installed capacity (MW): | 1290.5 | 0 | 201 | 89.5 | 0
Date | Hour | TOTAL Other RES Output (MW) (excl. climate dependent bands) |  | Output (MW) | Output (MW) | Output (MW) | Output (MW) | Output (MW)
01.01. | 1 | 852.5541 |  | 712.8546 | 0 | 65.325 | 74.3745 | 0
01.01. | 2 | 846.5156 |  | 708.9831 | 0 | 63.516 | 74.0165 | 0
01.01. | 3 | 844.3237 |  | 707.9312 | 0 | 62.913 | 73.4795 | 0
01.01. | 4 | 853.1868 |  | 706.8793 | 0 | 73.365 | 72.9425 | 0
01.01. | 5 | 857.8311 |  | 703.1271 | 0 | 82.209 | 72.495 | 0
01.01. | 6 | 877.58 |  | 704.808 | 0 | 100.098 | 72.674 | 0
01.01. | 7 | 896.2539 |  | 705.8599 | 0 | 117.183 | 73.211 | 0
01.01. | 8 | 901.5945 |  | 701.598 | 0 | 127.233 | 72.7635 | 0
01.01. | 9 | 898.0138 |  | 701.0558 | 0 | 124.821 | 72.137 | 0
01.01. | 10 | 896.1585 |  | 697.6615 | 0 | 127.434 | 71.063 | 0
01.01. | 11 | 903.7149 |  | 697.4229 | 0 | 134.871 | 71.421 | 0
01.01. | 12 | 899.5422 |  | 692.3802 | 0 | 136.278 | 70.884 | 0
01.01. | 13 | 901.4175 |  | 693.161 | 0 | 137.283 | 70.9735 | 0
01.01. | 14 | 896.3607 |  | 690.4282 | 0 | 135.675 | 70.2575 | 0
01.01. | 15 | 891.1887 |  | 687.8472 | 0 | 133.263 | 70.0785 | 0
01.01. | 16 | 886.3061 |  | 692.1416 | 0 | 123.012 | 71.1525 | 0
01.01. | 17 | 874.1816 |  | 688.2376 | 0 | 115.776 | 70.168 | 0
01.01. | 18 | 858.4824 |  | 680.5814 | 0 | 109.344 | 68.557 | 0
01.01. | 19 | 852.1281 |  | 675.2351 | 0 | 109.947 | 66.946 | 0
01.01. | 20 | 852.0923 |  | 678.3258 | 0 | 106.731 | 67.0355 | 0
01.01. | 21 | 851.8979 |  | 679.2259 | 0 | 105.726 | 66.946 | 0
01.01. | 22 | 852.1623 |  | 678.9548 | 0 | 106.53 | 66.6775 | 0
01.01. | 23 | 860.915 |  | 682.078 | 0 | 111.354 | 67.483 | 0
01.01. | 24 | 873.152 |  | 690.515 | 0 | 113.364 | 69.273 | 0
02.01. | 1 | 876.9052 |  | 689.7992 | 0 | 116.58 | 70.526 | 0
02.01. | 2 | 875.6395 |  | 689.9185 | 0 | 115.374 | 70.347 | 0
02.01. | 3 | 874.5469 |  | 692.8899 | 0 | 110.952 | 70.705 | 0
02.01. | 4 | 867.5637 |  | 693.0092 | 0 | 104.118 | 70.4365 | 0
02.01. | 5 | 857.5337 |  | 690.3957 | 0 | 97.686 | 69.452 | 0
02.01. | 6 | 852.2559 |  | 690.2764 | 0 | 92.259 | 69.7205 | 0
02.01. | 7 | 870.0963 |  | 700.9908 | 0 | 98.49 | 70.6155 | 0
02.01. | 8 | 929.0088 |  | 753.6738 | 0 | 105.525 | 69.81 | 0
02.01. | 9 | 941.6287 |  | 761.1132 | 0 | 111.153 | 69.3625 | 0
02.01. | 10 | 953.3143 |  | 763.9328 | 0 | 120.198 | 69.1835 | 0
02.01. | 11 | 953.1927 |  | 766.8717 | 0 | 117.585 | 68.736 | 0
02.01. | 12 | 949.8834 |  | 767.3814 | 0 | 113.766 | 68.736 | 0
02.01. | 13 | 952.406 |  | 768.943 | 0 | 114.369 | 69.094 | 0
02.01. | 14 | 952.0722 |  | 772.6952 | 0 | 109.746 | 69.631 | 0
02.01. | 15 | 937.4914 |  | 768.0104 | 0 | 101.103 | 68.378 | 0
02.01. | 16 | 929.4108 |  | 767.0778 | 0 | 94.671 | 67.662 | 0
02.01. | 17 | 926.0144 |  | 768.5744 | 0 | 90.852 | 66.588 | 0
02.01. | 18 | 928.9148 |  | 772.8363 | 0 | 89.043 | 67.0355 | 0
02.01. | 19 | 934.0859 |  | 776.9789 | 0 | 89.445 | 67.662 | 0
02.01. | 20 | 942.7855 |  | 781.1215 | 0 | 93.465 | 68.199 | 0
02.01. | 21 | 946.2468 |  | 781.9023 | 0 | 95.877 | 68.4675 | 0
02.01. | 22 | 943.3273 |  | 778.6923 | 0 | 96.078 | 68.557 | 0
02.01. | 23 | 944.5958 |  | 779.9828 | 0 | 95.877 | 68.736 | 0
02.01. | 24 | 936.7668 |  | 770.9493 | 0 | 97.887 | 67.9305 | 0
03.01. | 1 | 872.6342 |  | 699.9607 | 0 | 104.922 | 67.7515 | 0
03.01. | 2 | 867.2424 |  | 692.7599 | 0 | 106.731 | 67.7515 | 0
03.01. | 3 | 866.6837 |  | 693.5407 | 0 | 105.123 | 68.02 | 0
03.01. | 4 | 857.3067 |  | 694.1697 | 0 | 95.475 | 67.662 | 0
03.01. | 5 | 842.1729 |  | 692.7274 | 0 | 82.41 | 67.0355 | 0
03.01. | 6 | 836.1435 |  | 696.8375 | 0 | 72.36 | 66.946 | 0
03.01. | 7 | 830.7055 |  | 701.338 | 0 | 62.511 | 66.8565 | 0
03.01. | 8 | 885.4555 |  | 761.135 | 0 | 57.285 | 67.0355 | 0
03.01. | 9 | 894.7451 |  | 767.1646 | 0 | 60.903 | 66.6775 | 0
03.01. | 10 | 904.5341 |  | 772.9556 | 0 | 64.722 | 66.8565 | 0
03.01. | 11 | 909.0755 |  | 772.717 | 0 | 69.144 | 67.2145 | 0
03.01. | 12 | 907.0561 |  | 770.4071 | 0 | 69.345 | 67.304 | 0
03.01. | 13 | 907.1959 |  | 767.9779 | 0 | 71.556 | 67.662 | 0
03.01. | 14 | 906.0514 |  | 764.7354 | 0 | 74.37 | 66.946 | 0
03.01. | 15 | 899.3842 |  | 761.0157 | 0 | 71.154 | 67.2145 | 0
03.01. | 16 | 904.4052 |  | 766.8392 | 0 | 69.546 | 68.02 | 0
03.01. | 17 | 918.7268 |  | 774.1918 | 0 | 75.978 | 68.557 | 0
03.01. | 18 | 924.9854 |  | 777.0114 | 0 | 79.596 | 68.378 | 0
03.01. | 19 | 931.0794 |  | 780.8504 | 0 | 82.209 | 68.02 | 0
03.01. | 20 | 929.505 |  | 780.46 | 0 | 81.204 | 67.841 | 0
03.01. | 21 | 929.5098 |  | 784.4833 | 0 | 76.38 | 68.6465 | 0
03.01. | 22 | 920.0741 |  | 774.3111 | 0 | 77.385 | 68.378 | 0
03.01. | 23 | 914.7301 |  | 773.0531 | 0 | 72.762 | 68.915 | 0
03.01. | 24 | 910.2958 |  | 769.6913 | 0 | 71.958 | 68.6465 | 0
04.01. | 1 | 837.1321 |  | 695.2541 | 0 | 72.963 | 68.915 | 0
04.01. | 2 | 831.4671 |  | 690.1246 | 0 | 72.159 | 69.1835 | 0
04.01. | 3 | 827.22 |  | 689.8535 | 0 | 68.541 | 68.8255 | 0
04.01. | 4 | 827.0045 |  | 689.192 | 0 | 69.345 | 68.4675 | 0
04.01. | 5 | 827.8825 |  | 683.9975 | 0 | 76.581 | 67.304 | 0
04.01. | 6 | 848.2341 |  | 691.3501 | 0 | 89.043 | 67.841 | 0
04.01. | 7 | 849.3091 |  | 691.9791 | 0 | 89.847 | 67.483 | 0
04.01. | 8 | 893.9464 |  | 731.3449 | 0 | 94.671 | 67.9305 | 0
04.01. | 9 | 906.5472 |  | 739.8362 | 0 | 98.691 | 68.02 | 0
04.01. | 10 | 928.1163 |  | 756.1573 | 0 | 104.118 | 67.841 | 0
04.01. | 11 | 927.0318 |  | 762.5773 | 0 | 96.882 | 67.5725 | 0
04.01. | 12 | 928.7966 |  | 767.8911 | 0 | 92.259 | 68.6465 | 0
04.01. | 13 | 931.5481 |  | 766.6006 | 0 | 96.48 | 68.4675 | 0
04.01. | 14 | 910.5169 |  | 742.2654 | 0 | 100.5 | 67.7515 | 0
04.01. | 15 | 908.3505 |  | 737.3745 | 0 | 103.314 | 67.662 | 0
04.01. | 16 | 917.6452 |  | 741.7557 | 0 | 108.138 | 67.7515 | 0
04.01. | 17 | 925.406 |  | 747.037 | 0 | 110.349 | 68.02 | 0
04.01. | 18 | 931.7613 |  | 754.8668 | 0 | 109.143 | 67.7515 | 0
04.01. | 19 | 941.5551 |  | 762.6316 | 0 | 112.962 | 65.9615 | 0
04.01. | 20 | 953.8412 |  | 773.8232 | 0 | 113.967 | 66.051 | 0
04.01. | 21 | 960.3741 |  | 778.7466 | 0 | 114.771 | 66.8565 | 0
04.01. | 22 | 957.8145 |  | 772.0555 | 0 | 118.992 | 66.767 | 0
04.01. | 23 | 937.1219 |  | 747.9914 | 0 | 122.811 | 66.3195 | 0
04.01. | 24 | 939.6989 |  | 747.3949 | 0 | 124.821 | 67.483 | 0
05.01. | 1 | 907.2895 |  | 708.4845 | 0 | 130.248 | 68.557 | 0
05.01. | 2 | 904.2976 |  | 701.6091 | 0 | 135.474 | 67.2145 | 0
05.01. | 3 | 908.7148 |  | 697.5858 | 0 | 144.72 | 66.409 | 0
05.01. | 4 | 917.1088 |  | 696.9568 | 0 | 153.564 | 66.588 | 0
05.01. | 5 | 921.0028 |  | 696.2953 | 0 | 158.388 | 66.3195 | 0
05.01. | 6 | 905.6852 |  | 690.8297 | 0 | 150.147 | 64.7085 | 0
05.01. | 7 | 895.3503 |  | 693.6493 | 0 | 137.082 | 64.619 | 0
05.01. | 8 | 868.3704 |  | 699.6789 | 0 | 104.52 | 64.1715 | 0
05.01. | 9 | 842.731 |  | 701.2405 | 0 | 76.782 | 64.7085 | 0
05.01. | 10 | 839.8551 |  | 719.5136 | 0 | 55.275 | 65.0665 | 0
05.01. | 11 | 841.4527 |  | 728.1242 | 0 | 48.441 | 64.8875 | 0
05.01. | 12 | 861.5742 |  | 730.1087 | 0 | 65.325 | 66.1405 | 0
05.01. | 13 | 864.7532 |  | 724.9792 | 0 | 73.365 | 66.409 | 0
05.01. | 14 | 846.4884 |  | 700.4379 | 0 | 79.194 | 66.8565 | 0
05.01. | 15 | 854.5036 |  | 699.0281 | 0 | 88.44 | 67.0355 | 0
05.01. | 16 | 862.2243 |  | 703.4418 | 0 | 90.852 | 67.9305 | 0
05.01. | 17 | 857.3827 |  | 707.0422 | 0 | 82.41 | 67.9305 | 0
05.01. | 18 | 864.4768 |  | 718.2663 | 0 | 77.385 | 68.8255 | 0
05.01. | 19 | 879.4092 |  | 734.7392 | 0 | 75.576 | 69.094 | 0
05.01. | 20 | 892.6503 |  | 742.6883 | 0 | 81.405 | 68.557 | 0
05.01. | 21 | 880.8135 |  | 737.3745 | 0 | 75.777 | 67.662 | 0
05.01. | 22 | 878.4224 |  | 733.1994 | 0 | 78.993 | 66.23 | 0
05.01. | 23 | 869.7425 |  | 718.711 | 0 | 83.817 | 67.2145 | 0
05.01. | 24 | 871.8234 |  | 719.8279 | 0 | 82.812 | 69.1835 | 0
06.01. | 1 | 853.2284 |  | 708.2459 | 0 | 75.978 | 69.0045 | 0
06.01. | 2 | 844.9565 |  | 703.9515 | 0 | 73.164 | 67.841 | 0
06.01. | 3 | 841.6714 |  | 701.7609 | 0 | 72.159 | 67.7515 | 0
06.01. | 4 | 850.224 |  | 703.3225 | 0 | 78.792 | 68.1095 | 0
06.01. | 5 | 844.3766 |  | 697.0761 | 0 | 80.802 | 66.4985 | 0
06.01. | 6 | 843.5735 |  | 695.5145 | 0 | 82.008 | 66.051 | 0
06.01. | 7 | 861.454 |  | 707.0965 | 0 | 88.038 | 66.3195 | 0
06.01. | 8 | 894.9438 |  | 739.3158 | 0 | 90.651 | 64.977 | 0
06.01. | 9 | 906.0779 |  | 747.9264 | 0 | 93.264 | 64.8875 | 0
06.01. | 10 | 907.7453 |  | 753.4788 | 0 | 88.842 | 65.4245 | 0
06.01. | 11 | 907.306 |  | 754.021 | 0 | 87.234 | 66.051 | 0
06.01. | 12 | 906.5196 |  | 750.4206 | 0 | 90.048 | 66.051 | 0
06.01. | 13 | 916.1985 |  | 754.715 | 0 | 94.269 | 67.2145 | 0
06.01. | 14 | 930.3367 |  | 758.4672 | 0 | 104.118 | 67.7515 | 0
06.01. | 15 | 944.7626 |  | 760.8096 | 0 | 115.575 | 68.378 | 0
06.01. | 16 | 948.9875 |  | 766.3945 | 0 | 112.962 | 69.631 | 0
06.01. | 17 | 950.4912 |  | 771.4047 | 0 | 109.545 | 69.5415 | 0
06.01. | 18 | 964.9344 |  | 775.8184 | 0 | 118.59 | 70.526 | 0
06.01. | 19 | 974.1591 |  | 779.5706 | 0 | 123.615 | 70.9735 | 0
06.01. | 20 | 970.77 |  | 776.7185 | 0 | 123.615 | 70.4365 | 0
06.01. | 21 | 972.4465 |  | 774.799 | 0 | 127.032 | 70.6155 | 0
06.01. | 22 | 968.3656 |  | 766.6981 | 0 | 131.052 | 70.6155 | 0
06.01. | 23 | 953.4177 |  | 760.4842 | 0 | 123.213 | 69.7205 | 0
06.01. | 24 | 941.8813 |  | 757.5453 | 0 | 114.168 | 70.168 | 0
07.01. | 1 | 898.9205 |  | 716.26 | 0 | 112.761 | 69.8995 | 0
07.01. | 2 | 902.2857 |  | 716.1407 | 0 | 115.977 | 70.168 | 0
07.01. | 3 | 905.9364 |  | 717.3119 | 0 | 118.188 | 70.4365 | 0
07.01. | 4 | 909.2801 |  | 715.2081 | 0 | 124.62 | 69.452 | 0
07.01. | 5 | 908.624 |  | 716.2275 | 0 | 123.213 | 69.1835 | 0
07.01. | 6 | 910.3551 |  | 715.8371 | 0 | 125.424 | 69.094 | 0
07.01. | 7 | 918.8668 |  | 722.1378 | 0 | 127.635 | 69.094 | 0
07.01. | 8 | 979.242 |  | 780.525 | 0 | 129.444 | 69.273 | 0
07.01. | 9 | 992.1166 |  | 791.0551 | 0 | 132.057 | 69.0045 | 0
07.01. | 10 | 996.2063 |  | 797.3558 | 0 | 129.846 | 69.0045 | 0
07.01. | 11 | 992.8029 |  | 799.5789 | 0 | 123.414 | 69.81 | 0
07.01. | 12 | 983.3502 |  | 797.1172 | 0 | 116.781 | 69.452 | 0
07.01. | 13 | 978.6004 |  | 797.6594 | 0 | 110.952 | 69.989 | 0
07.01. | 14 | 976.1463 |  | 794.1783 | 0 | 112.158 | 69.81 | 0
07.01. | 15 | 968.2273 |  | 787.1293 | 0 | 110.751 | 70.347 | 0
07.01. | 16 | 962.5754 |  | 784.1579 | 0 | 108.339 | 70.0785 | 0
07.01. | 17 | 968.7315 |  | 790.914 | 0 | 106.128 | 71.6895 | 0
07.01. | 18 | 972.7475 |  | 796.7375 | 0 | 103.515 | 72.495 | 0
07.01. | 19 | 972.5835 |  | 801.867 | 0 | 98.49 | 72.2265 | 0
07.01. | 20 | 975.5508 |  | 811.0198 | 0 | 91.857 | 72.674 | 0
07.01. | 21 | 985.6093 |  | 814.8913 | 0 | 97.686 | 73.032 | 0
07.01. | 22 | 987.3216 |  | 809.8811 | 0 | 104.319 | 73.1215 | 0
07.01. | 23 | 992.6843 |  | 811.7138 | 0 | 107.133 | 73.8375 | 0
07.01. | 24 | 992.6152 |  | 809.5232 | 0 | 109.344 | 73.748 | 0
08.01. | 1 | 902.7125 |  | 735.0535 | 0 | 94.269 | 73.39 | 0
08.01. | 2 | 881.9907 |  | 730.4337 | 0 | 77.988 | 73.569 | 0
08.01. | 3 | 880.9945 |  | 728.6335 | 0 | 78.792 | 73.569 | 0
08.01. | 4 | 863.6315 |  | 726.6815 | 0 | 63.918 | 73.032 | 0
08.01. | 5 | 848.8997 |  | 725.2392 | 0 | 51.255 | 72.4055 | 0
08.01. | 6 | 849.0356 |  | 717.2251 | 0 | 60.3 | 71.5105 | 0
08.01. | 7 | 865.2368 |  | 713.8633 | 0 | 80.4 | 70.9735 | 0
08.01. | 8 | 910.5537 |  | 770.2117 | 0 | 68.742 | 71.6 | 0
08.01. | 9 | 901.4726 |  | 778.9741 | 0 | 50.451 | 72.0475 | 0
08.01. | 10 | 895.1182 |  | 785.0362 | 0 | 37.587 | 72.495 | 0
08.01. | 11 | 890.9887 |  | 787.6497 | 0 | 29.949 | 73.39 | 0
08.01. | 12 | 877.5138 |  | 787.8883 | 0 | 16.683 | 72.9425 | 0
08.01. | 13 | 860.2355 |  | 781.913 | 0 | 6.633 | 71.6895 | 0
08.01. | 14 | 847.7253 |  | 775.5473 | 0 | 2.01 | 70.168 | 0
08.01. | 15 | 840.8095 |  | 769.572 | 0 | 2.412 | 68.8255 | 0
08.01. | 16 | 841.253 |  | 768.943 | 0 | 3.216 | 69.094 | 0
08.01. | 17 | 841.829 |  | 770.2335 | 0 | 2.412 | 69.1835 | 0
08.01. | 18 | 851.3933 |  | 778.7898 | 0 | 1.809 | 70.7945 | 0
08.01. | 19 | 860.5929 |  | 786.8039 | 0 | 2.01 | 71.779 | 0
08.01. | 20 | 869.7366 |  | 794.4276 | 0 | 2.814 | 72.495 | 0
08.01. | 21 | 875.505 |  | 796.1085 | 0 | 6.633 | 72.7635 | 0
08.01. | 22 | 878.5791 |  | 791.8791 | 0 | 13.668 | 73.032 | 0
08.01. | 23 | 886.0168 |  | 786.6303 | 0 | 25.728 | 73.6585 | 0
08.01. | 24 | 894.8466 |  | 780.2971 | 0 | 41.607 | 72.9425 | 0
09.01. | 1 | 850.4422 |  | 718.8517 | 0 | 58.29 | 73.3005 | 0
09.01. | 2 | 865.9274 |  | 712.9414 | 0 | 79.596 | 73.39 | 0
09.01. | 3 | 879.6573 |  | 710.1218 | 0 | 95.877 | 73.6585 | 0
09.01. | 4 | 891.6488 |  | 712.0413 | 0 | 106.128 | 73.4795 | 0
09.01. | 5 | 886.1599 |  | 714.8609 | 0 | 98.088 | 73.211 | 0
09.01. | 6 | 884.772 |  | 713.809 | 0 | 98.289 | 72.674 | 0
09.01. | 7 | 910.9708 |  | 721.6713 | 0 | 116.178 | 73.1215 | 0
09.01. | 8 | 971.6914 |  | 775.9159 | 0 | 123.012 | 72.7635 | 0
09.01. | 9 | 989.1665 |  | 781.978 | 0 | 134.067 | 73.1215 | 0
09.01. | 10 | 997.8422 |  | 783.1492 | 0 | 141.303 | 73.39 | 0
09.01. | 11 | 998.6732 |  | 781.8587 | 0 | 143.514 | 73.3005 | 0
09.01. | 12 | 999.8331 |  | 784.2011 | 0 | 141.705 | 73.927 | 0
09.01. | 13 | 998.0223 |  | 787.3243 | 0 | 135.876 | 74.822 | 0
09.01. | 14 | 985.6321 |  | 784.8301 | 0 | 127.233 | 73.569 | 0
09.01. | 15 | 967.6125 |  | 785.882 | 0 | 107.535 | 74.1955 | 0
09.01. | 16 | 945.4874 |  | 781.1104 | 0 | 90.45 | 73.927 | 0
09.01. | 17 | 939.4194 |  | 786.9014 | 0 | 78.591 | 73.927 | 0
09.01. | 18 | 940.7894 |  | 797.2254 | 0 | 68.742 | 74.822 | 0
09.01. | 19 | 942.676 |  | 803.2875 | 0 | 64.119 | 75.2695 | 0
09.01. | 20 | 938.2 |  | 805.8685 | 0 | 56.883 | 75.4485 | 0
09.01. | 21 | 924.2961 |  | 807.3976 | 0 | 41.808 | 75.0905 | 0
09.01. | 22 | 916.0139 |  | 802.3549 | 0 | 39.195 | 74.464 | 0
09.01. | 23 | 917.9676 |  | 792.5406 | 0 | 51.858 | 73.569 | 0
09.01. | 24 | 928.821 |  | 788.4305 | 0 | 66.732 | 73.6585 | 0
10.01. | 1 | 863.8207 |  | 723.3847 | 0 | 66.33 | 74.106 | 0
10.01. | 2 | 852.2861 |  | 717.3226 | 0 | 61.305 | 73.6585 | 0
10.01. | 3 | 858.9788 |  | 717.2033 | 0 | 67.938 | 73.8375 | 0
10.01. | 4 | 879.9877 |  | 716.3032 | 0 | 89.847 | 73.8375 | 0
10.01. | 5 | 882.6132 |  | 714.3512 | 0 | 94.872 | 73.39 | 0
10.01. | 6 | 881.0146 |  | 716.6611 | 0 | 91.053 | 73.3005 | 0
10.01. | 7 | 902.0282 |  | 729.1432 | 0 | 99.495 | 73.39 | 0
10.01. | 8 | 987.6621 |  | 797.6701 | 0 | 116.781 | 73.211 | 0
10.01. | 9 | 1013.5135 |  | 807.0615 | 0 | 133.062 | 73.39 | 0
10.01. | 10 | 1026.8146 |  | 809.2196 | 0 | 144.921 | 72.674 | 0
10.01. | 11 | 1039.5285 |  | 810.9005 | 0 | 155.775 | 72.853 | 0
10.01. | 12 | 1049.9017 |  | 812.0717 | 0 | 164.619 | 73.211 | 0
10.01. | 13 | 1054.6011 |  | 809.9136 | 0 | 170.85 | 73.8375 | 0
10.01. | 14 | 1046.1179 |  | 804.8709 | 0 | 168.036 | 73.211 | 0
10.01. | 15 | 1057.2172 |  | 805.6517 | 0 | 178.086 | 73.4795 | 0
10.01. | 16 | 1059.9092 |  | 810.2172 | 0 | 174.87 | 74.822 | 0
10.01. | 17 | 1060.206 |  | 816.789 | 0 | 168.237 | 75.18 | 0
10.01. | 18 | 1047.406 |  | 820.628 | 0 | 151.956 | 74.822 | 0
10.01. | 19 | 1044.005 |  | 823.838 | 0 | 145.524 | 74.643 | 0
10.01. | 20 | 1043.8395 |  | 826.419 | 0 | 142.509 | 74.9115 | 0
10.01. | 21 | 1030.087 |  | 809.675 | 0 | 146.127 | 74.285 | 0
10.01. | 22 | 1037.2778 |  | 810.4558 | 0 | 152.358 | 74.464 | 0
10.01. | 23 | 1047.3466 |  | 815.0756 | 0 | 157.986 | 74.285 | 0
10.01. | 24 | 1048.6893 |  | 816.9083 | 0 | 156.78 | 75.001 | 0
11.01. | 1 | 981.163 |  | 744.781 | 0 | 161.202 | 75.18 | 0
11.01. | 2 | 978.6753 |  | 741.6903 | 0 | 161.805 | 75.18 | 0
11.01. | 3 | 972.052 |  | 738.3285 | 0 | 158.991 | 74.7325 | 0
11.01. | 4 | 975.0727 |  | 740.7902 | 0 | 159.192 | 75.0905 | 0
11.01. | 5 | 970.5586 |  | 734.0666 | 0 | 162.207 | 74.285 | 0
11.01. | 6 | 960.8751 |  | 731.4856 | 0 | 155.373 | 74.0165 | 0
11.01. | 7 | 965.2525 |  | 736.3765 | 0 | 154.77 | 74.106 | 0
11.01. | 8 | 1005.8283 |  | 776.3713 | 0 | 155.172 | 74.285 | 0
11.01. | 9 | 1007.2971 |  | 782.9106 | 0 | 150.549 | 73.8375 | 0
11.01. | 10 | 1011.3928 |  | 801.4548 | 0 | 135.474 | 74.464 | 0
11.01. | 11 | 1006.3229 |  | 812.0174 | 0 | 119.394 | 74.9115 | 0
11.01. | 12 | 1012.4453 |  | 813.0693 | 0 | 124.017 | 75.359 | 0
11.01. | 13 | 1010.064 |  | 811.627 | 0 | 123.615 | 74.822 | 0
11.01. | 14 | 973.0465 |  | 787.205 | 0 | 110.751 | 75.0905 | 0
11.01. | 15 | 950.9983 |  | 778.2908 | 0 | 98.691 | 74.0165 | 0
11.01. | 16 | 945.9215 |  | 778.1715 | 0 | 93.465 | 74.285 | 0
11.01. | 17 | 926.5118 |  | 780.8718 | 0 | 71.355 | 74.285 | 0
11.01. | 18 | 923.4965 |  | 786.5435 | 0 | 62.31 | 74.643 | 0
11.01. | 19 | 937.3721 |  | 802.8971 | 0 | 59.295 | 75.18 | 0
11.01. | 20 | 937.2847 |  | 809.5557 | 0 | 53.265 | 74.464 | 0
11.01. | 21 | 930.4689 |  | 810.0654 | 0 | 46.029 | 74.3745 | 0
11.01. | 22 | 921.4318 |  | 809.8268 | 0 | 36.783 | 74.822 | 0
11.01. | 23 | 887.3526 |  | 777.7811 | 0 | 35.376 | 74.1955 | 0
11.01. | 24 | 874.5738 |  | 773.8228 | 0 | 25.929 | 74.822 | 0
12.01. | 1 | 820.5859 |  | 729.6854 | 0 | 16.884 | 74.0165 | 0
12.01. | 2 | 811.3487 |  | 727.8852 | 0 | 9.447 | 74.0165 | 0
12.01. | 3 | 801.4846 |  | 723.1136 | 0 | 4.623 | 73.748 | 0
12.01. | 4 | 794.8207 |  | 718.8192 | 0 | 3.417 | 72.5845 | 0
12.01. | 5 | 793.3018 |  | 718.3963 | 0 | 3.216 | 71.6895 | 0
12.01. | 6 | 786.4224 |  | 713.4404 | 0 | 2.814 | 70.168 | 0
12.01. | 7 | 792.2562 |  | 717.4637 | 0 | 3.819 | 70.9735 | 0
12.01. | 8 | 803.4412 |  | 727.7552 | 0 | 4.623 | 71.063 | 0
12.01. | 9 | 813.0167 |  | 735.4982 | 0 | 5.829 | 71.6895 | 0
12.01. | 10 | 829.6918 |  | 751.1903 | 0 | 6.633 | 71.8685 | 0
12.01. | 11 | 837.2242 |  | 757.3392 | 0 | 8.643 | 71.242 | 0
12.01. | 12 | 840.0656 |  | 756.4716 | 0 | 11.457 | 72.137 | 0
12.01. | 13 | 838.9099 |  | 754.0424 | 0 | 12.462 | 72.4055 | 0
12.01. | 14 | 812.7315 |  | 728.536 | 0 | 12.864 | 71.3315 | 0
12.01. | 15 | 809.9011 |  | 724.9031 | 0 | 14.472 | 70.526 | 0
12.01. | 16 | 818.5344 |  | 728.2649 | 0 | 19.296 | 70.9735 | 0
12.01. | 17 | 836.5953 |  | 738.3503 | 0 | 25.929 | 72.316 | 0
12.01. | 18 | 854.0792 |  | 742.6122 | 0 | 38.793 | 72.674 | 0
12.01. | 19 | 881.2208 |  | 758.9658 | 0 | 49.044 | 73.211 | 0
12.01. | 20 | 897.8916 |  | 770.6996 | 0 | 53.265 | 73.927 | 0
12.01. | 21 | 907.5905 |  | 772.3805 | 0 | 61.104 | 74.106 | 0
12.01. | 22 | 918.1851 |  | 771.3611 | 0 | 72.36 | 74.464 | 0
12.01. | 23 | 907.7959 |  | 751.5264 | 0 | 82.611 | 73.6585 | 0
12.01. | 24 | 924.7711 |  | 759.8116 | 0 | 90.048 | 74.9115 | 0
13.01. | 1 | 916.9958 |  | 753.8688 | 0 | 88.842 | 74.285 | 0
13.01. | 2 | 920.5956 |  | 753.3591 | 0 | 92.862 | 74.3745 | 0
13.01. | 3 | 926.7681 |  | 746.2451 | 0 | 107.133 | 73.39 | 0
13.01. | 4 | 936.8703 |  | 746.7873 | 0 | 115.977 | 74.106 | 0
13.01. | 5 | 930.5796 |  | 746.9066 | 0 | 109.746 | 73.927 | 0
13.01. | 6 | 915.5439 |  | 748.9779 | 0 | 92.46 | 74.106 | 0
13.01. | 7 | 914.8809 |  | 754.7689 | 0 | 85.827 | 74.285 | 0
13.01. | 8 | 937.1168 |  | 795.6963 | 0 | 66.33 | 75.0905 | 0
13.01. | 9 | 918.2877 |  | 797.9737 | 0 | 46.029 | 74.285 | 0
13.01. | 10 | 891.6029 |  | 786.8364 | 0 | 32.361 | 72.4055 | 0
13.01. | 11 | 886.484 |  | 783.236 | 0 | 30.753 | 72.495 | 0
13.01. | 12 | 884.0014 |  | 778.4969 | 0 | 32.562 | 72.9425 | 0
13.01. | 13 | 901.8597 |  | 779.9392 | 0 | 48.441 | 73.4795 | 0
13.01. | 14 | 914.5701 |  | 776.4581 | 0 | 64.722 | 73.39 | 0
13.01. | 15 | 924.6631 |  | 778.3776 | 0 | 73.164 | 73.1215 | 0
13.01. | 16 | 924.0689 |  | 776.5774 | 0 | 74.37 | 73.1215 | 0
13.01. | 17 | 918.2838 |  | 776.9353 | 0 | 68.943 | 72.4055 | 0
13.01. | 18 | 915.4186 |  | 780.9261 | 0 | 61.908 | 72.5845 | 0
13.01. | 19 | 919.9279 |  | 783.6264 | 0 | 63.717 | 72.5845 | 0
13.01. | 20 | 910.5452 |  | 781.7937 | 0 | 56.883 | 71.8685 | 0
13.01. | 21 | 900.5922 |  | 781.1322 | 0 | 48.039 | 71.421 | 0
13.01. | 22 | 897.1912 |  | 784.3422 | 0 | 41.607 | 71.242 | 0
13.01. | 23 | 892.1144 |  | 784.2229 | 0 | 36.381 | 71.5105 | 0
13.01. | 24 | 893.7467 |  | 787.6172 | 0 | 33.366 | 72.7635 | 0
14.01. | 1 | 855.5171 |  | 746.9066 | 0 | 34.773 | 73.8375 | 0
14.01. | 2 | 850.0998 |  | 743.5448 | 0 | 33.165 | 73.39 | 0
14.01. | 3 | 832.7384 |  | 734.7824 | 0 | 24.924 | 73.032 | 0
14.01. | 4 | 836.115 |  | 739.5865 | 0 | 22.512 | 74.0165 | 0
14.01. | 5 | 844.3375 |  | 744.7485 | 0 | 25.125 | 74.464 | 0
14.01. | 6 | 851.6099 |  | 745.7679 | 0 | 31.557 | 74.285 | 0
14.01. | 7 | 858.2762 |  | 751.0492 | 0 | 32.763 | 74.464 | 0
14.01. | 8 | 911.6813 |  | 811.7138 | 0 | 26.13 | 73.8375 | 0
14.01. | 9 | 924.1572 |  | 823.7187 | 0 | 25.527 | 74.9115 | 0
14.01. | 10 | 929.8722 |  | 832.0907 | 0 | 22.512 | 75.2695 | 0
14.01. | 11 | 927.3698 |  | 833.6523 | 0 | 18.09 | 75.6275 | 0
14.01. | 12 | 922.098 |  | 830.323 | 0 | 15.879 | 75.896 | 0
14.01. | 13 | 926.4412 |  | 831.4942 | 0 | 18.693 | 76.254 | 0
14.01. | 14 | 934.1474 |  | 835.2464 | 0 | 22.11 | 76.791 | 0
14.01. | 15 | 934.3848 |  | 836.2658 | 0 | 21.507 | 76.612 | 0
14.01. | 16 | 926.3494 |  | 834.5524 | 0 | 16.08 | 75.717 | 0
14.01. | 17 | 924.554 |  | 836.7755 | 0 | 11.256 | 76.5225 | 0
14.01. | 18 | 919.9561 |  | 832.5136 | 0 | 11.457 | 75.9855 | 0
14.01. | 19 | 927.2722 |  | 830.2037 | 0 | 20.904 | 76.1645 | 0
14.01. | 20 | 937.5829 |  | 830.0844 | 0 | 31.155 | 76.3435 | 0
14.01. | 21 | 942.0837 |  | 828.9132 | 0 | 37.185 | 75.9855 | 0
14.01. | 22 | 935.348 |  | 827.113 | 0 | 32.16 | 76.075 | 0
14.01. | 23 | 925.8231 |  | 826.7226 | 0 | 23.115 | 75.9855 | 0
14.01. | 24 | 922.2984 |  | 826.2129 | 0 | 20.1 | 75.9855 | 0
15.01. | 1 | 855.5058 |  | 759.1283 | 0 | 19.497 | 76.8805 | 0
15.01. | 2 | 856.0636 |  | 759.9091 | 0 | 19.095 | 77.0595 | 0
15.01. | 3 | 853.383 |  | 760.267 | 0 | 16.683 | 76.433 | 0
15.01. | 4 | 849.7514 |  | 758.0439 | 0 | 16.08 | 75.6275 | 0
15.01. | 5 | 847.3212 |  | 757.5342 | 0 | 14.07 | 75.717 | 0
15.01. | 6 | 842.027 |  | 753.782 | 0 | 13.065 | 75.18 | 0
15.01. | 7 | 840.0198 |  | 755.1918 | 0 | 9.648 | 75.18 | 0
15.01. | 8 | 894.8625 |  | 810.369 | 0 | 9.045 | 75.4485 | 0
15.01. | 9 | 907.8192 |  | 821.2027 | 0 | 10.452 | 76.1645 | 0
15.01. | 10 | 903.1089 |  | 818.5024 | 0 | 8.442 | 76.1645 | 0
15.01. | 11 | 900.5411 |  | 817.7216 | 0 | 6.834 | 75.9855 | 0
15.01. | 12 | 909.1219 |  | 826.2129 | 0 | 6.834 | 76.075 | 0
15.01. | 13 | 911.7073 |  | 823.3933 | 0 | 12.06 | 76.254 | 0
15.01. | 14 | 906.5644 |  | 812.7764 | 0 | 16.281 | 77.507 | 0
15.01. | 15 | 911.5473 |  | 809.2953 | 0 | 24.924 | 77.328 | 0
15.01. | 16 | 921.7088 |  | 809.2953 | 0 | 35.175 | 77.2385 | 0
15.01. | 17 | 927.7243 |  | 808.6338 | 0 | 42.21 | 76.8805 | 0
15.01. | 18 | 936.6308 |  | 809.9243 | 0 | 49.647 | 77.0595 | 0
15.01. | 19 | 947.1685 |  | 819.435 | 0 | 50.853 | 76.8805 | 0
15.01. | 20 | 953.8706 |  | 821.6256 | 0 | 55.275 | 76.97 | 0
15.01. | 21 | 944.9512 |  | 810.8137 | 0 | 60.3 | 73.8375 | 0
15.01. | 22 | 950.7429 |  | 811.3559 | 0 | 64.923 | 74.464 | 0
15.01. | 23 | 960.6086 |  | 809.3171 | 0 | 76.38 | 74.9115 | 0
15.01. | 24 | 960.4331 |  | 805.4781 | 0 | 79.596 | 75.359 | 0
16.01. | 1 | 897.2348 |  | 739.1093 | 0 | 83.214 | 74.9115 | 0
16.01. | 2 | 895.5731 |  | 736.0186 | 0 | 84.822 | 74.7325 | 0
16.01. | 3 | 896.8407 |  | 738.8707 | 0 | 82.611 | 75.359 | 0
16.01. | 4 | 889.7566 |  | 734.0666 | 0 | 81.405 | 74.285 | 0
16.01. | 5 | 885.6326 |  | 733.4051 | 0 | 78.39 | 73.8375 | 0
16.01. | 6 | 879.9412 |  | 733.6762 | 0 | 72.159 | 74.106 | 0
16.01. | 7 | 872.7789 |  | 734.1534 | 0 | 65.325 | 73.3005 | 0
16.01. | 8 | 930.2437 |  | 797.3122 | 0 | 59.094 | 73.8375 | 0
16.01. | 9 | 933.5509 |  | 805.5974 | 0 | 52.863 | 75.0905 | 0
16.01. | 10 | 920.7409 |  | 803.0164 | 0 | 42.813 | 74.9115 | 0
16.01. | 11 | 909.5753 |  | 801.4548 | 0 | 33.567 | 74.5535 | 0
16.01. | 12 | 914.1406 |  | 804.1876 | 0 | 34.773 | 75.18 | 0
16.01. | 13 | 919.3451 |  | 802.2031 | 0 | 43.215 | 73.927 | 0
16.01. | 14 | 918.6096 |  | 800.2836 | 0 | 44.22 | 74.106 | 0
16.01. | 15 | 911.5347 |  | 794.1022 | 0 | 43.416 | 74.0165 | 0
16.01. | 16 | 915.6844 |  | 794.6119 | 0 | 47.235 | 73.8375 | 0
16.01. | 17 | 929.8502 |  | 801.1837 | 0 | 54.471 | 74.1955 | 0
16.01. | 18 | 933.222 |  | 801.9645 | 0 | 56.883 | 74.3745 | 0
16.01. | 19 | 935.6873 |  | 804.6323 | 0 | 57.486 | 73.569 | 0
16.01. | 20 | 933.805 |  | 802.5285 | 0 | 58.692 | 72.5845 | 0
16.01. | 21 | 936.5784 |  | 801.5959 | 0 | 63.114 | 71.8685 | 0
16.01. | 22 | 953.7628 |  | 803.9708 | 0 | 76.581 | 73.211 | 0
16.01. | 23 | 965.0997 |  | 811.5077 | 0 | 78.591 | 75.001 | 0
16.01. | 24 | 967.7533 |  | 812.4403 | 0 | 79.596 | 75.717 | 0
17.01. | 1 | 896.3777 |  | 740.1287 | 0 | 81.606 | 74.643 | 0
17.01. | 2 | 898.9508 |  | 733.9473 | 0 | 90.45 | 74.5535 | 0
17.01. | 3 | 919.6604 |  | 734.8474 | 0 | 110.349 | 74.464 | 0
17.01. | 4 | 929.3411 |  | 736.0186 | 0 | 118.59 | 74.7325 | 0
17.01. | 5 | 929.3178 |  | 737.1573 | 0 | 117.786 | 74.3745 | 0
17.01. | 6 | 919.4282 |  | 736.2247 | 0 | 109.545 | 73.6585 | 0
17.01. | 7 | 919.497 |  | 744.087 | 0 | 101.304 | 74.106 | 0
17.01. | 8 | 977.2482 |  | 806.9747 | 0 | 96.078 | 74.1955 | 0
17.01. | 9 | 980.5694 |  | 815.8564 | 0 | 90.249 | 74.464 | 0
17.01. | 10 | 970.2539 |  | 811.9524 | 0 | 84.822 | 73.4795 | 0
17.01. | 11 | 963.2804 |  | 808.7099 | 0 | 81.807 | 72.7635 | 0
17.01. | 12 | 958.8035 |  | 812.8525 | 0 | 72.561 | 73.39 | 0
17.01. | 13 | 943.7188 |  | 816.2143 | 0 | 53.667 | 73.8375 | 0
17.01. | 14 | 929.6076 |  | 811.1716 | 0 | 45.225 | 73.211 | 0
17.01. | 15 | 919.9366 |  | 806.6386 | 0 | 40.803 | 72.495 | 0
17.01. | 16 | 922.2764 |  | 808.7099 | 0 | 40.803 | 72.7635 | 0
17.01. | 17 | 921.9966 |  | 809.8811 | 0 | 38.994 | 73.1215 | 0
17.01. | 18 | 918.0436 |  | 803.3636 | 0 | 43.617 | 71.063 | 0
17.01. | 19 | 932.6347 |  | 808.7967 | 0 | 52.059 | 71.779 | 0
17.01. | 20 | 941.0064 |  | 813.8394 | 0 | 54.672 | 72.495 | 0
17.01. | 21 | 935.3475 |  | 809.545 | 0 | 54.471 | 71.3315 | 0
17.01. | 22 | 925.0786 |  | 803.3636 | 0 | 50.652 | 71.063 | 0
17.01. | 23 | 916.5166 |  | 799.4921 | 0 | 46.23 | 70.7945 | 0
17.01. | 24 | 916.6803 |  | 800.0343 | 0 | 45.225 | 71.421 | 0
18.01. | 1 | 845.8504 |  | 730.8784 | 0 | 43.014 | 71.958 | 0
18.01. | 2 | 842.1087 |  | 727.1587 | 0 | 42.813 | 72.137 | 0
18.01. | 3 | 843.131 |  | 729.23 | 0 | 41.406 | 72.495 | 0
18.01. | 4 | 840.4662 |  | 729.1107 | 0 | 38.592 | 72.7635 | 0
18.01. | 5 | 834.1284 |  | 727.0394 | 0 | 34.773 | 72.316 | 0
18.01. | 6 | 826.9458 |  | 720.3483 | 0 | 34.371 | 72.2265 | 0
18.01. | 7 | 826.8082 |  | 720.0772 | 0 | 34.773 | 71.958 | 0
18.01. | 8 | 870.6742 |  | 760.6142 | 0 | 37.386 | 72.674 | 0
18.01. | 9 | 873.3402 |  | 768.9537 | 0 | 32.16 | 72.2265 | 0
18.01. | 10 | 882.8302 |  | 786.3267 | 0 | 23.919 | 72.5845 | 0
18.01. | 11 | 883.143 |  | 796.1085 | 0 | 14.271 | 72.7635 | 0
18.01. | 12 | 877.0533 |  | 796.2278 | 0 | 8.241 | 72.5845 | 0
18.01. | 13 | 867.4857 |  | 788.2462 | 0 | 6.834 | 72.4055 | 0
18.01. | 14 | 853.3942 |  | 772.8577 | 0 | 7.236 | 73.3005 | 0
18.01. | 15 | 855.3948 |  | 770.5478 | 0 | 11.457 | 73.39 | 0
18.01. | 16 | 862.1267 |  | 772.8577 | 0 | 15.879 | 73.39 | 0
18.01. | 17 | 875.8013 |  | 773.7578 | 0 | 28.743 | 73.3005 | 0
18.01. | 18 | 892.7893 |  | 774.4193 | 0 | 44.622 | 73.748 | 0
18.01. | 19 | 918.1959 |  | 785.5784 | 0 | 59.496 | 73.1215 | 0
18.01. | 20 | 937.7856 |  | 796.4121 | 0 | 67.536 | 73.8375 | 0
18.01. | 21 | 940.8285 |  | 793.56 | 0 | 73.968 | 73.3005 | 0
18.01. | 22 | 949.5261 |  | 795.0891 | 0 | 81.405 | 73.032 | 0
18.01. | 23 | 937.1833 |  | 775.7098 | 0 | 87.636 | 73.8375 | 0
18.01. | 24 | 931.8106 |  | 767.4571 | 0 | 91.053 | 73.3005 | 0
19.01. | 1 | 890.8714 |  | 725.7814 | 0 | 92.058 | 73.032 | 0
19.01. | 2 | 889.1761 |  | 723.0811 | 0 | 93.063 | 73.032 | 0
19.01. | 3 | 894.3251 |  | 721.1291 | 0 | 100.701 | 72.495 | 0
19.01. | 4 | 903.8682 |  | 722.0292 | 0 | 109.344 | 72.495 | 0
19.01. | 5 | 904.5682 |  | 721.3677 | 0 | 111.153 | 72.0475 | 0
19.01. | 6 | 903.267 |  | 718.906 | 0 | 112.761 | 71.6 | 0
19.01. | 7 | 900.4894 |  | 719.9254 | 0 | 109.143 | 71.421 | 0
19.01. | 8 | 903.625 |  | 727.907 | 0 | 104.118 | 71.6 | 0
19.01. | 9 | 906.1561 |  | 733.3401 | 0 | 100.5 | 72.316 | 0
19.01. | 10 | 914.1461 |  | 745.5511 | 0 | 96.279 | 72.316 | 0
19.01. | 11 | 914.6875 |  | 758.1525 | 0 | 84.219 | 72.316 | 0
19.01. | 12 | 900.6772 |  | 758.0332 | 0 | 70.149 | 72.495 | 0
19.01. | 13 | 884.2025 |  | 753.6845 | 0 | 57.486 | 73.032 | 0
19.01. | 14 | 858.7541 |  | 733.3726 | 0 | 52.26 | 73.1215 | 0
19.01. | 15 | 850.1496 |  | 725.5971 | 0 | 52.863 | 71.6895 | 0
19.01. | 16 | 855.1046 |  | 724.9681 | 0 | 58.089 | 72.0475 | 0
19.01. | 17 | 859.543 |  | 728.601 | 0 | 58.089 | 72.853 | 0
19.01. | 18 | 872.7183 |  | 735.8343 | 0 | 63.315 | 73.569 | 0
19.01. | 19 | 891.6207 |  | 749.0647 | 0 | 69.345 | 73.211 | 0
19.01. | 20 | 888.6706 |  | 751.3421 | 0 | 64.923 | 72.4055 | 0
19.01. | 21 | 875.1084 |  | 748.8804 | 0 | 54.27 | 71.958 | 0
19.01. | 22 | 870.9425 |  | 750.4745 | 0 | 47.436 | 73.032 | 0
19.01. | 23 | 846.2654 |  | 728.9914 | 0 | 44.421 | 72.853 | 0
19.01. | 24 | 847.2974 |  | 727.7009 | 0 | 46.833 | 72.7635 | 0
20.01. | 1 | 850.9506 |  | 720.5001 | 0 | 57.687 | 72.7635 | 0
20.01. | 2 | 858.3367 |  | 718.8192 | 0 | 66.933 | 72.5845 | 0
20.01. | 3 | 863.6797 |  | 715.5442 | 0 | 76.983 | 71.1525 | 0
20.01. | 4 | 870.2837 |  | 714.2212 | 0 | 85.626 | 70.4365 | 0
20.01. | 5 | 874.8942 |  | 716.1732 | 0 | 87.837 | 70.884 | 0
20.01. | 6 | 871.3032 |  | 714.8827 | 0 | 85.626 | 70.7945 | 0
20.01. | 7 | 867.7725 |  | 717.583 | 0 | 79.395 | 70.7945 | 0
20.01. | 8 | 899.6086 |  | 752.5676 | 0 | 75.978 | 71.063 | 0
20.01. | 9 | 905.319 |  | 762.653 | 0 | 70.35 | 72.316 | 0
20.01. | 10 | 907.3717 |  | 770.2442 | 0 | 64.722 | 72.4055 | 0
20.01. | 11 | 898.3467 |  | 767.6307 | 0 | 59.295 | 71.421 | 0
20.01. | 12 | 887.037 |  | 764.54 | 0 | 51.255 | 71.242 | 0
20.01. | 13 | 884.1078 |  | 764.6918 | 0 | 47.637 | 71.779 | 0
20.01. | 14 | 879.9678 |  | 760.8203 | 0 | 47.637 | 71.5105 | 0
20.01. | 15 | 879.7668 |  | 760.8203 | 0 | 47.436 | 71.5105 | 0
20.01. | 16 | 885.4718 |  | 762.7723 | 0 | 50.652 | 72.0475 | 0
20.01. | 17 | 909.8752 |  | 772.8577 | 0 | 63.717 | 73.3005 | 0
20.01. | 18 | 940.6421 |  | 784.8626 | 0 | 81.405 | 74.3745 | 0
20.01. | 19 | 951.5764 |  | 786.2399 | 0 | 91.857 | 73.4795 | 0
20.01. | 20 | 957.4475 |  | 789.721 | 0 | 94.068 | 73.6585 | 0
20.01. | 21 | 946.4184 |  | 784.2554 | 0 | 89.847 | 72.316 | 0
20.01. | 22 | 937.4086 |  | 777.0546 | 0 | 88.038 | 72.316 | 0
20.01. | 23 | 932.1519 |  | 778.4969 | 0 | 80.802 | 72.853 | 0
20.01. | 24 | 919.2164 |  | 775.3194 | 0 | 70.149 | 73.748 | 0
21.01. | 1 | 871.5356 |  | 734.6956 | 0 | 62.913 | 73.927 | 0
21.01. | 2 | 860.507 |  | 729.295 | 0 | 57.285 | 73.927 | 0
21.01. | 3 | 860.41 |  | 729.9565 | 0 | 56.079 | 74.3745 | 0
21.01. | 4 | 849.1653 |  | 719.7843 | 0 | 55.275 | 74.106 | 0
21.01. | 5 | 845.1471 |  | 716.6611 | 0 | 55.275 | 73.211 | 0
21.01. | 6 | 843.6361 |  | 715.9996 | 0 | 54.873 | 72.7635 | 0
21.01. | 7 | 854.149 |  | 724.1005 | 0 | 57.285 | 72.7635 | 0
21.01. | 8 | 913.6326 |  | 785.4591 | 0 | 54.873 | 73.3005 | 0
21.01. | 9 | 918.1846 |  | 795.7506 | 0 | 49.044 | 73.39 | 0
21.01. | 10 | 911.9742 |  | 797.2472 | 0 | 42.411 | 72.316 | 0
21.01. | 11 | 908.3678 |  | 796.8568 | 0 | 39.195 | 72.316 | 0
21.01. | 12 | 903.8554 |  | 798.4184 | 0 | 32.763 | 72.674 | 0
21.01. | 13 | 897.2391 |  | 796.3796 | 0 | 27.738 | 73.1215 | 0
21.01. | 14 | 894.2711 |  | 792.4756 | 0 | 29.748 | 72.0475 | 0
21.01. | 15 | 892.6219 |  | 787.4329 | 0 | 33.768 | 71.421 | 0
21.01. | 16 | 905.5947 |  | 792.1177 | 0 | 40.803 | 72.674 | 0
21.01. | 17 | 909.4771 |  | 791.8466 | 0 | 45.225 | 72.4055 | 0
21.01. | 18 | 924.8873 |  | 802.0513 | 0 | 49.446 | 73.39 | 0
21.01. | 19 | 927.4603 |  | 805.2288 | 0 | 49.647 | 72.5845 | 0
21.01. | 20 | 927.4418 |  | 810.3908 | 0 | 44.019 | 73.032 | 0
21.01. | 21 | 923.5298 |  | 805.2288 | 0 | 45.627 | 72.674 | 0
21.01. | 22 | 928.7117 |  | 810.1847 | 0 | 44.421 | 74.106 | 0
21.01. | 23 | 927.376 |  | 809.675 | 0 | 43.416 | 74.285 | 0
21.01. | 24 | 932.5829 |  | 810.7269 | 0 | 47.034 | 74.822 | 0
22.01. | 1 | 872.5287 |  | 740.7577 | 0 | 57.486 | 74.285 | 0
22.01. | 2 | 875.9655 |  | 734.457 | 0 | 67.134 | 74.3745 | 0
22.01. | 3 | 875.0327 |  | 732.3857 | 0 | 68.541 | 74.106 | 0
22.01. | 4 | 863.2486 |  | 725.6296 | 0 | 65.124 | 72.495 | 0
22.01. | 5 | 856.3137 |  | 720.7062 | 0 | 63.918 | 71.6895 | 0
22.01. | 6 | 856.2657 |  | 720.0772 | 0 | 64.32 | 71.8685 | 0
22.01. | 7 | 855.1589 |  | 716.7154 | 0 | 66.933 | 71.5105 | 0
22.01. | 8 | 909.7209 |  | 774.6254 | 0 | 62.511 | 72.5845 | 0
22.01. | 9 | 917.217 |  | 785.8495 | 0 | 57.888 | 73.4795 | 0
22.01. | 10 | 924.1255 |  | 796.1735 | 0 | 53.667 | 74.285 | 0
22.01. | 11 | 918.2752 |  | 799.9257 | 0 | 43.617 | 74.7325 | 0
22.01. | 12 | 911.1827 |  | 797.3447 | 0 | 39.195 | 74.643 | 0
22.01. | 13 | 899.0545 |  | 793.5925 | 0 | 31.356 | 74.106 | 0
22.01. | 14 | 892.4196 |  | 790.6211 | 0 | 28.14 | 73.6585 | 0
22.01. | 15 | 890.272 |  | 790.35 | 0 | 26.532 | 73.39 | 0
22.01. | 16 | 888.5534 |  | 788.7884 | 0 | 26.733 | 73.032 | 0
22.01. | 17 | 893.0772 |  | 792.1502 | 0 | 27.537 | 73.39 | 0
22.01. | 18 | 895.3968 |  | 791.0983 | 0 | 31.356 | 72.9425 | 0
22.01. | 19 | 902.0816 |  | 791.2176 | 0 | 38.19 | 72.674 | 0
22.01. | 20 | 910.1273 |  | 793.6793 | 0 | 43.416 | 73.032 | 0
22.01. | 21 | 907.8645 |  | 793.56 | 0 | 41.004 | 73.3005 | 0
22.01. | 22 | 908.3268 |  | 797.5508 | 0 | 37.386 | 73.39 | 0
22.01. | 23 | 904.255 |  | 797.4315 | 0 | 33.165 | 73.6585 | 0
22.01. | 24 | 903.022 |  | 798.722 | 0 | 30.552 | 73.748 | 0
23.01. | 1 | 843.177 |  | 738.296 | 0 | 30.954 | 73.927 | 0
23.01. | 2 | 834.897 |  | 730.553 | 0 | 30.954 | 73.39 | 0
23.01. | 3 | 832.914 |  | 729.2625 | 0 | 30.351 | 73.3005 | 0
23.01. | 4 | 831.0192 |  | 729.1107 | 0 | 29.145 | 72.7635 | 0
23.01. | 5 | 828.4841 |  | 729.5011 | 0 | 26.13 | 72.853 | 0
23.01. | 6 | 825.9047 |  | 729.1107 | 0 | 24.12 | 72.674 | 0
23.01. | 7 | 832.2642 |  | 736.8537 | 0 | 22.11 | 73.3005 | 0
23.01. | 8 | 882.4185 |  | 789.6885 | 0 | 19.698 | 73.032 | 0
23.01. | 9 | 885.616 |  | 794.8505 | 0 | 17.286 | 73.4795 | 0
23.01. | 10 | 877.7839 |  | 790.0789 | 0 | 14.673 | 73.032 | 0
23.01. | 11 | 874.6653 |  | 789.8403 | 0 | 11.256 | 73.569 | 0
23.01. | 12 | 875.0381 |  | 793.8311 | 0 | 7.638 | 73.569 | 0
23.01. | 13 | 877.2534 |  | 797.7894 | 0 | 6.432 | 73.032 | 0
23.01. | 14 | 883.4804 |  | 803.6129 | 0 | 6.03 | 73.8375 | 0
23.01. | 15 | 879.0993 |  | 798.8738 | 0 | 6.03 | 74.1955 | 0
23.01. | 16 | 879.8515 |  | 798.7545 | 0 | 6.633 | 74.464 | 0
23.01. | 17 | 881.2352 |  | 799.8932 | 0 | 7.236 | 74.106 | 0
23.01. | 18 | 886.563 |  | 803.255 | 0 | 8.844 | 74.464 | 0
23.01. | 19 | 896.0549 |  | 808.1459 | 0 | 13.266 | 74.643 | 0
23.01. | 20 | 900.2671 |  | 809.9461 | 0 | 15.678 | 74.643 | 0
23.01. | 21 | 898.5108 |  | 808.5038 | 0 | 16.08 | 73.927 | 0
23.01. | 22 | 897.5392 |  | 804.4262 | 0 | 18.291 | 74.822 | 0
23.01. | 23 | 891.7842 |  | 799.2317 | 0 | 18.894 | 73.6585 | 0
23.01. | 24 | 889.3707 |  | 796.6832 | 0 | 18.492 | 74.1955 | 0
24.01. | 1 | 817.5834 |  | 727.7334 | 0 | 16.281 | 73.569 | 0
24.01. | 2 | 813.4215 |  | 723.504 | 0 | 16.08 | 73.8375 | 0
24.01. | 3 | 810.7949 |  | 721.2809 | 0 | 16.482 | 73.032 | 0
24.01. | 4 | 806.3104 |  | 719.9904 | 0 | 13.467 | 72.853 | 0
24.01. | 5 | 805.6659 |  | 720.6194 | 0 | 12.462 | 72.5845 | 0
24.01. | 6 | 804.1665 |  | 719.5675 | 0 | 12.462 | 72.137 | 0
24.01. | 7 | 807.0744 |  | 723.1679 | 0 | 11.859 | 72.0475 | 0
24.01. | 8 | 878.1277 |  | 792.7467 | 0 | 13.065 | 72.316 | 0
24.01. | 9 | 890.9053 |  | 803.9383 | 0 | 14.472 | 72.495 | 0
24.01. | 10 | 892.5545 |  | 808.981 | 0 | 10.452 | 73.1215 | 0
24.01. | 11 | 891.1293 |  | 808.4713 | 0 | 9.447 | 73.211 | 0
24.01. | 12 | 891.3821 |  | 808.5906 | 0 | 9.849 | 72.9425 | 0
24.01. | 13 | 884.1356 |  | 802.1056 | 0 | 10.251 | 71.779 | 0
24.01. | 14 | 884.5982 |  | 800.4247 | 0 | 12.663 | 71.5105 | 0
24.01. | 15 | 883.0442 |  | 797.8437 | 0 | 13.869 | 71.3315 | 0
24.01. | 16 | 887.9336 |  | 800.1861 | 0 | 15.879 | 71.8685 | 0
24.01. | 17 | 897.1457 |  | 806.2482 | 0 | 18.492 | 72.4055 | 0
24.01. | 18 | 911.1171 |  | 813.7201 | 0 | 24.723 | 72.674 | 0
24.01. | 19 | 923.7085 |  | 819.9015 | 0 | 30.954 | 72.853 | 0
24.01. | 20 | 928.8239 |  | 818.3399 | 0 | 37.989 | 72.495 | 0
24.01. | 21 | 925.7425 |  | 811.4645 | 0 | 43.215 | 71.063 | 0
24.01. | 22 | 919.2518 |  | 800.6633 | 0 | 47.436 | 71.1525 | 0
24.01. | 23 | 925.4694 |  | 804.1769 | 0 | 49.245 | 72.0475 | 0
24.01. | 24 | 929.1741 |  | 802.7671 | 0 | 54.27 | 72.137 | 0
25.01. | 1 | 870.7689 |  | 734.1534 | 0 | 63.315 | 73.3005 | 0
25.01. | 2 | 866.3867 |  | 725.2392 | 0 | 68.742 | 72.4055 | 0
25.01. | 3 | 879.7739 |  | 721.8774 | 0 | 86.028 | 71.8685 | 0
25.01. | 4 | 890.4021 |  | 720.4676 | 0 | 97.887 | 72.0475 | 0
25.01. | 5 | 881.2195 |  | 720.1965 | 0 | 89.244 | 71.779 | 0
25.01. | 6 | 864.4268 |  | 717.0733 | 0 | 76.38 | 70.9735 | 0
25.01. | 7 | 868.9091 |  | 721.0641 | 0 | 76.782 | 71.063 | 0
25.01. | 8 | 928.1714 |  | 759.8009 | 0 | 96.681 | 71.6895 | 0
25.01. | 9 | 944.7808 |  | 763.3688 | 0 | 110.349 | 71.063 | 0
25.01. | 10 | 954.268 |  | 779.332 | 0 | 103.515 | 71.421 | 0
25.01. | 11 | 954.5378 |  | 787.1943 | 0 | 95.475 | 71.8685 | 0
25.01. | 12 | 959.8938 |  | 782.0323 | 0 | 106.53 | 71.3315 | 0
25.01. | 13 | 963.0705 |  | 779.961 | 0 | 111.957 | 71.1525 | 0
25.01. | 14 | 958.4221 |  | 758.9876 | 0 | 128.64 | 70.7945 | 0
25.01. | 15 | 962.0586 |  | 753.8256 | 0 | 137.886 | 70.347 | 0
25.01. | 16 | 968.3302 |  | 754.7582 | 0 | 142.509 | 71.063 | 0
25.01. | 17 | 976.7719 |  | 760.4299 | 0 | 144.921 | 71.421 | 0
25.01. | 18 | 984.2507 |  | 769.5827 | 0 | 142.71 | 71.958 | 0
25.01. | 19 | 998.1551 |  | 781.5226 | 0 | 145.122 | 71.5105 | 0
25.01. | 20 | 1010.2226 |  | 796.3146 | 0 | 142.308 | 71.6 | 0
25.01. | 21 | 992.2193 |  | 794.9048 | 0 | 125.625 | 71.6895 | 0
25.01. | 22 | 984.5741 |  | 789.8946 | 0 | 122.811 | 71.8685 | 0
25.01. | 23 | 956.3262 |  | 770.2442 | 0 | 113.766 | 72.316 | 0
25.01. | 24 | 946.8632 |  | 767.0342 | 0 | 107.334 | 72.495 | 0
26.01. | 1 | 903.8142 |  | 724.6102 | 0 | 106.53 | 72.674 | 0
26.01. | 2 | 905.0145 |  | 722.1485 | 0 | 110.55 | 72.316 | 0
26.01. | 3 | 912.2398 |  | 720.9773 | 0 | 119.394 | 71.8685 | 0
26.01. | 4 | 921.2088 |  | 723.5583 | 0 | 125.424 | 72.2265 | 0
26.01. | 5 | 920.9126 |  | 721.0966 | 0 | 128.037 | 71.779 | 0
26.01. | 6 | 920.9559 |  | 717.3444 | 0 | 132.459 | 71.1525 | 0
26.01. | 7 | 911.6175 |  | 716.2925 | 0 | 124.62 | 70.705 | 0
26.01. | 8 | 914.7792 |  | 724.5452 | 0 | 118.992 | 71.242 | 0
26.01. | 9 | 915.7436 |  | 723.6126 | 0 | 121.605 | 70.526 | 0
26.01. | 10 | 927.7137 |  | 738.6432 | 0 | 118.992 | 70.0785 | 0
26.01. | 11 | 934.6154 |  | 742.3304 | 0 | 123.012 | 69.273 | 0
26.01. | 12 | 937.922 |  | 746.5055 | 0 | 120.801 | 70.6155 | 0
26.01. | 13 | 936.196 |  | 745.2475 | 0 | 119.796 | 71.1525 | 0
26.01. | 14 | 914.6627 |  | 725.8357 | 0 | 117.585 | 71.242 | 0
26.01. | 15 | 920.057 |  | 724.6645 | 0 | 124.419 | 70.9735 | 0
26.01. | 16 | 928.3989 |  | 729.5879 | 0 | 127.032 | 71.779 | 0
26.01. | 17 | 920.4984 |  | 732.8304 | 0 | 115.173 | 72.495 | 0
26.01. | 18 | 909.5116 |  | 736.5826 | 0 | 99.897 | 73.032 | 0
26.01. | 19 | 907.5698 |  | 738.2853 | 0 | 98.49 | 70.7945 | 0
26.01. | 20 | 922.0226 |  | 748.6961 | 0 | 102.711 | 70.6155 | 0
26.01. | 21 | 920.6463 |  | 747.2538 | 0 | 103.314 | 70.0785 | 0
26.01. | 22 | 912.6239 |  | 743.6534 | 0 | 98.892 | 70.0785 | 0
26.01. | 23 | 896.4072 |  | 728.4167 | 0 | 96.48 | 71.5105 | 0
26.01. | 24 | 902.6173 |  | 732.5918 | 0 | 97.083 | 72.9425 | 0
27.01. | 1 | 900.9414 |  | 723.1679 | 0 | 105.726 | 72.0475 | 0
27.01. | 2 | 901.8955 |  | 721.487 | 0 | 108.54 | 71.8685 | 0
27.01. | 3 | 905.4674 |  | 723.8294 | 0 | 109.143 | 72.495 | 0
27.01. | 4 | 900.0413 |  | 722.2678 | 0 | 105.726 | 72.0475 | 0
27.01. | 5 | 895.5829 |  | 721.2484 | 0 | 102.108 | 72.2265 | 0
27.01. | 6 | 892.7698 |  | 719.6868 | 0 | 101.304 | 71.779 | 0
27.01. | 7 | 884.5794 |  | 727.0394 | 0 | 85.224 | 72.316 | 0
27.01. | 8 | 919.0961 |  | 761.6661 | 0 | 84.219 | 73.211 | 0
27.01. | 9 | 918.9497 |  | 763.1952 | 0 | 82.812 | 72.9425 | 0
27.01. | 10 | 918.6247 |  | 765.1472 | 0 | 79.998 | 73.4795 | 0
27.01. | 11 | 914.068 |  | 765.928 | 0 | 74.571 | 73.569 | 0
27.01. | 12 | 909.6918 |  | 769.2573 | 0 | 67.134 | 73.3005 | 0
27.01. | 13 | 901.1273 |  | 773.7578 | 0 | 54.069 | 73.3005 | 0
27.01. | 14 | 901.7303 |  | 773.7578 | 0 | 54.672 | 73.3005 | 0
27.01. | 15 | 909.4447 |  | 771.5997 | 0 | 63.918 | 73.927 | 0
27.01. | 16 | 927.0778 |  | 775.7423 | 0 | 76.782 | 74.5535 | 0
27.01. | 17 | 923.6084 |  | 771.5129 | 0 | 77.184 | 74.9115 | 0
27.01. | 18 | 931.9725 |  | 771.1225 | 0 | 86.028 | 74.822 | 0
27.01. | 19 | 937.8858 |  | 766.6763 | 0 | 98.088 | 73.1215 | 0
27.01. | 20 | 945.063 |  | 765.234 | 0 | 107.334 | 72.495 | 0
27.01. | 21 | 940.4934 |  | 758.5429 | 0 | 109.545 | 72.4055 | 0
27.01. | 22 | 950.3687 |  | 764.5507 | 0 | 111.354 | 74.464 | 0
27.01. | 23 | 963.1923 |  | 769.3548 | 0 | 118.389 | 75.4485 | 0
27.01. | 24 | 963.7444 |  | 767.6739 | 0 | 120.801 | 75.2695 | 0
28.01. | 1 | 920.9183 |  | 725.6078 | 0 | 120.399 | 74.9115 | 0
28.01. | 2 | 918.218 |  | 722.9075 | 0 | 120.399 | 74.9115 | 0
28.01. | 3 | 912.54 |  | 719.665 | 0 | 118.59 | 74.285 | 0
28.01. | 4 | 912.1128 |  | 717.8323 | 0 | 120.801 | 73.4795 | 0
28.01. | 5 | 915.7712 |  | 713.0282 | 0 | 130.248 | 72.495 | 0
28.01. | 6 | 919.9922 |  | 713.0282 | 0 | 134.469 | 72.495 | 0
28.01. | 7 | 939.9657 |  | 723.3522 | 0 | 143.313 | 73.3005 | 0
28.01. | 8 | 1002.2233 |  | 787.8883 | 0 | 141.303 | 73.032 | 0
28.01. | 9 | 998.7999 |  | 790.6754 | 0 | 136.077 | 72.0475 | 0
28.01. | 10 | 1001.4975 |  | 798.0605 | 0 | 130.047 | 73.39 | 0
28.01. | 11 | 1002.7871 |  | 800.9126 | 0 | 128.037 | 73.8375 | 0
28.01. | 12 | 1003.2494 |  | 804.9034 | 0 | 124.419 | 73.927 | 0
28.01. | 13 | 999.2928 |  | 804.6323 | 0 | 121.002 | 73.6585 | 0
28.01. | 14 | 1003.6062 |  | 805.6842 | 0 | 123.816 | 74.106 | 0
28.01. | 15 | 1012.6628 |  | 805.2938 | 0 | 133.263 | 74.106 | 0
28.01. | 16 | 1009.6053 |  | 801.3898 | 0 | 135.273 | 72.9425 | 0
28.01. | 17 | 1007.6023 |  | 802.7128 | 0 | 131.052 | 73.8375 | 0
28.01. | 18 | 1013.3255 |  | 805.1745 | 0 | 133.866 | 74.285 | 0
28.01. | 19 | 1026.8076 |  | 809.9461 | 0 | 142.308 | 74.5535 | 0
28.01. | 20 | 1031.514 |  | 807.0615 | 0 | 151.152 | 73.3005 | 0
28.01. | 21 | 1030.5788 |  | 801.9538 | 0 | 157.383 | 71.242 | 0
28.01. | 22 | 1036.7312 |  | 808.8617 | 0 | 154.569 | 73.3005 | 0
28.01. | 23 | 1043.5285 |  | 813.514 | 0 | 156.177 | 73.8375 | 0
28.01. | 24 | 1043.6325 |  | 814.1755 | 0 | 155.172 | 74.285 | 0
29.01. | 1 | 961.469 |  | 738.9575 | 0 | 148.137 | 74.3745 | 0
29.01. | 2 | 947.6137 |  | 729.7722 | 0 | 144.72 | 73.1215 | 0
29.01. | 3 | 934.6469 |  | 721.8774 | 0 | 140.901 | 71.8685 | 0
29.01. | 4 | 931.8357 |  | 723.2872 | 0 | 136.68 | 71.8685 | 0
29.01. | 5 | 923.512 |  | 718.8735 | 0 | 133.665 | 70.9735 | 0
29.01. | 6 | 915.3046 |  | 718.4831 | 0 | 126.027 | 70.7945 | 0
29.01. | 7 | 913.9173 |  | 721.5413 | 0 | 122.208 | 70.168 | 0
29.01. | 8 | 967.0965 |  | 776.751 | 0 | 119.193 | 71.1525 | 0
29.01. | 9 | 973.4924 |  | 785.5134 | 0 | 116.379 | 71.6 | 0
29.01. | 10 | 972.9082 |  | 790.1332 | 0 | 111.354 | 71.421 | 0
29.01. | 11 | 965.1932 |  | 788.1812 | 0 | 106.128 | 70.884 | 0
29.01. | 12 | 952.4657 |  | 784.2772 | 0 | 98.289 | 69.8995 | 0
29.01. | 13 | 937.5195 |  | 786.3485 | 0 | 81.003 | 70.168 | 0
29.01. | 14 | 924.2028 |  | 790.4043 | 0 | 62.109 | 71.6895 | 0
29.01. | 15 | 909.9191 |  | 786.6196 | 0 | 52.863 | 70.4365 | 0
29.01. | 16 | 909.6233 |  | 784.5808 | 0 | 54.069 | 70.9735 | 0
29.01. | 17 | 919.2215 |  | 787.075 | 0 | 60.099 | 72.0475 | 0
29.01. | 18 | 941.8526 |  | 792.5081 | 0 | 76.581 | 72.7635 | 0
29.01. | 19 | 959.399 |  | 798.0605 | 0 | 88.038 | 73.3005 | 0
29.01. | 20 | 965.0009 |  | 797.7894 | 0 | 94.269 | 72.9425 | 0
29.01. | 21 | 972.0484 |  | 795.8374 | 0 | 103.716 | 72.495 | 0
29.01. | 22 | 978.0165 |  | 798.657 | 0 | 107.133 | 72.2265 | 0
29.01. | 23 | 978.0514 |  | 797.1279 | 0 | 108.339 | 72.5845 | 0
29.01. | 24 | 972.9152 |  | 791.4562 | 0 | 109.143 | 72.316 | 0
30.01. | 1 | 905.0757 |  | 724.5777 | 0 | 108.54 | 71.958 | 0
30.01. | 2 | 896.7841 |  | 717.2251 | 0 | 108.138 | 71.421 | 0
30.01. | 3 | 885.2962 |  | 712.9307 | 0 | 102.108 | 70.2575 | 0
30.01. | 4 | 877.3084 |  | 713.4729 | 0 | 92.862 | 70.9735 | 0
30.01. | 5 | 869.677 |  | 714.373 | 0 | 84.42 | 70.884 | 0
30.01. | 6 | 868.9509 |  | 714.7634 | 0 | 83.214 | 70.9735 | 0
30.01. | 7 | 878.7899 |  | 723.7969 | 0 | 83.214 | 71.779 | 0
30.01. | 8 | 937.6214 |  | 780.3514 | 0 | 86.028 | 71.242 | 0
30.01. | 9 | 934.4642 |  | 779.7442 | 0 | 85.626 | 69.094 | 0
30.01. | 10 | 927.5062 |  | 781.6962 | 0 | 76.179 | 69.631 | 0
30.01. | 11 | 920.9098 |  | 788.4523 | 0 | 61.305 | 71.1525 | 0
30.01. | 12 | 905.1809 |  | 786.7714 | 0 | 47.436 | 70.9735 | 0
30.01. | 13 | 878.4443 |  | 775.5148 | 0 | 33.567 | 69.3625 | 0
30.01. | 14 | 859.4676 |  | 771.1011 | 0 | 19.899 | 68.4675 | 0
30.01. | 15 | 868.9785 |  | 786.3485 | 0 | 12.462 | 70.168 | 0
30.01. | 16 | 872.4264 |  | 790.6429 | 0 | 10.452 | 71.3315 | 0
30.01. | 17 | 875.7442 |  | 794.0047 | 0 | 10.05 | 71.6895 | 0
30.01. | 18 | 887.2816 |  | 801.4766 | 0 | 13.668 | 72.137 | 0
30.01. | 19 | 884.098 |  | 792.866 | 0 | 19.095 | 72.137 | 0
30.01. | 20 | 879.9892 |  | 785.5677 | 0 | 24.522 | 69.8995 | 0
30.01. | 21 | 890.9939 |  | 787.9969 | 0 | 33.366 | 69.631 | 0
30.01. | 22 | 904.094 |  | 792.2045 | 0 | 40.2 | 71.6895 | 0
30.01. | 23 | 903.5384 |  | 788.7234 | 0 | 43.215 | 71.6 | 0
30.01. | 24 | 904.2147 |  | 790.8272 | 0 | 40.803 | 72.5845 | 0
31.01. | 1 | 832.5547 |  | 721.4002 | 0 | 38.391 | 72.7635 | 0
31.01. | 2 | 823.7678 |  | 714.5573 | 0 | 36.984 | 72.2265 | 0
31.01. | 3 | 821.993 |  | 718.277 | 0 | 31.758 | 71.958 | 0
31.01. | 4 | 810.4011 |  | 713.3211 | 0 | 26.733 | 70.347 | 0
31.01. | 5 | 806.2174 |  | 712.7789 | 0 | 23.718 | 69.7205 | 0
31.01. | 6 | 814.6597 |  | 722.5607 | 0 | 22.11 | 69.989 | 0
31.01. | 7 | 826.0084 |  | 733.3944 | 0 | 21.909 | 70.705 | 0
31.01. | 8 | 895.3931 |  | 804.6541 | 0 | 19.497 | 71.242 | 0
31.01. | 9 | 902.2619 |  | 812.4839 | 0 | 18.894 | 70.884 | 0
31.01. | 10 | 904.1718 |  | 817.4073 | 0 | 15.075 | 71.6895 | 0
31.01. | 11 | 893.7547 |  | 815.8782 | 0 | 5.829 | 72.0475 | 0
31.01. | 12 | 893.946 |  | 819.24 | 0 | 2.211 | 72.495 | 0
31.01. | 13 | 896.1379 |  | 820.2919 | 0 | 2.814 | 73.032 | 0
31.01. | 14 | 892.5305 |  | 815.3685 | 0 | 5.025 | 72.137 | 0
31.01. | 15 | 893.8866 |  | 813.6876 | 0 | 8.241 | 71.958 | 0
31.01. | 16 | 897.902 |  | 815.401 | 0 | 9.648 | 72.853 | 0
31.01. | 17 | 923.8098 |  | 825.2478 | 0 | 23.919 | 74.643 | 0
31.01. | 18 | 943.4004 |  | 834.5199 | 0 | 33.969 | 74.9115 | 0
31.01. | 19 | 950.9168 |  | 837.4588 | 0 | 38.994 | 74.464 | 0
31.01. | 20 | 968.8516 |  | 840.7881 | 0 | 53.868 | 74.1955 | 0
31.01. | 21 | 968.5427 |  | 834.5417 | 0 | 61.506 | 72.495 | 0
31.01. | 22 | 954.0859 |  | 829.9544 | 0 | 50.652 | 73.4795 | 0
31.01. | 23 | 945.8151 |  | 829.8351 | 0 | 42.411 | 73.569 | 0
31.01. | 24 | 936.956 |  | 825.0635 | 0 | 38.592 | 73.3005 | 0
01.02. | 1 | 877.5613 |  | 759.5948 | 0 | 45.024 | 72.9425 | 0
01.02. | 2 | 882.8194 |  | 756.6559 | 0 | 52.863 | 73.3005 | 0
01.02. | 3 | 895.7192 |  | 753.5652 | 0 | 68.943 | 73.211 | 0
01.02. | 4 | 921.9271 |  | 753.9556 | 0 | 94.671 | 73.3005 | 0
01.02. | 5 | 938.6053 |  | 749.9323 | 0 | 116.178 | 72.495 | 0
01.02. | 6 | 947.3174 |  | 752.1229 | 0 | 122.61 | 72.5845 | 0
01.02. | 7 | 962.4766 |  | 759.0851 | 0 | 130.449 | 72.9425 | 0
01.02. | 8 | 995.3462 |  | 795.3277 | 0 | 127.434 | 72.5845 | 0
01.02. | 9 | 999.0675 |  | 801.238 | 0 | 125.424 | 72.4055 | 0
01.02. | 10 | 1010.4054 |  | 811.2584 | 0 | 126.831 | 72.316 | 0
01.02. | 11 | 1021.5904 |  | 821.5499 | 0 | 127.635 | 72.4055 | 0
01.02. | 12 | 1027.3924 |  | 822.8404 | 0 | 132.057 | 72.495 | 0
01.02. | 13 | 1022.603 |  | 811.5295 | 0 | 138.489 | 72.5845 | 0
01.02. | 14 | 1007.2119 |  | 786.8689 | 0 | 147.132 | 73.211 | 0
01.02. | 15 | 1010.8666 |  | 782.2166 | 0 | 155.976 | 72.674 | 0
01.02. | 16 | 1014.9002 |  | 784.4397 | 0 | 156.981 | 73.4795 | 0
01.02. | 17 | 1016.1614 |  | 790.0789 | 0 | 152.961 | 73.1215 | 0
01.02. | 18 | 1019.5702 |  | 795.9892 | 0 | 150.549 | 73.032 | 0
01.02. | 19 | 1031.6926 |  | 806.6386 | 0 | 152.559 | 72.495 | 0
01.02. | 20 | 1046.5559 |  | 820.9209 | 0 | 152.961 | 72.674 | 0
01.02. | 21 | 1049.3508 |  | 821.9728 | 0 | 154.167 | 73.211 | 0
01.02. | 22 | 1035.5543 |  | 814.2298 | 0 | 148.74 | 72.5845 | 0
01.02. | 23 | 1005.8698 |  | 789.1463 | 0 | 144.318 | 72.4055 | 0
01.02. | 24 | 998.0287 |  | 782.4877 | 0 | 142.509 | 73.032 | 0
02.02. | 1 | 954.4728 |  | 740.9638 | 0 | 140.298 | 73.211 | 0
02.02. | 2 | 945.0546 |  | 736.5501 | 0 | 136.278 | 72.2265 | 0
02.02. | 3 | 939.9199 |  | 733.4269 | 0 | 135.072 | 71.421 | 0
02.02. | 4 | 940.1112 |  | 736.7887 | 0 | 131.454 | 71.8685 | 0
02.02. | 5 | 931.9126 |  | 734.5981 | 0 | 125.625 | 71.6895 | 0
02.02. | 6 | 920.3277 |  | 730.9652 | 0 | 118.389 | 70.9735 | 0
02.02. | 7 | 917.9694 |  | 734.0559 | 0 | 112.761 | 71.1525 | 0
02.02. | 8 | 925.0267 |  | 743.8377 | 0 | 109.947 | 71.242 | 0
02.02. | 9 | 920.8588 |  | 742.8183 | 0 | 106.53 | 71.5105 | 0
02.02. | 10 | 923.3362 |  | 760.6142 | 0 | 90.048 | 72.674 | 0
02.02. | 11 | 927.3543 |  | 773.0963 | 0 | 81.405 | 72.853 | 0
02.02. | 12 | 920.5616 |  | 766.7306 | 0 | 82.41 | 71.421 | 0
02.02. | 13 | 911.5033 |  | 758.8358 | 0 | 82.41 | 70.2575 | 0
02.02. | 14 | 898.0585 |  | 740.118 | 0 | 86.43 | 71.5105 | 0
02.02. | 15 | 897.8636 |  | 743.0026 | 0 | 82.008 | 72.853 | 0
02.02. | 16 | 898.6909 |  | 741.8639 | 0 | 83.616 | 73.211 | 0
02.02. | 17 | 906.0267 |  | 742.6122 | 0 | 90.651 | 72.7635 | 0
02.02. | 18 | 918.5092 |  | 755.5172 | 0 | 89.244 | 73.748 | 0
02.02. | 19 | 924.2681 |  | 764.2471 | 0 | 86.631 | 73.39 | 0
02.02. | 20 | 936.3705 |  | 777.51 | 0 | 85.023 | 73.8375 | 0
02.02. | 21 | 932.4014 |  | 779.1909 | 0 | 79.194 | 74.0165 | 0
02.02. | 22 | 917.6124 |  | 769.4959 | 0 | 75.174 | 72.9425 | 0
02.02. | 23 | 896.1812 |  | 747.7742 | 0 | 75.375 | 73.032 | 0
02.02. | 24 | 885.7314 |  | 745.0739 | 0 | 67.536 | 73.1215 | 0
03.02. | 1 | 863.9619 |  | 732.8629 | 0 | 57.888 | 73.211 | 0
03.02. | 2 | 856.5085 |  | 729.23 | 0 | 54.873 | 72.4055 | 0
03.02. | 3 | 854.0717 |  | 727.8202 | 0 | 53.667 | 72.5845 | 0
03.02. | 4 | 846.2194 |  | 719.9254 | 0 | 54.873 | 71.421 | 0
03.02. | 5 | 848.6575 |  | 720.1965 | 0 | 56.682 | 71.779 | 0
03.02. | 6 | 848.3852 |  | 720.7062 | 0 | 56.079 | 71.6 | 0
03.02. | 7 | 861.6478 |  | 730.6398 | 0 | 58.692 | 72.316 | 0
03.02. | 8 | 891.8432 |  | 764.4532 | 0 | 55.074 | 72.316 | 0
03.02. | 9 | 903.2707 |  | 774.1157 | 0 | 56.481 | 72.674 | 0
03.02. | 10 | 911.0673 |  | 776.3063 | 0 | 61.908 | 72.853 | 0
03.02. | 11 | 901.824 |  | 771.6215 | 0 | 58.692 | 71.5105 | 0
03.02. | 12 | 892.5313 |  | 769.8538 | 0 | 50.451 | 72.2265 | 0
03.02. | 13 | 896.4795 |  | 772.348 | 0 | 50.652 | 73.4795 | 0
03.02. | 14 | 900.6889 |  | 772.7384 | 0 | 54.471 | 73.4795 | 0
03.02. | 15 | 895.4217 |  | 767.6957 | 0 | 54.873 | 72.853 | 0
03.02. | 16 | 906.2594 |  | 770.1574 | 0 | 62.712 | 73.39 | 0
03.02. | 17 | 912.5297 |  | 772.2287 | 0 | 66.732 | 73.569 | 0
03.02. | 18 | 930.3245 |  | 774.3 | 0 | 82.008 | 74.0165 | 0
03.02. | 19 | 955.7648 |  | 775.7098 | 0 | 106.128 | 73.927 | 0
03.02. | 20 | 969.1493 |  | 777.0328 | 0 | 117.384 | 74.7325 | 0
03.02. | 21 | 970.9592 |  | 775.4712 | 0 | 121.203 | 74.285 | 0
03.02. | 22 | 970.5763 |  | 774.4193 | 0 | 122.409 | 73.748 | 0
03.02. | 23 | 977.4015 |  | 776.2195 | 0 | 127.434 | 73.748 | 0
03.02. | 24 | 988.4198 |  | 780.8718 | 0 | 133.263 | 74.285 | 0
04.02. | 1 | 938.9221 |  | 740.4866 | 0 | 124.419 | 74.0165 | 0
04.02. | 2 | 927.7868 |  | 739.1093 | 0 | 113.766 | 74.9115 | 0
04.02. | 3 | 914.0949 |  | 736.1379 | 0 | 103.314 | 74.643 | 0
04.02. | 4 | 903.8187 |  | 734.3052 | 0 | 95.676 | 73.8375 | 0
04.02. | 5 | 905.4361 |  | 736.6151 | 0 | 95.073 | 73.748 | 0
04.02. | 6 | 922.8967 |  | 742.0157 | 0 | 107.133 | 73.748 | 0
04.02. | 7 | 932.5183 |  | 747.4163 | 0 | 111.354 | 73.748 | 0
04.02. | 8 | 995.3794 |  | 812.0174 | 0 | 108.54 | 74.822 | 0
04.02. | 9 | 1006.0897 |  | 824.3152 | 0 | 107.937 | 73.8375 | 0
04.02. | 10 | 1007.8732 |  | 828.1542 | 0 | 106.329 | 73.39 | 0
04.02. | 11 | 1000.8689 |  | 826.7119 | 0 | 101.304 | 72.853 | 0
04.02. | 12 | 992.2216 |  | 822.7536 | 0 | 96.078 | 73.39 | 0
04.02. | 13 | 981.5811 |  | 820.8016 | 0 | 87.837 | 72.9425 | 0
04.02. | 14 | 982.5764 |  | 824.1634 | 0 | 85.023 | 73.39 | 0
04.02. | 15 | 982.5736 |  | 822.7536 | 0 | 86.43 | 73.39 | 0
04.02. | 16 | 985.5829 |  | 820.2919 | 0 | 92.259 | 73.032 | 0
04.02. | 17 | 987.4792 |  | 822.9922 | 0 | 91.455 | 73.032 | 0
04.02. | 18 | 972.8511 |  | 812.4296 | 0 | 87.837 | 72.5845 | 0
04.02. | 19 | 977.8991 |  | 816.9626 | 0 | 87.636 | 73.3005 | 0
04.02. | 20 | 978.9047 |  | 821.0727 | 0 | 84.621 | 73.211 | 0
04.02. | 21 | 982.5494 |  | 825.4539 | 0 | 83.616 | 73.4795 | 0
04.02. | 22 | 980.5664 |  | 824.1634 | 0 | 83.013 | 73.39 | 0
04.02. | 23 | 969.17 |  | 822.4825 | 0 | 73.566 | 73.1215 | 0
04.02. | 24 | 961.4111 |  | 820.1726 | 0 | 67.938 | 73.3005 | 0
05.02. | 1 | 889.1587 |  | 745.8222 | 0 | 70.752 | 72.5845 | 0
05.02. | 2 | 894.4159 |  | 744.4449 | 0 | 76.581 | 73.39 | 0
05.02. | 3 | 900.6199 |  | 745.7354 | 0 | 81.405 | 73.4795 | 0
05.02. | 4 | 901.416 |  | 745.974 | 0 | 82.41 | 73.032 | 0
05.02. | 5 | 897.6374 |  | 741.1699 | 0 | 84.42 | 72.0475 | 0
05.02. | 6 | 898.4539 |  | 739.2179 | 0 | 87.636 | 71.6 | 0
05.02. | 7 | 901.9727 |  | 742.5797 | 0 | 87.435 | 71.958 | 0
05.02. | 8 | 960.126 |  | 796.1085 | 0 | 91.254 | 72.7635 | 0
05.02. | 9 | 968.9945 |  | 803.19 | 0 | 92.862 | 72.9425 | 0
05.02. | 10 | 956.9064 |  | 800.3054 | 0 | 84.822 | 71.779 | 0
05.02. | 11 | 950.3434 |  | 800.9344 | 0 | 77.988 | 71.421 | 0
05.02. | 12 | 950.2618 |  | 800.6958 | 0 | 77.787 | 71.779 | 0
05.02. | 13 | 952.8527 |  | 796.6507 | 0 | 82.812 | 73.39 | 0
05.02. | 14 | 959.1601 |  | 794.4926 | 0 | 90.651 | 74.0165 | 0
05.02. | 15 | 965.2972 |  | 790.8922 | 0 | 100.299 | 74.106 | 0
05.02. | 16 | 974.4559 |  | 788.1919 | 0 | 112.158 | 74.106 | 0
05.02. | 17 | 984.1532 |  | 796.6832 | 0 | 113.364 | 74.106 | 0
05.02. | 18 | 977.4445 |  | 793.5925 | 0 | 109.746 | 74.106 | 0
05.02. | 19 | 969.2817 |  | 788.3112 | 0 | 107.133 | 73.8375 | 0
05.02. | 20 | 978.2551 |  | 794.4926 | 0 | 109.746 | 74.0165 | 0
05.02. | 21 | 982.5401 |  | 798.3316 | 0 | 110.55 | 73.6585 | 0
05.02. | 22 | 994.4912 |  | 805.0552 | 0 | 114.972 | 74.464 | 0
05.02. | 23 | 981.7034 |  | 797.1604 | 0 | 111.153 | 73.39 | 0
05.02. | 24 | 974.9103 |  | 792.4213 | 0 | 108.741 | 73.748 | 0
06.02. | 1 | 911.6156 |  | 730.8241 | 0 | 107.133 | 73.6585 | 0
06.02. | 2 | 904.4084 |  | 726.4104 | 0 | 105.324 | 72.674 | 0
06.02. | 3 | 901.2916 |  | 723.0486 | 0 | 105.927 | 72.316 | 0
06.02. | 4 | 901.0151 |  | 723.6451 | 0 | 106.128 | 71.242 | 0
06.02. | 5 | 897.7445 |  | 722.116 | 0 | 104.118 | 71.5105 | 0
06.02. | 6 | 902.3308 |  | 726.7683 | 0 | 103.515 | 72.0475 | 0
06.02. | 7 | 914.6709 |  | 735.3789 | 0 | 107.334 | 71.958 | 0
06.02. | 8 | 985.342 |  | 798.657 | 0 | 114.369 | 72.316 | 0
06.02. | 9 | 992.0686 |  | 807.9291 | 0 | 111.555 | 72.5845 | 0
06.02. | 10 | 971.0555 |  | 808.916 | 0 | 90.45 | 71.6895 | 0
06.02. | 11 | 945.4891 |  | 800.7501 | 0 | 74.571 | 70.168 | 0
06.02. | 12 | 936.2701 |  | 799.4596 | 0 | 66.732 | 70.0785 | 0
06.02. | 13 | 944.9258 |  | 803.2443 | 0 | 70.35 | 71.3315 | 0
06.02. | 14 | 952.5726 |  | 801.4441 | 0 | 79.797 | 71.3315 | 0
06.02. | 15 | 956.0169 |  | 794.4819 | 0 | 90.651 | 70.884 | 0
06.02. | 16 | 969.5458 |  | 791.6623 | 0 | 106.731 | 71.1525 | 0
06.02. | 17 | 984.2157 |  | 795.9242 | 0 | 116.781 | 71.5105 | 0
06.02. | 18 | 978.5334 |  | 804.1769 | 0 | 102.309 | 72.0475 | 0
06.02. | 19 | 969.4651 |  | 805.3156 | 0 | 92.46 | 71.6895 | 0
06.02. | 20 | 973.7888 |  | 807.1158 | 0 | 95.073 | 71.6 | 0
06.02. | 21 | 970.1148 |  | 807.0833 | 0 | 92.058 | 70.9735 | 0
06.02. | 22 | 961.6 |  | 805.0445 | 0 | 85.224 | 71.3315 | 0
06.02. | 23 | 944.8076 |  | 796.2496 | 0 | 78.39 | 70.168 | 0
06.02. | 24 | 947.9854 |  | 798.3534 | 0 | 78.39 | 71.242 | 0
07.02. | 1 | 879.0536 |  | 728.7746 | 0 | 79.395 | 70.884 | 0
07.02. | 2 | 879.8561 |  | 726.2261 | 0 | 82.209 | 71.421 | 0
07.02. | 3 | 877.0882 |  | 723.8837 | 0 | 82.41 | 70.7945 | 0
07.02. | 4 | 875.4023 |  | 723.4933 | 0 | 81.204 | 70.705 | 0
07.02. | 5 | 862.5083 |  | 717.6373 | 0 | 75.777 | 69.094 | 0
07.02. | 6 | 871.6303 |  | 719.5893 | 0 | 82.41 | 69.631 | 0
07.02. | 7 | 896.0161 |  | 733.2751 | 0 | 91.857 | 70.884 | 0
07.02. | 8 | 964.1909 |  | 798.9499 | 0 | 95.073 | 70.168 | 0
07.02. | 9 | 973.3792 |  | 817.1362 | 0 | 84.822 | 71.421 | 0
07.02. | 10 | 941.1502 |  | 803.5372 | 0 | 68.34 | 69.273 | 0
07.02. | 11 | 913.4001 |  | 788.4091 | 0 | 57.687 | 67.304 | 0
07.02. | 12 | 908.7171 |  | 780.7961 | 0 | 58.29 | 69.631 | 0
07.02. | 13 | 915.2476 |  | 784.7326 | 0 | 59.094 | 71.421 | 0
07.02. | 14 | 922.2971 |  | 785.3941 | 0 | 65.124 | 71.779 | 0
07.02. | 15 | 934.2289 |  | 787.4329 | 0 | 75.375 | 71.421 | 0
07.02. | 16 | 941.3148 |  | 789.1138 | 0 | 80.601 | 71.6 | 0
07.02. | 17 | 944.4017 |  | 792.7142 | 0 | 79.998 | 71.6895 | 0
07.02. | 18 | 950.997 |  | 808.287 | 0 | 70.752 | 71.958 | 0
07.02. | 19 | 956.7041 |  | 816.8976 | 0 | 67.938 | 71.8685 | 0
07.02. | 20 | 971.2973 |  | 828.9893 | 0 | 70.35 | 71.958 | 0
07.02. | 21 | 969.7426 |  | 831.6571 | 0 | 66.933 | 71.1525 | 0
07.02. | 22 | 968.8947 |  | 831.2992 | 0 | 65.727 | 71.8685 | 0
07.02. | 23 | 964.9966 |  | 822.6886 | 0 | 70.35 | 71.958 | 0
07.02. | 24 | 962.0995 |  | 819.9015 | 0 | 69.345 | 72.853 | 0
08.02. | 1 | 880.8568 |  | 737.7213 | 0 | 70.551 | 72.5845 | 0
08.02. | 2 | 878.9329 |  | 732.2014 | 0 | 73.968 | 72.7635 | 0
08.02. | 3 | 878.1866 |  | 729.4686 | 0 | 76.581 | 72.137 | 0
08.02. | 4 | 876.1235 |  | 730.488 | 0 | 73.767 | 71.8685 | 0
08.02. | 5 | 870.8984 |  | 728.9264 | 0 | 70.551 | 71.421 | 0
08.02. | 6 | 868.6516 |  | 732.0171 | 0 | 65.124 | 71.5105 | 0
08.02. | 7 | 863.9792 |  | 732.8847 | 0 | 60.3 | 70.7945 | 0
08.02. | 8 | 908.2651 |  | 779.6031 | 0 | 56.883 | 71.779 | 0
08.02. | 9 | 904.8208 |  | 786.5653 | 0 | 46.029 | 72.2265 | 0
08.02. | 10 | 896.2532 |  | 795.3277 | 0 | 28.341 | 72.5845 | 0
08.02. | 11 | 899.8702 |  | 806.2482 | 0 | 21.306 | 72.316 | 0
08.02. | 12 | 899.1899 |  | 809.9679 | 0 | 17.085 | 72.137 | 0
08.02. | 13 | 900.248 |  | 808.9485 | 0 | 18.894 | 72.4055 | 0
08.02. | 14 | 879.4075 |  | 783.865 | 0 | 23.316 | 72.2265 | 0
08.02. | 15 | 883.0861 |  | 782.1841 | 0 | 28.944 | 71.958 | 0
08.02. | 16 | 883.5594 |  | 781.6744 | 0 | 29.748 | 72.137 | 0
08.02. | 17 | 885.0612 |  | 783.7132 | 0 | 29.748 | 71.6 | 0
08.02. | 18 | 891.4477 |  | 790.1657 | 0 | 29.145 | 72.137 | 0
08.02. | 19 | 903.3434 |  | 800.9669 | 0 | 30.15 | 72.2265 | 0
08.02. | 20 | 914.0485 |  | 810.868 | 0 | 30.954 | 72.2265 | 0
08.02. | 21 | 913.1471 |  | 811.1066 | 0 | 30.351 | 71.6895 | 0
08.02. | 22 | 915.8362 |  | 814.6202 | 0 | 28.542 | 72.674 | 0
08.02. | 23 | 889.0682 |  | 787.6497 | 0 | 27.939 | 73.4795 | 0
08.02. | 24 | 879.006 |  | 783.93 | 0 | 21.507 | 73.569 | 0
09.02. | 1 | 827.1589 |  | 735.4764 | 0 | 17.487 | 74.1955 | 0
09.02. | 2 | 821.0237 |  | 726.5947 | 0 | 20.502 | 73.927 | 0
09.02. | 3 | 826.2227 |  | 727.8852 | 0 | 24.321 | 74.0165 | 0
09.02. | 4 | 832.3497 |  | 727.2237 | 0 | 31.557 | 73.569 | 0
09.02. | 5 | 835.3787 |  | 727.8202 | 0 | 34.974 | 72.5845 | 0
09.02. | 6 | 832.9494 |  | 725.7489 | 0 | 34.974 | 72.2265 | 0
09.02. | 7 | 837.7501 |  | 726.8876 | 0 | 38.994 | 71.8685 | 0
09.02. | 8 | 856.4921 |  | 741.0506 | 0 | 43.215 | 72.2265 | 0
09.02. | 9 | 865.4313 |  | 743.5123 | 0 | 49.245 | 72.674 | 0
09.02. | 10 | 881.3476 |  | 758.4236 | 0 | 50.25 | 72.674 | 0
09.02. | 11 | 887.4326 |  | 769.3766 | 0 | 45.024 | 73.032 | 0
09.02. | 12 | 884.4016 |  | 766.1666 | 0 | 45.024 | 73.211 | 0
09.02. | 13 | 896.0205 |  | 769.832 | 0 | 51.456 | 74.7325 | 0
09.02. | 14 | 891.5731 |  | 748.8586 | 0 | 68.34 | 74.3745 | 0
09.02. | 15 | 895.7602 |  | 739.4672 | 0 | 82.008 | 74.285 | 0
09.02. | 16 | 899.2039 |  | 743.8484 | 0 | 80.802 | 74.5535 | 0
09.02. | 17 | 897.1123 |  | 743.6098 | 0 | 78.591 | 74.9115 | 0
09.02. | 18 | 898.4653 |  | 746.1908 | 0 | 77.184 | 75.0905 | 0
09.02. | 19 | 892.1467 |  | 747.1127 | 0 | 72.36 | 72.674 | 0
09.02. | 20 | 911.5318 |  | 762.1433 | 0 | 76.983 | 72.4055 | 0
09.02. | 21 | 913.2368 |  | 761.4818 | 0 | 79.797 | 71.958 | 0
09.02. | 22 | 907.9044 |  | 759.8334 | 0 | 75.576 | 72.495 | 0
09.02. | 23 | 884.2944 |  | 741.2674 | 0 | 68.742 | 74.285 | 0
09.02. | 24 | 883.1393 |  | 742.9483 | 0 | 65.727 | 74.464 | 0
10.02. | 1 | 881.0206 |  | 728.9046 | 0 | 78.189 | 73.927 | 0
10.02. | 2 | 894.5021 |  | 729.5661 | 0 | 90.651 | 74.285 | 0
10.02. | 3 | 892.4842 |  | 729.8047 | 0 | 88.842 | 73.8375 | 0
10.02. | 4 | 876.3715 |  | 728.6335 | 0 | 74.169 | 73.569 | 0
10.02. | 5 | 882.148 |  | 733.763 | 0 | 75.174 | 73.211 | 0
10.02. | 6 | 897.9403 |  | 735.1728 | 0 | 89.646 | 73.1215 | 0
10.02. | 7 | 911.0498 |  | 739.6408 | 0 | 99.093 | 72.316 | 0
10.02. | 8 | 947.3239 |  | 777.8354 | 0 | 97.083 | 72.4055 | 0
10.02. | 9 | 953.2333 |  | 785.3073 | 0 | 95.073 | 72.853 | 0
10.02. | 10 | 943.0581 |  | 776.9896 | 0 | 95.274 | 70.7945 | 0
10.02. | 11 | 939.5632 |  | 776.5992 | 0 | 92.259 | 70.705 | 0
10.02. | 12 | 939.7854 |  | 784.2554 | 0 | 83.214 | 72.316 | 0
10.02. | 13 | 932.5988 |  | 783.3878 | 0 | 76.179 | 73.032 | 0
10.02. | 14 | 932.9811 |  | 780.3296 | 0 | 78.993 | 73.6585 | 0
10.02. | 15 | 935.2345 |  | 778.139 | 0 | 83.616 | 73.4795 | 0
10.02. | 16 | 937.2291 |  | 779.0391 | 0 | 84.621 | 73.569 | 0
10.02. | 17 | 947.8239 |  | 781.7069 | 0 | 93.264 | 72.853 | 0
10.02. | 18 | 951.3809 |  | 782.9649 | 0 | 96.279 | 72.137 | 0
10.02. | 19 | 957.3821 |  | 787.3786 | 0 | 96.882 | 73.1215 | 0
10.02. | 20 | 962.468 |  | 795.4795 | 0 | 93.867 | 73.1215 | 0
10.02. | 21 | 966.8733 |  | 797.5183 | 0 | 96.681 | 72.674 | 0
10.02. | 22 | 973.9059 |  | 796.5314 | 0 | 103.716 | 73.6585 | 0
10.02. | 23 | 975.5005 |  | 800.045 | 0 | 100.902 | 74.5535 | 0
10.02. | 24 | 978.2954 |  | 801.0969 | 0 | 102.108 | 75.0905 | 0
11.02. | 1 | 930.5113 |  | 754.5628 | 0 | 100.5 | 75.4485 | 0
11.02. | 2 | 907.8083 |  | 745.5293 | 0 | 87.636 | 74.643 | 0
11.02. | 3 | 898.7269 |  | 744.5099 | 0 | 79.395 | 74.822 | 0
11.02. | 4 | 893.3758 |  | 742.2868 | 0 | 76.983 | 74.106 | 0
11.02. | 5 | 897.5064 |  | 743.8484 | 0 | 79.194 | 74.464 | 0
11.02. | 6 | 897.7947 |  | 746.5487 | 0 | 76.782 | 74.464 | 0
11.02. | 7 | 893.1153 |  | 746.0933 | 0 | 74.169 | 72.853 | 0
11.02. | 8 | 966.8702 |  | 817.2337 | 0 | 75.978 | 73.6585 | 0
11.02. | 9 | 977.9215 |  | 832.839 | 0 | 70.35 | 74.7325 | 0
11.02. | 10 | 981.0304 |  | 836.4394 | 0 | 69.948 | 74.643 | 0
11.02. | 11 | 975.2557 |  | 828.1867 | 0 | 72.963 | 74.106 | 0
11.02. | 12 | 972.6198 |  | 814.2948 | 0 | 84.219 | 74.106 | 0
11.02. | 13 | 993.605 |  | 816.16 | 0 | 101.907 | 75.538 | 0
11.02. | 14 | 1005.9827 |  | 818.5567 | 0 | 112.962 | 74.464 | 0
11.02. | 15 | 1004.305 |  | 812.256 | 0 | 117.585 | 74.464 | 0
11.02. | 16 | 995.1145 |  | 812.2235 | 0 | 109.143 | 73.748 | 0
11.02. | 17 | 992.047 |  | 817.353 | 0 | 101.304 | 73.39 | 0
11.02. | 18 | 1009.1865 |  | 830.2905 | 0 | 103.716 | 75.18 | 0
11.02. | 19 | 1005.9287 |  | 836.5912 | 0 | 94.068 | 75.2695 | 0
11.02. | 20 | 1006.8866 |  | 849.8541 | 0 | 81.405 | 75.6275 | 0
11.02. | 21 | 1003.2177 |  | 848.1732 | 0 | 79.596 | 75.4485 | 0
11.02. | 22 | 992.7669 |  | 840.9399 | 0 | 77.184 | 74.643 | 0
11.02. | 23 | 982.2643 |  | 833.5873 | 0 | 74.571 | 74.106 | 0
11.02. | 24 | 973.5362 |  | 828.1867 | 0 | 71.154 | 74.1955 | 0
12.02. | 1 | 885.3882 |  | 746.5162 | 0 | 65.124 | 73.748 | 0
12.02. | 2 | 887.31 |  | 745.3775 | 0 | 67.737 | 74.1955 | 0
12.02. | 3 | 890.4999 |  | 745.1064 | 0 | 71.556 | 73.8375 | 0
12.02. | 4 | 897.859 |  | 744.716 | 0 | 79.395 | 73.748 | 0
12.02. | 5 | 893.0732 |  | 742.6122 | 0 | 77.787 | 72.674 | 0
12.02. | 6 | 888.861 |  | 740.812 | 0 | 75.375 | 72.674 | 0
12.02. | 7 | 895.4136 |  | 748.7936 | 0 | 73.767 | 72.853 | 0
12.02. | 8 | 946.9112 |  | 807.5712 | 0 | 66.129 | 73.211 | 0
12.02. | 9 | 935.3593 |  | 814.8913 | 0 | 47.436 | 73.032 | 0
12.02. | 10 | 923.6203 |  | 818.7628 | 0 | 31.557 | 73.3005 | 0
12.02. | 11 | 915.965 |  | 816.6915 | 0 | 26.331 | 72.9425 | 0
12.02. | 12 | 914.2949 |  | 815.8239 | 0 | 24.723 | 73.748 | 0
12.02. | 13 | 920.3686 |  | 812.4946 | 0 | 33.768 | 74.106 | 0
12.02. | 14 | 916.6636 |  | 804.1226 | 0 | 38.793 | 73.748 | 0
12.02. | 15 | 906.1434 |  | 800.3704 | 0 | 32.562 | 73.211 | 0
12.02. | 16 | 908.4138 |  | 805.9228 | 0 | 28.743 | 73.748 | 0
12.02. | 17 | 914.0378 |  | 811.7463 | 0 | 27.738 | 74.5535 | 0
12.02. | 18 | 914.7718 |  | 811.1173 | 0 | 28.743 | 74.9115 | 0
12.02. | 19 | 921.8168 |  | 817.5373 | 0 | 29.547 | 74.7325 | 0
12.02. | 20 | 922.8942 |  | 819.1532 | 0 | 30.351 | 73.39 | 0
12.02. | 21 | 924.9509 |  | 822.9704 | 0 | 26.532 | 75.4485 | 0
12.02. | 22 | 915.2014 |  | 813.9369 | 0 | 26.532 | 74.7325 | 0
12.02. | 23 | 915.919 |  | 809.675 | 0 | 31.959 | 74.285 | 0
12.02. | 24 | 923.8614 |  | 806.2264 | 0 | 42.813 | 74.822 | 0
13.02. | 1 | 869.9176 |  | 743.7291 | 0 | 51.456 | 74.7325 | 0
13.02. | 2 | 868.162 |  | 737.038 | 0 | 56.481 | 74.643 | 0
13.02. | 3 | 877.7927 |  | 734.9667 | 0 | 68.541 | 74.285 | 0
13.02. | 4 | 882.7686 |  | 730.1626 | 0 | 79.395 | 73.211 | 0
13.02. | 5 | 892.4339 |  | 732.2339 | 0 | 86.631 | 73.569 | 0
13.02. | 6 | 899.8257 |  | 733.0147 | 0 | 93.063 | 73.748 | 0
13.02. | 7 | 920.9731 |  | 746.2776 | 0 | 100.5 | 74.1955 | 0
13.02. | 8 | 986.8714 |  | 805.5649 | 0 | 106.932 | 74.3745 | 0
13.02. | 9 | 998.9471 |  | 814.4466 | 0 | 109.947 | 74.5535 | 0
13.02. | 10 | 1005.1226 |  | 814.4791 | 0 | 115.374 | 75.2695 | 0
13.02. | 11 | 1019.2002 |  | 819.9122 | 0 | 123.213 | 76.075 | 0
13.02. | 12 | 1026.2534 |  | 820.4219 | 0 | 129.846 | 75.9855 | 0
13.02. | 13 | 1025.5734 |  | 818.4699 | 0 | 131.655 | 75.4485 | 0
13.02. | 14 | 1037.8049 |  | 828.1324 | 0 | 133.866 | 75.8065 | 0
13.02. | 15 | 1041.2313 |  | 830.4423 | 0 | 135.072 | 75.717 | 0
13.02. | 16 | 1029.1635 |  | 821.322 | 0 | 131.856 | 75.9855 | 0
13.02. | 17 | 1015.9205 |  | 810.4015 | 0 | 129.444 | 76.075 | 0
13.02. | 18 | 1016.4644 |  | 814.6309 | 0 | 126.027 | 75.8065 | 0
13.02. | 19 | 1019.0953 |  | 820.8123 | 0 | 122.208 | 76.075 | 0
13.02. | 20 | 1021.7286 |  | 827.9806 | 0 | 118.389 | 75.359 | 0
13.02. | 21 | 1025.2213 |  | 831.0713 | 0 | 118.791 | 75.359 | 0
13.02. | 22 | 1026.7869 |  | 833.2619 | 0 | 117.987 | 75.538 | 0
13.02. | 23 | 1022.7057 |  | 830.8327 | 0 | 115.977 | 75.896 | 0
13.02. | 24 | 1017.2781 |  | 826.7226 | 0 | 114.57 | 75.9855 | 0
14.02. | 1 | 944.8587 |  | 752.4047 | 0 | 116.379 | 76.075 | 0
14.02. | 2 | 943.0467 |  | 745.2582 | 0 | 123.414 | 74.3745 | 0
14.02. | 3 | 949.6606 |  | 746.3101 | 0 | 128.439 | 74.9115 | 0
14.02. | 4 | 949.0855 |  | 743.458 | 0 | 131.253 | 74.3745 | 0
14.02. | 5 | 950.5098 |  | 745.5293 | 0 | 130.248 | 74.7325 | 0
14.02. | 6 | 951.8558 |  | 746.7873 | 0 | 131.052 | 74.0165 | 0
14.02. | 7 | 966.9056 |  | 760.4081 | 0 | 132.66 | 73.8375 | 0
14.02. | 8 | 1041.3341 |  | 836.2876 | 0 | 130.851 | 74.1955 | 0
14.02. | 9 | 1050.2754 |  | 845.4079 | 0 | 130.851 | 74.0165 | 0
14.02. | 10 | 1050.2574 |  | 848.5854 | 0 | 128.64 | 73.032 | 0
14.02. | 11 | 1048.1162 |  | 845.5272 | 0 | 128.841 | 73.748 | 0
14.02. | 12 | 1044.5112 |  | 843.6402 | 0 | 126.228 | 74.643 | 0
14.02. | 13 | 1042.6598 |  | 845.8308 | 0 | 122.007 | 74.822 | 0
14.02. | 14 | 1032.8475 |  | 841.1785 | 0 | 117.384 | 74.285 | 0
14.02. | 15 | 1021.1683 |  | 833.5223 | 0 | 114.972 | 72.674 | 0
14.02. | 16 | 1021.3987 |  | 835.2682 | 0 | 111.756 | 74.3745 | 0
14.02. | 17 | 1021.9977 |  | 841.0917 | 0 | 105.726 | 75.18 | 0
14.02. | 18 | 1021.7018 |  | 848.4118 | 0 | 98.289 | 75.001 | 0
14.02. | 19 | 1023.566 |  | 854.051 | 0 | 94.872 | 74.643 | 0
14.02. | 20 | 1022.0877 |  | 854.5607 | 0 | 93.063 | 74.464 | 0
14.02. | 21 | 1017.9716 |  | 853.6606 | 0 | 89.847 | 74.464 | 0
14.02. | 22 | 1011.864 |  | 847.5985 | 0 | 90.249 | 74.0165 | 0
14.02. | 23 | 1003.1814 |  | 835.7454 | 0 | 93.867 | 73.569 | 0
14.02. | 24 | 982.0777 |  | 819.1532 | 0 | 89.445 | 73.4795 | 0
15.02. | 1 | 896.1583 |  | 733.8823 | 0 | 89.244 | 73.032 | 0
15.02. | 2 | 886.3502 |  | 729.1432 | 0 | 83.817 | 73.39 | 0
15.02. | 3 | 889.2418 |  | 735.2053 | 0 | 80.199 | 73.8375 | 0
15.02. | 4 | 879.7209 |  | 728.9914 | 0 | 77.787 | 72.9425 | 0
15.02. | 5 | 875.4396 |  | 725.0006 | 0 | 77.586 | 72.853 | 0
15.02. | 6 | 878.9329 |  | 732.2014 | 0 | 73.968 | 72.7635 | 0
15.02. | 7 | 880.2007 |  | 738.7407 | 0 | 69.144 | 72.316 | 0
15.02. | 8 | 918.3669 |  | 779.7224 | 0 | 67.134 | 71.5105 | 0
15.02. | 9 | 924.885 |  | 789.656 | 0 | 62.913 | 72.316 | 0
15.02. | 10 | 938.1809 |  | 804.8709 | 0 | 60.099 | 73.211 | 0
15.02. | 11 | 935.6476 |  | 802.1381 | 0 | 61.104 | 72.4055 | 0
15.02. | 12 | 932.5214 |  | 796.4664 | 0 | 63.918 | 72.137 | 0
15.02. | 13 | 931.1254 |  | 791.9659 | 0 | 66.933 | 72.2265 | 0
15.02. | 14 | 901.2371 |  | 765.4726 | 0 | 63.717 | 72.0475 | 0
15.02. | 15 | 899.2541 |  | 764.1821 | 0 | 63.114 | 71.958 | 0
15.02. | 16 | 900.4186 |  | 764.8111 | 0 | 63.918 | 71.6895 | 0
15.02. | 17 | 892.1658 |  | 759.4648 | 0 | 62.712 | 69.989 | 0
15.02. | 18 | 901.1519 |  | 769.4309 | 0 | 60.3 | 71.421 | 0
15.02. | 19 | 903.7779 |  | 780.9479 | 0 | 52.662 | 70.168 | 0
15.02. | 20 | 905.2052 |  | 788.1162 | 0 | 47.637 | 69.452 | 0
15.02. | 21 | 901.1321 |  | 789.1356 | 0 | 42.813 | 69.1835 | 0
15.02. | 22 | 901.3513 |  | 789.6453 | 0 | 42.612 | 69.094 | 0
15.02. | 23 | 872.6624 |  | 762.2519 | 0 | 41.406 | 69.0045 | 0
15.02. | 24 | 866.6033 |  | 756.8838 | 0 | 39.999 | 69.7205 | 0
16.02. | 1 | 804.0711 |  | 695.9156 | 0 | 38.793 | 69.3625 | 0
16.02. | 2 | 798.9636 |  | 697.2386 | 0 | 31.557 | 70.168 | 0
16.02. | 3 | 792.5064 |  | 695.4059 | 0 | 27.738 | 69.3625 | 0
16.02. | 4 | 790.9879 |  | 695.4059 | 0 | 26.13 | 69.452 | 0
16.02. | 5 | 787.5527 |  | 694.8962 | 0 | 23.115 | 69.5415 | 0
16.02. | 6 | 783.6988 |  | 696.4253 | 0 | 18.09 | 69.1835 | 0
16.02. | 7 | 786.7223 |  | 700.2968 | 0 | 16.884 | 69.5415 | 0
16.02. | 8 | 804.3945 |  | 716.2275 | 0 | 18.894 | 69.273 | 0
16.02. | 9 | 807.9906 |  | 715.8696 | 0 | 22.311 | 69.81 | 0
16.02. | 10 | 826.3158 |  | 735.0428 | 0 | 21.105 | 70.168 | 0
16.02. | 11 | 831.4884 |  | 741.7339 | 0 | 19.497 | 70.2575 | 0
16.02. | 12 | 832.1787 |  | 744.4342 | 0 | 17.487 | 70.2575 | 0
16.02. | 13 | 822.2703 |  | 738.8818 | 0 | 13.668 | 69.7205 | 0
16.02. | 14 | 791.0924 |  | 709.5364 | 0 | 12.462 | 69.094 | 0
16.02. | 15 | 783.9186 |  | 701.0451 | 0 | 13.869 | 69.0045 | 0
16.02. | 16 | 787.72 |  | 704.6455 | 0 | 14.07 | 69.0045 | 0
16.02. | 17 | 800.5806 |  | 714.5791 | 0 | 16.281 | 69.7205 | 0
16.02. | 18 | 818.3656 |  | 729.3711 | 0 | 19.095 | 69.8995 | 0
16.02. | 19 | 834.4983 |  | 743.3823 | 0 | 21.306 | 69.81 | 0
16.02. | 20 | 852.5506 |  | 758.9551 | 0 | 23.517 | 70.0785 | 0
16.02. | 21 | 848.5227 |  | 759.1937 | 0 | 19.698 | 69.631 | 0
16.02. | 22 | 839.6002 |  | 754.6932 | 0 | 15.276 | 69.631 | 0
16.02. | 23 | 807.4237 |  | 722.5607 | 0 | 14.874 | 69.989 | 0
16.02. | 24 | 797.8436 |  | 716.5311 | 0 | 11.055 | 70.2575 | 0
17.02. | 1 | 779.0731 |  | 701.1101 | 0 | 7.437 | 70.526 | 0
17.02. | 2 | 780.8981 |  | 704.3201 | 0 | 6.231 | 70.347 | 0
17.02. | 3 | 782.7253 |  | 704.8298 | 0 | 7.638 | 70.2575 | 0
17.02. | 4 | 788.6774 |  | 704.4394 | 0 | 14.07 | 70.168 | 0
17.02. | 5 | 793.278 |  | 704.0165 | 0 | 19.899 | 69.3625 | 0
17.02. | 6 | 800.2678 |  | 704.7973 | 0 | 25.929 | 69.5415 | 0
17.02. | 7 | 815.4313 |  | 715.7178 | 0 | 30.351 | 69.3625 | 0
17.02. | 8 | 855.2907 |  | 752.7412 | 0 | 33.366 | 69.1835 | 0
17.02. | 9 | 867.9694 |  | 761.6229 | 0 | 36.984 | 69.3625 | 0
17.02. | 10 | 869.0071 |  | 762.7941 | 0 | 36.582 | 69.631 | 0
17.02. | 11 | 858.3441 |  | 756.3741 | 0 | 32.16 | 69.81 | 0
17.02. | 12 | 853.1181 |  | 756.3741 | 0 | 26.934 | 69.81 | 0
17.02. | 13 | 844.5919 |  | 749.4119 | 0 | 25.728 | 69.452 | 0
17.02. | 14 | 840.514 |  | 746.408 | 0 | 25.728 | 68.378 | 0
17.02. | 15 | 846.3142 |  | 750.8217 | 0 | 26.13 | 69.3625 | 0
17.02. | 16 | 857.578 |  | 759.942 | 0 | 28.542 | 69.094 | 0
17.02. | 17 | 876.049 |  | 773.476 | 0 | 32.763 | 69.81 | 0
17.02. | 18 | 894.2593 |  | 787.1293 | 0 | 36.783 | 70.347 | 0
17.02. | 19 | 903.3262 |  | 787.4872 | 0 | 46.029 | 69.81 | 0
17.02. | 20 | 923.9306 |  | 794.9591 | 0 | 58.893 | 70.0785 | 0
17.02. | 21 | 932.9091 |  | 799.4921 | 0 | 62.712 | 70.705 | 0
17.02. | 22 | 929.8533 |  | 794.8723 | 0 | 63.918 | 71.063 | 0
17.02. | 23 | 931.216 |  | 794.0915 | 0 | 66.33 | 70.7945 | 0
17.02. | 24 | 933.1278 |  | 786.5328 | 0 | 75.174 | 71.421 | 0
18.02. | 1 | 897.5601 |  | 744.8896 | 0 | 80.802 | 71.8685 | 0
18.02. | 2 | 900.3647 |  | 742.5797 | 0 | 85.827 | 71.958 | 0
18.02. | 3 | 911.5937 |  | 743.8702 | 0 | 95.676 | 72.0475 | 0
18.02. | 4 | 922.1506 |  | 742.9701 | 0 | 107.133 | 72.0475 | 0
18.02. | 5 | 932.1069 |  | 743.0569 | 0 | 117.987 | 71.063 | 0
18.02. | 6 | 938.8024 |  | 744.3474 | 0 | 123.213 | 71.242 | 0
18.02. | 7 | 946.0368 |  | 751.1578 | 0 | 123.816 | 71.063 | 0
18.02. | 8 | 1008.7276 |  | 814.3166 | 0 | 122.811 | 71.6 | 0
18.02. | 9 | 1006.2477 |  | 820.3462 | 0 | 114.57 | 71.3315 | 0
18.02. | 10 | 994.7652 |  | 824.1852 | 0 | 99.696 | 70.884 | 0
18.02. | 11 | 969.2677 |  | 814.5227 | 0 | 84.219 | 70.526 | 0
18.02. | 12 | 960.9991 |  | 811.7031 | 0 | 78.591 | 70.705 | 0
18.02. | 13 | 953.597 |  | 810.174 | 0 | 72.36 | 71.063 | 0
18.02. | 14 | 935.1141 |  | 802.7021 | 0 | 61.707 | 70.705 | 0
18.02. | 15 | 921.4637 |  | 799.1017 | 0 | 51.657 | 70.705 | 0
18.02. | 16 | 919.2075 |  | 799.8825 | 0 | 48.441 | 70.884 | 0
18.02. | 17 | 924.0139 |  | 803.4829 | 0 | 49.647 | 70.884 | 0
18.02. | 18 | 930.8667 |  | 808.1027 | 0 | 52.059 | 70.705 | 0
18.02. | 19 | 948.3455 |  | 814.013 | 0 | 63.717 | 70.6155 | 0
18.02. | 20 | 963.9598 |  | 819.9558 | 0 | 72.762 | 71.242 | 0
18.02. | 21 | 983.2454 |  | 828.5664 | 0 | 83.616 | 71.063 | 0
18.02. | 22 | 978.9999 |  | 821.4849 | 0 | 86.631 | 70.884 | 0
18.02. | 23 | 967.7661 |  | 816.1711 | 0 | 81.606 | 69.989 | 0
18.02. | 24 | 959.4435 |  | 815.9325 | 0 | 73.164 | 70.347 | 0
19.02. | 1 | 883.5392 |  | 747.6442 | 0 | 65.727 | 70.168 | 0
19.02. | 2 | 867.9291 |  | 741.6146 | 0 | 55.878 | 70.4365 | 0
19.02. | 3 | 860.2902 |  | 743.1762 | 0 | 46.23 | 70.884 | 0
19.02. | 4 | 858.707 |  | 744.586 | 0 | 43.416 | 70.705 | 0
19.02. | 5 | 853.6254 |  | 740.4434 | 0 | 43.014 | 70.168 | 0
19.02. | 6 | 853.3465 |  | 740.053 | 0 | 43.215 | 70.0785 | 0
19.02. | 7 | 871.7287 |  | 748.3382 | 0 | 52.059 | 71.3315 | 0
19.02. | 8 | 934.3783 |  | 806.4543 | 0 | 56.682 | 71.242 | 0
19.02. | 9 | 937.8007 |  | 814.5877 | 0 | 51.255 | 71.958 | 0
19.02. | 10 | 924.4932 |  | 815.2167 | 0 | 37.587 | 71.6895 | 0
19.02. | 11 | 909.4788 |  | 813.5358 | 0 | 24.522 | 71.421 | 0
19.02. | 12 | 913.43 |  | 821.127 | 0 | 20.703 | 71.6 | 0
19.02. | 13 | 914.5647 |  | 821.6367 | 0 | 21.507 | 71.421 | 0
19.02. | 14 | 916.3489 |  | 820.2269 | 0 | 24.522 | 71.6 | 0
19.02. | 15 | 910.1382 |  | 811.9417 | 0 | 27.939 | 70.2575 | 0
19.02. | 16 | 915.3269 |  | 812.4839 | 0 | 31.959 | 70.884 | 0
19.02. | 17 | 922.964 |  | 814.0455 | 0 | 37.587 | 71.3315 | 0
19.02. | 18 | 931.1058 |  | 817.4073 | 0 | 42.009 | 71.6895 | 0
19.02. | 19 | 941.2082 |  | 821.6367 | 0 | 48.24 | 71.3315 | 0
19.02. | 20 | 944.578 |  | 819.804 | 0 | 54.069 | 70.705 | 0
19.02. | 21 | 958.694 |  | 828.87 | 0 | 57.687 | 72.137 | 0
19.02. | 22 | 958.1726 |  | 829.1086 | 0 | 57.285 | 71.779 | 0
19.02. | 23 | 945.4575 |  | 819.2075 | 0 | 54.471 | 71.779 | 0
19.02. | 24 | 954.3879 |  | 823.4694 | 0 | 58.692 | 72.2265 | 0
20.02. | 1 | 887.3612 |  | 754.7907 | 0 | 60.702 | 71.8685 | 0
20.02. | 2 | 877.0499 |  | 750.7999 | 0 | 54.471 | 71.779 | 0
20.02. | 3 | 875.7041 |  | 753.2291 | 0 | 51.054 | 71.421 | 0
20.02. | 4 | 875.6607 |  | 750.8867 | 0 | 54.069 | 70.705 | 0
20.02. | 5 | 875.7414 |  | 752.6869 | 0 | 52.26 | 70.7945 | 0
20.02. | 6 | 872.3523 |  | 749.8348 | 0 | 52.26 | 70.2575 | 0
20.02. | 7 | 878.201 |  | 752.893 | 0 | 55.677 | 69.631 | 0
20.02. | 8 | 931.7359 |  | 804.7084 | 0 | 57.486 | 69.5415 | 0
20.02. | 9 | 936.009 |  | 814.6095 | 0 | 51.858 | 69.5415 | 0
20.02. | 10 | 923.2126 |  | 814.2516 | 0 | 38.793 | 70.168 | 0
20.02. | 11 | 917.2065 |  | 817.223 | 0 | 29.547 | 70.4365 | 0
20.02. | 12 | 912.8279 |  | 819.5654 | 0 | 22.11 | 71.1525 | 0
20.02. | 13 | 904.2216 |  | 814.9131 | 0 | 18.693 | 70.6155 | 0
20.02. | 14 | 901.4261 |  | 809.7511 | 0 | 21.507 | 70.168 | 0
20.02. | 15 | 902.5821 |  | 806.5086 | 0 | 26.532 | 69.5415 | 0
20.02. | 16 | 910.0154 |  | 806.6604 | 0 | 33.366 | 69.989 | 0
20.02. | 17 | 913.2578 |  | 801.2598 | 0 | 42.009 | 69.989 | 0
20.02. | 18 | 919.383 |  | 803.7215 | 0 | 45.225 | 70.4365 | 0
20.02. | 19 | 930.8437 |  | 803.5697 | 0 | 57.285 | 69.989 | 0
20.02. | 20 | 953.791 |  | 808.851 | 0 | 74.772 | 70.168 | 0
20.02. | 21 | 979.606 |  | 817.223 | 0 | 91.857 | 70.526 | 0
20.02. | 22 | 991.106 |  | 819.1425 | 0 | 101.706 | 70.2575 | 0
20.02. | 23 | 991.3334 |  | 813.7419 | 0 | 107.334 | 70.2575 | 0
20.02. | 24 | 984.7077 |  | 809.3932 | 0 | 104.52 | 70.7945 | 0
21.02. | 1 | 921.262 |  | 751.0385 | 0 | 98.892 | 71.3315 | 0
21.02. | 2 | 912.8631 |  | 743.5991 | 0 | 97.485 | 71.779 | 0
21.02. | 3 | 903.7468 |  | 744.1088 | 0 | 88.038 | 71.6 | 0
21.02. | 4 | 885.2667 |  | 738.0467 | 0 | 75.978 | 71.242 | 0
21.02. | 5 | 871.5226 |  | 734.5331 | 0 | 66.732 | 70.2575 | 0
21.02. | 6 | 878.3399 |  | 736.5719 | 0 | 71.958 | 69.81 | 0
21.02. | 7 | 901.3742 |  | 750.2252 | 0 | 80.802 | 70.347 | 0
21.02. | 8 | 976.2845 |  | 814.013 | 0 | 91.656 | 70.6155 | 0
21.02. | 9 | 977.1791 |  | 816.1386 | 0 | 91.857 | 69.1835 | 0
21.02. | 10 | 969.3144 |  | 816.2904 | 0 | 83.214 | 69.81 | 0
21.02. | 11 | 968.487 |  | 813.384 | 0 | 84.219 | 70.884 | 0
21.02. | 12 | 952.8778 |  | 805.7928 | 0 | 76.38 | 70.705 | 0
21.02. | 13 | 929.9651 |  | 804.6541 | 0 | 54.069 | 71.242 | 0
21.02. | 14 | 907.5065 |  | 797.963 | 0 | 38.391 | 71.1525 | 0
21.02. | 15 | 902.5897 |  | 796.4882 | 0 | 36.381 | 69.7205 | 0
21.02. | 16 | 911.2739 |  | 801.5309 | 0 | 39.396 | 70.347 | 0
21.02. | 17 | 926.2164 |  | 815.0649 | 0 | 39.999 | 71.1525 | 0
21.02. | 18 | 944.3196 |  | 832.3186 | 0 | 40.401 | 71.6 | 0
21.02. | 19 | 945.4207 |  | 833.2187 | 0 | 40.602 | 71.6 | 0
21.02. | 20 | 945.6478 |  | 833.4898 | 0 | 40.2 | 71.958 | 0
21.02. | 21 | 959.5598 |  | 835.4093 | 0 | 52.461 | 71.6895 | 0
21.02. | 22 | 980.4508 |  | 837.2963 | 0 | 72.36 | 70.7945 | 0
21.02. | 23 | 991.7617 |  | 833.1537 | 0 | 88.44 | 70.168 | 0
21.02. | 24 | 1003.2988 |  | 830.8438 | 0 | 102.108 | 70.347 | 0
22.02. | 1 | 932.7657 |  | 752.8062 | 0 | 109.344 | 70.6155 | 0
22.02. | 2 | 934.7714 |  | 748.8479 | 0 | 114.771 | 71.1525 | 0
22.02. | 3 | 931.0955 |  | 745.844 | 0 | 115.173 | 70.0785 | 0
22.02. | 4 | 930.7057 |  | 749.5637 | 0 | 111.153 | 69.989 | 0
22.02. | 5 | 917.7619 |  | 746.2019 | 0 | 102.108 | 69.452 | 0
22.02. | 6 | 911.9247 |  | 752.1122 | 0 | 90.45 | 69.3625 | 0
22.02. | 7 | 907.4967 |  | 755.3222 | 0 | 82.812 | 69.3625 | 0
22.02. | 8 | 934.908 |  | 788.897 | 0 | 76.38 | 69.631 | 0
22.02. | 9 | 938.6639 |  | 798.9499 | 0 | 69.546 | 70.168 | 0
22.02. | 10 | 935.6143 |  | 810.2608 | 0 | 55.275 | 70.0785 | 0
22.02. | 11 | 925.476 |  | 818.481 | 0 | 37.185 | 69.81 | 0
22.02. | 12 | 899.6186 |  | 812.2996 | 0 | 17.688 | 69.631 | 0
22.02. | 13 | 871.0891 |  | 794.8941 | 0 | 7.638 | 68.557 | 0
22.02. | 14 | 848.4808 |  | 774.8533 | 0 | 4.623 | 69.0045 | 0
22.02. | 15 | 843.2215 |  | 769.572 | 0 | 4.824 | 68.8255 | 0
22.02. | 16 | 850.8018 |  | 772.3048 | 0 | 9.045 | 69.452 | 0
22.02. | 17 | 857.4861 |  | 774.4086 | 0 | 12.462 | 70.6155 | 0
22.02. | 18 | 865.0534 |  | 779.0284 | 0 | 15.678 | 70.347 | 0
22.02. | 19 | 883.3701 |  | 794.3301 | 0 | 18.693 | 70.347 | 0
22.02. | 20 | 905.1911 |  | 812.3321 | 0 | 22.512 | 70.347 | 0
22.02. | 21 | 907.6119 |  | 810.5319 | 0 | 26.733 | 70.347 | 0
22.02. | 22 | 908.6891 |  | 808.4606 | 0 | 30.15 | 70.0785 | 0
22.02. | 23 | 889.0182 |  | 782.3577 | 0 | 36.582 | 70.0785 | 0
22.02. | 24 | 893.7006 |  | 772.4566 | 0 | 51.255 | 69.989 | 0
23.02. | 1 | 857.2425 |  | 726.5515 | 0 | 60.702 | 69.989 | 0
23.02. | 2 | 863.8504 |  | 730.8134 | 0 | 62.511 | 70.526 | 0
23.02. | 3 | 865.2495 |  | 731.052 | 0 | 64.119 | 70.0785 | 0
23.02. | 4 | 877.6077 |  | 736.1272 | 0 | 70.149 | 71.3315 | 0
23.02. | 5 | 879.405 |  | 736.8755 | 0 | 71.556 | 70.9735 | 0
23.02. | 6 | 891.7699 |  | 746.8959 | 0 | 74.169 | 70.705 | 0
23.02. | 7 | 899.0335 |  | 749.7155 | 0 | 78.792 | 70.526 | 0
23.02. | 8 | 914.9376 |  | 760.9071 | 0 | 83.415 | 70.6155 | 0
23.02. | 9 | 917.0676 |  | 764.7786 | 0 | 81.405 | 70.884 | 0
23.02. | 10 | 928.6549 |  | 784.8519 | 0 | 72.561 | 71.242 | 0
23.02. | 11 | 923.3085 |  | 796.011 | 0 | 56.682 | 70.6155 | 0
23.02. | 12 | 899.1691 |  | 787.2811 | 0 | 41.004 | 70.884 | 0
23.02. | 13 | 887.8227 |  | 788.8427 | 0 | 27.738 | 71.242 | 0
23.02. | 14 | 849.6738 |  | 763.3363 | 0 | 16.08 | 70.2575 | 0
23.02. | 15 | 843.8948 |  | 766.5788 | 0 | 6.432 | 70.884 | 0
23.02. | 16 | 843.1496 |  | 768.0211 | 0 | 3.618 | 71.5105 | 0
23.02. | 17 | 842.6124 |  | 768.7369 | 0 | 3.618 | 70.2575 | 0
23.02. | 18 | 851.2151 |  | 777.5861 | 0 | 3.819 | 69.81 | 0
23.02. | 19 | 864.759 |  | 788.897 | 0 | 6.231 | 69.631 | 0
23.02. | 20 | 885.4583 |  | 804.5023 | 0 | 10.251 | 70.705 | 0
23.02. | 21 | 885.8803 |  | 801.8888 | 0 | 14.271 | 69.7205 | 0
23.02. | 22 | 880.8014 |  | 793.0614 | 0 | 19.899 | 67.841 | 0
23.02. | 23 | 859.2269 |  | 768.6069 | 0 | 23.316 | 67.304 | 0
23.02. | 24 | 862.1085 |  | 768.249 | 0 | 25.929 | 67.9305 | 0
24.02. | 1 | 856.268 |  | 759.2805 | 0 | 28.341 | 68.6465 | 0
24.02. | 2 | 858.8722 |  | 761.0807 | 0 | 29.145 | 68.6465 | 0
24.02. | 3 | 857.4325 |  | 759.9095 | 0 | 29.145 | 68.378 | 0
24.02. | 4 | 859.3376 |  | 760.8096 | 0 | 30.15 | 68.378 | 0
24.02. | 5 | 860.6127 |  | 763.0002 | 0 | 29.145 | 68.4675 | 0
24.02. | 6 | 861.7107 |  | 768.1622 | 0 | 24.723 | 68.8255 | 0
24.02. | 7 | 863.4788 |  | 772.9013 | 0 | 22.11 | 68.4675 | 0
24.02. | 8 | 892.5163 |  | 806.9858 | 0 | 16.884 | 68.6465 | 0
24.02. | 9 | 898.7103 |  | 817.3098 | 0 | 11.859 | 69.5415 | 0
24.02. | 10 | 887.5698 |  | 811.4863 | 0 | 7.437 | 68.6465 | 0
24.02. | 11 | 886.0919 |  | 812.4189 | 0 | 4.221 | 69.452 | 0
24.02. | 12 | 878.5358 |  | 806.9858 | 0 | 2.814 | 68.736 | 0
24.02. | 13 | 872.4012 |  | 802.2142 | 0 | 1.809 | 68.378 | 0
24.02. | 14 | 863.1968 |  | 792.2263 | 0 | 1.608 | 69.3625 | 0
24.02. | 15 | 849.3945 |  | 777.9765 | 0 | 1.608 | 69.81 | 0
24.02. | 16 | 848.3544 |  | 775.8184 | 0 | 2.01 | 70.526 | 0
24.02. | 17 | 856.3489 |  | 782.2709 | 0 | 3.015 | 71.063 | 0
24.02. | 18 | 865.4366 |  | 789.8621 | 0 | 4.422 | 71.1525 | 0
24.02. | 19 | 869.3574 |  | 793.2239 | 0 | 4.623 | 71.5105 | 0
24.02. | 20 | 884.5672 |  | 807.5387 | 0 | 4.623 | 72.4055 | 0
24.02. | 21 | 890.2416 |  | 814.9781 | 0 | 3.216 | 72.0475 | 0
24.02. | 22 | 887.8463 |  | 812.9393 | 0 | 2.412 | 72.495 | 0
24.02. | 23 | 874.0646 |  | 800.1861 | 0 | 2.01 | 71.8685 | 0
24.02. | 24 | 874.5603 |  | 800.0993 | 0 | 1.608 | 72.853 | 0
25.02. | 1 | 826.6656 |  | 752.0036 | 0 | 1.809 | 72.853 | 0
25.02. | 2 | 826.2869 |  | 750.8649 | 0 | 2.211 | 73.211 | 0
25.02. | 3 | 832.332 |  | 755.6365 | 0 | 3.216 | 73.4795 | 0
25.02. | 4 | 835.0075 |  | 756.927 | 0 | 4.422 | 73.6585 | 0
25.02. | 5 | 834.168 |  | 754.346 | 0 | 6.432 | 73.39 | 0
25.02. | 6 | 839.9555 |  | 754.975 | 0 | 11.859 | 73.1215 | 0
25.02. | 7 | 852.3002 |  | 761.8722 | 0 | 18.291 | 72.137 | 0
25.02. | 8 | 925.5966 |  | 828.5121 | 0 | 24.321 | 72.7635 | 0
25.02. | 9 | 944.6285 |  | 838.565 | 0 | 32.763 | 73.3005 | 0
25.02. | 10 | 924.3628 |  | 819.9558 | 0 | 33.165 | 71.242 | 0
25.02. | 11 | 927.4693 |  | 822.5693 | 0 | 32.763 | 72.137 | 0
25.02. | 12 | 925.5245 |  | 819.175 | 0 | 35.376 | 70.9735 | 0
25.02. | 13 | 916.0269 |  | 811.8224 | 0 | 33.768 | 70.4365 | 0
25.02. | 14 | 904.6033 |  | 805.6953 | 0 | 30.351 | 68.557 | 0
25.02. | 15 | 903.2327 |  | 806.7147 | 0 | 28.14 | 68.378 | 0
25.02. | 16 | 902.5766 |  | 807.7341 | 0 | 26.733 | 68.1095 | 0
25.02. | 17 | 908.9534 |  | 817.5484 | 0 | 22.311 | 69.094 | 0
25.02. | 18 | 910.9449 |  | 822.7104 | 0 | 18.693 | 69.5415 | 0
25.02. | 19 | 912.5814 |  | 823.9684 | 0 | 19.698 | 68.915 | 0
25.02. | 20 | 921.4102 |  | 828.5557 | 0 | 24.924 | 67.9305 | 0
25.02. | 21 | 930.0881 |  | 827.0266 | 0 | 34.773 | 68.2885 | 0
25.02. | 22 | 948.0001 |  | 831.5596 | 0 | 47.436 | 69.0045 | 0
25.02. | 23 | 972.6094 |  | 836.3094 | 0 | 64.521 | 71.779 | 0
25.02. | 24 | 989.1547 |  | 831.9932 | 0 | 84.219 | 72.9425 | 0
26.02. | 1 | 922.5417 |  | 753.5652 | 0 | 95.676 | 73.3005 | 0
26.02. | 2 | 931.3908 |  | 751.9168 | 0 | 105.726 | 73.748 | 0
26.02. | 3 | 938.7335 |  | 747.8935 | 0 | 117.987 | 72.853 | 0
26.02. | 4 | 932.1109 |  | 739.2829 | 0 | 119.796 | 73.032 | 0
26.02. | 5 | 934.944 |  | 738.231 | 0 | 124.218 | 72.495 | 0
26.02. | 6 | 938.7187 |  | 737.4502 | 0 | 129.042 | 72.2265 | 0
26.02. | 7 | 943.2462 |  | 740.6602 | 0 | 130.449 | 72.137 | 0
26.02. | 8 | 1008.2696 |  | 800.8801 | 0 | 134.268 | 73.1215 | 0
26.02. | 9 | 1022.4244 |  | 811.9524 | 0 | 137.082 | 73.39 | 0
26.02. | 10 | 1012.0637 |  | 808.8292 | 0 | 130.65 | 72.5845 | 0
26.02. | 11 | 1000.7116 |  | 807.9291 | 0 | 120.198 | 72.5845 | 0
26.02. | 12 | 987.2264 |  | 807.4194 | 0 | 107.133 | 72.674 | 0
26.02. | 13 | 963.4745 |  | 798.028 | 0 | 92.862 | 72.5845 | 0
26.02. | 14 | 946.117 |  | 794.8505 | 0 | 77.787 | 73.4795 | 0
26.02. | 15 | 931.0611 |  | 793.7986 | 0 | 64.32 | 72.9425 | 0
26.02. | 16 | 918.6588 |  | 793.6793 | 0 | 51.858 | 73.1215 | 0
26.02. | 17 | 912.67 |  | 798.722 | 0 | 40.2 | 73.748 | 0
26.02. | 18 | 913.6216 |  | 805.4131 | 0 | 34.371 | 73.8375 | 0
26.02. | 19 | 917.9529 |  | 812.6464 | 0 | 30.753 | 74.5535 | 0
26.02. | 20 | 919.493 |  | 818.676 | 0 | 26.532 | 74.285 | 0
26.02. | 21 | 914.8191 |  | 816.9951 | 0 | 23.718 | 74.106 | 0
26.02. | 22 | 913.9102 |  | 817.8952 | 0 | 21.909 | 74.106 | 0
26.02. | 23 | 910.2058 |  | 813.6333 | 0 | 22.914 | 73.6585 | 0
26.02. | 24 | 913.7795 |  | 812.8525 | 0 | 27.537 | 73.39 | 0
27.02. | 1 | 854.942 |  | 744.0545 | 0 | 37.587 | 73.3005 | 0
27.02. | 2 | 855.404 |  | 738.2635 | 0 | 44.019 | 73.1215 | 0
27.02. | 3 | 851.7476 |  | 734.6306 | 0 | 44.622 | 72.495 | 0
27.02. | 4 | 840.7691 |  | 721.0641 | 0 | 48.642 | 71.063 | 0
27.02. | 5 | 847.4866 |  | 722.3546 | 0 | 54.069 | 71.063 | 0
27.02. | 6 | 854.9624 |  | 726.4104 | 0 | 55.878 | 72.674 | 0
27.02. | 7 | 872.473 |  | 735.0535 | 0 | 64.119 | 73.3005 | 0
27.02. | 8 | 945.1635 |  | 800.6415 | 0 | 70.953 | 73.569 | 0
27.02. | 9 | 939.1262 |  | 804.9902 | 0 | 61.104 | 73.032 | 0
27.02. | 10 | 931.7155 |  | 808.9485 | 0 | 50.451 | 72.316 | 0
27.02. | 11 | 930.5823 |  | 810.9873 | 0 | 47.637 | 71.958 | 0
27.02. | 12 | 927.4791 |  | 809.8486 | 0 | 45.225 | 72.4055 | 0
27.02. | 13 | 926.2119 |  | 807.4194 | 0 | 46.029 | 72.7635 | 0
27.02. | 14 | 929.7134 |  | 808.7099 | 0 | 48.24 | 72.7635 | 0
27.02. | 15 | 930.7193 |  | 807.1483 | 0 | 51.255 | 72.316 | 0
27.02. | 16 | 938.4701 |  | 806.0096 | 0 | 59.697 | 72.7635 | 0
27.02. | 17 | 942.9785 |  | 810.2715 | 0 | 59.496 | 73.211 | 0
27.02. | 18 | 957.3183 |  | 818.1338 | 0 | 65.526 | 73.6585 | 0
27.02. | 19 | 954.7847 |  | 821.0727 | 0 | 60.501 | 73.211 | 0
27.02. | 20 | 943.7852 |  | 821.0402 | 0 | 50.25 | 72.495 | 0
27.02. | 21 | 951.4204 |  | 819.6304 | 0 | 59.295 | 72.495 | 0
27.02. | 22 | 961.8149 |  | 817.0494 | 0 | 72.36 | 72.4055 | 0
27.02. | 23 | 978.1817 |  | 817.2012 | 0 | 88.038 | 72.9425 | 0
27.02. | 24 | 982.2887 |  | 810.1197 | 0 | 99.495 | 72.674 | 0
28.02. | 1 | 916.0318 |  | 737.7213 | 0 | 105.726 | 72.5845 | 0
28.02. | 2 | 915.9706 |  | 735.2921 | 0 | 107.736 | 72.9425 | 0
28.02. | 3 | 911.5043 |  | 734.5113 | 0 | 104.319 | 72.674 | 0
28.02. | 4 | 904.4875 |  | 735.021 | 0 | 96.882 | 72.5845 | 0
28.02. | 5 | 894.0355 |  | 735.021 | 0 | 86.43 | 72.5845 | 0
28.02. | 6 | 886.8019 |  | 736.0079 | 0 | 79.194 | 71.6 | 0
28.02. | 7 | 885.957 |  | 740.747 | 0 | 73.968 | 71.242 | 0
28.02. | 8 | 954.9955 |  | 806.3025 | 0 | 77.988 | 70.705 | 0
28.02. | 9 | 956.639 |  | 806.834 | 0 | 81.606 | 68.199 | 0
28.02. | 10 | 968.1557 |  | 806.7147 | 0 | 93.063 | 68.378 | 0
28.02. | 11 | 970.6799 |  | 801.4659 | 0 | 100.299 | 68.915 | 0
28.02. | 12 | 977.4433 |  | 796.7268 | 0 | 111.354 | 69.3625 | 0
28.02. | 13 | 987.1943 |  | 792.8553 | 0 | 125.424 | 68.915 | 0
28.02. | 14 | 997.5436 |  | 791.0551 | 0 | 137.484 | 69.0045 | 0
28.02. | 15 | 1016.2984 |  | 799.6439 | 0 | 145.323 | 71.3315 | 0
28.02. | 16 | 1003.2058 |  | 796.8243 | 0 | 134.871 | 71.5105 | 0
28.02. | 17 | 1000.97 |  | 795.4145 | 0 | 133.866 | 71.6895 | 0
28.02. | 18 | 1007.1985 |  | 803.7865 | 0 | 131.454 | 71.958 | 0
28.02. | 19 | 1007.0527 |  | 809.4257 | 0 | 126.027 | 71.6 | 0
28.02. | 20 | 1013.4634 |  | 813.1779 | 0 | 128.238 | 72.0475 | 0
28.02. | 21 | 997.5487 |  | 804.8602 | 0 | 122.61 | 70.0785 | 0
28.02. | 22 | 1005.2273 |  | 805.7928 | 0 | 128.64 | 70.7945 | 0
28.02. | 23 | 1021.229 |  | 807.029 | 0 | 141.705 | 72.495 | 0
28.02. | 24 | 1014.7989 |  | 794.5469 | 0 | 147.936 | 72.316 | 0
01.03. | 1 | 937.6217 |  | 705.9142 | 0 | 160.197 | 71.5105 | 0
01.03. | 2 | 928.8978 |  | 698.3773 | 0 | 160.8 | 69.7205 | 0
01.03. | 3 | 915.9474 |  | 694.1154 | 0 | 152.559 | 69.273 | 0
01.03. | 4 | 915.9744 |  | 692.8249 | 0 | 153.966 | 69.1835 | 0
01.03. | 5 | 918.4643 |  | 693.2153 | 0 | 155.976 | 69.273 | 0
01.03. | 6 | 916.6144 |  | 697.9544 | 0 | 149.745 | 68.915 | 0
01.03. | 7 | 910.8378 |  | 702.1838 | 0 | 140.097 | 68.557 | 0
01.03. | 8 | 941.9969 |  | 742.3629 | 0 | 129.645 | 69.989 | 0
01.03. | 9 | 950.3997 |  | 755.3872 | 0 | 124.218 | 70.7945 | 0
01.03. | 10 | 946.1135 |  | 758.7815 | 0 | 115.374 | 71.958 | 0
01.03. | 11 | 936.1906 |  | 752.5676 | 0 | 112.56 | 71.063 | 0
01.03. | 12 | 955.1 |  | 751.6675 | 0 | 132.459 | 70.9735 | 0
01.03. | 13 | 973.425 |  | 751.7 | 0 | 149.946 | 71.779 | 0
01.03. | 14 | 1000.1128 |  | 752.4808 | 0 | 175.674 | 71.958 | 0
01.03. | 15 | 997.4522 |  | 750.2252 | 0 | 176.88 | 70.347 | 0
01.03. | 16 | 1001.1933 |  | 749.8348 | 0 | 181.101 | 70.2575 | 0
01.03. | 17 | 1008.0355 |  | 759.378 | 0 | 177.684 | 70.9735 | 0
01.03. | 18 | 1010.7588 |  | 766.6113 | 0 | 172.458 | 71.6895 | 0
01.03. | 19 | 996.6545 |  | 772.2505 | 0 | 153.162 | 71.242 | 0
01.03. | 20 | 977.2736 |  | 770.5371 | 0 | 136.479 | 70.2575 | 0
01.03. | 21 | 952.2441 |  | 767.3271 | 0 | 114.57 | 70.347 | 0
01.03. | 22 | 926.5164 |  | 761.6554 | 0 | 94.872 | 69.989 | 0
01.03. | 23 | 904.6866 |  | 760.9071 | 0 | 73.164 | 70.6155 | 0
01.03. | 24 | 896.1285 |  | 762.6205 | 0 | 61.908 | 71.6 | 0
02.03. | 1 | 844.3143 |  | 719.0253 | 0 | 53.868 | 71.421 | 0
02.03. | 2 | 837.5701 |  | 713.3536 | 0 | 53.064 | 71.1525 | 0
02.03. | 3 | 833.5379 |  | 709.6339 | 0 | 52.662 | 71.242 | 0
02.03. | 4 | 843.7656 |  | 710.7726 | 0 | 62.109 | 70.884 | 0
02.03. | 5 | 846.844 |  | 710.5015 | 0 | 65.727 | 70.6155 | 0
02.03. | 6 | 860.6156 |  | 710.7401 | 0 | 79.797 | 70.0785 | 0
02.03. | 7 | 893.9586 |  | 721.6606 | 0 | 102.309 | 69.989 | 0
02.03. | 8 | 945.5954 |  | 758.4454 | 0 | 116.982 | 70.168 | 0
02.03. | 9 | 963.0099 |  | 766.1884 | 0 | 126.027 | 70.7945 | 0
02.03. | 10 | 987.1374 |  | 780.9804 | 0 | 135.273 | 70.884 | 0
02.03. | 11 | 995.2859 |  | 789.2874 | 0 | 136.278 | 69.7205 | 0
02.03. | 12 | 993.65 |  | 792.1395 | 0 | 131.253 | 70.2575 | 0
02.03. | 13 | 995.8795 |  | 789.027 | 0 | 134.268 | 72.5845 | 0
02.03. | 14 | 981.2169 |  | 764.9629 | 0 | 144.117 | 72.137 | 0
02.03. | 15 | 1003.4903 |  | 771.1768 | 0 | 159.192 | 73.1215 | 0
02.03. | 16 | 1020.3009 |  | 780.4814 | 0 | 165.624 | 74.1955 | 0
02.03. | 17 | 1034.3611 |  | 793.2021 | 0 | 167.232 | 73.927 | 0
02.03. | 18 | 1055.7525 |  | 808.3845 | 0 | 173.262 | 74.106 | 0
02.03. | 19 | 1069.8598 |  | 823.2958 | 0 | 172.458 | 74.106 | 0
02.03. | 20 | 1072.0104 |  | 828.6639 | 0 | 170.046 | 73.3005 | 0
02.03. | 21 | 1070.5968 |  | 827.7638 | 0 | 169.443 | 73.39 | 0
02.03. | 22 | 1051.101 |  | 820.5305 | 0 | 157.986 | 72.5845 | 0
02.03. | 23 | 1024.9996 |  | 796.9761 | 0 | 155.976 | 72.0475 | 0
02.03. | 24 | 1024.4118 |  | 792.3888 | 0 | 158.991 | 73.032 | 0
03.03. | 1 | 990.4629 |  | 751.5589 | 0 | 164.619 | 74.285 | 0
03.03. | 2 | 986.751 |  | 747.9585 | 0 | 164.418 | 74.3745 | 0
03.03. | 3 | 983.4841 |  | 746.2776 | 0 | 163.011 | 74.1955 | 0
03.03. | 4 | 977.9764 |  | 744.4774 | 0 | 159.393 | 74.106 | 0
03.03. | 5 | 974.0977 |  | 744.5967 | 0 | 155.574 | 73.927 | 0
03.03. | 6 | 974.7289 |  | 751.5264 | 0 | 149.544 | 73.6585 | 0
03.03. | 7 | 974.3966 |  | 757.8271 | 0 | 142.911 | 73.6585 | 0
03.03. | 8 | 1013.0818 |  | 797.5833 | 0 | 141.303 | 74.1955 | 0
03.03. | 9 | 1012.0592 |  | 801.1837 | 0 | 136.68 | 74.1955 | 0
03.03. | 10 | 1000.5428 |  | 795.6313 | 0 | 131.253 | 73.6585 | 0
03.03. | 11 | 994.9609 |  | 793.2889 | 0 | 128.64 | 73.032 | 0
03.03. | 12 | 990.4101 |  | 791.2176 | 0 | 126.429 | 72.7635 | 0
03.03. | 13 | 985.9037 |  | 789.5692 | 0 | 123.213 | 73.1215 | 0
03.03. | 14 | 989.8892 |  | 791.5212 | 0 | 124.62 | 73.748 | 0
03.03. | 15 | 986.3579 |  | 790.1114 | 0 | 122.409 | 73.8375 | 0
03.03. | 16 | 984.6799 |  | 789.4824 | 0 | 121.002 | 74.1955 | 0
03.03. | 17 | 996.5173 |  | 798.9063 | 0 | 122.61 | 75.001 | 0
03.03. | 18 | 999.3225 |  | 800.7065 | 0 | 123.615 | 75.001 | 0
03.03. | 19 | 1002.5555 |  | 808.4495 | 0 | 118.389 | 75.717 | 0
03.03. | 20 | 990.0683 |  | 806.6168 | 0 | 108.54 | 74.9115 | 0
03.03. | 21 | 979.9213 |  | 807.2783 | 0 | 97.284 | 75.359 | 0
03.03. | 22 | 971.3738 |  | 804.0683 | 0 | 91.857 | 75.4485 | 0
03.03. | 23 | 973.1543 |  | 802.8103 | 0 | 94.269 | 76.075 | 0
03.03. | 24 | 958.5608 |  | 796.3903 | 0 | 85.827 | 76.3435 | 0
04.03. | 1 | 907.7525 |  | 751.2335 | 0 | 80.802 | 75.717 | 0
04.03. | 2 | 901.3554 |  | 749.7044 | 0 | 75.576 | 76.075 | 0
04.03. | 3 | 891.6449 |  | 748.4139 | 0 | 67.335 | 75.896 | 0
04.03. | 4 | 882.0873 |  | 746.8523 | 0 | 59.697 | 75.538 | 0
04.03. | 5 | 867.0854 |  | 743.2194 | 0 | 49.044 | 74.822 | 0
04.03. | 6 | 866.9862 |  | 746.5812 | 0 | 45.225 | 75.18 | 0
04.03. | 7 | 877.2472 |  | 753.0012 | 0 | 49.245 | 75.001 | 0
04.03. | 8 | 929.4024 |  | 813.3079 | 0 | 41.004 | 75.0905 | 0
04.03. | 9 | 919.7067 |  | 822.4607 | 0 | 21.708 | 75.538 | 0
04.03. | 10 | 918.9736 |  | 821.5281 | 0 | 22.713 | 74.7325 | 0
04.03. | 11 | 918.8212 |  | 810.8137 | 0 | 34.17 | 73.8375 | 0
04.03. | 12 | 942.0997 |  | 805.6192 | 0 | 63.717 | 72.7635 | 0
04.03. | 13 | 978.9369 |  | 808.7749 | 0 | 95.877 | 74.285 | 0
04.03. | 14 | 1000.4112 |  | 807.6037 | 0 | 118.791 | 74.0165 | 0
04.03. | 15 | 1021.7317 |  | 808.2652 | 0 | 139.092 | 74.3745 | 0
04.03. | 16 | 1041.1086 |  | 815.8021 | 0 | 149.142 | 76.1645 | 0
04.03. | 17 | 1047.8826 |  | 821.5931 | 0 | 149.946 | 76.3435 | 0
04.03. | 18 | 1037.5024 |  | 819.0989 | 0 | 143.313 | 75.0905 | 0
04.03. | 19 | 1040.1469 |  | 827.5034 | 0 | 136.479 | 76.1645 | 0
04.03. | 20 | 1038.6541 |  | 827.3516 | 0 | 135.675 | 75.6275 | 0
04.03. | 21 | 1029.8732 |  | 815.2492 | 0 | 142.308 | 72.316 | 0
04.03. | 22 | 1026.0706 |  | 818.8821 | 0 | 134.067 | 73.1215 | 0
04.03. | 23 | 1031.1932 |  | 824.3802 | 0 | 131.454 | 75.359 | 0
04.03. | 24 | 1026.7493 |  | 824.0223 | 0 | 126.831 | 75.896 | 0
05.03. | 1 | 947.727 |  | 744.152 | 0 | 128.037 | 75.538 | 0
05.03. | 2 | 952.7014 |  | 736.7994 | 0 | 140.901 | 75.001 | 0
05.03. | 3 | 953.9805 |  | 733.1665 | 0 | 146.529 | 74.285 | 0
05.03. | 4 | 956.2885 |  | 732.505 | 0 | 149.946 | 73.8375 | 0
05.03. | 5 | 944.9028 |  | 731.9953 | 0 | 138.891 | 74.0165 | 0
05.03. | 6 | 935.5142 |  | 733.0147 | 0 | 128.841 | 73.6585 | 0
05.03. | 7 | 918.897 |  | 733.7305 | 0 | 112.761 | 72.4055 | 0
05.03. | 8 | 967.1371 |  | 793.1371 | 0 | 101.505 | 72.495 | 0
05.03. | 9 | 959.591 |  | 794.124 | 0 | 93.867 | 71.6 | 0
05.03. | 10 | 963.3632 |  | 801.7152 | 0 | 90.048 | 71.6 | 0
05.03. | 11 | 975.3801 |  | 811.2041 | 0 | 90.249 | 73.927 | 0
05.03. | 12 | 989.9616 |  | 808.5906 | 0 | 108.339 | 73.032 | 0
05.03. | 13 | 1010.131 |  | 805.1095 | 0 | 132.258 | 72.7635 | 0
05.03. | 14 | 1016.2326 |  | 798.9281 | 0 | 144.72 | 72.5845 | 0
05.03. | 15 | 1020.851 |  | 800.6415 | 0 | 146.73 | 73.4795 | 0
05.03. | 16 | 1032.7321 |  | 806.7361 | 0 | 151.353 | 74.643 | 0
05.03. | 17 | 1040.0181 |  | 809.9786 | 0 | 154.77 | 75.2695 | 0
05.03. | 18 | 1033.0456 |  | 811.2691 | 0 | 146.328 | 75.4485 | 0
05.03. | 19 | 1034.5717 |  | 816.7022 | 0 | 141.705 | 76.1645 | 0
05.03. | 20 | 1031.6622 |  | 819.9122 | 0 | 135.675 | 76.075 | 0
05.03. | 21 | 1013.5231 |  | 815.1081 | 0 | 123.414 | 75.001 | 0
05.03. | 22 | 1009.5025 |  | 810.998 | 0 | 123.414 | 75.0905 | 0
05.03. | 23 | 1010.7761 |  | 810.6401 | 0 | 124.419 | 75.717 | 0
05.03. | 24 | 1009.7799 |  | 808.8399 | 0 | 125.223 | 75.717 | 0
06.03. | 1 | 952.759 |  | 745.475 | 0 | 130.851 | 76.433 | 0
06.03. | 2 | 954.1557 |  | 744.7267 | 0 | 132.459 | 76.97 | 0
06.03. | 3 | 957.7891 |  | 743.8266 | 0 | 137.082 | 76.8805 | 0
06.03. | 4 | 952.9478 |  | 741.7553 | 0 | 134.67 | 76.5225 | 0
06.03. | 5 | 949.097 |  | 739.0225 | 0 | 134.268 | 75.8065 | 0
06.03. | 6 | 947.7497 |  | 738.9032 | 0 | 132.861 | 75.9855 | 0
06.03. | 7 | 945.1671 |  | 743.1326 | 0 | 126.228 | 75.8065 | 0
06.03. | 8 | 992.4536 |  | 802.2356 | 0 | 115.575 | 74.643 | 0
06.03. | 9 | 988.3108 |  | 812.4078 | 0 | 100.902 | 75.001 | 0
06.03. | 10 | 979.1872 |  | 817.2662 | 0 | 87.636 | 74.285 | 0
06.03. | 11 | 985.4337 |  | 822.4607 | 0 | 87.435 | 75.538 | 0
06.03. | 12 | 991.7275 |  | 818.0795 | 0 | 98.289 | 75.359 | 0
06.03. | 13 | 994.5081 |  | 822.1571 | 0 | 97.887 | 74.464 | 0
06.03. | 14 | 1006.5514 |  | 824.1959 | 0 | 108.339 | 74.0165 | 0
06.03. | 15 | 1005.1541 |  | 820.8341 | 0 | 110.751 | 73.569 | 0
06.03. | 16 | 1017.1423 |  | 823.3283 | 0 | 118.992 | 74.822 | 0
06.03. | 17 | 1015.2802 |  | 824.3477 | 0 | 116.379 | 74.5535 | 0
06.03. | 18 | 1011.2551 |  | 825.9961 | 0 | 111.153 | 74.106 | 0
06.03. | 19 | 1009.0686 |  | 833.0776 | 0 | 101.706 | 74.285 | 0
06.03. | 20 | 1004.4438 |  | 836.2008 | 0 | 93.063 | 75.18 | 0
06.03. | 21 | 989.0189 |  | 830.6484 | 0 | 83.817 | 74.5535 | 0
06.03. | 22 | 969.2885 |  | 823.8055 | 0 | 71.556 | 73.927 | 0
06.03. | 23 | 955.89 |  | 821.886 | 0 | 59.898 | 74.106 | 0
06.03. | 24 | 943.4302 |  | 819.1857 | 0 | 50.049 | 74.1955 | 0
07.03. | 1 | 856.3778 |  | 741.6903 | 0 | 39.597 | 75.0905 | 0
07.03. | 2 | 839.5233 |  | 732.0278 | 0 | 32.763 | 74.7325 | 0
07.03. | 3 | 833.178 |  | 730.618 | 0 | 27.738 | 74.822 | 0
07.03. | 4 | 827.5682 |  | 731.1277 | 0 | 21.708 | 74.7325 | 0
07.03. | 5 | 817.5461 |  | 728.2756 | 0 | 15.075 | 74.1955 | 0
07.03. | 6 | 814.0051 |  | 730.2276 | 0 | 9.045 | 74.7325 | 0
07.03. | 7 | 825.6882 |  | 741.4192 | 0 | 9.447 | 74.822 | 0
07.03. | 8 | 865.5542 |  | 779.3427 | 0 | 11.658 | 74.5535 | 0
07.03. | 9 | 877.4311 |  | 785.5241 | 0 | 17.085 | 74.822 | 0
07.03. | 10 | 894.5976 |  | 795.1216 | 0 | 25.728 | 73.748 | 0
07.03. | 11 | 923.7328 |  | 807.8423 | 0 | 42.411 | 73.4795 | 0
07.03. | 12 | 939.6822 |  | 808.8942 | 0 | 56.682 | 74.106 | 0
07.03. | 13 | 951.3411 |  | 807.3326 | 0 | 70.35 | 73.6585 | 0
07.03. | 14 | 938.7561 |  | 782.9106 | 0 | 82.008 | 73.8375 | 0
07.03. | 15 | 945.772 |  | 783.9625 | 0 | 87.435 | 74.3745 | 0
07.03. | 16 | 952.8779 |  | 783.0299 | 0 | 96.279 | 73.569 | 0
07.03. | 17 | 960.4926 |  | 784.1686 | 0 | 103.113 | 73.211 | 0
07.03. | 18 | 973.8235 |  | 786.446 | 0 | 114.972 | 72.4055 | 0
07.03. | 19 | 980.6217 |  | 787.4872 | 0 | 123.414 | 69.7205 | 0
07.03. | 20 | 1007.3541 |  | 798.8306 | 0 | 138.087 | 70.4365 | 0
07.03. | 21 | 1027.578 |  | 808.287 | 0 | 147.333 | 71.958 | 0
07.03. | 22 | 1030.5496 |  | 807.9941 | 0 | 148.539 | 74.0165 | 0
07.03. | 23 | 1005.7209 |  | 785.6434 | 0 | 145.524 | 74.5535 | 0
07.03. | 24 | 988.826 |  | 780.785 | 0 | 132.861 | 75.18 | 0
08.03. | 1 | 928.5777 |  | 736.9512 | 0 | 116.178 | 75.4485 | 0
08.03. | 2 | 913.5828 |  | 734.6413 | 0 | 103.314 | 75.6275 | 0
08.03. | 3 | 900.8428 |  | 732.6893 | 0 | 93.063 | 75.0905 | 0
08.03. | 4 | 880.9908 |  | 728.7853 | 0 | 78.189 | 74.0165 | 0
08.03. | 5 | 864.4491 |  | 728.9046 | 0 | 61.707 | 73.8375 | 0
08.03. | 6 | 855.15 |  | 729.924 | 0 | 51.657 | 73.569 | 0
08.03. | 7 | 857.6405 |  | 734.4245 | 0 | 49.647 | 73.569 | 0
08.03. | 8 | 905.1003 |  | 777.6618 | 0 | 53.064 | 74.3745 | 0
08.03. | 9 | 910.9481 |  | 782.2816 | 0 | 54.471 | 74.1955 | 0
08.03. | 10 | 911.0487 |  | 777.4232 | 0 | 58.893 | 74.7325 | 0
08.03. | 11 | 919.7278 |  | 784.1143 | 0 | 60.702 | 74.9115 | 0
08.03. | 12 | 933.209 |  | 790.4475 | 0 | 67.134 | 75.6275 | 0
08.03. | 13 | 938.8737 |  | 785.7952 | 0 | 77.988 | 75.0905 | 0
08.03. | 14 | 938.3423 |  | 779.6138 | 0 | 83.817 | 74.9115 | 0
08.03. | 15 | 942.8738 |  | 777.0003 | 0 | 91.857 | 74.0165 | 0
08.03. | 16 | 960.0597 |  | 781.9237 | 0 | 103.314 | 74.822 | 0
08.03. | 17 | 970.2997 |  | 786.4242 | 0 | 109.143 | 74.7325 | 0
08.03. | 18 | 981.8285 |  | 799.3835 | 0 | 108.339 | 74.106 | 0
08.03. | 19 | 997.1645 |  | 809.046 | 0 | 113.565 | 74.5535 | 0
08.03. | 20 | 999.8463 |  | 816.9083 | 0 | 107.937 | 75.001 | 0
08.03. | 21 | 986.1698 |  | 813.0368 | 0 | 98.49 | 74.643 | 0
08.03. | 22 | 986.7134 |  | 807.4844 | 0 | 105.123 | 74.106 | 0
08.03. | 23 | 1007.1454 |  | 806.8554 | 0 | 125.826 | 74.464 | 0
08.03. | 24 | 1024.3878 |  | 800.8258 | 0 | 148.74 | 74.822 | 0
09.03. | 1 | 980.6249 |  | 747.0584 | 0 | 159.192 | 74.3745 | 0
09.03. | 2 | 978.9384 |  | 742.5579 | 0 | 162.006 | 74.3745 | 0
09.03. | 3 | 988.0795 |  | 743.458 | 0 | 170.247 | 74.3745 | 0
09.03. | 4 | 992.3514 |  | 745.1389 | 0 | 172.659 | 74.5535 | 0
09.03. | 5 | 990.3269 |  | 744.4774 | 0 | 171.654 | 74.1955 | 0
09.03. | 6 | 988.2732 |  | 747.8067 | 0 | 166.629 | 73.8375 | 0
09.03. | 7 | 983.0996 |  | 752.0361 | 0 | 157.584 | 73.4795 | 0
09.03. | 8 | 1011.911 |  | 790.3825 | 0 | 147.333 | 74.1955 | 0
09.03. | 9 | 1002.0999 |  | 793.9504 | 0 | 134.67 | 73.4795 | 0
09.03. | 10 | 1012.7464 |  | 808.1459 | 0 | 130.047 | 74.5535 | 0
09.03. | 11 | 1024.0212 |  | 812.7657 | 0 | 136.881 | 74.3745 | 0
09.03. | 12 | 1017.5932 |  | 806.9422 | 0 | 137.082 | 73.569 | 0
09.03. | 13 | 1016.0892 |  | 807.6037 | 0 | 134.469 | 74.0165 | 0
09.03. | 14 | 1001.1497 |  | 785.7627 | 0 | 141.102 | 74.285 | 0
09.03. | 15 | 1008.0675 |  | 783.301 | 0 | 150.75 | 74.0165 | 0
09.03. | 16 | 1017.0151 |  | 783.5396 | 0 | 159.996 | 73.4795 | 0
09.03. | 17 | 1039.6393 |  | 793.7443 | 0 | 171.252 | 74.643 | 0
09.03. | 18 | 1043.3964 |  | 796.5639 | 0 | 172.458 | 74.3745 | 0
09.03. | 19 | 1054.3389 |  | 807.4844 | 0 | 172.659 | 74.1955 | 0
09.03. | 20 | 1055.2047 |  | 814.0237 | 0 | 167.433 | 73.748 | 0
09.03. | 21 | 1067.1734 |  | 817.1469 | 0 | 175.473 | 74.5535 | 0
09.03. | 22 | 1063.372 |  | 813.5465 | 0 | 175.272 | 74.5535 | 0
09.03. | 23 | 1040.5548 |  | 793.7443 | 0 | 172.257 | 74.5535 | 0
09.03. | 24 | 1033.7318 |  | 789.2438 | 0 | 169.845 | 74.643 | 0
10.03. | 1 | 992.0295 |  | 742.829 | 0 | 174.468 | 74.7325 | 0
10.03. | 2 | 991.414 |  | 744.781 | 0 | 171.453 | 75.18 | 0
10.03. | 3 | 979.3974 |  | 747.1234 | 0 | 156.378 | 75.896 | 0
10.03. | 4 | 960.8096 |  | 740.5516 | 0 | 144.72 | 75.538 | 0
10.03. | 5 | 957.8859 |  | 737.4284 | 0 | 145.725 | 74.7325 | 0
10.03. | 6 | 959.8752 |  | 745.2907 | 0 | 139.494 | 75.0905 | 0
10.03. | 7 | 955.9019 |  | 747.0584 | 0 | 134.469 | 74.3745 | 0
10.03. | 8 | 981.9696 |  | 780.3621 | 0 | 127.233 | 74.3745 | 0
10.03. | 9 | 989.8752 |  | 790.9247 | 0 | 124.218 | 74.7325 | 0
10.03. | 10 | 987.3744 |  | 785.6759 | 0 | 126.429 | 75.2695 | 0
10.03. | 11 | 985.339 |  | 780.156 | 0 | 129.645 | 75.538 | 0
10.03. | 12 | 992.7687 |  | 784.5047 | 0 | 133.263 | 75.001 | 0
10.03. | 13 | 1007.9207 |  | 786.4567 | 0 | 145.926 | 75.538 | 0
10.03. | 14 | 1018.6413 |  | 786.0988 | 0 | 156.378 | 76.1645 | 0
10.03. | 15 | 1021.4832 |  | 783.2467 | 0 | 162.609 | 75.6275 | 0
10.03. | 16 | 1030.5782 |  | 786.4892 | 0 | 167.835 | 76.254 | 0
10.03. | 17 | 1044.3304 |  | 793.4514 | 0 | 174.267 | 76.612 | 0
10.03. | 18 | 1048.1085 |  | 798.1905 | 0 | 173.664 | 76.254 | 0
10.03. | 19 | 1053.0101 |  | 804.2526 | 0 | 172.056 | 76.7015 | 0
10.03. | 20 | 1054.7506 |  | 806.1721 | 0 | 172.056 | 76.5225 | 0
10.03. | 21 | 1053.5418 |  | 804.7623 | 0 | 172.257 | 76.5225 | 0
10.03. | 22 | 1045.8363 |  | 795.7613 | 0 | 173.463 | 76.612 | 0
10.03. | 23 | 1045.2342 |  | 794.1997 | 0 | 174.87 | 76.1645 | 0
10.03. | 24 | 1040.5612 |  | 790.9572 | 0 | 174.066 | 75.538 | 0
11.03. | 1 | 996.9956 |  | 752.7951 | 0 | 168.036 | 76.1645 | 0
11.03. | 2 | 998.0697 |  | 754.9857 | 0 | 166.83 | 76.254 | 0
11.03. | 3 | 984.9208 |  | 742.3518 | 0 | 167.031 | 75.538 | 0
11.03. | 4 | 982.7216 |  | 745.6486 | 0 | 162.609 | 74.464 | 0
11.03. | 5 | 983.937 |  | 747.9585 | 0 | 161.604 | 74.3745 | 0
11.03. | 6 | 987.257 |  | 748.62 | 0 | 163.815 | 74.822 | 0
11.03. | 7 | 994.5693 |  | 755.8208 | 0 | 164.016 | 74.7325 | 0
11.03. | 8 | 1059.1825 |  | 821.951 | 0 | 161.604 | 75.6275 | 0
11.03. | 9 | 1074.9808 |  | 835.6043 | 0 | 163.212 | 76.1645 | 0
11.03. | 10 | 1077.8139 |  | 834.5524 | 0 | 167.634 | 75.6275 | 0
11.03. | 11 | 1075.9637 |  | 829.5097 | 0 | 171.453 | 75.001 | 0
11.03. | 12 | 1067.8389 |  | 818.4374 | 0 | 174.669 | 74.7325 | 0
11.03. | 13 | 1064.8139 |  | 812.0174 | 0 | 177.885 | 74.9115 | 0
11.03. | 14 | 1063.4017 |  | 809.6207 | 0 | 177.885 | 75.896 | 0
11.03. | 15 | 1065.892 |  | 810.434 | 0 | 178.488 | 76.97 | 0
11.03. | 16 | 1064.4137 |  | 810.9437 | 0 | 176.679 | 76.791 | 0
11.03. | 17 | 1066.109 |  | 813.644 | 0 | 175.674 | 76.791 | 0
11.03. | 18 | 1063.3729 |  | 814.0344 | 0 | 172.458 | 76.8805 | 0
11.03. | 19 | 1066.1532 |  | 823.7837 | 0 | 166.026 | 76.3435 | 0
11.03. | 20 | 1082.5624 |  | 837.1984 | 0 | 168.036 | 77.328 | 0
11.03. | 21 | 1082.2508 |  | 835.6368 | 0 | 169.644 | 76.97 | 0
11.03. | 22 | 1084.7734 |  | 837.1984 | 0 | 170.247 | 77.328 | 0
11.03. | 23 | 1083.5049 |  | 835.9079 | 0 | 170.448 | 77.149 | 0
11.03. | 24 | 1079.1224 |  | 832.6654 | 0 | 169.845 | 76.612 | 0
12.03. | 1 | 1004.2146 |  | 760.5056 | 0 | 167.634 | 76.075 | 0
12.03. | 2 | 994.0227 |  | 756.2762 | 0 | 161.403 | 76.3435 | 0
12.03. | 3 | 984.6791 |  | 752.8276 | 0 | 154.971 | 76.8805 | 0
12.03. | 4 | 969.8804 |  | 746.4944 | 0 | 147.132 | 76.254 | 0
12.03. | 5 | 956.675 |  | 744.8135 | 0 | 135.876 | 75.9855 | 0
12.03. | 6 | 951.4729 |  | 747.7849 | 0 | 127.434 | 76.254 | 0
12.03. | 7 | 935.2926 |  | 746.9716 | 0 | 112.962 | 75.359 | 0
12.03. | 8 | 977.6614 |  | 808.2109 | 0 | 93.465 | 75.9855 | 0
12.03. | 9 | 965.0103 |  | 817.6023 | 0 | 71.154 | 76.254 | 0
12.03. | 10 | 962.5261 |  | 819.6736 | 0 | 66.33 | 76.5225 | 0
12.03. | 11 | 948.528 |  | 807.8205 | 0 | 64.722 | 75.9855 | 0
12.03. | 12 | 949.7346 |  | 811.9306 | 0 | 61.908 | 75.896 | 0
12.03. | 13 | 954.3488 |  | 813.7308 | 0 | 64.722 | 75.896 | 0
12.03. | 14 | 941.4327 |  | 803.8297 | 0 | 61.707 | 75.896 | 0
12.03. | 15 | 940.6726 |  | 804.1876 | 0 | 61.305 | 75.18 | 0
12.03. | 16 | 943.0382 |  | 812.2017 | 0 | 54.672 | 76.1645 | 0
12.03. | 17 | 939.2519 |  | 813.3729 | 0 | 49.446 | 76.433 | 0
12.03. | 18 | 932.2794 |  | 814.6634 | 0 | 41.004 | 76.612 | 0
12.03. | 19 | 930.7908 |  | 814.4248 | 0 | 39.396 | 76.97 | 0
12.03. | 20 | 937.5467 |  | 808.2977 | 0 | 54.069 | 75.18 | 0
12.03. | 21 | 941.5442 |  | 803.8297 | 0 | 61.908 | 75.8065 | 0
12.03. | 22 | 960.4904 |  | 804.3719 | 0 | 79.596 | 76.5225 | 0
12.03. | 23 | 974.3142 |  | 805.1527 | 0 | 92.46 | 76.7015 | 0
12.03. | 24 | 977.1822 |  | 802.5717 | 0 | 98.088 | 76.5225 | 0
13.03. | 1 | 905.1748 |  | 734.6738 | 0 | 94.068 | 76.433 | 0
13.03. | 2 | 903.9166 |  | 734.1316 | 0 | 94.068 | 75.717 | 0
13.03. | 3 | 916.3213 |  | 735.2378 | 0 | 106.53 | 74.5535 | 0
13.03. | 4 | 926.4413 |  | 735.8668 | 0 | 116.379 | 74.1955 | 0
13.03. | 5 | 933.9053 |  | 734.5763 | 0 | 125.223 | 74.106 | 0
13.03. | 6 | 935.3939 |  | 734.8149 | 0 | 126.831 | 73.748 | 0
13.03. | 7 | 944.7778 |  | 744.8678 | 0 | 125.625 | 74.285 | 0
13.03. | 8 | 986.8311 |  | 798.9606 | 0 | 114.57 | 73.3005 | 0
13.03. | 9 | 971.6527 |  | 802.4092 | 0 | 96.48 | 72.7635 | 0
13.03. | 10 | 948.0723 |  | 802.6803 | 0 | 72.36 | 73.032 | 0
13.03. | 11 | 929.0159 |  | 800.9994 | 0 | 55.074 | 72.9425 | 0
13.03. | 12 | 932.4656 |  | 802.1706 | 0 | 57.084 | 73.211 | 0
13.03. | 13 | 931.4994 |  | 806.2264 | 0 | 50.451 | 74.822 | 0
13.03. | 14 | 936.2352 |  | 805.0877 | 0 | 55.878 | 75.2695 | 0
13.03. | 15 | 934.2343 |  | 797.6158 | 0 | 61.707 | 74.9115 | 0
13.03. | 16 | 942.9009 |  | 806.2589 | 0 | 61.104 | 75.538 | 0
13.03. | 17 | 946.1787 |  | 812.7982 | 0 | 58.29 | 75.0905 | 0
13.03. | 18 | 956.527 |  | 821.9185 | 0 | 59.697 | 74.9115 | 0
13.03. | 19 | 978.1285 |  | 829.629 | 0 | 73.767 | 74.7325 | 0
13.03. | 20 | 1010.1312 |  | 841.7532 | 0 | 92.661 | 75.717 | 0
13.03. | 21 | 1022.8612 |  | 837.2852 | 0 | 109.143 | 76.433 | 0
13.03. | 22 | 1021.952 |  | 828.4035 | 0 | 117.384 | 76.1645 | 0
13.03. | 23 | 1028.5944 |  | 830.7134 | 0 | 121.806 | 76.075 | 0
13.03. | 24 | 1035.9335 |  | 832.9365 | 0 | 126.027 | 76.97 | 0
14.03. | 1 | 966.7825 |  | 762.848 | 0 | 127.233 | 76.7015 | 0
14.03. | 2 | 970.3723 |  | 755.9183 | 0 | 137.484 | 76.97 | 0
14.03. | 3 | 975.8985 |  | 752.5565 | 0 | 146.73 | 76.612 | 0
14.03. | 4 | 982.9074 |  | 752.2854 | 0 | 154.368 | 76.254 | 0
14.03. | 5 | 983.8979 |  | 751.6239 | 0 | 156.378 | 75.896 | 0
14.03. | 6 | 989.4103 |  | 751.3528 | 0 | 162.609 | 75.4485 | 0
14.03. | 7 | 1002.8267 |  | 759.4537 | 0 | 167.835 | 75.538 | 0
14.03. | 8 | 1057.1183 |  | 805.3913 | 0 | 175.473 | 76.254 | 0
14.03. | 9 | 1051.108 |  | 808.4495 | 0 | 167.031 | 75.6275 | 0
14.03. | 10 | 1059.9786 |  | 822.1896 | 0 | 162.609 | 75.18 | 0
14.03. | 11 | 1066.3927 |  | 831.4617 | 0 | 159.393 | 75.538 | 0
14.03. | 12 | 1054.1954 |  | 825.5189 | 0 | 153.765 | 74.9115 | 0
14.03. | 13 | 1045.3438 |  | 820.0858 | 0 | 151.152 | 74.106 | 0
14.03. | 14 | 1032.9183 |  | 796.2928 | 0 | 162.609 | 74.0165 | 0
14.03. | 15 | 1044.0088 |  | 798.8738 | 0 | 170.85 | 74.285 | 0
14.03. | 16 | 1035.4883 |  | 794.3733 | 0 | 166.83 | 74.285 | 0
14.03. | 17 | 1030.7777 |  | 797.3447 | 0 | 158.79 | 74.643 | 0
14.03. | 18 | 1038.02 |  | 803.9165 | 0 | 159.192 | 74.9115 | 0
14.03. | 19 | 1054.6505 |  | 824.4995 | 0 | 154.971 | 75.18 | 0
14.03. | 20 | 1069.6014 |  | 835.8104 | 0 | 158.79 | 75.001 | 0
14.03. | 21 | 1076.4806 |  | 835.0296 | 0 | 166.629 | 74.822 | 0
14.03. | 22 | 1070.6962 |  | 830.1387 | 0 | 165.825 | 74.7325 | 0
14.03. | 23 | 1048.6984 |  | 809.4364 | 0 | 164.619 | 74.643 | 0
14.03. | 24 | 1048.7188 |  | 807.2458 | 0 | 166.83 | 74.643 | 0
15.03. | 1 | 1000.4711 |  | 757.8596 | 0 | 168.237 | 74.3745 | 0
15.03. | 2 | 1001.0704 |  | 758.0114 | 0 | 168.237 | 74.822 | 0
15.03. | 3 | 990.4308 |  | 754.4978 | 0 | 162.006 | 73.927 | 0
15.03. | 4 | 980.5557 |  | 754.2267 | 0 | 152.76 | 73.569 | 0
15.03. | 5 | 980.0152 |  | 755.5172 | 0 | 150.75 | 73.748 | 0
15.03. | 6 | 974.6064 |  | 756.0269 | 0 | 144.921 | 73.6585 | 0
15.03. | 7 | 972.52 |  | 758.185 | 0 | 141.303 | 73.032 | 0
15.03. | 8 | 1008.2099 |  | 800.9994 | 0 | 134.268 | 72.9425 | 0
15.03. | 9 | 1016.76 |  | 810.933 | 0 | 132.258 | 73.569 | 0
15.03. | 10 | 1018.0103 |  | 811.7138 | 0 | 132.459 | 73.8375 | 0
15.03. | 11 | 1022.4308 |  | 809.1653 | 0 | 138.891 | 74.3745 | 0
15.03. | 12 | 1025.2518 |  | 810.4883 | 0 | 139.494 | 75.2695 | 0
15.03. | 13 | 1023.2927 |  | 812.1692 | 0 | 135.675 | 75.4485 | 0
15.03. | 14 | 1030.1833 |  | 816.3118 | 0 | 137.886 | 75.9855 | 0
15.03. | 15 | 1022.9774 |  | 810.7594 | 0 | 136.68 | 75.538 | 0
15.03. | 16 | 1007.3273 |  | 807.9073 | 0 | 124.419 | 75.001 | 0
15.03. | 17 | 1002.4063 |  | 808.5688 | 0 | 118.389 | 75.4485 | 0
15.03. | 18 | 1001.7581 |  | 809.3496 | 0 | 116.781 | 75.6275 | 0
15.03. | 19 | 1001.1787 |  | 817.9927 | 0 | 106.932 | 76.254 | 0
15.03. | 20 | 995.1041 |  | 822.8836 | 0 | 95.877 | 76.3435 | 0
15.03. | 21 | 974.6116 |  | 813.7851 | 0 | 86.631 | 74.1955 | 0
15.03. | 22 | 962.8945 |  | 802.561 | 0 | 87.033 | 73.3005 | 0
15.03. | 23 | 968.6983 |  | 802.7778 | 0 | 90.651 | 75.2695 | 0
15.03. | 24 | 966.7138 |  | 798.9388 | 0 | 92.058 | 75.717 | 0
16.03. | 1 | 919.3738 |  | 755.8858 | 0 | 87.234 | 76.254 | 0
16.03. | 2 | 913.8871 |  | 756.0051 | 0 | 81.807 | 76.075 | 0
16.03. | 3 | 908.5389 |  | 754.8339 | 0 | 77.988 | 75.717 | 0
16.03. | 4 | 906.2173 |  | 753.2723 | 0 | 77.586 | 75.359 | 0
16.03. | 5 | 899.9872 |  | 751.7107 | 0 | 73.365 | 74.9115 | 0
16.03. | 6 | 908.5577 |  | 759.4537 | 0 | 73.566 | 75.538 | 0
16.03. | 7 | 919.1667 |  | 768.4547 | 0 | 75.174 | 75.538 | 0
16.03. | 8 | 946.3785 |  | 804.578 | 0 | 66.531 | 75.2695 | 0
16.03. | 9 | 943.4426 |  | 813.1886 | 0 | 55.074 | 75.18 | 0
16.03. | 10 | 960.53 |  | 829.629 | 0 | 56.079 | 74.822 | 0
16.03. | 11 | 989.1659 |  | 848.6829 | 0 | 65.124 | 75.359 | 0
16.03. | 12 | 1000.2187 |  | 851.3832 | 0 | 73.566 | 75.2695 | 0
16.03. | 13 | 1016.5019 |  | 848.6829 | 0 | 92.46 | 75.359 | 0
16.03. | 14 | 995.3273 |  | 815.5203 | 0 | 107.133 | 72.674 | 0
16.03. | 15 | 993.5408 |  | 804.5348 | 0 | 117.585 | 71.421 | 0
16.03. | 16 | 1014.6073 |  | 812.3103 | 0 | 129.444 | 72.853 | 0
16.03. | 17 | 1024.1379 |  | 815.1624 | 0 | 135.675 | 73.3005 | 0
16.03. | 18 | 1002.9363 |  | 798.7438 | 0 | 132.861 | 71.3315 | 0
16.03. | 19 | 1010.2107 |  | 817.8302 | 0 | 119.796 | 72.5845 | 0
16.03. | 20 | 1014.2273 |  | 827.7638 | 0 | 113.163 | 73.3005 | 0
16.03. | 21 | 1010.9018 |  | 830.3773 | 0 | 106.329 | 74.1955 | 0
16.03. | 22 | 1001.1823 |  | 827.1998 | 0 | 98.892 | 75.0905 | 0
16.03. | 23 | 963.9886 |  | 804.1876 | 0 | 84.621 | 75.18 | 0
16.03. | 24 | 957.5099 |  | 802.4199 | 0 | 79.194 | 75.896 | 0
17.03. | 1 | 903.7298 |  | 753.8688 | 0 | 75.576 | 74.285 | 0
17.03. | 2 | 905.8259 |  | 748.3489 | 0 | 83.013 | 74.464 | 0
17.03. | 3 | 902.4032 |  | 745.8872 | 0 | 82.41 | 74.106 | 0
17.03. | 4 | 899.0544 |  | 749.6394 | 0 | 74.772 | 74.643 | 0
17.03. | 5 | 890.4814 |  | 750.2684 | 0 | 65.928 | 74.285 | 0
17.03. | 6 | 890.053 |  | 755.669 | 0 | 60.099 | 74.285 | 0
17.03. | 7 | 887.6846 |  | 761.6986 | 0 | 52.059 | 73.927 | 0
17.03. | 8 | 931.2026 |  | 799.6546 | 0 | 57.084 | 74.464 | 0
17.03. | 9 | 941.0886 |  | 804.7841 | 0 | 62.109 | 74.1955 | 0
17.03. | 10 | 944.5135 |  | 804.5455 | 0 | 65.325 | 74.643 | 0
17.03. | 11 | 945.2032 |  | 803.1357 | 0 | 67.335 | 74.7325 | 0
17.03. | 12 | 930.0839 |  | 802.3549 | 0 | 53.265 | 74.464 | 0
17.03. | 13 | 907.967 |  | 791.673 | 0 | 42.009 | 74.285 | 0
17.03. | 14 | 897.6987 |  | 789.6017 | 0 | 34.17 | 73.927 | 0
17.03. | 15 | 895.5274 |  | 792.0959 | 0 | 28.341 | 75.0905 | 0
17.03. | 16 | 898.0761 |  | 793.9286 | 0 | 28.341 | 75.8065 | 0
17.03. | 17 | 910.9977 |  | 802.6042 | 0 | 31.155 | 77.2385 | 0
17.03. | 18 | 905.7408 |  | 798.3098 | 0 | 31.356 | 76.075 | 0
17.03. | 19 | 912.6175 |  | 805.901 | 0 | 30.552 | 76.1645 | 0
17.03. | 20 | 926.5474 |  | 814.0019 | 0 | 36.381 | 76.1645 | 0
17.03. | 21 | 921.2165 |  | 814.902 | 0 | 30.15 | 76.1645 | 0
17.03. | 22 | 917.4151 |  | 811.3016 | 0 | 29.949 | 76.1645 | 0
17.03. | 23 | 910.4504 |  | 806.2589 | 0 | 28.743 | 75.4485 | 0
17.03. | 24 | 912.3153 |  | 806.6493 | 0 | 29.949 | 75.717 | 0
18.03. | 1 | 870.9895 |  | 764.0735 | 0 | 31.557 | 75.359 | 0
18.03. | 2 | 871.4418 |  | 761.6443 | 0 | 34.17 | 75.6275 | 0
18.03. | 3 | 875.7962 |  | 762.0022 | 0 | 38.793 | 75.001 | 0
18.03. | 4 | 875.5691 |  | 761.7311 | 0 | 39.195 | 74.643 | 0
18.03. | 5 | 878.0809 |  | 762.4794 | 0 | 41.406 | 74.1955 | 0
18.03. | 6 | 885.1071 |  | 764.2796 | 0 | 46.632 | 74.1955 | 0
18.03. | 7 | 897.0873 |  | 776.3713 | 0 | 46.431 | 74.285 | 0
18.03. | 8 | 954.7437 |  | 837.2202 | 0 | 42.612 | 74.9115 | 0
18.03. | 9 | 961.9445 |  | 844.421 | 0 | 42.612 | 74.9115 | 0
18.03. | 10 | 961.2533 |  | 843.2823 | 0 | 42.612 | 75.359 | 0
18.03. | 11 | 966.234 |  | 842.5015 | 0 | 48.642 | 75.0905 | 0
18.03. | 12 | 971.7486 |  | 839.5301 | 0 | 57.486 | 74.7325 | 0
18.03. | 13 | 972.8346 |  | 835.6586 | 0 | 62.712 | 74.464 | 0
18.03. | 14 | 987.2445 |  | 834.791 | 0 | 77.184 | 75.2695 | 0
18.03. | 15 | 992.9607 |  | 835.9297 | 0 | 82.209 | 74.822 | 0
18.03. | 16 | 1018.1078 |  | 842.0243 | 0 | 100.098 | 75.9855 | 0
18.03. | 17 | 1039.6547 |  | 848.2057 | 0 | 115.374 | 76.075 | 0
18.03. | 18 | 1036.3884 |  | 850.6349 | 0 | 109.947 | 75.8065 | 0
18.03. | 19 | 1027.1603 |  | 856.8163 | 0 | 94.269 | 76.075 | 0
18.03. | 20 | 1014.0971 |  | 853.6931 | 0 | 85.224 | 75.18 | 0
18.03. | 21 | 1008.4998 |  | 852.2508 | 0 | 81.606 | 74.643 | 0
18.03. | 22 | 1000.3194 |  | 850.5699 | 0 | 75.375 | 74.3745 | 0
18.03. | 23 | 991.0537 |  | 847.5117 | 0 | 68.541 | 75.001 | 0
18.03. | 24 | 989.4078 |  | 843.9438 | 0 | 69.747 | 75.717 | 0
19.03. | 1 | 923.4335 |  | 771.784 | 0 | 76.38 | 75.2695 | 0
19.03. | 2 | 923.5387 |  | 765.2122 | 0 | 83.415 | 74.9115 | 0
19.03. | 3 | 925.3295 |  | 764.7025 | 0 | 85.626 | 75.001 | 0
19.03. | 4 | 922.2384 |  | 761.1889 | 0 | 87.033 | 74.0165 | 0
19.03. | 5 | 924.7417 |  | 758.0657 | 0 | 93.465 | 73.211 | 0
19.03. | 6 | 933.7358 |  | 756.3848 | 0 | 104.319 | 73.032 | 0
19.03. | 7 | 950.8032 |  | 759.9852 | 0 | 117.786 | 73.032 | 0
19.03. | 8 | 1021.1793 |  | 813.5683 | 0 | 135.474 | 72.137 | 0
19.03. | 9 | 1039.0592 |  | 821.0402 | 0 | 145.524 | 72.495 | 0
19.03. | 10 | 1053.6852 |  | 824.9442 | 0 | 155.172 | 73.569 | 0
19.03. | 11 | 1055.9153 |  | 823.8923 | 0 | 158.991 | 73.032 | 0
19.03. | 12 | 1049.2429 |  | 815.7264 | 0 | 162.006 | 71.5105 | 0
19.03. | 13 | 1052.0572 |  | 810.0547 | 0 | 170.85 | 71.1525 | 0
19.03. | 14 | 1058.5553 |  | 807.1483 | 0 | 179.091 | 72.316 | 0
19.03. | 15 | 1059.0161 |  | 808.5906 | 0 | 177.483 | 72.9425 | 0
19.03. | 16 | 1050.2722 |  | 803.6672 | 0 | 174.468 | 72.137 | 0
19.03. | 17 | 1063.228 |  | 816.0625 | 0 | 173.865 | 73.3005 | 0
19.03. | 18 | 1062.8578 |  | 818.7953 | 0 | 170.046 | 74.0165 | 0
19.03. | 19 | 1056.4082 |  | 822.3957 | 0 | 159.996 | 74.0165 | 0
19.03. | 20 | 1048.2861 |  | 822.0921 | 0 | 153.162 | 73.032 | 0
19.03. | 21 | 1048.441 |  | 824.4345 | 0 | 150.348 | 73.6585 | 0
19.03. | 22 | 1041.091 |  | 817.353 | 0 | 150.348 | 73.39 | 0
19.03. | 23 | 1038.5114 |  | 813.2754 | 0 | 150.951 | 74.285 | 0
19.03. | 24 | 1045.2883 |  | 820.1183 | 0 | 150.348 | 74.822 | 0
20.03. | 1 | 981.1372 |  | 754.2917 | 0 | 151.755 | 75.0905 | 0
20.03. | 2 | 973.9228 |  | 744.8678 | 0 | 154.77 | 74.285 | 0
20.03. | 3 | 985.0159 |  | 754.1724 | 0 | 155.574 | 75.2695 | 0
20.03. | 4 | 986.693 |  | 756.363 | 0 | 154.971 | 75.359 | 0
20.03. | 5 | 984.5011 |  | 755.3111 | 0 | 154.368 | 74.822 | 0
20.03. | 6 | 984.8732 |  | 755.5497 | 0 | 154.77 | 74.5535 | 0
20.03. | 7 | 995.1274 |  | 766.3834 | 0 | 153.564 | 75.18 | 0
20.03. | 8 | 1048.324 |  | 827.7095 | 0 | 145.524 | 75.0905 | 0
20.03. | 9 | 1055.0151 |  | 834.4006 | 0 | 145.524 | 75.0905 | 0
20.03. | 10 | 1051.9871 |  | 836.2876 | 0 | 141.504 | 74.1955 | 0
20.03. | 11 | 1044.2196 |  | 839.4651 | 0 | 131.454 | 73.3005 | 0
20.03. | 12 | 1027.704 |  | 839.8555 | 0 | 114.369 | 73.4795 | 0
20.03. | 13 | 997.6662 |  | 834.6067 | 0 | 89.043 | 74.0165 | 0
20.03. | 14 | 997.7171 |  | 836.2876 | 0 | 87.234 | 74.1955 | 0
20.03. | 15 | 997.1238 |  | 832.9258 | 0 | 90.45 | 73.748 | 0
20.03. | 16 | 1004.7866 |  | 834.3356 | 0 | 96.882 | 73.569 | 0
20.03. | 17 | 1024.7617 |  | 837.8492 | 0 | 112.359 | 74.5535 | 0
20.03. | 18 | 1042.8602 |  | 841.7207 | 0 | 126.228 | 74.9115 | 0
20.03. | 19 | 1046.1883 |  | 845.8308 | 0 | 125.625 | 74.7325 | 0
20.03. | 20 | 1044.5385 |  | 852.1315 | 0 | 117.585 | 74.822 | 0
20.03. | 21 | 1035.6781 |  | 848.4986 | 0 | 113.163 | 74.0165 | 0
20.03. | 22 | 1030.0253 |  | 847.0888 | 0 | 108.741 | 74.1955 | 0
20.03. | 23 | 1035.1958 |  | 847.1213 | 0 | 113.163 | 74.9115 | 0
20.03. | 24 | 1034.7135 |  | 845.744 | 0 | 113.163 | 75.8065 | 0
21.03. | 1 | 950.148 |  | 761.4925 | 0 | 113.565 | 75.0905 | 0
21.03. | 2 | 948.8132 |  | 759.4212 | 0 | 114.57 | 74.822 | 0
21.03. | 3 | 951.3722 |  | 762.0022 | 0 | 114.369 | 75.001 | 0
21.03. | 4 | 949.1709 |  | 758.6404 | 0 | 115.977 | 74.5535 | 0
21.03. | 5 | 941.4647 |  | 754.8882 | 0 | 112.56 | 74.0165 | 0
21.03. | 6 | 940.9354 |  | 755.3654 | 0 | 112.359 | 73.211 | 0
21.03. | 7 | 950.9278 |  | 762.1433 | 0 | 116.379 | 72.4055 | 0
21.03. | 8 | 982.9405 |  | 805.142 | 0 | 104.319 | 73.4795 | 0
21.03. | 9 | 980.9365 |  | 817.3855 | 0 | 89.445 | 74.106 | 0
21.03. | 10 | 984.2576 |  | 835.6261 | 0 | 74.973 | 73.6585 | 0
21.03. | 11 | 985.6853 |  | 843.2173 | 0 | 68.541 | 73.927 | 0
21.03. | 12 | 970.3323 |  | 841.2653 | 0 | 55.677 | 73.39 | 0
21.03. | 13 | 969.3503 |  | 845.7983 | 0 | 49.446 | 74.106 | 0
21.03. | 14 | 942.8241 |  | 823.4476 | 0 | 44.823 | 74.5535 | 0
21.03. | 15 | 937.5503 |  | 817.5048 | 0 | 46.029 | 74.0165 | 0
21.03. | 16 | 938.4783 |  | 815.5528 | 0 | 49.446 | 73.4795 | 0
21.03. | 17 | 949.603 |  | 821.8535 | 0 | 54.27 | 73.4795 | 0
21.03. | 18 | 955.776 |  | 830.258 | 0 | 51.054 | 74.464 | 0
21.03. | 19 | 960.2749 |  | 841.5689 | 0 | 44.421 | 74.285 | 0
21.03. | 20 | 969.2278 |  | 850.2988 | 0 | 44.823 | 74.106 | 0
21.03. | 21 | 960.8328 |  | 846.3948 | 0 | 41.406 | 73.032 | 0
21.03. | 22 | 955.796 |  | 843.098 | 0 | 38.592 | 74.106 | 0
21.03. | 23 | 931.7731 |  | 817.6241 | 0 | 40.401 | 73.748 | 0
21.03. | 24 | 932.0354 |  | 810.6944 | 0 | 47.235 | 74.106 | 0
22.03. | 1 | 878.8452 |  | 759.9852 | 0 | 45.828 | 73.032 | 0
22.03. | 2 | 877.2199 |  | 757.9139 | 0 | 46.632 | 72.674 | 0
22.03. | 3 | 875.4388 |  | 755.0618 | 0 | 48.24 | 72.137 | 0
22.03. | 4 | 878.4595 |  | 757.5235 | 0 | 48.441 | 72.495 | 0
22.03. | 5 | 874.3192 |  | 759.3237 | 0 | 42.411 | 72.5845 | 0
22.03. | 6 | 866.0995 |  | 755.5715 | 0 | 38.391 | 72.137 | 0
22.03. | 7 | 870.8688 |  | 763.4013 | 0 | 35.778 | 71.6895 | 0
22.03. | 8 | 901.2797 |  | 797.8762 | 0 | 31.356 | 72.0475 | 0
22.03. | 9 | 897.9594 |  | 802.8864 | 0 | 23.115 | 71.958 | 0
22.03. | 10 | 884.8111 |  | 794.3626 | 0 | 19.296 | 71.1525 | 0
22.03. | 11 | 880.7804 |  | 793.1914 | 0 | 16.884 | 70.705 | 0
22.03. | 12 | 868.2994 |  | 782.8349 | 0 | 16.281 | 69.1835 | 0
22.03. | 13 | 871.3023 |  | 785.2098 | 0 | 15.477 | 70.6155 | 0
22.03. | 14 | 878.3788 |  | 784.5808 | 0 | 22.914 | 70.884 | 0
22.03. | 15 | 887.1719 |  | 782.8999 | 0 | 33.567 | 70.705 | 0
22.03. | 16 | 900.0089 |  | 784.1904 | 0 | 45.024 | 70.7945 | 0
22.03. | 17 | 909.1491 |  | 786.6521 | 0 | 51.255 | 71.242 | 0
22.03. | 18 | 922.7916 |  | 790.4911 | 0 | 61.506 | 70.7945 | 0
22.03. | 19 | 920.2435 |  | 792.7685 | 0 | 57.486 | 69.989 | 0
22.03. | 20 | 911.4061 |  | 793.6686 | 0 | 47.838 | 69.8995 | 0
22.03. | 21 | 913.4883 |  | 791.5973 | 0 | 52.26 | 69.631 | 0
22.03. | 22 | 914.6977 |  | 781.6637 | 0 | 64.119 | 68.915 | 0
22.03. | 23 | 924.852 |  | 776.6535 | 0 | 79.194 | 69.0045 | 0
22.03. | 24 | 928.048 |  | 779.267 | 0 | 78.792 | 69.989 | 0
23.03. | 1 | 884.1753 |  | 733.7848 | 0 | 79.596 | 70.7945 | 0
23.03. | 2 | 883.4589 |  | 730.8134 | 0 | 82.209 | 70.4365 | 0
23.03. | 3 | 887.2276 |  | 733.2426 | 0 | 83.817 | 70.168 | 0
23.03. | 4 | 885.9628 |  | 731.8003 | 0 | 84.621 | 69.5415 | 0
23.03. | 5 | 890.5088 |  | 729.8483 | 0 | 91.656 | 69.0045 | 0
23.03. | 6 | 880.1539 |  | 719.8279 | 0 | 91.053 | 69.273 | 0
23.03. | 7 | 885.8303 |  | 729.8808 | 0 | 86.229 | 69.7205 | 0
23.03. | 8 | 922.762 |  | 769.6045 | 0 | 83.616 | 69.5415 | 0
23.03. | 9 | 921.0855 |  | 771.524 | 0 | 80.199 | 69.3625 | 0
23.03. | 10 | 933.8436 |  | 783.3446 | 0 | 81.405 | 69.094 | 0
23.03. | 11 | 949.2281 |  | 791.6516 | 0 | 89.646 | 67.9305 | 0
23.03. | 12 | 961.2499 |  | 793.7554 | 0 | 98.49 | 69.0045 | 0
23.03. | 13 | 972.7657 |  | 795.1977 | 0 | 107.937 | 69.631 | 0
23.03. | 14 | 967.226 |  | 771.524 | 0 | 126.429 | 69.273 | 0
23.03. | 15 | 991.4682 |  | 772.6952 | 0 | 149.142 | 69.631 | 0
23.03. | 16 | 1002.13 |  | 770.895 | 0 | 161.604 | 69.631 | 0
23.03. | 17 | 996.603 |  | 764.41 | 0 | 163.815 | 68.378 | 0
23.03. | 18 | 1006.1834 |  | 764.7679 | 0 | 173.664 | 67.7515 | 0
23.03. | 19 | 1021.2587 |  | 774.5497 | 0 | 178.689 | 68.02 | 0
23.03. | 20 | 1029.8737 |  | 786.7607 | 0 | 175.272 | 67.841 | 0
23.03. | 21 | 1044.396 |  | 799.785 | 0 | 175.875 | 68.736 | 0
23.03. | 22 | 1048.0276 |  | 802.0081 | 0 | 176.478 | 69.5415 | 0
23.03. | 23 | 1015.7628 |  | 778.0958 | 0 | 168.036 | 69.631 | 0
23.03. | 24 | 1012.1357 |  | 770.1142 | 0 | 172.659 | 69.3625 | 0
24.03. | 1 | 968.97 |  | 725.2935 | 0 | 173.061 | 70.6155 | 0
24.03. | 2 | 970.9297 |  | 727.7227 | 0 | 172.86 | 70.347 | 0
24.03. | 3 | 971.5733 |  | 728.6553 | 0 | 171.855 | 71.063 | 0
24.03. | 4 | 971.7822 |  | 728.4167 | 0 | 171.855 | 71.5105 | 0
24.03. | 5 | 968.7069 |  | 724.4259 | 0 | 172.86 | 71.421 | 0
24.03. | 6 | 964.7703 |  | 721.5413 | 0 | 173.061 | 70.168 | 0
24.03. | 7 | 980.8723 |  | 736.9948 | 0 | 173.262 | 70.6155 | 0
24.03. | 8 | 1023.2801 |  | 781.5226 | 0 | 170.247 | 71.5105 | 0
24.03. | 9 | 1038.0197 |  | 792.0852 | 0 | 174.066 | 71.8685 | 0
24.03. | 10 | 1041.1139 |  | 791.3369 | 0 | 177.282 | 72.495 | 0
24.03. | 11 | 1039.5077 |  | 788.2137 | 0 | 179.694 | 71.6 | 0
24.03. | 12 | 1035.7618 |  | 784.5808 | 0 | 180.297 | 70.884 | 0
24.03. | 13 | 1038.6337 |  | 787.5847 | 0 | 179.091 | 71.958 | 0
24.03. | 14 | 1037.729 |  | 788.398 | 0 | 176.478 | 72.853 | 0
24.03. | 15 | 1032.3639 |  | 785.5784 | 0 | 173.664 | 73.1215 | 0
24.03. | 16 | 1034.8959 |  | 789.4499 | 0 | 172.056 | 73.39 | 0
24.03. | 17 | 1038.2617 |  | 793.4407 | 0 | 171.252 | 73.569 | 0
24.03. | 18 | 1032.6846 |  | 795.1216 | 0 | 163.815 | 73.748 | 0
24.03. | 19 | 1020.1425 |  | 797.4315 | 0 | 149.142 | 73.569 | 0
24.03. | 20 | 1014.2096 |  | 802.8646 | 0 | 136.881 | 74.464 | 0
24.03. | 21 | 1000.862 |  | 802.626 | 0 | 123.414 | 74.822 | 0
24.03. | 22 | 968.8657 |  | 803.1682 | 0 | 90.249 | 75.4485 | 0
24.03. | 23 | 949.8495 |  | 801.997 | 0 | 72.762 | 75.0905 | 0
24.03. | 24 | 926.1212 |  | 801.2487 | 0 | 49.245 | 75.6275 | 0
25.03. | 1 | 867.3606 |  | 759.2151 | 0 | 32.16 | 75.9855 | 0
25.03. | 2 | 863.8745 |  | 757.0245 | 0 | 30.954 | 75.896 | 0
25.03. | 3 | 871.7374 |  | 759.9959 | 0 | 35.577 | 76.1645 | 0
25.03. | 4 | 869.7147 |  | 756.2112 | 0 | 38.592 | 74.9115 | 0
25.03. | 5 | 872.8076 |  | 756.6016 | 0 | 41.205 | 75.001 | 0
25.03. | 6 | 881.1302 |  | 756.8402 | 0 | 49.647 | 74.643 | 0
25.03. | 7 | 902.4631 |  | 764.9086 | 0 | 63.717 | 73.8375 | 0
25.03. | 8 | 984.9574 |  | 831.2774 | 0 | 79.395 | 74.285 | 0
25.03. | 9 | 1005.5703 |  | 842.6208 | 0 | 88.038 | 74.9115 | 0
25.03. | 10 | 1018.7766 |  | 842.7401 | 0 | 101.304 | 74.7325 | 0
25.03. | 11 | 1013.8832 |  | 830.7677 | 0 | 108.741 | 74.3745 | 0
25.03. | 12 | 1008.7785 |  | 818.047 | 0 | 116.178 | 74.5535 | 0
25.03. | 13 | 1014.4502 |  | 814.7177 | 0 | 124.821 | 74.9115 | 0
25.03. | 14 | 1024.3507 |  | 820.5087 | 0 | 128.841 | 75.001 | 0
25.03. | 15 | 1031.7883 |  | 824.6188 | 0 | 132.258 | 74.9115 | 0
25.03. | 16 | 1033.684 |  | 823.209 | 0 | 135.474 | 75.001 | 0
25.03. | 17 | 1043.3229 |  | 830.6809 | 0 | 137.283 | 75.359 | 0
25.03. | 18 | 1051.5098 |  | 842.6208 | 0 | 134.067 | 74.822 | 0
25.03. | 19 | 1046.1192 |  | 843.6402 | 0 | 127.836 | 74.643 | 0
25.03. | 20 | 1034.3842 |  | 841.6882 | 0 | 118.59 | 74.106 | 0
25.03. | 21 | 1023.3948 |  | 838.7168 | 0 | 110.751 | 73.927 | 0
25.03. | 22 | 1018.7093 |  | 837.4263 | 0 | 107.535 | 73.748 | 0
25.03. | 23 | 1014.5662 |  | 837.8167 | 0 | 102.912 | 73.8375 | 0
25.03. | 24 | 1001.2011 |  | 831.8196 | 0 | 94.47 | 74.9115 | 0
26.03. | 1 | 914.0778 |  | 753.2073 | 0 | 87.033 | 73.8375 | 0
26.03. | 2 | 915.2996 |  | 752.7301 | 0 | 87.837 | 74.7325 | 0
26.03. | 3 | 914.5608 |  | 749.3358 | 0 | 91.656 | 73.569 | 0
26.03. | 4 | 911.3448 |  | 749.3358 | 0 | 88.44 | 73.569 | 0
26.03. | 5 | 909.7829 |  | 746.9934 | 0 | 89.847 | 72.9425 | 0
26.03. | 6 | 915.7216 |  | 750.1166 | 0 | 91.857 | 73.748 | 0
26.03. | 7 | 924.4143 |  | 759.0308 | 0 | 90.651 | 74.7325 | 0
26.03. | 8 | 975.2894 |  | 818.4374 | 0 | 82.209 | 74.643 | 0
26.03. | 9 | 975.5862 |  | 825.0092 | 0 | 75.576 | 75.001 | 0
26.03. | 10 | 966.6976 |  | 829.9001 | 0 | 61.707 | 75.0905 | 0
26.03. | 11 | 957.3646 |  | 836.9816 | 0 | 45.024 | 75.359 | 0
26.03. | 12 | 945.0126 |  | 834.4331 | 0 | 34.773 | 75.8065 | 0
26.03. | 13 | 939.7991 |  | 832.4811 | 0 | 31.959 | 75.359 | 0
26.03. | 14 | 938.9136 |  | 820.8341 | 0 | 44.421 | 73.6585 | 0
26.03. | 15 | 952.2296 |  | 824.0766 | 0 | 53.868 | 74.285 | 0
26.03. | 16 | 969.1557 |  | 827.5577 | 0 | 67.134 | 74.464 | 0
26.03. | 17 | 983.5219 |  | 830.0194 | 0 | 78.591 | 74.9115 | 0
26.03. | 18 | 987.9854 |  | 829.3904 | 0 | 83.415 | 75.18 | 0
26.03. | 19 | 989.7586 |  | 832.4811 | 0 | 82.008 | 75.2695 | 0
26.03. | 20 | 996.0194 |  | 832.6004 | 0 | 88.239 | 75.18 | 0
26.03. | 21 | 998.0821 |  | 831.1581 | 0 | 92.46 | 74.464 | 0
26.03. | 22 | 992.3828 |  | 831.6678 | 0 | 86.43 | 74.285 | 0
26.03. | 23 | 974.138 |  | 819.9665 | 0 | 79.797 | 74.3745 | 0
26.03. | 24 | 957.0248 |  | 813.0368 | 0 | 69.345 | 74.643 | 0
27.03. | 1 | 883.2882 |  | 748.5007 | 0 | 59.697 | 75.0905 | 0
27.03. | 2 | 876.1995 |  | 745.41 | 0 | 55.878 | 74.9115 | 0
27.03. | 3 | 883.5298 |  | 749.4333 | 0 | 58.29 | 75.8065 | 0
27.03. | 4 | 889.648 |  | 750.572 | 0 | 63.717 | 75.359 | 0
27.03. | 5 | 897.3136 |  | 753.3916 | 0 | 68.742 | 75.18 | 0
27.03. | 6 | 908.8478 |  | 759.0308 | 0 | 75.174 | 74.643 | 0
27.03. | 7 | 928.2132 |  | 771.0032 | 0 | 82.209 | 75.001 | 0
27.03. | 8 | 987.9766 |  | 831.1906 | 0 | 81.606 | 75.18 | 0
27.03. | 9 | 980.707 |  | 831.581 | 0 | 73.767 | 75.359 | 0
27.03. | 10 | 969.0411 |  | 831.8196 | 0 | 62.31 | 74.9115 | 0
27.03. | 11 | 963.4043 |  | 833.6198 | 0 | 54.873 | 74.9115 | 0
27.03. | 12 | 962.1437 |  | 832.0907 | 0 | 54.873 | 75.18 | 0
27.03. | 13 | 962.7388 |  | 832.3293 | 0 | 55.677 | 74.7325 | 0
27.03. | 14 | 966.8816 |  | 837.6106 | 0 | 54.27 | 75.001 | 0
27.03. | 15 | 974.4853 |  | 843.2498 | 0 | 56.682 | 74.5535 | 0
27.03. | 16 | 975.2035 |  | 843.098 | 0 | 58.089 | 74.0165 | 0
27.03. | 17 | 978.8837 |  | 850.0602 | 0 | 54.27 | 74.5535 | 0
27.03. | 18 | 980.6641 |  | 858.1611 | 0 | 48.039 | 74.464 | 0
27.03. | 19 | 987.2595 |  | 864.375 | 0 | 47.436 | 75.4485 | 0
27.03. | 20 | 999.7548 |  | 869.6563 | 0 | 54.471 | 75.6275 | 0
27.03. | 21 | 1003.7324 |  | 871.8469 | 0 | 56.079 | 75.8065 | 0
27.03. | 22 | 1000.0956 |  | 867.2271 | 0 | 56.883 | 75.9855 | 0
27.03. | 23 | 994.4582 |  | 864.9172 | 0 | 53.466 | 76.075 | 0
27.03. | 24 | 975.2278 |  | 846.4923 | 0 | 53.466 | 75.2695 | 0
28.03. | 1 | 907.5814 |  | 779.8524 | 0 | 53.265 | 74.464 | 0
28.03. | 2 | 919.5501 |  | 782.9756 | 0 | 61.305 | 75.2695 | 0
28.03. | 3 | 928.1319 |  | 780.5464 | 0 | 71.958 | 75.6275 | 0
28.03. | 4 | 916.4409 |  | 769.5934 | 0 | 71.757 | 75.0905 | 0
28.03. | 5 | 921.0836 |  | 772.6516 | 0 | 73.968 | 74.464 | 0
28.03. | 6 | 931.0332 |  | 783.2467 | 0 | 72.159 | 75.6275 | 0
28.03. | 7 | 953.8359 |  | 802.3874 | 0 | 76.179 | 75.2695 | 0
28.03. | 8 | 989.7359 |  | 837.7299 | 0 | 77.184 | 74.822 | 0
28.03. | 9 | 987.1917 |  | 845.5922 | 0 | 66.33 | 75.2695 | 0
28.03. | 10 | 988.6326 |  | 854.9836 | 0 | 58.29 | 75.359 | 0
28.03. | 11 | 996.215 |  | 864.375 | 0 | 56.481 | 75.359 | 0
28.03. | 12 | 990.2827 |  | 858.4647 | 0 | 56.28 | 75.538 | 0
28.03. | 13 | 985.2534 |  | 854.5064 | 0 | 54.672 | 76.075 | 0
28.03. | 14 | 947.2619 |  | 822.9704 | 0 | 48.843 | 75.4485 | 0
28.03. | 15 | 947.4465 |  | 819.3375 | 0 | 53.466 | 74.643 | 0
28.03. | 16 | 951.5751 |  | 818.2856 | 0 | 59.094 | 74.1955 | 0
28.03. | 17 | 966.6794 |  | 829.3904 | 0 | 62.109 | 75.18 | 0
28.03. | 18 | 987.6113 |  | 841.9918 | 0 | 70.35 | 75.2695 | 0
28.03. | 19 | 1000.1396 |  | 858.2261 | 0 | 65.928 | 75.9855 | 0
28.03. | 20 | 1005.7032 |  | 869.4177 | 0 | 60.3 | 75.9855 | 0
28.03. | 21 | 997.3095 |  | 864.375 | 0 | 57.486 | 75.4485 | 0
28.03. | 22 | 1001.0685 |  | 854.7125 | 0 | 71.355 | 75.001 | 0
28.03. | 23 | 987.2957 |  | 830.8002 | 0 | 81.405 | 75.0905 | 0
28.03. | 24 | 979.4398 |  | 813.6983 | 0 | 90.651 | 75.0905 | 0
29.03. | 1 | 949.1884 |  | 779.8524 | 0 | 94.872 | 74.464 | 0
29.03. | 2 | 949.3655 |  | 776.881 | 0 | 98.289 | 74.1955 | 0
29.03. | 3 | 957.142 |  | 775.5905 | 0 | 107.535 | 74.0165 | 0
29.03. | 4 | 951.3909 |  | 775.9809 | 0 | 101.304 | 74.106 | 0
29.03. | 5 | 943.1178 |  | 778.9198 | 0 | 90.45 | 73.748 | 0
29.03. | 6 | 938.2677 |  | 778.6487 | 0 | 86.229 | 73.39 | 0
29.03. | 7 | 951.4178 |  | 799.5028 | 0 | 77.988 | 73.927 | 0
29.03. | 8 | 976.9808 |  | 831.0063 | 0 | 71.958 | 74.0165 | 0
29.03. | 9 | 982.9901 |  | 838.8686 | 0 | 69.747 | 74.3745 | 0
29.03. | 10 | 985.0365 |  | 839.888 | 0 | 70.953 | 74.1955 | 0
29.03. | 11 | 979.7153 |  | 837.4263 | 0 | 68.541 | 73.748 | 0
29.03. | 12 | 981.0614 |  | 829.3254 | 0 | 77.988 | 73.748 | 0
29.03. | 13 | 990.8916 |  | 824.7056 | 0 | 92.259 | 73.927 | 0
29.03. | 14 | 1007.5507 |  | 821.7342 | 0 | 112.158 | 73.6585 | 0
29.03. | 15 | 1015.0462 |  | 813.3947 | 0 | 127.635 | 74.0165 | 0
29.03. | 16 | 1022.8343 |  | 811.7138 | 0 | 137.283 | 73.8375 | 0
29.03. | 17 | 1030.9131 |  | 813.7201 | 0 | 144.519 | 72.674 | 0
29.03. | 18 | 1041.7207 |  | 821.7342 | 0 | 146.328 | 73.6585 | 0
29.03. | 19 | 1049.66 |  | 822.5475 | 0 | 152.559 | 74.5535 | 0
29.03. | 20 | 1058.5777 |  | 823.0247 | 0 | 161.805 | 73.748 | 0
29.03. | 21 | 1063.4111 |  | 825.3346 | 0 | 164.418 | 73.6585 | 0
29.03. | 22 | 1056.2197 |  | 820.4437 | 0 | 162.207 | 73.569 | 0
29.03. | 23 | 1058.226 |  | 820.5955 | 0 | 163.614 | 74.0165 | 0
29.03. | 24 | 1036.5366 |  | 806.0746 | 0 | 156.177 | 74.285 | 0
30.03. | 1 | 989.9314 |  | 770.1899 | 0 | 145.725 | 74.0165 | 0
30.03. | 2 | 970.7585 |  | 769.7995 | 0 | 127.032 | 73.927 | 0
30.03. | 3 | 949.7424 |  | 765.6894 | 0 | 109.947 | 74.106 | 0
30.03. | 4 | 930.6395 |  | 765.928 | 0 | 91.053 | 73.6585 | 0
30.03. | 5 | 927.0921 |  | 770.6671 | 0 | 83.214 | 73.211 | 0
30.03. | 6 | 933.2782 |  | 781.2297 | 0 | 78.39 | 73.6585 | 0
30.03. | 7 | 959.301 |  | 809.6425 | 0 | 76.179 | 73.4795 | 0
30.03. | 8 | 974.2874 |  | 823.5344 | 0 | 77.184 | 73.569 | 0
30.03. | 9 | 971.331 |  | 819.24 | 0 | 79.596 | 72.495 | 0
30.03. | 10 | 990.1267 |  | 821.0402 | 0 | 96.681 | 72.4055 | 0
30.03. | 11 | 1023.3102 |  | 831.3317 | 0 | 119.394 | 72.5845 | 0
30.03. | 12 | 1042.2972 |  | 836.4937 | 0 | 132.861 | 72.9425 | 0
30.03. | 13 | 1056.4376 |  | 837.5456 | 0 | 145.323 | 73.569 | 0
30.03. | 14 | 1032.1864 |  | 803.5804 | 0 | 155.574 | 73.032 | 0
30.03. | 15 | 1032.8125 |  | 798.7545 | 0 | 159.594 | 74.464 | 0
30.03. | 16 | 1039.0235 |  | 801.368 | 0 | 162.207 | 75.4485 | 0
30.03. | 17 | 1045.8851 |  | 804.1876 | 0 | 166.428 | 75.2695 | 0
30.03. | 18 | 1053.7216 |  | 812.5596 | 0 | 165.624 | 75.538 | 0
30.03. | 19 | 1067.425 |  | 824.4995 | 0 | 167.835 | 75.0905 | 0
30.03. | 20 | 1073.6581 |  | 831.1581 | 0 | 168.036 | 74.464 | 0
30.03. | 21 | 1067.9507 |  | 828.2192 | 0 | 164.82 | 74.9115 | 0
30.03. | 22 | 1059.0464 |  | 824.2284 | 0 | 159.996 | 74.822 | 0
30.03. | 23 | 1034.9265 |  | 799.416 | 0 | 160.599 | 74.9115 | 0
30.03. | 24 | 977.4271 |  | 747.5681 | 0 | 155.574 | 74.285 | 0
31.03. | 1 | 967.3401 |  | 742.4386 | 0 | 150.348 | 74.5535 | 0
31.03. | 2 | 958.6038 |  | 742.9483 | 0 | 141.102 | 74.5535 | 0
31.03. | 3 | 955.9337 |  | 749.7912 | 0 | 131.052 | 75.0905 | 0
31.03. | 4 | 944.9691 |  | 748.2296 | 0 | 122.007 | 74.7325 | 0
31.03. | 5 | 928.3849 |  | 744.4449 | 0 | 110.55 | 73.39 | 0
31.03. | 6 | 925.3184 |  | 754.1074 | 0 | 97.284 | 73.927 | 0
31.03. | 7 | 947.3957 |  | 792.8442 | 0 | 79.998 | 74.5535 | 0
31.03. | 8 | 933.8963 |  | 801.4548 | 0 | 57.888 | 74.5535 | 0
31.03. | 9 | 913.5479 |  | 804.9359 | 0 | 33.969 | 74.643 | 0
31.03. | 10 | 894.3514 |  | 795.9024 | 0 | 24.522 | 73.927 | 0
31.03. | 11 | 888.8987 |  | 796.0542 | 0 | 18.291 | 74.5535 | 0
31.03. | 12 | 883.0211 |  | 791.3151 | 0 | 16.884 | 74.822 | 0
31.03. | 13 | 888.4961 |  | 791.9441 | 0 | 21.909 | 74.643 | 0
31.03. | 14 | 889.6323 |  | 795.0023 | 0 | 20.703 | 73.927 | 0
31.03. | 15 | 892.1498 |  | 798.2123 | 0 | 20.1 | 73.8375 | 0
31.03. | 16 | 892.0549 |  | 790.0789 | 0 | 28.944 | 73.032 | 0
31.03. | 17 | 892.9563 |  | 789.8403 | 0 | 29.547 | 73.569 | 0
31.03. | 18 | 889.2167 |  | 792.7792 | 0 | 23.316 | 73.1215 | 0
31.03. | 19 | 905.896 |  | 808.3845 | 0 | 23.316 | 74.1955 | 0
31.03. | 20 | 909.2417 |  | 808.8942 | 0 | 26.331 | 74.0165 | 0
31.03. | 21 | 913.9584 |  | 808.8074 | 0 | 30.15 | 75.001 | 0
31.03. | 22 | 911.1296 |  | 798.3641 | 0 | 38.391 | 74.3745 | 0
31.03. | 23 | 912.6933 |  | 797.5833 | 0 | 41.004 | 74.106 | 0
31.03. | 24 | 870.1722 |  | 756.1787 | 0 | 39.798 | 74.1955 | 0
01.04. | 1 | 869.551 |  | 755.669 | 0 | 39.597 | 74.285 | 0
01.04. | 2 | 869.2693 |  | 753.8688 | 0 | 41.205 | 74.1955 | 0
01.04. | 3 | 872.3295 |  | 753.088 | 0 | 45.225 | 74.0165 | 0
01.04. | 4 | 878.318 |  | 753.717 | 0 | 50.853 | 73.748 | 0
01.04. | 5 | 890.6424 |  | 753.4459 | 0 | 63.717 | 73.4795 | 0
01.04. | 6 | 920.2726 |  | 771.3286 | 0 | 75.375 | 73.569 | 0
01.04. | 7 | 983.9885 |  | 822.515 | 0 | 87.636 | 73.8375 | 0
01.04. | 8 | 1006.8264 |  | 834.4549 | 0 | 98.892 | 73.4795 | 0
01.04. | 9 | 1007.289 |  | 832.774 | 0 | 101.304 | 73.211 | 0
01.04. | 10 | 1001.5555 |  | 829.564 | 0 | 98.691 | 73.3005 | 0
01.04. | 11 | 1000.592 |  | 828.935 | 0 | 98.088 | 73.569 | 0
01.04. | 12 | 986.7867 |  | 822.9922 | 0 | 90.852 | 72.9425 | 0
01.04. | 13 | 984.1489 |  | 821.5824 | 0 | 89.445 | 73.1215 | 0
01.04. | 14 | 986.8407 |  | 820.4112 | 0 | 93.666 | 72.7635 | 0
01.04. | 15 | 971.4814 |  | 811.8874 | 0 | 87.636 | 71.958 | 0
01.04. | 16 | 968.3442 |  | 810.7162 | 0 | 86.028 | 71.6 | 0
01.04. | 17 | 987.0335 |  | 826.3215 | 0 | 88.038 | 72.674 | 0
01.04. | 18 | 989.6277 |  | 837.1552 | 0 | 78.993 | 73.4795 | 0
01.04. | 19 | 993.5221 |  | 845.9176 | 0 | 73.767 | 73.8375 | 0
01.04. | 20 | 999.5415 |  | 850.841 | 0 | 73.968 | 74.7325 | 0
01.04. | 21 | 1006.4431 |  | 850.4831 | 0 | 80.601 | 75.359 | 0
01.04. | 22 | 1000.1521 |  | 840.8206 | 0 | 84.42 | 74.9115 | 0
01.04. | 23 | 996.6375 |  | 837.372 | 0 | 83.817 | 75.4485 | 0
01.04. | 24 | 927.3131 |  | 770.1031 | 0 | 82.209 | 75.001 | 0
02.04. | 1 | 928.8972 |  | 767.1317 | 0 | 87.033 | 74.7325 | 0
02.04. | 2 | 931.8082 |  | 766.4702 | 0 | 91.053 | 74.285 | 0
02.04. | 3 | 928.6813 |  | 766.0473 | 0 | 89.244 | 73.39 | 0
02.04. | 4 | 931.9155 |  | 766.557 | 0 | 92.058 | 73.3005 | 0
02.04. | 5 | 941.2582 |  | 771.5672 | 0 | 96.48 | 73.211 | 0
02.04. | 6 | 947.8218 |  | 775.0483 | 0 | 99.294 | 73.4795 | 0
02.04. | 7 | 1001.1796 |  | 829.8351 | 0 | 97.686 | 73.6585 | 0
02.04. | 8 | 1019.9826 |  | 842.7401 | 0 | 102.51 | 74.7325 | 0
02.04. | 9 | 1025.9404 |  | 844.8114 | 0 | 106.128 | 75.001 | 0
02.04. | 10 | 1027.9061 |  | 844.0306 | 0 | 109.143 | 74.7325 | 0
02.04. | 11 | 1015.8413 |  | 840.0073 | 0 | 101.907 | 73.927 | 0
02.04. | 12 | 1006.6384 |  | 832.5679 | 0 | 99.696 | 74.3745 | 0
02.04. | 13 | 1002.7697 |  | 823.6537 | 0 | 105.726 | 73.39 | 0
02.04. | 14 | 1012.4462 |  | 824.9117 | 0 | 114.771 | 72.7635 | 0
02.04. | 15 | 1012.6527 |  | 823.6862 | 0 | 114.771 | 74.1955 | 0
02.04. | 16 | 1014.4143 |  | 827.1673 | 0 | 112.962 | 74.285 | 0
02.04. | 17 | 1007.0168 |  | 823.9248 | 0 | 109.344 | 73.748 | 0
02.04. | 18 | 1007.5419 |  | 823.5344 | 0 | 110.349 | 73.6585 | 0
02.04. | 19 | 1012.4789 |  | 826.0829 | 0 | 113.364 | 73.032 | 0
02.04. | 20 | 1017.7944 |  | 826.0829 | 0 | 118.59 | 73.1215 | 0
02.04. | 21 | 1024.9479 |  | 827.4059 | 0 | 123.615 | 73.927 | 0
02.04. | 22 | 1022.2546 |  | 826.0286 | 0 | 121.404 | 74.822 | 0
02.04. | 23 | 1016.9786 |  | 822.7861 | 0 | 119.997 | 74.1955 | 0
02.04. | 24 | 963.9658 |  | 765.4833 | 0 | 123.213 | 75.2695 | 0
03.04. | 1 | 969.6959 |  | 763.1734 | 0 | 131.253 | 75.2695 | 0
03.04. | 2 | 979.142 |  | 764.735 | 0 | 138.69 | 75.717 | 0
03.04. | 3 | 985.5134 |  | 766.4159 | 0 | 143.112 | 75.9855 | 0
03.04. | 4 | 990.0333 |  | 764.1928 | 0 | 150.75 | 75.0905 | 0
03.04. | 5 | 989.156 |  | 762.089 | 0 | 152.961 | 74.106 | 0
03.04. | 6 | 993.41 |  | 773.042 | 0 | 145.725 | 74.643 | 0
03.04. | 7 | 1048.53 |  | 835.42 | 0 | 138.288 | 74.822 | 0
03.04. | 8 | 1045.0388 |  | 834.8778 | 0 | 135.876 | 74.285 | 0
03.04. | 9 | 1040.1802 |  | 830.7352 | 0 | 135.876 | 73.569 | 0
03.04. | 10 | 1050.6941 |  | 827.9156 | 0 | 148.941 | 73.8375 | 0
03.04. | 11 | 1055.5436 |  | 824.0766 | 0 | 157.182 | 74.285 | 0
03.04. | 12 | 1059.7291 |  | 821.4956 | 0 | 164.217 | 74.0165 | 0
03.04. | 13 | 1062.2818 |  | 817.5048 | 0 | 170.85 | 73.927 | 0
03.04. | 14 | 1068.7517 |  | 821.0727 | 0 | 174.468 | 73.211 | 0
03.04. | 15 | 1064.7596 |  | 818.2206 | 0 | 173.865 | 72.674 | 0
03.04. | 16 | 1058.1536 |  | 816.9301 | 0 | 168.639 | 72.5845 | 0
03.04. | 17 | 1051.9772 |  | 818.4592 | 0 | 161.202 | 72.316 | 0
03.04. | 18 | 1048.9782 |  | 821.6692 | 0 | 155.172 | 72.137 | 0
03.04. | 19 | 1043.8668 |  | 817.4073 | 0 | 154.77 | 71.6895 | 0
03.04. | 20 | 1053.8189 |  | 819.6304 | 0 | 161.604 | 72.5845 | 0
03.04. | 21 | 1055.6606 |  | 820.8016 | 0 | 162.006 | 72.853 | 0
03.04. | 22 | 1050.482 |  | 817.3205 | 0 | 160.398 | 72.7635 | 0
03.04. | 23 | 1049.2635 |  | 819.2725 | 0 | 156.78 | 73.211 | 0
03.04. | 24 | 986.4742 |  | 754.2267 | 0 | 158.589 | 73.6585 | 0
04.04. | 1 | 986.885 |  | 752.4265 | 0 | 160.8 | 73.6585 | 0
04.04. | 2 | 986.711 |  | 751.136 | 0 | 162.006 | 73.569 | 0
04.04. | 3 | 980.2108 |  | 747.3838 | 0 | 159.795 | 73.032 | 0
04.04. | 4 | 976.9784 |  | 743.7509 | 0 | 161.001 | 72.2265 | 0
04.04. | 5 | 978.6816 |  | 746.2126 | 0 | 159.795 | 72.674 | 0
04.04. | 6 | 988.0306 |  | 757.7946 | 0 | 157.383 | 72.853 | 0
04.04. | 7 | 1025.056 |  | 797.4315 | 0 | 153.966 | 73.6585 | 0
04.04. | 8 | 1031.1839 |  | 810.6619 | 0 | 147.132 | 73.39 | 0
04.04. | 9 | 1042.8663 |  | 827.1023 | 0 | 142.911 | 72.853 | 0
04.04. | 10 | 1042.8375 |  | 831.516 | 0 | 137.484 | 73.8375 | 0
04.04. | 11 | 1035.4008 |  | 825.8443 | 0 | 136.077 | 73.4795 | 0
04.04. | 12 | 1037.2271 |  | 827.9156 | 0 | 135.474 | 73.8375 | 0
04.04. | 13 | 1028.89 |  | 827.0155 | 0 | 128.037 | 73.8375 | 0
04.04. | 14 | 1008.3296 |  | 810.5426 | 0 | 124.218 | 73.569 | 0
04.04. | 15 | 1003.8385 |  | 808.352 | 0 | 122.007 | 73.4795 | 0
04.04. | 16 | 1001.3367 |  | 814.0237 | 0 | 113.565 | 73.748 | 0
04.04. | 17 | 988.7246 |  | 815.7046 | 0 | 99.093 | 73.927 | 0
04.04. | 18 | 972.4069 |  | 820.3569 | 0 | 77.586 | 74.464 | 0
04.04. | 19 | 952.1232 |  | 822.4282 | 0 | 54.873 | 74.822 | 0
04.04. | 20 | 934.6201 |  | 828.5771 | 0 | 31.758 | 74.285 | 0
04.04. | 21 | 922.5968 |  | 823.9248 | 0 | 24.924 | 73.748 | 0
04.04. | 22 | 903.0644 |  | 811.9849 | 0 | 16.884 | 74.1955 | 0
04.04. | 23 | 890.0052 |  | 805.0877 | 0 | 9.648 | 75.2695 | 0
04.04. | 24 | 841.0763 |  | 760.9828 | 0 | 4.824 | 75.2695 | 0
05.04. | 1 | 837.0296 |  | 756.6016 | 0 | 5.427 | 75.001 | 0
05.04. | 2 | 839.4243 |  | 754.5303 | 0 | 10.251 | 74.643 | 0
05.04. | 3 | 845.4128 |  | 755.1593 | 0 | 15.879 | 74.3745 | 0
05.04. | 4 | 854.422 |  | 758.25 | 0 | 21.708 | 74.464 | 0
05.04. | 5 | 859.273 |  | 756.9595 | 0 | 27.939 | 74.3745 | 0
05.04. | 6 | 866.7012 |  | 758.7597 | 0 | 33.567 | 74.3745 | 0
05.04. | 7 | 918.5126 |  | 800.9451 | 0 | 43.014 | 74.5535 | 0
05.04. | 8 | 931.624 |  | 808.3845 | 0 | 49.044 | 74.1955 | 0
05.04. | 9 | 930.4101 |  | 808.6231 | 0 | 48.039 | 73.748 | 0
05.04. | 10 | 927.8184 |  | 804.8709 | 0 | 49.647 | 73.3005 | 0
05.04. | 11 | 931.4494 |  | 802.9839 | 0 | 54.27 | 74.1955 | 0
05.04. | 12 | 933.7252 |  | 801.2162 | 0 | 57.687 | 74.822 | 0
05.04. | 13 | 941.6122 |  | 801.8452 | 0 | 65.124 | 74.643 | 0
05.04. | 14 | 947.3611 |  | 804.1551 | 0 | 68.742 | 74.464 | 0
05.04. | 15 | 952.5083 |  | 805.3263 | 0 | 72.36 | 74.822 | 0
05.04. | 16 | 951.2435 |  | 803.884 | 0 | 73.164 | 74.1955 | 0
05.04. | 17 | 957.961 |  | 805.1745 | 0 | 78.591 | 74.1955 | 0
05.04. | 18 | 967.023 |  | 812.9175 | 0 | 79.194 | 74.9115 | 0
05.04. | 19 | 957.7779 |  | 811.3559 | 0 | 71.958 | 74.464 | 0
05.04. | 20 | 963.5472 |  | 811.4752 | 0 | 77.787 | 74.285 | 0
05.04. | 21 | 973.8315 |  | 816.7565 | 0 | 82.611 | 74.464 | 0
05.04. | 22 | 976.1213 |  | 815.5853 | 0 | 86.43 | 74.106 | 0
05.04. | 23 | 981.4177 |  | 816.6372 | 0 | 90.048 | 74.7325 | 0
05.04. | 24 | 931.666 |  | 767.9125 | 0 | 88.842 | 74.9115 | 0
06.04. | 1 | 936.9008 |  | 766.1123 | 0 | 95.877 | 74.9115 | 0
06.04. | 2 | 933.7849 |  | 761.1889 | 0 | 98.49 | 74.106 | 0
06.04. | 3 | 937.1997 |  | 763.8892 | 0 | 99.294 | 74.0165 | 0
06.04. | 4 | 928.3193 |  | 762.8698 | 0 | 91.254 | 74.1955 | 0
06.04. | 5 | 923.7597 |  | 762.5987 | 0 | 87.234 | 73.927 | 0
06.04. | 6 | 922.1793 |  | 765.4183 | 0 | 83.013 | 73.748 | 0
06.04. | 7 | 948.3425 |  | 795.512 | 0 | 78.993 | 73.8375 | 0
06.04. | 8 | 943.3618 |  | 796.2928 | 0 | 72.963 | 74.106 | 0
06.04. | 9 | 961.039 |  | 819.934 | 0 | 67.536 | 73.569 | 0
06.04. | 10 | 953.2977 |  | 814.0237 | 0 | 65.526 | 73.748 | 0
06.04. | 11 | 946.2257 |  | 808.8942 | 0 | 63.315 | 74.0165 | 0
06.04. | 12 | 953.9511 |  | 802.2356 | 0 | 76.983 | 74.7325 | 0
06.04. | 13 | 964.0371 |  | 802.8321 | 0 | 87.636 | 73.569 | 0
06.04. | 14 | 933.361 |  | 774.235 | 0 | 86.631 | 72.495 | 0
06.04. | 15 | 920.9879 |  | 770.1249 | 0 | 78.189 | 72.674 | 0
06.04. | 16 | 918.3297 |  | 770.9057 | 0 | 74.571 | 72.853 | 0
06.04. | 17 | 924.0489 |  | 779.1909 | 0 | 70.752 | 74.106 | 0
06.04. | 18 | 913.612 |  | 783.9625 | 0 | 55.275 | 74.3745 | 0
06.04. | 19 | 906.9504 |  | 792.0634 | 0 | 40.602 | 74.285 | 0
06.04. | 20 | 918.9531 |  | 808.6231 | 0 | 36.582 | 73.748 | 0
06.04. | 21 | 926.8208 |  | 815.6178 | 0 | 36.381 | 74.822 | 0
06.04. | 22 | 904.4712 |  | 792.8442 | 0 | 36.984 | 74.643 | 0
06.04. | 23 | 901.3143 |  | 788.6148 | 0 | 37.788 | 74.9115 | 0
06.04. | 24 | 857.9103 |  | 742.2868 | 0 | 41.607 | 74.0165 | 0
07.04. | 1 | 867.4692 |  | 742.7097 | 0 | 49.848 | 74.9115 | 0
07.04. | 2 | 869.7678 |  | 739.7383 | 0 | 55.476 | 74.5535 | 0
07.04. | 3 | 867.1412 |  | 737.5152 | 0 | 55.878 | 73.748 | 0
07.04. | 4 | 870.5233 |  | 739.0443 | 0 | 58.089 | 73.39 | 0
07.04. | 5 | 873.4871 |  | 743.0351 | 0 | 56.883 | 73.569 | 0
07.04. | 6 | 890.227 |  | 756.9595 | 0 | 58.893 | 74.3745 | 0
07.04. | 7 | 918.1983 |  | 788.6148 | 0 | 54.672 | 74.9115 | 0
07.04. | 8 | 925.31 |  | 796.2385 | 0 | 53.265 | 75.8065 | 0
07.04. | 9 | 917.9521 |  | 789.3956 | 0 | 53.466 | 75.0905 | 0
07.04. | 10 | 903.9889 |  | 776.0134 | 0 | 53.064 | 74.9115 | 0
07.04. | 11 | 894.1514 |  | 769.5284 | 0 | 51.054 | 73.569 | 0
07.04. | 12 | 889.3902 |  | 765.1472 | 0 | 50.853 | 73.39 | 0
07.04. | 13 | 896.3288 |  | 769.9188 | 0 | 52.662 | 73.748 | 0
07.04. | 14 | 885.8038 |  | 762.1433 | 0 | 51.255 | 72.4055 | 0
07.04. | 15 | 890.8773 |  | 762.8373 | 0 | 54.471 | 73.569 | 0
07.04. | 16 | 884.4677 |  | 763.2602 | 0 | 46.833 | 74.3745 | 0
07.04. | 17 | 869.1138 |  | 762.8698 | 0 | 31.959 | 74.285 | 0
07.04. | 18 | 862.452 |  | 767.2835 | 0 | 19.899 | 75.2695 | 0
07.04. | 19 | 873.6185 |  | 782.737 | 0 | 15.075 | 75.8065 | 0
07.04. | 20 | 877.4544 |  | 784.3854 | 0 | 17.889 | 75.18 | 0
07.04. | 21 | 886.2902 |  | 790.2957 | 0 | 20.904 | 75.0905 | 0
07.04. | 22 | 883.4159 |  | 786.3049 | 0 | 22.11 | 75.001 | 0
07.04. | 23 | 891.378 |  | 785.9145 | 0 | 30.552 | 74.9115 | 0
07.04. | 24 | 874.1795 |  | 754.4435 | 0 | 44.019 | 75.717 | 0
08.04. | 1 | 884.874 |  | 753.8145 | 0 | 55.074 | 75.9855 | 0
08.04. | 2 | 896.7427 |  | 750.4527 | 0 | 70.752 | 75.538 | 0
08.04. | 3 | 893.3139 |  | 745.1064 | 0 | 74.37 | 73.8375 | 0
08.04. | 4 | 891.9539 |  | 741.2024 | 0 | 77.988 | 72.7635 | 0
08.04. | 5 | 900.2179 |  | 745.7354 | 0 | 81.003 | 73.4795 | 0
08.04. | 6 | 914.7593 |  | 757.7078 | 0 | 83.214 | 73.8375 | 0
08.04. | 7 | 972.3429 |  | 816.5179 | 0 | 81.003 | 74.822 | 0
08.04. | 8 | 975.0787 |  | 821.7992 | 0 | 78.189 | 75.0905 | 0
08.04. | 9 | 968.6219 |  | 820.3894 | 0 | 72.963 | 75.2695 | 0
08.04. | 10 | 969.3807 |  | 821.1702 | 0 | 72.762 | 75.4485 | 0
08.04. | 11 | 971.0581 |  | 817.6891 | 0 | 78.189 | 75.18 | 0
08.04. | 12 | 974.3369 |  | 813.3079 | 0 | 86.028 | 75.001 | 0
08.04. | 13 | 983.6244 |  | 812.6789 | 0 | 95.676 | 75.2695 | 0
08.04. | 14 | 992.5827 |  | 814.0887 | 0 | 103.314 | 75.18 | 0
08.04. | 15 | 1001.2439 |  | 814.5984 | 0 | 111.555 | 75.0905 | 0
08.04. | 16 | 1016.0843 |  | 814.9888 | 0 | 125.826 | 75.2695 | 0
08.04. | 17 | 1022.2107 |  | 810.2172 | 0 | 137.082 | 74.9115 | 0
08.04. | 18 | 1026.5705 |  | 818.7085 | 0 | 132.861 | 75.001 | 0
08.04. | 19 | 1010.4662 |  | 830.7677 | 0 | 105.324 | 74.3745 | 0
08.04. | 20 | 997.7941 |  | 838.2396 | 0 | 84.822 | 74.7325 | 0
08.04. | 21 | 990.1009 |  | 832.6004 | 0 | 82.41 | 75.0905 | 0
08.04. | 22 | 992.7488 |  | 831.0713 | 0 | 86.229 | 75.4485 | 0
08.04. | 23 | 1000.8579 |  | 833.2619 | 0 | 92.058 | 75.538 | 0
08.04. | 24 | 939.4668 |  | 770.0163 | 0 | 93.465 | 75.9855 | 0
09.04. | 1 | 901.6085 |  | 744.152 | 0 | 82.008 | 75.4485 | 0
09.04. | 2 | 902.8934 |  | 749.0754 | 0 | 77.385 | 76.433 | 0
09.04. | 3 | 899.135 |  | 747.3945 | 0 | 75.576 | 76.1645 | 0
09.04. | 4 | 886.4584 |  | 745.1714 | 0 | 65.928 | 75.359 | 0
09.04. | 5 | 891.2981 |  | 754.0531 | 0 | 61.707 | 75.538 | 0
09.04. | 6 | 895.7637 |  | 760.0827 | 0 | 60.501 | 75.18 | 0
09.04. | 7 | 938.0214 |  | 804.2419 | 0 | 60.3 | 73.4795 | 0
09.04. | 8 | 936.0987 |  | 806.9422 | 0 | 55.677 | 73.4795 | 0
09.04. | 9 | 959.2831 |  | 820.9641 | 0 | 61.707 | 76.612 | 0
09.04. | 10 | 974.5494 |  | 824.3259 | 0 | 73.164 | 77.0595 | 0
09.04. | 11 | 975.3455 |  | 824.5645 | 0 | 74.169 | 76.612 | 0
09.04. | 12 | 980.0376 |  | 826.7551 | 0 | 76.581 | 76.7015 | 0
09.04. | 13 | 975.0387 |  | 827.0262 | 0 | 70.953 | 77.0595 | 0
09.04. | 14 | 958.8714 |  | 824.3259 | 0 | 57.486 | 77.0595 | 0
09.04. | 15 | 948.1932 |  | 822.4932 | 0 | 49.446 | 76.254 | 0
09.04. | 16 | 951.7388 |  | 818.8278 | 0 | 58.089 | 74.822 | 0
09.04. | 17 | 979.5623 |  | 824.6513 | 0 | 79.194 | 75.717 | 0
09.04. | 18 | 1018.1017 |  | 841.1892 | 0 | 99.495 | 77.4175 | 0
09.04. | 19 | 1016.6375 |  | 832.9365 | 0 | 106.731 | 76.97 | 0
09.04. | 20 | 1014.4274 |  | 831.3749 | 0 | 106.53 | 76.5225 | 0
09.04. | 21 | 1013.4051 |  | 829.3036 | 0 | 107.937 | 76.1645 | 0
09.04. | 22 | 1010.8558 |  | 823.3608 | 0 | 111.957 | 75.538 | 0
09.04. | 23 | 1016.5793 |  | 820.1508 | 0 | 120.801 | 75.6275 | 0
09.04. | 24 | 966.426 |  | 756.3955 | 0 | 133.866 | 76.1645 | 0
10.04. | 1 | 962.5919 |  | 751.6239 | 0 | 135.072 | 75.896 | 0
10.04. | 2 | 969.2221 |  | 750.2141 | 0 | 143.112 | 75.896 | 0
10.04. | 3 | 976.1456 |  | 750.2141 | 0 | 149.946 | 75.9855 | 0
10.04. | 4 | 981.3034 |  | 746.4619 | 0 | 159.393 | 75.4485 | 0
10.04. | 5 | 980.56 |  | 744.781 | 0 | 160.599 | 75.18 | 0
10.04. | 6 | 979.6596 |  | 749.5526 | 0 | 154.569 | 75.538 | 0
10.04. | 7 | 997.9662 |  | 783.2467 | 0 | 139.092 | 75.6275 | 0
10.04. | 8 | 986.3779 |  | 789.5474 | 0 | 121.203 | 75.6275 | 0
10.04. | 9 | 981.8619 |  | 795.3059 | 0 | 111.555 | 75.001 | 0
10.04. | 10 | 968.2288 |  | 793.7768 | 0 | 99.093 | 75.359 | 0
10.04. | 11 | 946.7667 |  | 783.2142 | 0 | 88.641 | 74.9115 | 0
10.04. | 12 | 949.5452 |  | 780.6332 | 0 | 94.269 | 74.643 | 0
10.04. | 13 | 964.3395 |  | 783.366 | 0 | 105.525 | 75.4485 | 0
10.04. | 14 | 974.3052 |  | 785.7627 | 0 | 114.168 | 74.3745 | 0
10.04. | 15 | 984.464 |  | 790.4475 | 0 | 118.389 | 75.6275 | 0
10.04. | 16 | 988.9582 |  | 788.3762 | 0 | 125.223 | 75.359 | 0
10.04. | 17 | 975.1501 |  | 781.0236 | 0 | 119.394 | 74.7325 | 0
10.04. | 18 | 957.5667 |  | 785.7952 | 0 | 96.681 | 75.0905 | 0
10.04. | 19 | 943.3312 |  | 788.3762 | 0 | 79.596 | 75.359 | 0
10.04. | 20 | 939.537 |  | 789.786 | 0 | 74.571 | 75.18 | 0
10.04. | 21 | 943.0762 |  | 790.9572 | 0 | 76.581 | 75.538 | 0
10.04. | 22 | 938.2792 |  | 789.6667 | 0 | 73.164 | 75.4485 | 0
10.04. | 23 | 937.8426 |  | 785.5241 | 0 | 77.586 | 74.7325 | 0
10.04. | 24 | 903.7874 |  | 747.0909 | 0 | 81.606 | 75.0905 | 0
11.04. | 1 | 910.1167 |  | 745.2907 | 0 | 89.646 | 75.18 | 0
11.04. | 2 | 918.9513 |  | 742.9808 | 0 | 100.701 | 75.2695 | 0
11.04. | 3 | 925.3311 |  | 742.4386 | 0 | 108.339 | 74.5535 | 0
11.04. | 4 | 932.7323 |  | 745.5293 | 0 | 112.56 | 74.643 | 0
11.04. | 5 | 931.0376 |  | 746.9391 | 0 | 109.545 | 74.5535 | 0
11.04. | 6 | 944.8959 |  | 761.2214 | 0 | 108.942 | 74.7325 | 0
11.04. | 7 | 991.8321 |  | 807.3976 | 0 | 109.344 | 75.0905 | 0
11.04. | 8 | 996.0455 |  | 817.418 | 0 | 103.716 | 74.9115 | 0
11.04. | 9 | 1009.0895 |  | 830.952 | 0 | 102.51 | 75.6275 | 0
11.04. | 10 | 1009.8756 |  | 824.7706 | 0 | 109.746 | 75.359 | 0
11.04. | 11 | 1003.5007 |  | 817.9277 | 0 | 110.751 | 74.822 | 0
11.04. | 12 | 1000.9123 |  | 815.6503 | 0 | 109.545 | 75.717 | 0
11.04. | 13 | 996.6043 |  | 807.2783 | 0 | 113.967 | 75.359 | 0
11.04. | 14 | 988.7635 |  | 794.948 | 0 | 118.188 | 75.6275 | 0
11.04. | 15 | 984.9272 |  | 792.8767 | 0 | 116.781 | 75.2695 | 0
11.04. | 16 | 986.2727 |  | 796.1192 | 0 | 114.168 | 75.9855 | 0
11.04. | 17 | 992.885 |  | 803.9815 | 0 | 112.56 | 76.3435 | 0
11.04. | 18 | 994.6673 |  | 815.0538 | 0 | 102.912 | 76.7015 | 0
11.04. | 19 | 994.6154 |  | 824.2934 | 0 | 94.068 | 76.254 | 0
11.04. | 20 | 1001.8517 |  | 834.0752 | 0 | 91.254 | 76.5225 | 0
11.04. | 21 | 984.5236 |  | 830.5941 | 0 | 77.586 | 76.3435 | 0
11.04. | 22 | 949.0594 |  | 814.0019 | 0 | 58.893 | 76.1645 | 0
11.04. | 23 | 927.6115 |  | 809.7725 | 0 | 41.406 | 76.433 | 0
11.04. | 24 | 864.2737 |  | 755.6147 | 0 | 32.763 | 75.896 | 0
12.04. | 1 | 866.9995 |  | 754.476 | 0 | 36.18 | 76.3435 | 0
12.04. | 2 | 862.9477 |  | 751.7432 | 0 | 35.577 | 75.6275 | 0
12.04. | 3 | 869.6322 |  | 757.5342 | 0 | 36.381 | 75.717 | 0
12.04. | 4 | 872.8991 |  | 759.2151 | 0 | 37.788 | 75.896 | 0
12.04. | 5 | 883.1268 |  | 760.3538 | 0 | 47.235 | 75.538 | 0
12.04. | 6 | 901.2808 |  | 764.1928 | 0 | 61.908 | 75.18 | 0
12.04. | 7 | 969.8509 |  | 809.4689 | 0 | 85.023 | 75.359 | 0
12.04. | 8 | 994.6109 |  | 814.5984 | 0 | 104.922 | 75.0905 | 0
12.04. | 9 | 1003.7259 |  | 815.2274 | 0 | 113.766 | 74.7325 | 0
12.04. | 10 | 1010.6391 |  | 814.4791 | 0 | 120.801 | 75.359 | 0
12.04. | 11 | 1011.5116 |  | 812.5596 | 0 | 123.414 | 75.538 | 0
12.04. | 12 | 1015.1805 |  | 814.2405 | 0 | 125.223 | 75.717 | 0
12.04. | 13 | 1024.7169 |  | 823.5994 | 0 | 126.027 | 75.0905 | 0
12.04. | 14 | 1008.9698 |  | 821.4088 | 0 | 112.56 | 75.001 | 0
12.04. | 15 | 1002.0939 |  | 823.6644 | 0 | 101.907 | 76.5225 | 0
12.04. | 16 | 998.2962 |  | 819.9122 | 0 | 102.309 | 76.075 | 0
12.04. | 17 | 992.4972 |  | 825.7682 | 0 | 89.043 | 77.686 | 0
12.04. | 18 | 969.6683 |  | 831.1688 | 0 | 60.903 | 77.5965 | 0
12.04. | 19 | 951.8857 |  | 832.8172 | 0 | 42.009 | 77.0595 | 0
12.04. | 20 | 937.8543 |  | 831.1363 | 0 | 29.748 | 76.97 | 0
12.04. | 21 | 934.1729 |  | 831.4074 | 0 | 25.527 | 77.2385 | 0
12.04. | 22 | 932.9939 |  | 830.1169 | 0 | 25.728 | 77.149 | 0
12.04. | 23 | 930.8178 |  | 828.5878 | 0 | 24.723 | 77.507 | 0
12.04. | 24 | 872.3367 |  | 775.6012 | 0 | 19.497 | 77.2385 | 0
13.04. | 1 | 866.2552 |  | 769.8102 | 0 | 19.296 | 77.149 | 0
13.04. | 2 | 861.9026 |  | 766.3291 | 0 | 18.693 | 76.8805 | 0
13.04. | 3 | 851.8296 |  | 761.7961 | 0 | 13.869 | 76.1645 | 0
13.04. | 4 | 846.7785 |  | 761.525 | 0 | 9.447 | 75.8065 | 0
13.04. | 5 | 848.0303 |  | 764.8543 | 0 | 7.638 | 75.538 | 0
13.04. | 6 | 856.0193 |  | 772.5323 | 0 | 8.844 | 74.643 | 0
13.04. | 7 | 899.8662 |  | 814.1212 | 0 | 9.849 | 75.896 | 0
13.04. | 8 | 906.4407 |  | 822.4607 | 0 | 8.442 | 75.538 | 0
13.04. | 9 | 925.072 |  | 844.421 | 0 | 5.829 | 74.822 | 0
13.04. | 10 | 927.8697 |  | 846.8827 | 0 | 5.628 | 75.359 | 0
13.04. | 11 | 928.2871 |  | 845.9826 | 0 | 7.035 | 75.2695 | 0
13.04. | 12 | 932.4008 |  | 845.8958 | 0 | 10.251 | 76.254 | 0
13.04. | 13 | 930.4624 |  | 839.7144 | 0 | 14.673 | 76.075 | 0
13.04. | 14 | 908.2167 |  | 811.5077 | 0 | 21.708 | 75.001 | 0
13.04. | 15 | 906.399 |  | 803.949 | 0 | 26.733 | 75.717 | 0
13.04. | 16 | 916.3825 |  | 808.482 | 0 | 31.557 | 76.3435 | 0
13.04. | 17 | 923.577 |  | 809.111 | 0 | 38.391 | 76.075 | 0
13.04. | 18 | 935.3047 |  | 815.4117 | 0 | 43.818 | 76.075 | 0
13.04. | 19 | 952.2326 |  | 831.2231 | 0 | 45.024 | 75.9855 | 0
13.04. | 20 | 964.8261 |  | 844.0631 | 0 | 45.225 | 75.538 | 0
13.04. | 21 | 957.3018 |  | 841.3628 | 0 | 40.401 | 75.538 | 0
13.04. | 22 | 930.2994 |  | 818.4699 | 0 | 36.381 | 75.4485 | 0
13.04. | 23 | 922.7802 |  | 814.1212 | 0 | 32.763 | 75.896 | 0
13.04. | 24 | 869.6698 |  | 766.7738 | 0 | 27.537 | 75.359 | 0
14.04. | 1 | 869.8441 |  | 762.3926 | 0 | 32.361 | 75.0905 | 0
14.04. | 2 | 872.937 |  | 762.783 | 0 | 34.974 | 75.18 | 0
14.04. | 3 | 867.6956 |  | 763.6831 | 0 | 28.743 | 75.2695 | 0
14.04. | 4 | 861.6316 |  | 763.6506 | 0 | 23.517 | 74.464 | 0
14.04. | 5 | 861.9032 |  | 768.3897 | 0 | 19.497 | 74.0165 | 0
14.04. | 6 | 870.0041 |  | 776.4906 | 0 | 19.497 | 74.0165 | 0
14.04. | 7 | 894.563 |  | 806.4325 | 0 | 14.472 | 73.6585 | 0
14.04. | 8 | 894.295 |  | 810.9005 | 0 | 10.452 | 72.9425 | 0
14.04. | 9 | 888.707 |  | 807.723 | 0 | 7.236 | 73.748 | 0
14.04. | 10 | 871.6948 |  | 794.3083 | 0 | 4.623 | 72.7635 | 0
14.04. | 11 | 872.2833 |  | 793.6468 | 0 | 6.231 | 72.4055 | 0
14.04. | 12 | 877.9664 |  | 795.2409 | 0 | 9.246 | 73.4795 | 0
14.04. | 13 | 885.492 |  | 796.8025 | 0 | 14.673 | 74.0165 | 0
14.04. | 14 | 890.094 |  | 794.883 | 0 | 21.105 | 74.106 | 0
14.04. | 15 | 896.5973 |  | 794.3733 | 0 | 27.939 | 74.285 | 0
14.04. | 16 | 899.1739 |  | 793.3539 | 0 | 31.356 | 74.464 | 0
14.04. | 17 | 917.5934 |  | 801.0969 | 0 | 41.406 | 75.0905 | 0
14.04. | 18 | 918.5469 |  | 795.3059 | 0 | 48.24 | 75.001 | 0
14.04. | 19 | 930.2549 |  | 798.5484 | 0 | 56.079 | 75.6275 | 0
14.04. | 20 | 935.8019 |  | 802.4199 | 0 | 57.486 | 75.896 | 0
14.04. | 21 | 933.4285 |  | 800.739 | 0 | 56.883 | 75.8065 | 0
14.04. | 22 | 932.9998 |  | 796.3578 | 0 | 61.104 | 75.538 | 0
14.04. | 23 | 929.6513 |  | 794.4383 | 0 | 59.496 | 75.717 | 0
14.04. | 24 | 884.4308 |  | 748.7718 | 0 | 60.3 | 75.359 | 0
15.04. | 1 | 890.817 |  | 745.4425 | 0 | 69.747 | 75.6275 | 0
15.04. | 2 | 891.822 |  | 745.4425 | 0 | 70.752 | 75.6275 | 0
15.04. | 3 | 893.3521 |  | 745.0521 | 0 | 72.762 | 75.538 | 0
15.04. | 4 | 883.7702 |  | 740.0962 | 0 | 69.747 | 73.927 | 0
15.04. | 5 | 882.9326 |  | 740.4866 | 0 | 68.34 | 74.106 | 0
15.04. | 6 | 882.8974 |  | 747.6874 | 0 | 61.104 | 74.106 | 0
15.04. | 7 | 922.1512 |  | 802.4417 | 0 | 46.23 | 73.4795 | 0
15.04. | 8 | 917.43 |  | 808.287 | 0 | 37.185 | 71.958 | 0
15.04. | 9 | 917.5276 |  | 811.7356 | 0 | 34.371 | 71.421 | 0
15.04. | 10 | 909.8811 |  | 807.8641 | 0 | 30.954 | 71.063 | 0
15.04. | 11 | 912.1943 |  | 811.6488 | 0 | 28.14 | 72.4055 | 0
15.04. | 12 | 917.8359 |  | 813.8719 | 0 | 30.753 | 73.211 | 0
15.04. | 13 | 921.2029 |  | 810.6294 | 0 | 37.989 | 72.5845 | 0
15.04. | 14 | 926.8158 |  | 805.8578 | 0 | 48.642 | 72.316 | 0
15.04. | 15 | 935.9347 |  | 812.0717 | 0 | 50.652 | 73.211 | 0
15.04. | 16 | 942.6289 |  | 814.5009 | 0 | 55.275 | 72.853 | 0
15.04. | 17 | 953.0846 |  | 814.3491 | 0 | 66.33 | 72.4055 | 0
15.04. | 18 | 939.3341 |  | 815.6721 | 0 | 50.451 | 73.211 | 0
15.04. | 19 | 948.1153 |  | 820.0533 | 0 | 54.672 | 73.39 | 0
15.04. | 20 | 942.1172 |  | 811.3777 | 0 | 58.692 | 72.0475 | 0
15.04. | 21 | 944.3752 |  | 807.4737 | 0 | 65.928 | 70.9735 | 0
15.04. | 22 | 946.7293 |  | 804.4698 | 0 | 72.36 | 69.8995 | 0
15.04. | 23 | 934.6206 |  | 800.0886 | 0 | 64.722 | 69.81 | 0
15.04. | 24 | 866.9869 |  | 737.2334 | 0 | 59.496 | 70.2575 | 0
16.04. | 1 | 860.3627 |  | 735.4332 | 0 | 54.672 | 70.2575 | 0
16.04. | 2 | 846.4858 |  | 735.6718 | 0 | 41.004 | 69.81 | 0
16.04. | 3 | 840.6223 |  | 737.6238 | 0 | 32.562 | 70.4365 | 0
16.04. | 4 | 833.864 |  | 740.7145 | 0 | 22.713 | 70.4365 | 0
16.04. | 5 | 828.7975 |  | 741.3435 | 0 | 17.286 | 70.168 | 0
16.04. | 6 | 829.5327 |  | 748.9347 | 0 | 10.251 | 70.347 | 0
16.04. | 7 | 885.9397 |  | 807.4412 | 0 | 8.241 | 70.2575 | 0
16.04. | 8 | 892.0385 |  | 815.3035 | 0 | 6.03 | 70.705 | 0
16.04. | 9 | 892.3808 |  | 815.4228 | 0 | 6.432 | 70.526 | 0
16.04. | 10 | 892.3341 |  | 813.6551 | 0 | 7.437 | 71.242 | 0
16.04. | 11 | 892.7006 |  | 811.0741 | 0 | 10.653 | 70.9735 | 0
16.04. | 12 | 894.2059 |  | 809.2739 | 0 | 13.869 | 71.063 | 0
16.04. | 13 | 898.3183 |  | 810.3258 | 0 | 16.482 | 71.5105 | 0
16.04. | 14 | 895.0793 |  | 805.7928 | 0 | 18.492 | 70.7945 | 0
16.04. | 15 | 895.4028 |  | 801.2923 | 0 | 23.316 | 70.7945 | 0
16.04. | 16 | 895.3813 |  | 799.3078 | 0 | 26.532 | 69.5415 | 0
16.04. | 17 | 899.4116 |  | 800.0561 | 0 | 30.351 | 69.0045 | 0
16.04. | 18 | 903.9806 |  | 802.6371 | 0 | 32.16 | 69.1835 | 0
16.04. | 19 | 911.7559 |  | 808.5799 | 0 | 33.366 | 69.81 | 0
16.04. | 20 | 915.9027 |  | 808.0377 | 0 | 38.592 | 69.273 | 0
16.04. | 21 | 927.4927 |  | 810.0222 | 0 | 47.034 | 70.4365 | 0
16.04. | 22 | 929.5655 |  | 805.641 | 0 | 53.667 | 70.2575 | 0
16.04. | 23 | 918.7937 |  | 794.5362 | 0 | 55.074 | 69.1835 | 0
16.04. | 24 | 855.0285 |  | 734.8585 | 0 | 51.255 | 68.915 | 0
17.04. | 1 | 855.07 |  | 734.2295 | 0 | 51.657 | 69.1835 | 0
17.04. | 2 | 850.9809 |  | 732.0389 | 0 | 49.848 | 69.094 | 0
17.04. | 3 | 846.6732 |  | 733.4487 | 0 | 44.22 | 69.0045 | 0
17.04. | 4 | 842.6271 |  | 733.1776 | 0 | 40.803 | 68.6465 | 0
17.04. | 5 | 831.1258 |  | 732.3968 | 0 | 30.351 | 68.378 | 0
17.04. | 6 | 832.8754 |  | 742.2979 | 0 | 22.11 | 68.4675 | 0
17.04. | 7 | 896.4132 |  | 807.3762 | 0 | 20.301 | 68.736 | 0
17.04. | 8 | 902.2164 |  | 816.8869 | 0 | 16.683 | 68.6465 | 0
17.04. | 9 | 901.6228 |  | 819.1968 | 0 | 13.869 | 68.557 | 0
17.04. | 10 | 901.7786 |  | 819.9776 | 0 | 13.065 | 68.736 | 0
17.04. | 11 | 900.9825 |  | 819.739 | 0 | 12.06 | 69.1835 | 0
17.04. | 12 | 899.7559 |  | 818.2424 | 0 | 11.256 | 70.2575 | 0
17.04. | 13 | 892.9235 |  | 811.432 | 0 | 11.055 | 70.4365 | 0
17.04. | 14 | 884.9196 |  | 802.6696 | 0 | 12.261 | 69.989 | 0
17.04. | 15 | 886.7198 |  | 804.4698 | 0 | 12.261 | 69.989 | 0
17.04. | 16 | 897.2296 |  | 816.8326 | 0 | 10.05 | 70.347 | 0
17.04. | 17 | 890.7658 |  | 814.0998 | 0 | 7.035 | 69.631 | 0
17.04. | 18 | 884.586 |  | 810.109 | 0 | 5.025 | 69.452 | 0
17.04. | 19 | 885.1918 |  | 811.5188 | 0 | 4.221 | 69.452 | 0
17.04. | 20 | 887.7181 |  | 812.9286 | 0 | 5.427 | 69.3625 | 0
17.04. | 21 | 887.4467 |  | 811.8767 | 0 | 6.834 | 68.736 | 0
17.04. | 22 | 879.7809 |  | 803.3204 | 0 | 9.246 | 67.2145 | 0
17.04. | 23 | 880.7901 |  | 803.2336 | 0 | 9.447 | 68.1095 | 0
17.04. | 24 | 808.7852 |  | 726.9637 | 0 | 14.07 | 67.7515 | 0
18.04. | 1 | 816.1252 |  | 727.6252 | 0 | 20.301 | 68.199 | 0
18.04. | 2 | 832.4634 |  | 735.8779 | 0 | 27.939 | 68.6465 | 0
18.04. | 3 | 843.4508 |  | 736.2358 | 0 | 39.195 | 68.02 | 0
18.04. | 4 | 864.1768 |  | 740.7688 | 0 | 54.672 | 68.736 | 0
18.04. | 5 | 876.4485 |  | 741.94 | 0 | 65.325 | 69.1835 | 0
18.04. | 6 | 885.6056 |  | 746.0501 | 0 | 70.551 | 69.0045 | 0
18.04. | 7 | 933.5155 |  | 789.5585 | 0 | 73.968 | 69.989 | 0
18.04. | 8 | 926.7455 |  | 793.3975 | 0 | 63.717 | 69.631 | 0
18.04. | 9 | 931.5006 |  | 810.3476 | 0 | 52.059 | 69.094 | 0
18.04. | 10 | 926.1785 |  | 809.4475 | 0 | 47.637 | 69.094 | 0
18.04. | 11 | 932.2179 |  | 811.7574 | 0 | 51.456 | 69.0045 | 0
18.04. | 12 | 930.8658 |  | 807.6148 | 0 | 54.873 | 68.378 | 0
18.04. | 13 | 920.0588 |  | 803.7108 | 0 | 49.044 | 67.304 | 0
18.04. | 14 | 890.9145 |  | 783.0085 | 0 | 40.602 | 67.304 | 0
18.04. | 15 | 884.0417 |  | 781.0022 | 0 | 34.572 | 68.4675 | 0
18.04. | 16 | 883.1319 |  | 783.4639 | 0 | 30.753 | 68.915 | 0
18.04. | 17 | 874.4286 |  | 779.4731 | 0 | 26.13 | 68.8255 | 0
18.04. | 18 | 870.0044 |  | 782.1734 | 0 | 19.095 | 68.736 | 0
18.04. | 19 | 880.0595 |  | 795.9785 | 0 | 14.271 | 69.81 | 0
18.04. | 20 | 897.8875 |  | 812.69 | 0 | 15.477 | 69.7205 | 0
18.04. | 21 | 892.8941 |  | 809.6861 | 0 | 14.472 | 68.736 | 0
18.04. | 22 | 879.9052 |  | 797.7462 | 0 | 13.065 | 69.094 | 0
18.04. | 23 | 879.7027 |  | 795.1977 | 0 | 14.874 | 69.631 | 0
18.04. | 24 | 831.8671 |  | 742.8726 | 0 | 19.095 | 69.8995 | 0
19.04. | 1 | 828.776 |  | 739.359 | 0 | 20.502 | 68.915 | 0
19.04. | 2 | 826.3882 |  | 736.6587 | 0 | 20.904 | 68.8255 | 0
19.04. | 3 | 830.438 |  | 736.778 | 0 | 24.924 | 68.736 | 0
19.04. | 4 | 832.642 |  | 735.455 | 0 | 29.346 | 67.841 | 0
19.04. | 5 | 840.0702 |  | 737.2552 | 0 | 34.974 | 67.841 | 0
19.04. | 6 | 849.7697 |  | 743.0462 | 0 | 38.793 | 67.9305 | 0
19.04. | 7 | 881.5443 |  | 765.8198 | 0 | 47.436 | 68.2885 | 0
19.04. | 8 | 887.8617 |  | 770.0817 | 0 | 49.044 | 68.736 | 0
19.04. | 9 | 878.0503 |  | 763.8678 | 0 | 46.431 | 67.7515 | 0
19.04. | 10 | 865.1335 |  | 759.2155 | 0 | 38.793 | 67.125 | 0
19.04. | 11 | 857.2333 |  | 756.7863 | 0 | 32.964 | 67.483 | 0
19.04. | 12 | 859.9042 |  | 759.7902 | 0 | 31.557 | 68.557 | 0
19.04. | 13 | 856.7786 |  | 758.2286 | 0 | 30.351 | 68.199 | 0
19.04. | 14 | 859.2494 |  | 759.6709 | 0 | 30.753 | 68.8255 | 0
19.04. | 15 | 858.3129 |  | 757.7514 | 0 | 31.557 | 69.0045 | 0
19.04. | 16 | 858.6958 |  | 758.8033 | 0 | 30.351 | 69.5415 | 0
19.04. | 17 | 849.8251 |  | 754.4221 | 0 | 26.13 | 69.273 | 0
19.04. | 18 | 841.7127 |  | 750.7567 | 0 | 23.115 | 67.841 | 0
19.04. | 19 | 852.5012 |  | 759.8227 | 0 | 23.316 | 69.3625 | 0
19.04. | 20 | 860.1282 |  | 764.3232 | 0 | 26.532 | 69.273 | 0
19.04. | 21 | 867.2872 |  | 762.3712 | 0 | 36.18 | 68.736 | 0
19.04. | 22 | 884.6684 |  | 764.8329 | 0 | 50.652 | 69.1835 | 0
19.04. | 23 | 890.2352 |  | 762.4037 | 0 | 58.29 | 69.5415 | 0
19.04. | 24 | 885.2433 |  | 748.5443 | 0 | 66.531 | 70.168 | 0
20.04. | 1 | 888.6458 |  | 747.8828 | 0 | 70.953 | 69.81 | 0
20.04. | 2 | 893.4437 |  | 747.6117 | 0 | 76.38 | 69.452 | 0
20.04. | 3 | 905.1699 |  | 751.3639 | 0 | 83.817 | 69.989 | 0
20.04. | 4 | 905.9566 |  | 749.2926 | 0 | 87.033 | 69.631 | 0
20.04. | 5 | 916.3094 |  | 752.6544 | 0 | 93.666 | 69.989 | 0
20.04. | 6 | 927.0233 |  | 760.7553 | 0 | 96.279 | 69.989 | 0
20.04. | 7 | 976.8784 |  | 806.0314 | 0 | 100.5 | 70.347 | 0
20.04. | 8 | 985.2494 |  | 816.3229 | 0 | 98.49 | 70.4365 | 0
20.04. | 9 | 993.5571 |  | 830.9306 | 0 | 93.264 | 69.3625 | 0
20.04. | 10 | 998.2995 |  | 830.692 | 0 | 97.887 | 69.7205 | 0
20.04. | 11 | 1007.9199 |  | 827.8724 | 0 | 110.148 | 69.8995 | 0
20.04. | 12 | 1015.2542 |  | 826.0722 | 0 | 119.193 | 69.989 | 0
20.04. | 13 | 1012.8686 |  | 820.6716 | 0 | 122.208 | 69.989 | 0
20.04. | 14 | 977.9899 |  | 798.3209 | 0 | 109.143 | 70.526 | 0
20.04. | 15 | 964.1894 |  | 796.4014 | 0 | 97.083 | 70.705 | 0
20.04. | 16 | 946.535 |  | 796.011 | 0 | 79.998 | 70.526 | 0
20.04. | 17 | 931.1523 |  | 800.0343 | 0 | 59.697 | 71.421 | 0
20.04. | 18 | 922.7728 |  | 801.3248 | 0 | 49.848 | 71.6 | 0
20.04. | 19 | 919.2678 |  | 803.8733 | 0 | 44.421 | 70.9735 | 0
20.04. | 20 | 938.4137 |  | 821.0077 | 0 | 45.627 | 71.779 | 0
20.04. | 21 | 948.7966 |  | 818.8171 | 0 | 58.29 | 71.6895 | 0
20.04. | 22 | 935.6362 |  | 797.2147 | 0 | 66.732 | 71.6895 | 0
20.04. | 23 | 940.485 |  | 798.6245 | 0 | 70.35 | 71.5105 | 0
20.04. | 24 | 892.4213 |  | 756.9488 | 0 | 64.32 | 71.1525 | 0
21.04. | 1 | 886.1067 |  | 754.0967 | 0 | 61.305 | 70.705 | 0
21.04. | 2 | 879.7978 |  | 753.7063 | 0 | 55.476 | 70.6155 | 0
21.04. | 3 | 878.7906 |  | 756.4066 | 0 | 51.858 | 70.526 | 0
21.04. | 4 | 879.2233 |  | 754.9643 | 0 | 54.27 | 69.989 | 0
21.04. | 5 | 887.4985 |  | 758.684 | 0 | 59.094 | 69.7205 | 0
21.04. | 6 | 907.7979 |  | 765.4944 | 0 | 72.762 | 69.5415 | 0
21.04. | 7 | 957.7064 |  | 804.0794 | 0 | 83.817 | 69.81 | 0
21.04. | 8 | 969.0664 |  | 804.7409 | 0 | 94.068 | 70.2575 | 0
21.04. | 9 | 970.4276 |  | 801.4116 | 0 | 98.49 | 70.526 | 0
21.04. | 10 | 972.9897 |  | 799.7307 | 0 | 102.912 | 70.347 | 0
21.04. | 11 | 971.2626 |  | 794.2976 | 0 | 107.334 | 69.631 | 0
21.04. | 12 | 963.2123 |  | 793.5493 | 0 | 99.495 | 70.168 | 0
21.04. | 13 | 939.5301 |  | 790.4586 | 0 | 78.993 | 70.0785 | 0
21.04. | 14 | 935.5459 |  | 787.3679 | 0 | 78.189 | 69.989 | 0
21.04. | 15 | 936.6609 |  | 784.8194 | 0 | 81.405 | 70.4365 | 0
21.04. | 16 | 924.8471 |  | 784.0386 | 0 | 70.551 | 70.2575 | 0
21.04. | 17 | 917.2637 |  | 785.5677 | 0 | 61.707 | 69.989 | 0
21.04. | 18 | 917.6641 |  | 792.3781 | 0 | 55.476 | 69.81 | 0
21.04. | 19 | 927.6604 |  | 804.7409 | 0 | 52.662 | 70.2575 | 0
21.04. | 20 | 929.7028 |  | 811.5838 | 0 | 47.235 | 70.884 | 0
21.04. | 21 | 931.6303 |  | 812.9068 | 0 | 47.034 | 71.6895 | 0
21.04. | 22 | 915.1238 |  | 805.8253 | 0 | 37.788 | 71.5105 | 0
21.04. | 23 | 907.0314 |  | 801.5959 | 0 | 33.567 | 71.8685 | 0
21.04. | 24 | 876.9859 |  | 762.4144 | 0 | 41.808 | 72.7635 | 0
22.04. | 1 | 873.9317 |  | 759.9852 | 0 | 41.004 | 72.9425 | 0
22.04. | 2 | 871.7687 |  | 760.6142 | 0 | 38.391 | 72.7635 | 0
22.04. | 3 | 869.048 |  | 760.1045 | 0 | 36.18 | 72.7635 | 0
22.04. | 4 | 863.691 |  | 760.7335 | 0 | 30.552 | 72.4055 | 0
22.04. | 5 | 857.474 |  | 761.33 | 0 | 24.723 | 71.421 | 0
22.04. | 6 | 848.2611 |  | 760.8746 | 0 | 17.487 | 69.8995 | 0
22.04. | 7 | 897.2917 |  | 817.7002 | 0 | 10.05 | 69.5415 | 0
22.04. | 8 | 912.1954 |  | 829.2279 | 0 | 11.457 | 71.5105 | 0
22.04. | 9 | 913.198 |  | 826.1915 | 0 | 17.286 | 69.7205 | 0
22.04. | 10 | 917.4499 |  | 830.4859 | 0 | 16.08 | 70.884 | 0
22.04. | 11 | 920.3234 |  | 826.6794 | 0 | 21.507 | 72.137 | 0
22.04. | 12 | 918.0396 |  | 824.6406 | 0 | 20.904 | 72.495 | 0
22.04. | 13 | 909.0725 |  | 825.031 | 0 | 11.457 | 72.5845 | 0
22.04. | 14 | 905.8719 |  | 824.1309 | 0 | 9.246 | 72.495 | 0
22.04. | 15 | 901.8089 |  | 822.2114 | 0 | 6.834 | 72.7635 | 0
22.04. | 16 | 905.2068 |  | 823.2633 | 0 | 8.643 | 73.3005 | 0
22.04. | 17 | 908.9279 |  | 825.4864 | 0 | 9.246 | 74.1955 | 0
22.04. | 18 | 908.6141 |  | 826.6251 | 0 | 8.241 | 73.748 | 0
22.04. | 19 | 912.1002 |  | 828.8157 | 0 | 9.447 | 73.8375 | 0
22.04. | 20 | 912.6868 |  | 825.1828 | 0 | 14.472 | 73.032 | 0
22.04. | 21 | 917.9878 |  | 824.5213 | 0 | 20.703 | 72.7635 | 0
22.04. | 22 | 921.2541 |  | 822.0921 | 0 | 26.13 | 73.032 | 0
22.04. | 23 | 922.022 |  | 815.401 | 0 | 33.768 | 72.853 | 0
22.04. | 24 | 864.4635 |  | 754.3785 | 0 | 35.979 | 74.106 | 0
23.04. | 1 | 865.4977 |  | 750.3877 | 0 | 41.004 | 74.106 | 0
23.04. | 2 | 869.1144 |  | 751.5264 | 0 | 44.019 | 73.569 | 0
23.04. | 3 | 873.39 |  | 753.0555 | 0 | 47.034 | 73.3005 | 0
23.04. | 4 | 878.2726 |  | 748.7611 | 0 | 57.285 | 72.2265 | 0
23.04. | 5 | 878.5757 |  | 746.4512 | 0 | 59.898 | 72.2265 | 0
23.04. | 6 | 879.9548 |  | 749.3033 | 0 | 57.888 | 72.7635 | 0
23.04. | 7 | 925.0198 |  | 803.9708 | 0 | 47.838 | 73.211 | 0
23.04. | 8 | 911.7274 |  | 809.3714 | 0 | 29.145 | 73.211 | 0
23.04. | 9 | 901.5725 |  | 810.2715 | 0 | 18.09 | 73.211 | 0
23.04. | 10 | 887.8451 |  | 804.7191 | 0 | 10.452 | 72.674 | 0
23.04. | 11 | 883.0029 |  | 804.2094 | 0 | 6.03 | 72.7635 | 0
23.04. | 12 | 879.6129 |  | 802.9189 | 0 | 4.02 | 72.674 | 0
23.04. | 13 | 875.9952 |  | 797.2472 | 0 | 6.432 | 72.316 | 0
23.04. | 14 | 875.3174 |  | 792.5949 | 0 | 10.854 | 71.8685 | 0
23.04. | 15 | 880.7137 |  | 794.0372 | 0 | 14.271 | 72.4055 | 0
23.04. | 16 | 887.4601 |  | 797.0086 | 0 | 17.688 | 72.7635 | 0
23.04. | 17 | 892.2944 |  | 797.7569 | 0 | 22.311 | 72.2265 | 0
23.04. | 18 | 893.957 |  | 799.286 | 0 | 22.713 | 71.958 | 0
23.04. | 19 | 900.8877 |  | 804.2962 | 0 | 24.723 | 71.8685 | 0
23.04. | 20 | 910.9179 |  | 810.5969 | 0 | 28.542 | 71.779 | 0
23.04. | 21 | 912.2516 |  | 808.4931 | 0 | 32.964 | 70.7945 | 0
23.04. | 22 | 916.5854 |  | 807.3544 | 0 | 37.989 | 71.242 | 0
23.04. | 23 | 917.9187 |  | 806.8772 | 0 | 38.994 | 72.0475 | 0
23.04. | 24 | 856.0813 |  | 742.8508 | 0 | 41.004 | 72.2265 | 0
24.04. | 1 | 852.6128 |  | 737.0598 | 0 | 43.416 | 72.137 | 0
24.04. | 2 | 854.8429 |  | 736.0079 | 0 | 47.235 | 71.6 | 0
24.04. | 3 | 861.9367 |  | 737.4502 | 0 | 52.26 | 72.2265 | 0
24.04. | 4 | 859.2671 |  | 733.3076 | 0 | 54.27 | 71.6895 | 0
24.04. | 5 | 855.5778 |  | 733.8173 | 0 | 50.25 | 71.5105 | 0
24.04. | 6 | 851.4796 |  | 739.0986 | 0 | 40.602 | 71.779 | 0
24.04. | 7 | 904.7046 |  | 797.6376 | 0 | 34.572 | 72.495 | 0
24.04. | 8 | 910.2883 |  | 812.3103 | 0 | 25.125 | 72.853 | 0
24.04. | 9 | 905.4612 |  | 816.5722 | 0 | 15.678 | 73.211 | 0
24.04. | 10 | 894.8267 |  | 811.4102 | 0 | 10.653 | 72.7635 | 0
24.04. | 11 | 890.2838 |  | 809.1003 | 0 | 8.241 | 72.9425 | 0
24.04. | 12 | 891.6908 |  | 809.1003 | 0 | 9.648 | 72.9425 | 0
24.04. | 13 | 892.0419 |  | 807.4194 | 0 | 11.859 | 72.7635 | 0
24.04. | 14 | 893.9297 |  | 806.2482 | 0 | 15.276 | 72.4055 | 0
24.04. | 15 | 895.6929 |  | 802.9189 | 0 | 20.1 | 72.674 | 0
24.04. | 16 | 909.5849 |  | 807.4519 | 0 | 28.743 | 73.39 | 0
24.04. | 17 | 927.1277 |  | 817.2012 | 0 | 36.984 | 72.9425 | 0
24.04. | 18 | 932.2406 |  | 824.0116 | 0 | 35.376 | 72.853 | 0
24.04. | 19 | 945.8982 |  | 832.6222 | 0 | 40.602 | 72.674 | 0
24.04. | 20 | 953.1436 |  | 834.9321 | 0 | 45.627 | 72.5845 | 0
24.04. | 21 | 953.0236 |  | 831.0606 | 0 | 49.647 | 72.316 | 0
24.04. | 22 | 944.6811 |  | 822.0271 | 0 | 51.054 | 71.6 | 0
24.04. | 23 | 942.4212 |  | 822.9597 | 0 | 47.235 | 72.2265 | 0
24.04. | 24 | 861.3737 |  | 747.6767 | 0 | 42.813 | 70.884 | 0
25.04. | 1 | 857.5802 |  | 743.8377 | 0 | 42.411 | 71.3315 | 0
25.04. | 2 | 855.5366 |  | 744.2281 | 0 | 39.798 | 71.5105 | 0
25.04. | 3 | 851.4877 |  | 742.5472 | 0 | 37.788 | 71.1525 | 0
25.04. | 4 | 854.2499 |  | 742.4279 | 0 | 40.401 | 71.421 | 0
25.04. | 5 | 853.8749 |  | 741.1374 | 0 | 41.406 | 71.3315 | 0
25.04. | 6 | 851.7949 |  | 740.5084 | 0 | 39.597 | 71.6895 | 0
25.04. | 7 | 852.8093 |  | 742.8183 | 0 | 38.391 | 71.6 | 0
25.04. | 8 | 853.418 |  | 745.28 | 0 | 36.18 | 71.958 | 0
25.04. | 9 | 854.2823 |  | 749.2708 | 0 | 32.964 | 72.0475 | 0
25.04. | 10 | 848.3333 |  | 745.3993 | 0 | 31.155 | 71.779 | 0
25.04. | 11 | 843.221 |  | 742.699 | 0 | 28.743 | 71.779 | 0
25.04. | 12 | 845.7109 |  | 743.0894 | 0 | 30.753 | 71.8685 | 0
25.04. | 13 | 845.1716 |  | 737.1466 | 0 | 36.783 | 71.242 | 0
25.04. | 14 | 844.2312 |  | 729.6422 | 0 | 44.421 | 70.168 | 0
25.04. | 15 | 853.2926 |  | 733.2751 | 0 | 49.044 | 70.9735 | 0
25.04. | 16 | 859.6621 |  | 731.9846 | 0 | 56.883 | 70.7945 | 0
25.04. | 17 | 869.1725 |  | 731.7135 | 0 | 66.933 | 70.526 | 0
25.04. | 18 | 885.2676 |  | 736.4851 | 0 | 77.988 | 70.7945 | 0
25.04. | 19 | 896.5663 |  | 744.0763 | 0 | 81.606 | 70.884 | 0
25.04. | 20 | 905.5516 |  | 744.1956 | 0 | 90.651 | 70.705 | 0
25.04. | 21 | 909.9023 |  | 744.7053 | 0 | 94.671 | 70.526 | 0
25.04. | 22 | 904.0397 |  | 745.0957 | 0 | 88.239 | 70.705 | 0
25.04. | 23 | 895.6829 |  | 741.1374 | 0 | 83.214 | 71.3315 | 0
25.04. | 24 | 893.6098 |  | 735.7368 | 0 | 86.631 | 71.242 | 0
26.04. | 1 | 893.5501 |  | 735.8561 | 0 | 86.631 | 71.063 | 0
26.04. | 2 | 887.0308 |  | 733.1558 | 0 | 82.812 | 71.063 | 0
26.04. | 3 | 880.4518 |  | 730.5748 | 0 | 78.993 | 70.884 | 0
26.04. | 4 | 878.7128 |  | 731.2038 | 0 | 76.983 | 70.526 | 0
26.04. | 5 | 877.8679 |  | 735.9429 | 0 | 71.757 | 70.168 | 0
26.04. | 6 | 891.4021 |  | 750.6156 | 0 | 70.35 | 70.4365 | 0
26.04. | 7 | 926.3383 |  | 791.0008 | 0 | 64.722 | 70.6155 | 0
26.04. | 8 | 918.5363 |  | 796.1303 | 0 | 52.059 | 70.347 | 0
26.04. | 9 | 900.0037 |  | 795.1977 | 0 | 35.175 | 69.631 | 0
26.04. | 10 | 885.5462 |  | 795.8592 | 0 | 19.698 | 69.989 | 0
26.04. | 11 | 877.1209 |  | 793.8204 | 0 | 12.864 | 70.4365 | 0
26.04. | 12 | 870.5937 |  | 791.3587 | 0 | 9.246 | 69.989 | 0
26.04. | 13 | 852.7367 |  | 773.3242 | 0 | 10.05 | 69.3625 | 0
26.04. | 14 | 851.9694 |  | 768.6719 | 0 | 14.472 | 68.8255 | 0
26.04. | 15 | 855.8672 |  | 767.5007 | 0 | 19.899 | 68.4675 | 0
26.04. | 16 | 867.9254 |  | 770.6239 | 0 | 27.939 | 69.3625 | 0
26.04. | 17 | 868.0282 |  | 761.0157 | 0 | 39.798 | 67.2145 | 0
26.04. | 18 | 888.3258 |  | 770.9493 | 0 | 49.446 | 67.9305 | 0
26.04. | 19 | 915.0036 |  | 780.7636 | 0 | 65.325 | 68.915 | 0
26.04. | 20 | 940.2753 |  | 789.0163 | 0 | 81.807 | 69.452 | 0
26.04. | 21 | 939.9785 |  | 782.4445 | 0 | 88.44 | 69.094 | 0
26.04. | 22 | 952.3071 |  | 782.0866 | 0 | 100.5 | 69.7205 | 0
26.04. | 23 | 960.1685 |  | 782.5095 | 0 | 107.133 | 70.526 | 0
26.04. | 24 | 916.7279 |  | 731.4749 | 0 | 114.369 | 70.884 | 0
27.04. | 1 | 915.1851 |  | 728.0806 | 0 | 117.384 | 69.7205 | 0
27.04. | 2 | 912.7404 |  | 726.9094 | 0 | 116.379 | 69.452 | 0
27.04. | 3 | 907.1039 |  | 723.0379 | 0 | 114.972 | 69.094 | 0
27.04. | 4 | 895.194 |  | 721.357 | 0 | 104.922 | 68.915 | 0
27.04. | 5 | 885.1964 |  | 725.5864 | 0 | 91.053 | 68.557 | 0
27.04. | 6 | 892.5548 |  | 745.8983 | 0 | 78.189 | 68.4675 | 0
27.04. | 7 | 923.4622 |  | 788.0837 | 0 | 66.732 | 68.6465 | 0
27.04. | 8 | 922.8707 |  | 797.0522 | 0 | 57.888 | 67.9305 | 0
27.04. | 9 | 925.0556 |  | 812.2346 | 0 | 44.622 | 68.199 | 0
27.04. | 10 | 915.0304 |  | 813.6444 | 0 | 33.366 | 68.02 | 0
27.04. | 11 | 905.1924 |  | 809.1439 | 0 | 27.939 | 68.1095 | 0
27.04. | 12 | 907.6641 |  | 809.0246 | 0 | 30.351 | 68.2885 | 0
27.04. | 13 | 909.3 |  | 806.1725 | 0 | 35.376 | 67.7515 | 0
27.04. | 14 | 886.0168 |  | 782.5313 | 0 | 35.376 | 68.1095 | 0
27.04. | 15 | 893.7309 |  | 786.0449 | 0 | 38.592 | 69.094 | 0
27.04. | 16 | 894.1511 |  | 786.5546 | 0 | 38.592 | 69.0045 | 0
27.04. | 17 | 907.8785 |  | 792.107 | 0 | 46.23 | 69.5415 | 0
27.04. | 18 | 923.2214 |  | 796.9979 | 0 | 56.682 | 69.5415 | 0
27.04. | 19 | 935.9014 |  | 804.7409 | 0 | 60.903 | 70.2575 | 0
27.04. | 20 | 959.2003 |  | 821.8103 | 0 | 67.938 | 69.452 | 0
27.04. | 21 | 964.2981 |  | 823.8491 | 0 | 71.355 | 69.094 | 0
27.04. | 22 | 936.1349 |  | 800.1754 | 0 | 67.134 | 68.8255 | 0
27.04. | 23 | 923.0753 |  | 792.8553 | 0 | 61.305 | 68.915 | 0
27.04. | 24 | 874.3744 |  | 747.4599 | 0 | 58.089 | 68.8255 | 0
28.04. | 1 | 870.1047 |  | 743.0787 | 0 | 58.29 | 68.736 | 0
28.04. | 2 | 877.0223 |  | 745.9308 | 0 | 61.908 | 69.1835 | 0
28.04. | 3 | 886.3541 |  | 746.0826 | 0 | 70.551 | 69.7205 | 0
28.04. | 4 | 885.3142 |  | 747.6117 | 0 | 68.34 | 69.3625 | 0
28.04. | 5 | 877.5862 |  | 747.5467 | 0 | 62.109 | 67.9305 | 0
28.04. | 6 | 873.6444 |  | 757.7189 | 0 | 47.637 | 68.2885 | 0
28.04. | 7 | 902.892 |  | 799.785 | 0 | 34.371 | 68.736 | 0
28.04. | 8 | 893.8694 |  | 800.2079 | 0 | 24.12 | 69.5415 | 0
28.04. | 9 | 878.0629 |  | 792.4649 | 0 | 16.683 | 68.915 | 0
28.04. | 10 | 870.1608 |  | 787.0643 | 0 | 14.271 | 68.8255 | 0
28.04. | 11 | 871.8344 |  | 784.0929 | 0 | 19.095 | 68.6465 | 0
28.04. | 12 | 881.4238 |  | 788.3873 | 0 | 23.316 | 69.7205 | 0
28.04. | 13 | 886.6847 |  | 786.8582 | 0 | 29.748 | 70.0785 | 0
28.04. | 14 | 887.8085 |  | 782.5095 | 0 | 34.773 | 70.526 | 0
28.04. | 15 | 880.8203 |  | 774.9183 | 0 | 35.376 | 70.526 | 0
28.04. | 16 | 882.3649 |  | 775.1894 | 0 | 36.381 | 70.7945 | 0
28.04. | 17 | 887.0397 |  | 775.3087 | 0 | 41.205 | 70.526 | 0
28.04. | 18 | 888.5528 |  | 782.6288 | 0 | 35.577 | 70.347 | 0
28.04. | 19 | 889.6997 |  | 786.8582 | 0 | 32.763 | 70.0785 | 0
28.04. | 20 | 886.7887 |  | 787.5197 | 0 | 28.743 | 70.526 | 0
28.04. | 21 | 885.0164 |  | 782.8674 | 0 | 32.16 | 69.989 | 0
28.04. | 22 | 870.4911 |  | 764.7461 | 0 | 35.577 | 70.168 | 0
28.04. | 23 | 866.6803 |  | 758.8358 | 0 | 37.587 | 70.2575 | 0
28.04. | 24 | 824.4696 |  | 710.7726 | 0 | 42.813 | 70.884 | 0
29.04. | 1 | 834.3041 |  | 710.1111 | 0 | 53.667 | 70.526 | 0
29.04. | 2 | 839.0241 |  | 709.4496 | 0 | 59.496 | 70.0785 | 0
29.04. | 3 | 854.7951 |  | 714.6116 | 0 | 69.747 | 70.4365 | 0
29.04. | 4 | 867.2568 |  | 720.2833 | 0 | 76.179 | 70.7945 | 0
29.04. | 5 | 880.2963 |  | 724.1223 | 0 | 85.827 | 70.347 | 0
29.04. | 6 | 897.5207 |  | 736.7237 | 0 | 90.45 | 70.347 | 0
29.04. | 7 | 959.8783 |  | 792.2913 | 0 | 96.882 | 70.705 | 0
29.04. | 8 | 978.0641 |  | 798.8631 | 0 | 108.138 | 71.063 | 0
29.04. | 9 | 979.3756 |  | 802.0731 | 0 | 106.329 | 70.9735 | 0
29.04. | 10 | 969.6858 |  | 792.9203 | 0 | 106.329 | 70.4365 | 0
29.04. | 11 | 967.44 |  | 785.0905 | 0 | 111.555 | 70.7945 | 0
29.04. | 12 | 972.0982 |  | 777.8897 | 0 | 123.414 | 70.7945 | 0
29.04. | 13 | 980.7579 |  | 775.8509 | 0 | 133.665 | 71.242 | 0
29.04. | 14 | 984.6039 |  | 774.5604 | 0 | 138.891 | 71.1525 | 0
29.04. | 15 | 991.6546 |  | 783.4421 | 0 | 136.881 | 71.3315 | 0
29.04. | 16 | 995.2629 |  | 786.8039 | 0 | 136.68 | 71.779 | 0
29.04. | 17 | 985.3799 |  | 786.7714 | 0 | 127.635 | 70.9735 | 0
29.04. | 18 | 966.1218 |  | 790.3393 | 0 | 105.525 | 70.2575 | 0
29.04. | 19 | 959.811 |  | 802.431 | 0 | 87.033 | 70.347 | 0
29.04. | 20 | 948.0202 |  | 806.1832 | 0 | 70.953 | 70.884 | 0
29.04. | 21 | 939.4724 |  | 808.6449 | 0 | 59.496 | 71.3315 | 0
29.04. | 22 | 921.0702 |  | 802.9732 | 0 | 47.034 | 71.063 | 0
29.04. | 23 | 915.327 |  | 803.125 | 0 | 40.602 | 71.6 | 0
29.04. | 24 | 843.1937 |  | 734.2077 | 0 | 37.386 | 71.6 | 0
30.04. | 1 | 829.0698 |  | 727.4298 | 0 | 29.145 | 72.495 | 0
30.04. | 2 | 816.5484 |  | 721.8774 | 0 | 22.713 | 71.958 | 0
30.04. | 3 | 814.1452 |  | 720.0772 | 0 | 22.11 | 71.958 | 0
30.04. | 4 | 813.0595 |  | 718.277 | 0 | 22.914 | 71.8685 | 0
30.04. | 5 | 809.9782 |  | 717.4962 | 0 | 20.703 | 71.779 | 0
30.04. | 6 | 812.6493 |  | 724.1873 | 0 | 16.683 | 71.779 | 0
30.04. | 7 | 867.3629 |  | 782.9649 | 0 | 12.261 | 72.137 | 0
30.04. | 8 | 868.3327 |  | 790.1657 | 0 | 6.03 | 72.137 | 0
30.04. | 9 | 865.9571 |  | 791.1851 | 0 | 2.814 | 71.958 | 0
30.04. | 10 | 866.0429 |  | 791.3369 | 0 | 2.211 | 72.495 | 0
30.04. | 11 | 865.2025 |  | 790.3175 | 0 | 2.211 | 72.674 | 0
30.04. | 12 | 859.5579 |  | 782.9974 | 0 | 3.618 | 72.9425 | 0
30.04. | 13 | 858.307 |  | 778.1065 | 0 | 7.437 | 72.7635 | 0
30.04. | 14 | 861.1807 |  | 777.9872 | 0 | 10.251 | 72.9425 | 0
30.04. | 15 | 867.6039 |  | 779.7874 | 0 | 14.874 | 72.9425 | 0
30.04. | 16 | 876.1187 |  | 781.8262 | 0 | 21.708 | 72.5845 | 0
30.04. | 17 | 874.6966 |  | 777.0546 | 0 | 25.326 | 72.316 | 0
30.04. | 18 | 879.8592 |  | 777.3257 | 0 | 29.949 | 72.5845 | 0
30.04. | 19 | 891.4629 |  | 785.5784 | 0 | 32.763 | 73.1215 | 0
30.04. | 20 | 905.6535 |  | 793.56 | 0 | 38.793 | 73.3005 | 0
30.04. | 21 | 905.8218 |  | 792.3888 | 0 | 40.401 | 73.032 | 0
30.04. | 22 | 904.9808 |  | 787.2593 | 0 | 44.421 | 73.3005 | 0
30.04. | 23 | 900.7083 |  | 781.4683 | 0 | 46.029 | 73.211 | 0
30.04. | 24 | 818.2514 |  | 705.1984 | 0 | 40.2 | 72.853 | 0
01.05. | 1 | 806.118 |  | 699.0495 | 0 | 33.768 | 73.3005 | 0
01.05. | 2 | 803.8473 |  | 699.1688 | 0 | 31.557 | 73.1215 | 0
01.05. | 3 | 807.2737 |  | 701.4787 | 0 | 32.763 | 73.032 | 0
01.05. | 4 | 807.4062 |  | 703.3982 | 0 | 31.155 | 72.853 | 0
01.05. | 5 | 809.7796 |  | 705.0791 | 0 | 31.758 | 72.9425 | 0
01.05. | 6 | 810.3317 |  | 703.3982 | 0 | 34.17 | 72.7635 | 0
01.05. | 7 | 810.7016 |  | 706.3371 | 0 | 31.959 | 72.4055 | 0
01.05. | 8 | 807.1615 |  | 706.7275 | 0 | 27.939 | 72.495 | 0
01.05. | 9 | 810.7861 |  | 707.6276 | 0 | 30.753 | 72.4055 | 0
01.05. | 10 | 811.772 |  | 708.6795 | 0 | 30.15 | 72.9425 | 0
01.05. | 11 | 808.2868 |  | 704.9273 | 0 | 30.954 | 72.4055 | 0
01.05. | 12 | 805.9382 |  | 704.6562 | 0 | 29.145 | 72.137 | 0
01.05. | 13 | 802.0216 |  | 701.2076 | 0 | 28.14 | 72.674 | 0
01.05. | 14 | 805.2049 |  | 700.0364 | 0 | 32.763 | 72.4055 | 0
01.05. | 15 | 809.7327 |  | 697.5747 | 0 | 40.2 | 71.958 | 0
01.05. | 16 | 822.8071 |  | 699.8846 | 0 | 51.054 | 71.8685 | 0
01.05. | 17 | 839.6013 |  | 705.5563 | 0 | 61.908 | 72.137 | 0
01.05. | 18 | 850.3771 |  | 710.8376 | 0 | 67.134 | 72.4055 | 0
01.05. | 19 | 854.8842 |  | 716.2382 | 0 | 66.33 | 72.316 | 0
01.05. | 20 | 865.3032 |  | 720.7387 | 0 | 72.159 | 72.4055 | 0
01.05. | 21 | 852.8654 |  | 718.0384 | 0 | 62.511 | 72.316 | 0
01.05. | 22 | 841.9969 |  | 717.3769 | 0 | 52.662 | 71.958 | 0
01.05. | 23 | 847.3341 |  | 723.0486 | 0 | 52.059 | 72.2265 | 0
01.05. | 24 | 835.8787 |  | 716.2382 | 0 | 47.235 | 72.4055 | 0
02.05. | 1 | 826.4757 |  | 707.2372 | 0 | 46.833 | 72.4055 | 0
02.05. | 2 | 826.4496 |  | 706.9661 | 0 | 47.436 | 72.0475 | 0
02.05. | 3 | 824.4769 |  | 706.4239 | 0 | 46.632 | 71.421 | 0
02.05. | 4 | 831.4482 |  | 712.3667 | 0 | 47.034 | 72.0475 | 0
02.05. | 5 | 829.561 |  | 717.648 | 0 | 39.597 | 72.316 | 0
02.05. | 6 | 828.2564 |  | 725.1199 | 0 | 30.552 | 72.5845 | 0
02.05. | 7 | 859.4015 |  | 762.653 | 0 | 24.522 | 72.2265 | 0
02.05. | 8 | 868.7976 |  | 776.4256 | 0 | 19.698 | 72.674 | 0
02.05. | 9 | 878.9521 |  | 790.5561 | 0 | 16.08 | 72.316 | 0
02.05. | 10 | 872.0826 |  | 787.9751 | 0 | 12.06 | 72.0475 | 0
02.05. | 11 | 868.8754 |  | 786.1749 | 0 | 10.653 | 72.0475 | 0
02.05. | 12 | 861.6331 |  | 779.6031 | 0 | 10.251 | 71.779 | 0
02.05. | 13 | 863.4384 |  | 779.7549 | 0 | 11.457 | 72.2265 | 0
02.05. | 14 | 843.9603 |  | 759.5623 | 0 | 12.261 | 72.137 | 0
02.05. | 15 | 840.8043 |  | 753.7713 | 0 | 15.075 | 71.958 | 0
02.05. | 16 | 840.7389 |  | 751.4289 | 0 | 17.889 | 71.421 | 0
02.05. | 17 | 842.1823 |  | 752.4483 | 0 | 18.492 | 71.242 | 0
02.05. | 18 | 842.2872 |  | 751.5482 | 0 | 19.497 | 71.242 | 0
02.05. | 19 | 855.6902 |  | 763.1627 | 0 | 20.301 | 72.2265 | 0
02.05. | 20 | 878.541 |  | 782.5745 | 0 | 23.919 | 72.0475 | 0
02.05. | 21 | 885.5578 |  | 782.0648 | 0 | 31.356 | 72.137 | 0
02.05. | 22 | 877.6931 |  | 766.7631 | 0 | 38.793 | 72.137 | 0
02.05. | 23 | 873.5889 |  | 759.8009 | 0 | 42.009 | 71.779 | 0
02.05. | 24 | 820.6127 |  | 707.2047 | 0 | 41.808 | 71.6 | 0
03.05. | 1 | 821.9085 |  | 701.533 | 0 | 49.044 | 71.3315 | 0
03.05. | 2 | 826.5921 |  | 699.8521 | 0 | 55.677 | 71.063 | 0
03.05. | 3 | 836.7467 |  | 704.6237 | 0 | 60.702 | 71.421 | 0
03.05. | 4 | 838.6448 |  | 704.2008 | 0 | 63.918 | 70.526 | 0
03.05. | 5 | 841.2299 |  | 707.0529 | 0 | 63.114 | 71.063 | 0
03.05. | 6 | 848.8421 |  | 716.5636 | 0 | 61.305 | 70.9735 | 0
03.05. | 7 | 887.7144 |  | 759.7684 | 0 | 56.883 | 71.063 | 0
03.05. | 8 | 891.9147 |  | 767.6307 | 0 | 52.863 | 71.421 | 0
03.05. | 9 | 880.6596 |  | 766.0691 | 0 | 43.617 | 70.9735 | 0
03.05. | 10 | 864.7985 |  | 756.797 | 0 | 37.386 | 70.6155 | 0
03.05. | 11 | 857.7381 |  | 751.2771 | 0 | 35.577 | 70.884 | 0
03.05. | 12 | 852.0237 |  | 747.0152 | 0 | 34.572 | 70.4365 | 0
03.05. | 13 | 840.0729 |  | 734.6199 | 0 | 36.18 | 69.273 | 0
03.05. | 14 | 839.1228 |  | 730.4773 | 0 | 39.999 | 68.6465 | 0
03.05. | 15 | 840.2248 |  | 729.8158 | 0 | 42.21 | 68.199 | 0
03.05. | 16 | 851.4081 |  | 733.8716 | 0 | 47.637 | 69.8995 | 0
03.05. | 17 | 864.1038 |  | 735.0428 | 0 | 58.893 | 70.168 | 0
03.05. | 18 | 885.3818 |  | 747.2538 | 0 | 68.139 | 69.989 | 0
03.05. | 19 | 889.4379 |  | 753.9449 | 0 | 65.325 | 70.168 | 0
03.05. | 20 | 892.8627 |  | 763.0652 | 0 | 59.898 | 69.8995 | 0
03.05. | 21 | 907.4347 |  | 769.5502 | 0 | 66.732 | 71.1525 | 0
03.05. | 22 | 917.9025 |  | 769.073 | 0 | 76.782 | 72.0475 | 0
03.05. | 23 | 932.3381 |  | 768.0536 | 0 | 92.058 | 72.2265 | 0
03.05. | 24 | 889.9128 |  | 717.7673 | 0 | 100.098 | 72.0475 | 0
04.05. | 1 | 900.1811 |  | 719.8386 | 0 | 107.937 | 72.4055 | 0
04.05. | 2 | 903.0142 |  | 718.7867 | 0 | 112.359 | 71.8685 | 0
04.05. | 3 | 905.5829 |  | 718.0059 | 0 | 115.977 | 71.6 | 0
04.05. | 4 | 905.8131 |  | 714.0151 | 0 | 120.198 | 71.6 | 0
04.05. | 5 | 911.8955 |  | 718.2445 | 0 | 122.409 | 71.242 | 0
04.05. | 6 | 918.1692 |  | 725.8357 | 0 | 121.002 | 71.3315 | 0
04.05. | 7 | 956.5525 |  | 760.6685 | 0 | 124.821 | 71.063 | 0
04.05. | 8 | 961.6711 |  | 769.9406 | 0 | 120.399 | 71.3315 | 0
04.05. | 9 | 972.7587 |  | 795.9242 | 0 | 105.324 | 71.5105 | 0
04.05. | 10 | 957.7807 |  | 795.2627 | 0 | 91.455 | 71.063 | 0
04.05. | 11 | 940.3104 |  | 793.2239 | 0 | 75.576 | 71.5105 | 0
04.05. | 12 | 932.7194 |  | 789.3199 | 0 | 72.963 | 70.4365 | 0
04.05. | 13 | 939.1217 |  | 795.2952 | 0 | 71.958 | 71.8685 | 0
04.05. | 14 | 916.1393 |  | 772.4023 | 0 | 71.958 | 71.779 | 0
04.05. | 15 | 914.5561 |  | 773.8121 | 0 | 69.144 | 71.6 | 0
04.05. | 16 | 907.7394 |  | 775.8834 | 0 | 59.898 | 71.958 | 0
04.05. | 17 | 897.0173 |  | 773.6928 | 0 | 51.456 | 71.8685 | 0
04.05. | 18 | 892.3585 |  | 776.7835 | 0 | 43.617 | 71.958 | 0
04.05. | 19 | 893.3531 |  | 785.3941 | 0 | 36.18 | 71.779 | 0
04.05. | 20 | 914.2222 |  | 802.3767 | 0 | 39.798 | 72.0475 | 0
04.05. | 21 | 927.2196 |  | 802.7346 | 0 | 53.064 | 71.421 | 0
04.05. | 22 | 917.3562 |  | 777.2607 | 0 | 68.943 | 71.1525 | 0
04.05. | 23 | 924.0801 |  | 775.7641 | 0 | 76.179 | 72.137 | 0
04.05. | 24 | 872.2763 |  | 723.5583 | 0 | 76.581 | 72.137 | 0
05.05. | 1 | 865.1986 |  | 715.9671 | 0 | 77.184 | 72.0475 | 0
05.05. | 2 | 860.0448 |  | 713.8958 | 0 | 74.37 | 71.779 | 0
05.05. | 3 | 859.2932 |  | 718.1252 | 0 | 69.747 | 71.421 | 0
05.05. | 4 | 862.1166 |  | 720.4351 | 0 | 70.35 | 71.3315 | 0
05.05. | 5 | 869.482 |  | 726.6165 | 0 | 71.355 | 71.5105 | 0
05.05. | 6 | 872.229 |  | 731.0845 | 0 | 70.35 | 70.7945 | 0
05.05. | 7 | 889.2705 |  | 753.5545 | 0 | 65.727 | 69.989 | 0
05.05. | 8 | 872.5748 |  | 749.7698 | 0 | 54.069 | 68.736 | 0
05.05. | 9 | 851.8888 |  | 742.0593 | 0 | 41.004 | 68.8255 | 0
05.05. | 10 | 845.4829 |  | 742.3304 | 0 | 33.969 | 69.1835 | 0
05.05. | 11 | 834.6496 |  | 734.4681 | 0 | 31.356 | 68.8255 | 0
05.05. | 12 | 829.2735 |  | 736.149 | 0 | 24.12 | 69.0045 | 0
05.05. | 13 | 814.9861 |  | 732.5161 | 0 | 14.271 | 68.199 | 0
05.05. | 14 | 804.3502 |  | 728.8507 | 0 | 8.643 | 66.8565 | 0
05.05. | 15 | 806.9834 |  | 731.9739 | 0 | 7.437 | 67.5725 | 0
05.05. | 16 | 809.2466 |  | 732.5161 | 0 | 8.442 | 68.2885 | 0
05.05. | 17 | 813.5512 |  | 735.3682 | 0 | 9.447 | 68.736 | 0
05.05. | 18 | 815.5109 |  | 737.7974 | 0 | 9.246 | 68.4675 | 0
05.05. | 19 | 822.8245 |  | 743.8595 | 0 | 10.05 | 68.915 | 0
05.05. | 20 | 828.6519 |  | 750.6699 | 0 | 9.246 | 68.736 | 0
05.05. | 21 | 829.6424 |  | 750.0084 | 0 | 11.256 | 68.378 | 0
05.05. | 22 | 828.8663 |  | 747.1563 | 0 | 13.869 | 67.841 | 0
05.05. | 23 | 835.1822 |  | 748.8697 | 0 | 17.487 | 68.8255 | 0
05.05. | 24 | 793.3983 |  | 702.2163 | 0 | 21.909 | 69.273 | 0
06.05. | 1 | 796.9108 |  | 699.0063 | 0 | 28.542 | 69.3625 | 0
06.05. | 2 | 799.727 |  | 696.306 | 0 | 33.969 | 69.452 | 0
06.05. | 3 | 798.0659 |  | 697.3254 | 0 | 31.557 | 69.1835 | 0
06.05. | 4 | 806.3254 |  | 707.6169 | 0 | 29.346 | 69.3625 | 0
06.05. | 5 | 807.4265 |  | 708.517 | 0 | 29.547 | 69.3625 | 0
06.05. | 6 | 814.881 |  | 714.2755 | 0 | 31.959 | 68.6465 | 0
06.05. | 7 | 871.9884 |  | 772.5434 | 0 | 30.351 | 69.094 | 0
06.05. | 8 | 881.9665 |  | 784.3965 | 0 | 27.939 | 69.631 | 0
06.05. | 9 | 878.5598 |  | 785.1448 | 0 | 24.321 | 69.094 | 0
06.05. | 10 | 866.0099 |  | 778.3344 | 0 | 18.492 | 69.1835 | 0
06.05. | 11 | 868.4346 |  | 782.1191 | 0 | 15.879 | 70.4365 | 0
06.05. | 12 | 859.9999 |  | 777.7704 | 0 | 11.256 | 70.9735 | 0
06.05. | 13 | 852.9228 |  | 774.2893 | 0 | 7.839 | 70.7945 | 0
06.05. | 14 | 843.983 |  | 767.7175 | 0 | 5.829 | 70.4365 | 0
06.05. | 15 | 842.63 |  | 765.1365 | 0 | 7.236 | 70.2575 | 0
06.05. | 16 | 845.2 |  | 763.217 | 0 | 11.457 | 70.526 | 0
06.05. | 17 | 861.9126 |  | 768.6501 | 0 | 22.11 | 71.1525 | 0
06.05. | 18 | 869.1753 |  | 773.0313 | 0 | 24.723 | 71.421 | 0
06.05. | 19 | 875.65 |  | 780.6225 | 0 | 23.517 | 71.5105 | 0
06.05. | 20 | 883.6306 |  | 790.5236 | 0 | 21.507 | 71.6 | 0
06.05. | 21 | 877.512 |  | 788.962 | 0 | 17.487 | 71.063 | 0
06.05. | 22 | 870.7917 |  | 786.2617 | 0 | 13.467 | 71.063 | 0
06.05. | 23 | 862.3425 |  | 781.2515 | 0 | 9.849 | 71.242 | 0
06.05. | 24 | 785.1597 |  | 705.2527 | 0 | 8.844 | 71.063 | 0
07.05. | 1 | 780.7553 |  | 701.6523 | 0 | 8.04 | 71.063 | 0
07.05. | 2 | 783.7979 |  | 704.4719 | 0 | 8.442 | 70.884 | 0
07.05. | 3 | 783.0988 |  | 703.5718 | 0 | 8.643 | 70.884 | 0
07.05. | 4 | 781.6176 |  | 703.0296 | 0 | 8.241 | 70.347 | 0
07.05. | 5 | 775.1859 |  | 697.3579 | 0 | 7.839 | 69.989 | 0
07.05. | 6 | 780.1154 |  | 700.5679 | 0 | 9.648 | 69.8995 | 0
07.05. | 7 | 834.9063 |  | 755.6258 | 0 | 8.844 | 70.4365 | 0
07.05. | 8 | 832.9211 |  | 757.0356 | 0 | 5.628 | 70.2575 | 0
07.05. | 9 | 828.9915 |  | 755.474 | 0 | 3.618 | 69.8995 | 0
07.05. | 10 | 826.5613 |  | 754.9643 | 0 | 1.608 | 69.989 | 0
07.05. | 11 | 826.9102 |  | 755.9837 | 0 | 1.206 | 69.7205 | 0
07.05. | 12 | 824.0877 |  | 752.1122 | 0 | 2.613 | 69.3625 | 0
07.05. | 13 | 830.1247 |  | 753.4352 | 0 | 6.432 | 70.2575 | 0
07.05. | 14 | 837.8764 |  | 750.7349 | 0 | 16.884 | 70.2575 | 0
07.05. | 15 | 851.5165 |  | 753.587 | 0 | 27.135 | 70.7945 | 0
07.05. | 16 | 860.9971 |  | 753.1966 | 0 | 37.185 | 70.6155 | 0
07.05. | 17 | 862.4675 |  | 752.9255 | 0 | 39.195 | 70.347 | 0
07.05. | 18 | 862.5212 |  | 756.0162 | 0 | 35.979 | 70.526 | 0
07.05. | 19 | 867.5689 |  | 766.2209 | 0 | 29.748 | 71.6 | 0
07.05. | 20 | 871.1335 |  | 772.912 | 0 | 26.532 | 71.6895 | 0
07.05. | 21 | 877.3202 |  | 772.1312 | 0 | 33.768 | 71.421 | 0
07.05. | 22 | 878.0466 |  | 766.0691 | 0 | 41.004 | 70.9735 | 0
07.05. | 23 | 881.8226 |  | 764.1496 | 0 | 46.431 | 71.242 | 0
07.05. | 24 | 818.9556 |  | 702.4006 | 0 | 46.029 | 70.526 | 0
08.05. | 1 | 815.1281 |  | 698.5291 | 0 | 46.431 | 70.168 | 0
08.05. | 2 | 810.732 |  | 693.0635 | 0 | 48.843 | 68.8255 | 0
08.05. | 3 | 807.3429 |  | 690.2114 | 0 | 48.843 | 68.2885 | 0
08.05. | 4 | 799.1443 |  | 688.0208 | 0 | 43.014 | 68.1095 | 0
08.05. | 5 | 791.1574 |  | 687.0014 | 0 | 35.778 | 68.378 | 0
08.05. | 6 | 797.9926 |  | 695.2216 | 0 | 34.572 | 68.199 | 0
08.05. | 7 | 855.9652 |  | 755.9187 | 0 | 31.758 | 68.2885 | 0
08.05. | 8 | 863.8572 |  | 764.2582 | 0 | 31.758 | 67.841 | 0
08.05. | 9 | 864.3377 |  | 768.7587 | 0 | 27.738 | 67.841 | 0
08.05. | 10 | 858.9204 |  | 765.3969 | 0 | 26.13 | 67.3935 | 0
08.05. | 11 | 857.4849 |  | 764.1389 | 0 | 25.326 | 68.02 | 0
08.05. | 12 | 855.5662 |  | 761.0157 | 0 | 27.336 | 67.2145 | 0
08.05. | 13 | 871.7908 |  | 762.6098 | 0 | 40.803 | 68.378 | 0
08.05. | 14 | 872.8246 |  | 758.1961 | 0 | 47.235 | 67.3935 | 0
08.05. | 15 | 880.1664 |  | 755.7344 | 0 | 57.486 | 66.946 | 0
08.05. | 16 | 898.6623 |  | 761.3193 | 0 | 69.144 | 68.199 | 0
08.05. | 17 | 907.3053 |  | 761.3193 | 0 | 77.787 | 68.199 | 0
08.05. | 18 | 921.8907 |  | 764.2907 | 0 | 89.043 | 68.557 | 0
08.05. | 19 | 929.3983 |  | 769.0298 | 0 | 92.259 | 68.1095 | 0
08.05. | 20 | 924.5598 |  | 768.3683 | 0 | 88.44 | 67.7515 | 0
08.05. | 21 | 918.5188 |  | 772.8688 | 0 | 77.988 | 67.662 | 0
08.05. | 22 | 896.2691 |  | 765.9391 | 0 | 62.31 | 68.02 | 0
08.05. | 23 | 884.9943 |  | 761.3193 | 0 | 55.476 | 68.199 | 0
08.05. | 24 | 812.2282 |  | 683.2817 | 0 | 60.3 | 68.6465 | 0
09.05. | 1 | 810.4513 |  | 680.3428 | 0 | 61.104 | 69.0045 | 0
09.05. | 2 | 798.9173 |  | 678.3908 | 0 | 52.059 | 68.4675 | 0
09.05. | 3 | 794.625 |  | 678.9005 | 0 | 47.436 | 68.2885 | 0
09.05. | 4 | 786.8409 |  | 674.7579 | 0 | 44.421 | 67.662 | 0
09.05. | 5 | 788.73 |  | 672.448 | 0 | 48.441 | 67.841 | 0
09.05. | 6 | 797.399 |  | 682.078 | 0 | 47.838 | 67.483 | 0
09.05. | 7 | 841.4994 |  | 731.9414 | 0 | 42.612 | 66.946 | 0
09.05. | 8 | 837.4366 |  | 733.7091 | 0 | 37.587 | 66.1405 | 0
09.05. | 9 | 847.3938 |  | 747.6878 | 0 | 34.371 | 65.335 | 0
09.05. | 10 | 853.5872 |  | 753.9017 | 0 | 33.366 | 66.3195 | 0
09.05. | 11 | 857.4398 |  | 753.5113 | 0 | 37.788 | 66.1405 | 0
09.05. | 12 | 866.4776 |  | 748.5011 | 0 | 51.657 | 66.3195 | 0
09.05. | 13 | 870.8089 |  | 740.2809 | 0 | 64.119 | 66.409 | 0
09.05. | 14 | 852.7315 |  | 713.5165 | 0 | 73.164 | 66.051 | 0
09.05. | 15 | 863.4078 |  | 712.3778 | 0 | 84.621 | 66.409 | 0
09.05. | 16 | 880.9303 |  | 714.9588 | 0 | 99.294 | 66.6775 | 0
09.05. | 17 | 878.4307 |  | 717.9302 | 0 | 93.465 | 67.0355 | 0
09.05. | 18 | 888.5228 |  | 721.4113 | 0 | 99.897 | 67.2145 | 0
09.05. | 19 | 893.0582 |  | 724.3827 | 0 | 101.103 | 67.5725 | 0
09.05. | 20 | 911.042 |  | 741.875 | 0 | 101.505 | 67.662 | 0
09.05. | 21 | 916.3119 |  | 742.2329 | 0 | 107.133 | 66.946 | 0
09.05. | 22 | 902.6213 |  | 722.6693 | 0 | 113.364 | 66.588 | 0
09.05. | 23 | 897.3153 |  | 715.6203 | 0 | 114.57 | 67.125 | 0
09.05. | 24 | 852.5298 |  | 665.4533 | 0 | 120.399 | 66.6775 | 0
10.05. | 1 | 847.1307 |  | 662.6012 | 0 | 118.389 | 66.1405 | 0
10.05. | 2 | 845.6085 |  | 662.753 | 0 | 116.178 | 66.6775 | 0
10.05. | 3 | 844.5765 |  | 664.0435 | 0 | 113.766 | 66.767 | 0
10.05. | 4 | 841.5854 |  | 667.0149 | 0 | 107.535 | 67.0355 | 0
10.05. | 5 | 829.828 |  | 664.64 | 0 | 99.495 | 65.693 | 0
10.05. | 6 | 838.0805 |  | 673.6085 | 0 | 99.495 | 64.977 | 0
10.05. | 7 | 886.5698 |  | 723.9273 | 0 | 96.681 | 65.9615 | 0
10.05. | 8 | 884.0598 |  | 735.5093 | 0 | 82.41 | 66.1405 | 0
10.05. | 9 | 870.6198 |  | 734.2188 | 0 | 70.35 | 66.051 | 0
10.05. | 10 | 843.775 |  | 724.437 | 0 | 53.466 | 65.872 | 0
10.05. | 11 | 815.4886 |  | 710.5126 | 0 | 39.999 | 64.977 | 0
10.05. | 12 | 806.5252 |  | 710.7512 | 0 | 31.155 | 64.619 | 0
10.05. | 13 | 796.3254 |  | 706.7604 | 0 | 25.125 | 64.44 | 0
10.05. | 14 | 793.8855 |  | 709.6125 | 0 | 19.296 | 64.977 | 0
10.05. | 15 | 788.7126 |  | 708.5931 | 0 | 14.874 | 65.2455 | 0
10.05. | 16 | 789.3619 |  | 711.9874 | 0 | 11.055 | 66.3195 | 0
10.05. | 17 | 792.821 |  | 715.4685 | 0 | 10.854 | 66.4985 | 0
10.05. | 18 | 806.278 |  | 724.502 | 0 | 14.472 | 67.304 | 0
10.05. | 19 | 805.675 |  | 724.502 | 0 | 13.869 | 67.304 | 0
10.05. | 20 | 805.5892 |  | 724.3502 | 0 | 14.472 | 66.767 | 0
10.05. | 21 | 805.799 |  | 722.55 | 0 | 16.482 | 66.767 | 0
10.05. | 22 | 808.3492 |  | 726.9312 | 0 | 14.472 | 66.946 | 0
10.05. | 23 | 810.2534 |  | 729.3929 | 0 | 13.467 | 67.3935 | 0
10.05. | 24 | 758.0018 |  | 673.8578 | 0 | 16.482 | 67.662 | 0
11.05. | 1 | 756.9095 |  | 671.1575 | 0 | 18.09 | 67.662 | 0
11.05. | 2 | 759.2982 |  | 672.2962 | 0 | 19.698 | 67.304 | 0
11.05. | 3 | 762.6919 |  | 673.4349 | 0 | 22.311 | 66.946 | 0
11.05. | 4 | 765.3479 |  | 675.3544 | 0 | 23.316 | 66.6775 | 0
11.05. | 5 | 772.0506 |  | 681.6551 | 0 | 23.718 | 66.6775 | 0
11.05. | 6 | 787.0785 |  | 694.918 | 0 | 25.125 | 67.0355 | 0
11.05. | 7 | 825.1644 |  | 734.5224 | 0 | 23.517 | 67.125 | 0
11.05. | 8 | 818.2091 |  | 731.7896 | 0 | 20.1 | 66.3195 | 0
11.05. | 9 | 824.4871 |  | 743.3391 | 0 | 15.276 | 65.872 | 0
11.05. | 10 | 822.0032 |  | 739.7387 | 0 | 16.482 | 65.7825 | 0
11.05. | 11 | 811.1745 |  | 730.163 | 0 | 16.482 | 64.5295 | 0
11.05. | 12 | 814.5171 |  | 734.9346 | 0 | 14.874 | 64.7085 | 0
11.05. | 13 | 819.801 |  | 737.9385 | 0 | 16.08 | 65.7825 | 0
11.05. | 14 | 800.9617 |  | 714.6552 | 0 | 20.703 | 65.6035 | 0
11.05. | 15 | 805.0436 |  | 711.8356 | 0 | 27.336 | 65.872 | 0
11.05. | 16 | 817.8363 |  | 712.3453 | 0 | 39.798 | 65.693 | 0
11.05. | 17 | 832.1158 |  | 716.2168 | 0 | 49.848 | 66.051 | 0
11.05. | 18 | 845.5643 |  | 721.3788 | 0 | 57.687 | 66.4985 | 0
11.05. | 19 | 857.6939 |  | 737.0384 | 0 | 54.873 | 65.7825 | 0
11.05. | 20 | 874.3062 |  | 757.1117 | 0 | 51.054 | 66.1405 | 0
11.05. | 21 | 875.032 |  | 762.393 | 0 | 46.23 | 66.409 | 0
11.05. | 22 | 855.171 |  | 741.1485 | 0 | 48.24 | 65.7825 | 0
11.05. | 23 | 864.109 |  | 735.39 | 0 | 62.31 | 66.409 | 0
11.05. | 24 | 816.6001 |  | 689.3981 | 0 | 59.898 | 67.304 | 0
12.05. | 1 | 823.1464 |  | 690.8079 | 0 | 65.124 | 67.2145 | 0
12.05. | 2 | 846.7422 |  | 689.6367 | 0 | 90.249 | 66.8565 | 0
12.05. | 3 | 864.6573 |  | 689.9078 | 0 | 107.535 | 67.2145 | 0
12.05. | 4 | 874.7801 |  | 691.9466 | 0 | 115.977 | 66.8565 | 0
12.05. | 5 | 885.1265 |  | 698.0955 | 0 | 120.801 | 66.23 | 0
12.05. | 6 | 886.7954 |  | 706.1964 | 0 | 114.369 | 66.23 | 0
12.05. | 7 | 915.9921 |  | 746.5816 | 0 | 102.912 | 66.4985 | 0
12.05. | 8 | 910.4062 |  | 750.0627 | 0 | 93.666 | 66.6775 | 0
12.05. | 9 | 909.5283 |  | 743.8488 | 0 | 99.897 | 65.7825 | 0
12.05. | 10 | 907.2573 |  | 734.1863 | 0 | 107.736 | 65.335 | 0
12.05. | 11 | 902.9705 |  | 733.4705 | 0 | 102.912 | 66.588 | 0
12.05. | 12 | 908.4208 |  | 732.3318 | 0 | 109.143 | 66.946 | 0
12.05. | 13 | 907.1497 |  | 724.3177 | 0 | 116.781 | 66.051 | 0
12.05. | 14 | 919.8906 |  | 724.7081 | 0 | 129.042 | 66.1405 | 0
12.05. | 15 | 926.1335 |  | 718.646 | 0 | 141.705 | 65.7825 | 0
12.05. | 16 | 934.1149 |  | 722.9404 | 0 | 144.318 | 66.8565 | 0
12.05. | 17 | 937.1917 |  | 729.4797 | 0 | 141.303 | 66.409 | 0
12.05. | 18 | 944.8482 |  | 739.7712 | 0 | 138.489 | 66.588 | 0
12.05. | 19 | 946.6984 |  | 744.8139 | 0 | 134.67 | 67.2145 | 0
12.05. | 20 | 937.8098 |  | 749.7048 | 0 | 120.801 | 67.304 | 0
12.05. | 21 | 925.0419 |  | 750.6049 | 0 | 107.133 | 67.304 | 0
12.05. | 22 | 912.3877 |  | 748.8047 | 0 | 96.279 | 67.304 | 0
12.05. | 23 | 897.2509 |  | 742.2654 | 0 | 87.234 | 67.7515 | 0
12.05. | 24 | 839.4274 |  | 690.8079 | 0 | 81.405 | 67.2145 | 0
13.05. | 1 | 832.4427 |  | 688.3787 | 0 | 76.581 | 67.483 | 0
13.05. | 2 | 822.0399 |  | 681.7744 | 0 | 73.767 | 66.4985 | 0
13.05. | 3 | 817.7928 |  | 681.5033 | 0 | 70.149 | 66.1405 | 0
13.05. | 4 | 823.1146 |  | 688.0751 | 0 | 68.541 | 66.4985 | 0
13.05. | 5 | 828.3548 |  | 694.4083 | 0 | 66.732 | 67.2145 | 0
13.05. | 6 | 839.6359 |  | 705.5999 | 0 | 66.732 | 67.304 | 0
13.05. | 7 | 897.9223 |  | 765.1583 | 0 | 64.923 | 67.841 | 0
13.05. | 8 | 895.9581 |  | 768.4876 | 0 | 59.898 | 67.5725 | 0
13.05. | 9 | 892.646 |  | 767.5875 | 0 | 57.486 | 67.5725 | 0
13.05. | 10 | 890.8015 |  | 765.0065 | 0 | 58.491 | 67.304 | 0
13.05. | 11 | 884.3544 |  | 760.2349 | 0 | 57.084 | 67.0355 | 0
13.05. | 12 | 867.8557 |  | 746.8202 | 0 | 55.074 | 65.9615 | 0
13.05. | 13 | 863.2161 |  | 739.5001 | 0 | 57.486 | 66.23 | 0
13.05. | 14 | 871.2355 |  | 738.0035 | 0 | 65.928 | 67.304 | 0
13.05. | 15 | 882.4281 |  | 738.2746 | 0 | 76.581 | 67.5725 | 0
13.05. | 16 | 904.6679 |  | 744.8789 | 0 | 91.053 | 68.736 | 0
13.05. | 17 | 923.2544 |  | 752.5894 | 0 | 102.108 | 68.557 | 0
13.05. | 18 | 931.5363 |  | 763.3038 | 0 | 98.691 | 69.5415 | 0
13.05. | 19 | 932.2709 |  | 766.7849 | 0 | 95.676 | 69.81 | 0
13.05. | 20 | 928.9199 |  | 773.2374 | 0 | 85.425 | 70.2575 | 0
13.05. | 21 | 921.2567 |  | 771.4047 | 0 | 80.4 | 69.452 | 0
13.05. | 22 | 910.381 |  | 765.733 | 0 | 75.375 | 69.273 | 0
13.05. | 23 | 902.1109 |  | 760.3649 | 0 | 71.757 | 69.989 | 0
13.05. | 24 | 828.2908 |  | 692.6188 | 0 | 65.325 | 70.347 | 0
14.05. | 1 | 828.674 |  | 687.999 | 0 | 70.149 | 70.526 | 0
14.05. | 2 | 845.7414 |  | 691.5994 | 0 | 83.616 | 70.526 | 0
14.05. | 3 | 858.0485 |  | 689.257 | 0 | 98.892 | 69.8995 | 0
14.05. | 4 | 863.4968 |  | 685.5048 | 0 | 108.54 | 69.452 | 0
14.05. | 5 | 866.9647 |  | 687.1857 | 0 | 110.148 | 69.631 | 0
14.05. | 6 | 866.047 |  | 689.886 | 0 | 106.53 | 69.631 | 0
14.05. | 7 | 905.1363 |  | 736.3008 | 0 | 99.294 | 69.5415 | 0
14.05. | 8 | 881.8485 |  | 727.777 | 0 | 85.425 | 68.6465 | 0
14.05. | 9 | 874.3948 |  | 729.8158 | 0 | 76.38 | 68.199 | 0
14.05. | 10 | 880.4236 |  | 737.0491 | 0 | 74.37 | 69.0045 | 0
14.05. | 11 | 881.3698 |  | 735.6068 | 0 | 77.385 | 68.378 | 0
14.05. | 12 | 878.7983 |  | 734.9778 | 0 | 75.174 | 68.6465 | 0
14.05. | 13 | 877.2261 |  | 731.8871 | 0 | 76.782 | 68.557 | 0
14.05. | 14 | 885.5211 |  | 729.3061 | 0 | 87.837 | 68.378 | 0
14.05. | 15 | 893.7169 |  | 730.0869 | 0 | 95.073 | 68.557 | 0
14.05. | 16 | 897.6502 |  | 731.4967 | 0 | 97.686 | 68.4675 | 0
14.05. | 17 | 897.1009 |  | 734.5874 | 0 | 93.867 | 68.6465 | 0
14.05. | 18 | 889.254 |  | 734.826 | 0 | 86.229 | 68.199 | 0
14.05. | 19 | 883.0287 |  | 737.2877 | 0 | 77.184 | 68.557 | 0
14.05. | 20 | 893.3985 |  | 748.3925 | 0 | 75.375 | 69.631 | 0
14.05. | 21 | 900.4938 |  | 752.3833 | 0 | 78.39 | 69.7205 | 0
14.05. | 22 | 896.5096 |  | 749.2926 | 0 | 77.586 | 69.631 | 0
14.05. | 23 | 886.7118 |  | 745.3018 | 0 | 71.958 | 69.452 | 0
14.05. | 24 | 823.7249 |  | 685.7759 | 0 | 68.139 | 69.81 | 0
15.05. | 1 | 815.6773 |  | 680.3428 | 0 | 66.33 | 69.0045 | 0
15.05. | 2 | 824.075 |  | 679.562 | 0 | 75.777 | 68.736 | 0
15.05. | 3 | 838.7835 |  | 682.143 | 0 | 87.636 | 69.0045 | 0
15.05. | 4 | 845.3449 |  | 688.3244 | 0 | 87.837 | 69.1835 | 0
15.05. | 5 | 846.8335 |  | 688.563 | 0 | 89.445 | 68.8255 | 0
15.05. | 6 | 853.1226 |  | 695.2541 | 0 | 89.043 | 68.8255 | 0
15.05. | 7 | 904.5344 |  | 753.8799 | 0 | 82.008 | 68.6465 | 0
15.05. | 8 | 895.3833 |  | 762.0133 | 0 | 63.918 | 69.452 | 0
15.05. | 9 | 875.4773 |  | 760.6903 | 0 | 46.23 | 68.557 | 0
15.05. | 10 | 859.0305 |  | 753.4895 | 0 | 36.984 | 68.557 | 0
15.05. | 11 | 852.6955 |  | 752.828 | 0 | 31.758 | 68.1095 | 0
15.05. | 12 | 849.9431 |  | 755.6801 | 0 | 25.527 | 68.736 | 0
15.05. | 13 | 839.8076 |  | 749.8566 | 0 | 22.11 | 67.841 | 0
15.05. | 14 | 843.8076 |  | 752.4701 | 0 | 22.512 | 68.8255 | 0
15.05. | 15 | 847.9134 |  | 752.6219 | 0 | 25.929 | 69.3625 | 0
15.05. | 16 | 855.1915 |  | 756.103 | 0 | 29.547 | 69.5415 | 0
15.05. | 17 | 867.906 |  | 761.894 | 0 | 36.381 | 69.631 | 0
15.05. | 18 | 873.1778 |  | 765.2233 | 0 | 38.592 | 69.3625 | 0
15.05. | 19 | 882.8321 |  | 771.7951 | 0 | 41.406 | 69.631 | 0
15.05. | 20 | 893.1449 |  | 778.3344 | 0 | 45.627 | 69.1835 | 0
15.05. | 21 | 895.479 |  | 777.944 | 0 | 48.441 | 69.094 | 0
15.05. | 22 | 889.1704 |  | 771.8819 | 0 | 48.642 | 68.6465 | 0
15.05. | 23 | 893.8886 |  | 774.3436 | 0 | 50.451 | 69.094 | 0
15.05. | 24 | 821.207 |  | 697.5965 | 0 | 54.069 | 69.5415 | 0
16.05. | 1 | 827.4201 |  | 691.4151 | 0 | 66.732 | 69.273 | 0
16.05. | 2 | 841.3852 |  | 692.3152 | 0 | 79.797 | 69.273 | 0
16.05. | 3 | 843.0575 |  | 690.4825 | 0 | 84.018 | 68.557 | 0
16.05. | 4 | 844.1893 |  | 689.9403 | 0 | 86.229 | 68.02 | 0
16.05. | 5 | 852.8838 |  | 695.7313 | 0 | 89.043 | 68.1095 | 0
16.05. | 6 | 866.6366 |  | 706.8036 | 0 | 91.455 | 68.378 | 0
16.05. | 7 | 901.993 |  | 747.6985 | 0 | 85.827 | 68.4675 | 0
16.05. | 8 | 888.596 |  | 748.3275 | 0 | 72.159 | 68.1095 | 0
16.05. | 9 | 892.2548 |  | 768.4008 | 0 | 55.476 | 68.378 | 0
16.05. | 10 | 866.9131 |  | 759.5191 | 0 | 39.195 | 68.199 | 0
16.05. | 11 | 857.2912 |  | 759.7902 | 0 | 28.944 | 68.557 | 0
16.05. | 12 | 844.3985 |  | 752.7955 | 0 | 24.12 | 67.483 | 0
16.05. | 13 | 832.8424 |  | 744.7489 | 0 | 22.311 | 65.7825 | 0
16.05. | 14 | 805.2136 |  | 718.9496 | 0 | 19.497 | 66.767 | 0
16.05. | 15 | 803.802 |  | 720.663 | 0 | 15.477 | 67.662 | 0
16.05. | 16 | 809.1857 |  | 724.4152 | 0 | 16.482 | 68.2885 | 0
16.05. | 17 | 813.8093 |  | 728.5253 | 0 | 17.085 | 68.199 | 0
16.05. | 18 | 825.5675 |  | 738.6975 | 0 | 18.492 | 68.378 | 0
16.05. | 19 | 829.3338 |  | 740.1398 | 0 | 20.1 | 69.094 | 0
16.05. | 20 | 853.1751 |  | 758.8901 | 0 | 25.728 | 68.557 | 0
16.05. | 21 | 861.3309 |  | 762.8484 | 0 | 30.552 | 67.9305 | 0
16.05. | 22 | 849.5908 |  | 749.1408 | 0 | 31.356 | 69.094 | 0
16.05. | 23 | 837.7403 |  | 737.5588 | 0 | 31.356 | 68.8255 | 0
16.05. | 24 | 794.9979 |  | 688.9859 | 0 | 36.381 | 69.631 | 0
17.05. | 1 | 800.2909 |  | 684.5179 | 0 | 45.426 | 70.347 | 0
17.05. | 2 | 807.975 |  | 682.1755 | 0 | 56.079 | 69.7205 | 0
17.05. | 3 | 815.5969 |  | 688.3244 | 0 | 58.089 | 69.1835 | 0
17.05. | 4 | 828.0052 |  | 700.6872 | 0 | 57.687 | 69.631 | 0
17.05. | 5 | 836.3332 |  | 709.0592 | 0 | 57.285 | 69.989 | 0
17.05. | 6 | 838.7291 |  | 715.2081 | 0 | 54.069 | 69.452 | 0
17.05. | 7 | 882.003 |  | 760.6035 | 0 | 51.858 | 69.5415 | 0
17.05. | 8 | 872.2589 |  | 759.7034 | 0 | 43.014 | 69.5415 | 0
17.05. | 9 | 849.0591 |  | 748.6311 | 0 | 31.155 | 69.273 | 0
17.05. | 10 | 834.3594 |  | 744.2499 | 0 | 21.105 | 69.0045 | 0
17.05. | 11 | 819.6882 |  | 741.1267 | 0 | 10.452 | 68.1095 | 0
17.05. | 12 | 814.0863 |  | 741.3978 | 0 | 4.221 | 68.4675 | 0
17.05. | 13 | 800.6212 |  | 728.9157 | 0 | 3.417 | 68.2885 | 0
17.05. | 14 | 806.4256 |  | 731.1931 | 0 | 7.839 | 67.3935 | 0
17.05. | 15 | 822.9479 |  | 737.7974 | 0 | 16.683 | 68.4675 | 0
17.05. | 16 | 839.3307 |  | 741.1592 | 0 | 29.346 | 68.8255 | 0
17.05. | 17 | 859.7806 |  | 746.7116 | 0 | 43.617 | 69.452 | 0
17.05. | 18 | 875.9463 |  | 756.2223 | 0 | 50.451 | 69.273 | 0
17.05. | 19 | 894.7248 |  | 762.0458 | 0 | 62.511 | 70.168 | 0
17.05. | 20 | 897.6597 |  | 764.3557 | 0 | 63.315 | 69.989 | 0
17.05. | 21 | 891.3775 |  | 768.3465 | 0 | 52.863 | 70.168 | 0
17.05. | 22 | 895.6946 |  | 769.2466 | 0 | 56.28 | 70.168 | 0
17.05. | 23 | 916.6355 |  | 770.331 | 0 | 74.973 | 71.3315 | 0
17.05. | 24 | 854.1215 |  | 709.8725 | 0 | 73.365 | 70.884 | 0
18.05. | 1 | 831.4292 |  | 702.0102 | 0 | 58.893 | 70.526 | 0
18.05. | 2 | 819.0366 |  | 698.5291 | 0 | 50.25 | 70.2575 | 0
18.05. | 3 | 820.882 |  | 699.5485 | 0 | 51.255 | 70.0785 | 0
18.05. | 4 | 826.2047 |  | 704.5587 | 0 | 51.657 | 69.989 | 0
18.05. | 5 | 829.7884 |  | 710.1979 | 0 | 50.049 | 69.5415 | 0
18.05. | 6 | 844.8521 |  | 720.3701 | 0 | 54.672 | 69.81 | 0
18.05. | 7 | 882.3438 |  | 758.1743 | 0 | 54.27 | 69.8995 | 0
18.05. | 8 | 878.3992 |  | 766.9367 | 0 | 41.205 | 70.2575 | 0
18.05. | 9 | 895.9919 |  | 789.2874 | 0 | 36.984 | 69.7205 | 0
18.05. | 10 | 880.042 |  | 774.7665 | 0 | 35.376 | 69.8995 | 0
18.05. | 11 | 873.6122 |  | 772.0662 | 0 | 31.557 | 69.989 | 0
18.05. | 12 | 866.9531 |  | 771.7951 | 0 | 25.527 | 69.631 | 0
18.05. | 13 | 856.2043 |  | 765.2233 | 0 | 21.708 | 69.273 | 0
18.05. | 14 | 819.5479 |  | 730.0869 | 0 | 20.904 | 68.557 | 0
18.05. | 15 | 828.0851 |  | 732.5486 | 0 | 26.532 | 69.0045 | 0
18.05. | 16 | 830.0141 |  | 736.4201 | 0 | 24.321 | 69.273 | 0
18.05. | 17 | 836.6437 |  | 746.3537 | 0 | 20.301 | 69.989 | 0
18.05. | 18 | 843.0266 |  | 757.0031 | 0 | 16.482 | 69.5415 | 0
18.05. | 19 | 843.7329 |  | 762.9134 | 0 | 11.457 | 69.3625 | 0
18.05. | 20 | 865.1067 |  | 781.6962 | 0 | 13.869 | 69.5415 | 0
18.05. | 21 | 871.3596 |  | 782.0541 | 0 | 20.301 | 69.0045 | 0
18.05. | 22 | 850.1583 |  | 762.0133 | 0 | 18.693 | 69.452 | 0
18.05. | 23 | 839.0242 |  | 753.4027 | 0 | 16.08 | 69.5415 | 0
18.05. | 24 | 791.1267 |  | 703.8972 | 0 | 17.688 | 69.5415 | 0
19.05. | 1 | 787.4456 |  | 698.4966 | 0 | 19.497 | 69.452 | 0
19.05. | 2 | 786.33 |  | 696.935 | 0 | 20.301 | 69.094 | 0
19.05. | 3 | 796.9887 |  | 699.3967 | 0 | 28.14 | 69.452 | 0
19.05. | 4 | 811.8903 |  | 702.2163 | 0 | 40.401 | 69.273 | 0
19.05. | 5 | 821.5753 |  | 707.3458 | 0 | 45.225 | 69.0045 | 0
19.05. | 6 | 830.0591 |  | 716.4986 | 0 | 44.019 | 69.5415 | 0
19.05. | 7 | 866.6476 |  | 757.6646 | 0 | 38.994 | 69.989 | 0
19.05. | 8 | 868.0769 |  | 767.4464 | 0 | 30.552 | 70.0785 | 0
19.05. | 9 | 851.2296 |  | 762.7941 | 0 | 18.894 | 69.5415 | 0
19.05. | 10 | 830.4585 |  | 749.683 | 0 | 11.055 | 69.7205 | 0
19.05. | 11 | 822.3764 |  | 746.2019 | 0 | 6.633 | 69.5415 | 0
19.05. | 12 | 818.4091 |  | 744.7596 | 0 | 4.824 | 68.8255 | 0
19.05. | 13 | 817.1941 |  | 742.8726 | 0 | 4.422 | 69.8995 | 0
19.05. | 14 | 822.182 |  | 747.102 | 0 | 5.628 | 69.452 | 0
19.05. | 15 | 833.8579 |  | 753.2834 | 0 | 10.854 | 69.7205 | 0
19.05. | 16 | 837.9043 |  | 747.8828 | 0 | 20.301 | 69.7205 | 0
19.05. | 17 | 845.1855 |  | 747.102 | 0 | 28.542 | 69.5415 | 0
19.05. | 18 | 857.1188 |  | 751.6893 | 0 | 36.783 | 68.6465 | 0
19.05. | 19 | 861.2939 |  | 757.7189 | 0 | 35.376 | 68.199 | 0
19.05. | 20 | 866.8755 |  | 765.733 | 0 | 31.959 | 69.1835 | 0
19.05. | 21 | 865.5262 |  | 763.0002 | 0 | 33.969 | 68.557 | 0
19.05. | 22 | 849.9267 |  | 752.0472 | 0 | 29.949 | 67.9305 | 0
19.05. | 23 | 844.4578 |  | 754.3028 | 0 | 20.703 | 69.452 | 0
19.05. | 24 | 788.8253 |  | 705.4588 | 0 | 13.467 | 69.8995 | 0
20.05. | 1 | 782.3782 |  | 700.6872 | 0 | 12.06 | 69.631 | 0
20.05. | 2 | 781.8568 |  | 700.9258 | 0 | 11.658 | 69.273 | 0
20.05. | 3 | 787.2616 |  | 706.2396 | 0 | 10.854 | 70.168 | 0
20.05. | 4 | 791.5611 |  | 710.7401 | 0 | 10.653 | 70.168 | 0
20.05. | 5 | 791.9916 |  | 711.9981 | 0 | 10.452 | 69.5415 | 0
20.05. | 6 | 802.8446 |  | 722.9186 | 0 | 10.653 | 69.273 | 0
20.05. | 7 | 860.8012 |  | 780.4057 | 0 | 10.854 | 69.5415 | 0
20.05. | 8 | 866.7247 |  | 788.1162 | 0 | 9.246 | 69.3625 | 0
20.05. | 9 | 866.6007 |  | 790.0682 | 0 | 6.633 | 69.8995 | 0
20.05. | 10 | 860.5817 |  | 785.5677 | 0 | 5.025 | 69.989 | 0
20.05. | 11 | 857.0149 |  | 781.5769 | 0 | 5.628 | 69.81 | 0
20.05. | 12 | 853.1001 |  | 775.0051 | 0 | 8.643 | 69.452 | 0
20.05. | 13 | 849.5798 |  | 769.0948 | 0 | 10.854 | 69.631 | 0
20.05. | 14 | 846.4718 |  | 763.9328 | 0 | 13.266 | 69.273 | 0
20.05. | 15 | 853.4958 |  | 768.4333 | 0 | 15.879 | 69.1835 | 0
20.05. | 16 | 864.5981 |  | 774.3111 | 0 | 21.909 | 68.378 | 0
20.05. | 17 | 894.1272 |  | 783.5832 | 0 | 41.808 | 68.736 | 0
20.05. | 18 | 896.316 |  | 788.897 | 0 | 37.788 | 69.631 | 0
20.05. | 19 | 900.7428 |  | 790.8708 | 0 | 42.21 | 67.662 | 0
20.05. | 20 | 891.6966 |  | 798.1041 | 0 | 25.125 | 68.4675 | 0
20.05. | 21 | 889.6308 |  | 803.8083 | 0 | 16.281 | 69.5415 | 0
20.05. | 22 | 877.6512 |  | 795.8267 | 0 | 12.462 | 69.3625 | 0
20.05. | 23 | 867.2228 |  | 789.0163 | 0 | 8.844 | 69.3625 | 0
20.05. | 24 | 794.4485 |  | 716.889 | 0 | 7.839 | 69.7205 | 0
21.05. | 1 | 786.8975 |  | 709.8075 | 0 | 7.638 | 69.452 | 0
21.05. | 2 | 780.3348 |  | 704.7648 | 0 | 6.834 | 68.736 | 0
21.05. | 3 | 776.7293 |  | 702.8128 | 0 | 5.628 | 68.2885 | 0
21.05. | 4 | 780.7214 |  | 705.6649 | 0 | 6.231 | 68.8255 | 0
21.05. | 5 | 781.9428 |  | 704.7648 | 0 | 8.442 | 68.736 | 0
21.05. | 6 | 788.7802 |  | 710.2847 | 0 | 9.849 | 68.6465 | 0
21.05. | 7 | 846.0042 |  | 766.9042 | 0 | 9.648 | 69.452 | 0
21.05. | 8 | 855.035 |  | 776.0245 | 0 | 9.648 | 69.3625 | 0
21.05. | 9 | 851.882 |  | 775.3305 | 0 | 8.442 | 68.1095 | 0
21.05. | 10 | 853.0768 |  | 776.1438 | 0 | 7.839 | 69.094 | 0
21.05. | 11 | 854.0221 |  | 776.2631 | 0 | 8.844 | 68.915 | 0
21.05. | 12 | 852.4681 |  | 773.6821 | 0 | 10.05 | 68.736 | 0
21.05. | 13 | 853.7077 |  | 773.2917 | 0 | 11.859 | 68.557 | 0
21.05. | 14 | 847.0614 |  | 765.3969 | 0 | 14.271 | 67.3935 | 0
21.05. | 15 | 856.1191 |  | 769.1816 | 0 | 18.291 | 68.6465 | 0
21.05. | 16 | 861.8184 |  | 768.6719 | 0 | 24.321 | 68.8255 | 0
21.05. | 17 | 872.1181 |  | 773.0531 | 0 | 30.15 | 68.915 | 0
21.05. | 18 | 878.3479 |  | 780.2864 | 0 | 28.341 | 69.7205 | 0
21.05. | 19 | 880.9242 |  | 784.9387 | 0 | 25.728 | 70.2575 | 0
21.05. | 20 | 876.7914 |  | 786.0774 | 0 | 20.904 | 69.81 | 0
21.05. | 21 | 875.3034 |  | 789.9489 | 0 | 15.276 | 70.0785 | 0
21.05. | 22 | 869.4342 |  | 789.4392 | 0 | 9.648 | 70.347 | 0
21.05. | 23 | 862.7387 |  | 788.1487 | 0 | 4.422 | 70.168 | 0
21.05. | 24 | 791.9788 |  | 719.6218 | 0 | 2.01 | 70.347 | 0
22.05. | 1 | 787.6639 |  | 716.0214 | 0 | 1.206 | 70.4365 | 0
22.05. | 2 | 786.9532 |  | 715.5117 | 0 | 1.005 | 70.4365 | 0
22.05. | 3 | 786.2126 |  | 715.2406 | 0 | 0.804 | 70.168 | 0
22.05. | 4 | 786.6328 |  | 715.7503 | 0 | 0.804 | 70.0785 | 0
22.05. | 5 | 784.3005 |  | 713.0175 | 0 | 2.01 | 69.273 | 0
22.05. | 6 | 789.9585 |  | 716.824 | 0 | 5.025 | 68.1095 | 0
22.05. | 7 | 857.7289 |  | 781.5119 | 0 | 7.839 | 68.378 | 0
22.05. | 8 | 872.0847 |  | 792.5842 | 0 | 10.854 | 68.6465 | 0
22.05. | 9 | 876.7535 |  | 795.9135 | 0 | 12.462 | 68.378 | 0
22.05. | 10 | 875.0764 |  | 793.7229 | 0 | 13.065 | 68.2885 | 0
22.05. | 11 | 879.4859 |  | 795.6749 | 0 | 15.075 | 68.736 | 0
22.05. | 12 | 885.5062 |  | 799.0367 | 0 | 17.286 | 69.1835 | 0
22.05. | 13 | 879.663 |  | 792.7035 | 0 | 18.492 | 68.4675 | 0
22.05. | 14 | 874.719 |  | 788.832 | 0 | 17.688 | 68.199 | 0
22.05. | 15 | 872.1811 |  | 787.8126 | 0 | 16.08 | 68.2885 | 0
22.05. | 16 | 877.154 |  | 793.365 | 0 | 14.874 | 68.915 | 0
22.05. | 17 | 876.5837 |  | 794.5362 | 0 | 12.864 | 69.1835 | 0
22.05. | 18 | 874.1833 |  | 794.1458 | 0 | 10.854 | 69.1835 | 0
22.05. | 19 | 879.6857 |  | 802.9082 | 0 | 7.236 | 69.5415 | 0
22.05. | 20 | 879.1191 |  | 803.9276 | 0 | 5.829 | 69.3625 | 0
22.05. | 21 | 882.748 |  | 808.786 | 0 | 5.226 | 68.736 | 0
22.05. | 22 | 877.3046 |  | 805.1531 | 0 | 4.221 | 67.9305 | 0
22.05. | 23 | 872.6031 |  | 800.6526 | 0 | 4.02 | 67.9305 | 0
22.05. | 24 | 791.0442 |  | 718.6242 | 0 | 4.221 | 68.199 | 0
23.05. | 1 | 786.1156 |  | 713.8526 | 0 | 4.422 | 67.841 | 0
23.05. | 2 | 786.0886 |  | 715.1431 | 0 | 3.015 | 67.9305 | 0
23.05. | 3 | 786.658 |  | 715.5335 | 0 | 3.015 | 68.1095 | 0
23.05. | 4 | 786.4985 |  | 714.9045 | 0 | 3.216 | 68.378 | 0
23.05. | 5 | 793.3425 |  | 721.3245 | 0 | 3.819 | 68.199 | 0
23.05. | 6 | 807.2978 |  | 734.9453 | 0 | 4.422 | 67.9305 | 0
23.05. | 7 | 850.9825 |  | 778.5405 | 0 | 4.422 | 68.02 | 0
23.05. | 8 | 858.1782 |  | 787.3897 | 0 | 3.216 | 67.5725 | 0
23.05. | 9 | 875.5017 |  | 805.9882 | 0 | 3.015 | 66.4985 | 0
23.05. | 10 | 873.4156 |  | 802.4746 | 0 | 5.427 | 65.514 | 0
23.05. | 11 | 858.4893 |  | 786.8368 | 0 | 7.839 | 63.8135 | 0
23.05. | 12 | 861.1131 |  | 787.6501 | 0 | 8.844 | 64.619 | 0
23.05. | 13 | 857.1368 |  | 784.3208 | 0 | 7.839 | 64.977 | 0
23.05. | 14 | 836.8262 |  | 762.8702 | 0 | 8.442 | 65.514 | 0
23.05. | 15 | 839.5781 |  | 762.0026 | 0 | 11.256 | 66.3195 | 0
23.05. | 16 | 842.5749 |  | 761.4929 | 0 | 14.673 | 66.409 | 0
23.05. | 17 | 849.2085 |  | 765.603 | 0 | 17.286 | 66.3195 | 0
23.05. | 18 | 869.2032 |  | 781.5337 | 0 | 21.708 | 65.9615 | 0
23.05. | 19 | 879.4875 |  | 786.815 | 0 | 26.532 | 66.1405 | 0
23.05. | 20 | 891.6235 |  | 799.6875 | 0 | 25.527 | 66.409 | 0
23.05. | 21 | 888.7498 |  | 799.8068 | 0 | 22.713 | 66.23 | 0
23.05. | 22 | 854.7476 |  | 769.7131 | 0 | 18.894 | 66.1405 | 0
23.05. | 23 | 847.9303 |  | 767.6743 | 0 | 13.668 | 66.588 | 0
23.05. | 24 | 793.6781 |  | 714.4491 | 0 | 12.462 | 66.767 | 0
24.05. | 1 | 795.8797 |  | 712.1392 | 0 | 16.884 | 66.8565 | 0
24.05. | 2 | 799.7178 |  | 711.0873 | 0 | 22.311 | 66.3195 | 0
24.05. | 3 | 804.0647 |  | 712.1067 | 0 | 25.728 | 66.23 | 0
24.05. | 4 | 806.4418 |  | 713.6358 | 0 | 26.934 | 65.872 | 0
24.05. | 5 | 808.5773 |  | 714.2323 | 0 | 29.547 | 64.798 | 0
24.05. | 6 | 818.3371 |  | 724.0141 | 0 | 29.346 | 64.977 | 0
24.05. | 7 | 858.1413 |  | 770.8518 | 0 | 21.507 | 65.7825 | 0
24.05. | 8 | 866.6533 |  | 771.4808 | 0 | 29.748 | 65.4245 | 0
24.05. | 9 | 893.4366 |  | 769.0516 | 0 | 58.692 | 65.693 | 0
24.05. | 10 | 879.1672 |  | 762.2412 | 0 | 51.054 | 65.872 | 0
24.05. | 11 | 876.7618 |  | 763.1413 | 0 | 47.838 | 65.7825 | 0
24.05. | 12 | 867.1169 |  | 758.8794 | 0 | 42.813 | 65.4245 | 0
24.05. | 13 | 855.4171 |  | 749.7266 | 0 | 40.803 | 64.8875 | 0
24.05. | 14 | 850.9348 |  | 745.7358 | 0 | 40.401 | 64.798 | 0
24.05. | 15 | 854.9684 |  | 747.9589 | 0 | 41.406 | 65.6035 | 0
24.05. | 16 | 845.9868 |  | 747.6878 | 0 | 32.964 | 65.335 | 0
24.05. | 17 | 849.0075 |  | 750.1495 | 0 | 33.165 | 65.693 | 0
24.05. | 18 | 846.3712 |  | 751.2882 | 0 | 29.748 | 65.335 | 0
24.05. | 19 | 858.9983 |  | 763.7378 | 0 | 30.552 | 64.7085 | 0
24.05. | 20 | 857.2248 |  | 766.3188 | 0 | 25.929 | 64.977 | 0
24.05. | 21 | 856.3205 |  | 765.5055 | 0 | 26.733 | 64.082 | 0
24.05. | 22 | 858.0979 |  | 768.5094 | 0 | 24.522 | 65.0665 | 0
24.05. | 23 | 867.6983 |  | 768.3033 | 0 | 33.165 | 66.23 | 0
24.05. | 24 | 806.071 |  | 712.2585 | 0 | 27.135 | 66.6775 | 0
25.05. | 1 | 797.391 |  | 707.129 | 0 | 23.316 | 66.946 | 0
25.05. | 2 | 808.1262 |  | 711.4777 | 0 | 30.15 | 66.4985 | 0
25.05. | 3 | 808.1146 |  | 711.8681 | 0 | 29.748 | 66.4985 | 0
25.05. | 4 | 808.5646 |  | 712.4971 | 0 | 29.748 | 66.3195 | 0
25.05. | 5 | 806.9068 |  | 712.9418 | 0 | 29.346 | 64.619 | 0
25.05. | 6 | 802.6861 |  | 722.7236 | 0 | 15.075 | 64.8875 | 0
25.05. | 7 | 836.5888 |  | 761.8508 | 0 | 9.045 | 65.693 | 0
25.05. | 8 | 847.7468 |  | 773.4328 | 0 | 8.442 | 65.872 | 0
25.05. | 9 | 860.2079 |  | 788.3984 | 0 | 7.638 | 64.1715 | 0
25.05. | 10 | 845.6274 |  | 778.0419 | 0 | 5.025 | 62.5605 | 0
25.05. | 11 | 847.7559 |  | 779.3649 | 0 | 5.025 | 63.366 | 0
25.05. | 12 | 852.2097 |  | 782.0977 | 0 | 6.03 | 64.082 | 0
25.05. | 13 | 852.5235 |  | 780.959 | 0 | 7.035 | 64.5295 | 0
25.05. | 14 | 828.175 |  | 753.327 | 0 | 10.05 | 64.798 | 0
25.05. | 15 | 825.5557 |  | 746.7552 | 0 | 14.271 | 64.5295 | 0
25.05. | 16 | 822.8824 |  | 742.7644 | 0 | 15.678 | 64.44 | 0
25.05. | 17 | 821.0995 |  | 743.0355 | 0 | 13.266 | 64.798 | 0
25.05. | 18 | 825.8089 |  | 747.2974 | 0 | 13.266 | 65.2455 | 0
25.05. | 19 | 840.8313 |  | 763.8353 | 0 | 10.05 | 66.946 | 0
25.05. | 20 | 860.7796 |  | 787.7801 | 0 | 5.427 | 67.5725 | 0
25.05. | 21 | 859.7331 |  | 788.4091 | 0 | 4.02 | 67.304 | 0
25.05. | 22 | 836.318 |  | 766.9585 | 0 | 1.608 | 67.7515 | 0
25.05. | 23 | 830.8847 |  | 760.3867 | 0 | 3.015 | 67.483 | 0
25.05. | 24 | 781.0079 |  | 709.4389 | 0 | 4.623 | 66.946 | 0
26.05. | 1 | 785.8964 |  | 713.3429 | 0 | 4.623 | 67.9305 | 0
26.05. | 2 | 782.4206 |  | 711.9006 | 0 | 3.216 | 67.304 | 0
26.05. | 3 | 781.8176 |  | 711.9006 | 0 | 2.613 | 67.304 | 0
26.05. | 4 | 787.9746 |  | 717.0951 | 0 | 2.412 | 68.4675 | 0
26.05. | 5 | 794.4763 |  | 723.3958 | 0 | 2.613 | 68.4675 | 0
26.05. | 6 | 804.6563 |  | 733.6873 | 0 | 2.412 | 68.557 | 0
26.05. | 7 | 837.9082 |  | 766.8717 | 0 | 2.211 | 68.8255 | 0
26.05. | 8 | 833.9576 |  | 763.3906 | 0 | 2.01 | 68.557 | 0
26.05. | 9 | 822.6813 |  | 754.1728 | 0 | 2.01 | 66.4985 | 0
26.05. | 10 | 820.2557 |  | 751.9497 | 0 | 2.613 | 65.693 | 0
26.05. | 11 | 827.0548 |  | 755.5283 | 0 | 3.417 | 68.1095 | 0
26.05. | 12 | 825.9471 |  | 753.7281 | 0 | 4.02 | 68.199 | 0
26.05. | 13 | 819.0173 |  | 747.1563 | 0 | 4.02 | 67.841 | 0
26.05. | 14 | 814.4804 |  | 741.6364 | 0 | 4.824 | 68.02 | 0
26.05. | 15 | 821.4293 |  | 747.1563 | 0 | 6.432 | 67.841 | 0
26.05. | 16 | 821.1592 |  | 744.9657 | 0 | 8.442 | 67.7515 | 0
26.05. | 17 | 818.0257 |  | 743.6427 | 0 | 7.437 | 66.946 | 0
26.05. | 18 | 822.4731 |  | 749.1626 | 0 | 6.633 | 66.6775 | 0
26.05. | 19 | 830.6313 |  | 756.1573 | 0 | 6.633 | 67.841 | 0
26.05. | 20 | 845.1354 |  | 768.6719 | 0 | 7.638 | 68.8255 | 0
26.05. | 21 | 848.4793 |  | 772.3048 | 0 | 6.633 | 69.5415 | 0
26.05. | 22 | 849.9787 |  | 773.3567 | 0 | 6.633 | 69.989 | 0
26.05. | 23 | 846.0667 |  | 768.1947 | 0 | 8.241 | 69.631 | 0
26.05. | 24 | 795.197 |  | 716.9215 | 0 | 7.839 | 70.4365 | 0
27.05. | 1 | 792.091 |  | 714.373 | 0 | 6.834 | 70.884 | 0
27.05. | 2 | 789.8291 |  | 712.6921 | 0 | 6.432 | 70.705 | 0
27.05. | 3 | 784.4673 |  | 709.2978 | 0 | 5.628 | 69.5415 | 0
27.05. | 4 | 782.1056 |  | 706.8686 | 0 | 5.427 | 69.81 | 0
27.05. | 5 | 784.3012 |  | 707.7687 | 0 | 6.633 | 69.8995 | 0
27.05. | 6 | 792.952 |  | 716.889 | 0 | 6.432 | 69.631 | 0
27.05. | 7 | 852.8385 |  | 776.686 | 0 | 6.432 | 69.7205 | 0
27.05. | 8 | 860.0211 |  | 783.3771 | 0 | 6.834 | 69.81 | 0
27.05. | 9 | 860.3531 |  | 782.7481 | 0 | 7.437 | 70.168 | 0
27.05. | 10 | 850.1013 |  | 772.9013 | 0 | 8.643 | 68.557 | 0
27.05. | 11 | 849.9594 |  | 768.6719 | 0 | 12.462 | 68.8255 | 0
27.05. | 12 | 855.7086 |  | 765.3101 | 0 | 22.11 | 68.2885 | 0
27.05. | 13 | 866.6106 |  | 765.9391 | 0 | 32.562 | 68.1095 | 0
27.05. | 14 | 877.0262 |  | 764.9197 | 0 | 43.818 | 68.2885 | 0
27.05. | 15 | 893.3669 |  | 764.8004 | 0 | 60.099 | 68.4675 | 0
27.05. | 16 | 911.7243 |  | 771.6758 | 0 | 70.149 | 69.8995 | 0
27.05. | 17 | 923.4602 |  | 772.0662 | 0 | 81.405 | 69.989 | 0
27.05. | 18 | 933.4838 |  | 777.4668 | 0 | 86.028 | 69.989 | 0
27.05. | 19 | 939.6978 |  | 785.1773 | 0 | 84.621 | 69.8995 | 0
27.05. | 20 | 938.4356 |  | 790.4586 | 0 | 77.988 | 69.989 | 0
27.05. | 21 | 939.9902 |  | 797.1497 | 0 | 72.762 | 70.0785 | 0
27.05. | 22 | 932.9028 |  | 792.9203 | 0 | 69.546 | 70.4365 | 0
27.05. | 23 | 926.0855 |  | 790.8815 | 0 | 64.32 | 70.884 | 0
27.05. | 24 | 855.9999 |  | 721.8449 | 0 | 62.913 | 71.242 | 0
28.05. | 1 | 847.0447 |  | 716.1732 | 0 | 59.898 | 70.9735 | 0
28.05. | 2 | 842.7803 |  | 713.8308 | 0 | 58.692 | 70.2575 | 0
28.05. | 3 | 844.0036 |  | 715.9021 | 0 | 57.486 | 70.6155 | 0
28.05. | 4 | 841.7898 |  | 714.4923 | 0 | 56.682 | 70.6155 | 0
28.05. | 5 | 833.9633 |  | 712.5403 | 0 | 51.255 | 70.168 | 0
28.05. | 6 | 835.4749 |  | 717.3119 | 0 | 47.637 | 70.526 | 0
28.05. | 7 | 881.0113 |  | 768.4983 | 0 | 41.808 | 70.705 | 0
28.05. | 8 | 876.7014 |  | 772.6084 | 0 | 33.567 | 70.526 | 0
28.05. | 9 | 874.3613 |  | 776.2088 | 0 | 27.537 | 70.6155 | 0
28.05. | 10 | 863.397 |  | 768.9755 | 0 | 24.522 | 69.8995 | 0
28.05. | 11 | 859.1923 |  | 766.5138 | 0 | 23.316 | 69.3625 | 0
28.05. | 12 | 866.8649 |  | 770.6564 | 0 | 26.13 | 70.0785 | 0
28.05. | 13 | 867.0332 |  | 769.4852 | 0 | 27.738 | 69.81 | 0
28.05. | 14 | 860.6588 |  | 760.6578 | 0 | 32.16 | 67.841 | 0
28.05. | 15 | 868.7525 |  | 763.7485 | 0 | 36.984 | 68.02 | 0
28.05. | 16 | 879.3006 |  | 764.6486 | 0 | 46.632 | 68.02 | 0
28.05. | 17 | 893.5145 |  | 771.4915 | 0 | 53.466 | 68.557 | 0
28.05. | 18 | 896.2591 |  | 774.9726 | 0 | 52.461 | 68.8255 | 0
28.05. | 19 | 900.2345 |  | 779.8635 | 0 | 51.456 | 68.915 | 0
28.05. | 20 | 899.6666 |  | 782.0216 | 0 | 49.446 | 68.199 | 0
28.05. | 21 | 895.2889 |  | 782.8024 | 0 | 44.019 | 68.4675 | 0
28.05. | 22 | 890.0177 |  | 783.5832 | 0 | 37.788 | 68.6465 | 0
28.05. | 23 | 880.5431 |  | 780.7636 | 0 | 30.954 | 68.8255 | 0
28.05. | 24 | 806.8759 |  | 712.7464 | 0 | 25.125 | 69.0045 | 0
29.05. | 1 | 808.4536 |  | 714.6116 | 0 | 23.316 | 70.526 | 0
29.05. | 2 | 808.04 |  | 715.002 | 0 | 22.512 | 70.526 | 0
29.05. | 3 | 802.9044 |  | 713.4404 | 0 | 19.296 | 70.168 | 0
29.05. | 4 | 797.0138 |  | 710.5883 | 0 | 16.884 | 69.5415 | 0
29.05. | 5 | 795.9798 |  | 709.2653 | 0 | 17.889 | 68.8255 | 0
29.05. | 6 | 805.9215 |  | 720.099 | 0 | 16.281 | 69.5415 | 0
29.05. | 7 | 868.9291 |  | 787.2161 | 0 | 12.261 | 69.452 | 0
29.05. | 8 | 876.0904 |  | 797.6594 | 0 | 8.442 | 69.989 | 0
29.05. | 9 | 875.0882 |  | 799.0692 | 0 | 6.03 | 69.989 | 0
29.05. | 10 | 875.0496 |  | 800.7501 | 0 | 4.221 | 70.0785 | 0
29.05. | 11 | 871.7215 |  | 796.64 | 0 | 4.824 | 70.2575 | 0
29.05. | 12 | 868.524 |  | 791.478 | 0 | 7.236 | 69.81 | 0
29.05. | 13 | 870.0899 |  | 787.9969 | 0 | 12.462 | 69.631 | 0
29.05. | 14 | 875.6591 |  | 786.5546 | 0 | 20.1 | 69.0045 | 0
29.05. | 15 | 883.3638 |  | 787.7583 | 0 | 25.527 | 70.0785 | 0
29.05. | 16 | 886.3009 |  | 787.3679 | 0 | 28.944 | 69.989 | 0
29.05. | 17 | 886.5974 |  | 784.1579 | 0 | 32.361 | 70.0785 | 0
29.05. | 18 | 892.1117 |  | 786.8582 | 0 | 35.175 | 70.0785 | 0
29.05. | 19 | 885.0688 |  | 787.0968 | 0 | 28.341 | 69.631 | 0
29.05. | 20 | 891.4235 |  | 790.8165 | 0 | 31.155 | 69.452 | 0
29.05. | 21 | 894.1414 |  | 789.9164 | 0 | 34.773 | 69.452 | 0
29.05. | 22 | 902.878 |  | 799.1885 | 0 | 33.969 | 69.7205 | 0
29.05. | 23 | 897.3668 |  | 792.2263 | 0 | 35.778 | 69.3625 | 0
29.05. | 24 | 823.2848 |  | 716.3793 | 0 | 37.185 | 69.7205 | 0
30.05. | 1 | 817.2994 |  | 711.4884 | 0 | 36.18 | 69.631 | 0
30.05. | 2 | 821.5886 |  | 715.2406 | 0 | 36.18 | 70.168 | 0
30.05. | 3 | 821.7626 |  | 716.5311 | 0 | 34.974 | 70.2575 | 0
30.05. | 4 | 818.2947 |  | 714.8502 | 0 | 33.366 | 70.0785 | 0
30.05. | 5 | 814.2071 |  | 715.2081 | 0 | 29.547 | 69.452 | 0
30.05. | 6 | 822.0727 |  | 728.9482 | 0 | 24.12 | 69.0045 | 0
30.05. | 7 | 867.0498 |  | 776.8053 | 0 | 20.703 | 69.5415 | 0
30.05. | 8 | 871.3135 |  | 784.3965 | 0 | 17.286 | 69.631 | 0
30.05. | 9 | 883.4523 |  | 798.6788 | 0 | 14.874 | 69.8995 | 0
30.05. | 10 | 882.0789 |  | 798.2884 | 0 | 14.07 | 69.7205 | 0
30.05. | 11 | 882.3993 |  | 798.0498 | 0 | 14.271 | 70.0785 | 0
30.05. | 12 | 880.2875 |  | 794.688 | 0 | 15.879 | 69.7205 | 0
30.05. | 13 | 872.2939 |  | 786.6739 | 0 | 16.884 | 68.736 | 0
30.05. | 14 | 852.9192 |  | 763.0327 | 0 | 20.703 | 69.1835 | 0
30.05. | 15 | 860.2401 |  | 764.7461 | 0 | 25.326 | 70.168 | 0
30.05. | 16 | 865.0553 |  | 766.5463 | 0 | 28.341 | 70.168 | 0
30.05. | 17 | 867.0113 |  | 769.1273 | 0 | 27.537 | 70.347 | 0
30.05. | 18 | 874.247 |  | 774.799 | 0 | 28.743 | 70.705 | 0
30.05. | 19 | 885.2571 |  | 785.3616 | 0 | 28.743 | 71.1525 | 0
30.05. | 20 | 898.8911 |  | 800.7826 | 0 | 27.135 | 70.9735 | 0
30.05. | 21 | 899.9718 |  | 803.8733 | 0 | 25.125 | 70.9735 | 0
30.05. | 22 | 889.0736 |  | 793.7336 | 0 | 23.919 | 71.421 | 0
30.05. | 23 | 879.9938 |  | 785.9038 | 0 | 22.311 | 71.779 | 0
30.05. | 24 | 823.051 |  | 726.6165 | 0 | 24.924 | 71.5105 | 0
31.05. | 1 | 819.1805 |  | 720.8255 | 0 | 26.934 | 71.421 | 0
31.05. | 2 | 819.9402 |  | 720.0447 | 0 | 28.743 | 71.1525 | 0
31.05. | 3 | 822.958 |  | 721.4545 | 0 | 30.351 | 71.1525 | 0
31.05. | 4 | 824.6715 |  | 724.6645 | 0 | 28.944 | 71.063 | 0
31.05. | 5 | 826.4447 |  | 727.7552 | 0 | 27.537 | 71.1525 | 0
31.05. | 6 | 829.5542 |  | 735.4657 | 0 | 23.115 | 70.9735 | 0
31.05. | 7 | 864.8421 |  | 778.2801 | 0 | 15.678 | 70.884 | 0
31.05. | 8 | 866.6341 |  | 785.9906 | 0 | 9.849 | 70.7945 | 0
31.05. | 9 | 857.8529 |  | 781.6094 | 0 | 5.628 | 70.6155 | 0
31.05. | 10 | 853.5716 |  | 777.6186 | 0 | 5.427 | 70.526 | 0
31.05. | 11 | 848.4056 |  | 771.8276 | 0 | 6.231 | 70.347 | 0
31.05. | 12 | 836.8941 |  | 758.8901 | 0 | 9.447 | 68.557 | 0
31.05. | 13 | 842.9138 |  | 758.1418 | 0 | 15.678 | 69.094 | 0
31.05. | 14 | 855.4328 |  | 762.7073 | 0 | 22.11 | 70.6155 | 0
31.05. | 15 | 862.7103 |  | 762.0783 | 0 | 29.748 | 70.884 | 0
31.05. | 16 | 863.267 |  | 758.684 | 0 | 34.773 | 69.81 | 0
31.05. | 17 | 873.3424 |  | 764.2039 | 0 | 39.597 | 69.5415 | 0
31.05. | 18 | 880.0451 |  | 770.5046 | 0 | 39.999 | 69.5415 | 0
31.05. | 19 | 886.9385 |  | 776.057 | 0 | 40.803 | 70.0785 | 0
31.05. | 20 | 887.1331 |  | 778.8441 | 0 | 39.195 | 69.094 | 0
31.05. | 21 | 887.7119 |  | 781.5444 | 0 | 36.984 | 69.1835 | 0
31.05. | 22 | 891.8337 |  | 784.9062 | 0 | 37.386 | 69.5415 | 0
31.05. | 23 | 890.1457 |  | 777.8572 | 0 | 42.21 | 70.0785 | 0
31.05. | 24 | 840.2573 |  | 727.2998 | 0 | 43.416 | 69.5415 | 0
01.06. | 1 | 840.8827 |  | 727.7227 | 0 | 42.813 | 70.347 | 0
01.06. | 2 | 842.2888 |  | 729.2843 | 0 | 42.21 | 70.7945 | 0
01.06. | 3 | 843.0331 |  | 729.4036 | 0 | 43.014 | 70.6155 | 0
01.06. | 4 | 840.3758 |  | 728.6228 | 0 | 41.406 | 70.347 | 0
01.06. | 5 | 834.6023 |  | 728.5903 | 0 | 36.381 | 69.631 | 0
01.06. | 6 | 846.6753 |  | 740.1073 | 0 | 38.19 | 68.378 | 0
01.06. | 7 | 873.2742 |  | 760.4517 | 0 | 43.818 | 69.0045 | 0
01.06. | 8 | 882.7063 |  | 774.8208 | 0 | 39.597 | 68.2885 | 0
01.06. | 9 | 902.5473 |  | 796.6293 | 0 | 38.793 | 67.125 | 0
01.06. | 10 | 895.0075 |  | 788.7345 | 0 | 40.401 | 65.872 | 0
01.06. | 11 | 883.8183 |  | 778.5298 | 0 | 40.401 | 64.8875 | 0
01.06. | 12 | 884.3952 |  | 778.2587 | 0 | 41.607 | 64.5295 | 0
01.06. | 13 | 885.1656 |  | 778.6491 | 0 | 41.808 | 64.7085 | 0
01.06. | 14 | 857.7694 |  | 749.8459 | 0 | 43.215 | 64.7085 | 0
01.06. | 15 | 864.9587 |  | 748.0782 | 0 | 51.456 | 65.4245 | 0
01.06. | 16 | 880.8838 |  | 745.7358 | 0 | 70.35 | 64.798 | 0
01.06. | 17 | 904.7288 |  | 750.9303 | 0 | 87.837 | 65.9615 | 0
01.06. | 18 | 915.0179 |  | 760.2349 | 0 | 87.837 | 66.946 | 0
01.06. | 19 | 918.1381 |  | 769.1166 | 0 | 81.807 | 67.2145 | 0
01.06. | 20 | 938.4981 |  | 789.6996 | 0 | 81.405 | 67.3935 | 0
01.06. | 21 | 939.9042 |  | 791.2612 | 0 | 80.802 | 67.841 | 0
01.06. | 22 | 924.1132 |  | 773.2592 | 0 | 83.013 | 67.841 | 0
01.06. | 23 | 917.0227 |  | 773.2917 | 0 | 75.174 | 68.557 | 0
01.06. | 24 | 874.3399 |  | 733.9584 | 0 | 71.556 | 68.8255 | 0
02.06. | 1 | 865.7858 |  | 729.8483 | 0 | 66.933 | 69.0045 | 0
02.06. | 2 | 862.7017 |  | 727.6577 | 0 | 66.129 | 68.915 | 0
02.06. | 3 | 857.9214 |  | 724.3284 | 0 | 64.32 | 69.273 | 0
02.06. | 4 | 860.2961 |  | 724.8706 | 0 | 65.526 | 69.8995 | 0
02.06. | 5 | 859.1592 |  | 727.0612 | 0 | 62.109 | 69.989 | 0
02.06. | 6 | 862.2733 |  | 733.0583 | 0 | 60.3 | 68.915 | 0
02.06. | 7 | 881.8545 |  | 755.474 | 0 | 56.481 | 69.8995 | 0
02.06. | 8 | 876.9953 |  | 762.6748 | 0 | 44.421 | 69.8995 | 0
02.06. | 9 | 876.8524 |  | 769.3659 | 0 | 37.587 | 69.8995 | 0
02.06. | 10 | 868.6654 |  | 766.7849 | 0 | 32.16 | 69.7205 | 0
02.06. | 11 | 861.2142 |  | 760.4517 | 0 | 31.758 | 69.0045 | 0
02.06. | 12 | 854.9793 |  | 754.8668 | 0 | 32.361 | 67.7515 | 0
02.06. | 13 | 858.7965 |  | 757.99 | 0 | 32.16 | 68.6465 | 0
02.06. | 14 | 863.2242 |  | 760.4517 | 0 | 33.768 | 69.0045 | 0
02.06. | 15 | 871.0981 |  | 758.9226 | 0 | 42.813 | 69.3625 | 0
02.06. | 16 | 887.0462 |  | 761.1132 | 0 | 56.481 | 69.452 | 0
02.06. | 17 | 904.177 |  | 764.4425 | 0 | 70.551 | 69.1835 | 0
02.06. | 18 | 918.9254 |  | 773.2049 | 0 | 76.179 | 69.5415 | 0
02.06. | 19 | 922.2526 |  | 778.8766 | 0 | 73.566 | 69.81 | 0
02.06. | 20 | 917.1861 |  | 779.5056 | 0 | 68.139 | 69.5415 | 0
02.06. | 21 | 907.74 |  | 777.944 | 0 | 60.702 | 69.094 | 0
02.06. | 22 | 906.507 |  | 779.2345 | 0 | 58.089 | 69.1835 | 0
02.06. | 23 | 905.1261 |  | 779.5056 | 0 | 56.079 | 69.5415 | 0
02.06. | 24 | 862.5855 |  | 738.73 | 0 | 54.672 | 69.1835 | 0
03.06. | 1 | 854.2236 |  | 736.4201 | 0 | 48.441 | 69.3625 | 0
03.06. | 2 | 847.5645 |  | 736.149 | 0 | 42.411 | 69.0045 | 0
03.06. | 3 | 839.7613 |  | 733.0583 | 0 | 37.788 | 68.915 | 0
03.06. | 4 | 837.3914 |  | 736.5394 | 0 | 31.758 | 69.094 | 0
03.06. | 5 | 833.2759 |  | 739.7494 | 0 | 24.522 | 69.0045 | 0
03.06. | 6 | 844.8993 |  | 751.0603 | 0 | 24.924 | 68.915 | 0
03.06. | 7 | 893.1982 |  | 796.4557 | 0 | 27.738 | 69.0045 | 0
03.06. | 8 | 891.2318 |  | 802.4853 | 0 | 20.1 | 68.6465 | 0
03.06. | 9 | 888.0474 |  | 799.4814 | 0 | 20.904 | 67.662 | 0
03.06. | 10 | 882.7335 |  | 792.671 | 0 | 22.311 | 67.7515 | 0
03.06. | 11 | 882.5413 |  | 790.8708 | 0 | 23.919 | 67.7515 | 0
03.06. | 12 | 888.1465 |  | 792.0745 | 0 | 27.336 | 68.736 | 0
03.06. | 13 | 900.5709 |  | 798.2884 | 0 | 32.562 | 69.7205 | 0
03.06. | 14 | 911.2406 |  | 796.2496 | 0 | 44.823 | 70.168 | 0
03.06. | 15 | 917.8008 |  | 794.2108 | 0 | 53.064 | 70.526 | 0
03.06. | 16 | 926.8473 |  | 796.7593 | 0 | 60.099 | 69.989 | 0
03.06. | 17 | 938.6909 |  | 797.6594 | 0 | 70.953 | 70.0785 | 0
03.06. | 18 | 952.4295 |  | 802.3985 | 0 | 80.4 | 69.631 | 0
03.06. | 19 | 961.472 |  | 810.7705 | 0 | 80.802 | 69.8995 | 0
03.06. | 20 | 958.1699 |  | 816.2904 | 0 | 72.159 | 69.7205 | 0
03.06. | 21 | 955.328 |  | 819.1425 | 0 | 65.928 | 70.2575 | 0
03.06. | 22 | 953.4383 |  | 817.3423 | 0 | 65.928 | 70.168 | 0
03.06. | 23 | 955.4751 |  | 812.3646 | 0 | 71.958 | 71.1525 | 0
03.06. | 24 | 897.0547 |  | 748.3382 | 0 | 77.385 | 71.3315 | 0
04.06. | 1 | 897.528 |  | 747.8285 | 0 | 78.189 | 71.5105 | 0
04.06. | 2 | 892.7837 |  | 745.0957 | 0 | 76.983 | 70.705 | 0
04.06. | 3 | 882.6282 |  | 741.8857 | 0 | 69.948 | 70.7945 | 0
04.06. | 4 | 885.6768 |  | 741.4953 | 0 | 73.566 | 70.6155 | 0
04.06. | 5 | 883.9312 |  | 741.2242 | 0 | 72.36 | 70.347 | 0
04.06. | 6 | 888.5912 |  | 746.3537 | 0 | 72.159 | 70.0785 | 0
04.06. | 7 | 938.9667 |  | 802.3117 | 0 | 66.129 | 70.526 | 0
04.06. | 8 | 941.5649 |  | 807.3219 | 0 | 63.717 | 70.526 | 0
04.06. | 9 | 938.4271 |  | 802.0406 | 0 | 66.129 | 70.2575 | 0
04.06. | 10 | 946.1006 |  | 804.6216 | 0 | 70.953 | 70.526 | 0
04.06. | 11 | 948.9039 |  | 803.4504 | 0 | 75.375 | 70.0785 | 0
04.06. | 12 | 953.5109 |  | 800.2404 | 0 | 83.013 | 70.2575 | 0
04.06. | 13 | 953.3275 |  | 796.64 | 0 | 86.43 | 70.2575 | 0
04.06. | 14 | 959.8395 |  | 803.689 | 0 | 86.43 | 69.7205 | 0
04.06. | 15 | 960.7032 |  | 803.5697 | 0 | 87.234 | 69.8995 | 0
04.06. | 16 | 962.7211 |  | 803.3311 | 0 | 89.043 | 70.347 | 0
04.06. | 17 | 953.3463 |  | 801.2598 | 0 | 82.008 | 70.0785 | 0
04.06. | 18 | 949.4597 |  | 801.6177 | 0 | 78.39 | 69.452 | 0
04.06. | 19 | 951.1249 |  | 809.8704 | 0 | 71.355 | 69.8995 | 0
04.06. | 20 | 943.6879 |  | 809.8704 | 0 | 63.918 | 69.8995 | 0
04.06. | 21 | 942.6396 |  | 813.6226 | 0 | 58.491 | 70.526 | 0
04.06. | 22 | 948.8584 |  | 825.3564 | 0 | 52.26 | 71.242 | 0
04.06. | 23 | 935.5418 |  | 818.0038 | 0 | 46.833 | 70.705 | 0
04.06. | 24 | 869.8121 |  | 751.8736 | 0 | 48.039 | 69.8995 | 0
05.06. | 1 | 862.6034 |  | 744.9114 | 0 | 48.24 | 69.452 | 0
05.06. | 2 | 858.1735 |  | 745.15 | 0 | 44.019 | 69.0045 | 0
05.06. | 3 | 856.0762 |  | 742.4497 | 0 | 44.622 | 69.0045 | 0
05.06. | 4 | 858.6804 |  | 744.2499 | 0 | 45.426 | 69.0045 | 0
05.06. | 5 | 856.3733 |  | 743.3498 | 0 | 44.019 | 69.0045 | 0
05.06. | 6 | 869.1529 |  | 757.1549 | 0 | 42.009 | 69.989 | 0
05.06. | 7 | 915.1117 |  | 806.1507 | 0 | 38.793 | 70.168 | 0
05.06. | 8 | 922.1161 |  | 811.6381 | 0 | 41.205 | 69.273 | 0
05.06. | 9 | 914.4841 |  | 808.4281 | 0 | 36.783 | 69.273 | 0
05.06. | 10 | 902.0952 |  | 804.7952 | 0 | 28.743 | 68.557 | 0
05.06. | 11 | 902.0943 |  | 806.3568 | 0 | 26.733 | 69.0045 | 0
05.06. | 12 | 910.1988 |  | 810.2608 | 0 | 29.949 | 69.989 | 0
05.06. | 13 | 918.4753 |  | 812.8418 | 0 | 35.376 | 70.2575 | 0
05.06. | 14 | 915.6822 |  | 808.6667 | 0 | 38.19 | 68.8255 | 0
05.06. | 15 | 918.0512 |  | 806.7472 | 0 | 42.21 | 69.094 | 0
05.06. | 16 | 926.7806 |  | 811.0091 | 0 | 46.23 | 69.5415 | 0
05.06. | 17 | 936.2221 |  | 814.2841 | 0 | 51.054 | 70.884 | 0
05.06. | 18 | 937.0597 |  | 813.8937 | 0 | 52.461 | 70.705 | 0
05.06. | 19 | 939.0549 |  | 818.9039 | 0 | 49.446 | 70.705 | 0
05.06. | 20 | 950.4949 |  | 826.6144 | 0 | 53.265 | 70.6155 | 0
05.06. | 21 | 951.6812 |  | 823.5562 | 0 | 56.883 | 71.242 | 0
05.06. | 22 | 948.3336 |  | 820.0751 | 0 | 57.285 | 70.9735 | 0
05.06. | 23 | 945.66 |  | 821.756 | 0 | 52.662 | 71.242 | 0
05.06. | 24 | 865.8045 |  | 745.8765 | 0 | 49.044 | 70.884 | 0
06.06. | 1 | 861.1897 |  | 739.9662 | 0 | 50.25 | 70.9735 | 0
06.06. | 2 | 860.1338 |  | 738.2853 | 0 | 51.054 | 70.7945 | 0
06.06. | 3 | 856.109 |  | 734.262 | 0 | 51.858 | 69.989 | 0
06.06. | 4 | 844.096 |  | 730.358 | 0 | 44.823 | 68.915 | 0
06.06. | 5 | 843.439 |  | 732.939 | 0 | 41.406 | 69.094 | 0
06.06. | 6 | 851.2822 |  | 746.2562 | 0 | 37.185 | 67.841 | 0
06.06. | 7 | 873.0465 |  | 771.524 | 0 | 32.16 | 69.3625 | 0
06.06. | 8 | 867.0016 |  | 770.4396 | 0 | 28.542 | 68.02 | 0
06.06. | 9 | 877.309 |  | 784.299 | 0 | 25.527 | 67.483 | 0
06.06. | 10 | 877.4244 |  | 789.8839 | 0 | 18.894 | 68.6465 | 0
06.06. | 11 | 875.9792 |  | 791.9877 | 0 | 14.271 | 69.7205 | 0
06.06. | 12 | 874.4761 |  | 791.0876 | 0 | 13.668 | 69.7205 | 0
06.06. | 13 | 872.0038 |  | 787.0968 | 0 | 15.276 | 69.631 | 0
06.06. | 14 | 860.0281 |  | 769.2466 | 0 | 20.703 | 70.0785 | 0
06.06. | 15 | 866.3219 |  | 764.8654 | 0 | 31.557 | 69.8995 | 0
06.06. | 16 | 873.1459 |  | 758.4454 | 0 | 44.622 | 70.0785 | 0
06.06. | 17 | 873.5049 |  | 756.5259 | 0 | 46.632 | 70.347 | 0
06.06. | 18 | 891.1049 |  | 774.5279 | 0 | 46.23 | 70.347 | 0
06.06. | 19 | 901.2704 |  | 784.1579 | 0 | 47.034 | 70.0785 | 0
06.06. | 20 | 926.6117 |  | 808.0702 | 0 | 48.642 | 69.8995 | 0
06.06. | 21 | 934.6545 |  | 809.48 | 0 | 55.275 | 69.8995 | 0
06.06. | 22 | 916.9116 |  | 798.1691 | 0 | 48.843 | 69.8995 | 0
06.06. | 23 | 906.3205 |  | 795.3495 | 0 | 40.803 | 70.168 | 0
06.06. | 24 | 844.755 |  | 745.844 | 0 | 28.743 | 70.168 | 0
07.06. | 1 | 824.9876 |  | 733.8716 | 0 | 21.306 | 69.81 | 0
07.06. | 2 | 821.3266 |  | 731.9521 | 0 | 19.296 | 70.0785 | 0
07.06. | 3 | 812.6657 |  | 725.7707 | 0 | 17.085 | 69.81 | 0
07.06. | 4 | 808.3056 |  | 722.9511 | 0 | 15.276 | 70.0785 | 0
07.06. | 5 | 806.5418 |  | 722.1703 | 0 | 14.472 | 69.8995 | 0
07.06. | 6 | 815.6128 |  | 731.8003 | 0 | 14.271 | 69.5415 | 0
07.06. | 7 | 853.7905 |  | 768.3465 | 0 | 15.276 | 70.168 | 0
07.06. | 8 | 858.9677 |  | 773.3242 | 0 | 16.281 | 69.3625 | 0
07.06. | 9 | 852.1713 |  | 767.1103 | 0 | 16.683 | 68.378 | 0
07.06. | 10 | 857.159 |  | 767.6525 | 0 | 20.502 | 69.0045 | 0
07.06. | 11 | 859.6884 |  | 764.8004 | 0 | 26.331 | 68.557 | 0
07.06. | 12 | 868.4923 |  | 763.9328 | 0 | 35.376 | 69.1835 | 0
07.06. | 13 | 876.5826 |  | 761.5036 | 0 | 45.627 | 69.452 | 0
07.06. | 14 | 874.5172 |  | 750.1277 | 0 | 56.28 | 68.1095 | 0
07.06. | 15 | 877.0253 |  | 751.0278 | 0 | 57.888 | 68.1095 | 0
07.06. | 16 | 879.2709 |  | 755.1704 | 0 | 55.275 | 68.8255 | 0
07.06. | 17 | 881.6565 |  | 760.571 | 0 | 52.26 | 68.8255 | 0
07.06. | 18 | 894.8723 |  | 778.0958 | 0 | 47.235 | 69.5415 | 0
07.06. | 19 | 890.0241 |  | 780.7961 | 0 | 39.597 | 69.631 | 0
07.06. | 20 | 888.7599 |  | 783.4639 | 0 | 36.381 | 68.915 | 0
07.06. | 21 | 883.3926 |  | 783.3446 | 0 | 30.954 | 69.094 | 0
07.06. | 22 | 872.2964 |  | 778.3019 | 0 | 25.527 | 68.4675 | 0
07.06. | 23 | 865.1996 |  | 771.7626 | 0 | 24.522 | 68.915 | 0
07.06. | 24 | 821.1011 |  | 724.8706 | 0 | 26.331 | 69.8995 | 0
08.06. | 1 | 816.2504 |  | 720.4894 | 0 | 26.13 | 69.631 | 0
08.06. | 2 | 818.9953 |  | 718.2988 | 0 | 31.155 | 69.5415 | 0
08.06. | 3 | 824.7112 |  | 725.1092 | 0 | 30.15 | 69.452 | 0
08.06. | 4 | 816.653 |  | 724.5995 | 0 | 22.512 | 69.5415 | 0
08.06. | 5 | 814.013 |  | 725.89 | 0 | 18.492 | 69.631 | 0
08.06. | 6 | 831.0682 |  | 741.2242 | 0 | 19.497 | 70.347 | 0
08.06. | 7 | 855.8866 |  | 762.8266 | 0 | 22.713 | 70.347 | 0
08.06. | 8 | 861.5064 |  | 768.7369 | 0 | 22.512 | 70.2575 | 0
08.06. | 9 | 885.6794 |  | 792.5299 | 0 | 22.713 | 70.4365 | 0
08.06. | 10 | 877.526 |  | 789.5585 | 0 | 17.889 | 70.0785 | 0
08.06. | 11 | 873.6103 |  | 784.5483 | 0 | 18.894 | 70.168 | 0
08.06. | 12 | 875.1574 |  | 776.4474 | 0 | 28.542 | 70.168 | 0
08.06. | 13 | 878.2776 |  | 769.8756 | 0 | 38.592 | 69.81 | 0
08.06. | 14 | 852.3345 |  | 738.73 | 0 | 44.421 | 69.1835 | 0
08.06. | 15 | 850.7208 |  | 736.2683 | 0 | 45.627 | 68.8255 | 0
08.06. | 16 | 853.6693 |  | 740.8013 | 0 | 43.416 | 69.452 | 0
08.06. | 17 | 850.48 |  | 745.1825 | 0 | 35.577 | 69.7205 | 0
08.06. | 18 | 851.7105 |  | 752.264 | 0 | 29.547 | 69.8995 | 0
08.06. | 19 | 855.2472 |  | 761.8072 | 0 | 22.914 | 70.526 | 0
08.06. | 20 | 870.0178 |  | 780.7093 | 0 | 18.693 | 70.6155 | 0
08.06. | 21 | 864.9419 |  | 779.0284 | 0 | 15.477 | 70.4365 | 0
08.06. | 22 | 840.5312 |  | 759.8877 | 0 | 9.849 | 70.7945 | 0
08.06. | 23 | 829.6163 |  | 751.7868 | 0 | 7.035 | 70.7945 | 0
08.06. | 24 | 802.9962 |  | 725.8357 | 0 | 5.829 | 71.3315 | 0
09.06. | 1 | 804.6551 |  | 727.5166 | 0 | 5.628 | 71.5105 | 0
09.06. | 2 | 803.048 |  | 725.955 | 0 | 6.03 | 71.063 | 0
09.06. | 3 | 802.2622 |  | 726.4647 | 0 | 4.824 | 70.9735 | 0
09.06. | 4 | 805.3463 |  | 728.6553 | 0 | 5.628 | 71.063 | 0
09.06. | 5 | 812.9234 |  | 736.0079 | 0 | 5.226 | 71.6895 | 0
09.06. | 6 | 825.3289 |  | 746.9609 | 0 | 6.231 | 72.137 | 0
09.06. | 7 | 856.0008 |  | 775.6448 | 0 | 8.04 | 72.316 | 0
09.06. | 8 | 858.0202 |  | 777.9547 | 0 | 7.839 | 72.2265 | 0
09.06. | 9 | 858.8876 |  | 777.6836 | 0 | 9.246 | 71.958 | 0
09.06. | 10 | 852.6606 |  | 771.8601 | 0 | 9.648 | 71.1525 | 0
09.06. | 11 | 851.4904 |  | 768.7694 | 0 | 11.658 | 71.063 | 0
09.06. | 12 | 851.8993 |  | 763.9978 | 0 | 17.286 | 70.6155 | 0
09.06. | 13 | 846.3802 |  | 757.2742 | 0 | 19.296 | 69.81 | 0
09.06. | 14 | 848.3744 |  | 757.7514 | 0 | 21.708 | 68.915 | 0
09.06. | 15 | 853.7417 |  | 757.8707 | 0 | 27.135 | 68.736 | 0
09.06. | 16 | 865.1451 |  | 760.8746 | 0 | 34.371 | 69.8995 | 0
09.06. | 17 | 875.9181 |  | 764.7461 | 0 | 41.004 | 70.168 | 0
09.06. | 18 | 890.5956 |  | 774.4411 | 0 | 44.823 | 71.3315 | 0
09.06. | 19 | 895.8483 |  | 778.8223 | 0 | 45.426 | 71.6 | 0
09.06. | 20 | 901.2867 |  | 783.7457 | 0 | 45.225 | 72.316 | 0
09.06. | 21 | 902.6425 |  | 787.7365 | 0 | 42.411 | 72.495 | 0
09.06. | 22 | 899.1178 |  | 787.2268 | 0 | 39.396 | 72.495 | 0
09.06. | 23 | 896.7969 |  | 780.4164 | 0 | 43.617 | 72.7635 | 0
09.06. | 24 | 859.5841 |  | 743.0026 | 0 | 43.818 | 72.7635 | 0
10.06. | 1 | 856.2211 |  | 740.4216 | 0 | 43.215 | 72.5845 | 0
10.06. | 2 | 856.7346 |  | 740.4216 | 0 | 43.818 | 72.495 | 0
10.06. | 3 | 854.1238 |  | 737.7213 | 0 | 43.818 | 72.5845 | 0
10.06. | 4 | 852.4985 |  | 735.65 | 0 | 44.622 | 72.2265 | 0
10.06. | 5 | 850.018 |  | 737.5695 | 0 | 40.401 | 72.0475 | 0
10.06. | 6 | 852.0644 |  | 738.5889 | 0 | 41.607 | 71.8685 | 0
10.06. | 7 | 855.0069 |  | 746.3319 | 0 | 36.18 | 72.495 | 0
10.06. | 8 | 849.9128 |  | 744.1413 | 0 | 33.366 | 72.4055 | 0
10.06. | 9 | 845.2995 |  | 740.7795 | 0 | 32.562 | 71.958 | 0
10.06. | 10 | 838.0041 |  | 735.2271 | 0 | 31.356 | 71.421 | 0
10.06. | 11 | 841.3702 |  | 733.5462 | 0 | 36.582 | 71.242 | 0
10.06. | 12 | 852.9551 |  | 737.1791 | 0 | 43.818 | 71.958 | 0
10.06. | 13 | 862.708 |  | 736.279 | 0 | 54.471 | 71.958 | 0
10.06. | 14 | 873.3152 |  | 732.9497 | 0 | 68.139 | 72.2265 | 0
10.06. | 15 | 882.0892 |  | 732.3207 | 0 | 77.184 | 72.5845 | 0
10.06. | 16 | 886.8265 |  | 733.7305 | 0 | 80.601 | 72.495 | 0
10.06. | 17 | 885.4625 |  | 735.65 | 0 | 77.586 | 72.2265 | 0
10.06. | 18 | 887.8745 |  | 735.65 | 0 | 79.998 | 72.2265 | 0
10.06. | 19 | 892.3568 |  | 739.6408 | 0 | 80.4 | 72.316 | 0
10.06. | 20 | 885.6217 |  | 741.9507 | 0 | 71.355 | 72.316 | 0
10.06. | 21 | 880.7082 |  | 741.9507 | 0 | 66.531 | 72.2265 | 0
10.06. | 22 | 872.9923 |  | 741.5603 | 0 | 59.295 | 72.137 | 0
10.06. | 23 | 863.5177 |  | 738.7407 | 0 | 52.461 | 72.316 | 0
10.06. | 24 | 847.3441 |  | 729.4686 | 0 | 45.828 | 72.0475 | 0
11.06. | 1 | 836.5362 |  | 727.1262 | 0 | 37.989 | 71.421 | 0
11.06. | 2 | 836.4998 |  | 726.1068 | 0 | 38.793 | 71.6 | 0
11.06. | 3 | 834.0005 |  | 723.4065 | 0 | 38.994 | 71.6 | 0
11.06. | 4 | 834.9188 |  | 724.8163 | 0 | 38.592 | 71.5105 | 0
11.06. | 5 | 833.8032 |  | 723.2547 | 0 | 39.396 | 71.1525 | 0
11.06. | 6 | 837.1225 |  | 729.165 | 0 | 36.984 | 70.9735 | 0
11.06. | 7 | 867.5319 |  | 761.0914 | 0 | 34.572 | 71.8685 | 0
11.06. | 8 | 864.0012 |  | 763.7917 | 0 | 28.341 | 71.8685 | 0
11.06. | 9 | 851.0232 |  | 756.7102 | 0 | 22.713 | 71.6 | 0
11.06. | 10 | 833.8194 |  | 745.6054 | 0 | 17.688 | 70.526 | 0
11.06. | 11 | 836.2296 |  | 748.7286 | 0 | 16.08 | 71.421 | 0
11.06. | 12 | 837.9607 |  | 748.3382 | 0 | 18.291 | 71.3315 | 0
11.06. | 13 | 840.118 |  | 745.2475 | 0 | 23.718 | 71.1525 | 0
11.06. | 14 | 856.0849 |  | 752.0579 | 0 | 32.964 | 71.063 | 0
11.06. | 15 | 868.0852 |  | 752.1772 | 0 | 45.024 | 70.884 | 0
11.06. | 16 | 878.0727 |  | 750.8867 | 0 | 56.481 | 70.705 | 0
11.06. | 17 | 884.8731 |  | 751.2771 | 0 | 62.712 | 70.884 | 0
11.06. | 18 | 898.9667 |  | 759.9202 | 0 | 67.536 | 71.5105 | 0
11.06. | 19 | 899.3454 |  | 761.0589 | 0 | 67.134 | 71.1525 | 0
11.06. | 20 | 895.5012 |  | 759.2262 | 0 | 65.928 | 70.347 | 0
11.06. | 21 | 897.966 |  | 763.8785 | 0 | 63.114 | 70.9735 | 0
11.06. | 22 | 904.0626 |  | 774.4411 | 0 | 58.29 | 71.3315 | 0
11.06. | 23 | 909.1703 |  | 778.8548 | 0 | 58.089 | 72.2265 | 0
11.06. | 24 | 865.8257 |  | 738.0792 | 0 | 55.878 | 71.8685 | 0
12.06. | 1 | 862.0089 |  | 735.3789 | 0 | 54.672 | 71.958 | 0
12.06. | 2 | 853.3987 |  | 725.1417 | 0 | 58.089 | 70.168 | 0
12.06. | 3 | 852.1291 |  | 719.6761 | 0 | 63.717 | 68.736 | 0
12.06. | 4 | 857.9917 |  | 719.2857 | 0 | 70.149 | 68.557 | 0
12.06. | 5 | 856.3058 |  | 718.8953 | 0 | 68.943 | 68.4675 | 0
12.06. | 6 | 857.1301 |  | 726.0636 | 0 | 63.315 | 67.7515 | 0
12.06. | 7 | 915.1966 |  | 790.3611 | 0 | 57.084 | 67.7515 | 0
12.06. | 8 | 910.9441 |  | 797.4101 | 0 | 46.23 | 67.304 | 0
12.06. | 9 | 906.996 |  | 801.0105 | 0 | 38.592 | 67.3935 | 0
12.06. | 10 | 900.2641 |  | 798.7006 | 0 | 34.17 | 67.3935 | 0
12.06. | 11 | 892.507 |  | 793.2675 | 0 | 32.562 | 66.6775 | 0
12.06. | 12 | 897.8282 |  | 795.7292 | 0 | 34.974 | 67.125 | 0
12.06. | 13 | 894.6489 |  | 791.0769 | 0 | 36.984 | 66.588 | 0
12.06. | 14 | 899.7794 |  | 794.2869 | 0 | 38.994 | 66.4985 | 0
12.06. | 15 | 912.9644 |  | 798.1584 | 0 | 48.039 | 66.767 | 0
12.06. | 16 | 927.1305 |  | 799.0585 | 0 | 61.305 | 66.767 | 0
12.06. | 17 | 936.6306 |  | 798.0391 | 0 | 71.556 | 67.0355 | 0
12.06. | 18 | 942.5623 |  | 799.8393 | 0 | 75.777 | 66.946 | 0
12.06. | 19 | 947.684 |  | 804.8495 | 0 | 75.978 | 66.8565 | 0
12.06. | 20 | 946.515 |  | 809.979 | 0 | 69.948 | 66.588 | 0
12.06. | 21 | 942.7763 |  | 811.3563 | 0 | 65.727 | 65.693 | 0
12.06. | 22 | 936.6945 |  | 811.237 | 0 | 59.496 | 65.9615 | 0
12.06. | 23 | 928.8255 |  | 807.4305 | 0 | 54.27 | 67.125 | 0
12.06. | 24 | 852.0008 |  | 731.0738 | 0 | 53.265 | 67.662 | 0
13.06. | 1 | 850.4701 |  | 727.3541 | 0 | 55.275 | 67.841 | 0
13.06. | 2 | 848.4292 |  | 723.0597 | 0 | 58.692 | 66.6775 | 0
13.06. | 3 | 850.3258 |  | 720.0883 | 0 | 63.918 | 66.3195 | 0
13.06. | 4 | 853.5409 |  | 721.6499 | 0 | 65.124 | 66.767 | 0
13.06. | 5 | 858.7493 |  | 725.2503 | 0 | 66.732 | 66.767 | 0
13.06. | 6 | 862.9357 |  | 736.5612 | 0 | 59.697 | 66.6775 | 0
13.06. | 7 | 882.2752 |  | 767.4032 | 0 | 48.642 | 66.23 | 0
13.06. | 8 | 872.3853 |  | 772.1423 | 0 | 34.371 | 65.872 | 0
13.06. | 9 | 895.27 |  | 800.9455 | 0 | 28.542 | 65.7825 | 0
13.06. | 10 | 879.1567 |  | 795.6642 | 0 | 17.889 | 65.6035 | 0
13.06. | 11 | 883.4283 |  | 803.0168 | 0 | 14.271 | 66.1405 | 0
13.06. | 12 | 884.4412 |  | 802.7782 | 0 | 15.075 | 66.588 | 0
13.06. | 13 | 877.2707 |  | 793.7122 | 0 | 18.492 | 65.0665 | 0
13.06. | 14 | 865.8908 |  | 770.8518 | 0 | 29.346 | 65.693 | 0
13.06. | 15 | 875.3121 |  | 771.0036 | 0 | 37.989 | 66.3195 | 0
13.06. | 16 | 883.0019 |  | 771.1229 | 0 | 45.828 | 66.051 | 0
13.06. | 17 | 884.4695 |  | 769.442 | 0 | 49.245 | 65.7825 | 0
13.06. | 18 | 890.0821 |  | 770.3421 | 0 | 53.868 | 65.872 | 0
13.06. | 19 | 901.171 |  | 779.7335 | 0 | 55.476 | 65.9615 | 0
13.06. | 20 | 922.215 |  | 796.445 | 0 | 59.898 | 65.872 | 0
13.06. | 21 | 927.9994 |  | 801.3359 | 0 | 60.702 | 65.9615 | 0
13.06. | 22 | 913.4929 |  | 787.8344 | 0 | 59.697 | 65.9615 | 0
13.06. | 23 | 904.2108 |  | 781.1433 | 0 | 57.285 | 65.7825 | 0
13.06. | 24 | 864.9842 |  | 744.2392 | 0 | 54.873 | 65.872 | 0
14.06. | 1 | 855.9926 |  | 737.5481 | 0 | 52.662 | 65.7825 | 0
14.06. | 2 | 847.3065 |  | 729.534 | 0 | 53.064 | 64.7085 | 0
14.06. | 3 | 842.7673 |  | 727.0723 | 0 | 51.255 | 64.44 | 0
14.06. | 4 | 846.94 |  | 732.115 | 0 | 49.848 | 64.977 | 0
14.06. | 5 | 850.525 |  | 736.6155 | 0 | 48.843 | 65.0665 | 0
14.06. | 6 | 851.0746 |  | 743.3066 | 0 | 42.612 | 65.156 | 0
14.06. | 7 | 879.1938 |  | 775.9813 | 0 | 37.788 | 65.4245 | 0
14.06. | 8 | 872.6845 |  | 779.701 | 0 | 27.738 | 65.2455 | 0
14.06. | 9 | 866.3677 |  | 779.5492 | 0 | 22.11 | 64.7085 | 0
14.06. | 10 | 859.4982 |  | 776.9682 | 0 | 18.09 | 64.44 | 0
14.06. | 11 | 856.921 |  | 773.8775 | 0 | 18.693 | 64.3505 | 0
14.06. | 12 | 858.7906 |  | 772.1966 | 0 | 22.512 | 64.082 | 0
14.06. | 13 | 862.3895 |  | 773.2485 | 0 | 24.522 | 64.619 | 0
14.06. | 14 | 863.31 |  | 771.958 | 0 | 26.733 | 64.619 | 0
14.06. | 15 | 870.1324 |  | 772.3484 | 0 | 33.165 | 64.619 | 0
14.06. | 16 | 874.6854 |  | 771.7194 | 0 | 37.989 | 64.977 | 0
14.06. | 17 | 887.1719 |  | 778.8009 | 0 | 43.215 | 65.156 | 0
14.06. | 18 | 893.6548 |  | 780.4818 | 0 | 47.838 | 65.335 | 0
14.06. | 19 | 902.929 |  | 787.4115 | 0 | 50.451 | 65.0665 | 0
14.06. | 20 | 911.8006 |  | 790.2311 | 0 | 56.682 | 64.8875 | 0
14.06. | 21 | 917.3294 |  | 793.5929 | 0 | 58.491 | 65.2455 | 0
14.06. | 22 | 912.2978 |  | 792.6928 | 0 | 54.27 | 65.335 | 0
14.06. | 23 | 916.2192 |  | 800.1647 | 0 | 50.451 | 65.6035 | 0
14.06. | 24 | 860.2038 |  | 750.2688 | 0 | 44.421 | 65.514 | 0
15.06. | 1 | 850.9539 |  | 744.6839 | 0 | 42.009 | 64.261 | 0
15.06. | 2 | 848.4276 |  | 743.2741 | 0 | 40.803 | 64.3505 | 0
15.06. | 3 | 855.3559 |  | 747.2974 | 0 | 42.813 | 65.2455 | 0
15.06. | 4 | 855.2846 |  | 747.8071 | 0 | 42.411 | 65.0665 | 0
15.06. | 5 | 859.585 |  | 750.746 | 0 | 44.22 | 64.619 | 0
15.06. | 6 | 873.2002 |  | 761.5472 | 0 | 47.034 | 64.619 | 0
15.06. | 7 | 905.645 |  | 798.9935 | 0 | 41.406 | 65.2455 | 0
15.06. | 8 | 901.6896 |  | 806.9426 | 0 | 29.949 | 64.798 | 0
15.06. | 9 | 926.6911 |  | 837.8171 | 0 | 23.718 | 65.156 | 0
15.06. | 10 | 923.4438 |  | 835.1493 | 0 | 22.512 | 65.7825 | 0
15.06. | 11 | 915.0328 |  | 828.0353 | 0 | 22.11 | 64.8875 | 0
15.06. | 12 | 915.3293 |  | 824.8253 | 0 | 25.527 | 64.977 | 0
15.06. | 13 | 922.0424 |  | 822.5154 | 0 | 34.371 | 65.156 | 0
15.06. | 14 | 903.3504 |  | 796.1414 | 0 | 42.411 | 64.798 | 0
15.06. | 15 | 907.5284 |  | 794.2219 | 0 | 48.24 | 65.0665 | 0
15.06. | 16 | 918.1092 |  | 796.2932 | 0 | 56.481 | 65.335 | 0
15.06. | 17 | 929.4949 |  | 796.8029 | 0 | 67.536 | 65.156 | 0
15.06. | 18 | 933.2639 |  | 793.5604 | 0 | 75.174 | 64.5295 | 0
15.06. | 19 | 945.8456 |  | 803.1036 | 0 | 77.586 | 65.156 | 0
15.06. | 20 | 957.7858 |  | 818.3728 | 0 | 74.973 | 64.44 | 0
15.06. | 21 | 954.6229 |  | 817.3534 | 0 | 72.561 | 64.7085 | 0
15.06. | 22 | 937.7481 |  | 800.5226 | 0 | 72.159 | 65.0665 | 0
15.06. | 23 | 938.6524 |  | 801.3359 | 0 | 71.355 | 65.9615 | 0
15.06. | 24 | 892.7227 |  | 757.7082 | 0 | 69.948 | 65.0665 | 0
16.06. | 1 | 894.8558 |  | 757.3178 | 0 | 72.561 | 64.977 | 0
16.06. | 2 | 894.325 |  | 755.2465 | 0 | 74.37 | 64.7085 | 0
16.06. | 3 | 901.8129 |  | 756.9274 | 0 | 79.998 | 64.8875 | 0
16.06. | 4 | 902.0563 |  | 754.7368 | 0 | 82.611 | 64.7085 | 0
16.06. | 5 | 899.0316 |  | 758.0986 | 0 | 75.777 | 65.156 | 0
16.06. | 6 | 895.8838 |  | 761.8508 | 0 | 68.34 | 65.693 | 0
16.06. | 7 | 917.7566 |  | 795.4256 | 0 | 56.28 | 66.051 | 0
16.06. | 8 | 910.5943 |  | 795.9028 | 0 | 49.446 | 65.2455 | 0
16.06. | 9 | 906.1383 |  | 795.8703 | 0 | 45.828 | 64.44 | 0
16.06. | 10 | 904.2365 |  | 796.445 | 0 | 42.009 | 65.7825 | 0
16.06. | 11 | 896.859 |  | 790.589 | 0 | 42.009 | 64.261 | 0
16.06. | 12 | 905.06 |  | 795.816 | 0 | 43.014 | 66.23 | 0
16.06. | 13 | 899.3149 |  | 792.9964 | 0 | 39.999 | 66.3195 | 0
16.06. | 14 | 893.8313 |  | 788.8538 | 0 | 39.195 | 65.7825 | 0
16.06. | 15 | 889.5597 |  | 781.5012 | 0 | 42.813 | 65.2455 | 0
16.06. | 16 | 900.5137 |  | 787.9862 | 0 | 46.029 | 66.4985 | 0
16.06. | 17 | 909.5556 |  | 792.2481 | 0 | 50.451 | 66.8565 | 0
16.06. | 18 | 920.3235 |  | 797.768 | 0 | 55.878 | 66.6775 | 0
16.06. | 19 | 929.3761 |  | 803.2011 | 0 | 58.692 | 67.483 | 0
16.06. | 20 | 933.5431 |  | 805.7821 | 0 | 60.099 | 67.662 | 0
16.06. | 21 | 942.4632 |  | 809.2957 | 0 | 64.521 | 68.6465 | 0
16.06. | 22 | 947.8035 |  | 810.7055 | 0 | 68.541 | 68.557 | 0
16.06. | 23 | 943.9948 |  | 811.4538 | 0 | 64.521 | 68.02 | 0
16.06. | 24 | 897.9723 |  | 768.4008 | 0 | 61.104 | 68.4675 | 0
17.06. | 1 | 892.8927 |  | 766.8717 | 0 | 57.285 | 68.736 | 0
17.06. | 2 | 890.2652 |  | 766.2102 | 0 | 55.677 | 68.378 | 0
17.06. | 3 | 893.6043 |  | 765.8198 | 0 | 59.496 | 68.2885 | 0
17.06. | 4 | 896.7308 |  | 765.8198 | 0 | 62.712 | 68.199 | 0
17.06. | 5 | 896.5675 |  | 765.7005 | 0 | 62.31 | 68.557 | 0
17.06. | 6 | 904.3145 |  | 774.0725 | 0 | 61.506 | 68.736 | 0
17.06. | 7 | 941.2971 |  | 815.4771 | 0 | 57.084 | 68.736 | 0
17.06. | 8 | 934.7196 |  | 815.4446 | 0 | 51.255 | 68.02 | 0
17.06. | 9 | 924.3674 |  | 816.1929 | 0 | 40.602 | 67.5725 | 0
17.06. | 10 | 911.7644 |  | 810.4019 | 0 | 33.969 | 67.3935 | 0
17.06. | 11 | 902.8965 |  | 807.4305 | 0 | 28.341 | 67.125 | 0
17.06. | 12 | 899.3112 |  | 808.6017 | 0 | 23.316 | 67.3935 | 0
17.06. | 13 | 896.8446 |  | 807.0726 | 0 | 22.11 | 67.662 | 0
17.06. | 14 | 890.3196 |  | 801.9106 | 0 | 21.105 | 67.304 | 0
17.06. | 15 | 898.3411 |  | 807.0726 | 0 | 23.517 | 67.7515 | 0
17.06. | 16 | 903.1899 |  | 808.4824 | 0 | 27.135 | 67.5725 | 0
17.06. | 17 | 915.9011 |  | 814.8481 | 0 | 31.959 | 69.094 | 0
17.06. | 18 | 926.2633 |  | 820.5198 | 0 | 36.381 | 69.3625 | 0
17.06. | 19 | 932.3288 |  | 823.1008 | 0 | 39.597 | 69.631 | 0
17.06. | 20 | 948.8359 |  | 834.2924 | 0 | 44.823 | 69.7205 | 0
17.06. | 21 | 954.1271 |  | 830.8981 | 0 | 54.672 | 68.557 | 0
17.06. | 22 | 960.4009 |  | 829.1304 | 0 | 61.908 | 69.3625 | 0
17.06. | 23 | 961.6078 |  | 827.5688 | 0 | 65.124 | 68.915 | 0
17.06. | 24 | 913.767 |  | 772.847 | 0 | 70.752 | 70.168 | 0
18.06. | 1 | 910.7062 |  | 769.5177 | 0 | 70.752 | 70.4365 | 0
18.06. | 2 | 916.0801 |  | 770.5371 | 0 | 75.375 | 70.168 | 0
18.06. | 3 | 919.8252 |  | 764.3232 | 0 | 86.229 | 69.273 | 0
18.06. | 4 | 928.6547 |  | 763.6617 | 0 | 96.078 | 68.915 | 0
18.06. | 5 | 929.5445 |  | 763.8135 | 0 | 96.279 | 69.452 | 0
18.06. | 6 | 924.1184 |  | 762.2519 | 0 | 92.862 | 69.0045 | 0
18.06. | 7 | 972.1469 |  | 811.1284 | 0 | 91.656 | 69.3625 | 0
18.06. | 8 | 964.6568 |  | 812.1478 | 0 | 83.415 | 69.094 | 0
18.06. | 9 | 955.0691 |  | 816.1386 | 0 | 69.747 | 69.1835 | 0
18.06. | 10 | 946.8432 |  | 820.9102 | 0 | 56.481 | 69.452 | 0
18.06. | 11 | 930.3661 |  | 813.5251 | 0 | 48.642 | 68.199 | 0
18.06. | 12 | 910.7749 |  | 800.1429 | 0 | 42.612 | 68.02 | 0
18.06. | 13 | 895.7033 |  | 790.2093 | 0 | 38.19 | 67.304 | 0
18.06. | 14 | 893.9443 |  | 793.4518 | 0 | 32.562 | 67.9305 | 0
18.06. | 15 | 889.4938 |  | 792.1938 | 0 | 28.743 | 68.557 | 0
18.06. | 16 | 895.1891 |  | 797.5076 | 0 | 28.14 | 69.5415 | 0
18.06. | 17 | 897.3773 |  | 796.6618 | 0 | 32.964 | 67.7515 | 0
18.06. | 18 | 903.4959 |  | 798.2234 | 0 | 36.984 | 68.2885 | 0
18.06. | 19 | 919.6098 |  | 807.6148 | 0 | 43.617 | 68.378 | 0
18.06. | 20 | 931.2938 |  | 817.2448 | 0 | 46.029 | 68.02 | 0
18.06. | 21 | 942.4574 |  | 816.1929 | 0 | 58.692 | 67.5725 | 0
18.06. | 22 | 966.6046 |  | 820.6391 | 0 | 76.782 | 69.1835 | 0
18.06. | 23 | 977.8312 |  | 820.9427 | 0 | 86.631 | 70.2575 | 0
18.06. | 24 | 928.5977 |  | 761.1457 | 0 | 97.284 | 70.168 | 0
19.06. | 1 | 925.6873 |  | 750.4638 | 0 | 105.324 | 69.8995 | 0
19.06. | 2 | 931.1301 |  | 749.9866 | 0 | 110.349 | 70.7945 | 0
19.06. | 3 | 928.4816 |  | 747.4056 | 0 | 110.55 | 70.526 | 0
19.06. | 4 | 928.2834 |  | 748.8154 | 0 | 108.942 | 70.526 | 0
19.06. | 5 | 930.8609 |  | 746.2344 | 0 | 114.369 | 70.2575 | 0
19.06. | 6 | 944.9211 |  | 758.9551 | 0 | 115.977 | 69.989 | 0
19.06. | 7 | 987.1085 |  | 808.157 | 0 | 109.947 | 69.0045 | 0
19.06. | 8 | 978.3072 |  | 815.7482 | 0 | 93.465 | 69.094 | 0
19.06. | 9 | 957.1934 |  | 817.5484 | 0 | 70.551 | 69.094 | 0
19.06. | 10 | 934.5774 |  | 816.8869 | 0 | 49.044 | 68.6465 | 0
19.06. | 11 | 909.3421 |  | 809.6536 | 0 | 31.758 | 67.9305 | 0
19.06. | 12 | 899.5477 |  | 811.1827 | 0 | 20.703 | 67.662 | 0
19.06. | 13 | 890.0185 |  | 806.834 | 0 | 15.075 | 68.1095 | 0
19.06. | 14 | 887.87 |  | 808.1245 | 0 | 11.457 | 68.2885 | 0
19.06. | 15 | 885.659 |  | 808.1245 | 0 | 9.246 | 68.2885 | 0
19.06. | 16 | 887.7535 |  | 809.415 | 0 | 10.05 | 68.2885 | 0
19.06. | 17 | 895.0577 |  | 813.1672 | 0 | 13.065 | 68.8255 | 0
19.06. | 18 | 903.5955 |  | 819.739 | 0 | 14.673 | 69.1835 | 0
19.06. | 19 | 915.288 |  | 833.2405 | 0 | 12.864 | 69.1835 | 0
19.06. | 20 | 919.5372 |  | 840.1702 | 0 | 10.452 | 68.915 | 0
19.06. | 21 | 918.9524 |  | 840.6799 | 0 | 9.447 | 68.8255 | 0
19.06. | 22 | 923.4617 |  | 843.3802 | 0 | 11.256 | 68.8255 | 0
19.06. | 23 | 920.1402 |  | 840.1702 | 0 | 11.055 | 68.915 | 0
19.06. | 24 | 846.1376 |  | 767.2621 | 0 | 10.05 | 68.8255 | 0
20.06. | 1 | 841.686 |  | 761.829 | 0 | 11.658 | 68.199 | 0
20.06. | 2 | 843.2912 |  | 760.4192 | 0 | 14.673 | 68.199 | 0
20.06. | 3 | 846.3775 |  | 759.9095 | 0 | 18.09 | 68.378 | 0
20.06. | 4 | 841.9959 |  | 755.1054 | 0 | 19.497 | 67.3935 | 0
20.06. | 5 | 838.4743 |  | 750.3338 | 0 | 21.105 | 67.0355 | 0
20.06. | 6 | 855.4073 |  | 764.4968 | 0 | 23.517 | 67.3935 | 0
20.06. | 7 | 865.8568 |  | 772.8688 | 0 | 25.326 | 67.662 | 0
20.06. | 8 | 872.24 |  | 777.8465 | 0 | 27.537 | 66.8565 | 0
20.06. | 9 | 896.7334 |  | 801.4009 | 0 | 27.939 | 67.3935 | 0
20.06. | 10 | 887.7782 |  | 795.7292 | 0 | 24.924 | 67.125 | 0
20.06. | 11 | 886.1329 |  | 796.2714 | 0 | 22.11 | 67.7515 | 0
20.06. | 12 | 873.9435 |  | 790.09 | 0 | 16.281 | 67.5725 | 0
20.06. | 13 | 865.2032 |  | 780.9697 | 0 | 16.482 | 67.7515 | 0
20.06. | 14 | 852.5736 |  | 761.4386 | 0 | 23.115 | 68.02 | 0
20.06. | 15 | 849.1424 |  | 755.1054 | 0 | 26.733 | 67.304 | 0
20.06. | 16 | 849.2879 |  | 755.1379 | 0 | 26.13 | 68.02 | 0
20.06. | 17 | 850.9238 |  | 752.2858 | 0 | 31.155 | 67.483 | 0
20.06. | 18 | 865.4385 |  | 759.877 | 0 | 37.989 | 67.5725 | 0
20.06. | 19 | 890.217 |  | 775.298 | 0 | 47.436 | 67.483 | 0
20.06. | 20 | 904.3272 |  | 791.2612 | 0 | 45.225 | 67.841 | 0
20.06. | 21 | 902.2635 |  | 788.1705 | 0 | 46.431 | 67.662 | 0
20.06. | 22 | 899.8104 |  | 773.7689 | 0 | 58.29 | 67.7515 | 0
20.06. | 23 | 891.1668 |  | 769.6588 | 0 | 53.667 | 67.841 | 0
20.06. | 24 | 862.4345 |  | 755.3765 | 0 | 39.396 | 67.662 | 0
21.06. | 1 | 863.9436 |  | 753.0666 | 0 | 43.215 | 67.662 | 0
21.06. | 2 | 864.9102 |  | 749.4337 | 0 | 48.441 | 67.0355 | 0
21.06. | 3 | 875.7912 |  | 748.1432 | 0 | 60.702 | 66.946 | 0
21.06. | 4 | 875.0478 |  | 746.4623 | 0 | 61.908 | 66.6775 | 0
21.06. | 5 | 861.2325 |  | 749.553 | 0 | 44.823 | 66.8565 | 0
21.06. | 6 | 878.3583 |  | 754.1728 | 0 | 57.687 | 66.4985 | 0
21.06. | 7 | 904.1587 |  | 786.6957 | 0 | 51.054 | 66.409 | 0
21.06. | 8 | 894.4473 |  | 786.9668 | 0 | 40.803 | 66.6775 | 0
21.06. | 9 | 885.1831 |  | 786.4571 | 0 | 31.959 | 66.767 | 0
21.06. | 10 | 869.2444 |  | 786.5764 | 0 | 16.08 | 66.588 | 0
21.06. | 11 | 864.2012 |  | 786.0667 | 0 | 11.457 | 66.6775 | 0
21.06. | 12 | 863.2684 |  | 783.9954 | 0 | 12.864 | 66.409 | 0
21.06. | 13 | 850.6955 |  | 772.652 | 0 | 12.261 | 65.7825 | 0
21.06. | 14 | 840.8795 |  | 768.1515 | 0 | 7.035 | 65.693 | 0
21.06. | 15 | 844.0937 |  | 771.2747 | 0 | 6.231 | 66.588 | 0
21.06. | 16 | 852.1925 |  | 772.717 | 0 | 12.261 | 67.2145 | 0
21.06. | 17 | 857.2805 |  | 772.023 | 0 | 19.296 | 65.9615 | 0
21.06. | 18 | 873.4164 |  | 772.4134 | 0 | 34.773 | 66.23 | 0
21.06. | 19 | 890.2382 |  | 780.9047 | 0 | 43.014 | 66.3195 | 0
21.06. | 20 | 895.311 |  | 786.8475 | 0 | 41.607 | 66.8565 | 0
21.06. | 21 | 902.5913 |  | 787.6283 | 0 | 47.838 | 67.125 | 0
21.06. | 22 | 897.3471 |  | 787.1186 | 0 | 43.014 | 67.2145 | 0
21.06. | 23 | 898.3339 |  | 786.6089 | 0 | 44.421 | 67.304 | 0
21.06. | 24 | 850.5101 |  | 737.5806 | 0 | 46.431 | 66.4985 | 0
22.06. | 1 | 858.4452 |  | 738.4807 | 0 | 53.466 | 66.4985 | 0
22.06. | 2 | 864.9975 |  | 736.6805 | 0 | 61.908 | 66.409 | 0
22.06. | 3 | 864.4061 |  | 736.2901 | 0 | 61.707 | 66.409 | 0
22.06. | 4 | 864.8283 |  | 739.4133 | 0 | 58.29 | 67.125 | 0
22.06. | 5 | 864.1138 |  | 739.4133 | 0 | 57.486 | 67.2145 | 0
22.06. | 6 | 858.4418 |  | 748.4143 | 0 | 42.813 | 67.2145 | 0
22.06. | 7 | 889.8285 |  | 786.88 | 0 | 35.376 | 67.5725 | 0
22.06. | 8 | 883.5421 |  | 790.9576 | 0 | 25.728 | 66.8565 | 0
22.06. | 9 | 894.6412 |  | 810.4562 | 0 | 18.492 | 65.693 | 0
22.06. | 10 | 891.1518 |  | 806.7908 | 0 | 20.1 | 64.261 | 0
22.06. | 11 | 879.5939 |  | 801.8674 | 0 | 14.271 | 63.4555 | 0
22.06. | 12 | 879.7721 |  | 803.0711 | 0 | 12.261 | 64.44 | 0
22.06. | 13 | 873.3134 |  | 798.6899 | 0 | 10.452 | 64.1715 | 0
22.06. | 14 | 839.896 |  | 768.0865 | 0 | 7.638 | 64.1715 | 0
22.06. | 15 | 841.92 |  | 770.7325 | 0 | 5.226 | 65.9615 | 0
22.06. | 16 | 843.8512 |  | 771.9037 | 0 | 5.628 | 66.3195 | 0
22.06. | 17 | 845.441 |  | 771.394 | 0 | 7.638 | 66.409 | 0
22.06. | 18 | 856.1782 |  | 778.3562 | 0 | 11.055 | 66.767 | 0
22.06. | 19 | 860.2179 |  | 781.4144 | 0 | 12.663 | 66.1405 | 0
22.06. | 20 | 871.5527 |  | 793.6472 | 0 | 14.271 | 63.6345 | 0
22.06. | 21 | 877.2498 |  | 795.8378 | 0 | 17.688 | 63.724 | 0
22.06. | 22 | 864.9258 |  | 781.0783 | 0 | 19.497 | 64.3505 | 0
22.06. | 23 | 872.548 |  | 783.605 | 0 | 22.713 | 66.23 | 0
22.06. | 24 | 838.1639 |  | 741.5389 | 0 | 30.753 | 65.872 | 0
23.06. | 1 | 851.6215 |  | 739.229 | 0 | 46.431 | 65.9615 | 0
23.06. | 2 | 858.6895 |  | 734.7285 | 0 | 58.089 | 65.872 | 0
23.06. | 3 | 865.2073 |  | 734.8803 | 0 | 63.918 | 66.409 | 0
23.06. | 4 | 862.4137 |  | 732.6897 | 0 | 63.315 | 66.409 | 0
23.06. | 5 | 861.1728 |  | 734.2188 | 0 | 60.903 | 66.051 | 0
23.06. | 6 | 866.58 |  | 740.5195 | 0 | 60.099 | 65.9615 | 0
23.06. | 7 | 896.1118 |  | 776.0138 | 0 | 53.868 | 66.23 | 0
23.06. | 8 | 891.1653 |  | 780.5143 | 0 | 44.421 | 66.23 | 0
23.06. | 9 | 879.0158 |  | 780.5143 | 0 | 32.361 | 66.1405 | 0
23.06. | 10 | 863.6407 |  | 772.4677 | 0 | 26.733 | 64.44 | 0
23.06. | 11 | 855.3221 |  | 766.4056 | 0 | 24.924 | 63.9925 | 0
23.06. | 12 | 850.3175 |  | 764.215 | 0 | 22.11 | 63.9925 | 0
23.06. | 13 | 841.8567 |  | 759.5952 | 0 | 18.09 | 64.1715 | 0
23.06. | 14 | 833.4053 |  | 757.2853 | 0 | 11.859 | 64.261 | 0
23.06. | 15 | 833.6008 |  | 760.5603 | 0 | 7.437 | 65.6035 | 0
23.06. | 16 | 827.0227 |  | 756.4177 | 0 | 5.628 | 64.977 | 0
23.06. | 17 | 829.1549 |  | 757.5889 | 0 | 6.231 | 65.335 | 0
23.06. | 18 | 830.9327 |  | 758.9662 | 0 | 7.437 | 64.5295 | 0
23.06. | 19 | 837.5808 |  | 763.7378 | 0 | 9.045 | 64.798 | 0
23.06. | 20 | 847.2794 |  | 771.0904 | 0 | 10.854 | 65.335 | 0
23.06. | 21 | 852.6515 |  | 775.233 | 0 | 11.457 | 65.9615 | 0
23.06. | 22 | 853.4452 |  | 774.4847 | 0 | 12.462 | 66.4985 | 0
23.06. | 23 | 855.5112 |  | 774.5172 | 0 | 13.869 | 67.125 | 0
23.06. | 24 | 818.17 |  | 735.455 | 0 | 14.874 | 67.841 | 0
24.06. | 1 | 823.4739 |  | 735.8454 | 0 | 19.698 | 67.9305 | 0
24.06. | 2 | 828.6635 |  | 734.826 | 0 | 25.728 | 68.1095 | 0
24.06. | 3 | 828.4204 |  | 731.3449 | 0 | 29.145 | 67.9305 | 0
24.06. | 4 | 827.2596 |  | 730.5641 | 0 | 28.944 | 67.7515 | 0
24.06. | 5 | 828.1685 |  | 729.664 | 0 | 30.753 | 67.7515 | 0
24.06. | 6 | 834.2239 |  | 735.1839 | 0 | 31.557 | 67.483 | 0
24.06. | 7 | 882.6311 |  | 785.1991 | 0 | 29.949 | 67.483 | 0
24.06. | 8 | 874.4746 |  | 786.4896 | 0 | 20.502 | 67.483 | 0
24.06. | 9 | 869.1792 |  | 789.9707 | 0 | 11.457 | 67.7515 | 0
24.06. | 10 | 865.2474 |  | 791.1094 | 0 | 6.834 | 67.304 | 0
24.06. | 11 | 861.8065 |  | 788.138 | 0 | 6.633 | 67.0355 | 0
24.06. | 12 | 862.4146 |  | 786.4896 | 0 | 8.442 | 67.483 | 0
24.06. | 13 | 864.4689 |  | 787.2704 | 0 | 9.447 | 67.7515 | 0
24.06. | 14 | 862.3003 |  | 785.0798 | 0 | 9.648 | 67.5725 | 0
24.06. | 15 | 859.3402 |  | 780.9372 | 0 | 11.457 | 66.946 | 0
24.06. | 16 | 868.065 |  | 786.9125 | 0 | 12.864 | 68.2885 | 0
24.06. | 17 | 859.7374 |  | 776.9139 | 0 | 16.683 | 66.1405 | 0
24.06. | 18 | 861.0711 |  | 774.8101 | 0 | 21.105 | 65.156 | 0
24.06. | 19 | 880.286 |  | 790.09 | 0 | 22.713 | 67.483 | 0
24.06. | 20 | 889.9352 |  | 798.3102 | 0 | 24.321 | 67.304 | 0
24.06. | 21 | 896.7316 |  | 804.5241 | 0 | 23.919 | 68.2885 | 0
24.06. | 22 | 892.51 |  | 800.414 | 0 | 23.718 | 68.378 | 0
24.06. | 23 | 889.3434 |  | 799.5464 | 0 | 20.703 | 69.094 | 0
24.06. | 24 | 834.8244 |  | 745.6054 | 0 | 18.693 | 70.526 | 0
25.06. | 1 | 835.9604 |  | 744.9764 | 0 | 20.1 | 70.884 | 0
25.06. | 2 | 832.6077 |  | 743.1437 | 0 | 19.296 | 70.168 | 0
25.06. | 3 | 830.2045 |  | 741.3435 | 0 | 18.693 | 70.168 | 0
25.06. | 4 | 830.1093 |  | 738.8818 | 0 | 21.507 | 69.7205 | 0
25.06. | 5 | 825.9614 |  | 735.2489 | 0 | 21.708 | 69.0045 | 0
25.06. | 6 | 816.8734 |  | 731.2799 | 0 | 19.095 | 66.4985 | 0
25.06. | 7 | 857.9275 |  | 778.4755 | 0 | 12.864 | 66.588 | 0
25.06. | 8 | 849.866 |  | 776.491 | 0 | 8.04 | 65.335 | 0
25.06. | 9 | 851.8584 |  | 780.0914 | 0 | 6.432 | 65.335 | 0
25.06. | 10 | 849.8857 |  | 779.5492 | 0 | 5.628 | 64.7085 | 0
25.06. | 11 | 837.2452 |  | 768.5637 | 0 | 5.226 | 63.4555 | 0
25.06. | 12 | 833.053 |  | 764.15 | 0 | 6.432 | 62.471 | 0
25.06. | 13 | 831.8791 |  | 761.2111 | 0 | 7.839 | 62.829 | 0
25.06. | 14 | 828.9787 |  | 756.9492 | 0 | 9.648 | 62.3815 | 0
25.06. | 15 | 832.3621 |  | 757.3396 | 0 | 12.462 | 62.5605 | 0
25.06. | 16 | 832.1438 |  | 755.2683 | 0 | 14.673 | 62.2025 | 0
25.06. | 17 | 834.0693 |  | 753.9778 | 0 | 17.889 | 62.2025 | 0
25.06. | 18 | 843.3449 |  | 759.4109 | 0 | 21.105 | 62.829 | 0
25.06. | 19 | 853.9276 |  | 764.4536 | 0 | 25.929 | 63.545 | 0
25.06. | 20 | 864.3095 |  | 773.1835 | 0 | 27.939 | 63.187 | 0
25.06. | 21 | 861.9157 |  | 773.6932 | 0 | 25.125 | 63.0975 | 0
25.06. | 22 | 853.6056 |  | 771.5026 | 0 | 19.095 | 63.008 | 0
25.06. | 23 | 848.2195 |  | 766.7635 | 0 | 18.09 | 63.366 | 0
25.06. | 24 | 784.7493 |  | 701.3273 | 0 | 19.698 | 63.724 | 0
26.06. | 1 | 781.9529 |  | 697.7269 | 0 | 20.502 | 63.724 | 0
26.06. | 2 | 772.7524 |  | 691.2744 | 0 | 18.291 | 63.187 | 0
26.06. | 3 | 769.6865 |  | 689.5935 | 0 | 17.085 | 63.008 | 0
26.06. | 4 | 770.824 |  | 691.513 | 0 | 16.482 | 62.829 | 0
26.06. | 5 | 775.5218 |  | 696.1653 | 0 | 16.08 | 63.2765 | 0
26.06. | 6 | 784.5768 |  | 702.5853 | 0 | 18.894 | 63.0975 | 0
26.06. | 7 | 842.6804 |  | 762.6534 | 0 | 16.482 | 63.545 | 0
26.06. | 8 | 847.5471 |  | 770.2446 | 0 | 13.668 | 63.6345 | 0
26.06. | 9 | 848.8571 |  | 770.9061 | 0 | 13.869 | 64.082 | 0
26.06. | 10 | 846.7613 |  | 770.7543 | 0 | 12.462 | 63.545 | 0
26.06. | 11 | 836.9396 |  | 763.7921 | 0 | 10.05 | 63.0975 | 0
26.06. | 12 | 840.1692 |  | 766.0152 | 0 | 10.251 | 63.903 | 0
26.06. | 13 | 838.7914 |  | 762.0244 | 0 | 12.864 | 63.903 | 0
26.06. | 14 | 849.501 |  | 766.167 | 0 | 18.894 | 64.44 | 0
26.06. | 15 | 861.1208 |  | 768.2708 | 0 | 27.336 | 65.514 | 0
26.06. | 16 | 868.6124 |  | 769.7999 | 0 | 33.567 | 65.2455 | 0
26.06. | 17 | 876.1339 |  | 771.0904 | 0 | 39.798 | 65.2455 | 0
26.06. | 18 | 895.5948 |  | 779.8528 | 0 | 50.049 | 65.693 | 0
26.06. | 19 | 912.0495 |  | 786.815 | 0 | 59.094 | 66.1405 | 0
26.06. | 20 | 919.2843 |  | 794.0483 | 0 | 58.29 | 66.946 | 0
26.06. | 21 | 929.095 |  | 805.511 | 0 | 56.28 | 67.304 | 0
26.06. | 22 | 923.5504 |  | 802.6264 | 0 | 54.873 | 66.051 | 0
26.06. | 23 | 915.6838 |  | 799.8068 | 0 | 49.647 | 66.23 | 0
26.06. | 24 | 830.4799 |  | 719.0689 | 0 | 44.823 | 66.588 | 0
27.06. | 1 | 825.0253 |  | 716.2493 | 0 | 42.009 | 66.767 | 0
27.06. | 2 | 810.0689 |  | 706.1639 | 0 | 38.391 | 65.514 | 0
27.06. | 3 | 808.758 |  | 707.064 | 0 | 36.18 | 65.514 | 0
27.06. | 4 | 797.0391 |  | 698.9631 | 0 | 32.562 | 65.514 | 0
27.06. | 5 | 793.1352 |  | 697.2497 | 0 | 31.356 | 64.5295 | 0
27.06. | 6 | 807.0484 |  | 707.3894 | 0 | 35.577 | 64.082 | 0
27.06. | 7 | 851.4517 |  | 751.2557 | 0 | 35.577 | 64.619 | 0
27.06. | 8 | 853.495 |  | 756.537 | 0 | 32.16 | 64.798 | 0
27.06. | 9 | 866.5062 |  | 778.2587 | 0 | 23.718 | 64.5295 | 0
27.06. | 10 | 862.3389 |  | 781.3494 | 0 | 16.281 | 64.7085 | 0
27.06. | 11 | 860.7366 |  | 783.8111 | 0 | 11.859 | 65.0665 | 0
27.06. | 12 | 860.3346 |  | 783.8111 | 0 | 11.457 | 65.0665 | 0
27.06. | 13 | 853.0572 |  | 773.0317 | 0 | 17.286 | 62.7395 | 0
27.06. | 14 | 833.4548 |  | 745.0093 | 0 | 25.527 | 62.9185 | 0
27.06. | 15 | 842.8123 |  | 745.0093 | 0 | 34.974 | 62.829 | 0
27.06. | 16 | 852.624 |  | 745.5515 | 0 | 43.617 | 63.4555 | 0
27.06. | 17 | 854.0062 |  | 744.1417 | 0 | 46.23 | 63.6345 | 0
27.06. | 18 | 858.0413 |  | 748.9133 | 0 | 45.225 | 63.903 | 0
27.06. | 19 | 857.8782 |  | 752.4812 | 0 | 42.21 | 63.187 | 0
27.06. | 20 | 869.0735 |  | 763.521 | 0 | 42.813 | 62.7395 | 0
27.06. | 21 | 876.1591 |  | 770.8736 | 0 | 42.009 | 63.2765 | 0
27.06. | 22 | 857.7048 |  | 755.3008 | 0 | 39.396 | 63.008 | 0
27.06. | 23 | 857.6311 |  | 754.8236 | 0 | 38.994 | 63.8135 | 0
27.06. | 24 | 808.5994 |  | 704.8734 | 0 | 38.391 | 65.335 | 0
28.06. | 1 | 804.8344 |  | 702.2924 | 0 | 37.386 | 65.156 | 0
28.06. | 2 | 799.0085 |  | 698.0305 | 0 | 36.18 | 64.798 | 0
28.06. | 3 | 794.8336 |  | 695.6881 | 0 | 34.974 | 64.1715 | 0
28.06. | 4 | 795.3499 |  | 697.0979 | 0 | 34.17 | 64.082 | 0
28.06. | 5 | 791.7058 |  | 696.8268 | 0 | 31.155 | 63.724 | 0
28.06. | 6 | 789.9771 |  | 698.2041 | 0 | 28.944 | 62.829 | 0
28.06. | 7 | 837.6297 |  | 747.3517 | 0 | 26.733 | 63.545 | 0
28.06. | 8 | 841.1133 |  | 757.9143 | 0 | 19.296 | 63.903 | 0
28.06. | 9 | 841.0788 |  | 759.8663 | 0 | 16.683 | 64.5295 | 0
28.06. | 10 | 837.806 |  | 761.0375 | 0 | 12.06 | 64.7085 | 0
28.06. | 11 | 836.9778 |  | 763.7378 | 0 | 8.442 | 64.798 | 0
28.06. | 12 | 822.9494 |  | 751.7004 | 0 | 8.241 | 63.008 | 0
28.06. | 13 | 834.7107 |  | 759.6602 | 0 | 9.447 | 65.6035 | 0
28.06. | 14 | 841.4389 |  | 762.1219 | 0 | 13.266 | 66.051 | 0
28.06. | 15 | 848.2444 |  | 760.8639 | 0 | 20.703 | 66.6775 | 0
28.06. | 16 | 857.2442 |  | 761.6447 | 0 | 28.743 | 66.8565 | 0
28.06. | 17 | 873.7268 |  | 765.7548 | 0 | 41.205 | 66.767 | 0
28.06. | 18 | 883.47 |  | 768.2165 | 0 | 48.039 | 67.2145 | 0
28.06. | 19 | 884.5726 |  | 771.6651 | 0 | 46.23 | 66.6775 | 0
28.06. | 20 | 885.1244 |  | 775.6559 | 0 | 42.612 | 66.8565 | 0
28.06. | 21 | 886.1081 |  | 779.4081 | 0 | 39.396 | 67.304 | 0
28.06. | 22 | 883.0007 |  | 778.3562 | 0 | 37.788 | 66.8565 | 0
28.06. | 23 | 884.5453 |  | 778.6273 | 0 | 38.793 | 67.125 | 0
28.06. | 24 | 828.1876 |  | 728.6121 | 0 | 32.361 | 67.2145 | 0
29.06. | 1 | 823.1975 |  | 727.083 | 0 | 28.542 | 67.5725 | 0
29.06. | 2 | 817.5531 |  | 723.4501 | 0 | 27.336 | 66.767 | 0
29.06. | 3 | 814.3305 |  | 722.55 | 0 | 24.924 | 66.8565 | 0
29.06. | 4 | 806.3869 |  | 717.7784 | 0 | 22.11 | 66.4985 | 0
29.06. | 5 | 806.9032 |  | 719.1882 | 0 | 21.306 | 66.409 | 0
29.06. | 6 | 812.5651 |  | 728.5796 | 0 | 17.487 | 66.4985 | 0
29.06. | 7 | 847.484 |  | 766.8935 | 0 | 14.271 | 66.3195 | 0
29.06. | 8 | 850.6461 |  | 773.5196 | 0 | 12.06 | 65.0665 | 0
29.06. | 9 | 870.9051 |  | 798.5381 | 0 | 8.643 | 63.724 | 0
29.06. | 10 | 868.5089 |  | 798.0609 | 0 | 5.829 | 64.619 | 0
29.06. | 11 | 854.7636 |  | 786.3271 | 0 | 4.623 | 63.8135 | 0
29.06. | 12 | 844.8807 |  | 776.9357 | 0 | 4.221 | 63.724 | 0
29.06. | 13 | 841.7863 |  | 773.9968 | 0 | 3.618 | 64.1715 | 0
29.06. | 14 | 821.0788 |  | 750.8978 | 0 | 5.025 | 65.156 | 0
29.06. | 15 | 827.5948 |  | 754.1728 | 0 | 6.834 | 66.588 | 0
29.06. | 16 | 827.4945 |  | 753.3595 | 0 | 8.442 | 65.693 | 0
29.06. | 17 | 829.9625 |  | 753.392 | 0 | 10.251 | 66.3195 | 0
29.06. | 18 | 835.6493 |  | 754.8343 | 0 | 13.869 | 66.946 | 0
29.06. | 19 | 843.8312 |  | 759.0637 | 0 | 18.09 | 66.6775 | 0
29.06. | 20 | 864.1309 |  | 775.6559 | 0 | 21.708 | 66.767 | 0
29.06. | 21 | 866.9446 |  | 781.3276 | 0 | 18.492 | 67.125 | 0
29.06. | 22 | 847.2718 |  | 767.7068 | 0 | 12.261 | 67.304 | 0
29.06. | 23 | 850.9286 |  | 771.7626 | 0 | 10.251 | 68.915 | 0
29.06. | 24 | 808.5866 |  | 730.0001 | 0 | 9.045 | 69.5415 | 0
30.06. | 1 | 805.4027 |  | 727.0612 | 0 | 8.442 | 69.8995 | 0
30.06. | 2 | 796.6755 |  | 720.099 | 0 | 7.035 | 69.5415 | 0
30.06. | 3 | 795.5801 |  | 721.6606 | 0 | 4.02 | 69.8995 | 0
30.06. | 4 | 797.9688 |  | 722.7993 | 0 | 5.628 | 69.5415 | 0
30.06. | 5 | 802.355 |  | 725.89 | 0 | 6.834 | 69.631 | 0
30.06. | 6 | 806.8555 |  | 730.3905 | 0 | 6.834 | 69.631 | 0
30.06. | 7 | 845.9954 |  | 768.7044 | 0 | 7.839 | 69.452 | 0
30.06. | 8 | 853.8966 |  | 775.6666 | 0 | 8.241 | 69.989 | 0
30.06. | 9 | 852.6448 |  | 772.3373 | 0 | 10.05 | 70.2575 | 0
30.06. | 10 | 858.0709 |  | 773.8989 | 0 | 13.467 | 70.705 | 0
30.06. | 11 | 869.3081 |  | 769.2791 | 0 | 29.145 | 70.884 | 0
30.06. | 12 | 886.9867 |  | 766.9692 | 0 | 49.044 | 70.9735 | 0
30.06. | 13 | 891.681 |  | 766.4595 | 0 | 54.069 | 71.1525 | 0
30.06. | 14 | 883.7468 |  | 763.9978 | 0 | 49.044 | 70.705 | 0
30.06. | 15 | 876.382 |  | 761.9265 | 0 | 44.019 | 70.4365 | 0
30.06. | 16 | 864.5066 |  | 758.2936 | 0 | 36.582 | 69.631 | 0
30.06. | 17 | 860.1019 |  | 760.3649 | 0 | 29.748 | 69.989 | 0
30.06. | 18 | 860.5554 |  | 766.1559 | 0 | 24.321 | 70.0785 | 0
30.06. | 19 | 870.4861 |  | 781.4901 | 0 | 18.291 | 70.705 | 0
30.06. | 20 | 877.7485 |  | 791.543 | 0 | 14.874 | 71.3315 | 0
30.06. | 21 | 882.8156 |  | 795.0241 | 0 | 16.281 | 71.5105 | 0
30.06. | 22 | 884.0543 |  | 796.1953 | 0 | 16.08 | 71.779 | 0
30.06. | 23 | 877.8543 |  | 789.0813 | 0 | 17.889 | 70.884 | 0
30.06. | 24 | 830.2124 |  | 741.1049 | 0 | 18.492 | 70.6155 | 0
01.07. | 1 | 823.8632 |  | 734.1102 | 0 | 20.301 | 69.452 | 0
01.07. | 2 | 816.6012 |  | 724.4802 | 0 | 22.311 | 69.81 | 0
01.07. | 3 | 816.3871 |  | 722.3221 | 0 | 23.718 | 70.347 | 0
01.07. | 4 | 815.3139 |  | 718.5699 | 0 | 26.934 | 69.81 | 0
01.07. | 5 | 821.745 |  | 720.1315 | 0 | 31.356 | 70.2575 | 0
01.07. | 6 | 837.7656 |  | 730.0326 | 0 | 37.386 | 70.347 | 0
01.07. | 7 | 894.0068 |  | 781.3383 | 0 | 42.411 | 70.2575 | 0
01.07. | 8 | 903.6521 |  | 783.9736 | 0 | 50.853 | 68.8255 | 0
01.07. | 9 | 916.2071 |  | 789.1356 | 0 | 57.888 | 69.1835 | 0
01.07. | 10 | 917.7497 |  | 786.7932 | 0 | 62.31 | 68.6465 | 0
01.07. | 11 | 910.0734 |  | 782.8024 | 0 | 58.893 | 68.378 | 0
01.07. | 12 | 914.7216 |  | 784.6351 | 0 | 60.903 | 69.1835 | 0
01.07. | 13 | 914.2775 |  | 781.154 | 0 | 64.119 | 69.0045 | 0
01.07. | 14 | 917.8261 |  | 784.6351 | 0 | 63.918 | 69.273 | 0
01.07. | 15 | 916.3878 |  | 781.9673 | 0 | 64.521 | 69.8995 | 0
01.07. | 16 | 903.2265 |  | 775.3305 | 0 | 59.697 | 68.199 | 0
01.07. | 17 | 894.2199 |  | 778.9634 | 0 | 46.431 | 68.8255 | 0
01.07. | 18 | 891.5772 |  | 784.9387 | 0 | 36.381 | 70.2575 | 0
01.07. | 19 | 896.1062 |  | 792.7467 | 0 | 30.954 | 72.4055 | 0
01.07. | 20 | 905.2093 |  | 799.4378 | 0 | 33.366 | 72.4055 | 0
01.07. | 21 | 917.1496 |  | 805.3481 | 0 | 39.396 | 72.4055 | 0
01.07. | 22 | 926.6381 |  | 804.7191 | 0 | 49.245 | 72.674 | 0
01.07. | 23 | 931.9587 |  | 803.0707 | 0 | 55.677 | 73.211 | 0
01.07. | 24 | 860.383 |  | 729.1975 | 0 | 59.496 | 71.6895 | 0
02.07. | 1 | 852.9715 |  | 725.3585 | 0 | 55.476 | 72.137 | 0
02.07. | 2 | 849.5791 |  | 723.0811 | 0 | 53.466 | 73.032 | 0
02.07. | 3 | 849.4435 |  | 725.4235 | 0 | 50.451 | 73.569 | 0
02.07. | 4 | 852.4852 |  | 729.8047 | 0 | 48.843 | 73.8375 | 0
02.07. | 5 | 846.2312 |  | 725.2717 | 0 | 47.838 | 73.1215 | 0
02.07. | 6 | 849.7983 |  | 723.5908 | 0 | 53.265 | 72.9425 | 0
02.07. | 7 | 900.0453 |  | 771.8058 | 0 | 55.476 | 72.7635 | 0
02.07. | 8 | 895.7582 |  | 774.7122 | 0 | 49.446 | 71.6 | 0
02.07. | 9 | 904.5573 |  | 785.2748 | 0 | 47.235 | 72.0475 | 0
02.07. | 10 | 904.9599 |  | 789.3849 | 0 | 43.617 | 71.958 | 0
02.07. | 11 | 898.2942 |  | 788.2137 | 0 | 38.391 | 71.6895 | 0
02.07. | 12 | 898.9714 |  | 788.7559 | 0 | 37.989 | 72.2265 | 0
02.07. | 13 | 903.4204 |  | 787.4654 | 0 | 43.818 | 72.137 | 0
02.07. | 14 | 902.2684 |  | 784.8844 | 0 | 45.426 | 71.958 | 0
02.07. | 15 | 890.1187 |  | 779.1477 | 0 | 40.803 | 70.168 | 0
02.07. | 16 | 895.8276 |  | 786.6846 | 0 | 37.185 | 71.958 | 0
02.07. | 17 | 896.1565 |  | 790.3175 | 0 | 33.165 | 72.674 | 0
02.07. | 18 | 890.6968 |  | 789.1463 | 0 | 29.145 | 72.4055 | 0
02.07. | 19 | 889.7967 |  | 788.2462 | 0 | 29.145 | 72.4055 | 0
02.07. | 20 | 897.0208 |  | 794.3083 | 0 | 29.949 | 72.7635 | 0
02.07. | 21 | 896.5312 |  | 797.2797 | 0 | 26.13 | 73.1215 | 0
02.07. | 22 | 894.9377 |  | 797.9412 | 0 | 23.517 | 73.4795 | 0
02.07. | 23 | 888.2211 |  | 795.0891 | 0 | 20.1 | 73.032 | 0
02.07. | 24 | 825.0743 |  | 734.5113 | 0 | 17.889 | 72.674 | 0
03.07. | 1 | 823.6252 |  | 731.0302 | 0 | 20.1 | 72.495 | 0
03.07. | 2 | 821.771 |  | 731.811 | 0 | 17.286 | 72.674 | 0
03.07. | 3 | 811.7162 |  | 727.7877 | 0 | 12.06 | 71.8685 | 0
03.07. | 4 | 802.8492 |  | 723.2547 | 0 | 8.442 | 71.1525 | 0
03.07. | 5 | 798.0779 |  | 721.8124 | 0 | 5.829 | 70.4365 | 0
03.07. | 6 | 800.747 |  | 725.89 | 0 | 5.226 | 69.631 | 0
03.07. | 7 | 855.9829 |  | 782.8674 | 0 | 3.216 | 69.8995 | 0
03.07. | 8 | 860.8206 |  | 789.1356 | 0 | 2.412 | 69.273 | 0
03.07. | 9 | 861.7931 |  | 791.6516 | 0 | 2.211 | 67.9305 | 0
03.07. | 10 | 863.8656 |  | 792.9421 | 0 | 2.814 | 68.1095 | 0
03.07. | 11 | 874.0198 |  | 799.3403 | 0 | 4.422 | 70.2575 | 0
03.07. | 12 | 860.3325 |  | 781.2515 | 0 | 7.839 | 71.242 | 0
03.07. | 13 | 864.9351 |  | 783.4421 | 0 | 10.251 | 71.242 | 0
03.07. | 14 | 870.1369 |  | 786.1424 | 0 | 12.663 | 71.3315 | 0
03.07. | 15 | 870.5025 |  | 785.123 | 0 | 13.869 | 71.5105 | 0
03.07. | 16 | 882.9969 |  | 791.9659 | 0 | 18.894 | 72.137 | 0
03.07. | 17 | 884.8184 |  | 790.0139 | 0 | 23.115 | 71.6895 | 0
03.07. | 18 | 894.245 |  | 792.2045 | 0 | 30.351 | 71.6895 | 0
03.07. | 19 | 910.0885 |  | 805.077 | 0 | 32.964 | 72.0475 | 0
03.07. | 20 | 912.0221 |  | 807.2351 | 0 | 33.366 | 71.421 | 0
03.07. | 21 | 907.813 |  | 801.173 | 0 | 35.577 | 71.063 | 0
03.07. | 22 | 907.7138 |  | 804.5348 | 0 | 31.758 | 71.421 | 0
03.07. | 23 | 891.7748 |  | 794.8723 | 0 | 25.929 | 70.9735 | 0
03.07. | 24 | 814.0697 |  | 720.6737 | 0 | 22.512 | 70.884 | 0
04.07. | 1 | 812.7476 |  | 722.3871 | 0 | 18.492 | 71.8685 | 0
04.07. | 2 | 810.1443 |  | 719.0253 | 0 | 19.698 | 71.421 | 0
04.07. | 3 | 814.2786 |  | 720.4351 | 0 | 22.512 | 71.3315 | 0
04.07. | 4 | 815.6808 |  | 716.4118 | 0 | 28.743 | 70.526 | 0
04.07. | 5 | 818.0588 |  | 716.3793 | 0 | 31.959 | 69.7205 | 0
04.07. | 6 | 831.245 |  | 728.471 | 0 | 32.964 | 69.81 | 0
04.07. | 7 | 865.1499 |  | 764.8979 | 0 | 29.547 | 70.705 | 0
04.07. | 8 | 867.9017 |  | 773.3892 | 0 | 23.718 | 70.7945 | 0
04.07. | 9 | 892.6428 |  | 798.7113 | 0 | 23.316 | 70.6155 | 0
04.07. | 10 | 887.2179 |  | 789.9164 | 0 | 27.939 | 69.3625 | 0
04.07. | 11 | 891.1543 |  | 787.0643 | 0 | 35.175 | 68.915 | 0
04.07. | 12 | 886.9564 |  | 780.1889 | 0 | 39.195 | 67.5725 | 0
04.07. | 13 | 887.453 |  | 778.5405 | 0 | 40.803 | 68.1095 | 0
04.07. | 14 | 873.1105 |  | 759.9095 | 0 | 44.823 | 68.378 | 0
04.07. | 15 | 882.4144 |  | 762.9134 | 0 | 50.049 | 69.452 | 0
04.07. | 16 | 885.7871 |  | 762.1326 | 0 | 54.471 | 69.1835 | 0
04.07. | 17 | 895.5309 |  | 768.7044 | 0 | 57.285 | 69.5415 | 0
04.07. | 18 | 895.5934 |  | 769.9949 | 0 | 55.878 | 69.7205 | 0
04.07. | 19 | 900.2997 |  | 778.5187 | 0 | 51.255 | 70.526 | 0
04.07. | 20 | 914.8835 |  | 788.3005 | 0 | 55.878 | 70.705 | 0
04.07. | 21 | 920.1856 |  | 791.8141 | 0 | 56.682 | 71.6895 | 0
04.07. | 22 | 908.4382 |  | 782.4552 | 0 | 53.667 | 72.316 | 0
04.07. | 23 | 910.1283 |  | 782.7588 | 0 | 54.069 | 73.3005 | 0
04.07. | 24 | 856.2642 |  | 732.9822 | 0 | 50.25 | 73.032 | 0
05.07. | 1 | 849.6181 |  | 730.8241 | 0 | 45.225 | 73.569 | 0
05.07. | 2 | 846.6047 |  | 724.0137 | 0 | 48.843 | 73.748 | 0
05.07. | 3 | 845.583 |  | 726.0525 | 0 | 46.23 | 73.3005 | 0
05.07. | 4 | 837.064 |  | 724.1005 | 0 | 40.2 | 72.7635 | 0
05.07. | 5 | 830.8003 |  | 722.9293 | 0 | 35.376 | 72.495 | 0
05.07. | 6 | 838.9672 |  | 737.4827 | 0 | 28.542 | 72.9425 | 0
05.07. | 7 | 877.7267 |  | 781.8262 | 0 | 23.316 | 72.5845 | 0
05.07. | 8 | 876.1542 |  | 784.4072 | 0 | 18.894 | 72.853 | 0
05.07. | 9 | 867.1619 |  | 782.9649 | 0 | 12.06 | 72.137 | 0
05.07. | 10 | 859.6828 |  | 779.4838 | 0 | 8.241 | 71.958 | 0
05.07. | 11 | 862.1872 |  | 780.5357 | 0 | 9.246 | 72.4055 | 0
05.07. | 12 | 865.0398 |  | 778.8548 | 0 | 13.869 | 72.316 | 0
05.07. | 13 | 869.3532 |  | 779.9067 | 0 | 16.683 | 72.7635 | 0
05.07. | 14 | 864.3737 |  | 773.4542 | 0 | 18.693 | 72.2265 | 0
05.07. | 15 | 863.4688 |  | 768.5308 | 0 | 23.517 | 71.421 | 0
05.07. | 16 | 862.6609 |  | 762.9459 | 0 | 29.547 | 70.168 | 0
05.07. | 17 | 870.5778 |  | 763.3363 | 0 | 36.984 | 70.2575 | 0
05.07. | 18 | 876.2385 |  | 764.5075 | 0 | 41.205 | 70.526 | 0
05.07. | 19 | 874.7545 |  | 762.5555 | 0 | 42.21 | 69.989 | 0
05.07. | 20 | 883.2499 |  | 771.3179 | 0 | 41.406 | 70.526 | 0
05.07. | 21 | 889.0624 |  | 779.0934 | 0 | 38.19 | 71.779 | 0
05.07. | 22 | 888.6544 |  | 782.3034 | 0 | 34.572 | 71.779 | 0
05.07. | 23 | 887.01 |  | 781.284 | 0 | 33.768 | 71.958 | 0
05.07. | 24 | 833.7437 |  | 729.1107 | 0 | 31.959 | 72.674 | 0
06.07. | 1 | 834.8797 |  | 728.4817 | 0 | 33.366 | 73.032 | 0
06.07. | 2 | 834.9045 |  | 729.8915 | 0 | 32.16 | 72.853 | 0
06.07. | 3 | 835.5257 |  | 730.4012 | 0 | 32.361 | 72.7635 | 0
06.07. | 4 | 833.7889 |  | 728.3299 | 0 | 32.964 | 72.495 | 0
06.07. | 5 | 839.0664 |  | 734.1209 | 0 | 32.361 | 72.5845 | 0
06.07. | 6 | 844.253 |  | 741.4085 | 0 | 31.155 | 71.6895 | 0
06.07. | 7 | 886.956 |  | 783.865 | 0 | 30.954 | 72.137 | 0
06.07. | 8 | 893.5259 |  | 793.9179 | 0 | 26.934 | 72.674 | 0
06.07. | 9 | 906.2661 |  | 815.0106 | 0 | 18.492 | 72.7635 | 0
06.07. | 10 | 894.4708 |  | 809.0678 | 0 | 13.266 | 72.137 | 0
06.07. | 11 | 881.9058 |  | 797.4858 | 0 | 12.462 | 71.958 | 0
06.07. | 12 | 872.9006 |  | 788.5716 | 0 | 13.266 | 71.063 | 0
06.07. | 13 | 874.2311 |  | 786.6846 | 0 | 15.678 | 71.8685 | 0
06.07. | 14 | 852.3514 |  | 757.8814 | 0 | 22.512 | 71.958 | 0
06.07. | 15 | 856.0076 |  | 755.7776 | 0 | 29.346 | 70.884 | 0
06.07. | 16 | 876.267 |  | 767.815 | 0 | 35.778 | 72.674 | 0
06.07. | 17 | 874.5893 |  | 761.5143 | 0 | 40.401 | 72.674 | 0
06.07. | 18 | 882.9 |  | 767.815 | 0 | 42.411 | 72.674 | 0
06.07. | 19 | 887.1916 |  | 772.5541 | 0 | 42.411 | 72.2265 | 0
06.07. | 20 | 913.223 |  | 795.4795 | 0 | 44.622 | 73.1215 | 0
06.07. | 21 | 911.3952 |  | 790.8597 | 0 | 47.235 | 73.3005 | 0
06.07. | 22 | 880.1609 |  | 763.1084 | 0 | 43.215 | 73.8375 | 0
06.07. | 23 | 873.1929 |  | 758.6404 | 0 | 39.999 | 74.5535 | 0
06.07. | 24 | 821.1821 |  | 709.6446 | 0 | 36.984 | 74.5535 | 0
07.07. | 1 | 812.4703 |  | 701.7823 | 0 | 36.582 | 74.106 | 0
07.07. | 2 | 810.1641 |  | 699.3206 | 0 | 37.185 | 73.6585 | 0
07.07. | 3 | 800.1763 |  | 690.8293 | 0 | 35.778 | 73.569 | 0
07.07. | 4 | 798.4876 |  | 689.0291 | 0 | 35.979 | 73.4795 | 0
07.07. | 5 | 806.3287 |  | 695.6877 | 0 | 37.788 | 72.853 | 0
07.07. | 6 | 810.1623 |  | 700.3943 | 0 | 37.989 | 71.779 | 0
07.07. | 7 | 834.605 |  | 725.955 | 0 | 37.587 | 71.063 | 0
07.07. | 8 | 837.2016 |  | 737.7756 | 0 | 28.542 | 70.884 | 0
07.07. | 9 | 831.8386 |  | 741.6146 | 0 | 19.698 | 70.526 | 0
07.07. | 10 | 826.8099 |  | 741.7664 | 0 | 14.07 | 70.9735 | 0
07.07. | 11 | 827.8998 |  | 743.4798 | 0 | 12.462 | 71.958 | 0
07.07. | 12 | 824.8236 |  | 741.0506 | 0 | 11.457 | 72.316 | 0
07.07. | 13 | 829.3022 |  | 745.1932 | 0 | 11.256 | 72.853 | 0
07.07. | 14 | 829.6533 |  | 743.5123 | 0 | 13.467 | 72.674 | 0
07.07. | 15 | 834.5473 |  | 744.1413 | 0 | 18.09 | 72.316 | 0
07.07. | 16 | 846.1774 |  | 746.9934 | 0 | 26.331 | 72.853 | 0
07.07. | 17 | 857.9852 |  | 750.9842 | 0 | 33.969 | 73.032 | 0
07.07. | 18 | 866.7337 |  | 754.1942 | 0 | 39.597 | 72.9425 | 0
07.07. | 19 | 877.4509 |  | 763.7699 | 0 | 39.396 | 74.285 | 0
07.07. | 20 | 889.9292 |  | 776.7617 | 0 | 38.793 | 74.3745 | 0
07.07. | 21 | 891.1358 |  | 780.8718 | 0 | 35.979 | 74.285 | 0
07.07. | 22 | 898.8756 |  | 784.2336 | 0 | 39.999 | 74.643 | 0
07.07. | 23 | 899.1391 |  | 785.5241 | 0 | 38.793 | 74.822 | 0
07.07. | 24 | 857.3413 |  | 742.3193 | 0 | 40.2 | 74.822 | 0
08.07. | 1 | 861.8318 |  | 740.3998 | 0 | 46.431 | 75.001 | 0
08.07. | 2 | 867.7299 |  | 742.5904 | 0 | 50.049 | 75.0905 | 0
08.07. | 3 | 861.3883 |  | 741.0288 | 0 | 45.627 | 74.7325 | 0
08.07. | 4 | 859.1009 |  | 743.1869 | 0 | 41.808 | 74.106 | 0
08.07. | 5 | 849.0051 |  | 737.8081 | 0 | 39.597 | 71.6 | 0
08.07. | 6 | 857.6041 |  | 746.8091 | 0 | 39.195 | 71.6 | 0
08.07. | 7 | 920.3943 |  | 812.3428 | 0 | 34.572 | 73.4795 | 0
08.07. | 8 | 912.7251 |  | 813.7201 | 0 | 26.331 | 72.674 | 0
08.07. | 9 | 901.3506 |  | 812.3971 | 0 | 17.085 | 71.8685 | 0
08.07. | 10 | 897.3791 |  | 813.0911 | 0 | 11.256 | 73.032 | 0
08.07. | 11 | 889.2979 |  | 808.0484 | 0 | 8.844 | 72.4055 | 0
08.07. | 12 | 882.7977 |  | 804.2962 | 0 | 6.633 | 71.8685 | 0
08.07. | 13 | 874.3442 |  | 795.3277 | 0 | 6.432 | 72.5845 | 0
08.07. | 14 | 866.6192 |  | 786.9557 | 0 | 7.437 | 72.2265 | 0
08.07. | 15 | 865.2414 |  | 782.9649 | 0 | 10.05 | 72.2265 | 0
08.07. | 16 | 872.9854 |  | 786.2399 | 0 | 13.266 | 73.4795 | 0
08.07. | 17 | 878.501 |  | 787.8015 | 0 | 16.683 | 74.0165 | 0
08.07. | 18 | 888.513 |  | 793.5925 | 0 | 20.904 | 74.0165 | 0
08.07. | 19 | 902.7349 |  | 804.2419 | 0 | 24.924 | 73.569 | 0
08.07. | 20 | 904.0291 |  | 805.3806 | 0 | 25.527 | 73.1215 | 0
08.07. | 21 | 913.6573 |  | 811.6813 | 0 | 28.944 | 73.032 | 0
08.07. | 22 | 916.8542 |  | 812.7332 | 0 | 30.552 | 73.569 | 0
08.07. | 23 | 917.7304 |  | 810.6619 | 0 | 33.768 | 73.3005 | 0
08.07. | 24 | 862.1174 |  | 745.7354 | 0 | 42.813 | 73.569 | 0
09.07. | 1 | 865.3797 |  | 749.1297 | 0 | 41.607 | 74.643 | 0
09.07. | 2 | 861.7378 |  | 746.1583 | 0 | 41.205 | 74.3745 | 0
09.07. | 3 | 859.2852 |  | 745.2257 | 0 | 40.401 | 73.6585 | 0
09.07. | 4 | 852.3569 |  | 741.2024 | 0 | 38.391 | 72.7635 | 0
09.07. | 5 | 851.7539 |  | 741.2024 | 0 | 37.788 | 72.7635 | 0
09.07. | 6 | 863.6374 |  | 748.2839 | 0 | 42.411 | 72.9425 | 0
09.07. | 7 | 917.0571 |  | 800.2511 | 0 | 43.416 | 73.39 | 0
09.07. | 8 | 911.799 |  | 803.19 | 0 | 35.577 | 73.032 | 0
09.07. | 9 | 907.7526 |  | 808.5906 | 0 | 26.13 | 73.032 | 0
09.07. | 10 | 900.7255 |  | 808.352 | 0 | 18.894 | 73.4795 | 0
09.07. | 11 | 889.1233 |  | 802.6478 | 0 | 14.07 | 72.4055 | 0
09.07. | 12 | 888.9611 |  | 806.7036 | 0 | 8.241 | 74.0165 | 0
09.07. | 13 | 891.6568 |  | 811.1173 | 0 | 5.628 | 74.9115 | 0
09.07. | 14 | 887.2197 |  | 806.3457 | 0 | 6.231 | 74.643 | 0
09.07. | 15 | 889.6732 |  | 805.7167 | 0 | 9.045 | 74.9115 | 0
09.07. | 16 | 892.7516 |  | 805.4456 | 0 | 12.663 | 74.643 | 0
09.07. | 17 | 897.9585 |  | 806.4975 | 0 | 16.281 | 75.18 | 0
09.07. | 18 | 900.2665 |  | 805.836 | 0 | 19.698 | 74.7325 | 0
09.07. | 19 | 906.0876 |  | 806.0746 | 0 | 25.728 | 74.285 | 0
09.07. | 20 | 918.652 |  | 813.5465 | 0 | 30.552 | 74.5535 | 0
09.07. | 21 | 925.1195 |  | 816.1275 | 0 | 34.17 | 74.822 | 0
09.07. | 22 | 925.834 |  | 816.1275 | 0 | 34.974 | 74.7325 | 0
09.07. | 23 | 921.7085 |  | 812.9175 | 0 | 33.969 | 74.822 | 0
09.07. | 24 | 857.6456 |  | 748.2296 | 0 | 34.773 | 74.643 | 0
10.07. | 1 | 855.0184 |  | 741.8964 | 0 | 39.195 | 73.927 | 0
10.07. | 2 | 861.3034 |  | 739.3154 | 0 | 48.24 | 73.748 | 0
10.07. | 3 | 860.8323 |  | 737.1248 | 0 | 50.049 | 73.6585 | 0
10.07. | 4 | 856.0513 |  | 739.0443 | 0 | 43.617 | 73.39 | 0
10.07. | 5 | 854.872 |  | 743.4255 | 0 | 37.788 | 73.6585 | 0
10.07. | 6 | 863.4813 |  | 753.1748 | 0 | 37.185 | 73.1215 | 0
10.07. | 7 | 926.8712 |  | 817.2337 | 0 | 35.979 | 73.6585 | 0
10.07. | 8 | 917.9232 |  | 816.5722 | 0 | 28.14 | 73.211 | 0
10.07. | 9 | 904.9267 |  | 814.6527 | 0 | 16.884 | 73.39 | 0
10.07. | 10 | 896.0746 |  | 811.2041 | 0 | 10.854 | 74.0165 | 0
10.07. | 11 | 896.7445 |  | 816.095 | 0 | 6.633 | 74.0165 | 0
10.07. | 12 | 887.3794 |  | 810.6619 | 0 | 3.417 | 73.3005 | 0
10.07. | 13 | 886.3053 |  | 808.4713 | 0 | 4.623 | 73.211 | 0
10.07. | 14 | 887.4931 |  | 807.9616 | 0 | 6.231 | 73.3005 | 0
10.07. | 15 | 887.6156 |  | 803.4611 | 0 | 10.854 | 73.3005 | 0
10.07. | 16 | 890.6809 |  | 801.0319 | 0 | 16.08 | 73.569 | 0
10.07. | 17 | 896.3089 |  | 801.0319 | 0 | 21.708 | 73.569 | 0
10.07. | 18 | 895.2903 |  | 798.8088 | 0 | 23.718 | 72.7635 | 0
10.07. | 19 | 906.8255 |  | 808.981 | 0 | 24.723 | 73.1215 | 0
10.07. | 20 | 927.9786 |  | 824.7056 | 0 | 29.346 | 73.927 | 0
10.07. | 21 | 934.7526 |  | 830.4966 | 0 | 30.15 | 74.106 | 0
10.07. | 22 | 934.9527 |  | 832.0582 | 0 | 28.341 | 74.5535 | 0
10.07. | 23 | 929.1558 |  | 829.1193 | 0 | 25.125 | 74.9115 | 0
10.07. | 24 | 854.65 |  | 756.9595 | 0 | 23.316 | 74.3745 | 0
11.07. | 1 | 854.1249 |  | 757.3499 | 0 | 22.311 | 74.464 | 0
11.07. | 2 | 841.03 |  | 742.135 | 0 | 25.326 | 73.569 | 0
11.07. | 3 | 840.7926 |  | 741.1156 | 0 | 25.929 | 73.748 | 0
11.07. | 4 | 834.7032 |  | 735.5632 | 0 | 25.929 | 73.211 | 0
11.07. | 5 | 836.1881 |  | 735.9536 | 0 | 26.934 | 73.3005 | 0
11.07. | 6 | 846.1471 |  | 746.8091 | 0 | 27.738 | 71.6 | 0
11.07. | 7 | 882.3121 |  | 785.9906 | 0 | 25.527 | 70.7945 | 0
11.07. | 8 | 888.4063 |  | 795.5663 | 0 | 20.703 | 72.137 | 0
11.07. | 9 | 898.9616 |  | 816.9301 | 0 | 9.447 | 72.5845 | 0
11.07. | 10 | 883.2021 |  | 805.2831 | 0 | 7.035 | 70.884 | 0
11.07. | 11 | 880.3232 |  | 803.0057 | 0 | 5.628 | 71.6895 | 0
11.07. | 12 | 883.6344 |  | 805.4674 | 0 | 6.03 | 72.137 | 0
11.07. | 13 | 876.9596 |  | 796.3146 | 0 | 9.045 | 71.6 | 0
11.07. | 14 | 869.5715 |  | 781.978 | 0 | 14.472 | 73.1215 | 0
11.07. | 15 | 877.2413 |  | 784.7108 | 0 | 18.693 | 73.8375 | 0
11.07. | 16 | 877.6782 |  | 783.1817 | 0 | 20.301 | 74.1955 | 0
11.07. | 17 | 884.5034 |  | 784.9819 | 0 | 25.326 | 74.1955 | 0
11.07. | 18 | 884.3615 |  | 780.7525 | 0 | 29.145 | 74.464 | 0
11.07. | 19 | 890.7708 |  | 786.0013 | 0 | 30.753 | 74.0165 | 0
11.07. | 20 | 910.5893 |  | 803.3418 | 0 | 33.768 | 73.4795 | 0
11.07. | 21 | 909.1608 |  | 801.3573 | 0 | 35.577 | 72.2265 | 0
11.07. | 22 | 893.4593 |  | 783.3553 | 0 | 37.788 | 72.316 | 0
11.07. | 23 | 900.001 |  | 786.4785 | 0 | 40.401 | 73.1215 | 0
11.07. | 24 | 852.9038 |  | 737.1248 | 0 | 42.21 | 73.569 | 0
12.07. | 1 | 846.2388 |  | 730.7048 | 0 | 41.607 | 73.927 | 0
12.07. | 2 | 843.0209 |  | 727.7334 | 0 | 41.808 | 73.4795 | 0
12.07. | 3 | 834.3543 |  | 719.0903 | 0 | 42.411 | 72.853 | 0
12.07. | 4 | 836.4692 |  | 718.1902 | 0 | 45.426 | 72.853 | 0
12.07. | 5 | 833.755 |  | 718.9385 | 0 | 42.411 | 72.4055 | 0
12.07. | 6 | 841.2441 |  | 728.8396 | 0 | 39.999 | 72.4055 | 0
12.07. | 7 | 886.4119 |  | 775.9484 | 0 | 36.984 | 73.4795 | 0
12.07. | 8 | 884.6996 |  | 780.9586 | 0 | 30.351 | 73.39 | 0
12.07. | 9 | 873.5648 |  | 777.5968 | 0 | 23.115 | 72.853 | 0
12.07. | 10 | 864.1806 |  | 773.2156 | 0 | 18.291 | 72.674 | 0
12.07. | 11 | 860.3289 |  | 772.0444 | 0 | 15.879 | 72.4055 | 0
12.07. | 12 | 851.0062 |  | 764.4207 | 0 | 15.075 | 71.5105 | 0
12.07. | 13 | 848.1865 |  | 761.959 | 0 | 15.075 | 71.1525 | 0
12.07. | 14 | 848.4108 |  | 760.8203 | 0 | 16.08 | 71.5105 | 0
12.07. | 15 | 845.4871 |  | 757.6971 | 0 | 17.085 | 70.705 | 0
12.07. | 16 | 859.3512 |  | 765.0822 | 0 | 22.311 | 71.958 | 0
12.07. | 17 | 865.2423 |  | 765.9498 | 0 | 28.14 | 71.1525 | 0
12.07. | 18 | 868.5884 |  | 766.8824 | 0 | 29.748 | 71.958 | 0
12.07. | 19 | 872.4486 |  | 771.9251 | 0 | 27.939 | 72.5845 | 0
12.07. | 20 | 878.4719 |  | 780.3839 | 0 | 26.13 | 71.958 | 0
12.07. | 21 | 885.066 |  | 787.7365 | 0 | 24.924 | 72.4055 | 0
12.07. | 22 | 891.5093 |  | 793.0178 | 0 | 25.728 | 72.7635 | 0
12.07. | 23 | 893.0166 |  | 793.8311 | 0 | 25.527 | 73.6585 | 0
12.07. | 24 | 830.8748 |  | 733.2533 | 0 | 24.321 | 73.3005 | 0
13.07. | 1 | 834.5698 |  | 735.2053 | 0 | 25.527 | 73.8375 | 0
13.07. | 2 | 840.1978 |  | 735.2053 | 0 | 31.155 | 73.8375 | 0
13.07. | 3 | 846.7086 |  | 734.0341 | 0 | 39.195 | 73.4795 | 0
13.07. | 4 | 849.7876 |  | 737.8731 | 0 | 38.793 | 73.1215 | 0
13.07. | 5 | 850.3912 |  | 741.9832 | 0 | 35.376 | 73.032 | 0
13.07. | 6 | 854.353 |  | 744.651 | 0 | 37.386 | 72.316 | 0
13.07. | 7 | 892.3369 |  | 786.2074 | 0 | 33.366 | 72.7635 | 0
13.07. | 8 | 885.06 |  | 790.9465 | 0 | 21.708 | 72.4055 | 0
13.07. | 9 | 886.0095 |  | 804.383 | 0 | 10.653 | 70.9735 | 0
13.07. | 10 | 871.9495 |  | 795.3495 | 0 | 6.432 | 70.168 | 0
13.07. | 11 | 868.1845 |  | 792.7685 | 0 | 5.427 | 69.989 | 0
13.07. | 12 | 867.1673 |  | 789.0488 | 0 | 8.04 | 70.0785 | 0
13.07. | 13 | 869.7555 |  | 787.639 | 0 | 11.859 | 70.2575 | 0
13.07. | 14 | 836.4718 |  | 751.7218 | 0 | 15.477 | 69.273 | 0
13.07. | 15 | 840.2987 |  | 751.4832 | 0 | 19.095 | 69.7205 | 0
13.07. | 16 | 846.7653 |  | 755.6258 | 0 | 20.703 | 70.4365 | 0
13.07. | 17 | 850.7416 |  | 758.9551 | 0 | 21.708 | 70.0785 | 0
13.07. | 18 | 851.2309 |  | 761.6554 | 0 | 19.497 | 70.0785 | 0
13.07. | 19 | 859.7259 |  | 769.9949 | 0 | 20.1 | 69.631 | 0
13.07. | 20 | 878.9648 |  | 792.2913 | 0 | 15.879 | 70.7945 | 0
13.07. | 21 | 877.924 |  | 795.382 | 0 | 11.658 | 70.884 | 0
13.07. | 22 | 861.9414 |  | 779.6899 | 0 | 11.457 | 70.7945 | 0
13.07. | 23 | 860.123 |  | 777.38 | 0 | 11.859 | 70.884 | 0
13.07. | 24 | 822.9058 |  | 736.3658 | 0 | 15.477 | 71.063 | 0
14.07. | 1 | 827.7943 |  | 740.2698 | 0 | 15.477 | 72.0475 | 0
14.07. | 2 | 821.3808 |  | 735.1078 | 0 | 14.673 | 71.6 | 0
14.07. | 3 | 819.5391 |  | 733.9366 | 0 | 14.271 | 71.3315 | 0
14.07. | 4 | 810.7057 |  | 729.0132 | 0 | 11.256 | 70.4365 | 0
14.07. | 5 | 808.539 |  | 729.794 | 0 | 8.04 | 70.705 | 0
14.07. | 6 | 814.5753 |  | 736.3658 | 0 | 7.236 | 70.9735 | 0
14.07. | 7 | 849.6507 |  | 770.2117 | 0 | 7.839 | 71.6 | 0
14.07. | 8 | 855.0177 |  | 776.0027 | 0 | 7.236 | 71.779 | 0
14.07. | 9 | 853.5249 |  | 775.8509 | 0 | 6.432 | 71.242 | 0
14.07. | 10 | 848.0021 |  | 769.2791 | 0 | 7.839 | 70.884 | 0
14.07. | 11 | 843.2236 |  | 762.8266 | 0 | 10.05 | 70.347 | 0
14.07. | 12 | 844.533 |  | 759.378 | 0 | 14.271 | 70.884 | 0
14.07. | 13 | 847.3615 |  | 760.0395 | 0 | 16.08 | 71.242 | 0
14.07. | 14 | 847.0826 |  | 759.6491 | 0 | 16.281 | 71.1525 | 0
14.07. | 15 | 850.2338 |  | 761.4168 | 0 | 18.291 | 70.526 | 0
14.07. | 16 | 857.6719 |  | 765.5919 | 0 | 20.301 | 71.779 | 0
14.07. | 17 | 867.3378 |  | 771.7733 | 0 | 23.517 | 72.0475 | 0
14.07. | 18 | 872.3722 |  | 774.0832 | 0 | 26.331 | 71.958 | 0
14.07. | 19 | 881.7061 |  | 780.8936 | 0 | 28.944 | 71.8685 | 0
14.07. | 20 | 889.8564 |  | 788.1269 | 0 | 29.145 | 72.5845 | 0
14.07. | 21 | 890.765 |  | 792.8985 | 0 | 24.924 | 72.9425 | 0
14.07. | 22 | 883.5859 |  | 791.3694 | 0 | 19.095 | 73.1215 | 0
14.07. | 23 | 875.5205 |  | 785.8495 | 0 | 16.281 | 73.39 | 0
14.07. | 24 | 835.9246 |  | 750.1166 | 0 | 12.06 | 73.748 | 0
15.07. | 1 | 834.3063 |  | 749.3683 | 0 | 10.653 | 74.285 | 0
15.07. | 2 | 825.221 |  | 742.764 | 0 | 9.246 | 73.211 | 0
15.07. | 3 | 824.6689 |  | 744.4449 | 0 | 6.834 | 73.39 | 0
15.07. | 4 | 815.577 |  | 736.9405 | 0 | 6.231 | 72.4055 | 0
15.07. | 5 | 819.2553 |  | 740.9313 | 0 | 5.829 | 72.495 | 0
15.07. | 6 | 826.1772 |  | 747.7417 | 0 | 6.03 | 72.4055 | 0
15.07. | 7 | 877.7515 |  | 798.6895 | 0 | 6.03 | 73.032 | 0
15.07. | 8 | 886.4429 |  | 808.7424 | 0 | 4.221 | 73.4795 | 0
15.07. | 9 | 892.4311 |  | 815.0431 | 0 | 3.819 | 73.569 | 0
15.07. | 10 | 899.5437 |  | 821.1052 | 0 | 4.422 | 74.0165 | 0
15.07. | 11 | 888.1143 |  | 808.4713 | 0 | 6.432 | 73.211 | 0
15.07. | 12 | 887.625 |  | 805.771 | 0 | 8.643 | 73.211 | 0
15.07. | 13 | 886.2817 |  | 799.8282 | 0 | 13.869 | 72.5845 | 0
15.07. | 14 | 887.9334 |  | 796.4989 | 0 | 18.492 | 72.9425 | 0
15.07. | 15 | 903.1262 |  | 803.0707 | 0 | 26.934 | 73.1215 | 0
15.07. | 16 | 912.3307 |  | 803.6997 | 0 | 35.778 | 72.853 | 0
15.07. | 17 | 916.8164 |  | 797.7569 | 0 | 46.833 | 72.2265 | 0
15.07. | 18 | 925.065 |  | 803.19 | 0 | 48.843 | 73.032 | 0
15.07. | 19 | 931.5536 |  | 807.3326 | 0 | 50.652 | 73.569 | 0
15.07. | 20 | 937.4093 |  | 811.7138 | 0 | 51.858 | 73.8375 | 0
15.07. | 21 | 945.2932 |  | 816.6047 | 0 | 54.672 | 74.0165 | 0
15.07. | 22 | 931.9702 |  | 812.0392 | 0 | 47.436 | 72.495 | 0
15.07. | 23 | 917.9075 |  | 807.6905 | 0 | 37.185 | 73.032 | 0
15.07. | 24 | 838.6905 |  | 734.392 | 0 | 31.356 | 72.9425 | 0
16.07. | 1 | 833.1486 |  | 728.8721 | 0 | 31.155 | 73.1215 | 0
16.07. | 2 | 835.2532 |  | 727.2237 | 0 | 34.371 | 73.6585 | 0
16.07. | 3 | 834.9522 |  | 720.7387 | 0 | 41.808 | 72.4055 | 0
16.07. | 4 | 826.6948 |  | 717.1058 | 0 | 37.989 | 71.6 | 0
16.07. | 5 | 821.9487 |  | 717.4962 | 0 | 32.763 | 71.6895 | 0
16.07. | 6 | 824.0111 |  | 721.7256 | 0 | 30.954 | 71.3315 | 0
16.07. | 7 | 874.0618 |  | 774.3218 | 0 | 28.14 | 71.6 | 0
16.07. | 8 | 877.1937 |  | 782.4552 | 0 | 22.512 | 72.2265 | 0
16.07. | 9 | 877.053 |  | 786.446 | 0 | 18.291 | 72.316 | 0
16.07. | 10 | 871.5648 |  | 784.0168 | 0 | 14.874 | 72.674 | 0
16.07. | 11 | 861.6316 |  | 777.0546 | 0 | 12.261 | 72.316 | 0
16.07. | 12 | 858.616 |  | 772.9445 | 0 | 13.266 | 72.4055 | 0
16.07. | 13 | 857.4024 |  | 767.5114 | 0 | 18.291 | 71.6 | 0
16.07. | 14 | 851.1105 |  | 757.361 | 0 | 24.924 | 68.8255 | 0
16.07. | 15 | 859.5422 |  | 756.6127 | 0 | 33.567 | 69.3625 | 0
16.07. | 16 | 875.8705 |  | 764.54 | 0 | 39.999 | 71.3315 | 0
16.07. | 17 | 886.006 |  | 770.3635 | 0 | 43.416 | 72.2265 | 0
16.07. | 18 | 890.2518 |  | 771.7733 | 0 | 46.431 | 72.0475 | 0
16.07. | 19 | 887.5021 |  | 769.9406 | 0 | 46.23 | 71.3315 | 0
16.07. | 20 | 898.3024 |  | 782.3034 | 0 | 44.22 | 71.779 | 0
16.07. | 21 | 905.8227 |  | 790.8272 | 0 | 42.411 | 72.5845 | 0
16.07. | 22 | 905.1736 |  | 793.1696 | 0 | 38.793 | 73.211 | 0
16.07. | 23 | 900.4493 |  | 789.8728 | 0 | 36.381 | 74.1955 | 0
16.07. | 24 | 834.4841 |  | 725.6946 | 0 | 34.773 | 74.0165 | 0
17.07. | 1 | 825.5952 |  | 720.8037 | 0 | 30.954 | 73.8375 | 0
17.07. | 2 | 824.2064 |  | 721.3134 | 0 | 29.145 | 73.748 | 0
17.07. | 3 | 821.7365 |  | 718.3095 | 0 | 30.753 | 72.674 | 0
17.07. | 4 | 820.7361 |  | 716.5961 | 0 | 32.361 | 71.779 | 0
17.07. | 5 | 827.0055 |  | 720.229 | 0 | 34.371 | 72.4055 | 0
17.07. | 6 | 830.3737 |  | 725.2067 | 0 | 33.567 | 71.6 | 0
17.07. | 7 | 888.3151 |  | 787.2811 | 0 | 30.15 | 70.884 | 0
17.07. | 8 | 881.1734 |  | 789.2549 | 0 | 22.914 | 69.0045 | 0
17.07. | 9 | 879.0991 |  | 791.0876 | 0 | 18.291 | 69.7205 | 0
17.07. | 10 | 876.5668 |  | 792.8878 | 0 | 13.869 | 69.81 | 0
17.07. | 11 | 865.4948 |  | 785.1448 | 0 | 11.256 | 69.094 | 0
17.07. | 12 | 863.0282 |  | 783.6157 | 0 | 10.05 | 69.3625 | 0
17.07. | 13 | 864.2691 |  | 782.0866 | 0 | 12.462 | 69.7205 | 0
17.07. | 14 | 863.2826 |  | 776.9246 | 0 | 17.085 | 69.273 | 0
17.07. | 15 | 869.148 |  | 777.944 | 0 | 22.11 | 69.094 | 0
17.07. | 16 | 872.1494 |  | 775.7209 | 0 | 28.14 | 68.2885 | 0
17.07. | 17 | 881.7877 |  | 779.0827 | 0 | 33.969 | 68.736 | 0
17.07. | 18 | 893.5984 |  | 784.1254 | 0 | 40.2 | 69.273 | 0
17.07. | 19 | 896.6671 |  | 787.2161 | 0 | 39.999 | 69.452 | 0
17.07. | 20 | 903.0093 |  | 792.8878 | 0 | 40.401 | 69.7205 | 0
17.07. | 21 | 910.0113 |  | 797.3883 | 0 | 42.813 | 69.81 | 0
17.07. | 22 | 910.674 |  | 797.269 | 0 | 43.416 | 69.989 | 0
17.07. | 23 | 907.5316 |  | 793.7011 | 0 | 43.215 | 70.6155 | 0
17.07. | 24 | 832.6905 |  | 722.745 | 0 | 38.793 | 71.1525 | 0
18.07. | 1 | 818.3726 |  | 715.2406 | 0 | 32.964 | 70.168 | 0
18.07. | 2 | 820.9665 |  | 716.2925 | 0 | 33.969 | 70.705 | 0
18.07. | 3 | 822.3138 |  | 716.4118 | 0 | 35.376 | 70.526 | 0
18.07. | 4 | 816.2856 |  | 713.2886 | 0 | 33.366 | 69.631 | 0
18.07. | 5 | 815.5325 |  | 714.9695 | 0 | 30.753 | 69.81 | 0
18.07. | 6 | 824.8282 |  | 723.8837 | 0 | 30.15 | 70.7945 | 0
18.07. | 7 | 865.1462 |  | 765.0497 | 0 | 28.944 | 71.1525 | 0
18.07. | 8 | 868.4347 |  | 772.7602 | 0 | 24.522 | 71.1525 | 0
18.07. | 9 | 875.2501 |  | 787.2811 | 0 | 17.085 | 70.884 | 0
18.07. | 10 | 868.7593 |  | 785.8388 | 0 | 12.663 | 70.2575 | 0
18.07. | 11 | 866.3925 |  | 785.058 | 0 | 11.256 | 70.0785 | 0
18.07. | 12 | 861.0562 |  | 777.8247 | 0 | 13.869 | 69.3625 | 0
18.07. | 13 | 860.69 |  | 774.734 | 0 | 16.683 | 69.273 | 0
18.07. | 14 | 844.2087 |  | 754.0317 | 0 | 20.904 | 69.273 | 0
18.07. | 15 | 856.8043 |  | 760.1263 | 0 | 26.331 | 70.347 | 0
18.07. | 16 | 864.3113 |  | 760.7553 | 0 | 33.567 | 69.989 | 0
18.07. | 17 | 872.1779 |  | 763.5749 | 0 | 38.793 | 69.81 | 0
18.07. | 18 | 879.6234 |  | 767.4464 | 0 | 42.009 | 70.168 | 0
18.07. | 19 | 882.7505 |  | 771.5565 | 0 | 41.205 | 69.989 | 0
18.07. | 20 | 893.2813 |  | 785.8388 | 0 | 37.185 | 70.2575 | 0
18.07. | 21 | 890.1353 |  | 786.4678 | 0 | 33.768 | 69.8995 | 0
18.07. | 22 | 878.7572 |  | 775.9377 | 0 | 32.562 | 70.2575 | 0
18.07. | 23 | 877.1907 |  | 775.3087 | 0 | 31.356 | 70.526 | 0
18.07. | 24 | 826.3407 |  | 727.0937 | 0 | 28.542 | 70.705 | 0
19.07. | 1 | 813.454 |  | 716.889 | 0 | 26.934 | 69.631 | 0
19.07. | 2 | 811.8739 |  | 714.0369 | 0 | 28.743 | 69.094 | 0
19.07. | 3 | 812.5594 |  | 712.7139 | 0 | 31.557 | 68.2885 | 0
19.07. | 4 | 807.6459 |  | 712.7139 | 0 | 26.733 | 68.199 | 0
19.07. | 5 | 807.4804 |  | 715.2949 | 0 | 23.718 | 68.4675 | 0
19.07. | 6 | 812.0173 |  | 720.8148 | 0 | 22.914 | 68.2885 | 0
19.07. | 7 | 851.9864 |  | 760.9614 | 0 | 22.11 | 68.915 | 0
19.07. | 8 | 858.9243 |  | 770.9818 | 0 | 19.296 | 68.6465 | 0
19.07. | 9 | 849.0675 |  | 761.8615 | 0 | 18.291 | 68.915 | 0
19.07. | 10 | 845.9494 |  | 759.6384 | 0 | 18.291 | 68.02 | 0
19.07. | 11 | 842.7604 |  | 758.3479 | 0 | 16.482 | 67.9305 | 0
19.07. | 12 | 840.4103 |  | 755.5283 | 0 | 16.683 | 68.199 | 0
19.07. | 13 | 844.4266 |  | 755.6801 | 0 | 20.1 | 68.6465 | 0
19.07. | 14 | 841.4799 |  | 748.0239 | 0 | 26.331 | 67.125 | 0
19.07. | 15 | 853.5978 |  | 751.0278 | 0 | 34.371 | 68.199 | 0
19.07. | 16 | 864.7452 |  | 752.0797 | 0 | 44.019 | 68.6465 | 0
19.07. | 17 | 871.1693 |  | 752.3183 | 0 | 50.652 | 68.199 | 0
19.07. | 18 | 878.8064 |  | 753.8799 | 0 | 56.28 | 68.6465 | 0
19.07. | 19 | 892.5366 |  | 760.8421 | 0 | 62.511 | 69.1835 | 0
19.07. | 20 | 895.2532 |  | 761.0807 | 0 | 65.526 | 68.6465 | 0
19.07. | 21 | 894.6787 |  | 762.3387 | 0 | 64.32 | 68.02 | 0
19.07. | 22 | 894.0805 |  | 766.362 | 0 | 58.893 | 68.8255 | 0
19.07. | 23 | 883.0468 |  | 762.6098 | 0 | 52.059 | 68.378 | 0
19.07. | 24 | 829.6714 |  | 711.4234 | 0 | 50.049 | 68.199 | 0
20.07. | 1 | 829.0772 |  | 709.6232 | 0 | 51.255 | 68.199 | 0
20.07. | 2 | 824.7213 |  | 704.6673 | 0 | 53.466 | 66.588 | 0
20.07. | 3 | 829.1433 |  | 704.6673 | 0 | 57.888 | 66.588 | 0
20.07. | 4 | 830.4454 |  | 705.5674 | 0 | 58.29 | 66.588 | 0
20.07. | 5 | 829.2357 |  | 705.7192 | 0 | 56.481 | 67.0355 | 0
20.07. | 6 | 831.3885 |  | 708.387 | 0 | 56.682 | 66.3195 | 0
20.07. | 7 | 862.2284 |  | 741.5714 | 0 | 54.069 | 66.588 | 0
20.07. | 8 | 862.3569 |  | 749.3144 | 0 | 45.828 | 67.2145 | 0
20.07. | 9 | 880.0126 |  | 770.9711 | 0 | 43.617 | 65.4245 | 0
20.07. | 10 | 876.6015 |  | 768.119 | 0 | 43.416 | 65.0665 | 0
20.07. | 11 | 868.4014 |  | 763.3799 | 0 | 39.597 | 65.4245 | 0
20.07. | 12 | 868.1197 |  | 761.5797 | 0 | 41.205 | 65.335 | 0
20.07. | 13 | 877.6246 |  | 764.5836 | 0 | 46.632 | 66.409 | 0
20.07. | 14 | 859.5645 |  | 739.8905 | 0 | 53.265 | 66.409 | 0
20.07. | 15 | 864.4085 |  | 737.277 | 0 | 61.707 | 65.4245 | 0
20.07. | 16 | 876.5427 |  | 737.8192 | 0 | 72.762 | 65.9615 | 0
20.07. | 17 | 891.2148 |  | 739.3808 | 0 | 85.425 | 66.409 | 0
20.07. | 18 | 902.7843 |  | 743.9138 | 0 | 91.656 | 67.2145 | 0
20.07. | 19 | 910.2706 |  | 752.4051 | 0 | 90.651 | 67.2145 | 0
20.07. | 20 | 931.9449 |  | 777.6079 | 0 | 87.033 | 67.304 | 0
20.07. | 21 | 938.7246 |  | 785.8606 | 0 | 85.023 | 67.841 | 0
20.07. | 22 | 924.6425 |  | 772.782 | 0 | 83.214 | 68.6465 | 0
20.07. | 23 | 921.1373 |  | 771.6433 | 0 | 80.4 | 69.094 | 0
20.07. | 24 | 872.1441 |  | 729.3711 | 0 | 72.963 | 69.81 | 0
21.07. | 1 | 857.4211 |  | 726.1286 | 0 | 62.109 | 69.1835 | 0
21.07. | 2 | 854.5371 |  | 725.4996 | 0 | 59.496 | 69.5415 | 0
21.07. | 3 | 856.6395 |  | 726.5515 | 0 | 60.099 | 69.989 | 0
21.07. | 4 | 859.3275 |  | 725.89 | 0 | 63.717 | 69.7205 | 0
21.07. | 5 | 854.0478 |  | 722.7993 | 0 | 61.707 | 69.5415 | 0
21.07. | 6 | 854.6753 |  | 729.8808 | 0 | 55.074 | 69.7205 | 0
21.07. | 7 | 885.5042 |  | 767.5657 | 0 | 48.039 | 69.8995 | 0
21.07. | 8 | 884.2178 |  | 775.5473 | 0 | 38.592 | 70.0785 | 0
21.07. | 9 | 868.8076 |  | 765.3426 | 0 | 34.371 | 69.094 | 0
21.07. | 10 | 857.029 |  | 757.361 | 0 | 30.753 | 68.915 | 0
21.07. | 11 | 854.4799 |  | 757.1549 | 0 | 27.336 | 69.989 | 0
21.07. | 12 | 846.9005 |  | 752.8605 | 0 | 25.125 | 68.915 | 0
21.07. | 13 | 853.451 |  | 754.1835 | 0 | 29.547 | 69.7205 | 0
21.07. | 14 | 868.8419 |  | 759.7034 | 0 | 39.597 | 69.5415 | 0
21.07. | 15 | 889.1992 |  | 769.5177 | 0 | 49.245 | 70.4365 | 0
21.07. | 16 | 898.9964 |  | 769.3984 | 0 | 58.893 | 70.705 | 0
21.07. | 17 | 902.632 |  | 765.798 | 0 | 66.129 | 70.705 | 0
21.07. | 18 | 899.5591 |  | 762.7941 | 0 | 67.134 | 69.631 | 0
21.07. | 19 | 908.4267 |  | 771.4372 | 0 | 66.732 | 70.2575 | 0
21.07. | 20 | 905.8501 |  | 772.4566 | 0 | 63.315 | 70.0785 | 0
21.07. | 21 | 904.4964 |  | 775.1244 | 0 | 60.099 | 69.273 | 0
21.07. | 22 | 900.6344 |  | 773.2049 | 0 | 57.888 | 69.5415 | 0
21.07. | 23 | 899.6597 |  | 773.3892 | 0 | 55.476 | 70.7945 | 0
21.07. | 24 | 852.2078 |  | 729.9133 | 0 | 51.858 | 70.4365 | 0
22.07. | 1 | 844.3037 |  | 721.8992 | 0 | 52.863 | 69.5415 | 0
22.07. | 2 | 843.6285 |  | 723.9705 | 0 | 49.848 | 69.81 | 0
22.07. | 3 | 838.7988 |  | 721.5088 | 0 | 47.838 | 69.452 | 0
22.07. | 4 | 839.289 |  | 722.6475 | 0 | 47.637 | 69.0045 | 0
22.07. | 5 | 844.2839 |  | 728.1999 | 0 | 46.632 | 69.452 | 0
22.07. | 6 | 850.7529 |  | 733.3294 | 0 | 48.24 | 69.1835 | 0
22.07. | 7 | 903.7618 |  | 787.0968 | 0 | 47.034 | 69.631 | 0
22.07. | 8 | 903.9131 |  | 793.6361 | 0 | 41.004 | 69.273 | 0
22.07. | 9 | 902.8453 |  | 798.0173 | 0 | 35.376 | 69.452 | 0
22.07. | 10 | 888.3903 |  | 790.3068 | 0 | 28.542 | 69.5415 | 0
22.07. | 11 | 876.6174 |  | 784.7869 | 0 | 22.11 | 69.7205 | 0
22.07. | 12 | 881.0084 |  | 791.9009 | 0 | 18.492 | 70.6155 | 0
22.07. | 13 | 874.4149 |  | 788.6584 | 0 | 15.678 | 70.0785 | 0
22.07. | 14 | 867.3657 |  | 782.3252 | 0 | 15.678 | 69.3625 | 0
22.07. | 15 | 866.7272 |  | 779.7442 | 0 | 17.889 | 69.094 | 0
22.07. | 16 | 870.833 |  | 779.896 | 0 | 21.306 | 69.631 | 0
22.07. | 17 | 875.4057 |  | 782.3252 | 0 | 23.718 | 69.3625 | 0
22.07. | 18 | 879.4911 |  | 784.6676 | 0 | 24.924 | 69.8995 | 0
22.07. | 19 | 886.5067 |  | 791.3912 | 0 | 24.321 | 70.7945 | 0
22.07. | 20 | 891.6457 |  | 798.4727 | 0 | 22.11 | 71.063 | 0
22.07. | 21 | 894.2201 |  | 800.1536 | 0 | 22.914 | 71.1525 | 0
22.07. | 22 | 888.0477 |  | 795.8592 | 0 | 22.11 | 70.0785 | 0
22.07. | 23 | 888.9114 |  | 795.7399 | 0 | 22.914 | 70.2575 | 0
22.07. | 24 | 825.8026 |  | 729.3711 | 0 | 26.532 | 69.8995 | 0
23.07. | 1 | 826.9343 |  | 724.7838 | 0 | 31.356 | 70.7945 | 0
23.07. | 2 | 834.6311 |  | 726.2261 | 0 | 36.984 | 71.421 | 0
23.07. | 3 | 829.2281 |  | 717.7891 | 0 | 41.808 | 69.631 | 0
23.07. | 4 | 828.2589 |  | 714.6984 | 0 | 44.019 | 69.5415 | 0
23.07. | 5 | 823.2445 |  | 709.775 | 0 | 44.823 | 68.6465 | 0
23.07. | 6 | 825.0214 |  | 712.7139 | 0 | 44.019 | 68.2885 | 0
23.07. | 7 | 873.6359 |  | 769.3009 | 0 | 35.778 | 68.557 | 0
23.07. | 8 | 869.299 |  | 774.7015 | 0 | 26.13 | 68.4675 | 0
23.07. | 9 | 859.0941 |  | 772.3591 | 0 | 18.894 | 67.841 | 0
23.07. | 10 | 860.0227 |  | 774.5172 | 0 | 18.291 | 67.2145 | 0
23.07. | 11 | 872.455 |  | 780.4925 | 0 | 23.316 | 68.6465 | 0
23.07. | 12 | 877.861 |  | 778.573 | 0 | 30.552 | 68.736 | 0
23.07. | 13 | 886.3003 |  | 783.2578 | 0 | 32.964 | 70.0785 | 0
23.07. | 14 | 884.1602 |  | 782.3252 | 0 | 32.562 | 69.273 | 0
23.07. | 15 | 875.6094 |  | 777.6404 | 0 | 29.949 | 68.02 | 0
23.07. | 16 | 872.8667 |  | 777.1307 | 0 | 27.537 | 68.199 | 0
23.07. | 17 | 881.0943 |  | 780.6443 | 0 | 31.356 | 69.094 | 0
23.07. | 18 | 882.0405 |  | 779.202 | 0 | 34.371 | 68.4675 | 0
23.07. | 19 | 888.3454 |  | 785.4159 | 0 | 33.567 | 69.3625 | 0
23.07. | 20 | 905.5465 |  | 801.2055 | 0 | 32.562 | 71.779 | 0
23.07. | 21 | 910.3347 |  | 804.2962 | 0 | 34.17 | 71.8685 | 0
23.07. | 22 | 910.144 |  | 805.0445 | 0 | 33.768 | 71.3315 | 0
23.07. | 23 | 908.3844 |  | 804.1769 | 0 | 32.16 | 72.0475 | 0
23.07. | 24 | 833.2556 |  | 734.6306 | 0 | 26.13 | 72.495 | 0
24.07. | 1 | 826.9206 |  | 733.9691 | 0 | 20.904 | 72.0475 | 0
24.07. | 2 | 819.7125 |  | 731.117 | 0 | 17.085 | 71.5105 | 0
24.07. | 3 | 812.9334 |  | 726.9744 | 0 | 15.075 | 70.884 | 0
24.07. | 4 | 809.2972 |  | 726.4647 | 0 | 11.859 | 70.9735 | 0
24.07. | 5 | 806.4762 |  | 725.1417 | 0 | 11.256 | 70.0785 | 0
24.07. | 6 | 818.3085 |  | 736.214 | 0 | 11.658 | 70.4365 | 0
24.07. | 7 | 880.5194 |  | 798.9824 | 0 | 10.653 | 70.884 | 0
24.07. | 8 | 889.1954 |  | 809.9354 | 0 | 7.839 | 71.421 | 0
24.07. | 9 | 894.6921 |  | 816.2361 | 0 | 7.035 | 71.421 | 0
24.07. | 10 | 896.8491 |  | 818.8171 | 0 | 6.432 | 71.6 | 0
24.07. | 11 | 898.167 |  | 819.24 | 0 | 6.432 | 72.495 | 0
24.07. | 12 | 896.4717 |  | 816.5397 | 0 | 7.437 | 72.495 | 0
24.07. | 13 | 888.7919 |  | 807.3869 | 0 | 9.447 | 71.958 | 0
24.07. | 14 | 889.4904 |  | 804.1769 | 0 | 13.266 | 72.0475 | 0
24.07. | 15 | 878.963 |  | 793.365 | 0 | 16.683 | 68.915 | 0
24.07. | 16 | 867.1241 |  | 779.3431 | 0 | 21.909 | 65.872 | 0
24.07. | 17 | 875.999 |  | 783.6375 | 0 | 25.326 | 67.0355 | 0
24.07. | 18 | 891.4483 |  | 792.2263 | 0 | 29.949 | 69.273 | 0
24.07. | 19 | 899.0184 |  | 798.2559 | 0 | 31.758 | 69.0045 | 0
24.07. | 20 | 907.5823 |  | 805.0988 | 0 | 32.763 | 69.7205 | 0
24.07. | 21 | 905.5644 |  | 805.3374 | 0 | 30.954 | 69.273 | 0
24.07. | 22 | 912.9695 |  | 814.013 | 0 | 28.341 | 70.6155 | 0
24.07. | 23 | 908.6057 |  | 811.3452 | 0 | 25.929 | 71.3315 | 0
24.07. | 24 | 836.7023 |  | 744.1088 | 0 | 20.904 | 71.6895 | 0
25.07. | 1 | 828.5134 |  | 738.5564 | 0 | 18.894 | 71.063 | 0
25.07. | 2 | 819.3436 |  | 730.6616 | 0 | 18.693 | 69.989 | 0
25.07. | 3 | 821.6213 |  | 731.8653 | 0 | 18.693 | 71.063 | 0
25.07. | 4 | 824.5189 |  | 734.7174 | 0 | 18.291 | 71.5105 | 0
25.07. | 5 | 821.4982 |  | 732.2557 | 0 | 18.09 | 71.1525 | 0
25.07. | 6 | 828.0074 |  | 737.8949 | 0 | 19.497 | 70.6155 | 0
25.07. | 7 | 864.4316 |  | 774.4086 | 0 | 19.497 | 70.526 | 0
25.07. | 8 | 875.0818 |  | 788.4523 | 0 | 15.477 | 71.1525 | 0
25.07. | 9 | 888.2896 |  | 806.5736 | 0 | 10.653 | 71.063 | 0
25.07. | 10 | 881.8142 |  | 804.2312 | 0 | 7.236 | 70.347 | 0
25.07. | 11 | 885.5862 |  | 808.1352 | 0 | 6.03 | 71.421 | 0
25.07. | 12 | 884.1362 |  | 806.2157 | 0 | 6.231 | 71.6895 | 0
25.07. | 13 | 871.4047 |  | 792.6817 | 0 | 7.839 | 70.884 | 0
25.07. | 14 | 849.9781 |  | 769.2466 | 0 | 10.653 | 70.0785 | 0
25.07. | 15 | 857.4934 |  | 770.0599 | 0 | 16.281 | 71.1525 | 0
25.07. | 16 | 866.8873 |  | 771.0793 | 0 | 24.924 | 70.884 | 0
25.07. | 17 | 878.3522 |  | 770.8407 | 0 | 36.18 | 71.3315 | 0
25.07. | 18 | 892.8342 |  | 777.2607 | 0 | 44.421 | 71.1525 | 0
25.07. | 19 | 894.4373 |  | 782.5963 | 0 | 42.21 | 69.631 | 0
25.07. | 20 | 909.6802 |  | 796.4557 | 0 | 44.22 | 69.0045 | 0
25.07. | 21 | 912.2844 |  | 798.2559 | 0 | 45.024 | 69.0045 | 0
25.07. | 22 | 894.8263 |  | 784.4833 | 0 | 41.607 | 68.736 | 0
25.07. | 23 | 891.9125 |  | 783.735 | 0 | 38.994 | 69.1835 | 0
25.07. | 24 | 840.8078 |  | 732.4293 | 0 | 39.195 | 69.1835 | 0
26.07. | 1 | 837.998 |  | 732.3425 | 0 | 35.577 | 70.0785 | 0
26.07. | 2 | 838.7348 |  | 733.1233 | 0 | 35.175 | 70.4365 | 0
26.07. | 3 | 835.8671 |  | 730.0326 | 0 | 35.577 | 70.2575 | 0
26.07. | 4 | 837.2653 |  | 731.8328 | 0 | 35.175 | 70.2575 | 0
26.07. | 5 | 833.8959 |  | 732.0389 | 0 | 32.763 | 69.094 | 0
26.07. | 6 | 847.9886 |  | 742.2436 | 0 | 35.577 | 70.168 | 0
26.07. | 7 | 885.0849 |  | 780.9479 | 0 | 33.969 | 70.168 | 0
26.07. | 8 | 881.7561 |  | 782.0866 | 0 | 29.949 | 69.7205 | 0
26.07. | 9 | 870.3 |  | 780.525 | 0 | 20.502 | 69.273 | 0
26.07. | 10 | 865.5743 |  | 778.7248 | 0 | 17.487 | 69.3625 | 0
26.07. | 11 | 866.1321 |  | 779.5056 | 0 | 17.085 | 69.5415 | 0
26.07. | 12 | 869.1732 |  | 779.7767 | 0 | 19.497 | 69.8995 | 0
26.07. | 13 | 866.1991 |  | 775.0376 | 0 | 20.904 | 70.2575 | 0
26.07. | 14 | 865.9396 |  | 767.9236 | 0 | 28.743 | 69.273 | 0
26.07. | 15 | 879.6482 |  | 768.8562 | 0 | 40.803 | 69.989 | 0
26.07. | 16 | 887.4297 |  | 766.2752 | 0 | 51.255 | 69.8995 | 0
26.07. | 17 | 894.5077 |  | 768.1947 | 0 | 56.682 | 69.631 | 0
26.07. | 18 | 895.1732 |  | 769.4852 | 0 | 55.878 | 69.81 | 0
26.07. | 19 | 903.2522 |  | 777.2282 | 0 | 55.677 | 70.347 | 0
26.07. | 20 | 906.1956 |  | 783.4096 | 0 | 52.26 | 70.526 | 0
26.07. | 21 | 905.7106 |  | 784.6676 | 0 | 51.054 | 69.989 | 0
26.07. | 22 | 904.1004 |  | 787.3679 | 0 | 46.833 | 69.8995 | 0
26.07. | 23 | 900.8732 |  | 788.1812 | 0 | 41.808 | 70.884 | 0
26.07. | 24 | 846.7899 |  | 737.8949 | 0 | 38.19 | 70.705 | 0
27.07. | 1 | 842.3324 |  | 735.3139 | 0 | 36.582 | 70.4365 | 0
27.07. | 2 | 840.7187 |  | 732.8522 | 0 | 37.788 | 70.0785 | 0
27.07. | 3 | 840.2042 |  | 728.3192 | 0 | 42.612 | 69.273 | 0
27.07. | 4 | 845.6312 |  | 728.3192 | 0 | 48.039 | 69.273 | 0
27.07. | 5 | 847.7555 |  | 729.729 | 0 | 48.843 | 69.1835 | 0
27.07. | 6 | 845.7891 |  | 735.7586 | 0 | 41.205 | 68.8255 | 0
27.07. | 7 | 868.3101 |  | 768.5526 | 0 | 30.753 | 69.0045 | 0
27.07. | 8 | 863.0492 |  | 770.0817 | 0 | 24.321 | 68.6465 | 0
27.07. | 9 | 874.518 |  | 788.832 | 0 | 17.487 | 68.199 | 0
27.07. | 10 | 867.6182 |  | 786.0667 | 0 | 14.874 | 66.6775 | 0
27.07. | 11 | 857.3669 |  | 776.2849 | 0 | 14.673 | 66.409 | 0
27.07. | 12 | 870.461 |  | 783.7025 | 0 | 18.291 | 68.4675 | 0
27.07. | 13 | 874.8202 |  | 788.0837 | 0 | 18.09 | 68.6465 | 0
27.07. | 14 | 858.0719 |  | 760.9289 | 0 | 28.944 | 68.199 | 0
27.07. | 15 | 872.4702 |  | 760.4517 | 0 | 43.014 | 69.0045 | 0
27.07. | 16 | 887.8423 |  | 761.3518 | 0 | 57.486 | 69.0045 | 0
27.07. | 17 | 903.3087 |  | 766.2752 | 0 | 67.134 | 69.8995 | 0
27.07. | 18 | 910.5328 |  | 772.3373 | 0 | 67.938 | 70.2575 | 0
27.07. | 19 | 928.0362 |  | 775.9702 | 0 | 81.003 | 71.063 | 0
27.07. | 20 | 950.6296 |  | 796.9761 | 0 | 81.606 | 72.0475 | 0
27.07. | 21 | 946.1027 |  | 797.8762 | 0 | 76.179 | 72.0475 | 0
27.07. | 22 | 932.9332 |  | 783.7457 | 0 | 76.782 | 72.4055 | 0
27.07. | 23 | 940.5569 |  | 788.8209 | 0 | 77.988 | 73.748 | 0
27.07. | 24 | 897.7692 |  | 750.3877 | 0 | 73.365 | 74.0165 | 0
28.07. | 1 | 894.4674 |  | 750.2359 | 0 | 70.752 | 73.4795 | 0
28.07. | 2 | 888.1537 |  | 745.8222 | 0 | 69.747 | 72.5845 | 0
28.07. | 3 | 880.2456 |  | 743.6316 | 0 | 64.119 | 72.495 | 0
28.07. | 4 | 870.7995 |  | 742.07 | 0 | 56.682 | 72.0475 | 0
28.07. | 5 | 859.6339 |  | 740.5084 | 0 | 47.436 | 71.6895 | 0
28.07. | 6 | 853.3083 |  | 742.1568 | 0 | 39.999 | 71.1525 | 0
28.07. | 7 | 873.1817 |  | 770.8082 | 0 | 31.758 | 70.6155 | 0
28.07. | 8 | 873.6437 |  | 780.4707 | 0 | 22.11 | 71.063 | 0
28.07. | 9 | 871.8395 |  | 784.494 | 0 | 15.477 | 71.8685 | 0
28.07. | 10 | 866.0114 |  | 782.9324 | 0 | 11.658 | 71.421 | 0
28.07. | 11 | 855.9233 |  | 773.6278 | 0 | 11.859 | 70.4365 | 0
28.07. | 12 | 857.1853 |  | 773.6603 | 0 | 12.462 | 71.063 | 0
28.07. | 13 | 865.3205 |  | 776.122 | 0 | 17.688 | 71.5105 | 0
28.07. | 14 | 870.8897 |  | 774.6797 | 0 | 25.326 | 70.884 | 0
28.07. | 15 | 879.7501 |  | 778.3126 | 0 | 29.748 | 71.6895 | 0
28.07. | 16 | 887.3938 |  | 780.7743 | 0 | 34.572 | 72.0475 | 0
28.07. | 17 | 896.4561 |  | 782.8456 | 0 | 41.205 | 72.4055 | 0
28.07. | 18 | 899.4444 |  | 778.4644 | 0 | 48.843 | 72.137 | 0
28.07. | 19 | 909.615 |  | 786.446 | 0 | 50.853 | 72.316 | 0
28.07. | 20 | 908.7513 |  | 786.5653 | 0 | 50.049 | 72.137 | 0
28.07. | 21 | 913.1202 |  | 787.5847 | 0 | 53.667 | 71.8685 | 0
28.07. | 22 | 910.2111 |  | 791.2176 | 0 | 46.23 | 72.7635 | 0
28.07. | 23 | 913.8888 |  | 791.0983 | 0 | 49.848 | 72.9425 | 0
28.07. | 24 | 880.2425 |  | 747.8935 | 0 | 59.496 | 72.853 | 0
29.07. | 1 | 877.1951 |  | 741.0506 | 0 | 63.918 | 72.2265 | 0
29.07. | 2 | 875.541 |  | 743.393 | 0 | 59.295 | 72.853 | 0
29.07. | 3 | 872.7549 |  | 740.5409 | 0 | 59.898 | 72.316 | 0
29.07. | 4 | 865.4689 |  | 737.2984 | 0 | 56.481 | 71.6895 | 0
29.07. | 5 | 867.8473 |  | 737.6888 | 0 | 58.29 | 71.8685 | 0
29.07. | 6 | 865.0754 |  | 741.1699 | 0 | 51.858 | 72.0475 | 0
29.07. | 7 | 902.7028 |  | 791.7273 | 0 | 38.391 | 72.5845 | 0
29.07. | 8 | 901.8963 |  | 800.0993 | 0 | 28.944 | 72.853 | 0
29.07. | 9 | 895.0378 |  | 793.0178 | 0 | 29.346 | 72.674 | 0
29.07. | 10 | 888.6962 |  | 791.4562 | 0 | 24.924 | 72.316 | 0
29.07. | 11 | 881.4508 |  | 789.1463 | 0 | 19.899 | 72.4055 | 0
29.07. | 12 | 881.8701 |  | 791.2176 | 0 | 17.889 | 72.7635 | 0
29.07. | 13 | 886.2987 |  | 792.1177 | 0 | 21.507 | 72.674 | 0
29.07. | 14 | 899.0402 |  | 796.6182 | 0 | 29.748 | 72.674 | 0
29.07. | 15 | 914.5966 |  | 799.5571 | 0 | 42.813 | 72.2265 | 0
29.07. | 16 | 929.0532 |  | 800.4572 | 0 | 56.28 | 72.316 | 0
29.07. | 17 | 934.9737 |  | 803.0707 | 0 | 58.692 | 73.211 | 0
29.07. | 18 | 936.7127 |  | 802.4417 | 0 | 60.702 | 73.569 | 0
29.07. | 19 | 946.5601 |  | 809.2521 | 0 | 63.918 | 73.39 | 0
29.07. | 20 | 942.1245 |  | 807.029 | 0 | 62.511 | 72.5845 | 0
29.07. | 21 | 940.1691 |  | 808.5581 | 0 | 59.295 | 72.316 | 0
29.07. | 22 | 937.2553 |  | 807.8098 | 0 | 56.682 | 72.7635 | 0
29.07. | 23 | 932.8594 |  | 808.0809 | 0 | 51.657 | 73.1215 | 0
29.07. | 24 | 869.089 |  | 746.0065 | 0 | 49.245 | 73.8375 | 0
30.07. | 1 | 865.1048 |  | 742.9158 | 0 | 48.441 | 73.748 | 0
30.07. | 2 | 860.2547 |  | 742.6447 | 0 | 44.22 | 73.39 | 0
30.07. | 3 | 857.9294 |  | 741.2349 | 0 | 43.215 | 73.4795 | 0
30.07. | 4 | 855.4665 |  | 739.554 | 0 | 42.612 | 73.3005 | 0
30.07. | 5 | 853.7115 |  | 736.973 | 0 | 43.617 | 73.1215 | 0
30.07. | 6 | 854.0871 |  | 742.3736 | 0 | 38.592 | 73.1215 | 0
30.07. | 7 | 896.7316 |  | 793.1696 | 0 | 30.351 | 73.211 | 0
30.07. | 8 | 884.2187 |  | 791.4887 | 0 | 19.698 | 73.032 | 0
30.07. | 9 | 881.9537 |  | 794.0697 | 0 | 14.673 | 73.211 | 0
30.07. | 10 | 879.3962 |  | 794.0372 | 0 | 12.864 | 72.495 | 0
30.07. | 11 | 871.3793 |  | 787.1618 | 0 | 13.065 | 71.1525 | 0
30.07. | 12 | 873.0806 |  | 786.6521 | 0 | 15.276 | 71.1525 | 0
30.07. | 13 | 883.924 |  | 791.5755 | 0 | 20.301 | 72.0475 | 0
30.07. | 14 | 895.7551 |  | 794.4276 | 0 | 28.743 | 72.5845 | 0
30.07. | 15 | 910.0886 |  | 795.7181 | 0 | 41.607 | 72.7635 | 0
30.07. | 16 | 924.5038 |  | 796.8893 | 0 | 54.672 | 72.9425 | 0
30.07. | 17 | 939.8596 |  | 800.2511 | 0 | 66.129 | 73.4795 | 0
30.07. | 18 | 954.0408 |  | 805.9228 | 0 | 74.37 | 73.748 | 0
30.07. | 19 | 960.22 |  | 805.8035 | 0 | 80.4 | 74.0165 | 0
30.07. | 20 | 971.9134 |  | 817.7434 | 0 | 80.601 | 73.569 | 0
30.07. | 21 | 964.6919 |  | 818.4049 | 0 | 72.36 | 73.927 | 0
30.07. | 22 | 947.332 |  | 812.191 | 0 | 62.109 | 73.032 | 0
30.07. | 23 | 943.895 |  | 814.8045 | 0 | 55.074 | 74.0165 | 0
30.07. | 24 | 871.8336 |  | 749.4876 | 0 | 48.24 | 74.106 | 0
31.07. | 1 | 865.2694 |  | 741.8964 | 0 | 49.446 | 73.927 | 0
31.07. | 2 | 863.9855 |  | 741.506 | 0 | 48.642 | 73.8375 | 0
31.07. | 3 | 861.5735 |  | 741.506 | 0 | 46.23 | 73.8375 | 0
31.07. | 4 | 853.8585 |  | 739.554 | 0 | 41.004 | 73.3005 | 0
31.07. | 5 | 843.9428 |  | 738.3503 | 0 | 33.366 | 72.2265 | 0
31.07. | 6 | 846.8032 |  | 745.7897 | 0 | 29.145 | 71.8685 | 0
31.07. | 7 | 908.4271 |  | 811.7681 | 0 | 24.522 | 72.137 | 0
31.07. | 8 | 905.4173 |  | 814.1648 | 0 | 20.1 | 71.1525 | 0
31.07. | 9 | 899.9978 |  | 813.5033 | 0 | 15.879 | 70.6155 | 0
31.07. | 10 | 890.3547 |  | 806.1182 | 0 | 14.874 | 69.3625 | 0
31.07. | 11 | 887.8363 |  | 804.4698 | 0 | 13.467 | 69.8995 | 0
31.07. | 12 | 885.1779 |  | 801.5634 | 0 | 12.462 | 71.1525 | 0
31.07. | 13 | 876.9245 |  | 792.107 | 0 | 15.276 | 69.5415 | 0
31.07. | 14 | 893.7911 |  | 801.4441 | 0 | 21.105 | 71.242 | 0
31.07. | 15 | 905.9636 |  | 805.9771 | 0 | 27.939 | 72.0475 | 0
31.07. | 16 | 911.5361 |  | 806.0096 | 0 | 32.763 | 72.7635 | 0
31.07. | 17 | 919.8644 |  | 808.7099 | 0 | 38.391 | 72.7635 | 0
31.07. | 18 | 926.5608 |  | 808.4388 | 0 | 45.627 | 72.495 | 0
31.07. | 19 | 927.1517 |  | 808.7642 | 0 | 47.235 | 71.1525 | 0
31.07. | 20 | 930.8142 |  | 813.2322 | 0 | 47.235 | 70.347 | 0
31.07. | 21 | 933.9687 |  | 816.4747 | 0 | 46.431 | 71.063 | 0
31.07. | 22 | 926.5669 |  | 809.2739 | 0 | 46.23 | 71.063 | 0
31.07. | 23 | 913.5868 |  | 795.5338 | 0 | 46.632 | 71.421 | 0
31.07. | 24 | 841.2602 |  | 722.6907 | 0 | 45.627 | 72.9425 | 0
01.08. | 1 | 835.4824 |  | 718.6999 | 0 | 44.019 | 72.7635 | 0
01.08. | 2 | 833.5097 |  | 718.1577 | 0 | 43.215 | 72.137 | 0
01.08. | 3 | 845.3945 |  | 724.1005 | 0 | 48.441 | 72.853 | 0
01.08. | 4 | 848.4613 |  | 724.2198 | 0 | 51.657 | 72.5845 | 0
01.08. | 5 | 854.5064 |  | 728.9914 | 0 | 52.662 | 72.853 | 0
01.08. | 6 | 873.0511 |  | 743.0026 | 0 | 57.285 | 72.7635 | 0
01.08. | 7 | 912.6728 |  | 784.6783 | 0 | 54.873 | 73.1215 | 0
01.08. | 8 | 900.376 |  | 787.769 | 0 | 39.396 | 73.211 | 0
01.08. | 9 | 900.3275 |  | 802.5285 | 0 | 25.125 | 72.674 | 0
01.08. | 10 | 888.0931 |  | 800.8151 | 0 | 15.678 | 71.6 | 0
01.08. | 11 | 878.028 |  | 796.0435 | 0 | 10.653 | 71.3315 | 0
01.08. | 12 | 872.1714 |  | 793.2239 | 0 | 7.437 | 71.5105 | 0
01.08. | 13 | 870.2924 |  | 792.5949 | 0 | 5.829 | 71.8685 | 0
01.08. | 14 | 851.7886 |  | 773.8446 | 0 | 5.628 | 72.316 | 0
01.08. | 15 | 854.8027 |  | 775.4062 | 0 | 6.633 | 72.7635 | 0
01.08. | 16 | 857.8686 |  | 777.0871 | 0 | 7.839 | 72.9425 | 0
01.08. | 17 | 862.431 |  | 778.768 | 0 | 10.452 | 73.211 | 0
01.08. | 18 | 863.6006 |  | 777.7486 | 0 | 12.462 | 73.39 | 0
01.08. | 19 | 869.7534 |  | 783.0299 | 0 | 13.065 | 73.6585 | 0
01.08. | 20 | 891.8272 |  | 801.1512 | 0 | 17.286 | 73.39 | 0
01.08. | 21 | 902.4077 |  | 808.8942 | 0 | 19.497 | 74.0165 | 0
01.08. | 22 | 897.139 |  | 801.303 | 0 | 21.909 | 73.927 | 0
01.08. | 23 | 900.8343 |  | 797.5833 | 0 | 29.145 | 74.106 | 0
01.08. | 24 | 863.2336 |  | 751.4071 | 0 | 37.989 | 73.8375 | 0
02.08. | 1 | 872.2874 |  | 749.6069 | 0 | 48.843 | 73.8375 | 0
02.08. | 2 | 885.9102 |  | 750.3877 | 0 | 61.506 | 74.0165 | 0
02.08. | 3 | 889.5655 |  | 749.8455 | 0 | 66.33 | 73.39 | 0
02.08. | 4 | 876.0231 |  | 741.0831 | 0 | 61.908 | 73.032 | 0
02.08. | 5 | 864.7595 |  | 735.65 | 0 | 56.883 | 72.2265 | 0
02.08. | 6 | 867.8646 |  | 739.7601 | 0 | 55.878 | 72.2265 | 0
02.08. | 7 | 901.1027 |  | 776.0352 | 0 | 52.662 | 72.4055 | 0
02.08. | 8 | 891.1198 |  | 775.6123 | 0 | 43.818 | 71.6895 | 0
02.08. | 9 | 890.5025 |  | 780.6875 | 0 | 36.783 | 73.032 | 0
02.08. | 10 | 884.7687 |  | 783.1492 | 0 | 28.14 | 73.4795 | 0
02.08. | 11 | 877.0406 |  | 779.0391 | 0 | 24.522 | 73.4795 | 0
02.08. | 12 | 870.3416 |  | 772.5866 | 0 | 24.723 | 73.032 | 0
02.08. | 13 | 864.6963 |  | 770.5153 | 0 | 21.507 | 72.674 | 0
02.08. | 14 | 861.3251 |  | 773.8446 | 0 | 15.075 | 72.4055 | 0
02.08. | 15 | 852.4623 |  | 769.2248 | 0 | 10.653 | 72.5845 | 0
02.08. | 16 | 845.9066 |  | 765.5051 | 0 | 7.638 | 72.7635 | 0
02.08. | 17 | 845.5825 |  | 765.8955 | 0 | 6.834 | 72.853 | 0
02.08. | 18 | 849.1829 |  | 769.4959 | 0 | 6.834 | 72.853 | 0
02.08. | 19 | 853.7547 |  | 773.4867 | 0 | 7.236 | 73.032 | 0
02.08. | 20 | 857.5994 |  | 773.3349 | 0 | 11.859 | 72.4055 | 0
02.08. | 21 | 863.8753 |  | 778.2258 | 0 | 13.065 | 72.5845 | 0
02.08. | 22 | 869.6597 |  | 783.1167 | 0 | 13.869 | 72.674 | 0
02.08. | 23 | 869.8783 |  | 779.5163 | 0 | 17.688 | 72.674 | 0
02.08. | 24 | 828.4068 |  | 733.2208 | 0 | 22.512 | 72.674 | 0
03.08. | 1 | 827.2586 |  | 730.1301 | 0 | 24.723 | 72.4055 | 0
03.08. | 2 | 828.9633 |  | 735.1403 | 0 | 21.507 | 72.316 | 0
03.08. | 3 | 828.3734 |  | 737.2984 | 0 | 19.296 | 71.779 | 0
03.08. | 4 | 827.6058 |  | 738.3178 | 0 | 17.688 | 71.6 | 0
03.08. | 5 | 822.4725 |  | 733.698 | 0 | 17.085 | 71.6895 | 0
03.08. | 6 | 825.5603 |  | 735.7368 | 0 | 18.492 | 71.3315 | 0
03.08. | 7 | 854.7306 |  | 766.0691 | 0 | 17.688 | 70.9735 | 0
03.08. | 8 | 863.4821 |  | 776.4256 | 0 | 14.472 | 72.5845 | 0
03.08. | 9 | 877.5639 |  | 795.1759 | 0 | 10.251 | 72.137 | 0
03.08. | 10 | 872.1159 |  | 793.2564 | 0 | 6.633 | 72.2265 | 0
03.08. | 11 | 867.4508 |  | 789.7753 | 0 | 5.628 | 72.0475 | 0
03.08. | 12 | 862.0526 |  | 785.3616 | 0 | 5.628 | 71.063 | 0
03.08. | 13 | 862.8915 |  | 783.8325 | 0 | 7.638 | 71.421 | 0
03.08. | 14 | 839.562 |  | 756.797 | 0 | 12.06 | 70.705 | 0
03.08. | 15 | 842.7407 |  | 757.3392 | 0 | 14.07 | 71.3315 | 0
03.08. | 16 | 845.1336 |  | 758.3911 | 0 | 14.874 | 71.8685 | 0
03.08. | 17 | 847.1866 |  | 760.3106 | 0 | 15.276 | 71.6 | 0
03.08. | 18 | 852.3068 |  | 762.7723 | 0 | 17.487 | 72.0475 | 0
03.08. | 19 | 861.289 |  | 767.1535 | 0 | 21.909 | 72.2265 | 0
03.08. | 20 | 872.0375 |  | 777.3475 | 0 | 24.522 | 70.168 | 0
03.08. | 21 | 879.928 |  | 783.1385 | 0 | 26.532 | 70.2575 | 0
03.08. | 22 | 867.0892 |  | 769.5177 | 0 | 27.135 | 70.4365 | 0
03.08. | 23 | 861.0608 |  | 762.7073 | 0 | 27.738 | 70.6155 | 0
03.08. | 24 | 826.5226 |  | 728.1456 | 0 | 27.135 | 71.242 | 0
04.08. | 1 | 819.7501 |  | 724.9031 | 0 | 24.321 | 70.526 | 0
04.08. | 2 | 820.9188 |  | 725.4453 | 0 | 24.321 | 71.1525 | 0
04.08. | 3 | 823.024 |  | 727.907 | 0 | 23.517 | 71.6 | 0
04.08. | 4 | 821.4785 |  | 729.1975 | 0 | 20.502 | 71.779 | 0
04.08. | 5 | 816.6545 |  | 729.1975 | 0 | 15.678 | 71.779 | 0
04.08. | 6 | 818.8457 |  | 735.4982 | 0 | 11.658 | 71.6895 | 0
04.08. | 7 | 847.2409 |  | 767.5114 | 0 | 8.04 | 71.6895 | 0
04.08. | 8 | 849.668 |  | 772.283 | 0 | 5.427 | 71.958 | 0
04.08. | 9 | 834.0474 |  | 759.7684 | 0 | 3.216 | 71.063 | 0
04.08. | 10 | 819.9128 |  | 749.7698 | 0 | 1.407 | 68.736 | 0
04.08. | 11 | 826.3048 |  | 754.9968 | 0 | 0.603 | 70.705 | 0
04.08. | 12 | 829.1879 |  | 757.1874 | 0 | 1.206 | 70.7945 | 0
04.08. | 13 | 832.4118 |  | 756.9488 | 0 | 4.221 | 71.242 | 0
04.08. | 14 | 835.0751 |  | 754.5196 | 0 | 9.045 | 71.5105 | 0
04.08. | 15 | 838.3833 |  | 749.8348 | 0 | 18.291 | 70.2575 | 0
04.08. | 16 | 855.8224 |  | 755.3004 | 0 | 28.743 | 71.779 | 0
04.08. | 17 | 867.5385 |  | 761.9915 | 0 | 33.768 | 71.779 | 0
04.08. | 18 | 874.8703 |  | 768.5633 | 0 | 34.17 | 72.137 | 0
04.08. | 19 | 877.7119 |  | 771.3829 | 0 | 34.371 | 71.958 | 0
04.08. | 20 | 881.0722 |  | 776.5992 | 0 | 33.768 | 70.705 | 0
04.08. | 21 | 885.4678 |  | 781.9998 | 0 | 32.763 | 70.705 | 0
04.08. | 22 | 884.8699 |  | 780.3514 | 0 | 33.366 | 71.1525 | 0
04.08. | 23 | 883.3238 |  | 777.5318 | 0 | 34.371 | 71.421 | 0
04.08. | 24 | 837.4057 |  | 733.5137 | 0 | 33.366 | 70.526 | 0
05.08. | 1 | 836.853 |  | 731.0845 | 0 | 34.974 | 70.7945 | 0
05.08. | 2 | 831.0789 |  | 726.9419 | 0 | 33.969 | 70.168 | 0
05.08. | 3 | 831.3751 |  | 729.4036 | 0 | 31.356 | 70.6155 | 0
05.08. | 4 | 833.6515 |  | 731.746 | 0 | 30.753 | 71.1525 | 0
05.08. | 5 | 835.6876 |  | 732.0171 | 0 | 32.16 | 71.5105 | 0
05.08. | 6 | 845.7118 |  | 741.5278 | 0 | 32.763 | 71.421 | 0
05.08. | 7 | 890.3521 |  | 785.9906 | 0 | 33.567 | 70.7945 | 0
05.08. | 8 | 890.9893 |  | 789.7103 | 0 | 30.753 | 70.526 | 0
05.08. | 9 | 882.1411 |  | 789.7971 | 0 | 22.713 | 69.631 | 0
05.08. | 10 | 870.7563 |  | 787.7258 | 0 | 13.668 | 69.3625 | 0
05.08. | 11 | 862.0144 |  | 785.4159 | 0 | 7.236 | 69.3625 | 0
05.08. | 12 | 861.3032 |  | 786.8907 | 0 | 3.618 | 70.7945 | 0
05.08. | 13 | 855.1853 |  | 780.0803 | 0 | 4.221 | 70.884 | 0
05.08. | 14 | 850.4781 |  | 773.1181 | 0 | 6.834 | 70.526 | 0
05.08. | 15 | 843.9036 |  | 762.7291 | 0 | 13.065 | 68.1095 | 0
05.08. | 16 | 866.1809 |  | 774.5279 | 0 | 21.306 | 70.347 | 0
05.08. | 17 | 877.6521 |  | 780.8611 | 0 | 25.728 | 71.063 | 0
05.08. | 18 | 885.2977 |  | 786.2942 | 0 | 27.135 | 71.8685 | 0
05.08. | 19 | 889.4138 |  | 787.1943 | 0 | 30.351 | 71.8685 | 0
05.08. | 20 | 904.2432 |  | 792.0852 | 0 | 40.2 | 71.958 | 0
05.08. | 21 | 918.7934 |  | 802.2574 | 0 | 44.22 | 72.316 | 0
05.08. | 22 | 912.878 |  | 797.9955 | 0 | 43.014 | 71.8685 | 0
05.08. | 23 | 907.8333 |  | 794.9373 | 0 | 40.401 | 72.495 | 0
05.08. | 24 | 843.8009 |  | 734.1209 | 0 | 37.185 | 72.495 | 0
06.08. | 1 | 841.8883 |  | 733.8823 | 0 | 34.974 | 73.032 | 0
06.08. | 2 | 837.1249 |  | 732.2014 | 0 | 32.16 | 72.7635 | 0
06.08. | 3 | 830.9209 |  | 730.9109 | 0 | 27.336 | 72.674 | 0
06.08. | 4 | 825.486 |  | 731.1495 | 0 | 22.11 | 72.2265 | 0
06.08. | 5 | 817.5904 |  | 727.0069 | 0 | 18.894 | 71.6895 | 0
06.08. | 6 | 816.8215 |  | 729.165 | 0 | 16.683 | 70.9735 | 0
06.08. | 7 | 868.055 |  | 782.542 | 0 | 14.271 | 71.242 | 0
06.08. | 8 | 871.2459 |  | 786.8039 | 0 | 12.663 | 71.779 | 0
06.08. | 9 | 871.6639 |  | 790.0139 | 0 | 10.05 | 71.6 | 0
06.08. | 10 | 862.3855 |  | 783.171 | 0 | 8.241 | 70.9735 | 0
06.08. | 11 | 843.1906 |  | 765.2776 | 0 | 10.251 | 67.662 | 0
06.08. | 12 | 847.8066 |  | 763.9546 | 0 | 17.085 | 66.767 | 0
06.08. | 13 | 855.4534 |  | 762.1544 | 0 | 26.532 | 66.767 | 0
06.08. | 14 | 870.9701 |  | 764.6486 | 0 | 38.391 | 67.9305 | 0
06.08. | 15 | 893.9832 |  | 772.6952 | 0 | 51.657 | 69.631 | 0
06.08. | 16 | 904.293 |  | 774.1375 | 0 | 59.898 | 70.2575 | 0
06.08. | 17 | 925.5653 |  | 785.9363 | 0 | 67.134 | 72.495 | 0
06.08. | 18 | 930.9289 |  | 786.2074 | 0 | 71.958 | 72.7635 | 0
06.08. | 19 | 935.7972 |  | 786.9882 | 0 | 75.777 | 73.032 | 0
06.08. | 20 | 937.0914 |  | 788.1269 | 0 | 76.38 | 72.5845 | 0
06.08. | 21 | 942.5796 |  | 790.5561 | 0 | 79.797 | 72.2265 | 0
06.08. | 22 | 946.7488 |  | 790.4368 | 0 | 83.817 | 72.495 | 0
06.08. | 23 | 961.0277 |  | 790.1982 | 0 | 97.887 | 72.9425 | 0
06.08. | 24 | 904.2408 |  | 722.3328 | 0 | 108.339 | 73.569 | 0
07.08. | 1 | 911.7193 |  | 721.7038 | 0 | 116.178 | 73.8375 | 0
07.08. | 2 | 915.6805 |  | 720.2615 | 0 | 122.208 | 73.211 | 0
07.08. | 3 | 920.7564 |  | 721.9424 | 0 | 125.424 | 73.39 | 0
07.08. | 4 | 918.9926 |  | 721.1616 | 0 | 124.62 | 73.211 | 0
07.08. | 5 | 916.8843 |  | 722.9618 | 0 | 120.801 | 73.1215 | 0
07.08. | 6 | 920.4756 |  | 734.0341 | 0 | 112.962 | 73.4795 | 0
07.08. | 7 | 975.9407 |  | 797.9412 | 0 | 104.52 | 73.4795 | 0
07.08. | 8 | 967.2107 |  | 805.0227 | 0 | 88.44 | 73.748 | 0
07.08. | 9 | 952.7811 |  | 802.8321 | 0 | 76.38 | 73.569 | 0
07.08. | 10 | 936.6809 |  | 799.7089 | 0 | 64.119 | 72.853 | 0
07.08. | 11 | 928.8288 |  | 797.5508 | 0 | 57.888 | 73.39 | 0
07.08. | 12 | 928.8027 |  | 797.2797 | 0 | 58.491 | 73.032 | 0
07.08. | 13 | 925.6611 |  | 792.5081 | 0 | 60.3 | 72.853 | 0
07.08. | 14 | 926.2016 |  | 791.2176 | 0 | 62.31 | 72.674 | 0
07.08. | 15 | 933.2381 |  | 793.7661 | 0 | 67.335 | 72.137 | 0
07.08. | 16 | 931.913 |  | 788.333 | 0 | 72.159 | 71.421 | 0
07.08. | 17 | 932.8592 |  | 786.8907 | 0 | 75.174 | 70.7945 | 0
07.08. | 18 | 932.0925 |  | 786.3485 | 0 | 75.576 | 70.168 | 0
07.08. | 19 | 930.9835 |  | 785.687 | 0 | 75.576 | 69.7205 | 0
07.08. | 20 | 933.7187 |  | 786.8582 | 0 | 76.782 | 70.0785 | 0
07.08. | 21 | 942.9155 |  | 793.4625 | 0 | 78.39 | 71.063 | 0
07.08. | 22 | 946.3671 |  | 797.6051 | 0 | 76.983 | 71.779 | 0
07.08. | 23 | 939.8208 |  | 796.1953 | 0 | 71.757 | 71.8685 | 0
07.08. | 24 | 868.963 |  | 729.8915 | 0 | 66.129 | 72.9425 | 0
08.08. | 1 | 857.7852 |  | 724.6102 | 0 | 60.501 | 72.674 | 0
08.08. | 2 | 854.7557 |  | 723.9487 | 0 | 58.491 | 72.316 | 0
08.08. | 3 | 848.8306 |  | 723.0486 | 0 | 53.466 | 72.316 | 0
08.08. | 4 | 843.995 |  | 723.439 | 0 | 48.24 | 72.316 | 0
08.08. | 5 | 835.8029 |  | 722.5064 | 0 | 41.607 | 71.6895 | 0
08.08. | 6 | 842.2054 |  | 732.1689 | 0 | 37.989 | 72.0475 | 0
08.08. | 7 | 871.1911 |  | 766.1341 | 0 | 32.562 | 72.495 | 0
08.08. | 8 | 872.1515 |  | 771.025 | 0 | 28.542 | 72.5845 | 0
08.08. | 9 | 883.4896 |  | 784.7326 | 0 | 27.336 | 71.421 | 0
08.08. | 10 | 882.8633 |  | 785.8713 | 0 | 25.929 | 71.063 | 0
08.08. | 11 | 888.2587 |  | 788.8752 | 0 | 27.336 | 72.0475 | 0
08.08. | 12 | 895.3786 |  | 790.5886 | 0 | 31.758 | 73.032 | 0
08.08. | 13 | 901.5638 |  | 787.2593 | 0 | 41.004 | 73.3005 | 0
08.08. | 14 | 881.8023 |  | 756.9813 | 0 | 52.863 | 71.958 | 0
08.08. | 15 | 903.5421 |  | 759.7141 | 0 | 71.154 | 72.674 | 0
08.08. | 16 | 921.3975 |  | 760.1045 | 0 | 88.44 | 72.853 | 0
08.08. | 17 | 926.9733 |  | 759.5623 | 0 | 95.274 | 72.137 | 0
08.08. | 18 | 949.25 |  | 765.2015 | 0 | 112.359 | 71.6895 | 0
08.08. | 19 | 952.7486 |  | 765.4401 | 0 | 115.977 | 71.3315 | 0
08.08. | 20 | 954.7285 |  | 770.9925 | 0 | 111.957 | 71.779 | 0
08.08. | 21 | 945.0432 |  | 771.5347 | 0 | 101.103 | 72.4055 | 0
08.08. | 22 | 933.0934 |  | 763.6724 | 0 | 97.284 | 72.137 | 0
08.08. | 23 | 931.7455 |  | 759.443 | 0 | 99.897 | 72.4055 | 0
08.08. | 24 | 893.2831 |  | 715.9996 | 0 | 104.52 | 72.7635 | 0
09.08. | 1 | 885.7588 |  | 713.2993 | 0 | 99.696 | 72.7635 | 0
09.08. | 2 | 877.2898 |  | 714.5898 | 0 | 89.847 | 72.853 | 0
09.08. | 3 | 871.8792 |  | 718.2227 | 0 | 79.998 | 73.6585 | 0
09.08. | 4 | 871.4993 |  | 724.3173 | 0 | 72.36 | 74.822 | 0
09.08. | 5 | 876.3314 |  | 727.7659 | 0 | 74.37 | 74.1955 | 0
09.08. | 6 | 883.1864 |  | 729.6854 | 0 | 79.395 | 74.106 | 0
09.08. | 7 | 915.1871 |  | 763.6506 | 0 | 76.983 | 74.5535 | 0
09.08. | 8 | 910.859 |  | 767.251 | 0 | 69.144 | 74.464 | 0
09.08. | 9 | 910.979 |  | 771.1225 | 0 | 65.124 | 74.7325 | 0
09.08. | 10 | 904.7335 |  | 770.461 | 0 | 59.898 | 74.3745 | 0
09.08. | 11 | 899.9714 |  | 767.6414 | 0 | 57.687 | 74.643 | 0
09.08. | 12 | 896.3315 |  | 767.2835 | 0 | 53.868 | 75.18 | 0
09.08. | 13 | 889.3951 |  | 759.8116 | 0 | 54.672 | 74.9115 | 0
09.08. | 14 | 885.2369 |  | 755.4304 | 0 | 55.074 | 74.7325 | 0
09.08. | 15 | 885.6892 |  | 753.0012 | 0 | 57.687 | 75.001 | 0
09.08. | 16 | 892.8521 |  | 756.6341 | 0 | 60.501 | 75.717 | 0
09.08. | 17 | 897.5385 |  | 756.363 | 0 | 65.727 | 75.4485 | 0
09.08. | 18 | 909.824 |  | 763.4445 | 0 | 70.752 | 75.6275 | 0
09.08. | 19 | 912.333 |  | 762.783 | 0 | 74.37 | 75.18 | 0
09.08. | 20 | 924.1568 |  | 769.9838 | 0 | 78.993 | 75.18 | 0
09.08. | 21 | 928.0537 |  | 770.3742 | 0 | 82.41 | 75.2695 | 0
09.08. | 22 | 933.7178 |  | 777.0653 | 0 | 81.204 | 75.4485 | 0
09.08. | 23 | 936.9116 |  | 782.3791 | 0 | 78.189 | 76.3435 | 0
09.08. | 24 | 892.3544 |  | 740.7034 | 0 | 75.576 | 76.075 | 0
10.08. | 1 | 886.466 |  | 735.151 | 0 | 75.777 | 75.538 | 0
10.08. | 2 | 887.2121 |  | 732.1471 | 0 | 80.601 | 74.464 | 0
10.08. | 3 | 888.1344 |  | 727.7334 | 0 | 86.832 | 73.569 | 0
10.08. | 4 | 888.902 |  | 726.714 | 0 | 88.44 | 73.748 | 0
10.08. | 5 | 879.7063 |  | 724.2848 | 0 | 81.405 | 74.0165 | 0
10.08. | 6 | 883.8124 |  | 734.2184 | 0 | 74.772 | 74.822 | 0
10.08. | 7 | 912.9548 |  | 767.4028 | 0 | 70.551 | 75.001 | 0
10.08. | 8 | 901.891 |  | 769.203 | 0 | 57.687 | 75.001 | 0
10.08. | 9 | 894.5037 |  | 776.0677 | 0 | 45.225 | 73.211 | 0
10.08. | 10 | 866.16 |  | 763.2495 | 0 | 31.758 | 71.1525 | 0
10.08. | 11 | 853.481 |  | 760.0395 | 0 | 22.11 | 71.3315 | 0
10.08. | 12 | 851.2551 |  | 761.0046 | 0 | 17.487 | 72.7635 | 0
10.08. | 13 | 850.03 |  | 762.0565 | 0 | 14.673 | 73.3005 | 0
10.08. | 14 | 826.6726 |  | 737.8731 | 0 | 15.678 | 73.1215 | 0
10.08. | 15 | 836.2751 |  | 744.3256 | 0 | 18.291 | 73.6585 | 0
10.08. | 16 | 846.426 |  | 749.249 | 0 | 22.713 | 74.464 | 0
10.08. | 17 | 856.3017 |  | 753.6302 | 0 | 27.939 | 74.7325 | 0
10.08. | 18 | 862.1243 |  | 756.4173 | 0 | 31.959 | 73.748 | 0
10.08. | 19 | 879.6509 |  | 768.2704 | 0 | 37.185 | 74.1955 | 0
10.08. | 20 | 905.5711 |  | 785.5241 | 0 | 45.225 | 74.822 | 0
10.08. | 21 | 908.8244 |  | 784.9819 | 0 | 49.647 | 74.1955 | 0
10.08. | 22 | 888.6814 |  | 767.6089 | 0 | 47.235 | 73.8375 | 0
10.08. | 23 | 882.066 |  | 764.0085 | 0 | 44.22 | 73.8375 | 0
10.08. | 24 | 842.9239 |  | 728.3949 | 0 | 40.602 | 73.927 | 0
11.08. | 1 | 839.1589 |  | 725.8139 | 0 | 39.597 | 73.748 | 0
11.08. | 2 | 839.6127 |  | 725.9332 | 0 | 40.2 | 73.4795 | 0
11.08. | 3 | 841.0822 |  | 727.2237 | 0 | 40.2 | 73.6585 | 0
11.08. | 4 | 843.8365 |  | 727.343 | 0 | 43.014 | 73.4795 | 0
11.08. | 5 | 842.6641 |  | 726.9526 | 0 | 42.411 | 73.3005 | 0
11.08. | 6 | 841.3077 |  | 734.3052 | 0 | 33.165 | 73.8375 | 0
11.08. | 7 | 860.4899 |  | 761.8179 | 0 | 24.924 | 73.748 | 0
11.08. | 8 | 856.3474 |  | 766.3184 | 0 | 16.281 | 73.748 | 0
11.08. | 9 | 850.1616 |  | 765.5376 | 0 | 11.055 | 73.569 | 0
11.08. | 10 | 844.7849 |  | 763.1084 | 0 | 7.839 | 73.8375 | 0
11.08. | 11 | 837.6714 |  | 758.6079 | 0 | 5.226 | 73.8375 | 0
11.08. | 12 | 832.5148 |  | 755.1268 | 0 | 3.819 | 73.569 | 0
11.08. | 13 | 833.3383 |  | 754.4978 | 0 | 4.824 | 74.0165 | 0
11.08. | 14 | 835.1482 |  | 752.9362 | 0 | 8.643 | 73.569 | 0
11.08. | 15 | 842.8044 |  | 753.4459 | 0 | 15.879 | 73.4795 | 0
11.08. | 16 | 852.7034 |  | 756.6884 | 0 | 21.909 | 74.106 | 0
11.08. | 17 | 864.8237 |  | 760.6792 | 0 | 29.949 | 74.1955 | 0
11.08. | 18 | 874.1621 |  | 761.7311 | 0 | 37.788 | 74.643 | 0
11.08. | 19 | 874.3895 |  | 756.3305 | 0 | 43.416 | 74.643 | 0
11.08. | 20 | 880.254 |  | 758.9115 | 0 | 46.431 | 74.9115 | 0
11.08. | 21 | 879.5455 |  | 755.7015 | 0 | 48.843 | 75.001 | 0
11.08. | 22 | 877.7635 |  | 754.411 | 0 | 48.441 | 74.9115 | 0
11.08. | 23 | 875.2815 |  | 753.782 | 0 | 46.23 | 75.2695 | 0
11.08. | 24 | 834.1746 |  | 717.3876 | 0 | 41.607 | 75.18 | 0
12.08. | 1 | 828.9552 |  | 718.2877 | 0 | 35.577 | 75.0905 | 0
12.08. | 2 | 817.5116 |  | 714.7741 | 0 | 28.542 | 74.1955 | 0
12.08. | 3 | 813.0271 |  | 713.4836 | 0 | 25.527 | 74.0165 | 0
12.08. | 4 | 811.5865 |  | 713.874 | 0 | 23.517 | 74.1955 | 0
12.08. | 5 | 811.9354 |  | 714.8934 | 0 | 23.115 | 73.927 | 0
12.08. | 6 | 820.7797 |  | 724.6752 | 0 | 21.909 | 74.1955 | 0
12.08. | 7 | 871.1853 |  | 775.0808 | 0 | 21.909 | 74.1955 | 0
12.08. | 8 | 872.3513 |  | 778.2583 | 0 | 20.703 | 73.39 | 0
12.08. | 9 | 877.821 |  | 785.8495 | 0 | 18.492 | 73.4795 | 0
12.08. | 10 | 870.7141 |  | 782.2491 | 0 | 15.075 | 73.39 | 0
12.08. | 11 | 865.7258 |  | 777.5968 | 0 | 15.276 | 72.853 | 0
12.08. | 12 | 876.0626 |  | 777.7486 | 0 | 24.924 | 73.39 | 0
12.08. | 13 | 888.0265 |  | 776.8485 | 0 | 37.788 | 73.39 | 0
12.08. | 14 | 894.0662 |  | 773.4867 | 0 | 47.637 | 72.9425 | 0
12.08. | 15 | 902.8999 |  | 772.7384 | 0 | 56.682 | 73.4795 | 0
12.08. | 16 | 911.0097 |  | 769.6802 | 0 | 67.134 | 74.1955 | 0
12.08. | 17 | 923.7409 |  | 773.4324 | 0 | 75.576 | 74.7325 | 0
12.08. | 18 | 932.9423 |  | 778.3233 | 0 | 79.797 | 74.822 | 0
12.08. | 19 | 943.7699 |  | 783.7239 | 0 | 85.224 | 74.822 | 0
12.08. | 20 | 949.6177 |  | 788.3437 | 0 | 86.631 | 74.643 | 0
12.08. | 21 | 946.6181 |  | 787.4436 | 0 | 84.621 | 74.5535 | 0
12.08. | 22 | 933.1479 |  | 776.6099 | 0 | 82.611 | 73.927 | 0
12.08. | 23 | 926.7298 |  | 773.1613 | 0 | 79.194 | 74.3745 | 0
12.08. | 24 | 865.844 |  | 715.826 | 0 | 75.375 | 74.643 | 0
13.08. | 1 | 859.5351 |  | 715.4356 | 0 | 69.546 | 74.5535 | 0
13.08. | 2 | 846.7964 |  | 712.3449 | 0 | 59.898 | 74.5535 | 0
13.08. | 3 | 839.2466 |  | 713.4836 | 0 | 51.657 | 74.106 | 0
13.08. | 4 | 833.0435 |  | 710.6315 | 0 | 48.843 | 73.569 | 0
13.08. | 5 | 830.0066 |  | 710.2736 | 0 | 45.627 | 74.106 | 0
13.08. | 6 | 831.8344 |  | 714.8934 | 0 | 43.014 | 73.927 | 0
13.08. | 7 | 890.1369 |  | 768.3029 | 0 | 46.833 | 75.001 | 0
13.08. | 8 | 889.9444 |  | 772.1744 | 0 | 42.411 | 75.359 | 0
13.08. | 9 | 879.8086 |  | 772.0226 | 0 | 32.964 | 74.822 | 0
13.08. | 10 | 869.9605 |  | 770.461 | 0 | 25.125 | 74.3745 | 0
13.08. | 11 | 872.0578 |  | 773.1613 | 0 | 24.522 | 74.3745 | 0
13.08. | 12 | 863.4691 |  | 764.9086 | 0 | 24.723 | 73.8375 | 0
13.08. | 13 | 872.8336 |  | 766.2316 | 0 | 31.959 | 74.643 | 0
13.08. | 14 | 881.5727 |  | 767.1317 | 0 | 39.798 | 74.643 | 0
13.08. | 15 | 874.023 |  | 756.862 | 0 | 45.024 | 72.137 | 0
13.08. | 16 | 880.961 |  | 757.5235 | 0 | 50.853 | 72.5845 | 0
13.08. | 17 | 884.5799 |  | 755.9619 | 0 | 56.481 | 72.137 | 0
13.08. | 18 | 891.4136 |  | 761.6336 | 0 | 57.285 | 72.495 | 0
13.08. | 19 | 900.4131 |  | 768.0861 | 0 | 59.295 | 73.032 | 0
13.08. | 20 | 905.9616 |  | 774.5061 | 0 | 58.692 | 72.7635 | 0
13.08. | 21 | 913.3167 |  | 779.9392 | 0 | 59.898 | 73.4795 | 0
13.08. | 22 | 917.2445 |  | 784.624 | 0 | 57.888 | 74.7325 | 0
13.08. | 23 | 914.651 |  | 783.995 | 0 | 55.476 | 75.18 | 0
13.08. | 24 | 859.2604 |  | 730.4119 | 0 | 52.863 | 75.9855 | 0
14.08. | 1 | 850.2609 |  | 723.9594 | 0 | 50.853 | 75.4485 | 0
14.08. | 2 | 847.389 |  | 720.9555 | 0 | 52.059 | 74.3745 | 0
14.08. | 3 | 857.5439 |  | 720.0554 | 0 | 63.114 | 74.3745 | 0
14.08. | 4 | 860.5177 |  | 715.0127 | 0 | 71.757 | 73.748 | 0
14.08. | 5 | 860.5032 |  | 714.3512 | 0 | 72.762 | 73.39 | 0
14.08. | 6 | 864.6862 |  | 720.1422 | 0 | 71.154 | 73.39 | 0
14.08. | 7 | 918.6825 |  | 777.51 | 0 | 67.335 | 73.8375 | 0
14.08. | 8 | 919.3995 |  | 784.5915 | 0 | 60.702 | 74.106 | 0
14.08. | 9 | 913.9009 |  | 790.7729 | 0 | 48.843 | 74.285 | 0
14.08. | 10 | 896.7835 |  | 783.93 | 0 | 39.195 | 73.6585 | 0
14.08. | 11 | 885.0121 |  | 780.9586 | 0 | 30.753 | 73.3005 | 0
14.08. | 12 | 874.5768 |  | 778.9198 | 0 | 21.909 | 73.748 | 0
14.08. | 13 | 863.9153 |  | 775.0483 | 0 | 15.477 | 73.39 | 0
14.08. | 14 | 857.721 |  | 770.396 | 0 | 14.472 | 72.853 | 0
14.08. | 15 | 855.5267 |  | 768.3572 | 0 | 13.869 | 73.3005 | 0
14.08. | 16 | 861.0489 |  | 770.8189 | 0 | 16.482 | 73.748 | 0
14.08. | 17 | 864.894 |  | 771.09 | 0 | 19.698 | 74.106 | 0
14.08. | 18 | 865.6537 |  | 770.3092 | 0 | 21.507 | 73.8375 | 0
14.08. | 19 | 872.4576 |  | 775.8616 | 0 | 22.311 | 74.285 | 0
14.08. | 20 | 879.5406 |  | 776.4906 | 0 | 28.944 | 74.106 | 0
14.08. | 21 | 889.0385 |  | 778.1715 | 0 | 36.582 | 74.285 | 0
14.08. | 22 | 891.7055 |  | 775.5905 | 0 | 42.009 | 74.106 | 0
14.08. | 23 | 896.7123 |  | 775.0808 | 0 | 47.436 | 74.1955 | 0
14.08. | 24 | 834.4214 |  | 705.2634 | 0 | 54.873 | 74.285 | 0
15.08. | 1 | 834.0234 |  | 699.4399 | 0 | 61.104 | 73.4795 | 0
15.08. | 2 | 842.1297 |  | 700.2207 | 0 | 68.34 | 73.569 | 0
15.08. | 3 | 847.4904 |  | 699.4399 | 0 | 74.571 | 73.4795 | 0
15.08. | 4 | 845.514 |  | 699.0495 | 0 | 73.164 | 73.3005 | 0
15.08. | 5 | 843.4261 |  | 698.6591 | 0 | 71.556 | 73.211 | 0
15.08. | 6 | 844.6764 |  | 699.4399 | 0 | 71.757 | 73.4795 | 0
15.08. | 7 | 839.9494 |  | 698.7784 | 0 | 68.139 | 73.032 | 0
15.08. | 8 | 834.8013 |  | 699.1688 | 0 | 62.511 | 73.1215 | 0
15.08. | 9 | 817.7791 |  | 694.7876 | 0 | 50.049 | 72.9425 | 0
15.08. | 10 | 809.8064 |  | 700.1014 | 0 | 35.778 | 73.927 | 0
15.08. | 11 | 794.0841 |  | 699.3206 | 0 | 21.105 | 73.6585 | 0
15.08. | 12 | 783.2367 |  | 700.2207 | 0 | 9.447 | 73.569 | 0
15.08. | 13 | 779.462 |  | 701.0015 | 0 | 4.623 | 73.8375 | 0
15.08. | 14 | 781.201 |  | 700.3725 | 0 | 6.633 | 74.1955 | 0
15.08. | 15 | 791.6681 |  | 705.1441 | 0 | 12.06 | 74.464 | 0
15.08. | 16 | 802.3996 |  | 709.6446 | 0 | 18.291 | 74.464 | 0
15.08. | 17 | 801.0321 |  | 706.4021 | 0 | 20.703 | 73.927 | 0
15.08. | 18 | 806.2559 |  | 709.1024 | 0 | 23.316 | 73.8375 | 0
15.08. | 19 | 817.5173 |  | 717.2358 | 0 | 25.728 | 74.5535 | 0
15.08. | 20 | 823.9672 |  | 723.4172 | 0 | 25.728 | 74.822 | 0
15.08. | 21 | 820.9852 |  | 718.9167 | 0 | 27.336 | 74.7325 | 0
15.08. | 22 | 814.137 |  | 712.5835 | 0 | 27.537 | 74.0165 | 0
15.08. | 23 | 811.3048 |  | 712.0738 | 0 | 25.125 | 74.106 | 0
15.08. | 24 | 816.6433 |  | 716.6068 | 0 | 25.125 | 74.9115 | 0
16.08. | 1 | 817.9579 |  | 715.5549 | 0 | 27.939 | 74.464 | 0
16.08. | 2 | 809.2009 |  | 708.4734 | 0 | 26.532 | 74.1955 | 0
16.08. | 3 | 801.8063 |  | 706.2828 | 0 | 21.507 | 74.0165 | 0
16.08. | 4 | 795.357 |  | 704.2115 | 0 | 17.487 | 73.6585 | 0
16.08. | 5 | 795.9106 |  | 705.0791 | 0 | 17.889 | 72.9425 | 0
16.08. | 6 | 803.8454 |  | 711.6509 | 0 | 18.894 | 73.3005 | 0
16.08. | 7 | 838.6792 |  | 744.5642 | 0 | 20.904 | 73.211 | 0
16.08. | 8 | 840.3205 |  | 749.8455 | 0 | 17.085 | 73.39 | 0
16.08. | 9 | 845.3904 |  | 754.7364 | 0 | 17.085 | 73.569 | 0
16.08. | 10 | 843.719 |  | 755.0075 | 0 | 14.874 | 73.8375 | 0
16.08. | 11 | 844.4857 |  | 755.5497 | 0 | 14.472 | 74.464 | 0
16.08. | 12 | 830.7417 |  | 742.6772 | 0 | 13.869 | 74.1955 | 0
16.08. | 13 | 828.7772 |  | 736.2247 | 0 | 18.894 | 73.6585 | 0
16.08. | 14 | 842.3403 |  | 737.1248 | 0 | 31.557 | 73.6585 | 0
16.08. | 15 | 854.1629 |  | 736.1054 | 0 | 44.22 | 73.8375 | 0
16.08. | 16 | 876.9171 |  | 741.1481 | 0 | 61.305 | 74.464 | 0
16.08. | 17 | 891.7132 |  | 740.7577 | 0 | 76.581 | 74.3745 | 0
16.08. | 18 | 898.6157 |  | 738.8382 | 0 | 85.224 | 74.5535 | 0
16.08. | 19 | 897.2651 |  | 737.2441 | 0 | 86.631 | 73.39 | 0
16.08. | 20 | 901.7562 |  | 739.4347 | 0 | 88.842 | 73.4795 | 0
16.08. | 21 | 910.7272 |  | 744.6292 | 0 | 91.455 | 74.643 | 0
16.08. | 22 | 915.1313 |  | 753.9013 | 0 | 86.229 | 75.001 | 0
16.08. | 23 | 908.8676 |  | 752.7301 | 0 | 81.405 | 74.7325 | 0
16.08. | 24 | 871.4742 |  | 713.1257 | 0 | 83.616 | 74.7325 | 0
17.08. | 1 | 874.9673 |  | 716.6393 | 0 | 82.611 | 75.717 | 0
17.08. | 2 | 872.4522 |  | 714.4162 | 0 | 83.214 | 74.822 | 0
17.08. | 3 | 874.8776 |  | 710.9026 | 0 | 90.048 | 73.927 | 0
17.08. | 4 | 880.1815 |  | 711.293 | 0 | 94.872 | 74.0165 | 0
17.08. | 5 | 873.0943 |  | 710.7508 | 0 | 89.043 | 73.3005 | 0
17.08. | 6 | 864.4092 |  | 705.2202 | 0 | 88.842 | 70.347 | 0
17.08. | 7 | 885.8821 |  | 730.0001 | 0 | 86.43 | 69.452 | 0
17.08. | 8 | 886.0031 |  | 738.4046 | 0 | 76.983 | 70.6155 | 0
17.08. | 9 | 898.0602 |  | 761.8072 | 0 | 65.727 | 70.526 | 0
17.08. | 10 | 887.4888 |  | 762.0458 | 0 | 55.275 | 70.168 | 0
17.08. | 11 | 878.0148 |  | 763.3363 | 0 | 44.421 | 70.2575 | 0
17.08. | 12 | 863.2909 |  | 761.6554 | 0 | 31.557 | 70.0785 | 0
17.08. | 13 | 854.5518 |  | 760.7553 | 0 | 23.718 | 70.0785 | 0
17.08. | 14 | 826.9706 |  | 735.1621 | 0 | 21.909 | 69.8995 | 0
17.08. | 15 | 835.7112 |  | 740.6602 | 0 | 22.914 | 72.137 | 0
17.08. | 16 | 839.7476 |  | 744.2931 | 0 | 22.512 | 72.9425 | 0
17.08. | 17 | 836.6322 |  | 739.4347 | 0 | 23.718 | 73.4795 | 0
17.08. | 18 | 841.4735 |  | 741.506 | 0 | 26.13 | 73.8375 | 0
17.08. | 19 | 848.5549 |  | 748.9454 | 0 | 26.13 | 73.4795 | 0
17.08. | 20 | 872.8485 |  | 765.2665 | 0 | 34.371 | 73.211 | 0
17.08. | 21 | 894.4391 |  | 768.1186 | 0 | 52.662 | 73.6585 | 0
17.08. | 22 | 894.8233 |  | 752.5783 | 0 | 68.139 | 74.106 | 0
17.08. | 23 | 913.2547 |  | 754.2592 | 0 | 84.621 | 74.3745 | 0
17.08. | 24 | 889.4483 |  | 718.5263 | 0 | 96.279 | 74.643 | 0
18.08. | 1 | 897.3871 |  | 719.2746 | 0 | 103.917 | 74.1955 | 0
18.08. | 2 | 892.3018 |  | 715.2838 | 0 | 102.912 | 74.106 | 0
18.08. | 3 | 888.654 |  | 715.1645 | 0 | 99.294 | 74.1955 | 0
18.08. | 4 | 881.9826 |  | 711.5316 | 0 | 96.882 | 73.569 | 0
18.08. | 5 | 890.109 |  | 715.7935 | 0 | 100.299 | 74.0165 | 0
18.08. | 6 | 897.8139 |  | 720.6844 | 0 | 103.113 | 74.0165 | 0
18.08. | 7 | 927.8128 |  | 748.7393 | 0 | 104.52 | 74.5535 | 0
18.08. | 8 | 923.8926 |  | 749.4876 | 0 | 100.299 | 74.106 | 0
18.08. | 9 | 907.7729 |  | 746.9934 | 0 | 87.837 | 72.9425 | 0
18.08. | 10 | 877.7648 |  | 735.7693 | 0 | 69.948 | 72.0475 | 0
18.08. | 11 | 860.1538 |  | 737.7213 | 0 | 49.848 | 72.5845 | 0
18.08. | 12 | 840.1675 |  | 735.021 | 0 | 32.562 | 72.5845 | 0
18.08. | 13 | 826.4267 |  | 732.9822 | 0 | 20.502 | 72.9425 | 0
18.08. | 14 | 821.5603 |  | 735.1728 | 0 | 13.266 | 73.1215 | 0
18.08. | 15 | 829.4135 |  | 741.506 | 0 | 14.07 | 73.8375 | 0
18.08. | 16 | 837.5362 |  | 745.9197 | 0 | 16.884 | 74.7325 | 0
18.08. | 17 | 840.8483 |  | 746.8198 | 0 | 19.296 | 74.7325 | 0
18.08. | 18 | 846.9408 |  | 748.1103 | 0 | 23.919 | 74.9115 | 0
18.08. | 19 | 857.0502 |  | 753.6627 | 0 | 27.939 | 75.4485 | 0
18.08. | 20 | 873.5855 |  | 756.3305 | 0 | 42.612 | 74.643 | 0
18.08. | 21 | 896.8852 |  | 758.7922 | 0 | 62.913 | 75.18 | 0
18.08. | 22 | 908.6277 |  | 760.0827 | 0 | 73.365 | 75.18 | 0
18.08. | 23 | 915.3647 |  | 760.7442 | 0 | 78.993 | 75.6275 | 0
18.08. | 24 | 880.6025 |  | 721.6495 | 0 | 83.415 | 75.538 | 0
19.08. | 1 | 873.0282 |  | 715.7067 | 0 | 82.41 | 74.9115 | 0
19.08. | 2 | 868.2933 |  | 715.2838 | 0 | 78.993 | 74.0165 | 0
19.08. | 3 | 862.5784 |  | 710.9569 | 0 | 79.395 | 72.2265 | 0
19.08. | 4 | 864.997 |  | 711.857 | 0 | 81.003 | 72.137 | 0
19.08. | 5 | 863.9238 |  | 708.1048 | 0 | 84.219 | 71.6 | 0
19.08. | 6 | 874.8554 |  | 714.1669 | 0 | 88.641 | 72.0475 | 0
19.08. | 7 | 935.7627 |  | 773.4867 | 0 | 89.244 | 73.032 | 0
19.08. | 8 | 925.1373 |  | 776.3063 | 0 | 75.978 | 72.853 | 0
19.08. | 9 | 909.908 |  | 778.074 | 0 | 59.697 | 72.137 | 0
19.08. | 10 | 893.8616 |  | 777.6836 | 0 | 44.22 | 71.958 | 0
19.08. | 11 | 882.0035 |  | 776.122 | 0 | 34.371 | 71.5105 | 0
19.08. | 12 | 874.109 |  | 776.1545 | 0 | 25.728 | 72.2265 | 0
19.08. | 13 | 864.6932 |  | 774.7772 | 0 | 16.884 | 73.032 | 0
19.08. | 14 | 856.0985 |  | 769.7345 | 0 | 13.869 | 72.495 | 0
19.08. | 15 | 853.6356 |  | 768.0536 | 0 | 13.266 | 72.316 | 0
19.08. | 16 | 868.3761 |  | 779.1041 | 0 | 14.271 | 75.001 | 0
19.08. | 17 | 870.7984 |  | 779.8524 | 0 | 16.482 | 74.464 | 0
19.08. | 18 | 876.1648 |  | 781.5333 | 0 | 19.899 | 74.7325 | 0
19.08. | 19 | 886.6319 |  | 786.3049 | 0 | 25.326 | 75.001 | 0
19.08. | 20 | 906.5067 |  | 789.0052 | 0 | 42.411 | 75.0905 | 0
19.08. | 21 | 932.6075 |  | 792.996 | 0 | 64.521 | 75.0905 | 0
19.08. | 22 | 942.1258 |  | 792.4863 | 0 | 74.37 | 75.2695 | 0
19.08. | 23 | 947.1647 |  | 789.0377 | 0 | 82.41 | 75.717 | 0
19.08. | 24 | 889.8594 |  | 726.5079 | 0 | 88.44 | 74.9115 | 0
20.08. | 1 | 886.232 |  | 724.198 | 0 | 87.033 | 75.001 | 0
20.08. | 2 | 886.6024 |  | 727.2019 | 0 | 83.415 | 75.9855 | 0
20.08. | 3 | 882.1389 |  | 727.8309 | 0 | 78.591 | 75.717 | 0
20.08. | 4 | 876.959 |  | 725.4885 | 0 | 76.38 | 75.0905 | 0
20.08. | 5 | 874.8305 |  | 724.1655 | 0 | 76.38 | 74.285 | 0
20.08. | 6 | 888.2162 |  | 733.7087 | 0 | 79.596 | 74.9115 | 0
20.08. | 7 | 939.8875 |  | 783.995 | 0 | 80.802 | 75.0905 | 0
20.08. | 8 | 949.6282 |  | 794.8287 | 0 | 78.993 | 75.8065 | 0
20.08. | 9 | 931.8538 |  | 790.5668 | 0 | 65.928 | 75.359 | 0
20.08. | 10 | 911.1903 |  | 787.3243 | 0 | 49.044 | 74.822 | 0
20.08. | 11 | 898.2811 |  | 788.1051 | 0 | 35.175 | 75.001 | 0
20.08. | 12 | 882.3003 |  | 784.7433 | 0 | 22.914 | 74.643 | 0
20.08. | 13 | 868.468 |  | 780.091 | 0 | 14.271 | 74.106 | 0
20.08. | 14 | 861.2292 |  | 778.6812 | 0 | 8.442 | 74.106 | 0
20.08. | 15 | 858.9846 |  | 779.0716 | 0 | 5.628 | 74.285 | 0
20.08. | 16 | 864.2942 |  | 781.9237 | 0 | 7.638 | 74.7325 | 0
20.08. | 17 | 868.7265 |  | 782.672 | 0 | 11.859 | 74.1955 | 0
20.08. | 18 | 877.6839 |  | 785.6434 | 0 | 17.487 | 74.5535 | 0
20.08. | 19 | 883.9197 |  | 789.6667 | 0 | 18.894 | 75.359 | 0
20.08. | 20 | 892.0746 |  | 795.1866 | 0 | 21.708 | 75.18 | 0
20.08. | 21 | 894.9944 |  | 792.7249 | 0 | 27.537 | 74.7325 | 0
20.08. | 22 | 898.5527 |  | 792.8442 | 0 | 31.155 | 74.5535 | 0
20.08. | 23 | 896.7795 |  | 789.7535 | 0 | 32.562 | 74.464 | 0
20.08. | 24 | 841.365 |  | 733.199 | 0 | 33.165 | 75.001 | 0
21.08. | 1 | 843.63 |  | 730.618 | 0 | 38.19 | 74.822 | 0
21.08. | 2 | 850.166 |  | 731.2795 | 0 | 43.617 | 75.2695 | 0
21.08. | 3 | 847.6924 |  | 728.4274 | 0 | 44.622 | 74.643 | 0
21.08. | 4 | 849.5821 |  | 730.2276 | 0 | 44.622 | 74.7325 | 0
21.08. | 5 | 847.4229 |  | 730.3469 | 0 | 42.612 | 74.464 | 0
21.08. | 6 | 856.0289 |  | 740.6709 | 0 | 39.999 | 75.359 | 0
21.08. | 7 | 911.4658 |  | 797.6483 | 0 | 38.19 | 75.6275 | 0
21.08. | 8 | 912.1758 |  | 803.4068 | 0 | 33.768 | 75.001 | 0
21.08. | 9 | 908.2786 |  | 808.6881 | 0 | 24.321 | 75.2695 | 0
21.08. | 10 | 896.5333 |  | 805.9878 | 0 | 15.276 | 75.2695 | 0
21.08. | 11 | 890.563 |  | 805.8685 | 0 | 9.246 | 75.4485 | 0
21.08. | 12 | 883.6338 |  | 803.4068 | 0 | 5.226 | 75.001 | 0
21.08. | 13 | 878.7486 |  | 800.9776 | 0 | 2.412 | 75.359 | 0
21.08. | 14 | 878.2775 |  | 798.787 | 0 | 4.221 | 75.2695 | 0
21.08. | 15 | 884.496 |  | 800.739 | 0 | 8.04 | 75.717 | 0
21.08. | 16 | 892.8825 |  | 800.7715 | 0 | 15.678 | 76.433 | 0
21.08. | 17 | 895.6965 |  | 800.7715 | 0 | 18.492 | 76.433 | 0
21.08. | 18 | 899.5925 |  | 802.7235 | 0 | 19.899 | 76.97 | 0
21.08. | 19 | 896.764 |  | 802.062 | 0 | 18.09 | 76.612 | 0
21.08. | 20 | 903.8957 |  | 807.0722 | 0 | 20.301 | 76.5225 | 0
21.08. | 21 | 906.3856 |  | 807.4626 | 0 | 22.311 | 76.612 | 0
21.08. | 22 | 904.9525 |  | 807.1915 | 0 | 21.507 | 76.254 | 0
21.08. | 23 | 895.9848 |  | 803.4718 | 0 | 16.08 | 76.433 | 0
21.08. | 24 | 827.8646 |  | 739.3261 | 0 | 11.658 | 76.8805 | 0
22.08. | 1 | 822.008 |  | 736.5065 | 0 | 8.442 | 77.0595 | 0
22.08. | 2 | 819.9201 |  | 736.1161 | 0 | 6.834 | 76.97 | 0
22.08. | 3 | 812.669 |  | 731.3445 | 0 | 4.623 | 76.7015 | 0
22.08. | 4 | 809.3308 |  | 730.1733 | 0 | 2.814 | 76.3435 | 0
22.08. | 5 | 807.6267 |  | 729.2732 | 0 | 2.01 | 76.3435 | 0
22.08. | 6 | 822.1257 |  | 743.4362 | 0 | 1.809 | 76.8805 | 0
22.08. | 7 | 850.8679 |  | 773.4974 | 0 | 1.206 | 76.1645 | 0
22.08. | 8 | 853.1247 |  | 776.8267 | 0 | 0.402 | 75.896 | 0
22.08. | 9 | 871.9555 |  | 796.2385 | 0 | 0 | 75.717 | 0
22.08. | 10 | 869.6651 |  | 793.2996 | 0 | 0.201 | 76.1645 | 0
22.08. | 11 | 867.5678 |  | 790.5993 | 0 | 0.804 | 76.1645 | 0
22.08. | 12 | 863.2007 |  | 786.4567 | 0 | 1.206 | 75.538 | 0
22.08. | 13 | 857.2759 |  | 779.8849 | 0 | 2.211 | 75.18 | 0
22.08. | 14 | 829.1525 |  | 747.297 | 0 | 7.839 | 74.0165 | 0
22.08. | 15 | 828.7438 |  | 740.3023 | 0 | 15.678 | 72.7635 | 0
22.08. | 16 | 847.3349 |  | 748.3489 | 0 | 24.522 | 74.464 | 0
22.08. | 17 | 852.8589 |  | 747.6874 | 0 | 31.155 | 74.0165 | 0
22.08. | 18 | 863.4376 |  | 758.5536 | 0 | 29.346 | 75.538 | 0
22.08. | 19 | 869.8392 |  | 769.7777 | 0 | 23.718 | 76.3435 | 0
22.08. | 20 | 877.6618 |  | 781.5983 | 0 | 19.899 | 76.1645 | 0
22.08. | 21 | 880.9199 |  | 785.0794 | 0 | 19.497 | 76.3435 | 0
22.08. | 22 | 866.9931 |  | 772.7166 | 0 | 18.291 | 75.9855 | 0
22.08. | 23 | 864.4477 |  | 772.3587 | 0 | 15.477 | 76.612 | 0
22.08. | 24 | 820.8736 |  | 730.3251 | 0 | 13.668 | 76.8805 | 0
23.08. | 1 | 816.0615 |  | 724.263 | 0 | 15.276 | 76.5225 | 0
23.08. | 2 | 815.369 |  | 724.263 | 0 | 14.673 | 76.433 | 0
23.08. | 3 | 815.5103 |  | 724.3823 | 0 | 14.874 | 76.254 | 0
23.08. | 4 | 811.4482 |  | 720.9012 | 0 | 14.472 | 76.075 | 0
23.08. | 5 | 810.1928 |  | 721.7688 | 0 | 13.065 | 75.359 | 0
23.08. | 6 | 808.8012 |  | 720.8687 | 0 | 12.663 | 75.2695 | 0
23.08. | 7 | 842.4957 |  | 754.9857 | 0 | 11.256 | 76.254 | 0
23.08. | 8 | 840.9614 |  | 755.4629 | 0 | 10.05 | 75.4485 | 0
23.08. | 9 | 838.9244 |  | 756.7534 | 0 | 6.633 | 75.538 | 0
23.08. | 10 | 832.004 |  | 752.4915 | 0 | 4.422 | 75.0905 | 0
23.08. | 11 | 824.6022 |  | 745.2907 | 0 | 4.221 | 75.0905 | 0
23.08. | 12 | 824.8833 |  | 742.9808 | 0 | 6.633 | 75.2695 | 0
23.08. | 13 | 819.5736 |  | 734.0341 | 0 | 12.06 | 73.4795 | 0
23.08. | 14 | 820.9124 |  | 730.2819 | 0 | 17.688 | 72.9425 | 0
23.08. | 15 | 831.5193 |  | 732.6243 | 0 | 25.326 | 73.569 | 0
23.08. | 16 | 843.513 |  | 731.8435 | 0 | 38.19 | 73.4795 | 0
23.08. | 17 | 861.5999 |  | 736.1054 | 0 | 51.657 | 73.8375 | 0
23.08. | 18 | 876.2959 |  | 740.6384 | 0 | 61.104 | 74.5535 | 0
23.08. | 19 | 893.189 |  | 748.62 | 0 | 69.747 | 74.822 | 0
23.08. | 20 | 899.2032 |  | 749.0972 | 0 | 76.179 | 73.927 | 0
23.08. | 21 | 897.0835 |  | 745.974 | 0 | 77.988 | 73.1215 | 0
23.08. | 22 | 894.5181 |  | 746.1801 | 0 | 76.38 | 71.958 | 0
23.08. | 23 | 891.5613 |  | 743.5123 | 0 | 75.375 | 72.674 | 0
23.08. | 24 | 860.4695 |  | 710.6965 | 0 | 74.772 | 75.001 | 0
24.08. | 1 | 858.8345 |  | 711.987 | 0 | 71.757 | 75.0905 | 0
24.08. | 2 | 863.5351 |  | 718.0491 | 0 | 69.948 | 75.538 | 0
24.08. | 3 | 857.8395 |  | 718.407 | 0 | 64.521 | 74.9115 | 0
24.08. | 4 | 847.1865 |  | 718.407 | 0 | 53.868 | 74.9115 | 0
24.08. | 5 | 845.3505 |  | 719.6975 | 0 | 50.652 | 75.001 | 0
24.08. | 6 | 848.5219 |  | 724.5884 | 0 | 48.843 | 75.0905 | 0
24.08. | 7 | 875.0362 |  | 753.0012 | 0 | 47.034 | 75.001 | 0
24.08. | 8 | 878.0305 |  | 760.8635 | 0 | 41.808 | 75.359 | 0
24.08. | 9 | 887.9777 |  | 783.8757 | 0 | 28.743 | 75.359 | 0
24.08. | 10 | 878.6174 |  | 782.4659 | 0 | 20.703 | 75.4485 | 0
24.08. | 11 | 877.4114 |  | 782.4659 | 0 | 19.497 | 75.4485 | 0
24.08. | 12 | 868.6502 |  | 775.4712 | 0 | 18.894 | 74.285 | 0
24.08. | 13 | 864.4756 |  | 767.4571 | 0 | 23.718 | 73.3005 | 0
24.08. | 14 | 851.1054 |  | 747.6549 | 0 | 30.15 | 73.3005 | 0
24.08. | 15 | 867.7638 |  | 751.9818 | 0 | 40.602 | 75.18 | 0
24.08. | 16 | 884.4101 |  | 756.6341 | 0 | 52.059 | 75.717 | 0
24.08. | 17 | 891.9623 |  | 756.4823 | 0 | 60.3 | 75.18 | 0
24.08. | 18 | 908.1984 |  | 767.0449 | 0 | 65.526 | 75.6275 | 0
24.08. | 19 | 920.7086 |  | 773.4106 | 0 | 70.149 | 77.149 | 0
24.08. | 20 | 936.9344 |  | 781.1754 | 0 | 80.4 | 75.359 | 0
24.08. | 21 | 944.6239 |  | 786.9664 | 0 | 82.209 | 75.4485 | 0
24.08. | 22 | 920.6874 |  | 765.7544 | 0 | 79.395 | 75.538 | 0
24.08. | 23 | 916.3069 |  | 765.1254 | 0 | 75.375 | 75.8065 | 0
24.08. | 24 | 880.6406 |  | 730.9541 | 0 | 73.164 | 76.5225 | 0
25.08. | 1 | 872.9469 |  | 725.2499 | 0 | 72.159 | 75.538 | 0
25.08. | 2 | 873.4713 |  | 730.1083 | 0 | 68.541 | 74.822 | 0
25.08. | 3 | 871.9076 |  | 730.8891 | 0 | 65.928 | 75.0905 | 0
25.08. | 4 | 872.4739 |  | 735.5414 | 0 | 61.305 | 75.6275 | 0
25.08. | 5 | 871.1564 |  | 735.5414 | 0 | 59.898 | 75.717 | 0
25.08. | 6 | 873.1918 |  | 741.0613 | 0 | 56.682 | 75.4485 | 0
25.08. | 7 | 904.152 |  | 772.4455 | 0 | 56.079 | 75.6275 | 0
25.08. | 8 | 901.6348 |  | 779.0173 | 0 | 46.632 | 75.9855 | 0
25.08. | 9 | 885.8886 |  | 775.2651 | 0 | 35.175 | 75.4485 | 0
25.08. | 10 | 872.2042 |  | 771.6322 | 0 | 25.929 | 74.643 | 0
25.08. | 11 | 860.9461 |  | 764.9736 | 0 | 20.703 | 75.2695 | 0
25.08. | 12 | 857.6138 |  | 760.9503 | 0 | 22.11 | 74.5535 | 0
25.08. | 13 | 859.122 |  | 760.202 | 0 | 23.919 | 75.001 | 0
25.08. | 14 | 858.1776 |  | 758.5211 | 0 | 24.924 | 74.7325 | 0
25.08. | 15 | 861.457 |  | 758.25 | 0 | 28.743 | 74.464 | 0
25.08. | 16 | 869.8893 |  | 761.6118 | 0 | 33.366 | 74.9115 | 0
25.08. | 17 | 874.3556 |  | 762.3926 | 0 | 36.783 | 75.18 | 0
25.08. | 18 | 872.7042 |  | 760.0502 | 0 | 38.19 | 74.464 | 0
25.08. | 19 | 883.8923 |  | 766.0798 | 0 | 43.617 | 74.1955 | 0
25.08. | 20 | 897.4435 |  | 773.042 | 0 | 49.848 | 74.5535 | 0
25.08. | 21 | 899.6764 |  | 773.3999 | 0 | 52.26 | 74.0165 | 0
25.08. | 22 | 899.3332 |  | 774.8422 | 0 | 49.848 | 74.643 | 0
25.08. | 23 | 896.5067 |  | 776.7942 | 0 | 44.622 | 75.0905 | 0
25.08. | 24 | 854.6125 |  | 738.361 | 0 | 40.803 | 75.4485 | 0
26.08. | 1 | 841.0646 |  | 730.8241 | 0 | 36.582 | 73.6585 | 0
26.08. | 2 | 839.3517 |  | 731.7242 | 0 | 33.969 | 73.6585 | 0
26.08. | 3 | 833.0613 |  | 726.1718 | 0 | 33.768 | 73.1215 | 0
26.08. | 4 | 833.2441 |  | 725.6621 | 0 | 34.371 | 73.211 | 0
26.08. | 5 | 831.3638 |  | 726.1718 | 0 | 32.16 | 73.032 | 0
26.08. | 6 | 835.7949 |  | 734.1534 | 0 | 28.341 | 73.3005 | 0
26.08. | 7 | 883.291 |  | 787.769 | 0 | 22.311 | 73.211 | 0
26.08. | 8 | 886.0983 |  | 796.2278 | 0 | 17.286 | 72.5845 | 0
26.08. | 9 | 883.3716 |  | 798.9281 | 0 | 11.859 | 72.5845 | 0
26.08. | 10 | 873.3765 |  | 794.7855 | 0 | 6.633 | 71.958 | 0
26.08. | 11 | 864.176 |  | 788.333 | 0 | 4.422 | 71.421 | 0
26.08. | 12 | 868.246 |  | 791.5755 | 0 | 4.623 | 72.0475 | 0
26.08. | 13 | 866.9009 |  | 788.7559 | 0 | 5.829 | 72.316 | 0
26.08. | 14 | 868.6408 |  | 786.5653 | 0 | 9.849 | 72.2265 | 0
26.08. | 15 | 871.1404 |  | 783.5939 | 0 | 15.678 | 71.8685 | 0
26.08. | 16 | 876.2251 |  | 783.4746 | 0 | 20.703 | 72.0475 | 0
26.08. | 17 | 881.5281 |  | 785.4266 | 0 | 23.517 | 72.5845 | 0
26.08. | 18 | 884.0274 |  | 788.1269 | 0 | 23.316 | 72.5845 | 0
26.08. | 19 | 882.6759 |  | 788.0944 | 0 | 22.713 | 71.8685 | 0
26.08. | 20 | 889.6742 |  | 792.7467 | 0 | 24.522 | 72.4055 | 0
26.08. | 21 | 891.3331 |  | 794.4276 | 0 | 24.321 | 72.5845 | 0
26.08. | 22 | 880.983 |  | 786.381 | 0 | 23.718 | 70.884 | 0
26.08. | 23 | 879.804 |  | 785.0905 | 0 | 23.919 | 70.7945 | 0
26.08. | 24 | 820.4314 |  | 725.7164 | 0 | 23.115 | 71.6 | 0
27.08. | 1 | 816.9752 |  | 723.2872 | 0 | 21.909 | 71.779 | 0
27.08. | 2 | 812.0457 |  | 720.0772 | 0 | 20.1 | 71.8685 | 0
27.08. | 3 | 809.2521 |  | 717.8866 | 0 | 19.497 | 71.8685 | 0
27.08. | 4 | 814.0309 |  | 718.6674 | 0 | 23.316 | 72.0475 | 0
27.08. | 5 | 819.5904 |  | 720.5869 | 0 | 27.135 | 71.8685 | 0
27.08. | 6 | 829.6561 |  | 729.4686 | 0 | 28.14 | 72.0475 | 0
27.08. | 7 | 874.1566 |  | 776.3606 | 0 | 26.733 | 71.063 | 0
27.08. | 8 | 881.3056 |  | 783.4421 | 0 | 26.532 | 71.3315 | 0
27.08. | 9 | 881.2055 |  | 788.3655 | 0 | 20.703 | 72.137 | 0
27.08. | 10 | 874.6717 |  | 785.0037 | 0 | 17.889 | 71.779 | 0
27.08. | 11 | 871.4184 |  | 785.5459 | 0 | 13.467 | 72.4055 | 0
27.08. | 12 | 866.8997 |  | 780.5357 | 0 | 13.869 | 72.495 | 0
27.08. | 13 | 870.4122 |  | 777.3257 | 0 | 20.502 | 72.5845 | 0
27.08. | 14 | 886.996 |  | 780.6875 | 0 | 33.366 | 72.9425 | 0
27.08. | 15 | 886.1584 |  | 781.0779 | 0 | 31.959 | 73.1215 | 0
27.08. | 16 | 877.3853 |  | 780.1453 | 0 | 24.924 | 72.316 | 0
27.08. | 17 | 864.5562 |  | 778.6162 | 0 | 13.266 | 72.674 | 0
27.08. | 18 | 870.8745 |  | 781.3165 | 0 | 16.884 | 72.674 | 0
27.08. | 19 | 878.7541 |  | 782.2491 | 0 | 23.115 | 73.39 | 0
27.08. | 20 | 887.7084 |  | 789.4824 | 0 | 24.12 | 74.106 | 0
27.08. | 21 | 882.9575 |  | 785.8495 | 0 | 23.718 | 73.39 | 0
27.08. | 22 | 883.9167 |  | 782.5202 | 0 | 27.738 | 73.6585 | 0
27.08. | 23 | 884.939 |  | 784.5915 | 0 | 26.331 | 74.0165 | 0
27.08. | 24 | 827.8722 |  | 727.2562 | 0 | 26.331 | 74.285 | 0
28.08. | 1 | 817.9967 |  | 717.5612 | 0 | 27.135 | 73.3005 | 0
28.08. | 2 | 825.4664 |  | 718.7324 | 0 | 33.165 | 73.569 | 0
28.08. | 3 | 833.4191 |  | 716.0321 | 0 | 43.818 | 73.569 | 0
28.08. | 4 | 838.8134 |  | 714.8609 | 0 | 50.652 | 73.3005 | 0
28.08. | 5 | 835.7089 |  | 714.8609 | 0 | 47.637 | 73.211 | 0
28.08. | 6 | 840.2631 |  | 722.4521 | 0 | 44.421 | 73.39 | 0
28.08. | 7 | 887.3783 |  | 777.6293 | 0 | 36.18 | 73.569 | 0
28.08. | 8 | 874.5717 |  | 780.5682 | 0 | 20.703 | 73.3005 | 0
28.08. | 9 | 862.8942 |  | 781.1972 | 0 | 8.844 | 72.853 | 0
28.08. | 10 | 854.0542 |  | 775.3737 | 0 | 6.633 | 72.0475 | 0
28.08. | 11 | 858.1773 |  | 777.5968 | 0 | 7.638 | 72.9425 | 0
28.08. | 12 | 861.0431 |  | 777.7161 | 0 | 10.653 | 72.674 | 0
28.08. | 13 | 866.4374 |  | 776.5449 | 0 | 17.487 | 72.4055 | 0
28.08. | 14 | 870.8509 |  | 772.6734 | 0 | 26.13 | 72.0475 | 0
28.08. | 15 | 884.6883 |  | 775.6773 | 0 | 35.979 | 73.032 | 0
28.08. | 16 | 894.5728 |  | 778.2583 | 0 | 43.014 | 73.3005 | 0
28.08. | 17 | 897.7552 |  | 778.6487 | 0 | 45.627 | 73.4795 | 0
28.08. | 18 | 908.9208 |  | 780.2103 | 0 | 54.873 | 73.8375 | 0
28.08. | 19 | 918.0195 |  | 783.301 | 0 | 60.702 | 74.0165 | 0
28.08. | 20 | 925.2706 |  | 788.0726 | 0 | 62.913 | 74.285 | 0
28.08. | 21 | 934.569 |  | 792.302 | 0 | 68.34 | 73.927 | 0
28.08. | 22 | 937.9408 |  | 793.0828 | 0 | 70.752 | 74.106 | 0
28.08. | 23 | 930.8216 |  | 786.1206 | 0 | 70.953 | 73.748 | 0
28.08. | 24 | 862.1169 |  | 716.8129 | 0 | 71.556 | 73.748 | 0
29.08. | 1 | 853.1692 |  | 710.4797 | 0 | 69.747 | 72.9425 | 0
29.08. | 2 | 850.1206 |  | 710.8701 | 0 | 66.129 | 73.1215 | 0
29.08. | 3 | 853.2769 |  | 710.9894 | 0 | 69.345 | 72.9425 | 0
29.08. | 4 | 855.4521 |  | 714.0801 | 0 | 68.34 | 73.032 | 0
29.08. | 5 | 852.0342 |  | 715.6417 | 0 | 62.913 | 73.4795 | 0
29.08. | 6 | 851.201 |  | 719.6325 | 0 | 58.089 | 73.4795 | 0
29.08. | 7 | 889.7486 |  | 759.1176 | 0 | 56.883 | 73.748 | 0
29.08. | 8 | 892.3188 |  | 760.8853 | 0 | 58.491 | 72.9425 | 0
29.08. | 9 | 907.763 |  | 784.5265 | 0 | 50.652 | 72.5845 | 0
29.08. | 10 | 888.4758 |  | 782.7263 | 0 | 33.165 | 72.5845 | 0
29.08. | 11 | 874.6966 |  | 777.0546 | 0 | 25.326 | 72.316 | 0
29.08. | 12 | 874.3719 |  | 773.3349 | 0 | 28.542 | 72.495 | 0
29.08. | 13 | 880.1636 |  | 773.8771 | 0 | 33.165 | 73.1215 | 0
29.08. | 14 | 857.0044 |  | 748.2839 | 0 | 35.778 | 72.9425 | 0
29.08. | 15 | 856.7468 |  | 744.1413 | 0 | 40.2 | 72.4055 | 0
29.08. | 16 | 866.9765 |  | 747.8935 | 0 | 46.23 | 72.853 | 0
29.08. | 17 | 875.4549 |  | 748.9129 | 0 | 53.868 | 72.674 | 0
29.08. | 18 | 884.2113 |  | 751.8843 | 0 | 59.295 | 73.032 | 0
29.08. | 19 | 892.8694 |  | 756.6559 | 0 | 62.913 | 73.3005 | 0
29.08. | 20 | 910.7347 |  | 772.8252 | 0 | 65.325 | 72.5845 | 0
29.08. | 21 | 914.3342 |  | 777.9872 | 0 | 63.315 | 73.032 | 0
29.08. | 22 | 895.1547 |  | 761.2432 | 0 | 61.506 | 72.4055 | 0
29.08. | 23 | 889.9972 |  | 759.3237 | 0 | 58.089 | 72.5845 | 0
29.08. | 24 | 848.236 |  | 722.875 | 0 | 51.255 | 74.106 | 0
30.08. | 1 | 834.4893 |  | 712.6378 | 0 | 49.446 | 72.4055 | 0
30.08. | 2 | 839.845 |  | 713.1475 | 0 | 54.471 | 72.2265 | 0
30.08. | 3 | 846.478 |  | 713.1475 | 0 | 61.104 | 72.2265 | 0
30.08. | 4 | 842.1194 |  | 712.8764 | 0 | 57.285 | 71.958 | 0
30.08. | 5 | 831.2154 |  | 709.6339 | 0 | 50.25 | 71.3315 | 0
30.08. | 6 | 829.4443 |  | 713.2018 | 0 | 45.627 | 70.6155 | 0
30.08. | 7 | 861.662 |  | 750.377 | 0 | 40.401 | 70.884 | 0
30.08. | 8 | 860.3335 |  | 754.8775 | 0 | 34.572 | 70.884 | 0
30.08. | 9 | 844.0892 |  | 750.2252 | 0 | 23.517 | 70.347 | 0
30.08. | 10 | 835.0157 |  | 748.9672 | 0 | 15.075 | 70.9735 | 0
30.08. | 11 | 826.6152 |  | 748.3382 | 0 | 7.035 | 71.242 | 0
30.08. | 12 | 821.9231 |  | 746.1476 | 0 | 4.623 | 71.1525 | 0
30.08. | 13 | 817.6716 |  | 742.2761 | 0 | 4.422 | 70.9735 | 0
30.08. | 14 | 819.4778 |  | 740.8663 | 0 | 7.638 | 70.9735 | 0
30.08. | 15 | 818.1718 |  | 734.3813 | 0 | 14.07 | 69.7205 | 0
30.08. | 16 | 822.4968 |  | 735.0428 | 0 | 17.286 | 70.168 | 0
30.08. | 17 | 831.264 |  | 738.8275 | 0 | 21.105 | 71.3315 | 0
30.08. | 18 | 833.8728 |  | 738.9143 | 0 | 24.522 | 70.4365 | 0
30.08. | 19 | 844.4803 |  | 745.3668 | 0 | 28.14 | 70.9735 | 0
30.08. | 20 | 849.6975 |  | 747.167 | 0 | 31.557 | 70.9735 | 0
30.08. | 21 | 853.1406 |  | 747.4381 | 0 | 34.371 | 71.3315 | 0
30.08. | 22 | 859.0299 |  | 751.4289 | 0 | 36.18 | 71.421 | 0
30.08. | 23 | 864.9365 |  | 757.491 | 0 | 35.577 | 71.8685 | 0
30.08. | 24 | 821.9136 |  | 715.3381 | 0 | 34.17 | 72.4055 | 0
31.08. | 1 | 814.1258 |  | 711.3473 | 0 | 30.552 | 72.2265 | 0
31.08. | 2 | 816.0155 |  | 713.1475 | 0 | 30.552 | 72.316 | 0
31.08. | 3 | 823.4946 |  | 716.6286 | 0 | 34.371 | 72.495 | 0
31.08. | 4 | 824.8312 |  | 715.5767 | 0 | 37.386 | 71.8685 | 0
31.08. | 5 | 824.0548 |  | 718.3963 | 0 | 33.969 | 71.6895 | 0
31.08. | 6 | 822.8606 |  | 721.6931 | 0 | 30.552 | 70.6155 | 0
31.08. | 7 | 861.0626 |  | 759.5841 | 0 | 31.758 | 69.7205 | 0
31.08. | 8 | 872.8642 |  | 772.0987 | 0 | 30.15 | 70.6155 | 0
31.08. | 9 | 889.311 |  | 794.753 | 0 | 23.316 | 71.242 | 0
31.08. | 10 | 875.0076 |  | 787.9101 | 0 | 16.482 | 70.6155 | 0
31.08. | 11 | 873.1255 |  | 791.543 | 0 | 10.251 | 71.3315 | 0
31.08. | 12 | 866.5116 |  | 790.4911 | 0 | 5.226 | 70.7945 | 0
31.08. | 13 | 863.6015 |  | 789.591 | 0 | 3.216 | 70.7945 | 0
31.08. | 14 | 833.2443 |  | 758.2068 | 0 | 4.422 | 70.6155 | 0
31.08. | 15 | 831.4268 |  | 754.3353 | 0 | 6.834 | 70.2575 | 0
31.08. | 16 | 838.8723 |  | 758.2068 | 0 | 10.05 | 70.6155 | 0
31.08. | 17 | 846.8247 |  | 761.1782 | 0 | 14.673 | 70.9735 | 0
31.08. | 18 | 855.7887 |  | 765.0497 | 0 | 19.497 | 71.242 | 0
31.08. | 19 | 867.1559 |  | 770.7214 | 0 | 24.924 | 71.5105 | 0
31.08. | 20 | 887.5557 |  | 782.3902 | 0 | 34.371 | 70.7945 | 0
31.08. | 21 | 892.5967 |  | 785.6002 | 0 | 36.381 | 70.6155 | 0
31.08. | 22 | 876.0642 |  | 768.8887 | 0 | 36.381 | 70.7945 | 0
31.08. | 23 | 878.2746 |  | 764.7786 | 0 | 42.612 | 70.884 | 0
31.08. | 24 | 844.7854 |  | 721.2159 | 0 | 52.059 | 71.5105 | 0
01.09. | 1 | 853.0025 |  | 718.2445 | 0 | 63.516 | 71.242 | 0
01.09. | 2 | 856.2319 |  | 714.7309 | 0 | 71.154 | 70.347 | 0
01.09. | 3 | 851.5664 |  | 710.8269 | 0 | 71.556 | 69.1835 | 0
01.09. | 4 | 847.5001 |  | 707.4326 | 0 | 71.958 | 68.1095 | 0
01.09. | 5 | 847.9203 |  | 707.9423 | 0 | 71.958 | 68.02 | 0
01.09. | 6 | 865.3032 |  | 718.6892 | 0 | 76.983 | 69.631 | 0
01.09. | 7 | 901.5886 |  | 746.7116 | 0 | 85.425 | 69.452 | 0
01.09. | 8 | 906.8545 |  | 752.893 | 0 | 84.42 | 69.5415 | 0
01.09. | 9 | 901.9872 |  | 756.6452 | 0 | 75.174 | 70.168 | 0
01.09. | 10 | 885.4616 |  | 750.6156 | 0 | 64.32 | 70.526 | 0
01.09. | 11 | 864.8796 |  | 743.5666 | 0 | 50.25 | 71.063 | 0
01.09. | 12 | 850.0298 |  | 740.8663 | 0 | 38.19 | 70.9735 | 0
01.09. | 13 | 838.9057 |  | 738.6757 | 0 | 29.346 | 70.884 | 0
01.09. | 14 | 831.7485 |  | 737.5045 | 0 | 23.718 | 70.526 | 0
01.09. | 15 | 830.1942 |  | 740.5952 | 0 | 18.894 | 70.705 | 0
01.09. | 16 | 829.921 |  | 742.6665 | 0 | 16.281 | 70.9735 | 0
01.09. | 17 | 828.7705 |  | 742.634 | 0 | 15.879 | 70.2575 | 0
01.09. | 18 | 839.498 |  | 752.958 | 0 | 15.477 | 71.063 | 0
01.09. | 19 | 839.5772 |  | 752.2097 | 0 | 15.678 | 71.6895 | 0
01.09. | 20 | 850.0886 |  | 757.7621 | 0 | 20.1 | 72.2265 | 0
01.09. | 21 | 855.2288 |  | 757.6103 | 0 | 25.929 | 71.6895 | 0
01.09. | 22 | 863.9969 |  | 759.8334 | 0 | 31.758 | 72.4055 | 0
01.09. | 23 | 875.2972 |  | 760.6142 | 0 | 42.009 | 72.674 | 0
01.09. | 24 | 842.7184 |  | 718.6999 | 0 | 51.255 | 72.7635 | 0
02.09. | 1 | 843.5852 |  | 714.3187 | 0 | 56.682 | 72.5845 | 0
02.09. | 2 | 845.9972 |  | 714.3187 | 0 | 59.094 | 72.5845 | 0
02.09. | 3 | 844.676 |  | 714.4705 | 0 | 57.084 | 73.1215 | 0
02.09. | 4 | 840.6475 |  | 710.599 | 0 | 57.285 | 72.7635 | 0
02.09. | 5 | 829.4113 |  | 704.2983 | 0 | 52.26 | 72.853 | 0
02.09. | 6 | 819.7978 |  | 702.3463 | 0 | 45.225 | 72.2265 | 0
02.09. | 7 | 866.3896 |  | 755.1486 | 0 | 39.999 | 71.242 | 0
02.09. | 8 | 866.0821 |  | 762.8591 | 0 | 32.16 | 71.063 | 0
02.09. | 9 | 861.4867 |  | 765.6787 | 0 | 24.924 | 70.884 | 0
02.09. | 10 | 852.2598 |  | 764.6268 | 0 | 17.286 | 70.347 | 0
02.09. | 11 | 844.4654 |  | 759.7359 | 0 | 14.472 | 70.2575 | 0
02.09. | 12 | 847.9142 |  | 762.4687 | 0 | 14.472 | 70.9735 | 0
02.09. | 13 | 846.6055 |  | 760.6685 | 0 | 14.874 | 71.063 | 0
02.09. | 14 | 845.3085 |  | 758.12 | 0 | 15.678 | 71.5105 | 0
02.09. | 15 | 848.1486 |  | 758.3911 | 0 | 17.889 | 71.8685 | 0
02.09. | 16 | 855.1557 |  | 761.2432 | 0 | 21.507 | 72.4055 | 0
02.09. | 17 | 854.9286 |  | 760.9721 | 0 | 21.909 | 72.0475 | 0
02.09. | 18 | 852.9899 |  | 760.4624 | 0 | 20.301 | 72.2265 | 0
02.09. | 19 | 850.6027 |  | 761.8722 | 0 | 16.683 | 72.0475 | 0
02.09. | 20 | 859.2105 |  | 769.073 | 0 | 18.09 | 72.0475 | 0
02.09. | 21 | 857.0438 |  | 769.8538 | 0 | 14.874 | 72.316 | 0
02.09. | 22 | 850.4611 |  | 767.4246 | 0 | 10.452 | 72.5845 | 0
02.09. | 23 | 848.7561 |  | 768.0861 | 0 | 7.638 | 73.032 | 0
02.09. | 24 | 787.9695 |  | 707.389 | 0 | 7.638 | 72.9425 | 0
03.09. | 1 | 786.5176 |  | 702.4981 | 0 | 11.256 | 72.7635 | 0
03.09. | 2 | 777.6728 |  | 692.6513 | 0 | 13.869 | 71.1525 | 0
03.09. | 3 | 778.3967 |  | 694.9612 | 0 | 12.462 | 70.9735 | 0
03.09. | 4 | 777.4312 |  | 691.7187 | 0 | 15.276 | 70.4365 | 0
03.09. | 5 | 782.8236 |  | 687.5761 | 0 | 25.527 | 69.7205 | 0
03.09. | 6 | 788.0414 |  | 693.4864 | 0 | 24.924 | 69.631 | 0
03.09. | 7 | 855.8964 |  | 750.1059 | 0 | 35.175 | 70.6155 | 0
03.09. | 8 | 863.0147 |  | 758.6297 | 0 | 32.964 | 71.421 | 0
03.09. | 9 | 851.5737 |  | 761.8397 | 0 | 18.492 | 71.242 | 0
03.09. | 10 | 841.5792 |  | 761.8072 | 0 | 9.246 | 70.526 | 0
03.09. | 11 | 839.2394 |  | 759.7359 | 0 | 9.246 | 70.2575 | 0
03.09. | 12 | 841.1603 |  | 760.1588 | 0 | 9.849 | 71.1525 | 0
03.09. | 13 | 835.6511 |  | 755.8101 | 0 | 8.241 | 71.6 | 0
03.09. | 14 | 832.0604 |  | 748.8479 | 0 | 12.06 | 71.1525 | 0
03.09. | 15 | 835.2871 |  | 750.0191 | 0 | 13.668 | 71.6 | 0
03.09. | 16 | 833.6578 |  | 753.7713 | 0 | 7.839 | 72.0475 | 0
03.09. | 17 | 833.9819 |  | 753.3809 | 0 | 8.643 | 71.958 | 0
03.09. | 18 | 842.2562 |  | 758.6622 | 0 | 11.457 | 72.137 | 0
03.09. | 19 | 848.6982 |  | 765.0822 | 0 | 11.658 | 71.958 | 0
03.09. | 20 | 853.4221 |  | 770.0056 | 0 | 10.653 | 72.7635 | 0
03.09. | 21 | 865.5315 |  | 784.5915 | 0 | 6.834 | 74.106 | 0
03.09. | 22 | 866.1323 |  | 787.2918 | 0 | 4.824 | 74.0165 | 0
03.09. | 23 | 865.8431 |  | 786.1531 | 0 | 5.226 | 74.464 | 0
03.09. | 24 | 803.1341 |  | 722.4846 | 0 | 6.633 | 74.0165 | 0
04.09. | 1 | 800.1637 |  | 717.5937 | 0 | 8.643 | 73.927 | 0
04.09. | 2 | 801.5198 |  | 715.9128 | 0 | 11.859 | 73.748 | 0
04.09. | 3 | 806.0294 |  | 712.9414 | 0 | 19.698 | 73.39 | 0
04.09. | 4 | 811.9806 |  | 714.1126 | 0 | 24.12 | 73.748 | 0
04.09. | 5 | 813.5713 |  | 712.0413 | 0 | 28.14 | 73.39 | 0
04.09. | 6 | 825.7604 |  | 723.8944 | 0 | 27.939 | 73.927 | 0
04.09. | 7 | 886.0438 |  | 785.3398 | 0 | 27.135 | 73.569 | 0
04.09. | 8 | 888.1753 |  | 791.7598 | 0 | 23.115 | 73.3005 | 0
04.09. | 9 | 873.4569 |  | 786.8039 | 0 | 14.874 | 71.779 | 0
04.09. | 10 | 863.3984 |  | 782.9324 | 0 | 9.045 | 71.421 | 0
04.09. | 11 | 861.5003 |  | 783.3553 | 0 | 5.829 | 72.316 | 0
04.09. | 12 | 864.5662 |  | 785.0362 | 0 | 7.035 | 72.495 | 0
04.09. | 13 | 867.0458 |  | 784.6783 | 0 | 9.246 | 73.1215 | 0
04.09. | 14 | 859.4048 |  | 777.5318 | 0 | 10.452 | 71.421 | 0
04.09. | 15 | 855.6916 |  | 775.0701 | 0 | 9.648 | 70.9735 | 0
04.09. | 16 | 859.6216 |  | 777.0546 | 0 | 10.251 | 72.316 | 0
04.09. | 17 | 864.5926 |  | 779.6356 | 0 | 12.462 | 72.495 | 0
04.09. | 18 | 872.24 |  | 781.9455 | 0 | 17.889 | 72.4055 | 0
04.09. | 19 | 876.2139 |  | 784.2879 | 0 | 18.894 | 73.032 | 0
04.09. | 20 | 875.5503 |  | 785.9688 | 0 | 16.281 | 73.3005 | 0
04.09. | 21 | 870.4876 |  | 786.0881 | 0 | 11.457 | 72.9425 | 0
04.09. | 22 | 867.8456 |  | 784.7651 | 0 | 10.854 | 72.2265 | 0
04.09. | 23 | 865.3426 |  | 782.2166 | 0 | 10.452 | 72.674 | 0
04.09. | 24 | 795.8745 |  | 713.8415 | 0 | 8.643 | 73.39 | 0
05.09. | 1 | 783.2513 |  | 704.9273 | 0 | 5.829 | 72.495 | 0
05.09. | 2 | 779.7288 |  | 701.7173 | 0 | 5.427 | 72.5845 | 0
05.09. | 3 | 781.9404 |  | 705.8274 | 0 | 3.618 | 72.495 | 0
05.09. | 4 | 789.8039 |  | 712.9089 | 0 | 4.221 | 72.674 | 0
05.09. | 5 | 790.2059 |  | 712.9089 | 0 | 4.623 | 72.674 | 0
05.09. | 6 | 799.4858 |  | 722.3003 | 0 | 4.422 | 72.7635 | 0
05.09. | 7 | 843.7347 |  | 763.8892 | 0 | 5.829 | 74.0165 | 0
05.09. | 8 | 847.1472 |  | 769.6477 | 0 | 4.02 | 73.4795 | 0
05.09. | 9 | 862.6047 |  | 785.7302 | 0 | 3.216 | 73.6585 | 0
05.09. | 10 | 860.8927 |  | 785.0687 | 0 | 2.613 | 73.211 | 0
05.09. | 11 | 855.0407 |  | 780.5357 | 0 | 2.01 | 72.495 | 0
05.09. | 12 | 860.2127 |  | 783.1167 | 0 | 4.422 | 72.674 | 0
05.09. | 13 | 861.4872 |  | 781.1972 | 0 | 7.437 | 72.853 | 0
05.09. | 14 | 839.4495 |  | 754.3135 | 0 | 12.462 | 72.674 | 0
05.09. | 15 | 840.5849 |  | 749.5744 | 0 | 17.889 | 73.1215 | 0
05.09. | 16 | 849.2904 |  | 750.8649 | 0 | 25.125 | 73.3005 | 0
05.09. | 17 | 866.9307 |  | 760.0177 | 0 | 33.165 | 73.748 | 0
05.09. | 18 | 871.8878 |  | 766.0473 | 0 | 32.361 | 73.4795 | 0
05.09. | 19 | 873.3099 |  | 770.8189 | 0 | 28.743 | 73.748 | 0
05.09. | 20 | 884.8611 |  | 784.2011 | 0 | 26.733 | 73.927 | 0
05.09. | 21 | 886.2402 |  | 787.0532 | 0 | 24.723 | 74.464 | 0
05.09. | 22 | 873.6991 |  | 778.4426 | 0 | 20.703 | 74.5535 | 0
05.09. | 23 | 866.0133 |  | 772.4998 | 0 | 19.497 | 74.0165 | 0
05.09. | 24 | 823.2608 |  | 726.8658 | 0 | 22.11 | 74.285 | 0
06.09. | 1 | 814.3568 |  | 717.2033 | 0 | 23.316 | 73.8375 | 0
06.09. | 2 | 809.1129 |  | 711.0219 | 0 | 24.522 | 73.569 | 0
06.09. | 3 | 813.43 |  | 711.922 | 0 | 27.939 | 73.569 | 0
06.09. | 4 | 815.5747 |  | 711.1412 | 0 | 30.954 | 73.4795 | 0
06.09. | 5 | 814.3108 |  | 708.1373 | 0 | 33.768 | 72.4055 | 0
06.09. | 6 | 823.0411 |  | 710.8376 | 0 | 39.798 | 72.4055 | 0
06.09. | 7 | 861.126 |  | 745.909 | 0 | 43.617 | 71.6 | 0
06.09. | 8 | 861.7805 |  | 751.7 | 0 | 38.391 | 71.6895 | 0
06.09. | 9 | 848.1687 |  | 746.4187 | 0 | 30.15 | 71.6 | 0
06.09. | 10 | 838.1162 |  | 739.3372 | 0 | 27.537 | 71.242 | 0
06.09. | 11 | 829.265 |  | 734.327 | 0 | 23.517 | 71.421 | 0
06.09. | 12 | 821.5812 |  | 730.9977 | 0 | 18.894 | 71.6895 | 0
06.09. | 13 | 812.3486 |  | 727.4841 | 0 | 14.07 | 70.7945 | 0
06.09. | 14 | 801.528 |  | 721.357 | 0 | 11.256 | 68.915 | 0
06.09. | 15 | 799.1551 |  | 719.7411 | 0 | 9.246 | 70.168 | 0
06.09. | 16 | 796.5779 |  | 716.6504 | 0 | 9.849 | 70.0785 | 0
06.09. | 17 | 801.8045 |  | 720.7605 | 0 | 11.055 | 69.989 | 0
06.09. | 18 | 807.8687 |  | 724.4802 | 0 | 13.668 | 69.7205 | 0
06.09. | 19 | 820.3455 |  | 734.9235 | 0 | 15.075 | 70.347 | 0
06.09. | 20 | 831.4948 |  | 738.9468 | 0 | 21.306 | 71.242 | 0
06.09. | 21 | 837.4096 |  | 739.0986 | 0 | 26.532 | 71.779 | 0
06.09. | 22 | 841.8461 |  | 739.7601 | 0 | 29.949 | 72.137 | 0
06.09. | 23 | 844.173 |  | 734.3595 | 0 | 37.587 | 72.2265 | 0
06.09. | 24 | 814.7098 |  | 687.5868 | 0 | 54.27 | 72.853 | 0
07.09. | 1 | 827.4004 |  | 690.4064 | 0 | 64.32 | 72.674 | 0
07.09. | 2 | 827.4689 |  | 688.4869 | 0 | 66.129 | 72.853 | 0
07.09. | 3 | 827.5839 |  | 684.6479 | 0 | 69.546 | 73.39 | 0
07.09. | 4 | 822.5504 |  | 680.7764 | 0 | 68.742 | 73.032 | 0
07.09. | 5 | 817.4032 |  | 679.6052 | 0 | 65.124 | 72.674 | 0
07.09. | 6 | 830.5909 |  | 694.2454 | 0 | 64.119 | 72.2265 | 0
07.09. | 7 | 880.2332 |  | 736.2247 | 0 | 70.35 | 73.6585 | 0
07.09. | 8 | 885.1335 |  | 743.4255 | 0 | 68.139 | 73.569 | 0
07.09. | 9 | 894.5914 |  | 763.7374 | 0 | 57.285 | 73.569 | 0
07.09. | 10 | 868.7279 |  | 754.6714 | 0 | 42.009 | 72.0475 | 0
07.09. | 11 | 862.7064 |  | 758.5429 | 0 | 31.758 | 72.4055 | 0
07.09. | 12 | 850.4784 |  | 754.0424 | 0 | 24.12 | 72.316 | 0
07.09. | 13 | 836.7025 |  | 747.796 | 0 | 18.291 | 70.6155 | 0
07.09. | 14 | 802.5045 |  | 720.099 | 0 | 12.864 | 69.5415 | 0
07.09. | 15 | 801.6305 |  | 719.47 | 0 | 12.261 | 69.8995 | 0
07.09. | 16 | 810.8497 |  | 726.4972 | 0 | 12.663 | 71.6895 | 0
07.09. | 17 | 820.6523 |  | 734.5113 | 0 | 13.467 | 72.674 | 0
07.09. | 18 | 836.9551 |  | 746.2776 | 0 | 16.482 | 74.1955 | 0
07.09. | 19 | 853.2072 |  | 760.0502 | 0 | 18.693 | 74.464 | 0
07.09. | 20 | 879.5972 |  | 780.6332 | 0 | 24.321 | 74.643 | 0
07.09. | 21 | 890.634 |  | 780.1235 | 0 | 35.778 | 74.7325 | 0
07.09. | 22 | 870.7658 |  | 753.8688 | 0 | 42.612 | 74.285 | 0
07.09. | 23 | 868.8419 |  | 748.3489 | 0 | 46.029 | 74.464 | 0
07.09. | 24 | 829.6019 |  | 699.5049 | 0 | 55.275 | 74.822 | 0
08.09. | 1 | 832.1919 |  | 694.9719 | 0 | 63.114 | 74.106 | 0
08.09. | 2 | 823.8315 |  | 695.2105 | 0 | 54.873 | 73.748 | 0
08.09. | 3 | 822.6073 |  | 694.7008 | 0 | 54.069 | 73.8375 | 0
08.09. | 4 | 812.2881 |  | 690.9486 | 0 | 48.039 | 73.3005 | 0
08.09. | 5 | 791.199 |  | 679.063 | 0 | 39.999 | 72.137 | 0
08.09. | 6 | 794.2475 |  | 688.0315 | 0 | 34.974 | 71.242 | 0
08.09. | 7 | 830.5229 |  | 725.0874 | 0 | 33.567 | 71.8685 | 0
08.09. | 8 | 838.3688 |  | 735.7693 | 0 | 30.552 | 72.0475 | 0
08.09. | 9 | 842.4155 |  | 740.1505 | 0 | 29.949 | 72.316 | 0
08.09. | 10 | 837.4875 |  | 739.489 | 0 | 26.13 | 71.8685 | 0
08.09. | 11 | 822.3294 |  | 734.6524 | 0 | 17.688 | 69.989 | 0
08.09. | 12 | 823.4772 |  | 739.3697 | 0 | 12.06 | 72.0475 | 0
08.09. | 13 | 821.1337 |  | 737.4502 | 0 | 11.457 | 72.2265 | 0
08.09. | 14 | 819.8347 |  | 732.2882 | 0 | 15.678 | 71.8685 | 0
08.09. | 15 | 826.0111 |  | 730.7591 | 0 | 23.115 | 72.137 | 0
08.09. | 16 | 831.4554 |  | 732.8304 | 0 | 26.13 | 72.495 | 0
08.09. | 17 | 833.5527 |  | 735.5307 | 0 | 25.527 | 72.495 | 0
08.09. | 18 | 826.2039 |  | 736.6694 | 0 | 17.487 | 72.0475 | 0
08.09. | 19 | 834.1569 |  | 743.7509 | 0 | 18.09 | 72.316 | 0
08.09. | 20 | 835.3798 |  | 745.3993 | 0 | 18.291 | 71.6895 | 0
08.09. | 21 | 835.5202 |  | 747.0802 | 0 | 16.482 | 71.958 | 0
08.09. | 22 | 841.0839 |  | 748.9129 | 0 | 19.497 | 72.674 | 0
08.09. | 23 | 838.149 |  | 746.603 | 0 | 18.693 | 72.853 | 0
08.09. | 24 | 796.4354 |  | 710.3604 | 0 | 12.864 | 73.211 | 0
09.09. | 1 | 784.1914 |  | 702.6499 | 0 | 8.241 | 73.3005 | 0
09.09. | 2 | 779.7512 |  | 702.1402 | 0 | 4.221 | 73.39 | 0
09.09. | 3 | 778.5643 |  | 701.0883 | 0 | 4.623 | 72.853 | 0
09.09. | 4 | 780.4242 |  | 702.7692 | 0 | 4.623 | 73.032 | 0
09.09. | 5 | 780.6177 |  | 703.4307 | 0 | 3.618 | 73.569 | 0
09.09. | 6 | 790.0986 |  | 712.8221 | 0 | 3.618 | 73.6585 | 0
09.09. | 7 | 845.5028 |  | 768.6283 | 0 | 3.216 | 73.6585 | 0
09.09. | 8 | 860.1833 |  | 783.4203 | 0 | 3.015 | 73.748 | 0
09.09. | 9 | 860.9603 |  | 784.7108 | 0 | 2.412 | 73.8375 | 0
09.09. | 10 | 850.7752 |  | 776.0677 | 0 | 1.407 | 73.3005 | 0
09.09. | 11 | 840.5184 |  | 767.5114 | 0 | 1.407 | 71.6 | 0
09.09. | 12 | 847.5064 |  | 771.4154 | 0 | 3.417 | 72.674 | 0
09.09. | 13 | 840.4202 |  | 759.9527 | 0 | 8.241 | 72.2265 | 0
09.09. | 14 | 843.2145 |  | 756.8945 | 0 | 13.467 | 72.853 | 0
09.09. | 15 | 855.6053 |  | 763.4988 | 0 | 18.09 | 74.0165 | 0
09.09. | 16 | 862.9113 |  | 764.1278 | 0 | 25.125 | 73.6585 | 0
09.09. | 17 | 876.4028 |  | 771.2093 | 0 | 31.356 | 73.8375 | 0
09.09. | 18 | 890.8108 |  | 782.8238 | 0 | 33.165 | 74.822 | 0
09.09. | 19 | 890.6107 |  | 781.2622 | 0 | 34.974 | 74.3745 | 0
09.09. | 20 | 890.8308 |  | 780.2103 | 0 | 36.783 | 73.8375 | 0
09.09. | 21 | 898.0213 |  | 786.6628 | 0 | 36.984 | 74.3745 | 0
09.09. | 22 | 893.74 |  | 782.672 | 0 | 36.783 | 74.285 | 0
09.09. | 23 | 893.0824 |  | 781.1429 | 0 | 37.386 | 74.5535 | 0
09.09. | 24 | 831.8662 |  | 717.6262 | 0 | 39.597 | 74.643 | 0
10.09. | 1 | 827.6935 |  | 712.5835 | 0 | 41.004 | 74.106 | 0
10.09. | 2 | 828.0512 |  | 711.8027 | 0 | 42.411 | 73.8375 | 0
10.09. | 3 | 828.934 |  | 710.6315 | 0 | 44.823 | 73.4795 | 0
10.09. | 4 | 825.8257 |  | 711.1412 | 0 | 41.205 | 73.4795 | 0
10.09. | 5 | 821.7153 |  | 712.7028 | 0 | 35.175 | 73.8375 | 0
10.09. | 6 | 820.1 |  | 717.0515 | 0 | 29.748 | 73.3005 | 0
10.09. | 7 | 871.1222 |  | 769.6802 | 0 | 27.336 | 74.106 | 0
10.09. | 8 | 870.5156 |  | 773.8771 | 0 | 23.517 | 73.1215 | 0
10.09. | 9 | 860.1885 |  | 770.3635 | 0 | 17.688 | 72.137 | 0
10.09. | 10 | 853.6977 |  | 768.9212 | 0 | 13.266 | 71.5105 | 0
10.09. | 11 | 850.3856 |  | 768.0211 | 0 | 10.854 | 71.5105 | 0
10.09. | 12 | 848.1564 |  | 767.5114 | 0 | 9.045 | 71.6 | 0
10.09. | 13 | 852.1112 |  | 770.9057 | 0 | 8.442 | 72.7635 | 0
10.09. | 14 | 847.35 |  | 766.5245 | 0 | 8.241 | 72.5845 | 0
10.09. | 15 | 848.8349 |  | 766.9149 | 0 | 9.246 | 72.674 | 0
10.09. | 16 | 855.6592 |  | 770.2767 | 0 | 12.261 | 73.1215 | 0
10.09. | 17 | 855.5252 |  | 765.8087 | 0 | 15.879 | 73.8375 | 0
10.09. | 18 | 859.6371 |  | 766.7956 | 0 | 19.899 | 72.9425 | 0
10.09. | 19 | 874.5268 |  | 775.6773 | 0 | 25.728 | 73.1215 | 0
10.09. | 20 | 883.9547 |  | 776.7292 | 0 | 33.567 | 73.6585 | 0
10.09. | 21 | 887.5639 |  | 778.5294 | 0 | 35.376 | 73.6585 | 0
10.09. | 22 | 885.2829 |  | 777.9004 | 0 | 33.366 | 74.0165 | 0
10.09. | 23 | 878.106 |  | 773.671 | 0 | 30.15 | 74.285 | 0
10.09. | 24 | 820.8191 |  | 717.3876 | 0 | 28.341 | 75.0905 | 0
11.09. | 1 | 818.4168 |  | 714.0258 | 0 | 29.748 | 74.643 | 0
11.09. | 2 | 815.7902 |  | 711.8027 | 0 | 30.15 | 73.8375 | 0
11.09. | 3 | 822.8388 |  | 714.0258 | 0 | 34.17 | 74.643 | 0
11.09. | 4 | 821.3173 |  | 706.8793 | 0 | 41.406 | 73.032 | 0
11.09. | 5 | 828.505 |  | 711.922 | 0 | 43.014 | 73.569 | 0
11.09. | 6 | 833.4985 |  | 718.971 | 0 | 41.406 | 73.1215 | 0
11.09. | 7 | 883.1716 |  | 772.5541 | 0 | 38.391 | 72.2265 | 0
11.09. | 8 | 893.3283 |  | 783.9843 | 0 | 37.386 | 71.958 | 0
11.09. | 9 | 893.2646 |  | 789.9271 | 0 | 30.753 | 72.5845 | 0
11.09. | 10 | 884.8711 |  | 790.6211 | 0 | 20.502 | 73.748 | 0
11.09. | 11 | 868.1836 |  | 780.9261 | 0 | 14.673 | 72.5845 | 0
11.09. | 12 | 861.4181 |  | 779.0066 | 0 | 9.648 | 72.7635 | 0
11.09. | 13 | 861.0646 |  | 779.7006 | 0 | 7.437 | 73.927 | 0
11.09. | 14 | 861.433 |  | 780.091 | 0 | 7.236 | 74.106 | 0
11.09. | 15 | 865.8701 |  | 784.8626 | 0 | 6.633 | 74.3745 | 0
11.09. | 16 | 868.1954 |  | 786.2724 | 0 | 7.638 | 74.285 | 0
11.09. | 17 | 868.2867 |  | 783.1492 | 0 | 11.658 | 73.4795 | 0
11.09. | 18 | 875.2034 |  | 787.5629 | 0 | 13.266 | 74.3745 | 0
11.09. | 19 | 884.9705 |  | 792.996 | 0 | 16.884 | 75.0905 | 0
11.09. | 20 | 893.8421 |  | 795.8156 | 0 | 23.115 | 74.9115 | 0
11.09. | 21 | 899.1554 |  | 798.5159 | 0 | 25.728 | 74.9115 | 0
11.09. | 22 | 884.4312 |  | 787.0532 | 0 | 22.914 | 74.464 | 0
11.09. | 23 | 868.7099 |  | 775.3519 | 0 | 18.894 | 74.464 | 0
11.09. | 24 | 796.6595 |  | 705.5345 | 0 | 16.482 | 74.643 | 0
12.09. | 1 | 788.6716 |  | 699.9821 | 0 | 14.673 | 74.0165 | 0
12.09. | 2 | 787.5799 |  | 701.3919 | 0 | 12.261 | 73.927 | 0
12.09. | 3 | 780.015 |  | 697.759 | 0 | 9.045 | 73.211 | 0
12.09. | 4 | 777.928 |  | 695.807 | 0 | 9.447 | 72.674 | 0
12.09. | 5 | 781.9653 |  | 697.8783 | 0 | 11.055 | 73.032 | 0
12.09. | 6 | 791.4019 |  | 706.4889 | 0 | 12.06 | 72.853 | 0
12.09. | 7 | 832.708 |  | 746.0065 | 0 | 12.864 | 73.8375 | 0
12.09. | 8 | 837.89 |  | 755.0075 | 0 | 9.045 | 73.8375 | 0
12.09. | 9 | 851.9084 |  | 774.0289 | 0 | 4.221 | 73.6585 | 0
12.09. | 10 | 849.0216 |  | 771.9901 | 0 | 3.015 | 74.0165 | 0
12.09. | 11 | 842.0815 |  | 764.67 | 0 | 3.216 | 74.1955 | 0
12.09. | 12 | 839.1736 |  | 761.0696 | 0 | 3.819 | 74.285 | 0
12.09. | 13 | 827.7885 |  | 749.2165 | 0 | 4.824 | 73.748 | 0
12.09. | 14 | 815.4939 |  | 734.1534 | 0 | 8.04 | 73.3005 | 0
12.09. | 15 | 816.6644 |  | 731.5724 | 0 | 12.06 | 73.032 | 0
12.09. | 16 | 826.5941 |  | 733.3726 | 0 | 20.1 | 73.1215 | 0
12.09. | 17 | 839.2386 |  | 738.5346 | 0 | 27.135 | 73.569 | 0
12.09. | 18 | 851.7251 |  | 745.6161 | 0 | 32.361 | 73.748 | 0
12.09. | 19 | 861.4959 |  | 750.8974 | 0 | 36.582 | 74.0165 | 0
12.09. | 20 | 879.46 |  | 765.3315 | 0 | 39.396 | 74.7325 | 0
12.09. | 21 | 871.1144 |  | 760.5599 | 0 | 36.18 | 74.3745 | 0
12.09. | 22 | 856.6267 |  | 751.6782 | 0 | 30.753 | 74.1955 | 0
12.09. | 23 | 853.8184 |  | 754.1399 | 0 | 25.125 | 74.5535 | 0
12.09. | 24 | 806.7167 |  | 710.5447 | 0 | 21.708 | 74.464 | 0
13.09. | 1 | 797.8133 |  | 704.9923 | 0 | 18.894 | 73.927 | 0
13.09. | 2 | 790.5016 |  | 701.9016 | 0 | 14.673 | 73.927 | 0
13.09. | 3 | 788.2011 |  | 701.9016 | 0 | 12.462 | 73.8375 | 0
13.09. | 4 | 781.3296 |  | 696.7071 | 0 | 11.859 | 72.7635 | 0
13.09. | 5 | 779.8331 |  | 696.7071 | 0 | 10.452 | 72.674 | 0
13.09. | 6 | 784.4297 |  | 702.1077 | 0 | 9.648 | 72.674 | 0
13.09. | 7 | 822.0059 |  | 741.2024 | 0 | 8.04 | 72.7635 | 0
13.09. | 8 | 829.4562 |  | 749.0972 | 0 | 6.432 | 73.927 | 0
13.09. | 9 | 821.9183 |  | 744.1738 | 0 | 4.623 | 73.1215 | 0
13.09. | 10 | 819.9162 |  | 743.9352 | 0 | 2.412 | 73.569 | 0
13.09. | 11 | 811.2562 |  | 736.1922 | 0 | 2.211 | 72.853 | 0
13.09. | 12 | 812.2173 |  | 735.8343 | 0 | 2.814 | 73.569 | 0
13.09. | 13 | 811.1441 |  | 732.0821 | 0 | 6.03 | 73.032 | 0
13.09. | 14 | 804.5351 |  | 723.6451 | 0 | 9.648 | 71.242 | 0
13.09. | 15 | 804.0197 |  | 720.6737 | 0 | 12.462 | 70.884 | 0
13.09. | 16 | 816.827 |  | 727.9395 | 0 | 16.482 | 72.4055 | 0
13.09. | 17 | 824.3849 |  | 730.2494 | 0 | 21.909 | 72.2265 | 0
13.09. | 18 | 831.7446 |  | 733.9691 | 0 | 25.728 | 72.0475 | 0
13.09. | 19 | 841.355 |  | 740.183 | 0 | 28.14 | 73.032 | 0
13.09. | 20 | 839.4293 |  | 735.7368 | 0 | 32.361 | 71.3315 | 0
13.09. | 21 | 842.983 |  | 737.5695 | 0 | 33.366 | 72.0475 | 0
13.09. | 22 | 840.6386 |  | 737.2116 | 0 | 30.753 | 72.674 | 0
13.09. | 23 | 835.5254 |  | 736.0729 | 0 | 26.331 | 73.1215 | 0
13.09. | 24 | 785.1792 |  | 691.2197 | 0 | 20.301 | 73.6585 | 0
14.09. | 1 | 779.1207 |  | 689.9617 | 0 | 14.874 | 74.285 | 0
14.09. | 2 | 769.7571 |  | 687.0771 | 0 | 9.648 | 73.032 | 0
14.09. | 3 | 774.2945 |  | 692.662 | 0 | 7.437 | 74.1955 | 0
14.09. | 4 | 774.1424 |  | 691.7294 | 0 | 8.844 | 73.569 | 0
14.09. | 5 | 776.0293 |  | 692.1198 | 0 | 10.251 | 73.6585 | 0
14.09. | 6 | 786.8347 |  | 702.8342 | 0 | 9.447 | 74.5535 | 0
14.09. | 7 | 823.8946 |  | 740.5191 | 0 | 8.643 | 74.7325 | 0
14.09. | 8 | 829.3759 |  | 747.7199 | 0 | 6.834 | 74.822 | 0
14.09. | 9 | 846.8464 |  | 768.8994 | 0 | 4.02 | 73.927 | 0
14.09. | 10 | 839.6405 |  | 763.347 | 0 | 2.814 | 73.4795 | 0
14.09. | 11 | 832.1632 |  | 756.7427 | 0 | 3.015 | 72.4055 | 0
14.09. | 12 | 830.3266 |  | 753.9231 | 0 | 3.819 | 72.5845 | 0
14.09. | 13 | 824.2278 |  | 746.0608 | 0 | 6.03 | 72.137 | 0
14.09. | 14 | 794.7843 |  | 715.7503 | 0 | 9.045 | 69.989 | 0
14.09. | 15 | 797.6705 |  | 713.679 | 0 | 14.271 | 69.7205 | 0
14.09. | 16 | 812.2234 |  | 721.2159 | 0 | 19.497 | 71.5105 | 0
14.09. | 17 | 821.1347 |  | 726.5297 | 0 | 22.11 | 72.495 | 0
14.09. | 18 | 830.5447 |  | 736.8537 | 0 | 20.301 | 73.39 | 0
14.09. | 19 | 836.0465 |  | 741.506 | 0 | 20.703 | 73.8375 | 0
14.09. | 20 | 864.1906 |  | 766.2316 | 0 | 23.316 | 74.643 | 0
14.09. | 21 | 863.3442 |  | 768.4222 | 0 | 20.1 | 74.822 | 0
14.09. | 22 | 835.1358 |  | 745.5293 | 0 | 14.874 | 74.7325 | 0
14.09. | 23 | 845.4805 |  | 745.4425 | 0 | 24.321 | 75.717 | 0
14.09. | 24 | 817.1848 |  | 704.3958 | 0 | 37.788 | 75.001 | 0
15.09. | 1 | 809.5153 |  | 695.9913 | 0 | 39.597 | 73.927 | 0
15.09. | 2 | 809.3847 |  | 697.0432 | 0 | 37.788 | 74.5535 | 0
15.09. | 3 | 802.6313 |  | 692.7488 | 0 | 36.582 | 73.3005 | 0
15.09. | 4 | 804.2265 |  | 700.3725 | 0 | 29.748 | 74.106 | 0
15.09. | 5 | 801.6453 |  | 703.1053 | 0 | 23.718 | 74.822 | 0
15.09. | 6 | 796.7374 |  | 705.9249 | 0 | 16.08 | 74.7325 | 0
15.09. | 7 | 825.1625 |  | 737.6995 | 0 | 12.462 | 75.001 | 0
15.09. | 8 | 834.628 |  | 747.991 | 0 | 11.457 | 75.18 | 0
15.09. | 9 | 836.5506 |  | 754.6496 | 0 | 7.437 | 74.464 | 0
15.09. | 10 | 832.4084 |  | 753.4784 | 0 | 4.824 | 74.106 | 0
15.09. | 11 | 827.6542 |  | 750.4202 | 0 | 2.412 | 74.822 | 0
15.09. | 12 | 813.644 |  | 738.8925 | 0 | 1.809 | 72.9425 | 0
15.09. | 13 | 812.6647 |  | 738.7407 | 0 | 1.608 | 72.316 | 0
15.09. | 14 | 818.3791 |  | 743.0026 | 0 | 2.613 | 72.7635 | 0
15.09. | 15 | 823.7455 |  | 744.6835 | 0 | 6.03 | 73.032 | 0
15.09. | 16 | 825.2998 |  | 741.5928 | 0 | 10.854 | 72.853 | 0
15.09. | 17 | 826.0165 |  | 738.8925 | 0 | 14.271 | 72.853 | 0
15.09. | 18 | 836.8408 |  | 744.8678 | 0 | 17.688 | 74.285 | 0
15.09. | 19 | 848.8004 |  | 755.4629 | 0 | 17.889 | 75.4485 | 0
15.09. | 20 | 852.593 |  | 760.8635 | 0 | 16.281 | 75.4485 | 0
15.09. | 21 | 851.913 |  | 758.9115 | 0 | 18.09 | 74.9115 | 0
15.09. | 22 | 847.2106 |  | 755.9726 | 0 | 15.879 | 75.359 | 0
15.09. | 23 | 838.393 |  | 750.572 | 0 | 12.462 | 75.359 | 0
15.09. | 24 | 800.1234 |  | 713.0389 | 0 | 11.457 | 75.6275 | 0
16.09. | 1 | 792.9138 |  | 707.6383 | 0 | 9.648 | 75.6275 | 0
16.09. | 2 | 789.5756 |  | 706.4671 | 0 | 7.839 | 75.2695 | 0
16.09. | 3 | 793.0369 |  | 707.2479 | 0 | 10.251 | 75.538 | 0
16.09. | 4 | 791.649 |  | 706.196 | 0 | 10.452 | 75.001 | 0
16.09. | 5 | 790.4351 |  | 706.4346 | 0 | 9.447 | 74.5535 | 0
16.09. | 6 | 797.156 |  | 713.245 | 0 | 9.447 | 74.464 | 0
16.09. | 7 | 845.9755 |  | 764.0085 | 0 | 8.04 | 73.927 | 0
16.09. | 8 | 857.3681 |  | 775.2001 | 0 | 8.241 | 73.927 | 0
16.09. | 9 | 864.8636 |  | 782.3141 | 0 | 7.638 | 74.9115 | 0
16.09. | 10 | 863.3059 |  | 779.8849 | 0 | 8.241 | 75.18 | 0
16.09. | 11 | 860.1103 |  | 777.6943 | 0 | 7.236 | 75.18 | 0
16.09. | 12 | 856.0017 |  | 776.1327 | 0 | 5.226 | 74.643 | 0
16.09. | 13 | 859.0158 |  | 777.6943 | 0 | 6.231 | 75.0905 | 0
16.09. | 14 | 853.2547 |  | 771.6647 | 0 | 6.231 | 75.359 | 0
16.09. | 15 | 851.6722 |  | 767.8257 | 0 | 8.04 | 75.8065 | 0
16.09. | 16 | 850.8952 |  | 766.5352 | 0 | 8.643 | 75.717 | 0
16.09. | 17 | 853.1156 |  | 768.8451 | 0 | 8.643 | 75.6275 | 0
16.09. | 18 | 858.2467 |  | 776.1652 | 0 | 6.633 | 75.4485 | 0
16.09. | 19 | 866.5201 |  | 783.0081 | 0 | 7.437 | 76.075 | 0
16.09. | 20 | 878.2675 |  | 792.367 | 0 | 10.452 | 75.4485 | 0
16.09. | 21 | 881.7797 |  | 794.8287 | 0 | 11.055 | 75.896 | 0
16.09. | 22 | 877.4947 |  | 790.9897 | 0 | 10.251 | 76.254 | 0
16.09. | 23 | 869.9698 |  | 784.1793 | 0 | 9.447 | 76.3435 | 0
16.09. | 24 | 805.7423 |  | 720.5108 | 0 | 9.246 | 75.9855 | 0
17.09. | 1 | 793.5444 |  | 710.4579 | 0 | 7.638 | 75.4485 | 0
17.09. | 2 | 787.026 |  | 706.196 | 0 | 5.829 | 75.001 | 0
17.09. | 3 | 788.101 |  | 706.825 | 0 | 6.633 | 74.643 | 0
17.09. | 4 | 779.7609 |  | 698.7784 | 0 | 8.04 | 72.9425 | 0
17.09. | 5 | 779.308 |  | 697.0975 | 0 | 9.447 | 72.7635 | 0
17.09. | 6 | 788.239 |  | 705.4695 | 0 | 9.648 | 73.1215 | 0
17.09. | 7 | 839.4813 |  | 757.0463 | 0 | 9.045 | 73.39 | 0
17.09. | 8 | 846.4629 |  | 763.7374 | 0 | 9.246 | 73.4795 | 0
17.09. | 9 | 850.0209 |  | 769.5284 | 0 | 6.834 | 73.6585 | 0
17.09. | 10 | 847.1117 |  | 767.0667 | 0 | 6.834 | 73.211 | 0
17.09. | 11 | 842.7264 |  | 762.4144 | 0 | 7.638 | 72.674 | 0
17.09. | 12 | 842.7534 |  | 761.1239 | 0 | 9.045 | 72.5845 | 0
17.09. | 13 | 840.7698 |  | 755.7233 | 0 | 12.462 | 72.5845 | 0
17.09. | 14 | 841.957 |  | 751.1035 | 0 | 18.09 | 72.7635 | 0
17.09. | 15 | 849.042 |  | 754.346 | 0 | 21.306 | 73.39 | 0
17.09. | 16 | 860.6646 |  | 757.8596 | 0 | 28.341 | 74.464 | 0
17.09. | 17 | 876.8279 |  | 766.3834 | 0 | 35.175 | 75.2695 | 0
17.09. | 18 | 884.8854 |  | 772.1419 | 0 | 38.19 | 74.5535 | 0
17.09. | 19 | 887.4435 |  | 776.2845 | 0 | 35.979 | 75.18 | 0
17.09. | 20 | 885.3659 |  | 776.6424 | 0 | 34.17 | 74.5535 | 0
17.09. | 21 | 879.5727 |  | 773.5517 | 0 | 31.557 | 74.464 | 0
17.09. | 22 | 876.7951 |  | 774.5711 | 0 | 27.939 | 74.285 | 0
17.09. | 23 | 873.3511 |  | 775.8616 | 0 | 23.115 | 74.3745 | 0
17.09. | 24 | 810.0294 |  | 715.5549 | 0 | 20.1 | 74.3745 | 0
18.09. | 1 | 801.8148 |  | 710.1543 | 0 | 17.286 | 74.3745 | 0
18.09. | 2 | 799.1057 |  | 709.2542 | 0 | 15.477 | 74.3745 | 0
18.09. | 3 | 792.4861 |  | 705.7406 | 0 | 13.266 | 73.4795 | 0
18.09. | 4 | 791.8006 |  | 707.0636 | 0 | 10.452 | 74.285 | 0
18.09. | 5 | 793.592 |  | 710.664 | 0 | 8.643 | 74.285 | 0
18.09. | 6 | 800.6166 |  | 719.2746 | 0 | 7.236 | 74.106 | 0
18.09. | 7 | 859.4924 |  | 776.6099 | 0 | 9.045 | 73.8375 | 0
18.09. | 8 | 873.9974 |  | 787.5629 | 0 | 12.06 | 74.3745 | 0
18.09. | 9 | 866.8784 |  | 784.2879 | 0 | 9.648 | 72.9425 | 0
18.09. | 10 | 864.8414 |  | 785.5784 | 0 | 6.231 | 73.032 | 0
18.09. | 11 | 842.4035 |  | 768.9755 | 0 | 3.618 | 69.81 | 0
18.09. | 12 | 848.8561 |  | 772.5216 | 0 | 4.824 | 71.5105 | 0
18.09. | 13 | 866.273 |  | 783.301 | 0 | 9.045 | 73.927 | 0
18.09. | 14 | 877.8579 |  | 786.9339 | 0 | 16.281 | 74.643 | 0
18.09. | 15 | 884.6364 |  | 786.9664 | 0 | 22.311 | 75.359 | 0
18.09. | 16 | 885.6706 |  | 782.9756 | 0 | 27.336 | 75.359 | 0
18.09. | 17 | 895.3789 |  | 786.9664 | 0 | 32.964 | 75.4485 | 0
18.09. | 18 | 894.818 |  | 790.4475 | 0 | 28.743 | 75.6275 | 0
18.09. | 19 | 879.6439 |  | 782.4009 | 0 | 23.316 | 73.927 | 0
18.09. | 20 | 892.2247 |  | 793.5057 | 0 | 23.718 | 75.001 | 0
18.09. | 21 | 891.991 |  | 792.3345 | 0 | 24.924 | 74.7325 | 0
18.09. | 22 | 870.5777 |  | 774.7447 | 0 | 23.517 | 72.316 | 0
18.09. | 23 | 872.8997 |  | 776.7292 | 0 | 22.512 | 73.6585 | 0
18.09. | 24 | 805.8087 |  | 709.8832 | 0 | 21.909 | 74.0165 | 0
19.09. | 1 | 794.9311 |  | 701.2401 | 0 | 20.301 | 73.39 | 0
19.09. | 2 | 788.2154 |  | 696.8264 | 0 | 18.894 | 72.495 | 0
19.09. | 3 | 789.9368 |  | 699.7978 | 0 | 17.286 | 72.853 | 0
19.09. | 4 | 786.3491 |  | 697.9326 | 0 | 17.085 | 71.3315 | 0
19.09. | 5 | 788.0304 |  | 700.0364 | 0 | 15.678 | 72.316 | 0
19.09. | 6 | 792.4427 |  | 703.3982 | 0 | 16.281 | 72.7635 | 0
19.09. | 7 | 835.9977 |  | 746.4837 | 0 | 16.482 | 73.032 | 0
19.09. | 8 | 846.5812 |  | 759.3237 | 0 | 14.673 | 72.5845 | 0
19.09. | 9 | 864.6356 |  | 781.5551 | 0 | 10.854 | 72.2265 | 0
19.09. | 10 | 857.4806 |  | 777.6836 | 0 | 7.839 | 71.958 | 0
19.09. | 11 | 851.4421 |  | 773.8121 | 0 | 6.03 | 71.6 | 0
19.09. | 12 | 846.4617 |  | 768.9212 | 0 | 6.03 | 71.5105 | 0
19.09. | 13 | 846.686 |  | 767.7825 | 0 | 7.035 | 71.8685 | 0
19.09. | 14 | 825.6124 |  | 745.6379 | 0 | 8.643 | 71.3315 | 0
19.09. | 15 | 825.5069 |  | 742.4279 | 0 | 11.658 | 71.421 | 0
19.09. | 16 | 833.3101 |  | 745.5186 | 0 | 16.281 | 71.5105 | 0
19.09. | 17 | 841.6748 |  | 749.2383 | 0 | 21.105 | 71.3315 | 0
19.09. | 18 | 842.0623 |  | 748.5768 | 0 | 22.512 | 70.9735 | 0
19.09. | 19 | 849.0854 |  | 754.6389 | 0 | 23.115 | 71.3315 | 0
19.09. | 20 | 858.9086 |  | 764.1496 | 0 | 23.517 | 71.242 | 0
19.09. | 21 | 867.0407 |  | 770.8732 | 0 | 24.12 | 72.0475 | 0
19.09. | 22 | 858.8437 |  | 761.8722 | 0 | 24.924 | 72.0475 | 0
19.09. | 23 | 851.9591 |  | 754.5196 | 0 | 25.929 | 71.5105 | 0
19.09. | 24 | 800.0131 |  | 703.7561 | 0 | 24.12 | 72.137 | 0
20.09. | 1 | 792.5871 |  | 699.2556 | 0 | 21.105 | 72.2265 | 0
20.09. | 2 | 784.658 |  | 695.1455 | 0 | 17.286 | 72.2265 | 0
20.09. | 3 | 780.3185 |  | 693.8225 | 0 | 15.075 | 71.421 | 0
20.09. | 4 | 785.7779 |  | 700.6654 | 0 | 13.065 | 72.0475 | 0
20.09. | 5 | 784.591 |  | 699.6135 | 0 | 13.467 | 71.5105 | 0
20.09. | 6 | 789.1628 |  | 703.6043 | 0 | 13.869 | 71.6895 | 0
20.09. | 7 | 831.4754 |  | 745.6704 | 0 | 13.668 | 72.137 | 0
20.09. | 8 | 841.696 |  | 756.8945 | 0 | 11.859 | 72.9425 | 0
20.09. | 9 | 836.5809 |  | 752.7844 | 0 | 10.854 | 72.9425 | 0
20.09. | 10 | 834.0559 |  | 750.2359 | 0 | 10.251 | 73.569 | 0
20.09. | 11 | 836.2026 |  | 752.0686 | 0 | 9.849 | 74.285 | 0
20.09. | 12 | 835.5314 |  | 748.3164 | 0 | 13.467 | 73.748 | 0
20.09. | 13 | 838.7562 |  | 746.5162 | 0 | 18.492 | 73.748 | 0
20.09. | 14 | 847.0233 |  | 746.7873 | 0 | 26.13 | 74.106 | 0
20.09. | 15 | 853.619 |  | 747.3295 | 0 | 31.557 | 74.7325 | 0
20.09. | 16 | 849.1297 |  | 742.0157 | 0 | 33.366 | 73.748 | 0
20.09. | 17 | 865.3703 |  | 746.8198 | 0 | 43.818 | 74.7325 | 0
20.09. | 18 | 876.4472 |  | 747.1777 | 0 | 55.074 | 74.1955 | 0
20.09. | 19 | 893.6522 |  | 751.0492 | 0 | 68.139 | 74.464 | 0
20.09. | 20 | 890.1334 |  | 747.6874 | 0 | 68.34 | 74.106 | 0
20.09. | 21 | 895.5027 |  | 750.4202 | 0 | 70.35 | 74.7325 | 0
20.09. | 22 | 901.266 |  | 753.7495 | 0 | 72.963 | 74.5535 | 0
20.09. | 23 | 895.0862 |  | 749.7587 | 0 | 70.953 | 74.3745 | 0
20.09. | 24 | 845.6213 |  | 701.1858 | 0 | 69.345 | 75.0905 | 0
21.09. | 1 | 845.0817 |  | 700.9147 | 0 | 69.345 | 74.822 | 0
21.09. | 2 | 838.9198 |  | 703.1053 | 0 | 60.903 | 74.9115 | 0
21.09. | 3 | 829.1948 |  | 701.1533 | 0 | 53.667 | 74.3745 | 0
21.09. | 4 | 825.8136 |  | 698.0626 | 0 | 53.466 | 74.285 | 0
21.09. | 5 | 829.6247 |  | 698.3012 | 0 | 57.486 | 73.8375 | 0
21.09. | 6 | 831.4758 |  | 701.7823 | 0 | 55.677 | 74.0165 | 0
21.09. | 7 | 869.4022 |  | 740.7577 | 0 | 54.27 | 74.3745 | 0
21.09. | 8 | 867.0702 |  | 747.8067 | 0 | 45.426 | 73.8375 | 0
21.09. | 9 | 868.2173 |  | 771.1768 | 0 | 23.919 | 73.1215 | 0
21.09. | 10 | 864.5183 |  | 775.0483 | 0 | 16.08 | 73.39 | 0
21.09. | 11 | 860.9525 |  | 775.5905 | 0 | 11.256 | 74.106 | 0
21.09. | 12 | 856.468 |  | 774.3 | 0 | 8.241 | 73.927 | 0
21.09. | 13 | 852.5911 |  | 771.2961 | 0 | 8.442 | 72.853 | 0
21.09. | 14 | 826.8672 |  | 740.6602 | 0 | 14.07 | 72.137 | 0
21.09. | 15 | 831.3647 |  | 740.0637 | 0 | 18.09 | 73.211 | 0
21.09. | 16 | 843.77 |  | 747.3295 | 0 | 21.708 | 74.7325 | 0
21.09. | 17 | 846.3299 |  | 748.3489 | 0 | 23.517 | 74.464 | 0
21.09. | 18 | 854.0898 |  | 755.1918 | 0 | 23.718 | 75.18 | 0
21.09. | 19 | 860.2995 |  | 758.944 | 0 | 25.728 | 75.6275 | 0
21.09. | 20 | 876.0396 |  | 775.2651 | 0 | 25.326 | 75.4485 | 0
21.09. | 21 | 872.2294 |  | 773.4649 | 0 | 23.316 | 75.4485 | 0
21.09. | 22 | 851.9837 |  | 754.2917 | 0 | 22.512 | 75.18 | 0
21.09. | 23 | 852.8889 |  | 753.5434 | 0 | 23.718 | 75.6275 | 0
21.09. | 24 | 817.2351 |  | 717.4201 | 0 | 23.919 | 75.896 | 0
22.09. | 1 | 814.928 |  | 716.52 | 0 | 22.512 | 75.896 | 0
22.09. | 2 | 811.4849 |  | 716.2489 | 0 | 19.698 | 75.538 | 0
22.09. | 3 | 814.2907 |  | 722.1592 | 0 | 16.683 | 75.4485 | 0
22.09. | 4 | 810.9786 |  | 721.2591 | 0 | 14.271 | 75.4485 | 0
22.09. | 5 | 807.6404 |  | 720.0879 | 0 | 12.462 | 75.0905 | 0
22.09. | 6 | 811.5043 |  | 724.9788 | 0 | 11.256 | 75.2695 | 0
22.09. | 7 | 843.8175 |  | 758.944 | 0 | 9.246 | 75.6275 | 0
22.09. | 8 | 844.5078 |  | 761.6443 | 0 | 7.236 | 75.6275 | 0
22.09. | 9 | 840.8716 |  | 761.1346 | 0 | 4.02 | 75.717 | 0
22.09. | 10 | 827.8813 |  | 750.6913 | 0 | 2.01 | 75.18 | 0
22.09. | 11 | 825.0318 |  | 748.1103 | 0 | 2.01 | 74.9115 | 0
22.09. | 12 | 824.8839 |  | 747.0909 | 0 | 2.613 | 75.18 | 0
22.09. | 13 | 828.6125 |  | 748.6525 | 0 | 4.422 | 75.538 | 0
22.09. | 14 | 828.7808 |  | 747.4813 | 0 | 6.03 | 75.2695 | 0
22.09. | 15 | 831.9968 |  | 747.4813 | 0 | 9.246 | 75.2695 | 0
22.09. | 16 | 831.9431 |  | 744.3906 | 0 | 12.462 | 75.0905 | 0
22.09. | 17 | 837.5353 |  | 747.4813 | 0 | 14.874 | 75.18 | 0
22.09. | 18 | 844.9896 |  | 749.5526 | 0 | 19.899 | 75.538 | 0
22.09. | 19 | 854.9083 |  | 755.8533 | 0 | 23.517 | 75.538 | 0
22.09. | 20 | 858.1752 |  | 757.5342 | 0 | 24.924 | 75.717 | 0
22.09. | 21 | 861.3824 |  | 759.3344 | 0 | 26.331 | 75.717 | 0
22.09. | 22 | 858.7521 |  | 757.2631 | 0 | 26.13 | 75.359 | 0
22.09. | 23 | 854.6382 |  | 753.6627 | 0 | 25.527 | 75.4485 | 0
22.09. | 24 | 815.4452 |  | 716.3682 | 0 | 23.718 | 75.359 | 0
23.09. | 1 | 808.8816 |  | 712.8871 | 0 | 20.904 | 75.0905 | 0
23.09. | 2 | 803.9558 |  | 709.5253 | 0 | 19.698 | 74.7325 | 0
23.09. | 3 | 809.467 |  | 716.4875 | 0 | 17.889 | 75.0905 | 0
23.09. | 4 | 808.4947 |  | 717.6587 | 0 | 15.477 | 75.359 | 0
23.09. | 5 | 797.2515 |  | 710.035 | 0 | 12.663 | 74.5535 | 0
23.09. | 6 | 812.1409 |  | 724.5884 | 0 | 12.462 | 75.0905 | 0
23.09. | 7 | 872.3245 |  | 785.2855 | 0 | 11.859 | 75.18 | 0
23.09. | 8 | 881.3843 |  | 795.7288 | 0 | 9.849 | 75.8065 | 0
23.09. | 9 | 876.7841 |  | 794.5251 | 0 | 7.437 | 74.822 | 0
23.09. | 10 | 864.9715 |  | 786.511 | 0 | 4.623 | 73.8375 | 0
23.09. | 11 | 858.7436 |  | 782.2491 | 0 | 3.015 | 73.4795 | 0
23.09. | 12 | 855.5294 |  | 779.1259 | 0 | 3.819 | 72.5845 | 0
23.09. | 13 | 857.4069 |  | 777.2064 | 0 | 7.437 | 72.7635 | 0
23.09. | 14 | 855.9041 |  | 770.6346 | 0 | 12.864 | 72.4055 | 0
23.09. | 15 | 861.5479 |  | 770.1574 | 0 | 18.09 | 73.3005 | 0
23.09. | 16 | 882.3427 |  | 782.5527 | 0 | 25.326 | 74.464 | 0
23.09. | 17 | 893.5708 |  | 785.4048 | 0 | 33.165 | 75.001 | 0
23.09. | 18 | 907.2036 |  | 792.6056 | 0 | 39.597 | 75.001 | 0
23.09. | 19 | 924.8373 |  | 800.8583 | 0 | 48.441 | 75.538 | 0
23.09. | 20 | 929.936 |  | 801.3355 | 0 | 53.868 | 74.7325 | 0
23.09. | 21 | 933.6194 |  | 803.6779 | 0 | 54.672 | 75.2695 | 0
23.09. | 22 | 925.9863 |  | 796.2928 | 0 | 55.677 | 74.0165 | 0
23.09. | 23 | 920.6818 |  | 791.7923 | 0 | 54.873 | 74.0165 | 0
23.09. | 24 | 853.1203 |  | 726.8658 | 0 | 52.059 | 74.1955 | 0
24.09. | 1 | 847.3657 |  | 722.0942 | 0 | 51.255 | 74.0165 | 0
24.09. | 2 | 855.2277 |  | 726.6272 | 0 | 53.868 | 74.7325 | 0
24.09. | 3 | 857.6542 |  | 727.2887 | 0 | 55.275 | 75.0905 | 0
24.09. | 4 | 857.1407 |  | 727.2887 | 0 | 54.672 | 75.18 | 0
24.09. | 5 | 855.3835 |  | 727.408 | 0 | 53.064 | 74.9115 | 0
24.09. | 6 | 856.9384 |  | 728.4274 | 0 | 53.868 | 74.643 | 0
24.09. | 7 | 907.9762 |  | 774.8422 | 0 | 58.491 | 74.643 | 0
24.09. | 8 | 925.5122 |  | 789.0052 | 0 | 61.506 | 75.001 | 0
24.09. | 9 | 926.0245 |  | 796.2385 | 0 | 54.069 | 75.717 | 0
24.09. | 10 | 912.6218 |  | 794.4058 | 0 | 43.215 | 75.001 | 0
24.09. | 11 | 895.9252 |  | 792.1827 | 0 | 29.547 | 74.1955 | 0
24.09. | 12 | 878.3527 |  | 786.3592 | 0 | 18.693 | 73.3005 | 0
24.09. | 13 | 870.9572 |  | 785.7302 | 0 | 11.658 | 73.569 | 0
24.09. | 14 | 867.2874 |  | 785.6109 | 0 | 7.839 | 73.8375 | 0
24.09. | 15 | 863.1553 |  | 781.5008 | 0 | 7.638 | 74.0165 | 0
24.09. | 16 | 866.8126 |  | 783.5721 | 0 | 9.045 | 74.1955 | 0
24.09. | 17 | 872.3712 |  | 787.0532 | 0 | 10.854 | 74.464 | 0
24.09. | 18 | 879.2225 |  | 789.1245 | 0 | 15.276 | 74.822 | 0
24.09. | 19 | 890.8456 |  | 790.6536 | 0 | 25.728 | 74.464 | 0
24.09. | 20 | 901.415 |  | 787.8015 | 0 | 39.597 | 74.0165 | 0
24.09. | 21 | 906.8335 |  | 783.93 | 0 | 49.245 | 73.6585 | 0
24.09. | 22 | 916.4648 |  | 785.9688 | 0 | 57.285 | 73.211 | 0
24.09. | 23 | 917.9076 |  | 782.8781 | 0 | 61.908 | 73.1215 | 0
24.09. | 24 | 858.7705 |  | 721.552 | 0 | 63.918 | 73.3005 | 0
25.09. | 1 | 855.1971 |  | 716.6611 | 0 | 65.325 | 73.211 | 0
25.09. | 2 | 854.997 |  | 715.0995 | 0 | 67.134 | 72.7635 | 0
25.09. | 3 | 864.8266 |  | 721.8231 | 0 | 69.345 | 73.6585 | 0
25.09. | 4 | 867.5875 |  | 722.8425 | 0 | 71.355 | 73.39 | 0
25.09. | 5 | 870.5013 |  | 723.5908 | 0 | 73.968 | 72.9425 | 0
25.09. | 6 | 880.1411 |  | 729.5011 | 0 | 77.787 | 72.853 | 0
25.09. | 7 | 938.3453 |  | 784.7108 | 0 | 79.797 | 73.8375 | 0
25.09. | 8 | 950.9188 |  | 800.1643 | 0 | 76.38 | 74.3745 | 0
25.09. | 9 | 937.9354 |  | 800.4029 | 0 | 63.516 | 74.0165 | 0
25.09. | 10 | 921.7341 |  | 797.6701 | 0 | 50.853 | 73.211 | 0
25.09. | 11 | 906.3438 |  | 796.2603 | 0 | 36.783 | 73.3005 | 0
25.09. | 12 | 898.6312 |  | 797.3447 | 0 | 26.733 | 74.5535 | 0
25.09. | 13 | 879.3116 |  | 788.7016 | 0 | 16.683 | 73.927 | 0
25.09. | 14 | 872.4515 |  | 788.4305 | 0 | 10.452 | 73.569 | 0
25.09. | 15 | 869.9019 |  | 788.1594 | 0 | 8.442 | 73.3005 | 0
25.09. | 16 | 868.819 |  | 787.769 | 0 | 7.839 | 73.211 | 0
25.09. | 17 | 867.7631 |  | 786.0881 | 0 | 8.643 | 73.032 | 0
25.09. | 18 | 866.5062 |  | 784.4072 | 0 | 9.246 | 72.853 | 0
25.09. | 19 | 868.9803 |  | 785.2748 | 0 | 11.658 | 72.0475 | 0
25.09. | 20 | 876.6771 |  | 786.7171 | 0 | 17.286 | 72.674 | 0
25.09. | 21 | 894.004 |  | 797.4315 | 0 | 22.914 | 73.6585 | 0
25.09. | 22 | 902.593 |  | 800.0125 | 0 | 28.743 | 73.8375 | 0
25.09. | 23 | 898.1634 |  | 794.5794 | 0 | 30.552 | 73.032 | 0
25.09. | 24 | 828.5068 |  | 724.2523 | 0 | 30.954 | 73.3005 | 0
26.09. | 1 | 804.2696 |  | 704.2876 | 0 | 30.351 | 69.631 | 0
26.09. | 2 | 798.2436 |  | 698.4641 | 0 | 30.954 | 68.8255 | 0
26.09. | 3 | 795.1143 |  | 697.0543 | 0 | 29.145 | 68.915 | 0
26.09. | 4 | 800.2896 |  | 701.1101 | 0 | 28.743 | 70.4365 | 0
26.09. | 5 | 810.6406 |  | 707.5951 | 0 | 31.356 | 71.6895 | 0
26.09. | 6 | 821.6953 |  | 713.2668 | 0 | 36.381 | 72.0475 | 0
26.09. | 7 | 866.951 |  | 751.7325 | 0 | 42.813 | 72.4055 | 0
26.09. | 8 | 889.413 |  | 763.9435 | 0 | 53.064 | 72.4055 | 0
26.09. | 9 | 903.9719 |  | 781.6744 | 0 | 50.25 | 72.0475 | 0
26.09. | 10 | 896.1002 |  | 780.5032 | 0 | 43.818 | 71.779 | 0
26.09. | 11 | 889.6388 |  | 780.8068 | 0 | 35.979 | 72.853 | 0
26.09. | 12 | 892.8005 |  | 789.0595 | 0 | 30.351 | 73.39 | 0
26.09. | 13 | 885.3741 |  | 784.1361 | 0 | 28.743 | 72.495 | 0
26.09. | 14 | 859.7438 |  | 762.7723 | 0 | 24.924 | 72.0475 | 0
26.09. | 15 | 851.1645 |  | 756.8295 | 0 | 22.914 | 71.421 | 0
26.09. | 16 | 852.3911 |  | 760.3756 | 0 | 18.894 | 73.1215 | 0
26.09. | 17 | 852.3553 |  | 763.4663 | 0 | 15.678 | 73.211 | 0
26.09. | 18 | 856.3465 |  | 767.88 | 0 | 14.271 | 74.1955 | 0
26.09. | 19 | 865.1053 |  | 771.8383 | 0 | 19.698 | 73.569 | 0
26.09. | 20 | 884.5783 |  | 778.2258 | 0 | 33.768 | 72.5845 | 0
26.09. | 21 | 903.2676 |  | 778.3776 | 0 | 51.858 | 73.032 | 0
26.09. | 22 | 907.5493 |  | 767.3378 | 0 | 66.732 | 73.4795 | 0
26.09. | 23 | 916.1945 |  | 764.6375 | 0 | 77.988 | 73.569 | 0
26.09. | 24 | 855.2656 |  | 714.7416 | 0 | 67.134 | 73.39 | 0
27.09. | 1 | 843.9214 |  | 713.6029 | 0 | 56.481 | 73.8375 | 0
27.09. | 2 | 834.0294 |  | 711.6834 | 0 | 48.24 | 74.106 | 0
27.09. | 3 | 831.1856 |  | 711.5641 | 0 | 45.426 | 74.1955 | 0
27.09. | 4 | 815.317 |  | 700.904 | 0 | 42.813 | 71.6 | 0
27.09. | 5 | 825.5535 |  | 700.2425 | 0 | 54.069 | 71.242 | 0
27.09. | 6 | 830.7167 |  | 704.6237 | 0 | 54.672 | 71.421 | 0
27.09. | 7 | 873.6114 |  | 750.8649 | 0 | 49.446 | 73.3005 | 0
27.09. | 8 | 887.6767 |  | 761.9372 | 0 | 52.26 | 73.4795 | 0
27.09. | 9 | 876.3983 |  | 761.5143 | 0 | 42.21 | 72.674 | 0
27.09. | 10 | 857.0778 |  | 754.4328 | 0 | 30.15 | 72.495 | 0
27.09. | 11 | 844.5024 |  | 751.4614 | 0 | 20.904 | 72.137 | 0
27.09. | 12 | 840.0249 |  | 751.4939 | 0 | 15.678 | 72.853 | 0
27.09. | 13 | 835.8118 |  | 751.2553 | 0 | 11.256 | 73.3005 | 0
27.09. | 14 | 824.7617 |  | 743.8702 | 0 | 8.844 | 72.0475 | 0
27.09. | 15 | 836.8859 |  | 753.4459 | 0 | 10.05 | 73.39 | 0
27.09. | 16 | 835.6924 |  | 751.4939 | 0 | 11.256 | 72.9425 | 0
27.09. | 17 | 842.3772 |  | 751.6132 | 0 | 18.09 | 72.674 | 0
27.09. | 18 | 851.072 |  | 751.7325 | 0 | 26.934 | 72.4055 | 0
27.09. | 19 | 860.9198 |  | 758.9658 | 0 | 28.743 | 73.211 | 0
27.09. | 20 | 869.0989 |  | 761.7854 | 0 | 34.371 | 72.9425 | 0
27.09. | 21 | 872.7524 |  | 764.3664 | 0 | 35.175 | 73.211 | 0
27.09. | 22 | 867.3445 |  | 763.3145 | 0 | 31.356 | 72.674 | 0
27.09. | 23 | 862.3544 |  | 761.7854 | 0 | 27.537 | 73.032 | 0
27.09. | 24 | 815.3809 |  | 716.1514 | 0 | 25.929 | 73.3005 | 0
28.09. | 1 | 806.7158 |  | 710.0568 | 0 | 24.522 | 72.137 | 0
28.09. | 2 | 810.2607 |  | 713.6897 | 0 | 23.718 | 72.853 | 0
28.09. | 3 | 804.225 |  | 711.228 | 0 | 20.502 | 72.495 | 0
28.09. | 4 | 799.2452 |  | 710.4472 | 0 | 16.482 | 72.316 | 0
28.09. | 5 | 801.357 |  | 713.809 | 0 | 14.874 | 72.674 | 0
28.09. | 6 | 807.3779 |  | 721.2809 | 0 | 13.065 | 73.032 | 0
28.09. | 7 | 838.3541 |  | 755.8751 | 0 | 9.447 | 73.032 | 0
28.09. | 8 | 848.7706 |  | 768.7476 | 0 | 6.633 | 73.39 | 0
28.09. | 9 | 868.6186 |  | 791.8791 | 0 | 3.618 | 73.1215 | 0
28.09. | 10 | 855.0095 |  | 781.913 | 0 | 1.407 | 71.6895 | 0
28.09. | 11 | 849.4779 |  | 777.1414 | 0 | 1.005 | 71.3315 | 0
28.09. | 12 | 850.994 |  | 776.1545 | 0 | 2.613 | 72.2265 | 0
28.09. | 13 | 851.3866 |  | 773.8446 | 0 | 5.226 | 72.316 | 0
28.09. | 14 | 825.2598 |  | 744.7703 | 0 | 8.442 | 72.0475 | 0
28.09. | 15 | 820.4486 |  | 737.1466 | 0 | 12.06 | 71.242 | 0
28.09. | 16 | 828.7499 |  | 741.1374 | 0 | 16.281 | 71.3315 | 0
28.09. | 17 | 829.191 |  | 737.472 | 0 | 21.909 | 69.81 | 0
28.09. | 18 | 842.9842 |  | 745.7897 | 0 | 25.326 | 71.8685 | 0
28.09. | 19 | 856.6315 |  | 753.652 | 0 | 30.753 | 72.2265 | 0
28.09. | 20 | 876.4868 |  | 772.4348 | 0 | 31.557 | 72.495 | 0
28.09. | 21 | 877.5945 |  | 774.235 | 0 | 30.954 | 72.4055 | 0
28.09. | 22 | 855.6265 |  | 753.652 | 0 | 29.748 | 72.2265 | 0
28.09. | 23 | 848.5946 |  | 749.3901 | 0 | 27.336 | 71.8685 | 0
28.09. | 24 | 810.4821 |  | 711.4991 | 0 | 26.13 | 72.853 | 0
29.09. | 1 | 813.2145 |  | 711.2605 | 0 | 28.743 | 73.211 | 0
29.09. | 2 | 828.2528 |  | 715.9128 | 0 | 38.592 | 73.748 | 0
29.09. | 3 | 830.7515 |  | 714.503 | 0 | 42.411 | 73.8375 | 0
29.09. | 4 | 834.2916 |  | 714.1126 | 0 | 46.431 | 73.748 | 0
29.09. | 5 | 836.7727 |  | 716.3032 | 0 | 46.632 | 73.8375 | 0
29.09. | 6 | 843.0225 |  | 720.923 | 0 | 48.441 | 73.6585 | 0
29.09. | 7 | 877.6992 |  | 754.1942 | 0 | 50.652 | 72.853 | 0
29.09. | 8 | 874.3041 |  | 754.5521 | 0 | 47.436 | 72.316 | 0
29.09. | 9 | 858.7146 |  | 750.0191 | 0 | 37.185 | 71.5105 | 0
29.09. | 10 | 833.3435 |  | 739.3915 | 0 | 24.321 | 69.631 | 0
29.09. | 11 | 822.7748 |  | 736.9948 | 0 | 15.075 | 70.705 | 0
29.09. | 12 | 820.2533 |  | 739.6083 | 0 | 9.045 | 71.6 | 0
29.09. | 13 | 817.8595 |  | 740.118 | 0 | 6.231 | 71.5105 | 0
29.09. | 14 | 818.6183 |  | 740.8988 | 0 | 6.03 | 71.6895 | 0
29.09. | 15 | 822.4443 |  | 742.2218 | 0 | 7.638 | 72.5845 | 0
29.09. | 16 | 828.959 |  | 746.6355 | 0 | 8.844 | 73.4795 | 0
29.09. | 17 | 834.5176 |  | 750.1166 | 0 | 10.653 | 73.748 | 0
29.09. | 18 | 841.0915 |  | 754.346 | 0 | 13.266 | 73.4795 | 0
29.09. | 19 | 845.6563 |  | 757.0138 | 0 | 15.879 | 72.7635 | 0
29.09. | 20 | 849.9991 |  | 757.7621 | 0 | 20.1 | 72.137 | 0
29.09. | 21 | 856.5897 |  | 759.9527 | 0 | 24.321 | 72.316 | 0
29.09. | 22 | 855.8463 |  | 758.2718 | 0 | 25.527 | 72.0475 | 0
29.09. | 23 | 854.8674 |  | 758.5429 | 0 | 23.919 | 72.4055 | 0
29.09. | 24 | 812.3077 |  | 718.8192 | 0 | 20.904 | 72.5845 | 0
30.09. | 1 | 805.1942 |  | 714.3187 | 0 | 18.291 | 72.5845 | 0
30.09. | 2 | 801.8742 |  | 713.6572 | 0 | 16.08 | 72.137 | 0
30.09. | 3 | 798.6073 |  | 711.9763 | 0 | 14.673 | 71.958 | 0
30.09. | 4 | 795.7345 |  | 710.534 | 0 | 13.869 | 71.3315 | 0
30.09. | 5 | 795.3507 |  | 711.0437 | 0 | 13.065 | 71.242 | 0
30.09. | 6 | 802.9265 |  | 719.535 | 0 | 12.06 | 71.3315 | 0
30.09. | 7 | 858.2243 |  | 773.6928 | 0 | 12.663 | 71.8685 | 0
30.09. | 8 | 867.0943 |  | 783.3228 | 0 | 12.261 | 71.5105 | 0
30.09. | 9 | 869.201 |  | 788.333 | 0 | 9.447 | 71.421 | 0
30.09. | 10 | 860.5765 |  | 783.171 | 0 | 6.432 | 70.9735 | 0
30.09. | 11 | 857.7792 |  | 781.1322 | 0 | 5.226 | 71.421 | 0
30.09. | 12 | 850.8573 |  | 774.3218 | 0 | 5.025 | 71.5105 | 0
30.09. | 13 | 856.1436 |  | 778.3126 | 0 | 6.231 | 71.6 | 0
30.09. | 14 | 857.2557 |  | 774.7122 | 0 | 10.854 | 71.6895 | 0
30.09. | 15 | 866.7536 |  | 776.3931 | 0 | 18.492 | 71.8685 | 0
30.09. | 16 | 874.7339 |  | 776.5124 | 0 | 26.532 | 71.6895 | 0
30.09. | 17 | 890.6877 |  | 781.1647 | 0 | 37.386 | 72.137 | 0
30.09. | 18 | 896.7368 |  | 780.1128 | 0 | 45.024 | 71.6 | 0
30.09. | 19 | 908.892 |  | 782.5745 | 0 | 54.27 | 72.0475 | 0
30.09. | 20 | 920.372 |  | 787.1075 | 0 | 60.501 | 72.7635 | 0
30.09. | 21 | 926.6357 |  | 788.2787 | 0 | 65.325 | 73.032 | 0
30.09. | 22 | 926.7158 |  | 785.9688 | 0 | 67.536 | 73.211 | 0
30.09. | 23 | 915.689 |  | 777.445 | 0 | 65.928 | 72.316 | 0
30.09. | 24 | 844.5365 |  | 711.228 | 0 | 60.903 | 72.4055 | 0
01.10. | 1 | 835.0511 |  | 707.5951 | 0 | 55.677 | 71.779 | 0
01.10. | 2 | 835.6547 |  | 711.7052 | 0 | 52.26 | 71.6895 | 0
01.10. | 3 | 840.8164 |  | 713.5379 | 0 | 54.873 | 72.4055 | 0
01.10. | 4 | 848.3383 |  | 715.2513 | 0 | 59.697 | 73.39 | 0
01.10. | 5 | 855.2329 |  | 713.5704 | 0 | 68.541 | 73.1215 | 0
01.10. | 6 | 861.5706 |  | 709.5471 | 0 | 79.797 | 72.2265 | 0
01.10. | 7 | 921.0394 |  | 760.4624 | 0 | 88.44 | 72.137 | 0
01.10. | 8 | 930.4321 |  | 768.7151 | 0 | 89.043 | 72.674 | 0
01.10. | 9 | 932.4427 |  | 772.8252 | 0 | 87.033 | 72.5845 | 0
01.10. | 10 | 918.8011 |  | 767.4246 | 0 | 78.792 | 72.5845 | 0
01.10. | 11 | 898.3446 |  | 760.9721 | 0 | 65.325 | 72.0475 | 0
01.10. | 12 | 895.3296 |  | 760.9721 | 0 | 62.31 | 72.0475 | 0
01.10. | 13 | 895.4075 |  | 761.3625 | 0 | 61.908 | 72.137 | 0
01.10. | 14 | 887.9705 |  | 761.3625 | 0 | 54.471 | 72.137 | 0
01.10. | 15 | 887.7168 |  | 762.8048 | 0 | 52.059 | 72.853 | 0
01.10. | 16 | 881.9026 |  | 757.7946 | 0 | 51.255 | 72.853 | 0
01.10. | 17 | 877.5798 |  | 754.4328 | 0 | 50.652 | 72.495 | 0
01.10. | 18 | 883.3002 |  | 755.4847 | 0 | 54.873 | 72.9425 | 0
01.10. | 19 | 913.9377 |  | 761.3082 | 0 | 78.792 | 73.8375 | 0
01.10. | 20 | 929.8525 |  | 758.2175 | 0 | 97.887 | 73.748 | 0
01.10. | 21 | 932.6753 |  | 756.4173 | 0 | 102.51 | 73.748 | 0
01.10. | 22 | 937.2625 |  | 759.508 | 0 | 103.917 | 73.8375 | 0
01.10. | 23 | 942.0683 |  | 758.9983 | 0 | 109.143 | 73.927 | 0
01.10. | 24 | 886.3001 |  | 697.4011 | 0 | 114.972 | 73.927 | 0
02.10. | 1 | 884.7521 |  | 691.6101 | 0 | 119.394 | 73.748 | 0
02.10. | 2 | 889.1289 |  | 692.3909 | 0 | 122.811 | 73.927 | 0
02.10. | 3 | 884.2446 |  | 688.4001 | 0 | 122.007 | 73.8375 | 0
02.10. | 4 | 881.7198 |  | 689.5388 | 0 | 118.791 | 73.39 | 0
02.10. | 5 | 884.3749 |  | 693.0199 | 0 | 117.786 | 73.569 | 0
02.10. | 6 | 894.9088 |  | 703.0403 | 0 | 118.389 | 73.4795 | 0
02.10. | 7 | 943.9186 |  | 752.6326 | 0 | 118.791 | 72.495 | 0
02.10. | 8 | 966.2601 |  | 771.9576 | 0 | 121.002 | 73.3005 | 0
02.10. | 9 | 959.6007 |  | 777.3582 | 0 | 108.942 | 73.3005 | 0
02.10. | 10 | 943.461 |  | 777.4775 | 0 | 92.862 | 73.1215 | 0
02.10. | 11 | 930.7383 |  | 777.5968 | 0 | 80.199 | 72.9425 | 0
02.10. | 12 | 917.2707 |  | 773.4867 | 0 | 70.752 | 73.032 | 0
02.10. | 13 | 910.8071 |  | 776.4906 | 0 | 60.3 | 74.0165 | 0
02.10. | 14 | 898.6968 |  | 778.9198 | 0 | 46.029 | 73.748 | 0
02.10. | 15 | 886.8654 |  | 781.7394 | 0 | 31.557 | 73.569 | 0
02.10. | 16 | 874.491 |  | 778.768 | 0 | 22.512 | 73.211 | 0
02.10. | 17 | 865.9705 |  | 774.2675 | 0 | 18.492 | 73.211 | 0
02.10. | 18 | 874.0429 |  | 781.1104 | 0 | 19.095 | 73.8375 | 0
02.10. | 19 | 888.1223 |  | 783.4203 | 0 | 30.954 | 73.748 | 0
02.10. | 20 | 914.1137 |  | 794.0697 | 0 | 46.833 | 73.211 | 0
02.10. | 21 | 940.9664 |  | 803.6129 | 0 | 63.516 | 73.8375 | 0
02.10. | 22 | 949.0874 |  | 799.7414 | 0 | 75.777 | 73.569 | 0
02.10. | 23 | 954.575 |  | 798.0605 | 0 | 83.214 | 73.3005 | 0
02.10. | 24 | 880.5191 |  | 722.4846 | 0 | 84.018 | 74.0165 | 0
03.10. | 1 | 868.5316 |  | 714.7416 | 0 | 80.4 | 73.39 | 0
03.10. | 2 | 870.2348 |  | 717.2033 | 0 | 79.194 | 73.8375 | 0
03.10. | 3 | 867.0504 |  | 714.1994 | 0 | 79.998 | 72.853 | 0
03.10. | 4 | 862.2464 |  | 711.5859 | 0 | 78.792 | 71.8685 | 0
03.10. | 5 | 859.1899 |  | 712.2149 | 0 | 75.375 | 71.6 | 0
03.10. | 6 | 869.9626 |  | 721.7581 | 0 | 75.978 | 72.2265 | 0
03.10. | 7 | 915.0688 |  | 766.0148 | 0 | 76.38 | 72.674 | 0
03.10. | 8 | 920.9411 |  | 777.7161 | 0 | 70.551 | 72.674 | 0
03.10. | 9 | 930.2904 |  | 799.0799 | 0 | 58.089 | 73.1215 | 0
03.10. | 10 | 912.6564 |  | 796.4989 | 0 | 43.215 | 72.9425 | 0
03.10. | 11 | 890.4427 |  | 790.1657 | 0 | 28.14 | 72.137 | 0
03.10. | 12 | 877.2116 |  | 788.6366 | 0 | 16.08 | 72.495 | 0
03.10. | 13 | 862.6102 |  | 782.4552 | 0 | 7.839 | 72.316 | 0
03.10. | 14 | 835.8345 |  | 759.4105 | 0 | 4.824 | 71.6 | 0
03.10. | 15 | 832.5573 |  | 756.9813 | 0 | 3.618 | 71.958 | 0
03.10. | 16 | 830.932 |  | 754.91 | 0 | 4.422 | 71.6 | 0
03.10. | 17 | 835.3895 |  | 757.491 | 0 | 6.03 | 71.8685 | 0
03.10. | 18 | 843.4031 |  | 762.8916 | 0 | 8.643 | 71.8685 | 0
03.10. | 19 | 857.8796 |  | 772.5866 | 0 | 12.261 | 73.032 | 0
03.10. | 20 | 872.5441 |  | 784.1686 | 0 | 15.075 | 73.3005 | 0
03.10. | 21 | 875.3217 |  | 783.1492 | 0 | 18.693 | 73.4795 | 0
03.10. | 22 | 861.3285 |  | 765.9605 | 0 | 20.904 | 74.464 | 0
03.10. | 23 | 862.2877 |  | 762.6312 | 0 | 24.924 | 74.7325 | 0
03.10. | 24 | 825.4524 |  | 718.1359 | 0 | 32.763 | 74.5535 | 0
04.10. | 1 | 828.8791 |  | 714.7741 | 0 | 39.999 | 74.106 | 0
04.10. | 2 | 826.9492 |  | 712.4642 | 0 | 40.2 | 74.285 | 0
04.10. | 3 | 820.9877 |  | 710.5447 | 0 | 35.979 | 74.464 | 0
04.10. | 4 | 813.642 |  | 707.4215 | 0 | 32.562 | 73.6585 | 0
04.10. | 5 | 815.4152 |  | 710.5122 | 0 | 31.155 | 73.748 | 0
04.10. | 6 | 817.8969 |  | 716.8129 | 0 | 27.336 | 73.748 | 0
04.10. | 7 | 854.0246 |  | 756.5366 | 0 | 23.919 | 73.569 | 0
04.10. | 8 | 854.8371 |  | 760.4081 | 0 | 20.502 | 73.927 | 0
04.10. | 9 | 844.6761 |  | 758.4236 | 0 | 13.668 | 72.5845 | 0
04.10. | 10 | 831.7527 |  | 752.8712 | 0 | 6.834 | 72.0475 | 0
04.10. | 11 | 827.9868 |  | 751.8518 | 0 | 3.819 | 72.316 | 0
04.10. | 12 | 832.4136 |  | 755.8751 | 0 | 3.417 | 73.1215 | 0
04.10. | 13 | 836.0228 |  | 757.6753 | 0 | 5.226 | 73.1215 | 0
04.10. | 14 | 844.5214 |  | 761.8179 | 0 | 9.045 | 73.6585 | 0
04.10. | 15 | 851.9487 |  | 765.1797 | 0 | 12.663 | 74.106 | 0
04.10. | 16 | 854.4241 |  | 764.9086 | 0 | 15.678 | 73.8375 | 0
04.10. | 17 | 857.0693 |  | 766.0148 | 0 | 18.291 | 72.7635 | 0
04.10. | 18 | 862.3098 |  | 766.6763 | 0 | 22.512 | 73.1215 | 0
04.10. | 19 | 882.7572 |  | 780.6007 | 0 | 28.14 | 74.0165 | 0
04.10. | 20 | 885.9192 |  | 783.1817 | 0 | 28.542 | 74.1955 | 0
04.10. | 21 | 882.1869 |  | 781.7719 | 0 | 26.13 | 74.285 | 0
04.10. | 22 | 874.2657 |  | 777.4232 | 0 | 22.11 | 74.7325 | 0
04.10. | 23 | 872.9045 |  | 780.7525 | 0 | 17.688 | 74.464 | 0
04.10. | 24 | 827.4878 |  | 739.1093 | 0 | 13.467 | 74.9115 | 0
05.10. | 1 | 825.7749 |  | 740.0094 | 0 | 10.854 | 74.9115 | 0
05.10. | 2 | 822.7235 |  | 738.99 | 0 | 8.643 | 75.0905 | 0
05.10. | 3 | 816.5371 |  | 734.0991 | 0 | 7.437 | 75.001 | 0
05.10. | 4 | 819.2556 |  | 737.3091 | 0 | 7.035 | 74.9115 | 0
05.10. | 5 | 815.9029 |  | 735.4764 | 0 | 6.231 | 74.1955 | 0
05.10. | 6 | 816.0135 |  | 737.038 | 0 | 4.422 | 74.5535 | 0
05.10. | 7 | 818.3715 |  | 739.619 | 0 | 4.02 | 74.7325 | 0
05.10. | 8 | 821.7191 |  | 743.1001 | 0 | 3.618 | 75.001 | 0
05.10. | 9 | 812.2252 |  | 735.5957 | 0 | 2.613 | 74.0165 | 0
05.10. | 10 | 809.1747 |  | 733.0147 | 0 | 2.412 | 73.748 | 0
05.10. | 11 | 815.0094 |  | 735.4764 | 0 | 5.427 | 74.106 | 0
05.10. | 12 | 816.9685 |  | 733.7955 | 0 | 9.246 | 73.927 | 0
05.10. | 13 | 823.04 |  | 733.1665 | 0 | 15.678 | 74.1955 | 0
05.10. | 14 | 826.7717 |  | 730.4662 | 0 | 22.11 | 74.1955 | 0
05.10. | 15 | 828.6529 |  | 728.3949 | 0 | 26.331 | 73.927 | 0
05.10. | 16 | 834.7002 |  | 730.4662 | 0 | 29.949 | 74.285 | 0
05.10. | 17 | 832.448 |  | 725.4235 | 0 | 33.366 | 73.6585 | 0
05.10. | 18 | 829.6959 |  | 722.6039 | 0 | 33.165 | 73.927 | 0
05.10. | 19 | 833.3468 |  | 727.4623 | 0 | 32.763 | 73.1215 | 0
05.10. | 20 | 834.5938 |  | 726.7683 | 0 | 35.778 | 72.0475 | 0
05.10. | 21 | 830.7794 |  | 725.0549 | 0 | 34.572 | 71.1525 | 0
05.10. | 22 | 825.5431 |  | 724.3066 | 0 | 29.547 | 71.6895 | 0
05.10. | 23 | 820.6469 |  | 726.3779 | 0 | 22.311 | 71.958 | 0
05.10. | 24 | 814.5608 |  | 722.3003 | 0 | 19.497 | 72.7635 | 0
06.10. | 1 | 811.3027 |  | 718.8192 | 0 | 19.899 | 72.5845 | 0
06.10. | 2 | 806.1825 |  | 716.3575 | 0 | 17.688 | 72.137 | 0
06.10. | 3 | 800.5227 |  | 713.6247 | 0 | 15.477 | 71.421 | 0
06.10. | 4 | 804.3735 |  | 716.3575 | 0 | 15.879 | 72.137 | 0
06.10. | 5 | 793.5826 |  | 706.3046 | 0 | 15.678 | 71.6 | 0
06.10. | 6 | 801.3373 |  | 708.7013 | 0 | 22.11 | 70.526 | 0
06.10. | 7 | 841.5724 |  | 741.7664 | 0 | 28.743 | 71.063 | 0
06.10. | 8 | 853.6902 |  | 754.1292 | 0 | 28.14 | 71.421 | 0
06.10. | 9 | 849.6526 |  | 757.7296 | 0 | 20.502 | 71.421 | 0
06.10. | 10 | 837.8297 |  | 748.9672 | 0 | 17.889 | 70.9735 | 0
06.10. | 11 | 845.3358 |  | 751.1578 | 0 | 23.115 | 71.063 | 0
06.10. | 12 | 857.561 |  | 754.2485 | 0 | 32.16 | 71.1525 | 0
06.10. | 13 | 863.993 |  | 754.2485 | 0 | 38.592 | 71.1525 | 0
06.10. | 14 | 869.5201 |  | 749.3251 | 0 | 49.848 | 70.347 | 0
06.10. | 15 | 881.963 |  | 750.377 | 0 | 60.702 | 70.884 | 0
06.10. | 16 | 897.7759 |  | 755.3329 | 0 | 69.948 | 72.495 | 0
06.10. | 17 | 904.5028 |  | 758.9333 | 0 | 73.164 | 72.4055 | 0
06.10. | 18 | 915.5351 |  | 764.1821 | 0 | 79.395 | 71.958 | 0
06.10. | 19 | 929.6739 |  | 772.0444 | 0 | 85.224 | 72.4055 | 0
06.10. | 20 | 934.9363 |  | 773.0638 | 0 | 89.646 | 72.2265 | 0
06.10. | 21 | 942.901 |  | 779.397 | 0 | 90.651 | 72.853 | 0
06.10. | 22 | 936.1568 |  | 773.7253 | 0 | 89.847 | 72.5845 | 0
06.10. | 23 | 938.4966 |  | 775.7966 | 0 | 89.847 | 72.853 | 0
06.10. | 24 | 903.0359 |  | 739.9119 | 0 | 90.45 | 72.674 | 0
07.10. | 1 | 907.8505 |  | 737.602 | 0 | 97.485 | 72.7635 | 0
07.10. | 2 | 913.1072 |  | 736.1597 | 0 | 104.721 | 72.2265 | 0
07.10. | 3 | 915.7663 |  | 733.8173 | 0 | 110.349 | 71.6 | 0
07.10. | 4 | 915.2612 |  | 731.5942 | 0 | 112.962 | 70.705 | 0
07.10. | 5 | 913.1545 |  | 726.584 | 0 | 115.776 | 70.7945 | 0
07.10. | 6 | 923.6404 |  | 735.9754 | 0 | 116.781 | 70.884 | 0
07.10. | 7 | 977.644 |  | 788.9945 | 0 | 116.781 | 71.8685 | 0
07.10. | 8 | 980.3603 |  | 794.9048 | 0 | 113.766 | 71.6895 | 0
07.10. | 9 | 972.9858 |  | 796.1953 | 0 | 104.922 | 71.8685 | 0
07.10. | 10 | 960.1664 |  | 791.3044 | 0 | 97.083 | 71.779 | 0
07.10. | 11 | 955.7589 |  | 791.9659 | 0 | 91.656 | 72.137 | 0
07.10. | 12 | 932.6791 |  | 784.7651 | 0 | 75.777 | 72.137 | 0
07.10. | 13 | 905.0891 |  | 776.4256 | 0 | 56.079 | 72.5845 | 0
07.10. | 14 | 885.5051 |  | 768.0536 | 0 | 45.225 | 72.2265 | 0
07.10. | 15 | 880.5444 |  | 766.2209 | 0 | 42.813 | 71.5105 | 0
07.10. | 16 | 888.8678 |  | 776.3063 | 0 | 39.798 | 72.7635 | 0
07.10. | 17 | 894.8481 |  | 782.8456 | 0 | 39.597 | 72.4055 | 0
07.10. | 18 | 910.4466 |  | 789.2656 | 0 | 49.044 | 72.137 | 0
07.10. | 19 | 938.6221 |  | 791.8466 | 0 | 74.37 | 72.4055 | 0
07.10. | 20 | 959.1235 |  | 787.7365 | 0 | 98.892 | 72.495 | 0
07.10. | 21 | 976.0038 |  | 787.8883 | 0 | 115.173 | 72.9425 | 0
07.10. | 22 | 975.9545 |  | 779.397 | 0 | 123.615 | 72.9425 | 0
07.10. | 23 | 975.1229 |  | 776.5774 | 0 | 125.424 | 73.1215 | 0
07.10. | 24 | 913.9749 |  | 716.8129 | 0 | 123.414 | 73.748 | 0
08.10. | 1 | 911.0157 |  | 711.1087 | 0 | 127.233 | 72.674 | 0
08.10. | 2 | 925.3309 |  | 721.2484 | 0 | 131.856 | 72.2265 | 0
08.10. | 3 | 924.3805 |  | 722.7775 | 0 | 129.645 | 71.958 | 0
08.10. | 4 | 924.7313 |  | 726.7683 | 0 | 125.826 | 72.137 | 0
08.10. | 5 | 919.9861 |  | 725.5971 | 0 | 122.61 | 71.779 | 0
08.10. | 6 | 915.0778 |  | 727.9938 | 0 | 116.379 | 70.705 | 0
08.10. | 7 | 959.1697 |  | 773.9857 | 0 | 115.374 | 69.81 | 0
08.10. | 8 | 965.3982 |  | 782.3577 | 0 | 112.962 | 70.0785 | 0
08.10. | 9 | 960.2865 |  | 783.7675 | 0 | 106.53 | 69.989 | 0
08.10. | 10 | 941.7687 |  | 777.8247 | 0 | 94.671 | 69.273 | 0
08.10. | 11 | 919.5023 |  | 772.9338 | 0 | 77.385 | 69.1835 | 0
08.10. | 12 | 901.8819 |  | 772.5759 | 0 | 59.496 | 69.81 | 0
08.10. | 13 | 884.9009 |  | 773.2374 | 0 | 41.406 | 70.2575 | 0
08.10. | 14 | 868.3507 |  | 769.4852 | 0 | 29.145 | 69.7205 | 0
08.10. | 15 | 865.0886 |  | 771.8276 | 0 | 22.914 | 70.347 | 0
08.10. | 16 | 865.1474 |  | 773.2699 | 0 | 20.904 | 70.9735 | 0
08.10. | 17 | 866.2564 |  | 773.9314 | 0 | 20.904 | 71.421 | 0
08.10. | 18 | 868.7248 |  | 772.3373 | 0 | 26.13 | 70.2575 | 0
08.10. | 19 | 901.7406 |  | 787.9101 | 0 | 43.215 | 70.6155 | 0
08.10. | 20 | 925.0987 |  | 791.3912 | 0 | 62.913 | 70.7945 | 0
08.10. | 21 | 945.417 |  | 793.4625 | 0 | 80.802 | 71.1525 | 0
08.10. | 22 | 950.78 |  | 789.6235 | 0 | 89.646 | 71.5105 | 0
08.10. | 23 | 948.526 |  | 787.704 | 0 | 89.043 | 71.779 | 0
08.10. | 24 | 885.6041 |  | 730.0976 | 0 | 83.817 | 71.6895 | 0
09.10. | 1 | 872.5692 |  | 724.5452 | 0 | 76.782 | 71.242 | 0
09.10. | 2 | 875.5669 |  | 722.4739 | 0 | 82.209 | 70.884 | 0
09.10. | 3 | 872.0211 |  | 720.4026 | 0 | 81.003 | 70.6155 | 0
09.10. | 4 | 870.4765 |  | 720.1315 | 0 | 79.998 | 70.347 | 0
09.10. | 5 | 873.6021 |  | 721.6931 | 0 | 81.204 | 70.705 | 0
09.10. | 6 | 879.6096 |  | 732.6786 | 0 | 74.973 | 71.958 | 0
09.10. | 7 | 932.6867 |  | 790.1982 | 0 | 69.546 | 72.9425 | 0
09.10. | 8 | 944.8642 |  | 802.4417 | 0 | 68.943 | 73.4795 | 0
09.10. | 9 | 936.5707 |  | 807.5712 | 0 | 55.878 | 73.1215 | 0
09.10. | 10 | 915.7253 |  | 803.2768 | 0 | 40.401 | 72.0475 | 0
09.10. | 11 | 901.943 |  | 801.867 | 0 | 27.939 | 72.137 | 0
09.10. | 12 | 886.1347 |  | 797.2472 | 0 | 16.482 | 72.4055 | 0
09.10. | 13 | 875.2676 |  | 795.0891 | 0 | 7.236 | 72.9425 | 0
09.10. | 14 | 865.6249 |  | 788.1269 | 0 | 4.824 | 72.674 | 0
09.10. | 15 | 871.5623 |  | 792.3888 | 0 | 6.231 | 72.9425 | 0
09.10. | 16 | 870.5586 |  | 791.2501 | 0 | 5.829 | 73.4795 | 0
09.10. | 17 | 874.5428 |  | 794.3408 | 0 | 6.633 | 73.569 | 0
09.10. | 18 | 879.1024 |  | 794.6119 | 0 | 10.653 | 73.8375 | 0
09.10. | 19 | 894.9038 |  | 804.0033 | 0 | 16.884 | 74.0165 | 0
09.10. | 20 | 907.2069 |  | 807.4844 | 0 | 25.527 | 74.1955 | 0
09.10. | 21 | 911.1635 |  | 807.7555 | 0 | 28.944 | 74.464 | 0
09.10. | 22 | 910.7703 |  | 805.9553 | 0 | 30.351 | 74.464 | 0
09.10. | 23 | 910.2389 |  | 799.7739 | 0 | 36.18 | 74.285 | 0
09.10. | 24 | 842.5125 |  | 726.085 | 0 | 42.411 | 74.0165 | 0
10.10. | 1 | 834.7363 |  | 721.7038 | 0 | 39.195 | 73.8375 | 0
10.10. | 2 | 825.098 |  | 718.342 | 0 | 33.366 | 73.39 | 0
10.10. | 3 | 827.1262 |  | 718.8517 | 0 | 34.974 | 73.3005 | 0
10.10. | 4 | 826.7839 |  | 718.7324 | 0 | 34.572 | 73.4795 | 0
10.10. | 5 | 828.21 |  | 717.6805 | 0 | 37.587 | 72.9425 | 0
10.10. | 6 | 841.3802 |  | 726.5622 | 0 | 41.607 | 73.211 | 0
10.10. | 7 | 892.93 |  | 770.4285 | 0 | 48.843 | 73.6585 | 0
10.10. | 8 | 900.6028 |  | 778.2583 | 0 | 49.044 | 73.3005 | 0
10.10. | 9 | 911.9018 |  | 795.6313 | 0 | 42.612 | 73.6585 | 0
10.10. | 10 | 899.8452 |  | 785.6977 | 0 | 41.205 | 72.9425 | 0
10.10. | 11 | 903.6972 |  | 781.1972 | 0 | 49.647 | 72.853 | 0
10.10. | 12 | 917.7399 |  | 788.1594 | 0 | 56.28 | 73.3005 | 0
10.10. | 13 | 918.5797 |  | 785.0687 | 0 | 60.3 | 73.211 | 0
10.10. | 14 | 917.2076 |  | 768.0861 | 0 | 76.179 | 72.9425 | 0
10.10. | 15 | 921.1161 |  | 768.0861 | 0 | 79.998 | 73.032 | 0
10.10. | 16 | 929.9337 |  | 773.4867 | 0 | 83.415 | 73.032 | 0
10.10. | 17 | 936.3047 |  | 774.7447 | 0 | 89.244 | 72.316 | 0
10.10. | 18 | 941.6623 |  | 778.2258 | 0 | 90.852 | 72.5845 | 0
10.10. | 19 | 944.3086 |  | 783.5071 | 0 | 88.038 | 72.7635 | 0
10.10. | 20 | 961.751 |  | 788.398 | 0 | 100.5 | 72.853 | 0
10.10. | 21 | 973.2705 |  | 789.6885 | 0 | 110.55 | 73.032 | 0
10.10. | 22 | 970.9607 |  | 778.0197 | 0 | 119.193 | 73.748 | 0
10.10. | 23 | 971.614 |  | 775.5905 | 0 | 122.007 | 74.0165 | 0
10.10. | 24 | 919.6923 |  | 726.1718 | 0 | 120.399 | 73.1215 | 0
11.10. | 1 | 920.61 |  | 723.4715 | 0 | 124.017 | 73.1215 | 0
11.10. | 2 | 923.2412 |  | 723.9812 | 0 | 126.228 | 73.032 | 0
11.10. | 3 | 916.3083 |  | 721.6713 | 0 | 121.605 | 73.032 | 0
11.10. | 4 | 917.4935 |  | 714.438 | 0 | 130.65 | 72.4055 | 0
11.10. | 5 | 926.8029 |  | 714.1669 | 0 | 140.499 | 72.137 | 0
11.10. | 6 | 934.5172 |  | 721.3677 | 0 | 141.102 | 72.0475 | 0
11.10. | 7 | 946.923 |  | 755.5065 | 0 | 120.801 | 70.6155 | 0
11.10. | 8 | 923.9883 |  | 763.3688 | 0 | 89.646 | 70.9735 | 0
11.10. | 9 | 909.8862 |  | 766.3077 | 0 | 72.963 | 70.6155 | 0
11.10. | 10 | 890.1615 |  | 761.9265 | 0 | 57.888 | 70.347 | 0
11.10. | 11 | 865.7247 |  | 757.9682 | 0 | 36.783 | 70.9735 | 0
11.10. | 12 | 847.9909 |  | 754.6389 | 0 | 22.11 | 71.242 | 0
11.10. | 13 | 850.842 |  | 750.4095 | 0 | 28.743 | 71.6895 | 0
11.10. | 14 | 863.6338 |  | 752.4808 | 0 | 39.195 | 71.958 | 0
11.10. | 15 | 871.5507 |  | 752.8712 | 0 | 46.632 | 72.0475 | 0
11.10. | 16 | 876.5029 |  | 750.8324 | 0 | 53.265 | 72.4055 | 0
11.10. | 17 | 880.2352 |  | 752.2422 | 0 | 55.677 | 72.316 | 0
11.10. | 18 | 885.959 |  | 758.814 | 0 | 54.471 | 72.674 | 0
11.10. | 19 | 893.6564 |  | 764.3664 | 0 | 56.079 | 73.211 | 0
11.10. | 20 | 901.0616 |  | 761.6336 | 0 | 66.933 | 72.495 | 0
11.10. | 21 | 906.2782 |  | 759.3237 | 0 | 74.37 | 72.5845 | 0
11.10. | 22 | 906.4437 |  | 756.7427 | 0 | 77.385 | 72.316 | 0
11.10. | 23 | 913.3387 |  | 755.4847 | 0 | 84.822 | 73.032 | 0
11.10. | 24 | 870.7045 |  | 705.437 | 0 | 92.862 | 72.4055 | 0
12.10. | 1 | 860.5423 |  | 695.2323 | 0 | 94.068 | 71.242 | 0
12.10. | 2 | 862.8349 |  | 695.4709 | 0 | 96.48 | 70.884 | 0
12.10. | 3 | 870.3631 |  | 703.7561 | 0 | 94.47 | 72.137 | 0
12.10. | 4 | 860.9804 |  | 701.9234 | 0 | 87.636 | 71.421 | 0
12.10. | 5 | 854.4332 |  | 702.0752 | 0 | 80.4 | 71.958 | 0
12.10. | 6 | 847.0614 |  | 698.6809 | 0 | 77.586 | 70.7945 | 0
12.10. | 7 | 867.0937 |  | 721.8017 | 0 | 77.988 | 67.304 | 0
12.10. | 8 | 869.1892 |  | 725.5757 | 0 | 78.189 | 65.4245 | 0
12.10. | 9 | 893.7741 |  | 751.7436 | 0 | 75.174 | 66.8565 | 0
12.10. | 10 | 882.4214 |  | 746.7334 | 0 | 68.742 | 66.946 | 0
12.10. | 11 | 875.2291 |  | 743.4041 | 0 | 64.521 | 67.304 | 0
12.10. | 12 | 877.6174 |  | 746.1694 | 0 | 62.712 | 68.736 | 0
12.10. | 13 | 875.6739 |  | 741.6364 | 0 | 65.928 | 68.1095 | 0
12.10. | 14 | 851.1595 |  | 716.1625 | 0 | 67.335 | 67.662 | 0
12.10. | 15 | 856.6817 |  | 718.6242 | 0 | 69.948 | 68.1095 | 0
12.10. | 16 | 858.1075 |  | 723.244 | 0 | 66.933 | 67.9305 | 0
12.10. | 17 | 863.4469 |  | 726.2154 | 0 | 68.943 | 68.2885 | 0
12.10. | 18 | 866.145 |  | 731.616 | 0 | 66.33 | 68.199 | 0
12.10. | 19 | 876.2208 |  | 737.5588 | 0 | 69.747 | 68.915 | 0
12.10. | 20 | 894.4241 |  | 749.8891 | 0 | 75.978 | 68.557 | 0
12.10. | 21 | 905.9772 |  | 750.7892 | 0 | 86.631 | 68.557 | 0
12.10. | 22 | 911.0032 |  | 739.8687 | 0 | 102.309 | 68.8255 | 0
12.10. | 23 | 915.1332 |  | 737.3202 | 0 | 108.54 | 69.273 | 0
12.10. | 24 | 869.383 |  | 693.7575 | 0 | 105.726 | 69.8995 | 0
13.10. | 1 | 869.5726 |  | 688.8341 | 0 | 111.555 | 69.1835 | 0
13.10. | 2 | 870.5427 |  | 690.3632 | 0 | 111.354 | 68.8255 | 0
13.10. | 3 | 864.6433 |  | 689.3113 | 0 | 107.133 | 68.199 | 0
13.10. | 4 | 862.54 |  | 689.821 | 0 | 104.52 | 68.199 | 0
13.10. | 5 | 872.8313 |  | 696.4253 | 0 | 107.133 | 69.273 | 0
13.10. | 6 | 883.7519 |  | 706.9879 | 0 | 107.133 | 69.631 | 0
13.10. | 7 | 921.162 |  | 744.5535 | 0 | 106.53 | 70.0785 | 0
13.10. | 8 | 921.2857 |  | 748.2732 | 0 | 103.113 | 69.8995 | 0
13.10. | 9 | 901.1096 |  | 744.7596 | 0 | 87.435 | 68.915 | 0
13.10. | 10 | 874.9745 |  | 730.9545 | 0 | 76.179 | 67.841 | 0
13.10. | 11 | 873.7424 |  | 730.6834 | 0 | 75.576 | 67.483 | 0
13.10. | 12 | 889.7445 |  | 730.293 | 0 | 92.058 | 67.3935 | 0
13.10. | 13 | 894.6128 |  | 731.0738 | 0 | 95.877 | 67.662 | 0
13.10. | 14 | 898.4445 |  | 734.8585 | 0 | 94.671 | 68.915 | 0
13.10. | 15 | 895.6757 |  | 734.0777 | 0 | 92.862 | 68.736 | 0
13.10. | 16 | 900.3162 |  | 741.8857 | 0 | 87.636 | 70.7945 | 0
13.10. | 17 | 891.1863 |  | 740.1723 | 0 | 81.204 | 69.81 | 0
13.10. | 18 | 887.2782 |  | 738.5457 | 0 | 80.802 | 67.9305 | 0
13.10. | 19 | 914.0976 |  | 742.8076 | 0 | 102.912 | 68.378 | 0
13.10. | 20 | 941.2926 |  | 737.0166 | 0 | 136.077 | 68.199 | 0
13.10. | 21 | 951.5658 |  | 731.7028 | 0 | 152.559 | 67.304 | 0
13.10. | 22 | 930.268 |  | 725.7925 | 0 | 137.082 | 67.3935 | 0
13.10. | 23 | 919.1257 |  | 723.0922 | 0 | 128.64 | 67.3935 | 0
13.10. | 24 | 882.1082 |  | 683.2167 | 0 | 131.856 | 67.0355 | 0
14.10. | 1 | 876.0668 |  | 678.2933 | 0 | 131.454 | 66.3195 | 0
14.10. | 2 | 875.2813 |  | 673.1313 | 0 | 136.278 | 65.872 | 0
14.10. | 3 | 872.9727 |  | 669.6827 | 0 | 136.881 | 66.409 | 0
14.10. | 4 | 872.6083 |  | 663.4688 | 0 | 143.715 | 65.4245 | 0
14.10. | 5 | 879.3453 |  | 664.1303 | 0 | 149.343 | 65.872 | 0
14.10. | 6 | 878.4464 |  | 671.4504 | 0 | 141.303 | 65.693 | 0
14.10. | 7 | 931.0599 |  | 726.1179 | 0 | 138.891 | 66.051 | 0
14.10. | 8 | 940.5568 |  | 738.7193 | 0 | 135.876 | 65.9615 | 0
14.10. | 9 | 940.0942 |  | 740.4002 | 0 | 133.464 | 66.23 | 0
14.10. | 10 | 946.7215 |  | 737.9385 | 0 | 142.911 | 65.872 | 0
14.10. | 11 | 939.7581 |  | 731.7571 | 0 | 142.308 | 65.693 | 0
14.10. | 12 | 931.5777 |  | 730.0762 | 0 | 136.077 | 65.4245 | 0
14.10. | 13 | 916.5075 |  | 734.0995 | 0 | 116.178 | 66.23 | 0
14.10. | 14 | 909.3246 |  | 733.0801 | 0 | 109.746 | 66.4985 | 0
14.10. | 15 | 913.7872 |  | 734.0127 | 0 | 112.56 | 67.2145 | 0
14.10. | 16 | 906.2319 |  | 738.4264 | 0 | 99.696 | 68.1095 | 0
14.10. | 17 | 902.5884 |  | 742.2654 | 0 | 92.661 | 67.662 | 0
14.10. | 18 | 887.1818 |  | 743.3173 | 0 | 75.576 | 68.2885 | 0
14.10. | 19 | 880.7067 |  | 750.7567 | 0 | 62.109 | 67.841 | 0
14.10. | 20 | 879.722 |  | 757.925 | 0 | 54.672 | 67.125 | 0
14.10. | 21 | 877.755 |  | 759.8445 | 0 | 51.054 | 66.8565 | 0
14.10. | 22 | 881.7553 |  | 756.7863 | 0 | 57.486 | 67.483 | 0
14.10. | 23 | 887.0511 |  | 753.7281 | 0 | 65.124 | 68.199 | 0
14.10. | 24 | 834.4933 |  | 689.3113 | 0 | 76.983 | 68.199 | 0
15.10. | 1 | 838.4703 |  | 687.3918 | 0 | 82.611 | 68.4675 | 0
15.10. | 2 | 841.7752 |  | 683.2817 | 0 | 89.847 | 68.6465 | 0
15.10. | 3 | 845.0973 |  | 675.1483 | 0 | 102.108 | 67.841 | 0
15.10. | 4 | 852.0408 |  | 672.5348 | 0 | 112.56 | 66.946 | 0
15.10. | 5 | 863.4265 |  | 673.0445 | 0 | 123.615 | 66.767 | 0
15.10. | 6 | 874.409 |  | 680.7875 | 0 | 126.228 | 67.3935 | 0
15.10. | 7 | 916.6616 |  | 726.5951 | 0 | 124.821 | 65.2455 | 0
15.10. | 8 | 918.5997 |  | 738.4482 | 0 | 114.369 | 65.7825 | 0
15.10. | 9 | 902.1271 |  | 740.7581 | 0 | 95.676 | 65.693 | 0
15.10. | 10 | 894.7825 |  | 741.81 | 0 | 86.832 | 66.1405 | 0
15.10. | 11 | 878.4469 |  | 740.2809 | 0 | 71.757 | 66.409 | 0
15.10. | 12 | 864.4221 |  | 739.5001 | 0 | 58.692 | 66.23 | 0
15.10. | 13 | 851.3022 |  | 743.6427 | 0 | 40.803 | 66.8565 | 0
15.10. | 14 | 839.8452 |  | 743.6427 | 0 | 29.346 | 66.8565 | 0
15.10. | 15 | 831.9022 |  | 742.9812 | 0 | 22.512 | 66.409 | 0
15.10. | 16 | 822.7512 |  | 739.7062 | 0 | 17.889 | 65.156 | 0
15.10. | 17 | 818.5195 |  | 738.535 | 0 | 15.276 | 64.7085 | 0
15.10. | 18 | 820.3449 |  | 742.1679 | 0 | 12.663 | 65.514 | 0
15.10. | 19 | 818.6138 |  | 742.5583 | 0 | 10.452 | 65.6035 | 0
15.10. | 20 | 814.5765 |  | 740.487 | 0 | 8.844 | 65.2455 | 0
15.10. | 21 | 808.8285 |  | 736.6155 | 0 | 7.236 | 64.977 | 0
15.10. | 22 | 811.5861 |  | 738.2096 | 0 | 7.236 | 66.1405 | 0
15.10. | 23 | 810.2658 |  | 736.7998 | 0 | 7.236 | 66.23 | 0
15.10. | 24 | 742.3587 |  | 670.2792 | 0 | 6.834 | 65.2455 | 0
16.10. | 1 | 734.9 |  | 664.6075 | 0 | 5.226 | 65.0665 | 0
16.10. | 2 | 734.4267 |  | 665.1172 | 0 | 4.422 | 64.8875 | 0
16.10. | 3 | 734.0438 |  | 664.0653 | 0 | 5.628 | 64.3505 | 0
16.10. | 4 | 733.6157 |  | 663.7942 | 0 | 5.829 | 63.9925 | 0
16.10. | 5 | 743.076 |  | 671.689 | 0 | 6.231 | 65.156 | 0
16.10. | 6 | 756.68 |  | 683.3035 | 0 | 7.236 | 66.1405 | 0
16.10. | 7 | 819.4678 |  | 745.8008 | 0 | 7.437 | 66.23 | 0
16.10. | 8 | 822.7917 |  | 749.9977 | 0 | 7.638 | 65.156 | 0
16.10. | 9 | 817.0992 |  | 746.0937 | 0 | 6.834 | 64.1715 | 0
16.10. | 10 | 808.076 |  | 740.357 | 0 | 5.427 | 62.292 | 0
16.10. | 11 | 807.0971 |  | 740.6281 | 0 | 3.819 | 62.65 | 0
16.10. | 12 | 803.839 |  | 737.147 | 0 | 4.221 | 62.471 | 0
16.10. | 13 | 811.1656 |  | 741.3221 | 0 | 6.03 | 63.8135 | 0
16.10. | 14 | 802.3017 |  | 732.5272 | 0 | 7.035 | 62.7395 | 0
16.10. | 15 | 805.7253 |  | 733.4273 | 0 | 9.648 | 62.65 | 0
16.10. | 16 | 811.3539 |  | 737.5374 | 0 | 11.256 | 62.5605 | 0
16.10. | 17 | 815.644 |  | 739.728 | 0 | 13.266 | 62.65 | 0
16.10. | 18 | 820.4401 |  | 742.5801 | 0 | 14.673 | 63.187 | 0
16.10. | 19 | 827.9183 |  | 747.6228 | 0 | 16.482 | 63.8135 | 0
16.10. | 20 | 835.2552 |  | 752.5462 | 0 | 18.09 | 64.619 | 0
16.10. | 21 | 832.0074 |  | 749.8134 | 0 | 18.291 | 63.903 | 0
16.10. | 22 | 831.0197 |  | 751.8847 | 0 | 14.874 | 64.261 | 0
16.10. | 23 | 836.0449 |  | 757.6214 | 0 | 12.462 | 65.9615 | 0
16.10. | 24 | 762.0012 |  | 685.7652 | 0 | 9.648 | 66.588 | 0
17.10. | 1 | 753.1663 |  | 678.2933 | 0 | 8.643 | 66.23 | 0
17.10. | 2 | 748.8953 |  | 675.0508 | 0 | 8.241 | 65.6035 | 0
17.10. | 3 | 748.3375 |  | 674.27 | 0 | 8.643 | 65.4245 | 0
17.10. | 4 | 751.7784 |  | 677.2414 | 0 | 8.844 | 65.693 | 0
17.10. | 5 | 753.8182 |  | 677.3607 | 0 | 10.854 | 65.6035 | 0
17.10. | 6 | 769.2808 |  | 691.7948 | 0 | 11.256 | 66.23 | 0
17.10. | 7 | 806.0436 |  | 728.5796 | 0 | 11.055 | 66.409 | 0
17.10. | 8 | 809.762 |  | 733.438 | 0 | 10.452 | 65.872 | 0
17.10. | 9 | 824.7426 |  | 754.2271 | 0 | 5.628 | 64.8875 | 0
17.10. | 10 | 824.9311 |  | 756.1791 | 0 | 3.417 | 65.335 | 0
17.10. | 11 | 823.3253 |  | 753.4788 | 0 | 4.422 | 65.4245 | 0
17.10. | 12 | 822.3682 |  | 750.0627 | 0 | 5.628 | 66.6775 | 0
17.10. | 13 | 822.3755 |  | 745.714 | 0 | 9.447 | 67.2145 | 0
17.10. | 14 | 809.6074 |  | 727.4734 | 0 | 14.472 | 67.662 | 0
17.10. | 15 | 819.343 |  | 724.502 | 0 | 27.537 | 67.304 | 0
17.10. | 16 | 833.8165 |  | 727.0505 | 0 | 39.999 | 66.767 | 0
17.10. | 17 | 841.6279 |  | 724.2309 | 0 | 50.451 | 66.946 | 0
17.10. | 18 | 848.2512 |  | 727.5927 | 0 | 53.265 | 67.3935 | 0
17.10. | 19 | 857.3398 |  | 733.6223 | 0 | 56.682 | 67.0355 | 0
17.10. | 20 | 860.1544 |  | 737.7324 | 0 | 55.476 | 66.946 | 0
17.10. | 21 | 859.7112 |  | 732.6897 | 0 | 60.702 | 66.3195 | 0
17.10. | 22 | 850.6402 |  | 723.0597 | 0 | 60.903 | 66.6775 | 0
17.10. | 23 | 850.0778 |  | 723.9923 | 0 | 58.692 | 67.3935 | 0
17.10. | 24 | 790.8464 |  | 674.0964 | 0 | 49.446 | 67.304 | 0
18.10. | 1 | 784.2995 |  | 668.5765 | 0 | 48.24 | 67.483 | 0
18.10. | 2 | 786.1085 |  | 668.5765 | 0 | 50.049 | 67.483 | 0
18.10. | 3 | 792.3932 |  | 671.6672 | 0 | 53.064 | 67.662 | 0
18.10. | 4 | 801.4534 |  | 665.0304 | 0 | 70.551 | 65.872 | 0
18.10. | 5 | 818.3653 |  | 662.1783 | 0 | 90.852 | 65.335 | 0
18.10. | 6 | 847.0691 |  | 675.2026 | 0 | 105.726 | 66.1405 | 0
18.10. | 7 | 895.4293 |  | 713.6683 | 0 | 115.173 | 66.588 | 0
18.10. | 8 | 898.2305 |  | 721.292 | 0 | 109.545 | 67.3935 | 0
18.10. | 9 | 902.4703 |  | 725.9118 | 0 | 109.344 | 67.2145 | 0
18.10. | 10 | 874.7957 |  | 708.1377 | 0 | 103.113 | 63.545 | 0
18.10. | 11 | 859.927 |  | 701.1755 | 0 | 95.475 | 63.2765 | 0
18.10. | 12 | 852.8661 |  | 706.6411 | 0 | 81.606 | 64.619 | 0
18.10. | 13 | 832.3766 |  | 704.6891 | 0 | 63.516 | 64.1715 | 0
18.10. | 14 | 829.4307 |  | 706.8797 | 0 | 58.29 | 64.261 | 0
18.10. | 15 | 831.9985 |  | 707.6605 | 0 | 59.898 | 64.44 | 0
18.10. | 16 | 839.3306 |  | 708.5606 | 0 | 66.33 | 64.44 | 0
18.10. | 17 | 849.9142 |  | 712.0417 | 0 | 73.164 | 64.7085 | 0
18.10. | 18 | 857.105 |  | 712.8225 | 0 | 79.395 | 64.8875 | 0
18.10. | 19 | 874.3534 |  | 719.0364 | 0 | 89.445 | 65.872 | 0
18.10. | 20 | 889.1995 |  | 721.8885 | 0 | 100.902 | 66.409 | 0
18.10. | 21 | 895.0024 |  | 721.6174 | 0 | 107.334 | 66.051 | 0
18.10. | 22 | 896.5222 |  | 720.4787 | 0 | 109.545 | 66.4985 | 0
18.10. | 23 | 893.0427 |  | 719.1882 | 0 | 107.535 | 66.3195 | 0
18.10. | 24 | 841.5818 |  | 671.2118 | 0 | 104.319 | 66.051 | 0
19.10. | 1 | 841.4793 |  | 675.1483 | 0 | 98.49 | 67.841 | 0
19.10. | 2 | 847.2782 |  | 680.7007 | 0 | 98.289 | 68.2885 | 0
19.10. | 3 | 856.7395 |  | 677.675 | 0 | 109.344 | 69.7205 | 0
19.10. | 4 | 862.3254 |  | 674.1939 | 0 | 118.59 | 69.5415 | 0
19.10. | 5 | 863.9692 |  | 671.1032 | 0 | 123.414 | 69.452 | 0
19.10. | 6 | 880.3969 |  | 679.3559 | 0 | 131.052 | 69.989 | 0
19.10. | 7 | 909.9501 |  | 710.7401 | 0 | 129.042 | 70.168 | 0
19.10. | 8 | 920.5466 |  | 721.6931 | 0 | 128.238 | 70.6155 | 0
19.10. | 9 | 933.7932 |  | 741.8207 | 0 | 122.61 | 69.3625 | 0
19.10. | 10 | 917.8311 |  | 736.9841 | 0 | 113.364 | 67.483 | 0
19.10. | 11 | 910.7355 |  | 738.665 | 0 | 104.319 | 67.7515 | 0
19.10. | 12 | 909.5843 |  | 745.9308 | 0 | 94.47 | 69.1835 | 0
19.10. | 13 | 895.079 |  | 740.6495 | 0 | 85.425 | 69.0045 | 0
19.10. | 14 | 869.6655 |  | 718.8085 | 0 | 81.405 | 69.452 | 0
19.10. | 15 | 856.7054 |  | 717.9084 | 0 | 69.345 | 69.452 | 0
19.10. | 16 | 841.6276 |  | 716.4986 | 0 | 55.677 | 69.452 | 0
19.10. | 17 | 835.8438 |  | 715.7178 | 0 | 50.853 | 69.273 | 0
19.10. | 18 | 841.3509 |  | 713.4079 | 0 | 58.491 | 69.452 | 0
19.10. | 19 | 864.8578 |  | 716.3468 | 0 | 79.596 | 68.915 | 0
19.10. | 20 | 895.8133 |  | 734.3488 | 0 | 92.46 | 69.0045 | 0
19.10. | 21 | 896.6889 |  | 728.1674 | 0 | 99.696 | 68.8255 | 0
19.10. | 22 | 884.9521 |  | 713.8851 | 0 | 102.51 | 68.557 | 0
19.10. | 23 | 887.4951 |  | 713.2561 | 0 | 105.324 | 68.915 | 0
19.10. | 24 | 845.3866 |  | 666.9281 | 0 | 110.349 | 68.1095 | 0
20.10. | 1 | 849.2304 |  | 668.3379 | 0 | 112.962 | 67.9305 | 0
20.10. | 2 | 855.184 |  | 670.496 | 0 | 117.384 | 67.304 | 0
20.10. | 3 | 852.7441 |  | 673.3481 | 0 | 111.555 | 67.841 | 0
20.10. | 4 | 846.4622 |  | 671.6672 | 0 | 107.133 | 67.662 | 0
20.10. | 5 | 848.5431 |  | 670.7346 | 0 | 110.952 | 66.8565 | 0
20.10. | 6 | 851.1837 |  | 673.5542 | 0 | 110.952 | 66.6775 | 0
20.10. | 7 | 889.4854 |  | 708.1484 | 0 | 114.57 | 66.767 | 0
20.10. | 8 | 897.5672 |  | 717.3012 | 0 | 112.962 | 67.304 | 0
20.10. | 9 | 881.8528 |  | 716.2818 | 0 | 98.088 | 67.483 | 0
20.10. | 10 | 854.8197 |  | 708.2352 | 0 | 80.802 | 65.7825 | 0
20.10. | 11 | 840.9165 |  | 704.5155 | 0 | 70.35 | 66.051 | 0
20.10. | 12 | 834.7459 |  | 699.1474 | 0 | 68.742 | 66.8565 | 0
20.10. | 13 | 842.5836 |  | 700.2861 | 0 | 75.978 | 66.3195 | 0
20.10. | 14 | 845.4158 |  | 700.7958 | 0 | 78.39 | 66.23 | 0
20.10. | 15 | 843.2142 |  | 703.1057 | 0 | 73.968 | 66.1405 | 0
20.10. | 16 | 856.913 |  | 716.759 | 0 | 73.566 | 66.588 | 0
20.10. | 17 | 861.7091 |  | 719.6111 | 0 | 74.973 | 67.125 | 0
20.10. | 18 | 864.7618 |  | 719.4918 | 0 | 77.787 | 67.483 | 0
20.10. | 19 | 872.5892 |  | 719.8822 | 0 | 85.224 | 67.483 | 0
20.10. | 20 | 883.5145 |  | 719.3725 | 0 | 96.48 | 67.662 | 0
20.10. | 21 | 890.9669 |  | 718.4724 | 0 | 104.922 | 67.5725 | 0
20.10. | 22 | 894.0262 |  | 719.2532 | 0 | 106.932 | 67.841 | 0
20.10. | 23 | 897.301 |  | 720.6955 | 0 | 108.138 | 68.4675 | 0
20.10. | 24 | 855.7182 |  | 678.0872 | 0 | 110.148 | 67.483 | 0
21.10. | 1 | 836.2193 |  | 675.1158 | 0 | 94.068 | 67.0355 | 0
21.10. | 2 | 841.3841 |  | 672.6866 | 0 | 101.304 | 67.3935 | 0
21.10. | 3 | 845.161 |  | 669.2055 | 0 | 108.741 | 67.2145 | 0
21.10. | 4 | 848.4213 |  | 669.9863 | 0 | 110.952 | 67.483 | 0
21.10. | 5 | 845.9141 |  | 667.5246 | 0 | 111.354 | 67.0355 | 0
21.10. | 6 | 855.1036 |  | 678.4776 | 0 | 109.143 | 67.483 | 0
21.10. | 7 | 902.7529 |  | 726.1504 | 0 | 109.746 | 66.8565 | 0
21.10. | 8 | 909.2188 |  | 735.5418 | 0 | 106.731 | 66.946 | 0
21.10. | 9 | 909.2979 |  | 744.1524 | 0 | 98.289 | 66.8565 | 0
21.10. | 10 | 897.3849 |  | 746.7334 | 0 | 83.616 | 67.0355 | 0
21.10. | 11 | 884.6673 |  | 745.2043 | 0 | 72.159 | 67.304 | 0
21.10. | 12 | 877.9737 |  | 746.8852 | 0 | 63.516 | 67.5725 | 0
21.10. | 13 | 874.4257 |  | 747.5142 | 0 | 59.697 | 67.2145 | 0
21.10. | 14 | 864.0262 |  | 742.3847 | 0 | 54.069 | 67.5725 | 0
21.10. | 15 | 865.3355 |  | 748.295 | 0 | 49.647 | 67.3935 | 0
21.10. | 16 | 863.029 |  | 751.505 | 0 | 44.22 | 67.304 | 0
21.10. | 17 | 864.637 |  | 751.505 | 0 | 45.828 | 67.304 | 0
21.10. | 18 | 873.5143 |  | 756.7863 | 0 | 49.245 | 67.483 | 0
21.10. | 19 | 868.6558 |  | 758.7383 | 0 | 41.808 | 68.1095 | 0
21.10. | 20 | 868.1728 |  | 762.6098 | 0 | 37.185 | 68.378 | 0
21.10. | 21 | 869.1238 |  | 765.1908 | 0 | 35.376 | 68.557 | 0
21.10. | 22 | 862.5718 |  | 761.3193 | 0 | 32.964 | 68.2885 | 0
21.10. | 23 | 857.474 |  | 759.2805 | 0 | 29.547 | 68.6465 | 0
21.10. | 24 | 787.7482 |  | 696.1217 | 0 | 23.517 | 68.1095 | 0
22.10. | 1 | 784.2351 |  | 695.2216 | 0 | 20.904 | 68.1095 | 0
22.10. | 2 | 786.9288 |  | 697.0218 | 0 | 21.708 | 68.199 | 0
22.10. | 3 | 792.3345 |  | 700.774 | 0 | 22.914 | 68.6465 | 0
22.10. | 4 | 794.3991 |  | 702.3031 | 0 | 23.718 | 68.378 | 0
22.10. | 5 | 802.3138 |  | 705.3938 | 0 | 28.542 | 68.378 | 0
22.10. | 6 | 808.1271 |  | 711.9656 | 0 | 27.336 | 68.8255 | 0
22.10. | 7 | 856.7689 |  | 761.5904 | 0 | 26.532 | 68.6465 | 0
22.10. | 8 | 872.0069 |  | 767.3814 | 0 | 35.979 | 68.6465 | 0
22.10. | 9 | 883.5525 |  | 768.943 | 0 | 45.426 | 69.1835 | 0
22.10. | 10 | 877.0953 |  | 767.1103 | 0 | 41.607 | 68.378 | 0
22.10. | 11 | 880.7005 |  | 774.734 | 0 | 36.783 | 69.1835 | 0
22.10. | 12 | 877.5815 |  | 774.0725 | 0 | 34.773 | 68.736 | 0
22.10. | 13 | 868.5723 |  | 770.9818 | 0 | 28.944 | 68.6465 | 0
22.10. | 14 | 862.3174 |  | 768.0104 | 0 | 25.929 | 68.378 | 0
22.10. | 15 | 863.3224 |  | 768.0104 | 0 | 26.934 | 68.378 | 0
22.10. | 16 | 866.1182 |  | 767.5007 | 0 | 30.15 | 68.4675 | 0
22.10. | 17 | 865.3612 |  | 763.5967 | 0 | 34.371 | 67.3935 | 0
22.10. | 18 | 877.0598 |  | 764.5293 | 0 | 44.421 | 68.1095 | 0
22.10. | 19 | 906.565 |  | 770.83 | 0 | 67.536 | 68.199 | 0
22.10. | 20 | 933.6212 |  | 772.0012 | 0 | 93.063 | 68.557 | 0
22.10. | 21 | 943.5359 |  | 768.6719 | 0 | 106.128 | 68.736 | 0
22.10. | 22 | 942.7168 |  | 763.9003 | 0 | 110.349 | 68.4675 | 0
22.10. | 23 | 942.0111 |  | 762.1001 | 0 | 111.354 | 68.557 | 0
22.10. | 24 | 881.8435 |  | 704.613 | 0 | 108.942 | 68.2885 | 0
23.10. | 1 | 881.0571 |  | 701.0126 | 0 | 111.756 | 68.2885 | 0
23.10. | 2 | 870.2747 |  | 694.8312 | 0 | 107.334 | 68.1095 | 0
23.10. | 3 | 862.2086 |  | 694.5601 | 0 | 99.897 | 67.7515 | 0
23.10. | 4 | 857.4586 |  | 689.3656 | 0 | 101.505 | 66.588 | 0
23.10. | 5 | 860.128 |  | 687.7715 | 0 | 106.932 | 65.4245 | 0
23.10. | 6 | 877.3166 |  | 703.4636 | 0 | 108.339 | 65.514 | 0
23.10. | 7 | 931.1841 |  | 758.7601 | 0 | 106.731 | 65.693 | 0
23.10. | 8 | 937.72 |  | 768.7805 | 0 | 103.515 | 65.4245 | 0
23.10. | 9 | 930.4164 |  | 769.1384 | 0 | 96.48 | 64.798 | 0
23.10. | 10 | 916.7754 |  | 767.8479 | 0 | 84.219 | 64.7085 | 0
23.10. | 11 | 896.5102 |  | 764.7572 | 0 | 67.134 | 64.619 | 0
23.10. | 12 | 884.2883 |  | 763.1413 | 0 | 55.275 | 65.872 | 0
23.10. | 13 | 871.6238 |  | 760.5928 | 0 | 44.622 | 66.409 | 0
23.10. | 14 | 855.1776 |  | 757.5021 | 0 | 31.356 | 66.3195 | 0
23.10. | 15 | 850.6737 |  | 762.9352 | 0 | 20.703 | 67.0355 | 0
23.10. | 16 | 854.7173 |  | 771.5783 | 0 | 15.477 | 67.662 | 0
23.10. | 17 | 859.7756 |  | 776.8596 | 0 | 15.075 | 67.841 | 0
23.10. | 18 | 866.8615 |  | 778.5405 | 0 | 20.301 | 68.02 | 0
23.10. | 19 | 874.5089 |  | 780.8504 | 0 | 25.728 | 67.9305 | 0
23.10. | 20 | 883.0476 |  | 785.8606 | 0 | 29.346 | 67.841 | 0
23.10. | 21 | 889.8131 |  | 787.7801 | 0 | 34.371 | 67.662 | 0
23.10. | 22 | 895.4462 |  | 786.1317 | 0 | 41.205 | 68.1095 | 0
23.10. | 23 | 881.138 |  | 775.2655 | 0 | 39.195 | 66.6775 | 0
23.10. | 24 | 804.812 |  | 703.919 | 0 | 33.768 | 67.125 | 0
24.10. | 1 | 800.4767 |  | 702.5092 | 0 | 30.753 | 67.2145 | 0
24.10. | 2 | 794.3333 |  | 699.5378 | 0 | 27.939 | 66.8565 | 0
24.10. | 3 | 785.2565 |  | 696.805 | 0 | 22.311 | 66.1405 | 0
24.10. | 4 | 781.346 |  | 694.1915 | 0 | 21.909 | 65.2455 | 0
24.10. | 5 | 783.8504 |  | 695.2434 | 0 | 22.914 | 65.693 | 0
24.10. | 6 | 787.4545 |  | 698.692 | 0 | 23.517 | 65.2455 | 0
24.10. | 7 | 824.0229 |  | 736.3769 | 0 | 22.311 | 65.335 | 0
24.10. | 8 | 834.1002 |  | 744.8682 | 0 | 23.718 | 65.514 | 0
24.10. | 9 | 843.917 |  | 757.166 | 0 | 22.311 | 64.44 | 0
24.10. | 10 | 839.6778 |  | 756.6563 | 0 | 18.492 | 64.5295 | 0
24.10. | 11 | 836.9408 |  | 758.6083 | 0 | 13.266 | 65.0665 | 0
24.10. | 12 | 832.142 |  | 760.441 | 0 | 5.829 | 65.872 | 0
24.10. | 13 | 822.7914 |  | 755.6694 | 0 | 1.608 | 65.514 | 0
24.10. | 14 | 797.9594 |  | 731.8439 | 0 | 1.407 | 64.7085 | 0
24.10. | 15 | 803.879 |  | 736.019 | 0 | 1.809 | 66.051 | 0
24.10. | 16 | 805.0874 |  | 737.0059 | 0 | 3.015 | 65.0665 | 0
24.10. | 17 | 816.8184 |  | 744.7814 | 0 | 5.628 | 66.409 | 0
24.10. | 18 | 827.6282 |  | 750.0952 | 0 | 10.05 | 67.483 | 0
24.10. | 19 | 836.4342 |  | 755.8862 | 0 | 13.065 | 67.483 | 0
24.10. | 20 | 844.0458 |  | 761.2868 | 0 | 15.276 | 67.483 | 0
24.10. | 21 | 842.8486 |  | 759.4866 | 0 | 15.879 | 67.483 | 0
24.10. | 22 | 830.7999 |  | 749.3144 | 0 | 14.271 | 67.2145 | 0
24.10. | 23 | 829.3738 |  | 750.3663 | 0 | 11.256 | 67.7515 | 0
24.10. | 24 | 780.1836 |  | 702.2706 | 0 | 10.251 | 67.662 | 0
25.10. | 1 | 777.9996 |  | 700.9801 | 0 | 9.447 | 67.5725 | 0
25.10. | 2 | 778.0514 |  | 701.0994 | 0 | 9.648 | 67.304 | 0
25.10. | 3 | 782.209 |  | 701.3705 | 0 | 13.266 | 67.5725 | 0
25.10. | 4 | 790.2057 |  | 705.1227 | 0 | 16.884 | 68.199 | 0
25.10. | 5 | 783.6794 |  | 701.0994 | 0 | 15.276 | 67.304 | 0
25.10. | 6 | 787.7509 |  | 706.8904 | 0 | 13.467 | 67.3935 | 0
25.10. | 7 | 826.7863 |  | 746.5273 | 0 | 12.06 | 68.199 | 0
25.10. | 8 | 832.2299 |  | 753.8474 | 0 | 10.452 | 67.9305 | 0
25.10. | 9 | 829.1109 |  | 753.1859 | 0 | 8.442 | 67.483 | 0
25.10. | 10 | 819.4478 |  | 748.4143 | 0 | 3.819 | 67.2145 | 0
25.10. | 11 | 811.9062 |  | 743.6427 | 0 | 1.407 | 66.8565 | 0
25.10. | 12 | 808.8221 |  | 741.4521 | 0 | 0.603 | 66.767 | 0
25.10. | 13 | 803.7405 |  | 737.3095 | 0 | 0.201 | 66.23 | 0
25.10. | 14 | 800.5123 |  | 733.5898 | 0 | 0.603 | 66.3195 | 0
25.10. | 15 | 796.1531 |  | 729.2086 | 0 | 0.804 | 66.1405 | 0
25.10. | 16 | 801.0001 |  | 733.7416 | 0 | 0.402 | 66.8565 | 0
25.10. | 17 | 793.2415 |  | 725.76 | 0 | 0.804 | 66.6775 | 0
25.10. | 18 | 805.494 |  | 737.342 | 0 | 1.206 | 66.946 | 0
25.10. | 19 | 809.2978 |  | 741.9293 | 0 | 1.407 | 65.9615 | 0
25.10. | 20 | 809.6364 |  | 742.2004 | 0 | 1.206 | 66.23 | 0
25.10. | 21 | 811.2108 |  | 742.5908 | 0 | 2.211 | 66.409 | 0
25.10. | 22 | 810.1848 |  | 740.6713 | 0 | 3.015 | 66.4985 | 0
25.10. | 23 | 811.2341 |  | 741.4521 | 0 | 3.015 | 66.767 | 0
25.10. | 24 | 772.478 |  | 702.6285 | 0 | 2.814 | 67.0355 | 0
26.10. | 1 | 771.8125 |  | 701.338 | 0 | 3.618 | 66.8565 | 0
26.10. | 2 | 772.8954 |  | 701.7284 | 0 | 4.221 | 66.946 | 0
26.10. | 3 | 772.1366 |  | 700.9476 | 0 | 4.422 | 66.767 | 0
26.10. | 4 | 775.7449 |  | 704.3094 | 0 | 4.221 | 67.2145 | 0
26.10. | 5 | 771.597 |  | 700.6765 | 0 | 4.422 | 66.4985 | 0
26.10. | 6 | 770.863 |  | 701.3055 | 0 | 3.417 | 66.1405 | 0
26.10. | 7 | 786.9542 |  | 715.9457 | 0 | 5.226 | 65.7825 | 0
26.10. | 8 | 811.5345 |  | 741.7775 | 0 | 4.422 | 65.335 | 0
26.10. | 9 | 835.1227 |  | 766.0802 | 0 | 3.618 | 65.4245 | 0
26.10. | 10 | 832.1477 |  | 762.9027 | 0 | 3.015 | 66.23 | 0
26.10. | 11 | 826.9211 |  | 758.7926 | 0 | 1.809 | 66.3195 | 0
26.10. | 12 | 826.6319 |  | 757.6539 | 0 | 2.211 | 66.767 | 0
26.10. | 13 | 822.2624 |  | 752.5244 | 0 | 2.613 | 67.125 | 0
26.10. | 14 | 803.0698 |  | 733.6223 | 0 | 2.412 | 67.0355 | 0
26.10. | 15 | 810.2355 |  | 738.665 | 0 | 3.819 | 67.7515 | 0
26.10. | 16 | 812.371 |  | 739.2615 | 0 | 6.432 | 66.6775 | 0
26.10. | 17 | 818.6987 |  | 744.2717 | 0 | 7.839 | 66.588 | 0
26.10. | 18 | 824.1751 |  | 743.4041 | 0 | 13.467 | 67.304 | 0
26.10. | 19 | 829.9174 |  | 744.8139 | 0 | 17.889 | 67.2145 | 0
26.10. | 20 | 860.3956 |  | 769.1491 | 0 | 23.316 | 67.9305 | 0
26.10. | 21 | 864.5284 |  | 768.0104 | 0 | 28.14 | 68.378 | 0
26.10. | 22 | 846.8253 |  | 747.7853 | 0 | 31.557 | 67.483 | 0
26.10. | 23 | 849.4317 |  | 746.8852 | 0 | 34.974 | 67.5725 | 0
26.10. | 24 | 842.5046 |  | 737.6781 | 0 | 36.18 | 68.6465 | 0
27.10. | 1 | 817.0923 |  | 708.6038 | 0 | 40.2 | 68.2885 | 0
27.10. | 2 | 824.0852 |  | 705.1227 | 0 | 50.853 | 68.1095 | 0
27.10. | 3 | 842.2465 |  | 704.613 | 0 | 69.345 | 68.2885 | 0
27.10. | 4 | 853.0556 |  | 699.7221 | 0 | 85.224 | 68.1095 | 0
27.10. | 5 | 863.8484 |  | 697.2929 | 0 | 98.088 | 68.4675 | 0
27.10. | 6 | 878.8788 |  | 702.1838 | 0 | 108.138 | 68.557 | 0
27.10. | 7 | 906.2357 |  | 713.4622 | 0 | 125.022 | 67.7515 | 0
27.10. | 8 | 943.4791 |  | 745.3886 | 0 | 129.444 | 68.6465 | 0
27.10. | 9 | 941.1286 |  | 742.1461 | 0 | 131.052 | 67.9305 | 0
27.10. | 10 | 933.7196 |  | 727.8856 | 0 | 140.499 | 65.335 | 0
27.10. | 11 | 935.8302 |  | 723.0272 | 0 | 146.931 | 65.872 | 0
27.10. | 12 | 947.8936 |  | 728.5471 | 0 | 153.564 | 65.7825 | 0
27.10. | 13 | 959.5494 |  | 731.2474 | 0 | 162.609 | 65.693 | 0
27.10. | 14 | 957.6801 |  | 727.2566 | 0 | 164.82 | 65.6035 | 0
27.10. | 15 | 943.6129 |  | 713.2129 | 0 | 165.423 | 64.977 | 0
27.10. | 16 | 948.5909 |  | 717.1169 | 0 | 165.423 | 66.051 | 0
27.10. | 17 | 947.6638 |  | 717.5073 | 0 | 164.016 | 66.1405 | 0
27.10. | 18 | 943.5832 |  | 719.1882 | 0 | 157.986 | 66.409 | 0
27.10. | 19 | 943.6013 |  | 731.1063 | 0 | 144.117 | 68.378 | 0
27.10. | 20 | 936.5202 |  | 733.4487 | 0 | 134.067 | 69.0045 | 0
27.10. | 21 | 918.7094 |  | 728.1674 | 0 | 121.806 | 68.736 | 0
27.10. | 22 | 910.7037 |  | 722.5282 | 0 | 118.992 | 69.1835 | 0
27.10. | 23 | 906.104 |  | 721.3895 | 0 | 115.173 | 69.5415 | 0
27.10. | 24 | 895.0324 |  | 714.0694 | 0 | 111.153 | 69.81 | 0
28.10. | 1 | 876.244 |  | 692.467 | 0 | 113.967 | 69.81 | 0
28.10. | 2 | 871.1763 |  | 684.8758 | 0 | 116.58 | 69.7205 | 0
28.10. | 3 | 863.3749 |  | 678.6619 | 0 | 115.977 | 68.736 | 0
28.10. | 4 | 862.315 |  | 682.8045 | 0 | 110.148 | 69.3625 | 0
28.10. | 5 | 873.032 |  | 686.6435 | 0 | 117.384 | 69.0045 | 0
28.10. | 6 | 884.1561 |  | 688.8341 | 0 | 126.228 | 69.094 | 0
28.10. | 7 | 900.8488 |  | 700.9258 | 0 | 130.65 | 69.273 | 0
28.10. | 8 | 948.9039 |  | 748.0889 | 0 | 132.258 | 68.557 | 0
28.10. | 9 | 956.8132 |  | 758.4997 | 0 | 129.846 | 68.4675 | 0
28.10. | 10 | 955.8685 |  | 762.4905 | 0 | 124.821 | 68.557 | 0
28.10. | 11 | 944.9815 |  | 751.5375 | 0 | 125.424 | 68.02 | 0
28.10. | 12 | 943.8819 |  | 753.1859 | 0 | 123.213 | 67.483 | 0
28.10. | 13 | 945.8012 |  | 760.4192 | 0 | 117.183 | 68.199 | 0
28.10. | 14 | 944.0993 |  | 756.8188 | 0 | 118.992 | 68.2885 | 0
28.10. | 15 | 953.301 |  | 756.038 | 0 | 129.243 | 68.02 | 0
28.10. | 16 | 963.7812 |  | 762.9677 | 0 | 133.062 | 67.7515 | 0
28.10. | 17 | 964.8259 |  | 765.4619 | 0 | 130.449 | 68.915 | 0
28.10. | 18 | 963.8494 |  | 766.7199 | 0 | 128.841 | 68.2885 | 0
28.10. | 19 | 979.645 |  | 769.6045 | 0 | 140.499 | 69.5415 | 0
28.10. | 20 | 975.3746 |  | 770.4721 | 0 | 136.077 | 68.8255 | 0
28.10. | 21 | 969.3701 |  | 766.6331 | 0 | 133.464 | 69.273 | 0
28.10. | 22 | 969.3849 |  | 761.6229 | 0 | 138.489 | 69.273 | 0
28.10. | 23 | 963.2858 |  | 759.4323 | 0 | 134.67 | 69.1835 | 0
28.10. | 24 | 952.1969 |  | 750.0409 | 0 | 133.062 | 69.094 | 0
29.10. | 1 | 882.4132 |  | 683.8782 | 0 | 131.052 | 67.483 | 0
29.10. | 2 | 867.8367 |  | 667.6982 | 0 | 135.072 | 65.0665 | 0
29.10. | 3 | 871.472 |  | 669.7695 | 0 | 136.278 | 65.4245 | 0
29.10. | 4 | 868.9906 |  | 673.2506 | 0 | 130.047 | 65.693 | 0
29.10. | 5 | 871.5101 |  | 679.0741 | 0 | 126.027 | 66.409 | 0
29.10. | 6 | 875.1548 |  | 683.4553 | 0 | 125.022 | 66.6775 | 0
29.10. | 7 | 870.5609 |  | 688.8234 | 0 | 115.776 | 65.9615 | 0
29.10. | 8 | 906.2053 |  | 738.0903 | 0 | 101.706 | 66.409 | 0
29.10. | 9 | 893.5765 |  | 741.81 | 0 | 85.626 | 66.1405 | 0
29.10. | 10 | 877.5702 |  | 742.2872 | 0 | 69.948 | 65.335 | 0
29.10. | 11 | 880.5727 |  | 744.2392 | 0 | 70.551 | 65.7825 | 0
29.10. | 12 | 890.0649 |  | 743.4584 | 0 | 81.003 | 65.6035 | 0
29.10. | 13 | 873.5924 |  | 734.3599 | 0 | 75.777 | 63.4555 | 0
29.10. | 14 | 887.053 |  | 739.1965 | 0 | 82.611 | 65.2455 | 0
29.10. | 15 | 880.3623 |  | 741.9293 | 0 | 72.561 | 65.872 | 0
29.10. | 16 | 884.3478 |  | 743.8813 | 0 | 73.968 | 66.4985 | 0
29.10. | 17 | 885.5698 |  | 747.0913 | 0 | 72.159 | 66.3195 | 0
29.10. | 18 | 877.2634 |  | 744.7489 | 0 | 66.732 | 65.7825 | 0
29.10. | 19 | 878.0728 |  | 752.8823 | 0 | 58.692 | 66.4985 | 0
29.10. | 20 | 891.5819 |  | 756.3634 | 0 | 68.541 | 66.6775 | 0
29.10. | 21 | 906.2097 |  | 757.1442 | 0 | 82.209 | 66.8565 | 0
29.10. | 22 | 917.0795 |  | 756.667 | 0 | 92.661 | 67.7515 | 0
29.10. | 23 | 930.437 |  | 759.2805 | 0 | 102.51 | 68.6465 | 0
29.10. | 24 | 942.122 |  | 757.99 | 0 | 115.575 | 68.557 | 0
30.10. | 1 | 888.1852 |  | 694.7662 | 0 | 126.831 | 66.588 | 0
30.10. | 2 | 879.6917 |  | 688.9752 | 0 | 124.218 | 66.4985 | 0
30.10. | 3 | 858.2356 |  | 690.6561 | 0 | 100.902 | 66.6775 | 0
30.10. | 4 | 827.7982 |  | 686.3942 | 0 | 75.174 | 66.23 | 0
30.10. | 5 | 815.5827 |  | 679.9417 | 0 | 69.948 | 65.693 | 0
30.10. | 6 | 802.652 |  | 678.738 | 0 | 59.295 | 64.619 | 0
30.10. | 7 | 810.9585 |  | 685.1255 | 0 | 62.109 | 63.724 | 0
30.10. | 8 | 887.6168 |  | 752.2208 | 0 | 69.345 | 66.051 | 0
30.10. | 9 | 905.0447 |  | 756.4502 | 0 | 82.812 | 65.7825 | 0
30.10. | 10 | 916.5965 |  | 758.489 | 0 | 92.862 | 65.2455 | 0
30.10. | 11 | 913.8001 |  | 754.8886 | 0 | 93.666 | 65.2455 | 0
30.10. | 12 | 910.3159 |  | 755.6694 | 0 | 89.043 | 65.6035 | 0
30.10. | 13 | 903.2366 |  | 754.8886 | 0 | 83.013 | 65.335 | 0
30.10. | 14 | 908.6845 |  | 750.7135 | 0 | 94.068 | 63.903 | 0
30.10. | 15 | 914.9789 |  | 750.4424 | 0 | 100.902 | 63.6345 | 0
30.10. | 16 | 921.5906 |  | 754.1946 | 0 | 103.314 | 64.082 | 0
30.10. | 17 | 932.6205 |  | 758.4565 | 0 | 109.545 | 64.619 | 0
30.10. | 18 | 931.1095 |  | 757.795 | 0 | 109.143 | 64.1715 | 0
30.10. | 19 | 937.013 |  | 768.119 | 0 | 103.917 | 64.977 | 0
30.10. | 20 | 945.9607 |  | 774.4522 | 0 | 105.726 | 65.7825 | 0
30.10. | 21 | 945.4453 |  | 771.4808 | 0 | 108.54 | 65.4245 | 0
30.10. | 22 | 943.8955 |  | 768.813 | 0 | 108.942 | 66.1405 | 0
30.10. | 23 | 929.275 |  | 763.6835 | 0 | 99.093 | 66.4985 | 0
30.10. | 24 | 929.379 |  | 764.345 | 0 | 98.088 | 66.946 | 0
31.10. | 1 | 862.053 |  | 697.4665 | 0 | 98.088 | 66.4985 | 0
31.10. | 2 | 845.8689 |  | 681.7094 | 0 | 99.093 | 65.0665 | 0
31.10. | 3 | 829.4918 |  | 680.8093 | 0 | 83.616 | 65.0665 | 0
31.10. | 4 | 816.9921 |  | 680.9286 | 0 | 71.355 | 64.7085 | 0
31.10. | 5 | 801.2092 |  | 681.8287 | 0 | 54.672 | 64.7085 | 0
31.10. | 6 | 781.5103 |  | 683.3903 | 0 | 32.964 | 65.156 | 0
31.10. | 7 | 774.197 |  | 687.11 | 0 | 22.11 | 64.977 | 0
31.10. | 8 | 804.7791 |  | 721.4656 | 0 | 17.889 | 65.4245 | 0
31.10. | 9 | 806.8553 |  | 722.6043 | 0 | 19.095 | 65.156 | 0
31.10. | 10 | 825.5991 |  | 733.6441 | 0 | 27.336 | 64.619 | 0
31.10. | 11 | 843.9231 |  | 744.5971 | 0 | 34.17 | 65.156 | 0
31.10. | 12 | 844.9454 |  | 746.6684 | 0 | 32.763 | 65.514 | 0
31.10. | 13 | 839.4405 |  | 746.278 | 0 | 27.738 | 65.4245 | 0
31.10. | 14 | 818.4623 |  | 730.2823 | 0 | 23.919 | 64.261 | 0
31.10. | 15 | 817.1681 |  | 729.1436 | 0 | 23.316 | 64.7085 | 0
31.10. | 16 | 816.3474 |  | 731.1824 | 0 | 20.904 | 64.261 | 0
31.10. | 17 | 811.6465 |  | 730.792 | 0 | 16.683 | 64.1715 | 0
31.10. | 18 | 815.4251 |  | 735.5961 | 0 | 14.673 | 65.156 | 0
31.10. | 19 | 827.8907 |  | 746.8527 | 0 | 14.271 | 66.767 | 0
31.10. | 20 | 832.6271 |  | 749.8241 | 0 | 15.678 | 67.125 | 0
31.10. | 21 | 838.6935 |  | 750.8435 | 0 | 20.904 | 66.946 | 0
31.10. | 22 | 832.1572 |  | 740.4002 | 0 | 25.527 | 66.23 | 0
31.10. | 23 | 816.2025 |  | 721.856 | 0 | 28.743 | 65.6035 | 0
31.10. | 24 | 818.7091 |  | 720.2076 | 0 | 32.361 | 66.1405 | 0
01.11. | 1 | 770.2174 |  | 668.9019 | 0 | 35.175 | 66.1405 | 0
01.11. | 2 | 774.6212 |  | 668.3922 | 0 | 39.999 | 66.23 | 0
01.11. | 3 | 778.0988 |  | 666.7113 | 0 | 45.426 | 65.9615 | 0
01.11. | 4 | 776.6185 |  | 664.6075 | 0 | 47.034 | 64.977 | 0
01.11. | 5 | 769.7057 |  | 665.7787 | 0 | 38.592 | 65.335 | 0
01.11. | 6 | 767.3207 |  | 664.4882 | 0 | 37.587 | 65.2455 | 0
01.11. | 7 | 759.6933 |  | 659.5648 | 0 | 35.778 | 64.3505 | 0
01.11. | 8 | 765.8161 |  | 661.0396 | 0 | 38.994 | 65.7825 | 0
01.11. | 9 | 767.5077 |  | 663.8917 | 0 | 37.386 | 66.23 | 0
01.11. | 10 | 760.7865 |  | 662.753 | 0 | 31.356 | 66.6775 | 0
01.11. | 11 | 756.0507 |  | 663.8917 | 0 | 25.929 | 66.23 | 0
01.11. | 12 | 755.9313 |  | 664.1303 | 0 | 25.929 | 65.872 | 0
01.11. | 13 | 760.7977 |  | 661.9397 | 0 | 33.165 | 65.693 | 0
01.11. | 14 | 762.7241 |  | 659.0876 | 0 | 38.391 | 65.2455 | 0
01.11. | 15 | 777.5847 |  | 662.6012 | 0 | 48.843 | 66.1405 | 0
01.11. | 16 | 788.4566 |  | 668.7826 | 0 | 53.265 | 66.409 | 0
01.11. | 17 | 793.2812 |  | 672.8927 | 0 | 54.069 | 66.3195 | 0
01.11. | 18 | 793.5928 |  | 674.4543 | 0 | 52.461 | 66.6775 | 0
01.11. | 19 | 792.8343 |  | 668.0018 | 0 | 58.692 | 66.1405 | 0
01.11. | 20 | 798.1995 |  | 661.4625 | 0 | 70.149 | 66.588 | 0
01.11. | 21 | 802.2904 |  | 660.5299 | 0 | 75.978 | 65.7825 | 0
01.11. | 22 | 810.7012 |  | 661.9072 | 0 | 83.817 | 64.977 | 0
01.11. | 23 | 817.9651 |  | 659.0551 | 0 | 94.47 | 64.44 | 0
01.11. | 24 | 830.6184 |  | 662.4169 | 0 | 103.314 | 64.8875 | 0
02.11. | 1 | 850.2197 |  | 672.8602 | 0 | 111.756 | 65.6035 | 0
02.11. | 2 | 842.3064 |  | 666.2234 | 0 | 112.359 | 63.724 | 0
02.11. | 3 | 848.1942 |  | 667.6657 | 0 | 116.178 | 64.3505 | 0
02.11. | 4 | 849.3787 |  | 665.6812 | 0 | 120.6 | 63.0975 | 0
02.11. | 5 | 853.8507 |  | 668.9237 | 0 | 121.203 | 63.724 | 0
02.11. | 6 | 854.0611 |  | 671.2336 | 0 | 119.193 | 63.6345 | 0
02.11. | 7 | 866.0112 |  | 688.8777 | 0 | 112.962 | 64.1715 | 0
02.11. | 8 | 895.5242 |  | 719.7522 | 0 | 111.153 | 64.619 | 0
02.11. | 9 | 895.2158 |  | 729.0243 | 0 | 101.304 | 64.8875 | 0
02.11. | 10 | 889.6772 |  | 738.3832 | 0 | 87.033 | 64.261 | 0
02.11. | 11 | 878.5194 |  | 745.9419 | 0 | 68.943 | 63.6345 | 0
02.11. | 12 | 867.9322 |  | 746.6577 | 0 | 58.893 | 62.3815 | 0
02.11. | 13 | 867.3695 |  | 753.262 | 0 | 50.652 | 63.4555 | 0
02.11. | 14 | 836.8964 |  | 727.2784 | 0 | 46.431 | 63.187 | 0
02.11. | 15 | 827.5037 |  | 719.0257 | 0 | 45.828 | 62.65 | 0
02.11. | 16 | 829.025 |  | 720.4355 | 0 | 46.029 | 62.5605 | 0
02.11. | 17 | 841.1244 |  | 728.6014 | 0 | 48.441 | 64.082 | 0
02.11. | 18 | 850.7699 |  | 736.9734 | 0 | 49.446 | 64.3505 | 0
02.11. | 19 | 861.1188 |  | 750.2038 | 0 | 46.833 | 64.082 | 0
02.11. | 20 | 874.2734 |  | 765.2994 | 0 | 43.818 | 65.156 | 0
02.11. | 21 | 866.2459 |  | 763.3474 | 0 | 38.19 | 64.7085 | 0
02.11. | 22 | 857.4158 |  | 759.8988 | 0 | 32.361 | 65.156 | 0
02.11. | 23 | 837.3002 |  | 741.6582 | 0 | 29.949 | 65.693 | 0
02.11. | 24 | 829.0652 |  | 738.4482 | 0 | 24.924 | 65.693 | 0
03.11. | 1 | 785.5115 |  | 694.224 | 0 | 25.326 | 65.9615 | 0
03.11. | 2 | 785.3972 |  | 692.8142 | 0 | 26.532 | 66.051 | 0
03.11. | 3 | 782.89 |  | 690.3525 | 0 | 26.934 | 65.6035 | 0
03.11. | 4 | 779.3442 |  | 688.2812 | 0 | 25.728 | 65.335 | 0
03.11. | 5 | 778.7469 |  | 690.7429 | 0 | 22.311 | 65.693 | 0
03.11. | 6 | 774.5193 |  | 689.8428 | 0 | 18.894 | 65.7825 | 0
03.11. | 7 | 777.1847 |  | 694.0722 | 0 | 17.688 | 65.4245 | 0
03.11. | 8 | 806.66 |  | 725.066 | 0 | 16.08 | 65.514 | 0
03.11. | 9 | 815.2072 |  | 733.9477 | 0 | 15.477 | 65.7825 | 0
03.11. | 10 | 805.6477 |  | 729.4147 | 0 | 11.256 | 64.977 | 0
03.11. | 11 | 802.0749 |  | 728.6339 | 0 | 8.643 | 64.798 | 0
03.11. | 12 | 799.578 |  | 726.9205 | 0 | 8.844 | 63.8135 | 0
03.11. | 13 | 807.6298 |  | 732.2668 | 0 | 9.849 | 65.514 | 0
03.11. | 14 | 804.519 |  | 725.695 | 0 | 13.668 | 65.156 | 0
03.11. | 15 | 804.5199 |  | 724.1334 | 0 | 15.678 | 64.7085 | 0
03.11. | 16 | 812.2704 |  | 728.6664 | 0 | 18.09 | 65.514 | 0
03.11. | 17 | 818.9097 |  | 735.2382 | 0 | 17.889 | 65.7825 | 0
03.11. | 18 | 818.1318 |  | 735.5093 | 0 | 16.482 | 66.1405 | 0
03.11. | 19 | 810.9968 |  | 729.0243 | 0 | 17.085 | 64.8875 | 0
03.11. | 20 | 809.1593 |  | 727.7663 | 0 | 15.879 | 65.514 | 0
03.11. | 21 | 805.1211 |  | 727.2566 | 0 | 12.261 | 65.6035 | 0
03.11. | 22 | 804.0527 |  | 727.5277 | 0 | 10.653 | 65.872 | 0
03.11. | 23 | 805.9703 |  | 726.4758 | 0 | 14.07 | 65.4245 | 0
03.11. | 24 | 804.5684 |  | 724.8274 | 0 | 13.869 | 65.872 | 0
04.11. | 1 | 766.5805 |  | 689.0945 | 0 | 11.256 | 66.23 | 0
04.11. | 2 | 764.9207 |  | 688.9752 | 0 | 9.447 | 66.4985 | 0
04.11. | 3 | 764.4329 |  | 688.8234 | 0 | 9.648 | 65.9615 | 0
04.11. | 4 | 764.757 |  | 688.433 | 0 | 10.452 | 65.872 | 0
04.11. | 5 | 770.0348 |  | 688.5523 | 0 | 15.879 | 65.6035 | 0
04.11. | 6 | 763.1102 |  | 684.3772 | 0 | 14.472 | 64.261 | 0
04.11. | 7 | 775.3272 |  | 693.3782 | 0 | 17.688 | 64.261 | 0
04.11. | 8 | 837.7006 |  | 748.4686 | 0 | 23.718 | 65.514 | 0
04.11. | 9 | 850.8732 |  | 758.3372 | 0 | 27.738 | 64.798 | 0
04.11. | 10 | 855.4692 |  | 759.6277 | 0 | 30.954 | 64.8875 | 0
04.11. | 11 | 859.5862 |  | 758.9662 | 0 | 36.18 | 64.44 | 0
04.11. | 12 | 869.7172 |  | 755.0947 | 0 | 50.451 | 64.1715 | 0
04.11. | 13 | 890.6936 |  | 758.7601 | 0 | 66.33 | 65.6035 | 0
04.11. | 14 | 906.0842 |  | 754.4982 | 0 | 86.43 | 65.156 | 0
04.11. | 15 | 924.4904 |  | 754.3464 | 0 | 105.525 | 64.619 | 0
04.11. | 16 | 938.8757 |  | 755.7562 | 0 | 118.59 | 64.5295 | 0
04.11. | 17 | 966.9247 |  | 768.6612 | 0 | 132.66 | 65.6035 | 0
04.11. | 18 | 975.5058 |  | 771.4808 | 0 | 138.69 | 65.335 | 0
04.11. | 19 | 969.7997 |  | 765.3537 | 0 | 140.901 | 63.545 | 0
04.11. | 20 | 964.9748 |  | 766.9153 | 0 | 134.067 | 63.9925 | 0
04.11. | 21 | 944.7699 |  | 767.8154 | 0 | 112.962 | 63.9925 | 0
04.11. | 22 | 956.614 |  | 768.7805 | 0 | 122.409 | 65.4245 | 0
04.11. | 23 | 942.4109 |  | 762.7509 | 0 | 113.967 | 65.693 | 0
04.11. | 24 | 942.2806 |  | 758.1311 | 0 | 118.188 | 65.9615 | 0
05.11. | 1 | 893.2538 |  | 700.7958 | 0 | 126.228 | 66.23 | 0
05.11. | 2 | 892.4962 |  | 692.7817 | 0 | 134.469 | 65.2455 | 0
05.11. | 3 | 886.6727 |  | 689.5067 | 0 | 133.263 | 63.903 | 0
05.11. | 4 | 890.5272 |  | 692.0877 | 0 | 134.268 | 64.1715 | 0
05.11. | 5 | 881.5792 |  | 691.4262 | 0 | 126.429 | 63.724 | 0
05.11. | 6 | 880.4627 |  | 691.4262 | 0 | 125.223 | 63.8135 | 0
05.11. | 7 | 894.4668 |  | 700.0693 | 0 | 130.047 | 64.3505 | 0
05.11. | 8 | 942.8925 |  | 744.9225 | 0 | 134.067 | 63.903 | 0
05.11. | 9 | 953.2016 |  | 751.6136 | 0 | 137.685 | 63.903 | 0
05.11. | 10 | 953.3708 |  | 748.8808 | 0 | 141.303 | 63.187 | 0
05.11. | 11 | 957.3629 |  | 751.7329 | 0 | 141.906 | 63.724 | 0
05.11. | 12 | 965.8231 |  | 752.2426 | 0 | 149.946 | 63.6345 | 0
05.11. | 13 | 968.8287 |  | 749.9327 | 0 | 155.172 | 63.724 | 0
05.11. | 14 | 972.1371 |  | 750.9846 | 0 | 156.981 | 64.1715 | 0
05.11. | 15 | 972.568 |  | 752.6655 | 0 | 155.373 | 64.5295 | 0
05.11. | 16 | 963.7218 |  | 755.3658 | 0 | 143.916 | 64.44 | 0
05.11. | 17 | 956.6677 |  | 756.4177 | 0 | 135.273 | 64.977 | 0
05.11. | 18 | 959.3504 |  | 762.7184 | 0 | 131.655 | 64.977 | 0
05.11. | 19 | 952.7723 |  | 758.5758 | 0 | 129.846 | 64.3505 | 0
05.11. | 20 | 941.3026 |  | 754.7911 | 0 | 123.414 | 63.0975 | 0
05.11. | 21 | 937.5915 |  | 761.0375 | 0 | 111.756 | 64.798 | 0
05.11. | 22 | 929.8056 |  | 760.0181 | 0 | 104.721 | 65.0665 | 0
05.11. | 23 | 927.1213 |  | 760.5278 | 0 | 101.706 | 64.8875 | 0
05.11. | 24 | 922.612 |  | 757.8275 | 0 | 99.897 | 64.8875 | 0
06.11. | 1 | 862.5936 |  | 700.2211 | 0 | 97.485 | 64.8875 | 0
06.11. | 2 | 849.4271 |  | 691.1876 | 0 | 94.068 | 64.1715 | 0
06.11. | 3 | 845.9825 |  | 688.368 | 0 | 93.264 | 64.3505 | 0
06.11. | 4 | 855.264 |  | 690.949 | 0 | 99.696 | 64.619 | 0
06.11. | 5 | 850.993 |  | 687.7065 | 0 | 99.294 | 63.9925 | 0
06.11. | 6 | 847.2789 |  | 686.8064 | 0 | 96.48 | 63.9925 | 0
06.11. | 7 | 853.927 |  | 691.578 | 0 | 98.088 | 64.261 | 0
06.11. | 8 | 901.1248 |  | 736.0733 | 0 | 100.701 | 64.3505 | 0
06.11. | 9 | 911.0799 |  | 743.3934 | 0 | 103.515 | 64.1715 | 0
06.11. | 10 | 912.3908 |  | 742.4933 | 0 | 105.726 | 64.1715 | 0
06.11. | 11 | 920.9895 |  | 741.7125 | 0 | 115.374 | 63.903 | 0
06.11. | 12 | 932.9795 |  | 741.0835 | 0 | 127.635 | 64.261 | 0
06.11. | 13 | 939.7444 |  | 738.8929 | 0 | 136.68 | 64.1715 | 0
06.11. | 14 | 944.2531 |  | 737.4831 | 0 | 142.509 | 64.261 | 0
06.11. | 15 | 942.0524 |  | 738.2314 | 0 | 140.097 | 63.724 | 0
06.11. | 16 | 946.1582 |  | 738.3832 | 0 | 143.514 | 64.261 | 0
06.11. | 17 | 956.8539 |  | 745.9744 | 0 | 146.529 | 64.3505 | 0
06.11. | 18 | 964.5186 |  | 750.3556 | 0 | 149.544 | 64.619 | 0
06.11. | 19 | 981.5908 |  | 757.9793 | 0 | 158.187 | 65.4245 | 0
06.11. | 20 | 988.7561 |  | 762.5991 | 0 | 161.001 | 65.156 | 0
06.11. | 21 | 988.2923 |  | 756.0598 | 0 | 166.629 | 65.6035 | 0
06.11. | 22 | 993.91 |  | 755.3115 | 0 | 172.458 | 66.1405 | 0
06.11. | 23 | 992.7216 |  | 751.7111 | 0 | 174.87 | 66.1405 | 0
06.11. | 24 | 989.7685 |  | 748.8915 | 0 | 174.468 | 66.409 | 0
07.11. | 1 | 906.7658 |  | 680.8743 | 0 | 159.393 | 66.4985 | 0
07.11. | 2 | 894.6339 |  | 677.2739 | 0 | 150.951 | 66.409 | 0
07.11. | 3 | 889.8136 |  | 677.1221 | 0 | 146.73 | 65.9615 | 0
07.11. | 4 | 890.0012 |  | 680.6357 | 0 | 142.509 | 66.8565 | 0
07.11. | 5 | 891.0244 |  | 681.1454 | 0 | 143.112 | 66.767 | 0
07.11. | 6 | 885.7905 |  | 681.384 | 0 | 138.087 | 66.3195 | 0
07.11. | 7 | 879.8405 |  | 688.433 | 0 | 125.625 | 65.7825 | 0
07.11. | 8 | 896.3679 |  | 722.2464 | 0 | 108.339 | 65.7825 | 0
07.11. | 9 | 885.9134 |  | 730.6184 | 0 | 89.244 | 66.051 | 0
07.11. | 10 | 865.9183 |  | 729.7183 | 0 | 70.149 | 66.051 | 0
07.11. | 11 | 862.9978 |  | 737.4288 | 0 | 59.697 | 65.872 | 0
07.11. | 12 | 848.1144 |  | 735.1189 | 0 | 47.034 | 65.9615 | 0
07.11. | 13 | 839.1607 |  | 731.9957 | 0 | 42.009 | 65.156 | 0
07.11. | 14 | 821.2997 |  | 719.7847 | 0 | 36.18 | 65.335 | 0
07.11. | 15 | 808.1104 |  | 711.9549 | 0 | 30.552 | 65.6035 | 0
07.11. | 16 | 804.0137 |  | 719.7847 | 0 | 18.894 | 65.335 | 0
07.11. | 17 | 806.3971 |  | 727.8856 | 0 | 13.266 | 65.2455 | 0
07.11. | 18 | 811.0701 |  | 731.1281 | 0 | 14.07 | 65.872 | 0
07.11. | 19 | 819.433 |  | 737.971 | 0 | 14.874 | 66.588 | 0
07.11. | 20 | 825.6297 |  | 743.6102 | 0 | 15.879 | 66.1405 | 0
07.11. | 21 | 818.2907 |  | 732.0282 | 0 | 20.301 | 65.9615 | 0
07.11. | 22 | 821.5052 |  | 729.4797 | 0 | 25.527 | 66.4985 | 0
07.11. | 23 | 813.253 |  | 714.8395 | 0 | 31.557 | 66.8565 | 0
07.11. | 24 | 811.3425 |  | 705.806 | 0 | 39.396 | 66.1405 | 0
08.11. | 1 | 772.4448 |  | 657.0813 | 0 | 49.044 | 66.3195 | 0
08.11. | 2 | 774.454 |  | 647.2345 | 0 | 62.511 | 64.7085 | 0
08.11. | 3 | 789.0927 |  | 652.8737 | 0 | 71.958 | 64.261 | 0
08.11. | 4 | 806.4596 |  | 658.3611 | 0 | 84.822 | 63.2765 | 0
08.11. | 5 | 812.3011 |  | 656.4091 | 0 | 93.063 | 62.829 | 0
08.11. | 6 | 818.2322 |  | 654.0992 | 0 | 101.304 | 62.829 | 0
08.11. | 7 | 843.8738 |  | 665.2908 | 0 | 115.575 | 63.008 | 0
08.11. | 8 | 884.7266 |  | 702.7046 | 0 | 119.193 | 62.829 | 0
08.11. | 9 | 900.7711 |  | 715.5771 | 0 | 122.007 | 63.187 | 0
08.11. | 10 | 895.1923 |  | 708.9728 | 0 | 124.017 | 62.2025 | 0
08.11. | 11 | 903.3159 |  | 711.8249 | 0 | 128.841 | 62.65 | 0
08.11. | 12 | 906.113 |  | 710.1765 | 0 | 132.66 | 63.2765 | 0
08.11. | 13 | 900.331 |  | 706.2725 | 0 | 131.856 | 62.2025 | 0
08.11. | 14 | 907.1249 |  | 705.4049 | 0 | 138.891 | 62.829 | 0
08.11. | 15 | 908.8867 |  | 703.5722 | 0 | 143.112 | 62.2025 | 0
08.11. | 16 | 924.0507 |  | 714.5577 | 0 | 146.127 | 63.366 | 0
08.11. | 17 | 929.0063 |  | 718.0388 | 0 | 147.333 | 63.6345 | 0
08.11. | 18 | 920.7256 |  | 715.5446 | 0 | 142.71 | 62.471 | 0
08.11. | 19 | 928.8465 |  | 723.0815 | 0 | 141.504 | 64.261 | 0
08.11. | 20 | 926.59 |  | 729.534 | 0 | 132.258 | 64.798 | 0
08.11. | 21 | 924.2759 |  | 727.3109 | 0 | 133.062 | 63.903 | 0
08.11. | 22 | 915.3277 |  | 722.9622 | 0 | 127.836 | 64.5295 | 0
08.11. | 23 | 894.521 |  | 716.629 | 0 | 114.168 | 63.724 | 0
08.11. | 24 | 882.8599 |  | 720.8909 | 0 | 97.887 | 64.082 | 0
09.11. | 1 | 825.9544 |  | 676.5149 | 0 | 85.626 | 63.8135 | 0
09.11. | 2 | 801.8011 |  | 671.2336 | 0 | 66.933 | 63.6345 | 0
09.11. | 3 | 787.4261 |  | 670.5721 | 0 | 53.667 | 63.187 | 0
09.11. | 4 | 783.8342 |  | 670.8432 | 0 | 49.446 | 63.545 | 0
09.11. | 5 | 781.4953 |  | 667.2103 | 0 | 51.456 | 62.829 | 0
09.11. | 6 | 789.6889 |  | 670.6914 | 0 | 56.079 | 62.9185 | 0
09.11. | 7 | 808.8794 |  | 682.9349 | 0 | 62.31 | 63.6345 | 0
09.11. | 8 | 847.7143 |  | 720.5873 | 0 | 64.119 | 63.008 | 0
09.11. | 9 | 862.9318 |  | 728.9268 | 0 | 71.355 | 62.65 | 0
09.11. | 10 | 886.6516 |  | 741.2571 | 0 | 83.013 | 62.3815 | 0
09.11. | 11 | 913.4564 |  | 754.2164 | 0 | 97.485 | 61.755 | 0
09.11. | 12 | 922.2831 |  | 752.1451 | 0 | 108.741 | 61.397 | 0
09.11. | 13 | 937.0476 |  | 754.7586 | 0 | 119.997 | 62.292 | 0
09.11. | 14 | 924.978 |  | 733.308 | 0 | 128.841 | 62.829 | 0
09.11. | 15 | 923.5434 |  | 730.4884 | 0 | 130.047 | 63.008 | 0
09.11. | 16 | 929.8312 |  | 729.3172 | 0 | 137.685 | 62.829 | 0
09.11. | 17 | 931.6766 |  | 730.3366 | 0 | 138.69 | 62.65 | 0
09.11. | 18 | 938.6045 |  | 733.937 | 0 | 142.107 | 62.5605 | 0
09.11. | 19 | 944.2098 |  | 739.1858 | 0 | 142.911 | 62.113 | 0
09.11. | 20 | 963.2577 |  | 752.4487 | 0 | 148.338 | 62.471 | 0
09.11. | 21 | 966.9821 |  | 754.0971 | 0 | 150.951 | 61.934 | 0
09.11. | 22 | 962.0026 |  | 747.6446 | 0 | 152.961 | 61.397 | 0
09.11. | 23 | 946.2632 |  | 726.0747 | 0 | 157.986 | 62.2025 | 0
09.11. | 24 | 950.2738 |  | 723.7648 | 0 | 164.217 | 62.292 | 0
10.11. | 1 | 912.5287 |  | 681.7312 | 0 | 168.237 | 62.5605 | 0
10.11. | 2 | 914.4775 |  | 679.302 | 0 | 172.257 | 62.9185 | 0
10.11. | 3 | 910.2313 |  | 677.4693 | 0 | 170.649 | 62.113 | 0
10.11. | 4 | 912.0058 |  | 679.4213 | 0 | 169.845 | 62.7395 | 0
10.11. | 5 | 909.9151 |  | 677.6211 | 0 | 169.644 | 62.65 | 0
10.11. | 6 | 909.6092 |  | 678.5212 | 0 | 168.438 | 62.65 | 0
10.11. | 7 | 913.4476 |  | 687.2511 | 0 | 163.815 | 62.3815 | 0
10.11. | 8 | 941.2697 |  | 719.0257 | 0 | 159.594 | 62.65 | 0
10.11. | 9 | 950.2067 |  | 724.1877 | 0 | 163.011 | 63.008 | 0
10.11. | 10 | 954.07 |  | 724.9685 | 0 | 165.825 | 63.2765 | 0
10.11. | 11 | 952.854 |  | 718.5485 | 0 | 170.85 | 63.4555 | 0
10.11. | 12 | 934.5085 |  | 705.611 | 0 | 167.232 | 61.6655 | 0
10.11. | 13 | 937.2325 |  | 707.5955 | 0 | 166.629 | 63.008 | 0
10.11. | 14 | 939.133 |  | 710.209 | 0 | 165.021 | 63.903 | 0
10.11. | 15 | 930.2569 |  | 713.1479 | 0 | 153.564 | 63.545 | 0
10.11. | 16 | 917.3286 |  | 714.9806 | 0 | 138.087 | 64.261 | 0
10.11. | 17 | 904.2111 |  | 720.1101 | 0 | 120.198 | 63.903 | 0
10.11. | 18 | 894.4764 |  | 721.5199 | 0 | 109.143 | 63.8135 | 0
10.11. | 19 | 897.2989 |  | 725.3914 | 0 | 107.736 | 64.1715 | 0
10.11. | 20 | 905.0839 |  | 727.9724 | 0 | 112.761 | 64.3505 | 0
10.11. | 21 | 913.3949 |  | 728.6014 | 0 | 120.801 | 63.9925 | 0
10.11. | 22 | 923.401 |  | 728.2435 | 0 | 130.449 | 64.7085 | 0
10.11. | 23 | 920.6046 |  | 724.6431 | 0 | 131.253 | 64.7085 | 0
10.11. | 24 | 915.8491 |  | 722.7236 | 0 | 128.238 | 64.8875 | 0
11.11. | 1 | 879.7493 |  | 680.1478 | 0 | 135.072 | 64.5295 | 0
11.11. | 2 | 867.3635 |  | 672.253 | 0 | 131.655 | 63.4555 | 0
11.11. | 3 | 873.5302 |  | 674.0857 | 0 | 135.273 | 64.1715 | 0
11.11. | 4 | 877.7251 |  | 673.8146 | 0 | 140.097 | 63.8135 | 0
11.11. | 5 | 878.0944 |  | 672.6434 | 0 | 141.906 | 63.545 | 0
11.11. | 6 | 883.5802 |  | 674.0857 | 0 | 145.323 | 64.1715 | 0
11.11. | 7 | 888.9459 |  | 681.0154 | 0 | 144.117 | 63.8135 | 0
11.11. | 8 | 933.6599 |  | 725.9554 | 0 | 145.323 | 62.3815 | 0
11.11. | 9 | 916.825 |  | 728.71 | 0 | 127.434 | 60.681 | 0
11.11. | 10 | 913.4898 |  | 734.6853 | 0 | 116.781 | 62.0235 | 0
11.11. | 11 | 925.2654 |  | 737.5699 | 0 | 124.419 | 63.2765 | 0
11.11. | 12 | 899.3768 |  | 732.7658 | 0 | 104.319 | 62.292 | 0
11.11. | 13 | 875.248 |  | 734.566 | 0 | 78.39 | 62.292 | 0
11.11. | 14 | 856.4977 |  | 737.7217 | 0 | 54.873 | 63.903 | 0
11.11. | 15 | 870.9936 |  | 740.6931 | 0 | 66.129 | 64.1715 | 0
11.11. | 16 | 863.7679 |  | 741.4414 | 0 | 58.692 | 63.6345 | 0
11.11. | 17 | 866.5809 |  | 752.3619 | 0 | 50.853 | 63.366 | 0
11.11. | 18 | 869.6605 |  | 760.311 | 0 | 46.431 | 62.9185 | 0
11.11. | 19 | 848.0561 |  | 760.5496 | 0 | 25.125 | 62.3815 | 0
11.11. | 20 | 844.6634 |  | 763.9439 | 0 | 17.085 | 63.6345 | 0
11.11. | 21 | 834.6929 |  | 757.5239 | 0 | 13.266 | 63.903 | 0
11.11. | 22 | 836.724 |  | 759.0855 | 0 | 13.467 | 64.1715 | 0
11.11. | 23 | 821.0582 |  | 747.3517 | 0 | 10.251 | 63.4555 | 0
11.11. | 24 | 813.7792 |  | 745.4322 | 0 | 4.623 | 63.724 | 0
12.11. | 1 | 750.9541 |  | 683.4771 | 0 | 3.216 | 64.261 | 0
12.11. | 2 | 747.9903 |  | 679.4863 | 0 | 4.422 | 64.082 | 0
12.11. | 3 | 755.8051 |  | 682.1866 | 0 | 9.447 | 64.1715 | 0
12.11. | 4 | 758.3863 |  | 679.4538 | 0 | 15.477 | 63.4555 | 0
12.11. | 5 | 758.3477 |  | 681.1347 | 0 | 13.668 | 63.545 | 0
12.11. | 6 | 751.9361 |  | 678.9441 | 0 | 9.447 | 63.545 | 0
12.11. | 7 | 748.0686 |  | 678.2501 | 0 | 7.437 | 62.3815 | 0
12.11. | 8 | 795.7618 |  | 726.2808 | 0 | 8.442 | 61.039 | 0
12.11. | 9 | 804.2204 |  | 733.6009 | 0 | 9.849 | 60.7705 | 0
12.11. | 10 | 803.6589 |  | 732.9719 | 0 | 9.648 | 61.039 | 0
12.11. | 11 | 796.6597 |  | 729.8812 | 0 | 5.829 | 60.9495 | 0
12.11. | 12 | 791.8976 |  | 727.0616 | 0 | 3.618 | 61.218 | 0
12.11. | 13 | 790.7704 |  | 725.8904 | 0 | 4.02 | 60.86 | 0
12.11. | 14 | 794.1016 |  | 725.7386 | 0 | 8.04 | 60.323 | 0
12.11. | 15 | 794.1453 |  | 722.4093 | 0 | 11.055 | 60.681 | 0
12.11. | 16 | 799.605 |  | 723.5805 | 0 | 15.075 | 60.9495 | 0
12.11. | 17 | 805.5474 |  | 726.5519 | 0 | 17.688 | 61.3075 | 0
12.11. | 18 | 815.451 |  | 728.081 | 0 | 26.331 | 61.039 | 0
12.11. | 19 | 825.9157 |  | 731.8657 | 0 | 31.758 | 62.292 | 0
12.11. | 20 | 836.9127 |  | 740.2702 | 0 | 33.366 | 63.2765 | 0
12.11. | 21 | 837.858 |  | 740.3895 | 0 | 34.371 | 63.0975 | 0
12.11. | 22 | 837.336 |  | 736.518 | 0 | 37.989 | 62.829 | 0
12.11. | 23 | 844.2209 |  | 738.1989 | 0 | 43.014 | 63.008 | 0
12.11. | 24 | 847.6715 |  | 737.8085 | 0 | 47.034 | 62.829 | 0
13.11. | 1 | 787.541 |  | 676.092 | 0 | 48.441 | 63.008 | 0
13.11. | 2 | 783.9079 |  | 671.3204 | 0 | 49.848 | 62.7395 | 0
13.11. | 3 | 782.1437 |  | 670.1167 | 0 | 50.451 | 61.576 | 0
13.11. | 4 | 780.0185 |  | 670.2685 | 0 | 47.637 | 62.113 | 0
13.11. | 5 | 780.6843 |  | 665.8873 | 0 | 52.863 | 61.934 | 0
13.11. | 6 | 773.9825 |  | 658.025 | 0 | 54.471 | 61.4865 | 0
13.11. | 7 | 792.9626 |  | 667.9586 | 0 | 62.712 | 62.292 | 0
13.11. | 8 | 865.0094 |  | 728.5689 | 0 | 73.164 | 63.2765 | 0
13.11. | 9 | 869.0846 |  | 734.2081 | 0 | 71.958 | 62.9185 | 0
13.11. | 10 | 855.6973 |  | 731.4753 | 0 | 62.109 | 62.113 | 0
13.11. | 11 | 851.2162 |  | 735.7047 | 0 | 53.667 | 61.8445 | 0
13.11. | 12 | 836.5353 |  | 735.9433 | 0 | 39.195 | 61.397 | 0
13.11. | 13 | 827.4991 |  | 734.1431 | 0 | 31.959 | 61.397 | 0
13.11. | 14 | 822.4289 |  | 734.9239 | 0 | 25.929 | 61.576 | 0
13.11. | 15 | 816.3401 |  | 733.4816 | 0 | 21.909 | 60.9495 | 0
13.11. | 16 | 811.7538 |  | 728.8293 | 0 | 22.512 | 60.4125 | 0
13.11. | 17 | 817.705 |  | 730.0005 | 0 | 26.934 | 60.7705 | 0
13.11. | 18 | 832.6187 |  | 732.4947 | 0 | 38.19 | 61.934 | 0
13.11. | 19 | 848.9833 |  | 735.3468 | 0 | 51.255 | 62.3815 | 0
13.11. | 20 | 866.075 |  | 742.3415 | 0 | 60.099 | 63.6345 | 0
13.11. | 21 | 868.889 |  | 742.3415 | 0 | 62.913 | 63.6345 | 0
13.11. | 22 | 867.0897 |  | 738.9797 | 0 | 64.923 | 63.187 | 0
13.11. | 23 | 870.6355 |  | 741.051 | 0 | 66.129 | 63.4555 | 0
13.11. | 24 | 880.7886 |  | 743.2741 | 0 | 73.164 | 64.3505 | 0
14.11. | 1 | 820.2755 |  | 674.834 | 0 | 81.807 | 63.6345 | 0
14.11. | 2 | 818.2976 |  | 671.8951 | 0 | 82.41 | 63.9925 | 0
14.11. | 3 | 809.5267 |  | 668.2622 | 0 | 77.988 | 63.2765 | 0
14.11. | 4 | 812.1649 |  | 670.0949 | 0 | 77.988 | 64.082 | 0
14.11. | 5 | 822.9524 |  | 674.6279 | 0 | 83.616 | 64.7085 | 0
14.11. | 6 | 812.8992 |  | 663.7942 | 0 | 85.023 | 64.082 | 0
14.11. | 7 | 823.49 |  | 672.2855 | 0 | 87.033 | 64.1715 | 0
14.11. | 8 | 867.4894 |  | 713.1804 | 0 | 90.048 | 64.261 | 0
14.11. | 9 | 871.5806 |  | 722.0296 | 0 | 85.827 | 63.724 | 0
14.11. | 10 | 872.4843 |  | 732.1368 | 0 | 77.787 | 62.5605 | 0
14.11. | 11 | 870.718 |  | 739.728 | 0 | 68.34 | 62.65 | 0
14.11. | 12 | 856.7593 |  | 736.0408 | 0 | 57.084 | 63.6345 | 0
14.11. | 13 | 833.6813 |  | 725.7168 | 0 | 45.225 | 62.7395 | 0
14.11. | 14 | 812.5682 |  | 706.8147 | 0 | 43.014 | 62.7395 | 0
14.11. | 15 | 818.9784 |  | 712.5514 | 0 | 41.808 | 64.619 | 0
14.11. | 16 | 818.5224 |  | 715.1324 | 0 | 38.592 | 64.798 | 0
14.11. | 17 | 825.1426 |  | 722.7561 | 0 | 36.783 | 65.6035 | 0
14.11. | 18 | 834.8779 |  | 725.4564 | 0 | 43.818 | 65.6035 | 0
14.11. | 19 | 850.6969 |  | 731.2474 | 0 | 53.667 | 65.7825 | 0
14.11. | 20 | 868.8469 |  | 740.9099 | 0 | 61.707 | 66.23 | 0
14.11. | 21 | 887.1763 |  | 744.5428 | 0 | 75.777 | 66.8565 | 0
14.11. | 22 | 886.393 |  | 736.6805 | 0 | 83.214 | 66.4985 | 0
14.11. | 23 | 867.1708 |  | 712.3453 | 0 | 89.043 | 65.7825 | 0
14.11. | 24 | 861.7296 |  | 706.0121 | 0 | 90.651 | 65.0665 | 0
15.11. | 1 | 816.1725 |  | 662.688 | 0 | 88.239 | 65.2455 | 0
15.11. | 2 | 805.1948 |  | 658.9683 | 0 | 80.802 | 65.4245 | 0
15.11. | 3 | 798.2559 |  | 659.8684 | 0 | 72.963 | 65.4245 | 0
15.11. | 4 | 792.5636 |  | 661.7011 | 0 | 64.722 | 66.1405 | 0
15.11. | 5 | 795.6477 |  | 663.8917 | 0 | 65.526 | 66.23 | 0
15.11. | 6 | 794.1358 |  | 664.7918 | 0 | 63.114 | 66.23 | 0
15.11. | 7 | 793.4112 |  | 667.7307 | 0 | 59.898 | 65.7825 | 0
15.11. | 8 | 827.18 |  | 706.435 | 0 | 54.873 | 65.872 | 0
15.11. | 9 | 830.6915 |  | 714.1455 | 0 | 50.853 | 65.693 | 0
15.11. | 10 | 827.8354 |  | 710.6644 | 0 | 51.657 | 65.514 | 0
15.11. | 11 | 823.6329 |  | 705.5024 | 0 | 53.064 | 65.0665 | 0
15.11. | 12 | 822.4912 |  | 703.6697 | 0 | 54.471 | 64.3505 | 0
15.11. | 13 | 816.4794 |  | 704.1794 | 0 | 48.039 | 64.261 | 0
15.11. | 14 | 809.824 |  | 703.7565 | 0 | 42.612 | 63.4555 | 0
15.11. | 15 | 812.1783 |  | 706.4893 | 0 | 41.607 | 64.082 | 0
15.11. | 16 | 817.2791 |  | 715.6746 | 0 | 36.18 | 65.4245 | 0
15.11. | 17 | 820.3092 |  | 720.4462 | 0 | 34.17 | 65.693 | 0
15.11. | 18 | 827.688 |  | 723.114 | 0 | 39.597 | 64.977 | 0
15.11. | 19 | 835.5779 |  | 724.7949 | 0 | 45.627 | 65.156 | 0
15.11. | 20 | 843.9863 |  | 725.1853 | 0 | 53.466 | 65.335 | 0
15.11. | 21 | 844.8691 |  | 724.0141 | 0 | 55.878 | 64.977 | 0
15.11. | 22 | 847.507 |  | 716.065 | 0 | 65.928 | 65.514 | 0
15.11. | 23 | 849.7086 |  | 713.7551 | 0 | 70.35 | 65.6035 | 0
15.11. | 24 | 854.5866 |  | 711.1741 | 0 | 77.988 | 65.4245 | 0
16.11. | 1 | 811.4446 |  | 663.5881 | 0 | 82.611 | 65.2455 | 0
16.11. | 2 | 806.4756 |  | 663.6206 | 0 | 76.983 | 65.872 | 0
16.11. | 3 | 801.9952 |  | 662.6012 | 0 | 73.164 | 66.23 | 0
16.11. | 4 | 804.1022 |  | 661.9397 | 0 | 76.38 | 65.7825 | 0
16.11. | 5 | 805.6062 |  | 661.2782 | 0 | 78.993 | 65.335 | 0
16.11. | 6 | 806.1043 |  | 662.1783 | 0 | 78.591 | 65.335 | 0
16.11. | 7 | 813.6028 |  | 674.3893 | 0 | 73.968 | 65.2455 | 0
16.11. | 8 | 839.1278 |  | 711.6838 | 0 | 62.109 | 65.335 | 0
16.11. | 9 | 843.7786 |  | 718.1906 | 0 | 61.506 | 64.082 | 0
16.11. | 10 | 844.7839 |  | 727.9724 | 0 | 52.461 | 64.3505 | 0
16.11. | 11 | 849.0912 |  | 741.5932 | 0 | 43.416 | 64.082 | 0
16.11. | 12 | 839.4957 |  | 736.4637 | 0 | 38.592 | 64.44 | 0
16.11. | 13 | 838.1111 |  | 736.8866 | 0 | 35.979 | 65.2455 | 0
16.11. | 14 | 815.4962 |  | 715.9457 | 0 | 33.768 | 65.7825 | 0
16.11. | 15 | 817.7208 |  | 718.1688 | 0 | 32.964 | 66.588 | 0
16.11. | 16 | 823.5774 |  | 720.9884 | 0 | 36.18 | 66.409 | 0
16.11. | 17 | 828.0648 |  | 723.3308 | 0 | 37.788 | 66.946 | 0
16.11. | 18 | 839.1307 |  | 728.1892 | 0 | 44.622 | 66.3195 | 0
16.11. | 19 | 862.3518 |  | 735.5093 | 0 | 60.702 | 66.1405 | 0
16.11. | 20 | 896.2104 |  | 755.1379 | 0 | 72.963 | 68.1095 | 0
16.11. | 21 | 906.4586 |  | 753.7281 | 0 | 84.621 | 68.1095 | 0
16.11. | 22 | 912.5181 |  | 744.0656 | 0 | 100.701 | 67.7515 | 0
16.11. | 23 | 912.8696 |  | 727.3541 | 0 | 117.585 | 67.9305 | 0
16.11. | 24 | 914.2826 |  | 724.1441 | 0 | 122.208 | 67.9305 | 0
17.11. | 1 | 875.9527 |  | 682.6202 | 0 | 125.223 | 68.1095 | 0
17.11. | 2 | 871.6714 |  | 678.6294 | 0 | 125.022 | 68.02 | 0
17.11. | 3 | 870.7204 |  | 676.0484 | 0 | 126.831 | 67.841 | 0
17.11. | 4 | 875.3974 |  | 673.4674 | 0 | 134.268 | 67.662 | 0
17.11. | 5 | 877.3282 |  | 674.2157 | 0 | 136.077 | 67.0355 | 0
17.11. | 6 | 882.2414 |  | 679.8874 | 0 | 134.871 | 67.483 | 0
17.11. | 7 | 893.1984 |  | 691.4694 | 0 | 134.067 | 67.662 | 0
17.11. | 8 | 937.554 |  | 729.035 | 0 | 140.499 | 68.02 | 0
17.11. | 9 | 957.1301 |  | 737.6456 | 0 | 151.554 | 67.9305 | 0
17.11. | 10 | 964.6101 |  | 739.5651 | 0 | 157.383 | 67.662 | 0
17.11. | 11 | 961.6309 |  | 736.4744 | 0 | 157.584 | 67.5725 | 0
17.11. | 12 | 958.6372 |  | 732.7222 | 0 | 158.79 | 67.125 | 0
17.11. | 13 | 962.531 |  | 737.3745 | 0 | 157.584 | 67.5725 | 0
17.11. | 14 | 967.0394 |  | 741.6364 | 0 | 157.383 | 68.02 | 0
17.11. | 15 | 963.627 |  | 739.923 | 0 | 156.579 | 67.125 | 0
17.11. | 16 | 965.9571 |  | 745.3561 | 0 | 152.76 | 67.841 | 0
17.11. | 17 | 972.9196 |  | 753.0991 | 0 | 151.353 | 68.4675 | 0
17.11. | 18 | 983.3279 |  | 756.4284 | 0 | 158.79 | 68.1095 | 0
17.11. | 19 | 992.3902 |  | 758.4997 | 0 | 165.423 | 68.4675 | 0
17.11. | 20 | 996.4293 |  | 757.4478 | 0 | 171.051 | 67.9305 | 0
17.11. | 21 | 997.7832 |  | 758.4672 | 0 | 171.654 | 67.662 | 0
17.11. | 22 | 1004.783 |  | 765.668 | 0 | 171.453 | 67.662 | 0
17.11. | 23 | 997.9694 |  | 763.4774 | 0 | 166.83 | 67.662 | 0
17.11. | 24 | 1001.172 |  | 766.991 | 0 | 165.624 | 68.557 | 0
18.11. | 1 | 958.4741 |  | 722.8861 | 0 | 167.031 | 68.557 | 0
18.11. | 2 | 957.1347 |  | 722.5282 | 0 | 165.423 | 69.1835 | 0
18.11. | 3 | 952.3116 |  | 720.9666 | 0 | 162.609 | 68.736 | 0
18.11. | 4 | 941.799 |  | 722.6475 | 0 | 150.147 | 69.0045 | 0
18.11. | 5 | 926.9259 |  | 721.0859 | 0 | 137.283 | 68.557 | 0
18.11. | 6 | 925.4177 |  | 721.8342 | 0 | 135.474 | 68.1095 | 0
18.11. | 7 | 935.3333 |  | 732.3968 | 0 | 134.469 | 68.4675 | 0
18.11. | 8 | 988.6141 |  | 785.2316 | 0 | 135.273 | 68.1095 | 0
18.11. | 9 | 990.3021 |  | 792.2806 | 0 | 130.449 | 67.5725 | 0
18.11. | 10 | 981.4763 |  | 792.7903 | 0 | 121.203 | 67.483 | 0
18.11. | 11 | 971.9408 |  | 797.3233 | 0 | 106.329 | 68.2885 | 0
18.11. | 12 | 959.2675 |  | 796.575 | 0 | 93.867 | 68.8255 | 0
18.11. | 13 | 948.7828 |  | 795.4038 | 0 | 84.822 | 68.557 | 0
18.11. | 14 | 930.6688 |  | 786.3378 | 0 | 77.385 | 66.946 | 0
18.11. | 15 | 913.3695 |  | 778.443 | 0 | 69.144 | 65.7825 | 0
18.11. | 16 | 902.8936 |  | 775.4716 | 0 | 61.908 | 65.514 | 0
18.11. | 17 | 902.4643 |  | 782.4338 | 0 | 54.069 | 65.9615 | 0
18.11. | 18 | 906.845 |  | 788.7995 | 0 | 50.652 | 67.3935 | 0
18.11. | 19 | 899.7494 |  | 790.4804 | 0 | 41.607 | 67.662 | 0
18.11. | 20 | 896.9505 |  | 795.252 | 0 | 33.768 | 67.9305 | 0
18.11. | 21 | 886.9115 |  | 790.7515 | 0 | 28.14 | 68.02 | 0
18.11. | 22 | 884.785 |  | 792.042 | 0 | 24.723 | 68.02 | 0
18.11. | 23 | 876.8791 |  | 787.1511 | 0 | 21.708 | 68.02 | 0
18.11. | 24 | 868.7154 |  | 783.4314 | 0 | 17.085 | 68.199 | 0
19.11. | 1 | 803.2964 |  | 720.4244 | 0 | 14.673 | 68.199 | 0
19.11. | 2 | 799.0814 |  | 717.2144 | 0 | 13.668 | 68.199 | 0
19.11. | 3 | 803.8812 |  | 719.9147 | 0 | 15.678 | 68.2885 | 0
19.11. | 4 | 803.7217 |  | 719.2857 | 0 | 15.879 | 68.557 | 0
19.11. | 5 | 793.0181 |  | 711.9331 | 0 | 13.065 | 68.02 | 0
19.11. | 6 | 789.9364 |  | 710.7294 | 0 | 12.261 | 66.946 | 0
19.11. | 7 | 799.4704 |  | 719.1014 | 0 | 13.065 | 67.304 | 0
19.11. | 8 | 854.8404 |  | 771.1879 | 0 | 16.08 | 67.5725 | 0
19.11. | 9 | 857.2517 |  | 776.4367 | 0 | 13.869 | 66.946 | 0
19.11. | 10 | 855.6858 |  | 779.9178 | 0 | 8.643 | 67.125 | 0
19.11. | 11 | 849.3115 |  | 777.185 | 0 | 5.628 | 66.4985 | 0
19.11. | 12 | 853.0407 |  | 782.8567 | 0 | 3.417 | 66.767 | 0
19.11. | 13 | 853.9217 |  | 784.8087 | 0 | 1.809 | 67.304 | 0
19.11. | 14 | 851.8608 |  | 783.1278 | 0 | 1.608 | 67.125 | 0
19.11. | 15 | 851.6337 |  | 782.8567 | 0 | 2.01 | 66.767 | 0
19.11. | 16 | 845.9151 |  | 778.6816 | 0 | 1.809 | 65.4245 | 0
19.11. | 17 | 854.7439 |  | 785.3184 | 0 | 2.211 | 67.2145 | 0
19.11. | 18 | 865.8407 |  | 794.4712 | 0 | 3.618 | 67.7515 | 0
19.11. | 19 | 869.948 |  | 797.1715 | 0 | 5.025 | 67.7515 | 0
19.11. | 20 | 873.4495 |  | 798.462 | 0 | 7.236 | 67.7515 | 0
19.11. | 21 | 872.7629 |  | 795.6099 | 0 | 9.849 | 67.304 | 0
19.11. | 22 | 868.4825 |  | 790.0575 | 0 | 11.658 | 66.767 | 0
19.11. | 23 | 874.5656 |  | 789.0381 | 0 | 18.492 | 67.0355 | 0
19.11. | 24 | 883.0425 |  | 787.509 | 0 | 28.14 | 67.3935 | 0
20.11. | 1 | 837.8595 |  | 731.5835 | 0 | 38.793 | 67.483 | 0
20.11. | 2 | 852.7087 |  | 730.1737 | 0 | 54.873 | 67.662 | 0
20.11. | 3 | 860.923 |  | 725.7925 | 0 | 67.737 | 67.3935 | 0
20.11. | 4 | 872.3655 |  | 725.131 | 0 | 80.199 | 67.0355 | 0
20.11. | 5 | 880.5258 |  | 723.3308 | 0 | 90.249 | 66.946 | 0
20.11. | 6 | 885.6651 |  | 724.7406 | 0 | 94.068 | 66.8565 | 0
20.11. | 7 | 892.0013 |  | 733.6223 | 0 | 91.254 | 67.125 | 0
20.11. | 8 | 944.258 |  | 787.509 | 0 | 89.445 | 67.304 | 0
20.11. | 9 | 959.637 |  | 799.091 | 0 | 93.063 | 67.483 | 0
20.11. | 10 | 957.3654 |  | 800.7719 | 0 | 88.842 | 67.7515 | 0
20.11. | 11 | 946.4114 |  | 794.2869 | 0 | 85.626 | 66.4985 | 0
20.11. | 12 | 950.314 |  | 797.139 | 0 | 86.229 | 66.946 | 0
20.11. | 13 | 966.2339 |  | 807.8534 | 0 | 90.45 | 67.9305 | 0
20.11. | 14 | 978.8087 |  | 806.7147 | 0 | 103.716 | 68.378 | 0
20.11. | 15 | 994.9393 |  | 814.0673 | 0 | 111.957 | 68.915 | 0
20.11. | 16 | 991.6957 |  | 811.2477 | 0 | 111.354 | 69.094 | 0
20.11. | 17 | 990.848 |  | 814.577 | 0 | 107.535 | 68.736 | 0
20.11. | 18 | 987.1091 |  | 812.2671 | 0 | 105.927 | 68.915 | 0
20.11. | 19 | 983.4814 |  | 815.6289 | 0 | 98.49 | 69.3625 | 0
20.11. | 20 | 971.1928 |  | 812.8093 | 0 | 88.842 | 69.5415 | 0
20.11. | 21 | 966.0129 |  | 810.4669 | 0 | 86.631 | 68.915 | 0
20.11. | 22 | 965.2616 |  | 809.0246 | 0 | 88.038 | 68.199 | 0
20.11. | 23 | 964.8857 |  | 809.2957 | 0 | 87.033 | 68.557 | 0
20.11. | 24 | 959.8962 |  | 796.4232 | 0 | 95.274 | 68.199 | 0
21.11. | 1 | 893.1855 |  | 723.9055 | 0 | 100.902 | 68.378 | 0
21.11. | 2 | 884.9718 |  | 716.9433 | 0 | 100.098 | 67.9305 | 0
21.11. | 3 | 880.1987 |  | 718.6242 | 0 | 93.465 | 68.1095 | 0
21.11. | 4 | 880.0677 |  | 719.2532 | 0 | 93.063 | 67.7515 | 0
21.11. | 5 | 865.6883 |  | 714.9913 | 0 | 83.214 | 67.483 | 0
21.11. | 6 | 861.805 |  | 716.824 | 0 | 76.782 | 68.199 | 0
21.11. | 7 | 863.472 |  | 721.9535 | 0 | 73.767 | 67.7515 | 0
21.11. | 8 | 913.5718 |  | 763.9003 | 0 | 81.204 | 68.4675 | 0
21.11. | 9 | 920.3954 |  | 772.5109 | 0 | 79.596 | 68.2885 | 0
21.11. | 10 | 937.3064 |  | 786.6739 | 0 | 81.807 | 68.8255 | 0
21.11. | 11 | 949.2184 |  | 795.0134 | 0 | 85.827 | 68.378 | 0
21.11. | 12 | 950.6342 |  | 793.2132 | 0 | 89.043 | 68.378 | 0
21.11. | 13 | 949.4191 |  | 785.2316 | 0 | 96.078 | 68.1095 | 0
21.11. | 14 | 938.5743 |  | 768.4008 | 0 | 101.706 | 68.4675 | 0
21.11. | 15 | 926.6505 |  | 754.715 | 0 | 104.721 | 67.2145 | 0
21.11. | 16 | 922.4277 |  | 757.8382 | 0 | 96.48 | 68.1095 | 0
21.11. | 17 | 921.7716 |  | 758.8576 | 0 | 95.073 | 67.841 | 0
21.11. | 18 | 919.0173 |  | 758.7383 | 0 | 92.259 | 68.02 | 0
21.11. | 19 | 925.7834 |  | 764.7679 | 0 | 93.264 | 67.7515 | 0
21.11. | 20 | 944.9083 |  | 779.9828 | 0 | 96.279 | 68.6465 | 0
21.11. | 21 | 942.403 |  | 780.4925 | 0 | 93.264 | 68.6465 | 0
21.11. | 22 | 938.7089 |  | 776.9789 | 0 | 94.068 | 67.662 | 0
21.11. | 23 | 928.0493 |  | 760.6253 | 0 | 100.299 | 67.125 | 0
21.11. | 24 | 930.4043 |  | 758.1093 | 0 | 103.917 | 68.378 | 0
22.11. | 1 | 878.1127 |  | 705.7517 | 0 | 104.52 | 67.841 | 0
22.11. | 2 | 866.1355 |  | 698.757 | 0 | 100.701 | 66.6775 | 0
22.11. | 3 | 855.8942 |  | 695.3952 | 0 | 94.269 | 66.23 | 0
22.11. | 4 | 856.6549 |  | 699.1474 | 0 | 90.651 | 66.8565 | 0
22.11. | 5 | 847.7754 |  | 696.5664 | 0 | 84.621 | 66.588 | 0
22.11. | 6 | 845.2394 |  | 698.5184 | 0 | 79.596 | 67.125 | 0
22.11. | 7 | 849.4382 |  | 703.8322 | 0 | 77.586 | 68.02 | 0
22.11. | 8 | 885.7208 |  | 745.8983 | 0 | 71.355 | 68.4675 | 0
22.11. | 9 | 891.9945 |  | 753.4895 | 0 | 69.948 | 68.557 | 0
22.11. | 10 | 889.9845 |  | 753.4895 | 0 | 67.938 | 68.557 | 0
22.11. | 11 | 890.9625 |  | 754.78 | 0 | 67.536 | 68.6465 | 0
22.11. | 12 | 884.4026 |  | 751.1471 | 0 | 65.325 | 67.9305 | 0
22.11. | 13 | 888.3996 |  | 746.6141 | 0 | 74.571 | 67.2145 | 0
22.11. | 14 | 893.4825 |  | 749.618 | 0 | 75.576 | 68.2885 | 0
22.11. | 15 | 887.8988 |  | 750.3988 | 0 | 68.943 | 68.557 | 0
22.11. | 16 | 884.3135 |  | 751.57 | 0 | 63.918 | 68.8255 | 0
22.11. | 17 | 888.6642 |  | 752.0797 | 0 | 67.938 | 68.6465 | 0
22.11. | 18 | 889.3394 |  | 750.0084 | 0 | 70.953 | 68.378 | 0
22.11. | 19 | 880.9577 |  | 753.9992 | 0 | 58.491 | 68.4675 | 0
22.11. | 20 | 880.9304 |  | 760.9614 | 0 | 51.054 | 68.915 | 0
22.11. | 21 | 876.2989 |  | 757.0899 | 0 | 50.652 | 68.557 | 0
22.11. | 22 | 873.1099 |  | 755.7994 | 0 | 48.843 | 68.4675 | 0
22.11. | 23 | 873.5483 |  | 756.8188 | 0 | 48.441 | 68.2885 | 0
22.11. | 24 | 863.8554 |  | 751.9279 | 0 | 43.818 | 68.1095 | 0
23.11. | 1 | 816.3351 |  | 701.0126 | 0 | 47.034 | 68.2885 | 0
23.11. | 2 | 810.1935 |  | 694.918 | 0 | 48.24 | 67.0355 | 0
23.11. | 3 | 807.8258 |  | 695.6988 | 0 | 44.823 | 67.304 | 0
23.11. | 4 | 806.9718 |  | 692.4563 | 0 | 47.838 | 66.6775 | 0
23.11. | 5 | 806.511 |  | 691.014 | 0 | 49.446 | 66.051 | 0
23.11. | 6 | 801.1722 |  | 692.1527 | 0 | 43.416 | 65.6035 | 0
23.11. | 7 | 804.2802 |  | 697.3147 | 0 | 41.004 | 65.9615 | 0
23.11. | 8 | 844.3713 |  | 732.8958 | 0 | 46.23 | 65.2455 | 0
23.11. | 9 | 859.4762 |  | 748.1107 | 0 | 45.225 | 66.1405 | 0
23.11. | 10 | 864.7255 |  | 760.376 | 0 | 39.999 | 64.3505 | 0
23.11. | 11 | 880.8442 |  | 773.7907 | 0 | 41.808 | 65.2455 | 0
23.11. | 12 | 887.9948 |  | 774.0618 | 0 | 48.24 | 65.693 | 0
23.11. | 13 | 890.9388 |  | 768.8998 | 0 | 56.883 | 65.156 | 0
23.11. | 14 | 877.5219 |  | 747.3299 | 0 | 64.32 | 65.872 | 0
23.11. | 15 | 874.2465 |  | 741.7775 | 0 | 67.134 | 65.335 | 0
23.11. | 16 | 885.8945 |  | 750.811 | 0 | 68.943 | 66.1405 | 0
23.11. | 17 | 888.3696 |  | 756.2116 | 0 | 65.928 | 66.23 | 0
23.11. | 18 | 889.7395 |  | 760.441 | 0 | 63.516 | 65.7825 | 0
23.11. | 19 | 900.458 |  | 766.8285 | 0 | 68.742 | 64.8875 | 0
23.11. | 20 | 927.8315 |  | 787.4765 | 0 | 73.767 | 66.588 | 0
23.11. | 21 | 927.6553 |  | 788.8863 | 0 | 72.36 | 66.409 | 0
23.11. | 22 | 933.3094 |  | 789.1574 | 0 | 77.385 | 66.767 | 0
23.11. | 23 | 910.9561 |  | 766.5356 | 0 | 77.385 | 67.0355 | 0
23.11. | 24 | 904.8621 |  | 762.6966 | 0 | 74.772 | 67.3935 | 0
24.11. | 1 | 860.5465 |  | 721.9535 | 0 | 70.752 | 67.841 | 0
24.11. | 2 | 859.9762 |  | 723.1247 | 0 | 68.742 | 68.1095 | 0
24.11. | 3 | 859.2308 |  | 718.8303 | 0 | 73.365 | 67.0355 | 0
24.11. | 4 | 851.6486 |  | 713.1261 | 0 | 72.561 | 65.9615 | 0
24.11. | 5 | 859.5694 |  | 719.1014 | 0 | 73.164 | 67.304 | 0
24.11. | 6 | 853.8074 |  | 714.6334 | 0 | 71.154 | 68.02 | 0
24.11. | 7 | 868.025 |  | 721.3245 | 0 | 78.591 | 68.1095 | 0
24.11. | 8 | 910.89 |  | 756.038 | 0 | 86.832 | 68.02 | 0
24.11. | 9 | 930.7981 |  | 764.0196 | 0 | 98.49 | 68.2885 | 0
24.11. | 10 | 941.3274 |  | 760.2999 | 0 | 112.56 | 68.4675 | 0
24.11. | 11 | 949.5542 |  | 753.9667 | 0 | 127.836 | 67.7515 | 0
24.11. | 12 | 966.1444 |  | 754.5414 | 0 | 142.509 | 69.094 | 0
24.11. | 13 | 967.2816 |  | 746.6791 | 0 | 151.956 | 68.6465 | 0
24.11. | 14 | 971.3929 |  | 743.5559 | 0 | 159.996 | 67.841 | 0
24.11. | 15 | 983.1776 |  | 754.4221 | 0 | 159.393 | 69.3625 | 0
24.11. | 16 | 994.9889 |  | 763.5749 | 0 | 161.604 | 69.81 | 0
24.11. | 17 | 1000.7937 |  | 766.2752 | 0 | 164.619 | 69.8995 | 0
24.11. | 18 | 1008.9076 |  | 772.4891 | 0 | 165.624 | 70.7945 | 0
24.11. | 19 | 1012.9337 |  | 775.3737 | 0 | 165.423 | 72.137 | 0
24.11. | 20 | 1003.9192 |  | 779.2452 | 0 | 152.358 | 72.316 | 0
24.11. | 21 | 983.9484 |  | 779.6899 | 0 | 133.464 | 70.7945 | 0
24.11. | 22 | 961.9251 |  | 778.2801 | 0 | 112.761 | 70.884 | 0
24.11. | 23 | 941.257 |  | 776.751 | 0 | 93.264 | 71.242 | 0
24.11. | 24 | 928.8699 |  | 772.0444 | 0 | 84.42 | 72.4055 | 0
25.11. | 1 | 878.1932 |  | 730.3687 | 0 | 75.777 | 72.0475 | 0
25.11. | 2 | 862.9315 |  | 725.2935 | 0 | 66.933 | 70.705 | 0
25.11. | 3 | 860.2779 |  | 724.3609 | 0 | 65.928 | 69.989 | 0
25.11. | 4 | 858.3619 |  | 718.6024 | 0 | 69.144 | 70.6155 | 0
25.11. | 5 | 844.2382 |  | 715.5117 | 0 | 58.29 | 70.4365 | 0
25.11. | 6 | 833.2705 |  | 718.212 | 0 | 44.622 | 70.4365 | 0
25.11. | 7 | 824.8034 |  | 720.4244 | 0 | 36.18 | 68.199 | 0
25.11. | 8 | 877.3232 |  | 775.1787 | 0 | 34.572 | 67.5725 | 0
25.11. | 9 | 885.5105 |  | 787.5415 | 0 | 29.949 | 68.02 | 0
25.11. | 10 | 892.4287 |  | 794.5037 | 0 | 29.547 | 68.378 | 0
25.11. | 11 | 895.3058 |  | 799.9043 | 0 | 26.934 | 68.4675 | 0
25.11. | 12 | 900.0725 |  | 803.06 | 0 | 26.934 | 70.0785 | 0
25.11. | 13 | 906.3893 |  | 803.2118 | 0 | 32.562 | 70.6155 | 0
25.11. | 14 | 913.4285 |  | 803.125 | 0 | 38.793 | 71.5105 | 0
25.11. | 15 | 915.9909 |  | 795.7724 | 0 | 49.245 | 70.9735 | 0
25.11. | 16 | 931.46 |  | 796.011 | 0 | 64.923 | 70.526 | 0
25.11. | 17 | 962.7187 |  | 802.3442 | 0 | 89.043 | 71.3315 | 0
25.11. | 18 | 980.2748 |  | 804.5348 | 0 | 104.319 | 71.421 | 0
25.11. | 19 | 999.1415 |  | 811.497 | 0 | 115.776 | 71.8685 | 0
25.11. | 20 | 1024.2131 |  | 818.1881 | 0 | 134.067 | 71.958 | 0
25.11. | 21 | 1044.4902 |  | 815.2167 | 0 | 157.584 | 71.6895 | 0
25.11. | 22 | 1040.1398 |  | 809.0353 | 0 | 159.594 | 71.5105 | 0
25.11. | 23 | 1041.5258 |  | 807.1158 | 0 | 162.81 | 71.6 | 0
25.11. | 24 | 1041.5377 |  | 801.0537 | 0 | 169.242 | 71.242 | 0
26.11. | 1 | 984.1769 |  | 738.5564 | 0 | 174.468 | 71.1525 | 0
26.11. | 2 | 989.1433 |  | 742.8508 | 0 | 174.066 | 72.2265 | 0
26.11. | 3 | 987.6075 |  | 740.7795 | 0 | 174.87 | 71.958 | 0
26.11. | 4 | 985.1527 |  | 742.5472 | 0 | 171.453 | 71.1525 | 0
26.11. | 5 | 984.6962 |  | 745.0632 | 0 | 169.644 | 69.989 | 0
26.11. | 6 | 981.8467 |  | 742.4822 | 0 | 169.644 | 69.7205 | 0
26.11. | 7 | 982.1699 |  | 743.6534 | 0 | 168.438 | 70.0785 | 0
26.11. | 8 | 1030.1501 |  | 797.5726 | 0 | 161.604 | 70.9735 | 0
26.11. | 9 | 1032.3404 |  | 805.4349 | 0 | 155.574 | 71.3315 | 0
26.11. | 10 | 1019.4886 |  | 809.1546 | 0 | 139.092 | 71.242 | 0
26.11. | 11 | 991.3313 |  | 807.0833 | 0 | 113.364 | 70.884 | 0
26.11. | 12 | 955.8226 |  | 799.4271 | 0 | 87.033 | 69.3625 | 0
26.11. | 13 | 934.8916 |  | 800.7176 | 0 | 64.722 | 69.452 | 0
26.11. | 14 | 925.6765 |  | 805.012 | 0 | 50.049 | 70.6155 | 0
26.11. | 15 | 924.1273 |  | 806.4543 | 0 | 46.431 | 71.242 | 0
26.11. | 16 | 918.4686 |  | 807.8966 | 0 | 38.793 | 71.779 | 0
26.11. | 17 | 924.0454 |  | 811.8874 | 0 | 40.2 | 71.958 | 0
26.11. | 18 | 943.6573 |  | 817.4073 | 0 | 54.471 | 71.779 | 0
26.11. | 19 | 955.5993 |  | 816.1493 | 0 | 67.134 | 72.316 | 0
26.11. | 20 | 942.1005 |  | 813.4165 | 0 | 57.084 | 71.6 | 0
26.11. | 21 | 931.5603 |  | 812.2778 | 0 | 47.235 | 72.0475 | 0
26.11. | 22 | 920.9525 |  | 811.497 | 0 | 37.587 | 71.8685 | 0
26.11. | 23 | 913.6443 |  | 813.5683 | 0 | 27.939 | 72.137 | 0
26.11. | 24 | 906.599 |  | 812.82 | 0 | 21.105 | 72.674 | 0
27.11. | 1 | 842.8022 |  | 756.1462 | 0 | 13.266 | 73.39 | 0
27.11. | 2 | 831.13 |  | 749.813 | 0 | 8.643 | 72.674 | 0
27.11. | 3 | 819.9022 |  | 741.2892 | 0 | 6.834 | 71.779 | 0
27.11. | 4 | 819.8359 |  | 740.5084 | 0 | 7.638 | 71.6895 | 0
27.11. | 5 | 816.2546 |  | 735.8561 | 0 | 9.246 | 71.1525 | 0
27.11. | 6 | 819.4109 |  | 735.9754 | 0 | 12.462 | 70.9735 | 0
27.11. | 7 | 827.0118 |  | 740.2048 | 0 | 16.281 | 70.526 | 0
27.11. | 8 | 891.4425 |  | 801.173 | 0 | 19.296 | 70.9735 | 0
27.11. | 9 | 909.8459 |  | 815.0649 | 0 | 23.718 | 71.063 | 0
27.11. | 10 | 917.1086 |  | 819.4461 | 0 | 26.331 | 71.3315 | 0
27.11. | 11 | 911.0701 |  | 815.5746 | 0 | 24.522 | 70.9735 | 0
27.11. | 12 | 909.8496 |  | 814.9131 | 0 | 24.321 | 70.6155 | 0
27.11. | 13 | 914.7245 |  | 816.594 | 0 | 27.336 | 70.7945 | 0
27.11. | 14 | 911.6768 |  | 815.4228 | 0 | 25.728 | 70.526 | 0
27.11. | 15 | 907.252 |  | 814.013 | 0 | 22.713 | 70.526 | 0
27.11. | 16 | 898.4796 |  | 807.8316 | 0 | 20.301 | 70.347 | 0
27.11. | 17 | 905.9569 |  | 814.4359 | 0 | 20.1 | 71.421 | 0
27.11. | 18 | 915.6316 |  | 818.8171 | 0 | 25.125 | 71.6895 | 0
27.11. | 19 | 926.1266 |  | 820.7366 | 0 | 33.969 | 71.421 | 0
27.11. | 20 | 934.4185 |  | 822.4175 | 0 | 40.401 | 71.6 | 0
27.11. | 21 | 945.4562 |  | 820.3462 | 0 | 53.868 | 71.242 | 0
27.11. | 22 | 948.3637 |  | 814.5227 | 0 | 63.315 | 70.526 | 0
27.11. | 23 | 947.8707 |  | 811.9742 | 0 | 64.923 | 70.9735 | 0
27.11. | 24 | 949.2029 |  | 807.3219 | 0 | 71.355 | 70.526 | 0
28.11. | 1 | 874.7301 |  | 730.6616 | 0 | 74.169 | 69.8995 | 0
28.11. | 2 | 869.4747 |  | 730.9652 | 0 | 67.536 | 70.9735 | 0
28.11. | 3 | 868.3051 |  | 731.9846 | 0 | 65.526 | 70.7945 | 0
28.11. | 4 | 868.5052 |  | 733.5462 | 0 | 63.717 | 71.242 | 0
28.11. | 5 | 866.6798 |  | 729.9133 | 0 | 66.33 | 70.4365 | 0
28.11. | 6 | 864.2803 |  | 727.9613 | 0 | 66.33 | 69.989 | 0
28.11. | 7 | 869.6991 |  | 733.8716 | 0 | 65.928 | 69.8995 | 0
28.11. | 8 | 910.6534 |  | 780.3189 | 0 | 59.898 | 70.4365 | 0
28.11. | 9 | 915.2909 |  | 796.4339 | 0 | 47.436 | 71.421 | 0
28.11. | 10 | 923.6625 |  | 810.8355 | 0 | 41.406 | 71.421 | 0
28.11. | 11 | 922.2649 |  | 813.1454 | 0 | 37.788 | 71.3315 | 0
28.11. | 12 | 907.9842 |  | 801.0537 | 0 | 35.778 | 71.1525 | 0
28.11. | 13 | 907.776 |  | 796.0435 | 0 | 40.401 | 71.3315 | 0
28.11. | 14 | 896.2527 |  | 779.8092 | 0 | 45.828 | 70.6155 | 0
28.11. | 15 | 899.5666 |  | 777.5861 | 0 | 52.26 | 69.7205 | 0
28.11. | 16 | 903.0876 |  | 778.2476 | 0 | 54.672 | 70.168 | 0
28.11. | 17 | 914.7337 |  | 784.3097 | 0 | 59.898 | 70.526 | 0
28.11. | 18 | 933.2533 |  | 787.1293 | 0 | 75.777 | 70.347 | 0
28.11. | 19 | 953.3966 |  | 798.8306 | 0 | 84.219 | 70.347 | 0
28.11. | 20 | 967.0691 |  | 808.5256 | 0 | 87.033 | 71.5105 | 0
28.11. | 21 | 976.8775 |  | 807.593 | 0 | 98.49 | 70.7945 | 0
28.11. | 22 | 981.0821 |  | 803.9601 | 0 | 107.133 | 69.989 | 0
28.11. | 23 | 963.5104 |  | 783.5289 | 0 | 109.545 | 70.4365 | 0
28.11. | 24 | 957.1463 |  | 777.4993 | 0 | 108.942 | 70.705 | 0
29.11. | 1 | 906.1522 |  | 727.7552 | 0 | 107.334 | 71.063 | 0
29.11. | 2 | 909.5984 |  | 723.7644 | 0 | 114.771 | 71.063 | 0
29.11. | 3 | 916.2832 |  | 723.8837 | 0 | 121.605 | 70.7945 | 0
29.11. | 4 | 920.3135 |  | 724.632 | 0 | 125.424 | 70.2575 | 0
29.11. | 5 | 922.6533 |  | 726.7033 | 0 | 125.424 | 70.526 | 0
29.11. | 6 | 922.3298 |  | 731.2038 | 0 | 120.6 | 70.526 | 0
29.11. | 7 | 920.2789 |  | 735.9429 | 0 | 114.168 | 70.168 | 0
29.11. | 8 | 970.0006 |  | 780.8611 | 0 | 117.987 | 71.1525 | 0
29.11. | 9 | 973.5997 |  | 785.6002 | 0 | 117.384 | 70.6155 | 0
29.11. | 10 | 957.3427 |  | 777.1632 | 0 | 111.354 | 68.8255 | 0
29.11. | 11 | 945.2455 |  | 766.297 | 0 | 111.555 | 67.3935 | 0
29.11. | 12 | 927.3969 |  | 761.4929 | 0 | 99.495 | 66.409 | 0
29.11. | 13 | 928.1272 |  | 761.0157 | 0 | 99.897 | 67.2145 | 0
29.11. | 14 | 899.5203 |  | 758.7383 | 0 | 72.762 | 68.02 | 0
29.11. | 15 | 868.6955 |  | 759.183 | 0 | 43.014 | 66.4985 | 0
29.11. | 16 | 860.5848 |  | 763.8028 | 0 | 30.552 | 66.23 | 0
29.11. | 17 | 861.5607 |  | 773.8882 | 0 | 20.1 | 67.5725 | 0
29.11. | 18 | 862.3085 |  | 779.1695 | 0 | 15.477 | 67.662 | 0
29.11. | 19 | 871.7552 |  | 784.8412 | 0 | 18.894 | 68.02 | 0
29.11. | 20 | 877.2638 |  | 785.0798 | 0 | 24.522 | 67.662 | 0
29.11. | 21 | 881.4942 |  | 787.3897 | 0 | 26.532 | 67.5725 | 0
29.11. | 22 | 880.3749 |  | 785.9799 | 0 | 26.733 | 67.662 | 0
29.11. | 23 | 883.5466 |  | 785.1991 | 0 | 30.954 | 67.3935 | 0
29.11. | 24 | 879.6309 |  | 780.1889 | 0 | 31.959 | 67.483 | 0
30.11. | 1 | 829.3381 |  | 728.6446 | 0 | 32.763 | 67.9305 | 0
30.11. | 2 | 823.8969 |  | 722.3114 | 0 | 34.371 | 67.2145 | 0
30.11. | 3 | 823.6055 |  | 723.873 | 0 | 32.16 | 67.5725 | 0
30.11. | 4 | 829.6807 |  | 723.0922 | 0 | 39.195 | 67.3935 | 0
30.11. | 5 | 827.4879 |  | 723.6019 | 0 | 36.582 | 67.304 | 0
30.11. | 6 | 827.0916 |  | 726.0636 | 0 | 33.366 | 67.662 | 0
30.11. | 7 | 828.8057 |  | 733.3837 | 0 | 27.939 | 67.483 | 0
30.11. | 8 | 862.8798 |  | 767.0778 | 0 | 28.14 | 67.662 | 0
30.11. | 9 | 878.9491 |  | 781.3601 | 0 | 29.748 | 67.841 | 0
30.11. | 10 | 889.5929 |  | 798.1909 | 0 | 23.919 | 67.483 | 0
30.11. | 11 | 897.2566 |  | 813.4926 | 0 | 16.281 | 67.483 | 0
30.11. | 12 | 895.9218 |  | 811.4213 | 0 | 17.286 | 67.2145 | 0
30.11. | 13 | 891.1345 |  | 806.769 | 0 | 17.688 | 66.6775 | 0
30.11. | 14 | 863.4936 |  | 781.2951 | 0 | 15.879 | 66.3195 | 0
30.11. | 15 | 854.8267 |  | 778.3237 | 0 | 10.452 | 66.051 | 0
30.11. | 16 | 851.0777 |  | 778.9527 | 0 | 6.432 | 65.693 | 0
30.11. | 17 | 852.8485 |  | 781.0565 | 0 | 5.025 | 66.767 | 0
30.11. | 18 | 859.2177 |  | 785.4377 | 0 | 6.834 | 66.946 | 0
30.11. | 19 | 876.7644 |  | 800.7719 | 0 | 8.241 | 67.7515 | 0
30.11. | 20 | 889.2748 |  | 810.8248 | 0 | 10.251 | 68.199 | 0
30.11. | 21 | 884.1335 |  | 806.8015 | 0 | 9.849 | 67.483 | 0
30.11. | 22 | 881.8767 |  | 803.4722 | 0 | 10.653 | 67.7515 | 0
30.11. | 23 | 863.1522 |  | 781.6637 | 0 | 12.663 | 68.8255 | 0
30.11. | 24 | 860.1197 |  | 775.9052 | 0 | 14.673 | 69.5415 | 0
01.12. | 1 | 824.4458 |  | 736.3008 | 0 | 18.693 | 69.452 | 0
01.12. | 2 | 828.5044 |  | 734.6199 | 0 | 24.522 | 69.3625 | 0
01.12. | 3 | 833.8671 |  | 736.4526 | 0 | 27.336 | 70.0785 | 0
01.12. | 4 | 836.5771 |  | 735.7911 | 0 | 31.155 | 69.631 | 0
01.12. | 5 | 839.2353 |  | 735.0103 | 0 | 34.773 | 69.452 | 0
01.12. | 6 | 843.674 |  | 732.9715 | 0 | 40.803 | 69.8995 | 0
01.12. | 7 | 846.3834 |  | 728.1999 | 0 | 48.642 | 69.5415 | 0
01.12. | 8 | 855.9262 |  | 734.7717 | 0 | 51.255 | 69.8995 | 0
01.12. | 9 | 860.4412 |  | 739.9337 | 0 | 50.25 | 70.2575 | 0
01.12. | 10 | 849.8534 |  | 736.5394 | 0 | 44.22 | 69.094 | 0
01.12. | 11 | 848.4021 |  | 735.7586 | 0 | 43.818 | 68.8255 | 0
01.12. | 12 | 855.2747 |  | 734.0777 | 0 | 52.461 | 68.736 | 0
01.12. | 13 | 866.2729 |  | 735.2489 | 0 | 62.109 | 68.915 | 0
01.12. | 14 | 866.4067 |  | 736.0297 | 0 | 61.104 | 69.273 | 0
01.12. | 15 | 865.4162 |  | 736.6912 | 0 | 59.094 | 69.631 | 0
01.12. | 16 | 864.4169 |  | 739.1529 | 0 | 55.275 | 69.989 | 0
01.12. | 17 | 865.0036 |  | 741.6146 | 0 | 52.863 | 70.526 | 0
01.12. | 18 | 873.1011 |  | 744.1956 | 0 | 58.29 | 70.6155 | 0
01.12. | 19 | 881.1075 |  | 744.586 | 0 | 65.727 | 70.7945 | 0
01.12. | 20 | 881.1527 |  | 743.8052 | 0 | 66.732 | 70.6155 | 0
01.12. | 21 | 879.9649 |  | 744.3149 | 0 | 65.124 | 70.526 | 0
01.12. | 22 | 871.063 |  | 741.311 | 0 | 60.3 | 69.452 | 0
01.12. | 23 | 868.9817 |  | 741.8207 | 0 | 57.888 | 69.273 | 0
01.12. | 24 | 877.2121 |  | 746.7441 | 0 | 60.3 | 70.168 | 0
02.12. | 1 | 872.2041 |  | 739.0336 | 0 | 62.913 | 70.2575 | 0
02.12. | 2 | 871.3819 |  | 738.5239 | 0 | 62.511 | 70.347 | 0
02.12. | 3 | 877.9534 |  | 741.7664 | 0 | 65.124 | 71.063 | 0
02.12. | 4 | 881.1936 |  | 739.0661 | 0 | 71.154 | 70.9735 | 0
02.12. | 5 | 880.7128 |  | 740.2373 | 0 | 69.144 | 71.3315 | 0
02.12. | 6 | 882.1725 |  | 738.795 | 0 | 72.762 | 70.6155 | 0
02.12. | 7 | 899.152 |  | 751.0385 | 0 | 76.782 | 71.3315 | 0
02.12. | 8 | 945.8165 |  | 801.8345 | 0 | 72.561 | 71.421 | 0
02.12. | 9 | 950.6068 |  | 811.5838 | 0 | 68.139 | 70.884 | 0
02.12. | 10 | 954.233 |  | 821.127 | 0 | 61.506 | 71.6 | 0
02.12. | 11 | 940.5899 |  | 811.1284 | 0 | 60.099 | 69.3625 | 0
02.12. | 12 | 950.8387 |  | 815.8782 | 0 | 62.913 | 72.0475 | 0
02.12. | 13 | 951.3384 |  | 809.9679 | 0 | 69.144 | 72.2265 | 0
02.12. | 14 | 951.3202 |  | 809.4582 | 0 | 69.546 | 72.316 | 0
02.12. | 15 | 940.7133 |  | 807.1158 | 0 | 61.908 | 71.6895 | 0
02.12. | 16 | 927.5079 |  | 805.4349 | 0 | 50.652 | 71.421 | 0
02.12. | 17 | 932.5629 |  | 811.2909 | 0 | 48.24 | 73.032 | 0
02.12. | 18 | 927.6255 |  | 808.3195 | 0 | 46.632 | 72.674 | 0
02.12. | 19 | 931.2077 |  | 811.4102 | 0 | 47.034 | 72.7635 | 0
02.12. | 20 | 938.4989 |  | 817.0494 | 0 | 49.044 | 72.4055 | 0
02.12. | 21 | 944.3942 |  | 817.8302 | 0 | 54.069 | 72.495 | 0
02.12. | 22 | 940.5695 |  | 815.3685 | 0 | 53.064 | 72.137 | 0
02.12. | 23 | 927.9632 |  | 808.1027 | 0 | 49.245 | 70.6155 | 0
02.12. | 24 | 920.971 |  | 806.335 | 0 | 43.215 | 71.421 | 0
03.12. | 1 | 845.3274 |  | 737.9274 | 0 | 35.979 | 71.421 | 0
03.12. | 2 | 846.0577 |  | 737.4502 | 0 | 36.381 | 72.2265 | 0
03.12. | 3 | 847.0357 |  | 738.7407 | 0 | 35.979 | 72.316 | 0
03.12. | 4 | 849.3507 |  | 739.4022 | 0 | 37.185 | 72.7635 | 0
03.12. | 5 | 840.6753 |  | 732.5593 | 0 | 35.979 | 72.137 | 0
03.12. | 6 | 842.2236 |  | 732.6786 | 0 | 37.587 | 71.958 | 0
03.12. | 7 | 842.9293 |  | 734.4788 | 0 | 36.582 | 71.8685 | 0
03.12. | 8 | 892.2193 |  | 783.3228 | 0 | 37.386 | 71.5105 | 0
03.12. | 9 | 908.7255 |  | 796.076 | 0 | 40.602 | 72.0475 | 0
03.12. | 10 | 911.6959 |  | 800.9669 | 0 | 38.592 | 72.137 | 0
03.12. | 11 | 904.5387 |  | 799.7957 | 0 | 32.964 | 71.779 | 0
03.12. | 12 | 897.2779 |  | 798.3859 | 0 | 26.934 | 71.958 | 0
03.12. | 13 | 887.1764 |  | 792.5949 | 0 | 22.713 | 71.8685 | 0
03.12. | 14 | 879.8634 |  | 790.6429 | 0 | 17.889 | 71.3315 | 0
03.12. | 15 | 883.1197 |  | 797.2472 | 0 | 13.467 | 72.4055 | 0
03.12. | 16 | 880.4806 |  | 796.9761 | 0 | 11.457 | 72.0475 | 0
03.12. | 17 | 882.1838 |  | 799.4378 | 0 | 10.251 | 72.495 | 0
03.12. | 18 | 886.168 |  | 802.5285 | 0 | 11.055 | 72.5845 | 0
03.12. | 19 | 895.5792 |  | 805.6192 | 0 | 17.286 | 72.674 | 0
03.12. | 20 | 911.4121 |  | 807.9616 | 0 | 30.15 | 73.3005 | 0
03.12. | 21 | 920.8804 |  | 804.2094 | 0 | 43.818 | 72.853 | 0
03.12. | 22 | 934.0672 |  | 804.9577 | 0 | 56.883 | 72.2265 | 0
03.12. | 23 | 943.4442 |  | 804.3287 | 0 | 66.531 | 72.5845 | 0
03.12. | 24 | 951.7361 |  | 806.0096 | 0 | 72.963 | 72.7635 | 0
04.12. | 1 | 898.21 |  | 752.394 | 0 | 72.963 | 72.853 | 0
04.12. | 2 | 888.171 |  | 747.8935 | 0 | 67.335 | 72.9425 | 0
04.12. | 3 | 879.6441 |  | 746.1801 | 0 | 61.506 | 71.958 | 0
04.12. | 4 | 878.6928 |  | 749.2708 | 0 | 57.285 | 72.137 | 0
04.12. | 5 | 864.2547 |  | 743.2087 | 0 | 49.446 | 71.6 | 0
04.12. | 6 | 857.7636 |  | 747.4381 | 0 | 38.994 | 71.3315 | 0
04.12. | 7 | 867.0244 |  | 757.8814 | 0 | 37.185 | 71.958 | 0
04.12. | 8 | 927.3314 |  | 812.5164 | 0 | 43.215 | 71.6 | 0
04.12. | 9 | 939.4617 |  | 822.9272 | 0 | 45.024 | 71.5105 | 0
04.12. | 10 | 946.3036 |  | 822.6886 | 0 | 51.657 | 71.958 | 0
04.12. | 11 | 952.7444 |  | 820.8884 | 0 | 59.898 | 71.958 | 0
04.12. | 12 | 958.3906 |  | 821.3981 | 0 | 65.124 | 71.8685 | 0
04.12. | 13 | 950.4737 |  | 821.0077 | 0 | 57.687 | 71.779 | 0
04.12. | 14 | 943.7191 |  | 823.9466 | 0 | 48.441 | 71.3315 | 0
04.12. | 15 | 939.965 |  | 826.224 | 0 | 43.215 | 70.526 | 0
04.12. | 16 | 932.9206 |  | 823.9141 | 0 | 38.391 | 70.6155 | 0
04.12. | 17 | 923.1586 |  | 816.8326 | 0 | 35.979 | 70.347 | 0
04.12. | 18 | 921.7413 |  | 816.0843 | 0 | 34.773 | 70.884 | 0
04.12. | 19 | 921.1605 |  | 810.7705 | 0 | 40.401 | 69.989 | 0
04.12. | 20 | 942.7708 |  | 816.6808 | 0 | 56.28 | 69.81 | 0
04.12. | 21 | 948.5265 |  | 816.6265 | 0 | 60.3 | 71.6 | 0
04.12. | 22 | 943.7713 |  | 809.0353 | 0 | 63.315 | 71.421 | 0
04.12. | 23 | 935.1138 |  | 808.3738 | 0 | 55.677 | 71.063 | 0
04.12. | 24 | 931.6667 |  | 813.9262 | 0 | 46.23 | 71.5105 | 0
05.12. | 1 | 857.3522 |  | 745.1282 | 0 | 40.803 | 71.421 | 0
05.12. | 2 | 852.4679 |  | 741.1374 | 0 | 39.999 | 71.3315 | 0
05.12. | 3 | 857.9028 |  | 740.8988 | 0 | 45.225 | 71.779 | 0
05.12. | 4 | 858.9414 |  | 740.5084 | 0 | 46.833 | 71.6 | 0
05.12. | 5 | 854.5319 |  | 738.5564 | 0 | 44.823 | 71.1525 | 0
05.12. | 6 | 849.3395 |  | 738.166 | 0 | 40.2 | 70.9735 | 0
05.12. | 7 | 856.567 |  | 749.748 | 0 | 35.577 | 71.242 | 0
05.12. | 8 | 894.1816 |  | 792.4756 | 0 | 29.748 | 71.958 | 0
05.12. | 9 | 897.8894 |  | 802.2574 | 0 | 23.316 | 72.316 | 0
05.12. | 10 | 904.6939 |  | 811.9199 | 0 | 20.1 | 72.674 | 0
05.12. | 11 | 905.8144 |  | 821.5499 | 0 | 11.859 | 72.4055 | 0
05.12. | 12 | 903.4206 |  | 822.0596 | 0 | 9.045 | 72.316 | 0
05.12. | 13 | 899.5661 |  | 819.4786 | 0 | 8.04 | 72.0475 | 0
05.12. | 14 | 884.6146 |  | 804.0576 | 0 | 8.241 | 72.316 | 0
05.12. | 15 | 886.6922 |  | 803.6997 | 0 | 10.05 | 72.9425 | 0
05.12. | 16 | 891.2709 |  | 802.9189 | 0 | 15.678 | 72.674 | 0
05.12. | 17 | 901.0238 |  | 802.0188 | 0 | 26.331 | 72.674 | 0
05.12. | 18 | 906.8434 |  | 799.7089 | 0 | 34.371 | 72.7635 | 0
05.12. | 19 | 921.6677 |  | 806.2482 | 0 | 43.014 | 72.4055 | 0
05.12. | 20 | 927.2059 |  | 811.9199 | 0 | 42.612 | 72.674 | 0
05.12. | 21 | 930.3431 |  | 813.0911 | 0 | 44.22 | 73.032 | 0
05.12. | 22 | 934.739 |  | 812.82 | 0 | 49.245 | 72.674 | 0
05.12. | 23 | 917.2709 |  | 792.6274 | 0 | 52.059 | 72.5845 | 0
05.12. | 24 | 911.6857 |  | 790.8597 | 0 | 47.436 | 73.39 | 0
06.12. | 1 | 849.2386 |  | 735.2921 | 0 | 41.004 | 72.9425 | 0
06.12. | 2 | 850.8372 |  | 732.9822 | 0 | 44.823 | 73.032 | 0
06.12. | 3 | 846.2967 |  | 731.6592 | 0 | 42.411 | 72.2265 | 0
06.12. | 4 | 841.2259 |  | 728.3299 | 0 | 40.401 | 72.495 | 0
06.12. | 5 | 835.8768 |  | 728.7203 | 0 | 34.572 | 72.5845 | 0
06.12. | 6 | 831.7164 |  | 727.0394 | 0 | 32.361 | 72.316 | 0
06.12. | 7 | 843.1404 |  | 731.5399 | 0 | 39.195 | 72.4055 | 0
06.12. | 8 | 884.5959 |  | 774.6254 | 0 | 37.386 | 72.5845 | 0
06.12. | 9 | 892.031 |  | 787.1075 | 0 | 32.16 | 72.7635 | 0
06.12. | 10 | 882.0271 |  | 784.7651 | 0 | 25.125 | 72.137 | 0
06.12. | 11 | 866.0536 |  | 777.0546 | 0 | 16.683 | 72.316 | 0
06.12. | 12 | 863.657 |  | 776.1545 | 0 | 15.276 | 72.2265 | 0
06.12. | 13 | 862.2261 |  | 773.1831 | 0 | 17.085 | 71.958 | 0
06.12. | 14 | 868.2166 |  | 776.4256 | 0 | 19.296 | 72.495 | 0
06.12. | 15 | 868.9791 |  | 777.0546 | 0 | 19.698 | 72.2265 | 0
06.12. | 16 | 874.2588 |  | 780.1453 | 0 | 21.708 | 72.4055 | 0
06.12. | 17 | 888.3175 |  | 790.3175 | 0 | 25.326 | 72.674 | 0
06.12. | 18 | 899.6972 |  | 794.0372 | 0 | 33.165 | 72.495 | 0
06.12. | 19 | 907.0984 |  | 797.1279 | 0 | 37.386 | 72.5845 | 0
06.12. | 20 | 912.1655 |  | 800.609 | 0 | 38.793 | 72.7635 | 0
06.12. | 21 | 907.6608 |  | 796.1953 | 0 | 39.597 | 71.8685 | 0
06.12. | 22 | 907.1184 |  | 794.5144 | 0 | 41.004 | 71.6 | 0
06.12. | 23 | 906.962 |  | 789.6235 | 0 | 45.828 | 71.5105 | 0
06.12. | 24 | 909.5568 |  | 789.1138 | 0 | 48.843 | 71.6 | 0
07.12. | 1 | 859.8073 |  | 737.6888 | 0 | 50.25 | 71.8685 | 0
07.12. | 2 | 863.1524 |  | 734.0884 | 0 | 57.285 | 71.779 | 0
07.12. | 3 | 871.3589 |  | 736.0404 | 0 | 62.913 | 72.4055 | 0
07.12. | 4 | 866.484 |  | 734.3595 | 0 | 59.898 | 72.2265 | 0
07.12. | 5 | 863.5441 |  | 733.3401 | 0 | 57.888 | 72.316 | 0
07.12. | 6 | 862.1687 |  | 730.3362 | 0 | 60.501 | 71.3315 | 0
07.12. | 7 | 875.7691 |  | 730.6941 | 0 | 74.37 | 70.705 | 0
07.12. | 8 | 925.0822 |  | 759.2587 | 0 | 94.671 | 71.1525 | 0
07.12. | 9 | 923.8728 |  | 769.1923 | 0 | 82.812 | 71.8685 | 0
07.12. | 10 | 943.6022 |  | 786.9557 | 0 | 84.42 | 72.2265 | 0
07.12. | 11 | 946.5411 |  | 798.8956 | 0 | 75.777 | 71.8685 | 0
07.12. | 12 | 926.0767 |  | 792.6817 | 0 | 62.511 | 70.884 | 0
07.12. | 13 | 913.6014 |  | 784.7869 | 0 | 59.094 | 69.7205 | 0
07.12. | 14 | 891.6789 |  | 757.7514 | 0 | 64.923 | 69.0045 | 0
07.12. | 15 | 907.6667 |  | 762.4362 | 0 | 74.973 | 70.2575 | 0
07.12. | 16 | 916.558 |  | 768.314 | 0 | 78.792 | 69.452 | 0
07.12. | 17 | 924.6577 |  | 768.1947 | 0 | 86.832 | 69.631 | 0
07.12. | 18 | 934.242 |  | 774.1375 | 0 | 89.847 | 70.2575 | 0
07.12. | 19 | 948.3823 |  | 784.5483 | 0 | 93.666 | 70.168 | 0
07.12. | 20 | 950.8252 |  | 788.8427 | 0 | 90.651 | 71.3315 | 0
07.12. | 21 | 942.3835 |  | 783.171 | 0 | 88.239 | 70.9735 | 0
07.12. | 22 | 938.8956 |  | 784.1036 | 0 | 83.013 | 71.779 | 0
07.12. | 23 | 913.5339 |  | 762.3819 | 0 | 79.194 | 71.958 | 0
07.12. | 24 | 902.7063 |  | 756.9813 | 0 | 73.767 | 71.958 | 0
08.12. | 1 | 857.0085 |  | 717.648 | 0 | 67.134 | 72.2265 | 0
08.12. | 2 | 857.2365 |  | 716.3575 | 0 | 68.742 | 72.137 | 0
08.12. | 3 | 860.4213 |  | 717.7348 | 0 | 71.355 | 71.3315 | 0
08.12. | 4 | 873.0261 |  | 720.4026 | 0 | 82.008 | 70.6155 | 0
08.12. | 5 | 882.6135 |  | 722.0835 | 0 | 89.646 | 70.884 | 0
08.12. | 6 | 882.8117 |  | 720.6737 | 0 | 91.254 | 70.884 | 0
08.12. | 7 | 882.9245 |  | 719.535 | 0 | 92.058 | 71.3315 | 0
08.12. | 8 | 882.1714 |  | 721.2159 | 0 | 89.445 | 71.5105 | 0
08.12. | 9 | 872.2533 |  | 719.0253 | 0 | 81.807 | 71.421 | 0
08.12. | 10 | 860.8042 |  | 718.7867 | 0 | 70.149 | 71.8685 | 0
08.12. | 11 | 851.1213 |  | 720.3158 | 0 | 59.295 | 71.5105 | 0
08.12. | 12 | 836.3298 |  | 718.9928 | 0 | 46.632 | 70.705 | 0
08.12. | 13 | 826.8479 |  | 720.5219 | 0 | 35.979 | 70.347 | 0
08.12. | 14 | 820.4705 |  | 722.051 | 0 | 28.341 | 70.0785 | 0
08.12. | 15 | 816.9065 |  | 719.47 | 0 | 27.537 | 69.8995 | 0
08.12. | 16 | 825.8668 |  | 723.4933 | 0 | 31.758 | 70.6155 | 0
08.12. | 17 | 840.0815 |  | 729.1325 | 0 | 40.602 | 70.347 | 0
08.12. | 18 | 854.611 |  | 731.7135 | 0 | 52.461 | 70.4365 | 0
08.12. | 19 | 862.283 |  | 731.746 | 0 | 59.295 | 71.242 | 0
08.12. | 20 | 870.7671 |  | 735.2271 | 0 | 64.119 | 71.421 | 0
08.12. | 21 | 869.8076 |  | 728.7746 | 0 | 70.149 | 70.884 | 0
08.12. | 22 | 864.1105 |  | 726.584 | 0 | 66.732 | 70.7945 | 0
08.12. | 23 | 854.7232 |  | 726.4647 | 0 | 57.285 | 70.9735 | 0
08.12. | 24 | 846.6926 |  | 728.7746 | 0 | 47.034 | 70.884 | 0
09.12. | 1 | 844.0201 |  | 734.6306 | 0 | 36.984 | 72.4055 | 0
09.12. | 2 | 838.9797 |  | 735.5307 | 0 | 30.954 | 72.495 | 0
09.12. | 3 | 832.1651 |  | 728.8071 | 0 | 31.758 | 71.6 | 0
09.12. | 4 | 832.0769 |  | 727.6684 | 0 | 32.361 | 72.0475 | 0
09.12. | 5 | 825.2054 |  | 722.4739 | 0 | 31.758 | 70.9735 | 0
09.12. | 6 | 825.0301 |  | 722.3221 | 0 | 32.361 | 70.347 | 0
09.12. | 7 | 833.0073 |  | 726.7033 | 0 | 35.778 | 70.526 | 0
09.12. | 8 | 890.7114 |  | 778.3994 | 0 | 41.607 | 70.705 | 0
09.12. | 9 | 910.8871 |  | 796.9436 | 0 | 42.612 | 71.3315 | 0
09.12. | 10 | 912.0403 |  | 807.7448 | 0 | 32.964 | 71.3315 | 0
09.12. | 11 | 901.7805 |  | 809.545 | 0 | 20.904 | 71.3315 | 0
09.12. | 12 | 890.1125 |  | 803.125 | 0 | 15.477 | 71.5105 | 0
09.12. | 13 | 884.4742 |  | 802.3767 | 0 | 10.05 | 72.0475 | 0
09.12. | 14 | 886.2959 |  | 806.1614 | 0 | 6.834 | 73.3005 | 0
09.12. | 15 | 884.7601 |  | 804.0901 | 0 | 7.638 | 73.032 | 0
09.12. | 16 | 884.9578 |  | 802.6153 | 0 | 10.653 | 71.6895 | 0
09.12. | 17 | 891.5559 |  | 804.1444 | 0 | 16.08 | 71.3315 | 0
09.12. | 18 | 902.1031 |  | 806.6061 | 0 | 23.718 | 71.779 | 0
09.12. | 19 | 908.8774 |  | 806.7254 | 0 | 30.552 | 71.6 | 0
09.12. | 20 | 916.3519 |  | 811.9199 | 0 | 31.758 | 72.674 | 0
09.12. | 21 | 915.8757 |  | 811.3777 | 0 | 32.361 | 72.137 | 0
09.12. | 22 | 915.9326 |  | 809.8486 | 0 | 33.768 | 72.316 | 0
09.12. | 23 | 916.4665 |  | 807.658 | 0 | 36.582 | 72.2265 | 0
09.12. | 24 | 914.2389 |  | 800.3379 | 0 | 41.406 | 72.495 | 0
10.12. | 1 | 861.0809 |  | 737.3309 | 0 | 51.255 | 72.495 | 0
10.12. | 2 | 860.3597 |  | 730.3362 | 0 | 58.692 | 71.3315 | 0
10.12. | 3 | 863.5503 |  | 724.8163 | 0 | 67.134 | 71.6 | 0
10.12. | 4 | 858.6641 |  | 717.8541 | 0 | 69.747 | 71.063 | 0
10.12. | 5 | 854.8954 |  | 715.4249 | 0 | 68.139 | 71.3315 | 0
10.12. | 6 | 852.6526 |  | 712.6921 | 0 | 69.345 | 70.6155 | 0
10.12. | 7 | 856.1854 |  | 716.6504 | 0 | 69.546 | 69.989 | 0
10.12. | 8 | 908.5571 |  | 766.6981 | 0 | 71.154 | 70.705 | 0
10.12. | 9 | 919.5229 |  | 776.4799 | 0 | 72.159 | 70.884 | 0
10.12. | 10 | 922.6625 |  | 778.638 | 0 | 73.767 | 70.2575 | 0
10.12. | 11 | 918.9484 |  | 777.7379 | 0 | 70.953 | 70.2575 | 0
10.12. | 12 | 903.6815 |  | 770.266 | 0 | 63.516 | 69.8995 | 0
10.12. | 13 | 898.963 |  | 773.476 | 0 | 55.677 | 69.81 | 0
10.12. | 14 | 892.7954 |  | 773.2049 | 0 | 50.049 | 69.5415 | 0
10.12. | 15 | 880.2646 |  | 765.3426 | 0 | 45.828 | 69.094 | 0
10.12. | 16 | 875.0707 |  | 762.4037 | 0 | 43.215 | 69.452 | 0
10.12. | 17 | 874.6408 |  | 765.2558 | 0 | 39.396 | 69.989 | 0
10.12. | 18 | 869.1969 |  | 763.6074 | 0 | 34.974 | 70.6155 | 0
10.12. | 19 | 871.7559 |  | 766.1884 | 0 | 34.773 | 70.7945 | 0
10.12. | 20 | 880.1533 |  | 771.0793 | 0 | 38.19 | 70.884 | 0
10.12. | 21 | 880.746 |  | 770.331 | 0 | 38.994 | 71.421 | 0
10.12. | 22 | 874.91 |  | 769.008 | 0 | 35.376 | 70.526 | 0
10.12. | 23 | 868.4541 |  | 766.0366 | 0 | 32.16 | 70.2575 | 0
10.12. | 24 | 865.4288 |  | 765.2883 | 0 | 29.346 | 70.7945 | 0
11.12. | 1 | 799.8154 |  | 703.1814 | 0 | 25.929 | 70.705 | 0
11.12. | 2 | 795.0818 |  | 701.6198 | 0 | 23.115 | 70.347 | 0
11.12. | 3 | 802.7283 |  | 705.4913 | 0 | 26.532 | 70.705 | 0
11.12. | 4 | 807.0739 |  | 707.6494 | 0 | 29.346 | 70.0785 | 0
11.12. | 5 | 805.1703 |  | 709.2978 | 0 | 26.331 | 69.5415 | 0
11.12. | 6 | 794.3539 |  | 703.0839 | 0 | 22.713 | 68.557 | 0
11.12. | 7 | 796.6107 |  | 706.4132 | 0 | 21.909 | 68.2885 | 0
11.12. | 8 | 853.1051 |  | 758.2611 | 0 | 25.929 | 68.915 | 0
11.12. | 9 | 866.9746 |  | 771.7301 | 0 | 27.135 | 68.1095 | 0
11.12. | 10 | 877.4245 |  | 780.525 | 0 | 27.537 | 69.3625 | 0
11.12. | 11 | 885.767 |  | 789.5585 | 0 | 26.13 | 70.0785 | 0
11.12. | 12 | 884.1241 |  | 791.0876 | 0 | 23.316 | 69.7205 | 0
11.12. | 13 | 877.6745 |  | 794.688 | 0 | 13.266 | 69.7205 | 0
11.12. | 14 | 877.1676 |  | 795.5881 | 0 | 11.859 | 69.7205 | 0
11.12. | 15 | 865.9062 |  | 787.4547 | 0 | 9.447 | 69.0045 | 0
11.12. | 16 | 865.7561 |  | 789.1356 | 0 | 7.437 | 69.1835 | 0
11.12. | 17 | 879.0648 |  | 796.7268 | 0 | 13.065 | 69.273 | 0
11.12. | 18 | 881.4768 |  | 796.7268 | 0 | 15.477 | 69.273 | 0
11.12. | 19 | 879.9919 |  | 796.3364 | 0 | 14.472 | 69.1835 | 0
11.12. | 20 | 878.1283 |  | 794.8073 | 0 | 13.869 | 69.452 | 0
11.12. | 21 | 878.2803 |  | 796.0978 | 0 | 12.462 | 69.7205 | 0
11.12. | 22 | 881.6069 |  | 797.6594 | 0 | 13.869 | 70.0785 | 0
11.12. | 23 | 880.779 |  | 794.688 | 0 | 16.281 | 69.81 | 0
11.12. | 24 | 871.8352 |  | 793.9397 | 0 | 7.638 | 70.2575 | 0
12.12. | 1 | 793.8782 |  | 718.0602 | 0 | 5.829 | 69.989 | 0
12.12. | 2 | 789.7433 |  | 712.5403 | 0 | 7.035 | 70.168 | 0
12.12. | 3 | 789.0451 |  | 710.0786 | 0 | 9.246 | 69.7205 | 0
12.12. | 4 | 785.8234 |  | 707.6169 | 0 | 8.844 | 69.3625 | 0
12.12. | 5 | 778.8405 |  | 702.0645 | 0 | 8.04 | 68.736 | 0
12.12. | 6 | 776.5632 |  | 701.2837 | 0 | 6.633 | 68.6465 | 0
12.12. | 7 | 784.8842 |  | 708.3327 | 0 | 8.442 | 68.1095 | 0
12.12. | 8 | 833.6496 |  | 757.6321 | 0 | 6.834 | 69.1835 | 0
12.12. | 9 | 846.3638 |  | 769.0948 | 0 | 7.638 | 69.631 | 0
12.12. | 10 | 858.7958 |  | 778.6923 | 0 | 11.457 | 68.6465 | 0
12.12. | 11 | 883.114 |  | 792.736 | 0 | 21.105 | 69.273 | 0
12.12. | 12 | 891.0066 |  | 789.7321 | 0 | 33.165 | 68.1095 | 0
12.12. | 13 | 892.5446 |  | 789.1031 | 0 | 34.974 | 68.4675 | 0
12.12. | 14 | 875.839 |  | 769.5395 | 0 | 38.19 | 68.1095 | 0
12.12. | 15 | 888.4204 |  | 769.3009 | 0 | 50.652 | 68.4675 | 0
12.12. | 16 | 901.9186 |  | 767.9236 | 0 | 64.722 | 69.273 | 0
12.12. | 17 | 921.7752 |  | 770.1142 | 0 | 82.209 | 69.452 | 0
12.12. | 18 | 941.019 |  | 769.572 | 0 | 102.711 | 68.736 | 0
12.12. | 19 | 949.0354 |  | 776.3824 | 0 | 103.917 | 68.736 | 0
12.12. | 20 | 972.345 |  | 779.1695 | 0 | 125.424 | 67.7515 | 0
12.12. | 21 | 990.6235 |  | 781.1215 | 0 | 141.303 | 68.199 | 0
12.12. | 22 | 994.1294 |  | 777.0114 | 0 | 148.74 | 68.378 | 0
12.12. | 23 | 987.7902 |  | 763.0327 | 0 | 155.574 | 69.1835 | 0
12.12. | 24 | 990.3662 |  | 757.9032 | 0 | 163.011 | 69.452 | 0
13.12. | 1 | 948.4381 |  | 710.0786 | 0 | 168.639 | 69.7205 | 0
13.12. | 2 | 944.3229 |  | 707.6169 | 0 | 167.433 | 69.273 | 0
13.12. | 3 | 951.9339 |  | 708.9074 | 0 | 173.664 | 69.3625 | 0
13.12. | 4 | 951.2703 |  | 710.5883 | 0 | 171.051 | 69.631 | 0
13.12. | 5 | 955.2008 |  | 710.5883 | 0 | 175.071 | 69.5415 | 0
13.12. | 6 | 952.9659 |  | 707.6169 | 0 | 176.076 | 69.273 | 0
13.12. | 7 | 949.9436 |  | 711.9656 | 0 | 169.242 | 68.736 | 0
13.12. | 8 | 983.8967 |  | 752.7087 | 0 | 162.81 | 68.378 | 0
13.12. | 9 | 984.3605 |  | 759.248 | 0 | 157.182 | 67.9305 | 0
13.12. | 10 | 990.442 |  | 765.039 | 0 | 157.383 | 68.02 | 0
13.12. | 11 | 989.41 |  | 766.3295 | 0 | 154.971 | 68.1095 | 0
13.12. | 12 | 998.0606 |  | 771.7626 | 0 | 157.383 | 68.915 | 0
13.12. | 13 | 1001.8344 |  | 772.5434 | 0 | 160.197 | 69.094 | 0
13.12. | 14 | 1002.0951 |  | 772.4241 | 0 | 160.398 | 69.273 | 0
13.12. | 15 | 994.7064 |  | 767.3814 | 0 | 158.589 | 68.736 | 0
13.12. | 16 | 982.1938 |  | 760.0288 | 0 | 153.966 | 68.199 | 0
13.12. | 17 | 982.6697 |  | 766.2427 | 0 | 147.333 | 69.094 | 0
13.12. | 18 | 971.4589 |  | 765.4619 | 0 | 137.082 | 68.915 | 0
13.12. | 19 | 971.7369 |  | 767.4139 | 0 | 134.871 | 69.452 | 0
13.12. | 20 | 965.3231 |  | 767.9236 | 0 | 128.037 | 69.3625 | 0
13.12. | 21 | 944.3105 |  | 768.9755 | 0 | 105.525 | 69.81 | 0
13.12. | 22 | 924.7466 |  | 764.0846 | 0 | 90.852 | 69.81 | 0
13.12. | 23 | 918.8696 |  | 763.4556 | 0 | 85.425 | 69.989 | 0
13.12. | 24 | 908.9076 |  | 760.9071 | 0 | 77.385 | 70.6155 | 0
14.12. | 1 | 856.5168 |  | 711.9113 | 0 | 74.169 | 70.4365 | 0
14.12. | 2 | 850.9871 |  | 710.1111 | 0 | 70.35 | 70.526 | 0
14.12. | 3 | 853.7116 |  | 710.1111 | 0 | 73.164 | 70.4365 | 0
14.12. | 4 | 862.7048 |  | 709.9918 | 0 | 82.008 | 70.705 | 0
14.12. | 5 | 846.9277 |  | 701.9452 | 0 | 75.978 | 69.0045 | 0
14.12. | 6 | 848.5326 |  | 706.2071 | 0 | 72.963 | 69.3625 | 0
14.12. | 7 | 852.4647 |  | 714.8502 | 0 | 67.536 | 70.0785 | 0
14.12. | 8 | 885.0923 |  | 751.7868 | 0 | 62.511 | 70.7945 | 0
14.12. | 9 | 889.5934 |  | 760.3974 | 0 | 58.491 | 70.705 | 0
14.12. | 10 | 900.6076 |  | 780.2321 | 0 | 49.044 | 71.3315 | 0
14.12. | 11 | 916.898 |  | 797.9955 | 0 | 47.034 | 71.8685 | 0
14.12. | 12 | 936.8272 |  | 807.5387 | 0 | 56.883 | 72.4055 | 0
14.12. | 13 | 936.635 |  | 805.7385 | 0 | 58.491 | 72.4055 | 0
14.12. | 14 | 900.8793 |  | 775.6123 | 0 | 53.667 | 71.6 | 0
14.12. | 15 | 899.4569 |  | 776.5124 | 0 | 51.255 | 71.6895 | 0
14.12. | 16 | 896.4309 |  | 781.0129 | 0 | 43.818 | 71.6 | 0
14.12. | 17 | 893.8012 |  | 783.0517 | 0 | 39.597 | 71.1525 | 0
14.12. | 18 | 899.8761 |  | 787.9426 | 0 | 40.602 | 71.3315 | 0
14.12. | 19 | 913.4046 |  | 800.1536 | 0 | 42.009 | 71.242 | 0
14.12. | 20 | 923.9796 |  | 809.1221 | 0 | 44.421 | 70.4365 | 0
14.12. | 21 | 924.7645 |  | 810.174 | 0 | 43.617 | 70.9735 | 0
14.12. | 22 | 921.2181 |  | 803.9926 | 0 | 46.431 | 70.7945 | 0
14.12. | 23 | 911.8164 |  | 778.3994 | 0 | 62.712 | 70.705 | 0
14.12. | 24 | 918.0659 |  | 773.2374 | 0 | 74.571 | 70.2575 | 0
15.12. | 1 | 883.7654 |  | 734.0234 | 0 | 79.395 | 70.347 | 0
15.12. | 2 | 885.8149 |  | 730.7809 | 0 | 85.224 | 69.81 | 0
15.12. | 3 | 881.7842 |  | 729.6097 | 0 | 82.812 | 69.3625 | 0
15.12. | 4 | 874.7896 |  | 724.8056 | 0 | 81.606 | 68.378 | 0
15.12. | 5 | 870.6338 |  | 721.4113 | 0 | 82.008 | 67.2145 | 0
15.12. | 6 | 876.0441 |  | 723.4501 | 0 | 85.827 | 66.767 | 0
15.12. | 7 | 887.4635 |  | 729.664 | 0 | 90.048 | 67.7515 | 0
15.12. | 8 | 933.4647 |  | 763.0652 | 0 | 100.5 | 69.8995 | 0
15.12. | 9 | 952.5964 |  | 773.8664 | 0 | 108.741 | 69.989 | 0
15.12. | 10 | 948.9135 |  | 769.5395 | 0 | 111.354 | 68.02 | 0
15.12. | 11 | 945.0527 |  | 760.3867 | 0 | 117.183 | 67.483 | 0
15.12. | 12 | 946.9578 |  | 761.2868 | 0 | 118.188 | 67.483 | 0
15.12. | 13 | 953.5438 |  | 765.1908 | 0 | 119.796 | 68.557 | 0
15.12. | 14 | 961.5019 |  | 770.6239 | 0 | 121.605 | 69.273 | 0
15.12. | 15 | 958.1659 |  | 766.7524 | 0 | 122.409 | 69.0045 | 0
15.12. | 16 | 953.1309 |  | 760.3324 | 0 | 123.615 | 69.1835 | 0
15.12. | 17 | 960.4927 |  | 772.7602 | 0 | 116.58 | 71.1525 | 0
15.12. | 18 | 956.577 |  | 767.75 | 0 | 117.585 | 71.242 | 0
15.12. | 19 | 955.7509 |  | 761.6554 | 0 | 124.017 | 70.0785 | 0
15.12. | 20 | 969.1053 |  | 768.5308 | 0 | 129.243 | 71.3315 | 0
15.12. | 21 | 964.3899 |  | 767.4789 | 0 | 126.027 | 70.884 | 0
15.12. | 22 | 970.7104 |  | 767.4789 | 0 | 132.258 | 70.9735 | 0
15.12. | 23 | 978.4693 |  | 769.7888 | 0 | 137.886 | 70.7945 | 0
15.12. | 24 | 971.9079 |  | 763.6074 | 0 | 137.685 | 70.6155 | 0
16.12. | 1 | 937.6765 |  | 726.584 | 0 | 140.298 | 70.7945 | 0
16.12. | 2 | 919.277 |  | 716.2275 | 0 | 133.866 | 69.1835 | 0
16.12. | 3 | 918.4491 |  | 713.2561 | 0 | 136.278 | 68.915 | 0
16.12. | 4 | 905.8052 |  | 712.2042 | 0 | 125.223 | 68.378 | 0
16.12. | 5 | 916.1253 |  | 714.3948 | 0 | 133.263 | 68.4675 | 0
16.12. | 6 | 921.2624 |  | 718.5049 | 0 | 134.469 | 68.2885 | 0
16.12. | 7 | 931.0474 |  | 730.1194 | 0 | 131.655 | 69.273 | 0
16.12. | 8 | 985.5267 |  | 783.6157 | 0 | 132.459 | 69.452 | 0
16.12. | 9 | 1020.7762 |  | 793.9397 | 0 | 156.579 | 70.2575 | 0
16.12. | 10 | 1023.1476 |  | 793.0071 | 0 | 160.599 | 69.5415 | 0
16.12. | 11 | 1013.9056 |  | 787.1836 | 0 | 157.986 | 68.736 | 0
16.12. | 12 | 1021.0424 |  | 790.5454 | 0 | 161.403 | 69.094 | 0
16.12. | 13 | 1019.3995 |  | 792.0745 | 0 | 158.589 | 68.736 | 0
16.12. | 14 | 1008.4522 |  | 792.5842 | 0 | 147.132 | 68.736 | 0
16.12. | 15 | 991.0613 |  | 793.4843 | 0 | 128.841 | 68.736 | 0
16.12. | 16 | 973.5521 |  | 798.7981 | 0 | 105.123 | 69.631 | 0
16.12. | 17 | 960.7708 |  | 803.2118 | 0 | 87.033 | 70.526 | 0
16.12. | 18 | 962.3524 |  | 808.6124 | 0 | 83.214 | 70.526 | 0
16.12. | 19 | 951.8049 |  | 811.8224 | 0 | 69.546 | 70.4365 | 0
16.12. | 20 | 947.6885 |  | 816.594 | 0 | 60.3 | 70.7945 | 0
16.12. | 21 | 936.7836 |  | 814.9131 | 0 | 51.255 | 70.6155 | 0
16.12. | 22 | 927.0452 |  | 816.4747 | 0 | 39.597 | 70.9735 | 0
16.12. | 23 | 912.2755 |  | 811.4645 | 0 | 29.748 | 71.063 | 0
16.12. | 24 | 893.7575 |  | 801.8345 | 0 | 20.502 | 71.421 | 0
17.12. | 1 | 826.1699 |  | 736.6369 | 0 | 18.291 | 71.242 | 0
17.12. | 2 | 824.197 |  | 732.4075 | 0 | 20.1 | 71.6895 | 0
17.12. | 3 | 816.0612 |  | 725.8357 | 0 | 18.894 | 71.3315 | 0
17.12. | 4 | 808.2953 |  | 722.2028 | 0 | 15.477 | 70.6155 | 0
17.12. | 5 | 803.4685 |  | 720.793 | 0 | 12.06 | 70.6155 | 0
17.12. | 6 | 796.6319 |  | 714.0694 | 0 | 12.663 | 69.8995 | 0
17.12. | 7 | 805.263 |  | 720.1315 | 0 | 14.874 | 70.2575 | 0
17.12. | 8 | 866.8885 |  | 779.2995 | 0 | 16.884 | 70.705 | 0
17.12. | 9 | 877.5339 |  | 789.3199 | 0 | 17.688 | 70.526 | 0
17.12. | 10 | 882.1029 |  | 791.9009 | 0 | 19.497 | 70.705 | 0
17.12. | 11 | 892.3894 |  | 794.4819 | 0 | 26.934 | 70.9735 | 0
17.12. | 12 | 897.0357 |  | 793.3432 | 0 | 32.361 | 71.3315 | 0
17.12. | 13 | 895.6193 |  | 791.0333 | 0 | 33.165 | 71.421 | 0
17.12. | 14 | 888.6091 |  | 792.4431 | 0 | 24.924 | 71.242 | 0
17.12. | 15 | 895.5414 |  | 790.6429 | 0 | 33.567 | 71.3315 | 0
17.12. | 16 | 915.0748 |  | 791.6623 | 0 | 52.26 | 71.1525 | 0
17.12. | 17 | 931.065 |  | 797.334 | 0 | 62.31 | 71.421 | 0
17.12. | 18 | 954.2721 |  | 804.0576 | 0 | 77.988 | 72.2265 | 0
17.12. | 19 | 961.1846 |  | 808.5581 | 0 | 80.4 | 72.2265 | 0
17.12. | 20 | 971.0336 |  | 808.5581 | 0 | 90.249 | 72.2265 | 0
17.12. | 21 | 972.0259 |  | 804.7734 | 0 | 96.279 | 70.9735 | 0
17.12. | 22 | 979.385 |  | 804.383 | 0 | 104.118 | 70.884 | 0
17.12. | 23 | 970.1076 |  | 786.6196 | 0 | 112.962 | 70.526 | 0
17.12. | 24 | 974.1154 |  | 782.8999 | 0 | 120.6 | 70.6155 | 0
18.12. | 1 | 917.7712 |  | 720.0122 | 0 | 127.233 | 70.526 | 0
18.12. | 2 | 914.2575 |  | 715.002 | 0 | 128.64 | 70.6155 | 0
18.12. | 3 | 907.3283 |  | 712.5403 | 0 | 124.62 | 70.168 | 0
18.12. | 4 | 907.2783 |  | 709.2978 | 0 | 128.439 | 69.5415 | 0
18.12. | 5 | 913.8812 |  | 714.8502 | 0 | 129.042 | 69.989 | 0
18.12. | 6 | 916.1462 |  | 712.2692 | 0 | 134.067 | 69.81 | 0
18.12. | 7 | 930.7164 |  | 719.8279 | 0 | 141.705 | 69.1835 | 0
18.12. | 8 | 1002.1751 |  | 779.4731 | 0 | 153.966 | 68.736 | 0
18.12. | 9 | 1018.7805 |  | 788.8645 | 0 | 161.001 | 68.915 | 0
18.12. | 10 | 1026.0177 |  | 797.0847 | 0 | 160.197 | 68.736 | 0
18.12. | 11 | 1019.3771 |  | 791.6516 | 0 | 159.795 | 67.9305 | 0
18.12. | 12 | 1014.7177 |  | 790.6322 | 0 | 155.976 | 68.1095 | 0
18.12. | 13 | 1011.6103 |  | 789.5803 | 0 | 154.368 | 67.662 | 0
18.12. | 14 | 1012.0777 |  | 791.9227 | 0 | 151.956 | 68.199 | 0
18.12. | 15 | 993.5791 |  | 791.0226 | 0 | 134.268 | 68.2885 | 0
18.12. | 16 | 967.7352 |  | 796.4232 | 0 | 103.113 | 68.199 | 0
18.12. | 17 | 947.6744 |  | 798.8524 | 0 | 80.802 | 68.02 | 0
18.12. | 18 | 948.7691 |  | 804.5891 | 0 | 74.37 | 69.81 | 0
18.12. | 19 | 941.8871 |  | 803.9601 | 0 | 67.938 | 69.989 | 0
18.12. | 20 | 944.8 |  | 806.27 | 0 | 68.541 | 69.989 | 0
18.12. | 21 | 940.7627 |  | 804.1987 | 0 | 66.933 | 69.631 | 0
18.12. | 22 | 945.9029 |  | 804.0469 | 0 | 72.762 | 69.094 | 0
18.12. | 23 | 939.5519 |  | 800.1754 | 0 | 70.551 | 68.8255 | 0
18.12. | 24 | 951.8559 |  | 802.0949 | 0 | 81.204 | 68.557 | 0
19.12. | 1 | 881.9556 |  | 724.1766 | 0 | 89.043 | 68.736 | 0
19.12. | 2 | 893.5399 |  | 723.6994 | 0 | 100.299 | 69.5415 | 0
19.12. | 3 | 897.1176 |  | 717.0951 | 0 | 111.555 | 68.4675 | 0
19.12. | 4 | 897.02 |  | 713.6465 | 0 | 114.369 | 69.0045 | 0
19.12. | 5 | 897.844 |  | 711.033 | 0 | 118.791 | 68.02 | 0
19.12. | 6 | 894.5519 |  | 707.5194 | 0 | 119.997 | 67.0355 | 0
19.12. | 7 | 899.4623 |  | 711.7813 | 0 | 120.198 | 67.483 | 0
19.12. | 8 | 946.3766 |  | 757.5996 | 0 | 120.399 | 68.378 | 0
19.12. | 9 | 960.5873 |  | 769.0623 | 0 | 122.61 | 68.915 | 0
19.12. | 10 | 955.4865 |  | 775.3305 | 0 | 111.957 | 68.199 | 0
19.12. | 11 | 947.541 |  | 783.041 | 0 | 96.48 | 68.02 | 0
19.12. | 12 | 934.7446 |  | 782.6831 | 0 | 83.415 | 68.6465 | 0
19.12. | 13 | 938.194 |  | 789.526 | 0 | 79.395 | 69.273 | 0
19.12. | 14 | 902.7078 |  | 757.4803 | 0 | 76.581 | 68.6465 | 0
19.12. | 15 | 890.1974 |  | 747.4274 | 0 | 74.571 | 68.199 | 0
19.12. | 16 | 876.8762 |  | 741.7882 | 0 | 66.531 | 68.557 | 0
19.12. | 17 | 869.6411 |  | 740.2266 | 0 | 61.305 | 68.1095 | 0
19.12. | 18 | 869.9237 |  | 740.4652 | 0 | 61.707 | 67.7515 | 0
19.12. | 19 | 883.8926 |  | 756.3091 | 0 | 59.295 | 68.2885 | 0
19.12. | 20 | 893.3921 |  | 766.6331 | 0 | 57.486 | 69.273 | 0
19.12. | 21 | 893.6325 |  | 759.3455 | 0 | 64.119 | 70.168 | 0
19.12. | 22 | 889.3169 |  | 760.9939 | 0 | 58.692 | 69.631 | 0
19.12. | 23 | 877.7102 |  | 747.6442 | 0 | 59.898 | 70.168 | 0
19.12. | 24 | 873.9249 |  | 737.8949 | 0 | 65.325 | 70.705 | 0
20.12. | 1 | 838.2365 |  | 697.629 | 0 | 70.35 | 70.2575 | 0
20.12. | 2 | 831.7087 |  | 691.0572 | 0 | 70.752 | 69.8995 | 0
20.12. | 3 | 826.1744 |  | 690.9704 | 0 | 64.32 | 70.884 | 0
20.12. | 4 | 827.9682 |  | 697.6072 | 0 | 57.687 | 72.674 | 0
20.12. | 5 | 827.4613 |  | 698.5073 | 0 | 56.28 | 72.674 | 0
20.12. | 6 | 818.1195 |  | 691.9355 | 0 | 53.868 | 72.316 | 0
20.12. | 7 | 818.1644 |  | 696.8264 | 0 | 48.843 | 72.495 | 0
20.12. | 8 | 842.2651 |  | 732.0496 | 0 | 37.989 | 72.2265 | 0
20.12. | 9 | 845.6008 |  | 741.5928 | 0 | 31.155 | 72.853 | 0
20.12. | 10 | 841.9968 |  | 742.1893 | 0 | 27.939 | 71.8685 | 0
20.12. | 11 | 836.3785 |  | 738.8275 | 0 | 26.13 | 71.421 | 0
20.12. | 12 | 837.1009 |  | 738.5889 | 0 | 26.733 | 71.779 | 0
20.12. | 13 | 834.8618 |  | 735.7043 | 0 | 28.542 | 70.6155 | 0
20.12. | 14 | 838.3282 |  | 734.8367 | 0 | 32.16 | 71.3315 | 0
20.12. | 15 | 837.0264 |  | 728.2649 | 0 | 37.788 | 70.9735 | 0
20.12. | 16 | 832.3295 |  | 722.051 | 0 | 40.2 | 70.0785 | 0
20.12. | 17 | 839.1377 |  | 731.5617 | 0 | 37.587 | 69.989 | 0
20.12. | 18 | 852.5 |  | 738.1985 | 0 | 42.612 | 71.6895 | 0
20.12. | 19 | 859.7963 |  | 742.1893 | 0 | 45.828 | 71.779 | 0
20.12. | 20 | 861.2476 |  | 742.9701 | 0 | 46.23 | 72.0475 | 0
20.12. | 21 | 862.7786 |  | 741.0181 | 0 | 50.25 | 71.5105 | 0
20.12. | 22 | 864.4309 |  | 741.7989 | 0 | 50.853 | 71.779 | 0
20.12. | 23 | 875.5001 |  | 748.1321 | 0 | 54.873 | 72.495 | 0
20.12. | 24 | 882.2365 |  | 744.6835 | 0 | 64.521 | 73.032 | 0
21.12. | 1 | 836.1844 |  | 696.1974 | 0 | 67.134 | 72.853 | 0
21.12. | 2 | 833.6926 |  | 692.8356 | 0 | 68.541 | 72.316 | 0
21.12. | 3 | 835.7333 |  | 691.3933 | 0 | 72.561 | 71.779 | 0
21.12. | 4 | 841.8236 |  | 695.3841 | 0 | 74.571 | 71.8685 | 0
21.12. | 5 | 844.1801 |  | 695.4166 | 0 | 76.179 | 72.5845 | 0
21.12. | 6 | 839.3513 |  | 691.3933 | 0 | 76.179 | 71.779 | 0
21.12. | 7 | 840.3444 |  | 697.4554 | 0 | 70.752 | 72.137 | 0
21.12. | 8 | 874.5322 |  | 728.4492 | 0 | 73.767 | 72.316 | 0
21.12. | 9 | 879.9846 |  | 733.9691 | 0 | 73.968 | 72.0475 | 0
21.12. | 10 | 887.9 |  | 745.215 | 0 | 72.159 | 70.526 | 0
21.12. | 11 | 905.6003 |  | 764.0303 | 0 | 70.149 | 71.421 | 0
21.12. | 12 | 907.6921 |  | 770.0056 | 0 | 64.923 | 72.7635 | 0
21.12. | 13 | 898.7114 |  | 768.1729 | 0 | 58.491 | 72.0475 | 0
21.12. | 14 | 874.7198 |  | 745.3668 | 0 | 58.29 | 71.063 | 0
21.12. | 15 | 857.3137 |  | 735.4007 | 0 | 52.461 | 69.452 | 0
21.12. | 16 | 854.4391 |  | 737.0816 | 0 | 47.637 | 69.7205 | 0
21.12. | 17 | 861.6796 |  | 746.7766 | 0 | 44.019 | 70.884 | 0
21.12. | 18 | 862.972 |  | 751.0385 | 0 | 40.602 | 71.3315 | 0
21.12. | 19 | 864.5569 |  | 755.8644 | 0 | 38.793 | 69.8995 | 0
21.12. | 20 | 876.3986 |  | 769.2466 | 0 | 36.984 | 70.168 | 0
21.12. | 21 | 878.7963 |  | 774.3218 | 0 | 32.964 | 71.5105 | 0
21.12. | 22 | 885.1367 |  | 783.1167 | 0 | 29.346 | 72.674 | 0
21.12. | 23 | 867.8432 |  | 768.3247 | 0 | 26.934 | 72.5845 | 0
21.12. | 24 | 862.0812 |  | 763.8567 | 0 | 24.924 | 73.3005 | 0
22.12. | 1 | 822.6442 |  | 724.6427 | 0 | 24.522 | 73.4795 | 0
22.12. | 2 | 816.3865 |  | 720.2615 | 0 | 22.914 | 73.211 | 0
22.12. | 3 | 816.9028 |  | 721.6713 | 0 | 22.11 | 73.1215 | 0
22.12. | 4 | 819.9781 |  | 725.6621 | 0 | 21.105 | 73.211 | 0
22.12. | 5 | 818.274 |  | 724.762 | 0 | 20.301 | 73.211 | 0
22.12. | 6 | 820.3713 |  | 727.4623 | 0 | 19.698 | 73.211 | 0
22.12. | 7 | 818.8691 |  | 725.0006 | 0 | 21.105 | 72.7635 | 0
22.12. | 8 | 854.9532 |  | 758.6947 | 0 | 23.316 | 72.9425 | 0
22.12. | 9 | 857.4637 |  | 760.5817 | 0 | 24.924 | 71.958 | 0
22.12. | 10 | 849.0229 |  | 753.3484 | 0 | 24.522 | 71.1525 | 0
22.12. | 11 | 832.1505 |  | 737.5045 | 0 | 24.12 | 70.526 | 0
22.12. | 12 | 824.9242 |  | 734.1427 | 0 | 20.703 | 70.0785 | 0
22.12. | 13 | 826.3024 |  | 738.5564 | 0 | 16.683 | 71.063 | 0
22.12. | 14 | 828.3339 |  | 740.5409 | 0 | 15.477 | 72.316 | 0
22.12. | 15 | 825.3641 |  | 739.7601 | 0 | 13.467 | 72.137 | 0
22.12. | 16 | 828.0811 |  | 740.4216 | 0 | 15.075 | 72.5845 | 0
22.12. | 17 | 830.3103 |  | 740.9313 | 0 | 16.884 | 72.495 | 0
22.12. | 18 | 835.3717 |  | 741.9507 | 0 | 21.105 | 72.316 | 0
22.12. | 19 | 844.7704 |  | 746.9934 | 0 | 24.924 | 72.853 | 0
22.12. | 20 | 848.5885 |  | 748.555 | 0 | 26.733 | 73.3005 | 0
22.12. | 21 | 849.5235 |  | 747.926 | 0 | 27.939 | 73.6585 | 0
22.12. | 22 | 853.3956 |  | 746.9066 | 0 | 32.562 | 73.927 | 0
22.12. | 23 | 857.5047 |  | 746.4837 | 0 | 37.989 | 73.032 | 0
22.12. | 24 | 868.148 |  | 749.8455 | 0 | 44.823 | 73.4795 | 0
23.12. | 1 | 834.9501 |  | 714.0801 | 0 | 47.838 | 73.032 | 0
23.12. | 2 | 833.0371 |  | 713.4186 | 0 | 47.034 | 72.5845 | 0
23.12. | 3 | 829.876 |  | 709.276 | 0 | 48.642 | 71.958 | 0
23.12. | 4 | 833.1196 |  | 712.0956 | 0 | 49.245 | 71.779 | 0
23.12. | 5 | 838.8485 |  | 717.019 | 0 | 49.245 | 72.5845 | 0
23.12. | 6 | 837.8168 |  | 712.6378 | 0 | 52.863 | 72.316 | 0
23.12. | 7 | 850.7457 |  | 714.9152 | 0 | 64.32 | 71.5105 | 0
23.12. | 8 | 915.8392 |  | 766.4052 | 0 | 76.581 | 72.853 | 0
23.12. | 9 | 929.2179 |  | 774.6254 | 0 | 82.008 | 72.5845 | 0
23.12. | 10 | 927.0351 |  | 781.5551 | 0 | 73.164 | 72.316 | 0
23.12. | 11 | 917.8534 |  | 779.7224 | 0 | 66.531 | 71.6 | 0
23.12. | 12 | 907.2516 |  | 775.7316 | 0 | 60.099 | 71.421 | 0
23.12. | 13 | 916.2687 |  | 778.5837 | 0 | 65.727 | 71.958 | 0
23.12. | 14 | 904.7332 |  | 774.0832 | 0 | 58.692 | 71.958 | 0
23.12. | 15 | 879.1144 |  | 761.6879 | 0 | 46.632 | 70.7945 | 0
23.12. | 16 | 876.3756 |  | 766.7631 | 0 | 37.386 | 72.2265 | 0
23.12. | 17 | 875.4542 |  | 769.6152 | 0 | 33.165 | 72.674 | 0
23.12. | 18 | 874.9109 |  | 769.4959 | 0 | 32.562 | 72.853 | 0
23.12. | 19 | 879.479 |  | 773.6385 | 0 | 32.361 | 73.4795 | 0
23.12. | 20 | 896.2984 |  | 781.1429 | 0 | 40.602 | 74.5535 | 0
23.12. | 21 | 891.7033 |  | 778.2908 | 0 | 39.396 | 74.0165 | 0
23.12. | 22 | 878.1339 |  | 770.8189 | 0 | 33.567 | 73.748 | 0
23.12. | 23 | 874.1284 |  | 771.4804 | 0 | 28.542 | 74.106 | 0
23.12. | 24 | 874.7066 |  | 770.0706 | 0 | 30.351 | 74.285 | 0
24.12. | 1 | 821.9196 |  | 714.1776 | 0 | 32.562 | 75.18 | 0
24.12. | 2 | 820.4174 |  | 711.7159 | 0 | 33.969 | 74.7325 | 0
24.12. | 3 | 816.9183 |  | 711.4123 | 0 | 31.758 | 73.748 | 0
24.12. | 4 | 812.3559 |  | 709.7314 | 0 | 29.145 | 73.4795 | 0
24.12. | 5 | 804.3633 |  | 706.2503 | 0 | 24.723 | 73.39 | 0
24.12. | 6 | 801.3003 |  | 705.6213 | 0 | 22.11 | 73.569 | 0
24.12. | 7 | 803.7739 |  | 708.4734 | 0 | 21.105 | 74.1955 | 0
24.12. | 8 | 857.5416 |  | 763.0216 | 0 | 19.698 | 74.822 | 0
24.12. | 9 | 864.6529 |  | 770.2224 | 0 | 19.698 | 74.7325 | 0
24.12. | 10 | 868.0545 |  | 771.1225 | 0 | 22.11 | 74.822 | 0
24.12. | 11 | 869.7586 |  | 772.0226 | 0 | 22.914 | 74.822 | 0
24.12. | 12 | 868.6305 |  | 772.413 | 0 | 21.306 | 74.9115 | 0
24.12. | 13 | 869.8626 |  | 772.6841 | 0 | 21.909 | 75.2695 | 0
24.12. | 14 | 867.466 |  | 771.784 | 0 | 20.502 | 75.18 | 0
24.12. | 15 | 864.8379 |  | 767.0124 | 0 | 22.914 | 74.9115 | 0
24.12. | 16 | 870.1958 |  | 764.8218 | 0 | 30.552 | 74.822 | 0
24.12. | 17 | 876.9161 |  | 767.5221 | 0 | 34.572 | 74.822 | 0
24.12. | 18 | 869.9608 |  | 764.7893 | 0 | 31.155 | 74.0165 | 0
24.12. | 19 | 868.9734 |  | 761.1889 | 0 | 33.768 | 74.0165 | 0
24.12. | 20 | 871.8147 |  | 754.2267 | 0 | 44.019 | 73.569 | 0
24.12. | 21 | 879.8396 |  | 749.4551 | 0 | 57.084 | 73.3005 | 0
24.12. | 22 | 879.1427 |  | 745.8547 | 0 | 59.898 | 73.39 | 0
24.12. | 23 | 879.568 |  | 744.716 | 0 | 61.104 | 73.748 | 0
24.12. | 24 | 879.4261 |  | 740.4866 | 0 | 64.923 | 74.0165 | 0
25.12. | 1 | 842.7946 |  | 697.4011 | 0 | 71.556 | 73.8375 | 0
25.12. | 2 | 844.1871 |  | 696.7396 | 0 | 73.968 | 73.4795 | 0
25.12. | 3 | 852.3983 |  | 696.6203 | 0 | 82.209 | 73.569 | 0
25.12. | 4 | 857.933 |  | 697.13 | 0 | 87.234 | 73.569 | 0
25.12. | 5 | 857.427 |  | 696.4685 | 0 | 87.837 | 73.1215 | 0
25.12. | 6 | 857.0711 |  | 694.1261 | 0 | 90.45 | 72.495 | 0
25.12. | 7 | 858.1713 |  | 696.5878 | 0 | 88.641 | 72.9425 | 0
25.12. | 8 | 855.0841 |  | 698.6591 | 0 | 83.214 | 73.211 | 0
25.12. | 9 | 843.9154 |  | 701.3594 | 0 | 69.345 | 73.211 | 0
25.12. | 10 | 830.8322 |  | 700.8497 | 0 | 56.682 | 73.3005 | 0
25.12. | 11 | 813.4453 |  | 695.9263 | 0 | 45.024 | 72.495 | 0
25.12. | 12 | 794.2042 |  | 691.7837 | 0 | 30.552 | 71.8685 | 0
25.12. | 13 | 774.6114 |  | 685.2119 | 0 | 17.889 | 71.5105 | 0
25.12. | 14 | 768.1831 |  | 685.0601 | 0 | 12.06 | 71.063 | 0
25.12. | 15 | 769.7167 |  | 689.8317 | 0 | 8.643 | 71.242 | 0
25.12. | 16 | 765.892 |  | 687.37 | 0 | 7.638 | 70.884 | 0
25.12. | 17 | 765.6831 |  | 687.6086 | 0 | 7.638 | 70.4365 | 0
25.12. | 18 | 766.1112 |  | 687.8797 | 0 | 7.437 | 70.7945 | 0
25.12. | 19 | 767.9529 |  | 689.0509 | 0 | 7.839 | 71.063 | 0
25.12. | 20 | 768.7648 |  | 688.8123 | 0 | 8.442 | 71.5105 | 0
25.12. | 21 | 772.602 |  | 689.322 | 0 | 11.859 | 71.421 | 0
25.12. | 22 | 781.9171 |  | 691.5126 | 0 | 18.894 | 71.5105 | 0
25.12. | 23 | 794.3115 |  | 691.8705 | 0 | 31.557 | 70.884 | 0
25.12. | 24 | 805.2425 |  | 693.8225 | 0 | 39.999 | 71.421 | 0
26.12. | 1 | 808.4136 |  | 688.9316 | 0 | 48.24 | 71.242 | 0
26.12. | 2 | 804.1099 |  | 684.5179 | 0 | 49.245 | 70.347 | 0
26.12. | 3 | 804.2512 |  | 684.6372 | 0 | 49.446 | 70.168 | 0
26.12. | 4 | 805.5351 |  | 685.0276 | 0 | 50.25 | 70.2575 | 0
26.12. | 5 | 804.7311 |  | 685.0276 | 0 | 49.446 | 70.2575 | 0
26.12. | 6 | 797.3505 |  | 683.4335 | 0 | 44.823 | 69.094 | 0
26.12. | 7 | 799.4026 |  | 686.9146 | 0 | 43.215 | 69.273 | 0
26.12. | 8 | 831.9657 |  | 719.9472 | 0 | 43.014 | 69.0045 | 0
26.12. | 9 | 834.9109 |  | 723.0054 | 0 | 43.617 | 68.2885 | 0
26.12. | 10 | 845.5918 |  | 735.6068 | 0 | 41.607 | 68.378 | 0
26.12. | 11 | 844.0405 |  | 743.7945 | 0 | 32.763 | 67.483 | 0
26.12. | 12 | 840.3145 |  | 748.9565 | 0 | 23.517 | 67.841 | 0
26.12. | 13 | 847.2239 |  | 757.7189 | 0 | 21.306 | 68.199 | 0
26.12. | 14 | 820.6105 |  | 736.713 | 0 | 16.683 | 67.2145 | 0
26.12. | 15 | 821.1935 |  | 739.3265 | 0 | 13.668 | 68.199 | 0
26.12. | 16 | 832.3491 |  | 749.9216 | 0 | 13.065 | 69.3625 | 0
26.12. | 17 | 836.4303 |  | 752.3508 | 0 | 15.075 | 69.0045 | 0
26.12. | 18 | 837.4068 |  | 751.0928 | 0 | 16.683 | 69.631 | 0
26.12. | 19 | 842.466 |  | 754.8125 | 0 | 18.291 | 69.3625 | 0
26.12. | 20 | 844.1841 |  | 756.3091 | 0 | 19.497 | 68.378 | 0
26.12. | 21 | 847.5335 |  | 756.667 | 0 | 23.115 | 67.7515 | 0
26.12. | 22 | 848.9899 |  | 755.7994 | 0 | 24.723 | 68.4675 | 0
26.12. | 23 | 841.4793 |  | 745.9633 | 0 | 25.527 | 69.989 | 0
26.12. | 24 | 832.005 |  | 737.472 | 0 | 24.723 | 69.81 | 0
27.12. | 1 | 793.2228 |  | 698.3773 | 0 | 25.125 | 69.7205 | 0
27.12. | 2 | 790.2627 |  | 694.2347 | 0 | 26.934 | 69.094 | 0
27.12. | 3 | 791.9216 |  | 695.9156 | 0 | 26.733 | 69.273 | 0
27.12. | 4 | 785.6779 |  | 692.1309 | 0 | 25.527 | 68.02 | 0
27.12. | 5 | 784.4313 |  | 691.1983 | 0 | 25.929 | 67.304 | 0
27.12. | 6 | 777.0683 |  | 686.0038 | 0 | 24.924 | 66.1405 | 0
27.12. | 7 | 777.7055 |  | 689.7235 | 0 | 22.11 | 65.872 | 0
27.12. | 8 | 816.0148 |  | 729.7508 | 0 | 19.497 | 66.767 | 0
27.12. | 9 | 818.5474 |  | 737.7324 | 0 | 13.869 | 66.946 | 0
27.12. | 10 | 820.2418 |  | 741.9943 | 0 | 10.854 | 67.3935 | 0
27.12. | 11 | 817.6549 |  | 742.2654 | 0 | 7.638 | 67.7515 | 0
27.12. | 12 | 817.6446 |  | 741.5171 | 0 | 7.839 | 68.2885 | 0
27.12. | 13 | 822.6641 |  | 744.7921 | 0 | 8.241 | 69.631 | 0
27.12. | 14 | 821.6264 |  | 743.6209 | 0 | 8.643 | 69.3625 | 0
27.12. | 15 | 815.5333 |  | 738.2203 | 0 | 8.04 | 69.273 | 0
27.12. | 16 | 812.806 |  | 736.8105 | 0 | 6.633 | 69.3625 | 0
27.12. | 17 | 820.5762 |  | 744.4017 | 0 | 6.633 | 69.5415 | 0
27.12. | 18 | 823.1534 |  | 747.4924 | 0 | 6.03 | 69.631 | 0
27.12. | 19 | 833.3995 |  | 754.8775 | 0 | 7.638 | 70.884 | 0
27.12. | 20 | 833.9428 |  | 754.9968 | 0 | 8.241 | 70.705 | 0
27.12. | 21 | 836.4836 |  | 757.0681 | 0 | 8.442 | 70.9735 | 0
27.12. | 22 | 828.8999 |  | 748.8154 | 0 | 9.648 | 70.4365 | 0
27.12. | 23 | 825.4184 |  | 744.9114 | 0 | 11.055 | 69.452 | 0
27.12. | 24 | 821.8968 |  | 740.1398 | 0 | 12.663 | 69.094 | 0
28.12. | 1 | 784.2557 |  | 698.7677 | 0 | 15.678 | 69.81 | 0
28.12. | 2 | 776.8752 |  | 687.8147 | 0 | 19.698 | 69.3625 | 0
28.12. | 3 | 784.9988 |  | 690.6668 | 0 | 24.522 | 69.81 | 0
28.12. | 4 | 791.754 |  | 691.838 | 0 | 29.748 | 70.168 | 0
28.12. | 5 | 797.784 |  | 691.838 | 0 | 35.778 | 70.168 | 0
28.12. | 6 | 805.6585 |  | 694.419 | 0 | 40.803 | 70.4365 | 0
28.12. | 7 | 815.629 |  | 700.839 | 0 | 44.622 | 70.168 | 0
28.12. | 8 | 854.4334 |  | 734.6199 | 0 | 50.451 | 69.3625 | 0
28.12. | 9 | 869.6347 |  | 745.0632 | 0 | 54.672 | 69.8995 | 0
28.12. | 10 | 895.0449 |  | 767.4789 | 0 | 56.682 | 70.884 | 0
28.12. | 11 | 901.6857 |  | 776.5992 | 0 | 54.471 | 70.6155 | 0
28.12. | 12 | 895.6509 |  | 772.5759 | 0 | 53.265 | 69.81 | 0
28.12. | 13 | 896.98 |  | 772.1855 | 0 | 55.074 | 69.7205 | 0
28.12. | 14 | 875.7278 |  | 750.4638 | 0 | 55.275 | 69.989 | 0
28.12. | 15 | 878.8637 |  | 752.7737 | 0 | 56.28 | 69.81 | 0
28.12. | 16 | 888.8349 |  | 753.9449 | 0 | 64.722 | 70.168 | 0
28.12. | 17 | 899.5276 |  | 756.4391 | 0 | 71.757 | 71.3315 | 0
28.12. | 18 | 905.1438 |  | 753.1423 | 0 | 79.596 | 72.4055 | 0
28.12. | 19 | 919.9381 |  | 753.8256 | 0 | 95.676 | 70.4365 | 0
28.12. | 20 | 936.8426 |  | 766.7306 | 0 | 98.691 | 71.421 | 0
28.12. | 21 | 935.472 |  | 767.75 | 0 | 96.48 | 71.242 | 0
28.12. | 22 | 933.941 |  | 769.702 | 0 | 92.46 | 71.779 | 0
28.12. | 23 | 912.5905 |  | 749.7805 | 0 | 90.852 | 71.958 | 0
28.12. | 24 | 911.6801 |  | 748.1321 | 0 | 91.053 | 72.495 | 0
29.12. | 1 | 885.0967 |  | 717.5287 | 0 | 95.073 | 72.495 | 0
29.12. | 2 | 886.802 |  | 711.1955 | 0 | 103.917 | 71.6895 | 0
29.12. | 3 | 896.3339 |  | 712.9089 | 0 | 110.751 | 72.674 | 0
29.12. | 4 | 911.3889 |  | 715.5224 | 0 | 122.208 | 73.6585 | 0
29.12. | 5 | 922.9565 |  | 717.084 | 0 | 131.856 | 74.0165 | 0
29.12. | 6 | 927.3706 |  | 717.3226 | 0 | 136.479 | 73.569 | 0
29.12. | 7 | 932.9147 |  | 720.1422 | 0 | 139.293 | 73.4795 | 0
29.12. | 8 | 962.9296 |  | 751.4071 | 0 | 137.685 | 73.8375 | 0
29.12. | 9 | 952.7929 |  | 752.8169 | 0 | 126.228 | 73.748 | 0
29.12. | 10 | 941.5575 |  | 754.3135 | 0 | 114.57 | 72.674 | 0
29.12. | 11 | 934.4582 |  | 756.1462 | 0 | 104.922 | 73.39 | 0
29.12. | 12 | 928.1293 |  | 758.3693 | 0 | 95.475 | 74.285 | 0
29.12. | 13 | 920.5683 |  | 760.3213 | 0 | 85.425 | 74.822 | 0
29.12. | 14 | 909.503 |  | 759.573 | 0 | 74.571 | 75.359 | 0
29.12. | 15 | 905.6158 |  | 755.8208 | 0 | 74.973 | 74.822 | 0
29.12. | 16 | 905.8947 |  | 756.2112 | 0 | 74.772 | 74.9115 | 0
29.12. | 17 | 906.7496 |  | 757.8921 | 0 | 73.767 | 75.0905 | 0
29.12. | 18 | 927.2246 |  | 759.1826 | 0 | 92.862 | 75.18 | 0
29.12. | 19 | 935.1264 |  | 754.8014 | 0 | 105.324 | 75.001 | 0
29.12. | 20 | 947.7279 |  | 758.0439 | 0 | 113.967 | 75.717 | 0
29.12. | 21 | 962.2835 |  | 760.896 | 0 | 125.223 | 76.1645 | 0
29.12. | 22 | 973.6268 |  | 763.5963 | 0 | 133.866 | 76.1645 | 0
29.12. | 23 | 968.5439 |  | 760.5924 | 0 | 132.861 | 75.0905 | 0
29.12. | 24 | 969.7657 |  | 760.1152 | 0 | 133.665 | 75.9855 | 0
30.12. | 1 | 938.0478 |  | 732.1253 | 0 | 129.042 | 76.8805 | 0
30.12. | 2 | 924.4005 |  | 724.263 | 0 | 123.615 | 76.5225 | 0
30.12. | 3 | 916.2462 |  | 722.8532 | 0 | 116.781 | 76.612 | 0
30.12. | 4 | 912.8031 |  | 722.5821 | 0 | 113.967 | 76.254 | 0
30.12. | 5 | 910.0082 |  | 721.5302 | 0 | 112.761 | 75.717 | 0
30.12. | 6 | 912.8134 |  | 723.3304 | 0 | 113.766 | 75.717 | 0
30.12. | 7 | 919.273 |  | 726.15 | 0 | 117.585 | 75.538 | 0
30.12. | 8 | 970.0394 |  | 771.5129 | 0 | 123.615 | 74.9115 | 0
30.12. | 9 | 978.3683 |  | 778.3233 | 0 | 125.223 | 74.822 | 0
30.12. | 10 | 976.5235 |  | 781.414 | 0 | 120.198 | 74.9115 | 0
30.12. | 11 | 963.0225 |  | 781.3815 | 0 | 107.535 | 74.106 | 0
30.12. | 12 | 951.2493 |  | 781.5333 | 0 | 95.073 | 74.643 | 0
30.12. | 13 | 939.6962 |  | 780.6332 | 0 | 84.42 | 74.643 | 0
30.12. | 14 | 932.7294 |  | 784.3854 | 0 | 73.164 | 75.18 | 0
30.12. | 15 | 921.9391 |  | 778.4426 | 0 | 68.943 | 74.5535 | 0
30.12. | 16 | 925.2628 |  | 778.9523 | 0 | 71.757 | 74.5535 | 0
30.12. | 17 | 938.9971 |  | 779.7331 | 0 | 84.621 | 74.643 | 0
30.12. | 18 | 954.6606 |  | 779.0716 | 0 | 101.304 | 74.285 | 0
30.12. | 19 | 969.6443 |  | 782.1948 | 0 | 112.359 | 75.0905 | 0
30.12. | 20 | 979.0364 |  | 786.3374 | 0 | 116.982 | 75.717 | 0
30.12. | 21 | 983.1883 |  | 784.1468 | 0 | 123.414 | 75.6275 | 0
30.12. | 22 | 980.3149 |  | 778.5944 | 0 | 126.63 | 75.0905 | 0
30.12. | 23 | 988.4055 |  | 785.947 | 0 | 126.831 | 75.6275 | 0
30.12. | 24 | 981.6931 |  | 783.0081 | 0 | 122.61 | 76.075 | 0
31.12. | 1 | 915.3388 |  | 726.3018 | 0 | 112.962 | 76.075 | 0
31.12. | 2 | 909.5149 |  | 724.6534 | 0 | 108.339 | 76.5225 | 0
31.12. | 3 | 904.4399 |  | 721.4109 | 0 | 107.133 | 75.896 | 0
31.12. | 4 | 897.2403 |  | 722.4303 | 0 | 99.093 | 75.717 | 0
31.12. | 5 | 892.8295 |  | 721.617 | 0 | 96.48 | 74.7325 | 0
31.12. | 6 | 893.9319 |  | 721.3784 | 0 | 97.284 | 75.2695 | 0
31.12. | 7 | 894.9617 |  | 722.7882 | 0 | 97.083 | 75.0905 | 0
31.12. | 8 | 939.5368 |  | 770.6453 | 0 | 93.264 | 75.6275 | 0
31.12. | 9 | 942.794 |  | 775.688 | 0 | 90.852 | 76.254 | 0
31.12. | 10 | 944.2128 |  | 778.9848 | 0 | 90.048 | 75.18 | 0
31.12. | 11 | 930.791 |  | 778.204 | 0 | 77.586 | 75.001 | 0
31.12. | 12 | 916.771 |  | 781.4465 | 0 | 59.697 | 75.6275 | 0
31.12. | 13 | 899.8679 |  | 782.4984 | 0 | 41.205 | 76.1645 | 0
31.12. | 14 | 888.9869 |  | 783.7889 | 0 | 28.944 | 76.254 | 0
31.12. | 15 | 876.4646 |  | 779.7981 | 0 | 20.502 | 76.1645 | 0
31.12. | 16 | 867.787 |  | 775.6555 | 0 | 16.683 | 75.4485 | 0
31.12. | 17 | 867.6573 |  | 775.1458 | 0 | 16.884 | 75.6275 | 0
31.12. | 18 | 869.2932 |  | 772.2937 | 0 | 21.909 | 75.0905 | 0
31.12. | 19 | 872.4728 |  | 771.2743 | 0 | 25.929 | 75.2695 | 0
31.12. | 20 | 870.9043 |  | 768.0318 | 0 | 28.14 | 74.7325 | 0
31.12. | 21 | 868.5887 |  | 763.2602 | 0 | 30.954 | 74.3745 | 0
31.12. | 22 | 866.3725 |  | 760.8635 | 0 | 30.15 | 75.359 | 0
31.12. | 23 | 860.2137 |  | 758.7922 | 0 | 26.331 | 75.0905 | 0
31.12. | 24 | 853.1715 |  | 753.782 | 0 | 24.12 | 75.2695 | 0