## Thermal
ENTSO-E Market Modelling Database: Thermal generation
Country:
Market Node: | RO00
Year:
Climate year
Scenario
Fuel & Plant type |  | Net generating capacity (MW) | Number of units | Number of biofuel units | Biofuel usage [%] | MUST RUN OBLIGATIONS | [13 empty] | Daily limitation in MWh (optional) | [11 empty] | Unavailability |  |  | Min stable power (% of max power) | Ramp up rate(MW/h) | Ramp down rate (MW/h) | fixed generation reduction (% of max power output) | Median Start-up fuel name | Custom biofuel price (EUR/Net GJ) | Maximum number of units on maintenance
[32 empty] | Forced outage (annual rate) | Planned outage | Planned outage
[33 empty] | annual rate | winter
[7 empty] | Jan | Feb | Mar | April | May | June | July | Aug | Sept | Oct | Nov | Dec | causes (e.g technical, subsidies, environmental, grid constraints... | Jan | Feb | Mar | April | May | June | July | Aug | Sept | Oct | Nov | Dec | % | number of days | minimum % of annual number of days
Nuclear |  | 650 | 1 | 0 | 0 | number of must run units | 0 | 0 | 0 | 0 | 0 | 0 | 0 | 0 | 0 | 0 | 0 | 0 | [13 empty] | 5 | 20 | 15 | 100 | 360 | 360 | 0 | 0 | 0 | 1
[6 empty] | % of installed capacity | 0 | 0 | 0 | 0 | 0 | 0 | 0 | 0 | 0 | 0 | 0 | 0
Hard coal | old 1 | 135 | 1 | 0 | 0 | number of must run units | 0 | 0 | 0 | 0 | 0 | 0 | 0 | 0 | 0 | 0 | 0 | 0 | [13 empty] | 2.5 | 30 | 15 | 44.4444 | 180 | 180 | 55 | 0 | 0 | 1
[6 empty] | % of installed capacity | 0 | 0 | 0 | 0 | 0 | 0 | 0 | 0 | 0 | 0 | 0 | 0
| old 2 | 0 | 0 | 0 | 0 | number of must run units | 0 | 0 | 0 | 0 | 0 | 0 | 0 | 0 | 0 | 0 | 0 | 0 | [13 empty] | 10 | 27 | 15 |  |  |  | 0 | 0 |  | 0
[6 empty] | % of installed capacity | 0 | 0 | 0 | 0 | 0 | 0 | 0 | 0 | 0 | 0 | 0 | 0
| new | 0 | 0 | 0 | 0 | number of must run units | 0 | 0 | 0 | 0 | 0 | 0 | 0 | 0 | 0 | 0 | 0 | 0 | [13 empty] | 7.5 | 27 | 15 |  |  |  | 0 | 0 |  | 0
[6 empty] | % of installed capacity | 0 | 0 | 0 | 0 | 0 | 0 | 0 | 0 | 0 | 0 | 0 | 0
| CCS | 0 | 0 | 0 | 0 | number of must run units | 0 | 0 | 0 | 0 | 0 | 0 | 0 | 0 | 0 | 0 | 0 | 0 | [13 empty] | 7.5 | 27 | 15 |  |  |  | 0 | 0 |  | 0
[6 empty] | % of installed capacity | 0 | 0 | 0 | 0 | 0 | 0 | 0 | 0 | 0 | 0 | 0 | 0
Lignite | old 1 | 854 | 3 | 0 | 0 | number of must run units | 0 | 0 | 0 | 0 | 0 | 0 | 0 | 0 | 0 | 0 | 0 | 0 | [13 empty] | 5.3115 | 20.2834 | 15 | 55.8548 | 240 | 240 | 0 | 0 | 0 | 3
[6 empty] | % of installed capacity | 0 | 0 | 0 | 0 | 0 | 0 | 0 | 0 | 0 | 0 | 0 | 0
| old 2 | 0 | 0 | 0 | 0 | number of must run units | 0 | 0 | 0 | 0 | 0 | 0 | 0 | 0 | 0 | 0 | 0 | 0 | [13 empty] | 10 | 27 | 15 |  |  |  | 0 | 0 |  | 0
[6 empty] | % of installed capacity | 0 | 0 | 0 | 0 | 0 | 0 | 0 | 0 | 0 | 0 | 0 | 0
| new | 0 | 0 | 0 | 0 | number of must run units | 0 | 0 | 0 | 0 | 0 | 0 | 0 | 0 | 0 | 0 | 0 | 0 | [13 empty] | 7.5 | 27 | 15 |  |  |  | 0 | 0 |  | 0
[6 empty] | % of installed capacity | 0 | 0 | 0 | 0 | 0 | 0 | 0 | 0 | 0 | 0 | 0 | 0
| CCS | 0 | 0 | 0 | 0 | number of must run units | 0 | 0 | 0 | 0 | 0 | 0 | 0 | 0 | 0 | 0 | 0 | 0 | [13 empty] | 7.5 | 27 | 15 |  |  |  | 0 | 0 |  | 0
[6 empty] | % of installed capacity | 0 | 0 | 0 | 0 | 0 | 0 | 0 | 0 | 0 | 0 | 0 | 0
Gas | Conventional old 1 | 575.312 | 8 | 0 | 0 | number of must run units | 3 | 3 | 3 | 3 | 3 | 3 | 3 | 3 | 3 | 3 | 3 | 3 | [13 empty] | 6.7068 | 27 | 15 | 34.0446 | 659.4434 | 659.4434 | 3.875 | 0 | 0 | 8
[6 empty] | % of installed capacity | 0 | 0 | 0 | 0 | 0 | 0 | 0 | 0 | 0 | 0 | 0 | 0
| Conventional old 2 | 0 | 0 | 0 | 0 | number of must run units | 0 | 0 | 0 | 0 | 0 | 0 | 0 | 0 | 0 | 0 | 0 | 0 | [13 empty] | 8 | 27 | 15 |  |  |  | 0 | 0 |  | 0
[6 empty] | % of installed capacity | 0 | 0 | 0 | 0 | 0 | 0 | 0 | 0 | 0 | 0 | 0 | 0
| CCGT old 1 | 171 | 1 | 0 | 0 | number of must run units | [25 empty] | 4 | 27 | 15 | 54.9708 | 300 | 300 | 12 | 0 | 0 | 1 | bar: Jan to Dec
[6 empty] | % of installed capacity | 0 | 0 | 0 | 0 | 0 | 0 | 0 | 0 | 0 | 0 | 0 | 0
| CCGT old 2 | 0 | 0 | 0 | 0 | number of must run units | 0 | 0 | 0 | 0 | 0 | 0 | 0 | 0 | 0 | 0 | 0 | 0 | [13 empty] | 8 | 27 | 15 |  |  |  | 0 | 0 |  | 0
[6 empty] | % of installed capacity | 0 | 0 | 0 | 0 | 0 | 0 | 0 | 0 | 0 | 0 | 0 | 0
| CCGT new | 3570.04 | 6 | 0 | 0 | number of must run units | [25 empty] | 5 | 27 | 15 | 29.2434 | 135.9144 | 136.4464 | 0 | 0 | 0 | 6 | bar: Jan to Dec
[6 empty] | % of installed capacity | 1.8877 | 1.8877 | 1.8877 | 1.8877 | 1.8877 | 1.8877 | 1.8877 | 1.8877 | 1.8877 | 1.8877 | 1.8877 | 1.8877
| CCGT CCS | 0 | 0 | 0 | 0 | number of must run units | 0 | 0 | 0 | 0 | 0 | 0 | 0 | 0 | 0 | 0 | 0 | 0 | [13 empty] | 5 | 27 | 15 |  |  |  | 0 | 0 |  | 0
[6 empty] | % of installed capacity | 0 | 0 | 0 | 0 | 0 | 0 | 0 | 0 | 0 | 0 | 0 | 0
| OCGT old | 0 | 0 | 0 | 0 | number of must run units | 0 | 0 | 0 | 0 | 0 | 0 | 0 | 0 | 0 | 0 | 0 | 0 | [13 empty] | 8 | 13 | 15 |  |  |  | 0 | 0 |  | 0
[6 empty] | % of installed capacity | 0 | 0 | 0 | 0 | 0 | 0 | 0 | 0 | 0 | 0 | 0 | 0
| OCGT new | 153 | 4 | 0 | 0 | number of must run units | 4 | 4 | 4 | 4 | 4 | 4 | 4 | 4 | 4 | 4 | 4 | 4 | [13 empty] | 5 | 13.5621 | 15 | 23.5294 | 7.2 | 7.2 | 0 | 0 | 0 | 4
[6 empty] | % of installed capacity | 36.8484 | 36.8484 | 36.8484 | 28.8586 | 11.5931 | 8.1737 | 7.9278 | 7.9278 | 8.9911 | 18.5035 | 36.8484 | 36.8484
Light oil |  | 0 | 0 | 0 | 0 | number of must run units | 0 | 0 | 0 | 0 | 0 | 0 | 0 | 0 | 0 | 0 | 0 | 0 | [13 empty] | 8 | 13 | 15 |  |  |  | 0 | 0 |  | 0
[6 empty] | % of installed capacity | 0 | 0 | 0 | 0 | 0 | 0 | 0 | 0 | 0 | 0 | 0 | 0
Heavy oil | old 1 | 0 | 0 | 0 | 0 | number of must run units | 0 | 0 | 0 | 0 | 0 | 0 | 0 | 0 | 0 | 0 | 0 | 0 | [13 empty] | 10 | 27 | 15 |  |  |  | 0 | 0 |  | 0
[6 empty] | % of installed capacity | 0 | 0 | 0 | 0 | 0 | 0 | 0 | 0 | 0 | 0 | 0 | 0
| old 2 | 0 | 0 | 0 | 0 | number of must run units | 0 | 0 | 0 | 0 | 0 | 0 | 0 | 0 | 0 | 0 | 0 | 0 | [13 empty] | 10 | 27 | 15 |  |  |  | 0 | 0 |  | 0
[6 empty] | % of installed capacity | 0 | 0 | 0 | 0 | 0 | 0 | 0 | 0 | 0 | 0 | 0 | 0
Oil shale | old | 0 | 0 | 0 | 0 | number of must run units | 0 | 0 | 0 | 0 | 0 | 0 | 0 | 0 | 0 | 0 | 0 | 0 | [13 empty] | 10 | 27 | 15 |  |  |  | 0 | 0 |  | 0
[6 empty] | % of installed capacity | 0 | 0 | 0 | 0 | 0 | 0 | 0 | 0 | 0 | 0 | 0 | 0
| new | 0 | 0 | 0 | 0 | number of must run units | 0 | 0 | 0 | 0 | 0 | 0 | 0 | 0 | 0 | 0 | 0 | 0 | [13 empty] | 7.5 | 27 | 15 |  |  |  | 0 | 0 |  | 0
[6 empty] | % of installed capacity | 0 | 0 | 0 | 0 | 0 | 0 | 0 | 0 | 0 | 0 | 0 | 0
Gas | CCGT present 1 | 832 | 1 | 0 | 0 | number of must run units | 0 | 0 | 0 | 0 | 0 | 0 | 0 | 0 | 0 | 0 | 0 | 0 | [13 empty] | 10 | 45 | 15 | 24.8798 | 2400 | 2400 | 0 | 0 | 0 | 1
[6 empty] | % of installed capacity | 0 | 0 | 0 | 0 | 0 | 0 | 0 | 0 | 0 | 0 | 0 | 0
| CCGT present 2 | 0 | 0 | 0 | 0 | number of must run units | 0 | 0 | 0 | 0 | 0 | 0 | 0 | 0 | 0 | 0 | 0 | 0 | [13 empty] | 5 | 27 | 15 |  |  |  | 0 | 0 |  | 0
[6 empty] | % of installed capacity | 0 | 0 | 0 | 0 | 0 | 0 | 0 | 0 | 0 | 0 | 0 | 0
Hydrogen | Fuel Cell | 0 | 0 | 0 | 0 | number of must run units | 0 | 0 | 0 | 0 | 0 | 0 | 0 | 0 | 0 | 0 | 0 | 0 | [13 empty] | 2.5 | 7 | 0 |  |  |  | 0 | 0 |  | 0
[6 empty] | % of installed capacity | 0 | 0 | 0 | 0 | 0 | 0 | 0 | 0 | 0 | 0 | 0 | 0
Hydrogen | CCGT | 0 | 0 | 0 | 0 | number of must run units | 0 | 0 | 0 | 0 | 0 | 0 | 0 | 0 | 0 | 0 | 0 | 0 | [13 empty] | 5 | 27 | 15 |  |  |  | 0 | 0 |  | 0
[6 empty] | % of installed capacity | 0 | 0 | 0 | 0 | 0 | 0 | 0 | 0 | 0 | 0 | 0 | 0
Hydrogen | OCGT | 0 | 0 | 0 | 0 | number of must run units | 0 | 0 | 0 | 0 | 0 | 0 | 0 | 0 | 0 | 0 | 0 | 0 | [13 empty] | 5 | 13 | 15 |  |  |  | 0 | 0 |  | 0
[6 empty] | % of installed capacity | 0 | 0 | 0 | 0 | 0 | 0 | 0 | 0 | 0 | 0 | 0 | 0

## Other Non-RES
ENTSO-E Market Modelling Database: Other non-RES
Country:
Market Node: | RO00
Year:
Climate year |  |  | N.B. use convention first January always Monday (2007 calendar year) --> see guidelines for further details
Scenario
|  | Price Band 1 | Price Band 2
Installed capacity (MW)
Number of units
PEMMDB type(s)
Purpose
Avg. Market Offer Price (€/MWh)
Avg. Efficiency Ratio
Avg. CO2 em. factor (ton/MWh)
Start climate year
End climate year
Date | Hour | Available capacity (MW) | Available capacity (MW) | Available capacity (MW) | Available capacity (MW) | Available capacity (MW) | Available capacity (MW) | Available capacity (MW) | Available capacity (MW) | Available capacity (MW) | Available capacity (MW) | Available capacity (MW) | Available capacity (MW) | Available capacity (MW) | Available capacity (MW) | Available capacity (MW) | Available capacity (MW) | Available capacity (MW) | Available capacity (MW) | Available capacity (MW) | Available capacity (MW) | Available capacity (MW) | Available capacity (MW) | Available capacity (MW) | Available capacity (MW) | Available capacity (MW) | Available capacity (MW) | Available capacity (MW)
01.01. | 1
01.01. | 2
01.01. | 3
01.01. | 4
01.01. | 5
01.01. | 6
01.01. | 7
01.01. | 8
01.01. | 9
01.01. | 10
01.01. | 11
01.01. | 12
01.01. | 13
01.01. | 14
01.01. | 15
01.01. | 16
01.01. | 17
01.01. | 18
01.01. | 19
01.01. | 20
01.01. | 21
01.01. | 22
01.01. | 23
01.01. | 24
02.01. | 1
02.01. | 2
02.01. | 3
02.01. | 4
02.01. | 5
02.01. | 6
02.01. | 7
02.01. | 8
02.01. | 9
02.01. | 10
02.01. | 11
02.01. | 12
02.01. | 13
02.01. | 14
02.01. | 15
02.01. | 16
02.01. | 17
02.01. | 18
02.01. | 19
02.01. | 20
02.01. | 21
02.01. | 22
02.01. | 23
02.01. | 24
03.01. | 1
03.01. | 2
03.01. | 3
03.01. | 4
03.01. | 5
03.01. | 6
03.01. | 7
03.01. | 8
03.01. | 9
03.01. | 10
03.01. | 11
03.01. | 12
03.01. | 13
03.01. | 14
03.01. | 15
03.01. | 16
03.01. | 17
03.01. | 18
03.01. | 19
03.01. | 20
03.01. | 21
03.01. | 22
03.01. | 23
03.01. | 24
04.01. | 1
04.01. | 2
04.01. | 3
04.01. | 4
04.01. | 5
04.01. | 6
04.01. | 7
04.01. | 8
04.01. | 9
04.01. | 10
04.01. | 11
04.01. | 12
04.01. | 13
04.01. | 14
04.01. | 15
04.01. | 16
04.01. | 17
04.01. | 18
04.01. | 19
04.01. | 20
04.01. | 21
04.01. | 22
04.01. | 23
04.01. | 24
05.01. | 1
05.01. | 2
05.01. | 3
05.01. | 4
05.01. | 5
05.01. | 6
05.01. | 7
05.01. | 8
05.01. | 9
05.01. | 10
05.01. | 11
05.01. | 12
05.01. | 13
05.01. | 14
05.01. | 15
05.01. | 16
05.01. | 17
05.01. | 18
05.01. | 19
05.01. | 20
05.01. | 21
05.01. | 22
05.01. | 23
05.01. | 24
06.01. | 1
06.01. | 2
06.01. | 3
06.01. | 4
06.01. | 5
06.01. | 6
06.01. | 7
06.01. | 8
06.01. | 9
06.01. | 10
06.01. | 11
06.01. | 12
06.01. | 13
06.01. | 14
06.01. | 15
06.01. | 16
06.01. | 17
06.01. | 18
06.01. | 19
06.01. | 20
06.01. | 21
06.01. | 22
06.01. | 23
06.01. | 24
07.01. | 1
07.01. | 2
07.01. | 3
07.01. | 4
07.01. | 5
07.01. | 6
07.01. | 7
07.01. | 8
07.01. | 9
07.01. | 10
07.01. | 11
07.01. | 12
07.01. | 13
07.01. | 14
07.01. | 15
07.01. | 16
07.01. | 17
07.01. | 18
07.01. | 19
07.01. | 20
07.01. | 21
07.01. | 22
07.01. | 23
07.01. | 24
08.01. | 1
08.01. | 2
08.01. | 3
08.01. | 4
08.01. | 5
08.01. | 6
08.01. | 7
08.01. | 8
08.01. | 9
08.01. | 10
08.01. | 11
08.01. | 12
08.01. | 13
08.01. | 14
08.01. | 15
08.01. | 16
08.01. | 17
08.01. | 18
08.01. | 19
08.01. | 20
08.01. | 21
08.01. | 22
08.01. | 23
08.01. | 24
09.01. | 1
09.01. | 2
09.01. | 3
09.01. | 4
09.01. | 5
09.01. | 6
09.01. | 7
09.01. | 8
09.01. | 9
09.01. | 10
09.01. | 11
09.01. | 12
09.01. | 13
09.01. | 14
09.01. | 15
09.01. | 16
09.01. | 17
09.01. | 18
09.01. | 19
09.01. | 20
09.01. | 21
09.01. | 22
09.01. | 23
09.01. | 24
10.01. | 1
10.01. | 2
10.01. | 3
10.01. | 4
10.01. | 5
10.01. | 6
10.01. | 7
10.01. | 8
10.01. | 9
10.01. | 10
10.01. | 11
10.01. | 12
10.01. | 13
10.01. | 14
10.01. | 15
10.01. | 16
10.01. | 17
10.01. | 18
10.01. | 19
10.01. | 20
10.01. | 21
10.01. | 22
10.01. | 23
10.01. | 24
11.01. | 1
11.01. | 2
11.01. | 3
11.01. | 4
11.01. | 5
11.01. | 6
11.01. | 7
11.01. | 8
11.01. | 9
11.01. | 10
11.01. | 11
11.01. | 12
11.01. | 13
11.01. | 14
11.01. | 15
11.01. | 16
11.01. | 17
11.01. | 18
11.01. | 19
11.01. | 20
11.01. | 21
11.01. | 22
11.01. | 23
11.01. | 24
12.01. | 1
12.01. | 2
12.01. | 3
12.01. | 4
12.01. | 5
12.01. | 6
12.01. | 7
12.01. | 8
12.01. | 9
12.01. | 10
12.01. | 11
12.01. | 12
12.01. | 13
12.01. | 14
12.01. | 15
12.01. | 16
12.01. | 17
12.01. | 18
12.01. | 19
12.01. | 20
12.01. | 21
12.01. | 22
12.01. | 23
12.01. | 24
13.01. | 1
13.01. | 2
13.01. | 3
13.01. | 4
13.01. | 5
13.01. | 6
13.01. | 7
13.01. | 8
13.01. | 9
13.01. | 10
13.01. | 11
13.01. | 12
13.01. | 13
13.01. | 14
13.01. | 15
13.01. | 16
13.01. | 17
13.01. | 18
13.01. | 19
13.01. | 20
13.01. | 21
13.01. | 22
13.01. | 23
13.01. | 24
14.01. | 1
14.01. | 2
14.01. | 3
14.01. | 4
14.01. | 5
14.01. | 6
14.01. | 7
14.01. | 8
14.01. | 9
14.01. | 10
14.01. | 11
14.01. | 12
14.01. | 13
14.01. | 14
14.01. | 15
14.01. | 16
14.01. | 17
14.01. | 18
14.01. | 19
14.01. | 20
14.01. | 21
14.01. | 22
14.01. | 23
14.01. | 24
15.01. | 1
15.01. | 2
15.01. | 3
15.01. | 4
15.01. | 5
15.01. | 6
15.01. | 7
15.01. | 8
15.01. | 9
15.01. | 10
15.01. | 11
15.01. | 12
15.01. | 13
15.01. | 14
15.01. | 15
15.01. | 16
15.01. | 17
15.01. | 18
15.01. | 19
15.01. | 20
15.01. | 21
15.01. | 22
15.01. | 23
15.01. | 24
16.01. | 1
16.01. | 2
16.01. | 3
16.01. | 4
16.01. | 5
16.01. | 6
16.01. | 7
16.01. | 8
16.01. | 9
16.01. | 10
16.01. | 11
16.01. | 12
16.01. | 13
16.01. | 14
16.01. | 15
16.01. | 16
16.01. | 17
16.01. | 18
16.01. | 19
16.01. | 20
16.01. | 21
16.01. | 22
16.01. | 23
16.01. | 24
17.01. | 1
17.01. | 2
17.01. | 3
17.01. | 4
17.01. | 5
17.01. | 6
17.01. | 7
17.01. | 8
17.01. | 9
17.01. | 10
17.01. | 11
17.01. | 12
17.01. | 13
17.01. | 14
17.01. | 15
17.01. | 16
17.01. | 17
17.01. | 18
17.01. | 19
17.01. | 20
17.01. | 21
17.01. | 22
17.01. | 23
17.01. | 24
18.01. | 1
18.01. | 2
18.01. | 3
18.01. | 4
18.01. | 5
18.01. | 6
18.01. | 7
18.01. | 8
18.01. | 9
18.01. | 10
18.01. | 11
18.01. | 12
18.01. | 13
18.01. | 14
18.01. | 15
18.01. | 16
18.01. | 17
18.01. | 18
18.01. | 19
18.01. | 20
18.01. | 21
18.01. | 22
18.01. | 23
18.01. | 24
19.01. | 1
19.01. | 2
19.01. | 3
19.01. | 4
19.01. | 5
19.01. | 6
19.01. | 7
19.01. | 8
19.01. | 9
19.01. | 10
19.01. | 11
19.01. | 12
19.01. | 13
19.01. | 14
19.01. | 15
19.01. | 16
19.01. | 17
19.01. | 18
19.01. | 19
19.01. | 20
19.01. | 21
19.01. | 22
19.01. | 23
19.01. | 24
20.01. | 1
20.01. | 2
20.01. | 3
20.01. | 4
20.01. | 5
20.01. | 6
20.01. | 7
20.01. | 8
20.01. | 9
20.01. | 10
20.01. | 11
20.01. | 12
20.01. | 13
20.01. | 14
20.01. | 15
20.01. | 16
20.01. | 17
20.01. | 18
20.01. | 19
20.01. | 20
20.01. | 21
20.01. | 22
20.01. | 23
20.01. | 24
21.01. | 1
21.01. | 2
21.01. | 3
21.01. | 4
21.01. | 5
21.01. | 6
21.01. | 7
21.01. | 8
21.01. | 9
21.01. | 10
21.01. | 11
21.01. | 12
21.01. | 13
21.01. | 14
21.01. | 15
21.01. | 16
21.01. | 17
21.01. | 18
21.01. | 19
21.01. | 20
21.01. | 21
21.01. | 22
21.01. | 23
21.01. | 24
22.01. | 1
22.01. | 2
22.01. | 3
22.01. | 4
22.01. | 5
22.01. | 6
22.01. | 7
22.01. | 8
22.01. | 9
22.01. | 10
22.01. | 11
22.01. | 12
22.01. | 13
22.01. | 14
22.01. | 15
22.01. | 16
22.01. | 17
22.01. | 18
22.01. | 19
22.01. | 20
22.01. | 21
22.01. | 22
22.01. | 23
22.01. | 24
23.01. | 1
23.01. | 2
23.01. | 3
23.01. | 4
23.01. | 5
23.01. | 6
23.01. | 7
23.01. | 8
23.01. | 9
23.01. | 10
23.01. | 11
23.01. | 12
23.01. | 13
23.01. | 14
23.01. | 15
23.01. | 16
23.01. | 17
23.01. | 18
23.01. | 19
23.01. | 20
23.01. | 21
23.01. | 22
23.01. | 23
23.01. | 24
24.01. | 1
24.01. | 2
24.01. | 3
24.01. | 4
24.01. | 5
24.01. | 6
24.01. | 7
24.01. | 8
24.01. | 9
24.01. | 10
24.01. | 11
24.01. | 12
24.01. | 13
24.01. | 14
24.01. | 15
24.01. | 16
24.01. | 17
24.01. | 18
24.01. | 19
24.01. | 20
24.01. | 21
24.01. | 22
24.01. | 23
24.01. | 24
25.01. | 1
25.01. | 2
25.01. | 3
25.01. | 4
25.01. | 5
25.01. | 6
25.01. | 7
25.01. | 8
25.01. | 9
25.01. | 10
25.01. | 11
25.01. | 12
25.01. | 13
25.01. | 14
25.01. | 15
25.01. | 16
25.01. | 17
25.01. | 18
25.01. | 19
25.01. | 20
25.01. | 21
25.01. | 22
25.01. | 23
25.01. | 24
26.01. | 1
26.01. | 2
26.01. | 3
26.01. | 4
26.01. | 5
26.01. | 6
26.01. | 7
26.01. | 8
26.01. | 9
26.01. | 10
26.01. | 11
26.01. | 12
26.01. | 13
26.01. | 14
26.01. | 15
26.01. | 16
26.01. | 17
26.01. | 18
26.01. | 19
26.01. | 20
26.01. | 21
26.01. | 22
26.01. | 23
26.01. | 24
27.01. | 1
27.01. | 2
27.01. | 3
27.01. | 4
27.01. | 5
27.01. | 6
27.01. | 7
27.01. | 8
27.01. | 9
27.01. | 10
27.01. | 11
27.01. | 12
27.01. | 13
27.01. | 14
27.01. | 15
27.01. | 16
27.01. | 17
27.01. | 18
27.01. | 19
27.01. | 20
27.01. | 21
27.01. | 22
27.01. | 23
27.01. | 24
28.01. | 1
28.01. | 2
28.01. | 3
28.01. | 4
28.01. | 5
28.01. | 6
28.01. | 7
28.01. | 8
28.01. | 9
28.01. | 10
28.01. | 11
28.01. | 12
28.01. | 13
28.01. | 14
28.01. | 15
28.01. | 16
28.01. | 17
28.01. | 18
28.01. | 19
28.01. | 20
28.01. | 21
28.01. | 22
28.01. | 23
28.01. | 24
29.01. | 1
29.01. | 2
29.01. | 3
29.01. | 4
29.01. | 5
29.01. | 6
29.01. | 7
29.01. | 8
29.01. | 9
29.01. | 10
29.01. | 11
29.01. | 12
29.01. | 13
29.01. | 14
29.01. | 15
29.01. | 16
29.01. | 17
29.01. | 18
29.01. | 19
29.01. | 20
29.01. | 21
29.01. | 22
29.01. | 23
29.01. | 24
30.01. | 1
30.01. | 2
30.01. | 3
30.01. | 4
30.01. | 5
30.01. | 6
30.01. | 7
30.01. | 8
30.01. | 9
30.01. | 10
30.01. | 11
30.01. | 12
30.01. | 13
30.01. | 14
30.01. | 15
30.01. | 16
30.01. | 17
30.01. | 18
30.01. | 19
30.01. | 20
30.01. | 21
30.01. | 22
30.01. | 23
30.01. | 24
31.01. | 1
31.01. | 2
31.01. | 3
31.01. | 4
31.01. | 5
31.01. | 6
31.01. | 7
31.01. | 8
31.01. | 9
31.01. | 10
31.01. | 11
31.01. | 12
31.01. | 13
31.01. | 14
31.01. | 15
31.01. | 16
31.01. | 17
31.01. | 18
31.01. | 19
31.01. | 20
31.01. | 21
31.01. | 22
31.01. | 23
31.01. | 24
01.02. | 1
01.02. | 2
01.02. | 3
01.02. | 4
01.02. | 5
01.02. | 6
01.02. | 7
01.02. | 8
01.02. | 9
01.02. | 10
01.02. | 11
01.02. | 12
01.02. | 13
01.02. | 14
01.02. | 15
01.02. | 16
01.02. | 17
01.02. | 18
01.02. | 19
01.02. | 20
01.02. | 21
01.02. | 22
01.02. | 23
01.02. | 24
02.02. | 1
02.02. | 2
02.02. | 3
02.02. | 4
02.02. | 5
02.02. | 6
02.02. | 7
02.02. | 8
02.02. | 9
02.02. | 10
02.02. | 11
02.02. | 12
02.02. | 13
02.02. | 14
02.02. | 15
02.02. | 16
02.02. | 17
02.02. | 18
02.02. | 19
02.02. | 20
02.02. | 21
02.02. | 22
02.02. | 23
02.02. | 24
03.02. | 1
03.02. | 2
03.02. | 3
03.02. | 4
03.02. | 5
03.02. | 6
03.02. | 7
03.02. | 8
03.02. | 9
03.02. | 10
03.02. | 11
03.02. | 12
03.02. | 13
03.02. | 14
03.02. | 15
03.02. | 16
03.02. | 17
03.02. | 18
03.02. | 19
03.02. | 20
03.02. | 21
03.02. | 22
03.02. | 23
03.02. | 24
04.02. | 1
04.02. | 2
04.02. | 3
04.02. | 4
04.02. | 5
04.02. | 6
04.02. | 7
04.02. | 8
04.02. | 9
04.02. | 10
04.02. | 11
04.02. | 12
04.02. | 13
04.02. | 14
04.02. | 15
04.02. | 16
04.02. | 17
04.02. | 18
04.02. | 19
04.02. | 20
04.02. | 21
04.02. | 22
04.02. | 23
04.02. | 24
05.02. | 1
05.02. | 2
05.02. | 3
05.02. | 4
05.02. | 5
05.02. | 6
05.02. | 7
05.02. | 8
05.02. | 9
05.02. | 10
05.02. | 11
05.02. | 12
05.02. | 13
05.02. | 14
05.02. | 15
05.02. | 16
05.02. | 17
05.02. | 18
05.02. | 19
05.02. | 20
05.02. | 21
05.02. | 22
05.02. | 23
05.02. | 24
06.02. | 1
06.02. | 2
06.02. | 3
06.02. | 4
06.02. | 5
06.02. | 6
06.02. | 7
06.02. | 8
06.02. | 9
06.02. | 10
06.02. | 11
06.02. | 12
06.02. | 13
06.02. | 14
06.02. | 15
06.02. | 16
06.02. | 17
06.02. | 18
06.02. | 19
06.02. | 20
06.02. | 21
06.02. | 22
06.02. | 23
06.02. | 24
07.02. | 1
07.02. | 2
07.02. | 3
07.02. | 4
07.02. | 5
07.02. | 6
07.02. | 7
07.02. | 8
07.02. | 9
07.02. | 10
07.02. | 11
07.02. | 12
07.02. | 13
07.02. | 14
07.02. | 15
07.02. | 16
07.02. | 17
07.02. | 18
07.02. | 19
07.02. | 20
07.02. | 21
07.02. | 22
07.02. | 23
07.02. | 24
08.02. | 1
08.02. | 2
08.02. | 3
08.02. | 4
08.02. | 5
08.02. | 6
08.02. | 7
08.02. | 8
08.02. | 9
08.02. | 10
08.02. | 11
08.02. | 12
08.02. | 13
08.02. | 14
08.02. | 15
08.02. | 16
08.02. | 17
08.02. | 18
08.02. | 19
08.02. | 20
08.02. | 21
08.02. | 22
08.02. | 23
08.02. | 24
09.02. | 1
09.02. | 2
09.02. | 3
09.02. | 4
09.02. | 5
09.02. | 6
09.02. | 7
09.02. | 8
09.02. | 9
09.02. | 10
09.02. | 11
09.02. | 12
09.02. | 13
09.02. | 14
09.02. | 15
09.02. | 16
09.02. | 17
09.02. | 18
09.02. | 19
09.02. | 20
09.02. | 21
09.02. | 22
09.02. | 23
09.02. | 24
10.02. | 1
10.02. | 2
10.02. | 3
10.02. | 4
10.02. | 5
10.02. | 6
10.02. | 7
10.02. | 8
10.02. | 9
10.02. | 10
10.02. | 11
10.02. | 12
10.02. | 13
10.02. | 14
10.02. | 15
10.02. | 16
10.02. | 17
10.02. | 18
10.02. | 19
10.02. | 20
10.02. | 21
10.02. | 22
10.02. | 23
10.02. | 24
11.02. | 1
11.02. | 2
11.02. | 3
11.02. | 4
11.02. | 5
11.02. | 6
11.02. | 7
11.02. | 8
11.02. | 9
11.02. | 10
11.02. | 11
11.02. | 12
11.02. | 13
11.02. | 14
11.02. | 15
11.02. | 16
11.02. | 17
11.02. | 18
11.02. | 19
11.02. | 20
11.02. | 21
11.02. | 22
11.02. | 23
11.02. | 24
12.02. | 1
12.02. | 2
12.02. | 3
12.02. | 4
12.02. | 5
12.02. | 6
12.02. | 7
12.02. | 8
12.02. | 9
12.02. | 10
12.02. | 11
12.02. | 12
12.02. | 13
12.02. | 14
12.02. | 15
12.02. | 16
12.02. | 17
12.02. | 18
12.02. | 19
12.02. | 20
12.02. | 21
12.02. | 22
12.02. | 23
12.02. | 24
13.02. | 1
13.02. | 2
13.02. | 3
13.02. | 4
13.02. | 5
13.02. | 6
13.02. | 7
13.02. | 8
13.02. | 9
13.02. | 10
13.02. | 11
13.02. | 12
13.02. | 13
13.02. | 14
13.02. | 15
13.02. | 16
13.02. | 17
13.02. | 18
13.02. | 19
13.02. | 20
13.02. | 21
13.02. | 22
13.02. | 23
13.02. | 24
14.02. | 1
14.02. | 2
14.02. | 3
14.02. | 4
14.02. | 5
14.02. | 6
14.02. | 7
14.02. | 8
14.02. | 9
14.02. | 10
14.02. | 11
14.02. | 12
14.02. | 13
14.02. | 14
14.02. | 15
14.02. | 16
14.02. | 17
14.02. | 18
14.02. | 19
14.02. | 20
14.02. | 21
14.02. | 22
14.02. | 23
14.02. | 24
15.02. | 1
15.02. | 2
15.02. | 3
15.02. | 4
15.02. | 5
15.02. | 6
15.02. | 7
15.02. | 8
15.02. | 9
15.02. | 10
15.02. | 11
15.02. | 12
15.02. | 13
15.02. | 14
15.02. | 15
15.02. | 16
15.02. | 17
15.02. | 18
15.02. | 19
15.02. | 20
15.02. | 21
15.02. | 22
15.02. | 23
15.02. | 24
16.02. | 1
16.02. | 2
16.02. | 3
16.02. | 4
16.02. | 5
16.02. | 6
16.02. | 7
16.02. | 8
16.02. | 9
16.02. | 10
16.02. | 11
16.02. | 12
16.02. | 13
16.02. | 14
16.02. | 15
16.02. | 16
16.02. | 17
16.02. | 18
16.02. | 19
16.02. | 20
16.02. | 21
16.02. | 22
16.02. | 23
16.02. | 24
17.02. | 1
17.02. | 2
17.02. | 3
17.02. | 4
17.02. | 5
17.02. | 6
17.02. | 7
17.02. | 8
17.02. | 9
17.02. | 10
17.02. | 11
17.02. | 12
17.02. | 13
17.02. | 14
17.02. | 15
17.02. | 16
17.02. | 17
17.02. | 18
17.02. | 19
17.02. | 20
17.02. | 21
17.02. | 22
17.02. | 23
17.02. | 24
18.02. | 1
18.02. | 2
18.02. | 3
18.02. | 4
18.02. | 5
18.02. | 6
18.02. | 7
18.02. | 8
18.02. | 9
18.02. | 10
18.02. | 11
18.02. | 12
18.02. | 13
18.02. | 14
18.02. | 15
18.02. | 16
18.02. | 17
18.02. | 18
18.02. | 19
18.02. | 20
18.02. | 21
18.02. | 22
18.02. | 23
18.02. | 24
19.02. | 1
19.02. | 2
19.02. | 3
19.02. | 4
19.02. | 5
19.02. | 6
19.02. | 7
19.02. | 8
19.02. | 9
19.02. | 10
19.02. | 11
19.02. | 12
19.02. | 13
19.02. | 14
19.02. | 15
19.02. | 16
19.02. | 17
19.02. | 18
19.02. | 19
19.02. | 20
19.02. | 21
19.02. | 22
19.02. | 23
19.02. | 24
20.02. | 1
20.02. | 2
20.02. | 3
20.02. | 4
20.02. | 5
20.02. | 6
20.02. | 7
20.02. | 8
20.02. | 9
20.02. | 10
20.02. | 11
20.02. | 12
20.02. | 13
20.02. | 14
20.02. | 15
20.02. | 16
20.02. | 17
20.02. | 18
20.02. | 19
20.02. | 20
20.02. | 21
20.02. | 22
20.02. | 23
20.02. | 24
21.02. | 1
21.02. | 2
21.02. | 3
21.02. | 4
21.02. | 5
21.02. | 6
21.02. | 7
21.02. | 8
21.02. | 9
21.02. | 10
21.02. | 11
21.02. | 12
21.02. | 13
21.02. | 14
21.02. | 15
21.02. | 16
21.02. | 17
21.02. | 18
21.02. | 19
21.02. | 20
21.02. | 21
21.02. | 22
21.02. | 23
21.02. | 24
22.02. | 1
22.02. | 2
22.02. | 3
22.02. | 4
22.02. | 5
22.02. | 6
22.02. | 7
22.02. | 8
22.02. | 9
22.02. | 10
22.02. | 11
22.02. | 12
22.02. | 13
22.02. | 14
22.02. | 15
22.02. | 16
22.02. | 17
22.02. | 18
22.02. | 19
22.02. | 20
22.02. | 21
22.02. | 22
22.02. | 23
22.02. | 24
23.02. | 1
23.02. | 2
23.02. | 3
23.02. | 4
23.02. | 5
23.02. | 6
23.02. | 7
23.02. | 8
23.02. | 9
23.02. | 10
23.02. | 11
23.02. | 12
23.02. | 13
23.02. | 14
23.02. | 15
23.02. | 16
23.02. | 17
23.02. | 18
23.02. | 19
23.02. | 20
23.02. | 21
23.02. | 22
23.02. | 23
23.02. | 24
24.02. | 1
24.02. | 2
24.02. | 3
24.02. | 4
24.02. | 5
24.02. | 6
24.02. | 7
24.02. | 8
24.02. | 9
24.02. | 10
24.02. | 11
24.02. | 12
24.02. | 13
24.02. | 14
24.02. | 15
24.02. | 16
24.02. | 17
24.02. | 18
24.02. | 19
24.02. | 20
24.02. | 21
24.02. | 22
24.02. | 23
24.02. | 24
25.02. | 1
25.02. | 2
25.02. | 3
25.02. | 4
25.02. | 5
25.02. | 6
25.02. | 7
25.02. | 8
25.02. | 9
25.02. | 10
25.02. | 11
25.02. | 12
25.02. | 13
25.02. | 14
25.02. | 15
25.02. | 16
25.02. | 17
25.02. | 18
25.02. | 19
25.02. | 20
25.02. | 21
25.02. | 22
25.02. | 23
25.02. | 24
26.02. | 1
26.02. | 2
26.02. | 3
26.02. | 4
26.02. | 5
26.02. | 6
26.02. | 7
26.02. | 8
26.02. | 9
26.02. | 10
26.02. | 11
26.02. | 12
26.02. | 13
26.02. | 14
26.02. | 15
26.02. | 16
26.02. | 17
26.02. | 18
26.02. | 19
26.02. | 20
26.02. | 21
26.02. | 22
26.02. | 23
26.02. | 24
27.02. | 1
27.02. | 2
27.02. | 3
27.02. | 4
27.02. | 5
27.02. | 6
27.02. | 7
27.02. | 8
27.02. | 9
27.02. | 10
27.02. | 11
27.02. | 12
27.02. | 13
27.02. | 14
27.02. | 15
27.02. | 16
27.02. | 17
27.02. | 18
27.02. | 19
27.02. | 20
27.02. | 21
27.02. | 22
27.02. | 23
27.02. | 24
28.02. | 1
28.02. | 2
28.02. | 3
28.02. | 4
28.02. | 5
28.02. | 6
28.02. | 7
28.02. | 8
28.02. | 9
28.02. | 10
28.02. | 11
28.02. | 12
28.02. | 13
28.02. | 14
28.02. | 15
28.02. | 16
28.02. | 17
28.02. | 18
28.02. | 19
28.02. | 20
28.02. | 21
28.02. | 22
28.02. | 23
28.02. | 24
01.03. | 1
01.03. | 2
01.03. | 3
01.03. | 4
01.03. | 5
01.03. | 6
01.03. | 7
01.03. | 8
01.03. | 9
01.03. | 10
01.03. | 11
01.03. | 12
01.03. | 13
01.03. | 14
01.03. | 15
01.03. | 16
01.03. | 17
01.03. | 18
01.03. | 19
01.03. | 20
01.03. | 21
01.03. | 22
01.03. | 23
01.03. | 24
02.03. | 1
02.03. | 2
02.03. | 3
02.03. | 4
02.03. | 5
02.03. | 6
02.03. | 7
02.03. | 8
02.03. | 9
02.03. | 10
02.03. | 11
02.03. | 12
02.03. | 13
02.03. | 14
02.03. | 15
02.03. | 16
02.03. | 17
02.03. | 18
02.03. | 19
02.03. | 20
02.03. | 21
02.03. | 22
02.03. | 23
02.03. | 24
03.03. | 1
03.03. | 2
03.03. | 3
03.03. | 4
03.03. | 5
03.03. | 6
03.03. | 7
03.03. | 8
03.03. | 9
03.03. | 10
03.03. | 11
03.03. | 12
03.03. | 13
03.03. | 14
03.03. | 15
03.03. | 16
03.03. | 17
03.03. | 18
03.03. | 19
03.03. | 20
03.03. | 21
03.03. | 22
03.03. | 23
03.03. | 24
04.03. | 1
04.03. | 2
04.03. | 3
04.03. | 4
04.03. | 5
04.03. | 6
04.03. | 7
04.03. | 8
04.03. | 9
04.03. | 10
04.03. | 11
04.03. | 12
04.03. | 13
04.03. | 14
04.03. | 15
04.03. | 16
04.03. | 17
04.03. | 18
04.03. | 19
04.03. | 20
04.03. | 21
04.03. | 22
04.03. | 23
04.03. | 24
05.03. | 1
05.03. | 2
05.03. | 3
05.03. | 4
05.03. | 5
05.03. | 6
05.03. | 7
05.03. | 8
05.03. | 9
05.03. | 10
05.03. | 11
05.03. | 12
05.03. | 13
05.03. | 14
05.03. | 15
05.03. | 16
05.03. | 17
05.03. | 18
05.03. | 19
05.03. | 20
05.03. | 21
05.03. | 22
05.03. | 23
05.03. | 24
06.03. | 1
06.03. | 2
06.03. | 3
06.03. | 4
06.03. | 5
06.03. | 6
06.03. | 7
06.03. | 8
06.03. | 9
06.03. | 10
06.03. | 11
06.03. | 12
06.03. | 13
06.03. | 14
06.03. | 15
06.03. | 16
06.03. | 17
06.03. | 18
06.03. | 19
06.03. | 20
06.03. | 21
06.03. | 22
06.03. | 23
06.03. | 24
07.03. | 1
07.03. | 2
07.03. | 3
07.03. | 4
07.03. | 5
07.03. | 6
07.03. | 7
07.03. | 8
07.03. | 9
07.03. | 10
07.03. | 11
07.03. | 12
07.03. | 13
07.03. | 14
07.03. | 15
07.03. | 16
07.03. | 17
07.03. | 18
07.03. | 19
07.03. | 20
07.03. | 21
07.03. | 22
07.03. | 23
07.03. | 24
08.03. | 1
08.03. | 2
08.03. | 3
08.03. | 4
08.03. | 5
08.03. | 6
08.03. | 7
08.03. | 8
08.03. | 9
08.03. | 10
08.03. | 11
08.03. | 12
08.03. | 13
08.03. | 14
08.03. | 15
08.03. | 16
08.03. | 17
08.03. | 18
08.03. | 19
08.03. | 20
08.03. | 21
08.03. | 22
08.03. | 23
08.03. | 24
09.03. | 1
09.03. | 2
09.03. | 3
09.03. | 4
09.03. | 5
09.03. | 6
09.03. | 7
09.03. | 8
09.03. | 9
09.03. | 10
09.03. | 11
09.03. | 12
09.03. | 13
09.03. | 14
09.03. | 15
09.03. | 16
09.03. | 17
09.03. | 18
09.03. | 19
09.03. | 20
09.03. | 21
09.03. | 22
09.03. | 23
09.03. | 24
10.03. | 1
10.03. | 2
10.03. | 3
10.03. | 4
10.03. | 5
10.03. | 6
10.03. | 7
10.03. | 8
10.03. | 9
10.03. | 10
10.03. | 11
10.03. | 12
10.03. | 13
10.03. | 14
10.03. | 15
10.03. | 16
10.03. | 17
10.03. | 18
10.03. | 19
10.03. | 20
10.03. | 21
10.03. | 22
10.03. | 23
10.03. | 24
11.03. | 1
11.03. | 2
11.03. | 3
11.03. | 4
11.03. | 5
11.03. | 6
11.03. | 7
11.03. | 8
11.03. | 9
11.03. | 10
11.03. | 11
11.03. | 12
11.03. | 13
11.03. | 14
11.03. | 15
11.03. | 16
11.03. | 17
11.03. | 18
11.03. | 19
11.03. | 20
11.03. | 21
11.03. | 22
11.03. | 23
11.03. | 24
12.03. | 1
12.03. | 2
12.03. | 3
12.03. | 4
12.03. | 5
12.03. | 6
12.03. | 7
12.03. | 8
12.03. | 9
12.03. | 10
12.03. | 11
12.03. | 12
12.03. | 13
12.03. | 14
12.03. | 15
12.03. | 16
12.03. | 17
12.03. | 18
12.03. | 19
12.03. | 20
12.03. | 21
12.03. | 22
12.03. | 23
12.03. | 24
13.03. | 1
13.03. | 2
13.03. | 3
13.03. | 4
13.03. | 5
13.03. | 6
13.03. | 7
13.03. | 8
13.03. | 9
13.03. | 10
13.03. | 11
13.03. | 12
13.03. | 13
13.03. | 14
13.03. | 15
13.03. | 16
13.03. | 17
13.03. | 18
13.03. | 19
13.03. | 20
13.03. | 21
13.03. | 22
13.03. | 23
13.03. | 24
14.03. | 1
14.03. | 2
14.03. | 3
14.03. | 4
14.03. | 5
14.03. | 6
14.03. | 7
14.03. | 8
14.03. | 9
14.03. | 10
14.03. | 11
14.03. | 12
14.03. | 13
14.03. | 14
14.03. | 15
14.03. | 16
14.03. | 17
14.03. | 18
14.03. | 19
14.03. | 20
14.03. | 21
14.03. | 22
14.03. | 23
14.03. | 24
15.03. | 1
15.03. | 2
15.03. | 3
15.03. | 4
15.03. | 5
15.03. | 6
15.03. | 7
15.03. | 8
15.03. | 9
15.03. | 10
15.03. | 11
15.03. | 12
15.03. | 13
15.03. | 14
15.03. | 15
15.03. | 16
15.03. | 17
15.03. | 18
15.03. | 19
15.03. | 20
15.03. | 21
15.03. | 22
15.03. | 23
15.03. | 24
16.03. | 1
16.03. | 2
16.03. | 3
16.03. | 4
16.03. | 5
16.03. | 6
16.03. | 7
16.03. | 8
16.03. | 9
16.03. | 10
16.03. | 11
16.03. | 12
16.03. | 13
16.03. | 14
16.03. | 15
16.03. | 16
16.03. | 17
16.03. | 18
16.03. | 19
16.03. | 20
16.03. | 21
16.03. | 22
16.03. | 23
16.03. | 24
17.03. | 1
17.03. | 2
17.03. | 3
17.03. | 4
17.03. | 5
17.03. | 6
17.03. | 7
17.03. | 8
17.03. | 9
17.03. | 10
17.03. | 11
17.03. | 12
17.03. | 13
17.03. | 14
17.03. | 15
17.03. | 16
17.03. | 17
17.03. | 18
17.03. | 19
17.03. | 20
17.03. | 21
17.03. | 22
17.03. | 23
17.03. | 24
18.03. | 1
18.03. | 2
18.03. | 3
18.03. | 4
18.03. | 5
18.03. | 6
18.03. | 7
18.03. | 8
18.03. | 9
18.03. | 10
18.03. | 11
18.03. | 12
18.03. | 13
18.03. | 14
18.03. | 15
18.03. | 16
18.03. | 17
18.03. | 18
18.03. | 19
18.03. | 20
18.03. | 21
18.03. | 22
18.03. | 23
18.03. | 24
19.03. | 1
19.03. | 2
19.03. | 3
19.03. | 4
19.03. | 5
19.03. | 6
19.03. | 7
19.03. | 8
19.03. | 9
19.03. | 10
19.03. | 11
19.03. | 12
19.03. | 13
19.03. | 14
19.03. | 15
19.03. | 16
19.03. | 17
19.03. | 18
19.03. | 19
19.03. | 20
19.03. | 21
19.03. | 22
19.03. | 23
19.03. | 24
20.03. | 1
20.03. | 2
20.03. | 3
20.03. | 4
20.03. | 5
20.03. | 6
20.03. | 7
20.03. | 8
20.03. | 9
20.03. | 10
20.03. | 11
20.03. | 12
20.03. | 13
20.03. | 14
20.03. | 15
20.03. | 16
20.03. | 17
20.03. | 18
20.03. | 19
20.03. | 20
20.03. | 21
20.03. | 22
20.03. | 23
20.03. | 24
21.03. | 1
21.03. | 2
21.03. | 3
21.03. | 4
21.03. | 5
21.03. | 6
21.03. | 7
21.03. | 8
21.03. | 9
21.03. | 10
21.03. | 11
21.03. | 12
21.03. | 13
21.03. | 14
21.03. | 15
21.03. | 16
21.03. | 17
21.03. | 18
21.03. | 19
21.03. | 20
21.03. | 21
21.03. | 22
21.03. | 23
21.03. | 24
22.03. | 1
22.03. | 2
22.03. | 3
22.03. | 4
22.03. | 5
22.03. | 6
22.03. | 7
22.03. | 8
22.03. | 9
22.03. | 10
22.03. | 11
22.03. | 12
22.03. | 13
22.03. | 14
22.03. | 15
22.03. | 16
22.03. | 17
22.03. | 18
22.03. | 19
22.03. | 20
22.03. | 21
22.03. | 22
22.03. | 23
22.03. | 24
23.03. | 1
23.03. | 2
23.03. | 3
23.03. | 4
23.03. | 5
23.03. | 6
23.03. | 7
23.03. | 8
23.03. | 9
23.03. | 10
23.03. | 11
23.03. | 12
23.03. | 13
23.03. | 14
23.03. | 15
23.03. | 16
23.03. | 17
23.03. | 18
23.03. | 19
23.03. | 20
23.03. | 21
23.03. | 22
23.03. | 23
23.03. | 24
24.03. | 1
24.03. | 2
24.03. | 3
24.03. | 4
24.03. | 5
24.03. | 6
24.03. | 7
24.03. | 8
24.03. | 9
24.03. | 10
24.03. | 11
24.03. | 12
24.03. | 13
24.03. | 14
24.03. | 15
24.03. | 16
24.03. | 17
24.03. | 18
24.03. | 19
24.03. | 20
24.03. | 21
24.03. | 22
24.03. | 23
24.03. | 24
25.03. | 1
25.03. | 2
25.03. | 3
25.03. | 4
25.03. | 5
25.03. | 6
25.03. | 7
25.03. | 8
25.03. | 9
25.03. | 10
25.03. | 11
25.03. | 12
25.03. | 13
25.03. | 14
25.03. | 15
25.03. | 16
25.03. | 17
25.03. | 18
25.03. | 19
25.03. | 20
25.03. | 21
25.03. | 22
25.03. | 23
25.03. | 24
26.03. | 1
26.03. | 2
26.03. | 3
26.03. | 4
26.03. | 5
26.03. | 6
26.03. | 7
26.03. | 8
26.03. | 9
26.03. | 10
26.03. | 11
26.03. | 12
26.03. | 13
26.03. | 14
26.03. | 15
26.03. | 16
26.03. | 17
26.03. | 18
26.03. | 19
26.03. | 20
26.03. | 21
26.03. | 22
26.03. | 23
26.03. | 24
27.03. | 1
27.03. | 2
27.03. | 3
27.03. | 4
27.03. | 5
27.03. | 6
27.03. | 7
27.03. | 8
27.03. | 9
27.03. | 10
27.03. | 11
27.03. | 12
27.03. | 13
27.03. | 14
27.03. | 15
27.03. | 16
27.03. | 17
27.03. | 18
27.03. | 19
27.03. | 20
27.03. | 21
27.03. | 22
27.03. | 23
27.03. | 24
28.03. | 1
28.03. | 2
28.03. | 3
28.03. | 4
28.03. | 5
28.03. | 6
28.03. | 7
28.03. | 8
28.03. | 9
28.03. | 10
28.03. | 11
28.03. | 12
28.03. | 13
28.03. | 14
28.03. | 15
28.03. | 16
28.03. | 17
28.03. | 18
28.03. | 19
28.03. | 20
28.03. | 21
28.03. | 22
28.03. | 23
28.03. | 24
29.03. | 1
29.03. | 2
29.03. | 3
29.03. | 4
29.03. | 5
29.03. | 6
29.03. | 7
29.03. | 8
29.03. | 9
29.03. | 10
29.03. | 11
29.03. | 12
29.03. | 13
29.03. | 14
29.03. | 15
29.03. | 16
29.03. | 17
29.03. | 18
29.03. | 19
29.03. | 20
29.03. | 21
29.03. | 22
29.03. | 23
29.03. | 24
30.03. | 1
30.03. | 2
30.03. | 3
30.03. | 4
30.03. | 5
30.03. | 6
30.03. | 7
30.03. | 8
30.03. | 9
30.03. | 10
30.03. | 11
30.03. | 12
30.03. | 13
30.03. | 14
30.03. | 15
30.03. | 16
30.03. | 17
30.03. | 18
30.03. | 19
30.03. | 20
30.03. | 21
30.03. | 22
30.03. | 23
30.03. | 24
31.03. | 1
31.03. | 2
31.03. | 3
31.03. | 4
31.03. | 5
31.03. | 6
31.03. | 7
31.03. | 8
31.03. | 9
31.03. | 10
31.03. | 11
31.03. | 12
31.03. | 13
31.03. | 14
31.03. | 15
31.03. | 16
31.03. | 17
31.03. | 18
31.03. | 19
31.03. | 20
31.03. | 21
31.03. | 22
31.03. | 23
31.03. | 24
01.04. | 1
01.04. | 2
01.04. | 3
01.04. | 4
01.04. | 5
01.04. | 6
01.04. | 7
01.04. | 8
01.04. | 9
01.04. | 10
01.04. | 11
01.04. | 12
01.04. | 13
01.04. | 14
01.04. | 15
01.04. | 16
01.04. | 17
01.04. | 18
01.04. | 19
01.04. | 20
01.04. | 21
01.04. | 22
01.04. | 23
01.04. | 24
02.04. | 1
02.04. | 2
02.04. | 3
02.04. | 4
02.04. | 5
02.04. | 6
02.04. | 7
02.04. | 8
02.04. | 9
02.04. | 10
02.04. | 11
02.04. | 12
02.04. | 13
02.04. | 14
02.04. | 15
02.04. | 16
02.04. | 17
02.04. | 18
02.04. | 19
02.04. | 20
02.04. | 21
02.04. | 22
02.04. | 23
02.04. | 24
03.04. | 1
03.04. | 2
03.04. | 3
03.04. | 4
03.04. | 5
03.04. | 6
03.04. | 7
03.04. | 8
03.04. | 9
03.04. | 10
03.04. | 11
03.04. | 12
03.04. | 13
03.04. | 14
03.04. | 15
03.04. | 16
03.04. | 17
03.04. | 18
03.04. | 19
03.04. | 20
03.04. | 21
03.04. | 22
03.04. | 23
03.04. | 24
04.04. | 1
04.04. | 2
04.04. | 3
04.04. | 4
04.04. | 5
04.04. | 6
04.04. | 7
04.04. | 8
04.04. | 9
04.04. | 10
04.04. | 11
04.04. | 12
04.04. | 13
04.04. | 14
04.04. | 15
04.04. | 16
04.04. | 17
04.04. | 18
04.04. | 19
04.04. | 20
04.04. | 21
04.04. | 22
04.04. | 23
04.04. | 24
05.04. | 1
05.04. | 2
05.04. | 3
05.04. | 4
05.04. | 5
05.04. | 6
05.04. | 7
05.04. | 8
05.04. | 9
05.04. | 10
05.04. | 11
05.04. | 12
05.04. | 13
05.04. | 14
05.04. | 15
05.04. | 16
05.04. | 17
05.04. | 18
05.04. | 19
05.04. | 20
05.04. | 21
05.04. | 22
05.04. | 23
05.04. | 24
06.04. | 1
06.04. | 2
06.04. | 3
06.04. | 4
06.04. | 5
06.04. | 6
06.04. | 7
06.04. | 8
06.04. | 9
06.04. | 10
06.04. | 11
06.04. | 12
06.04. | 13
06.04. | 14
06.04. | 15
06.04. | 16
06.04. | 17
06.04. | 18
06.04. | 19
06.04. | 20
06.04. | 21
06.04. | 22
06.04. | 23
06.04. | 24
07.04. | 1
07.04. | 2
07.04. | 3
07.04. | 4
07.04. | 5
07.04. | 6
07.04. | 7
07.04. | 8
07.04. | 9
07.04. | 10
07.04. | 11
07.04. | 12
07.04. | 13
07.04. | 14
07.04. | 15
07.04. | 16
07.04. | 17
07.04. | 18
07.04. | 19
07.04. | 20
07.04. | 21
07.04. | 22
07.04. | 23
07.04. | 24
08.04. | 1
08.04. | 2
08.04. | 3
08.04. | 4
08.04. | 5
08.04. | 6
08.04. | 7
08.04. | 8
08.04. | 9
08.04. | 10
08.04. | 11
08.04. | 12
08.04. | 13
08.04. | 14
08.04. | 15
08.04. | 16
08.04. | 17
08.04. | 18
08.04. | 19
08.04. | 20
08.04. | 21
08.04. | 22
08.04. | 23
08.04. | 24
09.04. | 1
09.04. | 2
09.04. | 3
09.04. | 4
09.04. | 5
09.04. | 6
09.04. | 7
09.04. | 8
09.04. | 9
09.04. | 10
09.04. | 11
09.04. | 12
09.04. | 13
09.04. | 14
09.04. | 15
09.04. | 16
09.04. | 17
09.04. | 18
09.04. | 19
09.04. | 20
09.04. | 21
09.04. | 22
09.04. | 23
09.04. | 24
10.04. | 1
10.04. | 2
10.04. | 3
10.04. | 4
10.04. | 5
10.04. | 6
10.04. | 7
10.04. | 8
10.04. | 9
10.04. | 10
10.04. | 11
10.04. | 12
10.04. | 13
10.04. | 14
10.04. | 15
10.04. | 16
10.04. | 17
10.04. | 18
10.04. | 19
10.04. | 20
10.04. | 21
10.04. | 22
10.04. | 23
10.04. | 24
11.04. | 1
11.04. | 2
11.04. | 3
11.04. | 4
11.04. | 5
11.04. | 6
11.04. | 7
11.04. | 8
11.04. | 9
11.04. | 10
11.04. | 11
11.04. | 12
11.04. | 13
11.04. | 14
11.04. | 15
11.04. | 16
11.04. | 17
11.04. | 18
11.04. | 19
11.04. | 20
11.04. | 21
11.04. | 22
11.04. | 23
11.04. | 24
12.04. | 1
12.04. | 2
12.04. | 3
12.04. | 4
12.04. | 5
12.04. | 6
12.04. | 7
12.04. | 8
12.04. | 9
12.04. | 10
12.04. | 11
12.04. | 12
12.04. | 13
12.04. | 14
12.04. | 15
12.04. | 16
12.04. | 17
12.04. | 18
12.04. | 19
12.04. | 20
12.04. | 21
12.04. | 22
12.04. | 23
12.04. | 24
13.04. | 1
13.04. | 2
13.04. | 3
13.04. | 4
13.04. | 5
13.04. | 6
13.04. | 7
13.04. | 8
13.04. | 9
13.04. | 10
13.04. | 11
13.04. | 12
13.04. | 13
13.04. | 14
13.04. | 15
13.04. | 16
13.04. | 17
13.04. | 18
13.04. | 19
13.04. | 20
13.04. | 21
13.04. | 22
13.04. | 23
13.04. | 24
14.04. | 1
14.04. | 2
14.04. | 3
14.04. | 4
14.04. | 5
14.04. | 6
14.04. | 7
14.04. | 8
14.04. | 9
14.04. | 10
14.04. | 11
14.04. | 12
14.04. | 13
14.04. | 14
14.04. | 15
14.04. | 16
14.04. | 17
14.04. | 18
14.04. | 19
14.04. | 20
14.04. | 21
14.04. | 22
14.04. | 23
14.04. | 24
15.04. | 1
15.04. | 2
15.04. | 3
15.04. | 4
15.04. | 5
15.04. | 6
15.04. | 7
15.04. | 8
15.04. | 9
15.04. | 10
15.04. | 11
15.04. | 12
15.04. | 13
15.04. | 14
15.04. | 15
15.04. | 16
15.04. | 17
15.04. | 18
15.04. | 19
15.04. | 20
15.04. | 21
15.04. | 22
15.04. | 23
15.04. | 24
16.04. | 1
16.04. | 2
16.04. | 3
16.04. | 4
16.04. | 5
16.04. | 6
16.04. | 7
16.04. | 8
16.04. | 9
16.04. | 10
16.04. | 11
16.04. | 12
16.04. | 13
16.04. | 14
16.04. | 15
16.04. | 16
16.04. | 17
16.04. | 18
16.04. | 19
16.04. | 20
16.04. | 21
16.04. | 22
16.04. | 23
16.04. | 24
17.04. | 1
17.04. | 2
17.04. | 3
17.04. | 4
17.04. | 5
17.04. | 6
17.04. | 7
17.04. | 8
17.04. | 9
17.04. | 10
17.04. | 11
17.04. | 12
17.04. | 13
17.04. | 14
17.04. | 15
17.04. | 16
17.04. | 17
17.04. | 18
17.04. | 19
17.04. | 20
17.04. | 21
17.04. | 22
17.04. | 23
17.04. | 24
18.04. | 1
18.04. | 2
18.04. | 3
18.04. | 4
18.04. | 5
18.04. | 6
18.04. | 7
18.04. | 8
18.04. | 9
18.04. | 10
18.04. | 11
18.04. | 12
18.04. | 13
18.04. | 14
18.04. | 15
18.04. | 16
18.04. | 17
18.04. | 18
18.04. | 19
18.04. | 20
18.04. | 21
18.04. | 22
18.04. | 23
18.04. | 24
19.04. | 1
19.04. | 2
19.04. | 3
19.04. | 4
19.04. | 5
19.04. | 6
19.04. | 7
19.04. | 8
19.04. | 9
19.04. | 10
19.04. | 11
19.04. | 12
19.04. | 13
19.04. | 14
19.04. | 15
19.04. | 16
19.04. | 17
19.04. | 18
19.04. | 19
19.04. | 20
19.04. | 21
19.04. | 22
19.04. | 23
19.04. | 24
20.04. | 1
20.04. | 2
20.04. | 3
20.04. | 4
20.04. | 5
20.04. | 6
20.04. | 7
20.04. | 8
20.04. | 9
20.04. | 10
20.04. | 11
20.04. | 12
20.04. | 13
20.04. | 14
20.04. | 15
20.04. | 16
20.04. | 17
20.04. | 18
20.04. | 19
20.04. | 20
20.04. | 21
20.04. | 22
20.04. | 23
20.04. | 24
21.04. | 1
21.04. | 2
21.04. | 3
21.04. | 4
21.04. | 5
21.04. | 6
21.04. | 7
21.04. | 8
21.04. | 9
21.04. | 10
21.04. | 11
21.04. | 12
21.04. | 13
21.04. | 14
21.04. | 15
21.04. | 16
21.04. | 17
21.04. | 18
21.04. | 19
21.04. | 20
21.04. | 21
21.04. | 22
21.04. | 23
21.04. | 24
22.04. | 1
22.04. | 2
22.04. | 3
22.04. | 4
22.04. | 5
22.04. | 6
22.04. | 7
22.04. | 8
22.04. | 9
22.04. | 10
22.04. | 11
22.04. | 12
22.04. | 13
22.04. | 14
22.04. | 15
22.04. | 16
22.04. | 17
22.04. | 18
22.04. | 19
22.04. | 20
22.04. | 21
22.04. | 22
22.04. | 23
22.04. | 24
23.04. | 1
23.04. | 2
23.04. | 3
23.04. | 4
23.04. | 5
23.04. | 6
23.04. | 7
23.04. | 8
23.04. | 9
23.04. | 10
23.04. | 11
23.04. | 12
23.04. | 13
23.04. | 14
23.04. | 15
23.04. | 16
23.04. | 17
23.04. | 18
23.04. | 19
23.04. | 20
23.04. | 21
23.04. | 22
23.04. | 23
23.04. | 24
24.04. | 1
24.04. | 2
24.04. | 3
24.04. | 4
24.04. | 5
24.04. | 6
24.04. | 7
24.04. | 8
24.04. | 9
24.04. | 10
24.04. | 11
24.04. | 12
24.04. | 13
24.04. | 14
24.04. | 15
24.04. | 16
24.04. | 17
24.04. | 18
24.04. | 19
24.04. | 20
24.04. | 21
24.04. | 22
24.04. | 23
24.04. | 24
25.04. | 1
25.04. | 2
25.04. | 3
25.04. | 4
25.04. | 5
25.04. | 6
25.04. | 7
25.04. | 8
25.04. | 9
25.04. | 10
25.04. | 11
25.04. | 12
25.04. | 13
25.04. | 14
25.04. | 15
25.04. | 16
25.04. | 17
25.04. | 18
25.04. | 19
25.04. | 20
25.04. | 21
25.04. | 22
25.04. | 23
25.04. | 24
26.04. | 1
26.04. | 2
26.04. | 3
26.04. | 4
26.04. | 5
26.04. | 6
26.04. | 7
26.04. | 8
26.04. | 9
26.04. | 10
26.04. | 11
26.04. | 12
26.04. | 13
26.04. | 14
26.04. | 15
26.04. | 16
26.04. | 17
26.04. | 18
26.04. | 19
26.04. | 20
26.04. | 21
26.04. | 22
26.04. | 23
26.04. | 24
27.04. | 1
27.04. | 2
27.04. | 3
27.04. | 4
27.04. | 5
27.04. | 6
27.04. | 7
27.04. | 8
27.04. | 9
27.04. | 10
27.04. | 11
27.04. | 12
27.04. | 13
27.04. | 14
27.04. | 15
27.04. | 16
27.04. | 17
27.04. | 18
27.04. | 19
27.04. | 20
27.04. | 21
27.04. | 22
27.04. | 23
27.04. | 24
28.04. | 1
28.04. | 2
28.04. | 3
28.04. | 4
28.04. | 5
28.04. | 6
28.04. | 7
28.04. | 8
28.04. | 9
28.04. | 10
28.04. | 11
28.04. | 12
28.04. | 13
28.04. | 14
28.04. | 15
28.04. | 16
28.04. | 17
28.04. | 18
28.04. | 19
28.04. | 20
28.04. | 21
28.04. | 22
28.04. | 23
28.04. | 24
29.04. | 1
29.04. | 2
29.04. | 3
29.04. | 4
29.04. | 5
29.04. | 6
29.04. | 7
29.04. | 8
29.04. | 9
29.04. | 10
29.04. | 11
29.04. | 12
29.04. | 13
29.04. | 14
29.04. | 15
29.04. | 16
29.04. | 17
29.04. | 18
29.04. | 19
29.04. | 20
29.04. | 21
29.04. | 22
29.04. | 23
29.04. | 24
30.04. | 1
30.04. | 2
30.04. | 3
30.04. | 4
30.04. | 5
30.04. | 6
30.04. | 7
30.04. | 8
30.04. | 9
30.04. | 10
30.04. | 11
30.04. | 12
30.04. | 13
30.04. | 14
30.04. | 15
30.04. | 16
30.04. | 17
30.04. | 18
30.04. | 19
30.04. | 20
30.04. | 21
30.04. | 22
30.04. | 23
30.04. | 24
01.05. | 1
01.05. | 2
01.05. | 3
01.05. | 4
01.05. | 5
01.05. | 6
01.05. | 7
01.05. | 8
01.05. | 9
01.05. | 10
01.05. | 11
01.05. | 12
01.05. | 13
01.05. | 14
01.05. | 15
01.05. | 16
01.05. | 17
01.05. | 18
01.05. | 19
01.05. | 20
01.05. | 21
01.05. | 22
01.05. | 23
01.05. | 24
02.05. | 1
02.05. | 2
02.05. | 3
02.05. | 4
02.05. | 5
02.05. | 6
02.05. | 7
02.05. | 8
02.05. | 9
02.05. | 10
02.05. | 11
02.05. | 12
02.05. | 13
02.05. | 14
02.05. | 15
02.05. | 16
02.05. | 17
02.05. | 18
02.05. | 19
02.05. | 20
02.05. | 21
02.05. | 22
02.05. | 23
02.05. | 24
03.05. | 1
03.05. | 2
03.05. | 3
03.05. | 4
03.05. | 5
03.05. | 6
03.05. | 7
03.05. | 8
03.05. | 9
03.05. | 10
03.05. | 11
03.05. | 12
03.05. | 13
03.05. | 14
03.05. | 15
03.05. | 16
03.05. | 17
03.05. | 18
03.05. | 19
03.05. | 20
03.05. | 21
03.05. | 22
03.05. | 23
03.05. | 24
04.05. | 1
04.05. | 2
04.05. | 3
04.05. | 4
04.05. | 5
04.05. | 6
04.05. | 7
04.05. | 8
04.05. | 9
04.05. | 10
04.05. | 11
04.05. | 12
04.05. | 13
04.05. | 14
04.05. | 15
04.05. | 16
04.05. | 17
04.05. | 18
04.05. | 19
04.05. | 20
04.05. | 21
04.05. | 22
04.05. | 23
04.05. | 24
05.05. | 1
05.05. | 2
05.05. | 3
05.05. | 4
05.05. | 5
05.05. | 6
05.05. | 7
05.05. | 8
05.05. | 9
05.05. | 10
05.05. | 11
05.05. | 12
05.05. | 13
05.05. | 14
05.05. | 15
05.05. | 16
05.05. | 17
05.05. | 18
05.05. | 19
05.05. | 20
05.05. | 21
05.05. | 22
05.05. | 23
05.05. | 24
06.05. | 1
06.05. | 2
06.05. | 3
06.05. | 4
06.05. | 5
06.05. | 6
06.05. | 7
06.05. | 8
06.05. | 9
06.05. | 10
06.05. | 11
06.05. | 12
06.05. | 13
06.05. | 14
06.05. | 15
06.05. | 16
06.05. | 17
06.05. | 18
06.05. | 19
06.05. | 20
06.05. | 21
06.05. | 22
06.05. | 23
06.05. | 24
07.05. | 1
07.05. | 2
07.05. | 3
07.05. | 4
07.05. | 5
07.05. | 6
07.05. | 7
07.05. | 8
07.05. | 9
07.05. | 10
07.05. | 11
07.05. | 12
07.05. | 13
07.05. | 14
07.05. | 15
07.05. | 16
07.05. | 17
07.05. | 18
07.05. | 19
07.05. | 20
07.05. | 21
07.05. | 22
07.05. | 23
07.05. | 24
08.05. | 1
08.05. | 2
08.05. | 3
08.05. | 4
08.05. | 5
08.05. | 6
08.05. | 7
08.05. | 8
08.05. | 9
08.05. | 10
08.05. | 11
08.05. | 12
08.05. | 13
08.05. | 14
08.05. | 15
08.05. | 16
08.05. | 17
08.05. | 18
08.05. | 19
08.05. | 20
08.05. | 21
08.05. | 22
08.05. | 23
08.05. | 24
09.05. | 1
09.05. | 2
09.05. | 3
09.05. | 4
09.05. | 5
09.05. | 6
09.05. | 7
09.05. | 8
09.05. | 9
09.05. | 10
09.05. | 11
09.05. | 12
09.05. | 13
09.05. | 14
09.05. | 15
09.05. | 16
09.05. | 17
09.05. | 18
09.05. | 19
09.05. | 20
09.05. | 21
09.05. | 22
09.05. | 23
09.05. | 24
10.05. | 1
10.05. | 2
10.05. | 3
10.05. | 4
10.05. | 5
10.05. | 6
10.05. | 7
10.05. | 8
10.05. | 9
10.05. | 10
10.05. | 11
10.05. | 12
10.05. | 13
10.05. | 14
10.05. | 15
10.05. | 16
10.05. | 17
10.05. | 18
10.05. | 19
10.05. | 20
10.05. | 21
10.05. | 22
10.05. | 23
10.05. | 24
11.05. | 1
11.05. | 2
11.05. | 3
11.05. | 4
11.05. | 5
11.05. | 6
11.05. | 7
11.05. | 8
11.05. | 9
11.05. | 10
11.05. | 11
11.05. | 12
11.05. | 13
11.05. | 14
11.05. | 15
11.05. | 16
11.05. | 17
11.05. | 18
11.05. | 19
11.05. | 20
11.05. | 21
11.05. | 22
11.05. | 23
11.05. | 24
12.05. | 1
12.05. | 2
12.05. | 3
12.05. | 4
12.05. | 5
12.05. | 6
12.05. | 7
12.05. | 8
12.05. | 9
12.05. | 10
12.05. | 11
12.05. | 12
12.05. | 13
12.05. | 14
12.05. | 15
12.05. | 16
12.05. | 17
12.05. | 18
12.05. | 19
12.05. | 20
12.05. | 21
12.05. | 22
12.05. | 23
12.05. | 24
13.05. | 1
13.05. | 2
13.05. | 3
13.05. | 4
13.05. | 5
13.05. | 6
13.05. | 7
13.05. | 8
13.05. | 9
13.05. | 10
13.05. | 11
13.05. | 12
13.05. | 13
13.05. | 14
13.05. | 15
13.05. | 16
13.05. | 17
13.05. | 18
13.05. | 19
13.05. | 20
13.05. | 21
13.05. | 22
13.05. | 23
13.05. | 24
14.05. | 1
14.05. | 2
14.05. | 3
14.05. | 4
14.05. | 5
14.05. | 6
14.05. | 7
14.05. | 8
14.05. | 9
14.05. | 10
14.05. | 11
14.05. | 12
14.05. | 13
14.05. | 14
14.05. | 15
14.05. | 16
14.05. | 17
14.05. | 18
14.05. | 19
14.05. | 20
14.05. | 21
14.05. | 22
14.05. | 23
14.05. | 24
15.05. | 1
15.05. | 2
15.05. | 3
15.05. | 4
15.05. | 5
15.05. | 6
15.05. | 7
15.05. | 8
15.05. | 9
15.05. | 10
15.05. | 11
15.05. | 12
15.05. | 13
15.05. | 14
15.05. | 15
15.05. | 16
15.05. | 17
15.05. | 18
15.05. | 19
15.05. | 20
15.05. | 21
15.05. | 22
15.05. | 23
15.05. | 24
16.05. | 1
16.05. | 2
16.05. | 3
16.05. | 4
16.05. | 5
16.05. | 6
16.05. | 7
16.05. | 8
16.05. | 9
16.05. | 10
16.05. | 11
16.05. | 12
16.05. | 13
16.05. | 14
16.05. | 15
16.05. | 16
16.05. | 17
16.05. | 18
16.05. | 19
16.05. | 20
16.05. | 21
16.05. | 22
16.05. | 23
16.05. | 24
17.05. | 1
17.05. | 2
17.05. | 3
17.05. | 4
17.05. | 5
17.05. | 6
17.05. | 7
17.05. | 8
17.05. | 9
17.05. | 10
17.05. | 11
17.05. | 12
17.05. | 13
17.05. | 14
17.05. | 15
17.05. | 16
17.05. | 17
17.05. | 18
17.05. | 19
17.05. | 20
17.05. | 21
17.05. | 22
17.05. | 23
17.05. | 24
18.05. | 1
18.05. | 2
18.05. | 3
18.05. | 4
18.05. | 5
18.05. | 6
18.05. | 7
18.05. | 8
18.05. | 9
18.05. | 10
18.05. | 11
18.05. | 12
18.05. | 13
18.05. | 14
18.05. | 15
18.05. | 16
18.05. | 17
18.05. | 18
18.05. | 19
18.05. | 20
18.05. | 21
18.05. | 22
18.05. | 23
18.05. | 24
19.05. | 1
19.05. | 2
19.05. | 3
19.05. | 4
19.05. | 5
19.05. | 6
19.05. | 7
19.05. | 8
19.05. | 9
19.05. | 10
19.05. | 11
19.05. | 12
19.05. | 13
19.05. | 14
19.05. | 15
19.05. | 16
19.05. | 17
19.05. | 18
19.05. | 19
19.05. | 20
19.05. | 21
19.05. | 22
19.05. | 23
19.05. | 24
20.05. | 1
20.05. | 2
20.05. | 3
20.05. | 4
20.05. | 5
20.05. | 6
20.05. | 7
20.05. | 8
20.05. | 9
20.05. | 10
20.05. | 11
20.05. | 12
20.05. | 13
20.05. | 14
20.05. | 15
20.05. | 16
20.05. | 17
20.05. | 18
20.05. | 19
20.05. | 20
20.05. | 21
20.05. | 22
20.05. | 23
20.05. | 24
21.05. | 1
21.05. | 2
21.05. | 3
21.05. | 4
21.05. | 5
21.05. | 6
21.05. | 7
21.05. | 8
21.05. | 9
21.05. | 10
21.05. | 11
21.05. | 12
21.05. | 13
21.05. | 14
21.05. | 15
21.05. | 16
21.05. | 17
21.05. | 18
21.05. | 19
21.05. | 20
21.05. | 21
21.05. | 22
21.05. | 23
21.05. | 24
22.05. | 1
22.05. | 2
22.05. | 3
22.05. | 4
22.05. | 5
22.05. | 6
22.05. | 7
22.05. | 8
22.05. | 9
22.05. | 10
22.05. | 11
22.05. | 12
22.05. | 13
22.05. | 14
22.05. | 15
22.05. | 16
22.05. | 17
22.05. | 18
22.05. | 19
22.05. | 20
22.05. | 21
22.05. | 22
22.05. | 23
22.05. | 24
23.05. | 1
23.05. | 2
23.05. | 3
23.05. | 4
23.05. | 5
23.05. | 6
23.05. | 7
23.05. | 8
23.05. | 9
23.05. | 10
23.05. | 11
23.05. | 12
23.05. | 13
23.05. | 14
23.05. | 15
23.05. | 16
23.05. | 17
23.05. | 18
23.05. | 19
23.05. | 20
23.05. | 21
23.05. | 22
23.05. | 23
23.05. | 24
24.05. | 1
24.05. | 2
24.05. | 3
24.05. | 4
24.05. | 5
24.05. | 6
24.05. | 7
24.05. | 8
24.05. | 9
24.05. | 10
24.05. | 11
24.05. | 12
24.05. | 13
24.05. | 14
24.05. | 15
24.05. | 16
24.05. | 17
24.05. | 18
24.05. | 19
24.05. | 20
24.05. | 21
24.05. | 22
24.05. | 23
24.05. | 24
25.05. | 1
25.05. | 2
25.05. | 3
25.05. | 4
25.05. | 5
25.05. | 6
25.05. | 7
25.05. | 8
25.05. | 9
25.05. | 10
25.05. | 11
25.05. | 12
25.05. | 13
25.05. | 14
25.05. | 15
25.05. | 16
25.05. | 17
25.05. | 18
25.05. | 19
25.05. | 20
25.05. | 21
25.05. | 22
25.05. | 23
25.05. | 24
26.05. | 1
26.05. | 2
26.05. | 3
26.05. | 4
26.05. | 5
26.05. | 6
26.05. | 7
26.05. | 8
26.05. | 9
26.05. | 10
26.05. | 11
26.05. | 12
26.05. | 13
26.05. | 14
26.05. | 15
26.05. | 16
26.05. | 17
26.05. | 18
26.05. | 19
26.05. | 20
26.05. | 21
26.05. | 22
26.05. | 23
26.05. | 24
27.05. | 1
27.05. | 2
27.05. | 3
27.05. | 4
27.05. | 5
27.05. | 6
27.05. | 7
27.05. | 8
27.05. | 9
27.05. | 10
27.05. | 11
27.05. | 12
27.05. | 13
27.05. | 14
27.05. | 15
27.05. | 16
27.05. | 17
27.05. | 18
27.05. | 19
27.05. | 20
27.05. | 21
27.05. | 22
27.05. | 23
27.05. | 24
28.05. | 1
28.05. | 2
28.05. | 3
28.05. | 4
28.05. | 5
28.05. | 6
28.05. | 7
28.05. | 8
28.05. | 9
28.05. | 10
28.05. | 11
28.05. | 12
28.05. | 13
28.05. | 14
28.05. | 15
28.05. | 16
28.05. | 17
28.05. | 18
28.05. | 19
28.05. | 20
28.05. | 21
28.05. | 22
28.05. | 23
28.05. | 24
29.05. | 1
29.05. | 2
29.05. | 3
29.05. | 4
29.05. | 5
29.05. | 6
29.05. | 7
29.05. | 8
29.05. | 9
29.05. | 10
29.05. | 11
29.05. | 12
29.05. | 13
29.05. | 14
29.05. | 15
29.05. | 16
29.05. | 17
29.05. | 18
29.05. | 19
29.05. | 20
29.05. | 21
29.05. | 22
29.05. | 23
29.05. | 24
30.05. | 1
30.05. | 2
30.05. | 3
30.05. | 4
30.05. | 5
30.05. | 6
30.05. | 7
30.05. | 8
30.05. | 9
30.05. | 10
30.05. | 11
30.05. | 12
30.05. | 13
30.05. | 14
30.05. | 15
30.05. | 16
30.05. | 17
30.05. | 18
30.05. | 19
30.05. | 20
30.05. | 21
30.05. | 22
30.05. | 23
30.05. | 24
31.05. | 1
31.05. | 2
31.05. | 3
31.05. | 4
31.05. | 5
31.05. | 6
31.05. | 7
31.05. | 8
31.05. | 9
31.05. | 10
31.05. | 11
31.05. | 12
31.05. | 13
31.05. | 14
31.05. | 15
31.05. | 16
31.05. | 17
31.05. | 18
31.05. | 19
31.05. | 20
31.05. | 21
31.05. | 22
31.05. | 23
31.05. | 24
01.06. | 1
01.06. | 2
01.06. | 3
01.06. | 4
01.06. | 5
01.06. | 6
01.06. | 7
01.06. | 8
01.06. | 9
01.06. | 10
01.06. | 11
01.06. | 12
01.06. | 13
01.06. | 14
01.06. | 15
01.06. | 16
01.06. | 17
01.06. | 18
01.06. | 19
01.06. | 20
01.06. | 21
01.06. | 22
01.06. | 23
01.06. | 24
02.06. | 1
02.06. | 2
02.06. | 3
02.06. | 4
02.06. | 5
02.06. | 6
02.06. | 7
02.06. | 8
02.06. | 9
02.06. | 10
02.06. | 11
02.06. | 12
02.06. | 13
02.06. | 14
02.06. | 15
02.06. | 16
02.06. | 17
02.06. | 18
02.06. | 19
02.06. | 20
02.06. | 21
02.06. | 22
02.06. | 23
02.06. | 24
03.06. | 1
03.06. | 2
03.06. | 3
03.06. | 4
03.06. | 5
03.06. | 6
03.06. | 7
03.06. | 8
03.06. | 9
03.06. | 10
03.06. | 11
03.06. | 12
03.06. | 13
03.06. | 14
03.06. | 15
03.06. | 16
03.06. | 17
03.06. | 18
03.06. | 19
03.06. | 20
03.06. | 21
03.06. | 22
03.06. | 23
03.06. | 24
04.06. | 1
04.06. | 2
04.06. | 3
04.06. | 4
04.06. | 5
04.06. | 6
04.06. | 7
04.06. | 8
04.06. | 9
04.06. | 10
04.06. | 11
04.06. | 12
04.06. | 13
04.06. | 14
04.06. | 15
04.06. | 16
04.06. | 17
04.06. | 18
04.06. | 19
04.06. | 20
04.06. | 21
04.06. | 22
04.06. | 23
04.06. | 24
05.06. | 1
05.06. | 2
05.06. | 3
05.06. | 4
05.06. | 5
05.06. | 6
05.06. | 7
05.06. | 8
05.06. | 9
05.06. | 10
05.06. | 11
05.06. | 12
05.06. | 13
05.06. | 14
05.06. | 15
05.06. | 16
05.06. | 17
05.06. | 18
05.06. | 19
05.06. | 20
05.06. | 21
05.06. | 22
05.06. | 23
05.06. | 24
06.06. | 1
06.06. | 2
06.06. | 3
06.06. | 4
06.06. | 5
06.06. | 6
06.06. | 7
06.06. | 8
06.06. | 9
06.06. | 10
06.06. | 11
06.06. | 12
06.06. | 13
06.06. | 14
06.06. | 15
06.06. | 16
06.06. | 17
06.06. | 18
06.06. | 19
06.06. | 20
06.06. | 21
06.06. | 22
06.06. | 23
06.06. | 24
07.06. | 1
07.06. | 2
07.06. | 3
07.06. | 4
07.06. | 5
07.06. | 6
07.06. | 7
07.06. | 8
07.06. | 9
07.06. | 10
07.06. | 11
07.06. | 12
07.06. | 13
07.06. | 14
07.06. | 15
07.06. | 16
07.06. | 17
07.06. | 18
07.06. | 19
07.06. | 20
07.06. | 21
07.06. | 22
07.06. | 23
07.06. | 24
08.06. | 1
08.06. | 2
08.06. | 3
08.06. | 4
08.06. | 5
08.06. | 6
08.06. | 7
08.06. | 8
08.06. | 9
08.06. | 10
08.06. | 11
08.06. | 12
08.06. | 13
08.06. | 14
08.06. | 15
08.06. | 16
08.06. | 17
08.06. | 18
08.06. | 19
08.06. | 20
08.06. | 21
08.06. | 22
08.06. | 23
08.06. | 24
09.06. | 1
09.06. | 2
09.06. | 3
09.06. | 4
09.06. | 5
09.06. | 6
09.06. | 7
09.06. | 8
09.06. | 9
09.06. | 10
09.06. | 11
09.06. | 12
09.06. | 13
09.06. | 14
09.06. | 15
09.06. | 16
09.06. | 17
09.06. | 18
09.06. | 19
09.06. | 20
09.06. | 21
09.06. | 22
09.06. | 23
09.06. | 24
10.06. | 1
10.06. | 2
10.06. | 3
10.06. | 4
10.06. | 5
10.06. | 6
10.06. | 7
10.06. | 8
10.06. | 9
10.06. | 10
10.06. | 11
10.06. | 12
10.06. | 13
10.06. | 14
10.06. | 15
10.06. | 16
10.06. | 17
10.06. | 18
10.06. | 19
10.06. | 20
10.06. | 21
10.06. | 22
10.06. | 23
10.06. | 24
11.06. | 1
11.06. | 2
11.06. | 3
11.06. | 4
11.06. | 5
11.06. | 6
11.06. | 7
11.06. | 8
11.06. | 9
11.06. | 10
11.06. | 11
11.06. | 12
11.06. | 13
11.06. | 14
11.06. | 15
11.06. | 16
11.06. | 17
11.06. | 18
11.06. | 19
11.06. | 20
11.06. | 21
11.06. | 22
11.06. | 23
11.06. | 24
12.06. | 1
12.06. | 2
12.06. | 3
12.06. | 4
12.06. | 5
12.06. | 6
12.06. | 7
12.06. | 8
12.06. | 9
12.06. | 10
12.06. | 11
12.06. | 12
12.06. | 13
12.06. | 14
12.06. | 15
12.06. | 16
12.06. | 17
12.06. | 18
12.06. | 19
12.06. | 20
12.06. | 21
12.06. | 22
12.06. | 23
12.06. | 24
13.06. | 1
13.06. | 2
13.06. | 3
13.06. | 4
13.06. | 5
13.06. | 6
13.06. | 7
13.06. | 8
13.06. | 9
13.06. | 10
13.06. | 11
13.06. | 12
13.06. | 13
13.06. | 14
13.06. | 15
13.06. | 16
13.06. | 17
13.06. | 18
13.06. | 19
13.06. | 20
13.06. | 21
13.06. | 22
13.06. | 23
13.06. | 24
14.06. | 1
14.06. | 2
14.06. | 3
14.06. | 4
14.06. | 5
14.06. | 6
14.06. | 7
14.06. | 8
14.06. | 9
14.06. | 10
14.06. | 11
14.06. | 12
14.06. | 13
14.06. | 14
14.06. | 15
14.06. | 16
14.06. | 17
14.06. | 18
14.06. | 19
14.06. | 20
14.06. | 21
14.06. | 22
14.06. | 23
14.06. | 24
15.06. | 1
15.06. | 2
15.06. | 3
15.06. | 4
15.06. | 5
15.06. | 6
15.06. | 7
15.06. | 8
15.06. | 9
15.06. | 10
15.06. | 11
15.06. | 12
15.06. | 13
15.06. | 14
15.06. | 15
15.06. | 16
15.06. | 17
15.06. | 18
15.06. | 19
15.06. | 20
15.06. | 21
15.06. | 22
15.06. | 23
15.06. | 24
16.06. | 1
16.06. | 2
16.06. | 3
16.06. | 4
16.06. | 5
16.06. | 6
16.06. | 7
16.06. | 8
16.06. | 9
16.06. | 10
16.06. | 11
16.06. | 12
16.06. | 13
16.06. | 14
16.06. | 15
16.06. | 16
16.06. | 17
16.06. | 18
16.06. | 19
16.06. | 20
16.06. | 21
16.06. | 22
16.06. | 23
16.06. | 24
17.06. | 1
17.06. | 2
17.06. | 3
17.06. | 4
17.06. | 5
17.06. | 6
17.06. | 7
17.06. | 8
17.06. | 9
17.06. | 10
17.06. | 11
17.06. | 12
17.06. | 13
17.06. | 14
17.06. | 15
17.06. | 16
17.06. | 17
17.06. | 18
17.06. | 19
17.06. | 20
17.06. | 21
17.06. | 22
17.06. | 23
17.06. | 24
18.06. | 1
18.06. | 2
18.06. | 3
18.06. | 4
18.06. | 5
18.06. | 6
18.06. | 7
18.06. | 8
18.06. | 9
18.06. | 10
18.06. | 11
18.06. | 12
18.06. | 13
18.06. | 14
18.06. | 15
18.06. | 16
18.06. | 17
18.06. | 18
18.06. | 19
18.06. | 20
18.06. | 21
18.06. | 22
18.06. | 23
18.06. | 24
19.06. | 1
19.06. | 2
19.06. | 3
19.06. | 4
19.06. | 5
19.06. | 6
19.06. | 7
19.06. | 8
19.06. | 9
19.06. | 10
19.06. | 11
19.06. | 12
19.06. | 13
19.06. | 14
19.06. | 15
19.06. | 16
19.06. | 17
19.06. | 18
19.06. | 19
19.06. | 20
19.06. | 21
19.06. | 22
19.06. | 23
19.06. | 24
20.06. | 1
20.06. | 2
20.06. | 3
20.06. | 4
20.06. | 5
20.06. | 6
20.06. | 7
20.06. | 8
20.06. | 9
20.06. | 10
20.06. | 11
20.06. | 12
20.06. | 13
20.06. | 14
20.06. | 15
20.06. | 16
20.06. | 17
20.06. | 18
20.06. | 19
20.06. | 20
20.06. | 21
20.06. | 22
20.06. | 23
20.06. | 24
21.06. | 1
21.06. | 2
21.06. | 3
21.06. | 4
21.06. | 5
21.06. | 6
21.06. | 7
21.06. | 8
21.06. | 9
21.06. | 10
21.06. | 11
21.06. | 12
21.06. | 13
21.06. | 14
21.06. | 15
21.06. | 16
21.06. | 17
21.06. | 18
21.06. | 19
21.06. | 20
21.06. | 21
21.06. | 22
21.06. | 23
21.06. | 24
22.06. | 1
22.06. | 2
22.06. | 3
22.06. | 4
22.06. | 5
22.06. | 6
22.06. | 7
22.06. | 8
22.06. | 9
22.06. | 10
22.06. | 11
22.06. | 12
22.06. | 13
22.06. | 14
22.06. | 15
22.06. | 16
22.06. | 17
22.06. | 18
22.06. | 19
22.06. | 20
22.06. | 21
22.06. | 22
22.06. | 23
22.06. | 24
23.06. | 1
23.06. | 2
23.06. | 3
23.06. | 4
23.06. | 5
23.06. | 6
23.06. | 7
23.06. | 8
23.06. | 9
23.06. | 10
23.06. | 11
23.06. | 12
23.06. | 13
23.06. | 14
23.06. | 15
23.06. | 16
23.06. | 17
23.06. | 18
23.06. | 19
23.06. | 20
23.06. | 21
23.06. | 22
23.06. | 23
23.06. | 24
24.06. | 1
24.06. | 2
24.06. | 3
24.06. | 4
24.06. | 5
24.06. | 6
24.06. | 7
24.06. | 8
24.06. | 9
24.06. | 10
24.06. | 11
24.06. | 12
24.06. | 13
24.06. | 14
24.06. | 15
24.06. | 16
24.06. | 17
24.06. | 18
24.06. | 19
24.06. | 20
24.06. | 21
24.06. | 22
24.06. | 23
24.06. | 24
25.06. | 1
25.06. | 2
25.06. | 3
25.06. | 4
25.06. | 5
25.06. | 6
25.06. | 7
25.06. | 8
25.06. | 9
25.06. | 10
25.06. | 11
25.06. | 12
25.06. | 13
25.06. | 14
25.06. | 15
25.06. | 16
25.06. | 17
25.06. | 18
25.06. | 19
25.06. | 20
25.06. | 21
25.06. | 22
25.06. | 23
25.06. | 24
26.06. | 1
26.06. | 2
26.06. | 3
26.06. | 4
26.06. | 5
26.06. | 6
26.06. | 7
26.06. | 8
26.06. | 9
26.06. | 10
26.06. | 11
26.06. | 12
26.06. | 13
26.06. | 14
26.06. | 15
26.06. | 16
26.06. | 17
26.06. | 18
26.06. | 19
26.06. | 20
26.06. | 21
26.06. | 22
26.06. | 23
26.06. | 24
27.06. | 1
27.06. | 2
27.06. | 3
27.06. | 4
27.06. | 5
27.06. | 6
27.06. | 7
27.06. | 8
27.06. | 9
27.06. | 10
27.06. | 11
27.06. | 12
27.06. | 13
27.06. | 14
27.06. | 15
27.06. | 16
27.06. | 17
27.06. | 18
27.06. | 19
27.06. | 20
27.06. | 21
27.06. | 22
27.06. | 23
27.06. | 24
28.06. | 1
28.06. | 2
28.06. | 3
28.06. | 4
28.06. | 5
28.06. | 6
28.06. | 7
28.06. | 8
28.06. | 9
28.06. | 10
28.06. | 11
28.06. | 12
28.06. | 13
28.06. | 14
28.06. | 15
28.06. | 16
28.06. | 17
28.06. | 18
28.06. | 19
28.06. | 20
28.06. | 21
28.06. | 22
28.06. | 23
28.06. | 24
29.06. | 1
29.06. | 2
29.06. | 3
29.06. | 4
29.06. | 5
29.06. | 6
29.06. | 7
29.06. | 8
29.06. | 9
29.06. | 10
29.06. | 11
29.06. | 12
29.06. | 13
29.06. | 14
29.06. | 15
29.06. | 16
29.06. | 17
29.06. | 18
29.06. | 19
29.06. | 20
29.06. | 21
29.06. | 22
29.06. | 23
29.06. | 24
30.06. | 1
30.06. | 2
30.06. | 3
30.06. | 4
30.06. | 5
30.06. | 6
30.06. | 7
30.06. | 8
30.06. | 9
30.06. | 10
30.06. | 11
30.06. | 12
30.06. | 13
30.06. | 14
30.06. | 15
30.06. | 16
30.06. | 17
30.06. | 18
30.06. | 19
30.06. | 20
30.06. | 21
30.06. | 22
30.06. | 23
30.06. | 24
01.07. | 1
01.07. | 2
01.07. | 3
01.07. | 4
01.07. | 5
01.07. | 6
01.07. | 7
01.07. | 8
01.07. | 9
01.07. | 10
01.07. | 11
01.07. | 12
01.07. | 13
01.07. | 14
01.07. | 15
01.07. | 16
01.07. | 17
01.07. | 18
01.07. | 19
01.07. | 20
01.07. | 21
01.07. | 22
01.07. | 23
01.07. | 24
02.07. | 1
02.07. | 2
02.07. | 3
02.07. | 4
02.07. | 5
02.07. | 6
02.07. | 7
02.07. | 8
02.07. | 9
02.07. | 10
02.07. | 11
02.07. | 12
02.07. | 13
02.07. | 14
02.07. | 15
02.07. | 16
02.07. | 17
02.07. | 18
02.07. | 19
02.07. | 20
02.07. | 21
02.07. | 22
02.07. | 23
02.07. | 24
03.07. | 1
03.07. | 2
03.07. | 3
03.07. | 4
03.07. | 5
03.07. | 6
03.07. | 7
03.07. | 8
03.07. | 9
03.07. | 10
03.07. | 11
03.07. | 12
03.07. | 13
03.07. | 14
03.07. | 15
03.07. | 16
03.07. | 17
03.07. | 18
03.07. | 19
03.07. | 20
03.07. | 21
03.07. | 22
03.07. | 23
03.07. | 24
04.07. | 1
04.07. | 2
04.07. | 3
04.07. | 4
04.07. | 5
04.07. | 6
04.07. | 7
04.07. | 8
04.07. | 9
04.07. | 10
04.07. | 11
04.07. | 12
04.07. | 13
04.07. | 14
04.07. | 15
04.07. | 16
04.07. | 17
04.07. | 18
04.07. | 19
04.07. | 20
04.07. | 21
04.07. | 22
04.07. | 23
04.07. | 24
05.07. | 1
05.07. | 2
05.07. | 3
05.07. | 4
05.07. | 5
05.07. | 6
05.07. | 7
05.07. | 8
05.07. | 9
05.07. | 10
05.07. | 11
05.07. | 12
05.07. | 13
05.07. | 14
05.07. | 15
05.07. | 16
05.07. | 17
05.07. | 18
05.07. | 19
05.07. | 20
05.07. | 21
05.07. | 22
05.07. | 23
05.07. | 24
06.07. | 1
06.07. | 2
06.07. | 3
06.07. | 4
06.07. | 5
06.07. | 6
06.07. | 7
06.07. | 8
06.07. | 9
06.07. | 10
06.07. | 11
06.07. | 12
06.07. | 13
06.07. | 14
06.07. | 15
06.07. | 16
06.07. | 17
06.07. | 18
06.07. | 19
06.07. | 20
06.07. | 21
06.07. | 22
06.07. | 23
06.07. | 24
07.07. | 1
07.07. | 2
07.07. | 3
07.07. | 4
07.07. | 5
07.07. | 6
07.07. | 7
07.07. | 8
07.07. | 9
07.07. | 10
07.07. | 11
07.07. | 12
07.07. | 13
07.07. | 14
07.07. | 15
07.07. | 16
07.07. | 17
07.07. | 18
07.07. | 19
07.07. | 20
07.07. | 21
07.07. | 22
07.07. | 23
07.07. | 24
08.07. | 1
08.07. | 2
08.07. | 3
08.07. | 4
08.07. | 5
08.07. | 6
08.07. | 7
08.07. | 8
08.07. | 9
08.07. | 10
08.07. | 11
08.07. | 12
08.07. | 13
08.07. | 14
08.07. | 15
08.07. | 16
08.07. | 17
08.07. | 18
08.07. | 19
08.07. | 20
08.07. | 21
08.07. | 22
08.07. | 23
08.07. | 24
09.07. | 1
09.07. | 2
09.07. | 3
09.07. | 4
09.07. | 5
09.07. | 6
09.07. | 7
09.07. | 8
09.07. | 9
09.07. | 10
09.07. | 11
09.07. | 12
09.07. | 13
09.07. | 14
09.07. | 15
09.07. | 16
09.07. | 17
09.07. | 18
09.07. | 19
09.07. | 20
09.07. | 21
09.07. | 22
09.07. | 23
09.07. | 24
10.07. | 1
10.07. | 2
10.07. | 3
10.07. | 4
10.07. | 5
10.07. | 6
10.07. | 7
10.07. | 8
10.07. | 9
10.07. | 10
10.07. | 11
10.07. | 12
10.07. | 13
10.07. | 14
10.07. | 15
10.07. | 16
10.07. | 17
10.07. | 18
10.07. | 19
10.07. | 20
10.07. | 21
10.07. | 22
10.07. | 23
10.07. | 24
11.07. | 1
11.07. | 2
11.07. | 3
11.07. | 4
11.07. | 5
11.07. | 6
11.07. | 7
11.07. | 8
11.07. | 9
11.07. | 10
11.07. | 11
11.07. | 12
11.07. | 13
11.07. | 14
11.07. | 15
11.07. | 16
11.07. | 17
11.07. | 18
11.07. | 19
11.07. | 20
11.07. | 21
11.07. | 22
11.07. | 23
11.07. | 24
12.07. | 1
12.07. | 2
12.07. | 3
12.07. | 4
12.07. | 5
12.07. | 6
12.07. | 7
12.07. | 8
12.07. | 9
12.07. | 10
12.07. | 11
12.07. | 12
12.07. | 13
12.07. | 14
12.07. | 15
12.07. | 16
12.07. | 17
12.07. | 18
12.07. | 19
12.07. | 20
12.07. | 21
12.07. | 22
12.07. | 23
12.07. | 24
13.07. | 1
13.07. | 2
13.07. | 3
13.07. | 4
13.07. | 5
13.07. | 6
13.07. | 7
13.07. | 8
13.07. | 9
13.07. | 10
13.07. | 11
13.07. | 12
13.07. | 13
13.07. | 14
13.07. | 15
13.07. | 16
13.07. | 17
13.07. | 18
13.07. | 19
13.07. | 20
13.07. | 21
13.07. | 22
13.07. | 23
13.07. | 24
14.07. | 1
14.07. | 2
14.07. | 3
14.07. | 4
14.07. | 5
14.07. | 6
14.07. | 7
14.07. | 8
14.07. | 9
14.07. | 10
14.07. | 11
14.07. | 12
14.07. | 13
14.07. | 14
14.07. | 15
14.07. | 16
14.07. | 17
14.07. | 18
14.07. | 19
14.07. | 20
14.07. | 21
14.07. | 22
14.07. | 23
14.07. | 24
15.07. | 1
15.07. | 2
15.07. | 3
15.07. | 4
15.07. | 5
15.07. | 6
15.07. | 7
15.07. | 8
15.07. | 9
15.07. | 10
15.07. | 11
15.07. | 12
15.07. | 13
15.07. | 14
15.07. | 15
15.07. | 16
15.07. | 17
15.07. | 18
15.07. | 19
15.07. | 20
15.07. | 21
15.07. | 22
15.07. | 23
15.07. | 24
16.07. | 1
16.07. | 2
16.07. | 3
16.07. | 4
16.07. | 5
16.07. | 6
16.07. | 7
16.07. | 8
16.07. | 9
16.07. | 10
16.07. | 11
16.07. | 12
16.07. | 13
16.07. | 14
16.07. | 15
16.07. | 16
16.07. | 17
16.07. | 18
16.07. | 19
16.07. | 20
16.07. | 21
16.07. | 22
16.07. | 23
16.07. | 24
17.07. | 1
17.07. | 2
17.07. | 3
17.07. | 4
17.07. | 5
17.07. | 6
17.07. | 7
17.07. | 8
17.07. | 9
17.07. | 10
17.07. | 11
17.07. | 12
17.07. | 13
17.07. | 14
17.07. | 15
17.07. | 16
17.07. | 17
17.07. | 18
17.07. | 19
17.07. | 20
17.07. | 21
17.07. | 22
17.07. | 23
17.07. | 24
18.07. | 1
18.07. | 2
18.07. | 3
18.07. | 4
18.07. | 5
18.07. | 6
18.07. | 7
18.07. | 8
18.07. | 9
18.07. | 10
18.07. | 11
18.07. | 12
18.07. | 13
18.07. | 14
18.07. | 15
18.07. | 16
18.07. | 17
18.07. | 18
18.07. | 19
18.07. | 20
18.07. | 21
18.07. | 22
18.07. | 23
18.07. | 24
19.07. | 1
19.07. | 2
19.07. | 3
19.07. | 4
19.07. | 5
19.07. | 6
19.07. | 7
19.07. | 8
19.07. | 9
19.07. | 10
19.07. | 11
19.07. | 12
19.07. | 13
19.07. | 14
19.07. | 15
19.07. | 16
19.07. | 17
19.07. | 18
19.07. | 19
19.07. | 20
19.07. | 21
19.07. | 22
19.07. | 23
19.07. | 24
20.07. | 1
20.07. | 2
20.07. | 3
20.07. | 4
20.07. | 5
20.07. | 6
20.07. | 7
20.07. | 8
20.07. | 9
20.07. | 10
20.07. | 11
20.07. | 12
20.07. | 13
20.07. | 14
20.07. | 15
20.07. | 16
20.07. | 17
20.07. | 18
20.07. | 19
20.07. | 20
20.07. | 21
20.07. | 22
20.07. | 23
20.07. | 24
21.07. | 1
21.07. | 2
21.07. | 3
21.07. | 4
21.07. | 5
21.07. | 6
21.07. | 7
21.07. | 8
21.07. | 9
21.07. | 10
21.07. | 11
21.07. | 12
21.07. | 13
21.07. | 14
21.07. | 15
21.07. | 16
21.07. | 17
21.07. | 18
21.07. | 19
21.07. | 20
21.07. | 21
21.07. | 22
21.07. | 23
21.07. | 24
22.07. | 1
22.07. | 2
22.07. | 3
22.07. | 4
22.07. | 5
22.07. | 6
22.07. | 7
22.07. | 8
22.07. | 9
22.07. | 10
22.07. | 11
22.07. | 12
22.07. | 13
22.07. | 14
22.07. | 15
22.07. | 16
22.07. | 17
22.07. | 18
22.07. | 19
22.07. | 20
22.07. | 21
22.07. | 22
22.07. | 23
22.07. | 24
23.07. | 1
23.07. | 2
23.07. | 3
23.07. | 4
23.07. | 5
23.07. | 6
23.07. | 7
23.07. | 8
23.07. | 9
23.07. | 10
23.07. | 11
23.07. | 12
23.07. | 13
23.07. | 14
23.07. | 15
23.07. | 16
23.07. | 17
23.07. | 18
23.07. | 19
23.07. | 20
23.07. | 21
23.07. | 22
23.07. | 23
23.07. | 24
24.07. | 1
24.07. | 2
24.07. | 3
24.07. | 4
24.07. | 5
24.07. | 6
24.07. | 7
24.07. | 8
24.07. | 9
24.07. | 10
24.07. | 11
24.07. | 12
24.07. | 13
24.07. | 14
24.07. | 15
24.07. | 16
24.07. | 17
24.07. | 18
24.07. | 19
24.07. | 20
24.07. | 21
24.07. | 22
24.07. | 23
24.07. | 24
25.07. | 1
25.07. | 2
25.07. | 3
25.07. | 4
25.07. | 5
25.07. | 6
25.07. | 7
25.07. | 8
25.07. | 9
25.07. | 10
25.07. | 11
25.07. | 12
25.07. | 13
25.07. | 14
25.07. | 15
25.07. | 16
25.07. | 17
25.07. | 18
25.07. | 19
25.07. | 20
25.07. | 21
25.07. | 22
25.07. | 23
25.07. | 24
26.07. | 1
26.07. | 2
26.07. | 3
26.07. | 4
26.07. | 5
26.07. | 6
26.07. | 7
26.07. | 8
26.07. | 9
26.07. | 10
26.07. | 11
26.07. | 12
26.07. | 13
26.07. | 14
26.07. | 15
26.07. | 16
26.07. | 17
26.07. | 18
26.07. | 19
26.07. | 20
26.07. | 21
26.07. | 22
26.07. | 23
26.07. | 24
27.07. | 1
27.07. | 2
27.07. | 3
27.07. | 4
27.07. | 5
27.07. | 6
27.07. | 7
27.07. | 8
27.07. | 9
27.07. | 10
27.07. | 11
27.07. | 12
27.07. | 13
27.07. | 14
27.07. | 15
27.07. | 16
27.07. | 17
27.07. | 18
27.07. | 19
27.07. | 20
27.07. | 21
27.07. | 22
27.07. | 23
27.07. | 24
28.07. | 1
28.07. | 2
28.07. | 3
28.07. | 4
28.07. | 5
28.07. | 6
28.07. | 7
28.07. | 8
28.07. | 9
28.07. | 10
28.07. | 11
28.07. | 12
28.07. | 13
28.07. | 14
28.07. | 15
28.07. | 16
28.07. | 17
28.07. | 18
28.07. | 19
28.07. | 20
28.07. | 21
28.07. | 22
28.07. | 23
28.07. | 24
29.07. | 1
29.07. | 2
29.07. | 3
29.07. | 4
29.07. | 5
29.07. | 6
29.07. | 7
29.07. | 8
29.07. | 9
29.07. | 10
29.07. | 11
29.07. | 12
29.07. | 13
29.07. | 14
29.07. | 15
29.07. | 16
29.07. | 17
29.07. | 18
29.07. | 19
29.07. | 20
29.07. | 21
29.07. | 22
29.07. | 23
29.07. | 24
30.07. | 1
30.07. | 2
30.07. | 3
30.07. | 4
30.07. | 5
30.07. | 6
30.07. | 7
30.07. | 8
30.07. | 9
30.07. | 10
30.07. | 11
30.07. | 12
30.07. | 13
30.07. | 14
30.07. | 15
30.07. | 16
30.07. | 17
30.07. | 18
30.07. | 19
30.07. | 20
30.07. | 21
30.07. | 22
30.07. | 23
30.07. | 24
31.07. | 1
31.07. | 2
31.07. | 3
31.07. | 4
31.07. | 5
31.07. | 6
31.07. | 7
31.07. | 8
31.07. | 9
31.07. | 10
31.07. | 11
31.07. | 12
31.07. | 13
31.07. | 14
31.07. | 15
31.07. | 16
31.07. | 17
31.07. | 18
31.07. | 19
31.07. | 20
31.07. | 21
31.07. | 22
31.07. | 23
31.07. | 24
01.08. | 1
01.08. | 2
01.08. | 3
01.08. | 4
01.08. | 5
01.08. | 6
01.08. | 7
01.08. | 8
01.08. | 9
01.08. | 10
01.08. | 11
01.08. | 12
01.08. | 13
01.08. | 14
01.08. | 15
01.08. | 16
01.08. | 17
01.08. | 18
01.08. | 19
01.08. | 20
01.08. | 21
01.08. | 22
01.08. | 23
01.08. | 24
02.08. | 1
02.08. | 2
02.08. | 3
02.08. | 4
02.08. | 5
02.08. | 6
02.08. | 7
02.08. | 8
02.08. | 9
02.08. | 10
02.08. | 11
02.08. | 12
02.08. | 13
02.08. | 14
02.08. | 15
02.08. | 16
02.08. | 17
02.08. | 18
02.08. | 19
02.08. | 20
02.08. | 21
02.08. | 22
02.08. | 23
02.08. | 24
03.08. | 1
03.08. | 2
03.08. | 3
03.08. | 4
03.08. | 5
03.08. | 6
03.08. | 7
03.08. | 8
03.08. | 9
03.08. | 10
03.08. | 11
03.08. | 12
03.08. | 13
03.08. | 14
03.08. | 15
03.08. | 16
03.08. | 17
03.08. | 18
03.08. | 19
03.08. | 20
03.08. | 21
03.08. | 22
03.08. | 23
03.08. | 24
04.08. | 1
04.08. | 2
04.08. | 3
04.08. | 4
04.08. | 5
04.08. | 6
04.08. | 7
04.08. | 8
04.08. | 9
04.08. | 10
04.08. | 11
04.08. | 12
04.08. | 13
04.08. | 14
04.08. | 15
04.08. | 16
04.08. | 17
04.08. | 18
04.08. | 19
04.08. | 20
04.08. | 21
04.08. | 22
04.08. | 23
04.08. | 24
05.08. | 1
05.08. | 2
05.08. | 3
05.08. | 4
05.08. | 5
05.08. | 6
05.08. | 7
05.08. | 8
05.08. | 9
05.08. | 10
05.08. | 11
05.08. | 12
05.08. | 13
05.08. | 14
05.08. | 15
05.08. | 16
05.08. | 17
05.08. | 18
05.08. | 19
05.08. | 20
05.08. | 21
05.08. | 22
05.08. | 23
05.08. | 24
06.08. | 1
06.08. | 2
06.08. | 3
06.08. | 4
06.08. | 5
06.08. | 6
06.08. | 7
06.08. | 8
06.08. | 9
06.08. | 10
06.08. | 11
06.08. | 12
06.08. | 13
06.08. | 14
06.08. | 15
06.08. | 16
06.08. | 17
06.08. | 18
06.08. | 19
06.08. | 20
06.08. | 21
06.08. | 22
06.08. | 23
06.08. | 24
07.08. | 1
07.08. | 2
07.08. | 3
07.08. | 4
07.08. | 5
07.08. | 6
07.08. | 7
07.08. | 8
07.08. | 9
07.08. | 10
07.08. | 11
07.08. | 12
07.08. | 13
07.08. | 14
07.08. | 15
07.08. | 16
07.08. | 17
07.08. | 18
07.08. | 19
07.08. | 20
07.08. | 21
07.08. | 22
07.08. | 23
07.08. | 24
08.08. | 1
08.08. | 2
08.08. | 3
08.08. | 4
08.08. | 5
08.08. | 6
08.08. | 7
08.08. | 8
08.08. | 9
08.08. | 10
08.08. | 11
08.08. | 12
08.08. | 13
08.08. | 14
08.08. | 15
08.08. | 16
08.08. | 17
08.08. | 18
08.08. | 19
08.08. | 20
08.08. | 21
08.08. | 22
08.08. | 23
08.08. | 24
09.08. | 1
09.08. | 2
09.08. | 3
09.08. | 4
09.08. | 5
09.08. | 6
09.08. | 7
09.08. | 8
09.08. | 9
09.08. | 10
09.08. | 11
09.08. | 12
09.08. | 13
09.08. | 14
09.08. | 15
09.08. | 16
09.08. | 17
09.08. | 18
09.08. | 19
09.08. | 20
09.08. | 21
09.08. | 22
09.08. | 23
09.08. | 24
10.08. | 1
10.08. | 2
10.08. | 3
10.08. | 4
10.08. | 5
10.08. | 6
10.08. | 7
10.08. | 8
10.08. | 9
10.08. | 10
10.08. | 11
10.08. | 12
10.08. | 13
10.08. | 14
10.08. | 15
10.08. | 16
10.08. | 17
10.08. | 18
10.08. | 19
10.08. | 20
10.08. | 21
10.08. | 22
10.08. | 23
10.08. | 24
11.08. | 1
11.08. | 2
11.08. | 3
11.08. | 4
11.08. | 5
11.08. | 6
11.08. | 7
11.08. | 8
11.08. | 9
11.08. | 10
11.08. | 11
11.08. | 12
11.08. | 13
11.08. | 14
11.08. | 15
11.08. | 16
11.08. | 17
11.08. | 18
11.08. | 19
11.08. | 20
11.08. | 21
11.08. | 22
11.08. | 23
11.08. | 24
12.08. | 1
12.08. | 2
12.08. | 3
12.08. | 4
12.08. | 5
12.08. | 6
12.08. | 7
12.08. | 8
12.08. | 9
12.08. | 10
12.08. | 11
12.08. | 12
12.08. | 13
12.08. | 14
12.08. | 15
12.08. | 16
12.08. | 17
12.08. | 18
12.08. | 19
12.08. | 20
12.08. | 21
12.08. | 22
12.08. | 23
12.08. | 24
13.08. | 1
13.08. | 2
13.08. | 3
13.08. | 4
13.08. | 5
13.08. | 6
13.08. | 7
13.08. | 8
13.08. | 9
13.08. | 10
13.08. | 11
13.08. | 12
13.08. | 13
13.08. | 14
13.08. | 15
13.08. | 16
13.08. | 17
13.08. | 18
13.08. | 19
13.08. | 20
13.08. | 21
13.08. | 22
13.08. | 23
13.08. | 24
14.08. | 1
14.08. | 2
14.08. | 3
14.08. | 4
14.08. | 5
14.08. | 6
14.08. | 7
14.08. | 8
14.08. | 9
14.08. | 10
14.08. | 11
14.08. | 12
14.08. | 13
14.08. | 14
14.08. | 15
14.08. | 16
14.08. | 17
14.08. | 18
14.08. | 19
14.08. | 20
14.08. | 21
14.08. | 22
14.08. | 23
14.08. | 24
15.08. | 1
15.08. | 2
15.08. | 3
15.08. | 4
15.08. | 5
15.08. | 6
15.08. | 7
15.08. | 8
15.08. | 9
15.08. | 10
15.08. | 11
15.08. | 12
15.08. | 13
15.08. | 14
15.08. | 15
15.08. | 16
15.08. | 17
15.08. | 18
15.08. | 19
15.08. | 20
15.08. | 21
15.08. | 22
15.08. | 23
15.08. | 24
16.08. | 1
16.08. | 2
16.08. | 3
16.08. | 4
16.08. | 5
16.08. | 6
16.08. | 7
16.08. | 8
16.08. | 9
16.08. | 10
16.08. | 11
16.08. | 12
16.08. | 13
16.08. | 14
16.08. | 15
16.08. | 16
16.08. | 17
16.08. | 18
16.08. | 19
16.08. | 20
16.08. | 21
16.08. | 22
16.08. | 23
16.08. | 24
17.08. | 1
17.08. | 2
17.08. | 3
17.08. | 4
17.08. | 5
17.08. | 6
17.08. | 7
17.08. | 8
17.08. | 9
17.08. | 10
17.08. | 11
17.08. | 12
17.08. | 13
17.08. | 14
17.08. | 15
17.08. | 16
17.08. | 17
17.08. | 18
17.08. | 19
17.08. | 20
17.08. | 21
17.08. | 22
17.08. | 23
17.08. | 24
18.08. | 1
18.08. | 2
18.08. | 3
18.08. | 4
18.08. | 5
18.08. | 6
18.08. | 7
18.08. | 8
18.08. | 9
18.08. | 10
18.08. | 11
18.08. | 12
18.08. | 13
18.08. | 14
18.08. | 15
18.08. | 16
18.08. | 17
18.08. | 18
18.08. | 19
18.08. | 20
18.08. | 21
18.08. | 22
18.08. | 23
18.08. | 24
19.08. | 1
19.08. | 2
19.08. | 3
19.08. | 4
19.08. | 5
19.08. | 6
19.08. | 7
19.08. | 8
19.08. | 9
19.08. | 10
19.08. | 11
19.08. | 12
19.08. | 13
19.08. | 14
19.08. | 15
19.08. | 16
19.08. | 17
19.08. | 18
19.08. | 19
19.08. | 20
19.08. | 21
19.08. | 22
19.08. | 23
19.08. | 24
20.08. | 1
20.08. | 2
20.08. | 3
20.08. | 4
20.08. | 5
20.08. | 6
20.08. | 7
20.08. | 8
20.08. | 9
20.08. | 10
20.08. | 11
20.08. | 12
20.08. | 13
20.08. | 14
20.08. | 15
20.08. | 16
20.08. | 17
20.08. | 18
20.08. | 19
20.08. | 20
20.08. | 21
20.08. | 22
20.08. | 23
20.08. | 24
21.08. | 1
21.08. | 2
21.08. | 3
21.08. | 4
21.08. | 5
21.08. | 6
21.08. | 7
21.08. | 8
21.08. | 9
21.08. | 10
21.08. | 11
21.08. | 12
21.08. | 13
21.08. | 14
21.08. | 15
21.08. | 16
21.08. | 17
21.08. | 18
21.08. | 19
21.08. | 20
21.08. | 21
21.08. | 22
21.08. | 23
21.08. | 24
22.08. | 1
22.08. | 2
22.08. | 3
22.08. | 4
22.08. | 5
22.08. | 6
22.08. | 7
22.08. | 8
22.08. | 9
22.08. | 10
22.08. | 11
22.08. | 12
22.08. | 13
22.08. | 14
22.08. | 15
22.08. | 16
22.08. | 17
22.08. | 18
22.08. | 19
22.08. | 20
22.08. | 21
22.08. | 22
22.08. | 23
22.08. | 24
23.08. | 1
23.08. | 2
23.08. | 3
23.08. | 4
23.08. | 5
23.08. | 6
23.08. | 7
23.08. | 8
23.08. | 9
23.08. | 10
23.08. | 11
23.08. | 12
23.08. | 13
23.08. | 14
23.08. | 15
23.08. | 16
23.08. | 17
23.08. | 18
23.08. | 19
23.08. | 20
23.08. | 21
23.08. | 22
23.08. | 23
23.08. | 24
24.08. | 1
24.08. | 2
24.08. | 3
24.08. | 4
24.08. | 5
24.08. | 6
24.08. | 7
24.08. | 8
24.08. | 9
24.08. | 10
24.08. | 11
24.08. | 12
24.08. | 13
24.08. | 14
24.08. | 15
24.08. | 16
24.08. | 17
24.08. | 18
24.08. | 19
24.08. | 20
24.08. | 21
24.08. | 22
24.08. | 23
24.08. | 24
25.08. | 1
25.08. | 2
25.08. | 3
25.08. | 4
25.08. | 5
25.08. | 6
25.08. | 7
25.08. | 8
25.08. | 9
25.08. | 10
25.08. | 11
25.08. | 12
25.08. | 13
25.08. | 14
25.08. | 15
25.08. | 16
25.08. | 17
25.08. | 18
25.08. | 19
25.08. | 20
25.08. | 21
25.08. | 22
25.08. | 23
25.08. | 24
26.08. | 1
26.08. | 2
26.08. | 3
26.08. | 4
26.08. | 5
26.08. | 6
26.08. | 7
26.08. | 8
26.08. | 9
26.08. | 10
26.08. | 11
26.08. | 12
26.08. | 13
26.08. | 14
26.08. | 15
26.08. | 16
26.08. | 17
26.08. | 18
26.08. | 19
26.08. | 20
26.08. | 21
26.08. | 22
26.08. | 23
26.08. | 24
27.08. | 1
27.08. | 2
27.08. | 3
27.08. | 4
27.08. | 5
27.08. | 6
27.08. | 7
27.08. | 8
27.08. | 9
27.08. | 10
27.08. | 11
27.08. | 12
27.08. | 13
27.08. | 14
27.08. | 15
27.08. | 16
27.08. | 17
27.08. | 18
27.08. | 19
27.08. | 20
27.08. | 21
27.08. | 22
27.08. | 23
27.08. | 24
28.08. | 1
28.08. | 2
28.08. | 3
28.08. | 4
28.08. | 5
28.08. | 6
28.08. | 7
28.08. | 8
28.08. | 9
28.08. | 10
28.08. | 11
28.08. | 12
28.08. | 13
28.08. | 14
28.08. | 15
28.08. | 16
28.08. | 17
28.08. | 18
28.08. | 19
28.08. | 20
28.08. | 21
28.08. | 22
28.08. | 23
28.08. | 24
29.08. | 1
29.08. | 2
29.08. | 3
29.08. | 4
29.08. | 5
29.08. | 6
29.08. | 7
29.08. | 8
29.08. | 9
29.08. | 10
29.08. | 11
29.08. | 12
29.08. | 13
29.08. | 14
29.08. | 15
29.08. | 16
29.08. | 17
29.08. | 18
29.08. | 19
29.08. | 20
29.08. | 21
29.08. | 22
29.08. | 23
29.08. | 24
30.08. | 1
30.08. | 2
30.08. | 3
30.08. | 4
30.08. | 5
30.08. | 6
30.08. | 7
30.08. | 8
30.08. | 9
30.08. | 10
30.08. | 11
30.08. | 12
30.08. | 13
30.08. | 14
30.08. | 15
30.08. | 16
30.08. | 17
30.08. | 18
30.08. | 19
30.08. | 20
30.08. | 21
30.08. | 22
30.08. | 23
30.08. | 24
31.08. | 1
31.08. | 2
31.08. | 3
31.08. | 4
31.08. | 5
31.08. | 6
31.08. | 7
31.08. | 8
31.08. | 9
31.08. | 10
31.08. | 11
31.08. | 12
31.08. | 13
31.08. | 14
31.08. | 15
31.08. | 16
31.08. | 17
31.08. | 18
31.08. | 19
31.08. | 20
31.08. | 21
31.08. | 22
31.08. | 23
31.08. | 24
01.09. | 1
01.09. | 2
01.09. | 3
01.09. | 4
01.09. | 5
01.09. | 6
01.09. | 7
01.09. | 8
01.09. | 9
01.09. | 10
01.09. | 11
01.09. | 12
01.09. | 13
01.09. | 14
01.09. | 15
01.09. | 16
01.09. | 17
01.09. | 18
01.09. | 19
01.09. | 20
01.09. | 21
01.09. | 22
01.09. | 23
01.09. | 24
02.09. | 1
02.09. | 2
02.09. | 3
02.09. | 4
02.09. | 5
02.09. | 6
02.09. | 7
02.09. | 8
02.09. | 9
02.09. | 10
02.09. | 11
02.09. | 12
02.09. | 13
02.09. | 14
02.09. | 15
02.09. | 16
02.09. | 17
02.09. | 18
02.09. | 19
02.09. | 20
02.09. | 21
02.09. | 22
02.09. | 23
02.09. | 24
03.09. | 1
03.09. | 2
03.09. | 3
03.09. | 4
03.09. | 5
03.09. | 6
03.09. | 7
03.09. | 8
03.09. | 9
03.09. | 10
03.09. | 11
03.09. | 12
03.09. | 13
03.09. | 14
03.09. | 15
03.09. | 16
03.09. | 17
03.09. | 18
03.09. | 19
03.09. | 20
03.09. | 21
03.09. | 22
03.09. | 23
03.09. | 24
04.09. | 1
04.09. | 2
04.09. | 3
04.09. | 4
04.09. | 5
04.09. | 6
04.09. | 7
04.09. | 8
04.09. | 9
04.09. | 10
04.09. | 11
04.09. | 12
04.09. | 13
04.09. | 14
04.09. | 15
04.09. | 16
04.09. | 17
04.09. | 18
04.09. | 19
04.09. | 20
04.09. | 21
04.09. | 22
04.09. | 23
04.09. | 24
05.09. | 1
05.09. | 2
05.09. | 3
05.09. | 4
05.09. | 5
05.09. | 6
05.09. | 7
05.09. | 8
05.09. | 9
05.09. | 10
05.09. | 11
05.09. | 12
05.09. | 13
05.09. | 14
05.09. | 15
05.09. | 16
05.09. | 17
05.09. | 18
05.09. | 19
05.09. | 20
05.09. | 21
05.09. | 22
05.09. | 23
05.09. | 24
06.09. | 1
06.09. | 2
06.09. | 3
06.09. | 4
06.09. | 5
06.09. | 6
06.09. | 7
06.09. | 8
06.09. | 9
06.09. | 10
06.09. | 11
06.09. | 12
06.09. | 13
06.09. | 14
06.09. | 15
06.09. | 16
06.09. | 17
06.09. | 18
06.09. | 19
06.09. | 20
06.09. | 21
06.09. | 22
06.09. | 23
06.09. | 24
07.09. | 1
07.09. | 2
07.09. | 3
07.09. | 4
07.09. | 5
07.09. | 6
07.09. | 7
07.09. | 8
07.09. | 9
07.09. | 10
07.09. | 11
07.09. | 12
07.09. | 13
07.09. | 14
07.09. | 15
07.09. | 16
07.09. | 17
07.09. | 18
07.09. | 19
07.09. | 20
07.09. | 21
07.09. | 22
07.09. | 23
07.09. | 24
08.09. | 1
08.09. | 2
08.09. | 3
08.09. | 4
08.09. | 5
08.09. | 6
08.09. | 7
08.09. | 8
08.09. | 9
08.09. | 10
08.09. | 11
08.09. | 12
08.09. | 13
08.09. | 14
08.09. | 15
08.09. | 16
08.09. | 17
08.09. | 18
08.09. | 19
08.09. | 20
08.09. | 21
08.09. | 22
08.09. | 23
08.09. | 24
09.09. | 1
09.09. | 2
09.09. | 3
09.09. | 4
09.09. | 5
09.09. | 6
09.09. | 7
09.09. | 8
09.09. | 9
09.09. | 10
09.09. | 11
09.09. | 12
09.09. | 13
09.09. | 14
09.09. | 15
09.09. | 16
09.09. | 17
09.09. | 18
09.09. | 19
09.09. | 20
09.09. | 21
09.09. | 22
09.09. | 23
09.09. | 24
10.09. | 1
10.09. | 2
10.09. | 3
10.09. | 4
10.09. | 5
10.09. | 6
10.09. | 7
10.09. | 8
10.09. | 9
10.09. | 10
10.09. | 11
10.09. | 12
10.09. | 13
10.09. | 14
10.09. | 15
10.09. | 16
10.09. | 17
10.09. | 18
10.09. | 19
10.09. | 20
10.09. | 21
10.09. | 22
10.09. | 23
10.09. | 24
11.09. | 1
11.09. | 2
11.09. | 3
11.09. | 4
11.09. | 5
11.09. | 6
11.09. | 7
11.09. | 8
11.09. | 9
11.09. | 10
11.09. | 11
11.09. | 12
11.09. | 13
11.09. | 14
11.09. | 15
11.09. | 16
11.09. | 17
11.09. | 18
11.09. | 19
11.09. | 20
11.09. | 21
11.09. | 22
11.09. | 23
11.09. | 24
12.09. | 1
12.09. | 2
12.09. | 3
12.09. | 4
12.09. | 5
12.09. | 6
12.09. | 7
12.09. | 8
12.09. | 9
12.09. | 10
12.09. | 11
12.09. | 12
12.09. | 13
12.09. | 14
12.09. | 15
12.09. | 16
12.09. | 17
12.09. | 18
12.09. | 19
12.09. | 20
12.09. | 21
12.09. | 22
12.09. | 23
12.09. | 24
13.09. | 1
13.09. | 2
13.09. | 3
13.09. | 4
13.09. | 5
13.09. | 6
13.09. | 7
13.09. | 8
13.09. | 9
13.09. | 10
13.09. | 11
13.09. | 12
13.09. | 13
13.09. | 14
13.09. | 15
13.09. | 16
13.09. | 17
13.09. | 18
13.09. | 19
13.09. | 20
13.09. | 21
13.09. | 22
13.09. | 23
13.09. | 24
14.09. | 1
14.09. | 2
14.09. | 3
14.09. | 4
14.09. | 5
14.09. | 6
14.09. | 7
14.09. | 8
14.09. | 9
14.09. | 10
14.09. | 11
14.09. | 12
14.09. | 13
14.09. | 14
14.09. | 15
14.09. | 16
14.09. | 17
14.09. | 18
14.09. | 19
14.09. | 20
14.09. | 21
14.09. | 22
14.09. | 23
14.09. | 24
15.09. | 1
15.09. | 2
15.09. | 3
15.09. | 4
15.09. | 5
15.09. | 6
15.09. | 7
15.09. | 8
15.09. | 9
15.09. | 10
15.09. | 11
15.09. | 12
15.09. | 13
15.09. | 14
15.09. | 15
15.09. | 16
15.09. | 17
15.09. | 18
15.09. | 19
15.09. | 20
15.09. | 21
15.09. | 22
15.09. | 23
15.09. | 24
16.09. | 1
16.09. | 2
16.09. | 3
16.09. | 4
16.09. | 5
16.09. | 6
16.09. | 7
16.09. | 8
16.09. | 9
16.09. | 10
16.09. | 11
16.09. | 12
16.09. | 13
16.09. | 14
16.09. | 15
16.09. | 16
16.09. | 17
16.09. | 18
16.09. | 19
16.09. | 20
16.09. | 21
16.09. | 22
16.09. | 23
16.09. | 24
17.09. | 1
17.09. | 2
17.09. | 3
17.09. | 4
17.09. | 5
17.09. | 6
17.09. | 7
17.09. | 8
17.09. | 9
17.09. | 10
17.09. | 11
17.09. | 12
17.09. | 13
17.09. | 14
17.09. | 15
17.09. | 16
17.09. | 17
17.09. | 18
17.09. | 19
17.09. | 20
17.09. | 21
17.09. | 22
17.09. | 23
17.09. | 24
18.09. | 1
18.09. | 2
18.09. | 3
18.09. | 4
18.09. | 5
18.09. | 6
18.09. | 7
18.09. | 8
18.09. | 9
18.09. | 10
18.09. | 11
18.09. | 12
18.09. | 13
18.09. | 14
18.09. | 15
18.09. | 16
18.09. | 17
18.09. | 18
18.09. | 19
18.09. | 20
18.09. | 21
18.09. | 22
18.09. | 23
18.09. | 24
19.09. | 1
19.09. | 2
19.09. | 3
19.09. | 4
19.09. | 5
19.09. | 6
19.09. | 7
19.09. | 8
19.09. | 9
19.09. | 10
19.09. | 11
19.09. | 12
19.09. | 13
19.09. | 14
19.09. | 15
19.09. | 16
19.09. | 17
19.09. | 18
19.09. | 19
19.09. | 20
19.09. | 21
19.09. | 22
19.09. | 23
19.09. | 24
20.09. | 1
20.09. | 2
20.09. | 3
20.09. | 4
20.09. | 5
20.09. | 6
20.09. | 7
20.09. | 8
20.09. | 9
20.09. | 10
20.09. | 11
20.09. | 12
20.09. | 13
20.09. | 14
20.09. | 15
20.09. | 16
20.09. | 17
20.09. | 18
20.09. | 19
20.09. | 20
20.09. | 21
20.09. | 22
20.09. | 23
20.09. | 24
21.09. | 1
21.09. | 2
21.09. | 3
21.09. | 4
21.09. | 5
21.09. | 6
21.09. | 7
21.09. | 8
21.09. | 9
21.09. | 10
21.09. | 11
21.09. | 12
21.09. | 13
21.09. | 14
21.09. | 15
21.09. | 16
21.09. | 17
21.09. | 18
21.09. | 19
21.09. | 20
21.09. | 21
21.09. | 22
21.09. | 23
21.09. | 24
22.09. | 1
22.09. | 2
22.09. | 3
22.09. | 4
22.09. | 5
22.09. | 6
22.09. | 7
22.09. | 8
22.09. | 9
22.09. | 10
22.09. | 11
22.09. | 12
22.09. | 13
22.09. | 14
22.09. | 15
22.09. | 16
22.09. | 17
22.09. | 18
22.09. | 19
22.09. | 20
22.09. | 21
22.09. | 22
22.09. | 23
22.09. | 24
23.09. | 1
23.09. | 2
23.09. | 3
23.09. | 4
23.09. | 5
23.09. | 6
23.09. | 7
23.09. | 8
23.09. | 9
23.09. | 10
23.09. | 11
23.09. | 12
23.09. | 13
23.09. | 14
23.09. | 15
23.09. | 16
23.09. | 17
23.09. | 18
23.09. | 19
23.09. | 20
23.09. | 21
23.09. | 22
23.09. | 23
23.09. | 24
24.09. | 1
24.09. | 2
24.09. | 3
24.09. | 4
24.09. | 5
24.09. | 6
24.09. | 7
24.09. | 8
24.09. | 9
24.09. | 10
24.09. | 11
24.09. | 12
24.09. | 13
24.09. | 14
24.09. | 15
24.09. | 16
24.09. | 17
24.09. | 18
24.09. | 19
24.09. | 20
24.09. | 21
24.09. | 22
24.09. | 23
24.09. | 24
25.09. | 1
25.09. | 2
25.09. | 3
25.09. | 4
25.09. | 5
25.09. | 6
25.09. | 7
25.09. | 8
25.09. | 9
25.09. | 10
25.09. | 11
25.09. | 12
25.09. | 13
25.09. | 14
25.09. | 15
25.09. | 16
25.09. | 17
25.09. | 18
25.09. | 19
25.09. | 20
25.09. | 21
25.09. | 22
25.09. | 23
25.09. | 24
26.09. | 1
26.09. | 2
26.09. | 3
26.09. | 4
26.09. | 5
26.09. | 6
26.09. | 7
26.09. | 8
26.09. | 9
26.09. | 10
26.09. | 11
26.09. | 12
26.09. | 13
26.09. | 14
26.09. | 15
26.09. | 16
26.09. | 17
26.09. | 18
26.09. | 19
26.09. | 20
26.09. | 21
26.09. | 22
26.09. | 23
26.09. | 24
27.09. | 1
27.09. | 2
27.09. | 3
27.09. | 4
27.09. | 5
27.09. | 6
27.09. | 7
27.09. | 8
27.09. | 9
27.09. | 10
27.09. | 11
27.09. | 12
27.09. | 13
27.09. | 14
27.09. | 15
27.09. | 16
27.09. | 17
27.09. | 18
27.09. | 19
27.09. | 20
27.09. | 21
27.09. | 22
27.09. | 23
27.09. | 24
28.09. | 1
28.09. | 2
28.09. | 3
28.09. | 4
28.09. | 5
28.09. | 6
28.09. | 7
28.09. | 8
28.09. | 9
28.09. | 10
28.09. | 11
28.09. | 12
28.09. | 13
28.09. | 14
28.09. | 15
28.09. | 16
28.09. | 17
28.09. | 18
28.09. | 19
28.09. | 20
28.09. | 21
28.09. | 22
28.09. | 23
28.09. | 24
29.09. | 1
29.09. | 2
29.09. | 3
29.09. | 4
29.09. | 5
29.09. | 6
29.09. | 7
29.09. | 8
29.09. | 9
29.09. | 10
29.09. | 11
29.09. | 12
29.09. | 13
29.09. | 14
29.09. | 15
29.09. | 16
29.09. | 17
29.09. | 18
29.09. | 19
29.09. | 20
29.09. | 21
29.09. | 22
29.09. | 23
29.09. | 24
30.09. | 1
30.09. | 2
30.09. | 3
30.09. | 4
30.09. | 5
30.09. | 6
30.09. | 7
30.09. | 8
30.09. | 9
30.09. | 10
30.09. | 11
30.09. | 12
30.09. | 13
30.09. | 14
30.09. | 15
30.09. | 16
30.09. | 17
30.09. | 18
30.09. | 19
30.09. | 20
30.09. | 21
30.09. | 22
30.09. | 23
30.09. | 24
01.10. | 1
01.10. | 2
01.10. | 3
01.10. | 4
01.10. | 5
01.10. | 6
01.10. | 7
01.10. | 8
01.10. | 9
01.10. | 10
01.10. | 11
01.10. | 12
01.10. | 13
01.10. | 14
01.10. | 15
01.10. | 16
01.10. | 17
01.10. | 18
01.10. | 19
01.10. | 20
01.10. | 21
01.10. | 22
01.10. | 23
01.10. | 24
02.10. | 1
02.10. | 2
02.10. | 3
02.10. | 4
02.10. | 5
02.10. | 6
02.10. | 7
02.10. | 8
02.10. | 9
02.10. | 10
02.10. | 11
02.10. | 12
02.10. | 13
02.10. | 14
02.10. | 15
02.10. | 16
02.10. | 17
02.10. | 18
02.10. | 19
02.10. | 20
02.10. | 21
02.10. | 22
02.10. | 23
02.10. | 24
03.10. | 1
03.10. | 2
03.10. | 3
03.10. | 4
03.10. | 5
03.10. | 6
03.10. | 7
03.10. | 8
03.10. | 9
03.10. | 10
03.10. | 11
03.10. | 12
03.10. | 13
03.10. | 14
03.10. | 15
03.10. | 16
03.10. | 17
03.10. | 18
03.10. | 19
03.10. | 20
03.10. | 21
03.10. | 22
03.10. | 23
03.10. | 24
04.10. | 1
04.10. | 2
04.10. | 3
04.10. | 4
04.10. | 5
04.10. | 6
04.10. | 7
04.10. | 8
04.10. | 9
04.10. | 10
04.10. | 11
04.10. | 12
04.10. | 13
04.10. | 14
04.10. | 15
04.10. | 16
04.10. | 17
04.10. | 18
04.10. | 19
04.10. | 20
04.10. | 21
04.10. | 22
04.10. | 23
04.10. | 24
05.10. | 1
05.10. | 2
05.10. | 3
05.10. | 4
05.10. | 5
05.10. | 6
05.10. | 7
05.10. | 8
05.10. | 9
05.10. | 10
05.10. | 11
05.10. | 12
05.10. | 13
05.10. | 14
05.10. | 15
05.10. | 16
05.10. | 17
05.10. | 18
05.10. | 19
05.10. | 20
05.10. | 21
05.10. | 22
05.10. | 23
05.10. | 24
06.10. | 1
06.10. | 2
06.10. | 3
06.10. | 4
06.10. | 5
06.10. | 6
06.10. | 7
06.10. | 8
06.10. | 9
06.10. | 10
06.10. | 11
06.10. | 12
06.10. | 13
06.10. | 14
06.10. | 15
06.10. | 16
06.10. | 17
06.10. | 18
06.10. | 19
06.10. | 20
06.10. | 21
06.10. | 22
06.10. | 23
06.10. | 24
07.10. | 1
07.10. | 2
07.10. | 3
07.10. | 4
07.10. | 5
07.10. | 6
07.10. | 7
07.10. | 8
07.10. | 9
07.10. | 10
07.10. | 11
07.10. | 12
07.10. | 13
07.10. | 14
07.10. | 15
07.10. | 16
07.10. | 17
07.10. | 18
07.10. | 19
07.10. | 20
07.10. | 21
07.10. | 22
07.10. | 23
07.10. | 24
08.10. | 1
08.10. | 2
08.10. | 3
08.10. | 4
08.10. | 5
08.10. | 6
08.10. | 7
08.10. | 8
08.10. | 9
08.10. | 10
08.10. | 11
08.10. | 12
08.10. | 13
08.10. | 14
08.10. | 15
08.10. | 16
08.10. | 17
08.10. | 18
08.10. | 19
08.10. | 20
08.10. | 21
08.10. | 22
08.10. | 23
08.10. | 24
09.10. | 1
09.10. | 2
09.10. | 3
09.10. | 4
09.10. | 5
09.10. | 6
09.10. | 7
09.10. | 8
09.10. | 9
09.10. | 10
09.10. | 11
09.10. | 12
09.10. | 13
09.10. | 14
09.10. | 15
09.10. | 16
09.10. | 17
09.10. | 18
09.10. | 19
09.10. | 20
09.10. | 21
09.10. | 22
09.10. | 23
09.10. | 24
10.10. | 1
10.10. | 2
10.10. | 3
10.10. | 4
10.10. | 5
10.10. | 6
10.10. | 7
10.10. | 8
10.10. | 9
10.10. | 10
10.10. | 11
10.10. | 12
10.10. | 13
10.10. | 14
10.10. | 15
10.10. | 16
10.10. | 17
10.10. | 18
10.10. | 19
10.10. | 20
10.10. | 21
10.10. | 22
10.10. | 23
10.10. | 24
11.10. | 1
11.10. | 2
11.10. | 3
11.10. | 4
11.10. | 5
11.10. | 6
11.10. | 7
11.10. | 8
11.10. | 9
11.10. | 10
11.10. | 11
11.10. | 12
11.10. | 13
11.10. | 14
11.10. | 15
11.10. | 16
11.10. | 17
11.10. | 18
11.10. | 19
11.10. | 20
11.10. | 21
11.10. | 22
11.10. | 23
11.10. | 24
12.10. | 1
12.10. | 2
12.10. | 3
12.10. | 4
12.10. | 5
12.10. | 6
12.10. | 7
12.10. | 8
12.10. | 9
12.10. | 10
12.10. | 11
12.10. | 12
12.10. | 13
12.10. | 14
12.10. | 15
12.10. | 16
12.10. | 17
12.10. | 18
12.10. | 19
12.10. | 20
12.10. | 21
12.10. | 22
12.10. | 23
12.10. | 24
13.10. | 1
13.10. | 2
13.10. | 3
13.10. | 4
13.10. | 5
13.10. | 6
13.10. | 7
13.10. | 8
13.10. | 9
13.10. | 10
13.10. | 11
13.10. | 12
13.10. | 13
13.10. | 14
13.10. | 15
13.10. | 16
13.10. | 17
13.10. | 18
13.10. | 19
13.10. | 20
13.10. | 21
13.10. | 22
13.10. | 23
13.10. | 24
14.10. | 1
14.10. | 2
14.10. | 3
14.10. | 4
14.10. | 5
14.10. | 6
14.10. | 7
14.10. | 8
14.10. | 9
14.10. | 10
14.10. | 11
14.10. | 12
14.10. | 13
14.10. | 14
14.10. | 15
14.10. | 16
14.10. | 17
14.10. | 18
14.10. | 19
14.10. | 20
14.10. | 21
14.10. | 22
14.10. | 23
14.10. | 24
15.10. | 1
15.10. | 2
15.10. | 3
15.10. | 4
15.10. | 5
15.10. | 6
15.10. | 7
15.10. | 8
15.10. | 9
15.10. | 10
15.10. | 11
15.10. | 12
15.10. | 13
15.10. | 14
15.10. | 15
15.10. | 16
15.10. | 17
15.10. | 18
15.10. | 19
15.10. | 20
15.10. | 21
15.10. | 22
15.10. | 23
15.10. | 24
16.10. | 1
16.10. | 2
16.10. | 3
16.10. | 4
16.10. | 5
16.10. | 6
16.10. | 7
16.10. | 8
16.10. | 9
16.10. | 10
16.10. | 11
16.10. | 12
16.10. | 13
16.10. | 14
16.10. | 15
16.10. | 16
16.10. | 17
16.10. | 18
16.10. | 19
16.10. | 20
16.10. | 21
16.10. | 22
16.10. | 23
16.10. | 24
17.10. | 1
17.10. | 2
17.10. | 3
17.10. | 4
17.10. | 5
17.10. | 6
17.10. | 7
17.10. | 8
17.10. | 9
17.10. | 10
17.10. | 11
17.10. | 12
17.10. | 13
17.10. | 14
17.10. | 15
17.10. | 16
17.10. | 17
17.10. | 18
17.10. | 19
17.10. | 20
17.10. | 21
17.10. | 22
17.10. | 23
17.10. | 24
18.10. | 1
18.10. | 2
18.10. | 3
18.10. | 4
18.10. | 5
18.10. | 6
18.10. | 7
18.10. | 8
18.10. | 9
18.10. | 10
18.10. | 11
18.10. | 12
18.10. | 13
18.10. | 14
18.10. | 15
18.10. | 16
18.10. | 17
18.10. | 18
18.10. | 19
18.10. | 20
18.10. | 21
18.10. | 22
18.10. | 23
18.10. | 24
19.10. | 1
19.10. | 2
19.10. | 3
19.10. | 4
19.10. | 5
19.10. | 6
19.10. | 7
19.10. | 8
19.10. | 9
19.10. | 10
19.10. | 11
19.10. | 12
19.10. | 13
19.10. | 14
19.10. | 15
19.10. | 16
19.10. | 17
19.10. | 18
19.10. | 19
19.10. | 20
19.10. | 21
19.10. | 22
19.10. | 23
19.10. | 24
20.10. | 1
20.10. | 2
20.10. | 3
20.10. | 4
20.10. | 5
20.10. | 6
20.10. | 7
20.10. | 8
20.10. | 9
20.10. | 10
20.10. | 11
20.10. | 12
20.10. | 13
20.10. | 14
20.10. | 15
20.10. | 16
20.10. | 17
20.10. | 18
20.10. | 19
20.10. | 20
20.10. | 21
20.10. | 22
20.10. | 23
20.10. | 24
21.10. | 1
21.10. | 2
21.10. | 3
21.10. | 4
21.10. | 5
21.10. | 6
21.10. | 7
21.10. | 8
21.10. | 9
21.10. | 10
21.10. | 11
21.10. | 12
21.10. | 13
21.10. | 14
21.10. | 15
21.10. | 16
21.10. | 17
21.10. | 18
21.10. | 19
21.10. | 20
21.10. | 21
21.10. | 22
21.10. | 23
21.10. | 24
22.10. | 1
22.10. | 2
22.10. | 3
22.10. | 4
22.10. | 5
22.10. | 6
22.10. | 7
22.10. | 8
22.10. | 9
22.10. | 10
22.10. | 11
22.10. | 12
22.10. | 13
22.10. | 14
22.10. | 15
22.10. | 16
22.10. | 17
22.10. | 18
22.10. | 19
22.10. | 20
22.10. | 21
22.10. | 22
22.10. | 23
22.10. | 24
23.10. | 1
23.10. | 2
23.10. | 3
23.10. | 4
23.10. | 5
23.10. | 6
23.10. | 7
23.10. | 8
23.10. | 9
23.10. | 10
23.10. | 11
23.10. | 12
23.10. | 13
23.10. | 14
23.10. | 15
23.10. | 16
23.10. | 17
23.10. | 18
23.10. | 19
23.10. | 20
23.10. | 21
23.10. | 22
23.10. | 23
23.10. | 24
24.10. | 1
24.10. | 2
24.10. | 3
24.10. | 4
24.10. | 5
24.10. | 6
24.10. | 7
24.10. | 8
24.10. | 9
24.10. | 10
24.10. | 11
24.10. | 12
24.10. | 13
24.10. | 14
24.10. | 15
24.10. | 16
24.10. | 17
24.10. | 18
24.10. | 19
24.10. | 20
24.10. | 21
24.10. | 22
24.10. | 23
24.10. | 24
25.10. | 1
25.10. | 2
25.10. | 3
25.10. | 4
25.10. | 5
25.10. | 6
25.10. | 7
25.10. | 8
25.10. | 9
25.10. | 10
25.10. | 11
25.10. | 12
25.10. | 13
25.10. | 14
25.10. | 15
25.10. | 16
25.10. | 17
25.10. | 18
25.10. | 19
25.10. | 20
25.10. | 21
25.10. | 22
25.10. | 23
25.10. | 24
26.10. | 1
26.10. | 2
26.10. | 3
26.10. | 4
26.10. | 5
26.10. | 6
26.10. | 7
26.10. | 8
26.10. | 9
26.10. | 10
26.10. | 11
26.10. | 12
26.10. | 13
26.10. | 14
26.10. | 15
26.10. | 16
26.10. | 17
26.10. | 18
26.10. | 19
26.10. | 20
26.10. | 21
26.10. | 22
26.10. | 23
26.10. | 24
27.10. | 1
27.10. | 2
27.10. | 3
27.10. | 4
27.10. | 5
27.10. | 6
27.10. | 7
27.10. | 8
27.10. | 9
27.10. | 10
27.10. | 11
27.10. | 12
27.10. | 13
27.10. | 14
27.10. | 15
27.10. | 16
27.10. | 17
27.10. | 18
27.10. | 19
27.10. | 20
27.10. | 21
27.10. | 22
27.10. | 23
27.10. | 24
28.10. | 1
28.10. | 2
28.10. | 3
28.10. | 4
28.10. | 5
28.10. | 6
28.10. | 7
28.10. | 8
28.10. | 9
28.10. | 10
28.10. | 11
28.10. | 12
28.10. | 13
28.10. | 14
28.10. | 15
28.10. | 16
28.10. | 17
28.10. | 18
28.10. | 19
28.10. | 20
28.10. | 21
28.10. | 22
28.10. | 23
28.10. | 24
29.10. | 1
29.10. | 2
29.10. | 3
29.10. | 4
29.10. | 5
29.10. | 6
29.10. | 7
29.10. | 8
29.10. | 9
29.10. | 10
29.10. | 11
29.10. | 12
29.10. | 13
29.10. | 14
29.10. | 15
29.10. | 16
29.10. | 17
29.10. | 18
29.10. | 19
29.10. | 20
29.10. | 21
29.10. | 22
29.10. | 23
29.10. | 24
30.10. | 1
30.10. | 2
30.10. | 3
30.10. | 4
30.10. | 5
30.10. | 6
30.10. | 7
30.10. | 8
30.10. | 9
30.10. | 10
30.10. | 11
30.10. | 12
30.10. | 13
30.10. | 14
30.10. | 15
30.10. | 16
30.10. | 17
30.10. | 18
30.10. | 19
30.10. | 20
30.10. | 21
30.10. | 22
30.10. | 23
30.10. | 24
31.10. | 1
31.10. | 2
31.10. | 3
31.10. | 4
31.10. | 5
31.10. | 6
31.10. | 7
31.10. | 8
31.10. | 9
31.10. | 10
31.10. | 11
31.10. | 12
31.10. | 13
31.10. | 14
31.10. | 15
31.10. | 16
31.10. | 17
31.10. | 18
31.10. | 19
31.10. | 20
31.10. | 21
31.10. | 22
31.10. | 23
31.10. | 24
01.11. | 1
01.11. | 2
01.11. | 3
01.11. | 4
01.11. | 5
01.11. | 6
01.11. | 7
01.11. | 8
01.11. | 9
01.11. | 10
01.11. | 11
01.11. | 12
01.11. | 13
01.11. | 14
01.11. | 15
01.11. | 16
01.11. | 17
01.11. | 18
01.11. | 19
01.11. | 20
01.11. | 21
01.11. | 22
01.11. | 23
01.11. | 24
02.11. | 1
02.11. | 2
02.11. | 3
02.11. | 4
02.11. | 5
02.11. | 6
02.11. | 7
02.11. | 8
02.11. | 9
02.11. | 10
02.11. | 11
02.11. | 12
02.11. | 13
02.11. | 14
02.11. | 15
02.11. | 16
02.11. | 17
02.11. | 18
02.11. | 19
02.11. | 20
02.11. | 21
02.11. | 22
02.11. | 23
02.11. | 24
03.11. | 1
03.11. | 2
03.11. | 3
03.11. | 4
03.11. | 5
03.11. | 6
03.11. | 7
03.11. | 8
03.11. | 9
03.11. | 10
03.11. | 11
03.11. | 12
03.11. | 13
03.11. | 14
03.11. | 15
03.11. | 16
03.11. | 17
03.11. | 18
03.11. | 19
03.11. | 20
03.11. | 21
03.11. | 22
03.11. | 23
03.11. | 24
04.11. | 1
04.11. | 2
04.11. | 3
04.11. | 4
04.11. | 5
04.11. | 6
04.11. | 7
04.11. | 8
04.11. | 9
04.11. | 10
04.11. | 11
04.11. | 12
04.11. | 13
04.11. | 14
04.11. | 15
04.11. | 16
04.11. | 17
04.11. | 18
04.11. | 19
04.11. | 20
04.11. | 21
04.11. | 22
04.11. | 23
04.11. | 24
05.11. | 1
05.11. | 2
05.11. | 3
05.11. | 4
05.11. | 5
05.11. | 6
05.11. | 7
05.11. | 8
05.11. | 9
05.11. | 10
05.11. | 11
05.11. | 12
05.11. | 13
05.11. | 14
05.11. | 15
05.11. | 16
05.11. | 17
05.11. | 18
05.11. | 19
05.11. | 20
05.11. | 21
05.11. | 22
05.11. | 23
05.11. | 24
06.11. | 1
06.11. | 2
06.11. | 3
06.11. | 4
06.11. | 5
06.11. | 6
06.11. | 7
06.11. | 8
06.11. | 9
06.11. | 10
06.11. | 11
06.11. | 12
06.11. | 13
06.11. | 14
06.11. | 15
06.11. | 16
06.11. | 17
06.11. | 18
06.11. | 19
06.11. | 20
06.11. | 21
06.11. | 22
06.11. | 23
06.11. | 24
07.11. | 1
07.11. | 2
07.11. | 3
07.11. | 4
07.11. | 5
07.11. | 6
07.11. | 7
07.11. | 8
07.11. | 9
07.11. | 10
07.11. | 11
07.11. | 12
07.11. | 13
07.11. | 14
07.11. | 15
07.11. | 16
07.11. | 17
07.11. | 18
07.11. | 19
07.11. | 20
07.11. | 21
07.11. | 22
07.11. | 23
07.11. | 24
08.11. | 1
08.11. | 2
08.11. | 3
08.11. | 4
08.11. | 5
08.11. | 6
08.11. | 7
08.11. | 8
08.11. | 9
08.11. | 10
08.11. | 11
08.11. | 12
08.11. | 13
08.11. | 14
08.11. | 15
08.11. | 16
08.11. | 17
08.11. | 18
08.11. | 19
08.11. | 20
08.11. | 21
08.11. | 22
08.11. | 23
08.11. | 24
09.11. | 1
09.11. | 2
09.11. | 3
09.11. | 4
09.11. | 5
09.11. | 6
09.11. | 7
09.11. | 8
09.11. | 9
09.11. | 10
09.11. | 11
09.11. | 12
09.11. | 13
09.11. | 14
09.11. | 15
09.11. | 16
09.11. | 17
09.11. | 18
09.11. | 19
09.11. | 20
09.11. | 21
09.11. | 22
09.11. | 23
09.11. | 24
10.11. | 1
10.11. | 2
10.11. | 3
10.11. | 4
10.11. | 5
10.11. | 6
10.11. | 7
10.11. | 8
10.11. | 9
10.11. | 10
10.11. | 11
10.11. | 12
10.11. | 13
10.11. | 14
10.11. | 15
10.11. | 16
10.11. | 17
10.11. | 18
10.11. | 19
10.11. | 20
10.11. | 21
10.11. | 22
10.11. | 23
10.11. | 24
11.11. | 1
11.11. | 2
11.11. | 3
11.11. | 4
11.11. | 5
11.11. | 6
11.11. | 7
11.11. | 8
11.11. | 9
11.11. | 10
11.11. | 11
11.11. | 12
11.11. | 13
11.11. | 14
11.11. | 15
11.11. | 16
11.11. | 17
11.11. | 18
11.11. | 19
11.11. | 20
11.11. | 21
11.11. | 22
11.11. | 23
11.11. | 24
12.11. | 1
12.11. | 2
12.11. | 3
12.11. | 4
12.11. | 5
12.11. | 6
12.11. | 7
12.11. | 8
12.11. | 9
12.11. | 10
12.11. | 11
12.11. | 12
12.11. | 13
12.11. | 14
12.11. | 15
12.11. | 16
12.11. | 17
12.11. | 18
12.11. | 19
12.11. | 20
12.11. | 21
12.11. | 22
12.11. | 23
12.11. | 24
13.11. | 1
13.11. | 2
13.11. | 3
13.11. | 4
13.11. | 5
13.11. | 6
13.11. | 7
13.11. | 8
13.11. | 9
13.11. | 10
13.11. | 11
13.11. | 12
13.11. | 13
13.11. | 14
13.11. | 15
13.11. | 16
13.11. | 17
13.11. | 18
13.11. | 19
13.11. | 20
13.11. | 21
13.11. | 22
13.11. | 23
13.11. | 24
14.11. | 1
14.11. | 2
14.11. | 3
14.11. | 4
14.11. | 5
14.11. | 6
14.11. | 7
14.11. | 8
14.11. | 9
14.11. | 10
14.11. | 11
14.11. | 12
14.11. | 13
14.11. | 14
14.11. | 15
14.11. | 16
14.11. | 17
14.11. | 18
14.11. | 19
14.11. | 20
14.11. | 21
14.11. | 22
14.11. | 23
14.11. | 24
15.11. | 1
15.11. | 2
15.11. | 3
15.11. | 4
15.11. | 5
15.11. | 6
15.11. | 7
15.11. | 8
15.11. | 9
15.11. | 10
15.11. | 11
15.11. | 12
15.11. | 13
15.11. | 14
15.11. | 15
15.11. | 16
15.11. | 17
15.11. | 18
15.11. | 19
15.11. | 20
15.11. | 21
15.11. | 22
15.11. | 23
15.11. | 24
16.11. | 1
16.11. | 2
16.11. | 3
16.11. | 4
16.11. | 5
16.11. | 6
16.11. | 7
16.11. | 8
16.11. | 9
16.11. | 10
16.11. | 11
16.11. | 12
16.11. | 13
16.11. | 14
16.11. | 15
16.11. | 16
16.11. | 17
16.11. | 18
16.11. | 19
16.11. | 20
16.11. | 21
16.11. | 22
16.11. | 23
16.11. | 24
17.11. | 1
17.11. | 2
17.11. | 3
17.11. | 4
17.11. | 5
17.11. | 6
17.11. | 7
17.11. | 8
17.11. | 9
17.11. | 10
17.11. | 11
17.11. | 12
17.11. | 13
17.11. | 14
17.11. | 15
17.11. | 16
17.11. | 17
17.11. | 18
17.11. | 19
17.11. | 20
17.11. | 21
17.11. | 22
17.11. | 23
17.11. | 24
18.11. | 1
18.11. | 2
18.11. | 3
18.11. | 4
18.11. | 5
18.11. | 6
18.11. | 7
18.11. | 8
18.11. | 9
18.11. | 10
18.11. | 11
18.11. | 12
18.11. | 13
18.11. | 14
18.11. | 15
18.11. | 16
18.11. | 17
18.11. | 18
18.11. | 19
18.11. | 20
18.11. | 21
18.11. | 22
18.11. | 23
18.11. | 24
19.11. | 1
19.11. | 2
19.11. | 3
19.11. | 4
19.11. | 5
19.11. | 6
19.11. | 7
19.11. | 8
19.11. | 9
19.11. | 10
19.11. | 11
19.11. | 12
19.11. | 13
19.11. | 14
19.11. | 15
19.11. | 16
19.11. | 17
19.11. | 18
19.11. | 19
19.11. | 20
19.11. | 21
19.11. | 22
19.11. | 23
19.11. | 24
20.11. | 1
20.11. | 2
20.11. | 3
20.11. | 4
20.11. | 5
20.11. | 6
20.11. | 7
20.11. | 8
20.11. | 9
20.11. | 10
20.11. | 11
20.11. | 12
20.11. | 13
20.11. | 14
20.11. | 15
20.11. | 16
20.11. | 17
20.11. | 18
20.11. | 19
20.11. | 20
20.11. | 21
20.11. | 22
20.11. | 23
20.11. | 24
21.11. | 1
21.11. | 2
21.11. | 3
21.11. | 4
21.11. | 5
21.11. | 6
21.11. | 7
21.11. | 8
21.11. | 9
21.11. | 10
21.11. | 11
21.11. | 12
21.11. | 13
21.11. | 14
21.11. | 15
21.11. | 16
21.11. | 17
21.11. | 18
21.11. | 19
21.11. | 20
21.11. | 21
21.11. | 22
21.11. | 23
21.11. | 24
22.11. | 1
22.11. | 2
22.11. | 3
22.11. | 4
22.11. | 5
22.11. | 6
22.11. | 7
22.11. | 8
22.11. | 9
22.11. | 10
22.11. | 11
22.11. | 12
22.11. | 13
22.11. | 14
22.11. | 15
22.11. | 16
22.11. | 17
22.11. | 18
22.11. | 19
22.11. | 20
22.11. | 21
22.11. | 22
22.11. | 23
22.11. | 24
23.11. | 1
23.11. | 2
23.11. | 3
23.11. | 4
23.11. | 5
23.11. | 6
23.11. | 7
23.11. | 8
23.11. | 9
23.11. | 10
23.11. | 11
23.11. | 12
23.11. | 13
23.11. | 14
23.11. | 15
23.11. | 16
23.11. | 17
23.11. | 18
23.11. | 19
23.11. | 20
23.11. | 21
23.11. | 22
23.11. | 23
23.11. | 24
24.11. | 1
24.11. | 2
24.11. | 3
24.11. | 4
24.11. | 5
24.11. | 6
24.11. | 7
24.11. | 8
24.11. | 9
24.11. | 10
24.11. | 11
24.11. | 12
24.11. | 13
24.11. | 14
24.11. | 15
24.11. | 16
24.11. | 17
24.11. | 18
24.11. | 19
24.11. | 20
24.11. | 21
24.11. | 22
24.11. | 23
24.11. | 24
25.11. | 1
25.11. | 2
25.11. | 3
25.11. | 4
25.11. | 5
25.11. | 6
25.11. | 7
25.11. | 8
25.11. | 9
25.11. | 10
25.11. | 11
25.11. | 12
25.11. | 13
25.11. | 14
25.11. | 15
25.11. | 16
25.11. | 17
25.11. | 18
25.11. | 19
25.11. | 20
25.11. | 21
25.11. | 22
25.11. | 23
25.11. | 24
26.11. | 1
26.11. | 2
26.11. | 3
26.11. | 4
26.11. | 5
26.11. | 6
26.11. | 7
26.11. | 8
26.11. | 9
26.11. | 10
26.11. | 11
26.11. | 12
26.11. | 13
26.11. | 14
26.11. | 15
26.11. | 16
26.11. | 17
26.11. | 18
26.11. | 19
26.11. | 20
26.11. | 21
26.11. | 22
26.11. | 23
26.11. | 24
27.11. | 1
27.11. | 2
27.11. | 3
27.11. | 4
27.11. | 5
27.11. | 6
27.11. | 7
27.11. | 8
27.11. | 9
27.11. | 10
27.11. | 11
27.11. | 12
27.11. | 13
27.11. | 14
27.11. | 15
27.11. | 16
27.11. | 17
27.11. | 18
27.11. | 19
27.11. | 20
27.11. | 21
27.11. | 22
27.11. | 23
27.11. | 24
28.11. | 1
28.11. | 2
28.11. | 3
28.11. | 4
28.11. | 5
28.11. | 6
28.11. | 7
28.11. | 8
28.11. | 9
28.11. | 10
28.11. | 11
28.11. | 12
28.11. | 13
28.11. | 14
28.11. | 15
28.11. | 16
28.11. | 17
28.11. | 18
28.11. | 19
28.11. | 20
28.11. | 21
28.11. | 22
28.11. | 23
28.11. | 24
29.11. | 1
29.11. | 2
29.11. | 3
29.11. | 4
29.11. | 5
29.11. | 6
29.11. | 7
29.11. | 8
29.11. | 9
29.11. | 10
29.11. | 11
29.11. | 12
29.11. | 13
29.11. | 14
29.11. | 15
29.11. | 16
29.11. | 17
29.11. | 18
29.11. | 19
29.11. | 20
29.11. | 21
29.11. | 22
29.11. | 23
29.11. | 24
30.11. | 1
30.11. | 2
30.11. | 3
30.11. | 4
30.11. | 5
30.11. | 6
30.11. | 7
30.11. | 8
30.11. | 9
30.11. | 10
30.11. | 11
30.11. | 12
30.11. | 13
30.11. | 14
30.11. | 15
30.11. | 16
30.11. | 17
30.11. | 18
30.11. | 19
30.11. | 20
30.11. | 21
30.11. | 22
30.11. | 23
30.11. | 24
01.12. | 1
01.12. | 2
01.12. | 3
01.12. | 4
01.12. | 5
01.12. | 6
01.12. | 7
01.12. | 8
01.12. | 9
01.12. | 10
01.12. | 11
01.12. | 12
01.12. | 13
01.12. | 14
01.12. | 15
01.12. | 16
01.12. | 17
01.12. | 18
01.12. | 19
01.12. | 20
01.12. | 21
01.12. | 22
01.12. | 23
01.12. | 24
02.12. | 1
02.12. | 2
02.12. | 3
02.12. | 4
02.12. | 5
02.12. | 6
02.12. | 7
02.12. | 8
02.12. | 9
02.12. | 10
02.12. | 11
02.12. | 12
02.12. | 13
02.12. | 14
02.12. | 15
02.12. | 16
02.12. | 17
02.12. | 18
02.12. | 19
02.12. | 20
02.12. | 21
02.12. | 22
02.12. | 23
02.12. | 24
03.12. | 1
03.12. | 2
03.12. | 3
03.12. | 4
03.12. | 5
03.12. | 6
03.12. | 7
03.12. | 8
03.12. | 9
03.12. | 10
03.12. | 11
03.12. | 12
03.12. | 13
03.12. | 14
03.12. | 15
03.12. | 16
03.12. | 17
03.12. | 18
03.12. | 19
03.12. | 20
03.12. | 21
03.12. | 22
03.12. | 23
03.12. | 24
04.12. | 1
04.12. | 2
04.12. | 3
04.12. | 4
04.12. | 5
04.12. | 6
04.12. | 7
04.12. | 8
04.12. | 9
04.12. | 10
04.12. | 11
04.12. | 12
04.12. | 13
04.12. | 14
04.12. | 15
04.12. | 16
04.12. | 17
04.12. | 18
04.12. | 19
04.12. | 20
04.12. | 21
04.12. | 22
04.12. | 23
04.12. | 24
05.12. | 1
05.12. | 2
05.12. | 3
05.12. | 4
05.12. | 5
05.12. | 6
05.12. | 7
05.12. | 8
05.12. | 9
05.12. | 10
05.12. | 11
05.12. | 12
05.12. | 13
05.12. | 14
05.12. | 15
05.12. | 16
05.12. | 17
05.12. | 18
05.12. | 19
05.12. | 20
05.12. | 21
05.12. | 22
05.12. | 23
05.12. | 24
06.12. | 1
06.12. | 2
06.12. | 3
06.12. | 4
06.12. | 5
06.12. | 6
06.12. | 7
06.12. | 8
06.12. | 9
06.12. | 10
06.12. | 11
06.12. | 12
06.12. | 13
06.12. | 14
06.12. | 15
06.12. | 16
06.12. | 17
06.12. | 18
06.12. | 19
06.12. | 20
06.12. | 21
06.12. | 22
06.12. | 23
06.12. | 24
07.12. | 1
07.12. | 2
07.12. | 3
07.12. | 4
07.12. | 5
07.12. | 6
07.12. | 7
07.12. | 8
07.12. | 9
07.12. | 10
07.12. | 11
07.12. | 12
07.12. | 13
07.12. | 14
07.12. | 15
07.12. | 16
07.12. | 17
07.12. | 18
07.12. | 19
07.12. | 20
07.12. | 21
07.12. | 22
07.12. | 23
07.12. | 24
08.12. | 1
08.12. | 2
08.12. | 3
08.12. | 4
08.12. | 5
08.12. | 6
08.12. | 7
08.12. | 8
08.12. | 9
08.12. | 10
08.12. | 11
08.12. | 12
08.12. | 13
08.12. | 14
08.12. | 15
08.12. | 16
08.12. | 17
08.12. | 18
08.12. | 19
08.12. | 20
08.12. | 21
08.12. | 22
08.12. | 23
08.12. | 24
09.12. | 1
09.12. | 2
09.12. | 3
09.12. | 4
09.12. | 5
09.12. | 6
09.12. | 7
09.12. | 8
09.12. | 9
09.12. | 10
09.12. | 11
09.12. | 12
09.12. | 13
09.12. | 14
09.12. | 15
09.12. | 16
09.12. | 17
09.12. | 18
09.12. | 19
09.12. | 20
09.12. | 21
09.12. | 22
09.12. | 23
09.12. | 24
10.12. | 1
10.12. | 2
10.12. | 3
10.12. | 4
10.12. | 5
10.12. | 6
10.12. | 7
10.12. | 8
10.12. | 9
10.12. | 10
10.12. | 11
10.12. | 12
10.12. | 13
10.12. | 14
10.12. | 15
10.12. | 16
10.12. | 17
10.12. | 18
10.12. | 19
10.12. | 20
10.12. | 21
10.12. | 22
10.12. | 23
10.12. | 24
11.12. | 1
11.12. | 2
11.12. | 3
11.12. | 4
11.12. | 5
11.12. | 6
11.12. | 7
11.12. | 8
11.12. | 9
11.12. | 10
11.12. | 11
11.12. | 12
11.12. | 13
11.12. | 14
11.12. | 15
11.12. | 16
11.12. | 17
11.12. | 18
11.12. | 19
11.12. | 20
11.12. | 21
11.12. | 22
11.12. | 23
11.12. | 24
12.12. | 1
12.12. | 2
12.12. | 3
12.12. | 4
12.12. | 5
12.12. | 6
12.12. | 7
12.12. | 8
12.12. | 9
12.12. | 10
12.12. | 11
12.12. | 12
12.12. | 13
12.12. | 14
12.12. | 15
12.12. | 16
12.12. | 17
12.12. | 18
12.12. | 19
12.12. | 20
12.12. | 21
12.12. | 22
12.12. | 23
12.12. | 24
13.12. | 1
13.12. | 2
13.12. | 3
13.12. | 4
13.12. | 5
13.12. | 6
13.12. | 7
13.12. | 8
13.12. | 9
13.12. | 10
13.12. | 11
13.12. | 12
13.12. | 13
13.12. | 14
13.12. | 15
13.12. | 16
13.12. | 17
13.12. | 18
13.12. | 19
13.12. | 20
13.12. | 21
13.12. | 22
13.12. | 23
13.12. | 24
14.12. | 1
14.12. | 2
14.12. | 3
14.12. | 4
14.12. | 5
14.12. | 6
14.12. | 7
14.12. | 8
14.12. | 9
14.12. | 10
14.12. | 11
14.12. | 12
14.12. | 13
14.12. | 14
14.12. | 15
14.12. | 16
14.12. | 17
14.12. | 18
14.12. | 19
14.12. | 20
14.12. | 21
14.12. | 22
14.12. | 23
14.12. | 24
15.12. | 1
15.12. | 2
15.12. | 3
15.12. | 4
15.12. | 5
15.12. | 6
15.12. | 7
15.12. | 8
15.12. | 9
15.12. | 10
15.12. | 11
15.12. | 12
15.12. | 13
15.12. | 14
15.12. | 15
15.12. | 16
15.12. | 17
15.12. | 18
15.12. | 19
15.12. | 20
15.12. | 21
15.12. | 22
15.12. | 23
15.12. | 24
16.12. | 1
16.12. | 2
16.12. | 3
16.12. | 4
16.12. | 5
16.12. | 6
16.12. | 7
16.12. | 8
16.12. | 9
16.12. | 10
16.12. | 11
16.12. | 12
16.12. | 13
16.12. | 14
16.12. | 15
16.12. | 16
16.12. | 17
16.12. | 18
16.12. | 19
16.12. | 20
16.12. | 21
16.12. | 22
16.12. | 23
16.12. | 24
17.12. | 1
17.12. | 2
17.12. | 3
17.12. | 4
17.12. | 5
17.12. | 6
17.12. | 7
17.12. | 8
17.12. | 9
17.12. | 10
17.12. | 11
17.12. | 12
17.12. | 13
17.12. | 14
17.12. | 15
17.12. | 16
17.12. | 17
17.12. | 18
17.12. | 19
17.12. | 20
17.12. | 21
17.12. | 22
17.12. | 23
17.12. | 24
18.12. | 1
18.12. | 2
18.12. | 3
18.12. | 4
18.12. | 5
18.12. | 6
18.12. | 7
18.12. | 8
18.12. | 9
18.12. | 10
18.12. | 11
18.12. | 12
18.12. | 13
18.12. | 14
18.12. | 15
18.12. | 16
18.12. | 17
18.12. | 18
18.12. | 19
18.12. | 20
18.12. | 21
18.12. | 22
18.12. | 23
18.12. | 24
19.12. | 1
19.12. | 2
19.12. | 3
19.12. | 4
19.12. | 5
19.12. | 6
19.12. | 7
19.12. | 8
19.12. | 9
19.12. | 10
19.12. | 11
19.12. | 12
19.12. | 13
19.12. | 14
19.12. | 15
19.12. | 16
19.12. | 17
19.12. | 18
19.12. | 19
19.12. | 20
19.12. | 21
19.12. | 22
19.12. | 23
19.12. | 24
20.12. | 1
20.12. | 2
20.12. | 3
20.12. | 4
20.12. | 5
20.12. | 6
20.12. | 7
20.12. | 8
20.12. | 9
20.12. | 10
20.12. | 11
20.12. | 12
20.12. | 13
20.12. | 14
20.12. | 15
20.12. | 16
20.12. | 17
20.12. | 18
20.12. | 19
20.12. | 20
20.12. | 21
20.12. | 22
20.12. | 23
20.12. | 24
21.12. | 1
21.12. | 2
21.12. | 3
21.12. | 4
21.12. | 5
21.12. | 6
21.12. | 7
21.12. | 8
21.12. | 9
21.12. | 10
21.12. | 11
21.12. | 12
21.12. | 13
21.12. | 14
21.12. | 15
21.12. | 16
21.12. | 17
21.12. | 18
21.12. | 19
21.12. | 20
21.12. | 21
21.12. | 22
21.12. | 23
21.12. | 24
22.12. | 1
22.12. | 2
22.12. | 3
22.12. | 4
22.12. | 5
22.12. | 6
22.12. | 7
22.12. | 8
22.12. | 9
22.12. | 10
22.12. | 11
22.12. | 12
22.12. | 13
22.12. | 14
22.12. | 15
22.12. | 16
22.12. | 17
22.12. | 18
22.12. | 19
22.12. | 20
22.12. | 21
22.12. | 22
22.12. | 23
22.12. | 24
23.12. | 1
23.12. | 2
23.12. | 3
23.12. | 4
23.12. | 5
23.12. | 6
23.12. | 7
23.12. | 8
23.12. | 9
23.12. | 10
23.12. | 11
23.12. | 12
23.12. | 13
23.12. | 14
23.12. | 15
23.12. | 16
23.12. | 17
23.12. | 18
23.12. | 19
23.12. | 20
23.12. | 21
23.12. | 22
23.12. | 23
23.12. | 24
24.12. | 1
24.12. | 2
24.12. | 3
24.12. | 4
24.12. | 5
24.12. | 6
24.12. | 7
24.12. | 8
24.12. | 9
24.12. | 10
24.12. | 11
24.12. | 12
24.12. | 13
24.12. | 14
24.12. | 15
24.12. | 16
24.12. | 17
24.12. | 18
24.12. | 19
24.12. | 20
24.12. | 21
24.12. | 22
24.12. | 23
24.12. | 24
25.12. | 1
25.12. | 2
25.12. | 3
25.12. | 4
25.12. | 5
25.12. | 6
25.12. | 7
25.12. | 8
25.12. | 9
25.12. | 10
25.12. | 11
25.12. | 12
25.12. | 13
25.12. | 14
25.12. | 15
25.12. | 16
25.12. | 17
25.12. | 18
25.12. | 19
25.12. | 20
25.12. | 21
25.12. | 22
25.12. | 23
25.12. | 24
26.12. | 1
26.12. | 2
26.12. | 3
26.12. | 4
26.12. | 5
26.12. | 6
26.12. | 7
26.12. | 8
26.12. | 9
26.12. | 10
26.12. | 11
26.12. | 12
26.12. | 13
26.12. | 14
26.12. | 15
26.12. | 16
26.12. | 17
26.12. | 18
26.12. | 19
26.12. | 20
26.12. | 21
26.12. | 22
26.12. | 23
26.12. | 24
27.12. | 1
27.12. | 2
27.12. | 3
27.12. | 4
27.12. | 5
27.12. | 6
27.12. | 7
27.12. | 8
27.12. | 9
27.12. | 10
27.12. | 11
27.12. | 12
27.12. | 13
27.12. | 14
27.12. | 15
27.12. | 16
27.12. | 17
27.12. | 18
27.12. | 19
27.12. | 20
27.12. | 21
27.12. | 22
27.12. | 23
27.12. | 24
28.12. | 1
28.12. | 2
28.12. | 3
28.12. | 4
28.12. | 5
28.12. | 6
28.12. | 7
28.12. | 8
28.12. | 9
28.12. | 10
28.12. | 11
28.12. | 12
28.12. | 13
28.12. | 14
28.12. | 15
28.12. | 16
28.12. | 17
28.12. | 18
28.12. | 19
28.12. | 20
28.12. | 21
28.12. | 22
28.12. | 23
28.12. | 24
29.12. | 1
29.12. | 2
29.12. | 3
29.12. | 4
29.12. | 5
29.12. | 6
29.12. | 7
29.12. | 8
29.12. | 9
29.12. | 10
29.12. | 11
29.12. | 12
29.12. | 13
29.12. | 14
29.12. | 15
29.12. | 16
29.12. | 17
29.12. | 18
29.12. | 19
29.12. | 20
29.12. | 21
29.12. | 22
29.12. | 23
29.12. | 24
30.12. | 1
30.12. | 2
30.12. | 3
30.12. | 4
30.12. | 5
30.12. | 6
30.12. | 7
30.12. | 8
30.12. | 9
30.12. | 10
30.12. | 11
30.12. | 12
30.12. | 13
30.12. | 14
30.12. | 15
30.12. | 16
30.12. | 17
30.12. | 18
30.12. | 19
30.12. | 20
30.12. | 21
30.12. | 22
30.12. | 23
30.12. | 24
31.12. | 1
31.12. | 2
31.12. | 3
31.12. | 4
31.12. | 5
31.12. | 6
31.12. | 7
31.12. | 8
31.12. | 9
31.12. | 10
31.12. | 11
31.12. | 12
31.12. | 13
31.12. | 14
31.12. | 15
31.12. | 16
31.12. | 17
31.12. | 18
31.12. | 19
31.12. | 20
31.12. | 21
31.12. | 22
31.12. | 23
31.12. | 24

## Exchanges
ENTSO-E Market Modelling Database: Exchanges with non-ENTSO-E countries
Country:
Market Node: | RO00
Year:
Climate year |  |  | N.B. use convention first January always Monday (2007 calendar year) --> see guidelines for further details
Scenario
name of the non-ENTSOE country:
average import capacity from non-ENTSO-E country (MW) (optional):
average export capacity to non-ENTSO-E country (MW) (optional):
name of the non-ENTSOE country:
average import capacity from non-ENTSO-E country (MW) (optional):
average export capacity to non-ENTSO-E country (MW) (optional):
name of the non-ENTSOE country:
average import capacity from non-ENTSO-E country (MW) (optional):
average export capacity to non-ENTSO-E country (MW) (optional):
name of the non-ENTSOE country:
average import capacity from non-ENTSO-E country (MW) (optional):
average export capacity to non-ENTSO-E country (MW) (optional):
name of the non-ENTSOE country:
average import capacity from non-ENTSO-E country (MW) (optional):
average export capacity to non-ENTSO-E country (MW) (optional):
Date | Hour | Total exchanges with all non ENTSO-E countries (MW) (>0 for import)
01.01. | 1
01.01. | 2
01.01. | 3
01.01. | 4
01.01. | 5
01.01. | 6
01.01. | 7
01.01. | 8
01.01. | 9
01.01. | 10
01.01. | 11
01.01. | 12
01.01. | 13
01.01. | 14
01.01. | 15
01.01. | 16
01.01. | 17
01.01. | 18
01.01. | 19
01.01. | 20
01.01. | 21
01.01. | 22
01.01. | 23
01.01. | 24
02.01. | 1
02.01. | 2
02.01. | 3
02.01. | 4
02.01. | 5
02.01. | 6
02.01. | 7
02.01. | 8
02.01. | 9
02.01. | 10
02.01. | 11
02.01. | 12
02.01. | 13
02.01. | 14
02.01. | 15
02.01. | 16
02.01. | 17
02.01. | 18
02.01. | 19
02.01. | 20
02.01. | 21
02.01. | 22
02.01. | 23
02.01. | 24
03.01. | 1
03.01. | 2
03.01. | 3
03.01. | 4
03.01. | 5
03.01. | 6
03.01. | 7
03.01. | 8
03.01. | 9
03.01. | 10
03.01. | 11
03.01. | 12
03.01. | 13
03.01. | 14
03.01. | 15
03.01. | 16
03.01. | 17
03.01. | 18
03.01. | 19
03.01. | 20
03.01. | 21
03.01. | 22
03.01. | 23
03.01. | 24
04.01. | 1
04.01. | 2
04.01. | 3
04.01. | 4
04.01. | 5
04.01. | 6
04.01. | 7
04.01. | 8
04.01. | 9
04.01. | 10
04.01. | 11
04.01. | 12
04.01. | 13
04.01. | 14
04.01. | 15
04.01. | 16
04.01. | 17
04.01. | 18
04.01. | 19
04.01. | 20
04.01. | 21
04.01. | 22
04.01. | 23
04.01. | 24
05.01. | 1
05.01. | 2
05.01. | 3
05.01. | 4
05.01. | 5
05.01. | 6
05.01. | 7
05.01. | 8
05.01. | 9
05.01. | 10
05.01. | 11
05.01. | 12
05.01. | 13
05.01. | 14
05.01. | 15
05.01. | 16
05.01. | 17
05.01. | 18
05.01. | 19
05.01. | 20
05.01. | 21
05.01. | 22
05.01. | 23
05.01. | 24
06.01. | 1
06.01. | 2
06.01. | 3
06.01. | 4
06.01. | 5
06.01. | 6
06.01. | 7
06.01. | 8
06.01. | 9
06.01. | 10
06.01. | 11
06.01. | 12
06.01. | 13
06.01. | 14
06.01. | 15
06.01. | 16
06.01. | 17
06.01. | 18
06.01. | 19
06.01. | 20
06.01. | 21
06.01. | 22
06.01. | 23
06.01. | 24
07.01. | 1
07.01. | 2
07.01. | 3
07.01. | 4
07.01. | 5
07.01. | 6
07.01. | 7
07.01. | 8
07.01. | 9
07.01. | 10
07.01. | 11
07.01. | 12
07.01. | 13
07.01. | 14
07.01. | 15
07.01. | 16
07.01. | 17
07.01. | 18
07.01. | 19
07.01. | 20
07.01. | 21
07.01. | 22
07.01. | 23
07.01. | 24
08.01. | 1
08.01. | 2
08.01. | 3
08.01. | 4
08.01. | 5
08.01. | 6
08.01. | 7
08.01. | 8
08.01. | 9
08.01. | 10
08.01. | 11
08.01. | 12
08.01. | 13
08.01. | 14
08.01. | 15
08.01. | 16
08.01. | 17
08.01. | 18
08.01. | 19
08.01. | 20
08.01. | 21
08.01. | 22
08.01. | 23
08.01. | 24
09.01. | 1
09.01. | 2
09.01. | 3
09.01. | 4
09.01. | 5
09.01. | 6
09.01. | 7
09.01. | 8
09.01. | 9
09.01. | 10
09.01. | 11
09.01. | 12
09.01. | 13
09.01. | 14
09.01. | 15
09.01. | 16
09.01. | 17
09.01. | 18
09.01. | 19
09.01. | 20
09.01. | 21
09.01. | 22
09.01. | 23
09.01. | 24
10.01. | 1
10.01. | 2
10.01. | 3
10.01. | 4
10.01. | 5
10.01. | 6
10.01. | 7
10.01. | 8
10.01. | 9
10.01. | 10
10.01. | 11
10.01. | 12
10.01. | 13
10.01. | 14
10.01. | 15
10.01. | 16
10.01. | 17
10.01. | 18
10.01. | 19
10.01. | 20
10.01. | 21
10.01. | 22
10.01. | 23
10.01. | 24
11.01. | 1
11.01. | 2
11.01. | 3
11.01. | 4
11.01. | 5
11.01. | 6
11.01. | 7
11.01. | 8
11.01. | 9
11.01. | 10
11.01. | 11
11.01. | 12
11.01. | 13
11.01. | 14
11.01. | 15
11.01. | 16
11.01. | 17
11.01. | 18
11.01. | 19
11.01. | 20
11.01. | 21
11.01. | 22
11.01. | 23
11.01. | 24
12.01. | 1
12.01. | 2
12.01. | 3
12.01. | 4
12.01. | 5
12.01. | 6
12.01. | 7
12.01. | 8
12.01. | 9
12.01. | 10
12.01. | 11
12.01. | 12
12.01. | 13
12.01. | 14
12.01. | 15
12.01. | 16
12.01. | 17
12.01. | 18
12.01. | 19
12.01. | 20
12.01. | 21
12.01. | 22
12.01. | 23
12.01. | 24
13.01. | 1
13.01. | 2
13.01. | 3
13.01. | 4
13.01. | 5
13.01. | 6
13.01. | 7
13.01. | 8
13.01. | 9
13.01. | 10
13.01. | 11
13.01. | 12
13.01. | 13
13.01. | 14
13.01. | 15
13.01. | 16
13.01. | 17
13.01. | 18
13.01. | 19
13.01. | 20
13.01. | 21
13.01. | 22
13.01. | 23
13.01. | 24
14.01. | 1
14.01. | 2
14.01. | 3
14.01. | 4
14.01. | 5
14.01. | 6
14.01. | 7
14.01. | 8
14.01. | 9
14.01. | 10
14.01. | 11
14.01. | 12
14.01. | 13
14.01. | 14
14.01. | 15
14.01. | 16
14.01. | 17
14.01. | 18
14.01. | 19
14.01. | 20
14.01. | 21
14.01. | 22
14.01. | 23
14.01. | 24
15.01. | 1
15.01. | 2
15.01. | 3
15.01. | 4
15.01. | 5
15.01. | 6
15.01. | 7
15.01. | 8
15.01. | 9
15.01. | 10
15.01. | 11
15.01. | 12
15.01. | 13
15.01. | 14
15.01. | 15
15.01. | 16
15.01. | 17
15.01. | 18
15.01. | 19
15.01. | 20
15.01. | 21
15.01. | 22
15.01. | 23
15.01. | 24
16.01. | 1
16.01. | 2
16.01. | 3
16.01. | 4
16.01. | 5
16.01. | 6
16.01. | 7
16.01. | 8
16.01. | 9
16.01. | 10
16.01. | 11
16.01. | 12
16.01. | 13
16.01. | 14
16.01. | 15
16.01. | 16
16.01. | 17
16.01. | 18
16.01. | 19
16.01. | 20
16.01. | 21
16.01. | 22
16.01. | 23
16.01. | 24
17.01. | 1
17.01. | 2
17.01. | 3
17.01. | 4
17.01. | 5
17.01. | 6
17.01. | 7
17.01. | 8
17.01. | 9
17.01. | 10
17.01. | 11
17.01. | 12
17.01. | 13
17.01. | 14
17.01. | 15
17.01. | 16
17.01. | 17
17.01. | 18
17.01. | 19
17.01. | 20
17.01. | 21
17.01. | 22
17.01. | 23
17.01. | 24
18.01. | 1
18.01. | 2
18.01. | 3
18.01. | 4
18.01. | 5
18.01. | 6
18.01. | 7
18.01. | 8
18.01. | 9
18.01. | 10
18.01. | 11
18.01. | 12
18.01. | 13
18.01. | 14
18.01. | 15
18.01. | 16
18.01. | 17
18.01. | 18
18.01. | 19
18.01. | 20
18.01. | 21
18.01. | 22
18.01. | 23
18.01. | 24
19.01. | 1
19.01. | 2
19.01. | 3
19.01. | 4
19.01. | 5
19.01. | 6
19.01. | 7
19.01. | 8
19.01. | 9
19.01. | 10
19.01. | 11
19.01. | 12
19.01. | 13
19.01. | 14
19.01. | 15
19.01. | 16
19.01. | 17
19.01. | 18
19.01. | 19
19.01. | 20
19.01. | 21
19.01. | 22
19.01. | 23
19.01. | 24
20.01. | 1
20.01. | 2
20.01. | 3
20.01. | 4
20.01. | 5
20.01. | 6
20.01. | 7
20.01. | 8
20.01. | 9
20.01. | 10
20.01. | 11
20.01. | 12
20.01. | 13
20.01. | 14
20.01. | 15
20.01. | 16
20.01. | 17
20.01. | 18
20.01. | 19
20.01. | 20
20.01. | 21
20.01. | 22
20.01. | 23
20.01. | 24
21.01. | 1
21.01. | 2
21.01. | 3
21.01. | 4
21.01. | 5
21.01. | 6
21.01. | 7
21.01. | 8
21.01. | 9
21.01. | 10
21.01. | 11
21.01. | 12
21.01. | 13
21.01. | 14
21.01. | 15
21.01. | 16
21.01. | 17
21.01. | 18
21.01. | 19
21.01. | 20
21.01. | 21
21.01. | 22
21.01. | 23
21.01. | 24
22.01. | 1
22.01. | 2
22.01. | 3
22.01. | 4
22.01. | 5
22.01. | 6
22.01. | 7
22.01. | 8
22.01. | 9
22.01. | 10
22.01. | 11
22.01. | 12
22.01. | 13
22.01. | 14
22.01. | 15
22.01. | 16
22.01. | 17
22.01. | 18
22.01. | 19
22.01. | 20
22.01. | 21
22.01. | 22
22.01. | 23
22.01. | 24
23.01. | 1
23.01. | 2
23.01. | 3
23.01. | 4
23.01. | 5
23.01. | 6
23.01. | 7
23.01. | 8
23.01. | 9
23.01. | 10
23.01. | 11
23.01. | 12
23.01. | 13
23.01. | 14
23.01. | 15
23.01. | 16
23.01. | 17
23.01. | 18
23.01. | 19
23.01. | 20
23.01. | 21
23.01. | 22
23.01. | 23
23.01. | 24
24.01. | 1
24.01. | 2
24.01. | 3
24.01. | 4
24.01. | 5
24.01. | 6
24.01. | 7
24.01. | 8
24.01. | 9
24.01. | 10
24.01. | 11
24.01. | 12
24.01. | 13
24.01. | 14
24.01. | 15
24.01. | 16
24.01. | 17
24.01. | 18
24.01. | 19
24.01. | 20
24.01. | 21
24.01. | 22
24.01. | 23
24.01. | 24
25.01. | 1
25.01. | 2
25.01. | 3
25.01. | 4
25.01. | 5
25.01. | 6
25.01. | 7
25.01. | 8
25.01. | 9
25.01. | 10
25.01. | 11
25.01. | 12
25.01. | 13
25.01. | 14
25.01. | 15
25.01. | 16
25.01. | 17
25.01. | 18
25.01. | 19
25.01. | 20
25.01. | 21
25.01. | 22
25.01. | 23
25.01. | 24
26.01. | 1
26.01. | 2
26.01. | 3
26.01. | 4
26.01. | 5
26.01. | 6
26.01. | 7
26.01. | 8
26.01. | 9
26.01. | 10
26.01. | 11
26.01. | 12
26.01. | 13
26.01. | 14
26.01. | 15
26.01. | 16
26.01. | 17
26.01. | 18
26.01. | 19
26.01. | 20
26.01. | 21
26.01. | 22
26.01. | 23
26.01. | 24
27.01. | 1
27.01. | 2
27.01. | 3
27.01. | 4
27.01. | 5
27.01. | 6
27.01. | 7
27.01. | 8
27.01. | 9
27.01. | 10
27.01. | 11
27.01. | 12
27.01. | 13
27.01. | 14
27.01. | 15
27.01. | 16
27.01. | 17
27.01. | 18
27.01. | 19
27.01. | 20
27.01. | 21
27.01. | 22
27.01. | 23
27.01. | 24
28.01. | 1
28.01. | 2
28.01. | 3
28.01. | 4
28.01. | 5
28.01. | 6
28.01. | 7
28.01. | 8
28.01. | 9
28.01. | 10
28.01. | 11
28.01. | 12
28.01. | 13
28.01. | 14
28.01. | 15
28.01. | 16
28.01. | 17
28.01. | 18
28.01. | 19
28.01. | 20
28.01. | 21
28.01. | 22
28.01. | 23
28.01. | 24
29.01. | 1
29.01. | 2
29.01. | 3
29.01. | 4
29.01. | 5
29.01. | 6
29.01. | 7
29.01. | 8
29.01. | 9
29.01. | 10
29.01. | 11
29.01. | 12
29.01. | 13
29.01. | 14
29.01. | 15
29.01. | 16
29.01. | 17
29.01. | 18
29.01. | 19
29.01. | 20
29.01. | 21
29.01. | 22
29.01. | 23
29.01. | 24
30.01. | 1
30.01. | 2
30.01. | 3
30.01. | 4
30.01. | 5
30.01. | 6
30.01. | 7
30.01. | 8
30.01. | 9
30.01. | 10
30.01. | 11
30.01. | 12
30.01. | 13
30.01. | 14
30.01. | 15
30.01. | 16
30.01. | 17
30.01. | 18
30.01. | 19
30.01. | 20
30.01. | 21
30.01. | 22
30.01. | 23
30.01. | 24
31.01. | 1
31.01. | 2
31.01. | 3
31.01. | 4
31.01. | 5
31.01. | 6
31.01. | 7
31.01. | 8
31.01. | 9
31.01. | 10
31.01. | 11
31.01. | 12
31.01. | 13
31.01. | 14
31.01. | 15
31.01. | 16
31.01. | 17
31.01. | 18
31.01. | 19
31.01. | 20
31.01. | 21
31.01. | 22
31.01. | 23
31.01. | 24
01.02. | 1
01.02. | 2
01.02. | 3
01.02. | 4
01.02. | 5
01.02. | 6
01.02. | 7
01.02. | 8
01.02. | 9
01.02. | 10
01.02. | 11
01.02. | 12
01.02. | 13
01.02. | 14
01.02. | 15
01.02. | 16
01.02. | 17
01.02. | 18
01.02. | 19
01.02. | 20
01.02. | 21
01.02. | 22
01.02. | 23
01.02. | 24
02.02. | 1
02.02. | 2
02.02. | 3
02.02. | 4
02.02. | 5
02.02. | 6
02.02. | 7
02.02. | 8
02.02. | 9
02.02. | 10
02.02. | 11
02.02. | 12
02.02. | 13
02.02. | 14
02.02. | 15
02.02. | 16
02.02. | 17
02.02. | 18
02.02. | 19
02.02. | 20
02.02. | 21
02.02. | 22
02.02. | 23
02.02. | 24
03.02. | 1
03.02. | 2
03.02. | 3
03.02. | 4
03.02. | 5
03.02. | 6
03.02. | 7
03.02. | 8
03.02. | 9
03.02. | 10
03.02. | 11
03.02. | 12
03.02. | 13
03.02. | 14
03.02. | 15
03.02. | 16
03.02. | 17
03.02. | 18
03.02. | 19
03.02. | 20
03.02. | 21
03.02. | 22
03.02. | 23
03.02. | 24
04.02. | 1
04.02. | 2
04.02. | 3
04.02. | 4
04.02. | 5
04.02. | 6
04.02. | 7
04.02. | 8
04.02. | 9
04.02. | 10
04.02. | 11
04.02. | 12
04.02. | 13
04.02. | 14
04.02. | 15
04.02. | 16
04.02. | 17
04.02. | 18
04.02. | 19
04.02. | 20
04.02. | 21
04.02. | 22
04.02. | 23
04.02. | 24
05.02. | 1
05.02. | 2
05.02. | 3
05.02. | 4
05.02. | 5
05.02. | 6
05.02. | 7
05.02. | 8
05.02. | 9
05.02. | 10
05.02. | 11
05.02. | 12
05.02. | 13
05.02. | 14
05.02. | 15
05.02. | 16
05.02. | 17
05.02. | 18
05.02. | 19
05.02. | 20
05.02. | 21
05.02. | 22
05.02. | 23
05.02. | 24
06.02. | 1
06.02. | 2
06.02. | 3
06.02. | 4
06.02. | 5
06.02. | 6
06.02. | 7
06.02. | 8
06.02. | 9
06.02. | 10
06.02. | 11
06.02. | 12
06.02. | 13
06.02. | 14
06.02. | 15
06.02. | 16
06.02. | 17
06.02. | 18
06.02. | 19
06.02. | 20
06.02. | 21
06.02. | 22
06.02. | 23
06.02. | 24
07.02. | 1
07.02. | 2
07.02. | 3
07.02. | 4
07.02. | 5
07.02. | 6
07.02. | 7
07.02. | 8
07.02. | 9
07.02. | 10
07.02. | 11
07.02. | 12
07.02. | 13
07.02. | 14
07.02. | 15
07.02. | 16
07.02. | 17
07.02. | 18
07.02. | 19
07.02. | 20
07.02. | 21
07.02. | 22
07.02. | 23
07.02. | 24
08.02. | 1
08.02. | 2
08.02. | 3
08.02. | 4
08.02. | 5
08.02. | 6
08.02. | 7
08.02. | 8
08.02. | 9
08.02. | 10
08.02. | 11
08.02. | 12
08.02. | 13
08.02. | 14
08.02. | 15
08.02. | 16
08.02. | 17
08.02. | 18
08.02. | 19
08.02. | 20
08.02. | 21
08.02. | 22
08.02. | 23
08.02. | 24
09.02. | 1
09.02. | 2
09.02. | 3
09.02. | 4
09.02. | 5
09.02. | 6
09.02. | 7
09.02. | 8
09.02. | 9
09.02. | 10
09.02. | 11
09.02. | 12
09.02. | 13
09.02. | 14
09.02. | 15
09.02. | 16
09.02. | 17
09.02. | 18
09.02. | 19
09.02. | 20
09.02. | 21
09.02. | 22
09.02. | 23
09.02. | 24
10.02. | 1
10.02. | 2
10.02. | 3
10.02. | 4
10.02. | 5
10.02. | 6
10.02. | 7
10.02. | 8
10.02. | 9
10.02. | 10
10.02. | 11
10.02. | 12
10.02. | 13
10.02. | 14
10.02. | 15
10.02. | 16
10.02. | 17
10.02. | 18
10.02. | 19
10.02. | 20
10.02. | 21
10.02. | 22
10.02. | 23
10.02. | 24
11.02. | 1
11.02. | 2
11.02. | 3
11.02. | 4
11.02. | 5
11.02. | 6
11.02. | 7
11.02. | 8
11.02. | 9
11.02. | 10
11.02. | 11
11.02. | 12
11.02. | 13
11.02. | 14
11.02. | 15
11.02. | 16
11.02. | 17
11.02. | 18
11.02. | 19
11.02. | 20
11.02. | 21
11.02. | 22
11.02. | 23
11.02. | 24
12.02. | 1
12.02. | 2
12.02. | 3
12.02. | 4
12.02. | 5
12.02. | 6
12.02. | 7
12.02. | 8
12.02. | 9
12.02. | 10
12.02. | 11
12.02. | 12
12.02. | 13
12.02. | 14
12.02. | 15
12.02. | 16
12.02. | 17
12.02. | 18
12.02. | 19
12.02. | 20
12.02. | 21
12.02. | 22
12.02. | 23
12.02. | 24
13.02. | 1
13.02. | 2
13.02. | 3
13.02. | 4
13.02. | 5
13.02. | 6
13.02. | 7
13.02. | 8
13.02. | 9
13.02. | 10
13.02. | 11
13.02. | 12
13.02. | 13
13.02. | 14
13.02. | 15
13.02. | 16
13.02. | 17
13.02. | 18
13.02. | 19
13.02. | 20
13.02. | 21
13.02. | 22
13.02. | 23
13.02. | 24
14.02. | 1
14.02. | 2
14.02. | 3
14.02. | 4
14.02. | 5
14.02. | 6
14.02. | 7
14.02. | 8
14.02. | 9
14.02. | 10
14.02. | 11
14.02. | 12
14.02. | 13
14.02. | 14
14.02. | 15
14.02. | 16
14.02. | 17
14.02. | 18
14.02. | 19
14.02. | 20
14.02. | 21
14.02. | 22
14.02. | 23
14.02. | 24
15.02. | 1
15.02. | 2
15.02. | 3
15.02. | 4
15.02. | 5
15.02. | 6
15.02. | 7
15.02. | 8
15.02. | 9
15.02. | 10
15.02. | 11
15.02. | 12
15.02. | 13
15.02. | 14
15.02. | 15
15.02. | 16
15.02. | 17
15.02. | 18
15.02. | 19
15.02. | 20
15.02. | 21
15.02. | 22
15.02. | 23
15.02. | 24
16.02. | 1
16.02. | 2
16.02. | 3
16.02. | 4
16.02. | 5
16.02. | 6
16.02. | 7
16.02. | 8
16.02. | 9
16.02. | 10
16.02. | 11
16.02. | 12
16.02. | 13
16.02. | 14
16.02. | 15
16.02. | 16
16.02. | 17
16.02. | 18
16.02. | 19
16.02. | 20
16.02. | 21
16.02. | 22
16.02. | 23
16.02. | 24
17.02. | 1
17.02. | 2
17.02. | 3
17.02. | 4
17.02. | 5
17.02. | 6
17.02. | 7
17.02. | 8
17.02. | 9
17.02. | 10
17.02. | 11
17.02. | 12
17.02. | 13
17.02. | 14
17.02. | 15
17.02. | 16
17.02. | 17
17.02. | 18
17.02. | 19
17.02. | 20
17.02. | 21
17.02. | 22
17.02. | 23
17.02. | 24
18.02. | 1
18.02. | 2
18.02. | 3
18.02. | 4
18.02. | 5
18.02. | 6
18.02. | 7
18.02. | 8
18.02. | 9
18.02. | 10
18.02. | 11
18.02. | 12
18.02. | 13
18.02. | 14
18.02. | 15
18.02. | 16
18.02. | 17
18.02. | 18
18.02. | 19
18.02. | 20
18.02. | 21
18.02. | 22
18.02. | 23
18.02. | 24
19.02. | 1
19.02. | 2
19.02. | 3
19.02. | 4
19.02. | 5
19.02. | 6
19.02. | 7
19.02. | 8
19.02. | 9
19.02. | 10
19.02. | 11
19.02. | 12
19.02. | 13
19.02. | 14
19.02. | 15
19.02. | 16
19.02. | 17
19.02. | 18
19.02. | 19
19.02. | 20
19.02. | 21
19.02. | 22
19.02. | 23
19.02. | 24
20.02. | 1
20.02. | 2
20.02. | 3
20.02. | 4
20.02. | 5
20.02. | 6
20.02. | 7
20.02. | 8
20.02. | 9
20.02. | 10
20.02. | 11
20.02. | 12
20.02. | 13
20.02. | 14
20.02. | 15
20.02. | 16
20.02. | 17
20.02. | 18
20.02. | 19
20.02. | 20
20.02. | 21
20.02. | 22
20.02. | 23
20.02. | 24
21.02. | 1
21.02. | 2
21.02. | 3
21.02. | 4
21.02. | 5
21.02. | 6
21.02. | 7
21.02. | 8
21.02. | 9
21.02. | 10
21.02. | 11
21.02. | 12
21.02. | 13
21.02. | 14
21.02. | 15
21.02. | 16
21.02. | 17
21.02. | 18
21.02. | 19
21.02. | 20
21.02. | 21
21.02. | 22
21.02. | 23
21.02. | 24
22.02. | 1
22.02. | 2
22.02. | 3
22.02. | 4
22.02. | 5
22.02. | 6
22.02. | 7
22.02. | 8
22.02. | 9
22.02. | 10
22.02. | 11
22.02. | 12
22.02. | 13
22.02. | 14
22.02. | 15
22.02. | 16
22.02. | 17
22.02. | 18
22.02. | 19
22.02. | 20
22.02. | 21
22.02. | 22
22.02. | 23
22.02. | 24
23.02. | 1
23.02. | 2
23.02. | 3
23.02. | 4
23.02. | 5
23.02. | 6
23.02. | 7
23.02. | 8
23.02. | 9
23.02. | 10
23.02. | 11
23.02. | 12
23.02. | 13
23.02. | 14
23.02. | 15
23.02. | 16
23.02. | 17
23.02. | 18
23.02. | 19
23.02. | 20
23.02. | 21
23.02. | 22
23.02. | 23
23.02. | 24
24.02. | 1
24.02. | 2
24.02. | 3
24.02. | 4
24.02. | 5
24.02. | 6
24.02. | 7
24.02. | 8
24.02. | 9
24.02. | 10
24.02. | 11
24.02. | 12
24.02. | 13
24.02. | 14
24.02. | 15
24.02. | 16
24.02. | 17
24.02. | 18
24.02. | 19
24.02. | 20
24.02. | 21
24.02. | 22
24.02. | 23
24.02. | 24
25.02. | 1
25.02. | 2
25.02. | 3
25.02. | 4
25.02. | 5
25.02. | 6
25.02. | 7
25.02. | 8
25.02. | 9
25.02. | 10
25.02. | 11
25.02. | 12
25.02. | 13
25.02. | 14
25.02. | 15
25.02. | 16
25.02. | 17
25.02. | 18
25.02. | 19
25.02. | 20
25.02. | 21
25.02. | 22
25.02. | 23
25.02. | 24
26.02. | 1
26.02. | 2
26.02. | 3
26.02. | 4
26.02. | 5
26.02. | 6
26.02. | 7
26.02. | 8
26.02. | 9
26.02. | 10
26.02. | 11
26.02. | 12
26.02. | 13
26.02. | 14
26.02. | 15
26.02. | 16
26.02. | 17
26.02. | 18
26.02. | 19
26.02. | 20
26.02. | 21
26.02. | 22
26.02. | 23
26.02. | 24
27.02. | 1
27.02. | 2
27.02. | 3
27.02. | 4
27.02. | 5
27.02. | 6
27.02. | 7
27.02. | 8
27.02. | 9
27.02. | 10
27.02. | 11
27.02. | 12
27.02. | 13
27.02. | 14
27.02. | 15
27.02. | 16
27.02. | 17
27.02. | 18
27.02. | 19
27.02. | 20
27.02. | 21
27.02. | 22
27.02. | 23
27.02. | 24
28.02. | 1
28.02. | 2
28.02. | 3
28.02. | 4
28.02. | 5
28.02. | 6
28.02. | 7
28.02. | 8
28.02. | 9
28.02. | 10
28.02. | 11
28.02. | 12
28.02. | 13
28.02. | 14
28.02. | 15
28.02. | 16
28.02. | 17
28.02. | 18
28.02. | 19
28.02. | 20
28.02. | 21
28.02. | 22
28.02. | 23
28.02. | 24
01.03. | 1
01.03. | 2
01.03. | 3
01.03. | 4
01.03. | 5
01.03. | 6
01.03. | 7
01.03. | 8
01.03. | 9
01.03. | 10
01.03. | 11
01.03. | 12
01.03. | 13
01.03. | 14
01.03. | 15
01.03. | 16
01.03. | 17
01.03. | 18
01.03. | 19
01.03. | 20
01.03. | 21
01.03. | 22
01.03. | 23
01.03. | 24
02.03. | 1
02.03. | 2
02.03. | 3
02.03. | 4
02.03. | 5
02.03. | 6
02.03. | 7
02.03. | 8
02.03. | 9
02.03. | 10
02.03. | 11
02.03. | 12
02.03. | 13
02.03. | 14
02.03. | 15
02.03. | 16
02.03. | 17
02.03. | 18
02.03. | 19
02.03. | 20
02.03. | 21
02.03. | 22
02.03. | 23
02.03. | 24
03.03. | 1
03.03. | 2
03.03. | 3
03.03. | 4
03.03. | 5
03.03. | 6
03.03. | 7
03.03. | 8
03.03. | 9
03.03. | 10
03.03. | 11
03.03. | 12
03.03. | 13
03.03. | 14
03.03. | 15
03.03. | 16
03.03. | 17
03.03. | 18
03.03. | 19
03.03. | 20
03.03. | 21
03.03. | 22
03.03. | 23
03.03. | 24
04.03. | 1
04.03. | 2
04.03. | 3
04.03. | 4
04.03. | 5
04.03. | 6
04.03. | 7
04.03. | 8
04.03. | 9
04.03. | 10
04.03. | 11
04.03. | 12
04.03. | 13
04.03. | 14
04.03. | 15
04.03. | 16
04.03. | 17
04.03. | 18
04.03. | 19
04.03. | 20
04.03. | 21
04.03. | 22
04.03. | 23
04.03. | 24
05.03. | 1
05.03. | 2
05.03. | 3
05.03. | 4
05.03. | 5
05.03. | 6
05.03. | 7
05.03. | 8
05.03. | 9
05.03. | 10
05.03. | 11
05.03. | 12
05.03. | 13
05.03. | 14
05.03. | 15
05.03. | 16
05.03. | 17
05.03. | 18
05.03. | 19
05.03. | 20
05.03. | 21
05.03. | 22
05.03. | 23
05.03. | 24
06.03. | 1
06.03. | 2
06.03. | 3
06.03. | 4
06.03. | 5
06.03. | 6
06.03. | 7
06.03. | 8
06.03. | 9
06.03. | 10
06.03. | 11
06.03. | 12
06.03. | 13
06.03. | 14
06.03. | 15
06.03. | 16
06.03. | 17
06.03. | 18
06.03. | 19
06.03. | 20
06.03. | 21
06.03. | 22
06.03. | 23
06.03. | 24
07.03. | 1
07.03. | 2
07.03. | 3
07.03. | 4
07.03. | 5
07.03. | 6
07.03. | 7
07.03. | 8
07.03. | 9
07.03. | 10
07.03. | 11
07.03. | 12
07.03. | 13
07.03. | 14
07.03. | 15
07.03. | 16
07.03. | 17
07.03. | 18
07.03. | 19
07.03. | 20
07.03. | 21
07.03. | 22
07.03. | 23
07.03. | 24
08.03. | 1
08.03. | 2
08.03. | 3
08.03. | 4
08.03. | 5
08.03. | 6
08.03. | 7
08.03. | 8
08.03. | 9
08.03. | 10
08.03. | 11
08.03. | 12
08.03. | 13
08.03. | 14
08.03. | 15
08.03. | 16
08.03. | 17
08.03. | 18
08.03. | 19
08.03. | 20
08.03. | 21
08.03. | 22
08.03. | 23
08.03. | 24
09.03. | 1
09.03. | 2
09.03. | 3
09.03. | 4
09.03. | 5
09.03. | 6
09.03. | 7
09.03. | 8
09.03. | 9
09.03. | 10
09.03. | 11
09.03. | 12
09.03. | 13
09.03. | 14
09.03. | 15
09.03. | 16
09.03. | 17
09.03. | 18
09.03. | 19
09.03. | 20
09.03. | 21
09.03. | 22
09.03. | 23
09.03. | 24
10.03. | 1
10.03. | 2
10.03. | 3
10.03. | 4
10.03. | 5
10.03. | 6
10.03. | 7
10.03. | 8
10.03. | 9
10.03. | 10
10.03. | 11
10.03. | 12
10.03. | 13
10.03. | 14
10.03. | 15
10.03. | 16
10.03. | 17
10.03. | 18
10.03. | 19
10.03. | 20
10.03. | 21
10.03. | 22
10.03. | 23
10.03. | 24
11.03. | 1
11.03. | 2
11.03. | 3
11.03. | 4
11.03. | 5
11.03. | 6
11.03. | 7
11.03. | 8
11.03. | 9
11.03. | 10
11.03. | 11
11.03. | 12
11.03. | 13
11.03. | 14
11.03. | 15
11.03. | 16
11.03. | 17
11.03. | 18
11.03. | 19
11.03. | 20
11.03. | 21
11.03. | 22
11.03. | 23
11.03. | 24
12.03. | 1
12.03. | 2
12.03. | 3
12.03. | 4
12.03. | 5
12.03. | 6
12.03. | 7
12.03. | 8
12.03. | 9
12.03. | 10
12.03. | 11
12.03. | 12
12.03. | 13
12.03. | 14
12.03. | 15
12.03. | 16
12.03. | 17
12.03. | 18
12.03. | 19
12.03. | 20
12.03. | 21
12.03. | 22
12.03. | 23
12.03. | 24
13.03. | 1
13.03. | 2
13.03. | 3
13.03. | 4
13.03. | 5
13.03. | 6
13.03. | 7
13.03. | 8
13.03. | 9
13.03. | 10
13.03. | 11
13.03. | 12
13.03. | 13
13.03. | 14
13.03. | 15
13.03. | 16
13.03. | 17
13.03. | 18
13.03. | 19
13.03. | 20
13.03. | 21
13.03. | 22
13.03. | 23
13.03. | 24
14.03. | 1
14.03. | 2
14.03. | 3
14.03. | 4
14.03. | 5
14.03. | 6
14.03. | 7
14.03. | 8
14.03. | 9
14.03. | 10
14.03. | 11
14.03. | 12
14.03. | 13
14.03. | 14
14.03. | 15
14.03. | 16
14.03. | 17
14.03. | 18
14.03. | 19
14.03. | 20
14.03. | 21
14.03. | 22
14.03. | 23
14.03. | 24
15.03. | 1
15.03. | 2
15.03. | 3
15.03. | 4
15.03. | 5
15.03. | 6
15.03. | 7
15.03. | 8
15.03. | 9
15.03. | 10
15.03. | 11
15.03. | 12
15.03. | 13
15.03. | 14
15.03. | 15
15.03. | 16
15.03. | 17
15.03. | 18
15.03. | 19
15.03. | 20
15.03. | 21
15.03. | 22
15.03. | 23
15.03. | 24
16.03. | 1
16.03. | 2
16.03. | 3
16.03. | 4
16.03. | 5
16.03. | 6
16.03. | 7
16.03. | 8
16.03. | 9
16.03. | 10
16.03. | 11
16.03. | 12
16.03. | 13
16.03. | 14
16.03. | 15
16.03. | 16
16.03. | 17
16.03. | 18
16.03. | 19
16.03. | 20
16.03. | 21
16.03. | 22
16.03. | 23
16.03. | 24
17.03. | 1
17.03. | 2
17.03. | 3
17.03. | 4
17.03. | 5
17.03. | 6
17.03. | 7
17.03. | 8
17.03. | 9
17.03. | 10
17.03. | 11
17.03. | 12
17.03. | 13
17.03. | 14
17.03. | 15
17.03. | 16
17.03. | 17
17.03. | 18
17.03. | 19
17.03. | 20
17.03. | 21
17.03. | 22
17.03. | 23
17.03. | 24
18.03. | 1
18.03. | 2
18.03. | 3
18.03. | 4
18.03. | 5
18.03. | 6
18.03. | 7
18.03. | 8
18.03. | 9
18.03. | 10
18.03. | 11
18.03. | 12
18.03. | 13
18.03. | 14
18.03. | 15
18.03. | 16
18.03. | 17
18.03. | 18
18.03. | 19
18.03. | 20
18.03. | 21
18.03. | 22
18.03. | 23
18.03. | 24
19.03. | 1
19.03. | 2
19.03. | 3
19.03. | 4
19.03. | 5
19.03. | 6
19.03. | 7
19.03. | 8
19.03. | 9
19.03. | 10
19.03. | 11
19.03. | 12
19.03. | 13
19.03. | 14
19.03. | 15
19.03. | 16
19.03. | 17
19.03. | 18
19.03. | 19
19.03. | 20
19.03. | 21
19.03. | 22
19.03. | 23
19.03. | 24
20.03. | 1
20.03. | 2
20.03. | 3
20.03. | 4
20.03. | 5
20.03. | 6
20.03. | 7
20.03. | 8
20.03. | 9
20.03. | 10
20.03. | 11
20.03. | 12
20.03. | 13
20.03. | 14
20.03. | 15
20.03. | 16
20.03. | 17
20.03. | 18
20.03. | 19
20.03. | 20
20.03. | 21
20.03. | 22
20.03. | 23
20.03. | 24
21.03. | 1
21.03. | 2
21.03. | 3
21.03. | 4
21.03. | 5
21.03. | 6
21.03. | 7
21.03. | 8
21.03. | 9
21.03. | 10
21.03. | 11
21.03. | 12
21.03. | 13
21.03. | 14
21.03. | 15
21.03. | 16
21.03. | 17
21.03. | 18
21.03. | 19
21.03. | 20
21.03. | 21
21.03. | 22
21.03. | 23
21.03. | 24
22.03. | 1
22.03. | 2
22.03. | 3
22.03. | 4
22.03. | 5
22.03. | 6
22.03. | 7
22.03. | 8
22.03. | 9
22.03. | 10
22.03. | 11
22.03. | 12
22.03. | 13
22.03. | 14
22.03. | 15
22.03. | 16
22.03. | 17
22.03. | 18
22.03. | 19
22.03. | 20
22.03. | 21
22.03. | 22
22.03. | 23
22.03. | 24
23.03. | 1
23.03. | 2
23.03. | 3
23.03. | 4
23.03. | 5
23.03. | 6
23.03. | 7
23.03. | 8
23.03. | 9
23.03. | 10
23.03. | 11
23.03. | 12
23.03. | 13
23.03. | 14
23.03. | 15
23.03. | 16
23.03. | 17
23.03. | 18
23.03. | 19
23.03. | 20
23.03. | 21
23.03. | 22
23.03. | 23
23.03. | 24
24.03. | 1
24.03. | 2
24.03. | 3
24.03. | 4
24.03. | 5
24.03. | 6
24.03. | 7
24.03. | 8
24.03. | 9
24.03. | 10
24.03. | 11
24.03. | 12
24.03. | 13
24.03. | 14
24.03. | 15
24.03. | 16
24.03. | 17
24.03. | 18
24.03. | 19
24.03. | 20
24.03. | 21
24.03. | 22
24.03. | 23
24.03. | 24
25.03. | 1
25.03. | 2
25.03. | 3
25.03. | 4
25.03. | 5
25.03. | 6
25.03. | 7
25.03. | 8
25.03. | 9
25.03. | 10
25.03. | 11
25.03. | 12
25.03. | 13
25.03. | 14
25.03. | 15
25.03. | 16
25.03. | 17
25.03. | 18
25.03. | 19
25.03. | 20
25.03. | 21
25.03. | 22
25.03. | 23
25.03. | 24
26.03. | 1
26.03. | 2
26.03. | 3
26.03. | 4
26.03. | 5
26.03. | 6
26.03. | 7
26.03. | 8
26.03. | 9
26.03. | 10
26.03. | 11
26.03. | 12
26.03. | 13
26.03. | 14
26.03. | 15
26.03. | 16
26.03. | 17
26.03. | 18
26.03. | 19
26.03. | 20
26.03. | 21
26.03. | 22
26.03. | 23
26.03. | 24
27.03. | 1
27.03. | 2
27.03. | 3
27.03. | 4
27.03. | 5
27.03. | 6
27.03. | 7
27.03. | 8
27.03. | 9
27.03. | 10
27.03. | 11
27.03. | 12
27.03. | 13
27.03. | 14
27.03. | 15
27.03. | 16
27.03. | 17
27.03. | 18
27.03. | 19
27.03. | 20
27.03. | 21
27.03. | 22
27.03. | 23
27.03. | 24
28.03. | 1
28.03. | 2
28.03. | 3
28.03. | 4
28.03. | 5
28.03. | 6
28.03. | 7
28.03. | 8
28.03. | 9
28.03. | 10
28.03. | 11
28.03. | 12
28.03. | 13
28.03. | 14
28.03. | 15
28.03. | 16
28.03. | 17
28.03. | 18
28.03. | 19
28.03. | 20
28.03. | 21
28.03. | 22
28.03. | 23
28.03. | 24
29.03. | 1
29.03. | 2
29.03. | 3
29.03. | 4
29.03. | 5
29.03. | 6
29.03. | 7
29.03. | 8
29.03. | 9
29.03. | 10
29.03. | 11
29.03. | 12
29.03. | 13
29.03. | 14
29.03. | 15
29.03. | 16
29.03. | 17
29.03. | 18
29.03. | 19
29.03. | 20
29.03. | 21
29.03. | 22
29.03. | 23
29.03. | 24
30.03. | 1
30.03. | 2
30.03. | 3
30.03. | 4
30.03. | 5
30.03. | 6
30.03. | 7
30.03. | 8
30.03. | 9
30.03. | 10
30.03. | 11
30.03. | 12
30.03. | 13
30.03. | 14
30.03. | 15
30.03. | 16
30.03. | 17
30.03. | 18
30.03. | 19
30.03. | 20
30.03. | 21
30.03. | 22
30.03. | 23
30.03. | 24
31.03. | 1
31.03. | 2
31.03. | 3
31.03. | 4
31.03. | 5
31.03. | 6
31.03. | 7
31.03. | 8
31.03. | 9
31.03. | 10
31.03. | 11
31.03. | 12
31.03. | 13
31.03. | 14
31.03. | 15
31.03. | 16
31.03. | 17
31.03. | 18
31.03. | 19
31.03. | 20
31.03. | 21
31.03. | 22
31.03. | 23
31.03. | 24
01.04. | 1
01.04. | 2
01.04. | 3
01.04. | 4
01.04. | 5
01.04. | 6
01.04. | 7
01.04. | 8
01.04. | 9
01.04. | 10
01.04. | 11
01.04. | 12
01.04. | 13
01.04. | 14
01.04. | 15
01.04. | 16
01.04. | 17
01.04. | 18
01.04. | 19
01.04. | 20
01.04. | 21
01.04. | 22
01.04. | 23
01.04. | 24
02.04. | 1
02.04. | 2
02.04. | 3
02.04. | 4
02.04. | 5
02.04. | 6
02.04. | 7
02.04. | 8
02.04. | 9
02.04. | 10
02.04. | 11
02.04. | 12
02.04. | 13
02.04. | 14
02.04. | 15
02.04. | 16
02.04. | 17
02.04. | 18
02.04. | 19
02.04. | 20
02.04. | 21
02.04. | 22
02.04. | 23
02.04. | 24
03.04. | 1
03.04. | 2
03.04. | 3
03.04. | 4
03.04. | 5
03.04. | 6
03.04. | 7
03.04. | 8
03.04. | 9
03.04. | 10
03.04. | 11
03.04. | 12
03.04. | 13
03.04. | 14
03.04. | 15
03.04. | 16
03.04. | 17
03.04. | 18
03.04. | 19
03.04. | 20
03.04. | 21
03.04. | 22
03.04. | 23
03.04. | 24
04.04. | 1
04.04. | 2
04.04. | 3
04.04. | 4
04.04. | 5
04.04. | 6
04.04. | 7
04.04. | 8
04.04. | 9
04.04. | 10
04.04. | 11
04.04. | 12
04.04. | 13
04.04. | 14
04.04. | 15
04.04. | 16
04.04. | 17
04.04. | 18
04.04. | 19
04.04. | 20
04.04. | 21
04.04. | 22
04.04. | 23
04.04. | 24
05.04. | 1
05.04. | 2
05.04. | 3
05.04. | 4
05.04. | 5
05.04. | 6
05.04. | 7
05.04. | 8
05.04. | 9
05.04. | 10
05.04. | 11
05.04. | 12
05.04. | 13
05.04. | 14
05.04. | 15
05.04. | 16
05.04. | 17
05.04. | 18
05.04. | 19
05.04. | 20
05.04. | 21
05.04. | 22
05.04. | 23
05.04. | 24
06.04. | 1
06.04. | 2
06.04. | 3
06.04. | 4
06.04. | 5
06.04. | 6
06.04. | 7
06.04. | 8
06.04. | 9
06.04. | 10
06.04. | 11
06.04. | 12
06.04. | 13
06.04. | 14
06.04. | 15
06.04. | 16
06.04. | 17
06.04. | 18
06.04. | 19
06.04. | 20
06.04. | 21
06.04. | 22
06.04. | 23
06.04. | 24
07.04. | 1
07.04. | 2
07.04. | 3
07.04. | 4
07.04. | 5
07.04. | 6
07.04. | 7
07.04. | 8
07.04. | 9
07.04. | 10
07.04. | 11
07.04. | 12
07.04. | 13
07.04. | 14
07.04. | 15
07.04. | 16
07.04. | 17
07.04. | 18
07.04. | 19
07.04. | 20
07.04. | 21
07.04. | 22
07.04. | 23
07.04. | 24
08.04. | 1
08.04. | 2
08.04. | 3
08.04. | 4
08.04. | 5
08.04. | 6
08.04. | 7
08.04. | 8
08.04. | 9
08.04. | 10
08.04. | 11
08.04. | 12
08.04. | 13
08.04. | 14
08.04. | 15
08.04. | 16
08.04. | 17
08.04. | 18
08.04. | 19
08.04. | 20
08.04. | 21
08.04. | 22
08.04. | 23
08.04. | 24
09.04. | 1
09.04. | 2
09.04. | 3
09.04. | 4
09.04. | 5
09.04. | 6
09.04. | 7
09.04. | 8
09.04. | 9
09.04. | 10
09.04. | 11
09.04. | 12
09.04. | 13
09.04. | 14
09.04. | 15
09.04. | 16
09.04. | 17
09.04. | 18
09.04. | 19
09.04. | 20
09.04. | 21
09.04. | 22
09.04. | 23
09.04. | 24
10.04. | 1
10.04. | 2
10.04. | 3
10.04. | 4
10.04. | 5
10.04. | 6
10.04. | 7
10.04. | 8
10.04. | 9
10.04. | 10
10.04. | 11
10.04. | 12
10.04. | 13
10.04. | 14
10.04. | 15
10.04. | 16
10.04. | 17
10.04. | 18
10.04. | 19
10.04. | 20
10.04. | 21
10.04. | 22
10.04. | 23
10.04. | 24
11.04. | 1
11.04. | 2
11.04. | 3
11.04. | 4
11.04. | 5
11.04. | 6
11.04. | 7
11.04. | 8
11.04. | 9
11.04. | 10
11.04. | 11
11.04. | 12
11.04. | 13
11.04. | 14
11.04. | 15
11.04. | 16
11.04. | 17
11.04. | 18
11.04. | 19
11.04. | 20
11.04. | 21
11.04. | 22
11.04. | 23
11.04. | 24
12.04. | 1
12.04. | 2
12.04. | 3
12.04. | 4
12.04. | 5
12.04. | 6
12.04. | 7
12.04. | 8
12.04. | 9
12.04. | 10
12.04. | 11
12.04. | 12
12.04. | 13
12.04. | 14
12.04. | 15
12.04. | 16
12.04. | 17
12.04. | 18
12.04. | 19
12.04. | 20
12.04. | 21
12.04. | 22
12.04. | 23
12.04. | 24
13.04. | 1
13.04. | 2
13.04. | 3
13.04. | 4
13.04. | 5
13.04. | 6
13.04. | 7
13.04. | 8
13.04. | 9
13.04. | 10
13.04. | 11
13.04. | 12
13.04. | 13
13.04. | 14
13.04. | 15
13.04. | 16
13.04. | 17
13.04. | 18
13.04. | 19
13.04. | 20
13.04. | 21
13.04. | 22
13.04. | 23
13.04. | 24
14.04. | 1
14.04. | 2
14.04. | 3
14.04. | 4
14.04. | 5
14.04. | 6
14.04. | 7
14.04. | 8
14.04. | 9
14.04. | 10
14.04. | 11
14.04. | 12
14.04. | 13
14.04. | 14
14.04. | 15
14.04. | 16
14.04. | 17
14.04. | 18
14.04. | 19
14.04. | 20
14.04. | 21
14.04. | 22
14.04. | 23
14.04. | 24
15.04. | 1
15.04. | 2
15.04. | 3
15.04. | 4
15.04. | 5
15.04. | 6
15.04. | 7
15.04. | 8
15.04. | 9
15.04. | 10
15.04. | 11
15.04. | 12
15.04. | 13
15.04. | 14
15.04. | 15
15.04. | 16
15.04. | 17
15.04. | 18
15.04. | 19
15.04. | 20
15.04. | 21
15.04. | 22
15.04. | 23
15.04. | 24
16.04. | 1
16.04. | 2
16.04. | 3
16.04. | 4
16.04. | 5
16.04. | 6
16.04. | 7
16.04. | 8
16.04. | 9
16.04. | 10
16.04. | 11
16.04. | 12
16.04. | 13
16.04. | 14
16.04. | 15
16.04. | 16
16.04. | 17
16.04. | 18
16.04. | 19
16.04. | 20
16.04. | 21
16.04. | 22
16.04. | 23
16.04. | 24
17.04. | 1
17.04. | 2
17.04. | 3
17.04. | 4
17.04. | 5
17.04. | 6
17.04. | 7
17.04. | 8
17.04. | 9
17.04. | 10
17.04. | 11
17.04. | 12
17.04. | 13
17.04. | 14
17.04. | 15
17.04. | 16
17.04. | 17
17.04. | 18
17.04. | 19
17.04. | 20
17.04. | 21
17.04. | 22
17.04. | 23
17.04. | 24
18.04. | 1
18.04. | 2
18.04. | 3
18.04. | 4
18.04. | 5
18.04. | 6
18.04. | 7
18.04. | 8
18.04. | 9
18.04. | 10
18.04. | 11
18.04. | 12
18.04. | 13
18.04. | 14
18.04. | 15
18.04. | 16
18.04. | 17
18.04. | 18
18.04. | 19
18.04. | 20
18.04. | 21
18.04. | 22
18.04. | 23
18.04. | 24
19.04. | 1
19.04. | 2
19.04. | 3
19.04. | 4
19.04. | 5
19.04. | 6
19.04. | 7
19.04. | 8
19.04. | 9
19.04. | 10
19.04. | 11
19.04. | 12
19.04. | 13
19.04. | 14
19.04. | 15
19.04. | 16
19.04. | 17
19.04. | 18
19.04. | 19
19.04. | 20
19.04. | 21
19.04. | 22
19.04. | 23
19.04. | 24
20.04. | 1
20.04. | 2
20.04. | 3
20.04. | 4
20.04. | 5
20.04. | 6
20.04. | 7
20.04. | 8
20.04. | 9
20.04. | 10
20.04. | 11
20.04. | 12
20.04. | 13
20.04. | 14
20.04. | 15
20.04. | 16
20.04. | 17
20.04. | 18
20.04. | 19
20.04. | 20
20.04. | 21
20.04. | 22
20.04. | 23
20.04. | 24
21.04. | 1
21.04. | 2
21.04. | 3
21.04. | 4
21.04. | 5
21.04. | 6
21.04. | 7
21.04. | 8
21.04. | 9
21.04. | 10
21.04. | 11
21.04. | 12
21.04. | 13
21.04. | 14
21.04. | 15
21.04. | 16
21.04. | 17
21.04. | 18
21.04. | 19
21.04. | 20
21.04. | 21
21.04. | 22
21.04. | 23
21.04. | 24
22.04. | 1
22.04. | 2
22.04. | 3
22.04. | 4
22.04. | 5
22.04. | 6
22.04. | 7
22.04. | 8
22.04. | 9
22.04. | 10
22.04. | 11
22.04. | 12
22.04. | 13
22.04. | 14
22.04. | 15
22.04. | 16
22.04. | 17
22.04. | 18
22.04. | 19
22.04. | 20
22.04. | 21
22.04. | 22
22.04. | 23
22.04. | 24
23.04. | 1
23.04. | 2
23.04. | 3
23.04. | 4
23.04. | 5
23.04. | 6
23.04. | 7
23.04. | 8
23.04. | 9
23.04. | 10
23.04. | 11
23.04. | 12
23.04. | 13
23.04. | 14
23.04. | 15
23.04. | 16
23.04. | 17
23.04. | 18
23.04. | 19
23.04. | 20
23.04. | 21
23.04. | 22
23.04. | 23
23.04. | 24
24.04. | 1
24.04. | 2
24.04. | 3
24.04. | 4
24.04. | 5
24.04. | 6
24.04. | 7
24.04. | 8
24.04. | 9
24.04. | 10
24.04. | 11
24.04. | 12
24.04. | 13
24.04. | 14
24.04. | 15
24.04. | 16
24.04. | 17
24.04. | 18
24.04. | 19
24.04. | 20
24.04. | 21
24.04. | 22
24.04. | 23
24.04. | 24
25.04. | 1
25.04. | 2
25.04. | 3
25.04. | 4
25.04. | 5
25.04. | 6
25.04. | 7
25.04. | 8
25.04. | 9
25.04. | 10
25.04. | 11
25.04. | 12
25.04. | 13
25.04. | 14
25.04. | 15
25.04. | 16
25.04. | 17
25.04. | 18
25.04. | 19
25.04. | 20
25.04. | 21
25.04. | 22
25.04. | 23
25.04. | 24
26.04. | 1
26.04. | 2
26.04. | 3
26.04. | 4
26.04. | 5
26.04. | 6
26.04. | 7
26.04. | 8
26.04. | 9
26.04. | 10
26.04. | 11
26.04. | 12
26.04. | 13
26.04. | 14
26.04. | 15
26.04. | 16
26.04. | 17
26.04. | 18
26.04. | 19
26.04. | 20
26.04. | 21
26.04. | 22
26.04. | 23
26.04. | 24
27.04. | 1
27.04. | 2
27.04. | 3
27.04. | 4
27.04. | 5
27.04. | 6
27.04. | 7
27.04. | 8
27.04. | 9
27.04. | 10
27.04. | 11
27.04. | 12
27.04. | 13
27.04. | 14
27.04. | 15
27.04. | 16
27.04. | 17
27.04. | 18
27.04. | 19
27.04. | 20
27.04. | 21
27.04. | 22
27.04. | 23
27.04. | 24
28.04. | 1
28.04. | 2
28.04. | 3
28.04. | 4
28.04. | 5
28.04. | 6
28.04. | 7
28.04. | 8
28.04. | 9
28.04. | 10
28.04. | 11
28.04. | 12
28.04. | 13
28.04. | 14
28.04. | 15
28.04. | 16
28.04. | 17
28.04. | 18
28.04. | 19
28.04. | 20
28.04. | 21
28.04. | 22
28.04. | 23
28.04. | 24
29.04. | 1
29.04. | 2
29.04. | 3
29.04. | 4
29.04. | 5
29.04. | 6
29.04. | 7
29.04. | 8
29.04. | 9
29.04. | 10
29.04. | 11
29.04. | 12
29.04. | 13
29.04. | 14
29.04. | 15
29.04. | 16
29.04. | 17
29.04. | 18
29.04. | 19
29.04. | 20
29.04. | 21
29.04. | 22
29.04. | 23
29.04. | 24
30.04. | 1
30.04. | 2
30.04. | 3
30.04. | 4
30.04. | 5
30.04. | 6
30.04. | 7
30.04. | 8
30.04. | 9
30.04. | 10
30.04. | 11
30.04. | 12
30.04. | 13
30.04. | 14
30.04. | 15
30.04. | 16
30.04. | 17
30.04. | 18
30.04. | 19
30.04. | 20
30.04. | 21
30.04. | 22
30.04. | 23
30.04. | 24
01.05. | 1
01.05. | 2
01.05. | 3
01.05. | 4
01.05. | 5
01.05. | 6
01.05. | 7
01.05. | 8
01.05. | 9
01.05. | 10
01.05. | 11
01.05. | 12
01.05. | 13
01.05. | 14
01.05. | 15
01.05. | 16
01.05. | 17
01.05. | 18
01.05. | 19
01.05. | 20
01.05. | 21
01.05. | 22
01.05. | 23
01.05. | 24
02.05. | 1
02.05. | 2
02.05. | 3
02.05. | 4
02.05. | 5
02.05. | 6
02.05. | 7
02.05. | 8
02.05. | 9
02.05. | 10
02.05. | 11
02.05. | 12
02.05. | 13
02.05. | 14
02.05. | 15
02.05. | 16
02.05. | 17
02.05. | 18
02.05. | 19
02.05. | 20
02.05. | 21
02.05. | 22
02.05. | 23
02.05. | 24
03.05. | 1
03.05. | 2
03.05. | 3
03.05. | 4
03.05. | 5
03.05. | 6
03.05. | 7
03.05. | 8
03.05. | 9
03.05. | 10
03.05. | 11
03.05. | 12
03.05. | 13
03.05. | 14
03.05. | 15
03.05. | 16
03.05. | 17
03.05. | 18
03.05. | 19
03.05. | 20
03.05. | 21
03.05. | 22
03.05. | 23
03.05. | 24
04.05. | 1
04.05. | 2
04.05. | 3
04.05. | 4
04.05. | 5
04.05. | 6
04.05. | 7
04.05. | 8
04.05. | 9
04.05. | 10
04.05. | 11
04.05. | 12
04.05. | 13
04.05. | 14
04.05. | 15
04.05. | 16
04.05. | 17
04.05. | 18
04.05. | 19
04.05. | 20
04.05. | 21
04.05. | 22
04.05. | 23
04.05. | 24
05.05. | 1
05.05. | 2
05.05. | 3
05.05. | 4
05.05. | 5
05.05. | 6
05.05. | 7
05.05. | 8
05.05. | 9
05.05. | 10
05.05. | 11
05.05. | 12
05.05. | 13
05.05. | 14
05.05. | 15
05.05. | 16
05.05. | 17
05.05. | 18
05.05. | 19
05.05. | 20
05.05. | 21
05.05. | 22
05.05. | 23
05.05. | 24
06.05. | 1
06.05. | 2
06.05. | 3
06.05. | 4
06.05. | 5
06.05. | 6
06.05. | 7
06.05. | 8
06.05. | 9
06.05. | 10
06.05. | 11
06.05. | 12
06.05. | 13
06.05. | 14
06.05. | 15
06.05. | 16
06.05. | 17
06.05. | 18
06.05. | 19
06.05. | 20
06.05. | 21
06.05. | 22
06.05. | 23
06.05. | 24
07.05. | 1
07.05. | 2
07.05. | 3
07.05. | 4
07.05. | 5
07.05. | 6
07.05. | 7
07.05. | 8
07.05. | 9
07.05. | 10
07.05. | 11
07.05. | 12
07.05. | 13
07.05. | 14
07.05. | 15
07.05. | 16
07.05. | 17
07.05. | 18
07.05. | 19
07.05. | 20
07.05. | 21
07.05. | 22
07.05. | 23
07.05. | 24
08.05. | 1
08.05. | 2
08.05. | 3
08.05. | 4
08.05. | 5
08.05. | 6
08.05. | 7
08.05. | 8
08.05. | 9
08.05. | 10
08.05. | 11
08.05. | 12
08.05. | 13
08.05. | 14
08.05. | 15
08.05. | 16
08.05. | 17
08.05. | 18
08.05. | 19
08.05. | 20
08.05. | 21
08.05. | 22
08.05. | 23
08.05. | 24
09.05. | 1
09.05. | 2
09.05. | 3
09.05. | 4
09.05. | 5
09.05. | 6
09.05. | 7
09.05. | 8
09.05. | 9
09.05. | 10
09.05. | 11
09.05. | 12
09.05. | 13
09.05. | 14
09.05. | 15
09.05. | 16
09.05. | 17
09.05. | 18
09.05. | 19
09.05. | 20
09.05. | 21
09.05. | 22
09.05. | 23
09.05. | 24
10.05. | 1
10.05. | 2
10.05. | 3
10.05. | 4
10.05. | 5
10.05. | 6
10.05. | 7
10.05. | 8
10.05. | 9
10.05. | 10
10.05. | 11
10.05. | 12
10.05. | 13
10.05. | 14
10.05. | 15
10.05. | 16
10.05. | 17
10.05. | 18
10.05. | 19
10.05. | 20
10.05. | 21
10.05. | 22
10.05. | 23
10.05. | 24
11.05. | 1
11.05. | 2
11.05. | 3
11.05. | 4
11.05. | 5
11.05. | 6
11.05. | 7
11.05. | 8
11.05. | 9
11.05. | 10
11.05. | 11
11.05. | 12
11.05. | 13
11.05. | 14
11.05. | 15
11.05. | 16
11.05. | 17
11.05. | 18
11.05. | 19
11.05. | 20
11.05. | 21
11.05. | 22
11.05. | 23
11.05. | 24
12.05. | 1
12.05. | 2
12.05. | 3
12.05. | 4
12.05. | 5
12.05. | 6
12.05. | 7
12.05. | 8
12.05. | 9
12.05. | 10
12.05. | 11
12.05. | 12
12.05. | 13
12.05. | 14
12.05. | 15
12.05. | 16
12.05. | 17
12.05. | 18
12.05. | 19
12.05. | 20
12.05. | 21
12.05. | 22
12.05. | 23
12.05. | 24
13.05. | 1
13.05. | 2
13.05. | 3
13.05. | 4
13.05. | 5
13.05. | 6
13.05. | 7
13.05. | 8
13.05. | 9
13.05. | 10
13.05. | 11
13.05. | 12
13.05. | 13
13.05. | 14
13.05. | 15
13.05. | 16
13.05. | 17
13.05. | 18
13.05. | 19
13.05. | 20
13.05. | 21
13.05. | 22
13.05. | 23
13.05. | 24
14.05. | 1
14.05. | 2
14.05. | 3
14.05. | 4
14.05. | 5
14.05. | 6
14.05. | 7
14.05. | 8
14.05. | 9
14.05. | 10
14.05. | 11
14.05. | 12
14.05. | 13
14.05. | 14
14.05. | 15
14.05. | 16
14.05. | 17
14.05. | 18
14.05. | 19
14.05. | 20
14.05. | 21
14.05. | 22
14.05. | 23
14.05. | 24
15.05. | 1
15.05. | 2
15.05. | 3
15.05. | 4
15.05. | 5
15.05. | 6
15.05. | 7
15.05. | 8
15.05. | 9
15.05. | 10
15.05. | 11
15.05. | 12
15.05. | 13
15.05. | 14
15.05. | 15
15.05. | 16
15.05. | 17
15.05. | 18
15.05. | 19
15.05. | 20
15.05. | 21
15.05. | 22
15.05. | 23
15.05. | 24
16.05. | 1
16.05. | 2
16.05. | 3
16.05. | 4
16.05. | 5
16.05. | 6
16.05. | 7
16.05. | 8
16.05. | 9
16.05. | 10
16.05. | 11
16.05. | 12
16.05. | 13
16.05. | 14
16.05. | 15
16.05. | 16
16.05. | 17
16.05. | 18
16.05. | 19
16.05. | 20
16.05. | 21
16.05. | 22
16.05. | 23
16.05. | 24
17.05. | 1
17.05. | 2
17.05. | 3
17.05. | 4
17.05. | 5
17.05. | 6
17.05. | 7
17.05. | 8
17.05. | 9
17.05. | 10
17.05. | 11
17.05. | 12
17.05. | 13
17.05. | 14
17.05. | 15
17.05. | 16
17.05. | 17
17.05. | 18
17.05. | 19
17.05. | 20
17.05. | 21
17.05. | 22
17.05. | 23
17.05. | 24
18.05. | 1
18.05. | 2
18.05. | 3
18.05. | 4
18.05. | 5
18.05. | 6
18.05. | 7
18.05. | 8
18.05. | 9
18.05. | 10
18.05. | 11
18.05. | 12
18.05. | 13
18.05. | 14
18.05. | 15
18.05. | 16
18.05. | 17
18.05. | 18
18.05. | 19
18.05. | 20
18.05. | 21
18.05. | 22
18.05. | 23
18.05. | 24
19.05. | 1
19.05. | 2
19.05. | 3
19.05. | 4
19.05. | 5
19.05. | 6
19.05. | 7
19.05. | 8
19.05. | 9
19.05. | 10
19.05. | 11
19.05. | 12
19.05. | 13
19.05. | 14
19.05. | 15
19.05. | 16
19.05. | 17
19.05. | 18
19.05. | 19
19.05. | 20
19.05. | 21
19.05. | 22
19.05. | 23
19.05. | 24
20.05. | 1
20.05. | 2
20.05. | 3
20.05. | 4
20.05. | 5
20.05. | 6
20.05. | 7
20.05. | 8
20.05. | 9
20.05. | 10
20.05. | 11
20.05. | 12
20.05. | 13
20.05. | 14
20.05. | 15
20.05. | 16
20.05. | 17
20.05. | 18
20.05. | 19
20.05. | 20
20.05. | 21
20.05. | 22
20.05. | 23
20.05. | 24
21.05. | 1
21.05. | 2
21.05. | 3
21.05. | 4
21.05. | 5
21.05. | 6
21.05. | 7
21.05. | 8
21.05. | 9
21.05. | 10
21.05. | 11
21.05. | 12
21.05. | 13
21.05. | 14
21.05. | 15
21.05. | 16
21.05. | 17
21.05. | 18
21.05. | 19
21.05. | 20
21.05. | 21
21.05. | 22
21.05. | 23
21.05. | 24
22.05. | 1
22.05. | 2
22.05. | 3
22.05. | 4
22.05. | 5
22.05. | 6
22.05. | 7
22.05. | 8
22.05. | 9
22.05. | 10
22.05. | 11
22.05. | 12
22.05. | 13
22.05. | 14
22.05. | 15
22.05. | 16
22.05. | 17
22.05. | 18
22.05. | 19
22.05. | 20
22.05. | 21
22.05. | 22
22.05. | 23
22.05. | 24
23.05. | 1
23.05. | 2
23.05. | 3
23.05. | 4
23.05. | 5
23.05. | 6
23.05. | 7
23.05. | 8
23.05. | 9
23.05. | 10
23.05. | 11
23.05. | 12
23.05. | 13
23.05. | 14
23.05. | 15
23.05. | 16
23.05. | 17
23.05. | 18
23.05. | 19
23.05. | 20
23.05. | 21
23.05. | 22
23.05. | 23
23.05. | 24
24.05. | 1
24.05. | 2
24.05. | 3
24.05. | 4
24.05. | 5
24.05. | 6
24.05. | 7
24.05. | 8
24.05. | 9
24.05. | 10
24.05. | 11
24.05. | 12
24.05. | 13
24.05. | 14
24.05. | 15
24.05. | 16
24.05. | 17
24.05. | 18
24.05. | 19
24.05. | 20
24.05. | 21
24.05. | 22
24.05. | 23
24.05. | 24
25.05. | 1
25.05. | 2
25.05. | 3
25.05. | 4
25.05. | 5
25.05. | 6
25.05. | 7
25.05. | 8
25.05. | 9
25.05. | 10
25.05. | 11
25.05. | 12
25.05. | 13
25.05. | 14
25.05. | 15
25.05. | 16
25.05. | 17
25.05. | 18
25.05. | 19
25.05. | 20
25.05. | 21
25.05. | 22
25.05. | 23
25.05. | 24
26.05. | 1
26.05. | 2
26.05. | 3
26.05. | 4
26.05. | 5
26.05. | 6
26.05. | 7
26.05. | 8
26.05. | 9
26.05. | 10
26.05. | 11
26.05. | 12
26.05. | 13
26.05. | 14
26.05. | 15
26.05. | 16
26.05. | 17
26.05. | 18
26.05. | 19
26.05. | 20
26.05. | 21
26.05. | 22
26.05. | 23
26.05. | 24
27.05. | 1
27.05. | 2
27.05. | 3
27.05. | 4
27.05. | 5
27.05. | 6
27.05. | 7
27.05. | 8
27.05. | 9
27.05. | 10
27.05. | 11
27.05. | 12
27.05. | 13
27.05. | 14
27.05. | 15
27.05. | 16
27.05. | 17
27.05. | 18
27.05. | 19
27.05. | 20
27.05. | 21
27.05. | 22
27.05. | 23
27.05. | 24
28.05. | 1
28.05. | 2
28.05. | 3
28.05. | 4
28.05. | 5
28.05. | 6
28.05. | 7
28.05. | 8
28.05. | 9
28.05. | 10
28.05. | 11
28.05. | 12
28.05. | 13
28.05. | 14
28.05. | 15
28.05. | 16
28.05. | 17
28.05. | 18
28.05. | 19
28.05. | 20
28.05. | 21
28.05. | 22
28.05. | 23
28.05. | 24
29.05. | 1
29.05. | 2
29.05. | 3
29.05. | 4
29.05. | 5
29.05. | 6
29.05. | 7
29.05. | 8
29.05. | 9
29.05. | 10
29.05. | 11
29.05. | 12
29.05. | 13
29.05. | 14
29.05. | 15
29.05. | 16
29.05. | 17
29.05. | 18
29.05. | 19
29.05. | 20
29.05. | 21
29.05. | 22
29.05. | 23
29.05. | 24
30.05. | 1
30.05. | 2
30.05. | 3
30.05. | 4
30.05. | 5
30.05. | 6
30.05. | 7
30.05. | 8
30.05. | 9
30.05. | 10
30.05. | 11
30.05. | 12
30.05. | 13
30.05. | 14
30.05. | 15
30.05. | 16
30.05. | 17
30.05. | 18
30.05. | 19
30.05. | 20
30.05. | 21
30.05. | 22
30.05. | 23
30.05. | 24
31.05. | 1
31.05. | 2
31.05. | 3
31.05. | 4
31.05. | 5
31.05. | 6
31.05. | 7
31.05. | 8
31.05. | 9
31.05. | 10
31.05. | 11
31.05. | 12
31.05. | 13
31.05. | 14
31.05. | 15
31.05. | 16
31.05. | 17
31.05. | 18
31.05. | 19
31.05. | 20
31.05. | 21
31.05. | 22
31.05. | 23
31.05. | 24
01.06. | 1
01.06. | 2
01.06. | 3
01.06. | 4
01.06. | 5
01.06. | 6
01.06. | 7
01.06. | 8
01.06. | 9
01.06. | 10
01.06. | 11
01.06. | 12
01.06. | 13
01.06. | 14
01.06. | 15
01.06. | 16
01.06. | 17
01.06. | 18
01.06. | 19
01.06. | 20
01.06. | 21
01.06. | 22
01.06. | 23
01.06. | 24
02.06. | 1
02.06. | 2
02.06. | 3
02.06. | 4
02.06. | 5
02.06. | 6
02.06. | 7
02.06. | 8
02.06. | 9
02.06. | 10
02.06. | 11
02.06. | 12
02.06. | 13
02.06. | 14
02.06. | 15
02.06. | 16
02.06. | 17
02.06. | 18
02.06. | 19
02.06. | 20
02.06. | 21
02.06. | 22
02.06. | 23
02.06. | 24
03.06. | 1
03.06. | 2
03.06. | 3
03.06. | 4
03.06. | 5
03.06. | 6
03.06. | 7
03.06. | 8
03.06. | 9
03.06. | 10
03.06. | 11
03.06. | 12
03.06. | 13
03.06. | 14
03.06. | 15
03.06. | 16
03.06. | 17
03.06. | 18
03.06. | 19
03.06. | 20
03.06. | 21
03.06. | 22
03.06. | 23
03.06. | 24
04.06. | 1
04.06. | 2
04.06. | 3
04.06. | 4
04.06. | 5
04.06. | 6
04.06. | 7
04.06. | 8
04.06. | 9
04.06. | 10
04.06. | 11
04.06. | 12
04.06. | 13
04.06. | 14
04.06. | 15
04.06. | 16
04.06. | 17
04.06. | 18
04.06. | 19
04.06. | 20
04.06. | 21
04.06. | 22
04.06. | 23
04.06. | 24
05.06. | 1
05.06. | 2
05.06. | 3
05.06. | 4
05.06. | 5
05.06. | 6
05.06. | 7
05.06. | 8
05.06. | 9
05.06. | 10
05.06. | 11
05.06. | 12
05.06. | 13
05.06. | 14
05.06. | 15
05.06. | 16
05.06. | 17
05.06. | 18
05.06. | 19
05.06. | 20
05.06. | 21
05.06. | 22
05.06. | 23
05.06. | 24
06.06. | 1
06.06. | 2
06.06. | 3
06.06. | 4
06.06. | 5
06.06. | 6
06.06. | 7
06.06. | 8
06.06. | 9
06.06. | 10
06.06. | 11
06.06. | 12
06.06. | 13
06.06. | 14
06.06. | 15
06.06. | 16
06.06. | 17
06.06. | 18
06.06. | 19
06.06. | 20
06.06. | 21
06.06. | 22
06.06. | 23
06.06. | 24
07.06. | 1
07.06. | 2
07.06. | 3
07.06. | 4
07.06. | 5
07.06. | 6
07.06. | 7
07.06. | 8
07.06. | 9
07.06. | 10
07.06. | 11
07.06. | 12
07.06. | 13
07.06. | 14
07.06. | 15
07.06. | 16
07.06. | 17
07.06. | 18
07.06. | 19
07.06. | 20
07.06. | 21
07.06. | 22
07.06. | 23
07.06. | 24
08.06. | 1
08.06. | 2
08.06. | 3
08.06. | 4
08.06. | 5
08.06. | 6
08.06. | 7
08.06. | 8
08.06. | 9
08.06. | 10
08.06. | 11
08.06. | 12
08.06. | 13
08.06. | 14
08.06. | 15
08.06. | 16
08.06. | 17
08.06. | 18
08.06. | 19
08.06. | 20
08.06. | 21
08.06. | 22
08.06. | 23
08.06. | 24
09.06. | 1
09.06. | 2
09.06. | 3
09.06. | 4
09.06. | 5
09.06. | 6
09.06. | 7
09.06. | 8
09.06. | 9
09.06. | 10
09.06. | 11
09.06. | 12
09.06. | 13
09.06. | 14
09.06. | 15
09.06. | 16
09.06. | 17
09.06. | 18
09.06. | 19
09.06. | 20
09.06. | 21
09.06. | 22
09.06. | 23
09.06. | 24
10.06. | 1
10.06. | 2
10.06. | 3
10.06. | 4
10.06. | 5
10.06. | 6
10.06. | 7
10.06. | 8
10.06. | 9
10.06. | 10
10.06. | 11
10.06. | 12
10.06. | 13
10.06. | 14
10.06. | 15
10.06. | 16
10.06. | 17
10.06. | 18
10.06. | 19
10.06. | 20
10.06. | 21
10.06. | 22
10.06. | 23
10.06. | 24
11.06. | 1
11.06. | 2
11.06. | 3
11.06. | 4
11.06. | 5
11.06. | 6
11.06. | 7
11.06. | 8
11.06. | 9
11.06. | 10
11.06. | 11
11.06. | 12
11.06. | 13
11.06. | 14
11.06. | 15
11.06. | 16
11.06. | 17
11.06. | 18
11.06. | 19
11.06. | 20
11.06. | 21
11.06. | 22
11.06. | 23
11.06. | 24
12.06. | 1
12.06. | 2
12.06. | 3
12.06. | 4
12.06. | 5
12.06. | 6
12.06. | 7
12.06. | 8
12.06. | 9
12.06. | 10
12.06. | 11
12.06. | 12
12.06. | 13
12.06. | 14
12.06. | 15
12.06. | 16
12.06. | 17
12.06. | 18
12.06. | 19
12.06. | 20
12.06. | 21
12.06. | 22
12.06. | 23
12.06. | 24
13.06. | 1
13.06. | 2
13.06. | 3
13.06. | 4
13.06. | 5
13.06. | 6
13.06. | 7
13.06. | 8
13.06. | 9
13.06. | 10
13.06. | 11
13.06. | 12
13.06. | 13
13.06. | 14
13.06. | 15
13.06. | 16
13.06. | 17
13.06. | 18
13.06. | 19
13.06. | 20
13.06. | 21
13.06. | 22
13.06. | 23
13.06. | 24
14.06. | 1
14.06. | 2
14.06. | 3
14.06. | 4
14.06. | 5
14.06. | 6
14.06. | 7
14.06. | 8
14.06. | 9
14.06. | 10
14.06. | 11
14.06. | 12
14.06. | 13
14.06. | 14
14.06. | 15
14.06. | 16
14.06. | 17
14.06. | 18
14.06. | 19
14.06. | 20
14.06. | 21
14.06. | 22
14.06. | 23
14.06. | 24
15.06. | 1
15.06. | 2
15.06. | 3
15.06. | 4
15.06. | 5
15.06. | 6
15.06. | 7
15.06. | 8
15.06. | 9
15.06. | 10
15.06. | 11
15.06. | 12
15.06. | 13
15.06. | 14
15.06. | 15
15.06. | 16
15.06. | 17
15.06. | 18
15.06. | 19
15.06. | 20
15.06. | 21
15.06. | 22
15.06. | 23
15.06. | 24
16.06. | 1
16.06. | 2
16.06. | 3
16.06. | 4
16.06. | 5
16.06. | 6
16.06. | 7
16.06. | 8
16.06. | 9
16.06. | 10
16.06. | 11
16.06. | 12
16.06. | 13
16.06. | 14
16.06. | 15
16.06. | 16
16.06. | 17
16.06. | 18
16.06. | 19
16.06. | 20
16.06. | 21
16.06. | 22
16.06. | 23
16.06. | 24
17.06. | 1
17.06. | 2
17.06. | 3
17.06. | 4
17.06. | 5
17.06. | 6
17.06. | 7
17.06. | 8
17.06. | 9
17.06. | 10
17.06. | 11
17.06. | 12
17.06. | 13
17.06. | 14
17.06. | 15
17.06. | 16
17.06. | 17
17.06. | 18
17.06. | 19
17.06. | 20
17.06. | 21
17.06. | 22
17.06. | 23
17.06. | 24
18.06. | 1
18.06. | 2
18.06. | 3
18.06. | 4
18.06. | 5
18.06. | 6
18.06. | 7
18.06. | 8
18.06. | 9
18.06. | 10
18.06. | 11
18.06. | 12
18.06. | 13
18.06. | 14
18.06. | 15
18.06. | 16
18.06. | 17
18.06. | 18
18.06. | 19
18.06. | 20
18.06. | 21
18.06. | 22
18.06. | 23
18.06. | 24
19.06. | 1
19.06. | 2
19.06. | 3
19.06. | 4
19.06. | 5
19.06. | 6
19.06. | 7
19.06. | 8
19.06. | 9
19.06. | 10
19.06. | 11
19.06. | 12
19.06. | 13
19.06. | 14
19.06. | 15
19.06. | 16
19.06. | 17
19.06. | 18
19.06. | 19
19.06. | 20
19.06. | 21
19.06. | 22
19.06. | 23
19.06. | 24
20.06. | 1
20.06. | 2
20.06. | 3
20.06. | 4
20.06. | 5
20.06. | 6
20.06. | 7
20.06. | 8
20.06. | 9
20.06. | 10
20.06. | 11
20.06. | 12
20.06. | 13
20.06. | 14
20.06. | 15
20.06. | 16
20.06. | 17
20.06. | 18
20.06. | 19
20.06. | 20
20.06. | 21
20.06. | 22
20.06. | 23
20.06. | 24
21.06. | 1
21.06. | 2
21.06. | 3
21.06. | 4
21.06. | 5
21.06. | 6
21.06. | 7
21.06. | 8
21.06. | 9
21.06. | 10
21.06. | 11
21.06. | 12
21.06. | 13
21.06. | 14
21.06. | 15
21.06. | 16
21.06. | 17
21.06. | 18
21.06. | 19
21.06. | 20
21.06. | 21
21.06. | 22
21.06. | 23
21.06. | 24
22.06. | 1
22.06. | 2
22.06. | 3
22.06. | 4
22.06. | 5
22.06. | 6
22.06. | 7
22.06. | 8
22.06. | 9
22.06. | 10
22.06. | 11
22.06. | 12
22.06. | 13
22.06. | 14
22.06. | 15
22.06. | 16
22.06. | 17
22.06. | 18
22.06. | 19
22.06. | 20
22.06. | 21
22.06. | 22
22.06. | 23
22.06. | 24
23.06. | 1
23.06. | 2
23.06. | 3
23.06. | 4
23.06. | 5
23.06. | 6
23.06. | 7
23.06. | 8
23.06. | 9
23.06. | 10
23.06. | 11
23.06. | 12
23.06. | 13
23.06. | 14
23.06. | 15
23.06. | 16
23.06. | 17
23.06. | 18
23.06. | 19
23.06. | 20
23.06. | 21
23.06. | 22
23.06. | 23
23.06. | 24
24.06. | 1
24.06. | 2
24.06. | 3
24.06. | 4
24.06. | 5
24.06. | 6
24.06. | 7
24.06. | 8
24.06. | 9
24.06. | 10
24.06. | 11
24.06. | 12
24.06. | 13
24.06. | 14
24.06. | 15
24.06. | 16
24.06. | 17
24.06. | 18
24.06. | 19
24.06. | 20
24.06. | 21
24.06. | 22
24.06. | 23
24.06. | 24
25.06. | 1
25.06. | 2
25.06. | 3
25.06. | 4
25.06. | 5
25.06. | 6
25.06. | 7
25.06. | 8
25.06. | 9
25.06. | 10
25.06. | 11
25.06. | 12
25.06. | 13
25.06. | 14
25.06. | 15
25.06. | 16
25.06. | 17
25.06. | 18
25.06. | 19
25.06. | 20
25.06. | 21
25.06. | 22
25.06. | 23
25.06. | 24
26.06. | 1
26.06. | 2
26.06. | 3
26.06. | 4
26.06. | 5
26.06. | 6
26.06. | 7
26.06. | 8
26.06. | 9
26.06. | 10
26.06. | 11
26.06. | 12
26.06. | 13
26.06. | 14
26.06. | 15
26.06. | 16
26.06. | 17
26.06. | 18
26.06. | 19
26.06. | 20
26.06. | 21
26.06. | 22
26.06. | 23
26.06. | 24
27.06. | 1
27.06. | 2
27.06. | 3
27.06. | 4
27.06. | 5
27.06. | 6
27.06. | 7
27.06. | 8
27.06. | 9
27.06. | 10
27.06. | 11
27.06. | 12
27.06. | 13
27.06. | 14
27.06. | 15
27.06. | 16
27.06. | 17
27.06. | 18
27.06. | 19
27.06. | 20
27.06. | 21
27.06. | 22
27.06. | 23
27.06. | 24
28.06. | 1
28.06. | 2
28.06. | 3
28.06. | 4
28.06. | 5
28.06. | 6
28.06. | 7
28.06. | 8
28.06. | 9
28.06. | 10
28.06. | 11
28.06. | 12
28.06. | 13
28.06. | 14
28.06. | 15
28.06. | 16
28.06. | 17
28.06. | 18
28.06. | 19
28.06. | 20
28.06. | 21
28.06. | 22
28.06. | 23
28.06. | 24
29.06. | 1
29.06. | 2
29.06. | 3
29.06. | 4
29.06. | 5
29.06. | 6
29.06. | 7
29.06. | 8
29.06. | 9
29.06. | 10
29.06. | 11
29.06. | 12
29.06. | 13
29.06. | 14
29.06. | 15
29.06. | 16
29.06. | 17
29.06. | 18
29.06. | 19
29.06. | 20
29.06. | 21
29.06. | 22
29.06. | 23
29.06. | 24
30.06. | 1
30.06. | 2
30.06. | 3
30.06. | 4
30.06. | 5
30.06. | 6
30.06. | 7
30.06. | 8
30.06. | 9
30.06. | 10
30.06. | 11
30.06. | 12
30.06. | 13
30.06. | 14
30.06. | 15
30.06. | 16
30.06. | 17
30.06. | 18
30.06. | 19
30.06. | 20
30.06. | 21
30.06. | 22
30.06. | 23
30.06. | 24
01.07. | 1
01.07. | 2
01.07. | 3
01.07. | 4
01.07. | 5
01.07. | 6
01.07. | 7
01.07. | 8
01.07. | 9
01.07. | 10
01.07. | 11
01.07. | 12
01.07. | 13
01.07. | 14
01.07. | 15
01.07. | 16
01.07. | 17
01.07. | 18
01.07. | 19
01.07. | 20
01.07. | 21
01.07. | 22
01.07. | 23
01.07. | 24
02.07. | 1
02.07. | 2
02.07. | 3
02.07. | 4
02.07. | 5
02.07. | 6
02.07. | 7
02.07. | 8
02.07. | 9
02.07. | 10
02.07. | 11
02.07. | 12
02.07. | 13
02.07. | 14
02.07. | 15
02.07. | 16
02.07. | 17
02.07. | 18
02.07. | 19
02.07. | 20
02.07. | 21
02.07. | 22
02.07. | 23
02.07. | 24
03.07. | 1
03.07. | 2
03.07. | 3
03.07. | 4
03.07. | 5
03.07. | 6
03.07. | 7
03.07. | 8
03.07. | 9
03.07. | 10
03.07. | 11
03.07. | 12
03.07. | 13
03.07. | 14
03.07. | 15
03.07. | 16
03.07. | 17
03.07. | 18
03.07. | 19
03.07. | 20
03.07. | 21
03.07. | 22
03.07. | 23
03.07. | 24
04.07. | 1
04.07. | 2
04.07. | 3
04.07. | 4
04.07. | 5
04.07. | 6
04.07. | 7
04.07. | 8
04.07. | 9
04.07. | 10
04.07. | 11
04.07. | 12
04.07. | 13
04.07. | 14
04.07. | 15
04.07. | 16
04.07. | 17
04.07. | 18
04.07. | 19
04.07. | 20
04.07. | 21
04.07. | 22
04.07. | 23
04.07. | 24
05.07. | 1
05.07. | 2
05.07. | 3
05.07. | 4
05.07. | 5
05.07. | 6
05.07. | 7
05.07. | 8
05.07. | 9
05.07. | 10
05.07. | 11
05.07. | 12
05.07. | 13
05.07. | 14
05.07. | 15
05.07. | 16
05.07. | 17
05.07. | 18
05.07. | 19
05.07. | 20
05.07. | 21
05.07. | 22
05.07. | 23
05.07. | 24
06.07. | 1
06.07. | 2
06.07. | 3
06.07. | 4
06.07. | 5
06.07. | 6
06.07. | 7
06.07. | 8
06.07. | 9
06.07. | 10
06.07. | 11
06.07. | 12
06.07. | 13
06.07. | 14
06.07. | 15
06.07. | 16
06.07. | 17
06.07. | 18
06.07. | 19
06.07. | 20
06.07. | 21
06.07. | 22
06.07. | 23
06.07. | 24
07.07. | 1
07.07. | 2
07.07. | 3
07.07. | 4
07.07. | 5
07.07. | 6
07.07. | 7
07.07. | 8
07.07. | 9
07.07. | 10
07.07. | 11
07.07. | 12
07.07. | 13
07.07. | 14
07.07. | 15
07.07. | 16
07.07. | 17
07.07. | 18
07.07. | 19
07.07. | 20
07.07. | 21
07.07. | 22
07.07. | 23
07.07. | 24
08.07. | 1
08.07. | 2
08.07. | 3
08.07. | 4
08.07. | 5
08.07. | 6
08.07. | 7
08.07. | 8
08.07. | 9
08.07. | 10
08.07. | 11
08.07. | 12
08.07. | 13
08.07. | 14
08.07. | 15
08.07. | 16
08.07. | 17
08.07. | 18
08.07. | 19
08.07. | 20
08.07. | 21
08.07. | 22
08.07. | 23
08.07. | 24
09.07. | 1
09.07. | 2
09.07. | 3
09.07. | 4
09.07. | 5
09.07. | 6
09.07. | 7
09.07. | 8
09.07. | 9
09.07. | 10
09.07. | 11
09.07. | 12
09.07. | 13
09.07. | 14
09.07. | 15
09.07. | 16
09.07. | 17
09.07. | 18
09.07. | 19
09.07. | 20
09.07. | 21
09.07. | 22
09.07. | 23
09.07. | 24
10.07. | 1
10.07. | 2
10.07. | 3
10.07. | 4
10.07. | 5
10.07. | 6
10.07. | 7
10.07. | 8
10.07. | 9
10.07. | 10
10.07. | 11
10.07. | 12
10.07. | 13
10.07. | 14
10.07. | 15
10.07. | 16
10.07. | 17
10.07. | 18
10.07. | 19
10.07. | 20
10.07. | 21
10.07. | 22
10.07. | 23
10.07. | 24
11.07. | 1
11.07. | 2
11.07. | 3
11.07. | 4
11.07. | 5
11.07. | 6
11.07. | 7
11.07. | 8
11.07. | 9
11.07. | 10
11.07. | 11
11.07. | 12
11.07. | 13
11.07. | 14
11.07. | 15
11.07. | 16
11.07. | 17
11.07. | 18
11.07. | 19
11.07. | 20
11.07. | 21
11.07. | 22
11.07. | 23
11.07. | 24
12.07. | 1
12.07. | 2
12.07. | 3
12.07. | 4
12.07. | 5
12.07. | 6
12.07. | 7
12.07. | 8
12.07. | 9
12.07. | 10
12.07. | 11
12.07. | 12
12.07. | 13
12.07. | 14
12.07. | 15
12.07. | 16
12.07. | 17
12.07. | 18
12.07. | 19
12.07. | 20
12.07. | 21
12.07. | 22
12.07. | 23
12.07. | 24
13.07. | 1
13.07. | 2
13.07. | 3
13.07. | 4
13.07. | 5
13.07. | 6
13.07. | 7
13.07. | 8
13.07. | 9
13.07. | 10
13.07. | 11
13.07. | 12
13.07. | 13
13.07. | 14
13.07. | 15
13.07. | 16
13.07. | 17
13.07. | 18
13.07. | 19
13.07. | 20
13.07. | 21
13.07. | 22
13.07. | 23
13.07. | 24
14.07. | 1
14.07. | 2
14.07. | 3
14.07. | 4
14.07. | 5
14.07. | 6
14.07. | 7
14.07. | 8
14.07. | 9
14.07. | 10
14.07. | 11
14.07. | 12
14.07. | 13
14.07. | 14
14.07. | 15
14.07. | 16
14.07. | 17
14.07. | 18
14.07. | 19
14.07. | 20
14.07. | 21
14.07. | 22
14.07. | 23
14.07. | 24
15.07. | 1
15.07. | 2
15.07. | 3
15.07. | 4
15.07. | 5
15.07. | 6
15.07. | 7
15.07. | 8
15.07. | 9
15.07. | 10
15.07. | 11
15.07. | 12
15.07. | 13
15.07. | 14
15.07. | 15
15.07. | 16
15.07. | 17
15.07. | 18
15.07. | 19
15.07. | 20
15.07. | 21
15.07. | 22
15.07. | 23
15.07. | 24
16.07. | 1
16.07. | 2
16.07. | 3
16.07. | 4
16.07. | 5
16.07. | 6
16.07. | 7
16.07. | 8
16.07. | 9
16.07. | 10
16.07. | 11
16.07. | 12
16.07. | 13
16.07. | 14
16.07. | 15
16.07. | 16
16.07. | 17
16.07. | 18
16.07. | 19
16.07. | 20
16.07. | 21
16.07. | 22
16.07. | 23
16.07. | 24
17.07. | 1
17.07. | 2
17.07. | 3
17.07. | 4
17.07. | 5
17.07. | 6
17.07. | 7
17.07. | 8
17.07. | 9
17.07. | 10
17.07. | 11
17.07. | 12
17.07. | 13
17.07. | 14
17.07. | 15
17.07. | 16
17.07. | 17
17.07. | 18
17.07. | 19
17.07. | 20
17.07. | 21
17.07. | 22
17.07. | 23
17.07. | 24
18.07. | 1
18.07. | 2
18.07. | 3
18.07. | 4
18.07. | 5
18.07. | 6
18.07. | 7
18.07. | 8
18.07. | 9
18.07. | 10
18.07. | 11
18.07. | 12
18.07. | 13
18.07. | 14
18.07. | 15
18.07. | 16
18.07. | 17
18.07. | 18
18.07. | 19
18.07. | 20
18.07. | 21
18.07. | 22
18.07. | 23
18.07. | 24
19.07. | 1
19.07. | 2
19.07. | 3
19.07. | 4
19.07. | 5
19.07. | 6
19.07. | 7
19.07. | 8
19.07. | 9
19.07. | 10
19.07. | 11
19.07. | 12
19.07. | 13
19.07. | 14
19.07. | 15
19.07. | 16
19.07. | 17
19.07. | 18
19.07. | 19
19.07. | 20
19.07. | 21
19.07. | 22
19.07. | 23
19.07. | 24
20.07. | 1
20.07. | 2
20.07. | 3
20.07. | 4
20.07. | 5
20.07. | 6
20.07. | 7
20.07. | 8
20.07. | 9
20.07. | 10
20.07. | 11
20.07. | 12
20.07. | 13
20.07. | 14
20.07. | 15
20.07. | 16
20.07. | 17
20.07. | 18
20.07. | 19
20.07. | 20
20.07. | 21
20.07. | 22
20.07. | 23
20.07. | 24
21.07. | 1
21.07. | 2
21.07. | 3
21.07. | 4
21.07. | 5
21.07. | 6
21.07. | 7
21.07. | 8
21.07. | 9
21.07. | 10
21.07. | 11
21.07. | 12
21.07. | 13
21.07. | 14
21.07. | 15
21.07. | 16
21.07. | 17
21.07. | 18
21.07. | 19
21.07. | 20
21.07. | 21
21.07. | 22
21.07. | 23
21.07. | 24
22.07. | 1
22.07. | 2
22.07. | 3
22.07. | 4
22.07. | 5
22.07. | 6
22.07. | 7
22.07. | 8
22.07. | 9
22.07. | 10
22.07. | 11
22.07. | 12
22.07. | 13
22.07. | 14
22.07. | 15
22.07. | 16
22.07. | 17
22.07. | 18
22.07. | 19
22.07. | 20
22.07. | 21
22.07. | 22
22.07. | 23
22.07. | 24
23.07. | 1
23.07. | 2
23.07. | 3
23.07. | 4
23.07. | 5
23.07. | 6
23.07. | 7
23.07. | 8
23.07. | 9
23.07. | 10
23.07. | 11
23.07. | 12
23.07. | 13
23.07. | 14
23.07. | 15
23.07. | 16
23.07. | 17
23.07. | 18
23.07. | 19
23.07. | 20
23.07. | 21
23.07. | 22
23.07. | 23
23.07. | 24
24.07. | 1
24.07. | 2
24.07. | 3
24.07. | 4
24.07. | 5
24.07. | 6
24.07. | 7
24.07. | 8
24.07. | 9
24.07. | 10
24.07. | 11
24.07. | 12
24.07. | 13
24.07. | 14
24.07. | 15
24.07. | 16
24.07. | 17
24.07. | 18
24.07. | 19
24.07. | 20
24.07. | 21
24.07. | 22
24.07. | 23
24.07. | 24
25.07. | 1
25.07. | 2
25.07. | 3
25.07. | 4
25.07. | 5
25.07. | 6
25.07. | 7
25.07. | 8
25.07. | 9
25.07. | 10
25.07. | 11
25.07. | 12
25.07. | 13
25.07. | 14
25.07. | 15
25.07. | 16
25.07. | 17
25.07. | 18
25.07. | 19
25.07. | 20
25.07. | 21
25.07. | 22
25.07. | 23
25.07. | 24
26.07. | 1
26.07. | 2
26.07. | 3
26.07. | 4
26.07. | 5
26.07. | 6
26.07. | 7
26.07. | 8
26.07. | 9
26.07. | 10
26.07. | 11
26.07. | 12
26.07. | 13
26.07. | 14
26.07. | 15
26.07. | 16
26.07. | 17
26.07. | 18
26.07. | 19
26.07. | 20
26.07. | 21
26.07. | 22
26.07. | 23
26.07. | 24
27.07. | 1
27.07. | 2
27.07. | 3
27.07. | 4
27.07. | 5
27.07. | 6
27.07. | 7
27.07. | 8
27.07. | 9
27.07. | 10
27.07. | 11
27.07. | 12
27.07. | 13
27.07. | 14
27.07. | 15
27.07. | 16
27.07. | 17
27.07. | 18
27.07. | 19
27.07. | 20
27.07. | 21
27.07. | 22
27.07. | 23
27.07. | 24
28.07. | 1
28.07. | 2
28.07. | 3
28.07. | 4
28.07. | 5
28.07. | 6
28.07. | 7
28.07. | 8
28.07. | 9
28.07. | 10
28.07. | 11
28.07. | 12
28.07. | 13
28.07. | 14
28.07. | 15
28.07. | 16
28.07. | 17
28.07. | 18
28.07. | 19
28.07. | 20
28.07. | 21
28.07. | 22
28.07. | 23
28.07. | 24
29.07. | 1
29.07. | 2
29.07. | 3
29.07. | 4
29.07. | 5
29.07. | 6
29.07. | 7
29.07. | 8
29.07. | 9
29.07. | 10
29.07. | 11
29.07. | 12
29.07. | 13
29.07. | 14
29.07. | 15
29.07. | 16
29.07. | 17
29.07. | 18
29.07. | 19
29.07. | 20
29.07. | 21
29.07. | 22
29.07. | 23
29.07. | 24
30.07. | 1
30.07. | 2
30.07. | 3
30.07. | 4
30.07. | 5
30.07. | 6
30.07. | 7
30.07. | 8
30.07. | 9
30.07. | 10
30.07. | 11
30.07. | 12
30.07. | 13
30.07. | 14
30.07. | 15
30.07. | 16
30.07. | 17
30.07. | 18
30.07. | 19
30.07. | 20
30.07. | 21
30.07. | 22
30.07. | 23
30.07. | 24
31.07. | 1
31.07. | 2
31.07. | 3
31.07. | 4
31.07. | 5
31.07. | 6
31.07. | 7
31.07. | 8
31.07. | 9
31.07. | 10
31.07. | 11
31.07. | 12
31.07. | 13
31.07. | 14
31.07. | 15
31.07. | 16
31.07. | 17
31.07. | 18
31.07. | 19
31.07. | 20
31.07. | 21
31.07. | 22
31.07. | 23
31.07. | 24
01.08. | 1
01.08. | 2
01.08. | 3
01.08. | 4
01.08. | 5
01.08. | 6
01.08. | 7
01.08. | 8
01.08. | 9
01.08. | 10
01.08. | 11
01.08. | 12
01.08. | 13
01.08. | 14
01.08. | 15
01.08. | 16
01.08. | 17
01.08. | 18
01.08. | 19
01.08. | 20
01.08. | 21
01.08. | 22
01.08. | 23
01.08. | 24
02.08. | 1
02.08. | 2
02.08. | 3
02.08. | 4
02.08. | 5
02.08. | 6
02.08. | 7
02.08. | 8
02.08. | 9
02.08. | 10
02.08. | 11
02.08. | 12
02.08. | 13
02.08. | 14
02.08. | 15
02.08. | 16
02.08. | 17
02.08. | 18
02.08. | 19
02.08. | 20
02.08. | 21
02.08. | 22
02.08. | 23
02.08. | 24
03.08. | 1
03.08. | 2
03.08. | 3
03.08. | 4
03.08. | 5
03.08. | 6
03.08. | 7
03.08. | 8
03.08. | 9
03.08. | 10
03.08. | 11
03.08. | 12
03.08. | 13
03.08. | 14
03.08. | 15
03.08. | 16
03.08. | 17
03.08. | 18
03.08. | 19
03.08. | 20
03.08. | 21
03.08. | 22
03.08. | 23
03.08. | 24
04.08. | 1
04.08. | 2
04.08. | 3
04.08. | 4
04.08. | 5
04.08. | 6
04.08. | 7
04.08. | 8
04.08. | 9
04.08. | 10
04.08. | 11
04.08. | 12
04.08. | 13
04.08. | 14
04.08. | 15
04.08. | 16
04.08. | 17
04.08. | 18
04.08. | 19
04.08. | 20
04.08. | 21
04.08. | 22
04.08. | 23
04.08. | 24
05.08. | 1
05.08. | 2
05.08. | 3
05.08. | 4
05.08. | 5
05.08. | 6
05.08. | 7
05.08. | 8
05.08. | 9
05.08. | 10
05.08. | 11
05.08. | 12
05.08. | 13
05.08. | 14
05.08. | 15
05.08. | 16
05.08. | 17
05.08. | 18
05.08. | 19
05.08. | 20
05.08. | 21
05.08. | 22
05.08. | 23
05.08. | 24
06.08. | 1
06.08. | 2
06.08. | 3
06.08. | 4
06.08. | 5
06.08. | 6
06.08. | 7
06.08. | 8
06.08. | 9
06.08. | 10
06.08. | 11
06.08. | 12
06.08. | 13
06.08. | 14
06.08. | 15
06.08. | 16
06.08. | 17
06.08. | 18
06.08. | 19
06.08. | 20
06.08. | 21
06.08. | 22
06.08. | 23
06.08. | 24
07.08. | 1
07.08. | 2
07.08. | 3
07.08. | 4
07.08. | 5
07.08. | 6
07.08. | 7
07.08. | 8
07.08. | 9
07.08. | 10
07.08. | 11
07.08. | 12
07.08. | 13
07.08. | 14
07.08. | 15
07.08. | 16
07.08. | 17
07.08. | 18
07.08. | 19
07.08. | 20
07.08. | 21
07.08. | 22
07.08. | 23
07.08. | 24
08.08. | 1
08.08. | 2
08.08. | 3
08.08. | 4
08.08. | 5
08.08. | 6
08.08. | 7
08.08. | 8
08.08. | 9
08.08. | 10
08.08. | 11
08.08. | 12
08.08. | 13
08.08. | 14
08.08. | 15
08.08. | 16
08.08. | 17
08.08. | 18
08.08. | 19
08.08. | 20
08.08. | 21
08.08. | 22
08.08. | 23
08.08. | 24
09.08. | 1
09.08. | 2
09.08. | 3
09.08. | 4
09.08. | 5
09.08. | 6
09.08. | 7
09.08. | 8
09.08. | 9
09.08. | 10
09.08. | 11
09.08. | 12
09.08. | 13
09.08. | 14
09.08. | 15
09.08. | 16
09.08. | 17
09.08. | 18
09.08. | 19
09.08. | 20
09.08. | 21
09.08. | 22
09.08. | 23
09.08. | 24
10.08. | 1
10.08. | 2
10.08. | 3
10.08. | 4
10.08. | 5
10.08. | 6
10.08. | 7
10.08. | 8
10.08. | 9
10.08. | 10
10.08. | 11
10.08. | 12
10.08. | 13
10.08. | 14
10.08. | 15
10.08. | 16
10.08. | 17
10.08. | 18
10.08. | 19
10.08. | 20
10.08. | 21
10.08. | 22
10.08. | 23
10.08. | 24
11.08. | 1
11.08. | 2
11.08. | 3
11.08. | 4
11.08. | 5
11.08. | 6
11.08. | 7
11.08. | 8
11.08. | 9
11.08. | 10
11.08. | 11
11.08. | 12
11.08. | 13
11.08. | 14
11.08. | 15
11.08. | 16
11.08. | 17
11.08. | 18
11.08. | 19
11.08. | 20
11.08. | 21
11.08. | 22
11.08. | 23
11.08. | 24
12.08. | 1
12.08. | 2
12.08. | 3
12.08. | 4
12.08. | 5
12.08. | 6
12.08. | 7
12.08. | 8
12.08. | 9
12.08. | 10
12.08. | 11
12.08. | 12
12.08. | 13
12.08. | 14
12.08. | 15
12.08. | 16
12.08. | 17
12.08. | 18
12.08. | 19
12.08. | 20
12.08. | 21
12.08. | 22
12.08. | 23
12.08. | 24
13.08. | 1
13.08. | 2
13.08. | 3
13.08. | 4
13.08. | 5
13.08. | 6
13.08. | 7
13.08. | 8
13.08. | 9
13.08. | 10
13.08. | 11
13.08. | 12
13.08. | 13
13.08. | 14
13.08. | 15
13.08. | 16
13.08. | 17
13.08. | 18
13.08. | 19
13.08. | 20
13.08. | 21
13.08. | 22
13.08. | 23
13.08. | 24
14.08. | 1
14.08. | 2
14.08. | 3
14.08. | 4
14.08. | 5
14.08. | 6
14.08. | 7
14.08. | 8
14.08. | 9
14.08. | 10
14.08. | 11
14.08. | 12
14.08. | 13
14.08. | 14
14.08. | 15
14.08. | 16
14.08. | 17
14.08. | 18
14.08. | 19
14.08. | 20
14.08. | 21
14.08. | 22
14.08. | 23
14.08. | 24
15.08. | 1
15.08. | 2
15.08. | 3
15.08. | 4
15.08. | 5
15.08. | 6
15.08. | 7
15.08. | 8
15.08. | 9
15.08. | 10
15.08. | 11
15.08. | 12
15.08. | 13
15.08. | 14
15.08. | 15
15.08. | 16
15.08. | 17
15.08. | 18
15.08. | 19
15.08. | 20
15.08. | 21
15.08. | 22
15.08. | 23
15.08. | 24
16.08. | 1
16.08. | 2
16.08. | 3
16.08. | 4
16.08. | 5
16.08. | 6
16.08. | 7
16.08. | 8
16.08. | 9
16.08. | 10
16.08. | 11
16.08. | 12
16.08. | 13
16.08. | 14
16.08. | 15
16.08. | 16
16.08. | 17
16.08. | 18
16.08. | 19
16.08. | 20
16.08. | 21
16.08. | 22
16.08. | 23
16.08. | 24
17.08. | 1
17.08. | 2
17.08. | 3
17.08. | 4
17.08. | 5
17.08. | 6
17.08. | 7
17.08. | 8
17.08. | 9
17.08. | 10
17.08. | 11
17.08. | 12
17.08. | 13
17.08. | 14
17.08. | 15
17.08. | 16
17.08. | 17
17.08. | 18
17.08. | 19
17.08. | 20
17.08. | 21
17.08. | 22
17.08. | 23
17.08. | 24
18.08. | 1
18.08. | 2
18.08. | 3
18.08. | 4
18.08. | 5
18.08. | 6
18.08. | 7
18.08. | 8
18.08. | 9
18.08. | 10
18.08. | 11
18.08. | 12
18.08. | 13
18.08. | 14
18.08. | 15
18.08. | 16
18.08. | 17
18.08. | 18
18.08. | 19
18.08. | 20
18.08. | 21
18.08. | 22
18.08. | 23
18.08. | 24
19.08. | 1
19.08. | 2
19.08. | 3
19.08. | 4
19.08. | 5
19.08. | 6
19.08. | 7
19.08. | 8
19.08. | 9
19.08. | 10
19.08. | 11
19.08. | 12
19.08. | 13
19.08. | 14
19.08. | 15
19.08. | 16
19.08. | 17
19.08. | 18
19.08. | 19
19.08. | 20
19.08. | 21
19.08. | 22
19.08. | 23
19.08. | 24
20.08. | 1
20.08. | 2
20.08. | 3
20.08. | 4
20.08. | 5
20.08. | 6
20.08. | 7
20.08. | 8
20.08. | 9
20.08. | 10
20.08. | 11
20.08. | 12
20.08. | 13
20.08. | 14
20.08. | 15
20.08. | 16
20.08. | 17
20.08. | 18
20.08. | 19
20.08. | 20
20.08. | 21
20.08. | 22
20.08. | 23
20.08. | 24
21.08. | 1
21.08. | 2
21.08. | 3
21.08. | 4
21.08. | 5
21.08. | 6
21.08. | 7
21.08. | 8
21.08. | 9
21.08. | 10
21.08. | 11
21.08. | 12
21.08. | 13
21.08. | 14
21.08. | 15
21.08. | 16
21.08. | 17
21.08. | 18
21.08. | 19
21.08. | 20
21.08. | 21
21.08. | 22
21.08. | 23
21.08. | 24
22.08. | 1
22.08. | 2
22.08. | 3
22.08. | 4
22.08. | 5
22.08. | 6
22.08. | 7
22.08. | 8
22.08. | 9
22.08. | 10
22.08. | 11
22.08. | 12
22.08. | 13
22.08. | 14
22.08. | 15
22.08. | 16
22.08. | 17
22.08. | 18
22.08. | 19
22.08. | 20
22.08. | 21
22.08. | 22
22.08. | 23
22.08. | 24
23.08. | 1
23.08. | 2
23.08. | 3
23.08. | 4
23.08. | 5
23.08. | 6
23.08. | 7
23.08. | 8
23.08. | 9
23.08. | 10
23.08. | 11
23.08. | 12
23.08. | 13
23.08. | 14
23.08. | 15
23.08. | 16
23.08. | 17
23.08. | 18
23.08. | 19
23.08. | 20
23.08. | 21
23.08. | 22
23.08. | 23
23.08. | 24
24.08. | 1
24.08. | 2
24.08. | 3
24.08. | 4
24.08. | 5
24.08. | 6
24.08. | 7
24.08. | 8
24.08. | 9
24.08. | 10
24.08. | 11
24.08. | 12
24.08. | 13
24.08. | 14
24.08. | 15
24.08. | 16
24.08. | 17
24.08. | 18
24.08. | 19
24.08. | 20
24.08. | 21
24.08. | 22
24.08. | 23
24.08. | 24
25.08. | 1
25.08. | 2
25.08. | 3
25.08. | 4
25.08. | 5
25.08. | 6
25.08. | 7
25.08. | 8
25.08. | 9
25.08. | 10
25.08. | 11
25.08. | 12
25.08. | 13
25.08. | 14
25.08. | 15
25.08. | 16
25.08. | 17
25.08. | 18
25.08. | 19
25.08. | 20
25.08. | 21
25.08. | 22
25.08. | 23
25.08. | 24
26.08. | 1
26.08. | 2
26.08. | 3
26.08. | 4
26.08. | 5
26.08. | 6
26.08. | 7
26.08. | 8
26.08. | 9
26.08. | 10
26.08. | 11
26.08. | 12
26.08. | 13
26.08. | 14
26.08. | 15
26.08. | 16
26.08. | 17
26.08. | 18
26.08. | 19
26.08. | 20
26.08. | 21
26.08. | 22
26.08. | 23
26.08. | 24
27.08. | 1
27.08. | 2
27.08. | 3
27.08. | 4
27.08. | 5
27.08. | 6
27.08. | 7
27.08. | 8
27.08. | 9
27.08. | 10
27.08. | 11
27.08. | 12
27.08. | 13
27.08. | 14
27.08. | 15
27.08. | 16
27.08. | 17
27.08. | 18
27.08. | 19
27.08. | 20
27.08. | 21
27.08. | 22
27.08. | 23
27.08. | 24
28.08. | 1
28.08. | 2
28.08. | 3
28.08. | 4
28.08. | 5
28.08. | 6
28.08. | 7
28.08. | 8
28.08. | 9
28.08. | 10
28.08. | 11
28.08. | 12
28.08. | 13
28.08. | 14
28.08. | 15
28.08. | 16
28.08. | 17
28.08. | 18
28.08. | 19
28.08. | 20
28.08. | 21
28.08. | 22
28.08. | 23
28.08. | 24
29.08. | 1
29.08. | 2
29.08. | 3
29.08. | 4
29.08. | 5
29.08. | 6
29.08. | 7
29.08. | 8
29.08. | 9
29.08. | 10
29.08. | 11
29.08. | 12
29.08. | 13
29.08. | 14
29.08. | 15
29.08. | 16
29.08. | 17
29.08. | 18
29.08. | 19
29.08. | 20
29.08. | 21
29.08. | 22
29.08. | 23
29.08. | 24
30.08. | 1
30.08. | 2
30.08. | 3
30.08. | 4
30.08. | 5
30.08. | 6
30.08. | 7
30.08. | 8
30.08. | 9
30.08. | 10
30.08. | 11
30.08. | 12
30.08. | 13
30.08. | 14
30.08. | 15
30.08. | 16
30.08. | 17
30.08. | 18
30.08. | 19
30.08. | 20
30.08. | 21
30.08. | 22
30.08. | 23
30.08. | 24
31.08. | 1
31.08. | 2
31.08. | 3
31.08. | 4
31.08. | 5
31.08. | 6
31.08. | 7
31.08. | 8
31.08. | 9
31.08. | 10
31.08. | 11
31.08. | 12
31.08. | 13
31.08. | 14
31.08. | 15
31.08. | 16
31.08. | 17
31.08. | 18
31.08. | 19
31.08. | 20
31.08. | 21
31.08. | 22
31.08. | 23
31.08. | 24
01.09. | 1
01.09. | 2
01.09. | 3
01.09. | 4
01.09. | 5
01.09. | 6
01.09. | 7
01.09. | 8
01.09. | 9
01.09. | 10
01.09. | 11
01.09. | 12
01.09. | 13
01.09. | 14
01.09. | 15
01.09. | 16
01.09. | 17
01.09. | 18
01.09. | 19
01.09. | 20
01.09. | 21
01.09. | 22
01.09. | 23
01.09. | 24
02.09. | 1
02.09. | 2
02.09. | 3
02.09. | 4
02.09. | 5
02.09. | 6
02.09. | 7
02.09. | 8
02.09. | 9
02.09. | 10
02.09. | 11
02.09. | 12
02.09. | 13
02.09. | 14
02.09. | 15
02.09. | 16
02.09. | 17
02.09. | 18
02.09. | 19
02.09. | 20
02.09. | 21
02.09. | 22
02.09. | 23
02.09. | 24
03.09. | 1
03.09. | 2
03.09. | 3
03.09. | 4
03.09. | 5
03.09. | 6
03.09. | 7
03.09. | 8
03.09. | 9
03.09. | 10
03.09. | 11
03.09. | 12
03.09. | 13
03.09. | 14
03.09. | 15
03.09. | 16
03.09. | 17
03.09. | 18
03.09. | 19
03.09. | 20
03.09. | 21
03.09. | 22
03.09. | 23
03.09. | 24
04.09. | 1
04.09. | 2
04.09. | 3
04.09. | 4
04.09. | 5
04.09. | 6
04.09. | 7
04.09. | 8
04.09. | 9
04.09. | 10
04.09. | 11
04.09. | 12
04.09. | 13
04.09. | 14
04.09. | 15
04.09. | 16
04.09. | 17
04.09. | 18
04.09. | 19
04.09. | 20
04.09. | 21
04.09. | 22
04.09. | 23
04.09. | 24
05.09. | 1
05.09. | 2
05.09. | 3
05.09. | 4
05.09. | 5
05.09. | 6
05.09. | 7
05.09. | 8
05.09. | 9
05.09. | 10
05.09. | 11
05.09. | 12
05.09. | 13
05.09. | 14
05.09. | 15
05.09. | 16
05.09. | 17
05.09. | 18
05.09. | 19
05.09. | 20
05.09. | 21
05.09. | 22
05.09. | 23
05.09. | 24
06.09. | 1
06.09. | 2
06.09. | 3
06.09. | 4
06.09. | 5
06.09. | 6
06.09. | 7
06.09. | 8
06.09. | 9
06.09. | 10
06.09. | 11
06.09. | 12
06.09. | 13
06.09. | 14
06.09. | 15
06.09. | 16
06.09. | 17
06.09. | 18
06.09. | 19
06.09. | 20
06.09. | 21
06.09. | 22
06.09. | 23
06.09. | 24
07.09. | 1
07.09. | 2
07.09. | 3
07.09. | 4
07.09. | 5
07.09. | 6
07.09. | 7
07.09. | 8
07.09. | 9
07.09. | 10
07.09. | 11
07.09. | 12
07.09. | 13
07.09. | 14
07.09. | 15
07.09. | 16
07.09. | 17
07.09. | 18
07.09. | 19
07.09. | 20
07.09. | 21
07.09. | 22
07.09. | 23
07.09. | 24
08.09. | 1
08.09. | 2
08.09. | 3
08.09. | 4
08.09. | 5
08.09. | 6
08.09. | 7
08.09. | 8
08.09. | 9
08.09. | 10
08.09. | 11
08.09. | 12
08.09. | 13
08.09. | 14
08.09. | 15
08.09. | 16
08.09. | 17
08.09. | 18
08.09. | 19
08.09. | 20
08.09. | 21
08.09. | 22
08.09. | 23
08.09. | 24
09.09. | 1
09.09. | 2
09.09. | 3
09.09. | 4
09.09. | 5
09.09. | 6
09.09. | 7
09.09. | 8
09.09. | 9
09.09. | 10
09.09. | 11
09.09. | 12
09.09. | 13
09.09. | 14
09.09. | 15
09.09. | 16
09.09. | 17
09.09. | 18
09.09. | 19
09.09. | 20
09.09. | 21
09.09. | 22
09.09. | 23
09.09. | 24
10.09. | 1
10.09. | 2
10.09. | 3
10.09. | 4
10.09. | 5
10.09. | 6
10.09. | 7
10.09. | 8
10.09. | 9
10.09. | 10
10.09. | 11
10.09. | 12
10.09. | 13
10.09. | 14
10.09. | 15
10.09. | 16
10.09. | 17
10.09. | 18
10.09. | 19
10.09. | 20
10.09. | 21
10.09. | 22
10.09. | 23
10.09. | 24
11.09. | 1
11.09. | 2
11.09. | 3
11.09. | 4
11.09. | 5
11.09. | 6
11.09. | 7
11.09. | 8
11.09. | 9
11.09. | 10
11.09. | 11
11.09. | 12
11.09. | 13
11.09. | 14
11.09. | 15
11.09. | 16
11.09. | 17
11.09. | 18
11.09. | 19
11.09. | 20
11.09. | 21
11.09. | 22
11.09. | 23
11.09. | 24
12.09. | 1
12.09. | 2
12.09. | 3
12.09. | 4
12.09. | 5
12.09. | 6
12.09. | 7
12.09. | 8
12.09. | 9
12.09. | 10
12.09. | 11
12.09. | 12
12.09. | 13
12.09. | 14
12.09. | 15
12.09. | 16
12.09. | 17
12.09. | 18
12.09. | 19
12.09. | 20
12.09. | 21
12.09. | 22
12.09. | 23
12.09. | 24
13.09. | 1
13.09. | 2
13.09. | 3
13.09. | 4
13.09. | 5
13.09. | 6
13.09. | 7
13.09. | 8
13.09. | 9
13.09. | 10
13.09. | 11
13.09. | 12
13.09. | 13
13.09. | 14
13.09. | 15
13.09. | 16
13.09. | 17
13.09. | 18
13.09. | 19
13.09. | 20
13.09. | 21
13.09. | 22
13.09. | 23
13.09. | 24
14.09. | 1
14.09. | 2
14.09. | 3
14.09. | 4
14.09. | 5
14.09. | 6
14.09. | 7
14.09. | 8
14.09. | 9
14.09. | 10
14.09. | 11
14.09. | 12
14.09. | 13
14.09. | 14
14.09. | 15
14.09. | 16
14.09. | 17
14.09. | 18
14.09. | 19
14.09. | 20
14.09. | 21
14.09. | 22
14.09. | 23
14.09. | 24
15.09. | 1
15.09. | 2
15.09. | 3
15.09. | 4
15.09. | 5
15.09. | 6
15.09. | 7
15.09. | 8
15.09. | 9
15.09. | 10
15.09. | 11
15.09. | 12
15.09. | 13
15.09. | 14
15.09. | 15
15.09. | 16
15.09. | 17
15.09. | 18
15.09. | 19
15.09. | 20
15.09. | 21
15.09. | 22
15.09. | 23
15.09. | 24
16.09. | 1
16.09. | 2
16.09. | 3
16.09. | 4
16.09. | 5
16.09. | 6
16.09. | 7
16.09. | 8
16.09. | 9
16.09. | 10
16.09. | 11
16.09. | 12
16.09. | 13
16.09. | 14
16.09. | 15
16.09. | 16
16.09. | 17
16.09. | 18
16.09. | 19
16.09. | 20
16.09. | 21
16.09. | 22
16.09. | 23
16.09. | 24
17.09. | 1
17.09. | 2
17.09. | 3
17.09. | 4
17.09. | 5
17.09. | 6
17.09. | 7
17.09. | 8
17.09. | 9
17.09. | 10
17.09. | 11
17.09. | 12
17.09. | 13
17.09. | 14
17.09. | 15
17.09. | 16
17.09. | 17
17.09. | 18
17.09. | 19
17.09. | 20
17.09. | 21
17.09. | 22
17.09. | 23
17.09. | 24
18.09. | 1
18.09. | 2
18.09. | 3
18.09. | 4
18.09. | 5
18.09. | 6
18.09. | 7
18.09. | 8
18.09. | 9
18.09. | 10
18.09. | 11
18.09. | 12
18.09. | 13
18.09. | 14
18.09. | 15
18.09. | 16
18.09. | 17
18.09. | 18
18.09. | 19
18.09. | 20
18.09. | 21
18.09. | 22
18.09. | 23
18.09. | 24
19.09. | 1
19.09. | 2
19.09. | 3
19.09. | 4
19.09. | 5
19.09. | 6
19.09. | 7
19.09. | 8
19.09. | 9
19.09. | 10
19.09. | 11
19.09. | 12
19.09. | 13
19.09. | 14
19.09. | 15
19.09. | 16
19.09. | 17
19.09. | 18
19.09. | 19
19.09. | 20
19.09. | 21
19.09. | 22
19.09. | 23
19.09. | 24
20.09. | 1
20.09. | 2
20.09. | 3
20.09. | 4
20.09. | 5
20.09. | 6
20.09. | 7
20.09. | 8
20.09. | 9
20.09. | 10
20.09. | 11
20.09. | 12
20.09. | 13
20.09. | 14
20.09. | 15
20.09. | 16
20.09. | 17
20.09. | 18
20.09. | 19
20.09. | 20
20.09. | 21
20.09. | 22
20.09. | 23
20.09. | 24
21.09. | 1
21.09. | 2
21.09. | 3
21.09. | 4
21.09. | 5
21.09. | 6
21.09. | 7
21.09. | 8
21.09. | 9
21.09. | 10
21.09. | 11
21.09. | 12
21.09. | 13
21.09. | 14
21.09. | 15
21.09. | 16
21.09. | 17
21.09. | 18
21.09. | 19
21.09. | 20
21.09. | 21
21.09. | 22
21.09. | 23
21.09. | 24
22.09. | 1
22.09. | 2
22.09. | 3
22.09. | 4
22.09. | 5
22.09. | 6
22.09. | 7
22.09. | 8
22.09. | 9
22.09. | 10
22.09. | 11
22.09. | 12
22.09. | 13
22.09. | 14
22.09. | 15
22.09. | 16
22.09. | 17
22.09. | 18
22.09. | 19
22.09. | 20
22.09. | 21
22.09. | 22
22.09. | 23
22.09. | 24
23.09. | 1
23.09. | 2
23.09. | 3
23.09. | 4
23.09. | 5
23.09. | 6
23.09. | 7
23.09. | 8
23.09. | 9
23.09. | 10
23.09. | 11
23.09. | 12
23.09. | 13
23.09. | 14
23.09. | 15
23.09. | 16
23.09. | 17
23.09. | 18
23.09. | 19
23.09. | 20
23.09. | 21
23.09. | 22
23.09. | 23
23.09. | 24
24.09. | 1
24.09. | 2
24.09. | 3
24.09. | 4
24.09. | 5
24.09. | 6
24.09. | 7
24.09. | 8
24.09. | 9
24.09. | 10
24.09. | 11
24.09. | 12
24.09. | 13
24.09. | 14
24.09. | 15
24.09. | 16
24.09. | 17
24.09. | 18
24.09. | 19
24.09. | 20
24.09. | 21
24.09. | 22
24.09. | 23
24.09. | 24
25.09. | 1
25.09. | 2
25.09. | 3
25.09. | 4
25.09. | 5
25.09. | 6
25.09. | 7
25.09. | 8
25.09. | 9
25.09. | 10
25.09. | 11
25.09. | 12
25.09. | 13
25.09. | 14
25.09. | 15
25.09. | 16
25.09. | 17
25.09. | 18
25.09. | 19
25.09. | 20
25.09. | 21
25.09. | 22
25.09. | 23
25.09. | 24
26.09. | 1
26.09. | 2
26.09. | 3
26.09. | 4
26.09. | 5
26.09. | 6
26.09. | 7
26.09. | 8
26.09. | 9
26.09. | 10
26.09. | 11
26.09. | 12
26.09. | 13
26.09. | 14
26.09. | 15
26.09. | 16
26.09. | 17
26.09. | 18
26.09. | 19
26.09. | 20
26.09. | 21
26.09. | 22
26.09. | 23
26.09. | 24
27.09. | 1
27.09. | 2
27.09. | 3
27.09. | 4
27.09. | 5
27.09. | 6
27.09. | 7
27.09. | 8
27.09. | 9
27.09. | 10
27.09. | 11
27.09. | 12
27.09. | 13
27.09. | 14
27.09. | 15
27.09. | 16
27.09. | 17
27.09. | 18
27.09. | 19
27.09. | 20
27.09. | 21
27.09. | 22
27.09. | 23
27.09. | 24
28.09. | 1
28.09. | 2
28.09. | 3
28.09. | 4
28.09. | 5
28.09. | 6
28.09. | 7
28.09. | 8
28.09. | 9
28.09. | 10
28.09. | 11
28.09. | 12
28.09. | 13
28.09. | 14
28.09. | 15
28.09. | 16
28.09. | 17
28.09. | 18
28.09. | 19
28.09. | 20
28.09. | 21
28.09. | 22
28.09. | 23
28.09. | 24
29.09. | 1
29.09. | 2
29.09. | 3
29.09. | 4
29.09. | 5
29.09. | 6
29.09. | 7
29.09. | 8
29.09. | 9
29.09. | 10
29.09. | 11
29.09. | 12
29.09. | 13
29.09. | 14
29.09. | 15
29.09. | 16
29.09. | 17
29.09. | 18
29.09. | 19
29.09. | 20
29.09. | 21
29.09. | 22
29.09. | 23
29.09. | 24
30.09. | 1
30.09. | 2
30.09. | 3
30.09. | 4
30.09. | 5
30.09. | 6
30.09. | 7
30.09. | 8
30.09. | 9
30.09. | 10
30.09. | 11
30.09. | 12
30.09. | 13
30.09. | 14
30.09. | 15
30.09. | 16
30.09. | 17
30.09. | 18
30.09. | 19
30.09. | 20
30.09. | 21
30.09. | 22
30.09. | 23
30.09. | 24
01.10. | 1
01.10. | 2
01.10. | 3
01.10. | 4
01.10. | 5
01.10. | 6
01.10. | 7
01.10. | 8
01.10. | 9
01.10. | 10
01.10. | 11
01.10. | 12
01.10. | 13
01.10. | 14
01.10. | 15
01.10. | 16
01.10. | 17
01.10. | 18
01.10. | 19
01.10. | 20
01.10. | 21
01.10. | 22
01.10. | 23
01.10. | 24
02.10. | 1
02.10. | 2
02.10. | 3
02.10. | 4
02.10. | 5
02.10. | 6
02.10. | 7
02.10. | 8
02.10. | 9
02.10. | 10
02.10. | 11
02.10. | 12
02.10. | 13
02.10. | 14
02.10. | 15
02.10. | 16
02.10. | 17
02.10. | 18
02.10. | 19
02.10. | 20
02.10. | 21
02.10. | 22
02.10. | 23
02.10. | 24
03.10. | 1
03.10. | 2
03.10. | 3
03.10. | 4
03.10. | 5
03.10. | 6
03.10. | 7
03.10. | 8
03.10. | 9
03.10. | 10
03.10. | 11
03.10. | 12
03.10. | 13
03.10. | 14
03.10. | 15
03.10. | 16
03.10. | 17
03.10. | 18
03.10. | 19
03.10. | 20
03.10. | 21
03.10. | 22
03.10. | 23
03.10. | 24
04.10. | 1
04.10. | 2
04.10. | 3
04.10. | 4
04.10. | 5
04.10. | 6
04.10. | 7
04.10. | 8
04.10. | 9
04.10. | 10
04.10. | 11
04.10. | 12
04.10. | 13
04.10. | 14
04.10. | 15
04.10. | 16
04.10. | 17
04.10. | 18
04.10. | 19
04.10. | 20
04.10. | 21
04.10. | 22
04.10. | 23
04.10. | 24
05.10. | 1
05.10. | 2
05.10. | 3
05.10. | 4
05.10. | 5
05.10. | 6
05.10. | 7
05.10. | 8
05.10. | 9
05.10. | 10
05.10. | 11
05.10. | 12
05.10. | 13
05.10. | 14
05.10. | 15
05.10. | 16
05.10. | 17
05.10. | 18
05.10. | 19
05.10. | 20
05.10. | 21
05.10. | 22
05.10. | 23
05.10. | 24
06.10. | 1
06.10. | 2
06.10. | 3
06.10. | 4
06.10. | 5
06.10. | 6
06.10. | 7
06.10. | 8
06.10. | 9
06.10. | 10
06.10. | 11
06.10. | 12
06.10. | 13
06.10. | 14
06.10. | 15
06.10. | 16
06.10. | 17
06.10. | 18
06.10. | 19
06.10. | 20
06.10. | 21
06.10. | 22
06.10. | 23
06.10. | 24
07.10. | 1
07.10. | 2
07.10. | 3
07.10. | 4
07.10. | 5
07.10. | 6
07.10. | 7
07.10. | 8
07.10. | 9
07.10. | 10
07.10. | 11
07.10. | 12
07.10. | 13
07.10. | 14
07.10. | 15
07.10. | 16
07.10. | 17
07.10. | 18
07.10. | 19
07.10. | 20
07.10. | 21
07.10. | 22
07.10. | 23
07.10. | 24
08.10. | 1
08.10. | 2
08.10. | 3
08.10. | 4
08.10. | 5
08.10. | 6
08.10. | 7
08.10. | 8
08.10. | 9
08.10. | 10
08.10. | 11
08.10. | 12
08.10. | 13
08.10. | 14
08.10. | 15
08.10. | 16
08.10. | 17
08.10. | 18
08.10. | 19
08.10. | 20
08.10. | 21
08.10. | 22
08.10. | 23
08.10. | 24
09.10. | 1
09.10. | 2
09.10. | 3
09.10. | 4
09.10. | 5
09.10. | 6
09.10. | 7
09.10. | 8
09.10. | 9
09.10. | 10
09.10. | 11
09.10. | 12
09.10. | 13
09.10. | 14
09.10. | 15
09.10. | 16
09.10. | 17
09.10. | 18
09.10. | 19
09.10. | 20
09.10. | 21
09.10. | 22
09.10. | 23
09.10. | 24
10.10. | 1
10.10. | 2
10.10. | 3
10.10. | 4
10.10. | 5
10.10. | 6
10.10. | 7
10.10. | 8
10.10. | 9
10.10. | 10
10.10. | 11
10.10. | 12
10.10. | 13
10.10. | 14
10.10. | 15
10.10. | 16
10.10. | 17
10.10. | 18
10.10. | 19
10.10. | 20
10.10. | 21
10.10. | 22
10.10. | 23
10.10. | 24
11.10. | 1
11.10. | 2
11.10. | 3
11.10. | 4
11.10. | 5
11.10. | 6
11.10. | 7
11.10. | 8
11.10. | 9
11.10. | 10
11.10. | 11
11.10. | 12
11.10. | 13
11.10. | 14
11.10. | 15
11.10. | 16
11.10. | 17
11.10. | 18
11.10. | 19
11.10. | 20
11.10. | 21
11.10. | 22
11.10. | 23
11.10. | 24
12.10. | 1
12.10. | 2
12.10. | 3
12.10. | 4
12.10. | 5
12.10. | 6
12.10. | 7
12.10. | 8
12.10. | 9
12.10. | 10
12.10. | 11
12.10. | 12
12.10. | 13
12.10. | 14
12.10. | 15
12.10. | 16
12.10. | 17
12.10. | 18
12.10. | 19
12.10. | 20
12.10. | 21
12.10. | 22
12.10. | 23
12.10. | 24
13.10. | 1
13.10. | 2
13.10. | 3
13.10. | 4
13.10. | 5
13.10. | 6
13.10. | 7
13.10. | 8
13.10. | 9
13.10. | 10
13.10. | 11
13.10. | 12
13.10. | 13
13.10. | 14
13.10. | 15
13.10. | 16
13.10. | 17
13.10. | 18
13.10. | 19
13.10. | 20
13.10. | 21
13.10. | 22
13.10. | 23
13.10. | 24
14.10. | 1
14.10. | 2
14.10. | 3
14.10. | 4
14.10. | 5
14.10. | 6
14.10. | 7
14.10. | 8
14.10. | 9
14.10. | 10
14.10. | 11
14.10. | 12
14.10. | 13
14.10. | 14
14.10. | 15
14.10. | 16
14.10. | 17
14.10. | 18
14.10. | 19
14.10. | 20
14.10. | 21
14.10. | 22
14.10. | 23
14.10. | 24
15.10. | 1
15.10. | 2
15.10. | 3
15.10. | 4
15.10. | 5
15.10. | 6
15.10. | 7
15.10. | 8
15.10. | 9
15.10. | 10
15.10. | 11
15.10. | 12
15.10. | 13
15.10. | 14
15.10. | 15
15.10. | 16
15.10. | 17
15.10. | 18
15.10. | 19
15.10. | 20
15.10. | 21
15.10. | 22
15.10. | 23
15.10. | 24
16.10. | 1
16.10. | 2
16.10. | 3
16.10. | 4
16.10. | 5
16.10. | 6
16.10. | 7
16.10. | 8
16.10. | 9
16.10. | 10
16.10. | 11
16.10. | 12
16.10. | 13
16.10. | 14
16.10. | 15
16.10. | 16
16.10. | 17
16.10. | 18
16.10. | 19
16.10. | 20
16.10. | 21
16.10. | 22
16.10. | 23
16.10. | 24
17.10. | 1
17.10. | 2
17.10. | 3
17.10. | 4
17.10. | 5
17.10. | 6
17.10. | 7
17.10. | 8
17.10. | 9
17.10. | 10
17.10. | 11
17.10. | 12
17.10. | 13
17.10. | 14
17.10. | 15
17.10. | 16
17.10. | 17
17.10. | 18
17.10. | 19
17.10. | 20
17.10. | 21
17.10. | 22
17.10. | 23
17.10. | 24
18.10. | 1
18.10. | 2
18.10. | 3
18.10. | 4
18.10. | 5
18.10. | 6
18.10. | 7
18.10. | 8
18.10. | 9
18.10. | 10
18.10. | 11
18.10. | 12
18.10. | 13
18.10. | 14
18.10. | 15
18.10. | 16
18.10. | 17
18.10. | 18
18.10. | 19
18.10. | 20
18.10. | 21
18.10. | 22
18.10. | 23
18.10. | 24
19.10. | 1
19.10. | 2
19.10. | 3
19.10. | 4
19.10. | 5
19.10. | 6
19.10. | 7
19.10. | 8
19.10. | 9
19.10. | 10
19.10. | 11
19.10. | 12
19.10. | 13
19.10. | 14
19.10. | 15
19.10. | 16
19.10. | 17
19.10. | 18
19.10. | 19
19.10. | 20
19.10. | 21
19.10. | 22
19.10. | 23
19.10. | 24
20.10. | 1
20.10. | 2
20.10. | 3
20.10. | 4
20.10. | 5
20.10. | 6
20.10. | 7
20.10. | 8
20.10. | 9
20.10. | 10
20.10. | 11
20.10. | 12
20.10. | 13
20.10. | 14
20.10. | 15
20.10. | 16
20.10. | 17
20.10. | 18
20.10. | 19
20.10. | 20
20.10. | 21
20.10. | 22
20.10. | 23
20.10. | 24
21.10. | 1
21.10. | 2
21.10. | 3
21.10. | 4
21.10. | 5
21.10. | 6
21.10. | 7
21.10. | 8
21.10. | 9
21.10. | 10
21.10. | 11
21.10. | 12
21.10. | 13
21.10. | 14
21.10. | 15
21.10. | 16
21.10. | 17
21.10. | 18
21.10. | 19
21.10. | 20
21.10. | 21
21.10. | 22
21.10. | 23
21.10. | 24
22.10. | 1
22.10. | 2
22.10. | 3
22.10. | 4
22.10. | 5
22.10. | 6
22.10. | 7
22.10. | 8
22.10. | 9
22.10. | 10
22.10. | 11
22.10. | 12
22.10. | 13
22.10. | 14
22.10. | 15
22.10. | 16
22.10. | 17
22.10. | 18
22.10. | 19
22.10. | 20
22.10. | 21
22.10. | 22
22.10. | 23
22.10. | 24
23.10. | 1
23.10. | 2
23.10. | 3
23.10. | 4
23.10. | 5
23.10. | 6
23.10. | 7
23.10. | 8
23.10. | 9
23.10. | 10
23.10. | 11
23.10. | 12
23.10. | 13
23.10. | 14
23.10. | 15
23.10. | 16
23.10. | 17
23.10. | 18
23.10. | 19
23.10. | 20
23.10. | 21
23.10. | 22
23.10. | 23
23.10. | 24
24.10. | 1
24.10. | 2
24.10. | 3
24.10. | 4
24.10. | 5
24.10. | 6
24.10. | 7
24.10. | 8
24.10. | 9
24.10. | 10
24.10. | 11
24.10. | 12
24.10. | 13
24.10. | 14
24.10. | 15
24.10. | 16
24.10. | 17
24.10. | 18
24.10. | 19
24.10. | 20
24.10. | 21
24.10. | 22
24.10. | 23
24.10. | 24
25.10. | 1
25.10. | 2
25.10. | 3
25.10. | 4
25.10. | 5
25.10. | 6
25.10. | 7
25.10. | 8
25.10. | 9
25.10. | 10
25.10. | 11
25.10. | 12
25.10. | 13
25.10. | 14
25.10. | 15
25.10. | 16
25.10. | 17
25.10. | 18
25.10. | 19
25.10. | 20
25.10. | 21
25.10. | 22
25.10. | 23
25.10. | 24
26.10. | 1
26.10. | 2
26.10. | 3
26.10. | 4
26.10. | 5
26.10. | 6
26.10. | 7
26.10. | 8
26.10. | 9
26.10. | 10
26.10. | 11
26.10. | 12
26.10. | 13
26.10. | 14
26.10. | 15
26.10. | 16
26.10. | 17
26.10. | 18
26.10. | 19
26.10. | 20
26.10. | 21
26.10. | 22
26.10. | 23
26.10. | 24
27.10. | 1
27.10. | 2
27.10. | 3
27.10. | 4
27.10. | 5
27.10. | 6
27.10. | 7
27.10. | 8
27.10. | 9
27.10. | 10
27.10. | 11
27.10. | 12
27.10. | 13
27.10. | 14
27.10. | 15
27.10. | 16
27.10. | 17
27.10. | 18
27.10. | 19
27.10. | 20
27.10. | 21
27.10. | 22
27.10. | 23
27.10. | 24
28.10. | 1
28.10. | 2
28.10. | 3
28.10. | 4
28.10. | 5
28.10. | 6
28.10. | 7
28.10. | 8
28.10. | 9
28.10. | 10
28.10. | 11
28.10. | 12
28.10. | 13
28.10. | 14
28.10. | 15
28.10. | 16
28.10. | 17
28.10. | 18
28.10. | 19
28.10. | 20
28.10. | 21
28.10. | 22
28.10. | 23
28.10. | 24
29.10. | 1
29.10. | 2
29.10. | 3
29.10. | 4
29.10. | 5
29.10. | 6
29.10. | 7
29.10. | 8
29.10. | 9
29.10. | 10
29.10. | 11
29.10. | 12
29.10. | 13
29.10. | 14
29.10. | 15
29.10. | 16
29.10. | 17
29.10. | 18
29.10. | 19
29.10. | 20
29.10. | 21
29.10. | 22
29.10. | 23
29.10. | 24
30.10. | 1
30.10. | 2
30.10. | 3
30.10. | 4
30.10. | 5
30.10. | 6
30.10. | 7
30.10. | 8
30.10. | 9
30.10. | 10
30.10. | 11
30.10. | 12
30.10. | 13
30.10. | 14
30.10. | 15
30.10. | 16
30.10. | 17
30.10. | 18
30.10. | 19
30.10. | 20
30.10. | 21
30.10. | 22
30.10. | 23
30.10. | 24
31.10. | 1
31.10. | 2
31.10. | 3
31.10. | 4
31.10. | 5
31.10. | 6
31.10. | 7
31.10. | 8
31.10. | 9
31.10. | 10
31.10. | 11
31.10. | 12
31.10. | 13
31.10. | 14
31.10. | 15
31.10. | 16
31.10. | 17
31.10. | 18
31.10. | 19
31.10. | 20
31.10. | 21
31.10. | 22
31.10. | 23
31.10. | 24
01.11. | 1
01.11. | 2
01.11. | 3
01.11. | 4
01.11. | 5
01.11. | 6
01.11. | 7
01.11. | 8
01.11. | 9
01.11. | 10
01.11. | 11
01.11. | 12
01.11. | 13
01.11. | 14
01.11. | 15
01.11. | 16
01.11. | 17
01.11. | 18
01.11. | 19
01.11. | 20
01.11. | 21
01.11. | 22
01.11. | 23
01.11. | 24
02.11. | 1
02.11. | 2
02.11. | 3
02.11. | 4
02.11. | 5
02.11. | 6
02.11. | 7
02.11. | 8
02.11. | 9
02.11. | 10
02.11. | 11
02.11. | 12
02.11. | 13
02.11. | 14
02.11. | 15
02.11. | 16
02.11. | 17
02.11. | 18
02.11. | 19
02.11. | 20
02.11. | 21
02.11. | 22
02.11. | 23
02.11. | 24
03.11. | 1
03.11. | 2
03.11. | 3
03.11. | 4
03.11. | 5
03.11. | 6
03.11. | 7
03.11. | 8
03.11. | 9
03.11. | 10
03.11. | 11
03.11. | 12
03.11. | 13
03.11. | 14
03.11. | 15
03.11. | 16
03.11. | 17
03.11. | 18
03.11. | 19
03.11. | 20
03.11. | 21
03.11. | 22
03.11. | 23
03.11. | 24
04.11. | 1
04.11. | 2
04.11. | 3
04.11. | 4
04.11. | 5
04.11. | 6
04.11. | 7
04.11. | 8
04.11. | 9
04.11. | 10
04.11. | 11
04.11. | 12
04.11. | 13
04.11. | 14
04.11. | 15
04.11. | 16
04.11. | 17
04.11. | 18
04.11. | 19
04.11. | 20
04.11. | 21
04.11. | 22
04.11. | 23
04.11. | 24
05.11. | 1
05.11. | 2
05.11. | 3
05.11. | 4
05.11. | 5
05.11. | 6
05.11. | 7
05.11. | 8
05.11. | 9
05.11. | 10
05.11. | 11
05.11. | 12
05.11. | 13
05.11. | 14
05.11. | 15
05.11. | 16
05.11. | 17
05.11. | 18
05.11. | 19
05.11. | 20
05.11. | 21
05.11. | 22
05.11. | 23
05.11. | 24
06.11. | 1
06.11. | 2
06.11. | 3
06.11. | 4
06.11. | 5
06.11. | 6
06.11. | 7
06.11. | 8
06.11. | 9
06.11. | 10
06.11. | 11
06.11. | 12
06.11. | 13
06.11. | 14
06.11. | 15
06.11. | 16
06.11. | 17
06.11. | 18
06.11. | 19
06.11. | 20
06.11. | 21
06.11. | 22
06.11. | 23
06.11. | 24
07.11. | 1
07.11. | 2
07.11. | 3
07.11. | 4
07.11. | 5
07.11. | 6
07.11. | 7
07.11. | 8
07.11. | 9
07.11. | 10
07.11. | 11
07.11. | 12
07.11. | 13
07.11. | 14
07.11. | 15
07.11. | 16
07.11. | 17
07.11. | 18
07.11. | 19
07.11. | 20
07.11. | 21
07.11. | 22
07.11. | 23
07.11. | 24
08.11. | 1
08.11. | 2
08.11. | 3
08.11. | 4
08.11. | 5
08.11. | 6
08.11. | 7
08.11. | 8
08.11. | 9
08.11. | 10
08.11. | 11
08.11. | 12
08.11. | 13
08.11. | 14
08.11. | 15
08.11. | 16
08.11. | 17
08.11. | 18
08.11. | 19
08.11. | 20
08.11. | 21
08.11. | 22
08.11. | 23
08.11. | 24
09.11. | 1
09.11. | 2
09.11. | 3
09.11. | 4
09.11. | 5
09.11. | 6
09.11. | 7
09.11. | 8
09.11. | 9
09.11. | 10
09.11. | 11
09.11. | 12
09.11. | 13
09.11. | 14
09.11. | 15
09.11. | 16
09.11. | 17
09.11. | 18
09.11. | 19
09.11. | 20
09.11. | 21
09.11. | 22
09.11. | 23
09.11. | 24
10.11. | 1
10.11. | 2
10.11. | 3
10.11. | 4
10.11. | 5
10.11. | 6
10.11. | 7
10.11. | 8
10.11. | 9
10.11. | 10
10.11. | 11
10.11. | 12
10.11. | 13
10.11. | 14
10.11. | 15
10.11. | 16
10.11. | 17
10.11. | 18
10.11. | 19
10.11. | 20
10.11. | 21
10.11. | 22
10.11. | 23
10.11. | 24
11.11. | 1
11.11. | 2
11.11. | 3
11.11. | 4
11.11. | 5
11.11. | 6
11.11. | 7
11.11. | 8
11.11. | 9
11.11. | 10
11.11. | 11
11.11. | 12
11.11. | 13
11.11. | 14
11.11. | 15
11.11. | 16
11.11. | 17
11.11. | 18
11.11. | 19
11.11. | 20
11.11. | 21
11.11. | 22
11.11. | 23
11.11. | 24
12.11. | 1
12.11. | 2
12.11. | 3
12.11. | 4
12.11. | 5
12.11. | 6
12.11. | 7
12.11. | 8
12.11. | 9
12.11. | 10
12.11. | 11
12.11. | 12
12.11. | 13
12.11. | 14
12.11. | 15
12.11. | 16
12.11. | 17
12.11. | 18
12.11. | 19
12.11. | 20
12.11. | 21
12.11. | 22
12.11. | 23
12.11. | 24
13.11. | 1
13.11. | 2
13.11. | 3
13.11. | 4
13.11. | 5
13.11. | 6
13.11. | 7
13.11. | 8
13.11. | 9
13.11. | 10
13.11. | 11
13.11. | 12
13.11. | 13
13.11. | 14
13.11. | 15
13.11. | 16
13.11. | 17
13.11. | 18
13.11. | 19
13.11. | 20
13.11. | 21
13.11. | 22
13.11. | 23
13.11. | 24
14.11. | 1
14.11. | 2
14.11. | 3
14.11. | 4
14.11. | 5
14.11. | 6
14.11. | 7
14.11. | 8
14.11. | 9
14.11. | 10
14.11. | 11
14.11. | 12
14.11. | 13
14.11. | 14
14.11. | 15
14.11. | 16
14.11. | 17
14.11. | 18
14.11. | 19
14.11. | 20
14.11. | 21
14.11. | 22
14.11. | 23
14.11. | 24
15.11. | 1
15.11. | 2
15.11. | 3
15.11. | 4
15.11. | 5
15.11. | 6
15.11. | 7
15.11. | 8
15.11. | 9
15.11. | 10
15.11. | 11
15.11. | 12
15.11. | 13
15.11. | 14
15.11. | 15
15.11. | 16
15.11. | 17
15.11. | 18
15.11. | 19
15.11. | 20
15.11. | 21
15.11. | 22
15.11. | 23
15.11. | 24
16.11. | 1
16.11. | 2
16.11. | 3
16.11. | 4
16.11. | 5
16.11. | 6
16.11. | 7
16.11. | 8
16.11. | 9
16.11. | 10
16.11. | 11
16.11. | 12
16.11. | 13
16.11. | 14
16.11. | 15
16.11. | 16
16.11. | 17
16.11. | 18
16.11. | 19
16.11. | 20
16.11. | 21
16.11. | 22
16.11. | 23
16.11. | 24
17.11. | 1
17.11. | 2
17.11. | 3
17.11. | 4
17.11. | 5
17.11. | 6
17.11. | 7
17.11. | 8
17.11. | 9
17.11. | 10
17.11. | 11
17.11. | 12
17.11. | 13
17.11. | 14
17.11. | 15
17.11. | 16
17.11. | 17
17.11. | 18
17.11. | 19
17.11. | 20
17.11. | 21
17.11. | 22
17.11. | 23
17.11. | 24
18.11. | 1
18.11. | 2
18.11. | 3
18.11. | 4
18.11. | 5
18.11. | 6
18.11. | 7
18.11. | 8
18.11. | 9
18.11. | 10
18.11. | 11
18.11. | 12
18.11. | 13
18.11. | 14
18.11. | 15
18.11. | 16
18.11. | 17
18.11. | 18
18.11. | 19
18.11. | 20
18.11. | 21
18.11. | 22
18.11. | 23
18.11. | 24
19.11. | 1
19.11. | 2
19.11. | 3
19.11. | 4
19.11. | 5
19.11. | 6
19.11. | 7
19.11. | 8
19.11. | 9
19.11. | 10
19.11. | 11
19.11. | 12
19.11. | 13
19.11. | 14
19.11. | 15
19.11. | 16
19.11. | 17
19.11. | 18
19.11. | 19
19.11. | 20
19.11. | 21
19.11. | 22
19.11. | 23
19.11. | 24
20.11. | 1
20.11. | 2
20.11. | 3
20.11. | 4
20.11. | 5
20.11. | 6
20.11. | 7
20.11. | 8
20.11. | 9
20.11. | 10
20.11. | 11
20.11. | 12
20.11. | 13
20.11. | 14
20.11. | 15
20.11. | 16
20.11. | 17
20.11. | 18
20.11. | 19
20.11. | 20
20.11. | 21
20.11. | 22
20.11. | 23
20.11. | 24
21.11. | 1
21.11. | 2
21.11. | 3
21.11. | 4
21.11. | 5
21.11. | 6
21.11. | 7
21.11. | 8
21.11. | 9
21.11. | 10
21.11. | 11
21.11. | 12
21.11. | 13
21.11. | 14
21.11. | 15
21.11. | 16
21.11. | 17
21.11. | 18
21.11. | 19
21.11. | 20
21.11. | 21
21.11. | 22
21.11. | 23
21.11. | 24
22.11. | 1
22.11. | 2
22.11. | 3
22.11. | 4
22.11. | 5
22.11. | 6
22.11. | 7
22.11. | 8
22.11. | 9
22.11. | 10
22.11. | 11
22.11. | 12
22.11. | 13
22.11. | 14
22.11. | 15
22.11. | 16
22.11. | 17
22.11. | 18
22.11. | 19
22.11. | 20
22.11. | 21
22.11. | 22
22.11. | 23
22.11. | 24
23.11. | 1
23.11. | 2
23.11. | 3
23.11. | 4
23.11. | 5
23.11. | 6
23.11. | 7
23.11. | 8
23.11. | 9
23.11. | 10
23.11. | 11
23.11. | 12
23.11. | 13
23.11. | 14
23.11. | 15
23.11. | 16
23.11. | 17
23.11. | 18
23.11. | 19
23.11. | 20
23.11. | 21
23.11. | 22
23.11. | 23
23.11. | 24
24.11. | 1
24.11. | 2
24.11. | 3
24.11. | 4
24.11. | 5
24.11. | 6
24.11. | 7
24.11. | 8
24.11. | 9
24.11. | 10
24.11. | 11
24.11. | 12
24.11. | 13
24.11. | 14
24.11. | 15
24.11. | 16
24.11. | 17
24.11. | 18
24.11. | 19
24.11. | 20
24.11. | 21
24.11. | 22
24.11. | 23
24.11. | 24
25.11. | 1
25.11. | 2
25.11. | 3
25.11. | 4
25.11. | 5
25.11. | 6
25.11. | 7
25.11. | 8
25.11. | 9
25.11. | 10
25.11. | 11
25.11. | 12
25.11. | 13
25.11. | 14
25.11. | 15
25.11. | 16
25.11. | 17
25.11. | 18
25.11. | 19
25.11. | 20
25.11. | 21
25.11. | 22
25.11. | 23
25.11. | 24
26.11. | 1
26.11. | 2
26.11. | 3
26.11. | 4
26.11. | 5
26.11. | 6
26.11. | 7
26.11. | 8
26.11. | 9
26.11. | 10
26.11. | 11
26.11. | 12
26.11. | 13
26.11. | 14
26.11. | 15
26.11. | 16
26.11. | 17
26.11. | 18
26.11. | 19
26.11. | 20
26.11. | 21
26.11. | 22
26.11. | 23
26.11. | 24
27.11. | 1
27.11. | 2
27.11. | 3
27.11. | 4
27.11. | 5
27.11. | 6
27.11. | 7
27.11. | 8
27.11. | 9
27.11. | 10
27.11. | 11
27.11. | 12
27.11. | 13
27.11. | 14
27.11. | 15
27.11. | 16
27.11. | 17
27.11. | 18
27.11. | 19
27.11. | 20
27.11. | 21
27.11. | 22
27.11. | 23
27.11. | 24
28.11. | 1
28.11. | 2
28.11. | 3
28.11. | 4
28.11. | 5
28.11. | 6
28.11. | 7
28.11. | 8
28.11. | 9
28.11. | 10
28.11. | 11
28.11. | 12
28.11. | 13
28.11. | 14
28.11. | 15
28.11. | 16
28.11. | 17
28.11. | 18
28.11. | 19
28.11. | 20
28.11. | 21
28.11. | 22
28.11. | 23
28.11. | 24
29.11. | 1
29.11. | 2
29.11. | 3
29.11. | 4
29.11. | 5
29.11. | 6
29.11. | 7
29.11. | 8
29.11. | 9
29.11. | 10
29.11. | 11
29.11. | 12
29.11. | 13
29.11. | 14
29.11. | 15
29.11. | 16
29.11. | 17
29.11. | 18
29.11. | 19
29.11. | 20
29.11. | 21
29.11. | 22
29.11. | 23
29.11. | 24
30.11. | 1
30.11. | 2
30.11. | 3
30.11. | 4
30.11. | 5
30.11. | 6
30.11. | 7
30.11. | 8
30.11. | 9
30.11. | 10
30.11. | 11
30.11. | 12
30.11. | 13
30.11. | 14
30.11. | 15
30.11. | 16
30.11. | 17
30.11. | 18
30.11. | 19
30.11. | 20
30.11. | 21
30.11. | 22
30.11. | 23
30.11. | 24
01.12. | 1
01.12. | 2
01.12. | 3
01.12. | 4
01.12. | 5
01.12. | 6
01.12. | 7
01.12. | 8
01.12. | 9
01.12. | 10
01.12. | 11
01.12. | 12
01.12. | 13
01.12. | 14
01.12. | 15
01.12. | 16
01.12. | 17
01.12. | 18
01.12. | 19
01.12. | 20
01.12. | 21
01.12. | 22
01.12. | 23
01.12. | 24
02.12. | 1
02.12. | 2
02.12. | 3
02.12. | 4
02.12. | 5
02.12. | 6
02.12. | 7
02.12. | 8
02.12. | 9
02.12. | 10
02.12. | 11
02.12. | 12
02.12. | 13
02.12. | 14
02.12. | 15
02.12. | 16
02.12. | 17
02.12. | 18
02.12. | 19
02.12. | 20
02.12. | 21
02.12. | 22
02.12. | 23
02.12. | 24
03.12. | 1
03.12. | 2
03.12. | 3
03.12. | 4
03.12. | 5
03.12. | 6
03.12. | 7
03.12. | 8
03.12. | 9
03.12. | 10
03.12. | 11
03.12. | 12
03.12. | 13
03.12. | 14
03.12. | 15
03.12. | 16
03.12. | 17
03.12. | 18
03.12. | 19
03.12. | 20
03.12. | 21
03.12. | 22
03.12. | 23
03.12. | 24
04.12. | 1
04.12. | 2
04.12. | 3
04.12. | 4
04.12. | 5
04.12. | 6
04.12. | 7
04.12. | 8
04.12. | 9
04.12. | 10
04.12. | 11
04.12. | 12
04.12. | 13
04.12. | 14
04.12. | 15
04.12. | 16
04.12. | 17
04.12. | 18
04.12. | 19
04.12. | 20
04.12. | 21
04.12. | 22
04.12. | 23
04.12. | 24
05.12. | 1
05.12. | 2
05.12. | 3
05.12. | 4
05.12. | 5
05.12. | 6
05.12. | 7
05.12. | 8
05.12. | 9
05.12. | 10
05.12. | 11
05.12. | 12
05.12. | 13
05.12. | 14
05.12. | 15
05.12. | 16
05.12. | 17
05.12. | 18
05.12. | 19
05.12. | 20
05.12. | 21
05.12. | 22
05.12. | 23
05.12. | 24
06.12. | 1
06.12. | 2
06.12. | 3
06.12. | 4
06.12. | 5
06.12. | 6
06.12. | 7
06.12. | 8
06.12. | 9
06.12. | 10
06.12. | 11
06.12. | 12
06.12. | 13
06.12. | 14
06.12. | 15
06.12. | 16
06.12. | 17
06.12. | 18
06.12. | 19
06.12. | 20
06.12. | 21
06.12. | 22
06.12. | 23
06.12. | 24
07.12. | 1
07.12. | 2
07.12. | 3
07.12. | 4
07.12. | 5
07.12. | 6
07.12. | 7
07.12. | 8
07.12. | 9
07.12. | 10
07.12. | 11
07.12. | 12
07.12. | 13
07.12. | 14
07.12. | 15
07.12. | 16
07.12. | 17
07.12. | 18
07.12. | 19
07.12. | 20
07.12. | 21
07.12. | 22
07.12. | 23
07.12. | 24
08.12. | 1
08.12. | 2
08.12. | 3
08.12. | 4
08.12. | 5
08.12. | 6
08.12. | 7
08.12. | 8
08.12. | 9
08.12. | 10
08.12. | 11
08.12. | 12
08.12. | 13
08.12. | 14
08.12. | 15
08.12. | 16
08.12. | 17
08.12. | 18
08.12. | 19
08.12. | 20
08.12. | 21
08.12. | 22
08.12. | 23
08.12. | 24
09.12. | 1
09.12. | 2
09.12. | 3
09.12. | 4
09.12. | 5
09.12. | 6
09.12. | 7
09.12. | 8
09.12. | 9
09.12. | 10
09.12. | 11
09.12. | 12
09.12. | 13
09.12. | 14
09.12. | 15
09.12. | 16
09.12. | 17
09.12. | 18
09.12. | 19
09.12. | 20
09.12. | 21
09.12. | 22
09.12. | 23
09.12. | 24
10.12. | 1
10.12. | 2
10.12. | 3
10.12. | 4
10.12. | 5
10.12. | 6
10.12. | 7
10.12. | 8
10.12. | 9
10.12. | 10
10.12. | 11
10.12. | 12
10.12. | 13
10.12. | 14
10.12. | 15
10.12. | 16
10.12. | 17
10.12. | 18
10.12. | 19
10.12. | 20
10.12. | 21
10.12. | 22
10.12. | 23
10.12. | 24
11.12. | 1
11.12. | 2
11.12. | 3
11.12. | 4
11.12. | 5
11.12. | 6
11.12. | 7
11.12. | 8
11.12. | 9
11.12. | 10
11.12. | 11
11.12. | 12
11.12. | 13
11.12. | 14
11.12. | 15
11.12. | 16
11.12. | 17
11.12. | 18
11.12. | 19
11.12. | 20
11.12. | 21
11.12. | 22
11.12. | 23
11.12. | 24
12.12. | 1
12.12. | 2
12.12. | 3
12.12. | 4
12.12. | 5
12.12. | 6
12.12. | 7
12.12. | 8
12.12. | 9
12.12. | 10
12.12. | 11
12.12. | 12
12.12. | 13
12.12. | 14
12.12. | 15
12.12. | 16
12.12. | 17
12.12. | 18
12.12. | 19
12.12. | 20
12.12. | 21
12.12. | 22
12.12. | 23
12.12. | 24
13.12. | 1
13.12. | 2
13.12. | 3
13.12. | 4
13.12. | 5
13.12. | 6
13.12. | 7
13.12. | 8
13.12. | 9
13.12. | 10
13.12. | 11
13.12. | 12
13.12. | 13
13.12. | 14
13.12. | 15
13.12. | 16
13.12. | 17
13.12. | 18
13.12. | 19
13.12. | 20
13.12. | 21
13.12. | 22
13.12. | 23
13.12. | 24
14.12. | 1
14.12. | 2
14.12. | 3
14.12. | 4
14.12. | 5
14.12. | 6
14.12. | 7
14.12. | 8
14.12. | 9
14.12. | 10
14.12. | 11
14.12. | 12
14.12. | 13
14.12. | 14
14.12. | 15
14.12. | 16
14.12. | 17
14.12. | 18
14.12. | 19
14.12. | 20
14.12. | 21
14.12. | 22
14.12. | 23
14.12. | 24
15.12. | 1
15.12. | 2
15.12. | 3
15.12. | 4
15.12. | 5
15.12. | 6
15.12. | 7
15.12. | 8
15.12. | 9
15.12. | 10
15.12. | 11
15.12. | 12
15.12. | 13
15.12. | 14
15.12. | 15
15.12. | 16
15.12. | 17
15.12. | 18
15.12. | 19
15.12. | 20
15.12. | 21
15.12. | 22
15.12. | 23
15.12. | 24
16.12. | 1
16.12. | 2
16.12. | 3
16.12. | 4
16.12. | 5
16.12. | 6
16.12. | 7
16.12. | 8
16.12. | 9
16.12. | 10
16.12. | 11
16.12. | 12
16.12. | 13
16.12. | 14
16.12. | 15
16.12. | 16
16.12. | 17
16.12. | 18
16.12. | 19
16.12. | 20
16.12. | 21
16.12. | 22
16.12. | 23
16.12. | 24
17.12. | 1
17.12. | 2
17.12. | 3
17.12. | 4
17.12. | 5
17.12. | 6
17.12. | 7
17.12. | 8
17.12. | 9
17.12. | 10
17.12. | 11
17.12. | 12
17.12. | 13
17.12. | 14
17.12. | 15
17.12. | 16
17.12. | 17
17.12. | 18
17.12. | 19
17.12. | 20
17.12. | 21
17.12. | 22
17.12. | 23
17.12. | 24
18.12. | 1
18.12. | 2
18.12. | 3
18.12. | 4
18.12. | 5
18.12. | 6
18.12. | 7
18.12. | 8
18.12. | 9
18.12. | 10
18.12. | 11
18.12. | 12
18.12. | 13
18.12. | 14
18.12. | 15
18.12. | 16
18.12. | 17
18.12. | 18
18.12. | 19
18.12. | 20
18.12. | 21
18.12. | 22
18.12. | 23
18.12. | 24
19.12. | 1
19.12. | 2
19.12. | 3
19.12. | 4
19.12. | 5
19.12. | 6
19.12. | 7
19.12. | 8
19.12. | 9
19.12. | 10
19.12. | 11
19.12. | 12
19.12. | 13
19.12. | 14
19.12. | 15
19.12. | 16
19.12. | 17
19.12. | 18
19.12. | 19
19.12. | 20
19.12. | 21
19.12. | 22
19.12. | 23
19.12. | 24
20.12. | 1
20.12. | 2
20.12. | 3
20.12. | 4
20.12. | 5
20.12. | 6
20.12. | 7
20.12. | 8
20.12. | 9
20.12. | 10
20.12. | 11
20.12. | 12
20.12. | 13
20.12. | 14
20.12. | 15
20.12. | 16
20.12. | 17
20.12. | 18
20.12. | 19
20.12. | 20
20.12. | 21
20.12. | 22
20.12. | 23
20.12. | 24
21.12. | 1
21.12. | 2
21.12. | 3
21.12. | 4
21.12. | 5
21.12. | 6
21.12. | 7
21.12. | 8
21.12. | 9
21.12. | 10
21.12. | 11
21.12. | 12
21.12. | 13
21.12. | 14
21.12. | 15
21.12. | 16
21.12. | 17
21.12. | 18
21.12. | 19
21.12. | 20
21.12. | 21
21.12. | 22
21.12. | 23
21.12. | 24
22.12. | 1
22.12. | 2
22.12. | 3
22.12. | 4
22.12. | 5
22.12. | 6
22.12. | 7
22.12. | 8
22.12. | 9
22.12. | 10
22.12. | 11
22.12. | 12
22.12. | 13
22.12. | 14
22.12. | 15
22.12. | 16
22.12. | 17
22.12. | 18
22.12. | 19
22.12. | 20
22.12. | 21
22.12. | 22
22.12. | 23
22.12. | 24
23.12. | 1
23.12. | 2
23.12. | 3
23.12. | 4
23.12. | 5
23.12. | 6
23.12. | 7
23.12. | 8
23.12. | 9
23.12. | 10
23.12. | 11
23.12. | 12
23.12. | 13
23.12. | 14
23.12. | 15
23.12. | 16
23.12. | 17
23.12. | 18
23.12. | 19
23.12. | 20
23.12. | 21
23.12. | 22
23.12. | 23
23.12. | 24
24.12. | 1
24.12. | 2
24.12. | 3
24.12. | 4
24.12. | 5
24.12. | 6
24.12. | 7
24.12. | 8
24.12. | 9
24.12. | 10
24.12. | 11
24.12. | 12
24.12. | 13
24.12. | 14
24.12. | 15
24.12. | 16
24.12. | 17
24.12. | 18
24.12. | 19
24.12. | 20
24.12. | 21
24.12. | 22
24.12. | 23
24.12. | 24
25.12. | 1
25.12. | 2
25.12. | 3
25.12. | 4
25.12. | 5
25.12. | 6
25.12. | 7
25.12. | 8
25.12. | 9
25.12. | 10
25.12. | 11
25.12. | 12
25.12. | 13
25.12. | 14
25.12. | 15
25.12. | 16
25.12. | 17
25.12. | 18
25.12. | 19
25.12. | 20
25.12. | 21
25.12. | 22
25.12. | 23
25.12. | 24
26.12. | 1
26.12. | 2
26.12. | 3
26.12. | 4
26.12. | 5
26.12. | 6
26.12. | 7
26.12. | 8
26.12. | 9
26.12. | 10
26.12. | 11
26.12. | 12
26.12. | 13
26.12. | 14
26.12. | 15
26.12. | 16
26.12. | 17
26.12. | 18
26.12. | 19
26.12. | 20
26.12. | 21
26.12. | 22
26.12. | 23
26.12. | 24
27.12. | 1
27.12. | 2
27.12. | 3
27.12. | 4
27.12. | 5
27.12. | 6
27.12. | 7
27.12. | 8
27.12. | 9
27.12. | 10
27.12. | 11
27.12. | 12
27.12. | 13
27.12. | 14
27.12. | 15
27.12. | 16
27.12. | 17
27.12. | 18
27.12. | 19
27.12. | 20
27.12. | 21
27.12. | 22
27.12. | 23
27.12. | 24
28.12. | 1
28.12. | 2
28.12. | 3
28.12. | 4
28.12. | 5
28.12. | 6
28.12. | 7
28.12. | 8
28.12. | 9
28.12. | 10
28.12. | 11
28.12. | 12
28.12. | 13
28.12. | 14
28.12. | 15
28.12. | 16
28.12. | 17
28.12. | 18
28.12. | 19
28.12. | 20
28.12. | 21
28.12. | 22
28.12. | 23
28.12. | 24
29.12. | 1
29.12. | 2
29.12. | 3
29.12. | 4
29.12. | 5
29.12. | 6
29.12. | 7
29.12. | 8
29.12. | 9
29.12. | 10
29.12. | 11
29.12. | 12
29.12. | 13
29.12. | 14
29.12. | 15
29.12. | 16
29.12. | 17
29.12. | 18
29.12. | 19
29.12. | 20
29.12. | 21
29.12. | 22
29.12. | 23
29.12. | 24
30.12. | 1
30.12. | 2
30.12. | 3
30.12. | 4
30.12. | 5
30.12. | 6
30.12. | 7
30.12. | 8
30.12. | 9
30.12. | 10
30.12. | 11
30.12. | 12
30.12. | 13
30.12. | 14
30.12. | 15
30.12. | 16
30.12. | 17
30.12. | 18
30.12. | 19
30.12. | 20
30.12. | 21
30.12. | 22
30.12. | 23
30.12. | 24
31.12. | 1
31.12. | 2
31.12. | 3
31.12. | 4
31.12. | 5
31.12. | 6
31.12. | 7
31.12. | 8
31.12. | 9
31.12. | 10
31.12. | 11
31.12. | 12
31.12. | 13
31.12. | 14
31.12. | 15
31.12. | 16
31.12. | 17
31.12. | 18
31.12. | 19
31.12. | 20
31.12. | 21
31.12. | 22
31.12. | 23
31.12. | 24

## Reserves
ENTSO-E Market Modelling Database: Reserves
Country:
Market Node: | RO00
Year:
Climate year
Scenario
Frequency Containment Reserves (FCR)
Total Market Node Requirement | [MW] | 0
FCR that need to be made available by thermal unit commitment (already net with generating capacities on Thermal sheet, not causing additional commitment on Thermal units apart from what highlighted in the unit-by-unit Thermal sheet) | [MW] | 20
Provided by HYDRO - Reserve that should be procured by further constraining the 'Maximum generation' of either Reservoir either Pumped Storage | [MW] | 0
Reserve available from Demand (reduction of demand possible thanks to specific contract to cope with system imbalances; while DSR would work on the DA & ID,here it should be considered only interruptible contract activated to contain system frequency) | [MW] | 0
FCR that need to be made available by thermal unit commitment additional to the FCR allocations highlighted in the unit-by-unit Thermal sheet (this will be allocated additionally on Thermal units as provided FCR) | [MW]
Frequency Restoration Reserves (FRR) - includind both automatic (aFRR) and manual (mFRR)
Total Market Node Requirement | [MW]
FRR that will be procured by thermal (unit commitment of thermal units able to provide FRR take IN REAL LIFE into account this requirements) | [MW]
Provided by HYDRO - Reserve that should be procured by further constraining the 'Maximum generation' of either Reservoir either Pumped Storage | [MW] | 0
Simplified modelling assumptions (to account reserve requirements on e.g. day ahead market as currently done for MAF)
Additional load (should be <= FCR + FRR needed from thermal) | [MW]
Provided by HYDRO - Reserve that should be procured by further constraining the 'Maximum generation' of Reservoir units | [MW] | 502
Provided by HYDRO - Reserve that should be procured by further constraining the 'Maximum generation' of Pumped Storage Open Loop units | [MW]
Provided by HYDRO - Reserve that should be procured by further constraining the 'Maximum generation' of Pumped Storage Closed Loop units | [MW]

## DSR
ENTSO-E Market Modelling Database: DSR
Country:
Market Node: | RO00
Year:
Climate year
Scenario
| Demand Side Response | Price Band 1 | Price Band 2 | Price Band 3 | Price Band 4 | Price Band 5 | Price Band 6 | Price Band 7 | Price Band 8 | Price Band 9 | Price Band 10 | Price Band 11
Capacity
Units
Hours
Price
Climate year start
Climate year end
Date | Hour | Available Demand Response (MW) | Available Demand Response (MW) | Available Demand Response (MW) | Available Demand Response (MW) | Available Demand Response (MW) | Available Demand Response (MW) | Available Demand Response (MW) | Available Demand Response (MW) | Available Demand Response (MW) | Available Demand Response (MW) | N.B. use convention first January always Monday (2007 calendar year) --> see guidelines for further details
01.01. | 1
01.01. | 2
01.01. | 3
01.01. | 4
01.01. | 5
01.01. | 6
01.01. | 7
01.01. | 8
01.01. | 9
01.01. | 10
01.01. | 11
01.01. | 12
01.01. | 13
01.01. | 14
01.01. | 15
01.01. | 16
01.01. | 17
01.01. | 18
01.01. | 19
01.01. | 20
01.01. | 21
01.01. | 22
01.01. | 23
01.01. | 24
02.01. | 1
02.01. | 2
02.01. | 3
02.01. | 4
02.01. | 5
02.01. | 6
02.01. | 7
02.01. | 8
02.01. | 9
02.01. | 10
02.01. | 11
02.01. | 12
02.01. | 13
02.01. | 14
02.01. | 15
02.01. | 16
02.01. | 17
02.01. | 18
02.01. | 19
02.01. | 20
02.01. | 21
02.01. | 22
02.01. | 23
02.01. | 24
03.01. | 1
03.01. | 2
03.01. | 3
03.01. | 4
03.01. | 5
03.01. | 6
03.01. | 7
03.01. | 8
03.01. | 9
03.01. | 10
03.01. | 11
03.01. | 12
03.01. | 13
03.01. | 14
03.01. | 15
03.01. | 16
03.01. | 17
03.01. | 18
03.01. | 19
03.01. | 20
03.01. | 21
03.01. | 22
03.01. | 23
03.01. | 24
04.01. | 1
04.01. | 2
04.01. | 3
04.01. | 4
04.01. | 5
04.01. | 6
04.01. | 7
04.01. | 8
04.01. | 9
04.01. | 10
04.01. | 11
04.01. | 12
04.01. | 13
04.01. | 14
04.01. | 15
04.01. | 16
04.01. | 17
04.01. | 18
04.01. | 19
04.01. | 20
04.01. | 21
04.01. | 22
04.01. | 23
04.01. | 24
05.01. | 1
05.01. | 2
05.01. | 3
05.01. | 4
05.01. | 5
05.01. | 6
05.01. | 7
05.01. | 8
05.01. | 9
05.01. | 10
05.01. | 11
05.01. | 12
05.01. | 13
05.01. | 14
05.01. | 15
05.01. | 16
05.01. | 17
05.01. | 18
05.01. | 19
05.01. | 20
05.01. | 21
05.01. | 22
05.01. | 23
05.01. | 24
06.01. | 1
06.01. | 2
06.01. | 3
06.01. | 4
06.01. | 5
06.01. | 6
06.01. | 7
06.01. | 8
06.01. | 9
06.01. | 10
06.01. | 11
06.01. | 12
06.01. | 13
06.01. | 14
06.01. | 15
06.01. | 16
06.01. | 17
06.01. | 18
06.01. | 19
06.01. | 20
06.01. | 21
06.01. | 22
06.01. | 23
06.01. | 24
07.01. | 1
07.01. | 2
07.01. | 3
07.01. | 4
07.01. | 5
07.01. | 6
07.01. | 7
07.01. | 8
07.01. | 9
07.01. | 10
07.01. | 11
07.01. | 12
07.01. | 13
07.01. | 14
07.01. | 15
07.01. | 16
07.01. | 17
07.01. | 18
07.01. | 19
07.01. | 20
07.01. | 21
07.01. | 22
07.01. | 23
07.01. | 24
08.01. | 1
08.01. | 2
08.01. | 3
08.01. | 4
08.01. | 5
08.01. | 6
08.01. | 7
08.01. | 8
08.01. | 9
08.01. | 10
08.01. | 11
08.01. | 12
08.01. | 13
08.01. | 14
08.01. | 15
08.01. | 16
08.01. | 17
08.01. | 18
08.01. | 19
08.01. | 20
08.01. | 21
08.01. | 22
08.01. | 23
08.01. | 24
09.01. | 1
09.01. | 2
09.01. | 3
09.01. | 4
09.01. | 5
09.01. | 6
09.01. | 7
09.01. | 8
09.01. | 9
09.01. | 10
09.01. | 11
09.01. | 12
09.01. | 13
09.01. | 14
09.01. | 15
09.01. | 16
09.01. | 17
09.01. | 18
09.01. | 19
09.01. | 20
09.01. | 21
09.01. | 22
09.01. | 23
09.01. | 24
10.01. | 1
10.01. | 2
10.01. | 3
10.01. | 4
10.01. | 5
10.01. | 6
10.01. | 7
10.01. | 8
10.01. | 9
10.01. | 10
10.01. | 11
10.01. | 12
10.01. | 13
10.01. | 14
10.01. | 15
10.01. | 16
10.01. | 17
10.01. | 18
10.01. | 19
10.01. | 20
10.01. | 21
10.01. | 22
10.01. | 23
10.01. | 24
11.01. | 1
11.01. | 2
11.01. | 3
11.01. | 4
11.01. | 5
11.01. | 6
11.01. | 7
11.01. | 8
11.01. | 9
11.01. | 10
11.01. | 11
11.01. | 12
11.01. | 13
11.01. | 14
11.01. | 15
11.01. | 16
11.01. | 17
11.01. | 18
11.01. | 19
11.01. | 20
11.01. | 21
11.01. | 22
11.01. | 23
11.01. | 24
12.01. | 1
12.01. | 2
12.01. | 3
12.01. | 4
12.01. | 5
12.01. | 6
12.01. | 7
12.01. | 8
12.01. | 9
12.01. | 10
12.01. | 11
12.01. | 12
12.01. | 13
12.01. | 14
12.01. | 15
12.01. | 16
12.01. | 17
12.01. | 18
12.01. | 19
12.01. | 20
12.01. | 21
12.01. | 22
12.01. | 23
12.01. | 24
13.01. | 1
13.01. | 2
13.01. | 3
13.01. | 4
13.01. | 5
13.01. | 6
13.01. | 7
13.01. | 8
13.01. | 9
13.01. | 10
13.01. | 11
13.01. | 12
13.01. | 13
13.01. | 14
13.01. | 15
13.01. | 16
13.01. | 17
13.01. | 18
13.01. | 19
13.01. | 20
13.01. | 21
13.01. | 22
13.01. | 23
13.01. | 24
14.01. | 1
14.01. | 2
14.01. | 3
14.01. | 4
14.01. | 5
14.01. | 6
14.01. | 7
14.01. | 8
14.01. | 9
14.01. | 10
14.01. | 11
14.01. | 12
14.01. | 13
14.01. | 14
14.01. | 15
14.01. | 16
14.01. | 17
14.01. | 18
14.01. | 19
14.01. | 20
14.01. | 21
14.01. | 22
14.01. | 23
14.01. | 24
15.01. | 1
15.01. | 2
15.01. | 3
15.01. | 4
15.01. | 5
15.01. | 6
15.01. | 7
15.01. | 8
15.01. | 9
15.01. | 10
15.01. | 11
15.01. | 12
15.01. | 13
15.01. | 14
15.01. | 15
15.01. | 16
15.01. | 17
15.01. | 18
15.01. | 19
15.01. | 20
15.01. | 21
15.01. | 22
15.01. | 23
15.01. | 24
16.01. | 1
16.01. | 2
16.01. | 3
16.01. | 4
16.01. | 5
16.01. | 6
16.01. | 7
16.01. | 8
16.01. | 9
16.01. | 10
16.01. | 11
16.01. | 12
16.01. | 13
16.01. | 14
16.01. | 15
16.01. | 16
16.01. | 17
16.01. | 18
16.01. | 19
16.01. | 20
16.01. | 21
16.01. | 22
16.01. | 23
16.01. | 24
17.01. | 1
17.01. | 2
17.01. | 3
17.01. | 4
17.01. | 5
17.01. | 6
17.01. | 7
17.01. | 8
17.01. | 9
17.01. | 10
17.01. | 11
17.01. | 12
17.01. | 13
17.01. | 14
17.01. | 15
17.01. | 16
17.01. | 17
17.01. | 18
17.01. | 19
17.01. | 20
17.01. | 21
17.01. | 22
17.01. | 23
17.01. | 24
18.01. | 1
18.01. | 2
18.01. | 3
18.01. | 4
18.01. | 5
18.01. | 6
18.01. | 7
18.01. | 8
18.01. | 9
18.01. | 10
18.01. | 11
18.01. | 12
18.01. | 13
18.01. | 14
18.01. | 15
18.01. | 16
18.01. | 17
18.01. | 18
18.01. | 19
18.01. | 20
18.01. | 21
18.01. | 22
18.01. | 23
18.01. | 24
19.01. | 1
19.01. | 2
19.01. | 3
19.01. | 4
19.01. | 5
19.01. | 6
19.01. | 7
19.01. | 8
19.01. | 9
19.01. | 10
19.01. | 11
19.01. | 12
19.01. | 13
19.01. | 14
19.01. | 15
19.01. | 16
19.01. | 17
19.01. | 18
19.01. | 19
19.01. | 20
19.01. | 21
19.01. | 22
19.01. | 23
19.01. | 24
20.01. | 1
20.01. | 2
20.01. | 3
20.01. | 4
20.01. | 5
20.01. | 6
20.01. | 7
20.01. | 8
20.01. | 9
20.01. | 10
20.01. | 11
20.01. | 12
20.01. | 13
20.01. | 14
20.01. | 15
20.01. | 16
20.01. | 17
20.01. | 18
20.01. | 19
20.01. | 20
20.01. | 21
20.01. | 22
20.01. | 23
20.01. | 24
21.01. | 1
21.01. | 2
21.01. | 3
21.01. | 4
21.01. | 5
21.01. | 6
21.01. | 7
21.01. | 8
21.01. | 9
21.01. | 10
21.01. | 11
21.01. | 12
21.01. | 13
21.01. | 14
21.01. | 15
21.01. | 16
21.01. | 17
21.01. | 18
21.01. | 19
21.01. | 20
21.01. | 21
21.01. | 22
21.01. | 23
21.01. | 24
22.01. | 1
22.01. | 2
22.01. | 3
22.01. | 4
22.01. | 5
22.01. | 6
22.01. | 7
22.01. | 8
22.01. | 9
22.01. | 10
22.01. | 11
22.01. | 12
22.01. | 13
22.01. | 14
22.01. | 15
22.01. | 16
22.01. | 17
22.01. | 18
22.01. | 19
22.01. | 20
22.01. | 21
22.01. | 22
22.01. | 23
22.01. | 24
23.01. | 1
23.01. | 2
23.01. | 3
23.01. | 4
23.01. | 5
23.01. | 6
23.01. | 7
23.01. | 8
23.01. | 9
23.01. | 10
23.01. | 11
23.01. | 12
23.01. | 13
23.01. | 14
23.01. | 15
23.01. | 16
23.01. | 17
23.01. | 18
23.01. | 19
23.01. | 20
23.01. | 21
23.01. | 22
23.01. | 23
23.01. | 24
24.01. | 1
24.01. | 2
24.01. | 3
24.01. | 4
24.01. | 5
24.01. | 6
24.01. | 7
24.01. | 8
24.01. | 9
24.01. | 10
24.01. | 11
24.01. | 12
24.01. | 13
24.01. | 14
24.01. | 15
24.01. | 16
24.01. | 17
24.01. | 18
24.01. | 19
24.01. | 20
24.01. | 21
24.01. | 22
24.01. | 23
24.01. | 24
25.01. | 1
25.01. | 2
25.01. | 3
25.01. | 4
25.01. | 5
25.01. | 6
25.01. | 7
25.01. | 8
25.01. | 9
25.01. | 10
25.01. | 11
25.01. | 12
25.01. | 13
25.01. | 14
25.01. | 15
25.01. | 16
25.01. | 17
25.01. | 18
25.01. | 19
25.01. | 20
25.01. | 21
25.01. | 22
25.01. | 23
25.01. | 24
26.01. | 1
26.01. | 2
26.01. | 3
26.01. | 4
26.01. | 5
26.01. | 6
26.01. | 7
26.01. | 8
26.01. | 9
26.01. | 10
26.01. | 11
26.01. | 12
26.01. | 13
26.01. | 14
26.01. | 15
26.01. | 16
26.01. | 17
26.01. | 18
26.01. | 19
26.01. | 20
26.01. | 21
26.01. | 22
26.01. | 23
26.01. | 24
27.01. | 1
27.01. | 2
27.01. | 3
27.01. | 4
27.01. | 5
27.01. | 6
27.01. | 7
27.01. | 8
27.01. | 9
27.01. | 10
27.01. | 11
27.01. | 12
27.01. | 13
27.01. | 14
27.01. | 15
27.01. | 16
27.01. | 17
27.01. | 18
27.01. | 19
27.01. | 20
27.01. | 21
27.01. | 22
27.01. | 23
27.01. | 24
28.01. | 1
28.01. | 2
28.01. | 3
28.01. | 4
28.01. | 5
28.01. | 6
28.01. | 7
28.01. | 8
28.01. | 9
28.01. | 10
28.01. | 11
28.01. | 12
28.01. | 13
28.01. | 14
28.01. | 15
28.01. | 16
28.01. | 17
28.01. | 18
28.01. | 19
28.01. | 20
28.01. | 21
28.01. | 22
28.01. | 23
28.01. | 24
29.01. | 1
29.01. | 2
29.01. | 3
29.01. | 4
29.01. | 5
29.01. | 6
29.01. | 7
29.01. | 8
29.01. | 9
29.01. | 10
29.01. | 11
29.01. | 12
29.01. | 13
29.01. | 14
29.01. | 15
29.01. | 16
29.01. | 17
29.01. | 18
29.01. | 19
29.01. | 20
29.01. | 21
29.01. | 22
29.01. | 23
29.01. | 24
30.01. | 1
30.01. | 2
30.01. | 3
30.01. | 4
30.01. | 5
30.01. | 6
30.01. | 7
30.01. | 8
30.01. | 9
30.01. | 10
30.01. | 11
30.01. | 12
30.01. | 13
30.01. | 14
30.01. | 15
30.01. | 16
30.01. | 17
30.01. | 18
30.01. | 19
30.01. | 20
30.01. | 21
30.01. | 22
30.01. | 23
30.01. | 24
31.01. | 1
31.01. | 2
31.01. | 3
31.01. | 4
31.01. | 5
31.01. | 6
31.01. | 7
31.01. | 8
31.01. | 9
31.01. | 10
31.01. | 11
31.01. | 12
31.01. | 13
31.01. | 14
31.01. | 15
31.01. | 16
31.01. | 17
31.01. | 18
31.01. | 19
31.01. | 20
31.01. | 21
31.01. | 22
31.01. | 23
31.01. | 24
01.02. | 1
01.02. | 2
01.02. | 3
01.02. | 4
01.02. | 5
01.02. | 6
01.02. | 7
01.02. | 8
01.02. | 9
01.02. | 10
01.02. | 11
01.02. | 12
01.02. | 13
01.02. | 14
01.02. | 15
01.02. | 16
01.02. | 17
01.02. | 18
01.02. | 19
01.02. | 20
01.02. | 21
01.02. | 22
01.02. | 23
01.02. | 24
02.02. | 1
02.02. | 2
02.02. | 3
02.02. | 4
02.02. | 5
02.02. | 6
02.02. | 7
02.02. | 8
02.02. | 9
02.02. | 10
02.02. | 11
02.02. | 12
02.02. | 13
02.02. | 14
02.02. | 15
02.02. | 16
02.02. | 17
02.02. | 18
02.02. | 19
02.02. | 20
02.02. | 21
02.02. | 22
02.02. | 23
02.02. | 24
03.02. | 1
03.02. | 2
03.02. | 3
03.02. | 4
03.02. | 5
03.02. | 6
03.02. | 7
03.02. | 8
03.02. | 9
03.02. | 10
03.02. | 11
03.02. | 12
03.02. | 13
03.02. | 14
03.02. | 15
03.02. | 16
03.02. | 17
03.02. | 18
03.02. | 19
03.02. | 20
03.02. | 21
03.02. | 22
03.02. | 23
03.02. | 24
04.02. | 1
04.02. | 2
04.02. | 3
04.02. | 4
04.02. | 5
04.02. | 6
04.02. | 7
04.02. | 8
04.02. | 9
04.02. | 10
04.02. | 11
04.02. | 12
04.02. | 13
04.02. | 14
04.02. | 15
04.02. | 16
04.02. | 17
04.02. | 18
04.02. | 19
04.02. | 20
04.02. | 21
04.02. | 22
04.02. | 23
04.02. | 24
05.02. | 1
05.02. | 2
05.02. | 3
05.02. | 4
05.02. | 5
05.02. | 6
05.02. | 7
05.02. | 8
05.02. | 9
05.02. | 10
05.02. | 11
05.02. | 12
05.02. | 13
05.02. | 14
05.02. | 15
05.02. | 16
05.02. | 17
05.02. | 18
05.02. | 19
05.02. | 20
05.02. | 21
05.02. | 22
05.02. | 23
05.02. | 24
06.02. | 1
06.02. | 2
06.02. | 3
06.02. | 4
06.02. | 5
06.02. | 6
06.02. | 7
06.02. | 8
06.02. | 9
06.02. | 10
06.02. | 11
06.02. | 12
06.02. | 13
06.02. | 14
06.02. | 15
06.02. | 16
06.02. | 17
06.02. | 18
06.02. | 19
06.02. | 20
06.02. | 21
06.02. | 22
06.02. | 23
06.02. | 24
07.02. | 1
07.02. | 2
07.02. | 3
07.02. | 4
07.02. | 5
07.02. | 6
07.02. | 7
07.02. | 8
07.02. | 9
07.02. | 10
07.02. | 11
07.02. | 12
07.02. | 13
07.02. | 14
07.02. | 15
07.02. | 16
07.02. | 17
07.02. | 18
07.02. | 19
07.02. | 20
07.02. | 21
07.02. | 22
07.02. | 23
07.02. | 24
08.02. | 1
08.02. | 2
08.02. | 3
08.02. | 4
08.02. | 5
08.02. | 6
08.02. | 7
08.02. | 8
08.02. | 9
08.02. | 10
08.02. | 11
08.02. | 12
08.02. | 13
08.02. | 14
08.02. | 15
08.02. | 16
08.02. | 17
08.02. | 18
08.02. | 19
08.02. | 20
08.02. | 21
08.02. | 22
08.02. | 23
08.02. | 24
09.02. | 1
09.02. | 2
09.02. | 3
09.02. | 4
09.02. | 5
09.02. | 6
09.02. | 7
09.02. | 8
09.02. | 9
09.02. | 10
09.02. | 11
09.02. | 12
09.02. | 13
09.02. | 14
09.02. | 15
09.02. | 16
09.02. | 17
09.02. | 18
09.02. | 19
09.02. | 20
09.02. | 21
09.02. | 22
09.02. | 23
09.02. | 24
10.02. | 1
10.02. | 2
10.02. | 3
10.02. | 4
10.02. | 5
10.02. | 6
10.02. | 7
10.02. | 8
10.02. | 9
10.02. | 10
10.02. | 11
10.02. | 12
10.02. | 13
10.02. | 14
10.02. | 15
10.02. | 16
10.02. | 17
10.02. | 18
10.02. | 19
10.02. | 20
10.02. | 21
10.02. | 22
10.02. | 23
10.02. | 24
11.02. | 1
11.02. | 2
11.02. | 3
11.02. | 4
11.02. | 5
11.02. | 6
11.02. | 7
11.02. | 8
11.02. | 9
11.02. | 10
11.02. | 11
11.02. | 12
11.02. | 13
11.02. | 14
11.02. | 15
11.02. | 16
11.02. | 17
11.02. | 18
11.02. | 19
11.02. | 20
11.02. | 21
11.02. | 22
11.02. | 23
11.02. | 24
12.02. | 1
12.02. | 2
12.02. | 3
12.02. | 4
12.02. | 5
12.02. | 6
12.02. | 7
12.02. | 8
12.02. | 9
12.02. | 10
12.02. | 11
12.02. | 12
12.02. | 13
12.02. | 14
12.02. | 15
12.02. | 16
12.02. | 17
12.02. | 18
12.02. | 19
12.02. | 20
12.02. | 21
12.02. | 22
12.02. | 23
12.02. | 24
13.02. | 1
13.02. | 2
13.02. | 3
13.02. | 4
13.02. | 5
13.02. | 6
13.02. | 7
13.02. | 8
13.02. | 9
13.02. | 10
13.02. | 11
13.02. | 12
13.02. | 13
13.02. | 14
13.02. | 15
13.02. | 16
13.02. | 17
13.02. | 18
13.02. | 19
13.02. | 20
13.02. | 21
13.02. | 22
13.02. | 23
13.02. | 24
14.02. | 1
14.02. | 2
14.02. | 3
14.02. | 4
14.02. | 5
14.02. | 6
14.02. | 7
14.02. | 8
14.02. | 9
14.02. | 10
14.02. | 11
14.02. | 12
14.02. | 13
14.02. | 14
14.02. | 15
14.02. | 16
14.02. | 17
14.02. | 18
14.02. | 19
14.02. | 20
14.02. | 21
14.02. | 22
14.02. | 23
14.02. | 24
15.02. | 1
15.02. | 2
15.02. | 3
15.02. | 4
15.02. | 5
15.02. | 6
15.02. | 7
15.02. | 8
15.02. | 9
15.02. | 10
15.02. | 11
15.02. | 12
15.02. | 13
15.02. | 14
15.02. | 15
15.02. | 16
15.02. | 17
15.02. | 18
15.02. | 19
15.02. | 20
15.02. | 21
15.02. | 22
15.02. | 23
15.02. | 24
16.02. | 1
16.02. | 2
16.02. | 3
16.02. | 4
16.02. | 5
16.02. | 6
16.02. | 7
16.02. | 8
16.02. | 9
16.02. | 10
16.02. | 11
16.02. | 12
16.02. | 13
16.02. | 14
16.02. | 15
16.02. | 16
16.02. | 17
16.02. | 18
16.02. | 19
16.02. | 20
16.02. | 21
16.02. | 22
16.02. | 23
16.02. | 24
17.02. | 1
17.02. | 2
17.02. | 3
17.02. | 4
17.02. | 5
17.02. | 6
17.02. | 7
17.02. | 8
17.02. | 9
17.02. | 10
17.02. | 11
17.02. | 12
17.02. | 13
17.02. | 14
17.02. | 15
17.02. | 16
17.02. | 17
17.02. | 18
17.02. | 19
17.02. | 20
17.02. | 21
17.02. | 22
17.02. | 23
17.02. | 24
18.02. | 1
18.02. | 2
18.02. | 3
18.02. | 4
18.02. | 5
18.02. | 6
18.02. | 7
18.02. | 8
18.02. | 9
18.02. | 10
18.02. | 11
18.02. | 12
18.02. | 13
18.02. | 14
18.02. | 15
18.02. | 16
18.02. | 17
18.02. | 18
18.02. | 19
18.02. | 20
18.02. | 21
18.02. | 22
18.02. | 23
18.02. | 24
19.02. | 1
19.02. | 2
19.02. | 3
19.02. | 4
19.02. | 5
19.02. | 6
19.02. | 7
19.02. | 8
19.02. | 9
19.02. | 10
19.02. | 11
19.02. | 12
19.02. | 13
19.02. | 14
19.02. | 15
19.02. | 16
19.02. | 17
19.02. | 18
19.02. | 19
19.02. | 20
19.02. | 21
19.02. | 22
19.02. | 23
19.02. | 24
20.02. | 1
20.02. | 2
20.02. | 3
20.02. | 4
20.02. | 5
20.02. | 6
20.02. | 7
20.02. | 8
20.02. | 9
20.02. | 10
20.02. | 11
20.02. | 12
20.02. | 13
20.02. | 14
20.02. | 15
20.02. | 16
20.02. | 17
20.02. | 18
20.02. | 19
20.02. | 20
20.02. | 21
20.02. | 22
20.02. | 23
20.02. | 24
21.02. | 1
21.02. | 2
21.02. | 3
21.02. | 4
21.02. | 5
21.02. | 6
21.02. | 7
21.02. | 8
21.02. | 9
21.02. | 10
21.02. | 11
21.02. | 12
21.02. | 13
21.02. | 14
21.02. | 15
21.02. | 16
21.02. | 17
21.02. | 18
21.02. | 19
21.02. | 20
21.02. | 21
21.02. | 22
21.02. | 23
21.02. | 24
22.02. | 1
22.02. | 2
22.02. | 3
22.02. | 4
22.02. | 5
22.02. | 6
22.02. | 7
22.02. | 8
22.02. | 9
22.02. | 10
22.02. | 11
22.02. | 12
22.02. | 13
22.02. | 14
22.02. | 15
22.02. | 16
22.02. | 17
22.02. | 18
22.02. | 19
22.02. | 20
22.02. | 21
22.02. | 22
22.02. | 23
22.02. | 24
23.02. | 1
23.02. | 2
23.02. | 3
23.02. | 4
23.02. | 5
23.02. | 6
23.02. | 7
23.02. | 8
23.02. | 9
23.02. | 10
23.02. | 11
23.02. | 12
23.02. | 13
23.02. | 14
23.02. | 15
23.02. | 16
23.02. | 17
23.02. | 18
23.02. | 19
23.02. | 20
23.02. | 21
23.02. | 22
23.02. | 23
23.02. | 24
24.02. | 1
24.02. | 2
24.02. | 3
24.02. | 4
24.02. | 5
24.02. | 6
24.02. | 7
24.02. | 8
24.02. | 9
24.02. | 10
24.02. | 11
24.02. | 12
24.02. | 13
24.02. | 14
24.02. | 15
24.02. | 16
24.02. | 17
24.02. | 18
24.02. | 19
24.02. | 20
24.02. | 21
24.02. | 22
24.02. | 23
24.02. | 24
25.02. | 1
25.02. | 2
25.02. | 3
25.02. | 4
25.02. | 5
25.02. | 6
25.02. | 7
25.02. | 8
25.02. | 9
25.02. | 10
25.02. | 11
25.02. | 12
25.02. | 13
25.02. | 14
25.02. | 15
25.02. | 16
25.02. | 17
25.02. | 18
25.02. | 19
25.02. | 20
25.02. | 21
25.02. | 22
25.02. | 23
25.02. | 24
26.02. | 1
26.02. | 2
26.02. | 3
26.02. | 4
26.02. | 5
26.02. | 6
26.02. | 7
26.02. | 8
26.02. | 9
26.02. | 10
26.02. | 11
26.02. | 12
26.02. | 13
26.02. | 14
26.02. | 15
26.02. | 16
26.02. | 17
26.02. | 18
26.02. | 19
26.02. | 20
26.02. | 21
26.02. | 22
26.02. | 23
26.02. | 24
27.02. | 1
27.02. | 2
27.02. | 3
27.02. | 4
27.02. | 5
27.02. | 6
27.02. | 7
27.02. | 8
27.02. | 9
27.02. | 10
27.02. | 11
27.02. | 12
27.02. | 13
27.02. | 14
27.02. | 15
27.02. | 16
27.02. | 17
27.02. | 18
27.02. | 19
27.02. | 20
27.02. | 21
27.02. | 22
27.02. | 23
27.02. | 24
28.02. | 1
28.02. | 2
28.02. | 3
28.02. | 4
28.02. | 5
28.02. | 6
28.02. | 7
28.02. | 8
28.02. | 9
28.02. | 10
28.02. | 11
28.02. | 12
28.02. | 13
28.02. | 14
28.02. | 15
28.02. | 16
28.02. | 17
28.02. | 18
28.02. | 19
28.02. | 20
28.02. | 21
28.02. | 22
28.02. | 23
28.02. | 24
01.03. | 1
01.03. | 2
01.03. | 3
01.03. | 4
01.03. | 5
01.03. | 6
01.03. | 7
01.03. | 8
01.03. | 9
01.03. | 10
01.03. | 11
01.03. | 12
01.03. | 13
01.03. | 14
01.03. | 15
01.03. | 16
01.03. | 17
01.03. | 18
01.03. | 19
01.03. | 20
01.03. | 21
01.03. | 22
01.03. | 23
01.03. | 24
02.03. | 1
02.03. | 2
02.03. | 3
02.03. | 4
02.03. | 5
02.03. | 6
02.03. | 7
02.03. | 8
02.03. | 9
02.03. | 10
02.03. | 11
02.03. | 12
02.03. | 13
02.03. | 14
02.03. | 15
02.03. | 16
02.03. | 17
02.03. | 18
02.03. | 19
02.03. | 20
02.03. | 21
02.03. | 22
02.03. | 23
02.03. | 24
03.03. | 1
03.03. | 2
03.03. | 3
03.03. | 4
03.03. | 5
03.03. | 6
03.03. | 7
03.03. | 8
03.03. | 9
03.03. | 10
03.03. | 11
03.03. | 12
03.03. | 13
03.03. | 14
03.03. | 15
03.03. | 16
03.03. | 17
03.03. | 18
03.03. | 19
03.03. | 20
03.03. | 21
03.03. | 22
03.03. | 23
03.03. | 24
04.03. | 1
04.03. | 2
04.03. | 3
04.03. | 4
04.03. | 5
04.03. | 6
04.03. | 7
04.03. | 8
04.03. | 9
04.03. | 10
04.03. | 11
04.03. | 12
04.03. | 13
04.03. | 14
04.03. | 15
04.03. | 16
04.03. | 17
04.03. | 18
04.03. | 19
04.03. | 20
04.03. | 21
04.03. | 22
04.03. | 23
04.03. | 24
05.03. | 1
05.03. | 2
05.03. | 3
05.03. | 4
05.03. | 5
05.03. | 6
05.03. | 7
05.03. | 8
05.03. | 9
05.03. | 10
05.03. | 11
05.03. | 12
05.03. | 13
05.03. | 14
05.03. | 15
05.03. | 16
05.03. | 17
05.03. | 18
05.03. | 19
05.03. | 20
05.03. | 21
05.03. | 22
05.03. | 23
05.03. | 24
06.03. | 1
06.03. | 2
06.03. | 3
06.03. | 4
06.03. | 5
06.03. | 6
06.03. | 7
06.03. | 8
06.03. | 9
06.03. | 10
06.03. | 11
06.03. | 12
06.03. | 13
06.03. | 14
06.03. | 15
06.03. | 16
06.03. | 17
06.03. | 18
06.03. | 19
06.03. | 20
06.03. | 21
06.03. | 22
06.03. | 23
06.03. | 24
07.03. | 1
07.03. | 2
07.03. | 3
07.03. | 4
07.03. | 5
07.03. | 6
07.03. | 7
07.03. | 8
07.03. | 9
07.03. | 10
07.03. | 11
07.03. | 12
07.03. | 13
07.03. | 14
07.03. | 15
07.03. | 16
07.03. | 17
07.03. | 18
07.03. | 19
07.03. | 20
07.03. | 21
07.03. | 22
07.03. | 23
07.03. | 24
08.03. | 1
08.03. | 2
08.03. | 3
08.03. | 4
08.03. | 5
08.03. | 6
08.03. | 7
08.03. | 8
08.03. | 9
08.03. | 10
08.03. | 11
08.03. | 12
08.03. | 13
08.03. | 14
08.03. | 15
08.03. | 16
08.03. | 17
08.03. | 18
08.03. | 19
08.03. | 20
08.03. | 21
08.03. | 22
08.03. | 23
08.03. | 24
09.03. | 1
09.03. | 2
09.03. | 3
09.03. | 4
09.03. | 5
09.03. | 6
09.03. | 7
09.03. | 8
09.03. | 9
09.03. | 10
09.03. | 11
09.03. | 12
09.03. | 13
09.03. | 14
09.03. | 15
09.03. | 16
09.03. | 17
09.03. | 18
09.03. | 19
09.03. | 20
09.03. | 21
09.03. | 22
09.03. | 23
09.03. | 24
10.03. | 1
10.03. | 2
10.03. | 3
10.03. | 4
10.03. | 5
10.03. | 6
10.03. | 7
10.03. | 8
10.03. | 9
10.03. | 10
10.03. | 11
10.03. | 12
10.03. | 13
10.03. | 14
10.03. | 15
10.03. | 16
10.03. | 17
10.03. | 18
10.03. | 19
10.03. | 20
10.03. | 21
10.03. | 22
10.03. | 23
10.03. | 24
11.03. | 1
11.03. | 2
11.03. | 3
11.03. | 4
11.03. | 5
11.03. | 6
11.03. | 7
11.03. | 8
11.03. | 9
11.03. | 10
11.03. | 11
11.03. | 12
11.03. | 13
11.03. | 14
11.03. | 15
11.03. | 16
11.03. | 17
11.03. | 18
11.03. | 19
11.03. | 20
11.03. | 21
11.03. | 22
11.03. | 23
11.03. | 24
12.03. | 1
12.03. | 2
12.03. | 3
12.03. | 4
12.03. | 5
12.03. | 6
12.03. | 7
12.03. | 8
12.03. | 9
12.03. | 10
12.03. | 11
12.03. | 12
12.03. | 13
12.03. | 14
12.03. | 15
12.03. | 16
12.03. | 17
12.03. | 18
12.03. | 19
12.03. | 20
12.03. | 21
12.03. | 22
12.03. | 23
12.03. | 24
13.03. | 1
13.03. | 2
13.03. | 3
13.03. | 4
13.03. | 5
13.03. | 6
13.03. | 7
13.03. | 8
13.03. | 9
13.03. | 10
13.03. | 11
13.03. | 12
13.03. | 13
13.03. | 14
13.03. | 15
13.03. | 16
13.03. | 17
13.03. | 18
13.03. | 19
13.03. | 20
13.03. | 21
13.03. | 22
13.03. | 23
13.03. | 24
14.03. | 1
14.03. | 2
14.03. | 3
14.03. | 4
14.03. | 5
14.03. | 6
14.03. | 7
14.03. | 8
14.03. | 9
14.03. | 10
14.03. | 11
14.03. | 12
14.03. | 13
14.03. | 14
14.03. | 15
14.03. | 16
14.03. | 17
14.03. | 18
14.03. | 19
14.03. | 20
14.03. | 21
14.03. | 22
14.03. | 23
14.03. | 24
15.03. | 1
15.03. | 2
15.03. | 3
15.03. | 4
15.03. | 5
15.03. | 6
15.03. | 7
15.03. | 8
15.03. | 9
15.03. | 10
15.03. | 11
15.03. | 12
15.03. | 13
15.03. | 14
15.03. | 15
15.03. | 16
15.03. | 17
15.03. | 18
15.03. | 19
15.03. | 20
15.03. | 21
15.03. | 22
15.03. | 23
15.03. | 24
16.03. | 1
16.03. | 2
16.03. | 3
16.03. | 4
16.03. | 5
16.03. | 6
16.03. | 7
16.03. | 8
16.03. | 9
16.03. | 10
16.03. | 11
16.03. | 12
16.03. | 13
16.03. | 14
16.03. | 15
16.03. | 16
16.03. | 17
16.03. | 18
16.03. | 19
16.03. | 20
16.03. | 21
16.03. | 22
16.03. | 23
16.03. | 24
17.03. | 1
17.03. | 2
17.03. | 3
17.03. | 4
17.03. | 5
17.03. | 6
17.03. | 7
17.03. | 8
17.03. | 9
17.03. | 10
17.03. | 11
17.03. | 12
17.03. | 13
17.03. | 14
17.03. | 15
17.03. | 16
17.03. | 17
17.03. | 18
17.03. | 19
17.03. | 20
17.03. | 21
17.03. | 22
17.03. | 23
17.03. | 24
18.03. | 1
18.03. | 2
18.03. | 3
18.03. | 4
18.03. | 5
18.03. | 6
18.03. | 7
18.03. | 8
18.03. | 9
18.03. | 10
18.03. | 11
18.03. | 12
18.03. | 13
18.03. | 14
18.03. | 15
18.03. | 16
18.03. | 17
18.03. | 18
18.03. | 19
18.03. | 20
18.03. | 21
18.03. | 22
18.03. | 23
18.03. | 24
19.03. | 1
19.03. | 2
19.03. | 3
19.03. | 4
19.03. | 5
19.03. | 6
19.03. | 7
19.03. | 8
19.03. | 9
19.03. | 10
19.03. | 11
19.03. | 12
19.03. | 13
19.03. | 14
19.03. | 15
19.03. | 16
19.03. | 17
19.03. | 18
19.03. | 19
19.03. | 20
19.03. | 21
19.03. | 22
19.03. | 23
19.03. | 24
20.03. | 1
20.03. | 2
20.03. | 3
20.03. | 4
20.03. | 5
20.03. | 6
20.03. | 7
20.03. | 8
20.03. | 9
20.03. | 10
20.03. | 11
20.03. | 12
20.03. | 13
20.03. | 14
20.03. | 15
20.03. | 16
20.03. | 17
20.03. | 18
20.03. | 19
20.03. | 20
20.03. | 21
20.03. | 22
20.03. | 23
20.03. | 24
21.03. | 1
21.03. | 2
21.03. | 3
21.03. | 4
21.03. | 5
21.03. | 6
21.03. | 7
21.03. | 8
21.03. | 9
21.03. | 10
21.03. | 11
21.03. | 12
21.03. | 13
21.03. | 14
21.03. | 15
21.03. | 16
21.03. | 17
21.03. | 18
21.03. | 19
21.03. | 20
21.03. | 21
21.03. | 22
21.03. | 23
21.03. | 24
22.03. | 1
22.03. | 2
22.03. | 3
22.03. | 4
22.03. | 5
22.03. | 6
22.03. | 7
22.03. | 8
22.03. | 9
22.03. | 10
22.03. | 11
22.03. | 12
22.03. | 13
22.03. | 14
22.03. | 15
22.03. | 16
22.03. | 17
22.03. | 18
22.03. | 19
22.03. | 20
22.03. | 21
22.03. | 22
22.03. | 23
22.03. | 24
23.03. | 1
23.03. | 2
23.03. | 3
23.03. | 4
23.03. | 5
23.03. | 6
23.03. | 7
23.03. | 8
23.03. | 9
23.03. | 10
23.03. | 11
23.03. | 12
23.03. | 13
23.03. | 14
23.03. | 15
23.03. | 16
23.03. | 17
23.03. | 18
23.03. | 19
23.03. | 20
23.03. | 21
23.03. | 22
23.03. | 23
23.03. | 24
24.03. | 1
24.03. | 2
24.03. | 3
24.03. | 4
24.03. | 5
24.03. | 6
24.03. | 7
24.03. | 8
24.03. | 9
24.03. | 10
24.03. | 11
24.03. | 12
24.03. | 13
24.03. | 14
24.03. | 15
24.03. | 16
24.03. | 17
24.03. | 18
24.03. | 19
24.03. | 20
24.03. | 21
24.03. | 22
24.03. | 23
24.03. | 24
25.03. | 1
25.03. | 2
25.03. | 3
25.03. | 4
25.03. | 5
25.03. | 6
25.03. | 7
25.03. | 8
25.03. | 9
25.03. | 10
25.03. | 11
25.03. | 12
25.03. | 13
25.03. | 14
25.03. | 15
25.03. | 16
25.03. | 17
25.03. | 18
25.03. | 19
25.03. | 20
25.03. | 21
25.03. | 22
25.03. | 23
25.03. | 24
26.03. | 1
26.03. | 2
26.03. | 3
26.03. | 4
26.03. | 5
26.03. | 6
26.03. | 7
26.03. | 8
26.03. | 9
26.03. | 10
26.03. | 11
26.03. | 12
26.03. | 13
26.03. | 14
26.03. | 15
26.03. | 16
26.03. | 17
26.03. | 18
26.03. | 19
26.03. | 20
26.03. | 21
26.03. | 22
26.03. | 23
26.03. | 24
27.03. | 1
27.03. | 2
27.03. | 3
27.03. | 4
27.03. | 5
27.03. | 6
27.03. | 7
27.03. | 8
27.03. | 9
27.03. | 10
27.03. | 11
27.03. | 12
27.03. | 13
27.03. | 14
27.03. | 15
27.03. | 16
27.03. | 17
27.03. | 18
27.03. | 19
27.03. | 20
27.03. | 21
27.03. | 22
27.03. | 23
27.03. | 24
28.03. | 1
28.03. | 2
28.03. | 3
28.03. | 4
28.03. | 5
28.03. | 6
28.03. | 7
28.03. | 8
28.03. | 9
28.03. | 10
28.03. | 11
28.03. | 12
28.03. | 13
28.03. | 14
28.03. | 15
28.03. | 16
28.03. | 17
28.03. | 18
28.03. | 19
28.03. | 20
28.03. | 21
28.03. | 22
28.03. | 23
28.03. | 24
29.03. | 1
29.03. | 2
29.03. | 3
29.03. | 4
29.03. | 5
29.03. | 6
29.03. | 7
29.03. | 8
29.03. | 9
29.03. | 10
29.03. | 11
29.03. | 12
29.03. | 13
29.03. | 14
29.03. | 15
29.03. | 16
29.03. | 17
29.03. | 18
29.03. | 19
29.03. | 20
29.03. | 21
29.03. | 22
29.03. | 23
29.03. | 24
30.03. | 1
30.03. | 2
30.03. | 3
30.03. | 4
30.03. | 5
30.03. | 6
30.03. | 7
30.03. | 8
30.03. | 9
30.03. | 10
30.03. | 11
30.03. | 12
30.03. | 13
30.03. | 14
30.03. | 15
30.03. | 16
30.03. | 17
30.03. | 18
30.03. | 19
30.03. | 20
30.03. | 21
30.03. | 22
30.03. | 23
30.03. | 24
31.03. | 1
31.03. | 2
31.03. | 3
31.03. | 4
31.03. | 5
31.03. | 6
31.03. | 7
31.03. | 8
31.03. | 9
31.03. | 10
31.03. | 11
31.03. | 12
31.03. | 13
31.03. | 14
31.03. | 15
31.03. | 16
31.03. | 17
31.03. | 18
31.03. | 19
31.03. | 20
31.03. | 21
31.03. | 22
31.03. | 23
31.03. | 24
01.04. | 1
01.04. | 2
01.04. | 3
01.04. | 4
01.04. | 5
01.04. | 6
01.04. | 7
01.04. | 8
01.04. | 9
01.04. | 10
01.04. | 11
01.04. | 12
01.04. | 13
01.04. | 14
01.04. | 15
01.04. | 16
01.04. | 17
01.04. | 18
01.04. | 19
01.04. | 20
01.04. | 21
01.04. | 22
01.04. | 23
01.04. | 24
02.04. | 1
02.04. | 2
02.04. | 3
02.04. | 4
02.04. | 5
02.04. | 6
02.04. | 7
02.04. | 8
02.04. | 9
02.04. | 10
02.04. | 11
02.04. | 12
02.04. | 13
02.04. | 14
02.04. | 15
02.04. | 16
02.04. | 17
02.04. | 18
02.04. | 19
02.04. | 20
02.04. | 21
02.04. | 22
02.04. | 23
02.04. | 24
03.04. | 1
03.04. | 2
03.04. | 3
03.04. | 4
03.04. | 5
03.04. | 6
03.04. | 7
03.04. | 8
03.04. | 9
03.04. | 10
03.04. | 11
03.04. | 12
03.04. | 13
03.04. | 14
03.04. | 15
03.04. | 16
03.04. | 17
03.04. | 18
03.04. | 19
03.04. | 20
03.04. | 21
03.04. | 22
03.04. | 23
03.04. | 24
04.04. | 1
04.04. | 2
04.04. | 3
04.04. | 4
04.04. | 5
04.04. | 6
04.04. | 7
04.04. | 8
04.04. | 9
04.04. | 10
04.04. | 11
04.04. | 12
04.04. | 13
04.04. | 14
04.04. | 15
04.04. | 16
04.04. | 17
04.04. | 18
04.04. | 19
04.04. | 20
04.04. | 21
04.04. | 22
04.04. | 23
04.04. | 24
05.04. | 1
05.04. | 2
05.04. | 3
05.04. | 4
05.04. | 5
05.04. | 6
05.04. | 7
05.04. | 8
05.04. | 9
05.04. | 10
05.04. | 11
05.04. | 12
05.04. | 13
05.04. | 14
05.04. | 15
05.04. | 16
05.04. | 17
05.04. | 18
05.04. | 19
05.04. | 20
05.04. | 21
05.04. | 22
05.04. | 23
05.04. | 24
06.04. | 1
06.04. | 2
06.04. | 3
06.04. | 4
06.04. | 5
06.04. | 6
06.04. | 7
06.04. | 8
06.04. | 9
06.04. | 10
06.04. | 11
06.04. | 12
06.04. | 13
06.04. | 14
06.04. | 15
06.04. | 16
06.04. | 17
06.04. | 18
06.04. | 19
06.04. | 20
06.04. | 21
06.04. | 22
06.04. | 23
06.04. | 24
07.04. | 1
07.04. | 2
07.04. | 3
07.04. | 4
07.04. | 5
07.04. | 6
07.04. | 7
07.04. | 8
07.04. | 9
07.04. | 10
07.04. | 11
07.04. | 12
07.04. | 13
07.04. | 14
07.04. | 15
07.04. | 16
07.04. | 17
07.04. | 18
07.04. | 19
07.04. | 20
07.04. | 21
07.04. | 22
07.04. | 23
07.04. | 24
08.04. | 1
08.04. | 2
08.04. | 3
08.04. | 4
08.04. | 5
08.04. | 6
08.04. | 7
08.04. | 8
08.04. | 9
08.04. | 10
08.04. | 11
08.04. | 12
08.04. | 13
08.04. | 14
08.04. | 15
08.04. | 16
08.04. | 17
08.04. | 18
08.04. | 19
08.04. | 20
08.04. | 21
08.04. | 22
08.04. | 23
08.04. | 24
09.04. | 1
09.04. | 2
09.04. | 3
09.04. | 4
09.04. | 5
09.04. | 6
09.04. | 7
09.04. | 8
09.04. | 9
09.04. | 10
09.04. | 11
09.04. | 12
09.04. | 13
09.04. | 14
09.04. | 15
09.04. | 16
09.04. | 17
09.04. | 18
09.04. | 19
09.04. | 20
09.04. | 21
09.04. | 22
09.04. | 23
09.04. | 24
10.04. | 1
10.04. | 2
10.04. | 3
10.04. | 4
10.04. | 5
10.04. | 6
10.04. | 7
10.04. | 8
10.04. | 9
10.04. | 10
10.04. | 11
10.04. | 12
10.04. | 13
10.04. | 14
10.04. | 15
10.04. | 16
10.04. | 17
10.04. | 18
10.04. | 19
10.04. | 20
10.04. | 21
10.04. | 22
10.04. | 23
10.04. | 24
11.04. | 1
11.04. | 2
11.04. | 3
11.04. | 4
11.04. | 5
11.04. | 6
11.04. | 7
11.04. | 8
11.04. | 9
11.04. | 10
11.04. | 11
11.04. | 12
11.04. | 13
11.04. | 14
11.04. | 15
11.04. | 16
11.04. | 17
11.04. | 18
11.04. | 19
11.04. | 20
11.04. | 21
11.04. | 22
11.04. | 23
11.04. | 24
12.04. | 1
12.04. | 2
12.04. | 3
12.04. | 4
12.04. | 5
12.04. | 6
12.04. | 7
12.04. | 8
12.04. | 9
12.04. | 10
12.04. | 11
12.04. | 12
12.04. | 13
12.04. | 14
12.04. | 15
12.04. | 16
12.04. | 17
12.04. | 18
12.04. | 19
12.04. | 20
12.04. | 21
12.04. | 22
12.04. | 23
12.04. | 24
13.04. | 1
13.04. | 2
13.04. | 3
13.04. | 4
13.04. | 5
13.04. | 6
13.04. | 7
13.04. | 8
13.04. | 9
13.04. | 10
13.04. | 11
13.04. | 12
13.04. | 13
13.04. | 14
13.04. | 15
13.04. | 16
13.04. | 17
13.04. | 18
13.04. | 19
13.04. | 20
13.04. | 21
13.04. | 22
13.04. | 23
13.04. | 24
14.04. | 1
14.04. | 2
14.04. | 3
14.04. | 4
14.04. | 5
14.04. | 6
14.04. | 7
14.04. | 8
14.04. | 9
14.04. | 10
14.04. | 11
14.04. | 12
14.04. | 13
14.04. | 14
14.04. | 15
14.04. | 16
14.04. | 17
14.04. | 18
14.04. | 19
14.04. | 20
14.04. | 21
14.04. | 22
14.04. | 23
14.04. | 24
15.04. | 1
15.04. | 2
15.04. | 3
15.04. | 4
15.04. | 5
15.04. | 6
15.04. | 7
15.04. | 8
15.04. | 9
15.04. | 10
15.04. | 11
15.04. | 12
15.04. | 13
15.04. | 14
15.04. | 15
15.04. | 16
15.04. | 17
15.04. | 18
15.04. | 19
15.04. | 20
15.04. | 21
15.04. | 22
15.04. | 23
15.04. | 24
16.04. | 1
16.04. | 2
16.04. | 3
16.04. | 4
16.04. | 5
16.04. | 6
16.04. | 7
16.04. | 8
16.04. | 9
16.04. | 10
16.04. | 11
16.04. | 12
16.04. | 13
16.04. | 14
16.04. | 15
16.04. | 16
16.04. | 17
16.04. | 18
16.04. | 19
16.04. | 20
16.04. | 21
16.04. | 22
16.04. | 23
16.04. | 24
17.04. | 1
17.04. | 2
17.04. | 3
17.04. | 4
17.04. | 5
17.04. | 6
17.04. | 7
17.04. | 8
17.04. | 9
17.04. | 10
17.04. | 11
17.04. | 12
17.04. | 13
17.04. | 14
17.04. | 15
17.04. | 16
17.04. | 17
17.04. | 18
17.04. | 19
17.04. | 20
17.04. | 21
17.04. | 22
17.04. | 23
17.04. | 24
18.04. | 1
18.04. | 2
18.04. | 3
18.04. | 4
18.04. | 5
18.04. | 6
18.04. | 7
18.04. | 8
18.04. | 9
18.04. | 10
18.04. | 11
18.04. | 12
18.04. | 13
18.04. | 14
18.04. | 15
18.04. | 16
18.04. | 17
18.04. | 18
18.04. | 19
18.04. | 20
18.04. | 21
18.04. | 22
18.04. | 23
18.04. | 24
19.04. | 1
19.04. | 2
19.04. | 3
19.04. | 4
19.04. | 5
19.04. | 6
19.04. | 7
19.04. | 8
19.04. | 9
19.04. | 10
19.04. | 11
19.04. | 12
19.04. | 13
19.04. | 14
19.04. | 15
19.04. | 16
19.04. | 17
19.04. | 18
19.04. | 19
19.04. | 20
19.04. | 21
19.04. | 22
19.04. | 23
19.04. | 24
20.04. | 1
20.04. | 2
20.04. | 3
20.04. | 4
20.04. | 5
20.04. | 6
20.04. | 7
20.04. | 8
20.04. | 9
20.04. | 10
20.04. | 11
20.04. | 12
20.04. | 13
20.04. | 14
20.04. | 15
20.04. | 16
20.04. | 17
20.04. | 18
20.04. | 19
20.04. | 20
20.04. | 21
20.04. | 22
20.04. | 23
20.04. | 24
21.04. | 1
21.04. | 2
21.04. | 3
21.04. | 4
21.04. | 5
21.04. | 6
21.04. | 7
21.04. | 8
21.04. | 9
21.04. | 10
21.04. | 11
21.04. | 12
21.04. | 13
21.04. | 14
21.04. | 15
21.04. | 16
21.04. | 17
21.04. | 18
21.04. | 19
21.04. | 20
21.04. | 21
21.04. | 22
21.04. | 23
21.04. | 24
22.04. | 1
22.04. | 2
22.04. | 3
22.04. | 4
22.04. | 5
22.04. | 6
22.04. | 7
22.04. | 8
22.04. | 9
22.04. | 10
22.04. | 11
22.04. | 12
22.04. | 13
22.04. | 14
22.04. | 15
22.04. | 16
22.04. | 17
22.04. | 18
22.04. | 19
22.04. | 20
22.04. | 21
22.04. | 22
22.04. | 23
22.04. | 24
23.04. | 1
23.04. | 2
23.04. | 3
23.04. | 4
23.04. | 5
23.04. | 6
23.04. | 7
23.04. | 8
23.04. | 9
23.04. | 10
23.04. | 11
23.04. | 12
23.04. | 13
23.04. | 14
23.04. | 15
23.04. | 16
23.04. | 17
23.04. | 18
23.04. | 19
23.04. | 20
23.04. | 21
23.04. | 22
23.04. | 23
23.04. | 24
24.04. | 1
24.04. | 2
24.04. | 3
24.04. | 4
24.04. | 5
24.04. | 6
24.04. | 7
24.04. | 8
24.04. | 9
24.04. | 10
24.04. | 11
24.04. | 12
24.04. | 13
24.04. | 14
24.04. | 15
24.04. | 16
24.04. | 17
24.04. | 18
24.04. | 19
24.04. | 20
24.04. | 21
24.04. | 22
24.04. | 23
24.04. | 24
25.04. | 1
25.04. | 2
25.04. | 3
25.04. | 4
25.04. | 5
25.04. | 6
25.04. | 7
25.04. | 8
25.04. | 9
25.04. | 10
25.04. | 11
25.04. | 12
25.04. | 13
25.04. | 14
25.04. | 15
25.04. | 16
25.04. | 17
25.04. | 18
25.04. | 19
25.04. | 20
25.04. | 21
25.04. | 22
25.04. | 23
25.04. | 24
26.04. | 1
26.04. | 2
26.04. | 3
26.04. | 4
26.04. | 5
26.04. | 6
26.04. | 7
26.04. | 8
26.04. | 9
26.04. | 10
26.04. | 11
26.04. | 12
26.04. | 13
26.04. | 14
26.04. | 15
26.04. | 16
26.04. | 17
26.04. | 18
26.04. | 19
26.04. | 20
26.04. | 21
26.04. | 22
26.04. | 23
26.04. | 24
27.04. | 1
27.04. | 2
27.04. | 3
27.04. | 4
27.04. | 5
27.04. | 6
27.04. | 7
27.04. | 8
27.04. | 9
27.04. | 10
27.04. | 11
27.04. | 12
27.04. | 13
27.04. | 14
27.04. | 15
27.04. | 16
27.04. | 17
27.04. | 18
27.04. | 19
27.04. | 20
27.04. | 21
27.04. | 22
27.04. | 23
27.04. | 24
28.04. | 1
28.04. | 2
28.04. | 3
28.04. | 4
28.04. | 5
28.04. | 6
28.04. | 7
28.04. | 8
28.04. | 9
28.04. | 10
28.04. | 11
28.04. | 12
28.04. | 13
28.04. | 14
28.04. | 15
28.04. | 16
28.04. | 17
28.04. | 18
28.04. | 19
28.04. | 20
28.04. | 21
28.04. | 22
28.04. | 23
28.04. | 24
29.04. | 1
29.04. | 2
29.04. | 3
29.04. | 4
29.04. | 5
29.04. | 6
29.04. | 7
29.04. | 8
29.04. | 9
29.04. | 10
29.04. | 11
29.04. | 12
29.04. | 13
29.04. | 14
29.04. | 15
29.04. | 16
29.04. | 17
29.04. | 18
29.04. | 19
29.04. | 20
29.04. | 21
29.04. | 22
29.04. | 23
29.04. | 24
30.04. | 1
30.04. | 2
30.04. | 3
30.04. | 4
30.04. | 5
30.04. | 6
30.04. | 7
30.04. | 8
30.04. | 9
30.04. | 10
30.04. | 11
30.04. | 12
30.04. | 13
30.04. | 14
30.04. | 15
30.04. | 16
30.04. | 17
30.04. | 18
30.04. | 19
30.04. | 20
30.04. | 21
30.04. | 22
30.04. | 23
30.04. | 24
01.05. | 1
01.05. | 2
01.05. | 3
01.05. | 4
01.05. | 5
01.05. | 6
01.05. | 7
01.05. | 8
01.05. | 9
01.05. | 10
01.05. | 11
01.05. | 12
01.05. | 13
01.05. | 14
01.05. | 15
01.05. | 16
01.05. | 17
01.05. | 18
01.05. | 19
01.05. | 20
01.05. | 21
01.05. | 22
01.05. | 23
01.05. | 24
02.05. | 1
02.05. | 2
02.05. | 3
02.05. | 4
02.05. | 5
02.05. | 6
02.05. | 7
02.05. | 8
02.05. | 9
02.05. | 10
02.05. | 11
02.05. | 12
02.05. | 13
02.05. | 14
02.05. | 15
02.05. | 16
02.05. | 17
02.05. | 18
02.05. | 19
02.05. | 20
02.05. | 21
02.05. | 22
02.05. | 23
02.05. | 24
03.05. | 1
03.05. | 2
03.05. | 3
03.05. | 4
03.05. | 5
03.05. | 6
03.05. | 7
03.05. | 8
03.05. | 9
03.05. | 10
03.05. | 11
03.05. | 12
03.05. | 13
03.05. | 14
03.05. | 15
03.05. | 16
03.05. | 17
03.05. | 18
03.05. | 19
03.05. | 20
03.05. | 21
03.05. | 22
03.05. | 23
03.05. | 24
04.05. | 1
04.05. | 2
04.05. | 3
04.05. | 4
04.05. | 5
04.05. | 6
04.05. | 7
04.05. | 8
04.05. | 9
04.05. | 10
04.05. | 11
04.05. | 12
04.05. | 13
04.05. | 14
04.05. | 15
04.05. | 16
04.05. | 17
04.05. | 18
04.05. | 19
04.05. | 20
04.05. | 21
04.05. | 22
04.05. | 23
04.05. | 24
05.05. | 1
05.05. | 2
05.05. | 3
05.05. | 4
05.05. | 5
05.05. | 6
05.05. | 7
05.05. | 8
05.05. | 9
05.05. | 10
05.05. | 11
05.05. | 12
05.05. | 13
05.05. | 14
05.05. | 15
05.05. | 16
05.05. | 17
05.05. | 18
05.05. | 19
05.05. | 20
05.05. | 21
05.05. | 22
05.05. | 23
05.05. | 24
06.05. | 1
06.05. | 2
06.05. | 3
06.05. | 4
06.05. | 5
06.05. | 6
06.05. | 7
06.05. | 8
06.05. | 9
06.05. | 10
06.05. | 11
06.05. | 12
06.05. | 13
06.05. | 14
06.05. | 15
06.05. | 16
06.05. | 17
06.05. | 18
06.05. | 19
06.05. | 20
06.05. | 21
06.05. | 22
06.05. | 23
06.05. | 24
07.05. | 1
07.05. | 2
07.05. | 3
07.05. | 4
07.05. | 5
07.05. | 6
07.05. | 7
07.05. | 8
07.05. | 9
07.05. | 10
07.05. | 11
07.05. | 12
07.05. | 13
07.05. | 14
07.05. | 15
07.05. | 16
07.05. | 17
07.05. | 18
07.05. | 19
07.05. | 20
07.05. | 21
07.05. | 22
07.05. | 23
07.05. | 24
08.05. | 1
08.05. | 2
08.05. | 3
08.05. | 4
08.05. | 5
08.05. | 6
08.05. | 7
08.05. | 8
08.05. | 9
08.05. | 10
08.05. | 11
08.05. | 12
08.05. | 13
08.05. | 14
08.05. | 15
08.05. | 16
08.05. | 17
08.05. | 18
08.05. | 19
08.05. | 20
08.05. | 21
08.05. | 22
08.05. | 23
08.05. | 24
09.05. | 1
09.05. | 2
09.05. | 3
09.05. | 4
09.05. | 5
09.05. | 6
09.05. | 7
09.05. | 8
09.05. | 9
09.05. | 10
09.05. | 11
09.05. | 12
09.05. | 13
09.05. | 14
09.05. | 15
09.05. | 16
09.05. | 17
09.05. | 18
09.05. | 19
09.05. | 20
09.05. | 21
09.05. | 22
09.05. | 23
09.05. | 24
10.05. | 1
10.05. | 2
10.05. | 3
10.05. | 4
10.05. | 5
10.05. | 6
10.05. | 7
10.05. | 8
10.05. | 9
10.05. | 10
10.05. | 11
10.05. | 12
10.05. | 13
10.05. | 14
10.05. | 15
10.05. | 16
10.05. | 17
10.05. | 18
10.05. | 19
10.05. | 20
10.05. | 21
10.05. | 22
10.05. | 23
10.05. | 24
11.05. | 1
11.05. | 2
11.05. | 3
11.05. | 4
11.05. | 5
11.05. | 6
11.05. | 7
11.05. | 8
11.05. | 9
11.05. | 10
11.05. | 11
11.05. | 12
11.05. | 13
11.05. | 14
11.05. | 15
11.05. | 16
11.05. | 17
11.05. | 18
11.05. | 19
11.05. | 20
11.05. | 21
11.05. | 22
11.05. | 23
11.05. | 24
12.05. | 1
12.05. | 2
12.05. | 3
12.05. | 4
12.05. | 5
12.05. | 6
12.05. | 7
12.05. | 8
12.05. | 9
12.05. | 10
12.05. | 11
12.05. | 12
12.05. | 13
12.05. | 14
12.05. | 15
12.05. | 16
12.05. | 17
12.05. | 18
12.05. | 19
12.05. | 20
12.05. | 21
12.05. | 22
12.05. | 23
12.05. | 24
13.05. | 1
13.05. | 2
13.05. | 3
13.05. | 4
13.05. | 5
13.05. | 6
13.05. | 7
13.05. | 8
13.05. | 9
13.05. | 10
13.05. | 11
13.05. | 12
13.05. | 13
13.05. | 14
13.05. | 15
13.05. | 16
13.05. | 17
13.05. | 18
13.05. | 19
13.05. | 20
13.05. | 21
13.05. | 22
13.05. | 23
13.05. | 24
14.05. | 1
14.05. | 2
14.05. | 3
14.05. | 4
14.05. | 5
14.05. | 6
14.05. | 7
14.05. | 8
14.05. | 9
14.05. | 10
14.05. | 11
14.05. | 12
14.05. | 13
14.05. | 14
14.05. | 15
14.05. | 16
14.05. | 17
14.05. | 18
14.05. | 19
14.05. | 20
14.05. | 21
14.05. | 22
14.05. | 23
14.05. | 24
15.05. | 1
15.05. | 2
15.05. | 3
15.05. | 4
15.05. | 5
15.05. | 6
15.05. | 7
15.05. | 8
15.05. | 9
15.05. | 10
15.05. | 11
15.05. | 12
15.05. | 13
15.05. | 14
15.05. | 15
15.05. | 16
15.05. | 17
15.05. | 18
15.05. | 19
15.05. | 20
15.05. | 21
15.05. | 22
15.05. | 23
15.05. | 24
16.05. | 1
16.05. | 2
16.05. | 3
16.05. | 4
16.05. | 5
16.05. | 6
16.05. | 7
16.05. | 8
16.05. | 9
16.05. | 10
16.05. | 11
16.05. | 12
16.05. | 13
16.05. | 14
16.05. | 15
16.05. | 16
16.05. | 17
16.05. | 18
16.05. | 19
16.05. | 20
16.05. | 21
16.05. | 22
16.05. | 23
16.05. | 24
17.05. | 1
17.05. | 2
17.05. | 3
17.05. | 4
17.05. | 5
17.05. | 6
17.05. | 7
17.05. | 8
17.05. | 9
17.05. | 10
17.05. | 11
17.05. | 12
17.05. | 13
17.05. | 14
17.05. | 15
17.05. | 16
17.05. | 17
17.05. | 18
17.05. | 19
17.05. | 20
17.05. | 21
17.05. | 22
17.05. | 23
17.05. | 24
18.05. | 1
18.05. | 2
18.05. | 3
18.05. | 4
18.05. | 5
18.05. | 6
18.05. | 7
18.05. | 8
18.05. | 9
18.05. | 10
18.05. | 11
18.05. | 12
18.05. | 13
18.05. | 14
18.05. | 15
18.05. | 16
18.05. | 17
18.05. | 18
18.05. | 19
18.05. | 20
18.05. | 21
18.05. | 22
18.05. | 23
18.05. | 24
19.05. | 1
19.05. | 2
19.05. | 3
19.05. | 4
19.05. | 5
19.05. | 6
19.05. | 7
19.05. | 8
19.05. | 9
19.05. | 10
19.05. | 11
19.05. | 12
19.05. | 13
19.05. | 14
19.05. | 15
19.05. | 16
19.05. | 17
19.05. | 18
19.05. | 19
19.05. | 20
19.05. | 21
19.05. | 22
19.05. | 23
19.05. | 24
20.05. | 1
20.05. | 2
20.05. | 3
20.05. | 4
20.05. | 5
20.05. | 6
20.05. | 7
20.05. | 8
20.05. | 9
20.05. | 10
20.05. | 11
20.05. | 12
20.05. | 13
20.05. | 14
20.05. | 15
20.05. | 16
20.05. | 17
20.05. | 18
20.05. | 19
20.05. | 20
20.05. | 21
20.05. | 22
20.05. | 23
20.05. | 24
21.05. | 1
21.05. | 2
21.05. | 3
21.05. | 4
21.05. | 5
21.05. | 6
21.05. | 7
21.05. | 8
21.05. | 9
21.05. | 10
21.05. | 11
21.05. | 12
21.05. | 13
21.05. | 14
21.05. | 15
21.05. | 16
21.05. | 17
21.05. | 18
21.05. | 19
21.05. | 20
21.05. | 21
21.05. | 22
21.05. | 23
21.05. | 24
22.05. | 1
22.05. | 2
22.05. | 3
22.05. | 4
22.05. | 5
22.05. | 6
22.05. | 7
22.05. | 8
22.05. | 9
22.05. | 10
22.05. | 11
22.05. | 12
22.05. | 13
22.05. | 14
22.05. | 15
22.05. | 16
22.05. | 17
22.05. | 18
22.05. | 19
22.05. | 20
22.05. | 21
22.05. | 22
22.05. | 23
22.05. | 24
23.05. | 1
23.05. | 2
23.05. | 3
23.05. | 4
23.05. | 5
23.05. | 6
23.05. | 7
23.05. | 8
23.05. | 9
23.05. | 10
23.05. | 11
23.05. | 12
23.05. | 13
23.05. | 14
23.05. | 15
23.05. | 16
23.05. | 17
23.05. | 18
23.05. | 19
23.05. | 20
23.05. | 21
23.05. | 22
23.05. | 23
23.05. | 24
24.05. | 1
24.05. | 2
24.05. | 3
24.05. | 4
24.05. | 5
24.05. | 6
24.05. | 7
24.05. | 8
24.05. | 9
24.05. | 10
24.05. | 11
24.05. | 12
24.05. | 13
24.05. | 14
24.05. | 15
24.05. | 16
24.05. | 17
24.05. | 18
24.05. | 19
24.05. | 20
24.05. | 21
24.05. | 22
24.05. | 23
24.05. | 24
25.05. | 1
25.05. | 2
25.05. | 3
25.05. | 4
25.05. | 5
25.05. | 6
25.05. | 7
25.05. | 8
25.05. | 9
25.05. | 10
25.05. | 11
25.05. | 12
25.05. | 13
25.05. | 14
25.05. | 15
25.05. | 16
25.05. | 17
25.05. | 18
25.05. | 19
25.05. | 20
25.05. | 21
25.05. | 22
25.05. | 23
25.05. | 24
26.05. | 1
26.05. | 2
26.05. | 3
26.05. | 4
26.05. | 5
26.05. | 6
26.05. | 7
26.05. | 8
26.05. | 9
26.05. | 10
26.05. | 11
26.05. | 12
26.05. | 13
26.05. | 14
26.05. | 15
26.05. | 16
26.05. | 17
26.05. | 18
26.05. | 19
26.05. | 20
26.05. | 21
26.05. | 22
26.05. | 23
26.05. | 24
27.05. | 1
27.05. | 2
27.05. | 3
27.05. | 4
27.05. | 5
27.05. | 6
27.05. | 7
27.05. | 8
27.05. | 9
27.05. | 10
27.05. | 11
27.05. | 12
27.05. | 13
27.05. | 14
27.05. | 15
27.05. | 16
27.05. | 17
27.05. | 18
27.05. | 19
27.05. | 20
27.05. | 21
27.05. | 22
27.05. | 23
27.05. | 24
28.05. | 1
28.05. | 2
28.05. | 3
28.05. | 4
28.05. | 5
28.05. | 6
28.05. | 7
28.05. | 8
28.05. | 9
28.05. | 10
28.05. | 11
28.05. | 12
28.05. | 13
28.05. | 14
28.05. | 15
28.05. | 16
28.05. | 17
28.05. | 18
28.05. | 19
28.05. | 20
28.05. | 21
28.05. | 22
28.05. | 23
28.05. | 24
29.05. | 1
29.05. | 2
29.05. | 3
29.05. | 4
29.05. | 5
29.05. | 6
29.05. | 7
29.05. | 8
29.05. | 9
29.05. | 10
29.05. | 11
29.05. | 12
29.05. | 13
29.05. | 14
29.05. | 15
29.05. | 16
29.05. | 17
29.05. | 18
29.05. | 19
29.05. | 20
29.05. | 21
29.05. | 22
29.05. | 23
29.05. | 24
30.05. | 1
30.05. | 2
30.05. | 3
30.05. | 4
30.05. | 5
30.05. | 6
30.05. | 7
30.05. | 8
30.05. | 9
30.05. | 10
30.05. | 11
30.05. | 12
30.05. | 13
30.05. | 14
30.05. | 15
30.05. | 16
30.05. | 17
30.05. | 18
30.05. | 19
30.05. | 20
30.05. | 21
30.05. | 22
30.05. | 23
30.05. | 24
31.05. | 1
31.05. | 2
31.05. | 3
31.05. | 4
31.05. | 5
31.05. | 6
31.05. | 7
31.05. | 8
31.05. | 9
31.05. | 10
31.05. | 11
31.05. | 12
31.05. | 13
31.05. | 14
31.05. | 15
31.05. | 16
31.05. | 17
31.05. | 18
31.05. | 19
31.05. | 20
31.05. | 21
31.05. | 22
31.05. | 23
31.05. | 24
01.06. | 1
01.06. | 2
01.06. | 3
01.06. | 4
01.06. | 5
01.06. | 6
01.06. | 7
01.06. | 8
01.06. | 9
01.06. | 10
01.06. | 11
01.06. | 12
01.06. | 13
01.06. | 14
01.06. | 15
01.06. | 16
01.06. | 17
01.06. | 18
01.06. | 19
01.06. | 20
01.06. | 21
01.06. | 22
01.06. | 23
01.06. | 24
02.06. | 1
02.06. | 2
02.06. | 3
02.06. | 4
02.06. | 5
02.06. | 6
02.06. | 7
02.06. | 8
02.06. | 9
02.06. | 10
02.06. | 11
02.06. | 12
02.06. | 13
02.06. | 14
02.06. | 15
02.06. | 16
02.06. | 17
02.06. | 18
02.06. | 19
02.06. | 20
02.06. | 21
02.06. | 22
02.06. | 23
02.06. | 24
03.06. | 1
03.06. | 2
03.06. | 3
03.06. | 4
03.06. | 5
03.06. | 6
03.06. | 7
03.06. | 8
03.06. | 9
03.06. | 10
03.06. | 11
03.06. | 12
03.06. | 13
03.06. | 14
03.06. | 15
03.06. | 16
03.06. | 17
03.06. | 18
03.06. | 19
03.06. | 20
03.06. | 21
03.06. | 22
03.06. | 23
03.06. | 24
04.06. | 1
04.06. | 2
04.06. | 3
04.06. | 4
04.06. | 5
04.06. | 6
04.06. | 7
04.06. | 8
04.06. | 9
04.06. | 10
04.06. | 11
04.06. | 12
04.06. | 13
04.06. | 14
04.06. | 15
04.06. | 16
04.06. | 17
04.06. | 18
04.06. | 19
04.06. | 20
04.06. | 21
04.06. | 22
04.06. | 23
04.06. | 24
05.06. | 1
05.06. | 2
05.06. | 3
05.06. | 4
05.06. | 5
05.06. | 6
05.06. | 7
05.06. | 8
05.06. | 9
05.06. | 10
05.06. | 11
05.06. | 12
05.06. | 13
05.06. | 14
05.06. | 15
05.06. | 16
05.06. | 17
05.06. | 18
05.06. | 19
05.06. | 20
05.06. | 21
05.06. | 22
05.06. | 23
05.06. | 24
06.06. | 1
06.06. | 2
06.06. | 3
06.06. | 4
06.06. | 5
06.06. | 6
06.06. | 7
06.06. | 8
06.06. | 9
06.06. | 10
06.06. | 11
06.06. | 12
06.06. | 13
06.06. | 14
06.06. | 15
06.06. | 16
06.06. | 17
06.06. | 18
06.06. | 19
06.06. | 20
06.06. | 21
06.06. | 22
06.06. | 23
06.06. | 24
07.06. | 1
07.06. | 2
07.06. | 3
07.06. | 4
07.06. | 5
07.06. | 6
07.06. | 7
07.06. | 8
07.06. | 9
07.06. | 10
07.06. | 11
07.06. | 12
07.06. | 13
07.06. | 14
07.06. | 15
07.06. | 16
07.06. | 17
07.06. | 18
07.06. | 19
07.06. | 20
07.06. | 21
07.06. | 22
07.06. | 23
07.06. | 24
08.06. | 1
08.06. | 2
08.06. | 3
08.06. | 4
08.06. | 5
08.06. | 6
08.06. | 7
08.06. | 8
08.06. | 9
08.06. | 10
08.06. | 11
08.06. | 12
08.06. | 13
08.06. | 14
08.06. | 15
08.06. | 16
08.06. | 17
08.06. | 18
08.06. | 19
08.06. | 20
08.06. | 21
08.06. | 22
08.06. | 23
08.06. | 24
09.06. | 1
09.06. | 2
09.06. | 3
09.06. | 4
09.06. | 5
09.06. | 6
09.06. | 7
09.06. | 8
09.06. | 9
09.06. | 10
09.06. | 11
09.06. | 12
09.06. | 13
09.06. | 14
09.06. | 15
09.06. | 16
09.06. | 17
09.06. | 18
09.06. | 19
09.06. | 20
09.06. | 21
09.06. | 22
09.06. | 23
09.06. | 24
10.06. | 1
10.06. | 2
10.06. | 3
10.06. | 4
10.06. | 5
10.06. | 6
10.06. | 7
10.06. | 8
10.06. | 9
10.06. | 10
10.06. | 11
10.06. | 12
10.06. | 13
10.06. | 14
10.06. | 15
10.06. | 16
10.06. | 17
10.06. | 18
10.06. | 19
10.06. | 20
10.06. | 21
10.06. | 22
10.06. | 23
10.06. | 24
11.06. | 1
11.06. | 2
11.06. | 3
11.06. | 4
11.06. | 5
11.06. | 6
11.06. | 7
11.06. | 8
11.06. | 9
11.06. | 10
11.06. | 11
11.06. | 12
11.06. | 13
11.06. | 14
11.06. | 15
11.06. | 16
11.06. | 17
11.06. | 18
11.06. | 19
11.06. | 20
11.06. | 21
11.06. | 22
11.06. | 23
11.06. | 24
12.06. | 1
12.06. | 2
12.06. | 3
12.06. | 4
12.06. | 5
12.06. | 6
12.06. | 7
12.06. | 8
12.06. | 9
12.06. | 10
12.06. | 11
12.06. | 12
12.06. | 13
12.06. | 14
12.06. | 15
12.06. | 16
12.06. | 17
12.06. | 18
12.06. | 19
12.06. | 20
12.06. | 21
12.06. | 22
12.06. | 23
12.06. | 24
13.06. | 1
13.06. | 2
13.06. | 3
13.06. | 4
13.06. | 5
13.06. | 6
13.06. | 7
13.06. | 8
13.06. | 9
13.06. | 10
13.06. | 11
13.06. | 12
13.06. | 13
13.06. | 14
13.06. | 15
13.06. | 16
13.06. | 17
13.06. | 18
13.06. | 19
13.06. | 20
13.06. | 21
13.06. | 22
13.06. | 23
13.06. | 24
14.06. | 1
14.06. | 2
14.06. | 3
14.06. | 4
14.06. | 5
14.06. | 6
14.06. | 7
14.06. | 8
14.06. | 9
14.06. | 10
14.06. | 11
14.06. | 12
14.06. | 13
14.06. | 14
14.06. | 15
14.06. | 16
14.06. | 17
14.06. | 18
14.06. | 19
14.06. | 20
14.06. | 21
14.06. | 22
14.06. | 23
14.06. | 24
15.06. | 1
15.06. | 2
15.06. | 3
15.06. | 4
15.06. | 5
15.06. | 6
15.06. | 7
15.06. | 8
15.06. | 9
15.06. | 10
15.06. | 11
15.06. | 12
15.06. | 13
15.06. | 14
15.06. | 15
15.06. | 16
15.06. | 17
15.06. | 18
15.06. | 19
15.06. | 20
15.06. | 21
15.06. | 22
15.06. | 23
15.06. | 24
16.06. | 1
16.06. | 2
16.06. | 3
16.06. | 4
16.06. | 5
16.06. | 6
16.06. | 7
16.06. | 8
16.06. | 9
16.06. | 10
16.06. | 11
16.06. | 12
16.06. | 13
16.06. | 14
16.06. | 15
16.06. | 16
16.06. | 17
16.06. | 18
16.06. | 19
16.06. | 20
16.06. | 21
16.06. | 22
16.06. | 23
16.06. | 24
17.06. | 1
17.06. | 2
17.06. | 3
17.06. | 4
17.06. | 5
17.06. | 6
17.06. | 7
17.06. | 8
17.06. | 9
17.06. | 10
17.06. | 11
17.06. | 12
17.06. | 13
17.06. | 14
17.06. | 15
17.06. | 16
17.06. | 17
17.06. | 18
17.06. | 19
17.06. | 20
17.06. | 21
17.06. | 22
17.06. | 23
17.06. | 24
18.06. | 1
18.06. | 2
18.06. | 3
18.06. | 4
18.06. | 5
18.06. | 6
18.06. | 7
18.06. | 8
18.06. | 9
18.06. | 10
18.06. | 11
18.06. | 12
18.06. | 13
18.06. | 14
18.06. | 15
18.06. | 16
18.06. | 17
18.06. | 18
18.06. | 19
18.06. | 20
18.06. | 21
18.06. | 22
18.06. | 23
18.06. | 24
19.06. | 1
19.06. | 2
19.06. | 3
19.06. | 4
19.06. | 5
19.06. | 6
19.06. | 7
19.06. | 8
19.06. | 9
19.06. | 10
19.06. | 11
19.06. | 12
19.06. | 13
19.06. | 14
19.06. | 15
19.06. | 16
19.06. | 17
19.06. | 18
19.06. | 19
19.06. | 20
19.06. | 21
19.06. | 22
19.06. | 23
19.06. | 24
20.06. | 1
20.06. | 2
20.06. | 3
20.06. | 4
20.06. | 5
20.06. | 6
20.06. | 7
20.06. | 8
20.06. | 9
20.06. | 10
20.06. | 11
20.06. | 12
20.06. | 13
20.06. | 14
20.06. | 15
20.06. | 16
20.06. | 17
20.06. | 18
20.06. | 19
20.06. | 20
20.06. | 21
20.06. | 22
20.06. | 23
20.06. | 24
21.06. | 1
21.06. | 2
21.06. | 3
21.06. | 4
21.06. | 5
21.06. | 6
21.06. | 7
21.06. | 8
21.06. | 9
21.06. | 10
21.06. | 11
21.06. | 12
21.06. | 13
21.06. | 14
21.06. | 15
21.06. | 16
21.06. | 17
21.06. | 18
21.06. | 19
21.06. | 20
21.06. | 21
21.06. | 22
21.06. | 23
21.06. | 24
22.06. | 1
22.06. | 2
22.06. | 3
22.06. | 4
22.06. | 5
22.06. | 6
22.06. | 7
22.06. | 8
22.06. | 9
22.06. | 10
22.06. | 11
22.06. | 12
22.06. | 13
22.06. | 14
22.06. | 15
22.06. | 16
22.06. | 17
22.06. | 18
22.06. | 19
22.06. | 20
22.06. | 21
22.06. | 22
22.06. | 23
22.06. | 24
23.06. | 1
23.06. | 2
23.06. | 3
23.06. | 4
23.06. | 5
23.06. | 6
23.06. | 7
23.06. | 8
23.06. | 9
23.06. | 10
23.06. | 11
23.06. | 12
23.06. | 13
23.06. | 14
23.06. | 15
23.06. | 16
23.06. | 17
23.06. | 18
23.06. | 19
23.06. | 20
23.06. | 21
23.06. | 22
23.06. | 23
23.06. | 24
24.06. | 1
24.06. | 2
24.06. | 3
24.06. | 4
24.06. | 5
24.06. | 6
24.06. | 7
24.06. | 8
24.06. | 9
24.06. | 10
24.06. | 11
24.06. | 12
24.06. | 13
24.06. | 14
24.06. | 15
24.06. | 16
24.06. | 17
24.06. | 18
24.06. | 19
24.06. | 20
24.06. | 21
24.06. | 22
24.06. | 23
24.06. | 24
25.06. | 1
25.06. | 2
25.06. | 3
25.06. | 4
25.06. | 5
25.06. | 6
25.06. | 7
25.06. | 8
25.06. | 9
25.06. | 10
25.06. | 11
25.06. | 12
25.06. | 13
25.06. | 14
25.06. | 15
25.06. | 16
25.06. | 17
25.06. | 18
25.06. | 19
25.06. | 20
25.06. | 21
25.06. | 22
25.06. | 23
25.06. | 24
26.06. | 1
26.06. | 2
26.06. | 3
26.06. | 4
26.06. | 5
26.06. | 6
26.06. | 7
26.06. | 8
26.06. | 9
26.06. | 10
26.06. | 11
26.06. | 12
26.06. | 13
26.06. | 14
26.06. | 15
26.06. | 16
26.06. | 17
26.06. | 18
26.06. | 19
26.06. | 20
26.06. | 21
26.06. | 22
26.06. | 23
26.06. | 24
27.06. | 1
27.06. | 2
27.06. | 3
27.06. | 4
27.06. | 5
27.06. | 6
27.06. | 7
27.06. | 8
27.06. | 9
27.06. | 10
27.06. | 11
27.06. | 12
27.06. | 13
27.06. | 14
27.06. | 15
27.06. | 16
27.06. | 17
27.06. | 18
27.06. | 19
27.06. | 20
27.06. | 21
27.06. | 22
27.06. | 23
27.06. | 24
28.06. | 1
28.06. | 2
28.06. | 3
28.06. | 4
28.06. | 5
28.06. | 6
28.06. | 7
28.06. | 8
28.06. | 9
28.06. | 10
28.06. | 11
28.06. | 12
28.06. | 13
28.06. | 14
28.06. | 15
28.06. | 16
28.06. | 17
28.06. | 18
28.06. | 19
28.06. | 20
28.06. | 21
28.06. | 22
28.06. | 23
28.06. | 24
29.06. | 1
29.06. | 2
29.06. | 3
29.06. | 4
29.06. | 5
29.06. | 6
29.06. | 7
29.06. | 8
29.06. | 9
29.06. | 10
29.06. | 11
29.06. | 12
29.06. | 13
29.06. | 14
29.06. | 15
29.06. | 16
29.06. | 17
29.06. | 18
29.06. | 19
29.06. | 20
29.06. | 21
29.06. | 22
29.06. | 23
29.06. | 24
30.06. | 1
30.06. | 2
30.06. | 3
30.06. | 4
30.06. | 5
30.06. | 6
30.06. | 7
30.06. | 8
30.06. | 9
30.06. | 10
30.06. | 11
30.06. | 12
30.06. | 13
30.06. | 14
30.06. | 15
30.06. | 16
30.06. | 17
30.06. | 18
30.06. | 19
30.06. | 20
30.06. | 21
30.06. | 22
30.06. | 23
30.06. | 24
01.07. | 1
01.07. | 2
01.07. | 3
01.07. | 4
01.07. | 5
01.07. | 6
01.07. | 7
01.07. | 8
01.07. | 9
01.07. | 10
01.07. | 11
01.07. | 12
01.07. | 13
01.07. | 14
01.07. | 15
01.07. | 16
01.07. | 17
01.07. | 18
01.07. | 19
01.07. | 20
01.07. | 21
01.07. | 22
01.07. | 23
01.07. | 24
02.07. | 1
02.07. | 2
02.07. | 3
02.07. | 4
02.07. | 5
02.07. | 6
02.07. | 7
02.07. | 8
02.07. | 9
02.07. | 10
02.07. | 11
02.07. | 12
02.07. | 13
02.07. | 14
02.07. | 15
02.07. | 16
02.07. | 17
02.07. | 18
02.07. | 19
02.07. | 20
02.07. | 21
02.07. | 22
02.07. | 23
02.07. | 24
03.07. | 1
03.07. | 2
03.07. | 3
03.07. | 4
03.07. | 5
03.07. | 6
03.07. | 7
03.07. | 8
03.07. | 9
03.07. | 10
03.07. | 11
03.07. | 12
03.07. | 13
03.07. | 14
03.07. | 15
03.07. | 16
03.07. | 17
03.07. | 18
03.07. | 19
03.07. | 20
03.07. | 21
03.07. | 22
03.07. | 23
03.07. | 24
04.07. | 1
04.07. | 2
04.07. | 3
04.07. | 4
04.07. | 5
04.07. | 6
04.07. | 7
04.07. | 8
04.07. | 9
04.07. | 10
04.07. | 11
04.07. | 12
04.07. | 13
04.07. | 14
04.07. | 15
04.07. | 16
04.07. | 17
04.07. | 18
04.07. | 19
04.07. | 20
04.07. | 21
04.07. | 22
04.07. | 23
04.07. | 24
05.07. | 1
05.07. | 2
05.07. | 3
05.07. | 4
05.07. | 5
05.07. | 6
05.07. | 7
05.07. | 8
05.07. | 9
05.07. | 10
05.07. | 11
05.07. | 12
05.07. | 13
05.07. | 14
05.07. | 15
05.07. | 16
05.07. | 17
05.07. | 18
05.07. | 19
05.07. | 20
05.07. | 21
05.07. | 22
05.07. | 23
05.07. | 24
06.07. | 1
06.07. | 2
06.07. | 3
06.07. | 4
06.07. | 5
06.07. | 6
06.07. | 7
06.07. | 8
06.07. | 9
06.07. | 10
06.07. | 11
06.07. | 12
06.07. | 13
06.07. | 14
06.07. | 15
06.07. | 16
06.07. | 17
06.07. | 18
06.07. | 19
06.07. | 20
06.07. | 21
06.07. | 22
06.07. | 23
06.07. | 24
07.07. | 1
07.07. | 2
07.07. | 3
07.07. | 4
07.07. | 5
07.07. | 6
07.07. | 7
07.07. | 8
07.07. | 9
07.07. | 10
07.07. | 11
07.07. | 12
07.07. | 13
07.07. | 14
07.07. | 15
07.07. | 16
07.07. | 17
07.07. | 18
07.07. | 19
07.07. | 20
07.07. | 21
07.07. | 22
07.07. | 23
07.07. | 24
08.07. | 1
08.07. | 2
08.07. | 3
08.07. | 4
08.07. | 5
08.07. | 6
08.07. | 7
08.07. | 8
08.07. | 9
08.07. | 10
08.07. | 11
08.07. | 12
08.07. | 13
08.07. | 14
08.07. | 15
08.07. | 16
08.07. | 17
08.07. | 18
08.07. | 19
08.07. | 20
08.07. | 21
08.07. | 22
08.07. | 23
08.07. | 24
09.07. | 1
09.07. | 2
09.07. | 3
09.07. | 4
09.07. | 5
09.07. | 6
09.07. | 7
09.07. | 8
09.07. | 9
09.07. | 10
09.07. | 11
09.07. | 12
09.07. | 13
09.07. | 14
09.07. | 15
09.07. | 16
09.07. | 17
09.07. | 18
09.07. | 19
09.07. | 20
09.07. | 21
09.07. | 22
09.07. | 23
09.07. | 24
10.07. | 1
10.07. | 2
10.07. | 3
10.07. | 4
10.07. | 5
10.07. | 6
10.07. | 7
10.07. | 8
10.07. | 9
10.07. | 10
10.07. | 11
10.07. | 12
10.07. | 13
10.07. | 14
10.07. | 15
10.07. | 16
10.07. | 17
10.07. | 18
10.07. | 19
10.07. | 20
10.07. | 21
10.07. | 22
10.07. | 23
10.07. | 24
11.07. | 1
11.07. | 2
11.07. | 3
11.07. | 4
11.07. | 5
11.07. | 6
11.07. | 7
11.07. | 8
11.07. | 9
11.07. | 10
11.07. | 11
11.07. | 12
11.07. | 13
11.07. | 14
11.07. | 15
11.07. | 16
11.07. | 17
11.07. | 18
11.07. | 19
11.07. | 20
11.07. | 21
11.07. | 22
11.07. | 23
11.07. | 24
12.07. | 1
12.07. | 2
12.07. | 3
12.07. | 4
12.07. | 5
12.07. | 6
12.07. | 7
12.07. | 8
12.07. | 9
12.07. | 10
12.07. | 11
12.07. | 12
12.07. | 13
12.07. | 14
12.07. | 15
12.07. | 16
12.07. | 17
12.07. | 18
12.07. | 19
12.07. | 20
12.07. | 21
12.07. | 22
12.07. | 23
12.07. | 24
13.07. | 1
13.07. | 2
13.07. | 3
13.07. | 4
13.07. | 5
13.07. | 6
13.07. | 7
13.07. | 8
13.07. | 9
13.07. | 10
13.07. | 11
13.07. | 12
13.07. | 13
13.07. | 14
13.07. | 15
13.07. | 16
13.07. | 17
13.07. | 18
13.07. | 19
13.07. | 20
13.07. | 21
13.07. | 22
13.07. | 23
13.07. | 24
14.07. | 1
14.07. | 2
14.07. | 3
14.07. | 4
14.07. | 5
14.07. | 6
14.07. | 7
14.07. | 8
14.07. | 9
14.07. | 10
14.07. | 11
14.07. | 12
14.07. | 13
14.07. | 14
14.07. | 15
14.07. | 16
14.07. | 17
14.07. | 18
14.07. | 19
14.07. | 20
14.07. | 21
14.07. | 22
14.07. | 23
14.07. | 24
15.07. | 1
15.07. | 2
15.07. | 3
15.07. | 4
15.07. | 5
15.07. | 6
15.07. | 7
15.07. | 8
15.07. | 9
15.07. | 10
15.07. | 11
15.07. | 12
15.07. | 13
15.07. | 14
15.07. | 15
15.07. | 16
15.07. | 17
15.07. | 18
15.07. | 19
15.07. | 20
15.07. | 21
15.07. | 22
15.07. | 23
15.07. | 24
16.07. | 1
16.07. | 2
16.07. | 3
16.07. | 4
16.07. | 5
16.07. | 6
16.07. | 7
16.07. | 8
16.07. | 9
16.07. | 10
16.07. | 11
16.07. | 12
16.07. | 13
16.07. | 14
16.07. | 15
16.07. | 16
16.07. | 17
16.07. | 18
16.07. | 19
16.07. | 20
16.07. | 21
16.07. | 22
16.07. | 23
16.07. | 24
17.07. | 1
17.07. | 2
17.07. | 3
17.07. | 4
17.07. | 5
17.07. | 6
17.07. | 7
17.07. | 8
17.07. | 9
17.07. | 10
17.07. | 11
17.07. | 12
17.07. | 13
17.07. | 14
17.07. | 15
17.07. | 16
17.07. | 17
17.07. | 18
17.07. | 19
17.07. | 20
17.07. | 21
17.07. | 22
17.07. | 23
17.07. | 24
18.07. | 1
18.07. | 2
18.07. | 3
18.07. | 4
18.07. | 5
18.07. | 6
18.07. | 7
18.07. | 8
18.07. | 9
18.07. | 10
18.07. | 11
18.07. | 12
18.07. | 13
18.07. | 14
18.07. | 15
18.07. | 16
18.07. | 17
18.07. | 18
18.07. | 19
18.07. | 20
18.07. | 21
18.07. | 22
18.07. | 23
18.07. | 24
19.07. | 1
19.07. | 2
19.07. | 3
19.07. | 4
19.07. | 5
19.07. | 6
19.07. | 7
19.07. | 8
19.07. | 9
19.07. | 10
19.07. | 11
19.07. | 12
19.07. | 13
19.07. | 14
19.07. | 15
19.07. | 16
19.07. | 17
19.07. | 18
19.07. | 19
19.07. | 20
19.07. | 21
19.07. | 22
19.07. | 23
19.07. | 24
20.07. | 1
20.07. | 2
20.07. | 3
20.07. | 4
20.07. | 5
20.07. | 6
20.07. | 7
20.07. | 8
20.07. | 9
20.07. | 10
20.07. | 11
20.07. | 12
20.07. | 13
20.07. | 14
20.07. | 15
20.07. | 16
20.07. | 17
20.07. | 18
20.07. | 19
20.07. | 20
20.07. | 21
20.07. | 22
20.07. | 23
20.07. | 24
21.07. | 1
21.07. | 2
21.07. | 3
21.07. | 4
21.07. | 5
21.07. | 6
21.07. | 7
21.07. | 8
21.07. | 9
21.07. | 10
21.07. | 11
21.07. | 12
21.07. | 13
21.07. | 14
21.07. | 15
21.07. | 16
21.07. | 17
21.07. | 18
21.07. | 19
21.07. | 20
21.07. | 21
21.07. | 22
21.07. | 23
21.07. | 24
22.07. | 1
22.07. | 2
22.07. | 3
22.07. | 4
22.07. | 5
22.07. | 6
22.07. | 7
22.07. | 8
22.07. | 9
22.07. | 10
22.07. | 11
22.07. | 12
22.07. | 13
22.07. | 14
22.07. | 15
22.07. | 16
22.07. | 17
22.07. | 18
22.07. | 19
22.07. | 20
22.07. | 21
22.07. | 22
22.07. | 23
22.07. | 24
23.07. | 1
23.07. | 2
23.07. | 3
23.07. | 4
23.07. | 5
23.07. | 6
23.07. | 7
23.07. | 8
23.07. | 9
23.07. | 10
23.07. | 11
23.07. | 12
23.07. | 13
23.07. | 14
23.07. | 15
23.07. | 16
23.07. | 17
23.07. | 18
23.07. | 19
23.07. | 20
23.07. | 21
23.07. | 22
23.07. | 23
23.07. | 24
24.07. | 1
24.07. | 2
24.07. | 3
24.07. | 4
24.07. | 5
24.07. | 6
24.07. | 7
24.07. | 8
24.07. | 9
24.07. | 10
24.07. | 11
24.07. | 12
24.07. | 13
24.07. | 14
24.07. | 15
24.07. | 16
24.07. | 17
24.07. | 18
24.07. | 19
24.07. | 20
24.07. | 21
24.07. | 22
24.07. | 23
24.07. | 24
25.07. | 1
25.07. | 2
25.07. | 3
25.07. | 4
25.07. | 5
25.07. | 6
25.07. | 7
25.07. | 8
25.07. | 9
25.07. | 10
25.07. | 11
25.07. | 12
25.07. | 13
25.07. | 14
25.07. | 15
25.07. | 16
25.07. | 17
25.07. | 18
25.07. | 19
25.07. | 20
25.07. | 21
25.07. | 22
25.07. | 23
25.07. | 24
26.07. | 1
26.07. | 2
26.07. | 3
26.07. | 4
26.07. | 5
26.07. | 6
26.07. | 7
26.07. | 8
26.07. | 9
26.07. | 10
26.07. | 11
26.07. | 12
26.07. | 13
26.07. | 14
26.07. | 15
26.07. | 16
26.07. | 17
26.07. | 18
26.07. | 19
26.07. | 20
26.07. | 21
26.07. | 22
26.07. | 23
26.07. | 24
27.07. | 1
27.07. | 2
27.07. | 3
27.07. | 4
27.07. | 5
27.07. | 6
27.07. | 7
27.07. | 8
27.07. | 9
27.07. | 10
27.07. | 11
27.07. | 12
27.07. | 13
27.07. | 14
27.07. | 15
27.07. | 16
27.07. | 17
27.07. | 18
27.07. | 19
27.07. | 20
27.07. | 21
27.07. | 22
27.07. | 23
27.07. | 24
28.07. | 1
28.07. | 2
28.07. | 3
28.07. | 4
28.07. | 5
28.07. | 6
28.07. | 7
28.07. | 8
28.07. | 9
28.07. | 10
28.07. | 11
28.07. | 12
28.07. | 13
28.07. | 14
28.07. | 15
28.07. | 16
28.07. | 17
28.07. | 18
28.07. | 19
28.07. | 20
28.07. | 21
28.07. | 22
28.07. | 23
28.07. | 24
29.07. | 1
29.07. | 2
29.07. | 3
29.07. | 4
29.07. | 5
29.07. | 6
29.07. | 7
29.07. | 8
29.07. | 9
29.07. | 10
29.07. | 11
29.07. | 12
29.07. | 13
29.07. | 14
29.07. | 15
29.07. | 16
29.07. | 17
29.07. | 18
29.07. | 19
29.07. | 20
29.07. | 21
29.07. | 22
29.07. | 23
29.07. | 24
30.07. | 1
30.07. | 2
30.07. | 3
30.07. | 4
30.07. | 5
30.07. | 6
30.07. | 7
30.07. | 8
30.07. | 9
30.07. | 10
30.07. | 11
30.07. | 12
30.07. | 13
30.07. | 14
30.07. | 15
30.07. | 16
30.07. | 17
30.07. | 18
30.07. | 19
30.07. | 20
30.07. | 21
30.07. | 22
30.07. | 23
30.07. | 24
31.07. | 1
31.07. | 2
31.07. | 3
31.07. | 4
31.07. | 5
31.07. | 6
31.07. | 7
31.07. | 8
31.07. | 9
31.07. | 10
31.07. | 11
31.07. | 12
31.07. | 13
31.07. | 14
31.07. | 15
31.07. | 16
31.07. | 17
31.07. | 18
31.07. | 19
31.07. | 20
31.07. | 21
31.07. | 22
31.07. | 23
31.07. | 24
01.08. | 1
01.08. | 2
01.08. | 3
01.08. | 4
01.08. | 5
01.08. | 6
01.08. | 7
01.08. | 8
01.08. | 9
01.08. | 10
01.08. | 11
01.08. | 12
01.08. | 13
01.08. | 14
01.08. | 15
01.08. | 16
01.08. | 17
01.08. | 18
01.08. | 19
01.08. | 20
01.08. | 21
01.08. | 22
01.08. | 23
01.08. | 24
02.08. | 1
02.08. | 2
02.08. | 3
02.08. | 4
02.08. | 5
02.08. | 6
02.08. | 7
02.08. | 8
02.08. | 9
02.08. | 10
02.08. | 11
02.08. | 12
02.08. | 13
02.08. | 14
02.08. | 15
02.08. | 16
02.08. | 17
02.08. | 18
02.08. | 19
02.08. | 20
02.08. | 21
02.08. | 22
02.08. | 23
02.08. | 24
03.08. | 1
03.08. | 2
03.08. | 3
03.08. | 4
03.08. | 5
03.08. | 6
03.08. | 7
03.08. | 8
03.08. | 9
03.08. | 10
03.08. | 11
03.08. | 12
03.08. | 13
03.08. | 14
03.08. | 15
03.08. | 16
03.08. | 17
03.08. | 18
03.08. | 19
03.08. | 20
03.08. | 21
03.08. | 22
03.08. | 23
03.08. | 24
04.08. | 1
04.08. | 2
04.08. | 3
04.08. | 4
04.08. | 5
04.08. | 6
04.08. | 7
04.08. | 8
04.08. | 9
04.08. | 10
04.08. | 11
04.08. | 12
04.08. | 13
04.08. | 14
04.08. | 15
04.08. | 16
04.08. | 17
04.08. | 18
04.08. | 19
04.08. | 20
04.08. | 21
04.08. | 22
04.08. | 23
04.08. | 24
05.08. | 1
05.08. | 2
05.08. | 3
05.08. | 4
05.08. | 5
05.08. | 6
05.08. | 7
05.08. | 8
05.08. | 9
05.08. | 10
05.08. | 11
05.08. | 12
05.08. | 13
05.08. | 14
05.08. | 15
05.08. | 16
05.08. | 17
05.08. | 18
05.08. | 19
05.08. | 20
05.08. | 21
05.08. | 22
05.08. | 23
05.08. | 24
06.08. | 1
06.08. | 2
06.08. | 3
06.08. | 4
06.08. | 5
06.08. | 6
06.08. | 7
06.08. | 8
06.08. | 9
06.08. | 10
06.08. | 11
06.08. | 12
06.08. | 13
06.08. | 14
06.08. | 15
06.08. | 16
06.08. | 17
06.08. | 18
06.08. | 19
06.08. | 20
06.08. | 21
06.08. | 22
06.08. | 23
06.08. | 24
07.08. | 1
07.08. | 2
07.08. | 3
07.08. | 4
07.08. | 5
07.08. | 6
07.08. | 7
07.08. | 8
07.08. | 9
07.08. | 10
07.08. | 11
07.08. | 12
07.08. | 13
07.08. | 14
07.08. | 15
07.08. | 16
07.08. | 17
07.08. | 18
07.08. | 19
07.08. | 20
07.08. | 21
07.08. | 22
07.08. | 23
07.08. | 24
08.08. | 1
08.08. | 2
08.08. | 3
08.08. | 4
08.08. | 5
08.08. | 6
08.08. | 7
08.08. | 8
08.08. | 9
08.08. | 10
08.08. | 11
08.08. | 12
08.08. | 13
08.08. | 14
08.08. | 15
08.08. | 16
08.08. | 17
08.08. | 18
08.08. | 19
08.08. | 20
08.08. | 21
08.08. | 22
08.08. | 23
08.08. | 24
09.08. | 1
09.08. | 2
09.08. | 3
09.08. | 4
09.08. | 5
09.08. | 6
09.08. | 7
09.08. | 8
09.08. | 9
09.08. | 10
09.08. | 11
09.08. | 12
09.08. | 13
09.08. | 14
09.08. | 15
09.08. | 16
09.08. | 17
09.08. | 18
09.08. | 19
09.08. | 20
09.08. | 21
09.08. | 22
09.08. | 23
09.08. | 24
10.08. | 1
10.08. | 2
10.08. | 3
10.08. | 4
10.08. | 5
10.08. | 6
10.08. | 7
10.08. | 8
10.08. | 9
10.08. | 10
10.08. | 11
10.08. | 12
10.08. | 13
10.08. | 14
10.08. | 15
10.08. | 16
10.08. | 17
10.08. | 18
10.08. | 19
10.08. | 20
10.08. | 21
10.08. | 22
10.08. | 23
10.08. | 24
11.08. | 1
11.08. | 2
11.08. | 3
11.08. | 4
11.08. | 5
11.08. | 6
11.08. | 7
11.08. | 8
11.08. | 9
11.08. | 10
11.08. | 11
11.08. | 12
11.08. | 13
11.08. | 14
11.08. | 15
11.08. | 16
11.08. | 17
11.08. | 18
11.08. | 19
11.08. | 20
11.08. | 21
11.08. | 22
11.08. | 23
11.08. | 24
12.08. | 1
12.08. | 2
12.08. | 3
12.08. | 4
12.08. | 5
12.08. | 6
12.08. | 7
12.08. | 8
12.08. | 9
12.08. | 10
12.08. | 11
12.08. | 12
12.08. | 13
12.08. | 14
12.08. | 15
12.08. | 16
12.08. | 17
12.08. | 18
12.08. | 19
12.08. | 20
12.08. | 21
12.08. | 22
12.08. | 23
12.08. | 24
13.08. | 1
13.08. | 2
13.08. | 3
13.08. | 4
13.08. | 5
13.08. | 6
13.08. | 7
13.08. | 8
13.08. | 9
13.08. | 10
13.08. | 11
13.08. | 12
13.08. | 13
13.08. | 14
13.08. | 15
13.08. | 16
13.08. | 17
13.08. | 18
13.08. | 19
13.08. | 20
13.08. | 21
13.08. | 22
13.08. | 23
13.08. | 24
14.08. | 1
14.08. | 2
14.08. | 3
14.08. | 4
14.08. | 5
14.08. | 6
14.08. | 7
14.08. | 8
14.08. | 9
14.08. | 10
14.08. | 11
14.08. | 12
14.08. | 13
14.08. | 14
14.08. | 15
14.08. | 16
14.08. | 17
14.08. | 18
14.08. | 19
14.08. | 20
14.08. | 21
14.08. | 22
14.08. | 23
14.08. | 24
15.08. | 1
15.08. | 2
15.08. | 3
15.08. | 4
15.08. | 5
15.08. | 6
15.08. | 7
15.08. | 8
15.08. | 9
15.08. | 10
15.08. | 11
15.08. | 12
15.08. | 13
15.08. | 14
15.08. | 15
15.08. | 16
15.08. | 17
15.08. | 18
15.08. | 19
15.08. | 20
15.08. | 21
15.08. | 22
15.08. | 23
15.08. | 24
16.08. | 1
16.08. | 2
16.08. | 3
16.08. | 4
16.08. | 5
16.08. | 6
16.08. | 7
16.08. | 8
16.08. | 9
16.08. | 10
16.08. | 11
16.08. | 12
16.08. | 13
16.08. | 14
16.08. | 15
16.08. | 16
16.08. | 17
16.08. | 18
16.08. | 19
16.08. | 20
16.08. | 21
16.08. | 22
16.08. | 23
16.08. | 24
17.08. | 1
17.08. | 2
17.08. | 3
17.08. | 4
17.08. | 5
17.08. | 6
17.08. | 7
17.08. | 8
17.08. | 9
17.08. | 10
17.08. | 11
17.08. | 12
17.08. | 13
17.08. | 14
17.08. | 15
17.08. | 16
17.08. | 17
17.08. | 18
17.08. | 19
17.08. | 20
17.08. | 21
17.08. | 22
17.08. | 23
17.08. | 24
18.08. | 1
18.08. | 2
18.08. | 3
18.08. | 4
18.08. | 5
18.08. | 6
18.08. | 7
18.08. | 8
18.08. | 9
18.08. | 10
18.08. | 11
18.08. | 12
18.08. | 13
18.08. | 14
18.08. | 15
18.08. | 16
18.08. | 17
18.08. | 18
18.08. | 19
18.08. | 20
18.08. | 21
18.08. | 22
18.08. | 23
18.08. | 24
19.08. | 1
19.08. | 2
19.08. | 3
19.08. | 4
19.08. | 5
19.08. | 6
19.08. | 7
19.08. | 8
19.08. | 9
19.08. | 10
19.08. | 11
19.08. | 12
19.08. | 13
19.08. | 14
19.08. | 15
19.08. | 16
19.08. | 17
19.08. | 18
19.08. | 19
19.08. | 20
19.08. | 21
19.08. | 22
19.08. | 23
19.08. | 24
20.08. | 1
20.08. | 2
20.08. | 3
20.08. | 4
20.08. | 5
20.08. | 6
20.08. | 7
20.08. | 8
20.08. | 9
20.08. | 10
20.08. | 11
20.08. | 12
20.08. | 13
20.08. | 14
20.08. | 15
20.08. | 16
20.08. | 17
20.08. | 18
20.08. | 19
20.08. | 20
20.08. | 21
20.08. | 22
20.08. | 23
20.08. | 24
21.08. | 1
21.08. | 2
21.08. | 3
21.08. | 4
21.08. | 5
21.08. | 6
21.08. | 7
21.08. | 8
21.08. | 9
21.08. | 10
21.08. | 11
21.08. | 12
21.08. | 13
21.08. | 14
21.08. | 15
21.08. | 16
21.08. | 17
21.08. | 18
21.08. | 19
21.08. | 20
21.08. | 21
21.08. | 22
21.08. | 23
21.08. | 24
22.08. | 1
22.08. | 2
22.08. | 3
22.08. | 4
22.08. | 5
22.08. | 6
22.08. | 7
22.08. | 8
22.08. | 9
22.08. | 10
22.08. | 11
22.08. | 12
22.08. | 13
22.08. | 14
22.08. | 15
22.08. | 16
22.08. | 17
22.08. | 18
22.08. | 19
22.08. | 20
22.08. | 21
22.08. | 22
22.08. | 23
22.08. | 24
23.08. | 1
23.08. | 2
23.08. | 3
23.08. | 4
23.08. | 5
23.08. | 6
23.08. | 7
23.08. | 8
23.08. | 9
23.08. | 10
23.08. | 11
23.08. | 12
23.08. | 13
23.08. | 14
23.08. | 15
23.08. | 16
23.08. | 17
23.08. | 18
23.08. | 19
23.08. | 20
23.08. | 21
23.08. | 22
23.08. | 23
23.08. | 24
24.08. | 1
24.08. | 2
24.08. | 3
24.08. | 4
24.08. | 5
24.08. | 6
24.08. | 7
24.08. | 8
24.08. | 9
24.08. | 10
24.08. | 11
24.08. | 12
24.08. | 13
24.08. | 14
24.08. | 15
24.08. | 16
24.08. | 17
24.08. | 18
24.08. | 19
24.08. | 20
24.08. | 21
24.08. | 22
24.08. | 23
24.08. | 24
25.08. | 1
25.08. | 2
25.08. | 3
25.08. | 4
25.08. | 5
25.08. | 6
25.08. | 7
25.08. | 8
25.08. | 9
25.08. | 10
25.08. | 11
25.08. | 12
25.08. | 13
25.08. | 14
25.08. | 15
25.08. | 16
25.08. | 17
25.08. | 18
25.08. | 19
25.08. | 20
25.08. | 21
25.08. | 22
25.08. | 23
25.08. | 24
26.08. | 1
26.08. | 2
26.08. | 3
26.08. | 4
26.08. | 5
26.08. | 6
26.08. | 7
26.08. | 8
26.08. | 9
26.08. | 10
26.08. | 11
26.08. | 12
26.08. | 13
26.08. | 14
26.08. | 15
26.08. | 16
26.08. | 17
26.08. | 18
26.08. | 19
26.08. | 20
26.08. | 21
26.08. | 22
26.08. | 23
26.08. | 24
27.08. | 1
27.08. | 2
27.08. | 3
27.08. | 4
27.08. | 5
27.08. | 6
27.08. | 7
27.08. | 8
27.08. | 9
27.08. | 10
27.08. | 11
27.08. | 12
27.08. | 13
27.08. | 14
27.08. | 15
27.08. | 16
27.08. | 17
27.08. | 18
27.08. | 19
27.08. | 20
27.08. | 21
27.08. | 22
27.08. | 23
27.08. | 24
28.08. | 1
28.08. | 2
28.08. | 3
28.08. | 4
28.08. | 5
28.08. | 6
28.08. | 7
28.08. | 8
28.08. | 9
28.08. | 10
28.08. | 11
28.08. | 12
28.08. | 13
28.08. | 14
28.08. | 15
28.08. | 16
28.08. | 17
28.08. | 18
28.08. | 19
28.08. | 20
28.08. | 21
28.08. | 22
28.08. | 23
28.08. | 24
29.08. | 1
29.08. | 2
29.08. | 3
29.08. | 4
29.08. | 5
29.08. | 6
29.08. | 7
29.08. | 8
29.08. | 9
29.08. | 10
29.08. | 11
29.08. | 12
29.08. | 13
29.08. | 14
29.08. | 15
29.08. | 16
29.08. | 17
29.08. | 18
29.08. | 19
29.08. | 20
29.08. | 21
29.08. | 22
29.08. | 23
29.08. | 24
30.08. | 1
30.08. | 2
30.08. | 3
30.08. | 4
30.08. | 5
30.08. | 6
30.08. | 7
30.08. | 8
30.08. | 9
30.08. | 10
30.08. | 11
30.08. | 12
30.08. | 13
30.08. | 14
30.08. | 15
30.08. | 16
30.08. | 17
30.08. | 18
30.08. | 19
30.08. | 20
30.08. | 21
30.08. | 22
30.08. | 23
30.08. | 24
31.08. | 1
31.08. | 2
31.08. | 3
31.08. | 4
31.08. | 5
31.08. | 6
31.08. | 7
31.08. | 8
31.08. | 9
31.08. | 10
31.08. | 11
31.08. | 12
31.08. | 13
31.08. | 14
31.08. | 15
31.08. | 16
31.08. | 17
31.08. | 18
31.08. | 19
31.08. | 20
31.08. | 21
31.08. | 22
31.08. | 23
31.08. | 24
01.09. | 1
01.09. | 2
01.09. | 3
01.09. | 4
01.09. | 5
01.09. | 6
01.09. | 7
01.09. | 8
01.09. | 9
01.09. | 10
01.09. | 11
01.09. | 12
01.09. | 13
01.09. | 14
01.09. | 15
01.09. | 16
01.09. | 17
01.09. | 18
01.09. | 19
01.09. | 20
01.09. | 21
01.09. | 22
01.09. | 23
01.09. | 24
02.09. | 1
02.09. | 2
02.09. | 3
02.09. | 4
02.09. | 5
02.09. | 6
02.09. | 7
02.09. | 8
02.09. | 9
02.09. | 10
02.09. | 11
02.09. | 12
02.09. | 13
02.09. | 14
02.09. | 15
02.09. | 16
02.09. | 17
02.09. | 18
02.09. | 19
02.09. | 20
02.09. | 21
02.09. | 22
02.09. | 23
02.09. | 24
03.09. | 1
03.09. | 2
03.09. | 3
03.09. | 4
03.09. | 5
03.09. | 6
03.09. | 7
03.09. | 8
03.09. | 9
03.09. | 10
03.09. | 11
03.09. | 12
03.09. | 13
03.09. | 14
03.09. | 15
03.09. | 16
03.09. | 17
03.09. | 18
03.09. | 19
03.09. | 20
03.09. | 21
03.09. | 22
03.09. | 23
03.09. | 24
04.09. | 1
04.09. | 2
04.09. | 3
04.09. | 4
04.09. | 5
04.09. | 6
04.09. | 7
04.09. | 8
04.09. | 9
04.09. | 10
04.09. | 11
04.09. | 12
04.09. | 13
04.09. | 14
04.09. | 15
04.09. | 16
04.09. | 17
04.09. | 18
04.09. | 19
04.09. | 20
04.09. | 21
04.09. | 22
04.09. | 23
04.09. | 24
05.09. | 1
05.09. | 2
05.09. | 3
05.09. | 4
05.09. | 5
05.09. | 6
05.09. | 7
05.09. | 8
05.09. | 9
05.09. | 10
05.09. | 11
05.09. | 12
05.09. | 13
05.09. | 14
05.09. | 15
05.09. | 16
05.09. | 17
05.09. | 18
05.09. | 19
05.09. | 20
05.09. | 21
05.09. | 22
05.09. | 23
05.09. | 24
06.09. | 1
06.09. | 2
06.09. | 3
06.09. | 4
06.09. | 5
06.09. | 6
06.09. | 7
06.09. | 8
06.09. | 9
06.09. | 10
06.09. | 11
06.09. | 12
06.09. | 13
06.09. | 14
06.09. | 15
06.09. | 16
06.09. | 17
06.09. | 18
06.09. | 19
06.09. | 20
06.09. | 21
06.09. | 22
06.09. | 23
06.09. | 24
07.09. | 1
07.09. | 2
07.09. | 3
07.09. | 4
07.09. | 5
07.09. | 6
07.09. | 7
07.09. | 8
07.09. | 9
07.09. | 10
07.09. | 11
07.09. | 12
07.09. | 13
07.09. | 14
07.09. | 15
07.09. | 16
07.09. | 17
07.09. | 18
07.09. | 19
07.09. | 20
07.09. | 21
07.09. | 22
07.09. | 23
07.09. | 24
08.09. | 1
08.09. | 2
08.09. | 3
08.09. | 4
08.09. | 5
08.09. | 6
08.09. | 7
08.09. | 8
08.09. | 9
08.09. | 10
08.09. | 11
08.09. | 12
08.09. | 13
08.09. | 14
08.09. | 15
08.09. | 16
08.09. | 17
08.09. | 18
08.09. | 19
08.09. | 20
08.09. | 21
08.09. | 22
08.09. | 23
08.09. | 24
09.09. | 1
09.09. | 2
09.09. | 3
09.09. | 4
09.09. | 5
09.09. | 6
09.09. | 7
09.09. | 8
09.09. | 9
09.09. | 10
09.09. | 11
09.09. | 12
09.09. | 13
09.09. | 14
09.09. | 15
09.09. | 16
09.09. | 17
09.09. | 18
09.09. | 19
09.09. | 20
09.09. | 21
09.09. | 22
09.09. | 23
09.09. | 24
10.09. | 1
10.09. | 2
10.09. | 3
10.09. | 4
10.09. | 5
10.09. | 6
10.09. | 7
10.09. | 8
10.09. | 9
10.09. | 10
10.09. | 11
10.09. | 12
10.09. | 13
10.09. | 14
10.09. | 15
10.09. | 16
10.09. | 17
10.09. | 18
10.09. | 19
10.09. | 20
10.09. | 21
10.09. | 22
10.09. | 23
10.09. | 24
11.09. | 1
11.09. | 2
11.09. | 3
11.09. | 4
11.09. | 5
11.09. | 6
11.09. | 7
11.09. | 8
11.09. | 9
11.09. | 10
11.09. | 11
11.09. | 12
11.09. | 13
11.09. | 14
11.09. | 15
11.09. | 16
11.09. | 17
11.09. | 18
11.09. | 19
11.09. | 20
11.09. | 21
11.09. | 22
11.09. | 23
11.09. | 24
12.09. | 1
12.09. | 2
12.09. | 3
12.09. | 4
12.09. | 5
12.09. | 6
12.09. | 7
12.09. | 8
12.09. | 9
12.09. | 10
12.09. | 11
12.09. | 12
12.09. | 13
12.09. | 14
12.09. | 15
12.09. | 16
12.09. | 17
12.09. | 18
12.09. | 19
12.09. | 20
12.09. | 21
12.09. | 22
12.09. | 23
12.09. | 24
13.09. | 1
13.09. | 2
13.09. | 3
13.09. | 4
13.09. | 5
13.09. | 6
13.09. | 7
13.09. | 8
13.09. | 9
13.09. | 10
13.09. | 11
13.09. | 12
13.09. | 13
13.09. | 14
13.09. | 15
13.09. | 16
13.09. | 17
13.09. | 18
13.09. | 19
13.09. | 20
13.09. | 21
13.09. | 22
13.09. | 23
13.09. | 24
14.09. | 1
14.09. | 2
14.09. | 3
14.09. | 4
14.09. | 5
14.09. | 6
14.09. | 7
14.09. | 8
14.09. | 9
14.09. | 10
14.09. | 11
14.09. | 12
14.09. | 13
14.09. | 14
14.09. | 15
14.09. | 16
14.09. | 17
14.09. | 18
14.09. | 19
14.09. | 20
14.09. | 21
14.09. | 22
14.09. | 23
14.09. | 24
15.09. | 1
15.09. | 2
15.09. | 3
15.09. | 4
15.09. | 5
15.09. | 6
15.09. | 7
15.09. | 8
15.09. | 9
15.09. | 10
15.09. | 11
15.09. | 12
15.09. | 13
15.09. | 14
15.09. | 15
15.09. | 16
15.09. | 17
15.09. | 18
15.09. | 19
15.09. | 20
15.09. | 21
15.09. | 22
15.09. | 23
15.09. | 24
16.09. | 1
16.09. | 2
16.09. | 3
16.09. | 4
16.09. | 5
16.09. | 6
16.09. | 7
16.09. | 8
16.09. | 9
16.09. | 10
16.09. | 11
16.09. | 12
16.09. | 13
16.09. | 14
16.09. | 15
16.09. | 16
16.09. | 17
16.09. | 18
16.09. | 19
16.09. | 20
16.09. | 21
16.09. | 22
16.09. | 23
16.09. | 24
17.09. | 1
17.09. | 2
17.09. | 3
17.09. | 4
17.09. | 5
17.09. | 6
17.09. | 7
17.09. | 8
17.09. | 9
17.09. | 10
17.09. | 11
17.09. | 12
17.09. | 13
17.09. | 14
17.09. | 15
17.09. | 16
17.09. | 17
17.09. | 18
17.09. | 19
17.09. | 20
17.09. | 21
17.09. | 22
17.09. | 23
17.09. | 24
18.09. | 1
18.09. | 2
18.09. | 3
18.09. | 4
18.09. | 5
18.09. | 6
18.09. | 7
18.09. | 8
18.09. | 9
18.09. | 10
18.09. | 11
18.09. | 12
18.09. | 13
18.09. | 14
18.09. | 15
18.09. | 16
18.09. | 17
18.09. | 18
18.09. | 19
18.09. | 20
18.09. | 21
18.09. | 22
18.09. | 23
18.09. | 24
19.09. | 1
19.09. | 2
19.09. | 3
19.09. | 4
19.09. | 5
19.09. | 6
19.09. | 7
19.09. | 8
19.09. | 9
19.09. | 10
19.09. | 11
19.09. | 12
19.09. | 13
19.09. | 14
19.09. | 15
19.09. | 16
19.09. | 17
19.09. | 18
19.09. | 19
19.09. | 20
19.09. | 21
19.09. | 22
19.09. | 23
19.09. | 24
20.09. | 1
20.09. | 2
20.09. | 3
20.09. | 4
20.09. | 5
20.09. | 6
20.09. | 7
20.09. | 8
20.09. | 9
20.09. | 10
20.09. | 11
20.09. | 12
20.09. | 13
20.09. | 14
20.09. | 15
20.09. | 16
20.09. | 17
20.09. | 18
20.09. | 19
20.09. | 20
20.09. | 21
20.09. | 22
20.09. | 23
20.09. | 24
21.09. | 1
21.09. | 2
21.09. | 3
21.09. | 4
21.09. | 5
21.09. | 6
21.09. | 7
21.09. | 8
21.09. | 9
21.09. | 10
21.09. | 11
21.09. | 12
21.09. | 13
21.09. | 14
21.09. | 15
21.09. | 16
21.09. | 17
21.09. | 18
21.09. | 19
21.09. | 20
21.09. | 21
21.09. | 22
21.09. | 23
21.09. | 24
22.09. | 1
22.09. | 2
22.09. | 3
22.09. | 4
22.09. | 5
22.09. | 6
22.09. | 7
22.09. | 8
22.09. | 9
22.09. | 10
22.09. | 11
22.09. | 12
22.09. | 13
22.09. | 14
22.09. | 15
22.09. | 16
22.09. | 17
22.09. | 18
22.09. | 19
22.09. | 20
22.09. | 21
22.09. | 22
22.09. | 23
22.09. | 24
23.09. | 1
23.09. | 2
23.09. | 3
23.09. | 4
23.09. | 5
23.09. | 6
23.09. | 7
23.09. | 8
23.09. | 9
23.09. | 10
23.09. | 11
23.09. | 12
23.09. | 13
23.09. | 14
23.09. | 15
23.09. | 16
23.09. | 17
23.09. | 18
23.09. | 19
23.09. | 20
23.09. | 21
23.09. | 22
23.09. | 23
23.09. | 24
24.09. | 1
24.09. | 2
24.09. | 3
24.09. | 4
24.09. | 5
24.09. | 6
24.09. | 7
24.09. | 8
24.09. | 9
24.09. | 10
24.09. | 11
24.09. | 12
24.09. | 13
24.09. | 14
24.09. | 15
24.09. | 16
24.09. | 17
24.09. | 18
24.09. | 19
24.09. | 20
24.09. | 21
24.09. | 22
24.09. | 23
24.09. | 24
25.09. | 1
25.09. | 2
25.09. | 3
25.09. | 4
25.09. | 5
25.09. | 6
25.09. | 7
25.09. | 8
25.09. | 9
25.09. | 10
25.09. | 11
25.09. | 12
25.09. | 13
25.09. | 14
25.09. | 15
25.09. | 16
25.09. | 17
25.09. | 18
25.09. | 19
25.09. | 20
25.09. | 21
25.09. | 22
25.09. | 23
25.09. | 24
26.09. | 1
26.09. | 2
26.09. | 3
26.09. | 4
26.09. | 5
26.09. | 6
26.09. | 7
26.09. | 8
26.09. | 9
26.09. | 10
26.09. | 11
26.09. | 12
26.09. | 13
26.09. | 14
26.09. | 15
26.09. | 16
26.09. | 17
26.09. | 18
26.09. | 19
26.09. | 20
26.09. | 21
26.09. | 22
26.09. | 23
26.09. | 24
27.09. | 1
27.09. | 2
27.09. | 3
27.09. | 4
27.09. | 5
27.09. | 6
27.09. | 7
27.09. | 8
27.09. | 9
27.09. | 10
27.09. | 11
27.09. | 12
27.09. | 13
27.09. | 14
27.09. | 15
27.09. | 16
27.09. | 17
27.09. | 18
27.09. | 19
27.09. | 20
27.09. | 21
27.09. | 22
27.09. | 23
27.09. | 24
28.09. | 1
28.09. | 2
28.09. | 3
28.09. | 4
28.09. | 5
28.09. | 6
28.09. | 7
28.09. | 8
28.09. | 9
28.09. | 10
28.09. | 11
28.09. | 12
28.09. | 13
28.09. | 14
28.09. | 15
28.09. | 16
28.09. | 17
28.09. | 18
28.09. | 19
28.09. | 20
28.09. | 21
28.09. | 22
28.09. | 23
28.09. | 24
29.09. | 1
29.09. | 2
29.09. | 3
29.09. | 4
29.09. | 5
29.09. | 6
29.09. | 7
29.09. | 8
29.09. | 9
29.09. | 10
29.09. | 11
29.09. | 12
29.09. | 13
29.09. | 14
29.09. | 15
29.09. | 16
29.09. | 17
29.09. | 18
29.09. | 19
29.09. | 20
29.09. | 21
29.09. | 22
29.09. | 23
29.09. | 24
30.09. | 1
30.09. | 2
30.09. | 3
30.09. | 4
30.09. | 5
30.09. | 6
30.09. | 7
30.09. | 8
30.09. | 9
30.09. | 10
30.09. | 11
30.09. | 12
30.09. | 13
30.09. | 14
30.09. | 15
30.09. | 16
30.09. | 17
30.09. | 18
30.09. | 19
30.09. | 20
30.09. | 21
30.09. | 22
30.09. | 23
30.09. | 24
01.10. | 1
01.10. | 2
01.10. | 3
01.10. | 4
01.10. | 5
01.10. | 6
01.10. | 7
01.10. | 8
01.10. | 9
01.10. | 10
01.10. | 11
01.10. | 12
01.10. | 13
01.10. | 14
01.10. | 15
01.10. | 16
01.10. | 17
01.10. | 18
01.10. | 19
01.10. | 20
01.10. | 21
01.10. | 22
01.10. | 23
01.10. | 24
02.10. | 1
02.10. | 2
02.10. | 3
02.10. | 4
02.10. | 5
02.10. | 6
02.10. | 7
02.10. | 8
02.10. | 9
02.10. | 10
02.10. | 11
02.10. | 12
02.10. | 13
02.10. | 14
02.10. | 15
02.10. | 16
02.10. | 17
02.10. | 18
02.10. | 19
02.10. | 20
02.10. | 21
02.10. | 22
02.10. | 23
02.10. | 24
03.10. | 1
03.10. | 2
03.10. | 3
03.10. | 4
03.10. | 5
03.10. | 6
03.10. | 7
03.10. | 8
03.10. | 9
03.10. | 10
03.10. | 11
03.10. | 12
03.10. | 13
03.10. | 14
03.10. | 15
03.10. | 16
03.10. | 17
03.10. | 18
03.10. | 19
03.10. | 20
03.10. | 21
03.10. | 22
03.10. | 23
03.10. | 24
04.10. | 1
04.10. | 2
04.10. | 3
04.10. | 4
04.10. | 5
04.10. | 6
04.10. | 7
04.10. | 8
04.10. | 9
04.10. | 10
04.10. | 11
04.10. | 12
04.10. | 13
04.10. | 14
04.10. | 15
04.10. | 16
04.10. | 17
04.10. | 18
04.10. | 19
04.10. | 20
04.10. | 21
04.10. | 22
04.10. | 23
04.10. | 24
05.10. | 1
05.10. | 2
05.10. | 3
05.10. | 4
05.10. | 5
05.10. | 6
05.10. | 7
05.10. | 8
05.10. | 9
05.10. | 10
05.10. | 11
05.10. | 12
05.10. | 13
05.10. | 14
05.10. | 15
05.10. | 16
05.10. | 17
05.10. | 18
05.10. | 19
05.10. | 20
05.10. | 21
05.10. | 22
05.10. | 23
05.10. | 24
06.10. | 1
06.10. | 2
06.10. | 3
06.10. | 4
06.10. | 5
06.10. | 6
06.10. | 7
06.10. | 8
06.10. | 9
06.10. | 10
06.10. | 11
06.10. | 12
06.10. | 13
06.10. | 14
06.10. | 15
06.10. | 16
06.10. | 17
06.10. | 18
06.10. | 19
06.10. | 20
06.10. | 21
06.10. | 22
06.10. | 23
06.10. | 24
07.10. | 1
07.10. | 2
07.10. | 3
07.10. | 4
07.10. | 5
07.10. | 6
07.10. | 7
07.10. | 8
07.10. | 9
07.10. | 10
07.10. | 11
07.10. | 12
07.10. | 13
07.10. | 14
07.10. | 15
07.10. | 16
07.10. | 17
07.10. | 18
07.10. | 19
07.10. | 20
07.10. | 21
07.10. | 22
07.10. | 23
07.10. | 24
08.10. | 1
08.10. | 2
08.10. | 3
08.10. | 4
08.10. | 5
08.10. | 6
08.10. | 7
08.10. | 8
08.10. | 9
08.10. | 10
08.10. | 11
08.10. | 12
08.10. | 13
08.10. | 14
08.10. | 15
08.10. | 16
08.10. | 17
08.10. | 18
08.10. | 19
08.10. | 20
08.10. | 21
08.10. | 22
08.10. | 23
08.10. | 24
09.10. | 1
09.10. | 2
09.10. | 3
09.10. | 4
09.10. | 5
09.10. | 6
09.10. | 7
09.10. | 8
09.10. | 9
09.10. | 10
09.10. | 11
09.10. | 12
09.10. | 13
09.10. | 14
09.10. | 15
09.10. | 16
09.10. | 17
09.10. | 18
09.10. | 19
09.10. | 20
09.10. | 21
09.10. | 22
09.10. | 23
09.10. | 24
10.10. | 1
10.10. | 2
10.10. | 3
10.10. | 4
10.10. | 5
10.10. | 6
10.10. | 7
10.10. | 8
10.10. | 9
10.10. | 10
10.10. | 11
10.10. | 12
10.10. | 13
10.10. | 14
10.10. | 15
10.10. | 16
10.10. | 17
10.10. | 18
10.10. | 19
10.10. | 20
10.10. | 21
10.10. | 22
10.10. | 23
10.10. | 24
11.10. | 1
11.10. | 2
11.10. | 3
11.10. | 4
11.10. | 5
11.10. | 6
11.10. | 7
11.10. | 8
11.10. | 9
11.10. | 10
11.10. | 11
11.10. | 12
11.10. | 13
11.10. | 14
11.10. | 15
11.10. | 16
11.10. | 17
11.10. | 18
11.10. | 19
11.10. | 20
11.10. | 21
11.10. | 22
11.10. | 23
11.10. | 24
12.10. | 1
12.10. | 2
12.10. | 3
12.10. | 4
12.10. | 5
12.10. | 6
12.10. | 7
12.10. | 8
12.10. | 9
12.10. | 10
12.10. | 11
12.10. | 12
12.10. | 13
12.10. | 14
12.10. | 15
12.10. | 16
12.10. | 17
12.10. | 18
12.10. | 19
12.10. | 20
12.10. | 21
12.10. | 22
12.10. | 23
12.10. | 24
13.10. | 1
13.10. | 2
13.10. | 3
13.10. | 4
13.10. | 5
13.10. | 6
13.10. | 7
13.10. | 8
13.10. | 9
13.10. | 10
13.10. | 11
13.10. | 12
13.10. | 13
13.10. | 14
13.10. | 15
13.10. | 16
13.10. | 17
13.10. | 18
13.10. | 19
13.10. | 20
13.10. | 21
13.10. | 22
13.10. | 23
13.10. | 24
14.10. | 1
14.10. | 2
14.10. | 3
14.10. | 4
14.10. | 5
14.10. | 6
14.10. | 7
14.10. | 8
14.10. | 9
14.10. | 10
14.10. | 11
14.10. | 12
14.10. | 13
14.10. | 14
14.10. | 15
14.10. | 16
14.10. | 17
14.10. | 18
14.10. | 19
14.10. | 20
14.10. | 21
14.10. | 22
14.10. | 23
14.10. | 24
15.10. | 1
15.10. | 2
15.10. | 3
15.10. | 4
15.10. | 5
15.10. | 6
15.10. | 7
15.10. | 8
15.10. | 9
15.10. | 10
15.10. | 11
15.10. | 12
15.10. | 13
15.10. | 14
15.10. | 15
15.10. | 16
15.10. | 17
15.10. | 18
15.10. | 19
15.10. | 20
15.10. | 21
15.10. | 22
15.10. | 23
15.10. | 24
16.10. | 1
16.10. | 2
16.10. | 3
16.10. | 4
16.10. | 5
16.10. | 6
16.10. | 7
16.10. | 8
16.10. | 9
16.10. | 10
16.10. | 11
16.10. | 12
16.10. | 13
16.10. | 14
16.10. | 15
16.10. | 16
16.10. | 17
16.10. | 18
16.10. | 19
16.10. | 20
16.10. | 21
16.10. | 22
16.10. | 23
16.10. | 24
17.10. | 1
17.10. | 2
17.10. | 3
17.10. | 4
17.10. | 5
17.10. | 6
17.10. | 7
17.10. | 8
17.10. | 9
17.10. | 10
17.10. | 11
17.10. | 12
17.10. | 13
17.10. | 14
17.10. | 15
17.10. | 16
17.10. | 17
17.10. | 18
17.10. | 19
17.10. | 20
17.10. | 21
17.10. | 22
17.10. | 23
17.10. | 24
18.10. | 1
18.10. | 2
18.10. | 3
18.10. | 4
18.10. | 5
18.10. | 6
18.10. | 7
18.10. | 8
18.10. | 9
18.10. | 10
18.10. | 11
18.10. | 12
18.10. | 13
18.10. | 14
18.10. | 15
18.10. | 16
18.10. | 17
18.10. | 18
18.10. | 19
18.10. | 20
18.10. | 21
18.10. | 22
18.10. | 23
18.10. | 24
19.10. | 1
19.10. | 2
19.10. | 3
19.10. | 4
19.10. | 5
19.10. | 6
19.10. | 7
19.10. | 8
19.10. | 9
19.10. | 10
19.10. | 11
19.10. | 12
19.10. | 13
19.10. | 14
19.10. | 15
19.10. | 16
19.10. | 17
19.10. | 18
19.10. | 19
19.10. | 20
19.10. | 21
19.10. | 22
19.10. | 23
19.10. | 24
20.10. | 1
20.10. | 2
20.10. | 3
20.10. | 4
20.10. | 5
20.10. | 6
20.10. | 7
20.10. | 8
20.10. | 9
20.10. | 10
20.10. | 11
20.10. | 12
20.10. | 13
20.10. | 14
20.10. | 15
20.10. | 16
20.10. | 17
20.10. | 18
20.10. | 19
20.10. | 20
20.10. | 21
20.10. | 22
20.10. | 23
20.10. | 24
21.10. | 1
21.10. | 2
21.10. | 3
21.10. | 4
21.10. | 5
21.10. | 6
21.10. | 7
21.10. | 8
21.10. | 9
21.10. | 10
21.10. | 11
21.10. | 12
21.10. | 13
21.10. | 14
21.10. | 15
21.10. | 16
21.10. | 17
21.10. | 18
21.10. | 19
21.10. | 20
21.10. | 21
21.10. | 22
21.10. | 23
21.10. | 24
22.10. | 1
22.10. | 2
22.10. | 3
22.10. | 4
22.10. | 5
22.10. | 6
22.10. | 7
22.10. | 8
22.10. | 9
22.10. | 10
22.10. | 11
22.10. | 12
22.10. | 13
22.10. | 14
22.10. | 15
22.10. | 16
22.10. | 17
22.10. | 18
22.10. | 19
22.10. | 20
22.10. | 21
22.10. | 22
22.10. | 23
22.10. | 24
23.10. | 1
23.10. | 2
23.10. | 3
23.10. | 4
23.10. | 5
23.10. | 6
23.10. | 7
23.10. | 8
23.10. | 9
23.10. | 10
23.10. | 11
23.10. | 12
23.10. | 13
23.10. | 14
23.10. | 15
23.10. | 16
23.10. | 17
23.10. | 18
23.10. | 19
23.10. | 20
23.10. | 21
23.10. | 22
23.10. | 23
23.10. | 24
24.10. | 1
24.10. | 2
24.10. | 3
24.10. | 4
24.10. | 5
24.10. | 6
24.10. | 7
24.10. | 8
24.10. | 9
24.10. | 10
24.10. | 11
24.10. | 12
24.10. | 13
24.10. | 14
24.10. | 15
24.10. | 16
24.10. | 17
24.10. | 18
24.10. | 19
24.10. | 20
24.10. | 21
24.10. | 22
24.10. | 23
24.10. | 24
25.10. | 1
25.10. | 2
25.10. | 3
25.10. | 4
25.10. | 5
25.10. | 6
25.10. | 7
25.10. | 8
25.10. | 9
25.10. | 10
25.10. | 11
25.10. | 12
25.10. | 13
25.10. | 14
25.10. | 15
25.10. | 16
25.10. | 17
25.10. | 18
25.10. | 19
25.10. | 20
25.10. | 21
25.10. | 22
25.10. | 23
25.10. | 24
26.10. | 1
26.10. | 2
26.10. | 3
26.10. | 4
26.10. | 5
26.10. | 6
26.10. | 7
26.10. | 8
26.10. | 9
26.10. | 10
26.10. | 11
26.10. | 12
26.10. | 13
26.10. | 14
26.10. | 15
26.10. | 16
26.10. | 17
26.10. | 18
26.10. | 19
26.10. | 20
26.10. | 21
26.10. | 22
26.10. | 23
26.10. | 24
27.10. | 1
27.10. | 2
27.10. | 3
27.10. | 4
27.10. | 5
27.10. | 6
27.10. | 7
27.10. | 8
27.10. | 9
27.10. | 10
27.10. | 11
27.10. | 12
27.10. | 13
27.10. | 14
27.10. | 15
27.10. | 16
27.10. | 17
27.10. | 18
27.10. | 19
27.10. | 20
27.10. | 21
27.10. | 22
27.10. | 23
27.10. | 24
28.10. | 1
28.10. | 2
28.10. | 3
28.10. | 4
28.10. | 5
28.10. | 6
28.10. | 7
28.10. | 8
28.10. | 9
28.10. | 10
28.10. | 11
28.10. | 12
28.10. | 13
28.10. | 14
28.10. | 15
28.10. | 16
28.10. | 17
28.10. | 18
28.10. | 19
28.10. | 20
28.10. | 21
28.10. | 22
28.10. | 23
28.10. | 24
29.10. | 1
29.10. | 2
29.10. | 3
29.10. | 4
29.10. | 5
29.10. | 6
29.10. | 7
29.10. | 8
29.10. | 9
29.10. | 10
29.10. | 11
29.10. | 12
29.10. | 13
29.10. | 14
29.10. | 15
29.10. | 16
29.10. | 17
29.10. | 18
29.10. | 19
29.10. | 20
29.10. | 21
29.10. | 22
29.10. | 23
29.10. | 24
30.10. | 1
30.10. | 2
30.10. | 3
30.10. | 4
30.10. | 5
30.10. | 6
30.10. | 7
30.10. | 8
30.10. | 9
30.10. | 10
30.10. | 11
30.10. | 12
30.10. | 13
30.10. | 14
30.10. | 15
30.10. | 16
30.10. | 17
30.10. | 18
30.10. | 19
30.10. | 20
30.10. | 21
30.10. | 22
30.10. | 23
30.10. | 24
31.10. | 1
31.10. | 2
31.10. | 3
31.10. | 4
31.10. | 5
31.10. | 6
31.10. | 7
31.10. | 8
31.10. | 9
31.10. | 10
31.10. | 11
31.10. | 12
31.10. | 13
31.10. | 14
31.10. | 15
31.10. | 16
31.10. | 17
31.10. | 18
31.10. | 19
31.10. | 20
31.10. | 21
31.10. | 22
31.10. | 23
31.10. | 24
01.11. | 1
01.11. | 2
01.11. | 3
01.11. | 4
01.11. | 5
01.11. | 6
01.11. | 7
01.11. | 8
01.11. | 9
01.11. | 10
01.11. | 11
01.11. | 12
01.11. | 13
01.11. | 14
01.11. | 15
01.11. | 16
01.11. | 17
01.11. | 18
01.11. | 19
01.11. | 20
01.11. | 21
01.11. | 22
01.11. | 23
01.11. | 24
02.11. | 1
02.11. | 2
02.11. | 3
02.11. | 4
02.11. | 5
02.11. | 6
02.11. | 7
02.11. | 8
02.11. | 9
02.11. | 10
02.11. | 11
02.11. | 12
02.11. | 13
02.11. | 14
02.11. | 15
02.11. | 16
02.11. | 17
02.11. | 18
02.11. | 19
02.11. | 20
02.11. | 21
02.11. | 22
02.11. | 23
02.11. | 24
03.11. | 1
03.11. | 2
03.11. | 3
03.11. | 4
03.11. | 5
03.11. | 6
03.11. | 7
03.11. | 8
03.11. | 9
03.11. | 10
03.11. | 11
03.11. | 12
03.11. | 13
03.11. | 14
03.11. | 15
03.11. | 16
03.11. | 17
03.11. | 18
03.11. | 19
03.11. | 20
03.11. | 21
03.11. | 22
03.11. | 23
03.11. | 24
04.11. | 1
04.11. | 2
04.11. | 3
04.11. | 4
04.11. | 5
04.11. | 6
04.11. | 7
04.11. | 8
04.11. | 9
04.11. | 10
04.11. | 11
04.11. | 12
04.11. | 13
04.11. | 14
04.11. | 15
04.11. | 16
04.11. | 17
04.11. | 18
04.11. | 19
04.11. | 20
04.11. | 21
04.11. | 22
04.11. | 23
04.11. | 24
05.11. | 1
05.11. | 2
05.11. | 3
05.11. | 4
05.11. | 5
05.11. | 6
05.11. | 7
05.11. | 8
05.11. | 9
05.11. | 10
05.11. | 11
05.11. | 12
05.11. | 13
05.11. | 14
05.11. | 15
05.11. | 16
05.11. | 17
05.11. | 18
05.11. | 19
05.11. | 20
05.11. | 21
05.11. | 22
05.11. | 23
05.11. | 24
06.11. | 1
06.11. | 2
06.11. | 3
06.11. | 4
06.11. | 5
06.11. | 6
06.11. | 7
06.11. | 8
06.11. | 9
06.11. | 10
06.11. | 11
06.11. | 12
06.11. | 13
06.11. | 14
06.11. | 15
06.11. | 16
06.11. | 17
06.11. | 18
06.11. | 19
06.11. | 20
06.11. | 21
06.11. | 22
06.11. | 23
06.11. | 24
07.11. | 1
07.11. | 2
07.11. | 3
07.11. | 4
07.11. | 5
07.11. | 6
07.11. | 7
07.11. | 8
07.11. | 9
07.11. | 10
07.11. | 11
07.11. | 12
07.11. | 13
07.11. | 14
07.11. | 15
07.11. | 16
07.11. | 17
07.11. | 18
07.11. | 19
07.11. | 20
07.11. | 21
07.11. | 22
07.11. | 23
07.11. | 24
08.11. | 1
08.11. | 2
08.11. | 3
08.11. | 4
08.11. | 5
08.11. | 6
08.11. | 7
08.11. | 8
08.11. | 9
08.11. | 10
08.11. | 11
08.11. | 12
08.11. | 13
08.11. | 14
08.11. | 15
08.11. | 16
08.11. | 17
08.11. | 18
08.11. | 19
08.11. | 20
08.11. | 21
08.11. | 22
08.11. | 23
08.11. | 24
09.11. | 1
09.11. | 2
09.11. | 3
09.11. | 4
09.11. | 5
09.11. | 6
09.11. | 7
09.11. | 8
09.11. | 9
09.11. | 10
09.11. | 11
09.11. | 12
09.11. | 13
09.11. | 14
09.11. | 15
09.11. | 16
09.11. | 17
09.11. | 18
09.11. | 19
09.11. | 20
09.11. | 21
09.11. | 22
09.11. | 23
09.11. | 24
10.11. | 1
10.11. | 2
10.11. | 3
10.11. | 4
10.11. | 5
10.11. | 6
10.11. | 7
10.11. | 8
10.11. | 9
10.11. | 10
10.11. | 11
10.11. | 12
10.11. | 13
10.11. | 14
10.11. | 15
10.11. | 16
10.11. | 17
10.11. | 18
10.11. | 19
10.11. | 20
10.11. | 21
10.11. | 22
10.11. | 23
10.11. | 24
11.11. | 1
11.11. | 2
11.11. | 3
11.11. | 4
11.11. | 5
11.11. | 6
11.11. | 7
11.11. | 8
11.11. | 9
11.11. | 10
11.11. | 11
11.11. | 12
11.11. | 13
11.11. | 14
11.11. | 15
11.11. | 16
11.11. | 17
11.11. | 18
11.11. | 19
11.11. | 20
11.11. | 21
11.11. | 22
11.11. | 23
11.11. | 24
12.11. | 1
12.11. | 2
12.11. | 3
12.11. | 4
12.11. | 5
12.11. | 6
12.11. | 7
12.11. | 8
12.11. | 9
12.11. | 10
12.11. | 11
12.11. | 12
12.11. | 13
12.11. | 14
12.11. | 15
12.11. | 16
12.11. | 17
12.11. | 18
12.11. | 19
12.11. | 20
12.11. | 21
12.11. | 22
12.11. | 23
12.11. | 24
13.11. | 1
13.11. | 2
13.11. | 3
13.11. | 4
13.11. | 5
13.11. | 6
13.11. | 7
13.11. | 8
13.11. | 9
13.11. | 10
13.11. | 11
13.11. | 12
13.11. | 13
13.11. | 14
13.11. | 15
13.11. | 16
13.11. | 17
13.11. | 18
13.11. | 19
13.11. | 20
13.11. | 21
13.11. | 22
13.11. | 23
13.11. | 24
14.11. | 1
14.11. | 2
14.11. | 3
14.11. | 4
14.11. | 5
14.11. | 6
14.11. | 7
14.11. | 8
14.11. | 9
14.11. | 10
14.11. | 11
14.11. | 12
14.11. | 13
14.11. | 14
14.11. | 15
14.11. | 16
14.11. | 17
14.11. | 18
14.11. | 19
14.11. | 20
14.11. | 21
14.11. | 22
14.11. | 23
14.11. | 24
15.11. | 1
15.11. | 2
15.11. | 3
15.11. | 4
15.11. | 5
15.11. | 6
15.11. | 7
15.11. | 8
15.11. | 9
15.11. | 10
15.11. | 11
15.11. | 12
15.11. | 13
15.11. | 14
15.11. | 15
15.11. | 16
15.11. | 17
15.11. | 18
15.11. | 19
15.11. | 20
15.11. | 21
15.11. | 22
15.11. | 23
15.11. | 24
16.11. | 1
16.11. | 2
16.11. | 3
16.11. | 4
16.11. | 5
16.11. | 6
16.11. | 7
16.11. | 8
16.11. | 9
16.11. | 10
16.11. | 11
16.11. | 12
16.11. | 13
16.11. | 14
16.11. | 15
16.11. | 16
16.11. | 17
16.11. | 18
16.11. | 19
16.11. | 20
16.11. | 21
16.11. | 22
16.11. | 23
16.11. | 24
17.11. | 1
17.11. | 2
17.11. | 3
17.11. | 4
17.11. | 5
17.11. | 6
17.11. | 7
17.11. | 8
17.11. | 9
17.11. | 10
17.11. | 11
17.11. | 12
17.11. | 13
17.11. | 14
17.11. | 15
17.11. | 16
17.11. | 17
17.11. | 18
17.11. | 19
17.11. | 20
17.11. | 21
17.11. | 22
17.11. | 23
17.11. | 24
18.11. | 1
18.11. | 2
18.11. | 3
18.11. | 4
18.11. | 5
18.11. | 6
18.11. | 7
18.11. | 8
18.11. | 9
18.11. | 10
18.11. | 11
18.11. | 12
18.11. | 13
18.11. | 14
18.11. | 15
18.11. | 16
18.11. | 17
18.11. | 18
18.11. | 19
18.11. | 20
18.11. | 21
18.11. | 22
18.11. | 23
18.11. | 24
19.11. | 1
19.11. | 2
19.11. | 3
19.11. | 4
19.11. | 5
19.11. | 6
19.11. | 7
19.11. | 8
19.11. | 9
19.11. | 10
19.11. | 11
19.11. | 12
19.11. | 13
19.11. | 14
19.11. | 15
19.11. | 16
19.11. | 17
19.11. | 18
19.11. | 19
19.11. | 20
19.11. | 21
19.11. | 22
19.11. | 23
19.11. | 24
20.11. | 1
20.11. | 2
20.11. | 3
20.11. | 4
20.11. | 5
20.11. | 6
20.11. | 7
20.11. | 8
20.11. | 9
20.11. | 10
20.11. | 11
20.11. | 12
20.11. | 13
20.11. | 14
20.11. | 15
20.11. | 16
20.11. | 17
20.11. | 18
20.11. | 19
20.11. | 20
20.11. | 21
20.11. | 22
20.11. | 23
20.11. | 24
21.11. | 1
21.11. | 2
21.11. | 3
21.11. | 4
21.11. | 5
21.11. | 6
21.11. | 7
21.11. | 8
21.11. | 9
21.11. | 10
21.11. | 11
21.11. | 12
21.11. | 13
21.11. | 14
21.11. | 15
21.11. | 16
21.11. | 17
21.11. | 18
21.11. | 19
21.11. | 20
21.11. | 21
21.11. | 22
21.11. | 23
21.11. | 24
22.11. | 1
22.11. | 2
22.11. | 3
22.11. | 4
22.11. | 5
22.11. | 6
22.11. | 7
22.11. | 8
22.11. | 9
22.11. | 10
22.11. | 11
22.11. | 12
22.11. | 13
22.11. | 14
22.11. | 15
22.11. | 16
22.11. | 17
22.11. | 18
22.11. | 19
22.11. | 20
22.11. | 21
22.11. | 22
22.11. | 23
22.11. | 24
23.11. | 1
23.11. | 2
23.11. | 3
23.11. | 4
23.11. | 5
23.11. | 6
23.11. | 7
23.11. | 8
23.11. | 9
23.11. | 10
23.11. | 11
23.11. | 12
23.11. | 13
23.11. | 14
23.11. | 15
23.11. | 16
23.11. | 17
23.11. | 18
23.11. | 19
23.11. | 20
23.11. | 21
23.11. | 22
23.11. | 23
23.11. | 24
24.11. | 1
24.11. | 2
24.11. | 3
24.11. | 4
24.11. | 5
24.11. | 6
24.11. | 7
24.11. | 8
24.11. | 9
24.11. | 10
24.11. | 11
24.11. | 12
24.11. | 13
24.11. | 14
24.11. | 15
24.11. | 16
24.11. | 17
24.11. | 18
24.11. | 19
24.11. | 20
24.11. | 21
24.11. | 22
24.11. | 23
24.11. | 24
25.11. | 1
25.11. | 2
25.11. | 3
25.11. | 4
25.11. | 5
25.11. | 6
25.11. | 7
25.11. | 8
25.11. | 9
25.11. | 10
25.11. | 11
25.11. | 12
25.11. | 13
25.11. | 14
25.11. | 15
25.11. | 16
25.11. | 17
25.11. | 18
25.11. | 19
25.11. | 20
25.11. | 21
25.11. | 22
25.11. | 23
25.11. | 24
26.11. | 1
26.11. | 2
26.11. | 3
26.11. | 4
26.11. | 5
26.11. | 6
26.11. | 7
26.11. | 8
26.11. | 9
26.11. | 10
26.11. | 11
26.11. | 12
26.11. | 13
26.11. | 14
26.11. | 15
26.11. | 16
26.11. | 17
26.11. | 18
26.11. | 19
26.11. | 20
26.11. | 21
26.11. | 22
26.11. | 23
26.11. | 24
27.11. | 1
27.11. | 2
27.11. | 3
27.11. | 4
27.11. | 5
27.11. | 6
27.11. | 7
27.11. | 8
27.11. | 9
27.11. | 10
27.11. | 11
27.11. | 12
27.11. | 13
27.11. | 14
27.11. | 15
27.11. | 16
27.11. | 17
27.11. | 18
27.11. | 19
27.11. | 20
27.11. | 21
27.11. | 22
27.11. | 23
27.11. | 24
28.11. | 1
28.11. | 2
28.11. | 3
28.11. | 4
28.11. | 5
28.11. | 6
28.11. | 7
28.11. | 8
28.11. | 9
28.11. | 10
28.11. | 11
28.11. | 12
28.11. | 13
28.11. | 14
28.11. | 15
28.11. | 16
28.11. | 17
28.11. | 18
28.11. | 19
28.11. | 20
28.11. | 21
28.11. | 22
28.11. | 23
28.11. | 24
29.11. | 1
29.11. | 2
29.11. | 3
29.11. | 4
29.11. | 5
29.11. | 6
29.11. | 7
29.11. | 8
29.11. | 9
29.11. | 10
29.11. | 11
29.11. | 12
29.11. | 13
29.11. | 14
29.11. | 15
29.11. | 16
29.11. | 17
29.11. | 18
29.11. | 19
29.11. | 20
29.11. | 21
29.11. | 22
29.11. | 23
29.11. | 24
30.11. | 1
30.11. | 2
30.11. | 3
30.11. | 4
30.11. | 5
30.11. | 6
30.11. | 7
30.11. | 8
30.11. | 9
30.11. | 10
30.11. | 11
30.11. | 12
30.11. | 13
30.11. | 14
30.11. | 15
30.11. | 16
30.11. | 17
30.11. | 18
30.11. | 19
30.11. | 20
30.11. | 21
30.11. | 22
30.11. | 23
30.11. | 24
01.12. | 1
01.12. | 2
01.12. | 3
01.12. | 4
01.12. | 5
01.12. | 6
01.12. | 7
01.12. | 8
01.12. | 9
01.12. | 10
01.12. | 11
01.12. | 12
01.12. | 13
01.12. | 14
01.12. | 15
01.12. | 16
01.12. | 17
01.12. | 18
01.12. | 19
01.12. | 20
01.12. | 21
01.12. | 22
01.12. | 23
01.12. | 24
02.12. | 1
02.12. | 2
02.12. | 3
02.12. | 4
02.12. | 5
02.12. | 6
02.12. | 7
02.12. | 8
02.12. | 9
02.12. | 10
02.12. | 11
02.12. | 12
02.12. | 13
02.12. | 14
02.12. | 15
02.12. | 16
02.12. | 17
02.12. | 18
02.12. | 19
02.12. | 20
02.12. | 21
02.12. | 22
02.12. | 23
02.12. | 24
03.12. | 1
03.12. | 2
03.12. | 3
03.12. | 4
03.12. | 5
03.12. | 6
03.12. | 7
03.12. | 8
03.12. | 9
03.12. | 10
03.12. | 11
03.12. | 12
03.12. | 13
03.12. | 14
03.12. | 15
03.12. | 16
03.12. | 17
03.12. | 18
03.12. | 19
03.12. | 20
03.12. | 21
03.12. | 22
03.12. | 23
03.12. | 24
04.12. | 1
04.12. | 2
04.12. | 3
04.12. | 4
04.12. | 5
04.12. | 6
04.12. | 7
04.12. | 8
04.12. | 9
04.12. | 10
04.12. | 11
04.12. | 12
04.12. | 13
04.12. | 14
04.12. | 15
04.12. | 16
04.12. | 17
04.12. | 18
04.12. | 19
04.12. | 20
04.12. | 21
04.12. | 22
04.12. | 23
04.12. | 24
05.12. | 1
05.12. | 2
05.12. | 3
05.12. | 4
05.12. | 5
05.12. | 6
05.12. | 7
05.12. | 8
05.12. | 9
05.12. | 10
05.12. | 11
05.12. | 12
05.12. | 13
05.12. | 14
05.12. | 15
05.12. | 16
05.12. | 17
05.12. | 18
05.12. | 19
05.12. | 20
05.12. | 21
05.12. | 22
05.12. | 23
05.12. | 24
06.12. | 1
06.12. | 2
06.12. | 3
06.12. | 4
06.12. | 5
06.12. | 6
06.12. | 7
06.12. | 8
06.12. | 9
06.12. | 10
06.12. | 11
06.12. | 12
06.12. | 13
06.12. | 14
06.12. | 15
06.12. | 16
06.12. | 17
06.12. | 18
06.12. | 19
06.12. | 20
06.12. | 21
06.12. | 22
06.12. | 23
06.12. | 24
07.12. | 1
07.12. | 2
07.12. | 3
07.12. | 4
07.12. | 5
07.12. | 6
07.12. | 7
07.12. | 8
07.12. | 9
07.12. | 10
07.12. | 11
07.12. | 12
07.12. | 13
07.12. | 14
07.12. | 15
07.12. | 16
07.12. | 17
07.12. | 18
07.12. | 19
07.12. | 20
07.12. | 21
07.12. | 22
07.12. | 23
07.12. | 24
08.12. | 1
08.12. | 2
08.12. | 3
08.12. | 4
08.12. | 5
08.12. | 6
08.12. | 7
08.12. | 8
08.12. | 9
08.12. | 10
08.12. | 11
08.12. | 12
08.12. | 13
08.12. | 14
08.12. | 15
08.12. | 16
08.12. | 17
08.12. | 18
08.12. | 19
08.12. | 20
08.12. | 21
08.12. | 22
08.12. | 23
08.12. | 24
09.12. | 1
09.12. | 2
09.12. | 3
09.12. | 4
09.12. | 5
09.12. | 6
09.12. | 7
09.12. | 8
09.12. | 9
09.12. | 10
09.12. | 11
09.12. | 12
09.12. | 13
09.12. | 14
09.12. | 15
09.12. | 16
09.12. | 17
09.12. | 18
09.12. | 19
09.12. | 20
09.12. | 21
09.12. | 22
09.12. | 23
09.12. | 24
10.12. | 1
10.12. | 2
10.12. | 3
10.12. | 4
10.12. | 5
10.12. | 6
10.12. | 7
10.12. | 8
10.12. | 9
10.12. | 10
10.12. | 11
10.12. | 12
10.12. | 13
10.12. | 14
10.12. | 15
10.12. | 16
10.12. | 17
10.12. | 18
10.12. | 19
10.12. | 20
10.12. | 21
10.12. | 22
10.12. | 23
10.12. | 24
11.12. | 1
11.12. | 2
11.12. | 3
11.12. | 4
11.12. | 5
11.12. | 6
11.12. | 7
11.12. | 8
11.12. | 9
11.12. | 10
11.12. | 11
11.12. | 12
11.12. | 13
11.12. | 14
11.12. | 15
11.12. | 16
11.12. | 17
11.12. | 18
11.12. | 19
11.12. | 20
11.12. | 21
11.12. | 22
11.12. | 23
11.12. | 24
12.12. | 1
12.12. | 2
12.12. | 3
12.12. | 4
12.12. | 5
12.12. | 6
12.12. | 7
12.12. | 8
12.12. | 9
12.12. | 10
12.12. | 11
12.12. | 12
12.12. | 13
12.12. | 14
12.12. | 15
12.12. | 16
12.12. | 17
12.12. | 18
12.12. | 19
12.12. | 20
12.12. | 21
12.12. | 22
12.12. | 23
12.12. | 24
13.12. | 1
13.12. | 2
13.12. | 3
13.12. | 4
13.12. | 5
13.12. | 6
13.12. | 7
13.12. | 8
13.12. | 9
13.12. | 10
13.12. | 11
13.12. | 12
13.12. | 13
13.12. | 14
13.12. | 15
13.12. | 16
13.12. | 17
13.12. | 18
13.12. | 19
13.12. | 20
13.12. | 21
13.12. | 22
13.12. | 23
13.12. | 24
14.12. | 1
14.12. | 2
14.12. | 3
14.12. | 4
14.12. | 5
14.12. | 6
14.12. | 7
14.12. | 8
14.12. | 9
14.12. | 10
14.12. | 11
14.12. | 12
14.12. | 13
14.12. | 14
14.12. | 15
14.12. | 16
14.12. | 17
14.12. | 18
14.12. | 19
14.12. | 20
14.12. | 21
14.12. | 22
14.12. | 23
14.12. | 24
15.12. | 1
15.12. | 2
15.12. | 3
15.12. | 4
15.12. | 5
15.12. | 6
15.12. | 7
15.12. | 8
15.12. | 9
15.12. | 10
15.12. | 11
15.12. | 12
15.12. | 13
15.12. | 14
15.12. | 15
15.12. | 16
15.12. | 17
15.12. | 18
15.12. | 19
15.12. | 20
15.12. | 21
15.12. | 22
15.12. | 23
15.12. | 24
16.12. | 1
16.12. | 2
16.12. | 3
16.12. | 4
16.12. | 5
16.12. | 6
16.12. | 7
16.12. | 8
16.12. | 9
16.12. | 10
16.12. | 11
16.12. | 12
16.12. | 13
16.12. | 14
16.12. | 15
16.12. | 16
16.12. | 17
16.12. | 18
16.12. | 19
16.12. | 20
16.12. | 21
16.12. | 22
16.12. | 23
16.12. | 24
17.12. | 1
17.12. | 2
17.12. | 3
17.12. | 4
17.12. | 5
17.12. | 6
17.12. | 7
17.12. | 8
17.12. | 9
17.12. | 10
17.12. | 11
17.12. | 12
17.12. | 13
17.12. | 14
17.12. | 15
17.12. | 16
17.12. | 17
17.12. | 18
17.12. | 19
17.12. | 20
17.12. | 21
17.12. | 22
17.12. | 23
17.12. | 24
18.12. | 1
18.12. | 2
18.12. | 3
18.12. | 4
18.12. | 5
18.12. | 6
18.12. | 7
18.12. | 8
18.12. | 9
18.12. | 10
18.12. | 11
18.12. | 12
18.12. | 13
18.12. | 14
18.12. | 15
18.12. | 16
18.12. | 17
18.12. | 18
18.12. | 19
18.12. | 20
18.12. | 21
18.12. | 22
18.12. | 23
18.12. | 24
19.12. | 1
19.12. | 2
19.12. | 3
19.12. | 4
19.12. | 5
19.12. | 6
19.12. | 7
19.12. | 8
19.12. | 9
19.12. | 10
19.12. | 11
19.12. | 12
19.12. | 13
19.12. | 14
19.12. | 15
19.12. | 16
19.12. | 17
19.12. | 18
19.12. | 19
19.12. | 20
19.12. | 21
19.12. | 22
19.12. | 23
19.12. | 24
20.12. | 1
20.12. | 2
20.12. | 3
20.12. | 4
20.12. | 5
20.12. | 6
20.12. | 7
20.12. | 8
20.12. | 9
20.12. | 10
20.12. | 11
20.12. | 12
20.12. | 13
20.12. | 14
20.12. | 15
20.12. | 16
20.12. | 17
20.12. | 18
20.12. | 19
20.12. | 20
20.12. | 21
20.12. | 22
20.12. | 23
20.12. | 24
21.12. | 1
21.12. | 2
21.12. | 3
21.12. | 4
21.12. | 5
21.12. | 6
21.12. | 7
21.12. | 8
21.12. | 9
21.12. | 10
21.12. | 11
21.12. | 12
21.12. | 13
21.12. | 14
21.12. | 15
21.12. | 16
21.12. | 17
21.12. | 18
21.12. | 19
21.12. | 20
21.12. | 21
21.12. | 22
21.12. | 23
21.12. | 24
22.12. | 1
22.12. | 2
22.12. | 3
22.12. | 4
22.12. | 5
22.12. | 6
22.12. | 7
22.12. | 8
22.12. | 9
22.12. | 10
22.12. | 11
22.12. | 12
22.12. | 13
22.12. | 14
22.12. | 15
22.12. | 16
22.12. | 17
22.12. | 18
22.12. | 19
22.12. | 20
22.12. | 21
22.12. | 22
22.12. | 23
22.12. | 24
23.12. | 1
23.12. | 2
23.12. | 3
23.12. | 4
23.12. | 5
23.12. | 6
23.12. | 7
23.12. | 8
23.12. | 9
23.12. | 10
23.12. | 11
23.12. | 12
23.12. | 13
23.12. | 14
23.12. | 15
23.12. | 16
23.12. | 17
23.12. | 18
23.12. | 19
23.12. | 20
23.12. | 21
23.12. | 22
23.12. | 23
23.12. | 24
24.12. | 1
24.12. | 2
24.12. | 3
24.12. | 4
24.12. | 5
24.12. | 6
24.12. | 7
24.12. | 8
24.12. | 9
24.12. | 10
24.12. | 11
24.12. | 12
24.12. | 13
24.12. | 14
24.12. | 15
24.12. | 16
24.12. | 17
24.12. | 18
24.12. | 19
24.12. | 20
24.12. | 21
24.12. | 22
24.12. | 23
24.12. | 24
25.12. | 1
25.12. | 2
25.12. | 3
25.12. | 4
25.12. | 5
25.12. | 6
25.12. | 7
25.12. | 8
25.12. | 9
25.12. | 10
25.12. | 11
25.12. | 12
25.12. | 13
25.12. | 14
25.12. | 15
25.12. | 16
25.12. | 17
25.12. | 18
25.12. | 19
25.12. | 20
25.12. | 21
25.12. | 22
25.12. | 23
25.12. | 24
26.12. | 1
26.12. | 2
26.12. | 3
26.12. | 4
26.12. | 5
26.12. | 6
26.12. | 7
26.12. | 8
26.12. | 9
26.12. | 10
26.12. | 11
26.12. | 12
26.12. | 13
26.12. | 14
26.12. | 15
26.12. | 16
26.12. | 17
26.12. | 18
26.12. | 19
26.12. | 20
26.12. | 21
26.12. | 22
26.12. | 23
26.12. | 24
27.12. | 1
27.12. | 2
27.12. | 3
27.12. | 4
27.12. | 5
27.12. | 6
27.12. | 7
27.12. | 8
27.12. | 9
27.12. | 10
27.12. | 11
27.12. | 12
27.12. | 13
27.12. | 14
27.12. | 15
27.12. | 16
27.12. | 17
27.12. | 18
27.12. | 19
27.12. | 20
27.12. | 21
27.12. | 22
27.12. | 23
27.12. | 24
28.12. | 1
28.12. | 2
28.12. | 3
28.12. | 4
28.12. | 5
28.12. | 6
28.12. | 7
28.12. | 8
28.12. | 9
28.12. | 10
28.12. | 11
28.12. | 12
28.12. | 13
28.12. | 14
28.12. | 15
28.12. | 16
28.12. | 17
28.12. | 18
28.12. | 19
28.12. | 20
28.12. | 21
28.12. | 22
28.12. | 23
28.12. | 24
29.12. | 1
29.12. | 2
29.12. | 3
29.12. | 4
29.12. | 5
29.12. | 6
29.12. | 7
29.12. | 8
29.12. | 9
29.12. | 10
29.12. | 11
29.12. | 12
29.12. | 13
29.12. | 14
29.12. | 15
29.12. | 16
29.12. | 17
29.12. | 18
29.12. | 19
29.12. | 20
29.12. | 21
29.12. | 22
29.12. | 23
29.12. | 24
30.12. | 1
30.12. | 2
30.12. | 3
30.12. | 4
30.12. | 5
30.12. | 6
30.12. | 7
30.12. | 8
30.12. | 9
30.12. | 10
30.12. | 11
30.12. | 12
30.12. | 13
30.12. | 14
30.12. | 15
30.12. | 16
30.12. | 17
30.12. | 18
30.12. | 19
30.12. | 20
30.12. | 21
30.12. | 22
30.12. | 23
30.12. | 24
31.12. | 1
31.12. | 2
31.12. | 3
31.12. | 4
31.12. | 5
31.12. | 6
31.12. | 7
31.12. | 8
31.12. | 9
31.12. | 10
31.12. | 11
31.12. | 12
31.12. | 13
31.12. | 14
31.12. | 15
31.12. | 16
31.12. | 17
31.12. | 18
31.12. | 19
31.12. | 20
31.12. | 21
31.12. | 22
31.12. | 23
31.12. | 24

## Battery
ENTSO-E Market Modelling Database: Batteries
Country:
Market Node: | RO00
Year:
Climate year
Scenario
Type |  | Net maximum capacity - generation perspective (MW) | Net maximum capacity - demand perspective (MW) | Storage capacity (MWh) | Number of units | Average efficiency | Ramp up rate (MW/h) | Ramp down rate (MW/h)
Battery Total |  | 2000 | 2000 | 4000 | 3 | 0.92 | 0 | 0
Battery Utility Scale |  | 2000 | 2000 | 4000 | 3 | 0.92 | 0 | 0
Battery Residential |  | 0 | 0 | 0 | 0 | 0 | 0 | 0

## Electrolyser
ENTSO-E Market Modelling Database: Electrolysers
Country:
Market Node: | RO00
Year:
Climate year
Scenario
Type |  | Net maximum capacity (MW) | Number of units | Average efficiency | H2 storage (GWh) | Ramp up rate (MW/h) | Ramp down rate (MW/h) | Fixed generation reduction (% of max power output)
Electrolyser e-market Z1 |  | 0 | 0 | 0 | 0 | 0 | 0 | 100
Electrolyser e-market Z2 |  | 0 | 0 | 0 | 0 | 0 | 0 | 100
Electrolyser Shared RES Z1 |  | 0 | 0 | 0 | 0 | 0 | 0 | 100
Electrolyser Shared RES Z2 |  | 0 | 0 | 0 | 0 | 0 | 0 | 100
Electrolyser Dedicated RES Z1 |  | 0 | 0 | 0 | 0 | 0 | 0 | 100
Electrolyser Dedicated RES Z2 |  | 0 | 0 | 0 | 0 | 0 | 0 | 100

## Wind
ENTSO-E Market Modelling Database: Wind
Country:
Market Node: | RO00
Year:
Scenario
Installed capacities Onshore wind Total(GW): | 7.385
Installed capacities Onshore wind e-market (GW): | 7.385
Installed capacities Onshore wind dedicated (GW): | 0
Installed capacities Onshore wind Shared RES - H2Z1 (GW): | 0
Installed capacities Onshore wind Shared RES - H2Z2 (GW): | 0
Installed capacities Offshore wind Total (GW): | 0
Installed capacities Offshore wind e-market - hub ready (GW): | 0
Installed capacities Offshore wind dedicated - hub ready (GW): | 0
Installed capacities Offshore wind Shared RES - H2Z1 - hub ready (GW): | 0
Installed capacities Offshore wind Shared RES - H2Z2 - hub ready (GW): | 0
Installed capacities Offshore wind e-market - radial (GW): | 0
Installed capacities Offshore wind dedicated - radial (GW): | 0
Installed capacities Offshore wind Shared RES - H2Z1 - radial (GW): | 0
Installed capacities Offshore wind Shared RES - H2Z2 - radial (GW): | 0

## Solar
ENTSO-E Market Modelling Database: Solar
Country:
Market Node: | RO00
Year:
Scenario
Installed capacities Thermal Solar (GW): | 0
Installed capacities Photovoltaic (GW): | 12.55
Installed capacities Photovoltaic e-market (GW): | 8.55
Installed capacities Photovoltaic dedicated (GW): | 0
Installed capacities Photovoltaic Shared RES - H2Z1 (GW): | 0
Installed capacities Photovoltaic Shared RES - H2Z2 (GW): | 0
Installed capacities Rooftop (GW): | 4
Installed capacities Solar Thermal with Storage (GW): | 0
Storage capacities Solar Thermal with Storage (GWh): | 0

## Hydro
ENTSO-E Market Modelling Database: Hydro
Country:
Market Node: | RO00
Year:
Scenario
Hydro PEMMDB 3.4
Run of River - Total turbining capacity (MW) | 3441.9616
Pondage - Total reservoir capacity (GWh) | 0
Pondage - Total turbining capacity (MW) | 389.826
Reservoir - Total reservoir capacity (GWh) | 3157.691
Reservoir - Total turbining capacity (MW) | 2210.702
Pump Storage (open loop, with natural inflows) - Total reservoir capacity (GWh) | 0.8
Pump Storage (open loop, with natural inflows) - Total turbining capacity (MW) | 0
Pump Storage (open loop, with natural inflows) - Total pumping capacity (MW) | 0
Pure Pump Storage (closed loop, no natural inflows) - Total reservoir capacity (GWh) | 0
Pure Pump Storage (closed loop, no natural inflows) - Total turbining capacity (MW) | 0
Pure Pump Storage (closed loop, no natural inflows) - Total pumping capacity (MW) | 0

## Other RES
ENTSO-E Market Modelling Database: Other RES
Country:
Market Node: | RO00
Year:
Scenario:
Installed capacity excl. clim.dependent bands (MW): | 150.0021 |  |  | Small Biomass | Geothermal | Marine | Waste | Not Defined / Splitting not known
N.B. use convention first January always Monday (2007 calendar year) --> see guidelines for further details |  |  | Installed capacity (MW): | 150.0021 | 0 | 0 | 0 | 0
Date | Hour | TOTAL Other RES Output (MW) (excl. climate dependent bands) |  | Output (MW) | Output (MW) | Output (MW) | Output (MW) | Output (MW)
01.01. | 1 | 109.2015 |  | 109.2015 | 0 | 0 | 0 | 0
01.01. | 2 | 105.1515 |  | 105.1515 | 0 | 0 | 0 | 0
01.01. | 3 | 105.1515 |  | 105.1515 | 0 | 0 | 0 | 0
01.01. | 4 | 105.3015 |  | 105.3015 | 0 | 0 | 0 | 0
01.01. | 5 | 105.3015 |  | 105.3015 | 0 | 0 | 0 | 0
01.01. | 6 | 105.3015 |  | 105.3015 | 0 | 0 | 0 | 0
01.01. | 7 | 101.5514 |  | 101.5514 | 0 | 0 | 0 | 0
01.01. | 8 | 100.3514 |  | 100.3514 | 0 | 0 | 0 | 0
01.01. | 9 | 100.3514 |  | 100.3514 | 0 | 0 | 0 | 0
01.01. | 10 | 100.3514 |  | 100.3514 | 0 | 0 | 0 | 0
01.01. | 11 | 100.2014 |  | 100.2014 | 0 | 0 | 0 | 0
01.01. | 12 | 100.3514 |  | 100.3514 | 0 | 0 | 0 | 0
01.01. | 13 | 100.2014 |  | 100.2014 | 0 | 0 | 0 | 0
01.01. | 14 | 100.3514 |  | 100.3514 | 0 | 0 | 0 | 0
01.01. | 15 | 100.3514 |  | 100.3514 | 0 | 0 | 0 | 0
01.01. | 16 | 100.3514 |  | 100.3514 | 0 | 0 | 0 | 0
01.01. | 17 | 100.3514 |  | 100.3514 | 0 | 0 | 0 | 0
01.01. | 18 | 100.3514 |  | 100.3514 | 0 | 0 | 0 | 0
01.01. | 19 | 100.3514 |  | 100.3514 | 0 | 0 | 0 | 0
01.01. | 20 | 100.3514 |  | 100.3514 | 0 | 0 | 0 | 0
01.01. | 21 | 100.3514 |  | 100.3514 | 0 | 0 | 0 | 0
01.01. | 22 | 100.3514 |  | 100.3514 | 0 | 0 | 0 | 0
01.01. | 23 | 100.3514 |  | 100.3514 | 0 | 0 | 0 | 0
01.01. | 24 | 100.3514 |  | 100.3514 | 0 | 0 | 0 | 0
02.01. | 1 | 100.3514 |  | 100.3514 | 0 | 0 | 0 | 0
02.01. | 2 | 100.3514 |  | 100.3514 | 0 | 0 | 0 | 0
02.01. | 3 | 100.3514 |  | 100.3514 | 0 | 0 | 0 | 0
02.01. | 4 | 100.3514 |  | 100.3514 | 0 | 0 | 0 | 0
02.01. | 5 | 100.3514 |  | 100.3514 | 0 | 0 | 0 | 0
02.01. | 6 | 100.3514 |  | 100.3514 | 0 | 0 | 0 | 0
02.01. | 7 | 100.3514 |  | 100.3514 | 0 | 0 | 0 | 0
02.01. | 8 | 100.3514 |  | 100.3514 | 0 | 0 | 0 | 0
02.01. | 9 | 100.3514 |  | 100.3514 | 0 | 0 | 0 | 0
02.01. | 10 | 96.1514 |  | 96.1514 | 0 | 0 | 0 | 0
02.01. | 11 | 91.0513 |  | 91.0513 | 0 | 0 | 0 | 0
02.01. | 12 | 94.0513 |  | 94.0513 | 0 | 0 | 0 | 0
02.01. | 13 | 94.2013 |  | 94.2013 | 0 | 0 | 0 | 0
02.01. | 14 | 94.2013 |  | 94.2013 | 0 | 0 | 0 | 0
02.01. | 15 | 96.7514 |  | 96.7514 | 0 | 0 | 0 | 0
02.01. | 16 | 101.8514 |  | 101.8514 | 0 | 0 | 0 | 0
02.01. | 17 | 101.8514 |  | 101.8514 | 0 | 0 | 0 | 0
02.01. | 18 | 101.8514 |  | 101.8514 | 0 | 0 | 0 | 0
02.01. | 19 | 101.8514 |  | 101.8514 | 0 | 0 | 0 | 0
02.01. | 20 | 101.8514 |  | 101.8514 | 0 | 0 | 0 | 0
02.01. | 21 | 101.8514 |  | 101.8514 | 0 | 0 | 0 | 0
02.01. | 22 | 101.8514 |  | 101.8514 | 0 | 0 | 0 | 0
02.01. | 23 | 101.8514 |  | 101.8514 | 0 | 0 | 0 | 0
02.01. | 24 | 100.9514 |  | 100.9514 | 0 | 0 | 0 | 0
03.01. | 1 | 100.2014 |  | 100.2014 | 0 | 0 | 0 | 0
03.01. | 2 | 100.2014 |  | 100.2014 | 0 | 0 | 0 | 0
03.01. | 3 | 100.3514 |  | 100.3514 | 0 | 0 | 0 | 0
03.01. | 4 | 100.3514 |  | 100.3514 | 0 | 0 | 0 | 0
03.01. | 5 | 100.3514 |  | 100.3514 | 0 | 0 | 0 | 0
03.01. | 6 | 100.2014 |  | 100.2014 | 0 | 0 | 0 | 0
03.01. | 7 | 100.3514 |  | 100.3514 | 0 | 0 | 0 | 0
03.01. | 8 | 100.3514 |  | 100.3514 | 0 | 0 | 0 | 0
03.01. | 9 | 100.2014 |  | 100.2014 | 0 | 0 | 0 | 0
03.01. | 10 | 100.2014 |  | 100.2014 | 0 | 0 | 0 | 0
03.01. | 11 | 100.2014 |  | 100.2014 | 0 | 0 | 0 | 0
03.01. | 12 | 100.2014 |  | 100.2014 | 0 | 0 | 0 | 0
03.01. | 13 | 98.8514 |  | 98.8514 | 0 | 0 | 0 | 0
03.01. | 14 | 98.7014 |  | 98.7014 | 0 | 0 | 0 | 0
03.01. | 15 | 98.7014 |  | 98.7014 | 0 | 0 | 0 | 0
03.01. | 16 | 98.7014 |  | 98.7014 | 0 | 0 | 0 | 0
03.01. | 17 | 98.7014 |  | 98.7014 | 0 | 0 | 0 | 0
03.01. | 18 | 98.7014 |  | 98.7014 | 0 | 0 | 0 | 0
03.01. | 19 | 98.8514 |  | 98.8514 | 0 | 0 | 0 | 0
03.01. | 20 | 98.7014 |  | 98.7014 | 0 | 0 | 0 | 0
03.01. | 21 | 96.9014 |  | 96.9014 | 0 | 0 | 0 | 0
03.01. | 22 | 96.3014 |  | 96.3014 | 0 | 0 | 0 | 0
03.01. | 23 | 96.4514 |  | 96.4514 | 0 | 0 | 0 | 0
03.01. | 24 | 96.4514 |  | 96.4514 | 0 | 0 | 0 | 0
04.01. | 1 | 94.3513 |  | 94.3513 | 0 | 0 | 0 | 0
04.01. | 2 | 97.2014 |  | 97.2014 | 0 | 0 | 0 | 0
04.01. | 3 | 97.9514 |  | 97.9514 | 0 | 0 | 0 | 0
04.01. | 4 | 97.9514 |  | 97.9514 | 0 | 0 | 0 | 0
04.01. | 5 | 97.9514 |  | 97.9514 | 0 | 0 | 0 | 0
04.01. | 6 | 97.9514 |  | 97.9514 | 0 | 0 | 0 | 0
04.01. | 7 | 98.1014 |  | 98.1014 | 0 | 0 | 0 | 0
04.01. | 8 | 98.1014 |  | 98.1014 | 0 | 0 | 0 | 0
04.01. | 9 | 97.9514 |  | 97.9514 | 0 | 0 | 0 | 0
04.01. | 10 | 97.9514 |  | 97.9514 | 0 | 0 | 0 | 0
04.01. | 11 | 97.9514 |  | 97.9514 | 0 | 0 | 0 | 0
04.01. | 12 | 98.1014 |  | 98.1014 | 0 | 0 | 0 | 0
04.01. | 13 | 97.9514 |  | 97.9514 | 0 | 0 | 0 | 0
04.01. | 14 | 97.9514 |  | 97.9514 | 0 | 0 | 0 | 0
04.01. | 15 | 97.9514 |  | 97.9514 | 0 | 0 | 0 | 0
04.01. | 16 | 97.9514 |  | 97.9514 | 0 | 0 | 0 | 0
04.01. | 17 | 97.9514 |  | 97.9514 | 0 | 0 | 0 | 0
04.01. | 18 | 97.9514 |  | 97.9514 | 0 | 0 | 0 | 0
04.01. | 19 | 97.9514 |  | 97.9514 | 0 | 0 | 0 | 0
04.01. | 20 | 97.9514 |  | 97.9514 | 0 | 0 | 0 | 0
04.01. | 21 | 97.9514 |  | 97.9514 | 0 | 0 | 0 | 0
04.01. | 22 | 97.9514 |  | 97.9514 | 0 | 0 | 0 | 0
04.01. | 23 | 97.9514 |  | 97.9514 | 0 | 0 | 0 | 0
04.01. | 24 | 97.9514 |  | 97.9514 | 0 | 0 | 0 | 0
05.01. | 1 | 97.9514 |  | 97.9514 | 0 | 0 | 0 | 0
05.01. | 2 | 97.9514 |  | 97.9514 | 0 | 0 | 0 | 0
05.01. | 3 | 97.9514 |  | 97.9514 | 0 | 0 | 0 | 0
05.01. | 4 | 97.9514 |  | 97.9514 | 0 | 0 | 0 | 0
05.01. | 5 | 97.9514 |  | 97.9514 | 0 | 0 | 0 | 0
05.01. | 6 | 97.9514 |  | 97.9514 | 0 | 0 | 0 | 0
05.01. | 7 | 97.9514 |  | 97.9514 | 0 | 0 | 0 | 0
05.01. | 8 | 98.1014 |  | 98.1014 | 0 | 0 | 0 | 0
05.01. | 9 | 98.4014 |  | 98.4014 | 0 | 0 | 0 | 0
05.01. | 10 | 98.5514 |  | 98.5514 | 0 | 0 | 0 | 0
05.01. | 11 | 98.2514 |  | 98.2514 | 0 | 0 | 0 | 0
05.01. | 12 | 100.5014 |  | 100.5014 | 0 | 0 | 0 | 0
05.01. | 13 | 101.1014 |  | 101.1014 | 0 | 0 | 0 | 0
05.01. | 14 | 101.1014 |  | 101.1014 | 0 | 0 | 0 | 0
05.01. | 15 | 101.1014 |  | 101.1014 | 0 | 0 | 0 | 0
05.01. | 16 | 101.4014 |  | 101.4014 | 0 | 0 | 0 | 0
05.01. | 17 | 101.1014 |  | 101.1014 | 0 | 0 | 0 | 0
05.01. | 18 | 101.1014 |  | 101.1014 | 0 | 0 | 0 | 0
05.01. | 19 | 101.2514 |  | 101.2514 | 0 | 0 | 0 | 0
05.01. | 20 | 101.5514 |  | 101.5514 | 0 | 0 | 0 | 0
05.01. | 21 | 101.1014 |  | 101.1014 | 0 | 0 | 0 | 0
05.01. | 22 | 101.1014 |  | 101.1014 | 0 | 0 | 0 | 0
05.01. | 23 | 101.1014 |  | 101.1014 | 0 | 0 | 0 | 0
05.01. | 24 | 101.5514 |  | 101.5514 | 0 | 0 | 0 | 0
06.01. | 1 | 102.6014 |  | 102.6014 | 0 | 0 | 0 | 0
06.01. | 2 | 102.6014 |  | 102.6014 | 0 | 0 | 0 | 0
06.01. | 3 | 102.6014 |  | 102.6014 | 0 | 0 | 0 | 0
06.01. | 4 | 102.6014 |  | 102.6014 | 0 | 0 | 0 | 0
06.01. | 5 | 102.6014 |  | 102.6014 | 0 | 0 | 0 | 0
06.01. | 6 | 102.6014 |  | 102.6014 | 0 | 0 | 0 | 0
06.01. | 7 | 102.6014 |  | 102.6014 | 0 | 0 | 0 | 0
06.01. | 8 | 102.6014 |  | 102.6014 | 0 | 0 | 0 | 0
06.01. | 9 | 102.9015 |  | 102.9015 | 0 | 0 | 0 | 0
06.01. | 10 | 102.9015 |  | 102.9015 | 0 | 0 | 0 | 0
06.01. | 11 | 103.0515 |  | 103.0515 | 0 | 0 | 0 | 0
06.01. | 12 | 100.9514 |  | 100.9514 | 0 | 0 | 0 | 0
06.01. | 13 | 99.6014 |  | 99.6014 | 0 | 0 | 0 | 0
06.01. | 14 | 99.6014 |  | 99.6014 | 0 | 0 | 0 | 0
06.01. | 15 | 99.6014 |  | 99.6014 | 0 | 0 | 0 | 0
06.01. | 16 | 99.6014 |  | 99.6014 | 0 | 0 | 0 | 0
06.01. | 17 | 99.6014 |  | 99.6014 | 0 | 0 | 0 | 0
06.01. | 18 | 99.6014 |  | 99.6014 | 0 | 0 | 0 | 0
06.01. | 19 | 99.6014 |  | 99.6014 | 0 | 0 | 0 | 0
06.01. | 20 | 99.6014 |  | 99.6014 | 0 | 0 | 0 | 0
06.01. | 21 | 99.6014 |  | 99.6014 | 0 | 0 | 0 | 0
06.01. | 22 | 99.6014 |  | 99.6014 | 0 | 0 | 0 | 0
06.01. | 23 | 99.6014 |  | 99.6014 | 0 | 0 | 0 | 0
06.01. | 24 | 99.6014 |  | 99.6014 | 0 | 0 | 0 | 0
07.01. | 1 | 99.6014 |  | 99.6014 | 0 | 0 | 0 | 0
07.01. | 2 | 99.6014 |  | 99.6014 | 0 | 0 | 0 | 0
07.01. | 3 | 99.6014 |  | 99.6014 | 0 | 0 | 0 | 0
07.01. | 4 | 99.6014 |  | 99.6014 | 0 | 0 | 0 | 0
07.01. | 5 | 99.6014 |  | 99.6014 | 0 | 0 | 0 | 0
07.01. | 6 | 99.6014 |  | 99.6014 | 0 | 0 | 0 | 0
07.01. | 7 | 99.0014 |  | 99.0014 | 0 | 0 | 0 | 0
07.01. | 8 | 98.1014 |  | 98.1014 | 0 | 0 | 0 | 0
07.01. | 9 | 97.9514 |  | 97.9514 | 0 | 0 | 0 | 0
07.01. | 10 | 97.9514 |  | 97.9514 | 0 | 0 | 0 | 0
07.01. | 11 | 97.9514 |  | 97.9514 | 0 | 0 | 0 | 0
07.01. | 12 | 97.9514 |  | 97.9514 | 0 | 0 | 0 | 0
07.01. | 13 | 97.9514 |  | 97.9514 | 0 | 0 | 0 | 0
07.01. | 14 | 97.9514 |  | 97.9514 | 0 | 0 | 0 | 0
07.01. | 15 | 101.7014 |  | 101.7014 | 0 | 0 | 0 | 0
07.01. | 16 | 102.1514 |  | 102.1514 | 0 | 0 | 0 | 0
07.01. | 17 | 102.1514 |  | 102.1514 | 0 | 0 | 0 | 0
07.01. | 18 | 102.0014 |  | 102.0014 | 0 | 0 | 0 | 0
07.01. | 19 | 102.1514 |  | 102.1514 | 0 | 0 | 0 | 0
07.01. | 20 | 102.3014 |  | 102.3014 | 0 | 0 | 0 | 0
07.01. | 21 | 101.8514 |  | 101.8514 | 0 | 0 | 0 | 0
07.01. | 22 | 102.0014 |  | 102.0014 | 0 | 0 | 0 | 0
07.01. | 23 | 102.0014 |  | 102.0014 | 0 | 0 | 0 | 0
07.01. | 24 | 101.8514 |  | 101.8514 | 0 | 0 | 0 | 0
08.01. | 1 | 101.8514 |  | 101.8514 | 0 | 0 | 0 | 0
08.01. | 2 | 101.8514 |  | 101.8514 | 0 | 0 | 0 | 0
08.01. | 3 | 101.8514 |  | 101.8514 | 0 | 0 | 0 | 0
08.01. | 4 | 101.8514 |  | 101.8514 | 0 | 0 | 0 | 0
08.01. | 5 | 101.8514 |  | 101.8514 | 0 | 0 | 0 | 0
08.01. | 6 | 101.8514 |  | 101.8514 | 0 | 0 | 0 | 0
08.01. | 7 | 101.8514 |  | 101.8514 | 0 | 0 | 0 | 0
08.01. | 8 | 101.8514 |  | 101.8514 | 0 | 0 | 0 | 0
08.01. | 9 | 101.8514 |  | 101.8514 | 0 | 0 | 0 | 0
08.01. | 10 | 101.8514 |  | 101.8514 | 0 | 0 | 0 | 0
08.01. | 11 | 98.2514 |  | 98.2514 | 0 | 0 | 0 | 0
08.01. | 12 | 94.8013 |  | 94.8013 | 0 | 0 | 0 | 0
08.01. | 13 | 91.9513 |  | 91.9513 | 0 | 0 | 0 | 0
08.01. | 14 | 90.7513 |  | 90.7513 | 0 | 0 | 0 | 0
08.01. | 15 | 90.7513 |  | 90.7513 | 0 | 0 | 0 | 0
08.01. | 16 | 90.7513 |  | 90.7513 | 0 | 0 | 0 | 0
08.01. | 17 | 82.5012 |  | 82.5012 | 0 | 0 | 0 | 0
08.01. | 18 | 76.6511 |  | 76.6511 | 0 | 0 | 0 | 0
08.01. | 19 | 83.1012 |  | 83.1012 | 0 | 0 | 0 | 0
08.01. | 20 | 87.3012 |  | 87.3012 | 0 | 0 | 0 | 0
08.01. | 21 | 91.6513 |  | 91.6513 | 0 | 0 | 0 | 0
08.01. | 22 | 93.4513 |  | 93.4513 | 0 | 0 | 0 | 0
08.01. | 23 | 93.4513 |  | 93.4513 | 0 | 0 | 0 | 0
08.01. | 24 | 93.4513 |  | 93.4513 | 0 | 0 | 0 | 0
09.01. | 1 | 91.8013 |  | 91.8013 | 0 | 0 | 0 | 0
09.01. | 2 | 90.4513 |  | 90.4513 | 0 | 0 | 0 | 0
09.01. | 3 | 90.4513 |  | 90.4513 | 0 | 0 | 0 | 0
09.01. | 4 | 90.4513 |  | 90.4513 | 0 | 0 | 0 | 0
09.01. | 5 | 90.4513 |  | 90.4513 | 0 | 0 | 0 | 0
09.01. | 6 | 90.4513 |  | 90.4513 | 0 | 0 | 0 | 0
09.01. | 7 | 90.4513 |  | 90.4513 | 0 | 0 | 0 | 0
09.01. | 8 | 90.3013 |  | 90.3013 | 0 | 0 | 0 | 0
09.01. | 9 | 90.6013 |  | 90.6013 | 0 | 0 | 0 | 0
09.01. | 10 | 90.4513 |  | 90.4513 | 0 | 0 | 0 | 0
09.01. | 11 | 90.3013 |  | 90.3013 | 0 | 0 | 0 | 0
09.01. | 12 | 92.5513 |  | 92.5513 | 0 | 0 | 0 | 0
09.01. | 13 | 94.8013 |  | 94.8013 | 0 | 0 | 0 | 0
09.01. | 14 | 94.8013 |  | 94.8013 | 0 | 0 | 0 | 0
09.01. | 15 | 94.8013 |  | 94.8013 | 0 | 0 | 0 | 0
09.01. | 16 | 94.8013 |  | 94.8013 | 0 | 0 | 0 | 0
09.01. | 17 | 94.8013 |  | 94.8013 | 0 | 0 | 0 | 0
09.01. | 18 | 94.9513 |  | 94.9513 | 0 | 0 | 0 | 0
09.01. | 19 | 94.9513 |  | 94.9513 | 0 | 0 | 0 | 0
09.01. | 20 | 94.9513 |  | 94.9513 | 0 | 0 | 0 | 0
09.01. | 21 | 94.9513 |  | 94.9513 | 0 | 0 | 0 | 0
09.01. | 22 | 94.9513 |  | 94.9513 | 0 | 0 | 0 | 0
09.01. | 23 | 94.9513 |  | 94.9513 | 0 | 0 | 0 | 0
09.01. | 24 | 94.9513 |  | 94.9513 | 0 | 0 | 0 | 0
10.01. | 1 | 99.1514 |  | 99.1514 | 0 | 0 | 0 | 0
10.01. | 2 | 102.6014 |  | 102.6014 | 0 | 0 | 0 | 0
10.01. | 3 | 102.6014 |  | 102.6014 | 0 | 0 | 0 | 0
10.01. | 4 | 102.6014 |  | 102.6014 | 0 | 0 | 0 | 0
10.01. | 5 | 102.6014 |  | 102.6014 | 0 | 0 | 0 | 0
10.01. | 6 | 102.6014 |  | 102.6014 | 0 | 0 | 0 | 0
10.01. | 7 | 104.5515 |  | 104.5515 | 0 | 0 | 0 | 0
10.01. | 8 | 110.2516 |  | 110.2516 | 0 | 0 | 0 | 0
10.01. | 9 | 110.2516 |  | 110.2516 | 0 | 0 | 0 | 0
10.01. | 10 | 110.2516 |  | 110.2516 | 0 | 0 | 0 | 0
10.01. | 11 | 110.2516 |  | 110.2516 | 0 | 0 | 0 | 0
10.01. | 12 | 110.2516 |  | 110.2516 | 0 | 0 | 0 | 0
10.01. | 13 | 110.1016 |  | 110.1016 | 0 | 0 | 0 | 0
10.01. | 14 | 110.1016 |  | 110.1016 | 0 | 0 | 0 | 0
10.01. | 15 | 110.2516 |  | 110.2516 | 0 | 0 | 0 | 0
10.01. | 16 | 110.2516 |  | 110.2516 | 0 | 0 | 0 | 0
10.01. | 17 | 110.2516 |  | 110.2516 | 0 | 0 | 0 | 0
10.01. | 18 | 110.2516 |  | 110.2516 | 0 | 0 | 0 | 0
10.01. | 19 | 110.2516 |  | 110.2516 | 0 | 0 | 0 | 0
10.01. | 20 | 110.2516 |  | 110.2516 | 0 | 0 | 0 | 0
10.01. | 21 | 110.2516 |  | 110.2516 | 0 | 0 | 0 | 0
10.01. | 22 | 110.2516 |  | 110.2516 | 0 | 0 | 0 | 0
10.01. | 23 | 110.2516 |  | 110.2516 | 0 | 0 | 0 | 0
10.01. | 24 | 110.2516 |  | 110.2516 | 0 | 0 | 0 | 0
11.01. | 1 | 110.2516 |  | 110.2516 | 0 | 0 | 0 | 0
11.01. | 2 | 110.2516 |  | 110.2516 | 0 | 0 | 0 | 0
11.01. | 3 | 110.2516 |  | 110.2516 | 0 | 0 | 0 | 0
11.01. | 4 | 110.2516 |  | 110.2516 | 0 | 0 | 0 | 0
11.01. | 5 | 110.2516 |  | 110.2516 | 0 | 0 | 0 | 0
11.01. | 6 | 110.2516 |  | 110.2516 | 0 | 0 | 0 | 0
11.01. | 7 | 110.2516 |  | 110.2516 | 0 | 0 | 0 | 0
11.01. | 8 | 110.2516 |  | 110.2516 | 0 | 0 | 0 | 0
11.01. | 9 | 110.1016 |  | 110.1016 | 0 | 0 | 0 | 0
11.01. | 10 | 110.1016 |  | 110.1016 | 0 | 0 | 0 | 0
11.01. | 11 | 110.1016 |  | 110.1016 | 0 | 0 | 0 | 0
11.01. | 12 | 110.1016 |  | 110.1016 | 0 | 0 | 0 | 0
11.01. | 13 | 110.1016 |  | 110.1016 | 0 | 0 | 0 | 0
11.01. | 14 | 110.1016 |  | 110.1016 | 0 | 0 | 0 | 0
11.01. | 15 | 110.1016 |  | 110.1016 | 0 | 0 | 0 | 0
11.01. | 16 | 110.1016 |  | 110.1016 | 0 | 0 | 0 | 0
11.01. | 17 | 110.2516 |  | 110.2516 | 0 | 0 | 0 | 0
11.01. | 18 | 110.1016 |  | 110.1016 | 0 | 0 | 0 | 0
11.01. | 19 | 110.2516 |  | 110.2516 | 0 | 0 | 0 | 0
11.01. | 20 | 110.2516 |  | 110.2516 | 0 | 0 | 0 | 0
11.01. | 21 | 110.2516 |  | 110.2516 | 0 | 0 | 0 | 0
11.01. | 22 | 110.2516 |  | 110.2516 | 0 | 0 | 0 | 0
11.01. | 23 | 110.2516 |  | 110.2516 | 0 | 0 | 0 | 0
11.01. | 24 | 110.2516 |  | 110.2516 | 0 | 0 | 0 | 0
12.01. | 1 | 110.2516 |  | 110.2516 | 0 | 0 | 0 | 0
12.01. | 2 | 106.2015 |  | 106.2015 | 0 | 0 | 0 | 0
12.01. | 3 | 105.7515 |  | 105.7515 | 0 | 0 | 0 | 0
12.01. | 4 | 105.7515 |  | 105.7515 | 0 | 0 | 0 | 0
12.01. | 5 | 105.7515 |  | 105.7515 | 0 | 0 | 0 | 0
12.01. | 6 | 105.7515 |  | 105.7515 | 0 | 0 | 0 | 0
12.01. | 7 | 105.7515 |  | 105.7515 | 0 | 0 | 0 | 0
12.01. | 8 | 105.9015 |  | 105.9015 | 0 | 0 | 0 | 0
12.01. | 9 | 100.3514 |  | 100.3514 | 0 | 0 | 0 | 0
12.01. | 10 | 95.2513 |  | 95.2513 | 0 | 0 | 0 | 0
12.01. | 11 | 99.3014 |  | 99.3014 | 0 | 0 | 0 | 0
12.01. | 12 | 109.2015 |  | 109.2015 | 0 | 0 | 0 | 0
12.01. | 13 | 108.9015 |  | 108.9015 | 0 | 0 | 0 | 0
12.01. | 14 | 108.7515 |  | 108.7515 | 0 | 0 | 0 | 0
12.01. | 15 | 108.7515 |  | 108.7515 | 0 | 0 | 0 | 0
12.01. | 16 | 108.7515 |  | 108.7515 | 0 | 0 | 0 | 0
12.01. | 17 | 108.9015 |  | 108.9015 | 0 | 0 | 0 | 0
12.01. | 18 | 108.9015 |  | 108.9015 | 0 | 0 | 0 | 0
12.01. | 19 | 106.6515 |  | 106.6515 | 0 | 0 | 0 | 0
12.01. | 20 | 110.5516 |  | 110.5516 | 0 | 0 | 0 | 0
12.01. | 21 | 110.4016 |  | 110.4016 | 0 | 0 | 0 | 0
12.01. | 22 | 110.2516 |  | 110.2516 | 0 | 0 | 0 | 0
12.01. | 23 | 110.2516 |  | 110.2516 | 0 | 0 | 0 | 0
12.01. | 24 | 105.9015 |  | 105.9015 | 0 | 0 | 0 | 0
13.01. | 1 | 102.6014 |  | 102.6014 | 0 | 0 | 0 | 0
13.01. | 2 | 102.6014 |  | 102.6014 | 0 | 0 | 0 | 0
13.01. | 3 | 102.6014 |  | 102.6014 | 0 | 0 | 0 | 0
13.01. | 4 | 102.6014 |  | 102.6014 | 0 | 0 | 0 | 0
13.01. | 5 | 102.6014 |  | 102.6014 | 0 | 0 | 0 | 0
13.01. | 6 | 102.6014 |  | 102.6014 | 0 | 0 | 0 | 0
13.01. | 7 | 102.6014 |  | 102.6014 | 0 | 0 | 0 | 0
13.01. | 8 | 102.7515 |  | 102.7515 | 0 | 0 | 0 | 0
13.01. | 9 | 103.0515 |  | 103.0515 | 0 | 0 | 0 | 0
13.01. | 10 | 104.5515 |  | 104.5515 | 0 | 0 | 0 | 0
13.01. | 11 | 107.2515 |  | 107.2515 | 0 | 0 | 0 | 0
13.01. | 12 | 107.4015 |  | 107.4015 | 0 | 0 | 0 | 0
13.01. | 13 | 107.1015 |  | 107.1015 | 0 | 0 | 0 | 0
13.01. | 14 | 107.1015 |  | 107.1015 | 0 | 0 | 0 | 0
13.01. | 15 | 107.1015 |  | 107.1015 | 0 | 0 | 0 | 0
13.01. | 16 | 107.1015 |  | 107.1015 | 0 | 0 | 0 | 0
13.01. | 17 | 107.1015 |  | 107.1015 | 0 | 0 | 0 | 0
13.01. | 18 | 107.7015 |  | 107.7015 | 0 | 0 | 0 | 0
13.01. | 19 | 107.5515 |  | 107.5515 | 0 | 0 | 0 | 0
13.01. | 20 | 107.2515 |  | 107.2515 | 0 | 0 | 0 | 0
13.01. | 21 | 107.2515 |  | 107.2515 | 0 | 0 | 0 | 0
13.01. | 22 | 107.2515 |  | 107.2515 | 0 | 0 | 0 | 0
13.01. | 23 | 107.2515 |  | 107.2515 | 0 | 0 | 0 | 0
13.01. | 24 | 103.0515 |  | 103.0515 | 0 | 0 | 0 | 0
14.01. | 1 | 102.6014 |  | 102.6014 | 0 | 0 | 0 | 0
14.01. | 2 | 102.6014 |  | 102.6014 | 0 | 0 | 0 | 0
14.01. | 3 | 102.6014 |  | 102.6014 | 0 | 0 | 0 | 0
14.01. | 4 | 102.6014 |  | 102.6014 | 0 | 0 | 0 | 0
14.01. | 5 | 102.6014 |  | 102.6014 | 0 | 0 | 0 | 0
14.01. | 6 | 102.6014 |  | 102.6014 | 0 | 0 | 0 | 0
14.01. | 7 | 102.1514 |  | 102.1514 | 0 | 0 | 0 | 0
14.01. | 8 | 105.1515 |  | 105.1515 | 0 | 0 | 0 | 0
14.01. | 9 | 105.6015 |  | 105.6015 | 0 | 0 | 0 | 0
14.01. | 10 | 105.6015 |  | 105.6015 | 0 | 0 | 0 | 0
14.01. | 11 | 105.7515 |  | 105.7515 | 0 | 0 | 0 | 0
14.01. | 12 | 106.9515 |  | 106.9515 | 0 | 0 | 0 | 0
14.01. | 13 | 107.2515 |  | 107.2515 | 0 | 0 | 0 | 0
14.01. | 14 | 107.2515 |  | 107.2515 | 0 | 0 | 0 | 0
14.01. | 15 | 107.2515 |  | 107.2515 | 0 | 0 | 0 | 0
14.01. | 16 | 107.2515 |  | 107.2515 | 0 | 0 | 0 | 0
14.01. | 17 | 107.2515 |  | 107.2515 | 0 | 0 | 0 | 0
14.01. | 18 | 107.2515 |  | 107.2515 | 0 | 0 | 0 | 0
14.01. | 19 | 107.2515 |  | 107.2515 | 0 | 0 | 0 | 0
14.01. | 20 | 107.2515 |  | 107.2515 | 0 | 0 | 0 | 0
14.01. | 21 | 107.2515 |  | 107.2515 | 0 | 0 | 0 | 0
14.01. | 22 | 107.2515 |  | 107.2515 | 0 | 0 | 0 | 0
14.01. | 23 | 107.2515 |  | 107.2515 | 0 | 0 | 0 | 0
14.01. | 24 | 107.2515 |  | 107.2515 | 0 | 0 | 0 | 0
15.01. | 1 | 105.4515 |  | 105.4515 | 0 | 0 | 0 | 0
15.01. | 2 | 102.6014 |  | 102.6014 | 0 | 0 | 0 | 0
15.01. | 3 | 102.6014 |  | 102.6014 | 0 | 0 | 0 | 0
15.01. | 4 | 102.6014 |  | 102.6014 | 0 | 0 | 0 | 0
15.01. | 5 | 102.6014 |  | 102.6014 | 0 | 0 | 0 | 0
15.01. | 6 | 102.6014 |  | 102.6014 | 0 | 0 | 0 | 0
15.01. | 7 | 101.2514 |  | 101.2514 | 0 | 0 | 0 | 0
15.01. | 8 | 105.3015 |  | 105.3015 | 0 | 0 | 0 | 0
15.01. | 9 | 106.0515 |  | 106.0515 | 0 | 0 | 0 | 0
15.01. | 10 | 106.2015 |  | 106.2015 | 0 | 0 | 0 | 0
15.01. | 11 | 103.8015 |  | 103.8015 | 0 | 0 | 0 | 0
15.01. | 12 | 102.6014 |  | 102.6014 | 0 | 0 | 0 | 0
15.01. | 13 | 103.0515 |  | 103.0515 | 0 | 0 | 0 | 0
15.01. | 14 | 105.6015 |  | 105.6015 | 0 | 0 | 0 | 0
15.01. | 15 | 105.7515 |  | 105.7515 | 0 | 0 | 0 | 0
15.01. | 16 | 106.2015 |  | 106.2015 | 0 | 0 | 0 | 0
15.01. | 17 | 105.7515 |  | 105.7515 | 0 | 0 | 0 | 0
15.01. | 18 | 105.7515 |  | 105.7515 | 0 | 0 | 0 | 0
15.01. | 19 | 105.7515 |  | 105.7515 | 0 | 0 | 0 | 0
15.01. | 20 | 105.7515 |  | 105.7515 | 0 | 0 | 0 | 0
15.01. | 21 | 105.7515 |  | 105.7515 | 0 | 0 | 0 | 0
15.01. | 22 | 105.6015 |  | 105.6015 | 0 | 0 | 0 | 0
15.01. | 23 | 105.6015 |  | 105.6015 | 0 | 0 | 0 | 0
15.01. | 24 | 104.8515 |  | 104.8515 | 0 | 0 | 0 | 0
16.01. | 1 | 101.1014 |  | 101.1014 | 0 | 0 | 0 | 0
16.01. | 2 | 101.1014 |  | 101.1014 | 0 | 0 | 0 | 0
16.01. | 3 | 101.1014 |  | 101.1014 | 0 | 0 | 0 | 0
16.01. | 4 | 101.1014 |  | 101.1014 | 0 | 0 | 0 | 0
16.01. | 5 | 101.1014 |  | 101.1014 | 0 | 0 | 0 | 0
16.01. | 6 | 101.1014 |  | 101.1014 | 0 | 0 | 0 | 0
16.01. | 7 | 101.8514 |  | 101.8514 | 0 | 0 | 0 | 0
16.01. | 8 | 108.7515 |  | 108.7515 | 0 | 0 | 0 | 0
16.01. | 9 | 108.7515 |  | 108.7515 | 0 | 0 | 0 | 0
16.01. | 10 | 108.7515 |  | 108.7515 | 0 | 0 | 0 | 0
16.01. | 11 | 109.0515 |  | 109.0515 | 0 | 0 | 0 | 0
16.01. | 12 | 109.0515 |  | 109.0515 | 0 | 0 | 0 | 0
16.01. | 13 | 109.0515 |  | 109.0515 | 0 | 0 | 0 | 0
16.01. | 14 | 108.7515 |  | 108.7515 | 0 | 0 | 0 | 0
16.01. | 15 | 108.7515 |  | 108.7515 | 0 | 0 | 0 | 0
16.01. | 16 | 108.7515 |  | 108.7515 | 0 | 0 | 0 | 0
16.01. | 17 | 108.9015 |  | 108.9015 | 0 | 0 | 0 | 0
16.01. | 18 | 109.0515 |  | 109.0515 | 0 | 0 | 0 | 0
16.01. | 19 | 109.0515 |  | 109.0515 | 0 | 0 | 0 | 0
16.01. | 20 | 109.0515 |  | 109.0515 | 0 | 0 | 0 | 0
16.01. | 21 | 108.7515 |  | 108.7515 | 0 | 0 | 0 | 0
16.01. | 22 | 108.7515 |  | 108.7515 | 0 | 0 | 0 | 0
16.01. | 23 | 108.7515 |  | 108.7515 | 0 | 0 | 0 | 0
16.01. | 24 | 108.7515 |  | 108.7515 | 0 | 0 | 0 | 0
17.01. | 1 | 97.5014 |  | 97.5014 | 0 | 0 | 0 | 0
17.01. | 2 | 91.9513 |  | 91.9513 | 0 | 0 | 0 | 0
17.01. | 3 | 91.8013 |  | 91.8013 | 0 | 0 | 0 | 0
17.01. | 4 | 91.9513 |  | 91.9513 | 0 | 0 | 0 | 0
17.01. | 5 | 91.9513 |  | 91.9513 | 0 | 0 | 0 | 0
17.01. | 6 | 91.8013 |  | 91.8013 | 0 | 0 | 0 | 0
17.01. | 7 | 91.9513 |  | 91.9513 | 0 | 0 | 0 | 0
17.01. | 8 | 91.9513 |  | 91.9513 | 0 | 0 | 0 | 0
17.01. | 9 | 91.9513 |  | 91.9513 | 0 | 0 | 0 | 0
17.01. | 10 | 91.8013 |  | 91.8013 | 0 | 0 | 0 | 0
17.01. | 11 | 91.8013 |  | 91.8013 | 0 | 0 | 0 | 0
17.01. | 12 | 91.8013 |  | 91.8013 | 0 | 0 | 0 | 0
17.01. | 13 | 91.8013 |  | 91.8013 | 0 | 0 | 0 | 0
17.01. | 14 | 91.8013 |  | 91.8013 | 0 | 0 | 0 | 0
17.01. | 15 | 91.8013 |  | 91.8013 | 0 | 0 | 0 | 0
17.01. | 16 | 91.8013 |  | 91.8013 | 0 | 0 | 0 | 0
17.01. | 17 | 103.3515 |  | 103.3515 | 0 | 0 | 0 | 0
17.01. | 18 | 108.7515 |  | 108.7515 | 0 | 0 | 0 | 0
17.01. | 19 | 108.7515 |  | 108.7515 | 0 | 0 | 0 | 0
17.01. | 20 | 108.7515 |  | 108.7515 | 0 | 0 | 0 | 0
17.01. | 21 | 108.7515 |  | 108.7515 | 0 | 0 | 0 | 0
17.01. | 22 | 108.7515 |  | 108.7515 | 0 | 0 | 0 | 0
17.01. | 23 | 108.7515 |  | 108.7515 | 0 | 0 | 0 | 0
17.01. | 24 | 108.7515 |  | 108.7515 | 0 | 0 | 0 | 0
18.01. | 1 | 108.7515 |  | 108.7515 | 0 | 0 | 0 | 0
18.01. | 2 | 108.7515 |  | 108.7515 | 0 | 0 | 0 | 0
18.01. | 3 | 108.7515 |  | 108.7515 | 0 | 0 | 0 | 0
18.01. | 4 | 108.7515 |  | 108.7515 | 0 | 0 | 0 | 0
18.01. | 5 | 108.7515 |  | 108.7515 | 0 | 0 | 0 | 0
18.01. | 6 | 108.6015 |  | 108.6015 | 0 | 0 | 0 | 0
18.01. | 7 | 108.7515 |  | 108.7515 | 0 | 0 | 0 | 0
18.01. | 8 | 108.1515 |  | 108.1515 | 0 | 0 | 0 | 0
18.01. | 9 | 107.1015 |  | 107.1015 | 0 | 0 | 0 | 0
18.01. | 10 | 107.2515 |  | 107.2515 | 0 | 0 | 0 | 0
18.01. | 11 | 107.1015 |  | 107.1015 | 0 | 0 | 0 | 0
18.01. | 12 | 107.1015 |  | 107.1015 | 0 | 0 | 0 | 0
18.01. | 13 | 107.1015 |  | 107.1015 | 0 | 0 | 0 | 0
18.01. | 14 | 107.1015 |  | 107.1015 | 0 | 0 | 0 | 0
18.01. | 15 | 107.1015 |  | 107.1015 | 0 | 0 | 0 | 0
18.01. | 16 | 107.1015 |  | 107.1015 | 0 | 0 | 0 | 0
18.01. | 17 | 107.1015 |  | 107.1015 | 0 | 0 | 0 | 0
18.01. | 18 | 107.1015 |  | 107.1015 | 0 | 0 | 0 | 0
18.01. | 19 | 107.1015 |  | 107.1015 | 0 | 0 | 0 | 0
18.01. | 20 | 107.1015 |  | 107.1015 | 0 | 0 | 0 | 0
18.01. | 21 | 107.1015 |  | 107.1015 | 0 | 0 | 0 | 0
18.01. | 22 | 107.1015 |  | 107.1015 | 0 | 0 | 0 | 0
18.01. | 23 | 107.1015 |  | 107.1015 | 0 | 0 | 0 | 0
18.01. | 24 | 103.6515 |  | 103.6515 | 0 | 0 | 0 | 0
19.01. | 1 | 102.4514 |  | 102.4514 | 0 | 0 | 0 | 0
19.01. | 2 | 102.4514 |  | 102.4514 | 0 | 0 | 0 | 0
19.01. | 3 | 102.4514 |  | 102.4514 | 0 | 0 | 0 | 0
19.01. | 4 | 102.4514 |  | 102.4514 | 0 | 0 | 0 | 0
19.01. | 5 | 102.4514 |  | 102.4514 | 0 | 0 | 0 | 0
19.01. | 6 | 102.9015 |  | 102.9015 | 0 | 0 | 0 | 0
19.01. | 7 | 103.9515 |  | 103.9515 | 0 | 0 | 0 | 0
19.01. | 8 | 104.5515 |  | 104.5515 | 0 | 0 | 0 | 0
19.01. | 9 | 109.0515 |  | 109.0515 | 0 | 0 | 0 | 0
19.01. | 10 | 108.9015 |  | 108.9015 | 0 | 0 | 0 | 0
19.01. | 11 | 109.0515 |  | 109.0515 | 0 | 0 | 0 | 0
19.01. | 12 | 108.7515 |  | 108.7515 | 0 | 0 | 0 | 0
19.01. | 13 | 108.7515 |  | 108.7515 | 0 | 0 | 0 | 0
19.01. | 14 | 108.7515 |  | 108.7515 | 0 | 0 | 0 | 0
19.01. | 15 | 108.7515 |  | 108.7515 | 0 | 0 | 0 | 0
19.01. | 16 | 108.9015 |  | 108.9015 | 0 | 0 | 0 | 0
19.01. | 17 | 108.7515 |  | 108.7515 | 0 | 0 | 0 | 0
19.01. | 18 | 109.2015 |  | 109.2015 | 0 | 0 | 0 | 0
19.01. | 19 | 108.7515 |  | 108.7515 | 0 | 0 | 0 | 0
19.01. | 20 | 109.0515 |  | 109.0515 | 0 | 0 | 0 | 0
19.01. | 21 | 108.9015 |  | 108.9015 | 0 | 0 | 0 | 0
19.01. | 22 | 108.7515 |  | 108.7515 | 0 | 0 | 0 | 0
19.01. | 23 | 108.7515 |  | 108.7515 | 0 | 0 | 0 | 0
19.01. | 24 | 108.7515 |  | 108.7515 | 0 | 0 | 0 | 0
20.01. | 1 | 105.1515 |  | 105.1515 | 0 | 0 | 0 | 0
20.01. | 2 | 104.1015 |  | 104.1015 | 0 | 0 | 0 | 0
20.01. | 3 | 104.1015 |  | 104.1015 | 0 | 0 | 0 | 0
20.01. | 4 | 104.1015 |  | 104.1015 | 0 | 0 | 0 | 0
20.01. | 5 | 104.1015 |  | 104.1015 | 0 | 0 | 0 | 0
20.01. | 6 | 104.1015 |  | 104.1015 | 0 | 0 | 0 | 0
20.01. | 7 | 104.1015 |  | 104.1015 | 0 | 0 | 0 | 0
20.01. | 8 | 104.4015 |  | 104.4015 | 0 | 0 | 0 | 0
20.01. | 9 | 109.0515 |  | 109.0515 | 0 | 0 | 0 | 0
20.01. | 10 | 109.0515 |  | 109.0515 | 0 | 0 | 0 | 0
20.01. | 11 | 109.0515 |  | 109.0515 | 0 | 0 | 0 | 0
20.01. | 12 | 108.7515 |  | 108.7515 | 0 | 0 | 0 | 0
20.01. | 13 | 109.6515 |  | 109.6515 | 0 | 0 | 0 | 0
20.01. | 14 | 110.2516 |  | 110.2516 | 0 | 0 | 0 | 0
20.01. | 15 | 110.5516 |  | 110.5516 | 0 | 0 | 0 | 0
20.01. | 16 | 110.5516 |  | 110.5516 | 0 | 0 | 0 | 0
20.01. | 17 | 110.2516 |  | 110.2516 | 0 | 0 | 0 | 0
20.01. | 18 | 110.1016 |  | 110.1016 | 0 | 0 | 0 | 0
20.01. | 19 | 110.1016 |  | 110.1016 | 0 | 0 | 0 | 0
20.01. | 20 | 110.1016 |  | 110.1016 | 0 | 0 | 0 | 0
20.01. | 21 | 110.1016 |  | 110.1016 | 0 | 0 | 0 | 0
20.01. | 22 | 110.1016 |  | 110.1016 | 0 | 0 | 0 | 0
20.01. | 23 | 110.1016 |  | 110.1016 | 0 | 0 | 0 | 0
20.01. | 24 | 110.1016 |  | 110.1016 | 0 | 0 | 0 | 0
21.01. | 1 | 110.1016 |  | 110.1016 | 0 | 0 | 0 | 0
21.01. | 2 | 110.1016 |  | 110.1016 | 0 | 0 | 0 | 0
21.01. | 3 | 110.1016 |  | 110.1016 | 0 | 0 | 0 | 0
21.01. | 4 | 110.1016 |  | 110.1016 | 0 | 0 | 0 | 0
21.01. | 5 | 110.1016 |  | 110.1016 | 0 | 0 | 0 | 0
21.01. | 6 | 110.1016 |  | 110.1016 | 0 | 0 | 0 | 0
21.01. | 7 | 97.9514 |  | 97.9514 | 0 | 0 | 0 | 0
21.01. | 8 | 87.3012 |  | 87.3012 | 0 | 0 | 0 | 0
21.01. | 9 | 90.0013 |  | 90.0013 | 0 | 0 | 0 | 0
21.01. | 10 | 92.1013 |  | 92.1013 | 0 | 0 | 0 | 0
21.01. | 11 | 92.2513 |  | 92.2513 | 0 | 0 | 0 | 0
21.01. | 12 | 92.1013 |  | 92.1013 | 0 | 0 | 0 | 0
21.01. | 13 | 91.9513 |  | 91.9513 | 0 | 0 | 0 | 0
21.01. | 14 | 91.8013 |  | 91.8013 | 0 | 0 | 0 | 0
21.01. | 15 | 91.8013 |  | 91.8013 | 0 | 0 | 0 | 0
21.01. | 16 | 92.1013 |  | 92.1013 | 0 | 0 | 0 | 0
21.01. | 17 | 92.2513 |  | 92.2513 | 0 | 0 | 0 | 0
21.01. | 18 | 91.9513 |  | 91.9513 | 0 | 0 | 0 | 0
21.01. | 19 | 92.1013 |  | 92.1013 | 0 | 0 | 0 | 0
21.01. | 20 | 92.2513 |  | 92.2513 | 0 | 0 | 0 | 0
21.01. | 21 | 91.9513 |  | 91.9513 | 0 | 0 | 0 | 0
21.01. | 22 | 91.9513 |  | 91.9513 | 0 | 0 | 0 | 0
21.01. | 23 | 91.8013 |  | 91.8013 | 0 | 0 | 0 | 0
21.01. | 24 | 91.9513 |  | 91.9513 | 0 | 0 | 0 | 0
22.01. | 1 | 91.9513 |  | 91.9513 | 0 | 0 | 0 | 0
22.01. | 2 | 91.9513 |  | 91.9513 | 0 | 0 | 0 | 0
22.01. | 3 | 91.9513 |  | 91.9513 | 0 | 0 | 0 | 0
22.01. | 4 | 91.9513 |  | 91.9513 | 0 | 0 | 0 | 0
22.01. | 5 | 91.9513 |  | 91.9513 | 0 | 0 | 0 | 0
22.01. | 6 | 91.9513 |  | 91.9513 | 0 | 0 | 0 | 0
22.01. | 7 | 102.0014 |  | 102.0014 | 0 | 0 | 0 | 0
22.01. | 8 | 108.9015 |  | 108.9015 | 0 | 0 | 0 | 0
22.01. | 9 | 109.2015 |  | 109.2015 | 0 | 0 | 0 | 0
22.01. | 10 | 109.0515 |  | 109.0515 | 0 | 0 | 0 | 0
22.01. | 11 | 109.2015 |  | 109.2015 | 0 | 0 | 0 | 0
22.01. | 12 | 108.7515 |  | 108.7515 | 0 | 0 | 0 | 0
22.01. | 13 | 108.9015 |  | 108.9015 | 0 | 0 | 0 | 0
22.01. | 14 | 108.7515 |  | 108.7515 | 0 | 0 | 0 | 0
22.01. | 15 | 108.7515 |  | 108.7515 | 0 | 0 | 0 | 0
22.01. | 16 | 109.0515 |  | 109.0515 | 0 | 0 | 0 | 0
22.01. | 17 | 109.0515 |  | 109.0515 | 0 | 0 | 0 | 0
22.01. | 18 | 109.0515 |  | 109.0515 | 0 | 0 | 0 | 0
22.01. | 19 | 108.9015 |  | 108.9015 | 0 | 0 | 0 | 0
22.01. | 20 | 108.7515 |  | 108.7515 | 0 | 0 | 0 | 0
22.01. | 21 | 108.6015 |  | 108.6015 | 0 | 0 | 0 | 0
22.01. | 22 | 108.7515 |  | 108.7515 | 0 | 0 | 0 | 0
22.01. | 23 | 108.7515 |  | 108.7515 | 0 | 0 | 0 | 0
22.01. | 24 | 108.7515 |  | 108.7515 | 0 | 0 | 0 | 0
23.01. | 1 | 107.4015 |  | 107.4015 | 0 | 0 | 0 | 0
23.01. | 2 | 105.6015 |  | 105.6015 | 0 | 0 | 0 | 0
23.01. | 3 | 105.7515 |  | 105.7515 | 0 | 0 | 0 | 0
23.01. | 4 | 105.6015 |  | 105.6015 | 0 | 0 | 0 | 0
23.01. | 5 | 105.7515 |  | 105.7515 | 0 | 0 | 0 | 0
23.01. | 6 | 105.7515 |  | 105.7515 | 0 | 0 | 0 | 0
23.01. | 7 | 105.6015 |  | 105.6015 | 0 | 0 | 0 | 0
23.01. | 8 | 104.5515 |  | 104.5515 | 0 | 0 | 0 | 0
23.01. | 9 | 104.2515 |  | 104.2515 | 0 | 0 | 0 | 0
23.01. | 10 | 104.5515 |  | 104.5515 | 0 | 0 | 0 | 0
23.01. | 11 | 104.5515 |  | 104.5515 | 0 | 0 | 0 | 0
23.01. | 12 | 104.5515 |  | 104.5515 | 0 | 0 | 0 | 0
23.01. | 13 | 104.5515 |  | 104.5515 | 0 | 0 | 0 | 0
23.01. | 14 | 104.4015 |  | 104.4015 | 0 | 0 | 0 | 0
23.01. | 15 | 104.2515 |  | 104.2515 | 0 | 0 | 0 | 0
23.01. | 16 | 104.7015 |  | 104.7015 | 0 | 0 | 0 | 0
23.01. | 17 | 104.7015 |  | 104.7015 | 0 | 0 | 0 | 0
23.01. | 18 | 104.7015 |  | 104.7015 | 0 | 0 | 0 | 0
23.01. | 19 | 104.1015 |  | 104.1015 | 0 | 0 | 0 | 0
23.01. | 20 | 104.1015 |  | 104.1015 | 0 | 0 | 0 | 0
23.01. | 21 | 104.1015 |  | 104.1015 | 0 | 0 | 0 | 0
23.01. | 22 | 104.1015 |  | 104.1015 | 0 | 0 | 0 | 0
23.01. | 23 | 104.7015 |  | 104.7015 | 0 | 0 | 0 | 0
23.01. | 24 | 108.0015 |  | 108.0015 | 0 | 0 | 0 | 0
24.01. | 1 | 108.0015 |  | 108.0015 | 0 | 0 | 0 | 0
24.01. | 2 | 108.0015 |  | 108.0015 | 0 | 0 | 0 | 0
24.01. | 3 | 108.0015 |  | 108.0015 | 0 | 0 | 0 | 0
24.01. | 4 | 108.0015 |  | 108.0015 | 0 | 0 | 0 | 0
24.01. | 5 | 108.0015 |  | 108.0015 | 0 | 0 | 0 | 0
24.01. | 6 | 108.0015 |  | 108.0015 | 0 | 0 | 0 | 0
24.01. | 7 | 108.0015 |  | 108.0015 | 0 | 0 | 0 | 0
24.01. | 8 | 108.0015 |  | 108.0015 | 0 | 0 | 0 | 0
24.01. | 9 | 108.0015 |  | 108.0015 | 0 | 0 | 0 | 0
24.01. | 10 | 108.0015 |  | 108.0015 | 0 | 0 | 0 | 0
24.01. | 11 | 108.0015 |  | 108.0015 | 0 | 0 | 0 | 0
24.01. | 12 | 108.4515 |  | 108.4515 | 0 | 0 | 0 | 0
24.01. | 13 | 108.3015 |  | 108.3015 | 0 | 0 | 0 | 0
24.01. | 14 | 108.0015 |  | 108.0015 | 0 | 0 | 0 | 0
24.01. | 15 | 108.0015 |  | 108.0015 | 0 | 0 | 0 | 0
24.01. | 16 | 108.4515 |  | 108.4515 | 0 | 0 | 0 | 0
24.01. | 17 | 108.3015 |  | 108.3015 | 0 | 0 | 0 | 0
24.01. | 18 | 108.6015 |  | 108.6015 | 0 | 0 | 0 | 0
24.01. | 19 | 108.1515 |  | 108.1515 | 0 | 0 | 0 | 0
24.01. | 20 | 108.1515 |  | 108.1515 | 0 | 0 | 0 | 0
24.01. | 21 | 108.1515 |  | 108.1515 | 0 | 0 | 0 | 0
24.01. | 22 | 108.1515 |  | 108.1515 | 0 | 0 | 0 | 0
24.01. | 23 | 108.1515 |  | 108.1515 | 0 | 0 | 0 | 0
24.01. | 24 | 105.3015 |  | 105.3015 | 0 | 0 | 0 | 0
25.01. | 1 | 105.0015 |  | 105.0015 | 0 | 0 | 0 | 0
25.01. | 2 | 105.0015 |  | 105.0015 | 0 | 0 | 0 | 0
25.01. | 3 | 105.0015 |  | 105.0015 | 0 | 0 | 0 | 0
25.01. | 4 | 105.0015 |  | 105.0015 | 0 | 0 | 0 | 0
25.01. | 5 | 105.0015 |  | 105.0015 | 0 | 0 | 0 | 0
25.01. | 6 | 105.0015 |  | 105.0015 | 0 | 0 | 0 | 0
25.01. | 7 | 105.0015 |  | 105.0015 | 0 | 0 | 0 | 0
25.01. | 8 | 105.0015 |  | 105.0015 | 0 | 0 | 0 | 0
25.01. | 9 | 108.0015 |  | 108.0015 | 0 | 0 | 0 | 0
25.01. | 10 | 109.6515 |  | 109.6515 | 0 | 0 | 0 | 0
25.01. | 11 | 109.6515 |  | 109.6515 | 0 | 0 | 0 | 0
25.01. | 12 | 109.5015 |  | 109.5015 | 0 | 0 | 0 | 0
25.01. | 13 | 108.3015 |  | 108.3015 | 0 | 0 | 0 | 0
25.01. | 14 | 107.2515 |  | 107.2515 | 0 | 0 | 0 | 0
25.01. | 15 | 108.6015 |  | 108.6015 | 0 | 0 | 0 | 0
25.01. | 16 | 109.5015 |  | 109.5015 | 0 | 0 | 0 | 0
25.01. | 17 | 109.5015 |  | 109.5015 | 0 | 0 | 0 | 0
25.01. | 18 | 109.6515 |  | 109.6515 | 0 | 0 | 0 | 0
25.01. | 19 | 109.0515 |  | 109.0515 | 0 | 0 | 0 | 0
25.01. | 20 | 108.7515 |  | 108.7515 | 0 | 0 | 0 | 0
25.01. | 21 | 109.3515 |  | 109.3515 | 0 | 0 | 0 | 0
25.01. | 22 | 109.6515 |  | 109.6515 | 0 | 0 | 0 | 0
25.01. | 23 | 109.6515 |  | 109.6515 | 0 | 0 | 0 | 0
25.01. | 24 | 109.6515 |  | 109.6515 | 0 | 0 | 0 | 0
26.01. | 1 | 107.4015 |  | 107.4015 | 0 | 0 | 0 | 0
26.01. | 2 | 105.0015 |  | 105.0015 | 0 | 0 | 0 | 0
26.01. | 3 | 105.0015 |  | 105.0015 | 0 | 0 | 0 | 0
26.01. | 4 | 105.0015 |  | 105.0015 | 0 | 0 | 0 | 0
26.01. | 5 | 105.0015 |  | 105.0015 | 0 | 0 | 0 | 0
26.01. | 6 | 105.0015 |  | 105.0015 | 0 | 0 | 0 | 0
26.01. | 7 | 105.7515 |  | 105.7515 | 0 | 0 | 0 | 0
26.01. | 8 | 109.6515 |  | 109.6515 | 0 | 0 | 0 | 0
26.01. | 9 | 109.6515 |  | 109.6515 | 0 | 0 | 0 | 0
26.01. | 10 | 109.6515 |  | 109.6515 | 0 | 0 | 0 | 0
26.01. | 11 | 109.3515 |  | 109.3515 | 0 | 0 | 0 | 0
26.01. | 12 | 109.2015 |  | 109.2015 | 0 | 0 | 0 | 0
26.01. | 13 | 109.2015 |  | 109.2015 | 0 | 0 | 0 | 0
26.01. | 14 | 109.0515 |  | 109.0515 | 0 | 0 | 0 | 0
26.01. | 15 | 109.2015 |  | 109.2015 | 0 | 0 | 0 | 0
26.01. | 16 | 109.2015 |  | 109.2015 | 0 | 0 | 0 | 0
26.01. | 17 | 109.2015 |  | 109.2015 | 0 | 0 | 0 | 0
26.01. | 18 | 109.2015 |  | 109.2015 | 0 | 0 | 0 | 0
26.01. | 19 | 109.2015 |  | 109.2015 | 0 | 0 | 0 | 0
26.01. | 20 | 109.2015 |  | 109.2015 | 0 | 0 | 0 | 0
26.01. | 21 | 109.2015 |  | 109.2015 | 0 | 0 | 0 | 0
26.01. | 22 | 109.2015 |  | 109.2015 | 0 | 0 | 0 | 0
26.01. | 23 | 109.2015 |  | 109.2015 | 0 | 0 | 0 | 0
26.01. | 24 | 109.2015 |  | 109.2015 | 0 | 0 | 0 | 0
27.01. | 1 | 106.8015 |  | 106.8015 | 0 | 0 | 0 | 0
27.01. | 2 | 104.4015 |  | 104.4015 | 0 | 0 | 0 | 0
27.01. | 3 | 104.4015 |  | 104.4015 | 0 | 0 | 0 | 0
27.01. | 4 | 104.4015 |  | 104.4015 | 0 | 0 | 0 | 0
27.01. | 5 | 104.4015 |  | 104.4015 | 0 | 0 | 0 | 0
27.01. | 6 | 104.4015 |  | 104.4015 | 0 | 0 | 0 | 0
27.01. | 7 | 104.4015 |  | 104.4015 | 0 | 0 | 0 | 0
27.01. | 8 | 106.2015 |  | 106.2015 | 0 | 0 | 0 | 0
27.01. | 9 | 109.6515 |  | 109.6515 | 0 | 0 | 0 | 0
27.01. | 10 | 109.6515 |  | 109.6515 | 0 | 0 | 0 | 0
27.01. | 11 | 109.8016 |  | 109.8016 | 0 | 0 | 0 | 0
27.01. | 12 | 109.5015 |  | 109.5015 | 0 | 0 | 0 | 0
27.01. | 13 | 104.2515 |  | 104.2515 | 0 | 0 | 0 | 0
27.01. | 14 | 101.8514 |  | 101.8514 | 0 | 0 | 0 | 0
27.01. | 15 | 101.8514 |  | 101.8514 | 0 | 0 | 0 | 0
27.01. | 16 | 102.1514 |  | 102.1514 | 0 | 0 | 0 | 0
27.01. | 17 | 102.4514 |  | 102.4514 | 0 | 0 | 0 | 0
27.01. | 18 | 102.4514 |  | 102.4514 | 0 | 0 | 0 | 0
27.01. | 19 | 102.1514 |  | 102.1514 | 0 | 0 | 0 | 0
27.01. | 20 | 102.3014 |  | 102.3014 | 0 | 0 | 0 | 0
27.01. | 21 | 108.9015 |  | 108.9015 | 0 | 0 | 0 | 0
27.01. | 22 | 109.6515 |  | 109.6515 | 0 | 0 | 0 | 0
27.01. | 23 | 109.6515 |  | 109.6515 | 0 | 0 | 0 | 0
27.01. | 24 | 106.2015 |  | 106.2015 | 0 | 0 | 0 | 0
28.01. | 1 | 105.0015 |  | 105.0015 | 0 | 0 | 0 | 0
28.01. | 2 | 105.0015 |  | 105.0015 | 0 | 0 | 0 | 0
28.01. | 3 | 105.1515 |  | 105.1515 | 0 | 0 | 0 | 0
28.01. | 4 | 105.1515 |  | 105.1515 | 0 | 0 | 0 | 0
28.01. | 5 | 105.1515 |  | 105.1515 | 0 | 0 | 0 | 0
28.01. | 6 | 105.0015 |  | 105.0015 | 0 | 0 | 0 | 0
28.01. | 7 | 105.0015 |  | 105.0015 | 0 | 0 | 0 | 0
28.01. | 8 | 109.5015 |  | 109.5015 | 0 | 0 | 0 | 0
28.01. | 9 | 109.9516 |  | 109.9516 | 0 | 0 | 0 | 0
28.01. | 10 | 110.1016 |  | 110.1016 | 0 | 0 | 0 | 0
28.01. | 11 | 109.6515 |  | 109.6515 | 0 | 0 | 0 | 0
28.01. | 12 | 109.9516 |  | 109.9516 | 0 | 0 | 0 | 0
28.01. | 13 | 109.9516 |  | 109.9516 | 0 | 0 | 0 | 0
28.01. | 14 | 109.6515 |  | 109.6515 | 0 | 0 | 0 | 0
28.01. | 15 | 109.6515 |  | 109.6515 | 0 | 0 | 0 | 0
28.01. | 16 | 109.8016 |  | 109.8016 | 0 | 0 | 0 | 0
28.01. | 17 | 109.9516 |  | 109.9516 | 0 | 0 | 0 | 0
28.01. | 18 | 110.1016 |  | 110.1016 | 0 | 0 | 0 | 0
28.01. | 19 | 109.8016 |  | 109.8016 | 0 | 0 | 0 | 0
28.01. | 20 | 109.9516 |  | 109.9516 | 0 | 0 | 0 | 0
28.01. | 21 | 109.6515 |  | 109.6515 | 0 | 0 | 0 | 0
28.01. | 22 | 109.6515 |  | 109.6515 | 0 | 0 | 0 | 0
28.01. | 23 | 109.5015 |  | 109.5015 | 0 | 0 | 0 | 0
28.01. | 24 | 109.6515 |  | 109.6515 | 0 | 0 | 0 | 0
29.01. | 1 | 109.6515 |  | 109.6515 | 0 | 0 | 0 | 0
29.01. | 2 | 109.6515 |  | 109.6515 | 0 | 0 | 0 | 0
29.01. | 3 | 109.6515 |  | 109.6515 | 0 | 0 | 0 | 0
29.01. | 4 | 109.6515 |  | 109.6515 | 0 | 0 | 0 | 0
29.01. | 5 | 109.6515 |  | 109.6515 | 0 | 0 | 0 | 0
29.01. | 6 | 109.6515 |  | 109.6515 | 0 | 0 | 0 | 0
29.01. | 7 | 109.6515 |  | 109.6515 | 0 | 0 | 0 | 0
29.01. | 8 | 109.6515 |  | 109.6515 | 0 | 0 | 0 | 0
29.01. | 9 | 109.9516 |  | 109.9516 | 0 | 0 | 0 | 0
29.01. | 10 | 109.8016 |  | 109.8016 | 0 | 0 | 0 | 0
29.01. | 11 | 109.6515 |  | 109.6515 | 0 | 0 | 0 | 0
29.01. | 12 | 109.8016 |  | 109.8016 | 0 | 0 | 0 | 0
29.01. | 13 | 110.1016 |  | 110.1016 | 0 | 0 | 0 | 0
29.01. | 14 | 109.6515 |  | 109.6515 | 0 | 0 | 0 | 0
29.01. | 15 | 109.6515 |  | 109.6515 | 0 | 0 | 0 | 0
29.01. | 16 | 109.6515 |  | 109.6515 | 0 | 0 | 0 | 0
29.01. | 17 | 109.6515 |  | 109.6515 | 0 | 0 | 0 | 0
29.01. | 18 | 109.6515 |  | 109.6515 | 0 | 0 | 0 | 0
29.01. | 19 | 109.8016 |  | 109.8016 | 0 | 0 | 0 | 0
29.01. | 20 | 110.2516 |  | 110.2516 | 0 | 0 | 0 | 0
29.01. | 21 | 109.9516 |  | 109.9516 | 0 | 0 | 0 | 0
29.01. | 22 | 109.6515 |  | 109.6515 | 0 | 0 | 0 | 0
29.01. | 23 | 109.6515 |  | 109.6515 | 0 | 0 | 0 | 0
29.01. | 24 | 109.6515 |  | 109.6515 | 0 | 0 | 0 | 0
30.01. | 1 | 109.6515 |  | 109.6515 | 0 | 0 | 0 | 0
30.01. | 2 | 109.6515 |  | 109.6515 | 0 | 0 | 0 | 0
30.01. | 3 | 109.6515 |  | 109.6515 | 0 | 0 | 0 | 0
30.01. | 4 | 109.6515 |  | 109.6515 | 0 | 0 | 0 | 0
30.01. | 5 | 109.6515 |  | 109.6515 | 0 | 0 | 0 | 0
30.01. | 6 | 109.6515 |  | 109.6515 | 0 | 0 | 0 | 0
30.01. | 7 | 109.6515 |  | 109.6515 | 0 | 0 | 0 | 0
30.01. | 8 | 109.8016 |  | 109.8016 | 0 | 0 | 0 | 0
30.01. | 9 | 109.9516 |  | 109.9516 | 0 | 0 | 0 | 0
30.01. | 10 | 109.6515 |  | 109.6515 | 0 | 0 | 0 | 0
30.01. | 11 | 109.6515 |  | 109.6515 | 0 | 0 | 0 | 0
30.01. | 12 | 109.6515 |  | 109.6515 | 0 | 0 | 0 | 0
30.01. | 13 | 109.6515 |  | 109.6515 | 0 | 0 | 0 | 0
30.01. | 14 | 109.6515 |  | 109.6515 | 0 | 0 | 0 | 0
30.01. | 15 | 109.6515 |  | 109.6515 | 0 | 0 | 0 | 0
30.01. | 16 | 109.9516 |  | 109.9516 | 0 | 0 | 0 | 0
30.01. | 17 | 109.8016 |  | 109.8016 | 0 | 0 | 0 | 0
30.01. | 18 | 109.6515 |  | 109.6515 | 0 | 0 | 0 | 0
30.01. | 19 | 110.1016 |  | 110.1016 | 0 | 0 | 0 | 0
30.01. | 20 | 110.1016 |  | 110.1016 | 0 | 0 | 0 | 0
30.01. | 21 | 109.5015 |  | 109.5015 | 0 | 0 | 0 | 0
30.01. | 22 | 109.5015 |  | 109.5015 | 0 | 0 | 0 | 0
30.01. | 23 | 109.5015 |  | 109.5015 | 0 | 0 | 0 | 0
30.01. | 24 | 105.6015 |  | 105.6015 | 0 | 0 | 0 | 0
31.01. | 1 | 105.0015 |  | 105.0015 | 0 | 0 | 0 | 0
31.01. | 2 | 105.0015 |  | 105.0015 | 0 | 0 | 0 | 0
31.01. | 3 | 105.0015 |  | 105.0015 | 0 | 0 | 0 | 0
31.01. | 4 | 105.0015 |  | 105.0015 | 0 | 0 | 0 | 0
31.01. | 5 | 105.0015 |  | 105.0015 | 0 | 0 | 0 | 0
31.01. | 6 | 105.0015 |  | 105.0015 | 0 | 0 | 0 | 0
31.01. | 7 | 105.0015 |  | 105.0015 | 0 | 0 | 0 | 0
31.01. | 8 | 109.3515 |  | 109.3515 | 0 | 0 | 0 | 0
31.01. | 9 | 109.6515 |  | 109.6515 | 0 | 0 | 0 | 0
31.01. | 10 | 109.6515 |  | 109.6515 | 0 | 0 | 0 | 0
31.01. | 11 | 109.6515 |  | 109.6515 | 0 | 0 | 0 | 0
31.01. | 12 | 109.5015 |  | 109.5015 | 0 | 0 | 0 | 0
31.01. | 13 | 108.0015 |  | 108.0015 | 0 | 0 | 0 | 0
31.01. | 14 | 106.6515 |  | 106.6515 | 0 | 0 | 0 | 0
31.01. | 15 | 106.6515 |  | 106.6515 | 0 | 0 | 0 | 0
31.01. | 16 | 106.6515 |  | 106.6515 | 0 | 0 | 0 | 0
31.01. | 17 | 106.5015 |  | 106.5015 | 0 | 0 | 0 | 0
31.01. | 18 | 106.5015 |  | 106.5015 | 0 | 0 | 0 | 0
31.01. | 19 | 106.6515 |  | 106.6515 | 0 | 0 | 0 | 0
31.01. | 20 | 106.6515 |  | 106.6515 | 0 | 0 | 0 | 0
31.01. | 21 | 106.6515 |  | 106.6515 | 0 | 0 | 0 | 0
31.01. | 22 | 106.6515 |  | 106.6515 | 0 | 0 | 0 | 0
31.01. | 23 | 106.6515 |  | 106.6515 | 0 | 0 | 0 | 0
31.01. | 24 | 106.6515 |  | 106.6515 | 0 | 0 | 0 | 0
01.02. | 1 | 106.6515 |  | 106.6515 | 0 | 0 | 0 | 0
01.02. | 2 | 105.1515 |  | 105.1515 | 0 | 0 | 0 | 0
01.02. | 3 | 105.1515 |  | 105.1515 | 0 | 0 | 0 | 0
01.02. | 4 | 105.1515 |  | 105.1515 | 0 | 0 | 0 | 0
01.02. | 5 | 105.1515 |  | 105.1515 | 0 | 0 | 0 | 0
01.02. | 6 | 105.1515 |  | 105.1515 | 0 | 0 | 0 | 0
01.02. | 7 | 105.1515 |  | 105.1515 | 0 | 0 | 0 | 0
01.02. | 8 | 105.1515 |  | 105.1515 | 0 | 0 | 0 | 0
01.02. | 9 | 105.1515 |  | 105.1515 | 0 | 0 | 0 | 0
01.02. | 10 | 105.0015 |  | 105.0015 | 0 | 0 | 0 | 0
01.02. | 11 | 105.0015 |  | 105.0015 | 0 | 0 | 0 | 0
01.02. | 12 | 105.0015 |  | 105.0015 | 0 | 0 | 0 | 0
01.02. | 13 | 105.0015 |  | 105.0015 | 0 | 0 | 0 | 0
01.02. | 14 | 105.0015 |  | 105.0015 | 0 | 0 | 0 | 0
01.02. | 15 | 105.0015 |  | 105.0015 | 0 | 0 | 0 | 0
01.02. | 16 | 105.0015 |  | 105.0015 | 0 | 0 | 0 | 0
01.02. | 17 | 105.0015 |  | 105.0015 | 0 | 0 | 0 | 0
01.02. | 18 | 105.1515 |  | 105.1515 | 0 | 0 | 0 | 0
01.02. | 19 | 105.1515 |  | 105.1515 | 0 | 0 | 0 | 0
01.02. | 20 | 105.1515 |  | 105.1515 | 0 | 0 | 0 | 0
01.02. | 21 | 105.1515 |  | 105.1515 | 0 | 0 | 0 | 0
01.02. | 22 | 105.1515 |  | 105.1515 | 0 | 0 | 0 | 0
01.02. | 23 | 105.0015 |  | 105.0015 | 0 | 0 | 0 | 0
01.02. | 24 | 105.0015 |  | 105.0015 | 0 | 0 | 0 | 0
02.02. | 1 | 102.6014 |  | 102.6014 | 0 | 0 | 0 | 0
02.02. | 2 | 102.6014 |  | 102.6014 | 0 | 0 | 0 | 0
02.02. | 3 | 102.6014 |  | 102.6014 | 0 | 0 | 0 | 0
02.02. | 4 | 102.6014 |  | 102.6014 | 0 | 0 | 0 | 0
02.02. | 5 | 102.6014 |  | 102.6014 | 0 | 0 | 0 | 0
02.02. | 6 | 102.6014 |  | 102.6014 | 0 | 0 | 0 | 0
02.02. | 7 | 102.6014 |  | 102.6014 | 0 | 0 | 0 | 0
02.02. | 8 | 102.7515 |  | 102.7515 | 0 | 0 | 0 | 0
02.02. | 9 | 103.0515 |  | 103.0515 | 0 | 0 | 0 | 0
02.02. | 10 | 103.2015 |  | 103.2015 | 0 | 0 | 0 | 0
02.02. | 11 | 103.0515 |  | 103.0515 | 0 | 0 | 0 | 0
02.02. | 12 | 102.6014 |  | 102.6014 | 0 | 0 | 0 | 0
02.02. | 13 | 102.6014 |  | 102.6014 | 0 | 0 | 0 | 0
02.02. | 14 | 102.6014 |  | 102.6014 | 0 | 0 | 0 | 0
02.02. | 15 | 105.7515 |  | 105.7515 | 0 | 0 | 0 | 0
02.02. | 16 | 107.5515 |  | 107.5515 | 0 | 0 | 0 | 0
02.02. | 17 | 107.7015 |  | 107.7015 | 0 | 0 | 0 | 0
02.02. | 18 | 107.1015 |  | 107.1015 | 0 | 0 | 0 | 0
02.02. | 19 | 107.2515 |  | 107.2515 | 0 | 0 | 0 | 0
02.02. | 20 | 107.2515 |  | 107.2515 | 0 | 0 | 0 | 0
02.02. | 21 | 107.2515 |  | 107.2515 | 0 | 0 | 0 | 0
02.02. | 22 | 107.2515 |  | 107.2515 | 0 | 0 | 0 | 0
02.02. | 23 | 107.2515 |  | 107.2515 | 0 | 0 | 0 | 0
02.02. | 24 | 107.2515 |  | 107.2515 | 0 | 0 | 0 | 0
03.02. | 1 | 108.6015 |  | 108.6015 | 0 | 0 | 0 | 0
03.02. | 2 | 110.4016 |  | 110.4016 | 0 | 0 | 0 | 0
03.02. | 3 | 110.2516 |  | 110.2516 | 0 | 0 | 0 | 0
03.02. | 4 | 110.2516 |  | 110.2516 | 0 | 0 | 0 | 0
03.02. | 5 | 110.2516 |  | 110.2516 | 0 | 0 | 0 | 0
03.02. | 6 | 110.2516 |  | 110.2516 | 0 | 0 | 0 | 0
03.02. | 7 | 110.2516 |  | 110.2516 | 0 | 0 | 0 | 0
03.02. | 8 | 110.4016 |  | 110.4016 | 0 | 0 | 0 | 0
03.02. | 9 | 110.5516 |  | 110.5516 | 0 | 0 | 0 | 0
03.02. | 10 | 110.7016 |  | 110.7016 | 0 | 0 | 0 | 0
03.02. | 11 | 110.7016 |  | 110.7016 | 0 | 0 | 0 | 0
03.02. | 12 | 110.7016 |  | 110.7016 | 0 | 0 | 0 | 0
03.02. | 13 | 110.2516 |  | 110.2516 | 0 | 0 | 0 | 0
03.02. | 14 | 110.2516 |  | 110.2516 | 0 | 0 | 0 | 0
03.02. | 15 | 110.2516 |  | 110.2516 | 0 | 0 | 0 | 0
03.02. | 16 | 110.5516 |  | 110.5516 | 0 | 0 | 0 | 0
03.02. | 17 | 110.7016 |  | 110.7016 | 0 | 0 | 0 | 0
03.02. | 18 | 110.2516 |  | 110.2516 | 0 | 0 | 0 | 0
03.02. | 19 | 110.2516 |  | 110.2516 | 0 | 0 | 0 | 0
03.02. | 20 | 110.2516 |  | 110.2516 | 0 | 0 | 0 | 0
03.02. | 21 | 110.2516 |  | 110.2516 | 0 | 0 | 0 | 0
03.02. | 22 | 110.2516 |  | 110.2516 | 0 | 0 | 0 | 0
03.02. | 23 | 110.2516 |  | 110.2516 | 0 | 0 | 0 | 0
03.02. | 24 | 108.9015 |  | 108.9015 | 0 | 0 | 0 | 0
04.02. | 1 | 100.2014 |  | 100.2014 | 0 | 0 | 0 | 0
04.02. | 2 | 94.9513 |  | 94.9513 | 0 | 0 | 0 | 0
04.02. | 3 | 94.9513 |  | 94.9513 | 0 | 0 | 0 | 0
04.02. | 4 | 94.9513 |  | 94.9513 | 0 | 0 | 0 | 0
04.02. | 5 | 94.9513 |  | 94.9513 | 0 | 0 | 0 | 0
04.02. | 6 | 94.9513 |  | 94.9513 | 0 | 0 | 0 | 0
04.02. | 7 | 94.9513 |  | 94.9513 | 0 | 0 | 0 | 0
04.02. | 8 | 94.9513 |  | 94.9513 | 0 | 0 | 0 | 0
04.02. | 9 | 95.8514 |  | 95.8514 | 0 | 0 | 0 | 0
04.02. | 10 | 100.0514 |  | 100.0514 | 0 | 0 | 0 | 0
04.02. | 11 | 100.0514 |  | 100.0514 | 0 | 0 | 0 | 0
04.02. | 12 | 99.7514 |  | 99.7514 | 0 | 0 | 0 | 0
04.02. | 13 | 99.4514 |  | 99.4514 | 0 | 0 | 0 | 0
04.02. | 14 | 99.6014 |  | 99.6014 | 0 | 0 | 0 | 0
04.02. | 15 | 99.4514 |  | 99.4514 | 0 | 0 | 0 | 0
04.02. | 16 | 99.9014 |  | 99.9014 | 0 | 0 | 0 | 0
04.02. | 17 | 107.2515 |  | 107.2515 | 0 | 0 | 0 | 0
04.02. | 18 | 107.7015 |  | 107.7015 | 0 | 0 | 0 | 0
04.02. | 19 | 105.4515 |  | 105.4515 | 0 | 0 | 0 | 0
04.02. | 20 | 104.1015 |  | 104.1015 | 0 | 0 | 0 | 0
04.02. | 21 | 104.1015 |  | 104.1015 | 0 | 0 | 0 | 0
04.02. | 22 | 104.1015 |  | 104.1015 | 0 | 0 | 0 | 0
04.02. | 23 | 104.2515 |  | 104.2515 | 0 | 0 | 0 | 0
04.02. | 24 | 102.9015 |  | 102.9015 | 0 | 0 | 0 | 0
05.02. | 1 | 102.6014 |  | 102.6014 | 0 | 0 | 0 | 0
05.02. | 2 | 102.6014 |  | 102.6014 | 0 | 0 | 0 | 0
05.02. | 3 | 102.6014 |  | 102.6014 | 0 | 0 | 0 | 0
05.02. | 4 | 102.6014 |  | 102.6014 | 0 | 0 | 0 | 0
05.02. | 5 | 102.6014 |  | 102.6014 | 0 | 0 | 0 | 0
05.02. | 6 | 102.6014 |  | 102.6014 | 0 | 0 | 0 | 0
05.02. | 7 | 102.7515 |  | 102.7515 | 0 | 0 | 0 | 0
05.02. | 8 | 105.7515 |  | 105.7515 | 0 | 0 | 0 | 0
05.02. | 9 | 105.6015 |  | 105.6015 | 0 | 0 | 0 | 0
05.02. | 10 | 105.7515 |  | 105.7515 | 0 | 0 | 0 | 0
05.02. | 11 | 105.7515 |  | 105.7515 | 0 | 0 | 0 | 0
05.02. | 12 | 105.7515 |  | 105.7515 | 0 | 0 | 0 | 0
05.02. | 13 | 105.6015 |  | 105.6015 | 0 | 0 | 0 | 0
05.02. | 14 | 105.6015 |  | 105.6015 | 0 | 0 | 0 | 0
05.02. | 15 | 105.7515 |  | 105.7515 | 0 | 0 | 0 | 0
05.02. | 16 | 105.6015 |  | 105.6015 | 0 | 0 | 0 | 0
05.02. | 17 | 105.6015 |  | 105.6015 | 0 | 0 | 0 | 0
05.02. | 18 | 105.7515 |  | 105.7515 | 0 | 0 | 0 | 0
05.02. | 19 | 105.7515 |  | 105.7515 | 0 | 0 | 0 | 0
05.02. | 20 | 105.7515 |  | 105.7515 | 0 | 0 | 0 | 0
05.02. | 21 | 105.7515 |  | 105.7515 | 0 | 0 | 0 | 0
05.02. | 22 | 107.1015 |  | 107.1015 | 0 | 0 | 0 | 0
05.02. | 23 | 107.1015 |  | 107.1015 | 0 | 0 | 0 | 0
05.02. | 24 | 106.2015 |  | 106.2015 | 0 | 0 | 0 | 0
06.02. | 1 | 102.4514 |  | 102.4514 | 0 | 0 | 0 | 0
06.02. | 2 | 102.4514 |  | 102.4514 | 0 | 0 | 0 | 0
06.02. | 3 | 102.4514 |  | 102.4514 | 0 | 0 | 0 | 0
06.02. | 4 | 102.4514 |  | 102.4514 | 0 | 0 | 0 | 0
06.02. | 5 | 102.4514 |  | 102.4514 | 0 | 0 | 0 | 0
06.02. | 6 | 102.6014 |  | 102.6014 | 0 | 0 | 0 | 0
06.02. | 7 | 102.6014 |  | 102.6014 | 0 | 0 | 0 | 0
06.02. | 8 | 102.6014 |  | 102.6014 | 0 | 0 | 0 | 0
06.02. | 9 | 102.6014 |  | 102.6014 | 0 | 0 | 0 | 0
06.02. | 10 | 102.6014 |  | 102.6014 | 0 | 0 | 0 | 0
06.02. | 11 | 102.7515 |  | 102.7515 | 0 | 0 | 0 | 0
06.02. | 12 | 103.0515 |  | 103.0515 | 0 | 0 | 0 | 0
06.02. | 13 | 103.6515 |  | 103.6515 | 0 | 0 | 0 | 0
06.02. | 14 | 107.2515 |  | 107.2515 | 0 | 0 | 0 | 0
06.02. | 15 | 107.2515 |  | 107.2515 | 0 | 0 | 0 | 0
06.02. | 16 | 107.2515 |  | 107.2515 | 0 | 0 | 0 | 0
06.02. | 17 | 107.5515 |  | 107.5515 | 0 | 0 | 0 | 0
06.02. | 18 | 107.5515 |  | 107.5515 | 0 | 0 | 0 | 0
06.02. | 19 | 107.2515 |  | 107.2515 | 0 | 0 | 0 | 0
06.02. | 20 | 107.2515 |  | 107.2515 | 0 | 0 | 0 | 0
06.02. | 21 | 107.2515 |  | 107.2515 | 0 | 0 | 0 | 0
06.02. | 22 | 107.2515 |  | 107.2515 | 0 | 0 | 0 | 0
06.02. | 23 | 107.2515 |  | 107.2515 | 0 | 0 | 0 | 0
06.02. | 24 | 107.2515 |  | 107.2515 | 0 | 0 | 0 | 0
07.02. | 1 | 107.2515 |  | 107.2515 | 0 | 0 | 0 | 0
07.02. | 2 | 107.2515 |  | 107.2515 | 0 | 0 | 0 | 0
07.02. | 3 | 107.2515 |  | 107.2515 | 0 | 0 | 0 | 0
07.02. | 4 | 107.2515 |  | 107.2515 | 0 | 0 | 0 | 0
07.02. | 5 | 107.2515 |  | 107.2515 | 0 | 0 | 0 | 0
07.02. | 6 | 107.2515 |  | 107.2515 | 0 | 0 | 0 | 0
07.02. | 7 | 104.4015 |  | 104.4015 | 0 | 0 | 0 | 0
07.02. | 8 | 103.9515 |  | 103.9515 | 0 | 0 | 0 | 0
07.02. | 9 | 107.2515 |  | 107.2515 | 0 | 0 | 0 | 0
07.02. | 10 | 107.1015 |  | 107.1015 | 0 | 0 | 0 | 0
07.02. | 11 | 107.1015 |  | 107.1015 | 0 | 0 | 0 | 0
07.02. | 12 | 107.1015 |  | 107.1015 | 0 | 0 | 0 | 0
07.02. | 13 | 107.1015 |  | 107.1015 | 0 | 0 | 0 | 0
07.02. | 14 | 107.1015 |  | 107.1015 | 0 | 0 | 0 | 0
07.02. | 15 | 108.7515 |  | 108.7515 | 0 | 0 | 0 | 0
07.02. | 16 | 109.3515 |  | 109.3515 | 0 | 0 | 0 | 0
07.02. | 17 | 109.5015 |  | 109.5015 | 0 | 0 | 0 | 0
07.02. | 18 | 109.5015 |  | 109.5015 | 0 | 0 | 0 | 0
07.02. | 19 | 109.5015 |  | 109.5015 | 0 | 0 | 0 | 0
07.02. | 20 | 109.5015 |  | 109.5015 | 0 | 0 | 0 | 0
07.02. | 21 | 109.5015 |  | 109.5015 | 0 | 0 | 0 | 0
07.02. | 22 | 109.5015 |  | 109.5015 | 0 | 0 | 0 | 0
07.02. | 23 | 109.5015 |  | 109.5015 | 0 | 0 | 0 | 0
07.02. | 24 | 108.3015 |  | 108.3015 | 0 | 0 | 0 | 0
08.02. | 1 | 108.0015 |  | 108.0015 | 0 | 0 | 0 | 0
08.02. | 2 | 108.0015 |  | 108.0015 | 0 | 0 | 0 | 0
08.02. | 3 | 108.0015 |  | 108.0015 | 0 | 0 | 0 | 0
08.02. | 4 | 108.0015 |  | 108.0015 | 0 | 0 | 0 | 0
08.02. | 5 | 108.0015 |  | 108.0015 | 0 | 0 | 0 | 0
08.02. | 6 | 108.0015 |  | 108.0015 | 0 | 0 | 0 | 0
08.02. | 7 | 108.0015 |  | 108.0015 | 0 | 0 | 0 | 0
08.02. | 8 | 107.8515 |  | 107.8515 | 0 | 0 | 0 | 0
08.02. | 9 | 108.0015 |  | 108.0015 | 0 | 0 | 0 | 0
08.02. | 10 | 107.8515 |  | 107.8515 | 0 | 0 | 0 | 0
08.02. | 11 | 107.8515 |  | 107.8515 | 0 | 0 | 0 | 0
08.02. | 12 | 107.8515 |  | 107.8515 | 0 | 0 | 0 | 0
08.02. | 13 | 107.8515 |  | 107.8515 | 0 | 0 | 0 | 0
08.02. | 14 | 107.8515 |  | 107.8515 | 0 | 0 | 0 | 0
08.02. | 15 | 107.8515 |  | 107.8515 | 0 | 0 | 0 | 0
08.02. | 16 | 107.8515 |  | 107.8515 | 0 | 0 | 0 | 0
08.02. | 17 | 107.8515 |  | 107.8515 | 0 | 0 | 0 | 0
08.02. | 18 | 108.0015 |  | 108.0015 | 0 | 0 | 0 | 0
08.02. | 19 | 108.0015 |  | 108.0015 | 0 | 0 | 0 | 0
08.02. | 20 | 108.0015 |  | 108.0015 | 0 | 0 | 0 | 0
08.02. | 21 | 108.0015 |  | 108.0015 | 0 | 0 | 0 | 0
08.02. | 22 | 108.0015 |  | 108.0015 | 0 | 0 | 0 | 0
08.02. | 23 | 108.0015 |  | 108.0015 | 0 | 0 | 0 | 0
08.02. | 24 | 108.0015 |  | 108.0015 | 0 | 0 | 0 | 0
09.02. | 1 | 99.0014 |  | 99.0014 | 0 | 0 | 0 | 0
09.02. | 2 | 98.1014 |  | 98.1014 | 0 | 0 | 0 | 0
09.02. | 3 | 98.1014 |  | 98.1014 | 0 | 0 | 0 | 0
09.02. | 4 | 98.1014 |  | 98.1014 | 0 | 0 | 0 | 0
09.02. | 5 | 98.1014 |  | 98.1014 | 0 | 0 | 0 | 0
09.02. | 6 | 98.1014 |  | 98.1014 | 0 | 0 | 0 | 0
09.02. | 7 | 98.1014 |  | 98.1014 | 0 | 0 | 0 | 0
09.02. | 8 | 97.9514 |  | 97.9514 | 0 | 0 | 0 | 0
09.02. | 9 | 101.1014 |  | 101.1014 | 0 | 0 | 0 | 0
09.02. | 10 | 102.6014 |  | 102.6014 | 0 | 0 | 0 | 0
09.02. | 11 | 102.6014 |  | 102.6014 | 0 | 0 | 0 | 0
09.02. | 12 | 102.9015 |  | 102.9015 | 0 | 0 | 0 | 0
09.02. | 13 | 102.9015 |  | 102.9015 | 0 | 0 | 0 | 0
09.02. | 14 | 102.6014 |  | 102.6014 | 0 | 0 | 0 | 0
09.02. | 15 | 102.7515 |  | 102.7515 | 0 | 0 | 0 | 0
09.02. | 16 | 102.9015 |  | 102.9015 | 0 | 0 | 0 | 0
09.02. | 17 | 102.7515 |  | 102.7515 | 0 | 0 | 0 | 0
09.02. | 18 | 102.7515 |  | 102.7515 | 0 | 0 | 0 | 0
09.02. | 19 | 102.7515 |  | 102.7515 | 0 | 0 | 0 | 0
09.02. | 20 | 102.7515 |  | 102.7515 | 0 | 0 | 0 | 0
09.02. | 21 | 102.7515 |  | 102.7515 | 0 | 0 | 0 | 0
09.02. | 22 | 102.6014 |  | 102.6014 | 0 | 0 | 0 | 0
09.02. | 23 | 102.7515 |  | 102.7515 | 0 | 0 | 0 | 0
09.02. | 24 | 102.6014 |  | 102.6014 | 0 | 0 | 0 | 0
10.02. | 1 | 105.0015 |  | 105.0015 | 0 | 0 | 0 | 0
10.02. | 2 | 106.6515 |  | 106.6515 | 0 | 0 | 0 | 0
10.02. | 3 | 106.5015 |  | 106.5015 | 0 | 0 | 0 | 0
10.02. | 4 | 106.5015 |  | 106.5015 | 0 | 0 | 0 | 0
10.02. | 5 | 106.5015 |  | 106.5015 | 0 | 0 | 0 | 0
10.02. | 6 | 106.5015 |  | 106.5015 | 0 | 0 | 0 | 0
10.02. | 7 | 106.5015 |  | 106.5015 | 0 | 0 | 0 | 0
10.02. | 8 | 106.5015 |  | 106.5015 | 0 | 0 | 0 | 0
10.02. | 9 | 106.5015 |  | 106.5015 | 0 | 0 | 0 | 0
10.02. | 10 | 106.5015 |  | 106.5015 | 0 | 0 | 0 | 0
10.02. | 11 | 103.6515 |  | 103.6515 | 0 | 0 | 0 | 0
10.02. | 12 | 100.3514 |  | 100.3514 | 0 | 0 | 0 | 0
10.02. | 13 | 100.3514 |  | 100.3514 | 0 | 0 | 0 | 0
10.02. | 14 | 100.3514 |  | 100.3514 | 0 | 0 | 0 | 0
10.02. | 15 | 100.3514 |  | 100.3514 | 0 | 0 | 0 | 0
10.02. | 16 | 100.3514 |  | 100.3514 | 0 | 0 | 0 | 0
10.02. | 17 | 100.3514 |  | 100.3514 | 0 | 0 | 0 | 0
10.02. | 18 | 100.5014 |  | 100.5014 | 0 | 0 | 0 | 0
10.02. | 19 | 100.3514 |  | 100.3514 | 0 | 0 | 0 | 0
10.02. | 20 | 100.3514 |  | 100.3514 | 0 | 0 | 0 | 0
10.02. | 21 | 100.5014 |  | 100.5014 | 0 | 0 | 0 | 0
10.02. | 22 | 100.5014 |  | 100.5014 | 0 | 0 | 0 | 0
10.02. | 23 | 100.3514 |  | 100.3514 | 0 | 0 | 0 | 0
10.02. | 24 | 100.5014 |  | 100.5014 | 0 | 0 | 0 | 0
11.02. | 1 | 101.5514 |  | 101.5514 | 0 | 0 | 0 | 0
11.02. | 2 | 103.5015 |  | 103.5015 | 0 | 0 | 0 | 0
11.02. | 3 | 103.5015 |  | 103.5015 | 0 | 0 | 0 | 0
11.02. | 4 | 103.5015 |  | 103.5015 | 0 | 0 | 0 | 0
11.02. | 5 | 103.5015 |  | 103.5015 | 0 | 0 | 0 | 0
11.02. | 6 | 103.5015 |  | 103.5015 | 0 | 0 | 0 | 0
11.02. | 7 | 103.5015 |  | 103.5015 | 0 | 0 | 0 | 0
11.02. | 8 | 103.5015 |  | 103.5015 | 0 | 0 | 0 | 0
11.02. | 9 | 103.8015 |  | 103.8015 | 0 | 0 | 0 | 0
11.02. | 10 | 106.6515 |  | 106.6515 | 0 | 0 | 0 | 0
11.02. | 11 | 106.6515 |  | 106.6515 | 0 | 0 | 0 | 0
11.02. | 12 | 106.6515 |  | 106.6515 | 0 | 0 | 0 | 0
11.02. | 13 | 106.5015 |  | 106.5015 | 0 | 0 | 0 | 0
11.02. | 14 | 106.3515 |  | 106.3515 | 0 | 0 | 0 | 0
11.02. | 15 | 106.5015 |  | 106.5015 | 0 | 0 | 0 | 0
11.02. | 16 | 106.5015 |  | 106.5015 | 0 | 0 | 0 | 0
11.02. | 17 | 106.5015 |  | 106.5015 | 0 | 0 | 0 | 0
11.02. | 18 | 106.5015 |  | 106.5015 | 0 | 0 | 0 | 0
11.02. | 19 | 106.6515 |  | 106.6515 | 0 | 0 | 0 | 0
11.02. | 20 | 106.6515 |  | 106.6515 | 0 | 0 | 0 | 0
11.02. | 21 | 106.6515 |  | 106.6515 | 0 | 0 | 0 | 0
11.02. | 22 | 106.6515 |  | 106.6515 | 0 | 0 | 0 | 0
11.02. | 23 | 106.6515 |  | 106.6515 | 0 | 0 | 0 | 0
11.02. | 24 | 106.6515 |  | 106.6515 | 0 | 0 | 0 | 0
12.02. | 1 | 107.4015 |  | 107.4015 | 0 | 0 | 0 | 0
12.02. | 2 | 109.6515 |  | 109.6515 | 0 | 0 | 0 | 0
12.02. | 3 | 109.6515 |  | 109.6515 | 0 | 0 | 0 | 0
12.02. | 4 | 109.6515 |  | 109.6515 | 0 | 0 | 0 | 0
12.02. | 5 | 109.6515 |  | 109.6515 | 0 | 0 | 0 | 0
12.02. | 6 | 109.6515 |  | 109.6515 | 0 | 0 | 0 | 0
12.02. | 7 | 109.6515 |  | 109.6515 | 0 | 0 | 0 | 0
12.02. | 8 | 109.6515 |  | 109.6515 | 0 | 0 | 0 | 0
12.02. | 9 | 109.6515 |  | 109.6515 | 0 | 0 | 0 | 0
12.02. | 10 | 109.6515 |  | 109.6515 | 0 | 0 | 0 | 0
12.02. | 11 | 109.5015 |  | 109.5015 | 0 | 0 | 0 | 0
12.02. | 12 | 109.5015 |  | 109.5015 | 0 | 0 | 0 | 0
12.02. | 13 | 109.5015 |  | 109.5015 | 0 | 0 | 0 | 0
12.02. | 14 | 113.4016 |  | 113.4016 | 0 | 0 | 0 | 0
12.02. | 15 | 114.0016 |  | 114.0016 | 0 | 0 | 0 | 0
12.02. | 16 | 113.8516 |  | 113.8516 | 0 | 0 | 0 | 0
12.02. | 17 | 113.7016 |  | 113.7016 | 0 | 0 | 0 | 0
12.02. | 18 | 113.7016 |  | 113.7016 | 0 | 0 | 0 | 0
12.02. | 19 | 113.8516 |  | 113.8516 | 0 | 0 | 0 | 0
12.02. | 20 | 113.7016 |  | 113.7016 | 0 | 0 | 0 | 0
12.02. | 21 | 113.7016 |  | 113.7016 | 0 | 0 | 0 | 0
12.02. | 22 | 113.7016 |  | 113.7016 | 0 | 0 | 0 | 0
12.02. | 23 | 113.8516 |  | 113.8516 | 0 | 0 | 0 | 0
12.02. | 24 | 111.0016 |  | 111.0016 | 0 | 0 | 0 | 0
13.02. | 1 | 109.2015 |  | 109.2015 | 0 | 0 | 0 | 0
13.02. | 2 | 104.4015 |  | 104.4015 | 0 | 0 | 0 | 0
13.02. | 3 | 101.8514 |  | 101.8514 | 0 | 0 | 0 | 0
13.02. | 4 | 101.8514 |  | 101.8514 | 0 | 0 | 0 | 0
13.02. | 5 | 101.8514 |  | 101.8514 | 0 | 0 | 0 | 0
13.02. | 6 | 101.7014 |  | 101.7014 | 0 | 0 | 0 | 0
13.02. | 7 | 101.8514 |  | 101.8514 | 0 | 0 | 0 | 0
13.02. | 8 | 101.7014 |  | 101.7014 | 0 | 0 | 0 | 0
13.02. | 9 | 103.9515 |  | 103.9515 | 0 | 0 | 0 | 0
13.02. | 10 | 106.0515 |  | 106.0515 | 0 | 0 | 0 | 0
13.02. | 11 | 106.2015 |  | 106.2015 | 0 | 0 | 0 | 0
13.02. | 12 | 106.0515 |  | 106.0515 | 0 | 0 | 0 | 0
13.02. | 13 | 105.9015 |  | 105.9015 | 0 | 0 | 0 | 0
13.02. | 14 | 105.7515 |  | 105.7515 | 0 | 0 | 0 | 0
13.02. | 15 | 105.7515 |  | 105.7515 | 0 | 0 | 0 | 0
13.02. | 16 | 105.7515 |  | 105.7515 | 0 | 0 | 0 | 0
13.02. | 17 | 105.7515 |  | 105.7515 | 0 | 0 | 0 | 0
13.02. | 18 | 105.7515 |  | 105.7515 | 0 | 0 | 0 | 0
13.02. | 19 | 105.9015 |  | 105.9015 | 0 | 0 | 0 | 0
13.02. | 20 | 105.7515 |  | 105.7515 | 0 | 0 | 0 | 0
13.02. | 21 | 105.7515 |  | 105.7515 | 0 | 0 | 0 | 0
13.02. | 22 | 105.7515 |  | 105.7515 | 0 | 0 | 0 | 0
13.02. | 23 | 106.9515 |  | 106.9515 | 0 | 0 | 0 | 0
13.02. | 24 | 107.4015 |  | 107.4015 | 0 | 0 | 0 | 0
14.02. | 1 | 107.2515 |  | 107.2515 | 0 | 0 | 0 | 0
14.02. | 2 | 107.2515 |  | 107.2515 | 0 | 0 | 0 | 0
14.02. | 3 | 107.4015 |  | 107.4015 | 0 | 0 | 0 | 0
14.02. | 4 | 107.2515 |  | 107.2515 | 0 | 0 | 0 | 0
14.02. | 5 | 107.4015 |  | 107.4015 | 0 | 0 | 0 | 0
14.02. | 6 | 107.4015 |  | 107.4015 | 0 | 0 | 0 | 0
14.02. | 7 | 107.2515 |  | 107.2515 | 0 | 0 | 0 | 0
14.02. | 8 | 107.2515 |  | 107.2515 | 0 | 0 | 0 | 0
14.02. | 9 | 107.2515 |  | 107.2515 | 0 | 0 | 0 | 0
14.02. | 10 | 107.2515 |  | 107.2515 | 0 | 0 | 0 | 0
14.02. | 11 | 107.2515 |  | 107.2515 | 0 | 0 | 0 | 0
14.02. | 12 | 107.2515 |  | 107.2515 | 0 | 0 | 0 | 0
14.02. | 13 | 107.2515 |  | 107.2515 | 0 | 0 | 0 | 0
14.02. | 14 | 107.2515 |  | 107.2515 | 0 | 0 | 0 | 0
14.02. | 15 | 107.2515 |  | 107.2515 | 0 | 0 | 0 | 0
14.02. | 16 | 107.2515 |  | 107.2515 | 0 | 0 | 0 | 0
14.02. | 17 | 107.2515 |  | 107.2515 | 0 | 0 | 0 | 0
14.02. | 18 | 107.2515 |  | 107.2515 | 0 | 0 | 0 | 0
14.02. | 19 | 107.2515 |  | 107.2515 | 0 | 0 | 0 | 0
14.02. | 20 | 107.4015 |  | 107.4015 | 0 | 0 | 0 | 0
14.02. | 21 | 107.2515 |  | 107.2515 | 0 | 0 | 0 | 0
14.02. | 22 | 107.2515 |  | 107.2515 | 0 | 0 | 0 | 0
14.02. | 23 | 107.2515 |  | 107.2515 | 0 | 0 | 0 | 0
14.02. | 24 | 106.5015 |  | 106.5015 | 0 | 0 | 0 | 0
15.02. | 1 | 103.3515 |  | 103.3515 | 0 | 0 | 0 | 0
15.02. | 2 | 103.3515 |  | 103.3515 | 0 | 0 | 0 | 0
15.02. | 3 | 103.3515 |  | 103.3515 | 0 | 0 | 0 | 0
15.02. | 4 | 103.3515 |  | 103.3515 | 0 | 0 | 0 | 0
15.02. | 5 | 103.3515 |  | 103.3515 | 0 | 0 | 0 | 0
15.02. | 6 | 103.3515 |  | 103.3515 | 0 | 0 | 0 | 0
15.02. | 7 | 103.3515 |  | 103.3515 | 0 | 0 | 0 | 0
15.02. | 8 | 106.2015 |  | 106.2015 | 0 | 0 | 0 | 0
15.02. | 9 | 106.3515 |  | 106.3515 | 0 | 0 | 0 | 0
15.02. | 10 | 106.3515 |  | 106.3515 | 0 | 0 | 0 | 0
15.02. | 11 | 108.7515 |  | 108.7515 | 0 | 0 | 0 | 0
15.02. | 12 | 111.0016 |  | 111.0016 | 0 | 0 | 0 | 0
15.02. | 13 | 111.0016 |  | 111.0016 | 0 | 0 | 0 | 0
15.02. | 14 | 110.8516 |  | 110.8516 | 0 | 0 | 0 | 0
15.02. | 15 | 110.8516 |  | 110.8516 | 0 | 0 | 0 | 0
15.02. | 16 | 111.0016 |  | 111.0016 | 0 | 0 | 0 | 0
15.02. | 17 | 110.8516 |  | 110.8516 | 0 | 0 | 0 | 0
15.02. | 18 | 110.8516 |  | 110.8516 | 0 | 0 | 0 | 0
15.02. | 19 | 111.0016 |  | 111.0016 | 0 | 0 | 0 | 0
15.02. | 20 | 111.0016 |  | 111.0016 | 0 | 0 | 0 | 0
15.02. | 21 | 111.0016 |  | 111.0016 | 0 | 0 | 0 | 0
15.02. | 22 | 111.0016 |  | 111.0016 | 0 | 0 | 0 | 0
15.02. | 23 | 107.5515 |  | 107.5515 | 0 | 0 | 0 | 0
15.02. | 24 | 105.6015 |  | 105.6015 | 0 | 0 | 0 | 0
16.02. | 1 | 102.3014 |  | 102.3014 | 0 | 0 | 0 | 0
16.02. | 2 | 101.1014 |  | 101.1014 | 0 | 0 | 0 | 0
16.02. | 3 | 100.9514 |  | 100.9514 | 0 | 0 | 0 | 0
16.02. | 4 | 100.9514 |  | 100.9514 | 0 | 0 | 0 | 0
16.02. | 5 | 100.9514 |  | 100.9514 | 0 | 0 | 0 | 0
16.02. | 6 | 100.9514 |  | 100.9514 | 0 | 0 | 0 | 0
16.02. | 7 | 100.9514 |  | 100.9514 | 0 | 0 | 0 | 0
16.02. | 8 | 100.9514 |  | 100.9514 | 0 | 0 | 0 | 0
16.02. | 9 | 100.9514 |  | 100.9514 | 0 | 0 | 0 | 0
16.02. | 10 | 101.5514 |  | 101.5514 | 0 | 0 | 0 | 0
16.02. | 11 | 101.1014 |  | 101.1014 | 0 | 0 | 0 | 0
16.02. | 12 | 100.9514 |  | 100.9514 | 0 | 0 | 0 | 0
16.02. | 13 | 101.5514 |  | 101.5514 | 0 | 0 | 0 | 0
16.02. | 14 | 101.5514 |  | 101.5514 | 0 | 0 | 0 | 0
16.02. | 15 | 101.1014 |  | 101.1014 | 0 | 0 | 0 | 0
16.02. | 16 | 101.1014 |  | 101.1014 | 0 | 0 | 0 | 0
16.02. | 17 | 101.1014 |  | 101.1014 | 0 | 0 | 0 | 0
16.02. | 18 | 101.1014 |  | 101.1014 | 0 | 0 | 0 | 0
16.02. | 19 | 101.1014 |  | 101.1014 | 0 | 0 | 0 | 0
16.02. | 20 | 101.1014 |  | 101.1014 | 0 | 0 | 0 | 0
16.02. | 21 | 101.1014 |  | 101.1014 | 0 | 0 | 0 | 0
16.02. | 22 | 101.1014 |  | 101.1014 | 0 | 0 | 0 | 0
16.02. | 23 | 101.1014 |  | 101.1014 | 0 | 0 | 0 | 0
16.02. | 24 | 101.1014 |  | 101.1014 | 0 | 0 | 0 | 0
17.02. | 1 | 101.1014 |  | 101.1014 | 0 | 0 | 0 | 0
17.02. | 2 | 101.1014 |  | 101.1014 | 0 | 0 | 0 | 0
17.02. | 3 | 101.2514 |  | 101.2514 | 0 | 0 | 0 | 0
17.02. | 4 | 101.2514 |  | 101.2514 | 0 | 0 | 0 | 0
17.02. | 5 | 99.6014 |  | 99.6014 | 0 | 0 | 0 | 0
17.02. | 6 | 97.6514 |  | 97.6514 | 0 | 0 | 0 | 0
17.02. | 7 | 100.3514 |  | 100.3514 | 0 | 0 | 0 | 0
17.02. | 8 | 100.6514 |  | 100.6514 | 0 | 0 | 0 | 0
17.02. | 9 | 101.2514 |  | 101.2514 | 0 | 0 | 0 | 0
17.02. | 10 | 101.5514 |  | 101.5514 | 0 | 0 | 0 | 0
17.02. | 11 | 101.4014 |  | 101.4014 | 0 | 0 | 0 | 0
17.02. | 12 | 97.8014 |  | 97.8014 | 0 | 0 | 0 | 0
17.02. | 13 | 95.1013 |  | 95.1013 | 0 | 0 | 0 | 0
17.02. | 14 | 100.9514 |  | 100.9514 | 0 | 0 | 0 | 0
17.02. | 15 | 101.4014 |  | 101.4014 | 0 | 0 | 0 | 0
17.02. | 16 | 101.1014 |  | 101.1014 | 0 | 0 | 0 | 0
17.02. | 17 | 106.3515 |  | 106.3515 | 0 | 0 | 0 | 0
17.02. | 18 | 110.2516 |  | 110.2516 | 0 | 0 | 0 | 0
17.02. | 19 | 110.1016 |  | 110.1016 | 0 | 0 | 0 | 0
17.02. | 20 | 110.1016 |  | 110.1016 | 0 | 0 | 0 | 0
17.02. | 21 | 110.1016 |  | 110.1016 | 0 | 0 | 0 | 0
17.02. | 22 | 110.2516 |  | 110.2516 | 0 | 0 | 0 | 0
17.02. | 23 | 110.4016 |  | 110.4016 | 0 | 0 | 0 | 0
17.02. | 24 | 110.4016 |  | 110.4016 | 0 | 0 | 0 | 0
18.02. | 1 | 110.4016 |  | 110.4016 | 0 | 0 | 0 | 0
18.02. | 2 | 108.0015 |  | 108.0015 | 0 | 0 | 0 | 0
18.02. | 3 | 110.4016 |  | 110.4016 | 0 | 0 | 0 | 0
18.02. | 4 | 110.4016 |  | 110.4016 | 0 | 0 | 0 | 0
18.02. | 5 | 109.6515 |  | 109.6515 | 0 | 0 | 0 | 0
18.02. | 6 | 108.3015 |  | 108.3015 | 0 | 0 | 0 | 0
18.02. | 7 | 106.2015 |  | 106.2015 | 0 | 0 | 0 | 0
18.02. | 8 | 107.1015 |  | 107.1015 | 0 | 0 | 0 | 0
18.02. | 9 | 110.2516 |  | 110.2516 | 0 | 0 | 0 | 0
18.02. | 10 | 110.2516 |  | 110.2516 | 0 | 0 | 0 | 0
18.02. | 11 | 110.2516 |  | 110.2516 | 0 | 0 | 0 | 0
18.02. | 12 | 110.5516 |  | 110.5516 | 0 | 0 | 0 | 0
18.02. | 13 | 110.2516 |  | 110.2516 | 0 | 0 | 0 | 0
18.02. | 14 | 110.2516 |  | 110.2516 | 0 | 0 | 0 | 0
18.02. | 15 | 110.4016 |  | 110.4016 | 0 | 0 | 0 | 0
18.02. | 16 | 110.2516 |  | 110.2516 | 0 | 0 | 0 | 0
18.02. | 17 | 110.1016 |  | 110.1016 | 0 | 0 | 0 | 0
18.02. | 18 | 110.1016 |  | 110.1016 | 0 | 0 | 0 | 0
18.02. | 19 | 110.2516 |  | 110.2516 | 0 | 0 | 0 | 0
18.02. | 20 | 110.2516 |  | 110.2516 | 0 | 0 | 0 | 0
18.02. | 21 | 110.2516 |  | 110.2516 | 0 | 0 | 0 | 0
18.02. | 22 | 110.2516 |  | 110.2516 | 0 | 0 | 0 | 0
18.02. | 23 | 110.2516 |  | 110.2516 | 0 | 0 | 0 | 0
18.02. | 24 | 110.2516 |  | 110.2516 | 0 | 0 | 0 | 0
19.02. | 1 | 110.1016 |  | 110.1016 | 0 | 0 | 0 | 0
19.02. | 2 | 110.1016 |  | 110.1016 | 0 | 0 | 0 | 0
19.02. | 3 | 109.6515 |  | 109.6515 | 0 | 0 | 0 | 0
19.02. | 4 | 105.6015 |  | 105.6015 | 0 | 0 | 0 | 0
19.02. | 5 | 105.6015 |  | 105.6015 | 0 | 0 | 0 | 0
19.02. | 6 | 105.7515 |  | 105.7515 | 0 | 0 | 0 | 0
19.02. | 7 | 105.6015 |  | 105.6015 | 0 | 0 | 0 | 0
19.02. | 8 | 105.6015 |  | 105.6015 | 0 | 0 | 0 | 0
19.02. | 9 | 105.6015 |  | 105.6015 | 0 | 0 | 0 | 0
19.02. | 10 | 105.6015 |  | 105.6015 | 0 | 0 | 0 | 0
19.02. | 11 | 105.6015 |  | 105.6015 | 0 | 0 | 0 | 0
19.02. | 12 | 105.9015 |  | 105.9015 | 0 | 0 | 0 | 0
19.02. | 13 | 106.3515 |  | 106.3515 | 0 | 0 | 0 | 0
19.02. | 14 | 110.5516 |  | 110.5516 | 0 | 0 | 0 | 0
19.02. | 15 | 110.1016 |  | 110.1016 | 0 | 0 | 0 | 0
19.02. | 16 | 110.1016 |  | 110.1016 | 0 | 0 | 0 | 0
19.02. | 17 | 110.1016 |  | 110.1016 | 0 | 0 | 0 | 0
19.02. | 18 | 110.2516 |  | 110.2516 | 0 | 0 | 0 | 0
19.02. | 19 | 110.1016 |  | 110.1016 | 0 | 0 | 0 | 0
19.02. | 20 | 110.2516 |  | 110.2516 | 0 | 0 | 0 | 0
19.02. | 21 | 110.1016 |  | 110.1016 | 0 | 0 | 0 | 0
19.02. | 22 | 110.1016 |  | 110.1016 | 0 | 0 | 0 | 0
19.02. | 23 | 110.2516 |  | 110.2516 | 0 | 0 | 0 | 0
19.02. | 24 | 110.2516 |  | 110.2516 | 0 | 0 | 0 | 0
20.02. | 1 | 110.1016 |  | 110.1016 | 0 | 0 | 0 | 0
20.02. | 2 | 110.1016 |  | 110.1016 | 0 | 0 | 0 | 0
20.02. | 3 | 110.1016 |  | 110.1016 | 0 | 0 | 0 | 0
20.02. | 4 | 110.2516 |  | 110.2516 | 0 | 0 | 0 | 0
20.02. | 5 | 110.2516 |  | 110.2516 | 0 | 0 | 0 | 0
20.02. | 6 | 110.2516 |  | 110.2516 | 0 | 0 | 0 | 0
20.02. | 7 | 108.4515 |  | 108.4515 | 0 | 0 | 0 | 0
20.02. | 8 | 105.9015 |  | 105.9015 | 0 | 0 | 0 | 0
20.02. | 9 | 110.4016 |  | 110.4016 | 0 | 0 | 0 | 0
20.02. | 10 | 110.4016 |  | 110.4016 | 0 | 0 | 0 | 0
20.02. | 11 | 110.1016 |  | 110.1016 | 0 | 0 | 0 | 0
20.02. | 12 | 110.2516 |  | 110.2516 | 0 | 0 | 0 | 0
20.02. | 13 | 110.5516 |  | 110.5516 | 0 | 0 | 0 | 0
20.02. | 14 | 110.5516 |  | 110.5516 | 0 | 0 | 0 | 0
20.02. | 15 | 110.2516 |  | 110.2516 | 0 | 0 | 0 | 0
20.02. | 16 | 110.2516 |  | 110.2516 | 0 | 0 | 0 | 0
20.02. | 17 | 110.1016 |  | 110.1016 | 0 | 0 | 0 | 0
20.02. | 18 | 110.2516 |  | 110.2516 | 0 | 0 | 0 | 0
20.02. | 19 | 110.2516 |  | 110.2516 | 0 | 0 | 0 | 0
20.02. | 20 | 110.2516 |  | 110.2516 | 0 | 0 | 0 | 0
20.02. | 21 | 110.2516 |  | 110.2516 | 0 | 0 | 0 | 0
20.02. | 22 | 110.2516 |  | 110.2516 | 0 | 0 | 0 | 0
20.02. | 23 | 110.2516 |  | 110.2516 | 0 | 0 | 0 | 0
20.02. | 24 | 106.2015 |  | 106.2015 | 0 | 0 | 0 | 0
21.02. | 1 | 105.6015 |  | 105.6015 | 0 | 0 | 0 | 0
21.02. | 2 | 105.6015 |  | 105.6015 | 0 | 0 | 0 | 0
21.02. | 3 | 105.6015 |  | 105.6015 | 0 | 0 | 0 | 0
21.02. | 4 | 105.6015 |  | 105.6015 | 0 | 0 | 0 | 0
21.02. | 5 | 105.6015 |  | 105.6015 | 0 | 0 | 0 | 0
21.02. | 6 | 105.6015 |  | 105.6015 | 0 | 0 | 0 | 0
21.02. | 7 | 105.6015 |  | 105.6015 | 0 | 0 | 0 | 0
21.02. | 8 | 107.7015 |  | 107.7015 | 0 | 0 | 0 | 0
21.02. | 9 | 110.1016 |  | 110.1016 | 0 | 0 | 0 | 0
21.02. | 10 | 110.2516 |  | 110.2516 | 0 | 0 | 0 | 0
21.02. | 11 | 110.1016 |  | 110.1016 | 0 | 0 | 0 | 0
21.02. | 12 | 110.1016 |  | 110.1016 | 0 | 0 | 0 | 0
21.02. | 13 | 110.1016 |  | 110.1016 | 0 | 0 | 0 | 0
21.02. | 14 | 110.1016 |  | 110.1016 | 0 | 0 | 0 | 0
21.02. | 15 | 110.1016 |  | 110.1016 | 0 | 0 | 0 | 0
21.02. | 16 | 110.1016 |  | 110.1016 | 0 | 0 | 0 | 0
21.02. | 17 | 110.1016 |  | 110.1016 | 0 | 0 | 0 | 0
21.02. | 18 | 110.2516 |  | 110.2516 | 0 | 0 | 0 | 0
21.02. | 19 | 110.2516 |  | 110.2516 | 0 | 0 | 0 | 0
21.02. | 20 | 110.2516 |  | 110.2516 | 0 | 0 | 0 | 0
21.02. | 21 | 110.1016 |  | 110.1016 | 0 | 0 | 0 | 0
21.02. | 22 | 110.1016 |  | 110.1016 | 0 | 0 | 0 | 0
21.02. | 23 | 110.2516 |  | 110.2516 | 0 | 0 | 0 | 0
21.02. | 24 | 110.2516 |  | 110.2516 | 0 | 0 | 0 | 0
22.02. | 1 | 107.8515 |  | 107.8515 | 0 | 0 | 0 | 0
22.02. | 2 | 105.6015 |  | 105.6015 | 0 | 0 | 0 | 0
22.02. | 3 | 105.6015 |  | 105.6015 | 0 | 0 | 0 | 0
22.02. | 4 | 105.6015 |  | 105.6015 | 0 | 0 | 0 | 0
22.02. | 5 | 105.6015 |  | 105.6015 | 0 | 0 | 0 | 0
22.02. | 6 | 105.6015 |  | 105.6015 | 0 | 0 | 0 | 0
22.02. | 7 | 105.6015 |  | 105.6015 | 0 | 0 | 0 | 0
22.02. | 8 | 105.6015 |  | 105.6015 | 0 | 0 | 0 | 0
22.02. | 9 | 105.6015 |  | 105.6015 | 0 | 0 | 0 | 0
22.02. | 10 | 105.6015 |  | 105.6015 | 0 | 0 | 0 | 0
22.02. | 11 | 105.6015 |  | 105.6015 | 0 | 0 | 0 | 0
22.02. | 12 | 105.6015 |  | 105.6015 | 0 | 0 | 0 | 0
22.02. | 13 | 105.6015 |  | 105.6015 | 0 | 0 | 0 | 0
22.02. | 14 | 105.6015 |  | 105.6015 | 0 | 0 | 0 | 0
22.02. | 15 | 105.6015 |  | 105.6015 | 0 | 0 | 0 | 0
22.02. | 16 | 105.6015 |  | 105.6015 | 0 | 0 | 0 | 0
22.02. | 17 | 105.6015 |  | 105.6015 | 0 | 0 | 0 | 0
22.02. | 18 | 105.6015 |  | 105.6015 | 0 | 0 | 0 | 0
22.02. | 19 | 105.6015 |  | 105.6015 | 0 | 0 | 0 | 0
22.02. | 20 | 105.6015 |  | 105.6015 | 0 | 0 | 0 | 0
22.02. | 21 | 105.6015 |  | 105.6015 | 0 | 0 | 0 | 0
22.02. | 22 | 105.6015 |  | 105.6015 | 0 | 0 | 0 | 0
22.02. | 23 | 105.6015 |  | 105.6015 | 0 | 0 | 0 | 0
22.02. | 24 | 105.6015 |  | 105.6015 | 0 | 0 | 0 | 0
23.02. | 1 | 105.6015 |  | 105.6015 | 0 | 0 | 0 | 0
23.02. | 2 | 105.6015 |  | 105.6015 | 0 | 0 | 0 | 0
23.02. | 3 | 105.6015 |  | 105.6015 | 0 | 0 | 0 | 0
23.02. | 4 | 105.6015 |  | 105.6015 | 0 | 0 | 0 | 0
23.02. | 5 | 105.6015 |  | 105.6015 | 0 | 0 | 0 | 0
23.02. | 6 | 105.6015 |  | 105.6015 | 0 | 0 | 0 | 0
23.02. | 7 | 105.6015 |  | 105.6015 | 0 | 0 | 0 | 0
23.02. | 8 | 105.6015 |  | 105.6015 | 0 | 0 | 0 | 0
23.02. | 9 | 105.7515 |  | 105.7515 | 0 | 0 | 0 | 0
23.02. | 10 | 106.0515 |  | 106.0515 | 0 | 0 | 0 | 0
23.02. | 11 | 106.0515 |  | 106.0515 | 0 | 0 | 0 | 0
23.02. | 12 | 105.7515 |  | 105.7515 | 0 | 0 | 0 | 0
23.02. | 13 | 105.7515 |  | 105.7515 | 0 | 0 | 0 | 0
23.02. | 14 | 105.7515 |  | 105.7515 | 0 | 0 | 0 | 0
23.02. | 15 | 107.5515 |  | 107.5515 | 0 | 0 | 0 | 0
23.02. | 16 | 110.4016 |  | 110.4016 | 0 | 0 | 0 | 0
23.02. | 17 | 110.2516 |  | 110.2516 | 0 | 0 | 0 | 0
23.02. | 18 | 110.2516 |  | 110.2516 | 0 | 0 | 0 | 0
23.02. | 19 | 110.2516 |  | 110.2516 | 0 | 0 | 0 | 0
23.02. | 20 | 110.4016 |  | 110.4016 | 0 | 0 | 0 | 0
23.02. | 21 | 110.2516 |  | 110.2516 | 0 | 0 | 0 | 0
23.02. | 22 | 110.2516 |  | 110.2516 | 0 | 0 | 0 | 0
23.02. | 23 | 110.2516 |  | 110.2516 | 0 | 0 | 0 | 0
23.02. | 24 | 110.2516 |  | 110.2516 | 0 | 0 | 0 | 0
24.02. | 1 | 110.2516 |  | 110.2516 | 0 | 0 | 0 | 0
24.02. | 2 | 106.6515 |  | 106.6515 | 0 | 0 | 0 | 0
24.02. | 3 | 105.7515 |  | 105.7515 | 0 | 0 | 0 | 0
24.02. | 4 | 105.7515 |  | 105.7515 | 0 | 0 | 0 | 0
24.02. | 5 | 105.7515 |  | 105.7515 | 0 | 0 | 0 | 0
24.02. | 6 | 105.7515 |  | 105.7515 | 0 | 0 | 0 | 0
24.02. | 7 | 105.7515 |  | 105.7515 | 0 | 0 | 0 | 0
24.02. | 8 | 110.1016 |  | 110.1016 | 0 | 0 | 0 | 0
24.02. | 9 | 110.2516 |  | 110.2516 | 0 | 0 | 0 | 0
24.02. | 10 | 110.2516 |  | 110.2516 | 0 | 0 | 0 | 0
24.02. | 11 | 110.2516 |  | 110.2516 | 0 | 0 | 0 | 0
24.02. | 12 | 110.2516 |  | 110.2516 | 0 | 0 | 0 | 0
24.02. | 13 | 110.2516 |  | 110.2516 | 0 | 0 | 0 | 0
24.02. | 14 | 110.5516 |  | 110.5516 | 0 | 0 | 0 | 0
24.02. | 15 | 110.8516 |  | 110.8516 | 0 | 0 | 0 | 0
24.02. | 16 | 110.7016 |  | 110.7016 | 0 | 0 | 0 | 0
24.02. | 17 | 110.4016 |  | 110.4016 | 0 | 0 | 0 | 0
24.02. | 18 | 110.2516 |  | 110.2516 | 0 | 0 | 0 | 0
24.02. | 19 | 110.4016 |  | 110.4016 | 0 | 0 | 0 | 0
24.02. | 20 | 110.2516 |  | 110.2516 | 0 | 0 | 0 | 0
24.02. | 21 | 110.4016 |  | 110.4016 | 0 | 0 | 0 | 0
24.02. | 22 | 110.2516 |  | 110.2516 | 0 | 0 | 0 | 0
24.02. | 23 | 110.2516 |  | 110.2516 | 0 | 0 | 0 | 0
24.02. | 24 | 110.2516 |  | 110.2516 | 0 | 0 | 0 | 0
25.02. | 1 | 108.1515 |  | 108.1515 | 0 | 0 | 0 | 0
25.02. | 2 | 105.7515 |  | 105.7515 | 0 | 0 | 0 | 0
25.02. | 3 | 105.7515 |  | 105.7515 | 0 | 0 | 0 | 0
25.02. | 4 | 105.7515 |  | 105.7515 | 0 | 0 | 0 | 0
25.02. | 5 | 105.7515 |  | 105.7515 | 0 | 0 | 0 | 0
25.02. | 6 | 105.7515 |  | 105.7515 | 0 | 0 | 0 | 0
25.02. | 7 | 105.7515 |  | 105.7515 | 0 | 0 | 0 | 0
25.02. | 8 | 105.7515 |  | 105.7515 | 0 | 0 | 0 | 0
25.02. | 9 | 109.5015 |  | 109.5015 | 0 | 0 | 0 | 0
25.02. | 10 | 110.5516 |  | 110.5516 | 0 | 0 | 0 | 0
25.02. | 11 | 110.7016 |  | 110.7016 | 0 | 0 | 0 | 0
25.02. | 12 | 110.7016 |  | 110.7016 | 0 | 0 | 0 | 0
25.02. | 13 | 110.2516 |  | 110.2516 | 0 | 0 | 0 | 0
25.02. | 14 | 110.2516 |  | 110.2516 | 0 | 0 | 0 | 0
25.02. | 15 | 110.2516 |  | 110.2516 | 0 | 0 | 0 | 0
25.02. | 16 | 110.2516 |  | 110.2516 | 0 | 0 | 0 | 0
25.02. | 17 | 110.1016 |  | 110.1016 | 0 | 0 | 0 | 0
25.02. | 18 | 110.1016 |  | 110.1016 | 0 | 0 | 0 | 0
25.02. | 19 | 110.2516 |  | 110.2516 | 0 | 0 | 0 | 0
25.02. | 20 | 110.2516 |  | 110.2516 | 0 | 0 | 0 | 0
25.02. | 21 | 110.2516 |  | 110.2516 | 0 | 0 | 0 | 0
25.02. | 22 | 110.2516 |  | 110.2516 | 0 | 0 | 0 | 0
25.02. | 23 | 110.2516 |  | 110.2516 | 0 | 0 | 0 | 0
25.02. | 24 | 110.2516 |  | 110.2516 | 0 | 0 | 0 | 0
26.02. | 1 | 110.2516 |  | 110.2516 | 0 | 0 | 0 | 0
26.02. | 2 | 110.2516 |  | 110.2516 | 0 | 0 | 0 | 0
26.02. | 3 | 110.2516 |  | 110.2516 | 0 | 0 | 0 | 0
26.02. | 4 | 110.2516 |  | 110.2516 | 0 | 0 | 0 | 0
26.02. | 5 | 110.4016 |  | 110.4016 | 0 | 0 | 0 | 0
26.02. | 6 | 110.2516 |  | 110.2516 | 0 | 0 | 0 | 0
26.02. | 7 | 107.8515 |  | 107.8515 | 0 | 0 | 0 | 0
26.02. | 8 | 105.7515 |  | 105.7515 | 0 | 0 | 0 | 0
26.02. | 9 | 110.2516 |  | 110.2516 | 0 | 0 | 0 | 0
26.02. | 10 | 110.2516 |  | 110.2516 | 0 | 0 | 0 | 0
26.02. | 11 | 110.2516 |  | 110.2516 | 0 | 0 | 0 | 0
26.02. | 12 | 110.2516 |  | 110.2516 | 0 | 0 | 0 | 0
26.02. | 13 | 110.2516 |  | 110.2516 | 0 | 0 | 0 | 0
26.02. | 14 | 110.4016 |  | 110.4016 | 0 | 0 | 0 | 0
26.02. | 15 | 110.2516 |  | 110.2516 | 0 | 0 | 0 | 0
26.02. | 16 | 110.2516 |  | 110.2516 | 0 | 0 | 0 | 0
26.02. | 17 | 110.2516 |  | 110.2516 | 0 | 0 | 0 | 0
26.02. | 18 | 110.2516 |  | 110.2516 | 0 | 0 | 0 | 0
26.02. | 19 | 110.4016 |  | 110.4016 | 0 | 0 | 0 | 0
26.02. | 20 | 110.2516 |  | 110.2516 | 0 | 0 | 0 | 0
26.02. | 21 | 110.2516 |  | 110.2516 | 0 | 0 | 0 | 0
26.02. | 22 | 110.2516 |  | 110.2516 | 0 | 0 | 0 | 0
26.02. | 23 | 110.2516 |  | 110.2516 | 0 | 0 | 0 | 0
26.02. | 24 | 107.7015 |  | 107.7015 | 0 | 0 | 0 | 0
27.02. | 1 | 105.6015 |  | 105.6015 | 0 | 0 | 0 | 0
27.02. | 2 | 102.7515 |  | 102.7515 | 0 | 0 | 0 | 0
27.02. | 3 | 102.3014 |  | 102.3014 | 0 | 0 | 0 | 0
27.02. | 4 | 102.4514 |  | 102.4514 | 0 | 0 | 0 | 0
27.02. | 5 | 102.4514 |  | 102.4514 | 0 | 0 | 0 | 0
27.02. | 6 | 102.4514 |  | 102.4514 | 0 | 0 | 0 | 0
27.02. | 7 | 102.4514 |  | 102.4514 | 0 | 0 | 0 | 0
27.02. | 8 | 105.0015 |  | 105.0015 | 0 | 0 | 0 | 0
27.02. | 9 | 107.4015 |  | 107.4015 | 0 | 0 | 0 | 0
27.02. | 10 | 107.4015 |  | 107.4015 | 0 | 0 | 0 | 0
27.02. | 11 | 107.2515 |  | 107.2515 | 0 | 0 | 0 | 0
27.02. | 12 | 107.2515 |  | 107.2515 | 0 | 0 | 0 | 0
27.02. | 13 | 107.5515 |  | 107.5515 | 0 | 0 | 0 | 0
27.02. | 14 | 107.4015 |  | 107.4015 | 0 | 0 | 0 | 0
27.02. | 15 | 107.2515 |  | 107.2515 | 0 | 0 | 0 | 0
27.02. | 16 | 106.9515 |  | 106.9515 | 0 | 0 | 0 | 0
27.02. | 17 | 107.1015 |  | 107.1015 | 0 | 0 | 0 | 0
27.02. | 18 | 107.1015 |  | 107.1015 | 0 | 0 | 0 | 0
27.02. | 19 | 107.1015 |  | 107.1015 | 0 | 0 | 0 | 0
27.02. | 20 | 106.9515 |  | 106.9515 | 0 | 0 | 0 | 0
27.02. | 21 | 104.7015 |  | 104.7015 | 0 | 0 | 0 | 0
27.02. | 22 | 103.6515 |  | 103.6515 | 0 | 0 | 0 | 0
27.02. | 23 | 103.6515 |  | 103.6515 | 0 | 0 | 0 | 0
27.02. | 24 | 103.6515 |  | 103.6515 | 0 | 0 | 0 | 0
28.02. | 1 | 99.3014 |  | 99.3014 | 0 | 0 | 0 | 0
28.02. | 2 | 99.0014 |  | 99.0014 | 0 | 0 | 0 | 0
28.02. | 3 | 99.0014 |  | 99.0014 | 0 | 0 | 0 | 0
28.02. | 4 | 99.0014 |  | 99.0014 | 0 | 0 | 0 | 0
28.02. | 5 | 99.0014 |  | 99.0014 | 0 | 0 | 0 | 0
28.02. | 6 | 99.0014 |  | 99.0014 | 0 | 0 | 0 | 0
28.02. | 7 | 99.0014 |  | 99.0014 | 0 | 0 | 0 | 0
28.02. | 8 | 100.2014 |  | 100.2014 | 0 | 0 | 0 | 0
28.02. | 9 | 101.5514 |  | 101.5514 | 0 | 0 | 0 | 0
28.02. | 10 | 101.5514 |  | 101.5514 | 0 | 0 | 0 | 0
28.02. | 11 | 102.9015 |  | 102.9015 | 0 | 0 | 0 | 0
28.02. | 12 | 103.8015 |  | 103.8015 | 0 | 0 | 0 | 0
28.02. | 13 | 106.6515 |  | 106.6515 | 0 | 0 | 0 | 0
28.02. | 14 | 106.9515 |  | 106.9515 | 0 | 0 | 0 | 0
28.02. | 15 | 106.9515 |  | 106.9515 | 0 | 0 | 0 | 0
28.02. | 16 | 106.9515 |  | 106.9515 | 0 | 0 | 0 | 0
28.02. | 17 | 106.9515 |  | 106.9515 | 0 | 0 | 0 | 0
28.02. | 18 | 106.9515 |  | 106.9515 | 0 | 0 | 0 | 0
28.02. | 19 | 106.9515 |  | 106.9515 | 0 | 0 | 0 | 0
28.02. | 20 | 106.9515 |  | 106.9515 | 0 | 0 | 0 | 0
28.02. | 21 | 106.9515 |  | 106.9515 | 0 | 0 | 0 | 0
28.02. | 22 | 106.9515 |  | 106.9515 | 0 | 0 | 0 | 0
28.02. | 23 | 106.9515 |  | 106.9515 | 0 | 0 | 0 | 0
28.02. | 24 | 106.9515 |  | 106.9515 | 0 | 0 | 0 | 0
01.03. | 1 | 102.4514 |  | 102.4514 | 0 | 0 | 0 | 0
01.03. | 2 | 102.3014 |  | 102.3014 | 0 | 0 | 0 | 0
01.03. | 3 | 102.3014 |  | 102.3014 | 0 | 0 | 0 | 0
01.03. | 4 | 102.3014 |  | 102.3014 | 0 | 0 | 0 | 0
01.03. | 5 | 102.3014 |  | 102.3014 | 0 | 0 | 0 | 0
01.03. | 6 | 102.3014 |  | 102.3014 | 0 | 0 | 0 | 0
01.03. | 7 | 102.4514 |  | 102.4514 | 0 | 0 | 0 | 0
01.03. | 8 | 103.0515 |  | 103.0515 | 0 | 0 | 0 | 0
01.03. | 9 | 103.0515 |  | 103.0515 | 0 | 0 | 0 | 0
01.03. | 10 | 103.0515 |  | 103.0515 | 0 | 0 | 0 | 0
01.03. | 11 | 103.0515 |  | 103.0515 | 0 | 0 | 0 | 0
01.03. | 12 | 103.0515 |  | 103.0515 | 0 | 0 | 0 | 0
01.03. | 13 | 103.0515 |  | 103.0515 | 0 | 0 | 0 | 0
01.03. | 14 | 103.0515 |  | 103.0515 | 0 | 0 | 0 | 0
01.03. | 15 | 103.0515 |  | 103.0515 | 0 | 0 | 0 | 0
01.03. | 16 | 103.0515 |  | 103.0515 | 0 | 0 | 0 | 0
01.03. | 17 | 103.0515 |  | 103.0515 | 0 | 0 | 0 | 0
01.03. | 18 | 103.0515 |  | 103.0515 | 0 | 0 | 0 | 0
01.03. | 19 | 107.1015 |  | 107.1015 | 0 | 0 | 0 | 0
01.03. | 20 | 107.7015 |  | 107.7015 | 0 | 0 | 0 | 0
01.03. | 21 | 107.7015 |  | 107.7015 | 0 | 0 | 0 | 0
01.03. | 22 | 107.7015 |  | 107.7015 | 0 | 0 | 0 | 0
01.03. | 23 | 107.7015 |  | 107.7015 | 0 | 0 | 0 | 0
01.03. | 24 | 107.7015 |  | 107.7015 | 0 | 0 | 0 | 0
02.03. | 1 | 105.0015 |  | 105.0015 | 0 | 0 | 0 | 0
02.03. | 2 | 103.2015 |  | 103.2015 | 0 | 0 | 0 | 0
02.03. | 3 | 103.2015 |  | 103.2015 | 0 | 0 | 0 | 0
02.03. | 4 | 103.2015 |  | 103.2015 | 0 | 0 | 0 | 0
02.03. | 5 | 103.2015 |  | 103.2015 | 0 | 0 | 0 | 0
02.03. | 6 | 103.2015 |  | 103.2015 | 0 | 0 | 0 | 0
02.03. | 7 | 103.2015 |  | 103.2015 | 0 | 0 | 0 | 0
02.03. | 8 | 107.7015 |  | 107.7015 | 0 | 0 | 0 | 0
02.03. | 9 | 107.8515 |  | 107.8515 | 0 | 0 | 0 | 0
02.03. | 10 | 105.7515 |  | 105.7515 | 0 | 0 | 0 | 0
02.03. | 11 | 105.1515 |  | 105.1515 | 0 | 0 | 0 | 0
02.03. | 12 | 105.1515 |  | 105.1515 | 0 | 0 | 0 | 0
02.03. | 13 | 104.8515 |  | 104.8515 | 0 | 0 | 0 | 0
02.03. | 14 | 105.1515 |  | 105.1515 | 0 | 0 | 0 | 0
02.03. | 15 | 104.7015 |  | 104.7015 | 0 | 0 | 0 | 0
02.03. | 16 | 107.4015 |  | 107.4015 | 0 | 0 | 0 | 0
02.03. | 17 | 107.7015 |  | 107.7015 | 0 | 0 | 0 | 0
02.03. | 18 | 107.7015 |  | 107.7015 | 0 | 0 | 0 | 0
02.03. | 19 | 107.8515 |  | 107.8515 | 0 | 0 | 0 | 0
02.03. | 20 | 107.8515 |  | 107.8515 | 0 | 0 | 0 | 0
02.03. | 21 | 107.8515 |  | 107.8515 | 0 | 0 | 0 | 0
02.03. | 22 | 107.8515 |  | 107.8515 | 0 | 0 | 0 | 0
02.03. | 23 | 107.8515 |  | 107.8515 | 0 | 0 | 0 | 0
02.03. | 24 | 107.2515 |  | 107.2515 | 0 | 0 | 0 | 0
03.03. | 1 | 103.2015 |  | 103.2015 | 0 | 0 | 0 | 0
03.03. | 2 | 103.2015 |  | 103.2015 | 0 | 0 | 0 | 0
03.03. | 3 | 103.2015 |  | 103.2015 | 0 | 0 | 0 | 0
03.03. | 4 | 103.2015 |  | 103.2015 | 0 | 0 | 0 | 0
03.03. | 5 | 103.2015 |  | 103.2015 | 0 | 0 | 0 | 0
03.03. | 6 | 103.2015 |  | 103.2015 | 0 | 0 | 0 | 0
03.03. | 7 | 103.2015 |  | 103.2015 | 0 | 0 | 0 | 0
03.03. | 8 | 103.2015 |  | 103.2015 | 0 | 0 | 0 | 0
03.03. | 9 | 103.3515 |  | 103.3515 | 0 | 0 | 0 | 0
03.03. | 10 | 103.5015 |  | 103.5015 | 0 | 0 | 0 | 0
03.03. | 11 | 103.3515 |  | 103.3515 | 0 | 0 | 0 | 0
03.03. | 12 | 103.0515 |  | 103.0515 | 0 | 0 | 0 | 0
03.03. | 13 | 103.5015 |  | 103.5015 | 0 | 0 | 0 | 0
03.03. | 14 | 103.2015 |  | 103.2015 | 0 | 0 | 0 | 0
03.03. | 15 | 103.0515 |  | 103.0515 | 0 | 0 | 0 | 0
03.03. | 16 | 103.0515 |  | 103.0515 | 0 | 0 | 0 | 0
03.03. | 17 | 103.0515 |  | 103.0515 | 0 | 0 | 0 | 0
03.03. | 18 | 103.2015 |  | 103.2015 | 0 | 0 | 0 | 0
03.03. | 19 | 103.2015 |  | 103.2015 | 0 | 0 | 0 | 0
03.03. | 20 | 103.2015 |  | 103.2015 | 0 | 0 | 0 | 0
03.03. | 21 | 103.0515 |  | 103.0515 | 0 | 0 | 0 | 0
03.03. | 22 | 103.0515 |  | 103.0515 | 0 | 0 | 0 | 0
03.03. | 23 | 103.0515 |  | 103.0515 | 0 | 0 | 0 | 0
03.03. | 24 | 103.0515 |  | 103.0515 | 0 | 0 | 0 | 0
04.03. | 1 | 103.0515 |  | 103.0515 | 0 | 0 | 0 | 0
04.03. | 2 | 103.2015 |  | 103.2015 | 0 | 0 | 0 | 0
04.03. | 3 | 103.0515 |  | 103.0515 | 0 | 0 | 0 | 0
04.03. | 4 | 103.2015 |  | 103.2015 | 0 | 0 | 0 | 0
04.03. | 5 | 103.0515 |  | 103.0515 | 0 | 0 | 0 | 0
04.03. | 6 | 103.2015 |  | 103.2015 | 0 | 0 | 0 | 0
04.03. | 7 | 103.0515 |  | 103.0515 | 0 | 0 | 0 | 0
04.03. | 8 | 105.9015 |  | 105.9015 | 0 | 0 | 0 | 0
04.03. | 9 | 96.0014 |  | 96.0014 | 0 | 0 | 0 | 0
04.03. | 10 | 86.2512 |  | 86.2512 | 0 | 0 | 0 | 0
04.03. | 11 | 86.5512 |  | 86.5512 | 0 | 0 | 0 | 0
04.03. | 12 | 86.7012 |  | 86.7012 | 0 | 0 | 0 | 0
04.03. | 13 | 87.9012 |  | 87.9012 | 0 | 0 | 0 | 0
04.03. | 14 | 89.4013 |  | 89.4013 | 0 | 0 | 0 | 0
04.03. | 15 | 89.4013 |  | 89.4013 | 0 | 0 | 0 | 0
04.03. | 16 | 89.4013 |  | 89.4013 | 0 | 0 | 0 | 0
04.03. | 17 | 89.4013 |  | 89.4013 | 0 | 0 | 0 | 0
04.03. | 18 | 89.4013 |  | 89.4013 | 0 | 0 | 0 | 0
04.03. | 19 | 89.4013 |  | 89.4013 | 0 | 0 | 0 | 0
04.03. | 20 | 89.4013 |  | 89.4013 | 0 | 0 | 0 | 0
04.03. | 21 | 89.4013 |  | 89.4013 | 0 | 0 | 0 | 0
04.03. | 22 | 89.4013 |  | 89.4013 | 0 | 0 | 0 | 0
04.03. | 23 | 89.4013 |  | 89.4013 | 0 | 0 | 0 | 0
04.03. | 24 | 89.2513 |  | 89.2513 | 0 | 0 | 0 | 0
05.03. | 1 | 95.4013 |  | 95.4013 | 0 | 0 | 0 | 0
05.03. | 2 | 103.0515 |  | 103.0515 | 0 | 0 | 0 | 0
05.03. | 3 | 103.0515 |  | 103.0515 | 0 | 0 | 0 | 0
05.03. | 4 | 103.2015 |  | 103.2015 | 0 | 0 | 0 | 0
05.03. | 5 | 103.2015 |  | 103.2015 | 0 | 0 | 0 | 0
05.03. | 6 | 103.0515 |  | 103.0515 | 0 | 0 | 0 | 0
05.03. | 7 | 103.6515 |  | 103.6515 | 0 | 0 | 0 | 0
05.03. | 8 | 106.2015 |  | 106.2015 | 0 | 0 | 0 | 0
05.03. | 9 | 107.7015 |  | 107.7015 | 0 | 0 | 0 | 0
05.03. | 10 | 108.1515 |  | 108.1515 | 0 | 0 | 0 | 0
05.03. | 11 | 107.7015 |  | 107.7015 | 0 | 0 | 0 | 0
05.03. | 12 | 107.7015 |  | 107.7015 | 0 | 0 | 0 | 0
05.03. | 13 | 107.7015 |  | 107.7015 | 0 | 0 | 0 | 0
05.03. | 14 | 107.7015 |  | 107.7015 | 0 | 0 | 0 | 0
05.03. | 15 | 107.7015 |  | 107.7015 | 0 | 0 | 0 | 0
05.03. | 16 | 107.7015 |  | 107.7015 | 0 | 0 | 0 | 0
05.03. | 17 | 107.7015 |  | 107.7015 | 0 | 0 | 0 | 0
05.03. | 18 | 107.7015 |  | 107.7015 | 0 | 0 | 0 | 0
05.03. | 19 | 107.7015 |  | 107.7015 | 0 | 0 | 0 | 0
05.03. | 20 | 107.7015 |  | 107.7015 | 0 | 0 | 0 | 0
05.03. | 21 | 107.7015 |  | 107.7015 | 0 | 0 | 0 | 0
05.03. | 22 | 107.8515 |  | 107.8515 | 0 | 0 | 0 | 0
05.03. | 23 | 107.7015 |  | 107.7015 | 0 | 0 | 0 | 0
05.03. | 24 | 107.7015 |  | 107.7015 | 0 | 0 | 0 | 0
06.03. | 1 | 107.7015 |  | 107.7015 | 0 | 0 | 0 | 0
06.03. | 2 | 107.7015 |  | 107.7015 | 0 | 0 | 0 | 0
06.03. | 3 | 107.8515 |  | 107.8515 | 0 | 0 | 0 | 0
06.03. | 4 | 107.8515 |  | 107.8515 | 0 | 0 | 0 | 0
06.03. | 5 | 107.8515 |  | 107.8515 | 0 | 0 | 0 | 0
06.03. | 6 | 107.8515 |  | 107.8515 | 0 | 0 | 0 | 0
06.03. | 7 | 107.7015 |  | 107.7015 | 0 | 0 | 0 | 0
06.03. | 8 | 108.0015 |  | 108.0015 | 0 | 0 | 0 | 0
06.03. | 9 | 108.1515 |  | 108.1515 | 0 | 0 | 0 | 0
06.03. | 10 | 108.1515 |  | 108.1515 | 0 | 0 | 0 | 0
06.03. | 11 | 107.7015 |  | 107.7015 | 0 | 0 | 0 | 0
06.03. | 12 | 107.8515 |  | 107.8515 | 0 | 0 | 0 | 0
06.03. | 13 | 108.1515 |  | 108.1515 | 0 | 0 | 0 | 0
06.03. | 14 | 107.7015 |  | 107.7015 | 0 | 0 | 0 | 0
06.03. | 15 | 107.7015 |  | 107.7015 | 0 | 0 | 0 | 0
06.03. | 16 | 107.7015 |  | 107.7015 | 0 | 0 | 0 | 0
06.03. | 17 | 107.7015 |  | 107.7015 | 0 | 0 | 0 | 0
06.03. | 18 | 107.7015 |  | 107.7015 | 0 | 0 | 0 | 0
06.03. | 19 | 107.7015 |  | 107.7015 | 0 | 0 | 0 | 0
06.03. | 20 | 107.7015 |  | 107.7015 | 0 | 0 | 0 | 0
06.03. | 21 | 107.7015 |  | 107.7015 | 0 | 0 | 0 | 0
06.03. | 22 | 107.7015 |  | 107.7015 | 0 | 0 | 0 | 0
06.03. | 23 | 107.7015 |  | 107.7015 | 0 | 0 | 0 | 0
06.03. | 24 | 107.7015 |  | 107.7015 | 0 | 0 | 0 | 0
07.03. | 1 | 105.0015 |  | 105.0015 | 0 | 0 | 0 | 0
07.03. | 2 | 103.0515 |  | 103.0515 | 0 | 0 | 0 | 0
07.03. | 3 | 103.2015 |  | 103.2015 | 0 | 0 | 0 | 0
07.03. | 4 | 103.2015 |  | 103.2015 | 0 | 0 | 0 | 0
07.03. | 5 | 103.2015 |  | 103.2015 | 0 | 0 | 0 | 0
07.03. | 6 | 103.2015 |  | 103.2015 | 0 | 0 | 0 | 0
07.03. | 7 | 103.0515 |  | 103.0515 | 0 | 0 | 0 | 0
07.03. | 8 | 103.0515 |  | 103.0515 | 0 | 0 | 0 | 0
07.03. | 9 | 103.6515 |  | 103.6515 | 0 | 0 | 0 | 0
07.03. | 10 | 107.7015 |  | 107.7015 | 0 | 0 | 0 | 0
07.03. | 11 | 107.7015 |  | 107.7015 | 0 | 0 | 0 | 0
07.03. | 12 | 107.7015 |  | 107.7015 | 0 | 0 | 0 | 0
07.03. | 13 | 107.7015 |  | 107.7015 | 0 | 0 | 0 | 0
07.03. | 14 | 107.7015 |  | 107.7015 | 0 | 0 | 0 | 0
07.03. | 15 | 107.7015 |  | 107.7015 | 0 | 0 | 0 | 0
07.03. | 16 | 107.7015 |  | 107.7015 | 0 | 0 | 0 | 0
07.03. | 17 | 107.7015 |  | 107.7015 | 0 | 0 | 0 | 0
07.03. | 18 | 107.7015 |  | 107.7015 | 0 | 0 | 0 | 0
07.03. | 19 | 107.8515 |  | 107.8515 | 0 | 0 | 0 | 0
07.03. | 20 | 107.8515 |  | 107.8515 | 0 | 0 | 0 | 0
07.03. | 21 | 107.8515 |  | 107.8515 | 0 | 0 | 0 | 0
07.03. | 22 | 107.8515 |  | 107.8515 | 0 | 0 | 0 | 0
07.03. | 23 | 107.8515 |  | 107.8515 | 0 | 0 | 0 | 0
07.03. | 24 | 107.8515 |  | 107.8515 | 0 | 0 | 0 | 0
08.03. | 1 | 107.8515 |  | 107.8515 | 0 | 0 | 0 | 0
08.03. | 2 | 107.8515 |  | 107.8515 | 0 | 0 | 0 | 0
08.03. | 3 | 107.8515 |  | 107.8515 | 0 | 0 | 0 | 0
08.03. | 4 | 107.8515 |  | 107.8515 | 0 | 0 | 0 | 0
08.03. | 5 | 107.8515 |  | 107.8515 | 0 | 0 | 0 | 0
08.03. | 6 | 107.8515 |  | 107.8515 | 0 | 0 | 0 | 0
08.03. | 7 | 107.8515 |  | 107.8515 | 0 | 0 | 0 | 0
08.03. | 8 | 107.8515 |  | 107.8515 | 0 | 0 | 0 | 0
08.03. | 9 | 107.8515 |  | 107.8515 | 0 | 0 | 0 | 0
08.03. | 10 | 107.8515 |  | 107.8515 | 0 | 0 | 0 | 0
08.03. | 11 | 107.8515 |  | 107.8515 | 0 | 0 | 0 | 0
08.03. | 12 | 107.8515 |  | 107.8515 | 0 | 0 | 0 | 0
08.03. | 13 | 107.8515 |  | 107.8515 | 0 | 0 | 0 | 0
08.03. | 14 | 107.7015 |  | 107.7015 | 0 | 0 | 0 | 0
08.03. | 15 | 107.8515 |  | 107.8515 | 0 | 0 | 0 | 0
08.03. | 16 | 107.8515 |  | 107.8515 | 0 | 0 | 0 | 0
08.03. | 17 | 107.7015 |  | 107.7015 | 0 | 0 | 0 | 0
08.03. | 18 | 107.7015 |  | 107.7015 | 0 | 0 | 0 | 0
08.03. | 19 | 107.7015 |  | 107.7015 | 0 | 0 | 0 | 0
08.03. | 20 | 107.7015 |  | 107.7015 | 0 | 0 | 0 | 0
08.03. | 21 | 107.7015 |  | 107.7015 | 0 | 0 | 0 | 0
08.03. | 22 | 107.7015 |  | 107.7015 | 0 | 0 | 0 | 0
08.03. | 23 | 107.7015 |  | 107.7015 | 0 | 0 | 0 | 0
08.03. | 24 | 104.8515 |  | 104.8515 | 0 | 0 | 0 | 0
09.03. | 1 | 103.0515 |  | 103.0515 | 0 | 0 | 0 | 0
09.03. | 2 | 103.0515 |  | 103.0515 | 0 | 0 | 0 | 0
09.03. | 3 | 103.2015 |  | 103.2015 | 0 | 0 | 0 | 0
09.03. | 4 | 103.2015 |  | 103.2015 | 0 | 0 | 0 | 0
09.03. | 5 | 103.2015 |  | 103.2015 | 0 | 0 | 0 | 0
09.03. | 6 | 103.2015 |  | 103.2015 | 0 | 0 | 0 | 0
09.03. | 7 | 103.2015 |  | 103.2015 | 0 | 0 | 0 | 0
09.03. | 8 | 103.2015 |  | 103.2015 | 0 | 0 | 0 | 0
09.03. | 9 | 103.5015 |  | 103.5015 | 0 | 0 | 0 | 0
09.03. | 10 | 105.0015 |  | 105.0015 | 0 | 0 | 0 | 0
09.03. | 11 | 107.7015 |  | 107.7015 | 0 | 0 | 0 | 0
09.03. | 12 | 108.0015 |  | 108.0015 | 0 | 0 | 0 | 0
09.03. | 13 | 108.1515 |  | 108.1515 | 0 | 0 | 0 | 0
09.03. | 14 | 108.0015 |  | 108.0015 | 0 | 0 | 0 | 0
09.03. | 15 | 107.7015 |  | 107.7015 | 0 | 0 | 0 | 0
09.03. | 16 | 107.7015 |  | 107.7015 | 0 | 0 | 0 | 0
09.03. | 17 | 107.7015 |  | 107.7015 | 0 | 0 | 0 | 0
09.03. | 18 | 107.7015 |  | 107.7015 | 0 | 0 | 0 | 0
09.03. | 19 | 107.8515 |  | 107.8515 | 0 | 0 | 0 | 0
09.03. | 20 | 107.7015 |  | 107.7015 | 0 | 0 | 0 | 0
09.03. | 21 | 107.7015 |  | 107.7015 | 0 | 0 | 0 | 0
09.03. | 22 | 107.7015 |  | 107.7015 | 0 | 0 | 0 | 0
09.03. | 23 | 107.7015 |  | 107.7015 | 0 | 0 | 0 | 0
09.03. | 24 | 107.4015 |  | 107.4015 | 0 | 0 | 0 | 0
10.03. | 1 | 102.7515 |  | 102.7515 | 0 | 0 | 0 | 0
10.03. | 2 | 102.3014 |  | 102.3014 | 0 | 0 | 0 | 0
10.03. | 3 | 102.3014 |  | 102.3014 | 0 | 0 | 0 | 0
10.03. | 4 | 102.3014 |  | 102.3014 | 0 | 0 | 0 | 0
10.03. | 5 | 102.3014 |  | 102.3014 | 0 | 0 | 0 | 0
10.03. | 6 | 102.4514 |  | 102.4514 | 0 | 0 | 0 | 0
10.03. | 7 | 102.3014 |  | 102.3014 | 0 | 0 | 0 | 0
10.03. | 8 | 102.3014 |  | 102.3014 | 0 | 0 | 0 | 0
10.03. | 9 | 102.3014 |  | 102.3014 | 0 | 0 | 0 | 0
10.03. | 10 | 102.3014 |  | 102.3014 | 0 | 0 | 0 | 0
10.03. | 11 | 102.3014 |  | 102.3014 | 0 | 0 | 0 | 0
10.03. | 12 | 102.3014 |  | 102.3014 | 0 | 0 | 0 | 0
10.03. | 13 | 102.3014 |  | 102.3014 | 0 | 0 | 0 | 0
10.03. | 14 | 105.6015 |  | 105.6015 | 0 | 0 | 0 | 0
10.03. | 15 | 107.1015 |  | 107.1015 | 0 | 0 | 0 | 0
10.03. | 16 | 107.1015 |  | 107.1015 | 0 | 0 | 0 | 0
10.03. | 17 | 107.1015 |  | 107.1015 | 0 | 0 | 0 | 0
10.03. | 18 | 107.1015 |  | 107.1015 | 0 | 0 | 0 | 0
10.03. | 19 | 107.1015 |  | 107.1015 | 0 | 0 | 0 | 0
10.03. | 20 | 106.9515 |  | 106.9515 | 0 | 0 | 0 | 0
10.03. | 21 | 106.9515 |  | 106.9515 | 0 | 0 | 0 | 0
10.03. | 22 | 106.9515 |  | 106.9515 | 0 | 0 | 0 | 0
10.03. | 23 | 106.9515 |  | 106.9515 | 0 | 0 | 0 | 0
10.03. | 24 | 106.9515 |  | 106.9515 | 0 | 0 | 0 | 0
11.03. | 1 | 104.5515 |  | 104.5515 | 0 | 0 | 0 | 0
11.03. | 2 | 102.3014 |  | 102.3014 | 0 | 0 | 0 | 0
11.03. | 3 | 102.3014 |  | 102.3014 | 0 | 0 | 0 | 0
11.03. | 4 | 102.3014 |  | 102.3014 | 0 | 0 | 0 | 0
11.03. | 5 | 102.3014 |  | 102.3014 | 0 | 0 | 0 | 0
11.03. | 6 | 102.3014 |  | 102.3014 | 0 | 0 | 0 | 0
11.03. | 7 | 102.6014 |  | 102.6014 | 0 | 0 | 0 | 0
11.03. | 8 | 106.9515 |  | 106.9515 | 0 | 0 | 0 | 0
11.03. | 9 | 107.2515 |  | 107.2515 | 0 | 0 | 0 | 0
11.03. | 10 | 107.4015 |  | 107.4015 | 0 | 0 | 0 | 0
11.03. | 11 | 107.1015 |  | 107.1015 | 0 | 0 | 0 | 0
11.03. | 12 | 106.9515 |  | 106.9515 | 0 | 0 | 0 | 0
11.03. | 13 | 106.9515 |  | 106.9515 | 0 | 0 | 0 | 0
11.03. | 14 | 106.9515 |  | 106.9515 | 0 | 0 | 0 | 0
11.03. | 15 | 107.1015 |  | 107.1015 | 0 | 0 | 0 | 0
11.03. | 16 | 107.1015 |  | 107.1015 | 0 | 0 | 0 | 0
11.03. | 17 | 107.1015 |  | 107.1015 | 0 | 0 | 0 | 0
11.03. | 18 | 106.9515 |  | 106.9515 | 0 | 0 | 0 | 0
11.03. | 19 | 106.9515 |  | 106.9515 | 0 | 0 | 0 | 0
11.03. | 20 | 106.9515 |  | 106.9515 | 0 | 0 | 0 | 0
11.03. | 21 | 106.9515 |  | 106.9515 | 0 | 0 | 0 | 0
11.03. | 22 | 106.9515 |  | 106.9515 | 0 | 0 | 0 | 0
11.03. | 23 | 106.9515 |  | 106.9515 | 0 | 0 | 0 | 0
11.03. | 24 | 102.7515 |  | 102.7515 | 0 | 0 | 0 | 0
12.03. | 1 | 100.9514 |  | 100.9514 | 0 | 0 | 0 | 0
12.03. | 2 | 94.6513 |  | 94.6513 | 0 | 0 | 0 | 0
12.03. | 3 | 94.6513 |  | 94.6513 | 0 | 0 | 0 | 0
12.03. | 4 | 94.6513 |  | 94.6513 | 0 | 0 | 0 | 0
12.03. | 5 | 94.6513 |  | 94.6513 | 0 | 0 | 0 | 0
12.03. | 6 | 94.6513 |  | 94.6513 | 0 | 0 | 0 | 0
12.03. | 7 | 94.8013 |  | 94.8013 | 0 | 0 | 0 | 0
12.03. | 8 | 94.6513 |  | 94.6513 | 0 | 0 | 0 | 0
12.03. | 9 | 94.9513 |  | 94.9513 | 0 | 0 | 0 | 0
12.03. | 10 | 95.1013 |  | 95.1013 | 0 | 0 | 0 | 0
12.03. | 11 | 94.8013 |  | 94.8013 | 0 | 0 | 0 | 0
12.03. | 12 | 95.1013 |  | 95.1013 | 0 | 0 | 0 | 0
12.03. | 13 | 95.1013 |  | 95.1013 | 0 | 0 | 0 | 0
12.03. | 14 | 95.1013 |  | 95.1013 | 0 | 0 | 0 | 0
12.03. | 15 | 94.8013 |  | 94.8013 | 0 | 0 | 0 | 0
12.03. | 16 | 94.6513 |  | 94.6513 | 0 | 0 | 0 | 0
12.03. | 17 | 94.6513 |  | 94.6513 | 0 | 0 | 0 | 0
12.03. | 18 | 94.6513 |  | 94.6513 | 0 | 0 | 0 | 0
12.03. | 19 | 94.6513 |  | 94.6513 | 0 | 0 | 0 | 0
12.03. | 20 | 94.6513 |  | 94.6513 | 0 | 0 | 0 | 0
12.03. | 21 | 94.8013 |  | 94.8013 | 0 | 0 | 0 | 0
12.03. | 22 | 94.8013 |  | 94.8013 | 0 | 0 | 0 | 0
12.03. | 23 | 96.1514 |  | 96.1514 | 0 | 0 | 0 | 0
12.03. | 24 | 102.4514 |  | 102.4514 | 0 | 0 | 0 | 0
13.03. | 1 | 102.4514 |  | 102.4514 | 0 | 0 | 0 | 0
13.03. | 2 | 102.4514 |  | 102.4514 | 0 | 0 | 0 | 0
13.03. | 3 | 102.4514 |  | 102.4514 | 0 | 0 | 0 | 0
13.03. | 4 | 102.3014 |  | 102.3014 | 0 | 0 | 0 | 0
13.03. | 5 | 102.3014 |  | 102.3014 | 0 | 0 | 0 | 0
13.03. | 6 | 102.3014 |  | 102.3014 | 0 | 0 | 0 | 0
13.03. | 7 | 102.4514 |  | 102.4514 | 0 | 0 | 0 | 0
13.03. | 8 | 102.3014 |  | 102.3014 | 0 | 0 | 0 | 0
13.03. | 9 | 102.4514 |  | 102.4514 | 0 | 0 | 0 | 0
13.03. | 10 | 102.7515 |  | 102.7515 | 0 | 0 | 0 | 0
13.03. | 11 | 102.9015 |  | 102.9015 | 0 | 0 | 0 | 0
13.03. | 12 | 102.9015 |  | 102.9015 | 0 | 0 | 0 | 0
13.03. | 13 | 102.4514 |  | 102.4514 | 0 | 0 | 0 | 0
13.03. | 14 | 102.3014 |  | 102.3014 | 0 | 0 | 0 | 0
13.03. | 15 | 102.3014 |  | 102.3014 | 0 | 0 | 0 | 0
13.03. | 16 | 102.3014 |  | 102.3014 | 0 | 0 | 0 | 0
13.03. | 17 | 102.3014 |  | 102.3014 | 0 | 0 | 0 | 0
13.03. | 18 | 102.4514 |  | 102.4514 | 0 | 0 | 0 | 0
13.03. | 19 | 105.9015 |  | 105.9015 | 0 | 0 | 0 | 0
13.03. | 20 | 106.9515 |  | 106.9515 | 0 | 0 | 0 | 0
13.03. | 21 | 106.9515 |  | 106.9515 | 0 | 0 | 0 | 0
13.03. | 22 | 106.9515 |  | 106.9515 | 0 | 0 | 0 | 0
13.03. | 23 | 106.9515 |  | 106.9515 | 0 | 0 | 0 | 0
13.03. | 24 | 106.9515 |  | 106.9515 | 0 | 0 | 0 | 0
14.03. | 1 | 106.6515 |  | 106.6515 | 0 | 0 | 0 | 0
14.03. | 2 | 102.3014 |  | 102.3014 | 0 | 0 | 0 | 0
14.03. | 3 | 102.3014 |  | 102.3014 | 0 | 0 | 0 | 0
14.03. | 4 | 102.3014 |  | 102.3014 | 0 | 0 | 0 | 0
14.03. | 5 | 102.3014 |  | 102.3014 | 0 | 0 | 0 | 0
14.03. | 6 | 102.3014 |  | 102.3014 | 0 | 0 | 0 | 0
14.03. | 7 | 102.4514 |  | 102.4514 | 0 | 0 | 0 | 0
14.03. | 8 | 102.3014 |  | 102.3014 | 0 | 0 | 0 | 0
14.03. | 9 | 104.2515 |  | 104.2515 | 0 | 0 | 0 | 0
14.03. | 10 | 106.9515 |  | 106.9515 | 0 | 0 | 0 | 0
14.03. | 11 | 106.9515 |  | 106.9515 | 0 | 0 | 0 | 0
14.03. | 12 | 106.9515 |  | 106.9515 | 0 | 0 | 0 | 0
14.03. | 13 | 106.9515 |  | 106.9515 | 0 | 0 | 0 | 0
14.03. | 14 | 106.9515 |  | 106.9515 | 0 | 0 | 0 | 0
14.03. | 15 | 106.9515 |  | 106.9515 | 0 | 0 | 0 | 0
14.03. | 16 | 107.1015 |  | 107.1015 | 0 | 0 | 0 | 0
14.03. | 17 | 107.1015 |  | 107.1015 | 0 | 0 | 0 | 0
14.03. | 18 | 107.1015 |  | 107.1015 | 0 | 0 | 0 | 0
14.03. | 19 | 107.1015 |  | 107.1015 | 0 | 0 | 0 | 0
14.03. | 20 | 107.1015 |  | 107.1015 | 0 | 0 | 0 | 0
14.03. | 21 | 106.9515 |  | 106.9515 | 0 | 0 | 0 | 0
14.03. | 22 | 107.1015 |  | 107.1015 | 0 | 0 | 0 | 0
14.03. | 23 | 107.1015 |  | 107.1015 | 0 | 0 | 0 | 0
14.03. | 24 | 107.1015 |  | 107.1015 | 0 | 0 | 0 | 0
15.03. | 1 | 105.1515 |  | 105.1515 | 0 | 0 | 0 | 0
15.03. | 2 | 102.4514 |  | 102.4514 | 0 | 0 | 0 | 0
15.03. | 3 | 102.3014 |  | 102.3014 | 0 | 0 | 0 | 0
15.03. | 4 | 102.3014 |  | 102.3014 | 0 | 0 | 0 | 0
15.03. | 5 | 102.3014 |  | 102.3014 | 0 | 0 | 0 | 0
15.03. | 6 | 102.3014 |  | 102.3014 | 0 | 0 | 0 | 0
15.03. | 7 | 102.3014 |  | 102.3014 | 0 | 0 | 0 | 0
15.03. | 8 | 105.1515 |  | 105.1515 | 0 | 0 | 0 | 0
15.03. | 9 | 106.9515 |  | 106.9515 | 0 | 0 | 0 | 0
15.03. | 10 | 106.9515 |  | 106.9515 | 0 | 0 | 0 | 0
15.03. | 11 | 106.9515 |  | 106.9515 | 0 | 0 | 0 | 0
15.03. | 12 | 106.9515 |  | 106.9515 | 0 | 0 | 0 | 0
15.03. | 13 | 106.9515 |  | 106.9515 | 0 | 0 | 0 | 0
15.03. | 14 | 106.9515 |  | 106.9515 | 0 | 0 | 0 | 0
15.03. | 15 | 106.9515 |  | 106.9515 | 0 | 0 | 0 | 0
15.03. | 16 | 106.9515 |  | 106.9515 | 0 | 0 | 0 | 0
15.03. | 17 | 106.9515 |  | 106.9515 | 0 | 0 | 0 | 0
15.03. | 18 | 106.9515 |  | 106.9515 | 0 | 0 | 0 | 0
15.03. | 19 | 106.9515 |  | 106.9515 | 0 | 0 | 0 | 0
15.03. | 20 | 106.9515 |  | 106.9515 | 0 | 0 | 0 | 0
15.03. | 21 | 106.9515 |  | 106.9515 | 0 | 0 | 0 | 0
15.03. | 22 | 106.9515 |  | 106.9515 | 0 | 0 | 0 | 0
15.03. | 23 | 107.1015 |  | 107.1015 | 0 | 0 | 0 | 0
15.03. | 24 | 102.7515 |  | 102.7515 | 0 | 0 | 0 | 0
16.03. | 1 | 102.4514 |  | 102.4514 | 0 | 0 | 0 | 0
16.03. | 2 | 102.4514 |  | 102.4514 | 0 | 0 | 0 | 0
16.03. | 3 | 102.3014 |  | 102.3014 | 0 | 0 | 0 | 0
16.03. | 4 | 102.3014 |  | 102.3014 | 0 | 0 | 0 | 0
16.03. | 5 | 102.3014 |  | 102.3014 | 0 | 0 | 0 | 0
16.03. | 6 | 102.3014 |  | 102.3014 | 0 | 0 | 0 | 0
16.03. | 7 | 102.3014 |  | 102.3014 | 0 | 0 | 0 | 0
16.03. | 8 | 102.3014 |  | 102.3014 | 0 | 0 | 0 | 0
16.03. | 9 | 105.7515 |  | 105.7515 | 0 | 0 | 0 | 0
16.03. | 10 | 107.2515 |  | 107.2515 | 0 | 0 | 0 | 0
16.03. | 11 | 107.4015 |  | 107.4015 | 0 | 0 | 0 | 0
16.03. | 12 | 107.2515 |  | 107.2515 | 0 | 0 | 0 | 0
16.03. | 13 | 107.2515 |  | 107.2515 | 0 | 0 | 0 | 0
16.03. | 14 | 107.4015 |  | 107.4015 | 0 | 0 | 0 | 0
16.03. | 15 | 106.9515 |  | 106.9515 | 0 | 0 | 0 | 0
16.03. | 16 | 106.9515 |  | 106.9515 | 0 | 0 | 0 | 0
16.03. | 17 | 106.9515 |  | 106.9515 | 0 | 0 | 0 | 0
16.03. | 18 | 106.9515 |  | 106.9515 | 0 | 0 | 0 | 0
16.03. | 19 | 106.9515 |  | 106.9515 | 0 | 0 | 0 | 0
16.03. | 20 | 107.1015 |  | 107.1015 | 0 | 0 | 0 | 0
16.03. | 21 | 106.9515 |  | 106.9515 | 0 | 0 | 0 | 0
16.03. | 22 | 106.9515 |  | 106.9515 | 0 | 0 | 0 | 0
16.03. | 23 | 106.9515 |  | 106.9515 | 0 | 0 | 0 | 0
16.03. | 24 | 106.9515 |  | 106.9515 | 0 | 0 | 0 | 0
17.03. | 1 | 106.9515 |  | 106.9515 | 0 | 0 | 0 | 0
17.03. | 2 | 106.9515 |  | 106.9515 | 0 | 0 | 0 | 0
17.03. | 3 | 106.9515 |  | 106.9515 | 0 | 0 | 0 | 0
17.03. | 4 | 106.9515 |  | 106.9515 | 0 | 0 | 0 | 0
17.03. | 5 | 106.9515 |  | 106.9515 | 0 | 0 | 0 | 0
17.03. | 6 | 106.9515 |  | 106.9515 | 0 | 0 | 0 | 0
17.03. | 7 | 106.9515 |  | 106.9515 | 0 | 0 | 0 | 0
17.03. | 8 | 106.9515 |  | 106.9515 | 0 | 0 | 0 | 0
17.03. | 9 | 107.4015 |  | 107.4015 | 0 | 0 | 0 | 0
17.03. | 10 | 107.4015 |  | 107.4015 | 0 | 0 | 0 | 0
17.03. | 11 | 107.1015 |  | 107.1015 | 0 | 0 | 0 | 0
17.03. | 12 | 107.4015 |  | 107.4015 | 0 | 0 | 0 | 0
17.03. | 13 | 106.9515 |  | 106.9515 | 0 | 0 | 0 | 0
17.03. | 14 | 106.9515 |  | 106.9515 | 0 | 0 | 0 | 0
17.03. | 15 | 106.9515 |  | 106.9515 | 0 | 0 | 0 | 0
17.03. | 16 | 106.9515 |  | 106.9515 | 0 | 0 | 0 | 0
17.03. | 17 | 106.9515 |  | 106.9515 | 0 | 0 | 0 | 0
17.03. | 18 | 106.9515 |  | 106.9515 | 0 | 0 | 0 | 0
17.03. | 19 | 106.9515 |  | 106.9515 | 0 | 0 | 0 | 0
17.03. | 20 | 106.9515 |  | 106.9515 | 0 | 0 | 0 | 0
17.03. | 21 | 107.1015 |  | 107.1015 | 0 | 0 | 0 | 0
17.03. | 22 | 106.9515 |  | 106.9515 | 0 | 0 | 0 | 0
17.03. | 23 | 106.9515 |  | 106.9515 | 0 | 0 | 0 | 0
17.03. | 24 | 102.3014 |  | 102.3014 | 0 | 0 | 0 | 0
18.03. | 1 | 103.2015 |  | 103.2015 | 0 | 0 | 0 | 0
18.03. | 2 | 105.6015 |  | 105.6015 | 0 | 0 | 0 | 0
18.03. | 3 | 105.6015 |  | 105.6015 | 0 | 0 | 0 | 0
18.03. | 4 | 105.6015 |  | 105.6015 | 0 | 0 | 0 | 0
18.03. | 5 | 105.6015 |  | 105.6015 | 0 | 0 | 0 | 0
18.03. | 6 | 105.6015 |  | 105.6015 | 0 | 0 | 0 | 0
18.03. | 7 | 105.6015 |  | 105.6015 | 0 | 0 | 0 | 0
18.03. | 8 | 105.6015 |  | 105.6015 | 0 | 0 | 0 | 0
18.03. | 9 | 109.3515 |  | 109.3515 | 0 | 0 | 0 | 0
18.03. | 10 | 110.5516 |  | 110.5516 | 0 | 0 | 0 | 0
18.03. | 11 | 110.1016 |  | 110.1016 | 0 | 0 | 0 | 0
18.03. | 12 | 110.1016 |  | 110.1016 | 0 | 0 | 0 | 0
18.03. | 13 | 110.1016 |  | 110.1016 | 0 | 0 | 0 | 0
18.03. | 14 | 110.1016 |  | 110.1016 | 0 | 0 | 0 | 0
18.03. | 15 | 110.1016 |  | 110.1016 | 0 | 0 | 0 | 0
18.03. | 16 | 110.1016 |  | 110.1016 | 0 | 0 | 0 | 0
18.03. | 17 | 110.1016 |  | 110.1016 | 0 | 0 | 0 | 0
18.03. | 18 | 110.1016 |  | 110.1016 | 0 | 0 | 0 | 0
18.03. | 19 | 110.7016 |  | 110.7016 | 0 | 0 | 0 | 0
18.03. | 20 | 110.8516 |  | 110.8516 | 0 | 0 | 0 | 0
18.03. | 21 | 111.0016 |  | 111.0016 | 0 | 0 | 0 | 0
18.03. | 22 | 111.0016 |  | 111.0016 | 0 | 0 | 0 | 0
18.03. | 23 | 111.0016 |  | 111.0016 | 0 | 0 | 0 | 0
18.03. | 24 | 110.2516 |  | 110.2516 | 0 | 0 | 0 | 0
19.03. | 1 | 106.3515 |  | 106.3515 | 0 | 0 | 0 | 0
19.03. | 2 | 106.3515 |  | 106.3515 | 0 | 0 | 0 | 0
19.03. | 3 | 106.3515 |  | 106.3515 | 0 | 0 | 0 | 0
19.03. | 4 | 106.5015 |  | 106.5015 | 0 | 0 | 0 | 0
19.03. | 5 | 106.3515 |  | 106.3515 | 0 | 0 | 0 | 0
19.03. | 6 | 106.3515 |  | 106.3515 | 0 | 0 | 0 | 0
19.03. | 7 | 106.3515 |  | 106.3515 | 0 | 0 | 0 | 0
19.03. | 8 | 107.4015 |  | 107.4015 | 0 | 0 | 0 | 0
19.03. | 9 | 111.3016 |  | 111.3016 | 0 | 0 | 0 | 0
19.03. | 10 | 111.1516 |  | 111.1516 | 0 | 0 | 0 | 0
19.03. | 11 | 111.0016 |  | 111.0016 | 0 | 0 | 0 | 0
19.03. | 12 | 111.0016 |  | 111.0016 | 0 | 0 | 0 | 0
19.03. | 13 | 111.1516 |  | 111.1516 | 0 | 0 | 0 | 0
19.03. | 14 | 111.0016 |  | 111.0016 | 0 | 0 | 0 | 0
19.03. | 15 | 111.0016 |  | 111.0016 | 0 | 0 | 0 | 0
19.03. | 16 | 110.8516 |  | 110.8516 | 0 | 0 | 0 | 0
19.03. | 17 | 110.8516 |  | 110.8516 | 0 | 0 | 0 | 0
19.03. | 18 | 110.8516 |  | 110.8516 | 0 | 0 | 0 | 0
19.03. | 19 | 109.5015 |  | 109.5015 | 0 | 0 | 0 | 0
19.03. | 20 | 109.0515 |  | 109.0515 | 0 | 0 | 0 | 0
19.03. | 21 | 108.9015 |  | 108.9015 | 0 | 0 | 0 | 0
19.03. | 22 | 108.9015 |  | 108.9015 | 0 | 0 | 0 | 0
19.03. | 23 | 108.9015 |  | 108.9015 | 0 | 0 | 0 | 0
19.03. | 24 | 108.9015 |  | 108.9015 | 0 | 0 | 0 | 0
20.03. | 1 | 108.6015 |  | 108.6015 | 0 | 0 | 0 | 0
20.03. | 2 | 105.3015 |  | 105.3015 | 0 | 0 | 0 | 0
20.03. | 3 | 104.7015 |  | 104.7015 | 0 | 0 | 0 | 0
20.03. | 4 | 104.7015 |  | 104.7015 | 0 | 0 | 0 | 0
20.03. | 5 | 104.7015 |  | 104.7015 | 0 | 0 | 0 | 0
20.03. | 6 | 104.7015 |  | 104.7015 | 0 | 0 | 0 | 0
20.03. | 7 | 105.3015 |  | 105.3015 | 0 | 0 | 0 | 0
20.03. | 8 | 107.8515 |  | 107.8515 | 0 | 0 | 0 | 0
20.03. | 9 | 106.2015 |  | 106.2015 | 0 | 0 | 0 | 0
20.03. | 10 | 103.9515 |  | 103.9515 | 0 | 0 | 0 | 0
20.03. | 11 | 104.5515 |  | 104.5515 | 0 | 0 | 0 | 0
20.03. | 12 | 105.9015 |  | 105.9015 | 0 | 0 | 0 | 0
20.03. | 13 | 105.9015 |  | 105.9015 | 0 | 0 | 0 | 0
20.03. | 14 | 105.9015 |  | 105.9015 | 0 | 0 | 0 | 0
20.03. | 15 | 105.9015 |  | 105.9015 | 0 | 0 | 0 | 0
20.03. | 16 | 105.9015 |  | 105.9015 | 0 | 0 | 0 | 0
20.03. | 17 | 105.9015 |  | 105.9015 | 0 | 0 | 0 | 0
20.03. | 18 | 105.9015 |  | 105.9015 | 0 | 0 | 0 | 0
20.03. | 19 | 105.9015 |  | 105.9015 | 0 | 0 | 0 | 0
20.03. | 20 | 105.9015 |  | 105.9015 | 0 | 0 | 0 | 0
20.03. | 21 | 105.9015 |  | 105.9015 | 0 | 0 | 0 | 0
20.03. | 22 | 105.9015 |  | 105.9015 | 0 | 0 | 0 | 0
20.03. | 23 | 105.9015 |  | 105.9015 | 0 | 0 | 0 | 0
20.03. | 24 | 105.7515 |  | 105.7515 | 0 | 0 | 0 | 0
21.03. | 1 | 105.9015 |  | 105.9015 | 0 | 0 | 0 | 0
21.03. | 2 | 105.9015 |  | 105.9015 | 0 | 0 | 0 | 0
21.03. | 3 | 105.9015 |  | 105.9015 | 0 | 0 | 0 | 0
21.03. | 4 | 105.9015 |  | 105.9015 | 0 | 0 | 0 | 0
21.03. | 5 | 105.9015 |  | 105.9015 | 0 | 0 | 0 | 0
21.03. | 6 | 105.9015 |  | 105.9015 | 0 | 0 | 0 | 0
21.03. | 7 | 105.9015 |  | 105.9015 | 0 | 0 | 0 | 0
21.03. | 8 | 105.9015 |  | 105.9015 | 0 | 0 | 0 | 0
21.03. | 9 | 105.9015 |  | 105.9015 | 0 | 0 | 0 | 0
21.03. | 10 | 105.9015 |  | 105.9015 | 0 | 0 | 0 | 0
21.03. | 11 | 105.4515 |  | 105.4515 | 0 | 0 | 0 | 0
21.03. | 12 | 104.5515 |  | 104.5515 | 0 | 0 | 0 | 0
21.03. | 13 | 104.5515 |  | 104.5515 | 0 | 0 | 0 | 0
21.03. | 14 | 104.5515 |  | 104.5515 | 0 | 0 | 0 | 0
21.03. | 15 | 104.8515 |  | 104.8515 | 0 | 0 | 0 | 0
21.03. | 16 | 106.2015 |  | 106.2015 | 0 | 0 | 0 | 0
21.03. | 17 | 107.2515 |  | 107.2515 | 0 | 0 | 0 | 0
21.03. | 18 | 107.7015 |  | 107.7015 | 0 | 0 | 0 | 0
21.03. | 19 | 107.7015 |  | 107.7015 | 0 | 0 | 0 | 0
21.03. | 20 | 107.8515 |  | 107.8515 | 0 | 0 | 0 | 0
21.03. | 21 | 107.8515 |  | 107.8515 | 0 | 0 | 0 | 0
21.03. | 22 | 107.8515 |  | 107.8515 | 0 | 0 | 0 | 0
21.03. | 23 | 107.8515 |  | 107.8515 | 0 | 0 | 0 | 0
21.03. | 24 | 107.4015 |  | 107.4015 | 0 | 0 | 0 | 0
22.03. | 1 | 103.2015 |  | 103.2015 | 0 | 0 | 0 | 0
22.03. | 2 | 103.2015 |  | 103.2015 | 0 | 0 | 0 | 0
22.03. | 3 | 103.2015 |  | 103.2015 | 0 | 0 | 0 | 0
22.03. | 4 | 103.2015 |  | 103.2015 | 0 | 0 | 0 | 0
22.03. | 5 | 103.2015 |  | 103.2015 | 0 | 0 | 0 | 0
22.03. | 6 | 103.2015 |  | 103.2015 | 0 | 0 | 0 | 0
22.03. | 7 | 103.0515 |  | 103.0515 | 0 | 0 | 0 | 0
22.03. | 8 | 101.7014 |  | 101.7014 | 0 | 0 | 0 | 0
22.03. | 9 | 103.2015 |  | 103.2015 | 0 | 0 | 0 | 0
22.03. | 10 | 104.5515 |  | 104.5515 | 0 | 0 | 0 | 0
22.03. | 11 | 104.5515 |  | 104.5515 | 0 | 0 | 0 | 0
22.03. | 12 | 104.7015 |  | 104.7015 | 0 | 0 | 0 | 0
22.03. | 13 | 104.7015 |  | 104.7015 | 0 | 0 | 0 | 0
22.03. | 14 | 104.7015 |  | 104.7015 | 0 | 0 | 0 | 0
22.03. | 15 | 104.7015 |  | 104.7015 | 0 | 0 | 0 | 0
22.03. | 16 | 104.7015 |  | 104.7015 | 0 | 0 | 0 | 0
22.03. | 17 | 104.7015 |  | 104.7015 | 0 | 0 | 0 | 0
22.03. | 18 | 104.7015 |  | 104.7015 | 0 | 0 | 0 | 0
22.03. | 19 | 104.7015 |  | 104.7015 | 0 | 0 | 0 | 0
22.03. | 20 | 104.7015 |  | 104.7015 | 0 | 0 | 0 | 0
22.03. | 21 | 104.7015 |  | 104.7015 | 0 | 0 | 0 | 0
22.03. | 22 | 104.7015 |  | 104.7015 | 0 | 0 | 0 | 0
22.03. | 23 | 104.7015 |  | 104.7015 | 0 | 0 | 0 | 0
22.03. | 24 | 104.5515 |  | 104.5515 | 0 | 0 | 0 | 0
23.03. | 1 | 102.4514 |  | 102.4514 | 0 | 0 | 0 | 0
23.03. | 2 | 100.0514 |  | 100.0514 | 0 | 0 | 0 | 0
23.03. | 3 | 100.0514 |  | 100.0514 | 0 | 0 | 0 | 0
23.03. | 4 | 100.0514 |  | 100.0514 | 0 | 0 | 0 | 0
23.03. | 5 | 100.0514 |  | 100.0514 | 0 | 0 | 0 | 0
23.03. | 6 | 100.0514 |  | 100.0514 | 0 | 0 | 0 | 0
23.03. | 7 | 100.0514 |  | 100.0514 | 0 | 0 | 0 | 0
23.03. | 8 | 101.8514 |  | 101.8514 | 0 | 0 | 0 | 0
23.03. | 9 | 102.1514 |  | 102.1514 | 0 | 0 | 0 | 0
23.03. | 10 | 99.4514 |  | 99.4514 | 0 | 0 | 0 | 0
23.03. | 11 | 99.1514 |  | 99.1514 | 0 | 0 | 0 | 0
23.03. | 12 | 99.1514 |  | 99.1514 | 0 | 0 | 0 | 0
23.03. | 13 | 99.1514 |  | 99.1514 | 0 | 0 | 0 | 0
23.03. | 14 | 99.1514 |  | 99.1514 | 0 | 0 | 0 | 0
23.03. | 15 | 99.0014 |  | 99.0014 | 0 | 0 | 0 | 0
23.03. | 16 | 97.5014 |  | 97.5014 | 0 | 0 | 0 | 0
23.03. | 17 | 97.5014 |  | 97.5014 | 0 | 0 | 0 | 0
23.03. | 18 | 97.5014 |  | 97.5014 | 0 | 0 | 0 | 0
23.03. | 19 | 97.5014 |  | 97.5014 | 0 | 0 | 0 | 0
23.03. | 20 | 97.5014 |  | 97.5014 | 0 | 0 | 0 | 0
23.03. | 21 | 97.5014 |  | 97.5014 | 0 | 0 | 0 | 0
23.03. | 22 | 97.5014 |  | 97.5014 | 0 | 0 | 0 | 0
23.03. | 23 | 97.5014 |  | 97.5014 | 0 | 0 | 0 | 0
23.03. | 24 | 97.5014 |  | 97.5014 | 0 | 0 | 0 | 0
24.03. | 1 | 97.5014 |  | 97.5014 | 0 | 0 | 0 | 0
24.03. | 2 | 97.3514 |  | 97.3514 | 0 | 0 | 0 | 0
24.03. | 3 | 97.3514 |  | 97.3514 | 0 | 0 | 0 | 0
24.03. | 4 | 97.3514 |  | 97.3514 | 0 | 0 | 0 | 0
24.03. | 5 | 97.3514 |  | 97.3514 | 0 | 0 | 0 | 0
24.03. | 6 | 97.3514 |  | 97.3514 | 0 | 0 | 0 | 0
24.03. | 7 | 97.3514 |  | 97.3514 | 0 | 0 | 0 | 0
24.03. | 8 | 97.3514 |  | 97.3514 | 0 | 0 | 0 | 0
24.03. | 9 | 97.3514 |  | 97.3514 | 0 | 0 | 0 | 0
24.03. | 10 | 97.6514 |  | 97.6514 | 0 | 0 | 0 | 0
24.03. | 11 | 97.8014 |  | 97.8014 | 0 | 0 | 0 | 0
24.03. | 12 | 97.5014 |  | 97.5014 | 0 | 0 | 0 | 0
24.03. | 13 | 97.8014 |  | 97.8014 | 0 | 0 | 0 | 0
24.03. | 14 | 97.6514 |  | 97.6514 | 0 | 0 | 0 | 0
24.03. | 15 | 97.3514 |  | 97.3514 | 0 | 0 | 0 | 0
24.03. | 16 | 97.3514 |  | 97.3514 | 0 | 0 | 0 | 0
24.03. | 17 | 99.6014 |  | 99.6014 | 0 | 0 | 0 | 0
24.03. | 18 | 102.0014 |  | 102.0014 | 0 | 0 | 0 | 0
24.03. | 19 | 102.0014 |  | 102.0014 | 0 | 0 | 0 | 0
24.03. | 20 | 102.0014 |  | 102.0014 | 0 | 0 | 0 | 0
24.03. | 21 | 102.0014 |  | 102.0014 | 0 | 0 | 0 | 0
24.03. | 22 | 102.0014 |  | 102.0014 | 0 | 0 | 0 | 0
24.03. | 23 | 102.0014 |  | 102.0014 | 0 | 0 | 0 | 0
24.03. | 24 | 102.9015 |  | 102.9015 | 0 | 0 | 0 | 0
25.03. | 1 | 103.5015 |  | 103.5015 | 0 | 0 | 0 | 0
25.03. | 2 | 103.3515 |  | 103.3515 | 0 | 0 | 0 | 0
25.03. | 3 | 103.5015 |  | 103.5015 | 0 | 0 | 0 | 0
25.03. | 4 | 103.5015 |  | 103.5015 | 0 | 0 | 0 | 0
25.03. | 5 | 103.5015 |  | 103.5015 | 0 | 0 | 0 | 0
25.03. | 6 | 103.3515 |  | 103.3515 | 0 | 0 | 0 | 0
25.03. | 7 | 103.3515 |  | 103.3515 | 0 | 0 | 0 | 0
25.03. | 8 | 103.3515 |  | 103.3515 | 0 | 0 | 0 | 0
25.03. | 9 | 103.8015 |  | 103.8015 | 0 | 0 | 0 | 0
25.03. | 10 | 103.6515 |  | 103.6515 | 0 | 0 | 0 | 0
25.03. | 11 | 103.5015 |  | 103.5015 | 0 | 0 | 0 | 0
25.03. | 12 | 103.5015 |  | 103.5015 | 0 | 0 | 0 | 0
25.03. | 13 | 103.8015 |  | 103.8015 | 0 | 0 | 0 | 0
25.03. | 14 | 103.5015 |  | 103.5015 | 0 | 0 | 0 | 0
25.03. | 15 | 102.4514 |  | 102.4514 | 0 | 0 | 0 | 0
25.03. | 16 | 100.9514 |  | 100.9514 | 0 | 0 | 0 | 0
25.03. | 17 | 97.3514 |  | 97.3514 | 0 | 0 | 0 | 0
25.03. | 18 | 94.0513 |  | 94.0513 | 0 | 0 | 0 | 0
25.03. | 19 | 98.2514 |  | 98.2514 | 0 | 0 | 0 | 0
25.03. | 20 | 100.9514 |  | 100.9514 | 0 | 0 | 0 | 0
25.03. | 21 | 100.9514 |  | 100.9514 | 0 | 0 | 0 | 0
25.03. | 22 | 100.9514 |  | 100.9514 | 0 | 0 | 0 | 0
25.03. | 23 | 100.9514 |  | 100.9514 | 0 | 0 | 0 | 0
25.03. | 24 | 97.5014 |  | 97.5014 | 0 | 0 | 0 | 0
26.03. | 1 | 96.3014 |  | 96.3014 | 0 | 0 | 0 | 0
26.03. | 2 | 96.3014 |  | 96.3014 | 0 | 0 | 0 | 0
26.03. | 3 | 96.3014 |  | 96.3014 | 0 | 0 | 0 | 0
26.03. | 4 | 96.3014 |  | 96.3014 | 0 | 0 | 0 | 0
26.03. | 5 | 96.3014 |  | 96.3014 | 0 | 0 | 0 | 0
26.03. | 6 | 96.3014 |  | 96.3014 | 0 | 0 | 0 | 0
26.03. | 7 | 96.3014 |  | 96.3014 | 0 | 0 | 0 | 0
26.03. | 8 | 96.1514 |  | 96.1514 | 0 | 0 | 0 | 0
26.03. | 9 | 97.2014 |  | 97.2014 | 0 | 0 | 0 | 0
26.03. | 10 | 100.5014 |  | 100.5014 | 0 | 0 | 0 | 0
26.03. | 11 | 99.7514 |  | 99.7514 | 0 | 0 | 0 | 0
26.03. | 12 | 99.1514 |  | 99.1514 | 0 | 0 | 0 | 0
26.03. | 13 | 98.2514 |  | 98.2514 | 0 | 0 | 0 | 0
26.03. | 14 | 97.2014 |  | 97.2014 | 0 | 0 | 0 | 0
26.03. | 15 | 97.2014 |  | 97.2014 | 0 | 0 | 0 | 0
26.03. | 16 | 97.2014 |  | 97.2014 | 0 | 0 | 0 | 0
26.03. | 17 | 97.2014 |  | 97.2014 | 0 | 0 | 0 | 0
26.03. | 18 | 96.6014 |  | 96.6014 | 0 | 0 | 0 | 0
26.03. | 19 | 95.7014 |  | 95.7014 | 0 | 0 | 0 | 0
26.03. | 20 | 95.8514 |  | 95.8514 | 0 | 0 | 0 | 0
26.03. | 21 | 99.3014 |  | 99.3014 | 0 | 0 | 0 | 0
26.03. | 22 | 99.1514 |  | 99.1514 | 0 | 0 | 0 | 0
26.03. | 23 | 99.1514 |  | 99.1514 | 0 | 0 | 0 | 0
26.03. | 24 | 99.1514 |  | 99.1514 | 0 | 0 | 0 | 0
27.03. | 1 | 96.7514 |  | 96.7514 | 0 | 0 | 0 | 0
27.03. | 2 | 94.8013 |  | 94.8013 | 0 | 0 | 0 | 0
27.03. | 3 | 94.8013 |  | 94.8013 | 0 | 0 | 0 | 0
27.03. | 4 | 94.8013 |  | 94.8013 | 0 | 0 | 0 | 0
27.03. | 5 | 94.8013 |  | 94.8013 | 0 | 0 | 0 | 0
27.03. | 6 | 94.8013 |  | 94.8013 | 0 | 0 | 0 | 0
27.03. | 7 | 94.8013 |  | 94.8013 | 0 | 0 | 0 | 0
27.03. | 8 | 95.2513 |  | 95.2513 | 0 | 0 | 0 | 0
27.03. | 9 | 94.8013 |  | 94.8013 | 0 | 0 | 0 | 0
27.03. | 10 | 94.8013 |  | 94.8013 | 0 | 0 | 0 | 0
27.03. | 11 | 95.1013 |  | 95.1013 | 0 | 0 | 0 | 0
27.03. | 12 | 95.1013 |  | 95.1013 | 0 | 0 | 0 | 0
27.03. | 13 | 94.8013 |  | 94.8013 | 0 | 0 | 0 | 0
27.03. | 14 | 94.6513 |  | 94.6513 | 0 | 0 | 0 | 0
27.03. | 15 | 96.6014 |  | 96.6014 | 0 | 0 | 0 | 0
27.03. | 16 | 99.3014 |  | 99.3014 | 0 | 0 | 0 | 0
27.03. | 17 | 99.3014 |  | 99.3014 | 0 | 0 | 0 | 0
27.03. | 18 | 99.3014 |  | 99.3014 | 0 | 0 | 0 | 0
27.03. | 19 | 99.4514 |  | 99.4514 | 0 | 0 | 0 | 0
27.03. | 20 | 99.3014 |  | 99.3014 | 0 | 0 | 0 | 0
27.03. | 21 | 99.4514 |  | 99.4514 | 0 | 0 | 0 | 0
27.03. | 22 | 99.4514 |  | 99.4514 | 0 | 0 | 0 | 0
27.03. | 23 | 99.4514 |  | 99.4514 | 0 | 0 | 0 | 0
27.03. | 24 | 95.2513 |  | 95.2513 | 0 | 0 | 0 | 0
28.03. | 1 | 94.8013 |  | 94.8013 | 0 | 0 | 0 | 0
28.03. | 2 | 94.8013 |  | 94.8013 | 0 | 0 | 0 | 0
28.03. | 3 | 94.8013 |  | 94.8013 | 0 | 0 | 0 | 0
28.03. | 4 | 94.8013 |  | 94.8013 | 0 | 0 | 0 | 0
28.03. | 5 | 94.8013 |  | 94.8013 | 0 | 0 | 0 | 0
28.03. | 6 | 94.8013 |  | 94.8013 | 0 | 0 | 0 | 0
28.03. | 7 | 94.8013 |  | 94.8013 | 0 | 0 | 0 | 0
28.03. | 8 | 94.8013 |  | 94.8013 | 0 | 0 | 0 | 0
28.03. | 9 | 97.8014 |  | 97.8014 | 0 | 0 | 0 | 0
28.03. | 10 | 99.4514 |  | 99.4514 | 0 | 0 | 0 | 0
28.03. | 11 | 99.4514 |  | 99.4514 | 0 | 0 | 0 | 0
28.03. | 12 | 99.4514 |  | 99.4514 | 0 | 0 | 0 | 0
28.03. | 13 | 99.4514 |  | 99.4514 | 0 | 0 | 0 | 0
28.03. | 14 | 99.4514 |  | 99.4514 | 0 | 0 | 0 | 0
28.03. | 15 | 99.4514 |  | 99.4514 | 0 | 0 | 0 | 0
28.03. | 16 | 99.4514 |  | 99.4514 | 0 | 0 | 0 | 0
28.03. | 17 | 100.5014 |  | 100.5014 | 0 | 0 | 0 | 0
28.03. | 18 | 100.9514 |  | 100.9514 | 0 | 0 | 0 | 0
28.03. | 19 | 100.8014 |  | 100.8014 | 0 | 0 | 0 | 0
28.03. | 20 | 100.8014 |  | 100.8014 | 0 | 0 | 0 | 0
28.03. | 21 | 100.8014 |  | 100.8014 | 0 | 0 | 0 | 0
28.03. | 22 | 100.8014 |  | 100.8014 | 0 | 0 | 0 | 0
28.03. | 23 | 100.8014 |  | 100.8014 | 0 | 0 | 0 | 0
28.03. | 24 | 100.8014 |  | 100.8014 | 0 | 0 | 0 | 0
29.03. | 1 | 96.4514 |  | 96.4514 | 0 | 0 | 0 | 0
29.03. | 2 | 96.1514 |  | 96.1514 | 0 | 0 | 0 | 0
29.03. | 3 | 96.1514 |  | 96.1514 | 0 | 0 | 0 | 0
29.03. | 4 | 96.3014 |  | 96.3014 | 0 | 0 | 0 | 0
29.03. | 5 | 96.3014 |  | 96.3014 | 0 | 0 | 0 | 0
29.03. | 6 | 96.1514 |  | 96.1514 | 0 | 0 | 0 | 0
29.03. | 7 | 96.3014 |  | 96.3014 | 0 | 0 | 0 | 0
29.03. | 8 | 96.1514 |  | 96.1514 | 0 | 0 | 0 | 0
29.03. | 9 | 97.9514 |  | 97.9514 | 0 | 0 | 0 | 0
29.03. | 10 | 100.8014 |  | 100.8014 | 0 | 0 | 0 | 0
29.03. | 11 | 100.8014 |  | 100.8014 | 0 | 0 | 0 | 0
29.03. | 12 | 100.8014 |  | 100.8014 | 0 | 0 | 0 | 0
29.03. | 13 | 100.8014 |  | 100.8014 | 0 | 0 | 0 | 0
29.03. | 14 | 100.8014 |  | 100.8014 | 0 | 0 | 0 | 0
29.03. | 15 | 103.9515 |  | 103.9515 | 0 | 0 | 0 | 0
29.03. | 16 | 105.3015 |  | 105.3015 | 0 | 0 | 0 | 0
29.03. | 17 | 105.4515 |  | 105.4515 | 0 | 0 | 0 | 0
29.03. | 18 | 105.4515 |  | 105.4515 | 0 | 0 | 0 | 0
29.03. | 19 | 105.3015 |  | 105.3015 | 0 | 0 | 0 | 0
29.03. | 20 | 105.4515 |  | 105.4515 | 0 | 0 | 0 | 0
29.03. | 21 | 105.4515 |  | 105.4515 | 0 | 0 | 0 | 0
29.03. | 22 | 105.4515 |  | 105.4515 | 0 | 0 | 0 | 0
29.03. | 23 | 105.4515 |  | 105.4515 | 0 | 0 | 0 | 0
29.03. | 24 | 104.2515 |  | 104.2515 | 0 | 0 | 0 | 0
30.03. | 1 | 100.8014 |  | 100.8014 | 0 | 0 | 0 | 0
30.03. | 2 | 100.8014 |  | 100.8014 | 0 | 0 | 0 | 0
30.03. | 3 | 100.8014 |  | 100.8014 | 0 | 0 | 0 | 0
30.03. | 4 | 100.8014 |  | 100.8014 | 0 | 0 | 0 | 0
30.03. | 5 | 100.8014 |  | 100.8014 | 0 | 0 | 0 | 0
30.03. | 6 | 100.8014 |  | 100.8014 | 0 | 0 | 0 | 0
30.03. | 7 | 99.3014 |  | 99.3014 | 0 | 0 | 0 | 0
30.03. | 8 | 98.5514 |  | 98.5514 | 0 | 0 | 0 | 0
30.03. | 9 | 98.7014 |  | 98.7014 | 0 | 0 | 0 | 0
30.03. | 10 | 98.8514 |  | 98.8514 | 0 | 0 | 0 | 0
30.03. | 11 | 99.0014 |  | 99.0014 | 0 | 0 | 0 | 0
30.03. | 12 | 99.0014 |  | 99.0014 | 0 | 0 | 0 | 0
30.03. | 13 | 98.5514 |  | 98.5514 | 0 | 0 | 0 | 0
30.03. | 14 | 98.5514 |  | 98.5514 | 0 | 0 | 0 | 0
30.03. | 15 | 98.5514 |  | 98.5514 | 0 | 0 | 0 | 0
30.03. | 16 | 101.7014 |  | 101.7014 | 0 | 0 | 0 | 0
30.03. | 17 | 103.2015 |  | 103.2015 | 0 | 0 | 0 | 0
30.03. | 18 | 103.2015 |  | 103.2015 | 0 | 0 | 0 | 0
30.03. | 19 | 104.4015 |  | 104.4015 | 0 | 0 | 0 | 0
30.03. | 20 | 107.1015 |  | 107.1015 | 0 | 0 | 0 | 0
30.03. | 21 | 107.1015 |  | 107.1015 | 0 | 0 | 0 | 0
30.03. | 22 | 107.1015 |  | 107.1015 | 0 | 0 | 0 | 0
30.03. | 23 | 107.1015 |  | 107.1015 | 0 | 0 | 0 | 0
30.03. | 24 | 107.1015 |  | 107.1015 | 0 | 0 | 0 | 0
31.03. | 1 | 107.1015 |  | 107.1015 | 0 | 0 | 0 | 0
31.03. | 2 | 107.1015 |  | 107.1015 | 0 | 0 | 0 | 0
31.03. | 3 | 107.1015 |  | 107.1015 | 0 | 0 | 0 | 0
31.03. | 4 | 107.1015 |  | 107.1015 | 0 | 0 | 0 | 0
31.03. | 5 | 107.1015 |  | 107.1015 | 0 | 0 | 0 | 0
31.03. | 6 | 107.1015 |  | 107.1015 | 0 | 0 | 0 | 0
31.03. | 7 | 107.1015 |  | 107.1015 | 0 | 0 | 0 | 0
31.03. | 8 | 106.9515 |  | 106.9515 | 0 | 0 | 0 | 0
31.03. | 9 | 106.9515 |  | 106.9515 | 0 | 0 | 0 | 0
31.03. | 10 | 107.2515 |  | 107.2515 | 0 | 0 | 0 | 0
31.03. | 11 | 106.9515 |  | 106.9515 | 0 | 0 | 0 | 0
31.03. | 12 | 107.1015 |  | 107.1015 | 0 | 0 | 0 | 0
31.03. | 13 | 107.4015 |  | 107.4015 | 0 | 0 | 0 | 0
31.03. | 14 | 107.1015 |  | 107.1015 | 0 | 0 | 0 | 0
31.03. | 15 | 106.9515 |  | 106.9515 | 0 | 0 | 0 | 0
31.03. | 16 | 106.9515 |  | 106.9515 | 0 | 0 | 0 | 0
31.03. | 17 | 106.9515 |  | 106.9515 | 0 | 0 | 0 | 0
31.03. | 18 | 107.1015 |  | 107.1015 | 0 | 0 | 0 | 0
31.03. | 19 | 107.1015 |  | 107.1015 | 0 | 0 | 0 | 0
31.03. | 20 | 107.1015 |  | 107.1015 | 0 | 0 | 0 | 0
31.03. | 21 | 107.1015 |  | 107.1015 | 0 | 0 | 0 | 0
31.03. | 22 | 107.1015 |  | 107.1015 | 0 | 0 | 0 | 0
31.03. | 23 | 107.1015 |  | 107.1015 | 0 | 0 | 0 | 0
31.03. | 24 | 106.3515 |  | 106.3515 | 0 | 0 | 0 | 0
01.04. | 1 | 102.4514 |  | 102.4514 | 0 | 0 | 0 | 0
01.04. | 2 | 102.4514 |  | 102.4514 | 0 | 0 | 0 | 0
01.04. | 3 | 102.4514 |  | 102.4514 | 0 | 0 | 0 | 0
01.04. | 4 | 102.4514 |  | 102.4514 | 0 | 0 | 0 | 0
01.04. | 5 | 102.4514 |  | 102.4514 | 0 | 0 | 0 | 0
01.04. | 6 | 102.4514 |  | 102.4514 | 0 | 0 | 0 | 0
01.04. | 7 | 102.6014 |  | 102.6014 | 0 | 0 | 0 | 0
01.04. | 8 | 102.9015 |  | 102.9015 | 0 | 0 | 0 | 0
01.04. | 9 | 105.9015 |  | 105.9015 | 0 | 0 | 0 | 0
01.04. | 10 | 107.2515 |  | 107.2515 | 0 | 0 | 0 | 0
01.04. | 11 | 106.8015 |  | 106.8015 | 0 | 0 | 0 | 0
01.04. | 12 | 106.9515 |  | 106.9515 | 0 | 0 | 0 | 0
01.04. | 13 | 107.1015 |  | 107.1015 | 0 | 0 | 0 | 0
01.04. | 14 | 106.8015 |  | 106.8015 | 0 | 0 | 0 | 0
01.04. | 15 | 97.6514 |  | 97.6514 | 0 | 0 | 0 | 0
01.04. | 16 | 88.6513 |  | 88.6513 | 0 | 0 | 0 | 0
01.04. | 17 | 88.6513 |  | 88.6513 | 0 | 0 | 0 | 0
01.04. | 18 | 88.6513 |  | 88.6513 | 0 | 0 | 0 | 0
01.04. | 19 | 91.0513 |  | 91.0513 | 0 | 0 | 0 | 0
01.04. | 20 | 93.3013 |  | 93.3013 | 0 | 0 | 0 | 0
01.04. | 21 | 93.3013 |  | 93.3013 | 0 | 0 | 0 | 0
01.04. | 22 | 93.3013 |  | 93.3013 | 0 | 0 | 0 | 0
01.04. | 23 | 93.3013 |  | 93.3013 | 0 | 0 | 0 | 0
01.04. | 24 | 91.2013 |  | 91.2013 | 0 | 0 | 0 | 0
02.04. | 1 | 84.1512 |  | 84.1512 | 0 | 0 | 0 | 0
02.04. | 2 | 84.1512 |  | 84.1512 | 0 | 0 | 0 | 0
02.04. | 3 | 84.1512 |  | 84.1512 | 0 | 0 | 0 | 0
02.04. | 4 | 84.1512 |  | 84.1512 | 0 | 0 | 0 | 0
02.04. | 5 | 84.1512 |  | 84.1512 | 0 | 0 | 0 | 0
02.04. | 6 | 84.1512 |  | 84.1512 | 0 | 0 | 0 | 0
02.04. | 7 | 84.1512 |  | 84.1512 | 0 | 0 | 0 | 0
02.04. | 8 | 84.1512 |  | 84.1512 | 0 | 0 | 0 | 0
02.04. | 9 | 90.7513 |  | 90.7513 | 0 | 0 | 0 | 0
02.04. | 10 | 98.2514 |  | 98.2514 | 0 | 0 | 0 | 0
02.04. | 11 | 97.9514 |  | 97.9514 | 0 | 0 | 0 | 0
02.04. | 12 | 97.8014 |  | 97.8014 | 0 | 0 | 0 | 0
02.04. | 13 | 98.1014 |  | 98.1014 | 0 | 0 | 0 | 0
02.04. | 14 | 98.2514 |  | 98.2514 | 0 | 0 | 0 | 0
02.04. | 15 | 97.8014 |  | 97.8014 | 0 | 0 | 0 | 0
02.04. | 16 | 97.8014 |  | 97.8014 | 0 | 0 | 0 | 0
02.04. | 17 | 97.8014 |  | 97.8014 | 0 | 0 | 0 | 0
02.04. | 18 | 97.8014 |  | 97.8014 | 0 | 0 | 0 | 0
02.04. | 19 | 97.8014 |  | 97.8014 | 0 | 0 | 0 | 0
02.04. | 20 | 97.8014 |  | 97.8014 | 0 | 0 | 0 | 0
02.04. | 21 | 97.8014 |  | 97.8014 | 0 | 0 | 0 | 0
02.04. | 22 | 97.8014 |  | 97.8014 | 0 | 0 | 0 | 0
02.04. | 23 | 97.8014 |  | 97.8014 | 0 | 0 | 0 | 0
02.04. | 24 | 97.8014 |  | 97.8014 | 0 | 0 | 0 | 0
03.04. | 1 | 89.8513 |  | 89.8513 | 0 | 0 | 0 | 0
03.04. | 2 | 79.6511 |  | 79.6511 | 0 | 0 | 0 | 0
03.04. | 3 | 79.3511 |  | 79.3511 | 0 | 0 | 0 | 0
03.04. | 4 | 79.8011 |  | 79.8011 | 0 | 0 | 0 | 0
03.04. | 5 | 79.6511 |  | 79.6511 | 0 | 0 | 0 | 0
03.04. | 6 | 79.5011 |  | 79.5011 | 0 | 0 | 0 | 0
03.04. | 7 | 79.5011 |  | 79.5011 | 0 | 0 | 0 | 0
03.04. | 8 | 81.9012 |  | 81.9012 | 0 | 0 | 0 | 0
03.04. | 9 | 82.6512 |  | 82.6512 | 0 | 0 | 0 | 0
03.04. | 10 | 82.6512 |  | 82.6512 | 0 | 0 | 0 | 0
03.04. | 11 | 83.2512 |  | 83.2512 | 0 | 0 | 0 | 0
03.04. | 12 | 88.6513 |  | 88.6513 | 0 | 0 | 0 | 0
03.04. | 13 | 92.4013 |  | 92.4013 | 0 | 0 | 0 | 0
03.04. | 14 | 91.6513 |  | 91.6513 | 0 | 0 | 0 | 0
03.04. | 15 | 91.8013 |  | 91.8013 | 0 | 0 | 0 | 0
03.04. | 16 | 91.8013 |  | 91.8013 | 0 | 0 | 0 | 0
03.04. | 17 | 91.8013 |  | 91.8013 | 0 | 0 | 0 | 0
03.04. | 18 | 91.8013 |  | 91.8013 | 0 | 0 | 0 | 0
03.04. | 19 | 91.8013 |  | 91.8013 | 0 | 0 | 0 | 0
03.04. | 20 | 91.6513 |  | 91.6513 | 0 | 0 | 0 | 0
03.04. | 21 | 91.8013 |  | 91.8013 | 0 | 0 | 0 | 0
03.04. | 22 | 91.8013 |  | 91.8013 | 0 | 0 | 0 | 0
03.04. | 23 | 91.5013 |  | 91.5013 | 0 | 0 | 0 | 0
03.04. | 24 | 87.3012 |  | 87.3012 | 0 | 0 | 0 | 0
04.04. | 1 | 87.7512 |  | 87.7512 | 0 | 0 | 0 | 0
04.04. | 2 | 88.0512 |  | 88.0512 | 0 | 0 | 0 | 0
04.04. | 3 | 87.9012 |  | 87.9012 | 0 | 0 | 0 | 0
04.04. | 4 | 88.0512 |  | 88.0512 | 0 | 0 | 0 | 0
04.04. | 5 | 88.0512 |  | 88.0512 | 0 | 0 | 0 | 0
04.04. | 6 | 88.0512 |  | 88.0512 | 0 | 0 | 0 | 0
04.04. | 7 | 88.0512 |  | 88.0512 | 0 | 0 | 0 | 0
04.04. | 8 | 92.5513 |  | 92.5513 | 0 | 0 | 0 | 0
04.04. | 9 | 92.5513 |  | 92.5513 | 0 | 0 | 0 | 0
04.04. | 10 | 92.5513 |  | 92.5513 | 0 | 0 | 0 | 0
04.04. | 11 | 92.5513 |  | 92.5513 | 0 | 0 | 0 | 0
04.04. | 12 | 92.5513 |  | 92.5513 | 0 | 0 | 0 | 0
04.04. | 13 | 92.5513 |  | 92.5513 | 0 | 0 | 0 | 0
04.04. | 14 | 92.4013 |  | 92.4013 | 0 | 0 | 0 | 0
04.04. | 15 | 92.4013 |  | 92.4013 | 0 | 0 | 0 | 0
04.04. | 16 | 92.4013 |  | 92.4013 | 0 | 0 | 0 | 0
04.04. | 17 | 92.4013 |  | 92.4013 | 0 | 0 | 0 | 0
04.04. | 18 | 92.4013 |  | 92.4013 | 0 | 0 | 0 | 0
04.04. | 19 | 92.5513 |  | 92.5513 | 0 | 0 | 0 | 0
04.04. | 20 | 92.5513 |  | 92.5513 | 0 | 0 | 0 | 0
04.04. | 21 | 92.5513 |  | 92.5513 | 0 | 0 | 0 | 0
04.04. | 22 | 92.1013 |  | 92.1013 | 0 | 0 | 0 | 0
04.04. | 23 | 91.8013 |  | 91.8013 | 0 | 0 | 0 | 0
04.04. | 24 | 91.8013 |  | 91.8013 | 0 | 0 | 0 | 0
05.04. | 1 | 91.8013 |  | 91.8013 | 0 | 0 | 0 | 0
05.04. | 2 | 91.9513 |  | 91.9513 | 0 | 0 | 0 | 0
05.04. | 3 | 92.5513 |  | 92.5513 | 0 | 0 | 0 | 0
05.04. | 4 | 92.5513 |  | 92.5513 | 0 | 0 | 0 | 0
05.04. | 5 | 92.5513 |  | 92.5513 | 0 | 0 | 0 | 0
05.04. | 6 | 92.2513 |  | 92.2513 | 0 | 0 | 0 | 0
05.04. | 7 | 87.9012 |  | 87.9012 | 0 | 0 | 0 | 0
05.04. | 8 | 92.4013 |  | 92.4013 | 0 | 0 | 0 | 0
05.04. | 9 | 92.7013 |  | 92.7013 | 0 | 0 | 0 | 0
05.04. | 10 | 92.5513 |  | 92.5513 | 0 | 0 | 0 | 0
05.04. | 11 | 92.5513 |  | 92.5513 | 0 | 0 | 0 | 0
05.04. | 12 | 92.4013 |  | 92.4013 | 0 | 0 | 0 | 0
05.04. | 13 | 92.5513 |  | 92.5513 | 0 | 0 | 0 | 0
05.04. | 14 | 92.5513 |  | 92.5513 | 0 | 0 | 0 | 0
05.04. | 15 | 92.5513 |  | 92.5513 | 0 | 0 | 0 | 0
05.04. | 16 | 92.5513 |  | 92.5513 | 0 | 0 | 0 | 0
05.04. | 17 | 92.5513 |  | 92.5513 | 0 | 0 | 0 | 0
05.04. | 18 | 92.5513 |  | 92.5513 | 0 | 0 | 0 | 0
05.04. | 19 | 92.5513 |  | 92.5513 | 0 | 0 | 0 | 0
05.04. | 20 | 92.7013 |  | 92.7013 | 0 | 0 | 0 | 0
05.04. | 21 | 90.6013 |  | 90.6013 | 0 | 0 | 0 | 0
05.04. | 22 | 89.1013 |  | 89.1013 | 0 | 0 | 0 | 0
05.04. | 23 | 89.1013 |  | 89.1013 | 0 | 0 | 0 | 0
05.04. | 24 | 89.1013 |  | 89.1013 | 0 | 0 | 0 | 0
06.04. | 1 | 89.1013 |  | 89.1013 | 0 | 0 | 0 | 0
06.04. | 2 | 89.1013 |  | 89.1013 | 0 | 0 | 0 | 0
06.04. | 3 | 89.1013 |  | 89.1013 | 0 | 0 | 0 | 0
06.04. | 4 | 89.1013 |  | 89.1013 | 0 | 0 | 0 | 0
06.04. | 5 | 89.1013 |  | 89.1013 | 0 | 0 | 0 | 0
06.04. | 6 | 89.1013 |  | 89.1013 | 0 | 0 | 0 | 0
06.04. | 7 | 87.4512 |  | 87.4512 | 0 | 0 | 0 | 0
06.04. | 8 | 84.4512 |  | 84.4512 | 0 | 0 | 0 | 0
06.04. | 9 | 84.4512 |  | 84.4512 | 0 | 0 | 0 | 0
06.04. | 10 | 84.9012 |  | 84.9012 | 0 | 0 | 0 | 0
06.04. | 11 | 84.6012 |  | 84.6012 | 0 | 0 | 0 | 0
06.04. | 12 | 84.7512 |  | 84.7512 | 0 | 0 | 0 | 0
06.04. | 13 | 84.7512 |  | 84.7512 | 0 | 0 | 0 | 0
06.04. | 14 | 84.6012 |  | 84.6012 | 0 | 0 | 0 | 0
06.04. | 15 | 86.5512 |  | 86.5512 | 0 | 0 | 0 | 0
06.04. | 16 | 87.9012 |  | 87.9012 | 0 | 0 | 0 | 0
06.04. | 17 | 87.9012 |  | 87.9012 | 0 | 0 | 0 | 0
06.04. | 18 | 87.9012 |  | 87.9012 | 0 | 0 | 0 | 0
06.04. | 19 | 91.0513 |  | 91.0513 | 0 | 0 | 0 | 0
06.04. | 20 | 93.3013 |  | 93.3013 | 0 | 0 | 0 | 0
06.04. | 21 | 93.4513 |  | 93.4513 | 0 | 0 | 0 | 0
06.04. | 22 | 93.3013 |  | 93.3013 | 0 | 0 | 0 | 0
06.04. | 23 | 93.3013 |  | 93.3013 | 0 | 0 | 0 | 0
06.04. | 24 | 93.3013 |  | 93.3013 | 0 | 0 | 0 | 0
07.04. | 1 | 92.4013 |  | 92.4013 | 0 | 0 | 0 | 0
07.04. | 2 | 88.8013 |  | 88.8013 | 0 | 0 | 0 | 0
07.04. | 3 | 88.8013 |  | 88.8013 | 0 | 0 | 0 | 0
07.04. | 4 | 88.8013 |  | 88.8013 | 0 | 0 | 0 | 0
07.04. | 5 | 88.8013 |  | 88.8013 | 0 | 0 | 0 | 0
07.04. | 6 | 88.8013 |  | 88.8013 | 0 | 0 | 0 | 0
07.04. | 7 | 88.8013 |  | 88.8013 | 0 | 0 | 0 | 0
07.04. | 8 | 92.7013 |  | 92.7013 | 0 | 0 | 0 | 0
07.04. | 9 | 93.7513 |  | 93.7513 | 0 | 0 | 0 | 0
07.04. | 10 | 93.9013 |  | 93.9013 | 0 | 0 | 0 | 0
07.04. | 11 | 93.9013 |  | 93.9013 | 0 | 0 | 0 | 0
07.04. | 12 | 93.9013 |  | 93.9013 | 0 | 0 | 0 | 0
07.04. | 13 | 93.6013 |  | 93.6013 | 0 | 0 | 0 | 0
07.04. | 14 | 93.7513 |  | 93.7513 | 0 | 0 | 0 | 0
07.04. | 15 | 93.6013 |  | 93.6013 | 0 | 0 | 0 | 0
07.04. | 16 | 93.4513 |  | 93.4513 | 0 | 0 | 0 | 0
07.04. | 17 | 93.4513 |  | 93.4513 | 0 | 0 | 0 | 0
07.04. | 18 | 93.3013 |  | 93.3013 | 0 | 0 | 0 | 0
07.04. | 19 | 93.3013 |  | 93.3013 | 0 | 0 | 0 | 0
07.04. | 20 | 93.3013 |  | 93.3013 | 0 | 0 | 0 | 0
07.04. | 21 | 93.4513 |  | 93.4513 | 0 | 0 | 0 | 0
07.04. | 22 | 93.4513 |  | 93.4513 | 0 | 0 | 0 | 0
07.04. | 23 | 93.4513 |  | 93.4513 | 0 | 0 | 0 | 0
07.04. | 24 | 91.9513 |  | 91.9513 | 0 | 0 | 0 | 0
08.04. | 1 | 90.4513 |  | 90.4513 | 0 | 0 | 0 | 0
08.04. | 2 | 90.3013 |  | 90.3013 | 0 | 0 | 0 | 0
08.04. | 3 | 90.3013 |  | 90.3013 | 0 | 0 | 0 | 0
08.04. | 4 | 90.3013 |  | 90.3013 | 0 | 0 | 0 | 0
08.04. | 5 | 90.3013 |  | 90.3013 | 0 | 0 | 0 | 0
08.04. | 6 | 90.4513 |  | 90.4513 | 0 | 0 | 0 | 0
08.04. | 7 | 90.4513 |  | 90.4513 | 0 | 0 | 0 | 0
08.04. | 8 | 102.0014 |  | 102.0014 | 0 | 0 | 0 | 0
08.04. | 9 | 102.6014 |  | 102.6014 | 0 | 0 | 0 | 0
08.04. | 10 | 103.5015 |  | 103.5015 | 0 | 0 | 0 | 0
08.04. | 11 | 105.9015 |  | 105.9015 | 0 | 0 | 0 | 0
08.04. | 12 | 106.2015 |  | 106.2015 | 0 | 0 | 0 | 0
08.04. | 13 | 106.2015 |  | 106.2015 | 0 | 0 | 0 | 0
08.04. | 14 | 105.7515 |  | 105.7515 | 0 | 0 | 0 | 0
08.04. | 15 | 105.6015 |  | 105.6015 | 0 | 0 | 0 | 0
08.04. | 16 | 105.6015 |  | 105.6015 | 0 | 0 | 0 | 0
08.04. | 17 | 105.6015 |  | 105.6015 | 0 | 0 | 0 | 0
08.04. | 18 | 105.4515 |  | 105.4515 | 0 | 0 | 0 | 0
08.04. | 19 | 105.6015 |  | 105.6015 | 0 | 0 | 0 | 0
08.04. | 20 | 105.6015 |  | 105.6015 | 0 | 0 | 0 | 0
08.04. | 21 | 105.6015 |  | 105.6015 | 0 | 0 | 0 | 0
08.04. | 22 | 105.6015 |  | 105.6015 | 0 | 0 | 0 | 0
08.04. | 23 | 105.7515 |  | 105.7515 | 0 | 0 | 0 | 0
08.04. | 24 | 105.6015 |  | 105.6015 | 0 | 0 | 0 | 0
09.04. | 1 | 103.8015 |  | 103.8015 | 0 | 0 | 0 | 0
09.04. | 2 | 101.1014 |  | 101.1014 | 0 | 0 | 0 | 0
09.04. | 3 | 101.1014 |  | 101.1014 | 0 | 0 | 0 | 0
09.04. | 4 | 101.1014 |  | 101.1014 | 0 | 0 | 0 | 0
09.04. | 5 | 101.1014 |  | 101.1014 | 0 | 0 | 0 | 0
09.04. | 6 | 100.9514 |  | 100.9514 | 0 | 0 | 0 | 0
09.04. | 7 | 100.5014 |  | 100.5014 | 0 | 0 | 0 | 0
09.04. | 8 | 103.3515 |  | 103.3515 | 0 | 0 | 0 | 0
09.04. | 9 | 104.4015 |  | 104.4015 | 0 | 0 | 0 | 0
09.04. | 10 | 104.7015 |  | 104.7015 | 0 | 0 | 0 | 0
09.04. | 11 | 105.1515 |  | 105.1515 | 0 | 0 | 0 | 0
09.04. | 12 | 105.0015 |  | 105.0015 | 0 | 0 | 0 | 0
09.04. | 13 | 103.9515 |  | 103.9515 | 0 | 0 | 0 | 0
09.04. | 14 | 103.9515 |  | 103.9515 | 0 | 0 | 0 | 0
09.04. | 15 | 103.9515 |  | 103.9515 | 0 | 0 | 0 | 0
09.04. | 16 | 103.9515 |  | 103.9515 | 0 | 0 | 0 | 0
09.04. | 17 | 103.9515 |  | 103.9515 | 0 | 0 | 0 | 0
09.04. | 18 | 104.1015 |  | 104.1015 | 0 | 0 | 0 | 0
09.04. | 19 | 95.1013 |  | 95.1013 | 0 | 0 | 0 | 0
09.04. | 20 | 91.8013 |  | 91.8013 | 0 | 0 | 0 | 0
09.04. | 21 | 91.8013 |  | 91.8013 | 0 | 0 | 0 | 0
09.04. | 22 | 101.4014 |  | 101.4014 | 0 | 0 | 0 | 0
09.04. | 23 | 103.9515 |  | 103.9515 | 0 | 0 | 0 | 0
09.04. | 24 | 99.6014 |  | 99.6014 | 0 | 0 | 0 | 0
10.04. | 1 | 100.6514 |  | 100.6514 | 0 | 0 | 0 | 0
10.04. | 2 | 101.1014 |  | 101.1014 | 0 | 0 | 0 | 0
10.04. | 3 | 101.7014 |  | 101.7014 | 0 | 0 | 0 | 0
10.04. | 4 | 101.7014 |  | 101.7014 | 0 | 0 | 0 | 0
10.04. | 5 | 101.7014 |  | 101.7014 | 0 | 0 | 0 | 0
10.04. | 6 | 101.4014 |  | 101.4014 | 0 | 0 | 0 | 0
10.04. | 7 | 101.1014 |  | 101.1014 | 0 | 0 | 0 | 0
10.04. | 8 | 101.2514 |  | 101.2514 | 0 | 0 | 0 | 0
10.04. | 9 | 103.9515 |  | 103.9515 | 0 | 0 | 0 | 0
10.04. | 10 | 106.0515 |  | 106.0515 | 0 | 0 | 0 | 0
10.04. | 11 | 105.6015 |  | 105.6015 | 0 | 0 | 0 | 0
10.04. | 12 | 105.6015 |  | 105.6015 | 0 | 0 | 0 | 0
10.04. | 13 | 105.4515 |  | 105.4515 | 0 | 0 | 0 | 0
10.04. | 14 | 105.4515 |  | 105.4515 | 0 | 0 | 0 | 0
10.04. | 15 | 105.4515 |  | 105.4515 | 0 | 0 | 0 | 0
10.04. | 16 | 105.6015 |  | 105.6015 | 0 | 0 | 0 | 0
10.04. | 17 | 105.6015 |  | 105.6015 | 0 | 0 | 0 | 0
10.04. | 18 | 105.6015 |  | 105.6015 | 0 | 0 | 0 | 0
10.04. | 19 | 105.6015 |  | 105.6015 | 0 | 0 | 0 | 0
10.04. | 20 | 105.6015 |  | 105.6015 | 0 | 0 | 0 | 0
10.04. | 21 | 105.6015 |  | 105.6015 | 0 | 0 | 0 | 0
10.04. | 22 | 105.7515 |  | 105.7515 | 0 | 0 | 0 | 0
10.04. | 23 | 105.7515 |  | 105.7515 | 0 | 0 | 0 | 0
10.04. | 24 | 105.6015 |  | 105.6015 | 0 | 0 | 0 | 0
11.04. | 1 | 102.7515 |  | 102.7515 | 0 | 0 | 0 | 0
11.04. | 2 | 101.1014 |  | 101.1014 | 0 | 0 | 0 | 0
11.04. | 3 | 101.1014 |  | 101.1014 | 0 | 0 | 0 | 0
11.04. | 4 | 101.1014 |  | 101.1014 | 0 | 0 | 0 | 0
11.04. | 5 | 101.1014 |  | 101.1014 | 0 | 0 | 0 | 0
11.04. | 6 | 100.9514 |  | 100.9514 | 0 | 0 | 0 | 0
11.04. | 7 | 100.9514 |  | 100.9514 | 0 | 0 | 0 | 0
11.04. | 8 | 100.9514 |  | 100.9514 | 0 | 0 | 0 | 0
11.04. | 9 | 100.9514 |  | 100.9514 | 0 | 0 | 0 | 0
11.04. | 10 | 100.9514 |  | 100.9514 | 0 | 0 | 0 | 0
11.04. | 11 | 100.9514 |  | 100.9514 | 0 | 0 | 0 | 0
11.04. | 12 | 104.8515 |  | 104.8515 | 0 | 0 | 0 | 0
11.04. | 13 | 105.6015 |  | 105.6015 | 0 | 0 | 0 | 0
11.04. | 14 | 105.7515 |  | 105.7515 | 0 | 0 | 0 | 0
11.04. | 15 | 105.7515 |  | 105.7515 | 0 | 0 | 0 | 0
11.04. | 16 | 105.7515 |  | 105.7515 | 0 | 0 | 0 | 0
11.04. | 17 | 105.7515 |  | 105.7515 | 0 | 0 | 0 | 0
11.04. | 18 | 105.9015 |  | 105.9015 | 0 | 0 | 0 | 0
11.04. | 19 | 105.7515 |  | 105.7515 | 0 | 0 | 0 | 0
11.04. | 20 | 105.7515 |  | 105.7515 | 0 | 0 | 0 | 0
11.04. | 21 | 105.7515 |  | 105.7515 | 0 | 0 | 0 | 0
11.04. | 22 | 105.9015 |  | 105.9015 | 0 | 0 | 0 | 0
11.04. | 23 | 105.7515 |  | 105.7515 | 0 | 0 | 0 | 0
11.04. | 24 | 105.7515 |  | 105.7515 | 0 | 0 | 0 | 0
12.04. | 1 | 102.6014 |  | 102.6014 | 0 | 0 | 0 | 0
12.04. | 2 | 101.1014 |  | 101.1014 | 0 | 0 | 0 | 0
12.04. | 3 | 101.1014 |  | 101.1014 | 0 | 0 | 0 | 0
12.04. | 4 | 101.1014 |  | 101.1014 | 0 | 0 | 0 | 0
12.04. | 5 | 100.9514 |  | 100.9514 | 0 | 0 | 0 | 0
12.04. | 6 | 101.1014 |  | 101.1014 | 0 | 0 | 0 | 0
12.04. | 7 | 101.1014 |  | 101.1014 | 0 | 0 | 0 | 0
12.04. | 8 | 100.9514 |  | 100.9514 | 0 | 0 | 0 | 0
12.04. | 9 | 100.9514 |  | 100.9514 | 0 | 0 | 0 | 0
12.04. | 10 | 103.8015 |  | 103.8015 | 0 | 0 | 0 | 0
12.04. | 11 | 105.6015 |  | 105.6015 | 0 | 0 | 0 | 0
12.04. | 12 | 105.7515 |  | 105.7515 | 0 | 0 | 0 | 0
12.04. | 13 | 102.1514 |  | 102.1514 | 0 | 0 | 0 | 0
12.04. | 14 | 93.7513 |  | 93.7513 | 0 | 0 | 0 | 0
12.04. | 15 | 103.3515 |  | 103.3515 | 0 | 0 | 0 | 0
12.04. | 16 | 105.9015 |  | 105.9015 | 0 | 0 | 0 | 0
12.04. | 17 | 106.0515 |  | 106.0515 | 0 | 0 | 0 | 0
12.04. | 18 | 106.0515 |  | 106.0515 | 0 | 0 | 0 | 0
12.04. | 19 | 106.0515 |  | 106.0515 | 0 | 0 | 0 | 0
12.04. | 20 | 106.0515 |  | 106.0515 | 0 | 0 | 0 | 0
12.04. | 21 | 105.9015 |  | 105.9015 | 0 | 0 | 0 | 0
12.04. | 22 | 105.9015 |  | 105.9015 | 0 | 0 | 0 | 0
12.04. | 23 | 105.9015 |  | 105.9015 | 0 | 0 | 0 | 0
12.04. | 24 | 102.6014 |  | 102.6014 | 0 | 0 | 0 | 0
13.04. | 1 | 101.2514 |  | 101.2514 | 0 | 0 | 0 | 0
13.04. | 2 | 101.1014 |  | 101.1014 | 0 | 0 | 0 | 0
13.04. | 3 | 101.2514 |  | 101.2514 | 0 | 0 | 0 | 0
13.04. | 4 | 101.2514 |  | 101.2514 | 0 | 0 | 0 | 0
13.04. | 5 | 101.2514 |  | 101.2514 | 0 | 0 | 0 | 0
13.04. | 6 | 101.1014 |  | 101.1014 | 0 | 0 | 0 | 0
13.04. | 7 | 101.1014 |  | 101.1014 | 0 | 0 | 0 | 0
13.04. | 8 | 103.3515 |  | 103.3515 | 0 | 0 | 0 | 0
13.04. | 9 | 105.1515 |  | 105.1515 | 0 | 0 | 0 | 0
13.04. | 10 | 98.8514 |  | 98.8514 | 0 | 0 | 0 | 0
13.04. | 11 | 98.8514 |  | 98.8514 | 0 | 0 | 0 | 0
13.04. | 12 | 98.8514 |  | 98.8514 | 0 | 0 | 0 | 0
13.04. | 13 | 99.0014 |  | 99.0014 | 0 | 0 | 0 | 0
13.04. | 14 | 99.1514 |  | 99.1514 | 0 | 0 | 0 | 0
13.04. | 15 | 99.0014 |  | 99.0014 | 0 | 0 | 0 | 0
13.04. | 16 | 99.1514 |  | 99.1514 | 0 | 0 | 0 | 0
13.04. | 17 | 99.1514 |  | 99.1514 | 0 | 0 | 0 | 0
13.04. | 18 | 99.1514 |  | 99.1514 | 0 | 0 | 0 | 0
13.04. | 19 | 99.1514 |  | 99.1514 | 0 | 0 | 0 | 0
13.04. | 20 | 99.0014 |  | 99.0014 | 0 | 0 | 0 | 0
13.04. | 21 | 99.0014 |  | 99.0014 | 0 | 0 | 0 | 0
13.04. | 22 | 99.0014 |  | 99.0014 | 0 | 0 | 0 | 0
13.04. | 23 | 98.8514 |  | 98.8514 | 0 | 0 | 0 | 0
13.04. | 24 | 94.3513 |  | 94.3513 | 0 | 0 | 0 | 0
14.04. | 1 | 94.2013 |  | 94.2013 | 0 | 0 | 0 | 0
14.04. | 2 | 94.2013 |  | 94.2013 | 0 | 0 | 0 | 0
14.04. | 3 | 94.2013 |  | 94.2013 | 0 | 0 | 0 | 0
14.04. | 4 | 94.2013 |  | 94.2013 | 0 | 0 | 0 | 0
14.04. | 5 | 94.2013 |  | 94.2013 | 0 | 0 | 0 | 0
14.04. | 6 | 94.2013 |  | 94.2013 | 0 | 0 | 0 | 0
14.04. | 7 | 94.0513 |  | 94.0513 | 0 | 0 | 0 | 0
14.04. | 8 | 94.0513 |  | 94.0513 | 0 | 0 | 0 | 0
14.04. | 9 | 96.6014 |  | 96.6014 | 0 | 0 | 0 | 0
14.04. | 10 | 98.7014 |  | 98.7014 | 0 | 0 | 0 | 0
14.04. | 11 | 98.7014 |  | 98.7014 | 0 | 0 | 0 | 0
14.04. | 12 | 98.7014 |  | 98.7014 | 0 | 0 | 0 | 0
14.04. | 13 | 98.7014 |  | 98.7014 | 0 | 0 | 0 | 0
14.04. | 14 | 98.7014 |  | 98.7014 | 0 | 0 | 0 | 0
14.04. | 15 | 98.8514 |  | 98.8514 | 0 | 0 | 0 | 0
14.04. | 16 | 98.7014 |  | 98.7014 | 0 | 0 | 0 | 0
14.04. | 17 | 98.8514 |  | 98.8514 | 0 | 0 | 0 | 0
14.04. | 18 | 98.7014 |  | 98.7014 | 0 | 0 | 0 | 0
14.04. | 19 | 98.7014 |  | 98.7014 | 0 | 0 | 0 | 0
14.04. | 20 | 98.8514 |  | 98.8514 | 0 | 0 | 0 | 0
14.04. | 21 | 98.8514 |  | 98.8514 | 0 | 0 | 0 | 0
14.04. | 22 | 98.8514 |  | 98.8514 | 0 | 0 | 0 | 0
14.04. | 23 | 98.8514 |  | 98.8514 | 0 | 0 | 0 | 0
14.04. | 24 | 98.7014 |  | 98.7014 | 0 | 0 | 0 | 0
15.04. | 1 | 87.4512 |  | 87.4512 | 0 | 0 | 0 | 0
15.04. | 2 | 74.101 |  | 74.101 | 0 | 0 | 0 | 0
15.04. | 3 | 75.9011 |  | 75.9011 | 0 | 0 | 0 | 0
15.04. | 4 | 75.9011 |  | 75.9011 | 0 | 0 | 0 | 0
15.04. | 5 | 75.9011 |  | 75.9011 | 0 | 0 | 0 | 0
15.04. | 6 | 76.0511 |  | 76.0511 | 0 | 0 | 0 | 0
15.04. | 7 | 92.5513 |  | 92.5513 | 0 | 0 | 0 | 0
15.04. | 8 | 92.5513 |  | 92.5513 | 0 | 0 | 0 | 0
15.04. | 9 | 94.0513 |  | 94.0513 | 0 | 0 | 0 | 0
15.04. | 10 | 97.3514 |  | 97.3514 | 0 | 0 | 0 | 0
15.04. | 11 | 97.2014 |  | 97.2014 | 0 | 0 | 0 | 0
15.04. | 12 | 97.3514 |  | 97.3514 | 0 | 0 | 0 | 0
15.04. | 13 | 97.0514 |  | 97.0514 | 0 | 0 | 0 | 0
15.04. | 14 | 97.2014 |  | 97.2014 | 0 | 0 | 0 | 0
15.04. | 15 | 97.2014 |  | 97.2014 | 0 | 0 | 0 | 0
15.04. | 16 | 97.2014 |  | 97.2014 | 0 | 0 | 0 | 0
15.04. | 17 | 97.2014 |  | 97.2014 | 0 | 0 | 0 | 0
15.04. | 18 | 97.3514 |  | 97.3514 | 0 | 0 | 0 | 0
15.04. | 19 | 97.3514 |  | 97.3514 | 0 | 0 | 0 | 0
15.04. | 20 | 97.3514 |  | 97.3514 | 0 | 0 | 0 | 0
15.04. | 21 | 97.3514 |  | 97.3514 | 0 | 0 | 0 | 0
15.04. | 22 | 97.3514 |  | 97.3514 | 0 | 0 | 0 | 0
15.04. | 23 | 97.3514 |  | 97.3514 | 0 | 0 | 0 | 0
15.04. | 24 | 97.2014 |  | 97.2014 | 0 | 0 | 0 | 0
16.04. | 1 | 97.2014 |  | 97.2014 | 0 | 0 | 0 | 0
16.04. | 2 | 97.0514 |  | 97.0514 | 0 | 0 | 0 | 0
16.04. | 3 | 97.0514 |  | 97.0514 | 0 | 0 | 0 | 0
16.04. | 4 | 97.2014 |  | 97.2014 | 0 | 0 | 0 | 0
16.04. | 5 | 97.2014 |  | 97.2014 | 0 | 0 | 0 | 0
16.04. | 6 | 97.2014 |  | 97.2014 | 0 | 0 | 0 | 0
16.04. | 7 | 97.2014 |  | 97.2014 | 0 | 0 | 0 | 0
16.04. | 8 | 97.0514 |  | 97.0514 | 0 | 0 | 0 | 0
16.04. | 9 | 97.2014 |  | 97.2014 | 0 | 0 | 0 | 0
16.04. | 10 | 97.2014 |  | 97.2014 | 0 | 0 | 0 | 0
16.04. | 11 | 97.3514 |  | 97.3514 | 0 | 0 | 0 | 0
16.04. | 12 | 97.3514 |  | 97.3514 | 0 | 0 | 0 | 0
16.04. | 13 | 97.5014 |  | 97.5014 | 0 | 0 | 0 | 0
16.04. | 14 | 97.5014 |  | 97.5014 | 0 | 0 | 0 | 0
16.04. | 15 | 99.0014 |  | 99.0014 | 0 | 0 | 0 | 0
16.04. | 16 | 99.3014 |  | 99.3014 | 0 | 0 | 0 | 0
16.04. | 17 | 99.1514 |  | 99.1514 | 0 | 0 | 0 | 0
16.04. | 18 | 99.0014 |  | 99.0014 | 0 | 0 | 0 | 0
16.04. | 19 | 99.0014 |  | 99.0014 | 0 | 0 | 0 | 0
16.04. | 20 | 99.1514 |  | 99.1514 | 0 | 0 | 0 | 0
16.04. | 21 | 99.3014 |  | 99.3014 | 0 | 0 | 0 | 0
16.04. | 22 | 99.1514 |  | 99.1514 | 0 | 0 | 0 | 0
16.04. | 23 | 99.0014 |  | 99.0014 | 0 | 0 | 0 | 0
16.04. | 24 | 99.0014 |  | 99.0014 | 0 | 0 | 0 | 0
17.04. | 1 | 97.6514 |  | 97.6514 | 0 | 0 | 0 | 0
17.04. | 2 | 93.6013 |  | 93.6013 | 0 | 0 | 0 | 0
17.04. | 3 | 91.3513 |  | 91.3513 | 0 | 0 | 0 | 0
17.04. | 4 | 91.3513 |  | 91.3513 | 0 | 0 | 0 | 0
17.04. | 5 | 91.2013 |  | 91.2013 | 0 | 0 | 0 | 0
17.04. | 6 | 91.2013 |  | 91.2013 | 0 | 0 | 0 | 0
17.04. | 7 | 92.4013 |  | 92.4013 | 0 | 0 | 0 | 0
17.04. | 8 | 96.4514 |  | 96.4514 | 0 | 0 | 0 | 0
17.04. | 9 | 96.3014 |  | 96.3014 | 0 | 0 | 0 | 0
17.04. | 10 | 96.0014 |  | 96.0014 | 0 | 0 | 0 | 0
17.04. | 11 | 96.1514 |  | 96.1514 | 0 | 0 | 0 | 0
17.04. | 12 | 95.8514 |  | 95.8514 | 0 | 0 | 0 | 0
17.04. | 13 | 95.8514 |  | 95.8514 | 0 | 0 | 0 | 0
17.04. | 14 | 95.8514 |  | 95.8514 | 0 | 0 | 0 | 0
17.04. | 15 | 95.8514 |  | 95.8514 | 0 | 0 | 0 | 0
17.04. | 16 | 96.0014 |  | 96.0014 | 0 | 0 | 0 | 0
17.04. | 17 | 96.0014 |  | 96.0014 | 0 | 0 | 0 | 0
17.04. | 18 | 95.8514 |  | 95.8514 | 0 | 0 | 0 | 0
17.04. | 19 | 95.8514 |  | 95.8514 | 0 | 0 | 0 | 0
17.04. | 20 | 96.0014 |  | 96.0014 | 0 | 0 | 0 | 0
17.04. | 21 | 96.0014 |  | 96.0014 | 0 | 0 | 0 | 0
17.04. | 22 | 96.1514 |  | 96.1514 | 0 | 0 | 0 | 0
17.04. | 23 | 95.8514 |  | 95.8514 | 0 | 0 | 0 | 0
17.04. | 24 | 91.3513 |  | 91.3513 | 0 | 0 | 0 | 0
18.04. | 1 | 91.3513 |  | 91.3513 | 0 | 0 | 0 | 0
18.04. | 2 | 91.3513 |  | 91.3513 | 0 | 0 | 0 | 0
18.04. | 3 | 91.2013 |  | 91.2013 | 0 | 0 | 0 | 0
18.04. | 4 | 91.2013 |  | 91.2013 | 0 | 0 | 0 | 0
18.04. | 5 | 91.3513 |  | 91.3513 | 0 | 0 | 0 | 0
18.04. | 6 | 91.3513 |  | 91.3513 | 0 | 0 | 0 | 0
18.04. | 7 | 91.3513 |  | 91.3513 | 0 | 0 | 0 | 0
18.04. | 8 | 93.4513 |  | 93.4513 | 0 | 0 | 0 | 0
18.04. | 9 | 95.8514 |  | 95.8514 | 0 | 0 | 0 | 0
18.04. | 10 | 95.8514 |  | 95.8514 | 0 | 0 | 0 | 0
18.04. | 11 | 95.8514 |  | 95.8514 | 0 | 0 | 0 | 0
18.04. | 12 | 95.8514 |  | 95.8514 | 0 | 0 | 0 | 0
18.04. | 13 | 95.7014 |  | 95.7014 | 0 | 0 | 0 | 0
18.04. | 14 | 95.8514 |  | 95.8514 | 0 | 0 | 0 | 0
18.04. | 15 | 95.7014 |  | 95.7014 | 0 | 0 | 0 | 0
18.04. | 16 | 95.7014 |  | 95.7014 | 0 | 0 | 0 | 0
18.04. | 17 | 95.7014 |  | 95.7014 | 0 | 0 | 0 | 0
18.04. | 18 | 95.7014 |  | 95.7014 | 0 | 0 | 0 | 0
18.04. | 19 | 94.5013 |  | 94.5013 | 0 | 0 | 0 | 0
18.04. | 20 | 92.7013 |  | 92.7013 | 0 | 0 | 0 | 0
18.04. | 21 | 92.5513 |  | 92.5513 | 0 | 0 | 0 | 0
18.04. | 22 | 92.5513 |  | 92.5513 | 0 | 0 | 0 | 0
18.04. | 23 | 92.5513 |  | 92.5513 | 0 | 0 | 0 | 0
18.04. | 24 | 94.9513 |  | 94.9513 | 0 | 0 | 0 | 0
19.04. | 1 | 95.5513 |  | 95.5513 | 0 | 0 | 0 | 0
19.04. | 2 | 98.7014 |  | 98.7014 | 0 | 0 | 0 | 0
19.04. | 3 | 98.7014 |  | 98.7014 | 0 | 0 | 0 | 0
19.04. | 4 | 98.7014 |  | 98.7014 | 0 | 0 | 0 | 0
19.04. | 5 | 97.9514 |  | 97.9514 | 0 | 0 | 0 | 0
19.04. | 6 | 98.7014 |  | 98.7014 | 0 | 0 | 0 | 0
19.04. | 7 | 97.3514 |  | 97.3514 | 0 | 0 | 0 | 0
19.04. | 8 | 95.7014 |  | 95.7014 | 0 | 0 | 0 | 0
19.04. | 9 | 95.7014 |  | 95.7014 | 0 | 0 | 0 | 0
19.04. | 10 | 94.6513 |  | 94.6513 | 0 | 0 | 0 | 0
19.04. | 11 | 94.0513 |  | 94.0513 | 0 | 0 | 0 | 0
19.04. | 12 | 94.5013 |  | 94.5013 | 0 | 0 | 0 | 0
19.04. | 13 | 96.0014 |  | 96.0014 | 0 | 0 | 0 | 0
19.04. | 14 | 95.5513 |  | 95.5513 | 0 | 0 | 0 | 0
19.04. | 15 | 95.7014 |  | 95.7014 | 0 | 0 | 0 | 0
19.04. | 16 | 95.7014 |  | 95.7014 | 0 | 0 | 0 | 0
19.04. | 17 | 95.5513 |  | 95.5513 | 0 | 0 | 0 | 0
19.04. | 18 | 95.7014 |  | 95.7014 | 0 | 0 | 0 | 0
19.04. | 19 | 94.0513 |  | 94.0513 | 0 | 0 | 0 | 0
19.04. | 20 | 91.6513 |  | 91.6513 | 0 | 0 | 0 | 0
19.04. | 21 | 82.6512 |  | 82.6512 | 0 | 0 | 0 | 0
19.04. | 22 | 75.9011 |  | 75.9011 | 0 | 0 | 0 | 0
19.04. | 23 | 73.801 |  | 73.801 | 0 | 0 | 0 | 0
19.04. | 24 | 71.401 |  | 71.401 | 0 | 0 | 0 | 0
20.04. | 1 | 66.1509 |  | 66.1509 | 0 | 0 | 0 | 0
20.04. | 2 | 63.4509 |  | 63.4509 | 0 | 0 | 0 | 0
20.04. | 3 | 63.4509 |  | 63.4509 | 0 | 0 | 0 | 0
20.04. | 4 | 63.6009 |  | 63.6009 | 0 | 0 | 0 | 0
20.04. | 5 | 63.6009 |  | 63.6009 | 0 | 0 | 0 | 0
20.04. | 6 | 63.6009 |  | 63.6009 | 0 | 0 | 0 | 0
20.04. | 7 | 63.6009 |  | 63.6009 | 0 | 0 | 0 | 0
20.04. | 8 | 63.6009 |  | 63.6009 | 0 | 0 | 0 | 0
20.04. | 9 | 66.0009 |  | 66.0009 | 0 | 0 | 0 | 0
20.04. | 10 | 67.0509 |  | 67.0509 | 0 | 0 | 0 | 0
20.04. | 11 | 67.0509 |  | 67.0509 | 0 | 0 | 0 | 0
20.04. | 12 | 66.6009 |  | 66.6009 | 0 | 0 | 0 | 0
20.04. | 13 | 58.6508 |  | 58.6508 | 0 | 0 | 0 | 0
20.04. | 14 | 58.5008 |  | 58.5008 | 0 | 0 | 0 | 0
20.04. | 15 | 58.6508 |  | 58.6508 | 0 | 0 | 0 | 0
20.04. | 16 | 66.3009 |  | 66.3009 | 0 | 0 | 0 | 0
20.04. | 17 | 69.601 |  | 69.601 | 0 | 0 | 0 | 0
20.04. | 18 | 69.601 |  | 69.601 | 0 | 0 | 0 | 0
20.04. | 19 | 69.601 |  | 69.601 | 0 | 0 | 0 | 0
20.04. | 20 | 69.601 |  | 69.601 | 0 | 0 | 0 | 0
20.04. | 21 | 69.601 |  | 69.601 | 0 | 0 | 0 | 0
20.04. | 22 | 69.901 |  | 69.901 | 0 | 0 | 0 | 0
20.04. | 23 | 70.351 |  | 70.351 | 0 | 0 | 0 | 0
20.04. | 24 | 70.351 |  | 70.351 | 0 | 0 | 0 | 0
21.04. | 1 | 70.351 |  | 70.351 | 0 | 0 | 0 | 0
21.04. | 2 | 66.3009 |  | 66.3009 | 0 | 0 | 0 | 0
21.04. | 3 | 66.1509 |  | 66.1509 | 0 | 0 | 0 | 0
21.04. | 4 | 66.1509 |  | 66.1509 | 0 | 0 | 0 | 0
21.04. | 5 | 66.1509 |  | 66.1509 | 0 | 0 | 0 | 0
21.04. | 6 | 66.1509 |  | 66.1509 | 0 | 0 | 0 | 0
21.04. | 7 | 65.7009 |  | 65.7009 | 0 | 0 | 0 | 0
21.04. | 8 | 65.5509 |  | 65.5509 | 0 | 0 | 0 | 0
21.04. | 9 | 65.5509 |  | 65.5509 | 0 | 0 | 0 | 0
21.04. | 10 | 65.7009 |  | 65.7009 | 0 | 0 | 0 | 0
21.04. | 11 | 65.5509 |  | 65.5509 | 0 | 0 | 0 | 0
21.04. | 12 | 65.4009 |  | 65.4009 | 0 | 0 | 0 | 0
21.04. | 13 | 65.4009 |  | 65.4009 | 0 | 0 | 0 | 0
21.04. | 14 | 65.5509 |  | 65.5509 | 0 | 0 | 0 | 0
21.04. | 15 | 70.801 |  | 70.801 | 0 | 0 | 0 | 0
21.04. | 16 | 74.251 |  | 74.251 | 0 | 0 | 0 | 0
21.04. | 17 | 74.4011 |  | 74.4011 | 0 | 0 | 0 | 0
21.04. | 18 | 74.7011 |  | 74.7011 | 0 | 0 | 0 | 0
21.04. | 19 | 74.4011 |  | 74.4011 | 0 | 0 | 0 | 0
21.04. | 20 | 74.251 |  | 74.251 | 0 | 0 | 0 | 0
21.04. | 21 | 74.4011 |  | 74.4011 | 0 | 0 | 0 | 0
21.04. | 22 | 74.251 |  | 74.251 | 0 | 0 | 0 | 0
21.04. | 23 | 71.551 |  | 71.551 | 0 | 0 | 0 | 0
21.04. | 24 | 66.6009 |  | 66.6009 | 0 | 0 | 0 | 0
22.04. | 1 | 66.6009 |  | 66.6009 | 0 | 0 | 0 | 0
22.04. | 2 | 59.4008 |  | 59.4008 | 0 | 0 | 0 | 0
22.04. | 3 | 58.9508 |  | 58.9508 | 0 | 0 | 0 | 0
22.04. | 4 | 59.1008 |  | 59.1008 | 0 | 0 | 0 | 0
22.04. | 5 | 58.9508 |  | 58.9508 | 0 | 0 | 0 | 0
22.04. | 6 | 58.9508 |  | 58.9508 | 0 | 0 | 0 | 0
22.04. | 7 | 58.9508 |  | 58.9508 | 0 | 0 | 0 | 0
22.04. | 8 | 58.9508 |  | 58.9508 | 0 | 0 | 0 | 0
22.04. | 9 | 65.5509 |  | 65.5509 | 0 | 0 | 0 | 0
22.04. | 10 | 66.6009 |  | 66.6009 | 0 | 0 | 0 | 0
22.04. | 11 | 63.7509 |  | 63.7509 | 0 | 0 | 0 | 0
22.04. | 12 | 59.4008 |  | 59.4008 | 0 | 0 | 0 | 0
22.04. | 13 | 63.6009 |  | 63.6009 | 0 | 0 | 0 | 0
22.04. | 14 | 63.6009 |  | 63.6009 | 0 | 0 | 0 | 0
22.04. | 15 | 62.8509 |  | 62.8509 | 0 | 0 | 0 | 0
22.04. | 16 | 62.7009 |  | 62.7009 | 0 | 0 | 0 | 0
22.04. | 17 | 62.7009 |  | 62.7009 | 0 | 0 | 0 | 0
22.04. | 18 | 62.7009 |  | 62.7009 | 0 | 0 | 0 | 0
22.04. | 19 | 62.7009 |  | 62.7009 | 0 | 0 | 0 | 0
22.04. | 20 | 62.8509 |  | 62.8509 | 0 | 0 | 0 | 0
22.04. | 21 | 62.8509 |  | 62.8509 | 0 | 0 | 0 | 0
22.04. | 22 | 62.8509 |  | 62.8509 | 0 | 0 | 0 | 0
22.04. | 23 | 62.7009 |  | 62.7009 | 0 | 0 | 0 | 0
22.04. | 24 | 59.2508 |  | 59.2508 | 0 | 0 | 0 | 0
23.04. | 1 | 58.8008 |  | 58.8008 | 0 | 0 | 0 | 0
23.04. | 2 | 58.8008 |  | 58.8008 | 0 | 0 | 0 | 0
23.04. | 3 | 58.8008 |  | 58.8008 | 0 | 0 | 0 | 0
23.04. | 4 | 58.8008 |  | 58.8008 | 0 | 0 | 0 | 0
23.04. | 5 | 58.8008 |  | 58.8008 | 0 | 0 | 0 | 0
23.04. | 6 | 58.6508 |  | 58.6508 | 0 | 0 | 0 | 0
23.04. | 7 | 58.9508 |  | 58.9508 | 0 | 0 | 0 | 0
23.04. | 8 | 62.7009 |  | 62.7009 | 0 | 0 | 0 | 0
23.04. | 9 | 58.8008 |  | 58.8008 | 0 | 0 | 0 | 0
23.04. | 10 | 56.7008 |  | 56.7008 | 0 | 0 | 0 | 0
23.04. | 11 | 56.5508 |  | 56.5508 | 0 | 0 | 0 | 0
23.04. | 12 | 56.7008 |  | 56.7008 | 0 | 0 | 0 | 0
23.04. | 13 | 56.7008 |  | 56.7008 | 0 | 0 | 0 | 0
23.04. | 14 | 56.7008 |  | 56.7008 | 0 | 0 | 0 | 0
23.04. | 15 | 51.0007 |  | 51.0007 | 0 | 0 | 0 | 0
23.04. | 16 | 43.5006 |  | 43.5006 | 0 | 0 | 0 | 0
23.04. | 17 | 48.7507 |  | 48.7507 | 0 | 0 | 0 | 0
23.04. | 18 | 55.6508 |  | 55.6508 | 0 | 0 | 0 | 0
23.04. | 19 | 56.2508 |  | 56.2508 | 0 | 0 | 0 | 0
23.04. | 20 | 56.1008 |  | 56.1008 | 0 | 0 | 0 | 0
23.04. | 21 | 56.1008 |  | 56.1008 | 0 | 0 | 0 | 0
23.04. | 22 | 56.1008 |  | 56.1008 | 0 | 0 | 0 | 0
23.04. | 23 | 56.1008 |  | 56.1008 | 0 | 0 | 0 | 0
23.04. | 24 | 56.1008 |  | 56.1008 | 0 | 0 | 0 | 0
24.04. | 1 | 52.5007 |  | 52.5007 | 0 | 0 | 0 | 0
24.04. | 2 | 52.0507 |  | 52.0507 | 0 | 0 | 0 | 0
24.04. | 3 | 52.0507 |  | 52.0507 | 0 | 0 | 0 | 0
24.04. | 4 | 52.0507 |  | 52.0507 | 0 | 0 | 0 | 0
24.04. | 5 | 52.0507 |  | 52.0507 | 0 | 0 | 0 | 0
24.04. | 6 | 52.0507 |  | 52.0507 | 0 | 0 | 0 | 0
24.04. | 7 | 47.4007 |  | 47.4007 | 0 | 0 | 0 | 0
24.04. | 8 | 41.2506 |  | 41.2506 | 0 | 0 | 0 | 0
24.04. | 9 | 41.2506 |  | 41.2506 | 0 | 0 | 0 | 0
24.04. | 10 | 42.9006 |  | 42.9006 | 0 | 0 | 0 | 0
24.04. | 11 | 52.8007 |  | 52.8007 | 0 | 0 | 0 | 0
24.04. | 12 | 55.5008 |  | 55.5008 | 0 | 0 | 0 | 0
24.04. | 13 | 55.2008 |  | 55.2008 | 0 | 0 | 0 | 0
24.04. | 14 | 55.2008 |  | 55.2008 | 0 | 0 | 0 | 0
24.04. | 15 | 55.2008 |  | 55.2008 | 0 | 0 | 0 | 0
24.04. | 16 | 55.2008 |  | 55.2008 | 0 | 0 | 0 | 0
24.04. | 17 | 59.5508 |  | 59.5508 | 0 | 0 | 0 | 0
24.04. | 18 | 59.8508 |  | 59.8508 | 0 | 0 | 0 | 0
24.04. | 19 | 59.7008 |  | 59.7008 | 0 | 0 | 0 | 0
24.04. | 20 | 59.8508 |  | 59.8508 | 0 | 0 | 0 | 0
24.04. | 21 | 59.7008 |  | 59.7008 | 0 | 0 | 0 | 0
24.04. | 22 | 59.7008 |  | 59.7008 | 0 | 0 | 0 | 0
24.04. | 23 | 59.7008 |  | 59.7008 | 0 | 0 | 0 | 0
24.04. | 24 | 59.7008 |  | 59.7008 | 0 | 0 | 0 | 0
25.04. | 1 | 60.7509 |  | 60.7509 | 0 | 0 | 0 | 0
25.04. | 2 | 61.3509 |  | 61.3509 | 0 | 0 | 0 | 0
25.04. | 3 | 61.3509 |  | 61.3509 | 0 | 0 | 0 | 0
25.04. | 4 | 61.3509 |  | 61.3509 | 0 | 0 | 0 | 0
25.04. | 5 | 61.3509 |  | 61.3509 | 0 | 0 | 0 | 0
25.04. | 6 | 61.3509 |  | 61.3509 | 0 | 0 | 0 | 0
25.04. | 7 | 61.2009 |  | 61.2009 | 0 | 0 | 0 | 0
25.04. | 8 | 61.2009 |  | 61.2009 | 0 | 0 | 0 | 0
25.04. | 9 | 61.2009 |  | 61.2009 | 0 | 0 | 0 | 0
25.04. | 10 | 61.3509 |  | 61.3509 | 0 | 0 | 0 | 0
25.04. | 11 | 61.3509 |  | 61.3509 | 0 | 0 | 0 | 0
25.04. | 12 | 61.5009 |  | 61.5009 | 0 | 0 | 0 | 0
25.04. | 13 | 61.5009 |  | 61.5009 | 0 | 0 | 0 | 0
25.04. | 14 | 61.5009 |  | 61.5009 | 0 | 0 | 0 | 0
25.04. | 15 | 61.6509 |  | 61.6509 | 0 | 0 | 0 | 0
25.04. | 16 | 61.6509 |  | 61.6509 | 0 | 0 | 0 | 0
25.04. | 17 | 61.9509 |  | 61.9509 | 0 | 0 | 0 | 0
25.04. | 18 | 61.8009 |  | 61.8009 | 0 | 0 | 0 | 0
25.04. | 19 | 60.7509 |  | 60.7509 | 0 | 0 | 0 | 0
25.04. | 20 | 59.4008 |  | 59.4008 | 0 | 0 | 0 | 0
25.04. | 21 | 59.1008 |  | 59.1008 | 0 | 0 | 0 | 0
25.04. | 22 | 59.1008 |  | 59.1008 | 0 | 0 | 0 | 0
25.04. | 23 | 59.1008 |  | 59.1008 | 0 | 0 | 0 | 0
25.04. | 24 | 59.1008 |  | 59.1008 | 0 | 0 | 0 | 0
26.04. | 1 | 58.9508 |  | 58.9508 | 0 | 0 | 0 | 0
26.04. | 2 | 58.9508 |  | 58.9508 | 0 | 0 | 0 | 0
26.04. | 3 | 58.8008 |  | 58.8008 | 0 | 0 | 0 | 0
26.04. | 4 | 58.9508 |  | 58.9508 | 0 | 0 | 0 | 0
26.04. | 5 | 58.9508 |  | 58.9508 | 0 | 0 | 0 | 0
26.04. | 6 | 58.9508 |  | 58.9508 | 0 | 0 | 0 | 0
26.04. | 7 | 59.1008 |  | 59.1008 | 0 | 0 | 0 | 0
26.04. | 8 | 59.1008 |  | 59.1008 | 0 | 0 | 0 | 0
26.04. | 9 | 59.4008 |  | 59.4008 | 0 | 0 | 0 | 0
26.04. | 10 | 62.2509 |  | 62.2509 | 0 | 0 | 0 | 0
26.04. | 11 | 59.1008 |  | 59.1008 | 0 | 0 | 0 | 0
26.04. | 12 | 55.8008 |  | 55.8008 | 0 | 0 | 0 | 0
26.04. | 13 | 57.0008 |  | 57.0008 | 0 | 0 | 0 | 0
26.04. | 14 | 58.0508 |  | 58.0508 | 0 | 0 | 0 | 0
26.04. | 15 | 58.0508 |  | 58.0508 | 0 | 0 | 0 | 0
26.04. | 16 | 58.3508 |  | 58.3508 | 0 | 0 | 0 | 0
26.04. | 17 | 62.2509 |  | 62.2509 | 0 | 0 | 0 | 0
26.04. | 18 | 62.4009 |  | 62.4009 | 0 | 0 | 0 | 0
26.04. | 19 | 62.4009 |  | 62.4009 | 0 | 0 | 0 | 0
26.04. | 20 | 62.4009 |  | 62.4009 | 0 | 0 | 0 | 0
26.04. | 21 | 62.4009 |  | 62.4009 | 0 | 0 | 0 | 0
26.04. | 22 | 62.4009 |  | 62.4009 | 0 | 0 | 0 | 0
26.04. | 23 | 64.3509 |  | 64.3509 | 0 | 0 | 0 | 0
26.04. | 24 | 66.6009 |  | 66.6009 | 0 | 0 | 0 | 0
27.04. | 1 | 65.1009 |  | 65.1009 | 0 | 0 | 0 | 0
27.04. | 2 | 65.2509 |  | 65.2509 | 0 | 0 | 0 | 0
27.04. | 3 | 65.2509 |  | 65.2509 | 0 | 0 | 0 | 0
27.04. | 4 | 65.2509 |  | 65.2509 | 0 | 0 | 0 | 0
27.04. | 5 | 65.2509 |  | 65.2509 | 0 | 0 | 0 | 0
27.04. | 6 | 65.2509 |  | 65.2509 | 0 | 0 | 0 | 0
27.04. | 7 | 65.2509 |  | 65.2509 | 0 | 0 | 0 | 0
27.04. | 8 | 64.9509 |  | 64.9509 | 0 | 0 | 0 | 0
27.04. | 9 | 63.9009 |  | 63.9009 | 0 | 0 | 0 | 0
27.04. | 10 | 60.9009 |  | 60.9009 | 0 | 0 | 0 | 0
27.04. | 11 | 61.3509 |  | 61.3509 | 0 | 0 | 0 | 0
27.04. | 12 | 70.801 |  | 70.801 | 0 | 0 | 0 | 0
27.04. | 13 | 76.5011 |  | 76.5011 | 0 | 0 | 0 | 0
27.04. | 14 | 76.6511 |  | 76.6511 | 0 | 0 | 0 | 0
27.04. | 15 | 76.6511 |  | 76.6511 | 0 | 0 | 0 | 0
27.04. | 16 | 76.9511 |  | 76.9511 | 0 | 0 | 0 | 0
27.04. | 17 | 77.1011 |  | 77.1011 | 0 | 0 | 0 | 0
27.04. | 18 | 77.1011 |  | 77.1011 | 0 | 0 | 0 | 0
27.04. | 19 | 82.8012 |  | 82.8012 | 0 | 0 | 0 | 0
27.04. | 20 | 87.0012 |  | 87.0012 | 0 | 0 | 0 | 0
27.04. | 21 | 86.8512 |  | 86.8512 | 0 | 0 | 0 | 0
27.04. | 22 | 86.8512 |  | 86.8512 | 0 | 0 | 0 | 0
27.04. | 23 | 85.9512 |  | 85.9512 | 0 | 0 | 0 | 0
27.04. | 24 | 76.6511 |  | 76.6511 | 0 | 0 | 0 | 0
28.04. | 1 | 76.6511 |  | 76.6511 | 0 | 0 | 0 | 0
28.04. | 2 | 76.5011 |  | 76.5011 | 0 | 0 | 0 | 0
28.04. | 3 | 76.5011 |  | 76.5011 | 0 | 0 | 0 | 0
28.04. | 4 | 76.5011 |  | 76.5011 | 0 | 0 | 0 | 0
28.04. | 5 | 76.5011 |  | 76.5011 | 0 | 0 | 0 | 0
28.04. | 6 | 76.5011 |  | 76.5011 | 0 | 0 | 0 | 0
28.04. | 7 | 76.0511 |  | 76.0511 | 0 | 0 | 0 | 0
28.04. | 8 | 76.5011 |  | 76.5011 | 0 | 0 | 0 | 0
28.04. | 9 | 76.6511 |  | 76.6511 | 0 | 0 | 0 | 0
28.04. | 10 | 76.6511 |  | 76.6511 | 0 | 0 | 0 | 0
28.04. | 11 | 76.6511 |  | 76.6511 | 0 | 0 | 0 | 0
28.04. | 12 | 76.6511 |  | 76.6511 | 0 | 0 | 0 | 0
28.04. | 13 | 76.8011 |  | 76.8011 | 0 | 0 | 0 | 0
28.04. | 14 | 76.8011 |  | 76.8011 | 0 | 0 | 0 | 0
28.04. | 15 | 81.3011 |  | 81.3011 | 0 | 0 | 0 | 0
28.04. | 16 | 83.1012 |  | 83.1012 | 0 | 0 | 0 | 0
28.04. | 17 | 82.9512 |  | 82.9512 | 0 | 0 | 0 | 0
28.04. | 18 | 83.1012 |  | 83.1012 | 0 | 0 | 0 | 0
28.04. | 19 | 83.2512 |  | 83.2512 | 0 | 0 | 0 | 0
28.04. | 20 | 83.1012 |  | 83.1012 | 0 | 0 | 0 | 0
28.04. | 21 | 82.8012 |  | 82.8012 | 0 | 0 | 0 | 0
28.04. | 22 | 82.9512 |  | 82.9512 | 0 | 0 | 0 | 0
28.04. | 23 | 82.9512 |  | 82.9512 | 0 | 0 | 0 | 0
28.04. | 24 | 83.1012 |  | 83.1012 | 0 | 0 | 0 | 0
29.04. | 1 | 82.9512 |  | 82.9512 | 0 | 0 | 0 | 0
29.04. | 2 | 82.9512 |  | 82.9512 | 0 | 0 | 0 | 0
29.04. | 3 | 83.2512 |  | 83.2512 | 0 | 0 | 0 | 0
29.04. | 4 | 83.4012 |  | 83.4012 | 0 | 0 | 0 | 0
29.04. | 5 | 83.4012 |  | 83.4012 | 0 | 0 | 0 | 0
29.04. | 6 | 83.4012 |  | 83.4012 | 0 | 0 | 0 | 0
29.04. | 7 | 82.9512 |  | 82.9512 | 0 | 0 | 0 | 0
29.04. | 8 | 84.0012 |  | 84.0012 | 0 | 0 | 0 | 0
29.04. | 9 | 86.7012 |  | 86.7012 | 0 | 0 | 0 | 0
29.04. | 10 | 87.9012 |  | 87.9012 | 0 | 0 | 0 | 0
29.04. | 11 | 87.6012 |  | 87.6012 | 0 | 0 | 0 | 0
29.04. | 12 | 84.9012 |  | 84.9012 | 0 | 0 | 0 | 0
29.04. | 13 | 84.6012 |  | 84.6012 | 0 | 0 | 0 | 0
29.04. | 14 | 84.6012 |  | 84.6012 | 0 | 0 | 0 | 0
29.04. | 15 | 84.6012 |  | 84.6012 | 0 | 0 | 0 | 0
29.04. | 16 | 84.4512 |  | 84.4512 | 0 | 0 | 0 | 0
29.04. | 17 | 80.7011 |  | 80.7011 | 0 | 0 | 0 | 0
29.04. | 18 | 79.8011 |  | 79.8011 | 0 | 0 | 0 | 0
29.04. | 19 | 77.2511 |  | 77.2511 | 0 | 0 | 0 | 0
29.04. | 20 | 75.1511 |  | 75.1511 | 0 | 0 | 0 | 0
29.04. | 21 | 77.4011 |  | 77.4011 | 0 | 0 | 0 | 0
29.04. | 22 | 79.6511 |  | 79.6511 | 0 | 0 | 0 | 0
29.04. | 23 | 79.0511 |  | 79.0511 | 0 | 0 | 0 | 0
29.04. | 24 | 73.501 |  | 73.501 | 0 | 0 | 0 | 0
30.04. | 1 | 72.001 |  | 72.001 | 0 | 0 | 0 | 0
30.04. | 2 | 70.501 |  | 70.501 | 0 | 0 | 0 | 0
30.04. | 3 | 70.501 |  | 70.501 | 0 | 0 | 0 | 0
30.04. | 4 | 70.501 |  | 70.501 | 0 | 0 | 0 | 0
30.04. | 5 | 70.501 |  | 70.501 | 0 | 0 | 0 | 0
30.04. | 6 | 70.501 |  | 70.501 | 0 | 0 | 0 | 0
30.04. | 7 | 80.7011 |  | 80.7011 | 0 | 0 | 0 | 0
30.04. | 8 | 88.6513 |  | 88.6513 | 0 | 0 | 0 | 0
30.04. | 9 | 89.1013 |  | 89.1013 | 0 | 0 | 0 | 0
30.04. | 10 | 89.2513 |  | 89.2513 | 0 | 0 | 0 | 0
30.04. | 11 | 89.5513 |  | 89.5513 | 0 | 0 | 0 | 0
30.04. | 12 | 89.2513 |  | 89.2513 | 0 | 0 | 0 | 0
30.04. | 13 | 89.4013 |  | 89.4013 | 0 | 0 | 0 | 0
30.04. | 14 | 87.3012 |  | 87.3012 | 0 | 0 | 0 | 0
30.04. | 15 | 87.3012 |  | 87.3012 | 0 | 0 | 0 | 0
30.04. | 16 | 87.3012 |  | 87.3012 | 0 | 0 | 0 | 0
30.04. | 17 | 87.3012 |  | 87.3012 | 0 | 0 | 0 | 0
30.04. | 18 | 87.4512 |  | 87.4512 | 0 | 0 | 0 | 0
30.04. | 19 | 87.9012 |  | 87.9012 | 0 | 0 | 0 | 0
30.04. | 20 | 88.0512 |  | 88.0512 | 0 | 0 | 0 | 0
30.04. | 21 | 88.2012 |  | 88.2012 | 0 | 0 | 0 | 0
30.04. | 22 | 88.0512 |  | 88.0512 | 0 | 0 | 0 | 0
30.04. | 23 | 87.9012 |  | 87.9012 | 0 | 0 | 0 | 0
30.04. | 24 | 82.9512 |  | 82.9512 | 0 | 0 | 0 | 0
01.05. | 1 | 82.9512 |  | 82.9512 | 0 | 0 | 0 | 0
01.05. | 2 | 82.9512 |  | 82.9512 | 0 | 0 | 0 | 0
01.05. | 3 | 83.4012 |  | 83.4012 | 0 | 0 | 0 | 0
01.05. | 4 | 83.4012 |  | 83.4012 | 0 | 0 | 0 | 0
01.05. | 5 | 83.4012 |  | 83.4012 | 0 | 0 | 0 | 0
01.05. | 6 | 83.2512 |  | 83.2512 | 0 | 0 | 0 | 0
01.05. | 7 | 90.4513 |  | 90.4513 | 0 | 0 | 0 | 0
01.05. | 8 | 97.3514 |  | 97.3514 | 0 | 0 | 0 | 0
01.05. | 9 | 98.7014 |  | 98.7014 | 0 | 0 | 0 | 0
01.05. | 10 | 98.5514 |  | 98.5514 | 0 | 0 | 0 | 0
01.05. | 11 | 98.5514 |  | 98.5514 | 0 | 0 | 0 | 0
01.05. | 12 | 98.5514 |  | 98.5514 | 0 | 0 | 0 | 0
01.05. | 13 | 98.5514 |  | 98.5514 | 0 | 0 | 0 | 0
01.05. | 14 | 98.5514 |  | 98.5514 | 0 | 0 | 0 | 0
01.05. | 15 | 98.5514 |  | 98.5514 | 0 | 0 | 0 | 0
01.05. | 16 | 98.5514 |  | 98.5514 | 0 | 0 | 0 | 0
01.05. | 17 | 98.2514 |  | 98.2514 | 0 | 0 | 0 | 0
01.05. | 18 | 98.4014 |  | 98.4014 | 0 | 0 | 0 | 0
01.05. | 19 | 98.2514 |  | 98.2514 | 0 | 0 | 0 | 0
01.05. | 20 | 98.2514 |  | 98.2514 | 0 | 0 | 0 | 0
01.05. | 21 | 98.2514 |  | 98.2514 | 0 | 0 | 0 | 0
01.05. | 22 | 98.4014 |  | 98.4014 | 0 | 0 | 0 | 0
01.05. | 23 | 98.5514 |  | 98.5514 | 0 | 0 | 0 | 0
01.05. | 24 | 100.0514 |  | 100.0514 | 0 | 0 | 0 | 0
02.05. | 1 | 100.0514 |  | 100.0514 | 0 | 0 | 0 | 0
02.05. | 2 | 100.0514 |  | 100.0514 | 0 | 0 | 0 | 0
02.05. | 3 | 99.9014 |  | 99.9014 | 0 | 0 | 0 | 0
02.05. | 4 | 99.9014 |  | 99.9014 | 0 | 0 | 0 | 0
02.05. | 5 | 99.9014 |  | 99.9014 | 0 | 0 | 0 | 0
02.05. | 6 | 99.9014 |  | 99.9014 | 0 | 0 | 0 | 0
02.05. | 7 | 99.9014 |  | 99.9014 | 0 | 0 | 0 | 0
02.05. | 8 | 100.0514 |  | 100.0514 | 0 | 0 | 0 | 0
02.05. | 9 | 100.0514 |  | 100.0514 | 0 | 0 | 0 | 0
02.05. | 10 | 100.0514 |  | 100.0514 | 0 | 0 | 0 | 0
02.05. | 11 | 100.0514 |  | 100.0514 | 0 | 0 | 0 | 0
02.05. | 12 | 100.0514 |  | 100.0514 | 0 | 0 | 0 | 0
02.05. | 13 | 100.0514 |  | 100.0514 | 0 | 0 | 0 | 0
02.05. | 14 | 99.9014 |  | 99.9014 | 0 | 0 | 0 | 0
02.05. | 15 | 103.6515 |  | 103.6515 | 0 | 0 | 0 | 0
02.05. | 16 | 106.0515 |  | 106.0515 | 0 | 0 | 0 | 0
02.05. | 17 | 106.0515 |  | 106.0515 | 0 | 0 | 0 | 0
02.05. | 18 | 105.9015 |  | 105.9015 | 0 | 0 | 0 | 0
02.05. | 19 | 105.9015 |  | 105.9015 | 0 | 0 | 0 | 0
02.05. | 20 | 105.7515 |  | 105.7515 | 0 | 0 | 0 | 0
02.05. | 21 | 105.7515 |  | 105.7515 | 0 | 0 | 0 | 0
02.05. | 22 | 106.0515 |  | 106.0515 | 0 | 0 | 0 | 0
02.05. | 23 | 106.0515 |  | 106.0515 | 0 | 0 | 0 | 0
02.05. | 24 | 106.2015 |  | 106.2015 | 0 | 0 | 0 | 0
03.05. | 1 | 106.2015 |  | 106.2015 | 0 | 0 | 0 | 0
03.05. | 2 | 106.2015 |  | 106.2015 | 0 | 0 | 0 | 0
03.05. | 3 | 106.2015 |  | 106.2015 | 0 | 0 | 0 | 0
03.05. | 4 | 106.2015 |  | 106.2015 | 0 | 0 | 0 | 0
03.05. | 5 | 106.2015 |  | 106.2015 | 0 | 0 | 0 | 0
03.05. | 6 | 104.1015 |  | 104.1015 | 0 | 0 | 0 | 0
03.05. | 7 | 101.5514 |  | 101.5514 | 0 | 0 | 0 | 0
03.05. | 8 | 101.5514 |  | 101.5514 | 0 | 0 | 0 | 0
03.05. | 9 | 104.2515 |  | 104.2515 | 0 | 0 | 0 | 0
03.05. | 10 | 106.2015 |  | 106.2015 | 0 | 0 | 0 | 0
03.05. | 11 | 106.2015 |  | 106.2015 | 0 | 0 | 0 | 0
03.05. | 12 | 106.2015 |  | 106.2015 | 0 | 0 | 0 | 0
03.05. | 13 | 106.2015 |  | 106.2015 | 0 | 0 | 0 | 0
03.05. | 14 | 106.2015 |  | 106.2015 | 0 | 0 | 0 | 0
03.05. | 15 | 106.2015 |  | 106.2015 | 0 | 0 | 0 | 0
03.05. | 16 | 106.2015 |  | 106.2015 | 0 | 0 | 0 | 0
03.05. | 17 | 106.0515 |  | 106.0515 | 0 | 0 | 0 | 0
03.05. | 18 | 106.0515 |  | 106.0515 | 0 | 0 | 0 | 0
03.05. | 19 | 106.2015 |  | 106.2015 | 0 | 0 | 0 | 0
03.05. | 20 | 106.0515 |  | 106.0515 | 0 | 0 | 0 | 0
03.05. | 21 | 106.0515 |  | 106.0515 | 0 | 0 | 0 | 0
03.05. | 22 | 105.9015 |  | 105.9015 | 0 | 0 | 0 | 0
03.05. | 23 | 105.9015 |  | 105.9015 | 0 | 0 | 0 | 0
03.05. | 24 | 106.0515 |  | 106.0515 | 0 | 0 | 0 | 0
04.05. | 1 | 98.2514 |  | 98.2514 | 0 | 0 | 0 | 0
04.05. | 2 | 95.2513 |  | 95.2513 | 0 | 0 | 0 | 0
04.05. | 3 | 95.4013 |  | 95.4013 | 0 | 0 | 0 | 0
04.05. | 4 | 95.4013 |  | 95.4013 | 0 | 0 | 0 | 0
04.05. | 5 | 95.2513 |  | 95.2513 | 0 | 0 | 0 | 0
04.05. | 6 | 95.2513 |  | 95.2513 | 0 | 0 | 0 | 0
04.05. | 7 | 96.0014 |  | 96.0014 | 0 | 0 | 0 | 0
04.05. | 8 | 96.9014 |  | 96.9014 | 0 | 0 | 0 | 0
04.05. | 9 | 97.3514 |  | 97.3514 | 0 | 0 | 0 | 0
04.05. | 10 | 100.3514 |  | 100.3514 | 0 | 0 | 0 | 0
04.05. | 11 | 100.8014 |  | 100.8014 | 0 | 0 | 0 | 0
04.05. | 12 | 101.2514 |  | 101.2514 | 0 | 0 | 0 | 0
04.05. | 13 | 100.8014 |  | 100.8014 | 0 | 0 | 0 | 0
04.05. | 14 | 101.1014 |  | 101.1014 | 0 | 0 | 0 | 0
04.05. | 15 | 100.8014 |  | 100.8014 | 0 | 0 | 0 | 0
04.05. | 16 | 100.8014 |  | 100.8014 | 0 | 0 | 0 | 0
04.05. | 17 | 100.8014 |  | 100.8014 | 0 | 0 | 0 | 0
04.05. | 18 | 100.8014 |  | 100.8014 | 0 | 0 | 0 | 0
04.05. | 19 | 100.8014 |  | 100.8014 | 0 | 0 | 0 | 0
04.05. | 20 | 100.6514 |  | 100.6514 | 0 | 0 | 0 | 0
04.05. | 21 | 100.6514 |  | 100.6514 | 0 | 0 | 0 | 0
04.05. | 22 | 100.6514 |  | 100.6514 | 0 | 0 | 0 | 0
04.05. | 23 | 100.6514 |  | 100.6514 | 0 | 0 | 0 | 0
04.05. | 24 | 97.3514 |  | 97.3514 | 0 | 0 | 0 | 0
05.05. | 1 | 96.1514 |  | 96.1514 | 0 | 0 | 0 | 0
05.05. | 2 | 96.3014 |  | 96.3014 | 0 | 0 | 0 | 0
05.05. | 3 | 96.3014 |  | 96.3014 | 0 | 0 | 0 | 0
05.05. | 4 | 96.3014 |  | 96.3014 | 0 | 0 | 0 | 0
05.05. | 5 | 96.3014 |  | 96.3014 | 0 | 0 | 0 | 0
05.05. | 6 | 96.1514 |  | 96.1514 | 0 | 0 | 0 | 0
05.05. | 7 | 96.1514 |  | 96.1514 | 0 | 0 | 0 | 0
05.05. | 8 | 96.1514 |  | 96.1514 | 0 | 0 | 0 | 0
05.05. | 9 | 101.2514 |  | 101.2514 | 0 | 0 | 0 | 0
05.05. | 10 | 105.6015 |  | 105.6015 | 0 | 0 | 0 | 0
05.05. | 11 | 105.9015 |  | 105.9015 | 0 | 0 | 0 | 0
05.05. | 12 | 105.6015 |  | 105.6015 | 0 | 0 | 0 | 0
05.05. | 13 | 105.4515 |  | 105.4515 | 0 | 0 | 0 | 0
05.05. | 14 | 105.6015 |  | 105.6015 | 0 | 0 | 0 | 0
05.05. | 15 | 105.4515 |  | 105.4515 | 0 | 0 | 0 | 0
05.05. | 16 | 105.4515 |  | 105.4515 | 0 | 0 | 0 | 0
05.05. | 17 | 105.4515 |  | 105.4515 | 0 | 0 | 0 | 0
05.05. | 18 | 105.4515 |  | 105.4515 | 0 | 0 | 0 | 0
05.05. | 19 | 105.4515 |  | 105.4515 | 0 | 0 | 0 | 0
05.05. | 20 | 105.3015 |  | 105.3015 | 0 | 0 | 0 | 0
05.05. | 21 | 105.3015 |  | 105.3015 | 0 | 0 | 0 | 0
05.05. | 22 | 105.3015 |  | 105.3015 | 0 | 0 | 0 | 0
05.05. | 23 | 105.4515 |  | 105.4515 | 0 | 0 | 0 | 0
05.05. | 24 | 105.4515 |  | 105.4515 | 0 | 0 | 0 | 0
06.05. | 1 | 105.3015 |  | 105.3015 | 0 | 0 | 0 | 0
06.05. | 2 | 105.3015 |  | 105.3015 | 0 | 0 | 0 | 0
06.05. | 3 | 105.3015 |  | 105.3015 | 0 | 0 | 0 | 0
06.05. | 4 | 105.4515 |  | 105.4515 | 0 | 0 | 0 | 0
06.05. | 5 | 105.4515 |  | 105.4515 | 0 | 0 | 0 | 0
06.05. | 6 | 105.3015 |  | 105.3015 | 0 | 0 | 0 | 0
06.05. | 7 | 104.2515 |  | 104.2515 | 0 | 0 | 0 | 0
06.05. | 8 | 100.8014 |  | 100.8014 | 0 | 0 | 0 | 0
06.05. | 9 | 100.9514 |  | 100.9514 | 0 | 0 | 0 | 0
06.05. | 10 | 104.7015 |  | 104.7015 | 0 | 0 | 0 | 0
06.05. | 11 | 105.0015 |  | 105.0015 | 0 | 0 | 0 | 0
06.05. | 12 | 105.0015 |  | 105.0015 | 0 | 0 | 0 | 0
06.05. | 13 | 105.4515 |  | 105.4515 | 0 | 0 | 0 | 0
06.05. | 14 | 105.3015 |  | 105.3015 | 0 | 0 | 0 | 0
06.05. | 15 | 105.1515 |  | 105.1515 | 0 | 0 | 0 | 0
06.05. | 16 | 105.1515 |  | 105.1515 | 0 | 0 | 0 | 0
06.05. | 17 | 105.1515 |  | 105.1515 | 0 | 0 | 0 | 0
06.05. | 18 | 105.0015 |  | 105.0015 | 0 | 0 | 0 | 0
06.05. | 19 | 105.0015 |  | 105.0015 | 0 | 0 | 0 | 0
06.05. | 20 | 105.0015 |  | 105.0015 | 0 | 0 | 0 | 0
06.05. | 21 | 105.0015 |  | 105.0015 | 0 | 0 | 0 | 0
06.05. | 22 | 105.0015 |  | 105.0015 | 0 | 0 | 0 | 0
06.05. | 23 | 104.8515 |  | 104.8515 | 0 | 0 | 0 | 0
06.05. | 24 | 104.8515 |  | 104.8515 | 0 | 0 | 0 | 0
07.05. | 1 | 104.8515 |  | 104.8515 | 0 | 0 | 0 | 0
07.05. | 2 | 104.8515 |  | 104.8515 | 0 | 0 | 0 | 0
07.05. | 3 | 104.8515 |  | 104.8515 | 0 | 0 | 0 | 0
07.05. | 4 | 105.0015 |  | 105.0015 | 0 | 0 | 0 | 0
07.05. | 5 | 105.0015 |  | 105.0015 | 0 | 0 | 0 | 0
07.05. | 6 | 105.0015 |  | 105.0015 | 0 | 0 | 0 | 0
07.05. | 7 | 104.5515 |  | 104.5515 | 0 | 0 | 0 | 0
07.05. | 8 | 103.0515 |  | 103.0515 | 0 | 0 | 0 | 0
07.05. | 9 | 100.3514 |  | 100.3514 | 0 | 0 | 0 | 0
07.05. | 10 | 100.5014 |  | 100.5014 | 0 | 0 | 0 | 0
07.05. | 11 | 100.8014 |  | 100.8014 | 0 | 0 | 0 | 0
07.05. | 12 | 100.6514 |  | 100.6514 | 0 | 0 | 0 | 0
07.05. | 13 | 100.5014 |  | 100.5014 | 0 | 0 | 0 | 0
07.05. | 14 | 100.5014 |  | 100.5014 | 0 | 0 | 0 | 0
07.05. | 15 | 100.3514 |  | 100.3514 | 0 | 0 | 0 | 0
07.05. | 16 | 100.3514 |  | 100.3514 | 0 | 0 | 0 | 0
07.05. | 17 | 100.3514 |  | 100.3514 | 0 | 0 | 0 | 0
07.05. | 18 | 100.2014 |  | 100.2014 | 0 | 0 | 0 | 0
07.05. | 19 | 100.2014 |  | 100.2014 | 0 | 0 | 0 | 0
07.05. | 20 | 100.2014 |  | 100.2014 | 0 | 0 | 0 | 0
07.05. | 21 | 100.2014 |  | 100.2014 | 0 | 0 | 0 | 0
07.05. | 22 | 100.0514 |  | 100.0514 | 0 | 0 | 0 | 0
07.05. | 23 | 100.2014 |  | 100.2014 | 0 | 0 | 0 | 0
07.05. | 24 | 101.5514 |  | 101.5514 | 0 | 0 | 0 | 0
08.05. | 1 | 100.8014 |  | 100.8014 | 0 | 0 | 0 | 0
08.05. | 2 | 97.5014 |  | 97.5014 | 0 | 0 | 0 | 0
08.05. | 3 | 97.5014 |  | 97.5014 | 0 | 0 | 0 | 0
08.05. | 4 | 97.5014 |  | 97.5014 | 0 | 0 | 0 | 0
08.05. | 5 | 97.5014 |  | 97.5014 | 0 | 0 | 0 | 0
08.05. | 6 | 97.5014 |  | 97.5014 | 0 | 0 | 0 | 0
08.05. | 7 | 97.5014 |  | 97.5014 | 0 | 0 | 0 | 0
08.05. | 8 | 97.6514 |  | 97.6514 | 0 | 0 | 0 | 0
08.05. | 9 | 97.8014 |  | 97.8014 | 0 | 0 | 0 | 0
08.05. | 10 | 97.8014 |  | 97.8014 | 0 | 0 | 0 | 0
08.05. | 11 | 97.6514 |  | 97.6514 | 0 | 0 | 0 | 0
08.05. | 12 | 97.9514 |  | 97.9514 | 0 | 0 | 0 | 0
08.05. | 13 | 97.9514 |  | 97.9514 | 0 | 0 | 0 | 0
08.05. | 14 | 97.6514 |  | 97.6514 | 0 | 0 | 0 | 0
08.05. | 15 | 100.6514 |  | 100.6514 | 0 | 0 | 0 | 0
08.05. | 16 | 102.1514 |  | 102.1514 | 0 | 0 | 0 | 0
08.05. | 17 | 102.3014 |  | 102.3014 | 0 | 0 | 0 | 0
08.05. | 18 | 102.3014 |  | 102.3014 | 0 | 0 | 0 | 0
08.05. | 19 | 102.1514 |  | 102.1514 | 0 | 0 | 0 | 0
08.05. | 20 | 102.1514 |  | 102.1514 | 0 | 0 | 0 | 0
08.05. | 21 | 102.1514 |  | 102.1514 | 0 | 0 | 0 | 0
08.05. | 22 | 102.1514 |  | 102.1514 | 0 | 0 | 0 | 0
08.05. | 23 | 102.1514 |  | 102.1514 | 0 | 0 | 0 | 0
08.05. | 24 | 97.5014 |  | 97.5014 | 0 | 0 | 0 | 0
09.05. | 1 | 96.0014 |  | 96.0014 | 0 | 0 | 0 | 0
09.05. | 2 | 96.1514 |  | 96.1514 | 0 | 0 | 0 | 0
09.05. | 3 | 96.3014 |  | 96.3014 | 0 | 0 | 0 | 0
09.05. | 4 | 96.3014 |  | 96.3014 | 0 | 0 | 0 | 0
09.05. | 5 | 96.3014 |  | 96.3014 | 0 | 0 | 0 | 0
09.05. | 6 | 96.3014 |  | 96.3014 | 0 | 0 | 0 | 0
09.05. | 7 | 96.0014 |  | 96.0014 | 0 | 0 | 0 | 0
09.05. | 8 | 100.2014 |  | 100.2014 | 0 | 0 | 0 | 0
09.05. | 9 | 100.6514 |  | 100.6514 | 0 | 0 | 0 | 0
09.05. | 10 | 100.6514 |  | 100.6514 | 0 | 0 | 0 | 0
09.05. | 11 | 100.8014 |  | 100.8014 | 0 | 0 | 0 | 0
09.05. | 12 | 100.8014 |  | 100.8014 | 0 | 0 | 0 | 0
09.05. | 13 | 100.8014 |  | 100.8014 | 0 | 0 | 0 | 0
09.05. | 14 | 100.8014 |  | 100.8014 | 0 | 0 | 0 | 0
09.05. | 15 | 110.8516 |  | 110.8516 | 0 | 0 | 0 | 0
09.05. | 16 | 119.1017 |  | 119.1017 | 0 | 0 | 0 | 0
09.05. | 17 | 106.9515 |  | 106.9515 | 0 | 0 | 0 | 0
09.05. | 18 | 85.5012 |  | 85.5012 | 0 | 0 | 0 | 0
09.05. | 19 | 82.5012 |  | 82.5012 | 0 | 0 | 0 | 0
09.05. | 20 | 82.5012 |  | 82.5012 | 0 | 0 | 0 | 0
09.05. | 21 | 86.4012 |  | 86.4012 | 0 | 0 | 0 | 0
09.05. | 22 | 90.0013 |  | 90.0013 | 0 | 0 | 0 | 0
09.05. | 23 | 93.6013 |  | 93.6013 | 0 | 0 | 0 | 0
09.05. | 24 | 97.6514 |  | 97.6514 | 0 | 0 | 0 | 0
10.05. | 1 | 96.4514 |  | 96.4514 | 0 | 0 | 0 | 0
10.05. | 2 | 96.0014 |  | 96.0014 | 0 | 0 | 0 | 0
10.05. | 3 | 96.1514 |  | 96.1514 | 0 | 0 | 0 | 0
10.05. | 4 | 96.1514 |  | 96.1514 | 0 | 0 | 0 | 0
10.05. | 5 | 96.1514 |  | 96.1514 | 0 | 0 | 0 | 0
10.05. | 6 | 96.1514 |  | 96.1514 | 0 | 0 | 0 | 0
10.05. | 7 | 88.2012 |  | 88.2012 | 0 | 0 | 0 | 0
10.05. | 8 | 78.9011 |  | 78.9011 | 0 | 0 | 0 | 0
10.05. | 9 | 90.3013 |  | 90.3013 | 0 | 0 | 0 | 0
10.05. | 10 | 99.1514 |  | 99.1514 | 0 | 0 | 0 | 0
10.05. | 11 | 100.6514 |  | 100.6514 | 0 | 0 | 0 | 0
10.05. | 12 | 102.3014 |  | 102.3014 | 0 | 0 | 0 | 0
10.05. | 13 | 102.1514 |  | 102.1514 | 0 | 0 | 0 | 0
10.05. | 14 | 102.3014 |  | 102.3014 | 0 | 0 | 0 | 0
10.05. | 15 | 102.3014 |  | 102.3014 | 0 | 0 | 0 | 0
10.05. | 16 | 102.1514 |  | 102.1514 | 0 | 0 | 0 | 0
10.05. | 17 | 102.3014 |  | 102.3014 | 0 | 0 | 0 | 0
10.05. | 18 | 102.3014 |  | 102.3014 | 0 | 0 | 0 | 0
10.05. | 19 | 102.3014 |  | 102.3014 | 0 | 0 | 0 | 0
10.05. | 20 | 102.4514 |  | 102.4514 | 0 | 0 | 0 | 0
10.05. | 21 | 102.3014 |  | 102.3014 | 0 | 0 | 0 | 0
10.05. | 22 | 102.1514 |  | 102.1514 | 0 | 0 | 0 | 0
10.05. | 23 | 102.3014 |  | 102.3014 | 0 | 0 | 0 | 0
10.05. | 24 | 102.3014 |  | 102.3014 | 0 | 0 | 0 | 0
11.05. | 1 | 102.3014 |  | 102.3014 | 0 | 0 | 0 | 0
11.05. | 2 | 102.3014 |  | 102.3014 | 0 | 0 | 0 | 0
11.05. | 3 | 102.4514 |  | 102.4514 | 0 | 0 | 0 | 0
11.05. | 4 | 102.3014 |  | 102.3014 | 0 | 0 | 0 | 0
11.05. | 5 | 102.3014 |  | 102.3014 | 0 | 0 | 0 | 0
11.05. | 6 | 102.3014 |  | 102.3014 | 0 | 0 | 0 | 0
11.05. | 7 | 102.3014 |  | 102.3014 | 0 | 0 | 0 | 0
11.05. | 8 | 102.3014 |  | 102.3014 | 0 | 0 | 0 | 0
11.05. | 9 | 102.3014 |  | 102.3014 | 0 | 0 | 0 | 0
11.05. | 10 | 102.3014 |  | 102.3014 | 0 | 0 | 0 | 0
11.05. | 11 | 102.4514 |  | 102.4514 | 0 | 0 | 0 | 0
11.05. | 12 | 102.4514 |  | 102.4514 | 0 | 0 | 0 | 0
11.05. | 13 | 102.3014 |  | 102.3014 | 0 | 0 | 0 | 0
11.05. | 14 | 102.4514 |  | 102.4514 | 0 | 0 | 0 | 0
11.05. | 15 | 102.3014 |  | 102.3014 | 0 | 0 | 0 | 0
11.05. | 16 | 102.3014 |  | 102.3014 | 0 | 0 | 0 | 0
11.05. | 17 | 102.1514 |  | 102.1514 | 0 | 0 | 0 | 0
11.05. | 18 | 102.1514 |  | 102.1514 | 0 | 0 | 0 | 0
11.05. | 19 | 102.3014 |  | 102.3014 | 0 | 0 | 0 | 0
11.05. | 20 | 102.3014 |  | 102.3014 | 0 | 0 | 0 | 0
11.05. | 21 | 102.3014 |  | 102.3014 | 0 | 0 | 0 | 0
11.05. | 22 | 102.1514 |  | 102.1514 | 0 | 0 | 0 | 0
11.05. | 23 | 102.3014 |  | 102.3014 | 0 | 0 | 0 | 0
11.05. | 24 | 102.6014 |  | 102.6014 | 0 | 0 | 0 | 0
12.05. | 1 | 103.8015 |  | 103.8015 | 0 | 0 | 0 | 0
12.05. | 2 | 87.3012 |  | 87.3012 | 0 | 0 | 0 | 0
12.05. | 3 | 87.0012 |  | 87.0012 | 0 | 0 | 0 | 0
12.05. | 4 | 87.0012 |  | 87.0012 | 0 | 0 | 0 | 0
12.05. | 5 | 87.1512 |  | 87.1512 | 0 | 0 | 0 | 0
12.05. | 6 | 87.1512 |  | 87.1512 | 0 | 0 | 0 | 0
12.05. | 7 | 98.8514 |  | 98.8514 | 0 | 0 | 0 | 0
12.05. | 8 | 103.9515 |  | 103.9515 | 0 | 0 | 0 | 0
12.05. | 9 | 103.9515 |  | 103.9515 | 0 | 0 | 0 | 0
12.05. | 10 | 104.2515 |  | 104.2515 | 0 | 0 | 0 | 0
12.05. | 11 | 104.1015 |  | 104.1015 | 0 | 0 | 0 | 0
12.05. | 12 | 103.9515 |  | 103.9515 | 0 | 0 | 0 | 0
12.05. | 13 | 104.2515 |  | 104.2515 | 0 | 0 | 0 | 0
12.05. | 14 | 104.1015 |  | 104.1015 | 0 | 0 | 0 | 0
12.05. | 15 | 104.4015 |  | 104.4015 | 0 | 0 | 0 | 0
12.05. | 16 | 104.1015 |  | 104.1015 | 0 | 0 | 0 | 0
12.05. | 17 | 103.9515 |  | 103.9515 | 0 | 0 | 0 | 0
12.05. | 18 | 103.9515 |  | 103.9515 | 0 | 0 | 0 | 0
12.05. | 19 | 103.9515 |  | 103.9515 | 0 | 0 | 0 | 0
12.05. | 20 | 103.9515 |  | 103.9515 | 0 | 0 | 0 | 0
12.05. | 21 | 103.6515 |  | 103.6515 | 0 | 0 | 0 | 0
12.05. | 22 | 103.6515 |  | 103.6515 | 0 | 0 | 0 | 0
12.05. | 23 | 103.9515 |  | 103.9515 | 0 | 0 | 0 | 0
12.05. | 24 | 99.4514 |  | 99.4514 | 0 | 0 | 0 | 0
13.05. | 1 | 98.1014 |  | 98.1014 | 0 | 0 | 0 | 0
13.05. | 2 | 97.8014 |  | 97.8014 | 0 | 0 | 0 | 0
13.05. | 3 | 97.8014 |  | 97.8014 | 0 | 0 | 0 | 0
13.05. | 4 | 97.9514 |  | 97.9514 | 0 | 0 | 0 | 0
13.05. | 5 | 97.9514 |  | 97.9514 | 0 | 0 | 0 | 0
13.05. | 6 | 97.9514 |  | 97.9514 | 0 | 0 | 0 | 0
13.05. | 7 | 97.9514 |  | 97.9514 | 0 | 0 | 0 | 0
13.05. | 8 | 97.8014 |  | 97.8014 | 0 | 0 | 0 | 0
13.05. | 9 | 97.9514 |  | 97.9514 | 0 | 0 | 0 | 0
13.05. | 10 | 97.9514 |  | 97.9514 | 0 | 0 | 0 | 0
13.05. | 11 | 98.2514 |  | 98.2514 | 0 | 0 | 0 | 0
13.05. | 12 | 97.8014 |  | 97.8014 | 0 | 0 | 0 | 0
13.05. | 13 | 98.1014 |  | 98.1014 | 0 | 0 | 0 | 0
13.05. | 14 | 100.9514 |  | 100.9514 | 0 | 0 | 0 | 0
13.05. | 15 | 101.2514 |  | 101.2514 | 0 | 0 | 0 | 0
13.05. | 16 | 101.1014 |  | 101.1014 | 0 | 0 | 0 | 0
13.05. | 17 | 101.1014 |  | 101.1014 | 0 | 0 | 0 | 0
13.05. | 18 | 101.1014 |  | 101.1014 | 0 | 0 | 0 | 0
13.05. | 19 | 101.1014 |  | 101.1014 | 0 | 0 | 0 | 0
13.05. | 20 | 100.9514 |  | 100.9514 | 0 | 0 | 0 | 0
13.05. | 21 | 100.9514 |  | 100.9514 | 0 | 0 | 0 | 0
13.05. | 22 | 100.9514 |  | 100.9514 | 0 | 0 | 0 | 0
13.05. | 23 | 100.9514 |  | 100.9514 | 0 | 0 | 0 | 0
13.05. | 24 | 100.8014 |  | 100.8014 | 0 | 0 | 0 | 0
14.05. | 1 | 100.6514 |  | 100.6514 | 0 | 0 | 0 | 0
14.05. | 2 | 100.6514 |  | 100.6514 | 0 | 0 | 0 | 0
14.05. | 3 | 100.6514 |  | 100.6514 | 0 | 0 | 0 | 0
14.05. | 4 | 100.8014 |  | 100.8014 | 0 | 0 | 0 | 0
14.05. | 5 | 100.8014 |  | 100.8014 | 0 | 0 | 0 | 0
14.05. | 6 | 100.8014 |  | 100.8014 | 0 | 0 | 0 | 0
14.05. | 7 | 100.8014 |  | 100.8014 | 0 | 0 | 0 | 0
14.05. | 8 | 100.9514 |  | 100.9514 | 0 | 0 | 0 | 0
14.05. | 9 | 101.1014 |  | 101.1014 | 0 | 0 | 0 | 0
14.05. | 10 | 100.8014 |  | 100.8014 | 0 | 0 | 0 | 0
14.05. | 11 | 100.9514 |  | 100.9514 | 0 | 0 | 0 | 0
14.05. | 12 | 100.9514 |  | 100.9514 | 0 | 0 | 0 | 0
14.05. | 13 | 100.8014 |  | 100.8014 | 0 | 0 | 0 | 0
14.05. | 14 | 100.9514 |  | 100.9514 | 0 | 0 | 0 | 0
14.05. | 15 | 100.9514 |  | 100.9514 | 0 | 0 | 0 | 0
14.05. | 16 | 101.1014 |  | 101.1014 | 0 | 0 | 0 | 0
14.05. | 17 | 100.9514 |  | 100.9514 | 0 | 0 | 0 | 0
14.05. | 18 | 100.9514 |  | 100.9514 | 0 | 0 | 0 | 0
14.05. | 19 | 100.8014 |  | 100.8014 | 0 | 0 | 0 | 0
14.05. | 20 | 100.9514 |  | 100.9514 | 0 | 0 | 0 | 0
14.05. | 21 | 100.8014 |  | 100.8014 | 0 | 0 | 0 | 0
14.05. | 22 | 100.8014 |  | 100.8014 | 0 | 0 | 0 | 0
14.05. | 23 | 100.8014 |  | 100.8014 | 0 | 0 | 0 | 0
14.05. | 24 | 100.5014 |  | 100.5014 | 0 | 0 | 0 | 0
15.05. | 1 | 97.5014 |  | 97.5014 | 0 | 0 | 0 | 0
15.05. | 2 | 97.5014 |  | 97.5014 | 0 | 0 | 0 | 0
15.05. | 3 | 97.5014 |  | 97.5014 | 0 | 0 | 0 | 0
15.05. | 4 | 97.5014 |  | 97.5014 | 0 | 0 | 0 | 0
15.05. | 5 | 97.6514 |  | 97.6514 | 0 | 0 | 0 | 0
15.05. | 6 | 97.5014 |  | 97.5014 | 0 | 0 | 0 | 0
15.05. | 7 | 97.5014 |  | 97.5014 | 0 | 0 | 0 | 0
15.05. | 8 | 100.8014 |  | 100.8014 | 0 | 0 | 0 | 0
15.05. | 9 | 102.7515 |  | 102.7515 | 0 | 0 | 0 | 0
15.05. | 10 | 103.9515 |  | 103.9515 | 0 | 0 | 0 | 0
15.05. | 11 | 104.2515 |  | 104.2515 | 0 | 0 | 0 | 0
15.05. | 12 | 103.9515 |  | 103.9515 | 0 | 0 | 0 | 0
15.05. | 13 | 104.1015 |  | 104.1015 | 0 | 0 | 0 | 0
15.05. | 14 | 104.1015 |  | 104.1015 | 0 | 0 | 0 | 0
15.05. | 15 | 103.9515 |  | 103.9515 | 0 | 0 | 0 | 0
15.05. | 16 | 103.8015 |  | 103.8015 | 0 | 0 | 0 | 0
15.05. | 17 | 103.8015 |  | 103.8015 | 0 | 0 | 0 | 0
15.05. | 18 | 103.8015 |  | 103.8015 | 0 | 0 | 0 | 0
15.05. | 19 | 103.8015 |  | 103.8015 | 0 | 0 | 0 | 0
15.05. | 20 | 103.8015 |  | 103.8015 | 0 | 0 | 0 | 0
15.05. | 21 | 103.9515 |  | 103.9515 | 0 | 0 | 0 | 0
15.05. | 22 | 103.8015 |  | 103.8015 | 0 | 0 | 0 | 0
15.05. | 23 | 103.8015 |  | 103.8015 | 0 | 0 | 0 | 0
15.05. | 24 | 103.8015 |  | 103.8015 | 0 | 0 | 0 | 0
16.05. | 1 | 103.8015 |  | 103.8015 | 0 | 0 | 0 | 0
16.05. | 2 | 103.8015 |  | 103.8015 | 0 | 0 | 0 | 0
16.05. | 3 | 103.8015 |  | 103.8015 | 0 | 0 | 0 | 0
16.05. | 4 | 103.8015 |  | 103.8015 | 0 | 0 | 0 | 0
16.05. | 5 | 103.8015 |  | 103.8015 | 0 | 0 | 0 | 0
16.05. | 6 | 103.8015 |  | 103.8015 | 0 | 0 | 0 | 0
16.05. | 7 | 103.9515 |  | 103.9515 | 0 | 0 | 0 | 0
16.05. | 8 | 103.8015 |  | 103.8015 | 0 | 0 | 0 | 0
16.05. | 9 | 103.8015 |  | 103.8015 | 0 | 0 | 0 | 0
16.05. | 10 | 103.8015 |  | 103.8015 | 0 | 0 | 0 | 0
16.05. | 11 | 103.8015 |  | 103.8015 | 0 | 0 | 0 | 0
16.05. | 12 | 103.8015 |  | 103.8015 | 0 | 0 | 0 | 0
16.05. | 13 | 103.8015 |  | 103.8015 | 0 | 0 | 0 | 0
16.05. | 14 | 103.8015 |  | 103.8015 | 0 | 0 | 0 | 0
16.05. | 15 | 103.6515 |  | 103.6515 | 0 | 0 | 0 | 0
16.05. | 16 | 103.6515 |  | 103.6515 | 0 | 0 | 0 | 0
16.05. | 17 | 103.8015 |  | 103.8015 | 0 | 0 | 0 | 0
16.05. | 18 | 103.6515 |  | 103.6515 | 0 | 0 | 0 | 0
16.05. | 19 | 103.6515 |  | 103.6515 | 0 | 0 | 0 | 0
16.05. | 20 | 103.6515 |  | 103.6515 | 0 | 0 | 0 | 0
16.05. | 21 | 103.6515 |  | 103.6515 | 0 | 0 | 0 | 0
16.05. | 22 | 103.5015 |  | 103.5015 | 0 | 0 | 0 | 0
16.05. | 23 | 103.5015 |  | 103.5015 | 0 | 0 | 0 | 0
16.05. | 24 | 103.5015 |  | 103.5015 | 0 | 0 | 0 | 0
17.05. | 1 | 103.5015 |  | 103.5015 | 0 | 0 | 0 | 0
17.05. | 2 | 103.5015 |  | 103.5015 | 0 | 0 | 0 | 0
17.05. | 3 | 103.6515 |  | 103.6515 | 0 | 0 | 0 | 0
17.05. | 4 | 103.5015 |  | 103.5015 | 0 | 0 | 0 | 0
17.05. | 5 | 103.5015 |  | 103.5015 | 0 | 0 | 0 | 0
17.05. | 6 | 103.5015 |  | 103.5015 | 0 | 0 | 0 | 0
17.05. | 7 | 103.5015 |  | 103.5015 | 0 | 0 | 0 | 0
17.05. | 8 | 103.5015 |  | 103.5015 | 0 | 0 | 0 | 0
17.05. | 9 | 103.6515 |  | 103.6515 | 0 | 0 | 0 | 0
17.05. | 10 | 103.8015 |  | 103.8015 | 0 | 0 | 0 | 0
17.05. | 11 | 103.6515 |  | 103.6515 | 0 | 0 | 0 | 0
17.05. | 12 | 103.8015 |  | 103.8015 | 0 | 0 | 0 | 0
17.05. | 13 | 103.8015 |  | 103.8015 | 0 | 0 | 0 | 0
17.05. | 14 | 103.8015 |  | 103.8015 | 0 | 0 | 0 | 0
17.05. | 15 | 103.8015 |  | 103.8015 | 0 | 0 | 0 | 0
17.05. | 16 | 103.8015 |  | 103.8015 | 0 | 0 | 0 | 0
17.05. | 17 | 104.4015 |  | 104.4015 | 0 | 0 | 0 | 0
17.05. | 18 | 105.4515 |  | 105.4515 | 0 | 0 | 0 | 0
17.05. | 19 | 105.3015 |  | 105.3015 | 0 | 0 | 0 | 0
17.05. | 20 | 105.3015 |  | 105.3015 | 0 | 0 | 0 | 0
17.05. | 21 | 105.3015 |  | 105.3015 | 0 | 0 | 0 | 0
17.05. | 22 | 105.1515 |  | 105.1515 | 0 | 0 | 0 | 0
17.05. | 23 | 105.1515 |  | 105.1515 | 0 | 0 | 0 | 0
17.05. | 24 | 105.1515 |  | 105.1515 | 0 | 0 | 0 | 0
18.05. | 1 | 104.7015 |  | 104.7015 | 0 | 0 | 0 | 0
18.05. | 2 | 100.6514 |  | 100.6514 | 0 | 0 | 0 | 0
18.05. | 3 | 100.5014 |  | 100.5014 | 0 | 0 | 0 | 0
18.05. | 4 | 100.6514 |  | 100.6514 | 0 | 0 | 0 | 0
18.05. | 5 | 100.6514 |  | 100.6514 | 0 | 0 | 0 | 0
18.05. | 6 | 100.6514 |  | 100.6514 | 0 | 0 | 0 | 0
18.05. | 7 | 92.4013 |  | 92.4013 | 0 | 0 | 0 | 0
18.05. | 8 | 94.8013 |  | 94.8013 | 0 | 0 | 0 | 0
18.05. | 9 | 95.4013 |  | 95.4013 | 0 | 0 | 0 | 0
18.05. | 10 | 95.5513 |  | 95.5513 | 0 | 0 | 0 | 0
18.05. | 11 | 95.5513 |  | 95.5513 | 0 | 0 | 0 | 0
18.05. | 12 | 95.4013 |  | 95.4013 | 0 | 0 | 0 | 0
18.05. | 13 | 95.7014 |  | 95.7014 | 0 | 0 | 0 | 0
18.05. | 14 | 95.7014 |  | 95.7014 | 0 | 0 | 0 | 0
18.05. | 15 | 95.4013 |  | 95.4013 | 0 | 0 | 0 | 0
18.05. | 16 | 95.4013 |  | 95.4013 | 0 | 0 | 0 | 0
18.05. | 17 | 95.4013 |  | 95.4013 | 0 | 0 | 0 | 0
18.05. | 18 | 95.4013 |  | 95.4013 | 0 | 0 | 0 | 0
18.05. | 19 | 95.4013 |  | 95.4013 | 0 | 0 | 0 | 0
18.05. | 20 | 95.5513 |  | 95.5513 | 0 | 0 | 0 | 0
18.05. | 21 | 95.4013 |  | 95.4013 | 0 | 0 | 0 | 0
18.05. | 22 | 95.4013 |  | 95.4013 | 0 | 0 | 0 | 0
18.05. | 23 | 95.2513 |  | 95.2513 | 0 | 0 | 0 | 0
18.05. | 24 | 95.2513 |  | 95.2513 | 0 | 0 | 0 | 0
19.05. | 1 | 95.2513 |  | 95.2513 | 0 | 0 | 0 | 0
19.05. | 2 | 95.4013 |  | 95.4013 | 0 | 0 | 0 | 0
19.05. | 3 | 95.4013 |  | 95.4013 | 0 | 0 | 0 | 0
19.05. | 4 | 95.4013 |  | 95.4013 | 0 | 0 | 0 | 0
19.05. | 5 | 95.4013 |  | 95.4013 | 0 | 0 | 0 | 0
19.05. | 6 | 95.4013 |  | 95.4013 | 0 | 0 | 0 | 0
19.05. | 7 | 95.4013 |  | 95.4013 | 0 | 0 | 0 | 0
19.05. | 8 | 95.5513 |  | 95.5513 | 0 | 0 | 0 | 0
19.05. | 9 | 95.7014 |  | 95.7014 | 0 | 0 | 0 | 0
19.05. | 10 | 90.0013 |  | 90.0013 | 0 | 0 | 0 | 0
19.05. | 11 | 96.1514 |  | 96.1514 | 0 | 0 | 0 | 0
19.05. | 12 | 96.1514 |  | 96.1514 | 0 | 0 | 0 | 0
19.05. | 13 | 96.1514 |  | 96.1514 | 0 | 0 | 0 | 0
19.05. | 14 | 96.1514 |  | 96.1514 | 0 | 0 | 0 | 0
19.05. | 15 | 96.3014 |  | 96.3014 | 0 | 0 | 0 | 0
19.05. | 16 | 96.3014 |  | 96.3014 | 0 | 0 | 0 | 0
19.05. | 17 | 96.3014 |  | 96.3014 | 0 | 0 | 0 | 0
19.05. | 18 | 96.3014 |  | 96.3014 | 0 | 0 | 0 | 0
19.05. | 19 | 96.3014 |  | 96.3014 | 0 | 0 | 0 | 0
19.05. | 20 | 96.3014 |  | 96.3014 | 0 | 0 | 0 | 0
19.05. | 21 | 96.1514 |  | 96.1514 | 0 | 0 | 0 | 0
19.05. | 22 | 96.1514 |  | 96.1514 | 0 | 0 | 0 | 0
19.05. | 23 | 96.0014 |  | 96.0014 | 0 | 0 | 0 | 0
19.05. | 24 | 96.1514 |  | 96.1514 | 0 | 0 | 0 | 0
20.05. | 1 | 96.1514 |  | 96.1514 | 0 | 0 | 0 | 0
20.05. | 2 | 96.0014 |  | 96.0014 | 0 | 0 | 0 | 0
20.05. | 3 | 96.1514 |  | 96.1514 | 0 | 0 | 0 | 0
20.05. | 4 | 96.1514 |  | 96.1514 | 0 | 0 | 0 | 0
20.05. | 5 | 96.1514 |  | 96.1514 | 0 | 0 | 0 | 0
20.05. | 6 | 96.1514 |  | 96.1514 | 0 | 0 | 0 | 0
20.05. | 7 | 96.1514 |  | 96.1514 | 0 | 0 | 0 | 0
20.05. | 8 | 96.1514 |  | 96.1514 | 0 | 0 | 0 | 0
20.05. | 9 | 96.0014 |  | 96.0014 | 0 | 0 | 0 | 0
20.05. | 10 | 96.0014 |  | 96.0014 | 0 | 0 | 0 | 0
20.05. | 11 | 96.1514 |  | 96.1514 | 0 | 0 | 0 | 0
20.05. | 12 | 96.1514 |  | 96.1514 | 0 | 0 | 0 | 0
20.05. | 13 | 96.1514 |  | 96.1514 | 0 | 0 | 0 | 0
20.05. | 14 | 96.3014 |  | 96.3014 | 0 | 0 | 0 | 0
20.05. | 15 | 96.3014 |  | 96.3014 | 0 | 0 | 0 | 0
20.05. | 16 | 96.4514 |  | 96.4514 | 0 | 0 | 0 | 0
20.05. | 17 | 96.4514 |  | 96.4514 | 0 | 0 | 0 | 0
20.05. | 18 | 96.4514 |  | 96.4514 | 0 | 0 | 0 | 0
20.05. | 19 | 96.3014 |  | 96.3014 | 0 | 0 | 0 | 0
20.05. | 20 | 96.3014 |  | 96.3014 | 0 | 0 | 0 | 0
20.05. | 21 | 91.8013 |  | 91.8013 | 0 | 0 | 0 | 0
20.05. | 22 | 86.2512 |  | 86.2512 | 0 | 0 | 0 | 0
20.05. | 23 | 85.9512 |  | 85.9512 | 0 | 0 | 0 | 0
20.05. | 24 | 82.0512 |  | 82.0512 | 0 | 0 | 0 | 0
21.05. | 1 | 85.8012 |  | 85.8012 | 0 | 0 | 0 | 0
21.05. | 2 | 91.3513 |  | 91.3513 | 0 | 0 | 0 | 0
21.05. | 3 | 91.3513 |  | 91.3513 | 0 | 0 | 0 | 0
21.05. | 4 | 91.6513 |  | 91.6513 | 0 | 0 | 0 | 0
21.05. | 5 | 91.5013 |  | 91.5013 | 0 | 0 | 0 | 0
21.05. | 6 | 91.5013 |  | 91.5013 | 0 | 0 | 0 | 0
21.05. | 7 | 91.8013 |  | 91.8013 | 0 | 0 | 0 | 0
21.05. | 8 | 91.8013 |  | 91.8013 | 0 | 0 | 0 | 0
21.05. | 9 | 91.8013 |  | 91.8013 | 0 | 0 | 0 | 0
21.05. | 10 | 91.8013 |  | 91.8013 | 0 | 0 | 0 | 0
21.05. | 11 | 94.6513 |  | 94.6513 | 0 | 0 | 0 | 0
21.05. | 12 | 96.3014 |  | 96.3014 | 0 | 0 | 0 | 0
21.05. | 13 | 96.3014 |  | 96.3014 | 0 | 0 | 0 | 0
21.05. | 14 | 96.3014 |  | 96.3014 | 0 | 0 | 0 | 0
21.05. | 15 | 96.3014 |  | 96.3014 | 0 | 0 | 0 | 0
21.05. | 16 | 96.3014 |  | 96.3014 | 0 | 0 | 0 | 0
21.05. | 17 | 96.3014 |  | 96.3014 | 0 | 0 | 0 | 0
21.05. | 18 | 96.3014 |  | 96.3014 | 0 | 0 | 0 | 0
21.05. | 19 | 96.4514 |  | 96.4514 | 0 | 0 | 0 | 0
21.05. | 20 | 96.1514 |  | 96.1514 | 0 | 0 | 0 | 0
21.05. | 21 | 96.1514 |  | 96.1514 | 0 | 0 | 0 | 0
21.05. | 22 | 96.0014 |  | 96.0014 | 0 | 0 | 0 | 0
21.05. | 23 | 96.1514 |  | 96.1514 | 0 | 0 | 0 | 0
21.05. | 24 | 96.0014 |  | 96.0014 | 0 | 0 | 0 | 0
22.05. | 1 | 94.9513 |  | 94.9513 | 0 | 0 | 0 | 0
22.05. | 2 | 91.5013 |  | 91.5013 | 0 | 0 | 0 | 0
22.05. | 3 | 91.3513 |  | 91.3513 | 0 | 0 | 0 | 0
22.05. | 4 | 91.6513 |  | 91.6513 | 0 | 0 | 0 | 0
22.05. | 5 | 91.6513 |  | 91.6513 | 0 | 0 | 0 | 0
22.05. | 6 | 91.6513 |  | 91.6513 | 0 | 0 | 0 | 0
22.05. | 7 | 91.6513 |  | 91.6513 | 0 | 0 | 0 | 0
22.05. | 8 | 92.1013 |  | 92.1013 | 0 | 0 | 0 | 0
22.05. | 9 | 94.2013 |  | 94.2013 | 0 | 0 | 0 | 0
22.05. | 10 | 96.6014 |  | 96.6014 | 0 | 0 | 0 | 0
22.05. | 11 | 96.3014 |  | 96.3014 | 0 | 0 | 0 | 0
22.05. | 12 | 96.6014 |  | 96.6014 | 0 | 0 | 0 | 0
22.05. | 13 | 96.7514 |  | 96.7514 | 0 | 0 | 0 | 0
22.05. | 14 | 96.4514 |  | 96.4514 | 0 | 0 | 0 | 0
22.05. | 15 | 96.3014 |  | 96.3014 | 0 | 0 | 0 | 0
22.05. | 16 | 96.3014 |  | 96.3014 | 0 | 0 | 0 | 0
22.05. | 17 | 96.3014 |  | 96.3014 | 0 | 0 | 0 | 0
22.05. | 18 | 96.4514 |  | 96.4514 | 0 | 0 | 0 | 0
22.05. | 19 | 96.3014 |  | 96.3014 | 0 | 0 | 0 | 0
22.05. | 20 | 96.1514 |  | 96.1514 | 0 | 0 | 0 | 0
22.05. | 21 | 96.1514 |  | 96.1514 | 0 | 0 | 0 | 0
22.05. | 22 | 96.1514 |  | 96.1514 | 0 | 0 | 0 | 0
22.05. | 23 | 96.1514 |  | 96.1514 | 0 | 0 | 0 | 0
22.05. | 24 | 96.1514 |  | 96.1514 | 0 | 0 | 0 | 0
23.05. | 1 | 95.2513 |  | 95.2513 | 0 | 0 | 0 | 0
23.05. | 2 | 91.5013 |  | 91.5013 | 0 | 0 | 0 | 0
23.05. | 3 | 91.5013 |  | 91.5013 | 0 | 0 | 0 | 0
23.05. | 4 | 91.6513 |  | 91.6513 | 0 | 0 | 0 | 0
23.05. | 5 | 91.6513 |  | 91.6513 | 0 | 0 | 0 | 0
23.05. | 6 | 91.6513 |  | 91.6513 | 0 | 0 | 0 | 0
23.05. | 7 | 89.8513 |  | 89.8513 | 0 | 0 | 0 | 0
23.05. | 8 | 88.5012 |  | 88.5012 | 0 | 0 | 0 | 0
23.05. | 9 | 88.5012 |  | 88.5012 | 0 | 0 | 0 | 0
23.05. | 10 | 88.5012 |  | 88.5012 | 0 | 0 | 0 | 0
23.05. | 11 | 91.5013 |  | 91.5013 | 0 | 0 | 0 | 0
23.05. | 12 | 93.1513 |  | 93.1513 | 0 | 0 | 0 | 0
23.05. | 13 | 93.1513 |  | 93.1513 | 0 | 0 | 0 | 0
23.05. | 14 | 93.1513 |  | 93.1513 | 0 | 0 | 0 | 0
23.05. | 15 | 93.3013 |  | 93.3013 | 0 | 0 | 0 | 0
23.05. | 16 | 93.3013 |  | 93.3013 | 0 | 0 | 0 | 0
23.05. | 17 | 93.3013 |  | 93.3013 | 0 | 0 | 0 | 0
23.05. | 18 | 93.3013 |  | 93.3013 | 0 | 0 | 0 | 0
23.05. | 19 | 93.3013 |  | 93.3013 | 0 | 0 | 0 | 0
23.05. | 20 | 93.1513 |  | 93.1513 | 0 | 0 | 0 | 0
23.05. | 21 | 93.1513 |  | 93.1513 | 0 | 0 | 0 | 0
23.05. | 22 | 93.3013 |  | 93.3013 | 0 | 0 | 0 | 0
23.05. | 23 | 93.3013 |  | 93.3013 | 0 | 0 | 0 | 0
23.05. | 24 | 93.1513 |  | 93.1513 | 0 | 0 | 0 | 0
24.05. | 1 | 93.0013 |  | 93.0013 | 0 | 0 | 0 | 0
24.05. | 2 | 88.6513 |  | 88.6513 | 0 | 0 | 0 | 0
24.05. | 3 | 88.5012 |  | 88.5012 | 0 | 0 | 0 | 0
24.05. | 4 | 88.5012 |  | 88.5012 | 0 | 0 | 0 | 0
24.05. | 5 | 88.6513 |  | 88.6513 | 0 | 0 | 0 | 0
24.05. | 6 | 88.6513 |  | 88.6513 | 0 | 0 | 0 | 0
24.05. | 7 | 88.5012 |  | 88.5012 | 0 | 0 | 0 | 0
24.05. | 8 | 90.6013 |  | 90.6013 | 0 | 0 | 0 | 0
24.05. | 9 | 93.1513 |  | 93.1513 | 0 | 0 | 0 | 0
24.05. | 10 | 94.8013 |  | 94.8013 | 0 | 0 | 0 | 0
24.05. | 11 | 96.1514 |  | 96.1514 | 0 | 0 | 0 | 0
24.05. | 12 | 96.3014 |  | 96.3014 | 0 | 0 | 0 | 0
24.05. | 13 | 96.3014 |  | 96.3014 | 0 | 0 | 0 | 0
24.05. | 14 | 96.3014 |  | 96.3014 | 0 | 0 | 0 | 0
24.05. | 15 | 96.3014 |  | 96.3014 | 0 | 0 | 0 | 0
24.05. | 16 | 96.3014 |  | 96.3014 | 0 | 0 | 0 | 0
24.05. | 17 | 96.3014 |  | 96.3014 | 0 | 0 | 0 | 0
24.05. | 18 | 96.3014 |  | 96.3014 | 0 | 0 | 0 | 0
24.05. | 19 | 102.6014 |  | 102.6014 | 0 | 0 | 0 | 0
24.05. | 20 | 105.3015 |  | 105.3015 | 0 | 0 | 0 | 0
24.05. | 21 | 105.4515 |  | 105.4515 | 0 | 0 | 0 | 0
24.05. | 22 | 105.3015 |  | 105.3015 | 0 | 0 | 0 | 0
24.05. | 23 | 103.0515 |  | 103.0515 | 0 | 0 | 0 | 0
24.05. | 24 | 100.8014 |  | 100.8014 | 0 | 0 | 0 | 0
25.05. | 1 | 100.8014 |  | 100.8014 | 0 | 0 | 0 | 0
25.05. | 2 | 100.8014 |  | 100.8014 | 0 | 0 | 0 | 0
25.05. | 3 | 100.9514 |  | 100.9514 | 0 | 0 | 0 | 0
25.05. | 4 | 100.9514 |  | 100.9514 | 0 | 0 | 0 | 0
25.05. | 5 | 100.9514 |  | 100.9514 | 0 | 0 | 0 | 0
25.05. | 6 | 100.8014 |  | 100.8014 | 0 | 0 | 0 | 0
25.05. | 7 | 100.9514 |  | 100.9514 | 0 | 0 | 0 | 0
25.05. | 8 | 101.2514 |  | 101.2514 | 0 | 0 | 0 | 0
25.05. | 9 | 104.5515 |  | 104.5515 | 0 | 0 | 0 | 0
25.05. | 10 | 105.6015 |  | 105.6015 | 0 | 0 | 0 | 0
25.05. | 11 | 105.9015 |  | 105.9015 | 0 | 0 | 0 | 0
25.05. | 12 | 105.6015 |  | 105.6015 | 0 | 0 | 0 | 0
25.05. | 13 | 105.4515 |  | 105.4515 | 0 | 0 | 0 | 0
25.05. | 14 | 105.6015 |  | 105.6015 | 0 | 0 | 0 | 0
25.05. | 15 | 105.4515 |  | 105.4515 | 0 | 0 | 0 | 0
25.05. | 16 | 105.4515 |  | 105.4515 | 0 | 0 | 0 | 0
25.05. | 17 | 105.4515 |  | 105.4515 | 0 | 0 | 0 | 0
25.05. | 18 | 105.4515 |  | 105.4515 | 0 | 0 | 0 | 0
25.05. | 19 | 105.4515 |  | 105.4515 | 0 | 0 | 0 | 0
25.05. | 20 | 105.4515 |  | 105.4515 | 0 | 0 | 0 | 0
25.05. | 21 | 105.3015 |  | 105.3015 | 0 | 0 | 0 | 0
25.05. | 22 | 105.3015 |  | 105.3015 | 0 | 0 | 0 | 0
25.05. | 23 | 105.3015 |  | 105.3015 | 0 | 0 | 0 | 0
25.05. | 24 | 105.4515 |  | 105.4515 | 0 | 0 | 0 | 0
26.05. | 1 | 103.5015 |  | 103.5015 | 0 | 0 | 0 | 0
26.05. | 2 | 100.8014 |  | 100.8014 | 0 | 0 | 0 | 0
26.05. | 3 | 100.8014 |  | 100.8014 | 0 | 0 | 0 | 0
26.05. | 4 | 100.8014 |  | 100.8014 | 0 | 0 | 0 | 0
26.05. | 5 | 100.9514 |  | 100.9514 | 0 | 0 | 0 | 0
26.05. | 6 | 100.8014 |  | 100.8014 | 0 | 0 | 0 | 0
26.05. | 7 | 101.1014 |  | 101.1014 | 0 | 0 | 0 | 0
26.05. | 8 | 103.8015 |  | 103.8015 | 0 | 0 | 0 | 0
26.05. | 9 | 105.0015 |  | 105.0015 | 0 | 0 | 0 | 0
26.05. | 10 | 105.1515 |  | 105.1515 | 0 | 0 | 0 | 0
26.05. | 11 | 105.4515 |  | 105.4515 | 0 | 0 | 0 | 0
26.05. | 12 | 105.1515 |  | 105.1515 | 0 | 0 | 0 | 0
26.05. | 13 | 105.1515 |  | 105.1515 | 0 | 0 | 0 | 0
26.05. | 14 | 105.0015 |  | 105.0015 | 0 | 0 | 0 | 0
26.05. | 15 | 105.0015 |  | 105.0015 | 0 | 0 | 0 | 0
26.05. | 16 | 105.0015 |  | 105.0015 | 0 | 0 | 0 | 0
26.05. | 17 | 105.6015 |  | 105.6015 | 0 | 0 | 0 | 0
26.05. | 18 | 105.6015 |  | 105.6015 | 0 | 0 | 0 | 0
26.05. | 19 | 105.0015 |  | 105.0015 | 0 | 0 | 0 | 0
26.05. | 20 | 104.8515 |  | 104.8515 | 0 | 0 | 0 | 0
26.05. | 21 | 104.8515 |  | 104.8515 | 0 | 0 | 0 | 0
26.05. | 22 | 104.8515 |  | 104.8515 | 0 | 0 | 0 | 0
26.05. | 23 | 105.0015 |  | 105.0015 | 0 | 0 | 0 | 0
26.05. | 24 | 104.4015 |  | 104.4015 | 0 | 0 | 0 | 0
27.05. | 1 | 100.8014 |  | 100.8014 | 0 | 0 | 0 | 0
27.05. | 2 | 100.8014 |  | 100.8014 | 0 | 0 | 0 | 0
27.05. | 3 | 100.6514 |  | 100.6514 | 0 | 0 | 0 | 0
27.05. | 4 | 100.8014 |  | 100.8014 | 0 | 0 | 0 | 0
27.05. | 5 | 100.8014 |  | 100.8014 | 0 | 0 | 0 | 0
27.05. | 6 | 100.8014 |  | 100.8014 | 0 | 0 | 0 | 0
27.05. | 7 | 100.6514 |  | 100.6514 | 0 | 0 | 0 | 0
27.05. | 8 | 100.9514 |  | 100.9514 | 0 | 0 | 0 | 0
27.05. | 9 | 100.9514 |  | 100.9514 | 0 | 0 | 0 | 0
27.05. | 10 | 100.8014 |  | 100.8014 | 0 | 0 | 0 | 0
27.05. | 11 | 100.9514 |  | 100.9514 | 0 | 0 | 0 | 0
27.05. | 12 | 100.9514 |  | 100.9514 | 0 | 0 | 0 | 0
27.05. | 13 | 100.8014 |  | 100.8014 | 0 | 0 | 0 | 0
27.05. | 14 | 100.8014 |  | 100.8014 | 0 | 0 | 0 | 0
27.05. | 15 | 103.6515 |  | 103.6515 | 0 | 0 | 0 | 0
27.05. | 16 | 105.3015 |  | 105.3015 | 0 | 0 | 0 | 0
27.05. | 17 | 105.3015 |  | 105.3015 | 0 | 0 | 0 | 0
27.05. | 18 | 105.3015 |  | 105.3015 | 0 | 0 | 0 | 0
27.05. | 19 | 105.3015 |  | 105.3015 | 0 | 0 | 0 | 0
27.05. | 20 | 105.3015 |  | 105.3015 | 0 | 0 | 0 | 0
27.05. | 21 | 105.3015 |  | 105.3015 | 0 | 0 | 0 | 0
27.05. | 22 | 105.3015 |  | 105.3015 | 0 | 0 | 0 | 0
27.05. | 23 | 105.3015 |  | 105.3015 | 0 | 0 | 0 | 0
27.05. | 24 | 105.3015 |  | 105.3015 | 0 | 0 | 0 | 0
28.05. | 1 | 104.1015 |  | 104.1015 | 0 | 0 | 0 | 0
28.05. | 2 | 100.8014 |  | 100.8014 | 0 | 0 | 0 | 0
28.05. | 3 | 100.8014 |  | 100.8014 | 0 | 0 | 0 | 0
28.05. | 4 | 100.8014 |  | 100.8014 | 0 | 0 | 0 | 0
28.05. | 5 | 100.8014 |  | 100.8014 | 0 | 0 | 0 | 0
28.05. | 6 | 100.8014 |  | 100.8014 | 0 | 0 | 0 | 0
28.05. | 7 | 100.8014 |  | 100.8014 | 0 | 0 | 0 | 0
28.05. | 8 | 105.0015 |  | 105.0015 | 0 | 0 | 0 | 0
28.05. | 9 | 105.6015 |  | 105.6015 | 0 | 0 | 0 | 0
28.05. | 10 | 105.6015 |  | 105.6015 | 0 | 0 | 0 | 0
28.05. | 11 | 105.3015 |  | 105.3015 | 0 | 0 | 0 | 0
28.05. | 12 | 105.3015 |  | 105.3015 | 0 | 0 | 0 | 0
28.05. | 13 | 105.3015 |  | 105.3015 | 0 | 0 | 0 | 0
28.05. | 14 | 105.3015 |  | 105.3015 | 0 | 0 | 0 | 0
28.05. | 15 | 105.3015 |  | 105.3015 | 0 | 0 | 0 | 0
28.05. | 16 | 105.3015 |  | 105.3015 | 0 | 0 | 0 | 0
28.05. | 17 | 105.3015 |  | 105.3015 | 0 | 0 | 0 | 0
28.05. | 18 | 105.4515 |  | 105.4515 | 0 | 0 | 0 | 0
28.05. | 19 | 105.4515 |  | 105.4515 | 0 | 0 | 0 | 0
28.05. | 20 | 105.4515 |  | 105.4515 | 0 | 0 | 0 | 0
28.05. | 21 | 105.4515 |  | 105.4515 | 0 | 0 | 0 | 0
28.05. | 22 | 105.4515 |  | 105.4515 | 0 | 0 | 0 | 0
28.05. | 23 | 103.0515 |  | 103.0515 | 0 | 0 | 0 | 0
28.05. | 24 | 100.8014 |  | 100.8014 | 0 | 0 | 0 | 0
29.05. | 1 | 100.8014 |  | 100.8014 | 0 | 0 | 0 | 0
29.05. | 2 | 100.8014 |  | 100.8014 | 0 | 0 | 0 | 0
29.05. | 3 | 100.9514 |  | 100.9514 | 0 | 0 | 0 | 0
29.05. | 4 | 100.9514 |  | 100.9514 | 0 | 0 | 0 | 0
29.05. | 5 | 100.9514 |  | 100.9514 | 0 | 0 | 0 | 0
29.05. | 6 | 100.9514 |  | 100.9514 | 0 | 0 | 0 | 0
29.05. | 7 | 100.8014 |  | 100.8014 | 0 | 0 | 0 | 0
29.05. | 8 | 100.8014 |  | 100.8014 | 0 | 0 | 0 | 0
29.05. | 9 | 102.9015 |  | 102.9015 | 0 | 0 | 0 | 0
29.05. | 10 | 105.3015 |  | 105.3015 | 0 | 0 | 0 | 0
29.05. | 11 | 105.4515 |  | 105.4515 | 0 | 0 | 0 | 0
29.05. | 12 | 105.7515 |  | 105.7515 | 0 | 0 | 0 | 0
29.05. | 13 | 105.7515 |  | 105.7515 | 0 | 0 | 0 | 0
29.05. | 14 | 105.7515 |  | 105.7515 | 0 | 0 | 0 | 0
29.05. | 15 | 105.4515 |  | 105.4515 | 0 | 0 | 0 | 0
29.05. | 16 | 105.6015 |  | 105.6015 | 0 | 0 | 0 | 0
29.05. | 17 | 105.4515 |  | 105.4515 | 0 | 0 | 0 | 0
29.05. | 18 | 105.4515 |  | 105.4515 | 0 | 0 | 0 | 0
29.05. | 19 | 105.4515 |  | 105.4515 | 0 | 0 | 0 | 0
29.05. | 20 | 105.4515 |  | 105.4515 | 0 | 0 | 0 | 0
29.05. | 21 | 105.9015 |  | 105.9015 | 0 | 0 | 0 | 0
29.05. | 22 | 106.2015 |  | 106.2015 | 0 | 0 | 0 | 0
29.05. | 23 | 106.2015 |  | 106.2015 | 0 | 0 | 0 | 0
29.05. | 24 | 106.2015 |  | 106.2015 | 0 | 0 | 0 | 0
30.05. | 1 | 104.7015 |  | 104.7015 | 0 | 0 | 0 | 0
30.05. | 2 | 101.5514 |  | 101.5514 | 0 | 0 | 0 | 0
30.05. | 3 | 101.5514 |  | 101.5514 | 0 | 0 | 0 | 0
30.05. | 4 | 101.5514 |  | 101.5514 | 0 | 0 | 0 | 0
30.05. | 5 | 101.5514 |  | 101.5514 | 0 | 0 | 0 | 0
30.05. | 6 | 101.5514 |  | 101.5514 | 0 | 0 | 0 | 0
30.05. | 7 | 101.4014 |  | 101.4014 | 0 | 0 | 0 | 0
30.05. | 8 | 100.8014 |  | 100.8014 | 0 | 0 | 0 | 0
30.05. | 9 | 102.4514 |  | 102.4514 | 0 | 0 | 0 | 0
30.05. | 10 | 102.3014 |  | 102.3014 | 0 | 0 | 0 | 0
30.05. | 11 | 101.5514 |  | 101.5514 | 0 | 0 | 0 | 0
30.05. | 12 | 101.5514 |  | 101.5514 | 0 | 0 | 0 | 0
30.05. | 13 | 101.5514 |  | 101.5514 | 0 | 0 | 0 | 0
30.05. | 14 | 101.5514 |  | 101.5514 | 0 | 0 | 0 | 0
30.05. | 15 | 101.5514 |  | 101.5514 | 0 | 0 | 0 | 0
30.05. | 16 | 101.5514 |  | 101.5514 | 0 | 0 | 0 | 0
30.05. | 17 | 101.5514 |  | 101.5514 | 0 | 0 | 0 | 0
30.05. | 18 | 104.4015 |  | 104.4015 | 0 | 0 | 0 | 0
30.05. | 19 | 104.8515 |  | 104.8515 | 0 | 0 | 0 | 0
30.05. | 20 | 104.7015 |  | 104.7015 | 0 | 0 | 0 | 0
30.05. | 21 | 104.7015 |  | 104.7015 | 0 | 0 | 0 | 0
30.05. | 22 | 104.7015 |  | 104.7015 | 0 | 0 | 0 | 0
30.05. | 23 | 104.5515 |  | 104.5515 | 0 | 0 | 0 | 0
30.05. | 24 | 104.5515 |  | 104.5515 | 0 | 0 | 0 | 0
31.05. | 1 | 104.5515 |  | 104.5515 | 0 | 0 | 0 | 0
31.05. | 2 | 104.5515 |  | 104.5515 | 0 | 0 | 0 | 0
31.05. | 3 | 104.5515 |  | 104.5515 | 0 | 0 | 0 | 0
31.05. | 4 | 104.5515 |  | 104.5515 | 0 | 0 | 0 | 0
31.05. | 5 | 104.5515 |  | 104.5515 | 0 | 0 | 0 | 0
31.05. | 6 | 104.7015 |  | 104.7015 | 0 | 0 | 0 | 0
31.05. | 7 | 104.7015 |  | 104.7015 | 0 | 0 | 0 | 0
31.05. | 8 | 104.7015 |  | 104.7015 | 0 | 0 | 0 | 0
31.05. | 9 | 104.7015 |  | 104.7015 | 0 | 0 | 0 | 0
31.05. | 10 | 104.7015 |  | 104.7015 | 0 | 0 | 0 | 0
31.05. | 11 | 104.7015 |  | 104.7015 | 0 | 0 | 0 | 0
31.05. | 12 | 104.7015 |  | 104.7015 | 0 | 0 | 0 | 0
31.05. | 13 | 104.7015 |  | 104.7015 | 0 | 0 | 0 | 0
31.05. | 14 | 104.7015 |  | 104.7015 | 0 | 0 | 0 | 0
31.05. | 15 | 104.7015 |  | 104.7015 | 0 | 0 | 0 | 0
31.05. | 16 | 104.7015 |  | 104.7015 | 0 | 0 | 0 | 0
31.05. | 17 | 104.7015 |  | 104.7015 | 0 | 0 | 0 | 0
31.05. | 18 | 104.7015 |  | 104.7015 | 0 | 0 | 0 | 0
31.05. | 19 | 104.7015 |  | 104.7015 | 0 | 0 | 0 | 0
31.05. | 20 | 104.7015 |  | 104.7015 | 0 | 0 | 0 | 0
31.05. | 21 | 104.7015 |  | 104.7015 | 0 | 0 | 0 | 0
31.05. | 22 | 104.7015 |  | 104.7015 | 0 | 0 | 0 | 0
31.05. | 23 | 104.8515 |  | 104.8515 | 0 | 0 | 0 | 0
31.05. | 24 | 104.7015 |  | 104.7015 | 0 | 0 | 0 | 0
01.06. | 1 | 101.7014 |  | 101.7014 | 0 | 0 | 0 | 0
01.06. | 2 | 100.2014 |  | 100.2014 | 0 | 0 | 0 | 0
01.06. | 3 | 100.2014 |  | 100.2014 | 0 | 0 | 0 | 0
01.06. | 4 | 100.2014 |  | 100.2014 | 0 | 0 | 0 | 0
01.06. | 5 | 100.2014 |  | 100.2014 | 0 | 0 | 0 | 0
01.06. | 6 | 100.2014 |  | 100.2014 | 0 | 0 | 0 | 0
01.06. | 7 | 100.0514 |  | 100.0514 | 0 | 0 | 0 | 0
01.06. | 8 | 100.0514 |  | 100.0514 | 0 | 0 | 0 | 0
01.06. | 9 | 103.5015 |  | 103.5015 | 0 | 0 | 0 | 0
01.06. | 10 | 104.7015 |  | 104.7015 | 0 | 0 | 0 | 0
01.06. | 11 | 104.7015 |  | 104.7015 | 0 | 0 | 0 | 0
01.06. | 12 | 104.7015 |  | 104.7015 | 0 | 0 | 0 | 0
01.06. | 13 | 104.7015 |  | 104.7015 | 0 | 0 | 0 | 0
01.06. | 14 | 104.7015 |  | 104.7015 | 0 | 0 | 0 | 0
01.06. | 15 | 104.8515 |  | 104.8515 | 0 | 0 | 0 | 0
01.06. | 16 | 104.8515 |  | 104.8515 | 0 | 0 | 0 | 0
01.06. | 17 | 104.8515 |  | 104.8515 | 0 | 0 | 0 | 0
01.06. | 18 | 104.8515 |  | 104.8515 | 0 | 0 | 0 | 0
01.06. | 19 | 104.8515 |  | 104.8515 | 0 | 0 | 0 | 0
01.06. | 20 | 104.8515 |  | 104.8515 | 0 | 0 | 0 | 0
01.06. | 21 | 104.8515 |  | 104.8515 | 0 | 0 | 0 | 0
01.06. | 22 | 104.8515 |  | 104.8515 | 0 | 0 | 0 | 0
01.06. | 23 | 104.8515 |  | 104.8515 | 0 | 0 | 0 | 0
01.06. | 24 | 104.8515 |  | 104.8515 | 0 | 0 | 0 | 0
02.06. | 1 | 99.7514 |  | 99.7514 | 0 | 0 | 0 | 0
02.06. | 2 | 97.8014 |  | 97.8014 | 0 | 0 | 0 | 0
02.06. | 3 | 97.9514 |  | 97.9514 | 0 | 0 | 0 | 0
02.06. | 4 | 97.9514 |  | 97.9514 | 0 | 0 | 0 | 0
02.06. | 5 | 97.9514 |  | 97.9514 | 0 | 0 | 0 | 0
02.06. | 6 | 97.9514 |  | 97.9514 | 0 | 0 | 0 | 0
02.06. | 7 | 95.7014 |  | 95.7014 | 0 | 0 | 0 | 0
02.06. | 8 | 94.3513 |  | 94.3513 | 0 | 0 | 0 | 0
02.06. | 9 | 94.3513 |  | 94.3513 | 0 | 0 | 0 | 0
02.06. | 10 | 94.3513 |  | 94.3513 | 0 | 0 | 0 | 0
02.06. | 11 | 94.5013 |  | 94.5013 | 0 | 0 | 0 | 0
02.06. | 12 | 97.0514 |  | 97.0514 | 0 | 0 | 0 | 0
02.06. | 13 | 99.0014 |  | 99.0014 | 0 | 0 | 0 | 0
02.06. | 14 | 99.0014 |  | 99.0014 | 0 | 0 | 0 | 0
02.06. | 15 | 99.0014 |  | 99.0014 | 0 | 0 | 0 | 0
02.06. | 16 | 99.1514 |  | 99.1514 | 0 | 0 | 0 | 0
02.06. | 17 | 97.8014 |  | 97.8014 | 0 | 0 | 0 | 0
02.06. | 18 | 97.5014 |  | 97.5014 | 0 | 0 | 0 | 0
02.06. | 19 | 97.5014 |  | 97.5014 | 0 | 0 | 0 | 0
02.06. | 20 | 97.5014 |  | 97.5014 | 0 | 0 | 0 | 0
02.06. | 21 | 97.5014 |  | 97.5014 | 0 | 0 | 0 | 0
02.06. | 22 | 97.5014 |  | 97.5014 | 0 | 0 | 0 | 0
02.06. | 23 | 97.6514 |  | 97.6514 | 0 | 0 | 0 | 0
02.06. | 24 | 99.0014 |  | 99.0014 | 0 | 0 | 0 | 0
03.06. | 1 | 97.5014 |  | 97.5014 | 0 | 0 | 0 | 0
03.06. | 2 | 94.3513 |  | 94.3513 | 0 | 0 | 0 | 0
03.06. | 3 | 94.3513 |  | 94.3513 | 0 | 0 | 0 | 0
03.06. | 4 | 94.3513 |  | 94.3513 | 0 | 0 | 0 | 0
03.06. | 5 | 94.3513 |  | 94.3513 | 0 | 0 | 0 | 0
03.06. | 6 | 94.3513 |  | 94.3513 | 0 | 0 | 0 | 0
03.06. | 7 | 94.3513 |  | 94.3513 | 0 | 0 | 0 | 0
03.06. | 8 | 97.0514 |  | 97.0514 | 0 | 0 | 0 | 0
03.06. | 9 | 88.6513 |  | 88.6513 | 0 | 0 | 0 | 0
03.06. | 10 | 79.9511 |  | 79.9511 | 0 | 0 | 0 | 0
03.06. | 11 | 79.8011 |  | 79.8011 | 0 | 0 | 0 | 0
03.06. | 12 | 79.8011 |  | 79.8011 | 0 | 0 | 0 | 0
03.06. | 13 | 79.9511 |  | 79.9511 | 0 | 0 | 0 | 0
03.06. | 14 | 80.1011 |  | 80.1011 | 0 | 0 | 0 | 0
03.06. | 15 | 80.1011 |  | 80.1011 | 0 | 0 | 0 | 0
03.06. | 16 | 80.1011 |  | 80.1011 | 0 | 0 | 0 | 0
03.06. | 17 | 80.1011 |  | 80.1011 | 0 | 0 | 0 | 0
03.06. | 18 | 80.1011 |  | 80.1011 | 0 | 0 | 0 | 0
03.06. | 19 | 80.1011 |  | 80.1011 | 0 | 0 | 0 | 0
03.06. | 20 | 79.9511 |  | 79.9511 | 0 | 0 | 0 | 0
03.06. | 21 | 84.6012 |  | 84.6012 | 0 | 0 | 0 | 0
03.06. | 22 | 87.3012 |  | 87.3012 | 0 | 0 | 0 | 0
03.06. | 23 | 87.3012 |  | 87.3012 | 0 | 0 | 0 | 0
03.06. | 24 | 87.3012 |  | 87.3012 | 0 | 0 | 0 | 0
04.06. | 1 | 87.3012 |  | 87.3012 | 0 | 0 | 0 | 0
04.06. | 2 | 87.3012 |  | 87.3012 | 0 | 0 | 0 | 0
04.06. | 3 | 87.3012 |  | 87.3012 | 0 | 0 | 0 | 0
04.06. | 4 | 87.3012 |  | 87.3012 | 0 | 0 | 0 | 0
04.06. | 5 | 87.3012 |  | 87.3012 | 0 | 0 | 0 | 0
04.06. | 6 | 87.3012 |  | 87.3012 | 0 | 0 | 0 | 0
04.06. | 7 | 90.4513 |  | 90.4513 | 0 | 0 | 0 | 0
04.06. | 8 | 99.7514 |  | 99.7514 | 0 | 0 | 0 | 0
04.06. | 9 | 99.9014 |  | 99.9014 | 0 | 0 | 0 | 0
04.06. | 10 | 99.9014 |  | 99.9014 | 0 | 0 | 0 | 0
04.06. | 11 | 99.9014 |  | 99.9014 | 0 | 0 | 0 | 0
04.06. | 12 | 100.2014 |  | 100.2014 | 0 | 0 | 0 | 0
04.06. | 13 | 100.5014 |  | 100.5014 | 0 | 0 | 0 | 0
04.06. | 14 | 106.3515 |  | 106.3515 | 0 | 0 | 0 | 0
04.06. | 15 | 104.2515 |  | 104.2515 | 0 | 0 | 0 | 0
04.06. | 16 | 103.0515 |  | 103.0515 | 0 | 0 | 0 | 0
04.06. | 17 | 105.4515 |  | 105.4515 | 0 | 0 | 0 | 0
04.06. | 18 | 106.2015 |  | 106.2015 | 0 | 0 | 0 | 0
04.06. | 19 | 106.3515 |  | 106.3515 | 0 | 0 | 0 | 0
04.06. | 20 | 106.2015 |  | 106.2015 | 0 | 0 | 0 | 0
04.06. | 21 | 106.2015 |  | 106.2015 | 0 | 0 | 0 | 0
04.06. | 22 | 106.3515 |  | 106.3515 | 0 | 0 | 0 | 0
04.06. | 23 | 101.1014 |  | 101.1014 | 0 | 0 | 0 | 0
04.06. | 24 | 100.0514 |  | 100.0514 | 0 | 0 | 0 | 0
05.06. | 1 | 100.2014 |  | 100.2014 | 0 | 0 | 0 | 0
05.06. | 2 | 100.0514 |  | 100.0514 | 0 | 0 | 0 | 0
05.06. | 3 | 100.2014 |  | 100.2014 | 0 | 0 | 0 | 0
05.06. | 4 | 100.2014 |  | 100.2014 | 0 | 0 | 0 | 0
05.06. | 5 | 100.2014 |  | 100.2014 | 0 | 0 | 0 | 0
05.06. | 6 | 100.2014 |  | 100.2014 | 0 | 0 | 0 | 0
05.06. | 7 | 100.2014 |  | 100.2014 | 0 | 0 | 0 | 0
05.06. | 8 | 100.3514 |  | 100.3514 | 0 | 0 | 0 | 0
05.06. | 9 | 106.3515 |  | 106.3515 | 0 | 0 | 0 | 0
05.06. | 10 | 106.2015 |  | 106.2015 | 0 | 0 | 0 | 0
05.06. | 11 | 106.5015 |  | 106.5015 | 0 | 0 | 0 | 0
05.06. | 12 | 106.5015 |  | 106.5015 | 0 | 0 | 0 | 0
05.06. | 13 | 106.6515 |  | 106.6515 | 0 | 0 | 0 | 0
05.06. | 14 | 106.2015 |  | 106.2015 | 0 | 0 | 0 | 0
05.06. | 15 | 106.3515 |  | 106.3515 | 0 | 0 | 0 | 0
05.06. | 16 | 106.3515 |  | 106.3515 | 0 | 0 | 0 | 0
05.06. | 17 | 106.3515 |  | 106.3515 | 0 | 0 | 0 | 0
05.06. | 18 | 106.3515 |  | 106.3515 | 0 | 0 | 0 | 0
05.06. | 19 | 106.3515 |  | 106.3515 | 0 | 0 | 0 | 0
05.06. | 20 | 106.3515 |  | 106.3515 | 0 | 0 | 0 | 0
05.06. | 21 | 106.3515 |  | 106.3515 | 0 | 0 | 0 | 0
05.06. | 22 | 106.2015 |  | 106.2015 | 0 | 0 | 0 | 0
05.06. | 23 | 106.3515 |  | 106.3515 | 0 | 0 | 0 | 0
05.06. | 24 | 106.2015 |  | 106.2015 | 0 | 0 | 0 | 0
06.06. | 1 | 103.3515 |  | 103.3515 | 0 | 0 | 0 | 0
06.06. | 2 | 101.7014 |  | 101.7014 | 0 | 0 | 0 | 0
06.06. | 3 | 101.5514 |  | 101.5514 | 0 | 0 | 0 | 0
06.06. | 4 | 101.7014 |  | 101.7014 | 0 | 0 | 0 | 0
06.06. | 5 | 101.7014 |  | 101.7014 | 0 | 0 | 0 | 0
06.06. | 6 | 101.5514 |  | 101.5514 | 0 | 0 | 0 | 0
06.06. | 7 | 101.2514 |  | 101.2514 | 0 | 0 | 0 | 0
06.06. | 8 | 100.9514 |  | 100.9514 | 0 | 0 | 0 | 0
06.06. | 9 | 100.9514 |  | 100.9514 | 0 | 0 | 0 | 0
06.06. | 10 | 100.9514 |  | 100.9514 | 0 | 0 | 0 | 0
06.06. | 11 | 101.1014 |  | 101.1014 | 0 | 0 | 0 | 0
06.06. | 12 | 101.2514 |  | 101.2514 | 0 | 0 | 0 | 0
06.06. | 13 | 100.9514 |  | 100.9514 | 0 | 0 | 0 | 0
06.06. | 14 | 100.8014 |  | 100.8014 | 0 | 0 | 0 | 0
06.06. | 15 | 101.2514 |  | 101.2514 | 0 | 0 | 0 | 0
06.06. | 16 | 101.7014 |  | 101.7014 | 0 | 0 | 0 | 0
06.06. | 17 | 101.7014 |  | 101.7014 | 0 | 0 | 0 | 0
06.06. | 18 | 101.7014 |  | 101.7014 | 0 | 0 | 0 | 0
06.06. | 19 | 92.4013 |  | 92.4013 | 0 | 0 | 0 | 0
06.06. | 20 | 99.4514 |  | 99.4514 | 0 | 0 | 0 | 0
06.06. | 21 | 103.9515 |  | 103.9515 | 0 | 0 | 0 | 0
06.06. | 22 | 103.8015 |  | 103.8015 | 0 | 0 | 0 | 0
06.06. | 23 | 103.8015 |  | 103.8015 | 0 | 0 | 0 | 0
06.06. | 24 | 101.5514 |  | 101.5514 | 0 | 0 | 0 | 0
07.06. | 1 | 99.3014 |  | 99.3014 | 0 | 0 | 0 | 0
07.06. | 2 | 99.3014 |  | 99.3014 | 0 | 0 | 0 | 0
07.06. | 3 | 99.3014 |  | 99.3014 | 0 | 0 | 0 | 0
07.06. | 4 | 99.3014 |  | 99.3014 | 0 | 0 | 0 | 0
07.06. | 5 | 99.3014 |  | 99.3014 | 0 | 0 | 0 | 0
07.06. | 6 | 99.3014 |  | 99.3014 | 0 | 0 | 0 | 0
07.06. | 7 | 99.3014 |  | 99.3014 | 0 | 0 | 0 | 0
07.06. | 8 | 99.1514 |  | 99.1514 | 0 | 0 | 0 | 0
07.06. | 9 | 99.1514 |  | 99.1514 | 0 | 0 | 0 | 0
07.06. | 10 | 99.1514 |  | 99.1514 | 0 | 0 | 0 | 0
07.06. | 11 | 99.3014 |  | 99.3014 | 0 | 0 | 0 | 0
07.06. | 12 | 100.6514 |  | 100.6514 | 0 | 0 | 0 | 0
07.06. | 13 | 103.9515 |  | 103.9515 | 0 | 0 | 0 | 0
07.06. | 14 | 103.9515 |  | 103.9515 | 0 | 0 | 0 | 0
07.06. | 15 | 104.1015 |  | 104.1015 | 0 | 0 | 0 | 0
07.06. | 16 | 104.1015 |  | 104.1015 | 0 | 0 | 0 | 0
07.06. | 17 | 103.9515 |  | 103.9515 | 0 | 0 | 0 | 0
07.06. | 18 | 104.1015 |  | 104.1015 | 0 | 0 | 0 | 0
07.06. | 19 | 104.1015 |  | 104.1015 | 0 | 0 | 0 | 0
07.06. | 20 | 102.9015 |  | 102.9015 | 0 | 0 | 0 | 0
07.06. | 21 | 104.7015 |  | 104.7015 | 0 | 0 | 0 | 0
07.06. | 22 | 105.3015 |  | 105.3015 | 0 | 0 | 0 | 0
07.06. | 23 | 103.0515 |  | 103.0515 | 0 | 0 | 0 | 0
07.06. | 24 | 91.6513 |  | 91.6513 | 0 | 0 | 0 | 0
08.06. | 1 | 91.6513 |  | 91.6513 | 0 | 0 | 0 | 0
08.06. | 2 | 91.6513 |  | 91.6513 | 0 | 0 | 0 | 0
08.06. | 3 | 91.5013 |  | 91.5013 | 0 | 0 | 0 | 0
08.06. | 4 | 91.6513 |  | 91.6513 | 0 | 0 | 0 | 0
08.06. | 5 | 91.6513 |  | 91.6513 | 0 | 0 | 0 | 0
08.06. | 6 | 91.5013 |  | 91.5013 | 0 | 0 | 0 | 0
08.06. | 7 | 88.2012 |  | 88.2012 | 0 | 0 | 0 | 0
08.06. | 8 | 88.6513 |  | 88.6513 | 0 | 0 | 0 | 0
08.06. | 9 | 88.6513 |  | 88.6513 | 0 | 0 | 0 | 0
08.06. | 10 | 88.3512 |  | 88.3512 | 0 | 0 | 0 | 0
08.06. | 11 | 88.8013 |  | 88.8013 | 0 | 0 | 0 | 0
08.06. | 12 | 88.6513 |  | 88.6513 | 0 | 0 | 0 | 0
08.06. | 13 | 88.5012 |  | 88.5012 | 0 | 0 | 0 | 0
08.06. | 14 | 89.7013 |  | 89.7013 | 0 | 0 | 0 | 0
08.06. | 15 | 91.9513 |  | 91.9513 | 0 | 0 | 0 | 0
08.06. | 16 | 91.8013 |  | 91.8013 | 0 | 0 | 0 | 0
08.06. | 17 | 80.8511 |  | 80.8511 | 0 | 0 | 0 | 0
08.06. | 18 | 79.6511 |  | 79.6511 | 0 | 0 | 0 | 0
08.06. | 19 | 79.6511 |  | 79.6511 | 0 | 0 | 0 | 0
08.06. | 20 | 79.5011 |  | 79.5011 | 0 | 0 | 0 | 0
08.06. | 21 | 85.0512 |  | 85.0512 | 0 | 0 | 0 | 0
08.06. | 22 | 93.3013 |  | 93.3013 | 0 | 0 | 0 | 0
08.06. | 23 | 93.3013 |  | 93.3013 | 0 | 0 | 0 | 0
08.06. | 24 | 93.1513 |  | 93.1513 | 0 | 0 | 0 | 0
09.06. | 1 | 91.3513 |  | 91.3513 | 0 | 0 | 0 | 0
09.06. | 2 | 88.5012 |  | 88.5012 | 0 | 0 | 0 | 0
09.06. | 3 | 88.5012 |  | 88.5012 | 0 | 0 | 0 | 0
09.06. | 4 | 88.5012 |  | 88.5012 | 0 | 0 | 0 | 0
09.06. | 5 | 88.5012 |  | 88.5012 | 0 | 0 | 0 | 0
09.06. | 6 | 88.5012 |  | 88.5012 | 0 | 0 | 0 | 0
09.06. | 7 | 88.5012 |  | 88.5012 | 0 | 0 | 0 | 0
09.06. | 8 | 88.5012 |  | 88.5012 | 0 | 0 | 0 | 0
09.06. | 9 | 91.5013 |  | 91.5013 | 0 | 0 | 0 | 0
09.06. | 10 | 93.1513 |  | 93.1513 | 0 | 0 | 0 | 0
09.06. | 11 | 93.3013 |  | 93.3013 | 0 | 0 | 0 | 0
09.06. | 12 | 93.3013 |  | 93.3013 | 0 | 0 | 0 | 0
09.06. | 13 | 93.4513 |  | 93.4513 | 0 | 0 | 0 | 0
09.06. | 14 | 93.4513 |  | 93.4513 | 0 | 0 | 0 | 0
09.06. | 15 | 93.4513 |  | 93.4513 | 0 | 0 | 0 | 0
09.06. | 16 | 93.7513 |  | 93.7513 | 0 | 0 | 0 | 0
09.06. | 17 | 93.6013 |  | 93.6013 | 0 | 0 | 0 | 0
09.06. | 18 | 93.6013 |  | 93.6013 | 0 | 0 | 0 | 0
09.06. | 19 | 93.4513 |  | 93.4513 | 0 | 0 | 0 | 0
09.06. | 20 | 93.4513 |  | 93.4513 | 0 | 0 | 0 | 0
09.06. | 21 | 93.4513 |  | 93.4513 | 0 | 0 | 0 | 0
09.06. | 22 | 93.3013 |  | 93.3013 | 0 | 0 | 0 | 0
09.06. | 23 | 92.7013 |  | 92.7013 | 0 | 0 | 0 | 0
09.06. | 24 | 72.001 |  | 72.001 | 0 | 0 | 0 | 0
10.06. | 1 | 66.9009 |  | 66.9009 | 0 | 0 | 0 | 0
10.06. | 2 | 72.151 |  | 72.151 | 0 | 0 | 0 | 0
10.06. | 3 | 72.601 |  | 72.601 | 0 | 0 | 0 | 0
10.06. | 4 | 72.601 |  | 72.601 | 0 | 0 | 0 | 0
10.06. | 5 | 72.601 |  | 72.601 | 0 | 0 | 0 | 0
10.06. | 6 | 72.601 |  | 72.601 | 0 | 0 | 0 | 0
10.06. | 7 | 72.601 |  | 72.601 | 0 | 0 | 0 | 0
10.06. | 8 | 75.4511 |  | 75.4511 | 0 | 0 | 0 | 0
10.06. | 9 | 77.1011 |  | 77.1011 | 0 | 0 | 0 | 0
10.06. | 10 | 77.1011 |  | 77.1011 | 0 | 0 | 0 | 0
10.06. | 11 | 77.2511 |  | 77.2511 | 0 | 0 | 0 | 0
10.06. | 12 | 77.5511 |  | 77.5511 | 0 | 0 | 0 | 0
10.06. | 13 | 78.0011 |  | 78.0011 | 0 | 0 | 0 | 0
10.06. | 14 | 83.7012 |  | 83.7012 | 0 | 0 | 0 | 0
10.06. | 15 | 88.6513 |  | 88.6513 | 0 | 0 | 0 | 0
10.06. | 16 | 88.8013 |  | 88.8013 | 0 | 0 | 0 | 0
10.06. | 17 | 88.8013 |  | 88.8013 | 0 | 0 | 0 | 0
10.06. | 18 | 88.6513 |  | 88.6513 | 0 | 0 | 0 | 0
10.06. | 19 | 88.6513 |  | 88.6513 | 0 | 0 | 0 | 0
10.06. | 20 | 88.6513 |  | 88.6513 | 0 | 0 | 0 | 0
10.06. | 21 | 88.6513 |  | 88.6513 | 0 | 0 | 0 | 0
10.06. | 22 | 88.6513 |  | 88.6513 | 0 | 0 | 0 | 0
10.06. | 23 | 88.6513 |  | 88.6513 | 0 | 0 | 0 | 0
10.06. | 24 | 88.3512 |  | 88.3512 | 0 | 0 | 0 | 0
11.06. | 1 | 84.0012 |  | 84.0012 | 0 | 0 | 0 | 0
11.06. | 2 | 84.0012 |  | 84.0012 | 0 | 0 | 0 | 0
11.06. | 3 | 84.0012 |  | 84.0012 | 0 | 0 | 0 | 0
11.06. | 4 | 84.0012 |  | 84.0012 | 0 | 0 | 0 | 0
11.06. | 5 | 84.0012 |  | 84.0012 | 0 | 0 | 0 | 0
11.06. | 6 | 84.0012 |  | 84.0012 | 0 | 0 | 0 | 0
11.06. | 7 | 85.9512 |  | 85.9512 | 0 | 0 | 0 | 0
11.06. | 8 | 91.8013 |  | 91.8013 | 0 | 0 | 0 | 0
11.06. | 9 | 93.0013 |  | 93.0013 | 0 | 0 | 0 | 0
11.06. | 10 | 92.7013 |  | 92.7013 | 0 | 0 | 0 | 0
11.06. | 11 | 92.8513 |  | 92.8513 | 0 | 0 | 0 | 0
11.06. | 12 | 93.0013 |  | 93.0013 | 0 | 0 | 0 | 0
11.06. | 13 | 93.1513 |  | 93.1513 | 0 | 0 | 0 | 0
11.06. | 14 | 92.7013 |  | 92.7013 | 0 | 0 | 0 | 0
11.06. | 15 | 92.7013 |  | 92.7013 | 0 | 0 | 0 | 0
11.06. | 16 | 92.7013 |  | 92.7013 | 0 | 0 | 0 | 0
11.06. | 17 | 92.8513 |  | 92.8513 | 0 | 0 | 0 | 0
11.06. | 18 | 92.8513 |  | 92.8513 | 0 | 0 | 0 | 0
11.06. | 19 | 92.7013 |  | 92.7013 | 0 | 0 | 0 | 0
11.06. | 20 | 92.7013 |  | 92.7013 | 0 | 0 | 0 | 0
11.06. | 21 | 92.7013 |  | 92.7013 | 0 | 0 | 0 | 0
11.06. | 22 | 92.7013 |  | 92.7013 | 0 | 0 | 0 | 0
11.06. | 23 | 92.7013 |  | 92.7013 | 0 | 0 | 0 | 0
11.06. | 24 | 92.7013 |  | 92.7013 | 0 | 0 | 0 | 0
12.06. | 1 | 92.7013 |  | 92.7013 | 0 | 0 | 0 | 0
12.06. | 2 | 92.7013 |  | 92.7013 | 0 | 0 | 0 | 0
12.06. | 3 | 92.7013 |  | 92.7013 | 0 | 0 | 0 | 0
12.06. | 4 | 92.7013 |  | 92.7013 | 0 | 0 | 0 | 0
12.06. | 5 | 92.7013 |  | 92.7013 | 0 | 0 | 0 | 0
12.06. | 6 | 92.7013 |  | 92.7013 | 0 | 0 | 0 | 0
12.06. | 7 | 92.8513 |  | 92.8513 | 0 | 0 | 0 | 0
12.06. | 8 | 93.0013 |  | 93.0013 | 0 | 0 | 0 | 0
12.06. | 9 | 92.5513 |  | 92.5513 | 0 | 0 | 0 | 0
12.06. | 10 | 93.0013 |  | 93.0013 | 0 | 0 | 0 | 0
12.06. | 11 | 92.8513 |  | 92.8513 | 0 | 0 | 0 | 0
12.06. | 12 | 93.1513 |  | 93.1513 | 0 | 0 | 0 | 0
12.06. | 13 | 93.0013 |  | 93.0013 | 0 | 0 | 0 | 0
12.06. | 14 | 92.7013 |  | 92.7013 | 0 | 0 | 0 | 0
12.06. | 15 | 90.3013 |  | 90.3013 | 0 | 0 | 0 | 0
12.06. | 16 | 89.7013 |  | 89.7013 | 0 | 0 | 0 | 0
12.06. | 17 | 89.5513 |  | 89.5513 | 0 | 0 | 0 | 0
12.06. | 18 | 89.7013 |  | 89.7013 | 0 | 0 | 0 | 0
12.06. | 19 | 92.2513 |  | 92.2513 | 0 | 0 | 0 | 0
12.06. | 20 | 92.7013 |  | 92.7013 | 0 | 0 | 0 | 0
12.06. | 21 | 90.3013 |  | 90.3013 | 0 | 0 | 0 | 0
12.06. | 22 | 89.5513 |  | 89.5513 | 0 | 0 | 0 | 0
12.06. | 23 | 89.7013 |  | 89.7013 | 0 | 0 | 0 | 0
12.06. | 24 | 89.5513 |  | 89.5513 | 0 | 0 | 0 | 0
13.06. | 1 | 86.8512 |  | 86.8512 | 0 | 0 | 0 | 0
13.06. | 2 | 85.5012 |  | 85.5012 | 0 | 0 | 0 | 0
13.06. | 3 | 85.5012 |  | 85.5012 | 0 | 0 | 0 | 0
13.06. | 4 | 85.5012 |  | 85.5012 | 0 | 0 | 0 | 0
13.06. | 5 | 85.5012 |  | 85.5012 | 0 | 0 | 0 | 0
13.06. | 6 | 85.5012 |  | 85.5012 | 0 | 0 | 0 | 0
13.06. | 7 | 85.5012 |  | 85.5012 | 0 | 0 | 0 | 0
13.06. | 8 | 85.5012 |  | 85.5012 | 0 | 0 | 0 | 0
13.06. | 9 | 85.6512 |  | 85.6512 | 0 | 0 | 0 | 0
13.06. | 10 | 85.5012 |  | 85.5012 | 0 | 0 | 0 | 0
13.06. | 11 | 90.1513 |  | 90.1513 | 0 | 0 | 0 | 0
13.06. | 12 | 90.1513 |  | 90.1513 | 0 | 0 | 0 | 0
13.06. | 13 | 90.1513 |  | 90.1513 | 0 | 0 | 0 | 0
13.06. | 14 | 90.3013 |  | 90.3013 | 0 | 0 | 0 | 0
13.06. | 15 | 90.3013 |  | 90.3013 | 0 | 0 | 0 | 0
13.06. | 16 | 90.3013 |  | 90.3013 | 0 | 0 | 0 | 0
13.06. | 17 | 90.3013 |  | 90.3013 | 0 | 0 | 0 | 0
13.06. | 18 | 78.9011 |  | 78.9011 | 0 | 0 | 0 | 0
13.06. | 19 | 74.8511 |  | 74.8511 | 0 | 0 | 0 | 0
13.06. | 20 | 77.4011 |  | 77.4011 | 0 | 0 | 0 | 0
13.06. | 21 | 81.9012 |  | 81.9012 | 0 | 0 | 0 | 0
13.06. | 22 | 76.3511 |  | 76.3511 | 0 | 0 | 0 | 0
13.06. | 23 | 79.6511 |  | 79.6511 | 0 | 0 | 0 | 0
13.06. | 24 | 82.3512 |  | 82.3512 | 0 | 0 | 0 | 0
14.06. | 1 | 89.7013 |  | 89.7013 | 0 | 0 | 0 | 0
14.06. | 2 | 97.0514 |  | 97.0514 | 0 | 0 | 0 | 0
14.06. | 3 | 97.8014 |  | 97.8014 | 0 | 0 | 0 | 0
14.06. | 4 | 97.8014 |  | 97.8014 | 0 | 0 | 0 | 0
14.06. | 5 | 97.8014 |  | 97.8014 | 0 | 0 | 0 | 0
14.06. | 6 | 97.8014 |  | 97.8014 | 0 | 0 | 0 | 0
14.06. | 7 | 97.8014 |  | 97.8014 | 0 | 0 | 0 | 0
14.06. | 8 | 100.9514 |  | 100.9514 | 0 | 0 | 0 | 0
14.06. | 9 | 102.3014 |  | 102.3014 | 0 | 0 | 0 | 0
14.06. | 10 | 102.3014 |  | 102.3014 | 0 | 0 | 0 | 0
14.06. | 11 | 102.3014 |  | 102.3014 | 0 | 0 | 0 | 0
14.06. | 12 | 102.4514 |  | 102.4514 | 0 | 0 | 0 | 0
14.06. | 13 | 102.4514 |  | 102.4514 | 0 | 0 | 0 | 0
14.06. | 14 | 102.4514 |  | 102.4514 | 0 | 0 | 0 | 0
14.06. | 15 | 102.4514 |  | 102.4514 | 0 | 0 | 0 | 0
14.06. | 16 | 102.3014 |  | 102.3014 | 0 | 0 | 0 | 0
14.06. | 17 | 102.4514 |  | 102.4514 | 0 | 0 | 0 | 0
14.06. | 18 | 102.4514 |  | 102.4514 | 0 | 0 | 0 | 0
14.06. | 19 | 102.3014 |  | 102.3014 | 0 | 0 | 0 | 0
14.06. | 20 | 102.4514 |  | 102.4514 | 0 | 0 | 0 | 0
14.06. | 21 | 102.4514 |  | 102.4514 | 0 | 0 | 0 | 0
14.06. | 22 | 102.3014 |  | 102.3014 | 0 | 0 | 0 | 0
14.06. | 23 | 102.4514 |  | 102.4514 | 0 | 0 | 0 | 0
14.06. | 24 | 102.3014 |  | 102.3014 | 0 | 0 | 0 | 0
15.06. | 1 | 98.8514 |  | 98.8514 | 0 | 0 | 0 | 0
15.06. | 2 | 97.8014 |  | 97.8014 | 0 | 0 | 0 | 0
15.06. | 3 | 97.8014 |  | 97.8014 | 0 | 0 | 0 | 0
15.06. | 4 | 97.8014 |  | 97.8014 | 0 | 0 | 0 | 0
15.06. | 5 | 97.8014 |  | 97.8014 | 0 | 0 | 0 | 0
15.06. | 6 | 97.8014 |  | 97.8014 | 0 | 0 | 0 | 0
15.06. | 7 | 97.8014 |  | 97.8014 | 0 | 0 | 0 | 0
15.06. | 8 | 100.5014 |  | 100.5014 | 0 | 0 | 0 | 0
15.06. | 9 | 102.1514 |  | 102.1514 | 0 | 0 | 0 | 0
15.06. | 10 | 101.8514 |  | 101.8514 | 0 | 0 | 0 | 0
15.06. | 11 | 101.8514 |  | 101.8514 | 0 | 0 | 0 | 0
15.06. | 12 | 102.0014 |  | 102.0014 | 0 | 0 | 0 | 0
15.06. | 13 | 102.1514 |  | 102.1514 | 0 | 0 | 0 | 0
15.06. | 14 | 102.0014 |  | 102.0014 | 0 | 0 | 0 | 0
15.06. | 15 | 102.1514 |  | 102.1514 | 0 | 0 | 0 | 0
15.06. | 16 | 101.8514 |  | 101.8514 | 0 | 0 | 0 | 0
15.06. | 17 | 101.8514 |  | 101.8514 | 0 | 0 | 0 | 0
15.06. | 18 | 102.0014 |  | 102.0014 | 0 | 0 | 0 | 0
15.06. | 19 | 101.8514 |  | 101.8514 | 0 | 0 | 0 | 0
15.06. | 20 | 101.8514 |  | 101.8514 | 0 | 0 | 0 | 0
15.06. | 21 | 101.8514 |  | 101.8514 | 0 | 0 | 0 | 0
15.06. | 22 | 101.8514 |  | 101.8514 | 0 | 0 | 0 | 0
15.06. | 23 | 102.0014 |  | 102.0014 | 0 | 0 | 0 | 0
15.06. | 24 | 101.8514 |  | 101.8514 | 0 | 0 | 0 | 0
16.06. | 1 | 101.8514 |  | 101.8514 | 0 | 0 | 0 | 0
16.06. | 2 | 101.8514 |  | 101.8514 | 0 | 0 | 0 | 0
16.06. | 3 | 101.8514 |  | 101.8514 | 0 | 0 | 0 | 0
16.06. | 4 | 101.8514 |  | 101.8514 | 0 | 0 | 0 | 0
16.06. | 5 | 101.8514 |  | 101.8514 | 0 | 0 | 0 | 0
16.06. | 6 | 101.8514 |  | 101.8514 | 0 | 0 | 0 | 0
16.06. | 7 | 100.9514 |  | 100.9514 | 0 | 0 | 0 | 0
16.06. | 8 | 98.1014 |  | 98.1014 | 0 | 0 | 0 | 0
16.06. | 9 | 97.9514 |  | 97.9514 | 0 | 0 | 0 | 0
16.06. | 10 | 101.8514 |  | 101.8514 | 0 | 0 | 0 | 0
16.06. | 11 | 102.4514 |  | 102.4514 | 0 | 0 | 0 | 0
16.06. | 12 | 102.4514 |  | 102.4514 | 0 | 0 | 0 | 0
16.06. | 13 | 102.3014 |  | 102.3014 | 0 | 0 | 0 | 0
16.06. | 14 | 102.4514 |  | 102.4514 | 0 | 0 | 0 | 0
16.06. | 15 | 102.4514 |  | 102.4514 | 0 | 0 | 0 | 0
16.06. | 16 | 102.3014 |  | 102.3014 | 0 | 0 | 0 | 0
16.06. | 17 | 102.3014 |  | 102.3014 | 0 | 0 | 0 | 0
16.06. | 18 | 102.3014 |  | 102.3014 | 0 | 0 | 0 | 0
16.06. | 19 | 102.3014 |  | 102.3014 | 0 | 0 | 0 | 0
16.06. | 20 | 102.3014 |  | 102.3014 | 0 | 0 | 0 | 0
16.06. | 21 | 101.7014 |  | 101.7014 | 0 | 0 | 0 | 0
16.06. | 22 | 100.8014 |  | 100.8014 | 0 | 0 | 0 | 0
16.06. | 23 | 101.4014 |  | 101.4014 | 0 | 0 | 0 | 0
16.06. | 24 | 96.7514 |  | 96.7514 | 0 | 0 | 0 | 0
17.06. | 1 | 94.6513 |  | 94.6513 | 0 | 0 | 0 | 0
17.06. | 2 | 94.6513 |  | 94.6513 | 0 | 0 | 0 | 0
17.06. | 3 | 94.6513 |  | 94.6513 | 0 | 0 | 0 | 0
17.06. | 4 | 94.6513 |  | 94.6513 | 0 | 0 | 0 | 0
17.06. | 5 | 94.6513 |  | 94.6513 | 0 | 0 | 0 | 0
17.06. | 6 | 94.6513 |  | 94.6513 | 0 | 0 | 0 | 0
17.06. | 7 | 94.8013 |  | 94.8013 | 0 | 0 | 0 | 0
17.06. | 8 | 99.0014 |  | 99.0014 | 0 | 0 | 0 | 0
17.06. | 9 | 99.6014 |  | 99.6014 | 0 | 0 | 0 | 0
17.06. | 10 | 99.3014 |  | 99.3014 | 0 | 0 | 0 | 0
17.06. | 11 | 99.3014 |  | 99.3014 | 0 | 0 | 0 | 0
17.06. | 12 | 99.3014 |  | 99.3014 | 0 | 0 | 0 | 0
17.06. | 13 | 99.1514 |  | 99.1514 | 0 | 0 | 0 | 0
17.06. | 14 | 99.3014 |  | 99.3014 | 0 | 0 | 0 | 0
17.06. | 15 | 99.1514 |  | 99.1514 | 0 | 0 | 0 | 0
17.06. | 16 | 99.3014 |  | 99.3014 | 0 | 0 | 0 | 0
17.06. | 17 | 99.1514 |  | 99.1514 | 0 | 0 | 0 | 0
17.06. | 18 | 99.1514 |  | 99.1514 | 0 | 0 | 0 | 0
17.06. | 19 | 99.1514 |  | 99.1514 | 0 | 0 | 0 | 0
17.06. | 20 | 99.1514 |  | 99.1514 | 0 | 0 | 0 | 0
17.06. | 21 | 99.1514 |  | 99.1514 | 0 | 0 | 0 | 0
17.06. | 22 | 99.1514 |  | 99.1514 | 0 | 0 | 0 | 0
17.06. | 23 | 99.1514 |  | 99.1514 | 0 | 0 | 0 | 0
17.06. | 24 | 95.8514 |  | 95.8514 | 0 | 0 | 0 | 0
18.06. | 1 | 93.7513 |  | 93.7513 | 0 | 0 | 0 | 0
18.06. | 2 | 96.0014 |  | 96.0014 | 0 | 0 | 0 | 0
18.06. | 3 | 96.1514 |  | 96.1514 | 0 | 0 | 0 | 0
18.06. | 4 | 96.1514 |  | 96.1514 | 0 | 0 | 0 | 0
18.06. | 5 | 96.1514 |  | 96.1514 | 0 | 0 | 0 | 0
18.06. | 6 | 96.1514 |  | 96.1514 | 0 | 0 | 0 | 0
18.06. | 7 | 96.0014 |  | 96.0014 | 0 | 0 | 0 | 0
18.06. | 8 | 96.1514 |  | 96.1514 | 0 | 0 | 0 | 0
18.06. | 9 | 100.2014 |  | 100.2014 | 0 | 0 | 0 | 0
18.06. | 10 | 100.8014 |  | 100.8014 | 0 | 0 | 0 | 0
18.06. | 11 | 100.6514 |  | 100.6514 | 0 | 0 | 0 | 0
18.06. | 12 | 100.8014 |  | 100.8014 | 0 | 0 | 0 | 0
18.06. | 13 | 100.8014 |  | 100.8014 | 0 | 0 | 0 | 0
18.06. | 14 | 100.8014 |  | 100.8014 | 0 | 0 | 0 | 0
18.06. | 15 | 100.6514 |  | 100.6514 | 0 | 0 | 0 | 0
18.06. | 16 | 100.8014 |  | 100.8014 | 0 | 0 | 0 | 0
18.06. | 17 | 100.8014 |  | 100.8014 | 0 | 0 | 0 | 0
18.06. | 18 | 100.8014 |  | 100.8014 | 0 | 0 | 0 | 0
18.06. | 19 | 100.8014 |  | 100.8014 | 0 | 0 | 0 | 0
18.06. | 20 | 100.8014 |  | 100.8014 | 0 | 0 | 0 | 0
18.06. | 21 | 100.6514 |  | 100.6514 | 0 | 0 | 0 | 0
18.06. | 22 | 100.6514 |  | 100.6514 | 0 | 0 | 0 | 0
18.06. | 23 | 100.6514 |  | 100.6514 | 0 | 0 | 0 | 0
18.06. | 24 | 100.6514 |  | 100.6514 | 0 | 0 | 0 | 0
19.06. | 1 | 100.0514 |  | 100.0514 | 0 | 0 | 0 | 0
19.06. | 2 | 96.0014 |  | 96.0014 | 0 | 0 | 0 | 0
19.06. | 3 | 96.1514 |  | 96.1514 | 0 | 0 | 0 | 0
19.06. | 4 | 96.1514 |  | 96.1514 | 0 | 0 | 0 | 0
19.06. | 5 | 96.1514 |  | 96.1514 | 0 | 0 | 0 | 0
19.06. | 6 | 96.1514 |  | 96.1514 | 0 | 0 | 0 | 0
19.06. | 7 | 96.3014 |  | 96.3014 | 0 | 0 | 0 | 0
19.06. | 8 | 99.3014 |  | 99.3014 | 0 | 0 | 0 | 0
19.06. | 9 | 100.6514 |  | 100.6514 | 0 | 0 | 0 | 0
19.06. | 10 | 100.6514 |  | 100.6514 | 0 | 0 | 0 | 0
19.06. | 11 | 100.6514 |  | 100.6514 | 0 | 0 | 0 | 0
19.06. | 12 | 100.6514 |  | 100.6514 | 0 | 0 | 0 | 0
19.06. | 13 | 95.8514 |  | 95.8514 | 0 | 0 | 0 | 0
19.06. | 14 | 93.1513 |  | 93.1513 | 0 | 0 | 0 | 0
19.06. | 15 | 95.2513 |  | 95.2513 | 0 | 0 | 0 | 0
19.06. | 16 | 96.1514 |  | 96.1514 | 0 | 0 | 0 | 0
19.06. | 17 | 98.4014 |  | 98.4014 | 0 | 0 | 0 | 0
19.06. | 18 | 99.3014 |  | 99.3014 | 0 | 0 | 0 | 0
19.06. | 19 | 99.3014 |  | 99.3014 | 0 | 0 | 0 | 0
19.06. | 20 | 99.3014 |  | 99.3014 | 0 | 0 | 0 | 0
19.06. | 21 | 99.3014 |  | 99.3014 | 0 | 0 | 0 | 0
19.06. | 22 | 99.3014 |  | 99.3014 | 0 | 0 | 0 | 0
19.06. | 23 | 99.3014 |  | 99.3014 | 0 | 0 | 0 | 0
19.06. | 24 | 99.1514 |  | 99.1514 | 0 | 0 | 0 | 0
20.06. | 1 | 97.6514 |  | 97.6514 | 0 | 0 | 0 | 0
20.06. | 2 | 96.1514 |  | 96.1514 | 0 | 0 | 0 | 0
20.06. | 3 | 96.1514 |  | 96.1514 | 0 | 0 | 0 | 0
20.06. | 4 | 96.1514 |  | 96.1514 | 0 | 0 | 0 | 0
20.06. | 5 | 96.1514 |  | 96.1514 | 0 | 0 | 0 | 0
20.06. | 6 | 96.0014 |  | 96.0014 | 0 | 0 | 0 | 0
20.06. | 7 | 96.0014 |  | 96.0014 | 0 | 0 | 0 | 0
20.06. | 8 | 97.2014 |  | 97.2014 | 0 | 0 | 0 | 0
20.06. | 9 | 99.1514 |  | 99.1514 | 0 | 0 | 0 | 0
20.06. | 10 | 99.1514 |  | 99.1514 | 0 | 0 | 0 | 0
20.06. | 11 | 99.1514 |  | 99.1514 | 0 | 0 | 0 | 0
20.06. | 12 | 99.1514 |  | 99.1514 | 0 | 0 | 0 | 0
20.06. | 13 | 99.1514 |  | 99.1514 | 0 | 0 | 0 | 0
20.06. | 14 | 99.1514 |  | 99.1514 | 0 | 0 | 0 | 0
20.06. | 15 | 99.1514 |  | 99.1514 | 0 | 0 | 0 | 0
20.06. | 16 | 99.0014 |  | 99.0014 | 0 | 0 | 0 | 0
20.06. | 17 | 99.0014 |  | 99.0014 | 0 | 0 | 0 | 0
20.06. | 18 | 99.1514 |  | 99.1514 | 0 | 0 | 0 | 0
20.06. | 19 | 99.1514 |  | 99.1514 | 0 | 0 | 0 | 0
20.06. | 20 | 99.1514 |  | 99.1514 | 0 | 0 | 0 | 0
20.06. | 21 | 100.2014 |  | 100.2014 | 0 | 0 | 0 | 0
20.06. | 22 | 100.6514 |  | 100.6514 | 0 | 0 | 0 | 0
20.06. | 23 | 100.6514 |  | 100.6514 | 0 | 0 | 0 | 0
20.06. | 24 | 100.6514 |  | 100.6514 | 0 | 0 | 0 | 0
21.06. | 1 | 97.5014 |  | 97.5014 | 0 | 0 | 0 | 0
21.06. | 2 | 95.8514 |  | 95.8514 | 0 | 0 | 0 | 0
21.06. | 3 | 96.0014 |  | 96.0014 | 0 | 0 | 0 | 0
21.06. | 4 | 96.0014 |  | 96.0014 | 0 | 0 | 0 | 0
21.06. | 5 | 96.0014 |  | 96.0014 | 0 | 0 | 0 | 0
21.06. | 6 | 96.0014 |  | 96.0014 | 0 | 0 | 0 | 0
21.06. | 7 | 96.0014 |  | 96.0014 | 0 | 0 | 0 | 0
21.06. | 8 | 100.3514 |  | 100.3514 | 0 | 0 | 0 | 0
21.06. | 9 | 100.6514 |  | 100.6514 | 0 | 0 | 0 | 0
21.06. | 10 | 100.6514 |  | 100.6514 | 0 | 0 | 0 | 0
21.06. | 11 | 100.6514 |  | 100.6514 | 0 | 0 | 0 | 0
21.06. | 12 | 102.9015 |  | 102.9015 | 0 | 0 | 0 | 0
21.06. | 13 | 100.6514 |  | 100.6514 | 0 | 0 | 0 | 0
21.06. | 14 | 100.6514 |  | 100.6514 | 0 | 0 | 0 | 0
21.06. | 15 | 100.8014 |  | 100.8014 | 0 | 0 | 0 | 0
21.06. | 16 | 100.8014 |  | 100.8014 | 0 | 0 | 0 | 0
21.06. | 17 | 100.8014 |  | 100.8014 | 0 | 0 | 0 | 0
21.06. | 18 | 100.8014 |  | 100.8014 | 0 | 0 | 0 | 0
21.06. | 19 | 100.8014 |  | 100.8014 | 0 | 0 | 0 | 0
21.06. | 20 | 100.8014 |  | 100.8014 | 0 | 0 | 0 | 0
21.06. | 21 | 89.4013 |  | 89.4013 | 0 | 0 | 0 | 0
21.06. | 22 | 88.5012 |  | 88.5012 | 0 | 0 | 0 | 0
21.06. | 23 | 88.5012 |  | 88.5012 | 0 | 0 | 0 | 0
21.06. | 24 | 84.1512 |  | 84.1512 | 0 | 0 | 0 | 0
22.06. | 1 | 83.8512 |  | 83.8512 | 0 | 0 | 0 | 0
22.06. | 2 | 83.8512 |  | 83.8512 | 0 | 0 | 0 | 0
22.06. | 3 | 83.8512 |  | 83.8512 | 0 | 0 | 0 | 0
22.06. | 4 | 83.8512 |  | 83.8512 | 0 | 0 | 0 | 0
22.06. | 5 | 83.8512 |  | 83.8512 | 0 | 0 | 0 | 0
22.06. | 6 | 83.8512 |  | 83.8512 | 0 | 0 | 0 | 0
22.06. | 7 | 83.8512 |  | 83.8512 | 0 | 0 | 0 | 0
22.06. | 8 | 88.2012 |  | 88.2012 | 0 | 0 | 0 | 0
22.06. | 9 | 92.2513 |  | 92.2513 | 0 | 0 | 0 | 0
22.06. | 10 | 100.9514 |  | 100.9514 | 0 | 0 | 0 | 0
22.06. | 11 | 100.8014 |  | 100.8014 | 0 | 0 | 0 | 0
22.06. | 12 | 101.1014 |  | 101.1014 | 0 | 0 | 0 | 0
22.06. | 13 | 100.9514 |  | 100.9514 | 0 | 0 | 0 | 0
22.06. | 14 | 100.8014 |  | 100.8014 | 0 | 0 | 0 | 0
22.06. | 15 | 100.8014 |  | 100.8014 | 0 | 0 | 0 | 0
22.06. | 16 | 100.6514 |  | 100.6514 | 0 | 0 | 0 | 0
22.06. | 17 | 100.8014 |  | 100.8014 | 0 | 0 | 0 | 0
22.06. | 18 | 100.8014 |  | 100.8014 | 0 | 0 | 0 | 0
22.06. | 19 | 100.8014 |  | 100.8014 | 0 | 0 | 0 | 0
22.06. | 20 | 100.8014 |  | 100.8014 | 0 | 0 | 0 | 0
22.06. | 21 | 100.6514 |  | 100.6514 | 0 | 0 | 0 | 0
22.06. | 22 | 100.8014 |  | 100.8014 | 0 | 0 | 0 | 0
22.06. | 23 | 100.8014 |  | 100.8014 | 0 | 0 | 0 | 0
22.06. | 24 | 97.9514 |  | 97.9514 | 0 | 0 | 0 | 0
23.06. | 1 | 96.1514 |  | 96.1514 | 0 | 0 | 0 | 0
23.06. | 2 | 96.1514 |  | 96.1514 | 0 | 0 | 0 | 0
23.06. | 3 | 96.1514 |  | 96.1514 | 0 | 0 | 0 | 0
23.06. | 4 | 96.1514 |  | 96.1514 | 0 | 0 | 0 | 0
23.06. | 5 | 96.1514 |  | 96.1514 | 0 | 0 | 0 | 0
23.06. | 6 | 96.0014 |  | 96.0014 | 0 | 0 | 0 | 0
23.06. | 7 | 96.1514 |  | 96.1514 | 0 | 0 | 0 | 0
23.06. | 8 | 99.6014 |  | 99.6014 | 0 | 0 | 0 | 0
23.06. | 9 | 100.2014 |  | 100.2014 | 0 | 0 | 0 | 0
23.06. | 10 | 100.5014 |  | 100.5014 | 0 | 0 | 0 | 0
23.06. | 11 | 100.5014 |  | 100.5014 | 0 | 0 | 0 | 0
23.06. | 12 | 100.5014 |  | 100.5014 | 0 | 0 | 0 | 0
23.06. | 13 | 100.5014 |  | 100.5014 | 0 | 0 | 0 | 0
23.06. | 14 | 100.6514 |  | 100.6514 | 0 | 0 | 0 | 0
23.06. | 15 | 93.0013 |  | 93.0013 | 0 | 0 | 0 | 0
23.06. | 16 | 99.3014 |  | 99.3014 | 0 | 0 | 0 | 0
23.06. | 17 | 99.4514 |  | 99.4514 | 0 | 0 | 0 | 0
23.06. | 18 | 99.4514 |  | 99.4514 | 0 | 0 | 0 | 0
23.06. | 19 | 99.4514 |  | 99.4514 | 0 | 0 | 0 | 0
23.06. | 20 | 99.4514 |  | 99.4514 | 0 | 0 | 0 | 0
23.06. | 21 | 99.3014 |  | 99.3014 | 0 | 0 | 0 | 0
23.06. | 22 | 99.3014 |  | 99.3014 | 0 | 0 | 0 | 0
23.06. | 23 | 99.3014 |  | 99.3014 | 0 | 0 | 0 | 0
23.06. | 24 | 99.3014 |  | 99.3014 | 0 | 0 | 0 | 0
24.06. | 1 | 100.0514 |  | 100.0514 | 0 | 0 | 0 | 0
24.06. | 2 | 100.8014 |  | 100.8014 | 0 | 0 | 0 | 0
24.06. | 3 | 100.8014 |  | 100.8014 | 0 | 0 | 0 | 0
24.06. | 4 | 100.8014 |  | 100.8014 | 0 | 0 | 0 | 0
24.06. | 5 | 100.8014 |  | 100.8014 | 0 | 0 | 0 | 0
24.06. | 6 | 100.8014 |  | 100.8014 | 0 | 0 | 0 | 0
24.06. | 7 | 100.8014 |  | 100.8014 | 0 | 0 | 0 | 0
24.06. | 8 | 101.5514 |  | 101.5514 | 0 | 0 | 0 | 0
24.06. | 9 | 102.6014 |  | 102.6014 | 0 | 0 | 0 | 0
24.06. | 10 | 102.7515 |  | 102.7515 | 0 | 0 | 0 | 0
24.06. | 11 | 102.3014 |  | 102.3014 | 0 | 0 | 0 | 0
24.06. | 12 | 102.4514 |  | 102.4514 | 0 | 0 | 0 | 0
24.06. | 13 | 102.3014 |  | 102.3014 | 0 | 0 | 0 | 0
24.06. | 14 | 102.4514 |  | 102.4514 | 0 | 0 | 0 | 0
24.06. | 15 | 102.4514 |  | 102.4514 | 0 | 0 | 0 | 0
24.06. | 16 | 102.4514 |  | 102.4514 | 0 | 0 | 0 | 0
24.06. | 17 | 102.4514 |  | 102.4514 | 0 | 0 | 0 | 0
24.06. | 18 | 102.4514 |  | 102.4514 | 0 | 0 | 0 | 0
24.06. | 19 | 102.3014 |  | 102.3014 | 0 | 0 | 0 | 0
24.06. | 20 | 102.3014 |  | 102.3014 | 0 | 0 | 0 | 0
24.06. | 21 | 102.3014 |  | 102.3014 | 0 | 0 | 0 | 0
24.06. | 22 | 102.3014 |  | 102.3014 | 0 | 0 | 0 | 0
24.06. | 23 | 102.3014 |  | 102.3014 | 0 | 0 | 0 | 0
24.06. | 24 | 102.3014 |  | 102.3014 | 0 | 0 | 0 | 0
25.06. | 1 | 100.0514 |  | 100.0514 | 0 | 0 | 0 | 0
25.06. | 2 | 97.6514 |  | 97.6514 | 0 | 0 | 0 | 0
25.06. | 3 | 97.6514 |  | 97.6514 | 0 | 0 | 0 | 0
25.06. | 4 | 97.8014 |  | 97.8014 | 0 | 0 | 0 | 0
25.06. | 5 | 97.8014 |  | 97.8014 | 0 | 0 | 0 | 0
25.06. | 6 | 97.8014 |  | 97.8014 | 0 | 0 | 0 | 0
25.06. | 7 | 97.6514 |  | 97.6514 | 0 | 0 | 0 | 0
25.06. | 8 | 99.7514 |  | 99.7514 | 0 | 0 | 0 | 0
25.06. | 9 | 102.4514 |  | 102.4514 | 0 | 0 | 0 | 0
25.06. | 10 | 102.3014 |  | 102.3014 | 0 | 0 | 0 | 0
25.06. | 11 | 102.3014 |  | 102.3014 | 0 | 0 | 0 | 0
25.06. | 12 | 102.3014 |  | 102.3014 | 0 | 0 | 0 | 0
25.06. | 13 | 102.3014 |  | 102.3014 | 0 | 0 | 0 | 0
25.06. | 14 | 102.3014 |  | 102.3014 | 0 | 0 | 0 | 0
25.06. | 15 | 102.3014 |  | 102.3014 | 0 | 0 | 0 | 0
25.06. | 16 | 102.4514 |  | 102.4514 | 0 | 0 | 0 | 0
25.06. | 17 | 102.3014 |  | 102.3014 | 0 | 0 | 0 | 0
25.06. | 18 | 102.3014 |  | 102.3014 | 0 | 0 | 0 | 0
25.06. | 19 | 102.3014 |  | 102.3014 | 0 | 0 | 0 | 0
25.06. | 20 | 102.3014 |  | 102.3014 | 0 | 0 | 0 | 0
25.06. | 21 | 89.5513 |  | 89.5513 | 0 | 0 | 0 | 0
25.06. | 22 | 88.2012 |  | 88.2012 | 0 | 0 | 0 | 0
25.06. | 23 | 88.5012 |  | 88.5012 | 0 | 0 | 0 | 0
25.06. | 24 | 88.5012 |  | 88.5012 | 0 | 0 | 0 | 0
26.06. | 1 | 86.4012 |  | 86.4012 | 0 | 0 | 0 | 0
26.06. | 2 | 79.0511 |  | 79.0511 | 0 | 0 | 0 | 0
26.06. | 3 | 74.7011 |  | 74.7011 | 0 | 0 | 0 | 0
26.06. | 4 | 74.8511 |  | 74.8511 | 0 | 0 | 0 | 0
26.06. | 5 | 74.7011 |  | 74.7011 | 0 | 0 | 0 | 0
26.06. | 6 | 74.4011 |  | 74.4011 | 0 | 0 | 0 | 0
26.06. | 7 | 74.4011 |  | 74.4011 | 0 | 0 | 0 | 0
26.06. | 8 | 78.7511 |  | 78.7511 | 0 | 0 | 0 | 0
26.06. | 9 | 84.4512 |  | 84.4512 | 0 | 0 | 0 | 0
26.06. | 10 | 85.5012 |  | 85.5012 | 0 | 0 | 0 | 0
26.06. | 11 | 85.6512 |  | 85.6512 | 0 | 0 | 0 | 0
26.06. | 12 | 85.2012 |  | 85.2012 | 0 | 0 | 0 | 0
26.06. | 13 | 85.5012 |  | 85.5012 | 0 | 0 | 0 | 0
26.06. | 14 | 85.6512 |  | 85.6512 | 0 | 0 | 0 | 0
26.06. | 15 | 85.6512 |  | 85.6512 | 0 | 0 | 0 | 0
26.06. | 16 | 85.3512 |  | 85.3512 | 0 | 0 | 0 | 0
26.06. | 17 | 85.2012 |  | 85.2012 | 0 | 0 | 0 | 0
26.06. | 18 | 85.2012 |  | 85.2012 | 0 | 0 | 0 | 0
26.06. | 19 | 85.2012 |  | 85.2012 | 0 | 0 | 0 | 0
26.06. | 20 | 85.2012 |  | 85.2012 | 0 | 0 | 0 | 0
26.06. | 21 | 87.3012 |  | 87.3012 | 0 | 0 | 0 | 0
26.06. | 22 | 92.8513 |  | 92.8513 | 0 | 0 | 0 | 0
26.06. | 23 | 93.0013 |  | 93.0013 | 0 | 0 | 0 | 0
26.06. | 24 | 88.6513 |  | 88.6513 | 0 | 0 | 0 | 0
27.06. | 1 | 86.1012 |  | 86.1012 | 0 | 0 | 0 | 0
27.06. | 2 | 85.3512 |  | 85.3512 | 0 | 0 | 0 | 0
27.06. | 3 | 85.3512 |  | 85.3512 | 0 | 0 | 0 | 0
27.06. | 4 | 85.3512 |  | 85.3512 | 0 | 0 | 0 | 0
27.06. | 5 | 85.3512 |  | 85.3512 | 0 | 0 | 0 | 0
27.06. | 6 | 85.3512 |  | 85.3512 | 0 | 0 | 0 | 0
27.06. | 7 | 85.3512 |  | 85.3512 | 0 | 0 | 0 | 0
27.06. | 8 | 89.4013 |  | 89.4013 | 0 | 0 | 0 | 0
27.06. | 9 | 89.7013 |  | 89.7013 | 0 | 0 | 0 | 0
27.06. | 10 | 86.7012 |  | 86.7012 | 0 | 0 | 0 | 0
27.06. | 11 | 86.8512 |  | 86.8512 | 0 | 0 | 0 | 0
27.06. | 12 | 78.1511 |  | 78.1511 | 0 | 0 | 0 | 0
27.06. | 13 | 77.5511 |  | 77.5511 | 0 | 0 | 0 | 0
27.06. | 14 | 77.5511 |  | 77.5511 | 0 | 0 | 0 | 0
27.06. | 15 | 77.5511 |  | 77.5511 | 0 | 0 | 0 | 0
27.06. | 16 | 77.5511 |  | 77.5511 | 0 | 0 | 0 | 0
27.06. | 17 | 77.5511 |  | 77.5511 | 0 | 0 | 0 | 0
27.06. | 18 | 77.5511 |  | 77.5511 | 0 | 0 | 0 | 0
27.06. | 19 | 77.7011 |  | 77.7011 | 0 | 0 | 0 | 0
27.06. | 20 | 77.7011 |  | 77.7011 | 0 | 0 | 0 | 0
27.06. | 21 | 77.5511 |  | 77.5511 | 0 | 0 | 0 | 0
27.06. | 22 | 77.7011 |  | 77.7011 | 0 | 0 | 0 | 0
27.06. | 23 | 77.7011 |  | 77.7011 | 0 | 0 | 0 | 0
27.06. | 24 | 79.0511 |  | 79.0511 | 0 | 0 | 0 | 0
28.06. | 1 | 88.8013 |  | 88.8013 | 0 | 0 | 0 | 0
28.06. | 2 | 88.9513 |  | 88.9513 | 0 | 0 | 0 | 0
28.06. | 3 | 88.9513 |  | 88.9513 | 0 | 0 | 0 | 0
28.06. | 4 | 88.8013 |  | 88.8013 | 0 | 0 | 0 | 0
28.06. | 5 | 88.9513 |  | 88.9513 | 0 | 0 | 0 | 0
28.06. | 6 | 88.8013 |  | 88.8013 | 0 | 0 | 0 | 0
28.06. | 7 | 88.9513 |  | 88.9513 | 0 | 0 | 0 | 0
28.06. | 8 | 88.9513 |  | 88.9513 | 0 | 0 | 0 | 0
28.06. | 9 | 91.2013 |  | 91.2013 | 0 | 0 | 0 | 0
28.06. | 10 | 92.2513 |  | 92.2513 | 0 | 0 | 0 | 0
28.06. | 11 | 92.2513 |  | 92.2513 | 0 | 0 | 0 | 0
28.06. | 12 | 92.2513 |  | 92.2513 | 0 | 0 | 0 | 0
28.06. | 13 | 92.2513 |  | 92.2513 | 0 | 0 | 0 | 0
28.06. | 14 | 92.2513 |  | 92.2513 | 0 | 0 | 0 | 0
28.06. | 15 | 92.2513 |  | 92.2513 | 0 | 0 | 0 | 0
28.06. | 16 | 92.2513 |  | 92.2513 | 0 | 0 | 0 | 0
28.06. | 17 | 79.8011 |  | 79.8011 | 0 | 0 | 0 | 0
28.06. | 18 | 78.6011 |  | 78.6011 | 0 | 0 | 0 | 0
28.06. | 19 | 78.4511 |  | 78.4511 | 0 | 0 | 0 | 0
28.06. | 20 | 78.4511 |  | 78.4511 | 0 | 0 | 0 | 0
28.06. | 21 | 78.4511 |  | 78.4511 | 0 | 0 | 0 | 0
28.06. | 22 | 78.4511 |  | 78.4511 | 0 | 0 | 0 | 0
28.06. | 23 | 78.6011 |  | 78.6011 | 0 | 0 | 0 | 0
28.06. | 24 | 78.6011 |  | 78.6011 | 0 | 0 | 0 | 0
29.06. | 1 | 75.7511 |  | 75.7511 | 0 | 0 | 0 | 0
29.06. | 2 | 74.5511 |  | 74.5511 | 0 | 0 | 0 | 0
29.06. | 3 | 74.5511 |  | 74.5511 | 0 | 0 | 0 | 0
29.06. | 4 | 74.5511 |  | 74.5511 | 0 | 0 | 0 | 0
29.06. | 5 | 74.5511 |  | 74.5511 | 0 | 0 | 0 | 0
29.06. | 6 | 74.5511 |  | 74.5511 | 0 | 0 | 0 | 0
29.06. | 7 | 74.5511 |  | 74.5511 | 0 | 0 | 0 | 0
29.06. | 8 | 75.3011 |  | 75.3011 | 0 | 0 | 0 | 0
29.06. | 9 | 79.3511 |  | 79.3511 | 0 | 0 | 0 | 0
29.06. | 10 | 79.0511 |  | 79.0511 | 0 | 0 | 0 | 0
29.06. | 11 | 79.0511 |  | 79.0511 | 0 | 0 | 0 | 0
29.06. | 12 | 79.0511 |  | 79.0511 | 0 | 0 | 0 | 0
29.06. | 13 | 79.2011 |  | 79.2011 | 0 | 0 | 0 | 0
29.06. | 14 | 79.2011 |  | 79.2011 | 0 | 0 | 0 | 0
29.06. | 15 | 79.0511 |  | 79.0511 | 0 | 0 | 0 | 0
29.06. | 16 | 79.2011 |  | 79.2011 | 0 | 0 | 0 | 0
29.06. | 17 | 88.9513 |  | 88.9513 | 0 | 0 | 0 | 0
29.06. | 18 | 91.3513 |  | 91.3513 | 0 | 0 | 0 | 0
29.06. | 19 | 91.3513 |  | 91.3513 | 0 | 0 | 0 | 0
29.06. | 20 | 91.3513 |  | 91.3513 | 0 | 0 | 0 | 0
29.06. | 21 | 91.3513 |  | 91.3513 | 0 | 0 | 0 | 0
29.06. | 22 | 91.3513 |  | 91.3513 | 0 | 0 | 0 | 0
29.06. | 23 | 91.3513 |  | 91.3513 | 0 | 0 | 0 | 0
29.06. | 24 | 87.0012 |  | 87.0012 | 0 | 0 | 0 | 0
30.06. | 1 | 86.8512 |  | 86.8512 | 0 | 0 | 0 | 0
30.06. | 2 | 88.3512 |  | 88.3512 | 0 | 0 | 0 | 0
30.06. | 3 | 88.5012 |  | 88.5012 | 0 | 0 | 0 | 0
30.06. | 4 | 88.3512 |  | 88.3512 | 0 | 0 | 0 | 0
30.06. | 5 | 88.3512 |  | 88.3512 | 0 | 0 | 0 | 0
30.06. | 6 | 88.3512 |  | 88.3512 | 0 | 0 | 0 | 0
30.06. | 7 | 88.6513 |  | 88.6513 | 0 | 0 | 0 | 0
30.06. | 8 | 94.0513 |  | 94.0513 | 0 | 0 | 0 | 0
30.06. | 9 | 94.8013 |  | 94.8013 | 0 | 0 | 0 | 0
30.06. | 10 | 94.9513 |  | 94.9513 | 0 | 0 | 0 | 0
30.06. | 11 | 94.9513 |  | 94.9513 | 0 | 0 | 0 | 0
30.06. | 12 | 94.6513 |  | 94.6513 | 0 | 0 | 0 | 0
30.06. | 13 | 94.6513 |  | 94.6513 | 0 | 0 | 0 | 0
30.06. | 14 | 94.6513 |  | 94.6513 | 0 | 0 | 0 | 0
30.06. | 15 | 94.6513 |  | 94.6513 | 0 | 0 | 0 | 0
30.06. | 16 | 94.8013 |  | 94.8013 | 0 | 0 | 0 | 0
30.06. | 17 | 94.6513 |  | 94.6513 | 0 | 0 | 0 | 0
30.06. | 18 | 94.6513 |  | 94.6513 | 0 | 0 | 0 | 0
30.06. | 19 | 94.6513 |  | 94.6513 | 0 | 0 | 0 | 0
30.06. | 20 | 94.6513 |  | 94.6513 | 0 | 0 | 0 | 0
30.06. | 21 | 92.7013 |  | 92.7013 | 0 | 0 | 0 | 0
30.06. | 22 | 91.6513 |  | 91.6513 | 0 | 0 | 0 | 0
30.06. | 23 | 91.5013 |  | 91.5013 | 0 | 0 | 0 | 0
30.06. | 24 | 89.1013 |  | 89.1013 | 0 | 0 | 0 | 0
01.07. | 1 | 86.8512 |  | 86.8512 | 0 | 0 | 0 | 0
01.07. | 2 | 87.1512 |  | 87.1512 | 0 | 0 | 0 | 0
01.07. | 3 | 87.0012 |  | 87.0012 | 0 | 0 | 0 | 0
01.07. | 4 | 87.0012 |  | 87.0012 | 0 | 0 | 0 | 0
01.07. | 5 | 87.0012 |  | 87.0012 | 0 | 0 | 0 | 0
01.07. | 6 | 87.3012 |  | 87.3012 | 0 | 0 | 0 | 0
01.07. | 7 | 90.7513 |  | 90.7513 | 0 | 0 | 0 | 0
01.07. | 8 | 92.1013 |  | 92.1013 | 0 | 0 | 0 | 0
01.07. | 9 | 95.4013 |  | 95.4013 | 0 | 0 | 0 | 0
01.07. | 10 | 95.4013 |  | 95.4013 | 0 | 0 | 0 | 0
01.07. | 11 | 95.4013 |  | 95.4013 | 0 | 0 | 0 | 0
01.07. | 12 | 95.4013 |  | 95.4013 | 0 | 0 | 0 | 0
01.07. | 13 | 95.7014 |  | 95.7014 | 0 | 0 | 0 | 0
01.07. | 14 | 96.0014 |  | 96.0014 | 0 | 0 | 0 | 0
01.07. | 15 | 95.8514 |  | 95.8514 | 0 | 0 | 0 | 0
01.07. | 16 | 95.5513 |  | 95.5513 | 0 | 0 | 0 | 0
01.07. | 17 | 95.4013 |  | 95.4013 | 0 | 0 | 0 | 0
01.07. | 18 | 95.5513 |  | 95.5513 | 0 | 0 | 0 | 0
01.07. | 19 | 95.4013 |  | 95.4013 | 0 | 0 | 0 | 0
01.07. | 20 | 95.5513 |  | 95.5513 | 0 | 0 | 0 | 0
01.07. | 21 | 95.4013 |  | 95.4013 | 0 | 0 | 0 | 0
01.07. | 22 | 95.4013 |  | 95.4013 | 0 | 0 | 0 | 0
01.07. | 23 | 95.5513 |  | 95.5513 | 0 | 0 | 0 | 0
01.07. | 24 | 92.8513 |  | 92.8513 | 0 | 0 | 0 | 0
02.07. | 1 | 90.1513 |  | 90.1513 | 0 | 0 | 0 | 0
02.07. | 2 | 89.4013 |  | 89.4013 | 0 | 0 | 0 | 0
02.07. | 3 | 89.4013 |  | 89.4013 | 0 | 0 | 0 | 0
02.07. | 4 | 89.2513 |  | 89.2513 | 0 | 0 | 0 | 0
02.07. | 5 | 89.2513 |  | 89.2513 | 0 | 0 | 0 | 0
02.07. | 6 | 89.4013 |  | 89.4013 | 0 | 0 | 0 | 0
02.07. | 7 | 89.2513 |  | 89.2513 | 0 | 0 | 0 | 0
02.07. | 8 | 89.4013 |  | 89.4013 | 0 | 0 | 0 | 0
02.07. | 9 | 91.3513 |  | 91.3513 | 0 | 0 | 0 | 0
02.07. | 10 | 93.4513 |  | 93.4513 | 0 | 0 | 0 | 0
02.07. | 11 | 93.4513 |  | 93.4513 | 0 | 0 | 0 | 0
02.07. | 12 | 93.1513 |  | 93.1513 | 0 | 0 | 0 | 0
02.07. | 13 | 91.6513 |  | 91.6513 | 0 | 0 | 0 | 0
02.07. | 14 | 90.1513 |  | 90.1513 | 0 | 0 | 0 | 0
02.07. | 15 | 89.7013 |  | 89.7013 | 0 | 0 | 0 | 0
02.07. | 16 | 89.7013 |  | 89.7013 | 0 | 0 | 0 | 0
02.07. | 17 | 89.5513 |  | 89.5513 | 0 | 0 | 0 | 0
02.07. | 18 | 91.0513 |  | 91.0513 | 0 | 0 | 0 | 0
02.07. | 19 | 93.3013 |  | 93.3013 | 0 | 0 | 0 | 0
02.07. | 20 | 94.0513 |  | 94.0513 | 0 | 0 | 0 | 0
02.07. | 21 | 94.0513 |  | 94.0513 | 0 | 0 | 0 | 0
02.07. | 22 | 94.0513 |  | 94.0513 | 0 | 0 | 0 | 0
02.07. | 23 | 94.0513 |  | 94.0513 | 0 | 0 | 0 | 0
02.07. | 24 | 94.0513 |  | 94.0513 | 0 | 0 | 0 | 0
03.07. | 1 | 94.0513 |  | 94.0513 | 0 | 0 | 0 | 0
03.07. | 2 | 94.0513 |  | 94.0513 | 0 | 0 | 0 | 0
03.07. | 3 | 94.0513 |  | 94.0513 | 0 | 0 | 0 | 0
03.07. | 4 | 94.0513 |  | 94.0513 | 0 | 0 | 0 | 0
03.07. | 5 | 94.0513 |  | 94.0513 | 0 | 0 | 0 | 0
03.07. | 6 | 93.7513 |  | 93.7513 | 0 | 0 | 0 | 0
03.07. | 7 | 89.2513 |  | 89.2513 | 0 | 0 | 0 | 0
03.07. | 8 | 90.3013 |  | 90.3013 | 0 | 0 | 0 | 0
03.07. | 9 | 94.2013 |  | 94.2013 | 0 | 0 | 0 | 0
03.07. | 10 | 94.2013 |  | 94.2013 | 0 | 0 | 0 | 0
03.07. | 11 | 94.2013 |  | 94.2013 | 0 | 0 | 0 | 0
03.07. | 12 | 94.3513 |  | 94.3513 | 0 | 0 | 0 | 0
03.07. | 13 | 94.0513 |  | 94.0513 | 0 | 0 | 0 | 0
03.07. | 14 | 93.9013 |  | 93.9013 | 0 | 0 | 0 | 0
03.07. | 15 | 93.9013 |  | 93.9013 | 0 | 0 | 0 | 0
03.07. | 16 | 94.0513 |  | 94.0513 | 0 | 0 | 0 | 0
03.07. | 17 | 92.4013 |  | 92.4013 | 0 | 0 | 0 | 0
03.07. | 18 | 90.9013 |  | 90.9013 | 0 | 0 | 0 | 0
03.07. | 19 | 91.0513 |  | 91.0513 | 0 | 0 | 0 | 0
03.07. | 20 | 91.0513 |  | 91.0513 | 0 | 0 | 0 | 0
03.07. | 21 | 91.0513 |  | 91.0513 | 0 | 0 | 0 | 0
03.07. | 22 | 89.5513 |  | 89.5513 | 0 | 0 | 0 | 0
03.07. | 23 | 89.4013 |  | 89.4013 | 0 | 0 | 0 | 0
03.07. | 24 | 89.4013 |  | 89.4013 | 0 | 0 | 0 | 0
04.07. | 1 | 89.2513 |  | 89.2513 | 0 | 0 | 0 | 0
04.07. | 2 | 89.4013 |  | 89.4013 | 0 | 0 | 0 | 0
04.07. | 3 | 89.2513 |  | 89.2513 | 0 | 0 | 0 | 0
04.07. | 4 | 89.4013 |  | 89.4013 | 0 | 0 | 0 | 0
04.07. | 5 | 89.4013 |  | 89.4013 | 0 | 0 | 0 | 0
04.07. | 6 | 89.4013 |  | 89.4013 | 0 | 0 | 0 | 0
04.07. | 7 | 89.4013 |  | 89.4013 | 0 | 0 | 0 | 0
04.07. | 8 | 89.2513 |  | 89.2513 | 0 | 0 | 0 | 0
04.07. | 9 | 91.9513 |  | 91.9513 | 0 | 0 | 0 | 0
04.07. | 10 | 93.9013 |  | 93.9013 | 0 | 0 | 0 | 0
04.07. | 11 | 94.0513 |  | 94.0513 | 0 | 0 | 0 | 0
04.07. | 12 | 93.9013 |  | 93.9013 | 0 | 0 | 0 | 0
04.07. | 13 | 94.0513 |  | 94.0513 | 0 | 0 | 0 | 0
04.07. | 14 | 93.9013 |  | 93.9013 | 0 | 0 | 0 | 0
04.07. | 15 | 94.0513 |  | 94.0513 | 0 | 0 | 0 | 0
04.07. | 16 | 94.0513 |  | 94.0513 | 0 | 0 | 0 | 0
04.07. | 17 | 94.0513 |  | 94.0513 | 0 | 0 | 0 | 0
04.07. | 18 | 94.0513 |  | 94.0513 | 0 | 0 | 0 | 0
04.07. | 19 | 94.0513 |  | 94.0513 | 0 | 0 | 0 | 0
04.07. | 20 | 93.9013 |  | 93.9013 | 0 | 0 | 0 | 0
04.07. | 21 | 94.0513 |  | 94.0513 | 0 | 0 | 0 | 0
04.07. | 22 | 93.9013 |  | 93.9013 | 0 | 0 | 0 | 0
04.07. | 23 | 94.0513 |  | 94.0513 | 0 | 0 | 0 | 0
04.07. | 24 | 93.9013 |  | 93.9013 | 0 | 0 | 0 | 0
05.07. | 1 | 90.3013 |  | 90.3013 | 0 | 0 | 0 | 0
05.07. | 2 | 87.7512 |  | 87.7512 | 0 | 0 | 0 | 0
05.07. | 3 | 87.9012 |  | 87.9012 | 0 | 0 | 0 | 0
05.07. | 4 | 87.7512 |  | 87.7512 | 0 | 0 | 0 | 0
05.07. | 5 | 87.9012 |  | 87.9012 | 0 | 0 | 0 | 0
05.07. | 6 | 87.7512 |  | 87.7512 | 0 | 0 | 0 | 0
05.07. | 7 | 83.2512 |  | 83.2512 | 0 | 0 | 0 | 0
05.07. | 8 | 85.5012 |  | 85.5012 | 0 | 0 | 0 | 0
05.07. | 9 | 87.1512 |  | 87.1512 | 0 | 0 | 0 | 0
05.07. | 10 | 87.0012 |  | 87.0012 | 0 | 0 | 0 | 0
05.07. | 11 | 87.1512 |  | 87.1512 | 0 | 0 | 0 | 0
05.07. | 12 | 87.1512 |  | 87.1512 | 0 | 0 | 0 | 0
05.07. | 13 | 87.1512 |  | 87.1512 | 0 | 0 | 0 | 0
05.07. | 14 | 87.0012 |  | 87.0012 | 0 | 0 | 0 | 0
05.07. | 15 | 87.1512 |  | 87.1512 | 0 | 0 | 0 | 0
05.07. | 16 | 87.0012 |  | 87.0012 | 0 | 0 | 0 | 0
05.07. | 17 | 91.0513 |  | 91.0513 | 0 | 0 | 0 | 0
05.07. | 18 | 91.8013 |  | 91.8013 | 0 | 0 | 0 | 0
05.07. | 19 | 91.8013 |  | 91.8013 | 0 | 0 | 0 | 0
05.07. | 20 | 91.8013 |  | 91.8013 | 0 | 0 | 0 | 0
05.07. | 21 | 97.2014 |  | 97.2014 | 0 | 0 | 0 | 0
05.07. | 22 | 98.5514 |  | 98.5514 | 0 | 0 | 0 | 0
05.07. | 23 | 98.7014 |  | 98.7014 | 0 | 0 | 0 | 0
05.07. | 24 | 97.2014 |  | 97.2014 | 0 | 0 | 0 | 0
06.07. | 1 | 94.0513 |  | 94.0513 | 0 | 0 | 0 | 0
06.07. | 2 | 94.0513 |  | 94.0513 | 0 | 0 | 0 | 0
06.07. | 3 | 94.0513 |  | 94.0513 | 0 | 0 | 0 | 0
06.07. | 4 | 93.9013 |  | 93.9013 | 0 | 0 | 0 | 0
06.07. | 5 | 94.0513 |  | 94.0513 | 0 | 0 | 0 | 0
06.07. | 6 | 93.9013 |  | 93.9013 | 0 | 0 | 0 | 0
06.07. | 7 | 88.8013 |  | 88.8013 | 0 | 0 | 0 | 0
06.07. | 8 | 91.0513 |  | 91.0513 | 0 | 0 | 0 | 0
06.07. | 9 | 96.4514 |  | 96.4514 | 0 | 0 | 0 | 0
06.07. | 10 | 96.4514 |  | 96.4514 | 0 | 0 | 0 | 0
06.07. | 11 | 94.0513 |  | 94.0513 | 0 | 0 | 0 | 0
06.07. | 12 | 91.9513 |  | 91.9513 | 0 | 0 | 0 | 0
06.07. | 13 | 93.1513 |  | 93.1513 | 0 | 0 | 0 | 0
06.07. | 14 | 93.4513 |  | 93.4513 | 0 | 0 | 0 | 0
06.07. | 15 | 93.3013 |  | 93.3013 | 0 | 0 | 0 | 0
06.07. | 16 | 93.3013 |  | 93.3013 | 0 | 0 | 0 | 0
06.07. | 17 | 93.4513 |  | 93.4513 | 0 | 0 | 0 | 0
06.07. | 18 | 93.3013 |  | 93.3013 | 0 | 0 | 0 | 0
06.07. | 19 | 93.3013 |  | 93.3013 | 0 | 0 | 0 | 0
06.07. | 20 | 93.4513 |  | 93.4513 | 0 | 0 | 0 | 0
06.07. | 21 | 93.3013 |  | 93.3013 | 0 | 0 | 0 | 0
06.07. | 22 | 93.3013 |  | 93.3013 | 0 | 0 | 0 | 0
06.07. | 23 | 93.3013 |  | 93.3013 | 0 | 0 | 0 | 0
06.07. | 24 | 93.3013 |  | 93.3013 | 0 | 0 | 0 | 0
07.07. | 1 | 93.3013 |  | 93.3013 | 0 | 0 | 0 | 0
07.07. | 2 | 94.6513 |  | 94.6513 | 0 | 0 | 0 | 0
07.07. | 3 | 94.9513 |  | 94.9513 | 0 | 0 | 0 | 0
07.07. | 4 | 94.9513 |  | 94.9513 | 0 | 0 | 0 | 0
07.07. | 5 | 94.9513 |  | 94.9513 | 0 | 0 | 0 | 0
07.07. | 6 | 94.9513 |  | 94.9513 | 0 | 0 | 0 | 0
07.07. | 7 | 92.1013 |  | 92.1013 | 0 | 0 | 0 | 0
07.07. | 8 | 93.4513 |  | 93.4513 | 0 | 0 | 0 | 0
07.07. | 9 | 94.8013 |  | 94.8013 | 0 | 0 | 0 | 0
07.07. | 10 | 94.9513 |  | 94.9513 | 0 | 0 | 0 | 0
07.07. | 11 | 89.2513 |  | 89.2513 | 0 | 0 | 0 | 0
07.07. | 12 | 82.2012 |  | 82.2012 | 0 | 0 | 0 | 0
07.07. | 13 | 93.9013 |  | 93.9013 | 0 | 0 | 0 | 0
07.07. | 14 | 94.9513 |  | 94.9513 | 0 | 0 | 0 | 0
07.07. | 15 | 95.1013 |  | 95.1013 | 0 | 0 | 0 | 0
07.07. | 16 | 100.3514 |  | 100.3514 | 0 | 0 | 0 | 0
07.07. | 17 | 97.6514 |  | 97.6514 | 0 | 0 | 0 | 0
07.07. | 18 | 91.6513 |  | 91.6513 | 0 | 0 | 0 | 0
07.07. | 19 | 90.3013 |  | 90.3013 | 0 | 0 | 0 | 0
07.07. | 20 | 90.3013 |  | 90.3013 | 0 | 0 | 0 | 0
07.07. | 21 | 90.3013 |  | 90.3013 | 0 | 0 | 0 | 0
07.07. | 22 | 90.3013 |  | 90.3013 | 0 | 0 | 0 | 0
07.07. | 23 | 90.3013 |  | 90.3013 | 0 | 0 | 0 | 0
07.07. | 24 | 90.3013 |  | 90.3013 | 0 | 0 | 0 | 0
08.07. | 1 | 89.1013 |  | 89.1013 | 0 | 0 | 0 | 0
08.07. | 2 | 85.6512 |  | 85.6512 | 0 | 0 | 0 | 0
08.07. | 3 | 85.6512 |  | 85.6512 | 0 | 0 | 0 | 0
08.07. | 4 | 85.6512 |  | 85.6512 | 0 | 0 | 0 | 0
08.07. | 5 | 85.6512 |  | 85.6512 | 0 | 0 | 0 | 0
08.07. | 6 | 85.6512 |  | 85.6512 | 0 | 0 | 0 | 0
08.07. | 7 | 85.8012 |  | 85.8012 | 0 | 0 | 0 | 0
08.07. | 8 | 86.4012 |  | 86.4012 | 0 | 0 | 0 | 0
08.07. | 9 | 90.3013 |  | 90.3013 | 0 | 0 | 0 | 0
08.07. | 10 | 90.1513 |  | 90.1513 | 0 | 0 | 0 | 0
08.07. | 11 | 90.0013 |  | 90.0013 | 0 | 0 | 0 | 0
08.07. | 12 | 90.3013 |  | 90.3013 | 0 | 0 | 0 | 0
08.07. | 13 | 90.3013 |  | 90.3013 | 0 | 0 | 0 | 0
08.07. | 14 | 90.0013 |  | 90.0013 | 0 | 0 | 0 | 0
08.07. | 15 | 90.0013 |  | 90.0013 | 0 | 0 | 0 | 0
08.07. | 16 | 89.8513 |  | 89.8513 | 0 | 0 | 0 | 0
08.07. | 17 | 86.8512 |  | 86.8512 | 0 | 0 | 0 | 0
08.07. | 18 | 85.8012 |  | 85.8012 | 0 | 0 | 0 | 0
08.07. | 19 | 85.8012 |  | 85.8012 | 0 | 0 | 0 | 0
08.07. | 20 | 85.9512 |  | 85.9512 | 0 | 0 | 0 | 0
08.07. | 21 | 85.6512 |  | 85.6512 | 0 | 0 | 0 | 0
08.07. | 22 | 85.8012 |  | 85.8012 | 0 | 0 | 0 | 0
08.07. | 23 | 85.8012 |  | 85.8012 | 0 | 0 | 0 | 0
08.07. | 24 | 85.8012 |  | 85.8012 | 0 | 0 | 0 | 0
09.07. | 1 | 85.8012 |  | 85.8012 | 0 | 0 | 0 | 0
09.07. | 2 | 85.6512 |  | 85.6512 | 0 | 0 | 0 | 0
09.07. | 3 | 85.8012 |  | 85.8012 | 0 | 0 | 0 | 0
09.07. | 4 | 85.8012 |  | 85.8012 | 0 | 0 | 0 | 0
09.07. | 5 | 85.8012 |  | 85.8012 | 0 | 0 | 0 | 0
09.07. | 6 | 85.8012 |  | 85.8012 | 0 | 0 | 0 | 0
09.07. | 7 | 85.6512 |  | 85.6512 | 0 | 0 | 0 | 0
09.07. | 8 | 85.8012 |  | 85.8012 | 0 | 0 | 0 | 0
09.07. | 9 | 85.9512 |  | 85.9512 | 0 | 0 | 0 | 0
09.07. | 10 | 85.9512 |  | 85.9512 | 0 | 0 | 0 | 0
09.07. | 11 | 85.6512 |  | 85.6512 | 0 | 0 | 0 | 0
09.07. | 12 | 85.8012 |  | 85.8012 | 0 | 0 | 0 | 0
09.07. | 13 | 89.4013 |  | 89.4013 | 0 | 0 | 0 | 0
09.07. | 14 | 90.3013 |  | 90.3013 | 0 | 0 | 0 | 0
09.07. | 15 | 90.3013 |  | 90.3013 | 0 | 0 | 0 | 0
09.07. | 16 | 90.3013 |  | 90.3013 | 0 | 0 | 0 | 0
09.07. | 17 | 90.3013 |  | 90.3013 | 0 | 0 | 0 | 0
09.07. | 18 | 90.3013 |  | 90.3013 | 0 | 0 | 0 | 0
09.07. | 19 | 90.3013 |  | 90.3013 | 0 | 0 | 0 | 0
09.07. | 20 | 90.3013 |  | 90.3013 | 0 | 0 | 0 | 0
09.07. | 21 | 90.3013 |  | 90.3013 | 0 | 0 | 0 | 0
09.07. | 22 | 90.3013 |  | 90.3013 | 0 | 0 | 0 | 0
09.07. | 23 | 90.3013 |  | 90.3013 | 0 | 0 | 0 | 0
09.07. | 24 | 90.3013 |  | 90.3013 | 0 | 0 | 0 | 0
10.07. | 1 | 86.5512 |  | 86.5512 | 0 | 0 | 0 | 0
10.07. | 2 | 85.6512 |  | 85.6512 | 0 | 0 | 0 | 0
10.07. | 3 | 85.6512 |  | 85.6512 | 0 | 0 | 0 | 0
10.07. | 4 | 85.6512 |  | 85.6512 | 0 | 0 | 0 | 0
10.07. | 5 | 85.6512 |  | 85.6512 | 0 | 0 | 0 | 0
10.07. | 6 | 85.6512 |  | 85.6512 | 0 | 0 | 0 | 0
10.07. | 7 | 85.8012 |  | 85.8012 | 0 | 0 | 0 | 0
10.07. | 8 | 85.9512 |  | 85.9512 | 0 | 0 | 0 | 0
10.07. | 9 | 89.1013 |  | 89.1013 | 0 | 0 | 0 | 0
10.07. | 10 | 90.3013 |  | 90.3013 | 0 | 0 | 0 | 0
10.07. | 11 | 90.6013 |  | 90.6013 | 0 | 0 | 0 | 0
10.07. | 12 | 90.6013 |  | 90.6013 | 0 | 0 | 0 | 0
10.07. | 13 | 90.3013 |  | 90.3013 | 0 | 0 | 0 | 0
10.07. | 14 | 90.3013 |  | 90.3013 | 0 | 0 | 0 | 0
10.07. | 15 | 90.3013 |  | 90.3013 | 0 | 0 | 0 | 0
10.07. | 16 | 90.3013 |  | 90.3013 | 0 | 0 | 0 | 0
10.07. | 17 | 90.3013 |  | 90.3013 | 0 | 0 | 0 | 0
10.07. | 18 | 90.3013 |  | 90.3013 | 0 | 0 | 0 | 0
10.07. | 19 | 90.3013 |  | 90.3013 | 0 | 0 | 0 | 0
10.07. | 20 | 90.3013 |  | 90.3013 | 0 | 0 | 0 | 0
10.07. | 21 | 90.3013 |  | 90.3013 | 0 | 0 | 0 | 0
10.07. | 22 | 90.1513 |  | 90.1513 | 0 | 0 | 0 | 0
10.07. | 23 | 90.3013 |  | 90.3013 | 0 | 0 | 0 | 0
10.07. | 24 | 90.3013 |  | 90.3013 | 0 | 0 | 0 | 0
11.07. | 1 | 86.8512 |  | 86.8512 | 0 | 0 | 0 | 0
11.07. | 2 | 85.6512 |  | 85.6512 | 0 | 0 | 0 | 0
11.07. | 3 | 85.5012 |  | 85.5012 | 0 | 0 | 0 | 0
11.07. | 4 | 85.5012 |  | 85.5012 | 0 | 0 | 0 | 0
11.07. | 5 | 85.5012 |  | 85.5012 | 0 | 0 | 0 | 0
11.07. | 6 | 85.5012 |  | 85.5012 | 0 | 0 | 0 | 0
11.07. | 7 | 85.5012 |  | 85.5012 | 0 | 0 | 0 | 0
11.07. | 8 | 88.2012 |  | 88.2012 | 0 | 0 | 0 | 0
11.07. | 9 | 90.1513 |  | 90.1513 | 0 | 0 | 0 | 0
11.07. | 10 | 90.1513 |  | 90.1513 | 0 | 0 | 0 | 0
11.07. | 11 | 90.1513 |  | 90.1513 | 0 | 0 | 0 | 0
11.07. | 12 | 90.1513 |  | 90.1513 | 0 | 0 | 0 | 0
11.07. | 13 | 90.1513 |  | 90.1513 | 0 | 0 | 0 | 0
11.07. | 14 | 90.1513 |  | 90.1513 | 0 | 0 | 0 | 0
11.07. | 15 | 90.1513 |  | 90.1513 | 0 | 0 | 0 | 0
11.07. | 16 | 90.1513 |  | 90.1513 | 0 | 0 | 0 | 0
11.07. | 17 | 90.1513 |  | 90.1513 | 0 | 0 | 0 | 0
11.07. | 18 | 90.1513 |  | 90.1513 | 0 | 0 | 0 | 0
11.07. | 19 | 90.1513 |  | 90.1513 | 0 | 0 | 0 | 0
11.07. | 20 | 90.1513 |  | 90.1513 | 0 | 0 | 0 | 0
11.07. | 21 | 90.1513 |  | 90.1513 | 0 | 0 | 0 | 0
11.07. | 22 | 90.1513 |  | 90.1513 | 0 | 0 | 0 | 0
11.07. | 23 | 90.1513 |  | 90.1513 | 0 | 0 | 0 | 0
11.07. | 24 | 86.7012 |  | 86.7012 | 0 | 0 | 0 | 0
12.07. | 1 | 85.5012 |  | 85.5012 | 0 | 0 | 0 | 0
12.07. | 2 | 85.5012 |  | 85.5012 | 0 | 0 | 0 | 0
12.07. | 3 | 85.5012 |  | 85.5012 | 0 | 0 | 0 | 0
12.07. | 4 | 85.5012 |  | 85.5012 | 0 | 0 | 0 | 0
12.07. | 5 | 85.5012 |  | 85.5012 | 0 | 0 | 0 | 0
12.07. | 6 | 85.5012 |  | 85.5012 | 0 | 0 | 0 | 0
12.07. | 7 | 85.5012 |  | 85.5012 | 0 | 0 | 0 | 0
12.07. | 8 | 85.5012 |  | 85.5012 | 0 | 0 | 0 | 0
12.07. | 9 | 85.5012 |  | 85.5012 | 0 | 0 | 0 | 0
12.07. | 10 | 85.5012 |  | 85.5012 | 0 | 0 | 0 | 0
12.07. | 11 | 85.5012 |  | 85.5012 | 0 | 0 | 0 | 0
12.07. | 12 | 85.5012 |  | 85.5012 | 0 | 0 | 0 | 0
12.07. | 13 | 85.5012 |  | 85.5012 | 0 | 0 | 0 | 0
12.07. | 14 | 85.5012 |  | 85.5012 | 0 | 0 | 0 | 0
12.07. | 15 | 85.5012 |  | 85.5012 | 0 | 0 | 0 | 0
12.07. | 16 | 85.5012 |  | 85.5012 | 0 | 0 | 0 | 0
12.07. | 17 | 85.5012 |  | 85.5012 | 0 | 0 | 0 | 0
12.07. | 18 | 85.6512 |  | 85.6512 | 0 | 0 | 0 | 0
12.07. | 19 | 85.8012 |  | 85.8012 | 0 | 0 | 0 | 0
12.07. | 20 | 85.6512 |  | 85.6512 | 0 | 0 | 0 | 0
12.07. | 21 | 85.6512 |  | 85.6512 | 0 | 0 | 0 | 0
12.07. | 22 | 85.6512 |  | 85.6512 | 0 | 0 | 0 | 0
12.07. | 23 | 85.6512 |  | 85.6512 | 0 | 0 | 0 | 0
12.07. | 24 | 85.6512 |  | 85.6512 | 0 | 0 | 0 | 0
13.07. | 1 | 85.6512 |  | 85.6512 | 0 | 0 | 0 | 0
13.07. | 2 | 85.6512 |  | 85.6512 | 0 | 0 | 0 | 0
13.07. | 3 | 85.6512 |  | 85.6512 | 0 | 0 | 0 | 0
13.07. | 4 | 85.5012 |  | 85.5012 | 0 | 0 | 0 | 0
13.07. | 5 | 85.6512 |  | 85.6512 | 0 | 0 | 0 | 0
13.07. | 6 | 85.5012 |  | 85.5012 | 0 | 0 | 0 | 0
13.07. | 7 | 85.6512 |  | 85.6512 | 0 | 0 | 0 | 0
13.07. | 8 | 85.8012 |  | 85.8012 | 0 | 0 | 0 | 0
13.07. | 9 | 89.4013 |  | 89.4013 | 0 | 0 | 0 | 0
13.07. | 10 | 90.4513 |  | 90.4513 | 0 | 0 | 0 | 0
13.07. | 11 | 90.3013 |  | 90.3013 | 0 | 0 | 0 | 0
13.07. | 12 | 90.4513 |  | 90.4513 | 0 | 0 | 0 | 0
13.07. | 13 | 90.4513 |  | 90.4513 | 0 | 0 | 0 | 0
13.07. | 14 | 90.3013 |  | 90.3013 | 0 | 0 | 0 | 0
13.07. | 15 | 90.3013 |  | 90.3013 | 0 | 0 | 0 | 0
13.07. | 16 | 90.1513 |  | 90.1513 | 0 | 0 | 0 | 0
13.07. | 17 | 90.1513 |  | 90.1513 | 0 | 0 | 0 | 0
13.07. | 18 | 90.1513 |  | 90.1513 | 0 | 0 | 0 | 0
13.07. | 19 | 90.1513 |  | 90.1513 | 0 | 0 | 0 | 0
13.07. | 20 | 90.1513 |  | 90.1513 | 0 | 0 | 0 | 0
13.07. | 21 | 90.1513 |  | 90.1513 | 0 | 0 | 0 | 0
13.07. | 22 | 90.1513 |  | 90.1513 | 0 | 0 | 0 | 0
13.07. | 23 | 89.4013 |  | 89.4013 | 0 | 0 | 0 | 0
13.07. | 24 | 85.6512 |  | 85.6512 | 0 | 0 | 0 | 0
14.07. | 1 | 86.4012 |  | 86.4012 | 0 | 0 | 0 | 0
14.07. | 2 | 88.8013 |  | 88.8013 | 0 | 0 | 0 | 0
14.07. | 3 | 88.9513 |  | 88.9513 | 0 | 0 | 0 | 0
14.07. | 4 | 88.9513 |  | 88.9513 | 0 | 0 | 0 | 0
14.07. | 5 | 88.9513 |  | 88.9513 | 0 | 0 | 0 | 0
14.07. | 6 | 88.9513 |  | 88.9513 | 0 | 0 | 0 | 0
14.07. | 7 | 88.9513 |  | 88.9513 | 0 | 0 | 0 | 0
14.07. | 8 | 89.1013 |  | 89.1013 | 0 | 0 | 0 | 0
14.07. | 9 | 92.8513 |  | 92.8513 | 0 | 0 | 0 | 0
14.07. | 10 | 93.7513 |  | 93.7513 | 0 | 0 | 0 | 0
14.07. | 11 | 92.8513 |  | 92.8513 | 0 | 0 | 0 | 0
14.07. | 12 | 89.1013 |  | 89.1013 | 0 | 0 | 0 | 0
14.07. | 13 | 89.4013 |  | 89.4013 | 0 | 0 | 0 | 0
14.07. | 14 | 89.1013 |  | 89.1013 | 0 | 0 | 0 | 0
14.07. | 15 | 88.9513 |  | 88.9513 | 0 | 0 | 0 | 0
14.07. | 16 | 88.9513 |  | 88.9513 | 0 | 0 | 0 | 0
14.07. | 17 | 89.1013 |  | 89.1013 | 0 | 0 | 0 | 0
14.07. | 18 | 84.4512 |  | 84.4512 | 0 | 0 | 0 | 0
14.07. | 19 | 88.9513 |  | 88.9513 | 0 | 0 | 0 | 0
14.07. | 20 | 88.9513 |  | 88.9513 | 0 | 0 | 0 | 0
14.07. | 21 | 88.9513 |  | 88.9513 | 0 | 0 | 0 | 0
14.07. | 22 | 88.9513 |  | 88.9513 | 0 | 0 | 0 | 0
14.07. | 23 | 88.9513 |  | 88.9513 | 0 | 0 | 0 | 0
14.07. | 24 | 85.0512 |  | 85.0512 | 0 | 0 | 0 | 0
15.07. | 1 | 84.4512 |  | 84.4512 | 0 | 0 | 0 | 0
15.07. | 2 | 84.4512 |  | 84.4512 | 0 | 0 | 0 | 0
15.07. | 3 | 84.4512 |  | 84.4512 | 0 | 0 | 0 | 0
15.07. | 4 | 84.4512 |  | 84.4512 | 0 | 0 | 0 | 0
15.07. | 5 | 84.4512 |  | 84.4512 | 0 | 0 | 0 | 0
15.07. | 6 | 84.4512 |  | 84.4512 | 0 | 0 | 0 | 0
15.07. | 7 | 70.201 |  | 70.201 | 0 | 0 | 0 | 0
15.07. | 8 | 66.3009 |  | 66.3009 | 0 | 0 | 0 | 0
15.07. | 9 | 69.001 |  | 69.001 | 0 | 0 | 0 | 0
15.07. | 10 | 70.651 |  | 70.651 | 0 | 0 | 0 | 0
15.07. | 11 | 70.651 |  | 70.651 | 0 | 0 | 0 | 0
15.07. | 12 | 70.801 |  | 70.801 | 0 | 0 | 0 | 0
15.07. | 13 | 70.951 |  | 70.951 | 0 | 0 | 0 | 0
15.07. | 14 | 70.651 |  | 70.651 | 0 | 0 | 0 | 0
15.07. | 15 | 70.651 |  | 70.651 | 0 | 0 | 0 | 0
15.07. | 16 | 70.651 |  | 70.651 | 0 | 0 | 0 | 0
15.07. | 17 | 70.651 |  | 70.651 | 0 | 0 | 0 | 0
15.07. | 18 | 70.651 |  | 70.651 | 0 | 0 | 0 | 0
15.07. | 19 | 70.651 |  | 70.651 | 0 | 0 | 0 | 0
15.07. | 20 | 70.651 |  | 70.651 | 0 | 0 | 0 | 0
15.07. | 21 | 69.451 |  | 69.451 | 0 | 0 | 0 | 0
15.07. | 22 | 69.151 |  | 69.151 | 0 | 0 | 0 | 0
15.07. | 23 | 69.001 |  | 69.001 | 0 | 0 | 0 | 0
15.07. | 24 | 69.151 |  | 69.151 | 0 | 0 | 0 | 0
16.07. | 1 | 69.151 |  | 69.151 | 0 | 0 | 0 | 0
16.07. | 2 | 69.151 |  | 69.151 | 0 | 0 | 0 | 0
16.07. | 3 | 69.001 |  | 69.001 | 0 | 0 | 0 | 0
16.07. | 4 | 69.151 |  | 69.151 | 0 | 0 | 0 | 0
16.07. | 5 | 69.151 |  | 69.151 | 0 | 0 | 0 | 0
16.07. | 6 | 69.151 |  | 69.151 | 0 | 0 | 0 | 0
16.07. | 7 | 69.151 |  | 69.151 | 0 | 0 | 0 | 0
16.07. | 8 | 69.301 |  | 69.301 | 0 | 0 | 0 | 0
16.07. | 9 | 70.651 |  | 70.651 | 0 | 0 | 0 | 0
16.07. | 10 | 73.201 |  | 73.201 | 0 | 0 | 0 | 0
16.07. | 11 | 73.201 |  | 73.201 | 0 | 0 | 0 | 0
16.07. | 12 | 72.901 |  | 72.901 | 0 | 0 | 0 | 0
16.07. | 13 | 72.901 |  | 72.901 | 0 | 0 | 0 | 0
16.07. | 14 | 72.901 |  | 72.901 | 0 | 0 | 0 | 0
16.07. | 15 | 73.051 |  | 73.051 | 0 | 0 | 0 | 0
16.07. | 16 | 72.901 |  | 72.901 | 0 | 0 | 0 | 0
16.07. | 17 | 72.901 |  | 72.901 | 0 | 0 | 0 | 0
16.07. | 18 | 72.901 |  | 72.901 | 0 | 0 | 0 | 0
16.07. | 19 | 72.901 |  | 72.901 | 0 | 0 | 0 | 0
16.07. | 20 | 73.351 |  | 73.351 | 0 | 0 | 0 | 0
16.07. | 21 | 74.4011 |  | 74.4011 | 0 | 0 | 0 | 0
16.07. | 22 | 74.5511 |  | 74.5511 | 0 | 0 | 0 | 0
16.07. | 23 | 74.5511 |  | 74.5511 | 0 | 0 | 0 | 0
16.07. | 24 | 74.4011 |  | 74.4011 | 0 | 0 | 0 | 0
17.07. | 1 | 74.4011 |  | 74.4011 | 0 | 0 | 0 | 0
17.07. | 2 | 74.4011 |  | 74.4011 | 0 | 0 | 0 | 0
17.07. | 3 | 74.4011 |  | 74.4011 | 0 | 0 | 0 | 0
17.07. | 4 | 74.4011 |  | 74.4011 | 0 | 0 | 0 | 0
17.07. | 5 | 74.4011 |  | 74.4011 | 0 | 0 | 0 | 0
17.07. | 6 | 74.4011 |  | 74.4011 | 0 | 0 | 0 | 0
17.07. | 7 | 74.7011 |  | 74.7011 | 0 | 0 | 0 | 0
17.07. | 8 | 74.8511 |  | 74.8511 | 0 | 0 | 0 | 0
17.07. | 9 | 74.8511 |  | 74.8511 | 0 | 0 | 0 | 0
17.07. | 10 | 74.7011 |  | 74.7011 | 0 | 0 | 0 | 0
17.07. | 11 | 76.8011 |  | 76.8011 | 0 | 0 | 0 | 0
17.07. | 12 | 75.3011 |  | 75.3011 | 0 | 0 | 0 | 0
17.07. | 13 | 75.4511 |  | 75.4511 | 0 | 0 | 0 | 0
17.07. | 14 | 71.251 |  | 71.251 | 0 | 0 | 0 | 0
17.07. | 15 | 70.801 |  | 70.801 | 0 | 0 | 0 | 0
17.07. | 16 | 70.801 |  | 70.801 | 0 | 0 | 0 | 0
17.07. | 17 | 70.801 |  | 70.801 | 0 | 0 | 0 | 0
17.07. | 18 | 70.801 |  | 70.801 | 0 | 0 | 0 | 0
17.07. | 19 | 70.801 |  | 70.801 | 0 | 0 | 0 | 0
17.07. | 20 | 70.801 |  | 70.801 | 0 | 0 | 0 | 0
17.07. | 21 | 70.801 |  | 70.801 | 0 | 0 | 0 | 0
17.07. | 22 | 70.801 |  | 70.801 | 0 | 0 | 0 | 0
17.07. | 23 | 70.801 |  | 70.801 | 0 | 0 | 0 | 0
17.07. | 24 | 70.651 |  | 70.651 | 0 | 0 | 0 | 0
18.07. | 1 | 70.651 |  | 70.651 | 0 | 0 | 0 | 0
18.07. | 2 | 70.651 |  | 70.651 | 0 | 0 | 0 | 0
18.07. | 3 | 70.651 |  | 70.651 | 0 | 0 | 0 | 0
18.07. | 4 | 70.651 |  | 70.651 | 0 | 0 | 0 | 0
18.07. | 5 | 70.651 |  | 70.651 | 0 | 0 | 0 | 0
18.07. | 6 | 70.501 |  | 70.501 | 0 | 0 | 0 | 0
18.07. | 7 | 67.801 |  | 67.801 | 0 | 0 | 0 | 0
18.07. | 8 | 77.8511 |  | 77.8511 | 0 | 0 | 0 | 0
18.07. | 9 | 78.3011 |  | 78.3011 | 0 | 0 | 0 | 0
18.07. | 10 | 75.7511 |  | 75.7511 | 0 | 0 | 0 | 0
18.07. | 11 | 81.1511 |  | 81.1511 | 0 | 0 | 0 | 0
18.07. | 12 | 84.4512 |  | 84.4512 | 0 | 0 | 0 | 0
18.07. | 13 | 89.4013 |  | 89.4013 | 0 | 0 | 0 | 0
18.07. | 14 | 90.7513 |  | 90.7513 | 0 | 0 | 0 | 0
18.07. | 15 | 90.6013 |  | 90.6013 | 0 | 0 | 0 | 0
18.07. | 16 | 90.7513 |  | 90.7513 | 0 | 0 | 0 | 0
18.07. | 17 | 90.6013 |  | 90.6013 | 0 | 0 | 0 | 0
18.07. | 18 | 90.7513 |  | 90.7513 | 0 | 0 | 0 | 0
18.07. | 19 | 90.7513 |  | 90.7513 | 0 | 0 | 0 | 0
18.07. | 20 | 90.6013 |  | 90.6013 | 0 | 0 | 0 | 0
18.07. | 21 | 92.8513 |  | 92.8513 | 0 | 0 | 0 | 0
18.07. | 22 | 93.6013 |  | 93.6013 | 0 | 0 | 0 | 0
18.07. | 23 | 93.6013 |  | 93.6013 | 0 | 0 | 0 | 0
18.07. | 24 | 93.6013 |  | 93.6013 | 0 | 0 | 0 | 0
19.07. | 1 | 91.2013 |  | 91.2013 | 0 | 0 | 0 | 0
19.07. | 2 | 88.9513 |  | 88.9513 | 0 | 0 | 0 | 0
19.07. | 3 | 88.9513 |  | 88.9513 | 0 | 0 | 0 | 0
19.07. | 4 | 88.9513 |  | 88.9513 | 0 | 0 | 0 | 0
19.07. | 5 | 88.9513 |  | 88.9513 | 0 | 0 | 0 | 0
19.07. | 6 | 88.9513 |  | 88.9513 | 0 | 0 | 0 | 0
19.07. | 7 | 88.9513 |  | 88.9513 | 0 | 0 | 0 | 0
19.07. | 8 | 90.9013 |  | 90.9013 | 0 | 0 | 0 | 0
19.07. | 9 | 93.6013 |  | 93.6013 | 0 | 0 | 0 | 0
19.07. | 10 | 93.6013 |  | 93.6013 | 0 | 0 | 0 | 0
19.07. | 11 | 93.6013 |  | 93.6013 | 0 | 0 | 0 | 0
19.07. | 12 | 93.6013 |  | 93.6013 | 0 | 0 | 0 | 0
19.07. | 13 | 93.6013 |  | 93.6013 | 0 | 0 | 0 | 0
19.07. | 14 | 93.7513 |  | 93.7513 | 0 | 0 | 0 | 0
19.07. | 15 | 93.7513 |  | 93.7513 | 0 | 0 | 0 | 0
19.07. | 16 | 93.9013 |  | 93.9013 | 0 | 0 | 0 | 0
19.07. | 17 | 93.9013 |  | 93.9013 | 0 | 0 | 0 | 0
19.07. | 18 | 93.7513 |  | 93.7513 | 0 | 0 | 0 | 0
19.07. | 19 | 93.6013 |  | 93.6013 | 0 | 0 | 0 | 0
19.07. | 20 | 93.6013 |  | 93.6013 | 0 | 0 | 0 | 0
19.07. | 21 | 93.6013 |  | 93.6013 | 0 | 0 | 0 | 0
19.07. | 22 | 93.6013 |  | 93.6013 | 0 | 0 | 0 | 0
19.07. | 23 | 91.5013 |  | 91.5013 | 0 | 0 | 0 | 0
19.07. | 24 | 88.9513 |  | 88.9513 | 0 | 0 | 0 | 0
20.07. | 1 | 89.1013 |  | 89.1013 | 0 | 0 | 0 | 0
20.07. | 2 | 89.1013 |  | 89.1013 | 0 | 0 | 0 | 0
20.07. | 3 | 88.9513 |  | 88.9513 | 0 | 0 | 0 | 0
20.07. | 4 | 88.9513 |  | 88.9513 | 0 | 0 | 0 | 0
20.07. | 5 | 88.9513 |  | 88.9513 | 0 | 0 | 0 | 0
20.07. | 6 | 89.1013 |  | 89.1013 | 0 | 0 | 0 | 0
20.07. | 7 | 88.9513 |  | 88.9513 | 0 | 0 | 0 | 0
20.07. | 8 | 88.9513 |  | 88.9513 | 0 | 0 | 0 | 0
20.07. | 9 | 89.2513 |  | 89.2513 | 0 | 0 | 0 | 0
20.07. | 10 | 91.6513 |  | 91.6513 | 0 | 0 | 0 | 0
20.07. | 11 | 93.6013 |  | 93.6013 | 0 | 0 | 0 | 0
20.07. | 12 | 93.7513 |  | 93.7513 | 0 | 0 | 0 | 0
20.07. | 13 | 93.7513 |  | 93.7513 | 0 | 0 | 0 | 0
20.07. | 14 | 93.7513 |  | 93.7513 | 0 | 0 | 0 | 0
20.07. | 15 | 93.6013 |  | 93.6013 | 0 | 0 | 0 | 0
20.07. | 16 | 93.7513 |  | 93.7513 | 0 | 0 | 0 | 0
20.07. | 17 | 93.7513 |  | 93.7513 | 0 | 0 | 0 | 0
20.07. | 18 | 93.6013 |  | 93.6013 | 0 | 0 | 0 | 0
20.07. | 19 | 93.6013 |  | 93.6013 | 0 | 0 | 0 | 0
20.07. | 20 | 93.6013 |  | 93.6013 | 0 | 0 | 0 | 0
20.07. | 21 | 93.6013 |  | 93.6013 | 0 | 0 | 0 | 0
20.07. | 22 | 93.6013 |  | 93.6013 | 0 | 0 | 0 | 0
20.07. | 23 | 93.6013 |  | 93.6013 | 0 | 0 | 0 | 0
20.07. | 24 | 93.6013 |  | 93.6013 | 0 | 0 | 0 | 0
21.07. | 1 | 91.2013 |  | 91.2013 | 0 | 0 | 0 | 0
21.07. | 2 | 88.9513 |  | 88.9513 | 0 | 0 | 0 | 0
21.07. | 3 | 88.9513 |  | 88.9513 | 0 | 0 | 0 | 0
21.07. | 4 | 89.1013 |  | 89.1013 | 0 | 0 | 0 | 0
21.07. | 5 | 88.9513 |  | 88.9513 | 0 | 0 | 0 | 0
21.07. | 6 | 88.9513 |  | 88.9513 | 0 | 0 | 0 | 0
21.07. | 7 | 88.9513 |  | 88.9513 | 0 | 0 | 0 | 0
21.07. | 8 | 93.1513 |  | 93.1513 | 0 | 0 | 0 | 0
21.07. | 9 | 93.4513 |  | 93.4513 | 0 | 0 | 0 | 0
21.07. | 10 | 93.6013 |  | 93.6013 | 0 | 0 | 0 | 0
21.07. | 11 | 93.6013 |  | 93.6013 | 0 | 0 | 0 | 0
21.07. | 12 | 93.6013 |  | 93.6013 | 0 | 0 | 0 | 0
21.07. | 13 | 93.6013 |  | 93.6013 | 0 | 0 | 0 | 0
21.07. | 14 | 93.3013 |  | 93.3013 | 0 | 0 | 0 | 0
21.07. | 15 | 93.3013 |  | 93.3013 | 0 | 0 | 0 | 0
21.07. | 16 | 93.3013 |  | 93.3013 | 0 | 0 | 0 | 0
21.07. | 17 | 93.3013 |  | 93.3013 | 0 | 0 | 0 | 0
21.07. | 18 | 93.3013 |  | 93.3013 | 0 | 0 | 0 | 0
21.07. | 19 | 93.3013 |  | 93.3013 | 0 | 0 | 0 | 0
21.07. | 20 | 93.3013 |  | 93.3013 | 0 | 0 | 0 | 0
21.07. | 21 | 93.6013 |  | 93.6013 | 0 | 0 | 0 | 0
21.07. | 22 | 93.6013 |  | 93.6013 | 0 | 0 | 0 | 0
21.07. | 23 | 93.6013 |  | 93.6013 | 0 | 0 | 0 | 0
21.07. | 24 | 93.0013 |  | 93.0013 | 0 | 0 | 0 | 0
22.07. | 1 | 88.9513 |  | 88.9513 | 0 | 0 | 0 | 0
22.07. | 2 | 88.9513 |  | 88.9513 | 0 | 0 | 0 | 0
22.07. | 3 | 88.9513 |  | 88.9513 | 0 | 0 | 0 | 0
22.07. | 4 | 88.9513 |  | 88.9513 | 0 | 0 | 0 | 0
22.07. | 5 | 88.9513 |  | 88.9513 | 0 | 0 | 0 | 0
22.07. | 6 | 88.9513 |  | 88.9513 | 0 | 0 | 0 | 0
22.07. | 7 | 88.8013 |  | 88.8013 | 0 | 0 | 0 | 0
22.07. | 8 | 91.3513 |  | 91.3513 | 0 | 0 | 0 | 0
22.07. | 9 | 92.2513 |  | 92.2513 | 0 | 0 | 0 | 0
22.07. | 10 | 92.2513 |  | 92.2513 | 0 | 0 | 0 | 0
22.07. | 11 | 92.2513 |  | 92.2513 | 0 | 0 | 0 | 0
22.07. | 12 | 92.2513 |  | 92.2513 | 0 | 0 | 0 | 0
22.07. | 13 | 92.2513 |  | 92.2513 | 0 | 0 | 0 | 0
22.07. | 14 | 92.5513 |  | 92.5513 | 0 | 0 | 0 | 0
22.07. | 15 | 92.2513 |  | 92.2513 | 0 | 0 | 0 | 0
22.07. | 16 | 90.7513 |  | 90.7513 | 0 | 0 | 0 | 0
22.07. | 17 | 90.7513 |  | 90.7513 | 0 | 0 | 0 | 0
22.07. | 18 | 90.7513 |  | 90.7513 | 0 | 0 | 0 | 0
22.07. | 19 | 91.8013 |  | 91.8013 | 0 | 0 | 0 | 0
22.07. | 20 | 92.1013 |  | 92.1013 | 0 | 0 | 0 | 0
22.07. | 21 | 92.2513 |  | 92.2513 | 0 | 0 | 0 | 0
22.07. | 22 | 92.1013 |  | 92.1013 | 0 | 0 | 0 | 0
22.07. | 23 | 92.1013 |  | 92.1013 | 0 | 0 | 0 | 0
22.07. | 24 | 92.1013 |  | 92.1013 | 0 | 0 | 0 | 0
23.07. | 1 | 89.1013 |  | 89.1013 | 0 | 0 | 0 | 0
23.07. | 2 | 87.6012 |  | 87.6012 | 0 | 0 | 0 | 0
23.07. | 3 | 87.6012 |  | 87.6012 | 0 | 0 | 0 | 0
23.07. | 4 | 87.6012 |  | 87.6012 | 0 | 0 | 0 | 0
23.07. | 5 | 87.6012 |  | 87.6012 | 0 | 0 | 0 | 0
23.07. | 6 | 87.6012 |  | 87.6012 | 0 | 0 | 0 | 0
23.07. | 7 | 87.6012 |  | 87.6012 | 0 | 0 | 0 | 0
23.07. | 8 | 87.7512 |  | 87.7512 | 0 | 0 | 0 | 0
23.07. | 9 | 87.9012 |  | 87.9012 | 0 | 0 | 0 | 0
23.07. | 10 | 88.0512 |  | 88.0512 | 0 | 0 | 0 | 0
23.07. | 11 | 87.7512 |  | 87.7512 | 0 | 0 | 0 | 0
23.07. | 12 | 87.9012 |  | 87.9012 | 0 | 0 | 0 | 0
23.07. | 13 | 88.2012 |  | 88.2012 | 0 | 0 | 0 | 0
23.07. | 14 | 87.9012 |  | 87.9012 | 0 | 0 | 0 | 0
23.07. | 15 | 88.0512 |  | 88.0512 | 0 | 0 | 0 | 0
23.07. | 16 | 88.0512 |  | 88.0512 | 0 | 0 | 0 | 0
23.07. | 17 | 88.0512 |  | 88.0512 | 0 | 0 | 0 | 0
23.07. | 18 | 88.2012 |  | 88.2012 | 0 | 0 | 0 | 0
23.07. | 19 | 88.2012 |  | 88.2012 | 0 | 0 | 0 | 0
23.07. | 20 | 88.0512 |  | 88.0512 | 0 | 0 | 0 | 0
23.07. | 21 | 87.9012 |  | 87.9012 | 0 | 0 | 0 | 0
23.07. | 22 | 87.9012 |  | 87.9012 | 0 | 0 | 0 | 0
23.07. | 23 | 87.9012 |  | 87.9012 | 0 | 0 | 0 | 0
23.07. | 24 | 87.9012 |  | 87.9012 | 0 | 0 | 0 | 0
24.07. | 1 | 86.7012 |  | 86.7012 | 0 | 0 | 0 | 0
24.07. | 2 | 89.2513 |  | 89.2513 | 0 | 0 | 0 | 0
24.07. | 3 | 89.2513 |  | 89.2513 | 0 | 0 | 0 | 0
24.07. | 4 | 89.2513 |  | 89.2513 | 0 | 0 | 0 | 0
24.07. | 5 | 89.2513 |  | 89.2513 | 0 | 0 | 0 | 0
24.07. | 6 | 89.2513 |  | 89.2513 | 0 | 0 | 0 | 0
24.07. | 7 | 89.4013 |  | 89.4013 | 0 | 0 | 0 | 0
24.07. | 8 | 89.4013 |  | 89.4013 | 0 | 0 | 0 | 0
24.07. | 9 | 89.2513 |  | 89.2513 | 0 | 0 | 0 | 0
24.07. | 10 | 89.2513 |  | 89.2513 | 0 | 0 | 0 | 0
24.07. | 11 | 89.2513 |  | 89.2513 | 0 | 0 | 0 | 0
24.07. | 12 | 89.2513 |  | 89.2513 | 0 | 0 | 0 | 0
24.07. | 13 | 89.2513 |  | 89.2513 | 0 | 0 | 0 | 0
24.07. | 14 | 89.4013 |  | 89.4013 | 0 | 0 | 0 | 0
24.07. | 15 | 91.6513 |  | 91.6513 | 0 | 0 | 0 | 0
24.07. | 16 | 94.8013 |  | 94.8013 | 0 | 0 | 0 | 0
24.07. | 17 | 94.6513 |  | 94.6513 | 0 | 0 | 0 | 0
24.07. | 18 | 94.6513 |  | 94.6513 | 0 | 0 | 0 | 0
24.07. | 19 | 93.3013 |  | 93.3013 | 0 | 0 | 0 | 0
24.07. | 20 | 91.6513 |  | 91.6513 | 0 | 0 | 0 | 0
24.07. | 21 | 91.6513 |  | 91.6513 | 0 | 0 | 0 | 0
24.07. | 22 | 91.6513 |  | 91.6513 | 0 | 0 | 0 | 0
24.07. | 23 | 91.6513 |  | 91.6513 | 0 | 0 | 0 | 0
24.07. | 24 | 91.6513 |  | 91.6513 | 0 | 0 | 0 | 0
25.07. | 1 | 91.6513 |  | 91.6513 | 0 | 0 | 0 | 0
25.07. | 2 | 90.0013 |  | 90.0013 | 0 | 0 | 0 | 0
25.07. | 3 | 89.8513 |  | 89.8513 | 0 | 0 | 0 | 0
25.07. | 4 | 89.8513 |  | 89.8513 | 0 | 0 | 0 | 0
25.07. | 5 | 89.8513 |  | 89.8513 | 0 | 0 | 0 | 0
25.07. | 6 | 89.8513 |  | 89.8513 | 0 | 0 | 0 | 0
25.07. | 7 | 89.8513 |  | 89.8513 | 0 | 0 | 0 | 0
25.07. | 8 | 89.8513 |  | 89.8513 | 0 | 0 | 0 | 0
25.07. | 9 | 88.5012 |  | 88.5012 | 0 | 0 | 0 | 0
25.07. | 10 | 88.3512 |  | 88.3512 | 0 | 0 | 0 | 0
25.07. | 11 | 89.8513 |  | 89.8513 | 0 | 0 | 0 | 0
25.07. | 12 | 92.1013 |  | 92.1013 | 0 | 0 | 0 | 0
25.07. | 13 | 92.2513 |  | 92.2513 | 0 | 0 | 0 | 0
25.07. | 14 | 92.2513 |  | 92.2513 | 0 | 0 | 0 | 0
25.07. | 15 | 92.2513 |  | 92.2513 | 0 | 0 | 0 | 0
25.07. | 16 | 92.2513 |  | 92.2513 | 0 | 0 | 0 | 0
25.07. | 17 | 92.2513 |  | 92.2513 | 0 | 0 | 0 | 0
25.07. | 18 | 92.4013 |  | 92.4013 | 0 | 0 | 0 | 0
25.07. | 19 | 92.2513 |  | 92.2513 | 0 | 0 | 0 | 0
25.07. | 20 | 92.2513 |  | 92.2513 | 0 | 0 | 0 | 0
25.07. | 21 | 92.2513 |  | 92.2513 | 0 | 0 | 0 | 0
25.07. | 22 | 92.2513 |  | 92.2513 | 0 | 0 | 0 | 0
25.07. | 23 | 92.2513 |  | 92.2513 | 0 | 0 | 0 | 0
25.07. | 24 | 89.2513 |  | 89.2513 | 0 | 0 | 0 | 0
26.07. | 1 | 88.3512 |  | 88.3512 | 0 | 0 | 0 | 0
26.07. | 2 | 89.1013 |  | 89.1013 | 0 | 0 | 0 | 0
26.07. | 3 | 89.1013 |  | 89.1013 | 0 | 0 | 0 | 0
26.07. | 4 | 89.1013 |  | 89.1013 | 0 | 0 | 0 | 0
26.07. | 5 | 89.1013 |  | 89.1013 | 0 | 0 | 0 | 0
26.07. | 6 | 89.1013 |  | 89.1013 | 0 | 0 | 0 | 0
26.07. | 7 | 84.0012 |  | 84.0012 | 0 | 0 | 0 | 0
26.07. | 8 | 86.5512 |  | 86.5512 | 0 | 0 | 0 | 0
26.07. | 9 | 87.6012 |  | 87.6012 | 0 | 0 | 0 | 0
26.07. | 10 | 87.6012 |  | 87.6012 | 0 | 0 | 0 | 0
26.07. | 11 | 92.2513 |  | 92.2513 | 0 | 0 | 0 | 0
26.07. | 12 | 93.7513 |  | 93.7513 | 0 | 0 | 0 | 0
26.07. | 13 | 93.9013 |  | 93.9013 | 0 | 0 | 0 | 0
26.07. | 14 | 93.9013 |  | 93.9013 | 0 | 0 | 0 | 0
26.07. | 15 | 93.9013 |  | 93.9013 | 0 | 0 | 0 | 0
26.07. | 16 | 93.7513 |  | 93.7513 | 0 | 0 | 0 | 0
26.07. | 17 | 93.7513 |  | 93.7513 | 0 | 0 | 0 | 0
26.07. | 18 | 93.6013 |  | 93.6013 | 0 | 0 | 0 | 0
26.07. | 19 | 93.6013 |  | 93.6013 | 0 | 0 | 0 | 0
26.07. | 20 | 93.6013 |  | 93.6013 | 0 | 0 | 0 | 0
26.07. | 21 | 93.6013 |  | 93.6013 | 0 | 0 | 0 | 0
26.07. | 22 | 93.6013 |  | 93.6013 | 0 | 0 | 0 | 0
26.07. | 23 | 93.6013 |  | 93.6013 | 0 | 0 | 0 | 0
26.07. | 24 | 93.6013 |  | 93.6013 | 0 | 0 | 0 | 0
27.07. | 1 | 89.1013 |  | 89.1013 | 0 | 0 | 0 | 0
27.07. | 2 | 88.9513 |  | 88.9513 | 0 | 0 | 0 | 0
27.07. | 3 | 89.1013 |  | 89.1013 | 0 | 0 | 0 | 0
27.07. | 4 | 88.9513 |  | 88.9513 | 0 | 0 | 0 | 0
27.07. | 5 | 89.1013 |  | 89.1013 | 0 | 0 | 0 | 0
27.07. | 6 | 88.9513 |  | 88.9513 | 0 | 0 | 0 | 0
27.07. | 7 | 89.2513 |  | 89.2513 | 0 | 0 | 0 | 0
27.07. | 8 | 93.7513 |  | 93.7513 | 0 | 0 | 0 | 0
27.07. | 9 | 93.7513 |  | 93.7513 | 0 | 0 | 0 | 0
27.07. | 10 | 94.0513 |  | 94.0513 | 0 | 0 | 0 | 0
27.07. | 11 | 93.6013 |  | 93.6013 | 0 | 0 | 0 | 0
27.07. | 12 | 93.9013 |  | 93.9013 | 0 | 0 | 0 | 0
27.07. | 13 | 93.6013 |  | 93.6013 | 0 | 0 | 0 | 0
27.07. | 14 | 93.6013 |  | 93.6013 | 0 | 0 | 0 | 0
27.07. | 15 | 93.6013 |  | 93.6013 | 0 | 0 | 0 | 0
27.07. | 16 | 93.6013 |  | 93.6013 | 0 | 0 | 0 | 0
27.07. | 17 | 93.6013 |  | 93.6013 | 0 | 0 | 0 | 0
27.07. | 18 | 93.7513 |  | 93.7513 | 0 | 0 | 0 | 0
27.07. | 19 | 93.6013 |  | 93.6013 | 0 | 0 | 0 | 0
27.07. | 20 | 93.6013 |  | 93.6013 | 0 | 0 | 0 | 0
27.07. | 21 | 93.6013 |  | 93.6013 | 0 | 0 | 0 | 0
27.07. | 22 | 93.6013 |  | 93.6013 | 0 | 0 | 0 | 0
27.07. | 23 | 93.6013 |  | 93.6013 | 0 | 0 | 0 | 0
27.07. | 24 | 93.6013 |  | 93.6013 | 0 | 0 | 0 | 0
28.07. | 1 | 89.5513 |  | 89.5513 | 0 | 0 | 0 | 0
28.07. | 2 | 89.1013 |  | 89.1013 | 0 | 0 | 0 | 0
28.07. | 3 | 88.9513 |  | 88.9513 | 0 | 0 | 0 | 0
28.07. | 4 | 89.1013 |  | 89.1013 | 0 | 0 | 0 | 0
28.07. | 5 | 88.9513 |  | 88.9513 | 0 | 0 | 0 | 0
28.07. | 6 | 88.9513 |  | 88.9513 | 0 | 0 | 0 | 0
28.07. | 7 | 88.9513 |  | 88.9513 | 0 | 0 | 0 | 0
28.07. | 8 | 92.1013 |  | 92.1013 | 0 | 0 | 0 | 0
28.07. | 9 | 93.6013 |  | 93.6013 | 0 | 0 | 0 | 0
28.07. | 10 | 93.6013 |  | 93.6013 | 0 | 0 | 0 | 0
28.07. | 11 | 93.7513 |  | 93.7513 | 0 | 0 | 0 | 0
28.07. | 12 | 93.6013 |  | 93.6013 | 0 | 0 | 0 | 0
28.07. | 13 | 93.6013 |  | 93.6013 | 0 | 0 | 0 | 0
28.07. | 14 | 93.7513 |  | 93.7513 | 0 | 0 | 0 | 0
28.07. | 15 | 93.9013 |  | 93.9013 | 0 | 0 | 0 | 0
28.07. | 16 | 93.9013 |  | 93.9013 | 0 | 0 | 0 | 0
28.07. | 17 | 93.9013 |  | 93.9013 | 0 | 0 | 0 | 0
28.07. | 18 | 93.6013 |  | 93.6013 | 0 | 0 | 0 | 0
28.07. | 19 | 93.3013 |  | 93.3013 | 0 | 0 | 0 | 0
28.07. | 20 | 93.3013 |  | 93.3013 | 0 | 0 | 0 | 0
28.07. | 21 | 93.3013 |  | 93.3013 | 0 | 0 | 0 | 0
28.07. | 22 | 93.3013 |  | 93.3013 | 0 | 0 | 0 | 0
28.07. | 23 | 93.3013 |  | 93.3013 | 0 | 0 | 0 | 0
28.07. | 24 | 93.3013 |  | 93.3013 | 0 | 0 | 0 | 0
29.07. | 1 | 93.3013 |  | 93.3013 | 0 | 0 | 0 | 0
29.07. | 2 | 93.3013 |  | 93.3013 | 0 | 0 | 0 | 0
29.07. | 3 | 93.3013 |  | 93.3013 | 0 | 0 | 0 | 0
29.07. | 4 | 93.3013 |  | 93.3013 | 0 | 0 | 0 | 0
29.07. | 5 | 93.3013 |  | 93.3013 | 0 | 0 | 0 | 0
29.07. | 6 | 93.3013 |  | 93.3013 | 0 | 0 | 0 | 0
29.07. | 7 | 93.3013 |  | 93.3013 | 0 | 0 | 0 | 0
29.07. | 8 | 93.4513 |  | 93.4513 | 0 | 0 | 0 | 0
29.07. | 9 | 93.9013 |  | 93.9013 | 0 | 0 | 0 | 0
29.07. | 10 | 94.0513 |  | 94.0513 | 0 | 0 | 0 | 0
29.07. | 11 | 92.1013 |  | 92.1013 | 0 | 0 | 0 | 0
29.07. | 12 | 89.1013 |  | 89.1013 | 0 | 0 | 0 | 0
29.07. | 13 | 91.8013 |  | 91.8013 | 0 | 0 | 0 | 0
29.07. | 14 | 93.9013 |  | 93.9013 | 0 | 0 | 0 | 0
29.07. | 15 | 93.9013 |  | 93.9013 | 0 | 0 | 0 | 0
29.07. | 16 | 93.9013 |  | 93.9013 | 0 | 0 | 0 | 0
29.07. | 17 | 93.9013 |  | 93.9013 | 0 | 0 | 0 | 0
29.07. | 18 | 93.9013 |  | 93.9013 | 0 | 0 | 0 | 0
29.07. | 19 | 93.9013 |  | 93.9013 | 0 | 0 | 0 | 0
29.07. | 20 | 93.9013 |  | 93.9013 | 0 | 0 | 0 | 0
29.07. | 21 | 93.7513 |  | 93.7513 | 0 | 0 | 0 | 0
29.07. | 22 | 93.7513 |  | 93.7513 | 0 | 0 | 0 | 0
29.07. | 23 | 93.7513 |  | 93.7513 | 0 | 0 | 0 | 0
29.07. | 24 | 93.7513 |  | 93.7513 | 0 | 0 | 0 | 0
30.07. | 1 | 91.2013 |  | 91.2013 | 0 | 0 | 0 | 0
30.07. | 2 | 89.2513 |  | 89.2513 | 0 | 0 | 0 | 0
30.07. | 3 | 89.1013 |  | 89.1013 | 0 | 0 | 0 | 0
30.07. | 4 | 89.1013 |  | 89.1013 | 0 | 0 | 0 | 0
30.07. | 5 | 89.2513 |  | 89.2513 | 0 | 0 | 0 | 0
30.07. | 6 | 89.1013 |  | 89.1013 | 0 | 0 | 0 | 0
30.07. | 7 | 89.1013 |  | 89.1013 | 0 | 0 | 0 | 0
30.07. | 8 | 89.2513 |  | 89.2513 | 0 | 0 | 0 | 0
30.07. | 9 | 89.5513 |  | 89.5513 | 0 | 0 | 0 | 0
30.07. | 10 | 89.2513 |  | 89.2513 | 0 | 0 | 0 | 0
30.07. | 11 | 89.1013 |  | 89.1013 | 0 | 0 | 0 | 0
30.07. | 12 | 90.9013 |  | 90.9013 | 0 | 0 | 0 | 0
30.07. | 13 | 92.1013 |  | 92.1013 | 0 | 0 | 0 | 0
30.07. | 14 | 92.1013 |  | 92.1013 | 0 | 0 | 0 | 0
30.07. | 15 | 91.9513 |  | 91.9513 | 0 | 0 | 0 | 0
30.07. | 16 | 91.9513 |  | 91.9513 | 0 | 0 | 0 | 0
30.07. | 17 | 91.9513 |  | 91.9513 | 0 | 0 | 0 | 0
30.07. | 18 | 92.1013 |  | 92.1013 | 0 | 0 | 0 | 0
30.07. | 19 | 92.1013 |  | 92.1013 | 0 | 0 | 0 | 0
30.07. | 20 | 92.1013 |  | 92.1013 | 0 | 0 | 0 | 0
30.07. | 21 | 92.1013 |  | 92.1013 | 0 | 0 | 0 | 0
30.07. | 22 | 92.1013 |  | 92.1013 | 0 | 0 | 0 | 0
30.07. | 23 | 92.1013 |  | 92.1013 | 0 | 0 | 0 | 0
30.07. | 24 | 92.2513 |  | 92.2513 | 0 | 0 | 0 | 0
31.07. | 1 | 92.2513 |  | 92.2513 | 0 | 0 | 0 | 0
31.07. | 2 | 89.4013 |  | 89.4013 | 0 | 0 | 0 | 0
31.07. | 3 | 89.1013 |  | 89.1013 | 0 | 0 | 0 | 0
31.07. | 4 | 89.1013 |  | 89.1013 | 0 | 0 | 0 | 0
31.07. | 5 | 89.1013 |  | 89.1013 | 0 | 0 | 0 | 0
31.07. | 6 | 89.1013 |  | 89.1013 | 0 | 0 | 0 | 0
31.07. | 7 | 89.1013 |  | 89.1013 | 0 | 0 | 0 | 0
31.07. | 8 | 93.1513 |  | 93.1513 | 0 | 0 | 0 | 0
31.07. | 9 | 93.7513 |  | 93.7513 | 0 | 0 | 0 | 0
31.07. | 10 | 93.6013 |  | 93.6013 | 0 | 0 | 0 | 0
31.07. | 11 | 93.6013 |  | 93.6013 | 0 | 0 | 0 | 0
31.07. | 12 | 93.6013 |  | 93.6013 | 0 | 0 | 0 | 0
31.07. | 13 | 93.6013 |  | 93.6013 | 0 | 0 | 0 | 0
31.07. | 14 | 93.4513 |  | 93.4513 | 0 | 0 | 0 | 0
31.07. | 15 | 93.4513 |  | 93.4513 | 0 | 0 | 0 | 0
31.07. | 16 | 93.6013 |  | 93.6013 | 0 | 0 | 0 | 0
31.07. | 17 | 93.6013 |  | 93.6013 | 0 | 0 | 0 | 0
31.07. | 18 | 93.6013 |  | 93.6013 | 0 | 0 | 0 | 0
31.07. | 19 | 93.4513 |  | 93.4513 | 0 | 0 | 0 | 0
31.07. | 20 | 93.6013 |  | 93.6013 | 0 | 0 | 0 | 0
31.07. | 21 | 93.4513 |  | 93.4513 | 0 | 0 | 0 | 0
31.07. | 22 | 93.6013 |  | 93.6013 | 0 | 0 | 0 | 0
31.07. | 23 | 93.6013 |  | 93.6013 | 0 | 0 | 0 | 0
31.07. | 24 | 93.4513 |  | 93.4513 | 0 | 0 | 0 | 0
01.08. | 1 | 89.4013 |  | 89.4013 | 0 | 0 | 0 | 0
01.08. | 2 | 88.9513 |  | 88.9513 | 0 | 0 | 0 | 0
01.08. | 3 | 88.9513 |  | 88.9513 | 0 | 0 | 0 | 0
01.08. | 4 | 88.9513 |  | 88.9513 | 0 | 0 | 0 | 0
01.08. | 5 | 88.9513 |  | 88.9513 | 0 | 0 | 0 | 0
01.08. | 6 | 88.9513 |  | 88.9513 | 0 | 0 | 0 | 0
01.08. | 7 | 95.8514 |  | 95.8514 | 0 | 0 | 0 | 0
01.08. | 8 | 99.3014 |  | 99.3014 | 0 | 0 | 0 | 0
01.08. | 9 | 103.3515 |  | 103.3515 | 0 | 0 | 0 | 0
01.08. | 10 | 103.3515 |  | 103.3515 | 0 | 0 | 0 | 0
01.08. | 11 | 103.3515 |  | 103.3515 | 0 | 0 | 0 | 0
01.08. | 12 | 103.3515 |  | 103.3515 | 0 | 0 | 0 | 0
01.08. | 13 | 103.3515 |  | 103.3515 | 0 | 0 | 0 | 0
01.08. | 14 | 103.3515 |  | 103.3515 | 0 | 0 | 0 | 0
01.08. | 15 | 103.3515 |  | 103.3515 | 0 | 0 | 0 | 0
01.08. | 16 | 103.5015 |  | 103.5015 | 0 | 0 | 0 | 0
01.08. | 17 | 90.9013 |  | 90.9013 | 0 | 0 | 0 | 0
01.08. | 18 | 85.0512 |  | 85.0512 | 0 | 0 | 0 | 0
01.08. | 19 | 85.0512 |  | 85.0512 | 0 | 0 | 0 | 0
01.08. | 20 | 85.0512 |  | 85.0512 | 0 | 0 | 0 | 0
01.08. | 21 | 100.9514 |  | 100.9514 | 0 | 0 | 0 | 0
01.08. | 22 | 103.5015 |  | 103.5015 | 0 | 0 | 0 | 0
01.08. | 23 | 103.3515 |  | 103.3515 | 0 | 0 | 0 | 0
01.08. | 24 | 103.3515 |  | 103.3515 | 0 | 0 | 0 | 0
02.08. | 1 | 103.5015 |  | 103.5015 | 0 | 0 | 0 | 0
02.08. | 2 | 103.3515 |  | 103.3515 | 0 | 0 | 0 | 0
02.08. | 3 | 103.5015 |  | 103.5015 | 0 | 0 | 0 | 0
02.08. | 4 | 103.5015 |  | 103.5015 | 0 | 0 | 0 | 0
02.08. | 5 | 103.5015 |  | 103.5015 | 0 | 0 | 0 | 0
02.08. | 6 | 103.5015 |  | 103.5015 | 0 | 0 | 0 | 0
02.08. | 7 | 103.5015 |  | 103.5015 | 0 | 0 | 0 | 0
02.08. | 8 | 103.3515 |  | 103.3515 | 0 | 0 | 0 | 0
02.08. | 9 | 103.5015 |  | 103.5015 | 0 | 0 | 0 | 0
02.08. | 10 | 103.3515 |  | 103.3515 | 0 | 0 | 0 | 0
02.08. | 11 | 103.6515 |  | 103.6515 | 0 | 0 | 0 | 0
02.08. | 12 | 103.6515 |  | 103.6515 | 0 | 0 | 0 | 0
02.08. | 13 | 103.8015 |  | 103.8015 | 0 | 0 | 0 | 0
02.08. | 14 | 103.6515 |  | 103.6515 | 0 | 0 | 0 | 0
02.08. | 15 | 101.4014 |  | 101.4014 | 0 | 0 | 0 | 0
02.08. | 16 | 100.6514 |  | 100.6514 | 0 | 0 | 0 | 0
02.08. | 17 | 100.6514 |  | 100.6514 | 0 | 0 | 0 | 0
02.08. | 18 | 100.6514 |  | 100.6514 | 0 | 0 | 0 | 0
02.08. | 19 | 100.6514 |  | 100.6514 | 0 | 0 | 0 | 0
02.08. | 20 | 100.6514 |  | 100.6514 | 0 | 0 | 0 | 0
02.08. | 21 | 100.5014 |  | 100.5014 | 0 | 0 | 0 | 0
02.08. | 22 | 100.5014 |  | 100.5014 | 0 | 0 | 0 | 0
02.08. | 23 | 100.5014 |  | 100.5014 | 0 | 0 | 0 | 0
02.08. | 24 | 100.5014 |  | 100.5014 | 0 | 0 | 0 | 0
03.08. | 1 | 100.5014 |  | 100.5014 | 0 | 0 | 0 | 0
03.08. | 2 | 99.1514 |  | 99.1514 | 0 | 0 | 0 | 0
03.08. | 3 | 99.0014 |  | 99.0014 | 0 | 0 | 0 | 0
03.08. | 4 | 99.0014 |  | 99.0014 | 0 | 0 | 0 | 0
03.08. | 5 | 99.0014 |  | 99.0014 | 0 | 0 | 0 | 0
03.08. | 6 | 98.8514 |  | 98.8514 | 0 | 0 | 0 | 0
03.08. | 7 | 99.0014 |  | 99.0014 | 0 | 0 | 0 | 0
03.08. | 8 | 99.7514 |  | 99.7514 | 0 | 0 | 0 | 0
03.08. | 9 | 101.7014 |  | 101.7014 | 0 | 0 | 0 | 0
03.08. | 10 | 100.9514 |  | 100.9514 | 0 | 0 | 0 | 0
03.08. | 11 | 100.8014 |  | 100.8014 | 0 | 0 | 0 | 0
03.08. | 12 | 100.8014 |  | 100.8014 | 0 | 0 | 0 | 0
03.08. | 13 | 100.8014 |  | 100.8014 | 0 | 0 | 0 | 0
03.08. | 14 | 100.8014 |  | 100.8014 | 0 | 0 | 0 | 0
03.08. | 15 | 100.6514 |  | 100.6514 | 0 | 0 | 0 | 0
03.08. | 16 | 100.6514 |  | 100.6514 | 0 | 0 | 0 | 0
03.08. | 17 | 100.6514 |  | 100.6514 | 0 | 0 | 0 | 0
03.08. | 18 | 100.6514 |  | 100.6514 | 0 | 0 | 0 | 0
03.08. | 19 | 100.6514 |  | 100.6514 | 0 | 0 | 0 | 0
03.08. | 20 | 100.6514 |  | 100.6514 | 0 | 0 | 0 | 0
03.08. | 21 | 100.6514 |  | 100.6514 | 0 | 0 | 0 | 0
03.08. | 22 | 100.6514 |  | 100.6514 | 0 | 0 | 0 | 0
03.08. | 23 | 100.6514 |  | 100.6514 | 0 | 0 | 0 | 0
03.08. | 24 | 100.6514 |  | 100.6514 | 0 | 0 | 0 | 0
04.08. | 1 | 96.7514 |  | 96.7514 | 0 | 0 | 0 | 0
04.08. | 2 | 94.3513 |  | 94.3513 | 0 | 0 | 0 | 0
04.08. | 3 | 94.3513 |  | 94.3513 | 0 | 0 | 0 | 0
04.08. | 4 | 94.3513 |  | 94.3513 | 0 | 0 | 0 | 0
04.08. | 5 | 94.3513 |  | 94.3513 | 0 | 0 | 0 | 0
04.08. | 6 | 94.3513 |  | 94.3513 | 0 | 0 | 0 | 0
04.08. | 7 | 95.4013 |  | 95.4013 | 0 | 0 | 0 | 0
04.08. | 8 | 99.1514 |  | 99.1514 | 0 | 0 | 0 | 0
04.08. | 9 | 99.0014 |  | 99.0014 | 0 | 0 | 0 | 0
04.08. | 10 | 99.0014 |  | 99.0014 | 0 | 0 | 0 | 0
04.08. | 11 | 99.1514 |  | 99.1514 | 0 | 0 | 0 | 0
04.08. | 12 | 99.1514 |  | 99.1514 | 0 | 0 | 0 | 0
04.08. | 13 | 99.7514 |  | 99.7514 | 0 | 0 | 0 | 0
04.08. | 14 | 103.8015 |  | 103.8015 | 0 | 0 | 0 | 0
04.08. | 15 | 103.8015 |  | 103.8015 | 0 | 0 | 0 | 0
04.08. | 16 | 103.8015 |  | 103.8015 | 0 | 0 | 0 | 0
04.08. | 17 | 103.8015 |  | 103.8015 | 0 | 0 | 0 | 0
04.08. | 18 | 103.8015 |  | 103.8015 | 0 | 0 | 0 | 0
04.08. | 19 | 103.8015 |  | 103.8015 | 0 | 0 | 0 | 0
04.08. | 20 | 103.8015 |  | 103.8015 | 0 | 0 | 0 | 0
04.08. | 21 | 103.8015 |  | 103.8015 | 0 | 0 | 0 | 0
04.08. | 22 | 103.6515 |  | 103.6515 | 0 | 0 | 0 | 0
04.08. | 23 | 103.6515 |  | 103.6515 | 0 | 0 | 0 | 0
04.08. | 24 | 103.6515 |  | 103.6515 | 0 | 0 | 0 | 0
05.08. | 1 | 103.6515 |  | 103.6515 | 0 | 0 | 0 | 0
05.08. | 2 | 99.7514 |  | 99.7514 | 0 | 0 | 0 | 0
05.08. | 3 | 99.1514 |  | 99.1514 | 0 | 0 | 0 | 0
05.08. | 4 | 99.0014 |  | 99.0014 | 0 | 0 | 0 | 0
05.08. | 5 | 99.0014 |  | 99.0014 | 0 | 0 | 0 | 0
05.08. | 6 | 99.0014 |  | 99.0014 | 0 | 0 | 0 | 0
05.08. | 7 | 99.0014 |  | 99.0014 | 0 | 0 | 0 | 0
05.08. | 8 | 99.0014 |  | 99.0014 | 0 | 0 | 0 | 0
05.08. | 9 | 103.2015 |  | 103.2015 | 0 | 0 | 0 | 0
05.08. | 10 | 103.6515 |  | 103.6515 | 0 | 0 | 0 | 0
05.08. | 11 | 103.6515 |  | 103.6515 | 0 | 0 | 0 | 0
05.08. | 12 | 103.6515 |  | 103.6515 | 0 | 0 | 0 | 0
05.08. | 13 | 103.8015 |  | 103.8015 | 0 | 0 | 0 | 0
05.08. | 14 | 103.8015 |  | 103.8015 | 0 | 0 | 0 | 0
05.08. | 15 | 103.8015 |  | 103.8015 | 0 | 0 | 0 | 0
05.08. | 16 | 103.8015 |  | 103.8015 | 0 | 0 | 0 | 0
05.08. | 17 | 103.6515 |  | 103.6515 | 0 | 0 | 0 | 0
05.08. | 18 | 103.2015 |  | 103.2015 | 0 | 0 | 0 | 0
05.08. | 19 | 103.6515 |  | 103.6515 | 0 | 0 | 0 | 0
05.08. | 20 | 103.6515 |  | 103.6515 | 0 | 0 | 0 | 0
05.08. | 21 | 103.6515 |  | 103.6515 | 0 | 0 | 0 | 0
05.08. | 22 | 103.8015 |  | 103.8015 | 0 | 0 | 0 | 0
05.08. | 23 | 103.6515 |  | 103.6515 | 0 | 0 | 0 | 0
05.08. | 24 | 103.6515 |  | 103.6515 | 0 | 0 | 0 | 0
06.08. | 1 | 99.1514 |  | 99.1514 | 0 | 0 | 0 | 0
06.08. | 2 | 99.1514 |  | 99.1514 | 0 | 0 | 0 | 0
06.08. | 3 | 99.0014 |  | 99.0014 | 0 | 0 | 0 | 0
06.08. | 4 | 99.0014 |  | 99.0014 | 0 | 0 | 0 | 0
06.08. | 5 | 99.0014 |  | 99.0014 | 0 | 0 | 0 | 0
06.08. | 6 | 99.0014 |  | 99.0014 | 0 | 0 | 0 | 0
06.08. | 7 | 99.0014 |  | 99.0014 | 0 | 0 | 0 | 0
06.08. | 8 | 99.0014 |  | 99.0014 | 0 | 0 | 0 | 0
06.08. | 9 | 102.9015 |  | 102.9015 | 0 | 0 | 0 | 0
06.08. | 10 | 103.6515 |  | 103.6515 | 0 | 0 | 0 | 0
06.08. | 11 | 103.6515 |  | 103.6515 | 0 | 0 | 0 | 0
06.08. | 12 | 103.6515 |  | 103.6515 | 0 | 0 | 0 | 0
06.08. | 13 | 103.8015 |  | 103.8015 | 0 | 0 | 0 | 0
06.08. | 14 | 103.8015 |  | 103.8015 | 0 | 0 | 0 | 0
06.08. | 15 | 103.8015 |  | 103.8015 | 0 | 0 | 0 | 0
06.08. | 16 | 103.9515 |  | 103.9515 | 0 | 0 | 0 | 0
06.08. | 17 | 103.8015 |  | 103.8015 | 0 | 0 | 0 | 0
06.08. | 18 | 103.8015 |  | 103.8015 | 0 | 0 | 0 | 0
06.08. | 19 | 103.8015 |  | 103.8015 | 0 | 0 | 0 | 0
06.08. | 20 | 103.8015 |  | 103.8015 | 0 | 0 | 0 | 0
06.08. | 21 | 103.8015 |  | 103.8015 | 0 | 0 | 0 | 0
06.08. | 22 | 103.8015 |  | 103.8015 | 0 | 0 | 0 | 0
06.08. | 23 | 103.6515 |  | 103.6515 | 0 | 0 | 0 | 0
06.08. | 24 | 103.6515 |  | 103.6515 | 0 | 0 | 0 | 0
07.08. | 1 | 100.2014 |  | 100.2014 | 0 | 0 | 0 | 0
07.08. | 2 | 99.1514 |  | 99.1514 | 0 | 0 | 0 | 0
07.08. | 3 | 99.1514 |  | 99.1514 | 0 | 0 | 0 | 0
07.08. | 4 | 99.1514 |  | 99.1514 | 0 | 0 | 0 | 0
07.08. | 5 | 99.0014 |  | 99.0014 | 0 | 0 | 0 | 0
07.08. | 6 | 99.1514 |  | 99.1514 | 0 | 0 | 0 | 0
07.08. | 7 | 99.0014 |  | 99.0014 | 0 | 0 | 0 | 0
07.08. | 8 | 102.6014 |  | 102.6014 | 0 | 0 | 0 | 0
07.08. | 9 | 103.6515 |  | 103.6515 | 0 | 0 | 0 | 0
07.08. | 10 | 103.6515 |  | 103.6515 | 0 | 0 | 0 | 0
07.08. | 11 | 103.6515 |  | 103.6515 | 0 | 0 | 0 | 0
07.08. | 12 | 103.8015 |  | 103.8015 | 0 | 0 | 0 | 0
07.08. | 13 | 103.8015 |  | 103.8015 | 0 | 0 | 0 | 0
07.08. | 14 | 103.8015 |  | 103.8015 | 0 | 0 | 0 | 0
07.08. | 15 | 103.8015 |  | 103.8015 | 0 | 0 | 0 | 0
07.08. | 16 | 103.8015 |  | 103.8015 | 0 | 0 | 0 | 0
07.08. | 17 | 103.8015 |  | 103.8015 | 0 | 0 | 0 | 0
07.08. | 18 | 103.8015 |  | 103.8015 | 0 | 0 | 0 | 0
07.08. | 19 | 103.8015 |  | 103.8015 | 0 | 0 | 0 | 0
07.08. | 20 | 103.8015 |  | 103.8015 | 0 | 0 | 0 | 0
07.08. | 21 | 103.8015 |  | 103.8015 | 0 | 0 | 0 | 0
07.08. | 22 | 103.8015 |  | 103.8015 | 0 | 0 | 0 | 0
07.08. | 23 | 103.6515 |  | 103.6515 | 0 | 0 | 0 | 0
07.08. | 24 | 85.8012 |  | 85.8012 | 0 | 0 | 0 | 0
08.08. | 1 | 88.6513 |  | 88.6513 | 0 | 0 | 0 | 0
08.08. | 2 | 88.2012 |  | 88.2012 | 0 | 0 | 0 | 0
08.08. | 3 | 88.0512 |  | 88.0512 | 0 | 0 | 0 | 0
08.08. | 4 | 88.0512 |  | 88.0512 | 0 | 0 | 0 | 0
08.08. | 5 | 88.0512 |  | 88.0512 | 0 | 0 | 0 | 0
08.08. | 6 | 88.0512 |  | 88.0512 | 0 | 0 | 0 | 0
08.08. | 7 | 94.2013 |  | 94.2013 | 0 | 0 | 0 | 0
08.08. | 8 | 102.6014 |  | 102.6014 | 0 | 0 | 0 | 0
08.08. | 9 | 103.2015 |  | 103.2015 | 0 | 0 | 0 | 0
08.08. | 10 | 103.2015 |  | 103.2015 | 0 | 0 | 0 | 0
08.08. | 11 | 103.2015 |  | 103.2015 | 0 | 0 | 0 | 0
08.08. | 12 | 103.3515 |  | 103.3515 | 0 | 0 | 0 | 0
08.08. | 13 | 103.3515 |  | 103.3515 | 0 | 0 | 0 | 0
08.08. | 14 | 103.3515 |  | 103.3515 | 0 | 0 | 0 | 0
08.08. | 15 | 103.5015 |  | 103.5015 | 0 | 0 | 0 | 0
08.08. | 16 | 103.5015 |  | 103.5015 | 0 | 0 | 0 | 0
08.08. | 17 | 103.6515 |  | 103.6515 | 0 | 0 | 0 | 0
08.08. | 18 | 103.6515 |  | 103.6515 | 0 | 0 | 0 | 0
08.08. | 19 | 103.6515 |  | 103.6515 | 0 | 0 | 0 | 0
08.08. | 20 | 103.6515 |  | 103.6515 | 0 | 0 | 0 | 0
08.08. | 21 | 103.5015 |  | 103.5015 | 0 | 0 | 0 | 0
08.08. | 22 | 103.6515 |  | 103.6515 | 0 | 0 | 0 | 0
08.08. | 23 | 103.5015 |  | 103.5015 | 0 | 0 | 0 | 0
08.08. | 24 | 103.5015 |  | 103.5015 | 0 | 0 | 0 | 0
09.08. | 1 | 103.3515 |  | 103.3515 | 0 | 0 | 0 | 0
09.08. | 2 | 99.0014 |  | 99.0014 | 0 | 0 | 0 | 0
09.08. | 3 | 99.0014 |  | 99.0014 | 0 | 0 | 0 | 0
09.08. | 4 | 99.0014 |  | 99.0014 | 0 | 0 | 0 | 0
09.08. | 5 | 99.0014 |  | 99.0014 | 0 | 0 | 0 | 0
09.08. | 6 | 99.0014 |  | 99.0014 | 0 | 0 | 0 | 0
09.08. | 7 | 99.0014 |  | 99.0014 | 0 | 0 | 0 | 0
09.08. | 8 | 99.3014 |  | 99.3014 | 0 | 0 | 0 | 0
09.08. | 9 | 103.5015 |  | 103.5015 | 0 | 0 | 0 | 0
09.08. | 10 | 103.5015 |  | 103.5015 | 0 | 0 | 0 | 0
09.08. | 11 | 103.5015 |  | 103.5015 | 0 | 0 | 0 | 0
09.08. | 12 | 103.6515 |  | 103.6515 | 0 | 0 | 0 | 0
09.08. | 13 | 103.6515 |  | 103.6515 | 0 | 0 | 0 | 0
09.08. | 14 | 103.6515 |  | 103.6515 | 0 | 0 | 0 | 0
09.08. | 15 | 103.6515 |  | 103.6515 | 0 | 0 | 0 | 0
09.08. | 16 | 103.8015 |  | 103.8015 | 0 | 0 | 0 | 0
09.08. | 17 | 103.6515 |  | 103.6515 | 0 | 0 | 0 | 0
09.08. | 18 | 103.6515 |  | 103.6515 | 0 | 0 | 0 | 0
09.08. | 19 | 103.6515 |  | 103.6515 | 0 | 0 | 0 | 0
09.08. | 20 | 103.6515 |  | 103.6515 | 0 | 0 | 0 | 0
09.08. | 21 | 103.6515 |  | 103.6515 | 0 | 0 | 0 | 0
09.08. | 22 | 103.6515 |  | 103.6515 | 0 | 0 | 0 | 0
09.08. | 23 | 103.6515 |  | 103.6515 | 0 | 0 | 0 | 0
09.08. | 24 | 100.2014 |  | 100.2014 | 0 | 0 | 0 | 0
10.08. | 1 | 99.0014 |  | 99.0014 | 0 | 0 | 0 | 0
10.08. | 2 | 99.0014 |  | 99.0014 | 0 | 0 | 0 | 0
10.08. | 3 | 99.0014 |  | 99.0014 | 0 | 0 | 0 | 0
10.08. | 4 | 99.0014 |  | 99.0014 | 0 | 0 | 0 | 0
10.08. | 5 | 99.0014 |  | 99.0014 | 0 | 0 | 0 | 0
10.08. | 6 | 99.0014 |  | 99.0014 | 0 | 0 | 0 | 0
10.08. | 7 | 99.3014 |  | 99.3014 | 0 | 0 | 0 | 0
10.08. | 8 | 103.8015 |  | 103.8015 | 0 | 0 | 0 | 0
10.08. | 9 | 103.9515 |  | 103.9515 | 0 | 0 | 0 | 0
10.08. | 10 | 103.9515 |  | 103.9515 | 0 | 0 | 0 | 0
10.08. | 11 | 103.6515 |  | 103.6515 | 0 | 0 | 0 | 0
10.08. | 12 | 103.6515 |  | 103.6515 | 0 | 0 | 0 | 0
10.08. | 13 | 103.0515 |  | 103.0515 | 0 | 0 | 0 | 0
10.08. | 14 | 102.3014 |  | 102.3014 | 0 | 0 | 0 | 0
10.08. | 15 | 102.1514 |  | 102.1514 | 0 | 0 | 0 | 0
10.08. | 16 | 102.1514 |  | 102.1514 | 0 | 0 | 0 | 0
10.08. | 17 | 94.8013 |  | 94.8013 | 0 | 0 | 0 | 0
10.08. | 18 | 91.5013 |  | 91.5013 | 0 | 0 | 0 | 0
10.08. | 19 | 95.1013 |  | 95.1013 | 0 | 0 | 0 | 0
10.08. | 20 | 96.0014 |  | 96.0014 | 0 | 0 | 0 | 0
10.08. | 21 | 96.0014 |  | 96.0014 | 0 | 0 | 0 | 0
10.08. | 22 | 96.0014 |  | 96.0014 | 0 | 0 | 0 | 0
10.08. | 23 | 93.4513 |  | 93.4513 | 0 | 0 | 0 | 0
10.08. | 24 | 89.8513 |  | 89.8513 | 0 | 0 | 0 | 0
11.08. | 1 | 90.0013 |  | 90.0013 | 0 | 0 | 0 | 0
11.08. | 2 | 94.3513 |  | 94.3513 | 0 | 0 | 0 | 0
11.08. | 3 | 94.3513 |  | 94.3513 | 0 | 0 | 0 | 0
11.08. | 4 | 94.3513 |  | 94.3513 | 0 | 0 | 0 | 0
11.08. | 5 | 94.3513 |  | 94.3513 | 0 | 0 | 0 | 0
11.08. | 6 | 94.3513 |  | 94.3513 | 0 | 0 | 0 | 0
11.08. | 7 | 94.3513 |  | 94.3513 | 0 | 0 | 0 | 0
11.08. | 8 | 96.1514 |  | 96.1514 | 0 | 0 | 0 | 0
11.08. | 9 | 97.3514 |  | 97.3514 | 0 | 0 | 0 | 0
11.08. | 10 | 97.5014 |  | 97.5014 | 0 | 0 | 0 | 0
11.08. | 11 | 95.5513 |  | 95.5513 | 0 | 0 | 0 | 0
11.08. | 12 | 94.5013 |  | 94.5013 | 0 | 0 | 0 | 0
11.08. | 13 | 96.9014 |  | 96.9014 | 0 | 0 | 0 | 0
11.08. | 14 | 97.6514 |  | 97.6514 | 0 | 0 | 0 | 0
11.08. | 15 | 97.6514 |  | 97.6514 | 0 | 0 | 0 | 0
11.08. | 16 | 97.6514 |  | 97.6514 | 0 | 0 | 0 | 0
11.08. | 17 | 97.6514 |  | 97.6514 | 0 | 0 | 0 | 0
11.08. | 18 | 98.8514 |  | 98.8514 | 0 | 0 | 0 | 0
11.08. | 19 | 96.7514 |  | 96.7514 | 0 | 0 | 0 | 0
11.08. | 20 | 96.1514 |  | 96.1514 | 0 | 0 | 0 | 0
11.08. | 21 | 96.9014 |  | 96.9014 | 0 | 0 | 0 | 0
11.08. | 22 | 97.6514 |  | 97.6514 | 0 | 0 | 0 | 0
11.08. | 23 | 97.5014 |  | 97.5014 | 0 | 0 | 0 | 0
11.08. | 24 | 97.5014 |  | 97.5014 | 0 | 0 | 0 | 0
12.08. | 1 | 93.7513 |  | 93.7513 | 0 | 0 | 0 | 0
12.08. | 2 | 92.8513 |  | 92.8513 | 0 | 0 | 0 | 0
12.08. | 3 | 92.8513 |  | 92.8513 | 0 | 0 | 0 | 0
12.08. | 4 | 92.8513 |  | 92.8513 | 0 | 0 | 0 | 0
12.08. | 5 | 92.8513 |  | 92.8513 | 0 | 0 | 0 | 0
12.08. | 6 | 92.8513 |  | 92.8513 | 0 | 0 | 0 | 0
12.08. | 7 | 92.8513 |  | 92.8513 | 0 | 0 | 0 | 0
12.08. | 8 | 94.6513 |  | 94.6513 | 0 | 0 | 0 | 0
12.08. | 9 | 94.8013 |  | 94.8013 | 0 | 0 | 0 | 0
12.08. | 10 | 94.3513 |  | 94.3513 | 0 | 0 | 0 | 0
12.08. | 11 | 94.3513 |  | 94.3513 | 0 | 0 | 0 | 0
12.08. | 12 | 94.5013 |  | 94.5013 | 0 | 0 | 0 | 0
12.08. | 13 | 94.5013 |  | 94.5013 | 0 | 0 | 0 | 0
12.08. | 14 | 94.5013 |  | 94.5013 | 0 | 0 | 0 | 0
12.08. | 15 | 94.5013 |  | 94.5013 | 0 | 0 | 0 | 0
12.08. | 16 | 94.5013 |  | 94.5013 | 0 | 0 | 0 | 0
12.08. | 17 | 94.5013 |  | 94.5013 | 0 | 0 | 0 | 0
12.08. | 18 | 94.5013 |  | 94.5013 | 0 | 0 | 0 | 0
12.08. | 19 | 94.5013 |  | 94.5013 | 0 | 0 | 0 | 0
12.08. | 20 | 94.5013 |  | 94.5013 | 0 | 0 | 0 | 0
12.08. | 21 | 94.3513 |  | 94.3513 | 0 | 0 | 0 | 0
12.08. | 22 | 94.6513 |  | 94.6513 | 0 | 0 | 0 | 0
12.08. | 23 | 94.5013 |  | 94.5013 | 0 | 0 | 0 | 0
12.08. | 24 | 94.5013 |  | 94.5013 | 0 | 0 | 0 | 0
13.08. | 1 | 93.1513 |  | 93.1513 | 0 | 0 | 0 | 0
13.08. | 2 | 92.8513 |  | 92.8513 | 0 | 0 | 0 | 0
13.08. | 3 | 92.8513 |  | 92.8513 | 0 | 0 | 0 | 0
13.08. | 4 | 92.8513 |  | 92.8513 | 0 | 0 | 0 | 0
13.08. | 5 | 92.8513 |  | 92.8513 | 0 | 0 | 0 | 0
13.08. | 6 | 92.8513 |  | 92.8513 | 0 | 0 | 0 | 0
13.08. | 7 | 93.7513 |  | 93.7513 | 0 | 0 | 0 | 0
13.08. | 8 | 94.3513 |  | 94.3513 | 0 | 0 | 0 | 0
13.08. | 9 | 94.3513 |  | 94.3513 | 0 | 0 | 0 | 0
13.08. | 10 | 94.3513 |  | 94.3513 | 0 | 0 | 0 | 0
13.08. | 11 | 94.3513 |  | 94.3513 | 0 | 0 | 0 | 0
13.08. | 12 | 94.3513 |  | 94.3513 | 0 | 0 | 0 | 0
13.08. | 13 | 94.3513 |  | 94.3513 | 0 | 0 | 0 | 0
13.08. | 14 | 94.5013 |  | 94.5013 | 0 | 0 | 0 | 0
13.08. | 15 | 94.5013 |  | 94.5013 | 0 | 0 | 0 | 0
13.08. | 16 | 94.5013 |  | 94.5013 | 0 | 0 | 0 | 0
13.08. | 17 | 94.5013 |  | 94.5013 | 0 | 0 | 0 | 0
13.08. | 18 | 94.5013 |  | 94.5013 | 0 | 0 | 0 | 0
13.08. | 19 | 95.5513 |  | 95.5513 | 0 | 0 | 0 | 0
13.08. | 20 | 96.0014 |  | 96.0014 | 0 | 0 | 0 | 0
13.08. | 21 | 93.7513 |  | 93.7513 | 0 | 0 | 0 | 0
13.08. | 22 | 87.4512 |  | 87.4512 | 0 | 0 | 0 | 0
13.08. | 23 | 82.9512 |  | 82.9512 | 0 | 0 | 0 | 0
13.08. | 24 | 82.9512 |  | 82.9512 | 0 | 0 | 0 | 0
14.08. | 1 | 82.5012 |  | 82.5012 | 0 | 0 | 0 | 0
14.08. | 2 | 82.9512 |  | 82.9512 | 0 | 0 | 0 | 0
14.08. | 3 | 82.8012 |  | 82.8012 | 0 | 0 | 0 | 0
14.08. | 4 | 82.8012 |  | 82.8012 | 0 | 0 | 0 | 0
14.08. | 5 | 82.9512 |  | 82.9512 | 0 | 0 | 0 | 0
14.08. | 6 | 84.0012 |  | 84.0012 | 0 | 0 | 0 | 0
14.08. | 7 | 95.4013 |  | 95.4013 | 0 | 0 | 0 | 0
14.08. | 8 | 95.8514 |  | 95.8514 | 0 | 0 | 0 | 0
14.08. | 9 | 93.0013 |  | 93.0013 | 0 | 0 | 0 | 0
14.08. | 10 | 93.0013 |  | 93.0013 | 0 | 0 | 0 | 0
14.08. | 11 | 88.2012 |  | 88.2012 | 0 | 0 | 0 | 0
14.08. | 12 | 85.2012 |  | 85.2012 | 0 | 0 | 0 | 0
14.08. | 13 | 91.0513 |  | 91.0513 | 0 | 0 | 0 | 0
14.08. | 14 | 93.0013 |  | 93.0013 | 0 | 0 | 0 | 0
14.08. | 15 | 94.5013 |  | 94.5013 | 0 | 0 | 0 | 0
14.08. | 16 | 94.6513 |  | 94.6513 | 0 | 0 | 0 | 0
14.08. | 17 | 94.5013 |  | 94.5013 | 0 | 0 | 0 | 0
14.08. | 18 | 94.5013 |  | 94.5013 | 0 | 0 | 0 | 0
14.08. | 19 | 94.2013 |  | 94.2013 | 0 | 0 | 0 | 0
14.08. | 20 | 94.3513 |  | 94.3513 | 0 | 0 | 0 | 0
14.08. | 21 | 94.8013 |  | 94.8013 | 0 | 0 | 0 | 0
14.08. | 22 | 95.8514 |  | 95.8514 | 0 | 0 | 0 | 0
14.08. | 23 | 82.6512 |  | 82.6512 | 0 | 0 | 0 | 0
14.08. | 24 | 83.8512 |  | 83.8512 | 0 | 0 | 0 | 0
15.08. | 1 | 89.5513 |  | 89.5513 | 0 | 0 | 0 | 0
15.08. | 2 | 88.2012 |  | 88.2012 | 0 | 0 | 0 | 0
15.08. | 3 | 88.3512 |  | 88.3512 | 0 | 0 | 0 | 0
15.08. | 4 | 88.2012 |  | 88.2012 | 0 | 0 | 0 | 0
15.08. | 5 | 88.2012 |  | 88.2012 | 0 | 0 | 0 | 0
15.08. | 6 | 88.2012 |  | 88.2012 | 0 | 0 | 0 | 0
15.08. | 7 | 87.4512 |  | 87.4512 | 0 | 0 | 0 | 0
15.08. | 8 | 85.2012 |  | 85.2012 | 0 | 0 | 0 | 0
15.08. | 9 | 91.0513 |  | 91.0513 | 0 | 0 | 0 | 0
15.08. | 10 | 94.3513 |  | 94.3513 | 0 | 0 | 0 | 0
15.08. | 11 | 94.5013 |  | 94.5013 | 0 | 0 | 0 | 0
15.08. | 12 | 94.5013 |  | 94.5013 | 0 | 0 | 0 | 0
15.08. | 13 | 94.5013 |  | 94.5013 | 0 | 0 | 0 | 0
15.08. | 14 | 94.3513 |  | 94.3513 | 0 | 0 | 0 | 0
15.08. | 15 | 90.3013 |  | 90.3013 | 0 | 0 | 0 | 0
15.08. | 16 | 89.8513 |  | 89.8513 | 0 | 0 | 0 | 0
15.08. | 17 | 89.8513 |  | 89.8513 | 0 | 0 | 0 | 0
15.08. | 18 | 90.0013 |  | 90.0013 | 0 | 0 | 0 | 0
15.08. | 19 | 90.0013 |  | 90.0013 | 0 | 0 | 0 | 0
15.08. | 20 | 86.5512 |  | 86.5512 | 0 | 0 | 0 | 0
15.08. | 21 | 71.101 |  | 71.101 | 0 | 0 | 0 | 0
15.08. | 22 | 81.4511 |  | 81.4511 | 0 | 0 | 0 | 0
15.08. | 23 | 84.6012 |  | 84.6012 | 0 | 0 | 0 | 0
15.08. | 24 | 85.2012 |  | 85.2012 | 0 | 0 | 0 | 0
16.08. | 1 | 85.2012 |  | 85.2012 | 0 | 0 | 0 | 0
16.08. | 2 | 85.2012 |  | 85.2012 | 0 | 0 | 0 | 0
16.08. | 3 | 85.2012 |  | 85.2012 | 0 | 0 | 0 | 0
16.08. | 4 | 85.2012 |  | 85.2012 | 0 | 0 | 0 | 0
16.08. | 5 | 85.2012 |  | 85.2012 | 0 | 0 | 0 | 0
16.08. | 6 | 85.2012 |  | 85.2012 | 0 | 0 | 0 | 0
16.08. | 7 | 85.2012 |  | 85.2012 | 0 | 0 | 0 | 0
16.08. | 8 | 86.8512 |  | 86.8512 | 0 | 0 | 0 | 0
16.08. | 9 | 88.2012 |  | 88.2012 | 0 | 0 | 0 | 0
16.08. | 10 | 88.2012 |  | 88.2012 | 0 | 0 | 0 | 0
16.08. | 11 | 88.3512 |  | 88.3512 | 0 | 0 | 0 | 0
16.08. | 12 | 88.2012 |  | 88.2012 | 0 | 0 | 0 | 0
16.08. | 13 | 88.3512 |  | 88.3512 | 0 | 0 | 0 | 0
16.08. | 14 | 88.3512 |  | 88.3512 | 0 | 0 | 0 | 0
16.08. | 15 | 88.3512 |  | 88.3512 | 0 | 0 | 0 | 0
16.08. | 16 | 88.3512 |  | 88.3512 | 0 | 0 | 0 | 0
16.08. | 17 | 88.2012 |  | 88.2012 | 0 | 0 | 0 | 0
16.08. | 18 | 88.3512 |  | 88.3512 | 0 | 0 | 0 | 0
16.08. | 19 | 88.3512 |  | 88.3512 | 0 | 0 | 0 | 0
16.08. | 20 | 88.3512 |  | 88.3512 | 0 | 0 | 0 | 0
16.08. | 21 | 88.3512 |  | 88.3512 | 0 | 0 | 0 | 0
16.08. | 22 | 88.3512 |  | 88.3512 | 0 | 0 | 0 | 0
16.08. | 23 | 88.3512 |  | 88.3512 | 0 | 0 | 0 | 0
16.08. | 24 | 88.3512 |  | 88.3512 | 0 | 0 | 0 | 0
17.08. | 1 | 88.3512 |  | 88.3512 | 0 | 0 | 0 | 0
17.08. | 2 | 88.3512 |  | 88.3512 | 0 | 0 | 0 | 0
17.08. | 3 | 88.3512 |  | 88.3512 | 0 | 0 | 0 | 0
17.08. | 4 | 88.2012 |  | 88.2012 | 0 | 0 | 0 | 0
17.08. | 5 | 88.2012 |  | 88.2012 | 0 | 0 | 0 | 0
17.08. | 6 | 88.2012 |  | 88.2012 | 0 | 0 | 0 | 0
17.08. | 7 | 88.2012 |  | 88.2012 | 0 | 0 | 0 | 0
17.08. | 8 | 88.2012 |  | 88.2012 | 0 | 0 | 0 | 0
17.08. | 9 | 88.2012 |  | 88.2012 | 0 | 0 | 0 | 0
17.08. | 10 | 88.2012 |  | 88.2012 | 0 | 0 | 0 | 0
17.08. | 11 | 88.2012 |  | 88.2012 | 0 | 0 | 0 | 0
17.08. | 12 | 88.3512 |  | 88.3512 | 0 | 0 | 0 | 0
17.08. | 13 | 88.3512 |  | 88.3512 | 0 | 0 | 0 | 0
17.08. | 14 | 88.2012 |  | 88.2012 | 0 | 0 | 0 | 0
17.08. | 15 | 87.6012 |  | 87.6012 | 0 | 0 | 0 | 0
17.08. | 16 | 86.7012 |  | 86.7012 | 0 | 0 | 0 | 0
17.08. | 17 | 86.5512 |  | 86.5512 | 0 | 0 | 0 | 0
17.08. | 18 | 86.7012 |  | 86.7012 | 0 | 0 | 0 | 0
17.08. | 19 | 86.7012 |  | 86.7012 | 0 | 0 | 0 | 0
17.08. | 20 | 86.7012 |  | 86.7012 | 0 | 0 | 0 | 0
17.08. | 21 | 86.7012 |  | 86.7012 | 0 | 0 | 0 | 0
17.08. | 22 | 86.7012 |  | 86.7012 | 0 | 0 | 0 | 0
17.08. | 23 | 86.5512 |  | 86.5512 | 0 | 0 | 0 | 0
17.08. | 24 | 86.5512 |  | 86.5512 | 0 | 0 | 0 | 0
18.08. | 1 | 86.5512 |  | 86.5512 | 0 | 0 | 0 | 0
18.08. | 2 | 85.0512 |  | 85.0512 | 0 | 0 | 0 | 0
18.08. | 3 | 85.2012 |  | 85.2012 | 0 | 0 | 0 | 0
18.08. | 4 | 85.2012 |  | 85.2012 | 0 | 0 | 0 | 0
18.08. | 5 | 85.2012 |  | 85.2012 | 0 | 0 | 0 | 0
18.08. | 6 | 85.2012 |  | 85.2012 | 0 | 0 | 0 | 0
18.08. | 7 | 85.2012 |  | 85.2012 | 0 | 0 | 0 | 0
18.08. | 8 | 85.3512 |  | 85.3512 | 0 | 0 | 0 | 0
18.08. | 9 | 82.6512 |  | 82.6512 | 0 | 0 | 0 | 0
18.08. | 10 | 80.7011 |  | 80.7011 | 0 | 0 | 0 | 0
18.08. | 11 | 86.7012 |  | 86.7012 | 0 | 0 | 0 | 0
18.08. | 12 | 89.7013 |  | 89.7013 | 0 | 0 | 0 | 0
18.08. | 13 | 89.7013 |  | 89.7013 | 0 | 0 | 0 | 0
18.08. | 14 | 89.7013 |  | 89.7013 | 0 | 0 | 0 | 0
18.08. | 15 | 89.7013 |  | 89.7013 | 0 | 0 | 0 | 0
18.08. | 16 | 89.7013 |  | 89.7013 | 0 | 0 | 0 | 0
18.08. | 17 | 88.5012 |  | 88.5012 | 0 | 0 | 0 | 0
18.08. | 18 | 88.2012 |  | 88.2012 | 0 | 0 | 0 | 0
18.08. | 19 | 87.0012 |  | 87.0012 | 0 | 0 | 0 | 0
18.08. | 20 | 86.7012 |  | 86.7012 | 0 | 0 | 0 | 0
18.08. | 21 | 86.7012 |  | 86.7012 | 0 | 0 | 0 | 0
18.08. | 22 | 86.7012 |  | 86.7012 | 0 | 0 | 0 | 0
18.08. | 23 | 86.7012 |  | 86.7012 | 0 | 0 | 0 | 0
18.08. | 24 | 86.7012 |  | 86.7012 | 0 | 0 | 0 | 0
19.08. | 1 | 89.8513 |  | 89.8513 | 0 | 0 | 0 | 0
19.08. | 2 | 90.7513 |  | 90.7513 | 0 | 0 | 0 | 0
19.08. | 3 | 89.4013 |  | 89.4013 | 0 | 0 | 0 | 0
19.08. | 4 | 89.4013 |  | 89.4013 | 0 | 0 | 0 | 0
19.08. | 5 | 89.4013 |  | 89.4013 | 0 | 0 | 0 | 0
19.08. | 6 | 89.5513 |  | 89.5513 | 0 | 0 | 0 | 0
19.08. | 7 | 89.7013 |  | 89.7013 | 0 | 0 | 0 | 0
19.08. | 8 | 89.7013 |  | 89.7013 | 0 | 0 | 0 | 0
19.08. | 9 | 89.7013 |  | 89.7013 | 0 | 0 | 0 | 0
19.08. | 10 | 89.7013 |  | 89.7013 | 0 | 0 | 0 | 0
19.08. | 11 | 89.7013 |  | 89.7013 | 0 | 0 | 0 | 0
19.08. | 12 | 89.7013 |  | 89.7013 | 0 | 0 | 0 | 0
19.08. | 13 | 89.7013 |  | 89.7013 | 0 | 0 | 0 | 0
19.08. | 14 | 89.7013 |  | 89.7013 | 0 | 0 | 0 | 0
19.08. | 15 | 89.7013 |  | 89.7013 | 0 | 0 | 0 | 0
19.08. | 16 | 89.7013 |  | 89.7013 | 0 | 0 | 0 | 0
19.08. | 17 | 90.9013 |  | 90.9013 | 0 | 0 | 0 | 0
19.08. | 18 | 91.2013 |  | 91.2013 | 0 | 0 | 0 | 0
19.08. | 19 | 91.2013 |  | 91.2013 | 0 | 0 | 0 | 0
19.08. | 20 | 91.2013 |  | 91.2013 | 0 | 0 | 0 | 0
19.08. | 21 | 91.2013 |  | 91.2013 | 0 | 0 | 0 | 0
19.08. | 22 | 91.3513 |  | 91.3513 | 0 | 0 | 0 | 0
19.08. | 23 | 91.2013 |  | 91.2013 | 0 | 0 | 0 | 0
19.08. | 24 | 91.6513 |  | 91.6513 | 0 | 0 | 0 | 0
20.08. | 1 | 92.8513 |  | 92.8513 | 0 | 0 | 0 | 0
20.08. | 2 | 92.7013 |  | 92.7013 | 0 | 0 | 0 | 0
20.08. | 3 | 92.7013 |  | 92.7013 | 0 | 0 | 0 | 0
20.08. | 4 | 92.7013 |  | 92.7013 | 0 | 0 | 0 | 0
20.08. | 5 | 92.7013 |  | 92.7013 | 0 | 0 | 0 | 0
20.08. | 6 | 92.7013 |  | 92.7013 | 0 | 0 | 0 | 0
20.08. | 7 | 92.7013 |  | 92.7013 | 0 | 0 | 0 | 0
20.08. | 8 | 92.7013 |  | 92.7013 | 0 | 0 | 0 | 0
20.08. | 9 | 92.7013 |  | 92.7013 | 0 | 0 | 0 | 0
20.08. | 10 | 92.7013 |  | 92.7013 | 0 | 0 | 0 | 0
20.08. | 11 | 92.7013 |  | 92.7013 | 0 | 0 | 0 | 0
20.08. | 12 | 92.7013 |  | 92.7013 | 0 | 0 | 0 | 0
20.08. | 13 | 92.7013 |  | 92.7013 | 0 | 0 | 0 | 0
20.08. | 14 | 91.6513 |  | 91.6513 | 0 | 0 | 0 | 0
20.08. | 15 | 91.2013 |  | 91.2013 | 0 | 0 | 0 | 0
20.08. | 16 | 91.2013 |  | 91.2013 | 0 | 0 | 0 | 0
20.08. | 17 | 91.2013 |  | 91.2013 | 0 | 0 | 0 | 0
20.08. | 18 | 91.3513 |  | 91.3513 | 0 | 0 | 0 | 0
20.08. | 19 | 92.5513 |  | 92.5513 | 0 | 0 | 0 | 0
20.08. | 20 | 94.3513 |  | 94.3513 | 0 | 0 | 0 | 0
20.08. | 21 | 94.3513 |  | 94.3513 | 0 | 0 | 0 | 0
20.08. | 22 | 94.3513 |  | 94.3513 | 0 | 0 | 0 | 0
20.08. | 23 | 94.3513 |  | 94.3513 | 0 | 0 | 0 | 0
20.08. | 24 | 94.3513 |  | 94.3513 | 0 | 0 | 0 | 0
21.08. | 1 | 92.5513 |  | 92.5513 | 0 | 0 | 0 | 0
21.08. | 2 | 89.7013 |  | 89.7013 | 0 | 0 | 0 | 0
21.08. | 3 | 89.7013 |  | 89.7013 | 0 | 0 | 0 | 0
21.08. | 4 | 89.7013 |  | 89.7013 | 0 | 0 | 0 | 0
21.08. | 5 | 89.7013 |  | 89.7013 | 0 | 0 | 0 | 0
21.08. | 6 | 89.7013 |  | 89.7013 | 0 | 0 | 0 | 0
21.08. | 7 | 90.0013 |  | 90.0013 | 0 | 0 | 0 | 0
21.08. | 8 | 94.5013 |  | 94.5013 | 0 | 0 | 0 | 0
21.08. | 9 | 94.2013 |  | 94.2013 | 0 | 0 | 0 | 0
21.08. | 10 | 94.2013 |  | 94.2013 | 0 | 0 | 0 | 0
21.08. | 11 | 94.2013 |  | 94.2013 | 0 | 0 | 0 | 0
21.08. | 12 | 94.3513 |  | 94.3513 | 0 | 0 | 0 | 0
21.08. | 13 | 94.3513 |  | 94.3513 | 0 | 0 | 0 | 0
21.08. | 14 | 94.0513 |  | 94.0513 | 0 | 0 | 0 | 0
21.08. | 15 | 94.3513 |  | 94.3513 | 0 | 0 | 0 | 0
21.08. | 16 | 94.3513 |  | 94.3513 | 0 | 0 | 0 | 0
21.08. | 17 | 94.3513 |  | 94.3513 | 0 | 0 | 0 | 0
21.08. | 18 | 94.3513 |  | 94.3513 | 0 | 0 | 0 | 0
21.08. | 19 | 94.3513 |  | 94.3513 | 0 | 0 | 0 | 0
21.08. | 20 | 94.3513 |  | 94.3513 | 0 | 0 | 0 | 0
21.08. | 21 | 94.3513 |  | 94.3513 | 0 | 0 | 0 | 0
21.08. | 22 | 94.3513 |  | 94.3513 | 0 | 0 | 0 | 0
21.08. | 23 | 94.3513 |  | 94.3513 | 0 | 0 | 0 | 0
21.08. | 24 | 92.1013 |  | 92.1013 | 0 | 0 | 0 | 0
22.08. | 1 | 89.7013 |  | 89.7013 | 0 | 0 | 0 | 0
22.08. | 2 | 89.7013 |  | 89.7013 | 0 | 0 | 0 | 0
22.08. | 3 | 89.7013 |  | 89.7013 | 0 | 0 | 0 | 0
22.08. | 4 | 89.7013 |  | 89.7013 | 0 | 0 | 0 | 0
22.08. | 5 | 89.7013 |  | 89.7013 | 0 | 0 | 0 | 0
22.08. | 6 | 89.7013 |  | 89.7013 | 0 | 0 | 0 | 0
22.08. | 7 | 89.8513 |  | 89.8513 | 0 | 0 | 0 | 0
22.08. | 8 | 94.2013 |  | 94.2013 | 0 | 0 | 0 | 0
22.08. | 9 | 94.2013 |  | 94.2013 | 0 | 0 | 0 | 0
22.08. | 10 | 96.0014 |  | 96.0014 | 0 | 0 | 0 | 0
22.08. | 11 | 97.3514 |  | 97.3514 | 0 | 0 | 0 | 0
22.08. | 12 | 97.3514 |  | 97.3514 | 0 | 0 | 0 | 0
22.08. | 13 | 97.3514 |  | 97.3514 | 0 | 0 | 0 | 0
22.08. | 14 | 97.3514 |  | 97.3514 | 0 | 0 | 0 | 0
22.08. | 15 | 97.3514 |  | 97.3514 | 0 | 0 | 0 | 0
22.08. | 16 | 97.3514 |  | 97.3514 | 0 | 0 | 0 | 0
22.08. | 17 | 97.3514 |  | 97.3514 | 0 | 0 | 0 | 0
22.08. | 18 | 97.3514 |  | 97.3514 | 0 | 0 | 0 | 0
22.08. | 19 | 97.3514 |  | 97.3514 | 0 | 0 | 0 | 0
22.08. | 20 | 97.3514 |  | 97.3514 | 0 | 0 | 0 | 0
22.08. | 21 | 97.3514 |  | 97.3514 | 0 | 0 | 0 | 0
22.08. | 22 | 97.3514 |  | 97.3514 | 0 | 0 | 0 | 0
22.08. | 23 | 96.3014 |  | 96.3014 | 0 | 0 | 0 | 0
22.08. | 24 | 94.2013 |  | 94.2013 | 0 | 0 | 0 | 0
23.08. | 1 | 92.2513 |  | 92.2513 | 0 | 0 | 0 | 0
23.08. | 2 | 89.7013 |  | 89.7013 | 0 | 0 | 0 | 0
23.08. | 3 | 89.7013 |  | 89.7013 | 0 | 0 | 0 | 0
23.08. | 4 | 89.7013 |  | 89.7013 | 0 | 0 | 0 | 0
23.08. | 5 | 89.7013 |  | 89.7013 | 0 | 0 | 0 | 0
23.08. | 6 | 89.7013 |  | 89.7013 | 0 | 0 | 0 | 0
23.08. | 7 | 89.7013 |  | 89.7013 | 0 | 0 | 0 | 0
23.08. | 8 | 93.1513 |  | 93.1513 | 0 | 0 | 0 | 0
23.08. | 9 | 94.2013 |  | 94.2013 | 0 | 0 | 0 | 0
23.08. | 10 | 91.9513 |  | 91.9513 | 0 | 0 | 0 | 0
23.08. | 11 | 87.1512 |  | 87.1512 | 0 | 0 | 0 | 0
23.08. | 12 | 87.1512 |  | 87.1512 | 0 | 0 | 0 | 0
23.08. | 13 | 87.1512 |  | 87.1512 | 0 | 0 | 0 | 0
23.08. | 14 | 87.3012 |  | 87.3012 | 0 | 0 | 0 | 0
23.08. | 15 | 87.3012 |  | 87.3012 | 0 | 0 | 0 | 0
23.08. | 16 | 87.3012 |  | 87.3012 | 0 | 0 | 0 | 0
23.08. | 17 | 87.3012 |  | 87.3012 | 0 | 0 | 0 | 0
23.08. | 18 | 87.3012 |  | 87.3012 | 0 | 0 | 0 | 0
23.08. | 19 | 87.3012 |  | 87.3012 | 0 | 0 | 0 | 0
23.08. | 20 | 87.3012 |  | 87.3012 | 0 | 0 | 0 | 0
23.08. | 21 | 88.0512 |  | 88.0512 | 0 | 0 | 0 | 0
23.08. | 22 | 88.8013 |  | 88.8013 | 0 | 0 | 0 | 0
23.08. | 23 | 88.8013 |  | 88.8013 | 0 | 0 | 0 | 0
23.08. | 24 | 88.8013 |  | 88.8013 | 0 | 0 | 0 | 0
24.08. | 1 | 88.8013 |  | 88.8013 | 0 | 0 | 0 | 0
24.08. | 2 | 88.8013 |  | 88.8013 | 0 | 0 | 0 | 0
24.08. | 3 | 88.8013 |  | 88.8013 | 0 | 0 | 0 | 0
24.08. | 4 | 88.8013 |  | 88.8013 | 0 | 0 | 0 | 0
24.08. | 5 | 88.8013 |  | 88.8013 | 0 | 0 | 0 | 0
24.08. | 6 | 88.0512 |  | 88.0512 | 0 | 0 | 0 | 0
24.08. | 7 | 84.1512 |  | 84.1512 | 0 | 0 | 0 | 0
24.08. | 8 | 84.9012 |  | 84.9012 | 0 | 0 | 0 | 0
24.08. | 9 | 89.1013 |  | 89.1013 | 0 | 0 | 0 | 0
24.08. | 10 | 88.8013 |  | 88.8013 | 0 | 0 | 0 | 0
24.08. | 11 | 88.8013 |  | 88.8013 | 0 | 0 | 0 | 0
24.08. | 12 | 88.8013 |  | 88.8013 | 0 | 0 | 0 | 0
24.08. | 13 | 88.8013 |  | 88.8013 | 0 | 0 | 0 | 0
24.08. | 14 | 88.5012 |  | 88.5012 | 0 | 0 | 0 | 0
24.08. | 15 | 88.5012 |  | 88.5012 | 0 | 0 | 0 | 0
24.08. | 16 | 88.6513 |  | 88.6513 | 0 | 0 | 0 | 0
24.08. | 17 | 88.9513 |  | 88.9513 | 0 | 0 | 0 | 0
24.08. | 18 | 88.6513 |  | 88.6513 | 0 | 0 | 0 | 0
24.08. | 19 | 88.6513 |  | 88.6513 | 0 | 0 | 0 | 0
24.08. | 20 | 88.8013 |  | 88.8013 | 0 | 0 | 0 | 0
24.08. | 21 | 89.7013 |  | 89.7013 | 0 | 0 | 0 | 0
24.08. | 22 | 90.3013 |  | 90.3013 | 0 | 0 | 0 | 0
24.08. | 23 | 90.3013 |  | 90.3013 | 0 | 0 | 0 | 0
24.08. | 24 | 90.3013 |  | 90.3013 | 0 | 0 | 0 | 0
25.08. | 1 | 85.8012 |  | 85.8012 | 0 | 0 | 0 | 0
25.08. | 2 | 85.6512 |  | 85.6512 | 0 | 0 | 0 | 0
25.08. | 3 | 85.8012 |  | 85.8012 | 0 | 0 | 0 | 0
25.08. | 4 | 85.6512 |  | 85.6512 | 0 | 0 | 0 | 0
25.08. | 5 | 85.6512 |  | 85.6512 | 0 | 0 | 0 | 0
25.08. | 6 | 85.6512 |  | 85.6512 | 0 | 0 | 0 | 0
25.08. | 7 | 85.6512 |  | 85.6512 | 0 | 0 | 0 | 0
25.08. | 8 | 89.5513 |  | 89.5513 | 0 | 0 | 0 | 0
25.08. | 9 | 90.6013 |  | 90.6013 | 0 | 0 | 0 | 0
25.08. | 10 | 90.4513 |  | 90.4513 | 0 | 0 | 0 | 0
25.08. | 11 | 94.5013 |  | 94.5013 | 0 | 0 | 0 | 0
25.08. | 12 | 95.1013 |  | 95.1013 | 0 | 0 | 0 | 0
25.08. | 13 | 95.1013 |  | 95.1013 | 0 | 0 | 0 | 0
25.08. | 14 | 95.2513 |  | 95.2513 | 0 | 0 | 0 | 0
25.08. | 15 | 95.2513 |  | 95.2513 | 0 | 0 | 0 | 0
25.08. | 16 | 95.2513 |  | 95.2513 | 0 | 0 | 0 | 0
25.08. | 17 | 95.2513 |  | 95.2513 | 0 | 0 | 0 | 0
25.08. | 18 | 95.2513 |  | 95.2513 | 0 | 0 | 0 | 0
25.08. | 19 | 95.2513 |  | 95.2513 | 0 | 0 | 0 | 0
25.08. | 20 | 95.1013 |  | 95.1013 | 0 | 0 | 0 | 0
25.08. | 21 | 94.9513 |  | 94.9513 | 0 | 0 | 0 | 0
25.08. | 22 | 95.1013 |  | 95.1013 | 0 | 0 | 0 | 0
25.08. | 23 | 94.9513 |  | 94.9513 | 0 | 0 | 0 | 0
25.08. | 24 | 95.1013 |  | 95.1013 | 0 | 0 | 0 | 0
26.08. | 1 | 90.6013 |  | 90.6013 | 0 | 0 | 0 | 0
26.08. | 2 | 90.7513 |  | 90.7513 | 0 | 0 | 0 | 0
26.08. | 3 | 90.7513 |  | 90.7513 | 0 | 0 | 0 | 0
26.08. | 4 | 90.7513 |  | 90.7513 | 0 | 0 | 0 | 0
26.08. | 5 | 90.7513 |  | 90.7513 | 0 | 0 | 0 | 0
26.08. | 6 | 90.7513 |  | 90.7513 | 0 | 0 | 0 | 0
26.08. | 7 | 90.7513 |  | 90.7513 | 0 | 0 | 0 | 0
26.08. | 8 | 91.0513 |  | 91.0513 | 0 | 0 | 0 | 0
26.08. | 9 | 91.2013 |  | 91.2013 | 0 | 0 | 0 | 0
26.08. | 10 | 92.4013 |  | 92.4013 | 0 | 0 | 0 | 0
26.08. | 11 | 92.4013 |  | 92.4013 | 0 | 0 | 0 | 0
26.08. | 12 | 92.4013 |  | 92.4013 | 0 | 0 | 0 | 0
26.08. | 13 | 94.5013 |  | 94.5013 | 0 | 0 | 0 | 0
26.08. | 14 | 95.4013 |  | 95.4013 | 0 | 0 | 0 | 0
26.08. | 15 | 95.4013 |  | 95.4013 | 0 | 0 | 0 | 0
26.08. | 16 | 95.5513 |  | 95.5513 | 0 | 0 | 0 | 0
26.08. | 17 | 90.4513 |  | 90.4513 | 0 | 0 | 0 | 0
26.08. | 18 | 81.6012 |  | 81.6012 | 0 | 0 | 0 | 0
26.08. | 19 | 81.6012 |  | 81.6012 | 0 | 0 | 0 | 0
26.08. | 20 | 81.6012 |  | 81.6012 | 0 | 0 | 0 | 0
26.08. | 21 | 81.6012 |  | 81.6012 | 0 | 0 | 0 | 0
26.08. | 22 | 81.6012 |  | 81.6012 | 0 | 0 | 0 | 0
26.08. | 23 | 81.6012 |  | 81.6012 | 0 | 0 | 0 | 0
26.08. | 24 | 81.3011 |  | 81.3011 | 0 | 0 | 0 | 0
27.08. | 1 | 81.0011 |  | 81.0011 | 0 | 0 | 0 | 0
27.08. | 2 | 78.4511 |  | 78.4511 | 0 | 0 | 0 | 0
27.08. | 3 | 78.4511 |  | 78.4511 | 0 | 0 | 0 | 0
27.08. | 4 | 78.6011 |  | 78.6011 | 0 | 0 | 0 | 0
27.08. | 5 | 78.6011 |  | 78.6011 | 0 | 0 | 0 | 0
27.08. | 6 | 78.6011 |  | 78.6011 | 0 | 0 | 0 | 0
27.08. | 7 | 78.6011 |  | 78.6011 | 0 | 0 | 0 | 0
27.08. | 8 | 98.4014 |  | 98.4014 | 0 | 0 | 0 | 0
27.08. | 9 | 98.5514 |  | 98.5514 | 0 | 0 | 0 | 0
27.08. | 10 | 98.7014 |  | 98.7014 | 0 | 0 | 0 | 0
27.08. | 11 | 98.5514 |  | 98.5514 | 0 | 0 | 0 | 0
27.08. | 12 | 98.7014 |  | 98.7014 | 0 | 0 | 0 | 0
27.08. | 13 | 98.4014 |  | 98.4014 | 0 | 0 | 0 | 0
27.08. | 14 | 98.4014 |  | 98.4014 | 0 | 0 | 0 | 0
27.08. | 15 | 98.4014 |  | 98.4014 | 0 | 0 | 0 | 0
27.08. | 16 | 98.4014 |  | 98.4014 | 0 | 0 | 0 | 0
27.08. | 17 | 97.2014 |  | 97.2014 | 0 | 0 | 0 | 0
27.08. | 18 | 96.3014 |  | 96.3014 | 0 | 0 | 0 | 0
27.08. | 19 | 98.5514 |  | 98.5514 | 0 | 0 | 0 | 0
27.08. | 20 | 99.9014 |  | 99.9014 | 0 | 0 | 0 | 0
27.08. | 21 | 100.0514 |  | 100.0514 | 0 | 0 | 0 | 0
27.08. | 22 | 99.9014 |  | 99.9014 | 0 | 0 | 0 | 0
27.08. | 23 | 99.9014 |  | 99.9014 | 0 | 0 | 0 | 0
27.08. | 24 | 99.6014 |  | 99.6014 | 0 | 0 | 0 | 0
28.08. | 1 | 95.1013 |  | 95.1013 | 0 | 0 | 0 | 0
28.08. | 2 | 94.8013 |  | 94.8013 | 0 | 0 | 0 | 0
28.08. | 3 | 94.8013 |  | 94.8013 | 0 | 0 | 0 | 0
28.08. | 4 | 94.8013 |  | 94.8013 | 0 | 0 | 0 | 0
28.08. | 5 | 94.8013 |  | 94.8013 | 0 | 0 | 0 | 0
28.08. | 6 | 94.8013 |  | 94.8013 | 0 | 0 | 0 | 0
28.08. | 7 | 94.9513 |  | 94.9513 | 0 | 0 | 0 | 0
28.08. | 8 | 95.5513 |  | 95.5513 | 0 | 0 | 0 | 0
28.08. | 9 | 96.3014 |  | 96.3014 | 0 | 0 | 0 | 0
28.08. | 10 | 97.9514 |  | 97.9514 | 0 | 0 | 0 | 0
28.08. | 11 | 98.1014 |  | 98.1014 | 0 | 0 | 0 | 0
28.08. | 12 | 98.1014 |  | 98.1014 | 0 | 0 | 0 | 0
28.08. | 13 | 98.1014 |  | 98.1014 | 0 | 0 | 0 | 0
28.08. | 14 | 98.1014 |  | 98.1014 | 0 | 0 | 0 | 0
28.08. | 15 | 98.1014 |  | 98.1014 | 0 | 0 | 0 | 0
28.08. | 16 | 99.7514 |  | 99.7514 | 0 | 0 | 0 | 0
28.08. | 17 | 100.0514 |  | 100.0514 | 0 | 0 | 0 | 0
28.08. | 18 | 100.0514 |  | 100.0514 | 0 | 0 | 0 | 0
28.08. | 19 | 100.0514 |  | 100.0514 | 0 | 0 | 0 | 0
28.08. | 20 | 100.0514 |  | 100.0514 | 0 | 0 | 0 | 0
28.08. | 21 | 100.0514 |  | 100.0514 | 0 | 0 | 0 | 0
28.08. | 22 | 100.0514 |  | 100.0514 | 0 | 0 | 0 | 0
28.08. | 23 | 100.0514 |  | 100.0514 | 0 | 0 | 0 | 0
28.08. | 24 | 100.0514 |  | 100.0514 | 0 | 0 | 0 | 0
29.08. | 1 | 99.9014 |  | 99.9014 | 0 | 0 | 0 | 0
29.08. | 2 | 93.9013 |  | 93.9013 | 0 | 0 | 0 | 0
29.08. | 3 | 93.6013 |  | 93.6013 | 0 | 0 | 0 | 0
29.08. | 4 | 93.6013 |  | 93.6013 | 0 | 0 | 0 | 0
29.08. | 5 | 93.6013 |  | 93.6013 | 0 | 0 | 0 | 0
29.08. | 6 | 93.7513 |  | 93.7513 | 0 | 0 | 0 | 0
29.08. | 7 | 93.6013 |  | 93.6013 | 0 | 0 | 0 | 0
29.08. | 8 | 93.6013 |  | 93.6013 | 0 | 0 | 0 | 0
29.08. | 9 | 96.1514 |  | 96.1514 | 0 | 0 | 0 | 0
29.08. | 10 | 98.4014 |  | 98.4014 | 0 | 0 | 0 | 0
29.08. | 11 | 98.4014 |  | 98.4014 | 0 | 0 | 0 | 0
29.08. | 12 | 98.4014 |  | 98.4014 | 0 | 0 | 0 | 0
29.08. | 13 | 98.4014 |  | 98.4014 | 0 | 0 | 0 | 0
29.08. | 14 | 98.4014 |  | 98.4014 | 0 | 0 | 0 | 0
29.08. | 15 | 98.4014 |  | 98.4014 | 0 | 0 | 0 | 0
29.08. | 16 | 98.4014 |  | 98.4014 | 0 | 0 | 0 | 0
29.08. | 17 | 98.4014 |  | 98.4014 | 0 | 0 | 0 | 0
29.08. | 18 | 98.4014 |  | 98.4014 | 0 | 0 | 0 | 0
29.08. | 19 | 98.4014 |  | 98.4014 | 0 | 0 | 0 | 0
29.08. | 20 | 98.4014 |  | 98.4014 | 0 | 0 | 0 | 0
29.08. | 21 | 98.4014 |  | 98.4014 | 0 | 0 | 0 | 0
29.08. | 22 | 98.4014 |  | 98.4014 | 0 | 0 | 0 | 0
29.08. | 23 | 98.1014 |  | 98.1014 | 0 | 0 | 0 | 0
29.08. | 24 | 93.7513 |  | 93.7513 | 0 | 0 | 0 | 0
30.08. | 1 | 91.6513 |  | 91.6513 | 0 | 0 | 0 | 0
30.08. | 2 | 90.6013 |  | 90.6013 | 0 | 0 | 0 | 0
30.08. | 3 | 90.6013 |  | 90.6013 | 0 | 0 | 0 | 0
30.08. | 4 | 90.6013 |  | 90.6013 | 0 | 0 | 0 | 0
30.08. | 5 | 90.7513 |  | 90.7513 | 0 | 0 | 0 | 0
30.08. | 6 | 90.7513 |  | 90.7513 | 0 | 0 | 0 | 0
30.08. | 7 | 90.7513 |  | 90.7513 | 0 | 0 | 0 | 0
30.08. | 8 | 94.9513 |  | 94.9513 | 0 | 0 | 0 | 0
30.08. | 9 | 99.4514 |  | 99.4514 | 0 | 0 | 0 | 0
30.08. | 10 | 99.7514 |  | 99.7514 | 0 | 0 | 0 | 0
30.08. | 11 | 99.7514 |  | 99.7514 | 0 | 0 | 0 | 0
30.08. | 12 | 99.7514 |  | 99.7514 | 0 | 0 | 0 | 0
30.08. | 13 | 99.7514 |  | 99.7514 | 0 | 0 | 0 | 0
30.08. | 14 | 99.7514 |  | 99.7514 | 0 | 0 | 0 | 0
30.08. | 15 | 99.9014 |  | 99.9014 | 0 | 0 | 0 | 0
30.08. | 16 | 99.9014 |  | 99.9014 | 0 | 0 | 0 | 0
30.08. | 17 | 99.9014 |  | 99.9014 | 0 | 0 | 0 | 0
30.08. | 18 | 99.9014 |  | 99.9014 | 0 | 0 | 0 | 0
30.08. | 19 | 99.9014 |  | 99.9014 | 0 | 0 | 0 | 0
30.08. | 20 | 99.9014 |  | 99.9014 | 0 | 0 | 0 | 0
30.08. | 21 | 99.9014 |  | 99.9014 | 0 | 0 | 0 | 0
30.08. | 22 | 99.9014 |  | 99.9014 | 0 | 0 | 0 | 0
30.08. | 23 | 99.7514 |  | 99.7514 | 0 | 0 | 0 | 0
30.08. | 24 | 99.9014 |  | 99.9014 | 0 | 0 | 0 | 0
31.08. | 1 | 98.8514 |  | 98.8514 | 0 | 0 | 0 | 0
31.08. | 2 | 98.2514 |  | 98.2514 | 0 | 0 | 0 | 0
31.08. | 3 | 98.4014 |  | 98.4014 | 0 | 0 | 0 | 0
31.08. | 4 | 98.4014 |  | 98.4014 | 0 | 0 | 0 | 0
31.08. | 5 | 98.2514 |  | 98.2514 | 0 | 0 | 0 | 0
31.08. | 6 | 98.4014 |  | 98.4014 | 0 | 0 | 0 | 0
31.08. | 7 | 98.2514 |  | 98.2514 | 0 | 0 | 0 | 0
31.08. | 8 | 97.5014 |  | 97.5014 | 0 | 0 | 0 | 0
31.08. | 9 | 95.5513 |  | 95.5513 | 0 | 0 | 0 | 0
31.08. | 10 | 95.5513 |  | 95.5513 | 0 | 0 | 0 | 0
31.08. | 11 | 91.5013 |  | 91.5013 | 0 | 0 | 0 | 0
31.08. | 12 | 87.3012 |  | 87.3012 | 0 | 0 | 0 | 0
31.08. | 13 | 87.1512 |  | 87.1512 | 0 | 0 | 0 | 0
31.08. | 14 | 87.1512 |  | 87.1512 | 0 | 0 | 0 | 0
31.08. | 15 | 91.0513 |  | 91.0513 | 0 | 0 | 0 | 0
31.08. | 16 | 93.9013 |  | 93.9013 | 0 | 0 | 0 | 0
31.08. | 17 | 93.9013 |  | 93.9013 | 0 | 0 | 0 | 0
31.08. | 18 | 93.9013 |  | 93.9013 | 0 | 0 | 0 | 0
31.08. | 19 | 93.9013 |  | 93.9013 | 0 | 0 | 0 | 0
31.08. | 20 | 93.9013 |  | 93.9013 | 0 | 0 | 0 | 0
31.08. | 21 | 94.3513 |  | 94.3513 | 0 | 0 | 0 | 0
31.08. | 22 | 94.3513 |  | 94.3513 | 0 | 0 | 0 | 0
31.08. | 23 | 94.3513 |  | 94.3513 | 0 | 0 | 0 | 0
31.08. | 24 | 94.3513 |  | 94.3513 | 0 | 0 | 0 | 0
01.09. | 1 | 94.3513 |  | 94.3513 | 0 | 0 | 0 | 0
01.09. | 2 | 94.3513 |  | 94.3513 | 0 | 0 | 0 | 0
01.09. | 3 | 94.3513 |  | 94.3513 | 0 | 0 | 0 | 0
01.09. | 4 | 94.3513 |  | 94.3513 | 0 | 0 | 0 | 0
01.09. | 5 | 94.3513 |  | 94.3513 | 0 | 0 | 0 | 0
01.09. | 6 | 94.3513 |  | 94.3513 | 0 | 0 | 0 | 0
01.09. | 7 | 94.3513 |  | 94.3513 | 0 | 0 | 0 | 0
01.09. | 8 | 94.3513 |  | 94.3513 | 0 | 0 | 0 | 0
01.09. | 9 | 94.2013 |  | 94.2013 | 0 | 0 | 0 | 0
01.09. | 10 | 94.2013 |  | 94.2013 | 0 | 0 | 0 | 0
01.09. | 11 | 94.3513 |  | 94.3513 | 0 | 0 | 0 | 0
01.09. | 12 | 94.3513 |  | 94.3513 | 0 | 0 | 0 | 0
01.09. | 13 | 94.6513 |  | 94.6513 | 0 | 0 | 0 | 0
01.09. | 14 | 94.8013 |  | 94.8013 | 0 | 0 | 0 | 0
01.09. | 15 | 94.8013 |  | 94.8013 | 0 | 0 | 0 | 0
01.09. | 16 | 94.9513 |  | 94.9513 | 0 | 0 | 0 | 0
01.09. | 17 | 94.8013 |  | 94.8013 | 0 | 0 | 0 | 0
01.09. | 18 | 94.8013 |  | 94.8013 | 0 | 0 | 0 | 0
01.09. | 19 | 94.8013 |  | 94.8013 | 0 | 0 | 0 | 0
01.09. | 20 | 94.8013 |  | 94.8013 | 0 | 0 | 0 | 0
01.09. | 21 | 94.8013 |  | 94.8013 | 0 | 0 | 0 | 0
01.09. | 22 | 94.6513 |  | 94.6513 | 0 | 0 | 0 | 0
01.09. | 23 | 94.6513 |  | 94.6513 | 0 | 0 | 0 | 0
01.09. | 24 | 94.6513 |  | 94.6513 | 0 | 0 | 0 | 0
02.09. | 1 | 94.6513 |  | 94.6513 | 0 | 0 | 0 | 0
02.09. | 2 | 94.5013 |  | 94.5013 | 0 | 0 | 0 | 0
02.09. | 3 | 94.5013 |  | 94.5013 | 0 | 0 | 0 | 0
02.09. | 4 | 94.5013 |  | 94.5013 | 0 | 0 | 0 | 0
02.09. | 5 | 94.5013 |  | 94.5013 | 0 | 0 | 0 | 0
02.09. | 6 | 94.5013 |  | 94.5013 | 0 | 0 | 0 | 0
02.09. | 7 | 84.6012 |  | 84.6012 | 0 | 0 | 0 | 0
02.09. | 8 | 79.3511 |  | 79.3511 | 0 | 0 | 0 | 0
02.09. | 9 | 83.4012 |  | 83.4012 | 0 | 0 | 0 | 0
02.09. | 10 | 84.6012 |  | 84.6012 | 0 | 0 | 0 | 0
02.09. | 11 | 84.6012 |  | 84.6012 | 0 | 0 | 0 | 0
02.09. | 12 | 84.6012 |  | 84.6012 | 0 | 0 | 0 | 0
02.09. | 13 | 84.6012 |  | 84.6012 | 0 | 0 | 0 | 0
02.09. | 14 | 86.2512 |  | 86.2512 | 0 | 0 | 0 | 0
02.09. | 15 | 90.7513 |  | 90.7513 | 0 | 0 | 0 | 0
02.09. | 16 | 90.7513 |  | 90.7513 | 0 | 0 | 0 | 0
02.09. | 17 | 90.7513 |  | 90.7513 | 0 | 0 | 0 | 0
02.09. | 18 | 90.7513 |  | 90.7513 | 0 | 0 | 0 | 0
02.09. | 19 | 90.7513 |  | 90.7513 | 0 | 0 | 0 | 0
02.09. | 20 | 90.7513 |  | 90.7513 | 0 | 0 | 0 | 0
02.09. | 21 | 90.7513 |  | 90.7513 | 0 | 0 | 0 | 0
02.09. | 22 | 90.6013 |  | 90.6013 | 0 | 0 | 0 | 0
02.09. | 23 | 90.6013 |  | 90.6013 | 0 | 0 | 0 | 0
02.09. | 24 | 90.7513 |  | 90.7513 | 0 | 0 | 0 | 0
03.09. | 1 | 93.7513 |  | 93.7513 | 0 | 0 | 0 | 0
03.09. | 2 | 82.0512 |  | 82.0512 | 0 | 0 | 0 | 0
03.09. | 3 | 81.4511 |  | 81.4511 | 0 | 0 | 0 | 0
03.09. | 4 | 81.4511 |  | 81.4511 | 0 | 0 | 0 | 0
03.09. | 5 | 81.4511 |  | 81.4511 | 0 | 0 | 0 | 0
03.09. | 6 | 81.4511 |  | 81.4511 | 0 | 0 | 0 | 0
03.09. | 7 | 84.6012 |  | 84.6012 | 0 | 0 | 0 | 0
03.09. | 8 | 90.9013 |  | 90.9013 | 0 | 0 | 0 | 0
03.09. | 9 | 92.8513 |  | 92.8513 | 0 | 0 | 0 | 0
03.09. | 10 | 93.7513 |  | 93.7513 | 0 | 0 | 0 | 0
03.09. | 11 | 95.5513 |  | 95.5513 | 0 | 0 | 0 | 0
03.09. | 12 | 96.7514 |  | 96.7514 | 0 | 0 | 0 | 0
03.09. | 13 | 96.7514 |  | 96.7514 | 0 | 0 | 0 | 0
03.09. | 14 | 96.9014 |  | 96.9014 | 0 | 0 | 0 | 0
03.09. | 15 | 96.7514 |  | 96.7514 | 0 | 0 | 0 | 0
03.09. | 16 | 96.9014 |  | 96.9014 | 0 | 0 | 0 | 0
03.09. | 17 | 96.9014 |  | 96.9014 | 0 | 0 | 0 | 0
03.09. | 18 | 96.9014 |  | 96.9014 | 0 | 0 | 0 | 0
03.09. | 19 | 93.6013 |  | 93.6013 | 0 | 0 | 0 | 0
03.09. | 20 | 93.7513 |  | 93.7513 | 0 | 0 | 0 | 0
03.09. | 21 | 93.7513 |  | 93.7513 | 0 | 0 | 0 | 0
03.09. | 22 | 93.6013 |  | 93.6013 | 0 | 0 | 0 | 0
03.09. | 23 | 93.6013 |  | 93.6013 | 0 | 0 | 0 | 0
03.09. | 24 | 93.6013 |  | 93.6013 | 0 | 0 | 0 | 0
04.09. | 1 | 92.2513 |  | 92.2513 | 0 | 0 | 0 | 0
04.09. | 2 | 88.9513 |  | 88.9513 | 0 | 0 | 0 | 0
04.09. | 3 | 88.9513 |  | 88.9513 | 0 | 0 | 0 | 0
04.09. | 4 | 88.9513 |  | 88.9513 | 0 | 0 | 0 | 0
04.09. | 5 | 89.1013 |  | 89.1013 | 0 | 0 | 0 | 0
04.09. | 6 | 88.9513 |  | 88.9513 | 0 | 0 | 0 | 0
04.09. | 7 | 89.1013 |  | 89.1013 | 0 | 0 | 0 | 0
04.09. | 8 | 89.2513 |  | 89.2513 | 0 | 0 | 0 | 0
04.09. | 9 | 91.5013 |  | 91.5013 | 0 | 0 | 0 | 0
04.09. | 10 | 87.4512 |  | 87.4512 | 0 | 0 | 0 | 0
04.09. | 11 | 87.6012 |  | 87.6012 | 0 | 0 | 0 | 0
04.09. | 12 | 87.4512 |  | 87.4512 | 0 | 0 | 0 | 0
04.09. | 13 | 87.4512 |  | 87.4512 | 0 | 0 | 0 | 0
04.09. | 14 | 87.4512 |  | 87.4512 | 0 | 0 | 0 | 0
04.09. | 15 | 87.1512 |  | 87.1512 | 0 | 0 | 0 | 0
04.09. | 16 | 87.1512 |  | 87.1512 | 0 | 0 | 0 | 0
04.09. | 17 | 87.1512 |  | 87.1512 | 0 | 0 | 0 | 0
04.09. | 18 | 87.1512 |  | 87.1512 | 0 | 0 | 0 | 0
04.09. | 19 | 87.3012 |  | 87.3012 | 0 | 0 | 0 | 0
04.09. | 20 | 87.4512 |  | 87.4512 | 0 | 0 | 0 | 0
04.09. | 21 | 87.4512 |  | 87.4512 | 0 | 0 | 0 | 0
04.09. | 22 | 87.4512 |  | 87.4512 | 0 | 0 | 0 | 0
04.09. | 23 | 87.4512 |  | 87.4512 | 0 | 0 | 0 | 0
04.09. | 24 | 87.4512 |  | 87.4512 | 0 | 0 | 0 | 0
05.09. | 1 | 86.2512 |  | 86.2512 | 0 | 0 | 0 | 0
05.09. | 2 | 84.4512 |  | 84.4512 | 0 | 0 | 0 | 0
05.09. | 3 | 84.4512 |  | 84.4512 | 0 | 0 | 0 | 0
05.09. | 4 | 84.4512 |  | 84.4512 | 0 | 0 | 0 | 0
05.09. | 5 | 84.4512 |  | 84.4512 | 0 | 0 | 0 | 0
05.09. | 6 | 84.4512 |  | 84.4512 | 0 | 0 | 0 | 0
05.09. | 7 | 81.3011 |  | 81.3011 | 0 | 0 | 0 | 0
05.09. | 8 | 78.3011 |  | 78.3011 | 0 | 0 | 0 | 0
05.09. | 9 | 80.7011 |  | 80.7011 | 0 | 0 | 0 | 0
05.09. | 10 | 82.8012 |  | 82.8012 | 0 | 0 | 0 | 0
05.09. | 11 | 82.8012 |  | 82.8012 | 0 | 0 | 0 | 0
05.09. | 12 | 82.8012 |  | 82.8012 | 0 | 0 | 0 | 0
05.09. | 13 | 82.6512 |  | 82.6512 | 0 | 0 | 0 | 0
05.09. | 14 | 82.8012 |  | 82.8012 | 0 | 0 | 0 | 0
05.09. | 15 | 82.6512 |  | 82.6512 | 0 | 0 | 0 | 0
05.09. | 16 | 82.8012 |  | 82.8012 | 0 | 0 | 0 | 0
05.09. | 17 | 82.6512 |  | 82.6512 | 0 | 0 | 0 | 0
05.09. | 18 | 82.8012 |  | 82.8012 | 0 | 0 | 0 | 0
05.09. | 19 | 82.8012 |  | 82.8012 | 0 | 0 | 0 | 0
05.09. | 20 | 82.6512 |  | 82.6512 | 0 | 0 | 0 | 0
05.09. | 21 | 81.3011 |  | 81.3011 | 0 | 0 | 0 | 0
05.09. | 22 | 81.1511 |  | 81.1511 | 0 | 0 | 0 | 0
05.09. | 23 | 81.3011 |  | 81.3011 | 0 | 0 | 0 | 0
05.09. | 24 | 79.6511 |  | 79.6511 | 0 | 0 | 0 | 0
06.09. | 1 | 78.1511 |  | 78.1511 | 0 | 0 | 0 | 0
06.09. | 2 | 78.3011 |  | 78.3011 | 0 | 0 | 0 | 0
06.09. | 3 | 78.3011 |  | 78.3011 | 0 | 0 | 0 | 0
06.09. | 4 | 78.3011 |  | 78.3011 | 0 | 0 | 0 | 0
06.09. | 5 | 78.3011 |  | 78.3011 | 0 | 0 | 0 | 0
06.09. | 6 | 78.3011 |  | 78.3011 | 0 | 0 | 0 | 0
06.09. | 7 | 78.3011 |  | 78.3011 | 0 | 0 | 0 | 0
06.09. | 8 | 81.3011 |  | 81.3011 | 0 | 0 | 0 | 0
06.09. | 9 | 81.3011 |  | 81.3011 | 0 | 0 | 0 | 0
06.09. | 10 | 81.3011 |  | 81.3011 | 0 | 0 | 0 | 0
06.09. | 11 | 81.3011 |  | 81.3011 | 0 | 0 | 0 | 0
06.09. | 12 | 81.3011 |  | 81.3011 | 0 | 0 | 0 | 0
06.09. | 13 | 87.7512 |  | 87.7512 | 0 | 0 | 0 | 0
06.09. | 14 | 91.8013 |  | 91.8013 | 0 | 0 | 0 | 0
06.09. | 15 | 91.6513 |  | 91.6513 | 0 | 0 | 0 | 0
06.09. | 16 | 91.8013 |  | 91.8013 | 0 | 0 | 0 | 0
06.09. | 17 | 91.8013 |  | 91.8013 | 0 | 0 | 0 | 0
06.09. | 18 | 91.8013 |  | 91.8013 | 0 | 0 | 0 | 0
06.09. | 19 | 91.6513 |  | 91.6513 | 0 | 0 | 0 | 0
06.09. | 20 | 91.6513 |  | 91.6513 | 0 | 0 | 0 | 0
06.09. | 21 | 91.6513 |  | 91.6513 | 0 | 0 | 0 | 0
06.09. | 22 | 91.8013 |  | 91.8013 | 0 | 0 | 0 | 0
06.09. | 23 | 91.6513 |  | 91.6513 | 0 | 0 | 0 | 0
06.09. | 24 | 91.6513 |  | 91.6513 | 0 | 0 | 0 | 0
07.09. | 1 | 91.6513 |  | 91.6513 | 0 | 0 | 0 | 0
07.09. | 2 | 91.6513 |  | 91.6513 | 0 | 0 | 0 | 0
07.09. | 3 | 91.6513 |  | 91.6513 | 0 | 0 | 0 | 0
07.09. | 4 | 91.6513 |  | 91.6513 | 0 | 0 | 0 | 0
07.09. | 5 | 91.8013 |  | 91.8013 | 0 | 0 | 0 | 0
07.09. | 6 | 91.6513 |  | 91.6513 | 0 | 0 | 0 | 0
07.09. | 7 | 91.6513 |  | 91.6513 | 0 | 0 | 0 | 0
07.09. | 8 | 91.8013 |  | 91.8013 | 0 | 0 | 0 | 0
07.09. | 9 | 91.8013 |  | 91.8013 | 0 | 0 | 0 | 0
07.09. | 10 | 91.8013 |  | 91.8013 | 0 | 0 | 0 | 0
07.09. | 11 | 92.1013 |  | 92.1013 | 0 | 0 | 0 | 0
07.09. | 12 | 91.6513 |  | 91.6513 | 0 | 0 | 0 | 0
07.09. | 13 | 91.8013 |  | 91.8013 | 0 | 0 | 0 | 0
07.09. | 14 | 91.8013 |  | 91.8013 | 0 | 0 | 0 | 0
07.09. | 15 | 91.8013 |  | 91.8013 | 0 | 0 | 0 | 0
07.09. | 16 | 91.8013 |  | 91.8013 | 0 | 0 | 0 | 0
07.09. | 17 | 91.8013 |  | 91.8013 | 0 | 0 | 0 | 0
07.09. | 18 | 91.8013 |  | 91.8013 | 0 | 0 | 0 | 0
07.09. | 19 | 91.8013 |  | 91.8013 | 0 | 0 | 0 | 0
07.09. | 20 | 91.8013 |  | 91.8013 | 0 | 0 | 0 | 0
07.09. | 21 | 91.8013 |  | 91.8013 | 0 | 0 | 0 | 0
07.09. | 22 | 91.6513 |  | 91.6513 | 0 | 0 | 0 | 0
07.09. | 23 | 91.6513 |  | 91.6513 | 0 | 0 | 0 | 0
07.09. | 24 | 91.3513 |  | 91.3513 | 0 | 0 | 0 | 0
08.09. | 1 | 88.8013 |  | 88.8013 | 0 | 0 | 0 | 0
08.09. | 2 | 88.9513 |  | 88.9513 | 0 | 0 | 0 | 0
08.09. | 3 | 88.9513 |  | 88.9513 | 0 | 0 | 0 | 0
08.09. | 4 | 88.8013 |  | 88.8013 | 0 | 0 | 0 | 0
08.09. | 5 | 88.9513 |  | 88.9513 | 0 | 0 | 0 | 0
08.09. | 6 | 88.9513 |  | 88.9513 | 0 | 0 | 0 | 0
08.09. | 7 | 88.9513 |  | 88.9513 | 0 | 0 | 0 | 0
08.09. | 8 | 89.8513 |  | 89.8513 | 0 | 0 | 0 | 0
08.09. | 9 | 85.0512 |  | 85.0512 | 0 | 0 | 0 | 0
08.09. | 10 | 82.8012 |  | 82.8012 | 0 | 0 | 0 | 0
08.09. | 11 | 82.8012 |  | 82.8012 | 0 | 0 | 0 | 0
08.09. | 12 | 82.8012 |  | 82.8012 | 0 | 0 | 0 | 0
08.09. | 13 | 83.4012 |  | 83.4012 | 0 | 0 | 0 | 0
08.09. | 14 | 84.3012 |  | 84.3012 | 0 | 0 | 0 | 0
08.09. | 15 | 84.4512 |  | 84.4512 | 0 | 0 | 0 | 0
08.09. | 16 | 84.4512 |  | 84.4512 | 0 | 0 | 0 | 0
08.09. | 17 | 84.4512 |  | 84.4512 | 0 | 0 | 0 | 0
08.09. | 18 | 84.4512 |  | 84.4512 | 0 | 0 | 0 | 0
08.09. | 19 | 84.3012 |  | 84.3012 | 0 | 0 | 0 | 0
08.09. | 20 | 88.0512 |  | 88.0512 | 0 | 0 | 0 | 0
08.09. | 21 | 88.9513 |  | 88.9513 | 0 | 0 | 0 | 0
08.09. | 22 | 88.9513 |  | 88.9513 | 0 | 0 | 0 | 0
08.09. | 23 | 88.9513 |  | 88.9513 | 0 | 0 | 0 | 0
08.09. | 24 | 92.2513 |  | 92.2513 | 0 | 0 | 0 | 0
09.09. | 1 | 94.3513 |  | 94.3513 | 0 | 0 | 0 | 0
09.09. | 2 | 88.8013 |  | 88.8013 | 0 | 0 | 0 | 0
09.09. | 3 | 88.8013 |  | 88.8013 | 0 | 0 | 0 | 0
09.09. | 4 | 88.8013 |  | 88.8013 | 0 | 0 | 0 | 0
09.09. | 5 | 88.6513 |  | 88.6513 | 0 | 0 | 0 | 0
09.09. | 6 | 88.8013 |  | 88.8013 | 0 | 0 | 0 | 0
09.09. | 7 | 86.5512 |  | 86.5512 | 0 | 0 | 0 | 0
09.09. | 8 | 84.3012 |  | 84.3012 | 0 | 0 | 0 | 0
09.09. | 9 | 88.6513 |  | 88.6513 | 0 | 0 | 0 | 0
09.09. | 10 | 90.3013 |  | 90.3013 | 0 | 0 | 0 | 0
09.09. | 11 | 90.3013 |  | 90.3013 | 0 | 0 | 0 | 0
09.09. | 12 | 90.3013 |  | 90.3013 | 0 | 0 | 0 | 0
09.09. | 13 | 90.4513 |  | 90.4513 | 0 | 0 | 0 | 0
09.09. | 14 | 89.5513 |  | 89.5513 | 0 | 0 | 0 | 0
09.09. | 15 | 87.9012 |  | 87.9012 | 0 | 0 | 0 | 0
09.09. | 16 | 87.9012 |  | 87.9012 | 0 | 0 | 0 | 0
09.09. | 17 | 88.0512 |  | 88.0512 | 0 | 0 | 0 | 0
09.09. | 18 | 88.0512 |  | 88.0512 | 0 | 0 | 0 | 0
09.09. | 19 | 85.2012 |  | 85.2012 | 0 | 0 | 0 | 0
09.09. | 20 | 83.5512 |  | 83.5512 | 0 | 0 | 0 | 0
09.09. | 21 | 82.2012 |  | 82.2012 | 0 | 0 | 0 | 0
09.09. | 22 | 80.4011 |  | 80.4011 | 0 | 0 | 0 | 0
09.09. | 23 | 80.4011 |  | 80.4011 | 0 | 0 | 0 | 0
09.09. | 24 | 80.4011 |  | 80.4011 | 0 | 0 | 0 | 0
10.09. | 1 | 81.6012 |  | 81.6012 | 0 | 0 | 0 | 0
10.09. | 2 | 84.3012 |  | 84.3012 | 0 | 0 | 0 | 0
10.09. | 3 | 84.3012 |  | 84.3012 | 0 | 0 | 0 | 0
10.09. | 4 | 84.3012 |  | 84.3012 | 0 | 0 | 0 | 0
10.09. | 5 | 84.4512 |  | 84.4512 | 0 | 0 | 0 | 0
10.09. | 6 | 84.4512 |  | 84.4512 | 0 | 0 | 0 | 0
10.09. | 7 | 84.4512 |  | 84.4512 | 0 | 0 | 0 | 0
10.09. | 8 | 80.5511 |  | 80.5511 | 0 | 0 | 0 | 0
10.09. | 9 | 80.4011 |  | 80.4011 | 0 | 0 | 0 | 0
10.09. | 10 | 80.5511 |  | 80.5511 | 0 | 0 | 0 | 0
10.09. | 11 | 80.4011 |  | 80.4011 | 0 | 0 | 0 | 0
10.09. | 12 | 80.2511 |  | 80.2511 | 0 | 0 | 0 | 0
10.09. | 13 | 80.2511 |  | 80.2511 | 0 | 0 | 0 | 0
10.09. | 14 | 80.2511 |  | 80.2511 | 0 | 0 | 0 | 0
10.09. | 15 | 80.2511 |  | 80.2511 | 0 | 0 | 0 | 0
10.09. | 16 | 80.2511 |  | 80.2511 | 0 | 0 | 0 | 0
10.09. | 17 | 77.1011 |  | 77.1011 | 0 | 0 | 0 | 0
10.09. | 18 | 75.1511 |  | 75.1511 | 0 | 0 | 0 | 0
10.09. | 19 | 78.6011 |  | 78.6011 | 0 | 0 | 0 | 0
10.09. | 20 | 78.3011 |  | 78.3011 | 0 | 0 | 0 | 0
10.09. | 21 | 78.3011 |  | 78.3011 | 0 | 0 | 0 | 0
10.09. | 22 | 78.3011 |  | 78.3011 | 0 | 0 | 0 | 0
10.09. | 23 | 78.3011 |  | 78.3011 | 0 | 0 | 0 | 0
10.09. | 24 | 78.1511 |  | 78.1511 | 0 | 0 | 0 | 0
11.09. | 1 | 78.1511 |  | 78.1511 | 0 | 0 | 0 | 0
11.09. | 2 | 78.3011 |  | 78.3011 | 0 | 0 | 0 | 0
11.09. | 3 | 78.3011 |  | 78.3011 | 0 | 0 | 0 | 0
11.09. | 4 | 78.3011 |  | 78.3011 | 0 | 0 | 0 | 0
11.09. | 5 | 78.3011 |  | 78.3011 | 0 | 0 | 0 | 0
11.09. | 6 | 78.1511 |  | 78.1511 | 0 | 0 | 0 | 0
11.09. | 7 | 78.3011 |  | 78.3011 | 0 | 0 | 0 | 0
11.09. | 8 | 80.5511 |  | 80.5511 | 0 | 0 | 0 | 0
11.09. | 9 | 79.2011 |  | 79.2011 | 0 | 0 | 0 | 0
11.09. | 10 | 67.501 |  | 67.501 | 0 | 0 | 0 | 0
11.09. | 11 | 73.801 |  | 73.801 | 0 | 0 | 0 | 0
11.09. | 12 | 78.1511 |  | 78.1511 | 0 | 0 | 0 | 0
11.09. | 13 | 79.5011 |  | 79.5011 | 0 | 0 | 0 | 0
11.09. | 14 | 84.3012 |  | 84.3012 | 0 | 0 | 0 | 0
11.09. | 15 | 84.3012 |  | 84.3012 | 0 | 0 | 0 | 0
11.09. | 16 | 84.3012 |  | 84.3012 | 0 | 0 | 0 | 0
11.09. | 17 | 84.1512 |  | 84.1512 | 0 | 0 | 0 | 0
11.09. | 18 | 84.3012 |  | 84.3012 | 0 | 0 | 0 | 0
11.09. | 19 | 84.3012 |  | 84.3012 | 0 | 0 | 0 | 0
11.09. | 20 | 84.3012 |  | 84.3012 | 0 | 0 | 0 | 0
11.09. | 21 | 84.3012 |  | 84.3012 | 0 | 0 | 0 | 0
11.09. | 22 | 84.3012 |  | 84.3012 | 0 | 0 | 0 | 0
11.09. | 23 | 84.9012 |  | 84.9012 | 0 | 0 | 0 | 0
11.09. | 24 | 84.7512 |  | 84.7512 | 0 | 0 | 0 | 0
12.09. | 1 | 81.1511 |  | 81.1511 | 0 | 0 | 0 | 0
12.09. | 2 | 81.1511 |  | 81.1511 | 0 | 0 | 0 | 0
12.09. | 3 | 81.3011 |  | 81.3011 | 0 | 0 | 0 | 0
12.09. | 4 | 81.3011 |  | 81.3011 | 0 | 0 | 0 | 0
12.09. | 5 | 81.1511 |  | 81.1511 | 0 | 0 | 0 | 0
12.09. | 6 | 81.3011 |  | 81.3011 | 0 | 0 | 0 | 0
12.09. | 7 | 81.7512 |  | 81.7512 | 0 | 0 | 0 | 0
12.09. | 8 | 85.0512 |  | 85.0512 | 0 | 0 | 0 | 0
12.09. | 9 | 87.9012 |  | 87.9012 | 0 | 0 | 0 | 0
12.09. | 10 | 87.7512 |  | 87.7512 | 0 | 0 | 0 | 0
12.09. | 11 | 87.3012 |  | 87.3012 | 0 | 0 | 0 | 0
12.09. | 12 | 87.3012 |  | 87.3012 | 0 | 0 | 0 | 0
12.09. | 13 | 91.5013 |  | 91.5013 | 0 | 0 | 0 | 0
12.09. | 14 | 94.2013 |  | 94.2013 | 0 | 0 | 0 | 0
12.09. | 15 | 94.2013 |  | 94.2013 | 0 | 0 | 0 | 0
12.09. | 16 | 94.2013 |  | 94.2013 | 0 | 0 | 0 | 0
12.09. | 17 | 94.2013 |  | 94.2013 | 0 | 0 | 0 | 0
12.09. | 18 | 94.2013 |  | 94.2013 | 0 | 0 | 0 | 0
12.09. | 19 | 94.2013 |  | 94.2013 | 0 | 0 | 0 | 0
12.09. | 20 | 94.2013 |  | 94.2013 | 0 | 0 | 0 | 0
12.09. | 21 | 94.2013 |  | 94.2013 | 0 | 0 | 0 | 0
12.09. | 22 | 94.2013 |  | 94.2013 | 0 | 0 | 0 | 0
12.09. | 23 | 94.9513 |  | 94.9513 | 0 | 0 | 0 | 0
12.09. | 24 | 93.4513 |  | 93.4513 | 0 | 0 | 0 | 0
13.09. | 1 | 90.3013 |  | 90.3013 | 0 | 0 | 0 | 0
13.09. | 2 | 88.8013 |  | 88.8013 | 0 | 0 | 0 | 0
13.09. | 3 | 88.8013 |  | 88.8013 | 0 | 0 | 0 | 0
13.09. | 4 | 88.8013 |  | 88.8013 | 0 | 0 | 0 | 0
13.09. | 5 | 88.8013 |  | 88.8013 | 0 | 0 | 0 | 0
13.09. | 6 | 88.8013 |  | 88.8013 | 0 | 0 | 0 | 0
13.09. | 7 | 89.4013 |  | 89.4013 | 0 | 0 | 0 | 0
13.09. | 8 | 92.1013 |  | 92.1013 | 0 | 0 | 0 | 0
13.09. | 9 | 93.4513 |  | 93.4513 | 0 | 0 | 0 | 0
13.09. | 10 | 93.4513 |  | 93.4513 | 0 | 0 | 0 | 0
13.09. | 11 | 93.4513 |  | 93.4513 | 0 | 0 | 0 | 0
13.09. | 12 | 93.4513 |  | 93.4513 | 0 | 0 | 0 | 0
13.09. | 13 | 93.4513 |  | 93.4513 | 0 | 0 | 0 | 0
13.09. | 14 | 93.6013 |  | 93.6013 | 0 | 0 | 0 | 0
13.09. | 15 | 93.6013 |  | 93.6013 | 0 | 0 | 0 | 0
13.09. | 16 | 93.4513 |  | 93.4513 | 0 | 0 | 0 | 0
13.09. | 17 | 93.4513 |  | 93.4513 | 0 | 0 | 0 | 0
13.09. | 18 | 93.4513 |  | 93.4513 | 0 | 0 | 0 | 0
13.09. | 19 | 93.4513 |  | 93.4513 | 0 | 0 | 0 | 0
13.09. | 20 | 93.6013 |  | 93.6013 | 0 | 0 | 0 | 0
13.09. | 21 | 93.4513 |  | 93.4513 | 0 | 0 | 0 | 0
13.09. | 22 | 93.4513 |  | 93.4513 | 0 | 0 | 0 | 0
13.09. | 23 | 93.4513 |  | 93.4513 | 0 | 0 | 0 | 0
13.09. | 24 | 93.4513 |  | 93.4513 | 0 | 0 | 0 | 0
14.09. | 1 | 93.3013 |  | 93.3013 | 0 | 0 | 0 | 0
14.09. | 2 | 93.3013 |  | 93.3013 | 0 | 0 | 0 | 0
14.09. | 3 | 93.3013 |  | 93.3013 | 0 | 0 | 0 | 0
14.09. | 4 | 93.4513 |  | 93.4513 | 0 | 0 | 0 | 0
14.09. | 5 | 93.4513 |  | 93.4513 | 0 | 0 | 0 | 0
14.09. | 6 | 93.4513 |  | 93.4513 | 0 | 0 | 0 | 0
14.09. | 7 | 93.4513 |  | 93.4513 | 0 | 0 | 0 | 0
14.09. | 8 | 93.4513 |  | 93.4513 | 0 | 0 | 0 | 0
14.09. | 9 | 94.9513 |  | 94.9513 | 0 | 0 | 0 | 0
14.09. | 10 | 94.9513 |  | 94.9513 | 0 | 0 | 0 | 0
14.09. | 11 | 94.9513 |  | 94.9513 | 0 | 0 | 0 | 0
14.09. | 12 | 94.9513 |  | 94.9513 | 0 | 0 | 0 | 0
14.09. | 13 | 95.1013 |  | 95.1013 | 0 | 0 | 0 | 0
14.09. | 14 | 95.2513 |  | 95.2513 | 0 | 0 | 0 | 0
14.09. | 15 | 87.1512 |  | 87.1512 | 0 | 0 | 0 | 0
14.09. | 16 | 84.4512 |  | 84.4512 | 0 | 0 | 0 | 0
14.09. | 17 | 89.1013 |  | 89.1013 | 0 | 0 | 0 | 0
14.09. | 18 | 87.7512 |  | 87.7512 | 0 | 0 | 0 | 0
14.09. | 19 | 87.7512 |  | 87.7512 | 0 | 0 | 0 | 0
14.09. | 20 | 87.4512 |  | 87.4512 | 0 | 0 | 0 | 0
14.09. | 21 | 87.4512 |  | 87.4512 | 0 | 0 | 0 | 0
14.09. | 22 | 87.6012 |  | 87.6012 | 0 | 0 | 0 | 0
14.09. | 23 | 87.4512 |  | 87.4512 | 0 | 0 | 0 | 0
14.09. | 24 | 87.4512 |  | 87.4512 | 0 | 0 | 0 | 0
15.09. | 1 | 87.4512 |  | 87.4512 | 0 | 0 | 0 | 0
15.09. | 2 | 87.4512 |  | 87.4512 | 0 | 0 | 0 | 0
15.09. | 3 | 87.4512 |  | 87.4512 | 0 | 0 | 0 | 0
15.09. | 4 | 87.4512 |  | 87.4512 | 0 | 0 | 0 | 0
15.09. | 5 | 87.4512 |  | 87.4512 | 0 | 0 | 0 | 0
15.09. | 6 | 87.4512 |  | 87.4512 | 0 | 0 | 0 | 0
15.09. | 7 | 87.1512 |  | 87.1512 | 0 | 0 | 0 | 0
15.09. | 8 | 86.2512 |  | 86.2512 | 0 | 0 | 0 | 0
15.09. | 9 | 86.1012 |  | 86.1012 | 0 | 0 | 0 | 0
15.09. | 10 | 85.8012 |  | 85.8012 | 0 | 0 | 0 | 0
15.09. | 11 | 85.8012 |  | 85.8012 | 0 | 0 | 0 | 0
15.09. | 12 | 85.8012 |  | 85.8012 | 0 | 0 | 0 | 0
15.09. | 13 | 85.9512 |  | 85.9512 | 0 | 0 | 0 | 0
15.09. | 14 | 86.1012 |  | 86.1012 | 0 | 0 | 0 | 0
15.09. | 15 | 86.1012 |  | 86.1012 | 0 | 0 | 0 | 0
15.09. | 16 | 86.1012 |  | 86.1012 | 0 | 0 | 0 | 0
15.09. | 17 | 82.5012 |  | 82.5012 | 0 | 0 | 0 | 0
15.09. | 18 | 81.6012 |  | 81.6012 | 0 | 0 | 0 | 0
15.09. | 19 | 85.6512 |  | 85.6512 | 0 | 0 | 0 | 0
15.09. | 20 | 85.9512 |  | 85.9512 | 0 | 0 | 0 | 0
15.09. | 21 | 85.9512 |  | 85.9512 | 0 | 0 | 0 | 0
15.09. | 22 | 85.9512 |  | 85.9512 | 0 | 0 | 0 | 0
15.09. | 23 | 85.8012 |  | 85.8012 | 0 | 0 | 0 | 0
15.09. | 24 | 86.7012 |  | 86.7012 | 0 | 0 | 0 | 0
16.09. | 1 | 83.5512 |  | 83.5512 | 0 | 0 | 0 | 0
16.09. | 2 | 82.8012 |  | 82.8012 | 0 | 0 | 0 | 0
16.09. | 3 | 82.8012 |  | 82.8012 | 0 | 0 | 0 | 0
16.09. | 4 | 82.9512 |  | 82.9512 | 0 | 0 | 0 | 0
16.09. | 5 | 82.8012 |  | 82.8012 | 0 | 0 | 0 | 0
16.09. | 6 | 82.8012 |  | 82.8012 | 0 | 0 | 0 | 0
16.09. | 7 | 82.9512 |  | 82.9512 | 0 | 0 | 0 | 0
16.09. | 8 | 86.8512 |  | 86.8512 | 0 | 0 | 0 | 0
16.09. | 9 | 87.7512 |  | 87.7512 | 0 | 0 | 0 | 0
16.09. | 10 | 87.6012 |  | 87.6012 | 0 | 0 | 0 | 0
16.09. | 11 | 87.6012 |  | 87.6012 | 0 | 0 | 0 | 0
16.09. | 12 | 87.6012 |  | 87.6012 | 0 | 0 | 0 | 0
16.09. | 13 | 87.6012 |  | 87.6012 | 0 | 0 | 0 | 0
16.09. | 14 | 87.7512 |  | 87.7512 | 0 | 0 | 0 | 0
16.09. | 15 | 87.7512 |  | 87.7512 | 0 | 0 | 0 | 0
16.09. | 16 | 87.7512 |  | 87.7512 | 0 | 0 | 0 | 0
16.09. | 17 | 87.7512 |  | 87.7512 | 0 | 0 | 0 | 0
16.09. | 18 | 87.7512 |  | 87.7512 | 0 | 0 | 0 | 0
16.09. | 19 | 87.6012 |  | 87.6012 | 0 | 0 | 0 | 0
16.09. | 20 | 87.6012 |  | 87.6012 | 0 | 0 | 0 | 0
16.09. | 21 | 87.6012 |  | 87.6012 | 0 | 0 | 0 | 0
16.09. | 22 | 87.6012 |  | 87.6012 | 0 | 0 | 0 | 0
16.09. | 23 | 87.6012 |  | 87.6012 | 0 | 0 | 0 | 0
16.09. | 24 | 87.6012 |  | 87.6012 | 0 | 0 | 0 | 0
17.09. | 1 | 87.6012 |  | 87.6012 | 0 | 0 | 0 | 0
17.09. | 2 | 87.6012 |  | 87.6012 | 0 | 0 | 0 | 0
17.09. | 3 | 87.6012 |  | 87.6012 | 0 | 0 | 0 | 0
17.09. | 4 | 87.6012 |  | 87.6012 | 0 | 0 | 0 | 0
17.09. | 5 | 87.6012 |  | 87.6012 | 0 | 0 | 0 | 0
17.09. | 6 | 87.6012 |  | 87.6012 | 0 | 0 | 0 | 0
17.09. | 7 | 87.6012 |  | 87.6012 | 0 | 0 | 0 | 0
17.09. | 8 | 87.6012 |  | 87.6012 | 0 | 0 | 0 | 0
17.09. | 9 | 87.6012 |  | 87.6012 | 0 | 0 | 0 | 0
17.09. | 10 | 87.6012 |  | 87.6012 | 0 | 0 | 0 | 0
17.09. | 11 | 87.6012 |  | 87.6012 | 0 | 0 | 0 | 0
17.09. | 12 | 84.7512 |  | 84.7512 | 0 | 0 | 0 | 0
17.09. | 13 | 87.3012 |  | 87.3012 | 0 | 0 | 0 | 0
17.09. | 14 | 87.6012 |  | 87.6012 | 0 | 0 | 0 | 0
17.09. | 15 | 88.3512 |  | 88.3512 | 0 | 0 | 0 | 0
17.09. | 16 | 90.6013 |  | 90.6013 | 0 | 0 | 0 | 0
17.09. | 17 | 87.7512 |  | 87.7512 | 0 | 0 | 0 | 0
17.09. | 18 | 87.7512 |  | 87.7512 | 0 | 0 | 0 | 0
17.09. | 19 | 87.6012 |  | 87.6012 | 0 | 0 | 0 | 0
17.09. | 20 | 87.6012 |  | 87.6012 | 0 | 0 | 0 | 0
17.09. | 21 | 87.6012 |  | 87.6012 | 0 | 0 | 0 | 0
17.09. | 22 | 87.6012 |  | 87.6012 | 0 | 0 | 0 | 0
17.09. | 23 | 87.6012 |  | 87.6012 | 0 | 0 | 0 | 0
17.09. | 24 | 87.4512 |  | 87.4512 | 0 | 0 | 0 | 0
18.09. | 1 | 82.5012 |  | 82.5012 | 0 | 0 | 0 | 0
18.09. | 2 | 81.4511 |  | 81.4511 | 0 | 0 | 0 | 0
18.09. | 3 | 81.1511 |  | 81.1511 | 0 | 0 | 0 | 0
18.09. | 4 | 81.0011 |  | 81.0011 | 0 | 0 | 0 | 0
18.09. | 5 | 81.0011 |  | 81.0011 | 0 | 0 | 0 | 0
18.09. | 6 | 81.0011 |  | 81.0011 | 0 | 0 | 0 | 0
18.09. | 7 | 81.0011 |  | 81.0011 | 0 | 0 | 0 | 0
18.09. | 8 | 81.4511 |  | 81.4511 | 0 | 0 | 0 | 0
18.09. | 9 | 87.3012 |  | 87.3012 | 0 | 0 | 0 | 0
18.09. | 10 | 91.8013 |  | 91.8013 | 0 | 0 | 0 | 0
18.09. | 11 | 91.8013 |  | 91.8013 | 0 | 0 | 0 | 0
18.09. | 12 | 91.8013 |  | 91.8013 | 0 | 0 | 0 | 0
18.09. | 13 | 92.2513 |  | 92.2513 | 0 | 0 | 0 | 0
18.09. | 14 | 91.9513 |  | 91.9513 | 0 | 0 | 0 | 0
18.09. | 15 | 91.9513 |  | 91.9513 | 0 | 0 | 0 | 0
18.09. | 16 | 91.9513 |  | 91.9513 | 0 | 0 | 0 | 0
18.09. | 17 | 91.8013 |  | 91.8013 | 0 | 0 | 0 | 0
18.09. | 18 | 91.8013 |  | 91.8013 | 0 | 0 | 0 | 0
18.09. | 19 | 91.9513 |  | 91.9513 | 0 | 0 | 0 | 0
18.09. | 20 | 91.6513 |  | 91.6513 | 0 | 0 | 0 | 0
18.09. | 21 | 91.8013 |  | 91.8013 | 0 | 0 | 0 | 0
18.09. | 22 | 91.6513 |  | 91.6513 | 0 | 0 | 0 | 0
18.09. | 23 | 91.6513 |  | 91.6513 | 0 | 0 | 0 | 0
18.09. | 24 | 91.6513 |  | 91.6513 | 0 | 0 | 0 | 0
19.09. | 1 | 91.3513 |  | 91.3513 | 0 | 0 | 0 | 0
19.09. | 2 | 90.6013 |  | 90.6013 | 0 | 0 | 0 | 0
19.09. | 3 | 90.6013 |  | 90.6013 | 0 | 0 | 0 | 0
19.09. | 4 | 90.6013 |  | 90.6013 | 0 | 0 | 0 | 0
19.09. | 5 | 90.6013 |  | 90.6013 | 0 | 0 | 0 | 0
19.09. | 6 | 90.6013 |  | 90.6013 | 0 | 0 | 0 | 0
19.09. | 7 | 88.5012 |  | 88.5012 | 0 | 0 | 0 | 0
19.09. | 8 | 87.7512 |  | 87.7512 | 0 | 0 | 0 | 0
19.09. | 9 | 92.1013 |  | 92.1013 | 0 | 0 | 0 | 0
19.09. | 10 | 92.1013 |  | 92.1013 | 0 | 0 | 0 | 0
19.09. | 11 | 92.1013 |  | 92.1013 | 0 | 0 | 0 | 0
19.09. | 12 | 92.4013 |  | 92.4013 | 0 | 0 | 0 | 0
19.09. | 13 | 92.4013 |  | 92.4013 | 0 | 0 | 0 | 0
19.09. | 14 | 92.4013 |  | 92.4013 | 0 | 0 | 0 | 0
19.09. | 15 | 92.4013 |  | 92.4013 | 0 | 0 | 0 | 0
19.09. | 16 | 92.4013 |  | 92.4013 | 0 | 0 | 0 | 0
19.09. | 17 | 92.4013 |  | 92.4013 | 0 | 0 | 0 | 0
19.09. | 18 | 92.2513 |  | 92.2513 | 0 | 0 | 0 | 0
19.09. | 19 | 92.1013 |  | 92.1013 | 0 | 0 | 0 | 0
19.09. | 20 | 92.2513 |  | 92.2513 | 0 | 0 | 0 | 0
19.09. | 21 | 92.2513 |  | 92.2513 | 0 | 0 | 0 | 0
19.09. | 22 | 92.1013 |  | 92.1013 | 0 | 0 | 0 | 0
19.09. | 23 | 93.1513 |  | 93.1513 | 0 | 0 | 0 | 0
19.09. | 24 | 93.7513 |  | 93.7513 | 0 | 0 | 0 | 0
20.09. | 1 | 89.8513 |  | 89.8513 | 0 | 0 | 0 | 0
20.09. | 2 | 88.9513 |  | 88.9513 | 0 | 0 | 0 | 0
20.09. | 3 | 88.9513 |  | 88.9513 | 0 | 0 | 0 | 0
20.09. | 4 | 88.9513 |  | 88.9513 | 0 | 0 | 0 | 0
20.09. | 5 | 88.9513 |  | 88.9513 | 0 | 0 | 0 | 0
20.09. | 6 | 88.9513 |  | 88.9513 | 0 | 0 | 0 | 0
20.09. | 7 | 88.9513 |  | 88.9513 | 0 | 0 | 0 | 0
20.09. | 8 | 92.2513 |  | 92.2513 | 0 | 0 | 0 | 0
20.09. | 9 | 93.6013 |  | 93.6013 | 0 | 0 | 0 | 0
20.09. | 10 | 93.4513 |  | 93.4513 | 0 | 0 | 0 | 0
20.09. | 11 | 93.6013 |  | 93.6013 | 0 | 0 | 0 | 0
20.09. | 12 | 93.6013 |  | 93.6013 | 0 | 0 | 0 | 0
20.09. | 13 | 93.7513 |  | 93.7513 | 0 | 0 | 0 | 0
20.09. | 14 | 93.7513 |  | 93.7513 | 0 | 0 | 0 | 0
20.09. | 15 | 93.6013 |  | 93.6013 | 0 | 0 | 0 | 0
20.09. | 16 | 93.6013 |  | 93.6013 | 0 | 0 | 0 | 0
20.09. | 17 | 93.7513 |  | 93.7513 | 0 | 0 | 0 | 0
20.09. | 18 | 93.6013 |  | 93.6013 | 0 | 0 | 0 | 0
20.09. | 19 | 93.3013 |  | 93.3013 | 0 | 0 | 0 | 0
20.09. | 20 | 93.3013 |  | 93.3013 | 0 | 0 | 0 | 0
20.09. | 21 | 93.7513 |  | 93.7513 | 0 | 0 | 0 | 0
20.09. | 22 | 93.7513 |  | 93.7513 | 0 | 0 | 0 | 0
20.09. | 23 | 93.6013 |  | 93.6013 | 0 | 0 | 0 | 0
20.09. | 24 | 84.3012 |  | 84.3012 | 0 | 0 | 0 | 0
21.09. | 1 | 83.5512 |  | 83.5512 | 0 | 0 | 0 | 0
21.09. | 2 | 83.7012 |  | 83.7012 | 0 | 0 | 0 | 0
21.09. | 3 | 83.5512 |  | 83.5512 | 0 | 0 | 0 | 0
21.09. | 4 | 83.7012 |  | 83.7012 | 0 | 0 | 0 | 0
21.09. | 5 | 83.5512 |  | 83.5512 | 0 | 0 | 0 | 0
21.09. | 6 | 83.5512 |  | 83.5512 | 0 | 0 | 0 | 0
21.09. | 7 | 83.5512 |  | 83.5512 | 0 | 0 | 0 | 0
21.09. | 8 | 83.7012 |  | 83.7012 | 0 | 0 | 0 | 0
21.09. | 9 | 83.7012 |  | 83.7012 | 0 | 0 | 0 | 0
21.09. | 10 | 83.5512 |  | 83.5512 | 0 | 0 | 0 | 0
21.09. | 11 | 83.8512 |  | 83.8512 | 0 | 0 | 0 | 0
21.09. | 12 | 83.7012 |  | 83.7012 | 0 | 0 | 0 | 0
21.09. | 13 | 83.8512 |  | 83.8512 | 0 | 0 | 0 | 0
21.09. | 14 | 83.7012 |  | 83.7012 | 0 | 0 | 0 | 0
21.09. | 15 | 83.5512 |  | 83.5512 | 0 | 0 | 0 | 0
21.09. | 16 | 83.5512 |  | 83.5512 | 0 | 0 | 0 | 0
21.09. | 17 | 83.5512 |  | 83.5512 | 0 | 0 | 0 | 0
21.09. | 18 | 83.5512 |  | 83.5512 | 0 | 0 | 0 | 0
21.09. | 19 | 83.5512 |  | 83.5512 | 0 | 0 | 0 | 0
21.09. | 20 | 83.5512 |  | 83.5512 | 0 | 0 | 0 | 0
21.09. | 21 | 83.5512 |  | 83.5512 | 0 | 0 | 0 | 0
21.09. | 22 | 83.5512 |  | 83.5512 | 0 | 0 | 0 | 0
21.09. | 23 | 83.5512 |  | 83.5512 | 0 | 0 | 0 | 0
21.09. | 24 | 83.5512 |  | 83.5512 | 0 | 0 | 0 | 0
22.09. | 1 | 80.7011 |  | 80.7011 | 0 | 0 | 0 | 0
22.09. | 2 | 81.3011 |  | 81.3011 | 0 | 0 | 0 | 0
22.09. | 3 | 81.3011 |  | 81.3011 | 0 | 0 | 0 | 0
22.09. | 4 | 81.3011 |  | 81.3011 | 0 | 0 | 0 | 0
22.09. | 5 | 81.3011 |  | 81.3011 | 0 | 0 | 0 | 0
22.09. | 6 | 81.3011 |  | 81.3011 | 0 | 0 | 0 | 0
22.09. | 7 | 81.3011 |  | 81.3011 | 0 | 0 | 0 | 0
22.09. | 8 | 84.0012 |  | 84.0012 | 0 | 0 | 0 | 0
22.09. | 9 | 85.3512 |  | 85.3512 | 0 | 0 | 0 | 0
22.09. | 10 | 89.2513 |  | 89.2513 | 0 | 0 | 0 | 0
22.09. | 11 | 89.2513 |  | 89.2513 | 0 | 0 | 0 | 0
22.09. | 12 | 89.2513 |  | 89.2513 | 0 | 0 | 0 | 0
22.09. | 13 | 89.2513 |  | 89.2513 | 0 | 0 | 0 | 0
22.09. | 14 | 89.4013 |  | 89.4013 | 0 | 0 | 0 | 0
22.09. | 15 | 89.4013 |  | 89.4013 | 0 | 0 | 0 | 0
22.09. | 16 | 89.4013 |  | 89.4013 | 0 | 0 | 0 | 0
22.09. | 17 | 89.4013 |  | 89.4013 | 0 | 0 | 0 | 0
22.09. | 18 | 89.4013 |  | 89.4013 | 0 | 0 | 0 | 0
22.09. | 19 | 89.4013 |  | 89.4013 | 0 | 0 | 0 | 0
22.09. | 20 | 89.4013 |  | 89.4013 | 0 | 0 | 0 | 0
22.09. | 21 | 89.4013 |  | 89.4013 | 0 | 0 | 0 | 0
22.09. | 22 | 89.4013 |  | 89.4013 | 0 | 0 | 0 | 0
22.09. | 23 | 89.4013 |  | 89.4013 | 0 | 0 | 0 | 0
22.09. | 24 | 89.4013 |  | 89.4013 | 0 | 0 | 0 | 0
23.09. | 1 | 89.4013 |  | 89.4013 | 0 | 0 | 0 | 0
23.09. | 2 | 84.7512 |  | 84.7512 | 0 | 0 | 0 | 0
23.09. | 3 | 84.3012 |  | 84.3012 | 0 | 0 | 0 | 0
23.09. | 4 | 84.3012 |  | 84.3012 | 0 | 0 | 0 | 0
23.09. | 5 | 84.3012 |  | 84.3012 | 0 | 0 | 0 | 0
23.09. | 6 | 84.3012 |  | 84.3012 | 0 | 0 | 0 | 0
23.09. | 7 | 84.3012 |  | 84.3012 | 0 | 0 | 0 | 0
23.09. | 8 | 88.3512 |  | 88.3512 | 0 | 0 | 0 | 0
23.09. | 9 | 90.9013 |  | 90.9013 | 0 | 0 | 0 | 0
23.09. | 10 | 93.3013 |  | 93.3013 | 0 | 0 | 0 | 0
23.09. | 11 | 93.4513 |  | 93.4513 | 0 | 0 | 0 | 0
23.09. | 12 | 93.4513 |  | 93.4513 | 0 | 0 | 0 | 0
23.09. | 13 | 93.4513 |  | 93.4513 | 0 | 0 | 0 | 0
23.09. | 14 | 93.4513 |  | 93.4513 | 0 | 0 | 0 | 0
23.09. | 15 | 93.6013 |  | 93.6013 | 0 | 0 | 0 | 0
23.09. | 16 | 93.6013 |  | 93.6013 | 0 | 0 | 0 | 0
23.09. | 17 | 82.6512 |  | 82.6512 | 0 | 0 | 0 | 0
23.09. | 18 | 75.3011 |  | 75.3011 | 0 | 0 | 0 | 0
23.09. | 19 | 78.9011 |  | 78.9011 | 0 | 0 | 0 | 0
23.09. | 20 | 93.6013 |  | 93.6013 | 0 | 0 | 0 | 0
23.09. | 21 | 93.6013 |  | 93.6013 | 0 | 0 | 0 | 0
23.09. | 22 | 93.6013 |  | 93.6013 | 0 | 0 | 0 | 0
23.09. | 23 | 93.6013 |  | 93.6013 | 0 | 0 | 0 | 0
23.09. | 24 | 91.2013 |  | 91.2013 | 0 | 0 | 0 | 0
24.09. | 1 | 87.4512 |  | 87.4512 | 0 | 0 | 0 | 0
24.09. | 2 | 87.4512 |  | 87.4512 | 0 | 0 | 0 | 0
24.09. | 3 | 87.4512 |  | 87.4512 | 0 | 0 | 0 | 0
24.09. | 4 | 87.4512 |  | 87.4512 | 0 | 0 | 0 | 0
24.09. | 5 | 87.4512 |  | 87.4512 | 0 | 0 | 0 | 0
24.09. | 6 | 87.4512 |  | 87.4512 | 0 | 0 | 0 | 0
24.09. | 7 | 88.3512 |  | 88.3512 | 0 | 0 | 0 | 0
24.09. | 8 | 91.9513 |  | 91.9513 | 0 | 0 | 0 | 0
24.09. | 9 | 93.1513 |  | 93.1513 | 0 | 0 | 0 | 0
24.09. | 10 | 93.4513 |  | 93.4513 | 0 | 0 | 0 | 0
24.09. | 11 | 93.4513 |  | 93.4513 | 0 | 0 | 0 | 0
24.09. | 12 | 93.4513 |  | 93.4513 | 0 | 0 | 0 | 0
24.09. | 13 | 93.6013 |  | 93.6013 | 0 | 0 | 0 | 0
24.09. | 14 | 93.6013 |  | 93.6013 | 0 | 0 | 0 | 0
24.09. | 15 | 93.6013 |  | 93.6013 | 0 | 0 | 0 | 0
24.09. | 16 | 93.6013 |  | 93.6013 | 0 | 0 | 0 | 0
24.09. | 17 | 93.6013 |  | 93.6013 | 0 | 0 | 0 | 0
24.09. | 18 | 93.6013 |  | 93.6013 | 0 | 0 | 0 | 0
24.09. | 19 | 93.6013 |  | 93.6013 | 0 | 0 | 0 | 0
24.09. | 20 | 93.6013 |  | 93.6013 | 0 | 0 | 0 | 0
24.09. | 21 | 93.6013 |  | 93.6013 | 0 | 0 | 0 | 0
24.09. | 22 | 93.4513 |  | 93.4513 | 0 | 0 | 0 | 0
24.09. | 23 | 93.4513 |  | 93.4513 | 0 | 0 | 0 | 0
24.09. | 24 | 93.4513 |  | 93.4513 | 0 | 0 | 0 | 0
25.09. | 1 | 90.4513 |  | 90.4513 | 0 | 0 | 0 | 0
25.09. | 2 | 88.8013 |  | 88.8013 | 0 | 0 | 0 | 0
25.09. | 3 | 88.8013 |  | 88.8013 | 0 | 0 | 0 | 0
25.09. | 4 | 88.8013 |  | 88.8013 | 0 | 0 | 0 | 0
25.09. | 5 | 88.8013 |  | 88.8013 | 0 | 0 | 0 | 0
25.09. | 6 | 88.8013 |  | 88.8013 | 0 | 0 | 0 | 0
25.09. | 7 | 88.9513 |  | 88.9513 | 0 | 0 | 0 | 0
25.09. | 8 | 92.4013 |  | 92.4013 | 0 | 0 | 0 | 0
25.09. | 9 | 93.4513 |  | 93.4513 | 0 | 0 | 0 | 0
25.09. | 10 | 93.6013 |  | 93.6013 | 0 | 0 | 0 | 0
25.09. | 11 | 93.9013 |  | 93.9013 | 0 | 0 | 0 | 0
25.09. | 12 | 93.6013 |  | 93.6013 | 0 | 0 | 0 | 0
25.09. | 13 | 93.3013 |  | 93.3013 | 0 | 0 | 0 | 0
25.09. | 14 | 93.4513 |  | 93.4513 | 0 | 0 | 0 | 0
25.09. | 15 | 90.6013 |  | 90.6013 | 0 | 0 | 0 | 0
25.09. | 16 | 88.6513 |  | 88.6513 | 0 | 0 | 0 | 0
25.09. | 17 | 81.0011 |  | 81.0011 | 0 | 0 | 0 | 0
25.09. | 18 | 74.4011 |  | 74.4011 | 0 | 0 | 0 | 0
25.09. | 19 | 77.4011 |  | 77.4011 | 0 | 0 | 0 | 0
25.09. | 20 | 93.4513 |  | 93.4513 | 0 | 0 | 0 | 0
25.09. | 21 | 93.4513 |  | 93.4513 | 0 | 0 | 0 | 0
25.09. | 22 | 93.4513 |  | 93.4513 | 0 | 0 | 0 | 0
25.09. | 23 | 93.4513 |  | 93.4513 | 0 | 0 | 0 | 0
25.09. | 24 | 92.5513 |  | 92.5513 | 0 | 0 | 0 | 0
26.09. | 1 | 88.9513 |  | 88.9513 | 0 | 0 | 0 | 0
26.09. | 2 | 88.8013 |  | 88.8013 | 0 | 0 | 0 | 0
26.09. | 3 | 88.8013 |  | 88.8013 | 0 | 0 | 0 | 0
26.09. | 4 | 88.9513 |  | 88.9513 | 0 | 0 | 0 | 0
26.09. | 5 | 88.9513 |  | 88.9513 | 0 | 0 | 0 | 0
26.09. | 6 | 88.9513 |  | 88.9513 | 0 | 0 | 0 | 0
26.09. | 7 | 88.9513 |  | 88.9513 | 0 | 0 | 0 | 0
26.09. | 8 | 88.9513 |  | 88.9513 | 0 | 0 | 0 | 0
26.09. | 9 | 88.8013 |  | 88.8013 | 0 | 0 | 0 | 0
26.09. | 10 | 84.0012 |  | 84.0012 | 0 | 0 | 0 | 0
26.09. | 11 | 91.5013 |  | 91.5013 | 0 | 0 | 0 | 0
26.09. | 12 | 91.8013 |  | 91.8013 | 0 | 0 | 0 | 0
26.09. | 13 | 91.9513 |  | 91.9513 | 0 | 0 | 0 | 0
26.09. | 14 | 91.9513 |  | 91.9513 | 0 | 0 | 0 | 0
26.09. | 15 | 91.8013 |  | 91.8013 | 0 | 0 | 0 | 0
26.09. | 16 | 91.9513 |  | 91.9513 | 0 | 0 | 0 | 0
26.09. | 17 | 91.8013 |  | 91.8013 | 0 | 0 | 0 | 0
26.09. | 18 | 91.9513 |  | 91.9513 | 0 | 0 | 0 | 0
26.09. | 19 | 91.9513 |  | 91.9513 | 0 | 0 | 0 | 0
26.09. | 20 | 91.9513 |  | 91.9513 | 0 | 0 | 0 | 0
26.09. | 21 | 91.9513 |  | 91.9513 | 0 | 0 | 0 | 0
26.09. | 22 | 91.8013 |  | 91.8013 | 0 | 0 | 0 | 0
26.09. | 23 | 91.9513 |  | 91.9513 | 0 | 0 | 0 | 0
26.09. | 24 | 91.8013 |  | 91.8013 | 0 | 0 | 0 | 0
27.09. | 1 | 90.3013 |  | 90.3013 | 0 | 0 | 0 | 0
27.09. | 2 | 87.3012 |  | 87.3012 | 0 | 0 | 0 | 0
27.09. | 3 | 87.3012 |  | 87.3012 | 0 | 0 | 0 | 0
27.09. | 4 | 87.4512 |  | 87.4512 | 0 | 0 | 0 | 0
27.09. | 5 | 87.3012 |  | 87.3012 | 0 | 0 | 0 | 0
27.09. | 6 | 87.3012 |  | 87.3012 | 0 | 0 | 0 | 0
27.09. | 7 | 87.3012 |  | 87.3012 | 0 | 0 | 0 | 0
27.09. | 8 | 87.3012 |  | 87.3012 | 0 | 0 | 0 | 0
27.09. | 9 | 91.5013 |  | 91.5013 | 0 | 0 | 0 | 0
27.09. | 10 | 91.9513 |  | 91.9513 | 0 | 0 | 0 | 0
27.09. | 11 | 91.9513 |  | 91.9513 | 0 | 0 | 0 | 0
27.09. | 12 | 91.9513 |  | 91.9513 | 0 | 0 | 0 | 0
27.09. | 13 | 91.9513 |  | 91.9513 | 0 | 0 | 0 | 0
27.09. | 14 | 91.9513 |  | 91.9513 | 0 | 0 | 0 | 0
27.09. | 15 | 91.8013 |  | 91.8013 | 0 | 0 | 0 | 0
27.09. | 16 | 91.9513 |  | 91.9513 | 0 | 0 | 0 | 0
27.09. | 17 | 91.9513 |  | 91.9513 | 0 | 0 | 0 | 0
27.09. | 18 | 91.9513 |  | 91.9513 | 0 | 0 | 0 | 0
27.09. | 19 | 91.9513 |  | 91.9513 | 0 | 0 | 0 | 0
27.09. | 20 | 91.9513 |  | 91.9513 | 0 | 0 | 0 | 0
27.09. | 21 | 91.9513 |  | 91.9513 | 0 | 0 | 0 | 0
27.09. | 22 | 91.9513 |  | 91.9513 | 0 | 0 | 0 | 0
27.09. | 23 | 91.8013 |  | 91.8013 | 0 | 0 | 0 | 0
27.09. | 24 | 90.9013 |  | 90.9013 | 0 | 0 | 0 | 0
28.09. | 1 | 85.8012 |  | 85.8012 | 0 | 0 | 0 | 0
28.09. | 2 | 85.8012 |  | 85.8012 | 0 | 0 | 0 | 0
28.09. | 3 | 85.8012 |  | 85.8012 | 0 | 0 | 0 | 0
28.09. | 4 | 85.8012 |  | 85.8012 | 0 | 0 | 0 | 0
28.09. | 5 | 85.8012 |  | 85.8012 | 0 | 0 | 0 | 0
28.09. | 6 | 85.8012 |  | 85.8012 | 0 | 0 | 0 | 0
28.09. | 7 | 85.8012 |  | 85.8012 | 0 | 0 | 0 | 0
28.09. | 8 | 87.6012 |  | 87.6012 | 0 | 0 | 0 | 0
28.09. | 9 | 90.7513 |  | 90.7513 | 0 | 0 | 0 | 0
28.09. | 10 | 90.6013 |  | 90.6013 | 0 | 0 | 0 | 0
28.09. | 11 | 90.0013 |  | 90.0013 | 0 | 0 | 0 | 0
28.09. | 12 | 81.3011 |  | 81.3011 | 0 | 0 | 0 | 0
28.09. | 13 | 83.4012 |  | 83.4012 | 0 | 0 | 0 | 0
28.09. | 14 | 90.3013 |  | 90.3013 | 0 | 0 | 0 | 0
28.09. | 15 | 90.4513 |  | 90.4513 | 0 | 0 | 0 | 0
28.09. | 16 | 90.3013 |  | 90.3013 | 0 | 0 | 0 | 0
28.09. | 17 | 91.5013 |  | 91.5013 | 0 | 0 | 0 | 0
28.09. | 18 | 91.9513 |  | 91.9513 | 0 | 0 | 0 | 0
28.09. | 19 | 91.8013 |  | 91.8013 | 0 | 0 | 0 | 0
28.09. | 20 | 91.9513 |  | 91.9513 | 0 | 0 | 0 | 0
28.09. | 21 | 91.9513 |  | 91.9513 | 0 | 0 | 0 | 0
28.09. | 22 | 91.9513 |  | 91.9513 | 0 | 0 | 0 | 0
28.09. | 23 | 91.8013 |  | 91.8013 | 0 | 0 | 0 | 0
28.09. | 24 | 88.6513 |  | 88.6513 | 0 | 0 | 0 | 0
29.09. | 1 | 86.4012 |  | 86.4012 | 0 | 0 | 0 | 0
29.09. | 2 | 81.1511 |  | 81.1511 | 0 | 0 | 0 | 0
29.09. | 3 | 81.1511 |  | 81.1511 | 0 | 0 | 0 | 0
29.09. | 4 | 81.1511 |  | 81.1511 | 0 | 0 | 0 | 0
29.09. | 5 | 81.1511 |  | 81.1511 | 0 | 0 | 0 | 0
29.09. | 6 | 81.1511 |  | 81.1511 | 0 | 0 | 0 | 0
29.09. | 7 | 81.1511 |  | 81.1511 | 0 | 0 | 0 | 0
29.09. | 8 | 83.1012 |  | 83.1012 | 0 | 0 | 0 | 0
29.09. | 9 | 86.1012 |  | 86.1012 | 0 | 0 | 0 | 0
29.09. | 10 | 85.8012 |  | 85.8012 | 0 | 0 | 0 | 0
29.09. | 11 | 85.8012 |  | 85.8012 | 0 | 0 | 0 | 0
29.09. | 12 | 85.8012 |  | 85.8012 | 0 | 0 | 0 | 0
29.09. | 13 | 85.8012 |  | 85.8012 | 0 | 0 | 0 | 0
29.09. | 14 | 85.8012 |  | 85.8012 | 0 | 0 | 0 | 0
29.09. | 15 | 85.8012 |  | 85.8012 | 0 | 0 | 0 | 0
29.09. | 16 | 85.8012 |  | 85.8012 | 0 | 0 | 0 | 0
29.09. | 17 | 85.8012 |  | 85.8012 | 0 | 0 | 0 | 0
29.09. | 18 | 85.8012 |  | 85.8012 | 0 | 0 | 0 | 0
29.09. | 19 | 85.6512 |  | 85.6512 | 0 | 0 | 0 | 0
29.09. | 20 | 85.8012 |  | 85.8012 | 0 | 0 | 0 | 0
29.09. | 21 | 85.6512 |  | 85.6512 | 0 | 0 | 0 | 0
29.09. | 22 | 85.8012 |  | 85.8012 | 0 | 0 | 0 | 0
29.09. | 23 | 85.8012 |  | 85.8012 | 0 | 0 | 0 | 0
29.09. | 24 | 85.8012 |  | 85.8012 | 0 | 0 | 0 | 0
30.09. | 1 | 88.3512 |  | 88.3512 | 0 | 0 | 0 | 0
30.09. | 2 | 87.3012 |  | 87.3012 | 0 | 0 | 0 | 0
30.09. | 3 | 87.3012 |  | 87.3012 | 0 | 0 | 0 | 0
30.09. | 4 | 87.3012 |  | 87.3012 | 0 | 0 | 0 | 0
30.09. | 5 | 87.3012 |  | 87.3012 | 0 | 0 | 0 | 0
30.09. | 6 | 87.3012 |  | 87.3012 | 0 | 0 | 0 | 0
30.09. | 7 | 87.3012 |  | 87.3012 | 0 | 0 | 0 | 0
30.09. | 8 | 87.3012 |  | 87.3012 | 0 | 0 | 0 | 0
30.09. | 9 | 87.3012 |  | 87.3012 | 0 | 0 | 0 | 0
30.09. | 10 | 91.3513 |  | 91.3513 | 0 | 0 | 0 | 0
30.09. | 11 | 97.6514 |  | 97.6514 | 0 | 0 | 0 | 0
30.09. | 12 | 101.4014 |  | 101.4014 | 0 | 0 | 0 | 0
30.09. | 13 | 101.1014 |  | 101.1014 | 0 | 0 | 0 | 0
30.09. | 14 | 101.1014 |  | 101.1014 | 0 | 0 | 0 | 0
30.09. | 15 | 100.9514 |  | 100.9514 | 0 | 0 | 0 | 0
30.09. | 16 | 101.1014 |  | 101.1014 | 0 | 0 | 0 | 0
30.09. | 17 | 100.9514 |  | 100.9514 | 0 | 0 | 0 | 0
30.09. | 18 | 101.1014 |  | 101.1014 | 0 | 0 | 0 | 0
30.09. | 19 | 100.9514 |  | 100.9514 | 0 | 0 | 0 | 0
30.09. | 20 | 101.1014 |  | 101.1014 | 0 | 0 | 0 | 0
30.09. | 21 | 101.1014 |  | 101.1014 | 0 | 0 | 0 | 0
30.09. | 22 | 101.1014 |  | 101.1014 | 0 | 0 | 0 | 0
30.09. | 23 | 101.1014 |  | 101.1014 | 0 | 0 | 0 | 0
30.09. | 24 | 101.8514 |  | 101.8514 | 0 | 0 | 0 | 0
01.10. | 1 | 99.7514 |  | 99.7514 | 0 | 0 | 0 | 0
01.10. | 2 | 97.9514 |  | 97.9514 | 0 | 0 | 0 | 0
01.10. | 3 | 97.9514 |  | 97.9514 | 0 | 0 | 0 | 0
01.10. | 4 | 97.9514 |  | 97.9514 | 0 | 0 | 0 | 0
01.10. | 5 | 97.9514 |  | 97.9514 | 0 | 0 | 0 | 0
01.10. | 6 | 97.9514 |  | 97.9514 | 0 | 0 | 0 | 0
01.10. | 7 | 98.1014 |  | 98.1014 | 0 | 0 | 0 | 0
01.10. | 8 | 101.8514 |  | 101.8514 | 0 | 0 | 0 | 0
01.10. | 9 | 102.9015 |  | 102.9015 | 0 | 0 | 0 | 0
01.10. | 10 | 102.6014 |  | 102.6014 | 0 | 0 | 0 | 0
01.10. | 11 | 102.6014 |  | 102.6014 | 0 | 0 | 0 | 0
01.10. | 12 | 102.4514 |  | 102.4514 | 0 | 0 | 0 | 0
01.10. | 13 | 102.6014 |  | 102.6014 | 0 | 0 | 0 | 0
01.10. | 14 | 102.6014 |  | 102.6014 | 0 | 0 | 0 | 0
01.10. | 15 | 102.6014 |  | 102.6014 | 0 | 0 | 0 | 0
01.10. | 16 | 102.6014 |  | 102.6014 | 0 | 0 | 0 | 0
01.10. | 17 | 102.6014 |  | 102.6014 | 0 | 0 | 0 | 0
01.10. | 18 | 102.6014 |  | 102.6014 | 0 | 0 | 0 | 0
01.10. | 19 | 102.6014 |  | 102.6014 | 0 | 0 | 0 | 0
01.10. | 20 | 102.6014 |  | 102.6014 | 0 | 0 | 0 | 0
01.10. | 21 | 102.6014 |  | 102.6014 | 0 | 0 | 0 | 0
01.10. | 22 | 102.6014 |  | 102.6014 | 0 | 0 | 0 | 0
01.10. | 23 | 102.6014 |  | 102.6014 | 0 | 0 | 0 | 0
01.10. | 24 | 97.9514 |  | 97.9514 | 0 | 0 | 0 | 0
02.10. | 1 | 97.9514 |  | 97.9514 | 0 | 0 | 0 | 0
02.10. | 2 | 97.9514 |  | 97.9514 | 0 | 0 | 0 | 0
02.10. | 3 | 97.9514 |  | 97.9514 | 0 | 0 | 0 | 0
02.10. | 4 | 97.9514 |  | 97.9514 | 0 | 0 | 0 | 0
02.10. | 5 | 97.9514 |  | 97.9514 | 0 | 0 | 0 | 0
02.10. | 6 | 97.9514 |  | 97.9514 | 0 | 0 | 0 | 0
02.10. | 7 | 98.1014 |  | 98.1014 | 0 | 0 | 0 | 0
02.10. | 8 | 97.9514 |  | 97.9514 | 0 | 0 | 0 | 0
02.10. | 9 | 97.9514 |  | 97.9514 | 0 | 0 | 0 | 0
02.10. | 10 | 97.9514 |  | 97.9514 | 0 | 0 | 0 | 0
02.10. | 11 | 97.9514 |  | 97.9514 | 0 | 0 | 0 | 0
02.10. | 12 | 97.9514 |  | 97.9514 | 0 | 0 | 0 | 0
02.10. | 13 | 97.9514 |  | 97.9514 | 0 | 0 | 0 | 0
02.10. | 14 | 97.9514 |  | 97.9514 | 0 | 0 | 0 | 0
02.10. | 15 | 97.9514 |  | 97.9514 | 0 | 0 | 0 | 0
02.10. | 16 | 98.1014 |  | 98.1014 | 0 | 0 | 0 | 0
02.10. | 17 | 102.4514 |  | 102.4514 | 0 | 0 | 0 | 0
02.10. | 18 | 102.6014 |  | 102.6014 | 0 | 0 | 0 | 0
02.10. | 19 | 102.4514 |  | 102.4514 | 0 | 0 | 0 | 0
02.10. | 20 | 102.6014 |  | 102.6014 | 0 | 0 | 0 | 0
02.10. | 21 | 102.4514 |  | 102.4514 | 0 | 0 | 0 | 0
02.10. | 22 | 102.6014 |  | 102.6014 | 0 | 0 | 0 | 0
02.10. | 23 | 102.6014 |  | 102.6014 | 0 | 0 | 0 | 0
02.10. | 24 | 102.6014 |  | 102.6014 | 0 | 0 | 0 | 0
03.10. | 1 | 102.4514 |  | 102.4514 | 0 | 0 | 0 | 0
03.10. | 2 | 97.9514 |  | 97.9514 | 0 | 0 | 0 | 0
03.10. | 3 | 98.1014 |  | 98.1014 | 0 | 0 | 0 | 0
03.10. | 4 | 98.1014 |  | 98.1014 | 0 | 0 | 0 | 0
03.10. | 5 | 98.1014 |  | 98.1014 | 0 | 0 | 0 | 0
03.10. | 6 | 98.1014 |  | 98.1014 | 0 | 0 | 0 | 0
03.10. | 7 | 98.1014 |  | 98.1014 | 0 | 0 | 0 | 0
03.10. | 8 | 98.1014 |  | 98.1014 | 0 | 0 | 0 | 0
03.10. | 9 | 98.2514 |  | 98.2514 | 0 | 0 | 0 | 0
03.10. | 10 | 102.6014 |  | 102.6014 | 0 | 0 | 0 | 0
03.10. | 11 | 102.6014 |  | 102.6014 | 0 | 0 | 0 | 0
03.10. | 12 | 102.6014 |  | 102.6014 | 0 | 0 | 0 | 0
03.10. | 13 | 102.6014 |  | 102.6014 | 0 | 0 | 0 | 0
03.10. | 14 | 102.6014 |  | 102.6014 | 0 | 0 | 0 | 0
03.10. | 15 | 102.6014 |  | 102.6014 | 0 | 0 | 0 | 0
03.10. | 16 | 102.6014 |  | 102.6014 | 0 | 0 | 0 | 0
03.10. | 17 | 102.6014 |  | 102.6014 | 0 | 0 | 0 | 0
03.10. | 18 | 102.6014 |  | 102.6014 | 0 | 0 | 0 | 0
03.10. | 19 | 102.6014 |  | 102.6014 | 0 | 0 | 0 | 0
03.10. | 20 | 102.6014 |  | 102.6014 | 0 | 0 | 0 | 0
03.10. | 21 | 102.6014 |  | 102.6014 | 0 | 0 | 0 | 0
03.10. | 22 | 102.6014 |  | 102.6014 | 0 | 0 | 0 | 0
03.10. | 23 | 102.4514 |  | 102.4514 | 0 | 0 | 0 | 0
03.10. | 24 | 97.9514 |  | 97.9514 | 0 | 0 | 0 | 0
04.10. | 1 | 97.9514 |  | 97.9514 | 0 | 0 | 0 | 0
04.10. | 2 | 98.1014 |  | 98.1014 | 0 | 0 | 0 | 0
04.10. | 3 | 97.9514 |  | 97.9514 | 0 | 0 | 0 | 0
04.10. | 4 | 98.1014 |  | 98.1014 | 0 | 0 | 0 | 0
04.10. | 5 | 98.1014 |  | 98.1014 | 0 | 0 | 0 | 0
04.10. | 6 | 98.1014 |  | 98.1014 | 0 | 0 | 0 | 0
04.10. | 7 | 98.2514 |  | 98.2514 | 0 | 0 | 0 | 0
04.10. | 8 | 91.8013 |  | 91.8013 | 0 | 0 | 0 | 0
04.10. | 9 | 90.4513 |  | 90.4513 | 0 | 0 | 0 | 0
04.10. | 10 | 90.4513 |  | 90.4513 | 0 | 0 | 0 | 0
04.10. | 11 | 90.3013 |  | 90.3013 | 0 | 0 | 0 | 0
04.10. | 12 | 90.4513 |  | 90.4513 | 0 | 0 | 0 | 0
04.10. | 13 | 90.4513 |  | 90.4513 | 0 | 0 | 0 | 0
04.10. | 14 | 90.3013 |  | 90.3013 | 0 | 0 | 0 | 0
04.10. | 15 | 90.3013 |  | 90.3013 | 0 | 0 | 0 | 0
04.10. | 16 | 90.3013 |  | 90.3013 | 0 | 0 | 0 | 0
04.10. | 17 | 90.4513 |  | 90.4513 | 0 | 0 | 0 | 0
04.10. | 18 | 90.4513 |  | 90.4513 | 0 | 0 | 0 | 0
04.10. | 19 | 90.4513 |  | 90.4513 | 0 | 0 | 0 | 0
04.10. | 20 | 89.1013 |  | 89.1013 | 0 | 0 | 0 | 0
04.10. | 21 | 88.9513 |  | 88.9513 | 0 | 0 | 0 | 0
04.10. | 22 | 88.9513 |  | 88.9513 | 0 | 0 | 0 | 0
04.10. | 23 | 88.9513 |  | 88.9513 | 0 | 0 | 0 | 0
04.10. | 24 | 88.9513 |  | 88.9513 | 0 | 0 | 0 | 0
05.10. | 1 | 88.9513 |  | 88.9513 | 0 | 0 | 0 | 0
05.10. | 2 | 88.9513 |  | 88.9513 | 0 | 0 | 0 | 0
05.10. | 3 | 88.9513 |  | 88.9513 | 0 | 0 | 0 | 0
05.10. | 4 | 88.9513 |  | 88.9513 | 0 | 0 | 0 | 0
05.10. | 5 | 88.9513 |  | 88.9513 | 0 | 0 | 0 | 0
05.10. | 6 | 88.9513 |  | 88.9513 | 0 | 0 | 0 | 0
05.10. | 7 | 88.9513 |  | 88.9513 | 0 | 0 | 0 | 0
05.10. | 8 | 89.2513 |  | 89.2513 | 0 | 0 | 0 | 0
05.10. | 9 | 89.2513 |  | 89.2513 | 0 | 0 | 0 | 0
05.10. | 10 | 89.1013 |  | 89.1013 | 0 | 0 | 0 | 0
05.10. | 11 | 88.9513 |  | 88.9513 | 0 | 0 | 0 | 0
05.10. | 12 | 88.9513 |  | 88.9513 | 0 | 0 | 0 | 0
05.10. | 13 | 88.8013 |  | 88.8013 | 0 | 0 | 0 | 0
05.10. | 14 | 88.6513 |  | 88.6513 | 0 | 0 | 0 | 0
05.10. | 15 | 88.9513 |  | 88.9513 | 0 | 0 | 0 | 0
05.10. | 16 | 88.9513 |  | 88.9513 | 0 | 0 | 0 | 0
05.10. | 17 | 88.9513 |  | 88.9513 | 0 | 0 | 0 | 0
05.10. | 18 | 92.8513 |  | 92.8513 | 0 | 0 | 0 | 0
05.10. | 19 | 93.6013 |  | 93.6013 | 0 | 0 | 0 | 0
05.10. | 20 | 93.6013 |  | 93.6013 | 0 | 0 | 0 | 0
05.10. | 21 | 93.6013 |  | 93.6013 | 0 | 0 | 0 | 0
05.10. | 22 | 93.4513 |  | 93.4513 | 0 | 0 | 0 | 0
05.10. | 23 | 93.4513 |  | 93.4513 | 0 | 0 | 0 | 0
05.10. | 24 | 88.0512 |  | 88.0512 | 0 | 0 | 0 | 0
06.10. | 1 | 87.4512 |  | 87.4512 | 0 | 0 | 0 | 0
06.10. | 2 | 87.4512 |  | 87.4512 | 0 | 0 | 0 | 0
06.10. | 3 | 87.4512 |  | 87.4512 | 0 | 0 | 0 | 0
06.10. | 4 | 87.4512 |  | 87.4512 | 0 | 0 | 0 | 0
06.10. | 5 | 87.4512 |  | 87.4512 | 0 | 0 | 0 | 0
06.10. | 6 | 87.4512 |  | 87.4512 | 0 | 0 | 0 | 0
06.10. | 7 | 87.4512 |  | 87.4512 | 0 | 0 | 0 | 0
06.10. | 8 | 89.5513 |  | 89.5513 | 0 | 0 | 0 | 0
06.10. | 9 | 91.9513 |  | 91.9513 | 0 | 0 | 0 | 0
06.10. | 10 | 92.4013 |  | 92.4013 | 0 | 0 | 0 | 0
06.10. | 11 | 93.3013 |  | 93.3013 | 0 | 0 | 0 | 0
06.10. | 12 | 101.5514 |  | 101.5514 | 0 | 0 | 0 | 0
06.10. | 13 | 101.4014 |  | 101.4014 | 0 | 0 | 0 | 0
06.10. | 14 | 101.1014 |  | 101.1014 | 0 | 0 | 0 | 0
06.10. | 15 | 101.2514 |  | 101.2514 | 0 | 0 | 0 | 0
06.10. | 16 | 101.2514 |  | 101.2514 | 0 | 0 | 0 | 0
06.10. | 17 | 101.2514 |  | 101.2514 | 0 | 0 | 0 | 0
06.10. | 18 | 101.2514 |  | 101.2514 | 0 | 0 | 0 | 0
06.10. | 19 | 101.1014 |  | 101.1014 | 0 | 0 | 0 | 0
06.10. | 20 | 101.2514 |  | 101.2514 | 0 | 0 | 0 | 0
06.10. | 21 | 101.2514 |  | 101.2514 | 0 | 0 | 0 | 0
06.10. | 22 | 101.2514 |  | 101.2514 | 0 | 0 | 0 | 0
06.10. | 23 | 97.6514 |  | 97.6514 | 0 | 0 | 0 | 0
06.10. | 24 | 96.6014 |  | 96.6014 | 0 | 0 | 0 | 0
07.10. | 1 | 96.6014 |  | 96.6014 | 0 | 0 | 0 | 0
07.10. | 2 | 96.6014 |  | 96.6014 | 0 | 0 | 0 | 0
07.10. | 3 | 96.6014 |  | 96.6014 | 0 | 0 | 0 | 0
07.10. | 4 | 96.6014 |  | 96.6014 | 0 | 0 | 0 | 0
07.10. | 5 | 96.6014 |  | 96.6014 | 0 | 0 | 0 | 0
07.10. | 6 | 96.6014 |  | 96.6014 | 0 | 0 | 0 | 0
07.10. | 7 | 96.6014 |  | 96.6014 | 0 | 0 | 0 | 0
07.10. | 8 | 97.9514 |  | 97.9514 | 0 | 0 | 0 | 0
07.10. | 9 | 101.1014 |  | 101.1014 | 0 | 0 | 0 | 0
07.10. | 10 | 101.2514 |  | 101.2514 | 0 | 0 | 0 | 0
07.10. | 11 | 101.4014 |  | 101.4014 | 0 | 0 | 0 | 0
07.10. | 12 | 101.2514 |  | 101.2514 | 0 | 0 | 0 | 0
07.10. | 13 | 101.1014 |  | 101.1014 | 0 | 0 | 0 | 0
07.10. | 14 | 101.1014 |  | 101.1014 | 0 | 0 | 0 | 0
07.10. | 15 | 101.1014 |  | 101.1014 | 0 | 0 | 0 | 0
07.10. | 16 | 101.1014 |  | 101.1014 | 0 | 0 | 0 | 0
07.10. | 17 | 101.1014 |  | 101.1014 | 0 | 0 | 0 | 0
07.10. | 18 | 101.1014 |  | 101.1014 | 0 | 0 | 0 | 0
07.10. | 19 | 100.9514 |  | 100.9514 | 0 | 0 | 0 | 0
07.10. | 20 | 101.1014 |  | 101.1014 | 0 | 0 | 0 | 0
07.10. | 21 | 101.1014 |  | 101.1014 | 0 | 0 | 0 | 0
07.10. | 22 | 100.9514 |  | 100.9514 | 0 | 0 | 0 | 0
07.10. | 23 | 100.8014 |  | 100.8014 | 0 | 0 | 0 | 0
07.10. | 24 | 96.9014 |  | 96.9014 | 0 | 0 | 0 | 0
08.10. | 1 | 95.2513 |  | 95.2513 | 0 | 0 | 0 | 0
08.10. | 2 | 94.8013 |  | 94.8013 | 0 | 0 | 0 | 0
08.10. | 3 | 94.8013 |  | 94.8013 | 0 | 0 | 0 | 0
08.10. | 4 | 94.8013 |  | 94.8013 | 0 | 0 | 0 | 0
08.10. | 5 | 94.8013 |  | 94.8013 | 0 | 0 | 0 | 0
08.10. | 6 | 94.8013 |  | 94.8013 | 0 | 0 | 0 | 0
08.10. | 7 | 95.7014 |  | 95.7014 | 0 | 0 | 0 | 0
08.10. | 8 | 100.5014 |  | 100.5014 | 0 | 0 | 0 | 0
08.10. | 9 | 101.1014 |  | 101.1014 | 0 | 0 | 0 | 0
08.10. | 10 | 100.8014 |  | 100.8014 | 0 | 0 | 0 | 0
08.10. | 11 | 100.8014 |  | 100.8014 | 0 | 0 | 0 | 0
08.10. | 12 | 100.8014 |  | 100.8014 | 0 | 0 | 0 | 0
08.10. | 13 | 100.8014 |  | 100.8014 | 0 | 0 | 0 | 0
08.10. | 14 | 100.8014 |  | 100.8014 | 0 | 0 | 0 | 0
08.10. | 15 | 100.8014 |  | 100.8014 | 0 | 0 | 0 | 0
08.10. | 16 | 100.9514 |  | 100.9514 | 0 | 0 | 0 | 0
08.10. | 17 | 100.9514 |  | 100.9514 | 0 | 0 | 0 | 0
08.10. | 18 | 100.8014 |  | 100.8014 | 0 | 0 | 0 | 0
08.10. | 19 | 100.9514 |  | 100.9514 | 0 | 0 | 0 | 0
08.10. | 20 | 100.9514 |  | 100.9514 | 0 | 0 | 0 | 0
08.10. | 21 | 100.9514 |  | 100.9514 | 0 | 0 | 0 | 0
08.10. | 22 | 100.9514 |  | 100.9514 | 0 | 0 | 0 | 0
08.10. | 23 | 100.9514 |  | 100.9514 | 0 | 0 | 0 | 0
08.10. | 24 | 100.9514 |  | 100.9514 | 0 | 0 | 0 | 0
09.10. | 1 | 96.9014 |  | 96.9014 | 0 | 0 | 0 | 0
09.10. | 2 | 96.3014 |  | 96.3014 | 0 | 0 | 0 | 0
09.10. | 3 | 96.3014 |  | 96.3014 | 0 | 0 | 0 | 0
09.10. | 4 | 96.3014 |  | 96.3014 | 0 | 0 | 0 | 0
09.10. | 5 | 96.3014 |  | 96.3014 | 0 | 0 | 0 | 0
09.10. | 6 | 96.3014 |  | 96.3014 | 0 | 0 | 0 | 0
09.10. | 7 | 96.3014 |  | 96.3014 | 0 | 0 | 0 | 0
09.10. | 8 | 96.4514 |  | 96.4514 | 0 | 0 | 0 | 0
09.10. | 9 | 100.5014 |  | 100.5014 | 0 | 0 | 0 | 0
09.10. | 10 | 100.9514 |  | 100.9514 | 0 | 0 | 0 | 0
09.10. | 11 | 100.9514 |  | 100.9514 | 0 | 0 | 0 | 0
09.10. | 12 | 101.1014 |  | 101.1014 | 0 | 0 | 0 | 0
09.10. | 13 | 101.1014 |  | 101.1014 | 0 | 0 | 0 | 0
09.10. | 14 | 101.1014 |  | 101.1014 | 0 | 0 | 0 | 0
09.10. | 15 | 101.1014 |  | 101.1014 | 0 | 0 | 0 | 0
09.10. | 16 | 101.1014 |  | 101.1014 | 0 | 0 | 0 | 0
09.10. | 17 | 101.1014 |  | 101.1014 | 0 | 0 | 0 | 0
09.10. | 18 | 101.1014 |  | 101.1014 | 0 | 0 | 0 | 0
09.10. | 19 | 101.1014 |  | 101.1014 | 0 | 0 | 0 | 0
09.10. | 20 | 101.1014 |  | 101.1014 | 0 | 0 | 0 | 0
09.10. | 21 | 101.1014 |  | 101.1014 | 0 | 0 | 0 | 0
09.10. | 22 | 101.1014 |  | 101.1014 | 0 | 0 | 0 | 0
09.10. | 23 | 101.1014 |  | 101.1014 | 0 | 0 | 0 | 0
09.10. | 24 | 101.1014 |  | 101.1014 | 0 | 0 | 0 | 0
10.10. | 1 | 98.5514 |  | 98.5514 | 0 | 0 | 0 | 0
10.10. | 2 | 96.3014 |  | 96.3014 | 0 | 0 | 0 | 0
10.10. | 3 | 96.3014 |  | 96.3014 | 0 | 0 | 0 | 0
10.10. | 4 | 96.4514 |  | 96.4514 | 0 | 0 | 0 | 0
10.10. | 5 | 96.4514 |  | 96.4514 | 0 | 0 | 0 | 0
10.10. | 6 | 96.3014 |  | 96.3014 | 0 | 0 | 0 | 0
10.10. | 7 | 96.3014 |  | 96.3014 | 0 | 0 | 0 | 0
10.10. | 8 | 100.0514 |  | 100.0514 | 0 | 0 | 0 | 0
10.10. | 9 | 100.9514 |  | 100.9514 | 0 | 0 | 0 | 0
10.10. | 10 | 100.8014 |  | 100.8014 | 0 | 0 | 0 | 0
10.10. | 11 | 100.8014 |  | 100.8014 | 0 | 0 | 0 | 0
10.10. | 12 | 100.8014 |  | 100.8014 | 0 | 0 | 0 | 0
10.10. | 13 | 100.8014 |  | 100.8014 | 0 | 0 | 0 | 0
10.10. | 14 | 100.8014 |  | 100.8014 | 0 | 0 | 0 | 0
10.10. | 15 | 100.8014 |  | 100.8014 | 0 | 0 | 0 | 0
10.10. | 16 | 100.8014 |  | 100.8014 | 0 | 0 | 0 | 0
10.10. | 17 | 99.7514 |  | 99.7514 | 0 | 0 | 0 | 0
10.10. | 18 | 99.3014 |  | 99.3014 | 0 | 0 | 0 | 0
10.10. | 19 | 98.4014 |  | 98.4014 | 0 | 0 | 0 | 0
10.10. | 20 | 97.8014 |  | 97.8014 | 0 | 0 | 0 | 0
10.10. | 21 | 97.8014 |  | 97.8014 | 0 | 0 | 0 | 0
10.10. | 22 | 97.8014 |  | 97.8014 | 0 | 0 | 0 | 0
10.10. | 23 | 97.8014 |  | 97.8014 | 0 | 0 | 0 | 0
10.10. | 24 | 97.8014 |  | 97.8014 | 0 | 0 | 0 | 0
11.10. | 1 | 97.8014 |  | 97.8014 | 0 | 0 | 0 | 0
11.10. | 2 | 97.8014 |  | 97.8014 | 0 | 0 | 0 | 0
11.10. | 3 | 97.8014 |  | 97.8014 | 0 | 0 | 0 | 0
11.10. | 4 | 97.8014 |  | 97.8014 | 0 | 0 | 0 | 0
11.10. | 5 | 97.8014 |  | 97.8014 | 0 | 0 | 0 | 0
11.10. | 6 | 97.8014 |  | 97.8014 | 0 | 0 | 0 | 0
11.10. | 7 | 97.8014 |  | 97.8014 | 0 | 0 | 0 | 0
11.10. | 8 | 97.8014 |  | 97.8014 | 0 | 0 | 0 | 0
11.10. | 9 | 97.8014 |  | 97.8014 | 0 | 0 | 0 | 0
11.10. | 10 | 97.8014 |  | 97.8014 | 0 | 0 | 0 | 0
11.10. | 11 | 100.6514 |  | 100.6514 | 0 | 0 | 0 | 0
11.10. | 12 | 100.8014 |  | 100.8014 | 0 | 0 | 0 | 0
11.10. | 13 | 94.6513 |  | 94.6513 | 0 | 0 | 0 | 0
11.10. | 14 | 91.6513 |  | 91.6513 | 0 | 0 | 0 | 0
11.10. | 15 | 91.6513 |  | 91.6513 | 0 | 0 | 0 | 0
11.10. | 16 | 91.6513 |  | 91.6513 | 0 | 0 | 0 | 0
11.10. | 17 | 91.6513 |  | 91.6513 | 0 | 0 | 0 | 0
11.10. | 18 | 91.6513 |  | 91.6513 | 0 | 0 | 0 | 0
11.10. | 19 | 80.2511 |  | 80.2511 | 0 | 0 | 0 | 0
11.10. | 20 | 73.351 |  | 73.351 | 0 | 0 | 0 | 0
11.10. | 21 | 73.351 |  | 73.351 | 0 | 0 | 0 | 0
11.10. | 22 | 73.351 |  | 73.351 | 0 | 0 | 0 | 0
11.10. | 23 | 72.301 |  | 72.301 | 0 | 0 | 0 | 0
11.10. | 24 | 70.051 |  | 70.051 | 0 | 0 | 0 | 0
12.10. | 1 | 58.8008 |  | 58.8008 | 0 | 0 | 0 | 0
12.10. | 2 | 56.5508 |  | 56.5508 | 0 | 0 | 0 | 0
12.10. | 3 | 56.5508 |  | 56.5508 | 0 | 0 | 0 | 0
12.10. | 4 | 56.5508 |  | 56.5508 | 0 | 0 | 0 | 0
12.10. | 5 | 56.5508 |  | 56.5508 | 0 | 0 | 0 | 0
12.10. | 6 | 56.5508 |  | 56.5508 | 0 | 0 | 0 | 0
12.10. | 7 | 56.5508 |  | 56.5508 | 0 | 0 | 0 | 0
12.10. | 8 | 56.5508 |  | 56.5508 | 0 | 0 | 0 | 0
12.10. | 9 | 60.9009 |  | 60.9009 | 0 | 0 | 0 | 0
12.10. | 10 | 61.0509 |  | 61.0509 | 0 | 0 | 0 | 0
12.10. | 11 | 61.2009 |  | 61.2009 | 0 | 0 | 0 | 0
12.10. | 12 | 61.2009 |  | 61.2009 | 0 | 0 | 0 | 0
12.10. | 13 | 61.2009 |  | 61.2009 | 0 | 0 | 0 | 0
12.10. | 14 | 61.0509 |  | 61.0509 | 0 | 0 | 0 | 0
12.10. | 15 | 61.0509 |  | 61.0509 | 0 | 0 | 0 | 0
12.10. | 16 | 60.9009 |  | 60.9009 | 0 | 0 | 0 | 0
12.10. | 17 | 60.9009 |  | 60.9009 | 0 | 0 | 0 | 0
12.10. | 18 | 60.9009 |  | 60.9009 | 0 | 0 | 0 | 0
12.10. | 19 | 61.0509 |  | 61.0509 | 0 | 0 | 0 | 0
12.10. | 20 | 60.9009 |  | 60.9009 | 0 | 0 | 0 | 0
12.10. | 21 | 61.0509 |  | 61.0509 | 0 | 0 | 0 | 0
12.10. | 22 | 60.9009 |  | 60.9009 | 0 | 0 | 0 | 0
12.10. | 23 | 61.0509 |  | 61.0509 | 0 | 0 | 0 | 0
12.10. | 24 | 61.0509 |  | 61.0509 | 0 | 0 | 0 | 0
13.10. | 1 | 57.3008 |  | 57.3008 | 0 | 0 | 0 | 0
13.10. | 2 | 56.4008 |  | 56.4008 | 0 | 0 | 0 | 0
13.10. | 3 | 56.4008 |  | 56.4008 | 0 | 0 | 0 | 0
13.10. | 4 | 56.4008 |  | 56.4008 | 0 | 0 | 0 | 0
13.10. | 5 | 56.4008 |  | 56.4008 | 0 | 0 | 0 | 0
13.10. | 6 | 56.4008 |  | 56.4008 | 0 | 0 | 0 | 0
13.10. | 7 | 59.1008 |  | 59.1008 | 0 | 0 | 0 | 0
13.10. | 8 | 64.9509 |  | 64.9509 | 0 | 0 | 0 | 0
13.10. | 9 | 67.501 |  | 67.501 | 0 | 0 | 0 | 0
13.10. | 10 | 68.701 |  | 68.701 | 0 | 0 | 0 | 0
13.10. | 11 | 68.701 |  | 68.701 | 0 | 0 | 0 | 0
13.10. | 12 | 73.051 |  | 73.051 | 0 | 0 | 0 | 0
13.10. | 13 | 68.851 |  | 68.851 | 0 | 0 | 0 | 0
13.10. | 14 | 68.551 |  | 68.551 | 0 | 0 | 0 | 0
13.10. | 15 | 68.551 |  | 68.551 | 0 | 0 | 0 | 0
13.10. | 16 | 68.551 |  | 68.551 | 0 | 0 | 0 | 0
13.10. | 17 | 68.551 |  | 68.551 | 0 | 0 | 0 | 0
13.10. | 18 | 68.551 |  | 68.551 | 0 | 0 | 0 | 0
13.10. | 19 | 68.701 |  | 68.701 | 0 | 0 | 0 | 0
13.10. | 20 | 68.701 |  | 68.701 | 0 | 0 | 0 | 0
13.10. | 21 | 68.701 |  | 68.701 | 0 | 0 | 0 | 0
13.10. | 22 | 68.701 |  | 68.701 | 0 | 0 | 0 | 0
13.10. | 23 | 68.701 |  | 68.701 | 0 | 0 | 0 | 0
13.10. | 24 | 64.8009 |  | 64.8009 | 0 | 0 | 0 | 0
14.10. | 1 | 67.2009 |  | 67.2009 | 0 | 0 | 0 | 0
14.10. | 2 | 67.0509 |  | 67.0509 | 0 | 0 | 0 | 0
14.10. | 3 | 67.0509 |  | 67.0509 | 0 | 0 | 0 | 0
14.10. | 4 | 67.0509 |  | 67.0509 | 0 | 0 | 0 | 0
14.10. | 5 | 67.0509 |  | 67.0509 | 0 | 0 | 0 | 0
14.10. | 6 | 67.0509 |  | 67.0509 | 0 | 0 | 0 | 0
14.10. | 7 | 67.0509 |  | 67.0509 | 0 | 0 | 0 | 0
14.10. | 8 | 71.551 |  | 71.551 | 0 | 0 | 0 | 0
14.10. | 9 | 71.701 |  | 71.701 | 0 | 0 | 0 | 0
14.10. | 10 | 71.701 |  | 71.701 | 0 | 0 | 0 | 0
14.10. | 11 | 71.701 |  | 71.701 | 0 | 0 | 0 | 0
14.10. | 12 | 71.701 |  | 71.701 | 0 | 0 | 0 | 0
14.10. | 13 | 71.701 |  | 71.701 | 0 | 0 | 0 | 0
14.10. | 14 | 71.701 |  | 71.701 | 0 | 0 | 0 | 0
14.10. | 15 | 71.701 |  | 71.701 | 0 | 0 | 0 | 0
14.10. | 16 | 71.701 |  | 71.701 | 0 | 0 | 0 | 0
14.10. | 17 | 71.701 |  | 71.701 | 0 | 0 | 0 | 0
14.10. | 18 | 71.701 |  | 71.701 | 0 | 0 | 0 | 0
14.10. | 19 | 71.701 |  | 71.701 | 0 | 0 | 0 | 0
14.10. | 20 | 71.701 |  | 71.701 | 0 | 0 | 0 | 0
14.10. | 21 | 71.701 |  | 71.701 | 0 | 0 | 0 | 0
14.10. | 22 | 71.701 |  | 71.701 | 0 | 0 | 0 | 0
14.10. | 23 | 70.651 |  | 70.651 | 0 | 0 | 0 | 0
14.10. | 24 | 68.701 |  | 68.701 | 0 | 0 | 0 | 0
15.10. | 1 | 68.551 |  | 68.551 | 0 | 0 | 0 | 0
15.10. | 2 | 66.1509 |  | 66.1509 | 0 | 0 | 0 | 0
15.10. | 3 | 65.5509 |  | 65.5509 | 0 | 0 | 0 | 0
15.10. | 4 | 65.5509 |  | 65.5509 | 0 | 0 | 0 | 0
15.10. | 5 | 65.5509 |  | 65.5509 | 0 | 0 | 0 | 0
15.10. | 6 | 65.5509 |  | 65.5509 | 0 | 0 | 0 | 0
15.10. | 7 | 65.5509 |  | 65.5509 | 0 | 0 | 0 | 0
15.10. | 8 | 65.5509 |  | 65.5509 | 0 | 0 | 0 | 0
15.10. | 9 | 65.5509 |  | 65.5509 | 0 | 0 | 0 | 0
15.10. | 10 | 65.5509 |  | 65.5509 | 0 | 0 | 0 | 0
15.10. | 11 | 65.5509 |  | 65.5509 | 0 | 0 | 0 | 0
15.10. | 12 | 65.5509 |  | 65.5509 | 0 | 0 | 0 | 0
15.10. | 13 | 65.5509 |  | 65.5509 | 0 | 0 | 0 | 0
15.10. | 14 | 65.5509 |  | 65.5509 | 0 | 0 | 0 | 0
15.10. | 15 | 65.5509 |  | 65.5509 | 0 | 0 | 0 | 0
15.10. | 16 | 65.5509 |  | 65.5509 | 0 | 0 | 0 | 0
15.10. | 17 | 65.5509 |  | 65.5509 | 0 | 0 | 0 | 0
15.10. | 18 | 65.5509 |  | 65.5509 | 0 | 0 | 0 | 0
15.10. | 19 | 65.5509 |  | 65.5509 | 0 | 0 | 0 | 0
15.10. | 20 | 65.5509 |  | 65.5509 | 0 | 0 | 0 | 0
15.10. | 21 | 65.5509 |  | 65.5509 | 0 | 0 | 0 | 0
15.10. | 22 | 65.5509 |  | 65.5509 | 0 | 0 | 0 | 0
15.10. | 23 | 65.5509 |  | 65.5509 | 0 | 0 | 0 | 0
15.10. | 24 | 68.401 |  | 68.401 | 0 | 0 | 0 | 0
16.10. | 1 | 73.501 |  | 73.501 | 0 | 0 | 0 | 0
16.10. | 2 | 75.6011 |  | 75.6011 | 0 | 0 | 0 | 0
16.10. | 3 | 75.6011 |  | 75.6011 | 0 | 0 | 0 | 0
16.10. | 4 | 75.6011 |  | 75.6011 | 0 | 0 | 0 | 0
16.10. | 5 | 75.6011 |  | 75.6011 | 0 | 0 | 0 | 0
16.10. | 6 | 75.6011 |  | 75.6011 | 0 | 0 | 0 | 0
16.10. | 7 | 75.6011 |  | 75.6011 | 0 | 0 | 0 | 0
16.10. | 8 | 76.9511 |  | 76.9511 | 0 | 0 | 0 | 0
16.10. | 9 | 80.2511 |  | 80.2511 | 0 | 0 | 0 | 0
16.10. | 10 | 80.1011 |  | 80.1011 | 0 | 0 | 0 | 0
16.10. | 11 | 80.1011 |  | 80.1011 | 0 | 0 | 0 | 0
16.10. | 12 | 80.1011 |  | 80.1011 | 0 | 0 | 0 | 0
16.10. | 13 | 80.2511 |  | 80.2511 | 0 | 0 | 0 | 0
16.10. | 14 | 80.2511 |  | 80.2511 | 0 | 0 | 0 | 0
16.10. | 15 | 79.2011 |  | 79.2011 | 0 | 0 | 0 | 0
16.10. | 16 | 78.7511 |  | 78.7511 | 0 | 0 | 0 | 0
16.10. | 17 | 78.7511 |  | 78.7511 | 0 | 0 | 0 | 0
16.10. | 18 | 78.7511 |  | 78.7511 | 0 | 0 | 0 | 0
16.10. | 19 | 78.7511 |  | 78.7511 | 0 | 0 | 0 | 0
16.10. | 20 | 78.7511 |  | 78.7511 | 0 | 0 | 0 | 0
16.10. | 21 | 78.7511 |  | 78.7511 | 0 | 0 | 0 | 0
16.10. | 22 | 78.6011 |  | 78.6011 | 0 | 0 | 0 | 0
16.10. | 23 | 78.7511 |  | 78.7511 | 0 | 0 | 0 | 0
16.10. | 24 | 78.7511 |  | 78.7511 | 0 | 0 | 0 | 0
17.10. | 1 | 74.8511 |  | 74.8511 | 0 | 0 | 0 | 0
17.10. | 2 | 74.101 |  | 74.101 | 0 | 0 | 0 | 0
17.10. | 3 | 74.101 |  | 74.101 | 0 | 0 | 0 | 0
17.10. | 4 | 74.101 |  | 74.101 | 0 | 0 | 0 | 0
17.10. | 5 | 74.101 |  | 74.101 | 0 | 0 | 0 | 0
17.10. | 6 | 74.101 |  | 74.101 | 0 | 0 | 0 | 0
17.10. | 7 | 74.101 |  | 74.101 | 0 | 0 | 0 | 0
17.10. | 8 | 78.6011 |  | 78.6011 | 0 | 0 | 0 | 0
17.10. | 9 | 93.0013 |  | 93.0013 | 0 | 0 | 0 | 0
17.10. | 10 | 98.5514 |  | 98.5514 | 0 | 0 | 0 | 0
17.10. | 11 | 97.8014 |  | 97.8014 | 0 | 0 | 0 | 0
17.10. | 12 | 96.6014 |  | 96.6014 | 0 | 0 | 0 | 0
17.10. | 13 | 96.6014 |  | 96.6014 | 0 | 0 | 0 | 0
17.10. | 14 | 96.6014 |  | 96.6014 | 0 | 0 | 0 | 0
17.10. | 15 | 96.6014 |  | 96.6014 | 0 | 0 | 0 | 0
17.10. | 16 | 96.6014 |  | 96.6014 | 0 | 0 | 0 | 0
17.10. | 17 | 96.6014 |  | 96.6014 | 0 | 0 | 0 | 0
17.10. | 18 | 96.6014 |  | 96.6014 | 0 | 0 | 0 | 0
17.10. | 19 | 96.6014 |  | 96.6014 | 0 | 0 | 0 | 0
17.10. | 20 | 96.6014 |  | 96.6014 | 0 | 0 | 0 | 0
17.10. | 21 | 96.6014 |  | 96.6014 | 0 | 0 | 0 | 0
17.10. | 22 | 96.6014 |  | 96.6014 | 0 | 0 | 0 | 0
17.10. | 23 | 96.6014 |  | 96.6014 | 0 | 0 | 0 | 0
17.10. | 24 | 96.6014 |  | 96.6014 | 0 | 0 | 0 | 0
18.10. | 1 | 94.0513 |  | 94.0513 | 0 | 0 | 0 | 0
18.10. | 2 | 94.0513 |  | 94.0513 | 0 | 0 | 0 | 0
18.10. | 3 | 93.9013 |  | 93.9013 | 0 | 0 | 0 | 0
18.10. | 4 | 94.0513 |  | 94.0513 | 0 | 0 | 0 | 0
18.10. | 5 | 94.0513 |  | 94.0513 | 0 | 0 | 0 | 0
18.10. | 6 | 94.0513 |  | 94.0513 | 0 | 0 | 0 | 0
18.10. | 7 | 94.0513 |  | 94.0513 | 0 | 0 | 0 | 0
18.10. | 8 | 96.0014 |  | 96.0014 | 0 | 0 | 0 | 0
18.10. | 9 | 97.0514 |  | 97.0514 | 0 | 0 | 0 | 0
18.10. | 10 | 97.0514 |  | 97.0514 | 0 | 0 | 0 | 0
18.10. | 11 | 97.0514 |  | 97.0514 | 0 | 0 | 0 | 0
18.10. | 12 | 97.0514 |  | 97.0514 | 0 | 0 | 0 | 0
18.10. | 13 | 97.0514 |  | 97.0514 | 0 | 0 | 0 | 0
18.10. | 14 | 97.0514 |  | 97.0514 | 0 | 0 | 0 | 0
18.10. | 15 | 95.1013 |  | 95.1013 | 0 | 0 | 0 | 0
18.10. | 16 | 94.0513 |  | 94.0513 | 0 | 0 | 0 | 0
18.10. | 17 | 94.0513 |  | 94.0513 | 0 | 0 | 0 | 0
18.10. | 18 | 94.0513 |  | 94.0513 | 0 | 0 | 0 | 0
18.10. | 19 | 95.2513 |  | 95.2513 | 0 | 0 | 0 | 0
18.10. | 20 | 88.9513 |  | 88.9513 | 0 | 0 | 0 | 0
18.10. | 21 | 87.9012 |  | 87.9012 | 0 | 0 | 0 | 0
18.10. | 22 | 87.9012 |  | 87.9012 | 0 | 0 | 0 | 0
18.10. | 23 | 87.9012 |  | 87.9012 | 0 | 0 | 0 | 0
18.10. | 24 | 87.9012 |  | 87.9012 | 0 | 0 | 0 | 0
19.10. | 1 | 87.4512 |  | 87.4512 | 0 | 0 | 0 | 0
19.10. | 2 | 84.9012 |  | 84.9012 | 0 | 0 | 0 | 0
19.10. | 3 | 84.9012 |  | 84.9012 | 0 | 0 | 0 | 0
19.10. | 4 | 84.9012 |  | 84.9012 | 0 | 0 | 0 | 0
19.10. | 5 | 84.9012 |  | 84.9012 | 0 | 0 | 0 | 0
19.10. | 6 | 84.9012 |  | 84.9012 | 0 | 0 | 0 | 0
19.10. | 7 | 84.9012 |  | 84.9012 | 0 | 0 | 0 | 0
19.10. | 8 | 84.9012 |  | 84.9012 | 0 | 0 | 0 | 0
19.10. | 9 | 85.9512 |  | 85.9512 | 0 | 0 | 0 | 0
19.10. | 10 | 87.9012 |  | 87.9012 | 0 | 0 | 0 | 0
19.10. | 11 | 88.5012 |  | 88.5012 | 0 | 0 | 0 | 0
19.10. | 12 | 89.4013 |  | 89.4013 | 0 | 0 | 0 | 0
19.10. | 13 | 89.4013 |  | 89.4013 | 0 | 0 | 0 | 0
19.10. | 14 | 89.4013 |  | 89.4013 | 0 | 0 | 0 | 0
19.10. | 15 | 89.5513 |  | 89.5513 | 0 | 0 | 0 | 0
19.10. | 16 | 89.5513 |  | 89.5513 | 0 | 0 | 0 | 0
19.10. | 17 | 89.5513 |  | 89.5513 | 0 | 0 | 0 | 0
19.10. | 18 | 89.5513 |  | 89.5513 | 0 | 0 | 0 | 0
19.10. | 19 | 89.4013 |  | 89.4013 | 0 | 0 | 0 | 0
19.10. | 20 | 89.4013 |  | 89.4013 | 0 | 0 | 0 | 0
19.10. | 21 | 89.4013 |  | 89.4013 | 0 | 0 | 0 | 0
19.10. | 22 | 89.4013 |  | 89.4013 | 0 | 0 | 0 | 0
19.10. | 23 | 89.4013 |  | 89.4013 | 0 | 0 | 0 | 0
19.10. | 24 | 88.2012 |  | 88.2012 | 0 | 0 | 0 | 0
20.10. | 1 | 91.5013 |  | 91.5013 | 0 | 0 | 0 | 0
20.10. | 2 | 91.0513 |  | 91.0513 | 0 | 0 | 0 | 0
20.10. | 3 | 91.0513 |  | 91.0513 | 0 | 0 | 0 | 0
20.10. | 4 | 91.0513 |  | 91.0513 | 0 | 0 | 0 | 0
20.10. | 5 | 91.0513 |  | 91.0513 | 0 | 0 | 0 | 0
20.10. | 6 | 91.0513 |  | 91.0513 | 0 | 0 | 0 | 0
20.10. | 7 | 91.2013 |  | 91.2013 | 0 | 0 | 0 | 0
20.10. | 8 | 91.2013 |  | 91.2013 | 0 | 0 | 0 | 0
20.10. | 9 | 95.5513 |  | 95.5513 | 0 | 0 | 0 | 0
20.10. | 10 | 95.7014 |  | 95.7014 | 0 | 0 | 0 | 0
20.10. | 11 | 95.7014 |  | 95.7014 | 0 | 0 | 0 | 0
20.10. | 12 | 95.8514 |  | 95.8514 | 0 | 0 | 0 | 0
20.10. | 13 | 95.7014 |  | 95.7014 | 0 | 0 | 0 | 0
20.10. | 14 | 95.7014 |  | 95.7014 | 0 | 0 | 0 | 0
20.10. | 15 | 95.7014 |  | 95.7014 | 0 | 0 | 0 | 0
20.10. | 16 | 95.7014 |  | 95.7014 | 0 | 0 | 0 | 0
20.10. | 17 | 95.7014 |  | 95.7014 | 0 | 0 | 0 | 0
20.10. | 18 | 95.8514 |  | 95.8514 | 0 | 0 | 0 | 0
20.10. | 19 | 95.7014 |  | 95.7014 | 0 | 0 | 0 | 0
20.10. | 20 | 95.5513 |  | 95.5513 | 0 | 0 | 0 | 0
20.10. | 21 | 93.1513 |  | 93.1513 | 0 | 0 | 0 | 0
20.10. | 22 | 92.2513 |  | 92.2513 | 0 | 0 | 0 | 0
20.10. | 23 | 95.7014 |  | 95.7014 | 0 | 0 | 0 | 0
20.10. | 24 | 95.5513 |  | 95.5513 | 0 | 0 | 0 | 0
21.10. | 1 | 92.5513 |  | 92.5513 | 0 | 0 | 0 | 0
21.10. | 2 | 92.4013 |  | 92.4013 | 0 | 0 | 0 | 0
21.10. | 3 | 92.4013 |  | 92.4013 | 0 | 0 | 0 | 0
21.10. | 4 | 92.4013 |  | 92.4013 | 0 | 0 | 0 | 0
21.10. | 5 | 92.4013 |  | 92.4013 | 0 | 0 | 0 | 0
21.10. | 6 | 92.4013 |  | 92.4013 | 0 | 0 | 0 | 0
21.10. | 7 | 92.4013 |  | 92.4013 | 0 | 0 | 0 | 0
21.10. | 8 | 92.7013 |  | 92.7013 | 0 | 0 | 0 | 0
21.10. | 9 | 96.4514 |  | 96.4514 | 0 | 0 | 0 | 0
21.10. | 10 | 97.0514 |  | 97.0514 | 0 | 0 | 0 | 0
21.10. | 11 | 97.0514 |  | 97.0514 | 0 | 0 | 0 | 0
21.10. | 12 | 97.3514 |  | 97.3514 | 0 | 0 | 0 | 0
21.10. | 13 | 97.3514 |  | 97.3514 | 0 | 0 | 0 | 0
21.10. | 14 | 97.0514 |  | 97.0514 | 0 | 0 | 0 | 0
21.10. | 15 | 97.0514 |  | 97.0514 | 0 | 0 | 0 | 0
21.10. | 16 | 97.0514 |  | 97.0514 | 0 | 0 | 0 | 0
21.10. | 17 | 97.0514 |  | 97.0514 | 0 | 0 | 0 | 0
21.10. | 18 | 97.0514 |  | 97.0514 | 0 | 0 | 0 | 0
21.10. | 19 | 97.0514 |  | 97.0514 | 0 | 0 | 0 | 0
21.10. | 20 | 97.0514 |  | 97.0514 | 0 | 0 | 0 | 0
21.10. | 21 | 97.0514 |  | 97.0514 | 0 | 0 | 0 | 0
21.10. | 22 | 97.0514 |  | 97.0514 | 0 | 0 | 0 | 0
21.10. | 23 | 97.0514 |  | 97.0514 | 0 | 0 | 0 | 0
21.10. | 24 | 94.2013 |  | 94.2013 | 0 | 0 | 0 | 0
22.10. | 1 | 94.0513 |  | 94.0513 | 0 | 0 | 0 | 0
22.10. | 2 | 93.9013 |  | 93.9013 | 0 | 0 | 0 | 0
22.10. | 3 | 94.0513 |  | 94.0513 | 0 | 0 | 0 | 0
22.10. | 4 | 94.0513 |  | 94.0513 | 0 | 0 | 0 | 0
22.10. | 5 | 93.9013 |  | 93.9013 | 0 | 0 | 0 | 0
22.10. | 6 | 94.0513 |  | 94.0513 | 0 | 0 | 0 | 0
22.10. | 7 | 84.7512 |  | 84.7512 | 0 | 0 | 0 | 0
22.10. | 8 | 81.9012 |  | 81.9012 | 0 | 0 | 0 | 0
22.10. | 9 | 81.7512 |  | 81.7512 | 0 | 0 | 0 | 0
22.10. | 10 | 81.7512 |  | 81.7512 | 0 | 0 | 0 | 0
22.10. | 11 | 81.7512 |  | 81.7512 | 0 | 0 | 0 | 0
22.10. | 12 | 81.9012 |  | 81.9012 | 0 | 0 | 0 | 0
22.10. | 13 | 85.6512 |  | 85.6512 | 0 | 0 | 0 | 0
22.10. | 14 | 97.2014 |  | 97.2014 | 0 | 0 | 0 | 0
22.10. | 15 | 97.2014 |  | 97.2014 | 0 | 0 | 0 | 0
22.10. | 16 | 97.2014 |  | 97.2014 | 0 | 0 | 0 | 0
22.10. | 17 | 97.2014 |  | 97.2014 | 0 | 0 | 0 | 0
22.10. | 18 | 97.0514 |  | 97.0514 | 0 | 0 | 0 | 0
22.10. | 19 | 97.0514 |  | 97.0514 | 0 | 0 | 0 | 0
22.10. | 20 | 97.0514 |  | 97.0514 | 0 | 0 | 0 | 0
22.10. | 21 | 97.0514 |  | 97.0514 | 0 | 0 | 0 | 0
22.10. | 22 | 97.0514 |  | 97.0514 | 0 | 0 | 0 | 0
22.10. | 23 | 97.0514 |  | 97.0514 | 0 | 0 | 0 | 0
22.10. | 24 | 97.0514 |  | 97.0514 | 0 | 0 | 0 | 0
23.10. | 1 | 97.0514 |  | 97.0514 | 0 | 0 | 0 | 0
23.10. | 2 | 93.9013 |  | 93.9013 | 0 | 0 | 0 | 0
23.10. | 3 | 92.4013 |  | 92.4013 | 0 | 0 | 0 | 0
23.10. | 4 | 92.4013 |  | 92.4013 | 0 | 0 | 0 | 0
23.10. | 5 | 92.5513 |  | 92.5513 | 0 | 0 | 0 | 0
23.10. | 6 | 92.5513 |  | 92.5513 | 0 | 0 | 0 | 0
23.10. | 7 | 92.5513 |  | 92.5513 | 0 | 0 | 0 | 0
23.10. | 8 | 94.9513 |  | 94.9513 | 0 | 0 | 0 | 0
23.10. | 9 | 95.8514 |  | 95.8514 | 0 | 0 | 0 | 0
23.10. | 10 | 95.7014 |  | 95.7014 | 0 | 0 | 0 | 0
23.10. | 11 | 95.5513 |  | 95.5513 | 0 | 0 | 0 | 0
23.10. | 12 | 95.5513 |  | 95.5513 | 0 | 0 | 0 | 0
23.10. | 13 | 95.5513 |  | 95.5513 | 0 | 0 | 0 | 0
23.10. | 14 | 95.5513 |  | 95.5513 | 0 | 0 | 0 | 0
23.10. | 15 | 95.5513 |  | 95.5513 | 0 | 0 | 0 | 0
23.10. | 16 | 95.5513 |  | 95.5513 | 0 | 0 | 0 | 0
23.10. | 17 | 92.1013 |  | 92.1013 | 0 | 0 | 0 | 0
23.10. | 18 | 91.0513 |  | 91.0513 | 0 | 0 | 0 | 0
23.10. | 19 | 94.6513 |  | 94.6513 | 0 | 0 | 0 | 0
23.10. | 20 | 95.5513 |  | 95.5513 | 0 | 0 | 0 | 0
23.10. | 21 | 95.5513 |  | 95.5513 | 0 | 0 | 0 | 0
23.10. | 22 | 95.5513 |  | 95.5513 | 0 | 0 | 0 | 0
23.10. | 23 | 95.5513 |  | 95.5513 | 0 | 0 | 0 | 0
23.10. | 24 | 94.3513 |  | 94.3513 | 0 | 0 | 0 | 0
24.10. | 1 | 93.6013 |  | 93.6013 | 0 | 0 | 0 | 0
24.10. | 2 | 94.0513 |  | 94.0513 | 0 | 0 | 0 | 0
24.10. | 3 | 94.0513 |  | 94.0513 | 0 | 0 | 0 | 0
24.10. | 4 | 94.0513 |  | 94.0513 | 0 | 0 | 0 | 0
24.10. | 5 | 94.0513 |  | 94.0513 | 0 | 0 | 0 | 0
24.10. | 6 | 94.0513 |  | 94.0513 | 0 | 0 | 0 | 0
24.10. | 7 | 94.0513 |  | 94.0513 | 0 | 0 | 0 | 0
24.10. | 8 | 94.0513 |  | 94.0513 | 0 | 0 | 0 | 0
24.10. | 9 | 94.0513 |  | 94.0513 | 0 | 0 | 0 | 0
24.10. | 10 | 94.0513 |  | 94.0513 | 0 | 0 | 0 | 0
24.10. | 11 | 93.9013 |  | 93.9013 | 0 | 0 | 0 | 0
24.10. | 12 | 93.9013 |  | 93.9013 | 0 | 0 | 0 | 0
24.10. | 13 | 93.9013 |  | 93.9013 | 0 | 0 | 0 | 0
24.10. | 14 | 94.0513 |  | 94.0513 | 0 | 0 | 0 | 0
24.10. | 15 | 97.3514 |  | 97.3514 | 0 | 0 | 0 | 0
24.10. | 16 | 98.5514 |  | 98.5514 | 0 | 0 | 0 | 0
24.10. | 17 | 98.5514 |  | 98.5514 | 0 | 0 | 0 | 0
24.10. | 18 | 98.5514 |  | 98.5514 | 0 | 0 | 0 | 0
24.10. | 19 | 98.5514 |  | 98.5514 | 0 | 0 | 0 | 0
24.10. | 20 | 98.7014 |  | 98.7014 | 0 | 0 | 0 | 0
24.10. | 21 | 98.5514 |  | 98.5514 | 0 | 0 | 0 | 0
24.10. | 22 | 98.5514 |  | 98.5514 | 0 | 0 | 0 | 0
24.10. | 23 | 98.5514 |  | 98.5514 | 0 | 0 | 0 | 0
24.10. | 24 | 98.1014 |  | 98.1014 | 0 | 0 | 0 | 0
25.10. | 1 | 94.0513 |  | 94.0513 | 0 | 0 | 0 | 0
25.10. | 2 | 93.9013 |  | 93.9013 | 0 | 0 | 0 | 0
25.10. | 3 | 94.0513 |  | 94.0513 | 0 | 0 | 0 | 0
25.10. | 4 | 93.9013 |  | 93.9013 | 0 | 0 | 0 | 0
25.10. | 5 | 94.0513 |  | 94.0513 | 0 | 0 | 0 | 0
25.10. | 6 | 94.0513 |  | 94.0513 | 0 | 0 | 0 | 0
25.10. | 7 | 94.0513 |  | 94.0513 | 0 | 0 | 0 | 0
25.10. | 8 | 98.2514 |  | 98.2514 | 0 | 0 | 0 | 0
25.10. | 9 | 98.5514 |  | 98.5514 | 0 | 0 | 0 | 0
25.10. | 10 | 98.5514 |  | 98.5514 | 0 | 0 | 0 | 0
25.10. | 11 | 98.5514 |  | 98.5514 | 0 | 0 | 0 | 0
25.10. | 12 | 98.5514 |  | 98.5514 | 0 | 0 | 0 | 0
25.10. | 13 | 98.5514 |  | 98.5514 | 0 | 0 | 0 | 0
25.10. | 14 | 98.5514 |  | 98.5514 | 0 | 0 | 0 | 0
25.10. | 15 | 98.7014 |  | 98.7014 | 0 | 0 | 0 | 0
25.10. | 16 | 98.7014 |  | 98.7014 | 0 | 0 | 0 | 0
25.10. | 17 | 98.7014 |  | 98.7014 | 0 | 0 | 0 | 0
25.10. | 18 | 98.7014 |  | 98.7014 | 0 | 0 | 0 | 0
25.10. | 19 | 98.7014 |  | 98.7014 | 0 | 0 | 0 | 0
25.10. | 20 | 98.7014 |  | 98.7014 | 0 | 0 | 0 | 0
25.10. | 21 | 97.5014 |  | 97.5014 | 0 | 0 | 0 | 0
25.10. | 22 | 97.0514 |  | 97.0514 | 0 | 0 | 0 | 0
25.10. | 23 | 96.9014 |  | 96.9014 | 0 | 0 | 0 | 0
25.10. | 24 | 94.0513 |  | 94.0513 | 0 | 0 | 0 | 0
26.10. | 1 | 94.0513 |  | 94.0513 | 0 | 0 | 0 | 0
26.10. | 2 | 94.0513 |  | 94.0513 | 0 | 0 | 0 | 0
26.10. | 3 | 94.0513 |  | 94.0513 | 0 | 0 | 0 | 0
26.10. | 4 | 94.0513 |  | 94.0513 | 0 | 0 | 0 | 0
26.10. | 5 | 94.0513 |  | 94.0513 | 0 | 0 | 0 | 0
26.10. | 6 | 94.0513 |  | 94.0513 | 0 | 0 | 0 | 0
26.10. | 7 | 93.4513 |  | 93.4513 | 0 | 0 | 0 | 0
26.10. | 8 | 94.5013 |  | 94.5013 | 0 | 0 | 0 | 0
26.10. | 9 | 94.5013 |  | 94.5013 | 0 | 0 | 0 | 0
26.10. | 10 | 94.2013 |  | 94.2013 | 0 | 0 | 0 | 0
26.10. | 11 | 94.8013 |  | 94.8013 | 0 | 0 | 0 | 0
26.10. | 12 | 92.5513 |  | 92.5513 | 0 | 0 | 0 | 0
26.10. | 13 | 91.3513 |  | 91.3513 | 0 | 0 | 0 | 0
26.10. | 14 | 91.0513 |  | 91.0513 | 0 | 0 | 0 | 0
26.10. | 15 | 92.1013 |  | 92.1013 | 0 | 0 | 0 | 0
26.10. | 16 | 92.5513 |  | 92.5513 | 0 | 0 | 0 | 0
26.10. | 17 | 92.5513 |  | 92.5513 | 0 | 0 | 0 | 0
26.10. | 18 | 92.7013 |  | 92.7013 | 0 | 0 | 0 | 0
26.10. | 19 | 92.5513 |  | 92.5513 | 0 | 0 | 0 | 0
26.10. | 20 | 92.5513 |  | 92.5513 | 0 | 0 | 0 | 0
26.10. | 21 | 92.5513 |  | 92.5513 | 0 | 0 | 0 | 0
26.10. | 22 | 92.5513 |  | 92.5513 | 0 | 0 | 0 | 0
26.10. | 23 | 92.5513 |  | 92.5513 | 0 | 0 | 0 | 0
26.10. | 24 | 91.5013 |  | 91.5013 | 0 | 0 | 0 | 0
27.10. | 1 | 83.1012 |  | 83.1012 | 0 | 0 | 0 | 0
27.10. | 2 | 78.7511 |  | 78.7511 | 0 | 0 | 0 | 0
27.10. | 3 | 78.7511 |  | 78.7511 | 0 | 0 | 0 | 0
27.10. | 4 | 78.7511 |  | 78.7511 | 0 | 0 | 0 | 0
27.10. | 5 | 78.7511 |  | 78.7511 | 0 | 0 | 0 | 0
27.10. | 6 | 78.7511 |  | 78.7511 | 0 | 0 | 0 | 0
27.10. | 7 | 78.7511 |  | 78.7511 | 0 | 0 | 0 | 0
27.10. | 8 | 81.1511 |  | 81.1511 | 0 | 0 | 0 | 0
27.10. | 9 | 81.9012 |  | 81.9012 | 0 | 0 | 0 | 0
27.10. | 10 | 81.7512 |  | 81.7512 | 0 | 0 | 0 | 0
27.10. | 11 | 82.9512 |  | 82.9512 | 0 | 0 | 0 | 0
27.10. | 12 | 83.2512 |  | 83.2512 | 0 | 0 | 0 | 0
27.10. | 13 | 83.2512 |  | 83.2512 | 0 | 0 | 0 | 0
27.10. | 14 | 83.2512 |  | 83.2512 | 0 | 0 | 0 | 0
27.10. | 15 | 83.2512 |  | 83.2512 | 0 | 0 | 0 | 0
27.10. | 16 | 83.2512 |  | 83.2512 | 0 | 0 | 0 | 0
27.10. | 17 | 83.2512 |  | 83.2512 | 0 | 0 | 0 | 0
27.10. | 18 | 83.4012 |  | 83.4012 | 0 | 0 | 0 | 0
27.10. | 19 | 83.4012 |  | 83.4012 | 0 | 0 | 0 | 0
27.10. | 20 | 83.2512 |  | 83.2512 | 0 | 0 | 0 | 0
27.10. | 21 | 83.2512 |  | 83.2512 | 0 | 0 | 0 | 0
27.10. | 22 | 83.2512 |  | 83.2512 | 0 | 0 | 0 | 0
27.10. | 23 | 83.2512 |  | 83.2512 | 0 | 0 | 0 | 0
27.10. | 24 | 82.2012 |  | 82.2012 | 0 | 0 | 0 | 0
28.10. | 1 | 78.7511 |  | 78.7511 | 0 | 0 | 0 | 0
28.10. | 2 | 78.7511 |  | 78.7511 | 0 | 0 | 0 | 0
28.10. | 3 | 78.7511 |  | 78.7511 | 0 | 0 | 0 | 0
28.10. | 4 | 78.7511 |  | 78.7511 | 0 | 0 | 0 | 0
28.10. | 5 | 78.7511 |  | 78.7511 | 0 | 0 | 0 | 0
28.10. | 6 | 78.7511 |  | 78.7511 | 0 | 0 | 0 | 0
28.10. | 7 | 78.7511 |  | 78.7511 | 0 | 0 | 0 | 0
28.10. | 8 | 83.2512 |  | 83.2512 | 0 | 0 | 0 | 0
28.10. | 9 | 83.4012 |  | 83.4012 | 0 | 0 | 0 | 0
28.10. | 10 | 83.5512 |  | 83.5512 | 0 | 0 | 0 | 0
28.10. | 11 | 83.5512 |  | 83.5512 | 0 | 0 | 0 | 0
28.10. | 12 | 83.5512 |  | 83.5512 | 0 | 0 | 0 | 0
28.10. | 13 | 83.4012 |  | 83.4012 | 0 | 0 | 0 | 0
28.10. | 14 | 83.2512 |  | 83.2512 | 0 | 0 | 0 | 0
28.10. | 15 | 83.2512 |  | 83.2512 | 0 | 0 | 0 | 0
28.10. | 16 | 83.2512 |  | 83.2512 | 0 | 0 | 0 | 0
28.10. | 17 | 83.4012 |  | 83.4012 | 0 | 0 | 0 | 0
28.10. | 18 | 83.4012 |  | 83.4012 | 0 | 0 | 0 | 0
28.10. | 19 | 83.4012 |  | 83.4012 | 0 | 0 | 0 | 0
28.10. | 20 | 83.2512 |  | 83.2512 | 0 | 0 | 0 | 0
28.10. | 21 | 83.2512 |  | 83.2512 | 0 | 0 | 0 | 0
28.10. | 22 | 83.4012 |  | 83.4012 | 0 | 0 | 0 | 0
28.10. | 23 | 83.2512 |  | 83.2512 | 0 | 0 | 0 | 0
28.10. | 24 | 83.2512 |  | 83.2512 | 0 | 0 | 0 | 0
29.10. | 1 | 78.7511 |  | 78.7511 | 0 | 0 | 0 | 0
29.10. | 2 | 78.6011 |  | 78.6011 | 0 | 0 | 0 | 0
29.10. | 3 | 78.6011 |  | 78.6011 | 0 | 0 | 0 | 0
29.10. | 4 | 78.7511 |  | 78.7511 | 0 | 0 | 0 | 0
29.10. | 5 | 78.7511 |  | 78.7511 | 0 | 0 | 0 | 0
29.10. | 6 | 78.7511 |  | 78.7511 | 0 | 0 | 0 | 0
29.10. | 7 | 78.7511 |  | 78.7511 | 0 | 0 | 0 | 0
29.10. | 8 | 78.9011 |  | 78.9011 | 0 | 0 | 0 | 0
29.10. | 9 | 78.9011 |  | 78.9011 | 0 | 0 | 0 | 0
29.10. | 10 | 79.0511 |  | 79.0511 | 0 | 0 | 0 | 0
29.10. | 11 | 78.7511 |  | 78.7511 | 0 | 0 | 0 | 0
29.10. | 12 | 78.6011 |  | 78.6011 | 0 | 0 | 0 | 0
29.10. | 13 | 78.6011 |  | 78.6011 | 0 | 0 | 0 | 0
29.10. | 14 | 78.6011 |  | 78.6011 | 0 | 0 | 0 | 0
29.10. | 15 | 78.7511 |  | 78.7511 | 0 | 0 | 0 | 0
29.10. | 16 | 78.6011 |  | 78.6011 | 0 | 0 | 0 | 0
29.10. | 17 | 78.7511 |  | 78.7511 | 0 | 0 | 0 | 0
29.10. | 18 | 81.1511 |  | 81.1511 | 0 | 0 | 0 | 0
29.10. | 19 | 81.7512 |  | 81.7512 | 0 | 0 | 0 | 0
29.10. | 20 | 83.8512 |  | 83.8512 | 0 | 0 | 0 | 0
29.10. | 21 | 85.6512 |  | 85.6512 | 0 | 0 | 0 | 0
29.10. | 22 | 87.6012 |  | 87.6012 | 0 | 0 | 0 | 0
29.10. | 23 | 90.1513 |  | 90.1513 | 0 | 0 | 0 | 0
29.10. | 24 | 90.1513 |  | 90.1513 | 0 | 0 | 0 | 0
30.10. | 1 | 92.4013 |  | 92.4013 | 0 | 0 | 0 | 0
30.10. | 2 | 92.4013 |  | 92.4013 | 0 | 0 | 0 | 0
30.10. | 3 | 92.4013 |  | 92.4013 | 0 | 0 | 0 | 0
30.10. | 4 | 92.4013 |  | 92.4013 | 0 | 0 | 0 | 0
30.10. | 5 | 92.4013 |  | 92.4013 | 0 | 0 | 0 | 0
30.10. | 6 | 92.4013 |  | 92.4013 | 0 | 0 | 0 | 0
30.10. | 7 | 89.1013 |  | 89.1013 | 0 | 0 | 0 | 0
30.10. | 8 | 88.6513 |  | 88.6513 | 0 | 0 | 0 | 0
30.10. | 9 | 89.8513 |  | 89.8513 | 0 | 0 | 0 | 0
30.10. | 10 | 89.8513 |  | 89.8513 | 0 | 0 | 0 | 0
30.10. | 11 | 87.9012 |  | 87.9012 | 0 | 0 | 0 | 0
30.10. | 12 | 88.2012 |  | 88.2012 | 0 | 0 | 0 | 0
30.10. | 13 | 88.3512 |  | 88.3512 | 0 | 0 | 0 | 0
30.10. | 14 | 91.5013 |  | 91.5013 | 0 | 0 | 0 | 0
30.10. | 15 | 99.4514 |  | 99.4514 | 0 | 0 | 0 | 0
30.10. | 16 | 100.0514 |  | 100.0514 | 0 | 0 | 0 | 0
30.10. | 17 | 100.0514 |  | 100.0514 | 0 | 0 | 0 | 0
30.10. | 18 | 100.2014 |  | 100.2014 | 0 | 0 | 0 | 0
30.10. | 19 | 100.2014 |  | 100.2014 | 0 | 0 | 0 | 0
30.10. | 20 | 100.2014 |  | 100.2014 | 0 | 0 | 0 | 0
30.10. | 21 | 101.4014 |  | 101.4014 | 0 | 0 | 0 | 0
30.10. | 22 | 103.2015 |  | 103.2015 | 0 | 0 | 0 | 0
30.10. | 23 | 103.2015 |  | 103.2015 | 0 | 0 | 0 | 0
30.10. | 24 | 102.0014 |  | 102.0014 | 0 | 0 | 0 | 0
31.10. | 1 | 98.5514 |  | 98.5514 | 0 | 0 | 0 | 0
31.10. | 2 | 98.5514 |  | 98.5514 | 0 | 0 | 0 | 0
31.10. | 3 | 98.5514 |  | 98.5514 | 0 | 0 | 0 | 0
31.10. | 4 | 98.5514 |  | 98.5514 | 0 | 0 | 0 | 0
31.10. | 5 | 98.5514 |  | 98.5514 | 0 | 0 | 0 | 0
31.10. | 6 | 98.5514 |  | 98.5514 | 0 | 0 | 0 | 0
31.10. | 7 | 98.5514 |  | 98.5514 | 0 | 0 | 0 | 0
31.10. | 8 | 98.5514 |  | 98.5514 | 0 | 0 | 0 | 0
31.10. | 9 | 97.2014 |  | 97.2014 | 0 | 0 | 0 | 0
31.10. | 10 | 97.9514 |  | 97.9514 | 0 | 0 | 0 | 0
31.10. | 11 | 97.9514 |  | 97.9514 | 0 | 0 | 0 | 0
31.10. | 12 | 97.9514 |  | 97.9514 | 0 | 0 | 0 | 0
31.10. | 13 | 97.9514 |  | 97.9514 | 0 | 0 | 0 | 0
31.10. | 14 | 97.9514 |  | 97.9514 | 0 | 0 | 0 | 0
31.10. | 15 | 97.9514 |  | 97.9514 | 0 | 0 | 0 | 0
31.10. | 16 | 97.9514 |  | 97.9514 | 0 | 0 | 0 | 0
31.10. | 17 | 97.9514 |  | 97.9514 | 0 | 0 | 0 | 0
31.10. | 18 | 97.9514 |  | 97.9514 | 0 | 0 | 0 | 0
31.10. | 19 | 97.9514 |  | 97.9514 | 0 | 0 | 0 | 0
31.10. | 20 | 97.9514 |  | 97.9514 | 0 | 0 | 0 | 0
31.10. | 21 | 97.9514 |  | 97.9514 | 0 | 0 | 0 | 0
31.10. | 22 | 97.9514 |  | 97.9514 | 0 | 0 | 0 | 0
31.10. | 23 | 97.9514 |  | 97.9514 | 0 | 0 | 0 | 0
31.10. | 24 | 97.9514 |  | 97.9514 | 0 | 0 | 0 | 0
01.11. | 1 | 99.4514 |  | 99.4514 | 0 | 0 | 0 | 0
01.11. | 2 | 99.4514 |  | 99.4514 | 0 | 0 | 0 | 0
01.11. | 3 | 99.4514 |  | 99.4514 | 0 | 0 | 0 | 0
01.11. | 4 | 99.4514 |  | 99.4514 | 0 | 0 | 0 | 0
01.11. | 5 | 99.4514 |  | 99.4514 | 0 | 0 | 0 | 0
01.11. | 6 | 99.4514 |  | 99.4514 | 0 | 0 | 0 | 0
01.11. | 7 | 97.0514 |  | 97.0514 | 0 | 0 | 0 | 0
01.11. | 8 | 96.1514 |  | 96.1514 | 0 | 0 | 0 | 0
01.11. | 9 | 100.0514 |  | 100.0514 | 0 | 0 | 0 | 0
01.11. | 10 | 100.0514 |  | 100.0514 | 0 | 0 | 0 | 0
01.11. | 11 | 100.0514 |  | 100.0514 | 0 | 0 | 0 | 0
01.11. | 12 | 95.7014 |  | 95.7014 | 0 | 0 | 0 | 0
01.11. | 13 | 95.4013 |  | 95.4013 | 0 | 0 | 0 | 0
01.11. | 14 | 95.4013 |  | 95.4013 | 0 | 0 | 0 | 0
01.11. | 15 | 95.5513 |  | 95.5513 | 0 | 0 | 0 | 0
01.11. | 16 | 95.4013 |  | 95.4013 | 0 | 0 | 0 | 0
01.11. | 17 | 95.5513 |  | 95.5513 | 0 | 0 | 0 | 0
01.11. | 18 | 95.5513 |  | 95.5513 | 0 | 0 | 0 | 0
01.11. | 19 | 95.5513 |  | 95.5513 | 0 | 0 | 0 | 0
01.11. | 20 | 95.5513 |  | 95.5513 | 0 | 0 | 0 | 0
01.11. | 21 | 95.5513 |  | 95.5513 | 0 | 0 | 0 | 0
01.11. | 22 | 95.5513 |  | 95.5513 | 0 | 0 | 0 | 0
01.11. | 23 | 95.5513 |  | 95.5513 | 0 | 0 | 0 | 0
01.11. | 24 | 95.4013 |  | 95.4013 | 0 | 0 | 0 | 0
02.11. | 1 | 94.9513 |  | 94.9513 | 0 | 0 | 0 | 0
02.11. | 2 | 93.9013 |  | 93.9013 | 0 | 0 | 0 | 0
02.11. | 3 | 93.9013 |  | 93.9013 | 0 | 0 | 0 | 0
02.11. | 4 | 93.9013 |  | 93.9013 | 0 | 0 | 0 | 0
02.11. | 5 | 93.9013 |  | 93.9013 | 0 | 0 | 0 | 0
02.11. | 6 | 94.0513 |  | 94.0513 | 0 | 0 | 0 | 0
02.11. | 7 | 93.9013 |  | 93.9013 | 0 | 0 | 0 | 0
02.11. | 8 | 97.5014 |  | 97.5014 | 0 | 0 | 0 | 0
02.11. | 9 | 98.7014 |  | 98.7014 | 0 | 0 | 0 | 0
02.11. | 10 | 98.7014 |  | 98.7014 | 0 | 0 | 0 | 0
02.11. | 11 | 98.8514 |  | 98.8514 | 0 | 0 | 0 | 0
02.11. | 12 | 98.8514 |  | 98.8514 | 0 | 0 | 0 | 0
02.11. | 13 | 98.5514 |  | 98.5514 | 0 | 0 | 0 | 0
02.11. | 14 | 98.5514 |  | 98.5514 | 0 | 0 | 0 | 0
02.11. | 15 | 98.8514 |  | 98.8514 | 0 | 0 | 0 | 0
02.11. | 16 | 98.7014 |  | 98.7014 | 0 | 0 | 0 | 0
02.11. | 17 | 98.5514 |  | 98.5514 | 0 | 0 | 0 | 0
02.11. | 18 | 98.7014 |  | 98.7014 | 0 | 0 | 0 | 0
02.11. | 19 | 98.7014 |  | 98.7014 | 0 | 0 | 0 | 0
02.11. | 20 | 98.7014 |  | 98.7014 | 0 | 0 | 0 | 0
02.11. | 21 | 98.5514 |  | 98.5514 | 0 | 0 | 0 | 0
02.11. | 22 | 98.5514 |  | 98.5514 | 0 | 0 | 0 | 0
02.11. | 23 | 98.5514 |  | 98.5514 | 0 | 0 | 0 | 0
02.11. | 24 | 98.5514 |  | 98.5514 | 0 | 0 | 0 | 0
03.11. | 1 | 98.5514 |  | 98.5514 | 0 | 0 | 0 | 0
03.11. | 2 | 97.6514 |  | 97.6514 | 0 | 0 | 0 | 0
03.11. | 3 | 94.0513 |  | 94.0513 | 0 | 0 | 0 | 0
03.11. | 4 | 94.0513 |  | 94.0513 | 0 | 0 | 0 | 0
03.11. | 5 | 94.0513 |  | 94.0513 | 0 | 0 | 0 | 0
03.11. | 6 | 94.0513 |  | 94.0513 | 0 | 0 | 0 | 0
03.11. | 7 | 91.0513 |  | 91.0513 | 0 | 0 | 0 | 0
03.11. | 8 | 93.6013 |  | 93.6013 | 0 | 0 | 0 | 0
03.11. | 9 | 94.2013 |  | 94.2013 | 0 | 0 | 0 | 0
03.11. | 10 | 94.2013 |  | 94.2013 | 0 | 0 | 0 | 0
03.11. | 11 | 97.5014 |  | 97.5014 | 0 | 0 | 0 | 0
03.11. | 12 | 99.0014 |  | 99.0014 | 0 | 0 | 0 | 0
03.11. | 13 | 98.8514 |  | 98.8514 | 0 | 0 | 0 | 0
03.11. | 14 | 98.8514 |  | 98.8514 | 0 | 0 | 0 | 0
03.11. | 15 | 98.8514 |  | 98.8514 | 0 | 0 | 0 | 0
03.11. | 16 | 98.7014 |  | 98.7014 | 0 | 0 | 0 | 0
03.11. | 17 | 98.7014 |  | 98.7014 | 0 | 0 | 0 | 0
03.11. | 18 | 98.7014 |  | 98.7014 | 0 | 0 | 0 | 0
03.11. | 19 | 98.7014 |  | 98.7014 | 0 | 0 | 0 | 0
03.11. | 20 | 98.7014 |  | 98.7014 | 0 | 0 | 0 | 0
03.11. | 21 | 98.7014 |  | 98.7014 | 0 | 0 | 0 | 0
03.11. | 22 | 98.5514 |  | 98.5514 | 0 | 0 | 0 | 0
03.11. | 23 | 98.5514 |  | 98.5514 | 0 | 0 | 0 | 0
03.11. | 24 | 97.3514 |  | 97.3514 | 0 | 0 | 0 | 0
04.11. | 1 | 94.0513 |  | 94.0513 | 0 | 0 | 0 | 0
04.11. | 2 | 94.0513 |  | 94.0513 | 0 | 0 | 0 | 0
04.11. | 3 | 93.9013 |  | 93.9013 | 0 | 0 | 0 | 0
04.11. | 4 | 94.0513 |  | 94.0513 | 0 | 0 | 0 | 0
04.11. | 5 | 94.0513 |  | 94.0513 | 0 | 0 | 0 | 0
04.11. | 6 | 94.0513 |  | 94.0513 | 0 | 0 | 0 | 0
04.11. | 7 | 89.8513 |  | 89.8513 | 0 | 0 | 0 | 0
04.11. | 8 | 86.2512 |  | 86.2512 | 0 | 0 | 0 | 0
04.11. | 9 | 86.4012 |  | 86.4012 | 0 | 0 | 0 | 0
04.11. | 10 | 86.2512 |  | 86.2512 | 0 | 0 | 0 | 0
04.11. | 11 | 86.2512 |  | 86.2512 | 0 | 0 | 0 | 0
04.11. | 12 | 86.4012 |  | 86.4012 | 0 | 0 | 0 | 0
04.11. | 13 | 86.4012 |  | 86.4012 | 0 | 0 | 0 | 0
04.11. | 14 | 88.9513 |  | 88.9513 | 0 | 0 | 0 | 0
04.11. | 15 | 91.2013 |  | 91.2013 | 0 | 0 | 0 | 0
04.11. | 16 | 90.9013 |  | 90.9013 | 0 | 0 | 0 | 0
04.11. | 17 | 90.9013 |  | 90.9013 | 0 | 0 | 0 | 0
04.11. | 18 | 91.0513 |  | 91.0513 | 0 | 0 | 0 | 0
04.11. | 19 | 91.0513 |  | 91.0513 | 0 | 0 | 0 | 0
04.11. | 20 | 90.9013 |  | 90.9013 | 0 | 0 | 0 | 0
04.11. | 21 | 90.9013 |  | 90.9013 | 0 | 0 | 0 | 0
04.11. | 22 | 90.9013 |  | 90.9013 | 0 | 0 | 0 | 0
04.11. | 23 | 90.9013 |  | 90.9013 | 0 | 0 | 0 | 0
04.11. | 24 | 90.9013 |  | 90.9013 | 0 | 0 | 0 | 0
05.11. | 1 | 88.6513 |  | 88.6513 | 0 | 0 | 0 | 0
05.11. | 2 | 86.4012 |  | 86.4012 | 0 | 0 | 0 | 0
05.11. | 3 | 86.4012 |  | 86.4012 | 0 | 0 | 0 | 0
05.11. | 4 | 86.4012 |  | 86.4012 | 0 | 0 | 0 | 0
05.11. | 5 | 86.4012 |  | 86.4012 | 0 | 0 | 0 | 0
05.11. | 6 | 86.4012 |  | 86.4012 | 0 | 0 | 0 | 0
05.11. | 7 | 86.2512 |  | 86.2512 | 0 | 0 | 0 | 0
05.11. | 8 | 89.7013 |  | 89.7013 | 0 | 0 | 0 | 0
05.11. | 9 | 91.0513 |  | 91.0513 | 0 | 0 | 0 | 0
05.11. | 10 | 90.9013 |  | 90.9013 | 0 | 0 | 0 | 0
05.11. | 11 | 91.2013 |  | 91.2013 | 0 | 0 | 0 | 0
05.11. | 12 | 91.0513 |  | 91.0513 | 0 | 0 | 0 | 0
05.11. | 13 | 90.9013 |  | 90.9013 | 0 | 0 | 0 | 0
05.11. | 14 | 90.9013 |  | 90.9013 | 0 | 0 | 0 | 0
05.11. | 15 | 90.9013 |  | 90.9013 | 0 | 0 | 0 | 0
05.11. | 16 | 90.9013 |  | 90.9013 | 0 | 0 | 0 | 0
05.11. | 17 | 91.0513 |  | 91.0513 | 0 | 0 | 0 | 0
05.11. | 18 | 91.0513 |  | 91.0513 | 0 | 0 | 0 | 0
05.11. | 19 | 91.0513 |  | 91.0513 | 0 | 0 | 0 | 0
05.11. | 20 | 90.9013 |  | 90.9013 | 0 | 0 | 0 | 0
05.11. | 21 | 90.9013 |  | 90.9013 | 0 | 0 | 0 | 0
05.11. | 22 | 90.9013 |  | 90.9013 | 0 | 0 | 0 | 0
05.11. | 23 | 90.9013 |  | 90.9013 | 0 | 0 | 0 | 0
05.11. | 24 | 90.9013 |  | 90.9013 | 0 | 0 | 0 | 0
06.11. | 1 | 90.0013 |  | 90.0013 | 0 | 0 | 0 | 0
06.11. | 2 | 86.2512 |  | 86.2512 | 0 | 0 | 0 | 0
06.11. | 3 | 86.2512 |  | 86.2512 | 0 | 0 | 0 | 0
06.11. | 4 | 86.2512 |  | 86.2512 | 0 | 0 | 0 | 0
06.11. | 5 | 86.2512 |  | 86.2512 | 0 | 0 | 0 | 0
06.11. | 6 | 86.2512 |  | 86.2512 | 0 | 0 | 0 | 0
06.11. | 7 | 86.4012 |  | 86.4012 | 0 | 0 | 0 | 0
06.11. | 8 | 86.2512 |  | 86.2512 | 0 | 0 | 0 | 0
06.11. | 9 | 89.8513 |  | 89.8513 | 0 | 0 | 0 | 0
06.11. | 10 | 91.3513 |  | 91.3513 | 0 | 0 | 0 | 0
06.11. | 11 | 91.0513 |  | 91.0513 | 0 | 0 | 0 | 0
06.11. | 12 | 90.9013 |  | 90.9013 | 0 | 0 | 0 | 0
06.11. | 13 | 90.9013 |  | 90.9013 | 0 | 0 | 0 | 0
06.11. | 14 | 90.9013 |  | 90.9013 | 0 | 0 | 0 | 0
06.11. | 15 | 90.9013 |  | 90.9013 | 0 | 0 | 0 | 0
06.11. | 16 | 90.9013 |  | 90.9013 | 0 | 0 | 0 | 0
06.11. | 17 | 90.9013 |  | 90.9013 | 0 | 0 | 0 | 0
06.11. | 18 | 90.9013 |  | 90.9013 | 0 | 0 | 0 | 0
06.11. | 19 | 90.9013 |  | 90.9013 | 0 | 0 | 0 | 0
06.11. | 20 | 90.9013 |  | 90.9013 | 0 | 0 | 0 | 0
06.11. | 21 | 90.9013 |  | 90.9013 | 0 | 0 | 0 | 0
06.11. | 22 | 90.9013 |  | 90.9013 | 0 | 0 | 0 | 0
06.11. | 23 | 90.9013 |  | 90.9013 | 0 | 0 | 0 | 0
06.11. | 24 | 90.9013 |  | 90.9013 | 0 | 0 | 0 | 0
07.11. | 1 | 86.4012 |  | 86.4012 | 0 | 0 | 0 | 0
07.11. | 2 | 86.2512 |  | 86.2512 | 0 | 0 | 0 | 0
07.11. | 3 | 86.2512 |  | 86.2512 | 0 | 0 | 0 | 0
07.11. | 4 | 86.4012 |  | 86.4012 | 0 | 0 | 0 | 0
07.11. | 5 | 86.2512 |  | 86.2512 | 0 | 0 | 0 | 0
07.11. | 6 | 86.2512 |  | 86.2512 | 0 | 0 | 0 | 0
07.11. | 7 | 86.2512 |  | 86.2512 | 0 | 0 | 0 | 0
07.11. | 8 | 86.4012 |  | 86.4012 | 0 | 0 | 0 | 0
07.11. | 9 | 90.6013 |  | 90.6013 | 0 | 0 | 0 | 0
07.11. | 10 | 70.951 |  | 70.951 | 0 | 0 | 0 | 0
07.11. | 11 | 70.951 |  | 70.951 | 0 | 0 | 0 | 0
07.11. | 12 | 70.951 |  | 70.951 | 0 | 0 | 0 | 0
07.11. | 13 | 70.951 |  | 70.951 | 0 | 0 | 0 | 0
07.11. | 14 | 70.951 |  | 70.951 | 0 | 0 | 0 | 0
07.11. | 15 | 70.951 |  | 70.951 | 0 | 0 | 0 | 0
07.11. | 16 | 70.951 |  | 70.951 | 0 | 0 | 0 | 0
07.11. | 17 | 70.951 |  | 70.951 | 0 | 0 | 0 | 0
07.11. | 18 | 70.951 |  | 70.951 | 0 | 0 | 0 | 0
07.11. | 19 | 90.9013 |  | 90.9013 | 0 | 0 | 0 | 0
07.11. | 20 | 90.9013 |  | 90.9013 | 0 | 0 | 0 | 0
07.11. | 21 | 90.9013 |  | 90.9013 | 0 | 0 | 0 | 0
07.11. | 22 | 90.9013 |  | 90.9013 | 0 | 0 | 0 | 0
07.11. | 23 | 90.9013 |  | 90.9013 | 0 | 0 | 0 | 0
07.11. | 24 | 86.2512 |  | 86.2512 | 0 | 0 | 0 | 0
08.11. | 1 | 86.4012 |  | 86.4012 | 0 | 0 | 0 | 0
08.11. | 2 | 86.4012 |  | 86.4012 | 0 | 0 | 0 | 0
08.11. | 3 | 86.2512 |  | 86.2512 | 0 | 0 | 0 | 0
08.11. | 4 | 86.4012 |  | 86.4012 | 0 | 0 | 0 | 0
08.11. | 5 | 86.4012 |  | 86.4012 | 0 | 0 | 0 | 0
08.11. | 6 | 86.2512 |  | 86.2512 | 0 | 0 | 0 | 0
08.11. | 7 | 86.2512 |  | 86.2512 | 0 | 0 | 0 | 0
08.11. | 8 | 86.2512 |  | 86.2512 | 0 | 0 | 0 | 0
08.11. | 9 | 86.2512 |  | 86.2512 | 0 | 0 | 0 | 0
08.11. | 10 | 86.2512 |  | 86.2512 | 0 | 0 | 0 | 0
08.11. | 11 | 90.6013 |  | 90.6013 | 0 | 0 | 0 | 0
08.11. | 12 | 90.9013 |  | 90.9013 | 0 | 0 | 0 | 0
08.11. | 13 | 90.9013 |  | 90.9013 | 0 | 0 | 0 | 0
08.11. | 14 | 90.9013 |  | 90.9013 | 0 | 0 | 0 | 0
08.11. | 15 | 90.9013 |  | 90.9013 | 0 | 0 | 0 | 0
08.11. | 16 | 90.9013 |  | 90.9013 | 0 | 0 | 0 | 0
08.11. | 17 | 90.9013 |  | 90.9013 | 0 | 0 | 0 | 0
08.11. | 18 | 90.9013 |  | 90.9013 | 0 | 0 | 0 | 0
08.11. | 19 | 90.9013 |  | 90.9013 | 0 | 0 | 0 | 0
08.11. | 20 | 91.0513 |  | 91.0513 | 0 | 0 | 0 | 0
08.11. | 21 | 90.9013 |  | 90.9013 | 0 | 0 | 0 | 0
08.11. | 22 | 90.9013 |  | 90.9013 | 0 | 0 | 0 | 0
08.11. | 23 | 90.9013 |  | 90.9013 | 0 | 0 | 0 | 0
08.11. | 24 | 90.9013 |  | 90.9013 | 0 | 0 | 0 | 0
09.11. | 1 | 90.9013 |  | 90.9013 | 0 | 0 | 0 | 0
09.11. | 2 | 90.9013 |  | 90.9013 | 0 | 0 | 0 | 0
09.11. | 3 | 90.9013 |  | 90.9013 | 0 | 0 | 0 | 0
09.11. | 4 | 90.9013 |  | 90.9013 | 0 | 0 | 0 | 0
09.11. | 5 | 90.9013 |  | 90.9013 | 0 | 0 | 0 | 0
09.11. | 6 | 89.8513 |  | 89.8513 | 0 | 0 | 0 | 0
09.11. | 7 | 86.4012 |  | 86.4012 | 0 | 0 | 0 | 0
09.11. | 8 | 87.0012 |  | 87.0012 | 0 | 0 | 0 | 0
09.11. | 9 | 90.9013 |  | 90.9013 | 0 | 0 | 0 | 0
09.11. | 10 | 91.3513 |  | 91.3513 | 0 | 0 | 0 | 0
09.11. | 11 | 91.2013 |  | 91.2013 | 0 | 0 | 0 | 0
09.11. | 12 | 90.9013 |  | 90.9013 | 0 | 0 | 0 | 0
09.11. | 13 | 91.3513 |  | 91.3513 | 0 | 0 | 0 | 0
09.11. | 14 | 91.3513 |  | 91.3513 | 0 | 0 | 0 | 0
09.11. | 15 | 91.0513 |  | 91.0513 | 0 | 0 | 0 | 0
09.11. | 16 | 90.9013 |  | 90.9013 | 0 | 0 | 0 | 0
09.11. | 17 | 90.9013 |  | 90.9013 | 0 | 0 | 0 | 0
09.11. | 18 | 90.9013 |  | 90.9013 | 0 | 0 | 0 | 0
09.11. | 19 | 91.0513 |  | 91.0513 | 0 | 0 | 0 | 0
09.11. | 20 | 90.9013 |  | 90.9013 | 0 | 0 | 0 | 0
09.11. | 21 | 90.9013 |  | 90.9013 | 0 | 0 | 0 | 0
09.11. | 22 | 90.9013 |  | 90.9013 | 0 | 0 | 0 | 0
09.11. | 23 | 90.9013 |  | 90.9013 | 0 | 0 | 0 | 0
09.11. | 24 | 87.0012 |  | 87.0012 | 0 | 0 | 0 | 0
10.11. | 1 | 86.4012 |  | 86.4012 | 0 | 0 | 0 | 0
10.11. | 2 | 86.4012 |  | 86.4012 | 0 | 0 | 0 | 0
10.11. | 3 | 86.4012 |  | 86.4012 | 0 | 0 | 0 | 0
10.11. | 4 | 86.4012 |  | 86.4012 | 0 | 0 | 0 | 0
10.11. | 5 | 86.2512 |  | 86.2512 | 0 | 0 | 0 | 0
10.11. | 6 | 86.2512 |  | 86.2512 | 0 | 0 | 0 | 0
10.11. | 7 | 86.4012 |  | 86.4012 | 0 | 0 | 0 | 0
10.11. | 8 | 90.1513 |  | 90.1513 | 0 | 0 | 0 | 0
10.11. | 9 | 90.9013 |  | 90.9013 | 0 | 0 | 0 | 0
10.11. | 10 | 90.9013 |  | 90.9013 | 0 | 0 | 0 | 0
10.11. | 11 | 90.9013 |  | 90.9013 | 0 | 0 | 0 | 0
10.11. | 12 | 90.9013 |  | 90.9013 | 0 | 0 | 0 | 0
10.11. | 13 | 74.8511 |  | 74.8511 | 0 | 0 | 0 | 0
10.11. | 14 | 90.0013 |  | 90.0013 | 0 | 0 | 0 | 0
10.11. | 15 | 89.7013 |  | 89.7013 | 0 | 0 | 0 | 0
10.11. | 16 | 89.5513 |  | 89.5513 | 0 | 0 | 0 | 0
10.11. | 17 | 89.4013 |  | 89.4013 | 0 | 0 | 0 | 0
10.11. | 18 | 89.4013 |  | 89.4013 | 0 | 0 | 0 | 0
10.11. | 19 | 87.9012 |  | 87.9012 | 0 | 0 | 0 | 0
10.11. | 20 | 86.4012 |  | 86.4012 | 0 | 0 | 0 | 0
10.11. | 21 | 86.4012 |  | 86.4012 | 0 | 0 | 0 | 0
10.11. | 22 | 86.4012 |  | 86.4012 | 0 | 0 | 0 | 0
10.11. | 23 | 86.4012 |  | 86.4012 | 0 | 0 | 0 | 0
10.11. | 24 | 86.4012 |  | 86.4012 | 0 | 0 | 0 | 0
11.11. | 1 | 86.4012 |  | 86.4012 | 0 | 0 | 0 | 0
11.11. | 2 | 83.4012 |  | 83.4012 | 0 | 0 | 0 | 0
11.11. | 3 | 83.4012 |  | 83.4012 | 0 | 0 | 0 | 0
11.11. | 4 | 83.4012 |  | 83.4012 | 0 | 0 | 0 | 0
11.11. | 5 | 83.4012 |  | 83.4012 | 0 | 0 | 0 | 0
11.11. | 6 | 83.4012 |  | 83.4012 | 0 | 0 | 0 | 0
11.11. | 7 | 83.4012 |  | 83.4012 | 0 | 0 | 0 | 0
11.11. | 8 | 84.3012 |  | 84.3012 | 0 | 0 | 0 | 0
11.11. | 9 | 86.8512 |  | 86.8512 | 0 | 0 | 0 | 0
11.11. | 10 | 85.2012 |  | 85.2012 | 0 | 0 | 0 | 0
11.11. | 11 | 85.3512 |  | 85.3512 | 0 | 0 | 0 | 0
11.11. | 12 | 85.2012 |  | 85.2012 | 0 | 0 | 0 | 0
11.11. | 13 | 85.0512 |  | 85.0512 | 0 | 0 | 0 | 0
11.11. | 14 | 85.0512 |  | 85.0512 | 0 | 0 | 0 | 0
11.11. | 15 | 85.0512 |  | 85.0512 | 0 | 0 | 0 | 0
11.11. | 16 | 85.0512 |  | 85.0512 | 0 | 0 | 0 | 0
11.11. | 17 | 85.0512 |  | 85.0512 | 0 | 0 | 0 | 0
11.11. | 18 | 85.0512 |  | 85.0512 | 0 | 0 | 0 | 0
11.11. | 19 | 85.0512 |  | 85.0512 | 0 | 0 | 0 | 0
11.11. | 20 | 85.0512 |  | 85.0512 | 0 | 0 | 0 | 0
11.11. | 21 | 84.9012 |  | 84.9012 | 0 | 0 | 0 | 0
11.11. | 22 | 84.9012 |  | 84.9012 | 0 | 0 | 0 | 0
11.11. | 23 | 84.9012 |  | 84.9012 | 0 | 0 | 0 | 0
11.11. | 24 | 82.9512 |  | 82.9512 | 0 | 0 | 0 | 0
12.11. | 1 | 81.9012 |  | 81.9012 | 0 | 0 | 0 | 0
12.11. | 2 | 81.9012 |  | 81.9012 | 0 | 0 | 0 | 0
12.11. | 3 | 81.9012 |  | 81.9012 | 0 | 0 | 0 | 0
12.11. | 4 | 81.9012 |  | 81.9012 | 0 | 0 | 0 | 0
12.11. | 5 | 81.9012 |  | 81.9012 | 0 | 0 | 0 | 0
12.11. | 6 | 81.9012 |  | 81.9012 | 0 | 0 | 0 | 0
12.11. | 7 | 81.9012 |  | 81.9012 | 0 | 0 | 0 | 0
12.11. | 8 | 86.4012 |  | 86.4012 | 0 | 0 | 0 | 0
12.11. | 9 | 86.1012 |  | 86.1012 | 0 | 0 | 0 | 0
12.11. | 10 | 85.2012 |  | 85.2012 | 0 | 0 | 0 | 0
12.11. | 11 | 85.3512 |  | 85.3512 | 0 | 0 | 0 | 0
12.11. | 12 | 85.2012 |  | 85.2012 | 0 | 0 | 0 | 0
12.11. | 13 | 85.3512 |  | 85.3512 | 0 | 0 | 0 | 0
12.11. | 14 | 85.5012 |  | 85.5012 | 0 | 0 | 0 | 0
12.11. | 15 | 85.5012 |  | 85.5012 | 0 | 0 | 0 | 0
12.11. | 16 | 85.5012 |  | 85.5012 | 0 | 0 | 0 | 0
12.11. | 17 | 85.5012 |  | 85.5012 | 0 | 0 | 0 | 0
12.11. | 18 | 85.6512 |  | 85.6512 | 0 | 0 | 0 | 0
12.11. | 19 | 85.5012 |  | 85.5012 | 0 | 0 | 0 | 0
12.11. | 20 | 85.5012 |  | 85.5012 | 0 | 0 | 0 | 0
12.11. | 21 | 85.5012 |  | 85.5012 | 0 | 0 | 0 | 0
12.11. | 22 | 85.3512 |  | 85.3512 | 0 | 0 | 0 | 0
12.11. | 23 | 85.3512 |  | 85.3512 | 0 | 0 | 0 | 0
12.11. | 24 | 85.3512 |  | 85.3512 | 0 | 0 | 0 | 0
13.11. | 1 | 83.1012 |  | 83.1012 | 0 | 0 | 0 | 0
13.11. | 2 | 78.7511 |  | 78.7511 | 0 | 0 | 0 | 0
13.11. | 3 | 78.9011 |  | 78.9011 | 0 | 0 | 0 | 0
13.11. | 4 | 78.9011 |  | 78.9011 | 0 | 0 | 0 | 0
13.11. | 5 | 78.7511 |  | 78.7511 | 0 | 0 | 0 | 0
13.11. | 6 | 78.7511 |  | 78.7511 | 0 | 0 | 0 | 0
13.11. | 7 | 78.7511 |  | 78.7511 | 0 | 0 | 0 | 0
13.11. | 8 | 78.7511 |  | 78.7511 | 0 | 0 | 0 | 0
13.11. | 9 | 79.5011 |  | 79.5011 | 0 | 0 | 0 | 0
13.11. | 10 | 79.9511 |  | 79.9511 | 0 | 0 | 0 | 0
13.11. | 11 | 79.8011 |  | 79.8011 | 0 | 0 | 0 | 0
13.11. | 12 | 81.6012 |  | 81.6012 | 0 | 0 | 0 | 0
13.11. | 13 | 84.1512 |  | 84.1512 | 0 | 0 | 0 | 0
13.11. | 14 | 84.3012 |  | 84.3012 | 0 | 0 | 0 | 0
13.11. | 15 | 84.3012 |  | 84.3012 | 0 | 0 | 0 | 0
13.11. | 16 | 84.3012 |  | 84.3012 | 0 | 0 | 0 | 0
13.11. | 17 | 84.3012 |  | 84.3012 | 0 | 0 | 0 | 0
13.11. | 18 | 84.1512 |  | 84.1512 | 0 | 0 | 0 | 0
13.11. | 19 | 84.1512 |  | 84.1512 | 0 | 0 | 0 | 0
13.11. | 20 | 84.0012 |  | 84.0012 | 0 | 0 | 0 | 0
13.11. | 21 | 84.1512 |  | 84.1512 | 0 | 0 | 0 | 0
13.11. | 22 | 84.0012 |  | 84.0012 | 0 | 0 | 0 | 0
13.11. | 23 | 84.0012 |  | 84.0012 | 0 | 0 | 0 | 0
13.11. | 24 | 84.0012 |  | 84.0012 | 0 | 0 | 0 | 0
14.11. | 1 | 82.6512 |  | 82.6512 | 0 | 0 | 0 | 0
14.11. | 2 | 79.5011 |  | 79.5011 | 0 | 0 | 0 | 0
14.11. | 3 | 79.5011 |  | 79.5011 | 0 | 0 | 0 | 0
14.11. | 4 | 79.5011 |  | 79.5011 | 0 | 0 | 0 | 0
14.11. | 5 | 79.5011 |  | 79.5011 | 0 | 0 | 0 | 0
14.11. | 6 | 79.5011 |  | 79.5011 | 0 | 0 | 0 | 0
14.11. | 7 | 79.2011 |  | 79.2011 | 0 | 0 | 0 | 0
14.11. | 8 | 78.0011 |  | 78.0011 | 0 | 0 | 0 | 0
14.11. | 9 | 80.4011 |  | 80.4011 | 0 | 0 | 0 | 0
14.11. | 10 | 82.5012 |  | 82.5012 | 0 | 0 | 0 | 0
14.11. | 11 | 82.5012 |  | 82.5012 | 0 | 0 | 0 | 0
14.11. | 12 | 82.6512 |  | 82.6512 | 0 | 0 | 0 | 0
14.11. | 13 | 82.6512 |  | 82.6512 | 0 | 0 | 0 | 0
14.11. | 14 | 82.6512 |  | 82.6512 | 0 | 0 | 0 | 0
14.11. | 15 | 82.5012 |  | 82.5012 | 0 | 0 | 0 | 0
14.11. | 16 | 82.5012 |  | 82.5012 | 0 | 0 | 0 | 0
14.11. | 17 | 82.5012 |  | 82.5012 | 0 | 0 | 0 | 0
14.11. | 18 | 82.5012 |  | 82.5012 | 0 | 0 | 0 | 0
14.11. | 19 | 82.5012 |  | 82.5012 | 0 | 0 | 0 | 0
14.11. | 20 | 82.5012 |  | 82.5012 | 0 | 0 | 0 | 0
14.11. | 21 | 83.2512 |  | 83.2512 | 0 | 0 | 0 | 0
14.11. | 22 | 84.0012 |  | 84.0012 | 0 | 0 | 0 | 0
14.11. | 23 | 84.0012 |  | 84.0012 | 0 | 0 | 0 | 0
14.11. | 24 | 84.0012 |  | 84.0012 | 0 | 0 | 0 | 0
15.11. | 1 | 79.5011 |  | 79.5011 | 0 | 0 | 0 | 0
15.11. | 2 | 79.6511 |  | 79.6511 | 0 | 0 | 0 | 0
15.11. | 3 | 79.3511 |  | 79.3511 | 0 | 0 | 0 | 0
15.11. | 4 | 79.5011 |  | 79.5011 | 0 | 0 | 0 | 0
15.11. | 5 | 79.5011 |  | 79.5011 | 0 | 0 | 0 | 0
15.11. | 6 | 79.5011 |  | 79.5011 | 0 | 0 | 0 | 0
15.11. | 7 | 79.5011 |  | 79.5011 | 0 | 0 | 0 | 0
15.11. | 8 | 80.7011 |  | 80.7011 | 0 | 0 | 0 | 0
15.11. | 9 | 85.0512 |  | 85.0512 | 0 | 0 | 0 | 0
15.11. | 10 | 85.5012 |  | 85.5012 | 0 | 0 | 0 | 0
15.11. | 11 | 85.5012 |  | 85.5012 | 0 | 0 | 0 | 0
15.11. | 12 | 87.0012 |  | 87.0012 | 0 | 0 | 0 | 0
15.11. | 13 | 86.1012 |  | 86.1012 | 0 | 0 | 0 | 0
15.11. | 14 | 85.6512 |  | 85.6512 | 0 | 0 | 0 | 0
15.11. | 15 | 85.6512 |  | 85.6512 | 0 | 0 | 0 | 0
15.11. | 16 | 85.6512 |  | 85.6512 | 0 | 0 | 0 | 0
15.11. | 17 | 85.6512 |  | 85.6512 | 0 | 0 | 0 | 0
15.11. | 18 | 85.6512 |  | 85.6512 | 0 | 0 | 0 | 0
15.11. | 19 | 85.6512 |  | 85.6512 | 0 | 0 | 0 | 0
15.11. | 20 | 85.6512 |  | 85.6512 | 0 | 0 | 0 | 0
15.11. | 21 | 85.6512 |  | 85.6512 | 0 | 0 | 0 | 0
15.11. | 22 | 85.6512 |  | 85.6512 | 0 | 0 | 0 | 0
15.11. | 23 | 85.6512 |  | 85.6512 | 0 | 0 | 0 | 0
15.11. | 24 | 85.6512 |  | 85.6512 | 0 | 0 | 0 | 0
16.11. | 1 | 85.6512 |  | 85.6512 | 0 | 0 | 0 | 0
16.11. | 2 | 85.6512 |  | 85.6512 | 0 | 0 | 0 | 0
16.11. | 3 | 85.6512 |  | 85.6512 | 0 | 0 | 0 | 0
16.11. | 4 | 85.6512 |  | 85.6512 | 0 | 0 | 0 | 0
16.11. | 5 | 85.6512 |  | 85.6512 | 0 | 0 | 0 | 0
16.11. | 6 | 85.6512 |  | 85.6512 | 0 | 0 | 0 | 0
16.11. | 7 | 85.6512 |  | 85.6512 | 0 | 0 | 0 | 0
16.11. | 8 | 85.6512 |  | 85.6512 | 0 | 0 | 0 | 0
16.11. | 9 | 85.6512 |  | 85.6512 | 0 | 0 | 0 | 0
16.11. | 10 | 85.8012 |  | 85.8012 | 0 | 0 | 0 | 0
16.11. | 11 | 85.9512 |  | 85.9512 | 0 | 0 | 0 | 0
16.11. | 12 | 85.8012 |  | 85.8012 | 0 | 0 | 0 | 0
16.11. | 13 | 85.8012 |  | 85.8012 | 0 | 0 | 0 | 0
16.11. | 14 | 85.6512 |  | 85.6512 | 0 | 0 | 0 | 0
16.11. | 15 | 85.6512 |  | 85.6512 | 0 | 0 | 0 | 0
16.11. | 16 | 85.6512 |  | 85.6512 | 0 | 0 | 0 | 0
16.11. | 17 | 84.6012 |  | 84.6012 | 0 | 0 | 0 | 0
16.11. | 18 | 84.1512 |  | 84.1512 | 0 | 0 | 0 | 0
16.11. | 19 | 84.1512 |  | 84.1512 | 0 | 0 | 0 | 0
16.11. | 20 | 84.1512 |  | 84.1512 | 0 | 0 | 0 | 0
16.11. | 21 | 84.1512 |  | 84.1512 | 0 | 0 | 0 | 0
16.11. | 22 | 84.0012 |  | 84.0012 | 0 | 0 | 0 | 0
16.11. | 23 | 84.0012 |  | 84.0012 | 0 | 0 | 0 | 0
16.11. | 24 | 84.1512 |  | 84.1512 | 0 | 0 | 0 | 0
17.11. | 1 | 83.2512 |  | 83.2512 | 0 | 0 | 0 | 0
17.11. | 2 | 82.5012 |  | 82.5012 | 0 | 0 | 0 | 0
17.11. | 3 | 82.5012 |  | 82.5012 | 0 | 0 | 0 | 0
17.11. | 4 | 82.5012 |  | 82.5012 | 0 | 0 | 0 | 0
17.11. | 5 | 82.5012 |  | 82.5012 | 0 | 0 | 0 | 0
17.11. | 6 | 82.5012 |  | 82.5012 | 0 | 0 | 0 | 0
17.11. | 7 | 82.5012 |  | 82.5012 | 0 | 0 | 0 | 0
17.11. | 8 | 82.5012 |  | 82.5012 | 0 | 0 | 0 | 0
17.11. | 9 | 82.5012 |  | 82.5012 | 0 | 0 | 0 | 0
17.11. | 10 | 82.5012 |  | 82.5012 | 0 | 0 | 0 | 0
17.11. | 11 | 83.1012 |  | 83.1012 | 0 | 0 | 0 | 0
17.11. | 12 | 83.4012 |  | 83.4012 | 0 | 0 | 0 | 0
17.11. | 13 | 83.7012 |  | 83.7012 | 0 | 0 | 0 | 0
17.11. | 14 | 83.4012 |  | 83.4012 | 0 | 0 | 0 | 0
17.11. | 15 | 83.2512 |  | 83.2512 | 0 | 0 | 0 | 0
17.11. | 16 | 83.4012 |  | 83.4012 | 0 | 0 | 0 | 0
17.11. | 17 | 82.5012 |  | 82.5012 | 0 | 0 | 0 | 0
17.11. | 18 | 80.2511 |  | 80.2511 | 0 | 0 | 0 | 0
17.11. | 19 | 74.7011 |  | 74.7011 | 0 | 0 | 0 | 0
17.11. | 20 | 72.601 |  | 72.601 | 0 | 0 | 0 | 0
17.11. | 21 | 73.951 |  | 73.951 | 0 | 0 | 0 | 0
17.11. | 22 | 82.5012 |  | 82.5012 | 0 | 0 | 0 | 0
17.11. | 23 | 83.8512 |  | 83.8512 | 0 | 0 | 0 | 0
17.11. | 24 | 84.1512 |  | 84.1512 | 0 | 0 | 0 | 0
18.11. | 1 | 84.0012 |  | 84.0012 | 0 | 0 | 0 | 0
18.11. | 2 | 84.0012 |  | 84.0012 | 0 | 0 | 0 | 0
18.11. | 3 | 84.1512 |  | 84.1512 | 0 | 0 | 0 | 0
18.11. | 4 | 84.0012 |  | 84.0012 | 0 | 0 | 0 | 0
18.11. | 5 | 84.1512 |  | 84.1512 | 0 | 0 | 0 | 0
18.11. | 6 | 84.1512 |  | 84.1512 | 0 | 0 | 0 | 0
18.11. | 7 | 84.1512 |  | 84.1512 | 0 | 0 | 0 | 0
18.11. | 8 | 88.5012 |  | 88.5012 | 0 | 0 | 0 | 0
18.11. | 9 | 86.5512 |  | 86.5512 | 0 | 0 | 0 | 0
18.11. | 10 | 85.6512 |  | 85.6512 | 0 | 0 | 0 | 0
18.11. | 11 | 85.9512 |  | 85.9512 | 0 | 0 | 0 | 0
18.11. | 12 | 86.1012 |  | 86.1012 | 0 | 0 | 0 | 0
18.11. | 13 | 85.6512 |  | 85.6512 | 0 | 0 | 0 | 0
18.11. | 14 | 85.6512 |  | 85.6512 | 0 | 0 | 0 | 0
18.11. | 15 | 86.5512 |  | 86.5512 | 0 | 0 | 0 | 0
18.11. | 16 | 90.3013 |  | 90.3013 | 0 | 0 | 0 | 0
18.11. | 17 | 92.2513 |  | 92.2513 | 0 | 0 | 0 | 0
18.11. | 18 | 95.5513 |  | 95.5513 | 0 | 0 | 0 | 0
18.11. | 19 | 96.0014 |  | 96.0014 | 0 | 0 | 0 | 0
18.11. | 20 | 96.0014 |  | 96.0014 | 0 | 0 | 0 | 0
18.11. | 21 | 95.8514 |  | 95.8514 | 0 | 0 | 0 | 0
18.11. | 22 | 95.8514 |  | 95.8514 | 0 | 0 | 0 | 0
18.11. | 23 | 95.8514 |  | 95.8514 | 0 | 0 | 0 | 0
18.11. | 24 | 92.2513 |  | 92.2513 | 0 | 0 | 0 | 0
19.11. | 1 | 91.3513 |  | 91.3513 | 0 | 0 | 0 | 0
19.11. | 2 | 91.3513 |  | 91.3513 | 0 | 0 | 0 | 0
19.11. | 3 | 91.3513 |  | 91.3513 | 0 | 0 | 0 | 0
19.11. | 4 | 91.3513 |  | 91.3513 | 0 | 0 | 0 | 0
19.11. | 5 | 91.3513 |  | 91.3513 | 0 | 0 | 0 | 0
19.11. | 6 | 91.2013 |  | 91.2013 | 0 | 0 | 0 | 0
19.11. | 7 | 91.3513 |  | 91.3513 | 0 | 0 | 0 | 0
19.11. | 8 | 91.2013 |  | 91.2013 | 0 | 0 | 0 | 0
19.11. | 9 | 91.3513 |  | 91.3513 | 0 | 0 | 0 | 0
19.11. | 10 | 91.6513 |  | 91.6513 | 0 | 0 | 0 | 0
19.11. | 11 | 91.6513 |  | 91.6513 | 0 | 0 | 0 | 0
19.11. | 12 | 91.6513 |  | 91.6513 | 0 | 0 | 0 | 0
19.11. | 13 | 95.1013 |  | 95.1013 | 0 | 0 | 0 | 0
19.11. | 14 | 96.1514 |  | 96.1514 | 0 | 0 | 0 | 0
19.11. | 15 | 96.1514 |  | 96.1514 | 0 | 0 | 0 | 0
19.11. | 16 | 96.3014 |  | 96.3014 | 0 | 0 | 0 | 0
19.11. | 17 | 96.3014 |  | 96.3014 | 0 | 0 | 0 | 0
19.11. | 18 | 96.3014 |  | 96.3014 | 0 | 0 | 0 | 0
19.11. | 19 | 96.3014 |  | 96.3014 | 0 | 0 | 0 | 0
19.11. | 20 | 96.3014 |  | 96.3014 | 0 | 0 | 0 | 0
19.11. | 21 | 96.3014 |  | 96.3014 | 0 | 0 | 0 | 0
19.11. | 22 | 96.3014 |  | 96.3014 | 0 | 0 | 0 | 0
19.11. | 23 | 96.3014 |  | 96.3014 | 0 | 0 | 0 | 0
19.11. | 24 | 96.1514 |  | 96.1514 | 0 | 0 | 0 | 0
20.11. | 1 | 96.1514 |  | 96.1514 | 0 | 0 | 0 | 0
20.11. | 2 | 96.1514 |  | 96.1514 | 0 | 0 | 0 | 0
20.11. | 3 | 96.1514 |  | 96.1514 | 0 | 0 | 0 | 0
20.11. | 4 | 96.1514 |  | 96.1514 | 0 | 0 | 0 | 0
20.11. | 5 | 96.1514 |  | 96.1514 | 0 | 0 | 0 | 0
20.11. | 6 | 96.1514 |  | 96.1514 | 0 | 0 | 0 | 0
20.11. | 7 | 97.3514 |  | 97.3514 | 0 | 0 | 0 | 0
20.11. | 8 | 97.5014 |  | 97.5014 | 0 | 0 | 0 | 0
20.11. | 9 | 97.5014 |  | 97.5014 | 0 | 0 | 0 | 0
20.11. | 10 | 97.6514 |  | 97.6514 | 0 | 0 | 0 | 0
20.11. | 11 | 97.6514 |  | 97.6514 | 0 | 0 | 0 | 0
20.11. | 12 | 97.9514 |  | 97.9514 | 0 | 0 | 0 | 0
20.11. | 13 | 89.4013 |  | 89.4013 | 0 | 0 | 0 | 0
20.11. | 14 | 71.401 |  | 71.401 | 0 | 0 | 0 | 0
20.11. | 15 | 71.401 |  | 71.401 | 0 | 0 | 0 | 0
20.11. | 16 | 78.0011 |  | 78.0011 | 0 | 0 | 0 | 0
20.11. | 17 | 82.2012 |  | 82.2012 | 0 | 0 | 0 | 0
20.11. | 18 | 82.3512 |  | 82.3512 | 0 | 0 | 0 | 0
20.11. | 19 | 82.2012 |  | 82.2012 | 0 | 0 | 0 | 0
20.11. | 20 | 82.0512 |  | 82.0512 | 0 | 0 | 0 | 0
20.11. | 21 | 82.2012 |  | 82.2012 | 0 | 0 | 0 | 0
20.11. | 22 | 82.0512 |  | 82.0512 | 0 | 0 | 0 | 0
20.11. | 23 | 92.8513 |  | 92.8513 | 0 | 0 | 0 | 0
20.11. | 24 | 99.0014 |  | 99.0014 | 0 | 0 | 0 | 0
21.11. | 1 | 97.2014 |  | 97.2014 | 0 | 0 | 0 | 0
21.11. | 2 | 96.0014 |  | 96.0014 | 0 | 0 | 0 | 0
21.11. | 3 | 95.8514 |  | 95.8514 | 0 | 0 | 0 | 0
21.11. | 4 | 95.8514 |  | 95.8514 | 0 | 0 | 0 | 0
21.11. | 5 | 95.8514 |  | 95.8514 | 0 | 0 | 0 | 0
21.11. | 6 | 95.8514 |  | 95.8514 | 0 | 0 | 0 | 0
21.11. | 7 | 98.1014 |  | 98.1014 | 0 | 0 | 0 | 0
21.11. | 8 | 99.0014 |  | 99.0014 | 0 | 0 | 0 | 0
21.11. | 9 | 99.0014 |  | 99.0014 | 0 | 0 | 0 | 0
21.11. | 10 | 99.0014 |  | 99.0014 | 0 | 0 | 0 | 0
21.11. | 11 | 99.0014 |  | 99.0014 | 0 | 0 | 0 | 0
21.11. | 12 | 99.0014 |  | 99.0014 | 0 | 0 | 0 | 0
21.11. | 13 | 99.0014 |  | 99.0014 | 0 | 0 | 0 | 0
21.11. | 14 | 99.0014 |  | 99.0014 | 0 | 0 | 0 | 0
21.11. | 15 | 99.0014 |  | 99.0014 | 0 | 0 | 0 | 0
21.11. | 16 | 98.8514 |  | 98.8514 | 0 | 0 | 0 | 0
21.11. | 17 | 99.0014 |  | 99.0014 | 0 | 0 | 0 | 0
21.11. | 18 | 99.0014 |  | 99.0014 | 0 | 0 | 0 | 0
21.11. | 19 | 97.9514 |  | 97.9514 | 0 | 0 | 0 | 0
21.11. | 20 | 97.5014 |  | 97.5014 | 0 | 0 | 0 | 0
21.11. | 21 | 97.3514 |  | 97.3514 | 0 | 0 | 0 | 0
21.11. | 22 | 97.3514 |  | 97.3514 | 0 | 0 | 0 | 0
21.11. | 23 | 97.3514 |  | 97.3514 | 0 | 0 | 0 | 0
21.11. | 24 | 97.3514 |  | 97.3514 | 0 | 0 | 0 | 0
22.11. | 1 | 97.3514 |  | 97.3514 | 0 | 0 | 0 | 0
22.11. | 2 | 97.3514 |  | 97.3514 | 0 | 0 | 0 | 0
22.11. | 3 | 97.3514 |  | 97.3514 | 0 | 0 | 0 | 0
22.11. | 4 | 97.3514 |  | 97.3514 | 0 | 0 | 0 | 0
22.11. | 5 | 97.3514 |  | 97.3514 | 0 | 0 | 0 | 0
22.11. | 6 | 97.3514 |  | 97.3514 | 0 | 0 | 0 | 0
22.11. | 7 | 97.3514 |  | 97.3514 | 0 | 0 | 0 | 0
22.11. | 8 | 97.3514 |  | 97.3514 | 0 | 0 | 0 | 0
22.11. | 9 | 97.3514 |  | 97.3514 | 0 | 0 | 0 | 0
22.11. | 10 | 97.3514 |  | 97.3514 | 0 | 0 | 0 | 0
22.11. | 11 | 97.3514 |  | 97.3514 | 0 | 0 | 0 | 0
22.11. | 12 | 97.3514 |  | 97.3514 | 0 | 0 | 0 | 0
22.11. | 13 | 97.3514 |  | 97.3514 | 0 | 0 | 0 | 0
22.11. | 14 | 97.3514 |  | 97.3514 | 0 | 0 | 0 | 0
22.11. | 15 | 97.3514 |  | 97.3514 | 0 | 0 | 0 | 0
22.11. | 16 | 97.3514 |  | 97.3514 | 0 | 0 | 0 | 0
22.11. | 17 | 97.3514 |  | 97.3514 | 0 | 0 | 0 | 0
22.11. | 18 | 93.9013 |  | 93.9013 | 0 | 0 | 0 | 0
22.11. | 19 | 91.8013 |  | 91.8013 | 0 | 0 | 0 | 0
22.11. | 20 | 91.8013 |  | 91.8013 | 0 | 0 | 0 | 0
22.11. | 21 | 91.8013 |  | 91.8013 | 0 | 0 | 0 | 0
22.11. | 22 | 91.8013 |  | 91.8013 | 0 | 0 | 0 | 0
22.11. | 23 | 91.8013 |  | 91.8013 | 0 | 0 | 0 | 0
22.11. | 24 | 91.8013 |  | 91.8013 | 0 | 0 | 0 | 0
23.11. | 1 | 91.8013 |  | 91.8013 | 0 | 0 | 0 | 0
23.11. | 2 | 91.6513 |  | 91.6513 | 0 | 0 | 0 | 0
23.11. | 3 | 91.6513 |  | 91.6513 | 0 | 0 | 0 | 0
23.11. | 4 | 91.6513 |  | 91.6513 | 0 | 0 | 0 | 0
23.11. | 5 | 91.6513 |  | 91.6513 | 0 | 0 | 0 | 0
23.11. | 6 | 91.6513 |  | 91.6513 | 0 | 0 | 0 | 0
23.11. | 7 | 91.2013 |  | 91.2013 | 0 | 0 | 0 | 0
23.11. | 8 | 90.1513 |  | 90.1513 | 0 | 0 | 0 | 0
23.11. | 9 | 90.1513 |  | 90.1513 | 0 | 0 | 0 | 0
23.11. | 10 | 90.4513 |  | 90.4513 | 0 | 0 | 0 | 0
23.11. | 11 | 90.6013 |  | 90.6013 | 0 | 0 | 0 | 0
23.11. | 12 | 90.6013 |  | 90.6013 | 0 | 0 | 0 | 0
23.11. | 13 | 90.3013 |  | 90.3013 | 0 | 0 | 0 | 0
23.11. | 14 | 90.1513 |  | 90.1513 | 0 | 0 | 0 | 0
23.11. | 15 | 90.1513 |  | 90.1513 | 0 | 0 | 0 | 0
23.11. | 16 | 90.1513 |  | 90.1513 | 0 | 0 | 0 | 0
23.11. | 17 | 90.1513 |  | 90.1513 | 0 | 0 | 0 | 0
23.11. | 18 | 90.1513 |  | 90.1513 | 0 | 0 | 0 | 0
23.11. | 19 | 90.1513 |  | 90.1513 | 0 | 0 | 0 | 0
23.11. | 20 | 90.1513 |  | 90.1513 | 0 | 0 | 0 | 0
23.11. | 21 | 90.1513 |  | 90.1513 | 0 | 0 | 0 | 0
23.11. | 22 | 90.1513 |  | 90.1513 | 0 | 0 | 0 | 0
23.11. | 23 | 90.1513 |  | 90.1513 | 0 | 0 | 0 | 0
23.11. | 24 | 90.1513 |  | 90.1513 | 0 | 0 | 0 | 0
24.11. | 1 | 90.1513 |  | 90.1513 | 0 | 0 | 0 | 0
24.11. | 2 | 90.1513 |  | 90.1513 | 0 | 0 | 0 | 0
24.11. | 3 | 90.1513 |  | 90.1513 | 0 | 0 | 0 | 0
24.11. | 4 | 90.1513 |  | 90.1513 | 0 | 0 | 0 | 0
24.11. | 5 | 90.1513 |  | 90.1513 | 0 | 0 | 0 | 0
24.11. | 6 | 90.1513 |  | 90.1513 | 0 | 0 | 0 | 0
24.11. | 7 | 90.1513 |  | 90.1513 | 0 | 0 | 0 | 0
24.11. | 8 | 90.1513 |  | 90.1513 | 0 | 0 | 0 | 0
24.11. | 9 | 90.1513 |  | 90.1513 | 0 | 0 | 0 | 0
24.11. | 10 | 90.4513 |  | 90.4513 | 0 | 0 | 0 | 0
24.11. | 11 | 90.3013 |  | 90.3013 | 0 | 0 | 0 | 0
24.11. | 12 | 90.1513 |  | 90.1513 | 0 | 0 | 0 | 0
24.11. | 13 | 90.1513 |  | 90.1513 | 0 | 0 | 0 | 0
24.11. | 14 | 84.9012 |  | 84.9012 | 0 | 0 | 0 | 0
24.11. | 15 | 73.201 |  | 73.201 | 0 | 0 | 0 | 0
24.11. | 16 | 71.851 |  | 71.851 | 0 | 0 | 0 | 0
24.11. | 17 | 77.8511 |  | 77.8511 | 0 | 0 | 0 | 0
24.11. | 18 | 83.5512 |  | 83.5512 | 0 | 0 | 0 | 0
24.11. | 19 | 90.1513 |  | 90.1513 | 0 | 0 | 0 | 0
24.11. | 20 | 90.1513 |  | 90.1513 | 0 | 0 | 0 | 0
24.11. | 21 | 90.1513 |  | 90.1513 | 0 | 0 | 0 | 0
24.11. | 22 | 90.1513 |  | 90.1513 | 0 | 0 | 0 | 0
24.11. | 23 | 90.1513 |  | 90.1513 | 0 | 0 | 0 | 0
24.11. | 24 | 90.1513 |  | 90.1513 | 0 | 0 | 0 | 0
25.11. | 1 | 90.1513 |  | 90.1513 | 0 | 0 | 0 | 0
25.11. | 2 | 90.1513 |  | 90.1513 | 0 | 0 | 0 | 0
25.11. | 3 | 90.1513 |  | 90.1513 | 0 | 0 | 0 | 0
25.11. | 4 | 90.1513 |  | 90.1513 | 0 | 0 | 0 | 0
25.11. | 5 | 90.1513 |  | 90.1513 | 0 | 0 | 0 | 0
25.11. | 6 | 90.1513 |  | 90.1513 | 0 | 0 | 0 | 0
25.11. | 7 | 91.5013 |  | 91.5013 | 0 | 0 | 0 | 0
25.11. | 8 | 91.6513 |  | 91.6513 | 0 | 0 | 0 | 0
25.11. | 9 | 90.4513 |  | 90.4513 | 0 | 0 | 0 | 0
25.11. | 10 | 90.4513 |  | 90.4513 | 0 | 0 | 0 | 0
25.11. | 11 | 90.6013 |  | 90.6013 | 0 | 0 | 0 | 0
25.11. | 12 | 91.8013 |  | 91.8013 | 0 | 0 | 0 | 0
25.11. | 13 | 91.8013 |  | 91.8013 | 0 | 0 | 0 | 0
25.11. | 14 | 91.6513 |  | 91.6513 | 0 | 0 | 0 | 0
25.11. | 15 | 91.2013 |  | 91.2013 | 0 | 0 | 0 | 0
25.11. | 16 | 79.5011 |  | 79.5011 | 0 | 0 | 0 | 0
25.11. | 17 | 88.5012 |  | 88.5012 | 0 | 0 | 0 | 0
25.11. | 18 | 91.8013 |  | 91.8013 | 0 | 0 | 0 | 0
25.11. | 19 | 91.6513 |  | 91.6513 | 0 | 0 | 0 | 0
25.11. | 20 | 91.6513 |  | 91.6513 | 0 | 0 | 0 | 0
25.11. | 21 | 91.6513 |  | 91.6513 | 0 | 0 | 0 | 0
25.11. | 22 | 91.6513 |  | 91.6513 | 0 | 0 | 0 | 0
25.11. | 23 | 91.8013 |  | 91.8013 | 0 | 0 | 0 | 0
25.11. | 24 | 91.6513 |  | 91.6513 | 0 | 0 | 0 | 0
26.11. | 1 | 91.6513 |  | 91.6513 | 0 | 0 | 0 | 0
26.11. | 2 | 91.6513 |  | 91.6513 | 0 | 0 | 0 | 0
26.11. | 3 | 91.6513 |  | 91.6513 | 0 | 0 | 0 | 0
26.11. | 4 | 91.6513 |  | 91.6513 | 0 | 0 | 0 | 0
26.11. | 5 | 91.6513 |  | 91.6513 | 0 | 0 | 0 | 0
26.11. | 6 | 91.6513 |  | 91.6513 | 0 | 0 | 0 | 0
26.11. | 7 | 91.6513 |  | 91.6513 | 0 | 0 | 0 | 0
26.11. | 8 | 91.6513 |  | 91.6513 | 0 | 0 | 0 | 0
26.11. | 9 | 91.6513 |  | 91.6513 | 0 | 0 | 0 | 0
26.11. | 10 | 91.8013 |  | 91.8013 | 0 | 0 | 0 | 0
26.11. | 11 | 93.0013 |  | 93.0013 | 0 | 0 | 0 | 0
26.11. | 12 | 94.8013 |  | 94.8013 | 0 | 0 | 0 | 0
26.11. | 13 | 94.8013 |  | 94.8013 | 0 | 0 | 0 | 0
26.11. | 14 | 94.8013 |  | 94.8013 | 0 | 0 | 0 | 0
26.11. | 15 | 94.8013 |  | 94.8013 | 0 | 0 | 0 | 0
26.11. | 16 | 94.8013 |  | 94.8013 | 0 | 0 | 0 | 0
26.11. | 17 | 94.8013 |  | 94.8013 | 0 | 0 | 0 | 0
26.11. | 18 | 94.8013 |  | 94.8013 | 0 | 0 | 0 | 0
26.11. | 19 | 94.8013 |  | 94.8013 | 0 | 0 | 0 | 0
26.11. | 20 | 94.8013 |  | 94.8013 | 0 | 0 | 0 | 0
26.11. | 21 | 94.8013 |  | 94.8013 | 0 | 0 | 0 | 0
26.11. | 22 | 94.8013 |  | 94.8013 | 0 | 0 | 0 | 0
26.11. | 23 | 94.8013 |  | 94.8013 | 0 | 0 | 0 | 0
26.11. | 24 | 94.8013 |  | 94.8013 | 0 | 0 | 0 | 0
27.11. | 1 | 93.4513 |  | 93.4513 | 0 | 0 | 0 | 0
27.11. | 2 | 93.3013 |  | 93.3013 | 0 | 0 | 0 | 0
27.11. | 3 | 93.3013 |  | 93.3013 | 0 | 0 | 0 | 0
27.11. | 4 | 93.3013 |  | 93.3013 | 0 | 0 | 0 | 0
27.11. | 5 | 93.3013 |  | 93.3013 | 0 | 0 | 0 | 0
27.11. | 6 | 93.3013 |  | 93.3013 | 0 | 0 | 0 | 0
27.11. | 7 | 91.5013 |  | 91.5013 | 0 | 0 | 0 | 0
27.11. | 8 | 90.3013 |  | 90.3013 | 0 | 0 | 0 | 0
27.11. | 9 | 90.1513 |  | 90.1513 | 0 | 0 | 0 | 0
27.11. | 10 | 90.4513 |  | 90.4513 | 0 | 0 | 0 | 0
27.11. | 11 | 90.4513 |  | 90.4513 | 0 | 0 | 0 | 0
27.11. | 12 | 90.4513 |  | 90.4513 | 0 | 0 | 0 | 0
27.11. | 13 | 90.3013 |  | 90.3013 | 0 | 0 | 0 | 0
27.11. | 14 | 90.4513 |  | 90.4513 | 0 | 0 | 0 | 0
27.11. | 15 | 90.4513 |  | 90.4513 | 0 | 0 | 0 | 0
27.11. | 16 | 90.1513 |  | 90.1513 | 0 | 0 | 0 | 0
27.11. | 17 | 90.1513 |  | 90.1513 | 0 | 0 | 0 | 0
27.11. | 18 | 90.3013 |  | 90.3013 | 0 | 0 | 0 | 0
27.11. | 19 | 90.3013 |  | 90.3013 | 0 | 0 | 0 | 0
27.11. | 20 | 90.1513 |  | 90.1513 | 0 | 0 | 0 | 0
27.11. | 21 | 90.3013 |  | 90.3013 | 0 | 0 | 0 | 0
27.11. | 22 | 90.1513 |  | 90.1513 | 0 | 0 | 0 | 0
27.11. | 23 | 90.1513 |  | 90.1513 | 0 | 0 | 0 | 0
27.11. | 24 | 90.1513 |  | 90.1513 | 0 | 0 | 0 | 0
28.11. | 1 | 90.1513 |  | 90.1513 | 0 | 0 | 0 | 0
28.11. | 2 | 90.1513 |  | 90.1513 | 0 | 0 | 0 | 0
28.11. | 3 | 90.1513 |  | 90.1513 | 0 | 0 | 0 | 0
28.11. | 4 | 90.1513 |  | 90.1513 | 0 | 0 | 0 | 0
28.11. | 5 | 90.3013 |  | 90.3013 | 0 | 0 | 0 | 0
28.11. | 6 | 90.3013 |  | 90.3013 | 0 | 0 | 0 | 0
28.11. | 7 | 93.1513 |  | 93.1513 | 0 | 0 | 0 | 0
28.11. | 8 | 96.0014 |  | 96.0014 | 0 | 0 | 0 | 0
28.11. | 9 | 96.0014 |  | 96.0014 | 0 | 0 | 0 | 0
28.11. | 10 | 96.0014 |  | 96.0014 | 0 | 0 | 0 | 0
28.11. | 11 | 96.0014 |  | 96.0014 | 0 | 0 | 0 | 0
28.11. | 12 | 94.5013 |  | 94.5013 | 0 | 0 | 0 | 0
28.11. | 13 | 94.5013 |  | 94.5013 | 0 | 0 | 0 | 0
28.11. | 14 | 94.5013 |  | 94.5013 | 0 | 0 | 0 | 0
28.11. | 15 | 94.5013 |  | 94.5013 | 0 | 0 | 0 | 0
28.11. | 16 | 94.5013 |  | 94.5013 | 0 | 0 | 0 | 0
28.11. | 17 | 96.3014 |  | 96.3014 | 0 | 0 | 0 | 0
28.11. | 18 | 97.6514 |  | 97.6514 | 0 | 0 | 0 | 0
28.11. | 19 | 97.6514 |  | 97.6514 | 0 | 0 | 0 | 0
28.11. | 20 | 97.5014 |  | 97.5014 | 0 | 0 | 0 | 0
28.11. | 21 | 97.5014 |  | 97.5014 | 0 | 0 | 0 | 0
28.11. | 22 | 97.5014 |  | 97.5014 | 0 | 0 | 0 | 0
28.11. | 23 | 97.5014 |  | 97.5014 | 0 | 0 | 0 | 0
28.11. | 24 | 97.5014 |  | 97.5014 | 0 | 0 | 0 | 0
29.11. | 1 | 97.5014 |  | 97.5014 | 0 | 0 | 0 | 0
29.11. | 2 | 97.5014 |  | 97.5014 | 0 | 0 | 0 | 0
29.11. | 3 | 97.5014 |  | 97.5014 | 0 | 0 | 0 | 0
29.11. | 4 | 97.5014 |  | 97.5014 | 0 | 0 | 0 | 0
29.11. | 5 | 97.5014 |  | 97.5014 | 0 | 0 | 0 | 0
29.11. | 6 | 97.5014 |  | 97.5014 | 0 | 0 | 0 | 0
29.11. | 7 | 97.5014 |  | 97.5014 | 0 | 0 | 0 | 0
29.11. | 8 | 97.5014 |  | 97.5014 | 0 | 0 | 0 | 0
29.11. | 9 | 97.5014 |  | 97.5014 | 0 | 0 | 0 | 0
29.11. | 10 | 97.5014 |  | 97.5014 | 0 | 0 | 0 | 0
29.11. | 11 | 97.5014 |  | 97.5014 | 0 | 0 | 0 | 0
29.11. | 12 | 97.5014 |  | 97.5014 | 0 | 0 | 0 | 0
29.11. | 13 | 97.5014 |  | 97.5014 | 0 | 0 | 0 | 0
29.11. | 14 | 97.5014 |  | 97.5014 | 0 | 0 | 0 | 0
29.11. | 15 | 97.5014 |  | 97.5014 | 0 | 0 | 0 | 0
29.11. | 16 | 97.5014 |  | 97.5014 | 0 | 0 | 0 | 0
29.11. | 17 | 97.5014 |  | 97.5014 | 0 | 0 | 0 | 0
29.11. | 18 | 97.5014 |  | 97.5014 | 0 | 0 | 0 | 0
29.11. | 19 | 97.5014 |  | 97.5014 | 0 | 0 | 0 | 0
29.11. | 20 | 97.5014 |  | 97.5014 | 0 | 0 | 0 | 0
29.11. | 21 | 97.5014 |  | 97.5014 | 0 | 0 | 0 | 0
29.11. | 22 | 97.5014 |  | 97.5014 | 0 | 0 | 0 | 0
29.11. | 23 | 97.5014 |  | 97.5014 | 0 | 0 | 0 | 0
29.11. | 24 | 97.5014 |  | 97.5014 | 0 | 0 | 0 | 0
30.11. | 1 | 95.7014 |  | 95.7014 | 0 | 0 | 0 | 0
30.11. | 2 | 93.7513 |  | 93.7513 | 0 | 0 | 0 | 0
30.11. | 3 | 93.7513 |  | 93.7513 | 0 | 0 | 0 | 0
30.11. | 4 | 93.7513 |  | 93.7513 | 0 | 0 | 0 | 0
30.11. | 5 | 93.7513 |  | 93.7513 | 0 | 0 | 0 | 0
30.11. | 6 | 93.7513 |  | 93.7513 | 0 | 0 | 0 | 0
30.11. | 7 | 93.7513 |  | 93.7513 | 0 | 0 | 0 | 0
30.11. | 8 | 96.0014 |  | 96.0014 | 0 | 0 | 0 | 0
30.11. | 9 | 97.6514 |  | 97.6514 | 0 | 0 | 0 | 0
30.11. | 10 | 97.9514 |  | 97.9514 | 0 | 0 | 0 | 0
30.11. | 11 | 97.8014 |  | 97.8014 | 0 | 0 | 0 | 0
30.11. | 12 | 97.5014 |  | 97.5014 | 0 | 0 | 0 | 0
30.11. | 13 | 97.5014 |  | 97.5014 | 0 | 0 | 0 | 0
30.11. | 14 | 97.5014 |  | 97.5014 | 0 | 0 | 0 | 0
30.11. | 15 | 97.5014 |  | 97.5014 | 0 | 0 | 0 | 0
30.11. | 16 | 97.5014 |  | 97.5014 | 0 | 0 | 0 | 0
30.11. | 17 | 97.5014 |  | 97.5014 | 0 | 0 | 0 | 0
30.11. | 18 | 97.5014 |  | 97.5014 | 0 | 0 | 0 | 0
30.11. | 19 | 97.5014 |  | 97.5014 | 0 | 0 | 0 | 0
30.11. | 20 | 97.5014 |  | 97.5014 | 0 | 0 | 0 | 0
30.11. | 21 | 97.5014 |  | 97.5014 | 0 | 0 | 0 | 0
30.11. | 22 | 97.5014 |  | 97.5014 | 0 | 0 | 0 | 0
30.11. | 23 | 97.5014 |  | 97.5014 | 0 | 0 | 0 | 0
30.11. | 24 | 97.5014 |  | 97.5014 | 0 | 0 | 0 | 0
01.12. | 1 | 95.1013 |  | 95.1013 | 0 | 0 | 0 | 0
01.12. | 2 | 90.4513 |  | 90.4513 | 0 | 0 | 0 | 0
01.12. | 3 | 90.6013 |  | 90.6013 | 0 | 0 | 0 | 0
01.12. | 4 | 90.4513 |  | 90.4513 | 0 | 0 | 0 | 0
01.12. | 5 | 90.4513 |  | 90.4513 | 0 | 0 | 0 | 0
01.12. | 6 | 90.6013 |  | 90.6013 | 0 | 0 | 0 | 0
01.12. | 7 | 90.6013 |  | 90.6013 | 0 | 0 | 0 | 0
01.12. | 8 | 91.8013 |  | 91.8013 | 0 | 0 | 0 | 0
01.12. | 9 | 94.5013 |  | 94.5013 | 0 | 0 | 0 | 0
01.12. | 10 | 94.3513 |  | 94.3513 | 0 | 0 | 0 | 0
01.12. | 11 | 94.5013 |  | 94.5013 | 0 | 0 | 0 | 0
01.12. | 12 | 94.5013 |  | 94.5013 | 0 | 0 | 0 | 0
01.12. | 13 | 94.5013 |  | 94.5013 | 0 | 0 | 0 | 0
01.12. | 14 | 94.5013 |  | 94.5013 | 0 | 0 | 0 | 0
01.12. | 15 | 94.5013 |  | 94.5013 | 0 | 0 | 0 | 0
01.12. | 16 | 94.5013 |  | 94.5013 | 0 | 0 | 0 | 0
01.12. | 17 | 94.5013 |  | 94.5013 | 0 | 0 | 0 | 0
01.12. | 18 | 94.5013 |  | 94.5013 | 0 | 0 | 0 | 0
01.12. | 19 | 94.5013 |  | 94.5013 | 0 | 0 | 0 | 0
01.12. | 20 | 94.5013 |  | 94.5013 | 0 | 0 | 0 | 0
01.12. | 21 | 89.5513 |  | 89.5513 | 0 | 0 | 0 | 0
01.12. | 22 | 88.6513 |  | 88.6513 | 0 | 0 | 0 | 0
01.12. | 23 | 88.6513 |  | 88.6513 | 0 | 0 | 0 | 0
01.12. | 24 | 88.6513 |  | 88.6513 | 0 | 0 | 0 | 0
02.12. | 1 | 84.7512 |  | 84.7512 | 0 | 0 | 0 | 0
02.12. | 2 | 84.1512 |  | 84.1512 | 0 | 0 | 0 | 0
02.12. | 3 | 84.1512 |  | 84.1512 | 0 | 0 | 0 | 0
02.12. | 4 | 84.1512 |  | 84.1512 | 0 | 0 | 0 | 0
02.12. | 5 | 84.1512 |  | 84.1512 | 0 | 0 | 0 | 0
02.12. | 6 | 84.1512 |  | 84.1512 | 0 | 0 | 0 | 0
02.12. | 7 | 80.1011 |  | 80.1011 | 0 | 0 | 0 | 0
02.12. | 8 | 76.5011 |  | 76.5011 | 0 | 0 | 0 | 0
02.12. | 9 | 76.5011 |  | 76.5011 | 0 | 0 | 0 | 0
02.12. | 10 | 76.5011 |  | 76.5011 | 0 | 0 | 0 | 0
02.12. | 11 | 76.5011 |  | 76.5011 | 0 | 0 | 0 | 0
02.12. | 12 | 76.5011 |  | 76.5011 | 0 | 0 | 0 | 0
02.12. | 13 | 76.5011 |  | 76.5011 | 0 | 0 | 0 | 0
02.12. | 14 | 76.5011 |  | 76.5011 | 0 | 0 | 0 | 0
02.12. | 15 | 76.5011 |  | 76.5011 | 0 | 0 | 0 | 0
02.12. | 16 | 79.6511 |  | 79.6511 | 0 | 0 | 0 | 0
02.12. | 17 | 81.0011 |  | 81.0011 | 0 | 0 | 0 | 0
02.12. | 18 | 81.0011 |  | 81.0011 | 0 | 0 | 0 | 0
02.12. | 19 | 81.0011 |  | 81.0011 | 0 | 0 | 0 | 0
02.12. | 20 | 81.0011 |  | 81.0011 | 0 | 0 | 0 | 0
02.12. | 21 | 81.0011 |  | 81.0011 | 0 | 0 | 0 | 0
02.12. | 22 | 81.0011 |  | 81.0011 | 0 | 0 | 0 | 0
02.12. | 23 | 81.0011 |  | 81.0011 | 0 | 0 | 0 | 0
02.12. | 24 | 81.0011 |  | 81.0011 | 0 | 0 | 0 | 0
03.12. | 1 | 81.0011 |  | 81.0011 | 0 | 0 | 0 | 0
03.12. | 2 | 81.0011 |  | 81.0011 | 0 | 0 | 0 | 0
03.12. | 3 | 81.0011 |  | 81.0011 | 0 | 0 | 0 | 0
03.12. | 4 | 81.0011 |  | 81.0011 | 0 | 0 | 0 | 0
03.12. | 5 | 81.1511 |  | 81.1511 | 0 | 0 | 0 | 0
03.12. | 6 | 81.0011 |  | 81.0011 | 0 | 0 | 0 | 0
03.12. | 7 | 78.7511 |  | 78.7511 | 0 | 0 | 0 | 0
03.12. | 8 | 77.4011 |  | 77.4011 | 0 | 0 | 0 | 0
03.12. | 9 | 81.1511 |  | 81.1511 | 0 | 0 | 0 | 0
03.12. | 10 | 81.4511 |  | 81.4511 | 0 | 0 | 0 | 0
03.12. | 11 | 68.401 |  | 68.401 | 0 | 0 | 0 | 0
03.12. | 12 | 62.8509 |  | 62.8509 | 0 | 0 | 0 | 0
03.12. | 13 | 62.7009 |  | 62.7009 | 0 | 0 | 0 | 0
03.12. | 14 | 62.5509 |  | 62.5509 | 0 | 0 | 0 | 0
03.12. | 15 | 62.5509 |  | 62.5509 | 0 | 0 | 0 | 0
03.12. | 16 | 62.5509 |  | 62.5509 | 0 | 0 | 0 | 0
03.12. | 17 | 62.7009 |  | 62.7009 | 0 | 0 | 0 | 0
03.12. | 18 | 62.7009 |  | 62.7009 | 0 | 0 | 0 | 0
03.12. | 19 | 62.7009 |  | 62.7009 | 0 | 0 | 0 | 0
03.12. | 20 | 62.7009 |  | 62.7009 | 0 | 0 | 0 | 0
03.12. | 21 | 62.7009 |  | 62.7009 | 0 | 0 | 0 | 0
03.12. | 22 | 62.7009 |  | 62.7009 | 0 | 0 | 0 | 0
03.12. | 23 | 62.7009 |  | 62.7009 | 0 | 0 | 0 | 0
03.12. | 24 | 62.7009 |  | 62.7009 | 0 | 0 | 0 | 0
04.12. | 1 | 62.7009 |  | 62.7009 | 0 | 0 | 0 | 0
04.12. | 2 | 62.7009 |  | 62.7009 | 0 | 0 | 0 | 0
04.12. | 3 | 62.7009 |  | 62.7009 | 0 | 0 | 0 | 0
04.12. | 4 | 62.7009 |  | 62.7009 | 0 | 0 | 0 | 0
04.12. | 5 | 62.7009 |  | 62.7009 | 0 | 0 | 0 | 0
04.12. | 6 | 62.7009 |  | 62.7009 | 0 | 0 | 0 | 0
04.12. | 7 | 62.7009 |  | 62.7009 | 0 | 0 | 0 | 0
04.12. | 8 | 62.7009 |  | 62.7009 | 0 | 0 | 0 | 0
04.12. | 9 | 78.4511 |  | 78.4511 | 0 | 0 | 0 | 0
04.12. | 10 | 81.1511 |  | 81.1511 | 0 | 0 | 0 | 0
04.12. | 11 | 81.0011 |  | 81.0011 | 0 | 0 | 0 | 0
04.12. | 12 | 81.0011 |  | 81.0011 | 0 | 0 | 0 | 0
04.12. | 13 | 81.0011 |  | 81.0011 | 0 | 0 | 0 | 0
04.12. | 14 | 81.0011 |  | 81.0011 | 0 | 0 | 0 | 0
04.12. | 15 | 81.0011 |  | 81.0011 | 0 | 0 | 0 | 0
04.12. | 16 | 81.0011 |  | 81.0011 | 0 | 0 | 0 | 0
04.12. | 17 | 81.0011 |  | 81.0011 | 0 | 0 | 0 | 0
04.12. | 18 | 81.0011 |  | 81.0011 | 0 | 0 | 0 | 0
04.12. | 19 | 81.0011 |  | 81.0011 | 0 | 0 | 0 | 0
04.12. | 20 | 81.0011 |  | 81.0011 | 0 | 0 | 0 | 0
04.12. | 21 | 78.6011 |  | 78.6011 | 0 | 0 | 0 | 0
04.12. | 22 | 78.0011 |  | 78.0011 | 0 | 0 | 0 | 0
04.12. | 23 | 78.0011 |  | 78.0011 | 0 | 0 | 0 | 0
04.12. | 24 | 76.8011 |  | 76.8011 | 0 | 0 | 0 | 0
05.12. | 1 | 76.5011 |  | 76.5011 | 0 | 0 | 0 | 0
05.12. | 2 | 76.5011 |  | 76.5011 | 0 | 0 | 0 | 0
05.12. | 3 | 76.5011 |  | 76.5011 | 0 | 0 | 0 | 0
05.12. | 4 | 76.5011 |  | 76.5011 | 0 | 0 | 0 | 0
05.12. | 5 | 76.3511 |  | 76.3511 | 0 | 0 | 0 | 0
05.12. | 6 | 76.5011 |  | 76.5011 | 0 | 0 | 0 | 0
05.12. | 7 | 76.5011 |  | 76.5011 | 0 | 0 | 0 | 0
05.12. | 8 | 79.6511 |  | 79.6511 | 0 | 0 | 0 | 0
05.12. | 9 | 81.0011 |  | 81.0011 | 0 | 0 | 0 | 0
05.12. | 10 | 81.0011 |  | 81.0011 | 0 | 0 | 0 | 0
05.12. | 11 | 81.0011 |  | 81.0011 | 0 | 0 | 0 | 0
05.12. | 12 | 81.0011 |  | 81.0011 | 0 | 0 | 0 | 0
05.12. | 13 | 81.0011 |  | 81.0011 | 0 | 0 | 0 | 0
05.12. | 14 | 81.0011 |  | 81.0011 | 0 | 0 | 0 | 0
05.12. | 15 | 81.0011 |  | 81.0011 | 0 | 0 | 0 | 0
05.12. | 16 | 81.0011 |  | 81.0011 | 0 | 0 | 0 | 0
05.12. | 17 | 81.0011 |  | 81.0011 | 0 | 0 | 0 | 0
05.12. | 18 | 81.0011 |  | 81.0011 | 0 | 0 | 0 | 0
05.12. | 19 | 81.0011 |  | 81.0011 | 0 | 0 | 0 | 0
05.12. | 20 | 81.0011 |  | 81.0011 | 0 | 0 | 0 | 0
05.12. | 21 | 81.0011 |  | 81.0011 | 0 | 0 | 0 | 0
05.12. | 22 | 81.0011 |  | 81.0011 | 0 | 0 | 0 | 0
05.12. | 23 | 81.0011 |  | 81.0011 | 0 | 0 | 0 | 0
05.12. | 24 | 81.0011 |  | 81.0011 | 0 | 0 | 0 | 0
06.12. | 1 | 81.0011 |  | 81.0011 | 0 | 0 | 0 | 0
06.12. | 2 | 81.0011 |  | 81.0011 | 0 | 0 | 0 | 0
06.12. | 3 | 81.0011 |  | 81.0011 | 0 | 0 | 0 | 0
06.12. | 4 | 81.0011 |  | 81.0011 | 0 | 0 | 0 | 0
06.12. | 5 | 81.0011 |  | 81.0011 | 0 | 0 | 0 | 0
06.12. | 6 | 81.0011 |  | 81.0011 | 0 | 0 | 0 | 0
06.12. | 7 | 81.0011 |  | 81.0011 | 0 | 0 | 0 | 0
06.12. | 8 | 81.0011 |  | 81.0011 | 0 | 0 | 0 | 0
06.12. | 9 | 81.0011 |  | 81.0011 | 0 | 0 | 0 | 0
06.12. | 10 | 80.8511 |  | 80.8511 | 0 | 0 | 0 | 0
06.12. | 11 | 80.8511 |  | 80.8511 | 0 | 0 | 0 | 0
06.12. | 12 | 80.8511 |  | 80.8511 | 0 | 0 | 0 | 0
06.12. | 13 | 79.9511 |  | 79.9511 | 0 | 0 | 0 | 0
06.12. | 14 | 78.9011 |  | 78.9011 | 0 | 0 | 0 | 0
06.12. | 15 | 78.9011 |  | 78.9011 | 0 | 0 | 0 | 0
06.12. | 16 | 78.9011 |  | 78.9011 | 0 | 0 | 0 | 0
06.12. | 17 | 78.9011 |  | 78.9011 | 0 | 0 | 0 | 0
06.12. | 18 | 79.0511 |  | 79.0511 | 0 | 0 | 0 | 0
06.12. | 19 | 80.7011 |  | 80.7011 | 0 | 0 | 0 | 0
06.12. | 20 | 81.0011 |  | 81.0011 | 0 | 0 | 0 | 0
06.12. | 21 | 81.0011 |  | 81.0011 | 0 | 0 | 0 | 0
06.12. | 22 | 81.0011 |  | 81.0011 | 0 | 0 | 0 | 0
06.12. | 23 | 81.0011 |  | 81.0011 | 0 | 0 | 0 | 0
06.12. | 24 | 81.0011 |  | 81.0011 | 0 | 0 | 0 | 0
07.12. | 1 | 81.0011 |  | 81.0011 | 0 | 0 | 0 | 0
07.12. | 2 | 81.0011 |  | 81.0011 | 0 | 0 | 0 | 0
07.12. | 3 | 81.1511 |  | 81.1511 | 0 | 0 | 0 | 0
07.12. | 4 | 81.0011 |  | 81.0011 | 0 | 0 | 0 | 0
07.12. | 5 | 81.0011 |  | 81.0011 | 0 | 0 | 0 | 0
07.12. | 6 | 81.0011 |  | 81.0011 | 0 | 0 | 0 | 0
07.12. | 7 | 81.0011 |  | 81.0011 | 0 | 0 | 0 | 0
07.12. | 8 | 81.0011 |  | 81.0011 | 0 | 0 | 0 | 0
07.12. | 9 | 81.0011 |  | 81.0011 | 0 | 0 | 0 | 0
07.12. | 10 | 81.0011 |  | 81.0011 | 0 | 0 | 0 | 0
07.12. | 11 | 81.0011 |  | 81.0011 | 0 | 0 | 0 | 0
07.12. | 12 | 81.0011 |  | 81.0011 | 0 | 0 | 0 | 0
07.12. | 13 | 81.3011 |  | 81.3011 | 0 | 0 | 0 | 0
07.12. | 14 | 81.3011 |  | 81.3011 | 0 | 0 | 0 | 0
07.12. | 15 | 80.8511 |  | 80.8511 | 0 | 0 | 0 | 0
07.12. | 16 | 78.0011 |  | 78.0011 | 0 | 0 | 0 | 0
07.12. | 17 | 77.8511 |  | 77.8511 | 0 | 0 | 0 | 0
07.12. | 18 | 78.0011 |  | 78.0011 | 0 | 0 | 0 | 0
07.12. | 19 | 78.0011 |  | 78.0011 | 0 | 0 | 0 | 0
07.12. | 20 | 78.0011 |  | 78.0011 | 0 | 0 | 0 | 0
07.12. | 21 | 78.0011 |  | 78.0011 | 0 | 0 | 0 | 0
07.12. | 22 | 77.8511 |  | 77.8511 | 0 | 0 | 0 | 0
07.12. | 23 | 77.8511 |  | 77.8511 | 0 | 0 | 0 | 0
07.12. | 24 | 77.8511 |  | 77.8511 | 0 | 0 | 0 | 0
08.12. | 1 | 80.1011 |  | 80.1011 | 0 | 0 | 0 | 0
08.12. | 2 | 84.0012 |  | 84.0012 | 0 | 0 | 0 | 0
08.12. | 3 | 84.0012 |  | 84.0012 | 0 | 0 | 0 | 0
08.12. | 4 | 84.0012 |  | 84.0012 | 0 | 0 | 0 | 0
08.12. | 5 | 84.0012 |  | 84.0012 | 0 | 0 | 0 | 0
08.12. | 6 | 84.0012 |  | 84.0012 | 0 | 0 | 0 | 0
08.12. | 7 | 84.7512 |  | 84.7512 | 0 | 0 | 0 | 0
08.12. | 8 | 85.5012 |  | 85.5012 | 0 | 0 | 0 | 0
08.12. | 9 | 86.4012 |  | 86.4012 | 0 | 0 | 0 | 0
08.12. | 10 | 86.8512 |  | 86.8512 | 0 | 0 | 0 | 0
08.12. | 11 | 86.8512 |  | 86.8512 | 0 | 0 | 0 | 0
08.12. | 12 | 86.8512 |  | 86.8512 | 0 | 0 | 0 | 0
08.12. | 13 | 85.8012 |  | 85.8012 | 0 | 0 | 0 | 0
08.12. | 14 | 85.2012 |  | 85.2012 | 0 | 0 | 0 | 0
08.12. | 15 | 85.0512 |  | 85.0512 | 0 | 0 | 0 | 0
08.12. | 16 | 85.0512 |  | 85.0512 | 0 | 0 | 0 | 0
08.12. | 17 | 85.0512 |  | 85.0512 | 0 | 0 | 0 | 0
08.12. | 18 | 85.2012 |  | 85.2012 | 0 | 0 | 0 | 0
08.12. | 19 | 85.0512 |  | 85.0512 | 0 | 0 | 0 | 0
08.12. | 20 | 85.0512 |  | 85.0512 | 0 | 0 | 0 | 0
08.12. | 21 | 85.0512 |  | 85.0512 | 0 | 0 | 0 | 0
08.12. | 22 | 85.0512 |  | 85.0512 | 0 | 0 | 0 | 0
08.12. | 23 | 85.2012 |  | 85.2012 | 0 | 0 | 0 | 0
08.12. | 24 | 85.2012 |  | 85.2012 | 0 | 0 | 0 | 0
09.12. | 1 | 85.0512 |  | 85.0512 | 0 | 0 | 0 | 0
09.12. | 2 | 85.0512 |  | 85.0512 | 0 | 0 | 0 | 0
09.12. | 3 | 85.0512 |  | 85.0512 | 0 | 0 | 0 | 0
09.12. | 4 | 85.0512 |  | 85.0512 | 0 | 0 | 0 | 0
09.12. | 5 | 85.0512 |  | 85.0512 | 0 | 0 | 0 | 0
09.12. | 6 | 85.0512 |  | 85.0512 | 0 | 0 | 0 | 0
09.12. | 7 | 85.0512 |  | 85.0512 | 0 | 0 | 0 | 0
09.12. | 8 | 85.2012 |  | 85.2012 | 0 | 0 | 0 | 0
09.12. | 9 | 85.9512 |  | 85.9512 | 0 | 0 | 0 | 0
09.12. | 10 | 86.7012 |  | 86.7012 | 0 | 0 | 0 | 0
09.12. | 11 | 86.7012 |  | 86.7012 | 0 | 0 | 0 | 0
09.12. | 12 | 86.8512 |  | 86.8512 | 0 | 0 | 0 | 0
09.12. | 13 | 87.0012 |  | 87.0012 | 0 | 0 | 0 | 0
09.12. | 14 | 86.8512 |  | 86.8512 | 0 | 0 | 0 | 0
09.12. | 15 | 86.7012 |  | 86.7012 | 0 | 0 | 0 | 0
09.12. | 16 | 86.7012 |  | 86.7012 | 0 | 0 | 0 | 0
09.12. | 17 | 86.7012 |  | 86.7012 | 0 | 0 | 0 | 0
09.12. | 18 | 86.7012 |  | 86.7012 | 0 | 0 | 0 | 0
09.12. | 19 | 86.7012 |  | 86.7012 | 0 | 0 | 0 | 0
09.12. | 20 | 86.7012 |  | 86.7012 | 0 | 0 | 0 | 0
09.12. | 21 | 86.7012 |  | 86.7012 | 0 | 0 | 0 | 0
09.12. | 22 | 86.5512 |  | 86.5512 | 0 | 0 | 0 | 0
09.12. | 23 | 87.4512 |  | 87.4512 | 0 | 0 | 0 | 0
09.12. | 24 | 88.2012 |  | 88.2012 | 0 | 0 | 0 | 0
10.12. | 1 | 86.2512 |  | 86.2512 | 0 | 0 | 0 | 0
10.12. | 2 | 85.9512 |  | 85.9512 | 0 | 0 | 0 | 0
10.12. | 3 | 86.1012 |  | 86.1012 | 0 | 0 | 0 | 0
10.12. | 4 | 85.9512 |  | 85.9512 | 0 | 0 | 0 | 0
10.12. | 5 | 85.9512 |  | 85.9512 | 0 | 0 | 0 | 0
10.12. | 6 | 86.1012 |  | 86.1012 | 0 | 0 | 0 | 0
10.12. | 7 | 87.0012 |  | 87.0012 | 0 | 0 | 0 | 0
10.12. | 8 | 87.4512 |  | 87.4512 | 0 | 0 | 0 | 0
10.12. | 9 | 87.6012 |  | 87.6012 | 0 | 0 | 0 | 0
10.12. | 10 | 87.9012 |  | 87.9012 | 0 | 0 | 0 | 0
10.12. | 11 | 87.7512 |  | 87.7512 | 0 | 0 | 0 | 0
10.12. | 12 | 87.4512 |  | 87.4512 | 0 | 0 | 0 | 0
10.12. | 13 | 87.7512 |  | 87.7512 | 0 | 0 | 0 | 0
10.12. | 14 | 87.7512 |  | 87.7512 | 0 | 0 | 0 | 0
10.12. | 15 | 87.4512 |  | 87.4512 | 0 | 0 | 0 | 0
10.12. | 16 | 87.4512 |  | 87.4512 | 0 | 0 | 0 | 0
10.12. | 17 | 87.4512 |  | 87.4512 | 0 | 0 | 0 | 0
10.12. | 18 | 87.4512 |  | 87.4512 | 0 | 0 | 0 | 0
10.12. | 19 | 87.4512 |  | 87.4512 | 0 | 0 | 0 | 0
10.12. | 20 | 87.4512 |  | 87.4512 | 0 | 0 | 0 | 0
10.12. | 21 | 87.4512 |  | 87.4512 | 0 | 0 | 0 | 0
10.12. | 22 | 87.4512 |  | 87.4512 | 0 | 0 | 0 | 0
10.12. | 23 | 87.4512 |  | 87.4512 | 0 | 0 | 0 | 0
10.12. | 24 | 87.4512 |  | 87.4512 | 0 | 0 | 0 | 0
11.12. | 1 | 86.7012 |  | 86.7012 | 0 | 0 | 0 | 0
11.12. | 2 | 85.8012 |  | 85.8012 | 0 | 0 | 0 | 0
11.12. | 3 | 85.9512 |  | 85.9512 | 0 | 0 | 0 | 0
11.12. | 4 | 85.9512 |  | 85.9512 | 0 | 0 | 0 | 0
11.12. | 5 | 85.9512 |  | 85.9512 | 0 | 0 | 0 | 0
11.12. | 6 | 85.8012 |  | 85.8012 | 0 | 0 | 0 | 0
11.12. | 7 | 85.9512 |  | 85.9512 | 0 | 0 | 0 | 0
11.12. | 8 | 85.9512 |  | 85.9512 | 0 | 0 | 0 | 0
11.12. | 9 | 85.9512 |  | 85.9512 | 0 | 0 | 0 | 0
11.12. | 10 | 85.9512 |  | 85.9512 | 0 | 0 | 0 | 0
11.12. | 11 | 85.9512 |  | 85.9512 | 0 | 0 | 0 | 0
11.12. | 12 | 85.9512 |  | 85.9512 | 0 | 0 | 0 | 0
11.12. | 13 | 85.9512 |  | 85.9512 | 0 | 0 | 0 | 0
11.12. | 14 | 84.9012 |  | 84.9012 | 0 | 0 | 0 | 0
11.12. | 15 | 84.4512 |  | 84.4512 | 0 | 0 | 0 | 0
11.12. | 16 | 84.4512 |  | 84.4512 | 0 | 0 | 0 | 0
11.12. | 17 | 84.4512 |  | 84.4512 | 0 | 0 | 0 | 0
11.12. | 18 | 84.4512 |  | 84.4512 | 0 | 0 | 0 | 0
11.12. | 19 | 84.4512 |  | 84.4512 | 0 | 0 | 0 | 0
11.12. | 20 | 84.4512 |  | 84.4512 | 0 | 0 | 0 | 0
11.12. | 21 | 84.4512 |  | 84.4512 | 0 | 0 | 0 | 0
11.12. | 22 | 84.4512 |  | 84.4512 | 0 | 0 | 0 | 0
11.12. | 23 | 84.4512 |  | 84.4512 | 0 | 0 | 0 | 0
11.12. | 24 | 84.4512 |  | 84.4512 | 0 | 0 | 0 | 0
12.12. | 1 | 84.4512 |  | 84.4512 | 0 | 0 | 0 | 0
12.12. | 2 | 84.4512 |  | 84.4512 | 0 | 0 | 0 | 0
12.12. | 3 | 84.4512 |  | 84.4512 | 0 | 0 | 0 | 0
12.12. | 4 | 84.4512 |  | 84.4512 | 0 | 0 | 0 | 0
12.12. | 5 | 84.6012 |  | 84.6012 | 0 | 0 | 0 | 0
12.12. | 6 | 84.4512 |  | 84.4512 | 0 | 0 | 0 | 0
12.12. | 7 | 84.4512 |  | 84.4512 | 0 | 0 | 0 | 0
12.12. | 8 | 84.6012 |  | 84.6012 | 0 | 0 | 0 | 0
12.12. | 9 | 84.4512 |  | 84.4512 | 0 | 0 | 0 | 0
12.12. | 10 | 84.4512 |  | 84.4512 | 0 | 0 | 0 | 0
12.12. | 11 | 84.4512 |  | 84.4512 | 0 | 0 | 0 | 0
12.12. | 12 | 84.4512 |  | 84.4512 | 0 | 0 | 0 | 0
12.12. | 13 | 84.4512 |  | 84.4512 | 0 | 0 | 0 | 0
12.12. | 14 | 84.4512 |  | 84.4512 | 0 | 0 | 0 | 0
12.12. | 15 | 84.4512 |  | 84.4512 | 0 | 0 | 0 | 0
12.12. | 16 | 84.4512 |  | 84.4512 | 0 | 0 | 0 | 0
12.12. | 17 | 84.6012 |  | 84.6012 | 0 | 0 | 0 | 0
12.12. | 18 | 84.6012 |  | 84.6012 | 0 | 0 | 0 | 0
12.12. | 19 | 84.6012 |  | 84.6012 | 0 | 0 | 0 | 0
12.12. | 20 | 84.4512 |  | 84.4512 | 0 | 0 | 0 | 0
12.12. | 21 | 84.6012 |  | 84.6012 | 0 | 0 | 0 | 0
12.12. | 22 | 84.4512 |  | 84.4512 | 0 | 0 | 0 | 0
12.12. | 23 | 84.6012 |  | 84.6012 | 0 | 0 | 0 | 0
12.12. | 24 | 84.4512 |  | 84.4512 | 0 | 0 | 0 | 0
13.12. | 1 | 84.4512 |  | 84.4512 | 0 | 0 | 0 | 0
13.12. | 2 | 84.4512 |  | 84.4512 | 0 | 0 | 0 | 0
13.12. | 3 | 84.4512 |  | 84.4512 | 0 | 0 | 0 | 0
13.12. | 4 | 84.4512 |  | 84.4512 | 0 | 0 | 0 | 0
13.12. | 5 | 84.4512 |  | 84.4512 | 0 | 0 | 0 | 0
13.12. | 6 | 84.4512 |  | 84.4512 | 0 | 0 | 0 | 0
13.12. | 7 | 84.4512 |  | 84.4512 | 0 | 0 | 0 | 0
13.12. | 8 | 84.4512 |  | 84.4512 | 0 | 0 | 0 | 0
13.12. | 9 | 87.1512 |  | 87.1512 | 0 | 0 | 0 | 0
13.12. | 10 | 87.4512 |  | 87.4512 | 0 | 0 | 0 | 0
13.12. | 11 | 87.6012 |  | 87.6012 | 0 | 0 | 0 | 0
13.12. | 12 | 87.4512 |  | 87.4512 | 0 | 0 | 0 | 0
13.12. | 13 | 87.0012 |  | 87.0012 | 0 | 0 | 0 | 0
13.12. | 14 | 86.7012 |  | 86.7012 | 0 | 0 | 0 | 0
13.12. | 15 | 86.7012 |  | 86.7012 | 0 | 0 | 0 | 0
13.12. | 16 | 86.7012 |  | 86.7012 | 0 | 0 | 0 | 0
13.12. | 17 | 86.8512 |  | 86.8512 | 0 | 0 | 0 | 0
13.12. | 18 | 86.8512 |  | 86.8512 | 0 | 0 | 0 | 0
13.12. | 19 | 86.8512 |  | 86.8512 | 0 | 0 | 0 | 0
13.12. | 20 | 86.8512 |  | 86.8512 | 0 | 0 | 0 | 0
13.12. | 21 | 86.8512 |  | 86.8512 | 0 | 0 | 0 | 0
13.12. | 22 | 86.8512 |  | 86.8512 | 0 | 0 | 0 | 0
13.12. | 23 | 86.8512 |  | 86.8512 | 0 | 0 | 0 | 0
13.12. | 24 | 86.8512 |  | 86.8512 | 0 | 0 | 0 | 0
14.12. | 1 | 86.2512 |  | 86.2512 | 0 | 0 | 0 | 0
14.12. | 2 | 85.9512 |  | 85.9512 | 0 | 0 | 0 | 0
14.12. | 3 | 85.9512 |  | 85.9512 | 0 | 0 | 0 | 0
14.12. | 4 | 85.9512 |  | 85.9512 | 0 | 0 | 0 | 0
14.12. | 5 | 85.9512 |  | 85.9512 | 0 | 0 | 0 | 0
14.12. | 6 | 85.9512 |  | 85.9512 | 0 | 0 | 0 | 0
14.12. | 7 | 86.7012 |  | 86.7012 | 0 | 0 | 0 | 0
14.12. | 8 | 87.1512 |  | 87.1512 | 0 | 0 | 0 | 0
14.12. | 9 | 87.1512 |  | 87.1512 | 0 | 0 | 0 | 0
14.12. | 10 | 87.3012 |  | 87.3012 | 0 | 0 | 0 | 0
14.12. | 11 | 88.3512 |  | 88.3512 | 0 | 0 | 0 | 0
14.12. | 12 | 88.5012 |  | 88.5012 | 0 | 0 | 0 | 0
14.12. | 13 | 88.6513 |  | 88.6513 | 0 | 0 | 0 | 0
14.12. | 14 | 88.6513 |  | 88.6513 | 0 | 0 | 0 | 0
14.12. | 15 | 88.6513 |  | 88.6513 | 0 | 0 | 0 | 0
14.12. | 16 | 88.3512 |  | 88.3512 | 0 | 0 | 0 | 0
14.12. | 17 | 88.3512 |  | 88.3512 | 0 | 0 | 0 | 0
14.12. | 18 | 88.3512 |  | 88.3512 | 0 | 0 | 0 | 0
14.12. | 19 | 88.3512 |  | 88.3512 | 0 | 0 | 0 | 0
14.12. | 20 | 88.3512 |  | 88.3512 | 0 | 0 | 0 | 0
14.12. | 21 | 88.3512 |  | 88.3512 | 0 | 0 | 0 | 0
14.12. | 22 | 88.3512 |  | 88.3512 | 0 | 0 | 0 | 0
14.12. | 23 | 88.3512 |  | 88.3512 | 0 | 0 | 0 | 0
14.12. | 24 | 88.3512 |  | 88.3512 | 0 | 0 | 0 | 0
15.12. | 1 | 88.3512 |  | 88.3512 | 0 | 0 | 0 | 0
15.12. | 2 | 88.3512 |  | 88.3512 | 0 | 0 | 0 | 0
15.12. | 3 | 88.3512 |  | 88.3512 | 0 | 0 | 0 | 0
15.12. | 4 | 88.3512 |  | 88.3512 | 0 | 0 | 0 | 0
15.12. | 5 | 88.3512 |  | 88.3512 | 0 | 0 | 0 | 0
15.12. | 6 | 88.3512 |  | 88.3512 | 0 | 0 | 0 | 0
15.12. | 7 | 88.3512 |  | 88.3512 | 0 | 0 | 0 | 0
15.12. | 8 | 88.3512 |  | 88.3512 | 0 | 0 | 0 | 0
15.12. | 9 | 88.5012 |  | 88.5012 | 0 | 0 | 0 | 0
15.12. | 10 | 88.6513 |  | 88.6513 | 0 | 0 | 0 | 0
15.12. | 11 | 88.5012 |  | 88.5012 | 0 | 0 | 0 | 0
15.12. | 12 | 88.5012 |  | 88.5012 | 0 | 0 | 0 | 0
15.12. | 13 | 88.6513 |  | 88.6513 | 0 | 0 | 0 | 0
15.12. | 14 | 88.6513 |  | 88.6513 | 0 | 0 | 0 | 0
15.12. | 15 | 88.6513 |  | 88.6513 | 0 | 0 | 0 | 0
15.12. | 16 | 91.9513 |  | 91.9513 | 0 | 0 | 0 | 0
15.12. | 17 | 92.5513 |  | 92.5513 | 0 | 0 | 0 | 0
15.12. | 18 | 94.6513 |  | 94.6513 | 0 | 0 | 0 | 0
15.12. | 19 | 94.6513 |  | 94.6513 | 0 | 0 | 0 | 0
15.12. | 20 | 94.6513 |  | 94.6513 | 0 | 0 | 0 | 0
15.12. | 21 | 94.6513 |  | 94.6513 | 0 | 0 | 0 | 0
15.12. | 22 | 94.6513 |  | 94.6513 | 0 | 0 | 0 | 0
15.12. | 23 | 94.5013 |  | 94.5013 | 0 | 0 | 0 | 0
15.12. | 24 | 94.6513 |  | 94.6513 | 0 | 0 | 0 | 0
16.12. | 1 | 94.5013 |  | 94.5013 | 0 | 0 | 0 | 0
16.12. | 2 | 94.6513 |  | 94.6513 | 0 | 0 | 0 | 0
16.12. | 3 | 94.6513 |  | 94.6513 | 0 | 0 | 0 | 0
16.12. | 4 | 94.6513 |  | 94.6513 | 0 | 0 | 0 | 0
16.12. | 5 | 94.6513 |  | 94.6513 | 0 | 0 | 0 | 0
16.12. | 6 | 94.5013 |  | 94.5013 | 0 | 0 | 0 | 0
16.12. | 7 | 94.5013 |  | 94.5013 | 0 | 0 | 0 | 0
16.12. | 8 | 94.6513 |  | 94.6513 | 0 | 0 | 0 | 0
16.12. | 9 | 94.0513 |  | 94.0513 | 0 | 0 | 0 | 0
16.12. | 10 | 93.7513 |  | 93.7513 | 0 | 0 | 0 | 0
16.12. | 11 | 93.6013 |  | 93.6013 | 0 | 0 | 0 | 0
16.12. | 12 | 93.4513 |  | 93.4513 | 0 | 0 | 0 | 0
16.12. | 13 | 93.7513 |  | 93.7513 | 0 | 0 | 0 | 0
16.12. | 14 | 93.6013 |  | 93.6013 | 0 | 0 | 0 | 0
16.12. | 15 | 93.3013 |  | 93.3013 | 0 | 0 | 0 | 0
16.12. | 16 | 93.3013 |  | 93.3013 | 0 | 0 | 0 | 0
16.12. | 17 | 91.0513 |  | 91.0513 | 0 | 0 | 0 | 0
16.12. | 18 | 89.8513 |  | 89.8513 | 0 | 0 | 0 | 0
16.12. | 19 | 89.8513 |  | 89.8513 | 0 | 0 | 0 | 0
16.12. | 20 | 89.8513 |  | 89.8513 | 0 | 0 | 0 | 0
16.12. | 21 | 90.7513 |  | 90.7513 | 0 | 0 | 0 | 0
16.12. | 22 | 91.3513 |  | 91.3513 | 0 | 0 | 0 | 0
16.12. | 23 | 91.3513 |  | 91.3513 | 0 | 0 | 0 | 0
16.12. | 24 | 90.9013 |  | 90.9013 | 0 | 0 | 0 | 0
17.12. | 1 | 89.8513 |  | 89.8513 | 0 | 0 | 0 | 0
17.12. | 2 | 91.3513 |  | 91.3513 | 0 | 0 | 0 | 0
17.12. | 3 | 91.3513 |  | 91.3513 | 0 | 0 | 0 | 0
17.12. | 4 | 91.3513 |  | 91.3513 | 0 | 0 | 0 | 0
17.12. | 5 | 91.3513 |  | 91.3513 | 0 | 0 | 0 | 0
17.12. | 6 | 91.3513 |  | 91.3513 | 0 | 0 | 0 | 0
17.12. | 7 | 91.3513 |  | 91.3513 | 0 | 0 | 0 | 0
17.12. | 8 | 91.3513 |  | 91.3513 | 0 | 0 | 0 | 0
17.12. | 9 | 91.5013 |  | 91.5013 | 0 | 0 | 0 | 0
17.12. | 10 | 91.8013 |  | 91.8013 | 0 | 0 | 0 | 0
17.12. | 11 | 91.5013 |  | 91.5013 | 0 | 0 | 0 | 0
17.12. | 12 | 91.3513 |  | 91.3513 | 0 | 0 | 0 | 0
17.12. | 13 | 91.3513 |  | 91.3513 | 0 | 0 | 0 | 0
17.12. | 14 | 91.6513 |  | 91.6513 | 0 | 0 | 0 | 0
17.12. | 15 | 91.3513 |  | 91.3513 | 0 | 0 | 0 | 0
17.12. | 16 | 91.3513 |  | 91.3513 | 0 | 0 | 0 | 0
17.12. | 17 | 91.3513 |  | 91.3513 | 0 | 0 | 0 | 0
17.12. | 18 | 91.3513 |  | 91.3513 | 0 | 0 | 0 | 0
17.12. | 19 | 91.5013 |  | 91.5013 | 0 | 0 | 0 | 0
17.12. | 20 | 91.5013 |  | 91.5013 | 0 | 0 | 0 | 0
17.12. | 21 | 91.3513 |  | 91.3513 | 0 | 0 | 0 | 0
17.12. | 22 | 91.3513 |  | 91.3513 | 0 | 0 | 0 | 0
17.12. | 23 | 91.3513 |  | 91.3513 | 0 | 0 | 0 | 0
17.12. | 24 | 91.3513 |  | 91.3513 | 0 | 0 | 0 | 0
18.12. | 1 | 90.6013 |  | 90.6013 | 0 | 0 | 0 | 0
18.12. | 2 | 89.7013 |  | 89.7013 | 0 | 0 | 0 | 0
18.12. | 3 | 89.7013 |  | 89.7013 | 0 | 0 | 0 | 0
18.12. | 4 | 89.7013 |  | 89.7013 | 0 | 0 | 0 | 0
18.12. | 5 | 89.7013 |  | 89.7013 | 0 | 0 | 0 | 0
18.12. | 6 | 89.5513 |  | 89.5513 | 0 | 0 | 0 | 0
18.12. | 7 | 89.5513 |  | 89.5513 | 0 | 0 | 0 | 0
18.12. | 8 | 89.7013 |  | 89.7013 | 0 | 0 | 0 | 0
18.12. | 9 | 91.6513 |  | 91.6513 | 0 | 0 | 0 | 0
18.12. | 10 | 92.8513 |  | 92.8513 | 0 | 0 | 0 | 0
18.12. | 11 | 92.8513 |  | 92.8513 | 0 | 0 | 0 | 0
18.12. | 12 | 92.8513 |  | 92.8513 | 0 | 0 | 0 | 0
18.12. | 13 | 92.8513 |  | 92.8513 | 0 | 0 | 0 | 0
18.12. | 14 | 92.8513 |  | 92.8513 | 0 | 0 | 0 | 0
18.12. | 15 | 92.8513 |  | 92.8513 | 0 | 0 | 0 | 0
18.12. | 16 | 93.7513 |  | 93.7513 | 0 | 0 | 0 | 0
18.12. | 17 | 97.5014 |  | 97.5014 | 0 | 0 | 0 | 0
18.12. | 18 | 97.5014 |  | 97.5014 | 0 | 0 | 0 | 0
18.12. | 19 | 93.1513 |  | 93.1513 | 0 | 0 | 0 | 0
18.12. | 20 | 91.3513 |  | 91.3513 | 0 | 0 | 0 | 0
18.12. | 21 | 91.3513 |  | 91.3513 | 0 | 0 | 0 | 0
18.12. | 22 | 91.3513 |  | 91.3513 | 0 | 0 | 0 | 0
18.12. | 23 | 91.3513 |  | 91.3513 | 0 | 0 | 0 | 0
18.12. | 24 | 96.1514 |  | 96.1514 | 0 | 0 | 0 | 0
19.12. | 1 | 95.7014 |  | 95.7014 | 0 | 0 | 0 | 0
19.12. | 2 | 92.2513 |  | 92.2513 | 0 | 0 | 0 | 0
19.12. | 3 | 91.2013 |  | 91.2013 | 0 | 0 | 0 | 0
19.12. | 4 | 91.2013 |  | 91.2013 | 0 | 0 | 0 | 0
19.12. | 5 | 91.2013 |  | 91.2013 | 0 | 0 | 0 | 0
19.12. | 6 | 91.2013 |  | 91.2013 | 0 | 0 | 0 | 0
19.12. | 7 | 87.4512 |  | 87.4512 | 0 | 0 | 0 | 0
19.12. | 8 | 85.5012 |  | 85.5012 | 0 | 0 | 0 | 0
19.12. | 9 | 85.5012 |  | 85.5012 | 0 | 0 | 0 | 0
19.12. | 10 | 87.3012 |  | 87.3012 | 0 | 0 | 0 | 0
19.12. | 11 | 88.6513 |  | 88.6513 | 0 | 0 | 0 | 0
19.12. | 12 | 90.1513 |  | 90.1513 | 0 | 0 | 0 | 0
19.12. | 13 | 90.3013 |  | 90.3013 | 0 | 0 | 0 | 0
19.12. | 14 | 90.1513 |  | 90.1513 | 0 | 0 | 0 | 0
19.12. | 15 | 90.1513 |  | 90.1513 | 0 | 0 | 0 | 0
19.12. | 16 | 90.1513 |  | 90.1513 | 0 | 0 | 0 | 0
19.12. | 17 | 90.1513 |  | 90.1513 | 0 | 0 | 0 | 0
19.12. | 18 | 90.1513 |  | 90.1513 | 0 | 0 | 0 | 0
19.12. | 19 | 90.1513 |  | 90.1513 | 0 | 0 | 0 | 0
19.12. | 20 | 90.1513 |  | 90.1513 | 0 | 0 | 0 | 0
19.12. | 21 | 90.1513 |  | 90.1513 | 0 | 0 | 0 | 0
19.12. | 22 | 90.1513 |  | 90.1513 | 0 | 0 | 0 | 0
19.12. | 23 | 90.1513 |  | 90.1513 | 0 | 0 | 0 | 0
19.12. | 24 | 89.1013 |  | 89.1013 | 0 | 0 | 0 | 0
20.12. | 1 | 88.6513 |  | 88.6513 | 0 | 0 | 0 | 0
20.12. | 2 | 88.6513 |  | 88.6513 | 0 | 0 | 0 | 0
20.12. | 3 | 88.6513 |  | 88.6513 | 0 | 0 | 0 | 0
20.12. | 4 | 88.6513 |  | 88.6513 | 0 | 0 | 0 | 0
20.12. | 5 | 88.6513 |  | 88.6513 | 0 | 0 | 0 | 0
20.12. | 6 | 88.6513 |  | 88.6513 | 0 | 0 | 0 | 0
20.12. | 7 | 88.6513 |  | 88.6513 | 0 | 0 | 0 | 0
20.12. | 8 | 88.6513 |  | 88.6513 | 0 | 0 | 0 | 0
20.12. | 9 | 88.5012 |  | 88.5012 | 0 | 0 | 0 | 0
20.12. | 10 | 90.3013 |  | 90.3013 | 0 | 0 | 0 | 0
20.12. | 11 | 93.1513 |  | 93.1513 | 0 | 0 | 0 | 0
20.12. | 12 | 93.1513 |  | 93.1513 | 0 | 0 | 0 | 0
20.12. | 13 | 93.1513 |  | 93.1513 | 0 | 0 | 0 | 0
20.12. | 14 | 93.1513 |  | 93.1513 | 0 | 0 | 0 | 0
20.12. | 15 | 93.1513 |  | 93.1513 | 0 | 0 | 0 | 0
20.12. | 16 | 93.1513 |  | 93.1513 | 0 | 0 | 0 | 0
20.12. | 17 | 93.1513 |  | 93.1513 | 0 | 0 | 0 | 0
20.12. | 18 | 93.1513 |  | 93.1513 | 0 | 0 | 0 | 0
20.12. | 19 | 93.1513 |  | 93.1513 | 0 | 0 | 0 | 0
20.12. | 20 | 93.1513 |  | 93.1513 | 0 | 0 | 0 | 0
20.12. | 21 | 93.1513 |  | 93.1513 | 0 | 0 | 0 | 0
20.12. | 22 | 93.1513 |  | 93.1513 | 0 | 0 | 0 | 0
20.12. | 23 | 93.1513 |  | 93.1513 | 0 | 0 | 0 | 0
20.12. | 24 | 93.1513 |  | 93.1513 | 0 | 0 | 0 | 0
21.12. | 1 | 93.1513 |  | 93.1513 | 0 | 0 | 0 | 0
21.12. | 2 | 93.1513 |  | 93.1513 | 0 | 0 | 0 | 0
21.12. | 3 | 93.1513 |  | 93.1513 | 0 | 0 | 0 | 0
21.12. | 4 | 93.1513 |  | 93.1513 | 0 | 0 | 0 | 0
21.12. | 5 | 93.1513 |  | 93.1513 | 0 | 0 | 0 | 0
21.12. | 6 | 93.1513 |  | 93.1513 | 0 | 0 | 0 | 0
21.12. | 7 | 93.1513 |  | 93.1513 | 0 | 0 | 0 | 0
21.12. | 8 | 93.3013 |  | 93.3013 | 0 | 0 | 0 | 0
21.12. | 9 | 93.6013 |  | 93.6013 | 0 | 0 | 0 | 0
21.12. | 10 | 93.6013 |  | 93.6013 | 0 | 0 | 0 | 0
21.12. | 11 | 93.3013 |  | 93.3013 | 0 | 0 | 0 | 0
21.12. | 12 | 92.8513 |  | 92.8513 | 0 | 0 | 0 | 0
21.12. | 13 | 92.2513 |  | 92.2513 | 0 | 0 | 0 | 0
21.12. | 14 | 93.3013 |  | 93.3013 | 0 | 0 | 0 | 0
21.12. | 15 | 93.1513 |  | 93.1513 | 0 | 0 | 0 | 0
21.12. | 16 | 93.1513 |  | 93.1513 | 0 | 0 | 0 | 0
21.12. | 17 | 93.1513 |  | 93.1513 | 0 | 0 | 0 | 0
21.12. | 18 | 93.3013 |  | 93.3013 | 0 | 0 | 0 | 0
21.12. | 19 | 93.3013 |  | 93.3013 | 0 | 0 | 0 | 0
21.12. | 20 | 93.1513 |  | 93.1513 | 0 | 0 | 0 | 0
21.12. | 21 | 93.3013 |  | 93.3013 | 0 | 0 | 0 | 0
21.12. | 22 | 93.1513 |  | 93.1513 | 0 | 0 | 0 | 0
21.12. | 23 | 93.1513 |  | 93.1513 | 0 | 0 | 0 | 0
21.12. | 24 | 93.3013 |  | 93.3013 | 0 | 0 | 0 | 0
22.12. | 1 | 91.9513 |  | 91.9513 | 0 | 0 | 0 | 0
22.12. | 2 | 90.3013 |  | 90.3013 | 0 | 0 | 0 | 0
22.12. | 3 | 90.3013 |  | 90.3013 | 0 | 0 | 0 | 0
22.12. | 4 | 90.3013 |  | 90.3013 | 0 | 0 | 0 | 0
22.12. | 5 | 90.3013 |  | 90.3013 | 0 | 0 | 0 | 0
22.12. | 6 | 90.4513 |  | 90.4513 | 0 | 0 | 0 | 0
22.12. | 7 | 90.3013 |  | 90.3013 | 0 | 0 | 0 | 0
22.12. | 8 | 92.7013 |  | 92.7013 | 0 | 0 | 0 | 0
22.12. | 9 | 95.1013 |  | 95.1013 | 0 | 0 | 0 | 0
22.12. | 10 | 94.8013 |  | 94.8013 | 0 | 0 | 0 | 0
22.12. | 11 | 94.8013 |  | 94.8013 | 0 | 0 | 0 | 0
22.12. | 12 | 94.8013 |  | 94.8013 | 0 | 0 | 0 | 0
22.12. | 13 | 95.1013 |  | 95.1013 | 0 | 0 | 0 | 0
22.12. | 14 | 95.1013 |  | 95.1013 | 0 | 0 | 0 | 0
22.12. | 15 | 94.8013 |  | 94.8013 | 0 | 0 | 0 | 0
22.12. | 16 | 94.6513 |  | 94.6513 | 0 | 0 | 0 | 0
22.12. | 17 | 94.6513 |  | 94.6513 | 0 | 0 | 0 | 0
22.12. | 18 | 94.8013 |  | 94.8013 | 0 | 0 | 0 | 0
22.12. | 19 | 93.7513 |  | 93.7513 | 0 | 0 | 0 | 0
22.12. | 20 | 93.3013 |  | 93.3013 | 0 | 0 | 0 | 0
22.12. | 21 | 93.3013 |  | 93.3013 | 0 | 0 | 0 | 0
22.12. | 22 | 93.3013 |  | 93.3013 | 0 | 0 | 0 | 0
22.12. | 23 | 93.3013 |  | 93.3013 | 0 | 0 | 0 | 0
22.12. | 24 | 93.3013 |  | 93.3013 | 0 | 0 | 0 | 0
23.12. | 1 | 89.8513 |  | 89.8513 | 0 | 0 | 0 | 0
23.12. | 2 | 88.6513 |  | 88.6513 | 0 | 0 | 0 | 0
23.12. | 3 | 88.6513 |  | 88.6513 | 0 | 0 | 0 | 0
23.12. | 4 | 88.6513 |  | 88.6513 | 0 | 0 | 0 | 0
23.12. | 5 | 88.6513 |  | 88.6513 | 0 | 0 | 0 | 0
23.12. | 6 | 88.6513 |  | 88.6513 | 0 | 0 | 0 | 0
23.12. | 7 | 88.6513 |  | 88.6513 | 0 | 0 | 0 | 0
23.12. | 8 | 88.6513 |  | 88.6513 | 0 | 0 | 0 | 0
23.12. | 9 | 91.9513 |  | 91.9513 | 0 | 0 | 0 | 0
23.12. | 10 | 92.1013 |  | 92.1013 | 0 | 0 | 0 | 0
23.12. | 11 | 91.9513 |  | 91.9513 | 0 | 0 | 0 | 0
23.12. | 12 | 91.8013 |  | 91.8013 | 0 | 0 | 0 | 0
23.12. | 13 | 91.8013 |  | 91.8013 | 0 | 0 | 0 | 0
23.12. | 14 | 91.9513 |  | 91.9513 | 0 | 0 | 0 | 0
23.12. | 15 | 91.8013 |  | 91.8013 | 0 | 0 | 0 | 0
23.12. | 16 | 92.5513 |  | 92.5513 | 0 | 0 | 0 | 0
23.12. | 17 | 92.8513 |  | 92.8513 | 0 | 0 | 0 | 0
23.12. | 18 | 92.7013 |  | 92.7013 | 0 | 0 | 0 | 0
23.12. | 19 | 91.8013 |  | 91.8013 | 0 | 0 | 0 | 0
23.12. | 20 | 91.3513 |  | 91.3513 | 0 | 0 | 0 | 0
23.12. | 21 | 91.3513 |  | 91.3513 | 0 | 0 | 0 | 0
23.12. | 22 | 91.3513 |  | 91.3513 | 0 | 0 | 0 | 0
23.12. | 23 | 91.3513 |  | 91.3513 | 0 | 0 | 0 | 0
23.12. | 24 | 90.4513 |  | 90.4513 | 0 | 0 | 0 | 0
24.12. | 1 | 88.3512 |  | 88.3512 | 0 | 0 | 0 | 0
24.12. | 2 | 87.1512 |  | 87.1512 | 0 | 0 | 0 | 0
24.12. | 3 | 87.1512 |  | 87.1512 | 0 | 0 | 0 | 0
24.12. | 4 | 87.1512 |  | 87.1512 | 0 | 0 | 0 | 0
24.12. | 5 | 87.1512 |  | 87.1512 | 0 | 0 | 0 | 0
24.12. | 6 | 87.1512 |  | 87.1512 | 0 | 0 | 0 | 0
24.12. | 7 | 87.1512 |  | 87.1512 | 0 | 0 | 0 | 0
24.12. | 8 | 90.3013 |  | 90.3013 | 0 | 0 | 0 | 0
24.12. | 9 | 91.9513 |  | 91.9513 | 0 | 0 | 0 | 0
24.12. | 10 | 91.8013 |  | 91.8013 | 0 | 0 | 0 | 0
24.12. | 11 | 92.1013 |  | 92.1013 | 0 | 0 | 0 | 0
24.12. | 12 | 92.1013 |  | 92.1013 | 0 | 0 | 0 | 0
24.12. | 13 | 86.1012 |  | 86.1012 | 0 | 0 | 0 | 0
24.12. | 14 | 84.1512 |  | 84.1512 | 0 | 0 | 0 | 0
24.12. | 15 | 84.1512 |  | 84.1512 | 0 | 0 | 0 | 0
24.12. | 16 | 84.1512 |  | 84.1512 | 0 | 0 | 0 | 0
24.12. | 17 | 84.1512 |  | 84.1512 | 0 | 0 | 0 | 0
24.12. | 18 | 84.1512 |  | 84.1512 | 0 | 0 | 0 | 0
24.12. | 19 | 84.1512 |  | 84.1512 | 0 | 0 | 0 | 0
24.12. | 20 | 84.0012 |  | 84.0012 | 0 | 0 | 0 | 0
24.12. | 21 | 84.1512 |  | 84.1512 | 0 | 0 | 0 | 0
24.12. | 22 | 84.0012 |  | 84.0012 | 0 | 0 | 0 | 0
24.12. | 23 | 86.5512 |  | 86.5512 | 0 | 0 | 0 | 0
24.12. | 24 | 88.6513 |  | 88.6513 | 0 | 0 | 0 | 0
25.12. | 1 | 86.1012 |  | 86.1012 | 0 | 0 | 0 | 0
25.12. | 2 | 84.0012 |  | 84.0012 | 0 | 0 | 0 | 0
25.12. | 3 | 84.0012 |  | 84.0012 | 0 | 0 | 0 | 0
25.12. | 4 | 84.0012 |  | 84.0012 | 0 | 0 | 0 | 0
25.12. | 5 | 84.0012 |  | 84.0012 | 0 | 0 | 0 | 0
25.12. | 6 | 84.0012 |  | 84.0012 | 0 | 0 | 0 | 0
25.12. | 7 | 84.0012 |  | 84.0012 | 0 | 0 | 0 | 0
25.12. | 8 | 86.1012 |  | 86.1012 | 0 | 0 | 0 | 0
25.12. | 9 | 88.6513 |  | 88.6513 | 0 | 0 | 0 | 0
25.12. | 10 | 84.4512 |  | 84.4512 | 0 | 0 | 0 | 0
25.12. | 11 | 76.3511 |  | 76.3511 | 0 | 0 | 0 | 0
25.12. | 12 | 76.3511 |  | 76.3511 | 0 | 0 | 0 | 0
25.12. | 13 | 76.3511 |  | 76.3511 | 0 | 0 | 0 | 0
25.12. | 14 | 87.7512 |  | 87.7512 | 0 | 0 | 0 | 0
25.12. | 15 | 87.1512 |  | 87.1512 | 0 | 0 | 0 | 0
25.12. | 16 | 85.2012 |  | 85.2012 | 0 | 0 | 0 | 0
25.12. | 17 | 85.3512 |  | 85.3512 | 0 | 0 | 0 | 0
25.12. | 18 | 85.3512 |  | 85.3512 | 0 | 0 | 0 | 0
25.12. | 19 | 85.3512 |  | 85.3512 | 0 | 0 | 0 | 0
25.12. | 20 | 85.3512 |  | 85.3512 | 0 | 0 | 0 | 0
25.12. | 21 | 83.4012 |  | 83.4012 | 0 | 0 | 0 | 0
25.12. | 22 | 82.2012 |  | 82.2012 | 0 | 0 | 0 | 0
25.12. | 23 | 80.8511 |  | 80.8511 | 0 | 0 | 0 | 0
25.12. | 24 | 80.7011 |  | 80.7011 | 0 | 0 | 0 | 0
26.12. | 1 | 80.7011 |  | 80.7011 | 0 | 0 | 0 | 0
26.12. | 2 | 80.5511 |  | 80.5511 | 0 | 0 | 0 | 0
26.12. | 3 | 80.7011 |  | 80.7011 | 0 | 0 | 0 | 0
26.12. | 4 | 80.7011 |  | 80.7011 | 0 | 0 | 0 | 0
26.12. | 5 | 80.7011 |  | 80.7011 | 0 | 0 | 0 | 0
26.12. | 6 | 80.7011 |  | 80.7011 | 0 | 0 | 0 | 0
26.12. | 7 | 80.7011 |  | 80.7011 | 0 | 0 | 0 | 0
26.12. | 8 | 80.7011 |  | 80.7011 | 0 | 0 | 0 | 0
26.12. | 9 | 80.7011 |  | 80.7011 | 0 | 0 | 0 | 0
26.12. | 10 | 80.7011 |  | 80.7011 | 0 | 0 | 0 | 0
26.12. | 11 | 80.7011 |  | 80.7011 | 0 | 0 | 0 | 0
26.12. | 12 | 80.7011 |  | 80.7011 | 0 | 0 | 0 | 0
26.12. | 13 | 80.7011 |  | 80.7011 | 0 | 0 | 0 | 0
26.12. | 14 | 79.5011 |  | 79.5011 | 0 | 0 | 0 | 0
26.12. | 15 | 81.0011 |  | 81.0011 | 0 | 0 | 0 | 0
26.12. | 16 | 81.4511 |  | 81.4511 | 0 | 0 | 0 | 0
26.12. | 17 | 81.0011 |  | 81.0011 | 0 | 0 | 0 | 0
26.12. | 18 | 80.8511 |  | 80.8511 | 0 | 0 | 0 | 0
26.12. | 19 | 80.7011 |  | 80.7011 | 0 | 0 | 0 | 0
26.12. | 20 | 80.7011 |  | 80.7011 | 0 | 0 | 0 | 0
26.12. | 21 | 80.7011 |  | 80.7011 | 0 | 0 | 0 | 0
26.12. | 22 | 80.7011 |  | 80.7011 | 0 | 0 | 0 | 0
26.12. | 23 | 74.101 |  | 74.101 | 0 | 0 | 0 | 0
26.12. | 24 | 73.351 |  | 73.351 | 0 | 0 | 0 | 0
27.12. | 1 | 69.601 |  | 69.601 | 0 | 0 | 0 | 0
27.12. | 2 | 66.3009 |  | 66.3009 | 0 | 0 | 0 | 0
27.12. | 3 | 66.3009 |  | 66.3009 | 0 | 0 | 0 | 0
27.12. | 4 | 66.3009 |  | 66.3009 | 0 | 0 | 0 | 0
27.12. | 5 | 66.3009 |  | 66.3009 | 0 | 0 | 0 | 0
27.12. | 6 | 66.3009 |  | 66.3009 | 0 | 0 | 0 | 0
27.12. | 7 | 66.3009 |  | 66.3009 | 0 | 0 | 0 | 0
27.12. | 8 | 66.3009 |  | 66.3009 | 0 | 0 | 0 | 0
27.12. | 9 | 66.3009 |  | 66.3009 | 0 | 0 | 0 | 0
27.12. | 10 | 66.3009 |  | 66.3009 | 0 | 0 | 0 | 0
27.12. | 11 | 66.3009 |  | 66.3009 | 0 | 0 | 0 | 0
27.12. | 12 | 66.3009 |  | 66.3009 | 0 | 0 | 0 | 0
27.12. | 13 | 66.3009 |  | 66.3009 | 0 | 0 | 0 | 0
27.12. | 14 | 66.3009 |  | 66.3009 | 0 | 0 | 0 | 0
27.12. | 15 | 66.3009 |  | 66.3009 | 0 | 0 | 0 | 0
27.12. | 16 | 66.4509 |  | 66.4509 | 0 | 0 | 0 | 0
27.12. | 17 | 66.3009 |  | 66.3009 | 0 | 0 | 0 | 0
27.12. | 18 | 66.3009 |  | 66.3009 | 0 | 0 | 0 | 0
27.12. | 19 | 69.151 |  | 69.151 | 0 | 0 | 0 | 0
27.12. | 20 | 70.351 |  | 70.351 | 0 | 0 | 0 | 0
27.12. | 21 | 70.351 |  | 70.351 | 0 | 0 | 0 | 0
27.12. | 22 | 70.351 |  | 70.351 | 0 | 0 | 0 | 0
27.12. | 23 | 70.351 |  | 70.351 | 0 | 0 | 0 | 0
27.12. | 24 | 70.351 |  | 70.351 | 0 | 0 | 0 | 0
28.12. | 1 | 70.351 |  | 70.351 | 0 | 0 | 0 | 0
28.12. | 2 | 70.351 |  | 70.351 | 0 | 0 | 0 | 0
28.12. | 3 | 70.351 |  | 70.351 | 0 | 0 | 0 | 0
28.12. | 4 | 70.351 |  | 70.351 | 0 | 0 | 0 | 0
28.12. | 5 | 70.351 |  | 70.351 | 0 | 0 | 0 | 0
28.12. | 6 | 70.351 |  | 70.351 | 0 | 0 | 0 | 0
28.12. | 7 | 70.351 |  | 70.351 | 0 | 0 | 0 | 0
28.12. | 8 | 70.351 |  | 70.351 | 0 | 0 | 0 | 0
28.12. | 9 | 70.651 |  | 70.651 | 0 | 0 | 0 | 0
28.12. | 10 | 70.501 |  | 70.501 | 0 | 0 | 0 | 0
28.12. | 11 | 70.351 |  | 70.351 | 0 | 0 | 0 | 0
28.12. | 12 | 70.801 |  | 70.801 | 0 | 0 | 0 | 0
28.12. | 13 | 67.2009 |  | 67.2009 | 0 | 0 | 0 | 0
28.12. | 14 | 65.7009 |  | 65.7009 | 0 | 0 | 0 | 0
28.12. | 15 | 69.301 |  | 69.301 | 0 | 0 | 0 | 0
28.12. | 16 | 70.351 |  | 70.351 | 0 | 0 | 0 | 0
28.12. | 17 | 70.351 |  | 70.351 | 0 | 0 | 0 | 0
28.12. | 18 | 70.501 |  | 70.501 | 0 | 0 | 0 | 0
28.12. | 19 | 70.351 |  | 70.351 | 0 | 0 | 0 | 0
28.12. | 20 | 70.351 |  | 70.351 | 0 | 0 | 0 | 0
28.12. | 21 | 70.351 |  | 70.351 | 0 | 0 | 0 | 0
28.12. | 22 | 70.351 |  | 70.351 | 0 | 0 | 0 | 0
28.12. | 23 | 70.351 |  | 70.351 | 0 | 0 | 0 | 0
28.12. | 24 | 70.351 |  | 70.351 | 0 | 0 | 0 | 0
29.12. | 1 | 67.501 |  | 67.501 | 0 | 0 | 0 | 0
29.12. | 2 | 65.7009 |  | 65.7009 | 0 | 0 | 0 | 0
29.12. | 3 | 65.7009 |  | 65.7009 | 0 | 0 | 0 | 0
29.12. | 4 | 65.7009 |  | 65.7009 | 0 | 0 | 0 | 0
29.12. | 5 | 65.7009 |  | 65.7009 | 0 | 0 | 0 | 0
29.12. | 6 | 65.7009 |  | 65.7009 | 0 | 0 | 0 | 0
29.12. | 7 | 65.7009 |  | 65.7009 | 0 | 0 | 0 | 0
29.12. | 8 | 67.351 |  | 67.351 | 0 | 0 | 0 | 0
29.12. | 9 | 70.651 |  | 70.651 | 0 | 0 | 0 | 0
29.12. | 10 | 70.651 |  | 70.651 | 0 | 0 | 0 | 0
29.12. | 11 | 70.801 |  | 70.801 | 0 | 0 | 0 | 0
29.12. | 12 | 70.351 |  | 70.351 | 0 | 0 | 0 | 0
29.12. | 13 | 67.0509 |  | 67.0509 | 0 | 0 | 0 | 0
29.12. | 14 | 66.0009 |  | 66.0009 | 0 | 0 | 0 | 0
29.12. | 15 | 65.7009 |  | 65.7009 | 0 | 0 | 0 | 0
29.12. | 16 | 65.5509 |  | 65.5509 | 0 | 0 | 0 | 0
29.12. | 17 | 65.7009 |  | 65.7009 | 0 | 0 | 0 | 0
29.12. | 18 | 65.7009 |  | 65.7009 | 0 | 0 | 0 | 0
29.12. | 19 | 65.7009 |  | 65.7009 | 0 | 0 | 0 | 0
29.12. | 20 | 65.7009 |  | 65.7009 | 0 | 0 | 0 | 0
29.12. | 21 | 65.7009 |  | 65.7009 | 0 | 0 | 0 | 0
29.12. | 22 | 65.7009 |  | 65.7009 | 0 | 0 | 0 | 0
29.12. | 23 | 65.7009 |  | 65.7009 | 0 | 0 | 0 | 0
29.12. | 24 | 65.7009 |  | 65.7009 | 0 | 0 | 0 | 0
30.12. | 1 | 61.2009 |  | 61.2009 | 0 | 0 | 0 | 0
30.12. | 2 | 61.0509 |  | 61.0509 | 0 | 0 | 0 | 0
30.12. | 3 | 61.0509 |  | 61.0509 | 0 | 0 | 0 | 0
30.12. | 4 | 61.0509 |  | 61.0509 | 0 | 0 | 0 | 0
30.12. | 5 | 61.0509 |  | 61.0509 | 0 | 0 | 0 | 0
30.12. | 6 | 61.0509 |  | 61.0509 | 0 | 0 | 0 | 0
30.12. | 7 | 61.0509 |  | 61.0509 | 0 | 0 | 0 | 0
30.12. | 8 | 64.6509 |  | 64.6509 | 0 | 0 | 0 | 0
30.12. | 9 | 69.151 |  | 69.151 | 0 | 0 | 0 | 0
30.12. | 10 | 69.001 |  | 69.001 | 0 | 0 | 0 | 0
30.12. | 11 | 68.701 |  | 68.701 | 0 | 0 | 0 | 0
30.12. | 12 | 69.001 |  | 69.001 | 0 | 0 | 0 | 0
30.12. | 13 | 69.151 |  | 69.151 | 0 | 0 | 0 | 0
30.12. | 14 | 69.151 |  | 69.151 | 0 | 0 | 0 | 0
30.12. | 15 | 68.701 |  | 68.701 | 0 | 0 | 0 | 0
30.12. | 16 | 68.701 |  | 68.701 | 0 | 0 | 0 | 0
30.12. | 17 | 68.701 |  | 68.701 | 0 | 0 | 0 | 0
30.12. | 18 | 68.701 |  | 68.701 | 0 | 0 | 0 | 0
30.12. | 19 | 68.701 |  | 68.701 | 0 | 0 | 0 | 0
30.12. | 20 | 68.701 |  | 68.701 | 0 | 0 | 0 | 0
30.12. | 21 | 68.701 |  | 68.701 | 0 | 0 | 0 | 0
30.12. | 22 | 68.701 |  | 68.701 | 0 | 0 | 0 | 0
30.12. | 23 | 68.701 |  | 68.701 | 0 | 0 | 0 | 0
30.12. | 24 | 68.701 |  | 68.701 | 0 | 0 | 0 | 0
31.12. | 1 | 68.251 |  | 68.251 | 0 | 0 | 0 | 0
31.12. | 2 | 67.351 |  | 67.351 | 0 | 0 | 0 | 0
31.12. | 3 | 67.351 |  | 67.351 | 0 | 0 | 0 | 0
31.12. | 4 | 67.351 |  | 67.351 | 0 | 0 | 0 | 0
31.12. | 5 | 67.351 |  | 67.351 | 0 | 0 | 0 | 0
31.12. | 6 | 67.351 |  | 67.351 | 0 | 0 | 0 | 0
31.12. | 7 | 67.351 |  | 67.351 | 0 | 0 | 0 | 0
31.12. | 8 | 67.351 |  | 67.351 | 0 | 0 | 0 | 0
31.12. | 9 | 67.501 |  | 67.501 | 0 | 0 | 0 | 0
31.12. | 10 | 69.451 |  | 69.451 | 0 | 0 | 0 | 0
31.12. | 11 | 72.001 |  | 72.001 | 0 | 0 | 0 | 0
31.12. | 12 | 72.001 |  | 72.001 | 0 | 0 | 0 | 0
31.12. | 13 | 71.701 |  | 71.701 | 0 | 0 | 0 | 0
31.12. | 14 | 71.701 |  | 71.701 | 0 | 0 | 0 | 0
31.12. | 15 | 71.851 |  | 71.851 | 0 | 0 | 0 | 0
31.12. | 16 | 71.701 |  | 71.701 | 0 | 0 | 0 | 0
31.12. | 17 | 71.851 |  | 71.851 | 0 | 0 | 0 | 0
31.12. | 18 | 71.851 |  | 71.851 | 0 | 0 | 0 | 0
31.12. | 19 | 71.851 |  | 71.851 | 0 | 0 | 0 | 0
31.12. | 20 | 71.851 |  | 71.851 | 0 | 0 | 0 | 0
31.12. | 21 | 71.851 |  | 71.851 | 0 | 0 | 0 | 0
31.12. | 22 | 71.851 |  | 71.851 | 0 | 0 | 0 | 0
31.12. | 23 | 71.851 |  | 71.851 | 0 | 0 | 0 | 0
31.12. | 24 | 71.851 |  | 71.851 | 0 | 0 | 0 | 0