## Thermal
ENTSO-E Market Modelling Database: Thermal generation
Country:
Market Node: | BE00
Year:
Climate year
Scenario
Fuel & Plant type |  | Net generating capacity (MW) | Number of units | Number of biofuel units | Biofuel usage [%] | MUST RUN OBLIGATIONS | [13 empty] | Daily limitation in MWh (optional) | [11 empty] | Unavailability |  |  | Min stable power (% of max power) | Ramp up rate(MW/h) | Ramp down rate (MW/h) | fixed generation reduction (% of max power output) | Median Start-up fuel name | Custom biofuel price (EUR/Net GJ) | Maximum number of units on maintenance
[32 empty] | Forced outage (annual rate) | Planned outage | Planned outage
[33 empty] | annual rate | winter
[7 empty] | Jan | Feb | Mar | April | May | June | July | Aug | Sept | Oct | Nov | Dec | causes (e.g technical, subsidies, environmental, grid constraints... | Jan | Feb | Mar | April | May | June | July | Aug | Sept | Oct | Nov | Dec | % | number of days | minimum % of annual number of days
Nuclear |  | 2056 | 2 | 0 | 0 | number of must run units | 0 | 0 | 0 | 0 | 0 | 0 | 0 | 0 | 0 | 0 | 0 | 0 | [13 empty] | 20 | 54 | 0 | 49.0272 | 600 | 600 | 0 | 0 | 0 | 2
[6 empty] | % of installed capacity | 0 | 0 | 0 | 0 | 0 | 0 | 0 | 0 | 0 | 0 | 0 | 0
Hard coal | old 1 | 0 | 0 | 0 | 0 | number of must run units | 0 | 0 | 0 | 0 | 0 | 0 | 0 | 0 | 0 | 0 | 0 | 0 | [13 empty] | 10 | 27 | 15 |  |  |  | 0 | 0 |  | 0
[6 empty] | % of installed capacity | 0 | 0 | 0 | 0 | 0 | 0 | 0 | 0 | 0 | 0 | 0 | 0
| old 2 | 354.4 | 16 | 16 | 1 | number of must run units | 16 | 16 | 16 | 16 | 16 | 16 | 16 | 16 | 16 | 16 | 16 | 16 | [13 empty] | 10 | 27 | 15 | 23.6456 | 62.6852 | 62.6852 | 0 | 0 | 0 | 16
[6 empty] | % of installed capacity | 0 | 0 | 0 | 0 | 0 | 0 | 0 | 0 | 0 | 0 | 0 | 0
| new | 0 | 0 | 0 | 0 | number of must run units | 0 | 0 | 0 | 0 | 0 | 0 | 0 | 0 | 0 | 0 | 0 | 0 | [13 empty] | 7.5 | 27 | 15 |  |  |  | 0 | 0 |  | 0
[6 empty] | % of installed capacity | 0 | 0 | 0 | 0 | 0 | 0 | 0 | 0 | 0 | 0 | 0 | 0
| CCS | 0 | 0 | 0 | 0 | number of must run units | 0 | 0 | 0 | 0 | 0 | 0 | 0 | 0 | 0 | 0 | 0 | 0 | [13 empty] | 7.5 | 27 | 15 |  |  |  | 0 | 0 |  | 0
[6 empty] | % of installed capacity | 0 | 0 | 0 | 0 | 0 | 0 | 0 | 0 | 0 | 0 | 0 | 0
Lignite | old 1 | 0 | 0 | 0 | 0 | number of must run units | 0 | 0 | 0 | 0 | 0 | 0 | 0 | 0 | 0 | 0 | 0 | 0 | [13 empty] | 10 | 27 | 15 |  |  |  | 0 | 0 |  | 0
[6 empty] | % of installed capacity | 0 | 0 | 0 | 0 | 0 | 0 | 0 | 0 | 0 | 0 | 0 | 0
| old 2 | 0 | 0 | 0 | 0 | number of must run units | 0 | 0 | 0 | 0 | 0 | 0 | 0 | 0 | 0 | 0 | 0 | 0 | [13 empty] | 10 | 27 | 15 |  |  |  | 0 | 0 |  | 0
[6 empty] | % of installed capacity | 0 | 0 | 0 | 0 | 0 | 0 | 0 | 0 | 0 | 0 | 0 | 0
| new | 0 | 0 | 0 | 0 | number of must run units | 0 | 0 | 0 | 0 | 0 | 0 | 0 | 0 | 0 | 0 | 0 | 0 | [13 empty] | 7.5 | 27 | 15 |  |  |  | 0 | 0 |  | 0
[6 empty] | % of installed capacity | 0 | 0 | 0 | 0 | 0 | 0 | 0 | 0 | 0 | 0 | 0 | 0
| CCS | 0 | 0 | 0 | 0 | number of must run units | 0 | 0 | 0 | 0 | 0 | 0 | 0 | 0 | 0 | 0 | 0 | 0 | [13 empty] | 7.5 | 27 | 15 |  |  |  | 0 | 0 |  | 0
[6 empty] | % of installed capacity | 0 | 0 | 0 | 0 | 0 | 0 | 0 | 0 | 0 | 0 | 0 | 0
Gas | Conventional old 1 | 0 | 0 | 0 | 0 | number of must run units | 0 | 0 | 0 | 0 | 0 | 0 | 0 | 0 | 0 | 0 | 0 | 0 | [13 empty] | 8 | 27 | 15 |  |  |  | 0 | 0 |  | 0
[6 empty] | % of installed capacity | 0 | 0 | 0 | 0 | 0 | 0 | 0 | 0 | 0 | 0 | 0 | 0
| Conventional old 2 | 2326.99 | 20 | 0 | 0 | number of must run units | 17 | 17 | 17 | 17 | 17 | 17 | 17 | 17 | 17 | 17 | 17 | 17 | [13 empty] | 8 | 27 | 15 | 19.9098 | 123.4546 | 123.4546 | 0 | 0 | 0 | 20
[6 empty] | % of installed capacity | 0 | 0 | 0 | 0 | 0 | 0 | 0 | 0 | 0 | 0 | 0 | 0
| CCGT old 1 | 0 | 0 | 0 | 0 | number of must run units | 0 | 0 | 0 | 0 | 0 | 0 | 0 | 0 | 0 | 0 | 0 | 0 | [13 empty] | 8 | 27 | 15 |  |  |  | 0 | 0 |  | 0
[6 empty] | % of installed capacity | 0 | 0 | 0 | 0 | 0 | 0 | 0 | 0 | 0 | 0 | 0 | 0
| CCGT old 2 | 780.3 | 2 | 0 | 0 | number of must run units | 0 | 0 | 0 | 0 | 0 | 0 | 0 | 0 | 0 | 0 | 0 | 0 | [13 empty] | 8 | 27 | 15 | 35.9862 | 857.412 | 857.412 | 0 | 0 | 0 | 2
[6 empty] | % of installed capacity | 0 | 0 | 0 | 0 | 0 | 0 | 0 | 0 | 0 | 0 | 0 | 0
| CCGT new | 1775 | 2 | 0 | 0 | number of must run units | 0 | 0 | 0 | 0 | 0 | 0 | 0 | 0 | 0 | 0 | 0 | 0 | [13 empty] | 5 | 27 | 15 | 34.8056 | 4837.8 | 4837.8 | 0 | 0 | 0 | 2
[6 empty] | % of installed capacity | 0 | 0 | 0 | 0 | 0 | 0 | 0 | 0 | 0 | 0 | 0 | 0
| CCGT CCS | 0 | 0 | 0 | 0 | number of must run units | 0 | 0 | 0 | 0 | 0 | 0 | 0 | 0 | 0 | 0 | 0 | 0 | [13 empty] | 5 | 27 | 15 |  |  |  | 0 | 0 |  | 0
[6 empty] | % of installed capacity | 0 | 0 | 0 | 0 | 0 | 0 | 0 | 0 | 0 | 0 | 0 | 0
| OCGT old | 50 | 2 | 0 | 0 | number of must run units | 0 | 0 | 0 | 0 | 0 | 0 | 0 | 0 | 0 | 0 | 0 | 0 | [13 empty] | 8 | 13 | 15 | 24 | 180 | 180 | 0 | 0 | 0 | 2
[6 empty] | % of installed capacity | 0 | 0 | 0 | 0 | 0 | 0 | 0 | 0 | 0 | 0 | 0 | 0
| OCGT new | 244 | 4 | 0 | 0 | number of must run units | 0 | 0 | 0 | 0 | 0 | 0 | 0 | 0 | 0 | 0 | 0 | 0 | [13 empty] | 5 | 13 | 15 | 36.0656 | 550.3279 | 550.3279 | 0 | 0 | 0 | 4
[6 empty] | % of installed capacity | 0 | 0 | 0 | 0 | 0 | 0 | 0 | 0 | 0 | 0 | 0 | 0
Light oil |  | 0 | 0 | 0 | 0 | number of must run units | 0 | 0 | 0 | 0 | 0 | 0 | 0 | 0 | 0 | 0 | 0 | 0 | [13 empty] | 8 | 13 | 15 |  |  |  | 0 | 0 |  | 0
[6 empty] | % of installed capacity | 0 | 0 | 0 | 0 | 0 | 0 | 0 | 0 | 0 | 0 | 0 | 0
Heavy oil | old 1 | 140 | 7 | 0 | 0 | number of must run units | 0 | 0 | 0 | 0 | 0 | 0 | 0 | 0 | 0 | 0 | 0 | 0 | [13 empty] | 10 | 27 | 15 | 100 | 190.8 | 190.8 | 0 | 0 | 0 | 7
[6 empty] | % of installed capacity | 0 | 0 | 0 | 0 | 0 | 0 | 0 | 0 | 0 | 0 | 0 | 0
| old 2 | 0 | 0 | 0 | 0 | number of must run units | 0 | 0 | 0 | 0 | 0 | 0 | 0 | 0 | 0 | 0 | 0 | 0 | [13 empty] | 10 | 27 | 15 |  |  |  | 0 | 0 |  | 0
[6 empty] | % of installed capacity | 0 | 0 | 0 | 0 | 0 | 0 | 0 | 0 | 0 | 0 | 0 | 0
Oil shale | old | 0 | 0 | 0 | 0 | number of must run units | 0 | 0 | 0 | 0 | 0 | 0 | 0 | 0 | 0 | 0 | 0 | 0 | [13 empty] | 10 | 27 | 15 |  |  |  | 0 | 0 |  | 0
[6 empty] | % of installed capacity | 0 | 0 | 0 | 0 | 0 | 0 | 0 | 0 | 0 | 0 | 0 | 0
| new | 0 | 0 | 0 | 0 | number of must run units | 0 | 0 | 0 | 0 | 0 | 0 | 0 | 0 | 0 | 0 | 0 | 0 | [13 empty] | 7.5 | 27 | 15 |  |  |  | 0 | 0 |  | 0
[6 empty] | % of installed capacity | 0 | 0 | 0 | 0 | 0 | 0 | 0 | 0 | 0 | 0 | 0 | 0
Gas | CCGT present 1 | 0 | 0 | 0 | 0 | number of must run units | 0 | 0 | 0 | 0 | 0 | 0 | 0 | 0 | 0 | 0 | 0 | 0 | [13 empty] | 5 | 27 | 15 |  |  |  | 0 | 0 |  | 0
[6 empty] | % of installed capacity | 0 | 0 | 0 | 0 | 0 | 0 | 0 | 0 | 0 | 0 | 0 | 0
| CCGT present 2 | 3637.1 | 10 | 0 | 0 | number of must run units | 2 | 2 | 2 | 2 | 2 | 2 | 2 | 2 | 2 | 2 | 2 | 2 | [13 empty] | 5 | 27 | 15 | 33.0236 | 2505.5292 | 2505.5292 | 0 | 0 | 0 | 10
[6 empty] | % of installed capacity | 0 | 0 | 0 | 0 | 0 | 0 | 0 | 0 | 0 | 0 | 0 | 0
Hydrogen | Fuel Cell | 0 | 0 | 0 | 0 | number of must run units | 0 | 0 | 0 | 0 | 0 | 0 | 0 | 0 | 0 | 0 | 0 | 0 | [13 empty] | 2.5 | 7 | 0 |  |  |  | 0 | 0 |  | 0
[6 empty] | % of installed capacity | 0 | 0 | 0 | 0 | 0 | 0 | 0 | 0 | 0 | 0 | 0 | 0
Hydrogen | CCGT | 0 | 0 | 0 | 0 | number of must run units | 0 | 0 | 0 | 0 | 0 | 0 | 0 | 0 | 0 | 0 | 0 | 0 | [13 empty] | 5 | 27 | 15 |  |  |  | 0 | 0 |  | 0
[6 empty] | % of installed capacity | 0 | 0 | 0 | 0 | 0 | 0 | 0 | 0 | 0 | 0 | 0 | 0
Hydrogen | OCGT | 0 | 0 | 0 | 0 | number of must run units | 0 | 0 | 0 | 0 | 0 | 0 | 0 | 0 | 0 | 0 | 0 | 0 | [13 empty] | 5 | 13 | 15 |  |  |  | 0 | 0 |  | 0
[6 empty] | % of installed capacity | 0 | 0 | 0 | 0 | 0 | 0 | 0 | 0 | 0 | 0 | 0 | 0

## Other Non-RES
ENTSO-E Market Modelling Database: Other non-RES
Country:
Market Node: | BE00
Year:
Climate year |  |  | N.B. use convention first January always Monday (2007 calendar year) --> see guidelines for further details
Scenario
|  | Price Band 1 | Price Band 2
| Installed capacity (MW) | 1553.99
| Number of units | 0
| PEMMDB type(s) | OtherNon-RES/Gas/conventional old 2
Purpose
| Avg. Market Offer Price (€/MWh) | 0
| Avg. Efficiency Ratio | 0.41
| Avg. CO2 em. factor (ton/MWh) | 139.0244
| Start climate year | 2030
| End climate year | 2030
Date | Hour | Available capacity (MW) | Available capacity (MW) | Available capacity (MW) | Available capacity (MW) | Available capacity (MW) | Available capacity (MW) | Available capacity (MW) | Available capacity (MW) | Available capacity (MW) | Available capacity (MW) | Available capacity (MW) | Available capacity (MW) | Available capacity (MW) | Available capacity (MW) | Available capacity (MW) | Available capacity (MW) | Available capacity (MW) | Available capacity (MW) | Available capacity (MW) | Available capacity (MW) | Available capacity (MW) | Available capacity (MW) | Available capacity (MW) | Available capacity (MW) | Available capacity (MW) | Available capacity (MW) | Available capacity (MW)
01.01. | 1 | 1553.99
01.01. | 2 | 1553.99
01.01. | 3 | 1553.99
01.01. | 4 | 1553.99
01.01. | 5 | 1553.99
01.01. | 6 | 1553.99
01.01. | 7 | 1553.99
01.01. | 8 | 1553.99
01.01. | 9 | 1553.99
01.01. | 10 | 1553.99
01.01. | 11 | 1553.99
01.01. | 12 | 1553.99
01.01. | 13 | 1553.99
01.01. | 14 | 1553.99
01.01. | 15 | 1553.99
01.01. | 16 | 1553.99
01.01. | 17 | 1553.99
01.01. | 18 | 1553.99
01.01. | 19 | 1553.99
01.01. | 20 | 1553.99
01.01. | 21 | 1553.99
01.01. | 22 | 1553.99
01.01. | 23 | 1553.99
01.01. | 24 | 1553.99
02.01. | 1 | 1553.99
02.01. | 2 | 1553.99
02.01. | 3 | 1553.99
02.01. | 4 | 1553.99
02.01. | 5 | 1553.99
02.01. | 6 | 1553.99
02.01. | 7 | 1553.99
02.01. | 8 | 1553.99
02.01. | 9 | 1553.99
02.01. | 10 | 1553.99
02.01. | 11 | 1553.99
02.01. | 12 | 1553.99
02.01. | 13 | 1553.99
02.01. | 14 | 1553.99
02.01. | 15 | 1553.99
02.01. | 16 | 1553.99
02.01. | 17 | 1553.99
02.01. | 18 | 1553.99
02.01. | 19 | 1553.99
02.01. | 20 | 1553.99
02.01. | 21 | 1553.99
02.01. | 22 | 1553.99
02.01. | 23 | 1553.99
02.01. | 24 | 1553.99
03.01. | 1 | 1553.99
03.01. | 2 | 1553.99
03.01. | 3 | 1553.99
03.01. | 4 | 1553.99
03.01. | 5 | 1553.99
03.01. | 6 | 1553.99
03.01. | 7 | 1553.99
03.01. | 8 | 1553.99
03.01. | 9 | 1553.99
03.01. | 10 | 1553.99
03.01. | 11 | 1553.99
03.01. | 12 | 1553.99
03.01. | 13 | 1553.99
03.01. | 14 | 1553.99
03.01. | 15 | 1553.99
03.01. | 16 | 1553.99
03.01. | 17 | 1553.99
03.01. | 18 | 1553.99
03.01. | 19 | 1553.99
03.01. | 20 | 1553.99
03.01. | 21 | 1553.99
03.01. | 22 | 1553.99
03.01. | 23 | 1553.99
03.01. | 24 | 1553.99
04.01. | 1 | 1553.99
04.01. | 2 | 1553.99
04.01. | 3 | 1553.99
04.01. | 4 | 1553.99
04.01. | 5 | 1553.99
04.01. | 6 | 1553.99
04.01. | 7 | 1553.99
04.01. | 8 | 1553.99
04.01. | 9 | 1553.99
04.01. | 10 | 1553.99
04.01. | 11 | 1553.99
04.01. | 12 | 1553.99
04.01. | 13 | 1553.99
04.01. | 14 | 1553.99
04.01. | 15 | 1553.99
04.01. | 16 | 1553.99
04.01. | 17 | 1553.99
04.01. | 18 | 1553.99
04.01. | 19 | 1553.99
04.01. | 20 | 1553.99
04.01. | 21 | 1553.99
04.01. | 22 | 1553.99
04.01. | 23 | 1553.99
04.01. | 24 | 1553.99
05.01. | 1 | 1553.99
05.01. | 2 | 1553.99
05.01. | 3 | 1553.99
05.01. | 4 | 1553.99
05.01. | 5 | 1553.99
05.01. | 6 | 1553.99
05.01. | 7 | 1553.99
05.01. | 8 | 1553.99
05.01. | 9 | 1553.99
05.01. | 10 | 1553.99
05.01. | 11 | 1553.99
05.01. | 12 | 1553.99
05.01. | 13 | 1553.99
05.01. | 14 | 1553.99
05.01. | 15 | 1553.99
05.01. | 16 | 1553.99
05.01. | 17 | 1553.99
05.01. | 18 | 1553.99
05.01. | 19 | 1553.99
05.01. | 20 | 1553.99
05.01. | 21 | 1553.99
05.01. | 22 | 1553.99
05.01. | 23 | 1553.99
05.01. | 24 | 1553.99
06.01. | 1 | 1553.99
06.01. | 2 | 1553.99
06.01. | 3 | 1553.99
06.01. | 4 | 1553.99
06.01. | 5 | 1553.99
06.01. | 6 | 1553.99
06.01. | 7 | 1553.99
06.01. | 8 | 1553.99
06.01. | 9 | 1553.99
06.01. | 10 | 1553.99
06.01. | 11 | 1553.99
06.01. | 12 | 1553.99
06.01. | 13 | 1553.99
06.01. | 14 | 1553.99
06.01. | 15 | 1553.99
06.01. | 16 | 1553.99
06.01. | 17 | 1553.99
06.01. | 18 | 1553.99
06.01. | 19 | 1553.99
06.01. | 20 | 1553.99
06.01. | 21 | 1553.99
06.01. | 22 | 1553.99
06.01. | 23 | 1553.99
06.01. | 24 | 1553.99
07.01. | 1 | 1553.99
07.01. | 2 | 1553.99
07.01. | 3 | 1553.99
07.01. | 4 | 1553.99
07.01. | 5 | 1553.99
07.01. | 6 | 1553.99
07.01. | 7 | 1553.99
07.01. | 8 | 1553.99
07.01. | 9 | 1553.99
07.01. | 10 | 1553.99
07.01. | 11 | 1553.99
07.01. | 12 | 1553.99
07.01. | 13 | 1553.99
07.01. | 14 | 1553.99
07.01. | 15 | 1553.99
07.01. | 16 | 1553.99
07.01. | 17 | 1553.99
07.01. | 18 | 1553.99
07.01. | 19 | 1553.99
07.01. | 20 | 1553.99
07.01. | 21 | 1553.99
07.01. | 22 | 1553.99
07.01. | 23 | 1553.99
07.01. | 24 | 1553.99
08.01. | 1 | 1553.99
08.01. | 2 | 1553.99
08.01. | 3 | 1553.99
08.01. | 4 | 1553.99
08.01. | 5 | 1553.99
08.01. | 6 | 1553.99
08.01. | 7 | 1553.99
08.01. | 8 | 1553.99
08.01. | 9 | 1553.99
08.01. | 10 | 1553.99
08.01. | 11 | 1553.99
08.01. | 12 | 1553.99
08.01. | 13 | 1553.99
08.01. | 14 | 1553.99
08.01. | 15 | 1553.99
08.01. | 16 | 1553.99
08.01. | 17 | 1553.99
08.01. | 18 | 1553.99
08.01. | 19 | 1553.99
08.01. | 20 | 1553.99
08.01. | 21 | 1553.99
08.01. | 22 | 1553.99
08.01. | 23 | 1553.99
08.01. | 24 | 1553.99
09.01. | 1 | 1553.99
09.01. | 2 | 1553.99
09.01. | 3 | 1553.99
09.01. | 4 | 1553.99
09.01. | 5 | 1553.99
09.01. | 6 | 1553.99
09.01. | 7 | 1553.99
09.01. | 8 | 1553.99
09.01. | 9 | 1553.99
09.01. | 10 | 1553.99
09.01. | 11 | 1553.99
09.01. | 12 | 1553.99
09.01. | 13 | 1553.99
09.01. | 14 | 1553.99
09.01. | 15 | 1553.99
09.01. | 16 | 1553.99
09.01. | 17 | 1553.99
09.01. | 18 | 1553.99
09.01. | 19 | 1553.99
09.01. | 20 | 1553.99
09.01. | 21 | 1553.99
09.01. | 22 | 1553.99
09.01. | 23 | 1553.99
09.01. | 24 | 1553.99
10.01. | 1 | 1553.99
10.01. | 2 | 1553.99
10.01. | 3 | 1553.99
10.01. | 4 | 1553.99
10.01. | 5 | 1553.99
10.01. | 6 | 1553.99
10.01. | 7 | 1553.99
10.01. | 8 | 1553.99
10.01. | 9 | 1553.99
10.01. | 10 | 1553.99
10.01. | 11 | 1553.99
10.01. | 12 | 1553.99
10.01. | 13 | 1553.99
10.01. | 14 | 1553.99
10.01. | 15 | 1553.99
10.01. | 16 | 1553.99
10.01. | 17 | 1553.99
10.01. | 18 | 1553.99
10.01. | 19 | 1553.99
10.01. | 20 | 1553.99
10.01. | 21 | 1553.99
10.01. | 22 | 1553.99
10.01. | 23 | 1553.99
10.01. | 24 | 1553.99
11.01. | 1 | 1553.99
11.01. | 2 | 1553.99
11.01. | 3 | 1553.99
11.01. | 4 | 1553.99
11.01. | 5 | 1553.99
11.01. | 6 | 1553.99
11.01. | 7 | 1553.99
11.01. | 8 | 1553.99
11.01. | 9 | 1553.99
11.01. | 10 | 1553.99
11.01. | 11 | 1553.99
11.01. | 12 | 1553.99
11.01. | 13 | 1553.99
11.01. | 14 | 1553.99
11.01. | 15 | 1553.99
11.01. | 16 | 1553.99
11.01. | 17 | 1553.99
11.01. | 18 | 1553.99
11.01. | 19 | 1553.99
11.01. | 20 | 1553.99
11.01. | 21 | 1553.99
11.01. | 22 | 1553.99
11.01. | 23 | 1553.99
11.01. | 24 | 1553.99
12.01. | 1 | 1553.99
12.01. | 2 | 1553.99
12.01. | 3 | 1553.99
12.01. | 4 | 1553.99
12.01. | 5 | 1553.99
12.01. | 6 | 1553.99
12.01. | 7 | 1553.99
12.01. | 8 | 1553.99
12.01. | 9 | 1553.99
12.01. | 10 | 1553.99
12.01. | 11 | 1553.99
12.01. | 12 | 1553.99
12.01. | 13 | 1553.99
12.01. | 14 | 1553.99
12.01. | 15 | 1553.99
12.01. | 16 | 1553.99
12.01. | 17 | 1553.99
12.01. | 18 | 1553.99
12.01. | 19 | 1553.99
12.01. | 20 | 1553.99
12.01. | 21 | 1553.99
12.01. | 22 | 1553.99
12.01. | 23 | 1553.99
12.01. | 24 | 1553.99
13.01. | 1 | 1553.99
13.01. | 2 | 1553.99
13.01. | 3 | 1553.99
13.01. | 4 | 1553.99
13.01. | 5 | 1553.99
13.01. | 6 | 1553.99
13.01. | 7 | 1553.99
13.01. | 8 | 1553.99
13.01. | 9 | 1553.99
13.01. | 10 | 1553.99
13.01. | 11 | 1553.99
13.01. | 12 | 1553.99
13.01. | 13 | 1553.99
13.01. | 14 | 1553.99
13.01. | 15 | 1553.99
13.01. | 16 | 1553.99
13.01. | 17 | 1553.99
13.01. | 18 | 1553.99
13.01. | 19 | 1553.99
13.01. | 20 | 1553.99
13.01. | 21 | 1553.99
13.01. | 22 | 1553.99
13.01. | 23 | 1553.99
13.01. | 24 | 1553.99
14.01. | 1 | 1553.99
14.01. | 2 | 1553.99
14.01. | 3 | 1553.99
14.01. | 4 | 1553.99
14.01. | 5 | 1553.99
14.01. | 6 | 1553.99
14.01. | 7 | 1553.99
14.01. | 8 | 1553.99
14.01. | 9 | 1553.99
14.01. | 10 | 1553.99
14.01. | 11 | 1553.99
14.01. | 12 | 1553.99
14.01. | 13 | 1553.99
14.01. | 14 | 1553.99
14.01. | 15 | 1553.99
14.01. | 16 | 1553.99
14.01. | 17 | 1553.99
14.01. | 18 | 1553.99
14.01. | 19 | 1553.99
14.01. | 20 | 1553.99
14.01. | 21 | 1553.99
14.01. | 22 | 1553.99
14.01. | 23 | 1553.99
14.01. | 24 | 1553.99
15.01. | 1 | 1553.99
15.01. | 2 | 1553.99
15.01. | 3 | 1553.99
15.01. | 4 | 1553.99
15.01. | 5 | 1553.99
15.01. | 6 | 1553.99
15.01. | 7 | 1553.99
15.01. | 8 | 1553.99
15.01. | 9 | 1553.99
15.01. | 10 | 1553.99
15.01. | 11 | 1553.99
15.01. | 12 | 1553.99
15.01. | 13 | 1553.99
15.01. | 14 | 1553.99
15.01. | 15 | 1553.99
15.01. | 16 | 1553.99
15.01. | 17 | 1553.99
15.01. | 18 | 1553.99
15.01. | 19 | 1553.99
15.01. | 20 | 1553.99
15.01. | 21 | 1553.99
15.01. | 22 | 1553.99
15.01. | 23 | 1553.99
15.01. | 24 | 1553.99
16.01. | 1 | 1553.99
16.01. | 2 | 1553.99
16.01. | 3 | 1553.99
16.01. | 4 | 1553.99
16.01. | 5 | 1553.99
16.01. | 6 | 1553.99
16.01. | 7 | 1553.99
16.01. | 8 | 1553.99
16.01. | 9 | 1553.99
16.01. | 10 | 1553.99
16.01. | 11 | 1553.99
16.01. | 12 | 1553.99
16.01. | 13 | 1553.99
16.01. | 14 | 1553.99
16.01. | 15 | 1553.99
16.01. | 16 | 1553.99
16.01. | 17 | 1553.99
16.01. | 18 | 1553.99
16.01. | 19 | 1553.99
16.01. | 20 | 1553.99
16.01. | 21 | 1553.99
16.01. | 22 | 1553.99
16.01. | 23 | 1553.99
16.01. | 24 | 1553.99
17.01. | 1 | 1553.99
17.01. | 2 | 1553.99
17.01. | 3 | 1553.99
17.01. | 4 | 1553.99
17.01. | 5 | 1553.99
17.01. | 6 | 1553.99
17.01. | 7 | 1553.99
17.01. | 8 | 1553.99
17.01. | 9 | 1553.99
17.01. | 10 | 1553.99
17.01. | 11 | 1553.99
17.01. | 12 | 1553.99
17.01. | 13 | 1553.99
17.01. | 14 | 1553.99
17.01. | 15 | 1553.99
17.01. | 16 | 1553.99
17.01. | 17 | 1553.99
17.01. | 18 | 1553.99
17.01. | 19 | 1553.99
17.01. | 20 | 1553.99
17.01. | 21 | 1553.99
17.01. | 22 | 1553.99
17.01. | 23 | 1553.99
17.01. | 24 | 1553.99
18.01. | 1 | 1553.99
18.01. | 2 | 1553.99
18.01. | 3 | 1553.99
18.01. | 4 | 1553.99
18.01. | 5 | 1553.99
18.01. | 6 | 1553.99
18.01. | 7 | 1553.99
18.01. | 8 | 1553.99
18.01. | 9 | 1553.99
18.01. | 10 | 1553.99
18.01. | 11 | 1553.99
18.01. | 12 | 1553.99
18.01. | 13 | 1553.99
18.01. | 14 | 1553.99
18.01. | 15 | 1553.99
18.01. | 16 | 1553.99
18.01. | 17 | 1553.99
18.01. | 18 | 1553.99
18.01. | 19 | 1553.99
18.01. | 20 | 1553.99
18.01. | 21 | 1553.99
18.01. | 22 | 1553.99
18.01. | 23 | 1553.99
18.01. | 24 | 1553.99
19.01. | 1 | 1553.99
19.01. | 2 | 1553.99
19.01. | 3 | 1553.99
19.01. | 4 | 1553.99
19.01. | 5 | 1553.99
19.01. | 6 | 1553.99
19.01. | 7 | 1553.99
19.01. | 8 | 1553.99
19.01. | 9 | 1553.99
19.01. | 10 | 1553.99
19.01. | 11 | 1553.99
19.01. | 12 | 1553.99
19.01. | 13 | 1553.99
19.01. | 14 | 1553.99
19.01. | 15 | 1553.99
19.01. | 16 | 1553.99
19.01. | 17 | 1553.99
19.01. | 18 | 1553.99
19.01. | 19 | 1553.99
19.01. | 20 | 1553.99
19.01. | 21 | 1553.99
19.01. | 22 | 1553.99
19.01. | 23 | 1553.99
19.01. | 24 | 1553.99
20.01. | 1 | 1553.99
20.01. | 2 | 1553.99
20.01. | 3 | 1553.99
20.01. | 4 | 1553.99
20.01. | 5 | 1553.99
20.01. | 6 | 1553.99
20.01. | 7 | 1553.99
20.01. | 8 | 1553.99
20.01. | 9 | 1553.99
20.01. | 10 | 1553.99
20.01. | 11 | 1553.99
20.01. | 12 | 1553.99
20.01. | 13 | 1553.99
20.01. | 14 | 1553.99
20.01. | 15 | 1553.99
20.01. | 16 | 1553.99
20.01. | 17 | 1553.99
20.01. | 18 | 1553.99
20.01. | 19 | 1553.99
20.01. | 20 | 1553.99
20.01. | 21 | 1553.99
20.01. | 22 | 1553.99
20.01. | 23 | 1553.99
20.01. | 24 | 1553.99
21.01. | 1 | 1553.99
21.01. | 2 | 1553.99
21.01. | 3 | 1553.99
21.01. | 4 | 1553.99
21.01. | 5 | 1553.99
21.01. | 6 | 1553.99
21.01. | 7 | 1553.99
21.01. | 8 | 1553.99
21.01. | 9 | 1553.99
21.01. | 10 | 1553.99
21.01. | 11 | 1553.99
21.01. | 12 | 1553.99
21.01. | 13 | 1553.99
21.01. | 14 | 1553.99
21.01. | 15 | 1553.99
21.01. | 16 | 1553.99
21.01. | 17 | 1553.99
21.01. | 18 | 1553.99
21.01. | 19 | 1553.99
21.01. | 20 | 1553.99
21.01. | 21 | 1553.99
21.01. | 22 | 1553.99
21.01. | 23 | 1553.99
21.01. | 24 | 1553.99
22.01. | 1 | 1553.99
22.01. | 2 | 1553.99
22.01. | 3 | 1553.99
22.01. | 4 | 1553.99
22.01. | 5 | 1553.99
22.01. | 6 | 1553.99
22.01. | 7 | 1553.99
22.01. | 8 | 1553.99
22.01. | 9 | 1553.99
22.01. | 10 | 1553.99
22.01. | 11 | 1553.99
22.01. | 12 | 1553.99
22.01. | 13 | 1553.99
22.01. | 14 | 1553.99
22.01. | 15 | 1553.99
22.01. | 16 | 1553.99
22.01. | 17 | 1553.99
22.01. | 18 | 1553.99
22.01. | 19 | 1553.99
22.01. | 20 | 1553.99
22.01. | 21 | 1553.99
22.01. | 22 | 1553.99
22.01. | 23 | 1553.99
22.01. | 24 | 1553.99
23.01. | 1 | 1553.99
23.01. | 2 | 1553.99
23.01. | 3 | 1553.99
23.01. | 4 | 1553.99
23.01. | 5 | 1553.99
23.01. | 6 | 1553.99
23.01. | 7 | 1553.99
23.01. | 8 | 1553.99
23.01. | 9 | 1553.99
23.01. | 10 | 1553.99
23.01. | 11 | 1553.99
23.01. | 12 | 1553.99
23.01. | 13 | 1553.99
23.01. | 14 | 1553.99
23.01. | 15 | 1553.99
23.01. | 16 | 1553.99
23.01. | 17 | 1553.99
23.01. | 18 | 1553.99
23.01. | 19 | 1553.99
23.01. | 20 | 1553.99
23.01. | 21 | 1553.99
23.01. | 22 | 1553.99
23.01. | 23 | 1553.99
23.01. | 24 | 1553.99
24.01. | 1 | 1553.99
24.01. | 2 | 1553.99
24.01. | 3 | 1553.99
24.01. | 4 | 1553.99
24.01. | 5 | 1553.99
24.01. | 6 | 1553.99
24.01. | 7 | 1553.99
24.01. | 8 | 1553.99
24.01. | 9 | 1553.99
24.01. | 10 | 1553.99
24.01. | 11 | 1553.99
24.01. | 12 | 1553.99
24.01. | 13 | 1553.99
24.01. | 14 | 1553.99
24.01. | 15 | 1553.99
24.01. | 16 | 1553.99
24.01. | 17 | 1553.99
24.01. | 18 | 1553.99
24.01. | 19 | 1553.99
24.01. | 20 | 1553.99
24.01. | 21 | 1553.99
24.01. | 22 | 1553.99
24.01. | 23 | 1553.99
24.01. | 24 | 1553.99
25.01. | 1 | 1553.99
25.01. | 2 | 1553.99
25.01. | 3 | 1553.99
25.01. | 4 | 1553.99
25.01. | 5 | 1553.99
25.01. | 6 | 1553.99
25.01. | 7 | 1553.99
25.01. | 8 | 1553.99
25.01. | 9 | 1553.99
25.01. | 10 | 1553.99
25.01. | 11 | 1553.99
25.01. | 12 | 1553.99
25.01. | 13 | 1553.99
25.01. | 14 | 1553.99
25.01. | 15 | 1553.99
25.01. | 16 | 1553.99
25.01. | 17 | 1553.99
25.01. | 18 | 1553.99
25.01. | 19 | 1553.99
25.01. | 20 | 1553.99
25.01. | 21 | 1553.99
25.01. | 22 | 1553.99
25.01. | 23 | 1553.99
25.01. | 24 | 1553.99
26.01. | 1 | 1553.99
26.01. | 2 | 1553.99
26.01. | 3 | 1553.99
26.01. | 4 | 1553.99
26.01. | 5 | 1553.99
26.01. | 6 | 1553.99
26.01. | 7 | 1553.99
26.01. | 8 | 1553.99
26.01. | 9 | 1553.99
26.01. | 10 | 1553.99
26.01. | 11 | 1553.99
26.01. | 12 | 1553.99
26.01. | 13 | 1553.99
26.01. | 14 | 1553.99
26.01. | 15 | 1553.99
26.01. | 16 | 1553.99
26.01. | 17 | 1553.99
26.01. | 18 | 1553.99
26.01. | 19 | 1553.99
26.01. | 20 | 1553.99
26.01. | 21 | 1553.99
26.01. | 22 | 1553.99
26.01. | 23 | 1553.99
26.01. | 24 | 1553.99
27.01. | 1 | 1553.99
27.01. | 2 | 1553.99
27.01. | 3 | 1553.99
27.01. | 4 | 1553.99
27.01. | 5 | 1553.99
27.01. | 6 | 1553.99
27.01. | 7 | 1553.99
27.01. | 8 | 1553.99
27.01. | 9 | 1553.99
27.01. | 10 | 1553.99
27.01. | 11 | 1553.99
27.01. | 12 | 1553.99
27.01. | 13 | 1553.99
27.01. | 14 | 1553.99
27.01. | 15 | 1553.99
27.01. | 16 | 1553.99
27.01. | 17 | 1553.99
27.01. | 18 | 1553.99
27.01. | 19 | 1553.99
27.01. | 20 | 1553.99
27.01. | 21 | 1553.99
27.01. | 22 | 1553.99
27.01. | 23 | 1553.99
27.01. | 24 | 1553.99
28.01. | 1 | 1553.99
28.01. | 2 | 1553.99
28.01. | 3 | 1553.99
28.01. | 4 | 1553.99
28.01. | 5 | 1553.99
28.01. | 6 | 1553.99
28.01. | 7 | 1553.99
28.01. | 8 | 1553.99
28.01. | 9 | 1553.99
28.01. | 10 | 1553.99
28.01. | 11 | 1553.99
28.01. | 12 | 1553.99
28.01. | 13 | 1553.99
28.01. | 14 | 1553.99
28.01. | 15 | 1553.99
28.01. | 16 | 1553.99
28.01. | 17 | 1553.99
28.01. | 18 | 1553.99
28.01. | 19 | 1553.99
28.01. | 20 | 1553.99
28.01. | 21 | 1553.99
28.01. | 22 | 1553.99
28.01. | 23 | 1553.99
28.01. | 24 | 1553.99
29.01. | 1 | 1553.99
29.01. | 2 | 1553.99
29.01. | 3 | 1553.99
29.01. | 4 | 1553.99
29.01. | 5 | 1553.99
29.01. | 6 | 1553.99
29.01. | 7 | 1553.99
29.01. | 8 | 1553.99
29.01. | 9 | 1553.99
29.01. | 10 | 1553.99
29.01. | 11 | 1553.99
29.01. | 12 | 1553.99
29.01. | 13 | 1553.99
29.01. | 14 | 1553.99
29.01. | 15 | 1553.99
29.01. | 16 | 1553.99
29.01. | 17 | 1553.99
29.01. | 18 | 1553.99
29.01. | 19 | 1553.99
29.01. | 20 | 1553.99
29.01. | 21 | 1553.99
29.01. | 22 | 1553.99
29.01. | 23 | 1553.99
29.01. | 24 | 1553.99
30.01. | 1 | 1553.99
30.01. | 2 | 1553.99
30.01. | 3 | 1553.99
30.01. | 4 | 1553.99
30.01. | 5 | 1553.99
30.01. | 6 | 1553.99
30.01. | 7 | 1553.99
30.01. | 8 | 1553.99
30.01. | 9 | 1553.99
30.01. | 10 | 1553.99
30.01. | 11 | 1553.99
30.01. | 12 | 1553.99
30.01. | 13 | 1553.99
30.01. | 14 | 1553.99
30.01. | 15 | 1553.99
30.01. | 16 | 1553.99
30.01. | 17 | 1553.99
30.01. | 18 | 1553.99
30.01. | 19 | 1553.99
30.01. | 20 | 1553.99
30.01. | 21 | 1553.99
30.01. | 22 | 1553.99
30.01. | 23 | 1553.99
30.01. | 24 | 1553.99
31.01. | 1 | 1553.99
31.01. | 2 | 1553.99
31.01. | 3 | 1553.99
31.01. | 4 | 1553.99
31.01. | 5 | 1553.99
31.01. | 6 | 1553.99
31.01. | 7 | 1553.99
31.01. | 8 | 1553.99
31.01. | 9 | 1553.99
31.01. | 10 | 1553.99
31.01. | 11 | 1553.99
31.01. | 12 | 1553.99
31.01. | 13 | 1553.99
31.01. | 14 | 1553.99
31.01. | 15 | 1553.99
31.01. | 16 | 1553.99
31.01. | 17 | 1553.99
31.01. | 18 | 1553.99
31.01. | 19 | 1553.99
31.01. | 20 | 1553.99
31.01. | 21 | 1553.99
31.01. | 22 | 1553.99
31.01. | 23 | 1553.99
31.01. | 24 | 1553.99
01.02. | 1 | 1553.99
01.02. | 2 | 1553.99
01.02. | 3 | 1553.99
01.02. | 4 | 1553.99
01.02. | 5 | 1553.99
01.02. | 6 | 1553.99
01.02. | 7 | 1553.99
01.02. | 8 | 1553.99
01.02. | 9 | 1553.99
01.02. | 10 | 1553.99
01.02. | 11 | 1553.99
01.02. | 12 | 1553.99
01.02. | 13 | 1553.99
01.02. | 14 | 1553.99
01.02. | 15 | 1553.99
01.02. | 16 | 1553.99
01.02. | 17 | 1553.99
01.02. | 18 | 1553.99
01.02. | 19 | 1553.99
01.02. | 20 | 1553.99
01.02. | 21 | 1553.99
01.02. | 22 | 1553.99
01.02. | 23 | 1553.99
01.02. | 24 | 1553.99
02.02. | 1 | 1553.99
02.02. | 2 | 1553.99
02.02. | 3 | 1553.99
02.02. | 4 | 1553.99
02.02. | 5 | 1553.99
02.02. | 6 | 1553.99
02.02. | 7 | 1553.99
02.02. | 8 | 1553.99
02.02. | 9 | 1553.99
02.02. | 10 | 1553.99
02.02. | 11 | 1553.99
02.02. | 12 | 1553.99
02.02. | 13 | 1553.99
02.02. | 14 | 1553.99
02.02. | 15 | 1553.99
02.02. | 16 | 1553.99
02.02. | 17 | 1553.99
02.02. | 18 | 1553.99
02.02. | 19 | 1553.99
02.02. | 20 | 1553.99
02.02. | 21 | 1553.99
02.02. | 22 | 1553.99
02.02. | 23 | 1553.99
02.02. | 24 | 1553.99
03.02. | 1 | 1553.99
03.02. | 2 | 1553.99
03.02. | 3 | 1553.99
03.02. | 4 | 1553.99
03.02. | 5 | 1553.99
03.02. | 6 | 1553.99
03.02. | 7 | 1553.99
03.02. | 8 | 1553.99
03.02. | 9 | 1553.99
03.02. | 10 | 1553.99
03.02. | 11 | 1553.99
03.02. | 12 | 1553.99
03.02. | 13 | 1553.99
03.02. | 14 | 1553.99
03.02. | 15 | 1553.99
03.02. | 16 | 1553.99
03.02. | 17 | 1553.99
03.02. | 18 | 1553.99
03.02. | 19 | 1553.99
03.02. | 20 | 1553.99
03.02. | 21 | 1553.99
03.02. | 22 | 1553.99
03.02. | 23 | 1553.99
03.02. | 24 | 1553.99
04.02. | 1 | 1553.99
04.02. | 2 | 1553.99
04.02. | 3 | 1553.99
04.02. | 4 | 1553.99
04.02. | 5 | 1553.99
04.02. | 6 | 1553.99
04.02. | 7 | 1553.99
04.02. | 8 | 1553.99
04.02. | 9 | 1553.99
04.02. | 10 | 1553.99
04.02. | 11 | 1553.99
04.02. | 12 | 1553.99
04.02. | 13 | 1553.99
04.02. | 14 | 1553.99
04.02. | 15 | 1553.99
04.02. | 16 | 1553.99
04.02. | 17 | 1553.99
04.02. | 18 | 1553.99
04.02. | 19 | 1553.99
04.02. | 20 | 1553.99
04.02. | 21 | 1553.99
04.02. | 22 | 1553.99
04.02. | 23 | 1553.99
04.02. | 24 | 1553.99
05.02. | 1 | 1553.99
05.02. | 2 | 1553.99
05.02. | 3 | 1553.99
05.02. | 4 | 1553.99
05.02. | 5 | 1553.99
05.02. | 6 | 1553.99
05.02. | 7 | 1553.99
05.02. | 8 | 1553.99
05.02. | 9 | 1553.99
05.02. | 10 | 1553.99
05.02. | 11 | 1553.99
05.02. | 12 | 1553.99
05.02. | 13 | 1553.99
05.02. | 14 | 1553.99
05.02. | 15 | 1553.99
05.02. | 16 | 1553.99
05.02. | 17 | 1553.99
05.02. | 18 | 1553.99
05.02. | 19 | 1553.99
05.02. | 20 | 1553.99
05.02. | 21 | 1553.99
05.02. | 22 | 1553.99
05.02. | 23 | 1553.99
05.02. | 24 | 1553.99
06.02. | 1 | 1553.99
06.02. | 2 | 1553.99
06.02. | 3 | 1553.99
06.02. | 4 | 1553.99
06.02. | 5 | 1553.99
06.02. | 6 | 1553.99
06.02. | 7 | 1553.99
06.02. | 8 | 1553.99
06.02. | 9 | 1553.99
06.02. | 10 | 1553.99
06.02. | 11 | 1553.99
06.02. | 12 | 1553.99
06.02. | 13 | 1553.99
06.02. | 14 | 1553.99
06.02. | 15 | 1553.99
06.02. | 16 | 1553.99
06.02. | 17 | 1553.99
06.02. | 18 | 1553.99
06.02. | 19 | 1553.99
06.02. | 20 | 1553.99
06.02. | 21 | 1553.99
06.02. | 22 | 1553.99
06.02. | 23 | 1553.99
06.02. | 24 | 1553.99
07.02. | 1 | 1553.99
07.02. | 2 | 1553.99
07.02. | 3 | 1553.99
07.02. | 4 | 1553.99
07.02. | 5 | 1553.99
07.02. | 6 | 1553.99
07.02. | 7 | 1553.99
07.02. | 8 | 1553.99
07.02. | 9 | 1553.99
07.02. | 10 | 1553.99
07.02. | 11 | 1553.99
07.02. | 12 | 1553.99
07.02. | 13 | 1553.99
07.02. | 14 | 1553.99
07.02. | 15 | 1553.99
07.02. | 16 | 1553.99
07.02. | 17 | 1553.99
07.02. | 18 | 1553.99
07.02. | 19 | 1553.99
07.02. | 20 | 1553.99
07.02. | 21 | 1553.99
07.02. | 22 | 1553.99
07.02. | 23 | 1553.99
07.02. | 24 | 1553.99
08.02. | 1 | 1553.99
08.02. | 2 | 1553.99
08.02. | 3 | 1553.99
08.02. | 4 | 1553.99
08.02. | 5 | 1553.99
08.02. | 6 | 1553.99
08.02. | 7 | 1553.99
08.02. | 8 | 1553.99
08.02. | 9 | 1553.99
08.02. | 10 | 1553.99
08.02. | 11 | 1553.99
08.02. | 12 | 1553.99
08.02. | 13 | 1553.99
08.02. | 14 | 1553.99
08.02. | 15 | 1553.99
08.02. | 16 | 1553.99
08.02. | 17 | 1553.99
08.02. | 18 | 1553.99
08.02. | 19 | 1553.99
08.02. | 20 | 1553.99
08.02. | 21 | 1553.99
08.02. | 22 | 1553.99
08.02. | 23 | 1553.99
08.02. | 24 | 1553.99
09.02. | 1 | 1553.99
09.02. | 2 | 1553.99
09.02. | 3 | 1553.99
09.02. | 4 | 1553.99
09.02. | 5 | 1553.99
09.02. | 6 | 1553.99
09.02. | 7 | 1553.99
09.02. | 8 | 1553.99
09.02. | 9 | 1553.99
09.02. | 10 | 1553.99
09.02. | 11 | 1553.99
09.02. | 12 | 1553.99
09.02. | 13 | 1553.99
09.02. | 14 | 1553.99
09.02. | 15 | 1553.99
09.02. | 16 | 1553.99
09.02. | 17 | 1553.99
09.02. | 18 | 1553.99
09.02. | 19 | 1553.99
09.02. | 20 | 1553.99
09.02. | 21 | 1553.99
09.02. | 22 | 1553.99
09.02. | 23 | 1553.99
09.02. | 24 | 1553.99
10.02. | 1 | 1553.99
10.02. | 2 | 1553.99
10.02. | 3 | 1553.99
10.02. | 4 | 1553.99
10.02. | 5 | 1553.99
10.02. | 6 | 1553.99
10.02. | 7 | 1553.99
10.02. | 8 | 1553.99
10.02. | 9 | 1553.99
10.02. | 10 | 1553.99
10.02. | 11 | 1553.99
10.02. | 12 | 1553.99
10.02. | 13 | 1553.99
10.02. | 14 | 1553.99
10.02. | 15 | 1553.99
10.02. | 16 | 1553.99
10.02. | 17 | 1553.99
10.02. | 18 | 1553.99
10.02. | 19 | 1553.99
10.02. | 20 | 1553.99
10.02. | 21 | 1553.99
10.02. | 22 | 1553.99
10.02. | 23 | 1553.99
10.02. | 24 | 1553.99
11.02. | 1 | 1553.99
11.02. | 2 | 1553.99
11.02. | 3 | 1553.99
11.02. | 4 | 1553.99
11.02. | 5 | 1553.99
11.02. | 6 | 1553.99
11.02. | 7 | 1553.99
11.02. | 8 | 1553.99
11.02. | 9 | 1553.99
11.02. | 10 | 1553.99
11.02. | 11 | 1553.99
11.02. | 12 | 1553.99
11.02. | 13 | 1553.99
11.02. | 14 | 1553.99
11.02. | 15 | 1553.99
11.02. | 16 | 1553.99
11.02. | 17 | 1553.99
11.02. | 18 | 1553.99
11.02. | 19 | 1553.99
11.02. | 20 | 1553.99
11.02. | 21 | 1553.99
11.02. | 22 | 1553.99
11.02. | 23 | 1553.99
11.02. | 24 | 1553.99
12.02. | 1 | 1553.99
12.02. | 2 | 1553.99
12.02. | 3 | 1553.99
12.02. | 4 | 1553.99
12.02. | 5 | 1553.99
12.02. | 6 | 1553.99
12.02. | 7 | 1553.99
12.02. | 8 | 1553.99
12.02. | 9 | 1553.99
12.02. | 10 | 1553.99
12.02. | 11 | 1553.99
12.02. | 12 | 1553.99
12.02. | 13 | 1553.99
12.02. | 14 | 1553.99
12.02. | 15 | 1553.99
12.02. | 16 | 1553.99
12.02. | 17 | 1553.99
12.02. | 18 | 1553.99
12.02. | 19 | 1553.99
12.02. | 20 | 1553.99
12.02. | 21 | 1553.99
12.02. | 22 | 1553.99
12.02. | 23 | 1553.99
12.02. | 24 | 1553.99
13.02. | 1 | 1553.99
13.02. | 2 | 1553.99
13.02. | 3 | 1553.99
13.02. | 4 | 1553.99
13.02. | 5 | 1553.99
13.02. | 6 | 1553.99
13.02. | 7 | 1553.99
13.02. | 8 | 1553.99
13.02. | 9 | 1553.99
13.02. | 10 | 1553.99
13.02. | 11 | 1553.99
13.02. | 12 | 1553.99
13.02. | 13 | 1553.99
13.02. | 14 | 1553.99
13.02. | 15 | 1553.99
13.02. | 16 | 1553.99
13.02. | 17 | 1553.99
13.02. | 18 | 1553.99
13.02. | 19 | 1553.99
13.02. | 20 | 1553.99
13.02. | 21 | 1553.99
13.02. | 22 | 1553.99
13.02. | 23 | 1553.99
13.02. | 24 | 1553.99
14.02. | 1 | 1553.99
14.02. | 2 | 1553.99
14.02. | 3 | 1553.99
14.02. | 4 | 1553.99
14.02. | 5 | 1553.99
14.02. | 6 | 1553.99
14.02. | 7 | 1553.99
14.02. | 8 | 1553.99
14.02. | 9 | 1553.99
14.02. | 10 | 1553.99
14.02. | 11 | 1553.99
14.02. | 12 | 1553.99
14.02. | 13 | 1553.99
14.02. | 14 | 1553.99
14.02. | 15 | 1553.99
14.02. | 16 | 1553.99
14.02. | 17 | 1553.99
14.02. | 18 | 1553.99
14.02. | 19 | 1553.99
14.02. | 20 | 1553.99
14.02. | 21 | 1553.99
14.02. | 22 | 1553.99
14.02. | 23 | 1553.99
14.02. | 24 | 1553.99
15.02. | 1 | 1553.99
15.02. | 2 | 1553.99
15.02. | 3 | 1553.99
15.02. | 4 | 1553.99
15.02. | 5 | 1553.99
15.02. | 6 | 1553.99
15.02. | 7 | 1553.99
15.02. | 8 | 1553.99
15.02. | 9 | 1553.99
15.02. | 10 | 1553.99
15.02. | 11 | 1553.99
15.02. | 12 | 1553.99
15.02. | 13 | 1553.99
15.02. | 14 | 1553.99
15.02. | 15 | 1553.99
15.02. | 16 | 1553.99
15.02. | 17 | 1553.99
15.02. | 18 | 1553.99
15.02. | 19 | 1553.99
15.02. | 20 | 1553.99
15.02. | 21 | 1553.99
15.02. | 22 | 1553.99
15.02. | 23 | 1553.99
15.02. | 24 | 1553.99
16.02. | 1 | 1553.99
16.02. | 2 | 1553.99
16.02. | 3 | 1553.99
16.02. | 4 | 1553.99
16.02. | 5 | 1553.99
16.02. | 6 | 1553.99
16.02. | 7 | 1553.99
16.02. | 8 | 1553.99
16.02. | 9 | 1553.99
16.02. | 10 | 1553.99
16.02. | 11 | 1553.99
16.02. | 12 | 1553.99
16.02. | 13 | 1553.99
16.02. | 14 | 1553.99
16.02. | 15 | 1553.99
16.02. | 16 | 1553.99
16.02. | 17 | 1553.99
16.02. | 18 | 1553.99
16.02. | 19 | 1553.99
16.02. | 20 | 1553.99
16.02. | 21 | 1553.99
16.02. | 22 | 1553.99
16.02. | 23 | 1553.99
16.02. | 24 | 1553.99
17.02. | 1 | 1553.99
17.02. | 2 | 1553.99
17.02. | 3 | 1553.99
17.02. | 4 | 1553.99
17.02. | 5 | 1553.99
17.02. | 6 | 1553.99
17.02. | 7 | 1553.99
17.02. | 8 | 1553.99
17.02. | 9 | 1553.99
17.02. | 10 | 1553.99
17.02. | 11 | 1553.99
17.02. | 12 | 1553.99
17.02. | 13 | 1553.99
17.02. | 14 | 1553.99
17.02. | 15 | 1553.99
17.02. | 16 | 1553.99
17.02. | 17 | 1553.99
17.02. | 18 | 1553.99
17.02. | 19 | 1553.99
17.02. | 20 | 1553.99
17.02. | 21 | 1553.99
17.02. | 22 | 1553.99
17.02. | 23 | 1553.99
17.02. | 24 | 1553.99
18.02. | 1 | 1553.99
18.02. | 2 | 1553.99
18.02. | 3 | 1553.99
18.02. | 4 | 1553.99
18.02. | 5 | 1553.99
18.02. | 6 | 1553.99
18.02. | 7 | 1553.99
18.02. | 8 | 1553.99
18.02. | 9 | 1553.99
18.02. | 10 | 1553.99
18.02. | 11 | 1553.99
18.02. | 12 | 1553.99
18.02. | 13 | 1553.99
18.02. | 14 | 1553.99
18.02. | 15 | 1553.99
18.02. | 16 | 1553.99
18.02. | 17 | 1553.99
18.02. | 18 | 1553.99
18.02. | 19 | 1553.99
18.02. | 20 | 1553.99
18.02. | 21 | 1553.99
18.02. | 22 | 1553.99
18.02. | 23 | 1553.99
18.02. | 24 | 1553.99
19.02. | 1 | 1553.99
19.02. | 2 | 1553.99
19.02. | 3 | 1553.99
19.02. | 4 | 1553.99
19.02. | 5 | 1553.99
19.02. | 6 | 1553.99
19.02. | 7 | 1553.99
19.02. | 8 | 1553.99
19.02. | 9 | 1553.99
19.02. | 10 | 1553.99
19.02. | 11 | 1553.99
19.02. | 12 | 1553.99
19.02. | 13 | 1553.99
19.02. | 14 | 1553.99
19.02. | 15 | 1553.99
19.02. | 16 | 1553.99
19.02. | 17 | 1553.99
19.02. | 18 | 1553.99
19.02. | 19 | 1553.99
19.02. | 20 | 1553.99
19.02. | 21 | 1553.99
19.02. | 22 | 1553.99
19.02. | 23 | 1553.99
19.02. | 24 | 1553.99
20.02. | 1 | 1553.99
20.02. | 2 | 1553.99
20.02. | 3 | 1553.99
20.02. | 4 | 1553.99
20.02. | 5 | 1553.99
20.02. | 6 | 1553.99
20.02. | 7 | 1553.99
20.02. | 8 | 1553.99
20.02. | 9 | 1553.99
20.02. | 10 | 1553.99
20.02. | 11 | 1553.99
20.02. | 12 | 1553.99
20.02. | 13 | 1553.99
20.02. | 14 | 1553.99
20.02. | 15 | 1553.99
20.02. | 16 | 1553.99
20.02. | 17 | 1553.99
20.02. | 18 | 1553.99
20.02. | 19 | 1553.99
20.02. | 20 | 1553.99
20.02. | 21 | 1553.99
20.02. | 22 | 1553.99
20.02. | 23 | 1553.99
20.02. | 24 | 1553.99
21.02. | 1 | 1553.99
21.02. | 2 | 1553.99
21.02. | 3 | 1553.99
21.02. | 4 | 1553.99
21.02. | 5 | 1553.99
21.02. | 6 | 1553.99
21.02. | 7 | 1553.99
21.02. | 8 | 1553.99
21.02. | 9 | 1553.99
21.02. | 10 | 1553.99
21.02. | 11 | 1553.99
21.02. | 12 | 1553.99
21.02. | 13 | 1553.99
21.02. | 14 | 1553.99
21.02. | 15 | 1553.99
21.02. | 16 | 1553.99
21.02. | 17 | 1553.99
21.02. | 18 | 1553.99
21.02. | 19 | 1553.99
21.02. | 20 | 1553.99
21.02. | 21 | 1553.99
21.02. | 22 | 1553.99
21.02. | 23 | 1553.99
21.02. | 24 | 1553.99
22.02. | 1 | 1553.99
22.02. | 2 | 1553.99
22.02. | 3 | 1553.99
22.02. | 4 | 1553.99
22.02. | 5 | 1553.99
22.02. | 6 | 1553.99
22.02. | 7 | 1553.99
22.02. | 8 | 1553.99
22.02. | 9 | 1553.99
22.02. | 10 | 1553.99
22.02. | 11 | 1553.99
22.02. | 12 | 1553.99
22.02. | 13 | 1553.99
22.02. | 14 | 1553.99
22.02. | 15 | 1553.99
22.02. | 16 | 1553.99
22.02. | 17 | 1553.99
22.02. | 18 | 1553.99
22.02. | 19 | 1553.99
22.02. | 20 | 1553.99
22.02. | 21 | 1553.99
22.02. | 22 | 1553.99
22.02. | 23 | 1553.99
22.02. | 24 | 1553.99
23.02. | 1 | 1553.99
23.02. | 2 | 1553.99
23.02. | 3 | 1553.99
23.02. | 4 | 1553.99
23.02. | 5 | 1553.99
23.02. | 6 | 1553.99
23.02. | 7 | 1553.99
23.02. | 8 | 1553.99
23.02. | 9 | 1553.99
23.02. | 10 | 1553.99
23.02. | 11 | 1553.99
23.02. | 12 | 1553.99
23.02. | 13 | 1553.99
23.02. | 14 | 1553.99
23.02. | 15 | 1553.99
23.02. | 16 | 1553.99
23.02. | 17 | 1553.99
23.02. | 18 | 1553.99
23.02. | 19 | 1553.99
23.02. | 20 | 1553.99
23.02. | 21 | 1553.99
23.02. | 22 | 1553.99
23.02. | 23 | 1553.99
23.02. | 24 | 1553.99
24.02. | 1 | 1553.99
24.02. | 2 | 1553.99
24.02. | 3 | 1553.99
24.02. | 4 | 1553.99
24.02. | 5 | 1553.99
24.02. | 6 | 1553.99
24.02. | 7 | 1553.99
24.02. | 8 | 1553.99
24.02. | 9 | 1553.99
24.02. | 10 | 1553.99
24.02. | 11 | 1553.99
24.02. | 12 | 1553.99
24.02. | 13 | 1553.99
24.02. | 14 | 1553.99
24.02. | 15 | 1553.99
24.02. | 16 | 1553.99
24.02. | 17 | 1553.99
24.02. | 18 | 1553.99
24.02. | 19 | 1553.99
24.02. | 20 | 1553.99
24.02. | 21 | 1553.99
24.02. | 22 | 1553.99
24.02. | 23 | 1553.99
24.02. | 24 | 1553.99
25.02. | 1 | 1553.99
25.02. | 2 | 1553.99
25.02. | 3 | 1553.99
25.02. | 4 | 1553.99
25.02. | 5 | 1553.99
25.02. | 6 | 1553.99
25.02. | 7 | 1553.99
25.02. | 8 | 1553.99
25.02. | 9 | 1553.99
25.02. | 10 | 1553.99
25.02. | 11 | 1553.99
25.02. | 12 | 1553.99
25.02. | 13 | 1553.99
25.02. | 14 | 1553.99
25.02. | 15 | 1553.99
25.02. | 16 | 1553.99
25.02. | 17 | 1553.99
25.02. | 18 | 1553.99
25.02. | 19 | 1553.99
25.02. | 20 | 1553.99
25.02. | 21 | 1553.99
25.02. | 22 | 1553.99
25.02. | 23 | 1553.99
25.02. | 24 | 1553.99
26.02. | 1 | 1553.99
26.02. | 2 | 1553.99
26.02. | 3 | 1553.99
26.02. | 4 | 1553.99
26.02. | 5 | 1553.99
26.02. | 6 | 1553.99
26.02. | 7 | 1553.99
26.02. | 8 | 1553.99
26.02. | 9 | 1553.99
26.02. | 10 | 1553.99
26.02. | 11 | 1553.99
26.02. | 12 | 1553.99
26.02. | 13 | 1553.99
26.02. | 14 | 1553.99
26.02. | 15 | 1553.99
26.02. | 16 | 1553.99
26.02. | 17 | 1553.99
26.02. | 18 | 1553.99
26.02. | 19 | 1553.99
26.02. | 20 | 1553.99
26.02. | 21 | 1553.99
26.02. | 22 | 1553.99
26.02. | 23 | 1553.99
26.02. | 24 | 1553.99
27.02. | 1 | 1553.99
27.02. | 2 | 1553.99
27.02. | 3 | 1553.99
27.02. | 4 | 1553.99
27.02. | 5 | 1553.99
27.02. | 6 | 1553.99
27.02. | 7 | 1553.99
27.02. | 8 | 1553.99
27.02. | 9 | 1553.99
27.02. | 10 | 1553.99
27.02. | 11 | 1553.99
27.02. | 12 | 1553.99
27.02. | 13 | 1553.99
27.02. | 14 | 1553.99
27.02. | 15 | 1553.99
27.02. | 16 | 1553.99
27.02. | 17 | 1553.99
27.02. | 18 | 1553.99
27.02. | 19 | 1553.99
27.02. | 20 | 1553.99
27.02. | 21 | 1553.99
27.02. | 22 | 1553.99
27.02. | 23 | 1553.99
27.02. | 24 | 1553.99
28.02. | 1 | 1553.99
28.02. | 2 | 1553.99
28.02. | 3 | 1553.99
28.02. | 4 | 1553.99
28.02. | 5 | 1553.99
28.02. | 6 | 1553.99
28.02. | 7 | 1553.99
28.02. | 8 | 1553.99
28.02. | 9 | 1553.99
28.02. | 10 | 1553.99
28.02. | 11 | 1553.99
28.02. | 12 | 1553.99
28.02. | 13 | 1553.99
28.02. | 14 | 1553.99
28.02. | 15 | 1553.99
28.02. | 16 | 1553.99
28.02. | 17 | 1553.99
28.02. | 18 | 1553.99
28.02. | 19 | 1553.99
28.02. | 20 | 1553.99
28.02. | 21 | 1553.99
28.02. | 22 | 1553.99
28.02. | 23 | 1553.99
28.02. | 24 | 1553.99
01.03. | 1 | 1553.99
01.03. | 2 | 1553.99
01.03. | 3 | 1553.99
01.03. | 4 | 1553.99
01.03. | 5 | 1553.99
01.03. | 6 | 1553.99
01.03. | 7 | 1553.99
01.03. | 8 | 1553.99
01.03. | 9 | 1553.99
01.03. | 10 | 1553.99
01.03. | 11 | 1553.99
01.03. | 12 | 1553.99
01.03. | 13 | 1553.99
01.03. | 14 | 1553.99
01.03. | 15 | 1553.99
01.03. | 16 | 1553.99
01.03. | 17 | 1553.99
01.03. | 18 | 1553.99
01.03. | 19 | 1553.99
01.03. | 20 | 1553.99
01.03. | 21 | 1553.99
01.03. | 22 | 1553.99
01.03. | 23 | 1553.99
01.03. | 24 | 1553.99
02.03. | 1 | 1553.99
02.03. | 2 | 1553.99
02.03. | 3 | 1553.99
02.03. | 4 | 1553.99
02.03. | 5 | 1553.99
02.03. | 6 | 1553.99
02.03. | 7 | 1553.99
02.03. | 8 | 1553.99
02.03. | 9 | 1553.99
02.03. | 10 | 1553.99
02.03. | 11 | 1553.99
02.03. | 12 | 1553.99
02.03. | 13 | 1553.99
02.03. | 14 | 1553.99
02.03. | 15 | 1553.99
02.03. | 16 | 1553.99
02.03. | 17 | 1553.99
02.03. | 18 | 1553.99
02.03. | 19 | 1553.99
02.03. | 20 | 1553.99
02.03. | 21 | 1553.99
02.03. | 22 | 1553.99
02.03. | 23 | 1553.99
02.03. | 24 | 1553.99
03.03. | 1 | 1553.99
03.03. | 2 | 1553.99
03.03. | 3 | 1553.99
03.03. | 4 | 1553.99
03.03. | 5 | 1553.99
03.03. | 6 | 1553.99
03.03. | 7 | 1553.99
03.03. | 8 | 1553.99
03.03. | 9 | 1553.99
03.03. | 10 | 1553.99
03.03. | 11 | 1553.99
03.03. | 12 | 1553.99
03.03. | 13 | 1553.99
03.03. | 14 | 1553.99
03.03. | 15 | 1553.99
03.03. | 16 | 1553.99
03.03. | 17 | 1553.99
03.03. | 18 | 1553.99
03.03. | 19 | 1553.99
03.03. | 20 | 1553.99
03.03. | 21 | 1553.99
03.03. | 22 | 1553.99
03.03. | 23 | 1553.99
03.03. | 24 | 1553.99
04.03. | 1 | 1553.99
04.03. | 2 | 1553.99
04.03. | 3 | 1553.99
04.03. | 4 | 1553.99
04.03. | 5 | 1553.99
04.03. | 6 | 1553.99
04.03. | 7 | 1553.99
04.03. | 8 | 1553.99
04.03. | 9 | 1553.99
04.03. | 10 | 1553.99
04.03. | 11 | 1553.99
04.03. | 12 | 1553.99
04.03. | 13 | 1553.99
04.03. | 14 | 1553.99
04.03. | 15 | 1553.99
04.03. | 16 | 1553.99
04.03. | 17 | 1553.99
04.03. | 18 | 1553.99
04.03. | 19 | 1553.99
04.03. | 20 | 1553.99
04.03. | 21 | 1553.99
04.03. | 22 | 1553.99
04.03. | 23 | 1553.99
04.03. | 24 | 1553.99
05.03. | 1 | 1553.99
05.03. | 2 | 1553.99
05.03. | 3 | 1553.99
05.03. | 4 | 1553.99
05.03. | 5 | 1553.99
05.03. | 6 | 1553.99
05.03. | 7 | 1553.99
05.03. | 8 | 1553.99
05.03. | 9 | 1553.99
05.03. | 10 | 1553.99
05.03. | 11 | 1553.99
05.03. | 12 | 1553.99
05.03. | 13 | 1553.99
05.03. | 14 | 1553.99
05.03. | 15 | 1553.99
05.03. | 16 | 1553.99
05.03. | 17 | 1553.99
05.03. | 18 | 1553.99
05.03. | 19 | 1553.99
05.03. | 20 | 1553.99
05.03. | 21 | 1553.99
05.03. | 22 | 1553.99
05.03. | 23 | 1553.99
05.03. | 24 | 1553.99
06.03. | 1 | 1553.99
06.03. | 2 | 1553.99
06.03. | 3 | 1553.99
06.03. | 4 | 1553.99
06.03. | 5 | 1553.99
06.03. | 6 | 1553.99
06.03. | 7 | 1553.99
06.03. | 8 | 1553.99
06.03. | 9 | 1553.99
06.03. | 10 | 1553.99
06.03. | 11 | 1553.99
06.03. | 12 | 1553.99
06.03. | 13 | 1553.99
06.03. | 14 | 1553.99
06.03. | 15 | 1553.99
06.03. | 16 | 1553.99
06.03. | 17 | 1553.99
06.03. | 18 | 1553.99
06.03. | 19 | 1553.99
06.03. | 20 | 1553.99
06.03. | 21 | 1553.99
06.03. | 22 | 1553.99
06.03. | 23 | 1553.99
06.03. | 24 | 1553.99
07.03. | 1 | 1553.99
07.03. | 2 | 1553.99
07.03. | 3 | 1553.99
07.03. | 4 | 1553.99
07.03. | 5 | 1553.99
07.03. | 6 | 1553.99
07.03. | 7 | 1553.99
07.03. | 8 | 1553.99
07.03. | 9 | 1553.99
07.03. | 10 | 1553.99
07.03. | 11 | 1553.99
07.03. | 12 | 1553.99
07.03. | 13 | 1553.99
07.03. | 14 | 1553.99
07.03. | 15 | 1553.99
07.03. | 16 | 1553.99
07.03. | 17 | 1553.99
07.03. | 18 | 1553.99
07.03. | 19 | 1553.99
07.03. | 20 | 1553.99
07.03. | 21 | 1553.99
07.03. | 22 | 1553.99
07.03. | 23 | 1553.99
07.03. | 24 | 1553.99
08.03. | 1 | 1553.99
08.03. | 2 | 1553.99
08.03. | 3 | 1553.99
08.03. | 4 | 1553.99
08.03. | 5 | 1553.99
08.03. | 6 | 1553.99
08.03. | 7 | 1553.99
08.03. | 8 | 1553.99
08.03. | 9 | 1553.99
08.03. | 10 | 1553.99
08.03. | 11 | 1553.99
08.03. | 12 | 1553.99
08.03. | 13 | 1553.99
08.03. | 14 | 1553.99
08.03. | 15 | 1553.99
08.03. | 16 | 1553.99
08.03. | 17 | 1553.99
08.03. | 18 | 1553.99
08.03. | 19 | 1553.99
08.03. | 20 | 1553.99
08.03. | 21 | 1553.99
08.03. | 22 | 1553.99
08.03. | 23 | 1553.99
08.03. | 24 | 1553.99
09.03. | 1 | 1553.99
09.03. | 2 | 1553.99
09.03. | 3 | 1553.99
09.03. | 4 | 1553.99
09.03. | 5 | 1553.99
09.03. | 6 | 1553.99
09.03. | 7 | 1553.99
09.03. | 8 | 1553.99
09.03. | 9 | 1553.99
09.03. | 10 | 1553.99
09.03. | 11 | 1553.99
09.03. | 12 | 1553.99
09.03. | 13 | 1553.99
09.03. | 14 | 1553.99
09.03. | 15 | 1553.99
09.03. | 16 | 1553.99
09.03. | 17 | 1553.99
09.03. | 18 | 1553.99
09.03. | 19 | 1553.99
09.03. | 20 | 1553.99
09.03. | 21 | 1553.99
09.03. | 22 | 1553.99
09.03. | 23 | 1553.99
09.03. | 24 | 1553.99
10.03. | 1 | 1553.99
10.03. | 2 | 1553.99
10.03. | 3 | 1553.99
10.03. | 4 | 1553.99
10.03. | 5 | 1553.99
10.03. | 6 | 1553.99
10.03. | 7 | 1553.99
10.03. | 8 | 1553.99
10.03. | 9 | 1553.99
10.03. | 10 | 1553.99
10.03. | 11 | 1553.99
10.03. | 12 | 1553.99
10.03. | 13 | 1553.99
10.03. | 14 | 1553.99
10.03. | 15 | 1553.99
10.03. | 16 | 1553.99
10.03. | 17 | 1553.99
10.03. | 18 | 1553.99
10.03. | 19 | 1553.99
10.03. | 20 | 1553.99
10.03. | 21 | 1553.99
10.03. | 22 | 1553.99
10.03. | 23 | 1553.99
10.03. | 24 | 1553.99
11.03. | 1 | 1553.99
11.03. | 2 | 1553.99
11.03. | 3 | 1553.99
11.03. | 4 | 1553.99
11.03. | 5 | 1553.99
11.03. | 6 | 1553.99
11.03. | 7 | 1553.99
11.03. | 8 | 1553.99
11.03. | 9 | 1553.99
11.03. | 10 | 1553.99
11.03. | 11 | 1553.99
11.03. | 12 | 1553.99
11.03. | 13 | 1553.99
11.03. | 14 | 1553.99
11.03. | 15 | 1553.99
11.03. | 16 | 1553.99
11.03. | 17 | 1553.99
11.03. | 18 | 1553.99
11.03. | 19 | 1553.99
11.03. | 20 | 1553.99
11.03. | 21 | 1553.99
11.03. | 22 | 1553.99
11.03. | 23 | 1553.99
11.03. | 24 | 1553.99
12.03. | 1 | 1553.99
12.03. | 2 | 1553.99
12.03. | 3 | 1553.99
12.03. | 4 | 1553.99
12.03. | 5 | 1553.99
12.03. | 6 | 1553.99
12.03. | 7 | 1553.99
12.03. | 8 | 1553.99
12.03. | 9 | 1553.99
12.03. | 10 | 1553.99
12.03. | 11 | 1553.99
12.03. | 12 | 1553.99
12.03. | 13 | 1553.99
12.03. | 14 | 1553.99
12.03. | 15 | 1553.99
12.03. | 16 | 1553.99
12.03. | 17 | 1553.99
12.03. | 18 | 1553.99
12.03. | 19 | 1553.99
12.03. | 20 | 1553.99
12.03. | 21 | 1553.99
12.03. | 22 | 1553.99
12.03. | 23 | 1553.99
12.03. | 24 | 1553.99
13.03. | 1 | 1553.99
13.03. | 2 | 1553.99
13.03. | 3 | 1553.99
13.03. | 4 | 1553.99
13.03. | 5 | 1553.99
13.03. | 6 | 1553.99
13.03. | 7 | 1553.99
13.03. | 8 | 1553.99
13.03. | 9 | 1553.99
13.03. | 10 | 1553.99
13.03. | 11 | 1553.99
13.03. | 12 | 1553.99
13.03. | 13 | 1553.99
13.03. | 14 | 1553.99
13.03. | 15 | 1553.99
13.03. | 16 | 1553.99
13.03. | 17 | 1553.99
13.03. | 18 | 1553.99
13.03. | 19 | 1553.99
13.03. | 20 | 1553.99
13.03. | 21 | 1553.99
13.03. | 22 | 1553.99
13.03. | 23 | 1553.99
13.03. | 24 | 1553.99
14.03. | 1 | 1553.99
14.03. | 2 | 1553.99
14.03. | 3 | 1553.99
14.03. | 4 | 1553.99
14.03. | 5 | 1553.99
14.03. | 6 | 1553.99
14.03. | 7 | 1553.99
14.03. | 8 | 1553.99
14.03. | 9 | 1553.99
14.03. | 10 | 1553.99
14.03. | 11 | 1553.99
14.03. | 12 | 1553.99
14.03. | 13 | 1553.99
14.03. | 14 | 1553.99
14.03. | 15 | 1553.99
14.03. | 16 | 1553.99
14.03. | 17 | 1553.99
14.03. | 18 | 1553.99
14.03. | 19 | 1553.99
14.03. | 20 | 1553.99
14.03. | 21 | 1553.99
14.03. | 22 | 1553.99
14.03. | 23 | 1553.99
14.03. | 24 | 1553.99
15.03. | 1 | 1553.99
15.03. | 2 | 1553.99
15.03. | 3 | 1553.99
15.03. | 4 | 1553.99
15.03. | 5 | 1553.99
15.03. | 6 | 1553.99
15.03. | 7 | 1553.99
15.03. | 8 | 1553.99
15.03. | 9 | 1553.99
15.03. | 10 | 1553.99
15.03. | 11 | 1553.99
15.03. | 12 | 1553.99
15.03. | 13 | 1553.99
15.03. | 14 | 1553.99
15.03. | 15 | 1553.99
15.03. | 16 | 1553.99
15.03. | 17 | 1553.99
15.03. | 18 | 1553.99
15.03. | 19 | 1553.99
15.03. | 20 | 1553.99
15.03. | 21 | 1553.99
15.03. | 22 | 1553.99
15.03. | 23 | 1553.99
15.03. | 24 | 1553.99
16.03. | 1 | 1553.99
16.03. | 2 | 1553.99
16.03. | 3 | 1553.99
16.03. | 4 | 1553.99
16.03. | 5 | 1553.99
16.03. | 6 | 1553.99
16.03. | 7 | 1553.99
16.03. | 8 | 1553.99
16.03. | 9 | 1553.99
16.03. | 10 | 1553.99
16.03. | 11 | 1553.99
16.03. | 12 | 1553.99
16.03. | 13 | 1553.99
16.03. | 14 | 1553.99
16.03. | 15 | 1553.99
16.03. | 16 | 1553.99
16.03. | 17 | 1553.99
16.03. | 18 | 1553.99
16.03. | 19 | 1553.99
16.03. | 20 | 1553.99
16.03. | 21 | 1553.99
16.03. | 22 | 1553.99
16.03. | 23 | 1553.99
16.03. | 24 | 1553.99
17.03. | 1 | 1553.99
17.03. | 2 | 1553.99
17.03. | 3 | 1553.99
17.03. | 4 | 1553.99
17.03. | 5 | 1553.99
17.03. | 6 | 1553.99
17.03. | 7 | 1553.99
17.03. | 8 | 1553.99
17.03. | 9 | 1553.99
17.03. | 10 | 1553.99
17.03. | 11 | 1553.99
17.03. | 12 | 1553.99
17.03. | 13 | 1553.99
17.03. | 14 | 1553.99
17.03. | 15 | 1553.99
17.03. | 16 | 1553.99
17.03. | 17 | 1553.99
17.03. | 18 | 1553.99
17.03. | 19 | 1553.99
17.03. | 20 | 1553.99
17.03. | 21 | 1553.99
17.03. | 22 | 1553.99
17.03. | 23 | 1553.99
17.03. | 24 | 1553.99
18.03. | 1 | 1553.99
18.03. | 2 | 1553.99
18.03. | 3 | 1553.99
18.03. | 4 | 1553.99
18.03. | 5 | 1553.99
18.03. | 6 | 1553.99
18.03. | 7 | 1553.99
18.03. | 8 | 1553.99
18.03. | 9 | 1553.99
18.03. | 10 | 1553.99
18.03. | 11 | 1553.99
18.03. | 12 | 1553.99
18.03. | 13 | 1553.99
18.03. | 14 | 1553.99
18.03. | 15 | 1553.99
18.03. | 16 | 1553.99
18.03. | 17 | 1553.99
18.03. | 18 | 1553.99
18.03. | 19 | 1553.99
18.03. | 20 | 1553.99
18.03. | 21 | 1553.99
18.03. | 22 | 1553.99
18.03. | 23 | 1553.99
18.03. | 24 | 1553.99
19.03. | 1 | 1553.99
19.03. | 2 | 1553.99
19.03. | 3 | 1553.99
19.03. | 4 | 1553.99
19.03. | 5 | 1553.99
19.03. | 6 | 1553.99
19.03. | 7 | 1553.99
19.03. | 8 | 1553.99
19.03. | 9 | 1553.99
19.03. | 10 | 1553.99
19.03. | 11 | 1553.99
19.03. | 12 | 1553.99
19.03. | 13 | 1553.99
19.03. | 14 | 1553.99
19.03. | 15 | 1553.99
19.03. | 16 | 1553.99
19.03. | 17 | 1553.99
19.03. | 18 | 1553.99
19.03. | 19 | 1553.99
19.03. | 20 | 1553.99
19.03. | 21 | 1553.99
19.03. | 22 | 1553.99
19.03. | 23 | 1553.99
19.03. | 24 | 1553.99
20.03. | 1 | 1553.99
20.03. | 2 | 1553.99
20.03. | 3 | 1553.99
20.03. | 4 | 1553.99
20.03. | 5 | 1553.99
20.03. | 6 | 1553.99
20.03. | 7 | 1553.99
20.03. | 8 | 1553.99
20.03. | 9 | 1553.99
20.03. | 10 | 1553.99
20.03. | 11 | 1553.99
20.03. | 12 | 1553.99
20.03. | 13 | 1553.99
20.03. | 14 | 1553.99
20.03. | 15 | 1553.99
20.03. | 16 | 1553.99
20.03. | 17 | 1553.99
20.03. | 18 | 1553.99
20.03. | 19 | 1553.99
20.03. | 20 | 1553.99
20.03. | 21 | 1553.99
20.03. | 22 | 1553.99
20.03. | 23 | 1553.99
20.03. | 24 | 1553.99
21.03. | 1 | 1553.99
21.03. | 2 | 1553.99
21.03. | 3 | 1553.99
21.03. | 4 | 1553.99
21.03. | 5 | 1553.99
21.03. | 6 | 1553.99
21.03. | 7 | 1553.99
21.03. | 8 | 1553.99
21.03. | 9 | 1553.99
21.03. | 10 | 1553.99
21.03. | 11 | 1553.99
21.03. | 12 | 1553.99
21.03. | 13 | 1553.99
21.03. | 14 | 1553.99
21.03. | 15 | 1553.99
21.03. | 16 | 1553.99
21.03. | 17 | 1553.99
21.03. | 18 | 1553.99
21.03. | 19 | 1553.99
21.03. | 20 | 1553.99
21.03. | 21 | 1553.99
21.03. | 22 | 1553.99
21.03. | 23 | 1553.99
21.03. | 24 | 1553.99
22.03. | 1 | 1553.99
22.03. | 2 | 1553.99
22.03. | 3 | 1553.99
22.03. | 4 | 1553.99
22.03. | 5 | 1553.99
22.03. | 6 | 1553.99
22.03. | 7 | 1553.99
22.03. | 8 | 1553.99
22.03. | 9 | 1553.99
22.03. | 10 | 1553.99
22.03. | 11 | 1553.99
22.03. | 12 | 1553.99
22.03. | 13 | 1553.99
22.03. | 14 | 1553.99
22.03. | 15 | 1553.99
22.03. | 16 | 1553.99
22.03. | 17 | 1553.99
22.03. | 18 | 1553.99
22.03. | 19 | 1553.99
22.03. | 20 | 1553.99
22.03. | 21 | 1553.99
22.03. | 22 | 1553.99
22.03. | 23 | 1553.99
22.03. | 24 | 1553.99
23.03. | 1 | 1553.99
23.03. | 2 | 1553.99
23.03. | 3 | 1553.99
23.03. | 4 | 1553.99
23.03. | 5 | 1553.99
23.03. | 6 | 1553.99
23.03. | 7 | 1553.99
23.03. | 8 | 1553.99
23.03. | 9 | 1553.99
23.03. | 10 | 1553.99
23.03. | 11 | 1553.99
23.03. | 12 | 1553.99
23.03. | 13 | 1553.99
23.03. | 14 | 1553.99
23.03. | 15 | 1553.99
23.03. | 16 | 1553.99
23.03. | 17 | 1553.99
23.03. | 18 | 1553.99
23.03. | 19 | 1553.99
23.03. | 20 | 1553.99
23.03. | 21 | 1553.99
23.03. | 22 | 1553.99
23.03. | 23 | 1553.99
23.03. | 24 | 1553.99
24.03. | 1 | 1553.99
24.03. | 2 | 1553.99
24.03. | 3 | 1553.99
24.03. | 4 | 1553.99
24.03. | 5 | 1553.99
24.03. | 6 | 1553.99
24.03. | 7 | 1553.99
24.03. | 8 | 1553.99
24.03. | 9 | 1553.99
24.03. | 10 | 1553.99
24.03. | 11 | 1553.99
24.03. | 12 | 1553.99
24.03. | 13 | 1553.99
24.03. | 14 | 1553.99
24.03. | 15 | 1553.99
24.03. | 16 | 1553.99
24.03. | 17 | 1553.99
24.03. | 18 | 1553.99
24.03. | 19 | 1553.99
24.03. | 20 | 1553.99
24.03. | 21 | 1553.99
24.03. | 22 | 1553.99
24.03. | 23 | 1553.99
24.03. | 24 | 1553.99
25.03. | 1 | 1553.99
25.03. | 2 | 1553.99
25.03. | 3 | 1553.99
25.03. | 4 | 1553.99
25.03. | 5 | 1553.99
25.03. | 6 | 1553.99
25.03. | 7 | 1553.99
25.03. | 8 | 1553.99
25.03. | 9 | 1553.99
25.03. | 10 | 1553.99
25.03. | 11 | 1553.99
25.03. | 12 | 1553.99
25.03. | 13 | 1553.99
25.03. | 14 | 1553.99
25.03. | 15 | 1553.99
25.03. | 16 | 1553.99
25.03. | 17 | 1553.99
25.03. | 18 | 1553.99
25.03. | 19 | 1553.99
25.03. | 20 | 1553.99
25.03. | 21 | 1553.99
25.03. | 22 | 1553.99
25.03. | 23 | 1553.99
25.03. | 24 | 1553.99
26.03. | 1 | 1553.99
26.03. | 2 | 1553.99
26.03. | 3 | 1553.99
26.03. | 4 | 1553.99
26.03. | 5 | 1553.99
26.03. | 6 | 1553.99
26.03. | 7 | 1553.99
26.03. | 8 | 1553.99
26.03. | 9 | 1553.99
26.03. | 10 | 1553.99
26.03. | 11 | 1553.99
26.03. | 12 | 1553.99
26.03. | 13 | 1553.99
26.03. | 14 | 1553.99
26.03. | 15 | 1553.99
26.03. | 16 | 1553.99
26.03. | 17 | 1553.99
26.03. | 18 | 1553.99
26.03. | 19 | 1553.99
26.03. | 20 | 1553.99
26.03. | 21 | 1553.99
26.03. | 22 | 1553.99
26.03. | 23 | 1553.99
26.03. | 24 | 1553.99
27.03. | 1 | 1553.99
27.03. | 2 | 1553.99
27.03. | 3 | 1553.99
27.03. | 4 | 1553.99
27.03. | 5 | 1553.99
27.03. | 6 | 1553.99
27.03. | 7 | 1553.99
27.03. | 8 | 1553.99
27.03. | 9 | 1553.99
27.03. | 10 | 1553.99
27.03. | 11 | 1553.99
27.03. | 12 | 1553.99
27.03. | 13 | 1553.99
27.03. | 14 | 1553.99
27.03. | 15 | 1553.99
27.03. | 16 | 1553.99
27.03. | 17 | 1553.99
27.03. | 18 | 1553.99
27.03. | 19 | 1553.99
27.03. | 20 | 1553.99
27.03. | 21 | 1553.99
27.03. | 22 | 1553.99
27.03. | 23 | 1553.99
27.03. | 24 | 1553.99
28.03. | 1 | 1553.99
28.03. | 2 | 1553.99
28.03. | 3 | 1553.99
28.03. | 4 | 1553.99
28.03. | 5 | 1553.99
28.03. | 6 | 1553.99
28.03. | 7 | 1553.99
28.03. | 8 | 1553.99
28.03. | 9 | 1553.99
28.03. | 10 | 1553.99
28.03. | 11 | 1553.99
28.03. | 12 | 1553.99
28.03. | 13 | 1553.99
28.03. | 14 | 1553.99
28.03. | 15 | 1553.99
28.03. | 16 | 1553.99
28.03. | 17 | 1553.99
28.03. | 18 | 1553.99
28.03. | 19 | 1553.99
28.03. | 20 | 1553.99
28.03. | 21 | 1553.99
28.03. | 22 | 1553.99
28.03. | 23 | 1553.99
28.03. | 24 | 1553.99
29.03. | 1 | 1553.99
29.03. | 2 | 1553.99
29.03. | 3 | 1553.99
29.03. | 4 | 1553.99
29.03. | 5 | 1553.99
29.03. | 6 | 1553.99
29.03. | 7 | 1553.99
29.03. | 8 | 1553.99
29.03. | 9 | 1553.99
29.03. | 10 | 1553.99
29.03. | 11 | 1553.99
29.03. | 12 | 1553.99
29.03. | 13 | 1553.99
29.03. | 14 | 1553.99
29.03. | 15 | 1553.99
29.03. | 16 | 1553.99
29.03. | 17 | 1553.99
29.03. | 18 | 1553.99
29.03. | 19 | 1553.99
29.03. | 20 | 1553.99
29.03. | 21 | 1553.99
29.03. | 22 | 1553.99
29.03. | 23 | 1553.99
29.03. | 24 | 1553.99
30.03. | 1 | 1553.99
30.03. | 2 | 1553.99
30.03. | 3 | 1553.99
30.03. | 4 | 1553.99
30.03. | 5 | 1553.99
30.03. | 6 | 1553.99
30.03. | 7 | 1553.99
30.03. | 8 | 1553.99
30.03. | 9 | 1553.99
30.03. | 10 | 1553.99
30.03. | 11 | 1553.99
30.03. | 12 | 1553.99
30.03. | 13 | 1553.99
30.03. | 14 | 1553.99
30.03. | 15 | 1553.99
30.03. | 16 | 1553.99
30.03. | 17 | 1553.99
30.03. | 18 | 1553.99
30.03. | 19 | 1553.99
30.03. | 20 | 1553.99
30.03. | 21 | 1553.99
30.03. | 22 | 1553.99
30.03. | 23 | 1553.99
30.03. | 24 | 1553.99
31.03. | 1 | 1553.99
31.03. | 2 | 1553.99
31.03. | 3 | 1553.99
31.03. | 4 | 1553.99
31.03. | 5 | 1553.99
31.03. | 6 | 1553.99
31.03. | 7 | 1553.99
31.03. | 8 | 1553.99
31.03. | 9 | 1553.99
31.03. | 10 | 1553.99
31.03. | 11 | 1553.99
31.03. | 12 | 1553.99
31.03. | 13 | 1553.99
31.03. | 14 | 1553.99
31.03. | 15 | 1553.99
31.03. | 16 | 1553.99
31.03. | 17 | 1553.99
31.03. | 18 | 1553.99
31.03. | 19 | 1553.99
31.03. | 20 | 1553.99
31.03. | 21 | 1553.99
31.03. | 22 | 1553.99
31.03. | 23 | 1553.99
31.03. | 24 | 1553.99
01.04. | 1 | 1553.99
01.04. | 2 | 1553.99
01.04. | 3 | 1553.99
01.04. | 4 | 1553.99
01.04. | 5 | 1553.99
01.04. | 6 | 1553.99
01.04. | 7 | 1553.99
01.04. | 8 | 1553.99
01.04. | 9 | 1553.99
01.04. | 10 | 1553.99
01.04. | 11 | 1553.99
01.04. | 12 | 1553.99
01.04. | 13 | 1553.99
01.04. | 14 | 1553.99
01.04. | 15 | 1553.99
01.04. | 16 | 1553.99
01.04. | 17 | 1553.99
01.04. | 18 | 1553.99
01.04. | 19 | 1553.99
01.04. | 20 | 1553.99
01.04. | 21 | 1553.99
01.04. | 22 | 1553.99
01.04. | 23 | 1553.99
01.04. | 24 | 1553.99
02.04. | 1 | 1553.99
02.04. | 2 | 1553.99
02.04. | 3 | 1553.99
02.04. | 4 | 1553.99
02.04. | 5 | 1553.99
02.04. | 6 | 1553.99
02.04. | 7 | 1553.99
02.04. | 8 | 1553.99
02.04. | 9 | 1553.99
02.04. | 10 | 1553.99
02.04. | 11 | 1553.99
02.04. | 12 | 1553.99
02.04. | 13 | 1553.99
02.04. | 14 | 1553.99
02.04. | 15 | 1553.99
02.04. | 16 | 1553.99
02.04. | 17 | 1553.99
02.04. | 18 | 1553.99
02.04. | 19 | 1553.99
02.04. | 20 | 1553.99
02.04. | 21 | 1553.99
02.04. | 22 | 1553.99
02.04. | 23 | 1553.99
02.04. | 24 | 1553.99
03.04. | 1 | 1553.99
03.04. | 2 | 1553.99
03.04. | 3 | 1553.99
03.04. | 4 | 1553.99
03.04. | 5 | 1553.99
03.04. | 6 | 1553.99
03.04. | 7 | 1553.99
03.04. | 8 | 1553.99
03.04. | 9 | 1553.99
03.04. | 10 | 1553.99
03.04. | 11 | 1553.99
03.04. | 12 | 1553.99
03.04. | 13 | 1553.99
03.04. | 14 | 1553.99
03.04. | 15 | 1553.99
03.04. | 16 | 1553.99
03.04. | 17 | 1553.99
03.04. | 18 | 1553.99
03.04. | 19 | 1553.99
03.04. | 20 | 1553.99
03.04. | 21 | 1553.99
03.04. | 22 | 1553.99
03.04. | 23 | 1553.99
03.04. | 24 | 1553.99
04.04. | 1 | 1553.99
04.04. | 2 | 1553.99
04.04. | 3 | 1553.99
04.04. | 4 | 1553.99
04.04. | 5 | 1553.99
04.04. | 6 | 1553.99
04.04. | 7 | 1553.99
04.04. | 8 | 1553.99
04.04. | 9 | 1553.99
04.04. | 10 | 1553.99
04.04. | 11 | 1553.99
04.04. | 12 | 1553.99
04.04. | 13 | 1553.99
04.04. | 14 | 1553.99
04.04. | 15 | 1553.99
04.04. | 16 | 1553.99
04.04. | 17 | 1553.99
04.04. | 18 | 1553.99
04.04. | 19 | 1553.99
04.04. | 20 | 1553.99
04.04. | 21 | 1553.99
04.04. | 22 | 1553.99
04.04. | 23 | 1553.99
04.04. | 24 | 1553.99
05.04. | 1 | 1553.99
05.04. | 2 | 1553.99
05.04. | 3 | 1553.99
05.04. | 4 | 1553.99
05.04. | 5 | 1553.99
05.04. | 6 | 1553.99
05.04. | 7 | 1553.99
05.04. | 8 | 1553.99
05.04. | 9 | 1553.99
05.04. | 10 | 1553.99
05.04. | 11 | 1553.99
05.04. | 12 | 1553.99
05.04. | 13 | 1553.99
05.04. | 14 | 1553.99
05.04. | 15 | 1553.99
05.04. | 16 | 1553.99
05.04. | 17 | 1553.99
05.04. | 18 | 1553.99
05.04. | 19 | 1553.99
05.04. | 20 | 1553.99
05.04. | 21 | 1553.99
05.04. | 22 | 1553.99
05.04. | 23 | 1553.99
05.04. | 24 | 1553.99
06.04. | 1 | 1553.99
06.04. | 2 | 1553.99
06.04. | 3 | 1553.99
06.04. | 4 | 1553.99
06.04. | 5 | 1553.99
06.04. | 6 | 1553.99
06.04. | 7 | 1553.99
06.04. | 8 | 1553.99
06.04. | 9 | 1553.99
06.04. | 10 | 1553.99
06.04. | 11 | 1553.99
06.04. | 12 | 1553.99
06.04. | 13 | 1553.99
06.04. | 14 | 1553.99
06.04. | 15 | 1553.99
06.04. | 16 | 1553.99
06.04. | 17 | 1553.99
06.04. | 18 | 1553.99
06.04. | 19 | 1553.99
06.04. | 20 | 1553.99
06.04. | 21 | 1553.99
06.04. | 22 | 1553.99
06.04. | 23 | 1553.99
06.04. | 24 | 1553.99
07.04. | 1 | 1553.99
07.04. | 2 | 1553.99
07.04. | 3 | 1553.99
07.04. | 4 | 1553.99
07.04. | 5 | 1553.99
07.04. | 6 | 1553.99
07.04. | 7 | 1553.99
07.04. | 8 | 1553.99
07.04. | 9 | 1553.99
07.04. | 10 | 1553.99
07.04. | 11 | 1553.99
07.04. | 12 | 1553.99
07.04. | 13 | 1553.99
07.04. | 14 | 1553.99
07.04. | 15 | 1553.99
07.04. | 16 | 1553.99
07.04. | 17 | 1553.99
07.04. | 18 | 1553.99
07.04. | 19 | 1553.99
07.04. | 20 | 1553.99
07.04. | 21 | 1553.99
07.04. | 22 | 1553.99
07.04. | 23 | 1553.99
07.04. | 24 | 1553.99
08.04. | 1 | 1553.99
08.04. | 2 | 1553.99
08.04. | 3 | 1553.99
08.04. | 4 | 1553.99
08.04. | 5 | 1553.99
08.04. | 6 | 1553.99
08.04. | 7 | 1553.99
08.04. | 8 | 1553.99
08.04. | 9 | 1553.99
08.04. | 10 | 1553.99
08.04. | 11 | 1553.99
08.04. | 12 | 1553.99
08.04. | 13 | 1553.99
08.04. | 14 | 1553.99
08.04. | 15 | 1553.99
08.04. | 16 | 1553.99
08.04. | 17 | 1553.99
08.04. | 18 | 1553.99
08.04. | 19 | 1553.99
08.04. | 20 | 1553.99
08.04. | 21 | 1553.99
08.04. | 22 | 1553.99
08.04. | 23 | 1553.99
08.04. | 24 | 1553.99
09.04. | 1 | 1553.99
09.04. | 2 | 1553.99
09.04. | 3 | 1553.99
09.04. | 4 | 1553.99
09.04. | 5 | 1553.99
09.04. | 6 | 1553.99
09.04. | 7 | 1553.99
09.04. | 8 | 1553.99
09.04. | 9 | 1553.99
09.04. | 10 | 1553.99
09.04. | 11 | 1553.99
09.04. | 12 | 1553.99
09.04. | 13 | 1553.99
09.04. | 14 | 1553.99
09.04. | 15 | 1553.99
09.04. | 16 | 1553.99
09.04. | 17 | 1553.99
09.04. | 18 | 1553.99
09.04. | 19 | 1553.99
09.04. | 20 | 1553.99
09.04. | 21 | 1553.99
09.04. | 22 | 1553.99
09.04. | 23 | 1553.99
09.04. | 24 | 1553.99
10.04. | 1 | 1553.99
10.04. | 2 | 1553.99
10.04. | 3 | 1553.99
10.04. | 4 | 1553.99
10.04. | 5 | 1553.99
10.04. | 6 | 1553.99
10.04. | 7 | 1553.99
10.04. | 8 | 1553.99
10.04. | 9 | 1553.99
10.04. | 10 | 1553.99
10.04. | 11 | 1553.99
10.04. | 12 | 1553.99
10.04. | 13 | 1553.99
10.04. | 14 | 1553.99
10.04. | 15 | 1553.99
10.04. | 16 | 1553.99
10.04. | 17 | 1553.99
10.04. | 18 | 1553.99
10.04. | 19 | 1553.99
10.04. | 20 | 1553.99
10.04. | 21 | 1553.99
10.04. | 22 | 1553.99
10.04. | 23 | 1553.99
10.04. | 24 | 1553.99
11.04. | 1 | 1553.99
11.04. | 2 | 1553.99
11.04. | 3 | 1553.99
11.04. | 4 | 1553.99
11.04. | 5 | 1553.99
11.04. | 6 | 1553.99
11.04. | 7 | 1553.99
11.04. | 8 | 1553.99
11.04. | 9 | 1553.99
11.04. | 10 | 1553.99
11.04. | 11 | 1553.99
11.04. | 12 | 1553.99
11.04. | 13 | 1553.99
11.04. | 14 | 1553.99
11.04. | 15 | 1553.99
11.04. | 16 | 1553.99
11.04. | 17 | 1553.99
11.04. | 18 | 1553.99
11.04. | 19 | 1553.99
11.04. | 20 | 1553.99
11.04. | 21 | 1553.99
11.04. | 22 | 1553.99
11.04. | 23 | 1553.99
11.04. | 24 | 1553.99
12.04. | 1 | 1553.99
12.04. | 2 | 1553.99
12.04. | 3 | 1553.99
12.04. | 4 | 1553.99
12.04. | 5 | 1553.99
12.04. | 6 | 1553.99
12.04. | 7 | 1553.99
12.04. | 8 | 1553.99
12.04. | 9 | 1553.99
12.04. | 10 | 1553.99
12.04. | 11 | 1553.99
12.04. | 12 | 1553.99
12.04. | 13 | 1553.99
12.04. | 14 | 1553.99
12.04. | 15 | 1553.99
12.04. | 16 | 1553.99
12.04. | 17 | 1553.99
12.04. | 18 | 1553.99
12.04. | 19 | 1553.99
12.04. | 20 | 1553.99
12.04. | 21 | 1553.99
12.04. | 22 | 1553.99
12.04. | 23 | 1553.99
12.04. | 24 | 1553.99
13.04. | 1 | 1553.99
13.04. | 2 | 1553.99
13.04. | 3 | 1553.99
13.04. | 4 | 1553.99
13.04. | 5 | 1553.99
13.04. | 6 | 1553.99
13.04. | 7 | 1553.99
13.04. | 8 | 1553.99
13.04. | 9 | 1553.99
13.04. | 10 | 1553.99
13.04. | 11 | 1553.99
13.04. | 12 | 1553.99
13.04. | 13 | 1553.99
13.04. | 14 | 1553.99
13.04. | 15 | 1553.99
13.04. | 16 | 1553.99
13.04. | 17 | 1553.99
13.04. | 18 | 1553.99
13.04. | 19 | 1553.99
13.04. | 20 | 1553.99
13.04. | 21 | 1553.99
13.04. | 22 | 1553.99
13.04. | 23 | 1553.99
13.04. | 24 | 1553.99
14.04. | 1 | 1553.99
14.04. | 2 | 1553.99
14.04. | 3 | 1553.99
14.04. | 4 | 1553.99
14.04. | 5 | 1553.99
14.04. | 6 | 1553.99
14.04. | 7 | 1553.99
14.04. | 8 | 1553.99
14.04. | 9 | 1553.99
14.04. | 10 | 1553.99
14.04. | 11 | 1553.99
14.04. | 12 | 1553.99
14.04. | 13 | 1553.99
14.04. | 14 | 1553.99
14.04. | 15 | 1553.99
14.04. | 16 | 1553.99
14.04. | 17 | 1553.99
14.04. | 18 | 1553.99
14.04. | 19 | 1553.99
14.04. | 20 | 1553.99
14.04. | 21 | 1553.99
14.04. | 22 | 1553.99
14.04. | 23 | 1553.99
14.04. | 24 | 1553.99
15.04. | 1 | 1553.99
15.04. | 2 | 1553.99
15.04. | 3 | 1553.99
15.04. | 4 | 1553.99
15.04. | 5 | 1553.99
15.04. | 6 | 1553.99
15.04. | 7 | 1553.99
15.04. | 8 | 1553.99
15.04. | 9 | 1553.99
15.04. | 10 | 1553.99
15.04. | 11 | 1553.99
15.04. | 12 | 1553.99
15.04. | 13 | 1553.99
15.04. | 14 | 1553.99
15.04. | 15 | 1553.99
15.04. | 16 | 1553.99
15.04. | 17 | 1553.99
15.04. | 18 | 1553.99
15.04. | 19 | 1553.99
15.04. | 20 | 1553.99
15.04. | 21 | 1553.99
15.04. | 22 | 1553.99
15.04. | 23 | 1553.99
15.04. | 24 | 1553.99
16.04. | 1 | 1553.99
16.04. | 2 | 1553.99
16.04. | 3 | 1553.99
16.04. | 4 | 1553.99
16.04. | 5 | 1553.99
16.04. | 6 | 1553.99
16.04. | 7 | 1553.99
16.04. | 8 | 1553.99
16.04. | 9 | 1553.99
16.04. | 10 | 1553.99
16.04. | 11 | 1553.99
16.04. | 12 | 1553.99
16.04. | 13 | 1553.99
16.04. | 14 | 1553.99
16.04. | 15 | 1553.99
16.04. | 16 | 1553.99
16.04. | 17 | 1553.99
16.04. | 18 | 1553.99
16.04. | 19 | 1553.99
16.04. | 20 | 1553.99
16.04. | 21 | 1553.99
16.04. | 22 | 1553.99
16.04. | 23 | 1553.99
16.04. | 24 | 1553.99
17.04. | 1 | 1553.99
17.04. | 2 | 1553.99
17.04. | 3 | 1553.99
17.04. | 4 | 1553.99
17.04. | 5 | 1553.99
17.04. | 6 | 1553.99
17.04. | 7 | 1553.99
17.04. | 8 | 1553.99
17.04. | 9 | 1553.99
17.04. | 10 | 1553.99
17.04. | 11 | 1553.99
17.04. | 12 | 1553.99
17.04. | 13 | 1553.99
17.04. | 14 | 1553.99
17.04. | 15 | 1553.99
17.04. | 16 | 1553.99
17.04. | 17 | 1553.99
17.04. | 18 | 1553.99
17.04. | 19 | 1553.99
17.04. | 20 | 1553.99
17.04. | 21 | 1553.99
17.04. | 22 | 1553.99
17.04. | 23 | 1553.99
17.04. | 24 | 1553.99
18.04. | 1 | 1553.99
18.04. | 2 | 1553.99
18.04. | 3 | 1553.99
18.04. | 4 | 1553.99
18.04. | 5 | 1553.99
18.04. | 6 | 1553.99
18.04. | 7 | 1553.99
18.04. | 8 | 1553.99
18.04. | 9 | 1553.99
18.04. | 10 | 1553.99
18.04. | 11 | 1553.99
18.04. | 12 | 1553.99
18.04. | 13 | 1553.99
18.04. | 14 | 1553.99
18.04. | 15 | 1553.99
18.04. | 16 | 1553.99
18.04. | 17 | 1553.99
18.04. | 18 | 1553.99
18.04. | 19 | 1553.99
18.04. | 20 | 1553.99
18.04. | 21 | 1553.99
18.04. | 22 | 1553.99
18.04. | 23 | 1553.99
18.04. | 24 | 1553.99
19.04. | 1 | 1553.99
19.04. | 2 | 1553.99
19.04. | 3 | 1553.99
19.04. | 4 | 1553.99
19.04. | 5 | 1553.99
19.04. | 6 | 1553.99
19.04. | 7 | 1553.99
19.04. | 8 | 1553.99
19.04. | 9 | 1553.99
19.04. | 10 | 1553.99
19.04. | 11 | 1553.99
19.04. | 12 | 1553.99
19.04. | 13 | 1553.99
19.04. | 14 | 1553.99
19.04. | 15 | 1553.99
19.04. | 16 | 1553.99
19.04. | 17 | 1553.99
19.04. | 18 | 1553.99
19.04. | 19 | 1553.99
19.04. | 20 | 1553.99
19.04. | 21 | 1553.99
19.04. | 22 | 1553.99
19.04. | 23 | 1553.99
19.04. | 24 | 1553.99
20.04. | 1 | 1553.99
20.04. | 2 | 1553.99
20.04. | 3 | 1553.99
20.04. | 4 | 1553.99
20.04. | 5 | 1553.99
20.04. | 6 | 1553.99
20.04. | 7 | 1553.99
20.04. | 8 | 1553.99
20.04. | 9 | 1553.99
20.04. | 10 | 1553.99
20.04. | 11 | 1553.99
20.04. | 12 | 1553.99
20.04. | 13 | 1553.99
20.04. | 14 | 1553.99
20.04. | 15 | 1553.99
20.04. | 16 | 1553.99
20.04. | 17 | 1553.99
20.04. | 18 | 1553.99
20.04. | 19 | 1553.99
20.04. | 20 | 1553.99
20.04. | 21 | 1553.99
20.04. | 22 | 1553.99
20.04. | 23 | 1553.99
20.04. | 24 | 1553.99
21.04. | 1 | 1553.99
21.04. | 2 | 1553.99
21.04. | 3 | 1553.99
21.04. | 4 | 1553.99
21.04. | 5 | 1553.99
21.04. | 6 | 1553.99
21.04. | 7 | 1553.99
21.04. | 8 | 1553.99
21.04. | 9 | 1553.99
21.04. | 10 | 1553.99
21.04. | 11 | 1553.99
21.04. | 12 | 1553.99
21.04. | 13 | 1553.99
21.04. | 14 | 1553.99
21.04. | 15 | 1553.99
21.04. | 16 | 1553.99
21.04. | 17 | 1553.99
21.04. | 18 | 1553.99
21.04. | 19 | 1553.99
21.04. | 20 | 1553.99
21.04. | 21 | 1553.99
21.04. | 22 | 1553.99
21.04. | 23 | 1553.99
21.04. | 24 | 1553.99
22.04. | 1 | 1553.99
22.04. | 2 | 1553.99
22.04. | 3 | 1553.99
22.04. | 4 | 1553.99
22.04. | 5 | 1553.99
22.04. | 6 | 1553.99
22.04. | 7 | 1553.99
22.04. | 8 | 1553.99
22.04. | 9 | 1553.99
22.04. | 10 | 1553.99
22.04. | 11 | 1553.99
22.04. | 12 | 1553.99
22.04. | 13 | 1553.99
22.04. | 14 | 1553.99
22.04. | 15 | 1553.99
22.04. | 16 | 1553.99
22.04. | 17 | 1553.99
22.04. | 18 | 1553.99
22.04. | 19 | 1553.99
22.04. | 20 | 1553.99
22.04. | 21 | 1553.99
22.04. | 22 | 1553.99
22.04. | 23 | 1553.99
22.04. | 24 | 1553.99
23.04. | 1 | 1553.99
23.04. | 2 | 1553.99
23.04. | 3 | 1553.99
23.04. | 4 | 1553.99
23.04. | 5 | 1553.99
23.04. | 6 | 1553.99
23.04. | 7 | 1553.99
23.04. | 8 | 1553.99
23.04. | 9 | 1553.99
23.04. | 10 | 1553.99
23.04. | 11 | 1553.99
23.04. | 12 | 1553.99
23.04. | 13 | 1553.99
23.04. | 14 | 1553.99
23.04. | 15 | 1553.99
23.04. | 16 | 1553.99
23.04. | 17 | 1553.99
23.04. | 18 | 1553.99
23.04. | 19 | 1553.99
23.04. | 20 | 1553.99
23.04. | 21 | 1553.99
23.04. | 22 | 1553.99
23.04. | 23 | 1553.99
23.04. | 24 | 1553.99
24.04. | 1 | 1553.99
24.04. | 2 | 1553.99
24.04. | 3 | 1553.99
24.04. | 4 | 1553.99
24.04. | 5 | 1553.99
24.04. | 6 | 1553.99
24.04. | 7 | 1553.99
24.04. | 8 | 1553.99
24.04. | 9 | 1553.99
24.04. | 10 | 1553.99
24.04. | 11 | 1553.99
24.04. | 12 | 1553.99
24.04. | 13 | 1553.99
24.04. | 14 | 1553.99
24.04. | 15 | 1553.99
24.04. | 16 | 1553.99
24.04. | 17 | 1553.99
24.04. | 18 | 1553.99
24.04. | 19 | 1553.99
24.04. | 20 | 1553.99
24.04. | 21 | 1553.99
24.04. | 22 | 1553.99
24.04. | 23 | 1553.99
24.04. | 24 | 1553.99
25.04. | 1 | 1553.99
25.04. | 2 | 1553.99
25.04. | 3 | 1553.99
25.04. | 4 | 1553.99
25.04. | 5 | 1553.99
25.04. | 6 | 1553.99
25.04. | 7 | 1553.99
25.04. | 8 | 1553.99
25.04. | 9 | 1553.99
25.04. | 10 | 1553.99
25.04. | 11 | 1553.99
25.04. | 12 | 1553.99
25.04. | 13 | 1553.99
25.04. | 14 | 1553.99
25.04. | 15 | 1553.99
25.04. | 16 | 1553.99
25.04. | 17 | 1553.99
25.04. | 18 | 1553.99
25.04. | 19 | 1553.99
25.04. | 20 | 1553.99
25.04. | 21 | 1553.99
25.04. | 22 | 1553.99
25.04. | 23 | 1553.99
25.04. | 24 | 1553.99
26.04. | 1 | 1553.99
26.04. | 2 | 1553.99
26.04. | 3 | 1553.99
26.04. | 4 | 1553.99
26.04. | 5 | 1553.99
26.04. | 6 | 1553.99
26.04. | 7 | 1553.99
26.04. | 8 | 1553.99
26.04. | 9 | 1553.99
26.04. | 10 | 1553.99
26.04. | 11 | 1553.99
26.04. | 12 | 1553.99
26.04. | 13 | 1553.99
26.04. | 14 | 1553.99
26.04. | 15 | 1553.99
26.04. | 16 | 1553.99
26.04. | 17 | 1553.99
26.04. | 18 | 1553.99
26.04. | 19 | 1553.99
26.04. | 20 | 1553.99
26.04. | 21 | 1553.99
26.04. | 22 | 1553.99
26.04. | 23 | 1553.99
26.04. | 24 | 1553.99
27.04. | 1 | 1553.99
27.04. | 2 | 1553.99
27.04. | 3 | 1553.99
27.04. | 4 | 1553.99
27.04. | 5 | 1553.99
27.04. | 6 | 1553.99
27.04. | 7 | 1553.99
27.04. | 8 | 1553.99
27.04. | 9 | 1553.99
27.04. | 10 | 1553.99
27.04. | 11 | 1553.99
27.04. | 12 | 1553.99
27.04. | 13 | 1553.99
27.04. | 14 | 1553.99
27.04. | 15 | 1553.99
27.04. | 16 | 1553.99
27.04. | 17 | 1553.99
27.04. | 18 | 1553.99
27.04. | 19 | 1553.99
27.04. | 20 | 1553.99
27.04. | 21 | 1553.99
27.04. | 22 | 1553.99
27.04. | 23 | 1553.99
27.04. | 24 | 1553.99
28.04. | 1 | 1553.99
28.04. | 2 | 1553.99
28.04. | 3 | 1553.99
28.04. | 4 | 1553.99
28.04. | 5 | 1553.99
28.04. | 6 | 1553.99
28.04. | 7 | 1553.99
28.04. | 8 | 1553.99
28.04. | 9 | 1553.99
28.04. | 10 | 1553.99
28.04. | 11 | 1553.99
28.04. | 12 | 1553.99
28.04. | 13 | 1553.99
28.04. | 14 | 1553.99
28.04. | 15 | 1553.99
28.04. | 16 | 1553.99
28.04. | 17 | 1553.99
28.04. | 18 | 1553.99
28.04. | 19 | 1553.99
28.04. | 20 | 1553.99
28.04. | 21 | 1553.99
28.04. | 22 | 1553.99
28.04. | 23 | 1553.99
28.04. | 24 | 1553.99
29.04. | 1 | 1553.99
29.04. | 2 | 1553.99
29.04. | 3 | 1553.99
29.04. | 4 | 1553.99
29.04. | 5 | 1553.99
29.04. | 6 | 1553.99
29.04. | 7 | 1553.99
29.04. | 8 | 1553.99
29.04. | 9 | 1553.99
29.04. | 10 | 1553.99
29.04. | 11 | 1553.99
29.04. | 12 | 1553.99
29.04. | 13 | 1553.99
29.04. | 14 | 1553.99
29.04. | 15 | 1553.99
29.04. | 16 | 1553.99
29.04. | 17 | 1553.99
29.04. | 18 | 1553.99
29.04. | 19 | 1553.99
29.04. | 20 | 1553.99
29.04. | 21 | 1553.99
29.04. | 22 | 1553.99
29.04. | 23 | 1553.99
29.04. | 24 | 1553.99
30.04. | 1 | 1553.99
30.04. | 2 | 1553.99
30.04. | 3 | 1553.99
30.04. | 4 | 1553.99
30.04. | 5 | 1553.99
30.04. | 6 | 1553.99
30.04. | 7 | 1553.99
30.04. | 8 | 1553.99
30.04. | 9 | 1553.99
30.04. | 10 | 1553.99
30.04. | 11 | 1553.99
30.04. | 12 | 1553.99
30.04. | 13 | 1553.99
30.04. | 14 | 1553.99
30.04. | 15 | 1553.99
30.04. | 16 | 1553.99
30.04. | 17 | 1553.99
30.04. | 18 | 1553.99
30.04. | 19 | 1553.99
30.04. | 20 | 1553.99
30.04. | 21 | 1553.99
30.04. | 22 | 1553.99
30.04. | 23 | 1553.99
30.04. | 24 | 1553.99
01.05. | 1 | 1553.99
01.05. | 2 | 1553.99
01.05. | 3 | 1553.99
01.05. | 4 | 1553.99
01.05. | 5 | 1553.99
01.05. | 6 | 1553.99
01.05. | 7 | 1553.99
01.05. | 8 | 1553.99
01.05. | 9 | 1553.99
01.05. | 10 | 1553.99
01.05. | 11 | 1553.99
01.05. | 12 | 1553.99
01.05. | 13 | 1553.99
01.05. | 14 | 1553.99
01.05. | 15 | 1553.99
01.05. | 16 | 1553.99
01.05. | 17 | 1553.99
01.05. | 18 | 1553.99
01.05. | 19 | 1553.99
01.05. | 20 | 1553.99
01.05. | 21 | 1553.99
01.05. | 22 | 1553.99
01.05. | 23 | 1553.99
01.05. | 24 | 1553.99
02.05. | 1 | 1553.99
02.05. | 2 | 1553.99
02.05. | 3 | 1553.99
02.05. | 4 | 1553.99
02.05. | 5 | 1553.99
02.05. | 6 | 1553.99
02.05. | 7 | 1553.99
02.05. | 8 | 1553.99
02.05. | 9 | 1553.99
02.05. | 10 | 1553.99
02.05. | 11 | 1553.99
02.05. | 12 | 1553.99
02.05. | 13 | 1553.99
02.05. | 14 | 1553.99
02.05. | 15 | 1553.99
02.05. | 16 | 1553.99
02.05. | 17 | 1553.99
02.05. | 18 | 1553.99
02.05. | 19 | 1553.99
02.05. | 20 | 1553.99
02.05. | 21 | 1553.99
02.05. | 22 | 1553.99
02.05. | 23 | 1553.99
02.05. | 24 | 1553.99
03.05. | 1 | 1553.99
03.05. | 2 | 1553.99
03.05. | 3 | 1553.99
03.05. | 4 | 1553.99
03.05. | 5 | 1553.99
03.05. | 6 | 1553.99
03.05. | 7 | 1553.99
03.05. | 8 | 1553.99
03.05. | 9 | 1553.99
03.05. | 10 | 1553.99
03.05. | 11 | 1553.99
03.05. | 12 | 1553.99
03.05. | 13 | 1553.99
03.05. | 14 | 1553.99
03.05. | 15 | 1553.99
03.05. | 16 | 1553.99
03.05. | 17 | 1553.99
03.05. | 18 | 1553.99
03.05. | 19 | 1553.99
03.05. | 20 | 1553.99
03.05. | 21 | 1553.99
03.05. | 22 | 1553.99
03.05. | 23 | 1553.99
03.05. | 24 | 1553.99
04.05. | 1 | 1553.99
04.05. | 2 | 1553.99
04.05. | 3 | 1553.99
04.05. | 4 | 1553.99
04.05. | 5 | 1553.99
04.05. | 6 | 1553.99
04.05. | 7 | 1553.99
04.05. | 8 | 1553.99
04.05. | 9 | 1553.99
04.05. | 10 | 1553.99
04.05. | 11 | 1553.99
04.05. | 12 | 1553.99
04.05. | 13 | 1553.99
04.05. | 14 | 1553.99
04.05. | 15 | 1553.99
04.05. | 16 | 1553.99
04.05. | 17 | 1553.99
04.05. | 18 | 1553.99
04.05. | 19 | 1553.99
04.05. | 20 | 1553.99
04.05. | 21 | 1553.99
04.05. | 22 | 1553.99
04.05. | 23 | 1553.99
04.05. | 24 | 1553.99
05.05. | 1 | 1553.99
05.05. | 2 | 1553.99
05.05. | 3 | 1553.99
05.05. | 4 | 1553.99
05.05. | 5 | 1553.99
05.05. | 6 | 1553.99
05.05. | 7 | 1553.99
05.05. | 8 | 1553.99
05.05. | 9 | 1553.99
05.05. | 10 | 1553.99
05.05. | 11 | 1553.99
05.05. | 12 | 1553.99
05.05. | 13 | 1553.99
05.05. | 14 | 1553.99
05.05. | 15 | 1553.99
05.05. | 16 | 1553.99
05.05. | 17 | 1553.99
05.05. | 18 | 1553.99
05.05. | 19 | 1553.99
05.05. | 20 | 1553.99
05.05. | 21 | 1553.99
05.05. | 22 | 1553.99
05.05. | 23 | 1553.99
05.05. | 24 | 1553.99
06.05. | 1 | 1553.99
06.05. | 2 | 1553.99
06.05. | 3 | 1553.99
06.05. | 4 | 1553.99
06.05. | 5 | 1553.99
06.05. | 6 | 1553.99
06.05. | 7 | 1553.99
06.05. | 8 | 1553.99
06.05. | 9 | 1553.99
06.05. | 10 | 1553.99
06.05. | 11 | 1553.99
06.05. | 12 | 1553.99
06.05. | 13 | 1553.99
06.05. | 14 | 1553.99
06.05. | 15 | 1553.99
06.05. | 16 | 1553.99
06.05. | 17 | 1553.99
06.05. | 18 | 1553.99
06.05. | 19 | 1553.99
06.05. | 20 | 1553.99
06.05. | 21 | 1553.99
06.05. | 22 | 1553.99
06.05. | 23 | 1553.99
06.05. | 24 | 1553.99
07.05. | 1 | 1553.99
07.05. | 2 | 1553.99
07.05. | 3 | 1553.99
07.05. | 4 | 1553.99
07.05. | 5 | 1553.99
07.05. | 6 | 1553.99
07.05. | 7 | 1553.99
07.05. | 8 | 1553.99
07.05. | 9 | 1553.99
07.05. | 10 | 1553.99
07.05. | 11 | 1553.99
07.05. | 12 | 1553.99
07.05. | 13 | 1553.99
07.05. | 14 | 1553.99
07.05. | 15 | 1553.99
07.05. | 16 | 1553.99
07.05. | 17 | 1553.99
07.05. | 18 | 1553.99
07.05. | 19 | 1553.99
07.05. | 20 | 1553.99
07.05. | 21 | 1553.99
07.05. | 22 | 1553.99
07.05. | 23 | 1553.99
07.05. | 24 | 1553.99
08.05. | 1 | 1553.99
08.05. | 2 | 1553.99
08.05. | 3 | 1553.99
08.05. | 4 | 1553.99
08.05. | 5 | 1553.99
08.05. | 6 | 1553.99
08.05. | 7 | 1553.99
08.05. | 8 | 1553.99
08.05. | 9 | 1553.99
08.05. | 10 | 1553.99
08.05. | 11 | 1553.99
08.05. | 12 | 1553.99
08.05. | 13 | 1553.99
08.05. | 14 | 1553.99
08.05. | 15 | 1553.99
08.05. | 16 | 1553.99
08.05. | 17 | 1553.99
08.05. | 18 | 1553.99
08.05. | 19 | 1553.99
08.05. | 20 | 1553.99
08.05. | 21 | 1553.99
08.05. | 22 | 1553.99
08.05. | 23 | 1553.99
08.05. | 24 | 1553.99
09.05. | 1 | 1553.99
09.05. | 2 | 1553.99
09.05. | 3 | 1553.99
09.05. | 4 | 1553.99
09.05. | 5 | 1553.99
09.05. | 6 | 1553.99
09.05. | 7 | 1553.99
09.05. | 8 | 1553.99
09.05. | 9 | 1553.99
09.05. | 10 | 1553.99
09.05. | 11 | 1553.99
09.05. | 12 | 1553.99
09.05. | 13 | 1553.99
09.05. | 14 | 1553.99
09.05. | 15 | 1553.99
09.05. | 16 | 1553.99
09.05. | 17 | 1553.99
09.05. | 18 | 1553.99
09.05. | 19 | 1553.99
09.05. | 20 | 1553.99
09.05. | 21 | 1553.99
09.05. | 22 | 1553.99
09.05. | 23 | 1553.99
09.05. | 24 | 1553.99
10.05. | 1 | 1553.99
10.05. | 2 | 1553.99
10.05. | 3 | 1553.99
10.05. | 4 | 1553.99
10.05. | 5 | 1553.99
10.05. | 6 | 1553.99
10.05. | 7 | 1553.99
10.05. | 8 | 1553.99
10.05. | 9 | 1553.99
10.05. | 10 | 1553.99
10.05. | 11 | 1553.99
10.05. | 12 | 1553.99
10.05. | 13 | 1553.99
10.05. | 14 | 1553.99
10.05. | 15 | 1553.99
10.05. | 16 | 1553.99
10.05. | 17 | 1553.99
10.05. | 18 | 1553.99
10.05. | 19 | 1553.99
10.05. | 20 | 1553.99
10.05. | 21 | 1553.99
10.05. | 22 | 1553.99
10.05. | 23 | 1553.99
10.05. | 24 | 1553.99
11.05. | 1 | 1553.99
11.05. | 2 | 1553.99
11.05. | 3 | 1553.99
11.05. | 4 | 1553.99
11.05. | 5 | 1553.99
11.05. | 6 | 1553.99
11.05. | 7 | 1553.99
11.05. | 8 | 1553.99
11.05. | 9 | 1553.99
11.05. | 10 | 1553.99
11.05. | 11 | 1553.99
11.05. | 12 | 1553.99
11.05. | 13 | 1553.99
11.05. | 14 | 1553.99
11.05. | 15 | 1553.99
11.05. | 16 | 1553.99
11.05. | 17 | 1553.99
11.05. | 18 | 1553.99
11.05. | 19 | 1553.99
11.05. | 20 | 1553.99
11.05. | 21 | 1553.99
11.05. | 22 | 1553.99
11.05. | 23 | 1553.99
11.05. | 24 | 1553.99
12.05. | 1 | 1553.99
12.05. | 2 | 1553.99
12.05. | 3 | 1553.99
12.05. | 4 | 1553.99
12.05. | 5 | 1553.99
12.05. | 6 | 1553.99
12.05. | 7 | 1553.99
12.05. | 8 | 1553.99
12.05. | 9 | 1553.99
12.05. | 10 | 1553.99
12.05. | 11 | 1553.99
12.05. | 12 | 1553.99
12.05. | 13 | 1553.99
12.05. | 14 | 1553.99
12.05. | 15 | 1553.99
12.05. | 16 | 1553.99
12.05. | 17 | 1553.99
12.05. | 18 | 1553.99
12.05. | 19 | 1553.99
12.05. | 20 | 1553.99
12.05. | 21 | 1553.99
12.05. | 22 | 1553.99
12.05. | 23 | 1553.99
12.05. | 24 | 1553.99
13.05. | 1 | 1553.99
13.05. | 2 | 1553.99
13.05. | 3 | 1553.99
13.05. | 4 | 1553.99
13.05. | 5 | 1553.99
13.05. | 6 | 1553.99
13.05. | 7 | 1553.99
13.05. | 8 | 1553.99
13.05. | 9 | 1553.99
13.05. | 10 | 1553.99
13.05. | 11 | 1553.99
13.05. | 12 | 1553.99
13.05. | 13 | 1553.99
13.05. | 14 | 1553.99
13.05. | 15 | 1553.99
13.05. | 16 | 1553.99
13.05. | 17 | 1553.99
13.05. | 18 | 1553.99
13.05. | 19 | 1553.99
13.05. | 20 | 1553.99
13.05. | 21 | 1553.99
13.05. | 22 | 1553.99
13.05. | 23 | 1553.99
13.05. | 24 | 1553.99
14.05. | 1 | 1553.99
14.05. | 2 | 1553.99
14.05. | 3 | 1553.99
14.05. | 4 | 1553.99
14.05. | 5 | 1553.99
14.05. | 6 | 1553.99
14.05. | 7 | 1553.99
14.05. | 8 | 1553.99
14.05. | 9 | 1553.99
14.05. | 10 | 1553.99
14.05. | 11 | 1553.99
14.05. | 12 | 1553.99
14.05. | 13 | 1553.99
14.05. | 14 | 1553.99
14.05. | 15 | 1553.99
14.05. | 16 | 1553.99
14.05. | 17 | 1553.99
14.05. | 18 | 1553.99
14.05. | 19 | 1553.99
14.05. | 20 | 1553.99
14.05. | 21 | 1553.99
14.05. | 22 | 1553.99
14.05. | 23 | 1553.99
14.05. | 24 | 1553.99
15.05. | 1 | 1553.99
15.05. | 2 | 1553.99
15.05. | 3 | 1553.99
15.05. | 4 | 1553.99
15.05. | 5 | 1553.99
15.05. | 6 | 1553.99
15.05. | 7 | 1553.99
15.05. | 8 | 1553.99
15.05. | 9 | 1553.99
15.05. | 10 | 1553.99
15.05. | 11 | 1553.99
15.05. | 12 | 1553.99
15.05. | 13 | 1553.99
15.05. | 14 | 1553.99
15.05. | 15 | 1553.99
15.05. | 16 | 1553.99
15.05. | 17 | 1553.99
15.05. | 18 | 1553.99
15.05. | 19 | 1553.99
15.05. | 20 | 1553.99
15.05. | 21 | 1553.99
15.05. | 22 | 1553.99
15.05. | 23 | 1553.99
15.05. | 24 | 1553.99
16.05. | 1 | 1553.99
16.05. | 2 | 1553.99
16.05. | 3 | 1553.99
16.05. | 4 | 1553.99
16.05. | 5 | 1553.99
16.05. | 6 | 1553.99
16.05. | 7 | 1553.99
16.05. | 8 | 1553.99
16.05. | 9 | 1553.99
16.05. | 10 | 1553.99
16.05. | 11 | 1553.99
16.05. | 12 | 1553.99
16.05. | 13 | 1553.99
16.05. | 14 | 1553.99
16.05. | 15 | 1553.99
16.05. | 16 | 1553.99
16.05. | 17 | 1553.99
16.05. | 18 | 1553.99
16.05. | 19 | 1553.99
16.05. | 20 | 1553.99
16.05. | 21 | 1553.99
16.05. | 22 | 1553.99
16.05. | 23 | 1553.99
16.05. | 24 | 1553.99
17.05. | 1 | 1553.99
17.05. | 2 | 1553.99
17.05. | 3 | 1553.99
17.05. | 4 | 1553.99
17.05. | 5 | 1553.99
17.05. | 6 | 1553.99
17.05. | 7 | 1553.99
17.05. | 8 | 1553.99
17.05. | 9 | 1553.99
17.05. | 10 | 1553.99
17.05. | 11 | 1553.99
17.05. | 12 | 1553.99
17.05. | 13 | 1553.99
17.05. | 14 | 1553.99
17.05. | 15 | 1553.99
17.05. | 16 | 1553.99
17.05. | 17 | 1553.99
17.05. | 18 | 1553.99
17.05. | 19 | 1553.99
17.05. | 20 | 1553.99
17.05. | 21 | 1553.99
17.05. | 22 | 1553.99
17.05. | 23 | 1553.99
17.05. | 24 | 1553.99
18.05. | 1 | 1553.99
18.05. | 2 | 1553.99
18.05. | 3 | 1553.99
18.05. | 4 | 1553.99
18.05. | 5 | 1553.99
18.05. | 6 | 1553.99
18.05. | 7 | 1553.99
18.05. | 8 | 1553.99
18.05. | 9 | 1553.99
18.05. | 10 | 1553.99
18.05. | 11 | 1553.99
18.05. | 12 | 1553.99
18.05. | 13 | 1553.99
18.05. | 14 | 1553.99
18.05. | 15 | 1553.99
18.05. | 16 | 1553.99
18.05. | 17 | 1553.99
18.05. | 18 | 1553.99
18.05. | 19 | 1553.99
18.05. | 20 | 1553.99
18.05. | 21 | 1553.99
18.05. | 22 | 1553.99
18.05. | 23 | 1553.99
18.05. | 24 | 1553.99
19.05. | 1 | 1553.99
19.05. | 2 | 1553.99
19.05. | 3 | 1553.99
19.05. | 4 | 1553.99
19.05. | 5 | 1553.99
19.05. | 6 | 1553.99
19.05. | 7 | 1553.99
19.05. | 8 | 1553.99
19.05. | 9 | 1553.99
19.05. | 10 | 1553.99
19.05. | 11 | 1553.99
19.05. | 12 | 1553.99
19.05. | 13 | 1553.99
19.05. | 14 | 1553.99
19.05. | 15 | 1553.99
19.05. | 16 | 1553.99
19.05. | 17 | 1553.99
19.05. | 18 | 1553.99
19.05. | 19 | 1553.99
19.05. | 20 | 1553.99
19.05. | 21 | 1553.99
19.05. | 22 | 1553.99
19.05. | 23 | 1553.99
19.05. | 24 | 1553.99
20.05. | 1 | 1553.99
20.05. | 2 | 1553.99
20.05. | 3 | 1553.99
20.05. | 4 | 1553.99
20.05. | 5 | 1553.99
20.05. | 6 | 1553.99
20.05. | 7 | 1553.99
20.05. | 8 | 1553.99
20.05. | 9 | 1553.99
20.05. | 10 | 1553.99
20.05. | 11 | 1553.99
20.05. | 12 | 1553.99
20.05. | 13 | 1553.99
20.05. | 14 | 1553.99
20.05. | 15 | 1553.99
20.05. | 16 | 1553.99
20.05. | 17 | 1553.99
20.05. | 18 | 1553.99
20.05. | 19 | 1553.99
20.05. | 20 | 1553.99
20.05. | 21 | 1553.99
20.05. | 22 | 1553.99
20.05. | 23 | 1553.99
20.05. | 24 | 1553.99
21.05. | 1 | 1553.99
21.05. | 2 | 1553.99
21.05. | 3 | 1553.99
21.05. | 4 | 1553.99
21.05. | 5 | 1553.99
21.05. | 6 | 1553.99
21.05. | 7 | 1553.99
21.05. | 8 | 1553.99
21.05. | 9 | 1553.99
21.05. | 10 | 1553.99
21.05. | 11 | 1553.99
21.05. | 12 | 1553.99
21.05. | 13 | 1553.99
21.05. | 14 | 1553.99
21.05. | 15 | 1553.99
21.05. | 16 | 1553.99
21.05. | 17 | 1553.99
21.05. | 18 | 1553.99
21.05. | 19 | 1553.99
21.05. | 20 | 1553.99
21.05. | 21 | 1553.99
21.05. | 22 | 1553.99
21.05. | 23 | 1553.99
21.05. | 24 | 1553.99
22.05. | 1 | 1553.99
22.05. | 2 | 1553.99
22.05. | 3 | 1553.99
22.05. | 4 | 1553.99
22.05. | 5 | 1553.99
22.05. | 6 | 1553.99
22.05. | 7 | 1553.99
22.05. | 8 | 1553.99
22.05. | 9 | 1553.99
22.05. | 10 | 1553.99
22.05. | 11 | 1553.99
22.05. | 12 | 1553.99
22.05. | 13 | 1553.99
22.05. | 14 | 1553.99
22.05. | 15 | 1553.99
22.05. | 16 | 1553.99
22.05. | 17 | 1553.99
22.05. | 18 | 1553.99
22.05. | 19 | 1553.99
22.05. | 20 | 1553.99
22.05. | 21 | 1553.99
22.05. | 22 | 1553.99
22.05. | 23 | 1553.99
22.05. | 24 | 1553.99
23.05. | 1 | 1553.99
23.05. | 2 | 1553.99
23.05. | 3 | 1553.99
23.05. | 4 | 1553.99
23.05. | 5 | 1553.99
23.05. | 6 | 1553.99
23.05. | 7 | 1553.99
23.05. | 8 | 1553.99
23.05. | 9 | 1553.99
23.05. | 10 | 1553.99
23.05. | 11 | 1553.99
23.05. | 12 | 1553.99
23.05. | 13 | 1553.99
23.05. | 14 | 1553.99
23.05. | 15 | 1553.99
23.05. | 16 | 1553.99
23.05. | 17 | 1553.99
23.05. | 18 | 1553.99
23.05. | 19 | 1553.99
23.05. | 20 | 1553.99
23.05. | 21 | 1553.99
23.05. | 22 | 1553.99
23.05. | 23 | 1553.99
23.05. | 24 | 1553.99
24.05. | 1 | 1553.99
24.05. | 2 | 1553.99
24.05. | 3 | 1553.99
24.05. | 4 | 1553.99
24.05. | 5 | 1553.99
24.05. | 6 | 1553.99
24.05. | 7 | 1553.99
24.05. | 8 | 1553.99
24.05. | 9 | 1553.99
24.05. | 10 | 1553.99
24.05. | 11 | 1553.99
24.05. | 12 | 1553.99
24.05. | 13 | 1553.99
24.05. | 14 | 1553.99
24.05. | 15 | 1553.99
24.05. | 16 | 1553.99
24.05. | 17 | 1553.99
24.05. | 18 | 1553.99
24.05. | 19 | 1553.99
24.05. | 20 | 1553.99
24.05. | 21 | 1553.99
24.05. | 22 | 1553.99
24.05. | 23 | 1553.99
24.05. | 24 | 1553.99
25.05. | 1 | 1553.99
25.05. | 2 | 1553.99
25.05. | 3 | 1553.99
25.05. | 4 | 1553.99
25.05. | 5 | 1553.99
25.05. | 6 | 1553.99
25.05. | 7 | 1553.99
25.05. | 8 | 1553.99
25.05. | 9 | 1553.99
25.05. | 10 | 1553.99
25.05. | 11 | 1553.99
25.05. | 12 | 1553.99
25.05. | 13 | 1553.99
25.05. | 14 | 1553.99
25.05. | 15 | 1553.99
25.05. | 16 | 1553.99
25.05. | 17 | 1553.99
25.05. | 18 | 1553.99
25.05. | 19 | 1553.99
25.05. | 20 | 1553.99
25.05. | 21 | 1553.99
25.05. | 22 | 1553.99
25.05. | 23 | 1553.99
25.05. | 24 | 1553.99
26.05. | 1 | 1553.99
26.05. | 2 | 1553.99
26.05. | 3 | 1553.99
26.05. | 4 | 1553.99
26.05. | 5 | 1553.99
26.05. | 6 | 1553.99
26.05. | 7 | 1553.99
26.05. | 8 | 1553.99
26.05. | 9 | 1553.99
26.05. | 10 | 1553.99
26.05. | 11 | 1553.99
26.05. | 12 | 1553.99
26.05. | 13 | 1553.99
26.05. | 14 | 1553.99
26.05. | 15 | 1553.99
26.05. | 16 | 1553.99
26.05. | 17 | 1553.99
26.05. | 18 | 1553.99
26.05. | 19 | 1553.99
26.05. | 20 | 1553.99
26.05. | 21 | 1553.99
26.05. | 22 | 1553.99
26.05. | 23 | 1553.99
26.05. | 24 | 1553.99
27.05. | 1 | 1553.99
27.05. | 2 | 1553.99
27.05. | 3 | 1553.99
27.05. | 4 | 1553.99
27.05. | 5 | 1553.99
27.05. | 6 | 1553.99
27.05. | 7 | 1553.99
27.05. | 8 | 1553.99
27.05. | 9 | 1553.99
27.05. | 10 | 1553.99
27.05. | 11 | 1553.99
27.05. | 12 | 1553.99
27.05. | 13 | 1553.99
27.05. | 14 | 1553.99
27.05. | 15 | 1553.99
27.05. | 16 | 1553.99
27.05. | 17 | 1553.99
27.05. | 18 | 1553.99
27.05. | 19 | 1553.99
27.05. | 20 | 1553.99
27.05. | 21 | 1553.99
27.05. | 22 | 1553.99
27.05. | 23 | 1553.99
27.05. | 24 | 1553.99
28.05. | 1 | 1553.99
28.05. | 2 | 1553.99
28.05. | 3 | 1553.99
28.05. | 4 | 1553.99
28.05. | 5 | 1553.99
28.05. | 6 | 1553.99
28.05. | 7 | 1553.99
28.05. | 8 | 1553.99
28.05. | 9 | 1553.99
28.05. | 10 | 1553.99
28.05. | 11 | 1553.99
28.05. | 12 | 1553.99
28.05. | 13 | 1553.99
28.05. | 14 | 1553.99
28.05. | 15 | 1553.99
28.05. | 16 | 1553.99
28.05. | 17 | 1553.99
28.05. | 18 | 1553.99
28.05. | 19 | 1553.99
28.05. | 20 | 1553.99
28.05. | 21 | 1553.99
28.05. | 22 | 1553.99
28.05. | 23 | 1553.99
28.05. | 24 | 1553.99
29.05. | 1 | 1553.99
29.05. | 2 | 1553.99
29.05. | 3 | 1553.99
29.05. | 4 | 1553.99
29.05. | 5 | 1553.99
29.05. | 6 | 1553.99
29.05. | 7 | 1553.99
29.05. | 8 | 1553.99
29.05. | 9 | 1553.99
29.05. | 10 | 1553.99
29.05. | 11 | 1553.99
29.05. | 12 | 1553.99
29.05. | 13 | 1553.99
29.05. | 14 | 1553.99
29.05. | 15 | 1553.99
29.05. | 16 | 1553.99
29.05. | 17 | 1553.99
29.05. | 18 | 1553.99
29.05. | 19 | 1553.99
29.05. | 20 | 1553.99
29.05. | 21 | 1553.99
29.05. | 22 | 1553.99
29.05. | 23 | 1553.99
29.05. | 24 | 1553.99
30.05. | 1 | 1553.99
30.05. | 2 | 1553.99
30.05. | 3 | 1553.99
30.05. | 4 | 1553.99
30.05. | 5 | 1553.99
30.05. | 6 | 1553.99
30.05. | 7 | 1553.99
30.05. | 8 | 1553.99
30.05. | 9 | 1553.99
30.05. | 10 | 1553.99
30.05. | 11 | 1553.99
30.05. | 12 | 1553.99
30.05. | 13 | 1553.99
30.05. | 14 | 1553.99
30.05. | 15 | 1553.99
30.05. | 16 | 1553.99
30.05. | 17 | 1553.99
30.05. | 18 | 1553.99
30.05. | 19 | 1553.99
30.05. | 20 | 1553.99
30.05. | 21 | 1553.99
30.05. | 22 | 1553.99
30.05. | 23 | 1553.99
30.05. | 24 | 1553.99
31.05. | 1 | 1553.99
31.05. | 2 | 1553.99
31.05. | 3 | 1553.99
31.05. | 4 | 1553.99
31.05. | 5 | 1553.99
31.05. | 6 | 1553.99
31.05. | 7 | 1553.99
31.05. | 8 | 1553.99
31.05. | 9 | 1553.99
31.05. | 10 | 1553.99
31.05. | 11 | 1553.99
31.05. | 12 | 1553.99
31.05. | 13 | 1553.99
31.05. | 14 | 1553.99
31.05. | 15 | 1553.99
31.05. | 16 | 1553.99
31.05. | 17 | 1553.99
31.05. | 18 | 1553.99
31.05. | 19 | 1553.99
31.05. | 20 | 1553.99
31.05. | 21 | 1553.99
31.05. | 22 | 1553.99
31.05. | 23 | 1553.99
31.05. | 24 | 1553.99
01.06. | 1 | 1553.99
01.06. | 2 | 1553.99
01.06. | 3 | 1553.99
01.06. | 4 | 1553.99
01.06. | 5 | 1553.99
01.06. | 6 | 1553.99
01.06. | 7 | 1553.99
01.06. | 8 | 1553.99
01.06. | 9 | 1553.99
01.06. | 10 | 1553.99
01.06. | 11 | 1553.99
01.06. | 12 | 1553.99
01.06. | 13 | 1553.99
01.06. | 14 | 1553.99
01.06. | 15 | 1553.99
01.06. | 16 | 1553.99
01.06. | 17 | 1553.99
01.06. | 18 | 1553.99
01.06. | 19 | 1553.99
01.06. | 20 | 1553.99
01.06. | 21 | 1553.99
01.06. | 22 | 1553.99
01.06. | 23 | 1553.99
01.06. | 24 | 1553.99
02.06. | 1 | 1553.99
02.06. | 2 | 1553.99
02.06. | 3 | 1553.99
02.06. | 4 | 1553.99
02.06. | 5 | 1553.99
02.06. | 6 | 1553.99
02.06. | 7 | 1553.99
02.06. | 8 | 1553.99
02.06. | 9 | 1553.99
02.06. | 10 | 1553.99
02.06. | 11 | 1553.99
02.06. | 12 | 1553.99
02.06. | 13 | 1553.99
02.06. | 14 | 1553.99
02.06. | 15 | 1553.99
02.06. | 16 | 1553.99
02.06. | 17 | 1553.99
02.06. | 18 | 1553.99
02.06. | 19 | 1553.99
02.06. | 20 | 1553.99
02.06. | 21 | 1553.99
02.06. | 22 | 1553.99
02.06. | 23 | 1553.99
02.06. | 24 | 1553.99
03.06. | 1 | 1553.99
03.06. | 2 | 1553.99
03.06. | 3 | 1553.99
03.06. | 4 | 1553.99
03.06. | 5 | 1553.99
03.06. | 6 | 1553.99
03.06. | 7 | 1553.99
03.06. | 8 | 1553.99
03.06. | 9 | 1553.99
03.06. | 10 | 1553.99
03.06. | 11 | 1553.99
03.06. | 12 | 1553.99
03.06. | 13 | 1553.99
03.06. | 14 | 1553.99
03.06. | 15 | 1553.99
03.06. | 16 | 1553.99
03.06. | 17 | 1553.99
03.06. | 18 | 1553.99
03.06. | 19 | 1553.99
03.06. | 20 | 1553.99
03.06. | 21 | 1553.99
03.06. | 22 | 1553.99
03.06. | 23 | 1553.99
03.06. | 24 | 1553.99
04.06. | 1 | 1553.99
04.06. | 2 | 1553.99
04.06. | 3 | 1553.99
04.06. | 4 | 1553.99
04.06. | 5 | 1553.99
04.06. | 6 | 1553.99
04.06. | 7 | 1553.99
04.06. | 8 | 1553.99
04.06. | 9 | 1553.99
04.06. | 10 | 1553.99
04.06. | 11 | 1553.99
04.06. | 12 | 1553.99
04.06. | 13 | 1553.99
04.06. | 14 | 1553.99
04.06. | 15 | 1553.99
04.06. | 16 | 1553.99
04.06. | 17 | 1553.99
04.06. | 18 | 1553.99
04.06. | 19 | 1553.99
04.06. | 20 | 1553.99
04.06. | 21 | 1553.99
04.06. | 22 | 1553.99
04.06. | 23 | 1553.99
04.06. | 24 | 1553.99
05.06. | 1 | 1553.99
05.06. | 2 | 1553.99
05.06. | 3 | 1553.99
05.06. | 4 | 1553.99
05.06. | 5 | 1553.99
05.06. | 6 | 1553.99
05.06. | 7 | 1553.99
05.06. | 8 | 1553.99
05.06. | 9 | 1553.99
05.06. | 10 | 1553.99
05.06. | 11 | 1553.99
05.06. | 12 | 1553.99
05.06. | 13 | 1553.99
05.06. | 14 | 1553.99
05.06. | 15 | 1553.99
05.06. | 16 | 1553.99
05.06. | 17 | 1553.99
05.06. | 18 | 1553.99
05.06. | 19 | 1553.99
05.06. | 20 | 1553.99
05.06. | 21 | 1553.99
05.06. | 22 | 1553.99
05.06. | 23 | 1553.99
05.06. | 24 | 1553.99
06.06. | 1 | 1553.99
06.06. | 2 | 1553.99
06.06. | 3 | 1553.99
06.06. | 4 | 1553.99
06.06. | 5 | 1553.99
06.06. | 6 | 1553.99
06.06. | 7 | 1553.99
06.06. | 8 | 1553.99
06.06. | 9 | 1553.99
06.06. | 10 | 1553.99
06.06. | 11 | 1553.99
06.06. | 12 | 1553.99
06.06. | 13 | 1553.99
06.06. | 14 | 1553.99
06.06. | 15 | 1553.99
06.06. | 16 | 1553.99
06.06. | 17 | 1553.99
06.06. | 18 | 1553.99
06.06. | 19 | 1553.99
06.06. | 20 | 1553.99
06.06. | 21 | 1553.99
06.06. | 22 | 1553.99
06.06. | 23 | 1553.99
06.06. | 24 | 1553.99
07.06. | 1 | 1553.99
07.06. | 2 | 1553.99
07.06. | 3 | 1553.99
07.06. | 4 | 1553.99
07.06. | 5 | 1553.99
07.06. | 6 | 1553.99
07.06. | 7 | 1553.99
07.06. | 8 | 1553.99
07.06. | 9 | 1553.99
07.06. | 10 | 1553.99
07.06. | 11 | 1553.99
07.06. | 12 | 1553.99
07.06. | 13 | 1553.99
07.06. | 14 | 1553.99
07.06. | 15 | 1553.99
07.06. | 16 | 1553.99
07.06. | 17 | 1553.99
07.06. | 18 | 1553.99
07.06. | 19 | 1553.99
07.06. | 20 | 1553.99
07.06. | 21 | 1553.99
07.06. | 22 | 1553.99
07.06. | 23 | 1553.99
07.06. | 24 | 1553.99
08.06. | 1 | 1553.99
08.06. | 2 | 1553.99
08.06. | 3 | 1553.99
08.06. | 4 | 1553.99
08.06. | 5 | 1553.99
08.06. | 6 | 1553.99
08.06. | 7 | 1553.99
08.06. | 8 | 1553.99
08.06. | 9 | 1553.99
08.06. | 10 | 1553.99
08.06. | 11 | 1553.99
08.06. | 12 | 1553.99
08.06. | 13 | 1553.99
08.06. | 14 | 1553.99
08.06. | 15 | 1553.99
08.06. | 16 | 1553.99
08.06. | 17 | 1553.99
08.06. | 18 | 1553.99
08.06. | 19 | 1553.99
08.06. | 20 | 1553.99
08.06. | 21 | 1553.99
08.06. | 22 | 1553.99
08.06. | 23 | 1553.99
08.06. | 24 | 1553.99
09.06. | 1 | 1553.99
09.06. | 2 | 1553.99
09.06. | 3 | 1553.99
09.06. | 4 | 1553.99
09.06. | 5 | 1553.99
09.06. | 6 | 1553.99
09.06. | 7 | 1553.99
09.06. | 8 | 1553.99
09.06. | 9 | 1553.99
09.06. | 10 | 1553.99
09.06. | 11 | 1553.99
09.06. | 12 | 1553.99
09.06. | 13 | 1553.99
09.06. | 14 | 1553.99
09.06. | 15 | 1553.99
09.06. | 16 | 1553.99
09.06. | 17 | 1553.99
09.06. | 18 | 1553.99
09.06. | 19 | 1553.99
09.06. | 20 | 1553.99
09.06. | 21 | 1553.99
09.06. | 22 | 1553.99
09.06. | 23 | 1553.99
09.06. | 24 | 1553.99
10.06. | 1 | 1553.99
10.06. | 2 | 1553.99
10.06. | 3 | 1553.99
10.06. | 4 | 1553.99
10.06. | 5 | 1553.99
10.06. | 6 | 1553.99
10.06. | 7 | 1553.99
10.06. | 8 | 1553.99
10.06. | 9 | 1553.99
10.06. | 10 | 1553.99
10.06. | 11 | 1553.99
10.06. | 12 | 1553.99
10.06. | 13 | 1553.99
10.06. | 14 | 1553.99
10.06. | 15 | 1553.99
10.06. | 16 | 1553.99
10.06. | 17 | 1553.99
10.06. | 18 | 1553.99
10.06. | 19 | 1553.99
10.06. | 20 | 1553.99
10.06. | 21 | 1553.99
10.06. | 22 | 1553.99
10.06. | 23 | 1553.99
10.06. | 24 | 1553.99
11.06. | 1 | 1553.99
11.06. | 2 | 1553.99
11.06. | 3 | 1553.99
11.06. | 4 | 1553.99
11.06. | 5 | 1553.99
11.06. | 6 | 1553.99
11.06. | 7 | 1553.99
11.06. | 8 | 1553.99
11.06. | 9 | 1553.99
11.06. | 10 | 1553.99
11.06. | 11 | 1553.99
11.06. | 12 | 1553.99
11.06. | 13 | 1553.99
11.06. | 14 | 1553.99
11.06. | 15 | 1553.99
11.06. | 16 | 1553.99
11.06. | 17 | 1553.99
11.06. | 18 | 1553.99
11.06. | 19 | 1553.99
11.06. | 20 | 1553.99
11.06. | 21 | 1553.99
11.06. | 22 | 1553.99
11.06. | 23 | 1553.99
11.06. | 24 | 1553.99
12.06. | 1 | 1553.99
12.06. | 2 | 1553.99
12.06. | 3 | 1553.99
12.06. | 4 | 1553.99
12.06. | 5 | 1553.99
12.06. | 6 | 1553.99
12.06. | 7 | 1553.99
12.06. | 8 | 1553.99
12.06. | 9 | 1553.99
12.06. | 10 | 1553.99
12.06. | 11 | 1553.99
12.06. | 12 | 1553.99
12.06. | 13 | 1553.99
12.06. | 14 | 1553.99
12.06. | 15 | 1553.99
12.06. | 16 | 1553.99
12.06. | 17 | 1553.99
12.06. | 18 | 1553.99
12.06. | 19 | 1553.99
12.06. | 20 | 1553.99
12.06. | 21 | 1553.99
12.06. | 22 | 1553.99
12.06. | 23 | 1553.99
12.06. | 24 | 1553.99
13.06. | 1 | 1553.99
13.06. | 2 | 1553.99
13.06. | 3 | 1553.99
13.06. | 4 | 1553.99
13.06. | 5 | 1553.99
13.06. | 6 | 1553.99
13.06. | 7 | 1553.99
13.06. | 8 | 1553.99
13.06. | 9 | 1553.99
13.06. | 10 | 1553.99
13.06. | 11 | 1553.99
13.06. | 12 | 1553.99
13.06. | 13 | 1553.99
13.06. | 14 | 1553.99
13.06. | 15 | 1553.99
13.06. | 16 | 1553.99
13.06. | 17 | 1553.99
13.06. | 18 | 1553.99
13.06. | 19 | 1553.99
13.06. | 20 | 1553.99
13.06. | 21 | 1553.99
13.06. | 22 | 1553.99
13.06. | 23 | 1553.99
13.06. | 24 | 1553.99
14.06. | 1 | 1553.99
14.06. | 2 | 1553.99
14.06. | 3 | 1553.99
14.06. | 4 | 1553.99
14.06. | 5 | 1553.99
14.06. | 6 | 1553.99
14.06. | 7 | 1553.99
14.06. | 8 | 1553.99
14.06. | 9 | 1553.99
14.06. | 10 | 1553.99
14.06. | 11 | 1553.99
14.06. | 12 | 1553.99
14.06. | 13 | 1553.99
14.06. | 14 | 1553.99
14.06. | 15 | 1553.99
14.06. | 16 | 1553.99
14.06. | 17 | 1553.99
14.06. | 18 | 1553.99
14.06. | 19 | 1553.99
14.06. | 20 | 1553.99
14.06. | 21 | 1553.99
14.06. | 22 | 1553.99
14.06. | 23 | 1553.99
14.06. | 24 | 1553.99
15.06. | 1 | 1553.99
15.06. | 2 | 1553.99
15.06. | 3 | 1553.99
15.06. | 4 | 1553.99
15.06. | 5 | 1553.99
15.06. | 6 | 1553.99
15.06. | 7 | 1553.99
15.06. | 8 | 1553.99
15.06. | 9 | 1553.99
15.06. | 10 | 1553.99
15.06. | 11 | 1553.99
15.06. | 12 | 1553.99
15.06. | 13 | 1553.99
15.06. | 14 | 1553.99
15.06. | 15 | 1553.99
15.06. | 16 | 1553.99
15.06. | 17 | 1553.99
15.06. | 18 | 1553.99
15.06. | 19 | 1553.99
15.06. | 20 | 1553.99
15.06. | 21 | 1553.99
15.06. | 22 | 1553.99
15.06. | 23 | 1553.99
15.06. | 24 | 1553.99
16.06. | 1 | 1553.99
16.06. | 2 | 1553.99
16.06. | 3 | 1553.99
16.06. | 4 | 1553.99
16.06. | 5 | 1553.99
16.06. | 6 | 1553.99
16.06. | 7 | 1553.99
16.06. | 8 | 1553.99
16.06. | 9 | 1553.99
16.06. | 10 | 1553.99
16.06. | 11 | 1553.99
16.06. | 12 | 1553.99
16.06. | 13 | 1553.99
16.06. | 14 | 1553.99
16.06. | 15 | 1553.99
16.06. | 16 | 1553.99
16.06. | 17 | 1553.99
16.06. | 18 | 1553.99
16.06. | 19 | 1553.99
16.06. | 20 | 1553.99
16.06. | 21 | 1553.99
16.06. | 22 | 1553.99
16.06. | 23 | 1553.99
16.06. | 24 | 1553.99
17.06. | 1 | 1553.99
17.06. | 2 | 1553.99
17.06. | 3 | 1553.99
17.06. | 4 | 1553.99
17.06. | 5 | 1553.99
17.06. | 6 | 1553.99
17.06. | 7 | 1553.99
17.06. | 8 | 1553.99
17.06. | 9 | 1553.99
17.06. | 10 | 1553.99
17.06. | 11 | 1553.99
17.06. | 12 | 1553.99
17.06. | 13 | 1553.99
17.06. | 14 | 1553.99
17.06. | 15 | 1553.99
17.06. | 16 | 1553.99
17.06. | 17 | 1553.99
17.06. | 18 | 1553.99
17.06. | 19 | 1553.99
17.06. | 20 | 1553.99
17.06. | 21 | 1553.99
17.06. | 22 | 1553.99
17.06. | 23 | 1553.99
17.06. | 24 | 1553.99
18.06. | 1 | 1553.99
18.06. | 2 | 1553.99
18.06. | 3 | 1553.99
18.06. | 4 | 1553.99
18.06. | 5 | 1553.99
18.06. | 6 | 1553.99
18.06. | 7 | 1553.99
18.06. | 8 | 1553.99
18.06. | 9 | 1553.99
18.06. | 10 | 1553.99
18.06. | 11 | 1553.99
18.06. | 12 | 1553.99
18.06. | 13 | 1553.99
18.06. | 14 | 1553.99
18.06. | 15 | 1553.99
18.06. | 16 | 1553.99
18.06. | 17 | 1553.99
18.06. | 18 | 1553.99
18.06. | 19 | 1553.99
18.06. | 20 | 1553.99
18.06. | 21 | 1553.99
18.06. | 22 | 1553.99
18.06. | 23 | 1553.99
18.06. | 24 | 1553.99
19.06. | 1 | 1553.99
19.06. | 2 | 1553.99
19.06. | 3 | 1553.99
19.06. | 4 | 1553.99
19.06. | 5 | 1553.99
19.06. | 6 | 1553.99
19.06. | 7 | 1553.99
19.06. | 8 | 1553.99
19.06. | 9 | 1553.99
19.06. | 10 | 1553.99
19.06. | 11 | 1553.99
19.06. | 12 | 1553.99
19.06. | 13 | 1553.99
19.06. | 14 | 1553.99
19.06. | 15 | 1553.99
19.06. | 16 | 1553.99
19.06. | 17 | 1553.99
19.06. | 18 | 1553.99
19.06. | 19 | 1553.99
19.06. | 20 | 1553.99
19.06. | 21 | 1553.99
19.06. | 22 | 1553.99
19.06. | 23 | 1553.99
19.06. | 24 | 1553.99
20.06. | 1 | 1553.99
20.06. | 2 | 1553.99
20.06. | 3 | 1553.99
20.06. | 4 | 1553.99
20.06. | 5 | 1553.99
20.06. | 6 | 1553.99
20.06. | 7 | 1553.99
20.06. | 8 | 1553.99
20.06. | 9 | 1553.99
20.06. | 10 | 1553.99
20.06. | 11 | 1553.99
20.06. | 12 | 1553.99
20.06. | 13 | 1553.99
20.06. | 14 | 1553.99
20.06. | 15 | 1553.99
20.06. | 16 | 1553.99
20.06. | 17 | 1553.99
20.06. | 18 | 1553.99
20.06. | 19 | 1553.99
20.06. | 20 | 1553.99
20.06. | 21 | 1553.99
20.06. | 22 | 1553.99
20.06. | 23 | 1553.99
20.06. | 24 | 1553.99
21.06. | 1 | 1553.99
21.06. | 2 | 1553.99
21.06. | 3 | 1553.99
21.06. | 4 | 1553.99
21.06. | 5 | 1553.99
21.06. | 6 | 1553.99
21.06. | 7 | 1553.99
21.06. | 8 | 1553.99
21.06. | 9 | 1553.99
21.06. | 10 | 1553.99
21.06. | 11 | 1553.99
21.06. | 12 | 1553.99
21.06. | 13 | 1553.99
21.06. | 14 | 1553.99
21.06. | 15 | 1553.99
21.06. | 16 | 1553.99
21.06. | 17 | 1553.99
21.06. | 18 | 1553.99
21.06. | 19 | 1553.99
21.06. | 20 | 1553.99
21.06. | 21 | 1553.99
21.06. | 22 | 1553.99
21.06. | 23 | 1553.99
21.06. | 24 | 1553.99
22.06. | 1 | 1553.99
22.06. | 2 | 1553.99
22.06. | 3 | 1553.99
22.06. | 4 | 1553.99
22.06. | 5 | 1553.99
22.06. | 6 | 1553.99
22.06. | 7 | 1553.99
22.06. | 8 | 1553.99
22.06. | 9 | 1553.99
22.06. | 10 | 1553.99
22.06. | 11 | 1553.99
22.06. | 12 | 1553.99
22.06. | 13 | 1553.99
22.06. | 14 | 1553.99
22.06. | 15 | 1553.99
22.06. | 16 | 1553.99
22.06. | 17 | 1553.99
22.06. | 18 | 1553.99
22.06. | 19 | 1553.99
22.06. | 20 | 1553.99
22.06. | 21 | 1553.99
22.06. | 22 | 1553.99
22.06. | 23 | 1553.99
22.06. | 24 | 1553.99
23.06. | 1 | 1553.99
23.06. | 2 | 1553.99
23.06. | 3 | 1553.99
23.06. | 4 | 1553.99
23.06. | 5 | 1553.99
23.06. | 6 | 1553.99
23.06. | 7 | 1553.99
23.06. | 8 | 1553.99
23.06. | 9 | 1553.99
23.06. | 10 | 1553.99
23.06. | 11 | 1553.99
23.06. | 12 | 1553.99
23.06. | 13 | 1553.99
23.06. | 14 | 1553.99
23.06. | 15 | 1553.99
23.06. | 16 | 1553.99
23.06. | 17 | 1553.99
23.06. | 18 | 1553.99
23.06. | 19 | 1553.99
23.06. | 20 | 1553.99
23.06. | 21 | 1553.99
23.06. | 22 | 1553.99
23.06. | 23 | 1553.99
23.06. | 24 | 1553.99
24.06. | 1 | 1553.99
24.06. | 2 | 1553.99
24.06. | 3 | 1553.99
24.06. | 4 | 1553.99
24.06. | 5 | 1553.99
24.06. | 6 | 1553.99
24.06. | 7 | 1553.99
24.06. | 8 | 1553.99
24.06. | 9 | 1553.99
24.06. | 10 | 1553.99
24.06. | 11 | 1553.99
24.06. | 12 | 1553.99
24.06. | 13 | 1553.99
24.06. | 14 | 1553.99
24.06. | 15 | 1553.99
24.06. | 16 | 1553.99
24.06. | 17 | 1553.99
24.06. | 18 | 1553.99
24.06. | 19 | 1553.99
24.06. | 20 | 1553.99
24.06. | 21 | 1553.99
24.06. | 22 | 1553.99
24.06. | 23 | 1553.99
24.06. | 24 | 1553.99
25.06. | 1 | 1553.99
25.06. | 2 | 1553.99
25.06. | 3 | 1553.99
25.06. | 4 | 1553.99
25.06. | 5 | 1553.99
25.06. | 6 | 1553.99
25.06. | 7 | 1553.99
25.06. | 8 | 1553.99
25.06. | 9 | 1553.99
25.06. | 10 | 1553.99
25.06. | 11 | 1553.99
25.06. | 12 | 1553.99
25.06. | 13 | 1553.99
25.06. | 14 | 1553.99
25.06. | 15 | 1553.99
25.06. | 16 | 1553.99
25.06. | 17 | 1553.99
25.06. | 18 | 1553.99
25.06. | 19 | 1553.99
25.06. | 20 | 1553.99
25.06. | 21 | 1553.99
25.06. | 22 | 1553.99
25.06. | 23 | 1553.99
25.06. | 24 | 1553.99
26.06. | 1 | 1553.99
26.06. | 2 | 1553.99
26.06. | 3 | 1553.99
26.06. | 4 | 1553.99
26.06. | 5 | 1553.99
26.06. | 6 | 1553.99
26.06. | 7 | 1553.99
26.06. | 8 | 1553.99
26.06. | 9 | 1553.99
26.06. | 10 | 1553.99
26.06. | 11 | 1553.99
26.06. | 12 | 1553.99
26.06. | 13 | 1553.99
26.06. | 14 | 1553.99
26.06. | 15 | 1553.99
26.06. | 16 | 1553.99
26.06. | 17 | 1553.99
26.06. | 18 | 1553.99
26.06. | 19 | 1553.99
26.06. | 20 | 1553.99
26.06. | 21 | 1553.99
26.06. | 22 | 1553.99
26.06. | 23 | 1553.99
26.06. | 24 | 1553.99
27.06. | 1 | 1553.99
27.06. | 2 | 1553.99
27.06. | 3 | 1553.99
27.06. | 4 | 1553.99
27.06. | 5 | 1553.99
27.06. | 6 | 1553.99
27.06. | 7 | 1553.99
27.06. | 8 | 1553.99
27.06. | 9 | 1553.99
27.06. | 10 | 1553.99
27.06. | 11 | 1553.99
27.06. | 12 | 1553.99
27.06. | 13 | 1553.99
27.06. | 14 | 1553.99
27.06. | 15 | 1553.99
27.06. | 16 | 1553.99
27.06. | 17 | 1553.99
27.06. | 18 | 1553.99
27.06. | 19 | 1553.99
27.06. | 20 | 1553.99
27.06. | 21 | 1553.99
27.06. | 22 | 1553.99
27.06. | 23 | 1553.99
27.06. | 24 | 1553.99
28.06. | 1 | 1553.99
28.06. | 2 | 1553.99
28.06. | 3 | 1553.99
28.06. | 4 | 1553.99
28.06. | 5 | 1553.99
28.06. | 6 | 1553.99
28.06. | 7 | 1553.99
28.06. | 8 | 1553.99
28.06. | 9 | 1553.99
28.06. | 10 | 1553.99
28.06. | 11 | 1553.99
28.06. | 12 | 1553.99
28.06. | 13 | 1553.99
28.06. | 14 | 1553.99
28.06. | 15 | 1553.99
28.06. | 16 | 1553.99
28.06. | 17 | 1553.99
28.06. | 18 | 1553.99
28.06. | 19 | 1553.99
28.06. | 20 | 1553.99
28.06. | 21 | 1553.99
28.06. | 22 | 1553.99
28.06. | 23 | 1553.99
28.06. | 24 | 1553.99
29.06. | 1 | 1553.99
29.06. | 2 | 1553.99
29.06. | 3 | 1553.99
29.06. | 4 | 1553.99
29.06. | 5 | 1553.99
29.06. | 6 | 1553.99
29.06. | 7 | 1553.99
29.06. | 8 | 1553.99
29.06. | 9 | 1553.99
29.06. | 10 | 1553.99
29.06. | 11 | 1553.99
29.06. | 12 | 1553.99
29.06. | 13 | 1553.99
29.06. | 14 | 1553.99
29.06. | 15 | 1553.99
29.06. | 16 | 1553.99
29.06. | 17 | 1553.99
29.06. | 18 | 1553.99
29.06. | 19 | 1553.99
29.06. | 20 | 1553.99
29.06. | 21 | 1553.99
29.06. | 22 | 1553.99
29.06. | 23 | 1553.99
29.06. | 24 | 1553.99
30.06. | 1 | 1553.99
30.06. | 2 | 1553.99
30.06. | 3 | 1553.99
30.06. | 4 | 1553.99
30.06. | 5 | 1553.99
30.06. | 6 | 1553.99
30.06. | 7 | 1553.99
30.06. | 8 | 1553.99
30.06. | 9 | 1553.99
30.06. | 10 | 1553.99
30.06. | 11 | 1553.99
30.06. | 12 | 1553.99
30.06. | 13 | 1553.99
30.06. | 14 | 1553.99
30.06. | 15 | 1553.99
30.06. | 16 | 1553.99
30.06. | 17 | 1553.99
30.06. | 18 | 1553.99
30.06. | 19 | 1553.99
30.06. | 20 | 1553.99
30.06. | 21 | 1553.99
30.06. | 22 | 1553.99
30.06. | 23 | 1553.99
30.06. | 24 | 1553.99
01.07. | 1 | 1553.99
01.07. | 2 | 1553.99
01.07. | 3 | 1553.99
01.07. | 4 | 1553.99
01.07. | 5 | 1553.99
01.07. | 6 | 1553.99
01.07. | 7 | 1553.99
01.07. | 8 | 1553.99
01.07. | 9 | 1553.99
01.07. | 10 | 1553.99
01.07. | 11 | 1553.99
01.07. | 12 | 1553.99
01.07. | 13 | 1553.99
01.07. | 14 | 1553.99
01.07. | 15 | 1553.99
01.07. | 16 | 1553.99
01.07. | 17 | 1553.99
01.07. | 18 | 1553.99
01.07. | 19 | 1553.99
01.07. | 20 | 1553.99
01.07. | 21 | 1553.99
01.07. | 22 | 1553.99
01.07. | 23 | 1553.99
01.07. | 24 | 1553.99
02.07. | 1 | 1553.99
02.07. | 2 | 1553.99
02.07. | 3 | 1553.99
02.07. | 4 | 1553.99
02.07. | 5 | 1553.99
02.07. | 6 | 1553.99
02.07. | 7 | 1553.99
02.07. | 8 | 1553.99
02.07. | 9 | 1553.99
02.07. | 10 | 1553.99
02.07. | 11 | 1553.99
02.07. | 12 | 1553.99
02.07. | 13 | 1553.99
02.07. | 14 | 1553.99
02.07. | 15 | 1553.99
02.07. | 16 | 1553.99
02.07. | 17 | 1553.99
02.07. | 18 | 1553.99
02.07. | 19 | 1553.99
02.07. | 20 | 1553.99
02.07. | 21 | 1553.99
02.07. | 22 | 1553.99
02.07. | 23 | 1553.99
02.07. | 24 | 1553.99
03.07. | 1 | 1553.99
03.07. | 2 | 1553.99
03.07. | 3 | 1553.99
03.07. | 4 | 1553.99
03.07. | 5 | 1553.99
03.07. | 6 | 1553.99
03.07. | 7 | 1553.99
03.07. | 8 | 1553.99
03.07. | 9 | 1553.99
03.07. | 10 | 1553.99
03.07. | 11 | 1553.99
03.07. | 12 | 1553.99
03.07. | 13 | 1553.99
03.07. | 14 | 1553.99
03.07. | 15 | 1553.99
03.07. | 16 | 1553.99
03.07. | 17 | 1553.99
03.07. | 18 | 1553.99
03.07. | 19 | 1553.99
03.07. | 20 | 1553.99
03.07. | 21 | 1553.99
03.07. | 22 | 1553.99
03.07. | 23 | 1553.99
03.07. | 24 | 1553.99
04.07. | 1 | 1553.99
04.07. | 2 | 1553.99
04.07. | 3 | 1553.99
04.07. | 4 | 1553.99
04.07. | 5 | 1553.99
04.07. | 6 | 1553.99
04.07. | 7 | 1553.99
04.07. | 8 | 1553.99
04.07. | 9 | 1553.99
04.07. | 10 | 1553.99
04.07. | 11 | 1553.99
04.07. | 12 | 1553.99
04.07. | 13 | 1553.99
04.07. | 14 | 1553.99
04.07. | 15 | 1553.99
04.07. | 16 | 1553.99
04.07. | 17 | 1553.99
04.07. | 18 | 1553.99
04.07. | 19 | 1553.99
04.07. | 20 | 1553.99
04.07. | 21 | 1553.99
04.07. | 22 | 1553.99
04.07. | 23 | 1553.99
04.07. | 24 | 1553.99
05.07. | 1 | 1553.99
05.07. | 2 | 1553.99
05.07. | 3 | 1553.99
05.07. | 4 | 1553.99
05.07. | 5 | 1553.99
05.07. | 6 | 1553.99
05.07. | 7 | 1553.99
05.07. | 8 | 1553.99
05.07. | 9 | 1553.99
05.07. | 10 | 1553.99
05.07. | 11 | 1553.99
05.07. | 12 | 1553.99
05.07. | 13 | 1553.99
05.07. | 14 | 1553.99
05.07. | 15 | 1553.99
05.07. | 16 | 1553.99
05.07. | 17 | 1553.99
05.07. | 18 | 1553.99
05.07. | 19 | 1553.99
05.07. | 20 | 1553.99
05.07. | 21 | 1553.99
05.07. | 22 | 1553.99
05.07. | 23 | 1553.99
05.07. | 24 | 1553.99
06.07. | 1 | 1553.99
06.07. | 2 | 1553.99
06.07. | 3 | 1553.99
06.07. | 4 | 1553.99
06.07. | 5 | 1553.99
06.07. | 6 | 1553.99
06.07. | 7 | 1553.99
06.07. | 8 | 1553.99
06.07. | 9 | 1553.99
06.07. | 10 | 1553.99
06.07. | 11 | 1553.99
06.07. | 12 | 1553.99
06.07. | 13 | 1553.99
06.07. | 14 | 1553.99
06.07. | 15 | 1553.99
06.07. | 16 | 1553.99
06.07. | 17 | 1553.99
06.07. | 18 | 1553.99
06.07. | 19 | 1553.99
06.07. | 20 | 1553.99
06.07. | 21 | 1553.99
06.07. | 22 | 1553.99
06.07. | 23 | 1553.99
06.07. | 24 | 1553.99
07.07. | 1 | 1553.99
07.07. | 2 | 1553.99
07.07. | 3 | 1553.99
07.07. | 4 | 1553.99
07.07. | 5 | 1553.99
07.07. | 6 | 1553.99
07.07. | 7 | 1553.99
07.07. | 8 | 1553.99
07.07. | 9 | 1553.99
07.07. | 10 | 1553.99
07.07. | 11 | 1553.99
07.07. | 12 | 1553.99
07.07. | 13 | 1553.99
07.07. | 14 | 1553.99
07.07. | 15 | 1553.99
07.07. | 16 | 1553.99
07.07. | 17 | 1553.99
07.07. | 18 | 1553.99
07.07. | 19 | 1553.99
07.07. | 20 | 1553.99
07.07. | 21 | 1553.99
07.07. | 22 | 1553.99
07.07. | 23 | 1553.99
07.07. | 24 | 1553.99
08.07. | 1 | 1553.99
08.07. | 2 | 1553.99
08.07. | 3 | 1553.99
08.07. | 4 | 1553.99
08.07. | 5 | 1553.99
08.07. | 6 | 1553.99
08.07. | 7 | 1553.99
08.07. | 8 | 1553.99
08.07. | 9 | 1553.99
08.07. | 10 | 1553.99
08.07. | 11 | 1553.99
08.07. | 12 | 1553.99
08.07. | 13 | 1553.99
08.07. | 14 | 1553.99
08.07. | 15 | 1553.99
08.07. | 16 | 1553.99
08.07. | 17 | 1553.99
08.07. | 18 | 1553.99
08.07. | 19 | 1553.99
08.07. | 20 | 1553.99
08.07. | 21 | 1553.99
08.07. | 22 | 1553.99
08.07. | 23 | 1553.99
08.07. | 24 | 1553.99
09.07. | 1 | 1553.99
09.07. | 2 | 1553.99
09.07. | 3 | 1553.99
09.07. | 4 | 1553.99
09.07. | 5 | 1553.99
09.07. | 6 | 1553.99
09.07. | 7 | 1553.99
09.07. | 8 | 1553.99
09.07. | 9 | 1553.99
09.07. | 10 | 1553.99
09.07. | 11 | 1553.99
09.07. | 12 | 1553.99
09.07. | 13 | 1553.99
09.07. | 14 | 1553.99
09.07. | 15 | 1553.99
09.07. | 16 | 1553.99
09.07. | 17 | 1553.99
09.07. | 18 | 1553.99
09.07. | 19 | 1553.99
09.07. | 20 | 1553.99
09.07. | 21 | 1553.99
09.07. | 22 | 1553.99
09.07. | 23 | 1553.99
09.07. | 24 | 1553.99
10.07. | 1 | 1553.99
10.07. | 2 | 1553.99
10.07. | 3 | 1553.99
10.07. | 4 | 1553.99
10.07. | 5 | 1553.99
10.07. | 6 | 1553.99
10.07. | 7 | 1553.99
10.07. | 8 | 1553.99
10.07. | 9 | 1553.99
10.07. | 10 | 1553.99
10.07. | 11 | 1553.99
10.07. | 12 | 1553.99
10.07. | 13 | 1553.99
10.07. | 14 | 1553.99
10.07. | 15 | 1553.99
10.07. | 16 | 1553.99
10.07. | 17 | 1553.99
10.07. | 18 | 1553.99
10.07. | 19 | 1553.99
10.07. | 20 | 1553.99
10.07. | 21 | 1553.99
10.07. | 22 | 1553.99
10.07. | 23 | 1553.99
10.07. | 24 | 1553.99
11.07. | 1 | 1553.99
11.07. | 2 | 1553.99
11.07. | 3 | 1553.99
11.07. | 4 | 1553.99
11.07. | 5 | 1553.99
11.07. | 6 | 1553.99
11.07. | 7 | 1553.99
11.07. | 8 | 1553.99
11.07. | 9 | 1553.99
11.07. | 10 | 1553.99
11.07. | 11 | 1553.99
11.07. | 12 | 1553.99
11.07. | 13 | 1553.99
11.07. | 14 | 1553.99
11.07. | 15 | 1553.99
11.07. | 16 | 1553.99
11.07. | 17 | 1553.99
11.07. | 18 | 1553.99
11.07. | 19 | 1553.99
11.07. | 20 | 1553.99
11.07. | 21 | 1553.99
11.07. | 22 | 1553.99
11.07. | 23 | 1553.99
11.07. | 24 | 1553.99
12.07. | 1 | 1553.99
12.07. | 2 | 1553.99
12.07. | 3 | 1553.99
12.07. | 4 | 1553.99
12.07. | 5 | 1553.99
12.07. | 6 | 1553.99
12.07. | 7 | 1553.99
12.07. | 8 | 1553.99
12.07. | 9 | 1553.99
12.07. | 10 | 1553.99
12.07. | 11 | 1553.99
12.07. | 12 | 1553.99
12.07. | 13 | 1553.99
12.07. | 14 | 1553.99
12.07. | 15 | 1553.99
12.07. | 16 | 1553.99
12.07. | 17 | 1553.99
12.07. | 18 | 1553.99
12.07. | 19 | 1553.99
12.07. | 20 | 1553.99
12.07. | 21 | 1553.99
12.07. | 22 | 1553.99
12.07. | 23 | 1553.99
12.07. | 24 | 1553.99
13.07. | 1 | 1553.99
13.07. | 2 | 1553.99
13.07. | 3 | 1553.99
13.07. | 4 | 1553.99
13.07. | 5 | 1553.99
13.07. | 6 | 1553.99
13.07. | 7 | 1553.99
13.07. | 8 | 1553.99
13.07. | 9 | 1553.99
13.07. | 10 | 1553.99
13.07. | 11 | 1553.99
13.07. | 12 | 1553.99
13.07. | 13 | 1553.99
13.07. | 14 | 1553.99
13.07. | 15 | 1553.99
13.07. | 16 | 1553.99
13.07. | 17 | 1553.99
13.07. | 18 | 1553.99
13.07. | 19 | 1553.99
13.07. | 20 | 1553.99
13.07. | 21 | 1553.99
13.07. | 22 | 1553.99
13.07. | 23 | 1553.99
13.07. | 24 | 1553.99
14.07. | 1 | 1553.99
14.07. | 2 | 1553.99
14.07. | 3 | 1553.99
14.07. | 4 | 1553.99
14.07. | 5 | 1553.99
14.07. | 6 | 1553.99
14.07. | 7 | 1553.99
14.07. | 8 | 1553.99
14.07. | 9 | 1553.99
14.07. | 10 | 1553.99
14.07. | 11 | 1553.99
14.07. | 12 | 1553.99
14.07. | 13 | 1553.99
14.07. | 14 | 1553.99
14.07. | 15 | 1553.99
14.07. | 16 | 1553.99
14.07. | 17 | 1553.99
14.07. | 18 | 1553.99
14.07. | 19 | 1553.99
14.07. | 20 | 1553.99
14.07. | 21 | 1553.99
14.07. | 22 | 1553.99
14.07. | 23 | 1553.99
14.07. | 24 | 1553.99
15.07. | 1 | 1553.99
15.07. | 2 | 1553.99
15.07. | 3 | 1553.99
15.07. | 4 | 1553.99
15.07. | 5 | 1553.99
15.07. | 6 | 1553.99
15.07. | 7 | 1553.99
15.07. | 8 | 1553.99
15.07. | 9 | 1553.99
15.07. | 10 | 1553.99
15.07. | 11 | 1553.99
15.07. | 12 | 1553.99
15.07. | 13 | 1553.99
15.07. | 14 | 1553.99
15.07. | 15 | 1553.99
15.07. | 16 | 1553.99
15.07. | 17 | 1553.99
15.07. | 18 | 1553.99
15.07. | 19 | 1553.99
15.07. | 20 | 1553.99
15.07. | 21 | 1553.99
15.07. | 22 | 1553.99
15.07. | 23 | 1553.99
15.07. | 24 | 1553.99
16.07. | 1 | 1553.99
16.07. | 2 | 1553.99
16.07. | 3 | 1553.99
16.07. | 4 | 1553.99
16.07. | 5 | 1553.99
16.07. | 6 | 1553.99
16.07. | 7 | 1553.99
16.07. | 8 | 1553.99
16.07. | 9 | 1553.99
16.07. | 10 | 1553.99
16.07. | 11 | 1553.99
16.07. | 12 | 1553.99
16.07. | 13 | 1553.99
16.07. | 14 | 1553.99
16.07. | 15 | 1553.99
16.07. | 16 | 1553.99
16.07. | 17 | 1553.99
16.07. | 18 | 1553.99
16.07. | 19 | 1553.99
16.07. | 20 | 1553.99
16.07. | 21 | 1553.99
16.07. | 22 | 1553.99
16.07. | 23 | 1553.99
16.07. | 24 | 1553.99
17.07. | 1 | 1553.99
17.07. | 2 | 1553.99
17.07. | 3 | 1553.99
17.07. | 4 | 1553.99
17.07. | 5 | 1553.99
17.07. | 6 | 1553.99
17.07. | 7 | 1553.99
17.07. | 8 | 1553.99
17.07. | 9 | 1553.99
17.07. | 10 | 1553.99
17.07. | 11 | 1553.99
17.07. | 12 | 1553.99
17.07. | 13 | 1553.99
17.07. | 14 | 1553.99
17.07. | 15 | 1553.99
17.07. | 16 | 1553.99
17.07. | 17 | 1553.99
17.07. | 18 | 1553.99
17.07. | 19 | 1553.99
17.07. | 20 | 1553.99
17.07. | 21 | 1553.99
17.07. | 22 | 1553.99
17.07. | 23 | 1553.99
17.07. | 24 | 1553.99
18.07. | 1 | 1553.99
18.07. | 2 | 1553.99
18.07. | 3 | 1553.99
18.07. | 4 | 1553.99
18.07. | 5 | 1553.99
18.07. | 6 | 1553.99
18.07. | 7 | 1553.99
18.07. | 8 | 1553.99
18.07. | 9 | 1553.99
18.07. | 10 | 1553.99
18.07. | 11 | 1553.99
18.07. | 12 | 1553.99
18.07. | 13 | 1553.99
18.07. | 14 | 1553.99
18.07. | 15 | 1553.99
18.07. | 16 | 1553.99
18.07. | 17 | 1553.99
18.07. | 18 | 1553.99
18.07. | 19 | 1553.99
18.07. | 20 | 1553.99
18.07. | 21 | 1553.99
18.07. | 22 | 1553.99
18.07. | 23 | 1553.99
18.07. | 24 | 1553.99
19.07. | 1 | 1553.99
19.07. | 2 | 1553.99
19.07. | 3 | 1553.99
19.07. | 4 | 1553.99
19.07. | 5 | 1553.99
19.07. | 6 | 1553.99
19.07. | 7 | 1553.99
19.07. | 8 | 1553.99
19.07. | 9 | 1553.99
19.07. | 10 | 1553.99
19.07. | 11 | 1553.99
19.07. | 12 | 1553.99
19.07. | 13 | 1553.99
19.07. | 14 | 1553.99
19.07. | 15 | 1553.99
19.07. | 16 | 1553.99
19.07. | 17 | 1553.99
19.07. | 18 | 1553.99
19.07. | 19 | 1553.99
19.07. | 20 | 1553.99
19.07. | 21 | 1553.99
19.07. | 22 | 1553.99
19.07. | 23 | 1553.99
19.07. | 24 | 1553.99
20.07. | 1 | 1553.99
20.07. | 2 | 1553.99
20.07. | 3 | 1553.99
20.07. | 4 | 1553.99
20.07. | 5 | 1553.99
20.07. | 6 | 1553.99
20.07. | 7 | 1553.99
20.07. | 8 | 1553.99
20.07. | 9 | 1553.99
20.07. | 10 | 1553.99
20.07. | 11 | 1553.99
20.07. | 12 | 1553.99
20.07. | 13 | 1553.99
20.07. | 14 | 1553.99
20.07. | 15 | 1553.99
20.07. | 16 | 1553.99
20.07. | 17 | 1553.99
20.07. | 18 | 1553.99
20.07. | 19 | 1553.99
20.07. | 20 | 1553.99
20.07. | 21 | 1553.99
20.07. | 22 | 1553.99
20.07. | 23 | 1553.99
20.07. | 24 | 1553.99
21.07. | 1 | 1553.99
21.07. | 2 | 1553.99
21.07. | 3 | 1553.99
21.07. | 4 | 1553.99
21.07. | 5 | 1553.99
21.07. | 6 | 1553.99
21.07. | 7 | 1553.99
21.07. | 8 | 1553.99
21.07. | 9 | 1553.99
21.07. | 10 | 1553.99
21.07. | 11 | 1553.99
21.07. | 12 | 1553.99
21.07. | 13 | 1553.99
21.07. | 14 | 1553.99
21.07. | 15 | 1553.99
21.07. | 16 | 1553.99
21.07. | 17 | 1553.99
21.07. | 18 | 1553.99
21.07. | 19 | 1553.99
21.07. | 20 | 1553.99
21.07. | 21 | 1553.99
21.07. | 22 | 1553.99
21.07. | 23 | 1553.99
21.07. | 24 | 1553.99
22.07. | 1 | 1553.99
22.07. | 2 | 1553.99
22.07. | 3 | 1553.99
22.07. | 4 | 1553.99
22.07. | 5 | 1553.99
22.07. | 6 | 1553.99
22.07. | 7 | 1553.99
22.07. | 8 | 1553.99
22.07. | 9 | 1553.99
22.07. | 10 | 1553.99
22.07. | 11 | 1553.99
22.07. | 12 | 1553.99
22.07. | 13 | 1553.99
22.07. | 14 | 1553.99
22.07. | 15 | 1553.99
22.07. | 16 | 1553.99
22.07. | 17 | 1553.99
22.07. | 18 | 1553.99
22.07. | 19 | 1553.99
22.07. | 20 | 1553.99
22.07. | 21 | 1553.99
22.07. | 22 | 1553.99
22.07. | 23 | 1553.99
22.07. | 24 | 1553.99
23.07. | 1 | 1553.99
23.07. | 2 | 1553.99
23.07. | 3 | 1553.99
23.07. | 4 | 1553.99
23.07. | 5 | 1553.99
23.07. | 6 | 1553.99
23.07. | 7 | 1553.99
23.07. | 8 | 1553.99
23.07. | 9 | 1553.99
23.07. | 10 | 1553.99
23.07. | 11 | 1553.99
23.07. | 12 | 1553.99
23.07. | 13 | 1553.99
23.07. | 14 | 1553.99
23.07. | 15 | 1553.99
23.07. | 16 | 1553.99
23.07. | 17 | 1553.99
23.07. | 18 | 1553.99
23.07. | 19 | 1553.99
23.07. | 20 | 1553.99
23.07. | 21 | 1553.99
23.07. | 22 | 1553.99
23.07. | 23 | 1553.99
23.07. | 24 | 1553.99
24.07. | 1 | 1553.99
24.07. | 2 | 1553.99
24.07. | 3 | 1553.99
24.07. | 4 | 1553.99
24.07. | 5 | 1553.99
24.07. | 6 | 1553.99
24.07. | 7 | 1553.99
24.07. | 8 | 1553.99
24.07. | 9 | 1553.99
24.07. | 10 | 1553.99
24.07. | 11 | 1553.99
24.07. | 12 | 1553.99
24.07. | 13 | 1553.99
24.07. | 14 | 1553.99
24.07. | 15 | 1553.99
24.07. | 16 | 1553.99
24.07. | 17 | 1553.99
24.07. | 18 | 1553.99
24.07. | 19 | 1553.99
24.07. | 20 | 1553.99
24.07. | 21 | 1553.99
24.07. | 22 | 1553.99
24.07. | 23 | 1553.99
24.07. | 24 | 1553.99
25.07. | 1 | 1553.99
25.07. | 2 | 1553.99
25.07. | 3 | 1553.99
25.07. | 4 | 1553.99
25.07. | 5 | 1553.99
25.07. | 6 | 1553.99
25.07. | 7 | 1553.99
25.07. | 8 | 1553.99
25.07. | 9 | 1553.99
25.07. | 10 | 1553.99
25.07. | 11 | 1553.99
25.07. | 12 | 1553.99
25.07. | 13 | 1553.99
25.07. | 14 | 1553.99
25.07. | 15 | 1553.99
25.07. | 16 | 1553.99
25.07. | 17 | 1553.99
25.07. | 18 | 1553.99
25.07. | 19 | 1553.99
25.07. | 20 | 1553.99
25.07. | 21 | 1553.99
25.07. | 22 | 1553.99
25.07. | 23 | 1553.99
25.07. | 24 | 1553.99
26.07. | 1 | 1553.99
26.07. | 2 | 1553.99
26.07. | 3 | 1553.99
26.07. | 4 | 1553.99
26.07. | 5 | 1553.99
26.07. | 6 | 1553.99
26.07. | 7 | 1553.99
26.07. | 8 | 1553.99
26.07. | 9 | 1553.99
26.07. | 10 | 1553.99
26.07. | 11 | 1553.99
26.07. | 12 | 1553.99
26.07. | 13 | 1553.99
26.07. | 14 | 1553.99
26.07. | 15 | 1553.99
26.07. | 16 | 1553.99
26.07. | 17 | 1553.99
26.07. | 18 | 1553.99
26.07. | 19 | 1553.99
26.07. | 20 | 1553.99
26.07. | 21 | 1553.99
26.07. | 22 | 1553.99
26.07. | 23 | 1553.99
26.07. | 24 | 1553.99
27.07. | 1 | 1553.99
27.07. | 2 | 1553.99
27.07. | 3 | 1553.99
27.07. | 4 | 1553.99
27.07. | 5 | 1553.99
27.07. | 6 | 1553.99
27.07. | 7 | 1553.99
27.07. | 8 | 1553.99
27.07. | 9 | 1553.99
27.07. | 10 | 1553.99
27.07. | 11 | 1553.99
27.07. | 12 | 1553.99
27.07. | 13 | 1553.99
27.07. | 14 | 1553.99
27.07. | 15 | 1553.99
27.07. | 16 | 1553.99
27.07. | 17 | 1553.99
27.07. | 18 | 1553.99
27.07. | 19 | 1553.99
27.07. | 20 | 1553.99
27.07. | 21 | 1553.99
27.07. | 22 | 1553.99
27.07. | 23 | 1553.99
27.07. | 24 | 1553.99
28.07. | 1 | 1553.99
28.07. | 2 | 1553.99
28.07. | 3 | 1553.99
28.07. | 4 | 1553.99
28.07. | 5 | 1553.99
28.07. | 6 | 1553.99
28.07. | 7 | 1553.99
28.07. | 8 | 1553.99
28.07. | 9 | 1553.99
28.07. | 10 | 1553.99
28.07. | 11 | 1553.99
28.07. | 12 | 1553.99
28.07. | 13 | 1553.99
28.07. | 14 | 1553.99
28.07. | 15 | 1553.99
28.07. | 16 | 1553.99
28.07. | 17 | 1553.99
28.07. | 18 | 1553.99
28.07. | 19 | 1553.99
28.07. | 20 | 1553.99
28.07. | 21 | 1553.99
28.07. | 22 | 1553.99
28.07. | 23 | 1553.99
28.07. | 24 | 1553.99
29.07. | 1 | 1553.99
29.07. | 2 | 1553.99
29.07. | 3 | 1553.99
29.07. | 4 | 1553.99
29.07. | 5 | 1553.99
29.07. | 6 | 1553.99
29.07. | 7 | 1553.99
29.07. | 8 | 1553.99
29.07. | 9 | 1553.99
29.07. | 10 | 1553.99
29.07. | 11 | 1553.99
29.07. | 12 | 1553.99
29.07. | 13 | 1553.99
29.07. | 14 | 1553.99
29.07. | 15 | 1553.99
29.07. | 16 | 1553.99
29.07. | 17 | 1553.99
29.07. | 18 | 1553.99
29.07. | 19 | 1553.99
29.07. | 20 | 1553.99
29.07. | 21 | 1553.99
29.07. | 22 | 1553.99
29.07. | 23 | 1553.99
29.07. | 24 | 1553.99
30.07. | 1 | 1553.99
30.07. | 2 | 1553.99
30.07. | 3 | 1553.99
30.07. | 4 | 1553.99
30.07. | 5 | 1553.99
30.07. | 6 | 1553.99
30.07. | 7 | 1553.99
30.07. | 8 | 1553.99
30.07. | 9 | 1553.99
30.07. | 10 | 1553.99
30.07. | 11 | 1553.99
30.07. | 12 | 1553.99
30.07. | 13 | 1553.99
30.07. | 14 | 1553.99
30.07. | 15 | 1553.99
30.07. | 16 | 1553.99
30.07. | 17 | 1553.99
30.07. | 18 | 1553.99
30.07. | 19 | 1553.99
30.07. | 20 | 1553.99
30.07. | 21 | 1553.99
30.07. | 22 | 1553.99
30.07. | 23 | 1553.99
30.07. | 24 | 1553.99
31.07. | 1 | 1553.99
31.07. | 2 | 1553.99
31.07. | 3 | 1553.99
31.07. | 4 | 1553.99
31.07. | 5 | 1553.99
31.07. | 6 | 1553.99
31.07. | 7 | 1553.99
31.07. | 8 | 1553.99
31.07. | 9 | 1553.99
31.07. | 10 | 1553.99
31.07. | 11 | 1553.99
31.07. | 12 | 1553.99
31.07. | 13 | 1553.99
31.07. | 14 | 1553.99
31.07. | 15 | 1553.99
31.07. | 16 | 1553.99
31.07. | 17 | 1553.99
31.07. | 18 | 1553.99
31.07. | 19 | 1553.99
31.07. | 20 | 1553.99
31.07. | 21 | 1553.99
31.07. | 22 | 1553.99
31.07. | 23 | 1553.99
31.07. | 24 | 1553.99
01.08. | 1 | 1553.99
01.08. | 2 | 1553.99
01.08. | 3 | 1553.99
01.08. | 4 | 1553.99
01.08. | 5 | 1553.99
01.08. | 6 | 1553.99
01.08. | 7 | 1553.99
01.08. | 8 | 1553.99
01.08. | 9 | 1553.99
01.08. | 10 | 1553.99
01.08. | 11 | 1553.99
01.08. | 12 | 1553.99
01.08. | 13 | 1553.99
01.08. | 14 | 1553.99
01.08. | 15 | 1553.99
01.08. | 16 | 1553.99
01.08. | 17 | 1553.99
01.08. | 18 | 1553.99
01.08. | 19 | 1553.99
01.08. | 20 | 1553.99
01.08. | 21 | 1553.99
01.08. | 22 | 1553.99
01.08. | 23 | 1553.99
01.08. | 24 | 1553.99
02.08. | 1 | 1553.99
02.08. | 2 | 1553.99
02.08. | 3 | 1553.99
02.08. | 4 | 1553.99
02.08. | 5 | 1553.99
02.08. | 6 | 1553.99
02.08. | 7 | 1553.99
02.08. | 8 | 1553.99
02.08. | 9 | 1553.99
02.08. | 10 | 1553.99
02.08. | 11 | 1553.99
02.08. | 12 | 1553.99
02.08. | 13 | 1553.99
02.08. | 14 | 1553.99
02.08. | 15 | 1553.99
02.08. | 16 | 1553.99
02.08. | 17 | 1553.99
02.08. | 18 | 1553.99
02.08. | 19 | 1553.99
02.08. | 20 | 1553.99
02.08. | 21 | 1553.99
02.08. | 22 | 1553.99
02.08. | 23 | 1553.99
02.08. | 24 | 1553.99
03.08. | 1 | 1553.99
03.08. | 2 | 1553.99
03.08. | 3 | 1553.99
03.08. | 4 | 1553.99
03.08. | 5 | 1553.99
03.08. | 6 | 1553.99
03.08. | 7 | 1553.99
03.08. | 8 | 1553.99
03.08. | 9 | 1553.99
03.08. | 10 | 1553.99
03.08. | 11 | 1553.99
03.08. | 12 | 1553.99
03.08. | 13 | 1553.99
03.08. | 14 | 1553.99
03.08. | 15 | 1553.99
03.08. | 16 | 1553.99
03.08. | 17 | 1553.99
03.08. | 18 | 1553.99
03.08. | 19 | 1553.99
03.08. | 20 | 1553.99
03.08. | 21 | 1553.99
03.08. | 22 | 1553.99
03.08. | 23 | 1553.99
03.08. | 24 | 1553.99
04.08. | 1 | 1553.99
04.08. | 2 | 1553.99
04.08. | 3 | 1553.99
04.08. | 4 | 1553.99
04.08. | 5 | 1553.99
04.08. | 6 | 1553.99
04.08. | 7 | 1553.99
04.08. | 8 | 1553.99
04.08. | 9 | 1553.99
04.08. | 10 | 1553.99
04.08. | 11 | 1553.99
04.08. | 12 | 1553.99
04.08. | 13 | 1553.99
04.08. | 14 | 1553.99
04.08. | 15 | 1553.99
04.08. | 16 | 1553.99
04.08. | 17 | 1553.99
04.08. | 18 | 1553.99
04.08. | 19 | 1553.99
04.08. | 20 | 1553.99
04.08. | 21 | 1553.99
04.08. | 22 | 1553.99
04.08. | 23 | 1553.99
04.08. | 24 | 1553.99
05.08. | 1 | 1553.99
05.08. | 2 | 1553.99
05.08. | 3 | 1553.99
05.08. | 4 | 1553.99
05.08. | 5 | 1553.99
05.08. | 6 | 1553.99
05.08. | 7 | 1553.99
05.08. | 8 | 1553.99
05.08. | 9 | 1553.99
05.08. | 10 | 1553.99
05.08. | 11 | 1553.99
05.08. | 12 | 1553.99
05.08. | 13 | 1553.99
05.08. | 14 | 1553.99
05.08. | 15 | 1553.99
05.08. | 16 | 1553.99
05.08. | 17 | 1553.99
05.08. | 18 | 1553.99
05.08. | 19 | 1553.99
05.08. | 20 | 1553.99
05.08. | 21 | 1553.99
05.08. | 22 | 1553.99
05.08. | 23 | 1553.99
05.08. | 24 | 1553.99
06.08. | 1 | 1553.99
06.08. | 2 | 1553.99
06.08. | 3 | 1553.99
06.08. | 4 | 1553.99
06.08. | 5 | 1553.99
06.08. | 6 | 1553.99
06.08. | 7 | 1553.99
06.08. | 8 | 1553.99
06.08. | 9 | 1553.99
06.08. | 10 | 1553.99
06.08. | 11 | 1553.99
06.08. | 12 | 1553.99
06.08. | 13 | 1553.99
06.08. | 14 | 1553.99
06.08. | 15 | 1553.99
06.08. | 16 | 1553.99
06.08. | 17 | 1553.99
06.08. | 18 | 1553.99
06.08. | 19 | 1553.99
06.08. | 20 | 1553.99
06.08. | 21 | 1553.99
06.08. | 22 | 1553.99
06.08. | 23 | 1553.99
06.08. | 24 | 1553.99
07.08. | 1 | 1553.99
07.08. | 2 | 1553.99
07.08. | 3 | 1553.99
07.08. | 4 | 1553.99
07.08. | 5 | 1553.99
07.08. | 6 | 1553.99
07.08. | 7 | 1553.99
07.08. | 8 | 1553.99
07.08. | 9 | 1553.99
07.08. | 10 | 1553.99
07.08. | 11 | 1553.99
07.08. | 12 | 1553.99
07.08. | 13 | 1553.99
07.08. | 14 | 1553.99
07.08. | 15 | 1553.99
07.08. | 16 | 1553.99
07.08. | 17 | 1553.99
07.08. | 18 | 1553.99
07.08. | 19 | 1553.99
07.08. | 20 | 1553.99
07.08. | 21 | 1553.99
07.08. | 22 | 1553.99
07.08. | 23 | 1553.99
07.08. | 24 | 1553.99
08.08. | 1 | 1553.99
08.08. | 2 | 1553.99
08.08. | 3 | 1553.99
08.08. | 4 | 1553.99
08.08. | 5 | 1553.99
08.08. | 6 | 1553.99
08.08. | 7 | 1553.99
08.08. | 8 | 1553.99
08.08. | 9 | 1553.99
08.08. | 10 | 1553.99
08.08. | 11 | 1553.99
08.08. | 12 | 1553.99
08.08. | 13 | 1553.99
08.08. | 14 | 1553.99
08.08. | 15 | 1553.99
08.08. | 16 | 1553.99
08.08. | 17 | 1553.99
08.08. | 18 | 1553.99
08.08. | 19 | 1553.99
08.08. | 20 | 1553.99
08.08. | 21 | 1553.99
08.08. | 22 | 1553.99
08.08. | 23 | 1553.99
08.08. | 24 | 1553.99
09.08. | 1 | 1553.99
09.08. | 2 | 1553.99
09.08. | 3 | 1553.99
09.08. | 4 | 1553.99
09.08. | 5 | 1553.99
09.08. | 6 | 1553.99
09.08. | 7 | 1553.99
09.08. | 8 | 1553.99
09.08. | 9 | 1553.99
09.08. | 10 | 1553.99
09.08. | 11 | 1553.99
09.08. | 12 | 1553.99
09.08. | 13 | 1553.99
09.08. | 14 | 1553.99
09.08. | 15 | 1553.99
09.08. | 16 | 1553.99
09.08. | 17 | 1553.99
09.08. | 18 | 1553.99
09.08. | 19 | 1553.99
09.08. | 20 | 1553.99
09.08. | 21 | 1553.99
09.08. | 22 | 1553.99
09.08. | 23 | 1553.99
09.08. | 24 | 1553.99
10.08. | 1 | 1553.99
10.08. | 2 | 1553.99
10.08. | 3 | 1553.99
10.08. | 4 | 1553.99
10.08. | 5 | 1553.99
10.08. | 6 | 1553.99
10.08. | 7 | 1553.99
10.08. | 8 | 1553.99
10.08. | 9 | 1553.99
10.08. | 10 | 1553.99
10.08. | 11 | 1553.99
10.08. | 12 | 1553.99
10.08. | 13 | 1553.99
10.08. | 14 | 1553.99
10.08. | 15 | 1553.99
10.08. | 16 | 1553.99
10.08. | 17 | 1553.99
10.08. | 18 | 1553.99
10.08. | 19 | 1553.99
10.08. | 20 | 1553.99
10.08. | 21 | 1553.99
10.08. | 22 | 1553.99
10.08. | 23 | 1553.99
10.08. | 24 | 1553.99
11.08. | 1 | 1553.99
11.08. | 2 | 1553.99
11.08. | 3 | 1553.99
11.08. | 4 | 1553.99
11.08. | 5 | 1553.99
11.08. | 6 | 1553.99
11.08. | 7 | 1553.99
11.08. | 8 | 1553.99
11.08. | 9 | 1553.99
11.08. | 10 | 1553.99
11.08. | 11 | 1553.99
11.08. | 12 | 1553.99
11.08. | 13 | 1553.99
11.08. | 14 | 1553.99
11.08. | 15 | 1553.99
11.08. | 16 | 1553.99
11.08. | 17 | 1553.99
11.08. | 18 | 1553.99
11.08. | 19 | 1553.99
11.08. | 20 | 1553.99
11.08. | 21 | 1553.99
11.08. | 22 | 1553.99
11.08. | 23 | 1553.99
11.08. | 24 | 1553.99
12.08. | 1 | 1553.99
12.08. | 2 | 1553.99
12.08. | 3 | 1553.99
12.08. | 4 | 1553.99
12.08. | 5 | 1553.99
12.08. | 6 | 1553.99
12.08. | 7 | 1553.99
12.08. | 8 | 1553.99
12.08. | 9 | 1553.99
12.08. | 10 | 1553.99
12.08. | 11 | 1553.99
12.08. | 12 | 1553.99
12.08. | 13 | 1553.99
12.08. | 14 | 1553.99
12.08. | 15 | 1553.99
12.08. | 16 | 1553.99
12.08. | 17 | 1553.99
12.08. | 18 | 1553.99
12.08. | 19 | 1553.99
12.08. | 20 | 1553.99
12.08. | 21 | 1553.99
12.08. | 22 | 1553.99
12.08. | 23 | 1553.99
12.08. | 24 | 1553.99
13.08. | 1 | 1553.99
13.08. | 2 | 1553.99
13.08. | 3 | 1553.99
13.08. | 4 | 1553.99
13.08. | 5 | 1553.99
13.08. | 6 | 1553.99
13.08. | 7 | 1553.99
13.08. | 8 | 1553.99
13.08. | 9 | 1553.99
13.08. | 10 | 1553.99
13.08. | 11 | 1553.99
13.08. | 12 | 1553.99
13.08. | 13 | 1553.99
13.08. | 14 | 1553.99
13.08. | 15 | 1553.99
13.08. | 16 | 1553.99
13.08. | 17 | 1553.99
13.08. | 18 | 1553.99
13.08. | 19 | 1553.99
13.08. | 20 | 1553.99
13.08. | 21 | 1553.99
13.08. | 22 | 1553.99
13.08. | 23 | 1553.99
13.08. | 24 | 1553.99
14.08. | 1 | 1553.99
14.08. | 2 | 1553.99
14.08. | 3 | 1553.99
14.08. | 4 | 1553.99
14.08. | 5 | 1553.99
14.08. | 6 | 1553.99
14.08. | 7 | 1553.99
14.08. | 8 | 1553.99
14.08. | 9 | 1553.99
14.08. | 10 | 1553.99
14.08. | 11 | 1553.99
14.08. | 12 | 1553.99
14.08. | 13 | 1553.99
14.08. | 14 | 1553.99
14.08. | 15 | 1553.99
14.08. | 16 | 1553.99
14.08. | 17 | 1553.99
14.08. | 18 | 1553.99
14.08. | 19 | 1553.99
14.08. | 20 | 1553.99
14.08. | 21 | 1553.99
14.08. | 22 | 1553.99
14.08. | 23 | 1553.99
14.08. | 24 | 1553.99
15.08. | 1 | 1553.99
15.08. | 2 | 1553.99
15.08. | 3 | 1553.99
15.08. | 4 | 1553.99
15.08. | 5 | 1553.99
15.08. | 6 | 1553.99
15.08. | 7 | 1553.99
15.08. | 8 | 1553.99
15.08. | 9 | 1553.99
15.08. | 10 | 1553.99
15.08. | 11 | 1553.99
15.08. | 12 | 1553.99
15.08. | 13 | 1553.99
15.08. | 14 | 1553.99
15.08. | 15 | 1553.99
15.08. | 16 | 1553.99
15.08. | 17 | 1553.99
15.08. | 18 | 1553.99
15.08. | 19 | 1553.99
15.08. | 20 | 1553.99
15.08. | 21 | 1553.99
15.08. | 22 | 1553.99
15.08. | 23 | 1553.99
15.08. | 24 | 1553.99
16.08. | 1 | 1553.99
16.08. | 2 | 1553.99
16.08. | 3 | 1553.99
16.08. | 4 | 1553.99
16.08. | 5 | 1553.99
16.08. | 6 | 1553.99
16.08. | 7 | 1553.99
16.08. | 8 | 1553.99
16.08. | 9 | 1553.99
16.08. | 10 | 1553.99
16.08. | 11 | 1553.99
16.08. | 12 | 1553.99
16.08. | 13 | 1553.99
16.08. | 14 | 1553.99
16.08. | 15 | 1553.99
16.08. | 16 | 1553.99
16.08. | 17 | 1553.99
16.08. | 18 | 1553.99
16.08. | 19 | 1553.99
16.08. | 20 | 1553.99
16.08. | 21 | 1553.99
16.08. | 22 | 1553.99
16.08. | 23 | 1553.99
16.08. | 24 | 1553.99
17.08. | 1 | 1553.99
17.08. | 2 | 1553.99
17.08. | 3 | 1553.99
17.08. | 4 | 1553.99
17.08. | 5 | 1553.99
17.08. | 6 | 1553.99
17.08. | 7 | 1553.99
17.08. | 8 | 1553.99
17.08. | 9 | 1553.99
17.08. | 10 | 1553.99
17.08. | 11 | 1553.99
17.08. | 12 | 1553.99
17.08. | 13 | 1553.99
17.08. | 14 | 1553.99
17.08. | 15 | 1553.99
17.08. | 16 | 1553.99
17.08. | 17 | 1553.99
17.08. | 18 | 1553.99
17.08. | 19 | 1553.99
17.08. | 20 | 1553.99
17.08. | 21 | 1553.99
17.08. | 22 | 1553.99
17.08. | 23 | 1553.99
17.08. | 24 | 1553.99
18.08. | 1 | 1553.99
18.08. | 2 | 1553.99
18.08. | 3 | 1553.99
18.08. | 4 | 1553.99
18.08. | 5 | 1553.99
18.08. | 6 | 1553.99
18.08. | 7 | 1553.99
18.08. | 8 | 1553.99
18.08. | 9 | 1553.99
18.08. | 10 | 1553.99
18.08. | 11 | 1553.99
18.08. | 12 | 1553.99
18.08. | 13 | 1553.99
18.08. | 14 | 1553.99
18.08. | 15 | 1553.99
18.08. | 16 | 1553.99
18.08. | 17 | 1553.99
18.08. | 18 | 1553.99
18.08. | 19 | 1553.99
18.08. | 20 | 1553.99
18.08. | 21 | 1553.99
18.08. | 22 | 1553.99
18.08. | 23 | 1553.99
18.08. | 24 | 1553.99
19.08. | 1 | 1553.99
19.08. | 2 | 1553.99
19.08. | 3 | 1553.99
19.08. | 4 | 1553.99
19.08. | 5 | 1553.99
19.08. | 6 | 1553.99
19.08. | 7 | 1553.99
19.08. | 8 | 1553.99
19.08. | 9 | 1553.99
19.08. | 10 | 1553.99
19.08. | 11 | 1553.99
19.08. | 12 | 1553.99
19.08. | 13 | 1553.99
19.08. | 14 | 1553.99
19.08. | 15 | 1553.99
19.08. | 16 | 1553.99
19.08. | 17 | 1553.99
19.08. | 18 | 1553.99
19.08. | 19 | 1553.99
19.08. | 20 | 1553.99
19.08. | 21 | 1553.99
19.08. | 22 | 1553.99
19.08. | 23 | 1553.99
19.08. | 24 | 1553.99
20.08. | 1 | 1553.99
20.08. | 2 | 1553.99
20.08. | 3 | 1553.99
20.08. | 4 | 1553.99
20.08. | 5 | 1553.99
20.08. | 6 | 1553.99
20.08. | 7 | 1553.99
20.08. | 8 | 1553.99
20.08. | 9 | 1553.99
20.08. | 10 | 1553.99
20.08. | 11 | 1553.99
20.08. | 12 | 1553.99
20.08. | 13 | 1553.99
20.08. | 14 | 1553.99
20.08. | 15 | 1553.99
20.08. | 16 | 1553.99
20.08. | 17 | 1553.99
20.08. | 18 | 1553.99
20.08. | 19 | 1553.99
20.08. | 20 | 1553.99
20.08. | 21 | 1553.99
20.08. | 22 | 1553.99
20.08. | 23 | 1553.99
20.08. | 24 | 1553.99
21.08. | 1 | 1553.99
21.08. | 2 | 1553.99
21.08. | 3 | 1553.99
21.08. | 4 | 1553.99
21.08. | 5 | 1553.99
21.08. | 6 | 1553.99
21.08. | 7 | 1553.99
21.08. | 8 | 1553.99
21.08. | 9 | 1553.99
21.08. | 10 | 1553.99
21.08. | 11 | 1553.99
21.08. | 12 | 1553.99
21.08. | 13 | 1553.99
21.08. | 14 | 1553.99
21.08. | 15 | 1553.99
21.08. | 16 | 1553.99
21.08. | 17 | 1553.99
21.08. | 18 | 1553.99
21.08. | 19 | 1553.99
21.08. | 20 | 1553.99
21.08. | 21 | 1553.99
21.08. | 22 | 1553.99
21.08. | 23 | 1553.99
21.08. | 24 | 1553.99
22.08. | 1 | 1553.99
22.08. | 2 | 1553.99
22.08. | 3 | 1553.99
22.08. | 4 | 1553.99
22.08. | 5 | 1553.99
22.08. | 6 | 1553.99
22.08. | 7 | 1553.99
22.08. | 8 | 1553.99
22.08. | 9 | 1553.99
22.08. | 10 | 1553.99
22.08. | 11 | 1553.99
22.08. | 12 | 1553.99
22.08. | 13 | 1553.99
22.08. | 14 | 1553.99
22.08. | 15 | 1553.99
22.08. | 16 | 1553.99
22.08. | 17 | 1553.99
22.08. | 18 | 1553.99
22.08. | 19 | 1553.99
22.08. | 20 | 1553.99
22.08. | 21 | 1553.99
22.08. | 22 | 1553.99
22.08. | 23 | 1553.99
22.08. | 24 | 1553.99
23.08. | 1 | 1553.99
23.08. | 2 | 1553.99
23.08. | 3 | 1553.99
23.08. | 4 | 1553.99
23.08. | 5 | 1553.99
23.08. | 6 | 1553.99
23.08. | 7 | 1553.99
23.08. | 8 | 1553.99
23.08. | 9 | 1553.99
23.08. | 10 | 1553.99
23.08. | 11 | 1553.99
23.08. | 12 | 1553.99
23.08. | 13 | 1553.99
23.08. | 14 | 1553.99
23.08. | 15 | 1553.99
23.08. | 16 | 1553.99
23.08. | 17 | 1553.99
23.08. | 18 | 1553.99
23.08. | 19 | 1553.99
23.08. | 20 | 1553.99
23.08. | 21 | 1553.99
23.08. | 22 | 1553.99
23.08. | 23 | 1553.99
23.08. | 24 | 1553.99
24.08. | 1 | 1553.99
24.08. | 2 | 1553.99
24.08. | 3 | 1553.99
24.08. | 4 | 1553.99
24.08. | 5 | 1553.99
24.08. | 6 | 1553.99
24.08. | 7 | 1553.99
24.08. | 8 | 1553.99
24.08. | 9 | 1553.99
24.08. | 10 | 1553.99
24.08. | 11 | 1553.99
24.08. | 12 | 1553.99
24.08. | 13 | 1553.99
24.08. | 14 | 1553.99
24.08. | 15 | 1553.99
24.08. | 16 | 1553.99
24.08. | 17 | 1553.99
24.08. | 18 | 1553.99
24.08. | 19 | 1553.99
24.08. | 20 | 1553.99
24.08. | 21 | 1553.99
24.08. | 22 | 1553.99
24.08. | 23 | 1553.99
24.08. | 24 | 1553.99
25.08. | 1 | 1553.99
25.08. | 2 | 1553.99
25.08. | 3 | 1553.99
25.08. | 4 | 1553.99
25.08. | 5 | 1553.99
25.08. | 6 | 1553.99
25.08. | 7 | 1553.99
25.08. | 8 | 1553.99
25.08. | 9 | 1553.99
25.08. | 10 | 1553.99
25.08. | 11 | 1553.99
25.08. | 12 | 1553.99
25.08. | 13 | 1553.99
25.08. | 14 | 1553.99
25.08. | 15 | 1553.99
25.08. | 16 | 1553.99
25.08. | 17 | 1553.99
25.08. | 18 | 1553.99
25.08. | 19 | 1553.99
25.08. | 20 | 1553.99
25.08. | 21 | 1553.99
25.08. | 22 | 1553.99
25.08. | 23 | 1553.99
25.08. | 24 | 1553.99
26.08. | 1 | 1553.99
26.08. | 2 | 1553.99
26.08. | 3 | 1553.99
26.08. | 4 | 1553.99
26.08. | 5 | 1553.99
26.08. | 6 | 1553.99
26.08. | 7 | 1553.99
26.08. | 8 | 1553.99
26.08. | 9 | 1553.99
26.08. | 10 | 1553.99
26.08. | 11 | 1553.99
26.08. | 12 | 1553.99
26.08. | 13 | 1553.99
26.08. | 14 | 1553.99
26.08. | 15 | 1553.99
26.08. | 16 | 1553.99
26.08. | 17 | 1553.99
26.08. | 18 | 1553.99
26.08. | 19 | 1553.99
26.08. | 20 | 1553.99
26.08. | 21 | 1553.99
26.08. | 22 | 1553.99
26.08. | 23 | 1553.99
26.08. | 24 | 1553.99
27.08. | 1 | 1553.99
27.08. | 2 | 1553.99
27.08. | 3 | 1553.99
27.08. | 4 | 1553.99
27.08. | 5 | 1553.99
27.08. | 6 | 1553.99
27.08. | 7 | 1553.99
27.08. | 8 | 1553.99
27.08. | 9 | 1553.99
27.08. | 10 | 1553.99
27.08. | 11 | 1553.99
27.08. | 12 | 1553.99
27.08. | 13 | 1553.99
27.08. | 14 | 1553.99
27.08. | 15 | 1553.99
27.08. | 16 | 1553.99
27.08. | 17 | 1553.99
27.08. | 18 | 1553.99
27.08. | 19 | 1553.99
27.08. | 20 | 1553.99
27.08. | 21 | 1553.99
27.08. | 22 | 1553.99
27.08. | 23 | 1553.99
27.08. | 24 | 1553.99
28.08. | 1 | 1553.99
28.08. | 2 | 1553.99
28.08. | 3 | 1553.99
28.08. | 4 | 1553.99
28.08. | 5 | 1553.99
28.08. | 6 | 1553.99
28.08. | 7 | 1553.99
28.08. | 8 | 1553.99
28.08. | 9 | 1553.99
28.08. | 10 | 1553.99
28.08. | 11 | 1553.99
28.08. | 12 | 1553.99
28.08. | 13 | 1553.99
28.08. | 14 | 1553.99
28.08. | 15 | 1553.99
28.08. | 16 | 1553.99
28.08. | 17 | 1553.99
28.08. | 18 | 1553.99
28.08. | 19 | 1553.99
28.08. | 20 | 1553.99
28.08. | 21 | 1553.99
28.08. | 22 | 1553.99
28.08. | 23 | 1553.99
28.08. | 24 | 1553.99
29.08. | 1 | 1553.99
29.08. | 2 | 1553.99
29.08. | 3 | 1553.99
29.08. | 4 | 1553.99
29.08. | 5 | 1553.99
29.08. | 6 | 1553.99
29.08. | 7 | 1553.99
29.08. | 8 | 1553.99
29.08. | 9 | 1553.99
29.08. | 10 | 1553.99
29.08. | 11 | 1553.99
29.08. | 12 | 1553.99
29.08. | 13 | 1553.99
29.08. | 14 | 1553.99
29.08. | 15 | 1553.99
29.08. | 16 | 1553.99
29.08. | 17 | 1553.99
29.08. | 18 | 1553.99
29.08. | 19 | 1553.99
29.08. | 20 | 1553.99
29.08. | 21 | 1553.99
29.08. | 22 | 1553.99
29.08. | 23 | 1553.99
29.08. | 24 | 1553.99
30.08. | 1 | 1553.99
30.08. | 2 | 1553.99
30.08. | 3 | 1553.99
30.08. | 4 | 1553.99
30.08. | 5 | 1553.99
30.08. | 6 | 1553.99
30.08. | 7 | 1553.99
30.08. | 8 | 1553.99
30.08. | 9 | 1553.99
30.08. | 10 | 1553.99
30.08. | 11 | 1553.99
30.08. | 12 | 1553.99
30.08. | 13 | 1553.99
30.08. | 14 | 1553.99
30.08. | 15 | 1553.99
30.08. | 16 | 1553.99
30.08. | 17 | 1553.99
30.08. | 18 | 1553.99
30.08. | 19 | 1553.99
30.08. | 20 | 1553.99
30.08. | 21 | 1553.99
30.08. | 22 | 1553.99
30.08. | 23 | 1553.99
30.08. | 24 | 1553.99
31.08. | 1 | 1553.99
31.08. | 2 | 1553.99
31.08. | 3 | 1553.99
31.08. | 4 | 1553.99
31.08. | 5 | 1553.99
31.08. | 6 | 1553.99
31.08. | 7 | 1553.99
31.08. | 8 | 1553.99
31.08. | 9 | 1553.99
31.08. | 10 | 1553.99
31.08. | 11 | 1553.99
31.08. | 12 | 1553.99
31.08. | 13 | 1553.99
31.08. | 14 | 1553.99
31.08. | 15 | 1553.99
31.08. | 16 | 1553.99
31.08. | 17 | 1553.99
31.08. | 18 | 1553.99
31.08. | 19 | 1553.99
31.08. | 20 | 1553.99
31.08. | 21 | 1553.99
31.08. | 22 | 1553.99
31.08. | 23 | 1553.99
31.08. | 24 | 1553.99
01.09. | 1 | 1553.99
01.09. | 2 | 1553.99
01.09. | 3 | 1553.99
01.09. | 4 | 1553.99
01.09. | 5 | 1553.99
01.09. | 6 | 1553.99
01.09. | 7 | 1553.99
01.09. | 8 | 1553.99
01.09. | 9 | 1553.99
01.09. | 10 | 1553.99
01.09. | 11 | 1553.99
01.09. | 12 | 1553.99
01.09. | 13 | 1553.99
01.09. | 14 | 1553.99
01.09. | 15 | 1553.99
01.09. | 16 | 1553.99
01.09. | 17 | 1553.99
01.09. | 18 | 1553.99
01.09. | 19 | 1553.99
01.09. | 20 | 1553.99
01.09. | 21 | 1553.99
01.09. | 22 | 1553.99
01.09. | 23 | 1553.99
01.09. | 24 | 1553.99
02.09. | 1 | 1553.99
02.09. | 2 | 1553.99
02.09. | 3 | 1553.99
02.09. | 4 | 1553.99
02.09. | 5 | 1553.99
02.09. | 6 | 1553.99
02.09. | 7 | 1553.99
02.09. | 8 | 1553.99
02.09. | 9 | 1553.99
02.09. | 10 | 1553.99
02.09. | 11 | 1553.99
02.09. | 12 | 1553.99
02.09. | 13 | 1553.99
02.09. | 14 | 1553.99
02.09. | 15 | 1553.99
02.09. | 16 | 1553.99
02.09. | 17 | 1553.99
02.09. | 18 | 1553.99
02.09. | 19 | 1553.99
02.09. | 20 | 1553.99
02.09. | 21 | 1553.99
02.09. | 22 | 1553.99
02.09. | 23 | 1553.99
02.09. | 24 | 1553.99
03.09. | 1 | 1553.99
03.09. | 2 | 1553.99
03.09. | 3 | 1553.99
03.09. | 4 | 1553.99
03.09. | 5 | 1553.99
03.09. | 6 | 1553.99
03.09. | 7 | 1553.99
03.09. | 8 | 1553.99
03.09. | 9 | 1553.99
03.09. | 10 | 1553.99
03.09. | 11 | 1553.99
03.09. | 12 | 1553.99
03.09. | 13 | 1553.99
03.09. | 14 | 1553.99
03.09. | 15 | 1553.99
03.09. | 16 | 1553.99
03.09. | 17 | 1553.99
03.09. | 18 | 1553.99
03.09. | 19 | 1553.99
03.09. | 20 | 1553.99
03.09. | 21 | 1553.99
03.09. | 22 | 1553.99
03.09. | 23 | 1553.99
03.09. | 24 | 1553.99
04.09. | 1 | 1553.99
04.09. | 2 | 1553.99
04.09. | 3 | 1553.99
04.09. | 4 | 1553.99
04.09. | 5 | 1553.99
04.09. | 6 | 1553.99
04.09. | 7 | 1553.99
04.09. | 8 | 1553.99
04.09. | 9 | 1553.99
04.09. | 10 | 1553.99
04.09. | 11 | 1553.99
04.09. | 12 | 1553.99
04.09. | 13 | 1553.99
04.09. | 14 | 1553.99
04.09. | 15 | 1553.99
04.09. | 16 | 1553.99
04.09. | 17 | 1553.99
04.09. | 18 | 1553.99
04.09. | 19 | 1553.99
04.09. | 20 | 1553.99
04.09. | 21 | 1553.99
04.09. | 22 | 1553.99
04.09. | 23 | 1553.99
04.09. | 24 | 1553.99
05.09. | 1 | 1553.99
05.09. | 2 | 1553.99
05.09. | 3 | 1553.99
05.09. | 4 | 1553.99
05.09. | 5 | 1553.99
05.09. | 6 | 1553.99
05.09. | 7 | 1553.99
05.09. | 8 | 1553.99
05.09. | 9 | 1553.99
05.09. | 10 | 1553.99
05.09. | 11 | 1553.99
05.09. | 12 | 1553.99
05.09. | 13 | 1553.99
05.09. | 14 | 1553.99
05.09. | 15 | 1553.99
05.09. | 16 | 1553.99
05.09. | 17 | 1553.99
05.09. | 18 | 1553.99
05.09. | 19 | 1553.99
05.09. | 20 | 1553.99
05.09. | 21 | 1553.99
05.09. | 22 | 1553.99
05.09. | 23 | 1553.99
05.09. | 24 | 1553.99
06.09. | 1 | 1553.99
06.09. | 2 | 1553.99
06.09. | 3 | 1553.99
06.09. | 4 | 1553.99
06.09. | 5 | 1553.99
06.09. | 6 | 1553.99
06.09. | 7 | 1553.99
06.09. | 8 | 1553.99
06.09. | 9 | 1553.99
06.09. | 10 | 1553.99
06.09. | 11 | 1553.99
06.09. | 12 | 1553.99
06.09. | 13 | 1553.99
06.09. | 14 | 1553.99
06.09. | 15 | 1553.99
06.09. | 16 | 1553.99
06.09. | 17 | 1553.99
06.09. | 18 | 1553.99
06.09. | 19 | 1553.99
06.09. | 20 | 1553.99
06.09. | 21 | 1553.99
06.09. | 22 | 1553.99
06.09. | 23 | 1553.99
06.09. | 24 | 1553.99
07.09. | 1 | 1553.99
07.09. | 2 | 1553.99
07.09. | 3 | 1553.99
07.09. | 4 | 1553.99
07.09. | 5 | 1553.99
07.09. | 6 | 1553.99
07.09. | 7 | 1553.99
07.09. | 8 | 1553.99
07.09. | 9 | 1553.99
07.09. | 10 | 1553.99
07.09. | 11 | 1553.99
07.09. | 12 | 1553.99
07.09. | 13 | 1553.99
07.09. | 14 | 1553.99
07.09. | 15 | 1553.99
07.09. | 16 | 1553.99
07.09. | 17 | 1553.99
07.09. | 18 | 1553.99
07.09. | 19 | 1553.99
07.09. | 20 | 1553.99
07.09. | 21 | 1553.99
07.09. | 22 | 1553.99
07.09. | 23 | 1553.99
07.09. | 24 | 1553.99
08.09. | 1 | 1553.99
08.09. | 2 | 1553.99
08.09. | 3 | 1553.99
08.09. | 4 | 1553.99
08.09. | 5 | 1553.99
08.09. | 6 | 1553.99
08.09. | 7 | 1553.99
08.09. | 8 | 1553.99
08.09. | 9 | 1553.99
08.09. | 10 | 1553.99
08.09. | 11 | 1553.99
08.09. | 12 | 1553.99
08.09. | 13 | 1553.99
08.09. | 14 | 1553.99
08.09. | 15 | 1553.99
08.09. | 16 | 1553.99
08.09. | 17 | 1553.99
08.09. | 18 | 1553.99
08.09. | 19 | 1553.99
08.09. | 20 | 1553.99
08.09. | 21 | 1553.99
08.09. | 22 | 1553.99
08.09. | 23 | 1553.99
08.09. | 24 | 1553.99
09.09. | 1 | 1553.99
09.09. | 2 | 1553.99
09.09. | 3 | 1553.99
09.09. | 4 | 1553.99
09.09. | 5 | 1553.99
09.09. | 6 | 1553.99
09.09. | 7 | 1553.99
09.09. | 8 | 1553.99
09.09. | 9 | 1553.99
09.09. | 10 | 1553.99
09.09. | 11 | 1553.99
09.09. | 12 | 1553.99
09.09. | 13 | 1553.99
09.09. | 14 | 1553.99
09.09. | 15 | 1553.99
09.09. | 16 | 1553.99
09.09. | 17 | 1553.99
09.09. | 18 | 1553.99
09.09. | 19 | 1553.99
09.09. | 20 | 1553.99
09.09. | 21 | 1553.99
09.09. | 22 | 1553.99
09.09. | 23 | 1553.99
09.09. | 24 | 1553.99
10.09. | 1 | 1553.99
10.09. | 2 | 1553.99
10.09. | 3 | 1553.99
10.09. | 4 | 1553.99
10.09. | 5 | 1553.99
10.09. | 6 | 1553.99
10.09. | 7 | 1553.99
10.09. | 8 | 1553.99
10.09. | 9 | 1553.99
10.09. | 10 | 1553.99
10.09. | 11 | 1553.99
10.09. | 12 | 1553.99
10.09. | 13 | 1553.99
10.09. | 14 | 1553.99
10.09. | 15 | 1553.99
10.09. | 16 | 1553.99
10.09. | 17 | 1553.99
10.09. | 18 | 1553.99
10.09. | 19 | 1553.99
10.09. | 20 | 1553.99
10.09. | 21 | 1553.99
10.09. | 22 | 1553.99
10.09. | 23 | 1553.99
10.09. | 24 | 1553.99
11.09. | 1 | 1553.99
11.09. | 2 | 1553.99
11.09. | 3 | 1553.99
11.09. | 4 | 1553.99
11.09. | 5 | 1553.99
11.09. | 6 | 1553.99
11.09. | 7 | 1553.99
11.09. | 8 | 1553.99
11.09. | 9 | 1553.99
11.09. | 10 | 1553.99
11.09. | 11 | 1553.99
11.09. | 12 | 1553.99
11.09. | 13 | 1553.99
11.09. | 14 | 1553.99
11.09. | 15 | 1553.99
11.09. | 16 | 1553.99
11.09. | 17 | 1553.99
11.09. | 18 | 1553.99
11.09. | 19 | 1553.99
11.09. | 20 | 1553.99
11.09. | 21 | 1553.99
11.09. | 22 | 1553.99
11.09. | 23 | 1553.99
11.09. | 24 | 1553.99
12.09. | 1 | 1553.99
12.09. | 2 | 1553.99
12.09. | 3 | 1553.99
12.09. | 4 | 1553.99
12.09. | 5 | 1553.99
12.09. | 6 | 1553.99
12.09. | 7 | 1553.99
12.09. | 8 | 1553.99
12.09. | 9 | 1553.99
12.09. | 10 | 1553.99
12.09. | 11 | 1553.99
12.09. | 12 | 1553.99
12.09. | 13 | 1553.99
12.09. | 14 | 1553.99
12.09. | 15 | 1553.99
12.09. | 16 | 1553.99
12.09. | 17 | 1553.99
12.09. | 18 | 1553.99
12.09. | 19 | 1553.99
12.09. | 20 | 1553.99
12.09. | 21 | 1553.99
12.09. | 22 | 1553.99
12.09. | 23 | 1553.99
12.09. | 24 | 1553.99
13.09. | 1 | 1553.99
13.09. | 2 | 1553.99
13.09. | 3 | 1553.99
13.09. | 4 | 1553.99
13.09. | 5 | 1553.99
13.09. | 6 | 1553.99
13.09. | 7 | 1553.99
13.09. | 8 | 1553.99
13.09. | 9 | 1553.99
13.09. | 10 | 1553.99
13.09. | 11 | 1553.99
13.09. | 12 | 1553.99
13.09. | 13 | 1553.99
13.09. | 14 | 1553.99
13.09. | 15 | 1553.99
13.09. | 16 | 1553.99
13.09. | 17 | 1553.99
13.09. | 18 | 1553.99
13.09. | 19 | 1553.99
13.09. | 20 | 1553.99
13.09. | 21 | 1553.99
13.09. | 22 | 1553.99
13.09. | 23 | 1553.99
13.09. | 24 | 1553.99
14.09. | 1 | 1553.99
14.09. | 2 | 1553.99
14.09. | 3 | 1553.99
14.09. | 4 | 1553.99
14.09. | 5 | 1553.99
14.09. | 6 | 1553.99
14.09. | 7 | 1553.99
14.09. | 8 | 1553.99
14.09. | 9 | 1553.99
14.09. | 10 | 1553.99
14.09. | 11 | 1553.99
14.09. | 12 | 1553.99
14.09. | 13 | 1553.99
14.09. | 14 | 1553.99
14.09. | 15 | 1553.99
14.09. | 16 | 1553.99
14.09. | 17 | 1553.99
14.09. | 18 | 1553.99
14.09. | 19 | 1553.99
14.09. | 20 | 1553.99
14.09. | 21 | 1553.99
14.09. | 22 | 1553.99
14.09. | 23 | 1553.99
14.09. | 24 | 1553.99
15.09. | 1 | 1553.99
15.09. | 2 | 1553.99
15.09. | 3 | 1553.99
15.09. | 4 | 1553.99
15.09. | 5 | 1553.99
15.09. | 6 | 1553.99
15.09. | 7 | 1553.99
15.09. | 8 | 1553.99
15.09. | 9 | 1553.99
15.09. | 10 | 1553.99
15.09. | 11 | 1553.99
15.09. | 12 | 1553.99
15.09. | 13 | 1553.99
15.09. | 14 | 1553.99
15.09. | 15 | 1553.99
15.09. | 16 | 1553.99
15.09. | 17 | 1553.99
15.09. | 18 | 1553.99
15.09. | 19 | 1553.99
15.09. | 20 | 1553.99
15.09. | 21 | 1553.99
15.09. | 22 | 1553.99
15.09. | 23 | 1553.99
15.09. | 24 | 1553.99
16.09. | 1 | 1553.99
16.09. | 2 | 1553.99
16.09. | 3 | 1553.99
16.09. | 4 | 1553.99
16.09. | 5 | 1553.99
16.09. | 6 | 1553.99
16.09. | 7 | 1553.99
16.09. | 8 | 1553.99
16.09. | 9 | 1553.99
16.09. | 10 | 1553.99
16.09. | 11 | 1553.99
16.09. | 12 | 1553.99
16.09. | 13 | 1553.99
16.09. | 14 | 1553.99
16.09. | 15 | 1553.99
16.09. | 16 | 1553.99
16.09. | 17 | 1553.99
16.09. | 18 | 1553.99
16.09. | 19 | 1553.99
16.09. | 20 | 1553.99
16.09. | 21 | 1553.99
16.09. | 22 | 1553.99
16.09. | 23 | 1553.99
16.09. | 24 | 1553.99
17.09. | 1 | 1553.99
17.09. | 2 | 1553.99
17.09. | 3 | 1553.99
17.09. | 4 | 1553.99
17.09. | 5 | 1553.99
17.09. | 6 | 1553.99
17.09. | 7 | 1553.99
17.09. | 8 | 1553.99
17.09. | 9 | 1553.99
17.09. | 10 | 1553.99
17.09. | 11 | 1553.99
17.09. | 12 | 1553.99
17.09. | 13 | 1553.99
17.09. | 14 | 1553.99
17.09. | 15 | 1553.99
17.09. | 16 | 1553.99
17.09. | 17 | 1553.99
17.09. | 18 | 1553.99
17.09. | 19 | 1553.99
17.09. | 20 | 1553.99
17.09. | 21 | 1553.99
17.09. | 22 | 1553.99
17.09. | 23 | 1553.99
17.09. | 24 | 1553.99
18.09. | 1 | 1553.99
18.09. | 2 | 1553.99
18.09. | 3 | 1553.99
18.09. | 4 | 1553.99
18.09. | 5 | 1553.99
18.09. | 6 | 1553.99
18.09. | 7 | 1553.99
18.09. | 8 | 1553.99
18.09. | 9 | 1553.99
18.09. | 10 | 1553.99
18.09. | 11 | 1553.99
18.09. | 12 | 1553.99
18.09. | 13 | 1553.99
18.09. | 14 | 1553.99
18.09. | 15 | 1553.99
18.09. | 16 | 1553.99
18.09. | 17 | 1553.99
18.09. | 18 | 1553.99
18.09. | 19 | 1553.99
18.09. | 20 | 1553.99
18.09. | 21 | 1553.99
18.09. | 22 | 1553.99
18.09. | 23 | 1553.99
18.09. | 24 | 1553.99
19.09. | 1 | 1553.99
19.09. | 2 | 1553.99
19.09. | 3 | 1553.99
19.09. | 4 | 1553.99
19.09. | 5 | 1553.99
19.09. | 6 | 1553.99
19.09. | 7 | 1553.99
19.09. | 8 | 1553.99
19.09. | 9 | 1553.99
19.09. | 10 | 1553.99
19.09. | 11 | 1553.99
19.09. | 12 | 1553.99
19.09. | 13 | 1553.99
19.09. | 14 | 1553.99
19.09. | 15 | 1553.99
19.09. | 16 | 1553.99
19.09. | 17 | 1553.99
19.09. | 18 | 1553.99
19.09. | 19 | 1553.99
19.09. | 20 | 1553.99
19.09. | 21 | 1553.99
19.09. | 22 | 1553.99
19.09. | 23 | 1553.99
19.09. | 24 | 1553.99
20.09. | 1 | 1553.99
20.09. | 2 | 1553.99
20.09. | 3 | 1553.99
20.09. | 4 | 1553.99
20.09. | 5 | 1553.99
20.09. | 6 | 1553.99
20.09. | 7 | 1553.99
20.09. | 8 | 1553.99
20.09. | 9 | 1553.99
20.09. | 10 | 1553.99
20.09. | 11 | 1553.99
20.09. | 12 | 1553.99
20.09. | 13 | 1553.99
20.09. | 14 | 1553.99
20.09. | 15 | 1553.99
20.09. | 16 | 1553.99
20.09. | 17 | 1553.99
20.09. | 18 | 1553.99
20.09. | 19 | 1553.99
20.09. | 20 | 1553.99
20.09. | 21 | 1553.99
20.09. | 22 | 1553.99
20.09. | 23 | 1553.99
20.09. | 24 | 1553.99
21.09. | 1 | 1553.99
21.09. | 2 | 1553.99
21.09. | 3 | 1553.99
21.09. | 4 | 1553.99
21.09. | 5 | 1553.99
21.09. | 6 | 1553.99
21.09. | 7 | 1553.99
21.09. | 8 | 1553.99
21.09. | 9 | 1553.99
21.09. | 10 | 1553.99
21.09. | 11 | 1553.99
21.09. | 12 | 1553.99
21.09. | 13 | 1553.99
21.09. | 14 | 1553.99
21.09. | 15 | 1553.99
21.09. | 16 | 1553.99
21.09. | 17 | 1553.99
21.09. | 18 | 1553.99
21.09. | 19 | 1553.99
21.09. | 20 | 1553.99
21.09. | 21 | 1553.99
21.09. | 22 | 1553.99
21.09. | 23 | 1553.99
21.09. | 24 | 1553.99
22.09. | 1 | 1553.99
22.09. | 2 | 1553.99
22.09. | 3 | 1553.99
22.09. | 4 | 1553.99
22.09. | 5 | 1553.99
22.09. | 6 | 1553.99
22.09. | 7 | 1553.99
22.09. | 8 | 1553.99
22.09. | 9 | 1553.99
22.09. | 10 | 1553.99
22.09. | 11 | 1553.99
22.09. | 12 | 1553.99
22.09. | 13 | 1553.99
22.09. | 14 | 1553.99
22.09. | 15 | 1553.99
22.09. | 16 | 1553.99
22.09. | 17 | 1553.99
22.09. | 18 | 1553.99
22.09. | 19 | 1553.99
22.09. | 20 | 1553.99
22.09. | 21 | 1553.99
22.09. | 22 | 1553.99
22.09. | 23 | 1553.99
22.09. | 24 | 1553.99
23.09. | 1 | 1553.99
23.09. | 2 | 1553.99
23.09. | 3 | 1553.99
23.09. | 4 | 1553.99
23.09. | 5 | 1553.99
23.09. | 6 | 1553.99
23.09. | 7 | 1553.99
23.09. | 8 | 1553.99
23.09. | 9 | 1553.99
23.09. | 10 | 1553.99
23.09. | 11 | 1553.99
23.09. | 12 | 1553.99
23.09. | 13 | 1553.99
23.09. | 14 | 1553.99
23.09. | 15 | 1553.99
23.09. | 16 | 1553.99
23.09. | 17 | 1553.99
23.09. | 18 | 1553.99
23.09. | 19 | 1553.99
23.09. | 20 | 1553.99
23.09. | 21 | 1553.99
23.09. | 22 | 1553.99
23.09. | 23 | 1553.99
23.09. | 24 | 1553.99
24.09. | 1 | 1553.99
24.09. | 2 | 1553.99
24.09. | 3 | 1553.99
24.09. | 4 | 1553.99
24.09. | 5 | 1553.99
24.09. | 6 | 1553.99
24.09. | 7 | 1553.99
24.09. | 8 | 1553.99
24.09. | 9 | 1553.99
24.09. | 10 | 1553.99
24.09. | 11 | 1553.99
24.09. | 12 | 1553.99
24.09. | 13 | 1553.99
24.09. | 14 | 1553.99
24.09. | 15 | 1553.99
24.09. | 16 | 1553.99
24.09. | 17 | 1553.99
24.09. | 18 | 1553.99
24.09. | 19 | 1553.99
24.09. | 20 | 1553.99
24.09. | 21 | 1553.99
24.09. | 22 | 1553.99
24.09. | 23 | 1553.99
24.09. | 24 | 1553.99
25.09. | 1 | 1553.99
25.09. | 2 | 1553.99
25.09. | 3 | 1553.99
25.09. | 4 | 1553.99
25.09. | 5 | 1553.99
25.09. | 6 | 1553.99
25.09. | 7 | 1553.99
25.09. | 8 | 1553.99
25.09. | 9 | 1553.99
25.09. | 10 | 1553.99
25.09. | 11 | 1553.99
25.09. | 12 | 1553.99
25.09. | 13 | 1553.99
25.09. | 14 | 1553.99
25.09. | 15 | 1553.99
25.09. | 16 | 1553.99
25.09. | 17 | 1553.99
25.09. | 18 | 1553.99
25.09. | 19 | 1553.99
25.09. | 20 | 1553.99
25.09. | 21 | 1553.99
25.09. | 22 | 1553.99
25.09. | 23 | 1553.99
25.09. | 24 | 1553.99
26.09. | 1 | 1553.99
26.09. | 2 | 1553.99
26.09. | 3 | 1553.99
26.09. | 4 | 1553.99
26.09. | 5 | 1553.99
26.09. | 6 | 1553.99
26.09. | 7 | 1553.99
26.09. | 8 | 1553.99
26.09. | 9 | 1553.99
26.09. | 10 | 1553.99
26.09. | 11 | 1553.99
26.09. | 12 | 1553.99
26.09. | 13 | 1553.99
26.09. | 14 | 1553.99
26.09. | 15 | 1553.99
26.09. | 16 | 1553.99
26.09. | 17 | 1553.99
26.09. | 18 | 1553.99
26.09. | 19 | 1553.99
26.09. | 20 | 1553.99
26.09. | 21 | 1553.99
26.09. | 22 | 1553.99
26.09. | 23 | 1553.99
26.09. | 24 | 1553.99
27.09. | 1 | 1553.99
27.09. | 2 | 1553.99
27.09. | 3 | 1553.99
27.09. | 4 | 1553.99
27.09. | 5 | 1553.99
27.09. | 6 | 1553.99
27.09. | 7 | 1553.99
27.09. | 8 | 1553.99
27.09. | 9 | 1553.99
27.09. | 10 | 1553.99
27.09. | 11 | 1553.99
27.09. | 12 | 1553.99
27.09. | 13 | 1553.99
27.09. | 14 | 1553.99
27.09. | 15 | 1553.99
27.09. | 16 | 1553.99
27.09. | 17 | 1553.99
27.09. | 18 | 1553.99
27.09. | 19 | 1553.99
27.09. | 20 | 1553.99
27.09. | 21 | 1553.99
27.09. | 22 | 1553.99
27.09. | 23 | 1553.99
27.09. | 24 | 1553.99
28.09. | 1 | 1553.99
28.09. | 2 | 1553.99
28.09. | 3 | 1553.99
28.09. | 4 | 1553.99
28.09. | 5 | 1553.99
28.09. | 6 | 1553.99
28.09. | 7 | 1553.99
28.09. | 8 | 1553.99
28.09. | 9 | 1553.99
28.09. | 10 | 1553.99
28.09. | 11 | 1553.99
28.09. | 12 | 1553.99
28.09. | 13 | 1553.99
28.09. | 14 | 1553.99
28.09. | 15 | 1553.99
28.09. | 16 | 1553.99
28.09. | 17 | 1553.99
28.09. | 18 | 1553.99
28.09. | 19 | 1553.99
28.09. | 20 | 1553.99
28.09. | 21 | 1553.99
28.09. | 22 | 1553.99
28.09. | 23 | 1553.99
28.09. | 24 | 1553.99
29.09. | 1 | 1553.99
29.09. | 2 | 1553.99
29.09. | 3 | 1553.99
29.09. | 4 | 1553.99
29.09. | 5 | 1553.99
29.09. | 6 | 1553.99
29.09. | 7 | 1553.99
29.09. | 8 | 1553.99
29.09. | 9 | 1553.99
29.09. | 10 | 1553.99
29.09. | 11 | 1553.99
29.09. | 12 | 1553.99
29.09. | 13 | 1553.99
29.09. | 14 | 1553.99
29.09. | 15 | 1553.99
29.09. | 16 | 1553.99
29.09. | 17 | 1553.99
29.09. | 18 | 1553.99
29.09. | 19 | 1553.99
29.09. | 20 | 1553.99
29.09. | 21 | 1553.99
29.09. | 22 | 1553.99
29.09. | 23 | 1553.99
29.09. | 24 | 1553.99
30.09. | 1 | 1553.99
30.09. | 2 | 1553.99
30.09. | 3 | 1553.99
30.09. | 4 | 1553.99
30.09. | 5 | 1553.99
30.09. | 6 | 1553.99
30.09. | 7 | 1553.99
30.09. | 8 | 1553.99
30.09. | 9 | 1553.99
30.09. | 10 | 1553.99
30.09. | 11 | 1553.99
30.09. | 12 | 1553.99
30.09. | 13 | 1553.99
30.09. | 14 | 1553.99
30.09. | 15 | 1553.99
30.09. | 16 | 1553.99
30.09. | 17 | 1553.99
30.09. | 18 | 1553.99
30.09. | 19 | 1553.99
30.09. | 20 | 1553.99
30.09. | 21 | 1553.99
30.09. | 22 | 1553.99
30.09. | 23 | 1553.99
30.09. | 24 | 1553.99
01.10. | 1 | 1553.99
01.10. | 2 | 1553.99
01.10. | 3 | 1553.99
01.10. | 4 | 1553.99
01.10. | 5 | 1553.99
01.10. | 6 | 1553.99
01.10. | 7 | 1553.99
01.10. | 8 | 1553.99
01.10. | 9 | 1553.99
01.10. | 10 | 1553.99
01.10. | 11 | 1553.99
01.10. | 12 | 1553.99
01.10. | 13 | 1553.99
01.10. | 14 | 1553.99
01.10. | 15 | 1553.99
01.10. | 16 | 1553.99
01.10. | 17 | 1553.99
01.10. | 18 | 1553.99
01.10. | 19 | 1553.99
01.10. | 20 | 1553.99
01.10. | 21 | 1553.99
01.10. | 22 | 1553.99
01.10. | 23 | 1553.99
01.10. | 24 | 1553.99
02.10. | 1 | 1553.99
02.10. | 2 | 1553.99
02.10. | 3 | 1553.99
02.10. | 4 | 1553.99
02.10. | 5 | 1553.99
02.10. | 6 | 1553.99
02.10. | 7 | 1553.99
02.10. | 8 | 1553.99
02.10. | 9 | 1553.99
02.10. | 10 | 1553.99
02.10. | 11 | 1553.99
02.10. | 12 | 1553.99
02.10. | 13 | 1553.99
02.10. | 14 | 1553.99
02.10. | 15 | 1553.99
02.10. | 16 | 1553.99
02.10. | 17 | 1553.99
02.10. | 18 | 1553.99
02.10. | 19 | 1553.99
02.10. | 20 | 1553.99
02.10. | 21 | 1553.99
02.10. | 22 | 1553.99
02.10. | 23 | 1553.99
02.10. | 24 | 1553.99
03.10. | 1 | 1553.99
03.10. | 2 | 1553.99
03.10. | 3 | 1553.99
03.10. | 4 | 1553.99
03.10. | 5 | 1553.99
03.10. | 6 | 1553.99
03.10. | 7 | 1553.99
03.10. | 8 | 1553.99
03.10. | 9 | 1553.99
03.10. | 10 | 1553.99
03.10. | 11 | 1553.99
03.10. | 12 | 1553.99
03.10. | 13 | 1553.99
03.10. | 14 | 1553.99
03.10. | 15 | 1553.99
03.10. | 16 | 1553.99
03.10. | 17 | 1553.99
03.10. | 18 | 1553.99
03.10. | 19 | 1553.99
03.10. | 20 | 1553.99
03.10. | 21 | 1553.99
03.10. | 22 | 1553.99
03.10. | 23 | 1553.99
03.10. | 24 | 1553.99
04.10. | 1 | 1553.99
04.10. | 2 | 1553.99
04.10. | 3 | 1553.99
04.10. | 4 | 1553.99
04.10. | 5 | 1553.99
04.10. | 6 | 1553.99
04.10. | 7 | 1553.99
04.10. | 8 | 1553.99
04.10. | 9 | 1553.99
04.10. | 10 | 1553.99
04.10. | 11 | 1553.99
04.10. | 12 | 1553.99
04.10. | 13 | 1553.99
04.10. | 14 | 1553.99
04.10. | 15 | 1553.99
04.10. | 16 | 1553.99
04.10. | 17 | 1553.99
04.10. | 18 | 1553.99
04.10. | 19 | 1553.99
04.10. | 20 | 1553.99
04.10. | 21 | 1553.99
04.10. | 22 | 1553.99
04.10. | 23 | 1553.99
04.10. | 24 | 1553.99
05.10. | 1 | 1553.99
05.10. | 2 | 1553.99
05.10. | 3 | 1553.99
05.10. | 4 | 1553.99
05.10. | 5 | 1553.99
05.10. | 6 | 1553.99
05.10. | 7 | 1553.99
05.10. | 8 | 1553.99
05.10. | 9 | 1553.99
05.10. | 10 | 1553.99
05.10. | 11 | 1553.99
05.10. | 12 | 1553.99
05.10. | 13 | 1553.99
05.10. | 14 | 1553.99
05.10. | 15 | 1553.99
05.10. | 16 | 1553.99
05.10. | 17 | 1553.99
05.10. | 18 | 1553.99
05.10. | 19 | 1553.99
05.10. | 20 | 1553.99
05.10. | 21 | 1553.99
05.10. | 22 | 1553.99
05.10. | 23 | 1553.99
05.10. | 24 | 1553.99
06.10. | 1 | 1553.99
06.10. | 2 | 1553.99
06.10. | 3 | 1553.99
06.10. | 4 | 1553.99
06.10. | 5 | 1553.99
06.10. | 6 | 1553.99
06.10. | 7 | 1553.99
06.10. | 8 | 1553.99
06.10. | 9 | 1553.99
06.10. | 10 | 1553.99
06.10. | 11 | 1553.99
06.10. | 12 | 1553.99
06.10. | 13 | 1553.99
06.10. | 14 | 1553.99
06.10. | 15 | 1553.99
06.10. | 16 | 1553.99
06.10. | 17 | 1553.99
06.10. | 18 | 1553.99
06.10. | 19 | 1553.99
06.10. | 20 | 1553.99
06.10. | 21 | 1553.99
06.10. | 22 | 1553.99
06.10. | 23 | 1553.99
06.10. | 24 | 1553.99
07.10. | 1 | 1553.99
07.10. | 2 | 1553.99
07.10. | 3 | 1553.99
07.10. | 4 | 1553.99
07.10. | 5 | 1553.99
07.10. | 6 | 1553.99
07.10. | 7 | 1553.99
07.10. | 8 | 1553.99
07.10. | 9 | 1553.99
07.10. | 10 | 1553.99
07.10. | 11 | 1553.99
07.10. | 12 | 1553.99
07.10. | 13 | 1553.99
07.10. | 14 | 1553.99
07.10. | 15 | 1553.99
07.10. | 16 | 1553.99
07.10. | 17 | 1553.99
07.10. | 18 | 1553.99
07.10. | 19 | 1553.99
07.10. | 20 | 1553.99
07.10. | 21 | 1553.99
07.10. | 22 | 1553.99
07.10. | 23 | 1553.99
07.10. | 24 | 1553.99
08.10. | 1 | 1553.99
08.10. | 2 | 1553.99
08.10. | 3 | 1553.99
08.10. | 4 | 1553.99
08.10. | 5 | 1553.99
08.10. | 6 | 1553.99
08.10. | 7 | 1553.99
08.10. | 8 | 1553.99
08.10. | 9 | 1553.99
08.10. | 10 | 1553.99
08.10. | 11 | 1553.99
08.10. | 12 | 1553.99
08.10. | 13 | 1553.99
08.10. | 14 | 1553.99
08.10. | 15 | 1553.99
08.10. | 16 | 1553.99
08.10. | 17 | 1553.99
08.10. | 18 | 1553.99
08.10. | 19 | 1553.99
08.10. | 20 | 1553.99
08.10. | 21 | 1553.99
08.10. | 22 | 1553.99
08.10. | 23 | 1553.99
08.10. | 24 | 1553.99
09.10. | 1 | 1553.99
09.10. | 2 | 1553.99
09.10. | 3 | 1553.99
09.10. | 4 | 1553.99
09.10. | 5 | 1553.99
09.10. | 6 | 1553.99
09.10. | 7 | 1553.99
09.10. | 8 | 1553.99
09.10. | 9 | 1553.99
09.10. | 10 | 1553.99
09.10. | 11 | 1553.99
09.10. | 12 | 1553.99
09.10. | 13 | 1553.99
09.10. | 14 | 1553.99
09.10. | 15 | 1553.99
09.10. | 16 | 1553.99
09.10. | 17 | 1553.99
09.10. | 18 | 1553.99
09.10. | 19 | 1553.99
09.10. | 20 | 1553.99
09.10. | 21 | 1553.99
09.10. | 22 | 1553.99
09.10. | 23 | 1553.99
09.10. | 24 | 1553.99
10.10. | 1 | 1553.99
10.10. | 2 | 1553.99
10.10. | 3 | 1553.99
10.10. | 4 | 1553.99
10.10. | 5 | 1553.99
10.10. | 6 | 1553.99
10.10. | 7 | 1553.99
10.10. | 8 | 1553.99
10.10. | 9 | 1553.99
10.10. | 10 | 1553.99
10.10. | 11 | 1553.99
10.10. | 12 | 1553.99
10.10. | 13 | 1553.99
10.10. | 14 | 1553.99
10.10. | 15 | 1553.99
10.10. | 16 | 1553.99
10.10. | 17 | 1553.99
10.10. | 18 | 1553.99
10.10. | 19 | 1553.99
10.10. | 20 | 1553.99
10.10. | 21 | 1553.99
10.10. | 22 | 1553.99
10.10. | 23 | 1553.99
10.10. | 24 | 1553.99
11.10. | 1 | 1553.99
11.10. | 2 | 1553.99
11.10. | 3 | 1553.99
11.10. | 4 | 1553.99
11.10. | 5 | 1553.99
11.10. | 6 | 1553.99
11.10. | 7 | 1553.99
11.10. | 8 | 1553.99
11.10. | 9 | 1553.99
11.10. | 10 | 1553.99
11.10. | 11 | 1553.99
11.10. | 12 | 1553.99
11.10. | 13 | 1553.99
11.10. | 14 | 1553.99
11.10. | 15 | 1553.99
11.10. | 16 | 1553.99
11.10. | 17 | 1553.99
11.10. | 18 | 1553.99
11.10. | 19 | 1553.99
11.10. | 20 | 1553.99
11.10. | 21 | 1553.99
11.10. | 22 | 1553.99
11.10. | 23 | 1553.99
11.10. | 24 | 1553.99
12.10. | 1 | 1553.99
12.10. | 2 | 1553.99
12.10. | 3 | 1553.99
12.10. | 4 | 1553.99
12.10. | 5 | 1553.99
12.10. | 6 | 1553.99
12.10. | 7 | 1553.99
12.10. | 8 | 1553.99
12.10. | 9 | 1553.99
12.10. | 10 | 1553.99
12.10. | 11 | 1553.99
12.10. | 12 | 1553.99
12.10. | 13 | 1553.99
12.10. | 14 | 1553.99
12.10. | 15 | 1553.99
12.10. | 16 | 1553.99
12.10. | 17 | 1553.99
12.10. | 18 | 1553.99
12.10. | 19 | 1553.99
12.10. | 20 | 1553.99
12.10. | 21 | 1553.99
12.10. | 22 | 1553.99
12.10. | 23 | 1553.99
12.10. | 24 | 1553.99
13.10. | 1 | 1553.99
13.10. | 2 | 1553.99
13.10. | 3 | 1553.99
13.10. | 4 | 1553.99
13.10. | 5 | 1553.99
13.10. | 6 | 1553.99
13.10. | 7 | 1553.99
13.10. | 8 | 1553.99
13.10. | 9 | 1553.99
13.10. | 10 | 1553.99
13.10. | 11 | 1553.99
13.10. | 12 | 1553.99
13.10. | 13 | 1553.99
13.10. | 14 | 1553.99
13.10. | 15 | 1553.99
13.10. | 16 | 1553.99
13.10. | 17 | 1553.99
13.10. | 18 | 1553.99
13.10. | 19 | 1553.99
13.10. | 20 | 1553.99
13.10. | 21 | 1553.99
13.10. | 22 | 1553.99
13.10. | 23 | 1553.99
13.10. | 24 | 1553.99
14.10. | 1 | 1553.99
14.10. | 2 | 1553.99
14.10. | 3 | 1553.99
14.10. | 4 | 1553.99
14.10. | 5 | 1553.99
14.10. | 6 | 1553.99
14.10. | 7 | 1553.99
14.10. | 8 | 1553.99
14.10. | 9 | 1553.99
14.10. | 10 | 1553.99
14.10. | 11 | 1553.99
14.10. | 12 | 1553.99
14.10. | 13 | 1553.99
14.10. | 14 | 1553.99
14.10. | 15 | 1553.99
14.10. | 16 | 1553.99
14.10. | 17 | 1553.99
14.10. | 18 | 1553.99
14.10. | 19 | 1553.99
14.10. | 20 | 1553.99
14.10. | 21 | 1553.99
14.10. | 22 | 1553.99
14.10. | 23 | 1553.99
14.10. | 24 | 1553.99
15.10. | 1 | 1553.99
15.10. | 2 | 1553.99
15.10. | 3 | 1553.99
15.10. | 4 | 1553.99
15.10. | 5 | 1553.99
15.10. | 6 | 1553.99
15.10. | 7 | 1553.99
15.10. | 8 | 1553.99
15.10. | 9 | 1553.99
15.10. | 10 | 1553.99
15.10. | 11 | 1553.99
15.10. | 12 | 1553.99
15.10. | 13 | 1553.99
15.10. | 14 | 1553.99
15.10. | 15 | 1553.99
15.10. | 16 | 1553.99
15.10. | 17 | 1553.99
15.10. | 18 | 1553.99
15.10. | 19 | 1553.99
15.10. | 20 | 1553.99
15.10. | 21 | 1553.99
15.10. | 22 | 1553.99
15.10. | 23 | 1553.99
15.10. | 24 | 1553.99
16.10. | 1 | 1553.99
16.10. | 2 | 1553.99
16.10. | 3 | 1553.99
16.10. | 4 | 1553.99
16.10. | 5 | 1553.99
16.10. | 6 | 1553.99
16.10. | 7 | 1553.99
16.10. | 8 | 1553.99
16.10. | 9 | 1553.99
16.10. | 10 | 1553.99
16.10. | 11 | 1553.99
16.10. | 12 | 1553.99
16.10. | 13 | 1553.99
16.10. | 14 | 1553.99
16.10. | 15 | 1553.99
16.10. | 16 | 1553.99
16.10. | 17 | 1553.99
16.10. | 18 | 1553.99
16.10. | 19 | 1553.99
16.10. | 20 | 1553.99
16.10. | 21 | 1553.99
16.10. | 22 | 1553.99
16.10. | 23 | 1553.99
16.10. | 24 | 1553.99
17.10. | 1 | 1553.99
17.10. | 2 | 1553.99
17.10. | 3 | 1553.99
17.10. | 4 | 1553.99
17.10. | 5 | 1553.99
17.10. | 6 | 1553.99
17.10. | 7 | 1553.99
17.10. | 8 | 1553.99
17.10. | 9 | 1553.99
17.10. | 10 | 1553.99
17.10. | 11 | 1553.99
17.10. | 12 | 1553.99
17.10. | 13 | 1553.99
17.10. | 14 | 1553.99
17.10. | 15 | 1553.99
17.10. | 16 | 1553.99
17.10. | 17 | 1553.99
17.10. | 18 | 1553.99
17.10. | 19 | 1553.99
17.10. | 20 | 1553.99
17.10. | 21 | 1553.99
17.10. | 22 | 1553.99
17.10. | 23 | 1553.99
17.10. | 24 | 1553.99
18.10. | 1 | 1553.99
18.10. | 2 | 1553.99
18.10. | 3 | 1553.99
18.10. | 4 | 1553.99
18.10. | 5 | 1553.99
18.10. | 6 | 1553.99
18.10. | 7 | 1553.99
18.10. | 8 | 1553.99
18.10. | 9 | 1553.99
18.10. | 10 | 1553.99
18.10. | 11 | 1553.99
18.10. | 12 | 1553.99
18.10. | 13 | 1553.99
18.10. | 14 | 1553.99
18.10. | 15 | 1553.99
18.10. | 16 | 1553.99
18.10. | 17 | 1553.99
18.10. | 18 | 1553.99
18.10. | 19 | 1553.99
18.10. | 20 | 1553.99
18.10. | 21 | 1553.99
18.10. | 22 | 1553.99
18.10. | 23 | 1553.99
18.10. | 24 | 1553.99
19.10. | 1 | 1553.99
19.10. | 2 | 1553.99
19.10. | 3 | 1553.99
19.10. | 4 | 1553.99
19.10. | 5 | 1553.99
19.10. | 6 | 1553.99
19.10. | 7 | 1553.99
19.10. | 8 | 1553.99
19.10. | 9 | 1553.99
19.10. | 10 | 1553.99
19.10. | 11 | 1553.99
19.10. | 12 | 1553.99
19.10. | 13 | 1553.99
19.10. | 14 | 1553.99
19.10. | 15 | 1553.99
19.10. | 16 | 1553.99
19.10. | 17 | 1553.99
19.10. | 18 | 1553.99
19.10. | 19 | 1553.99
19.10. | 20 | 1553.99
19.10. | 21 | 1553.99
19.10. | 22 | 1553.99
19.10. | 23 | 1553.99
19.10. | 24 | 1553.99
20.10. | 1 | 1553.99
20.10. | 2 | 1553.99
20.10. | 3 | 1553.99
20.10. | 4 | 1553.99
20.10. | 5 | 1553.99
20.10. | 6 | 1553.99
20.10. | 7 | 1553.99
20.10. | 8 | 1553.99
20.10. | 9 | 1553.99
20.10. | 10 | 1553.99
20.10. | 11 | 1553.99
20.10. | 12 | 1553.99
20.10. | 13 | 1553.99
20.10. | 14 | 1553.99
20.10. | 15 | 1553.99
20.10. | 16 | 1553.99
20.10. | 17 | 1553.99
20.10. | 18 | 1553.99
20.10. | 19 | 1553.99
20.10. | 20 | 1553.99
20.10. | 21 | 1553.99
20.10. | 22 | 1553.99
20.10. | 23 | 1553.99
20.10. | 24 | 1553.99
21.10. | 1 | 1553.99
21.10. | 2 | 1553.99
21.10. | 3 | 1553.99
21.10. | 4 | 1553.99
21.10. | 5 | 1553.99
21.10. | 6 | 1553.99
21.10. | 7 | 1553.99
21.10. | 8 | 1553.99
21.10. | 9 | 1553.99
21.10. | 10 | 1553.99
21.10. | 11 | 1553.99
21.10. | 12 | 1553.99
21.10. | 13 | 1553.99
21.10. | 14 | 1553.99
21.10. | 15 | 1553.99
21.10. | 16 | 1553.99
21.10. | 17 | 1553.99
21.10. | 18 | 1553.99
21.10. | 19 | 1553.99
21.10. | 20 | 1553.99
21.10. | 21 | 1553.99
21.10. | 22 | 1553.99
21.10. | 23 | 1553.99
21.10. | 24 | 1553.99
22.10. | 1 | 1553.99
22.10. | 2 | 1553.99
22.10. | 3 | 1553.99
22.10. | 4 | 1553.99
22.10. | 5 | 1553.99
22.10. | 6 | 1553.99
22.10. | 7 | 1553.99
22.10. | 8 | 1553.99
22.10. | 9 | 1553.99
22.10. | 10 | 1553.99
22.10. | 11 | 1553.99
22.10. | 12 | 1553.99
22.10. | 13 | 1553.99
22.10. | 14 | 1553.99
22.10. | 15 | 1553.99
22.10. | 16 | 1553.99
22.10. | 17 | 1553.99
22.10. | 18 | 1553.99
22.10. | 19 | 1553.99
22.10. | 20 | 1553.99
22.10. | 21 | 1553.99
22.10. | 22 | 1553.99
22.10. | 23 | 1553.99
22.10. | 24 | 1553.99
23.10. | 1 | 1553.99
23.10. | 2 | 1553.99
23.10. | 3 | 1553.99
23.10. | 4 | 1553.99
23.10. | 5 | 1553.99
23.10. | 6 | 1553.99
23.10. | 7 | 1553.99
23.10. | 8 | 1553.99
23.10. | 9 | 1553.99
23.10. | 10 | 1553.99
23.10. | 11 | 1553.99
23.10. | 12 | 1553.99
23.10. | 13 | 1553.99
23.10. | 14 | 1553.99
23.10. | 15 | 1553.99
23.10. | 16 | 1553.99
23.10. | 17 | 1553.99
23.10. | 18 | 1553.99
23.10. | 19 | 1553.99
23.10. | 20 | 1553.99
23.10. | 21 | 1553.99
23.10. | 22 | 1553.99
23.10. | 23 | 1553.99
23.10. | 24 | 1553.99
24.10. | 1 | 1553.99
24.10. | 2 | 1553.99
24.10. | 3 | 1553.99
24.10. | 4 | 1553.99
24.10. | 5 | 1553.99
24.10. | 6 | 1553.99
24.10. | 7 | 1553.99
24.10. | 8 | 1553.99
24.10. | 9 | 1553.99
24.10. | 10 | 1553.99
24.10. | 11 | 1553.99
24.10. | 12 | 1553.99
24.10. | 13 | 1553.99
24.10. | 14 | 1553.99
24.10. | 15 | 1553.99
24.10. | 16 | 1553.99
24.10. | 17 | 1553.99
24.10. | 18 | 1553.99
24.10. | 19 | 1553.99
24.10. | 20 | 1553.99
24.10. | 21 | 1553.99
24.10. | 22 | 1553.99
24.10. | 23 | 1553.99
24.10. | 24 | 1553.99
25.10. | 1 | 1553.99
25.10. | 2 | 1553.99
25.10. | 3 | 1553.99
25.10. | 4 | 1553.99
25.10. | 5 | 1553.99
25.10. | 6 | 1553.99
25.10. | 7 | 1553.99
25.10. | 8 | 1553.99
25.10. | 9 | 1553.99
25.10. | 10 | 1553.99
25.10. | 11 | 1553.99
25.10. | 12 | 1553.99
25.10. | 13 | 1553.99
25.10. | 14 | 1553.99
25.10. | 15 | 1553.99
25.10. | 16 | 1553.99
25.10. | 17 | 1553.99
25.10. | 18 | 1553.99
25.10. | 19 | 1553.99
25.10. | 20 | 1553.99
25.10. | 21 | 1553.99
25.10. | 22 | 1553.99
25.10. | 23 | 1553.99
25.10. | 24 | 1553.99
26.10. | 1 | 1553.99
26.10. | 2 | 1553.99
26.10. | 3 | 1553.99
26.10. | 4 | 1553.99
26.10. | 5 | 1553.99
26.10. | 6 | 1553.99
26.10. | 7 | 1553.99
26.10. | 8 | 1553.99
26.10. | 9 | 1553.99
26.10. | 10 | 1553.99
26.10. | 11 | 1553.99
26.10. | 12 | 1553.99
26.10. | 13 | 1553.99
26.10. | 14 | 1553.99
26.10. | 15 | 1553.99
26.10. | 16 | 1553.99
26.10. | 17 | 1553.99
26.10. | 18 | 1553.99
26.10. | 19 | 1553.99
26.10. | 20 | 1553.99
26.10. | 21 | 1553.99
26.10. | 22 | 1553.99
26.10. | 23 | 1553.99
26.10. | 24 | 1553.99
27.10. | 1 | 1553.99
27.10. | 2 | 1553.99
27.10. | 3 | 1553.99
27.10. | 4 | 1553.99
27.10. | 5 | 1553.99
27.10. | 6 | 1553.99
27.10. | 7 | 1553.99
27.10. | 8 | 1553.99
27.10. | 9 | 1553.99
27.10. | 10 | 1553.99
27.10. | 11 | 1553.99
27.10. | 12 | 1553.99
27.10. | 13 | 1553.99
27.10. | 14 | 1553.99
27.10. | 15 | 1553.99
27.10. | 16 | 1553.99
27.10. | 17 | 1553.99
27.10. | 18 | 1553.99
27.10. | 19 | 1553.99
27.10. | 20 | 1553.99
27.10. | 21 | 1553.99
27.10. | 22 | 1553.99
27.10. | 23 | 1553.99
27.10. | 24 | 1553.99
28.10. | 1 | 1553.99
28.10. | 2 | 1553.99
28.10. | 3 | 1553.99
28.10. | 4 | 1553.99
28.10. | 5 | 1553.99
28.10. | 6 | 1553.99
28.10. | 7 | 1553.99
28.10. | 8 | 1553.99
28.10. | 9 | 1553.99
28.10. | 10 | 1553.99
28.10. | 11 | 1553.99
28.10. | 12 | 1553.99
28.10. | 13 | 1553.99
28.10. | 14 | 1553.99
28.10. | 15 | 1553.99
28.10. | 16 | 1553.99
28.10. | 17 | 1553.99
28.10. | 18 | 1553.99
28.10. | 19 | 1553.99
28.10. | 20 | 1553.99
28.10. | 21 | 1553.99
28.10. | 22 | 1553.99
28.10. | 23 | 1553.99
28.10. | 24 | 1553.99
29.10. | 1 | 1553.99
29.10. | 2 | 1553.99
29.10. | 3 | 1553.99
29.10. | 4 | 1553.99
29.10. | 5 | 1553.99
29.10. | 6 | 1553.99
29.10. | 7 | 1553.99
29.10. | 8 | 1553.99
29.10. | 9 | 1553.99
29.10. | 10 | 1553.99
29.10. | 11 | 1553.99
29.10. | 12 | 1553.99
29.10. | 13 | 1553.99
29.10. | 14 | 1553.99
29.10. | 15 | 1553.99
29.10. | 16 | 1553.99
29.10. | 17 | 1553.99
29.10. | 18 | 1553.99
29.10. | 19 | 1553.99
29.10. | 20 | 1553.99
29.10. | 21 | 1553.99
29.10. | 22 | 1553.99
29.10. | 23 | 1553.99
29.10. | 24 | 1553.99
30.10. | 1 | 1553.99
30.10. | 2 | 1553.99
30.10. | 3 | 1553.99
30.10. | 4 | 1553.99
30.10. | 5 | 1553.99
30.10. | 6 | 1553.99
30.10. | 7 | 1553.99
30.10. | 8 | 1553.99
30.10. | 9 | 1553.99
30.10. | 10 | 1553.99
30.10. | 11 | 1553.99
30.10. | 12 | 1553.99
30.10. | 13 | 1553.99
30.10. | 14 | 1553.99
30.10. | 15 | 1553.99
30.10. | 16 | 1553.99
30.10. | 17 | 1553.99
30.10. | 18 | 1553.99
30.10. | 19 | 1553.99
30.10. | 20 | 1553.99
30.10. | 21 | 1553.99
30.10. | 22 | 1553.99
30.10. | 23 | 1553.99
30.10. | 24 | 1553.99
31.10. | 1 | 1553.99
31.10. | 2 | 1553.99
31.10. | 3 | 1553.99
31.10. | 4 | 1553.99
31.10. | 5 | 1553.99
31.10. | 6 | 1553.99
31.10. | 7 | 1553.99
31.10. | 8 | 1553.99
31.10. | 9 | 1553.99
31.10. | 10 | 1553.99
31.10. | 11 | 1553.99
31.10. | 12 | 1553.99
31.10. | 13 | 1553.99
31.10. | 14 | 1553.99
31.10. | 15 | 1553.99
31.10. | 16 | 1553.99
31.10. | 17 | 1553.99
31.10. | 18 | 1553.99
31.10. | 19 | 1553.99
31.10. | 20 | 1553.99
31.10. | 21 | 1553.99
31.10. | 22 | 1553.99
31.10. | 23 | 1553.99
31.10. | 24 | 1553.99
01.11. | 1 | 1553.99
01.11. | 2 | 1553.99
01.11. | 3 | 1553.99
01.11. | 4 | 1553.99
01.11. | 5 | 1553.99
01.11. | 6 | 1553.99
01.11. | 7 | 1553.99
01.11. | 8 | 1553.99
01.11. | 9 | 1553.99
01.11. | 10 | 1553.99
01.11. | 11 | 1553.99
01.11. | 12 | 1553.99
01.11. | 13 | 1553.99
01.11. | 14 | 1553.99
01.11. | 15 | 1553.99
01.11. | 16 | 1553.99
01.11. | 17 | 1553.99
01.11. | 18 | 1553.99
01.11. | 19 | 1553.99
01.11. | 20 | 1553.99
01.11. | 21 | 1553.99
01.11. | 22 | 1553.99
01.11. | 23 | 1553.99
01.11. | 24 | 1553.99
02.11. | 1 | 1553.99
02.11. | 2 | 1553.99
02.11. | 3 | 1553.99
02.11. | 4 | 1553.99
02.11. | 5 | 1553.99
02.11. | 6 | 1553.99
02.11. | 7 | 1553.99
02.11. | 8 | 1553.99
02.11. | 9 | 1553.99
02.11. | 10 | 1553.99
02.11. | 11 | 1553.99
02.11. | 12 | 1553.99
02.11. | 13 | 1553.99
02.11. | 14 | 1553.99
02.11. | 15 | 1553.99
02.11. | 16 | 1553.99
02.11. | 17 | 1553.99
02.11. | 18 | 1553.99
02.11. | 19 | 1553.99
02.11. | 20 | 1553.99
02.11. | 21 | 1553.99
02.11. | 22 | 1553.99
02.11. | 23 | 1553.99
02.11. | 24 | 1553.99
03.11. | 1 | 1553.99
03.11. | 2 | 1553.99
03.11. | 3 | 1553.99
03.11. | 4 | 1553.99
03.11. | 5 | 1553.99
03.11. | 6 | 1553.99
03.11. | 7 | 1553.99
03.11. | 8 | 1553.99
03.11. | 9 | 1553.99
03.11. | 10 | 1553.99
03.11. | 11 | 1553.99
03.11. | 12 | 1553.99
03.11. | 13 | 1553.99
03.11. | 14 | 1553.99
03.11. | 15 | 1553.99
03.11. | 16 | 1553.99
03.11. | 17 | 1553.99
03.11. | 18 | 1553.99
03.11. | 19 | 1553.99
03.11. | 20 | 1553.99
03.11. | 21 | 1553.99
03.11. | 22 | 1553.99
03.11. | 23 | 1553.99
03.11. | 24 | 1553.99
04.11. | 1 | 1553.99
04.11. | 2 | 1553.99
04.11. | 3 | 1553.99
04.11. | 4 | 1553.99
04.11. | 5 | 1553.99
04.11. | 6 | 1553.99
04.11. | 7 | 1553.99
04.11. | 8 | 1553.99
04.11. | 9 | 1553.99
04.11. | 10 | 1553.99
04.11. | 11 | 1553.99
04.11. | 12 | 1553.99
04.11. | 13 | 1553.99
04.11. | 14 | 1553.99
04.11. | 15 | 1553.99
04.11. | 16 | 1553.99
04.11. | 17 | 1553.99
04.11. | 18 | 1553.99
04.11. | 19 | 1553.99
04.11. | 20 | 1553.99
04.11. | 21 | 1553.99
04.11. | 22 | 1553.99
04.11. | 23 | 1553.99
04.11. | 24 | 1553.99
05.11. | 1 | 1553.99
05.11. | 2 | 1553.99
05.11. | 3 | 1553.99
05.11. | 4 | 1553.99
05.11. | 5 | 1553.99
05.11. | 6 | 1553.99
05.11. | 7 | 1553.99
05.11. | 8 | 1553.99
05.11. | 9 | 1553.99
05.11. | 10 | 1553.99
05.11. | 11 | 1553.99
05.11. | 12 | 1553.99
05.11. | 13 | 1553.99
05.11. | 14 | 1553.99
05.11. | 15 | 1553.99
05.11. | 16 | 1553.99
05.11. | 17 | 1553.99
05.11. | 18 | 1553.99
05.11. | 19 | 1553.99
05.11. | 20 | 1553.99
05.11. | 21 | 1553.99
05.11. | 22 | 1553.99
05.11. | 23 | 1553.99
05.11. | 24 | 1553.99
06.11. | 1 | 1553.99
06.11. | 2 | 1553.99
06.11. | 3 | 1553.99
06.11. | 4 | 1553.99
06.11. | 5 | 1553.99
06.11. | 6 | 1553.99
06.11. | 7 | 1553.99
06.11. | 8 | 1553.99
06.11. | 9 | 1553.99
06.11. | 10 | 1553.99
06.11. | 11 | 1553.99
06.11. | 12 | 1553.99
06.11. | 13 | 1553.99
06.11. | 14 | 1553.99
06.11. | 15 | 1553.99
06.11. | 16 | 1553.99
06.11. | 17 | 1553.99
06.11. | 18 | 1553.99
06.11. | 19 | 1553.99
06.11. | 20 | 1553.99
06.11. | 21 | 1553.99
06.11. | 22 | 1553.99
06.11. | 23 | 1553.99
06.11. | 24 | 1553.99
07.11. | 1 | 1553.99
07.11. | 2 | 1553.99
07.11. | 3 | 1553.99
07.11. | 4 | 1553.99
07.11. | 5 | 1553.99
07.11. | 6 | 1553.99
07.11. | 7 | 1553.99
07.11. | 8 | 1553.99
07.11. | 9 | 1553.99
07.11. | 10 | 1553.99
07.11. | 11 | 1553.99
07.11. | 12 | 1553.99
07.11. | 13 | 1553.99
07.11. | 14 | 1553.99
07.11. | 15 | 1553.99
07.11. | 16 | 1553.99
07.11. | 17 | 1553.99
07.11. | 18 | 1553.99
07.11. | 19 | 1553.99
07.11. | 20 | 1553.99
07.11. | 21 | 1553.99
07.11. | 22 | 1553.99
07.11. | 23 | 1553.99
07.11. | 24 | 1553.99
08.11. | 1 | 1553.99
08.11. | 2 | 1553.99
08.11. | 3 | 1553.99
08.11. | 4 | 1553.99
08.11. | 5 | 1553.99
08.11. | 6 | 1553.99
08.11. | 7 | 1553.99
08.11. | 8 | 1553.99
08.11. | 9 | 1553.99
08.11. | 10 | 1553.99
08.11. | 11 | 1553.99
08.11. | 12 | 1553.99
08.11. | 13 | 1553.99
08.11. | 14 | 1553.99
08.11. | 15 | 1553.99
08.11. | 16 | 1553.99
08.11. | 17 | 1553.99
08.11. | 18 | 1553.99
08.11. | 19 | 1553.99
08.11. | 20 | 1553.99
08.11. | 21 | 1553.99
08.11. | 22 | 1553.99
08.11. | 23 | 1553.99
08.11. | 24 | 1553.99
09.11. | 1 | 1553.99
09.11. | 2 | 1553.99
09.11. | 3 | 1553.99
09.11. | 4 | 1553.99
09.11. | 5 | 1553.99
09.11. | 6 | 1553.99
09.11. | 7 | 1553.99
09.11. | 8 | 1553.99
09.11. | 9 | 1553.99
09.11. | 10 | 1553.99
09.11. | 11 | 1553.99
09.11. | 12 | 1553.99
09.11. | 13 | 1553.99
09.11. | 14 | 1553.99
09.11. | 15 | 1553.99
09.11. | 16 | 1553.99
09.11. | 17 | 1553.99
09.11. | 18 | 1553.99
09.11. | 19 | 1553.99
09.11. | 20 | 1553.99
09.11. | 21 | 1553.99
09.11. | 22 | 1553.99
09.11. | 23 | 1553.99
09.11. | 24 | 1553.99
10.11. | 1 | 1553.99
10.11. | 2 | 1553.99
10.11. | 3 | 1553.99
10.11. | 4 | 1553.99
10.11. | 5 | 1553.99
10.11. | 6 | 1553.99
10.11. | 7 | 1553.99
10.11. | 8 | 1553.99
10.11. | 9 | 1553.99
10.11. | 10 | 1553.99
10.11. | 11 | 1553.99
10.11. | 12 | 1553.99
10.11. | 13 | 1553.99
10.11. | 14 | 1553.99
10.11. | 15 | 1553.99
10.11. | 16 | 1553.99
10.11. | 17 | 1553.99
10.11. | 18 | 1553.99
10.11. | 19 | 1553.99
10.11. | 20 | 1553.99
10.11. | 21 | 1553.99
10.11. | 22 | 1553.99
10.11. | 23 | 1553.99
10.11. | 24 | 1553.99
11.11. | 1 | 1553.99
11.11. | 2 | 1553.99
11.11. | 3 | 1553.99
11.11. | 4 | 1553.99
11.11. | 5 | 1553.99
11.11. | 6 | 1553.99
11.11. | 7 | 1553.99
11.11. | 8 | 1553.99
11.11. | 9 | 1553.99
11.11. | 10 | 1553.99
11.11. | 11 | 1553.99
11.11. | 12 | 1553.99
11.11. | 13 | 1553.99
11.11. | 14 | 1553.99
11.11. | 15 | 1553.99
11.11. | 16 | 1553.99
11.11. | 17 | 1553.99
11.11. | 18 | 1553.99
11.11. | 19 | 1553.99
11.11. | 20 | 1553.99
11.11. | 21 | 1553.99
11.11. | 22 | 1553.99
11.11. | 23 | 1553.99
11.11. | 24 | 1553.99
12.11. | 1 | 1553.99
12.11. | 2 | 1553.99
12.11. | 3 | 1553.99
12.11. | 4 | 1553.99
12.11. | 5 | 1553.99
12.11. | 6 | 1553.99
12.11. | 7 | 1553.99
12.11. | 8 | 1553.99
12.11. | 9 | 1553.99
12.11. | 10 | 1553.99
12.11. | 11 | 1553.99
12.11. | 12 | 1553.99
12.11. | 13 | 1553.99
12.11. | 14 | 1553.99
12.11. | 15 | 1553.99
12.11. | 16 | 1553.99
12.11. | 17 | 1553.99
12.11. | 18 | 1553.99
12.11. | 19 | 1553.99
12.11. | 20 | 1553.99
12.11. | 21 | 1553.99
12.11. | 22 | 1553.99
12.11. | 23 | 1553.99
12.11. | 24 | 1553.99
13.11. | 1 | 1553.99
13.11. | 2 | 1553.99
13.11. | 3 | 1553.99
13.11. | 4 | 1553.99
13.11. | 5 | 1553.99
13.11. | 6 | 1553.99
13.11. | 7 | 1553.99
13.11. | 8 | 1553.99
13.11. | 9 | 1553.99
13.11. | 10 | 1553.99
13.11. | 11 | 1553.99
13.11. | 12 | 1553.99
13.11. | 13 | 1553.99
13.11. | 14 | 1553.99
13.11. | 15 | 1553.99
13.11. | 16 | 1553.99
13.11. | 17 | 1553.99
13.11. | 18 | 1553.99
13.11. | 19 | 1553.99
13.11. | 20 | 1553.99
13.11. | 21 | 1553.99
13.11. | 22 | 1553.99
13.11. | 23 | 1553.99
13.11. | 24 | 1553.99
14.11. | 1 | 1553.99
14.11. | 2 | 1553.99
14.11. | 3 | 1553.99
14.11. | 4 | 1553.99
14.11. | 5 | 1553.99
14.11. | 6 | 1553.99
14.11. | 7 | 1553.99
14.11. | 8 | 1553.99
14.11. | 9 | 1553.99
14.11. | 10 | 1553.99
14.11. | 11 | 1553.99
14.11. | 12 | 1553.99
14.11. | 13 | 1553.99
14.11. | 14 | 1553.99
14.11. | 15 | 1553.99
14.11. | 16 | 1553.99
14.11. | 17 | 1553.99
14.11. | 18 | 1553.99
14.11. | 19 | 1553.99
14.11. | 20 | 1553.99
14.11. | 21 | 1553.99
14.11. | 22 | 1553.99
14.11. | 23 | 1553.99
14.11. | 24 | 1553.99
15.11. | 1 | 1553.99
15.11. | 2 | 1553.99
15.11. | 3 | 1553.99
15.11. | 4 | 1553.99
15.11. | 5 | 1553.99
15.11. | 6 | 1553.99
15.11. | 7 | 1553.99
15.11. | 8 | 1553.99
15.11. | 9 | 1553.99
15.11. | 10 | 1553.99
15.11. | 11 | 1553.99
15.11. | 12 | 1553.99
15.11. | 13 | 1553.99
15.11. | 14 | 1553.99
15.11. | 15 | 1553.99
15.11. | 16 | 1553.99
15.11. | 17 | 1553.99
15.11. | 18 | 1553.99
15.11. | 19 | 1553.99
15.11. | 20 | 1553.99
15.11. | 21 | 1553.99
15.11. | 22 | 1553.99
15.11. | 23 | 1553.99
15.11. | 24 | 1553.99
16.11. | 1 | 1553.99
16.11. | 2 | 1553.99
16.11. | 3 | 1553.99
16.11. | 4 | 1553.99
16.11. | 5 | 1553.99
16.11. | 6 | 1553.99
16.11. | 7 | 1553.99
16.11. | 8 | 1553.99
16.11. | 9 | 1553.99
16.11. | 10 | 1553.99
16.11. | 11 | 1553.99
16.11. | 12 | 1553.99
16.11. | 13 | 1553.99
16.11. | 14 | 1553.99
16.11. | 15 | 1553.99
16.11. | 16 | 1553.99
16.11. | 17 | 1553.99
16.11. | 18 | 1553.99
16.11. | 19 | 1553.99
16.11. | 20 | 1553.99
16.11. | 21 | 1553.99
16.11. | 22 | 1553.99
16.11. | 23 | 1553.99
16.11. | 24 | 1553.99
17.11. | 1 | 1553.99
17.11. | 2 | 1553.99
17.11. | 3 | 1553.99
17.11. | 4 | 1553.99
17.11. | 5 | 1553.99
17.11. | 6 | 1553.99
17.11. | 7 | 1553.99
17.11. | 8 | 1553.99
17.11. | 9 | 1553.99
17.11. | 10 | 1553.99
17.11. | 11 | 1553.99
17.11. | 12 | 1553.99
17.11. | 13 | 1553.99
17.11. | 14 | 1553.99
17.11. | 15 | 1553.99
17.11. | 16 | 1553.99
17.11. | 17 | 1553.99
17.11. | 18 | 1553.99
17.11. | 19 | 1553.99
17.11. | 20 | 1553.99
17.11. | 21 | 1553.99
17.11. | 22 | 1553.99
17.11. | 23 | 1553.99
17.11. | 24 | 1553.99
18.11. | 1 | 1553.99
18.11. | 2 | 1553.99
18.11. | 3 | 1553.99
18.11. | 4 | 1553.99
18.11. | 5 | 1553.99
18.11. | 6 | 1553.99
18.11. | 7 | 1553.99
18.11. | 8 | 1553.99
18.11. | 9 | 1553.99
18.11. | 10 | 1553.99
18.11. | 11 | 1553.99
18.11. | 12 | 1553.99
18.11. | 13 | 1553.99
18.11. | 14 | 1553.99
18.11. | 15 | 1553.99
18.11. | 16 | 1553.99
18.11. | 17 | 1553.99
18.11. | 18 | 1553.99
18.11. | 19 | 1553.99
18.11. | 20 | 1553.99
18.11. | 21 | 1553.99
18.11. | 22 | 1553.99
18.11. | 23 | 1553.99
18.11. | 24 | 1553.99
19.11. | 1 | 1553.99
19.11. | 2 | 1553.99
19.11. | 3 | 1553.99
19.11. | 4 | 1553.99
19.11. | 5 | 1553.99
19.11. | 6 | 1553.99
19.11. | 7 | 1553.99
19.11. | 8 | 1553.99
19.11. | 9 | 1553.99
19.11. | 10 | 1553.99
19.11. | 11 | 1553.99
19.11. | 12 | 1553.99
19.11. | 13 | 1553.99
19.11. | 14 | 1553.99
19.11. | 15 | 1553.99
19.11. | 16 | 1553.99
19.11. | 17 | 1553.99
19.11. | 18 | 1553.99
19.11. | 19 | 1553.99
19.11. | 20 | 1553.99
19.11. | 21 | 1553.99
19.11. | 22 | 1553.99
19.11. | 23 | 1553.99
19.11. | 24 | 1553.99
20.11. | 1 | 1553.99
20.11. | 2 | 1553.99
20.11. | 3 | 1553.99
20.11. | 4 | 1553.99
20.11. | 5 | 1553.99
20.11. | 6 | 1553.99
20.11. | 7 | 1553.99
20.11. | 8 | 1553.99
20.11. | 9 | 1553.99
20.11. | 10 | 1553.99
20.11. | 11 | 1553.99
20.11. | 12 | 1553.99
20.11. | 13 | 1553.99
20.11. | 14 | 1553.99
20.11. | 15 | 1553.99
20.11. | 16 | 1553.99
20.11. | 17 | 1553.99
20.11. | 18 | 1553.99
20.11. | 19 | 1553.99
20.11. | 20 | 1553.99
20.11. | 21 | 1553.99
20.11. | 22 | 1553.99
20.11. | 23 | 1553.99
20.11. | 24 | 1553.99
21.11. | 1 | 1553.99
21.11. | 2 | 1553.99
21.11. | 3 | 1553.99
21.11. | 4 | 1553.99
21.11. | 5 | 1553.99
21.11. | 6 | 1553.99
21.11. | 7 | 1553.99
21.11. | 8 | 1553.99
21.11. | 9 | 1553.99
21.11. | 10 | 1553.99
21.11. | 11 | 1553.99
21.11. | 12 | 1553.99
21.11. | 13 | 1553.99
21.11. | 14 | 1553.99
21.11. | 15 | 1553.99
21.11. | 16 | 1553.99
21.11. | 17 | 1553.99
21.11. | 18 | 1553.99
21.11. | 19 | 1553.99
21.11. | 20 | 1553.99
21.11. | 21 | 1553.99
21.11. | 22 | 1553.99
21.11. | 23 | 1553.99
21.11. | 24 | 1553.99
22.11. | 1 | 1553.99
22.11. | 2 | 1553.99
22.11. | 3 | 1553.99
22.11. | 4 | 1553.99
22.11. | 5 | 1553.99
22.11. | 6 | 1553.99
22.11. | 7 | 1553.99
22.11. | 8 | 1553.99
22.11. | 9 | 1553.99
22.11. | 10 | 1553.99
22.11. | 11 | 1553.99
22.11. | 12 | 1553.99
22.11. | 13 | 1553.99
22.11. | 14 | 1553.99
22.11. | 15 | 1553.99
22.11. | 16 | 1553.99
22.11. | 17 | 1553.99
22.11. | 18 | 1553.99
22.11. | 19 | 1553.99
22.11. | 20 | 1553.99
22.11. | 21 | 1553.99
22.11. | 22 | 1553.99
22.11. | 23 | 1553.99
22.11. | 24 | 1553.99
23.11. | 1 | 1553.99
23.11. | 2 | 1553.99
23.11. | 3 | 1553.99
23.11. | 4 | 1553.99
23.11. | 5 | 1553.99
23.11. | 6 | 1553.99
23.11. | 7 | 1553.99
23.11. | 8 | 1553.99
23.11. | 9 | 1553.99
23.11. | 10 | 1553.99
23.11. | 11 | 1553.99
23.11. | 12 | 1553.99
23.11. | 13 | 1553.99
23.11. | 14 | 1553.99
23.11. | 15 | 1553.99
23.11. | 16 | 1553.99
23.11. | 17 | 1553.99
23.11. | 18 | 1553.99
23.11. | 19 | 1553.99
23.11. | 20 | 1553.99
23.11. | 21 | 1553.99
23.11. | 22 | 1553.99
23.11. | 23 | 1553.99
23.11. | 24 | 1553.99
24.11. | 1 | 1553.99
24.11. | 2 | 1553.99
24.11. | 3 | 1553.99
24.11. | 4 | 1553.99
24.11. | 5 | 1553.99
24.11. | 6 | 1553.99
24.11. | 7 | 1553.99
24.11. | 8 | 1553.99
24.11. | 9 | 1553.99
24.11. | 10 | 1553.99
24.11. | 11 | 1553.99
24.11. | 12 | 1553.99
24.11. | 13 | 1553.99
24.11. | 14 | 1553.99
24.11. | 15 | 1553.99
24.11. | 16 | 1553.99
24.11. | 17 | 1553.99
24.11. | 18 | 1553.99
24.11. | 19 | 1553.99
24.11. | 20 | 1553.99
24.11. | 21 | 1553.99
24.11. | 22 | 1553.99
24.11. | 23 | 1553.99
24.11. | 24 | 1553.99
25.11. | 1 | 1553.99
25.11. | 2 | 1553.99
25.11. | 3 | 1553.99
25.11. | 4 | 1553.99
25.11. | 5 | 1553.99
25.11. | 6 | 1553.99
25.11. | 7 | 1553.99
25.11. | 8 | 1553.99
25.11. | 9 | 1553.99
25.11. | 10 | 1553.99
25.11. | 11 | 1553.99
25.11. | 12 | 1553.99
25.11. | 13 | 1553.99
25.11. | 14 | 1553.99
25.11. | 15 | 1553.99
25.11. | 16 | 1553.99
25.11. | 17 | 1553.99
25.11. | 18 | 1553.99
25.11. | 19 | 1553.99
25.11. | 20 | 1553.99
25.11. | 21 | 1553.99
25.11. | 22 | 1553.99
25.11. | 23 | 1553.99
25.11. | 24 | 1553.99
26.11. | 1 | 1553.99
26.11. | 2 | 1553.99
26.11. | 3 | 1553.99
26.11. | 4 | 1553.99
26.11. | 5 | 1553.99
26.11. | 6 | 1553.99
26.11. | 7 | 1553.99
26.11. | 8 | 1553.99
26.11. | 9 | 1553.99
26.11. | 10 | 1553.99
26.11. | 11 | 1553.99
26.11. | 12 | 1553.99
26.11. | 13 | 1553.99
26.11. | 14 | 1553.99
26.11. | 15 | 1553.99
26.11. | 16 | 1553.99
26.11. | 17 | 1553.99
26.11. | 18 | 1553.99
26.11. | 19 | 1553.99
26.11. | 20 | 1553.99
26.11. | 21 | 1553.99
26.11. | 22 | 1553.99
26.11. | 23 | 1553.99
26.11. | 24 | 1553.99
27.11. | 1 | 1553.99
27.11. | 2 | 1553.99
27.11. | 3 | 1553.99
27.11. | 4 | 1553.99
27.11. | 5 | 1553.99
27.11. | 6 | 1553.99
27.11. | 7 | 1553.99
27.11. | 8 | 1553.99
27.11. | 9 | 1553.99
27.11. | 10 | 1553.99
27.11. | 11 | 1553.99
27.11. | 12 | 1553.99
27.11. | 13 | 1553.99
27.11. | 14 | 1553.99
27.11. | 15 | 1553.99
27.11. | 16 | 1553.99
27.11. | 17 | 1553.99
27.11. | 18 | 1553.99
27.11. | 19 | 1553.99
27.11. | 20 | 1553.99
27.11. | 21 | 1553.99
27.11. | 22 | 1553.99
27.11. | 23 | 1553.99
27.11. | 24 | 1553.99
28.11. | 1 | 1553.99
28.11. | 2 | 1553.99
28.11. | 3 | 1553.99
28.11. | 4 | 1553.99
28.11. | 5 | 1553.99
28.11. | 6 | 1553.99
28.11. | 7 | 1553.99
28.11. | 8 | 1553.99
28.11. | 9 | 1553.99
28.11. | 10 | 1553.99
28.11. | 11 | 1553.99
28.11. | 12 | 1553.99
28.11. | 13 | 1553.99
28.11. | 14 | 1553.99
28.11. | 15 | 1553.99
28.11. | 16 | 1553.99
28.11. | 17 | 1553.99
28.11. | 18 | 1553.99
28.11. | 19 | 1553.99
28.11. | 20 | 1553.99
28.11. | 21 | 1553.99
28.11. | 22 | 1553.99
28.11. | 23 | 1553.99
28.11. | 24 | 1553.99
29.11. | 1 | 1553.99
29.11. | 2 | 1553.99
29.11. | 3 | 1553.99
29.11. | 4 | 1553.99
29.11. | 5 | 1553.99
29.11. | 6 | 1553.99
29.11. | 7 | 1553.99
29.11. | 8 | 1553.99
29.11. | 9 | 1553.99
29.11. | 10 | 1553.99
29.11. | 11 | 1553.99
29.11. | 12 | 1553.99
29.11. | 13 | 1553.99
29.11. | 14 | 1553.99
29.11. | 15 | 1553.99
29.11. | 16 | 1553.99
29.11. | 17 | 1553.99
29.11. | 18 | 1553.99
29.11. | 19 | 1553.99
29.11. | 20 | 1553.99
29.11. | 21 | 1553.99
29.11. | 22 | 1553.99
29.11. | 23 | 1553.99
29.11. | 24 | 1553.99
30.11. | 1 | 1553.99
30.11. | 2 | 1553.99
30.11. | 3 | 1553.99
30.11. | 4 | 1553.99
30.11. | 5 | 1553.99
30.11. | 6 | 1553.99
30.11. | 7 | 1553.99
30.11. | 8 | 1553.99
30.11. | 9 | 1553.99
30.11. | 10 | 1553.99
30.11. | 11 | 1553.99
30.11. | 12 | 1553.99
30.11. | 13 | 1553.99
30.11. | 14 | 1553.99
30.11. | 15 | 1553.99
30.11. | 16 | 1553.99
30.11. | 17 | 1553.99
30.11. | 18 | 1553.99
30.11. | 19 | 1553.99
30.11. | 20 | 1553.99
30.11. | 21 | 1553.99
30.11. | 22 | 1553.99
30.11. | 23 | 1553.99
30.11. | 24 | 1553.99
01.12. | 1 | 1553.99
01.12. | 2 | 1553.99
01.12. | 3 | 1553.99
01.12. | 4 | 1553.99
01.12. | 5 | 1553.99
01.12. | 6 | 1553.99
01.12. | 7 | 1553.99
01.12. | 8 | 1553.99
01.12. | 9 | 1553.99
01.12. | 10 | 1553.99
01.12. | 11 | 1553.99
01.12. | 12 | 1553.99
01.12. | 13 | 1553.99
01.12. | 14 | 1553.99
01.12. | 15 | 1553.99
01.12. | 16 | 1553.99
01.12. | 17 | 1553.99
01.12. | 18 | 1553.99
01.12. | 19 | 1553.99
01.12. | 20 | 1553.99
01.12. | 21 | 1553.99
01.12. | 22 | 1553.99
01.12. | 23 | 1553.99
01.12. | 24 | 1553.99
02.12. | 1 | 1553.99
02.12. | 2 | 1553.99
02.12. | 3 | 1553.99
02.12. | 4 | 1553.99
02.12. | 5 | 1553.99
02.12. | 6 | 1553.99
02.12. | 7 | 1553.99
02.12. | 8 | 1553.99
02.12. | 9 | 1553.99
02.12. | 10 | 1553.99
02.12. | 11 | 1553.99
02.12. | 12 | 1553.99
02.12. | 13 | 1553.99
02.12. | 14 | 1553.99
02.12. | 15 | 1553.99
02.12. | 16 | 1553.99
02.12. | 17 | 1553.99
02.12. | 18 | 1553.99
02.12. | 19 | 1553.99
02.12. | 20 | 1553.99
02.12. | 21 | 1553.99
02.12. | 22 | 1553.99
02.12. | 23 | 1553.99
02.12. | 24 | 1553.99
03.12. | 1 | 1553.99
03.12. | 2 | 1553.99
03.12. | 3 | 1553.99
03.12. | 4 | 1553.99
03.12. | 5 | 1553.99
03.12. | 6 | 1553.99
03.12. | 7 | 1553.99
03.12. | 8 | 1553.99
03.12. | 9 | 1553.99
03.12. | 10 | 1553.99
03.12. | 11 | 1553.99
03.12. | 12 | 1553.99
03.12. | 13 | 1553.99
03.12. | 14 | 1553.99
03.12. | 15 | 1553.99
03.12. | 16 | 1553.99
03.12. | 17 | 1553.99
03.12. | 18 | 1553.99
03.12. | 19 | 1553.99
03.12. | 20 | 1553.99
03.12. | 21 | 1553.99
03.12. | 22 | 1553.99
03.12. | 23 | 1553.99
03.12. | 24 | 1553.99
04.12. | 1 | 1553.99
04.12. | 2 | 1553.99
04.12. | 3 | 1553.99
04.12. | 4 | 1553.99
04.12. | 5 | 1553.99
04.12. | 6 | 1553.99
04.12. | 7 | 1553.99
04.12. | 8 | 1553.99
04.12. | 9 | 1553.99
04.12. | 10 | 1553.99
04.12. | 11 | 1553.99
04.12. | 12 | 1553.99
04.12. | 13 | 1553.99
04.12. | 14 | 1553.99
04.12. | 15 | 1553.99
04.12. | 16 | 1553.99
04.12. | 17 | 1553.99
04.12. | 18 | 1553.99
04.12. | 19 | 1553.99
04.12. | 20 | 1553.99
04.12. | 21 | 1553.99
04.12. | 22 | 1553.99
04.12. | 23 | 1553.99
04.12. | 24 | 1553.99
05.12. | 1 | 1553.99
05.12. | 2 | 1553.99
05.12. | 3 | 1553.99
05.12. | 4 | 1553.99
05.12. | 5 | 1553.99
05.12. | 6 | 1553.99
05.12. | 7 | 1553.99
05.12. | 8 | 1553.99
05.12. | 9 | 1553.99
05.12. | 10 | 1553.99
05.12. | 11 | 1553.99
05.12. | 12 | 1553.99
05.12. | 13 | 1553.99
05.12. | 14 | 1553.99
05.12. | 15 | 1553.99
05.12. | 16 | 1553.99
05.12. | 17 | 1553.99
05.12. | 18 | 1553.99
05.12. | 19 | 1553.99
05.12. | 20 | 1553.99
05.12. | 21 | 1553.99
05.12. | 22 | 1553.99
05.12. | 23 | 1553.99
05.12. | 24 | 1553.99
06.12. | 1 | 1553.99
06.12. | 2 | 1553.99
06.12. | 3 | 1553.99
06.12. | 4 | 1553.99
06.12. | 5 | 1553.99
06.12. | 6 | 1553.99
06.12. | 7 | 1553.99
06.12. | 8 | 1553.99
06.12. | 9 | 1553.99
06.12. | 10 | 1553.99
06.12. | 11 | 1553.99
06.12. | 12 | 1553.99
06.12. | 13 | 1553.99
06.12. | 14 | 1553.99
06.12. | 15 | 1553.99
06.12. | 16 | 1553.99
06.12. | 17 | 1553.99
06.12. | 18 | 1553.99
06.12. | 19 | 1553.99
06.12. | 20 | 1553.99
06.12. | 21 | 1553.99
06.12. | 22 | 1553.99
06.12. | 23 | 1553.99
06.12. | 24 | 1553.99
07.12. | 1 | 1553.99
07.12. | 2 | 1553.99
07.12. | 3 | 1553.99
07.12. | 4 | 1553.99
07.12. | 5 | 1553.99
07.12. | 6 | 1553.99
07.12. | 7 | 1553.99
07.12. | 8 | 1553.99
07.12. | 9 | 1553.99
07.12. | 10 | 1553.99
07.12. | 11 | 1553.99
07.12. | 12 | 1553.99
07.12. | 13 | 1553.99
07.12. | 14 | 1553.99
07.12. | 15 | 1553.99
07.12. | 16 | 1553.99
07.12. | 17 | 1553.99
07.12. | 18 | 1553.99
07.12. | 19 | 1553.99
07.12. | 20 | 1553.99
07.12. | 21 | 1553.99
07.12. | 22 | 1553.99
07.12. | 23 | 1553.99
07.12. | 24 | 1553.99
08.12. | 1 | 1553.99
08.12. | 2 | 1553.99
08.12. | 3 | 1553.99
08.12. | 4 | 1553.99
08.12. | 5 | 1553.99
08.12. | 6 | 1553.99
08.12. | 7 | 1553.99
08.12. | 8 | 1553.99
08.12. | 9 | 1553.99
08.12. | 10 | 1553.99
08.12. | 11 | 1553.99
08.12. | 12 | 1553.99
08.12. | 13 | 1553.99
08.12. | 14 | 1553.99
08.12. | 15 | 1553.99
08.12. | 16 | 1553.99
08.12. | 17 | 1553.99
08.12. | 18 | 1553.99
08.12. | 19 | 1553.99
08.12. | 20 | 1553.99
08.12. | 21 | 1553.99
08.12. | 22 | 1553.99
08.12. | 23 | 1553.99
08.12. | 24 | 1553.99
09.12. | 1 | 1553.99
09.12. | 2 | 1553.99
09.12. | 3 | 1553.99
09.12. | 4 | 1553.99
09.12. | 5 | 1553.99
09.12. | 6 | 1553.99
09.12. | 7 | 1553.99
09.12. | 8 | 1553.99
09.12. | 9 | 1553.99
09.12. | 10 | 1553.99
09.12. | 11 | 1553.99
09.12. | 12 | 1553.99
09.12. | 13 | 1553.99
09.12. | 14 | 1553.99
09.12. | 15 | 1553.99
09.12. | 16 | 1553.99
09.12. | 17 | 1553.99
09.12. | 18 | 1553.99
09.12. | 19 | 1553.99
09.12. | 20 | 1553.99
09.12. | 21 | 1553.99
09.12. | 22 | 1553.99
09.12. | 23 | 1553.99
09.12. | 24 | 1553.99
10.12. | 1 | 1553.99
10.12. | 2 | 1553.99
10.12. | 3 | 1553.99
10.12. | 4 | 1553.99
10.12. | 5 | 1553.99
10.12. | 6 | 1553.99
10.12. | 7 | 1553.99
10.12. | 8 | 1553.99
10.12. | 9 | 1553.99
10.12. | 10 | 1553.99
10.12. | 11 | 1553.99
10.12. | 12 | 1553.99
10.12. | 13 | 1553.99
10.12. | 14 | 1553.99
10.12. | 15 | 1553.99
10.12. | 16 | 1553.99
10.12. | 17 | 1553.99
10.12. | 18 | 1553.99
10.12. | 19 | 1553.99
10.12. | 20 | 1553.99
10.12. | 21 | 1553.99
10.12. | 22 | 1553.99
10.12. | 23 | 1553.99
10.12. | 24 | 1553.99
11.12. | 1 | 1553.99
11.12. | 2 | 1553.99
11.12. | 3 | 1553.99
11.12. | 4 | 1553.99
11.12. | 5 | 1553.99
11.12. | 6 | 1553.99
11.12. | 7 | 1553.99
11.12. | 8 | 1553.99
11.12. | 9 | 1553.99
11.12. | 10 | 1553.99
11.12. | 11 | 1553.99
11.12. | 12 | 1553.99
11.12. | 13 | 1553.99
11.12. | 14 | 1553.99
11.12. | 15 | 1553.99
11.12. | 16 | 1553.99
11.12. | 17 | 1553.99
11.12. | 18 | 1553.99
11.12. | 19 | 1553.99
11.12. | 20 | 1553.99
11.12. | 21 | 1553.99
11.12. | 22 | 1553.99
11.12. | 23 | 1553.99
11.12. | 24 | 1553.99
12.12. | 1 | 1553.99
12.12. | 2 | 1553.99
12.12. | 3 | 1553.99
12.12. | 4 | 1553.99
12.12. | 5 | 1553.99
12.12. | 6 | 1553.99
12.12. | 7 | 1553.99
12.12. | 8 | 1553.99
12.12. | 9 | 1553.99
12.12. | 10 | 1553.99
12.12. | 11 | 1553.99
12.12. | 12 | 1553.99
12.12. | 13 | 1553.99
12.12. | 14 | 1553.99
12.12. | 15 | 1553.99
12.12. | 16 | 1553.99
12.12. | 17 | 1553.99
12.12. | 18 | 1553.99
12.12. | 19 | 1553.99
12.12. | 20 | 1553.99
12.12. | 21 | 1553.99
12.12. | 22 | 1553.99
12.12. | 23 | 1553.99
12.12. | 24 | 1553.99
13.12. | 1 | 1553.99
13.12. | 2 | 1553.99
13.12. | 3 | 1553.99
13.12. | 4 | 1553.99
13.12. | 5 | 1553.99
13.12. | 6 | 1553.99
13.12. | 7 | 1553.99
13.12. | 8 | 1553.99
13.12. | 9 | 1553.99
13.12. | 10 | 1553.99
13.12. | 11 | 1553.99
13.12. | 12 | 1553.99
13.12. | 13 | 1553.99
13.12. | 14 | 1553.99
13.12. | 15 | 1553.99
13.12. | 16 | 1553.99
13.12. | 17 | 1553.99
13.12. | 18 | 1553.99
13.12. | 19 | 1553.99
13.12. | 20 | 1553.99
13.12. | 21 | 1553.99
13.12. | 22 | 1553.99
13.12. | 23 | 1553.99
13.12. | 24 | 1553.99
14.12. | 1 | 1553.99
14.12. | 2 | 1553.99
14.12. | 3 | 1553.99
14.12. | 4 | 1553.99
14.12. | 5 | 1553.99
14.12. | 6 | 1553.99
14.12. | 7 | 1553.99
14.12. | 8 | 1553.99
14.12. | 9 | 1553.99
14.12. | 10 | 1553.99
14.12. | 11 | 1553.99
14.12. | 12 | 1553.99
14.12. | 13 | 1553.99
14.12. | 14 | 1553.99
14.12. | 15 | 1553.99
14.12. | 16 | 1553.99
14.12. | 17 | 1553.99
14.12. | 18 | 1553.99
14.12. | 19 | 1553.99
14.12. | 20 | 1553.99
14.12. | 21 | 1553.99
14.12. | 22 | 1553.99
14.12. | 23 | 1553.99
14.12. | 24 | 1553.99
15.12. | 1 | 1553.99
15.12. | 2 | 1553.99
15.12. | 3 | 1553.99
15.12. | 4 | 1553.99
15.12. | 5 | 1553.99
15.12. | 6 | 1553.99
15.12. | 7 | 1553.99
15.12. | 8 | 1553.99
15.12. | 9 | 1553.99
15.12. | 10 | 1553.99
15.12. | 11 | 1553.99
15.12. | 12 | 1553.99
15.12. | 13 | 1553.99
15.12. | 14 | 1553.99
15.12. | 15 | 1553.99
15.12. | 16 | 1553.99
15.12. | 17 | 1553.99
15.12. | 18 | 1553.99
15.12. | 19 | 1553.99
15.12. | 20 | 1553.99
15.12. | 21 | 1553.99
15.12. | 22 | 1553.99
15.12. | 23 | 1553.99
15.12. | 24 | 1553.99
16.12. | 1 | 1553.99
16.12. | 2 | 1553.99
16.12. | 3 | 1553.99
16.12. | 4 | 1553.99
16.12. | 5 | 1553.99
16.12. | 6 | 1553.99
16.12. | 7 | 1553.99
16.12. | 8 | 1553.99
16.12. | 9 | 1553.99
16.12. | 10 | 1553.99
16.12. | 11 | 1553.99
16.12. | 12 | 1553.99
16.12. | 13 | 1553.99
16.12. | 14 | 1553.99
16.12. | 15 | 1553.99
16.12. | 16 | 1553.99
16.12. | 17 | 1553.99
16.12. | 18 | 1553.99
16.12. | 19 | 1553.99
16.12. | 20 | 1553.99
16.12. | 21 | 1553.99
16.12. | 22 | 1553.99
16.12. | 23 | 1553.99
16.12. | 24 | 1553.99
17.12. | 1 | 1553.99
17.12. | 2 | 1553.99
17.12. | 3 | 1553.99
17.12. | 4 | 1553.99
17.12. | 5 | 1553.99
17.12. | 6 | 1553.99
17.12. | 7 | 1553.99
17.12. | 8 | 1553.99
17.12. | 9 | 1553.99
17.12. | 10 | 1553.99
17.12. | 11 | 1553.99
17.12. | 12 | 1553.99
17.12. | 13 | 1553.99
17.12. | 14 | 1553.99
17.12. | 15 | 1553.99
17.12. | 16 | 1553.99
17.12. | 17 | 1553.99
17.12. | 18 | 1553.99
17.12. | 19 | 1553.99
17.12. | 20 | 1553.99
17.12. | 21 | 1553.99
17.12. | 22 | 1553.99
17.12. | 23 | 1553.99
17.12. | 24 | 1553.99
18.12. | 1 | 1553.99
18.12. | 2 | 1553.99
18.12. | 3 | 1553.99
18.12. | 4 | 1553.99
18.12. | 5 | 1553.99
18.12. | 6 | 1553.99
18.12. | 7 | 1553.99
18.12. | 8 | 1553.99
18.12. | 9 | 1553.99
18.12. | 10 | 1553.99
18.12. | 11 | 1553.99
18.12. | 12 | 1553.99
18.12. | 13 | 1553.99
18.12. | 14 | 1553.99
18.12. | 15 | 1553.99
18.12. | 16 | 1553.99
18.12. | 17 | 1553.99
18.12. | 18 | 1553.99
18.12. | 19 | 1553.99
18.12. | 20 | 1553.99
18.12. | 21 | 1553.99
18.12. | 22 | 1553.99
18.12. | 23 | 1553.99
18.12. | 24 | 1553.99
19.12. | 1 | 1553.99
19.12. | 2 | 1553.99
19.12. | 3 | 1553.99
19.12. | 4 | 1553.99
19.12. | 5 | 1553.99
19.12. | 6 | 1553.99
19.12. | 7 | 1553.99
19.12. | 8 | 1553.99
19.12. | 9 | 1553.99
19.12. | 10 | 1553.99
19.12. | 11 | 1553.99
19.12. | 12 | 1553.99
19.12. | 13 | 1553.99
19.12. | 14 | 1553.99
19.12. | 15 | 1553.99
19.12. | 16 | 1553.99
19.12. | 17 | 1553.99
19.12. | 18 | 1553.99
19.12. | 19 | 1553.99
19.12. | 20 | 1553.99
19.12. | 21 | 1553.99
19.12. | 22 | 1553.99
19.12. | 23 | 1553.99
19.12. | 24 | 1553.99
20.12. | 1 | 1553.99
20.12. | 2 | 1553.99
20.12. | 3 | 1553.99
20.12. | 4 | 1553.99
20.12. | 5 | 1553.99
20.12. | 6 | 1553.99
20.12. | 7 | 1553.99
20.12. | 8 | 1553.99
20.12. | 9 | 1553.99
20.12. | 10 | 1553.99
20.12. | 11 | 1553.99
20.12. | 12 | 1553.99
20.12. | 13 | 1553.99
20.12. | 14 | 1553.99
20.12. | 15 | 1553.99
20.12. | 16 | 1553.99
20.12. | 17 | 1553.99
20.12. | 18 | 1553.99
20.12. | 19 | 1553.99
20.12. | 20 | 1553.99
20.12. | 21 | 1553.99
20.12. | 22 | 1553.99
20.12. | 23 | 1553.99
20.12. | 24 | 1553.99
21.12. | 1 | 1553.99
21.12. | 2 | 1553.99
21.12. | 3 | 1553.99
21.12. | 4 | 1553.99
21.12. | 5 | 1553.99
21.12. | 6 | 1553.99
21.12. | 7 | 1553.99
21.12. | 8 | 1553.99
21.12. | 9 | 1553.99
21.12. | 10 | 1553.99
21.12. | 11 | 1553.99
21.12. | 12 | 1553.99
21.12. | 13 | 1553.99
21.12. | 14 | 1553.99
21.12. | 15 | 1553.99
21.12. | 16 | 1553.99
21.12. | 17 | 1553.99
21.12. | 18 | 1553.99
21.12. | 19 | 1553.99
21.12. | 20 | 1553.99
21.12. | 21 | 1553.99
21.12. | 22 | 1553.99
21.12. | 23 | 1553.99
21.12. | 24 | 1553.99
22.12. | 1 | 1553.99
22.12. | 2 | 1553.99
22.12. | 3 | 1553.99
22.12. | 4 | 1553.99
22.12. | 5 | 1553.99
22.12. | 6 | 1553.99
22.12. | 7 | 1553.99
22.12. | 8 | 1553.99
22.12. | 9 | 1553.99
22.12. | 10 | 1553.99
22.12. | 11 | 1553.99
22.12. | 12 | 1553.99
22.12. | 13 | 1553.99
22.12. | 14 | 1553.99
22.12. | 15 | 1553.99
22.12. | 16 | 1553.99
22.12. | 17 | 1553.99
22.12. | 18 | 1553.99
22.12. | 19 | 1553.99
22.12. | 20 | 1553.99
22.12. | 21 | 1553.99
22.12. | 22 | 1553.99
22.12. | 23 | 1553.99
22.12. | 24 | 1553.99
23.12. | 1 | 1553.99
23.12. | 2 | 1553.99
23.12. | 3 | 1553.99
23.12. | 4 | 1553.99
23.12. | 5 | 1553.99
23.12. | 6 | 1553.99
23.12. | 7 | 1553.99
23.12. | 8 | 1553.99
23.12. | 9 | 1553.99
23.12. | 10 | 1553.99
23.12. | 11 | 1553.99
23.12. | 12 | 1553.99
23.12. | 13 | 1553.99
23.12. | 14 | 1553.99
23.12. | 15 | 1553.99
23.12. | 16 | 1553.99
23.12. | 17 | 1553.99
23.12. | 18 | 1553.99
23.12. | 19 | 1553.99
23.12. | 20 | 1553.99
23.12. | 21 | 1553.99
23.12. | 22 | 1553.99
23.12. | 23 | 1553.99
23.12. | 24 | 1553.99
24.12. | 1 | 1553.99
24.12. | 2 | 1553.99
24.12. | 3 | 1553.99
24.12. | 4 | 1553.99
24.12. | 5 | 1553.99
24.12. | 6 | 1553.99
24.12. | 7 | 1553.99
24.12. | 8 | 1553.99
24.12. | 9 | 1553.99
24.12. | 10 | 1553.99
24.12. | 11 | 1553.99
24.12. | 12 | 1553.99
24.12. | 13 | 1553.99
24.12. | 14 | 1553.99
24.12. | 15 | 1553.99
24.12. | 16 | 1553.99
24.12. | 17 | 1553.99
24.12. | 18 | 1553.99
24.12. | 19 | 1553.99
24.12. | 20 | 1553.99
24.12. | 21 | 1553.99
24.12. | 22 | 1553.99
24.12. | 23 | 1553.99
24.12. | 24 | 1553.99
25.12. | 1 | 1553.99
25.12. | 2 | 1553.99
25.12. | 3 | 1553.99
25.12. | 4 | 1553.99
25.12. | 5 | 1553.99
25.12. | 6 | 1553.99
25.12. | 7 | 1553.99
25.12. | 8 | 1553.99
25.12. | 9 | 1553.99
25.12. | 10 | 1553.99
25.12. | 11 | 1553.99
25.12. | 12 | 1553.99
25.12. | 13 | 1553.99
25.12. | 14 | 1553.99
25.12. | 15 | 1553.99
25.12. | 16 | 1553.99
25.12. | 17 | 1553.99
25.12. | 18 | 1553.99
25.12. | 19 | 1553.99
25.12. | 20 | 1553.99
25.12. | 21 | 1553.99
25.12. | 22 | 1553.99
25.12. | 23 | 1553.99
25.12. | 24 | 1553.99
26.12. | 1 | 1553.99
26.12. | 2 | 1553.99
26.12. | 3 | 1553.99
26.12. | 4 | 1553.99
26.12. | 5 | 1553.99
26.12. | 6 | 1553.99
26.12. | 7 | 1553.99
26.12. | 8 | 1553.99
26.12. | 9 | 1553.99
26.12. | 10 | 1553.99
26.12. | 11 | 1553.99
26.12. | 12 | 1553.99
26.12. | 13 | 1553.99
26.12. | 14 | 1553.99
26.12. | 15 | 1553.99
26.12. | 16 | 1553.99
26.12. | 17 | 1553.99
26.12. | 18 | 1553.99
26.12. | 19 | 1553.99
26.12. | 20 | 1553.99
26.12. | 21 | 1553.99
26.12. | 22 | 1553.99
26.12. | 23 | 1553.99
26.12. | 24 | 1553.99
27.12. | 1 | 1553.99
27.12. | 2 | 1553.99
27.12. | 3 | 1553.99
27.12. | 4 | 1553.99
27.12. | 5 | 1553.99
27.12. | 6 | 1553.99
27.12. | 7 | 1553.99
27.12. | 8 | 1553.99
27.12. | 9 | 1553.99
27.12. | 10 | 1553.99
27.12. | 11 | 1553.99
27.12. | 12 | 1553.99
27.12. | 13 | 1553.99
27.12. | 14 | 1553.99
27.12. | 15 | 1553.99
27.12. | 16 | 1553.99
27.12. | 17 | 1553.99
27.12. | 18 | 1553.99
27.12. | 19 | 1553.99
27.12. | 20 | 1553.99
27.12. | 21 | 1553.99
27.12. | 22 | 1553.99
27.12. | 23 | 1553.99
27.12. | 24 | 1553.99
28.12. | 1 | 1553.99
28.12. | 2 | 1553.99
28.12. | 3 | 1553.99
28.12. | 4 | 1553.99
28.12. | 5 | 1553.99
28.12. | 6 | 1553.99
28.12. | 7 | 1553.99
28.12. | 8 | 1553.99
28.12. | 9 | 1553.99
28.12. | 10 | 1553.99
28.12. | 11 | 1553.99
28.12. | 12 | 1553.99
28.12. | 13 | 1553.99
28.12. | 14 | 1553.99
28.12. | 15 | 1553.99
28.12. | 16 | 1553.99
28.12. | 17 | 1553.99
28.12. | 18 | 1553.99
28.12. | 19 | 1553.99
28.12. | 20 | 1553.99
28.12. | 21 | 1553.99
28.12. | 22 | 1553.99
28.12. | 23 | 1553.99
28.12. | 24 | 1553.99
29.12. | 1 | 1553.99
29.12. | 2 | 1553.99
29.12. | 3 | 1553.99
29.12. | 4 | 1553.99
29.12. | 5 | 1553.99
29.12. | 6 | 1553.99
29.12. | 7 | 1553.99
29.12. | 8 | 1553.99
29.12. | 9 | 1553.99
29.12. | 10 | 1553.99
29.12. | 11 | 1553.99
29.12. | 12 | 1553.99
29.12. | 13 | 1553.99
29.12. | 14 | 1553.99
29.12. | 15 | 1553.99
29.12. | 16 | 1553.99
29.12. | 17 | 1553.99
29.12. | 18 | 1553.99
29.12. | 19 | 1553.99
29.12. | 20 | 1553.99
29.12. | 21 | 1553.99
29.12. | 22 | 1553.99
29.12. | 23 | 1553.99
29.12. | 24 | 1553.99
30.12. | 1 | 1553.99
30.12. | 2 | 1553.99
30.12. | 3 | 1553.99
30.12. | 4 | 1553.99
30.12. | 5 | 1553.99
30.12. | 6 | 1553.99
30.12. | 7 | 1553.99
30.12. | 8 | 1553.99
30.12. | 9 | 1553.99
30.12. | 10 | 1553.99
30.12. | 11 | 1553.99
30.12. | 12 | 1553.99
30.12. | 13 | 1553.99
30.12. | 14 | 1553.99
30.12. | 15 | 1553.99
30.12. | 16 | 1553.99
30.12. | 17 | 1553.99
30.12. | 18 | 1553.99
30.12. | 19 | 1553.99
30.12. | 20 | 1553.99
30.12. | 21 | 1553.99
30.12. | 22 | 1553.99
30.12. | 23 | 1553.99
30.12. | 24 | 1553.99
31.12. | 1 | 1553.99
31.12. | 2 | 1553.99
31.12. | 3 | 1553.99
31.12. | 4 | 1553.99
31.12. | 5 | 1553.99
31.12. | 6 | 1553.99
31.12. | 7 | 1553.99
31.12. | 8 | 1553.99
31.12. | 9 | 1553.99
31.12. | 10 | 1553.99
31.12. | 11 | 1553.99
31.12. | 12 | 1553.99
31.12. | 13 | 1553.99
31.12. | 14 | 1553.99
31.12. | 15 | 1553.99
31.12. | 16 | 1553.99
31.12. | 17 | 1553.99
31.12. | 18 | 1553.99
31.12. | 19 | 1553.99
31.12. | 20 | 1553.99
31.12. | 21 | 1553.99
31.12. | 22 | 1553.99
31.12. | 23 | 1553.99
31.12. | 24 | 1553.99

## Exchanges
ENTSO-E Market Modelling Database: Exchanges with non-ENTSO-E countries
Country:
Market Node: | BE00
Year:
Climate year |  |  | N.B. use convention first January always Monday (2007 calendar year) --> see guidelines for further details
Scenario
name of the non-ENTSOE country:
average import capacity from non-ENTSO-E country (MW) (optional):
average export capacity to non-ENTSO-E country (MW) (optional):
name of the non-ENTSOE country:
average import capacity from non-ENTSO-E country (MW) (optional):
average export capacity to non-ENTSO-E country (MW) (optional):
name of the non-ENTSOE country:
average import capacity from non-ENTSO-E country (MW) (optional):
average export capacity to non-ENTSO-E country (MW) (optional):
name of the non-ENTSOE country:
average import capacity from non-ENTSO-E country (MW) (optional):
average export capacity to non-ENTSO-E country (MW) (optional):
name of the non-ENTSOE country:
average import capacity from non-ENTSO-E country (MW) (optional):
average export capacity to non-ENTSO-E country (MW) (optional):
Date | Hour | Total exchanges with all non ENTSO-E countries (MW) (>0 for import)
01.01. | 1
01.01. | 2
01.01. | 3
01.01. | 4
01.01. | 5
01.01. | 6
01.01. | 7
01.01. | 8
01.01. | 9
01.01. | 10
01.01. | 11
01.01. | 12
01.01. | 13
01.01. | 14
01.01. | 15
01.01. | 16
01.01. | 17
01.01. | 18
01.01. | 19
01.01. | 20
01.01. | 21
01.01. | 22
01.01. | 23
01.01. | 24
02.01. | 1
02.01. | 2
02.01. | 3
02.01. | 4
02.01. | 5
02.01. | 6
02.01. | 7
02.01. | 8
02.01. | 9
02.01. | 10
02.01. | 11
02.01. | 12
02.01. | 13
02.01. | 14
02.01. | 15
02.01. | 16
02.01. | 17
02.01. | 18
02.01. | 19
02.01. | 20
02.01. | 21
02.01. | 22
02.01. | 23
02.01. | 24
03.01. | 1
03.01. | 2
03.01. | 3
03.01. | 4
03.01. | 5
03.01. | 6
03.01. | 7
03.01. | 8
03.01. | 9
03.01. | 10
03.01. | 11
03.01. | 12
03.01. | 13
03.01. | 14
03.01. | 15
03.01. | 16
03.01. | 17
03.01. | 18
03.01. | 19
03.01. | 20
03.01. | 21
03.01. | 22
03.01. | 23
03.01. | 24
04.01. | 1
04.01. | 2
04.01. | 3
04.01. | 4
04.01. | 5
04.01. | 6
04.01. | 7
04.01. | 8
04.01. | 9
04.01. | 10
04.01. | 11
04.01. | 12
04.01. | 13
04.01. | 14
04.01. | 15
04.01. | 16
04.01. | 17
04.01. | 18
04.01. | 19
04.01. | 20
04.01. | 21
04.01. | 22
04.01. | 23
04.01. | 24
05.01. | 1
05.01. | 2
05.01. | 3
05.01. | 4
05.01. | 5
05.01. | 6
05.01. | 7
05.01. | 8
05.01. | 9
05.01. | 10
05.01. | 11
05.01. | 12
05.01. | 13
05.01. | 14
05.01. | 15
05.01. | 16
05.01. | 17
05.01. | 18
05.01. | 19
05.01. | 20
05.01. | 21
05.01. | 22
05.01. | 23
05.01. | 24
06.01. | 1
06.01. | 2
06.01. | 3
06.01. | 4
06.01. | 5
06.01. | 6
06.01. | 7
06.01. | 8
06.01. | 9
06.01. | 10
06.01. | 11
06.01. | 12
06.01. | 13
06.01. | 14
06.01. | 15
06.01. | 16
06.01. | 17
06.01. | 18
06.01. | 19
06.01. | 20
06.01. | 21
06.01. | 22
06.01. | 23
06.01. | 24
07.01. | 1
07.01. | 2
07.01. | 3
07.01. | 4
07.01. | 5
07.01. | 6
07.01. | 7
07.01. | 8
07.01. | 9
07.01. | 10
07.01. | 11
07.01. | 12
07.01. | 13
07.01. | 14
07.01. | 15
07.01. | 16
07.01. | 17
07.01. | 18
07.01. | 19
07.01. | 20
07.01. | 21
07.01. | 22
07.01. | 23
07.01. | 24
08.01. | 1
08.01. | 2
08.01. | 3
08.01. | 4
08.01. | 5
08.01. | 6
08.01. | 7
08.01. | 8
08.01. | 9
08.01. | 10
08.01. | 11
08.01. | 12
08.01. | 13
08.01. | 14
08.01. | 15
08.01. | 16
08.01. | 17
08.01. | 18
08.01. | 19
08.01. | 20
08.01. | 21
08.01. | 22
08.01. | 23
08.01. | 24
09.01. | 1
09.01. | 2
09.01. | 3
09.01. | 4
09.01. | 5
09.01. | 6
09.01. | 7
09.01. | 8
09.01. | 9
09.01. | 10
09.01. | 11
09.01. | 12
09.01. | 13
09.01. | 14
09.01. | 15
09.01. | 16
09.01. | 17
09.01. | 18
09.01. | 19
09.01. | 20
09.01. | 21
09.01. | 22
09.01. | 23
09.01. | 24
10.01. | 1
10.01. | 2
10.01. | 3
10.01. | 4
10.01. | 5
10.01. | 6
10.01. | 7
10.01. | 8
10.01. | 9
10.01. | 10
10.01. | 11
10.01. | 12
10.01. | 13
10.01. | 14
10.01. | 15
10.01. | 16
10.01. | 17
10.01. | 18
10.01. | 19
10.01. | 20
10.01. | 21
10.01. | 22
10.01. | 23
10.01. | 24
11.01. | 1
11.01. | 2
11.01. | 3
11.01. | 4
11.01. | 5
11.01. | 6
11.01. | 7
11.01. | 8
11.01. | 9
11.01. | 10
11.01. | 11
11.01. | 12
11.01. | 13
11.01. | 14
11.01. | 15
11.01. | 16
11.01. | 17
11.01. | 18
11.01. | 19
11.01. | 20
11.01. | 21
11.01. | 22
11.01. | 23
11.01. | 24
12.01. | 1
12.01. | 2
12.01. | 3
12.01. | 4
12.01. | 5
12.01. | 6
12.01. | 7
12.01. | 8
12.01. | 9
12.01. | 10
12.01. | 11
12.01. | 12
12.01. | 13
12.01. | 14
12.01. | 15
12.01. | 16
12.01. | 17
12.01. | 18
12.01. | 19
12.01. | 20
12.01. | 21
12.01. | 22
12.01. | 23
12.01. | 24
13.01. | 1
13.01. | 2
13.01. | 3
13.01. | 4
13.01. | 5
13.01. | 6
13.01. | 7
13.01. | 8
13.01. | 9
13.01. | 10
13.01. | 11
13.01. | 12
13.01. | 13
13.01. | 14
13.01. | 15
13.01. | 16
13.01. | 17
13.01. | 18
13.01. | 19
13.01. | 20
13.01. | 21
13.01. | 22
13.01. | 23
13.01. | 24
14.01. | 1
14.01. | 2
14.01. | 3
14.01. | 4
14.01. | 5
14.01. | 6
14.01. | 7
14.01. | 8
14.01. | 9
14.01. | 10
14.01. | 11
14.01. | 12
14.01. | 13
14.01. | 14
14.01. | 15
14.01. | 16
14.01. | 17
14.01. | 18
14.01. | 19
14.01. | 20
14.01. | 21
14.01. | 22
14.01. | 23
14.01. | 24
15.01. | 1
15.01. | 2
15.01. | 3
15.01. | 4
15.01. | 5
15.01. | 6
15.01. | 7
15.01. | 8
15.01. | 9
15.01. | 10
15.01. | 11
15.01. | 12
15.01. | 13
15.01. | 14
15.01. | 15
15.01. | 16
15.01. | 17
15.01. | 18
15.01. | 19
15.01. | 20
15.01. | 21
15.01. | 22
15.01. | 23
15.01. | 24
16.01. | 1
16.01. | 2
16.01. | 3
16.01. | 4
16.01. | 5
16.01. | 6
16.01. | 7
16.01. | 8
16.01. | 9
16.01. | 10
16.01. | 11
16.01. | 12
16.01. | 13
16.01. | 14
16.01. | 15
16.01. | 16
16.01. | 17
16.01. | 18
16.01. | 19
16.01. | 20
16.01. | 21
16.01. | 22
16.01. | 23
16.01. | 24
17.01. | 1
17.01. | 2
17.01. | 3
17.01. | 4
17.01. | 5
17.01. | 6
17.01. | 7
17.01. | 8
17.01. | 9
17.01. | 10
17.01. | 11
17.01. | 12
17.01. | 13
17.01. | 14
17.01. | 15
17.01. | 16
17.01. | 17
17.01. | 18
17.01. | 19
17.01. | 20
17.01. | 21
17.01. | 22
17.01. | 23
17.01. | 24
18.01. | 1
18.01. | 2
18.01. | 3
18.01. | 4
18.01. | 5
18.01. | 6
18.01. | 7
18.01. | 8
18.01. | 9
18.01. | 10
18.01. | 11
18.01. | 12
18.01. | 13
18.01. | 14
18.01. | 15
18.01. | 16
18.01. | 17
18.01. | 18
18.01. | 19
18.01. | 20
18.01. | 21
18.01. | 22
18.01. | 23
18.01. | 24
19.01. | 1
19.01. | 2
19.01. | 3
19.01. | 4
19.01. | 5
19.01. | 6
19.01. | 7
19.01. | 8
19.01. | 9
19.01. | 10
19.01. | 11
19.01. | 12
19.01. | 13
19.01. | 14
19.01. | 15
19.01. | 16
19.01. | 17
19.01. | 18
19.01. | 19
19.01. | 20
19.01. | 21
19.01. | 22
19.01. | 23
19.01. | 24
20.01. | 1
20.01. | 2
20.01. | 3
20.01. | 4
20.01. | 5
20.01. | 6
20.01. | 7
20.01. | 8
20.01. | 9
20.01. | 10
20.01. | 11
20.01. | 12
20.01. | 13
20.01. | 14
20.01. | 15
20.01. | 16
20.01. | 17
20.01. | 18
20.01. | 19
20.01. | 20
20.01. | 21
20.01. | 22
20.01. | 23
20.01. | 24
21.01. | 1
21.01. | 2
21.01. | 3
21.01. | 4
21.01. | 5
21.01. | 6
21.01. | 7
21.01. | 8
21.01. | 9
21.01. | 10
21.01. | 11
21.01. | 12
21.01. | 13
21.01. | 14
21.01. | 15
21.01. | 16
21.01. | 17
21.01. | 18
21.01. | 19
21.01. | 20
21.01. | 21
21.01. | 22
21.01. | 23
21.01. | 24
22.01. | 1
22.01. | 2
22.01. | 3
22.01. | 4
22.01. | 5
22.01. | 6
22.01. | 7
22.01. | 8
22.01. | 9
22.01. | 10
22.01. | 11
22.01. | 12
22.01. | 13
22.01. | 14
22.01. | 15
22.01. | 16
22.01. | 17
22.01. | 18
22.01. | 19
22.01. | 20
22.01. | 21
22.01. | 22
22.01. | 23
22.01. | 24
23.01. | 1
23.01. | 2
23.01. | 3
23.01. | 4
23.01. | 5
23.01. | 6
23.01. | 7
23.01. | 8
23.01. | 9
23.01. | 10
23.01. | 11
23.01. | 12
23.01. | 13
23.01. | 14
23.01. | 15
23.01. | 16
23.01. | 17
23.01. | 18
23.01. | 19
23.01. | 20
23.01. | 21
23.01. | 22
23.01. | 23
23.01. | 24
24.01. | 1
24.01. | 2
24.01. | 3
24.01. | 4
24.01. | 5
24.01. | 6
24.01. | 7
24.01. | 8
24.01. | 9
24.01. | 10
24.01. | 11
24.01. | 12
24.01. | 13
24.01. | 14
24.01. | 15
24.01. | 16
24.01. | 17
24.01. | 18
24.01. | 19
24.01. | 20
24.01. | 21
24.01. | 22
24.01. | 23
24.01. | 24
25.01. | 1
25.01. | 2
25.01. | 3
25.01. | 4
25.01. | 5
25.01. | 6
25.01. | 7
25.01. | 8
25.01. | 9
25.01. | 10
25.01. | 11
25.01. | 12
25.01. | 13
25.01. | 14
25.01. | 15
25.01. | 16
25.01. | 17
25.01. | 18
25.01. | 19
25.01. | 20
25.01. | 21
25.01. | 22
25.01. | 23
25.01. | 24
26.01. | 1
26.01. | 2
26.01. | 3
26.01. | 4
26.01. | 5
26.01. | 6
26.01. | 7
26.01. | 8
26.01. | 9
26.01. | 10
26.01. | 11
26.01. | 12
26.01. | 13
26.01. | 14
26.01. | 15
26.01. | 16
26.01. | 17
26.01. | 18
26.01. | 19
26.01. | 20
26.01. | 21
26.01. | 22
26.01. | 23
26.01. | 24
27.01. | 1
27.01. | 2
27.01. | 3
27.01. | 4
27.01. | 5
27.01. | 6
27.01. | 7
27.01. | 8
27.01. | 9
27.01. | 10
27.01. | 11
27.01. | 12
27.01. | 13
27.01. | 14
27.01. | 15
27.01. | 16
27.01. | 17
27.01. | 18
27.01. | 19
27.01. | 20
27.01. | 21
27.01. | 22
27.01. | 23
27.01. | 24
28.01. | 1
28.01. | 2
28.01. | 3
28.01. | 4
28.01. | 5
28.01. | 6
28.01. | 7
28.01. | 8
28.01. | 9
28.01. | 10
28.01. | 11
28.01. | 12
28.01. | 13
28.01. | 14
28.01. | 15
28.01. | 16
28.01. | 17
28.01. | 18
28.01. | 19
28.01. | 20
28.01. | 21
28.01. | 22
28.01. | 23
28.01. | 24
29.01. | 1
29.01. | 2
29.01. | 3
29.01. | 4
29.01. | 5
29.01. | 6
29.01. | 7
29.01. | 8
29.01. | 9
29.01. | 10
29.01. | 11
29.01. | 12
29.01. | 13
29.01. | 14
29.01. | 15
29.01. | 16
29.01. | 17
29.01. | 18
29.01. | 19
29.01. | 20
29.01. | 21
29.01. | 22
29.01. | 23
29.01. | 24
30.01. | 1
30.01. | 2
30.01. | 3
30.01. | 4
30.01. | 5
30.01. | 6
30.01. | 7
30.01. | 8
30.01. | 9
30.01. | 10
30.01. | 11
30.01. | 12
30.01. | 13
30.01. | 14
30.01. | 15
30.01. | 16
30.01. | 17
30.01. | 18
30.01. | 19
30.01. | 20
30.01. | 21
30.01. | 22
30.01. | 23
30.01. | 24
31.01. | 1
31.01. | 2
31.01. | 3
31.01. | 4
31.01. | 5
31.01. | 6
31.01. | 7
31.01. | 8
31.01. | 9
31.01. | 10
31.01. | 11
31.01. | 12
31.01. | 13
31.01. | 14
31.01. | 15
31.01. | 16
31.01. | 17
31.01. | 18
31.01. | 19
31.01. | 20
31.01. | 21
31.01. | 22
31.01. | 23
31.01. | 24
01.02. | 1
01.02. | 2
01.02. | 3
01.02. | 4
01.02. | 5
01.02. | 6
01.02. | 7
01.02. | 8
01.02. | 9
01.02. | 10
01.02. | 11
01.02. | 12
01.02. | 13
01.02. | 14
01.02. | 15
01.02. | 16
01.02. | 17
01.02. | 18
01.02. | 19
01.02. | 20
01.02. | 21
01.02. | 22
01.02. | 23
01.02. | 24
02.02. | 1
02.02. | 2
02.02. | 3
02.02. | 4
02.02. | 5
02.02. | 6
02.02. | 7
02.02. | 8
02.02. | 9
02.02. | 10
02.02. | 11
02.02. | 12
02.02. | 13
02.02. | 14
02.02. | 15
02.02. | 16
02.02. | 17
02.02. | 18
02.02. | 19
02.02. | 20
02.02. | 21
02.02. | 22
02.02. | 23
02.02. | 24
03.02. | 1
03.02. | 2
03.02. | 3
03.02. | 4
03.02. | 5
03.02. | 6
03.02. | 7
03.02. | 8
03.02. | 9
03.02. | 10
03.02. | 11
03.02. | 12
03.02. | 13
03.02. | 14
03.02. | 15
03.02. | 16
03.02. | 17
03.02. | 18
03.02. | 19
03.02. | 20
03.02. | 21
03.02. | 22
03.02. | 23
03.02. | 24
04.02. | 1
04.02. | 2
04.02. | 3
04.02. | 4
04.02. | 5
04.02. | 6
04.02. | 7
04.02. | 8
04.02. | 9
04.02. | 10
04.02. | 11
04.02. | 12
04.02. | 13
04.02. | 14
04.02. | 15
04.02. | 16
04.02. | 17
04.02. | 18
04.02. | 19
04.02. | 20
04.02. | 21
04.02. | 22
04.02. | 23
04.02. | 24
05.02. | 1
05.02. | 2
05.02. | 3
05.02. | 4
05.02. | 5
05.02. | 6
05.02. | 7
05.02. | 8
05.02. | 9
05.02. | 10
05.02. | 11
05.02. | 12
05.02. | 13
05.02. | 14
05.02. | 15
05.02. | 16
05.02. | 17
05.02. | 18
05.02. | 19
05.02. | 20
05.02. | 21
05.02. | 22
05.02. | 23
05.02. | 24
06.02. | 1
06.02. | 2
06.02. | 3
06.02. | 4
06.02. | 5
06.02. | 6
06.02. | 7
06.02. | 8
06.02. | 9
06.02. | 10
06.02. | 11
06.02. | 12
06.02. | 13
06.02. | 14
06.02. | 15
06.02. | 16
06.02. | 17
06.02. | 18
06.02. | 19
06.02. | 20
06.02. | 21
06.02. | 22
06.02. | 23
06.02. | 24
07.02. | 1
07.02. | 2
07.02. | 3
07.02. | 4
07.02. | 5
07.02. | 6
07.02. | 7
07.02. | 8
07.02. | 9
07.02. | 10
07.02. | 11
07.02. | 12
07.02. | 13
07.02. | 14
07.02. | 15
07.02. | 16
07.02. | 17
07.02. | 18
07.02. | 19
07.02. | 20
07.02. | 21
07.02. | 22
07.02. | 23
07.02. | 24
08.02. | 1
08.02. | 2
08.02. | 3
08.02. | 4
08.02. | 5
08.02. | 6
08.02. | 7
08.02. | 8
08.02. | 9
08.02. | 10
08.02. | 11
08.02. | 12
08.02. | 13
08.02. | 14
08.02. | 15
08.02. | 16
08.02. | 17
08.02. | 18
08.02. | 19
08.02. | 20
08.02. | 21
08.02. | 22
08.02. | 23
08.02. | 24
09.02. | 1
09.02. | 2
09.02. | 3
09.02. | 4
09.02. | 5
09.02. | 6
09.02. | 7
09.02. | 8
09.02. | 9
09.02. | 10
09.02. | 11
09.02. | 12
09.02. | 13
09.02. | 14
09.02. | 15
09.02. | 16
09.02. | 17
09.02. | 18
09.02. | 19
09.02. | 20
09.02. | 21
09.02. | 22
09.02. | 23
09.02. | 24
10.02. | 1
10.02. | 2
10.02. | 3
10.02. | 4
10.02. | 5
10.02. | 6
10.02. | 7
10.02. | 8
10.02. | 9
10.02. | 10
10.02. | 11
10.02. | 12
10.02. | 13
10.02. | 14
10.02. | 15
10.02. | 16
10.02. | 17
10.02. | 18
10.02. | 19
10.02. | 20
10.02. | 21
10.02. | 22
10.02. | 23
10.02. | 24
11.02. | 1
11.02. | 2
11.02. | 3
11.02. | 4
11.02. | 5
11.02. | 6
11.02. | 7
11.02. | 8
11.02. | 9
11.02. | 10
11.02. | 11
11.02. | 12
11.02. | 13
11.02. | 14
11.02. | 15
11.02. | 16
11.02. | 17
11.02. | 18
11.02. | 19
11.02. | 20
11.02. | 21
11.02. | 22
11.02. | 23
11.02. | 24
12.02. | 1
12.02. | 2
12.02. | 3
12.02. | 4
12.02. | 5
12.02. | 6
12.02. | 7
12.02. | 8
12.02. | 9
12.02. | 10
12.02. | 11
12.02. | 12
12.02. | 13
12.02. | 14
12.02. | 15
12.02. | 16
12.02. | 17
12.02. | 18
12.02. | 19
12.02. | 20
12.02. | 21
12.02. | 22
12.02. | 23
12.02. | 24
13.02. | 1
13.02. | 2
13.02. | 3
13.02. | 4
13.02. | 5
13.02. | 6
13.02. | 7
13.02. | 8
13.02. | 9
13.02. | 10
13.02. | 11
13.02. | 12
13.02. | 13
13.02. | 14
13.02. | 15
13.02. | 16
13.02. | 17
13.02. | 18
13.02. | 19
13.02. | 20
13.02. | 21
13.02. | 22
13.02. | 23
13.02. | 24
14.02. | 1
14.02. | 2
14.02. | 3
14.02. | 4
14.02. | 5
14.02. | 6
14.02. | 7
14.02. | 8
14.02. | 9
14.02. | 10
14.02. | 11
14.02. | 12
14.02. | 13
14.02. | 14
14.02. | 15
14.02. | 16
14.02. | 17
14.02. | 18
14.02. | 19
14.02. | 20
14.02. | 21
14.02. | 22
14.02. | 23
14.02. | 24
15.02. | 1
15.02. | 2
15.02. | 3
15.02. | 4
15.02. | 5
15.02. | 6
15.02. | 7
15.02. | 8
15.02. | 9
15.02. | 10
15.02. | 11
15.02. | 12
15.02. | 13
15.02. | 14
15.02. | 15
15.02. | 16
15.02. | 17
15.02. | 18
15.02. | 19
15.02. | 20
15.02. | 21
15.02. | 22
15.02. | 23
15.02. | 24
16.02. | 1
16.02. | 2
16.02. | 3
16.02. | 4
16.02. | 5
16.02. | 6
16.02. | 7
16.02. | 8
16.02. | 9
16.02. | 10
16.02. | 11
16.02. | 12
16.02. | 13
16.02. | 14
16.02. | 15
16.02. | 16
16.02. | 17
16.02. | 18
16.02. | 19
16.02. | 20
16.02. | 21
16.02. | 22
16.02. | 23
16.02. | 24
17.02. | 1
17.02. | 2
17.02. | 3
17.02. | 4
17.02. | 5
17.02. | 6
17.02. | 7
17.02. | 8
17.02. | 9
17.02. | 10
17.02. | 11
17.02. | 12
17.02. | 13
17.02. | 14
17.02. | 15
17.02. | 16
17.02. | 17
17.02. | 18
17.02. | 19
17.02. | 20
17.02. | 21
17.02. | 22
17.02. | 23
17.02. | 24
18.02. | 1
18.02. | 2
18.02. | 3
18.02. | 4
18.02. | 5
18.02. | 6
18.02. | 7
18.02. | 8
18.02. | 9
18.02. | 10
18.02. | 11
18.02. | 12
18.02. | 13
18.02. | 14
18.02. | 15
18.02. | 16
18.02. | 17
18.02. | 18
18.02. | 19
18.02. | 20
18.02. | 21
18.02. | 22
18.02. | 23
18.02. | 24
19.02. | 1
19.02. | 2
19.02. | 3
19.02. | 4
19.02. | 5
19.02. | 6
19.02. | 7
19.02. | 8
19.02. | 9
19.02. | 10
19.02. | 11
19.02. | 12
19.02. | 13
19.02. | 14
19.02. | 15
19.02. | 16
19.02. | 17
19.02. | 18
19.02. | 19
19.02. | 20
19.02. | 21
19.02. | 22
19.02. | 23
19.02. | 24
20.02. | 1
20.02. | 2
20.02. | 3
20.02. | 4
20.02. | 5
20.02. | 6
20.02. | 7
20.02. | 8
20.02. | 9
20.02. | 10
20.02. | 11
20.02. | 12
20.02. | 13
20.02. | 14
20.02. | 15
20.02. | 16
20.02. | 17
20.02. | 18
20.02. | 19
20.02. | 20
20.02. | 21
20.02. | 22
20.02. | 23
20.02. | 24
21.02. | 1
21.02. | 2
21.02. | 3
21.02. | 4
21.02. | 5
21.02. | 6
21.02. | 7
21.02. | 8
21.02. | 9
21.02. | 10
21.02. | 11
21.02. | 12
21.02. | 13
21.02. | 14
21.02. | 15
21.02. | 16
21.02. | 17
21.02. | 18
21.02. | 19
21.02. | 20
21.02. | 21
21.02. | 22
21.02. | 23
21.02. | 24
22.02. | 1
22.02. | 2
22.02. | 3
22.02. | 4
22.02. | 5
22.02. | 6
22.02. | 7
22.02. | 8
22.02. | 9
22.02. | 10
22.02. | 11
22.02. | 12
22.02. | 13
22.02. | 14
22.02. | 15
22.02. | 16
22.02. | 17
22.02. | 18
22.02. | 19
22.02. | 20
22.02. | 21
22.02. | 22
22.02. | 23
22.02. | 24
23.02. | 1
23.02. | 2
23.02. | 3
23.02. | 4
23.02. | 5
23.02. | 6
23.02. | 7
23.02. | 8
23.02. | 9
23.02. | 10
23.02. | 11
23.02. | 12
23.02. | 13
23.02. | 14
23.02. | 15
23.02. | 16
23.02. | 17
23.02. | 18
23.02. | 19
23.02. | 20
23.02. | 21
23.02. | 22
23.02. | 23
23.02. | 24
24.02. | 1
24.02. | 2
24.02. | 3
24.02. | 4
24.02. | 5
24.02. | 6
24.02. | 7
24.02. | 8
24.02. | 9
24.02. | 10
24.02. | 11
24.02. | 12
24.02. | 13
24.02. | 14
24.02. | 15
24.02. | 16
24.02. | 17
24.02. | 18
24.02. | 19
24.02. | 20
24.02. | 21
24.02. | 22
24.02. | 23
24.02. | 24
25.02. | 1
25.02. | 2
25.02. | 3
25.02. | 4
25.02. | 5
25.02. | 6
25.02. | 7
25.02. | 8
25.02. | 9
25.02. | 10
25.02. | 11
25.02. | 12
25.02. | 13
25.02. | 14
25.02. | 15
25.02. | 16
25.02. | 17
25.02. | 18
25.02. | 19
25.02. | 20
25.02. | 21
25.02. | 22
25.02. | 23
25.02. | 24
26.02. | 1
26.02. | 2
26.02. | 3
26.02. | 4
26.02. | 5
26.02. | 6
26.02. | 7
26.02. | 8
26.02. | 9
26.02. | 10
26.02. | 11
26.02. | 12
26.02. | 13
26.02. | 14
26.02. | 15
26.02. | 16
26.02. | 17
26.02. | 18
26.02. | 19
26.02. | 20
26.02. | 21
26.02. | 22
26.02. | 23
26.02. | 24
27.02. | 1
27.02. | 2
27.02. | 3
27.02. | 4
27.02. | 5
27.02. | 6
27.02. | 7
27.02. | 8
27.02. | 9
27.02. | 10
27.02. | 11
27.02. | 12
27.02. | 13
27.02. | 14
27.02. | 15
27.02. | 16
27.02. | 17
27.02. | 18
27.02. | 19
27.02. | 20
27.02. | 21
27.02. | 22
27.02. | 23
27.02. | 24
28.02. | 1
28.02. | 2
28.02. | 3
28.02. | 4
28.02. | 5
28.02. | 6
28.02. | 7
28.02. | 8
28.02. | 9
28.02. | 10
28.02. | 11
28.02. | 12
28.02. | 13
28.02. | 14
28.02. | 15
28.02. | 16
28.02. | 17
28.02. | 18
28.02. | 19
28.02. | 20
28.02. | 21
28.02. | 22
28.02. | 23
28.02. | 24
01.03. | 1
01.03. | 2
01.03. | 3
01.03. | 4
01.03. | 5
01.03. | 6
01.03. | 7
01.03. | 8
01.03. | 9
01.03. | 10
01.03. | 11
01.03. | 12
01.03. | 13
01.03. | 14
01.03. | 15
01.03. | 16
01.03. | 17
01.03. | 18
01.03. | 19
01.03. | 20
01.03. | 21
01.03. | 22
01.03. | 23
01.03. | 24
02.03. | 1
02.03. | 2
02.03. | 3
02.03. | 4
02.03. | 5
02.03. | 6
02.03. | 7
02.03. | 8
02.03. | 9
02.03. | 10
02.03. | 11
02.03. | 12
02.03. | 13
02.03. | 14
02.03. | 15
02.03. | 16
02.03. | 17
02.03. | 18
02.03. | 19
02.03. | 20
02.03. | 21
02.03. | 22
02.03. | 23
02.03. | 24
03.03. | 1
03.03. | 2
03.03. | 3
03.03. | 4
03.03. | 5
03.03. | 6
03.03. | 7
03.03. | 8
03.03. | 9
03.03. | 10
03.03. | 11
03.03. | 12
03.03. | 13
03.03. | 14
03.03. | 15
03.03. | 16
03.03. | 17
03.03. | 18
03.03. | 19
03.03. | 20
03.03. | 21
03.03. | 22
03.03. | 23
03.03. | 24
04.03. | 1
04.03. | 2
04.03. | 3
04.03. | 4
04.03. | 5
04.03. | 6
04.03. | 7
04.03. | 8
04.03. | 9
04.03. | 10
04.03. | 11
04.03. | 12
04.03. | 13
04.03. | 14
04.03. | 15
04.03. | 16
04.03. | 17
04.03. | 18
04.03. | 19
04.03. | 20
04.03. | 21
04.03. | 22
04.03. | 23
04.03. | 24
05.03. | 1
05.03. | 2
05.03. | 3
05.03. | 4
05.03. | 5
05.03. | 6
05.03. | 7
05.03. | 8
05.03. | 9
05.03. | 10
05.03. | 11
05.03. | 12
05.03. | 13
05.03. | 14
05.03. | 15
05.03. | 16
05.03. | 17
05.03. | 18
05.03. | 19
05.03. | 20
05.03. | 21
05.03. | 22
05.03. | 23
05.03. | 24
06.03. | 1
06.03. | 2
06.03. | 3
06.03. | 4
06.03. | 5
06.03. | 6
06.03. | 7
06.03. | 8
06.03. | 9
06.03. | 10
06.03. | 11
06.03. | 12
06.03. | 13
06.03. | 14
06.03. | 15
06.03. | 16
06.03. | 17
06.03. | 18
06.03. | 19
06.03. | 20
06.03. | 21
06.03. | 22
06.03. | 23
06.03. | 24
07.03. | 1
07.03. | 2
07.03. | 3
07.03. | 4
07.03. | 5
07.03. | 6
07.03. | 7
07.03. | 8
07.03. | 9
07.03. | 10
07.03. | 11
07.03. | 12
07.03. | 13
07.03. | 14
07.03. | 15
07.03. | 16
07.03. | 17
07.03. | 18
07.03. | 19
07.03. | 20
07.03. | 21
07.03. | 22
07.03. | 23
07.03. | 24
08.03. | 1
08.03. | 2
08.03. | 3
08.03. | 4
08.03. | 5
08.03. | 6
08.03. | 7
08.03. | 8
08.03. | 9
08.03. | 10
08.03. | 11
08.03. | 12
08.03. | 13
08.03. | 14
08.03. | 15
08.03. | 16
08.03. | 17
08.03. | 18
08.03. | 19
08.03. | 20
08.03. | 21
08.03. | 22
08.03. | 23
08.03. | 24
09.03. | 1
09.03. | 2
09.03. | 3
09.03. | 4
09.03. | 5
09.03. | 6
09.03. | 7
09.03. | 8
09.03. | 9
09.03. | 10
09.03. | 11
09.03. | 12
09.03. | 13
09.03. | 14
09.03. | 15
09.03. | 16
09.03. | 17
09.03. | 18
09.03. | 19
09.03. | 20
09.03. | 21
09.03. | 22
09.03. | 23
09.03. | 24
10.03. | 1
10.03. | 2
10.03. | 3
10.03. | 4
10.03. | 5
10.03. | 6
10.03. | 7
10.03. | 8
10.03. | 9
10.03. | 10
10.03. | 11
10.03. | 12
10.03. | 13
10.03. | 14
10.03. | 15
10.03. | 16
10.03. | 17
10.03. | 18
10.03. | 19
10.03. | 20
10.03. | 21
10.03. | 22
10.03. | 23
10.03. | 24
11.03. | 1
11.03. | 2
11.03. | 3
11.03. | 4
11.03. | 5
11.03. | 6
11.03. | 7
11.03. | 8
11.03. | 9
11.03. | 10
11.03. | 11
11.03. | 12
11.03. | 13
11.03. | 14
11.03. | 15
11.03. | 16
11.03. | 17
11.03. | 18
11.03. | 19
11.03. | 20
11.03. | 21
11.03. | 22
11.03. | 23
11.03. | 24
12.03. | 1
12.03. | 2
12.03. | 3
12.03. | 4
12.03. | 5
12.03. | 6
12.03. | 7
12.03. | 8
12.03. | 9
12.03. | 10
12.03. | 11
12.03. | 12
12.03. | 13
12.03. | 14
12.03. | 15
12.03. | 16
12.03. | 17
12.03. | 18
12.03. | 19
12.03. | 20
12.03. | 21
12.03. | 22
12.03. | 23
12.03. | 24
13.03. | 1
13.03. | 2
13.03. | 3
13.03. | 4
13.03. | 5
13.03. | 6
13.03. | 7
13.03. | 8
13.03. | 9
13.03. | 10
13.03. | 11
13.03. | 12
13.03. | 13
13.03. | 14
13.03. | 15
13.03. | 16
13.03. | 17
13.03. | 18
13.03. | 19
13.03. | 20
13.03. | 21
13.03. | 22
13.03. | 23
13.03. | 24
14.03. | 1
14.03. | 2
14.03. | 3
14.03. | 4
14.03. | 5
14.03. | 6
14.03. | 7
14.03. | 8
14.03. | 9
14.03. | 10
14.03. | 11
14.03. | 12
14.03. | 13
14.03. | 14
14.03. | 15
14.03. | 16
14.03. | 17
14.03. | 18
14.03. | 19
14.03. | 20
14.03. | 21
14.03. | 22
14.03. | 23
14.03. | 24
15.03. | 1
15.03. | 2
15.03. | 3
15.03. | 4
15.03. | 5
15.03. | 6
15.03. | 7
15.03. | 8
15.03. | 9
15.03. | 10
15.03. | 11
15.03. | 12
15.03. | 13
15.03. | 14
15.03. | 15
15.03. | 16
15.03. | 17
15.03. | 18
15.03. | 19
15.03. | 20
15.03. | 21
15.03. | 22
15.03. | 23
15.03. | 24
16.03. | 1
16.03. | 2
16.03. | 3
16.03. | 4
16.03. | 5
16.03. | 6
16.03. | 7
16.03. | 8
16.03. | 9
16.03. | 10
16.03. | 11
16.03. | 12
16.03. | 13
16.03. | 14
16.03. | 15
16.03. | 16
16.03. | 17
16.03. | 18
16.03. | 19
16.03. | 20
16.03. | 21
16.03. | 22
16.03. | 23
16.03. | 24
17.03. | 1
17.03. | 2
17.03. | 3
17.03. | 4
17.03. | 5
17.03. | 6
17.03. | 7
17.03. | 8
17.03. | 9
17.03. | 10
17.03. | 11
17.03. | 12
17.03. | 13
17.03. | 14
17.03. | 15
17.03. | 16
17.03. | 17
17.03. | 18
17.03. | 19
17.03. | 20
17.03. | 21
17.03. | 22
17.03. | 23
17.03. | 24
18.03. | 1
18.03. | 2
18.03. | 3
18.03. | 4
18.03. | 5
18.03. | 6
18.03. | 7
18.03. | 8
18.03. | 9
18.03. | 10
18.03. | 11
18.03. | 12
18.03. | 13
18.03. | 14
18.03. | 15
18.03. | 16
18.03. | 17
18.03. | 18
18.03. | 19
18.03. | 20
18.03. | 21
18.03. | 22
18.03. | 23
18.03. | 24
19.03. | 1
19.03. | 2
19.03. | 3
19.03. | 4
19.03. | 5
19.03. | 6
19.03. | 7
19.03. | 8
19.03. | 9
19.03. | 10
19.03. | 11
19.03. | 12
19.03. | 13
19.03. | 14
19.03. | 15
19.03. | 16
19.03. | 17
19.03. | 18
19.03. | 19
19.03. | 20
19.03. | 21
19.03. | 22
19.03. | 23
19.03. | 24
20.03. | 1
20.03. | 2
20.03. | 3
20.03. | 4
20.03. | 5
20.03. | 6
20.03. | 7
20.03. | 8
20.03. | 9
20.03. | 10
20.03. | 11
20.03. | 12
20.03. | 13
20.03. | 14
20.03. | 15
20.03. | 16
20.03. | 17
20.03. | 18
20.03. | 19
20.03. | 20
20.03. | 21
20.03. | 22
20.03. | 23
20.03. | 24
21.03. | 1
21.03. | 2
21.03. | 3
21.03. | 4
21.03. | 5
21.03. | 6
21.03. | 7
21.03. | 8
21.03. | 9
21.03. | 10
21.03. | 11
21.03. | 12
21.03. | 13
21.03. | 14
21.03. | 15
21.03. | 16
21.03. | 17
21.03. | 18
21.03. | 19
21.03. | 20
21.03. | 21
21.03. | 22
21.03. | 23
21.03. | 24
22.03. | 1
22.03. | 2
22.03. | 3
22.03. | 4
22.03. | 5
22.03. | 6
22.03. | 7
22.03. | 8
22.03. | 9
22.03. | 10
22.03. | 11
22.03. | 12
22.03. | 13
22.03. | 14
22.03. | 15
22.03. | 16
22.03. | 17
22.03. | 18
22.03. | 19
22.03. | 20
22.03. | 21
22.03. | 22
22.03. | 23
22.03. | 24
23.03. | 1
23.03. | 2
23.03. | 3
23.03. | 4
23.03. | 5
23.03. | 6
23.03. | 7
23.03. | 8
23.03. | 9
23.03. | 10
23.03. | 11
23.03. | 12
23.03. | 13
23.03. | 14
23.03. | 15
23.03. | 16
23.03. | 17
23.03. | 18
23.03. | 19
23.03. | 20
23.03. | 21
23.03. | 22
23.03. | 23
23.03. | 24
24.03. | 1
24.03. | 2
24.03. | 3
24.03. | 4
24.03. | 5
24.03. | 6
24.03. | 7
24.03. | 8
24.03. | 9
24.03. | 10
24.03. | 11
24.03. | 12
24.03. | 13
24.03. | 14
24.03. | 15
24.03. | 16
24.03. | 17
24.03. | 18
24.03. | 19
24.03. | 20
24.03. | 21
24.03. | 22
24.03. | 23
24.03. | 24
25.03. | 1
25.03. | 2
25.03. | 3
25.03. | 4
25.03. | 5
25.03. | 6
25.03. | 7
25.03. | 8
25.03. | 9
25.03. | 10
25.03. | 11
25.03. | 12
25.03. | 13
25.03. | 14
25.03. | 15
25.03. | 16
25.03. | 17
25.03. | 18
25.03. | 19
25.03. | 20
25.03. | 21
25.03. | 22
25.03. | 23
25.03. | 24
26.03. | 1
26.03. | 2
26.03. | 3
26.03. | 4
26.03. | 5
26.03. | 6
26.03. | 7
26.03. | 8
26.03. | 9
26.03. | 10
26.03. | 11
26.03. | 12
26.03. | 13
26.03. | 14
26.03. | 15
26.03. | 16
26.03. | 17
26.03. | 18
26.03. | 19
26.03. | 20
26.03. | 21
26.03. | 22
26.03. | 23
26.03. | 24
27.03. | 1
27.03. | 2
27.03. | 3
27.03. | 4
27.03. | 5
27.03. | 6
27.03. | 7
27.03. | 8
27.03. | 9
27.03. | 10
27.03. | 11
27.03. | 12
27.03. | 13
27.03. | 14
27.03. | 15
27.03. | 16
27.03. | 17
27.03. | 18
27.03. | 19
27.03. | 20
27.03. | 21
27.03. | 22
27.03. | 23
27.03. | 24
28.03. | 1
28.03. | 2
28.03. | 3
28.03. | 4
28.03. | 5
28.03. | 6
28.03. | 7
28.03. | 8
28.03. | 9
28.03. | 10
28.03. | 11
28.03. | 12
28.03. | 13
28.03. | 14
28.03. | 15
28.03. | 16
28.03. | 17
28.03. | 18
28.03. | 19
28.03. | 20
28.03. | 21
28.03. | 22
28.03. | 23
28.03. | 24
29.03. | 1
29.03. | 2
29.03. | 3
29.03. | 4
29.03. | 5
29.03. | 6
29.03. | 7
29.03. | 8
29.03. | 9
29.03. | 10
29.03. | 11
29.03. | 12
29.03. | 13
29.03. | 14
29.03. | 15
29.03. | 16
29.03. | 17
29.03. | 18
29.03. | 19
29.03. | 20
29.03. | 21
29.03. | 22
29.03. | 23
29.03. | 24
30.03. | 1
30.03. | 2
30.03. | 3
30.03. | 4
30.03. | 5
30.03. | 6
30.03. | 7
30.03. | 8
30.03. | 9
30.03. | 10
30.03. | 11
30.03. | 12
30.03. | 13
30.03. | 14
30.03. | 15
30.03. | 16
30.03. | 17
30.03. | 18
30.03. | 19
30.03. | 20
30.03. | 21
30.03. | 22
30.03. | 23
30.03. | 24
31.03. | 1
31.03. | 2
31.03. | 3
31.03. | 4
31.03. | 5
31.03. | 6
31.03. | 7
31.03. | 8
31.03. | 9
31.03. | 10
31.03. | 11
31.03. | 12
31.03. | 13
31.03. | 14
31.03. | 15
31.03. | 16
31.03. | 17
31.03. | 18
31.03. | 19
31.03. | 20
31.03. | 21
31.03. | 22
31.03. | 23
31.03. | 24
01.04. | 1
01.04. | 2
01.04. | 3
01.04. | 4
01.04. | 5
01.04. | 6
01.04. | 7
01.04. | 8
01.04. | 9
01.04. | 10
01.04. | 11
01.04. | 12
01.04. | 13
01.04. | 14
01.04. | 15
01.04. | 16
01.04. | 17
01.04. | 18
01.04. | 19
01.04. | 20
01.04. | 21
01.04. | 22
01.04. | 23
01.04. | 24
02.04. | 1
02.04. | 2
02.04. | 3
02.04. | 4
02.04. | 5
02.04. | 6
02.04. | 7
02.04. | 8
02.04. | 9
02.04. | 10
02.04. | 11
02.04. | 12
02.04. | 13
02.04. | 14
02.04. | 15
02.04. | 16
02.04. | 17
02.04. | 18
02.04. | 19
02.04. | 20
02.04. | 21
02.04. | 22
02.04. | 23
02.04. | 24
03.04. | 1
03.04. | 2
03.04. | 3
03.04. | 4
03.04. | 5
03.04. | 6
03.04. | 7
03.04. | 8
03.04. | 9
03.04. | 10
03.04. | 11
03.04. | 12
03.04. | 13
03.04. | 14
03.04. | 15
03.04. | 16
03.04. | 17
03.04. | 18
03.04. | 19
03.04. | 20
03.04. | 21
03.04. | 22
03.04. | 23
03.04. | 24
04.04. | 1
04.04. | 2
04.04. | 3
04.04. | 4
04.04. | 5
04.04. | 6
04.04. | 7
04.04. | 8
04.04. | 9
04.04. | 10
04.04. | 11
04.04. | 12
04.04. | 13
04.04. | 14
04.04. | 15
04.04. | 16
04.04. | 17
04.04. | 18
04.04. | 19
04.04. | 20
04.04. | 21
04.04. | 22
04.04. | 23
04.04. | 24
05.04. | 1
05.04. | 2
05.04. | 3
05.04. | 4
05.04. | 5
05.04. | 6
05.04. | 7
05.04. | 8
05.04. | 9
05.04. | 10
05.04. | 11
05.04. | 12
05.04. | 13
05.04. | 14
05.04. | 15
05.04. | 16
05.04. | 17
05.04. | 18
05.04. | 19
05.04. | 20
05.04. | 21
05.04. | 22
05.04. | 23
05.04. | 24
06.04. | 1
06.04. | 2
06.04. | 3
06.04. | 4
06.04. | 5
06.04. | 6
06.04. | 7
06.04. | 8
06.04. | 9
06.04. | 10
06.04. | 11
06.04. | 12
06.04. | 13
06.04. | 14
06.04. | 15
06.04. | 16
06.04. | 17
06.04. | 18
06.04. | 19
06.04. | 20
06.04. | 21
06.04. | 22
06.04. | 23
06.04. | 24
07.04. | 1
07.04. | 2
07.04. | 3
07.04. | 4
07.04. | 5
07.04. | 6
07.04. | 7
07.04. | 8
07.04. | 9
07.04. | 10
07.04. | 11
07.04. | 12
07.04. | 13
07.04. | 14
07.04. | 15
07.04. | 16
07.04. | 17
07.04. | 18
07.04. | 19
07.04. | 20
07.04. | 21
07.04. | 22
07.04. | 23
07.04. | 24
08.04. | 1
08.04. | 2
08.04. | 3
08.04. | 4
08.04. | 5
08.04. | 6
08.04. | 7
08.04. | 8
08.04. | 9
08.04. | 10
08.04. | 11
08.04. | 12
08.04. | 13
08.04. | 14
08.04. | 15
08.04. | 16
08.04. | 17
08.04. | 18
08.04. | 19
08.04. | 20
08.04. | 21
08.04. | 22
08.04. | 23
08.04. | 24
09.04. | 1
09.04. | 2
09.04. | 3
09.04. | 4
09.04. | 5
09.04. | 6
09.04. | 7
09.04. | 8
09.04. | 9
09.04. | 10
09.04. | 11
09.04. | 12
09.04. | 13
09.04. | 14
09.04. | 15
09.04. | 16
09.04. | 17
09.04. | 18
09.04. | 19
09.04. | 20
09.04. | 21
09.04. | 22
09.04. | 23
09.04. | 24
10.04. | 1
10.04. | 2
10.04. | 3
10.04. | 4
10.04. | 5
10.04. | 6
10.04. | 7
10.04. | 8
10.04. | 9
10.04. | 10
10.04. | 11
10.04. | 12
10.04. | 13
10.04. | 14
10.04. | 15
10.04. | 16
10.04. | 17
10.04. | 18
10.04. | 19
10.04. | 20
10.04. | 21
10.04. | 22
10.04. | 23
10.04. | 24
11.04. | 1
11.04. | 2
11.04. | 3
11.04. | 4
11.04. | 5
11.04. | 6
11.04. | 7
11.04. | 8
11.04. | 9
11.04. | 10
11.04. | 11
11.04. | 12
11.04. | 13
11.04. | 14
11.04. | 15
11.04. | 16
11.04. | 17
11.04. | 18
11.04. | 19
11.04. | 20
11.04. | 21
11.04. | 22
11.04. | 23
11.04. | 24
12.04. | 1
12.04. | 2
12.04. | 3
12.04. | 4
12.04. | 5
12.04. | 6
12.04. | 7
12.04. | 8
12.04. | 9
12.04. | 10
12.04. | 11
12.04. | 12
12.04. | 13
12.04. | 14
12.04. | 15
12.04. | 16
12.04. | 17
12.04. | 18
12.04. | 19
12.04. | 20
12.04. | 21
12.04. | 22
12.04. | 23
12.04. | 24
13.04. | 1
13.04. | 2
13.04. | 3
13.04. | 4
13.04. | 5
13.04. | 6
13.04. | 7
13.04. | 8
13.04. | 9
13.04. | 10
13.04. | 11
13.04. | 12
13.04. | 13
13.04. | 14
13.04. | 15
13.04. | 16
13.04. | 17
13.04. | 18
13.04. | 19
13.04. | 20
13.04. | 21
13.04. | 22
13.04. | 23
13.04. | 24
14.04. | 1
14.04. | 2
14.04. | 3
14.04. | 4
14.04. | 5
14.04. | 6
14.04. | 7
14.04. | 8
14.04. | 9
14.04. | 10
14.04. | 11
14.04. | 12
14.04. | 13
14.04. | 14
14.04. | 15
14.04. | 16
14.04. | 17
14.04. | 18
14.04. | 19
14.04. | 20
14.04. | 21
14.04. | 22
14.04. | 23
14.04. | 24
15.04. | 1
15.04. | 2
15.04. | 3
15.04. | 4
15.04. | 5
15.04. | 6
15.04. | 7
15.04. | 8
15.04. | 9
15.04. | 10
15.04. | 11
15.04. | 12
15.04. | 13
15.04. | 14
15.04. | 15
15.04. | 16
15.04. | 17
15.04. | 18
15.04. | 19
15.04. | 20
15.04. | 21
15.04. | 22
15.04. | 23
15.04. | 24
16.04. | 1
16.04. | 2
16.04. | 3
16.04. | 4
16.04. | 5
16.04. | 6
16.04. | 7
16.04. | 8
16.04. | 9
16.04. | 10
16.04. | 11
16.04. | 12
16.04. | 13
16.04. | 14
16.04. | 15
16.04. | 16
16.04. | 17
16.04. | 18
16.04. | 19
16.04. | 20
16.04. | 21
16.04. | 22
16.04. | 23
16.04. | 24
17.04. | 1
17.04. | 2
17.04. | 3
17.04. | 4
17.04. | 5
17.04. | 6
17.04. | 7
17.04. | 8
17.04. | 9
17.04. | 10
17.04. | 11
17.04. | 12
17.04. | 13
17.04. | 14
17.04. | 15
17.04. | 16
17.04. | 17
17.04. | 18
17.04. | 19
17.04. | 20
17.04. | 21
17.04. | 22
17.04. | 23
17.04. | 24
18.04. | 1
18.04. | 2
18.04. | 3
18.04. | 4
18.04. | 5
18.04. | 6
18.04. | 7
18.04. | 8
18.04. | 9
18.04. | 10
18.04. | 11
18.04. | 12
18.04. | 13
18.04. | 14
18.04. | 15
18.04. | 16
18.04. | 17
18.04. | 18
18.04. | 19
18.04. | 20
18.04. | 21
18.04. | 22
18.04. | 23
18.04. | 24
19.04. | 1
19.04. | 2
19.04. | 3
19.04. | 4
19.04. | 5
19.04. | 6
19.04. | 7
19.04. | 8
19.04. | 9
19.04. | 10
19.04. | 11
19.04. | 12
19.04. | 13
19.04. | 14
19.04. | 15
19.04. | 16
19.04. | 17
19.04. | 18
19.04. | 19
19.04. | 20
19.04. | 21
19.04. | 22
19.04. | 23
19.04. | 24
20.04. | 1
20.04. | 2
20.04. | 3
20.04. | 4
20.04. | 5
20.04. | 6
20.04. | 7
20.04. | 8
20.04. | 9
20.04. | 10
20.04. | 11
20.04. | 12
20.04. | 13
20.04. | 14
20.04. | 15
20.04. | 16
20.04. | 17
20.04. | 18
20.04. | 19
20.04. | 20
20.04. | 21
20.04. | 22
20.04. | 23
20.04. | 24
21.04. | 1
21.04. | 2
21.04. | 3
21.04. | 4
21.04. | 5
21.04. | 6
21.04. | 7
21.04. | 8
21.04. | 9
21.04. | 10
21.04. | 11
21.04. | 12
21.04. | 13
21.04. | 14
21.04. | 15
21.04. | 16
21.04. | 17
21.04. | 18
21.04. | 19
21.04. | 20
21.04. | 21
21.04. | 22
21.04. | 23
21.04. | 24
22.04. | 1
22.04. | 2
22.04. | 3
22.04. | 4
22.04. | 5
22.04. | 6
22.04. | 7
22.04. | 8
22.04. | 9
22.04. | 10
22.04. | 11
22.04. | 12
22.04. | 13
22.04. | 14
22.04. | 15
22.04. | 16
22.04. | 17
22.04. | 18
22.04. | 19
22.04. | 20
22.04. | 21
22.04. | 22
22.04. | 23
22.04. | 24
23.04. | 1
23.04. | 2
23.04. | 3
23.04. | 4
23.04. | 5
23.04. | 6
23.04. | 7
23.04. | 8
23.04. | 9
23.04. | 10
23.04. | 11
23.04. | 12
23.04. | 13
23.04. | 14
23.04. | 15
23.04. | 16
23.04. | 17
23.04. | 18
23.04. | 19
23.04. | 20
23.04. | 21
23.04. | 22
23.04. | 23
23.04. | 24
24.04. | 1
24.04. | 2
24.04. | 3
24.04. | 4
24.04. | 5
24.04. | 6
24.04. | 7
24.04. | 8
24.04. | 9
24.04. | 10
24.04. | 11
24.04. | 12
24.04. | 13
24.04. | 14
24.04. | 15
24.04. | 16
24.04. | 17
24.04. | 18
24.04. | 19
24.04. | 20
24.04. | 21
24.04. | 22
24.04. | 23
24.04. | 24
25.04. | 1
25.04. | 2
25.04. | 3
25.04. | 4
25.04. | 5
25.04. | 6
25.04. | 7
25.04. | 8
25.04. | 9
25.04. | 10
25.04. | 11
25.04. | 12
25.04. | 13
25.04. | 14
25.04. | 15
25.04. | 16
25.04. | 17
25.04. | 18
25.04. | 19
25.04. | 20
25.04. | 21
25.04. | 22
25.04. | 23
25.04. | 24
26.04. | 1
26.04. | 2
26.04. | 3
26.04. | 4
26.04. | 5
26.04. | 6
26.04. | 7
26.04. | 8
26.04. | 9
26.04. | 10
26.04. | 11
26.04. | 12
26.04. | 13
26.04. | 14
26.04. | 15
26.04. | 16
26.04. | 17
26.04. | 18
26.04. | 19
26.04. | 20
26.04. | 21
26.04. | 22
26.04. | 23
26.04. | 24
27.04. | 1
27.04. | 2
27.04. | 3
27.04. | 4
27.04. | 5
27.04. | 6
27.04. | 7
27.04. | 8
27.04. | 9
27.04. | 10
27.04. | 11
27.04. | 12
27.04. | 13
27.04. | 14
27.04. | 15
27.04. | 16
27.04. | 17
27.04. | 18
27.04. | 19
27.04. | 20
27.04. | 21
27.04. | 22
27.04. | 23
27.04. | 24
28.04. | 1
28.04. | 2
28.04. | 3
28.04. | 4
28.04. | 5
28.04. | 6
28.04. | 7
28.04. | 8
28.04. | 9
28.04. | 10
28.04. | 11
28.04. | 12
28.04. | 13
28.04. | 14
28.04. | 15
28.04. | 16
28.04. | 17
28.04. | 18
28.04. | 19
28.04. | 20
28.04. | 21
28.04. | 22
28.04. | 23
28.04. | 24
29.04. | 1
29.04. | 2
29.04. | 3
29.04. | 4
29.04. | 5
29.04. | 6
29.04. | 7
29.04. | 8
29.04. | 9
29.04. | 10
29.04. | 11
29.04. | 12
29.04. | 13
29.04. | 14
29.04. | 15
29.04. | 16
29.04. | 17
29.04. | 18
29.04. | 19
29.04. | 20
29.04. | 21
29.04. | 22
29.04. | 23
29.04. | 24
30.04. | 1
30.04. | 2
30.04. | 3
30.04. | 4
30.04. | 5
30.04. | 6
30.04. | 7
30.04. | 8
30.04. | 9
30.04. | 10
30.04. | 11
30.04. | 12
30.04. | 13
30.04. | 14
30.04. | 15
30.04. | 16
30.04. | 17
30.04. | 18
30.04. | 19
30.04. | 20
30.04. | 21
30.04. | 22
30.04. | 23
30.04. | 24
01.05. | 1
01.05. | 2
01.05. | 3
01.05. | 4
01.05. | 5
01.05. | 6
01.05. | 7
01.05. | 8
01.05. | 9
01.05. | 10
01.05. | 11
01.05. | 12
01.05. | 13
01.05. | 14
01.05. | 15
01.05. | 16
01.05. | 17
01.05. | 18
01.05. | 19
01.05. | 20
01.05. | 21
01.05. | 22
01.05. | 23
01.05. | 24
02.05. | 1
02.05. | 2
02.05. | 3
02.05. | 4
02.05. | 5
02.05. | 6
02.05. | 7
02.05. | 8
02.05. | 9
02.05. | 10
02.05. | 11
02.05. | 12
02.05. | 13
02.05. | 14
02.05. | 15
02.05. | 16
02.05. | 17
02.05. | 18
02.05. | 19
02.05. | 20
02.05. | 21
02.05. | 22
02.05. | 23
02.05. | 24
03.05. | 1
03.05. | 2
03.05. | 3
03.05. | 4
03.05. | 5
03.05. | 6
03.05. | 7
03.05. | 8
03.05. | 9
03.05. | 10
03.05. | 11
03.05. | 12
03.05. | 13
03.05. | 14
03.05. | 15
03.05. | 16
03.05. | 17
03.05. | 18
03.05. | 19
03.05. | 20
03.05. | 21
03.05. | 22
03.05. | 23
03.05. | 24
04.05. | 1
04.05. | 2
04.05. | 3
04.05. | 4
04.05. | 5
04.05. | 6
04.05. | 7
04.05. | 8
04.05. | 9
04.05. | 10
04.05. | 11
04.05. | 12
04.05. | 13
04.05. | 14
04.05. | 15
04.05. | 16
04.05. | 17
04.05. | 18
04.05. | 19
04.05. | 20
04.05. | 21
04.05. | 22
04.05. | 23
04.05. | 24
05.05. | 1
05.05. | 2
05.05. | 3
05.05. | 4
05.05. | 5
05.05. | 6
05.05. | 7
05.05. | 8
05.05. | 9
05.05. | 10
05.05. | 11
05.05. | 12
05.05. | 13
05.05. | 14
05.05. | 15
05.05. | 16
05.05. | 17
05.05. | 18
05.05. | 19
05.05. | 20
05.05. | 21
05.05. | 22
05.05. | 23
05.05. | 24
06.05. | 1
06.05. | 2
06.05. | 3
06.05. | 4
06.05. | 5
06.05. | 6
06.05. | 7
06.05. | 8
06.05. | 9
06.05. | 10
06.05. | 11
06.05. | 12
06.05. | 13
06.05. | 14
06.05. | 15
06.05. | 16
06.05. | 17
06.05. | 18
06.05. | 19
06.05. | 20
06.05. | 21
06.05. | 22
06.05. | 23
06.05. | 24
07.05. | 1
07.05. | 2
07.05. | 3
07.05. | 4
07.05. | 5
07.05. | 6
07.05. | 7
07.05. | 8
07.05. | 9
07.05. | 10
07.05. | 11
07.05. | 12
07.05. | 13
07.05. | 14
07.05. | 15
07.05. | 16
07.05. | 17
07.05. | 18
07.05. | 19
07.05. | 20
07.05. | 21
07.05. | 22
07.05. | 23
07.05. | 24
08.05. | 1
08.05. | 2
08.05. | 3
08.05. | 4
08.05. | 5
08.05. | 6
08.05. | 7
08.05. | 8
08.05. | 9
08.05. | 10
08.05. | 11
08.05. | 12
08.05. | 13
08.05. | 14
08.05. | 15
08.05. | 16
08.05. | 17
08.05. | 18
08.05. | 19
08.05. | 20
08.05. | 21
08.05. | 22
08.05. | 23
08.05. | 24
09.05. | 1
09.05. | 2
09.05. | 3
09.05. | 4
09.05. | 5
09.05. | 6
09.05. | 7
09.05. | 8
09.05. | 9
09.05. | 10
09.05. | 11
09.05. | 12
09.05. | 13
09.05. | 14
09.05. | 15
09.05. | 16
09.05. | 17
09.05. | 18
09.05. | 19
09.05. | 20
09.05. | 21
09.05. | 22
09.05. | 23
09.05. | 24
10.05. | 1
10.05. | 2
10.05. | 3
10.05. | 4
10.05. | 5
10.05. | 6
10.05. | 7
10.05. | 8
10.05. | 9
10.05. | 10
10.05. | 11
10.05. | 12
10.05. | 13
10.05. | 14
10.05. | 15
10.05. | 16
10.05. | 17
10.05. | 18
10.05. | 19
10.05. | 20
10.05. | 21
10.05. | 22
10.05. | 23
10.05. | 24
11.05. | 1
11.05. | 2
11.05. | 3
11.05. | 4
11.05. | 5
11.05. | 6
11.05. | 7
11.05. | 8
11.05. | 9
11.05. | 10
11.05. | 11
11.05. | 12
11.05. | 13
11.05. | 14
11.05. | 15
11.05. | 16
11.05. | 17
11.05. | 18
11.05. | 19
11.05. | 20
11.05. | 21
11.05. | 22
11.05. | 23
11.05. | 24
12.05. | 1
12.05. | 2
12.05. | 3
12.05. | 4
12.05. | 5
12.05. | 6
12.05. | 7
12.05. | 8
12.05. | 9
12.05. | 10
12.05. | 11
12.05. | 12
12.05. | 13
12.05. | 14
12.05. | 15
12.05. | 16
12.05. | 17
12.05. | 18
12.05. | 19
12.05. | 20
12.05. | 21
12.05. | 22
12.05. | 23
12.05. | 24
13.05. | 1
13.05. | 2
13.05. | 3
13.05. | 4
13.05. | 5
13.05. | 6
13.05. | 7
13.05. | 8
13.05. | 9
13.05. | 10
13.05. | 11
13.05. | 12
13.05. | 13
13.05. | 14
13.05. | 15
13.05. | 16
13.05. | 17
13.05. | 18
13.05. | 19
13.05. | 20
13.05. | 21
13.05. | 22
13.05. | 23
13.05. | 24
14.05. | 1
14.05. | 2
14.05. | 3
14.05. | 4
14.05. | 5
14.05. | 6
14.05. | 7
14.05. | 8
14.05. | 9
14.05. | 10
14.05. | 11
14.05. | 12
14.05. | 13
14.05. | 14
14.05. | 15
14.05. | 16
14.05. | 17
14.05. | 18
14.05. | 19
14.05. | 20
14.05. | 21
14.05. | 22
14.05. | 23
14.05. | 24
15.05. | 1
15.05. | 2
15.05. | 3
15.05. | 4
15.05. | 5
15.05. | 6
15.05. | 7
15.05. | 8
15.05. | 9
15.05. | 10
15.05. | 11
15.05. | 12
15.05. | 13
15.05. | 14
15.05. | 15
15.05. | 16
15.05. | 17
15.05. | 18
15.05. | 19
15.05. | 20
15.05. | 21
15.05. | 22
15.05. | 23
15.05. | 24
16.05. | 1
16.05. | 2
16.05. | 3
16.05. | 4
16.05. | 5
16.05. | 6
16.05. | 7
16.05. | 8
16.05. | 9
16.05. | 10
16.05. | 11
16.05. | 12
16.05. | 13
16.05. | 14
16.05. | 15
16.05. | 16
16.05. | 17
16.05. | 18
16.05. | 19
16.05. | 20
16.05. | 21
16.05. | 22
16.05. | 23
16.05. | 24
17.05. | 1
17.05. | 2
17.05. | 3
17.05. | 4
17.05. | 5
17.05. | 6
17.05. | 7
17.05. | 8
17.05. | 9
17.05. | 10
17.05. | 11
17.05. | 12
17.05. | 13
17.05. | 14
17.05. | 15
17.05. | 16
17.05. | 17
17.05. | 18
17.05. | 19
17.05. | 20
17.05. | 21
17.05. | 22
17.05. | 23
17.05. | 24
18.05. | 1
18.05. | 2
18.05. | 3
18.05. | 4
18.05. | 5
18.05. | 6
18.05. | 7
18.05. | 8
18.05. | 9
18.05. | 10
18.05. | 11
18.05. | 12
18.05. | 13
18.05. | 14
18.05. | 15
18.05. | 16
18.05. | 17
18.05. | 18
18.05. | 19
18.05. | 20
18.05. | 21
18.05. | 22
18.05. | 23
18.05. | 24
19.05. | 1
19.05. | 2
19.05. | 3
19.05. | 4
19.05. | 5
19.05. | 6
19.05. | 7
19.05. | 8
19.05. | 9
19.05. | 10
19.05. | 11
19.05. | 12
19.05. | 13
19.05. | 14
19.05. | 15
19.05. | 16
19.05. | 17
19.05. | 18
19.05. | 19
19.05. | 20
19.05. | 21
19.05. | 22
19.05. | 23
19.05. | 24
20.05. | 1
20.05. | 2
20.05. | 3
20.05. | 4
20.05. | 5
20.05. | 6
20.05. | 7
20.05. | 8
20.05. | 9
20.05. | 10
20.05. | 11
20.05. | 12
20.05. | 13
20.05. | 14
20.05. | 15
20.05. | 16
20.05. | 17
20.05. | 18
20.05. | 19
20.05. | 20
20.05. | 21
20.05. | 22
20.05. | 23
20.05. | 24
21.05. | 1
21.05. | 2
21.05. | 3
21.05. | 4
21.05. | 5
21.05. | 6
21.05. | 7
21.05. | 8
21.05. | 9
21.05. | 10
21.05. | 11
21.05. | 12
21.05. | 13
21.05. | 14
21.05. | 15
21.05. | 16
21.05. | 17
21.05. | 18
21.05. | 19
21.05. | 20
21.05. | 21
21.05. | 22
21.05. | 23
21.05. | 24
22.05. | 1
22.05. | 2
22.05. | 3
22.05. | 4
22.05. | 5
22.05. | 6
22.05. | 7
22.05. | 8
22.05. | 9
22.05. | 10
22.05. | 11
22.05. | 12
22.05. | 13
22.05. | 14
22.05. | 15
22.05. | 16
22.05. | 17
22.05. | 18
22.05. | 19
22.05. | 20
22.05. | 21
22.05. | 22
22.05. | 23
22.05. | 24
23.05. | 1
23.05. | 2
23.05. | 3
23.05. | 4
23.05. | 5
23.05. | 6
23.05. | 7
23.05. | 8
23.05. | 9
23.05. | 10
23.05. | 11
23.05. | 12
23.05. | 13
23.05. | 14
23.05. | 15
23.05. | 16
23.05. | 17
23.05. | 18
23.05. | 19
23.05. | 20
23.05. | 21
23.05. | 22
23.05. | 23
23.05. | 24
24.05. | 1
24.05. | 2
24.05. | 3
24.05. | 4
24.05. | 5
24.05. | 6
24.05. | 7
24.05. | 8
24.05. | 9
24.05. | 10
24.05. | 11
24.05. | 12
24.05. | 13
24.05. | 14
24.05. | 15
24.05. | 16
24.05. | 17
24.05. | 18
24.05. | 19
24.05. | 20
24.05. | 21
24.05. | 22
24.05. | 23
24.05. | 24
25.05. | 1
25.05. | 2
25.05. | 3
25.05. | 4
25.05. | 5
25.05. | 6
25.05. | 7
25.05. | 8
25.05. | 9
25.05. | 10
25.05. | 11
25.05. | 12
25.05. | 13
25.05. | 14
25.05. | 15
25.05. | 16
25.05. | 17
25.05. | 18
25.05. | 19
25.05. | 20
25.05. | 21
25.05. | 22
25.05. | 23
25.05. | 24
26.05. | 1
26.05. | 2
26.05. | 3
26.05. | 4
26.05. | 5
26.05. | 6
26.05. | 7
26.05. | 8
26.05. | 9
26.05. | 10
26.05. | 11
26.05. | 12
26.05. | 13
26.05. | 14
26.05. | 15
26.05. | 16
26.05. | 17
26.05. | 18
26.05. | 19
26.05. | 20
26.05. | 21
26.05. | 22
26.05. | 23
26.05. | 24
27.05. | 1
27.05. | 2
27.05. | 3
27.05. | 4
27.05. | 5
27.05. | 6
27.05. | 7
27.05. | 8
27.05. | 9
27.05. | 10
27.05. | 11
27.05. | 12
27.05. | 13
27.05. | 14
27.05. | 15
27.05. | 16
27.05. | 17
27.05. | 18
27.05. | 19
27.05. | 20
27.05. | 21
27.05. | 22
27.05. | 23
27.05. | 24
28.05. | 1
28.05. | 2
28.05. | 3
28.05. | 4
28.05. | 5
28.05. | 6
28.05. | 7
28.05. | 8
28.05. | 9
28.05. | 10
28.05. | 11
28.05. | 12
28.05. | 13
28.05. | 14
28.05. | 15
28.05. | 16
28.05. | 17
28.05. | 18
28.05. | 19
28.05. | 20
28.05. | 21
28.05. | 22
28.05. | 23
28.05. | 24
29.05. | 1
29.05. | 2
29.05. | 3
29.05. | 4
29.05. | 5
29.05. | 6
29.05. | 7
29.05. | 8
29.05. | 9
29.05. | 10
29.05. | 11
29.05. | 12
29.05. | 13
29.05. | 14
29.05. | 15
29.05. | 16
29.05. | 17
29.05. | 18
29.05. | 19
29.05. | 20
29.05. | 21
29.05. | 22
29.05. | 23
29.05. | 24
30.05. | 1
30.05. | 2
30.05. | 3
30.05. | 4
30.05. | 5
30.05. | 6
30.05. | 7
30.05. | 8
30.05. | 9
30.05. | 10
30.05. | 11
30.05. | 12
30.05. | 13
30.05. | 14
30.05. | 15
30.05. | 16
30.05. | 17
30.05. | 18
30.05. | 19
30.05. | 20
30.05. | 21
30.05. | 22
30.05. | 23
30.05. | 24
31.05. | 1
31.05. | 2
31.05. | 3
31.05. | 4
31.05. | 5
31.05. | 6
31.05. | 7
31.05. | 8
31.05. | 9
31.05. | 10
31.05. | 11
31.05. | 12
31.05. | 13
31.05. | 14
31.05. | 15
31.05. | 16
31.05. | 17
31.05. | 18
31.05. | 19
31.05. | 20
31.05. | 21
31.05. | 22
31.05. | 23
31.05. | 24
01.06. | 1
01.06. | 2
01.06. | 3
01.06. | 4
01.06. | 5
01.06. | 6
01.06. | 7
01.06. | 8
01.06. | 9
01.06. | 10
01.06. | 11
01.06. | 12
01.06. | 13
01.06. | 14
01.06. | 15
01.06. | 16
01.06. | 17
01.06. | 18
01.06. | 19
01.06. | 20
01.06. | 21
01.06. | 22
01.06. | 23
01.06. | 24
02.06. | 1
02.06. | 2
02.06. | 3
02.06. | 4
02.06. | 5
02.06. | 6
02.06. | 7
02.06. | 8
02.06. | 9
02.06. | 10
02.06. | 11
02.06. | 12
02.06. | 13
02.06. | 14
02.06. | 15
02.06. | 16
02.06. | 17
02.06. | 18
02.06. | 19
02.06. | 20
02.06. | 21
02.06. | 22
02.06. | 23
02.06. | 24
03.06. | 1
03.06. | 2
03.06. | 3
03.06. | 4
03.06. | 5
03.06. | 6
03.06. | 7
03.06. | 8
03.06. | 9
03.06. | 10
03.06. | 11
03.06. | 12
03.06. | 13
03.06. | 14
03.06. | 15
03.06. | 16
03.06. | 17
03.06. | 18
03.06. | 19
03.06. | 20
03.06. | 21
03.06. | 22
03.06. | 23
03.06. | 24
04.06. | 1
04.06. | 2
04.06. | 3
04.06. | 4
04.06. | 5
04.06. | 6
04.06. | 7
04.06. | 8
04.06. | 9
04.06. | 10
04.06. | 11
04.06. | 12
04.06. | 13
04.06. | 14
04.06. | 15
04.06. | 16
04.06. | 17
04.06. | 18
04.06. | 19
04.06. | 20
04.06. | 21
04.06. | 22
04.06. | 23
04.06. | 24
05.06. | 1
05.06. | 2
05.06. | 3
05.06. | 4
05.06. | 5
05.06. | 6
05.06. | 7
05.06. | 8
05.06. | 9
05.06. | 10
05.06. | 11
05.06. | 12
05.06. | 13
05.06. | 14
05.06. | 15
05.06. | 16
05.06. | 17
05.06. | 18
05.06. | 19
05.06. | 20
05.06. | 21
05.06. | 22
05.06. | 23
05.06. | 24
06.06. | 1
06.06. | 2
06.06. | 3
06.06. | 4
06.06. | 5
06.06. | 6
06.06. | 7
06.06. | 8
06.06. | 9
06.06. | 10
06.06. | 11
06.06. | 12
06.06. | 13
06.06. | 14
06.06. | 15
06.06. | 16
06.06. | 17
06.06. | 18
06.06. | 19
06.06. | 20
06.06. | 21
06.06. | 22
06.06. | 23
06.06. | 24
07.06. | 1
07.06. | 2
07.06. | 3
07.06. | 4
07.06. | 5
07.06. | 6
07.06. | 7
07.06. | 8
07.06. | 9
07.06. | 10
07.06. | 11
07.06. | 12
07.06. | 13
07.06. | 14
07.06. | 15
07.06. | 16
07.06. | 17
07.06. | 18
07.06. | 19
07.06. | 20
07.06. | 21
07.06. | 22
07.06. | 23
07.06. | 24
08.06. | 1
08.06. | 2
08.06. | 3
08.06. | 4
08.06. | 5
08.06. | 6
08.06. | 7
08.06. | 8
08.06. | 9
08.06. | 10
08.06. | 11
08.06. | 12
08.06. | 13
08.06. | 14
08.06. | 15
08.06. | 16
08.06. | 17
08.06. | 18
08.06. | 19
08.06. | 20
08.06. | 21
08.06. | 22
08.06. | 23
08.06. | 24
09.06. | 1
09.06. | 2
09.06. | 3
09.06. | 4
09.06. | 5
09.06. | 6
09.06. | 7
09.06. | 8
09.06. | 9
09.06. | 10
09.06. | 11
09.06. | 12
09.06. | 13
09.06. | 14
09.06. | 15
09.06. | 16
09.06. | 17
09.06. | 18
09.06. | 19
09.06. | 20
09.06. | 21
09.06. | 22
09.06. | 23
09.06. | 24
10.06. | 1
10.06. | 2
10.06. | 3
10.06. | 4
10.06. | 5
10.06. | 6
10.06. | 7
10.06. | 8
10.06. | 9
10.06. | 10
10.06. | 11
10.06. | 12
10.06. | 13
10.06. | 14
10.06. | 15
10.06. | 16
10.06. | 17
10.06. | 18
10.06. | 19
10.06. | 20
10.06. | 21
10.06. | 22
10.06. | 23
10.06. | 24
11.06. | 1
11.06. | 2
11.06. | 3
11.06. | 4
11.06. | 5
11.06. | 6
11.06. | 7
11.06. | 8
11.06. | 9
11.06. | 10
11.06. | 11
11.06. | 12
11.06. | 13
11.06. | 14
11.06. | 15
11.06. | 16
11.06. | 17
11.06. | 18
11.06. | 19
11.06. | 20
11.06. | 21
11.06. | 22
11.06. | 23
11.06. | 24
12.06. | 1
12.06. | 2
12.06. | 3
12.06. | 4
12.06. | 5
12.06. | 6
12.06. | 7
12.06. | 8
12.06. | 9
12.06. | 10
12.06. | 11
12.06. | 12
12.06. | 13
12.06. | 14
12.06. | 15
12.06. | 16
12.06. | 17
12.06. | 18
12.06. | 19
12.06. | 20
12.06. | 21
12.06. | 22
12.06. | 23
12.06. | 24
13.06. | 1
13.06. | 2
13.06. | 3
13.06. | 4
13.06. | 5
13.06. | 6
13.06. | 7
13.06. | 8
13.06. | 9
13.06. | 10
13.06. | 11
13.06. | 12
13.06. | 13
13.06. | 14
13.06. | 15
13.06. | 16
13.06. | 17
13.06. | 18
13.06. | 19
13.06. | 20
13.06. | 21
13.06. | 22
13.06. | 23
13.06. | 24
14.06. | 1
14.06. | 2
14.06. | 3
14.06. | 4
14.06. | 5
14.06. | 6
14.06. | 7
14.06. | 8
14.06. | 9
14.06. | 10
14.06. | 11
14.06. | 12
14.06. | 13
14.06. | 14
14.06. | 15
14.06. | 16
14.06. | 17
14.06. | 18
14.06. | 19
14.06. | 20
14.06. | 21
14.06. | 22
14.06. | 23
14.06. | 24
15.06. | 1
15.06. | 2
15.06. | 3
15.06. | 4
15.06. | 5
15.06. | 6
15.06. | 7
15.06. | 8
15.06. | 9
15.06. | 10
15.06. | 11
15.06. | 12
15.06. | 13
15.06. | 14
15.06. | 15
15.06. | 16
15.06. | 17
15.06. | 18
15.06. | 19
15.06. | 20
15.06. | 21
15.06. | 22
15.06. | 23
15.06. | 24
16.06. | 1
16.06. | 2
16.06. | 3
16.06. | 4
16.06. | 5
16.06. | 6
16.06. | 7
16.06. | 8
16.06. | 9
16.06. | 10
16.06. | 11
16.06. | 12
16.06. | 13
16.06. | 14
16.06. | 15
16.06. | 16
16.06. | 17
16.06. | 18
16.06. | 19
16.06. | 20
16.06. | 21
16.06. | 22
16.06. | 23
16.06. | 24
17.06. | 1
17.06. | 2
17.06. | 3
17.06. | 4
17.06. | 5
17.06. | 6
17.06. | 7
17.06. | 8
17.06. | 9
17.06. | 10
17.06. | 11
17.06. | 12
17.06. | 13
17.06. | 14
17.06. | 15
17.06. | 16
17.06. | 17
17.06. | 18
17.06. | 19
17.06. | 20
17.06. | 21
17.06. | 22
17.06. | 23
17.06. | 24
18.06. | 1
18.06. | 2
18.06. | 3
18.06. | 4
18.06. | 5
18.06. | 6
18.06. | 7
18.06. | 8
18.06. | 9
18.06. | 10
18.06. | 11
18.06. | 12
18.06. | 13
18.06. | 14
18.06. | 15
18.06. | 16
18.06. | 17
18.06. | 18
18.06. | 19
18.06. | 20
18.06. | 21
18.06. | 22
18.06. | 23
18.06. | 24
19.06. | 1
19.06. | 2
19.06. | 3
19.06. | 4
19.06. | 5
19.06. | 6
19.06. | 7
19.06. | 8
19.06. | 9
19.06. | 10
19.06. | 11
19.06. | 12
19.06. | 13
19.06. | 14
19.06. | 15
19.06. | 16
19.06. | 17
19.06. | 18
19.06. | 19
19.06. | 20
19.06. | 21
19.06. | 22
19.06. | 23
19.06. | 24
20.06. | 1
20.06. | 2
20.06. | 3
20.06. | 4
20.06. | 5
20.06. | 6
20.06. | 7
20.06. | 8
20.06. | 9
20.06. | 10
20.06. | 11
20.06. | 12
20.06. | 13
20.06. | 14
20.06. | 15
20.06. | 16
20.06. | 17
20.06. | 18
20.06. | 19
20.06. | 20
20.06. | 21
20.06. | 22
20.06. | 23
20.06. | 24
21.06. | 1
21.06. | 2
21.06. | 3
21.06. | 4
21.06. | 5
21.06. | 6
21.06. | 7
21.06. | 8
21.06. | 9
21.06. | 10
21.06. | 11
21.06. | 12
21.06. | 13
21.06. | 14
21.06. | 15
21.06. | 16
21.06. | 17
21.06. | 18
21.06. | 19
21.06. | 20
21.06. | 21
21.06. | 22
21.06. | 23
21.06. | 24
22.06. | 1
22.06. | 2
22.06. | 3
22.06. | 4
22.06. | 5
22.06. | 6
22.06. | 7
22.06. | 8
22.06. | 9
22.06. | 10
22.06. | 11
22.06. | 12
22.06. | 13
22.06. | 14
22.06. | 15
22.06. | 16
22.06. | 17
22.06. | 18
22.06. | 19
22.06. | 20
22.06. | 21
22.06. | 22
22.06. | 23
22.06. | 24
23.06. | 1
23.06. | 2
23.06. | 3
23.06. | 4
23.06. | 5
23.06. | 6
23.06. | 7
23.06. | 8
23.06. | 9
23.06. | 10
23.06. | 11
23.06. | 12
23.06. | 13
23.06. | 14
23.06. | 15
23.06. | 16
23.06. | 17
23.06. | 18
23.06. | 19
23.06. | 20
23.06. | 21
23.06. | 22
23.06. | 23
23.06. | 24
24.06. | 1
24.06. | 2
24.06. | 3
24.06. | 4
24.06. | 5
24.06. | 6
24.06. | 7
24.06. | 8
24.06. | 9
24.06. | 10
24.06. | 11
24.06. | 12
24.06. | 13
24.06. | 14
24.06. | 15
24.06. | 16
24.06. | 17
24.06. | 18
24.06. | 19
24.06. | 20
24.06. | 21
24.06. | 22
24.06. | 23
24.06. | 24
25.06. | 1
25.06. | 2
25.06. | 3
25.06. | 4
25.06. | 5
25.06. | 6
25.06. | 7
25.06. | 8
25.06. | 9
25.06. | 10
25.06. | 11
25.06. | 12
25.06. | 13
25.06. | 14
25.06. | 15
25.06. | 16
25.06. | 17
25.06. | 18
25.06. | 19
25.06. | 20
25.06. | 21
25.06. | 22
25.06. | 23
25.06. | 24
26.06. | 1
26.06. | 2
26.06. | 3
26.06. | 4
26.06. | 5
26.06. | 6
26.06. | 7
26.06. | 8
26.06. | 9
26.06. | 10
26.06. | 11
26.06. | 12
26.06. | 13
26.06. | 14
26.06. | 15
26.06. | 16
26.06. | 17
26.06. | 18
26.06. | 19
26.06. | 20
26.06. | 21
26.06. | 22
26.06. | 23
26.06. | 24
27.06. | 1
27.06. | 2
27.06. | 3
27.06. | 4
27.06. | 5
27.06. | 6
27.06. | 7
27.06. | 8
27.06. | 9
27.06. | 10
27.06. | 11
27.06. | 12
27.06. | 13
27.06. | 14
27.06. | 15
27.06. | 16
27.06. | 17
27.06. | 18
27.06. | 19
27.06. | 20
27.06. | 21
27.06. | 22
27.06. | 23
27.06. | 24
28.06. | 1
28.06. | 2
28.06. | 3
28.06. | 4
28.06. | 5
28.06. | 6
28.06. | 7
28.06. | 8
28.06. | 9
28.06. | 10
28.06. | 11
28.06. | 12
28.06. | 13
28.06. | 14
28.06. | 15
28.06. | 16
28.06. | 17
28.06. | 18
28.06. | 19
28.06. | 20
28.06. | 21
28.06. | 22
28.06. | 23
28.06. | 24
29.06. | 1
29.06. | 2
29.06. | 3
29.06. | 4
29.06. | 5
29.06. | 6
29.06. | 7
29.06. | 8
29.06. | 9
29.06. | 10
29.06. | 11
29.06. | 12
29.06. | 13
29.06. | 14
29.06. | 15
29.06. | 16
29.06. | 17
29.06. | 18
29.06. | 19
29.06. | 20
29.06. | 21
29.06. | 22
29.06. | 23
29.06. | 24
30.06. | 1
30.06. | 2
30.06. | 3
30.06. | 4
30.06. | 5
30.06. | 6
30.06. | 7
30.06. | 8
30.06. | 9
30.06. | 10
30.06. | 11
30.06. | 12
30.06. | 13
30.06. | 14
30.06. | 15
30.06. | 16
30.06. | 17
30.06. | 18
30.06. | 19
30.06. | 20
30.06. | 21
30.06. | 22
30.06. | 23
30.06. | 24
01.07. | 1
01.07. | 2
01.07. | 3
01.07. | 4
01.07. | 5
01.07. | 6
01.07. | 7
01.07. | 8
01.07. | 9
01.07. | 10
01.07. | 11
01.07. | 12
01.07. | 13
01.07. | 14
01.07. | 15
01.07. | 16
01.07. | 17
01.07. | 18
01.07. | 19
01.07. | 20
01.07. | 21
01.07. | 22
01.07. | 23
01.07. | 24
02.07. | 1
02.07. | 2
02.07. | 3
02.07. | 4
02.07. | 5
02.07. | 6
02.07. | 7
02.07. | 8
02.07. | 9
02.07. | 10
02.07. | 11
02.07. | 12
02.07. | 13
02.07. | 14
02.07. | 15
02.07. | 16
02.07. | 17
02.07. | 18
02.07. | 19
02.07. | 20
02.07. | 21
02.07. | 22
02.07. | 23
02.07. | 24
03.07. | 1
03.07. | 2
03.07. | 3
03.07. | 4
03.07. | 5
03.07. | 6
03.07. | 7
03.07. | 8
03.07. | 9
03.07. | 10
03.07. | 11
03.07. | 12
03.07. | 13
03.07. | 14
03.07. | 15
03.07. | 16
03.07. | 17
03.07. | 18
03.07. | 19
03.07. | 20
03.07. | 21
03.07. | 22
03.07. | 23
03.07. | 24
04.07. | 1
04.07. | 2
04.07. | 3
04.07. | 4
04.07. | 5
04.07. | 6
04.07. | 7
04.07. | 8
04.07. | 9
04.07. | 10
04.07. | 11
04.07. | 12
04.07. | 13
04.07. | 14
04.07. | 15
04.07. | 16
04.07. | 17
04.07. | 18
04.07. | 19
04.07. | 20
04.07. | 21
04.07. | 22
04.07. | 23
04.07. | 24
05.07. | 1
05.07. | 2
05.07. | 3
05.07. | 4
05.07. | 5
05.07. | 6
05.07. | 7
05.07. | 8
05.07. | 9
05.07. | 10
05.07. | 11
05.07. | 12
05.07. | 13
05.07. | 14
05.07. | 15
05.07. | 16
05.07. | 17
05.07. | 18
05.07. | 19
05.07. | 20
05.07. | 21
05.07. | 22
05.07. | 23
05.07. | 24
06.07. | 1
06.07. | 2
06.07. | 3
06.07. | 4
06.07. | 5
06.07. | 6
06.07. | 7
06.07. | 8
06.07. | 9
06.07. | 10
06.07. | 11
06.07. | 12
06.07. | 13
06.07. | 14
06.07. | 15
06.07. | 16
06.07. | 17
06.07. | 18
06.07. | 19
06.07. | 20
06.07. | 21
06.07. | 22
06.07. | 23
06.07. | 24
07.07. | 1
07.07. | 2
07.07. | 3
07.07. | 4
07.07. | 5
07.07. | 6
07.07. | 7
07.07. | 8
07.07. | 9
07.07. | 10
07.07. | 11
07.07. | 12
07.07. | 13
07.07. | 14
07.07. | 15
07.07. | 16
07.07. | 17
07.07. | 18
07.07. | 19
07.07. | 20
07.07. | 21
07.07. | 22
07.07. | 23
07.07. | 24
08.07. | 1
08.07. | 2
08.07. | 3
08.07. | 4
08.07. | 5
08.07. | 6
08.07. | 7
08.07. | 8
08.07. | 9
08.07. | 10
08.07. | 11
08.07. | 12
08.07. | 13
08.07. | 14
08.07. | 15
08.07. | 16
08.07. | 17
08.07. | 18
08.07. | 19
08.07. | 20
08.07. | 21
08.07. | 22
08.07. | 23
08.07. | 24
09.07. | 1
09.07. | 2
09.07. | 3
09.07. | 4
09.07. | 5
09.07. | 6
09.07. | 7
09.07. | 8
09.07. | 9
09.07. | 10
09.07. | 11
09.07. | 12
09.07. | 13
09.07. | 14
09.07. | 15
09.07. | 16
09.07. | 17
09.07. | 18
09.07. | 19
09.07. | 20
09.07. | 21
09.07. | 22
09.07. | 23
09.07. | 24
10.07. | 1
10.07. | 2
10.07. | 3
10.07. | 4
10.07. | 5
10.07. | 6
10.07. | 7
10.07. | 8
10.07. | 9
10.07. | 10
10.07. | 11
10.07. | 12
10.07. | 13
10.07. | 14
10.07. | 15
10.07. | 16
10.07. | 17
10.07. | 18
10.07. | 19
10.07. | 20
10.07. | 21
10.07. | 22
10.07. | 23
10.07. | 24
11.07. | 1
11.07. | 2
11.07. | 3
11.07. | 4
11.07. | 5
11.07. | 6
11.07. | 7
11.07. | 8
11.07. | 9
11.07. | 10
11.07. | 11
11.07. | 12
11.07. | 13
11.07. | 14
11.07. | 15
11.07. | 16
11.07. | 17
11.07. | 18
11.07. | 19
11.07. | 20
11.07. | 21
11.07. | 22
11.07. | 23
11.07. | 24
12.07. | 1
12.07. | 2
12.07. | 3
12.07. | 4
12.07. | 5
12.07. | 6
12.07. | 7
12.07. | 8
12.07. | 9
12.07. | 10
12.07. | 11
12.07. | 12
12.07. | 13
12.07. | 14
12.07. | 15
12.07. | 16
12.07. | 17
12.07. | 18
12.07. | 19
12.07. | 20
12.07. | 21
12.07. | 22
12.07. | 23
12.07. | 24
13.07. | 1
13.07. | 2
13.07. | 3
13.07. | 4
13.07. | 5
13.07. | 6
13.07. | 7
13.07. | 8
13.07. | 9
13.07. | 10
13.07. | 11
13.07. | 12
13.07. | 13
13.07. | 14
13.07. | 15
13.07. | 16
13.07. | 17
13.07. | 18
13.07. | 19
13.07. | 20
13.07. | 21
13.07. | 22
13.07. | 23
13.07. | 24
14.07. | 1
14.07. | 2
14.07. | 3
14.07. | 4
14.07. | 5
14.07. | 6
14.07. | 7
14.07. | 8
14.07. | 9
14.07. | 10
14.07. | 11
14.07. | 12
14.07. | 13
14.07. | 14
14.07. | 15
14.07. | 16
14.07. | 17
14.07. | 18
14.07. | 19
14.07. | 20
14.07. | 21
14.07. | 22
14.07. | 23
14.07. | 24
15.07. | 1
15.07. | 2
15.07. | 3
15.07. | 4
15.07. | 5
15.07. | 6
15.07. | 7
15.07. | 8
15.07. | 9
15.07. | 10
15.07. | 11
15.07. | 12
15.07. | 13
15.07. | 14
15.07. | 15
15.07. | 16
15.07. | 17
15.07. | 18
15.07. | 19
15.07. | 20
15.07. | 21
15.07. | 22
15.07. | 23
15.07. | 24
16.07. | 1
16.07. | 2
16.07. | 3
16.07. | 4
16.07. | 5
16.07. | 6
16.07. | 7
16.07. | 8
16.07. | 9
16.07. | 10
16.07. | 11
16.07. | 12
16.07. | 13
16.07. | 14
16.07. | 15
16.07. | 16
16.07. | 17
16.07. | 18
16.07. | 19
16.07. | 20
16.07. | 21
16.07. | 22
16.07. | 23
16.07. | 24
17.07. | 1
17.07. | 2
17.07. | 3
17.07. | 4
17.07. | 5
17.07. | 6
17.07. | 7
17.07. | 8
17.07. | 9
17.07. | 10
17.07. | 11
17.07. | 12
17.07. | 13
17.07. | 14
17.07. | 15
17.07. | 16
17.07. | 17
17.07. | 18
17.07. | 19
17.07. | 20
17.07. | 21
17.07. | 22
17.07. | 23
17.07. | 24
18.07. | 1
18.07. | 2
18.07. | 3
18.07. | 4
18.07. | 5
18.07. | 6
18.07. | 7
18.07. | 8
18.07. | 9
18.07. | 10
18.07. | 11
18.07. | 12
18.07. | 13
18.07. | 14
18.07. | 15
18.07. | 16
18.07. | 17
18.07. | 18
18.07. | 19
18.07. | 20
18.07. | 21
18.07. | 22
18.07. | 23
18.07. | 24
19.07. | 1
19.07. | 2
19.07. | 3
19.07. | 4
19.07. | 5
19.07. | 6
19.07. | 7
19.07. | 8
19.07. | 9
19.07. | 10
19.07. | 11
19.07. | 12
19.07. | 13
19.07. | 14
19.07. | 15
19.07. | 16
19.07. | 17
19.07. | 18
19.07. | 19
19.07. | 20
19.07. | 21
19.07. | 22
19.07. | 23
19.07. | 24
20.07. | 1
20.07. | 2
20.07. | 3
20.07. | 4
20.07. | 5
20.07. | 6
20.07. | 7
20.07. | 8
20.07. | 9
20.07. | 10
20.07. | 11
20.07. | 12
20.07. | 13
20.07. | 14
20.07. | 15
20.07. | 16
20.07. | 17
20.07. | 18
20.07. | 19
20.07. | 20
20.07. | 21
20.07. | 22
20.07. | 23
20.07. | 24
21.07. | 1
21.07. | 2
21.07. | 3
21.07. | 4
21.07. | 5
21.07. | 6
21.07. | 7
21.07. | 8
21.07. | 9
21.07. | 10
21.07. | 11
21.07. | 12
21.07. | 13
21.07. | 14
21.07. | 15
21.07. | 16
21.07. | 17
21.07. | 18
21.07. | 19
21.07. | 20
21.07. | 21
21.07. | 22
21.07. | 23
21.07. | 24
22.07. | 1
22.07. | 2
22.07. | 3
22.07. | 4
22.07. | 5
22.07. | 6
22.07. | 7
22.07. | 8
22.07. | 9
22.07. | 10
22.07. | 11
22.07. | 12
22.07. | 13
22.07. | 14
22.07. | 15
22.07. | 16
22.07. | 17
22.07. | 18
22.07. | 19
22.07. | 20
22.07. | 21
22.07. | 22
22.07. | 23
22.07. | 24
23.07. | 1
23.07. | 2
23.07. | 3
23.07. | 4
23.07. | 5
23.07. | 6
23.07. | 7
23.07. | 8
23.07. | 9
23.07. | 10
23.07. | 11
23.07. | 12
23.07. | 13
23.07. | 14
23.07. | 15
23.07. | 16
23.07. | 17
23.07. | 18
23.07. | 19
23.07. | 20
23.07. | 21
23.07. | 22
23.07. | 23
23.07. | 24
24.07. | 1
24.07. | 2
24.07. | 3
24.07. | 4
24.07. | 5
24.07. | 6
24.07. | 7
24.07. | 8
24.07. | 9
24.07. | 10
24.07. | 11
24.07. | 12
24.07. | 13
24.07. | 14
24.07. | 15
24.07. | 16
24.07. | 17
24.07. | 18
24.07. | 19
24.07. | 20
24.07. | 21
24.07. | 22
24.07. | 23
24.07. | 24
25.07. | 1
25.07. | 2
25.07. | 3
25.07. | 4
25.07. | 5
25.07. | 6
25.07. | 7
25.07. | 8
25.07. | 9
25.07. | 10
25.07. | 11
25.07. | 12
25.07. | 13
25.07. | 14
25.07. | 15
25.07. | 16
25.07. | 17
25.07. | 18
25.07. | 19
25.07. | 20
25.07. | 21
25.07. | 22
25.07. | 23
25.07. | 24
26.07. | 1
26.07. | 2
26.07. | 3
26.07. | 4
26.07. | 5
26.07. | 6
26.07. | 7
26.07. | 8
26.07. | 9
26.07. | 10
26.07. | 11
26.07. | 12
26.07. | 13
26.07. | 14
26.07. | 15
26.07. | 16
26.07. | 17
26.07. | 18
26.07. | 19
26.07. | 20
26.07. | 21
26.07. | 22
26.07. | 23
26.07. | 24
27.07. | 1
27.07. | 2
27.07. | 3
27.07. | 4
27.07. | 5
27.07. | 6
27.07. | 7
27.07. | 8
27.07. | 9
27.07. | 10
27.07. | 11
27.07. | 12
27.07. | 13
27.07. | 14
27.07. | 15
27.07. | 16
27.07. | 17
27.07. | 18
27.07. | 19
27.07. | 20
27.07. | 21
27.07. | 22
27.07. | 23
27.07. | 24
28.07. | 1
28.07. | 2
28.07. | 3
28.07. | 4
28.07. | 5
28.07. | 6
28.07. | 7
28.07. | 8
28.07. | 9
28.07. | 10
28.07. | 11
28.07. | 12
28.07. | 13
28.07. | 14
28.07. | 15
28.07. | 16
28.07. | 17
28.07. | 18
28.07. | 19
28.07. | 20
28.07. | 21
28.07. | 22
28.07. | 23
28.07. | 24
29.07. | 1
29.07. | 2
29.07. | 3
29.07. | 4
29.07. | 5
29.07. | 6
29.07. | 7
29.07. | 8
29.07. | 9
29.07. | 10
29.07. | 11
29.07. | 12
29.07. | 13
29.07. | 14
29.07. | 15
29.07. | 16
29.07. | 17
29.07. | 18
29.07. | 19
29.07. | 20
29.07. | 21
29.07. | 22
29.07. | 23
29.07. | 24
30.07. | 1
30.07. | 2
30.07. | 3
30.07. | 4
30.07. | 5
30.07. | 6
30.07. | 7
30.07. | 8
30.07. | 9
30.07. | 10
30.07. | 11
30.07. | 12
30.07. | 13
30.07. | 14
30.07. | 15
30.07. | 16
30.07. | 17
30.07. | 18
30.07. | 19
30.07. | 20
30.07. | 21
30.07. | 22
30.07. | 23
30.07. | 24
31.07. | 1
31.07. | 2
31.07. | 3
31.07. | 4
31.07. | 5
31.07. | 6
31.07. | 7
31.07. | 8
31.07. | 9
31.07. | 10
31.07. | 11
31.07. | 12
31.07. | 13
31.07. | 14
31.07. | 15
31.07. | 16
31.07. | 17
31.07. | 18
31.07. | 19
31.07. | 20
31.07. | 21
31.07. | 22
31.07. | 23
31.07. | 24
01.08. | 1
01.08. | 2
01.08. | 3
01.08. | 4
01.08. | 5
01.08. | 6
01.08. | 7
01.08. | 8
01.08. | 9
01.08. | 10
01.08. | 11
01.08. | 12
01.08. | 13
01.08. | 14
01.08. | 15
01.08. | 16
01.08. | 17
01.08. | 18
01.08. | 19
01.08. | 20
01.08. | 21
01.08. | 22
01.08. | 23
01.08. | 24
02.08. | 1
02.08. | 2
02.08. | 3
02.08. | 4
02.08. | 5
02.08. | 6
02.08. | 7
02.08. | 8
02.08. | 9
02.08. | 10
02.08. | 11
02.08. | 12
02.08. | 13
02.08. | 14
02.08. | 15
02.08. | 16
02.08. | 17
02.08. | 18
02.08. | 19
02.08. | 20
02.08. | 21
02.08. | 22
02.08. | 23
02.08. | 24
03.08. | 1
03.08. | 2
03.08. | 3
03.08. | 4
03.08. | 5
03.08. | 6
03.08. | 7
03.08. | 8
03.08. | 9
03.08. | 10
03.08. | 11
03.08. | 12
03.08. | 13
03.08. | 14
03.08. | 15
03.08. | 16
03.08. | 17
03.08. | 18
03.08. | 19
03.08. | 20
03.08. | 21
03.08. | 22
03.08. | 23
03.08. | 24
04.08. | 1
04.08. | 2
04.08. | 3
04.08. | 4
04.08. | 5
04.08. | 6
04.08. | 7
04.08. | 8
04.08. | 9
04.08. | 10
04.08. | 11
04.08. | 12
04.08. | 13
04.08. | 14
04.08. | 15
04.08. | 16
04.08. | 17
04.08. | 18
04.08. | 19
04.08. | 20
04.08. | 21
04.08. | 22
04.08. | 23
04.08. | 24
05.08. | 1
05.08. | 2
05.08. | 3
05.08. | 4
05.08. | 5
05.08. | 6
05.08. | 7
05.08. | 8
05.08. | 9
05.08. | 10
05.08. | 11
05.08. | 12
05.08. | 13
05.08. | 14
05.08. | 15
05.08. | 16
05.08. | 17
05.08. | 18
05.08. | 19
05.08. | 20
05.08. | 21
05.08. | 22
05.08. | 23
05.08. | 24
06.08. | 1
06.08. | 2
06.08. | 3
06.08. | 4
06.08. | 5
06.08. | 6
06.08. | 7
06.08. | 8
06.08. | 9
06.08. | 10
06.08. | 11
06.08. | 12
06.08. | 13
06.08. | 14
06.08. | 15
06.08. | 16
06.08. | 17
06.08. | 18
06.08. | 19
06.08. | 20
06.08. | 21
06.08. | 22
06.08. | 23
06.08. | 24
07.08. | 1
07.08. | 2
07.08. | 3
07.08. | 4
07.08. | 5
07.08. | 6
07.08. | 7
07.08. | 8
07.08. | 9
07.08. | 10
07.08. | 11
07.08. | 12
07.08. | 13
07.08. | 14
07.08. | 15
07.08. | 16
07.08. | 17
07.08. | 18
07.08. | 19
07.08. | 20
07.08. | 21
07.08. | 22
07.08. | 23
07.08. | 24
08.08. | 1
08.08. | 2
08.08. | 3
08.08. | 4
08.08. | 5
08.08. | 6
08.08. | 7
08.08. | 8
08.08. | 9
08.08. | 10
08.08. | 11
08.08. | 12
08.08. | 13
08.08. | 14
08.08. | 15
08.08. | 16
08.08. | 17
08.08. | 18
08.08. | 19
08.08. | 20
08.08. | 21
08.08. | 22
08.08. | 23
08.08. | 24
09.08. | 1
09.08. | 2
09.08. | 3
09.08. | 4
09.08. | 5
09.08. | 6
09.08. | 7
09.08. | 8
09.08. | 9
09.08. | 10
09.08. | 11
09.08. | 12
09.08. | 13
09.08. | 14
09.08. | 15
09.08. | 16
09.08. | 17
09.08. | 18
09.08. | 19
09.08. | 20
09.08. | 21
09.08. | 22
09.08. | 23
09.08. | 24
10.08. | 1
10.08. | 2
10.08. | 3
10.08. | 4
10.08. | 5
10.08. | 6
10.08. | 7
10.08. | 8
10.08. | 9
10.08. | 10
10.08. | 11
10.08. | 12
10.08. | 13
10.08. | 14
10.08. | 15
10.08. | 16
10.08. | 17
10.08. | 18
10.08. | 19
10.08. | 20
10.08. | 21
10.08. | 22
10.08. | 23
10.08. | 24
11.08. | 1
11.08. | 2
11.08. | 3
11.08. | 4
11.08. | 5
11.08. | 6
11.08. | 7
11.08. | 8
11.08. | 9
11.08. | 10
11.08. | 11
11.08. | 12
11.08. | 13
11.08. | 14
11.08. | 15
11.08. | 16
11.08. | 17
11.08. | 18
11.08. | 19
11.08. | 20
11.08. | 21
11.08. | 22
11.08. | 23
11.08. | 24
12.08. | 1
12.08. | 2
12.08. | 3
12.08. | 4
12.08. | 5
12.08. | 6
12.08. | 7
12.08. | 8
12.08. | 9
12.08. | 10
12.08. | 11
12.08. | 12
12.08. | 13
12.08. | 14
12.08. | 15
12.08. | 16
12.08. | 17
12.08. | 18
12.08. | 19
12.08. | 20
12.08. | 21
12.08. | 22
12.08. | 23
12.08. | 24
13.08. | 1
13.08. | 2
13.08. | 3
13.08. | 4
13.08. | 5
13.08. | 6
13.08. | 7
13.08. | 8
13.08. | 9
13.08. | 10
13.08. | 11
13.08. | 12
13.08. | 13
13.08. | 14
13.08. | 15
13.08. | 16
13.08. | 17
13.08. | 18
13.08. | 19
13.08. | 20
13.08. | 21
13.08. | 22
13.08. | 23
13.08. | 24
14.08. | 1
14.08. | 2
14.08. | 3
14.08. | 4
14.08. | 5
14.08. | 6
14.08. | 7
14.08. | 8
14.08. | 9
14.08. | 10
14.08. | 11
14.08. | 12
14.08. | 13
14.08. | 14
14.08. | 15
14.08. | 16
14.08. | 17
14.08. | 18
14.08. | 19
14.08. | 20
14.08. | 21
14.08. | 22
14.08. | 23
14.08. | 24
15.08. | 1
15.08. | 2
15.08. | 3
15.08. | 4
15.08. | 5
15.08. | 6
15.08. | 7
15.08. | 8
15.08. | 9
15.08. | 10
15.08. | 11
15.08. | 12
15.08. | 13
15.08. | 14
15.08. | 15
15.08. | 16
15.08. | 17
15.08. | 18
15.08. | 19
15.08. | 20
15.08. | 21
15.08. | 22
15.08. | 23
15.08. | 24
16.08. | 1
16.08. | 2
16.08. | 3
16.08. | 4
16.08. | 5
16.08. | 6
16.08. | 7
16.08. | 8
16.08. | 9
16.08. | 10
16.08. | 11
16.08. | 12
16.08. | 13
16.08. | 14
16.08. | 15
16.08. | 16
16.08. | 17
16.08. | 18
16.08. | 19
16.08. | 20
16.08. | 21
16.08. | 22
16.08. | 23
16.08. | 24
17.08. | 1
17.08. | 2
17.08. | 3
17.08. | 4
17.08. | 5
17.08. | 6
17.08. | 7
17.08. | 8
17.08. | 9
17.08. | 10
17.08. | 11
17.08. | 12
17.08. | 13
17.08. | 14
17.08. | 15
17.08. | 16
17.08. | 17
17.08. | 18
17.08. | 19
17.08. | 20
17.08. | 21
17.08. | 22
17.08. | 23
17.08. | 24
18.08. | 1
18.08. | 2
18.08. | 3
18.08. | 4
18.08. | 5
18.08. | 6
18.08. | 7
18.08. | 8
18.08. | 9
18.08. | 10
18.08. | 11
18.08. | 12
18.08. | 13
18.08. | 14
18.08. | 15
18.08. | 16
18.08. | 17
18.08. | 18
18.08. | 19
18.08. | 20
18.08. | 21
18.08. | 22
18.08. | 23
18.08. | 24
19.08. | 1
19.08. | 2
19.08. | 3
19.08. | 4
19.08. | 5
19.08. | 6
19.08. | 7
19.08. | 8
19.08. | 9
19.08. | 10
19.08. | 11
19.08. | 12
19.08. | 13
19.08. | 14
19.08. | 15
19.08. | 16
19.08. | 17
19.08. | 18
19.08. | 19
19.08. | 20
19.08. | 21
19.08. | 22
19.08. | 23
19.08. | 24
20.08. | 1
20.08. | 2
20.08. | 3
20.08. | 4
20.08. | 5
20.08. | 6
20.08. | 7
20.08. | 8
20.08. | 9
20.08. | 10
20.08. | 11
20.08. | 12
20.08. | 13
20.08. | 14
20.08. | 15
20.08. | 16
20.08. | 17
20.08. | 18
20.08. | 19
20.08. | 20
20.08. | 21
20.08. | 22
20.08. | 23
20.08. | 24
21.08. | 1
21.08. | 2
21.08. | 3
21.08. | 4
21.08. | 5
21.08. | 6
21.08. | 7
21.08. | 8
21.08. | 9
21.08. | 10
21.08. | 11
21.08. | 12
21.08. | 13
21.08. | 14
21.08. | 15
21.08. | 16
21.08. | 17
21.08. | 18
21.08. | 19
21.08. | 20
21.08. | 21
21.08. | 22
21.08. | 23
21.08. | 24
22.08. | 1
22.08. | 2
22.08. | 3
22.08. | 4
22.08. | 5
22.08. | 6
22.08. | 7
22.08. | 8
22.08. | 9
22.08. | 10
22.08. | 11
22.08. | 12
22.08. | 13
22.08. | 14
22.08. | 15
22.08. | 16
22.08. | 17
22.08. | 18
22.08. | 19
22.08. | 20
22.08. | 21
22.08. | 22
22.08. | 23
22.08. | 24
23.08. | 1
23.08. | 2
23.08. | 3
23.08. | 4
23.08. | 5
23.08. | 6
23.08. | 7
23.08. | 8
23.08. | 9
23.08. | 10
23.08. | 11
23.08. | 12
23.08. | 13
23.08. | 14
23.08. | 15
23.08. | 16
23.08. | 17
23.08. | 18
23.08. | 19
23.08. | 20
23.08. | 21
23.08. | 22
23.08. | 23
23.08. | 24
24.08. | 1
24.08. | 2
24.08. | 3
24.08. | 4
24.08. | 5
24.08. | 6
24.08. | 7
24.08. | 8
24.08. | 9
24.08. | 10
24.08. | 11
24.08. | 12
24.08. | 13
24.08. | 14
24.08. | 15
24.08. | 16
24.08. | 17
24.08. | 18
24.08. | 19
24.08. | 20
24.08. | 21
24.08. | 22
24.08. | 23
24.08. | 24
25.08. | 1
25.08. | 2
25.08. | 3
25.08. | 4
25.08. | 5
25.08. | 6
25.08. | 7
25.08. | 8
25.08. | 9
25.08. | 10
25.08. | 11
25.08. | 12
25.08. | 13
25.08. | 14
25.08. | 15
25.08. | 16
25.08. | 17
25.08. | 18
25.08. | 19
25.08. | 20
25.08. | 21
25.08. | 22
25.08. | 23
25.08. | 24
26.08. | 1
26.08. | 2
26.08. | 3
26.08. | 4
26.08. | 5
26.08. | 6
26.08. | 7
26.08. | 8
26.08. | 9
26.08. | 10
26.08. | 11
26.08. | 12
26.08. | 13
26.08. | 14
26.08. | 15
26.08. | 16
26.08. | 17
26.08. | 18
26.08. | 19
26.08. | 20
26.08. | 21
26.08. | 22
26.08. | 23
26.08. | 24
27.08. | 1
27.08. | 2
27.08. | 3
27.08. | 4
27.08. | 5
27.08. | 6
27.08. | 7
27.08. | 8
27.08. | 9
27.08. | 10
27.08. | 11
27.08. | 12
27.08. | 13
27.08. | 14
27.08. | 15
27.08. | 16
27.08. | 17
27.08. | 18
27.08. | 19
27.08. | 20
27.08. | 21
27.08. | 22
27.08. | 23
27.08. | 24
28.08. | 1
28.08. | 2
28.08. | 3
28.08. | 4
28.08. | 5
28.08. | 6
28.08. | 7
28.08. | 8
28.08. | 9
28.08. | 10
28.08. | 11
28.08. | 12
28.08. | 13
28.08. | 14
28.08. | 15
28.08. | 16
28.08. | 17
28.08. | 18
28.08. | 19
28.08. | 20
28.08. | 21
28.08. | 22
28.08. | 23
28.08. | 24
29.08. | 1
29.08. | 2
29.08. | 3
29.08. | 4
29.08. | 5
29.08. | 6
29.08. | 7
29.08. | 8
29.08. | 9
29.08. | 10
29.08. | 11
29.08. | 12
29.08. | 13
29.08. | 14
29.08. | 15
29.08. | 16
29.08. | 17
29.08. | 18
29.08. | 19
29.08. | 20
29.08. | 21
29.08. | 22
29.08. | 23
29.08. | 24
30.08. | 1
30.08. | 2
30.08. | 3
30.08. | 4
30.08. | 5
30.08. | 6
30.08. | 7
30.08. | 8
30.08. | 9
30.08. | 10
30.08. | 11
30.08. | 12
30.08. | 13
30.08. | 14
30.08. | 15
30.08. | 16
30.08. | 17
30.08. | 18
30.08. | 19
30.08. | 20
30.08. | 21
30.08. | 22
30.08. | 23
30.08. | 24
31.08. | 1
31.08. | 2
31.08. | 3
31.08. | 4
31.08. | 5
31.08. | 6
31.08. | 7
31.08. | 8
31.08. | 9
31.08. | 10
31.08. | 11
31.08. | 12
31.08. | 13
31.08. | 14
31.08. | 15
31.08. | 16
31.08. | 17
31.08. | 18
31.08. | 19
31.08. | 20
31.08. | 21
31.08. | 22
31.08. | 23
31.08. | 24
01.09. | 1
01.09. | 2
01.09. | 3
01.09. | 4
01.09. | 5
01.09. | 6
01.09. | 7
01.09. | 8
01.09. | 9
01.09. | 10
01.09. | 11
01.09. | 12
01.09. | 13
01.09. | 14
01.09. | 15
01.09. | 16
01.09. | 17
01.09. | 18
01.09. | 19
01.09. | 20
01.09. | 21
01.09. | 22
01.09. | 23
01.09. | 24
02.09. | 1
02.09. | 2
02.09. | 3
02.09. | 4
02.09. | 5
02.09. | 6
02.09. | 7
02.09. | 8
02.09. | 9
02.09. | 10
02.09. | 11
02.09. | 12
02.09. | 13
02.09. | 14
02.09. | 15
02.09. | 16
02.09. | 17
02.09. | 18
02.09. | 19
02.09. | 20
02.09. | 21
02.09. | 22
02.09. | 23
02.09. | 24
03.09. | 1
03.09. | 2
03.09. | 3
03.09. | 4
03.09. | 5
03.09. | 6
03.09. | 7
03.09. | 8
03.09. | 9
03.09. | 10
03.09. | 11
03.09. | 12
03.09. | 13
03.09. | 14
03.09. | 15
03.09. | 16
03.09. | 17
03.09. | 18
03.09. | 19
03.09. | 20
03.09. | 21
03.09. | 22
03.09. | 23
03.09. | 24
04.09. | 1
04.09. | 2
04.09. | 3
04.09. | 4
04.09. | 5
04.09. | 6
04.09. | 7
04.09. | 8
04.09. | 9
04.09. | 10
04.09. | 11
04.09. | 12
04.09. | 13
04.09. | 14
04.09. | 15
04.09. | 16
04.09. | 17
04.09. | 18
04.09. | 19
04.09. | 20
04.09. | 21
04.09. | 22
04.09. | 23
04.09. | 24
05.09. | 1
05.09. | 2
05.09. | 3
05.09. | 4
05.09. | 5
05.09. | 6
05.09. | 7
05.09. | 8
05.09. | 9
05.09. | 10
05.09. | 11
05.09. | 12
05.09. | 13
05.09. | 14
05.09. | 15
05.09. | 16
05.09. | 17
05.09. | 18
05.09. | 19
05.09. | 20
05.09. | 21
05.09. | 22
05.09. | 23
05.09. | 24
06.09. | 1
06.09. | 2
06.09. | 3
06.09. | 4
06.09. | 5
06.09. | 6
06.09. | 7
06.09. | 8
06.09. | 9
06.09. | 10
06.09. | 11
06.09. | 12
06.09. | 13
06.09. | 14
06.09. | 15
06.09. | 16
06.09. | 17
06.09. | 18
06.09. | 19
06.09. | 20
06.09. | 21
06.09. | 22
06.09. | 23
06.09. | 24
07.09. | 1
07.09. | 2
07.09. | 3
07.09. | 4
07.09. | 5
07.09. | 6
07.09. | 7
07.09. | 8
07.09. | 9
07.09. | 10
07.09. | 11
07.09. | 12
07.09. | 13
07.09. | 14
07.09. | 15
07.09. | 16
07.09. | 17
07.09. | 18
07.09. | 19
07.09. | 20
07.09. | 21
07.09. | 22
07.09. | 23
07.09. | 24
08.09. | 1
08.09. | 2
08.09. | 3
08.09. | 4
08.09. | 5
08.09. | 6
08.09. | 7
08.09. | 8
08.09. | 9
08.09. | 10
08.09. | 11
08.09. | 12
08.09. | 13
08.09. | 14
08.09. | 15
08.09. | 16
08.09. | 17
08.09. | 18
08.09. | 19
08.09. | 20
08.09. | 21
08.09. | 22
08.09. | 23
08.09. | 24
09.09. | 1
09.09. | 2
09.09. | 3
09.09. | 4
09.09. | 5
09.09. | 6
09.09. | 7
09.09. | 8
09.09. | 9
09.09. | 10
09.09. | 11
09.09. | 12
09.09. | 13
09.09. | 14
09.09. | 15
09.09. | 16
09.09. | 17
09.09. | 18
09.09. | 19
09.09. | 20
09.09. | 21
09.09. | 22
09.09. | 23
09.09. | 24
10.09. | 1
10.09. | 2
10.09. | 3
10.09. | 4
10.09. | 5
10.09. | 6
10.09. | 7
10.09. | 8
10.09. | 9
10.09. | 10
10.09. | 11
10.09. | 12
10.09. | 13
10.09. | 14
10.09. | 15
10.09. | 16
10.09. | 17
10.09. | 18
10.09. | 19
10.09. | 20
10.09. | 21
10.09. | 22
10.09. | 23
10.09. | 24
11.09. | 1
11.09. | 2
11.09. | 3
11.09. | 4
11.09. | 5
11.09. | 6
11.09. | 7
11.09. | 8
11.09. | 9
11.09. | 10
11.09. | 11
11.09. | 12
11.09. | 13
11.09. | 14
11.09. | 15
11.09. | 16
11.09. | 17
11.09. | 18
11.09. | 19
11.09. | 20
11.09. | 21
11.09. | 22
11.09. | 23
11.09. | 24
12.09. | 1
12.09. | 2
12.09. | 3
12.09. | 4
12.09. | 5
12.09. | 6
12.09. | 7
12.09. | 8
12.09. | 9
12.09. | 10
12.09. | 11
12.09. | 12
12.09. | 13
12.09. | 14
12.09. | 15
12.09. | 16
12.09. | 17
12.09. | 18
12.09. | 19
12.09. | 20
12.09. | 21
12.09. | 22
12.09. | 23
12.09. | 24
13.09. | 1
13.09. | 2
13.09. | 3
13.09. | 4
13.09. | 5
13.09. | 6
13.09. | 7
13.09. | 8
13.09. | 9
13.09. | 10
13.09. | 11
13.09. | 12
13.09. | 13
13.09. | 14
13.09. | 15
13.09. | 16
13.09. | 17
13.09. | 18
13.09. | 19
13.09. | 20
13.09. | 21
13.09. | 22
13.09. | 23
13.09. | 24
14.09. | 1
14.09. | 2
14.09. | 3
14.09. | 4
14.09. | 5
14.09. | 6
14.09. | 7
14.09. | 8
14.09. | 9
14.09. | 10
14.09. | 11
14.09. | 12
14.09. | 13
14.09. | 14
14.09. | 15
14.09. | 16
14.09. | 17
14.09. | 18
14.09. | 19
14.09. | 20
14.09. | 21
14.09. | 22
14.09. | 23
14.09. | 24
15.09. | 1
15.09. | 2
15.09. | 3
15.09. | 4
15.09. | 5
15.09. | 6
15.09. | 7
15.09. | 8
15.09. | 9
15.09. | 10
15.09. | 11
15.09. | 12
15.09. | 13
15.09. | 14
15.09. | 15
15.09. | 16
15.09. | 17
15.09. | 18
15.09. | 19
15.09. | 20
15.09. | 21
15.09. | 22
15.09. | 23
15.09. | 24
16.09. | 1
16.09. | 2
16.09. | 3
16.09. | 4
16.09. | 5
16.09. | 6
16.09. | 7
16.09. | 8
16.09. | 9
16.09. | 10
16.09. | 11
16.09. | 12
16.09. | 13
16.09. | 14
16.09. | 15
16.09. | 16
16.09. | 17
16.09. | 18
16.09. | 19
16.09. | 20
16.09. | 21
16.09. | 22
16.09. | 23
16.09. | 24
17.09. | 1
17.09. | 2
17.09. | 3
17.09. | 4
17.09. | 5
17.09. | 6
17.09. | 7
17.09. | 8
17.09. | 9
17.09. | 10
17.09. | 11
17.09. | 12
17.09. | 13
17.09. | 14
17.09. | 15
17.09. | 16
17.09. | 17
17.09. | 18
17.09. | 19
17.09. | 20
17.09. | 21
17.09. | 22
17.09. | 23
17.09. | 24
18.09. | 1
18.09. | 2
18.09. | 3
18.09. | 4
18.09. | 5
18.09. | 6
18.09. | 7
18.09. | 8
18.09. | 9
18.09. | 10
18.09. | 11
18.09. | 12
18.09. | 13
18.09. | 14
18.09. | 15
18.09. | 16
18.09. | 17
18.09. | 18
18.09. | 19
18.09. | 20
18.09. | 21
18.09. | 22
18.09. | 23
18.09. | 24
19.09. | 1
19.09. | 2
19.09. | 3
19.09. | 4
19.09. | 5
19.09. | 6
19.09. | 7
19.09. | 8
19.09. | 9
19.09. | 10
19.09. | 11
19.09. | 12
19.09. | 13
19.09. | 14
19.09. | 15
19.09. | 16
19.09. | 17
19.09. | 18
19.09. | 19
19.09. | 20
19.09. | 21
19.09. | 22
19.09. | 23
19.09. | 24
20.09. | 1
20.09. | 2
20.09. | 3
20.09. | 4
20.09. | 5
20.09. | 6
20.09. | 7
20.09. | 8
20.09. | 9
20.09. | 10
20.09. | 11
20.09. | 12
20.09. | 13
20.09. | 14
20.09. | 15
20.09. | 16
20.09. | 17
20.09. | 18
20.09. | 19
20.09. | 20
20.09. | 21
20.09. | 22
20.09. | 23
20.09. | 24
21.09. | 1
21.09. | 2
21.09. | 3
21.09. | 4
21.09. | 5
21.09. | 6
21.09. | 7
21.09. | 8
21.09. | 9
21.09. | 10
21.09. | 11
21.09. | 12
21.09. | 13
21.09. | 14
21.09. | 15
21.09. | 16
21.09. | 17
21.09. | 18
21.09. | 19
21.09. | 20
21.09. | 21
21.09. | 22
21.09. | 23
21.09. | 24
22.09. | 1
22.09. | 2
22.09. | 3
22.09. | 4
22.09. | 5
22.09. | 6
22.09. | 7
22.09. | 8
22.09. | 9
22.09. | 10
22.09. | 11
22.09. | 12
22.09. | 13
22.09. | 14
22.09. | 15
22.09. | 16
22.09. | 17
22.09. | 18
22.09. | 19
22.09. | 20
22.09. | 21
22.09. | 22
22.09. | 23
22.09. | 24
23.09. | 1
23.09. | 2
23.09. | 3
23.09. | 4
23.09. | 5
23.09. | 6
23.09. | 7
23.09. | 8
23.09. | 9
23.09. | 10
23.09. | 11
23.09. | 12
23.09. | 13
23.09. | 14
23.09. | 15
23.09. | 16
23.09. | 17
23.09. | 18
23.09. | 19
23.09. | 20
23.09. | 21
23.09. | 22
23.09. | 23
23.09. | 24
24.09. | 1
24.09. | 2
24.09. | 3
24.09. | 4
24.09. | 5
24.09. | 6
24.09. | 7
24.09. | 8
24.09. | 9
24.09. | 10
24.09. | 11
24.09. | 12
24.09. | 13
24.09. | 14
24.09. | 15
24.09. | 16
24.09. | 17
24.09. | 18
24.09. | 19
24.09. | 20
24.09. | 21
24.09. | 22
24.09. | 23
24.09. | 24
25.09. | 1
25.09. | 2
25.09. | 3
25.09. | 4
25.09. | 5
25.09. | 6
25.09. | 7
25.09. | 8
25.09. | 9
25.09. | 10
25.09. | 11
25.09. | 12
25.09. | 13
25.09. | 14
25.09. | 15
25.09. | 16
25.09. | 17
25.09. | 18
25.09. | 19
25.09. | 20
25.09. | 21
25.09. | 22
25.09. | 23
25.09. | 24
26.09. | 1
26.09. | 2
26.09. | 3
26.09. | 4
26.09. | 5
26.09. | 6
26.09. | 7
26.09. | 8
26.09. | 9
26.09. | 10
26.09. | 11
26.09. | 12
26.09. | 13
26.09. | 14
26.09. | 15
26.09. | 16
26.09. | 17
26.09. | 18
26.09. | 19
26.09. | 20
26.09. | 21
26.09. | 22
26.09. | 23
26.09. | 24
27.09. | 1
27.09. | 2
27.09. | 3
27.09. | 4
27.09. | 5
27.09. | 6
27.09. | 7
27.09. | 8
27.09. | 9
27.09. | 10
27.09. | 11
27.09. | 12
27.09. | 13
27.09. | 14
27.09. | 15
27.09. | 16
27.09. | 17
27.09. | 18
27.09. | 19
27.09. | 20
27.09. | 21
27.09. | 22
27.09. | 23
27.09. | 24
28.09. | 1
28.09. | 2
28.09. | 3
28.09. | 4
28.09. | 5
28.09. | 6
28.09. | 7
28.09. | 8
28.09. | 9
28.09. | 10
28.09. | 11
28.09. | 12
28.09. | 13
28.09. | 14
28.09. | 15
28.09. | 16
28.09. | 17
28.09. | 18
28.09. | 19
28.09. | 20
28.09. | 21
28.09. | 22
28.09. | 23
28.09. | 24
29.09. | 1
29.09. | 2
29.09. | 3
29.09. | 4
29.09. | 5
29.09. | 6
29.09. | 7
29.09. | 8
29.09. | 9
29.09. | 10
29.09. | 11
29.09. | 12
29.09. | 13
29.09. | 14
29.09. | 15
29.09. | 16
29.09. | 17
29.09. | 18
29.09. | 19
29.09. | 20
29.09. | 21
29.09. | 22
29.09. | 23
29.09. | 24
30.09. | 1
30.09. | 2
30.09. | 3
30.09. | 4
30.09. | 5
30.09. | 6
30.09. | 7
30.09. | 8
30.09. | 9
30.09. | 10
30.09. | 11
30.09. | 12
30.09. | 13
30.09. | 14
30.09. | 15
30.09. | 16
30.09. | 17
30.09. | 18
30.09. | 19
30.09. | 20
30.09. | 21
30.09. | 22
30.09. | 23
30.09. | 24
01.10. | 1
01.10. | 2
01.10. | 3
01.10. | 4
01.10. | 5
01.10. | 6
01.10. | 7
01.10. | 8
01.10. | 9
01.10. | 10
01.10. | 11
01.10. | 12
01.10. | 13
01.10. | 14
01.10. | 15
01.10. | 16
01.10. | 17
01.10. | 18
01.10. | 19
01.10. | 20
01.10. | 21
01.10. | 22
01.10. | 23
01.10. | 24
02.10. | 1
02.10. | 2
02.10. | 3
02.10. | 4
02.10. | 5
02.10. | 6
02.10. | 7
02.10. | 8
02.10. | 9
02.10. | 10
02.10. | 11
02.10. | 12
02.10. | 13
02.10. | 14
02.10. | 15
02.10. | 16
02.10. | 17
02.10. | 18
02.10. | 19
02.10. | 20
02.10. | 21
02.10. | 22
02.10. | 23
02.10. | 24
03.10. | 1
03.10. | 2
03.10. | 3
03.10. | 4
03.10. | 5
03.10. | 6
03.10. | 7
03.10. | 8
03.10. | 9
03.10. | 10
03.10. | 11
03.10. | 12
03.10. | 13
03.10. | 14
03.10. | 15
03.10. | 16
03.10. | 17
03.10. | 18
03.10. | 19
03.10. | 20
03.10. | 21
03.10. | 22
03.10. | 23
03.10. | 24
04.10. | 1
04.10. | 2
04.10. | 3
04.10. | 4
04.10. | 5
04.10. | 6
04.10. | 7
04.10. | 8
04.10. | 9
04.10. | 10
04.10. | 11
04.10. | 12
04.10. | 13
04.10. | 14
04.10. | 15
04.10. | 16
04.10. | 17
04.10. | 18
04.10. | 19
04.10. | 20
04.10. | 21
04.10. | 22
04.10. | 23
04.10. | 24
05.10. | 1
05.10. | 2
05.10. | 3
05.10. | 4
05.10. | 5
05.10. | 6
05.10. | 7
05.10. | 8
05.10. | 9
05.10. | 10
05.10. | 11
05.10. | 12
05.10. | 13
05.10. | 14
05.10. | 15
05.10. | 16
05.10. | 17
05.10. | 18
05.10. | 19
05.10. | 20
05.10. | 21
05.10. | 22
05.10. | 23
05.10. | 24
06.10. | 1
06.10. | 2
06.10. | 3
06.10. | 4
06.10. | 5
06.10. | 6
06.10. | 7
06.10. | 8
06.10. | 9
06.10. | 10
06.10. | 11
06.10. | 12
06.10. | 13
06.10. | 14
06.10. | 15
06.10. | 16
06.10. | 17
06.10. | 18
06.10. | 19
06.10. | 20
06.10. | 21
06.10. | 22
06.10. | 23
06.10. | 24
07.10. | 1
07.10. | 2
07.10. | 3
07.10. | 4
07.10. | 5
07.10. | 6
07.10. | 7
07.10. | 8
07.10. | 9
07.10. | 10
07.10. | 11
07.10. | 12
07.10. | 13
07.10. | 14
07.10. | 15
07.10. | 16
07.10. | 17
07.10. | 18
07.10. | 19
07.10. | 20
07.10. | 21
07.10. | 22
07.10. | 23
07.10. | 24
08.10. | 1
08.10. | 2
08.10. | 3
08.10. | 4
08.10. | 5
08.10. | 6
08.10. | 7
08.10. | 8
08.10. | 9
08.10. | 10
08.10. | 11
08.10. | 12
08.10. | 13
08.10. | 14
08.10. | 15
08.10. | 16
08.10. | 17
08.10. | 18
08.10. | 19
08.10. | 20
08.10. | 21
08.10. | 22
08.10. | 23
08.10. | 24
09.10. | 1
09.10. | 2
09.10. | 3
09.10. | 4
09.10. | 5
09.10. | 6
09.10. | 7
09.10. | 8
09.10. | 9
09.10. | 10
09.10. | 11
09.10. | 12
09.10. | 13
09.10. | 14
09.10. | 15
09.10. | 16
09.10. | 17
09.10. | 18
09.10. | 19
09.10. | 20
09.10. | 21
09.10. | 22
09.10. | 23
09.10. | 24
10.10. | 1
10.10. | 2
10.10. | 3
10.10. | 4
10.10. | 5
10.10. | 6
10.10. | 7
10.10. | 8
10.10. | 9
10.10. | 10
10.10. | 11
10.10. | 12
10.10. | 13
10.10. | 14
10.10. | 15
10.10. | 16
10.10. | 17
10.10. | 18
10.10. | 19
10.10. | 20
10.10. | 21
10.10. | 22
10.10. | 23
10.10. | 24
11.10. | 1
11.10. | 2
11.10. | 3
11.10. | 4
11.10. | 5
11.10. | 6
11.10. | 7
11.10. | 8
11.10. | 9
11.10. | 10
11.10. | 11
11.10. | 12
11.10. | 13
11.10. | 14
11.10. | 15
11.10. | 16
11.10. | 17
11.10. | 18
11.10. | 19
11.10. | 20
11.10. | 21
11.10. | 22
11.10. | 23
11.10. | 24
12.10. | 1
12.10. | 2
12.10. | 3
12.10. | 4
12.10. | 5
12.10. | 6
12.10. | 7
12.10. | 8
12.10. | 9
12.10. | 10
12.10. | 11
12.10. | 12
12.10. | 13
12.10. | 14
12.10. | 15
12.10. | 16
12.10. | 17
12.10. | 18
12.10. | 19
12.10. | 20
12.10. | 21
12.10. | 22
12.10. | 23
12.10. | 24
13.10. | 1
13.10. | 2
13.10. | 3
13.10. | 4
13.10. | 5
13.10. | 6
13.10. | 7
13.10. | 8
13.10. | 9
13.10. | 10
13.10. | 11
13.10. | 12
13.10. | 13
13.10. | 14
13.10. | 15
13.10. | 16
13.10. | 17
13.10. | 18
13.10. | 19
13.10. | 20
13.10. | 21
13.10. | 22
13.10. | 23
13.10. | 24
14.10. | 1
14.10. | 2
14.10. | 3
14.10. | 4
14.10. | 5
14.10. | 6
14.10. | 7
14.10. | 8
14.10. | 9
14.10. | 10
14.10. | 11
14.10. | 12
14.10. | 13
14.10. | 14
14.10. | 15
14.10. | 16
14.10. | 17
14.10. | 18
14.10. | 19
14.10. | 20
14.10. | 21
14.10. | 22
14.10. | 23
14.10. | 24
15.10. | 1
15.10. | 2
15.10. | 3
15.10. | 4
15.10. | 5
15.10. | 6
15.10. | 7
15.10. | 8
15.10. | 9
15.10. | 10
15.10. | 11
15.10. | 12
15.10. | 13
15.10. | 14
15.10. | 15
15.10. | 16
15.10. | 17
15.10. | 18
15.10. | 19
15.10. | 20
15.10. | 21
15.10. | 22
15.10. | 23
15.10. | 24
16.10. | 1
16.10. | 2
16.10. | 3
16.10. | 4
16.10. | 5
16.10. | 6
16.10. | 7
16.10. | 8
16.10. | 9
16.10. | 10
16.10. | 11
16.10. | 12
16.10. | 13
16.10. | 14
16.10. | 15
16.10. | 16
16.10. | 17
16.10. | 18
16.10. | 19
16.10. | 20
16.10. | 21
16.10. | 22
16.10. | 23
16.10. | 24
17.10. | 1
17.10. | 2
17.10. | 3
17.10. | 4
17.10. | 5
17.10. | 6
17.10. | 7
17.10. | 8
17.10. | 9
17.10. | 10
17.10. | 11
17.10. | 12
17.10. | 13
17.10. | 14
17.10. | 15
17.10. | 16
17.10. | 17
17.10. | 18
17.10. | 19
17.10. | 20
17.10. | 21
17.10. | 22
17.10. | 23
17.10. | 24
18.10. | 1
18.10. | 2
18.10. | 3
18.10. | 4
18.10. | 5
18.10. | 6
18.10. | 7
18.10. | 8
18.10. | 9
18.10. | 10
18.10. | 11
18.10. | 12
18.10. | 13
18.10. | 14
18.10. | 15
18.10. | 16
18.10. | 17
18.10. | 18
18.10. | 19
18.10. | 20
18.10. | 21
18.10. | 22
18.10. | 23
18.10. | 24
19.10. | 1
19.10. | 2
19.10. | 3
19.10. | 4
19.10. | 5
19.10. | 6
19.10. | 7
19.10. | 8
19.10. | 9
19.10. | 10
19.10. | 11
19.10. | 12
19.10. | 13
19.10. | 14
19.10. | 15
19.10. | 16
19.10. | 17
19.10. | 18
19.10. | 19
19.10. | 20
19.10. | 21
19.10. | 22
19.10. | 23
19.10. | 24
20.10. | 1
20.10. | 2
20.10. | 3
20.10. | 4
20.10. | 5
20.10. | 6
20.10. | 7
20.10. | 8
20.10. | 9
20.10. | 10
20.10. | 11
20.10. | 12
20.10. | 13
20.10. | 14
20.10. | 15
20.10. | 16
20.10. | 17
20.10. | 18
20.10. | 19
20.10. | 20
20.10. | 21
20.10. | 22
20.10. | 23
20.10. | 24
21.10. | 1
21.10. | 2
21.10. | 3
21.10. | 4
21.10. | 5
21.10. | 6
21.10. | 7
21.10. | 8
21.10. | 9
21.10. | 10
21.10. | 11
21.10. | 12
21.10. | 13
21.10. | 14
21.10. | 15
21.10. | 16
21.10. | 17
21.10. | 18
21.10. | 19
21.10. | 20
21.10. | 21
21.10. | 22
21.10. | 23
21.10. | 24
22.10. | 1
22.10. | 2
22.10. | 3
22.10. | 4
22.10. | 5
22.10. | 6
22.10. | 7
22.10. | 8
22.10. | 9
22.10. | 10
22.10. | 11
22.10. | 12
22.10. | 13
22.10. | 14
22.10. | 15
22.10. | 16
22.10. | 17
22.10. | 18
22.10. | 19
22.10. | 20
22.10. | 21
22.10. | 22
22.10. | 23
22.10. | 24
23.10. | 1
23.10. | 2
23.10. | 3
23.10. | 4
23.10. | 5
23.10. | 6
23.10. | 7
23.10. | 8
23.10. | 9
23.10. | 10
23.10. | 11
23.10. | 12
23.10. | 13
23.10. | 14
23.10. | 15
23.10. | 16
23.10. | 17
23.10. | 18
23.10. | 19
23.10. | 20
23.10. | 21
23.10. | 22
23.10. | 23
23.10. | 24
24.10. | 1
24.10. | 2
24.10. | 3
24.10. | 4
24.10. | 5
24.10. | 6
24.10. | 7
24.10. | 8
24.10. | 9
24.10. | 10
24.10. | 11
24.10. | 12
24.10. | 13
24.10. | 14
24.10. | 15
24.10. | 16
24.10. | 17
24.10. | 18
24.10. | 19
24.10. | 20
24.10. | 21
24.10. | 22
24.10. | 23
24.10. | 24
25.10. | 1
25.10. | 2
25.10. | 3
25.10. | 4
25.10. | 5
25.10. | 6
25.10. | 7
25.10. | 8
25.10. | 9
25.10. | 10
25.10. | 11
25.10. | 12
25.10. | 13
25.10. | 14
25.10. | 15
25.10. | 16
25.10. | 17
25.10. | 18
25.10. | 19
25.10. | 20
25.10. | 21
25.10. | 22
25.10. | 23
25.10. | 24
26.10. | 1
26.10. | 2
26.10. | 3
26.10. | 4
26.10. | 5
26.10. | 6
26.10. | 7
26.10. | 8
26.10. | 9
26.10. | 10
26.10. | 11
26.10. | 12
26.10. | 13
26.10. | 14
26.10. | 15
26.10. | 16
26.10. | 17
26.10. | 18
26.10. | 19
26.10. | 20
26.10. | 21
26.10. | 22
26.10. | 23
26.10. | 24
27.10. | 1
27.10. | 2
27.10. | 3
27.10. | 4
27.10. | 5
27.10. | 6
27.10. | 7
27.10. | 8
27.10. | 9
27.10. | 10
27.10. | 11
27.10. | 12
27.10. | 13
27.10. | 14
27.10. | 15
27.10. | 16
27.10. | 17
27.10. | 18
27.10. | 19
27.10. | 20
27.10. | 21
27.10. | 22
27.10. | 23
27.10. | 24
28.10. | 1
28.10. | 2
28.10. | 3
28.10. | 4
28.10. | 5
28.10. | 6
28.10. | 7
28.10. | 8
28.10. | 9
28.10. | 10
28.10. | 11
28.10. | 12
28.10. | 13
28.10. | 14
28.10. | 15
28.10. | 16
28.10. | 17
28.10. | 18
28.10. | 19
28.10. | 20
28.10. | 21
28.10. | 22
28.10. | 23
28.10. | 24
29.10. | 1
29.10. | 2
29.10. | 3
29.10. | 4
29.10. | 5
29.10. | 6
29.10. | 7
29.10. | 8
29.10. | 9
29.10. | 10
29.10. | 11
29.10. | 12
29.10. | 13
29.10. | 14
29.10. | 15
29.10. | 16
29.10. | 17
29.10. | 18
29.10. | 19
29.10. | 20
29.10. | 21
29.10. | 22
29.10. | 23
29.10. | 24
30.10. | 1
30.10. | 2
30.10. | 3
30.10. | 4
30.10. | 5
30.10. | 6
30.10. | 7
30.10. | 8
30.10. | 9
30.10. | 10
30.10. | 11
30.10. | 12
30.10. | 13
30.10. | 14
30.10. | 15
30.10. | 16
30.10. | 17
30.10. | 18
30.10. | 19
30.10. | 20
30.10. | 21
30.10. | 22
30.10. | 23
30.10. | 24
31.10. | 1
31.10. | 2
31.10. | 3
31.10. | 4
31.10. | 5
31.10. | 6
31.10. | 7
31.10. | 8
31.10. | 9
31.10. | 10
31.10. | 11
31.10. | 12
31.10. | 13
31.10. | 14
31.10. | 15
31.10. | 16
31.10. | 17
31.10. | 18
31.10. | 19
31.10. | 20
31.10. | 21
31.10. | 22
31.10. | 23
31.10. | 24
01.11. | 1
01.11. | 2
01.11. | 3
01.11. | 4
01.11. | 5
01.11. | 6
01.11. | 7
01.11. | 8
01.11. | 9
01.11. | 10
01.11. | 11
01.11. | 12
01.11. | 13
01.11. | 14
01.11. | 15
01.11. | 16
01.11. | 17
01.11. | 18
01.11. | 19
01.11. | 20
01.11. | 21
01.11. | 22
01.11. | 23
01.11. | 24
02.11. | 1
02.11. | 2
02.11. | 3
02.11. | 4
02.11. | 5
02.11. | 6
02.11. | 7
02.11. | 8
02.11. | 9
02.11. | 10
02.11. | 11
02.11. | 12
02.11. | 13
02.11. | 14
02.11. | 15
02.11. | 16
02.11. | 17
02.11. | 18
02.11. | 19
02.11. | 20
02.11. | 21
02.11. | 22
02.11. | 23
02.11. | 24
03.11. | 1
03.11. | 2
03.11. | 3
03.11. | 4
03.11. | 5
03.11. | 6
03.11. | 7
03.11. | 8
03.11. | 9
03.11. | 10
03.11. | 11
03.11. | 12
03.11. | 13
03.11. | 14
03.11. | 15
03.11. | 16
03.11. | 17
03.11. | 18
03.11. | 19
03.11. | 20
03.11. | 21
03.11. | 22
03.11. | 23
03.11. | 24
04.11. | 1
04.11. | 2
04.11. | 3
04.11. | 4
04.11. | 5
04.11. | 6
04.11. | 7
04.11. | 8
04.11. | 9
04.11. | 10
04.11. | 11
04.11. | 12
04.11. | 13
04.11. | 14
04.11. | 15
04.11. | 16
04.11. | 17
04.11. | 18
04.11. | 19
04.11. | 20
04.11. | 21
04.11. | 22
04.11. | 23
04.11. | 24
05.11. | 1
05.11. | 2
05.11. | 3
05.11. | 4
05.11. | 5
05.11. | 6
05.11. | 7
05.11. | 8
05.11. | 9
05.11. | 10
05.11. | 11
05.11. | 12
05.11. | 13
05.11. | 14
05.11. | 15
05.11. | 16
05.11. | 17
05.11. | 18
05.11. | 19
05.11. | 20
05.11. | 21
05.11. | 22
05.11. | 23
05.11. | 24
06.11. | 1
06.11. | 2
06.11. | 3
06.11. | 4
06.11. | 5
06.11. | 6
06.11. | 7
06.11. | 8
06.11. | 9
06.11. | 10
06.11. | 11
06.11. | 12
06.11. | 13
06.11. | 14
06.11. | 15
06.11. | 16
06.11. | 17
06.11. | 18
06.11. | 19
06.11. | 20
06.11. | 21
06.11. | 22
06.11. | 23
06.11. | 24
07.11. | 1
07.11. | 2
07.11. | 3
07.11. | 4
07.11. | 5
07.11. | 6
07.11. | 7
07.11. | 8
07.11. | 9
07.11. | 10
07.11. | 11
07.11. | 12
07.11. | 13
07.11. | 14
07.11. | 15
07.11. | 16
07.11. | 17
07.11. | 18
07.11. | 19
07.11. | 20
07.11. | 21
07.11. | 22
07.11. | 23
07.11. | 24
08.11. | 1
08.11. | 2
08.11. | 3
08.11. | 4
08.11. | 5
08.11. | 6
08.11. | 7
08.11. | 8
08.11. | 9
08.11. | 10
08.11. | 11
08.11. | 12
08.11. | 13
08.11. | 14
08.11. | 15
08.11. | 16
08.11. | 17
08.11. | 18
08.11. | 19
08.11. | 20
08.11. | 21
08.11. | 22
08.11. | 23
08.11. | 24
09.11. | 1
09.11. | 2
09.11. | 3
09.11. | 4
09.11. | 5
09.11. | 6
09.11. | 7
09.11. | 8
09.11. | 9
09.11. | 10
09.11. | 11
09.11. | 12
09.11. | 13
09.11. | 14
09.11. | 15
09.11. | 16
09.11. | 17
09.11. | 18
09.11. | 19
09.11. | 20
09.11. | 21
09.11. | 22
09.11. | 23
09.11. | 24
10.11. | 1
10.11. | 2
10.11. | 3
10.11. | 4
10.11. | 5
10.11. | 6
10.11. | 7
10.11. | 8
10.11. | 9
10.11. | 10
10.11. | 11
10.11. | 12
10.11. | 13
10.11. | 14
10.11. | 15
10.11. | 16
10.11. | 17
10.11. | 18
10.11. | 19
10.11. | 20
10.11. | 21
10.11. | 22
10.11. | 23
10.11. | 24
11.11. | 1
11.11. | 2
11.11. | 3
11.11. | 4
11.11. | 5
11.11. | 6
11.11. | 7
11.11. | 8
11.11. | 9
11.11. | 10
11.11. | 11
11.11. | 12
11.11. | 13
11.11. | 14
11.11. | 15
11.11. | 16
11.11. | 17
11.11. | 18
11.11. | 19
11.11. | 20
11.11. | 21
11.11. | 22
11.11. | 23
11.11. | 24
12.11. | 1
12.11. | 2
12.11. | 3
12.11. | 4
12.11. | 5
12.11. | 6
12.11. | 7
12.11. | 8
12.11. | 9
12.11. | 10
12.11. | 11
12.11. | 12
12.11. | 13
12.11. | 14
12.11. | 15
12.11. | 16
12.11. | 17
12.11. | 18
12.11. | 19
12.11. | 20
12.11. | 21
12.11. | 22
12.11. | 23
12.11. | 24
13.11. | 1
13.11. | 2
13.11. | 3
13.11. | 4
13.11. | 5
13.11. | 6
13.11. | 7
13.11. | 8
13.11. | 9
13.11. | 10
13.11. | 11
13.11. | 12
13.11. | 13
13.11. | 14
13.11. | 15
13.11. | 16
13.11. | 17
13.11. | 18
13.11. | 19
13.11. | 20
13.11. | 21
13.11. | 22
13.11. | 23
13.11. | 24
14.11. | 1
14.11. | 2
14.11. | 3
14.11. | 4
14.11. | 5
14.11. | 6
14.11. | 7
14.11. | 8
14.11. | 9
14.11. | 10
14.11. | 11
14.11. | 12
14.11. | 13
14.11. | 14
14.11. | 15
14.11. | 16
14.11. | 17
14.11. | 18
14.11. | 19
14.11. | 20
14.11. | 21
14.11. | 22
14.11. | 23
14.11. | 24
15.11. | 1
15.11. | 2
15.11. | 3
15.11. | 4
15.11. | 5
15.11. | 6
15.11. | 7
15.11. | 8
15.11. | 9
15.11. | 10
15.11. | 11
15.11. | 12
15.11. | 13
15.11. | 14
15.11. | 15
15.11. | 16
15.11. | 17
15.11. | 18
15.11. | 19
15.11. | 20
15.11. | 21
15.11. | 22
15.11. | 23
15.11. | 24
16.11. | 1
16.11. | 2
16.11. | 3
16.11. | 4
16.11. | 5
16.11. | 6
16.11. | 7
16.11. | 8
16.11. | 9
16.11. | 10
16.11. | 11
16.11. | 12
16.11. | 13
16.11. | 14
16.11. | 15
16.11. | 16
16.11. | 17
16.11. | 18
16.11. | 19
16.11. | 20
16.11. | 21
16.11. | 22
16.11. | 23
16.11. | 24
17.11. | 1
17.11. | 2
17.11. | 3
17.11. | 4
17.11. | 5
17.11. | 6
17.11. | 7
17.11. | 8
17.11. | 9
17.11. | 10
17.11. | 11
17.11. | 12
17.11. | 13
17.11. | 14
17.11. | 15
17.11. | 16
17.11. | 17
17.11. | 18
17.11. | 19
17.11. | 20
17.11. | 21
17.11. | 22
17.11. | 23
17.11. | 24
18.11. | 1
18.11. | 2
18.11. | 3
18.11. | 4
18.11. | 5
18.11. | 6
18.11. | 7
18.11. | 8
18.11. | 9
18.11. | 10
18.11. | 11
18.11. | 12
18.11. | 13
18.11. | 14
18.11. | 15
18.11. | 16
18.11. | 17
18.11. | 18
18.11. | 19
18.11. | 20
18.11. | 21
18.11. | 22
18.11. | 23
18.11. | 24
19.11. | 1
19.11. | 2
19.11. | 3
19.11. | 4
19.11. | 5
19.11. | 6
19.11. | 7
19.11. | 8
19.11. | 9
19.11. | 10
19.11. | 11
19.11. | 12
19.11. | 13
19.11. | 14
19.11. | 15
19.11. | 16
19.11. | 17
19.11. | 18
19.11. | 19
19.11. | 20
19.11. | 21
19.11. | 22
19.11. | 23
19.11. | 24
20.11. | 1
20.11. | 2
20.11. | 3
20.11. | 4
20.11. | 5
20.11. | 6
20.11. | 7
20.11. | 8
20.11. | 9
20.11. | 10
20.11. | 11
20.11. | 12
20.11. | 13
20.11. | 14
20.11. | 15
20.11. | 16
20.11. | 17
20.11. | 18
20.11. | 19
20.11. | 20
20.11. | 21
20.11. | 22
20.11. | 23
20.11. | 24
21.11. | 1
21.11. | 2
21.11. | 3
21.11. | 4
21.11. | 5
21.11. | 6
21.11. | 7
21.11. | 8
21.11. | 9
21.11. | 10
21.11. | 11
21.11. | 12
21.11. | 13
21.11. | 14
21.11. | 15
21.11. | 16
21.11. | 17
21.11. | 18
21.11. | 19
21.11. | 20
21.11. | 21
21.11. | 22
21.11. | 23
21.11. | 24
22.11. | 1
22.11. | 2
22.11. | 3
22.11. | 4
22.11. | 5
22.11. | 6
22.11. | 7
22.11. | 8
22.11. | 9
22.11. | 10
22.11. | 11
22.11. | 12
22.11. | 13
22.11. | 14
22.11. | 15
22.11. | 16
22.11. | 17
22.11. | 18
22.11. | 19
22.11. | 20
22.11. | 21
22.11. | 22
22.11. | 23
22.11. | 24
23.11. | 1
23.11. | 2
23.11. | 3
23.11. | 4
23.11. | 5
23.11. | 6
23.11. | 7
23.11. | 8
23.11. | 9
23.11. | 10
23.11. | 11
23.11. | 12
23.11. | 13
23.11. | 14
23.11. | 15
23.11. | 16
23.11. | 17
23.11. | 18
23.11. | 19
23.11. | 20
23.11. | 21
23.11. | 22
23.11. | 23
23.11. | 24
24.11. | 1
24.11. | 2
24.11. | 3
24.11. | 4
24.11. | 5
24.11. | 6
24.11. | 7
24.11. | 8
24.11. | 9
24.11. | 10
24.11. | 11
24.11. | 12
24.11. | 13
24.11. | 14
24.11. | 15
24.11. | 16
24.11. | 17
24.11. | 18
24.11. | 19
24.11. | 20
24.11. | 21
24.11. | 22
24.11. | 23
24.11. | 24
25.11. | 1
25.11. | 2
25.11. | 3
25.11. | 4
25.11. | 5
25.11. | 6
25.11. | 7
25.11. | 8
25.11. | 9
25.11. | 10
25.11. | 11
25.11. | 12
25.11. | 13
25.11. | 14
25.11. | 15
25.11. | 16
25.11. | 17
25.11. | 18
25.11. | 19
25.11. | 20
25.11. | 21
25.11. | 22
25.11. | 23
25.11. | 24
26.11. | 1
26.11. | 2
26.11. | 3
26.11. | 4
26.11. | 5
26.11. | 6
26.11. | 7
26.11. | 8
26.11. | 9
26.11. | 10
26.11. | 11
26.11. | 12
26.11. | 13
26.11. | 14
26.11. | 15
26.11. | 16
26.11. | 17
26.11. | 18
26.11. | 19
26.11. | 20
26.11. | 21
26.11. | 22
26.11. | 23
26.11. | 24
27.11. | 1
27.11. | 2
27.11. | 3
27.11. | 4
27.11. | 5
27.11. | 6
27.11. | 7
27.11. | 8
27.11. | 9
27.11. | 10
27.11. | 11
27.11. | 12
27.11. | 13
27.11. | 14
27.11. | 15
27.11. | 16
27.11. | 17
27.11. | 18
27.11. | 19
27.11. | 20
27.11. | 21
27.11. | 22
27.11. | 23
27.11. | 24
28.11. | 1
28.11. | 2
28.11. | 3
28.11. | 4
28.11. | 5
28.11. | 6
28.11. | 7
28.11. | 8
28.11. | 9
28.11. | 10
28.11. | 11
28.11. | 12
28.11. | 13
28.11. | 14
28.11. | 15
28.11. | 16
28.11. | 17
28.11. | 18
28.11. | 19
28.11. | 20
28.11. | 21
28.11. | 22
28.11. | 23
28.11. | 24
29.11. | 1
29.11. | 2
29.11. | 3
29.11. | 4
29.11. | 5
29.11. | 6
29.11. | 7
29.11. | 8
29.11. | 9
29.11. | 10
29.11. | 11
29.11. | 12
29.11. | 13
29.11. | 14
29.11. | 15
29.11. | 16
29.11. | 17
29.11. | 18
29.11. | 19
29.11. | 20
29.11. | 21
29.11. | 22
29.11. | 23
29.11. | 24
30.11. | 1
30.11. | 2
30.11. | 3
30.11. | 4
30.11. | 5
30.11. | 6
30.11. | 7
30.11. | 8
30.11. | 9
30.11. | 10
30.11. | 11
30.11. | 12
30.11. | 13
30.11. | 14
30.11. | 15
30.11. | 16
30.11. | 17
30.11. | 18
30.11. | 19
30.11. | 20
30.11. | 21
30.11. | 22
30.11. | 23
30.11. | 24
01.12. | 1
01.12. | 2
01.12. | 3
01.12. | 4
01.12. | 5
01.12. | 6
01.12. | 7
01.12. | 8
01.12. | 9
01.12. | 10
01.12. | 11
01.12. | 12
01.12. | 13
01.12. | 14
01.12. | 15
01.12. | 16
01.12. | 17
01.12. | 18
01.12. | 19
01.12. | 20
01.12. | 21
01.12. | 22
01.12. | 23
01.12. | 24
02.12. | 1
02.12. | 2
02.12. | 3
02.12. | 4
02.12. | 5
02.12. | 6
02.12. | 7
02.12. | 8
02.12. | 9
02.12. | 10
02.12. | 11
02.12. | 12
02.12. | 13
02.12. | 14
02.12. | 15
02.12. | 16
02.12. | 17
02.12. | 18
02.12. | 19
02.12. | 20
02.12. | 21
02.12. | 22
02.12. | 23
02.12. | 24
03.12. | 1
03.12. | 2
03.12. | 3
03.12. | 4
03.12. | 5
03.12. | 6
03.12. | 7
03.12. | 8
03.12. | 9
03.12. | 10
03.12. | 11
03.12. | 12
03.12. | 13
03.12. | 14
03.12. | 15
03.12. | 16
03.12. | 17
03.12. | 18
03.12. | 19
03.12. | 20
03.12. | 21
03.12. | 22
03.12. | 23
03.12. | 24
04.12. | 1
04.12. | 2
04.12. | 3
04.12. | 4
04.12. | 5
04.12. | 6
04.12. | 7
04.12. | 8
04.12. | 9
04.12. | 10
04.12. | 11
04.12. | 12
04.12. | 13
04.12. | 14
04.12. | 15
04.12. | 16
04.12. | 17
04.12. | 18
04.12. | 19
04.12. | 20
04.12. | 21
04.12. | 22
04.12. | 23
04.12. | 24
05.12. | 1
05.12. | 2
05.12. | 3
05.12. | 4
05.12. | 5
05.12. | 6
05.12. | 7
05.12. | 8
05.12. | 9
05.12. | 10
05.12. | 11
05.12. | 12
05.12. | 13
05.12. | 14
05.12. | 15
05.12. | 16
05.12. | 17
05.12. | 18
05.12. | 19
05.12. | 20
05.12. | 21
05.12. | 22
05.12. | 23
05.12. | 24
06.12. | 1
06.12. | 2
06.12. | 3
06.12. | 4
06.12. | 5
06.12. | 6
06.12. | 7
06.12. | 8
06.12. | 9
06.12. | 10
06.12. | 11
06.12. | 12
06.12. | 13
06.12. | 14
06.12. | 15
06.12. | 16
06.12. | 17
06.12. | 18
06.12. | 19
06.12. | 20
06.12. | 21
06.12. | 22
06.12. | 23
06.12. | 24
07.12. | 1
07.12. | 2
07.12. | 3
07.12. | 4
07.12. | 5
07.12. | 6
07.12. | 7
07.12. | 8
07.12. | 9
07.12. | 10
07.12. | 11
07.12. | 12
07.12. | 13
07.12. | 14
07.12. | 15
07.12. | 16
07.12. | 17
07.12. | 18
07.12. | 19
07.12. | 20
07.12. | 21
07.12. | 22
07.12. | 23
07.12. | 24
08.12. | 1
08.12. | 2
08.12. | 3
08.12. | 4
08.12. | 5
08.12. | 6
08.12. | 7
08.12. | 8
08.12. | 9
08.12. | 10
08.12. | 11
08.12. | 12
08.12. | 13
08.12. | 14
08.12. | 15
08.12. | 16
08.12. | 17
08.12. | 18
08.12. | 19
08.12. | 20
08.12. | 21
08.12. | 22
08.12. | 23
08.12. | 24
09.12. | 1
09.12. | 2
09.12. | 3
09.12. | 4
09.12. | 5
09.12. | 6
09.12. | 7
09.12. | 8
09.12. | 9
09.12. | 10
09.12. | 11
09.12. | 12
09.12. | 13
09.12. | 14
09.12. | 15
09.12. | 16
09.12. | 17
09.12. | 18
09.12. | 19
09.12. | 20
09.12. | 21
09.12. | 22
09.12. | 23
09.12. | 24
10.12. | 1
10.12. | 2
10.12. | 3
10.12. | 4
10.12. | 5
10.12. | 6
10.12. | 7
10.12. | 8
10.12. | 9
10.12. | 10
10.12. | 11
10.12. | 12
10.12. | 13
10.12. | 14
10.12. | 15
10.12. | 16
10.12. | 17
10.12. | 18
10.12. | 19
10.12. | 20
10.12. | 21
10.12. | 22
10.12. | 23
10.12. | 24
11.12. | 1
11.12. | 2
11.12. | 3
11.12. | 4
11.12. | 5
11.12. | 6
11.12. | 7
11.12. | 8
11.12. | 9
11.12. | 10
11.12. | 11
11.12. | 12
11.12. | 13
11.12. | 14
11.12. | 15
11.12. | 16
11.12. | 17
11.12. | 18
11.12. | 19
11.12. | 20
11.12. | 21
11.12. | 22
11.12. | 23
11.12. | 24
12.12. | 1
12.12. | 2
12.12. | 3
12.12. | 4
12.12. | 5
12.12. | 6
12.12. | 7
12.12. | 8
12.12. | 9
12.12. | 10
12.12. | 11
12.12. | 12
12.12. | 13
12.12. | 14
12.12. | 15
12.12. | 16
12.12. | 17
12.12. | 18
12.12. | 19
12.12. | 20
12.12. | 21
12.12. | 22
12.12. | 23
12.12. | 24
13.12. | 1
13.12. | 2
13.12. | 3
13.12. | 4
13.12. | 5
13.12. | 6
13.12. | 7
13.12. | 8
13.12. | 9
13.12. | 10
13.12. | 11
13.12. | 12
13.12. | 13
13.12. | 14
13.12. | 15
13.12. | 16
13.12. | 17
13.12. | 18
13.12. | 19
13.12. | 20
13.12. | 21
13.12. | 22
13.12. | 23
13.12. | 24
14.12. | 1
14.12. | 2
14.12. | 3
14.12. | 4
14.12. | 5
14.12. | 6
14.12. | 7
14.12. | 8
14.12. | 9
14.12. | 10
14.12. | 11
14.12. | 12
14.12. | 13
14.12. | 14
14.12. | 15
14.12. | 16
14.12. | 17
14.12. | 18
14.12. | 19
14.12. | 20
14.12. | 21
14.12. | 22
14.12. | 23
14.12. | 24
15.12. | 1
15.12. | 2
15.12. | 3
15.12. | 4
15.12. | 5
15.12. | 6
15.12. | 7
15.12. | 8
15.12. | 9
15.12. | 10
15.12. | 11
15.12. | 12
15.12. | 13
15.12. | 14
15.12. | 15
15.12. | 16
15.12. | 17
15.12. | 18
15.12. | 19
15.12. | 20
15.12. | 21
15.12. | 22
15.12. | 23
15.12. | 24
16.12. | 1
16.12. | 2
16.12. | 3
16.12. | 4
16.12. | 5
16.12. | 6
16.12. | 7
16.12. | 8
16.12. | 9
16.12. | 10
16.12. | 11
16.12. | 12
16.12. | 13
16.12. | 14
16.12. | 15
16.12. | 16
16.12. | 17
16.12. | 18
16.12. | 19
16.12. | 20
16.12. | 21
16.12. | 22
16.12. | 23
16.12. | 24
17.12. | 1
17.12. | 2
17.12. | 3
17.12. | 4
17.12. | 5
17.12. | 6
17.12. | 7
17.12. | 8
17.12. | 9
17.12. | 10
17.12. | 11
17.12. | 12
17.12. | 13
17.12. | 14
17.12. | 15
17.12. | 16
17.12. | 17
17.12. | 18
17.12. | 19
17.12. | 20
17.12. | 21
17.12. | 22
17.12. | 23
17.12. | 24
18.12. | 1
18.12. | 2
18.12. | 3
18.12. | 4
18.12. | 5
18.12. | 6
18.12. | 7
18.12. | 8
18.12. | 9
18.12. | 10
18.12. | 11
18.12. | 12
18.12. | 13
18.12. | 14
18.12. | 15
18.12. | 16
18.12. | 17
18.12. | 18
18.12. | 19
18.12. | 20
18.12. | 21
18.12. | 22
18.12. | 23
18.12. | 24
19.12. | 1
19.12. | 2
19.12. | 3
19.12. | 4
19.12. | 5
19.12. | 6
19.12. | 7
19.12. | 8
19.12. | 9
19.12. | 10
19.12. | 11
19.12. | 12
19.12. | 13
19.12. | 14
19.12. | 15
19.12. | 16
19.12. | 17
19.12. | 18
19.12. | 19
19.12. | 20
19.12. | 21
19.12. | 22
19.12. | 23
19.12. | 24
20.12. | 1
20.12. | 2
20.12. | 3
20.12. | 4
20.12. | 5
20.12. | 6
20.12. | 7
20.12. | 8
20.12. | 9
20.12. | 10
20.12. | 11
20.12. | 12
20.12. | 13
20.12. | 14
20.12. | 15
20.12. | 16
20.12. | 17
20.12. | 18
20.12. | 19
20.12. | 20
20.12. | 21
20.12. | 22
20.12. | 23
20.12. | 24
21.12. | 1
21.12. | 2
21.12. | 3
21.12. | 4
21.12. | 5
21.12. | 6
21.12. | 7
21.12. | 8
21.12. | 9
21.12. | 10
21.12. | 11
21.12. | 12
21.12. | 13
21.12. | 14
21.12. | 15
21.12. | 16
21.12. | 17
21.12. | 18
21.12. | 19
21.12. | 20
21.12. | 21
21.12. | 22
21.12. | 23
21.12. | 24
22.12. | 1
22.12. | 2
22.12. | 3
22.12. | 4
22.12. | 5
22.12. | 6
22.12. | 7
22.12. | 8
22.12. | 9
22.12. | 10
22.12. | 11
22.12. | 12
22.12. | 13
22.12. | 14
22.12. | 15
22.12. | 16
22.12. | 17
22.12. | 18
22.12. | 19
22.12. | 20
22.12. | 21
22.12. | 22
22.12. | 23
22.12. | 24
23.12. | 1
23.12. | 2
23.12. | 3
23.12. | 4
23.12. | 5
23.12. | 6
23.12. | 7
23.12. | 8
23.12. | 9
23.12. | 10
23.12. | 11
23.12. | 12
23.12. | 13
23.12. | 14
23.12. | 15
23.12. | 16
23.12. | 17
23.12. | 18
23.12. | 19
23.12. | 20
23.12. | 21
23.12. | 22
23.12. | 23
23.12. | 24
24.12. | 1
24.12. | 2
24.12. | 3
24.12. | 4
24.12. | 5
24.12. | 6
24.12. | 7
24.12. | 8
24.12. | 9
24.12. | 10
24.12. | 11
24.12. | 12
24.12. | 13
24.12. | 14
24.12. | 15
24.12. | 16
24.12. | 17
24.12. | 18
24.12. | 19
24.12. | 20
24.12. | 21
24.12. | 22
24.12. | 23
24.12. | 24
25.12. | 1
25.12. | 2
25.12. | 3
25.12. | 4
25.12. | 5
25.12. | 6
25.12. | 7
25.12. | 8
25.12. | 9
25.12. | 10
25.12. | 11
25.12. | 12
25.12. | 13
25.12. | 14
25.12. | 15
25.12. | 16
25.12. | 17
25.12. | 18
25.12. | 19
25.12. | 20
25.12. | 21
25.12. | 22
25.12. | 23
25.12. | 24
26.12. | 1
26.12. | 2
26.12. | 3
26.12. | 4
26.12. | 5
26.12. | 6
26.12. | 7
26.12. | 8
26.12. | 9
26.12. | 10
26.12. | 11
26.12. | 12
26.12. | 13
26.12. | 14
26.12. | 15
26.12. | 16
26.12. | 17
26.12. | 18
26.12. | 19
26.12. | 20
26.12. | 21
26.12. | 22
26.12. | 23
26.12. | 24
27.12. | 1
27.12. | 2
27.12. | 3
27.12. | 4
27.12. | 5
27.12. | 6
27.12. | 7
27.12. | 8
27.12. | 9
27.12. | 10
27.12. | 11
27.12. | 12
27.12. | 13
27.12. | 14
27.12. | 15
27.12. | 16
27.12. | 17
27.12. | 18
27.12. | 19
27.12. | 20
27.12. | 21
27.12. | 22
27.12. | 23
27.12. | 24
28.12. | 1
28.12. | 2
28.12. | 3
28.12. | 4
28.12. | 5
28.12. | 6
28.12. | 7
28.12. | 8
28.12. | 9
28.12. | 10
28.12. | 11
28.12. | 12
28.12. | 13
28.12. | 14
28.12. | 15
28.12. | 16
28.12. | 17
28.12. | 18
28.12. | 19
28.12. | 20
28.12. | 21
28.12. | 22
28.12. | 23
28.12. | 24
29.12. | 1
29.12. | 2
29.12. | 3
29.12. | 4
29.12. | 5
29.12. | 6
29.12. | 7
29.12. | 8
29.12. | 9
29.12. | 10
29.12. | 11
29.12. | 12
29.12. | 13
29.12. | 14
29.12. | 15
29.12. | 16
29.12. | 17
29.12. | 18
29.12. | 19
29.12. | 20
29.12. | 21
29.12. | 22
29.12. | 23
29.12. | 24
30.12. | 1
30.12. | 2
30.12. | 3
30.12. | 4
30.12. | 5
30.12. | 6
30.12. | 7
30.12. | 8
30.12. | 9
30.12. | 10
30.12. | 11
30.12. | 12
30.12. | 13
30.12. | 14
30.12. | 15
30.12. | 16
30.12. | 17
30.12. | 18
30.12. | 19
30.12. | 20
30.12. | 21
30.12. | 22
30.12. | 23
30.12. | 24
31.12. | 1
31.12. | 2
31.12. | 3
31.12. | 4
31.12. | 5
31.12. | 6
31.12. | 7
31.12. | 8
31.12. | 9
31.12. | 10
31.12. | 11
31.12. | 12
31.12. | 13
31.12. | 14
31.12. | 15
31.12. | 16
31.12. | 17
31.12. | 18
31.12. | 19
31.12. | 20
31.12. | 21
31.12. | 22
31.12. | 23
31.12. | 24

## Reserves
ENTSO-E Market Modelling Database: Reserves
Country:
Market Node: | BE00
Year:
Climate year
Scenario
Frequency Containment Reserves (FCR)
Total Market Node Requirement | [MW] | 0
FCR that need to be made available by thermal unit commitment (already net with generating capacities on Thermal sheet, not causing additional commitment on Thermal units apart from what highlighted in the unit-by-unit Thermal sheet) | [MW]
Provided by HYDRO - Reserve that should be procured by further constraining the 'Maximum generation' of either Reservoir either Pumped Storage | [MW] | 0
Reserve available from Demand (reduction of demand possible thanks to specific contract to cope with system imbalances; while DSR would work on the DA & ID,here it should be considered only interruptible contract activated to contain system frequency) | [MW] | 0
FCR that need to be made available by thermal unit commitment additional to the FCR allocations highlighted in the unit-by-unit Thermal sheet (this will be allocated additionally on Thermal units as provided FCR) | [MW] | 44
Frequency Restoration Reserves (FRR) - includind both automatic (aFRR) and manual (mFRR)
Total Market Node Requirement | [MW] | 547
FRR that will be procured by thermal (unit commitment of thermal units able to provide FRR take IN REAL LIFE into account this requirements) | [MW] | 547
Provided by HYDRO - Reserve that should be procured by further constraining the 'Maximum generation' of either Reservoir either Pumped Storage | [MW] | 0
Simplified modelling assumptions (to account reserve requirements on e.g. day ahead market as currently done for MAF)
Additional load (should be <= FCR + FRR needed from thermal) | [MW]
Provided by HYDRO - Reserve that should be procured by further constraining the 'Maximum generation' of Reservoir units | [MW]
Provided by HYDRO - Reserve that should be procured by further constraining the 'Maximum generation' of Pumped Storage Open Loop units | [MW]
Provided by HYDRO - Reserve that should be procured by further constraining the 'Maximum generation' of Pumped Storage Closed Loop units | [MW]

## DSR
ENTSO-E Market Modelling Database: DSR
Country:
Market Node: | BE00
Year:
Climate year
Scenario
| Demand Side Response | Price Band 1 | Price Band 2 | Price Band 3 | Price Band 4 | Price Band 5 | Price Band 6 | Price Band 7 | Price Band 8 | Price Band 9 | Price Band 10 | Price Band 11
Capacity
Units
Hours
Price
Climate year start
Climate year end
Date | Hour | Available Demand Response (MW) | Available Demand Response (MW) | Available Demand Response (MW) | Available Demand Response (MW) | Available Demand Response (MW) | Available Demand Response (MW) | Available Demand Response (MW) | Available Demand Response (MW) | Available Demand Response (MW) | Available Demand Response (MW) | N.B. use convention first January always Monday (2007 calendar year) --> see guidelines for further details
01.01. | 1
01.01. | 2
01.01. | 3
01.01. | 4
01.01. | 5
01.01. | 6
01.01. | 7
01.01. | 8
01.01. | 9
01.01. | 10
01.01. | 11
01.01. | 12
01.01. | 13
01.01. | 14
01.01. | 15
01.01. | 16
01.01. | 17
01.01. | 18
01.01. | 19
01.01. | 20
01.01. | 21
01.01. | 22
01.01. | 23
01.01. | 24
02.01. | 1
02.01. | 2
02.01. | 3
02.01. | 4
02.01. | 5
02.01. | 6
02.01. | 7
02.01. | 8
02.01. | 9
02.01. | 10
02.01. | 11
02.01. | 12
02.01. | 13
02.01. | 14
02.01. | 15
02.01. | 16
02.01. | 17
02.01. | 18
02.01. | 19
02.01. | 20
02.01. | 21
02.01. | 22
02.01. | 23
02.01. | 24
03.01. | 1
03.01. | 2
03.01. | 3
03.01. | 4
03.01. | 5
03.01. | 6
03.01. | 7
03.01. | 8
03.01. | 9
03.01. | 10
03.01. | 11
03.01. | 12
03.01. | 13
03.01. | 14
03.01. | 15
03.01. | 16
03.01. | 17
03.01. | 18
03.01. | 19
03.01. | 20
03.01. | 21
03.01. | 22
03.01. | 23
03.01. | 24
04.01. | 1
04.01. | 2
04.01. | 3
04.01. | 4
04.01. | 5
04.01. | 6
04.01. | 7
04.01. | 8
04.01. | 9
04.01. | 10
04.01. | 11
04.01. | 12
04.01. | 13
04.01. | 14
04.01. | 15
04.01. | 16
04.01. | 17
04.01. | 18
04.01. | 19
04.01. | 20
04.01. | 21
04.01. | 22
04.01. | 23
04.01. | 24
05.01. | 1
05.01. | 2
05.01. | 3
05.01. | 4
05.01. | 5
05.01. | 6
05.01. | 7
05.01. | 8
05.01. | 9
05.01. | 10
05.01. | 11
05.01. | 12
05.01. | 13
05.01. | 14
05.01. | 15
05.01. | 16
05.01. | 17
05.01. | 18
05.01. | 19
05.01. | 20
05.01. | 21
05.01. | 22
05.01. | 23
05.01. | 24
06.01. | 1
06.01. | 2
06.01. | 3
06.01. | 4
06.01. | 5
06.01. | 6
06.01. | 7
06.01. | 8
06.01. | 9
06.01. | 10
06.01. | 11
06.01. | 12
06.01. | 13
06.01. | 14
06.01. | 15
06.01. | 16
06.01. | 17
06.01. | 18
06.01. | 19
06.01. | 20
06.01. | 21
06.01. | 22
06.01. | 23
06.01. | 24
07.01. | 1
07.01. | 2
07.01. | 3
07.01. | 4
07.01. | 5
07.01. | 6
07.01. | 7
07.01. | 8
07.01. | 9
07.01. | 10
07.01. | 11
07.01. | 12
07.01. | 13
07.01. | 14
07.01. | 15
07.01. | 16
07.01. | 17
07.01. | 18
07.01. | 19
07.01. | 20
07.01. | 21
07.01. | 22
07.01. | 23
07.01. | 24
08.01. | 1
08.01. | 2
08.01. | 3
08.01. | 4
08.01. | 5
08.01. | 6
08.01. | 7
08.01. | 8
08.01. | 9
08.01. | 10
08.01. | 11
08.01. | 12
08.01. | 13
08.01. | 14
08.01. | 15
08.01. | 16
08.01. | 17
08.01. | 18
08.01. | 19
08.01. | 20
08.01. | 21
08.01. | 22
08.01. | 23
08.01. | 24
09.01. | 1
09.01. | 2
09.01. | 3
09.01. | 4
09.01. | 5
09.01. | 6
09.01. | 7
09.01. | 8
09.01. | 9
09.01. | 10
09.01. | 11
09.01. | 12
09.01. | 13
09.01. | 14
09.01. | 15
09.01. | 16
09.01. | 17
09.01. | 18
09.01. | 19
09.01. | 20
09.01. | 21
09.01. | 22
09.01. | 23
09.01. | 24
10.01. | 1
10.01. | 2
10.01. | 3
10.01. | 4
10.01. | 5
10.01. | 6
10.01. | 7
10.01. | 8
10.01. | 9
10.01. | 10
10.01. | 11
10.01. | 12
10.01. | 13
10.01. | 14
10.01. | 15
10.01. | 16
10.01. | 17
10.01. | 18
10.01. | 19
10.01. | 20
10.01. | 21
10.01. | 22
10.01. | 23
10.01. | 24
11.01. | 1
11.01. | 2
11.01. | 3
11.01. | 4
11.01. | 5
11.01. | 6
11.01. | 7
11.01. | 8
11.01. | 9
11.01. | 10
11.01. | 11
11.01. | 12
11.01. | 13
11.01. | 14
11.01. | 15
11.01. | 16
11.01. | 17
11.01. | 18
11.01. | 19
11.01. | 20
11.01. | 21
11.01. | 22
11.01. | 23
11.01. | 24
12.01. | 1
12.01. | 2
12.01. | 3
12.01. | 4
12.01. | 5
12.01. | 6
12.01. | 7
12.01. | 8
12.01. | 9
12.01. | 10
12.01. | 11
12.01. | 12
12.01. | 13
12.01. | 14
12.01. | 15
12.01. | 16
12.01. | 17
12.01. | 18
12.01. | 19
12.01. | 20
12.01. | 21
12.01. | 22
12.01. | 23
12.01. | 24
13.01. | 1
13.01. | 2
13.01. | 3
13.01. | 4
13.01. | 5
13.01. | 6
13.01. | 7
13.01. | 8
13.01. | 9
13.01. | 10
13.01. | 11
13.01. | 12
13.01. | 13
13.01. | 14
13.01. | 15
13.01. | 16
13.01. | 17
13.01. | 18
13.01. | 19
13.01. | 20
13.01. | 21
13.01. | 22
13.01. | 23
13.01. | 24
14.01. | 1
14.01. | 2
14.01. | 3
14.01. | 4
14.01. | 5
14.01. | 6
14.01. | 7
14.01. | 8
14.01. | 9
14.01. | 10
14.01. | 11
14.01. | 12
14.01. | 13
14.01. | 14
14.01. | 15
14.01. | 16
14.01. | 17
14.01. | 18
14.01. | 19
14.01. | 20
14.01. | 21
14.01. | 22
14.01. | 23
14.01. | 24
15.01. | 1
15.01. | 2
15.01. | 3
15.01. | 4
15.01. | 5
15.01. | 6
15.01. | 7
15.01. | 8
15.01. | 9
15.01. | 10
15.01. | 11
15.01. | 12
15.01. | 13
15.01. | 14
15.01. | 15
15.01. | 16
15.01. | 17
15.01. | 18
15.01. | 19
15.01. | 20
15.01. | 21
15.01. | 22
15.01. | 23
15.01. | 24
16.01. | 1
16.01. | 2
16.01. | 3
16.01. | 4
16.01. | 5
16.01. | 6
16.01. | 7
16.01. | 8
16.01. | 9
16.01. | 10
16.01. | 11
16.01. | 12
16.01. | 13
16.01. | 14
16.01. | 15
16.01. | 16
16.01. | 17
16.01. | 18
16.01. | 19
16.01. | 20
16.01. | 21
16.01. | 22
16.01. | 23
16.01. | 24
17.01. | 1
17.01. | 2
17.01. | 3
17.01. | 4
17.01. | 5
17.01. | 6
17.01. | 7
17.01. | 8
17.01. | 9
17.01. | 10
17.01. | 11
17.01. | 12
17.01. | 13
17.01. | 14
17.01. | 15
17.01. | 16
17.01. | 17
17.01. | 18
17.01. | 19
17.01. | 20
17.01. | 21
17.01. | 22
17.01. | 23
17.01. | 24
18.01. | 1
18.01. | 2
18.01. | 3
18.01. | 4
18.01. | 5
18.01. | 6
18.01. | 7
18.01. | 8
18.01. | 9
18.01. | 10
18.01. | 11
18.01. | 12
18.01. | 13
18.01. | 14
18.01. | 15
18.01. | 16
18.01. | 17
18.01. | 18
18.01. | 19
18.01. | 20
18.01. | 21
18.01. | 22
18.01. | 23
18.01. | 24
19.01. | 1
19.01. | 2
19.01. | 3
19.01. | 4
19.01. | 5
19.01. | 6
19.01. | 7
19.01. | 8
19.01. | 9
19.01. | 10
19.01. | 11
19.01. | 12
19.01. | 13
19.01. | 14
19.01. | 15
19.01. | 16
19.01. | 17
19.01. | 18
19.01. | 19
19.01. | 20
19.01. | 21
19.01. | 22
19.01. | 23
19.01. | 24
20.01. | 1
20.01. | 2
20.01. | 3
20.01. | 4
20.01. | 5
20.01. | 6
20.01. | 7
20.01. | 8
20.01. | 9
20.01. | 10
20.01. | 11
20.01. | 12
20.01. | 13
20.01. | 14
20.01. | 15
20.01. | 16
20.01. | 17
20.01. | 18
20.01. | 19
20.01. | 20
20.01. | 21
20.01. | 22
20.01. | 23
20.01. | 24
21.01. | 1
21.01. | 2
21.01. | 3
21.01. | 4
21.01. | 5
21.01. | 6
21.01. | 7
21.01. | 8
21.01. | 9
21.01. | 10
21.01. | 11
21.01. | 12
21.01. | 13
21.01. | 14
21.01. | 15
21.01. | 16
21.01. | 17
21.01. | 18
21.01. | 19
21.01. | 20
21.01. | 21
21.01. | 22
21.01. | 23
21.01. | 24
22.01. | 1
22.01. | 2
22.01. | 3
22.01. | 4
22.01. | 5
22.01. | 6
22.01. | 7
22.01. | 8
22.01. | 9
22.01. | 10
22.01. | 11
22.01. | 12
22.01. | 13
22.01. | 14
22.01. | 15
22.01. | 16
22.01. | 17
22.01. | 18
22.01. | 19
22.01. | 20
22.01. | 21
22.01. | 22
22.01. | 23
22.01. | 24
23.01. | 1
23.01. | 2
23.01. | 3
23.01. | 4
23.01. | 5
23.01. | 6
23.01. | 7
23.01. | 8
23.01. | 9
23.01. | 10
23.01. | 11
23.01. | 12
23.01. | 13
23.01. | 14
23.01. | 15
23.01. | 16
23.01. | 17
23.01. | 18
23.01. | 19
23.01. | 20
23.01. | 21
23.01. | 22
23.01. | 23
23.01. | 24
24.01. | 1
24.01. | 2
24.01. | 3
24.01. | 4
24.01. | 5
24.01. | 6
24.01. | 7
24.01. | 8
24.01. | 9
24.01. | 10
24.01. | 11
24.01. | 12
24.01. | 13
24.01. | 14
24.01. | 15
24.01. | 16
24.01. | 17
24.01. | 18
24.01. | 19
24.01. | 20
24.01. | 21
24.01. | 22
24.01. | 23
24.01. | 24
25.01. | 1
25.01. | 2
25.01. | 3
25.01. | 4
25.01. | 5
25.01. | 6
25.01. | 7
25.01. | 8
25.01. | 9
25.01. | 10
25.01. | 11
25.01. | 12
25.01. | 13
25.01. | 14
25.01. | 15
25.01. | 16
25.01. | 17
25.01. | 18
25.01. | 19
25.01. | 20
25.01. | 21
25.01. | 22
25.01. | 23
25.01. | 24
26.01. | 1
26.01. | 2
26.01. | 3
26.01. | 4
26.01. | 5
26.01. | 6
26.01. | 7
26.01. | 8
26.01. | 9
26.01. | 10
26.01. | 11
26.01. | 12
26.01. | 13
26.01. | 14
26.01. | 15
26.01. | 16
26.01. | 17
26.01. | 18
26.01. | 19
26.01. | 20
26.01. | 21
26.01. | 22
26.01. | 23
26.01. | 24
27.01. | 1
27.01. | 2
27.01. | 3
27.01. | 4
27.01. | 5
27.01. | 6
27.01. | 7
27.01. | 8
27.01. | 9
27.01. | 10
27.01. | 11
27.01. | 12
27.01. | 13
27.01. | 14
27.01. | 15
27.01. | 16
27.01. | 17
27.01. | 18
27.01. | 19
27.01. | 20
27.01. | 21
27.01. | 22
27.01. | 23
27.01. | 24
28.01. | 1
28.01. | 2
28.01. | 3
28.01. | 4
28.01. | 5
28.01. | 6
28.01. | 7
28.01. | 8
28.01. | 9
28.01. | 10
28.01. | 11
28.01. | 12
28.01. | 13
28.01. | 14
28.01. | 15
28.01. | 16
28.01. | 17
28.01. | 18
28.01. | 19
28.01. | 20
28.01. | 21
28.01. | 22
28.01. | 23
28.01. | 24
29.01. | 1
29.01. | 2
29.01. | 3
29.01. | 4
29.01. | 5
29.01. | 6
29.01. | 7
29.01. | 8
29.01. | 9
29.01. | 10
29.01. | 11
29.01. | 12
29.01. | 13
29.01. | 14
29.01. | 15
29.01. | 16
29.01. | 17
29.01. | 18
29.01. | 19
29.01. | 20
29.01. | 21
29.01. | 22
29.01. | 23
29.01. | 24
30.01. | 1
30.01. | 2
30.01. | 3
30.01. | 4
30.01. | 5
30.01. | 6
30.01. | 7
30.01. | 8
30.01. | 9
30.01. | 10
30.01. | 11
30.01. | 12
30.01. | 13
30.01. | 14
30.01. | 15
30.01. | 16
30.01. | 17
30.01. | 18
30.01. | 19
30.01. | 20
30.01. | 21
30.01. | 22
30.01. | 23
30.01. | 24
31.01. | 1
31.01. | 2
31.01. | 3
31.01. | 4
31.01. | 5
31.01. | 6
31.01. | 7
31.01. | 8
31.01. | 9
31.01. | 10
31.01. | 11
31.01. | 12
31.01. | 13
31.01. | 14
31.01. | 15
31.01. | 16
31.01. | 17
31.01. | 18
31.01. | 19
31.01. | 20
31.01. | 21
31.01. | 22
31.01. | 23
31.01. | 24
01.02. | 1
01.02. | 2
01.02. | 3
01.02. | 4
01.02. | 5
01.02. | 6
01.02. | 7
01.02. | 8
01.02. | 9
01.02. | 10
01.02. | 11
01.02. | 12
01.02. | 13
01.02. | 14
01.02. | 15
01.02. | 16
01.02. | 17
01.02. | 18
01.02. | 19
01.02. | 20
01.02. | 21
01.02. | 22
01.02. | 23
01.02. | 24
02.02. | 1
02.02. | 2
02.02. | 3
02.02. | 4
02.02. | 5
02.02. | 6
02.02. | 7
02.02. | 8
02.02. | 9
02.02. | 10
02.02. | 11
02.02. | 12
02.02. | 13
02.02. | 14
02.02. | 15
02.02. | 16
02.02. | 17
02.02. | 18
02.02. | 19
02.02. | 20
02.02. | 21
02.02. | 22
02.02. | 23
02.02. | 24
03.02. | 1
03.02. | 2
03.02. | 3
03.02. | 4
03.02. | 5
03.02. | 6
03.02. | 7
03.02. | 8
03.02. | 9
03.02. | 10
03.02. | 11
03.02. | 12
03.02. | 13
03.02. | 14
03.02. | 15
03.02. | 16
03.02. | 17
03.02. | 18
03.02. | 19
03.02. | 20
03.02. | 21
03.02. | 22
03.02. | 23
03.02. | 24
04.02. | 1
04.02. | 2
04.02. | 3
04.02. | 4
04.02. | 5
04.02. | 6
04.02. | 7
04.02. | 8
04.02. | 9
04.02. | 10
04.02. | 11
04.02. | 12
04.02. | 13
04.02. | 14
04.02. | 15
04.02. | 16
04.02. | 17
04.02. | 18
04.02. | 19
04.02. | 20
04.02. | 21
04.02. | 22
04.02. | 23
04.02. | 24
05.02. | 1
05.02. | 2
05.02. | 3
05.02. | 4
05.02. | 5
05.02. | 6
05.02. | 7
05.02. | 8
05.02. | 9
05.02. | 10
05.02. | 11
05.02. | 12
05.02. | 13
05.02. | 14
05.02. | 15
05.02. | 16
05.02. | 17
05.02. | 18
05.02. | 19
05.02. | 20
05.02. | 21
05.02. | 22
05.02. | 23
05.02. | 24
06.02. | 1
06.02. | 2
06.02. | 3
06.02. | 4
06.02. | 5
06.02. | 6
06.02. | 7
06.02. | 8
06.02. | 9
06.02. | 10
06.02. | 11
06.02. | 12
06.02. | 13
06.02. | 14
06.02. | 15
06.02. | 16
06.02. | 17
06.02. | 18
06.02. | 19
06.02. | 20
06.02. | 21
06.02. | 22
06.02. | 23
06.02. | 24
07.02. | 1
07.02. | 2
07.02. | 3
07.02. | 4
07.02. | 5
07.02. | 6
07.02. | 7
07.02. | 8
07.02. | 9
07.02. | 10
07.02. | 11
07.02. | 12
07.02. | 13
07.02. | 14
07.02. | 15
07.02. | 16
07.02. | 17
07.02. | 18
07.02. | 19
07.02. | 20
07.02. | 21
07.02. | 22
07.02. | 23
07.02. | 24
08.02. | 1
08.02. | 2
08.02. | 3
08.02. | 4
08.02. | 5
08.02. | 6
08.02. | 7
08.02. | 8
08.02. | 9
08.02. | 10
08.02. | 11
08.02. | 12
08.02. | 13
08.02. | 14
08.02. | 15
08.02. | 16
08.02. | 17
08.02. | 18
08.02. | 19
08.02. | 20
08.02. | 21
08.02. | 22
08.02. | 23
08.02. | 24
09.02. | 1
09.02. | 2
09.02. | 3
09.02. | 4
09.02. | 5
09.02. | 6
09.02. | 7
09.02. | 8
09.02. | 9
09.02. | 10
09.02. | 11
09.02. | 12
09.02. | 13
09.02. | 14
09.02. | 15
09.02. | 16
09.02. | 17
09.02. | 18
09.02. | 19
09.02. | 20
09.02. | 21
09.02. | 22
09.02. | 23
09.02. | 24
10.02. | 1
10.02. | 2
10.02. | 3
10.02. | 4
10.02. | 5
10.02. | 6
10.02. | 7
10.02. | 8
10.02. | 9
10.02. | 10
10.02. | 11
10.02. | 12
10.02. | 13
10.02. | 14
10.02. | 15
10.02. | 16
10.02. | 17
10.02. | 18
10.02. | 19
10.02. | 20
10.02. | 21
10.02. | 22
10.02. | 23
10.02. | 24
11.02. | 1
11.02. | 2
11.02. | 3
11.02. | 4
11.02. | 5
11.02. | 6
11.02. | 7
11.02. | 8
11.02. | 9
11.02. | 10
11.02. | 11
11.02. | 12
11.02. | 13
11.02. | 14
11.02. | 15
11.02. | 16
11.02. | 17
11.02. | 18
11.02. | 19
11.02. | 20
11.02. | 21
11.02. | 22
11.02. | 23
11.02. | 24
12.02. | 1
12.02. | 2
12.02. | 3
12.02. | 4
12.02. | 5
12.02. | 6
12.02. | 7
12.02. | 8
12.02. | 9
12.02. | 10
12.02. | 11
12.02. | 12
12.02. | 13
12.02. | 14
12.02. | 15
12.02. | 16
12.02. | 17
12.02. | 18
12.02. | 19
12.02. | 20
12.02. | 21
12.02. | 22
12.02. | 23
12.02. | 24
13.02. | 1
13.02. | 2
13.02. | 3
13.02. | 4
13.02. | 5
13.02. | 6
13.02. | 7
13.02. | 8
13.02. | 9
13.02. | 10
13.02. | 11
13.02. | 12
13.02. | 13
13.02. | 14
13.02. | 15
13.02. | 16
13.02. | 17
13.02. | 18
13.02. | 19
13.02. | 20
13.02. | 21
13.02. | 22
13.02. | 23
13.02. | 24
14.02. | 1
14.02. | 2
14.02. | 3
14.02. | 4
14.02. | 5
14.02. | 6
14.02. | 7
14.02. | 8
14.02. | 9
14.02. | 10
14.02. | 11
14.02. | 12
14.02. | 13
14.02. | 14
14.02. | 15
14.02. | 16
14.02. | 17
14.02. | 18
14.02. | 19
14.02. | 20
14.02. | 21
14.02. | 22
14.02. | 23
14.02. | 24
15.02. | 1
15.02. | 2
15.02. | 3
15.02. | 4
15.02. | 5
15.02. | 6
15.02. | 7
15.02. | 8
15.02. | 9
15.02. | 10
15.02. | 11
15.02. | 12
15.02. | 13
15.02. | 14
15.02. | 15
15.02. | 16
15.02. | 17
15.02. | 18
15.02. | 19
15.02. | 20
15.02. | 21
15.02. | 22
15.02. | 23
15.02. | 24
16.02. | 1
16.02. | 2
16.02. | 3
16.02. | 4
16.02. | 5
16.02. | 6
16.02. | 7
16.02. | 8
16.02. | 9
16.02. | 10
16.02. | 11
16.02. | 12
16.02. | 13
16.02. | 14
16.02. | 15
16.02. | 16
16.02. | 17
16.02. | 18
16.02. | 19
16.02. | 20
16.02. | 21
16.02. | 22
16.02. | 23
16.02. | 24
17.02. | 1
17.02. | 2
17.02. | 3
17.02. | 4
17.02. | 5
17.02. | 6
17.02. | 7
17.02. | 8
17.02. | 9
17.02. | 10
17.02. | 11
17.02. | 12
17.02. | 13
17.02. | 14
17.02. | 15
17.02. | 16
17.02. | 17
17.02. | 18
17.02. | 19
17.02. | 20
17.02. | 21
17.02. | 22
17.02. | 23
17.02. | 24
18.02. | 1
18.02. | 2
18.02. | 3
18.02. | 4
18.02. | 5
18.02. | 6
18.02. | 7
18.02. | 8
18.02. | 9
18.02. | 10
18.02. | 11
18.02. | 12
18.02. | 13
18.02. | 14
18.02. | 15
18.02. | 16
18.02. | 17
18.02. | 18
18.02. | 19
18.02. | 20
18.02. | 21
18.02. | 22
18.02. | 23
18.02. | 24
19.02. | 1
19.02. | 2
19.02. | 3
19.02. | 4
19.02. | 5
19.02. | 6
19.02. | 7
19.02. | 8
19.02. | 9
19.02. | 10
19.02. | 11
19.02. | 12
19.02. | 13
19.02. | 14
19.02. | 15
19.02. | 16
19.02. | 17
19.02. | 18
19.02. | 19
19.02. | 20
19.02. | 21
19.02. | 22
19.02. | 23
19.02. | 24
20.02. | 1
20.02. | 2
20.02. | 3
20.02. | 4
20.02. | 5
20.02. | 6
20.02. | 7
20.02. | 8
20.02. | 9
20.02. | 10
20.02. | 11
20.02. | 12
20.02. | 13
20.02. | 14
20.02. | 15
20.02. | 16
20.02. | 17
20.02. | 18
20.02. | 19
20.02. | 20
20.02. | 21
20.02. | 22
20.02. | 23
20.02. | 24
21.02. | 1
21.02. | 2
21.02. | 3
21.02. | 4
21.02. | 5
21.02. | 6
21.02. | 7
21.02. | 8
21.02. | 9
21.02. | 10
21.02. | 11
21.02. | 12
21.02. | 13
21.02. | 14
21.02. | 15
21.02. | 16
21.02. | 17
21.02. | 18
21.02. | 19
21.02. | 20
21.02. | 21
21.02. | 22
21.02. | 23
21.02. | 24
22.02. | 1
22.02. | 2
22.02. | 3
22.02. | 4
22.02. | 5
22.02. | 6
22.02. | 7
22.02. | 8
22.02. | 9
22.02. | 10
22.02. | 11
22.02. | 12
22.02. | 13
22.02. | 14
22.02. | 15
22.02. | 16
22.02. | 17
22.02. | 18
22.02. | 19
22.02. | 20
22.02. | 21
22.02. | 22
22.02. | 23
22.02. | 24
23.02. | 1
23.02. | 2
23.02. | 3
23.02. | 4
23.02. | 5
23.02. | 6
23.02. | 7
23.02. | 8
23.02. | 9
23.02. | 10
23.02. | 11
23.02. | 12
23.02. | 13
23.02. | 14
23.02. | 15
23.02. | 16
23.02. | 17
23.02. | 18
23.02. | 19
23.02. | 20
23.02. | 21
23.02. | 22
23.02. | 23
23.02. | 24
24.02. | 1
24.02. | 2
24.02. | 3
24.02. | 4
24.02. | 5
24.02. | 6
24.02. | 7
24.02. | 8
24.02. | 9
24.02. | 10
24.02. | 11
24.02. | 12
24.02. | 13
24.02. | 14
24.02. | 15
24.02. | 16
24.02. | 17
24.02. | 18
24.02. | 19
24.02. | 20
24.02. | 21
24.02. | 22
24.02. | 23
24.02. | 24
25.02. | 1
25.02. | 2
25.02. | 3
25.02. | 4
25.02. | 5
25.02. | 6
25.02. | 7
25.02. | 8
25.02. | 9
25.02. | 10
25.02. | 11
25.02. | 12
25.02. | 13
25.02. | 14
25.02. | 15
25.02. | 16
25.02. | 17
25.02. | 18
25.02. | 19
25.02. | 20
25.02. | 21
25.02. | 22
25.02. | 23
25.02. | 24
26.02. | 1
26.02. | 2
26.02. | 3
26.02. | 4
26.02. | 5
26.02. | 6
26.02. | 7
26.02. | 8
26.02. | 9
26.02. | 10
26.02. | 11
26.02. | 12
26.02. | 13
26.02. | 14
26.02. | 15
26.02. | 16
26.02. | 17
26.02. | 18
26.02. | 19
26.02. | 20
26.02. | 21
26.02. | 22
26.02. | 23
26.02. | 24
27.02. | 1
27.02. | 2
27.02. | 3
27.02. | 4
27.02. | 5
27.02. | 6
27.02. | 7
27.02. | 8
27.02. | 9
27.02. | 10
27.02. | 11
27.02. | 12
27.02. | 13
27.02. | 14
27.02. | 15
27.02. | 16
27.02. | 17
27.02. | 18
27.02. | 19
27.02. | 20
27.02. | 21
27.02. | 22
27.02. | 23
27.02. | 24
28.02. | 1
28.02. | 2
28.02. | 3
28.02. | 4
28.02. | 5
28.02. | 6
28.02. | 7
28.02. | 8
28.02. | 9
28.02. | 10
28.02. | 11
28.02. | 12
28.02. | 13
28.02. | 14
28.02. | 15
28.02. | 16
28.02. | 17
28.02. | 18
28.02. | 19
28.02. | 20
28.02. | 21
28.02. | 22
28.02. | 23
28.02. | 24
01.03. | 1
01.03. | 2
01.03. | 3
01.03. | 4
01.03. | 5
01.03. | 6
01.03. | 7
01.03. | 8
01.03. | 9
01.03. | 10
01.03. | 11
01.03. | 12
01.03. | 13
01.03. | 14
01.03. | 15
01.03. | 16
01.03. | 17
01.03. | 18
01.03. | 19
01.03. | 20
01.03. | 21
01.03. | 22
01.03. | 23
01.03. | 24
02.03. | 1
02.03. | 2
02.03. | 3
02.03. | 4
02.03. | 5
02.03. | 6
02.03. | 7
02.03. | 8
02.03. | 9
02.03. | 10
02.03. | 11
02.03. | 12
02.03. | 13
02.03. | 14
02.03. | 15
02.03. | 16
02.03. | 17
02.03. | 18
02.03. | 19
02.03. | 20
02.03. | 21
02.03. | 22
02.03. | 23
02.03. | 24
03.03. | 1
03.03. | 2
03.03. | 3
03.03. | 4
03.03. | 5
03.03. | 6
03.03. | 7
03.03. | 8
03.03. | 9
03.03. | 10
03.03. | 11
03.03. | 12
03.03. | 13
03.03. | 14
03.03. | 15
03.03. | 16
03.03. | 17
03.03. | 18
03.03. | 19
03.03. | 20
03.03. | 21
03.03. | 22
03.03. | 23
03.03. | 24
04.03. | 1
04.03. | 2
04.03. | 3
04.03. | 4
04.03. | 5
04.03. | 6
04.03. | 7
04.03. | 8
04.03. | 9
04.03. | 10
04.03. | 11
04.03. | 12
04.03. | 13
04.03. | 14
04.03. | 15
04.03. | 16
04.03. | 17
04.03. | 18
04.03. | 19
04.03. | 20
04.03. | 21
04.03. | 22
04.03. | 23
04.03. | 24
05.03. | 1
05.03. | 2
05.03. | 3
05.03. | 4
05.03. | 5
05.03. | 6
05.03. | 7
05.03. | 8
05.03. | 9
05.03. | 10
05.03. | 11
05.03. | 12
05.03. | 13
05.03. | 14
05.03. | 15
05.03. | 16
05.03. | 17
05.03. | 18
05.03. | 19
05.03. | 20
05.03. | 21
05.03. | 22
05.03. | 23
05.03. | 24
06.03. | 1
06.03. | 2
06.03. | 3
06.03. | 4
06.03. | 5
06.03. | 6
06.03. | 7
06.03. | 8
06.03. | 9
06.03. | 10
06.03. | 11
06.03. | 12
06.03. | 13
06.03. | 14
06.03. | 15
06.03. | 16
06.03. | 17
06.03. | 18
06.03. | 19
06.03. | 20
06.03. | 21
06.03. | 22
06.03. | 23
06.03. | 24
07.03. | 1
07.03. | 2
07.03. | 3
07.03. | 4
07.03. | 5
07.03. | 6
07.03. | 7
07.03. | 8
07.03. | 9
07.03. | 10
07.03. | 11
07.03. | 12
07.03. | 13
07.03. | 14
07.03. | 15
07.03. | 16
07.03. | 17
07.03. | 18
07.03. | 19
07.03. | 20
07.03. | 21
07.03. | 22
07.03. | 23
07.03. | 24
08.03. | 1
08.03. | 2
08.03. | 3
08.03. | 4
08.03. | 5
08.03. | 6
08.03. | 7
08.03. | 8
08.03. | 9
08.03. | 10
08.03. | 11
08.03. | 12
08.03. | 13
08.03. | 14
08.03. | 15
08.03. | 16
08.03. | 17
08.03. | 18
08.03. | 19
08.03. | 20
08.03. | 21
08.03. | 22
08.03. | 23
08.03. | 24
09.03. | 1
09.03. | 2
09.03. | 3
09.03. | 4
09.03. | 5
09.03. | 6
09.03. | 7
09.03. | 8
09.03. | 9
09.03. | 10
09.03. | 11
09.03. | 12
09.03. | 13
09.03. | 14
09.03. | 15
09.03. | 16
09.03. | 17
09.03. | 18
09.03. | 19
09.03. | 20
09.03. | 21
09.03. | 22
09.03. | 23
09.03. | 24
10.03. | 1
10.03. | 2
10.03. | 3
10.03. | 4
10.03. | 5
10.03. | 6
10.03. | 7
10.03. | 8
10.03. | 9
10.03. | 10
10.03. | 11
10.03. | 12
10.03. | 13
10.03. | 14
10.03. | 15
10.03. | 16
10.03. | 17
10.03. | 18
10.03. | 19
10.03. | 20
10.03. | 21
10.03. | 22
10.03. | 23
10.03. | 24
11.03. | 1
11.03. | 2
11.03. | 3
11.03. | 4
11.03. | 5
11.03. | 6
11.03. | 7
11.03. | 8
11.03. | 9
11.03. | 10
11.03. | 11
11.03. | 12
11.03. | 13
11.03. | 14
11.03. | 15
11.03. | 16
11.03. | 17
11.03. | 18
11.03. | 19
11.03. | 20
11.03. | 21
11.03. | 22
11.03. | 23
11.03. | 24
12.03. | 1
12.03. | 2
12.03. | 3
12.03. | 4
12.03. | 5
12.03. | 6
12.03. | 7
12.03. | 8
12.03. | 9
12.03. | 10
12.03. | 11
12.03. | 12
12.03. | 13
12.03. | 14
12.03. | 15
12.03. | 16
12.03. | 17
12.03. | 18
12.03. | 19
12.03. | 20
12.03. | 21
12.03. | 22
12.03. | 23
12.03. | 24
13.03. | 1
13.03. | 2
13.03. | 3
13.03. | 4
13.03. | 5
13.03. | 6
13.03. | 7
13.03. | 8
13.03. | 9
13.03. | 10
13.03. | 11
13.03. | 12
13.03. | 13
13.03. | 14
13.03. | 15
13.03. | 16
13.03. | 17
13.03. | 18
13.03. | 19
13.03. | 20
13.03. | 21
13.03. | 22
13.03. | 23
13.03. | 24
14.03. | 1
14.03. | 2
14.03. | 3
14.03. | 4
14.03. | 5
14.03. | 6
14.03. | 7
14.03. | 8
14.03. | 9
14.03. | 10
14.03. | 11
14.03. | 12
14.03. | 13
14.03. | 14
14.03. | 15
14.03. | 16
14.03. | 17
14.03. | 18
14.03. | 19
14.03. | 20
14.03. | 21
14.03. | 22
14.03. | 23
14.03. | 24
15.03. | 1
15.03. | 2
15.03. | 3
15.03. | 4
15.03. | 5
15.03. | 6
15.03. | 7
15.03. | 8
15.03. | 9
15.03. | 10
15.03. | 11
15.03. | 12
15.03. | 13
15.03. | 14
15.03. | 15
15.03. | 16
15.03. | 17
15.03. | 18
15.03. | 19
15.03. | 20
15.03. | 21
15.03. | 22
15.03. | 23
15.03. | 24
16.03. | 1
16.03. | 2
16.03. | 3
16.03. | 4
16.03. | 5
16.03. | 6
16.03. | 7
16.03. | 8
16.03. | 9
16.03. | 10
16.03. | 11
16.03. | 12
16.03. | 13
16.03. | 14
16.03. | 15
16.03. | 16
16.03. | 17
16.03. | 18
16.03. | 19
16.03. | 20
16.03. | 21
16.03. | 22
16.03. | 23
16.03. | 24
17.03. | 1
17.03. | 2
17.03. | 3
17.03. | 4
17.03. | 5
17.03. | 6
17.03. | 7
17.03. | 8
17.03. | 9
17.03. | 10
17.03. | 11
17.03. | 12
17.03. | 13
17.03. | 14
17.03. | 15
17.03. | 16
17.03. | 17
17.03. | 18
17.03. | 19
17.03. | 20
17.03. | 21
17.03. | 22
17.03. | 23
17.03. | 24
18.03. | 1
18.03. | 2
18.03. | 3
18.03. | 4
18.03. | 5
18.03. | 6
18.03. | 7
18.03. | 8
18.03. | 9
18.03. | 10
18.03. | 11
18.03. | 12
18.03. | 13
18.03. | 14
18.03. | 15
18.03. | 16
18.03. | 17
18.03. | 18
18.03. | 19
18.03. | 20
18.03. | 21
18.03. | 22
18.03. | 23
18.03. | 24
19.03. | 1
19.03. | 2
19.03. | 3
19.03. | 4
19.03. | 5
19.03. | 6
19.03. | 7
19.03. | 8
19.03. | 9
19.03. | 10
19.03. | 11
19.03. | 12
19.03. | 13
19.03. | 14
19.03. | 15
19.03. | 16
19.03. | 17
19.03. | 18
19.03. | 19
19.03. | 20
19.03. | 21
19.03. | 22
19.03. | 23
19.03. | 24
20.03. | 1
20.03. | 2
20.03. | 3
20.03. | 4
20.03. | 5
20.03. | 6
20.03. | 7
20.03. | 8
20.03. | 9
20.03. | 10
20.03. | 11
20.03. | 12
20.03. | 13
20.03. | 14
20.03. | 15
20.03. | 16
20.03. | 17
20.03. | 18
20.03. | 19
20.03. | 20
20.03. | 21
20.03. | 22
20.03. | 23
20.03. | 24
21.03. | 1
21.03. | 2
21.03. | 3
21.03. | 4
21.03. | 5
21.03. | 6
21.03. | 7
21.03. | 8
21.03. | 9
21.03. | 10
21.03. | 11
21.03. | 12
21.03. | 13
21.03. | 14
21.03. | 15
21.03. | 16
21.03. | 17
21.03. | 18
21.03. | 19
21.03. | 20
21.03. | 21
21.03. | 22
21.03. | 23
21.03. | 24
22.03. | 1
22.03. | 2
22.03. | 3
22.03. | 4
22.03. | 5
22.03. | 6
22.03. | 7
22.03. | 8
22.03. | 9
22.03. | 10
22.03. | 11
22.03. | 12
22.03. | 13
22.03. | 14
22.03. | 15
22.03. | 16
22.03. | 17
22.03. | 18
22.03. | 19
22.03. | 20
22.03. | 21
22.03. | 22
22.03. | 23
22.03. | 24
23.03. | 1
23.03. | 2
23.03. | 3
23.03. | 4
23.03. | 5
23.03. | 6
23.03. | 7
23.03. | 8
23.03. | 9
23.03. | 10
23.03. | 11
23.03. | 12
23.03. | 13
23.03. | 14
23.03. | 15
23.03. | 16
23.03. | 17
23.03. | 18
23.03. | 19
23.03. | 20
23.03. | 21
23.03. | 22
23.03. | 23
23.03. | 24
24.03. | 1
24.03. | 2
24.03. | 3
24.03. | 4
24.03. | 5
24.03. | 6
24.03. | 7
24.03. | 8
24.03. | 9
24.03. | 10
24.03. | 11
24.03. | 12
24.03. | 13
24.03. | 14
24.03. | 15
24.03. | 16
24.03. | 17
24.03. | 18
24.03. | 19
24.03. | 20
24.03. | 21
24.03. | 22
24.03. | 23
24.03. | 24
25.03. | 1
25.03. | 2
25.03. | 3
25.03. | 4
25.03. | 5
25.03. | 6
25.03. | 7
25.03. | 8
25.03. | 9
25.03. | 10
25.03. | 11
25.03. | 12
25.03. | 13
25.03. | 14
25.03. | 15
25.03. | 16
25.03. | 17
25.03. | 18
25.03. | 19
25.03. | 20
25.03. | 21
25.03. | 22
25.03. | 23
25.03. | 24
26.03. | 1
26.03. | 2
26.03. | 3
26.03. | 4
26.03. | 5
26.03. | 6
26.03. | 7
26.03. | 8
26.03. | 9
26.03. | 10
26.03. | 11
26.03. | 12
26.03. | 13
26.03. | 14
26.03. | 15
26.03. | 16
26.03. | 17
26.03. | 18
26.03. | 19
26.03. | 20
26.03. | 21
26.03. | 22
26.03. | 23
26.03. | 24
27.03. | 1
27.03. | 2
27.03. | 3
27.03. | 4
27.03. | 5
27.03. | 6
27.03. | 7
27.03. | 8
27.03. | 9
27.03. | 10
27.03. | 11
27.03. | 12
27.03. | 13
27.03. | 14
27.03. | 15
27.03. | 16
27.03. | 17
27.03. | 18
27.03. | 19
27.03. | 20
27.03. | 21
27.03. | 22
27.03. | 23
27.03. | 24
28.03. | 1
28.03. | 2
28.03. | 3
28.03. | 4
28.03. | 5
28.03. | 6
28.03. | 7
28.03. | 8
28.03. | 9
28.03. | 10
28.03. | 11
28.03. | 12
28.03. | 13
28.03. | 14
28.03. | 15
28.03. | 16
28.03. | 17
28.03. | 18
28.03. | 19
28.03. | 20
28.03. | 21
28.03. | 22
28.03. | 23
28.03. | 24
29.03. | 1
29.03. | 2
29.03. | 3
29.03. | 4
29.03. | 5
29.03. | 6
29.03. | 7
29.03. | 8
29.03. | 9
29.03. | 10
29.03. | 11
29.03. | 12
29.03. | 13
29.03. | 14
29.03. | 15
29.03. | 16
29.03. | 17
29.03. | 18
29.03. | 19
29.03. | 20
29.03. | 21
29.03. | 22
29.03. | 23
29.03. | 24
30.03. | 1
30.03. | 2
30.03. | 3
30.03. | 4
30.03. | 5
30.03. | 6
30.03. | 7
30.03. | 8
30.03. | 9
30.03. | 10
30.03. | 11
30.03. | 12
30.03. | 13
30.03. | 14
30.03. | 15
30.03. | 16
30.03. | 17
30.03. | 18
30.03. | 19
30.03. | 20
30.03. | 21
30.03. | 22
30.03. | 23
30.03. | 24
31.03. | 1
31.03. | 2
31.03. | 3
31.03. | 4
31.03. | 5
31.03. | 6
31.03. | 7
31.03. | 8
31.03. | 9
31.03. | 10
31.03. | 11
31.03. | 12
31.03. | 13
31.03. | 14
31.03. | 15
31.03. | 16
31.03. | 17
31.03. | 18
31.03. | 19
31.03. | 20
31.03. | 21
31.03. | 22
31.03. | 23
31.03. | 24
01.04. | 1
01.04. | 2
01.04. | 3
01.04. | 4
01.04. | 5
01.04. | 6
01.04. | 7
01.04. | 8
01.04. | 9
01.04. | 10
01.04. | 11
01.04. | 12
01.04. | 13
01.04. | 14
01.04. | 15
01.04. | 16
01.04. | 17
01.04. | 18
01.04. | 19
01.04. | 20
01.04. | 21
01.04. | 22
01.04. | 23
01.04. | 24
02.04. | 1
02.04. | 2
02.04. | 3
02.04. | 4
02.04. | 5
02.04. | 6
02.04. | 7
02.04. | 8
02.04. | 9
02.04. | 10
02.04. | 11
02.04. | 12
02.04. | 13
02.04. | 14
02.04. | 15
02.04. | 16
02.04. | 17
02.04. | 18
02.04. | 19
02.04. | 20
02.04. | 21
02.04. | 22
02.04. | 23
02.04. | 24
03.04. | 1
03.04. | 2
03.04. | 3
03.04. | 4
03.04. | 5
03.04. | 6
03.04. | 7
03.04. | 8
03.04. | 9
03.04. | 10
03.04. | 11
03.04. | 12
03.04. | 13
03.04. | 14
03.04. | 15
03.04. | 16
03.04. | 17
03.04. | 18
03.04. | 19
03.04. | 20
03.04. | 21
03.04. | 22
03.04. | 23
03.04. | 24
04.04. | 1
04.04. | 2
04.04. | 3
04.04. | 4
04.04. | 5
04.04. | 6
04.04. | 7
04.04. | 8
04.04. | 9
04.04. | 10
04.04. | 11
04.04. | 12
04.04. | 13
04.04. | 14
04.04. | 15
04.04. | 16
04.04. | 17
04.04. | 18
04.04. | 19
04.04. | 20
04.04. | 21
04.04. | 22
04.04. | 23
04.04. | 24
05.04. | 1
05.04. | 2
05.04. | 3
05.04. | 4
05.04. | 5
05.04. | 6
05.04. | 7
05.04. | 8
05.04. | 9
05.04. | 10
05.04. | 11
05.04. | 12
05.04. | 13
05.04. | 14
05.04. | 15
05.04. | 16
05.04. | 17
05.04. | 18
05.04. | 19
05.04. | 20
05.04. | 21
05.04. | 22
05.04. | 23
05.04. | 24
06.04. | 1
06.04. | 2
06.04. | 3
06.04. | 4
06.04. | 5
06.04. | 6
06.04. | 7
06.04. | 8
06.04. | 9
06.04. | 10
06.04. | 11
06.04. | 12
06.04. | 13
06.04. | 14
06.04. | 15
06.04. | 16
06.04. | 17
06.04. | 18
06.04. | 19
06.04. | 20
06.04. | 21
06.04. | 22
06.04. | 23
06.04. | 24
07.04. | 1
07.04. | 2
07.04. | 3
07.04. | 4
07.04. | 5
07.04. | 6
07.04. | 7
07.04. | 8
07.04. | 9
07.04. | 10
07.04. | 11
07.04. | 12
07.04. | 13
07.04. | 14
07.04. | 15
07.04. | 16
07.04. | 17
07.04. | 18
07.04. | 19
07.04. | 20
07.04. | 21
07.04. | 22
07.04. | 23
07.04. | 24
08.04. | 1
08.04. | 2
08.04. | 3
08.04. | 4
08.04. | 5
08.04. | 6
08.04. | 7
08.04. | 8
08.04. | 9
08.04. | 10
08.04. | 11
08.04. | 12
08.04. | 13
08.04. | 14
08.04. | 15
08.04. | 16
08.04. | 17
08.04. | 18
08.04. | 19
08.04. | 20
08.04. | 21
08.04. | 22
08.04. | 23
08.04. | 24
09.04. | 1
09.04. | 2
09.04. | 3
09.04. | 4
09.04. | 5
09.04. | 6
09.04. | 7
09.04. | 8
09.04. | 9
09.04. | 10
09.04. | 11
09.04. | 12
09.04. | 13
09.04. | 14
09.04. | 15
09.04. | 16
09.04. | 17
09.04. | 18
09.04. | 19
09.04. | 20
09.04. | 21
09.04. | 22
09.04. | 23
09.04. | 24
10.04. | 1
10.04. | 2
10.04. | 3
10.04. | 4
10.04. | 5
10.04. | 6
10.04. | 7
10.04. | 8
10.04. | 9
10.04. | 10
10.04. | 11
10.04. | 12
10.04. | 13
10.04. | 14
10.04. | 15
10.04. | 16
10.04. | 17
10.04. | 18
10.04. | 19
10.04. | 20
10.04. | 21
10.04. | 22
10.04. | 23
10.04. | 24
11.04. | 1
11.04. | 2
11.04. | 3
11.04. | 4
11.04. | 5
11.04. | 6
11.04. | 7
11.04. | 8
11.04. | 9
11.04. | 10
11.04. | 11
11.04. | 12
11.04. | 13
11.04. | 14
11.04. | 15
11.04. | 16
11.04. | 17
11.04. | 18
11.04. | 19
11.04. | 20
11.04. | 21
11.04. | 22
11.04. | 23
11.04. | 24
12.04. | 1
12.04. | 2
12.04. | 3
12.04. | 4
12.04. | 5
12.04. | 6
12.04. | 7
12.04. | 8
12.04. | 9
12.04. | 10
12.04. | 11
12.04. | 12
12.04. | 13
12.04. | 14
12.04. | 15
12.04. | 16
12.04. | 17
12.04. | 18
12.04. | 19
12.04. | 20
12.04. | 21
12.04. | 22
12.04. | 23
12.04. | 24
13.04. | 1
13.04. | 2
13.04. | 3
13.04. | 4
13.04. | 5
13.04. | 6
13.04. | 7
13.04. | 8
13.04. | 9
13.04. | 10
13.04. | 11
13.04. | 12
13.04. | 13
13.04. | 14
13.04. | 15
13.04. | 16
13.04. | 17
13.04. | 18
13.04. | 19
13.04. | 20
13.04. | 21
13.04. | 22
13.04. | 23
13.04. | 24
14.04. | 1
14.04. | 2
14.04. | 3
14.04. | 4
14.04. | 5
14.04. | 6
14.04. | 7
14.04. | 8
14.04. | 9
14.04. | 10
14.04. | 11
14.04. | 12
14.04. | 13
14.04. | 14
14.04. | 15
14.04. | 16
14.04. | 17
14.04. | 18
14.04. | 19
14.04. | 20
14.04. | 21
14.04. | 22
14.04. | 23
14.04. | 24
15.04. | 1
15.04. | 2
15.04. | 3
15.04. | 4
15.04. | 5
15.04. | 6
15.04. | 7
15.04. | 8
15.04. | 9
15.04. | 10
15.04. | 11
15.04. | 12
15.04. | 13
15.04. | 14
15.04. | 15
15.04. | 16
15.04. | 17
15.04. | 18
15.04. | 19
15.04. | 20
15.04. | 21
15.04. | 22
15.04. | 23
15.04. | 24
16.04. | 1
16.04. | 2
16.04. | 3
16.04. | 4
16.04. | 5
16.04. | 6
16.04. | 7
16.04. | 8
16.04. | 9
16.04. | 10
16.04. | 11
16.04. | 12
16.04. | 13
16.04. | 14
16.04. | 15
16.04. | 16
16.04. | 17
16.04. | 18
16.04. | 19
16.04. | 20
16.04. | 21
16.04. | 22
16.04. | 23
16.04. | 24
17.04. | 1
17.04. | 2
17.04. | 3
17.04. | 4
17.04. | 5
17.04. | 6
17.04. | 7
17.04. | 8
17.04. | 9
17.04. | 10
17.04. | 11
17.04. | 12
17.04. | 13
17.04. | 14
17.04. | 15
17.04. | 16
17.04. | 17
17.04. | 18
17.04. | 19
17.04. | 20
17.04. | 21
17.04. | 22
17.04. | 23
17.04. | 24
18.04. | 1
18.04. | 2
18.04. | 3
18.04. | 4
18.04. | 5
18.04. | 6
18.04. | 7
18.04. | 8
18.04. | 9
18.04. | 10
18.04. | 11
18.04. | 12
18.04. | 13
18.04. | 14
18.04. | 15
18.04. | 16
18.04. | 17
18.04. | 18
18.04. | 19
18.04. | 20
18.04. | 21
18.04. | 22
18.04. | 23
18.04. | 24
19.04. | 1
19.04. | 2
19.04. | 3
19.04. | 4
19.04. | 5
19.04. | 6
19.04. | 7
19.04. | 8
19.04. | 9
19.04. | 10
19.04. | 11
19.04. | 12
19.04. | 13
19.04. | 14
19.04. | 15
19.04. | 16
19.04. | 17
19.04. | 18
19.04. | 19
19.04. | 20
19.04. | 21
19.04. | 22
19.04. | 23
19.04. | 24
20.04. | 1
20.04. | 2
20.04. | 3
20.04. | 4
20.04. | 5
20.04. | 6
20.04. | 7
20.04. | 8
20.04. | 9
20.04. | 10
20.04. | 11
20.04. | 12
20.04. | 13
20.04. | 14
20.04. | 15
20.04. | 16
20.04. | 17
20.04. | 18
20.04. | 19
20.04. | 20
20.04. | 21
20.04. | 22
20.04. | 23
20.04. | 24
21.04. | 1
21.04. | 2
21.04. | 3
21.04. | 4
21.04. | 5
21.04. | 6
21.04. | 7
21.04. | 8
21.04. | 9
21.04. | 10
21.04. | 11
21.04. | 12
21.04. | 13
21.04. | 14
21.04. | 15
21.04. | 16
21.04. | 17
21.04. | 18
21.04. | 19
21.04. | 20
21.04. | 21
21.04. | 22
21.04. | 23
21.04. | 24
22.04. | 1
22.04. | 2
22.04. | 3
22.04. | 4
22.04. | 5
22.04. | 6
22.04. | 7
22.04. | 8
22.04. | 9
22.04. | 10
22.04. | 11
22.04. | 12
22.04. | 13
22.04. | 14
22.04. | 15
22.04. | 16
22.04. | 17
22.04. | 18
22.04. | 19
22.04. | 20
22.04. | 21
22.04. | 22
22.04. | 23
22.04. | 24
23.04. | 1
23.04. | 2
23.04. | 3
23.04. | 4
23.04. | 5
23.04. | 6
23.04. | 7
23.04. | 8
23.04. | 9
23.04. | 10
23.04. | 11
23.04. | 12
23.04. | 13
23.04. | 14
23.04. | 15
23.04. | 16
23.04. | 17
23.04. | 18
23.04. | 19
23.04. | 20
23.04. | 21
23.04. | 22
23.04. | 23
23.04. | 24
24.04. | 1
24.04. | 2
24.04. | 3
24.04. | 4
24.04. | 5
24.04. | 6
24.04. | 7
24.04. | 8
24.04. | 9
24.04. | 10
24.04. | 11
24.04. | 12
24.04. | 13
24.04. | 14
24.04. | 15
24.04. | 16
24.04. | 17
24.04. | 18
24.04. | 19
24.04. | 20
24.04. | 21
24.04. | 22
24.04. | 23
24.04. | 24
25.04. | 1
25.04. | 2
25.04. | 3
25.04. | 4
25.04. | 5
25.04. | 6
25.04. | 7
25.04. | 8
25.04. | 9
25.04. | 10
25.04. | 11
25.04. | 12
25.04. | 13
25.04. | 14
25.04. | 15
25.04. | 16
25.04. | 17
25.04. | 18
25.04. | 19
25.04. | 20
25.04. | 21
25.04. | 22
25.04. | 23
25.04. | 24
26.04. | 1
26.04. | 2
26.04. | 3
26.04. | 4
26.04. | 5
26.04. | 6
26.04. | 7
26.04. | 8
26.04. | 9
26.04. | 10
26.04. | 11
26.04. | 12
26.04. | 13
26.04. | 14
26.04. | 15
26.04. | 16
26.04. | 17
26.04. | 18
26.04. | 19
26.04. | 20
26.04. | 21
26.04. | 22
26.04. | 23
26.04. | 24
27.04. | 1
27.04. | 2
27.04. | 3
27.04. | 4
27.04. | 5
27.04. | 6
27.04. | 7
27.04. | 8
27.04. | 9
27.04. | 10
27.04. | 11
27.04. | 12
27.04. | 13
27.04. | 14
27.04. | 15
27.04. | 16
27.04. | 17
27.04. | 18
27.04. | 19
27.04. | 20
27.04. | 21
27.04. | 22
27.04. | 23
27.04. | 24
28.04. | 1
28.04. | 2
28.04. | 3
28.04. | 4
28.04. | 5
28.04. | 6
28.04. | 7
28.04. | 8
28.04. | 9
28.04. | 10
28.04. | 11
28.04. | 12
28.04. | 13
28.04. | 14
28.04. | 15
28.04. | 16
28.04. | 17
28.04. | 18
28.04. | 19
28.04. | 20
28.04. | 21
28.04. | 22
28.04. | 23
28.04. | 24
29.04. | 1
29.04. | 2
29.04. | 3
29.04. | 4
29.04. | 5
29.04. | 6
29.04. | 7
29.04. | 8
29.04. | 9
29.04. | 10
29.04. | 11
29.04. | 12
29.04. | 13
29.04. | 14
29.04. | 15
29.04. | 16
29.04. | 17
29.04. | 18
29.04. | 19
29.04. | 20
29.04. | 21
29.04. | 22
29.04. | 23
29.04. | 24
30.04. | 1
30.04. | 2
30.04. | 3
30.04. | 4
30.04. | 5
30.04. | 6
30.04. | 7
30.04. | 8
30.04. | 9
30.04. | 10
30.04. | 11
30.04. | 12
30.04. | 13
30.04. | 14
30.04. | 15
30.04. | 16
30.04. | 17
30.04. | 18
30.04. | 19
30.04. | 20
30.04. | 21
30.04. | 22
30.04. | 23
30.04. | 24
01.05. | 1
01.05. | 2
01.05. | 3
01.05. | 4
01.05. | 5
01.05. | 6
01.05. | 7
01.05. | 8
01.05. | 9
01.05. | 10
01.05. | 11
01.05. | 12
01.05. | 13
01.05. | 14
01.05. | 15
01.05. | 16
01.05. | 17
01.05. | 18
01.05. | 19
01.05. | 20
01.05. | 21
01.05. | 22
01.05. | 23
01.05. | 24
02.05. | 1
02.05. | 2
02.05. | 3
02.05. | 4
02.05. | 5
02.05. | 6
02.05. | 7
02.05. | 8
02.05. | 9
02.05. | 10
02.05. | 11
02.05. | 12
02.05. | 13
02.05. | 14
02.05. | 15
02.05. | 16
02.05. | 17
02.05. | 18
02.05. | 19
02.05. | 20
02.05. | 21
02.05. | 22
02.05. | 23
02.05. | 24
03.05. | 1
03.05. | 2
03.05. | 3
03.05. | 4
03.05. | 5
03.05. | 6
03.05. | 7
03.05. | 8
03.05. | 9
03.05. | 10
03.05. | 11
03.05. | 12
03.05. | 13
03.05. | 14
03.05. | 15
03.05. | 16
03.05. | 17
03.05. | 18
03.05. | 19
03.05. | 20
03.05. | 21
03.05. | 22
03.05. | 23
03.05. | 24
04.05. | 1
04.05. | 2
04.05. | 3
04.05. | 4
04.05. | 5
04.05. | 6
04.05. | 7
04.05. | 8
04.05. | 9
04.05. | 10
04.05. | 11
04.05. | 12
04.05. | 13
04.05. | 14
04.05. | 15
04.05. | 16
04.05. | 17
04.05. | 18
04.05. | 19
04.05. | 20
04.05. | 21
04.05. | 22
04.05. | 23
04.05. | 24
05.05. | 1
05.05. | 2
05.05. | 3
05.05. | 4
05.05. | 5
05.05. | 6
05.05. | 7
05.05. | 8
05.05. | 9
05.05. | 10
05.05. | 11
05.05. | 12
05.05. | 13
05.05. | 14
05.05. | 15
05.05. | 16
05.05. | 17
05.05. | 18
05.05. | 19
05.05. | 20
05.05. | 21
05.05. | 22
05.05. | 23
05.05. | 24
06.05. | 1
06.05. | 2
06.05. | 3
06.05. | 4
06.05. | 5
06.05. | 6
06.05. | 7
06.05. | 8
06.05. | 9
06.05. | 10
06.05. | 11
06.05. | 12
06.05. | 13
06.05. | 14
06.05. | 15
06.05. | 16
06.05. | 17
06.05. | 18
06.05. | 19
06.05. | 20
06.05. | 21
06.05. | 22
06.05. | 23
06.05. | 24
07.05. | 1
07.05. | 2
07.05. | 3
07.05. | 4
07.05. | 5
07.05. | 6
07.05. | 7
07.05. | 8
07.05. | 9
07.05. | 10
07.05. | 11
07.05. | 12
07.05. | 13
07.05. | 14
07.05. | 15
07.05. | 16
07.05. | 17
07.05. | 18
07.05. | 19
07.05. | 20
07.05. | 21
07.05. | 22
07.05. | 23
07.05. | 24
08.05. | 1
08.05. | 2
08.05. | 3
08.05. | 4
08.05. | 5
08.05. | 6
08.05. | 7
08.05. | 8
08.05. | 9
08.05. | 10
08.05. | 11
08.05. | 12
08.05. | 13
08.05. | 14
08.05. | 15
08.05. | 16
08.05. | 17
08.05. | 18
08.05. | 19
08.05. | 20
08.05. | 21
08.05. | 22
08.05. | 23
08.05. | 24
09.05. | 1
09.05. | 2
09.05. | 3
09.05. | 4
09.05. | 5
09.05. | 6
09.05. | 7
09.05. | 8
09.05. | 9
09.05. | 10
09.05. | 11
09.05. | 12
09.05. | 13
09.05. | 14
09.05. | 15
09.05. | 16
09.05. | 17
09.05. | 18
09.05. | 19
09.05. | 20
09.05. | 21
09.05. | 22
09.05. | 23
09.05. | 24
10.05. | 1
10.05. | 2
10.05. | 3
10.05. | 4
10.05. | 5
10.05. | 6
10.05. | 7
10.05. | 8
10.05. | 9
10.05. | 10
10.05. | 11
10.05. | 12
10.05. | 13
10.05. | 14
10.05. | 15
10.05. | 16
10.05. | 17
10.05. | 18
10.05. | 19
10.05. | 20
10.05. | 21
10.05. | 22
10.05. | 23
10.05. | 24
11.05. | 1
11.05. | 2
11.05. | 3
11.05. | 4
11.05. | 5
11.05. | 6
11.05. | 7
11.05. | 8
11.05. | 9
11.05. | 10
11.05. | 11
11.05. | 12
11.05. | 13
11.05. | 14
11.05. | 15
11.05. | 16
11.05. | 17
11.05. | 18
11.05. | 19
11.05. | 20
11.05. | 21
11.05. | 22
11.05. | 23
11.05. | 24
12.05. | 1
12.05. | 2
12.05. | 3
12.05. | 4
12.05. | 5
12.05. | 6
12.05. | 7
12.05. | 8
12.05. | 9
12.05. | 10
12.05. | 11
12.05. | 12
12.05. | 13
12.05. | 14
12.05. | 15
12.05. | 16
12.05. | 17
12.05. | 18
12.05. | 19
12.05. | 20
12.05. | 21
12.05. | 22
12.05. | 23
12.05. | 24
13.05. | 1
13.05. | 2
13.05. | 3
13.05. | 4
13.05. | 5
13.05. | 6
13.05. | 7
13.05. | 8
13.05. | 9
13.05. | 10
13.05. | 11
13.05. | 12
13.05. | 13
13.05. | 14
13.05. | 15
13.05. | 16
13.05. | 17
13.05. | 18
13.05. | 19
13.05. | 20
13.05. | 21
13.05. | 22
13.05. | 23
13.05. | 24
14.05. | 1
14.05. | 2
14.05. | 3
14.05. | 4
14.05. | 5
14.05. | 6
14.05. | 7
14.05. | 8
14.05. | 9
14.05. | 10
14.05. | 11
14.05. | 12
14.05. | 13
14.05. | 14
14.05. | 15
14.05. | 16
14.05. | 17
14.05. | 18
14.05. | 19
14.05. | 20
14.05. | 21
14.05. | 22
14.05. | 23
14.05. | 24
15.05. | 1
15.05. | 2
15.05. | 3
15.05. | 4
15.05. | 5
15.05. | 6
15.05. | 7
15.05. | 8
15.05. | 9
15.05. | 10
15.05. | 11
15.05. | 12
15.05. | 13
15.05. | 14
15.05. | 15
15.05. | 16
15.05. | 17
15.05. | 18
15.05. | 19
15.05. | 20
15.05. | 21
15.05. | 22
15.05. | 23
15.05. | 24
16.05. | 1
16.05. | 2
16.05. | 3
16.05. | 4
16.05. | 5
16.05. | 6
16.05. | 7
16.05. | 8
16.05. | 9
16.05. | 10
16.05. | 11
16.05. | 12
16.05. | 13
16.05. | 14
16.05. | 15
16.05. | 16
16.05. | 17
16.05. | 18
16.05. | 19
16.05. | 20
16.05. | 21
16.05. | 22
16.05. | 23
16.05. | 24
17.05. | 1
17.05. | 2
17.05. | 3
17.05. | 4
17.05. | 5
17.05. | 6
17.05. | 7
17.05. | 8
17.05. | 9
17.05. | 10
17.05. | 11
17.05. | 12
17.05. | 13
17.05. | 14
17.05. | 15
17.05. | 16
17.05. | 17
17.05. | 18
17.05. | 19
17.05. | 20
17.05. | 21
17.05. | 22
17.05. | 23
17.05. | 24
18.05. | 1
18.05. | 2
18.05. | 3
18.05. | 4
18.05. | 5
18.05. | 6
18.05. | 7
18.05. | 8
18.05. | 9
18.05. | 10
18.05. | 11
18.05. | 12
18.05. | 13
18.05. | 14
18.05. | 15
18.05. | 16
18.05. | 17
18.05. | 18
18.05. | 19
18.05. | 20
18.05. | 21
18.05. | 22
18.05. | 23
18.05. | 24
19.05. | 1
19.05. | 2
19.05. | 3
19.05. | 4
19.05. | 5
19.05. | 6
19.05. | 7
19.05. | 8
19.05. | 9
19.05. | 10
19.05. | 11
19.05. | 12
19.05. | 13
19.05. | 14
19.05. | 15
19.05. | 16
19.05. | 17
19.05. | 18
19.05. | 19
19.05. | 20
19.05. | 21
19.05. | 22
19.05. | 23
19.05. | 24
20.05. | 1
20.05. | 2
20.05. | 3
20.05. | 4
20.05. | 5
20.05. | 6
20.05. | 7
20.05. | 8
20.05. | 9
20.05. | 10
20.05. | 11
20.05. | 12
20.05. | 13
20.05. | 14
20.05. | 15
20.05. | 16
20.05. | 17
20.05. | 18
20.05. | 19
20.05. | 20
20.05. | 21
20.05. | 22
20.05. | 23
20.05. | 24
21.05. | 1
21.05. | 2
21.05. | 3
21.05. | 4
21.05. | 5
21.05. | 6
21.05. | 7
21.05. | 8
21.05. | 9
21.05. | 10
21.05. | 11
21.05. | 12
21.05. | 13
21.05. | 14
21.05. | 15
21.05. | 16
21.05. | 17
21.05. | 18
21.05. | 19
21.05. | 20
21.05. | 21
21.05. | 22
21.05. | 23
21.05. | 24
22.05. | 1
22.05. | 2
22.05. | 3
22.05. | 4
22.05. | 5
22.05. | 6
22.05. | 7
22.05. | 8
22.05. | 9
22.05. | 10
22.05. | 11
22.05. | 12
22.05. | 13
22.05. | 14
22.05. | 15
22.05. | 16
22.05. | 17
22.05. | 18
22.05. | 19
22.05. | 20
22.05. | 21
22.05. | 22
22.05. | 23
22.05. | 24
23.05. | 1
23.05. | 2
23.05. | 3
23.05. | 4
23.05. | 5
23.05. | 6
23.05. | 7
23.05. | 8
23.05. | 9
23.05. | 10
23.05. | 11
23.05. | 12
23.05. | 13
23.05. | 14
23.05. | 15
23.05. | 16
23.05. | 17
23.05. | 18
23.05. | 19
23.05. | 20
23.05. | 21
23.05. | 22
23.05. | 23
23.05. | 24
24.05. | 1
24.05. | 2
24.05. | 3
24.05. | 4
24.05. | 5
24.05. | 6
24.05. | 7
24.05. | 8
24.05. | 9
24.05. | 10
24.05. | 11
24.05. | 12
24.05. | 13
24.05. | 14
24.05. | 15
24.05. | 16
24.05. | 17
24.05. | 18
24.05. | 19
24.05. | 20
24.05. | 21
24.05. | 22
24.05. | 23
24.05. | 24
25.05. | 1
25.05. | 2
25.05. | 3
25.05. | 4
25.05. | 5
25.05. | 6
25.05. | 7
25.05. | 8
25.05. | 9
25.05. | 10
25.05. | 11
25.05. | 12
25.05. | 13
25.05. | 14
25.05. | 15
25.05. | 16
25.05. | 17
25.05. | 18
25.05. | 19
25.05. | 20
25.05. | 21
25.05. | 22
25.05. | 23
25.05. | 24
26.05. | 1
26.05. | 2
26.05. | 3
26.05. | 4
26.05. | 5
26.05. | 6
26.05. | 7
26.05. | 8
26.05. | 9
26.05. | 10
26.05. | 11
26.05. | 12
26.05. | 13
26.05. | 14
26.05. | 15
26.05. | 16
26.05. | 17
26.05. | 18
26.05. | 19
26.05. | 20
26.05. | 21
26.05. | 22
26.05. | 23
26.05. | 24
27.05. | 1
27.05. | 2
27.05. | 3
27.05. | 4
27.05. | 5
27.05. | 6
27.05. | 7
27.05. | 8
27.05. | 9
27.05. | 10
27.05. | 11
27.05. | 12
27.05. | 13
27.05. | 14
27.05. | 15
27.05. | 16
27.05. | 17
27.05. | 18
27.05. | 19
27.05. | 20
27.05. | 21
27.05. | 22
27.05. | 23
27.05. | 24
28.05. | 1
28.05. | 2
28.05. | 3
28.05. | 4
28.05. | 5
28.05. | 6
28.05. | 7
28.05. | 8
28.05. | 9
28.05. | 10
28.05. | 11
28.05. | 12
28.05. | 13
28.05. | 14
28.05. | 15
28.05. | 16
28.05. | 17
28.05. | 18
28.05. | 19
28.05. | 20
28.05. | 21
28.05. | 22
28.05. | 23
28.05. | 24
29.05. | 1
29.05. | 2
29.05. | 3
29.05. | 4
29.05. | 5
29.05. | 6
29.05. | 7
29.05. | 8
29.05. | 9
29.05. | 10
29.05. | 11
29.05. | 12
29.05. | 13
29.05. | 14
29.05. | 15
29.05. | 16
29.05. | 17
29.05. | 18
29.05. | 19
29.05. | 20
29.05. | 21
29.05. | 22
29.05. | 23
29.05. | 24
30.05. | 1
30.05. | 2
30.05. | 3
30.05. | 4
30.05. | 5
30.05. | 6
30.05. | 7
30.05. | 8
30.05. | 9
30.05. | 10
30.05. | 11
30.05. | 12
30.05. | 13
30.05. | 14
30.05. | 15
30.05. | 16
30.05. | 17
30.05. | 18
30.05. | 19
30.05. | 20
30.05. | 21
30.05. | 22
30.05. | 23
30.05. | 24
31.05. | 1
31.05. | 2
31.05. | 3
31.05. | 4
31.05. | 5
31.05. | 6
31.05. | 7
31.05. | 8
31.05. | 9
31.05. | 10
31.05. | 11
31.05. | 12
31.05. | 13
31.05. | 14
31.05. | 15
31.05. | 16
31.05. | 17
31.05. | 18
31.05. | 19
31.05. | 20
31.05. | 21
31.05. | 22
31.05. | 23
31.05. | 24
01.06. | 1
01.06. | 2
01.06. | 3
01.06. | 4
01.06. | 5
01.06. | 6
01.06. | 7
01.06. | 8
01.06. | 9
01.06. | 10
01.06. | 11
01.06. | 12
01.06. | 13
01.06. | 14
01.06. | 15
01.06. | 16
01.06. | 17
01.06. | 18
01.06. | 19
01.06. | 20
01.06. | 21
01.06. | 22
01.06. | 23
01.06. | 24
02.06. | 1
02.06. | 2
02.06. | 3
02.06. | 4
02.06. | 5
02.06. | 6
02.06. | 7
02.06. | 8
02.06. | 9
02.06. | 10
02.06. | 11
02.06. | 12
02.06. | 13
02.06. | 14
02.06. | 15
02.06. | 16
02.06. | 17
02.06. | 18
02.06. | 19
02.06. | 20
02.06. | 21
02.06. | 22
02.06. | 23
02.06. | 24
03.06. | 1
03.06. | 2
03.06. | 3
03.06. | 4
03.06. | 5
03.06. | 6
03.06. | 7
03.06. | 8
03.06. | 9
03.06. | 10
03.06. | 11
03.06. | 12
03.06. | 13
03.06. | 14
03.06. | 15
03.06. | 16
03.06. | 17
03.06. | 18
03.06. | 19
03.06. | 20
03.06. | 21
03.06. | 22
03.06. | 23
03.06. | 24
04.06. | 1
04.06. | 2
04.06. | 3
04.06. | 4
04.06. | 5
04.06. | 6
04.06. | 7
04.06. | 8
04.06. | 9
04.06. | 10
04.06. | 11
04.06. | 12
04.06. | 13
04.06. | 14
04.06. | 15
04.06. | 16
04.06. | 17
04.06. | 18
04.06. | 19
04.06. | 20
04.06. | 21
04.06. | 22
04.06. | 23
04.06. | 24
05.06. | 1
05.06. | 2
05.06. | 3
05.06. | 4
05.06. | 5
05.06. | 6
05.06. | 7
05.06. | 8
05.06. | 9
05.06. | 10
05.06. | 11
05.06. | 12
05.06. | 13
05.06. | 14
05.06. | 15
05.06. | 16
05.06. | 17
05.06. | 18
05.06. | 19
05.06. | 20
05.06. | 21
05.06. | 22
05.06. | 23
05.06. | 24
06.06. | 1
06.06. | 2
06.06. | 3
06.06. | 4
06.06. | 5
06.06. | 6
06.06. | 7
06.06. | 8
06.06. | 9
06.06. | 10
06.06. | 11
06.06. | 12
06.06. | 13
06.06. | 14
06.06. | 15
06.06. | 16
06.06. | 17
06.06. | 18
06.06. | 19
06.06. | 20
06.06. | 21
06.06. | 22
06.06. | 23
06.06. | 24
07.06. | 1
07.06. | 2
07.06. | 3
07.06. | 4
07.06. | 5
07.06. | 6
07.06. | 7
07.06. | 8
07.06. | 9
07.06. | 10
07.06. | 11
07.06. | 12
07.06. | 13
07.06. | 14
07.06. | 15
07.06. | 16
07.06. | 17
07.06. | 18
07.06. | 19
07.06. | 20
07.06. | 21
07.06. | 22
07.06. | 23
07.06. | 24
08.06. | 1
08.06. | 2
08.06. | 3
08.06. | 4
08.06. | 5
08.06. | 6
08.06. | 7
08.06. | 8
08.06. | 9
08.06. | 10
08.06. | 11
08.06. | 12
08.06. | 13
08.06. | 14
08.06. | 15
08.06. | 16
08.06. | 17
08.06. | 18
08.06. | 19
08.06. | 20
08.06. | 21
08.06. | 22
08.06. | 23
08.06. | 24
09.06. | 1
09.06. | 2
09.06. | 3
09.06. | 4
09.06. | 5
09.06. | 6
09.06. | 7
09.06. | 8
09.06. | 9
09.06. | 10
09.06. | 11
09.06. | 12
09.06. | 13
09.06. | 14
09.06. | 15
09.06. | 16
09.06. | 17
09.06. | 18
09.06. | 19
09.06. | 20
09.06. | 21
09.06. | 22
09.06. | 23
09.06. | 24
10.06. | 1
10.06. | 2
10.06. | 3
10.06. | 4
10.06. | 5
10.06. | 6
10.06. | 7
10.06. | 8
10.06. | 9
10.06. | 10
10.06. | 11
10.06. | 12
10.06. | 13
10.06. | 14
10.06. | 15
10.06. | 16
10.06. | 17
10.06. | 18
10.06. | 19
10.06. | 20
10.06. | 21
10.06. | 22
10.06. | 23
10.06. | 24
11.06. | 1
11.06. | 2
11.06. | 3
11.06. | 4
11.06. | 5
11.06. | 6
11.06. | 7
11.06. | 8
11.06. | 9
11.06. | 10
11.06. | 11
11.06. | 12
11.06. | 13
11.06. | 14
11.06. | 15
11.06. | 16
11.06. | 17
11.06. | 18
11.06. | 19
11.06. | 20
11.06. | 21
11.06. | 22
11.06. | 23
11.06. | 24
12.06. | 1
12.06. | 2
12.06. | 3
12.06. | 4
12.06. | 5
12.06. | 6
12.06. | 7
12.06. | 8
12.06. | 9
12.06. | 10
12.06. | 11
12.06. | 12
12.06. | 13
12.06. | 14
12.06. | 15
12.06. | 16
12.06. | 17
12.06. | 18
12.06. | 19
12.06. | 20
12.06. | 21
12.06. | 22
12.06. | 23
12.06. | 24
13.06. | 1
13.06. | 2
13.06. | 3
13.06. | 4
13.06. | 5
13.06. | 6
13.06. | 7
13.06. | 8
13.06. | 9
13.06. | 10
13.06. | 11
13.06. | 12
13.06. | 13
13.06. | 14
13.06. | 15
13.06. | 16
13.06. | 17
13.06. | 18
13.06. | 19
13.06. | 20
13.06. | 21
13.06. | 22
13.06. | 23
13.06. | 24
14.06. | 1
14.06. | 2
14.06. | 3
14.06. | 4
14.06. | 5
14.06. | 6
14.06. | 7
14.06. | 8
14.06. | 9
14.06. | 10
14.06. | 11
14.06. | 12
14.06. | 13
14.06. | 14
14.06. | 15
14.06. | 16
14.06. | 17
14.06. | 18
14.06. | 19
14.06. | 20
14.06. | 21
14.06. | 22
14.06. | 23
14.06. | 24
15.06. | 1
15.06. | 2
15.06. | 3
15.06. | 4
15.06. | 5
15.06. | 6
15.06. | 7
15.06. | 8
15.06. | 9
15.06. | 10
15.06. | 11
15.06. | 12
15.06. | 13
15.06. | 14
15.06. | 15
15.06. | 16
15.06. | 17
15.06. | 18
15.06. | 19
15.06. | 20
15.06. | 21
15.06. | 22
15.06. | 23
15.06. | 24
16.06. | 1
16.06. | 2
16.06. | 3
16.06. | 4
16.06. | 5
16.06. | 6
16.06. | 7
16.06. | 8
16.06. | 9
16.06. | 10
16.06. | 11
16.06. | 12
16.06. | 13
16.06. | 14
16.06. | 15
16.06. | 16
16.06. | 17
16.06. | 18
16.06. | 19
16.06. | 20
16.06. | 21
16.06. | 22
16.06. | 23
16.06. | 24
17.06. | 1
17.06. | 2
17.06. | 3
17.06. | 4
17.06. | 5
17.06. | 6
17.06. | 7
17.06. | 8
17.06. | 9
17.06. | 10
17.06. | 11
17.06. | 12
17.06. | 13
17.06. | 14
17.06. | 15
17.06. | 16
17.06. | 17
17.06. | 18
17.06. | 19
17.06. | 20
17.06. | 21
17.06. | 22
17.06. | 23
17.06. | 24
18.06. | 1
18.06. | 2
18.06. | 3
18.06. | 4
18.06. | 5
18.06. | 6
18.06. | 7
18.06. | 8
18.06. | 9
18.06. | 10
18.06. | 11
18.06. | 12
18.06. | 13
18.06. | 14
18.06. | 15
18.06. | 16
18.06. | 17
18.06. | 18
18.06. | 19
18.06. | 20
18.06. | 21
18.06. | 22
18.06. | 23
18.06. | 24
19.06. | 1
19.06. | 2
19.06. | 3
19.06. | 4
19.06. | 5
19.06. | 6
19.06. | 7
19.06. | 8
19.06. | 9
19.06. | 10
19.06. | 11
19.06. | 12
19.06. | 13
19.06. | 14
19.06. | 15
19.06. | 16
19.06. | 17
19.06. | 18
19.06. | 19
19.06. | 20
19.06. | 21
19.06. | 22
19.06. | 23
19.06. | 24
20.06. | 1
20.06. | 2
20.06. | 3
20.06. | 4
20.06. | 5
20.06. | 6
20.06. | 7
20.06. | 8
20.06. | 9
20.06. | 10
20.06. | 11
20.06. | 12
20.06. | 13
20.06. | 14
20.06. | 15
20.06. | 16
20.06. | 17
20.06. | 18
20.06. | 19
20.06. | 20
20.06. | 21
20.06. | 22
20.06. | 23
20.06. | 24
21.06. | 1
21.06. | 2
21.06. | 3
21.06. | 4
21.06. | 5
21.06. | 6
21.06. | 7
21.06. | 8
21.06. | 9
21.06. | 10
21.06. | 11
21.06. | 12
21.06. | 13
21.06. | 14
21.06. | 15
21.06. | 16
21.06. | 17
21.06. | 18
21.06. | 19
21.06. | 20
21.06. | 21
21.06. | 22
21.06. | 23
21.06. | 24
22.06. | 1
22.06. | 2
22.06. | 3
22.06. | 4
22.06. | 5
22.06. | 6
22.06. | 7
22.06. | 8
22.06. | 9
22.06. | 10
22.06. | 11
22.06. | 12
22.06. | 13
22.06. | 14
22.06. | 15
22.06. | 16
22.06. | 17
22.06. | 18
22.06. | 19
22.06. | 20
22.06. | 21
22.06. | 22
22.06. | 23
22.06. | 24
23.06. | 1
23.06. | 2
23.06. | 3
23.06. | 4
23.06. | 5
23.06. | 6
23.06. | 7
23.06. | 8
23.06. | 9
23.06. | 10
23.06. | 11
23.06. | 12
23.06. | 13
23.06. | 14
23.06. | 15
23.06. | 16
23.06. | 17
23.06. | 18
23.06. | 19
23.06. | 20
23.06. | 21
23.06. | 22
23.06. | 23
23.06. | 24
24.06. | 1
24.06. | 2
24.06. | 3
24.06. | 4
24.06. | 5
24.06. | 6
24.06. | 7
24.06. | 8
24.06. | 9
24.06. | 10
24.06. | 11
24.06. | 12
24.06. | 13
24.06. | 14
24.06. | 15
24.06. | 16
24.06. | 17
24.06. | 18
24.06. | 19
24.06. | 20
24.06. | 21
24.06. | 22
24.06. | 23
24.06. | 24
25.06. | 1
25.06. | 2
25.06. | 3
25.06. | 4
25.06. | 5
25.06. | 6
25.06. | 7
25.06. | 8
25.06. | 9
25.06. | 10
25.06. | 11
25.06. | 12
25.06. | 13
25.06. | 14
25.06. | 15
25.06. | 16
25.06. | 17
25.06. | 18
25.06. | 19
25.06. | 20
25.06. | 21
25.06. | 22
25.06. | 23
25.06. | 24
26.06. | 1
26.06. | 2
26.06. | 3
26.06. | 4
26.06. | 5
26.06. | 6
26.06. | 7
26.06. | 8
26.06. | 9
26.06. | 10
26.06. | 11
26.06. | 12
26.06. | 13
26.06. | 14
26.06. | 15
26.06. | 16
26.06. | 17
26.06. | 18
26.06. | 19
26.06. | 20
26.06. | 21
26.06. | 22
26.06. | 23
26.06. | 24
27.06. | 1
27.06. | 2
27.06. | 3
27.06. | 4
27.06. | 5
27.06. | 6
27.06. | 7
27.06. | 8
27.06. | 9
27.06. | 10
27.06. | 11
27.06. | 12
27.06. | 13
27.06. | 14
27.06. | 15
27.06. | 16
27.06. | 17
27.06. | 18
27.06. | 19
27.06. | 20
27.06. | 21
27.06. | 22
27.06. | 23
27.06. | 24
28.06. | 1
28.06. | 2
28.06. | 3
28.06. | 4
28.06. | 5
28.06. | 6
28.06. | 7
28.06. | 8
28.06. | 9
28.06. | 10
28.06. | 11
28.06. | 12
28.06. | 13
28.06. | 14
28.06. | 15
28.06. | 16
28.06. | 17
28.06. | 18
28.06. | 19
28.06. | 20
28.06. | 21
28.06. | 22
28.06. | 23
28.06. | 24
29.06. | 1
29.06. | 2
29.06. | 3
29.06. | 4
29.06. | 5
29.06. | 6
29.06. | 7
29.06. | 8
29.06. | 9
29.06. | 10
29.06. | 11
29.06. | 12
29.06. | 13
29.06. | 14
29.06. | 15
29.06. | 16
29.06. | 17
29.06. | 18
29.06. | 19
29.06. | 20
29.06. | 21
29.06. | 22
29.06. | 23
29.06. | 24
30.06. | 1
30.06. | 2
30.06. | 3
30.06. | 4
30.06. | 5
30.06. | 6
30.06. | 7
30.06. | 8
30.06. | 9
30.06. | 10
30.06. | 11
30.06. | 12
30.06. | 13
30.06. | 14
30.06. | 15
30.06. | 16
30.06. | 17
30.06. | 18
30.06. | 19
30.06. | 20
30.06. | 21
30.06. | 22
30.06. | 23
30.06. | 24
01.07. | 1
01.07. | 2
01.07. | 3
01.07. | 4
01.07. | 5
01.07. | 6
01.07. | 7
01.07. | 8
01.07. | 9
01.07. | 10
01.07. | 11
01.07. | 12
01.07. | 13
01.07. | 14
01.07. | 15
01.07. | 16
01.07. | 17
01.07. | 18
01.07. | 19
01.07. | 20
01.07. | 21
01.07. | 22
01.07. | 23
01.07. | 24
02.07. | 1
02.07. | 2
02.07. | 3
02.07. | 4
02.07. | 5
02.07. | 6
02.07. | 7
02.07. | 8
02.07. | 9
02.07. | 10
02.07. | 11
02.07. | 12
02.07. | 13
02.07. | 14
02.07. | 15
02.07. | 16
02.07. | 17
02.07. | 18
02.07. | 19
02.07. | 20
02.07. | 21
02.07. | 22
02.07. | 23
02.07. | 24
03.07. | 1
03.07. | 2
03.07. | 3
03.07. | 4
03.07. | 5
03.07. | 6
03.07. | 7
03.07. | 8
03.07. | 9
03.07. | 10
03.07. | 11
03.07. | 12
03.07. | 13
03.07. | 14
03.07. | 15
03.07. | 16
03.07. | 17
03.07. | 18
03.07. | 19
03.07. | 20
03.07. | 21
03.07. | 22
03.07. | 23
03.07. | 24
04.07. | 1
04.07. | 2
04.07. | 3
04.07. | 4
04.07. | 5
04.07. | 6
04.07. | 7
04.07. | 8
04.07. | 9
04.07. | 10
04.07. | 11
04.07. | 12
04.07. | 13
04.07. | 14
04.07. | 15
04.07. | 16
04.07. | 17
04.07. | 18
04.07. | 19
04.07. | 20
04.07. | 21
04.07. | 22
04.07. | 23
04.07. | 24
05.07. | 1
05.07. | 2
05.07. | 3
05.07. | 4
05.07. | 5
05.07. | 6
05.07. | 7
05.07. | 8
05.07. | 9
05.07. | 10
05.07. | 11
05.07. | 12
05.07. | 13
05.07. | 14
05.07. | 15
05.07. | 16
05.07. | 17
05.07. | 18
05.07. | 19
05.07. | 20
05.07. | 21
05.07. | 22
05.07. | 23
05.07. | 24
06.07. | 1
06.07. | 2
06.07. | 3
06.07. | 4
06.07. | 5
06.07. | 6
06.07. | 7
06.07. | 8
06.07. | 9
06.07. | 10
06.07. | 11
06.07. | 12
06.07. | 13
06.07. | 14
06.07. | 15
06.07. | 16
06.07. | 17
06.07. | 18
06.07. | 19
06.07. | 20
06.07. | 21
06.07. | 22
06.07. | 23
06.07. | 24
07.07. | 1
07.07. | 2
07.07. | 3
07.07. | 4
07.07. | 5
07.07. | 6
07.07. | 7
07.07. | 8
07.07. | 9
07.07. | 10
07.07. | 11
07.07. | 12
07.07. | 13
07.07. | 14
07.07. | 15
07.07. | 16
07.07. | 17
07.07. | 18
07.07. | 19
07.07. | 20
07.07. | 21
07.07. | 22
07.07. | 23
07.07. | 24
08.07. | 1
08.07. | 2
08.07. | 3
08.07. | 4
08.07. | 5
08.07. | 6
08.07. | 7
08.07. | 8
08.07. | 9
08.07. | 10
08.07. | 11
08.07. | 12
08.07. | 13
08.07. | 14
08.07. | 15
08.07. | 16
08.07. | 17
08.07. | 18
08.07. | 19
08.07. | 20
08.07. | 21
08.07. | 22
08.07. | 23
08.07. | 24
09.07. | 1
09.07. | 2
09.07. | 3
09.07. | 4
09.07. | 5
09.07. | 6
09.07. | 7
09.07. | 8
09.07. | 9
09.07. | 10
09.07. | 11
09.07. | 12
09.07. | 13
09.07. | 14
09.07. | 15
09.07. | 16
09.07. | 17
09.07. | 18
09.07. | 19
09.07. | 20
09.07. | 21
09.07. | 22
09.07. | 23
09.07. | 24
10.07. | 1
10.07. | 2
10.07. | 3
10.07. | 4
10.07. | 5
10.07. | 6
10.07. | 7
10.07. | 8
10.07. | 9
10.07. | 10
10.07. | 11
10.07. | 12
10.07. | 13
10.07. | 14
10.07. | 15
10.07. | 16
10.07. | 17
10.07. | 18
10.07. | 19
10.07. | 20
10.07. | 21
10.07. | 22
10.07. | 23
10.07. | 24
11.07. | 1
11.07. | 2
11.07. | 3
11.07. | 4
11.07. | 5
11.07. | 6
11.07. | 7
11.07. | 8
11.07. | 9
11.07. | 10
11.07. | 11
11.07. | 12
11.07. | 13
11.07. | 14
11.07. | 15
11.07. | 16
11.07. | 17
11.07. | 18
11.07. | 19
11.07. | 20
11.07. | 21
11.07. | 22
11.07. | 23
11.07. | 24
12.07. | 1
12.07. | 2
12.07. | 3
12.07. | 4
12.07. | 5
12.07. | 6
12.07. | 7
12.07. | 8
12.07. | 9
12.07. | 10
12.07. | 11
12.07. | 12
12.07. | 13
12.07. | 14
12.07. | 15
12.07. | 16
12.07. | 17
12.07. | 18
12.07. | 19
12.07. | 20
12.07. | 21
12.07. | 22
12.07. | 23
12.07. | 24
13.07. | 1
13.07. | 2
13.07. | 3
13.07. | 4
13.07. | 5
13.07. | 6
13.07. | 7
13.07. | 8
13.07. | 9
13.07. | 10
13.07. | 11
13.07. | 12
13.07. | 13
13.07. | 14
13.07. | 15
13.07. | 16
13.07. | 17
13.07. | 18
13.07. | 19
13.07. | 20
13.07. | 21
13.07. | 22
13.07. | 23
13.07. | 24
14.07. | 1
14.07. | 2
14.07. | 3
14.07. | 4
14.07. | 5
14.07. | 6
14.07. | 7
14.07. | 8
14.07. | 9
14.07. | 10
14.07. | 11
14.07. | 12
14.07. | 13
14.07. | 14
14.07. | 15
14.07. | 16
14.07. | 17
14.07. | 18
14.07. | 19
14.07. | 20
14.07. | 21
14.07. | 22
14.07. | 23
14.07. | 24
15.07. | 1
15.07. | 2
15.07. | 3
15.07. | 4
15.07. | 5
15.07. | 6
15.07. | 7
15.07. | 8
15.07. | 9
15.07. | 10
15.07. | 11
15.07. | 12
15.07. | 13
15.07. | 14
15.07. | 15
15.07. | 16
15.07. | 17
15.07. | 18
15.07. | 19
15.07. | 20
15.07. | 21
15.07. | 22
15.07. | 23
15.07. | 24
16.07. | 1
16.07. | 2
16.07. | 3
16.07. | 4
16.07. | 5
16.07. | 6
16.07. | 7
16.07. | 8
16.07. | 9
16.07. | 10
16.07. | 11
16.07. | 12
16.07. | 13
16.07. | 14
16.07. | 15
16.07. | 16
16.07. | 17
16.07. | 18
16.07. | 19
16.07. | 20
16.07. | 21
16.07. | 22
16.07. | 23
16.07. | 24
17.07. | 1
17.07. | 2
17.07. | 3
17.07. | 4
17.07. | 5
17.07. | 6
17.07. | 7
17.07. | 8
17.07. | 9
17.07. | 10
17.07. | 11
17.07. | 12
17.07. | 13
17.07. | 14
17.07. | 15
17.07. | 16
17.07. | 17
17.07. | 18
17.07. | 19
17.07. | 20
17.07. | 21
17.07. | 22
17.07. | 23
17.07. | 24
18.07. | 1
18.07. | 2
18.07. | 3
18.07. | 4
18.07. | 5
18.07. | 6
18.07. | 7
18.07. | 8
18.07. | 9
18.07. | 10
18.07. | 11
18.07. | 12
18.07. | 13
18.07. | 14
18.07. | 15
18.07. | 16
18.07. | 17
18.07. | 18
18.07. | 19
18.07. | 20
18.07. | 21
18.07. | 22
18.07. | 23
18.07. | 24
19.07. | 1
19.07. | 2
19.07. | 3
19.07. | 4
19.07. | 5
19.07. | 6
19.07. | 7
19.07. | 8
19.07. | 9
19.07. | 10
19.07. | 11
19.07. | 12
19.07. | 13
19.07. | 14
19.07. | 15
19.07. | 16
19.07. | 17
19.07. | 18
19.07. | 19
19.07. | 20
19.07. | 21
19.07. | 22
19.07. | 23
19.07. | 24
20.07. | 1
20.07. | 2
20.07. | 3
20.07. | 4
20.07. | 5
20.07. | 6
20.07. | 7
20.07. | 8
20.07. | 9
20.07. | 10
20.07. | 11
20.07. | 12
20.07. | 13
20.07. | 14
20.07. | 15
20.07. | 16
20.07. | 17
20.07. | 18
20.07. | 19
20.07. | 20
20.07. | 21
20.07. | 22
20.07. | 23
20.07. | 24
21.07. | 1
21.07. | 2
21.07. | 3
21.07. | 4
21.07. | 5
21.07. | 6
21.07. | 7
21.07. | 8
21.07. | 9
21.07. | 10
21.07. | 11
21.07. | 12
21.07. | 13
21.07. | 14
21.07. | 15
21.07. | 16
21.07. | 17
21.07. | 18
21.07. | 19
21.07. | 20
21.07. | 21
21.07. | 22
21.07. | 23
21.07. | 24
22.07. | 1
22.07. | 2
22.07. | 3
22.07. | 4
22.07. | 5
22.07. | 6
22.07. | 7
22.07. | 8
22.07. | 9
22.07. | 10
22.07. | 11
22.07. | 12
22.07. | 13
22.07. | 14
22.07. | 15
22.07. | 16
22.07. | 17
22.07. | 18
22.07. | 19
22.07. | 20
22.07. | 21
22.07. | 22
22.07. | 23
22.07. | 24
23.07. | 1
23.07. | 2
23.07. | 3
23.07. | 4
23.07. | 5
23.07. | 6
23.07. | 7
23.07. | 8
23.07. | 9
23.07. | 10
23.07. | 11
23.07. | 12
23.07. | 13
23.07. | 14
23.07. | 15
23.07. | 16
23.07. | 17
23.07. | 18
23.07. | 19
23.07. | 20
23.07. | 21
23.07. | 22
23.07. | 23
23.07. | 24
24.07. | 1
24.07. | 2
24.07. | 3
24.07. | 4
24.07. | 5
24.07. | 6
24.07. | 7
24.07. | 8
24.07. | 9
24.07. | 10
24.07. | 11
24.07. | 12
24.07. | 13
24.07. | 14
24.07. | 15
24.07. | 16
24.07. | 17
24.07. | 18
24.07. | 19
24.07. | 20
24.07. | 21
24.07. | 22
24.07. | 23
24.07. | 24
25.07. | 1
25.07. | 2
25.07. | 3
25.07. | 4
25.07. | 5
25.07. | 6
25.07. | 7
25.07. | 8
25.07. | 9
25.07. | 10
25.07. | 11
25.07. | 12
25.07. | 13
25.07. | 14
25.07. | 15
25.07. | 16
25.07. | 17
25.07. | 18
25.07. | 19
25.07. | 20
25.07. | 21
25.07. | 22
25.07. | 23
25.07. | 24
26.07. | 1
26.07. | 2
26.07. | 3
26.07. | 4
26.07. | 5
26.07. | 6
26.07. | 7
26.07. | 8
26.07. | 9
26.07. | 10
26.07. | 11
26.07. | 12
26.07. | 13
26.07. | 14
26.07. | 15
26.07. | 16
26.07. | 17
26.07. | 18
26.07. | 19
26.07. | 20
26.07. | 21
26.07. | 22
26.07. | 23
26.07. | 24
27.07. | 1
27.07. | 2
27.07. | 3
27.07. | 4
27.07. | 5
27.07. | 6
27.07. | 7
27.07. | 8
27.07. | 9
27.07. | 10
27.07. | 11
27.07. | 12
27.07. | 13
27.07. | 14
27.07. | 15
27.07. | 16
27.07. | 17
27.07. | 18
27.07. | 19
27.07. | 20
27.07. | 21
27.07. | 22
27.07. | 23
27.07. | 24
28.07. | 1
28.07. | 2
28.07. | 3
28.07. | 4
28.07. | 5
28.07. | 6
28.07. | 7
28.07. | 8
28.07. | 9
28.07. | 10
28.07. | 11
28.07. | 12
28.07. | 13
28.07. | 14
28.07. | 15
28.07. | 16
28.07. | 17
28.07. | 18
28.07. | 19
28.07. | 20
28.07. | 21
28.07. | 22
28.07. | 23
28.07. | 24
29.07. | 1
29.07. | 2
29.07. | 3
29.07. | 4
29.07. | 5
29.07. | 6
29.07. | 7
29.07. | 8
29.07. | 9
29.07. | 10
29.07. | 11
29.07. | 12
29.07. | 13
29.07. | 14
29.07. | 15
29.07. | 16
29.07. | 17
29.07. | 18
29.07. | 19
29.07. | 20
29.07. | 21
29.07. | 22
29.07. | 23
29.07. | 24
30.07. | 1
30.07. | 2
30.07. | 3
30.07. | 4
30.07. | 5
30.07. | 6
30.07. | 7
30.07. | 8
30.07. | 9
30.07. | 10
30.07. | 11
30.07. | 12
30.07. | 13
30.07. | 14
30.07. | 15
30.07. | 16
30.07. | 17
30.07. | 18
30.07. | 19
30.07. | 20
30.07. | 21
30.07. | 22
30.07. | 23
30.07. | 24
31.07. | 1
31.07. | 2
31.07. | 3
31.07. | 4
31.07. | 5
31.07. | 6
31.07. | 7
31.07. | 8
31.07. | 9
31.07. | 10
31.07. | 11
31.07. | 12
31.07. | 13
31.07. | 14
31.07. | 15
31.07. | 16
31.07. | 17
31.07. | 18
31.07. | 19
31.07. | 20
31.07. | 21
31.07. | 22
31.07. | 23
31.07. | 24
01.08. | 1
01.08. | 2
01.08. | 3
01.08. | 4
01.08. | 5
01.08. | 6
01.08. | 7
01.08. | 8
01.08. | 9
01.08. | 10
01.08. | 11
01.08. | 12
01.08. | 13
01.08. | 14
01.08. | 15
01.08. | 16
01.08. | 17
01.08. | 18
01.08. | 19
01.08. | 20
01.08. | 21
01.08. | 22
01.08. | 23
01.08. | 24
02.08. | 1
02.08. | 2
02.08. | 3
02.08. | 4
02.08. | 5
02.08. | 6
02.08. | 7
02.08. | 8
02.08. | 9
02.08. | 10
02.08. | 11
02.08. | 12
02.08. | 13
02.08. | 14
02.08. | 15
02.08. | 16
02.08. | 17
02.08. | 18
02.08. | 19
02.08. | 20
02.08. | 21
02.08. | 22
02.08. | 23
02.08. | 24
03.08. | 1
03.08. | 2
03.08. | 3
03.08. | 4
03.08. | 5
03.08. | 6
03.08. | 7
03.08. | 8
03.08. | 9
03.08. | 10
03.08. | 11
03.08. | 12
03.08. | 13
03.08. | 14
03.08. | 15
03.08. | 16
03.08. | 17
03.08. | 18
03.08. | 19
03.08. | 20
03.08. | 21
03.08. | 22
03.08. | 23
03.08. | 24
04.08. | 1
04.08. | 2
04.08. | 3
04.08. | 4
04.08. | 5
04.08. | 6
04.08. | 7
04.08. | 8
04.08. | 9
04.08. | 10
04.08. | 11
04.08. | 12
04.08. | 13
04.08. | 14
04.08. | 15
04.08. | 16
04.08. | 17
04.08. | 18
04.08. | 19
04.08. | 20
04.08. | 21
04.08. | 22
04.08. | 23
04.08. | 24
05.08. | 1
05.08. | 2
05.08. | 3
05.08. | 4
05.08. | 5
05.08. | 6
05.08. | 7
05.08. | 8
05.08. | 9
05.08. | 10
05.08. | 11
05.08. | 12
05.08. | 13
05.08. | 14
05.08. | 15
05.08. | 16
05.08. | 17
05.08. | 18
05.08. | 19
05.08. | 20
05.08. | 21
05.08. | 22
05.08. | 23
05.08. | 24
06.08. | 1
06.08. | 2
06.08. | 3
06.08. | 4
06.08. | 5
06.08. | 6
06.08. | 7
06.08. | 8
06.08. | 9
06.08. | 10
06.08. | 11
06.08. | 12
06.08. | 13
06.08. | 14
06.08. | 15
06.08. | 16
06.08. | 17
06.08. | 18
06.08. | 19
06.08. | 20
06.08. | 21
06.08. | 22
06.08. | 23
06.08. | 24
07.08. | 1
07.08. | 2
07.08. | 3
07.08. | 4
07.08. | 5
07.08. | 6
07.08. | 7
07.08. | 8
07.08. | 9
07.08. | 10
07.08. | 11
07.08. | 12
07.08. | 13
07.08. | 14
07.08. | 15
07.08. | 16
07.08. | 17
07.08. | 18
07.08. | 19
07.08. | 20
07.08. | 21
07.08. | 22
07.08. | 23
07.08. | 24
08.08. | 1
08.08. | 2
08.08. | 3
08.08. | 4
08.08. | 5
08.08. | 6
08.08. | 7
08.08. | 8
08.08. | 9
08.08. | 10
08.08. | 11
08.08. | 12
08.08. | 13
08.08. | 14
08.08. | 15
08.08. | 16
08.08. | 17
08.08. | 18
08.08. | 19
08.08. | 20
08.08. | 21
08.08. | 22
08.08. | 23
08.08. | 24
09.08. | 1
09.08. | 2
09.08. | 3
09.08. | 4
09.08. | 5
09.08. | 6
09.08. | 7
09.08. | 8
09.08. | 9
09.08. | 10
09.08. | 11
09.08. | 12
09.08. | 13
09.08. | 14
09.08. | 15
09.08. | 16
09.08. | 17
09.08. | 18
09.08. | 19
09.08. | 20
09.08. | 21
09.08. | 22
09.08. | 23
09.08. | 24
10.08. | 1
10.08. | 2
10.08. | 3
10.08. | 4
10.08. | 5
10.08. | 6
10.08. | 7
10.08. | 8
10.08. | 9
10.08. | 10
10.08. | 11
10.08. | 12
10.08. | 13
10.08. | 14
10.08. | 15
10.08. | 16
10.08. | 17
10.08. | 18
10.08. | 19
10.08. | 20
10.08. | 21
10.08. | 22
10.08. | 23
10.08. | 24
11.08. | 1
11.08. | 2
11.08. | 3
11.08. | 4
11.08. | 5
11.08. | 6
11.08. | 7
11.08. | 8
11.08. | 9
11.08. | 10
11.08. | 11
11.08. | 12
11.08. | 13
11.08. | 14
11.08. | 15
11.08. | 16
11.08. | 17
11.08. | 18
11.08. | 19
11.08. | 20
11.08. | 21
11.08. | 22
11.08. | 23
11.08. | 24
12.08. | 1
12.08. | 2
12.08. | 3
12.08. | 4
12.08. | 5
12.08. | 6
12.08. | 7
12.08. | 8
12.08. | 9
12.08. | 10
12.08. | 11
12.08. | 12
12.08. | 13
12.08. | 14
12.08. | 15
12.08. | 16
12.08. | 17
12.08. | 18
12.08. | 19
12.08. | 20
12.08. | 21
12.08. | 22
12.08. | 23
12.08. | 24
13.08. | 1
13.08. | 2
13.08. | 3
13.08. | 4
13.08. | 5
13.08. | 6
13.08. | 7
13.08. | 8
13.08. | 9
13.08. | 10
13.08. | 11
13.08. | 12
13.08. | 13
13.08. | 14
13.08. | 15
13.08. | 16
13.08. | 17
13.08. | 18
13.08. | 19
13.08. | 20
13.08. | 21
13.08. | 22
13.08. | 23
13.08. | 24
14.08. | 1
14.08. | 2
14.08. | 3
14.08. | 4
14.08. | 5
14.08. | 6
14.08. | 7
14.08. | 8
14.08. | 9
14.08. | 10
14.08. | 11
14.08. | 12
14.08. | 13
14.08. | 14
14.08. | 15
14.08. | 16
14.08. | 17
14.08. | 18
14.08. | 19
14.08. | 20
14.08. | 21
14.08. | 22
14.08. | 23
14.08. | 24
15.08. | 1
15.08. | 2
15.08. | 3
15.08. | 4
15.08. | 5
15.08. | 6
15.08. | 7
15.08. | 8
15.08. | 9
15.08. | 10
15.08. | 11
15.08. | 12
15.08. | 13
15.08. | 14
15.08. | 15
15.08. | 16
15.08. | 17
15.08. | 18
15.08. | 19
15.08. | 20
15.08. | 21
15.08. | 22
15.08. | 23
15.08. | 24
16.08. | 1
16.08. | 2
16.08. | 3
16.08. | 4
16.08. | 5
16.08. | 6
16.08. | 7
16.08. | 8
16.08. | 9
16.08. | 10
16.08. | 11
16.08. | 12
16.08. | 13
16.08. | 14
16.08. | 15
16.08. | 16
16.08. | 17
16.08. | 18
16.08. | 19
16.08. | 20
16.08. | 21
16.08. | 22
16.08. | 23
16.08. | 24
17.08. | 1
17.08. | 2
17.08. | 3
17.08. | 4
17.08. | 5
17.08. | 6
17.08. | 7
17.08. | 8
17.08. | 9
17.08. | 10
17.08. | 11
17.08. | 12
17.08. | 13
17.08. | 14
17.08. | 15
17.08. | 16
17.08. | 17
17.08. | 18
17.08. | 19
17.08. | 20
17.08. | 21
17.08. | 22
17.08. | 23
17.08. | 24
18.08. | 1
18.08. | 2
18.08. | 3
18.08. | 4
18.08. | 5
18.08. | 6
18.08. | 7
18.08. | 8
18.08. | 9
18.08. | 10
18.08. | 11
18.08. | 12
18.08. | 13
18.08. | 14
18.08. | 15
18.08. | 16
18.08. | 17
18.08. | 18
18.08. | 19
18.08. | 20
18.08. | 21
18.08. | 22
18.08. | 23
18.08. | 24
19.08. | 1
19.08. | 2
19.08. | 3
19.08. | 4
19.08. | 5
19.08. | 6
19.08. | 7
19.08. | 8
19.08. | 9
19.08. | 10
19.08. | 11
19.08. | 12
19.08. | 13
19.08. | 14
19.08. | 15
19.08. | 16
19.08. | 17
19.08. | 18
19.08. | 19
19.08. | 20
19.08. | 21
19.08. | 22
19.08. | 23
19.08. | 24
20.08. | 1
20.08. | 2
20.08. | 3
20.08. | 4
20.08. | 5
20.08. | 6
20.08. | 7
20.08. | 8
20.08. | 9
20.08. | 10
20.08. | 11
20.08. | 12
20.08. | 13
20.08. | 14
20.08. | 15
20.08. | 16
20.08. | 17
20.08. | 18
20.08. | 19
20.08. | 20
20.08. | 21
20.08. | 22
20.08. | 23
20.08. | 24
21.08. | 1
21.08. | 2
21.08. | 3
21.08. | 4
21.08. | 5
21.08. | 6
21.08. | 7
21.08. | 8
21.08. | 9
21.08. | 10
21.08. | 11
21.08. | 12
21.08. | 13
21.08. | 14
21.08. | 15
21.08. | 16
21.08. | 17
21.08. | 18
21.08. | 19
21.08. | 20
21.08. | 21
21.08. | 22
21.08. | 23
21.08. | 24
22.08. | 1
22.08. | 2
22.08. | 3
22.08. | 4
22.08. | 5
22.08. | 6
22.08. | 7
22.08. | 8
22.08. | 9
22.08. | 10
22.08. | 11
22.08. | 12
22.08. | 13
22.08. | 14
22.08. | 15
22.08. | 16
22.08. | 17
22.08. | 18
22.08. | 19
22.08. | 20
22.08. | 21
22.08. | 22
22.08. | 23
22.08. | 24
23.08. | 1
23.08. | 2
23.08. | 3
23.08. | 4
23.08. | 5
23.08. | 6
23.08. | 7
23.08. | 8
23.08. | 9
23.08. | 10
23.08. | 11
23.08. | 12
23.08. | 13
23.08. | 14
23.08. | 15
23.08. | 16
23.08. | 17
23.08. | 18
23.08. | 19
23.08. | 20
23.08. | 21
23.08. | 22
23.08. | 23
23.08. | 24
24.08. | 1
24.08. | 2
24.08. | 3
24.08. | 4
24.08. | 5
24.08. | 6
24.08. | 7
24.08. | 8
24.08. | 9
24.08. | 10
24.08. | 11
24.08. | 12
24.08. | 13
24.08. | 14
24.08. | 15
24.08. | 16
24.08. | 17
24.08. | 18
24.08. | 19
24.08. | 20
24.08. | 21
24.08. | 22
24.08. | 23
24.08. | 24
25.08. | 1
25.08. | 2
25.08. | 3
25.08. | 4
25.08. | 5
25.08. | 6
25.08. | 7
25.08. | 8
25.08. | 9
25.08. | 10
25.08. | 11
25.08. | 12
25.08. | 13
25.08. | 14
25.08. | 15
25.08. | 16
25.08. | 17
25.08. | 18
25.08. | 19
25.08. | 20
25.08. | 21
25.08. | 22
25.08. | 23
25.08. | 24
26.08. | 1
26.08. | 2
26.08. | 3
26.08. | 4
26.08. | 5
26.08. | 6
26.08. | 7
26.08. | 8
26.08. | 9
26.08. | 10
26.08. | 11
26.08. | 12
26.08. | 13
26.08. | 14
26.08. | 15
26.08. | 16
26.08. | 17
26.08. | 18
26.08. | 19
26.08. | 20
26.08. | 21
26.08. | 22
26.08. | 23
26.08. | 24
27.08. | 1
27.08. | 2
27.08. | 3
27.08. | 4
27.08. | 5
27.08. | 6
27.08. | 7
27.08. | 8
27.08. | 9
27.08. | 10
27.08. | 11
27.08. | 12
27.08. | 13
27.08. | 14
27.08. | 15
27.08. | 16
27.08. | 17
27.08. | 18
27.08. | 19
27.08. | 20
27.08. | 21
27.08. | 22
27.08. | 23
27.08. | 24
28.08. | 1
28.08. | 2
28.08. | 3
28.08. | 4
28.08. | 5
28.08. | 6
28.08. | 7
28.08. | 8
28.08. | 9
28.08. | 10
28.08. | 11
28.08. | 12
28.08. | 13
28.08. | 14
28.08. | 15
28.08. | 16
28.08. | 17
28.08. | 18
28.08. | 19
28.08. | 20
28.08. | 21
28.08. | 22
28.08. | 23
28.08. | 24
29.08. | 1
29.08. | 2
29.08. | 3
29.08. | 4
29.08. | 5
29.08. | 6
29.08. | 7
29.08. | 8
29.08. | 9
29.08. | 10
29.08. | 11
29.08. | 12
29.08. | 13
29.08. | 14
29.08. | 15
29.08. | 16
29.08. | 17
29.08. | 18
29.08. | 19
29.08. | 20
29.08. | 21
29.08. | 22
29.08. | 23
29.08. | 24
30.08. | 1
30.08. | 2
30.08. | 3
30.08. | 4
30.08. | 5
30.08. | 6
30.08. | 7
30.08. | 8
30.08. | 9
30.08. | 10
30.08. | 11
30.08. | 12
30.08. | 13
30.08. | 14
30.08. | 15
30.08. | 16
30.08. | 17
30.08. | 18
30.08. | 19
30.08. | 20
30.08. | 21
30.08. | 22
30.08. | 23
30.08. | 24
31.08. | 1
31.08. | 2
31.08. | 3
31.08. | 4
31.08. | 5
31.08. | 6
31.08. | 7
31.08. | 8
31.08. | 9
31.08. | 10
31.08. | 11
31.08. | 12
31.08. | 13
31.08. | 14
31.08. | 15
31.08. | 16
31.08. | 17
31.08. | 18
31.08. | 19
31.08. | 20
31.08. | 21
31.08. | 22
31.08. | 23
31.08. | 24
01.09. | 1
01.09. | 2
01.09. | 3
01.09. | 4
01.09. | 5
01.09. | 6
01.09. | 7
01.09. | 8
01.09. | 9
01.09. | 10
01.09. | 11
01.09. | 12
01.09. | 13
01.09. | 14
01.09. | 15
01.09. | 16
01.09. | 17
01.09. | 18
01.09. | 19
01.09. | 20
01.09. | 21
01.09. | 22
01.09. | 23
01.09. | 24
02.09. | 1
02.09. | 2
02.09. | 3
02.09. | 4
02.09. | 5
02.09. | 6
02.09. | 7
02.09. | 8
02.09. | 9
02.09. | 10
02.09. | 11
02.09. | 12
02.09. | 13
02.09. | 14
02.09. | 15
02.09. | 16
02.09. | 17
02.09. | 18
02.09. | 19
02.09. | 20
02.09. | 21
02.09. | 22
02.09. | 23
02.09. | 24
03.09. | 1
03.09. | 2
03.09. | 3
03.09. | 4
03.09. | 5
03.09. | 6
03.09. | 7
03.09. | 8
03.09. | 9
03.09. | 10
03.09. | 11
03.09. | 12
03.09. | 13
03.09. | 14
03.09. | 15
03.09. | 16
03.09. | 17
03.09. | 18
03.09. | 19
03.09. | 20
03.09. | 21
03.09. | 22
03.09. | 23
03.09. | 24
04.09. | 1
04.09. | 2
04.09. | 3
04.09. | 4
04.09. | 5
04.09. | 6
04.09. | 7
04.09. | 8
04.09. | 9
04.09. | 10
04.09. | 11
04.09. | 12
04.09. | 13
04.09. | 14
04.09. | 15
04.09. | 16
04.09. | 17
04.09. | 18
04.09. | 19
04.09. | 20
04.09. | 21
04.09. | 22
04.09. | 23
04.09. | 24
05.09. | 1
05.09. | 2
05.09. | 3
05.09. | 4
05.09. | 5
05.09. | 6
05.09. | 7
05.09. | 8
05.09. | 9
05.09. | 10
05.09. | 11
05.09. | 12
05.09. | 13
05.09. | 14
05.09. | 15
05.09. | 16
05.09. | 17
05.09. | 18
05.09. | 19
05.09. | 20
05.09. | 21
05.09. | 22
05.09. | 23
05.09. | 24
06.09. | 1
06.09. | 2
06.09. | 3
06.09. | 4
06.09. | 5
06.09. | 6
06.09. | 7
06.09. | 8
06.09. | 9
06.09. | 10
06.09. | 11
06.09. | 12
06.09. | 13
06.09. | 14
06.09. | 15
06.09. | 16
06.09. | 17
06.09. | 18
06.09. | 19
06.09. | 20
06.09. | 21
06.09. | 22
06.09. | 23
06.09. | 24
07.09. | 1
07.09. | 2
07.09. | 3
07.09. | 4
07.09. | 5
07.09. | 6
07.09. | 7
07.09. | 8
07.09. | 9
07.09. | 10
07.09. | 11
07.09. | 12
07.09. | 13
07.09. | 14
07.09. | 15
07.09. | 16
07.09. | 17
07.09. | 18
07.09. | 19
07.09. | 20
07.09. | 21
07.09. | 22
07.09. | 23
07.09. | 24
08.09. | 1
08.09. | 2
08.09. | 3
08.09. | 4
08.09. | 5
08.09. | 6
08.09. | 7
08.09. | 8
08.09. | 9
08.09. | 10
08.09. | 11
08.09. | 12
08.09. | 13
08.09. | 14
08.09. | 15
08.09. | 16
08.09. | 17
08.09. | 18
08.09. | 19
08.09. | 20
08.09. | 21
08.09. | 22
08.09. | 23
08.09. | 24
09.09. | 1
09.09. | 2
09.09. | 3
09.09. | 4
09.09. | 5
09.09. | 6
09.09. | 7
09.09. | 8
09.09. | 9
09.09. | 10
09.09. | 11
09.09. | 12
09.09. | 13
09.09. | 14
09.09. | 15
09.09. | 16
09.09. | 17
09.09. | 18
09.09. | 19
09.09. | 20
09.09. | 21
09.09. | 22
09.09. | 23
09.09. | 24
10.09. | 1
10.09. | 2
10.09. | 3
10.09. | 4
10.09. | 5
10.09. | 6
10.09. | 7
10.09. | 8
10.09. | 9
10.09. | 10
10.09. | 11
10.09. | 12
10.09. | 13
10.09. | 14
10.09. | 15
10.09. | 16
10.09. | 17
10.09. | 18
10.09. | 19
10.09. | 20
10.09. | 21
10.09. | 22
10.09. | 23
10.09. | 24
11.09. | 1
11.09. | 2
11.09. | 3
11.09. | 4
11.09. | 5
11.09. | 6
11.09. | 7
11.09. | 8
11.09. | 9
11.09. | 10
11.09. | 11
11.09. | 12
11.09. | 13
11.09. | 14
11.09. | 15
11.09. | 16
11.09. | 17
11.09. | 18
11.09. | 19
11.09. | 20
11.09. | 21
11.09. | 22
11.09. | 23
11.09. | 24
12.09. | 1
12.09. | 2
12.09. | 3
12.09. | 4
12.09. | 5
12.09. | 6
12.09. | 7
12.09. | 8
12.09. | 9
12.09. | 10
12.09. | 11
12.09. | 12
12.09. | 13
12.09. | 14
12.09. | 15
12.09. | 16
12.09. | 17
12.09. | 18
12.09. | 19
12.09. | 20
12.09. | 21
12.09. | 22
12.09. | 23
12.09. | 24
13.09. | 1
13.09. | 2
13.09. | 3
13.09. | 4
13.09. | 5
13.09. | 6
13.09. | 7
13.09. | 8
13.09. | 9
13.09. | 10
13.09. | 11
13.09. | 12
13.09. | 13
13.09. | 14
13.09. | 15
13.09. | 16
13.09. | 17
13.09. | 18
13.09. | 19
13.09. | 20
13.09. | 21
13.09. | 22
13.09. | 23
13.09. | 24
14.09. | 1
14.09. | 2
14.09. | 3
14.09. | 4
14.09. | 5
14.09. | 6
14.09. | 7
14.09. | 8
14.09. | 9
14.09. | 10
14.09. | 11
14.09. | 12
14.09. | 13
14.09. | 14
14.09. | 15
14.09. | 16
14.09. | 17
14.09. | 18
14.09. | 19
14.09. | 20
14.09. | 21
14.09. | 22
14.09. | 23
14.09. | 24
15.09. | 1
15.09. | 2
15.09. | 3
15.09. | 4
15.09. | 5
15.09. | 6
15.09. | 7
15.09. | 8
15.09. | 9
15.09. | 10
15.09. | 11
15.09. | 12
15.09. | 13
15.09. | 14
15.09. | 15
15.09. | 16
15.09. | 17
15.09. | 18
15.09. | 19
15.09. | 20
15.09. | 21
15.09. | 22
15.09. | 23
15.09. | 24
16.09. | 1
16.09. | 2
16.09. | 3
16.09. | 4
16.09. | 5
16.09. | 6
16.09. | 7
16.09. | 8
16.09. | 9
16.09. | 10
16.09. | 11
16.09. | 12
16.09. | 13
16.09. | 14
16.09. | 15
16.09. | 16
16.09. | 17
16.09. | 18
16.09. | 19
16.09. | 20
16.09. | 21
16.09. | 22
16.09. | 23
16.09. | 24
17.09. | 1
17.09. | 2
17.09. | 3
17.09. | 4
17.09. | 5
17.09. | 6
17.09. | 7
17.09. | 8
17.09. | 9
17.09. | 10
17.09. | 11
17.09. | 12
17.09. | 13
17.09. | 14
17.09. | 15
17.09. | 16
17.09. | 17
17.09. | 18
17.09. | 19
17.09. | 20
17.09. | 21
17.09. | 22
17.09. | 23
17.09. | 24
18.09. | 1
18.09. | 2
18.09. | 3
18.09. | 4
18.09. | 5
18.09. | 6
18.09. | 7
18.09. | 8
18.09. | 9
18.09. | 10
18.09. | 11
18.09. | 12
18.09. | 13
18.09. | 14
18.09. | 15
18.09. | 16
18.09. | 17
18.09. | 18
18.09. | 19
18.09. | 20
18.09. | 21
18.09. | 22
18.09. | 23
18.09. | 24
19.09. | 1
19.09. | 2
19.09. | 3
19.09. | 4
19.09. | 5
19.09. | 6
19.09. | 7
19.09. | 8
19.09. | 9
19.09. | 10
19.09. | 11
19.09. | 12
19.09. | 13
19.09. | 14
19.09. | 15
19.09. | 16
19.09. | 17
19.09. | 18
19.09. | 19
19.09. | 20
19.09. | 21
19.09. | 22
19.09. | 23
19.09. | 24
20.09. | 1
20.09. | 2
20.09. | 3
20.09. | 4
20.09. | 5
20.09. | 6
20.09. | 7
20.09. | 8
20.09. | 9
20.09. | 10
20.09. | 11
20.09. | 12
20.09. | 13
20.09. | 14
20.09. | 15
20.09. | 16
20.09. | 17
20.09. | 18
20.09. | 19
20.09. | 20
20.09. | 21
20.09. | 22
20.09. | 23
20.09. | 24
21.09. | 1
21.09. | 2
21.09. | 3
21.09. | 4
21.09. | 5
21.09. | 6
21.09. | 7
21.09. | 8
21.09. | 9
21.09. | 10
21.09. | 11
21.09. | 12
21.09. | 13
21.09. | 14
21.09. | 15
21.09. | 16
21.09. | 17
21.09. | 18
21.09. | 19
21.09. | 20
21.09. | 21
21.09. | 22
21.09. | 23
21.09. | 24
22.09. | 1
22.09. | 2
22.09. | 3
22.09. | 4
22.09. | 5
22.09. | 6
22.09. | 7
22.09. | 8
22.09. | 9
22.09. | 10
22.09. | 11
22.09. | 12
22.09. | 13
22.09. | 14
22.09. | 15
22.09. | 16
22.09. | 17
22.09. | 18
22.09. | 19
22.09. | 20
22.09. | 21
22.09. | 22
22.09. | 23
22.09. | 24
23.09. | 1
23.09. | 2
23.09. | 3
23.09. | 4
23.09. | 5
23.09. | 6
23.09. | 7
23.09. | 8
23.09. | 9
23.09. | 10
23.09. | 11
23.09. | 12
23.09. | 13
23.09. | 14
23.09. | 15
23.09. | 16
23.09. | 17
23.09. | 18
23.09. | 19
23.09. | 20
23.09. | 21
23.09. | 22
23.09. | 23
23.09. | 24
24.09. | 1
24.09. | 2
24.09. | 3
24.09. | 4
24.09. | 5
24.09. | 6
24.09. | 7
24.09. | 8
24.09. | 9
24.09. | 10
24.09. | 11
24.09. | 12
24.09. | 13
24.09. | 14
24.09. | 15
24.09. | 16
24.09. | 17
24.09. | 18
24.09. | 19
24.09. | 20
24.09. | 21
24.09. | 22
24.09. | 23
24.09. | 24
25.09. | 1
25.09. | 2
25.09. | 3
25.09. | 4
25.09. | 5
25.09. | 6
25.09. | 7
25.09. | 8
25.09. | 9
25.09. | 10
25.09. | 11
25.09. | 12
25.09. | 13
25.09. | 14
25.09. | 15
25.09. | 16
25.09. | 17
25.09. | 18
25.09. | 19
25.09. | 20
25.09. | 21
25.09. | 22
25.09. | 23
25.09. | 24
26.09. | 1
26.09. | 2
26.09. | 3
26.09. | 4
26.09. | 5
26.09. | 6
26.09. | 7
26.09. | 8
26.09. | 9
26.09. | 10
26.09. | 11
26.09. | 12
26.09. | 13
26.09. | 14
26.09. | 15
26.09. | 16
26.09. | 17
26.09. | 18
26.09. | 19
26.09. | 20
26.09. | 21
26.09. | 22
26.09. | 23
26.09. | 24
27.09. | 1
27.09. | 2
27.09. | 3
27.09. | 4
27.09. | 5
27.09. | 6
27.09. | 7
27.09. | 8
27.09. | 9
27.09. | 10
27.09. | 11
27.09. | 12
27.09. | 13
27.09. | 14
27.09. | 15
27.09. | 16
27.09. | 17
27.09. | 18
27.09. | 19
27.09. | 20
27.09. | 21
27.09. | 22
27.09. | 23
27.09. | 24
28.09. | 1
28.09. | 2
28.09. | 3
28.09. | 4
28.09. | 5
28.09. | 6
28.09. | 7
28.09. | 8
28.09. | 9
28.09. | 10
28.09. | 11
28.09. | 12
28.09. | 13
28.09. | 14
28.09. | 15
28.09. | 16
28.09. | 17
28.09. | 18
28.09. | 19
28.09. | 20
28.09. | 21
28.09. | 22
28.09. | 23
28.09. | 24
29.09. | 1
29.09. | 2
29.09. | 3
29.09. | 4
29.09. | 5
29.09. | 6
29.09. | 7
29.09. | 8
29.09. | 9
29.09. | 10
29.09. | 11
29.09. | 12
29.09. | 13
29.09. | 14
29.09. | 15
29.09. | 16
29.09. | 17
29.09. | 18
29.09. | 19
29.09. | 20
29.09. | 21
29.09. | 22
29.09. | 23
29.09. | 24
30.09. | 1
30.09. | 2
30.09. | 3
30.09. | 4
30.09. | 5
30.09. | 6
30.09. | 7
30.09. | 8
30.09. | 9
30.09. | 10
30.09. | 11
30.09. | 12
30.09. | 13
30.09. | 14
30.09. | 15
30.09. | 16
30.09. | 17
30.09. | 18
30.09. | 19
30.09. | 20
30.09. | 21
30.09. | 22
30.09. | 23
30.09. | 24
01.10. | 1
01.10. | 2
01.10. | 3
01.10. | 4
01.10. | 5
01.10. | 6
01.10. | 7
01.10. | 8
01.10. | 9
01.10. | 10
01.10. | 11
01.10. | 12
01.10. | 13
01.10. | 14
01.10. | 15
01.10. | 16
01.10. | 17
01.10. | 18
01.10. | 19
01.10. | 20
01.10. | 21
01.10. | 22
01.10. | 23
01.10. | 24
02.10. | 1
02.10. | 2
02.10. | 3
02.10. | 4
02.10. | 5
02.10. | 6
02.10. | 7
02.10. | 8
02.10. | 9
02.10. | 10
02.10. | 11
02.10. | 12
02.10. | 13
02.10. | 14
02.10. | 15
02.10. | 16
02.10. | 17
02.10. | 18
02.10. | 19
02.10. | 20
02.10. | 21
02.10. | 22
02.10. | 23
02.10. | 24
03.10. | 1
03.10. | 2
03.10. | 3
03.10. | 4
03.10. | 5
03.10. | 6
03.10. | 7
03.10. | 8
03.10. | 9
03.10. | 10
03.10. | 11
03.10. | 12
03.10. | 13
03.10. | 14
03.10. | 15
03.10. | 16
03.10. | 17
03.10. | 18
03.10. | 19
03.10. | 20
03.10. | 21
03.10. | 22
03.10. | 23
03.10. | 24
04.10. | 1
04.10. | 2
04.10. | 3
04.10. | 4
04.10. | 5
04.10. | 6
04.10. | 7
04.10. | 8
04.10. | 9
04.10. | 10
04.10. | 11
04.10. | 12
04.10. | 13
04.10. | 14
04.10. | 15
04.10. | 16
04.10. | 17
04.10. | 18
04.10. | 19
04.10. | 20
04.10. | 21
04.10. | 22
04.10. | 23
04.10. | 24
05.10. | 1
05.10. | 2
05.10. | 3
05.10. | 4
05.10. | 5
05.10. | 6
05.10. | 7
05.10. | 8
05.10. | 9
05.10. | 10
05.10. | 11
05.10. | 12
05.10. | 13
05.10. | 14
05.10. | 15
05.10. | 16
05.10. | 17
05.10. | 18
05.10. | 19
05.10. | 20
05.10. | 21
05.10. | 22
05.10. | 23
05.10. | 24
06.10. | 1
06.10. | 2
06.10. | 3
06.10. | 4
06.10. | 5
06.10. | 6
06.10. | 7
06.10. | 8
06.10. | 9
06.10. | 10
06.10. | 11
06.10. | 12
06.10. | 13
06.10. | 14
06.10. | 15
06.10. | 16
06.10. | 17
06.10. | 18
06.10. | 19
06.10. | 20
06.10. | 21
06.10. | 22
06.10. | 23
06.10. | 24
07.10. | 1
07.10. | 2
07.10. | 3
07.10. | 4
07.10. | 5
07.10. | 6
07.10. | 7
07.10. | 8
07.10. | 9
07.10. | 10
07.10. | 11
07.10. | 12
07.10. | 13
07.10. | 14
07.10. | 15
07.10. | 16
07.10. | 17
07.10. | 18
07.10. | 19
07.10. | 20
07.10. | 21
07.10. | 22
07.10. | 23
07.10. | 24
08.10. | 1
08.10. | 2
08.10. | 3
08.10. | 4
08.10. | 5
08.10. | 6
08.10. | 7
08.10. | 8
08.10. | 9
08.10. | 10
08.10. | 11
08.10. | 12
08.10. | 13
08.10. | 14
08.10. | 15
08.10. | 16
08.10. | 17
08.10. | 18
08.10. | 19
08.10. | 20
08.10. | 21
08.10. | 22
08.10. | 23
08.10. | 24
09.10. | 1
09.10. | 2
09.10. | 3
09.10. | 4
09.10. | 5
09.10. | 6
09.10. | 7
09.10. | 8
09.10. | 9
09.10. | 10
09.10. | 11
09.10. | 12
09.10. | 13
09.10. | 14
09.10. | 15
09.10. | 16
09.10. | 17
09.10. | 18
09.10. | 19
09.10. | 20
09.10. | 21
09.10. | 22
09.10. | 23
09.10. | 24
10.10. | 1
10.10. | 2
10.10. | 3
10.10. | 4
10.10. | 5
10.10. | 6
10.10. | 7
10.10. | 8
10.10. | 9
10.10. | 10
10.10. | 11
10.10. | 12
10.10. | 13
10.10. | 14
10.10. | 15
10.10. | 16
10.10. | 17
10.10. | 18
10.10. | 19
10.10. | 20
10.10. | 21
10.10. | 22
10.10. | 23
10.10. | 24
11.10. | 1
11.10. | 2
11.10. | 3
11.10. | 4
11.10. | 5
11.10. | 6
11.10. | 7
11.10. | 8
11.10. | 9
11.10. | 10
11.10. | 11
11.10. | 12
11.10. | 13
11.10. | 14
11.10. | 15
11.10. | 16
11.10. | 17
11.10. | 18
11.10. | 19
11.10. | 20
11.10. | 21
11.10. | 22
11.10. | 23
11.10. | 24
12.10. | 1
12.10. | 2
12.10. | 3
12.10. | 4
12.10. | 5
12.10. | 6
12.10. | 7
12.10. | 8
12.10. | 9
12.10. | 10
12.10. | 11
12.10. | 12
12.10. | 13
12.10. | 14
12.10. | 15
12.10. | 16
12.10. | 17
12.10. | 18
12.10. | 19
12.10. | 20
12.10. | 21
12.10. | 22
12.10. | 23
12.10. | 24
13.10. | 1
13.10. | 2
13.10. | 3
13.10. | 4
13.10. | 5
13.10. | 6
13.10. | 7
13.10. | 8
13.10. | 9
13.10. | 10
13.10. | 11
13.10. | 12
13.10. | 13
13.10. | 14
13.10. | 15
13.10. | 16
13.10. | 17
13.10. | 18
13.10. | 19
13.10. | 20
13.10. | 21
13.10. | 22
13.10. | 23
13.10. | 24
14.10. | 1
14.10. | 2
14.10. | 3
14.10. | 4
14.10. | 5
14.10. | 6
14.10. | 7
14.10. | 8
14.10. | 9
14.10. | 10
14.10. | 11
14.10. | 12
14.10. | 13
14.10. | 14
14.10. | 15
14.10. | 16
14.10. | 17
14.10. | 18
14.10. | 19
14.10. | 20
14.10. | 21
14.10. | 22
14.10. | 23
14.10. | 24
15.10. | 1
15.10. | 2
15.10. | 3
15.10. | 4
15.10. | 5
15.10. | 6
15.10. | 7
15.10. | 8
15.10. | 9
15.10. | 10
15.10. | 11
15.10. | 12
15.10. | 13
15.10. | 14
15.10. | 15
15.10. | 16
15.10. | 17
15.10. | 18
15.10. | 19
15.10. | 20
15.10. | 21
15.10. | 22
15.10. | 23
15.10. | 24
16.10. | 1
16.10. | 2
16.10. | 3
16.10. | 4
16.10. | 5
16.10. | 6
16.10. | 7
16.10. | 8
16.10. | 9
16.10. | 10
16.10. | 11
16.10. | 12
16.10. | 13
16.10. | 14
16.10. | 15
16.10. | 16
16.10. | 17
16.10. | 18
16.10. | 19
16.10. | 20
16.10. | 21
16.10. | 22
16.10. | 23
16.10. | 24
17.10. | 1
17.10. | 2
17.10. | 3
17.10. | 4
17.10. | 5
17.10. | 6
17.10. | 7
17.10. | 8
17.10. | 9
17.10. | 10
17.10. | 11
17.10. | 12
17.10. | 13
17.10. | 14
17.10. | 15
17.10. | 16
17.10. | 17
17.10. | 18
17.10. | 19
17.10. | 20
17.10. | 21
17.10. | 22
17.10. | 23
17.10. | 24
18.10. | 1
18.10. | 2
18.10. | 3
18.10. | 4
18.10. | 5
18.10. | 6
18.10. | 7
18.10. | 8
18.10. | 9
18.10. | 10
18.10. | 11
18.10. | 12
18.10. | 13
18.10. | 14
18.10. | 15
18.10. | 16
18.10. | 17
18.10. | 18
18.10. | 19
18.10. | 20
18.10. | 21
18.10. | 22
18.10. | 23
18.10. | 24
19.10. | 1
19.10. | 2
19.10. | 3
19.10. | 4
19.10. | 5
19.10. | 6
19.10. | 7
19.10. | 8
19.10. | 9
19.10. | 10
19.10. | 11
19.10. | 12
19.10. | 13
19.10. | 14
19.10. | 15
19.10. | 16
19.10. | 17
19.10. | 18
19.10. | 19
19.10. | 20
19.10. | 21
19.10. | 22
19.10. | 23
19.10. | 24
20.10. | 1
20.10. | 2
20.10. | 3
20.10. | 4
20.10. | 5
20.10. | 6
20.10. | 7
20.10. | 8
20.10. | 9
20.10. | 10
20.10. | 11
20.10. | 12
20.10. | 13
20.10. | 14
20.10. | 15
20.10. | 16
20.10. | 17
20.10. | 18
20.10. | 19
20.10. | 20
20.10. | 21
20.10. | 22
20.10. | 23
20.10. | 24
21.10. | 1
21.10. | 2
21.10. | 3
21.10. | 4
21.10. | 5
21.10. | 6
21.10. | 7
21.10. | 8
21.10. | 9
21.10. | 10
21.10. | 11
21.10. | 12
21.10. | 13
21.10. | 14
21.10. | 15
21.10. | 16
21.10. | 17
21.10. | 18
21.10. | 19
21.10. | 20
21.10. | 21
21.10. | 22
21.10. | 23
21.10. | 24
22.10. | 1
22.10. | 2
22.10. | 3
22.10. | 4
22.10. | 5
22.10. | 6
22.10. | 7
22.10. | 8
22.10. | 9
22.10. | 10
22.10. | 11
22.10. | 12
22.10. | 13
22.10. | 14
22.10. | 15
22.10. | 16
22.10. | 17
22.10. | 18
22.10. | 19
22.10. | 20
22.10. | 21
22.10. | 22
22.10. | 23
22.10. | 24
23.10. | 1
23.10. | 2
23.10. | 3
23.10. | 4
23.10. | 5
23.10. | 6
23.10. | 7
23.10. | 8
23.10. | 9
23.10. | 10
23.10. | 11
23.10. | 12
23.10. | 13
23.10. | 14
23.10. | 15
23.10. | 16
23.10. | 17
23.10. | 18
23.10. | 19
23.10. | 20
23.10. | 21
23.10. | 22
23.10. | 23
23.10. | 24
24.10. | 1
24.10. | 2
24.10. | 3
24.10. | 4
24.10. | 5
24.10. | 6
24.10. | 7
24.10. | 8
24.10. | 9
24.10. | 10
24.10. | 11
24.10. | 12
24.10. | 13
24.10. | 14
24.10. | 15
24.10. | 16
24.10. | 17
24.10. | 18
24.10. | 19
24.10. | 20
24.10. | 21
24.10. | 22
24.10. | 23
24.10. | 24
25.10. | 1
25.10. | 2
25.10. | 3
25.10. | 4
25.10. | 5
25.10. | 6
25.10. | 7
25.10. | 8
25.10. | 9
25.10. | 10
25.10. | 11
25.10. | 12
25.10. | 13
25.10. | 14
25.10. | 15
25.10. | 16
25.10. | 17
25.10. | 18
25.10. | 19
25.10. | 20
25.10. | 21
25.10. | 22
25.10. | 23
25.10. | 24
26.10. | 1
26.10. | 2
26.10. | 3
26.10. | 4
26.10. | 5
26.10. | 6
26.10. | 7
26.10. | 8
26.10. | 9
26.10. | 10
26.10. | 11
26.10. | 12
26.10. | 13
26.10. | 14
26.10. | 15
26.10. | 16
26.10. | 17
26.10. | 18
26.10. | 19
26.10. | 20
26.10. | 21
26.10. | 22
26.10. | 23
26.10. | 24
27.10. | 1
27.10. | 2
27.10. | 3
27.10. | 4
27.10. | 5
27.10. | 6
27.10. | 7
27.10. | 8
27.10. | 9
27.10. | 10
27.10. | 11
27.10. | 12
27.10. | 13
27.10. | 14
27.10. | 15
27.10. | 16
27.10. | 17
27.10. | 18
27.10. | 19
27.10. | 20
27.10. | 21
27.10. | 22
27.10. | 23
27.10. | 24
28.10. | 1
28.10. | 2
28.10. | 3
28.10. | 4
28.10. | 5
28.10. | 6
28.10. | 7
28.10. | 8
28.10. | 9
28.10. | 10
28.10. | 11
28.10. | 12
28.10. | 13
28.10. | 14
28.10. | 15
28.10. | 16
28.10. | 17
28.10. | 18
28.10. | 19
28.10. | 20
28.10. | 21
28.10. | 22
28.10. | 23
28.10. | 24
29.10. | 1
29.10. | 2
29.10. | 3
29.10. | 4
29.10. | 5
29.10. | 6
29.10. | 7
29.10. | 8
29.10. | 9
29.10. | 10
29.10. | 11
29.10. | 12
29.10. | 13
29.10. | 14
29.10. | 15
29.10. | 16
29.10. | 17
29.10. | 18
29.10. | 19
29.10. | 20
29.10. | 21
29.10. | 22
29.10. | 23
29.10. | 24
30.10. | 1
30.10. | 2
30.10. | 3
30.10. | 4
30.10. | 5
30.10. | 6
30.10. | 7
30.10. | 8
30.10. | 9
30.10. | 10
30.10. | 11
30.10. | 12
30.10. | 13
30.10. | 14
30.10. | 15
30.10. | 16
30.10. | 17
30.10. | 18
30.10. | 19
30.10. | 20
30.10. | 21
30.10. | 22
30.10. | 23
30.10. | 24
31.10. | 1
31.10. | 2
31.10. | 3
31.10. | 4
31.10. | 5
31.10. | 6
31.10. | 7
31.10. | 8
31.10. | 9
31.10. | 10
31.10. | 11
31.10. | 12
31.10. | 13
31.10. | 14
31.10. | 15
31.10. | 16
31.10. | 17
31.10. | 18
31.10. | 19
31.10. | 20
31.10. | 21
31.10. | 22
31.10. | 23
31.10. | 24
01.11. | 1
01.11. | 2
01.11. | 3
01.11. | 4
01.11. | 5
01.11. | 6
01.11. | 7
01.11. | 8
01.11. | 9
01.11. | 10
01.11. | 11
01.11. | 12
01.11. | 13
01.11. | 14
01.11. | 15
01.11. | 16
01.11. | 17
01.11. | 18
01.11. | 19
01.11. | 20
01.11. | 21
01.11. | 22
01.11. | 23
01.11. | 24
02.11. | 1
02.11. | 2
02.11. | 3
02.11. | 4
02.11. | 5
02.11. | 6
02.11. | 7
02.11. | 8
02.11. | 9
02.11. | 10
02.11. | 11
02.11. | 12
02.11. | 13
02.11. | 14
02.11. | 15
02.11. | 16
02.11. | 17
02.11. | 18
02.11. | 19
02.11. | 20
02.11. | 21
02.11. | 22
02.11. | 23
02.11. | 24
03.11. | 1
03.11. | 2
03.11. | 3
03.11. | 4
03.11. | 5
03.11. | 6
03.11. | 7
03.11. | 8
03.11. | 9
03.11. | 10
03.11. | 11
03.11. | 12
03.11. | 13
03.11. | 14
03.11. | 15
03.11. | 16
03.11. | 17
03.11. | 18
03.11. | 19
03.11. | 20
03.11. | 21
03.11. | 22
03.11. | 23
03.11. | 24
04.11. | 1
04.11. | 2
04.11. | 3
04.11. | 4
04.11. | 5
04.11. | 6
04.11. | 7
04.11. | 8
04.11. | 9
04.11. | 10
04.11. | 11
04.11. | 12
04.11. | 13
04.11. | 14
04.11. | 15
04.11. | 16
04.11. | 17
04.11. | 18
04.11. | 19
04.11. | 20
04.11. | 21
04.11. | 22
04.11. | 23
04.11. | 24
05.11. | 1
05.11. | 2
05.11. | 3
05.11. | 4
05.11. | 5
05.11. | 6
05.11. | 7
05.11. | 8
05.11. | 9
05.11. | 10
05.11. | 11
05.11. | 12
05.11. | 13
05.11. | 14
05.11. | 15
05.11. | 16
05.11. | 17
05.11. | 18
05.11. | 19
05.11. | 20
05.11. | 21
05.11. | 22
05.11. | 23
05.11. | 24
06.11. | 1
06.11. | 2
06.11. | 3
06.11. | 4
06.11. | 5
06.11. | 6
06.11. | 7
06.11. | 8
06.11. | 9
06.11. | 10
06.11. | 11
06.11. | 12
06.11. | 13
06.11. | 14
06.11. | 15
06.11. | 16
06.11. | 17
06.11. | 18
06.11. | 19
06.11. | 20
06.11. | 21
06.11. | 22
06.11. | 23
06.11. | 24
07.11. | 1
07.11. | 2
07.11. | 3
07.11. | 4
07.11. | 5
07.11. | 6
07.11. | 7
07.11. | 8
07.11. | 9
07.11. | 10
07.11. | 11
07.11. | 12
07.11. | 13
07.11. | 14
07.11. | 15
07.11. | 16
07.11. | 17
07.11. | 18
07.11. | 19
07.11. | 20
07.11. | 21
07.11. | 22
07.11. | 23
07.11. | 24
08.11. | 1
08.11. | 2
08.11. | 3
08.11. | 4
08.11. | 5
08.11. | 6
08.11. | 7
08.11. | 8
08.11. | 9
08.11. | 10
08.11. | 11
08.11. | 12
08.11. | 13
08.11. | 14
08.11. | 15
08.11. | 16
08.11. | 17
08.11. | 18
08.11. | 19
08.11. | 20
08.11. | 21
08.11. | 22
08.11. | 23
08.11. | 24
09.11. | 1
09.11. | 2
09.11. | 3
09.11. | 4
09.11. | 5
09.11. | 6
09.11. | 7
09.11. | 8
09.11. | 9
09.11. | 10
09.11. | 11
09.11. | 12
09.11. | 13
09.11. | 14
09.11. | 15
09.11. | 16
09.11. | 17
09.11. | 18
09.11. | 19
09.11. | 20
09.11. | 21
09.11. | 22
09.11. | 23
09.11. | 24
10.11. | 1
10.11. | 2
10.11. | 3
10.11. | 4
10.11. | 5
10.11. | 6
10.11. | 7
10.11. | 8
10.11. | 9
10.11. | 10
10.11. | 11
10.11. | 12
10.11. | 13
10.11. | 14
10.11. | 15
10.11. | 16
10.11. | 17
10.11. | 18
10.11. | 19
10.11. | 20
10.11. | 21
10.11. | 22
10.11. | 23
10.11. | 24
11.11. | 1
11.11. | 2
11.11. | 3
11.11. | 4
11.11. | 5
11.11. | 6
11.11. | 7
11.11. | 8
11.11. | 9
11.11. | 10
11.11. | 11
11.11. | 12
11.11. | 13
11.11. | 14
11.11. | 15
11.11. | 16
11.11. | 17
11.11. | 18
11.11. | 19
11.11. | 20
11.11. | 21
11.11. | 22
11.11. | 23
11.11. | 24
12.11. | 1
12.11. | 2
12.11. | 3
12.11. | 4
12.11. | 5
12.11. | 6
12.11. | 7
12.11. | 8
12.11. | 9
12.11. | 10
12.11. | 11
12.11. | 12
12.11. | 13
12.11. | 14
12.11. | 15
12.11. | 16
12.11. | 17
12.11. | 18
12.11. | 19
12.11. | 20
12.11. | 21
12.11. | 22
12.11. | 23
12.11. | 24
13.11. | 1
13.11. | 2
13.11. | 3
13.11. | 4
13.11. | 5
13.11. | 6
13.11. | 7
13.11. | 8
13.11. | 9
13.11. | 10
13.11. | 11
13.11. | 12
13.11. | 13
13.11. | 14
13.11. | 15
13.11. | 16
13.11. | 17
13.11. | 18
13.11. | 19
13.11. | 20
13.11. | 21
13.11. | 22
13.11. | 23
13.11. | 24
14.11. | 1
14.11. | 2
14.11. | 3
14.11. | 4
14.11. | 5
14.11. | 6
14.11. | 7
14.11. | 8
14.11. | 9
14.11. | 10
14.11. | 11
14.11. | 12
14.11. | 13
14.11. | 14
14.11. | 15
14.11. | 16
14.11. | 17
14.11. | 18
14.11. | 19
14.11. | 20
14.11. | 21
14.11. | 22
14.11. | 23
14.11. | 24
15.11. | 1
15.11. | 2
15.11. | 3
15.11. | 4
15.11. | 5
15.11. | 6
15.11. | 7
15.11. | 8
15.11. | 9
15.11. | 10
15.11. | 11
15.11. | 12
15.11. | 13
15.11. | 14
15.11. | 15
15.11. | 16
15.11. | 17
15.11. | 18
15.11. | 19
15.11. | 20
15.11. | 21
15.11. | 22
15.11. | 23
15.11. | 24
16.11. | 1
16.11. | 2
16.11. | 3
16.11. | 4
16.11. | 5
16.11. | 6
16.11. | 7
16.11. | 8
16.11. | 9
16.11. | 10
16.11. | 11
16.11. | 12
16.11. | 13
16.11. | 14
16.11. | 15
16.11. | 16
16.11. | 17
16.11. | 18
16.11. | 19
16.11. | 20
16.11. | 21
16.11. | 22
16.11. | 23
16.11. | 24
17.11. | 1
17.11. | 2
17.11. | 3
17.11. | 4
17.11. | 5
17.11. | 6
17.11. | 7
17.11. | 8
17.11. | 9
17.11. | 10
17.11. | 11
17.11. | 12
17.11. | 13
17.11. | 14
17.11. | 15
17.11. | 16
17.11. | 17
17.11. | 18
17.11. | 19
17.11. | 20
17.11. | 21
17.11. | 22
17.11. | 23
17.11. | 24
18.11. | 1
18.11. | 2
18.11. | 3
18.11. | 4
18.11. | 5
18.11. | 6
18.11. | 7
18.11. | 8
18.11. | 9
18.11. | 10
18.11. | 11
18.11. | 12
18.11. | 13
18.11. | 14
18.11. | 15
18.11. | 16
18.11. | 17
18.11. | 18
18.11. | 19
18.11. | 20
18.11. | 21
18.11. | 22
18.11. | 23
18.11. | 24
19.11. | 1
19.11. | 2
19.11. | 3
19.11. | 4
19.11. | 5
19.11. | 6
19.11. | 7
19.11. | 8
19.11. | 9
19.11. | 10
19.11. | 11
19.11. | 12
19.11. | 13
19.11. | 14
19.11. | 15
19.11. | 16
19.11. | 17
19.11. | 18
19.11. | 19
19.11. | 20
19.11. | 21
19.11. | 22
19.11. | 23
19.11. | 24
20.11. | 1
20.11. | 2
20.11. | 3
20.11. | 4
20.11. | 5
20.11. | 6
20.11. | 7
20.11. | 8
20.11. | 9
20.11. | 10
20.11. | 11
20.11. | 12
20.11. | 13
20.11. | 14
20.11. | 15
20.11. | 16
20.11. | 17
20.11. | 18
20.11. | 19
20.11. | 20
20.11. | 21
20.11. | 22
20.11. | 23
20.11. | 24
21.11. | 1
21.11. | 2
21.11. | 3
21.11. | 4
21.11. | 5
21.11. | 6
21.11. | 7
21.11. | 8
21.11. | 9
21.11. | 10
21.11. | 11
21.11. | 12
21.11. | 13
21.11. | 14
21.11. | 15
21.11. | 16
21.11. | 17
21.11. | 18
21.11. | 19
21.11. | 20
21.11. | 21
21.11. | 22
21.11. | 23
21.11. | 24
22.11. | 1
22.11. | 2
22.11. | 3
22.11. | 4
22.11. | 5
22.11. | 6
22.11. | 7
22.11. | 8
22.11. | 9
22.11. | 10
22.11. | 11
22.11. | 12
22.11. | 13
22.11. | 14
22.11. | 15
22.11. | 16
22.11. | 17
22.11. | 18
22.11. | 19
22.11. | 20
22.11. | 21
22.11. | 22
22.11. | 23
22.11. | 24
23.11. | 1
23.11. | 2
23.11. | 3
23.11. | 4
23.11. | 5
23.11. | 6
23.11. | 7
23.11. | 8
23.11. | 9
23.11. | 10
23.11. | 11
23.11. | 12
23.11. | 13
23.11. | 14
23.11. | 15
23.11. | 16
23.11. | 17
23.11. | 18
23.11. | 19
23.11. | 20
23.11. | 21
23.11. | 22
23.11. | 23
23.11. | 24
24.11. | 1
24.11. | 2
24.11. | 3
24.11. | 4
24.11. | 5
24.11. | 6
24.11. | 7
24.11. | 8
24.11. | 9
24.11. | 10
24.11. | 11
24.11. | 12
24.11. | 13
24.11. | 14
24.11. | 15
24.11. | 16
24.11. | 17
24.11. | 18
24.11. | 19
24.11. | 20
24.11. | 21
24.11. | 22
24.11. | 23
24.11. | 24
25.11. | 1
25.11. | 2
25.11. | 3
25.11. | 4
25.11. | 5
25.11. | 6
25.11. | 7
25.11. | 8
25.11. | 9
25.11. | 10
25.11. | 11
25.11. | 12
25.11. | 13
25.11. | 14
25.11. | 15
25.11. | 16
25.11. | 17
25.11. | 18
25.11. | 19
25.11. | 20
25.11. | 21
25.11. | 22
25.11. | 23
25.11. | 24
26.11. | 1
26.11. | 2
26.11. | 3
26.11. | 4
26.11. | 5
26.11. | 6
26.11. | 7
26.11. | 8
26.11. | 9
26.11. | 10
26.11. | 11
26.11. | 12
26.11. | 13
26.11. | 14
26.11. | 15
26.11. | 16
26.11. | 17
26.11. | 18
26.11. | 19
26.11. | 20
26.11. | 21
26.11. | 22
26.11. | 23
26.11. | 24
27.11. | 1
27.11. | 2
27.11. | 3
27.11. | 4
27.11. | 5
27.11. | 6
27.11. | 7
27.11. | 8
27.11. | 9
27.11. | 10
27.11. | 11
27.11. | 12
27.11. | 13
27.11. | 14
27.11. | 15
27.11. | 16
27.11. | 17
27.11. | 18
27.11. | 19
27.11. | 20
27.11. | 21
27.11. | 22
27.11. | 23
27.11. | 24
28.11. | 1
28.11. | 2
28.11. | 3
28.11. | 4
28.11. | 5
28.11. | 6
28.11. | 7
28.11. | 8
28.11. | 9
28.11. | 10
28.11. | 11
28.11. | 12
28.11. | 13
28.11. | 14
28.11. | 15
28.11. | 16
28.11. | 17
28.11. | 18
28.11. | 19
28.11. | 20
28.11. | 21
28.11. | 22
28.11. | 23
28.11. | 24
29.11. | 1
29.11. | 2
29.11. | 3
29.11. | 4
29.11. | 5
29.11. | 6
29.11. | 7
29.11. | 8
29.11. | 9
29.11. | 10
29.11. | 11
29.11. | 12
29.11. | 13
29.11. | 14
29.11. | 15
29.11. | 16
29.11. | 17
29.11. | 18
29.11. | 19
29.11. | 20
29.11. | 21
29.11. | 22
29.11. | 23
29.11. | 24
30.11. | 1
30.11. | 2
30.11. | 3
30.11. | 4
30.11. | 5
30.11. | 6
30.11. | 7
30.11. | 8
30.11. | 9
30.11. | 10
30.11. | 11
30.11. | 12
30.11. | 13
30.11. | 14
30.11. | 15
30.11. | 16
30.11. | 17
30.11. | 18
30.11. | 19
30.11. | 20
30.11. | 21
30.11. | 22
30.11. | 23
30.11. | 24
01.12. | 1
01.12. | 2
01.12. | 3
01.12. | 4
01.12. | 5
01.12. | 6
01.12. | 7
01.12. | 8
01.12. | 9
01.12. | 10
01.12. | 11
01.12. | 12
01.12. | 13
01.12. | 14
01.12. | 15
01.12. | 16
01.12. | 17
01.12. | 18
01.12. | 19
01.12. | 20
01.12. | 21
01.12. | 22
01.12. | 23
01.12. | 24
02.12. | 1
02.12. | 2
02.12. | 3
02.12. | 4
02.12. | 5
02.12. | 6
02.12. | 7
02.12. | 8
02.12. | 9
02.12. | 10
02.12. | 11
02.12. | 12
02.12. | 13
02.12. | 14
02.12. | 15
02.12. | 16
02.12. | 17
02.12. | 18
02.12. | 19
02.12. | 20
02.12. | 21
02.12. | 22
02.12. | 23
02.12. | 24
03.12. | 1
03.12. | 2
03.12. | 3
03.12. | 4
03.12. | 5
03.12. | 6
03.12. | 7
03.12. | 8
03.12. | 9
03.12. | 10
03.12. | 11
03.12. | 12
03.12. | 13
03.12. | 14
03.12. | 15
03.12. | 16
03.12. | 17
03.12. | 18
03.12. | 19
03.12. | 20
03.12. | 21
03.12. | 22
03.12. | 23
03.12. | 24
04.12. | 1
04.12. | 2
04.12. | 3
04.12. | 4
04.12. | 5
04.12. | 6
04.12. | 7
04.12. | 8
04.12. | 9
04.12. | 10
04.12. | 11
04.12. | 12
04.12. | 13
04.12. | 14
04.12. | 15
04.12. | 16
04.12. | 17
04.12. | 18
04.12. | 19
04.12. | 20
04.12. | 21
04.12. | 22
04.12. | 23
04.12. | 24
05.12. | 1
05.12. | 2
05.12. | 3
05.12. | 4
05.12. | 5
05.12. | 6
05.12. | 7
05.12. | 8
05.12. | 9
05.12. | 10
05.12. | 11
05.12. | 12
05.12. | 13
05.12. | 14
05.12. | 15
05.12. | 16
05.12. | 17
05.12. | 18
05.12. | 19
05.12. | 20
05.12. | 21
05.12. | 22
05.12. | 23
05.12. | 24
06.12. | 1
06.12. | 2
06.12. | 3
06.12. | 4
06.12. | 5
06.12. | 6
06.12. | 7
06.12. | 8
06.12. | 9
06.12. | 10
06.12. | 11
06.12. | 12
06.12. | 13
06.12. | 14
06.12. | 15
06.12. | 16
06.12. | 17
06.12. | 18
06.12. | 19
06.12. | 20
06.12. | 21
06.12. | 22
06.12. | 23
06.12. | 24
07.12. | 1
07.12. | 2
07.12. | 3
07.12. | 4
07.12. | 5
07.12. | 6
07.12. | 7
07.12. | 8
07.12. | 9
07.12. | 10
07.12. | 11
07.12. | 12
07.12. | 13
07.12. | 14
07.12. | 15
07.12. | 16
07.12. | 17
07.12. | 18
07.12. | 19
07.12. | 20
07.12. | 21
07.12. | 22
07.12. | 23
07.12. | 24
08.12. | 1
08.12. | 2
08.12. | 3
08.12. | 4
08.12. | 5
08.12. | 6
08.12. | 7
08.12. | 8
08.12. | 9
08.12. | 10
08.12. | 11
08.12. | 12
08.12. | 13
08.12. | 14
08.12. | 15
08.12. | 16
08.12. | 17
08.12. | 18
08.12. | 19
08.12. | 20
08.12. | 21
08.12. | 22
08.12. | 23
08.12. | 24
09.12. | 1
09.12. | 2
09.12. | 3
09.12. | 4
09.12. | 5
09.12. | 6
09.12. | 7
09.12. | 8
09.12. | 9
09.12. | 10
09.12. | 11
09.12. | 12
09.12. | 13
09.12. | 14
09.12. | 15
09.12. | 16
09.12. | 17
09.12. | 18
09.12. | 19
09.12. | 20
09.12. | 21
09.12. | 22
09.12. | 23
09.12. | 24
10.12. | 1
10.12. | 2
10.12. | 3
10.12. | 4
10.12. | 5
10.12. | 6
10.12. | 7
10.12. | 8
10.12. | 9
10.12. | 10
10.12. | 11
10.12. | 12
10.12. | 13
10.12. | 14
10.12. | 15
10.12. | 16
10.12. | 17
10.12. | 18
10.12. | 19
10.12. | 20
10.12. | 21
10.12. | 22
10.12. | 23
10.12. | 24
11.12. | 1
11.12. | 2
11.12. | 3
11.12. | 4
11.12. | 5
11.12. | 6
11.12. | 7
11.12. | 8
11.12. | 9
11.12. | 10
11.12. | 11
11.12. | 12
11.12. | 13
11.12. | 14
11.12. | 15
11.12. | 16
11.12. | 17
11.12. | 18
11.12. | 19
11.12. | 20
11.12. | 21
11.12. | 22
11.12. | 23
11.12. | 24
12.12. | 1
12.12. | 2
12.12. | 3
12.12. | 4
12.12. | 5
12.12. | 6
12.12. | 7
12.12. | 8
12.12. | 9
12.12. | 10
12.12. | 11
12.12. | 12
12.12. | 13
12.12. | 14
12.12. | 15
12.12. | 16
12.12. | 17
12.12. | 18
12.12. | 19
12.12. | 20
12.12. | 21
12.12. | 22
12.12. | 23
12.12. | 24
13.12. | 1
13.12. | 2
13.12. | 3
13.12. | 4
13.12. | 5
13.12. | 6
13.12. | 7
13.12. | 8
13.12. | 9
13.12. | 10
13.12. | 11
13.12. | 12
13.12. | 13
13.12. | 14
13.12. | 15
13.12. | 16
13.12. | 17
13.12. | 18
13.12. | 19
13.12. | 20
13.12. | 21
13.12. | 22
13.12. | 23
13.12. | 24
14.12. | 1
14.12. | 2
14.12. | 3
14.12. | 4
14.12. | 5
14.12. | 6
14.12. | 7
14.12. | 8
14.12. | 9
14.12. | 10
14.12. | 11
14.12. | 12
14.12. | 13
14.12. | 14
14.12. | 15
14.12. | 16
14.12. | 17
14.12. | 18
14.12. | 19
14.12. | 20
14.12. | 21
14.12. | 22
14.12. | 23
14.12. | 24
15.12. | 1
15.12. | 2
15.12. | 3
15.12. | 4
15.12. | 5
15.12. | 6
15.12. | 7
15.12. | 8
15.12. | 9
15.12. | 10
15.12. | 11
15.12. | 12
15.12. | 13
15.12. | 14
15.12. | 15
15.12. | 16
15.12. | 17
15.12. | 18
15.12. | 19
15.12. | 20
15.12. | 21
15.12. | 22
15.12. | 23
15.12. | 24
16.12. | 1
16.12. | 2
16.12. | 3
16.12. | 4
16.12. | 5
16.12. | 6
16.12. | 7
16.12. | 8
16.12. | 9
16.12. | 10
16.12. | 11
16.12. | 12
16.12. | 13
16.12. | 14
16.12. | 15
16.12. | 16
16.12. | 17
16.12. | 18
16.12. | 19
16.12. | 20
16.12. | 21
16.12. | 22
16.12. | 23
16.12. | 24
17.12. | 1
17.12. | 2
17.12. | 3
17.12. | 4
17.12. | 5
17.12. | 6
17.12. | 7
17.12. | 8
17.12. | 9
17.12. | 10
17.12. | 11
17.12. | 12
17.12. | 13
17.12. | 14
17.12. | 15
17.12. | 16
17.12. | 17
17.12. | 18
17.12. | 19
17.12. | 20
17.12. | 21
17.12. | 22
17.12. | 23
17.12. | 24
18.12. | 1
18.12. | 2
18.12. | 3
18.12. | 4
18.12. | 5
18.12. | 6
18.12. | 7
18.12. | 8
18.12. | 9
18.12. | 10
18.12. | 11
18.12. | 12
18.12. | 13
18.12. | 14
18.12. | 15
18.12. | 16
18.12. | 17
18.12. | 18
18.12. | 19
18.12. | 20
18.12. | 21
18.12. | 22
18.12. | 23
18.12. | 24
19.12. | 1
19.12. | 2
19.12. | 3
19.12. | 4
19.12. | 5
19.12. | 6
19.12. | 7
19.12. | 8
19.12. | 9
19.12. | 10
19.12. | 11
19.12. | 12
19.12. | 13
19.12. | 14
19.12. | 15
19.12. | 16
19.12. | 17
19.12. | 18
19.12. | 19
19.12. | 20
19.12. | 21
19.12. | 22
19.12. | 23
19.12. | 24
20.12. | 1
20.12. | 2
20.12. | 3
20.12. | 4
20.12. | 5
20.12. | 6
20.12. | 7
20.12. | 8
20.12. | 9
20.12. | 10
20.12. | 11
20.12. | 12
20.12. | 13
20.12. | 14
20.12. | 15
20.12. | 16
20.12. | 17
20.12. | 18
20.12. | 19
20.12. | 20
20.12. | 21
20.12. | 22
20.12. | 23
20.12. | 24
21.12. | 1
21.12. | 2
21.12. | 3
21.12. | 4
21.12. | 5
21.12. | 6
21.12. | 7
21.12. | 8
21.12. | 9
21.12. | 10
21.12. | 11
21.12. | 12
21.12. | 13
21.12. | 14
21.12. | 15
21.12. | 16
21.12. | 17
21.12. | 18
21.12. | 19
21.12. | 20
21.12. | 21
21.12. | 22
21.12. | 23
21.12. | 24
22.12. | 1
22.12. | 2
22.12. | 3
22.12. | 4
22.12. | 5
22.12. | 6
22.12. | 7
22.12. | 8
22.12. | 9
22.12. | 10
22.12. | 11
22.12. | 12
22.12. | 13
22.12. | 14
22.12. | 15
22.12. | 16
22.12. | 17
22.12. | 18
22.12. | 19
22.12. | 20
22.12. | 21
22.12. | 22
22.12. | 23
22.12. | 24
23.12. | 1
23.12. | 2
23.12. | 3
23.12. | 4
23.12. | 5
23.12. | 6
23.12. | 7
23.12. | 8
23.12. | 9
23.12. | 10
23.12. | 11
23.12. | 12
23.12. | 13
23.12. | 14
23.12. | 15
23.12. | 16
23.12. | 17
23.12. | 18
23.12. | 19
23.12. | 20
23.12. | 21
23.12. | 22
23.12. | 23
23.12. | 24
24.12. | 1
24.12. | 2
24.12. | 3
24.12. | 4
24.12. | 5
24.12. | 6
24.12. | 7
24.12. | 8
24.12. | 9
24.12. | 10
24.12. | 11
24.12. | 12
24.12. | 13
24.12. | 14
24.12. | 15
24.12. | 16
24.12. | 17
24.12. | 18
24.12. | 19
24.12. | 20
24.12. | 21
24.12. | 22
24.12. | 23
24.12. | 24
25.12. | 1
25.12. | 2
25.12. | 3
25.12. | 4
25.12. | 5
25.12. | 6
25.12. | 7
25.12. | 8
25.12. | 9
25.12. | 10
25.12. | 11
25.12. | 12
25.12. | 13
25.12. | 14
25.12. | 15
25.12. | 16
25.12. | 17
25.12. | 18
25.12. | 19
25.12. | 20
25.12. | 21
25.12. | 22
25.12. | 23
25.12. | 24
26.12. | 1
26.12. | 2
26.12. | 3
26.12. | 4
26.12. | 5
26.12. | 6
26.12. | 7
26.12. | 8
26.12. | 9
26.12. | 10
26.12. | 11
26.12. | 12
26.12. | 13
26.12. | 14
26.12. | 15
26.12. | 16
26.12. | 17
26.12. | 18
26.12. | 19
26.12. | 20
26.12. | 21
26.12. | 22
26.12. | 23
26.12. | 24
27.12. | 1
27.12. | 2
27.12. | 3
27.12. | 4
27.12. | 5
27.12. | 6
27.12. | 7
27.12. | 8
27.12. | 9
27.12. | 10
27.12. | 11
27.12. | 12
27.12. | 13
27.12. | 14
27.12. | 15
27.12. | 16
27.12. | 17
27.12. | 18
27.12. | 19
27.12. | 20
27.12. | 21
27.12. | 22
27.12. | 23
27.12. | 24
28.12. | 1
28.12. | 2
28.12. | 3
28.12. | 4
28.12. | 5
28.12. | 6
28.12. | 7
28.12. | 8
28.12. | 9
28.12. | 10
28.12. | 11
28.12. | 12
28.12. | 13
28.12. | 14
28.12. | 15
28.12. | 16
28.12. | 17
28.12. | 18
28.12. | 19
28.12. | 20
28.12. | 21
28.12. | 22
28.12. | 23
28.12. | 24
29.12. | 1
29.12. | 2
29.12. | 3
29.12. | 4
29.12. | 5
29.12. | 6
29.12. | 7
29.12. | 8
29.12. | 9
29.12. | 10
29.12. | 11
29.12. | 12
29.12. | 13
29.12. | 14
29.12. | 15
29.12. | 16
29.12. | 17
29.12. | 18
29.12. | 19
29.12. | 20
29.12. | 21
29.12. | 22
29.12. | 23
29.12. | 24
30.12. | 1
30.12. | 2
30.12. | 3
30.12. | 4
30.12. | 5
30.12. | 6
30.12. | 7
30.12. | 8
30.12. | 9
30.12. | 10
30.12. | 11
30.12. | 12
30.12. | 13
30.12. | 14
30.12. | 15
30.12. | 16
30.12. | 17
30.12. | 18
30.12. | 19
30.12. | 20
30.12. | 21
30.12. | 22
30.12. | 23
30.12. | 24
31.12. | 1
31.12. | 2
31.12. | 3
31.12. | 4
31.12. | 5
31.12. | 6
31.12. | 7
31.12. | 8
31.12. | 9
31.12. | 10
31.12. | 11
31.12. | 12
31.12. | 13
31.12. | 14
31.12. | 15
31.12. | 16
31.12. | 17
31.12. | 18
31.12. | 19
31.12. | 20
31.12. | 21
31.12. | 22
31.12. | 23
31.12. | 24

## Battery
ENTSO-E Market Modelling Database: Batteries
Country:
Market Node: | BE00
Year:
Climate year
Scenario
Type |  | Net maximum capacity - generation perspective (MW) | Net maximum capacity - demand perspective (MW) | Storage capacity (MWh) | Number of units | Average efficiency | Ramp up rate (MW/h) | Ramp down rate (MW/h)
Battery Total |  | 2327.6912 | 2327.6912 | 7391.4874 | 9 | 0.92 | 0 | 0
Battery Utility Scale |  | 1591 | 1591 | 5918.105 | 6 | 0.92 | 0 | 0
Battery Residential |  | 736.6912 | 736.6912 | 1473.3824 | 3 | 0.92 | 0 | 0

## Electrolyser
ENTSO-E Market Modelling Database: Electrolysers
Country:
Market Node: | BE00
Year:
Climate year
Scenario
Type |  | Net maximum capacity (MW) | Number of units | Average efficiency | H2 storage (GWh) | Ramp up rate (MW/h) | Ramp down rate (MW/h) | Fixed generation reduction (% of max power output)
Electrolyser e-market Z1 |  | 0 | 0 | 0 | 0 | 0 | 0 | 100
Electrolyser e-market Z2 |  | 118 | 1 | 0.7 | 0 | 0 | 0 | 0
Electrolyser Shared RES Z1 |  | 0 | 0 | 0 | 0 | 0 | 0 | 100
Electrolyser Shared RES Z2 |  | 0 | 0 | 0 | 0 | 0 | 0 | 100
Electrolyser Dedicated RES Z1 |  | 0 | 0 | 0 | 0 | 0 | 0 | 100
Electrolyser Dedicated RES Z2 |  | 0 | 0 | 0 | 0 | 0 | 0 | 100

## Wind
ENTSO-E Market Modelling Database: Wind
Country:
Market Node: | BE00
Year:
Scenario
Installed capacities Onshore wind Total(GW): | 5.583
Installed capacities Onshore wind e-market (GW): | 5.583
Installed capacities Onshore wind dedicated (GW): | 0
Installed capacities Onshore wind Shared RES - H2Z1 (GW): | 0
Installed capacities Onshore wind Shared RES - H2Z2 (GW): | 0
Installed capacities Offshore wind Total (GW): | 2.26
Installed capacities Offshore wind e-market - hub ready (GW): | 0
Installed capacities Offshore wind dedicated - hub ready (GW): | 0
Installed capacities Offshore wind Shared RES - H2Z1 - hub ready (GW): | 0
Installed capacities Offshore wind Shared RES - H2Z2 - hub ready (GW): | 0
Installed capacities Offshore wind e-market - radial (GW): | 2.26
Installed capacities Offshore wind dedicated - radial (GW): | 0
Installed capacities Offshore wind Shared RES - H2Z1 - radial (GW): | 0
Installed capacities Offshore wind Shared RES - H2Z2 - radial (GW): | 0

## Solar
ENTSO-E Market Modelling Database: Solar
Country:
Market Node: | BE00
Year:
Scenario
Installed capacities Thermal Solar (GW): | 0
Installed capacities Photovoltaic (GW): | 15.635
Installed capacities Photovoltaic e-market (GW): | 0
Installed capacities Photovoltaic dedicated (GW): | 0
Installed capacities Photovoltaic Shared RES - H2Z1 (GW): | 0
Installed capacities Photovoltaic Shared RES - H2Z2 (GW): | 0
Installed capacities Rooftop (GW): | 15.635
Installed capacities Solar Thermal with Storage (GW): | 0
Storage capacities Solar Thermal with Storage (GWh): | 0

## Hydro
ENTSO-E Market Modelling Database: Hydro
Country:
Market Node: | BE00
Year:
Scenario
Hydro PEMMDB 3.4
Run of River - Total turbining capacity (MW) | 148.202
Pondage - Total reservoir capacity (GWh) | 0
Pondage - Total turbining capacity (MW) | 0
Reservoir - Total reservoir capacity (GWh) | 0
Reservoir - Total turbining capacity (MW) | 0
Pump Storage (open loop, with natural inflows) - Total reservoir capacity (GWh) | 0
Pump Storage (open loop, with natural inflows) - Total turbining capacity (MW) | 0
Pump Storage (open loop, with natural inflows) - Total pumping capacity (MW) | 0
Pure Pump Storage (closed loop, no natural inflows) - Total reservoir capacity (GWh) | 5.8
Pure Pump Storage (closed loop, no natural inflows) - Total turbining capacity (MW) | 1305
Pure Pump Storage (closed loop, no natural inflows) - Total pumping capacity (MW) | -1226.76

## Other RES
ENTSO-E Market Modelling Database: Other RES
Country:
Market Node: | BE00
Year:
Scenario:
Installed capacity excl. clim.dependent bands (MW): | 596.625 |  |  | Small Biomass | Geothermal | Marine | Waste | Not Defined / Splitting not known
N.B. use convention first January always Monday (2007 calendar year) --> see guidelines for further details |  |  | Installed capacity (MW): | 566.625 | 0 | 0 | 30 | 0
Date | Hour | TOTAL Other RES Output (MW) (excl. climate dependent bands) |  | Output (MW) | Output (MW) | Output (MW) | Output (MW) | Output (MW)
01.01. | 1 | 303.0855 |  | 287.8455 | 0 | 0 | 15.24 | 0
01.01. | 2 | 300.1024 |  | 285.0124 | 0 | 0 | 15.09 | 0
01.01. | 3 | 299.5057 |  | 284.4457 | 0 | 0 | 15.06 | 0
01.01. | 4 | 298.9091 |  | 283.8791 | 0 | 0 | 15.03 | 0
01.01. | 5 | 298.3125 |  | 283.3125 | 0 | 0 | 15 | 0
01.01. | 6 | 297.7159 |  | 282.7459 | 0 | 0 | 14.97 | 0
01.01. | 7 | 300.1024 |  | 285.0124 | 0 | 0 | 15.09 | 0
01.01. | 8 | 304.2788 |  | 288.9787 | 0 | 0 | 15.3 | 0
01.01. | 9 | 311.4382 |  | 295.7783 | 0 | 0 | 15.66 | 0
01.01. | 10 | 316.2112 |  | 300.3112 | 0 | 0 | 15.9 | 0
01.01. | 11 | 320.9842 |  | 304.8442 | 0 | 0 | 16.14 | 0
01.01. | 12 | 322.1775 |  | 305.9775 | 0 | 0 | 16.2 | 0
01.01. | 13 | 322.1775 |  | 305.9775 | 0 | 0 | 16.2 | 0
01.01. | 14 | 319.1944 |  | 303.1444 | 0 | 0 | 16.05 | 0
01.01. | 15 | 319.1944 |  | 303.1444 | 0 | 0 | 16.05 | 0
01.01. | 16 | 319.1944 |  | 303.1444 | 0 | 0 | 16.05 | 0
01.01. | 17 | 318.5978 |  | 302.5777 | 0 | 0 | 16.02 | 0
01.01. | 18 | 318.0011 |  | 302.0111 | 0 | 0 | 15.99 | 0
01.01. | 19 | 315.018 |  | 299.178 | 0 | 0 | 15.84 | 0
01.01. | 20 | 310.8416 |  | 295.2116 | 0 | 0 | 15.63 | 0
01.01. | 21 | 306.6653 |  | 291.2452 | 0 | 0 | 15.42 | 0
01.01. | 22 | 308.4551 |  | 292.9451 | 0 | 0 | 15.51 | 0
01.01. | 23 | 307.2619 |  | 291.8119 | 0 | 0 | 15.45 | 0
01.01. | 24 | 309.0518 |  | 293.5118 | 0 | 0 | 15.54 | 0
02.01. | 1 | 300.699 |  | 285.579 | 0 | 0 | 15.12 | 0
02.01. | 2 | 296.5226 |  | 281.6126 | 0 | 0 | 14.91 | 0
02.01. | 3 | 294.7328 |  | 279.9128 | 0 | 0 | 14.82 | 0
02.01. | 4 | 293.5395 |  | 278.7795 | 0 | 0 | 14.76 | 0
02.01. | 5 | 291.7496 |  | 277.0796 | 0 | 0 | 14.67 | 0
02.01. | 6 | 291.153 |  | 276.513 | 0 | 0 | 14.64 | 0
02.01. | 7 | 298.3125 |  | 283.3125 | 0 | 0 | 15 | 0
02.01. | 8 | 309.6484 |  | 294.0784 | 0 | 0 | 15.57 | 0
02.01. | 9 | 313.2281 |  | 297.4781 | 0 | 0 | 15.75 | 0
02.01. | 10 | 308.4551 |  | 292.9451 | 0 | 0 | 15.51 | 0
02.01. | 11 | 306.0686 |  | 290.6786 | 0 | 0 | 15.39 | 0
02.01. | 12 | 307.8585 |  | 292.3785 | 0 | 0 | 15.48 | 0
02.01. | 13 | 307.8585 |  | 292.3785 | 0 | 0 | 15.48 | 0
02.01. | 14 | 307.2619 |  | 291.8119 | 0 | 0 | 15.45 | 0
02.01. | 15 | 309.6484 |  | 294.0784 | 0 | 0 | 15.57 | 0
02.01. | 16 | 312.0349 |  | 296.3449 | 0 | 0 | 15.69 | 0
02.01. | 17 | 312.0349 |  | 296.3449 | 0 | 0 | 15.69 | 0
02.01. | 18 | 311.4382 |  | 295.7783 | 0 | 0 | 15.66 | 0
02.01. | 19 | 309.6484 |  | 294.0784 | 0 | 0 | 15.57 | 0
02.01. | 20 | 307.2619 |  | 291.8119 | 0 | 0 | 15.45 | 0
02.01. | 21 | 304.2788 |  | 288.9787 | 0 | 0 | 15.3 | 0
02.01. | 22 | 304.2788 |  | 288.9787 | 0 | 0 | 15.3 | 0
02.01. | 23 | 302.4889 |  | 287.2789 | 0 | 0 | 15.21 | 0
02.01. | 24 | 304.8754 |  | 289.5454 | 0 | 0 | 15.33 | 0
03.01. | 1 | 307.8585 |  | 292.3785 | 0 | 0 | 15.48 | 0
03.01. | 2 | 304.2788 |  | 288.9787 | 0 | 0 | 15.3 | 0
03.01. | 3 | 301.8922 |  | 286.7122 | 0 | 0 | 15.18 | 0
03.01. | 4 | 300.699 |  | 285.579 | 0 | 0 | 15.12 | 0
03.01. | 5 | 298.9091 |  | 283.8791 | 0 | 0 | 15.03 | 0
03.01. | 6 | 298.3125 |  | 283.3125 | 0 | 0 | 15 | 0
03.01. | 7 | 305.472 |  | 290.112 | 0 | 0 | 15.36 | 0
03.01. | 8 | 318.0011 |  | 302.0111 | 0 | 0 | 15.99 | 0
03.01. | 9 | 320.9842 |  | 304.8442 | 0 | 0 | 16.14 | 0
03.01. | 10 | 316.8079 |  | 300.8779 | 0 | 0 | 15.93 | 0
03.01. | 11 | 313.8247 |  | 298.0448 | 0 | 0 | 15.78 | 0
03.01. | 12 | 315.6146 |  | 299.7446 | 0 | 0 | 15.87 | 0
03.01. | 13 | 315.6146 |  | 299.7446 | 0 | 0 | 15.87 | 0
03.01. | 14 | 315.018 |  | 299.178 | 0 | 0 | 15.84 | 0
03.01. | 15 | 318.0011 |  | 302.0111 | 0 | 0 | 15.99 | 0
03.01. | 16 | 319.791 |  | 303.711 | 0 | 0 | 16.08 | 0
03.01. | 17 | 319.791 |  | 303.711 | 0 | 0 | 16.08 | 0
03.01. | 18 | 319.1944 |  | 303.1444 | 0 | 0 | 16.05 | 0
03.01. | 19 | 317.4045 |  | 301.4445 | 0 | 0 | 15.96 | 0
03.01. | 20 | 315.018 |  | 299.178 | 0 | 0 | 15.84 | 0
03.01. | 21 | 311.4382 |  | 295.7783 | 0 | 0 | 15.66 | 0
03.01. | 22 | 312.0349 |  | 296.3449 | 0 | 0 | 15.69 | 0
03.01. | 23 | 310.245 |  | 294.645 | 0 | 0 | 15.6 | 0
03.01. | 24 | 312.6315 |  | 296.9115 | 0 | 0 | 15.72 | 0
04.01. | 1 | 307.2619 |  | 291.8119 | 0 | 0 | 15.45 | 0
04.01. | 2 | 303.6821 |  | 288.4121 | 0 | 0 | 15.27 | 0
04.01. | 3 | 301.2956 |  | 286.1456 | 0 | 0 | 15.15 | 0
04.01. | 4 | 300.1024 |  | 285.0124 | 0 | 0 | 15.09 | 0
04.01. | 5 | 298.3125 |  | 283.3125 | 0 | 0 | 15 | 0
04.01. | 6 | 297.7159 |  | 282.7459 | 0 | 0 | 14.97 | 0
04.01. | 7 | 304.8754 |  | 289.5454 | 0 | 0 | 15.33 | 0
04.01. | 8 | 316.8079 |  | 300.8779 | 0 | 0 | 15.93 | 0
04.01. | 9 | 320.3876 |  | 304.2776 | 0 | 0 | 16.11 | 0
04.01. | 10 | 315.6146 |  | 299.7446 | 0 | 0 | 15.87 | 0
04.01. | 11 | 312.6315 |  | 296.9115 | 0 | 0 | 15.72 | 0
04.01. | 12 | 315.018 |  | 299.178 | 0 | 0 | 15.84 | 0
04.01. | 13 | 314.4214 |  | 298.6114 | 0 | 0 | 15.81 | 0
04.01. | 14 | 314.4214 |  | 298.6114 | 0 | 0 | 15.81 | 0
04.01. | 15 | 316.8079 |  | 300.8779 | 0 | 0 | 15.93 | 0
04.01. | 16 | 319.1944 |  | 303.1444 | 0 | 0 | 16.05 | 0
04.01. | 17 | 319.1944 |  | 303.1444 | 0 | 0 | 16.05 | 0
04.01. | 18 | 318.0011 |  | 302.0111 | 0 | 0 | 15.99 | 0
04.01. | 19 | 316.8079 |  | 300.8779 | 0 | 0 | 15.93 | 0
04.01. | 20 | 314.4214 |  | 298.6114 | 0 | 0 | 15.81 | 0
04.01. | 21 | 310.8416 |  | 295.2116 | 0 | 0 | 15.63 | 0
04.01. | 22 | 311.4382 |  | 295.7783 | 0 | 0 | 15.66 | 0
04.01. | 23 | 309.6484 |  | 294.0784 | 0 | 0 | 15.57 | 0
04.01. | 24 | 311.4382 |  | 295.7783 | 0 | 0 | 15.66 | 0
05.01. | 1 | 305.472 |  | 290.112 | 0 | 0 | 15.36 | 0
05.01. | 2 | 301.2956 |  | 286.1456 | 0 | 0 | 15.15 | 0
05.01. | 3 | 299.5057 |  | 284.4457 | 0 | 0 | 15.06 | 0
05.01. | 4 | 298.3125 |  | 283.3125 | 0 | 0 | 15 | 0
05.01. | 5 | 296.5226 |  | 281.6126 | 0 | 0 | 14.91 | 0
05.01. | 6 | 295.3294 |  | 280.4794 | 0 | 0 | 14.85 | 0
05.01. | 7 | 303.0855 |  | 287.8455 | 0 | 0 | 15.24 | 0
05.01. | 8 | 315.018 |  | 299.178 | 0 | 0 | 15.84 | 0
05.01. | 9 | 318.0011 |  | 302.0111 | 0 | 0 | 15.99 | 0
05.01. | 10 | 313.8247 |  | 298.0448 | 0 | 0 | 15.78 | 0
05.01. | 11 | 310.8416 |  | 295.2116 | 0 | 0 | 15.63 | 0
05.01. | 12 | 312.6315 |  | 296.9115 | 0 | 0 | 15.72 | 0
05.01. | 13 | 312.6315 |  | 296.9115 | 0 | 0 | 15.72 | 0
05.01. | 14 | 312.0349 |  | 296.3449 | 0 | 0 | 15.69 | 0
05.01. | 15 | 315.018 |  | 299.178 | 0 | 0 | 15.84 | 0
05.01. | 16 | 317.4045 |  | 301.4445 | 0 | 0 | 15.96 | 0
05.01. | 17 | 317.4045 |  | 301.4445 | 0 | 0 | 15.96 | 0
05.01. | 18 | 316.2112 |  | 300.3112 | 0 | 0 | 15.9 | 0
05.01. | 19 | 314.4214 |  | 298.6114 | 0 | 0 | 15.81 | 0
05.01. | 20 | 312.6315 |  | 296.9115 | 0 | 0 | 15.72 | 0
05.01. | 21 | 309.0518 |  | 293.5118 | 0 | 0 | 15.54 | 0
05.01. | 22 | 309.6484 |  | 294.0784 | 0 | 0 | 15.57 | 0
05.01. | 23 | 307.2619 |  | 291.8119 | 0 | 0 | 15.45 | 0
05.01. | 24 | 309.6484 |  | 294.0784 | 0 | 0 | 15.57 | 0
06.01. | 1 | 298.3125 |  | 283.3125 | 0 | 0 | 15 | 0
06.01. | 2 | 295.3294 |  | 280.4794 | 0 | 0 | 14.85 | 0
06.01. | 3 | 294.7328 |  | 279.9128 | 0 | 0 | 14.82 | 0
06.01. | 4 | 293.5395 |  | 278.7795 | 0 | 0 | 14.76 | 0
06.01. | 5 | 293.5395 |  | 278.7795 | 0 | 0 | 14.76 | 0
06.01. | 6 | 292.3462 |  | 277.6463 | 0 | 0 | 14.7 | 0
06.01. | 7 | 294.7328 |  | 279.9128 | 0 | 0 | 14.82 | 0
06.01. | 8 | 298.9091 |  | 283.8791 | 0 | 0 | 15.03 | 0
06.01. | 9 | 306.0686 |  | 290.6786 | 0 | 0 | 15.39 | 0
06.01. | 10 | 310.8416 |  | 295.2116 | 0 | 0 | 15.63 | 0
06.01. | 11 | 315.6146 |  | 299.7446 | 0 | 0 | 15.87 | 0
06.01. | 12 | 316.8079 |  | 300.8779 | 0 | 0 | 15.93 | 0
06.01. | 13 | 316.8079 |  | 300.8779 | 0 | 0 | 15.93 | 0
06.01. | 14 | 313.8247 |  | 298.0448 | 0 | 0 | 15.78 | 0
06.01. | 15 | 313.8247 |  | 298.0448 | 0 | 0 | 15.78 | 0
06.01. | 16 | 313.8247 |  | 298.0448 | 0 | 0 | 15.78 | 0
06.01. | 17 | 313.2281 |  | 297.4781 | 0 | 0 | 15.75 | 0
06.01. | 18 | 312.6315 |  | 296.9115 | 0 | 0 | 15.72 | 0
06.01. | 19 | 309.6484 |  | 294.0784 | 0 | 0 | 15.57 | 0
06.01. | 20 | 305.472 |  | 290.112 | 0 | 0 | 15.36 | 0
06.01. | 21 | 301.8922 |  | 286.7122 | 0 | 0 | 15.18 | 0
06.01. | 22 | 303.0855 |  | 287.8455 | 0 | 0 | 15.24 | 0
06.01. | 23 | 302.4889 |  | 287.2789 | 0 | 0 | 15.21 | 0
06.01. | 24 | 304.2788 |  | 288.9787 | 0 | 0 | 15.3 | 0
07.01. | 1 | 300.699 |  | 285.579 | 0 | 0 | 15.12 | 0
07.01. | 2 | 297.7159 |  | 282.7459 | 0 | 0 | 14.97 | 0
07.01. | 3 | 297.1193 |  | 282.1793 | 0 | 0 | 14.94 | 0
07.01. | 4 | 296.5226 |  | 281.6126 | 0 | 0 | 14.91 | 0
07.01. | 5 | 295.926 |  | 281.046 | 0 | 0 | 14.88 | 0
07.01. | 6 | 295.3294 |  | 280.4794 | 0 | 0 | 14.85 | 0
07.01. | 7 | 297.7159 |  | 282.7459 | 0 | 0 | 14.97 | 0
07.01. | 8 | 301.8922 |  | 286.7122 | 0 | 0 | 15.18 | 0
07.01. | 9 | 309.0518 |  | 293.5118 | 0 | 0 | 15.54 | 0
07.01. | 10 | 313.8247 |  | 298.0448 | 0 | 0 | 15.78 | 0
07.01. | 11 | 318.5978 |  | 302.5777 | 0 | 0 | 16.02 | 0
07.01. | 12 | 319.791 |  | 303.711 | 0 | 0 | 16.08 | 0
07.01. | 13 | 319.791 |  | 303.711 | 0 | 0 | 16.08 | 0
07.01. | 14 | 316.8079 |  | 300.8779 | 0 | 0 | 15.93 | 0
07.01. | 15 | 316.8079 |  | 300.8779 | 0 | 0 | 15.93 | 0
07.01. | 16 | 316.8079 |  | 300.8779 | 0 | 0 | 15.93 | 0
07.01. | 17 | 316.2112 |  | 300.3112 | 0 | 0 | 15.9 | 0
07.01. | 18 | 315.6146 |  | 299.7446 | 0 | 0 | 15.87 | 0
07.01. | 19 | 312.0349 |  | 296.3449 | 0 | 0 | 15.69 | 0
07.01. | 20 | 308.4551 |  | 292.9451 | 0 | 0 | 15.51 | 0
07.01. | 21 | 304.2788 |  | 288.9787 | 0 | 0 | 15.3 | 0
07.01. | 22 | 306.0686 |  | 290.6786 | 0 | 0 | 15.39 | 0
07.01. | 23 | 304.8754 |  | 289.5454 | 0 | 0 | 15.33 | 0
07.01. | 24 | 307.2619 |  | 291.8119 | 0 | 0 | 15.45 | 0
08.01. | 1 | 307.2619 |  | 291.8119 | 0 | 0 | 15.45 | 0
08.01. | 2 | 303.6821 |  | 288.4121 | 0 | 0 | 15.27 | 0
08.01. | 3 | 301.2956 |  | 286.1456 | 0 | 0 | 15.15 | 0
08.01. | 4 | 300.1024 |  | 285.0124 | 0 | 0 | 15.09 | 0
08.01. | 5 | 298.3125 |  | 283.3125 | 0 | 0 | 15 | 0
08.01. | 6 | 297.7159 |  | 282.7459 | 0 | 0 | 14.97 | 0
08.01. | 7 | 304.8754 |  | 289.5454 | 0 | 0 | 15.33 | 0
08.01. | 8 | 316.8079 |  | 300.8779 | 0 | 0 | 15.93 | 0
08.01. | 9 | 320.3876 |  | 304.2776 | 0 | 0 | 16.11 | 0
08.01. | 10 | 315.6146 |  | 299.7446 | 0 | 0 | 15.87 | 0
08.01. | 11 | 313.2281 |  | 297.4781 | 0 | 0 | 15.75 | 0
08.01. | 12 | 315.018 |  | 299.178 | 0 | 0 | 15.84 | 0
08.01. | 13 | 314.4214 |  | 298.6114 | 0 | 0 | 15.81 | 0
08.01. | 14 | 314.4214 |  | 298.6114 | 0 | 0 | 15.81 | 0
08.01. | 15 | 316.8079 |  | 300.8779 | 0 | 0 | 15.93 | 0
08.01. | 16 | 319.1944 |  | 303.1444 | 0 | 0 | 16.05 | 0
08.01. | 17 | 319.1944 |  | 303.1444 | 0 | 0 | 16.05 | 0
08.01. | 18 | 318.0011 |  | 302.0111 | 0 | 0 | 15.99 | 0
08.01. | 19 | 316.8079 |  | 300.8779 | 0 | 0 | 15.93 | 0
08.01. | 20 | 314.4214 |  | 298.6114 | 0 | 0 | 15.81 | 0
08.01. | 21 | 310.8416 |  | 295.2116 | 0 | 0 | 15.63 | 0
08.01. | 22 | 311.4382 |  | 295.7783 | 0 | 0 | 15.66 | 0
08.01. | 23 | 309.6484 |  | 294.0784 | 0 | 0 | 15.57 | 0
08.01. | 24 | 311.4382 |  | 295.7783 | 0 | 0 | 15.66 | 0
09.01. | 1 | 306.0686 |  | 290.6786 | 0 | 0 | 15.39 | 0
09.01. | 2 | 301.8922 |  | 286.7122 | 0 | 0 | 15.18 | 0
09.01. | 3 | 299.5057 |  | 284.4457 | 0 | 0 | 15.06 | 0
09.01. | 4 | 298.9091 |  | 283.8791 | 0 | 0 | 15.03 | 0
09.01. | 5 | 297.1193 |  | 282.1793 | 0 | 0 | 14.94 | 0
09.01. | 6 | 295.926 |  | 281.046 | 0 | 0 | 14.88 | 0
09.01. | 7 | 303.6821 |  | 288.4121 | 0 | 0 | 15.27 | 0
09.01. | 8 | 315.6146 |  | 299.7446 | 0 | 0 | 15.87 | 0
09.01. | 9 | 318.5978 |  | 302.5777 | 0 | 0 | 16.02 | 0
09.01. | 10 | 314.4214 |  | 298.6114 | 0 | 0 | 15.81 | 0
09.01. | 11 | 311.4382 |  | 295.7783 | 0 | 0 | 15.66 | 0
09.01. | 12 | 313.2281 |  | 297.4781 | 0 | 0 | 15.75 | 0
09.01. | 13 | 313.2281 |  | 297.4781 | 0 | 0 | 15.75 | 0
09.01. | 14 | 312.6315 |  | 296.9115 | 0 | 0 | 15.72 | 0
09.01. | 15 | 315.6146 |  | 299.7446 | 0 | 0 | 15.87 | 0
09.01. | 16 | 318.0011 |  | 302.0111 | 0 | 0 | 15.99 | 0
09.01. | 17 | 318.0011 |  | 302.0111 | 0 | 0 | 15.99 | 0
09.01. | 18 | 316.8079 |  | 300.8779 | 0 | 0 | 15.93 | 0
09.01. | 19 | 315.018 |  | 299.178 | 0 | 0 | 15.84 | 0
09.01. | 20 | 313.2281 |  | 297.4781 | 0 | 0 | 15.75 | 0
09.01. | 21 | 309.6484 |  | 294.0784 | 0 | 0 | 15.57 | 0
09.01. | 22 | 310.245 |  | 294.645 | 0 | 0 | 15.6 | 0
09.01. | 23 | 307.8585 |  | 292.3785 | 0 | 0 | 15.48 | 0
09.01. | 24 | 310.245 |  | 294.645 | 0 | 0 | 15.6 | 0
10.01. | 1 | 304.2788 |  | 288.9787 | 0 | 0 | 15.3 | 0
10.01. | 2 | 300.699 |  | 285.579 | 0 | 0 | 15.12 | 0
10.01. | 3 | 298.3125 |  | 283.3125 | 0 | 0 | 15 | 0
10.01. | 4 | 297.1193 |  | 282.1793 | 0 | 0 | 14.94 | 0
10.01. | 5 | 295.3294 |  | 280.4794 | 0 | 0 | 14.85 | 0
10.01. | 6 | 294.7328 |  | 279.9128 | 0 | 0 | 14.82 | 0
10.01. | 7 | 301.8922 |  | 286.7122 | 0 | 0 | 15.18 | 0
10.01. | 8 | 313.8247 |  | 298.0448 | 0 | 0 | 15.78 | 0
10.01. | 9 | 317.4045 |  | 301.4445 | 0 | 0 | 15.96 | 0
10.01. | 10 | 312.6315 |  | 296.9115 | 0 | 0 | 15.72 | 0
10.01. | 11 | 309.6484 |  | 294.0784 | 0 | 0 | 15.57 | 0
10.01. | 12 | 312.0349 |  | 296.3449 | 0 | 0 | 15.69 | 0
10.01. | 13 | 311.4382 |  | 295.7783 | 0 | 0 | 15.66 | 0
10.01. | 14 | 310.8416 |  | 295.2116 | 0 | 0 | 15.63 | 0
10.01. | 15 | 313.8247 |  | 298.0448 | 0 | 0 | 15.78 | 0
10.01. | 16 | 316.2112 |  | 300.3112 | 0 | 0 | 15.9 | 0
10.01. | 17 | 316.2112 |  | 300.3112 | 0 | 0 | 15.9 | 0
10.01. | 18 | 315.018 |  | 299.178 | 0 | 0 | 15.84 | 0
10.01. | 19 | 313.8247 |  | 298.0448 | 0 | 0 | 15.78 | 0
10.01. | 20 | 311.4382 |  | 295.7783 | 0 | 0 | 15.66 | 0
10.01. | 21 | 307.8585 |  | 292.3785 | 0 | 0 | 15.48 | 0
10.01. | 22 | 308.4551 |  | 292.9451 | 0 | 0 | 15.51 | 0
10.01. | 23 | 306.0686 |  | 290.6786 | 0 | 0 | 15.39 | 0
10.01. | 24 | 308.4551 |  | 292.9451 | 0 | 0 | 15.51 | 0
11.01. | 1 | 306.0686 |  | 290.6786 | 0 | 0 | 15.39 | 0
11.01. | 2 | 302.4889 |  | 287.2789 | 0 | 0 | 15.21 | 0
11.01. | 3 | 300.1024 |  | 285.0124 | 0 | 0 | 15.09 | 0
11.01. | 4 | 298.9091 |  | 283.8791 | 0 | 0 | 15.03 | 0
11.01. | 5 | 297.7159 |  | 282.7459 | 0 | 0 | 14.97 | 0
11.01. | 6 | 296.5226 |  | 281.6126 | 0 | 0 | 14.91 | 0
11.01. | 7 | 303.6821 |  | 288.4121 | 0 | 0 | 15.27 | 0
11.01. | 8 | 315.6146 |  | 299.7446 | 0 | 0 | 15.87 | 0
11.01. | 9 | 319.1944 |  | 303.1444 | 0 | 0 | 16.05 | 0
11.01. | 10 | 314.4214 |  | 298.6114 | 0 | 0 | 15.81 | 0
11.01. | 11 | 312.0349 |  | 296.3449 | 0 | 0 | 15.69 | 0
11.01. | 12 | 313.8247 |  | 298.0448 | 0 | 0 | 15.78 | 0
11.01. | 13 | 313.8247 |  | 298.0448 | 0 | 0 | 15.78 | 0
11.01. | 14 | 313.2281 |  | 297.4781 | 0 | 0 | 15.75 | 0
11.01. | 15 | 315.6146 |  | 299.7446 | 0 | 0 | 15.87 | 0
11.01. | 16 | 318.0011 |  | 302.0111 | 0 | 0 | 15.99 | 0
11.01. | 17 | 318.0011 |  | 302.0111 | 0 | 0 | 15.99 | 0
11.01. | 18 | 317.4045 |  | 301.4445 | 0 | 0 | 15.96 | 0
11.01. | 19 | 315.6146 |  | 299.7446 | 0 | 0 | 15.87 | 0
11.01. | 20 | 313.2281 |  | 297.4781 | 0 | 0 | 15.75 | 0
11.01. | 21 | 309.6484 |  | 294.0784 | 0 | 0 | 15.57 | 0
11.01. | 22 | 310.245 |  | 294.645 | 0 | 0 | 15.6 | 0
11.01. | 23 | 308.4551 |  | 292.9451 | 0 | 0 | 15.51 | 0
11.01. | 24 | 310.8416 |  | 295.2116 | 0 | 0 | 15.63 | 0
12.01. | 1 | 309.0518 |  | 293.5118 | 0 | 0 | 15.54 | 0
12.01. | 2 | 304.8754 |  | 289.5454 | 0 | 0 | 15.33 | 0
12.01. | 3 | 302.4889 |  | 287.2789 | 0 | 0 | 15.21 | 0
12.01. | 4 | 301.8922 |  | 286.7122 | 0 | 0 | 15.18 | 0
12.01. | 5 | 300.1024 |  | 285.0124 | 0 | 0 | 15.09 | 0
12.01. | 6 | 298.9091 |  | 283.8791 | 0 | 0 | 15.03 | 0
12.01. | 7 | 306.6653 |  | 291.2452 | 0 | 0 | 15.42 | 0
12.01. | 8 | 318.5978 |  | 302.5777 | 0 | 0 | 16.02 | 0
12.01. | 9 | 322.1775 |  | 305.9775 | 0 | 0 | 16.2 | 0
12.01. | 10 | 317.4045 |  | 301.4445 | 0 | 0 | 15.96 | 0
12.01. | 11 | 314.4214 |  | 298.6114 | 0 | 0 | 15.81 | 0
12.01. | 12 | 316.8079 |  | 300.8779 | 0 | 0 | 15.93 | 0
12.01. | 13 | 316.2112 |  | 300.3112 | 0 | 0 | 15.9 | 0
12.01. | 14 | 315.6146 |  | 299.7446 | 0 | 0 | 15.87 | 0
12.01. | 15 | 318.5978 |  | 302.5777 | 0 | 0 | 16.02 | 0
12.01. | 16 | 320.9842 |  | 304.8442 | 0 | 0 | 16.14 | 0
12.01. | 17 | 320.9842 |  | 304.8442 | 0 | 0 | 16.14 | 0
12.01. | 18 | 319.791 |  | 303.711 | 0 | 0 | 16.08 | 0
12.01. | 19 | 318.5978 |  | 302.5777 | 0 | 0 | 16.02 | 0
12.01. | 20 | 316.2112 |  | 300.3112 | 0 | 0 | 15.9 | 0
12.01. | 21 | 312.6315 |  | 296.9115 | 0 | 0 | 15.72 | 0
12.01. | 22 | 313.2281 |  | 297.4781 | 0 | 0 | 15.75 | 0
12.01. | 23 | 310.8416 |  | 295.2116 | 0 | 0 | 15.63 | 0
12.01. | 24 | 313.2281 |  | 297.4781 | 0 | 0 | 15.75 | 0
13.01. | 1 | 298.3125 |  | 283.3125 | 0 | 0 | 15 | 0
13.01. | 2 | 295.3294 |  | 280.4794 | 0 | 0 | 14.85 | 0
13.01. | 3 | 294.7328 |  | 279.9128 | 0 | 0 | 14.82 | 0
13.01. | 4 | 294.1361 |  | 279.3461 | 0 | 0 | 14.79 | 0
13.01. | 5 | 293.5395 |  | 278.7795 | 0 | 0 | 14.76 | 0
13.01. | 6 | 292.9429 |  | 278.2129 | 0 | 0 | 14.73 | 0
13.01. | 7 | 295.3294 |  | 280.4794 | 0 | 0 | 14.85 | 0
13.01. | 8 | 298.9091 |  | 283.8791 | 0 | 0 | 15.03 | 0
13.01. | 9 | 306.0686 |  | 290.6786 | 0 | 0 | 15.39 | 0
13.01. | 10 | 311.4382 |  | 295.7783 | 0 | 0 | 15.66 | 0
13.01. | 11 | 315.6146 |  | 299.7446 | 0 | 0 | 15.87 | 0
13.01. | 12 | 316.8079 |  | 300.8779 | 0 | 0 | 15.93 | 0
13.01. | 13 | 316.8079 |  | 300.8779 | 0 | 0 | 15.93 | 0
13.01. | 14 | 314.4214 |  | 298.6114 | 0 | 0 | 15.81 | 0
13.01. | 15 | 314.4214 |  | 298.6114 | 0 | 0 | 15.81 | 0
13.01. | 16 | 313.8247 |  | 298.0448 | 0 | 0 | 15.78 | 0
13.01. | 17 | 313.2281 |  | 297.4781 | 0 | 0 | 15.75 | 0
13.01. | 18 | 312.6315 |  | 296.9115 | 0 | 0 | 15.72 | 0
13.01. | 19 | 309.6484 |  | 294.0784 | 0 | 0 | 15.57 | 0
13.01. | 20 | 305.472 |  | 290.112 | 0 | 0 | 15.36 | 0
13.01. | 21 | 301.8922 |  | 286.7122 | 0 | 0 | 15.18 | 0
13.01. | 22 | 303.0855 |  | 287.8455 | 0 | 0 | 15.24 | 0
13.01. | 23 | 302.4889 |  | 287.2789 | 0 | 0 | 15.21 | 0
13.01. | 24 | 304.2788 |  | 288.9787 | 0 | 0 | 15.3 | 0
14.01. | 1 | 304.2788 |  | 288.9787 | 0 | 0 | 15.3 | 0
14.01. | 2 | 301.2956 |  | 286.1456 | 0 | 0 | 15.15 | 0
14.01. | 3 | 300.699 |  | 285.579 | 0 | 0 | 15.12 | 0
14.01. | 4 | 299.5057 |  | 284.4457 | 0 | 0 | 15.06 | 0
14.01. | 5 | 299.5057 |  | 284.4457 | 0 | 0 | 15.06 | 0
14.01. | 6 | 298.3125 |  | 283.3125 | 0 | 0 | 15 | 0
14.01. | 7 | 300.699 |  | 285.579 | 0 | 0 | 15.12 | 0
14.01. | 8 | 304.8754 |  | 289.5454 | 0 | 0 | 15.33 | 0
14.01. | 9 | 312.0349 |  | 296.3449 | 0 | 0 | 15.69 | 0
14.01. | 10 | 317.4045 |  | 301.4445 | 0 | 0 | 15.96 | 0
14.01. | 11 | 321.5809 |  | 305.4109 | 0 | 0 | 16.17 | 0
14.01. | 12 | 323.3707 |  | 307.1107 | 0 | 0 | 16.26 | 0
14.01. | 13 | 323.3707 |  | 307.1107 | 0 | 0 | 16.26 | 0
14.01. | 14 | 320.3876 |  | 304.2776 | 0 | 0 | 16.11 | 0
14.01. | 15 | 320.3876 |  | 304.2776 | 0 | 0 | 16.11 | 0
14.01. | 16 | 320.3876 |  | 304.2776 | 0 | 0 | 16.11 | 0
14.01. | 17 | 319.791 |  | 303.711 | 0 | 0 | 16.08 | 0
14.01. | 18 | 318.5978 |  | 302.5777 | 0 | 0 | 16.02 | 0
14.01. | 19 | 315.6146 |  | 299.7446 | 0 | 0 | 15.87 | 0
14.01. | 20 | 311.4382 |  | 295.7783 | 0 | 0 | 15.66 | 0
14.01. | 21 | 307.8585 |  | 292.3785 | 0 | 0 | 15.48 | 0
14.01. | 22 | 309.0518 |  | 293.5118 | 0 | 0 | 15.54 | 0
14.01. | 23 | 308.4551 |  | 292.9451 | 0 | 0 | 15.51 | 0
14.01. | 24 | 310.245 |  | 294.645 | 0 | 0 | 15.6 | 0
15.01. | 1 | 308.4551 |  | 292.9451 | 0 | 0 | 15.51 | 0
15.01. | 2 | 304.8754 |  | 289.5454 | 0 | 0 | 15.33 | 0
15.01. | 3 | 302.4889 |  | 287.2789 | 0 | 0 | 15.21 | 0
15.01. | 4 | 301.2956 |  | 286.1456 | 0 | 0 | 15.15 | 0
15.01. | 5 | 300.1024 |  | 285.0124 | 0 | 0 | 15.09 | 0
15.01. | 6 | 298.9091 |  | 283.8791 | 0 | 0 | 15.03 | 0
15.01. | 7 | 306.0686 |  | 290.6786 | 0 | 0 | 15.39 | 0
15.01. | 8 | 318.5978 |  | 302.5777 | 0 | 0 | 16.02 | 0
15.01. | 9 | 321.5809 |  | 305.4109 | 0 | 0 | 16.17 | 0
15.01. | 10 | 317.4045 |  | 301.4445 | 0 | 0 | 15.96 | 0
15.01. | 11 | 314.4214 |  | 298.6114 | 0 | 0 | 15.81 | 0
15.01. | 12 | 316.2112 |  | 300.3112 | 0 | 0 | 15.9 | 0
15.01. | 13 | 316.2112 |  | 300.3112 | 0 | 0 | 15.9 | 0
15.01. | 14 | 315.6146 |  | 299.7446 | 0 | 0 | 15.87 | 0
15.01. | 15 | 318.5978 |  | 302.5777 | 0 | 0 | 16.02 | 0
15.01. | 16 | 320.3876 |  | 304.2776 | 0 | 0 | 16.11 | 0
15.01. | 17 | 320.3876 |  | 304.2776 | 0 | 0 | 16.11 | 0
15.01. | 18 | 319.791 |  | 303.711 | 0 | 0 | 16.08 | 0
15.01. | 19 | 318.0011 |  | 302.0111 | 0 | 0 | 15.99 | 0
15.01. | 20 | 316.2112 |  | 300.3112 | 0 | 0 | 15.9 | 0
15.01. | 21 | 312.0349 |  | 296.3449 | 0 | 0 | 15.69 | 0
15.01. | 22 | 312.6315 |  | 296.9115 | 0 | 0 | 15.72 | 0
15.01. | 23 | 310.8416 |  | 295.2116 | 0 | 0 | 15.63 | 0
15.01. | 24 | 313.2281 |  | 297.4781 | 0 | 0 | 15.75 | 0
16.01. | 1 | 307.2619 |  | 291.8119 | 0 | 0 | 15.45 | 0
16.01. | 2 | 303.0855 |  | 287.8455 | 0 | 0 | 15.24 | 0
16.01. | 3 | 301.2956 |  | 286.1456 | 0 | 0 | 15.15 | 0
16.01. | 4 | 300.1024 |  | 285.0124 | 0 | 0 | 15.09 | 0
16.01. | 5 | 298.3125 |  | 283.3125 | 0 | 0 | 15 | 0
16.01. | 6 | 297.1193 |  | 282.1793 | 0 | 0 | 14.94 | 0
16.01. | 7 | 304.8754 |  | 289.5454 | 0 | 0 | 15.33 | 0
16.01. | 8 | 316.8079 |  | 300.8779 | 0 | 0 | 15.93 | 0
16.01. | 9 | 320.3876 |  | 304.2776 | 0 | 0 | 16.11 | 0
16.01. | 10 | 315.6146 |  | 299.7446 | 0 | 0 | 15.87 | 0
16.01. | 11 | 312.6315 |  | 296.9115 | 0 | 0 | 15.72 | 0
16.01. | 12 | 315.018 |  | 299.178 | 0 | 0 | 15.84 | 0
16.01. | 13 | 314.4214 |  | 298.6114 | 0 | 0 | 15.81 | 0
16.01. | 14 | 313.8247 |  | 298.0448 | 0 | 0 | 15.78 | 0
16.01. | 15 | 316.8079 |  | 300.8779 | 0 | 0 | 15.93 | 0
16.01. | 16 | 319.1944 |  | 303.1444 | 0 | 0 | 16.05 | 0
16.01. | 17 | 319.1944 |  | 303.1444 | 0 | 0 | 16.05 | 0
16.01. | 18 | 318.0011 |  | 302.0111 | 0 | 0 | 15.99 | 0
16.01. | 19 | 316.8079 |  | 300.8779 | 0 | 0 | 15.93 | 0
16.01. | 20 | 314.4214 |  | 298.6114 | 0 | 0 | 15.81 | 0
16.01. | 21 | 310.8416 |  | 295.2116 | 0 | 0 | 15.63 | 0
16.01. | 22 | 311.4382 |  | 295.7783 | 0 | 0 | 15.66 | 0
16.01. | 23 | 309.0518 |  | 293.5118 | 0 | 0 | 15.54 | 0
16.01. | 24 | 311.4382 |  | 295.7783 | 0 | 0 | 15.66 | 0
17.01. | 1 | 306.0686 |  | 290.6786 | 0 | 0 | 15.39 | 0
17.01. | 2 | 302.4889 |  | 287.2789 | 0 | 0 | 15.21 | 0
17.01. | 3 | 300.1024 |  | 285.0124 | 0 | 0 | 15.09 | 0
17.01. | 4 | 298.9091 |  | 283.8791 | 0 | 0 | 15.03 | 0
17.01. | 5 | 297.1193 |  | 282.1793 | 0 | 0 | 14.94 | 0
17.01. | 6 | 296.5226 |  | 281.6126 | 0 | 0 | 14.91 | 0
17.01. | 7 | 303.6821 |  | 288.4121 | 0 | 0 | 15.27 | 0
17.01. | 8 | 315.6146 |  | 299.7446 | 0 | 0 | 15.87 | 0
17.01. | 9 | 319.1944 |  | 303.1444 | 0 | 0 | 16.05 | 0
17.01. | 10 | 314.4214 |  | 298.6114 | 0 | 0 | 15.81 | 0
17.01. | 11 | 312.0349 |  | 296.3449 | 0 | 0 | 15.69 | 0
17.01. | 12 | 313.8247 |  | 298.0448 | 0 | 0 | 15.78 | 0
17.01. | 13 | 313.2281 |  | 297.4781 | 0 | 0 | 15.75 | 0
17.01. | 14 | 313.2281 |  | 297.4781 | 0 | 0 | 15.75 | 0
17.01. | 15 | 315.6146 |  | 299.7446 | 0 | 0 | 15.87 | 0
17.01. | 16 | 318.0011 |  | 302.0111 | 0 | 0 | 15.99 | 0
17.01. | 17 | 318.0011 |  | 302.0111 | 0 | 0 | 15.99 | 0
17.01. | 18 | 316.8079 |  | 300.8779 | 0 | 0 | 15.93 | 0
17.01. | 19 | 315.6146 |  | 299.7446 | 0 | 0 | 15.87 | 0
17.01. | 20 | 313.2281 |  | 297.4781 | 0 | 0 | 15.75 | 0
17.01. | 21 | 309.6484 |  | 294.0784 | 0 | 0 | 15.57 | 0
17.01. | 22 | 310.245 |  | 294.645 | 0 | 0 | 15.6 | 0
17.01. | 23 | 308.4551 |  | 292.9451 | 0 | 0 | 15.51 | 0
17.01. | 24 | 310.245 |  | 294.645 | 0 | 0 | 15.6 | 0
18.01. | 1 | 307.8585 |  | 292.3785 | 0 | 0 | 15.48 | 0
18.01. | 2 | 303.6821 |  | 288.4121 | 0 | 0 | 15.27 | 0
18.01. | 3 | 301.8922 |  | 286.7122 | 0 | 0 | 15.18 | 0
18.01. | 4 | 300.699 |  | 285.579 | 0 | 0 | 15.12 | 0
18.01. | 5 | 298.9091 |  | 283.8791 | 0 | 0 | 15.03 | 0
18.01. | 6 | 297.7159 |  | 282.7459 | 0 | 0 | 14.97 | 0
18.01. | 7 | 305.472 |  | 290.112 | 0 | 0 | 15.36 | 0
18.01. | 8 | 317.4045 |  | 301.4445 | 0 | 0 | 15.96 | 0
18.01. | 9 | 320.9842 |  | 304.8442 | 0 | 0 | 16.14 | 0
18.01. | 10 | 316.2112 |  | 300.3112 | 0 | 0 | 15.9 | 0
18.01. | 11 | 313.2281 |  | 297.4781 | 0 | 0 | 15.75 | 0
18.01. | 12 | 315.6146 |  | 299.7446 | 0 | 0 | 15.87 | 0
18.01. | 13 | 315.018 |  | 299.178 | 0 | 0 | 15.84 | 0
18.01. | 14 | 314.4214 |  | 298.6114 | 0 | 0 | 15.81 | 0
18.01. | 15 | 317.4045 |  | 301.4445 | 0 | 0 | 15.96 | 0
18.01. | 16 | 319.791 |  | 303.711 | 0 | 0 | 16.08 | 0
18.01. | 17 | 319.791 |  | 303.711 | 0 | 0 | 16.08 | 0
18.01. | 18 | 318.5978 |  | 302.5777 | 0 | 0 | 16.02 | 0
18.01. | 19 | 317.4045 |  | 301.4445 | 0 | 0 | 15.96 | 0
18.01. | 20 | 315.018 |  | 299.178 | 0 | 0 | 15.84 | 0
18.01. | 21 | 311.4382 |  | 295.7783 | 0 | 0 | 15.66 | 0
18.01. | 22 | 312.0349 |  | 296.3449 | 0 | 0 | 15.69 | 0
18.01. | 23 | 309.6484 |  | 294.0784 | 0 | 0 | 15.57 | 0
18.01. | 24 | 312.0349 |  | 296.3449 | 0 | 0 | 15.69 | 0
19.01. | 1 | 304.2788 |  | 288.9787 | 0 | 0 | 15.3 | 0
19.01. | 2 | 300.699 |  | 285.579 | 0 | 0 | 15.12 | 0
19.01. | 3 | 298.3125 |  | 283.3125 | 0 | 0 | 15 | 0
19.01. | 4 | 297.1193 |  | 282.1793 | 0 | 0 | 14.94 | 0
19.01. | 5 | 295.926 |  | 281.046 | 0 | 0 | 14.88 | 0
19.01. | 6 | 294.7328 |  | 279.9128 | 0 | 0 | 14.82 | 0
19.01. | 7 | 301.8922 |  | 286.7122 | 0 | 0 | 15.18 | 0
19.01. | 8 | 313.8247 |  | 298.0448 | 0 | 0 | 15.78 | 0
19.01. | 9 | 317.4045 |  | 301.4445 | 0 | 0 | 15.96 | 0
19.01. | 10 | 312.6315 |  | 296.9115 | 0 | 0 | 15.72 | 0
19.01. | 11 | 310.245 |  | 294.645 | 0 | 0 | 15.6 | 0
19.01. | 12 | 312.0349 |  | 296.3449 | 0 | 0 | 15.69 | 0
19.01. | 13 | 312.0349 |  | 296.3449 | 0 | 0 | 15.69 | 0
19.01. | 14 | 311.4382 |  | 295.7783 | 0 | 0 | 15.66 | 0
19.01. | 15 | 313.8247 |  | 298.0448 | 0 | 0 | 15.78 | 0
19.01. | 16 | 316.2112 |  | 300.3112 | 0 | 0 | 15.9 | 0
19.01. | 17 | 316.2112 |  | 300.3112 | 0 | 0 | 15.9 | 0
19.01. | 18 | 315.018 |  | 299.178 | 0 | 0 | 15.84 | 0
19.01. | 19 | 313.8247 |  | 298.0448 | 0 | 0 | 15.78 | 0
19.01. | 20 | 311.4382 |  | 295.7783 | 0 | 0 | 15.66 | 0
19.01. | 21 | 307.8585 |  | 292.3785 | 0 | 0 | 15.48 | 0
19.01. | 22 | 308.4551 |  | 292.9451 | 0 | 0 | 15.51 | 0
19.01. | 23 | 306.6653 |  | 291.2452 | 0 | 0 | 15.42 | 0
19.01. | 24 | 309.0518 |  | 293.5118 | 0 | 0 | 15.54 | 0
20.01. | 1 | 298.9091 |  | 283.8791 | 0 | 0 | 15.03 | 0
20.01. | 2 | 295.926 |  | 281.046 | 0 | 0 | 14.88 | 0
20.01. | 3 | 295.3294 |  | 280.4794 | 0 | 0 | 14.85 | 0
20.01. | 4 | 294.7328 |  | 279.9128 | 0 | 0 | 14.82 | 0
20.01. | 5 | 294.1361 |  | 279.3461 | 0 | 0 | 14.79 | 0
20.01. | 6 | 293.5395 |  | 278.7795 | 0 | 0 | 14.76 | 0
20.01. | 7 | 295.926 |  | 281.046 | 0 | 0 | 14.88 | 0
20.01. | 8 | 300.1024 |  | 285.0124 | 0 | 0 | 15.09 | 0
20.01. | 9 | 306.6653 |  | 291.2452 | 0 | 0 | 15.42 | 0
20.01. | 10 | 312.0349 |  | 296.3449 | 0 | 0 | 15.69 | 0
20.01. | 11 | 316.2112 |  | 300.3112 | 0 | 0 | 15.9 | 0
20.01. | 12 | 317.4045 |  | 301.4445 | 0 | 0 | 15.96 | 0
20.01. | 13 | 318.0011 |  | 302.0111 | 0 | 0 | 15.99 | 0
20.01. | 14 | 315.018 |  | 299.178 | 0 | 0 | 15.84 | 0
20.01. | 15 | 315.018 |  | 299.178 | 0 | 0 | 15.84 | 0
20.01. | 16 | 315.018 |  | 299.178 | 0 | 0 | 15.84 | 0
20.01. | 17 | 314.4214 |  | 298.6114 | 0 | 0 | 15.81 | 0
20.01. | 18 | 313.2281 |  | 297.4781 | 0 | 0 | 15.75 | 0
20.01. | 19 | 310.245 |  | 294.645 | 0 | 0 | 15.6 | 0
20.01. | 20 | 306.0686 |  | 290.6786 | 0 | 0 | 15.39 | 0
20.01. | 21 | 302.4889 |  | 287.2789 | 0 | 0 | 15.21 | 0
20.01. | 22 | 303.6821 |  | 288.4121 | 0 | 0 | 15.27 | 0
20.01. | 23 | 303.0855 |  | 287.8455 | 0 | 0 | 15.24 | 0
20.01. | 24 | 304.8754 |  | 289.5454 | 0 | 0 | 15.33 | 0
21.01. | 1 | 300.699 |  | 285.579 | 0 | 0 | 15.12 | 0
21.01. | 2 | 297.7159 |  | 282.7459 | 0 | 0 | 14.97 | 0
21.01. | 3 | 297.1193 |  | 282.1793 | 0 | 0 | 14.94 | 0
21.01. | 4 | 295.926 |  | 281.046 | 0 | 0 | 14.88 | 0
21.01. | 5 | 295.926 |  | 281.046 | 0 | 0 | 14.88 | 0
21.01. | 6 | 295.3294 |  | 280.4794 | 0 | 0 | 14.85 | 0
21.01. | 7 | 297.7159 |  | 282.7459 | 0 | 0 | 14.97 | 0
21.01. | 8 | 301.2956 |  | 286.1456 | 0 | 0 | 15.15 | 0
21.01. | 9 | 308.4551 |  | 292.9451 | 0 | 0 | 15.51 | 0
21.01. | 10 | 313.8247 |  | 298.0448 | 0 | 0 | 15.78 | 0
21.01. | 11 | 318.0011 |  | 302.0111 | 0 | 0 | 15.99 | 0
21.01. | 12 | 319.1944 |  | 303.1444 | 0 | 0 | 16.05 | 0
21.01. | 13 | 319.791 |  | 303.711 | 0 | 0 | 16.08 | 0
21.01. | 14 | 316.8079 |  | 300.8779 | 0 | 0 | 15.93 | 0
21.01. | 15 | 316.8079 |  | 300.8779 | 0 | 0 | 15.93 | 0
21.01. | 16 | 316.8079 |  | 300.8779 | 0 | 0 | 15.93 | 0
21.01. | 17 | 316.2112 |  | 300.3112 | 0 | 0 | 15.9 | 0
21.01. | 18 | 315.018 |  | 299.178 | 0 | 0 | 15.84 | 0
21.01. | 19 | 312.0349 |  | 296.3449 | 0 | 0 | 15.69 | 0
21.01. | 20 | 307.8585 |  | 292.3785 | 0 | 0 | 15.48 | 0
21.01. | 21 | 304.2788 |  | 288.9787 | 0 | 0 | 15.3 | 0
21.01. | 22 | 305.472 |  | 290.112 | 0 | 0 | 15.36 | 0
21.01. | 23 | 304.8754 |  | 289.5454 | 0 | 0 | 15.33 | 0
21.01. | 24 | 306.6653 |  | 291.2452 | 0 | 0 | 15.42 | 0
22.01. | 1 | 301.8922 |  | 286.7122 | 0 | 0 | 15.18 | 0
22.01. | 2 | 298.3125 |  | 283.3125 | 0 | 0 | 15 | 0
22.01. | 3 | 295.926 |  | 281.046 | 0 | 0 | 14.88 | 0
22.01. | 4 | 294.7328 |  | 279.9128 | 0 | 0 | 14.82 | 0
22.01. | 5 | 293.5395 |  | 278.7795 | 0 | 0 | 14.76 | 0
22.01. | 6 | 292.3462 |  | 277.6463 | 0 | 0 | 14.7 | 0
22.01. | 7 | 299.5057 |  | 284.4457 | 0 | 0 | 15.06 | 0
22.01. | 8 | 311.4382 |  | 295.7783 | 0 | 0 | 15.66 | 0
22.01. | 9 | 315.018 |  | 299.178 | 0 | 0 | 15.84 | 0
22.01. | 10 | 310.245 |  | 294.645 | 0 | 0 | 15.6 | 0
22.01. | 11 | 307.8585 |  | 292.3785 | 0 | 0 | 15.48 | 0
22.01. | 12 | 309.6484 |  | 294.0784 | 0 | 0 | 15.57 | 0
22.01. | 13 | 309.6484 |  | 294.0784 | 0 | 0 | 15.57 | 0
22.01. | 14 | 309.0518 |  | 293.5118 | 0 | 0 | 15.54 | 0
22.01. | 15 | 311.4382 |  | 295.7783 | 0 | 0 | 15.66 | 0
22.01. | 16 | 313.8247 |  | 298.0448 | 0 | 0 | 15.78 | 0
22.01. | 17 | 313.8247 |  | 298.0448 | 0 | 0 | 15.78 | 0
22.01. | 18 | 312.6315 |  | 296.9115 | 0 | 0 | 15.72 | 0
22.01. | 19 | 311.4382 |  | 295.7783 | 0 | 0 | 15.66 | 0
22.01. | 20 | 309.0518 |  | 293.5118 | 0 | 0 | 15.54 | 0
22.01. | 21 | 305.472 |  | 290.112 | 0 | 0 | 15.36 | 0
22.01. | 22 | 306.0686 |  | 290.6786 | 0 | 0 | 15.39 | 0
22.01. | 23 | 304.2788 |  | 288.9787 | 0 | 0 | 15.3 | 0
22.01. | 24 | 306.6653 |  | 291.2452 | 0 | 0 | 15.42 | 0
23.01. | 1 | 306.0686 |  | 290.6786 | 0 | 0 | 15.39 | 0
23.01. | 2 | 302.4889 |  | 287.2789 | 0 | 0 | 15.21 | 0
23.01. | 3 | 300.1024 |  | 285.0124 | 0 | 0 | 15.09 | 0
23.01. | 4 | 298.9091 |  | 283.8791 | 0 | 0 | 15.03 | 0
23.01. | 5 | 297.1193 |  | 282.1793 | 0 | 0 | 14.94 | 0
23.01. | 6 | 296.5226 |  | 281.6126 | 0 | 0 | 14.91 | 0
23.01. | 7 | 303.6821 |  | 288.4121 | 0 | 0 | 15.27 | 0
23.01. | 8 | 315.6146 |  | 299.7446 | 0 | 0 | 15.87 | 0
23.01. | 9 | 319.1944 |  | 303.1444 | 0 | 0 | 16.05 | 0
23.01. | 10 | 314.4214 |  | 298.6114 | 0 | 0 | 15.81 | 0
23.01. | 11 | 311.4382 |  | 295.7783 | 0 | 0 | 15.66 | 0
23.01. | 12 | 313.8247 |  | 298.0448 | 0 | 0 | 15.78 | 0
23.01. | 13 | 313.2281 |  | 297.4781 | 0 | 0 | 15.75 | 0
23.01. | 14 | 312.6315 |  | 296.9115 | 0 | 0 | 15.72 | 0
23.01. | 15 | 315.6146 |  | 299.7446 | 0 | 0 | 15.87 | 0
23.01. | 16 | 318.0011 |  | 302.0111 | 0 | 0 | 15.99 | 0
23.01. | 17 | 318.0011 |  | 302.0111 | 0 | 0 | 15.99 | 0
23.01. | 18 | 316.8079 |  | 300.8779 | 0 | 0 | 15.93 | 0
23.01. | 19 | 315.6146 |  | 299.7446 | 0 | 0 | 15.87 | 0
23.01. | 20 | 313.2281 |  | 297.4781 | 0 | 0 | 15.75 | 0
23.01. | 21 | 309.6484 |  | 294.0784 | 0 | 0 | 15.57 | 0
23.01. | 22 | 310.245 |  | 294.645 | 0 | 0 | 15.6 | 0
23.01. | 23 | 307.8585 |  | 292.3785 | 0 | 0 | 15.48 | 0
23.01. | 24 | 310.245 |  | 294.645 | 0 | 0 | 15.6 | 0
24.01. | 1 | 310.245 |  | 294.645 | 0 | 0 | 15.6 | 0
24.01. | 2 | 306.0686 |  | 290.6786 | 0 | 0 | 15.39 | 0
24.01. | 3 | 304.2788 |  | 288.9787 | 0 | 0 | 15.3 | 0
24.01. | 4 | 303.0855 |  | 287.8455 | 0 | 0 | 15.24 | 0
24.01. | 5 | 301.2956 |  | 286.1456 | 0 | 0 | 15.15 | 0
24.01. | 6 | 300.1024 |  | 285.0124 | 0 | 0 | 15.09 | 0
24.01. | 7 | 307.8585 |  | 292.3785 | 0 | 0 | 15.48 | 0
24.01. | 8 | 319.791 |  | 303.711 | 0 | 0 | 16.08 | 0
24.01. | 9 | 323.3707 |  | 307.1107 | 0 | 0 | 16.26 | 0
24.01. | 10 | 318.5978 |  | 302.5777 | 0 | 0 | 16.02 | 0
24.01. | 11 | 315.6146 |  | 299.7446 | 0 | 0 | 15.87 | 0
24.01. | 12 | 318.0011 |  | 302.0111 | 0 | 0 | 15.99 | 0
24.01. | 13 | 317.4045 |  | 301.4445 | 0 | 0 | 15.96 | 0
24.01. | 14 | 317.4045 |  | 301.4445 | 0 | 0 | 15.96 | 0
24.01. | 15 | 319.791 |  | 303.711 | 0 | 0 | 16.08 | 0
24.01. | 16 | 322.1775 |  | 305.9775 | 0 | 0 | 16.2 | 0
24.01. | 17 | 322.1775 |  | 305.9775 | 0 | 0 | 16.2 | 0
24.01. | 18 | 320.9842 |  | 304.8442 | 0 | 0 | 16.14 | 0
24.01. | 19 | 319.791 |  | 303.711 | 0 | 0 | 16.08 | 0
24.01. | 20 | 317.4045 |  | 301.4445 | 0 | 0 | 15.96 | 0
24.01. | 21 | 313.8247 |  | 298.0448 | 0 | 0 | 15.78 | 0
24.01. | 22 | 314.4214 |  | 298.6114 | 0 | 0 | 15.81 | 0
24.01. | 23 | 312.0349 |  | 296.3449 | 0 | 0 | 15.69 | 0
24.01. | 24 | 314.4214 |  | 298.6114 | 0 | 0 | 15.81 | 0
25.01. | 1 | 310.245 |  | 294.645 | 0 | 0 | 15.6 | 0
25.01. | 2 | 306.6653 |  | 291.2452 | 0 | 0 | 15.42 | 0
25.01. | 3 | 304.2788 |  | 288.9787 | 0 | 0 | 15.3 | 0
25.01. | 4 | 303.0855 |  | 287.8455 | 0 | 0 | 15.24 | 0
25.01. | 5 | 301.2956 |  | 286.1456 | 0 | 0 | 15.15 | 0
25.01. | 6 | 300.1024 |  | 285.0124 | 0 | 0 | 15.09 | 0
25.01. | 7 | 307.8585 |  | 292.3785 | 0 | 0 | 15.48 | 0
25.01. | 8 | 319.791 |  | 303.711 | 0 | 0 | 16.08 | 0
25.01. | 9 | 323.3707 |  | 307.1107 | 0 | 0 | 16.26 | 0
25.01. | 10 | 318.5978 |  | 302.5777 | 0 | 0 | 16.02 | 0
25.01. | 11 | 316.2112 |  | 300.3112 | 0 | 0 | 15.9 | 0
25.01. | 12 | 318.0011 |  | 302.0111 | 0 | 0 | 15.99 | 0
25.01. | 13 | 318.0011 |  | 302.0111 | 0 | 0 | 15.99 | 0
25.01. | 14 | 317.4045 |  | 301.4445 | 0 | 0 | 15.96 | 0
25.01. | 15 | 319.791 |  | 303.711 | 0 | 0 | 16.08 | 0
25.01. | 16 | 322.1775 |  | 305.9775 | 0 | 0 | 16.2 | 0
25.01. | 17 | 322.1775 |  | 305.9775 | 0 | 0 | 16.2 | 0
25.01. | 18 | 321.5809 |  | 305.4109 | 0 | 0 | 16.17 | 0
25.01. | 19 | 319.791 |  | 303.711 | 0 | 0 | 16.08 | 0
25.01. | 20 | 317.4045 |  | 301.4445 | 0 | 0 | 15.96 | 0
25.01. | 21 | 313.8247 |  | 298.0448 | 0 | 0 | 15.78 | 0
25.01. | 22 | 314.4214 |  | 298.6114 | 0 | 0 | 15.81 | 0
25.01. | 23 | 312.6315 |  | 296.9115 | 0 | 0 | 15.72 | 0
25.01. | 24 | 315.018 |  | 299.178 | 0 | 0 | 15.84 | 0
26.01. | 1 | 309.6484 |  | 294.0784 | 0 | 0 | 15.57 | 0
26.01. | 2 | 305.472 |  | 290.112 | 0 | 0 | 15.36 | 0
26.01. | 3 | 303.0855 |  | 287.8455 | 0 | 0 | 15.24 | 0
26.01. | 4 | 302.4889 |  | 287.2789 | 0 | 0 | 15.21 | 0
26.01. | 5 | 300.699 |  | 285.579 | 0 | 0 | 15.12 | 0
26.01. | 6 | 299.5057 |  | 284.4457 | 0 | 0 | 15.06 | 0
26.01. | 7 | 307.2619 |  | 291.8119 | 0 | 0 | 15.45 | 0
26.01. | 8 | 319.1944 |  | 303.1444 | 0 | 0 | 16.05 | 0
26.01. | 9 | 322.7741 |  | 306.5441 | 0 | 0 | 16.23 | 0
26.01. | 10 | 318.0011 |  | 302.0111 | 0 | 0 | 15.99 | 0
26.01. | 11 | 315.018 |  | 299.178 | 0 | 0 | 15.84 | 0
26.01. | 12 | 317.4045 |  | 301.4445 | 0 | 0 | 15.96 | 0
26.01. | 13 | 316.8079 |  | 300.8779 | 0 | 0 | 15.93 | 0
26.01. | 14 | 316.2112 |  | 300.3112 | 0 | 0 | 15.9 | 0
26.01. | 15 | 319.1944 |  | 303.1444 | 0 | 0 | 16.05 | 0
26.01. | 16 | 321.5809 |  | 305.4109 | 0 | 0 | 16.17 | 0
26.01. | 17 | 321.5809 |  | 305.4109 | 0 | 0 | 16.17 | 0
26.01. | 18 | 320.3876 |  | 304.2776 | 0 | 0 | 16.11 | 0
26.01. | 19 | 319.1944 |  | 303.1444 | 0 | 0 | 16.05 | 0
26.01. | 20 | 316.8079 |  | 300.8779 | 0 | 0 | 15.93 | 0
26.01. | 21 | 313.2281 |  | 297.4781 | 0 | 0 | 15.75 | 0
26.01. | 22 | 313.8247 |  | 298.0448 | 0 | 0 | 15.78 | 0
26.01. | 23 | 311.4382 |  | 295.7783 | 0 | 0 | 15.66 | 0
26.01. | 24 | 313.8247 |  | 298.0448 | 0 | 0 | 15.78 | 0
27.01. | 1 | 306.0686 |  | 290.6786 | 0 | 0 | 15.39 | 0
27.01. | 2 | 302.4889 |  | 287.2789 | 0 | 0 | 15.21 | 0
27.01. | 3 | 301.8922 |  | 286.7122 | 0 | 0 | 15.18 | 0
27.01. | 4 | 301.2956 |  | 286.1456 | 0 | 0 | 15.15 | 0
27.01. | 5 | 300.699 |  | 285.579 | 0 | 0 | 15.12 | 0
27.01. | 6 | 300.1024 |  | 285.0124 | 0 | 0 | 15.09 | 0
27.01. | 7 | 302.4889 |  | 287.2789 | 0 | 0 | 15.21 | 0
27.01. | 8 | 306.6653 |  | 291.2452 | 0 | 0 | 15.42 | 0
27.01. | 9 | 313.8247 |  | 298.0448 | 0 | 0 | 15.78 | 0
27.01. | 10 | 319.1944 |  | 303.1444 | 0 | 0 | 16.05 | 0
27.01. | 11 | 323.3707 |  | 307.1107 | 0 | 0 | 16.26 | 0
27.01. | 12 | 325.1606 |  | 308.8106 | 0 | 0 | 16.35 | 0
27.01. | 13 | 325.1606 |  | 308.8106 | 0 | 0 | 16.35 | 0
27.01. | 14 | 322.1775 |  | 305.9775 | 0 | 0 | 16.2 | 0
27.01. | 15 | 322.1775 |  | 305.9775 | 0 | 0 | 16.2 | 0
27.01. | 16 | 322.1775 |  | 305.9775 | 0 | 0 | 16.2 | 0
27.01. | 17 | 321.5809 |  | 305.4109 | 0 | 0 | 16.17 | 0
27.01. | 18 | 320.3876 |  | 304.2776 | 0 | 0 | 16.11 | 0
27.01. | 19 | 317.4045 |  | 301.4445 | 0 | 0 | 15.96 | 0
27.01. | 20 | 313.2281 |  | 297.4781 | 0 | 0 | 15.75 | 0
27.01. | 21 | 309.6484 |  | 294.0784 | 0 | 0 | 15.57 | 0
27.01. | 22 | 310.8416 |  | 295.2116 | 0 | 0 | 15.63 | 0
27.01. | 23 | 310.245 |  | 294.645 | 0 | 0 | 15.6 | 0
27.01. | 24 | 312.0349 |  | 296.3449 | 0 | 0 | 15.69 | 0
28.01. | 1 | 302.4889 |  | 287.2789 | 0 | 0 | 15.21 | 0
28.01. | 2 | 299.5057 |  | 284.4457 | 0 | 0 | 15.06 | 0
28.01. | 3 | 298.9091 |  | 283.8791 | 0 | 0 | 15.03 | 0
28.01. | 4 | 298.3125 |  | 283.3125 | 0 | 0 | 15 | 0
28.01. | 5 | 297.7159 |  | 282.7459 | 0 | 0 | 14.97 | 0
28.01. | 6 | 297.1193 |  | 282.1793 | 0 | 0 | 14.94 | 0
28.01. | 7 | 299.5057 |  | 284.4457 | 0 | 0 | 15.06 | 0
28.01. | 8 | 303.6821 |  | 288.4121 | 0 | 0 | 15.27 | 0
28.01. | 9 | 310.8416 |  | 295.2116 | 0 | 0 | 15.63 | 0
28.01. | 10 | 316.2112 |  | 300.3112 | 0 | 0 | 15.9 | 0
28.01. | 11 | 320.3876 |  | 304.2776 | 0 | 0 | 16.11 | 0
28.01. | 12 | 321.5809 |  | 305.4109 | 0 | 0 | 16.17 | 0
28.01. | 13 | 321.5809 |  | 305.4109 | 0 | 0 | 16.17 | 0
28.01. | 14 | 319.1944 |  | 303.1444 | 0 | 0 | 16.05 | 0
28.01. | 15 | 318.5978 |  | 302.5777 | 0 | 0 | 16.02 | 0
28.01. | 16 | 318.5978 |  | 302.5777 | 0 | 0 | 16.02 | 0
28.01. | 17 | 318.0011 |  | 302.0111 | 0 | 0 | 15.99 | 0
28.01. | 18 | 317.4045 |  | 301.4445 | 0 | 0 | 15.96 | 0
28.01. | 19 | 314.4214 |  | 298.6114 | 0 | 0 | 15.81 | 0
28.01. | 20 | 310.245 |  | 294.645 | 0 | 0 | 15.6 | 0
28.01. | 21 | 306.6653 |  | 291.2452 | 0 | 0 | 15.42 | 0
28.01. | 22 | 307.8585 |  | 292.3785 | 0 | 0 | 15.48 | 0
28.01. | 23 | 307.2619 |  | 291.8119 | 0 | 0 | 15.45 | 0
28.01. | 24 | 309.0518 |  | 293.5118 | 0 | 0 | 15.54 | 0
29.01. | 1 | 303.6821 |  | 288.4121 | 0 | 0 | 15.27 | 0
29.01. | 2 | 299.5057 |  | 284.4457 | 0 | 0 | 15.06 | 0
29.01. | 3 | 297.7159 |  | 282.7459 | 0 | 0 | 14.97 | 0
29.01. | 4 | 296.5226 |  | 281.6126 | 0 | 0 | 14.91 | 0
29.01. | 5 | 294.7328 |  | 279.9128 | 0 | 0 | 14.82 | 0
29.01. | 6 | 293.5395 |  | 278.7795 | 0 | 0 | 14.76 | 0
29.01. | 7 | 301.2956 |  | 286.1456 | 0 | 0 | 15.15 | 0
29.01. | 8 | 313.2281 |  | 297.4781 | 0 | 0 | 15.75 | 0
29.01. | 9 | 316.2112 |  | 300.3112 | 0 | 0 | 15.9 | 0
29.01. | 10 | 312.0349 |  | 296.3449 | 0 | 0 | 15.69 | 0
29.01. | 11 | 309.0518 |  | 293.5118 | 0 | 0 | 15.54 | 0
29.01. | 12 | 310.8416 |  | 295.2116 | 0 | 0 | 15.63 | 0
29.01. | 13 | 310.8416 |  | 295.2116 | 0 | 0 | 15.63 | 0
29.01. | 14 | 310.245 |  | 294.645 | 0 | 0 | 15.6 | 0
29.01. | 15 | 313.2281 |  | 297.4781 | 0 | 0 | 15.75 | 0
29.01. | 16 | 315.018 |  | 299.178 | 0 | 0 | 15.84 | 0
29.01. | 17 | 315.018 |  | 299.178 | 0 | 0 | 15.84 | 0
29.01. | 18 | 314.4214 |  | 298.6114 | 0 | 0 | 15.81 | 0
29.01. | 19 | 312.6315 |  | 296.9115 | 0 | 0 | 15.72 | 0
29.01. | 20 | 310.8416 |  | 295.2116 | 0 | 0 | 15.63 | 0
29.01. | 21 | 307.2619 |  | 291.8119 | 0 | 0 | 15.45 | 0
29.01. | 22 | 307.2619 |  | 291.8119 | 0 | 0 | 15.45 | 0
29.01. | 23 | 305.472 |  | 290.112 | 0 | 0 | 15.36 | 0
29.01. | 24 | 307.8585 |  | 292.3785 | 0 | 0 | 15.48 | 0
30.01. | 1 | 307.8585 |  | 292.3785 | 0 | 0 | 15.48 | 0
30.01. | 2 | 303.6821 |  | 288.4121 | 0 | 0 | 15.27 | 0
30.01. | 3 | 301.2956 |  | 286.1456 | 0 | 0 | 15.15 | 0
30.01. | 4 | 300.1024 |  | 285.0124 | 0 | 0 | 15.09 | 0
30.01. | 5 | 298.9091 |  | 283.8791 | 0 | 0 | 15.03 | 0
30.01. | 6 | 297.7159 |  | 282.7459 | 0 | 0 | 14.97 | 0
30.01. | 7 | 304.8754 |  | 289.5454 | 0 | 0 | 15.33 | 0
30.01. | 8 | 317.4045 |  | 301.4445 | 0 | 0 | 15.96 | 0
30.01. | 9 | 320.3876 |  | 304.2776 | 0 | 0 | 16.11 | 0
30.01. | 10 | 316.2112 |  | 300.3112 | 0 | 0 | 15.9 | 0
30.01. | 11 | 313.2281 |  | 297.4781 | 0 | 0 | 15.75 | 0
30.01. | 12 | 315.018 |  | 299.178 | 0 | 0 | 15.84 | 0
30.01. | 13 | 315.018 |  | 299.178 | 0 | 0 | 15.84 | 0
30.01. | 14 | 314.4214 |  | 298.6114 | 0 | 0 | 15.81 | 0
30.01. | 15 | 317.4045 |  | 301.4445 | 0 | 0 | 15.96 | 0
30.01. | 16 | 319.1944 |  | 303.1444 | 0 | 0 | 16.05 | 0
30.01. | 17 | 319.1944 |  | 303.1444 | 0 | 0 | 16.05 | 0
30.01. | 18 | 318.5978 |  | 302.5777 | 0 | 0 | 16.02 | 0
30.01. | 19 | 316.8079 |  | 300.8779 | 0 | 0 | 15.93 | 0
30.01. | 20 | 315.018 |  | 299.178 | 0 | 0 | 15.84 | 0
30.01. | 21 | 311.4382 |  | 295.7783 | 0 | 0 | 15.66 | 0
30.01. | 22 | 311.4382 |  | 295.7783 | 0 | 0 | 15.66 | 0
30.01. | 23 | 309.6484 |  | 294.0784 | 0 | 0 | 15.57 | 0
30.01. | 24 | 312.0349 |  | 296.3449 | 0 | 0 | 15.69 | 0
31.01. | 1 | 310.245 |  | 294.645 | 0 | 0 | 15.6 | 0
31.01. | 2 | 306.0686 |  | 290.6786 | 0 | 0 | 15.39 | 0
31.01. | 3 | 304.2788 |  | 288.9787 | 0 | 0 | 15.3 | 0
31.01. | 4 | 303.0855 |  | 287.8455 | 0 | 0 | 15.24 | 0
31.01. | 5 | 301.2956 |  | 286.1456 | 0 | 0 | 15.15 | 0
31.01. | 6 | 300.1024 |  | 285.0124 | 0 | 0 | 15.09 | 0
31.01. | 7 | 307.8585 |  | 292.3785 | 0 | 0 | 15.48 | 0
31.01. | 8 | 319.791 |  | 303.711 | 0 | 0 | 16.08 | 0
31.01. | 9 | 323.3707 |  | 307.1107 | 0 | 0 | 16.26 | 0
31.01. | 10 | 318.5978 |  | 302.5777 | 0 | 0 | 16.02 | 0
31.01. | 11 | 315.6146 |  | 299.7446 | 0 | 0 | 15.87 | 0
31.01. | 12 | 318.0011 |  | 302.0111 | 0 | 0 | 15.99 | 0
31.01. | 13 | 317.4045 |  | 301.4445 | 0 | 0 | 15.96 | 0
31.01. | 14 | 316.8079 |  | 300.8779 | 0 | 0 | 15.93 | 0
31.01. | 15 | 319.791 |  | 303.711 | 0 | 0 | 16.08 | 0
31.01. | 16 | 322.1775 |  | 305.9775 | 0 | 0 | 16.2 | 0
31.01. | 17 | 322.1775 |  | 305.9775 | 0 | 0 | 16.2 | 0
31.01. | 18 | 320.9842 |  | 304.8442 | 0 | 0 | 16.14 | 0
31.01. | 19 | 319.791 |  | 303.711 | 0 | 0 | 16.08 | 0
31.01. | 20 | 317.4045 |  | 301.4445 | 0 | 0 | 15.96 | 0
31.01. | 21 | 313.8247 |  | 298.0448 | 0 | 0 | 15.78 | 0
31.01. | 22 | 314.4214 |  | 298.6114 | 0 | 0 | 15.81 | 0
31.01. | 23 | 312.0349 |  | 296.3449 | 0 | 0 | 15.69 | 0
31.01. | 24 | 314.4214 |  | 298.6114 | 0 | 0 | 15.81 | 0
01.02. | 1 | 301.2956 |  | 286.1456 | 0 | 0 | 15.15 | 0
01.02. | 2 | 297.1193 |  | 282.1793 | 0 | 0 | 14.94 | 0
01.02. | 3 | 294.1361 |  | 279.3461 | 0 | 0 | 14.79 | 0
01.02. | 4 | 294.1361 |  | 279.3461 | 0 | 0 | 14.79 | 0
01.02. | 5 | 291.7496 |  | 277.0796 | 0 | 0 | 14.67 | 0
01.02. | 6 | 294.7328 |  | 279.9128 | 0 | 0 | 14.82 | 0
01.02. | 7 | 312.0349 |  | 296.3449 | 0 | 0 | 15.69 | 0
01.02. | 8 | 334.11 |  | 317.31 | 0 | 0 | 16.8 | 0
01.02. | 9 | 338.883 |  | 321.843 | 0 | 0 | 17.04 | 0
01.02. | 10 | 334.11 |  | 317.31 | 0 | 0 | 16.8 | 0
01.02. | 11 | 333.5134 |  | 316.7434 | 0 | 0 | 16.77 | 0
01.02. | 12 | 335.3032 |  | 318.4432 | 0 | 0 | 16.86 | 0
01.02. | 13 | 335.8999 |  | 319.0099 | 0 | 0 | 16.89 | 0
01.02. | 14 | 336.4965 |  | 319.5765 | 0 | 0 | 16.92 | 0
01.02. | 15 | 337.6897 |  | 320.7097 | 0 | 0 | 16.98 | 0
01.02. | 16 | 338.2864 |  | 321.2764 | 0 | 0 | 17.01 | 0
01.02. | 17 | 338.2864 |  | 321.2764 | 0 | 0 | 17.01 | 0
01.02. | 18 | 336.4965 |  | 319.5765 | 0 | 0 | 16.92 | 0
01.02. | 19 | 330.5303 |  | 313.9103 | 0 | 0 | 16.62 | 0
01.02. | 20 | 329.9336 |  | 313.3436 | 0 | 0 | 16.59 | 0
01.02. | 21 | 319.1944 |  | 303.1444 | 0 | 0 | 16.05 | 0
01.02. | 22 | 318.0011 |  | 302.0111 | 0 | 0 | 15.99 | 0
01.02. | 23 | 312.0349 |  | 296.3449 | 0 | 0 | 15.69 | 0
01.02. | 24 | 315.6146 |  | 299.7446 | 0 | 0 | 15.87 | 0
02.02. | 1 | 301.8922 |  | 286.7122 | 0 | 0 | 15.18 | 0
02.02. | 2 | 297.1193 |  | 282.1793 | 0 | 0 | 14.94 | 0
02.02. | 3 | 294.7328 |  | 279.9128 | 0 | 0 | 14.82 | 0
02.02. | 4 | 294.7328 |  | 279.9128 | 0 | 0 | 14.82 | 0
02.02. | 5 | 292.3462 |  | 277.6463 | 0 | 0 | 14.7 | 0
02.02. | 6 | 295.3294 |  | 280.4794 | 0 | 0 | 14.85 | 0
02.02. | 7 | 312.6315 |  | 296.9115 | 0 | 0 | 15.72 | 0
02.02. | 8 | 334.7066 |  | 317.8766 | 0 | 0 | 16.83 | 0
02.02. | 9 | 339.4796 |  | 322.4096 | 0 | 0 | 17.07 | 0
02.02. | 10 | 334.7066 |  | 317.8766 | 0 | 0 | 16.83 | 0
02.02. | 11 | 334.11 |  | 317.31 | 0 | 0 | 16.8 | 0
02.02. | 12 | 335.8999 |  | 319.0099 | 0 | 0 | 16.89 | 0
02.02. | 13 | 336.4965 |  | 319.5765 | 0 | 0 | 16.92 | 0
02.02. | 14 | 337.0931 |  | 320.1431 | 0 | 0 | 16.95 | 0
02.02. | 15 | 338.2864 |  | 321.2764 | 0 | 0 | 17.01 | 0
02.02. | 16 | 338.883 |  | 321.843 | 0 | 0 | 17.04 | 0
02.02. | 17 | 338.883 |  | 321.843 | 0 | 0 | 17.04 | 0
02.02. | 18 | 337.0931 |  | 320.1431 | 0 | 0 | 16.95 | 0
02.02. | 19 | 331.1269 |  | 314.4769 | 0 | 0 | 16.65 | 0
02.02. | 20 | 330.5303 |  | 313.9103 | 0 | 0 | 16.62 | 0
02.02. | 21 | 319.791 |  | 303.711 | 0 | 0 | 16.08 | 0
02.02. | 22 | 318.5978 |  | 302.5777 | 0 | 0 | 16.02 | 0
02.02. | 23 | 312.6315 |  | 296.9115 | 0 | 0 | 15.72 | 0
02.02. | 24 | 316.2112 |  | 300.3112 | 0 | 0 | 15.9 | 0
03.02. | 1 | 294.7328 |  | 279.9128 | 0 | 0 | 14.82 | 0
03.02. | 2 | 292.9429 |  | 278.2129 | 0 | 0 | 14.73 | 0
03.02. | 3 | 290.5564 |  | 275.9464 | 0 | 0 | 14.61 | 0
03.02. | 4 | 288.1699 |  | 273.6799 | 0 | 0 | 14.49 | 0
03.02. | 5 | 286.38 |  | 271.98 | 0 | 0 | 14.4 | 0
03.02. | 6 | 288.1699 |  | 273.6799 | 0 | 0 | 14.49 | 0
03.02. | 7 | 292.3462 |  | 277.6463 | 0 | 0 | 14.7 | 0
03.02. | 8 | 303.0855 |  | 287.8455 | 0 | 0 | 15.24 | 0
03.02. | 9 | 316.8079 |  | 300.8779 | 0 | 0 | 15.93 | 0
03.02. | 10 | 325.1606 |  | 308.8106 | 0 | 0 | 16.35 | 0
03.02. | 11 | 328.7404 |  | 312.2104 | 0 | 0 | 16.53 | 0
03.02. | 12 | 331.7235 |  | 315.0435 | 0 | 0 | 16.68 | 0
03.02. | 13 | 331.7235 |  | 315.0435 | 0 | 0 | 16.68 | 0
03.02. | 14 | 331.1269 |  | 314.4769 | 0 | 0 | 16.65 | 0
03.02. | 15 | 327.5471 |  | 311.0771 | 0 | 0 | 16.47 | 0
03.02. | 16 | 324.564 |  | 308.244 | 0 | 0 | 16.32 | 0
03.02. | 17 | 320.9842 |  | 304.8442 | 0 | 0 | 16.14 | 0
03.02. | 18 | 320.9842 |  | 304.8442 | 0 | 0 | 16.14 | 0
03.02. | 19 | 313.8247 |  | 298.0448 | 0 | 0 | 15.78 | 0
03.02. | 20 | 312.6315 |  | 296.9115 | 0 | 0 | 15.72 | 0
03.02. | 21 | 302.4889 |  | 287.2789 | 0 | 0 | 15.21 | 0
03.02. | 22 | 296.5226 |  | 281.6126 | 0 | 0 | 14.91 | 0
03.02. | 23 | 291.7496 |  | 277.0796 | 0 | 0 | 14.67 | 0
03.02. | 24 | 295.3294 |  | 280.4794 | 0 | 0 | 14.85 | 0
04.02. | 1 | 291.153 |  | 276.513 | 0 | 0 | 14.64 | 0
04.02. | 2 | 289.9597 |  | 275.3798 | 0 | 0 | 14.58 | 0
04.02. | 3 | 286.9766 |  | 272.5466 | 0 | 0 | 14.43 | 0
04.02. | 4 | 285.1868 |  | 270.8467 | 0 | 0 | 14.34 | 0
04.02. | 5 | 283.3969 |  | 269.1469 | 0 | 0 | 14.25 | 0
04.02. | 6 | 285.1868 |  | 270.8467 | 0 | 0 | 14.34 | 0
04.02. | 7 | 288.7665 |  | 274.2465 | 0 | 0 | 14.52 | 0
04.02. | 8 | 300.1024 |  | 285.0124 | 0 | 0 | 15.09 | 0
04.02. | 9 | 313.2281 |  | 297.4781 | 0 | 0 | 15.75 | 0
04.02. | 10 | 321.5809 |  | 305.4109 | 0 | 0 | 16.17 | 0
04.02. | 11 | 324.564 |  | 308.244 | 0 | 0 | 16.32 | 0
04.02. | 12 | 328.1438 |  | 311.6438 | 0 | 0 | 16.5 | 0
04.02. | 13 | 328.1438 |  | 311.6438 | 0 | 0 | 16.5 | 0
04.02. | 14 | 327.5471 |  | 311.0771 | 0 | 0 | 16.47 | 0
04.02. | 15 | 323.9674 |  | 307.6774 | 0 | 0 | 16.29 | 0
04.02. | 16 | 320.9842 |  | 304.8442 | 0 | 0 | 16.14 | 0
04.02. | 17 | 317.4045 |  | 301.4445 | 0 | 0 | 15.96 | 0
04.02. | 18 | 317.4045 |  | 301.4445 | 0 | 0 | 15.96 | 0
04.02. | 19 | 310.245 |  | 294.645 | 0 | 0 | 15.6 | 0
04.02. | 20 | 309.6484 |  | 294.0784 | 0 | 0 | 15.57 | 0
04.02. | 21 | 298.9091 |  | 283.8791 | 0 | 0 | 15.03 | 0
04.02. | 22 | 293.5395 |  | 278.7795 | 0 | 0 | 14.76 | 0
04.02. | 23 | 288.7665 |  | 274.2465 | 0 | 0 | 14.52 | 0
04.02. | 24 | 291.7496 |  | 277.0796 | 0 | 0 | 14.67 | 0
05.02. | 1 | 293.5395 |  | 278.7795 | 0 | 0 | 14.76 | 0
05.02. | 2 | 289.3631 |  | 274.8131 | 0 | 0 | 14.55 | 0
05.02. | 3 | 286.38 |  | 271.98 | 0 | 0 | 14.4 | 0
05.02. | 4 | 286.9766 |  | 272.5466 | 0 | 0 | 14.43 | 0
05.02. | 5 | 284.5901 |  | 270.2801 | 0 | 0 | 14.31 | 0
05.02. | 6 | 286.9766 |  | 272.5466 | 0 | 0 | 14.43 | 0
05.02. | 7 | 304.2788 |  | 288.9787 | 0 | 0 | 15.3 | 0
05.02. | 8 | 325.7572 |  | 309.3773 | 0 | 0 | 16.38 | 0
05.02. | 9 | 330.5303 |  | 313.9103 | 0 | 0 | 16.62 | 0
05.02. | 10 | 325.7572 |  | 309.3773 | 0 | 0 | 16.38 | 0
05.02. | 11 | 325.1606 |  | 308.8106 | 0 | 0 | 16.35 | 0
05.02. | 12 | 326.9505 |  | 310.5105 | 0 | 0 | 16.44 | 0
05.02. | 13 | 327.5471 |  | 311.0771 | 0 | 0 | 16.47 | 0
05.02. | 14 | 327.5471 |  | 311.0771 | 0 | 0 | 16.47 | 0
05.02. | 15 | 329.337 |  | 312.777 | 0 | 0 | 16.56 | 0
05.02. | 16 | 329.9336 |  | 313.3436 | 0 | 0 | 16.59 | 0
05.02. | 17 | 329.9336 |  | 313.3436 | 0 | 0 | 16.59 | 0
05.02. | 18 | 328.1438 |  | 311.6438 | 0 | 0 | 16.5 | 0
05.02. | 19 | 322.1775 |  | 305.9775 | 0 | 0 | 16.2 | 0
05.02. | 20 | 321.5809 |  | 305.4109 | 0 | 0 | 16.17 | 0
05.02. | 21 | 311.4382 |  | 295.7783 | 0 | 0 | 15.66 | 0
05.02. | 22 | 310.245 |  | 294.645 | 0 | 0 | 15.6 | 0
05.02. | 23 | 304.2788 |  | 288.9787 | 0 | 0 | 15.3 | 0
05.02. | 24 | 307.8585 |  | 292.3785 | 0 | 0 | 15.48 | 0
06.02. | 1 | 288.1699 |  | 273.6799 | 0 | 0 | 14.49 | 0
06.02. | 2 | 283.9935 |  | 269.7135 | 0 | 0 | 14.28 | 0
06.02. | 3 | 281.0104 |  | 266.8804 | 0 | 0 | 14.13 | 0
06.02. | 4 | 281.0104 |  | 266.8804 | 0 | 0 | 14.13 | 0
06.02. | 5 | 279.2205 |  | 265.1805 | 0 | 0 | 14.04 | 0
06.02. | 6 | 281.607 |  | 267.447 | 0 | 0 | 14.16 | 0
06.02. | 7 | 298.3125 |  | 283.3125 | 0 | 0 | 15 | 0
06.02. | 8 | 319.791 |  | 303.711 | 0 | 0 | 16.08 | 0
06.02. | 9 | 323.9674 |  | 307.6774 | 0 | 0 | 16.29 | 0
06.02. | 10 | 319.1944 |  | 303.1444 | 0 | 0 | 16.05 | 0
06.02. | 11 | 319.1944 |  | 303.1444 | 0 | 0 | 16.05 | 0
06.02. | 12 | 320.3876 |  | 304.2776 | 0 | 0 | 16.11 | 0
06.02. | 13 | 320.9842 |  | 304.8442 | 0 | 0 | 16.14 | 0
06.02. | 14 | 321.5809 |  | 305.4109 | 0 | 0 | 16.17 | 0
06.02. | 15 | 322.7741 |  | 306.5441 | 0 | 0 | 16.23 | 0
06.02. | 16 | 323.3707 |  | 307.1107 | 0 | 0 | 16.26 | 0
06.02. | 17 | 323.3707 |  | 307.1107 | 0 | 0 | 16.26 | 0
06.02. | 18 | 321.5809 |  | 305.4109 | 0 | 0 | 16.17 | 0
06.02. | 19 | 315.6146 |  | 299.7446 | 0 | 0 | 15.87 | 0
06.02. | 20 | 315.018 |  | 299.178 | 0 | 0 | 15.84 | 0
06.02. | 21 | 305.472 |  | 290.112 | 0 | 0 | 15.36 | 0
06.02. | 22 | 304.2788 |  | 288.9787 | 0 | 0 | 15.3 | 0
06.02. | 23 | 298.9091 |  | 283.8791 | 0 | 0 | 15.03 | 0
06.02. | 24 | 301.8922 |  | 286.7122 | 0 | 0 | 15.18 | 0
07.02. | 1 | 297.1193 |  | 282.1793 | 0 | 0 | 14.94 | 0
07.02. | 2 | 292.9429 |  | 278.2129 | 0 | 0 | 14.73 | 0
07.02. | 3 | 290.5564 |  | 275.9464 | 0 | 0 | 14.61 | 0
07.02. | 4 | 290.5564 |  | 275.9464 | 0 | 0 | 14.61 | 0
07.02. | 5 | 288.1699 |  | 273.6799 | 0 | 0 | 14.49 | 0
07.02. | 6 | 291.153 |  | 276.513 | 0 | 0 | 14.64 | 0
07.02. | 7 | 308.4551 |  | 292.9451 | 0 | 0 | 15.51 | 0
07.02. | 8 | 329.9336 |  | 313.3436 | 0 | 0 | 16.59 | 0
07.02. | 9 | 334.7066 |  | 317.8766 | 0 | 0 | 16.83 | 0
07.02. | 10 | 329.9336 |  | 313.3436 | 0 | 0 | 16.59 | 0
07.02. | 11 | 329.337 |  | 312.777 | 0 | 0 | 16.56 | 0
07.02. | 12 | 331.1269 |  | 314.4769 | 0 | 0 | 16.65 | 0
07.02. | 13 | 331.7235 |  | 315.0435 | 0 | 0 | 16.68 | 0
07.02. | 14 | 332.3201 |  | 315.6101 | 0 | 0 | 16.71 | 0
07.02. | 15 | 333.5134 |  | 316.7434 | 0 | 0 | 16.77 | 0
07.02. | 16 | 334.11 |  | 317.31 | 0 | 0 | 16.8 | 0
07.02. | 17 | 334.11 |  | 317.31 | 0 | 0 | 16.8 | 0
07.02. | 18 | 332.3201 |  | 315.6101 | 0 | 0 | 16.71 | 0
07.02. | 19 | 326.3539 |  | 309.9439 | 0 | 0 | 16.41 | 0
07.02. | 20 | 325.7572 |  | 309.3773 | 0 | 0 | 16.38 | 0
07.02. | 21 | 315.6146 |  | 299.7446 | 0 | 0 | 15.87 | 0
07.02. | 22 | 314.4214 |  | 298.6114 | 0 | 0 | 15.81 | 0
07.02. | 23 | 308.4551 |  | 292.9451 | 0 | 0 | 15.51 | 0
07.02. | 24 | 311.4382 |  | 295.7783 | 0 | 0 | 15.66 | 0
08.02. | 1 | 294.7328 |  | 279.9128 | 0 | 0 | 14.82 | 0
08.02. | 2 | 290.5564 |  | 275.9464 | 0 | 0 | 14.61 | 0
08.02. | 3 | 287.5732 |  | 273.1132 | 0 | 0 | 14.46 | 0
08.02. | 4 | 287.5732 |  | 273.1132 | 0 | 0 | 14.46 | 0
08.02. | 5 | 285.7834 |  | 271.4134 | 0 | 0 | 14.37 | 0
08.02. | 6 | 288.1699 |  | 273.6799 | 0 | 0 | 14.49 | 0
08.02. | 7 | 305.472 |  | 290.112 | 0 | 0 | 15.36 | 0
08.02. | 8 | 326.9505 |  | 310.5105 | 0 | 0 | 16.44 | 0
08.02. | 9 | 331.1269 |  | 314.4769 | 0 | 0 | 16.65 | 0
08.02. | 10 | 326.9505 |  | 310.5105 | 0 | 0 | 16.44 | 0
08.02. | 11 | 326.3539 |  | 309.9439 | 0 | 0 | 16.41 | 0
08.02. | 12 | 328.1438 |  | 311.6438 | 0 | 0 | 16.5 | 0
08.02. | 13 | 328.1438 |  | 311.6438 | 0 | 0 | 16.5 | 0
08.02. | 14 | 328.7404 |  | 312.2104 | 0 | 0 | 16.53 | 0
08.02. | 15 | 330.5303 |  | 313.9103 | 0 | 0 | 16.62 | 0
08.02. | 16 | 331.1269 |  | 314.4769 | 0 | 0 | 16.65 | 0
08.02. | 17 | 331.1269 |  | 314.4769 | 0 | 0 | 16.65 | 0
08.02. | 18 | 329.337 |  | 312.777 | 0 | 0 | 16.56 | 0
08.02. | 19 | 323.3707 |  | 307.1107 | 0 | 0 | 16.26 | 0
08.02. | 20 | 322.7741 |  | 306.5441 | 0 | 0 | 16.23 | 0
08.02. | 21 | 312.6315 |  | 296.9115 | 0 | 0 | 15.72 | 0
08.02. | 22 | 311.4382 |  | 295.7783 | 0 | 0 | 15.66 | 0
08.02. | 23 | 305.472 |  | 290.112 | 0 | 0 | 15.36 | 0
08.02. | 24 | 308.4551 |  | 292.9451 | 0 | 0 | 15.51 | 0
09.02. | 1 | 301.8922 |  | 286.7122 | 0 | 0 | 15.18 | 0
09.02. | 2 | 297.7159 |  | 282.7459 | 0 | 0 | 14.97 | 0
09.02. | 3 | 294.7328 |  | 279.9128 | 0 | 0 | 14.82 | 0
09.02. | 4 | 295.3294 |  | 280.4794 | 0 | 0 | 14.85 | 0
09.02. | 5 | 292.9429 |  | 278.2129 | 0 | 0 | 14.73 | 0
09.02. | 6 | 295.3294 |  | 280.4794 | 0 | 0 | 14.85 | 0
09.02. | 7 | 313.2281 |  | 297.4781 | 0 | 0 | 15.75 | 0
09.02. | 8 | 335.3032 |  | 318.4432 | 0 | 0 | 16.86 | 0
09.02. | 9 | 340.0763 |  | 322.9762 | 0 | 0 | 17.1 | 0
09.02. | 10 | 335.3032 |  | 318.4432 | 0 | 0 | 16.86 | 0
09.02. | 11 | 334.7066 |  | 317.8766 | 0 | 0 | 16.83 | 0
09.02. | 12 | 336.4965 |  | 319.5765 | 0 | 0 | 16.92 | 0
09.02. | 13 | 337.0931 |  | 320.1431 | 0 | 0 | 16.95 | 0
09.02. | 14 | 337.6897 |  | 320.7097 | 0 | 0 | 16.98 | 0
09.02. | 15 | 338.883 |  | 321.843 | 0 | 0 | 17.04 | 0
09.02. | 16 | 339.4796 |  | 322.4096 | 0 | 0 | 17.07 | 0
09.02. | 17 | 339.4796 |  | 322.4096 | 0 | 0 | 17.07 | 0
09.02. | 18 | 337.6897 |  | 320.7097 | 0 | 0 | 16.98 | 0
09.02. | 19 | 331.7235 |  | 315.0435 | 0 | 0 | 16.68 | 0
09.02. | 20 | 331.1269 |  | 314.4769 | 0 | 0 | 16.65 | 0
09.02. | 21 | 320.3876 |  | 304.2776 | 0 | 0 | 16.11 | 0
09.02. | 22 | 319.1944 |  | 303.1444 | 0 | 0 | 16.05 | 0
09.02. | 23 | 313.2281 |  | 297.4781 | 0 | 0 | 15.75 | 0
09.02. | 24 | 316.8079 |  | 300.8779 | 0 | 0 | 15.93 | 0
10.02. | 1 | 295.926 |  | 281.046 | 0 | 0 | 14.88 | 0
10.02. | 2 | 294.1361 |  | 279.3461 | 0 | 0 | 14.79 | 0
10.02. | 3 | 291.153 |  | 276.513 | 0 | 0 | 14.64 | 0
10.02. | 4 | 289.3631 |  | 274.8131 | 0 | 0 | 14.55 | 0
10.02. | 5 | 287.5732 |  | 273.1132 | 0 | 0 | 14.46 | 0
10.02. | 6 | 289.3631 |  | 274.8131 | 0 | 0 | 14.55 | 0
10.02. | 7 | 292.9429 |  | 278.2129 | 0 | 0 | 14.73 | 0
10.02. | 8 | 304.2788 |  | 288.9787 | 0 | 0 | 15.3 | 0
10.02. | 9 | 318.0011 |  | 302.0111 | 0 | 0 | 15.99 | 0
10.02. | 10 | 326.3539 |  | 309.9439 | 0 | 0 | 16.41 | 0
10.02. | 11 | 329.337 |  | 312.777 | 0 | 0 | 16.56 | 0
10.02. | 12 | 332.9167 |  | 316.1768 | 0 | 0 | 16.74 | 0
10.02. | 13 | 332.9167 |  | 316.1768 | 0 | 0 | 16.74 | 0
10.02. | 14 | 332.3201 |  | 315.6101 | 0 | 0 | 16.71 | 0
10.02. | 15 | 328.7404 |  | 312.2104 | 0 | 0 | 16.53 | 0
10.02. | 16 | 325.7572 |  | 309.3773 | 0 | 0 | 16.38 | 0
10.02. | 17 | 322.1775 |  | 305.9775 | 0 | 0 | 16.2 | 0
10.02. | 18 | 322.1775 |  | 305.9775 | 0 | 0 | 16.2 | 0
10.02. | 19 | 315.018 |  | 299.178 | 0 | 0 | 15.84 | 0
10.02. | 20 | 313.8247 |  | 298.0448 | 0 | 0 | 15.78 | 0
10.02. | 21 | 303.6821 |  | 288.4121 | 0 | 0 | 15.27 | 0
10.02. | 22 | 297.7159 |  | 282.7459 | 0 | 0 | 14.97 | 0
10.02. | 23 | 292.9429 |  | 278.2129 | 0 | 0 | 14.73 | 0
10.02. | 24 | 296.5226 |  | 281.6126 | 0 | 0 | 14.91 | 0
11.02. | 1 | 291.7496 |  | 277.0796 | 0 | 0 | 14.67 | 0
11.02. | 2 | 289.9597 |  | 275.3798 | 0 | 0 | 14.58 | 0
11.02. | 3 | 286.9766 |  | 272.5466 | 0 | 0 | 14.43 | 0
11.02. | 4 | 285.1868 |  | 270.8467 | 0 | 0 | 14.34 | 0
11.02. | 5 | 283.3969 |  | 269.1469 | 0 | 0 | 14.25 | 0
11.02. | 6 | 285.1868 |  | 270.8467 | 0 | 0 | 14.34 | 0
11.02. | 7 | 288.7665 |  | 274.2465 | 0 | 0 | 14.52 | 0
11.02. | 8 | 300.1024 |  | 285.0124 | 0 | 0 | 15.09 | 0
11.02. | 9 | 313.2281 |  | 297.4781 | 0 | 0 | 15.75 | 0
11.02. | 10 | 321.5809 |  | 305.4109 | 0 | 0 | 16.17 | 0
11.02. | 11 | 325.1606 |  | 308.8106 | 0 | 0 | 16.35 | 0
11.02. | 12 | 328.1438 |  | 311.6438 | 0 | 0 | 16.5 | 0
11.02. | 13 | 328.1438 |  | 311.6438 | 0 | 0 | 16.5 | 0
11.02. | 14 | 327.5471 |  | 311.0771 | 0 | 0 | 16.47 | 0
11.02. | 15 | 323.9674 |  | 307.6774 | 0 | 0 | 16.29 | 0
11.02. | 16 | 320.9842 |  | 304.8442 | 0 | 0 | 16.14 | 0
11.02. | 17 | 318.0011 |  | 302.0111 | 0 | 0 | 15.99 | 0
11.02. | 18 | 317.4045 |  | 301.4445 | 0 | 0 | 15.96 | 0
11.02. | 19 | 310.245 |  | 294.645 | 0 | 0 | 15.6 | 0
11.02. | 20 | 309.6484 |  | 294.0784 | 0 | 0 | 15.57 | 0
11.02. | 21 | 299.5057 |  | 284.4457 | 0 | 0 | 15.06 | 0
11.02. | 22 | 293.5395 |  | 278.7795 | 0 | 0 | 14.76 | 0
11.02. | 23 | 288.7665 |  | 274.2465 | 0 | 0 | 14.52 | 0
11.02. | 24 | 291.7496 |  | 277.0796 | 0 | 0 | 14.67 | 0
12.02. | 1 | 294.1361 |  | 279.3461 | 0 | 0 | 14.79 | 0
12.02. | 2 | 290.5564 |  | 275.9464 | 0 | 0 | 14.61 | 0
12.02. | 3 | 287.5732 |  | 273.1132 | 0 | 0 | 14.46 | 0
12.02. | 4 | 287.5732 |  | 273.1132 | 0 | 0 | 14.46 | 0
12.02. | 5 | 285.7834 |  | 271.4134 | 0 | 0 | 14.37 | 0
12.02. | 6 | 288.1699 |  | 273.6799 | 0 | 0 | 14.49 | 0
12.02. | 7 | 305.472 |  | 290.112 | 0 | 0 | 15.36 | 0
12.02. | 8 | 326.9505 |  | 310.5105 | 0 | 0 | 16.44 | 0
12.02. | 9 | 331.1269 |  | 314.4769 | 0 | 0 | 16.65 | 0
12.02. | 10 | 326.3539 |  | 309.9439 | 0 | 0 | 16.41 | 0
12.02. | 11 | 326.3539 |  | 309.9439 | 0 | 0 | 16.41 | 0
12.02. | 12 | 328.1438 |  | 311.6438 | 0 | 0 | 16.5 | 0
12.02. | 13 | 328.1438 |  | 311.6438 | 0 | 0 | 16.5 | 0
12.02. | 14 | 328.7404 |  | 312.2104 | 0 | 0 | 16.53 | 0
12.02. | 15 | 330.5303 |  | 313.9103 | 0 | 0 | 16.62 | 0
12.02. | 16 | 331.1269 |  | 314.4769 | 0 | 0 | 16.65 | 0
12.02. | 17 | 331.1269 |  | 314.4769 | 0 | 0 | 16.65 | 0
12.02. | 18 | 329.337 |  | 312.777 | 0 | 0 | 16.56 | 0
12.02. | 19 | 323.3707 |  | 307.1107 | 0 | 0 | 16.26 | 0
12.02. | 20 | 322.1775 |  | 305.9775 | 0 | 0 | 16.2 | 0
12.02. | 21 | 312.6315 |  | 296.9115 | 0 | 0 | 15.72 | 0
12.02. | 22 | 311.4382 |  | 295.7783 | 0 | 0 | 15.66 | 0
12.02. | 23 | 305.472 |  | 290.112 | 0 | 0 | 15.36 | 0
12.02. | 24 | 308.4551 |  | 292.9451 | 0 | 0 | 15.51 | 0
13.02. | 1 | 303.0855 |  | 287.8455 | 0 | 0 | 15.24 | 0
13.02. | 2 | 298.9091 |  | 283.8791 | 0 | 0 | 15.03 | 0
13.02. | 3 | 295.926 |  | 281.046 | 0 | 0 | 14.88 | 0
13.02. | 4 | 296.5226 |  | 281.6126 | 0 | 0 | 14.91 | 0
13.02. | 5 | 294.1361 |  | 279.3461 | 0 | 0 | 14.79 | 0
13.02. | 6 | 296.5226 |  | 281.6126 | 0 | 0 | 14.91 | 0
13.02. | 7 | 314.4214 |  | 298.6114 | 0 | 0 | 15.81 | 0
13.02. | 8 | 337.0931 |  | 320.1431 | 0 | 0 | 16.95 | 0
13.02. | 9 | 341.2695 |  | 324.1095 | 0 | 0 | 17.16 | 0
13.02. | 10 | 336.4965 |  | 319.5765 | 0 | 0 | 16.92 | 0
13.02. | 11 | 335.8999 |  | 319.0099 | 0 | 0 | 16.89 | 0
13.02. | 12 | 337.6897 |  | 320.7097 | 0 | 0 | 16.98 | 0
13.02. | 13 | 338.2864 |  | 321.2764 | 0 | 0 | 17.01 | 0
13.02. | 14 | 338.883 |  | 321.843 | 0 | 0 | 17.04 | 0
13.02. | 15 | 340.6729 |  | 323.5429 | 0 | 0 | 17.13 | 0
13.02. | 16 | 341.2695 |  | 324.1095 | 0 | 0 | 17.16 | 0
13.02. | 17 | 340.6729 |  | 323.5429 | 0 | 0 | 17.13 | 0
13.02. | 18 | 338.883 |  | 321.843 | 0 | 0 | 17.04 | 0
13.02. | 19 | 332.9167 |  | 316.1768 | 0 | 0 | 16.74 | 0
13.02. | 20 | 332.3201 |  | 315.6101 | 0 | 0 | 16.71 | 0
13.02. | 21 | 321.5809 |  | 305.4109 | 0 | 0 | 16.17 | 0
13.02. | 22 | 320.9842 |  | 304.8442 | 0 | 0 | 16.14 | 0
13.02. | 23 | 314.4214 |  | 298.6114 | 0 | 0 | 15.81 | 0
13.02. | 24 | 318.0011 |  | 302.0111 | 0 | 0 | 15.99 | 0
14.02. | 1 | 304.2788 |  | 288.9787 | 0 | 0 | 15.3 | 0
14.02. | 2 | 300.1024 |  | 285.0124 | 0 | 0 | 15.09 | 0
14.02. | 3 | 297.1193 |  | 282.1793 | 0 | 0 | 14.94 | 0
14.02. | 4 | 297.1193 |  | 282.1793 | 0 | 0 | 14.94 | 0
14.02. | 5 | 294.7328 |  | 279.9128 | 0 | 0 | 14.82 | 0
14.02. | 6 | 297.7159 |  | 282.7459 | 0 | 0 | 14.97 | 0
14.02. | 7 | 315.6146 |  | 299.7446 | 0 | 0 | 15.87 | 0
14.02. | 8 | 337.6897 |  | 320.7097 | 0 | 0 | 16.98 | 0
14.02. | 9 | 342.4628 |  | 325.2428 | 0 | 0 | 17.22 | 0
14.02. | 10 | 337.0931 |  | 320.1431 | 0 | 0 | 16.95 | 0
14.02. | 11 | 337.0931 |  | 320.1431 | 0 | 0 | 16.95 | 0
14.02. | 12 | 338.883 |  | 321.843 | 0 | 0 | 17.04 | 0
14.02. | 13 | 338.883 |  | 321.843 | 0 | 0 | 17.04 | 0
14.02. | 14 | 339.4796 |  | 322.4096 | 0 | 0 | 17.07 | 0
14.02. | 15 | 341.2695 |  | 324.1095 | 0 | 0 | 17.16 | 0
14.02. | 16 | 341.8661 |  | 324.6761 | 0 | 0 | 17.19 | 0
14.02. | 17 | 341.8661 |  | 324.6761 | 0 | 0 | 17.19 | 0
14.02. | 18 | 340.0763 |  | 322.9762 | 0 | 0 | 17.1 | 0
14.02. | 19 | 333.5134 |  | 316.7434 | 0 | 0 | 16.77 | 0
14.02. | 20 | 332.9167 |  | 316.1768 | 0 | 0 | 16.74 | 0
14.02. | 21 | 322.7741 |  | 306.5441 | 0 | 0 | 16.23 | 0
14.02. | 22 | 321.5809 |  | 305.4109 | 0 | 0 | 16.17 | 0
14.02. | 23 | 315.6146 |  | 299.7446 | 0 | 0 | 15.87 | 0
14.02. | 24 | 318.5978 |  | 302.5777 | 0 | 0 | 16.02 | 0
15.02. | 1 | 300.1024 |  | 285.0124 | 0 | 0 | 15.09 | 0
15.02. | 2 | 295.926 |  | 281.046 | 0 | 0 | 14.88 | 0
15.02. | 3 | 293.5395 |  | 278.7795 | 0 | 0 | 14.76 | 0
15.02. | 4 | 293.5395 |  | 278.7795 | 0 | 0 | 14.76 | 0
15.02. | 5 | 291.153 |  | 276.513 | 0 | 0 | 14.64 | 0
15.02. | 6 | 294.1361 |  | 279.3461 | 0 | 0 | 14.79 | 0
15.02. | 7 | 311.4382 |  | 295.7783 | 0 | 0 | 15.66 | 0
15.02. | 8 | 333.5134 |  | 316.7434 | 0 | 0 | 16.77 | 0
15.02. | 9 | 337.6897 |  | 320.7097 | 0 | 0 | 16.98 | 0
15.02. | 10 | 332.9167 |  | 316.1768 | 0 | 0 | 16.74 | 0
15.02. | 11 | 332.9167 |  | 316.1768 | 0 | 0 | 16.74 | 0
15.02. | 12 | 334.7066 |  | 317.8766 | 0 | 0 | 16.83 | 0
15.02. | 13 | 334.7066 |  | 317.8766 | 0 | 0 | 16.83 | 0
15.02. | 14 | 335.3032 |  | 318.4432 | 0 | 0 | 16.86 | 0
15.02. | 15 | 337.0931 |  | 320.1431 | 0 | 0 | 16.95 | 0
15.02. | 16 | 337.6897 |  | 320.7097 | 0 | 0 | 16.98 | 0
15.02. | 17 | 337.6897 |  | 320.7097 | 0 | 0 | 16.98 | 0
15.02. | 18 | 335.8999 |  | 319.0099 | 0 | 0 | 16.89 | 0
15.02. | 19 | 329.337 |  | 312.777 | 0 | 0 | 16.56 | 0
15.02. | 20 | 328.7404 |  | 312.2104 | 0 | 0 | 16.53 | 0
15.02. | 21 | 318.5978 |  | 302.5777 | 0 | 0 | 16.02 | 0
15.02. | 22 | 317.4045 |  | 301.4445 | 0 | 0 | 15.96 | 0
15.02. | 23 | 311.4382 |  | 295.7783 | 0 | 0 | 15.66 | 0
15.02. | 24 | 315.018 |  | 299.178 | 0 | 0 | 15.84 | 0
16.02. | 1 | 302.4889 |  | 287.2789 | 0 | 0 | 15.21 | 0
16.02. | 2 | 298.3125 |  | 283.3125 | 0 | 0 | 15 | 0
16.02. | 3 | 295.3294 |  | 280.4794 | 0 | 0 | 14.85 | 0
16.02. | 4 | 295.3294 |  | 280.4794 | 0 | 0 | 14.85 | 0
16.02. | 5 | 293.5395 |  | 278.7795 | 0 | 0 | 14.76 | 0
16.02. | 6 | 295.926 |  | 281.046 | 0 | 0 | 14.88 | 0
16.02. | 7 | 313.8247 |  | 298.0448 | 0 | 0 | 15.78 | 0
16.02. | 8 | 335.8999 |  | 319.0099 | 0 | 0 | 16.89 | 0
16.02. | 9 | 340.6729 |  | 323.5429 | 0 | 0 | 17.13 | 0
16.02. | 10 | 335.3032 |  | 318.4432 | 0 | 0 | 16.86 | 0
16.02. | 11 | 335.3032 |  | 318.4432 | 0 | 0 | 16.86 | 0
16.02. | 12 | 337.0931 |  | 320.1431 | 0 | 0 | 16.95 | 0
16.02. | 13 | 337.0931 |  | 320.1431 | 0 | 0 | 16.95 | 0
16.02. | 14 | 337.6897 |  | 320.7097 | 0 | 0 | 16.98 | 0
16.02. | 15 | 339.4796 |  | 322.4096 | 0 | 0 | 17.07 | 0
16.02. | 16 | 340.0763 |  | 322.9762 | 0 | 0 | 17.1 | 0
16.02. | 17 | 340.0763 |  | 322.9762 | 0 | 0 | 17.1 | 0
16.02. | 18 | 338.2864 |  | 321.2764 | 0 | 0 | 17.01 | 0
16.02. | 19 | 331.7235 |  | 315.0435 | 0 | 0 | 16.68 | 0
16.02. | 20 | 331.1269 |  | 314.4769 | 0 | 0 | 16.65 | 0
16.02. | 21 | 320.9842 |  | 304.8442 | 0 | 0 | 16.14 | 0
16.02. | 22 | 319.791 |  | 303.711 | 0 | 0 | 16.08 | 0
16.02. | 23 | 313.8247 |  | 298.0448 | 0 | 0 | 15.78 | 0
16.02. | 24 | 316.8079 |  | 300.8779 | 0 | 0 | 15.93 | 0
17.02. | 1 | 297.7159 |  | 282.7459 | 0 | 0 | 14.97 | 0
17.02. | 2 | 295.926 |  | 281.046 | 0 | 0 | 14.88 | 0
17.02. | 3 | 293.5395 |  | 278.7795 | 0 | 0 | 14.76 | 0
17.02. | 4 | 291.153 |  | 276.513 | 0 | 0 | 14.64 | 0
17.02. | 5 | 289.9597 |  | 275.3798 | 0 | 0 | 14.58 | 0
17.02. | 6 | 291.153 |  | 276.513 | 0 | 0 | 14.64 | 0
17.02. | 7 | 295.3294 |  | 280.4794 | 0 | 0 | 14.85 | 0
17.02. | 8 | 306.6653 |  | 291.2452 | 0 | 0 | 15.42 | 0
17.02. | 9 | 320.3876 |  | 304.2776 | 0 | 0 | 16.11 | 0
17.02. | 10 | 328.7404 |  | 312.2104 | 0 | 0 | 16.53 | 0
17.02. | 11 | 332.3201 |  | 315.6101 | 0 | 0 | 16.71 | 0
17.02. | 12 | 335.3032 |  | 318.4432 | 0 | 0 | 16.86 | 0
17.02. | 13 | 335.8999 |  | 319.0099 | 0 | 0 | 16.89 | 0
17.02. | 14 | 334.7066 |  | 317.8766 | 0 | 0 | 16.83 | 0
17.02. | 15 | 331.1269 |  | 314.4769 | 0 | 0 | 16.65 | 0
17.02. | 16 | 328.1438 |  | 311.6438 | 0 | 0 | 16.5 | 0
17.02. | 17 | 324.564 |  | 308.244 | 0 | 0 | 16.32 | 0
17.02. | 18 | 324.564 |  | 308.244 | 0 | 0 | 16.32 | 0
17.02. | 19 | 317.4045 |  | 301.4445 | 0 | 0 | 15.96 | 0
17.02. | 20 | 316.2112 |  | 300.3112 | 0 | 0 | 15.9 | 0
17.02. | 21 | 306.0686 |  | 290.6786 | 0 | 0 | 15.39 | 0
17.02. | 22 | 300.1024 |  | 285.0124 | 0 | 0 | 15.09 | 0
17.02. | 23 | 295.3294 |  | 280.4794 | 0 | 0 | 14.85 | 0
17.02. | 24 | 298.3125 |  | 283.3125 | 0 | 0 | 15 | 0
18.02. | 1 | 297.1193 |  | 282.1793 | 0 | 0 | 14.94 | 0
18.02. | 2 | 295.3294 |  | 280.4794 | 0 | 0 | 14.85 | 0
18.02. | 3 | 292.3462 |  | 277.6463 | 0 | 0 | 14.7 | 0
18.02. | 4 | 290.5564 |  | 275.9464 | 0 | 0 | 14.61 | 0
18.02. | 5 | 288.7665 |  | 274.2465 | 0 | 0 | 14.52 | 0
18.02. | 6 | 290.5564 |  | 275.9464 | 0 | 0 | 14.61 | 0
18.02. | 7 | 294.1361 |  | 279.3461 | 0 | 0 | 14.79 | 0
18.02. | 8 | 305.472 |  | 290.112 | 0 | 0 | 15.36 | 0
18.02. | 9 | 319.1944 |  | 303.1444 | 0 | 0 | 16.05 | 0
18.02. | 10 | 327.5471 |  | 311.0771 | 0 | 0 | 16.47 | 0
18.02. | 11 | 331.1269 |  | 314.4769 | 0 | 0 | 16.65 | 0
18.02. | 12 | 334.11 |  | 317.31 | 0 | 0 | 16.8 | 0
18.02. | 13 | 334.7066 |  | 317.8766 | 0 | 0 | 16.83 | 0
18.02. | 14 | 333.5134 |  | 316.7434 | 0 | 0 | 16.77 | 0
18.02. | 15 | 329.9336 |  | 313.3436 | 0 | 0 | 16.59 | 0
18.02. | 16 | 326.9505 |  | 310.5105 | 0 | 0 | 16.44 | 0
18.02. | 17 | 323.3707 |  | 307.1107 | 0 | 0 | 16.26 | 0
18.02. | 18 | 323.3707 |  | 307.1107 | 0 | 0 | 16.26 | 0
18.02. | 19 | 316.2112 |  | 300.3112 | 0 | 0 | 15.9 | 0
18.02. | 20 | 315.018 |  | 299.178 | 0 | 0 | 15.84 | 0
18.02. | 21 | 304.8754 |  | 289.5454 | 0 | 0 | 15.33 | 0
18.02. | 22 | 298.9091 |  | 283.8791 | 0 | 0 | 15.03 | 0
18.02. | 23 | 294.1361 |  | 279.3461 | 0 | 0 | 14.79 | 0
18.02. | 24 | 297.7159 |  | 282.7459 | 0 | 0 | 14.97 | 0
19.02. | 1 | 300.699 |  | 285.579 | 0 | 0 | 15.12 | 0
19.02. | 2 | 296.5226 |  | 281.6126 | 0 | 0 | 14.91 | 0
19.02. | 3 | 293.5395 |  | 278.7795 | 0 | 0 | 14.76 | 0
19.02. | 4 | 293.5395 |  | 278.7795 | 0 | 0 | 14.76 | 0
19.02. | 5 | 291.7496 |  | 277.0796 | 0 | 0 | 14.67 | 0
19.02. | 6 | 294.1361 |  | 279.3461 | 0 | 0 | 14.79 | 0
19.02. | 7 | 312.0349 |  | 296.3449 | 0 | 0 | 15.69 | 0
19.02. | 8 | 334.11 |  | 317.31 | 0 | 0 | 16.8 | 0
19.02. | 9 | 338.2864 |  | 321.2764 | 0 | 0 | 17.01 | 0
19.02. | 10 | 333.5134 |  | 316.7434 | 0 | 0 | 16.77 | 0
19.02. | 11 | 332.9167 |  | 316.1768 | 0 | 0 | 16.74 | 0
19.02. | 12 | 334.7066 |  | 317.8766 | 0 | 0 | 16.83 | 0
19.02. | 13 | 335.3032 |  | 318.4432 | 0 | 0 | 16.86 | 0
19.02. | 14 | 335.8999 |  | 319.0099 | 0 | 0 | 16.89 | 0
19.02. | 15 | 337.6897 |  | 320.7097 | 0 | 0 | 16.98 | 0
19.02. | 16 | 338.2864 |  | 321.2764 | 0 | 0 | 17.01 | 0
19.02. | 17 | 337.6897 |  | 320.7097 | 0 | 0 | 16.98 | 0
19.02. | 18 | 335.8999 |  | 319.0099 | 0 | 0 | 16.89 | 0
19.02. | 19 | 329.9336 |  | 313.3436 | 0 | 0 | 16.59 | 0
19.02. | 20 | 329.337 |  | 312.777 | 0 | 0 | 16.56 | 0
19.02. | 21 | 319.1944 |  | 303.1444 | 0 | 0 | 16.05 | 0
19.02. | 22 | 318.0011 |  | 302.0111 | 0 | 0 | 15.99 | 0
19.02. | 23 | 312.0349 |  | 296.3449 | 0 | 0 | 15.69 | 0
19.02. | 24 | 315.018 |  | 299.178 | 0 | 0 | 15.84 | 0
20.02. | 1 | 298.3125 |  | 283.3125 | 0 | 0 | 15 | 0
20.02. | 2 | 294.7328 |  | 279.9128 | 0 | 0 | 14.82 | 0
20.02. | 3 | 291.7496 |  | 277.0796 | 0 | 0 | 14.67 | 0
20.02. | 4 | 291.7496 |  | 277.0796 | 0 | 0 | 14.67 | 0
20.02. | 5 | 289.3631 |  | 274.8131 | 0 | 0 | 14.55 | 0
20.02. | 6 | 292.3462 |  | 277.6463 | 0 | 0 | 14.7 | 0
20.02. | 7 | 309.6484 |  | 294.0784 | 0 | 0 | 15.57 | 0
20.02. | 8 | 331.7235 |  | 315.0435 | 0 | 0 | 16.68 | 0
20.02. | 9 | 335.8999 |  | 319.0099 | 0 | 0 | 16.89 | 0
20.02. | 10 | 331.1269 |  | 314.4769 | 0 | 0 | 16.65 | 0
20.02. | 11 | 331.1269 |  | 314.4769 | 0 | 0 | 16.65 | 0
20.02. | 12 | 332.3201 |  | 315.6101 | 0 | 0 | 16.71 | 0
20.02. | 13 | 332.9167 |  | 316.1768 | 0 | 0 | 16.74 | 0
20.02. | 14 | 333.5134 |  | 316.7434 | 0 | 0 | 16.77 | 0
20.02. | 15 | 335.3032 |  | 318.4432 | 0 | 0 | 16.86 | 0
20.02. | 16 | 335.8999 |  | 319.0099 | 0 | 0 | 16.89 | 0
20.02. | 17 | 335.3032 |  | 318.4432 | 0 | 0 | 16.86 | 0
20.02. | 18 | 333.5134 |  | 316.7434 | 0 | 0 | 16.77 | 0
20.02. | 19 | 327.5471 |  | 311.0771 | 0 | 0 | 16.47 | 0
20.02. | 20 | 326.9505 |  | 310.5105 | 0 | 0 | 16.44 | 0
20.02. | 21 | 316.8079 |  | 300.8779 | 0 | 0 | 15.93 | 0
20.02. | 22 | 315.6146 |  | 299.7446 | 0 | 0 | 15.87 | 0
20.02. | 23 | 309.6484 |  | 294.0784 | 0 | 0 | 15.57 | 0
20.02. | 24 | 312.6315 |  | 296.9115 | 0 | 0 | 15.72 | 0
21.02. | 1 | 299.5057 |  | 284.4457 | 0 | 0 | 15.06 | 0
21.02. | 2 | 295.3294 |  | 280.4794 | 0 | 0 | 14.85 | 0
21.02. | 3 | 292.3462 |  | 277.6463 | 0 | 0 | 14.7 | 0
21.02. | 4 | 292.3462 |  | 277.6463 | 0 | 0 | 14.7 | 0
21.02. | 5 | 290.5564 |  | 275.9464 | 0 | 0 | 14.61 | 0
21.02. | 6 | 292.9429 |  | 278.2129 | 0 | 0 | 14.73 | 0
21.02. | 7 | 310.8416 |  | 295.2116 | 0 | 0 | 15.63 | 0
21.02. | 8 | 332.3201 |  | 315.6101 | 0 | 0 | 16.71 | 0
21.02. | 9 | 337.0931 |  | 320.1431 | 0 | 0 | 16.95 | 0
21.02. | 10 | 332.3201 |  | 315.6101 | 0 | 0 | 16.71 | 0
21.02. | 11 | 331.7235 |  | 315.0435 | 0 | 0 | 16.68 | 0
21.02. | 12 | 333.5134 |  | 316.7434 | 0 | 0 | 16.77 | 0
21.02. | 13 | 334.11 |  | 317.31 | 0 | 0 | 16.8 | 0
21.02. | 14 | 334.7066 |  | 317.8766 | 0 | 0 | 16.83 | 0
21.02. | 15 | 335.8999 |  | 319.0099 | 0 | 0 | 16.89 | 0
21.02. | 16 | 336.4965 |  | 319.5765 | 0 | 0 | 16.92 | 0
21.02. | 17 | 336.4965 |  | 319.5765 | 0 | 0 | 16.92 | 0
21.02. | 18 | 334.7066 |  | 317.8766 | 0 | 0 | 16.83 | 0
21.02. | 19 | 328.7404 |  | 312.2104 | 0 | 0 | 16.53 | 0
21.02. | 20 | 328.1438 |  | 311.6438 | 0 | 0 | 16.5 | 0
21.02. | 21 | 318.0011 |  | 302.0111 | 0 | 0 | 15.99 | 0
21.02. | 22 | 316.8079 |  | 300.8779 | 0 | 0 | 15.93 | 0
21.02. | 23 | 310.8416 |  | 295.2116 | 0 | 0 | 15.63 | 0
21.02. | 24 | 313.8247 |  | 298.0448 | 0 | 0 | 15.78 | 0
22.02. | 1 | 298.9091 |  | 283.8791 | 0 | 0 | 15.03 | 0
22.02. | 2 | 294.7328 |  | 279.9128 | 0 | 0 | 14.82 | 0
22.02. | 3 | 292.3462 |  | 277.6463 | 0 | 0 | 14.7 | 0
22.02. | 4 | 292.3462 |  | 277.6463 | 0 | 0 | 14.7 | 0
22.02. | 5 | 289.9597 |  | 275.3798 | 0 | 0 | 14.58 | 0
22.02. | 6 | 292.9429 |  | 278.2129 | 0 | 0 | 14.73 | 0
22.02. | 7 | 310.245 |  | 294.645 | 0 | 0 | 15.6 | 0
22.02. | 8 | 332.3201 |  | 315.6101 | 0 | 0 | 16.71 | 0
22.02. | 9 | 336.4965 |  | 319.5765 | 0 | 0 | 16.92 | 0
22.02. | 10 | 331.7235 |  | 315.0435 | 0 | 0 | 16.68 | 0
22.02. | 11 | 331.7235 |  | 315.0435 | 0 | 0 | 16.68 | 0
22.02. | 12 | 333.5134 |  | 316.7434 | 0 | 0 | 16.77 | 0
22.02. | 13 | 333.5134 |  | 316.7434 | 0 | 0 | 16.77 | 0
22.02. | 14 | 334.11 |  | 317.31 | 0 | 0 | 16.8 | 0
22.02. | 15 | 335.8999 |  | 319.0099 | 0 | 0 | 16.89 | 0
22.02. | 16 | 336.4965 |  | 319.5765 | 0 | 0 | 16.92 | 0
22.02. | 17 | 336.4965 |  | 319.5765 | 0 | 0 | 16.92 | 0
22.02. | 18 | 334.7066 |  | 317.8766 | 0 | 0 | 16.83 | 0
22.02. | 19 | 328.1438 |  | 311.6438 | 0 | 0 | 16.5 | 0
22.02. | 20 | 327.5471 |  | 311.0771 | 0 | 0 | 16.47 | 0
22.02. | 21 | 317.4045 |  | 301.4445 | 0 | 0 | 15.96 | 0
22.02. | 22 | 316.2112 |  | 300.3112 | 0 | 0 | 15.9 | 0
22.02. | 23 | 310.245 |  | 294.645 | 0 | 0 | 15.6 | 0
22.02. | 24 | 313.8247 |  | 298.0448 | 0 | 0 | 15.78 | 0
23.02. | 1 | 297.1193 |  | 282.1793 | 0 | 0 | 14.94 | 0
23.02. | 2 | 292.9429 |  | 278.2129 | 0 | 0 | 14.73 | 0
23.02. | 3 | 289.9597 |  | 275.3798 | 0 | 0 | 14.58 | 0
23.02. | 4 | 290.5564 |  | 275.9464 | 0 | 0 | 14.61 | 0
23.02. | 5 | 288.1699 |  | 273.6799 | 0 | 0 | 14.49 | 0
23.02. | 6 | 290.5564 |  | 275.9464 | 0 | 0 | 14.61 | 0
23.02. | 7 | 308.4551 |  | 292.9451 | 0 | 0 | 15.51 | 0
23.02. | 8 | 329.9336 |  | 313.3436 | 0 | 0 | 16.59 | 0
23.02. | 9 | 334.11 |  | 317.31 | 0 | 0 | 16.8 | 0
23.02. | 10 | 329.9336 |  | 313.3436 | 0 | 0 | 16.59 | 0
23.02. | 11 | 329.337 |  | 312.777 | 0 | 0 | 16.56 | 0
23.02. | 12 | 331.1269 |  | 314.4769 | 0 | 0 | 16.65 | 0
23.02. | 13 | 331.1269 |  | 314.4769 | 0 | 0 | 16.65 | 0
23.02. | 14 | 331.7235 |  | 315.0435 | 0 | 0 | 16.68 | 0
23.02. | 15 | 333.5134 |  | 316.7434 | 0 | 0 | 16.77 | 0
23.02. | 16 | 334.11 |  | 317.31 | 0 | 0 | 16.8 | 0
23.02. | 17 | 334.11 |  | 317.31 | 0 | 0 | 16.8 | 0
23.02. | 18 | 332.3201 |  | 315.6101 | 0 | 0 | 16.71 | 0
23.02. | 19 | 326.3539 |  | 309.9439 | 0 | 0 | 16.41 | 0
23.02. | 20 | 325.7572 |  | 309.3773 | 0 | 0 | 16.38 | 0
23.02. | 21 | 315.6146 |  | 299.7446 | 0 | 0 | 15.87 | 0
23.02. | 22 | 314.4214 |  | 298.6114 | 0 | 0 | 15.81 | 0
23.02. | 23 | 308.4551 |  | 292.9451 | 0 | 0 | 15.51 | 0
23.02. | 24 | 311.4382 |  | 295.7783 | 0 | 0 | 15.66 | 0
24.02. | 1 | 288.1699 |  | 273.6799 | 0 | 0 | 14.49 | 0
24.02. | 2 | 286.38 |  | 271.98 | 0 | 0 | 14.4 | 0
24.02. | 3 | 283.9935 |  | 269.7135 | 0 | 0 | 14.28 | 0
24.02. | 4 | 281.607 |  | 267.447 | 0 | 0 | 14.16 | 0
24.02. | 5 | 280.4138 |  | 266.3138 | 0 | 0 | 14.1 | 0
24.02. | 6 | 281.607 |  | 267.447 | 0 | 0 | 14.16 | 0
24.02. | 7 | 285.7834 |  | 271.4134 | 0 | 0 | 14.37 | 0
24.02. | 8 | 296.5226 |  | 281.6126 | 0 | 0 | 14.91 | 0
24.02. | 9 | 309.6484 |  | 294.0784 | 0 | 0 | 15.57 | 0
24.02. | 10 | 318.0011 |  | 302.0111 | 0 | 0 | 15.99 | 0
24.02. | 11 | 320.9842 |  | 304.8442 | 0 | 0 | 16.14 | 0
24.02. | 12 | 324.564 |  | 308.244 | 0 | 0 | 16.32 | 0
24.02. | 13 | 324.564 |  | 308.244 | 0 | 0 | 16.32 | 0
24.02. | 14 | 323.9674 |  | 307.6774 | 0 | 0 | 16.29 | 0
24.02. | 15 | 320.3876 |  | 304.2776 | 0 | 0 | 16.11 | 0
24.02. | 16 | 317.4045 |  | 301.4445 | 0 | 0 | 15.96 | 0
24.02. | 17 | 314.4214 |  | 298.6114 | 0 | 0 | 15.81 | 0
24.02. | 18 | 313.8247 |  | 298.0448 | 0 | 0 | 15.78 | 0
24.02. | 19 | 306.6653 |  | 291.2452 | 0 | 0 | 15.42 | 0
24.02. | 20 | 306.0686 |  | 290.6786 | 0 | 0 | 15.39 | 0
24.02. | 21 | 295.926 |  | 281.046 | 0 | 0 | 14.88 | 0
24.02. | 22 | 289.9597 |  | 275.3798 | 0 | 0 | 14.58 | 0
24.02. | 23 | 285.7834 |  | 271.4134 | 0 | 0 | 14.37 | 0
24.02. | 24 | 288.7665 |  | 274.2465 | 0 | 0 | 14.52 | 0
25.02. | 1 | 288.1699 |  | 273.6799 | 0 | 0 | 14.49 | 0
25.02. | 2 | 286.38 |  | 271.98 | 0 | 0 | 14.4 | 0
25.02. | 3 | 283.9935 |  | 269.7135 | 0 | 0 | 14.28 | 0
25.02. | 4 | 281.607 |  | 267.447 | 0 | 0 | 14.16 | 0
25.02. | 5 | 280.4138 |  | 266.3138 | 0 | 0 | 14.1 | 0
25.02. | 6 | 281.607 |  | 267.447 | 0 | 0 | 14.16 | 0
25.02. | 7 | 285.7834 |  | 271.4134 | 0 | 0 | 14.37 | 0
25.02. | 8 | 296.5226 |  | 281.6126 | 0 | 0 | 14.91 | 0
25.02. | 9 | 309.6484 |  | 294.0784 | 0 | 0 | 15.57 | 0
25.02. | 10 | 318.0011 |  | 302.0111 | 0 | 0 | 15.99 | 0
25.02. | 11 | 320.9842 |  | 304.8442 | 0 | 0 | 16.14 | 0
25.02. | 12 | 323.9674 |  | 307.6774 | 0 | 0 | 16.29 | 0
25.02. | 13 | 324.564 |  | 308.244 | 0 | 0 | 16.32 | 0
25.02. | 14 | 323.9674 |  | 307.6774 | 0 | 0 | 16.29 | 0
25.02. | 15 | 319.791 |  | 303.711 | 0 | 0 | 16.08 | 0
25.02. | 16 | 317.4045 |  | 301.4445 | 0 | 0 | 15.96 | 0
25.02. | 17 | 313.8247 |  | 298.0448 | 0 | 0 | 15.78 | 0
25.02. | 18 | 313.8247 |  | 298.0448 | 0 | 0 | 15.78 | 0
25.02. | 19 | 306.6653 |  | 291.2452 | 0 | 0 | 15.42 | 0
25.02. | 20 | 306.0686 |  | 290.6786 | 0 | 0 | 15.39 | 0
25.02. | 21 | 295.926 |  | 281.046 | 0 | 0 | 14.88 | 0
25.02. | 22 | 289.9597 |  | 275.3798 | 0 | 0 | 14.58 | 0
25.02. | 23 | 285.1868 |  | 270.8467 | 0 | 0 | 14.34 | 0
25.02. | 24 | 288.7665 |  | 274.2465 | 0 | 0 | 14.52 | 0
26.02. | 1 | 291.153 |  | 276.513 | 0 | 0 | 14.64 | 0
26.02. | 2 | 286.9766 |  | 272.5466 | 0 | 0 | 14.43 | 0
26.02. | 3 | 283.9935 |  | 269.7135 | 0 | 0 | 14.28 | 0
26.02. | 4 | 283.9935 |  | 269.7135 | 0 | 0 | 14.28 | 0
26.02. | 5 | 282.2036 |  | 268.0136 | 0 | 0 | 14.19 | 0
26.02. | 6 | 284.5901 |  | 270.2801 | 0 | 0 | 14.31 | 0
26.02. | 7 | 301.8922 |  | 286.7122 | 0 | 0 | 15.18 | 0
26.02. | 8 | 322.7741 |  | 306.5441 | 0 | 0 | 16.23 | 0
26.02. | 9 | 327.5471 |  | 311.0771 | 0 | 0 | 16.47 | 0
26.02. | 10 | 322.7741 |  | 306.5441 | 0 | 0 | 16.23 | 0
26.02. | 11 | 322.1775 |  | 305.9775 | 0 | 0 | 16.2 | 0
26.02. | 12 | 323.9674 |  | 307.6774 | 0 | 0 | 16.29 | 0
26.02. | 13 | 324.564 |  | 308.244 | 0 | 0 | 16.32 | 0
26.02. | 14 | 325.1606 |  | 308.8106 | 0 | 0 | 16.35 | 0
26.02. | 15 | 326.3539 |  | 309.9439 | 0 | 0 | 16.41 | 0
26.02. | 16 | 326.9505 |  | 310.5105 | 0 | 0 | 16.44 | 0
26.02. | 17 | 326.9505 |  | 310.5105 | 0 | 0 | 16.44 | 0
26.02. | 18 | 325.1606 |  | 308.8106 | 0 | 0 | 16.35 | 0
26.02. | 19 | 319.1944 |  | 303.1444 | 0 | 0 | 16.05 | 0
26.02. | 20 | 318.5978 |  | 302.5777 | 0 | 0 | 16.02 | 0
26.02. | 21 | 308.4551 |  | 292.9451 | 0 | 0 | 15.51 | 0
26.02. | 22 | 307.8585 |  | 292.3785 | 0 | 0 | 15.48 | 0
26.02. | 23 | 301.8922 |  | 286.7122 | 0 | 0 | 15.18 | 0
26.02. | 24 | 304.8754 |  | 289.5454 | 0 | 0 | 15.33 | 0
27.02. | 1 | 292.3462 |  | 277.6463 | 0 | 0 | 14.7 | 0
27.02. | 2 | 288.1699 |  | 273.6799 | 0 | 0 | 14.49 | 0
27.02. | 3 | 285.1868 |  | 270.8467 | 0 | 0 | 14.34 | 0
27.02. | 4 | 285.7834 |  | 271.4134 | 0 | 0 | 14.37 | 0
27.02. | 5 | 283.3969 |  | 269.1469 | 0 | 0 | 14.25 | 0
27.02. | 6 | 285.7834 |  | 271.4134 | 0 | 0 | 14.37 | 0
27.02. | 7 | 303.0855 |  | 287.8455 | 0 | 0 | 15.24 | 0
27.02. | 8 | 324.564 |  | 308.244 | 0 | 0 | 16.32 | 0
27.02. | 9 | 328.7404 |  | 312.2104 | 0 | 0 | 16.53 | 0
27.02. | 10 | 323.9674 |  | 307.6774 | 0 | 0 | 16.29 | 0
27.02. | 11 | 323.9674 |  | 307.6774 | 0 | 0 | 16.29 | 0
27.02. | 12 | 325.7572 |  | 309.3773 | 0 | 0 | 16.38 | 0
27.02. | 13 | 325.7572 |  | 309.3773 | 0 | 0 | 16.38 | 0
27.02. | 14 | 326.3539 |  | 309.9439 | 0 | 0 | 16.41 | 0
27.02. | 15 | 328.1438 |  | 311.6438 | 0 | 0 | 16.5 | 0
27.02. | 16 | 328.7404 |  | 312.2104 | 0 | 0 | 16.53 | 0
27.02. | 17 | 328.7404 |  | 312.2104 | 0 | 0 | 16.53 | 0
27.02. | 18 | 326.9505 |  | 310.5105 | 0 | 0 | 16.44 | 0
27.02. | 19 | 320.9842 |  | 304.8442 | 0 | 0 | 16.14 | 0
27.02. | 20 | 320.3876 |  | 304.2776 | 0 | 0 | 16.11 | 0
27.02. | 21 | 310.245 |  | 294.645 | 0 | 0 | 15.6 | 0
27.02. | 22 | 309.0518 |  | 293.5118 | 0 | 0 | 15.54 | 0
27.02. | 23 | 303.0855 |  | 287.8455 | 0 | 0 | 15.24 | 0
27.02. | 24 | 306.0686 |  | 290.6786 | 0 | 0 | 15.39 | 0
28.02. | 1 | 290.5564 |  | 275.9464 | 0 | 0 | 14.61 | 0
28.02. | 2 | 286.38 |  | 271.98 | 0 | 0 | 14.4 | 0
28.02. | 3 | 283.3969 |  | 269.1469 | 0 | 0 | 14.25 | 0
28.02. | 4 | 283.9935 |  | 269.7135 | 0 | 0 | 14.28 | 0
28.02. | 5 | 281.607 |  | 267.447 | 0 | 0 | 14.16 | 0
28.02. | 6 | 283.9935 |  | 269.7135 | 0 | 0 | 14.28 | 0
28.02. | 7 | 301.2956 |  | 286.1456 | 0 | 0 | 15.15 | 0
28.02. | 8 | 322.7741 |  | 306.5441 | 0 | 0 | 16.23 | 0
28.02. | 9 | 326.9505 |  | 310.5105 | 0 | 0 | 16.44 | 0
28.02. | 10 | 322.1775 |  | 305.9775 | 0 | 0 | 16.2 | 0
28.02. | 11 | 322.1775 |  | 305.9775 | 0 | 0 | 16.2 | 0
28.02. | 12 | 323.3707 |  | 307.1107 | 0 | 0 | 16.26 | 0
28.02. | 13 | 323.9674 |  | 307.6774 | 0 | 0 | 16.29 | 0
28.02. | 14 | 324.564 |  | 308.244 | 0 | 0 | 16.32 | 0
28.02. | 15 | 325.7572 |  | 309.3773 | 0 | 0 | 16.38 | 0
28.02. | 16 | 326.3539 |  | 309.9439 | 0 | 0 | 16.41 | 0
28.02. | 17 | 326.3539 |  | 309.9439 | 0 | 0 | 16.41 | 0
28.02. | 18 | 324.564 |  | 308.244 | 0 | 0 | 16.32 | 0
28.02. | 19 | 318.5978 |  | 302.5777 | 0 | 0 | 16.02 | 0
28.02. | 20 | 318.0011 |  | 302.0111 | 0 | 0 | 15.99 | 0
28.02. | 21 | 308.4551 |  | 292.9451 | 0 | 0 | 15.51 | 0
28.02. | 22 | 307.2619 |  | 291.8119 | 0 | 0 | 15.45 | 0
28.02. | 23 | 301.2956 |  | 286.1456 | 0 | 0 | 15.15 | 0
28.02. | 24 | 304.2788 |  | 288.9787 | 0 | 0 | 15.3 | 0
01.03. | 1 | 283.3969 |  | 269.1469 | 0 | 0 | 14.25 | 0
01.03. | 2 | 276.834 |  | 262.914 | 0 | 0 | 13.92 | 0
01.03. | 3 | 276.834 |  | 262.914 | 0 | 0 | 13.92 | 0
01.03. | 4 | 282.2036 |  | 268.0136 | 0 | 0 | 14.19 | 0
01.03. | 5 | 286.9766 |  | 272.5466 | 0 | 0 | 14.43 | 0
01.03. | 6 | 298.3125 |  | 283.3125 | 0 | 0 | 15 | 0
01.03. | 7 | 320.9842 |  | 304.8442 | 0 | 0 | 16.14 | 0
01.03. | 8 | 343.0594 |  | 325.8094 | 0 | 0 | 17.25 | 0
01.03. | 9 | 341.2695 |  | 324.1095 | 0 | 0 | 17.16 | 0
01.03. | 10 | 335.8999 |  | 319.0099 | 0 | 0 | 16.89 | 0
01.03. | 11 | 332.3201 |  | 315.6101 | 0 | 0 | 16.71 | 0
01.03. | 12 | 329.9336 |  | 313.3436 | 0 | 0 | 16.59 | 0
01.03. | 13 | 329.9336 |  | 313.3436 | 0 | 0 | 16.59 | 0
01.03. | 14 | 329.337 |  | 312.777 | 0 | 0 | 16.56 | 0
01.03. | 15 | 328.1438 |  | 311.6438 | 0 | 0 | 16.5 | 0
01.03. | 16 | 328.1438 |  | 311.6438 | 0 | 0 | 16.5 | 0
01.03. | 17 | 328.1438 |  | 311.6438 | 0 | 0 | 16.5 | 0
01.03. | 18 | 329.9336 |  | 313.3436 | 0 | 0 | 16.59 | 0
01.03. | 19 | 328.1438 |  | 311.6438 | 0 | 0 | 16.5 | 0
01.03. | 20 | 323.9674 |  | 307.6774 | 0 | 0 | 16.29 | 0
01.03. | 21 | 318.0011 |  | 302.0111 | 0 | 0 | 15.99 | 0
01.03. | 22 | 306.0686 |  | 290.6786 | 0 | 0 | 15.39 | 0
01.03. | 23 | 300.1024 |  | 285.0124 | 0 | 0 | 15.09 | 0
01.03. | 24 | 294.7328 |  | 279.9128 | 0 | 0 | 14.82 | 0
02.03. | 1 | 283.9935 |  | 269.7135 | 0 | 0 | 14.28 | 0
02.03. | 2 | 277.4306 |  | 263.4806 | 0 | 0 | 13.95 | 0
02.03. | 3 | 276.834 |  | 262.914 | 0 | 0 | 13.92 | 0
02.03. | 4 | 282.8003 |  | 268.5802 | 0 | 0 | 14.22 | 0
02.03. | 5 | 286.9766 |  | 272.5466 | 0 | 0 | 14.43 | 0
02.03. | 6 | 298.3125 |  | 283.3125 | 0 | 0 | 15 | 0
02.03. | 7 | 321.5809 |  | 305.4109 | 0 | 0 | 16.17 | 0
02.03. | 8 | 343.656 |  | 326.376 | 0 | 0 | 17.28 | 0
02.03. | 9 | 341.8661 |  | 324.6761 | 0 | 0 | 17.19 | 0
02.03. | 10 | 336.4965 |  | 319.5765 | 0 | 0 | 16.92 | 0
02.03. | 11 | 332.3201 |  | 315.6101 | 0 | 0 | 16.71 | 0
02.03. | 12 | 330.5303 |  | 313.9103 | 0 | 0 | 16.62 | 0
02.03. | 13 | 330.5303 |  | 313.9103 | 0 | 0 | 16.62 | 0
02.03. | 14 | 329.9336 |  | 313.3436 | 0 | 0 | 16.59 | 0
02.03. | 15 | 328.7404 |  | 312.2104 | 0 | 0 | 16.53 | 0
02.03. | 16 | 328.1438 |  | 311.6438 | 0 | 0 | 16.5 | 0
02.03. | 17 | 328.1438 |  | 311.6438 | 0 | 0 | 16.5 | 0
02.03. | 18 | 329.9336 |  | 313.3436 | 0 | 0 | 16.59 | 0
02.03. | 19 | 328.7404 |  | 312.2104 | 0 | 0 | 16.53 | 0
02.03. | 20 | 324.564 |  | 308.244 | 0 | 0 | 16.32 | 0
02.03. | 21 | 318.0011 |  | 302.0111 | 0 | 0 | 15.99 | 0
02.03. | 22 | 306.6653 |  | 291.2452 | 0 | 0 | 15.42 | 0
02.03. | 23 | 300.1024 |  | 285.0124 | 0 | 0 | 15.09 | 0
02.03. | 24 | 295.3294 |  | 280.4794 | 0 | 0 | 14.85 | 0
03.03. | 1 | 271.4644 |  | 257.8144 | 0 | 0 | 13.65 | 0
03.03. | 2 | 270.2711 |  | 256.6811 | 0 | 0 | 13.59 | 0
03.03. | 3 | 272.6576 |  | 258.9476 | 0 | 0 | 13.71 | 0
03.03. | 4 | 276.834 |  | 262.914 | 0 | 0 | 13.92 | 0
03.03. | 5 | 279.8171 |  | 265.7471 | 0 | 0 | 14.07 | 0
03.03. | 6 | 288.7665 |  | 274.2465 | 0 | 0 | 14.52 | 0
03.03. | 7 | 300.1024 |  | 285.0124 | 0 | 0 | 15.09 | 0
03.03. | 8 | 319.791 |  | 303.711 | 0 | 0 | 16.08 | 0
03.03. | 9 | 329.337 |  | 312.777 | 0 | 0 | 16.56 | 0
03.03. | 10 | 331.7235 |  | 315.0435 | 0 | 0 | 16.68 | 0
03.03. | 11 | 329.9336 |  | 313.3436 | 0 | 0 | 16.59 | 0
03.03. | 12 | 325.7572 |  | 309.3773 | 0 | 0 | 16.38 | 0
03.03. | 13 | 325.7572 |  | 309.3773 | 0 | 0 | 16.38 | 0
03.03. | 14 | 327.5471 |  | 311.0771 | 0 | 0 | 16.47 | 0
03.03. | 15 | 317.4045 |  | 301.4445 | 0 | 0 | 15.96 | 0
03.03. | 16 | 307.8585 |  | 292.3785 | 0 | 0 | 15.48 | 0
03.03. | 17 | 307.2619 |  | 291.8119 | 0 | 0 | 15.45 | 0
03.03. | 18 | 312.0349 |  | 296.3449 | 0 | 0 | 15.69 | 0
03.03. | 19 | 312.6315 |  | 296.9115 | 0 | 0 | 15.72 | 0
03.03. | 20 | 313.2281 |  | 297.4781 | 0 | 0 | 15.75 | 0
03.03. | 21 | 307.2619 |  | 291.8119 | 0 | 0 | 15.45 | 0
03.03. | 22 | 294.1361 |  | 279.3461 | 0 | 0 | 14.79 | 0
03.03. | 23 | 294.7328 |  | 279.9128 | 0 | 0 | 14.82 | 0
03.03. | 24 | 294.1361 |  | 279.3461 | 0 | 0 | 14.79 | 0
04.03. | 1 | 270.8678 |  | 257.2477 | 0 | 0 | 13.62 | 0
04.03. | 2 | 269.0779 |  | 255.5479 | 0 | 0 | 13.53 | 0
04.03. | 3 | 272.061 |  | 258.381 | 0 | 0 | 13.68 | 0
04.03. | 4 | 275.6408 |  | 261.7808 | 0 | 0 | 13.86 | 0
04.03. | 5 | 278.6239 |  | 264.6139 | 0 | 0 | 14.01 | 0
04.03. | 6 | 287.5732 |  | 273.1132 | 0 | 0 | 14.46 | 0
04.03. | 7 | 298.9091 |  | 283.8791 | 0 | 0 | 15.03 | 0
04.03. | 8 | 318.5978 |  | 302.5777 | 0 | 0 | 16.02 | 0
04.03. | 9 | 328.1438 |  | 311.6438 | 0 | 0 | 16.5 | 0
04.03. | 10 | 330.5303 |  | 313.9103 | 0 | 0 | 16.62 | 0
04.03. | 11 | 328.7404 |  | 312.2104 | 0 | 0 | 16.53 | 0
04.03. | 12 | 324.564 |  | 308.244 | 0 | 0 | 16.32 | 0
04.03. | 13 | 324.564 |  | 308.244 | 0 | 0 | 16.32 | 0
04.03. | 14 | 326.3539 |  | 309.9439 | 0 | 0 | 16.41 | 0
04.03. | 15 | 316.2112 |  | 300.3112 | 0 | 0 | 15.9 | 0
04.03. | 16 | 307.2619 |  | 291.8119 | 0 | 0 | 15.45 | 0
04.03. | 17 | 306.0686 |  | 290.6786 | 0 | 0 | 15.39 | 0
04.03. | 18 | 310.8416 |  | 295.2116 | 0 | 0 | 15.63 | 0
04.03. | 19 | 311.4382 |  | 295.7783 | 0 | 0 | 15.66 | 0
04.03. | 20 | 312.0349 |  | 296.3449 | 0 | 0 | 15.69 | 0
04.03. | 21 | 306.6653 |  | 291.2452 | 0 | 0 | 15.42 | 0
04.03. | 22 | 292.9429 |  | 278.2129 | 0 | 0 | 14.73 | 0
04.03. | 23 | 294.1361 |  | 279.3461 | 0 | 0 | 14.79 | 0
04.03. | 24 | 292.9429 |  | 278.2129 | 0 | 0 | 14.73 | 0
05.03. | 1 | 285.1868 |  | 270.8467 | 0 | 0 | 14.34 | 0
05.03. | 2 | 278.6239 |  | 264.6139 | 0 | 0 | 14.01 | 0
05.03. | 3 | 278.6239 |  | 264.6139 | 0 | 0 | 14.01 | 0
05.03. | 4 | 283.9935 |  | 269.7135 | 0 | 0 | 14.28 | 0
05.03. | 5 | 288.7665 |  | 274.2465 | 0 | 0 | 14.52 | 0
05.03. | 6 | 300.1024 |  | 285.0124 | 0 | 0 | 15.09 | 0
05.03. | 7 | 322.7741 |  | 306.5441 | 0 | 0 | 16.23 | 0
05.03. | 8 | 345.4459 |  | 328.0759 | 0 | 0 | 17.37 | 0
05.03. | 9 | 343.656 |  | 326.376 | 0 | 0 | 17.28 | 0
05.03. | 10 | 337.6897 |  | 320.7097 | 0 | 0 | 16.98 | 0
05.03. | 11 | 334.11 |  | 317.31 | 0 | 0 | 16.8 | 0
05.03. | 12 | 331.7235 |  | 315.0435 | 0 | 0 | 16.68 | 0
05.03. | 13 | 331.7235 |  | 315.0435 | 0 | 0 | 16.68 | 0
05.03. | 14 | 331.7235 |  | 315.0435 | 0 | 0 | 16.68 | 0
05.03. | 15 | 330.5303 |  | 313.9103 | 0 | 0 | 16.62 | 0
05.03. | 16 | 329.9336 |  | 313.3436 | 0 | 0 | 16.59 | 0
05.03. | 17 | 329.9336 |  | 313.3436 | 0 | 0 | 16.59 | 0
05.03. | 18 | 331.7235 |  | 315.0435 | 0 | 0 | 16.68 | 0
05.03. | 19 | 330.5303 |  | 313.9103 | 0 | 0 | 16.62 | 0
05.03. | 20 | 326.3539 |  | 309.9439 | 0 | 0 | 16.41 | 0
05.03. | 21 | 319.791 |  | 303.711 | 0 | 0 | 16.08 | 0
05.03. | 22 | 307.8585 |  | 292.3785 | 0 | 0 | 15.48 | 0
05.03. | 23 | 301.8922 |  | 286.7122 | 0 | 0 | 15.18 | 0
05.03. | 24 | 296.5226 |  | 281.6126 | 0 | 0 | 14.91 | 0
06.03. | 1 | 282.2036 |  | 268.0136 | 0 | 0 | 14.19 | 0
06.03. | 2 | 275.6408 |  | 261.7808 | 0 | 0 | 13.86 | 0
06.03. | 3 | 275.6408 |  | 261.7808 | 0 | 0 | 13.86 | 0
06.03. | 4 | 281.0104 |  | 266.8804 | 0 | 0 | 14.13 | 0
06.03. | 5 | 285.7834 |  | 271.4134 | 0 | 0 | 14.37 | 0
06.03. | 6 | 297.1193 |  | 282.1793 | 0 | 0 | 14.94 | 0
06.03. | 7 | 319.791 |  | 303.711 | 0 | 0 | 16.08 | 0
06.03. | 8 | 341.8661 |  | 324.6761 | 0 | 0 | 17.19 | 0
06.03. | 9 | 340.0763 |  | 322.9762 | 0 | 0 | 17.1 | 0
06.03. | 10 | 334.7066 |  | 317.8766 | 0 | 0 | 16.83 | 0
06.03. | 11 | 331.1269 |  | 314.4769 | 0 | 0 | 16.65 | 0
06.03. | 12 | 328.7404 |  | 312.2104 | 0 | 0 | 16.53 | 0
06.03. | 13 | 328.7404 |  | 312.2104 | 0 | 0 | 16.53 | 0
06.03. | 14 | 328.1438 |  | 311.6438 | 0 | 0 | 16.5 | 0
06.03. | 15 | 326.9505 |  | 310.5105 | 0 | 0 | 16.44 | 0
06.03. | 16 | 326.9505 |  | 310.5105 | 0 | 0 | 16.44 | 0
06.03. | 17 | 326.9505 |  | 310.5105 | 0 | 0 | 16.44 | 0
06.03. | 18 | 328.7404 |  | 312.2104 | 0 | 0 | 16.53 | 0
06.03. | 19 | 326.9505 |  | 310.5105 | 0 | 0 | 16.44 | 0
06.03. | 20 | 322.7741 |  | 306.5441 | 0 | 0 | 16.23 | 0
06.03. | 21 | 316.8079 |  | 300.8779 | 0 | 0 | 15.93 | 0
06.03. | 22 | 304.8754 |  | 289.5454 | 0 | 0 | 15.33 | 0
06.03. | 23 | 298.9091 |  | 283.8791 | 0 | 0 | 15.03 | 0
06.03. | 24 | 293.5395 |  | 278.7795 | 0 | 0 | 14.76 | 0
07.03. | 1 | 279.8171 |  | 265.7471 | 0 | 0 | 14.07 | 0
07.03. | 2 | 273.2543 |  | 259.5143 | 0 | 0 | 13.74 | 0
07.03. | 3 | 273.2543 |  | 259.5143 | 0 | 0 | 13.74 | 0
07.03. | 4 | 278.6239 |  | 264.6139 | 0 | 0 | 14.01 | 0
07.03. | 5 | 282.8003 |  | 268.5802 | 0 | 0 | 14.22 | 0
07.03. | 6 | 294.1361 |  | 279.3461 | 0 | 0 | 14.79 | 0
07.03. | 7 | 316.8079 |  | 300.8779 | 0 | 0 | 15.93 | 0
07.03. | 8 | 338.883 |  | 321.843 | 0 | 0 | 17.04 | 0
07.03. | 9 | 337.0931 |  | 320.1431 | 0 | 0 | 16.95 | 0
07.03. | 10 | 331.7235 |  | 315.0435 | 0 | 0 | 16.68 | 0
07.03. | 11 | 327.5471 |  | 311.0771 | 0 | 0 | 16.47 | 0
07.03. | 12 | 325.7572 |  | 309.3773 | 0 | 0 | 16.38 | 0
07.03. | 13 | 325.7572 |  | 309.3773 | 0 | 0 | 16.38 | 0
07.03. | 14 | 325.1606 |  | 308.8106 | 0 | 0 | 16.35 | 0
07.03. | 15 | 323.9674 |  | 307.6774 | 0 | 0 | 16.29 | 0
07.03. | 16 | 323.9674 |  | 307.6774 | 0 | 0 | 16.29 | 0
07.03. | 17 | 323.3707 |  | 307.1107 | 0 | 0 | 16.26 | 0
07.03. | 18 | 325.1606 |  | 308.8106 | 0 | 0 | 16.35 | 0
07.03. | 19 | 323.9674 |  | 307.6774 | 0 | 0 | 16.29 | 0
07.03. | 20 | 319.791 |  | 303.711 | 0 | 0 | 16.08 | 0
07.03. | 21 | 313.8247 |  | 298.0448 | 0 | 0 | 15.78 | 0
07.03. | 22 | 301.8922 |  | 286.7122 | 0 | 0 | 15.18 | 0
07.03. | 23 | 295.926 |  | 281.046 | 0 | 0 | 14.88 | 0
07.03. | 24 | 291.153 |  | 276.513 | 0 | 0 | 14.64 | 0
08.03. | 1 | 279.2205 |  | 265.1805 | 0 | 0 | 14.04 | 0
08.03. | 2 | 272.6576 |  | 258.9476 | 0 | 0 | 13.71 | 0
08.03. | 3 | 272.6576 |  | 258.9476 | 0 | 0 | 13.71 | 0
08.03. | 4 | 278.0272 |  | 264.0473 | 0 | 0 | 13.98 | 0
08.03. | 5 | 282.2036 |  | 268.0136 | 0 | 0 | 14.19 | 0
08.03. | 6 | 293.5395 |  | 278.7795 | 0 | 0 | 14.76 | 0
08.03. | 7 | 316.2112 |  | 300.3112 | 0 | 0 | 15.9 | 0
08.03. | 8 | 338.2864 |  | 321.2764 | 0 | 0 | 17.01 | 0
08.03. | 9 | 336.4965 |  | 319.5765 | 0 | 0 | 16.92 | 0
08.03. | 10 | 330.5303 |  | 313.9103 | 0 | 0 | 16.62 | 0
08.03. | 11 | 326.9505 |  | 310.5105 | 0 | 0 | 16.44 | 0
08.03. | 12 | 325.1606 |  | 308.8106 | 0 | 0 | 16.35 | 0
08.03. | 13 | 325.1606 |  | 308.8106 | 0 | 0 | 16.35 | 0
08.03. | 14 | 324.564 |  | 308.244 | 0 | 0 | 16.32 | 0
08.03. | 15 | 323.3707 |  | 307.1107 | 0 | 0 | 16.26 | 0
08.03. | 16 | 322.7741 |  | 306.5441 | 0 | 0 | 16.23 | 0
08.03. | 17 | 322.7741 |  | 306.5441 | 0 | 0 | 16.23 | 0
08.03. | 18 | 324.564 |  | 308.244 | 0 | 0 | 16.32 | 0
08.03. | 19 | 323.3707 |  | 307.1107 | 0 | 0 | 16.26 | 0
08.03. | 20 | 319.1944 |  | 303.1444 | 0 | 0 | 16.05 | 0
08.03. | 21 | 313.2281 |  | 297.4781 | 0 | 0 | 15.75 | 0
08.03. | 22 | 301.2956 |  | 286.1456 | 0 | 0 | 15.15 | 0
08.03. | 23 | 295.3294 |  | 280.4794 | 0 | 0 | 14.85 | 0
08.03. | 24 | 290.5564 |  | 275.9464 | 0 | 0 | 14.61 | 0
09.03. | 1 | 278.6239 |  | 264.6139 | 0 | 0 | 14.01 | 0
09.03. | 2 | 272.6576 |  | 258.9476 | 0 | 0 | 13.71 | 0
09.03. | 3 | 272.061 |  | 258.381 | 0 | 0 | 13.68 | 0
09.03. | 4 | 277.4306 |  | 263.4806 | 0 | 0 | 13.95 | 0
09.03. | 5 | 282.2036 |  | 268.0136 | 0 | 0 | 14.19 | 0
09.03. | 6 | 293.5395 |  | 278.7795 | 0 | 0 | 14.76 | 0
09.03. | 7 | 315.6146 |  | 299.7446 | 0 | 0 | 15.87 | 0
09.03. | 8 | 337.6897 |  | 320.7097 | 0 | 0 | 16.98 | 0
09.03. | 9 | 335.8999 |  | 319.0099 | 0 | 0 | 16.89 | 0
09.03. | 10 | 330.5303 |  | 313.9103 | 0 | 0 | 16.62 | 0
09.03. | 11 | 326.9505 |  | 310.5105 | 0 | 0 | 16.44 | 0
09.03. | 12 | 324.564 |  | 308.244 | 0 | 0 | 16.32 | 0
09.03. | 13 | 324.564 |  | 308.244 | 0 | 0 | 16.32 | 0
09.03. | 14 | 323.9674 |  | 307.6774 | 0 | 0 | 16.29 | 0
09.03. | 15 | 322.7741 |  | 306.5441 | 0 | 0 | 16.23 | 0
09.03. | 16 | 322.7741 |  | 306.5441 | 0 | 0 | 16.23 | 0
09.03. | 17 | 322.7741 |  | 306.5441 | 0 | 0 | 16.23 | 0
09.03. | 18 | 324.564 |  | 308.244 | 0 | 0 | 16.32 | 0
09.03. | 19 | 322.7741 |  | 306.5441 | 0 | 0 | 16.23 | 0
09.03. | 20 | 318.5978 |  | 302.5777 | 0 | 0 | 16.02 | 0
09.03. | 21 | 312.6315 |  | 296.9115 | 0 | 0 | 15.72 | 0
09.03. | 22 | 301.2956 |  | 286.1456 | 0 | 0 | 15.15 | 0
09.03. | 23 | 294.7328 |  | 279.9128 | 0 | 0 | 14.82 | 0
09.03. | 24 | 289.9597 |  | 275.3798 | 0 | 0 | 14.58 | 0
10.03. | 1 | 261.3218 |  | 248.1817 | 0 | 0 | 13.14 | 0
10.03. | 2 | 259.5319 |  | 246.4819 | 0 | 0 | 13.05 | 0
10.03. | 3 | 262.515 |  | 249.315 | 0 | 0 | 13.2 | 0
10.03. | 4 | 266.0947 |  | 252.7148 | 0 | 0 | 13.38 | 0
10.03. | 5 | 269.0779 |  | 255.5479 | 0 | 0 | 13.53 | 0
10.03. | 6 | 277.4306 |  | 263.4806 | 0 | 0 | 13.95 | 0
10.03. | 7 | 288.7665 |  | 274.2465 | 0 | 0 | 14.52 | 0
10.03. | 8 | 307.2619 |  | 291.8119 | 0 | 0 | 15.45 | 0
10.03. | 9 | 316.8079 |  | 300.8779 | 0 | 0 | 15.93 | 0
10.03. | 10 | 319.1944 |  | 303.1444 | 0 | 0 | 16.05 | 0
10.03. | 11 | 316.8079 |  | 300.8779 | 0 | 0 | 15.93 | 0
10.03. | 12 | 313.2281 |  | 297.4781 | 0 | 0 | 15.75 | 0
10.03. | 13 | 313.2281 |  | 297.4781 | 0 | 0 | 15.75 | 0
10.03. | 14 | 314.4214 |  | 298.6114 | 0 | 0 | 15.81 | 0
10.03. | 15 | 305.472 |  | 290.112 | 0 | 0 | 15.36 | 0
10.03. | 16 | 296.5226 |  | 281.6126 | 0 | 0 | 14.91 | 0
10.03. | 17 | 295.3294 |  | 280.4794 | 0 | 0 | 14.85 | 0
10.03. | 18 | 299.5057 |  | 284.4457 | 0 | 0 | 15.06 | 0
10.03. | 19 | 300.699 |  | 285.579 | 0 | 0 | 15.12 | 0
10.03. | 20 | 301.2956 |  | 286.1456 | 0 | 0 | 15.15 | 0
10.03. | 21 | 295.3294 |  | 280.4794 | 0 | 0 | 14.85 | 0
10.03. | 22 | 282.8003 |  | 268.5802 | 0 | 0 | 14.22 | 0
10.03. | 23 | 283.3969 |  | 269.1469 | 0 | 0 | 14.25 | 0
10.03. | 24 | 282.8003 |  | 268.5802 | 0 | 0 | 14.22 | 0
11.03. | 1 | 261.9184 |  | 248.7484 | 0 | 0 | 13.17 | 0
11.03. | 2 | 260.1285 |  | 247.0485 | 0 | 0 | 13.08 | 0
11.03. | 3 | 263.1116 |  | 249.8816 | 0 | 0 | 13.23 | 0
11.03. | 4 | 266.6914 |  | 253.2814 | 0 | 0 | 13.41 | 0
11.03. | 5 | 269.6745 |  | 256.1145 | 0 | 0 | 13.56 | 0
11.03. | 6 | 278.6239 |  | 264.6139 | 0 | 0 | 14.01 | 0
11.03. | 7 | 289.3631 |  | 274.8131 | 0 | 0 | 14.55 | 0
11.03. | 8 | 307.8585 |  | 292.3785 | 0 | 0 | 15.48 | 0
11.03. | 9 | 317.4045 |  | 301.4445 | 0 | 0 | 15.96 | 0
11.03. | 10 | 319.791 |  | 303.711 | 0 | 0 | 16.08 | 0
11.03. | 11 | 318.0011 |  | 302.0111 | 0 | 0 | 15.99 | 0
11.03. | 12 | 313.8247 |  | 298.0448 | 0 | 0 | 15.78 | 0
11.03. | 13 | 313.8247 |  | 298.0448 | 0 | 0 | 15.78 | 0
11.03. | 14 | 315.6146 |  | 299.7446 | 0 | 0 | 15.87 | 0
11.03. | 15 | 306.0686 |  | 290.6786 | 0 | 0 | 15.39 | 0
11.03. | 16 | 297.1193 |  | 282.1793 | 0 | 0 | 14.94 | 0
11.03. | 17 | 295.926 |  | 281.046 | 0 | 0 | 14.88 | 0
11.03. | 18 | 300.699 |  | 285.579 | 0 | 0 | 15.12 | 0
11.03. | 19 | 301.2956 |  | 286.1456 | 0 | 0 | 15.15 | 0
11.03. | 20 | 301.8922 |  | 286.7122 | 0 | 0 | 15.18 | 0
11.03. | 21 | 296.5226 |  | 281.6126 | 0 | 0 | 14.91 | 0
11.03. | 22 | 283.3969 |  | 269.1469 | 0 | 0 | 14.25 | 0
11.03. | 23 | 284.5901 |  | 270.2801 | 0 | 0 | 14.31 | 0
11.03. | 24 | 283.3969 |  | 269.1469 | 0 | 0 | 14.25 | 0
12.03. | 1 | 280.4138 |  | 266.3138 | 0 | 0 | 14.1 | 0
12.03. | 2 | 273.8509 |  | 260.0809 | 0 | 0 | 13.77 | 0
12.03. | 3 | 273.2543 |  | 259.5143 | 0 | 0 | 13.74 | 0
12.03. | 4 | 279.2205 |  | 265.1805 | 0 | 0 | 14.04 | 0
12.03. | 5 | 283.3969 |  | 269.1469 | 0 | 0 | 14.25 | 0
12.03. | 6 | 294.7328 |  | 279.9128 | 0 | 0 | 14.82 | 0
12.03. | 7 | 317.4045 |  | 301.4445 | 0 | 0 | 15.96 | 0
12.03. | 8 | 339.4796 |  | 322.4096 | 0 | 0 | 17.07 | 0
12.03. | 9 | 337.6897 |  | 320.7097 | 0 | 0 | 16.98 | 0
12.03. | 10 | 331.7235 |  | 315.0435 | 0 | 0 | 16.68 | 0
12.03. | 11 | 328.1438 |  | 311.6438 | 0 | 0 | 16.5 | 0
12.03. | 12 | 326.3539 |  | 309.9439 | 0 | 0 | 16.41 | 0
12.03. | 13 | 326.3539 |  | 309.9439 | 0 | 0 | 16.41 | 0
12.03. | 14 | 325.7572 |  | 309.3773 | 0 | 0 | 16.38 | 0
12.03. | 15 | 324.564 |  | 308.244 | 0 | 0 | 16.32 | 0
12.03. | 16 | 323.9674 |  | 307.6774 | 0 | 0 | 16.29 | 0
12.03. | 17 | 323.9674 |  | 307.6774 | 0 | 0 | 16.29 | 0
12.03. | 18 | 325.7572 |  | 309.3773 | 0 | 0 | 16.38 | 0
12.03. | 19 | 324.564 |  | 308.244 | 0 | 0 | 16.32 | 0
12.03. | 20 | 320.3876 |  | 304.2776 | 0 | 0 | 16.11 | 0
12.03. | 21 | 314.4214 |  | 298.6114 | 0 | 0 | 15.81 | 0
12.03. | 22 | 302.4889 |  | 287.2789 | 0 | 0 | 15.21 | 0
12.03. | 23 | 296.5226 |  | 281.6126 | 0 | 0 | 14.91 | 0
12.03. | 24 | 291.7496 |  | 277.0796 | 0 | 0 | 14.67 | 0
13.03. | 1 | 280.4138 |  | 266.3138 | 0 | 0 | 14.1 | 0
13.03. | 2 | 273.8509 |  | 260.0809 | 0 | 0 | 13.77 | 0
13.03. | 3 | 273.2543 |  | 259.5143 | 0 | 0 | 13.74 | 0
13.03. | 4 | 279.2205 |  | 265.1805 | 0 | 0 | 14.04 | 0
13.03. | 5 | 283.3969 |  | 269.1469 | 0 | 0 | 14.25 | 0
13.03. | 6 | 294.7328 |  | 279.9128 | 0 | 0 | 14.82 | 0
13.03. | 7 | 317.4045 |  | 301.4445 | 0 | 0 | 15.96 | 0
13.03. | 8 | 339.4796 |  | 322.4096 | 0 | 0 | 17.07 | 0
13.03. | 9 | 337.6897 |  | 320.7097 | 0 | 0 | 16.98 | 0
13.03. | 10 | 331.7235 |  | 315.0435 | 0 | 0 | 16.68 | 0
13.03. | 11 | 328.1438 |  | 311.6438 | 0 | 0 | 16.5 | 0
13.03. | 12 | 326.3539 |  | 309.9439 | 0 | 0 | 16.41 | 0
13.03. | 13 | 326.3539 |  | 309.9439 | 0 | 0 | 16.41 | 0
13.03. | 14 | 325.7572 |  | 309.3773 | 0 | 0 | 16.38 | 0
13.03. | 15 | 324.564 |  | 308.244 | 0 | 0 | 16.32 | 0
13.03. | 16 | 323.9674 |  | 307.6774 | 0 | 0 | 16.29 | 0
13.03. | 17 | 323.9674 |  | 307.6774 | 0 | 0 | 16.29 | 0
13.03. | 18 | 325.7572 |  | 309.3773 | 0 | 0 | 16.38 | 0
13.03. | 19 | 324.564 |  | 308.244 | 0 | 0 | 16.32 | 0
13.03. | 20 | 320.3876 |  | 304.2776 | 0 | 0 | 16.11 | 0
13.03. | 21 | 313.8247 |  | 298.0448 | 0 | 0 | 15.78 | 0
13.03. | 22 | 302.4889 |  | 287.2789 | 0 | 0 | 15.21 | 0
13.03. | 23 | 296.5226 |  | 281.6126 | 0 | 0 | 14.91 | 0
13.03. | 24 | 291.7496 |  | 277.0796 | 0 | 0 | 14.67 | 0
14.03. | 1 | 278.6239 |  | 264.6139 | 0 | 0 | 14.01 | 0
14.03. | 2 | 272.6576 |  | 258.9476 | 0 | 0 | 13.71 | 0
14.03. | 3 | 272.061 |  | 258.381 | 0 | 0 | 13.68 | 0
14.03. | 4 | 277.4306 |  | 263.4806 | 0 | 0 | 13.95 | 0
14.03. | 5 | 282.2036 |  | 268.0136 | 0 | 0 | 14.19 | 0
14.03. | 6 | 293.5395 |  | 278.7795 | 0 | 0 | 14.76 | 0
14.03. | 7 | 315.6146 |  | 299.7446 | 0 | 0 | 15.87 | 0
14.03. | 8 | 337.6897 |  | 320.7097 | 0 | 0 | 16.98 | 0
14.03. | 9 | 335.8999 |  | 319.0099 | 0 | 0 | 16.89 | 0
14.03. | 10 | 330.5303 |  | 313.9103 | 0 | 0 | 16.62 | 0
14.03. | 11 | 326.9505 |  | 310.5105 | 0 | 0 | 16.44 | 0
14.03. | 12 | 324.564 |  | 308.244 | 0 | 0 | 16.32 | 0
14.03. | 13 | 324.564 |  | 308.244 | 0 | 0 | 16.32 | 0
14.03. | 14 | 323.9674 |  | 307.6774 | 0 | 0 | 16.29 | 0
14.03. | 15 | 322.7741 |  | 306.5441 | 0 | 0 | 16.23 | 0
14.03. | 16 | 322.7741 |  | 306.5441 | 0 | 0 | 16.23 | 0
14.03. | 17 | 322.7741 |  | 306.5441 | 0 | 0 | 16.23 | 0
14.03. | 18 | 324.564 |  | 308.244 | 0 | 0 | 16.32 | 0
14.03. | 19 | 322.7741 |  | 306.5441 | 0 | 0 | 16.23 | 0
14.03. | 20 | 318.5978 |  | 302.5777 | 0 | 0 | 16.02 | 0
14.03. | 21 | 312.6315 |  | 296.9115 | 0 | 0 | 15.72 | 0
14.03. | 22 | 301.2956 |  | 286.1456 | 0 | 0 | 15.15 | 0
14.03. | 23 | 294.7328 |  | 279.9128 | 0 | 0 | 14.82 | 0
14.03. | 24 | 289.9597 |  | 275.3798 | 0 | 0 | 14.58 | 0
15.03. | 1 | 274.4475 |  | 260.6475 | 0 | 0 | 13.8 | 0
15.03. | 2 | 268.4812 |  | 254.9812 | 0 | 0 | 13.5 | 0
15.03. | 3 | 267.8846 |  | 254.4146 | 0 | 0 | 13.47 | 0
15.03. | 4 | 273.2543 |  | 259.5143 | 0 | 0 | 13.74 | 0
15.03. | 5 | 278.0272 |  | 264.0473 | 0 | 0 | 13.98 | 0
15.03. | 6 | 288.7665 |  | 274.2465 | 0 | 0 | 14.52 | 0
15.03. | 7 | 310.8416 |  | 295.2116 | 0 | 0 | 15.63 | 0
15.03. | 8 | 332.3201 |  | 315.6101 | 0 | 0 | 16.71 | 0
15.03. | 9 | 330.5303 |  | 313.9103 | 0 | 0 | 16.62 | 0
15.03. | 10 | 325.1606 |  | 308.8106 | 0 | 0 | 16.35 | 0
15.03. | 11 | 321.5809 |  | 305.4109 | 0 | 0 | 16.17 | 0
15.03. | 12 | 319.791 |  | 303.711 | 0 | 0 | 16.08 | 0
15.03. | 13 | 319.791 |  | 303.711 | 0 | 0 | 16.08 | 0
15.03. | 14 | 319.1944 |  | 303.1444 | 0 | 0 | 16.05 | 0
15.03. | 15 | 318.0011 |  | 302.0111 | 0 | 0 | 15.99 | 0
15.03. | 16 | 318.0011 |  | 302.0111 | 0 | 0 | 15.99 | 0
15.03. | 17 | 317.4045 |  | 301.4445 | 0 | 0 | 15.96 | 0
15.03. | 18 | 319.1944 |  | 303.1444 | 0 | 0 | 16.05 | 0
15.03. | 19 | 318.0011 |  | 302.0111 | 0 | 0 | 15.99 | 0
15.03. | 20 | 313.8247 |  | 298.0448 | 0 | 0 | 15.78 | 0
15.03. | 21 | 307.8585 |  | 292.3785 | 0 | 0 | 15.48 | 0
15.03. | 22 | 296.5226 |  | 281.6126 | 0 | 0 | 14.91 | 0
15.03. | 23 | 290.5564 |  | 275.9464 | 0 | 0 | 14.61 | 0
15.03. | 24 | 285.7834 |  | 271.4134 | 0 | 0 | 14.37 | 0
16.03. | 1 | 272.061 |  | 258.381 | 0 | 0 | 13.68 | 0
16.03. | 2 | 265.4981 |  | 252.1481 | 0 | 0 | 13.35 | 0
16.03. | 3 | 265.4981 |  | 252.1481 | 0 | 0 | 13.35 | 0
16.03. | 4 | 270.8678 |  | 257.2477 | 0 | 0 | 13.62 | 0
16.03. | 5 | 275.0441 |  | 261.2141 | 0 | 0 | 13.83 | 0
16.03. | 6 | 285.7834 |  | 271.4134 | 0 | 0 | 14.37 | 0
16.03. | 7 | 307.8585 |  | 292.3785 | 0 | 0 | 15.48 | 0
16.03. | 8 | 329.337 |  | 312.777 | 0 | 0 | 16.56 | 0
16.03. | 9 | 327.5471 |  | 311.0771 | 0 | 0 | 16.47 | 0
16.03. | 10 | 322.1775 |  | 305.9775 | 0 | 0 | 16.2 | 0
16.03. | 11 | 318.5978 |  | 302.5777 | 0 | 0 | 16.02 | 0
16.03. | 12 | 316.2112 |  | 300.3112 | 0 | 0 | 15.9 | 0
16.03. | 13 | 316.2112 |  | 300.3112 | 0 | 0 | 15.9 | 0
16.03. | 14 | 315.6146 |  | 299.7446 | 0 | 0 | 15.87 | 0
16.03. | 15 | 315.018 |  | 299.178 | 0 | 0 | 15.84 | 0
16.03. | 16 | 314.4214 |  | 298.6114 | 0 | 0 | 15.81 | 0
16.03. | 17 | 314.4214 |  | 298.6114 | 0 | 0 | 15.81 | 0
16.03. | 18 | 316.2112 |  | 300.3112 | 0 | 0 | 15.9 | 0
16.03. | 19 | 315.018 |  | 299.178 | 0 | 0 | 15.84 | 0
16.03. | 20 | 310.8416 |  | 295.2116 | 0 | 0 | 15.63 | 0
16.03. | 21 | 304.8754 |  | 289.5454 | 0 | 0 | 15.33 | 0
16.03. | 22 | 293.5395 |  | 278.7795 | 0 | 0 | 14.76 | 0
16.03. | 23 | 287.5732 |  | 273.1132 | 0 | 0 | 14.46 | 0
16.03. | 24 | 282.8003 |  | 268.5802 | 0 | 0 | 14.22 | 0
17.03. | 1 | 253.5656 |  | 240.8156 | 0 | 0 | 12.75 | 0
17.03. | 2 | 252.3724 |  | 239.6824 | 0 | 0 | 12.69 | 0
17.03. | 3 | 254.7589 |  | 241.9489 | 0 | 0 | 12.81 | 0
17.03. | 4 | 258.3386 |  | 245.3486 | 0 | 0 | 12.99 | 0
17.03. | 5 | 261.3218 |  | 248.1817 | 0 | 0 | 13.14 | 0
17.03. | 6 | 269.6745 |  | 256.1145 | 0 | 0 | 13.56 | 0
17.03. | 7 | 280.4138 |  | 266.3138 | 0 | 0 | 14.1 | 0
17.03. | 8 | 298.3125 |  | 283.3125 | 0 | 0 | 15 | 0
17.03. | 9 | 307.2619 |  | 291.8119 | 0 | 0 | 15.45 | 0
17.03. | 10 | 309.6484 |  | 294.0784 | 0 | 0 | 15.57 | 0
17.03. | 11 | 307.8585 |  | 292.3785 | 0 | 0 | 15.48 | 0
17.03. | 12 | 304.2788 |  | 288.9787 | 0 | 0 | 15.3 | 0
17.03. | 13 | 304.2788 |  | 288.9787 | 0 | 0 | 15.3 | 0
17.03. | 14 | 305.472 |  | 290.112 | 0 | 0 | 15.36 | 0
17.03. | 15 | 296.5226 |  | 281.6126 | 0 | 0 | 14.91 | 0
17.03. | 16 | 287.5732 |  | 273.1132 | 0 | 0 | 14.46 | 0
17.03. | 17 | 286.9766 |  | 272.5466 | 0 | 0 | 14.43 | 0
17.03. | 18 | 291.153 |  | 276.513 | 0 | 0 | 14.64 | 0
17.03. | 19 | 291.7496 |  | 277.0796 | 0 | 0 | 14.67 | 0
17.03. | 20 | 292.3462 |  | 277.6463 | 0 | 0 | 14.7 | 0
17.03. | 21 | 286.9766 |  | 272.5466 | 0 | 0 | 14.43 | 0
17.03. | 22 | 274.4475 |  | 260.6475 | 0 | 0 | 13.8 | 0
17.03. | 23 | 275.6408 |  | 261.7808 | 0 | 0 | 13.86 | 0
17.03. | 24 | 274.4475 |  | 260.6475 | 0 | 0 | 13.8 | 0
18.03. | 1 | 252.969 |  | 240.249 | 0 | 0 | 12.72 | 0
18.03. | 2 | 251.1791 |  | 238.5491 | 0 | 0 | 12.63 | 0
18.03. | 3 | 254.1623 |  | 241.3822 | 0 | 0 | 12.78 | 0
18.03. | 4 | 257.742 |  | 244.782 | 0 | 0 | 12.96 | 0
18.03. | 5 | 260.7251 |  | 247.6151 | 0 | 0 | 13.11 | 0
18.03. | 6 | 269.0779 |  | 255.5479 | 0 | 0 | 13.53 | 0
18.03. | 7 | 279.2205 |  | 265.1805 | 0 | 0 | 14.04 | 0
18.03. | 8 | 297.7159 |  | 282.7459 | 0 | 0 | 14.97 | 0
18.03. | 9 | 306.6653 |  | 291.2452 | 0 | 0 | 15.42 | 0
18.03. | 10 | 309.0518 |  | 293.5118 | 0 | 0 | 15.54 | 0
18.03. | 11 | 307.2619 |  | 291.8119 | 0 | 0 | 15.45 | 0
18.03. | 12 | 303.6821 |  | 288.4121 | 0 | 0 | 15.27 | 0
18.03. | 13 | 303.6821 |  | 288.4121 | 0 | 0 | 15.27 | 0
18.03. | 14 | 304.8754 |  | 289.5454 | 0 | 0 | 15.33 | 0
18.03. | 15 | 295.926 |  | 281.046 | 0 | 0 | 14.88 | 0
18.03. | 16 | 286.9766 |  | 272.5466 | 0 | 0 | 14.43 | 0
18.03. | 17 | 285.7834 |  | 271.4134 | 0 | 0 | 14.37 | 0
18.03. | 18 | 290.5564 |  | 275.9464 | 0 | 0 | 14.61 | 0
18.03. | 19 | 291.153 |  | 276.513 | 0 | 0 | 14.64 | 0
18.03. | 20 | 291.7496 |  | 277.0796 | 0 | 0 | 14.67 | 0
18.03. | 21 | 286.38 |  | 271.98 | 0 | 0 | 14.4 | 0
18.03. | 22 | 273.8509 |  | 260.0809 | 0 | 0 | 13.77 | 0
18.03. | 23 | 275.0441 |  | 261.2141 | 0 | 0 | 13.83 | 0
18.03. | 24 | 273.8509 |  | 260.0809 | 0 | 0 | 13.77 | 0
19.03. | 1 | 275.6408 |  | 261.7808 | 0 | 0 | 13.86 | 0
19.03. | 2 | 269.6745 |  | 256.1145 | 0 | 0 | 13.56 | 0
19.03. | 3 | 269.0779 |  | 255.5479 | 0 | 0 | 13.53 | 0
19.03. | 4 | 274.4475 |  | 260.6475 | 0 | 0 | 13.8 | 0
19.03. | 5 | 279.2205 |  | 265.1805 | 0 | 0 | 14.04 | 0
19.03. | 6 | 289.9597 |  | 275.3798 | 0 | 0 | 14.58 | 0
19.03. | 7 | 312.0349 |  | 296.3449 | 0 | 0 | 15.69 | 0
19.03. | 8 | 334.11 |  | 317.31 | 0 | 0 | 16.8 | 0
19.03. | 9 | 332.3201 |  | 315.6101 | 0 | 0 | 16.71 | 0
19.03. | 10 | 326.9505 |  | 310.5105 | 0 | 0 | 16.44 | 0
19.03. | 11 | 323.3707 |  | 307.1107 | 0 | 0 | 16.26 | 0
19.03. | 12 | 320.9842 |  | 304.8442 | 0 | 0 | 16.14 | 0
19.03. | 13 | 320.9842 |  | 304.8442 | 0 | 0 | 16.14 | 0
19.03. | 14 | 320.3876 |  | 304.2776 | 0 | 0 | 16.11 | 0
19.03. | 15 | 319.1944 |  | 303.1444 | 0 | 0 | 16.05 | 0
19.03. | 16 | 319.1944 |  | 303.1444 | 0 | 0 | 16.05 | 0
19.03. | 17 | 319.1944 |  | 303.1444 | 0 | 0 | 16.05 | 0
19.03. | 18 | 320.9842 |  | 304.8442 | 0 | 0 | 16.14 | 0
19.03. | 19 | 319.1944 |  | 303.1444 | 0 | 0 | 16.05 | 0
19.03. | 20 | 315.018 |  | 299.178 | 0 | 0 | 15.84 | 0
19.03. | 21 | 309.0518 |  | 293.5118 | 0 | 0 | 15.54 | 0
19.03. | 22 | 297.7159 |  | 282.7459 | 0 | 0 | 14.97 | 0
19.03. | 23 | 291.7496 |  | 277.0796 | 0 | 0 | 14.67 | 0
19.03. | 24 | 286.9766 |  | 272.5466 | 0 | 0 | 14.43 | 0
20.03. | 1 | 276.2374 |  | 262.3474 | 0 | 0 | 13.89 | 0
20.03. | 2 | 269.6745 |  | 256.1145 | 0 | 0 | 13.56 | 0
20.03. | 3 | 269.6745 |  | 256.1145 | 0 | 0 | 13.56 | 0
20.03. | 4 | 275.0441 |  | 261.2141 | 0 | 0 | 13.83 | 0
20.03. | 5 | 279.2205 |  | 265.1805 | 0 | 0 | 14.04 | 0
20.03. | 6 | 290.5564 |  | 275.9464 | 0 | 0 | 14.61 | 0
20.03. | 7 | 312.6315 |  | 296.9115 | 0 | 0 | 15.72 | 0
20.03. | 8 | 334.7066 |  | 317.8766 | 0 | 0 | 16.83 | 0
20.03. | 9 | 332.9167 |  | 316.1768 | 0 | 0 | 16.74 | 0
20.03. | 10 | 326.9505 |  | 310.5105 | 0 | 0 | 16.44 | 0
20.03. | 11 | 323.3707 |  | 307.1107 | 0 | 0 | 16.26 | 0
20.03. | 12 | 321.5809 |  | 305.4109 | 0 | 0 | 16.17 | 0
20.03. | 13 | 321.5809 |  | 305.4109 | 0 | 0 | 16.17 | 0
20.03. | 14 | 320.9842 |  | 304.8442 | 0 | 0 | 16.14 | 0
20.03. | 15 | 319.791 |  | 303.711 | 0 | 0 | 16.08 | 0
20.03. | 16 | 319.791 |  | 303.711 | 0 | 0 | 16.08 | 0
20.03. | 17 | 319.791 |  | 303.711 | 0 | 0 | 16.08 | 0
20.03. | 18 | 320.9842 |  | 304.8442 | 0 | 0 | 16.14 | 0
20.03. | 19 | 319.791 |  | 303.711 | 0 | 0 | 16.08 | 0
20.03. | 20 | 315.6146 |  | 299.7446 | 0 | 0 | 15.87 | 0
20.03. | 21 | 309.6484 |  | 294.0784 | 0 | 0 | 15.57 | 0
20.03. | 22 | 298.3125 |  | 283.3125 | 0 | 0 | 15 | 0
20.03. | 23 | 292.3462 |  | 277.6463 | 0 | 0 | 14.7 | 0
20.03. | 24 | 287.5732 |  | 273.1132 | 0 | 0 | 14.46 | 0
21.03. | 1 | 276.2374 |  | 262.3474 | 0 | 0 | 13.89 | 0
21.03. | 2 | 269.6745 |  | 256.1145 | 0 | 0 | 13.56 | 0
21.03. | 3 | 269.6745 |  | 256.1145 | 0 | 0 | 13.56 | 0
21.03. | 4 | 275.0441 |  | 261.2141 | 0 | 0 | 13.83 | 0
21.03. | 5 | 279.2205 |  | 265.1805 | 0 | 0 | 14.04 | 0
21.03. | 6 | 290.5564 |  | 275.9464 | 0 | 0 | 14.61 | 0
21.03. | 7 | 312.6315 |  | 296.9115 | 0 | 0 | 15.72 | 0
21.03. | 8 | 334.11 |  | 317.31 | 0 | 0 | 16.8 | 0
21.03. | 9 | 332.3201 |  | 315.6101 | 0 | 0 | 16.71 | 0
21.03. | 10 | 326.9505 |  | 310.5105 | 0 | 0 | 16.44 | 0
21.03. | 11 | 323.3707 |  | 307.1107 | 0 | 0 | 16.26 | 0
21.03. | 12 | 321.5809 |  | 305.4109 | 0 | 0 | 16.17 | 0
21.03. | 13 | 321.5809 |  | 305.4109 | 0 | 0 | 16.17 | 0
21.03. | 14 | 320.9842 |  | 304.8442 | 0 | 0 | 16.14 | 0
21.03. | 15 | 319.791 |  | 303.711 | 0 | 0 | 16.08 | 0
21.03. | 16 | 319.791 |  | 303.711 | 0 | 0 | 16.08 | 0
21.03. | 17 | 319.1944 |  | 303.1444 | 0 | 0 | 16.05 | 0
21.03. | 18 | 320.9842 |  | 304.8442 | 0 | 0 | 16.14 | 0
21.03. | 19 | 319.791 |  | 303.711 | 0 | 0 | 16.08 | 0
21.03. | 20 | 315.6146 |  | 299.7446 | 0 | 0 | 15.87 | 0
21.03. | 21 | 309.6484 |  | 294.0784 | 0 | 0 | 15.57 | 0
21.03. | 22 | 298.3125 |  | 283.3125 | 0 | 0 | 15 | 0
21.03. | 23 | 292.3462 |  | 277.6463 | 0 | 0 | 14.7 | 0
21.03. | 24 | 287.5732 |  | 273.1132 | 0 | 0 | 14.46 | 0
22.03. | 1 | 275.6408 |  | 261.7808 | 0 | 0 | 13.86 | 0
22.03. | 2 | 269.6745 |  | 256.1145 | 0 | 0 | 13.56 | 0
22.03. | 3 | 269.0779 |  | 255.5479 | 0 | 0 | 13.53 | 0
22.03. | 4 | 274.4475 |  | 260.6475 | 0 | 0 | 13.8 | 0
22.03. | 5 | 279.2205 |  | 265.1805 | 0 | 0 | 14.04 | 0
22.03. | 6 | 289.9597 |  | 275.3798 | 0 | 0 | 14.58 | 0
22.03. | 7 | 312.0349 |  | 296.3449 | 0 | 0 | 15.69 | 0
22.03. | 8 | 334.11 |  | 317.31 | 0 | 0 | 16.8 | 0
22.03. | 9 | 332.3201 |  | 315.6101 | 0 | 0 | 16.71 | 0
22.03. | 10 | 326.9505 |  | 310.5105 | 0 | 0 | 16.44 | 0
22.03. | 11 | 323.3707 |  | 307.1107 | 0 | 0 | 16.26 | 0
22.03. | 12 | 320.9842 |  | 304.8442 | 0 | 0 | 16.14 | 0
22.03. | 13 | 320.9842 |  | 304.8442 | 0 | 0 | 16.14 | 0
22.03. | 14 | 320.3876 |  | 304.2776 | 0 | 0 | 16.11 | 0
22.03. | 15 | 319.1944 |  | 303.1444 | 0 | 0 | 16.05 | 0
22.03. | 16 | 319.1944 |  | 303.1444 | 0 | 0 | 16.05 | 0
22.03. | 17 | 319.1944 |  | 303.1444 | 0 | 0 | 16.05 | 0
22.03. | 18 | 320.9842 |  | 304.8442 | 0 | 0 | 16.14 | 0
22.03. | 19 | 319.1944 |  | 303.1444 | 0 | 0 | 16.05 | 0
22.03. | 20 | 315.018 |  | 299.178 | 0 | 0 | 15.84 | 0
22.03. | 21 | 309.0518 |  | 293.5118 | 0 | 0 | 15.54 | 0
22.03. | 22 | 297.7159 |  | 282.7459 | 0 | 0 | 14.97 | 0
22.03. | 23 | 291.7496 |  | 277.0796 | 0 | 0 | 14.67 | 0
22.03. | 24 | 286.9766 |  | 272.5466 | 0 | 0 | 14.43 | 0
23.03. | 1 | 273.8509 |  | 260.0809 | 0 | 0 | 13.77 | 0
23.03. | 2 | 267.8846 |  | 254.4146 | 0 | 0 | 13.47 | 0
23.03. | 3 | 267.288 |  | 253.848 | 0 | 0 | 13.44 | 0
23.03. | 4 | 272.6576 |  | 258.9476 | 0 | 0 | 13.71 | 0
23.03. | 5 | 277.4306 |  | 263.4806 | 0 | 0 | 13.95 | 0
23.03. | 6 | 288.1699 |  | 273.6799 | 0 | 0 | 14.49 | 0
23.03. | 7 | 310.245 |  | 294.645 | 0 | 0 | 15.6 | 0
23.03. | 8 | 331.7235 |  | 315.0435 | 0 | 0 | 16.68 | 0
23.03. | 9 | 329.9336 |  | 313.3436 | 0 | 0 | 16.59 | 0
23.03. | 10 | 324.564 |  | 308.244 | 0 | 0 | 16.32 | 0
23.03. | 11 | 320.9842 |  | 304.8442 | 0 | 0 | 16.14 | 0
23.03. | 12 | 318.5978 |  | 302.5777 | 0 | 0 | 16.02 | 0
23.03. | 13 | 319.1944 |  | 303.1444 | 0 | 0 | 16.05 | 0
23.03. | 14 | 318.5978 |  | 302.5777 | 0 | 0 | 16.02 | 0
23.03. | 15 | 317.4045 |  | 301.4445 | 0 | 0 | 15.96 | 0
23.03. | 16 | 316.8079 |  | 300.8779 | 0 | 0 | 15.93 | 0
23.03. | 17 | 316.8079 |  | 300.8779 | 0 | 0 | 15.93 | 0
23.03. | 18 | 318.5978 |  | 302.5777 | 0 | 0 | 16.02 | 0
23.03. | 19 | 317.4045 |  | 301.4445 | 0 | 0 | 15.96 | 0
23.03. | 20 | 313.2281 |  | 297.4781 | 0 | 0 | 15.75 | 0
23.03. | 21 | 307.2619 |  | 291.8119 | 0 | 0 | 15.45 | 0
23.03. | 22 | 295.926 |  | 281.046 | 0 | 0 | 14.88 | 0
23.03. | 23 | 289.9597 |  | 275.3798 | 0 | 0 | 14.58 | 0
23.03. | 24 | 285.1868 |  | 270.8467 | 0 | 0 | 14.34 | 0
24.03. | 1 | 254.7589 |  | 241.9489 | 0 | 0 | 12.81 | 0
24.03. | 2 | 252.969 |  | 240.249 | 0 | 0 | 12.72 | 0
24.03. | 3 | 255.3555 |  | 242.5155 | 0 | 0 | 12.84 | 0
24.03. | 4 | 259.5319 |  | 246.4819 | 0 | 0 | 13.05 | 0
24.03. | 5 | 262.515 |  | 249.315 | 0 | 0 | 13.2 | 0
24.03. | 6 | 270.8678 |  | 257.2477 | 0 | 0 | 13.62 | 0
24.03. | 7 | 281.0104 |  | 266.8804 | 0 | 0 | 14.13 | 0
24.03. | 8 | 299.5057 |  | 284.4457 | 0 | 0 | 15.06 | 0
24.03. | 9 | 308.4551 |  | 292.9451 | 0 | 0 | 15.51 | 0
24.03. | 10 | 310.8416 |  | 295.2116 | 0 | 0 | 15.63 | 0
24.03. | 11 | 309.0518 |  | 293.5118 | 0 | 0 | 15.54 | 0
24.03. | 12 | 305.472 |  | 290.112 | 0 | 0 | 15.36 | 0
24.03. | 13 | 305.472 |  | 290.112 | 0 | 0 | 15.36 | 0
24.03. | 14 | 306.6653 |  | 291.2452 | 0 | 0 | 15.42 | 0
24.03. | 15 | 297.7159 |  | 282.7459 | 0 | 0 | 14.97 | 0
24.03. | 16 | 288.7665 |  | 274.2465 | 0 | 0 | 14.52 | 0
24.03. | 17 | 287.5732 |  | 273.1132 | 0 | 0 | 14.46 | 0
24.03. | 18 | 292.3462 |  | 277.6463 | 0 | 0 | 14.7 | 0
24.03. | 19 | 292.9429 |  | 278.2129 | 0 | 0 | 14.73 | 0
24.03. | 20 | 293.5395 |  | 278.7795 | 0 | 0 | 14.76 | 0
24.03. | 21 | 288.1699 |  | 273.6799 | 0 | 0 | 14.49 | 0
24.03. | 22 | 275.6408 |  | 261.7808 | 0 | 0 | 13.86 | 0
24.03. | 23 | 276.2374 |  | 262.3474 | 0 | 0 | 13.89 | 0
24.03. | 24 | 275.6408 |  | 261.7808 | 0 | 0 | 13.86 | 0
25.03. | 1 | 255.9521 |  | 243.0821 | 0 | 0 | 12.87 | 0
25.03. | 2 | 254.7589 |  | 241.9489 | 0 | 0 | 12.81 | 0
25.03. | 3 | 257.1454 |  | 244.2154 | 0 | 0 | 12.93 | 0
25.03. | 4 | 260.7251 |  | 247.6151 | 0 | 0 | 13.11 | 0
25.03. | 5 | 263.7083 |  | 250.4483 | 0 | 0 | 13.26 | 0
25.03. | 6 | 272.061 |  | 258.381 | 0 | 0 | 13.68 | 0
25.03. | 7 | 282.8003 |  | 268.5802 | 0 | 0 | 14.22 | 0
25.03. | 8 | 301.2956 |  | 286.1456 | 0 | 0 | 15.15 | 0
25.03. | 9 | 310.245 |  | 294.645 | 0 | 0 | 15.6 | 0
25.03. | 10 | 312.6315 |  | 296.9115 | 0 | 0 | 15.72 | 0
25.03. | 11 | 310.8416 |  | 295.2116 | 0 | 0 | 15.63 | 0
25.03. | 12 | 307.2619 |  | 291.8119 | 0 | 0 | 15.45 | 0
25.03. | 13 | 307.2619 |  | 291.8119 | 0 | 0 | 15.45 | 0
25.03. | 14 | 308.4551 |  | 292.9451 | 0 | 0 | 15.51 | 0
25.03. | 15 | 299.5057 |  | 284.4457 | 0 | 0 | 15.06 | 0
25.03. | 16 | 290.5564 |  | 275.9464 | 0 | 0 | 14.61 | 0
25.03. | 17 | 289.3631 |  | 274.8131 | 0 | 0 | 14.55 | 0
25.03. | 18 | 294.1361 |  | 279.3461 | 0 | 0 | 14.79 | 0
25.03. | 19 | 294.7328 |  | 279.9128 | 0 | 0 | 14.82 | 0
25.03. | 20 | 295.3294 |  | 280.4794 | 0 | 0 | 14.85 | 0
25.03. | 21 | 289.9597 |  | 275.3798 | 0 | 0 | 14.58 | 0
25.03. | 22 | 277.4306 |  | 263.4806 | 0 | 0 | 13.95 | 0
25.03. | 23 | 278.0272 |  | 264.0473 | 0 | 0 | 13.98 | 0
25.03. | 24 | 277.4306 |  | 263.4806 | 0 | 0 | 13.95 | 0
26.03. | 1 | 273.2543 |  | 259.5143 | 0 | 0 | 13.74 | 0
26.03. | 2 | 267.288 |  | 253.848 | 0 | 0 | 13.44 | 0
26.03. | 3 | 266.6914 |  | 253.2814 | 0 | 0 | 13.41 | 0
26.03. | 4 | 272.061 |  | 258.381 | 0 | 0 | 13.68 | 0
26.03. | 5 | 276.834 |  | 262.914 | 0 | 0 | 13.92 | 0
26.03. | 6 | 287.5732 |  | 273.1132 | 0 | 0 | 14.46 | 0
26.03. | 7 | 309.6484 |  | 294.0784 | 0 | 0 | 15.57 | 0
26.03. | 8 | 331.1269 |  | 314.4769 | 0 | 0 | 16.65 | 0
26.03. | 9 | 329.337 |  | 312.777 | 0 | 0 | 16.56 | 0
26.03. | 10 | 323.9674 |  | 307.6774 | 0 | 0 | 16.29 | 0
26.03. | 11 | 320.3876 |  | 304.2776 | 0 | 0 | 16.11 | 0
26.03. | 12 | 318.0011 |  | 302.0111 | 0 | 0 | 15.99 | 0
26.03. | 13 | 318.0011 |  | 302.0111 | 0 | 0 | 15.99 | 0
26.03. | 14 | 317.4045 |  | 301.4445 | 0 | 0 | 15.96 | 0
26.03. | 15 | 316.8079 |  | 300.8779 | 0 | 0 | 15.93 | 0
26.03. | 16 | 316.2112 |  | 300.3112 | 0 | 0 | 15.9 | 0
26.03. | 17 | 316.2112 |  | 300.3112 | 0 | 0 | 15.9 | 0
26.03. | 18 | 318.0011 |  | 302.0111 | 0 | 0 | 15.99 | 0
26.03. | 19 | 316.8079 |  | 300.8779 | 0 | 0 | 15.93 | 0
26.03. | 20 | 312.6315 |  | 296.9115 | 0 | 0 | 15.72 | 0
26.03. | 21 | 306.6653 |  | 291.2452 | 0 | 0 | 15.42 | 0
26.03. | 22 | 295.3294 |  | 280.4794 | 0 | 0 | 14.85 | 0
26.03. | 23 | 289.3631 |  | 274.8131 | 0 | 0 | 14.55 | 0
26.03. | 24 | 284.5901 |  | 270.2801 | 0 | 0 | 14.31 | 0
27.03. | 1 | 272.6576 |  | 258.9476 | 0 | 0 | 13.71 | 0
27.03. | 2 | 266.0947 |  | 252.7148 | 0 | 0 | 13.38 | 0
27.03. | 3 | 266.0947 |  | 252.7148 | 0 | 0 | 13.38 | 0
27.03. | 4 | 271.4644 |  | 257.8144 | 0 | 0 | 13.65 | 0
27.03. | 5 | 275.6408 |  | 261.7808 | 0 | 0 | 13.86 | 0
27.03. | 6 | 286.38 |  | 271.98 | 0 | 0 | 14.4 | 0
27.03. | 7 | 308.4551 |  | 292.9451 | 0 | 0 | 15.51 | 0
27.03. | 8 | 329.9336 |  | 313.3436 | 0 | 0 | 16.59 | 0
27.03. | 9 | 328.1438 |  | 311.6438 | 0 | 0 | 16.5 | 0
27.03. | 10 | 322.7741 |  | 306.5441 | 0 | 0 | 16.23 | 0
27.03. | 11 | 319.1944 |  | 303.1444 | 0 | 0 | 16.05 | 0
27.03. | 12 | 316.8079 |  | 300.8779 | 0 | 0 | 15.93 | 0
27.03. | 13 | 316.8079 |  | 300.8779 | 0 | 0 | 15.93 | 0
27.03. | 14 | 316.8079 |  | 300.8779 | 0 | 0 | 15.93 | 0
27.03. | 15 | 315.6146 |  | 299.7446 | 0 | 0 | 15.87 | 0
27.03. | 16 | 315.018 |  | 299.178 | 0 | 0 | 15.84 | 0
27.03. | 17 | 315.018 |  | 299.178 | 0 | 0 | 15.84 | 0
27.03. | 18 | 316.8079 |  | 300.8779 | 0 | 0 | 15.93 | 0
27.03. | 19 | 315.6146 |  | 299.7446 | 0 | 0 | 15.87 | 0
27.03. | 20 | 311.4382 |  | 295.7783 | 0 | 0 | 15.66 | 0
27.03. | 21 | 305.472 |  | 290.112 | 0 | 0 | 15.36 | 0
27.03. | 22 | 294.1361 |  | 279.3461 | 0 | 0 | 14.79 | 0
27.03. | 23 | 288.1699 |  | 273.6799 | 0 | 0 | 14.49 | 0
27.03. | 24 | 283.3969 |  | 269.1469 | 0 | 0 | 14.25 | 0
28.03. | 1 | 272.6576 |  | 258.9476 | 0 | 0 | 13.71 | 0
28.03. | 2 | 266.0947 |  | 252.7148 | 0 | 0 | 13.38 | 0
28.03. | 3 | 266.0947 |  | 252.7148 | 0 | 0 | 13.38 | 0
28.03. | 4 | 271.4644 |  | 257.8144 | 0 | 0 | 13.65 | 0
28.03. | 5 | 275.6408 |  | 261.7808 | 0 | 0 | 13.86 | 0
28.03. | 6 | 286.9766 |  | 272.5466 | 0 | 0 | 14.43 | 0
28.03. | 7 | 308.4551 |  | 292.9451 | 0 | 0 | 15.51 | 0
28.03. | 8 | 329.9336 |  | 313.3436 | 0 | 0 | 16.59 | 0
28.03. | 9 | 328.1438 |  | 311.6438 | 0 | 0 | 16.5 | 0
28.03. | 10 | 322.7741 |  | 306.5441 | 0 | 0 | 16.23 | 0
28.03. | 11 | 319.1944 |  | 303.1444 | 0 | 0 | 16.05 | 0
28.03. | 12 | 317.4045 |  | 301.4445 | 0 | 0 | 15.96 | 0
28.03. | 13 | 317.4045 |  | 301.4445 | 0 | 0 | 15.96 | 0
28.03. | 14 | 316.8079 |  | 300.8779 | 0 | 0 | 15.93 | 0
28.03. | 15 | 315.6146 |  | 299.7446 | 0 | 0 | 15.87 | 0
28.03. | 16 | 315.6146 |  | 299.7446 | 0 | 0 | 15.87 | 0
28.03. | 17 | 315.6146 |  | 299.7446 | 0 | 0 | 15.87 | 0
28.03. | 18 | 316.8079 |  | 300.8779 | 0 | 0 | 15.93 | 0
28.03. | 19 | 315.6146 |  | 299.7446 | 0 | 0 | 15.87 | 0
28.03. | 20 | 311.4382 |  | 295.7783 | 0 | 0 | 15.66 | 0
28.03. | 21 | 305.472 |  | 290.112 | 0 | 0 | 15.36 | 0
28.03. | 22 | 294.1361 |  | 279.3461 | 0 | 0 | 14.79 | 0
28.03. | 23 | 288.1699 |  | 273.6799 | 0 | 0 | 14.49 | 0
28.03. | 24 | 283.3969 |  | 269.1469 | 0 | 0 | 14.25 | 0
29.03. | 1 | 270.8678 |  | 257.2477 | 0 | 0 | 13.62 | 0
29.03. | 2 | 264.9015 |  | 251.5815 | 0 | 0 | 13.32 | 0
29.03. | 3 | 264.3049 |  | 251.0149 | 0 | 0 | 13.29 | 0
29.03. | 4 | 269.6745 |  | 256.1145 | 0 | 0 | 13.56 | 0
29.03. | 5 | 274.4475 |  | 260.6475 | 0 | 0 | 13.8 | 0
29.03. | 6 | 285.1868 |  | 270.8467 | 0 | 0 | 14.34 | 0
29.03. | 7 | 306.6653 |  | 291.2452 | 0 | 0 | 15.42 | 0
29.03. | 8 | 328.1438 |  | 311.6438 | 0 | 0 | 16.5 | 0
29.03. | 9 | 326.3539 |  | 309.9439 | 0 | 0 | 16.41 | 0
29.03. | 10 | 320.9842 |  | 304.8442 | 0 | 0 | 16.14 | 0
29.03. | 11 | 317.4045 |  | 301.4445 | 0 | 0 | 15.96 | 0
29.03. | 12 | 315.6146 |  | 299.7446 | 0 | 0 | 15.87 | 0
29.03. | 13 | 315.6146 |  | 299.7446 | 0 | 0 | 15.87 | 0
29.03. | 14 | 315.018 |  | 299.178 | 0 | 0 | 15.84 | 0
29.03. | 15 | 313.8247 |  | 298.0448 | 0 | 0 | 15.78 | 0
29.03. | 16 | 313.8247 |  | 298.0448 | 0 | 0 | 15.78 | 0
29.03. | 17 | 313.8247 |  | 298.0448 | 0 | 0 | 15.78 | 0
29.03. | 18 | 315.018 |  | 299.178 | 0 | 0 | 15.84 | 0
29.03. | 19 | 313.8247 |  | 298.0448 | 0 | 0 | 15.78 | 0
29.03. | 20 | 309.6484 |  | 294.0784 | 0 | 0 | 15.57 | 0
29.03. | 21 | 303.6821 |  | 288.4121 | 0 | 0 | 15.27 | 0
29.03. | 22 | 292.9429 |  | 278.2129 | 0 | 0 | 14.73 | 0
29.03. | 23 | 286.9766 |  | 272.5466 | 0 | 0 | 14.43 | 0
29.03. | 24 | 282.2036 |  | 268.0136 | 0 | 0 | 14.19 | 0
30.03. | 1 | 267.8846 |  | 254.4146 | 0 | 0 | 13.47 | 0
30.03. | 2 | 261.3218 |  | 248.1817 | 0 | 0 | 13.14 | 0
30.03. | 3 | 261.3218 |  | 248.1817 | 0 | 0 | 13.14 | 0
30.03. | 4 | 266.6914 |  | 253.2814 | 0 | 0 | 13.41 | 0
30.03. | 5 | 270.8678 |  | 257.2477 | 0 | 0 | 13.62 | 0
30.03. | 6 | 281.607 |  | 267.447 | 0 | 0 | 14.16 | 0
30.03. | 7 | 303.0855 |  | 287.8455 | 0 | 0 | 15.24 | 0
30.03. | 8 | 323.9674 |  | 307.6774 | 0 | 0 | 16.29 | 0
30.03. | 9 | 322.1775 |  | 305.9775 | 0 | 0 | 16.2 | 0
30.03. | 10 | 317.4045 |  | 301.4445 | 0 | 0 | 15.96 | 0
30.03. | 11 | 313.8247 |  | 298.0448 | 0 | 0 | 15.78 | 0
30.03. | 12 | 311.4382 |  | 295.7783 | 0 | 0 | 15.66 | 0
30.03. | 13 | 311.4382 |  | 295.7783 | 0 | 0 | 15.66 | 0
30.03. | 14 | 310.8416 |  | 295.2116 | 0 | 0 | 15.63 | 0
30.03. | 15 | 310.245 |  | 294.645 | 0 | 0 | 15.6 | 0
30.03. | 16 | 309.6484 |  | 294.0784 | 0 | 0 | 15.57 | 0
30.03. | 17 | 309.6484 |  | 294.0784 | 0 | 0 | 15.57 | 0
30.03. | 18 | 311.4382 |  | 295.7783 | 0 | 0 | 15.66 | 0
30.03. | 19 | 310.245 |  | 294.645 | 0 | 0 | 15.6 | 0
30.03. | 20 | 306.0686 |  | 290.6786 | 0 | 0 | 15.39 | 0
30.03. | 21 | 300.1024 |  | 285.0124 | 0 | 0 | 15.09 | 0
30.03. | 22 | 289.3631 |  | 274.8131 | 0 | 0 | 14.55 | 0
30.03. | 23 | 283.3969 |  | 269.1469 | 0 | 0 | 14.25 | 0
30.03. | 24 | 278.6239 |  | 264.6139 | 0 | 0 | 14.01 | 0
31.03. | 1 | 247.5994 |  | 235.1494 | 0 | 0 | 12.45 | 0
31.03. | 2 | 246.4061 |  | 234.0161 | 0 | 0 | 12.39 | 0
31.03. | 3 | 248.7926 |  | 236.2826 | 0 | 0 | 12.51 | 0
31.03. | 4 | 252.3724 |  | 239.6824 | 0 | 0 | 12.69 | 0
31.03. | 5 | 255.3555 |  | 242.5155 | 0 | 0 | 12.84 | 0
31.03. | 6 | 263.1116 |  | 249.8816 | 0 | 0 | 13.23 | 0
31.03. | 7 | 273.8509 |  | 260.0809 | 0 | 0 | 13.77 | 0
31.03. | 8 | 291.153 |  | 276.513 | 0 | 0 | 14.64 | 0
31.03. | 9 | 300.1024 |  | 285.0124 | 0 | 0 | 15.09 | 0
31.03. | 10 | 302.4889 |  | 287.2789 | 0 | 0 | 15.21 | 0
31.03. | 11 | 300.699 |  | 285.579 | 0 | 0 | 15.12 | 0
31.03. | 12 | 297.1193 |  | 282.1793 | 0 | 0 | 14.94 | 0
31.03. | 13 | 297.1193 |  | 282.1793 | 0 | 0 | 14.94 | 0
31.03. | 14 | 298.3125 |  | 283.3125 | 0 | 0 | 15 | 0
31.03. | 15 | 289.3631 |  | 274.8131 | 0 | 0 | 14.55 | 0
31.03. | 16 | 281.0104 |  | 266.8804 | 0 | 0 | 14.13 | 0
31.03. | 17 | 279.8171 |  | 265.7471 | 0 | 0 | 14.07 | 0
31.03. | 18 | 283.9935 |  | 269.7135 | 0 | 0 | 14.28 | 0
31.03. | 19 | 285.1868 |  | 270.8467 | 0 | 0 | 14.34 | 0
31.03. | 20 | 285.7834 |  | 271.4134 | 0 | 0 | 14.37 | 0
31.03. | 21 | 280.4138 |  | 266.3138 | 0 | 0 | 14.1 | 0
31.03. | 22 | 268.4812 |  | 254.9812 | 0 | 0 | 13.5 | 0
31.03. | 23 | 269.0779 |  | 255.5479 | 0 | 0 | 13.53 | 0
31.03. | 24 | 267.8846 |  | 254.4146 | 0 | 0 | 13.47 | 0
01.04. | 1 | 235.6669 |  | 223.8169 | 0 | 0 | 11.85 | 0
01.04. | 2 | 227.3141 |  | 215.8841 | 0 | 0 | 11.43 | 0
01.04. | 3 | 225.5242 |  | 214.1842 | 0 | 0 | 11.34 | 0
01.04. | 4 | 228.5074 |  | 217.0174 | 0 | 0 | 11.49 | 0
01.04. | 5 | 238.65 |  | 226.65 | 0 | 0 | 12 | 0
01.04. | 6 | 258.9352 |  | 245.9152 | 0 | 0 | 13.02 | 0
01.04. | 7 | 280.4138 |  | 266.3138 | 0 | 0 | 14.1 | 0
01.04. | 8 | 297.7159 |  | 282.7459 | 0 | 0 | 14.97 | 0
01.04. | 9 | 304.2788 |  | 288.9787 | 0 | 0 | 15.3 | 0
01.04. | 10 | 297.7159 |  | 282.7459 | 0 | 0 | 14.97 | 0
01.04. | 11 | 291.153 |  | 276.513 | 0 | 0 | 14.64 | 0
01.04. | 12 | 289.9597 |  | 275.3798 | 0 | 0 | 14.58 | 0
01.04. | 13 | 287.5732 |  | 273.1132 | 0 | 0 | 14.46 | 0
01.04. | 14 | 279.8171 |  | 265.7471 | 0 | 0 | 14.07 | 0
01.04. | 15 | 275.6408 |  | 261.7808 | 0 | 0 | 13.86 | 0
01.04. | 16 | 270.2711 |  | 256.6811 | 0 | 0 | 13.59 | 0
01.04. | 17 | 273.2543 |  | 259.5143 | 0 | 0 | 13.74 | 0
01.04. | 18 | 272.6576 |  | 258.9476 | 0 | 0 | 13.71 | 0
01.04. | 19 | 273.8509 |  | 260.0809 | 0 | 0 | 13.77 | 0
01.04. | 20 | 269.0779 |  | 255.5479 | 0 | 0 | 13.53 | 0
01.04. | 21 | 272.6576 |  | 258.9476 | 0 | 0 | 13.71 | 0
01.04. | 22 | 264.9015 |  | 251.5815 | 0 | 0 | 13.32 | 0
01.04. | 23 | 258.3386 |  | 245.3486 | 0 | 0 | 12.99 | 0
01.04. | 24 | 233.2804 |  | 221.5504 | 0 | 0 | 11.73 | 0
02.04. | 1 | 233.877 |  | 222.117 | 0 | 0 | 11.76 | 0
02.04. | 2 | 225.5242 |  | 214.1842 | 0 | 0 | 11.34 | 0
02.04. | 3 | 224.331 |  | 213.051 | 0 | 0 | 11.28 | 0
02.04. | 4 | 226.7175 |  | 215.3175 | 0 | 0 | 11.4 | 0
02.04. | 5 | 236.8601 |  | 224.9501 | 0 | 0 | 11.91 | 0
02.04. | 6 | 257.1454 |  | 244.2154 | 0 | 0 | 12.93 | 0
02.04. | 7 | 278.0272 |  | 264.0473 | 0 | 0 | 13.98 | 0
02.04. | 8 | 295.3294 |  | 280.4794 | 0 | 0 | 14.85 | 0
02.04. | 9 | 301.8922 |  | 286.7122 | 0 | 0 | 15.18 | 0
02.04. | 10 | 295.3294 |  | 280.4794 | 0 | 0 | 14.85 | 0
02.04. | 11 | 289.3631 |  | 274.8131 | 0 | 0 | 14.55 | 0
02.04. | 12 | 287.5732 |  | 273.1132 | 0 | 0 | 14.46 | 0
02.04. | 13 | 285.1868 |  | 270.8467 | 0 | 0 | 14.34 | 0
02.04. | 14 | 278.0272 |  | 264.0473 | 0 | 0 | 13.98 | 0
02.04. | 15 | 273.8509 |  | 260.0809 | 0 | 0 | 13.77 | 0
02.04. | 16 | 268.4812 |  | 254.9812 | 0 | 0 | 13.5 | 0
02.04. | 17 | 271.4644 |  | 257.8144 | 0 | 0 | 13.65 | 0
02.04. | 18 | 270.8678 |  | 257.2477 | 0 | 0 | 13.62 | 0
02.04. | 19 | 272.061 |  | 258.381 | 0 | 0 | 13.68 | 0
02.04. | 20 | 266.6914 |  | 253.2814 | 0 | 0 | 13.41 | 0
02.04. | 21 | 270.2711 |  | 256.6811 | 0 | 0 | 13.59 | 0
02.04. | 22 | 262.515 |  | 249.315 | 0 | 0 | 13.2 | 0
02.04. | 23 | 256.5487 |  | 243.6488 | 0 | 0 | 12.9 | 0
02.04. | 24 | 231.4905 |  | 219.8505 | 0 | 0 | 11.64 | 0
03.04. | 1 | 230.2972 |  | 218.7173 | 0 | 0 | 11.58 | 0
03.04. | 2 | 229.104 |  | 217.584 | 0 | 0 | 11.52 | 0
03.04. | 3 | 229.104 |  | 217.584 | 0 | 0 | 11.52 | 0
03.04. | 4 | 234.4736 |  | 222.6836 | 0 | 0 | 11.79 | 0
03.04. | 5 | 245.8095 |  | 233.4495 | 0 | 0 | 12.36 | 0
03.04. | 6 | 270.2711 |  | 256.6811 | 0 | 0 | 13.59 | 0
03.04. | 7 | 297.7159 |  | 282.7459 | 0 | 0 | 14.97 | 0
03.04. | 8 | 303.6821 |  | 288.4121 | 0 | 0 | 15.27 | 0
03.04. | 9 | 303.0855 |  | 287.8455 | 0 | 0 | 15.24 | 0
03.04. | 10 | 298.3125 |  | 283.3125 | 0 | 0 | 15 | 0
03.04. | 11 | 296.5226 |  | 281.6126 | 0 | 0 | 14.91 | 0
03.04. | 12 | 297.1193 |  | 282.1793 | 0 | 0 | 14.94 | 0
03.04. | 13 | 297.1193 |  | 282.1793 | 0 | 0 | 14.94 | 0
03.04. | 14 | 294.7328 |  | 279.9128 | 0 | 0 | 14.82 | 0
03.04. | 15 | 294.7328 |  | 279.9128 | 0 | 0 | 14.82 | 0
03.04. | 16 | 294.1361 |  | 279.3461 | 0 | 0 | 14.79 | 0
03.04. | 17 | 292.9429 |  | 278.2129 | 0 | 0 | 14.73 | 0
03.04. | 18 | 292.9429 |  | 278.2129 | 0 | 0 | 14.73 | 0
03.04. | 19 | 288.7665 |  | 274.2465 | 0 | 0 | 14.52 | 0
03.04. | 20 | 281.607 |  | 267.447 | 0 | 0 | 14.16 | 0
03.04. | 21 | 278.0272 |  | 264.0473 | 0 | 0 | 13.98 | 0
03.04. | 22 | 271.4644 |  | 257.8144 | 0 | 0 | 13.65 | 0
03.04. | 23 | 268.4812 |  | 254.9812 | 0 | 0 | 13.5 | 0
03.04. | 24 | 244.0196 |  | 231.7496 | 0 | 0 | 12.27 | 0
04.04. | 1 | 236.2635 |  | 224.3835 | 0 | 0 | 11.88 | 0
04.04. | 2 | 235.6669 |  | 223.8169 | 0 | 0 | 11.85 | 0
04.04. | 3 | 235.6669 |  | 223.8169 | 0 | 0 | 11.85 | 0
04.04. | 4 | 241.0365 |  | 228.9165 | 0 | 0 | 12.12 | 0
04.04. | 5 | 252.3724 |  | 239.6824 | 0 | 0 | 12.69 | 0
04.04. | 6 | 278.0272 |  | 264.0473 | 0 | 0 | 13.98 | 0
04.04. | 7 | 306.0686 |  | 290.6786 | 0 | 0 | 15.39 | 0
04.04. | 8 | 312.0349 |  | 296.3449 | 0 | 0 | 15.69 | 0
04.04. | 9 | 311.4382 |  | 295.7783 | 0 | 0 | 15.66 | 0
04.04. | 10 | 306.0686 |  | 290.6786 | 0 | 0 | 15.39 | 0
04.04. | 11 | 304.2788 |  | 288.9787 | 0 | 0 | 15.3 | 0
04.04. | 12 | 305.472 |  | 290.112 | 0 | 0 | 15.36 | 0
04.04. | 13 | 304.8754 |  | 289.5454 | 0 | 0 | 15.33 | 0
04.04. | 14 | 303.0855 |  | 287.8455 | 0 | 0 | 15.24 | 0
04.04. | 15 | 303.0855 |  | 287.8455 | 0 | 0 | 15.24 | 0
04.04. | 16 | 302.4889 |  | 287.2789 | 0 | 0 | 15.21 | 0
04.04. | 17 | 300.699 |  | 285.579 | 0 | 0 | 15.12 | 0
04.04. | 18 | 300.699 |  | 285.579 | 0 | 0 | 15.12 | 0
04.04. | 19 | 296.5226 |  | 281.6126 | 0 | 0 | 14.91 | 0
04.04. | 20 | 289.3631 |  | 274.8131 | 0 | 0 | 14.55 | 0
04.04. | 21 | 285.1868 |  | 270.8467 | 0 | 0 | 14.34 | 0
04.04. | 22 | 278.6239 |  | 264.6139 | 0 | 0 | 14.01 | 0
04.04. | 23 | 275.6408 |  | 261.7808 | 0 | 0 | 13.86 | 0
04.04. | 24 | 250.5825 |  | 237.9825 | 0 | 0 | 12.6 | 0
05.04. | 1 | 239.8433 |  | 227.7833 | 0 | 0 | 12.06 | 0
05.04. | 2 | 239.2466 |  | 227.2166 | 0 | 0 | 12.03 | 0
05.04. | 3 | 239.2466 |  | 227.2166 | 0 | 0 | 12.03 | 0
05.04. | 4 | 244.6163 |  | 232.3162 | 0 | 0 | 12.3 | 0
05.04. | 5 | 256.5487 |  | 243.6488 | 0 | 0 | 12.9 | 0
05.04. | 6 | 282.2036 |  | 268.0136 | 0 | 0 | 14.19 | 0
05.04. | 7 | 310.8416 |  | 295.2116 | 0 | 0 | 15.63 | 0
05.04. | 8 | 316.8079 |  | 300.8779 | 0 | 0 | 15.93 | 0
05.04. | 9 | 316.2112 |  | 300.3112 | 0 | 0 | 15.9 | 0
05.04. | 10 | 310.8416 |  | 295.2116 | 0 | 0 | 15.63 | 0
05.04. | 11 | 309.0518 |  | 293.5118 | 0 | 0 | 15.54 | 0
05.04. | 12 | 310.245 |  | 294.645 | 0 | 0 | 15.6 | 0
05.04. | 13 | 309.6484 |  | 294.0784 | 0 | 0 | 15.57 | 0
05.04. | 14 | 307.8585 |  | 292.3785 | 0 | 0 | 15.48 | 0
05.04. | 15 | 307.8585 |  | 292.3785 | 0 | 0 | 15.48 | 0
05.04. | 16 | 307.2619 |  | 291.8119 | 0 | 0 | 15.45 | 0
05.04. | 17 | 305.472 |  | 290.112 | 0 | 0 | 15.36 | 0
05.04. | 18 | 305.472 |  | 290.112 | 0 | 0 | 15.36 | 0
05.04. | 19 | 301.2956 |  | 286.1456 | 0 | 0 | 15.15 | 0
05.04. | 20 | 294.1361 |  | 279.3461 | 0 | 0 | 14.79 | 0
05.04. | 21 | 289.9597 |  | 275.3798 | 0 | 0 | 14.58 | 0
05.04. | 22 | 283.3969 |  | 269.1469 | 0 | 0 | 14.25 | 0
05.04. | 23 | 279.8171 |  | 265.7471 | 0 | 0 | 14.07 | 0
05.04. | 24 | 254.7589 |  | 241.9489 | 0 | 0 | 12.81 | 0
06.04. | 1 | 236.2635 |  | 224.3835 | 0 | 0 | 11.88 | 0
06.04. | 2 | 235.6669 |  | 223.8169 | 0 | 0 | 11.85 | 0
06.04. | 3 | 235.6669 |  | 223.8169 | 0 | 0 | 11.85 | 0
06.04. | 4 | 241.0365 |  | 228.9165 | 0 | 0 | 12.12 | 0
06.04. | 5 | 252.969 |  | 240.249 | 0 | 0 | 12.72 | 0
06.04. | 6 | 278.0272 |  | 264.0473 | 0 | 0 | 13.98 | 0
06.04. | 7 | 306.0686 |  | 290.6786 | 0 | 0 | 15.39 | 0
06.04. | 8 | 312.0349 |  | 296.3449 | 0 | 0 | 15.69 | 0
06.04. | 9 | 312.0349 |  | 296.3449 | 0 | 0 | 15.69 | 0
06.04. | 10 | 306.6653 |  | 291.2452 | 0 | 0 | 15.42 | 0
06.04. | 11 | 304.8754 |  | 289.5454 | 0 | 0 | 15.33 | 0
06.04. | 12 | 305.472 |  | 290.112 | 0 | 0 | 15.36 | 0
06.04. | 13 | 305.472 |  | 290.112 | 0 | 0 | 15.36 | 0
06.04. | 14 | 303.0855 |  | 287.8455 | 0 | 0 | 15.24 | 0
06.04. | 15 | 303.0855 |  | 287.8455 | 0 | 0 | 15.24 | 0
06.04. | 16 | 302.4889 |  | 287.2789 | 0 | 0 | 15.21 | 0
06.04. | 17 | 301.2956 |  | 286.1456 | 0 | 0 | 15.15 | 0
06.04. | 18 | 300.699 |  | 285.579 | 0 | 0 | 15.12 | 0
06.04. | 19 | 297.1193 |  | 282.1793 | 0 | 0 | 14.94 | 0
06.04. | 20 | 289.3631 |  | 274.8131 | 0 | 0 | 14.55 | 0
06.04. | 21 | 285.7834 |  | 271.4134 | 0 | 0 | 14.37 | 0
06.04. | 22 | 279.2205 |  | 265.1805 | 0 | 0 | 14.04 | 0
06.04. | 23 | 276.2374 |  | 262.3474 | 0 | 0 | 13.89 | 0
06.04. | 24 | 251.1791 |  | 238.5491 | 0 | 0 | 12.63 | 0
07.04. | 1 | 239.2466 |  | 227.2166 | 0 | 0 | 12.03 | 0
07.04. | 2 | 230.8939 |  | 219.2839 | 0 | 0 | 11.61 | 0
07.04. | 3 | 229.104 |  | 217.584 | 0 | 0 | 11.52 | 0
07.04. | 4 | 232.0871 |  | 220.4171 | 0 | 0 | 11.67 | 0
07.04. | 5 | 242.2297 |  | 230.0497 | 0 | 0 | 12.18 | 0
07.04. | 6 | 262.515 |  | 249.315 | 0 | 0 | 13.2 | 0
07.04. | 7 | 284.5901 |  | 270.2801 | 0 | 0 | 14.31 | 0
07.04. | 8 | 301.8922 |  | 286.7122 | 0 | 0 | 15.18 | 0
07.04. | 9 | 309.0518 |  | 293.5118 | 0 | 0 | 15.54 | 0
07.04. | 10 | 302.4889 |  | 287.2789 | 0 | 0 | 15.21 | 0
07.04. | 11 | 295.926 |  | 281.046 | 0 | 0 | 14.88 | 0
07.04. | 12 | 294.1361 |  | 279.3461 | 0 | 0 | 14.79 | 0
07.04. | 13 | 291.7496 |  | 277.0796 | 0 | 0 | 14.67 | 0
07.04. | 14 | 284.5901 |  | 270.2801 | 0 | 0 | 14.31 | 0
07.04. | 15 | 279.8171 |  | 265.7471 | 0 | 0 | 14.07 | 0
07.04. | 16 | 274.4475 |  | 260.6475 | 0 | 0 | 13.8 | 0
07.04. | 17 | 277.4306 |  | 263.4806 | 0 | 0 | 13.95 | 0
07.04. | 18 | 276.834 |  | 262.914 | 0 | 0 | 13.92 | 0
07.04. | 19 | 278.0272 |  | 264.0473 | 0 | 0 | 13.98 | 0
07.04. | 20 | 273.2543 |  | 259.5143 | 0 | 0 | 13.74 | 0
07.04. | 21 | 276.834 |  | 262.914 | 0 | 0 | 13.92 | 0
07.04. | 22 | 268.4812 |  | 254.9812 | 0 | 0 | 13.5 | 0
07.04. | 23 | 262.515 |  | 249.315 | 0 | 0 | 13.2 | 0
07.04. | 24 | 236.8601 |  | 224.9501 | 0 | 0 | 11.91 | 0
08.04. | 1 | 244.0196 |  | 231.7496 | 0 | 0 | 12.27 | 0
08.04. | 2 | 235.0702 |  | 223.2502 | 0 | 0 | 11.82 | 0
08.04. | 3 | 233.877 |  | 222.117 | 0 | 0 | 11.76 | 0
08.04. | 4 | 236.8601 |  | 224.9501 | 0 | 0 | 11.91 | 0
08.04. | 5 | 247.0027 |  | 234.5828 | 0 | 0 | 12.42 | 0
08.04. | 6 | 267.8846 |  | 254.4146 | 0 | 0 | 13.47 | 0
08.04. | 7 | 289.9597 |  | 275.3798 | 0 | 0 | 14.58 | 0
08.04. | 8 | 307.8585 |  | 292.3785 | 0 | 0 | 15.48 | 0
08.04. | 9 | 315.018 |  | 299.178 | 0 | 0 | 15.84 | 0
08.04. | 10 | 308.4551 |  | 292.9451 | 0 | 0 | 15.51 | 0
08.04. | 11 | 301.2956 |  | 286.1456 | 0 | 0 | 15.15 | 0
08.04. | 12 | 300.1024 |  | 285.0124 | 0 | 0 | 15.09 | 0
08.04. | 13 | 297.7159 |  | 282.7459 | 0 | 0 | 14.97 | 0
08.04. | 14 | 289.9597 |  | 275.3798 | 0 | 0 | 14.58 | 0
08.04. | 15 | 285.7834 |  | 271.4134 | 0 | 0 | 14.37 | 0
08.04. | 16 | 279.8171 |  | 265.7471 | 0 | 0 | 14.07 | 0
08.04. | 17 | 282.8003 |  | 268.5802 | 0 | 0 | 14.22 | 0
08.04. | 18 | 282.2036 |  | 268.0136 | 0 | 0 | 14.19 | 0
08.04. | 19 | 283.3969 |  | 269.1469 | 0 | 0 | 14.25 | 0
08.04. | 20 | 278.6239 |  | 264.6139 | 0 | 0 | 14.01 | 0
08.04. | 21 | 282.2036 |  | 268.0136 | 0 | 0 | 14.19 | 0
08.04. | 22 | 273.8509 |  | 260.0809 | 0 | 0 | 13.77 | 0
08.04. | 23 | 267.288 |  | 253.848 | 0 | 0 | 13.44 | 0
08.04. | 24 | 241.6331 |  | 229.4831 | 0 | 0 | 12.15 | 0
09.04. | 1 | 238.65 |  | 226.65 | 0 | 0 | 12 | 0
09.04. | 2 | 238.0534 |  | 226.0834 | 0 | 0 | 11.97 | 0
09.04. | 3 | 238.0534 |  | 226.0834 | 0 | 0 | 11.97 | 0
09.04. | 4 | 243.423 |  | 231.183 | 0 | 0 | 12.24 | 0
09.04. | 5 | 255.3555 |  | 242.5155 | 0 | 0 | 12.84 | 0
09.04. | 6 | 280.4138 |  | 266.3138 | 0 | 0 | 14.1 | 0
09.04. | 7 | 309.0518 |  | 293.5118 | 0 | 0 | 15.54 | 0
09.04. | 8 | 315.018 |  | 299.178 | 0 | 0 | 15.84 | 0
09.04. | 9 | 315.018 |  | 299.178 | 0 | 0 | 15.84 | 0
09.04. | 10 | 309.0518 |  | 293.5118 | 0 | 0 | 15.54 | 0
09.04. | 11 | 307.2619 |  | 291.8119 | 0 | 0 | 15.45 | 0
09.04. | 12 | 308.4551 |  | 292.9451 | 0 | 0 | 15.51 | 0
09.04. | 13 | 307.8585 |  | 292.3785 | 0 | 0 | 15.48 | 0
09.04. | 14 | 306.0686 |  | 290.6786 | 0 | 0 | 15.39 | 0
09.04. | 15 | 306.0686 |  | 290.6786 | 0 | 0 | 15.39 | 0
09.04. | 16 | 305.472 |  | 290.112 | 0 | 0 | 15.36 | 0
09.04. | 17 | 303.6821 |  | 288.4121 | 0 | 0 | 15.27 | 0
09.04. | 18 | 303.6821 |  | 288.4121 | 0 | 0 | 15.27 | 0
09.04. | 19 | 299.5057 |  | 284.4457 | 0 | 0 | 15.06 | 0
09.04. | 20 | 292.3462 |  | 277.6463 | 0 | 0 | 14.7 | 0
09.04. | 21 | 288.1699 |  | 273.6799 | 0 | 0 | 14.49 | 0
09.04. | 22 | 281.607 |  | 267.447 | 0 | 0 | 14.16 | 0
09.04. | 23 | 278.6239 |  | 264.6139 | 0 | 0 | 14.01 | 0
09.04. | 24 | 252.969 |  | 240.249 | 0 | 0 | 12.72 | 0
10.04. | 1 | 235.0702 |  | 223.2502 | 0 | 0 | 11.82 | 0
10.04. | 2 | 234.4736 |  | 222.6836 | 0 | 0 | 11.79 | 0
10.04. | 3 | 234.4736 |  | 222.6836 | 0 | 0 | 11.79 | 0
10.04. | 4 | 239.8433 |  | 227.7833 | 0 | 0 | 12.06 | 0
10.04. | 5 | 251.1791 |  | 238.5491 | 0 | 0 | 12.63 | 0
10.04. | 6 | 276.2374 |  | 262.3474 | 0 | 0 | 13.89 | 0
10.04. | 7 | 304.2788 |  | 288.9787 | 0 | 0 | 15.3 | 0
10.04. | 8 | 310.245 |  | 294.645 | 0 | 0 | 15.6 | 0
10.04. | 9 | 310.245 |  | 294.645 | 0 | 0 | 15.6 | 0
10.04. | 10 | 304.8754 |  | 289.5454 | 0 | 0 | 15.33 | 0
10.04. | 11 | 302.4889 |  | 287.2789 | 0 | 0 | 15.21 | 0
10.04. | 12 | 303.6821 |  | 288.4121 | 0 | 0 | 15.27 | 0
10.04. | 13 | 303.6821 |  | 288.4121 | 0 | 0 | 15.27 | 0
10.04. | 14 | 301.2956 |  | 286.1456 | 0 | 0 | 15.15 | 0
10.04. | 15 | 301.2956 |  | 286.1456 | 0 | 0 | 15.15 | 0
10.04. | 16 | 300.699 |  | 285.579 | 0 | 0 | 15.12 | 0
10.04. | 17 | 299.5057 |  | 284.4457 | 0 | 0 | 15.06 | 0
10.04. | 18 | 298.9091 |  | 283.8791 | 0 | 0 | 15.03 | 0
10.04. | 19 | 295.3294 |  | 280.4794 | 0 | 0 | 14.85 | 0
10.04. | 20 | 287.5732 |  | 273.1132 | 0 | 0 | 14.46 | 0
10.04. | 21 | 283.9935 |  | 269.7135 | 0 | 0 | 14.28 | 0
10.04. | 22 | 277.4306 |  | 263.4806 | 0 | 0 | 13.95 | 0
10.04. | 23 | 274.4475 |  | 260.6475 | 0 | 0 | 13.8 | 0
10.04. | 24 | 249.3893 |  | 236.8493 | 0 | 0 | 12.54 | 0
11.04. | 1 | 232.6838 |  | 220.9837 | 0 | 0 | 11.7 | 0
11.04. | 2 | 232.0871 |  | 220.4171 | 0 | 0 | 11.67 | 0
11.04. | 3 | 232.0871 |  | 220.4171 | 0 | 0 | 11.67 | 0
11.04. | 4 | 237.4567 |  | 225.5168 | 0 | 0 | 11.94 | 0
11.04. | 5 | 248.7926 |  | 236.2826 | 0 | 0 | 12.51 | 0
11.04. | 6 | 273.8509 |  | 260.0809 | 0 | 0 | 13.77 | 0
11.04. | 7 | 301.2956 |  | 286.1456 | 0 | 0 | 15.15 | 0
11.04. | 8 | 307.2619 |  | 291.8119 | 0 | 0 | 15.45 | 0
11.04. | 9 | 306.6653 |  | 291.2452 | 0 | 0 | 15.42 | 0
11.04. | 10 | 301.8922 |  | 286.7122 | 0 | 0 | 15.18 | 0
11.04. | 11 | 299.5057 |  | 284.4457 | 0 | 0 | 15.06 | 0
11.04. | 12 | 300.699 |  | 285.579 | 0 | 0 | 15.12 | 0
11.04. | 13 | 300.699 |  | 285.579 | 0 | 0 | 15.12 | 0
11.04. | 14 | 298.3125 |  | 283.3125 | 0 | 0 | 15 | 0
11.04. | 15 | 298.3125 |  | 283.3125 | 0 | 0 | 15 | 0
11.04. | 16 | 297.7159 |  | 282.7459 | 0 | 0 | 14.97 | 0
11.04. | 17 | 296.5226 |  | 281.6126 | 0 | 0 | 14.91 | 0
11.04. | 18 | 295.926 |  | 281.046 | 0 | 0 | 14.88 | 0
11.04. | 19 | 292.3462 |  | 277.6463 | 0 | 0 | 14.7 | 0
11.04. | 20 | 285.1868 |  | 270.8467 | 0 | 0 | 14.34 | 0
11.04. | 21 | 281.0104 |  | 266.8804 | 0 | 0 | 14.13 | 0
11.04. | 22 | 274.4475 |  | 260.6475 | 0 | 0 | 13.8 | 0
11.04. | 23 | 271.4644 |  | 257.8144 | 0 | 0 | 13.65 | 0
11.04. | 24 | 247.0027 |  | 234.5828 | 0 | 0 | 12.42 | 0
12.04. | 1 | 235.6669 |  | 223.8169 | 0 | 0 | 11.85 | 0
12.04. | 2 | 235.0702 |  | 223.2502 | 0 | 0 | 11.82 | 0
12.04. | 3 | 235.0702 |  | 223.2502 | 0 | 0 | 11.82 | 0
12.04. | 4 | 240.4399 |  | 228.3499 | 0 | 0 | 12.09 | 0
12.04. | 5 | 252.3724 |  | 239.6824 | 0 | 0 | 12.69 | 0
12.04. | 6 | 277.4306 |  | 263.4806 | 0 | 0 | 13.95 | 0
12.04. | 7 | 305.472 |  | 290.112 | 0 | 0 | 15.36 | 0
12.04. | 8 | 311.4382 |  | 295.7783 | 0 | 0 | 15.66 | 0
12.04. | 9 | 310.8416 |  | 295.2116 | 0 | 0 | 15.63 | 0
12.04. | 10 | 305.472 |  | 290.112 | 0 | 0 | 15.36 | 0
12.04. | 11 | 303.6821 |  | 288.4121 | 0 | 0 | 15.27 | 0
12.04. | 12 | 304.8754 |  | 289.5454 | 0 | 0 | 15.33 | 0
12.04. | 13 | 304.2788 |  | 288.9787 | 0 | 0 | 15.3 | 0
12.04. | 14 | 302.4889 |  | 287.2789 | 0 | 0 | 15.21 | 0
12.04. | 15 | 302.4889 |  | 287.2789 | 0 | 0 | 15.21 | 0
12.04. | 16 | 301.8922 |  | 286.7122 | 0 | 0 | 15.18 | 0
12.04. | 17 | 300.699 |  | 285.579 | 0 | 0 | 15.12 | 0
12.04. | 18 | 300.1024 |  | 285.0124 | 0 | 0 | 15.09 | 0
12.04. | 19 | 295.926 |  | 281.046 | 0 | 0 | 14.88 | 0
12.04. | 20 | 288.7665 |  | 274.2465 | 0 | 0 | 14.52 | 0
12.04. | 21 | 284.5901 |  | 270.2801 | 0 | 0 | 14.31 | 0
12.04. | 22 | 278.0272 |  | 264.0473 | 0 | 0 | 13.98 | 0
12.04. | 23 | 275.0441 |  | 261.2141 | 0 | 0 | 13.83 | 0
12.04. | 24 | 250.5825 |  | 237.9825 | 0 | 0 | 12.6 | 0
13.04. | 1 | 236.8601 |  | 224.9501 | 0 | 0 | 11.91 | 0
13.04. | 2 | 236.2635 |  | 224.3835 | 0 | 0 | 11.88 | 0
13.04. | 3 | 236.2635 |  | 224.3835 | 0 | 0 | 11.88 | 0
13.04. | 4 | 241.6331 |  | 229.4831 | 0 | 0 | 12.15 | 0
13.04. | 5 | 253.5656 |  | 240.8156 | 0 | 0 | 12.75 | 0
13.04. | 6 | 278.6239 |  | 264.6139 | 0 | 0 | 14.01 | 0
13.04. | 7 | 306.6653 |  | 291.2452 | 0 | 0 | 15.42 | 0
13.04. | 8 | 312.6315 |  | 296.9115 | 0 | 0 | 15.72 | 0
13.04. | 9 | 312.6315 |  | 296.9115 | 0 | 0 | 15.72 | 0
13.04. | 10 | 307.2619 |  | 291.8119 | 0 | 0 | 15.45 | 0
13.04. | 11 | 305.472 |  | 290.112 | 0 | 0 | 15.36 | 0
13.04. | 12 | 306.0686 |  | 290.6786 | 0 | 0 | 15.39 | 0
13.04. | 13 | 306.0686 |  | 290.6786 | 0 | 0 | 15.39 | 0
13.04. | 14 | 303.6821 |  | 288.4121 | 0 | 0 | 15.27 | 0
13.04. | 15 | 303.6821 |  | 288.4121 | 0 | 0 | 15.27 | 0
13.04. | 16 | 303.0855 |  | 287.8455 | 0 | 0 | 15.24 | 0
13.04. | 17 | 301.8922 |  | 286.7122 | 0 | 0 | 15.18 | 0
13.04. | 18 | 301.2956 |  | 286.1456 | 0 | 0 | 15.15 | 0
13.04. | 19 | 297.7159 |  | 282.7459 | 0 | 0 | 14.97 | 0
13.04. | 20 | 289.9597 |  | 275.3798 | 0 | 0 | 14.58 | 0
13.04. | 21 | 286.38 |  | 271.98 | 0 | 0 | 14.4 | 0
13.04. | 22 | 279.8171 |  | 265.7471 | 0 | 0 | 14.07 | 0
13.04. | 23 | 276.2374 |  | 262.3474 | 0 | 0 | 13.89 | 0
13.04. | 24 | 251.7757 |  | 239.1157 | 0 | 0 | 12.66 | 0
14.04. | 1 | 236.8601 |  | 224.9501 | 0 | 0 | 11.91 | 0
14.04. | 2 | 228.5074 |  | 217.0174 | 0 | 0 | 11.49 | 0
14.04. | 3 | 226.7175 |  | 215.3175 | 0 | 0 | 11.4 | 0
14.04. | 4 | 229.7006 |  | 218.1506 | 0 | 0 | 11.55 | 0
14.04. | 5 | 239.8433 |  | 227.7833 | 0 | 0 | 12.06 | 0
14.04. | 6 | 260.1285 |  | 247.0485 | 0 | 0 | 13.08 | 0
14.04. | 7 | 281.607 |  | 267.447 | 0 | 0 | 14.16 | 0
14.04. | 8 | 298.9091 |  | 283.8791 | 0 | 0 | 15.03 | 0
14.04. | 9 | 306.0686 |  | 290.6786 | 0 | 0 | 15.39 | 0
14.04. | 10 | 299.5057 |  | 284.4457 | 0 | 0 | 15.06 | 0
14.04. | 11 | 292.9429 |  | 278.2129 | 0 | 0 | 14.73 | 0
14.04. | 12 | 291.153 |  | 276.513 | 0 | 0 | 14.64 | 0
14.04. | 13 | 289.3631 |  | 274.8131 | 0 | 0 | 14.55 | 0
14.04. | 14 | 281.607 |  | 267.447 | 0 | 0 | 14.16 | 0
14.04. | 15 | 277.4306 |  | 263.4806 | 0 | 0 | 13.95 | 0
14.04. | 16 | 271.4644 |  | 257.8144 | 0 | 0 | 13.65 | 0
14.04. | 17 | 275.0441 |  | 261.2141 | 0 | 0 | 13.83 | 0
14.04. | 18 | 274.4475 |  | 260.6475 | 0 | 0 | 13.8 | 0
14.04. | 19 | 275.0441 |  | 261.2141 | 0 | 0 | 13.83 | 0
14.04. | 20 | 270.2711 |  | 256.6811 | 0 | 0 | 13.59 | 0
14.04. | 21 | 273.8509 |  | 260.0809 | 0 | 0 | 13.77 | 0
14.04. | 22 | 266.0947 |  | 252.7148 | 0 | 0 | 13.38 | 0
14.04. | 23 | 259.5319 |  | 246.4819 | 0 | 0 | 13.05 | 0
14.04. | 24 | 234.4736 |  | 222.6836 | 0 | 0 | 11.79 | 0
15.04. | 1 | 232.6838 |  | 220.9837 | 0 | 0 | 11.7 | 0
15.04. | 2 | 224.331 |  | 213.051 | 0 | 0 | 11.28 | 0
15.04. | 3 | 222.5411 |  | 211.3511 | 0 | 0 | 11.19 | 0
15.04. | 4 | 225.5242 |  | 214.1842 | 0 | 0 | 11.34 | 0
15.04. | 5 | 235.0702 |  | 223.2502 | 0 | 0 | 11.82 | 0
15.04. | 6 | 255.3555 |  | 242.5155 | 0 | 0 | 12.84 | 0
15.04. | 7 | 276.834 |  | 262.914 | 0 | 0 | 13.92 | 0
15.04. | 8 | 293.5395 |  | 278.7795 | 0 | 0 | 14.76 | 0
15.04. | 9 | 300.1024 |  | 285.0124 | 0 | 0 | 15.09 | 0
15.04. | 10 | 293.5395 |  | 278.7795 | 0 | 0 | 14.76 | 0
15.04. | 11 | 287.5732 |  | 273.1132 | 0 | 0 | 14.46 | 0
15.04. | 12 | 285.7834 |  | 271.4134 | 0 | 0 | 14.37 | 0
15.04. | 13 | 283.9935 |  | 269.7135 | 0 | 0 | 14.28 | 0
15.04. | 14 | 276.2374 |  | 262.3474 | 0 | 0 | 13.89 | 0
15.04. | 15 | 272.061 |  | 258.381 | 0 | 0 | 13.68 | 0
15.04. | 16 | 266.6914 |  | 253.2814 | 0 | 0 | 13.41 | 0
15.04. | 17 | 269.6745 |  | 256.1145 | 0 | 0 | 13.56 | 0
15.04. | 18 | 269.0779 |  | 255.5479 | 0 | 0 | 13.53 | 0
15.04. | 19 | 270.2711 |  | 256.6811 | 0 | 0 | 13.59 | 0
15.04. | 20 | 265.4981 |  | 252.1481 | 0 | 0 | 13.35 | 0
15.04. | 21 | 269.0779 |  | 255.5479 | 0 | 0 | 13.53 | 0
15.04. | 22 | 261.3218 |  | 248.1817 | 0 | 0 | 13.14 | 0
15.04. | 23 | 254.7589 |  | 241.9489 | 0 | 0 | 12.81 | 0
15.04. | 24 | 230.2972 |  | 218.7173 | 0 | 0 | 11.58 | 0
16.04. | 1 | 230.8939 |  | 219.2839 | 0 | 0 | 11.61 | 0
16.04. | 2 | 230.2972 |  | 218.7173 | 0 | 0 | 11.58 | 0
16.04. | 3 | 230.2972 |  | 218.7173 | 0 | 0 | 11.58 | 0
16.04. | 4 | 235.6669 |  | 223.8169 | 0 | 0 | 11.85 | 0
16.04. | 5 | 246.4061 |  | 234.0161 | 0 | 0 | 12.39 | 0
16.04. | 6 | 271.4644 |  | 257.8144 | 0 | 0 | 13.65 | 0
16.04. | 7 | 298.9091 |  | 283.8791 | 0 | 0 | 15.03 | 0
16.04. | 8 | 304.8754 |  | 289.5454 | 0 | 0 | 15.33 | 0
16.04. | 9 | 304.2788 |  | 288.9787 | 0 | 0 | 15.3 | 0
16.04. | 10 | 298.9091 |  | 283.8791 | 0 | 0 | 15.03 | 0
16.04. | 11 | 297.1193 |  | 282.1793 | 0 | 0 | 14.94 | 0
16.04. | 12 | 298.3125 |  | 283.3125 | 0 | 0 | 15 | 0
16.04. | 13 | 297.7159 |  | 282.7459 | 0 | 0 | 14.97 | 0
16.04. | 14 | 295.926 |  | 281.046 | 0 | 0 | 14.88 | 0
16.04. | 15 | 295.926 |  | 281.046 | 0 | 0 | 14.88 | 0
16.04. | 16 | 295.3294 |  | 280.4794 | 0 | 0 | 14.85 | 0
16.04. | 17 | 294.1361 |  | 279.3461 | 0 | 0 | 14.79 | 0
16.04. | 18 | 293.5395 |  | 278.7795 | 0 | 0 | 14.76 | 0
16.04. | 19 | 289.9597 |  | 275.3798 | 0 | 0 | 14.58 | 0
16.04. | 20 | 282.8003 |  | 268.5802 | 0 | 0 | 14.22 | 0
16.04. | 21 | 278.6239 |  | 264.6139 | 0 | 0 | 14.01 | 0
16.04. | 22 | 272.061 |  | 258.381 | 0 | 0 | 13.68 | 0
16.04. | 23 | 269.0779 |  | 255.5479 | 0 | 0 | 13.53 | 0
16.04. | 24 | 245.2129 |  | 232.8829 | 0 | 0 | 12.33 | 0
17.04. | 1 | 230.8939 |  | 219.2839 | 0 | 0 | 11.61 | 0
17.04. | 2 | 229.7006 |  | 218.1506 | 0 | 0 | 11.55 | 0
17.04. | 3 | 229.7006 |  | 218.1506 | 0 | 0 | 11.55 | 0
17.04. | 4 | 235.0702 |  | 223.2502 | 0 | 0 | 11.82 | 0
17.04. | 5 | 246.4061 |  | 234.0161 | 0 | 0 | 12.39 | 0
17.04. | 6 | 271.4644 |  | 257.8144 | 0 | 0 | 13.65 | 0
17.04. | 7 | 298.9091 |  | 283.8791 | 0 | 0 | 15.03 | 0
17.04. | 8 | 304.8754 |  | 289.5454 | 0 | 0 | 15.33 | 0
17.04. | 9 | 304.2788 |  | 288.9787 | 0 | 0 | 15.3 | 0
17.04. | 10 | 298.9091 |  | 283.8791 | 0 | 0 | 15.03 | 0
17.04. | 11 | 297.1193 |  | 282.1793 | 0 | 0 | 14.94 | 0
17.04. | 12 | 298.3125 |  | 283.3125 | 0 | 0 | 15 | 0
17.04. | 13 | 297.7159 |  | 282.7459 | 0 | 0 | 14.97 | 0
17.04. | 14 | 295.926 |  | 281.046 | 0 | 0 | 14.88 | 0
17.04. | 15 | 295.926 |  | 281.046 | 0 | 0 | 14.88 | 0
17.04. | 16 | 295.3294 |  | 280.4794 | 0 | 0 | 14.85 | 0
17.04. | 17 | 293.5395 |  | 278.7795 | 0 | 0 | 14.76 | 0
17.04. | 18 | 293.5395 |  | 278.7795 | 0 | 0 | 14.76 | 0
17.04. | 19 | 289.3631 |  | 274.8131 | 0 | 0 | 14.55 | 0
17.04. | 20 | 282.2036 |  | 268.0136 | 0 | 0 | 14.19 | 0
17.04. | 21 | 278.6239 |  | 264.6139 | 0 | 0 | 14.01 | 0
17.04. | 22 | 272.061 |  | 258.381 | 0 | 0 | 13.68 | 0
17.04. | 23 | 269.0779 |  | 255.5479 | 0 | 0 | 13.53 | 0
17.04. | 24 | 244.6163 |  | 232.3162 | 0 | 0 | 12.3 | 0
18.04. | 1 | 229.7006 |  | 218.1506 | 0 | 0 | 11.55 | 0
18.04. | 2 | 229.104 |  | 217.584 | 0 | 0 | 11.52 | 0
18.04. | 3 | 228.5074 |  | 217.0174 | 0 | 0 | 11.49 | 0
18.04. | 4 | 233.877 |  | 222.117 | 0 | 0 | 11.76 | 0
18.04. | 5 | 245.2129 |  | 232.8829 | 0 | 0 | 12.33 | 0
18.04. | 6 | 269.6745 |  | 256.1145 | 0 | 0 | 13.56 | 0
18.04. | 7 | 297.1193 |  | 282.1793 | 0 | 0 | 14.94 | 0
18.04. | 8 | 303.0855 |  | 287.8455 | 0 | 0 | 15.24 | 0
18.04. | 9 | 302.4889 |  | 287.2789 | 0 | 0 | 15.21 | 0
18.04. | 10 | 297.7159 |  | 282.7459 | 0 | 0 | 14.97 | 0
18.04. | 11 | 295.3294 |  | 280.4794 | 0 | 0 | 14.85 | 0
18.04. | 12 | 296.5226 |  | 281.6126 | 0 | 0 | 14.91 | 0
18.04. | 13 | 296.5226 |  | 281.6126 | 0 | 0 | 14.91 | 0
18.04. | 14 | 294.1361 |  | 279.3461 | 0 | 0 | 14.79 | 0
18.04. | 15 | 294.1361 |  | 279.3461 | 0 | 0 | 14.79 | 0
18.04. | 16 | 293.5395 |  | 278.7795 | 0 | 0 | 14.76 | 0
18.04. | 17 | 292.3462 |  | 277.6463 | 0 | 0 | 14.7 | 0
18.04. | 18 | 291.7496 |  | 277.0796 | 0 | 0 | 14.67 | 0
18.04. | 19 | 288.1699 |  | 273.6799 | 0 | 0 | 14.49 | 0
18.04. | 20 | 281.0104 |  | 266.8804 | 0 | 0 | 14.13 | 0
18.04. | 21 | 277.4306 |  | 263.4806 | 0 | 0 | 13.95 | 0
18.04. | 22 | 270.8678 |  | 257.2477 | 0 | 0 | 13.62 | 0
18.04. | 23 | 267.8846 |  | 254.4146 | 0 | 0 | 13.47 | 0
18.04. | 24 | 243.423 |  | 231.183 | 0 | 0 | 12.24 | 0
19.04. | 1 | 232.0871 |  | 220.4171 | 0 | 0 | 11.67 | 0
19.04. | 2 | 231.4905 |  | 219.8505 | 0 | 0 | 11.64 | 0
19.04. | 3 | 231.4905 |  | 219.8505 | 0 | 0 | 11.64 | 0
19.04. | 4 | 236.8601 |  | 224.9501 | 0 | 0 | 11.91 | 0
19.04. | 5 | 248.196 |  | 235.716 | 0 | 0 | 12.48 | 0
19.04. | 6 | 272.6576 |  | 258.9476 | 0 | 0 | 13.71 | 0
19.04. | 7 | 300.699 |  | 285.579 | 0 | 0 | 15.12 | 0
19.04. | 8 | 306.0686 |  | 290.6786 | 0 | 0 | 15.39 | 0
19.04. | 9 | 306.0686 |  | 290.6786 | 0 | 0 | 15.39 | 0
19.04. | 10 | 300.699 |  | 285.579 | 0 | 0 | 15.12 | 0
19.04. | 11 | 298.9091 |  | 283.8791 | 0 | 0 | 15.03 | 0
19.04. | 12 | 300.1024 |  | 285.0124 | 0 | 0 | 15.09 | 0
19.04. | 13 | 299.5057 |  | 284.4457 | 0 | 0 | 15.06 | 0
19.04. | 14 | 297.7159 |  | 282.7459 | 0 | 0 | 14.97 | 0
19.04. | 15 | 297.1193 |  | 282.1793 | 0 | 0 | 14.94 | 0
19.04. | 16 | 297.1193 |  | 282.1793 | 0 | 0 | 14.94 | 0
19.04. | 17 | 295.3294 |  | 280.4794 | 0 | 0 | 14.85 | 0
19.04. | 18 | 295.3294 |  | 280.4794 | 0 | 0 | 14.85 | 0
19.04. | 19 | 291.153 |  | 276.513 | 0 | 0 | 14.64 | 0
19.04. | 20 | 283.9935 |  | 269.7135 | 0 | 0 | 14.28 | 0
19.04. | 21 | 280.4138 |  | 266.3138 | 0 | 0 | 14.1 | 0
19.04. | 22 | 273.8509 |  | 260.0809 | 0 | 0 | 13.77 | 0
19.04. | 23 | 270.8678 |  | 257.2477 | 0 | 0 | 13.62 | 0
19.04. | 24 | 246.4061 |  | 234.0161 | 0 | 0 | 12.39 | 0
20.04. | 1 | 229.7006 |  | 218.1506 | 0 | 0 | 11.55 | 0
20.04. | 2 | 229.104 |  | 217.584 | 0 | 0 | 11.52 | 0
20.04. | 3 | 229.104 |  | 217.584 | 0 | 0 | 11.52 | 0
20.04. | 4 | 234.4736 |  | 222.6836 | 0 | 0 | 11.79 | 0
20.04. | 5 | 245.8095 |  | 233.4495 | 0 | 0 | 12.36 | 0
20.04. | 6 | 270.2711 |  | 256.6811 | 0 | 0 | 13.59 | 0
20.04. | 7 | 297.7159 |  | 282.7459 | 0 | 0 | 14.97 | 0
20.04. | 8 | 303.6821 |  | 288.4121 | 0 | 0 | 15.27 | 0
20.04. | 9 | 303.0855 |  | 287.8455 | 0 | 0 | 15.24 | 0
20.04. | 10 | 297.7159 |  | 282.7459 | 0 | 0 | 14.97 | 0
20.04. | 11 | 295.926 |  | 281.046 | 0 | 0 | 14.88 | 0
20.04. | 12 | 297.1193 |  | 282.1793 | 0 | 0 | 14.94 | 0
20.04. | 13 | 296.5226 |  | 281.6126 | 0 | 0 | 14.91 | 0
20.04. | 14 | 294.7328 |  | 279.9128 | 0 | 0 | 14.82 | 0
20.04. | 15 | 294.7328 |  | 279.9128 | 0 | 0 | 14.82 | 0
20.04. | 16 | 294.1361 |  | 279.3461 | 0 | 0 | 14.79 | 0
20.04. | 17 | 292.9429 |  | 278.2129 | 0 | 0 | 14.73 | 0
20.04. | 18 | 292.3462 |  | 277.6463 | 0 | 0 | 14.7 | 0
20.04. | 19 | 288.7665 |  | 274.2465 | 0 | 0 | 14.52 | 0
20.04. | 20 | 281.607 |  | 267.447 | 0 | 0 | 14.16 | 0
20.04. | 21 | 277.4306 |  | 263.4806 | 0 | 0 | 13.95 | 0
20.04. | 22 | 271.4644 |  | 257.8144 | 0 | 0 | 13.65 | 0
20.04. | 23 | 268.4812 |  | 254.9812 | 0 | 0 | 13.5 | 0
20.04. | 24 | 244.0196 |  | 231.7496 | 0 | 0 | 12.27 | 0
21.04. | 1 | 228.5074 |  | 217.0174 | 0 | 0 | 11.49 | 0
21.04. | 2 | 220.1546 |  | 209.0846 | 0 | 0 | 11.07 | 0
21.04. | 3 | 218.9614 |  | 207.9514 | 0 | 0 | 11.01 | 0
21.04. | 4 | 221.3479 |  | 210.2179 | 0 | 0 | 11.13 | 0
21.04. | 5 | 230.8939 |  | 219.2839 | 0 | 0 | 11.61 | 0
21.04. | 6 | 250.5825 |  | 237.9825 | 0 | 0 | 12.6 | 0
21.04. | 7 | 271.4644 |  | 257.8144 | 0 | 0 | 13.65 | 0
21.04. | 8 | 288.1699 |  | 273.6799 | 0 | 0 | 14.49 | 0
21.04. | 9 | 294.7328 |  | 279.9128 | 0 | 0 | 14.82 | 0
21.04. | 10 | 288.7665 |  | 274.2465 | 0 | 0 | 14.52 | 0
21.04. | 11 | 282.2036 |  | 268.0136 | 0 | 0 | 14.19 | 0
21.04. | 12 | 281.0104 |  | 266.8804 | 0 | 0 | 14.13 | 0
21.04. | 13 | 278.6239 |  | 264.6139 | 0 | 0 | 14.01 | 0
21.04. | 14 | 271.4644 |  | 257.8144 | 0 | 0 | 13.65 | 0
21.04. | 15 | 267.288 |  | 253.848 | 0 | 0 | 13.44 | 0
21.04. | 16 | 261.9184 |  | 248.7484 | 0 | 0 | 13.17 | 0
21.04. | 17 | 264.9015 |  | 251.5815 | 0 | 0 | 13.32 | 0
21.04. | 18 | 264.3049 |  | 251.0149 | 0 | 0 | 13.29 | 0
21.04. | 19 | 265.4981 |  | 252.1481 | 0 | 0 | 13.35 | 0
21.04. | 20 | 260.7251 |  | 247.6151 | 0 | 0 | 13.11 | 0
21.04. | 21 | 264.3049 |  | 251.0149 | 0 | 0 | 13.29 | 0
21.04. | 22 | 256.5487 |  | 243.6488 | 0 | 0 | 12.9 | 0
21.04. | 23 | 250.5825 |  | 237.9825 | 0 | 0 | 12.6 | 0
21.04. | 24 | 226.1209 |  | 214.7509 | 0 | 0 | 11.37 | 0
22.04. | 1 | 224.9276 |  | 213.6176 | 0 | 0 | 11.31 | 0
22.04. | 2 | 216.5749 |  | 205.6849 | 0 | 0 | 10.89 | 0
22.04. | 3 | 215.3816 |  | 204.5516 | 0 | 0 | 10.83 | 0
22.04. | 4 | 218.3647 |  | 207.3847 | 0 | 0 | 10.98 | 0
22.04. | 5 | 227.3141 |  | 215.8841 | 0 | 0 | 11.43 | 0
22.04. | 6 | 247.0027 |  | 234.5828 | 0 | 0 | 12.42 | 0
22.04. | 7 | 267.288 |  | 253.848 | 0 | 0 | 13.44 | 0
22.04. | 8 | 283.9935 |  | 269.7135 | 0 | 0 | 14.28 | 0
22.04. | 9 | 290.5564 |  | 275.9464 | 0 | 0 | 14.61 | 0
22.04. | 10 | 283.9935 |  | 269.7135 | 0 | 0 | 14.28 | 0
22.04. | 11 | 278.0272 |  | 264.0473 | 0 | 0 | 13.98 | 0
22.04. | 12 | 276.2374 |  | 262.3474 | 0 | 0 | 13.89 | 0
22.04. | 13 | 274.4475 |  | 260.6475 | 0 | 0 | 13.8 | 0
22.04. | 14 | 267.288 |  | 253.848 | 0 | 0 | 13.44 | 0
22.04. | 15 | 263.1116 |  | 249.8816 | 0 | 0 | 13.23 | 0
22.04. | 16 | 257.742 |  | 244.782 | 0 | 0 | 12.96 | 0
22.04. | 17 | 260.7251 |  | 247.6151 | 0 | 0 | 13.11 | 0
22.04. | 18 | 260.1285 |  | 247.0485 | 0 | 0 | 13.08 | 0
22.04. | 19 | 261.3218 |  | 248.1817 | 0 | 0 | 13.14 | 0
22.04. | 20 | 256.5487 |  | 243.6488 | 0 | 0 | 12.9 | 0
22.04. | 21 | 260.1285 |  | 247.0485 | 0 | 0 | 13.08 | 0
22.04. | 22 | 252.3724 |  | 239.6824 | 0 | 0 | 12.69 | 0
22.04. | 23 | 246.4061 |  | 234.0161 | 0 | 0 | 12.39 | 0
22.04. | 24 | 222.5411 |  | 211.3511 | 0 | 0 | 11.19 | 0
23.04. | 1 | 223.1378 |  | 211.9178 | 0 | 0 | 11.22 | 0
23.04. | 2 | 222.5411 |  | 211.3511 | 0 | 0 | 11.19 | 0
23.04. | 3 | 222.5411 |  | 211.3511 | 0 | 0 | 11.19 | 0
23.04. | 4 | 227.3141 |  | 215.8841 | 0 | 0 | 11.43 | 0
23.04. | 5 | 238.65 |  | 226.65 | 0 | 0 | 12 | 0
23.04. | 6 | 262.515 |  | 249.315 | 0 | 0 | 13.2 | 0
23.04. | 7 | 288.7665 |  | 274.2465 | 0 | 0 | 14.52 | 0
23.04. | 8 | 294.7328 |  | 279.9128 | 0 | 0 | 14.82 | 0
23.04. | 9 | 294.1361 |  | 279.3461 | 0 | 0 | 14.79 | 0
23.04. | 10 | 289.3631 |  | 274.8131 | 0 | 0 | 14.55 | 0
23.04. | 11 | 287.5732 |  | 273.1132 | 0 | 0 | 14.46 | 0
23.04. | 12 | 288.1699 |  | 273.6799 | 0 | 0 | 14.49 | 0
23.04. | 13 | 288.1699 |  | 273.6799 | 0 | 0 | 14.49 | 0
23.04. | 14 | 286.38 |  | 271.98 | 0 | 0 | 14.4 | 0
23.04. | 15 | 285.7834 |  | 271.4134 | 0 | 0 | 14.37 | 0
23.04. | 16 | 285.1868 |  | 270.8467 | 0 | 0 | 14.34 | 0
23.04. | 17 | 283.9935 |  | 269.7135 | 0 | 0 | 14.28 | 0
23.04. | 18 | 283.9935 |  | 269.7135 | 0 | 0 | 14.28 | 0
23.04. | 19 | 279.8171 |  | 265.7471 | 0 | 0 | 14.07 | 0
23.04. | 20 | 273.2543 |  | 259.5143 | 0 | 0 | 13.74 | 0
23.04. | 21 | 269.6745 |  | 256.1145 | 0 | 0 | 13.56 | 0
23.04. | 22 | 263.1116 |  | 249.8816 | 0 | 0 | 13.23 | 0
23.04. | 23 | 260.1285 |  | 247.0485 | 0 | 0 | 13.08 | 0
23.04. | 24 | 236.8601 |  | 224.9501 | 0 | 0 | 11.91 | 0
24.04. | 1 | 218.9614 |  | 207.9514 | 0 | 0 | 11.01 | 0
24.04. | 2 | 218.3647 |  | 207.3847 | 0 | 0 | 10.98 | 0
24.04. | 3 | 218.3647 |  | 207.3847 | 0 | 0 | 10.98 | 0
24.04. | 4 | 223.1378 |  | 211.9178 | 0 | 0 | 11.22 | 0
24.04. | 5 | 233.877 |  | 222.117 | 0 | 0 | 11.76 | 0
24.04. | 6 | 257.742 |  | 244.782 | 0 | 0 | 12.96 | 0
24.04. | 7 | 283.3969 |  | 269.1469 | 0 | 0 | 14.25 | 0
24.04. | 8 | 289.3631 |  | 274.8131 | 0 | 0 | 14.55 | 0
24.04. | 9 | 288.7665 |  | 274.2465 | 0 | 0 | 14.52 | 0
24.04. | 10 | 283.9935 |  | 269.7135 | 0 | 0 | 14.28 | 0
24.04. | 11 | 282.2036 |  | 268.0136 | 0 | 0 | 14.19 | 0
24.04. | 12 | 282.8003 |  | 268.5802 | 0 | 0 | 14.22 | 0
24.04. | 13 | 282.8003 |  | 268.5802 | 0 | 0 | 14.22 | 0
24.04. | 14 | 281.0104 |  | 266.8804 | 0 | 0 | 14.13 | 0
24.04. | 15 | 280.4138 |  | 266.3138 | 0 | 0 | 14.1 | 0
24.04. | 16 | 280.4138 |  | 266.3138 | 0 | 0 | 14.1 | 0
24.04. | 17 | 278.6239 |  | 264.6139 | 0 | 0 | 14.01 | 0
24.04. | 18 | 278.6239 |  | 264.6139 | 0 | 0 | 14.01 | 0
24.04. | 19 | 275.0441 |  | 261.2141 | 0 | 0 | 13.83 | 0
24.04. | 20 | 267.8846 |  | 254.4146 | 0 | 0 | 13.47 | 0
24.04. | 21 | 264.3049 |  | 251.0149 | 0 | 0 | 13.29 | 0
24.04. | 22 | 258.3386 |  | 245.3486 | 0 | 0 | 12.99 | 0
24.04. | 23 | 255.3555 |  | 242.5155 | 0 | 0 | 12.84 | 0
24.04. | 24 | 232.6838 |  | 220.9837 | 0 | 0 | 11.7 | 0
25.04. | 1 | 215.3816 |  | 204.5516 | 0 | 0 | 10.83 | 0
25.04. | 2 | 214.785 |  | 203.985 | 0 | 0 | 10.8 | 0
25.04. | 3 | 214.785 |  | 203.985 | 0 | 0 | 10.8 | 0
25.04. | 4 | 219.558 |  | 208.518 | 0 | 0 | 11.04 | 0
25.04. | 5 | 230.2972 |  | 218.7173 | 0 | 0 | 11.58 | 0
25.04. | 6 | 253.5656 |  | 240.8156 | 0 | 0 | 12.75 | 0
25.04. | 7 | 278.6239 |  | 264.6139 | 0 | 0 | 14.01 | 0
25.04. | 8 | 284.5901 |  | 270.2801 | 0 | 0 | 14.31 | 0
25.04. | 9 | 283.9935 |  | 269.7135 | 0 | 0 | 14.28 | 0
25.04. | 10 | 279.2205 |  | 265.1805 | 0 | 0 | 14.04 | 0
25.04. | 11 | 277.4306 |  | 263.4806 | 0 | 0 | 13.95 | 0
25.04. | 12 | 278.6239 |  | 264.6139 | 0 | 0 | 14.01 | 0
25.04. | 13 | 278.0272 |  | 264.0473 | 0 | 0 | 13.98 | 0
25.04. | 14 | 276.2374 |  | 262.3474 | 0 | 0 | 13.89 | 0
25.04. | 15 | 276.2374 |  | 262.3474 | 0 | 0 | 13.89 | 0
25.04. | 16 | 275.6408 |  | 261.7808 | 0 | 0 | 13.86 | 0
25.04. | 17 | 274.4475 |  | 260.6475 | 0 | 0 | 13.8 | 0
25.04. | 18 | 273.8509 |  | 260.0809 | 0 | 0 | 13.77 | 0
25.04. | 19 | 270.2711 |  | 256.6811 | 0 | 0 | 13.59 | 0
25.04. | 20 | 263.7083 |  | 250.4483 | 0 | 0 | 13.26 | 0
25.04. | 21 | 260.1285 |  | 247.0485 | 0 | 0 | 13.08 | 0
25.04. | 22 | 254.1623 |  | 241.3822 | 0 | 0 | 12.78 | 0
25.04. | 23 | 251.1791 |  | 238.5491 | 0 | 0 | 12.63 | 0
25.04. | 24 | 228.5074 |  | 217.0174 | 0 | 0 | 11.49 | 0
26.04. | 1 | 218.9614 |  | 207.9514 | 0 | 0 | 11.01 | 0
26.04. | 2 | 217.7681 |  | 206.8181 | 0 | 0 | 10.95 | 0
26.04. | 3 | 217.7681 |  | 206.8181 | 0 | 0 | 10.95 | 0
26.04. | 4 | 223.1378 |  | 211.9178 | 0 | 0 | 11.22 | 0
26.04. | 5 | 233.877 |  | 222.117 | 0 | 0 | 11.76 | 0
26.04. | 6 | 257.1454 |  | 244.2154 | 0 | 0 | 12.93 | 0
26.04. | 7 | 283.3969 |  | 269.1469 | 0 | 0 | 14.25 | 0
26.04. | 8 | 288.7665 |  | 274.2465 | 0 | 0 | 14.52 | 0
26.04. | 9 | 288.1699 |  | 273.6799 | 0 | 0 | 14.49 | 0
26.04. | 10 | 283.3969 |  | 269.1469 | 0 | 0 | 14.25 | 0
26.04. | 11 | 281.607 |  | 267.447 | 0 | 0 | 14.16 | 0
26.04. | 12 | 282.8003 |  | 268.5802 | 0 | 0 | 14.22 | 0
26.04. | 13 | 282.2036 |  | 268.0136 | 0 | 0 | 14.19 | 0
26.04. | 14 | 280.4138 |  | 266.3138 | 0 | 0 | 14.1 | 0
26.04. | 15 | 280.4138 |  | 266.3138 | 0 | 0 | 14.1 | 0
26.04. | 16 | 279.8171 |  | 265.7471 | 0 | 0 | 14.07 | 0
26.04. | 17 | 278.6239 |  | 264.6139 | 0 | 0 | 14.01 | 0
26.04. | 18 | 278.0272 |  | 264.0473 | 0 | 0 | 13.98 | 0
26.04. | 19 | 274.4475 |  | 260.6475 | 0 | 0 | 13.8 | 0
26.04. | 20 | 267.8846 |  | 254.4146 | 0 | 0 | 13.47 | 0
26.04. | 21 | 264.3049 |  | 251.0149 | 0 | 0 | 13.29 | 0
26.04. | 22 | 257.742 |  | 244.782 | 0 | 0 | 12.96 | 0
26.04. | 23 | 255.3555 |  | 242.5155 | 0 | 0 | 12.84 | 0
26.04. | 24 | 232.0871 |  | 220.4171 | 0 | 0 | 11.67 | 0
27.04. | 1 | 221.9445 |  | 210.7845 | 0 | 0 | 11.16 | 0
27.04. | 2 | 220.7512 |  | 209.6513 | 0 | 0 | 11.1 | 0
27.04. | 3 | 220.7512 |  | 209.6513 | 0 | 0 | 11.1 | 0
27.04. | 4 | 226.1209 |  | 214.7509 | 0 | 0 | 11.37 | 0
27.04. | 5 | 236.8601 |  | 224.9501 | 0 | 0 | 11.91 | 0
27.04. | 6 | 260.7251 |  | 247.6151 | 0 | 0 | 13.11 | 0
27.04. | 7 | 286.9766 |  | 272.5466 | 0 | 0 | 14.43 | 0
27.04. | 8 | 292.9429 |  | 278.2129 | 0 | 0 | 14.73 | 0
27.04. | 9 | 292.3462 |  | 277.6463 | 0 | 0 | 14.7 | 0
27.04. | 10 | 287.5732 |  | 273.1132 | 0 | 0 | 14.46 | 0
27.04. | 11 | 285.7834 |  | 271.4134 | 0 | 0 | 14.37 | 0
27.04. | 12 | 286.38 |  | 271.98 | 0 | 0 | 14.4 | 0
27.04. | 13 | 286.38 |  | 271.98 | 0 | 0 | 14.4 | 0
27.04. | 14 | 283.9935 |  | 269.7135 | 0 | 0 | 14.28 | 0
27.04. | 15 | 283.9935 |  | 269.7135 | 0 | 0 | 14.28 | 0
27.04. | 16 | 283.3969 |  | 269.1469 | 0 | 0 | 14.25 | 0
27.04. | 17 | 282.2036 |  | 268.0136 | 0 | 0 | 14.19 | 0
27.04. | 18 | 282.2036 |  | 268.0136 | 0 | 0 | 14.19 | 0
27.04. | 19 | 278.0272 |  | 264.0473 | 0 | 0 | 13.98 | 0
27.04. | 20 | 271.4644 |  | 257.8144 | 0 | 0 | 13.65 | 0
27.04. | 21 | 267.8846 |  | 254.4146 | 0 | 0 | 13.47 | 0
27.04. | 22 | 261.3218 |  | 248.1817 | 0 | 0 | 13.14 | 0
27.04. | 23 | 258.9352 |  | 245.9152 | 0 | 0 | 13.02 | 0
27.04. | 24 | 235.0702 |  | 223.2502 | 0 | 0 | 11.82 | 0
28.04. | 1 | 224.9276 |  | 213.6176 | 0 | 0 | 11.31 | 0
28.04. | 2 | 217.1715 |  | 206.2515 | 0 | 0 | 10.92 | 0
28.04. | 3 | 215.3816 |  | 204.5516 | 0 | 0 | 10.83 | 0
28.04. | 4 | 218.3647 |  | 207.3847 | 0 | 0 | 10.98 | 0
28.04. | 5 | 227.9108 |  | 216.4507 | 0 | 0 | 11.46 | 0
28.04. | 6 | 247.0027 |  | 234.5828 | 0 | 0 | 12.42 | 0
28.04. | 7 | 267.8846 |  | 254.4146 | 0 | 0 | 13.47 | 0
28.04. | 8 | 283.9935 |  | 269.7135 | 0 | 0 | 14.28 | 0
28.04. | 9 | 290.5564 |  | 275.9464 | 0 | 0 | 14.61 | 0
28.04. | 10 | 284.5901 |  | 270.2801 | 0 | 0 | 14.31 | 0
28.04. | 11 | 278.0272 |  | 264.0473 | 0 | 0 | 13.98 | 0
28.04. | 12 | 276.834 |  | 262.914 | 0 | 0 | 13.92 | 0
28.04. | 13 | 274.4475 |  | 260.6475 | 0 | 0 | 13.8 | 0
28.04. | 14 | 267.288 |  | 253.848 | 0 | 0 | 13.44 | 0
28.04. | 15 | 263.7083 |  | 250.4483 | 0 | 0 | 13.26 | 0
28.04. | 16 | 258.3386 |  | 245.3486 | 0 | 0 | 12.99 | 0
28.04. | 17 | 261.3218 |  | 248.1817 | 0 | 0 | 13.14 | 0
28.04. | 18 | 260.7251 |  | 247.6151 | 0 | 0 | 13.11 | 0
28.04. | 19 | 261.3218 |  | 248.1817 | 0 | 0 | 13.14 | 0
28.04. | 20 | 257.1454 |  | 244.2154 | 0 | 0 | 12.93 | 0
28.04. | 21 | 260.1285 |  | 247.0485 | 0 | 0 | 13.08 | 0
28.04. | 22 | 252.969 |  | 240.249 | 0 | 0 | 12.72 | 0
28.04. | 23 | 247.0027 |  | 234.5828 | 0 | 0 | 12.42 | 0
28.04. | 24 | 223.1378 |  | 211.9178 | 0 | 0 | 11.22 | 0
29.04. | 1 | 223.7344 |  | 212.4844 | 0 | 0 | 11.25 | 0
29.04. | 2 | 215.3816 |  | 204.5516 | 0 | 0 | 10.83 | 0
29.04. | 3 | 214.1884 |  | 203.4184 | 0 | 0 | 10.77 | 0
29.04. | 4 | 217.1715 |  | 206.2515 | 0 | 0 | 10.92 | 0
29.04. | 5 | 226.1209 |  | 214.7509 | 0 | 0 | 11.37 | 0
29.04. | 6 | 245.8095 |  | 233.4495 | 0 | 0 | 12.36 | 0
29.04. | 7 | 266.0947 |  | 252.7148 | 0 | 0 | 13.38 | 0
29.04. | 8 | 282.2036 |  | 268.0136 | 0 | 0 | 14.19 | 0
29.04. | 9 | 288.7665 |  | 274.2465 | 0 | 0 | 14.52 | 0
29.04. | 10 | 282.2036 |  | 268.0136 | 0 | 0 | 14.19 | 0
29.04. | 11 | 276.2374 |  | 262.3474 | 0 | 0 | 13.89 | 0
29.04. | 12 | 275.0441 |  | 261.2141 | 0 | 0 | 13.83 | 0
29.04. | 13 | 272.6576 |  | 258.9476 | 0 | 0 | 13.71 | 0
29.04. | 14 | 265.4981 |  | 252.1481 | 0 | 0 | 13.35 | 0
29.04. | 15 | 261.9184 |  | 248.7484 | 0 | 0 | 13.17 | 0
29.04. | 16 | 256.5487 |  | 243.6488 | 0 | 0 | 12.9 | 0
29.04. | 17 | 259.5319 |  | 246.4819 | 0 | 0 | 13.05 | 0
29.04. | 18 | 258.9352 |  | 245.9152 | 0 | 0 | 13.02 | 0
29.04. | 19 | 259.5319 |  | 246.4819 | 0 | 0 | 13.05 | 0
29.04. | 20 | 255.3555 |  | 242.5155 | 0 | 0 | 12.84 | 0
29.04. | 21 | 258.3386 |  | 245.3486 | 0 | 0 | 12.99 | 0
29.04. | 22 | 251.1791 |  | 238.5491 | 0 | 0 | 12.63 | 0
29.04. | 23 | 245.2129 |  | 232.8829 | 0 | 0 | 12.33 | 0
29.04. | 24 | 221.3479 |  | 210.2179 | 0 | 0 | 11.13 | 0
30.04. | 1 | 217.7681 |  | 206.8181 | 0 | 0 | 10.95 | 0
30.04. | 2 | 217.1715 |  | 206.2515 | 0 | 0 | 10.92 | 0
30.04. | 3 | 217.1715 |  | 206.2515 | 0 | 0 | 10.92 | 0
30.04. | 4 | 222.5411 |  | 211.3511 | 0 | 0 | 11.19 | 0
30.04. | 5 | 233.2804 |  | 221.5504 | 0 | 0 | 11.73 | 0
30.04. | 6 | 256.5487 |  | 243.6488 | 0 | 0 | 12.9 | 0
30.04. | 7 | 282.2036 |  | 268.0136 | 0 | 0 | 14.19 | 0
30.04. | 8 | 288.1699 |  | 273.6799 | 0 | 0 | 14.49 | 0
30.04. | 9 | 287.5732 |  | 273.1132 | 0 | 0 | 14.46 | 0
30.04. | 10 | 282.8003 |  | 268.5802 | 0 | 0 | 14.22 | 0
30.04. | 11 | 281.0104 |  | 266.8804 | 0 | 0 | 14.13 | 0
30.04. | 12 | 281.607 |  | 267.447 | 0 | 0 | 14.16 | 0
30.04. | 13 | 281.607 |  | 267.447 | 0 | 0 | 14.16 | 0
30.04. | 14 | 279.8171 |  | 265.7471 | 0 | 0 | 14.07 | 0
30.04. | 15 | 279.2205 |  | 265.1805 | 0 | 0 | 14.04 | 0
30.04. | 16 | 279.2205 |  | 265.1805 | 0 | 0 | 14.04 | 0
30.04. | 17 | 277.4306 |  | 263.4806 | 0 | 0 | 13.95 | 0
30.04. | 18 | 277.4306 |  | 263.4806 | 0 | 0 | 13.95 | 0
30.04. | 19 | 273.8509 |  | 260.0809 | 0 | 0 | 13.77 | 0
30.04. | 20 | 267.288 |  | 253.848 | 0 | 0 | 13.44 | 0
30.04. | 21 | 263.1116 |  | 249.8816 | 0 | 0 | 13.23 | 0
30.04. | 22 | 257.1454 |  | 244.2154 | 0 | 0 | 12.93 | 0
30.04. | 23 | 254.1623 |  | 241.3822 | 0 | 0 | 12.78 | 0
30.04. | 24 | 231.4905 |  | 219.8505 | 0 | 0 | 11.64 | 0
01.05. | 1 | 208.8187 |  | 198.3187 | 0 | 0 | 10.5 | 0
01.05. | 2 | 211.8019 |  | 201.1519 | 0 | 0 | 10.65 | 0
01.05. | 3 | 199.2728 |  | 189.2527 | 0 | 0 | 10.02 | 0
01.05. | 4 | 202.8525 |  | 192.6525 | 0 | 0 | 10.2 | 0
01.05. | 5 | 211.2053 |  | 200.5853 | 0 | 0 | 10.62 | 0
01.05. | 6 | 219.558 |  | 208.518 | 0 | 0 | 11.04 | 0
01.05. | 7 | 260.7251 |  | 247.6151 | 0 | 0 | 13.11 | 0
01.05. | 8 | 286.9766 |  | 272.5466 | 0 | 0 | 14.43 | 0
01.05. | 9 | 292.9429 |  | 278.2129 | 0 | 0 | 14.73 | 0
01.05. | 10 | 291.153 |  | 276.513 | 0 | 0 | 14.64 | 0
01.05. | 11 | 288.1699 |  | 273.6799 | 0 | 0 | 14.49 | 0
01.05. | 12 | 288.1699 |  | 273.6799 | 0 | 0 | 14.49 | 0
01.05. | 13 | 281.607 |  | 267.447 | 0 | 0 | 14.16 | 0
01.05. | 14 | 278.6239 |  | 264.6139 | 0 | 0 | 14.01 | 0
01.05. | 15 | 278.0272 |  | 264.0473 | 0 | 0 | 13.98 | 0
01.05. | 16 | 272.061 |  | 258.381 | 0 | 0 | 13.68 | 0
01.05. | 17 | 262.515 |  | 249.315 | 0 | 0 | 13.2 | 0
01.05. | 18 | 260.1285 |  | 247.0485 | 0 | 0 | 13.08 | 0
01.05. | 19 | 258.9352 |  | 245.9152 | 0 | 0 | 13.02 | 0
01.05. | 20 | 255.9521 |  | 243.0821 | 0 | 0 | 12.87 | 0
01.05. | 21 | 247.0027 |  | 234.5828 | 0 | 0 | 12.42 | 0
01.05. | 22 | 245.2129 |  | 232.8829 | 0 | 0 | 12.33 | 0
01.05. | 23 | 245.2129 |  | 232.8829 | 0 | 0 | 12.33 | 0
01.05. | 24 | 224.9276 |  | 213.6176 | 0 | 0 | 11.31 | 0
02.05. | 1 | 214.785 |  | 203.985 | 0 | 0 | 10.8 | 0
02.05. | 2 | 210.012 |  | 199.452 | 0 | 0 | 10.56 | 0
02.05. | 3 | 209.4154 |  | 198.8854 | 0 | 0 | 10.53 | 0
02.05. | 4 | 212.9951 |  | 202.2851 | 0 | 0 | 10.71 | 0
02.05. | 5 | 218.3647 |  | 207.3847 | 0 | 0 | 10.98 | 0
02.05. | 6 | 239.2466 |  | 227.2166 | 0 | 0 | 12.03 | 0
02.05. | 7 | 288.1699 |  | 273.6799 | 0 | 0 | 14.49 | 0
02.05. | 8 | 310.245 |  | 294.645 | 0 | 0 | 15.6 | 0
02.05. | 9 | 312.6315 |  | 296.9115 | 0 | 0 | 15.72 | 0
02.05. | 10 | 308.4551 |  | 292.9451 | 0 | 0 | 15.51 | 0
02.05. | 11 | 309.0518 |  | 293.5118 | 0 | 0 | 15.54 | 0
02.05. | 12 | 307.8585 |  | 292.3785 | 0 | 0 | 15.48 | 0
02.05. | 13 | 300.699 |  | 285.579 | 0 | 0 | 15.12 | 0
02.05. | 14 | 295.3294 |  | 280.4794 | 0 | 0 | 14.85 | 0
02.05. | 15 | 296.5226 |  | 281.6126 | 0 | 0 | 14.91 | 0
02.05. | 16 | 296.5226 |  | 281.6126 | 0 | 0 | 14.91 | 0
02.05. | 17 | 293.5395 |  | 278.7795 | 0 | 0 | 14.76 | 0
02.05. | 18 | 292.9429 |  | 278.2129 | 0 | 0 | 14.73 | 0
02.05. | 19 | 289.9597 |  | 275.3798 | 0 | 0 | 14.58 | 0
02.05. | 20 | 274.4475 |  | 260.6475 | 0 | 0 | 13.8 | 0
02.05. | 21 | 258.3386 |  | 245.3486 | 0 | 0 | 12.99 | 0
02.05. | 22 | 249.9859 |  | 237.4159 | 0 | 0 | 12.57 | 0
02.05. | 23 | 241.0365 |  | 228.9165 | 0 | 0 | 12.12 | 0
02.05. | 24 | 216.5749 |  | 205.6849 | 0 | 0 | 10.89 | 0
03.05. | 1 | 215.9783 |  | 205.1182 | 0 | 0 | 10.86 | 0
03.05. | 2 | 211.2053 |  | 200.5853 | 0 | 0 | 10.62 | 0
03.05. | 3 | 211.2053 |  | 200.5853 | 0 | 0 | 10.62 | 0
03.05. | 4 | 214.1884 |  | 203.4184 | 0 | 0 | 10.77 | 0
03.05. | 5 | 219.558 |  | 208.518 | 0 | 0 | 11.04 | 0
03.05. | 6 | 241.0365 |  | 228.9165 | 0 | 0 | 12.12 | 0
03.05. | 7 | 289.9597 |  | 275.3798 | 0 | 0 | 14.58 | 0
03.05. | 8 | 312.6315 |  | 296.9115 | 0 | 0 | 15.72 | 0
03.05. | 9 | 315.018 |  | 299.178 | 0 | 0 | 15.84 | 0
03.05. | 10 | 310.245 |  | 294.645 | 0 | 0 | 15.6 | 0
03.05. | 11 | 311.4382 |  | 295.7783 | 0 | 0 | 15.66 | 0
03.05. | 12 | 310.245 |  | 294.645 | 0 | 0 | 15.6 | 0
03.05. | 13 | 302.4889 |  | 287.2789 | 0 | 0 | 15.21 | 0
03.05. | 14 | 297.7159 |  | 282.7459 | 0 | 0 | 14.97 | 0
03.05. | 15 | 298.9091 |  | 283.8791 | 0 | 0 | 15.03 | 0
03.05. | 16 | 298.9091 |  | 283.8791 | 0 | 0 | 15.03 | 0
03.05. | 17 | 295.926 |  | 281.046 | 0 | 0 | 14.88 | 0
03.05. | 18 | 294.7328 |  | 279.9128 | 0 | 0 | 14.82 | 0
03.05. | 19 | 291.7496 |  | 277.0796 | 0 | 0 | 14.67 | 0
03.05. | 20 | 276.834 |  | 262.914 | 0 | 0 | 13.92 | 0
03.05. | 21 | 260.1285 |  | 247.0485 | 0 | 0 | 13.08 | 0
03.05. | 22 | 251.1791 |  | 238.5491 | 0 | 0 | 12.63 | 0
03.05. | 23 | 242.2297 |  | 230.0497 | 0 | 0 | 12.18 | 0
03.05. | 24 | 218.3647 |  | 207.3847 | 0 | 0 | 10.98 | 0
04.05. | 1 | 217.1715 |  | 206.2515 | 0 | 0 | 10.92 | 0
04.05. | 2 | 212.3985 |  | 201.7185 | 0 | 0 | 10.68 | 0
04.05. | 3 | 211.8019 |  | 201.1519 | 0 | 0 | 10.65 | 0
04.05. | 4 | 215.3816 |  | 204.5516 | 0 | 0 | 10.83 | 0
04.05. | 5 | 220.7512 |  | 209.6513 | 0 | 0 | 11.1 | 0
04.05. | 6 | 242.2297 |  | 230.0497 | 0 | 0 | 12.18 | 0
04.05. | 7 | 291.7496 |  | 277.0796 | 0 | 0 | 14.67 | 0
04.05. | 8 | 313.8247 |  | 298.0448 | 0 | 0 | 15.78 | 0
04.05. | 9 | 316.8079 |  | 300.8779 | 0 | 0 | 15.93 | 0
04.05. | 10 | 312.0349 |  | 296.3449 | 0 | 0 | 15.69 | 0
04.05. | 11 | 313.2281 |  | 297.4781 | 0 | 0 | 15.75 | 0
04.05. | 12 | 312.0349 |  | 296.3449 | 0 | 0 | 15.69 | 0
04.05. | 13 | 304.2788 |  | 288.9787 | 0 | 0 | 15.3 | 0
04.05. | 14 | 298.9091 |  | 283.8791 | 0 | 0 | 15.03 | 0
04.05. | 15 | 300.1024 |  | 285.0124 | 0 | 0 | 15.09 | 0
04.05. | 16 | 300.1024 |  | 285.0124 | 0 | 0 | 15.09 | 0
04.05. | 17 | 297.1193 |  | 282.1793 | 0 | 0 | 14.94 | 0
04.05. | 18 | 296.5226 |  | 281.6126 | 0 | 0 | 14.91 | 0
04.05. | 19 | 293.5395 |  | 278.7795 | 0 | 0 | 14.76 | 0
04.05. | 20 | 278.0272 |  | 264.0473 | 0 | 0 | 13.98 | 0
04.05. | 21 | 261.9184 |  | 248.7484 | 0 | 0 | 13.17 | 0
04.05. | 22 | 252.969 |  | 240.249 | 0 | 0 | 12.72 | 0
04.05. | 23 | 244.0196 |  | 231.7496 | 0 | 0 | 12.27 | 0
04.05. | 24 | 219.558 |  | 208.518 | 0 | 0 | 11.04 | 0
05.05. | 1 | 209.4154 |  | 198.8854 | 0 | 0 | 10.53 | 0
05.05. | 2 | 212.3985 |  | 201.7185 | 0 | 0 | 10.68 | 0
05.05. | 3 | 199.8694 |  | 189.8194 | 0 | 0 | 10.05 | 0
05.05. | 4 | 203.4491 |  | 193.2191 | 0 | 0 | 10.23 | 0
05.05. | 5 | 211.8019 |  | 201.1519 | 0 | 0 | 10.65 | 0
05.05. | 6 | 220.1546 |  | 209.0846 | 0 | 0 | 11.07 | 0
05.05. | 7 | 261.9184 |  | 248.7484 | 0 | 0 | 13.17 | 0
05.05. | 8 | 287.5732 |  | 273.1132 | 0 | 0 | 14.46 | 0
05.05. | 9 | 294.1361 |  | 279.3461 | 0 | 0 | 14.79 | 0
05.05. | 10 | 291.7496 |  | 277.0796 | 0 | 0 | 14.67 | 0
05.05. | 11 | 289.3631 |  | 274.8131 | 0 | 0 | 14.55 | 0
05.05. | 12 | 288.7665 |  | 274.2465 | 0 | 0 | 14.52 | 0
05.05. | 13 | 282.2036 |  | 268.0136 | 0 | 0 | 14.19 | 0
05.05. | 14 | 279.2205 |  | 265.1805 | 0 | 0 | 14.04 | 0
05.05. | 15 | 278.6239 |  | 264.6139 | 0 | 0 | 14.01 | 0
05.05. | 16 | 272.6576 |  | 258.9476 | 0 | 0 | 13.71 | 0
05.05. | 17 | 263.1116 |  | 249.8816 | 0 | 0 | 13.23 | 0
05.05. | 18 | 261.3218 |  | 248.1817 | 0 | 0 | 13.14 | 0
05.05. | 19 | 260.1285 |  | 247.0485 | 0 | 0 | 13.08 | 0
05.05. | 20 | 256.5487 |  | 243.6488 | 0 | 0 | 12.9 | 0
05.05. | 21 | 248.196 |  | 235.716 | 0 | 0 | 12.48 | 0
05.05. | 22 | 245.8095 |  | 233.4495 | 0 | 0 | 12.36 | 0
05.05. | 23 | 246.4061 |  | 234.0161 | 0 | 0 | 12.39 | 0
05.05. | 24 | 225.5242 |  | 214.1842 | 0 | 0 | 11.34 | 0
06.05. | 1 | 207.6255 |  | 197.1855 | 0 | 0 | 10.44 | 0
06.05. | 2 | 210.6086 |  | 200.0186 | 0 | 0 | 10.59 | 0
06.05. | 3 | 198.6761 |  | 188.6861 | 0 | 0 | 9.99 | 0
06.05. | 4 | 201.6592 |  | 191.5192 | 0 | 0 | 10.14 | 0
06.05. | 5 | 210.012 |  | 199.452 | 0 | 0 | 10.56 | 0
06.05. | 6 | 218.3647 |  | 207.3847 | 0 | 0 | 10.98 | 0
06.05. | 7 | 259.5319 |  | 246.4819 | 0 | 0 | 13.05 | 0
06.05. | 8 | 285.1868 |  | 270.8467 | 0 | 0 | 14.34 | 0
06.05. | 9 | 291.153 |  | 276.513 | 0 | 0 | 14.64 | 0
06.05. | 10 | 289.3631 |  | 274.8131 | 0 | 0 | 14.55 | 0
06.05. | 11 | 286.9766 |  | 272.5466 | 0 | 0 | 14.43 | 0
06.05. | 12 | 286.38 |  | 271.98 | 0 | 0 | 14.4 | 0
06.05. | 13 | 279.8171 |  | 265.7471 | 0 | 0 | 14.07 | 0
06.05. | 14 | 276.834 |  | 262.914 | 0 | 0 | 13.92 | 0
06.05. | 15 | 276.2374 |  | 262.3474 | 0 | 0 | 13.89 | 0
06.05. | 16 | 270.2711 |  | 256.6811 | 0 | 0 | 13.59 | 0
06.05. | 17 | 261.3218 |  | 248.1817 | 0 | 0 | 13.14 | 0
06.05. | 18 | 258.9352 |  | 245.9152 | 0 | 0 | 13.02 | 0
06.05. | 19 | 257.742 |  | 244.782 | 0 | 0 | 12.96 | 0
06.05. | 20 | 254.1623 |  | 241.3822 | 0 | 0 | 12.78 | 0
06.05. | 21 | 245.8095 |  | 233.4495 | 0 | 0 | 12.36 | 0
06.05. | 22 | 244.0196 |  | 231.7496 | 0 | 0 | 12.27 | 0
06.05. | 23 | 244.0196 |  | 231.7496 | 0 | 0 | 12.27 | 0
06.05. | 24 | 223.7344 |  | 212.4844 | 0 | 0 | 11.25 | 0
07.05. | 1 | 211.2053 |  | 200.5853 | 0 | 0 | 10.62 | 0
07.05. | 2 | 207.0289 |  | 196.6189 | 0 | 0 | 10.41 | 0
07.05. | 3 | 206.4323 |  | 196.0522 | 0 | 0 | 10.38 | 0
07.05. | 4 | 210.012 |  | 199.452 | 0 | 0 | 10.56 | 0
07.05. | 5 | 214.785 |  | 203.985 | 0 | 0 | 10.8 | 0
07.05. | 6 | 235.6669 |  | 223.8169 | 0 | 0 | 11.85 | 0
07.05. | 7 | 283.9935 |  | 269.7135 | 0 | 0 | 14.28 | 0
07.05. | 8 | 305.472 |  | 290.112 | 0 | 0 | 15.36 | 0
07.05. | 9 | 308.4551 |  | 292.9451 | 0 | 0 | 15.51 | 0
07.05. | 10 | 303.6821 |  | 288.4121 | 0 | 0 | 15.27 | 0
07.05. | 11 | 304.8754 |  | 289.5454 | 0 | 0 | 15.33 | 0
07.05. | 12 | 303.6821 |  | 288.4121 | 0 | 0 | 15.27 | 0
07.05. | 13 | 295.926 |  | 281.046 | 0 | 0 | 14.88 | 0
07.05. | 14 | 291.153 |  | 276.513 | 0 | 0 | 14.64 | 0
07.05. | 15 | 292.3462 |  | 277.6463 | 0 | 0 | 14.7 | 0
07.05. | 16 | 292.3462 |  | 277.6463 | 0 | 0 | 14.7 | 0
07.05. | 17 | 289.3631 |  | 274.8131 | 0 | 0 | 14.55 | 0
07.05. | 18 | 288.7665 |  | 274.2465 | 0 | 0 | 14.52 | 0
07.05. | 19 | 285.7834 |  | 271.4134 | 0 | 0 | 14.37 | 0
07.05. | 20 | 270.2711 |  | 256.6811 | 0 | 0 | 13.59 | 0
07.05. | 21 | 254.7589 |  | 241.9489 | 0 | 0 | 12.81 | 0
07.05. | 22 | 245.8095 |  | 233.4495 | 0 | 0 | 12.36 | 0
07.05. | 23 | 237.4567 |  | 225.5168 | 0 | 0 | 11.94 | 0
07.05. | 24 | 213.5917 |  | 202.8518 | 0 | 0 | 10.74 | 0
08.05. | 1 | 210.6086 |  | 200.0186 | 0 | 0 | 10.59 | 0
08.05. | 2 | 205.8356 |  | 195.4856 | 0 | 0 | 10.35 | 0
08.05. | 3 | 205.8356 |  | 195.4856 | 0 | 0 | 10.35 | 0
08.05. | 4 | 208.8187 |  | 198.3187 | 0 | 0 | 10.5 | 0
08.05. | 5 | 214.1884 |  | 203.4184 | 0 | 0 | 10.77 | 0
08.05. | 6 | 235.0702 |  | 223.2502 | 0 | 0 | 11.82 | 0
08.05. | 7 | 282.8003 |  | 268.5802 | 0 | 0 | 14.22 | 0
08.05. | 8 | 304.8754 |  | 289.5454 | 0 | 0 | 15.33 | 0
08.05. | 9 | 307.2619 |  | 291.8119 | 0 | 0 | 15.45 | 0
08.05. | 10 | 302.4889 |  | 287.2789 | 0 | 0 | 15.21 | 0
08.05. | 11 | 303.6821 |  | 288.4121 | 0 | 0 | 15.27 | 0
08.05. | 12 | 302.4889 |  | 287.2789 | 0 | 0 | 15.21 | 0
08.05. | 13 | 294.7328 |  | 279.9128 | 0 | 0 | 14.82 | 0
08.05. | 14 | 289.9597 |  | 275.3798 | 0 | 0 | 14.58 | 0
08.05. | 15 | 291.153 |  | 276.513 | 0 | 0 | 14.64 | 0
08.05. | 16 | 291.153 |  | 276.513 | 0 | 0 | 14.64 | 0
08.05. | 17 | 288.1699 |  | 273.6799 | 0 | 0 | 14.49 | 0
08.05. | 18 | 287.5732 |  | 273.1132 | 0 | 0 | 14.46 | 0
08.05. | 19 | 284.5901 |  | 270.2801 | 0 | 0 | 14.31 | 0
08.05. | 20 | 269.6745 |  | 256.1145 | 0 | 0 | 13.56 | 0
08.05. | 21 | 254.1623 |  | 241.3822 | 0 | 0 | 12.78 | 0
08.05. | 22 | 245.2129 |  | 232.8829 | 0 | 0 | 12.33 | 0
08.05. | 23 | 236.2635 |  | 224.3835 | 0 | 0 | 11.88 | 0
08.05. | 24 | 212.9951 |  | 202.2851 | 0 | 0 | 10.71 | 0
09.05. | 1 | 209.4154 |  | 198.8854 | 0 | 0 | 10.53 | 0
09.05. | 2 | 205.239 |  | 194.919 | 0 | 0 | 10.32 | 0
09.05. | 3 | 204.6424 |  | 194.3524 | 0 | 0 | 10.29 | 0
09.05. | 4 | 208.2221 |  | 197.7521 | 0 | 0 | 10.47 | 0
09.05. | 5 | 212.9951 |  | 202.2851 | 0 | 0 | 10.71 | 0
09.05. | 6 | 233.877 |  | 222.117 | 0 | 0 | 11.76 | 0
09.05. | 7 | 281.0104 |  | 266.8804 | 0 | 0 | 14.13 | 0
09.05. | 8 | 303.0855 |  | 287.8455 | 0 | 0 | 15.24 | 0
09.05. | 9 | 305.472 |  | 290.112 | 0 | 0 | 15.36 | 0
09.05. | 10 | 301.2956 |  | 286.1456 | 0 | 0 | 15.15 | 0
09.05. | 11 | 301.8922 |  | 286.7122 | 0 | 0 | 15.18 | 0
09.05. | 12 | 300.699 |  | 285.579 | 0 | 0 | 15.12 | 0
09.05. | 13 | 293.5395 |  | 278.7795 | 0 | 0 | 14.76 | 0
09.05. | 14 | 288.1699 |  | 273.6799 | 0 | 0 | 14.49 | 0
09.05. | 15 | 289.9597 |  | 275.3798 | 0 | 0 | 14.58 | 0
09.05. | 16 | 289.9597 |  | 275.3798 | 0 | 0 | 14.58 | 0
09.05. | 17 | 286.9766 |  | 272.5466 | 0 | 0 | 14.43 | 0
09.05. | 18 | 285.7834 |  | 271.4134 | 0 | 0 | 14.37 | 0
09.05. | 19 | 282.8003 |  | 268.5802 | 0 | 0 | 14.22 | 0
09.05. | 20 | 267.8846 |  | 254.4146 | 0 | 0 | 13.47 | 0
09.05. | 21 | 252.3724 |  | 239.6824 | 0 | 0 | 12.69 | 0
09.05. | 22 | 244.0196 |  | 231.7496 | 0 | 0 | 12.27 | 0
09.05. | 23 | 235.0702 |  | 223.2502 | 0 | 0 | 11.82 | 0
09.05. | 24 | 211.8019 |  | 201.1519 | 0 | 0 | 10.65 | 0
10.05. | 1 | 204.0457 |  | 193.7858 | 0 | 0 | 10.26 | 0
10.05. | 2 | 207.0289 |  | 196.6189 | 0 | 0 | 10.41 | 0
10.05. | 3 | 195.0964 |  | 185.2864 | 0 | 0 | 9.81 | 0
10.05. | 4 | 198.0795 |  | 188.1195 | 0 | 0 | 9.96 | 0
10.05. | 5 | 206.4323 |  | 196.0522 | 0 | 0 | 10.38 | 0
10.05. | 6 | 214.785 |  | 203.985 | 0 | 0 | 10.8 | 0
10.05. | 7 | 255.3555 |  | 242.5155 | 0 | 0 | 12.84 | 0
10.05. | 8 | 280.4138 |  | 266.3138 | 0 | 0 | 14.1 | 0
10.05. | 9 | 286.38 |  | 271.98 | 0 | 0 | 14.4 | 0
10.05. | 10 | 284.5901 |  | 270.2801 | 0 | 0 | 14.31 | 0
10.05. | 11 | 282.2036 |  | 268.0136 | 0 | 0 | 14.19 | 0
10.05. | 12 | 281.607 |  | 267.447 | 0 | 0 | 14.16 | 0
10.05. | 13 | 275.0441 |  | 261.2141 | 0 | 0 | 13.83 | 0
10.05. | 14 | 272.061 |  | 258.381 | 0 | 0 | 13.68 | 0
10.05. | 15 | 271.4644 |  | 257.8144 | 0 | 0 | 13.65 | 0
10.05. | 16 | 266.0947 |  | 252.7148 | 0 | 0 | 13.38 | 0
10.05. | 17 | 256.5487 |  | 243.6488 | 0 | 0 | 12.9 | 0
10.05. | 18 | 254.7589 |  | 241.9489 | 0 | 0 | 12.81 | 0
10.05. | 19 | 253.5656 |  | 240.8156 | 0 | 0 | 12.75 | 0
10.05. | 20 | 249.9859 |  | 237.4159 | 0 | 0 | 12.57 | 0
10.05. | 21 | 241.6331 |  | 229.4831 | 0 | 0 | 12.15 | 0
10.05. | 22 | 239.8433 |  | 227.7833 | 0 | 0 | 12.06 | 0
10.05. | 23 | 239.8433 |  | 227.7833 | 0 | 0 | 12.06 | 0
10.05. | 24 | 219.558 |  | 208.518 | 0 | 0 | 11.04 | 0
11.05. | 1 | 208.8187 |  | 198.3187 | 0 | 0 | 10.5 | 0
11.05. | 2 | 204.6424 |  | 194.3524 | 0 | 0 | 10.29 | 0
11.05. | 3 | 204.0457 |  | 193.7858 | 0 | 0 | 10.26 | 0
11.05. | 4 | 207.6255 |  | 197.1855 | 0 | 0 | 10.44 | 0
11.05. | 5 | 212.3985 |  | 201.7185 | 0 | 0 | 10.68 | 0
11.05. | 6 | 233.2804 |  | 221.5504 | 0 | 0 | 11.73 | 0
11.05. | 7 | 280.4138 |  | 266.3138 | 0 | 0 | 14.1 | 0
11.05. | 8 | 302.4889 |  | 287.2789 | 0 | 0 | 15.21 | 0
11.05. | 9 | 304.8754 |  | 289.5454 | 0 | 0 | 15.33 | 0
11.05. | 10 | 300.1024 |  | 285.0124 | 0 | 0 | 15.09 | 0
11.05. | 11 | 301.2956 |  | 286.1456 | 0 | 0 | 15.15 | 0
11.05. | 12 | 300.1024 |  | 285.0124 | 0 | 0 | 15.09 | 0
11.05. | 13 | 292.3462 |  | 277.6463 | 0 | 0 | 14.7 | 0
11.05. | 14 | 287.5732 |  | 273.1132 | 0 | 0 | 14.46 | 0
11.05. | 15 | 288.7665 |  | 274.2465 | 0 | 0 | 14.52 | 0
11.05. | 16 | 288.7665 |  | 274.2465 | 0 | 0 | 14.52 | 0
11.05. | 17 | 286.38 |  | 271.98 | 0 | 0 | 14.4 | 0
11.05. | 18 | 285.1868 |  | 270.8467 | 0 | 0 | 14.34 | 0
11.05. | 19 | 282.2036 |  | 268.0136 | 0 | 0 | 14.19 | 0
11.05. | 20 | 267.288 |  | 253.848 | 0 | 0 | 13.44 | 0
11.05. | 21 | 251.7757 |  | 239.1157 | 0 | 0 | 12.66 | 0
11.05. | 22 | 243.423 |  | 231.183 | 0 | 0 | 12.24 | 0
11.05. | 23 | 234.4736 |  | 222.6836 | 0 | 0 | 11.79 | 0
11.05. | 24 | 211.2053 |  | 200.5853 | 0 | 0 | 10.62 | 0
12.05. | 1 | 205.239 |  | 194.919 | 0 | 0 | 10.32 | 0
12.05. | 2 | 208.2221 |  | 197.7521 | 0 | 0 | 10.47 | 0
12.05. | 3 | 195.693 |  | 185.853 | 0 | 0 | 9.84 | 0
12.05. | 4 | 199.2728 |  | 189.2527 | 0 | 0 | 10.02 | 0
12.05. | 5 | 207.0289 |  | 196.6189 | 0 | 0 | 10.41 | 0
12.05. | 6 | 215.3816 |  | 204.5516 | 0 | 0 | 10.83 | 0
12.05. | 7 | 256.5487 |  | 243.6488 | 0 | 0 | 12.9 | 0
12.05. | 8 | 281.607 |  | 267.447 | 0 | 0 | 14.16 | 0
12.05. | 9 | 287.5732 |  | 273.1132 | 0 | 0 | 14.46 | 0
12.05. | 10 | 285.7834 |  | 271.4134 | 0 | 0 | 14.37 | 0
12.05. | 11 | 283.3969 |  | 269.1469 | 0 | 0 | 14.25 | 0
12.05. | 12 | 282.8003 |  | 268.5802 | 0 | 0 | 14.22 | 0
12.05. | 13 | 276.2374 |  | 262.3474 | 0 | 0 | 13.89 | 0
12.05. | 14 | 273.2543 |  | 259.5143 | 0 | 0 | 13.74 | 0
12.05. | 15 | 272.6576 |  | 258.9476 | 0 | 0 | 13.71 | 0
12.05. | 16 | 266.6914 |  | 253.2814 | 0 | 0 | 13.41 | 0
12.05. | 17 | 257.742 |  | 244.782 | 0 | 0 | 12.96 | 0
12.05. | 18 | 255.9521 |  | 243.0821 | 0 | 0 | 12.87 | 0
12.05. | 19 | 254.1623 |  | 241.3822 | 0 | 0 | 12.78 | 0
12.05. | 20 | 251.1791 |  | 238.5491 | 0 | 0 | 12.63 | 0
12.05. | 21 | 242.8264 |  | 230.6164 | 0 | 0 | 12.21 | 0
12.05. | 22 | 241.0365 |  | 228.9165 | 0 | 0 | 12.12 | 0
12.05. | 23 | 241.0365 |  | 228.9165 | 0 | 0 | 12.12 | 0
12.05. | 24 | 220.7512 |  | 209.6513 | 0 | 0 | 11.1 | 0
13.05. | 1 | 202.8525 |  | 192.6525 | 0 | 0 | 10.2 | 0
13.05. | 2 | 205.8356 |  | 195.4856 | 0 | 0 | 10.35 | 0
13.05. | 3 | 193.9031 |  | 184.1531 | 0 | 0 | 9.75 | 0
13.05. | 4 | 196.8862 |  | 186.9863 | 0 | 0 | 9.9 | 0
13.05. | 5 | 205.239 |  | 194.919 | 0 | 0 | 10.32 | 0
13.05. | 6 | 213.5917 |  | 202.8518 | 0 | 0 | 10.74 | 0
13.05. | 7 | 253.5656 |  | 240.8156 | 0 | 0 | 12.75 | 0
13.05. | 8 | 279.2205 |  | 265.1805 | 0 | 0 | 14.04 | 0
13.05. | 9 | 285.1868 |  | 270.8467 | 0 | 0 | 14.34 | 0
13.05. | 10 | 282.8003 |  | 268.5802 | 0 | 0 | 14.22 | 0
13.05. | 11 | 280.4138 |  | 266.3138 | 0 | 0 | 14.1 | 0
13.05. | 12 | 280.4138 |  | 266.3138 | 0 | 0 | 14.1 | 0
13.05. | 13 | 273.8509 |  | 260.0809 | 0 | 0 | 13.77 | 0
13.05. | 14 | 270.8678 |  | 257.2477 | 0 | 0 | 13.62 | 0
13.05. | 15 | 270.2711 |  | 256.6811 | 0 | 0 | 13.59 | 0
13.05. | 16 | 264.3049 |  | 251.0149 | 0 | 0 | 13.29 | 0
13.05. | 17 | 255.3555 |  | 242.5155 | 0 | 0 | 12.84 | 0
13.05. | 18 | 252.969 |  | 240.249 | 0 | 0 | 12.72 | 0
13.05. | 19 | 251.7757 |  | 239.1157 | 0 | 0 | 12.66 | 0
13.05. | 20 | 248.7926 |  | 236.2826 | 0 | 0 | 12.51 | 0
13.05. | 21 | 240.4399 |  | 228.3499 | 0 | 0 | 12.09 | 0
13.05. | 22 | 238.65 |  | 226.65 | 0 | 0 | 12 | 0
13.05. | 23 | 238.65 |  | 226.65 | 0 | 0 | 12 | 0
13.05. | 24 | 218.3647 |  | 207.3847 | 0 | 0 | 10.98 | 0
14.05. | 1 | 211.2053 |  | 200.5853 | 0 | 0 | 10.62 | 0
14.05. | 2 | 207.0289 |  | 196.6189 | 0 | 0 | 10.41 | 0
14.05. | 3 | 206.4323 |  | 196.0522 | 0 | 0 | 10.38 | 0
14.05. | 4 | 210.012 |  | 199.452 | 0 | 0 | 10.56 | 0
14.05. | 5 | 214.785 |  | 203.985 | 0 | 0 | 10.8 | 0
14.05. | 6 | 236.2635 |  | 224.3835 | 0 | 0 | 11.88 | 0
14.05. | 7 | 283.9935 |  | 269.7135 | 0 | 0 | 14.28 | 0
14.05. | 8 | 306.0686 |  | 290.6786 | 0 | 0 | 15.39 | 0
14.05. | 9 | 308.4551 |  | 292.9451 | 0 | 0 | 15.51 | 0
14.05. | 10 | 303.6821 |  | 288.4121 | 0 | 0 | 15.27 | 0
14.05. | 11 | 304.8754 |  | 289.5454 | 0 | 0 | 15.33 | 0
14.05. | 12 | 303.6821 |  | 288.4121 | 0 | 0 | 15.27 | 0
14.05. | 13 | 295.926 |  | 281.046 | 0 | 0 | 14.88 | 0
14.05. | 14 | 291.153 |  | 276.513 | 0 | 0 | 14.64 | 0
14.05. | 15 | 292.3462 |  | 277.6463 | 0 | 0 | 14.7 | 0
14.05. | 16 | 292.3462 |  | 277.6463 | 0 | 0 | 14.7 | 0
14.05. | 17 | 289.3631 |  | 274.8131 | 0 | 0 | 14.55 | 0
14.05. | 18 | 288.7665 |  | 274.2465 | 0 | 0 | 14.52 | 0
14.05. | 19 | 285.7834 |  | 271.4134 | 0 | 0 | 14.37 | 0
14.05. | 20 | 270.8678 |  | 257.2477 | 0 | 0 | 13.62 | 0
14.05. | 21 | 254.7589 |  | 241.9489 | 0 | 0 | 12.81 | 0
14.05. | 22 | 245.8095 |  | 233.4495 | 0 | 0 | 12.36 | 0
14.05. | 23 | 237.4567 |  | 225.5168 | 0 | 0 | 11.94 | 0
14.05. | 24 | 213.5917 |  | 202.8518 | 0 | 0 | 10.74 | 0
15.05. | 1 | 211.2053 |  | 200.5853 | 0 | 0 | 10.62 | 0
15.05. | 2 | 206.4323 |  | 196.0522 | 0 | 0 | 10.38 | 0
15.05. | 3 | 206.4323 |  | 196.0522 | 0 | 0 | 10.38 | 0
15.05. | 4 | 209.4154 |  | 198.8854 | 0 | 0 | 10.53 | 0
15.05. | 5 | 214.785 |  | 203.985 | 0 | 0 | 10.8 | 0
15.05. | 6 | 235.6669 |  | 223.8169 | 0 | 0 | 11.85 | 0
15.05. | 7 | 283.3969 |  | 269.1469 | 0 | 0 | 14.25 | 0
15.05. | 8 | 305.472 |  | 290.112 | 0 | 0 | 15.36 | 0
15.05. | 9 | 307.8585 |  | 292.3785 | 0 | 0 | 15.48 | 0
15.05. | 10 | 303.0855 |  | 287.8455 | 0 | 0 | 15.24 | 0
15.05. | 11 | 304.2788 |  | 288.9787 | 0 | 0 | 15.3 | 0
15.05. | 12 | 303.0855 |  | 287.8455 | 0 | 0 | 15.24 | 0
15.05. | 13 | 295.3294 |  | 280.4794 | 0 | 0 | 14.85 | 0
15.05. | 14 | 290.5564 |  | 275.9464 | 0 | 0 | 14.61 | 0
15.05. | 15 | 291.7496 |  | 277.0796 | 0 | 0 | 14.67 | 0
15.05. | 16 | 291.7496 |  | 277.0796 | 0 | 0 | 14.67 | 0
15.05. | 17 | 289.3631 |  | 274.8131 | 0 | 0 | 14.55 | 0
15.05. | 18 | 288.1699 |  | 273.6799 | 0 | 0 | 14.49 | 0
15.05. | 19 | 285.1868 |  | 270.8467 | 0 | 0 | 14.34 | 0
15.05. | 20 | 270.2711 |  | 256.6811 | 0 | 0 | 13.59 | 0
15.05. | 21 | 254.7589 |  | 241.9489 | 0 | 0 | 12.81 | 0
15.05. | 22 | 245.8095 |  | 233.4495 | 0 | 0 | 12.36 | 0
15.05. | 23 | 236.8601 |  | 224.9501 | 0 | 0 | 11.91 | 0
15.05. | 24 | 213.5917 |  | 202.8518 | 0 | 0 | 10.74 | 0
16.05. | 1 | 209.4154 |  | 198.8854 | 0 | 0 | 10.53 | 0
16.05. | 2 | 204.6424 |  | 194.3524 | 0 | 0 | 10.29 | 0
16.05. | 3 | 204.0457 |  | 193.7858 | 0 | 0 | 10.26 | 0
16.05. | 4 | 207.6255 |  | 197.1855 | 0 | 0 | 10.44 | 0
16.05. | 5 | 212.9951 |  | 202.2851 | 0 | 0 | 10.71 | 0
16.05. | 6 | 233.2804 |  | 221.5504 | 0 | 0 | 11.73 | 0
16.05. | 7 | 281.0104 |  | 266.8804 | 0 | 0 | 14.13 | 0
16.05. | 8 | 302.4889 |  | 287.2789 | 0 | 0 | 15.21 | 0
16.05. | 9 | 304.8754 |  | 289.5454 | 0 | 0 | 15.33 | 0
16.05. | 10 | 300.699 |  | 285.579 | 0 | 0 | 15.12 | 0
16.05. | 11 | 301.2956 |  | 286.1456 | 0 | 0 | 15.15 | 0
16.05. | 12 | 300.699 |  | 285.579 | 0 | 0 | 15.12 | 0
16.05. | 13 | 292.9429 |  | 278.2129 | 0 | 0 | 14.73 | 0
16.05. | 14 | 288.1699 |  | 273.6799 | 0 | 0 | 14.49 | 0
16.05. | 15 | 289.3631 |  | 274.8131 | 0 | 0 | 14.55 | 0
16.05. | 16 | 289.3631 |  | 274.8131 | 0 | 0 | 14.55 | 0
16.05. | 17 | 286.38 |  | 271.98 | 0 | 0 | 14.4 | 0
16.05. | 18 | 285.7834 |  | 271.4134 | 0 | 0 | 14.37 | 0
16.05. | 19 | 282.8003 |  | 268.5802 | 0 | 0 | 14.22 | 0
16.05. | 20 | 267.8846 |  | 254.4146 | 0 | 0 | 13.47 | 0
16.05. | 21 | 252.3724 |  | 239.6824 | 0 | 0 | 12.69 | 0
16.05. | 22 | 243.423 |  | 231.183 | 0 | 0 | 12.24 | 0
16.05. | 23 | 235.0702 |  | 223.2502 | 0 | 0 | 11.82 | 0
16.05. | 24 | 211.2053 |  | 200.5853 | 0 | 0 | 10.62 | 0
17.05. | 1 | 207.0289 |  | 196.6189 | 0 | 0 | 10.41 | 0
17.05. | 2 | 202.2559 |  | 192.0859 | 0 | 0 | 10.17 | 0
17.05. | 3 | 202.2559 |  | 192.0859 | 0 | 0 | 10.17 | 0
17.05. | 4 | 205.239 |  | 194.919 | 0 | 0 | 10.32 | 0
17.05. | 5 | 210.6086 |  | 200.0186 | 0 | 0 | 10.59 | 0
17.05. | 6 | 230.8939 |  | 219.2839 | 0 | 0 | 11.61 | 0
17.05. | 7 | 278.0272 |  | 264.0473 | 0 | 0 | 13.98 | 0
17.05. | 8 | 299.5057 |  | 284.4457 | 0 | 0 | 15.06 | 0
17.05. | 9 | 301.8922 |  | 286.7122 | 0 | 0 | 15.18 | 0
17.05. | 10 | 297.1193 |  | 282.1793 | 0 | 0 | 14.94 | 0
17.05. | 11 | 298.3125 |  | 283.3125 | 0 | 0 | 15 | 0
17.05. | 12 | 297.1193 |  | 282.1793 | 0 | 0 | 14.94 | 0
17.05. | 13 | 289.9597 |  | 275.3798 | 0 | 0 | 14.58 | 0
17.05. | 14 | 285.1868 |  | 270.8467 | 0 | 0 | 14.34 | 0
17.05. | 15 | 286.38 |  | 271.98 | 0 | 0 | 14.4 | 0
17.05. | 16 | 286.38 |  | 271.98 | 0 | 0 | 14.4 | 0
17.05. | 17 | 283.3969 |  | 269.1469 | 0 | 0 | 14.25 | 0
17.05. | 18 | 282.2036 |  | 268.0136 | 0 | 0 | 14.19 | 0
17.05. | 19 | 279.8171 |  | 265.7471 | 0 | 0 | 14.07 | 0
17.05. | 20 | 264.9015 |  | 251.5815 | 0 | 0 | 13.32 | 0
17.05. | 21 | 249.3893 |  | 236.8493 | 0 | 0 | 12.54 | 0
17.05. | 22 | 241.0365 |  | 228.9165 | 0 | 0 | 12.12 | 0
17.05. | 23 | 232.0871 |  | 220.4171 | 0 | 0 | 11.67 | 0
17.05. | 24 | 209.4154 |  | 198.8854 | 0 | 0 | 10.53 | 0
18.05. | 1 | 208.8187 |  | 198.3187 | 0 | 0 | 10.5 | 0
18.05. | 2 | 204.0457 |  | 193.7858 | 0 | 0 | 10.26 | 0
18.05. | 3 | 204.0457 |  | 193.7858 | 0 | 0 | 10.26 | 0
18.05. | 4 | 207.0289 |  | 196.6189 | 0 | 0 | 10.41 | 0
18.05. | 5 | 212.3985 |  | 201.7185 | 0 | 0 | 10.68 | 0
18.05. | 6 | 233.2804 |  | 221.5504 | 0 | 0 | 11.73 | 0
18.05. | 7 | 280.4138 |  | 266.3138 | 0 | 0 | 14.1 | 0
18.05. | 8 | 301.8922 |  | 286.7122 | 0 | 0 | 15.18 | 0
18.05. | 9 | 304.2788 |  | 288.9787 | 0 | 0 | 15.3 | 0
18.05. | 10 | 300.1024 |  | 285.0124 | 0 | 0 | 15.09 | 0
18.05. | 11 | 300.699 |  | 285.579 | 0 | 0 | 15.12 | 0
18.05. | 12 | 299.5057 |  | 284.4457 | 0 | 0 | 15.06 | 0
18.05. | 13 | 292.3462 |  | 277.6463 | 0 | 0 | 14.7 | 0
18.05. | 14 | 287.5732 |  | 273.1132 | 0 | 0 | 14.46 | 0
18.05. | 15 | 288.7665 |  | 274.2465 | 0 | 0 | 14.52 | 0
18.05. | 16 | 288.7665 |  | 274.2465 | 0 | 0 | 14.52 | 0
18.05. | 17 | 285.7834 |  | 271.4134 | 0 | 0 | 14.37 | 0
18.05. | 18 | 285.1868 |  | 270.8467 | 0 | 0 | 14.34 | 0
18.05. | 19 | 282.2036 |  | 268.0136 | 0 | 0 | 14.19 | 0
18.05. | 20 | 267.288 |  | 253.848 | 0 | 0 | 13.44 | 0
18.05. | 21 | 251.7757 |  | 239.1157 | 0 | 0 | 12.66 | 0
18.05. | 22 | 242.8264 |  | 230.6164 | 0 | 0 | 12.21 | 0
18.05. | 23 | 234.4736 |  | 222.6836 | 0 | 0 | 11.79 | 0
18.05. | 24 | 211.2053 |  | 200.5853 | 0 | 0 | 10.62 | 0
19.05. | 1 | 201.6592 |  | 191.5192 | 0 | 0 | 10.14 | 0
19.05. | 2 | 204.6424 |  | 194.3524 | 0 | 0 | 10.29 | 0
19.05. | 3 | 192.7099 |  | 183.0199 | 0 | 0 | 9.69 | 0
19.05. | 4 | 195.693 |  | 185.853 | 0 | 0 | 9.84 | 0
19.05. | 5 | 204.0457 |  | 193.7858 | 0 | 0 | 10.26 | 0
19.05. | 6 | 212.3985 |  | 201.7185 | 0 | 0 | 10.68 | 0
19.05. | 7 | 252.3724 |  | 239.6824 | 0 | 0 | 12.69 | 0
19.05. | 8 | 277.4306 |  | 263.4806 | 0 | 0 | 13.95 | 0
19.05. | 9 | 283.3969 |  | 269.1469 | 0 | 0 | 14.25 | 0
19.05. | 10 | 281.0104 |  | 266.8804 | 0 | 0 | 14.13 | 0
19.05. | 11 | 278.6239 |  | 264.6139 | 0 | 0 | 14.01 | 0
19.05. | 12 | 278.6239 |  | 264.6139 | 0 | 0 | 14.01 | 0
19.05. | 13 | 272.061 |  | 258.381 | 0 | 0 | 13.68 | 0
19.05. | 14 | 269.0779 |  | 255.5479 | 0 | 0 | 13.53 | 0
19.05. | 15 | 268.4812 |  | 254.9812 | 0 | 0 | 13.5 | 0
19.05. | 16 | 262.515 |  | 249.315 | 0 | 0 | 13.2 | 0
19.05. | 17 | 253.5656 |  | 240.8156 | 0 | 0 | 12.75 | 0
19.05. | 18 | 251.7757 |  | 239.1157 | 0 | 0 | 12.66 | 0
19.05. | 19 | 250.5825 |  | 237.9825 | 0 | 0 | 12.6 | 0
19.05. | 20 | 247.0027 |  | 234.5828 | 0 | 0 | 12.42 | 0
19.05. | 21 | 238.65 |  | 226.65 | 0 | 0 | 12 | 0
19.05. | 22 | 236.8601 |  | 224.9501 | 0 | 0 | 11.91 | 0
19.05. | 23 | 237.4567 |  | 225.5168 | 0 | 0 | 11.94 | 0
19.05. | 24 | 217.1715 |  | 206.2515 | 0 | 0 | 10.92 | 0
20.05. | 1 | 199.8694 |  | 189.8194 | 0 | 0 | 10.05 | 0
20.05. | 2 | 202.2559 |  | 192.0859 | 0 | 0 | 10.17 | 0
20.05. | 3 | 190.92 |  | 181.32 | 0 | 0 | 9.6 | 0
20.05. | 4 | 193.9031 |  | 184.1531 | 0 | 0 | 9.75 | 0
20.05. | 5 | 201.6592 |  | 191.5192 | 0 | 0 | 10.14 | 0
20.05. | 6 | 210.012 |  | 199.452 | 0 | 0 | 10.56 | 0
20.05. | 7 | 249.3893 |  | 236.8493 | 0 | 0 | 12.54 | 0
20.05. | 8 | 274.4475 |  | 260.6475 | 0 | 0 | 13.8 | 0
20.05. | 9 | 280.4138 |  | 266.3138 | 0 | 0 | 14.1 | 0
20.05. | 10 | 278.0272 |  | 264.0473 | 0 | 0 | 13.98 | 0
20.05. | 11 | 275.6408 |  | 261.7808 | 0 | 0 | 13.86 | 0
20.05. | 12 | 275.6408 |  | 261.7808 | 0 | 0 | 13.86 | 0
20.05. | 13 | 269.0779 |  | 255.5479 | 0 | 0 | 13.53 | 0
20.05. | 14 | 266.0947 |  | 252.7148 | 0 | 0 | 13.38 | 0
20.05. | 15 | 265.4981 |  | 252.1481 | 0 | 0 | 13.35 | 0
20.05. | 16 | 260.1285 |  | 247.0485 | 0 | 0 | 13.08 | 0
20.05. | 17 | 251.1791 |  | 238.5491 | 0 | 0 | 12.63 | 0
20.05. | 18 | 248.7926 |  | 236.2826 | 0 | 0 | 12.51 | 0
20.05. | 19 | 247.5994 |  | 235.1494 | 0 | 0 | 12.45 | 0
20.05. | 20 | 244.6163 |  | 232.3162 | 0 | 0 | 12.3 | 0
20.05. | 21 | 236.2635 |  | 224.3835 | 0 | 0 | 11.88 | 0
20.05. | 22 | 234.4736 |  | 222.6836 | 0 | 0 | 11.79 | 0
20.05. | 23 | 234.4736 |  | 222.6836 | 0 | 0 | 11.79 | 0
20.05. | 24 | 214.785 |  | 203.985 | 0 | 0 | 10.8 | 0
21.05. | 1 | 199.8694 |  | 189.8194 | 0 | 0 | 10.05 | 0
21.05. | 2 | 202.8525 |  | 192.6525 | 0 | 0 | 10.2 | 0
21.05. | 3 | 190.92 |  | 181.32 | 0 | 0 | 9.6 | 0
21.05. | 4 | 193.9031 |  | 184.1531 | 0 | 0 | 9.75 | 0
21.05. | 5 | 202.2559 |  | 192.0859 | 0 | 0 | 10.17 | 0
21.05. | 6 | 210.012 |  | 199.452 | 0 | 0 | 10.56 | 0
21.05. | 7 | 249.9859 |  | 237.4159 | 0 | 0 | 12.57 | 0
21.05. | 8 | 274.4475 |  | 260.6475 | 0 | 0 | 13.8 | 0
21.05. | 9 | 280.4138 |  | 266.3138 | 0 | 0 | 14.1 | 0
21.05. | 10 | 278.6239 |  | 264.6139 | 0 | 0 | 14.01 | 0
21.05. | 11 | 276.2374 |  | 262.3474 | 0 | 0 | 13.89 | 0
21.05. | 12 | 275.6408 |  | 261.7808 | 0 | 0 | 13.86 | 0
21.05. | 13 | 269.6745 |  | 256.1145 | 0 | 0 | 13.56 | 0
21.05. | 14 | 266.6914 |  | 253.2814 | 0 | 0 | 13.41 | 0
21.05. | 15 | 266.0947 |  | 252.7148 | 0 | 0 | 13.38 | 0
21.05. | 16 | 260.1285 |  | 247.0485 | 0 | 0 | 13.08 | 0
21.05. | 17 | 251.1791 |  | 238.5491 | 0 | 0 | 12.63 | 0
21.05. | 18 | 249.3893 |  | 236.8493 | 0 | 0 | 12.54 | 0
21.05. | 19 | 248.196 |  | 235.716 | 0 | 0 | 12.48 | 0
21.05. | 20 | 244.6163 |  | 232.3162 | 0 | 0 | 12.3 | 0
21.05. | 21 | 236.8601 |  | 224.9501 | 0 | 0 | 11.91 | 0
21.05. | 22 | 235.0702 |  | 223.2502 | 0 | 0 | 11.82 | 0
21.05. | 23 | 235.0702 |  | 223.2502 | 0 | 0 | 11.82 | 0
21.05. | 24 | 215.3816 |  | 204.5516 | 0 | 0 | 10.83 | 0
22.05. | 1 | 207.0289 |  | 196.6189 | 0 | 0 | 10.41 | 0
22.05. | 2 | 202.8525 |  | 192.6525 | 0 | 0 | 10.2 | 0
22.05. | 3 | 202.2559 |  | 192.0859 | 0 | 0 | 10.17 | 0
22.05. | 4 | 205.8356 |  | 195.4856 | 0 | 0 | 10.35 | 0
22.05. | 5 | 210.6086 |  | 200.0186 | 0 | 0 | 10.59 | 0
22.05. | 6 | 231.4905 |  | 219.8505 | 0 | 0 | 11.64 | 0
22.05. | 7 | 278.0272 |  | 264.0473 | 0 | 0 | 13.98 | 0
22.05. | 8 | 299.5057 |  | 284.4457 | 0 | 0 | 15.06 | 0
22.05. | 9 | 302.4889 |  | 287.2789 | 0 | 0 | 15.21 | 0
22.05. | 10 | 297.7159 |  | 282.7459 | 0 | 0 | 14.97 | 0
22.05. | 11 | 298.9091 |  | 283.8791 | 0 | 0 | 15.03 | 0
22.05. | 12 | 297.7159 |  | 282.7459 | 0 | 0 | 14.97 | 0
22.05. | 13 | 289.9597 |  | 275.3798 | 0 | 0 | 14.58 | 0
22.05. | 14 | 285.1868 |  | 270.8467 | 0 | 0 | 14.34 | 0
22.05. | 15 | 286.38 |  | 271.98 | 0 | 0 | 14.4 | 0
22.05. | 16 | 286.38 |  | 271.98 | 0 | 0 | 14.4 | 0
22.05. | 17 | 283.9935 |  | 269.7135 | 0 | 0 | 14.28 | 0
22.05. | 18 | 282.8003 |  | 268.5802 | 0 | 0 | 14.22 | 0
22.05. | 19 | 279.8171 |  | 265.7471 | 0 | 0 | 14.07 | 0
22.05. | 20 | 265.4981 |  | 252.1481 | 0 | 0 | 13.35 | 0
22.05. | 21 | 249.9859 |  | 237.4159 | 0 | 0 | 12.57 | 0
22.05. | 22 | 241.0365 |  | 228.9165 | 0 | 0 | 12.12 | 0
22.05. | 23 | 232.6838 |  | 220.9837 | 0 | 0 | 11.7 | 0
22.05. | 24 | 209.4154 |  | 198.8854 | 0 | 0 | 10.53 | 0
23.05. | 1 | 205.8356 |  | 195.4856 | 0 | 0 | 10.35 | 0
23.05. | 2 | 201.0626 |  | 190.9526 | 0 | 0 | 10.11 | 0
23.05. | 3 | 201.0626 |  | 190.9526 | 0 | 0 | 10.11 | 0
23.05. | 4 | 204.0457 |  | 193.7858 | 0 | 0 | 10.26 | 0
23.05. | 5 | 209.4154 |  | 198.8854 | 0 | 0 | 10.53 | 0
23.05. | 6 | 229.7006 |  | 218.1506 | 0 | 0 | 11.55 | 0
23.05. | 7 | 276.2374 |  | 262.3474 | 0 | 0 | 13.89 | 0
23.05. | 8 | 297.7159 |  | 282.7459 | 0 | 0 | 14.97 | 0
23.05. | 9 | 300.1024 |  | 285.0124 | 0 | 0 | 15.09 | 0
23.05. | 10 | 295.926 |  | 281.046 | 0 | 0 | 14.88 | 0
23.05. | 11 | 296.5226 |  | 281.6126 | 0 | 0 | 14.91 | 0
23.05. | 12 | 295.3294 |  | 280.4794 | 0 | 0 | 14.85 | 0
23.05. | 13 | 288.1699 |  | 273.6799 | 0 | 0 | 14.49 | 0
23.05. | 14 | 283.3969 |  | 269.1469 | 0 | 0 | 14.25 | 0
23.05. | 15 | 284.5901 |  | 270.2801 | 0 | 0 | 14.31 | 0
23.05. | 16 | 284.5901 |  | 270.2801 | 0 | 0 | 14.31 | 0
23.05. | 17 | 281.607 |  | 267.447 | 0 | 0 | 14.16 | 0
23.05. | 18 | 281.0104 |  | 266.8804 | 0 | 0 | 14.13 | 0
23.05. | 19 | 278.0272 |  | 264.0473 | 0 | 0 | 13.98 | 0
23.05. | 20 | 263.7083 |  | 250.4483 | 0 | 0 | 13.26 | 0
23.05. | 21 | 248.196 |  | 235.716 | 0 | 0 | 12.48 | 0
23.05. | 22 | 239.2466 |  | 227.2166 | 0 | 0 | 12.03 | 0
23.05. | 23 | 230.8939 |  | 219.2839 | 0 | 0 | 11.61 | 0
23.05. | 24 | 208.2221 |  | 197.7521 | 0 | 0 | 10.47 | 0
24.05. | 1 | 203.4491 |  | 193.2191 | 0 | 0 | 10.23 | 0
24.05. | 2 | 198.6761 |  | 188.6861 | 0 | 0 | 9.99 | 0
24.05. | 3 | 198.6761 |  | 188.6861 | 0 | 0 | 9.99 | 0
24.05. | 4 | 201.6592 |  | 191.5192 | 0 | 0 | 10.14 | 0
24.05. | 5 | 206.4323 |  | 196.0522 | 0 | 0 | 10.38 | 0
24.05. | 6 | 226.7175 |  | 215.3175 | 0 | 0 | 11.4 | 0
24.05. | 7 | 272.6576 |  | 258.9476 | 0 | 0 | 13.71 | 0
24.05. | 8 | 294.1361 |  | 279.3461 | 0 | 0 | 14.79 | 0
24.05. | 9 | 296.5226 |  | 281.6126 | 0 | 0 | 14.91 | 0
24.05. | 10 | 291.7496 |  | 277.0796 | 0 | 0 | 14.67 | 0
24.05. | 11 | 292.9429 |  | 278.2129 | 0 | 0 | 14.73 | 0
24.05. | 12 | 291.7496 |  | 277.0796 | 0 | 0 | 14.67 | 0
24.05. | 13 | 284.5901 |  | 270.2801 | 0 | 0 | 14.31 | 0
24.05. | 14 | 279.8171 |  | 265.7471 | 0 | 0 | 14.07 | 0
24.05. | 15 | 281.0104 |  | 266.8804 | 0 | 0 | 14.13 | 0
24.05. | 16 | 281.0104 |  | 266.8804 | 0 | 0 | 14.13 | 0
24.05. | 17 | 278.0272 |  | 264.0473 | 0 | 0 | 13.98 | 0
24.05. | 18 | 277.4306 |  | 263.4806 | 0 | 0 | 13.95 | 0
24.05. | 19 | 274.4475 |  | 260.6475 | 0 | 0 | 13.8 | 0
24.05. | 20 | 260.1285 |  | 247.0485 | 0 | 0 | 13.08 | 0
24.05. | 21 | 245.2129 |  | 232.8829 | 0 | 0 | 12.33 | 0
24.05. | 22 | 236.2635 |  | 224.3835 | 0 | 0 | 11.88 | 0
24.05. | 23 | 227.9108 |  | 216.4507 | 0 | 0 | 11.46 | 0
24.05. | 24 | 205.239 |  | 194.919 | 0 | 0 | 10.32 | 0
25.05. | 1 | 201.0626 |  | 190.9526 | 0 | 0 | 10.11 | 0
25.05. | 2 | 196.8862 |  | 186.9863 | 0 | 0 | 9.9 | 0
25.05. | 3 | 196.2896 |  | 186.4196 | 0 | 0 | 9.87 | 0
25.05. | 4 | 199.8694 |  | 189.8194 | 0 | 0 | 10.05 | 0
25.05. | 5 | 204.6424 |  | 194.3524 | 0 | 0 | 10.29 | 0
25.05. | 6 | 224.331 |  | 213.051 | 0 | 0 | 11.28 | 0
25.05. | 7 | 270.2711 |  | 256.6811 | 0 | 0 | 13.59 | 0
25.05. | 8 | 290.5564 |  | 275.9464 | 0 | 0 | 14.61 | 0
25.05. | 9 | 293.5395 |  | 278.7795 | 0 | 0 | 14.76 | 0
25.05. | 10 | 288.7665 |  | 274.2465 | 0 | 0 | 14.52 | 0
25.05. | 11 | 289.9597 |  | 275.3798 | 0 | 0 | 14.58 | 0
25.05. | 12 | 288.7665 |  | 274.2465 | 0 | 0 | 14.52 | 0
25.05. | 13 | 281.607 |  | 267.447 | 0 | 0 | 14.16 | 0
25.05. | 14 | 276.834 |  | 262.914 | 0 | 0 | 13.92 | 0
25.05. | 15 | 278.0272 |  | 264.0473 | 0 | 0 | 13.98 | 0
25.05. | 16 | 278.0272 |  | 264.0473 | 0 | 0 | 13.98 | 0
25.05. | 17 | 275.6408 |  | 261.7808 | 0 | 0 | 13.86 | 0
25.05. | 18 | 274.4475 |  | 260.6475 | 0 | 0 | 13.8 | 0
25.05. | 19 | 271.4644 |  | 257.8144 | 0 | 0 | 13.65 | 0
25.05. | 20 | 257.1454 |  | 244.2154 | 0 | 0 | 12.93 | 0
25.05. | 21 | 242.2297 |  | 230.0497 | 0 | 0 | 12.18 | 0
25.05. | 22 | 233.877 |  | 222.117 | 0 | 0 | 11.76 | 0
25.05. | 23 | 225.5242 |  | 214.1842 | 0 | 0 | 11.34 | 0
25.05. | 24 | 203.4491 |  | 193.2191 | 0 | 0 | 10.23 | 0
26.05. | 1 | 192.7099 |  | 183.0199 | 0 | 0 | 9.69 | 0
26.05. | 2 | 195.693 |  | 185.853 | 0 | 0 | 9.84 | 0
26.05. | 3 | 184.3571 |  | 175.0871 | 0 | 0 | 9.27 | 0
26.05. | 4 | 186.7436 |  | 177.3536 | 0 | 0 | 9.39 | 0
26.05. | 5 | 194.4998 |  | 184.7198 | 0 | 0 | 9.78 | 0
26.05. | 6 | 202.8525 |  | 192.6525 | 0 | 0 | 10.2 | 0
26.05. | 7 | 241.0365 |  | 228.9165 | 0 | 0 | 12.12 | 0
26.05. | 8 | 264.9015 |  | 251.5815 | 0 | 0 | 13.32 | 0
26.05. | 9 | 270.2711 |  | 256.6811 | 0 | 0 | 13.59 | 0
26.05. | 10 | 268.4812 |  | 254.9812 | 0 | 0 | 13.5 | 0
26.05. | 11 | 266.0947 |  | 252.7148 | 0 | 0 | 13.38 | 0
26.05. | 12 | 266.0947 |  | 252.7148 | 0 | 0 | 13.38 | 0
26.05. | 13 | 259.5319 |  | 246.4819 | 0 | 0 | 13.05 | 0
26.05. | 14 | 257.1454 |  | 244.2154 | 0 | 0 | 12.93 | 0
26.05. | 15 | 256.5487 |  | 243.6488 | 0 | 0 | 12.9 | 0
26.05. | 16 | 250.5825 |  | 237.9825 | 0 | 0 | 12.6 | 0
26.05. | 17 | 242.2297 |  | 230.0497 | 0 | 0 | 12.18 | 0
26.05. | 18 | 240.4399 |  | 228.3499 | 0 | 0 | 12.09 | 0
26.05. | 19 | 239.2466 |  | 227.2166 | 0 | 0 | 12.03 | 0
26.05. | 20 | 236.2635 |  | 224.3835 | 0 | 0 | 11.88 | 0
26.05. | 21 | 227.9108 |  | 216.4507 | 0 | 0 | 11.46 | 0
26.05. | 22 | 226.1209 |  | 214.7509 | 0 | 0 | 11.37 | 0
26.05. | 23 | 226.7175 |  | 215.3175 | 0 | 0 | 11.4 | 0
26.05. | 24 | 207.6255 |  | 197.1855 | 0 | 0 | 10.44 | 0
27.05. | 1 | 195.0964 |  | 185.2864 | 0 | 0 | 9.81 | 0
27.05. | 2 | 198.0795 |  | 188.1195 | 0 | 0 | 9.96 | 0
27.05. | 3 | 186.7436 |  | 177.3536 | 0 | 0 | 9.39 | 0
27.05. | 4 | 189.7268 |  | 180.1867 | 0 | 0 | 9.54 | 0
27.05. | 5 | 197.4829 |  | 187.5529 | 0 | 0 | 9.93 | 0
27.05. | 6 | 205.239 |  | 194.919 | 0 | 0 | 10.32 | 0
27.05. | 7 | 244.0196 |  | 231.7496 | 0 | 0 | 12.27 | 0
27.05. | 8 | 267.8846 |  | 254.4146 | 0 | 0 | 13.47 | 0
27.05. | 9 | 273.8509 |  | 260.0809 | 0 | 0 | 13.77 | 0
27.05. | 10 | 272.061 |  | 258.381 | 0 | 0 | 13.68 | 0
27.05. | 11 | 269.6745 |  | 256.1145 | 0 | 0 | 13.56 | 0
27.05. | 12 | 269.6745 |  | 256.1145 | 0 | 0 | 13.56 | 0
27.05. | 13 | 263.1116 |  | 249.8816 | 0 | 0 | 13.23 | 0
27.05. | 14 | 260.1285 |  | 247.0485 | 0 | 0 | 13.08 | 0
27.05. | 15 | 260.1285 |  | 247.0485 | 0 | 0 | 13.08 | 0
27.05. | 16 | 254.1623 |  | 241.3822 | 0 | 0 | 12.78 | 0
27.05. | 17 | 245.2129 |  | 232.8829 | 0 | 0 | 12.33 | 0
27.05. | 18 | 243.423 |  | 231.183 | 0 | 0 | 12.24 | 0
27.05. | 19 | 242.2297 |  | 230.0497 | 0 | 0 | 12.18 | 0
27.05. | 20 | 239.2466 |  | 227.2166 | 0 | 0 | 12.03 | 0
27.05. | 21 | 230.8939 |  | 219.2839 | 0 | 0 | 11.61 | 0
27.05. | 22 | 229.104 |  | 217.584 | 0 | 0 | 11.52 | 0
27.05. | 23 | 229.7006 |  | 218.1506 | 0 | 0 | 11.55 | 0
27.05. | 24 | 210.012 |  | 199.452 | 0 | 0 | 10.56 | 0
28.05. | 1 | 202.8525 |  | 192.6525 | 0 | 0 | 10.2 | 0
28.05. | 2 | 198.6761 |  | 188.6861 | 0 | 0 | 9.99 | 0
28.05. | 3 | 198.0795 |  | 188.1195 | 0 | 0 | 9.96 | 0
28.05. | 4 | 201.6592 |  | 191.5192 | 0 | 0 | 10.14 | 0
28.05. | 5 | 206.4323 |  | 196.0522 | 0 | 0 | 10.38 | 0
28.05. | 6 | 226.7175 |  | 215.3175 | 0 | 0 | 11.4 | 0
28.05. | 7 | 272.6576 |  | 258.9476 | 0 | 0 | 13.71 | 0
28.05. | 8 | 293.5395 |  | 278.7795 | 0 | 0 | 14.76 | 0
28.05. | 9 | 295.926 |  | 281.046 | 0 | 0 | 14.88 | 0
28.05. | 10 | 291.7496 |  | 277.0796 | 0 | 0 | 14.67 | 0
28.05. | 11 | 292.3462 |  | 277.6463 | 0 | 0 | 14.7 | 0
28.05. | 12 | 291.7496 |  | 277.0796 | 0 | 0 | 14.67 | 0
28.05. | 13 | 283.9935 |  | 269.7135 | 0 | 0 | 14.28 | 0
28.05. | 14 | 279.2205 |  | 265.1805 | 0 | 0 | 14.04 | 0
28.05. | 15 | 280.4138 |  | 266.3138 | 0 | 0 | 14.1 | 0
28.05. | 16 | 280.4138 |  | 266.3138 | 0 | 0 | 14.1 | 0
28.05. | 17 | 278.0272 |  | 264.0473 | 0 | 0 | 13.98 | 0
28.05. | 18 | 276.834 |  | 262.914 | 0 | 0 | 13.92 | 0
28.05. | 19 | 274.4475 |  | 260.6475 | 0 | 0 | 13.8 | 0
28.05. | 20 | 259.5319 |  | 246.4819 | 0 | 0 | 13.05 | 0
28.05. | 21 | 244.6163 |  | 232.3162 | 0 | 0 | 12.3 | 0
28.05. | 22 | 236.2635 |  | 224.3835 | 0 | 0 | 11.88 | 0
28.05. | 23 | 227.9108 |  | 216.4507 | 0 | 0 | 11.46 | 0
28.05. | 24 | 205.239 |  | 194.919 | 0 | 0 | 10.32 | 0
29.05. | 1 | 204.6424 |  | 194.3524 | 0 | 0 | 10.29 | 0
29.05. | 2 | 200.466 |  | 190.386 | 0 | 0 | 10.08 | 0
29.05. | 3 | 199.8694 |  | 189.8194 | 0 | 0 | 10.05 | 0
29.05. | 4 | 203.4491 |  | 193.2191 | 0 | 0 | 10.23 | 0
29.05. | 5 | 208.2221 |  | 197.7521 | 0 | 0 | 10.47 | 0
29.05. | 6 | 228.5074 |  | 217.0174 | 0 | 0 | 11.49 | 0
29.05. | 7 | 275.0441 |  | 261.2141 | 0 | 0 | 13.83 | 0
29.05. | 8 | 296.5226 |  | 281.6126 | 0 | 0 | 14.91 | 0
29.05. | 9 | 298.9091 |  | 283.8791 | 0 | 0 | 15.03 | 0
29.05. | 10 | 294.1361 |  | 279.3461 | 0 | 0 | 14.79 | 0
29.05. | 11 | 295.3294 |  | 280.4794 | 0 | 0 | 14.85 | 0
29.05. | 12 | 294.1361 |  | 279.3461 | 0 | 0 | 14.79 | 0
29.05. | 13 | 286.9766 |  | 272.5466 | 0 | 0 | 14.43 | 0
29.05. | 14 | 282.2036 |  | 268.0136 | 0 | 0 | 14.19 | 0
29.05. | 15 | 283.3969 |  | 269.1469 | 0 | 0 | 14.25 | 0
29.05. | 16 | 283.3969 |  | 269.1469 | 0 | 0 | 14.25 | 0
29.05. | 17 | 280.4138 |  | 266.3138 | 0 | 0 | 14.1 | 0
29.05. | 18 | 279.8171 |  | 265.7471 | 0 | 0 | 14.07 | 0
29.05. | 19 | 276.834 |  | 262.914 | 0 | 0 | 13.92 | 0
29.05. | 20 | 262.515 |  | 249.315 | 0 | 0 | 13.2 | 0
29.05. | 21 | 247.0027 |  | 234.5828 | 0 | 0 | 12.42 | 0
29.05. | 22 | 238.65 |  | 226.65 | 0 | 0 | 12 | 0
29.05. | 23 | 229.7006 |  | 218.1506 | 0 | 0 | 11.55 | 0
29.05. | 24 | 207.0289 |  | 196.6189 | 0 | 0 | 10.41 | 0
30.05. | 1 | 204.0457 |  | 193.7858 | 0 | 0 | 10.26 | 0
30.05. | 2 | 199.2728 |  | 189.2527 | 0 | 0 | 10.02 | 0
30.05. | 3 | 199.2728 |  | 189.2527 | 0 | 0 | 10.02 | 0
30.05. | 4 | 202.2559 |  | 192.0859 | 0 | 0 | 10.17 | 0
30.05. | 5 | 207.6255 |  | 197.1855 | 0 | 0 | 10.44 | 0
30.05. | 6 | 227.3141 |  | 215.8841 | 0 | 0 | 11.43 | 0
30.05. | 7 | 273.8509 |  | 260.0809 | 0 | 0 | 13.77 | 0
30.05. | 8 | 294.7328 |  | 279.9128 | 0 | 0 | 14.82 | 0
30.05. | 9 | 297.1193 |  | 282.1793 | 0 | 0 | 14.94 | 0
30.05. | 10 | 292.9429 |  | 278.2129 | 0 | 0 | 14.73 | 0
30.05. | 11 | 294.1361 |  | 279.3461 | 0 | 0 | 14.79 | 0
30.05. | 12 | 292.9429 |  | 278.2129 | 0 | 0 | 14.73 | 0
30.05. | 13 | 285.1868 |  | 270.8467 | 0 | 0 | 14.34 | 0
30.05. | 14 | 280.4138 |  | 266.3138 | 0 | 0 | 14.1 | 0
30.05. | 15 | 282.2036 |  | 268.0136 | 0 | 0 | 14.19 | 0
30.05. | 16 | 282.2036 |  | 268.0136 | 0 | 0 | 14.19 | 0
30.05. | 17 | 279.2205 |  | 265.1805 | 0 | 0 | 14.04 | 0
30.05. | 18 | 278.0272 |  | 264.0473 | 0 | 0 | 13.98 | 0
30.05. | 19 | 275.6408 |  | 261.7808 | 0 | 0 | 13.86 | 0
30.05. | 20 | 260.7251 |  | 247.6151 | 0 | 0 | 13.11 | 0
30.05. | 21 | 245.8095 |  | 233.4495 | 0 | 0 | 12.36 | 0
30.05. | 22 | 237.4567 |  | 225.5168 | 0 | 0 | 11.94 | 0
30.05. | 23 | 229.104 |  | 217.584 | 0 | 0 | 11.52 | 0
30.05. | 24 | 205.8356 |  | 195.4856 | 0 | 0 | 10.35 | 0
31.05. | 1 | 202.8525 |  | 192.6525 | 0 | 0 | 10.2 | 0
31.05. | 2 | 198.6761 |  | 188.6861 | 0 | 0 | 9.99 | 0
31.05. | 3 | 198.0795 |  | 188.1195 | 0 | 0 | 9.96 | 0
31.05. | 4 | 201.6592 |  | 191.5192 | 0 | 0 | 10.14 | 0
31.05. | 5 | 206.4323 |  | 196.0522 | 0 | 0 | 10.38 | 0
31.05. | 6 | 226.7175 |  | 215.3175 | 0 | 0 | 11.4 | 0
31.05. | 7 | 272.6576 |  | 258.9476 | 0 | 0 | 13.71 | 0
31.05. | 8 | 293.5395 |  | 278.7795 | 0 | 0 | 14.76 | 0
31.05. | 9 | 296.5226 |  | 281.6126 | 0 | 0 | 14.91 | 0
31.05. | 10 | 291.7496 |  | 277.0796 | 0 | 0 | 14.67 | 0
31.05. | 11 | 292.9429 |  | 278.2129 | 0 | 0 | 14.73 | 0
31.05. | 12 | 291.7496 |  | 277.0796 | 0 | 0 | 14.67 | 0
31.05. | 13 | 284.5901 |  | 270.2801 | 0 | 0 | 14.31 | 0
31.05. | 14 | 279.8171 |  | 265.7471 | 0 | 0 | 14.07 | 0
31.05. | 15 | 281.0104 |  | 266.8804 | 0 | 0 | 14.13 | 0
31.05. | 16 | 281.0104 |  | 266.8804 | 0 | 0 | 14.13 | 0
31.05. | 17 | 278.0272 |  | 264.0473 | 0 | 0 | 13.98 | 0
31.05. | 18 | 277.4306 |  | 263.4806 | 0 | 0 | 13.95 | 0
31.05. | 19 | 274.4475 |  | 260.6475 | 0 | 0 | 13.8 | 0
31.05. | 20 | 260.1285 |  | 247.0485 | 0 | 0 | 13.08 | 0
31.05. | 21 | 244.6163 |  | 232.3162 | 0 | 0 | 12.3 | 0
31.05. | 22 | 236.2635 |  | 224.3835 | 0 | 0 | 11.88 | 0
31.05. | 23 | 227.9108 |  | 216.4507 | 0 | 0 | 11.46 | 0
31.05. | 24 | 205.239 |  | 194.919 | 0 | 0 | 10.32 | 0
01.06. | 1 | 182.5673 |  | 173.3872 | 0 | 0 | 9.18 | 0
01.06. | 2 | 181.374 |  | 172.254 | 0 | 0 | 9.12 | 0
01.06. | 3 | 181.9706 |  | 172.8206 | 0 | 0 | 9.15 | 0
01.06. | 4 | 178.9875 |  | 169.9875 | 0 | 0 | 9 | 0
01.06. | 5 | 178.9875 |  | 169.9875 | 0 | 0 | 9 | 0
01.06. | 6 | 189.7268 |  | 180.1867 | 0 | 0 | 9.54 | 0
01.06. | 7 | 242.8264 |  | 230.6164 | 0 | 0 | 12.21 | 0
01.06. | 8 | 276.2374 |  | 262.3474 | 0 | 0 | 13.89 | 0
01.06. | 9 | 281.607 |  | 267.447 | 0 | 0 | 14.16 | 0
01.06. | 10 | 280.4138 |  | 266.3138 | 0 | 0 | 14.1 | 0
01.06. | 11 | 278.6239 |  | 264.6139 | 0 | 0 | 14.01 | 0
01.06. | 12 | 280.4138 |  | 266.3138 | 0 | 0 | 14.1 | 0
01.06. | 13 | 277.4306 |  | 263.4806 | 0 | 0 | 13.95 | 0
01.06. | 14 | 275.0441 |  | 261.2141 | 0 | 0 | 13.83 | 0
01.06. | 15 | 270.8678 |  | 257.2477 | 0 | 0 | 13.62 | 0
01.06. | 16 | 267.8846 |  | 254.4146 | 0 | 0 | 13.47 | 0
01.06. | 17 | 260.1285 |  | 247.0485 | 0 | 0 | 13.08 | 0
01.06. | 18 | 252.969 |  | 240.249 | 0 | 0 | 12.72 | 0
01.06. | 19 | 244.0196 |  | 231.7496 | 0 | 0 | 12.27 | 0
01.06. | 20 | 222.5411 |  | 211.3511 | 0 | 0 | 11.19 | 0
01.06. | 21 | 208.8187 |  | 198.3187 | 0 | 0 | 10.5 | 0
01.06. | 22 | 201.0626 |  | 190.9526 | 0 | 0 | 10.11 | 0
01.06. | 23 | 202.2559 |  | 192.0859 | 0 | 0 | 10.17 | 0
01.06. | 24 | 191.5166 |  | 181.8866 | 0 | 0 | 9.63 | 0
02.06. | 1 | 184.3571 |  | 175.0871 | 0 | 0 | 9.27 | 0
02.06. | 2 | 180.1807 |  | 171.1207 | 0 | 0 | 9.06 | 0
02.06. | 3 | 173.0213 |  | 164.3212 | 0 | 0 | 8.7 | 0
02.06. | 4 | 173.0213 |  | 164.3212 | 0 | 0 | 8.7 | 0
02.06. | 5 | 176.601 |  | 167.721 | 0 | 0 | 8.88 | 0
02.06. | 6 | 183.1639 |  | 173.9539 | 0 | 0 | 9.21 | 0
02.06. | 7 | 225.5242 |  | 214.1842 | 0 | 0 | 11.34 | 0
02.06. | 8 | 252.3724 |  | 239.6824 | 0 | 0 | 12.69 | 0
02.06. | 9 | 255.3555 |  | 242.5155 | 0 | 0 | 12.84 | 0
02.06. | 10 | 257.742 |  | 244.782 | 0 | 0 | 12.96 | 0
02.06. | 11 | 263.7083 |  | 250.4483 | 0 | 0 | 13.26 | 0
02.06. | 12 | 265.4981 |  | 252.1481 | 0 | 0 | 13.35 | 0
02.06. | 13 | 263.7083 |  | 250.4483 | 0 | 0 | 13.26 | 0
02.06. | 14 | 257.742 |  | 244.782 | 0 | 0 | 12.96 | 0
02.06. | 15 | 243.423 |  | 231.183 | 0 | 0 | 12.24 | 0
02.06. | 16 | 241.0365 |  | 228.9165 | 0 | 0 | 12.12 | 0
02.06. | 17 | 234.4736 |  | 222.6836 | 0 | 0 | 11.79 | 0
02.06. | 18 | 225.5242 |  | 214.1842 | 0 | 0 | 11.34 | 0
02.06. | 19 | 220.1546 |  | 209.0846 | 0 | 0 | 11.07 | 0
02.06. | 20 | 204.0457 |  | 193.7858 | 0 | 0 | 10.26 | 0
02.06. | 21 | 191.5166 |  | 181.8866 | 0 | 0 | 9.63 | 0
02.06. | 22 | 184.3571 |  | 175.0871 | 0 | 0 | 9.27 | 0
02.06. | 23 | 177.1976 |  | 168.2876 | 0 | 0 | 8.91 | 0
02.06. | 24 | 172.4246 |  | 163.7546 | 0 | 0 | 8.67 | 0
03.06. | 1 | 186.7436 |  | 177.3536 | 0 | 0 | 9.39 | 0
03.06. | 2 | 182.5673 |  | 173.3872 | 0 | 0 | 9.18 | 0
03.06. | 3 | 175.4077 |  | 166.5877 | 0 | 0 | 8.82 | 0
03.06. | 4 | 175.4077 |  | 166.5877 | 0 | 0 | 8.82 | 0
03.06. | 5 | 178.9875 |  | 169.9875 | 0 | 0 | 9 | 0
03.06. | 6 | 186.147 |  | 176.787 | 0 | 0 | 9.36 | 0
03.06. | 7 | 228.5074 |  | 217.0174 | 0 | 0 | 11.49 | 0
03.06. | 8 | 255.9521 |  | 243.0821 | 0 | 0 | 12.87 | 0
03.06. | 9 | 258.9352 |  | 245.9152 | 0 | 0 | 13.02 | 0
03.06. | 10 | 261.3218 |  | 248.1817 | 0 | 0 | 13.14 | 0
03.06. | 11 | 267.288 |  | 253.848 | 0 | 0 | 13.44 | 0
03.06. | 12 | 269.0779 |  | 255.5479 | 0 | 0 | 13.53 | 0
03.06. | 13 | 267.288 |  | 253.848 | 0 | 0 | 13.44 | 0
03.06. | 14 | 261.3218 |  | 248.1817 | 0 | 0 | 13.14 | 0
03.06. | 15 | 247.0027 |  | 234.5828 | 0 | 0 | 12.42 | 0
03.06. | 16 | 244.0196 |  | 231.7496 | 0 | 0 | 12.27 | 0
03.06. | 17 | 238.0534 |  | 226.0834 | 0 | 0 | 11.97 | 0
03.06. | 18 | 228.5074 |  | 217.0174 | 0 | 0 | 11.49 | 0
03.06. | 19 | 223.1378 |  | 211.9178 | 0 | 0 | 11.22 | 0
03.06. | 20 | 207.0289 |  | 196.6189 | 0 | 0 | 10.41 | 0
03.06. | 21 | 194.4998 |  | 184.7198 | 0 | 0 | 9.78 | 0
03.06. | 22 | 187.3402 |  | 177.9203 | 0 | 0 | 9.42 | 0
03.06. | 23 | 179.5841 |  | 170.5541 | 0 | 0 | 9.03 | 0
03.06. | 24 | 174.8111 |  | 166.0211 | 0 | 0 | 8.79 | 0
04.06. | 1 | 183.1639 |  | 173.9539 | 0 | 0 | 9.21 | 0
04.06. | 2 | 182.5673 |  | 173.3872 | 0 | 0 | 9.18 | 0
04.06. | 3 | 182.5673 |  | 173.3872 | 0 | 0 | 9.18 | 0
04.06. | 4 | 179.5841 |  | 170.5541 | 0 | 0 | 9.03 | 0
04.06. | 5 | 179.5841 |  | 170.5541 | 0 | 0 | 9.03 | 0
04.06. | 6 | 190.3234 |  | 180.7534 | 0 | 0 | 9.57 | 0
04.06. | 7 | 244.0196 |  | 231.7496 | 0 | 0 | 12.27 | 0
04.06. | 8 | 277.4306 |  | 263.4806 | 0 | 0 | 13.95 | 0
04.06. | 9 | 282.8003 |  | 268.5802 | 0 | 0 | 14.22 | 0
04.06. | 10 | 281.607 |  | 267.447 | 0 | 0 | 14.16 | 0
04.06. | 11 | 279.8171 |  | 265.7471 | 0 | 0 | 14.07 | 0
04.06. | 12 | 281.607 |  | 267.447 | 0 | 0 | 14.16 | 0
04.06. | 13 | 278.6239 |  | 264.6139 | 0 | 0 | 14.01 | 0
04.06. | 14 | 276.2374 |  | 262.3474 | 0 | 0 | 13.89 | 0
04.06. | 15 | 272.061 |  | 258.381 | 0 | 0 | 13.68 | 0
04.06. | 16 | 269.0779 |  | 255.5479 | 0 | 0 | 13.53 | 0
04.06. | 17 | 261.3218 |  | 248.1817 | 0 | 0 | 13.14 | 0
04.06. | 18 | 254.1623 |  | 241.3822 | 0 | 0 | 12.78 | 0
04.06. | 19 | 245.2129 |  | 232.8829 | 0 | 0 | 12.33 | 0
04.06. | 20 | 223.1378 |  | 211.9178 | 0 | 0 | 11.22 | 0
04.06. | 21 | 210.012 |  | 199.452 | 0 | 0 | 10.56 | 0
04.06. | 22 | 201.6592 |  | 191.5192 | 0 | 0 | 10.14 | 0
04.06. | 23 | 202.8525 |  | 192.6525 | 0 | 0 | 10.2 | 0
04.06. | 24 | 192.1132 |  | 182.4532 | 0 | 0 | 9.66 | 0
05.06. | 1 | 181.9706 |  | 172.8206 | 0 | 0 | 9.15 | 0
05.06. | 2 | 180.7774 |  | 171.6874 | 0 | 0 | 9.09 | 0
05.06. | 3 | 181.374 |  | 172.254 | 0 | 0 | 9.12 | 0
05.06. | 4 | 178.3909 |  | 169.4209 | 0 | 0 | 8.97 | 0
05.06. | 5 | 177.7943 |  | 168.8543 | 0 | 0 | 8.94 | 0
05.06. | 6 | 189.1301 |  | 179.6201 | 0 | 0 | 9.51 | 0
05.06. | 7 | 242.2297 |  | 230.0497 | 0 | 0 | 12.18 | 0
05.06. | 8 | 275.0441 |  | 261.2141 | 0 | 0 | 13.83 | 0
05.06. | 9 | 280.4138 |  | 266.3138 | 0 | 0 | 14.1 | 0
05.06. | 10 | 278.6239 |  | 264.6139 | 0 | 0 | 14.01 | 0
05.06. | 11 | 277.4306 |  | 263.4806 | 0 | 0 | 13.95 | 0
05.06. | 12 | 279.2205 |  | 265.1805 | 0 | 0 | 14.04 | 0
05.06. | 13 | 276.2374 |  | 262.3474 | 0 | 0 | 13.89 | 0
05.06. | 14 | 273.8509 |  | 260.0809 | 0 | 0 | 13.77 | 0
05.06. | 15 | 269.6745 |  | 256.1145 | 0 | 0 | 13.56 | 0
05.06. | 16 | 266.6914 |  | 253.2814 | 0 | 0 | 13.41 | 0
05.06. | 17 | 258.9352 |  | 245.9152 | 0 | 0 | 13.02 | 0
05.06. | 18 | 251.7757 |  | 239.1157 | 0 | 0 | 12.66 | 0
05.06. | 19 | 242.8264 |  | 230.6164 | 0 | 0 | 12.21 | 0
05.06. | 20 | 221.3479 |  | 210.2179 | 0 | 0 | 11.13 | 0
05.06. | 21 | 208.2221 |  | 197.7521 | 0 | 0 | 10.47 | 0
05.06. | 22 | 199.8694 |  | 189.8194 | 0 | 0 | 10.05 | 0
05.06. | 23 | 201.0626 |  | 190.9526 | 0 | 0 | 10.11 | 0
05.06. | 24 | 190.3234 |  | 180.7534 | 0 | 0 | 9.57 | 0
06.06. | 1 | 180.7774 |  | 171.6874 | 0 | 0 | 9.09 | 0
06.06. | 2 | 180.1807 |  | 171.1207 | 0 | 0 | 9.06 | 0
06.06. | 3 | 180.1807 |  | 171.1207 | 0 | 0 | 9.06 | 0
06.06. | 4 | 177.1976 |  | 168.2876 | 0 | 0 | 8.91 | 0
06.06. | 5 | 177.1976 |  | 168.2876 | 0 | 0 | 8.91 | 0
06.06. | 6 | 187.9369 |  | 178.4869 | 0 | 0 | 9.45 | 0
06.06. | 7 | 241.0365 |  | 228.9165 | 0 | 0 | 12.12 | 0
06.06. | 8 | 273.8509 |  | 260.0809 | 0 | 0 | 13.77 | 0
06.06. | 9 | 278.6239 |  | 264.6139 | 0 | 0 | 14.01 | 0
06.06. | 10 | 277.4306 |  | 263.4806 | 0 | 0 | 13.95 | 0
06.06. | 11 | 276.2374 |  | 262.3474 | 0 | 0 | 13.89 | 0
06.06. | 12 | 278.0272 |  | 264.0473 | 0 | 0 | 13.98 | 0
06.06. | 13 | 275.0441 |  | 261.2141 | 0 | 0 | 13.83 | 0
06.06. | 14 | 272.6576 |  | 258.9476 | 0 | 0 | 13.71 | 0
06.06. | 15 | 268.4812 |  | 254.9812 | 0 | 0 | 13.5 | 0
06.06. | 16 | 265.4981 |  | 252.1481 | 0 | 0 | 13.35 | 0
06.06. | 17 | 257.742 |  | 244.782 | 0 | 0 | 12.96 | 0
06.06. | 18 | 250.5825 |  | 237.9825 | 0 | 0 | 12.6 | 0
06.06. | 19 | 241.6331 |  | 229.4831 | 0 | 0 | 12.15 | 0
06.06. | 20 | 220.7512 |  | 209.6513 | 0 | 0 | 11.1 | 0
06.06. | 21 | 207.0289 |  | 196.6189 | 0 | 0 | 10.41 | 0
06.06. | 22 | 199.2728 |  | 189.2527 | 0 | 0 | 10.02 | 0
06.06. | 23 | 200.466 |  | 190.386 | 0 | 0 | 10.08 | 0
06.06. | 24 | 189.7268 |  | 180.1867 | 0 | 0 | 9.54 | 0
07.06. | 1 | 178.3909 |  | 169.4209 | 0 | 0 | 8.97 | 0
07.06. | 2 | 177.1976 |  | 168.2876 | 0 | 0 | 8.91 | 0
07.06. | 3 | 177.7943 |  | 168.8543 | 0 | 0 | 8.94 | 0
07.06. | 4 | 174.8111 |  | 166.0211 | 0 | 0 | 8.79 | 0
07.06. | 5 | 174.8111 |  | 166.0211 | 0 | 0 | 8.79 | 0
07.06. | 6 | 185.5504 |  | 176.2204 | 0 | 0 | 9.33 | 0
07.06. | 7 | 237.4567 |  | 225.5168 | 0 | 0 | 11.94 | 0
07.06. | 8 | 270.2711 |  | 256.6811 | 0 | 0 | 13.59 | 0
07.06. | 9 | 275.0441 |  | 261.2141 | 0 | 0 | 13.83 | 0
07.06. | 10 | 273.8509 |  | 260.0809 | 0 | 0 | 13.77 | 0
07.06. | 11 | 272.061 |  | 258.381 | 0 | 0 | 13.68 | 0
07.06. | 12 | 273.8509 |  | 260.0809 | 0 | 0 | 13.77 | 0
07.06. | 13 | 270.8678 |  | 257.2477 | 0 | 0 | 13.62 | 0
07.06. | 14 | 268.4812 |  | 254.9812 | 0 | 0 | 13.5 | 0
07.06. | 15 | 264.9015 |  | 251.5815 | 0 | 0 | 13.32 | 0
07.06. | 16 | 261.3218 |  | 248.1817 | 0 | 0 | 13.14 | 0
07.06. | 17 | 254.1623 |  | 241.3822 | 0 | 0 | 12.78 | 0
07.06. | 18 | 247.0027 |  | 234.5828 | 0 | 0 | 12.42 | 0
07.06. | 19 | 238.0534 |  | 226.0834 | 0 | 0 | 11.97 | 0
07.06. | 20 | 217.1715 |  | 206.2515 | 0 | 0 | 10.92 | 0
07.06. | 21 | 204.0457 |  | 193.7858 | 0 | 0 | 10.26 | 0
07.06. | 22 | 196.2896 |  | 186.4196 | 0 | 0 | 9.87 | 0
07.06. | 23 | 197.4829 |  | 187.5529 | 0 | 0 | 9.93 | 0
07.06. | 24 | 186.7436 |  | 177.3536 | 0 | 0 | 9.39 | 0
08.06. | 1 | 181.374 |  | 172.254 | 0 | 0 | 9.12 | 0
08.06. | 2 | 180.1807 |  | 171.1207 | 0 | 0 | 9.06 | 0
08.06. | 3 | 180.7774 |  | 171.6874 | 0 | 0 | 9.09 | 0
08.06. | 4 | 177.7943 |  | 168.8543 | 0 | 0 | 8.94 | 0
08.06. | 5 | 177.1976 |  | 168.2876 | 0 | 0 | 8.91 | 0
08.06. | 6 | 187.9369 |  | 178.4869 | 0 | 0 | 9.45 | 0
08.06. | 7 | 241.0365 |  | 228.9165 | 0 | 0 | 12.12 | 0
08.06. | 8 | 274.4475 |  | 260.6475 | 0 | 0 | 13.8 | 0
08.06. | 9 | 279.2205 |  | 265.1805 | 0 | 0 | 14.04 | 0
08.06. | 10 | 278.0272 |  | 264.0473 | 0 | 0 | 13.98 | 0
08.06. | 11 | 276.834 |  | 262.914 | 0 | 0 | 13.92 | 0
08.06. | 12 | 278.0272 |  | 264.0473 | 0 | 0 | 13.98 | 0
08.06. | 13 | 275.0441 |  | 261.2141 | 0 | 0 | 13.83 | 0
08.06. | 14 | 272.6576 |  | 258.9476 | 0 | 0 | 13.71 | 0
08.06. | 15 | 269.0779 |  | 255.5479 | 0 | 0 | 13.53 | 0
08.06. | 16 | 265.4981 |  | 252.1481 | 0 | 0 | 13.35 | 0
08.06. | 17 | 257.742 |  | 244.782 | 0 | 0 | 12.96 | 0
08.06. | 18 | 251.1791 |  | 238.5491 | 0 | 0 | 12.63 | 0
08.06. | 19 | 242.2297 |  | 230.0497 | 0 | 0 | 12.18 | 0
08.06. | 20 | 220.7512 |  | 209.6513 | 0 | 0 | 11.1 | 0
08.06. | 21 | 207.6255 |  | 197.1855 | 0 | 0 | 10.44 | 0
08.06. | 22 | 199.2728 |  | 189.2527 | 0 | 0 | 10.02 | 0
08.06. | 23 | 200.466 |  | 190.386 | 0 | 0 | 10.08 | 0
08.06. | 24 | 189.7268 |  | 180.1867 | 0 | 0 | 9.54 | 0
09.06. | 1 | 184.9538 |  | 175.6538 | 0 | 0 | 9.3 | 0
09.06. | 2 | 181.374 |  | 172.254 | 0 | 0 | 9.12 | 0
09.06. | 3 | 174.2145 |  | 165.4545 | 0 | 0 | 8.76 | 0
09.06. | 4 | 173.6179 |  | 164.8879 | 0 | 0 | 8.73 | 0
09.06. | 5 | 177.7943 |  | 168.8543 | 0 | 0 | 8.94 | 0
09.06. | 6 | 184.3571 |  | 175.0871 | 0 | 0 | 9.27 | 0
09.06. | 7 | 226.7175 |  | 215.3175 | 0 | 0 | 11.4 | 0
09.06. | 8 | 254.1623 |  | 241.3822 | 0 | 0 | 12.78 | 0
09.06. | 9 | 257.1454 |  | 244.2154 | 0 | 0 | 12.93 | 0
09.06. | 10 | 259.5319 |  | 246.4819 | 0 | 0 | 13.05 | 0
09.06. | 11 | 265.4981 |  | 252.1481 | 0 | 0 | 13.35 | 0
09.06. | 12 | 267.288 |  | 253.848 | 0 | 0 | 13.44 | 0
09.06. | 13 | 264.9015 |  | 251.5815 | 0 | 0 | 13.32 | 0
09.06. | 14 | 258.9352 |  | 245.9152 | 0 | 0 | 13.02 | 0
09.06. | 15 | 244.6163 |  | 232.3162 | 0 | 0 | 12.3 | 0
09.06. | 16 | 242.2297 |  | 230.0497 | 0 | 0 | 12.18 | 0
09.06. | 17 | 235.6669 |  | 223.8169 | 0 | 0 | 11.85 | 0
09.06. | 18 | 226.7175 |  | 215.3175 | 0 | 0 | 11.4 | 0
09.06. | 19 | 221.9445 |  | 210.7845 | 0 | 0 | 11.16 | 0
09.06. | 20 | 205.239 |  | 194.919 | 0 | 0 | 10.32 | 0
09.06. | 21 | 192.7099 |  | 183.0199 | 0 | 0 | 9.69 | 0
09.06. | 22 | 185.5504 |  | 176.2204 | 0 | 0 | 9.33 | 0
09.06. | 23 | 178.3909 |  | 169.4209 | 0 | 0 | 8.97 | 0
09.06. | 24 | 173.6179 |  | 164.8879 | 0 | 0 | 8.73 | 0
10.06. | 1 | 180.7774 |  | 171.6874 | 0 | 0 | 9.09 | 0
10.06. | 2 | 177.1976 |  | 168.2876 | 0 | 0 | 8.91 | 0
10.06. | 3 | 170.0381 |  | 161.4881 | 0 | 0 | 8.55 | 0
10.06. | 4 | 170.0381 |  | 161.4881 | 0 | 0 | 8.55 | 0
10.06. | 5 | 173.6179 |  | 164.8879 | 0 | 0 | 8.73 | 0
10.06. | 6 | 180.1807 |  | 171.1207 | 0 | 0 | 9.06 | 0
10.06. | 7 | 221.3479 |  | 210.2179 | 0 | 0 | 11.13 | 0
10.06. | 8 | 248.196 |  | 235.716 | 0 | 0 | 12.48 | 0
10.06. | 9 | 251.1791 |  | 238.5491 | 0 | 0 | 12.63 | 0
10.06. | 10 | 253.5656 |  | 240.8156 | 0 | 0 | 12.75 | 0
10.06. | 11 | 258.9352 |  | 245.9152 | 0 | 0 | 13.02 | 0
10.06. | 12 | 261.3218 |  | 248.1817 | 0 | 0 | 13.14 | 0
10.06. | 13 | 258.9352 |  | 245.9152 | 0 | 0 | 13.02 | 0
10.06. | 14 | 252.969 |  | 240.249 | 0 | 0 | 12.72 | 0
10.06. | 15 | 239.2466 |  | 227.2166 | 0 | 0 | 12.03 | 0
10.06. | 16 | 236.8601 |  | 224.9501 | 0 | 0 | 11.91 | 0
10.06. | 17 | 230.2972 |  | 218.7173 | 0 | 0 | 11.58 | 0
10.06. | 18 | 221.3479 |  | 210.2179 | 0 | 0 | 11.13 | 0
10.06. | 19 | 216.5749 |  | 205.6849 | 0 | 0 | 10.89 | 0
10.06. | 20 | 200.466 |  | 190.386 | 0 | 0 | 10.08 | 0
10.06. | 21 | 188.5335 |  | 179.0535 | 0 | 0 | 9.48 | 0
10.06. | 22 | 181.374 |  | 172.254 | 0 | 0 | 9.12 | 0
10.06. | 23 | 174.2145 |  | 165.4545 | 0 | 0 | 8.76 | 0
10.06. | 24 | 169.4415 |  | 160.9215 | 0 | 0 | 8.52 | 0
11.06. | 1 | 181.374 |  | 172.254 | 0 | 0 | 9.12 | 0
11.06. | 2 | 180.1807 |  | 171.1207 | 0 | 0 | 9.06 | 0
11.06. | 3 | 180.7774 |  | 171.6874 | 0 | 0 | 9.09 | 0
11.06. | 4 | 177.7943 |  | 168.8543 | 0 | 0 | 8.94 | 0
11.06. | 5 | 177.1976 |  | 168.2876 | 0 | 0 | 8.91 | 0
11.06. | 6 | 188.5335 |  | 179.0535 | 0 | 0 | 9.48 | 0
11.06. | 7 | 241.0365 |  | 228.9165 | 0 | 0 | 12.12 | 0
11.06. | 8 | 274.4475 |  | 260.6475 | 0 | 0 | 13.8 | 0
11.06. | 9 | 279.2205 |  | 265.1805 | 0 | 0 | 14.04 | 0
11.06. | 10 | 278.0272 |  | 264.0473 | 0 | 0 | 13.98 | 0
11.06. | 11 | 276.834 |  | 262.914 | 0 | 0 | 13.92 | 0
11.06. | 12 | 278.0272 |  | 264.0473 | 0 | 0 | 13.98 | 0
11.06. | 13 | 275.0441 |  | 261.2141 | 0 | 0 | 13.83 | 0
11.06. | 14 | 272.6576 |  | 258.9476 | 0 | 0 | 13.71 | 0
11.06. | 15 | 269.0779 |  | 255.5479 | 0 | 0 | 13.53 | 0
11.06. | 16 | 265.4981 |  | 252.1481 | 0 | 0 | 13.35 | 0
11.06. | 17 | 257.742 |  | 244.782 | 0 | 0 | 12.96 | 0
11.06. | 18 | 251.1791 |  | 238.5491 | 0 | 0 | 12.63 | 0
11.06. | 19 | 242.2297 |  | 230.0497 | 0 | 0 | 12.18 | 0
11.06. | 20 | 220.7512 |  | 209.6513 | 0 | 0 | 11.1 | 0
11.06. | 21 | 207.6255 |  | 197.1855 | 0 | 0 | 10.44 | 0
11.06. | 22 | 199.2728 |  | 189.2527 | 0 | 0 | 10.02 | 0
11.06. | 23 | 200.466 |  | 190.386 | 0 | 0 | 10.08 | 0
11.06. | 24 | 189.7268 |  | 180.1867 | 0 | 0 | 9.54 | 0
12.06. | 1 | 181.9706 |  | 172.8206 | 0 | 0 | 9.15 | 0
12.06. | 2 | 180.7774 |  | 171.6874 | 0 | 0 | 9.09 | 0
12.06. | 3 | 181.374 |  | 172.254 | 0 | 0 | 9.12 | 0
12.06. | 4 | 178.3909 |  | 169.4209 | 0 | 0 | 8.97 | 0
12.06. | 5 | 177.7943 |  | 168.8543 | 0 | 0 | 8.94 | 0
12.06. | 6 | 189.1301 |  | 179.6201 | 0 | 0 | 9.51 | 0
12.06. | 7 | 242.2297 |  | 230.0497 | 0 | 0 | 12.18 | 0
12.06. | 8 | 275.0441 |  | 261.2141 | 0 | 0 | 13.83 | 0
12.06. | 9 | 280.4138 |  | 266.3138 | 0 | 0 | 14.1 | 0
12.06. | 10 | 278.6239 |  | 264.6139 | 0 | 0 | 14.01 | 0
12.06. | 11 | 277.4306 |  | 263.4806 | 0 | 0 | 13.95 | 0
12.06. | 12 | 279.2205 |  | 265.1805 | 0 | 0 | 14.04 | 0
12.06. | 13 | 276.2374 |  | 262.3474 | 0 | 0 | 13.89 | 0
12.06. | 14 | 273.8509 |  | 260.0809 | 0 | 0 | 13.77 | 0
12.06. | 15 | 269.6745 |  | 256.1145 | 0 | 0 | 13.56 | 0
12.06. | 16 | 266.6914 |  | 253.2814 | 0 | 0 | 13.41 | 0
12.06. | 17 | 258.9352 |  | 245.9152 | 0 | 0 | 13.02 | 0
12.06. | 18 | 251.7757 |  | 239.1157 | 0 | 0 | 12.66 | 0
12.06. | 19 | 242.8264 |  | 230.6164 | 0 | 0 | 12.21 | 0
12.06. | 20 | 221.3479 |  | 210.2179 | 0 | 0 | 11.13 | 0
12.06. | 21 | 208.2221 |  | 197.7521 | 0 | 0 | 10.47 | 0
12.06. | 22 | 199.8694 |  | 189.8194 | 0 | 0 | 10.05 | 0
12.06. | 23 | 201.0626 |  | 190.9526 | 0 | 0 | 10.11 | 0
12.06. | 24 | 190.3234 |  | 180.7534 | 0 | 0 | 9.57 | 0
13.06. | 1 | 181.9706 |  | 172.8206 | 0 | 0 | 9.15 | 0
13.06. | 2 | 180.7774 |  | 171.6874 | 0 | 0 | 9.09 | 0
13.06. | 3 | 181.374 |  | 172.254 | 0 | 0 | 9.12 | 0
13.06. | 4 | 178.3909 |  | 169.4209 | 0 | 0 | 8.97 | 0
13.06. | 5 | 178.3909 |  | 169.4209 | 0 | 0 | 8.97 | 0
13.06. | 6 | 189.1301 |  | 179.6201 | 0 | 0 | 9.51 | 0
13.06. | 7 | 242.2297 |  | 230.0497 | 0 | 0 | 12.18 | 0
13.06. | 8 | 275.0441 |  | 261.2141 | 0 | 0 | 13.83 | 0
13.06. | 9 | 280.4138 |  | 266.3138 | 0 | 0 | 14.1 | 0
13.06. | 10 | 279.2205 |  | 265.1805 | 0 | 0 | 14.04 | 0
13.06. | 11 | 277.4306 |  | 263.4806 | 0 | 0 | 13.95 | 0
13.06. | 12 | 279.2205 |  | 265.1805 | 0 | 0 | 14.04 | 0
13.06. | 13 | 276.2374 |  | 262.3474 | 0 | 0 | 13.89 | 0
13.06. | 14 | 273.8509 |  | 260.0809 | 0 | 0 | 13.77 | 0
13.06. | 15 | 269.6745 |  | 256.1145 | 0 | 0 | 13.56 | 0
13.06. | 16 | 266.6914 |  | 253.2814 | 0 | 0 | 13.41 | 0
13.06. | 17 | 258.9352 |  | 245.9152 | 0 | 0 | 13.02 | 0
13.06. | 18 | 251.7757 |  | 239.1157 | 0 | 0 | 12.66 | 0
13.06. | 19 | 242.8264 |  | 230.6164 | 0 | 0 | 12.21 | 0
13.06. | 20 | 221.3479 |  | 210.2179 | 0 | 0 | 11.13 | 0
13.06. | 21 | 208.2221 |  | 197.7521 | 0 | 0 | 10.47 | 0
13.06. | 22 | 199.8694 |  | 189.8194 | 0 | 0 | 10.05 | 0
13.06. | 23 | 201.0626 |  | 190.9526 | 0 | 0 | 10.11 | 0
13.06. | 24 | 190.3234 |  | 180.7534 | 0 | 0 | 9.57 | 0
14.06. | 1 | 179.5841 |  | 170.5541 | 0 | 0 | 9.03 | 0
14.06. | 2 | 178.3909 |  | 169.4209 | 0 | 0 | 8.97 | 0
14.06. | 3 | 178.9875 |  | 169.9875 | 0 | 0 | 9 | 0
14.06. | 4 | 176.0044 |  | 167.1544 | 0 | 0 | 8.85 | 0
14.06. | 5 | 176.0044 |  | 167.1544 | 0 | 0 | 8.85 | 0
14.06. | 6 | 186.7436 |  | 177.3536 | 0 | 0 | 9.39 | 0
14.06. | 7 | 239.2466 |  | 227.2166 | 0 | 0 | 12.03 | 0
14.06. | 8 | 272.061 |  | 258.381 | 0 | 0 | 13.68 | 0
14.06. | 9 | 276.834 |  | 262.914 | 0 | 0 | 13.92 | 0
14.06. | 10 | 275.6408 |  | 261.7808 | 0 | 0 | 13.86 | 0
14.06. | 11 | 273.8509 |  | 260.0809 | 0 | 0 | 13.77 | 0
14.06. | 12 | 275.6408 |  | 261.7808 | 0 | 0 | 13.86 | 0
14.06. | 13 | 272.6576 |  | 258.9476 | 0 | 0 | 13.71 | 0
14.06. | 14 | 270.2711 |  | 256.6811 | 0 | 0 | 13.59 | 0
14.06. | 15 | 266.6914 |  | 253.2814 | 0 | 0 | 13.41 | 0
14.06. | 16 | 263.1116 |  | 249.8816 | 0 | 0 | 13.23 | 0
14.06. | 17 | 255.9521 |  | 243.0821 | 0 | 0 | 12.87 | 0
14.06. | 18 | 248.7926 |  | 236.2826 | 0 | 0 | 12.51 | 0
14.06. | 19 | 239.8433 |  | 227.7833 | 0 | 0 | 12.06 | 0
14.06. | 20 | 218.9614 |  | 207.9514 | 0 | 0 | 11.01 | 0
14.06. | 21 | 205.8356 |  | 195.4856 | 0 | 0 | 10.35 | 0
14.06. | 22 | 197.4829 |  | 187.5529 | 0 | 0 | 9.93 | 0
14.06. | 23 | 198.6761 |  | 188.6861 | 0 | 0 | 9.99 | 0
14.06. | 24 | 187.9369 |  | 178.4869 | 0 | 0 | 9.45 | 0
15.06. | 1 | 180.7774 |  | 171.6874 | 0 | 0 | 9.09 | 0
15.06. | 2 | 179.5841 |  | 170.5541 | 0 | 0 | 9.03 | 0
15.06. | 3 | 180.1807 |  | 171.1207 | 0 | 0 | 9.06 | 0
15.06. | 4 | 177.1976 |  | 168.2876 | 0 | 0 | 8.91 | 0
15.06. | 5 | 176.601 |  | 167.721 | 0 | 0 | 8.88 | 0
15.06. | 6 | 187.3402 |  | 177.9203 | 0 | 0 | 9.42 | 0
15.06. | 7 | 240.4399 |  | 228.3499 | 0 | 0 | 12.09 | 0
15.06. | 8 | 273.2543 |  | 259.5143 | 0 | 0 | 13.74 | 0
15.06. | 9 | 278.0272 |  | 264.0473 | 0 | 0 | 13.98 | 0
15.06. | 10 | 276.834 |  | 262.914 | 0 | 0 | 13.92 | 0
15.06. | 11 | 275.6408 |  | 261.7808 | 0 | 0 | 13.86 | 0
15.06. | 12 | 277.4306 |  | 263.4806 | 0 | 0 | 13.95 | 0
15.06. | 13 | 274.4475 |  | 260.6475 | 0 | 0 | 13.8 | 0
15.06. | 14 | 272.061 |  | 258.381 | 0 | 0 | 13.68 | 0
15.06. | 15 | 267.8846 |  | 254.4146 | 0 | 0 | 13.47 | 0
15.06. | 16 | 264.9015 |  | 251.5815 | 0 | 0 | 13.32 | 0
15.06. | 17 | 257.1454 |  | 244.2154 | 0 | 0 | 12.93 | 0
15.06. | 18 | 249.9859 |  | 237.4159 | 0 | 0 | 12.57 | 0
15.06. | 19 | 241.0365 |  | 228.9165 | 0 | 0 | 12.12 | 0
15.06. | 20 | 220.1546 |  | 209.0846 | 0 | 0 | 11.07 | 0
15.06. | 21 | 207.0289 |  | 196.6189 | 0 | 0 | 10.41 | 0
15.06. | 22 | 198.6761 |  | 188.6861 | 0 | 0 | 9.99 | 0
15.06. | 23 | 199.8694 |  | 189.8194 | 0 | 0 | 10.05 | 0
15.06. | 24 | 189.1301 |  | 179.6201 | 0 | 0 | 9.51 | 0
16.06. | 1 | 186.7436 |  | 177.3536 | 0 | 0 | 9.39 | 0
16.06. | 2 | 182.5673 |  | 173.3872 | 0 | 0 | 9.18 | 0
16.06. | 3 | 176.0044 |  | 167.1544 | 0 | 0 | 8.85 | 0
16.06. | 4 | 175.4077 |  | 166.5877 | 0 | 0 | 8.82 | 0
16.06. | 5 | 178.9875 |  | 169.9875 | 0 | 0 | 9 | 0
16.06. | 6 | 186.147 |  | 176.787 | 0 | 0 | 9.36 | 0
16.06. | 7 | 228.5074 |  | 217.0174 | 0 | 0 | 11.49 | 0
16.06. | 8 | 255.9521 |  | 243.0821 | 0 | 0 | 12.87 | 0
16.06. | 9 | 258.9352 |  | 245.9152 | 0 | 0 | 13.02 | 0
16.06. | 10 | 261.3218 |  | 248.1817 | 0 | 0 | 13.14 | 0
16.06. | 11 | 267.288 |  | 253.848 | 0 | 0 | 13.44 | 0
16.06. | 12 | 269.0779 |  | 255.5479 | 0 | 0 | 13.53 | 0
16.06. | 13 | 267.288 |  | 253.848 | 0 | 0 | 13.44 | 0
16.06. | 14 | 261.3218 |  | 248.1817 | 0 | 0 | 13.14 | 0
16.06. | 15 | 247.0027 |  | 234.5828 | 0 | 0 | 12.42 | 0
16.06. | 16 | 244.0196 |  | 231.7496 | 0 | 0 | 12.27 | 0
16.06. | 17 | 238.0534 |  | 226.0834 | 0 | 0 | 11.97 | 0
16.06. | 18 | 228.5074 |  | 217.0174 | 0 | 0 | 11.49 | 0
16.06. | 19 | 223.7344 |  | 212.4844 | 0 | 0 | 11.25 | 0
16.06. | 20 | 207.0289 |  | 196.6189 | 0 | 0 | 10.41 | 0
16.06. | 21 | 194.4998 |  | 184.7198 | 0 | 0 | 9.78 | 0
16.06. | 22 | 187.3402 |  | 177.9203 | 0 | 0 | 9.42 | 0
16.06. | 23 | 179.5841 |  | 170.5541 | 0 | 0 | 9.03 | 0
16.06. | 24 | 174.8111 |  | 166.0211 | 0 | 0 | 8.79 | 0
17.06. | 1 | 181.9706 |  | 172.8206 | 0 | 0 | 9.15 | 0
17.06. | 2 | 177.7943 |  | 168.8543 | 0 | 0 | 8.94 | 0
17.06. | 3 | 171.2314 |  | 162.6214 | 0 | 0 | 8.61 | 0
17.06. | 4 | 170.6347 |  | 162.0548 | 0 | 0 | 8.58 | 0
17.06. | 5 | 174.8111 |  | 166.0211 | 0 | 0 | 8.79 | 0
17.06. | 6 | 181.374 |  | 172.254 | 0 | 0 | 9.12 | 0
17.06. | 7 | 222.5411 |  | 211.3511 | 0 | 0 | 11.19 | 0
17.06. | 8 | 249.3893 |  | 236.8493 | 0 | 0 | 12.54 | 0
17.06. | 9 | 252.3724 |  | 239.6824 | 0 | 0 | 12.69 | 0
17.06. | 10 | 254.7589 |  | 241.9489 | 0 | 0 | 12.81 | 0
17.06. | 11 | 260.7251 |  | 247.6151 | 0 | 0 | 13.11 | 0
17.06. | 12 | 262.515 |  | 249.315 | 0 | 0 | 13.2 | 0
17.06. | 13 | 260.7251 |  | 247.6151 | 0 | 0 | 13.11 | 0
17.06. | 14 | 254.7589 |  | 241.9489 | 0 | 0 | 12.81 | 0
17.06. | 15 | 240.4399 |  | 228.3499 | 0 | 0 | 12.09 | 0
17.06. | 16 | 238.0534 |  | 226.0834 | 0 | 0 | 11.97 | 0
17.06. | 17 | 232.0871 |  | 220.4171 | 0 | 0 | 11.67 | 0
17.06. | 18 | 222.5411 |  | 211.3511 | 0 | 0 | 11.19 | 0
17.06. | 19 | 217.7681 |  | 206.8181 | 0 | 0 | 10.95 | 0
17.06. | 20 | 201.6592 |  | 191.5192 | 0 | 0 | 10.14 | 0
17.06. | 21 | 189.7268 |  | 180.1867 | 0 | 0 | 9.54 | 0
17.06. | 22 | 182.5673 |  | 173.3872 | 0 | 0 | 9.18 | 0
17.06. | 23 | 175.4077 |  | 166.5877 | 0 | 0 | 8.82 | 0
17.06. | 24 | 170.6347 |  | 162.0548 | 0 | 0 | 8.58 | 0
18.06. | 1 | 176.601 |  | 167.721 | 0 | 0 | 8.88 | 0
18.06. | 2 | 175.4077 |  | 166.5877 | 0 | 0 | 8.82 | 0
18.06. | 3 | 176.0044 |  | 167.1544 | 0 | 0 | 8.85 | 0
18.06. | 4 | 173.0213 |  | 164.3212 | 0 | 0 | 8.7 | 0
18.06. | 5 | 172.4246 |  | 163.7546 | 0 | 0 | 8.67 | 0
18.06. | 6 | 183.1639 |  | 173.9539 | 0 | 0 | 9.21 | 0
18.06. | 7 | 234.4736 |  | 222.6836 | 0 | 0 | 11.79 | 0
18.06. | 8 | 266.6914 |  | 253.2814 | 0 | 0 | 13.41 | 0
18.06. | 9 | 271.4644 |  | 257.8144 | 0 | 0 | 13.65 | 0
18.06. | 10 | 270.2711 |  | 256.6811 | 0 | 0 | 13.59 | 0
18.06. | 11 | 269.0779 |  | 255.5479 | 0 | 0 | 13.53 | 0
18.06. | 12 | 270.8678 |  | 257.2477 | 0 | 0 | 13.62 | 0
18.06. | 13 | 267.8846 |  | 254.4146 | 0 | 0 | 13.47 | 0
18.06. | 14 | 265.4981 |  | 252.1481 | 0 | 0 | 13.35 | 0
18.06. | 15 | 261.9184 |  | 248.7484 | 0 | 0 | 13.17 | 0
18.06. | 16 | 258.3386 |  | 245.3486 | 0 | 0 | 12.99 | 0
18.06. | 17 | 251.1791 |  | 238.5491 | 0 | 0 | 12.63 | 0
18.06. | 18 | 244.0196 |  | 231.7496 | 0 | 0 | 12.27 | 0
18.06. | 19 | 235.6669 |  | 223.8169 | 0 | 0 | 11.85 | 0
18.06. | 20 | 214.785 |  | 203.985 | 0 | 0 | 10.8 | 0
18.06. | 21 | 201.6592 |  | 191.5192 | 0 | 0 | 10.14 | 0
18.06. | 22 | 193.9031 |  | 184.1531 | 0 | 0 | 9.75 | 0
18.06. | 23 | 195.0964 |  | 185.2864 | 0 | 0 | 9.81 | 0
18.06. | 24 | 184.3571 |  | 175.0871 | 0 | 0 | 9.27 | 0
19.06. | 1 | 176.0044 |  | 167.1544 | 0 | 0 | 8.85 | 0
19.06. | 2 | 174.8111 |  | 166.0211 | 0 | 0 | 8.79 | 0
19.06. | 3 | 175.4077 |  | 166.5877 | 0 | 0 | 8.82 | 0
19.06. | 4 | 172.4246 |  | 163.7546 | 0 | 0 | 8.67 | 0
19.06. | 5 | 172.4246 |  | 163.7546 | 0 | 0 | 8.67 | 0
19.06. | 6 | 182.5673 |  | 173.3872 | 0 | 0 | 9.18 | 0
19.06. | 7 | 233.877 |  | 222.117 | 0 | 0 | 11.76 | 0
19.06. | 8 | 266.0947 |  | 252.7148 | 0 | 0 | 13.38 | 0
19.06. | 9 | 270.8678 |  | 257.2477 | 0 | 0 | 13.62 | 0
19.06. | 10 | 269.6745 |  | 256.1145 | 0 | 0 | 13.56 | 0
19.06. | 11 | 268.4812 |  | 254.9812 | 0 | 0 | 13.5 | 0
19.06. | 12 | 270.2711 |  | 256.6811 | 0 | 0 | 13.59 | 0
19.06. | 13 | 267.288 |  | 253.848 | 0 | 0 | 13.44 | 0
19.06. | 14 | 264.9015 |  | 251.5815 | 0 | 0 | 13.32 | 0
19.06. | 15 | 261.3218 |  | 248.1817 | 0 | 0 | 13.14 | 0
19.06. | 16 | 257.742 |  | 244.782 | 0 | 0 | 12.96 | 0
19.06. | 17 | 250.5825 |  | 237.9825 | 0 | 0 | 12.6 | 0
19.06. | 18 | 243.423 |  | 231.183 | 0 | 0 | 12.24 | 0
19.06. | 19 | 235.0702 |  | 223.2502 | 0 | 0 | 11.82 | 0
19.06. | 20 | 214.1884 |  | 203.4184 | 0 | 0 | 10.77 | 0
19.06. | 21 | 201.6592 |  | 191.5192 | 0 | 0 | 10.14 | 0
19.06. | 22 | 193.3065 |  | 183.5865 | 0 | 0 | 9.72 | 0
19.06. | 23 | 194.4998 |  | 184.7198 | 0 | 0 | 9.78 | 0
19.06. | 24 | 184.3571 |  | 175.0871 | 0 | 0 | 9.27 | 0
20.06. | 1 | 173.6179 |  | 164.8879 | 0 | 0 | 8.73 | 0
20.06. | 2 | 173.0213 |  | 164.3212 | 0 | 0 | 8.7 | 0
20.06. | 3 | 173.0213 |  | 164.3212 | 0 | 0 | 8.7 | 0
20.06. | 4 | 170.6347 |  | 162.0548 | 0 | 0 | 8.58 | 0
20.06. | 5 | 170.0381 |  | 161.4881 | 0 | 0 | 8.55 | 0
20.06. | 6 | 180.7774 |  | 171.6874 | 0 | 0 | 9.09 | 0
20.06. | 7 | 231.4905 |  | 219.8505 | 0 | 0 | 11.64 | 0
20.06. | 8 | 263.1116 |  | 249.8816 | 0 | 0 | 13.23 | 0
20.06. | 9 | 267.8846 |  | 254.4146 | 0 | 0 | 13.47 | 0
20.06. | 10 | 266.6914 |  | 253.2814 | 0 | 0 | 13.41 | 0
20.06. | 11 | 265.4981 |  | 252.1481 | 0 | 0 | 13.35 | 0
20.06. | 12 | 266.6914 |  | 253.2814 | 0 | 0 | 13.41 | 0
20.06. | 13 | 264.3049 |  | 251.0149 | 0 | 0 | 13.29 | 0
20.06. | 14 | 261.9184 |  | 248.7484 | 0 | 0 | 13.17 | 0
20.06. | 15 | 257.742 |  | 244.782 | 0 | 0 | 12.96 | 0
20.06. | 16 | 254.7589 |  | 241.9489 | 0 | 0 | 12.81 | 0
20.06. | 17 | 247.5994 |  | 235.1494 | 0 | 0 | 12.45 | 0
20.06. | 18 | 241.0365 |  | 228.9165 | 0 | 0 | 12.12 | 0
20.06. | 19 | 232.0871 |  | 220.4171 | 0 | 0 | 11.67 | 0
20.06. | 20 | 211.8019 |  | 201.1519 | 0 | 0 | 10.65 | 0
20.06. | 21 | 199.2728 |  | 189.2527 | 0 | 0 | 10.02 | 0
20.06. | 22 | 190.92 |  | 181.32 | 0 | 0 | 9.6 | 0
20.06. | 23 | 192.7099 |  | 183.0199 | 0 | 0 | 9.69 | 0
20.06. | 24 | 181.9706 |  | 172.8206 | 0 | 0 | 9.15 | 0
21.06. | 1 | 174.2145 |  | 165.4545 | 0 | 0 | 8.76 | 0
21.06. | 2 | 173.0213 |  | 164.3212 | 0 | 0 | 8.7 | 0
21.06. | 3 | 173.6179 |  | 164.8879 | 0 | 0 | 8.73 | 0
21.06. | 4 | 170.6347 |  | 162.0548 | 0 | 0 | 8.58 | 0
21.06. | 5 | 170.6347 |  | 162.0548 | 0 | 0 | 8.58 | 0
21.06. | 6 | 180.7774 |  | 171.6874 | 0 | 0 | 9.09 | 0
21.06. | 7 | 231.4905 |  | 219.8505 | 0 | 0 | 11.64 | 0
21.06. | 8 | 263.7083 |  | 250.4483 | 0 | 0 | 13.26 | 0
21.06. | 9 | 268.4812 |  | 254.9812 | 0 | 0 | 13.5 | 0
21.06. | 10 | 267.288 |  | 253.848 | 0 | 0 | 13.44 | 0
21.06. | 11 | 266.0947 |  | 252.7148 | 0 | 0 | 13.38 | 0
21.06. | 12 | 267.288 |  | 253.848 | 0 | 0 | 13.44 | 0
21.06. | 13 | 264.3049 |  | 251.0149 | 0 | 0 | 13.29 | 0
21.06. | 14 | 262.515 |  | 249.315 | 0 | 0 | 13.2 | 0
21.06. | 15 | 258.3386 |  | 245.3486 | 0 | 0 | 12.99 | 0
21.06. | 16 | 255.3555 |  | 242.5155 | 0 | 0 | 12.84 | 0
21.06. | 17 | 248.196 |  | 235.716 | 0 | 0 | 12.48 | 0
21.06. | 18 | 241.0365 |  | 228.9165 | 0 | 0 | 12.12 | 0
21.06. | 19 | 232.6838 |  | 220.9837 | 0 | 0 | 11.7 | 0
21.06. | 20 | 212.3985 |  | 201.7185 | 0 | 0 | 10.68 | 0
21.06. | 21 | 199.2728 |  | 189.2527 | 0 | 0 | 10.02 | 0
21.06. | 22 | 191.5166 |  | 181.8866 | 0 | 0 | 9.63 | 0
21.06. | 23 | 192.7099 |  | 183.0199 | 0 | 0 | 9.69 | 0
21.06. | 24 | 182.5673 |  | 173.3872 | 0 | 0 | 9.18 | 0
22.06. | 1 | 177.7943 |  | 168.8543 | 0 | 0 | 8.94 | 0
22.06. | 2 | 177.1976 |  | 168.2876 | 0 | 0 | 8.91 | 0
22.06. | 3 | 177.1976 |  | 168.2876 | 0 | 0 | 8.91 | 0
22.06. | 4 | 174.2145 |  | 165.4545 | 0 | 0 | 8.76 | 0
22.06. | 5 | 174.2145 |  | 165.4545 | 0 | 0 | 8.76 | 0
22.06. | 6 | 184.9538 |  | 175.6538 | 0 | 0 | 9.3 | 0
22.06. | 7 | 236.8601 |  | 224.9501 | 0 | 0 | 11.91 | 0
22.06. | 8 | 269.6745 |  | 256.1145 | 0 | 0 | 13.56 | 0
22.06. | 9 | 274.4475 |  | 260.6475 | 0 | 0 | 13.8 | 0
22.06. | 10 | 273.2543 |  | 259.5143 | 0 | 0 | 13.74 | 0
22.06. | 11 | 271.4644 |  | 257.8144 | 0 | 0 | 13.65 | 0
22.06. | 12 | 273.2543 |  | 259.5143 | 0 | 0 | 13.74 | 0
22.06. | 13 | 270.2711 |  | 256.6811 | 0 | 0 | 13.59 | 0
22.06. | 14 | 267.8846 |  | 254.4146 | 0 | 0 | 13.47 | 0
22.06. | 15 | 264.3049 |  | 251.0149 | 0 | 0 | 13.29 | 0
22.06. | 16 | 260.7251 |  | 247.6151 | 0 | 0 | 13.11 | 0
22.06. | 17 | 253.5656 |  | 240.8156 | 0 | 0 | 12.75 | 0
22.06. | 18 | 246.4061 |  | 234.0161 | 0 | 0 | 12.39 | 0
22.06. | 19 | 237.4567 |  | 225.5168 | 0 | 0 | 11.94 | 0
22.06. | 20 | 216.5749 |  | 205.6849 | 0 | 0 | 10.89 | 0
22.06. | 21 | 204.0457 |  | 193.7858 | 0 | 0 | 10.26 | 0
22.06. | 22 | 195.693 |  | 185.853 | 0 | 0 | 9.84 | 0
22.06. | 23 | 196.8862 |  | 186.9863 | 0 | 0 | 9.9 | 0
22.06. | 24 | 186.147 |  | 176.787 | 0 | 0 | 9.36 | 0
23.06. | 1 | 182.5673 |  | 173.3872 | 0 | 0 | 9.18 | 0
23.06. | 2 | 178.3909 |  | 169.4209 | 0 | 0 | 8.97 | 0
23.06. | 3 | 171.828 |  | 163.188 | 0 | 0 | 8.64 | 0
23.06. | 4 | 171.2314 |  | 162.6214 | 0 | 0 | 8.61 | 0
23.06. | 5 | 174.8111 |  | 166.0211 | 0 | 0 | 8.79 | 0
23.06. | 6 | 181.374 |  | 172.254 | 0 | 0 | 9.12 | 0
23.06. | 7 | 223.1378 |  | 211.9178 | 0 | 0 | 11.22 | 0
23.06. | 8 | 249.9859 |  | 237.4159 | 0 | 0 | 12.57 | 0
23.06. | 9 | 252.969 |  | 240.249 | 0 | 0 | 12.72 | 0
23.06. | 10 | 255.3555 |  | 242.5155 | 0 | 0 | 12.84 | 0
23.06. | 11 | 261.3218 |  | 248.1817 | 0 | 0 | 13.14 | 0
23.06. | 12 | 263.1116 |  | 249.8816 | 0 | 0 | 13.23 | 0
23.06. | 13 | 260.7251 |  | 247.6151 | 0 | 0 | 13.11 | 0
23.06. | 14 | 255.3555 |  | 242.5155 | 0 | 0 | 12.84 | 0
23.06. | 15 | 241.0365 |  | 228.9165 | 0 | 0 | 12.12 | 0
23.06. | 16 | 238.65 |  | 226.65 | 0 | 0 | 12 | 0
23.06. | 17 | 232.0871 |  | 220.4171 | 0 | 0 | 11.67 | 0
23.06. | 18 | 223.1378 |  | 211.9178 | 0 | 0 | 11.22 | 0
23.06. | 19 | 218.3647 |  | 207.3847 | 0 | 0 | 10.98 | 0
23.06. | 20 | 202.2559 |  | 192.0859 | 0 | 0 | 10.17 | 0
23.06. | 21 | 189.7268 |  | 180.1867 | 0 | 0 | 9.54 | 0
23.06. | 22 | 182.5673 |  | 173.3872 | 0 | 0 | 9.18 | 0
23.06. | 23 | 175.4077 |  | 166.5877 | 0 | 0 | 8.82 | 0
23.06. | 24 | 170.6347 |  | 162.0548 | 0 | 0 | 8.58 | 0
24.06. | 1 | 180.7774 |  | 171.6874 | 0 | 0 | 9.09 | 0
24.06. | 2 | 176.601 |  | 167.721 | 0 | 0 | 8.88 | 0
24.06. | 3 | 170.0381 |  | 161.4881 | 0 | 0 | 8.55 | 0
24.06. | 4 | 169.4415 |  | 160.9215 | 0 | 0 | 8.52 | 0
24.06. | 5 | 173.0213 |  | 164.3212 | 0 | 0 | 8.7 | 0
24.06. | 6 | 180.1807 |  | 171.1207 | 0 | 0 | 9.06 | 0
24.06. | 7 | 220.7512 |  | 209.6513 | 0 | 0 | 11.1 | 0
24.06. | 8 | 247.5994 |  | 235.1494 | 0 | 0 | 12.45 | 0
24.06. | 9 | 250.5825 |  | 237.9825 | 0 | 0 | 12.6 | 0
24.06. | 10 | 252.969 |  | 240.249 | 0 | 0 | 12.72 | 0
24.06. | 11 | 258.9352 |  | 245.9152 | 0 | 0 | 13.02 | 0
24.06. | 12 | 260.7251 |  | 247.6151 | 0 | 0 | 13.11 | 0
24.06. | 13 | 258.3386 |  | 245.3486 | 0 | 0 | 12.99 | 0
24.06. | 14 | 252.969 |  | 240.249 | 0 | 0 | 12.72 | 0
24.06. | 15 | 238.65 |  | 226.65 | 0 | 0 | 12 | 0
24.06. | 16 | 236.2635 |  | 224.3835 | 0 | 0 | 11.88 | 0
24.06. | 17 | 230.2972 |  | 218.7173 | 0 | 0 | 11.58 | 0
24.06. | 18 | 221.3479 |  | 210.2179 | 0 | 0 | 11.13 | 0
24.06. | 19 | 215.9783 |  | 205.1182 | 0 | 0 | 10.86 | 0
24.06. | 20 | 200.466 |  | 190.386 | 0 | 0 | 10.08 | 0
24.06. | 21 | 187.9369 |  | 178.4869 | 0 | 0 | 9.45 | 0
24.06. | 22 | 181.374 |  | 172.254 | 0 | 0 | 9.12 | 0
24.06. | 23 | 174.2145 |  | 165.4545 | 0 | 0 | 8.76 | 0
24.06. | 24 | 169.4415 |  | 160.9215 | 0 | 0 | 8.52 | 0
25.06. | 1 | 174.2145 |  | 165.4545 | 0 | 0 | 8.76 | 0
25.06. | 2 | 173.0213 |  | 164.3212 | 0 | 0 | 8.7 | 0
25.06. | 3 | 173.6179 |  | 164.8879 | 0 | 0 | 8.73 | 0
25.06. | 4 | 170.6347 |  | 162.0548 | 0 | 0 | 8.58 | 0
25.06. | 5 | 170.6347 |  | 162.0548 | 0 | 0 | 8.58 | 0
25.06. | 6 | 180.7774 |  | 171.6874 | 0 | 0 | 9.09 | 0
25.06. | 7 | 232.0871 |  | 220.4171 | 0 | 0 | 11.67 | 0
25.06. | 8 | 263.7083 |  | 250.4483 | 0 | 0 | 13.26 | 0
25.06. | 9 | 268.4812 |  | 254.9812 | 0 | 0 | 13.5 | 0
25.06. | 10 | 267.288 |  | 253.848 | 0 | 0 | 13.44 | 0
25.06. | 11 | 266.0947 |  | 252.7148 | 0 | 0 | 13.38 | 0
25.06. | 12 | 267.288 |  | 253.848 | 0 | 0 | 13.44 | 0
25.06. | 13 | 264.9015 |  | 251.5815 | 0 | 0 | 13.32 | 0
25.06. | 14 | 262.515 |  | 249.315 | 0 | 0 | 13.2 | 0
25.06. | 15 | 258.3386 |  | 245.3486 | 0 | 0 | 12.99 | 0
25.06. | 16 | 255.3555 |  | 242.5155 | 0 | 0 | 12.84 | 0
25.06. | 17 | 248.196 |  | 235.716 | 0 | 0 | 12.48 | 0
25.06. | 18 | 241.0365 |  | 228.9165 | 0 | 0 | 12.12 | 0
25.06. | 19 | 232.6838 |  | 220.9837 | 0 | 0 | 11.7 | 0
25.06. | 20 | 212.3985 |  | 201.7185 | 0 | 0 | 10.68 | 0
25.06. | 21 | 199.2728 |  | 189.2527 | 0 | 0 | 10.02 | 0
25.06. | 22 | 191.5166 |  | 181.8866 | 0 | 0 | 9.63 | 0
25.06. | 23 | 192.7099 |  | 183.0199 | 0 | 0 | 9.69 | 0
25.06. | 24 | 182.5673 |  | 173.3872 | 0 | 0 | 9.18 | 0
26.06. | 1 | 170.6347 |  | 162.0548 | 0 | 0 | 8.58 | 0
26.06. | 2 | 169.4415 |  | 160.9215 | 0 | 0 | 8.52 | 0
26.06. | 3 | 170.0381 |  | 161.4881 | 0 | 0 | 8.55 | 0
26.06. | 4 | 167.055 |  | 158.655 | 0 | 0 | 8.4 | 0
26.06. | 5 | 167.055 |  | 158.655 | 0 | 0 | 8.4 | 0
26.06. | 6 | 177.1976 |  | 168.2876 | 0 | 0 | 8.91 | 0
26.06. | 7 | 226.7175 |  | 215.3175 | 0 | 0 | 11.4 | 0
26.06. | 8 | 258.3386 |  | 245.3486 | 0 | 0 | 12.99 | 0
26.06. | 9 | 262.515 |  | 249.315 | 0 | 0 | 13.2 | 0
26.06. | 10 | 261.9184 |  | 248.7484 | 0 | 0 | 13.17 | 0
26.06. | 11 | 260.1285 |  | 247.0485 | 0 | 0 | 13.08 | 0
26.06. | 12 | 261.9184 |  | 248.7484 | 0 | 0 | 13.17 | 0
26.06. | 13 | 258.9352 |  | 245.9152 | 0 | 0 | 13.02 | 0
26.06. | 14 | 256.5487 |  | 243.6488 | 0 | 0 | 12.9 | 0
26.06. | 15 | 252.969 |  | 240.249 | 0 | 0 | 12.72 | 0
26.06. | 16 | 249.9859 |  | 237.4159 | 0 | 0 | 12.57 | 0
26.06. | 17 | 242.8264 |  | 230.6164 | 0 | 0 | 12.21 | 0
26.06. | 18 | 236.2635 |  | 224.3835 | 0 | 0 | 11.88 | 0
26.06. | 19 | 227.9108 |  | 216.4507 | 0 | 0 | 11.46 | 0
26.06. | 20 | 207.6255 |  | 197.1855 | 0 | 0 | 10.44 | 0
26.06. | 21 | 195.0964 |  | 185.2864 | 0 | 0 | 9.81 | 0
26.06. | 22 | 187.3402 |  | 177.9203 | 0 | 0 | 9.42 | 0
26.06. | 23 | 188.5335 |  | 179.0535 | 0 | 0 | 9.48 | 0
26.06. | 24 | 178.3909 |  | 169.4209 | 0 | 0 | 8.97 | 0
27.06. | 1 | 171.2314 |  | 162.6214 | 0 | 0 | 8.61 | 0
27.06. | 2 | 170.6347 |  | 162.0548 | 0 | 0 | 8.58 | 0
27.06. | 3 | 170.6347 |  | 162.0548 | 0 | 0 | 8.58 | 0
27.06. | 4 | 167.6516 |  | 159.2216 | 0 | 0 | 8.43 | 0
27.06. | 5 | 167.6516 |  | 159.2216 | 0 | 0 | 8.43 | 0
27.06. | 6 | 177.7943 |  | 168.8543 | 0 | 0 | 8.94 | 0
27.06. | 7 | 227.9108 |  | 216.4507 | 0 | 0 | 11.46 | 0
27.06. | 8 | 259.5319 |  | 246.4819 | 0 | 0 | 13.05 | 0
27.06. | 9 | 264.3049 |  | 251.0149 | 0 | 0 | 13.29 | 0
27.06. | 10 | 263.1116 |  | 249.8816 | 0 | 0 | 13.23 | 0
27.06. | 11 | 261.3218 |  | 248.1817 | 0 | 0 | 13.14 | 0
27.06. | 12 | 263.1116 |  | 249.8816 | 0 | 0 | 13.23 | 0
27.06. | 13 | 260.1285 |  | 247.0485 | 0 | 0 | 13.08 | 0
27.06. | 14 | 257.742 |  | 244.782 | 0 | 0 | 12.96 | 0
27.06. | 15 | 254.1623 |  | 241.3822 | 0 | 0 | 12.78 | 0
27.06. | 16 | 251.1791 |  | 238.5491 | 0 | 0 | 12.63 | 0
27.06. | 17 | 244.0196 |  | 231.7496 | 0 | 0 | 12.27 | 0
27.06. | 18 | 237.4567 |  | 225.5168 | 0 | 0 | 11.94 | 0
27.06. | 19 | 229.104 |  | 217.584 | 0 | 0 | 11.52 | 0
27.06. | 20 | 208.8187 |  | 198.3187 | 0 | 0 | 10.5 | 0
27.06. | 21 | 196.2896 |  | 186.4196 | 0 | 0 | 9.87 | 0
27.06. | 22 | 188.5335 |  | 179.0535 | 0 | 0 | 9.48 | 0
27.06. | 23 | 189.7268 |  | 180.1867 | 0 | 0 | 9.54 | 0
27.06. | 24 | 179.5841 |  | 170.5541 | 0 | 0 | 9.03 | 0
28.06. | 1 | 170.6347 |  | 162.0548 | 0 | 0 | 8.58 | 0
28.06. | 2 | 169.4415 |  | 160.9215 | 0 | 0 | 8.52 | 0
28.06. | 3 | 170.0381 |  | 161.4881 | 0 | 0 | 8.55 | 0
28.06. | 4 | 167.055 |  | 158.655 | 0 | 0 | 8.4 | 0
28.06. | 5 | 167.055 |  | 158.655 | 0 | 0 | 8.4 | 0
28.06. | 6 | 177.1976 |  | 168.2876 | 0 | 0 | 8.91 | 0
28.06. | 7 | 226.7175 |  | 215.3175 | 0 | 0 | 11.4 | 0
28.06. | 8 | 257.742 |  | 244.782 | 0 | 0 | 12.96 | 0
28.06. | 9 | 262.515 |  | 249.315 | 0 | 0 | 13.2 | 0
28.06. | 10 | 261.3218 |  | 248.1817 | 0 | 0 | 13.14 | 0
28.06. | 11 | 260.1285 |  | 247.0485 | 0 | 0 | 13.08 | 0
28.06. | 12 | 261.9184 |  | 248.7484 | 0 | 0 | 13.17 | 0
28.06. | 13 | 258.9352 |  | 245.9152 | 0 | 0 | 13.02 | 0
28.06. | 14 | 256.5487 |  | 243.6488 | 0 | 0 | 12.9 | 0
28.06. | 15 | 252.969 |  | 240.249 | 0 | 0 | 12.72 | 0
28.06. | 16 | 249.9859 |  | 237.4159 | 0 | 0 | 12.57 | 0
28.06. | 17 | 242.8264 |  | 230.6164 | 0 | 0 | 12.21 | 0
28.06. | 18 | 236.2635 |  | 224.3835 | 0 | 0 | 11.88 | 0
28.06. | 19 | 227.9108 |  | 216.4507 | 0 | 0 | 11.46 | 0
28.06. | 20 | 207.6255 |  | 197.1855 | 0 | 0 | 10.44 | 0
28.06. | 21 | 195.0964 |  | 185.2864 | 0 | 0 | 9.81 | 0
28.06. | 22 | 187.3402 |  | 177.9203 | 0 | 0 | 9.42 | 0
28.06. | 23 | 188.5335 |  | 179.0535 | 0 | 0 | 9.48 | 0
28.06. | 24 | 178.3909 |  | 169.4209 | 0 | 0 | 8.97 | 0
29.06. | 1 | 171.828 |  | 163.188 | 0 | 0 | 8.64 | 0
29.06. | 2 | 171.2314 |  | 162.6214 | 0 | 0 | 8.61 | 0
29.06. | 3 | 171.2314 |  | 162.6214 | 0 | 0 | 8.61 | 0
29.06. | 4 | 168.2483 |  | 159.7883 | 0 | 0 | 8.46 | 0
29.06. | 5 | 168.2483 |  | 159.7883 | 0 | 0 | 8.46 | 0
29.06. | 6 | 178.3909 |  | 169.4209 | 0 | 0 | 8.97 | 0
29.06. | 7 | 229.104 |  | 217.584 | 0 | 0 | 11.52 | 0
29.06. | 8 | 260.1285 |  | 247.0485 | 0 | 0 | 13.08 | 0
29.06. | 9 | 264.9015 |  | 251.5815 | 0 | 0 | 13.32 | 0
29.06. | 10 | 263.7083 |  | 250.4483 | 0 | 0 | 13.26 | 0
29.06. | 11 | 262.515 |  | 249.315 | 0 | 0 | 13.2 | 0
29.06. | 12 | 263.7083 |  | 250.4483 | 0 | 0 | 13.26 | 0
29.06. | 13 | 261.3218 |  | 248.1817 | 0 | 0 | 13.14 | 0
29.06. | 14 | 258.9352 |  | 245.9152 | 0 | 0 | 13.02 | 0
29.06. | 15 | 255.3555 |  | 242.5155 | 0 | 0 | 12.84 | 0
29.06. | 16 | 252.3724 |  | 239.6824 | 0 | 0 | 12.69 | 0
29.06. | 17 | 244.6163 |  | 232.3162 | 0 | 0 | 12.3 | 0
29.06. | 18 | 238.0534 |  | 226.0834 | 0 | 0 | 11.97 | 0
29.06. | 19 | 229.7006 |  | 218.1506 | 0 | 0 | 11.55 | 0
29.06. | 20 | 209.4154 |  | 198.8854 | 0 | 0 | 10.53 | 0
29.06. | 21 | 196.8862 |  | 186.9863 | 0 | 0 | 9.9 | 0
29.06. | 22 | 189.1301 |  | 179.6201 | 0 | 0 | 9.51 | 0
29.06. | 23 | 190.3234 |  | 180.7534 | 0 | 0 | 9.57 | 0
29.06. | 24 | 180.1807 |  | 171.1207 | 0 | 0 | 9.06 | 0
30.06. | 1 | 173.6179 |  | 164.8879 | 0 | 0 | 8.73 | 0
30.06. | 2 | 170.0381 |  | 161.4881 | 0 | 0 | 8.55 | 0
30.06. | 3 | 163.4752 |  | 155.2552 | 0 | 0 | 8.22 | 0
30.06. | 4 | 162.8786 |  | 154.6886 | 0 | 0 | 8.19 | 0
30.06. | 5 | 166.4584 |  | 158.0884 | 0 | 0 | 8.37 | 0
30.06. | 6 | 173.0213 |  | 164.3212 | 0 | 0 | 8.7 | 0
30.06. | 7 | 212.3985 |  | 201.7185 | 0 | 0 | 10.68 | 0
30.06. | 8 | 238.0534 |  | 226.0834 | 0 | 0 | 11.97 | 0
30.06. | 9 | 241.0365 |  | 228.9165 | 0 | 0 | 12.12 | 0
30.06. | 10 | 243.423 |  | 231.183 | 0 | 0 | 12.24 | 0
30.06. | 11 | 248.7926 |  | 236.2826 | 0 | 0 | 12.51 | 0
30.06. | 12 | 250.5825 |  | 237.9825 | 0 | 0 | 12.6 | 0
30.06. | 13 | 248.7926 |  | 236.2826 | 0 | 0 | 12.51 | 0
30.06. | 14 | 243.423 |  | 231.183 | 0 | 0 | 12.24 | 0
30.06. | 15 | 229.7006 |  | 218.1506 | 0 | 0 | 11.55 | 0
30.06. | 16 | 227.3141 |  | 215.8841 | 0 | 0 | 11.43 | 0
30.06. | 17 | 221.3479 |  | 210.2179 | 0 | 0 | 11.13 | 0
30.06. | 18 | 212.9951 |  | 202.2851 | 0 | 0 | 10.71 | 0
30.06. | 19 | 208.2221 |  | 197.7521 | 0 | 0 | 10.47 | 0
30.06. | 20 | 192.7099 |  | 183.0199 | 0 | 0 | 9.69 | 0
30.06. | 21 | 180.7774 |  | 171.6874 | 0 | 0 | 9.09 | 0
30.06. | 22 | 174.2145 |  | 165.4545 | 0 | 0 | 8.76 | 0
30.06. | 23 | 167.055 |  | 158.655 | 0 | 0 | 8.4 | 0
30.06. | 24 | 162.8786 |  | 154.6886 | 0 | 0 | 8.19 | 0
01.07. | 1 | 190.3234 |  | 180.7534 | 0 | 0 | 9.57 | 0
01.07. | 2 | 184.9538 |  | 175.6538 | 0 | 0 | 9.3 | 0
01.07. | 3 | 183.1639 |  | 173.9539 | 0 | 0 | 9.21 | 0
01.07. | 4 | 181.9706 |  | 172.8206 | 0 | 0 | 9.15 | 0
01.07. | 5 | 181.374 |  | 172.254 | 0 | 0 | 9.12 | 0
01.07. | 6 | 187.3402 |  | 177.9203 | 0 | 0 | 9.42 | 0
01.07. | 7 | 226.7175 |  | 215.3175 | 0 | 0 | 11.4 | 0
01.07. | 8 | 246.4061 |  | 234.0161 | 0 | 0 | 12.39 | 0
01.07. | 9 | 254.7589 |  | 241.9489 | 0 | 0 | 12.81 | 0
01.07. | 10 | 261.9184 |  | 248.7484 | 0 | 0 | 13.17 | 0
01.07. | 11 | 263.1116 |  | 249.8816 | 0 | 0 | 13.23 | 0
01.07. | 12 | 263.1116 |  | 249.8816 | 0 | 0 | 13.23 | 0
01.07. | 13 | 261.9184 |  | 248.7484 | 0 | 0 | 13.17 | 0
01.07. | 14 | 255.9521 |  | 243.0821 | 0 | 0 | 12.87 | 0
01.07. | 15 | 253.5656 |  | 240.8156 | 0 | 0 | 12.75 | 0
01.07. | 16 | 251.7757 |  | 239.1157 | 0 | 0 | 12.66 | 0
01.07. | 17 | 245.2129 |  | 232.8829 | 0 | 0 | 12.33 | 0
01.07. | 18 | 237.4567 |  | 225.5168 | 0 | 0 | 11.94 | 0
01.07. | 19 | 234.4736 |  | 222.6836 | 0 | 0 | 11.79 | 0
01.07. | 20 | 213.5917 |  | 202.8518 | 0 | 0 | 10.74 | 0
01.07. | 21 | 203.4491 |  | 193.2191 | 0 | 0 | 10.23 | 0
01.07. | 22 | 206.4323 |  | 196.0522 | 0 | 0 | 10.38 | 0
01.07. | 23 | 207.0289 |  | 196.6189 | 0 | 0 | 10.41 | 0
01.07. | 24 | 189.7268 |  | 180.1867 | 0 | 0 | 9.54 | 0
02.07. | 1 | 184.9538 |  | 175.6538 | 0 | 0 | 9.3 | 0
02.07. | 2 | 183.7605 |  | 174.5205 | 0 | 0 | 9.24 | 0
02.07. | 3 | 179.5841 |  | 170.5541 | 0 | 0 | 9.03 | 0
02.07. | 4 | 178.9875 |  | 169.9875 | 0 | 0 | 9 | 0
02.07. | 5 | 186.147 |  | 176.787 | 0 | 0 | 9.36 | 0
02.07. | 6 | 198.6761 |  | 188.6861 | 0 | 0 | 9.99 | 0
02.07. | 7 | 245.8095 |  | 233.4495 | 0 | 0 | 12.36 | 0
02.07. | 8 | 276.834 |  | 262.914 | 0 | 0 | 13.92 | 0
02.07. | 9 | 286.38 |  | 271.98 | 0 | 0 | 14.4 | 0
02.07. | 10 | 283.9935 |  | 269.7135 | 0 | 0 | 14.28 | 0
02.07. | 11 | 281.0104 |  | 266.8804 | 0 | 0 | 14.13 | 0
02.07. | 12 | 279.8171 |  | 265.7471 | 0 | 0 | 14.07 | 0
02.07. | 13 | 273.2543 |  | 259.5143 | 0 | 0 | 13.74 | 0
02.07. | 14 | 267.8846 |  | 254.4146 | 0 | 0 | 13.47 | 0
02.07. | 15 | 267.8846 |  | 254.4146 | 0 | 0 | 13.47 | 0
02.07. | 16 | 267.8846 |  | 254.4146 | 0 | 0 | 13.47 | 0
02.07. | 17 | 263.7083 |  | 250.4483 | 0 | 0 | 13.26 | 0
02.07. | 18 | 258.9352 |  | 245.9152 | 0 | 0 | 13.02 | 0
02.07. | 19 | 254.7589 |  | 241.9489 | 0 | 0 | 12.81 | 0
02.07. | 20 | 230.2972 |  | 218.7173 | 0 | 0 | 11.58 | 0
02.07. | 21 | 213.5917 |  | 202.8518 | 0 | 0 | 10.74 | 0
02.07. | 22 | 204.6424 |  | 194.3524 | 0 | 0 | 10.29 | 0
02.07. | 23 | 200.466 |  | 190.386 | 0 | 0 | 10.08 | 0
02.07. | 24 | 186.7436 |  | 177.3536 | 0 | 0 | 9.39 | 0
03.07. | 1 | 185.5504 |  | 176.2204 | 0 | 0 | 9.33 | 0
03.07. | 2 | 184.3571 |  | 175.0871 | 0 | 0 | 9.27 | 0
03.07. | 3 | 180.7774 |  | 171.6874 | 0 | 0 | 9.09 | 0
03.07. | 4 | 180.1807 |  | 171.1207 | 0 | 0 | 9.06 | 0
03.07. | 5 | 187.3402 |  | 177.9203 | 0 | 0 | 9.42 | 0
03.07. | 6 | 199.8694 |  | 189.8194 | 0 | 0 | 10.05 | 0
03.07. | 7 | 247.0027 |  | 234.5828 | 0 | 0 | 12.42 | 0
03.07. | 8 | 278.0272 |  | 264.0473 | 0 | 0 | 13.98 | 0
03.07. | 9 | 287.5732 |  | 273.1132 | 0 | 0 | 14.46 | 0
03.07. | 10 | 285.7834 |  | 271.4134 | 0 | 0 | 14.37 | 0
03.07. | 11 | 282.2036 |  | 268.0136 | 0 | 0 | 14.19 | 0
03.07. | 12 | 281.0104 |  | 266.8804 | 0 | 0 | 14.13 | 0
03.07. | 13 | 274.4475 |  | 260.6475 | 0 | 0 | 13.8 | 0
03.07. | 14 | 269.0779 |  | 255.5479 | 0 | 0 | 13.53 | 0
03.07. | 15 | 269.0779 |  | 255.5479 | 0 | 0 | 13.53 | 0
03.07. | 16 | 269.0779 |  | 255.5479 | 0 | 0 | 13.53 | 0
03.07. | 17 | 265.4981 |  | 252.1481 | 0 | 0 | 13.35 | 0
03.07. | 18 | 260.7251 |  | 247.6151 | 0 | 0 | 13.11 | 0
03.07. | 19 | 255.9521 |  | 243.0821 | 0 | 0 | 12.87 | 0
03.07. | 20 | 231.4905 |  | 219.8505 | 0 | 0 | 11.64 | 0
03.07. | 21 | 214.785 |  | 203.985 | 0 | 0 | 10.8 | 0
03.07. | 22 | 205.8356 |  | 195.4856 | 0 | 0 | 10.35 | 0
03.07. | 23 | 201.6592 |  | 191.5192 | 0 | 0 | 10.14 | 0
03.07. | 24 | 187.3402 |  | 177.9203 | 0 | 0 | 9.42 | 0
04.07. | 1 | 183.1639 |  | 173.9539 | 0 | 0 | 9.21 | 0
04.07. | 2 | 181.9706 |  | 172.8206 | 0 | 0 | 9.15 | 0
04.07. | 3 | 178.3909 |  | 169.4209 | 0 | 0 | 8.97 | 0
04.07. | 4 | 177.7943 |  | 168.8543 | 0 | 0 | 8.94 | 0
04.07. | 5 | 184.9538 |  | 175.6538 | 0 | 0 | 9.3 | 0
04.07. | 6 | 197.4829 |  | 187.5529 | 0 | 0 | 9.93 | 0
04.07. | 7 | 244.0196 |  | 231.7496 | 0 | 0 | 12.27 | 0
04.07. | 8 | 274.4475 |  | 260.6475 | 0 | 0 | 13.8 | 0
04.07. | 9 | 283.9935 |  | 269.7135 | 0 | 0 | 14.28 | 0
04.07. | 10 | 282.2036 |  | 268.0136 | 0 | 0 | 14.19 | 0
04.07. | 11 | 278.6239 |  | 264.6139 | 0 | 0 | 14.01 | 0
04.07. | 12 | 277.4306 |  | 263.4806 | 0 | 0 | 13.95 | 0
04.07. | 13 | 270.8678 |  | 257.2477 | 0 | 0 | 13.62 | 0
04.07. | 14 | 265.4981 |  | 252.1481 | 0 | 0 | 13.35 | 0
04.07. | 15 | 265.4981 |  | 252.1481 | 0 | 0 | 13.35 | 0
04.07. | 16 | 265.4981 |  | 252.1481 | 0 | 0 | 13.35 | 0
04.07. | 17 | 261.9184 |  | 248.7484 | 0 | 0 | 13.17 | 0
04.07. | 18 | 257.1454 |  | 244.2154 | 0 | 0 | 12.93 | 0
04.07. | 19 | 252.3724 |  | 239.6824 | 0 | 0 | 12.69 | 0
04.07. | 20 | 228.5074 |  | 217.0174 | 0 | 0 | 11.49 | 0
04.07. | 21 | 211.8019 |  | 201.1519 | 0 | 0 | 10.65 | 0
04.07. | 22 | 202.8525 |  | 192.6525 | 0 | 0 | 10.2 | 0
04.07. | 23 | 198.6761 |  | 188.6861 | 0 | 0 | 9.99 | 0
04.07. | 24 | 184.9538 |  | 175.6538 | 0 | 0 | 9.3 | 0
05.07. | 1 | 182.5673 |  | 173.3872 | 0 | 0 | 9.18 | 0
05.07. | 2 | 180.7774 |  | 171.6874 | 0 | 0 | 9.09 | 0
05.07. | 3 | 177.1976 |  | 168.2876 | 0 | 0 | 8.91 | 0
05.07. | 4 | 176.601 |  | 167.721 | 0 | 0 | 8.88 | 0
05.07. | 5 | 183.7605 |  | 174.5205 | 0 | 0 | 9.24 | 0
05.07. | 6 | 196.2896 |  | 186.4196 | 0 | 0 | 9.87 | 0
05.07. | 7 | 242.8264 |  | 230.6164 | 0 | 0 | 12.21 | 0
05.07. | 8 | 273.2543 |  | 259.5143 | 0 | 0 | 13.74 | 0
05.07. | 9 | 282.8003 |  | 268.5802 | 0 | 0 | 14.22 | 0
05.07. | 10 | 280.4138 |  | 266.3138 | 0 | 0 | 14.1 | 0
05.07. | 11 | 277.4306 |  | 263.4806 | 0 | 0 | 13.95 | 0
05.07. | 12 | 276.2374 |  | 262.3474 | 0 | 0 | 13.89 | 0
05.07. | 13 | 269.6745 |  | 256.1145 | 0 | 0 | 13.56 | 0
05.07. | 14 | 264.3049 |  | 251.0149 | 0 | 0 | 13.29 | 0
05.07. | 15 | 264.3049 |  | 251.0149 | 0 | 0 | 13.29 | 0
05.07. | 16 | 264.3049 |  | 251.0149 | 0 | 0 | 13.29 | 0
05.07. | 17 | 260.7251 |  | 247.6151 | 0 | 0 | 13.11 | 0
05.07. | 18 | 255.9521 |  | 243.0821 | 0 | 0 | 12.87 | 0
05.07. | 19 | 251.1791 |  | 238.5491 | 0 | 0 | 12.63 | 0
05.07. | 20 | 227.3141 |  | 215.8841 | 0 | 0 | 11.43 | 0
05.07. | 21 | 210.6086 |  | 200.0186 | 0 | 0 | 10.59 | 0
05.07. | 22 | 201.6592 |  | 191.5192 | 0 | 0 | 10.14 | 0
05.07. | 23 | 197.4829 |  | 187.5529 | 0 | 0 | 9.93 | 0
05.07. | 24 | 184.3571 |  | 175.0871 | 0 | 0 | 9.27 | 0
06.07. | 1 | 184.9538 |  | 175.6538 | 0 | 0 | 9.3 | 0
06.07. | 2 | 183.7605 |  | 174.5205 | 0 | 0 | 9.24 | 0
06.07. | 3 | 180.1807 |  | 171.1207 | 0 | 0 | 9.06 | 0
06.07. | 4 | 179.5841 |  | 170.5541 | 0 | 0 | 9.03 | 0
06.07. | 5 | 186.7436 |  | 177.3536 | 0 | 0 | 9.39 | 0
06.07. | 6 | 199.2728 |  | 189.2527 | 0 | 0 | 10.02 | 0
06.07. | 7 | 245.8095 |  | 233.4495 | 0 | 0 | 12.36 | 0
06.07. | 8 | 276.834 |  | 262.914 | 0 | 0 | 13.92 | 0
06.07. | 9 | 286.38 |  | 271.98 | 0 | 0 | 14.4 | 0
06.07. | 10 | 284.5901 |  | 270.2801 | 0 | 0 | 14.31 | 0
06.07. | 11 | 281.607 |  | 267.447 | 0 | 0 | 14.16 | 0
06.07. | 12 | 280.4138 |  | 266.3138 | 0 | 0 | 14.1 | 0
06.07. | 13 | 273.2543 |  | 259.5143 | 0 | 0 | 13.74 | 0
06.07. | 14 | 267.8846 |  | 254.4146 | 0 | 0 | 13.47 | 0
06.07. | 15 | 267.8846 |  | 254.4146 | 0 | 0 | 13.47 | 0
06.07. | 16 | 267.8846 |  | 254.4146 | 0 | 0 | 13.47 | 0
06.07. | 17 | 264.3049 |  | 251.0149 | 0 | 0 | 13.29 | 0
06.07. | 18 | 259.5319 |  | 246.4819 | 0 | 0 | 13.05 | 0
06.07. | 19 | 254.7589 |  | 241.9489 | 0 | 0 | 12.81 | 0
06.07. | 20 | 230.8939 |  | 219.2839 | 0 | 0 | 11.61 | 0
06.07. | 21 | 213.5917 |  | 202.8518 | 0 | 0 | 10.74 | 0
06.07. | 22 | 204.6424 |  | 194.3524 | 0 | 0 | 10.29 | 0
06.07. | 23 | 200.466 |  | 190.386 | 0 | 0 | 10.08 | 0
06.07. | 24 | 186.7436 |  | 177.3536 | 0 | 0 | 9.39 | 0
07.07. | 1 | 190.92 |  | 181.32 | 0 | 0 | 9.6 | 0
07.07. | 2 | 185.5504 |  | 176.2204 | 0 | 0 | 9.33 | 0
07.07. | 3 | 183.7605 |  | 174.5205 | 0 | 0 | 9.24 | 0
07.07. | 4 | 182.5673 |  | 173.3872 | 0 | 0 | 9.18 | 0
07.07. | 5 | 181.9706 |  | 172.8206 | 0 | 0 | 9.15 | 0
07.07. | 6 | 188.5335 |  | 179.0535 | 0 | 0 | 9.48 | 0
07.07. | 7 | 227.9108 |  | 216.4507 | 0 | 0 | 11.46 | 0
07.07. | 8 | 248.196 |  | 235.716 | 0 | 0 | 12.48 | 0
07.07. | 9 | 256.5487 |  | 243.6488 | 0 | 0 | 12.9 | 0
07.07. | 10 | 263.1116 |  | 249.8816 | 0 | 0 | 13.23 | 0
07.07. | 11 | 264.3049 |  | 251.0149 | 0 | 0 | 13.29 | 0
07.07. | 12 | 264.3049 |  | 251.0149 | 0 | 0 | 13.29 | 0
07.07. | 13 | 263.1116 |  | 249.8816 | 0 | 0 | 13.23 | 0
07.07. | 14 | 257.1454 |  | 244.2154 | 0 | 0 | 12.93 | 0
07.07. | 15 | 254.7589 |  | 241.9489 | 0 | 0 | 12.81 | 0
07.07. | 16 | 252.969 |  | 240.249 | 0 | 0 | 12.72 | 0
07.07. | 17 | 246.4061 |  | 234.0161 | 0 | 0 | 12.39 | 0
07.07. | 18 | 238.65 |  | 226.65 | 0 | 0 | 12 | 0
07.07. | 19 | 235.6669 |  | 223.8169 | 0 | 0 | 11.85 | 0
07.07. | 20 | 214.785 |  | 203.985 | 0 | 0 | 10.8 | 0
07.07. | 21 | 204.6424 |  | 194.3524 | 0 | 0 | 10.29 | 0
07.07. | 22 | 207.0289 |  | 196.6189 | 0 | 0 | 10.41 | 0
07.07. | 23 | 208.2221 |  | 197.7521 | 0 | 0 | 10.47 | 0
07.07. | 24 | 190.92 |  | 181.32 | 0 | 0 | 9.6 | 0
08.07. | 1 | 190.3234 |  | 180.7534 | 0 | 0 | 9.57 | 0
08.07. | 2 | 185.5504 |  | 176.2204 | 0 | 0 | 9.33 | 0
08.07. | 3 | 183.1639 |  | 173.9539 | 0 | 0 | 9.21 | 0
08.07. | 4 | 182.5673 |  | 173.3872 | 0 | 0 | 9.18 | 0
08.07. | 5 | 181.374 |  | 172.254 | 0 | 0 | 9.12 | 0
08.07. | 6 | 187.9369 |  | 178.4869 | 0 | 0 | 9.45 | 0
08.07. | 7 | 227.3141 |  | 215.8841 | 0 | 0 | 11.43 | 0
08.07. | 8 | 247.5994 |  | 235.1494 | 0 | 0 | 12.45 | 0
08.07. | 9 | 255.9521 |  | 243.0821 | 0 | 0 | 12.87 | 0
08.07. | 10 | 262.515 |  | 249.315 | 0 | 0 | 13.2 | 0
08.07. | 11 | 263.7083 |  | 250.4483 | 0 | 0 | 13.26 | 0
08.07. | 12 | 263.7083 |  | 250.4483 | 0 | 0 | 13.26 | 0
08.07. | 13 | 262.515 |  | 249.315 | 0 | 0 | 13.2 | 0
08.07. | 14 | 256.5487 |  | 243.6488 | 0 | 0 | 12.9 | 0
08.07. | 15 | 254.1623 |  | 241.3822 | 0 | 0 | 12.78 | 0
08.07. | 16 | 252.3724 |  | 239.6824 | 0 | 0 | 12.69 | 0
08.07. | 17 | 245.8095 |  | 233.4495 | 0 | 0 | 12.36 | 0
08.07. | 18 | 238.0534 |  | 226.0834 | 0 | 0 | 11.97 | 0
08.07. | 19 | 235.0702 |  | 223.2502 | 0 | 0 | 11.82 | 0
08.07. | 20 | 214.1884 |  | 203.4184 | 0 | 0 | 10.77 | 0
08.07. | 21 | 204.0457 |  | 193.7858 | 0 | 0 | 10.26 | 0
08.07. | 22 | 206.4323 |  | 196.0522 | 0 | 0 | 10.38 | 0
08.07. | 23 | 207.6255 |  | 197.1855 | 0 | 0 | 10.44 | 0
08.07. | 24 | 190.3234 |  | 180.7534 | 0 | 0 | 9.57 | 0
09.07. | 1 | 186.147 |  | 176.787 | 0 | 0 | 9.36 | 0
09.07. | 2 | 184.9538 |  | 175.6538 | 0 | 0 | 9.3 | 0
09.07. | 3 | 180.7774 |  | 171.6874 | 0 | 0 | 9.09 | 0
09.07. | 4 | 180.1807 |  | 171.1207 | 0 | 0 | 9.06 | 0
09.07. | 5 | 187.3402 |  | 177.9203 | 0 | 0 | 9.42 | 0
09.07. | 6 | 199.8694 |  | 189.8194 | 0 | 0 | 10.05 | 0
09.07. | 7 | 247.5994 |  | 235.1494 | 0 | 0 | 12.45 | 0
09.07. | 8 | 278.6239 |  | 264.6139 | 0 | 0 | 14.01 | 0
09.07. | 9 | 288.1699 |  | 273.6799 | 0 | 0 | 14.49 | 0
09.07. | 10 | 285.7834 |  | 271.4134 | 0 | 0 | 14.37 | 0
09.07. | 11 | 282.8003 |  | 268.5802 | 0 | 0 | 14.22 | 0
09.07. | 12 | 281.607 |  | 267.447 | 0 | 0 | 14.16 | 0
09.07. | 13 | 275.0441 |  | 261.2141 | 0 | 0 | 13.83 | 0
09.07. | 14 | 269.6745 |  | 256.1145 | 0 | 0 | 13.56 | 0
09.07. | 15 | 269.0779 |  | 255.5479 | 0 | 0 | 13.53 | 0
09.07. | 16 | 269.6745 |  | 256.1145 | 0 | 0 | 13.56 | 0
09.07. | 17 | 265.4981 |  | 252.1481 | 0 | 0 | 13.35 | 0
09.07. | 18 | 260.7251 |  | 247.6151 | 0 | 0 | 13.11 | 0
09.07. | 19 | 255.9521 |  | 243.0821 | 0 | 0 | 12.87 | 0
09.07. | 20 | 232.0871 |  | 220.4171 | 0 | 0 | 11.67 | 0
09.07. | 21 | 214.785 |  | 203.985 | 0 | 0 | 10.8 | 0
09.07. | 22 | 205.8356 |  | 195.4856 | 0 | 0 | 10.35 | 0
09.07. | 23 | 201.6592 |  | 191.5192 | 0 | 0 | 10.14 | 0
09.07. | 24 | 187.9369 |  | 178.4869 | 0 | 0 | 9.45 | 0
10.07. | 1 | 184.9538 |  | 175.6538 | 0 | 0 | 9.3 | 0
10.07. | 2 | 183.7605 |  | 174.5205 | 0 | 0 | 9.24 | 0
10.07. | 3 | 179.5841 |  | 170.5541 | 0 | 0 | 9.03 | 0
10.07. | 4 | 178.9875 |  | 169.9875 | 0 | 0 | 9 | 0
10.07. | 5 | 186.147 |  | 176.787 | 0 | 0 | 9.36 | 0
10.07. | 6 | 198.6761 |  | 188.6861 | 0 | 0 | 9.99 | 0
10.07. | 7 | 245.8095 |  | 233.4495 | 0 | 0 | 12.36 | 0
10.07. | 8 | 276.834 |  | 262.914 | 0 | 0 | 13.92 | 0
10.07. | 9 | 286.38 |  | 271.98 | 0 | 0 | 14.4 | 0
10.07. | 10 | 283.9935 |  | 269.7135 | 0 | 0 | 14.28 | 0
10.07. | 11 | 281.0104 |  | 266.8804 | 0 | 0 | 14.13 | 0
10.07. | 12 | 279.8171 |  | 265.7471 | 0 | 0 | 14.07 | 0
10.07. | 13 | 273.2543 |  | 259.5143 | 0 | 0 | 13.74 | 0
10.07. | 14 | 267.8846 |  | 254.4146 | 0 | 0 | 13.47 | 0
10.07. | 15 | 267.8846 |  | 254.4146 | 0 | 0 | 13.47 | 0
10.07. | 16 | 267.8846 |  | 254.4146 | 0 | 0 | 13.47 | 0
10.07. | 17 | 264.3049 |  | 251.0149 | 0 | 0 | 13.29 | 0
10.07. | 18 | 259.5319 |  | 246.4819 | 0 | 0 | 13.05 | 0
10.07. | 19 | 254.7589 |  | 241.9489 | 0 | 0 | 12.81 | 0
10.07. | 20 | 230.8939 |  | 219.2839 | 0 | 0 | 11.61 | 0
10.07. | 21 | 213.5917 |  | 202.8518 | 0 | 0 | 10.74 | 0
10.07. | 22 | 204.6424 |  | 194.3524 | 0 | 0 | 10.29 | 0
10.07. | 23 | 200.466 |  | 190.386 | 0 | 0 | 10.08 | 0
10.07. | 24 | 186.7436 |  | 177.3536 | 0 | 0 | 9.39 | 0
11.07. | 1 | 180.1807 |  | 171.1207 | 0 | 0 | 9.06 | 0
11.07. | 2 | 178.3909 |  | 169.4209 | 0 | 0 | 8.97 | 0
11.07. | 3 | 174.8111 |  | 166.0211 | 0 | 0 | 8.79 | 0
11.07. | 4 | 174.2145 |  | 165.4545 | 0 | 0 | 8.76 | 0
11.07. | 5 | 181.374 |  | 172.254 | 0 | 0 | 9.12 | 0
11.07. | 6 | 193.3065 |  | 183.5865 | 0 | 0 | 9.72 | 0
11.07. | 7 | 239.2466 |  | 227.2166 | 0 | 0 | 12.03 | 0
11.07. | 8 | 269.0779 |  | 255.5479 | 0 | 0 | 13.53 | 0
11.07. | 9 | 278.6239 |  | 264.6139 | 0 | 0 | 14.01 | 0
11.07. | 10 | 276.834 |  | 262.914 | 0 | 0 | 13.92 | 0
11.07. | 11 | 273.8509 |  | 260.0809 | 0 | 0 | 13.77 | 0
11.07. | 12 | 272.6576 |  | 258.9476 | 0 | 0 | 13.71 | 0
11.07. | 13 | 266.0947 |  | 252.7148 | 0 | 0 | 13.38 | 0
11.07. | 14 | 260.7251 |  | 247.6151 | 0 | 0 | 13.11 | 0
11.07. | 15 | 260.7251 |  | 247.6151 | 0 | 0 | 13.11 | 0
11.07. | 16 | 260.7251 |  | 247.6151 | 0 | 0 | 13.11 | 0
11.07. | 17 | 257.1454 |  | 244.2154 | 0 | 0 | 12.93 | 0
11.07. | 18 | 252.3724 |  | 239.6824 | 0 | 0 | 12.69 | 0
11.07. | 19 | 247.5994 |  | 235.1494 | 0 | 0 | 12.45 | 0
11.07. | 20 | 224.331 |  | 213.051 | 0 | 0 | 11.28 | 0
11.07. | 21 | 207.6255 |  | 197.1855 | 0 | 0 | 10.44 | 0
11.07. | 22 | 199.2728 |  | 189.2527 | 0 | 0 | 10.02 | 0
11.07. | 23 | 195.0964 |  | 185.2864 | 0 | 0 | 9.81 | 0
11.07. | 24 | 181.9706 |  | 172.8206 | 0 | 0 | 9.15 | 0
12.07. | 1 | 184.9538 |  | 175.6538 | 0 | 0 | 9.3 | 0
12.07. | 2 | 183.1639 |  | 173.9539 | 0 | 0 | 9.21 | 0
12.07. | 3 | 179.5841 |  | 170.5541 | 0 | 0 | 9.03 | 0
12.07. | 4 | 178.9875 |  | 169.9875 | 0 | 0 | 9 | 0
12.07. | 5 | 186.147 |  | 176.787 | 0 | 0 | 9.36 | 0
12.07. | 6 | 198.6761 |  | 188.6861 | 0 | 0 | 9.99 | 0
12.07. | 7 | 245.8095 |  | 233.4495 | 0 | 0 | 12.36 | 0
12.07. | 8 | 276.834 |  | 262.914 | 0 | 0 | 13.92 | 0
12.07. | 9 | 286.38 |  | 271.98 | 0 | 0 | 14.4 | 0
12.07. | 10 | 283.9935 |  | 269.7135 | 0 | 0 | 14.28 | 0
12.07. | 11 | 281.0104 |  | 266.8804 | 0 | 0 | 14.13 | 0
12.07. | 12 | 279.8171 |  | 265.7471 | 0 | 0 | 14.07 | 0
12.07. | 13 | 273.2543 |  | 259.5143 | 0 | 0 | 13.74 | 0
12.07. | 14 | 267.8846 |  | 254.4146 | 0 | 0 | 13.47 | 0
12.07. | 15 | 267.8846 |  | 254.4146 | 0 | 0 | 13.47 | 0
12.07. | 16 | 267.8846 |  | 254.4146 | 0 | 0 | 13.47 | 0
12.07. | 17 | 263.7083 |  | 250.4483 | 0 | 0 | 13.26 | 0
12.07. | 18 | 258.9352 |  | 245.9152 | 0 | 0 | 13.02 | 0
12.07. | 19 | 254.1623 |  | 241.3822 | 0 | 0 | 12.78 | 0
12.07. | 20 | 230.2972 |  | 218.7173 | 0 | 0 | 11.58 | 0
12.07. | 21 | 213.5917 |  | 202.8518 | 0 | 0 | 10.74 | 0
12.07. | 22 | 204.6424 |  | 194.3524 | 0 | 0 | 10.29 | 0
12.07. | 23 | 200.466 |  | 190.386 | 0 | 0 | 10.08 | 0
12.07. | 24 | 186.7436 |  | 177.3536 | 0 | 0 | 9.39 | 0
13.07. | 1 | 184.9538 |  | 175.6538 | 0 | 0 | 9.3 | 0
13.07. | 2 | 183.7605 |  | 174.5205 | 0 | 0 | 9.24 | 0
13.07. | 3 | 179.5841 |  | 170.5541 | 0 | 0 | 9.03 | 0
13.07. | 4 | 178.9875 |  | 169.9875 | 0 | 0 | 9 | 0
13.07. | 5 | 186.147 |  | 176.787 | 0 | 0 | 9.36 | 0
13.07. | 6 | 198.6761 |  | 188.6861 | 0 | 0 | 9.99 | 0
13.07. | 7 | 245.8095 |  | 233.4495 | 0 | 0 | 12.36 | 0
13.07. | 8 | 276.834 |  | 262.914 | 0 | 0 | 13.92 | 0
13.07. | 9 | 286.38 |  | 271.98 | 0 | 0 | 14.4 | 0
13.07. | 10 | 283.9935 |  | 269.7135 | 0 | 0 | 14.28 | 0
13.07. | 11 | 281.0104 |  | 266.8804 | 0 | 0 | 14.13 | 0
13.07. | 12 | 279.8171 |  | 265.7471 | 0 | 0 | 14.07 | 0
13.07. | 13 | 273.2543 |  | 259.5143 | 0 | 0 | 13.74 | 0
13.07. | 14 | 267.8846 |  | 254.4146 | 0 | 0 | 13.47 | 0
13.07. | 15 | 267.8846 |  | 254.4146 | 0 | 0 | 13.47 | 0
13.07. | 16 | 267.8846 |  | 254.4146 | 0 | 0 | 13.47 | 0
13.07. | 17 | 263.7083 |  | 250.4483 | 0 | 0 | 13.26 | 0
13.07. | 18 | 258.9352 |  | 245.9152 | 0 | 0 | 13.02 | 0
13.07. | 19 | 254.1623 |  | 241.3822 | 0 | 0 | 12.78 | 0
13.07. | 20 | 230.2972 |  | 218.7173 | 0 | 0 | 11.58 | 0
13.07. | 21 | 213.5917 |  | 202.8518 | 0 | 0 | 10.74 | 0
13.07. | 22 | 204.6424 |  | 194.3524 | 0 | 0 | 10.29 | 0
13.07. | 23 | 200.466 |  | 190.386 | 0 | 0 | 10.08 | 0
13.07. | 24 | 186.7436 |  | 177.3536 | 0 | 0 | 9.39 | 0
14.07. | 1 | 190.3234 |  | 180.7534 | 0 | 0 | 9.57 | 0
14.07. | 2 | 184.9538 |  | 175.6538 | 0 | 0 | 9.3 | 0
14.07. | 3 | 183.1639 |  | 173.9539 | 0 | 0 | 9.21 | 0
14.07. | 4 | 181.9706 |  | 172.8206 | 0 | 0 | 9.15 | 0
14.07. | 5 | 181.374 |  | 172.254 | 0 | 0 | 9.12 | 0
14.07. | 6 | 187.3402 |  | 177.9203 | 0 | 0 | 9.42 | 0
14.07. | 7 | 226.7175 |  | 215.3175 | 0 | 0 | 11.4 | 0
14.07. | 8 | 247.0027 |  | 234.5828 | 0 | 0 | 12.42 | 0
14.07. | 9 | 255.3555 |  | 242.5155 | 0 | 0 | 12.84 | 0
14.07. | 10 | 261.9184 |  | 248.7484 | 0 | 0 | 13.17 | 0
14.07. | 11 | 263.1116 |  | 249.8816 | 0 | 0 | 13.23 | 0
14.07. | 12 | 263.1116 |  | 249.8816 | 0 | 0 | 13.23 | 0
14.07. | 13 | 261.9184 |  | 248.7484 | 0 | 0 | 13.17 | 0
14.07. | 14 | 256.5487 |  | 243.6488 | 0 | 0 | 12.9 | 0
14.07. | 15 | 253.5656 |  | 240.8156 | 0 | 0 | 12.75 | 0
14.07. | 16 | 251.7757 |  | 239.1157 | 0 | 0 | 12.66 | 0
14.07. | 17 | 245.2129 |  | 232.8829 | 0 | 0 | 12.33 | 0
14.07. | 18 | 238.0534 |  | 226.0834 | 0 | 0 | 11.97 | 0
14.07. | 19 | 234.4736 |  | 222.6836 | 0 | 0 | 11.79 | 0
14.07. | 20 | 213.5917 |  | 202.8518 | 0 | 0 | 10.74 | 0
14.07. | 21 | 203.4491 |  | 193.2191 | 0 | 0 | 10.23 | 0
14.07. | 22 | 206.4323 |  | 196.0522 | 0 | 0 | 10.38 | 0
14.07. | 23 | 207.6255 |  | 197.1855 | 0 | 0 | 10.44 | 0
14.07. | 24 | 189.7268 |  | 180.1867 | 0 | 0 | 9.54 | 0
15.07. | 1 | 187.3402 |  | 177.9203 | 0 | 0 | 9.42 | 0
15.07. | 2 | 182.5673 |  | 173.3872 | 0 | 0 | 9.18 | 0
15.07. | 3 | 180.1807 |  | 171.1207 | 0 | 0 | 9.06 | 0
15.07. | 4 | 179.5841 |  | 170.5541 | 0 | 0 | 9.03 | 0
15.07. | 5 | 178.9875 |  | 169.9875 | 0 | 0 | 9 | 0
15.07. | 6 | 184.9538 |  | 175.6538 | 0 | 0 | 9.3 | 0
15.07. | 7 | 223.1378 |  | 211.9178 | 0 | 0 | 11.22 | 0
15.07. | 8 | 243.423 |  | 231.183 | 0 | 0 | 12.24 | 0
15.07. | 9 | 251.7757 |  | 239.1157 | 0 | 0 | 12.66 | 0
15.07. | 10 | 258.3386 |  | 245.3486 | 0 | 0 | 12.99 | 0
15.07. | 11 | 259.5319 |  | 246.4819 | 0 | 0 | 13.05 | 0
15.07. | 12 | 259.5319 |  | 246.4819 | 0 | 0 | 13.05 | 0
15.07. | 13 | 258.3386 |  | 245.3486 | 0 | 0 | 12.99 | 0
15.07. | 14 | 252.3724 |  | 239.6824 | 0 | 0 | 12.69 | 0
15.07. | 15 | 249.9859 |  | 237.4159 | 0 | 0 | 12.57 | 0
15.07. | 16 | 248.196 |  | 235.716 | 0 | 0 | 12.48 | 0
15.07. | 17 | 241.6331 |  | 229.4831 | 0 | 0 | 12.15 | 0
15.07. | 18 | 234.4736 |  | 222.6836 | 0 | 0 | 11.79 | 0
15.07. | 19 | 230.8939 |  | 219.2839 | 0 | 0 | 11.61 | 0
15.07. | 20 | 210.6086 |  | 200.0186 | 0 | 0 | 10.59 | 0
15.07. | 21 | 201.0626 |  | 190.9526 | 0 | 0 | 10.11 | 0
15.07. | 22 | 203.4491 |  | 193.2191 | 0 | 0 | 10.23 | 0
15.07. | 23 | 204.6424 |  | 194.3524 | 0 | 0 | 10.29 | 0
15.07. | 24 | 187.3402 |  | 177.9203 | 0 | 0 | 9.42 | 0
16.07. | 1 | 179.5841 |  | 170.5541 | 0 | 0 | 9.03 | 0
16.07. | 2 | 178.3909 |  | 169.4209 | 0 | 0 | 8.97 | 0
16.07. | 3 | 174.8111 |  | 166.0211 | 0 | 0 | 8.79 | 0
16.07. | 4 | 174.2145 |  | 165.4545 | 0 | 0 | 8.76 | 0
16.07. | 5 | 180.7774 |  | 171.6874 | 0 | 0 | 9.09 | 0
16.07. | 6 | 193.3065 |  | 183.5865 | 0 | 0 | 9.72 | 0
16.07. | 7 | 238.65 |  | 226.65 | 0 | 0 | 12 | 0
16.07. | 8 | 268.4812 |  | 254.9812 | 0 | 0 | 13.5 | 0
16.07. | 9 | 278.0272 |  | 264.0473 | 0 | 0 | 13.98 | 0
16.07. | 10 | 276.2374 |  | 262.3474 | 0 | 0 | 13.89 | 0
16.07. | 11 | 273.2543 |  | 259.5143 | 0 | 0 | 13.74 | 0
16.07. | 12 | 272.061 |  | 258.381 | 0 | 0 | 13.68 | 0
16.07. | 13 | 265.4981 |  | 252.1481 | 0 | 0 | 13.35 | 0
16.07. | 14 | 260.1285 |  | 247.0485 | 0 | 0 | 13.08 | 0
16.07. | 15 | 260.1285 |  | 247.0485 | 0 | 0 | 13.08 | 0
16.07. | 16 | 260.1285 |  | 247.0485 | 0 | 0 | 13.08 | 0
16.07. | 17 | 256.5487 |  | 243.6488 | 0 | 0 | 12.9 | 0
16.07. | 18 | 251.7757 |  | 239.1157 | 0 | 0 | 12.66 | 0
16.07. | 19 | 247.0027 |  | 234.5828 | 0 | 0 | 12.42 | 0
16.07. | 20 | 223.7344 |  | 212.4844 | 0 | 0 | 11.25 | 0
16.07. | 21 | 207.6255 |  | 197.1855 | 0 | 0 | 10.44 | 0
16.07. | 22 | 198.6761 |  | 188.6861 | 0 | 0 | 9.99 | 0
16.07. | 23 | 194.4998 |  | 184.7198 | 0 | 0 | 9.78 | 0
16.07. | 24 | 181.374 |  | 172.254 | 0 | 0 | 9.12 | 0
17.07. | 1 | 183.1639 |  | 173.9539 | 0 | 0 | 9.21 | 0
17.07. | 2 | 181.9706 |  | 172.8206 | 0 | 0 | 9.15 | 0
17.07. | 3 | 178.3909 |  | 169.4209 | 0 | 0 | 8.97 | 0
17.07. | 4 | 177.7943 |  | 168.8543 | 0 | 0 | 8.94 | 0
17.07. | 5 | 184.3571 |  | 175.0871 | 0 | 0 | 9.27 | 0
17.07. | 6 | 196.8862 |  | 186.9863 | 0 | 0 | 9.9 | 0
17.07. | 7 | 243.423 |  | 231.183 | 0 | 0 | 12.24 | 0
17.07. | 8 | 273.8509 |  | 260.0809 | 0 | 0 | 13.77 | 0
17.07. | 9 | 283.9935 |  | 269.7135 | 0 | 0 | 14.28 | 0
17.07. | 10 | 281.607 |  | 267.447 | 0 | 0 | 14.16 | 0
17.07. | 11 | 278.6239 |  | 264.6139 | 0 | 0 | 14.01 | 0
17.07. | 12 | 277.4306 |  | 263.4806 | 0 | 0 | 13.95 | 0
17.07. | 13 | 270.8678 |  | 257.2477 | 0 | 0 | 13.62 | 0
17.07. | 14 | 265.4981 |  | 252.1481 | 0 | 0 | 13.35 | 0
17.07. | 15 | 264.9015 |  | 251.5815 | 0 | 0 | 13.32 | 0
17.07. | 16 | 265.4981 |  | 252.1481 | 0 | 0 | 13.35 | 0
17.07. | 17 | 261.3218 |  | 248.1817 | 0 | 0 | 13.14 | 0
17.07. | 18 | 256.5487 |  | 243.6488 | 0 | 0 | 12.9 | 0
17.07. | 19 | 252.3724 |  | 239.6824 | 0 | 0 | 12.69 | 0
17.07. | 20 | 228.5074 |  | 217.0174 | 0 | 0 | 11.49 | 0
17.07. | 21 | 211.8019 |  | 201.1519 | 0 | 0 | 10.65 | 0
17.07. | 22 | 202.8525 |  | 192.6525 | 0 | 0 | 10.2 | 0
17.07. | 23 | 198.6761 |  | 188.6861 | 0 | 0 | 9.99 | 0
17.07. | 24 | 184.9538 |  | 175.6538 | 0 | 0 | 9.3 | 0
18.07. | 1 | 184.9538 |  | 175.6538 | 0 | 0 | 9.3 | 0
18.07. | 2 | 183.7605 |  | 174.5205 | 0 | 0 | 9.24 | 0
18.07. | 3 | 180.1807 |  | 171.1207 | 0 | 0 | 9.06 | 0
18.07. | 4 | 179.5841 |  | 170.5541 | 0 | 0 | 9.03 | 0
18.07. | 5 | 186.7436 |  | 177.3536 | 0 | 0 | 9.39 | 0
18.07. | 6 | 199.2728 |  | 189.2527 | 0 | 0 | 10.02 | 0
18.07. | 7 | 246.4061 |  | 234.0161 | 0 | 0 | 12.39 | 0
18.07. | 8 | 276.834 |  | 262.914 | 0 | 0 | 13.92 | 0
18.07. | 9 | 286.9766 |  | 272.5466 | 0 | 0 | 14.43 | 0
18.07. | 10 | 284.5901 |  | 270.2801 | 0 | 0 | 14.31 | 0
18.07. | 11 | 281.607 |  | 267.447 | 0 | 0 | 14.16 | 0
18.07. | 12 | 280.4138 |  | 266.3138 | 0 | 0 | 14.1 | 0
18.07. | 13 | 273.2543 |  | 259.5143 | 0 | 0 | 13.74 | 0
18.07. | 14 | 267.8846 |  | 254.4146 | 0 | 0 | 13.47 | 0
18.07. | 15 | 267.8846 |  | 254.4146 | 0 | 0 | 13.47 | 0
18.07. | 16 | 267.8846 |  | 254.4146 | 0 | 0 | 13.47 | 0
18.07. | 17 | 264.3049 |  | 251.0149 | 0 | 0 | 13.29 | 0
18.07. | 18 | 259.5319 |  | 246.4819 | 0 | 0 | 13.05 | 0
18.07. | 19 | 254.7589 |  | 241.9489 | 0 | 0 | 12.81 | 0
18.07. | 20 | 230.8939 |  | 219.2839 | 0 | 0 | 11.61 | 0
18.07. | 21 | 213.5917 |  | 202.8518 | 0 | 0 | 10.74 | 0
18.07. | 22 | 204.6424 |  | 194.3524 | 0 | 0 | 10.29 | 0
18.07. | 23 | 200.466 |  | 190.386 | 0 | 0 | 10.08 | 0
18.07. | 24 | 186.7436 |  | 177.3536 | 0 | 0 | 9.39 | 0
19.07. | 1 | 182.5673 |  | 173.3872 | 0 | 0 | 9.18 | 0
19.07. | 2 | 181.374 |  | 172.254 | 0 | 0 | 9.12 | 0
19.07. | 3 | 177.1976 |  | 168.2876 | 0 | 0 | 8.91 | 0
19.07. | 4 | 176.601 |  | 167.721 | 0 | 0 | 8.88 | 0
19.07. | 5 | 183.7605 |  | 174.5205 | 0 | 0 | 9.24 | 0
19.07. | 6 | 196.2896 |  | 186.4196 | 0 | 0 | 9.87 | 0
19.07. | 7 | 242.8264 |  | 230.6164 | 0 | 0 | 12.21 | 0
19.07. | 8 | 273.2543 |  | 259.5143 | 0 | 0 | 13.74 | 0
19.07. | 9 | 282.8003 |  | 268.5802 | 0 | 0 | 14.22 | 0
19.07. | 10 | 280.4138 |  | 266.3138 | 0 | 0 | 14.1 | 0
19.07. | 11 | 277.4306 |  | 263.4806 | 0 | 0 | 13.95 | 0
19.07. | 12 | 276.2374 |  | 262.3474 | 0 | 0 | 13.89 | 0
19.07. | 13 | 269.6745 |  | 256.1145 | 0 | 0 | 13.56 | 0
19.07. | 14 | 264.3049 |  | 251.0149 | 0 | 0 | 13.29 | 0
19.07. | 15 | 264.3049 |  | 251.0149 | 0 | 0 | 13.29 | 0
19.07. | 16 | 264.3049 |  | 251.0149 | 0 | 0 | 13.29 | 0
19.07. | 17 | 260.7251 |  | 247.6151 | 0 | 0 | 13.11 | 0
19.07. | 18 | 255.9521 |  | 243.0821 | 0 | 0 | 12.87 | 0
19.07. | 19 | 251.1791 |  | 238.5491 | 0 | 0 | 12.63 | 0
19.07. | 20 | 227.3141 |  | 215.8841 | 0 | 0 | 11.43 | 0
19.07. | 21 | 210.6086 |  | 200.0186 | 0 | 0 | 10.59 | 0
19.07. | 22 | 202.2559 |  | 192.0859 | 0 | 0 | 10.17 | 0
19.07. | 23 | 198.0795 |  | 188.1195 | 0 | 0 | 9.96 | 0
19.07. | 24 | 184.3571 |  | 175.0871 | 0 | 0 | 9.27 | 0
20.07. | 1 | 181.374 |  | 172.254 | 0 | 0 | 9.12 | 0
20.07. | 2 | 180.1807 |  | 171.1207 | 0 | 0 | 9.06 | 0
20.07. | 3 | 176.601 |  | 167.721 | 0 | 0 | 8.88 | 0
20.07. | 4 | 176.0044 |  | 167.1544 | 0 | 0 | 8.85 | 0
20.07. | 5 | 183.1639 |  | 173.9539 | 0 | 0 | 9.21 | 0
20.07. | 6 | 195.0964 |  | 185.2864 | 0 | 0 | 9.81 | 0
20.07. | 7 | 241.6331 |  | 229.4831 | 0 | 0 | 12.15 | 0
20.07. | 8 | 271.4644 |  | 257.8144 | 0 | 0 | 13.65 | 0
20.07. | 9 | 281.0104 |  | 266.8804 | 0 | 0 | 14.13 | 0
20.07. | 10 | 279.2205 |  | 265.1805 | 0 | 0 | 14.04 | 0
20.07. | 11 | 275.6408 |  | 261.7808 | 0 | 0 | 13.86 | 0
20.07. | 12 | 275.0441 |  | 261.2141 | 0 | 0 | 13.83 | 0
20.07. | 13 | 268.4812 |  | 254.9812 | 0 | 0 | 13.5 | 0
20.07. | 14 | 263.1116 |  | 249.8816 | 0 | 0 | 13.23 | 0
20.07. | 15 | 262.515 |  | 249.315 | 0 | 0 | 13.2 | 0
20.07. | 16 | 263.1116 |  | 249.8816 | 0 | 0 | 13.23 | 0
20.07. | 17 | 258.9352 |  | 245.9152 | 0 | 0 | 13.02 | 0
20.07. | 18 | 254.7589 |  | 241.9489 | 0 | 0 | 12.81 | 0
20.07. | 19 | 249.9859 |  | 237.4159 | 0 | 0 | 12.57 | 0
20.07. | 20 | 226.1209 |  | 214.7509 | 0 | 0 | 11.37 | 0
20.07. | 21 | 209.4154 |  | 198.8854 | 0 | 0 | 10.53 | 0
20.07. | 22 | 201.0626 |  | 190.9526 | 0 | 0 | 10.11 | 0
20.07. | 23 | 196.8862 |  | 186.9863 | 0 | 0 | 9.9 | 0
20.07. | 24 | 183.1639 |  | 173.9539 | 0 | 0 | 9.21 | 0
21.07. | 1 | 183.7605 |  | 174.5205 | 0 | 0 | 9.24 | 0
21.07. | 2 | 178.3909 |  | 169.4209 | 0 | 0 | 8.97 | 0
21.07. | 3 | 176.601 |  | 167.721 | 0 | 0 | 8.88 | 0
21.07. | 4 | 176.0044 |  | 167.1544 | 0 | 0 | 8.85 | 0
21.07. | 5 | 175.4077 |  | 166.5877 | 0 | 0 | 8.82 | 0
21.07. | 6 | 181.374 |  | 172.254 | 0 | 0 | 9.12 | 0
21.07. | 7 | 218.9614 |  | 207.9514 | 0 | 0 | 11.01 | 0
21.07. | 8 | 238.65 |  | 226.65 | 0 | 0 | 12 | 0
21.07. | 9 | 246.4061 |  | 234.0161 | 0 | 0 | 12.39 | 0
21.07. | 10 | 252.969 |  | 240.249 | 0 | 0 | 12.72 | 0
21.07. | 11 | 254.1623 |  | 241.3822 | 0 | 0 | 12.78 | 0
21.07. | 12 | 254.1623 |  | 241.3822 | 0 | 0 | 12.78 | 0
21.07. | 13 | 252.969 |  | 240.249 | 0 | 0 | 12.72 | 0
21.07. | 14 | 247.5994 |  | 235.1494 | 0 | 0 | 12.45 | 0
21.07. | 15 | 245.2129 |  | 232.8829 | 0 | 0 | 12.33 | 0
21.07. | 16 | 243.423 |  | 231.183 | 0 | 0 | 12.24 | 0
21.07. | 17 | 236.8601 |  | 224.9501 | 0 | 0 | 11.91 | 0
21.07. | 18 | 229.7006 |  | 218.1506 | 0 | 0 | 11.55 | 0
21.07. | 19 | 226.1209 |  | 214.7509 | 0 | 0 | 11.37 | 0
21.07. | 20 | 206.4323 |  | 196.0522 | 0 | 0 | 10.38 | 0
21.07. | 21 | 196.8862 |  | 186.9863 | 0 | 0 | 9.9 | 0
21.07. | 22 | 199.2728 |  | 189.2527 | 0 | 0 | 10.02 | 0
21.07. | 23 | 200.466 |  | 190.386 | 0 | 0 | 10.08 | 0
21.07. | 24 | 183.1639 |  | 173.9539 | 0 | 0 | 9.21 | 0
22.07. | 1 | 183.7605 |  | 174.5205 | 0 | 0 | 9.24 | 0
22.07. | 2 | 178.3909 |  | 169.4209 | 0 | 0 | 8.97 | 0
22.07. | 3 | 176.601 |  | 167.721 | 0 | 0 | 8.88 | 0
22.07. | 4 | 176.0044 |  | 167.1544 | 0 | 0 | 8.85 | 0
22.07. | 5 | 174.8111 |  | 166.0211 | 0 | 0 | 8.79 | 0
22.07. | 6 | 181.374 |  | 172.254 | 0 | 0 | 9.12 | 0
22.07. | 7 | 218.9614 |  | 207.9514 | 0 | 0 | 11.01 | 0
22.07. | 8 | 238.65 |  | 226.65 | 0 | 0 | 12 | 0
22.07. | 9 | 246.4061 |  | 234.0161 | 0 | 0 | 12.39 | 0
22.07. | 10 | 252.969 |  | 240.249 | 0 | 0 | 12.72 | 0
22.07. | 11 | 254.1623 |  | 241.3822 | 0 | 0 | 12.78 | 0
22.07. | 12 | 254.1623 |  | 241.3822 | 0 | 0 | 12.78 | 0
22.07. | 13 | 252.969 |  | 240.249 | 0 | 0 | 12.72 | 0
22.07. | 14 | 247.5994 |  | 235.1494 | 0 | 0 | 12.45 | 0
22.07. | 15 | 244.6163 |  | 232.3162 | 0 | 0 | 12.3 | 0
22.07. | 16 | 243.423 |  | 231.183 | 0 | 0 | 12.24 | 0
22.07. | 17 | 236.8601 |  | 224.9501 | 0 | 0 | 11.91 | 0
22.07. | 18 | 229.7006 |  | 218.1506 | 0 | 0 | 11.55 | 0
22.07. | 19 | 226.1209 |  | 214.7509 | 0 | 0 | 11.37 | 0
22.07. | 20 | 206.4323 |  | 196.0522 | 0 | 0 | 10.38 | 0
22.07. | 21 | 196.8862 |  | 186.9863 | 0 | 0 | 9.9 | 0
22.07. | 22 | 199.2728 |  | 189.2527 | 0 | 0 | 10.02 | 0
22.07. | 23 | 200.466 |  | 190.386 | 0 | 0 | 10.08 | 0
22.07. | 24 | 183.1639 |  | 173.9539 | 0 | 0 | 9.21 | 0
23.07. | 1 | 180.1807 |  | 171.1207 | 0 | 0 | 9.06 | 0
23.07. | 2 | 178.9875 |  | 169.9875 | 0 | 0 | 9 | 0
23.07. | 3 | 175.4077 |  | 166.5877 | 0 | 0 | 8.82 | 0
23.07. | 4 | 174.8111 |  | 166.0211 | 0 | 0 | 8.79 | 0
23.07. | 5 | 181.9706 |  | 172.8206 | 0 | 0 | 9.15 | 0
23.07. | 6 | 193.9031 |  | 184.1531 | 0 | 0 | 9.75 | 0
23.07. | 7 | 239.8433 |  | 227.7833 | 0 | 0 | 12.06 | 0
23.07. | 8 | 269.6745 |  | 256.1145 | 0 | 0 | 13.56 | 0
23.07. | 9 | 279.2205 |  | 265.1805 | 0 | 0 | 14.04 | 0
23.07. | 10 | 277.4306 |  | 263.4806 | 0 | 0 | 13.95 | 0
23.07. | 11 | 274.4475 |  | 260.6475 | 0 | 0 | 13.8 | 0
23.07. | 12 | 273.2543 |  | 259.5143 | 0 | 0 | 13.74 | 0
23.07. | 13 | 266.6914 |  | 253.2814 | 0 | 0 | 13.41 | 0
23.07. | 14 | 261.3218 |  | 248.1817 | 0 | 0 | 13.14 | 0
23.07. | 15 | 261.3218 |  | 248.1817 | 0 | 0 | 13.14 | 0
23.07. | 16 | 261.3218 |  | 248.1817 | 0 | 0 | 13.14 | 0
23.07. | 17 | 257.742 |  | 244.782 | 0 | 0 | 12.96 | 0
23.07. | 18 | 252.969 |  | 240.249 | 0 | 0 | 12.72 | 0
23.07. | 19 | 248.196 |  | 235.716 | 0 | 0 | 12.48 | 0
23.07. | 20 | 224.9276 |  | 213.6176 | 0 | 0 | 11.31 | 0
23.07. | 21 | 208.2221 |  | 197.7521 | 0 | 0 | 10.47 | 0
23.07. | 22 | 199.8694 |  | 189.8194 | 0 | 0 | 10.05 | 0
23.07. | 23 | 195.693 |  | 185.853 | 0 | 0 | 9.84 | 0
23.07. | 24 | 181.9706 |  | 172.8206 | 0 | 0 | 9.15 | 0
24.07. | 1 | 181.9706 |  | 172.8206 | 0 | 0 | 9.15 | 0
24.07. | 2 | 180.7774 |  | 171.6874 | 0 | 0 | 9.09 | 0
24.07. | 3 | 177.1976 |  | 168.2876 | 0 | 0 | 8.91 | 0
24.07. | 4 | 176.601 |  | 167.721 | 0 | 0 | 8.88 | 0
24.07. | 5 | 183.1639 |  | 173.9539 | 0 | 0 | 9.21 | 0
24.07. | 6 | 195.693 |  | 185.853 | 0 | 0 | 9.84 | 0
24.07. | 7 | 241.6331 |  | 229.4831 | 0 | 0 | 12.15 | 0
24.07. | 8 | 272.061 |  | 258.381 | 0 | 0 | 13.68 | 0
24.07. | 9 | 281.607 |  | 267.447 | 0 | 0 | 14.16 | 0
24.07. | 10 | 279.8171 |  | 265.7471 | 0 | 0 | 14.07 | 0
24.07. | 11 | 276.834 |  | 262.914 | 0 | 0 | 13.92 | 0
24.07. | 12 | 275.6408 |  | 261.7808 | 0 | 0 | 13.86 | 0
24.07. | 13 | 269.0779 |  | 255.5479 | 0 | 0 | 13.53 | 0
24.07. | 14 | 263.7083 |  | 250.4483 | 0 | 0 | 13.26 | 0
24.07. | 15 | 263.1116 |  | 249.8816 | 0 | 0 | 13.23 | 0
24.07. | 16 | 263.7083 |  | 250.4483 | 0 | 0 | 13.26 | 0
24.07. | 17 | 259.5319 |  | 246.4819 | 0 | 0 | 13.05 | 0
24.07. | 18 | 255.3555 |  | 242.5155 | 0 | 0 | 12.84 | 0
24.07. | 19 | 250.5825 |  | 237.9825 | 0 | 0 | 12.6 | 0
24.07. | 20 | 226.7175 |  | 215.3175 | 0 | 0 | 11.4 | 0
24.07. | 21 | 210.012 |  | 199.452 | 0 | 0 | 10.56 | 0
24.07. | 22 | 201.6592 |  | 191.5192 | 0 | 0 | 10.14 | 0
24.07. | 23 | 197.4829 |  | 187.5529 | 0 | 0 | 9.93 | 0
24.07. | 24 | 183.7605 |  | 174.5205 | 0 | 0 | 9.24 | 0
25.07. | 1 | 183.1639 |  | 173.9539 | 0 | 0 | 9.21 | 0
25.07. | 2 | 181.9706 |  | 172.8206 | 0 | 0 | 9.15 | 0
25.07. | 3 | 177.7943 |  | 168.8543 | 0 | 0 | 8.94 | 0
25.07. | 4 | 177.1976 |  | 168.2876 | 0 | 0 | 8.91 | 0
25.07. | 5 | 184.3571 |  | 175.0871 | 0 | 0 | 9.27 | 0
25.07. | 6 | 196.8862 |  | 186.9863 | 0 | 0 | 9.9 | 0
25.07. | 7 | 243.423 |  | 231.183 | 0 | 0 | 12.24 | 0
25.07. | 8 | 273.8509 |  | 260.0809 | 0 | 0 | 13.77 | 0
25.07. | 9 | 283.3969 |  | 269.1469 | 0 | 0 | 14.25 | 0
25.07. | 10 | 281.607 |  | 267.447 | 0 | 0 | 14.16 | 0
25.07. | 11 | 278.0272 |  | 264.0473 | 0 | 0 | 13.98 | 0
25.07. | 12 | 276.834 |  | 262.914 | 0 | 0 | 13.92 | 0
25.07. | 13 | 270.2711 |  | 256.6811 | 0 | 0 | 13.59 | 0
25.07. | 14 | 264.9015 |  | 251.5815 | 0 | 0 | 13.32 | 0
25.07. | 15 | 264.9015 |  | 251.5815 | 0 | 0 | 13.32 | 0
25.07. | 16 | 264.9015 |  | 251.5815 | 0 | 0 | 13.32 | 0
25.07. | 17 | 261.3218 |  | 248.1817 | 0 | 0 | 13.14 | 0
25.07. | 18 | 256.5487 |  | 243.6488 | 0 | 0 | 12.9 | 0
25.07. | 19 | 251.7757 |  | 239.1157 | 0 | 0 | 12.66 | 0
25.07. | 20 | 228.5074 |  | 217.0174 | 0 | 0 | 11.49 | 0
25.07. | 21 | 211.2053 |  | 200.5853 | 0 | 0 | 10.62 | 0
25.07. | 22 | 202.8525 |  | 192.6525 | 0 | 0 | 10.2 | 0
25.07. | 23 | 198.6761 |  | 188.6861 | 0 | 0 | 9.99 | 0
25.07. | 24 | 184.9538 |  | 175.6538 | 0 | 0 | 9.3 | 0
26.07. | 1 | 181.9706 |  | 172.8206 | 0 | 0 | 9.15 | 0
26.07. | 2 | 180.1807 |  | 171.1207 | 0 | 0 | 9.06 | 0
26.07. | 3 | 176.601 |  | 167.721 | 0 | 0 | 8.88 | 0
26.07. | 4 | 176.0044 |  | 167.1544 | 0 | 0 | 8.85 | 0
26.07. | 5 | 183.1639 |  | 173.9539 | 0 | 0 | 9.21 | 0
26.07. | 6 | 195.0964 |  | 185.2864 | 0 | 0 | 9.81 | 0
26.07. | 7 | 241.6331 |  | 229.4831 | 0 | 0 | 12.15 | 0
26.07. | 8 | 272.061 |  | 258.381 | 0 | 0 | 13.68 | 0
26.07. | 9 | 281.607 |  | 267.447 | 0 | 0 | 14.16 | 0
26.07. | 10 | 279.2205 |  | 265.1805 | 0 | 0 | 14.04 | 0
26.07. | 11 | 276.2374 |  | 262.3474 | 0 | 0 | 13.89 | 0
26.07. | 12 | 275.0441 |  | 261.2141 | 0 | 0 | 13.83 | 0
26.07. | 13 | 268.4812 |  | 254.9812 | 0 | 0 | 13.5 | 0
26.07. | 14 | 263.1116 |  | 249.8816 | 0 | 0 | 13.23 | 0
26.07. | 15 | 263.1116 |  | 249.8816 | 0 | 0 | 13.23 | 0
26.07. | 16 | 263.1116 |  | 249.8816 | 0 | 0 | 13.23 | 0
26.07. | 17 | 259.5319 |  | 246.4819 | 0 | 0 | 13.05 | 0
26.07. | 18 | 254.7589 |  | 241.9489 | 0 | 0 | 12.81 | 0
26.07. | 19 | 249.9859 |  | 237.4159 | 0 | 0 | 12.57 | 0
26.07. | 20 | 226.7175 |  | 215.3175 | 0 | 0 | 11.4 | 0
26.07. | 21 | 210.012 |  | 199.452 | 0 | 0 | 10.56 | 0
26.07. | 22 | 201.0626 |  | 190.9526 | 0 | 0 | 10.11 | 0
26.07. | 23 | 196.8862 |  | 186.9863 | 0 | 0 | 9.9 | 0
26.07. | 24 | 183.1639 |  | 173.9539 | 0 | 0 | 9.21 | 0
27.07. | 1 | 180.1807 |  | 171.1207 | 0 | 0 | 9.06 | 0
27.07. | 2 | 178.9875 |  | 169.9875 | 0 | 0 | 9 | 0
27.07. | 3 | 175.4077 |  | 166.5877 | 0 | 0 | 8.82 | 0
27.07. | 4 | 174.8111 |  | 166.0211 | 0 | 0 | 8.79 | 0
27.07. | 5 | 181.9706 |  | 172.8206 | 0 | 0 | 9.15 | 0
27.07. | 6 | 193.9031 |  | 184.1531 | 0 | 0 | 9.75 | 0
27.07. | 7 | 239.8433 |  | 227.7833 | 0 | 0 | 12.06 | 0
27.07. | 8 | 270.2711 |  | 256.6811 | 0 | 0 | 13.59 | 0
27.07. | 9 | 279.8171 |  | 265.7471 | 0 | 0 | 14.07 | 0
27.07. | 10 | 277.4306 |  | 263.4806 | 0 | 0 | 13.95 | 0
27.07. | 11 | 274.4475 |  | 260.6475 | 0 | 0 | 13.8 | 0
27.07. | 12 | 273.2543 |  | 259.5143 | 0 | 0 | 13.74 | 0
27.07. | 13 | 266.6914 |  | 253.2814 | 0 | 0 | 13.41 | 0
27.07. | 14 | 261.3218 |  | 248.1817 | 0 | 0 | 13.14 | 0
27.07. | 15 | 261.3218 |  | 248.1817 | 0 | 0 | 13.14 | 0
27.07. | 16 | 261.3218 |  | 248.1817 | 0 | 0 | 13.14 | 0
27.07. | 17 | 257.742 |  | 244.782 | 0 | 0 | 12.96 | 0
27.07. | 18 | 252.969 |  | 240.249 | 0 | 0 | 12.72 | 0
27.07. | 19 | 248.196 |  | 235.716 | 0 | 0 | 12.48 | 0
27.07. | 20 | 224.9276 |  | 213.6176 | 0 | 0 | 11.31 | 0
27.07. | 21 | 208.2221 |  | 197.7521 | 0 | 0 | 10.47 | 0
27.07. | 22 | 199.8694 |  | 189.8194 | 0 | 0 | 10.05 | 0
27.07. | 23 | 195.693 |  | 185.853 | 0 | 0 | 9.84 | 0
27.07. | 24 | 181.9706 |  | 172.8206 | 0 | 0 | 9.15 | 0
28.07. | 1 | 182.5673 |  | 173.3872 | 0 | 0 | 9.18 | 0
28.07. | 2 | 177.7943 |  | 168.8543 | 0 | 0 | 8.94 | 0
28.07. | 3 | 176.0044 |  | 167.1544 | 0 | 0 | 8.85 | 0
28.07. | 4 | 174.8111 |  | 166.0211 | 0 | 0 | 8.79 | 0
28.07. | 5 | 174.2145 |  | 165.4545 | 0 | 0 | 8.76 | 0
28.07. | 6 | 180.1807 |  | 171.1207 | 0 | 0 | 9.06 | 0
28.07. | 7 | 217.7681 |  | 206.8181 | 0 | 0 | 10.95 | 0
28.07. | 8 | 237.4567 |  | 225.5168 | 0 | 0 | 11.94 | 0
28.07. | 9 | 245.2129 |  | 232.8829 | 0 | 0 | 12.33 | 0
28.07. | 10 | 251.7757 |  | 239.1157 | 0 | 0 | 12.66 | 0
28.07. | 11 | 252.969 |  | 240.249 | 0 | 0 | 12.72 | 0
28.07. | 12 | 252.969 |  | 240.249 | 0 | 0 | 12.72 | 0
28.07. | 13 | 251.7757 |  | 239.1157 | 0 | 0 | 12.66 | 0
28.07. | 14 | 246.4061 |  | 234.0161 | 0 | 0 | 12.39 | 0
28.07. | 15 | 244.0196 |  | 231.7496 | 0 | 0 | 12.27 | 0
28.07. | 16 | 242.2297 |  | 230.0497 | 0 | 0 | 12.18 | 0
28.07. | 17 | 235.6669 |  | 223.8169 | 0 | 0 | 11.85 | 0
28.07. | 18 | 228.5074 |  | 217.0174 | 0 | 0 | 11.49 | 0
28.07. | 19 | 225.5242 |  | 214.1842 | 0 | 0 | 11.34 | 0
28.07. | 20 | 205.239 |  | 194.919 | 0 | 0 | 10.32 | 0
28.07. | 21 | 195.693 |  | 185.853 | 0 | 0 | 9.84 | 0
28.07. | 22 | 198.0795 |  | 188.1195 | 0 | 0 | 9.96 | 0
28.07. | 23 | 199.2728 |  | 189.2527 | 0 | 0 | 10.02 | 0
28.07. | 24 | 182.5673 |  | 173.3872 | 0 | 0 | 9.18 | 0
29.07. | 1 | 180.7774 |  | 171.6874 | 0 | 0 | 9.09 | 0
29.07. | 2 | 175.4077 |  | 166.5877 | 0 | 0 | 8.82 | 0
29.07. | 3 | 173.6179 |  | 164.8879 | 0 | 0 | 8.73 | 0
29.07. | 4 | 173.0213 |  | 164.3212 | 0 | 0 | 8.7 | 0
29.07. | 5 | 171.828 |  | 163.188 | 0 | 0 | 8.64 | 0
29.07. | 6 | 177.7943 |  | 168.8543 | 0 | 0 | 8.94 | 0
29.07. | 7 | 215.3816 |  | 204.5516 | 0 | 0 | 10.83 | 0
29.07. | 8 | 234.4736 |  | 222.6836 | 0 | 0 | 11.79 | 0
29.07. | 9 | 242.2297 |  | 230.0497 | 0 | 0 | 12.18 | 0
29.07. | 10 | 248.7926 |  | 236.2826 | 0 | 0 | 12.51 | 0
29.07. | 11 | 249.9859 |  | 237.4159 | 0 | 0 | 12.57 | 0
29.07. | 12 | 249.9859 |  | 237.4159 | 0 | 0 | 12.57 | 0
29.07. | 13 | 248.7926 |  | 236.2826 | 0 | 0 | 12.51 | 0
29.07. | 14 | 243.423 |  | 231.183 | 0 | 0 | 12.24 | 0
29.07. | 15 | 240.4399 |  | 228.3499 | 0 | 0 | 12.09 | 0
29.07. | 16 | 239.2466 |  | 227.2166 | 0 | 0 | 12.03 | 0
29.07. | 17 | 232.6838 |  | 220.9837 | 0 | 0 | 11.7 | 0
29.07. | 18 | 225.5242 |  | 214.1842 | 0 | 0 | 11.34 | 0
29.07. | 19 | 222.5411 |  | 211.3511 | 0 | 0 | 11.19 | 0
29.07. | 20 | 202.8525 |  | 192.6525 | 0 | 0 | 10.2 | 0
29.07. | 21 | 193.3065 |  | 183.5865 | 0 | 0 | 9.72 | 0
29.07. | 22 | 195.693 |  | 185.853 | 0 | 0 | 9.84 | 0
29.07. | 23 | 196.8862 |  | 186.9863 | 0 | 0 | 9.9 | 0
29.07. | 24 | 180.1807 |  | 171.1207 | 0 | 0 | 9.06 | 0
30.07. | 1 | 179.5841 |  | 170.5541 | 0 | 0 | 9.03 | 0
30.07. | 2 | 177.7943 |  | 168.8543 | 0 | 0 | 8.94 | 0
30.07. | 3 | 174.2145 |  | 165.4545 | 0 | 0 | 8.76 | 0
30.07. | 4 | 173.6179 |  | 164.8879 | 0 | 0 | 8.73 | 0
30.07. | 5 | 180.7774 |  | 171.6874 | 0 | 0 | 9.09 | 0
30.07. | 6 | 192.7099 |  | 183.0199 | 0 | 0 | 9.69 | 0
30.07. | 7 | 238.65 |  | 226.65 | 0 | 0 | 12 | 0
30.07. | 8 | 268.4812 |  | 254.9812 | 0 | 0 | 13.5 | 0
30.07. | 9 | 278.0272 |  | 264.0473 | 0 | 0 | 13.98 | 0
30.07. | 10 | 275.6408 |  | 261.7808 | 0 | 0 | 13.86 | 0
30.07. | 11 | 272.6576 |  | 258.9476 | 0 | 0 | 13.71 | 0
30.07. | 12 | 271.4644 |  | 257.8144 | 0 | 0 | 13.65 | 0
30.07. | 13 | 264.9015 |  | 251.5815 | 0 | 0 | 13.32 | 0
30.07. | 14 | 259.5319 |  | 246.4819 | 0 | 0 | 13.05 | 0
30.07. | 15 | 259.5319 |  | 246.4819 | 0 | 0 | 13.05 | 0
30.07. | 16 | 259.5319 |  | 246.4819 | 0 | 0 | 13.05 | 0
30.07. | 17 | 255.9521 |  | 243.0821 | 0 | 0 | 12.87 | 0
30.07. | 18 | 251.1791 |  | 238.5491 | 0 | 0 | 12.63 | 0
30.07. | 19 | 247.0027 |  | 234.5828 | 0 | 0 | 12.42 | 0
30.07. | 20 | 223.7344 |  | 212.4844 | 0 | 0 | 11.25 | 0
30.07. | 21 | 207.0289 |  | 196.6189 | 0 | 0 | 10.41 | 0
30.07. | 22 | 198.6761 |  | 188.6861 | 0 | 0 | 9.99 | 0
30.07. | 23 | 194.4998 |  | 184.7198 | 0 | 0 | 9.78 | 0
30.07. | 24 | 180.7774 |  | 171.6874 | 0 | 0 | 9.09 | 0
31.07. | 1 | 180.7774 |  | 171.6874 | 0 | 0 | 9.09 | 0
31.07. | 2 | 179.5841 |  | 170.5541 | 0 | 0 | 9.03 | 0
31.07. | 3 | 176.0044 |  | 167.1544 | 0 | 0 | 8.85 | 0
31.07. | 4 | 175.4077 |  | 166.5877 | 0 | 0 | 8.82 | 0
31.07. | 5 | 182.5673 |  | 173.3872 | 0 | 0 | 9.18 | 0
31.07. | 6 | 194.4998 |  | 184.7198 | 0 | 0 | 9.78 | 0
31.07. | 7 | 240.4399 |  | 228.3499 | 0 | 0 | 12.09 | 0
31.07. | 8 | 270.8678 |  | 257.2477 | 0 | 0 | 13.62 | 0
31.07. | 9 | 280.4138 |  | 266.3138 | 0 | 0 | 14.1 | 0
31.07. | 10 | 278.0272 |  | 264.0473 | 0 | 0 | 13.98 | 0
31.07. | 11 | 275.0441 |  | 261.2141 | 0 | 0 | 13.83 | 0
31.07. | 12 | 273.8509 |  | 260.0809 | 0 | 0 | 13.77 | 0
31.07. | 13 | 267.288 |  | 253.848 | 0 | 0 | 13.44 | 0
31.07. | 14 | 262.515 |  | 249.315 | 0 | 0 | 13.2 | 0
31.07. | 15 | 261.9184 |  | 248.7484 | 0 | 0 | 13.17 | 0
31.07. | 16 | 262.515 |  | 249.315 | 0 | 0 | 13.2 | 0
31.07. | 17 | 258.3386 |  | 245.3486 | 0 | 0 | 12.99 | 0
31.07. | 18 | 253.5656 |  | 240.8156 | 0 | 0 | 12.75 | 0
31.07. | 19 | 249.3893 |  | 236.8493 | 0 | 0 | 12.54 | 0
31.07. | 20 | 225.5242 |  | 214.1842 | 0 | 0 | 11.34 | 0
31.07. | 21 | 208.8187 |  | 198.3187 | 0 | 0 | 10.5 | 0
31.07. | 22 | 200.466 |  | 190.386 | 0 | 0 | 10.08 | 0
31.07. | 23 | 196.2896 |  | 186.4196 | 0 | 0 | 9.87 | 0
31.07. | 24 | 182.5673 |  | 173.3872 | 0 | 0 | 9.18 | 0
01.08. | 1 | 184.9538 |  | 175.6538 | 0 | 0 | 9.3 | 0
01.08. | 2 | 181.374 |  | 172.254 | 0 | 0 | 9.12 | 0
01.08. | 3 | 180.1807 |  | 171.1207 | 0 | 0 | 9.06 | 0
01.08. | 4 | 183.1639 |  | 173.9539 | 0 | 0 | 9.21 | 0
01.08. | 5 | 186.147 |  | 176.787 | 0 | 0 | 9.36 | 0
01.08. | 6 | 203.4491 |  | 193.2191 | 0 | 0 | 10.23 | 0
01.08. | 7 | 255.9521 |  | 243.0821 | 0 | 0 | 12.87 | 0
01.08. | 8 | 286.9766 |  | 272.5466 | 0 | 0 | 14.43 | 0
01.08. | 9 | 294.1361 |  | 279.3461 | 0 | 0 | 14.79 | 0
01.08. | 10 | 292.3462 |  | 277.6463 | 0 | 0 | 14.7 | 0
01.08. | 11 | 288.7665 |  | 274.2465 | 0 | 0 | 14.52 | 0
01.08. | 12 | 288.7665 |  | 274.2465 | 0 | 0 | 14.52 | 0
01.08. | 13 | 286.9766 |  | 272.5466 | 0 | 0 | 14.43 | 0
01.08. | 14 | 279.8171 |  | 265.7471 | 0 | 0 | 14.07 | 0
01.08. | 15 | 275.6408 |  | 261.7808 | 0 | 0 | 13.86 | 0
01.08. | 16 | 279.8171 |  | 265.7471 | 0 | 0 | 14.07 | 0
01.08. | 17 | 275.0441 |  | 261.2141 | 0 | 0 | 13.83 | 0
01.08. | 18 | 269.0779 |  | 255.5479 | 0 | 0 | 13.53 | 0
01.08. | 19 | 262.515 |  | 249.315 | 0 | 0 | 13.2 | 0
01.08. | 20 | 243.423 |  | 231.183 | 0 | 0 | 12.24 | 0
01.08. | 21 | 227.3141 |  | 215.8841 | 0 | 0 | 11.43 | 0
01.08. | 22 | 210.6086 |  | 200.0186 | 0 | 0 | 10.59 | 0
01.08. | 23 | 201.6592 |  | 191.5192 | 0 | 0 | 10.14 | 0
01.08. | 24 | 190.92 |  | 181.32 | 0 | 0 | 9.6 | 0
02.08. | 1 | 184.3571 |  | 175.0871 | 0 | 0 | 9.27 | 0
02.08. | 2 | 180.7774 |  | 171.6874 | 0 | 0 | 9.09 | 0
02.08. | 3 | 179.5841 |  | 170.5541 | 0 | 0 | 9.03 | 0
02.08. | 4 | 182.5673 |  | 173.3872 | 0 | 0 | 9.18 | 0
02.08. | 5 | 184.9538 |  | 175.6538 | 0 | 0 | 9.3 | 0
02.08. | 6 | 202.8525 |  | 192.6525 | 0 | 0 | 10.2 | 0
02.08. | 7 | 254.7589 |  | 241.9489 | 0 | 0 | 12.81 | 0
02.08. | 8 | 285.7834 |  | 271.4134 | 0 | 0 | 14.37 | 0
02.08. | 9 | 292.9429 |  | 278.2129 | 0 | 0 | 14.73 | 0
02.08. | 10 | 290.5564 |  | 275.9464 | 0 | 0 | 14.61 | 0
02.08. | 11 | 286.9766 |  | 272.5466 | 0 | 0 | 14.43 | 0
02.08. | 12 | 287.5732 |  | 273.1132 | 0 | 0 | 14.46 | 0
02.08. | 13 | 285.7834 |  | 271.4134 | 0 | 0 | 14.37 | 0
02.08. | 14 | 278.6239 |  | 264.6139 | 0 | 0 | 14.01 | 0
02.08. | 15 | 274.4475 |  | 260.6475 | 0 | 0 | 13.8 | 0
02.08. | 16 | 278.6239 |  | 264.6139 | 0 | 0 | 14.01 | 0
02.08. | 17 | 273.8509 |  | 260.0809 | 0 | 0 | 13.77 | 0
02.08. | 18 | 267.8846 |  | 254.4146 | 0 | 0 | 13.47 | 0
02.08. | 19 | 261.3218 |  | 248.1817 | 0 | 0 | 13.14 | 0
02.08. | 20 | 242.2297 |  | 230.0497 | 0 | 0 | 12.18 | 0
02.08. | 21 | 226.1209 |  | 214.7509 | 0 | 0 | 11.37 | 0
02.08. | 22 | 209.4154 |  | 198.8854 | 0 | 0 | 10.53 | 0
02.08. | 23 | 200.466 |  | 190.386 | 0 | 0 | 10.08 | 0
02.08. | 24 | 189.7268 |  | 180.1867 | 0 | 0 | 9.54 | 0
03.08. | 1 | 184.3571 |  | 175.0871 | 0 | 0 | 9.27 | 0
03.08. | 2 | 180.7774 |  | 171.6874 | 0 | 0 | 9.09 | 0
03.08. | 3 | 179.5841 |  | 170.5541 | 0 | 0 | 9.03 | 0
03.08. | 4 | 182.5673 |  | 173.3872 | 0 | 0 | 9.18 | 0
03.08. | 5 | 184.9538 |  | 175.6538 | 0 | 0 | 9.3 | 0
03.08. | 6 | 202.8525 |  | 192.6525 | 0 | 0 | 10.2 | 0
03.08. | 7 | 254.7589 |  | 241.9489 | 0 | 0 | 12.81 | 0
03.08. | 8 | 285.7834 |  | 271.4134 | 0 | 0 | 14.37 | 0
03.08. | 9 | 292.9429 |  | 278.2129 | 0 | 0 | 14.73 | 0
03.08. | 10 | 291.153 |  | 276.513 | 0 | 0 | 14.64 | 0
03.08. | 11 | 287.5732 |  | 273.1132 | 0 | 0 | 14.46 | 0
03.08. | 12 | 287.5732 |  | 273.1132 | 0 | 0 | 14.46 | 0
03.08. | 13 | 285.7834 |  | 271.4134 | 0 | 0 | 14.37 | 0
03.08. | 14 | 278.6239 |  | 264.6139 | 0 | 0 | 14.01 | 0
03.08. | 15 | 274.4475 |  | 260.6475 | 0 | 0 | 13.8 | 0
03.08. | 16 | 278.6239 |  | 264.6139 | 0 | 0 | 14.01 | 0
03.08. | 17 | 273.8509 |  | 260.0809 | 0 | 0 | 13.77 | 0
03.08. | 18 | 267.8846 |  | 254.4146 | 0 | 0 | 13.47 | 0
03.08. | 19 | 261.3218 |  | 248.1817 | 0 | 0 | 13.14 | 0
03.08. | 20 | 242.2297 |  | 230.0497 | 0 | 0 | 12.18 | 0
03.08. | 21 | 226.1209 |  | 214.7509 | 0 | 0 | 11.37 | 0
03.08. | 22 | 209.4154 |  | 198.8854 | 0 | 0 | 10.53 | 0
03.08. | 23 | 200.466 |  | 190.386 | 0 | 0 | 10.08 | 0
03.08. | 24 | 189.7268 |  | 180.1867 | 0 | 0 | 9.54 | 0
04.08. | 1 | 180.1807 |  | 171.1207 | 0 | 0 | 9.06 | 0
04.08. | 2 | 178.3909 |  | 169.4209 | 0 | 0 | 8.97 | 0
04.08. | 3 | 178.9875 |  | 169.9875 | 0 | 0 | 9 | 0
04.08. | 4 | 182.5673 |  | 173.3872 | 0 | 0 | 9.18 | 0
04.08. | 5 | 184.9538 |  | 175.6538 | 0 | 0 | 9.3 | 0
04.08. | 6 | 192.1132 |  | 182.4532 | 0 | 0 | 9.66 | 0
04.08. | 7 | 223.1378 |  | 211.9178 | 0 | 0 | 11.22 | 0
04.08. | 8 | 260.7251 |  | 247.6151 | 0 | 0 | 13.11 | 0
04.08. | 9 | 277.4306 |  | 263.4806 | 0 | 0 | 13.95 | 0
04.08. | 10 | 281.607 |  | 267.447 | 0 | 0 | 14.16 | 0
04.08. | 11 | 278.6239 |  | 264.6139 | 0 | 0 | 14.01 | 0
04.08. | 12 | 273.2543 |  | 259.5143 | 0 | 0 | 13.74 | 0
04.08. | 13 | 270.2711 |  | 256.6811 | 0 | 0 | 13.59 | 0
04.08. | 14 | 266.6914 |  | 253.2814 | 0 | 0 | 13.41 | 0
04.08. | 15 | 264.9015 |  | 251.5815 | 0 | 0 | 13.32 | 0
04.08. | 16 | 261.3218 |  | 248.1817 | 0 | 0 | 13.14 | 0
04.08. | 17 | 248.196 |  | 235.716 | 0 | 0 | 12.48 | 0
04.08. | 18 | 238.0534 |  | 226.0834 | 0 | 0 | 11.97 | 0
04.08. | 19 | 229.7006 |  | 218.1506 | 0 | 0 | 11.55 | 0
04.08. | 20 | 217.1715 |  | 206.2515 | 0 | 0 | 10.92 | 0
04.08. | 21 | 207.6255 |  | 197.1855 | 0 | 0 | 10.44 | 0
04.08. | 22 | 207.0289 |  | 196.6189 | 0 | 0 | 10.41 | 0
04.08. | 23 | 200.466 |  | 190.386 | 0 | 0 | 10.08 | 0
04.08. | 24 | 184.9538 |  | 175.6538 | 0 | 0 | 9.3 | 0
05.08. | 1 | 180.1807 |  | 171.1207 | 0 | 0 | 9.06 | 0
05.08. | 2 | 177.7943 |  | 168.8543 | 0 | 0 | 8.94 | 0
05.08. | 3 | 178.3909 |  | 169.4209 | 0 | 0 | 8.97 | 0
05.08. | 4 | 181.9706 |  | 172.8206 | 0 | 0 | 9.15 | 0
05.08. | 5 | 184.3571 |  | 175.0871 | 0 | 0 | 9.27 | 0
05.08. | 6 | 192.1132 |  | 182.4532 | 0 | 0 | 9.66 | 0
05.08. | 7 | 222.5411 |  | 211.3511 | 0 | 0 | 11.19 | 0
05.08. | 8 | 260.1285 |  | 247.0485 | 0 | 0 | 13.08 | 0
05.08. | 9 | 277.4306 |  | 263.4806 | 0 | 0 | 13.95 | 0
05.08. | 10 | 281.0104 |  | 266.8804 | 0 | 0 | 14.13 | 0
05.08. | 11 | 278.0272 |  | 264.0473 | 0 | 0 | 13.98 | 0
05.08. | 12 | 272.6576 |  | 258.9476 | 0 | 0 | 13.71 | 0
05.08. | 13 | 269.6745 |  | 256.1145 | 0 | 0 | 13.56 | 0
05.08. | 14 | 266.0947 |  | 252.7148 | 0 | 0 | 13.38 | 0
05.08. | 15 | 264.3049 |  | 251.0149 | 0 | 0 | 13.29 | 0
05.08. | 16 | 260.7251 |  | 247.6151 | 0 | 0 | 13.11 | 0
05.08. | 17 | 248.196 |  | 235.716 | 0 | 0 | 12.48 | 0
05.08. | 18 | 237.4567 |  | 225.5168 | 0 | 0 | 11.94 | 0
05.08. | 19 | 229.104 |  | 217.584 | 0 | 0 | 11.52 | 0
05.08. | 20 | 216.5749 |  | 205.6849 | 0 | 0 | 10.89 | 0
05.08. | 21 | 207.6255 |  | 197.1855 | 0 | 0 | 10.44 | 0
05.08. | 22 | 206.4323 |  | 196.0522 | 0 | 0 | 10.38 | 0
05.08. | 23 | 200.466 |  | 190.386 | 0 | 0 | 10.08 | 0
05.08. | 24 | 184.9538 |  | 175.6538 | 0 | 0 | 9.3 | 0
06.08. | 1 | 183.7605 |  | 174.5205 | 0 | 0 | 9.24 | 0
06.08. | 2 | 179.5841 |  | 170.5541 | 0 | 0 | 9.03 | 0
06.08. | 3 | 178.3909 |  | 169.4209 | 0 | 0 | 8.97 | 0
06.08. | 4 | 181.374 |  | 172.254 | 0 | 0 | 9.12 | 0
06.08. | 5 | 184.3571 |  | 175.0871 | 0 | 0 | 9.27 | 0
06.08. | 6 | 201.6592 |  | 191.5192 | 0 | 0 | 10.14 | 0
06.08. | 7 | 253.5656 |  | 240.8156 | 0 | 0 | 12.75 | 0
06.08. | 8 | 284.5901 |  | 270.2801 | 0 | 0 | 14.31 | 0
06.08. | 9 | 291.7496 |  | 277.0796 | 0 | 0 | 14.67 | 0
06.08. | 10 | 289.3631 |  | 274.8131 | 0 | 0 | 14.55 | 0
06.08. | 11 | 285.7834 |  | 271.4134 | 0 | 0 | 14.37 | 0
06.08. | 12 | 286.38 |  | 271.98 | 0 | 0 | 14.4 | 0
06.08. | 13 | 283.9935 |  | 269.7135 | 0 | 0 | 14.28 | 0
06.08. | 14 | 277.4306 |  | 263.4806 | 0 | 0 | 13.95 | 0
06.08. | 15 | 273.2543 |  | 259.5143 | 0 | 0 | 13.74 | 0
06.08. | 16 | 277.4306 |  | 263.4806 | 0 | 0 | 13.95 | 0
06.08. | 17 | 272.6576 |  | 258.9476 | 0 | 0 | 13.71 | 0
06.08. | 18 | 266.0947 |  | 252.7148 | 0 | 0 | 13.38 | 0
06.08. | 19 | 260.1285 |  | 247.0485 | 0 | 0 | 13.08 | 0
06.08. | 20 | 241.0365 |  | 228.9165 | 0 | 0 | 12.12 | 0
06.08. | 21 | 225.5242 |  | 214.1842 | 0 | 0 | 11.34 | 0
06.08. | 22 | 208.8187 |  | 198.3187 | 0 | 0 | 10.5 | 0
06.08. | 23 | 199.8694 |  | 189.8194 | 0 | 0 | 10.05 | 0
06.08. | 24 | 189.1301 |  | 179.6201 | 0 | 0 | 9.51 | 0
07.08. | 1 | 186.7436 |  | 177.3536 | 0 | 0 | 9.39 | 0
07.08. | 2 | 182.5673 |  | 173.3872 | 0 | 0 | 9.18 | 0
07.08. | 3 | 181.374 |  | 172.254 | 0 | 0 | 9.12 | 0
07.08. | 4 | 184.3571 |  | 175.0871 | 0 | 0 | 9.27 | 0
07.08. | 5 | 187.3402 |  | 177.9203 | 0 | 0 | 9.42 | 0
07.08. | 6 | 205.239 |  | 194.919 | 0 | 0 | 10.32 | 0
07.08. | 7 | 257.742 |  | 244.782 | 0 | 0 | 12.96 | 0
07.08. | 8 | 288.7665 |  | 274.2465 | 0 | 0 | 14.52 | 0
07.08. | 9 | 296.5226 |  | 281.6126 | 0 | 0 | 14.91 | 0
07.08. | 10 | 294.1361 |  | 279.3461 | 0 | 0 | 14.79 | 0
07.08. | 11 | 290.5564 |  | 275.9464 | 0 | 0 | 14.61 | 0
07.08. | 12 | 291.153 |  | 276.513 | 0 | 0 | 14.64 | 0
07.08. | 13 | 288.7665 |  | 274.2465 | 0 | 0 | 14.52 | 0
07.08. | 14 | 282.2036 |  | 268.0136 | 0 | 0 | 14.19 | 0
07.08. | 15 | 277.4306 |  | 263.4806 | 0 | 0 | 13.95 | 0
07.08. | 16 | 282.2036 |  | 268.0136 | 0 | 0 | 14.19 | 0
07.08. | 17 | 276.834 |  | 262.914 | 0 | 0 | 13.92 | 0
07.08. | 18 | 270.8678 |  | 257.2477 | 0 | 0 | 13.62 | 0
07.08. | 19 | 264.3049 |  | 251.0149 | 0 | 0 | 13.29 | 0
07.08. | 20 | 245.2129 |  | 232.8829 | 0 | 0 | 12.33 | 0
07.08. | 21 | 229.104 |  | 217.584 | 0 | 0 | 11.52 | 0
07.08. | 22 | 211.8019 |  | 201.1519 | 0 | 0 | 10.65 | 0
07.08. | 23 | 202.8525 |  | 192.6525 | 0 | 0 | 10.2 | 0
07.08. | 24 | 192.1132 |  | 182.4532 | 0 | 0 | 9.66 | 0
08.08. | 1 | 187.9369 |  | 178.4869 | 0 | 0 | 9.45 | 0
08.08. | 2 | 183.7605 |  | 174.5205 | 0 | 0 | 9.24 | 0
08.08. | 3 | 182.5673 |  | 173.3872 | 0 | 0 | 9.18 | 0
08.08. | 4 | 185.5504 |  | 176.2204 | 0 | 0 | 9.33 | 0
08.08. | 5 | 188.5335 |  | 179.0535 | 0 | 0 | 9.48 | 0
08.08. | 6 | 206.4323 |  | 196.0522 | 0 | 0 | 10.38 | 0
08.08. | 7 | 259.5319 |  | 246.4819 | 0 | 0 | 13.05 | 0
08.08. | 8 | 291.153 |  | 276.513 | 0 | 0 | 14.64 | 0
08.08. | 9 | 298.3125 |  | 283.3125 | 0 | 0 | 15 | 0
08.08. | 10 | 296.5226 |  | 281.6126 | 0 | 0 | 14.91 | 0
08.08. | 11 | 292.3462 |  | 277.6463 | 0 | 0 | 14.7 | 0
08.08. | 12 | 292.9429 |  | 278.2129 | 0 | 0 | 14.73 | 0
08.08. | 13 | 291.153 |  | 276.513 | 0 | 0 | 14.64 | 0
08.08. | 14 | 283.9935 |  | 269.7135 | 0 | 0 | 14.28 | 0
08.08. | 15 | 279.8171 |  | 265.7471 | 0 | 0 | 14.07 | 0
08.08. | 16 | 283.9935 |  | 269.7135 | 0 | 0 | 14.28 | 0
08.08. | 17 | 278.6239 |  | 264.6139 | 0 | 0 | 14.01 | 0
08.08. | 18 | 272.6576 |  | 258.9476 | 0 | 0 | 13.71 | 0
08.08. | 19 | 266.0947 |  | 252.7148 | 0 | 0 | 13.38 | 0
08.08. | 20 | 247.0027 |  | 234.5828 | 0 | 0 | 12.42 | 0
08.08. | 21 | 230.2972 |  | 218.7173 | 0 | 0 | 11.58 | 0
08.08. | 22 | 213.5917 |  | 202.8518 | 0 | 0 | 10.74 | 0
08.08. | 23 | 204.0457 |  | 193.7858 | 0 | 0 | 10.26 | 0
08.08. | 24 | 193.3065 |  | 183.5865 | 0 | 0 | 9.72 | 0
09.08. | 1 | 186.147 |  | 176.787 | 0 | 0 | 9.36 | 0
09.08. | 2 | 182.5673 |  | 173.3872 | 0 | 0 | 9.18 | 0
09.08. | 3 | 181.374 |  | 172.254 | 0 | 0 | 9.12 | 0
09.08. | 4 | 184.3571 |  | 175.0871 | 0 | 0 | 9.27 | 0
09.08. | 5 | 186.7436 |  | 177.3536 | 0 | 0 | 9.39 | 0
09.08. | 6 | 204.6424 |  | 194.3524 | 0 | 0 | 10.29 | 0
09.08. | 7 | 257.742 |  | 244.782 | 0 | 0 | 12.96 | 0
09.08. | 8 | 288.7665 |  | 274.2465 | 0 | 0 | 14.52 | 0
09.08. | 9 | 295.926 |  | 281.046 | 0 | 0 | 14.88 | 0
09.08. | 10 | 293.5395 |  | 278.7795 | 0 | 0 | 14.76 | 0
09.08. | 11 | 289.9597 |  | 275.3798 | 0 | 0 | 14.58 | 0
09.08. | 12 | 290.5564 |  | 275.9464 | 0 | 0 | 14.61 | 0
09.08. | 13 | 288.7665 |  | 274.2465 | 0 | 0 | 14.52 | 0
09.08. | 14 | 281.607 |  | 267.447 | 0 | 0 | 14.16 | 0
09.08. | 15 | 277.4306 |  | 263.4806 | 0 | 0 | 13.95 | 0
09.08. | 16 | 281.607 |  | 267.447 | 0 | 0 | 14.16 | 0
09.08. | 17 | 276.2374 |  | 262.3474 | 0 | 0 | 13.89 | 0
09.08. | 18 | 270.2711 |  | 256.6811 | 0 | 0 | 13.59 | 0
09.08. | 19 | 264.3049 |  | 251.0149 | 0 | 0 | 13.29 | 0
09.08. | 20 | 244.6163 |  | 232.3162 | 0 | 0 | 12.3 | 0
09.08. | 21 | 228.5074 |  | 217.0174 | 0 | 0 | 11.49 | 0
09.08. | 22 | 211.8019 |  | 201.1519 | 0 | 0 | 10.65 | 0
09.08. | 23 | 202.8525 |  | 192.6525 | 0 | 0 | 10.2 | 0
09.08. | 24 | 192.1132 |  | 182.4532 | 0 | 0 | 9.66 | 0
10.08. | 1 | 186.7436 |  | 177.3536 | 0 | 0 | 9.39 | 0
10.08. | 2 | 183.1639 |  | 173.9539 | 0 | 0 | 9.21 | 0
10.08. | 3 | 181.9706 |  | 172.8206 | 0 | 0 | 9.15 | 0
10.08. | 4 | 184.9538 |  | 175.6538 | 0 | 0 | 9.3 | 0
10.08. | 5 | 187.9369 |  | 178.4869 | 0 | 0 | 9.45 | 0
10.08. | 6 | 205.239 |  | 194.919 | 0 | 0 | 10.32 | 0
10.08. | 7 | 258.3386 |  | 245.3486 | 0 | 0 | 12.99 | 0
10.08. | 8 | 289.9597 |  | 275.3798 | 0 | 0 | 14.58 | 0
10.08. | 9 | 297.1193 |  | 282.1793 | 0 | 0 | 14.94 | 0
10.08. | 10 | 294.7328 |  | 279.9128 | 0 | 0 | 14.82 | 0
10.08. | 11 | 291.153 |  | 276.513 | 0 | 0 | 14.64 | 0
10.08. | 12 | 291.7496 |  | 277.0796 | 0 | 0 | 14.67 | 0
10.08. | 13 | 289.9597 |  | 275.3798 | 0 | 0 | 14.58 | 0
10.08. | 14 | 282.8003 |  | 268.5802 | 0 | 0 | 14.22 | 0
10.08. | 15 | 278.6239 |  | 264.6139 | 0 | 0 | 14.01 | 0
10.08. | 16 | 282.8003 |  | 268.5802 | 0 | 0 | 14.22 | 0
10.08. | 17 | 277.4306 |  | 263.4806 | 0 | 0 | 13.95 | 0
10.08. | 18 | 271.4644 |  | 257.8144 | 0 | 0 | 13.65 | 0
10.08. | 19 | 264.9015 |  | 251.5815 | 0 | 0 | 13.32 | 0
10.08. | 20 | 245.8095 |  | 233.4495 | 0 | 0 | 12.36 | 0
10.08. | 21 | 229.7006 |  | 218.1506 | 0 | 0 | 11.55 | 0
10.08. | 22 | 212.3985 |  | 201.7185 | 0 | 0 | 10.68 | 0
10.08. | 23 | 203.4491 |  | 193.2191 | 0 | 0 | 10.23 | 0
10.08. | 24 | 192.7099 |  | 183.0199 | 0 | 0 | 9.69 | 0
11.08. | 1 | 182.5673 |  | 173.3872 | 0 | 0 | 9.18 | 0
11.08. | 2 | 180.1807 |  | 171.1207 | 0 | 0 | 9.06 | 0
11.08. | 3 | 181.374 |  | 172.254 | 0 | 0 | 9.12 | 0
11.08. | 4 | 184.3571 |  | 175.0871 | 0 | 0 | 9.27 | 0
11.08. | 5 | 186.7436 |  | 177.3536 | 0 | 0 | 9.39 | 0
11.08. | 6 | 194.4998 |  | 184.7198 | 0 | 0 | 9.78 | 0
11.08. | 7 | 225.5242 |  | 214.1842 | 0 | 0 | 11.34 | 0
11.08. | 8 | 263.7083 |  | 250.4483 | 0 | 0 | 13.26 | 0
11.08. | 9 | 281.0104 |  | 266.8804 | 0 | 0 | 14.13 | 0
11.08. | 10 | 284.5901 |  | 270.2801 | 0 | 0 | 14.31 | 0
11.08. | 11 | 281.607 |  | 267.447 | 0 | 0 | 14.16 | 0
11.08. | 12 | 276.2374 |  | 262.3474 | 0 | 0 | 13.89 | 0
11.08. | 13 | 273.2543 |  | 259.5143 | 0 | 0 | 13.74 | 0
11.08. | 14 | 269.6745 |  | 256.1145 | 0 | 0 | 13.56 | 0
11.08. | 15 | 267.8846 |  | 254.4146 | 0 | 0 | 13.47 | 0
11.08. | 16 | 264.3049 |  | 251.0149 | 0 | 0 | 13.29 | 0
11.08. | 17 | 251.1791 |  | 238.5491 | 0 | 0 | 12.63 | 0
11.08. | 18 | 240.4399 |  | 228.3499 | 0 | 0 | 12.09 | 0
11.08. | 19 | 232.0871 |  | 220.4171 | 0 | 0 | 11.67 | 0
11.08. | 20 | 219.558 |  | 208.518 | 0 | 0 | 11.04 | 0
11.08. | 21 | 210.012 |  | 199.452 | 0 | 0 | 10.56 | 0
11.08. | 22 | 209.4154 |  | 198.8854 | 0 | 0 | 10.53 | 0
11.08. | 23 | 202.8525 |  | 192.6525 | 0 | 0 | 10.2 | 0
11.08. | 24 | 187.3402 |  | 177.9203 | 0 | 0 | 9.42 | 0
12.08. | 1 | 178.9875 |  | 169.9875 | 0 | 0 | 9 | 0
12.08. | 2 | 177.1976 |  | 168.2876 | 0 | 0 | 8.91 | 0
12.08. | 3 | 177.7943 |  | 168.8543 | 0 | 0 | 8.94 | 0
12.08. | 4 | 181.374 |  | 172.254 | 0 | 0 | 9.12 | 0
12.08. | 5 | 183.1639 |  | 173.9539 | 0 | 0 | 9.21 | 0
12.08. | 6 | 190.92 |  | 181.32 | 0 | 0 | 9.6 | 0
12.08. | 7 | 221.3479 |  | 210.2179 | 0 | 0 | 11.13 | 0
12.08. | 8 | 258.9352 |  | 245.9152 | 0 | 0 | 13.02 | 0
12.08. | 9 | 275.6408 |  | 261.7808 | 0 | 0 | 13.86 | 0
12.08. | 10 | 279.8171 |  | 265.7471 | 0 | 0 | 14.07 | 0
12.08. | 11 | 276.834 |  | 262.914 | 0 | 0 | 13.92 | 0
12.08. | 12 | 270.8678 |  | 257.2477 | 0 | 0 | 13.62 | 0
12.08. | 13 | 268.4812 |  | 254.9812 | 0 | 0 | 13.5 | 0
12.08. | 14 | 264.9015 |  | 251.5815 | 0 | 0 | 13.32 | 0
12.08. | 15 | 263.1116 |  | 249.8816 | 0 | 0 | 13.23 | 0
12.08. | 16 | 259.5319 |  | 246.4819 | 0 | 0 | 13.05 | 0
12.08. | 17 | 246.4061 |  | 234.0161 | 0 | 0 | 12.39 | 0
12.08. | 18 | 236.2635 |  | 224.3835 | 0 | 0 | 11.88 | 0
12.08. | 19 | 227.9108 |  | 216.4507 | 0 | 0 | 11.46 | 0
12.08. | 20 | 215.3816 |  | 204.5516 | 0 | 0 | 10.83 | 0
12.08. | 21 | 206.4323 |  | 196.0522 | 0 | 0 | 10.38 | 0
12.08. | 22 | 205.8356 |  | 195.4856 | 0 | 0 | 10.35 | 0
12.08. | 23 | 199.2728 |  | 189.2527 | 0 | 0 | 10.02 | 0
12.08. | 24 | 183.7605 |  | 174.5205 | 0 | 0 | 9.24 | 0
13.08. | 1 | 189.7268 |  | 180.1867 | 0 | 0 | 9.54 | 0
13.08. | 2 | 185.5504 |  | 176.2204 | 0 | 0 | 9.33 | 0
13.08. | 3 | 184.3571 |  | 175.0871 | 0 | 0 | 9.27 | 0
13.08. | 4 | 187.3402 |  | 177.9203 | 0 | 0 | 9.42 | 0
13.08. | 5 | 190.3234 |  | 180.7534 | 0 | 0 | 9.57 | 0
13.08. | 6 | 208.2221 |  | 197.7521 | 0 | 0 | 10.47 | 0
13.08. | 7 | 261.9184 |  | 248.7484 | 0 | 0 | 13.17 | 0
13.08. | 8 | 294.1361 |  | 279.3461 | 0 | 0 | 14.79 | 0
13.08. | 9 | 301.2956 |  | 286.1456 | 0 | 0 | 15.15 | 0
13.08. | 10 | 298.9091 |  | 283.8791 | 0 | 0 | 15.03 | 0
13.08. | 11 | 295.3294 |  | 280.4794 | 0 | 0 | 14.85 | 0
13.08. | 12 | 295.926 |  | 281.046 | 0 | 0 | 14.88 | 0
13.08. | 13 | 293.5395 |  | 278.7795 | 0 | 0 | 14.76 | 0
13.08. | 14 | 286.9766 |  | 272.5466 | 0 | 0 | 14.43 | 0
13.08. | 15 | 282.2036 |  | 268.0136 | 0 | 0 | 14.19 | 0
13.08. | 16 | 286.9766 |  | 272.5466 | 0 | 0 | 14.43 | 0
13.08. | 17 | 281.607 |  | 267.447 | 0 | 0 | 14.16 | 0
13.08. | 18 | 275.0441 |  | 261.2141 | 0 | 0 | 13.83 | 0
13.08. | 19 | 269.0779 |  | 255.5479 | 0 | 0 | 13.53 | 0
13.08. | 20 | 249.3893 |  | 236.8493 | 0 | 0 | 12.54 | 0
13.08. | 21 | 232.6838 |  | 220.9837 | 0 | 0 | 11.7 | 0
13.08. | 22 | 215.3816 |  | 204.5516 | 0 | 0 | 10.83 | 0
13.08. | 23 | 206.4323 |  | 196.0522 | 0 | 0 | 10.38 | 0
13.08. | 24 | 195.693 |  | 185.853 | 0 | 0 | 9.84 | 0
14.08. | 1 | 189.1301 |  | 179.6201 | 0 | 0 | 9.51 | 0
14.08. | 2 | 184.9538 |  | 175.6538 | 0 | 0 | 9.3 | 0
14.08. | 3 | 183.7605 |  | 174.5205 | 0 | 0 | 9.24 | 0
14.08. | 4 | 186.7436 |  | 177.3536 | 0 | 0 | 9.39 | 0
14.08. | 5 | 189.7268 |  | 180.1867 | 0 | 0 | 9.54 | 0
14.08. | 6 | 207.6255 |  | 197.1855 | 0 | 0 | 10.44 | 0
14.08. | 7 | 261.3218 |  | 248.1817 | 0 | 0 | 13.14 | 0
14.08. | 8 | 292.9429 |  | 278.2129 | 0 | 0 | 14.73 | 0
14.08. | 9 | 300.1024 |  | 285.0124 | 0 | 0 | 15.09 | 0
14.08. | 10 | 297.7159 |  | 282.7459 | 0 | 0 | 14.97 | 0
14.08. | 11 | 294.1361 |  | 279.3461 | 0 | 0 | 14.79 | 0
14.08. | 12 | 294.7328 |  | 279.9128 | 0 | 0 | 14.82 | 0
14.08. | 13 | 292.9429 |  | 278.2129 | 0 | 0 | 14.73 | 0
14.08. | 14 | 285.7834 |  | 271.4134 | 0 | 0 | 14.37 | 0
14.08. | 15 | 281.0104 |  | 266.8804 | 0 | 0 | 14.13 | 0
14.08. | 16 | 285.7834 |  | 271.4134 | 0 | 0 | 14.37 | 0
14.08. | 17 | 280.4138 |  | 266.3138 | 0 | 0 | 14.1 | 0
14.08. | 18 | 274.4475 |  | 260.6475 | 0 | 0 | 13.8 | 0
14.08. | 19 | 267.8846 |  | 254.4146 | 0 | 0 | 13.47 | 0
14.08. | 20 | 248.196 |  | 235.716 | 0 | 0 | 12.48 | 0
14.08. | 21 | 232.0871 |  | 220.4171 | 0 | 0 | 11.67 | 0
14.08. | 22 | 214.785 |  | 203.985 | 0 | 0 | 10.8 | 0
14.08. | 23 | 205.239 |  | 194.919 | 0 | 0 | 10.32 | 0
14.08. | 24 | 194.4998 |  | 184.7198 | 0 | 0 | 9.78 | 0
15.08. | 1 | 181.9706 |  | 172.8206 | 0 | 0 | 9.15 | 0
15.08. | 2 | 179.5841 |  | 170.5541 | 0 | 0 | 9.03 | 0
15.08. | 3 | 180.1807 |  | 171.1207 | 0 | 0 | 9.06 | 0
15.08. | 4 | 183.7605 |  | 174.5205 | 0 | 0 | 9.24 | 0
15.08. | 5 | 186.147 |  | 176.787 | 0 | 0 | 9.36 | 0
15.08. | 6 | 193.9031 |  | 184.1531 | 0 | 0 | 9.75 | 0
15.08. | 7 | 224.9276 |  | 213.6176 | 0 | 0 | 11.31 | 0
15.08. | 8 | 262.515 |  | 249.315 | 0 | 0 | 13.2 | 0
15.08. | 9 | 279.8171 |  | 265.7471 | 0 | 0 | 14.07 | 0
15.08. | 10 | 283.9935 |  | 269.7135 | 0 | 0 | 14.28 | 0
15.08. | 11 | 281.0104 |  | 266.8804 | 0 | 0 | 14.13 | 0
15.08. | 12 | 275.0441 |  | 261.2141 | 0 | 0 | 13.83 | 0
15.08. | 13 | 272.6576 |  | 258.9476 | 0 | 0 | 13.71 | 0
15.08. | 14 | 268.4812 |  | 254.9812 | 0 | 0 | 13.5 | 0
15.08. | 15 | 266.6914 |  | 253.2814 | 0 | 0 | 13.41 | 0
15.08. | 16 | 263.1116 |  | 249.8816 | 0 | 0 | 13.23 | 0
15.08. | 17 | 250.5825 |  | 237.9825 | 0 | 0 | 12.6 | 0
15.08. | 18 | 239.8433 |  | 227.7833 | 0 | 0 | 12.06 | 0
15.08. | 19 | 231.4905 |  | 219.8505 | 0 | 0 | 11.64 | 0
15.08. | 20 | 218.9614 |  | 207.9514 | 0 | 0 | 11.01 | 0
15.08. | 21 | 209.4154 |  | 198.8854 | 0 | 0 | 10.53 | 0
15.08. | 22 | 208.8187 |  | 198.3187 | 0 | 0 | 10.5 | 0
15.08. | 23 | 202.2559 |  | 192.0859 | 0 | 0 | 10.17 | 0
15.08. | 24 | 186.7436 |  | 177.3536 | 0 | 0 | 9.39 | 0
16.08. | 1 | 189.1301 |  | 179.6201 | 0 | 0 | 9.51 | 0
16.08. | 2 | 184.9538 |  | 175.6538 | 0 | 0 | 9.3 | 0
16.08. | 3 | 183.7605 |  | 174.5205 | 0 | 0 | 9.24 | 0
16.08. | 4 | 186.7436 |  | 177.3536 | 0 | 0 | 9.39 | 0
16.08. | 5 | 189.7268 |  | 180.1867 | 0 | 0 | 9.54 | 0
16.08. | 6 | 207.6255 |  | 197.1855 | 0 | 0 | 10.44 | 0
16.08. | 7 | 261.3218 |  | 248.1817 | 0 | 0 | 13.14 | 0
16.08. | 8 | 292.9429 |  | 278.2129 | 0 | 0 | 14.73 | 0
16.08. | 9 | 300.1024 |  | 285.0124 | 0 | 0 | 15.09 | 0
16.08. | 10 | 297.7159 |  | 282.7459 | 0 | 0 | 14.97 | 0
16.08. | 11 | 294.1361 |  | 279.3461 | 0 | 0 | 14.79 | 0
16.08. | 12 | 294.7328 |  | 279.9128 | 0 | 0 | 14.82 | 0
16.08. | 13 | 292.3462 |  | 277.6463 | 0 | 0 | 14.7 | 0
16.08. | 14 | 285.7834 |  | 271.4134 | 0 | 0 | 14.37 | 0
16.08. | 15 | 281.0104 |  | 266.8804 | 0 | 0 | 14.13 | 0
16.08. | 16 | 285.7834 |  | 271.4134 | 0 | 0 | 14.37 | 0
16.08. | 17 | 280.4138 |  | 266.3138 | 0 | 0 | 14.1 | 0
16.08. | 18 | 274.4475 |  | 260.6475 | 0 | 0 | 13.8 | 0
16.08. | 19 | 267.8846 |  | 254.4146 | 0 | 0 | 13.47 | 0
16.08. | 20 | 248.196 |  | 235.716 | 0 | 0 | 12.48 | 0
16.08. | 21 | 232.0871 |  | 220.4171 | 0 | 0 | 11.67 | 0
16.08. | 22 | 214.785 |  | 203.985 | 0 | 0 | 10.8 | 0
16.08. | 23 | 205.239 |  | 194.919 | 0 | 0 | 10.32 | 0
16.08. | 24 | 194.4998 |  | 184.7198 | 0 | 0 | 9.78 | 0
17.08. | 1 | 190.3234 |  | 180.7534 | 0 | 0 | 9.57 | 0
17.08. | 2 | 186.147 |  | 176.787 | 0 | 0 | 9.36 | 0
17.08. | 3 | 184.9538 |  | 175.6538 | 0 | 0 | 9.3 | 0
17.08. | 4 | 187.9369 |  | 178.4869 | 0 | 0 | 9.45 | 0
17.08. | 5 | 190.92 |  | 181.32 | 0 | 0 | 9.6 | 0
17.08. | 6 | 208.8187 |  | 198.3187 | 0 | 0 | 10.5 | 0
17.08. | 7 | 263.1116 |  | 249.8816 | 0 | 0 | 13.23 | 0
17.08. | 8 | 294.7328 |  | 279.9128 | 0 | 0 | 14.82 | 0
17.08. | 9 | 302.4889 |  | 287.2789 | 0 | 0 | 15.21 | 0
17.08. | 10 | 300.1024 |  | 285.0124 | 0 | 0 | 15.09 | 0
17.08. | 11 | 296.5226 |  | 281.6126 | 0 | 0 | 14.91 | 0
17.08. | 12 | 296.5226 |  | 281.6126 | 0 | 0 | 14.91 | 0
17.08. | 13 | 294.7328 |  | 279.9128 | 0 | 0 | 14.82 | 0
17.08. | 14 | 287.5732 |  | 273.1132 | 0 | 0 | 14.46 | 0
17.08. | 15 | 283.3969 |  | 269.1469 | 0 | 0 | 14.25 | 0
17.08. | 16 | 287.5732 |  | 273.1132 | 0 | 0 | 14.46 | 0
17.08. | 17 | 282.2036 |  | 268.0136 | 0 | 0 | 14.19 | 0
17.08. | 18 | 276.2374 |  | 262.3474 | 0 | 0 | 13.89 | 0
17.08. | 19 | 269.6745 |  | 256.1145 | 0 | 0 | 13.56 | 0
17.08. | 20 | 249.9859 |  | 237.4159 | 0 | 0 | 12.57 | 0
17.08. | 21 | 233.2804 |  | 221.5504 | 0 | 0 | 11.73 | 0
17.08. | 22 | 215.9783 |  | 205.1182 | 0 | 0 | 10.86 | 0
17.08. | 23 | 207.0289 |  | 196.6189 | 0 | 0 | 10.41 | 0
17.08. | 24 | 195.693 |  | 185.853 | 0 | 0 | 9.84 | 0
18.08. | 1 | 180.7774 |  | 171.6874 | 0 | 0 | 9.09 | 0
18.08. | 2 | 178.9875 |  | 169.9875 | 0 | 0 | 9 | 0
18.08. | 3 | 179.5841 |  | 170.5541 | 0 | 0 | 9.03 | 0
18.08. | 4 | 183.1639 |  | 173.9539 | 0 | 0 | 9.21 | 0
18.08. | 5 | 185.5504 |  | 176.2204 | 0 | 0 | 9.33 | 0
18.08. | 6 | 193.3065 |  | 183.5865 | 0 | 0 | 9.72 | 0
18.08. | 7 | 223.7344 |  | 212.4844 | 0 | 0 | 11.25 | 0
18.08. | 8 | 261.3218 |  | 248.1817 | 0 | 0 | 13.14 | 0
18.08. | 9 | 278.6239 |  | 264.6139 | 0 | 0 | 14.01 | 0
18.08. | 10 | 282.8003 |  | 268.5802 | 0 | 0 | 14.22 | 0
18.08. | 11 | 279.2205 |  | 265.1805 | 0 | 0 | 14.04 | 0
18.08. | 12 | 273.8509 |  | 260.0809 | 0 | 0 | 13.77 | 0
18.08. | 13 | 271.4644 |  | 257.8144 | 0 | 0 | 13.65 | 0
18.08. | 14 | 267.288 |  | 253.848 | 0 | 0 | 13.44 | 0
18.08. | 15 | 265.4981 |  | 252.1481 | 0 | 0 | 13.35 | 0
18.08. | 16 | 261.9184 |  | 248.7484 | 0 | 0 | 13.17 | 0
18.08. | 17 | 249.3893 |  | 236.8493 | 0 | 0 | 12.54 | 0
18.08. | 18 | 238.65 |  | 226.65 | 0 | 0 | 12 | 0
18.08. | 19 | 230.2972 |  | 218.7173 | 0 | 0 | 11.58 | 0
18.08. | 20 | 217.7681 |  | 206.8181 | 0 | 0 | 10.95 | 0
18.08. | 21 | 208.8187 |  | 198.3187 | 0 | 0 | 10.5 | 0
18.08. | 22 | 207.6255 |  | 197.1855 | 0 | 0 | 10.44 | 0
18.08. | 23 | 201.6592 |  | 191.5192 | 0 | 0 | 10.14 | 0
18.08. | 24 | 185.5504 |  | 176.2204 | 0 | 0 | 9.33 | 0
19.08. | 1 | 178.9875 |  | 169.9875 | 0 | 0 | 9 | 0
19.08. | 2 | 176.601 |  | 167.721 | 0 | 0 | 8.88 | 0
19.08. | 3 | 177.7943 |  | 168.8543 | 0 | 0 | 8.94 | 0
19.08. | 4 | 181.374 |  | 172.254 | 0 | 0 | 9.12 | 0
19.08. | 5 | 183.1639 |  | 173.9539 | 0 | 0 | 9.21 | 0
19.08. | 6 | 190.92 |  | 181.32 | 0 | 0 | 9.6 | 0
19.08. | 7 | 221.3479 |  | 210.2179 | 0 | 0 | 11.13 | 0
19.08. | 8 | 258.3386 |  | 245.3486 | 0 | 0 | 12.99 | 0
19.08. | 9 | 275.6408 |  | 261.7808 | 0 | 0 | 13.86 | 0
19.08. | 10 | 279.2205 |  | 265.1805 | 0 | 0 | 14.04 | 0
19.08. | 11 | 276.2374 |  | 262.3474 | 0 | 0 | 13.89 | 0
19.08. | 12 | 270.8678 |  | 257.2477 | 0 | 0 | 13.62 | 0
19.08. | 13 | 267.8846 |  | 254.4146 | 0 | 0 | 13.47 | 0
19.08. | 14 | 264.3049 |  | 251.0149 | 0 | 0 | 13.29 | 0
19.08. | 15 | 262.515 |  | 249.315 | 0 | 0 | 13.2 | 0
19.08. | 16 | 258.9352 |  | 245.9152 | 0 | 0 | 13.02 | 0
19.08. | 17 | 246.4061 |  | 234.0161 | 0 | 0 | 12.39 | 0
19.08. | 18 | 236.2635 |  | 224.3835 | 0 | 0 | 11.88 | 0
19.08. | 19 | 227.9108 |  | 216.4507 | 0 | 0 | 11.46 | 0
19.08. | 20 | 215.3816 |  | 204.5516 | 0 | 0 | 10.83 | 0
19.08. | 21 | 206.4323 |  | 196.0522 | 0 | 0 | 10.38 | 0
19.08. | 22 | 205.239 |  | 194.919 | 0 | 0 | 10.32 | 0
19.08. | 23 | 199.2728 |  | 189.2527 | 0 | 0 | 10.02 | 0
19.08. | 24 | 183.7605 |  | 174.5205 | 0 | 0 | 9.24 | 0
20.08. | 1 | 187.9369 |  | 178.4869 | 0 | 0 | 9.45 | 0
20.08. | 2 | 183.7605 |  | 174.5205 | 0 | 0 | 9.24 | 0
20.08. | 3 | 182.5673 |  | 173.3872 | 0 | 0 | 9.18 | 0
20.08. | 4 | 185.5504 |  | 176.2204 | 0 | 0 | 9.33 | 0
20.08. | 5 | 188.5335 |  | 179.0535 | 0 | 0 | 9.48 | 0
20.08. | 6 | 206.4323 |  | 196.0522 | 0 | 0 | 10.38 | 0
20.08. | 7 | 259.5319 |  | 246.4819 | 0 | 0 | 13.05 | 0
20.08. | 8 | 290.5564 |  | 275.9464 | 0 | 0 | 14.61 | 0
20.08. | 9 | 298.3125 |  | 283.3125 | 0 | 0 | 15 | 0
20.08. | 10 | 295.926 |  | 281.046 | 0 | 0 | 14.88 | 0
20.08. | 11 | 292.3462 |  | 277.6463 | 0 | 0 | 14.7 | 0
20.08. | 12 | 292.3462 |  | 277.6463 | 0 | 0 | 14.7 | 0
20.08. | 13 | 290.5564 |  | 275.9464 | 0 | 0 | 14.61 | 0
20.08. | 14 | 283.3969 |  | 269.1469 | 0 | 0 | 14.25 | 0
20.08. | 15 | 279.2205 |  | 265.1805 | 0 | 0 | 14.04 | 0
20.08. | 16 | 283.3969 |  | 269.1469 | 0 | 0 | 14.25 | 0
20.08. | 17 | 278.6239 |  | 264.6139 | 0 | 0 | 14.01 | 0
20.08. | 18 | 272.061 |  | 258.381 | 0 | 0 | 13.68 | 0
20.08. | 19 | 266.0947 |  | 252.7148 | 0 | 0 | 13.38 | 0
20.08. | 20 | 246.4061 |  | 234.0161 | 0 | 0 | 12.39 | 0
20.08. | 21 | 230.2972 |  | 218.7173 | 0 | 0 | 11.58 | 0
20.08. | 22 | 212.9951 |  | 202.2851 | 0 | 0 | 10.71 | 0
20.08. | 23 | 204.0457 |  | 193.7858 | 0 | 0 | 10.26 | 0
20.08. | 24 | 193.3065 |  | 183.5865 | 0 | 0 | 9.72 | 0
21.08. | 1 | 189.1301 |  | 179.6201 | 0 | 0 | 9.51 | 0
21.08. | 2 | 184.9538 |  | 175.6538 | 0 | 0 | 9.3 | 0
21.08. | 3 | 183.7605 |  | 174.5205 | 0 | 0 | 9.24 | 0
21.08. | 4 | 186.7436 |  | 177.3536 | 0 | 0 | 9.39 | 0
21.08. | 5 | 189.7268 |  | 180.1867 | 0 | 0 | 9.54 | 0
21.08. | 6 | 207.6255 |  | 197.1855 | 0 | 0 | 10.44 | 0
21.08. | 7 | 261.3218 |  | 248.1817 | 0 | 0 | 13.14 | 0
21.08. | 8 | 292.9429 |  | 278.2129 | 0 | 0 | 14.73 | 0
21.08. | 9 | 300.1024 |  | 285.0124 | 0 | 0 | 15.09 | 0
21.08. | 10 | 297.7159 |  | 282.7459 | 0 | 0 | 14.97 | 0
21.08. | 11 | 294.1361 |  | 279.3461 | 0 | 0 | 14.79 | 0
21.08. | 12 | 294.7328 |  | 279.9128 | 0 | 0 | 14.82 | 0
21.08. | 13 | 292.3462 |  | 277.6463 | 0 | 0 | 14.7 | 0
21.08. | 14 | 285.7834 |  | 271.4134 | 0 | 0 | 14.37 | 0
21.08. | 15 | 281.0104 |  | 266.8804 | 0 | 0 | 14.13 | 0
21.08. | 16 | 285.7834 |  | 271.4134 | 0 | 0 | 14.37 | 0
21.08. | 17 | 280.4138 |  | 266.3138 | 0 | 0 | 14.1 | 0
21.08. | 18 | 274.4475 |  | 260.6475 | 0 | 0 | 13.8 | 0
21.08. | 19 | 267.8846 |  | 254.4146 | 0 | 0 | 13.47 | 0
21.08. | 20 | 248.196 |  | 235.716 | 0 | 0 | 12.48 | 0
21.08. | 21 | 232.0871 |  | 220.4171 | 0 | 0 | 11.67 | 0
21.08. | 22 | 214.785 |  | 203.985 | 0 | 0 | 10.8 | 0
21.08. | 23 | 205.239 |  | 194.919 | 0 | 0 | 10.32 | 0
21.08. | 24 | 194.4998 |  | 184.7198 | 0 | 0 | 9.78 | 0
22.08. | 1 | 189.7268 |  | 180.1867 | 0 | 0 | 9.54 | 0
22.08. | 2 | 186.147 |  | 176.787 | 0 | 0 | 9.36 | 0
22.08. | 3 | 184.9538 |  | 175.6538 | 0 | 0 | 9.3 | 0
22.08. | 4 | 187.9369 |  | 178.4869 | 0 | 0 | 9.45 | 0
22.08. | 5 | 190.3234 |  | 180.7534 | 0 | 0 | 9.57 | 0
22.08. | 6 | 208.8187 |  | 198.3187 | 0 | 0 | 10.5 | 0
22.08. | 7 | 262.515 |  | 249.315 | 0 | 0 | 13.2 | 0
22.08. | 8 | 294.1361 |  | 279.3461 | 0 | 0 | 14.79 | 0
22.08. | 9 | 301.8922 |  | 286.7122 | 0 | 0 | 15.18 | 0
22.08. | 10 | 299.5057 |  | 284.4457 | 0 | 0 | 15.06 | 0
22.08. | 11 | 295.926 |  | 281.046 | 0 | 0 | 14.88 | 0
22.08. | 12 | 295.926 |  | 281.046 | 0 | 0 | 14.88 | 0
22.08. | 13 | 294.1361 |  | 279.3461 | 0 | 0 | 14.79 | 0
22.08. | 14 | 286.9766 |  | 272.5466 | 0 | 0 | 14.43 | 0
22.08. | 15 | 282.8003 |  | 268.5802 | 0 | 0 | 14.22 | 0
22.08. | 16 | 286.9766 |  | 272.5466 | 0 | 0 | 14.43 | 0
22.08. | 17 | 281.607 |  | 267.447 | 0 | 0 | 14.16 | 0
22.08. | 18 | 275.6408 |  | 261.7808 | 0 | 0 | 13.86 | 0
22.08. | 19 | 269.0779 |  | 255.5479 | 0 | 0 | 13.53 | 0
22.08. | 20 | 249.3893 |  | 236.8493 | 0 | 0 | 12.54 | 0
22.08. | 21 | 233.2804 |  | 221.5504 | 0 | 0 | 11.73 | 0
22.08. | 22 | 215.9783 |  | 205.1182 | 0 | 0 | 10.86 | 0
22.08. | 23 | 206.4323 |  | 196.0522 | 0 | 0 | 10.38 | 0
22.08. | 24 | 195.693 |  | 185.853 | 0 | 0 | 9.84 | 0
23.08. | 1 | 187.9369 |  | 178.4869 | 0 | 0 | 9.45 | 0
23.08. | 2 | 183.7605 |  | 174.5205 | 0 | 0 | 9.24 | 0
23.08. | 3 | 182.5673 |  | 173.3872 | 0 | 0 | 9.18 | 0
23.08. | 4 | 185.5504 |  | 176.2204 | 0 | 0 | 9.33 | 0
23.08. | 5 | 188.5335 |  | 179.0535 | 0 | 0 | 9.48 | 0
23.08. | 6 | 206.4323 |  | 196.0522 | 0 | 0 | 10.38 | 0
23.08. | 7 | 259.5319 |  | 246.4819 | 0 | 0 | 13.05 | 0
23.08. | 8 | 291.153 |  | 276.513 | 0 | 0 | 14.64 | 0
23.08. | 9 | 298.3125 |  | 283.3125 | 0 | 0 | 15 | 0
23.08. | 10 | 296.5226 |  | 281.6126 | 0 | 0 | 14.91 | 0
23.08. | 11 | 292.3462 |  | 277.6463 | 0 | 0 | 14.7 | 0
23.08. | 12 | 292.9429 |  | 278.2129 | 0 | 0 | 14.73 | 0
23.08. | 13 | 291.153 |  | 276.513 | 0 | 0 | 14.64 | 0
23.08. | 14 | 283.9935 |  | 269.7135 | 0 | 0 | 14.28 | 0
23.08. | 15 | 279.8171 |  | 265.7471 | 0 | 0 | 14.07 | 0
23.08. | 16 | 283.9935 |  | 269.7135 | 0 | 0 | 14.28 | 0
23.08. | 17 | 278.6239 |  | 264.6139 | 0 | 0 | 14.01 | 0
23.08. | 18 | 272.6576 |  | 258.9476 | 0 | 0 | 13.71 | 0
23.08. | 19 | 266.0947 |  | 252.7148 | 0 | 0 | 13.38 | 0
23.08. | 20 | 247.0027 |  | 234.5828 | 0 | 0 | 12.42 | 0
23.08. | 21 | 230.2972 |  | 218.7173 | 0 | 0 | 11.58 | 0
23.08. | 22 | 213.5917 |  | 202.8518 | 0 | 0 | 10.74 | 0
23.08. | 23 | 204.0457 |  | 193.7858 | 0 | 0 | 10.26 | 0
23.08. | 24 | 193.3065 |  | 183.5865 | 0 | 0 | 9.72 | 0
24.08. | 1 | 191.5166 |  | 181.8866 | 0 | 0 | 9.63 | 0
24.08. | 2 | 187.9369 |  | 178.4869 | 0 | 0 | 9.45 | 0
24.08. | 3 | 186.7436 |  | 177.3536 | 0 | 0 | 9.39 | 0
24.08. | 4 | 189.7268 |  | 180.1867 | 0 | 0 | 9.54 | 0
24.08. | 5 | 192.1132 |  | 182.4532 | 0 | 0 | 9.66 | 0
24.08. | 6 | 210.6086 |  | 200.0186 | 0 | 0 | 10.59 | 0
24.08. | 7 | 264.9015 |  | 251.5815 | 0 | 0 | 13.32 | 0
24.08. | 8 | 297.1193 |  | 282.1793 | 0 | 0 | 14.94 | 0
24.08. | 9 | 304.2788 |  | 288.9787 | 0 | 0 | 15.3 | 0
24.08. | 10 | 302.4889 |  | 287.2789 | 0 | 0 | 15.21 | 0
24.08. | 11 | 298.3125 |  | 283.3125 | 0 | 0 | 15 | 0
24.08. | 12 | 298.9091 |  | 283.8791 | 0 | 0 | 15.03 | 0
24.08. | 13 | 297.1193 |  | 282.1793 | 0 | 0 | 14.94 | 0
24.08. | 14 | 289.9597 |  | 275.3798 | 0 | 0 | 14.58 | 0
24.08. | 15 | 285.1868 |  | 270.8467 | 0 | 0 | 14.34 | 0
24.08. | 16 | 289.9597 |  | 275.3798 | 0 | 0 | 14.58 | 0
24.08. | 17 | 284.5901 |  | 270.2801 | 0 | 0 | 14.31 | 0
24.08. | 18 | 278.0272 |  | 264.0473 | 0 | 0 | 13.98 | 0
24.08. | 19 | 272.061 |  | 258.381 | 0 | 0 | 13.68 | 0
24.08. | 20 | 251.7757 |  | 239.1157 | 0 | 0 | 12.66 | 0
24.08. | 21 | 235.0702 |  | 223.2502 | 0 | 0 | 11.82 | 0
24.08. | 22 | 217.7681 |  | 206.8181 | 0 | 0 | 10.95 | 0
24.08. | 23 | 208.2221 |  | 197.7521 | 0 | 0 | 10.47 | 0
24.08. | 24 | 197.4829 |  | 187.5529 | 0 | 0 | 9.93 | 0
25.08. | 1 | 185.5504 |  | 176.2204 | 0 | 0 | 9.33 | 0
25.08. | 2 | 183.7605 |  | 174.5205 | 0 | 0 | 9.24 | 0
25.08. | 3 | 184.3571 |  | 175.0871 | 0 | 0 | 9.27 | 0
25.08. | 4 | 187.9369 |  | 178.4869 | 0 | 0 | 9.45 | 0
25.08. | 5 | 190.3234 |  | 180.7534 | 0 | 0 | 9.57 | 0
25.08. | 6 | 198.0795 |  | 188.1195 | 0 | 0 | 9.96 | 0
25.08. | 7 | 229.7006 |  | 218.1506 | 0 | 0 | 11.55 | 0
25.08. | 8 | 268.4812 |  | 254.9812 | 0 | 0 | 13.5 | 0
25.08. | 9 | 285.7834 |  | 271.4134 | 0 | 0 | 14.37 | 0
25.08. | 10 | 289.9597 |  | 275.3798 | 0 | 0 | 14.58 | 0
25.08. | 11 | 286.9766 |  | 272.5466 | 0 | 0 | 14.43 | 0
25.08. | 12 | 281.0104 |  | 266.8804 | 0 | 0 | 14.13 | 0
25.08. | 13 | 278.0272 |  | 264.0473 | 0 | 0 | 13.98 | 0
25.08. | 14 | 274.4475 |  | 260.6475 | 0 | 0 | 13.8 | 0
25.08. | 15 | 272.6576 |  | 258.9476 | 0 | 0 | 13.71 | 0
25.08. | 16 | 269.0779 |  | 255.5479 | 0 | 0 | 13.53 | 0
25.08. | 17 | 255.9521 |  | 243.0821 | 0 | 0 | 12.87 | 0
25.08. | 18 | 245.2129 |  | 232.8829 | 0 | 0 | 12.33 | 0
25.08. | 19 | 236.2635 |  | 224.3835 | 0 | 0 | 11.88 | 0
25.08. | 20 | 223.7344 |  | 212.4844 | 0 | 0 | 11.25 | 0
25.08. | 21 | 214.1884 |  | 203.4184 | 0 | 0 | 10.77 | 0
25.08. | 22 | 212.9951 |  | 202.2851 | 0 | 0 | 10.71 | 0
25.08. | 23 | 206.4323 |  | 196.0522 | 0 | 0 | 10.38 | 0
25.08. | 24 | 190.3234 |  | 180.7534 | 0 | 0 | 9.57 | 0
26.08. | 1 | 181.9706 |  | 172.8206 | 0 | 0 | 9.15 | 0
26.08. | 2 | 180.1807 |  | 171.1207 | 0 | 0 | 9.06 | 0
26.08. | 3 | 180.7774 |  | 171.6874 | 0 | 0 | 9.09 | 0
26.08. | 4 | 184.3571 |  | 175.0871 | 0 | 0 | 9.27 | 0
26.08. | 5 | 186.7436 |  | 177.3536 | 0 | 0 | 9.39 | 0
26.08. | 6 | 194.4998 |  | 184.7198 | 0 | 0 | 9.78 | 0
26.08. | 7 | 225.5242 |  | 214.1842 | 0 | 0 | 11.34 | 0
26.08. | 8 | 263.1116 |  | 249.8816 | 0 | 0 | 13.23 | 0
26.08. | 9 | 280.4138 |  | 266.3138 | 0 | 0 | 14.1 | 0
26.08. | 10 | 284.5901 |  | 270.2801 | 0 | 0 | 14.31 | 0
26.08. | 11 | 281.607 |  | 267.447 | 0 | 0 | 14.16 | 0
26.08. | 12 | 275.6408 |  | 261.7808 | 0 | 0 | 13.86 | 0
26.08. | 13 | 273.2543 |  | 259.5143 | 0 | 0 | 13.74 | 0
26.08. | 14 | 269.0779 |  | 255.5479 | 0 | 0 | 13.53 | 0
26.08. | 15 | 267.288 |  | 253.848 | 0 | 0 | 13.44 | 0
26.08. | 16 | 263.7083 |  | 250.4483 | 0 | 0 | 13.26 | 0
26.08. | 17 | 251.1791 |  | 238.5491 | 0 | 0 | 12.63 | 0
26.08. | 18 | 240.4399 |  | 228.3499 | 0 | 0 | 12.09 | 0
26.08. | 19 | 232.0871 |  | 220.4171 | 0 | 0 | 11.67 | 0
26.08. | 20 | 218.9614 |  | 207.9514 | 0 | 0 | 11.01 | 0
26.08. | 21 | 210.012 |  | 199.452 | 0 | 0 | 10.56 | 0
26.08. | 22 | 209.4154 |  | 198.8854 | 0 | 0 | 10.53 | 0
26.08. | 23 | 202.8525 |  | 192.6525 | 0 | 0 | 10.2 | 0
26.08. | 24 | 186.7436 |  | 177.3536 | 0 | 0 | 9.39 | 0
27.08. | 1 | 193.3065 |  | 183.5865 | 0 | 0 | 9.72 | 0
27.08. | 2 | 189.7268 |  | 180.1867 | 0 | 0 | 9.54 | 0
27.08. | 3 | 188.5335 |  | 179.0535 | 0 | 0 | 9.48 | 0
27.08. | 4 | 191.5166 |  | 181.8866 | 0 | 0 | 9.63 | 0
27.08. | 5 | 193.9031 |  | 184.1531 | 0 | 0 | 9.75 | 0
27.08. | 6 | 212.3985 |  | 201.7185 | 0 | 0 | 10.68 | 0
27.08. | 7 | 267.288 |  | 253.848 | 0 | 0 | 13.44 | 0
27.08. | 8 | 299.5057 |  | 284.4457 | 0 | 0 | 15.06 | 0
27.08. | 9 | 307.2619 |  | 291.8119 | 0 | 0 | 15.45 | 0
27.08. | 10 | 304.8754 |  | 289.5454 | 0 | 0 | 15.33 | 0
27.08. | 11 | 301.2956 |  | 286.1456 | 0 | 0 | 15.15 | 0
27.08. | 12 | 301.8922 |  | 286.7122 | 0 | 0 | 15.18 | 0
27.08. | 13 | 299.5057 |  | 284.4457 | 0 | 0 | 15.06 | 0
27.08. | 14 | 292.3462 |  | 277.6463 | 0 | 0 | 14.7 | 0
27.08. | 15 | 288.1699 |  | 273.6799 | 0 | 0 | 14.49 | 0
27.08. | 16 | 292.3462 |  | 277.6463 | 0 | 0 | 14.7 | 0
27.08. | 17 | 286.9766 |  | 272.5466 | 0 | 0 | 14.43 | 0
27.08. | 18 | 281.0104 |  | 266.8804 | 0 | 0 | 14.13 | 0
27.08. | 19 | 274.4475 |  | 260.6475 | 0 | 0 | 13.8 | 0
27.08. | 20 | 254.1623 |  | 241.3822 | 0 | 0 | 12.78 | 0
27.08. | 21 | 237.4567 |  | 225.5168 | 0 | 0 | 11.94 | 0
27.08. | 22 | 219.558 |  | 208.518 | 0 | 0 | 11.04 | 0
27.08. | 23 | 210.6086 |  | 200.0186 | 0 | 0 | 10.59 | 0
27.08. | 24 | 199.2728 |  | 189.2527 | 0 | 0 | 10.02 | 0
28.08. | 1 | 196.2896 |  | 186.4196 | 0 | 0 | 9.87 | 0
28.08. | 2 | 192.1132 |  | 182.4532 | 0 | 0 | 9.66 | 0
28.08. | 3 | 190.92 |  | 181.32 | 0 | 0 | 9.6 | 0
28.08. | 4 | 193.9031 |  | 184.1531 | 0 | 0 | 9.75 | 0
28.08. | 5 | 196.8862 |  | 186.9863 | 0 | 0 | 9.9 | 0
28.08. | 6 | 215.9783 |  | 205.1182 | 0 | 0 | 10.86 | 0
28.08. | 7 | 271.4644 |  | 257.8144 | 0 | 0 | 13.65 | 0
28.08. | 8 | 304.2788 |  | 288.9787 | 0 | 0 | 15.3 | 0
28.08. | 9 | 312.0349 |  | 296.3449 | 0 | 0 | 15.69 | 0
28.08. | 10 | 309.6484 |  | 294.0784 | 0 | 0 | 15.57 | 0
28.08. | 11 | 306.0686 |  | 290.6786 | 0 | 0 | 15.39 | 0
28.08. | 12 | 306.0686 |  | 290.6786 | 0 | 0 | 15.39 | 0
28.08. | 13 | 304.2788 |  | 288.9787 | 0 | 0 | 15.3 | 0
28.08. | 14 | 296.5226 |  | 281.6126 | 0 | 0 | 14.91 | 0
28.08. | 15 | 292.3462 |  | 277.6463 | 0 | 0 | 14.7 | 0
28.08. | 16 | 296.5226 |  | 281.6126 | 0 | 0 | 14.91 | 0
28.08. | 17 | 291.153 |  | 276.513 | 0 | 0 | 14.64 | 0
28.08. | 18 | 285.1868 |  | 270.8467 | 0 | 0 | 14.34 | 0
28.08. | 19 | 278.6239 |  | 264.6139 | 0 | 0 | 14.01 | 0
28.08. | 20 | 257.742 |  | 244.782 | 0 | 0 | 12.96 | 0
28.08. | 21 | 241.0365 |  | 228.9165 | 0 | 0 | 12.12 | 0
28.08. | 22 | 223.1378 |  | 211.9178 | 0 | 0 | 11.22 | 0
28.08. | 23 | 213.5917 |  | 202.8518 | 0 | 0 | 10.74 | 0
28.08. | 24 | 202.2559 |  | 192.0859 | 0 | 0 | 10.17 | 0
29.08. | 1 | 199.2728 |  | 189.2527 | 0 | 0 | 10.02 | 0
29.08. | 2 | 195.0964 |  | 185.2864 | 0 | 0 | 9.81 | 0
29.08. | 3 | 193.9031 |  | 184.1531 | 0 | 0 | 9.75 | 0
29.08. | 4 | 196.8862 |  | 186.9863 | 0 | 0 | 9.9 | 0
29.08. | 5 | 199.8694 |  | 189.8194 | 0 | 0 | 10.05 | 0
29.08. | 6 | 218.9614 |  | 207.9514 | 0 | 0 | 11.01 | 0
29.08. | 7 | 275.0441 |  | 261.2141 | 0 | 0 | 13.83 | 0
29.08. | 8 | 308.4551 |  | 292.9451 | 0 | 0 | 15.51 | 0
29.08. | 9 | 316.2112 |  | 300.3112 | 0 | 0 | 15.9 | 0
29.08. | 10 | 313.8247 |  | 298.0448 | 0 | 0 | 15.78 | 0
29.08. | 11 | 310.245 |  | 294.645 | 0 | 0 | 15.6 | 0
29.08. | 12 | 310.245 |  | 294.645 | 0 | 0 | 15.6 | 0
29.08. | 13 | 308.4551 |  | 292.9451 | 0 | 0 | 15.51 | 0
29.08. | 14 | 300.699 |  | 285.579 | 0 | 0 | 15.12 | 0
29.08. | 15 | 296.5226 |  | 281.6126 | 0 | 0 | 14.91 | 0
29.08. | 16 | 300.699 |  | 285.579 | 0 | 0 | 15.12 | 0
29.08. | 17 | 295.3294 |  | 280.4794 | 0 | 0 | 14.85 | 0
29.08. | 18 | 288.7665 |  | 274.2465 | 0 | 0 | 14.52 | 0
29.08. | 19 | 282.2036 |  | 268.0136 | 0 | 0 | 14.19 | 0
29.08. | 20 | 261.3218 |  | 248.1817 | 0 | 0 | 13.14 | 0
29.08. | 21 | 244.6163 |  | 232.3162 | 0 | 0 | 12.3 | 0
29.08. | 22 | 226.1209 |  | 214.7509 | 0 | 0 | 11.37 | 0
29.08. | 23 | 216.5749 |  | 205.6849 | 0 | 0 | 10.89 | 0
29.08. | 24 | 205.239 |  | 194.919 | 0 | 0 | 10.32 | 0
30.08. | 1 | 197.4829 |  | 187.5529 | 0 | 0 | 9.93 | 0
30.08. | 2 | 193.3065 |  | 183.5865 | 0 | 0 | 9.72 | 0
30.08. | 3 | 192.1132 |  | 182.4532 | 0 | 0 | 9.66 | 0
30.08. | 4 | 195.0964 |  | 185.2864 | 0 | 0 | 9.81 | 0
30.08. | 5 | 198.0795 |  | 188.1195 | 0 | 0 | 9.96 | 0
30.08. | 6 | 217.1715 |  | 206.2515 | 0 | 0 | 10.92 | 0
30.08. | 7 | 273.2543 |  | 259.5143 | 0 | 0 | 13.74 | 0
30.08. | 8 | 306.0686 |  | 290.6786 | 0 | 0 | 15.39 | 0
30.08. | 9 | 313.8247 |  | 298.0448 | 0 | 0 | 15.78 | 0
30.08. | 10 | 311.4382 |  | 295.7783 | 0 | 0 | 15.66 | 0
30.08. | 11 | 307.8585 |  | 292.3785 | 0 | 0 | 15.48 | 0
30.08. | 12 | 307.8585 |  | 292.3785 | 0 | 0 | 15.48 | 0
30.08. | 13 | 306.0686 |  | 290.6786 | 0 | 0 | 15.39 | 0
30.08. | 14 | 298.9091 |  | 283.8791 | 0 | 0 | 15.03 | 0
30.08. | 15 | 294.1361 |  | 279.3461 | 0 | 0 | 14.79 | 0
30.08. | 16 | 298.9091 |  | 283.8791 | 0 | 0 | 15.03 | 0
30.08. | 17 | 293.5395 |  | 278.7795 | 0 | 0 | 14.76 | 0
30.08. | 18 | 286.9766 |  | 272.5466 | 0 | 0 | 14.43 | 0
30.08. | 19 | 280.4138 |  | 266.3138 | 0 | 0 | 14.1 | 0
30.08. | 20 | 259.5319 |  | 246.4819 | 0 | 0 | 13.05 | 0
30.08. | 21 | 242.8264 |  | 230.6164 | 0 | 0 | 12.21 | 0
30.08. | 22 | 224.331 |  | 213.051 | 0 | 0 | 11.28 | 0
30.08. | 23 | 214.785 |  | 203.985 | 0 | 0 | 10.8 | 0
30.08. | 24 | 203.4491 |  | 193.2191 | 0 | 0 | 10.23 | 0
31.08. | 1 | 194.4998 |  | 184.7198 | 0 | 0 | 9.78 | 0
31.08. | 2 | 190.92 |  | 181.32 | 0 | 0 | 9.6 | 0
31.08. | 3 | 189.7268 |  | 180.1867 | 0 | 0 | 9.54 | 0
31.08. | 4 | 192.7099 |  | 183.0199 | 0 | 0 | 9.69 | 0
31.08. | 5 | 195.693 |  | 185.853 | 0 | 0 | 9.84 | 0
31.08. | 6 | 214.1884 |  | 203.4184 | 0 | 0 | 10.77 | 0
31.08. | 7 | 269.0779 |  | 255.5479 | 0 | 0 | 13.53 | 0
31.08. | 8 | 301.8922 |  | 286.7122 | 0 | 0 | 15.18 | 0
31.08. | 9 | 309.6484 |  | 294.0784 | 0 | 0 | 15.57 | 0
31.08. | 10 | 307.2619 |  | 291.8119 | 0 | 0 | 15.45 | 0
31.08. | 11 | 303.0855 |  | 287.8455 | 0 | 0 | 15.24 | 0
31.08. | 12 | 303.6821 |  | 288.4121 | 0 | 0 | 15.27 | 0
31.08. | 13 | 301.2956 |  | 286.1456 | 0 | 0 | 15.15 | 0
31.08. | 14 | 294.1361 |  | 279.3461 | 0 | 0 | 14.79 | 0
31.08. | 15 | 289.9597 |  | 275.3798 | 0 | 0 | 14.58 | 0
31.08. | 16 | 294.1361 |  | 279.3461 | 0 | 0 | 14.79 | 0
31.08. | 17 | 288.7665 |  | 274.2465 | 0 | 0 | 14.52 | 0
31.08. | 18 | 282.8003 |  | 268.5802 | 0 | 0 | 14.22 | 0
31.08. | 19 | 276.2374 |  | 262.3474 | 0 | 0 | 13.89 | 0
31.08. | 20 | 255.9521 |  | 243.0821 | 0 | 0 | 12.87 | 0
31.08. | 21 | 239.2466 |  | 227.2166 | 0 | 0 | 12.03 | 0
31.08. | 22 | 221.3479 |  | 210.2179 | 0 | 0 | 11.13 | 0
31.08. | 23 | 211.8019 |  | 201.1519 | 0 | 0 | 10.65 | 0
31.08. | 24 | 200.466 |  | 190.386 | 0 | 0 | 10.08 | 0
01.09. | 1 | 199.2728 |  | 189.2527 | 0 | 0 | 10.02 | 0
01.09. | 2 | 198.6761 |  | 188.6861 | 0 | 0 | 9.99 | 0
01.09. | 3 | 199.8694 |  | 189.8194 | 0 | 0 | 10.05 | 0
01.09. | 4 | 201.0626 |  | 190.9526 | 0 | 0 | 10.11 | 0
01.09. | 5 | 205.239 |  | 194.919 | 0 | 0 | 10.32 | 0
01.09. | 6 | 219.558 |  | 208.518 | 0 | 0 | 11.04 | 0
01.09. | 7 | 252.3724 |  | 239.6824 | 0 | 0 | 12.69 | 0
01.09. | 8 | 276.834 |  | 262.914 | 0 | 0 | 13.92 | 0
01.09. | 9 | 291.7496 |  | 277.0796 | 0 | 0 | 14.67 | 0
01.09. | 10 | 298.3125 |  | 283.3125 | 0 | 0 | 15 | 0
01.09. | 11 | 293.5395 |  | 278.7795 | 0 | 0 | 14.76 | 0
01.09. | 12 | 287.5732 |  | 273.1132 | 0 | 0 | 14.46 | 0
01.09. | 13 | 285.7834 |  | 271.4134 | 0 | 0 | 14.37 | 0
01.09. | 14 | 279.2205 |  | 265.1805 | 0 | 0 | 14.04 | 0
01.09. | 15 | 272.061 |  | 258.381 | 0 | 0 | 13.68 | 0
01.09. | 16 | 269.0779 |  | 255.5479 | 0 | 0 | 13.53 | 0
01.09. | 17 | 271.4644 |  | 257.8144 | 0 | 0 | 13.65 | 0
01.09. | 18 | 276.834 |  | 262.914 | 0 | 0 | 13.92 | 0
01.09. | 19 | 275.0441 |  | 261.2141 | 0 | 0 | 13.83 | 0
01.09. | 20 | 256.5487 |  | 243.6488 | 0 | 0 | 12.9 | 0
01.09. | 21 | 241.6331 |  | 229.4831 | 0 | 0 | 12.15 | 0
01.09. | 22 | 231.4905 |  | 219.8505 | 0 | 0 | 11.64 | 0
01.09. | 23 | 228.5074 |  | 217.0174 | 0 | 0 | 11.49 | 0
01.09. | 24 | 203.4491 |  | 193.2191 | 0 | 0 | 10.23 | 0
02.09. | 1 | 197.4829 |  | 187.5529 | 0 | 0 | 9.93 | 0
02.09. | 2 | 196.8862 |  | 186.9863 | 0 | 0 | 9.9 | 0
02.09. | 3 | 198.6761 |  | 188.6861 | 0 | 0 | 9.99 | 0
02.09. | 4 | 199.2728 |  | 189.2527 | 0 | 0 | 10.02 | 0
02.09. | 5 | 203.4491 |  | 193.2191 | 0 | 0 | 10.23 | 0
02.09. | 6 | 217.7681 |  | 206.8181 | 0 | 0 | 10.95 | 0
02.09. | 7 | 250.5825 |  | 237.9825 | 0 | 0 | 12.6 | 0
02.09. | 8 | 274.4475 |  | 260.6475 | 0 | 0 | 13.8 | 0
02.09. | 9 | 289.3631 |  | 274.8131 | 0 | 0 | 14.55 | 0
02.09. | 10 | 295.926 |  | 281.046 | 0 | 0 | 14.88 | 0
02.09. | 11 | 291.153 |  | 276.513 | 0 | 0 | 14.64 | 0
02.09. | 12 | 285.1868 |  | 270.8467 | 0 | 0 | 14.34 | 0
02.09. | 13 | 283.3969 |  | 269.1469 | 0 | 0 | 14.25 | 0
02.09. | 14 | 276.834 |  | 262.914 | 0 | 0 | 13.92 | 0
02.09. | 15 | 269.6745 |  | 256.1145 | 0 | 0 | 13.56 | 0
02.09. | 16 | 267.288 |  | 253.848 | 0 | 0 | 13.44 | 0
02.09. | 17 | 269.0779 |  | 255.5479 | 0 | 0 | 13.53 | 0
02.09. | 18 | 275.0441 |  | 261.2141 | 0 | 0 | 13.83 | 0
02.09. | 19 | 272.6576 |  | 258.9476 | 0 | 0 | 13.71 | 0
02.09. | 20 | 254.1623 |  | 241.3822 | 0 | 0 | 12.78 | 0
02.09. | 21 | 239.8433 |  | 227.7833 | 0 | 0 | 12.06 | 0
02.09. | 22 | 229.7006 |  | 218.1506 | 0 | 0 | 11.55 | 0
02.09. | 23 | 226.7175 |  | 215.3175 | 0 | 0 | 11.4 | 0
02.09. | 24 | 201.6592 |  | 191.5192 | 0 | 0 | 10.14 | 0
03.09. | 1 | 201.0626 |  | 190.9526 | 0 | 0 | 10.11 | 0
03.09. | 2 | 199.2728 |  | 189.2527 | 0 | 0 | 10.02 | 0
03.09. | 3 | 198.6761 |  | 188.6861 | 0 | 0 | 9.99 | 0
03.09. | 4 | 200.466 |  | 190.386 | 0 | 0 | 10.08 | 0
03.09. | 5 | 205.8356 |  | 195.4856 | 0 | 0 | 10.35 | 0
03.09. | 6 | 232.0871 |  | 220.4171 | 0 | 0 | 11.67 | 0
03.09. | 7 | 279.8171 |  | 265.7471 | 0 | 0 | 14.07 | 0
03.09. | 8 | 297.1193 |  | 282.1793 | 0 | 0 | 14.94 | 0
03.09. | 9 | 297.1193 |  | 282.1793 | 0 | 0 | 14.94 | 0
03.09. | 10 | 294.1361 |  | 279.3461 | 0 | 0 | 14.79 | 0
03.09. | 11 | 293.5395 |  | 278.7795 | 0 | 0 | 14.76 | 0
03.09. | 12 | 291.153 |  | 276.513 | 0 | 0 | 14.64 | 0
03.09. | 13 | 289.3631 |  | 274.8131 | 0 | 0 | 14.55 | 0
03.09. | 14 | 288.7665 |  | 274.2465 | 0 | 0 | 14.52 | 0
03.09. | 15 | 288.7665 |  | 274.2465 | 0 | 0 | 14.52 | 0
03.09. | 16 | 289.3631 |  | 274.8131 | 0 | 0 | 14.55 | 0
03.09. | 17 | 292.9429 |  | 278.2129 | 0 | 0 | 14.73 | 0
03.09. | 18 | 297.1193 |  | 282.1793 | 0 | 0 | 14.94 | 0
03.09. | 19 | 292.3462 |  | 277.6463 | 0 | 0 | 14.7 | 0
03.09. | 20 | 281.0104 |  | 266.8804 | 0 | 0 | 14.13 | 0
03.09. | 21 | 269.0779 |  | 255.5479 | 0 | 0 | 13.53 | 0
03.09. | 22 | 245.8095 |  | 233.4495 | 0 | 0 | 12.36 | 0
03.09. | 23 | 236.2635 |  | 224.3835 | 0 | 0 | 11.88 | 0
03.09. | 24 | 210.6086 |  | 200.0186 | 0 | 0 | 10.59 | 0
04.09. | 1 | 204.6424 |  | 194.3524 | 0 | 0 | 10.29 | 0
04.09. | 2 | 202.2559 |  | 192.0859 | 0 | 0 | 10.17 | 0
04.09. | 3 | 202.2559 |  | 192.0859 | 0 | 0 | 10.17 | 0
04.09. | 4 | 203.4491 |  | 193.2191 | 0 | 0 | 10.23 | 0
04.09. | 5 | 209.4154 |  | 198.8854 | 0 | 0 | 10.53 | 0
04.09. | 6 | 235.6669 |  | 223.8169 | 0 | 0 | 11.85 | 0
04.09. | 7 | 283.9935 |  | 269.7135 | 0 | 0 | 14.28 | 0
04.09. | 8 | 301.8922 |  | 286.7122 | 0 | 0 | 15.18 | 0
04.09. | 9 | 301.2956 |  | 286.1456 | 0 | 0 | 15.15 | 0
04.09. | 10 | 298.9091 |  | 283.8791 | 0 | 0 | 15.03 | 0
04.09. | 11 | 298.3125 |  | 283.3125 | 0 | 0 | 15 | 0
04.09. | 12 | 295.926 |  | 281.046 | 0 | 0 | 14.88 | 0
04.09. | 13 | 294.1361 |  | 279.3461 | 0 | 0 | 14.79 | 0
04.09. | 14 | 293.5395 |  | 278.7795 | 0 | 0 | 14.76 | 0
04.09. | 15 | 293.5395 |  | 278.7795 | 0 | 0 | 14.76 | 0
04.09. | 16 | 294.1361 |  | 279.3461 | 0 | 0 | 14.79 | 0
04.09. | 17 | 297.1193 |  | 282.1793 | 0 | 0 | 14.94 | 0
04.09. | 18 | 301.8922 |  | 286.7122 | 0 | 0 | 15.18 | 0
04.09. | 19 | 297.1193 |  | 282.1793 | 0 | 0 | 14.94 | 0
04.09. | 20 | 285.7834 |  | 271.4134 | 0 | 0 | 14.37 | 0
04.09. | 21 | 273.2543 |  | 259.5143 | 0 | 0 | 13.74 | 0
04.09. | 22 | 249.3893 |  | 236.8493 | 0 | 0 | 12.54 | 0
04.09. | 23 | 239.8433 |  | 227.7833 | 0 | 0 | 12.06 | 0
04.09. | 24 | 214.1884 |  | 203.4184 | 0 | 0 | 10.77 | 0
05.09. | 1 | 202.2559 |  | 192.0859 | 0 | 0 | 10.17 | 0
05.09. | 2 | 200.466 |  | 190.386 | 0 | 0 | 10.08 | 0
05.09. | 3 | 199.8694 |  | 189.8194 | 0 | 0 | 10.05 | 0
05.09. | 4 | 201.6592 |  | 191.5192 | 0 | 0 | 10.14 | 0
05.09. | 5 | 207.0289 |  | 196.6189 | 0 | 0 | 10.41 | 0
05.09. | 6 | 233.2804 |  | 221.5504 | 0 | 0 | 11.73 | 0
05.09. | 7 | 281.607 |  | 267.447 | 0 | 0 | 14.16 | 0
05.09. | 8 | 298.9091 |  | 283.8791 | 0 | 0 | 15.03 | 0
05.09. | 9 | 298.3125 |  | 283.3125 | 0 | 0 | 15 | 0
05.09. | 10 | 295.926 |  | 281.046 | 0 | 0 | 14.88 | 0
05.09. | 11 | 295.3294 |  | 280.4794 | 0 | 0 | 14.85 | 0
05.09. | 12 | 292.9429 |  | 278.2129 | 0 | 0 | 14.73 | 0
05.09. | 13 | 291.153 |  | 276.513 | 0 | 0 | 14.64 | 0
05.09. | 14 | 290.5564 |  | 275.9464 | 0 | 0 | 14.61 | 0
05.09. | 15 | 290.5564 |  | 275.9464 | 0 | 0 | 14.61 | 0
05.09. | 16 | 291.153 |  | 276.513 | 0 | 0 | 14.64 | 0
05.09. | 17 | 294.1361 |  | 279.3461 | 0 | 0 | 14.79 | 0
05.09. | 18 | 298.9091 |  | 283.8791 | 0 | 0 | 15.03 | 0
05.09. | 19 | 294.1361 |  | 279.3461 | 0 | 0 | 14.79 | 0
05.09. | 20 | 282.8003 |  | 268.5802 | 0 | 0 | 14.22 | 0
05.09. | 21 | 270.8678 |  | 257.2477 | 0 | 0 | 13.62 | 0
05.09. | 22 | 247.0027 |  | 234.5828 | 0 | 0 | 12.42 | 0
05.09. | 23 | 237.4567 |  | 225.5168 | 0 | 0 | 11.94 | 0
05.09. | 24 | 211.8019 |  | 201.1519 | 0 | 0 | 10.65 | 0
06.09. | 1 | 204.6424 |  | 194.3524 | 0 | 0 | 10.29 | 0
06.09. | 2 | 202.8525 |  | 192.6525 | 0 | 0 | 10.2 | 0
06.09. | 3 | 202.2559 |  | 192.0859 | 0 | 0 | 10.17 | 0
06.09. | 4 | 204.0457 |  | 193.7858 | 0 | 0 | 10.26 | 0
06.09. | 5 | 209.4154 |  | 198.8854 | 0 | 0 | 10.53 | 0
06.09. | 6 | 236.2635 |  | 224.3835 | 0 | 0 | 11.88 | 0
06.09. | 7 | 284.5901 |  | 270.2801 | 0 | 0 | 14.31 | 0
06.09. | 8 | 302.4889 |  | 287.2789 | 0 | 0 | 15.21 | 0
06.09. | 9 | 301.8922 |  | 286.7122 | 0 | 0 | 15.18 | 0
06.09. | 10 | 299.5057 |  | 284.4457 | 0 | 0 | 15.06 | 0
06.09. | 11 | 298.9091 |  | 283.8791 | 0 | 0 | 15.03 | 0
06.09. | 12 | 295.926 |  | 281.046 | 0 | 0 | 14.88 | 0
06.09. | 13 | 294.7328 |  | 279.9128 | 0 | 0 | 14.82 | 0
06.09. | 14 | 293.5395 |  | 278.7795 | 0 | 0 | 14.76 | 0
06.09. | 15 | 293.5395 |  | 278.7795 | 0 | 0 | 14.76 | 0
06.09. | 16 | 294.1361 |  | 279.3461 | 0 | 0 | 14.79 | 0
06.09. | 17 | 297.7159 |  | 282.7459 | 0 | 0 | 14.97 | 0
06.09. | 18 | 302.4889 |  | 287.2789 | 0 | 0 | 15.21 | 0
06.09. | 19 | 297.7159 |  | 282.7459 | 0 | 0 | 14.97 | 0
06.09. | 20 | 286.38 |  | 271.98 | 0 | 0 | 14.4 | 0
06.09. | 21 | 273.8509 |  | 260.0809 | 0 | 0 | 13.77 | 0
06.09. | 22 | 249.9859 |  | 237.4159 | 0 | 0 | 12.57 | 0
06.09. | 23 | 240.4399 |  | 228.3499 | 0 | 0 | 12.09 | 0
06.09. | 24 | 214.1884 |  | 203.4184 | 0 | 0 | 10.77 | 0
07.09. | 1 | 206.4323 |  | 196.0522 | 0 | 0 | 10.38 | 0
07.09. | 2 | 204.0457 |  | 193.7858 | 0 | 0 | 10.26 | 0
07.09. | 3 | 203.4491 |  | 193.2191 | 0 | 0 | 10.23 | 0
07.09. | 4 | 205.239 |  | 194.919 | 0 | 0 | 10.32 | 0
07.09. | 5 | 211.2053 |  | 200.5853 | 0 | 0 | 10.62 | 0
07.09. | 6 | 238.0534 |  | 226.0834 | 0 | 0 | 11.97 | 0
07.09. | 7 | 286.38 |  | 271.98 | 0 | 0 | 14.4 | 0
07.09. | 8 | 304.2788 |  | 288.9787 | 0 | 0 | 15.3 | 0
07.09. | 9 | 304.2788 |  | 288.9787 | 0 | 0 | 15.3 | 0
07.09. | 10 | 301.2956 |  | 286.1456 | 0 | 0 | 15.15 | 0
07.09. | 11 | 300.699 |  | 285.579 | 0 | 0 | 15.12 | 0
07.09. | 12 | 298.3125 |  | 283.3125 | 0 | 0 | 15 | 0
07.09. | 13 | 296.5226 |  | 281.6126 | 0 | 0 | 14.91 | 0
07.09. | 14 | 295.926 |  | 281.046 | 0 | 0 | 14.88 | 0
07.09. | 15 | 295.926 |  | 281.046 | 0 | 0 | 14.88 | 0
07.09. | 16 | 296.5226 |  | 281.6126 | 0 | 0 | 14.91 | 0
07.09. | 17 | 300.1024 |  | 285.0124 | 0 | 0 | 15.09 | 0
07.09. | 18 | 304.8754 |  | 289.5454 | 0 | 0 | 15.33 | 0
07.09. | 19 | 299.5057 |  | 284.4457 | 0 | 0 | 15.06 | 0
07.09. | 20 | 288.1699 |  | 273.6799 | 0 | 0 | 14.49 | 0
07.09. | 21 | 275.6408 |  | 261.7808 | 0 | 0 | 13.86 | 0
07.09. | 22 | 251.7757 |  | 239.1157 | 0 | 0 | 12.66 | 0
07.09. | 23 | 241.6331 |  | 229.4831 | 0 | 0 | 12.15 | 0
07.09. | 24 | 215.9783 |  | 205.1182 | 0 | 0 | 10.86 | 0
08.09. | 1 | 199.8694 |  | 189.8194 | 0 | 0 | 10.05 | 0
08.09. | 2 | 199.8694 |  | 189.8194 | 0 | 0 | 10.05 | 0
08.09. | 3 | 201.0626 |  | 190.9526 | 0 | 0 | 10.11 | 0
08.09. | 4 | 201.6592 |  | 191.5192 | 0 | 0 | 10.14 | 0
08.09. | 5 | 206.4323 |  | 196.0522 | 0 | 0 | 10.38 | 0
08.09. | 6 | 220.7512 |  | 209.6513 | 0 | 0 | 11.1 | 0
08.09. | 7 | 253.5656 |  | 240.8156 | 0 | 0 | 12.75 | 0
08.09. | 8 | 278.0272 |  | 264.0473 | 0 | 0 | 13.98 | 0
08.09. | 9 | 292.9429 |  | 278.2129 | 0 | 0 | 14.73 | 0
08.09. | 10 | 299.5057 |  | 284.4457 | 0 | 0 | 15.06 | 0
08.09. | 11 | 294.7328 |  | 279.9128 | 0 | 0 | 14.82 | 0
08.09. | 12 | 288.7665 |  | 274.2465 | 0 | 0 | 14.52 | 0
08.09. | 13 | 286.9766 |  | 272.5466 | 0 | 0 | 14.43 | 0
08.09. | 14 | 280.4138 |  | 266.3138 | 0 | 0 | 14.1 | 0
08.09. | 15 | 273.2543 |  | 259.5143 | 0 | 0 | 13.74 | 0
08.09. | 16 | 270.2711 |  | 256.6811 | 0 | 0 | 13.59 | 0
08.09. | 17 | 272.6576 |  | 258.9476 | 0 | 0 | 13.71 | 0
08.09. | 18 | 278.0272 |  | 264.0473 | 0 | 0 | 13.98 | 0
08.09. | 19 | 276.2374 |  | 262.3474 | 0 | 0 | 13.89 | 0
08.09. | 20 | 257.742 |  | 244.782 | 0 | 0 | 12.96 | 0
08.09. | 21 | 242.8264 |  | 230.6164 | 0 | 0 | 12.21 | 0
08.09. | 22 | 232.6838 |  | 220.9837 | 0 | 0 | 11.7 | 0
08.09. | 23 | 229.104 |  | 217.584 | 0 | 0 | 11.52 | 0
08.09. | 24 | 204.0457 |  | 193.7858 | 0 | 0 | 10.26 | 0
09.09. | 1 | 199.8694 |  | 189.8194 | 0 | 0 | 10.05 | 0
09.09. | 2 | 199.2728 |  | 189.2527 | 0 | 0 | 10.02 | 0
09.09. | 3 | 200.466 |  | 190.386 | 0 | 0 | 10.08 | 0
09.09. | 4 | 201.6592 |  | 191.5192 | 0 | 0 | 10.14 | 0
09.09. | 5 | 205.8356 |  | 195.4856 | 0 | 0 | 10.35 | 0
09.09. | 6 | 220.1546 |  | 209.0846 | 0 | 0 | 11.07 | 0
09.09. | 7 | 253.5656 |  | 240.8156 | 0 | 0 | 12.75 | 0
09.09. | 8 | 277.4306 |  | 263.4806 | 0 | 0 | 13.95 | 0
09.09. | 9 | 292.3462 |  | 277.6463 | 0 | 0 | 14.7 | 0
09.09. | 10 | 299.5057 |  | 284.4457 | 0 | 0 | 15.06 | 0
09.09. | 11 | 294.7328 |  | 279.9128 | 0 | 0 | 14.82 | 0
09.09. | 12 | 288.7665 |  | 274.2465 | 0 | 0 | 14.52 | 0
09.09. | 13 | 286.9766 |  | 272.5466 | 0 | 0 | 14.43 | 0
09.09. | 14 | 279.8171 |  | 265.7471 | 0 | 0 | 14.07 | 0
09.09. | 15 | 273.2543 |  | 259.5143 | 0 | 0 | 13.74 | 0
09.09. | 16 | 270.2711 |  | 256.6811 | 0 | 0 | 13.59 | 0
09.09. | 17 | 272.061 |  | 258.381 | 0 | 0 | 13.68 | 0
09.09. | 18 | 278.0272 |  | 264.0473 | 0 | 0 | 13.98 | 0
09.09. | 19 | 276.2374 |  | 262.3474 | 0 | 0 | 13.89 | 0
09.09. | 20 | 257.1454 |  | 244.2154 | 0 | 0 | 12.93 | 0
09.09. | 21 | 242.8264 |  | 230.6164 | 0 | 0 | 12.21 | 0
09.09. | 22 | 232.0871 |  | 220.4171 | 0 | 0 | 11.67 | 0
09.09. | 23 | 229.104 |  | 217.584 | 0 | 0 | 11.52 | 0
09.09. | 24 | 204.0457 |  | 193.7858 | 0 | 0 | 10.26 | 0
10.09. | 1 | 204.6424 |  | 194.3524 | 0 | 0 | 10.29 | 0
10.09. | 2 | 202.2559 |  | 192.0859 | 0 | 0 | 10.17 | 0
10.09. | 3 | 201.6592 |  | 191.5192 | 0 | 0 | 10.14 | 0
10.09. | 4 | 203.4491 |  | 193.2191 | 0 | 0 | 10.23 | 0
10.09. | 5 | 209.4154 |  | 198.8854 | 0 | 0 | 10.53 | 0
10.09. | 6 | 235.6669 |  | 223.8169 | 0 | 0 | 11.85 | 0
10.09. | 7 | 283.9935 |  | 269.7135 | 0 | 0 | 14.28 | 0
10.09. | 8 | 301.8922 |  | 286.7122 | 0 | 0 | 15.18 | 0
10.09. | 9 | 301.2956 |  | 286.1456 | 0 | 0 | 15.15 | 0
10.09. | 10 | 298.9091 |  | 283.8791 | 0 | 0 | 15.03 | 0
10.09. | 11 | 298.3125 |  | 283.3125 | 0 | 0 | 15 | 0
10.09. | 12 | 295.3294 |  | 280.4794 | 0 | 0 | 14.85 | 0
10.09. | 13 | 294.1361 |  | 279.3461 | 0 | 0 | 14.79 | 0
10.09. | 14 | 292.9429 |  | 278.2129 | 0 | 0 | 14.73 | 0
10.09. | 15 | 292.9429 |  | 278.2129 | 0 | 0 | 14.73 | 0
10.09. | 16 | 293.5395 |  | 278.7795 | 0 | 0 | 14.76 | 0
10.09. | 17 | 297.1193 |  | 282.1793 | 0 | 0 | 14.94 | 0
10.09. | 18 | 301.8922 |  | 286.7122 | 0 | 0 | 15.18 | 0
10.09. | 19 | 297.1193 |  | 282.1793 | 0 | 0 | 14.94 | 0
10.09. | 20 | 285.7834 |  | 271.4134 | 0 | 0 | 14.37 | 0
10.09. | 21 | 273.2543 |  | 259.5143 | 0 | 0 | 13.74 | 0
10.09. | 22 | 249.3893 |  | 236.8493 | 0 | 0 | 12.54 | 0
10.09. | 23 | 239.8433 |  | 227.7833 | 0 | 0 | 12.06 | 0
10.09. | 24 | 214.1884 |  | 203.4184 | 0 | 0 | 10.77 | 0
11.09. | 1 | 203.4491 |  | 193.2191 | 0 | 0 | 10.23 | 0
11.09. | 2 | 201.6592 |  | 191.5192 | 0 | 0 | 10.14 | 0
11.09. | 3 | 201.0626 |  | 190.9526 | 0 | 0 | 10.11 | 0
11.09. | 4 | 202.8525 |  | 192.6525 | 0 | 0 | 10.2 | 0
11.09. | 5 | 208.2221 |  | 197.7521 | 0 | 0 | 10.47 | 0
11.09. | 6 | 235.0702 |  | 223.2502 | 0 | 0 | 11.82 | 0
11.09. | 7 | 283.3969 |  | 269.1469 | 0 | 0 | 14.25 | 0
11.09. | 8 | 300.699 |  | 285.579 | 0 | 0 | 15.12 | 0
11.09. | 9 | 300.699 |  | 285.579 | 0 | 0 | 15.12 | 0
11.09. | 10 | 297.7159 |  | 282.7459 | 0 | 0 | 14.97 | 0
11.09. | 11 | 297.1193 |  | 282.1793 | 0 | 0 | 14.94 | 0
11.09. | 12 | 294.7328 |  | 279.9128 | 0 | 0 | 14.82 | 0
11.09. | 13 | 292.9429 |  | 278.2129 | 0 | 0 | 14.73 | 0
11.09. | 14 | 292.3462 |  | 277.6463 | 0 | 0 | 14.7 | 0
11.09. | 15 | 292.3462 |  | 277.6463 | 0 | 0 | 14.7 | 0
11.09. | 16 | 292.9429 |  | 278.2129 | 0 | 0 | 14.73 | 0
11.09. | 17 | 296.5226 |  | 281.6126 | 0 | 0 | 14.91 | 0
11.09. | 18 | 300.699 |  | 285.579 | 0 | 0 | 15.12 | 0
11.09. | 19 | 295.926 |  | 281.046 | 0 | 0 | 14.88 | 0
11.09. | 20 | 284.5901 |  | 270.2801 | 0 | 0 | 14.31 | 0
11.09. | 21 | 272.061 |  | 258.381 | 0 | 0 | 13.68 | 0
11.09. | 22 | 248.7926 |  | 236.2826 | 0 | 0 | 12.51 | 0
11.09. | 23 | 238.65 |  | 226.65 | 0 | 0 | 12 | 0
11.09. | 24 | 212.9951 |  | 202.2851 | 0 | 0 | 10.71 | 0
12.09. | 1 | 202.8525 |  | 192.6525 | 0 | 0 | 10.2 | 0
12.09. | 2 | 200.466 |  | 190.386 | 0 | 0 | 10.08 | 0
12.09. | 3 | 200.466 |  | 190.386 | 0 | 0 | 10.08 | 0
12.09. | 4 | 201.6592 |  | 191.5192 | 0 | 0 | 10.14 | 0
12.09. | 5 | 207.6255 |  | 197.1855 | 0 | 0 | 10.44 | 0
12.09. | 6 | 233.877 |  | 222.117 | 0 | 0 | 11.76 | 0
12.09. | 7 | 281.607 |  | 267.447 | 0 | 0 | 14.16 | 0
12.09. | 8 | 299.5057 |  | 284.4457 | 0 | 0 | 15.06 | 0
12.09. | 9 | 298.9091 |  | 283.8791 | 0 | 0 | 15.03 | 0
12.09. | 10 | 296.5226 |  | 281.6126 | 0 | 0 | 14.91 | 0
12.09. | 11 | 295.3294 |  | 280.4794 | 0 | 0 | 14.85 | 0
12.09. | 12 | 292.9429 |  | 278.2129 | 0 | 0 | 14.73 | 0
12.09. | 13 | 291.153 |  | 276.513 | 0 | 0 | 14.64 | 0
12.09. | 14 | 290.5564 |  | 275.9464 | 0 | 0 | 14.61 | 0
12.09. | 15 | 290.5564 |  | 275.9464 | 0 | 0 | 14.61 | 0
12.09. | 16 | 291.153 |  | 276.513 | 0 | 0 | 14.64 | 0
12.09. | 17 | 294.7328 |  | 279.9128 | 0 | 0 | 14.82 | 0
12.09. | 18 | 299.5057 |  | 284.4457 | 0 | 0 | 15.06 | 0
12.09. | 19 | 294.7328 |  | 279.9128 | 0 | 0 | 14.82 | 0
12.09. | 20 | 283.3969 |  | 269.1469 | 0 | 0 | 14.25 | 0
12.09. | 21 | 270.8678 |  | 257.2477 | 0 | 0 | 13.62 | 0
12.09. | 22 | 247.0027 |  | 234.5828 | 0 | 0 | 12.42 | 0
12.09. | 23 | 237.4567 |  | 225.5168 | 0 | 0 | 11.94 | 0
12.09. | 24 | 212.3985 |  | 201.7185 | 0 | 0 | 10.68 | 0
13.09. | 1 | 209.4154 |  | 198.8854 | 0 | 0 | 10.53 | 0
13.09. | 2 | 207.0289 |  | 196.6189 | 0 | 0 | 10.41 | 0
13.09. | 3 | 207.0289 |  | 196.6189 | 0 | 0 | 10.41 | 0
13.09. | 4 | 208.8187 |  | 198.3187 | 0 | 0 | 10.5 | 0
13.09. | 5 | 214.1884 |  | 203.4184 | 0 | 0 | 10.77 | 0
13.09. | 6 | 241.6331 |  | 229.4831 | 0 | 0 | 12.15 | 0
13.09. | 7 | 291.153 |  | 276.513 | 0 | 0 | 14.64 | 0
13.09. | 8 | 309.0518 |  | 293.5118 | 0 | 0 | 15.54 | 0
13.09. | 9 | 308.4551 |  | 292.9451 | 0 | 0 | 15.51 | 0
13.09. | 10 | 306.0686 |  | 290.6786 | 0 | 0 | 15.39 | 0
13.09. | 11 | 305.472 |  | 290.112 | 0 | 0 | 15.36 | 0
13.09. | 12 | 302.4889 |  | 287.2789 | 0 | 0 | 15.21 | 0
13.09. | 13 | 300.699 |  | 285.579 | 0 | 0 | 15.12 | 0
13.09. | 14 | 300.1024 |  | 285.0124 | 0 | 0 | 15.09 | 0
13.09. | 15 | 300.1024 |  | 285.0124 | 0 | 0 | 15.09 | 0
13.09. | 16 | 300.699 |  | 285.579 | 0 | 0 | 15.12 | 0
13.09. | 17 | 304.2788 |  | 288.9787 | 0 | 0 | 15.3 | 0
13.09. | 18 | 309.0518 |  | 293.5118 | 0 | 0 | 15.54 | 0
13.09. | 19 | 304.2788 |  | 288.9787 | 0 | 0 | 15.3 | 0
13.09. | 20 | 292.3462 |  | 277.6463 | 0 | 0 | 14.7 | 0
13.09. | 21 | 279.8171 |  | 265.7471 | 0 | 0 | 14.07 | 0
13.09. | 22 | 255.3555 |  | 242.5155 | 0 | 0 | 12.84 | 0
13.09. | 23 | 245.2129 |  | 232.8829 | 0 | 0 | 12.33 | 0
13.09. | 24 | 218.9614 |  | 207.9514 | 0 | 0 | 11.01 | 0
14.09. | 1 | 208.2221 |  | 197.7521 | 0 | 0 | 10.47 | 0
14.09. | 2 | 205.8356 |  | 195.4856 | 0 | 0 | 10.35 | 0
14.09. | 3 | 205.239 |  | 194.919 | 0 | 0 | 10.32 | 0
14.09. | 4 | 207.0289 |  | 196.6189 | 0 | 0 | 10.41 | 0
14.09. | 5 | 212.9951 |  | 202.2851 | 0 | 0 | 10.71 | 0
14.09. | 6 | 239.8433 |  | 227.7833 | 0 | 0 | 12.06 | 0
14.09. | 7 | 289.3631 |  | 274.8131 | 0 | 0 | 14.55 | 0
14.09. | 8 | 307.2619 |  | 291.8119 | 0 | 0 | 15.45 | 0
14.09. | 9 | 306.6653 |  | 291.2452 | 0 | 0 | 15.42 | 0
14.09. | 10 | 304.2788 |  | 288.9787 | 0 | 0 | 15.3 | 0
14.09. | 11 | 303.0855 |  | 287.8455 | 0 | 0 | 15.24 | 0
14.09. | 12 | 300.699 |  | 285.579 | 0 | 0 | 15.12 | 0
14.09. | 13 | 298.9091 |  | 283.8791 | 0 | 0 | 15.03 | 0
14.09. | 14 | 298.3125 |  | 283.3125 | 0 | 0 | 15 | 0
14.09. | 15 | 298.3125 |  | 283.3125 | 0 | 0 | 15 | 0
14.09. | 16 | 298.9091 |  | 283.8791 | 0 | 0 | 15.03 | 0
14.09. | 17 | 302.4889 |  | 287.2789 | 0 | 0 | 15.21 | 0
14.09. | 18 | 307.2619 |  | 291.8119 | 0 | 0 | 15.45 | 0
14.09. | 19 | 302.4889 |  | 287.2789 | 0 | 0 | 15.21 | 0
14.09. | 20 | 290.5564 |  | 275.9464 | 0 | 0 | 14.61 | 0
14.09. | 21 | 278.0272 |  | 264.0473 | 0 | 0 | 13.98 | 0
14.09. | 22 | 253.5656 |  | 240.8156 | 0 | 0 | 12.75 | 0
14.09. | 23 | 244.0196 |  | 231.7496 | 0 | 0 | 12.27 | 0
14.09. | 24 | 217.7681 |  | 206.8181 | 0 | 0 | 10.95 | 0
15.09. | 1 | 202.8525 |  | 192.6525 | 0 | 0 | 10.2 | 0
15.09. | 2 | 202.2559 |  | 192.0859 | 0 | 0 | 10.17 | 0
15.09. | 3 | 203.4491 |  | 193.2191 | 0 | 0 | 10.23 | 0
15.09. | 4 | 204.6424 |  | 194.3524 | 0 | 0 | 10.29 | 0
15.09. | 5 | 208.8187 |  | 198.3187 | 0 | 0 | 10.5 | 0
15.09. | 6 | 223.7344 |  | 212.4844 | 0 | 0 | 11.25 | 0
15.09. | 7 | 257.1454 |  | 244.2154 | 0 | 0 | 12.93 | 0
15.09. | 8 | 281.607 |  | 267.447 | 0 | 0 | 14.16 | 0
15.09. | 9 | 296.5226 |  | 281.6126 | 0 | 0 | 14.91 | 0
15.09. | 10 | 303.6821 |  | 288.4121 | 0 | 0 | 15.27 | 0
15.09. | 11 | 298.9091 |  | 283.8791 | 0 | 0 | 15.03 | 0
15.09. | 12 | 292.9429 |  | 278.2129 | 0 | 0 | 14.73 | 0
15.09. | 13 | 291.153 |  | 276.513 | 0 | 0 | 14.64 | 0
15.09. | 14 | 283.9935 |  | 269.7135 | 0 | 0 | 14.28 | 0
15.09. | 15 | 277.4306 |  | 263.4806 | 0 | 0 | 13.95 | 0
15.09. | 16 | 274.4475 |  | 260.6475 | 0 | 0 | 13.8 | 0
15.09. | 17 | 276.2374 |  | 262.3474 | 0 | 0 | 13.89 | 0
15.09. | 18 | 282.2036 |  | 268.0136 | 0 | 0 | 14.19 | 0
15.09. | 19 | 280.4138 |  | 266.3138 | 0 | 0 | 14.1 | 0
15.09. | 20 | 261.3218 |  | 248.1817 | 0 | 0 | 13.14 | 0
15.09. | 21 | 246.4061 |  | 234.0161 | 0 | 0 | 12.39 | 0
15.09. | 22 | 235.6669 |  | 223.8169 | 0 | 0 | 11.85 | 0
15.09. | 23 | 232.6838 |  | 220.9837 | 0 | 0 | 11.7 | 0
15.09. | 24 | 207.0289 |  | 196.6189 | 0 | 0 | 10.41 | 0
16.09. | 1 | 205.8356 |  | 195.4856 | 0 | 0 | 10.35 | 0
16.09. | 2 | 205.239 |  | 194.919 | 0 | 0 | 10.32 | 0
16.09. | 3 | 207.0289 |  | 196.6189 | 0 | 0 | 10.41 | 0
16.09. | 4 | 207.6255 |  | 197.1855 | 0 | 0 | 10.44 | 0
16.09. | 5 | 212.3985 |  | 201.7185 | 0 | 0 | 10.68 | 0
16.09. | 6 | 227.3141 |  | 215.8841 | 0 | 0 | 11.43 | 0
16.09. | 7 | 261.3218 |  | 248.1817 | 0 | 0 | 13.14 | 0
16.09. | 8 | 286.38 |  | 271.98 | 0 | 0 | 14.4 | 0
16.09. | 9 | 301.2956 |  | 286.1456 | 0 | 0 | 15.15 | 0
16.09. | 10 | 308.4551 |  | 292.9451 | 0 | 0 | 15.51 | 0
16.09. | 11 | 303.6821 |  | 288.4121 | 0 | 0 | 15.27 | 0
16.09. | 12 | 297.7159 |  | 282.7459 | 0 | 0 | 14.97 | 0
16.09. | 13 | 295.3294 |  | 280.4794 | 0 | 0 | 14.85 | 0
16.09. | 14 | 288.7665 |  | 274.2465 | 0 | 0 | 14.52 | 0
16.09. | 15 | 281.607 |  | 267.447 | 0 | 0 | 14.16 | 0
16.09. | 16 | 278.6239 |  | 264.6139 | 0 | 0 | 14.01 | 0
16.09. | 17 | 280.4138 |  | 266.3138 | 0 | 0 | 14.1 | 0
16.09. | 18 | 286.38 |  | 271.98 | 0 | 0 | 14.4 | 0
16.09. | 19 | 284.5901 |  | 270.2801 | 0 | 0 | 14.31 | 0
16.09. | 20 | 265.4981 |  | 252.1481 | 0 | 0 | 13.35 | 0
16.09. | 21 | 249.9859 |  | 237.4159 | 0 | 0 | 12.57 | 0
16.09. | 22 | 239.2466 |  | 227.2166 | 0 | 0 | 12.03 | 0
16.09. | 23 | 236.2635 |  | 224.3835 | 0 | 0 | 11.88 | 0
16.09. | 24 | 210.012 |  | 199.452 | 0 | 0 | 10.56 | 0
17.09. | 1 | 211.2053 |  | 200.5853 | 0 | 0 | 10.62 | 0
17.09. | 2 | 209.4154 |  | 198.8854 | 0 | 0 | 10.53 | 0
17.09. | 3 | 208.8187 |  | 198.3187 | 0 | 0 | 10.5 | 0
17.09. | 4 | 210.6086 |  | 200.0186 | 0 | 0 | 10.59 | 0
17.09. | 5 | 216.5749 |  | 205.6849 | 0 | 0 | 10.89 | 0
17.09. | 6 | 244.0196 |  | 231.7496 | 0 | 0 | 12.27 | 0
17.09. | 7 | 294.1361 |  | 279.3461 | 0 | 0 | 14.79 | 0
17.09. | 8 | 312.0349 |  | 296.3449 | 0 | 0 | 15.69 | 0
17.09. | 9 | 312.0349 |  | 296.3449 | 0 | 0 | 15.69 | 0
17.09. | 10 | 309.0518 |  | 293.5118 | 0 | 0 | 15.54 | 0
17.09. | 11 | 308.4551 |  | 292.9451 | 0 | 0 | 15.51 | 0
17.09. | 12 | 305.472 |  | 290.112 | 0 | 0 | 15.36 | 0
17.09. | 13 | 303.6821 |  | 288.4121 | 0 | 0 | 15.27 | 0
17.09. | 14 | 303.0855 |  | 287.8455 | 0 | 0 | 15.24 | 0
17.09. | 15 | 303.0855 |  | 287.8455 | 0 | 0 | 15.24 | 0
17.09. | 16 | 303.6821 |  | 288.4121 | 0 | 0 | 15.27 | 0
17.09. | 17 | 307.2619 |  | 291.8119 | 0 | 0 | 15.45 | 0
17.09. | 18 | 312.0349 |  | 296.3449 | 0 | 0 | 15.69 | 0
17.09. | 19 | 307.2619 |  | 291.8119 | 0 | 0 | 15.45 | 0
17.09. | 20 | 295.3294 |  | 280.4794 | 0 | 0 | 14.85 | 0
17.09. | 21 | 282.8003 |  | 268.5802 | 0 | 0 | 14.22 | 0
17.09. | 22 | 257.742 |  | 244.782 | 0 | 0 | 12.96 | 0
17.09. | 23 | 247.5994 |  | 235.1494 | 0 | 0 | 12.45 | 0
17.09. | 24 | 221.3479 |  | 210.2179 | 0 | 0 | 11.13 | 0
18.09. | 1 | 210.6086 |  | 200.0186 | 0 | 0 | 10.59 | 0
18.09. | 2 | 208.2221 |  | 197.7521 | 0 | 0 | 10.47 | 0
18.09. | 3 | 208.2221 |  | 197.7521 | 0 | 0 | 10.47 | 0
18.09. | 4 | 210.012 |  | 199.452 | 0 | 0 | 10.56 | 0
18.09. | 5 | 215.3816 |  | 204.5516 | 0 | 0 | 10.83 | 0
18.09. | 6 | 242.8264 |  | 230.6164 | 0 | 0 | 12.21 | 0
18.09. | 7 | 292.9429 |  | 278.2129 | 0 | 0 | 14.73 | 0
18.09. | 8 | 310.8416 |  | 295.2116 | 0 | 0 | 15.63 | 0
18.09. | 9 | 310.8416 |  | 295.2116 | 0 | 0 | 15.63 | 0
18.09. | 10 | 307.8585 |  | 292.3785 | 0 | 0 | 15.48 | 0
18.09. | 11 | 307.2619 |  | 291.8119 | 0 | 0 | 15.45 | 0
18.09. | 12 | 304.2788 |  | 288.9787 | 0 | 0 | 15.3 | 0
18.09. | 13 | 302.4889 |  | 287.2789 | 0 | 0 | 15.21 | 0
18.09. | 14 | 301.8922 |  | 286.7122 | 0 | 0 | 15.18 | 0
18.09. | 15 | 301.8922 |  | 286.7122 | 0 | 0 | 15.18 | 0
18.09. | 16 | 302.4889 |  | 287.2789 | 0 | 0 | 15.21 | 0
18.09. | 17 | 306.0686 |  | 290.6786 | 0 | 0 | 15.39 | 0
18.09. | 18 | 310.8416 |  | 295.2116 | 0 | 0 | 15.63 | 0
18.09. | 19 | 306.0686 |  | 290.6786 | 0 | 0 | 15.39 | 0
18.09. | 20 | 294.1361 |  | 279.3461 | 0 | 0 | 14.79 | 0
18.09. | 21 | 281.607 |  | 267.447 | 0 | 0 | 14.16 | 0
18.09. | 22 | 257.1454 |  | 244.2154 | 0 | 0 | 12.93 | 0
18.09. | 23 | 247.0027 |  | 234.5828 | 0 | 0 | 12.42 | 0
18.09. | 24 | 220.7512 |  | 209.6513 | 0 | 0 | 11.1 | 0
19.09. | 1 | 210.012 |  | 199.452 | 0 | 0 | 10.56 | 0
19.09. | 2 | 207.6255 |  | 197.1855 | 0 | 0 | 10.44 | 0
19.09. | 3 | 207.6255 |  | 197.1855 | 0 | 0 | 10.44 | 0
19.09. | 4 | 209.4154 |  | 198.8854 | 0 | 0 | 10.53 | 0
19.09. | 5 | 214.785 |  | 203.985 | 0 | 0 | 10.8 | 0
19.09. | 6 | 242.2297 |  | 230.0497 | 0 | 0 | 12.18 | 0
19.09. | 7 | 291.7496 |  | 277.0796 | 0 | 0 | 14.67 | 0
19.09. | 8 | 310.245 |  | 294.645 | 0 | 0 | 15.6 | 0
19.09. | 9 | 309.6484 |  | 294.0784 | 0 | 0 | 15.57 | 0
19.09. | 10 | 306.6653 |  | 291.2452 | 0 | 0 | 15.42 | 0
19.09. | 11 | 306.0686 |  | 290.6786 | 0 | 0 | 15.39 | 0
19.09. | 12 | 303.6821 |  | 288.4121 | 0 | 0 | 15.27 | 0
19.09. | 13 | 301.8922 |  | 286.7122 | 0 | 0 | 15.18 | 0
19.09. | 14 | 301.2956 |  | 286.1456 | 0 | 0 | 15.15 | 0
19.09. | 15 | 301.2956 |  | 286.1456 | 0 | 0 | 15.15 | 0
19.09. | 16 | 301.8922 |  | 286.7122 | 0 | 0 | 15.18 | 0
19.09. | 17 | 305.472 |  | 290.112 | 0 | 0 | 15.36 | 0
19.09. | 18 | 310.245 |  | 294.645 | 0 | 0 | 15.6 | 0
19.09. | 19 | 305.472 |  | 290.112 | 0 | 0 | 15.36 | 0
19.09. | 20 | 293.5395 |  | 278.7795 | 0 | 0 | 14.76 | 0
19.09. | 21 | 280.4138 |  | 266.3138 | 0 | 0 | 14.1 | 0
19.09. | 22 | 255.9521 |  | 243.0821 | 0 | 0 | 12.87 | 0
19.09. | 23 | 246.4061 |  | 234.0161 | 0 | 0 | 12.39 | 0
19.09. | 24 | 220.1546 |  | 209.0846 | 0 | 0 | 11.07 | 0
20.09. | 1 | 210.6086 |  | 200.0186 | 0 | 0 | 10.59 | 0
20.09. | 2 | 208.8187 |  | 198.3187 | 0 | 0 | 10.5 | 0
20.09. | 3 | 208.2221 |  | 197.7521 | 0 | 0 | 10.47 | 0
20.09. | 4 | 210.012 |  | 199.452 | 0 | 0 | 10.56 | 0
20.09. | 5 | 215.9783 |  | 205.1182 | 0 | 0 | 10.86 | 0
20.09. | 6 | 243.423 |  | 231.183 | 0 | 0 | 12.24 | 0
20.09. | 7 | 292.9429 |  | 278.2129 | 0 | 0 | 14.73 | 0
20.09. | 8 | 311.4382 |  | 295.7783 | 0 | 0 | 15.66 | 0
20.09. | 9 | 310.8416 |  | 295.2116 | 0 | 0 | 15.63 | 0
20.09. | 10 | 308.4551 |  | 292.9451 | 0 | 0 | 15.51 | 0
20.09. | 11 | 307.2619 |  | 291.8119 | 0 | 0 | 15.45 | 0
20.09. | 12 | 304.8754 |  | 289.5454 | 0 | 0 | 15.33 | 0
20.09. | 13 | 303.0855 |  | 287.8455 | 0 | 0 | 15.24 | 0
20.09. | 14 | 302.4889 |  | 287.2789 | 0 | 0 | 15.21 | 0
20.09. | 15 | 302.4889 |  | 287.2789 | 0 | 0 | 15.21 | 0
20.09. | 16 | 303.0855 |  | 287.8455 | 0 | 0 | 15.24 | 0
20.09. | 17 | 306.6653 |  | 291.2452 | 0 | 0 | 15.42 | 0
20.09. | 18 | 311.4382 |  | 295.7783 | 0 | 0 | 15.66 | 0
20.09. | 19 | 306.6653 |  | 291.2452 | 0 | 0 | 15.42 | 0
20.09. | 20 | 294.7328 |  | 279.9128 | 0 | 0 | 14.82 | 0
20.09. | 21 | 281.607 |  | 267.447 | 0 | 0 | 14.16 | 0
20.09. | 22 | 257.1454 |  | 244.2154 | 0 | 0 | 12.93 | 0
20.09. | 23 | 247.0027 |  | 234.5828 | 0 | 0 | 12.42 | 0
20.09. | 24 | 220.7512 |  | 209.6513 | 0 | 0 | 11.1 | 0
21.09. | 1 | 208.8187 |  | 198.3187 | 0 | 0 | 10.5 | 0
21.09. | 2 | 207.0289 |  | 196.6189 | 0 | 0 | 10.41 | 0
21.09. | 3 | 206.4323 |  | 196.0522 | 0 | 0 | 10.38 | 0
21.09. | 4 | 208.2221 |  | 197.7521 | 0 | 0 | 10.47 | 0
21.09. | 5 | 213.5917 |  | 202.8518 | 0 | 0 | 10.74 | 0
21.09. | 6 | 241.0365 |  | 228.9165 | 0 | 0 | 12.12 | 0
21.09. | 7 | 290.5564 |  | 275.9464 | 0 | 0 | 14.61 | 0
21.09. | 8 | 308.4551 |  | 292.9451 | 0 | 0 | 15.51 | 0
21.09. | 9 | 307.8585 |  | 292.3785 | 0 | 0 | 15.48 | 0
21.09. | 10 | 305.472 |  | 290.112 | 0 | 0 | 15.36 | 0
21.09. | 11 | 304.8754 |  | 289.5454 | 0 | 0 | 15.33 | 0
21.09. | 12 | 301.8922 |  | 286.7122 | 0 | 0 | 15.18 | 0
21.09. | 13 | 300.1024 |  | 285.0124 | 0 | 0 | 15.09 | 0
21.09. | 14 | 299.5057 |  | 284.4457 | 0 | 0 | 15.06 | 0
21.09. | 15 | 299.5057 |  | 284.4457 | 0 | 0 | 15.06 | 0
21.09. | 16 | 300.1024 |  | 285.0124 | 0 | 0 | 15.09 | 0
21.09. | 17 | 303.6821 |  | 288.4121 | 0 | 0 | 15.27 | 0
21.09. | 18 | 308.4551 |  | 292.9451 | 0 | 0 | 15.51 | 0
21.09. | 19 | 303.6821 |  | 288.4121 | 0 | 0 | 15.27 | 0
21.09. | 20 | 291.7496 |  | 277.0796 | 0 | 0 | 14.67 | 0
21.09. | 21 | 279.2205 |  | 265.1805 | 0 | 0 | 14.04 | 0
21.09. | 22 | 254.7589 |  | 241.9489 | 0 | 0 | 12.81 | 0
21.09. | 23 | 245.2129 |  | 232.8829 | 0 | 0 | 12.33 | 0
21.09. | 24 | 218.9614 |  | 207.9514 | 0 | 0 | 11.01 | 0
22.09. | 1 | 203.4491 |  | 193.2191 | 0 | 0 | 10.23 | 0
22.09. | 2 | 202.8525 |  | 192.6525 | 0 | 0 | 10.2 | 0
22.09. | 3 | 204.6424 |  | 194.3524 | 0 | 0 | 10.29 | 0
22.09. | 4 | 205.239 |  | 194.919 | 0 | 0 | 10.32 | 0
22.09. | 5 | 210.012 |  | 199.452 | 0 | 0 | 10.56 | 0
22.09. | 6 | 224.331 |  | 213.051 | 0 | 0 | 11.28 | 0
22.09. | 7 | 258.3386 |  | 245.3486 | 0 | 0 | 12.99 | 0
22.09. | 8 | 282.8003 |  | 268.5802 | 0 | 0 | 14.22 | 0
22.09. | 9 | 297.7159 |  | 282.7459 | 0 | 0 | 14.97 | 0
22.09. | 10 | 304.8754 |  | 289.5454 | 0 | 0 | 15.33 | 0
22.09. | 11 | 300.1024 |  | 285.0124 | 0 | 0 | 15.09 | 0
22.09. | 12 | 294.1361 |  | 279.3461 | 0 | 0 | 14.79 | 0
22.09. | 13 | 292.3462 |  | 277.6463 | 0 | 0 | 14.7 | 0
22.09. | 14 | 285.1868 |  | 270.8467 | 0 | 0 | 14.34 | 0
22.09. | 15 | 278.0272 |  | 264.0473 | 0 | 0 | 13.98 | 0
22.09. | 16 | 275.0441 |  | 261.2141 | 0 | 0 | 13.83 | 0
22.09. | 17 | 277.4306 |  | 263.4806 | 0 | 0 | 13.95 | 0
22.09. | 18 | 283.3969 |  | 269.1469 | 0 | 0 | 14.25 | 0
22.09. | 19 | 281.0104 |  | 266.8804 | 0 | 0 | 14.13 | 0
22.09. | 20 | 261.9184 |  | 248.7484 | 0 | 0 | 13.17 | 0
22.09. | 21 | 247.0027 |  | 234.5828 | 0 | 0 | 12.42 | 0
22.09. | 22 | 236.2635 |  | 224.3835 | 0 | 0 | 11.88 | 0
22.09. | 23 | 233.2804 |  | 221.5504 | 0 | 0 | 11.73 | 0
22.09. | 24 | 207.6255 |  | 197.1855 | 0 | 0 | 10.44 | 0
23.09. | 1 | 207.6255 |  | 197.1855 | 0 | 0 | 10.44 | 0
23.09. | 2 | 207.0289 |  | 196.6189 | 0 | 0 | 10.41 | 0
23.09. | 3 | 208.8187 |  | 198.3187 | 0 | 0 | 10.5 | 0
23.09. | 4 | 209.4154 |  | 198.8854 | 0 | 0 | 10.53 | 0
23.09. | 5 | 214.1884 |  | 203.4184 | 0 | 0 | 10.77 | 0
23.09. | 6 | 229.104 |  | 217.584 | 0 | 0 | 11.52 | 0
23.09. | 7 | 263.7083 |  | 250.4483 | 0 | 0 | 13.26 | 0
23.09. | 8 | 288.7665 |  | 274.2465 | 0 | 0 | 14.52 | 0
23.09. | 9 | 304.2788 |  | 288.9787 | 0 | 0 | 15.3 | 0
23.09. | 10 | 311.4382 |  | 295.7783 | 0 | 0 | 15.66 | 0
23.09. | 11 | 306.0686 |  | 290.6786 | 0 | 0 | 15.39 | 0
23.09. | 12 | 300.1024 |  | 285.0124 | 0 | 0 | 15.09 | 0
23.09. | 13 | 298.3125 |  | 283.3125 | 0 | 0 | 15 | 0
23.09. | 14 | 291.153 |  | 276.513 | 0 | 0 | 14.64 | 0
23.09. | 15 | 283.9935 |  | 269.7135 | 0 | 0 | 14.28 | 0
23.09. | 16 | 281.0104 |  | 266.8804 | 0 | 0 | 14.13 | 0
23.09. | 17 | 282.8003 |  | 268.5802 | 0 | 0 | 14.22 | 0
23.09. | 18 | 288.7665 |  | 274.2465 | 0 | 0 | 14.52 | 0
23.09. | 19 | 286.9766 |  | 272.5466 | 0 | 0 | 14.43 | 0
23.09. | 20 | 267.8846 |  | 254.4146 | 0 | 0 | 13.47 | 0
23.09. | 21 | 252.3724 |  | 239.6824 | 0 | 0 | 12.69 | 0
23.09. | 22 | 241.6331 |  | 229.4831 | 0 | 0 | 12.15 | 0
23.09. | 23 | 238.0534 |  | 226.0834 | 0 | 0 | 11.97 | 0
23.09. | 24 | 211.8019 |  | 201.1519 | 0 | 0 | 10.65 | 0
24.09. | 1 | 211.8019 |  | 201.1519 | 0 | 0 | 10.65 | 0
24.09. | 2 | 209.4154 |  | 198.8854 | 0 | 0 | 10.53 | 0
24.09. | 3 | 209.4154 |  | 198.8854 | 0 | 0 | 10.53 | 0
24.09. | 4 | 211.2053 |  | 200.5853 | 0 | 0 | 10.62 | 0
24.09. | 5 | 216.5749 |  | 205.6849 | 0 | 0 | 10.89 | 0
24.09. | 6 | 244.0196 |  | 231.7496 | 0 | 0 | 12.27 | 0
24.09. | 7 | 294.1361 |  | 279.3461 | 0 | 0 | 14.79 | 0
24.09. | 8 | 312.6315 |  | 296.9115 | 0 | 0 | 15.72 | 0
24.09. | 9 | 312.0349 |  | 296.3449 | 0 | 0 | 15.69 | 0
24.09. | 10 | 309.6484 |  | 294.0784 | 0 | 0 | 15.57 | 0
24.09. | 11 | 308.4551 |  | 292.9451 | 0 | 0 | 15.51 | 0
24.09. | 12 | 306.0686 |  | 290.6786 | 0 | 0 | 15.39 | 0
24.09. | 13 | 304.2788 |  | 288.9787 | 0 | 0 | 15.3 | 0
24.09. | 14 | 303.6821 |  | 288.4121 | 0 | 0 | 15.27 | 0
24.09. | 15 | 303.6821 |  | 288.4121 | 0 | 0 | 15.27 | 0
24.09. | 16 | 304.2788 |  | 288.9787 | 0 | 0 | 15.3 | 0
24.09. | 17 | 307.8585 |  | 292.3785 | 0 | 0 | 15.48 | 0
24.09. | 18 | 312.6315 |  | 296.9115 | 0 | 0 | 15.72 | 0
24.09. | 19 | 307.8585 |  | 292.3785 | 0 | 0 | 15.48 | 0
24.09. | 20 | 295.926 |  | 281.046 | 0 | 0 | 14.88 | 0
24.09. | 21 | 282.8003 |  | 268.5802 | 0 | 0 | 14.22 | 0
24.09. | 22 | 258.3386 |  | 245.3486 | 0 | 0 | 12.99 | 0
24.09. | 23 | 248.196 |  | 235.716 | 0 | 0 | 12.48 | 0
24.09. | 24 | 221.9445 |  | 210.7845 | 0 | 0 | 11.16 | 0
25.09. | 1 | 214.1884 |  | 203.4184 | 0 | 0 | 10.77 | 0
25.09. | 2 | 211.8019 |  | 201.1519 | 0 | 0 | 10.65 | 0
25.09. | 3 | 211.8019 |  | 201.1519 | 0 | 0 | 10.65 | 0
25.09. | 4 | 213.5917 |  | 202.8518 | 0 | 0 | 10.74 | 0
25.09. | 5 | 219.558 |  | 208.518 | 0 | 0 | 11.04 | 0
25.09. | 6 | 247.0027 |  | 234.5828 | 0 | 0 | 12.42 | 0
25.09. | 7 | 297.7159 |  | 282.7459 | 0 | 0 | 14.97 | 0
25.09. | 8 | 316.2112 |  | 300.3112 | 0 | 0 | 15.9 | 0
25.09. | 9 | 316.2112 |  | 300.3112 | 0 | 0 | 15.9 | 0
25.09. | 10 | 313.2281 |  | 297.4781 | 0 | 0 | 15.75 | 0
25.09. | 11 | 312.6315 |  | 296.9115 | 0 | 0 | 15.72 | 0
25.09. | 12 | 309.6484 |  | 294.0784 | 0 | 0 | 15.57 | 0
25.09. | 13 | 307.8585 |  | 292.3785 | 0 | 0 | 15.48 | 0
25.09. | 14 | 307.2619 |  | 291.8119 | 0 | 0 | 15.45 | 0
25.09. | 15 | 307.2619 |  | 291.8119 | 0 | 0 | 15.45 | 0
25.09. | 16 | 307.8585 |  | 292.3785 | 0 | 0 | 15.48 | 0
25.09. | 17 | 311.4382 |  | 295.7783 | 0 | 0 | 15.66 | 0
25.09. | 18 | 316.8079 |  | 300.8779 | 0 | 0 | 15.93 | 0
25.09. | 19 | 311.4382 |  | 295.7783 | 0 | 0 | 15.66 | 0
25.09. | 20 | 299.5057 |  | 284.4457 | 0 | 0 | 15.06 | 0
25.09. | 21 | 286.38 |  | 271.98 | 0 | 0 | 14.4 | 0
25.09. | 22 | 261.3218 |  | 248.1817 | 0 | 0 | 13.14 | 0
25.09. | 23 | 251.1791 |  | 238.5491 | 0 | 0 | 12.63 | 0
25.09. | 24 | 224.331 |  | 213.051 | 0 | 0 | 11.28 | 0
26.09. | 1 | 214.1884 |  | 203.4184 | 0 | 0 | 10.77 | 0
26.09. | 2 | 211.8019 |  | 201.1519 | 0 | 0 | 10.65 | 0
26.09. | 3 | 211.8019 |  | 201.1519 | 0 | 0 | 10.65 | 0
26.09. | 4 | 213.5917 |  | 202.8518 | 0 | 0 | 10.74 | 0
26.09. | 5 | 218.9614 |  | 207.9514 | 0 | 0 | 11.01 | 0
26.09. | 6 | 247.0027 |  | 234.5828 | 0 | 0 | 12.42 | 0
26.09. | 7 | 297.7159 |  | 282.7459 | 0 | 0 | 14.97 | 0
26.09. | 8 | 316.2112 |  | 300.3112 | 0 | 0 | 15.9 | 0
26.09. | 9 | 315.6146 |  | 299.7446 | 0 | 0 | 15.87 | 0
26.09. | 10 | 313.2281 |  | 297.4781 | 0 | 0 | 15.75 | 0
26.09. | 11 | 312.0349 |  | 296.3449 | 0 | 0 | 15.69 | 0
26.09. | 12 | 309.6484 |  | 294.0784 | 0 | 0 | 15.57 | 0
26.09. | 13 | 307.8585 |  | 292.3785 | 0 | 0 | 15.48 | 0
26.09. | 14 | 307.2619 |  | 291.8119 | 0 | 0 | 15.45 | 0
26.09. | 15 | 307.2619 |  | 291.8119 | 0 | 0 | 15.45 | 0
26.09. | 16 | 307.8585 |  | 292.3785 | 0 | 0 | 15.48 | 0
26.09. | 17 | 311.4382 |  | 295.7783 | 0 | 0 | 15.66 | 0
26.09. | 18 | 316.2112 |  | 300.3112 | 0 | 0 | 15.9 | 0
26.09. | 19 | 311.4382 |  | 295.7783 | 0 | 0 | 15.66 | 0
26.09. | 20 | 298.9091 |  | 283.8791 | 0 | 0 | 15.03 | 0
26.09. | 21 | 286.38 |  | 271.98 | 0 | 0 | 14.4 | 0
26.09. | 22 | 261.3218 |  | 248.1817 | 0 | 0 | 13.14 | 0
26.09. | 23 | 251.1791 |  | 238.5491 | 0 | 0 | 12.63 | 0
26.09. | 24 | 224.331 |  | 213.051 | 0 | 0 | 11.28 | 0
27.09. | 1 | 214.785 |  | 203.985 | 0 | 0 | 10.8 | 0
27.09. | 2 | 212.3985 |  | 201.7185 | 0 | 0 | 10.68 | 0
27.09. | 3 | 212.3985 |  | 201.7185 | 0 | 0 | 10.68 | 0
27.09. | 4 | 214.1884 |  | 203.4184 | 0 | 0 | 10.77 | 0
27.09. | 5 | 219.558 |  | 208.518 | 0 | 0 | 11.04 | 0
27.09. | 6 | 247.5994 |  | 235.1494 | 0 | 0 | 12.45 | 0
27.09. | 7 | 298.3125 |  | 283.3125 | 0 | 0 | 15 | 0
27.09. | 8 | 316.8079 |  | 300.8779 | 0 | 0 | 15.93 | 0
27.09. | 9 | 316.8079 |  | 300.8779 | 0 | 0 | 15.93 | 0
27.09. | 10 | 313.8247 |  | 298.0448 | 0 | 0 | 15.78 | 0
27.09. | 11 | 313.2281 |  | 297.4781 | 0 | 0 | 15.75 | 0
27.09. | 12 | 310.8416 |  | 295.2116 | 0 | 0 | 15.63 | 0
27.09. | 13 | 308.4551 |  | 292.9451 | 0 | 0 | 15.51 | 0
27.09. | 14 | 307.8585 |  | 292.3785 | 0 | 0 | 15.48 | 0
27.09. | 15 | 307.8585 |  | 292.3785 | 0 | 0 | 15.48 | 0
27.09. | 16 | 308.4551 |  | 292.9451 | 0 | 0 | 15.51 | 0
27.09. | 17 | 312.0349 |  | 296.3449 | 0 | 0 | 15.69 | 0
27.09. | 18 | 317.4045 |  | 301.4445 | 0 | 0 | 15.96 | 0
27.09. | 19 | 312.0349 |  | 296.3449 | 0 | 0 | 15.69 | 0
27.09. | 20 | 300.1024 |  | 285.0124 | 0 | 0 | 15.09 | 0
27.09. | 21 | 286.9766 |  | 272.5466 | 0 | 0 | 14.43 | 0
27.09. | 22 | 261.9184 |  | 248.7484 | 0 | 0 | 13.17 | 0
27.09. | 23 | 251.7757 |  | 239.1157 | 0 | 0 | 12.66 | 0
27.09. | 24 | 224.9276 |  | 213.6176 | 0 | 0 | 11.31 | 0
28.09. | 1 | 214.1884 |  | 203.4184 | 0 | 0 | 10.77 | 0
28.09. | 2 | 211.8019 |  | 201.1519 | 0 | 0 | 10.65 | 0
28.09. | 3 | 211.8019 |  | 201.1519 | 0 | 0 | 10.65 | 0
28.09. | 4 | 213.5917 |  | 202.8518 | 0 | 0 | 10.74 | 0
28.09. | 5 | 219.558 |  | 208.518 | 0 | 0 | 11.04 | 0
28.09. | 6 | 247.0027 |  | 234.5828 | 0 | 0 | 12.42 | 0
28.09. | 7 | 297.7159 |  | 282.7459 | 0 | 0 | 14.97 | 0
28.09. | 8 | 316.2112 |  | 300.3112 | 0 | 0 | 15.9 | 0
28.09. | 9 | 316.2112 |  | 300.3112 | 0 | 0 | 15.9 | 0
28.09. | 10 | 313.2281 |  | 297.4781 | 0 | 0 | 15.75 | 0
28.09. | 11 | 312.6315 |  | 296.9115 | 0 | 0 | 15.72 | 0
28.09. | 12 | 309.6484 |  | 294.0784 | 0 | 0 | 15.57 | 0
28.09. | 13 | 307.8585 |  | 292.3785 | 0 | 0 | 15.48 | 0
28.09. | 14 | 307.2619 |  | 291.8119 | 0 | 0 | 15.45 | 0
28.09. | 15 | 307.2619 |  | 291.8119 | 0 | 0 | 15.45 | 0
28.09. | 16 | 307.8585 |  | 292.3785 | 0 | 0 | 15.48 | 0
28.09. | 17 | 311.4382 |  | 295.7783 | 0 | 0 | 15.66 | 0
28.09. | 18 | 316.8079 |  | 300.8779 | 0 | 0 | 15.93 | 0
28.09. | 19 | 311.4382 |  | 295.7783 | 0 | 0 | 15.66 | 0
28.09. | 20 | 299.5057 |  | 284.4457 | 0 | 0 | 15.06 | 0
28.09. | 21 | 286.38 |  | 271.98 | 0 | 0 | 14.4 | 0
28.09. | 22 | 261.3218 |  | 248.1817 | 0 | 0 | 13.14 | 0
28.09. | 23 | 251.1791 |  | 238.5491 | 0 | 0 | 12.63 | 0
28.09. | 24 | 224.331 |  | 213.051 | 0 | 0 | 11.28 | 0
29.09. | 1 | 206.4323 |  | 196.0522 | 0 | 0 | 10.38 | 0
29.09. | 2 | 205.8356 |  | 195.4856 | 0 | 0 | 10.35 | 0
29.09. | 3 | 207.6255 |  | 197.1855 | 0 | 0 | 10.44 | 0
29.09. | 4 | 208.2221 |  | 197.7521 | 0 | 0 | 10.47 | 0
29.09. | 5 | 212.9951 |  | 202.2851 | 0 | 0 | 10.71 | 0
29.09. | 6 | 227.9108 |  | 216.4507 | 0 | 0 | 11.46 | 0
29.09. | 7 | 261.9184 |  | 248.7484 | 0 | 0 | 13.17 | 0
29.09. | 8 | 286.9766 |  | 272.5466 | 0 | 0 | 14.43 | 0
29.09. | 9 | 301.8922 |  | 286.7122 | 0 | 0 | 15.18 | 0
29.09. | 10 | 309.0518 |  | 293.5118 | 0 | 0 | 15.54 | 0
29.09. | 11 | 304.2788 |  | 288.9787 | 0 | 0 | 15.3 | 0
29.09. | 12 | 298.3125 |  | 283.3125 | 0 | 0 | 15 | 0
29.09. | 13 | 296.5226 |  | 281.6126 | 0 | 0 | 14.91 | 0
29.09. | 14 | 289.3631 |  | 274.8131 | 0 | 0 | 14.55 | 0
29.09. | 15 | 282.2036 |  | 268.0136 | 0 | 0 | 14.19 | 0
29.09. | 16 | 279.2205 |  | 265.1805 | 0 | 0 | 14.04 | 0
29.09. | 17 | 281.0104 |  | 266.8804 | 0 | 0 | 14.13 | 0
29.09. | 18 | 286.9766 |  | 272.5466 | 0 | 0 | 14.43 | 0
29.09. | 19 | 285.1868 |  | 270.8467 | 0 | 0 | 14.34 | 0
29.09. | 20 | 266.0947 |  | 252.7148 | 0 | 0 | 13.38 | 0
29.09. | 21 | 250.5825 |  | 237.9825 | 0 | 0 | 12.6 | 0
29.09. | 22 | 239.8433 |  | 227.7833 | 0 | 0 | 12.06 | 0
29.09. | 23 | 236.8601 |  | 224.9501 | 0 | 0 | 11.91 | 0
29.09. | 24 | 210.6086 |  | 200.0186 | 0 | 0 | 10.59 | 0
30.09. | 1 | 209.4154 |  | 198.8854 | 0 | 0 | 10.53 | 0
30.09. | 2 | 208.8187 |  | 198.3187 | 0 | 0 | 10.5 | 0
30.09. | 3 | 210.6086 |  | 200.0186 | 0 | 0 | 10.59 | 0
30.09. | 4 | 211.2053 |  | 200.5853 | 0 | 0 | 10.62 | 0
30.09. | 5 | 215.9783 |  | 205.1182 | 0 | 0 | 10.86 | 0
30.09. | 6 | 230.8939 |  | 219.2839 | 0 | 0 | 11.61 | 0
30.09. | 7 | 265.4981 |  | 252.1481 | 0 | 0 | 13.35 | 0
30.09. | 8 | 291.153 |  | 276.513 | 0 | 0 | 14.64 | 0
30.09. | 9 | 306.6653 |  | 291.2452 | 0 | 0 | 15.42 | 0
30.09. | 10 | 313.8247 |  | 298.0448 | 0 | 0 | 15.78 | 0
30.09. | 11 | 308.4551 |  | 292.9451 | 0 | 0 | 15.51 | 0
30.09. | 12 | 302.4889 |  | 287.2789 | 0 | 0 | 15.21 | 0
30.09. | 13 | 300.699 |  | 285.579 | 0 | 0 | 15.12 | 0
30.09. | 14 | 293.5395 |  | 278.7795 | 0 | 0 | 14.76 | 0
30.09. | 15 | 286.38 |  | 271.98 | 0 | 0 | 14.4 | 0
30.09. | 16 | 282.8003 |  | 268.5802 | 0 | 0 | 14.22 | 0
30.09. | 17 | 285.1868 |  | 270.8467 | 0 | 0 | 14.34 | 0
30.09. | 18 | 291.153 |  | 276.513 | 0 | 0 | 14.64 | 0
30.09. | 19 | 289.3631 |  | 274.8131 | 0 | 0 | 14.55 | 0
30.09. | 20 | 269.6745 |  | 256.1145 | 0 | 0 | 13.56 | 0
30.09. | 21 | 254.1623 |  | 241.3822 | 0 | 0 | 12.78 | 0
30.09. | 22 | 243.423 |  | 231.183 | 0 | 0 | 12.24 | 0
30.09. | 23 | 239.8433 |  | 227.7833 | 0 | 0 | 12.06 | 0
30.09. | 24 | 213.5917 |  | 202.8518 | 0 | 0 | 10.74 | 0
01.10. | 1 | 213.5917 |  | 202.8518 | 0 | 0 | 10.74 | 0
01.10. | 2 | 210.6086 |  | 200.0186 | 0 | 0 | 10.59 | 0
01.10. | 3 | 210.6086 |  | 200.0186 | 0 | 0 | 10.59 | 0
01.10. | 4 | 210.6086 |  | 200.0186 | 0 | 0 | 10.59 | 0
01.10. | 5 | 215.9783 |  | 205.1182 | 0 | 0 | 10.86 | 0
01.10. | 6 | 241.6331 |  | 229.4831 | 0 | 0 | 12.15 | 0
01.10. | 7 | 286.9766 |  | 272.5466 | 0 | 0 | 14.43 | 0
01.10. | 8 | 301.2956 |  | 286.1456 | 0 | 0 | 15.15 | 0
01.10. | 9 | 297.1193 |  | 282.1793 | 0 | 0 | 14.94 | 0
01.10. | 10 | 296.5226 |  | 281.6126 | 0 | 0 | 14.91 | 0
01.10. | 11 | 297.1193 |  | 282.1793 | 0 | 0 | 14.94 | 0
01.10. | 12 | 295.926 |  | 281.046 | 0 | 0 | 14.88 | 0
01.10. | 13 | 292.9429 |  | 278.2129 | 0 | 0 | 14.73 | 0
01.10. | 14 | 290.5564 |  | 275.9464 | 0 | 0 | 14.61 | 0
01.10. | 15 | 291.7496 |  | 277.0796 | 0 | 0 | 14.67 | 0
01.10. | 16 | 288.7665 |  | 274.2465 | 0 | 0 | 14.52 | 0
01.10. | 17 | 295.3294 |  | 280.4794 | 0 | 0 | 14.85 | 0
01.10. | 18 | 301.2956 |  | 286.1456 | 0 | 0 | 15.15 | 0
01.10. | 19 | 302.4889 |  | 287.2789 | 0 | 0 | 15.21 | 0
01.10. | 20 | 291.7496 |  | 277.0796 | 0 | 0 | 14.67 | 0
01.10. | 21 | 276.2374 |  | 262.3474 | 0 | 0 | 13.89 | 0
01.10. | 22 | 258.3386 |  | 245.3486 | 0 | 0 | 12.99 | 0
01.10. | 23 | 245.2129 |  | 232.8829 | 0 | 0 | 12.33 | 0
01.10. | 24 | 221.9445 |  | 210.7845 | 0 | 0 | 11.16 | 0
02.10. | 1 | 216.5749 |  | 205.6849 | 0 | 0 | 10.89 | 0
02.10. | 2 | 214.1884 |  | 203.4184 | 0 | 0 | 10.77 | 0
02.10. | 3 | 214.1884 |  | 203.4184 | 0 | 0 | 10.77 | 0
02.10. | 4 | 214.1884 |  | 203.4184 | 0 | 0 | 10.77 | 0
02.10. | 5 | 218.9614 |  | 207.9514 | 0 | 0 | 11.01 | 0
02.10. | 6 | 245.8095 |  | 233.4495 | 0 | 0 | 12.36 | 0
02.10. | 7 | 291.153 |  | 276.513 | 0 | 0 | 14.64 | 0
02.10. | 8 | 305.472 |  | 290.112 | 0 | 0 | 15.36 | 0
02.10. | 9 | 301.2956 |  | 286.1456 | 0 | 0 | 15.15 | 0
02.10. | 10 | 300.699 |  | 285.579 | 0 | 0 | 15.12 | 0
02.10. | 11 | 301.8922 |  | 286.7122 | 0 | 0 | 15.18 | 0
02.10. | 12 | 300.1024 |  | 285.0124 | 0 | 0 | 15.09 | 0
02.10. | 13 | 297.7159 |  | 282.7459 | 0 | 0 | 14.97 | 0
02.10. | 14 | 295.3294 |  | 280.4794 | 0 | 0 | 14.85 | 0
02.10. | 15 | 296.5226 |  | 281.6126 | 0 | 0 | 14.91 | 0
02.10. | 16 | 292.9429 |  | 278.2129 | 0 | 0 | 14.73 | 0
02.10. | 17 | 300.1024 |  | 285.0124 | 0 | 0 | 15.09 | 0
02.10. | 18 | 306.0686 |  | 290.6786 | 0 | 0 | 15.39 | 0
02.10. | 19 | 306.6653 |  | 291.2452 | 0 | 0 | 15.42 | 0
02.10. | 20 | 296.5226 |  | 281.6126 | 0 | 0 | 14.91 | 0
02.10. | 21 | 280.4138 |  | 266.3138 | 0 | 0 | 14.1 | 0
02.10. | 22 | 261.9184 |  | 248.7484 | 0 | 0 | 13.17 | 0
02.10. | 23 | 248.7926 |  | 236.2826 | 0 | 0 | 12.51 | 0
02.10. | 24 | 224.9276 |  | 213.6176 | 0 | 0 | 11.31 | 0
03.10. | 1 | 214.785 |  | 203.985 | 0 | 0 | 10.8 | 0
03.10. | 2 | 211.8019 |  | 201.1519 | 0 | 0 | 10.65 | 0
03.10. | 3 | 211.8019 |  | 201.1519 | 0 | 0 | 10.65 | 0
03.10. | 4 | 211.8019 |  | 201.1519 | 0 | 0 | 10.65 | 0
03.10. | 5 | 217.1715 |  | 206.2515 | 0 | 0 | 10.92 | 0
03.10. | 6 | 243.423 |  | 231.183 | 0 | 0 | 12.24 | 0
03.10. | 7 | 288.1699 |  | 273.6799 | 0 | 0 | 14.49 | 0
03.10. | 8 | 302.4889 |  | 287.2789 | 0 | 0 | 15.21 | 0
03.10. | 9 | 298.3125 |  | 283.3125 | 0 | 0 | 15 | 0
03.10. | 10 | 298.3125 |  | 283.3125 | 0 | 0 | 15 | 0
03.10. | 11 | 298.9091 |  | 283.8791 | 0 | 0 | 15.03 | 0
03.10. | 12 | 297.1193 |  | 282.1793 | 0 | 0 | 14.94 | 0
03.10. | 13 | 294.7328 |  | 279.9128 | 0 | 0 | 14.82 | 0
03.10. | 14 | 292.3462 |  | 277.6463 | 0 | 0 | 14.7 | 0
03.10. | 15 | 293.5395 |  | 278.7795 | 0 | 0 | 14.76 | 0
03.10. | 16 | 290.5564 |  | 275.9464 | 0 | 0 | 14.61 | 0
03.10. | 17 | 297.1193 |  | 282.1793 | 0 | 0 | 14.94 | 0
03.10. | 18 | 303.0855 |  | 287.8455 | 0 | 0 | 15.24 | 0
03.10. | 19 | 304.2788 |  | 288.9787 | 0 | 0 | 15.3 | 0
03.10. | 20 | 293.5395 |  | 278.7795 | 0 | 0 | 14.76 | 0
03.10. | 21 | 278.0272 |  | 264.0473 | 0 | 0 | 13.98 | 0
03.10. | 22 | 259.5319 |  | 246.4819 | 0 | 0 | 13.05 | 0
03.10. | 23 | 246.4061 |  | 234.0161 | 0 | 0 | 12.39 | 0
03.10. | 24 | 223.1378 |  | 211.9178 | 0 | 0 | 11.22 | 0
04.10. | 1 | 215.3816 |  | 204.5516 | 0 | 0 | 10.83 | 0
04.10. | 2 | 212.9951 |  | 202.2851 | 0 | 0 | 10.71 | 0
04.10. | 3 | 212.9951 |  | 202.2851 | 0 | 0 | 10.71 | 0
04.10. | 4 | 212.9951 |  | 202.2851 | 0 | 0 | 10.71 | 0
04.10. | 5 | 217.7681 |  | 206.8181 | 0 | 0 | 10.95 | 0
04.10. | 6 | 244.0196 |  | 231.7496 | 0 | 0 | 12.27 | 0
04.10. | 7 | 289.3631 |  | 274.8131 | 0 | 0 | 14.55 | 0
04.10. | 8 | 304.2788 |  | 288.9787 | 0 | 0 | 15.3 | 0
04.10. | 9 | 299.5057 |  | 284.4457 | 0 | 0 | 15.06 | 0
04.10. | 10 | 299.5057 |  | 284.4457 | 0 | 0 | 15.06 | 0
04.10. | 11 | 300.1024 |  | 285.0124 | 0 | 0 | 15.09 | 0
04.10. | 12 | 298.3125 |  | 283.3125 | 0 | 0 | 15 | 0
04.10. | 13 | 295.926 |  | 281.046 | 0 | 0 | 14.88 | 0
04.10. | 14 | 293.5395 |  | 278.7795 | 0 | 0 | 14.76 | 0
04.10. | 15 | 294.7328 |  | 279.9128 | 0 | 0 | 14.82 | 0
04.10. | 16 | 291.7496 |  | 277.0796 | 0 | 0 | 14.67 | 0
04.10. | 17 | 298.3125 |  | 283.3125 | 0 | 0 | 15 | 0
04.10. | 18 | 304.2788 |  | 288.9787 | 0 | 0 | 15.3 | 0
04.10. | 19 | 305.472 |  | 290.112 | 0 | 0 | 15.36 | 0
04.10. | 20 | 294.7328 |  | 279.9128 | 0 | 0 | 14.82 | 0
04.10. | 21 | 279.2205 |  | 265.1805 | 0 | 0 | 14.04 | 0
04.10. | 22 | 260.7251 |  | 247.6151 | 0 | 0 | 13.11 | 0
04.10. | 23 | 247.5994 |  | 235.1494 | 0 | 0 | 12.45 | 0
04.10. | 24 | 223.7344 |  | 212.4844 | 0 | 0 | 11.25 | 0
05.10. | 1 | 220.1546 |  | 209.0846 | 0 | 0 | 11.07 | 0
05.10. | 2 | 217.1715 |  | 206.2515 | 0 | 0 | 10.92 | 0
05.10. | 3 | 217.1715 |  | 206.2515 | 0 | 0 | 10.92 | 0
05.10. | 4 | 217.1715 |  | 206.2515 | 0 | 0 | 10.92 | 0
05.10. | 5 | 222.5411 |  | 211.3511 | 0 | 0 | 11.19 | 0
05.10. | 6 | 249.3893 |  | 236.8493 | 0 | 0 | 12.54 | 0
05.10. | 7 | 295.3294 |  | 280.4794 | 0 | 0 | 14.85 | 0
05.10. | 8 | 310.245 |  | 294.645 | 0 | 0 | 15.6 | 0
05.10. | 9 | 306.0686 |  | 290.6786 | 0 | 0 | 15.39 | 0
05.10. | 10 | 305.472 |  | 290.112 | 0 | 0 | 15.36 | 0
05.10. | 11 | 306.0686 |  | 290.6786 | 0 | 0 | 15.39 | 0
05.10. | 12 | 304.8754 |  | 289.5454 | 0 | 0 | 15.33 | 0
05.10. | 13 | 301.8922 |  | 286.7122 | 0 | 0 | 15.18 | 0
05.10. | 14 | 299.5057 |  | 284.4457 | 0 | 0 | 15.06 | 0
05.10. | 15 | 300.699 |  | 285.579 | 0 | 0 | 15.12 | 0
05.10. | 16 | 297.7159 |  | 282.7459 | 0 | 0 | 14.97 | 0
05.10. | 17 | 304.2788 |  | 288.9787 | 0 | 0 | 15.3 | 0
05.10. | 18 | 310.245 |  | 294.645 | 0 | 0 | 15.6 | 0
05.10. | 19 | 311.4382 |  | 295.7783 | 0 | 0 | 15.66 | 0
05.10. | 20 | 300.699 |  | 285.579 | 0 | 0 | 15.12 | 0
05.10. | 21 | 284.5901 |  | 270.2801 | 0 | 0 | 14.31 | 0
05.10. | 22 | 266.0947 |  | 252.7148 | 0 | 0 | 13.38 | 0
05.10. | 23 | 252.969 |  | 240.249 | 0 | 0 | 12.72 | 0
05.10. | 24 | 228.5074 |  | 217.0174 | 0 | 0 | 11.49 | 0
06.10. | 1 | 214.1884 |  | 203.4184 | 0 | 0 | 10.77 | 0
06.10. | 2 | 210.6086 |  | 200.0186 | 0 | 0 | 10.59 | 0
06.10. | 3 | 203.4491 |  | 193.2191 | 0 | 0 | 10.23 | 0
06.10. | 4 | 205.239 |  | 194.919 | 0 | 0 | 10.32 | 0
06.10. | 5 | 209.4154 |  | 198.8854 | 0 | 0 | 10.53 | 0
06.10. | 6 | 223.1378 |  | 211.9178 | 0 | 0 | 11.22 | 0
06.10. | 7 | 244.0196 |  | 231.7496 | 0 | 0 | 12.27 | 0
06.10. | 8 | 269.6745 |  | 256.1145 | 0 | 0 | 13.56 | 0
06.10. | 9 | 288.1699 |  | 273.6799 | 0 | 0 | 14.49 | 0
06.10. | 10 | 297.1193 |  | 282.1793 | 0 | 0 | 14.94 | 0
06.10. | 11 | 296.5226 |  | 281.6126 | 0 | 0 | 14.91 | 0
06.10. | 12 | 290.5564 |  | 275.9464 | 0 | 0 | 14.61 | 0
06.10. | 13 | 286.9766 |  | 272.5466 | 0 | 0 | 14.43 | 0
06.10. | 14 | 282.2036 |  | 268.0136 | 0 | 0 | 14.19 | 0
06.10. | 15 | 279.2205 |  | 265.1805 | 0 | 0 | 14.04 | 0
06.10. | 16 | 282.8003 |  | 268.5802 | 0 | 0 | 14.22 | 0
06.10. | 17 | 290.5564 |  | 275.9464 | 0 | 0 | 14.61 | 0
06.10. | 18 | 299.5057 |  | 284.4457 | 0 | 0 | 15.06 | 0
06.10. | 19 | 301.2956 |  | 286.1456 | 0 | 0 | 15.15 | 0
06.10. | 20 | 292.3462 |  | 277.6463 | 0 | 0 | 14.7 | 0
06.10. | 21 | 272.6576 |  | 258.9476 | 0 | 0 | 13.71 | 0
06.10. | 22 | 254.1623 |  | 241.3822 | 0 | 0 | 12.78 | 0
06.10. | 23 | 244.6163 |  | 232.3162 | 0 | 0 | 12.3 | 0
06.10. | 24 | 220.1546 |  | 209.0846 | 0 | 0 | 11.07 | 0
07.10. | 1 | 218.3647 |  | 207.3847 | 0 | 0 | 10.98 | 0
07.10. | 2 | 214.785 |  | 203.985 | 0 | 0 | 10.8 | 0
07.10. | 3 | 207.0289 |  | 196.6189 | 0 | 0 | 10.41 | 0
07.10. | 4 | 209.4154 |  | 198.8854 | 0 | 0 | 10.53 | 0
07.10. | 5 | 213.5917 |  | 202.8518 | 0 | 0 | 10.74 | 0
07.10. | 6 | 227.3141 |  | 215.8841 | 0 | 0 | 11.43 | 0
07.10. | 7 | 248.196 |  | 235.716 | 0 | 0 | 12.48 | 0
07.10. | 8 | 274.4475 |  | 260.6475 | 0 | 0 | 13.8 | 0
07.10. | 9 | 293.5395 |  | 278.7795 | 0 | 0 | 14.76 | 0
07.10. | 10 | 303.0855 |  | 287.8455 | 0 | 0 | 15.24 | 0
07.10. | 11 | 301.8922 |  | 286.7122 | 0 | 0 | 15.18 | 0
07.10. | 12 | 295.926 |  | 281.046 | 0 | 0 | 14.88 | 0
07.10. | 13 | 292.3462 |  | 277.6463 | 0 | 0 | 14.7 | 0
07.10. | 14 | 287.5732 |  | 273.1132 | 0 | 0 | 14.46 | 0
07.10. | 15 | 284.5901 |  | 270.2801 | 0 | 0 | 14.31 | 0
07.10. | 16 | 288.1699 |  | 273.6799 | 0 | 0 | 14.49 | 0
07.10. | 17 | 295.926 |  | 281.046 | 0 | 0 | 14.88 | 0
07.10. | 18 | 304.8754 |  | 289.5454 | 0 | 0 | 15.33 | 0
07.10. | 19 | 307.2619 |  | 291.8119 | 0 | 0 | 15.45 | 0
07.10. | 20 | 297.7159 |  | 282.7459 | 0 | 0 | 14.97 | 0
07.10. | 21 | 278.0272 |  | 264.0473 | 0 | 0 | 13.98 | 0
07.10. | 22 | 258.9352 |  | 245.9152 | 0 | 0 | 13.02 | 0
07.10. | 23 | 249.3893 |  | 236.8493 | 0 | 0 | 12.54 | 0
07.10. | 24 | 224.331 |  | 213.051 | 0 | 0 | 11.28 | 0
08.10. | 1 | 224.331 |  | 213.051 | 0 | 0 | 11.28 | 0
08.10. | 2 | 221.3479 |  | 210.2179 | 0 | 0 | 11.13 | 0
08.10. | 3 | 221.3479 |  | 210.2179 | 0 | 0 | 11.13 | 0
08.10. | 4 | 221.3479 |  | 210.2179 | 0 | 0 | 11.13 | 0
08.10. | 5 | 226.7175 |  | 215.3175 | 0 | 0 | 11.4 | 0
08.10. | 6 | 254.1623 |  | 241.3822 | 0 | 0 | 12.78 | 0
08.10. | 7 | 301.2956 |  | 286.1456 | 0 | 0 | 15.15 | 0
08.10. | 8 | 316.2112 |  | 300.3112 | 0 | 0 | 15.9 | 0
08.10. | 9 | 312.0349 |  | 296.3449 | 0 | 0 | 15.69 | 0
08.10. | 10 | 311.4382 |  | 295.7783 | 0 | 0 | 15.66 | 0
08.10. | 11 | 312.0349 |  | 296.3449 | 0 | 0 | 15.69 | 0
08.10. | 12 | 310.8416 |  | 295.2116 | 0 | 0 | 15.63 | 0
08.10. | 13 | 307.8585 |  | 292.3785 | 0 | 0 | 15.48 | 0
08.10. | 14 | 305.472 |  | 290.112 | 0 | 0 | 15.36 | 0
08.10. | 15 | 306.6653 |  | 291.2452 | 0 | 0 | 15.42 | 0
08.10. | 16 | 303.6821 |  | 288.4121 | 0 | 0 | 15.27 | 0
08.10. | 17 | 310.245 |  | 294.645 | 0 | 0 | 15.6 | 0
08.10. | 18 | 316.8079 |  | 300.8779 | 0 | 0 | 15.93 | 0
08.10. | 19 | 318.0011 |  | 302.0111 | 0 | 0 | 15.99 | 0
08.10. | 20 | 306.6653 |  | 291.2452 | 0 | 0 | 15.42 | 0
08.10. | 21 | 290.5564 |  | 275.9464 | 0 | 0 | 14.61 | 0
08.10. | 22 | 271.4644 |  | 257.8144 | 0 | 0 | 13.65 | 0
08.10. | 23 | 257.742 |  | 244.782 | 0 | 0 | 12.96 | 0
08.10. | 24 | 232.6838 |  | 220.9837 | 0 | 0 | 11.7 | 0
09.10. | 1 | 223.1378 |  | 211.9178 | 0 | 0 | 11.22 | 0
09.10. | 2 | 220.1546 |  | 209.0846 | 0 | 0 | 11.07 | 0
09.10. | 3 | 220.1546 |  | 209.0846 | 0 | 0 | 11.07 | 0
09.10. | 4 | 220.1546 |  | 209.0846 | 0 | 0 | 11.07 | 0
09.10. | 5 | 224.9276 |  | 213.6176 | 0 | 0 | 11.31 | 0
09.10. | 6 | 252.3724 |  | 239.6824 | 0 | 0 | 12.69 | 0
09.10. | 7 | 299.5057 |  | 284.4457 | 0 | 0 | 15.06 | 0
09.10. | 8 | 314.4214 |  | 298.6114 | 0 | 0 | 15.81 | 0
09.10. | 9 | 309.6484 |  | 294.0784 | 0 | 0 | 15.57 | 0
09.10. | 10 | 309.6484 |  | 294.0784 | 0 | 0 | 15.57 | 0
09.10. | 11 | 310.245 |  | 294.645 | 0 | 0 | 15.6 | 0
09.10. | 12 | 308.4551 |  | 292.9451 | 0 | 0 | 15.51 | 0
09.10. | 13 | 306.0686 |  | 290.6786 | 0 | 0 | 15.39 | 0
09.10. | 14 | 303.6821 |  | 288.4121 | 0 | 0 | 15.27 | 0
09.10. | 15 | 304.8754 |  | 289.5454 | 0 | 0 | 15.33 | 0
09.10. | 16 | 301.2956 |  | 286.1456 | 0 | 0 | 15.15 | 0
09.10. | 17 | 308.4551 |  | 292.9451 | 0 | 0 | 15.51 | 0
09.10. | 18 | 314.4214 |  | 298.6114 | 0 | 0 | 15.81 | 0
09.10. | 19 | 315.6146 |  | 299.7446 | 0 | 0 | 15.87 | 0
09.10. | 20 | 304.8754 |  | 289.5454 | 0 | 0 | 15.33 | 0
09.10. | 21 | 288.7665 |  | 274.2465 | 0 | 0 | 14.52 | 0
09.10. | 22 | 269.6745 |  | 256.1145 | 0 | 0 | 13.56 | 0
09.10. | 23 | 255.9521 |  | 243.0821 | 0 | 0 | 12.87 | 0
09.10. | 24 | 231.4905 |  | 219.8505 | 0 | 0 | 11.64 | 0
10.10. | 1 | 218.9614 |  | 207.9514 | 0 | 0 | 11.01 | 0
10.10. | 2 | 215.9783 |  | 205.1182 | 0 | 0 | 10.86 | 0
10.10. | 3 | 215.9783 |  | 205.1182 | 0 | 0 | 10.86 | 0
10.10. | 4 | 215.9783 |  | 205.1182 | 0 | 0 | 10.86 | 0
10.10. | 5 | 220.7512 |  | 209.6513 | 0 | 0 | 11.1 | 0
10.10. | 6 | 247.5994 |  | 235.1494 | 0 | 0 | 12.45 | 0
10.10. | 7 | 293.5395 |  | 278.7795 | 0 | 0 | 14.76 | 0
10.10. | 8 | 308.4551 |  | 292.9451 | 0 | 0 | 15.51 | 0
10.10. | 9 | 304.2788 |  | 288.9787 | 0 | 0 | 15.3 | 0
10.10. | 10 | 303.6821 |  | 288.4121 | 0 | 0 | 15.27 | 0
10.10. | 11 | 304.2788 |  | 288.9787 | 0 | 0 | 15.3 | 0
10.10. | 12 | 303.0855 |  | 287.8455 | 0 | 0 | 15.24 | 0
10.10. | 13 | 300.1024 |  | 285.0124 | 0 | 0 | 15.09 | 0
10.10. | 14 | 297.7159 |  | 282.7459 | 0 | 0 | 14.97 | 0
10.10. | 15 | 298.9091 |  | 283.8791 | 0 | 0 | 15.03 | 0
10.10. | 16 | 295.926 |  | 281.046 | 0 | 0 | 14.88 | 0
10.10. | 17 | 302.4889 |  | 287.2789 | 0 | 0 | 15.21 | 0
10.10. | 18 | 308.4551 |  | 292.9451 | 0 | 0 | 15.51 | 0
10.10. | 19 | 309.6484 |  | 294.0784 | 0 | 0 | 15.57 | 0
10.10. | 20 | 298.9091 |  | 283.8791 | 0 | 0 | 15.03 | 0
10.10. | 21 | 283.3969 |  | 269.1469 | 0 | 0 | 14.25 | 0
10.10. | 22 | 264.3049 |  | 251.0149 | 0 | 0 | 13.29 | 0
10.10. | 23 | 251.1791 |  | 238.5491 | 0 | 0 | 12.63 | 0
10.10. | 24 | 227.3141 |  | 215.8841 | 0 | 0 | 11.43 | 0
11.10. | 1 | 222.5411 |  | 211.3511 | 0 | 0 | 11.19 | 0
11.10. | 2 | 220.1546 |  | 209.0846 | 0 | 0 | 11.07 | 0
11.10. | 3 | 220.1546 |  | 209.0846 | 0 | 0 | 11.07 | 0
11.10. | 4 | 220.1546 |  | 209.0846 | 0 | 0 | 11.07 | 0
11.10. | 5 | 224.9276 |  | 213.6176 | 0 | 0 | 11.31 | 0
11.10. | 6 | 252.3724 |  | 239.6824 | 0 | 0 | 12.69 | 0
11.10. | 7 | 298.9091 |  | 283.8791 | 0 | 0 | 15.03 | 0
11.10. | 8 | 313.8247 |  | 298.0448 | 0 | 0 | 15.78 | 0
11.10. | 9 | 309.6484 |  | 294.0784 | 0 | 0 | 15.57 | 0
11.10. | 10 | 309.0518 |  | 293.5118 | 0 | 0 | 15.54 | 0
11.10. | 11 | 310.245 |  | 294.645 | 0 | 0 | 15.6 | 0
11.10. | 12 | 308.4551 |  | 292.9451 | 0 | 0 | 15.51 | 0
11.10. | 13 | 306.0686 |  | 290.6786 | 0 | 0 | 15.39 | 0
11.10. | 14 | 303.0855 |  | 287.8455 | 0 | 0 | 15.24 | 0
11.10. | 15 | 304.8754 |  | 289.5454 | 0 | 0 | 15.33 | 0
11.10. | 16 | 301.2956 |  | 286.1456 | 0 | 0 | 15.15 | 0
11.10. | 17 | 308.4551 |  | 292.9451 | 0 | 0 | 15.51 | 0
11.10. | 18 | 314.4214 |  | 298.6114 | 0 | 0 | 15.81 | 0
11.10. | 19 | 315.6146 |  | 299.7446 | 0 | 0 | 15.87 | 0
11.10. | 20 | 304.8754 |  | 289.5454 | 0 | 0 | 15.33 | 0
11.10. | 21 | 288.1699 |  | 273.6799 | 0 | 0 | 14.49 | 0
11.10. | 22 | 269.0779 |  | 255.5479 | 0 | 0 | 13.53 | 0
11.10. | 23 | 255.9521 |  | 243.0821 | 0 | 0 | 12.87 | 0
11.10. | 24 | 231.4905 |  | 219.8505 | 0 | 0 | 11.64 | 0
12.10. | 1 | 223.7344 |  | 212.4844 | 0 | 0 | 11.25 | 0
12.10. | 2 | 221.3479 |  | 210.2179 | 0 | 0 | 11.13 | 0
12.10. | 3 | 221.3479 |  | 210.2179 | 0 | 0 | 11.13 | 0
12.10. | 4 | 221.3479 |  | 210.2179 | 0 | 0 | 11.13 | 0
12.10. | 5 | 226.1209 |  | 214.7509 | 0 | 0 | 11.37 | 0
12.10. | 6 | 253.5656 |  | 240.8156 | 0 | 0 | 12.75 | 0
12.10. | 7 | 300.699 |  | 285.579 | 0 | 0 | 15.12 | 0
12.10. | 8 | 315.6146 |  | 299.7446 | 0 | 0 | 15.87 | 0
12.10. | 9 | 311.4382 |  | 295.7783 | 0 | 0 | 15.66 | 0
12.10. | 10 | 310.8416 |  | 295.2116 | 0 | 0 | 15.63 | 0
12.10. | 11 | 311.4382 |  | 295.7783 | 0 | 0 | 15.66 | 0
12.10. | 12 | 310.245 |  | 294.645 | 0 | 0 | 15.6 | 0
12.10. | 13 | 307.2619 |  | 291.8119 | 0 | 0 | 15.45 | 0
12.10. | 14 | 304.8754 |  | 289.5454 | 0 | 0 | 15.33 | 0
12.10. | 15 | 306.0686 |  | 290.6786 | 0 | 0 | 15.39 | 0
12.10. | 16 | 303.0855 |  | 287.8455 | 0 | 0 | 15.24 | 0
12.10. | 17 | 309.6484 |  | 294.0784 | 0 | 0 | 15.57 | 0
12.10. | 18 | 316.2112 |  | 300.3112 | 0 | 0 | 15.9 | 0
12.10. | 19 | 317.4045 |  | 301.4445 | 0 | 0 | 15.96 | 0
12.10. | 20 | 306.0686 |  | 290.6786 | 0 | 0 | 15.39 | 0
12.10. | 21 | 289.9597 |  | 275.3798 | 0 | 0 | 14.58 | 0
12.10. | 22 | 270.8678 |  | 257.2477 | 0 | 0 | 13.62 | 0
12.10. | 23 | 257.1454 |  | 244.2154 | 0 | 0 | 12.93 | 0
12.10. | 24 | 232.6838 |  | 220.9837 | 0 | 0 | 11.7 | 0
13.10. | 1 | 221.9445 |  | 210.7845 | 0 | 0 | 11.16 | 0
13.10. | 2 | 218.3647 |  | 207.3847 | 0 | 0 | 10.98 | 0
13.10. | 3 | 211.2053 |  | 200.5853 | 0 | 0 | 10.62 | 0
13.10. | 4 | 212.9951 |  | 202.2851 | 0 | 0 | 10.71 | 0
13.10. | 5 | 217.1715 |  | 206.2515 | 0 | 0 | 10.92 | 0
13.10. | 6 | 231.4905 |  | 219.8505 | 0 | 0 | 11.64 | 0
13.10. | 7 | 252.969 |  | 240.249 | 0 | 0 | 12.72 | 0
13.10. | 8 | 279.8171 |  | 265.7471 | 0 | 0 | 14.07 | 0
13.10. | 9 | 298.9091 |  | 283.8791 | 0 | 0 | 15.03 | 0
13.10. | 10 | 308.4551 |  | 292.9451 | 0 | 0 | 15.51 | 0
13.10. | 11 | 307.2619 |  | 291.8119 | 0 | 0 | 15.45 | 0
13.10. | 12 | 301.2956 |  | 286.1456 | 0 | 0 | 15.15 | 0
13.10. | 13 | 297.1193 |  | 282.1793 | 0 | 0 | 14.94 | 0
13.10. | 14 | 292.3462 |  | 277.6463 | 0 | 0 | 14.7 | 0
13.10. | 15 | 289.3631 |  | 274.8131 | 0 | 0 | 14.55 | 0
13.10. | 16 | 292.9429 |  | 278.2129 | 0 | 0 | 14.73 | 0
13.10. | 17 | 301.2956 |  | 286.1456 | 0 | 0 | 15.15 | 0
13.10. | 18 | 310.245 |  | 294.645 | 0 | 0 | 15.6 | 0
13.10. | 19 | 312.6315 |  | 296.9115 | 0 | 0 | 15.72 | 0
13.10. | 20 | 303.0855 |  | 287.8455 | 0 | 0 | 15.24 | 0
13.10. | 21 | 282.8003 |  | 268.5802 | 0 | 0 | 14.22 | 0
13.10. | 22 | 263.7083 |  | 250.4483 | 0 | 0 | 13.26 | 0
13.10. | 23 | 253.5656 |  | 240.8156 | 0 | 0 | 12.75 | 0
13.10. | 24 | 228.5074 |  | 217.0174 | 0 | 0 | 11.49 | 0
14.10. | 1 | 222.5411 |  | 211.3511 | 0 | 0 | 11.19 | 0
14.10. | 2 | 218.9614 |  | 207.9514 | 0 | 0 | 11.01 | 0
14.10. | 3 | 211.8019 |  | 201.1519 | 0 | 0 | 10.65 | 0
14.10. | 4 | 213.5917 |  | 202.8518 | 0 | 0 | 10.74 | 0
14.10. | 5 | 217.7681 |  | 206.8181 | 0 | 0 | 10.95 | 0
14.10. | 6 | 232.0871 |  | 220.4171 | 0 | 0 | 11.67 | 0
14.10. | 7 | 253.5656 |  | 240.8156 | 0 | 0 | 12.75 | 0
14.10. | 8 | 280.4138 |  | 266.3138 | 0 | 0 | 14.1 | 0
14.10. | 9 | 299.5057 |  | 284.4457 | 0 | 0 | 15.06 | 0
14.10. | 10 | 309.0518 |  | 293.5118 | 0 | 0 | 15.54 | 0
14.10. | 11 | 307.8585 |  | 292.3785 | 0 | 0 | 15.48 | 0
14.10. | 12 | 301.8922 |  | 286.7122 | 0 | 0 | 15.18 | 0
14.10. | 13 | 298.3125 |  | 283.3125 | 0 | 0 | 15 | 0
14.10. | 14 | 292.9429 |  | 278.2129 | 0 | 0 | 14.73 | 0
14.10. | 15 | 290.5564 |  | 275.9464 | 0 | 0 | 14.61 | 0
14.10. | 16 | 294.1361 |  | 279.3461 | 0 | 0 | 14.79 | 0
14.10. | 17 | 301.8922 |  | 286.7122 | 0 | 0 | 15.18 | 0
14.10. | 18 | 311.4382 |  | 295.7783 | 0 | 0 | 15.66 | 0
14.10. | 19 | 313.2281 |  | 297.4781 | 0 | 0 | 15.75 | 0
14.10. | 20 | 304.2788 |  | 288.9787 | 0 | 0 | 15.3 | 0
14.10. | 21 | 283.3969 |  | 269.1469 | 0 | 0 | 14.25 | 0
14.10. | 22 | 264.3049 |  | 251.0149 | 0 | 0 | 13.29 | 0
14.10. | 23 | 254.7589 |  | 241.9489 | 0 | 0 | 12.81 | 0
14.10. | 24 | 229.104 |  | 217.584 | 0 | 0 | 11.52 | 0
15.10. | 1 | 224.9276 |  | 213.6176 | 0 | 0 | 11.31 | 0
15.10. | 2 | 221.9445 |  | 210.7845 | 0 | 0 | 11.16 | 0
15.10. | 3 | 221.9445 |  | 210.7845 | 0 | 0 | 11.16 | 0
15.10. | 4 | 221.9445 |  | 210.7845 | 0 | 0 | 11.16 | 0
15.10. | 5 | 227.3141 |  | 215.8841 | 0 | 0 | 11.43 | 0
15.10. | 6 | 254.7589 |  | 241.9489 | 0 | 0 | 12.81 | 0
15.10. | 7 | 301.8922 |  | 286.7122 | 0 | 0 | 15.18 | 0
15.10. | 8 | 316.8079 |  | 300.8779 | 0 | 0 | 15.93 | 0
15.10. | 9 | 312.6315 |  | 296.9115 | 0 | 0 | 15.72 | 0
15.10. | 10 | 312.0349 |  | 296.3449 | 0 | 0 | 15.69 | 0
15.10. | 11 | 313.2281 |  | 297.4781 | 0 | 0 | 15.75 | 0
15.10. | 12 | 311.4382 |  | 295.7783 | 0 | 0 | 15.66 | 0
15.10. | 13 | 309.0518 |  | 293.5118 | 0 | 0 | 15.54 | 0
15.10. | 14 | 306.0686 |  | 290.6786 | 0 | 0 | 15.39 | 0
15.10. | 15 | 307.2619 |  | 291.8119 | 0 | 0 | 15.45 | 0
15.10. | 16 | 304.2788 |  | 288.9787 | 0 | 0 | 15.3 | 0
15.10. | 17 | 311.4382 |  | 295.7783 | 0 | 0 | 15.66 | 0
15.10. | 18 | 317.4045 |  | 301.4445 | 0 | 0 | 15.96 | 0
15.10. | 19 | 318.5978 |  | 302.5777 | 0 | 0 | 16.02 | 0
15.10. | 20 | 307.2619 |  | 291.8119 | 0 | 0 | 15.45 | 0
15.10. | 21 | 291.153 |  | 276.513 | 0 | 0 | 14.64 | 0
15.10. | 22 | 272.061 |  | 258.381 | 0 | 0 | 13.68 | 0
15.10. | 23 | 258.3386 |  | 245.3486 | 0 | 0 | 12.99 | 0
15.10. | 24 | 233.2804 |  | 221.5504 | 0 | 0 | 11.73 | 0
16.10. | 1 | 226.7175 |  | 215.3175 | 0 | 0 | 11.4 | 0
16.10. | 2 | 223.7344 |  | 212.4844 | 0 | 0 | 11.25 | 0
16.10. | 3 | 223.7344 |  | 212.4844 | 0 | 0 | 11.25 | 0
16.10. | 4 | 223.7344 |  | 212.4844 | 0 | 0 | 11.25 | 0
16.10. | 5 | 228.5074 |  | 217.0174 | 0 | 0 | 11.49 | 0
16.10. | 6 | 256.5487 |  | 243.6488 | 0 | 0 | 12.9 | 0
16.10. | 7 | 304.2788 |  | 288.9787 | 0 | 0 | 15.3 | 0
16.10. | 8 | 319.1944 |  | 303.1444 | 0 | 0 | 16.05 | 0
16.10. | 9 | 315.018 |  | 299.178 | 0 | 0 | 15.84 | 0
16.10. | 10 | 314.4214 |  | 298.6114 | 0 | 0 | 15.81 | 0
16.10. | 11 | 315.018 |  | 299.178 | 0 | 0 | 15.84 | 0
16.10. | 12 | 313.2281 |  | 297.4781 | 0 | 0 | 15.75 | 0
16.10. | 13 | 310.8416 |  | 295.2116 | 0 | 0 | 15.63 | 0
16.10. | 14 | 308.4551 |  | 292.9451 | 0 | 0 | 15.51 | 0
16.10. | 15 | 309.6484 |  | 294.0784 | 0 | 0 | 15.57 | 0
16.10. | 16 | 306.0686 |  | 290.6786 | 0 | 0 | 15.39 | 0
16.10. | 17 | 313.2281 |  | 297.4781 | 0 | 0 | 15.75 | 0
16.10. | 18 | 319.1944 |  | 303.1444 | 0 | 0 | 16.05 | 0
16.10. | 19 | 320.3876 |  | 304.2776 | 0 | 0 | 16.11 | 0
16.10. | 20 | 309.6484 |  | 294.0784 | 0 | 0 | 15.57 | 0
16.10. | 21 | 292.9429 |  | 278.2129 | 0 | 0 | 14.73 | 0
16.10. | 22 | 273.8509 |  | 260.0809 | 0 | 0 | 13.77 | 0
16.10. | 23 | 260.1285 |  | 247.0485 | 0 | 0 | 13.08 | 0
16.10. | 24 | 235.0702 |  | 223.2502 | 0 | 0 | 11.82 | 0
17.10. | 1 | 230.2972 |  | 218.7173 | 0 | 0 | 11.58 | 0
17.10. | 2 | 227.3141 |  | 215.8841 | 0 | 0 | 11.43 | 0
17.10. | 3 | 227.3141 |  | 215.8841 | 0 | 0 | 11.43 | 0
17.10. | 4 | 227.3141 |  | 215.8841 | 0 | 0 | 11.43 | 0
17.10. | 5 | 232.6838 |  | 220.9837 | 0 | 0 | 11.7 | 0
17.10. | 6 | 260.7251 |  | 247.6151 | 0 | 0 | 13.11 | 0
17.10. | 7 | 309.6484 |  | 294.0784 | 0 | 0 | 15.57 | 0
17.10. | 8 | 324.564 |  | 308.244 | 0 | 0 | 16.32 | 0
17.10. | 9 | 320.3876 |  | 304.2776 | 0 | 0 | 16.11 | 0
17.10. | 10 | 319.791 |  | 303.711 | 0 | 0 | 16.08 | 0
17.10. | 11 | 320.3876 |  | 304.2776 | 0 | 0 | 16.11 | 0
17.10. | 12 | 319.1944 |  | 303.1444 | 0 | 0 | 16.05 | 0
17.10. | 13 | 316.2112 |  | 300.3112 | 0 | 0 | 15.9 | 0
17.10. | 14 | 313.8247 |  | 298.0448 | 0 | 0 | 15.78 | 0
17.10. | 15 | 315.018 |  | 299.178 | 0 | 0 | 15.84 | 0
17.10. | 16 | 311.4382 |  | 295.7783 | 0 | 0 | 15.66 | 0
17.10. | 17 | 318.5978 |  | 302.5777 | 0 | 0 | 16.02 | 0
17.10. | 18 | 325.1606 |  | 308.8106 | 0 | 0 | 16.35 | 0
17.10. | 19 | 326.3539 |  | 309.9439 | 0 | 0 | 16.41 | 0
17.10. | 20 | 315.018 |  | 299.178 | 0 | 0 | 15.84 | 0
17.10. | 21 | 298.3125 |  | 283.3125 | 0 | 0 | 15 | 0
17.10. | 22 | 278.6239 |  | 264.6139 | 0 | 0 | 14.01 | 0
17.10. | 23 | 264.9015 |  | 251.5815 | 0 | 0 | 13.32 | 0
17.10. | 24 | 239.2466 |  | 227.2166 | 0 | 0 | 12.03 | 0
18.10. | 1 | 230.2972 |  | 218.7173 | 0 | 0 | 11.58 | 0
18.10. | 2 | 227.3141 |  | 215.8841 | 0 | 0 | 11.43 | 0
18.10. | 3 | 227.3141 |  | 215.8841 | 0 | 0 | 11.43 | 0
18.10. | 4 | 227.3141 |  | 215.8841 | 0 | 0 | 11.43 | 0
18.10. | 5 | 232.6838 |  | 220.9837 | 0 | 0 | 11.7 | 0
18.10. | 6 | 260.7251 |  | 247.6151 | 0 | 0 | 13.11 | 0
18.10. | 7 | 309.0518 |  | 293.5118 | 0 | 0 | 15.54 | 0
18.10. | 8 | 324.564 |  | 308.244 | 0 | 0 | 16.32 | 0
18.10. | 9 | 319.791 |  | 303.711 | 0 | 0 | 16.08 | 0
18.10. | 10 | 319.791 |  | 303.711 | 0 | 0 | 16.08 | 0
18.10. | 11 | 320.3876 |  | 304.2776 | 0 | 0 | 16.11 | 0
18.10. | 12 | 318.5978 |  | 302.5777 | 0 | 0 | 16.02 | 0
18.10. | 13 | 316.2112 |  | 300.3112 | 0 | 0 | 15.9 | 0
18.10. | 14 | 313.2281 |  | 297.4781 | 0 | 0 | 15.75 | 0
18.10. | 15 | 315.018 |  | 299.178 | 0 | 0 | 15.84 | 0
18.10. | 16 | 311.4382 |  | 295.7783 | 0 | 0 | 15.66 | 0
18.10. | 17 | 318.5978 |  | 302.5777 | 0 | 0 | 16.02 | 0
18.10. | 18 | 324.564 |  | 308.244 | 0 | 0 | 16.32 | 0
18.10. | 19 | 325.7572 |  | 309.3773 | 0 | 0 | 16.38 | 0
18.10. | 20 | 315.018 |  | 299.178 | 0 | 0 | 15.84 | 0
18.10. | 21 | 297.7159 |  | 282.7459 | 0 | 0 | 14.97 | 0
18.10. | 22 | 278.0272 |  | 264.0473 | 0 | 0 | 13.98 | 0
18.10. | 23 | 264.3049 |  | 251.0149 | 0 | 0 | 13.29 | 0
18.10. | 24 | 238.65 |  | 226.65 | 0 | 0 | 12 | 0
19.10. | 1 | 227.3141 |  | 215.8841 | 0 | 0 | 11.43 | 0
19.10. | 2 | 224.331 |  | 213.051 | 0 | 0 | 11.28 | 0
19.10. | 3 | 224.331 |  | 213.051 | 0 | 0 | 11.28 | 0
19.10. | 4 | 224.331 |  | 213.051 | 0 | 0 | 11.28 | 0
19.10. | 5 | 229.7006 |  | 218.1506 | 0 | 0 | 11.55 | 0
19.10. | 6 | 257.742 |  | 244.782 | 0 | 0 | 12.96 | 0
19.10. | 7 | 305.472 |  | 290.112 | 0 | 0 | 15.36 | 0
19.10. | 8 | 320.3876 |  | 304.2776 | 0 | 0 | 16.11 | 0
19.10. | 9 | 316.2112 |  | 300.3112 | 0 | 0 | 15.9 | 0
19.10. | 10 | 315.6146 |  | 299.7446 | 0 | 0 | 15.87 | 0
19.10. | 11 | 316.2112 |  | 300.3112 | 0 | 0 | 15.9 | 0
19.10. | 12 | 314.4214 |  | 298.6114 | 0 | 0 | 15.81 | 0
19.10. | 13 | 312.0349 |  | 296.3449 | 0 | 0 | 15.69 | 0
19.10. | 14 | 309.6484 |  | 294.0784 | 0 | 0 | 15.57 | 0
19.10. | 15 | 310.8416 |  | 295.2116 | 0 | 0 | 15.63 | 0
19.10. | 16 | 307.2619 |  | 291.8119 | 0 | 0 | 15.45 | 0
19.10. | 17 | 314.4214 |  | 298.6114 | 0 | 0 | 15.81 | 0
19.10. | 18 | 320.9842 |  | 304.8442 | 0 | 0 | 16.14 | 0
19.10. | 19 | 321.5809 |  | 305.4109 | 0 | 0 | 16.17 | 0
19.10. | 20 | 310.8416 |  | 295.2116 | 0 | 0 | 15.63 | 0
19.10. | 21 | 294.1361 |  | 279.3461 | 0 | 0 | 14.79 | 0
19.10. | 22 | 274.4475 |  | 260.6475 | 0 | 0 | 13.8 | 0
19.10. | 23 | 261.3218 |  | 248.1817 | 0 | 0 | 13.14 | 0
19.10. | 24 | 235.6669 |  | 223.8169 | 0 | 0 | 11.85 | 0
20.10. | 1 | 225.5242 |  | 214.1842 | 0 | 0 | 11.34 | 0
20.10. | 2 | 221.3479 |  | 210.2179 | 0 | 0 | 11.13 | 0
20.10. | 3 | 214.1884 |  | 203.4184 | 0 | 0 | 10.77 | 0
20.10. | 4 | 215.9783 |  | 205.1182 | 0 | 0 | 10.86 | 0
20.10. | 5 | 220.1546 |  | 209.0846 | 0 | 0 | 11.07 | 0
20.10. | 6 | 234.4736 |  | 222.6836 | 0 | 0 | 11.79 | 0
20.10. | 7 | 256.5487 |  | 243.6488 | 0 | 0 | 12.9 | 0
20.10. | 8 | 283.3969 |  | 269.1469 | 0 | 0 | 14.25 | 0
20.10. | 9 | 303.0855 |  | 287.8455 | 0 | 0 | 15.24 | 0
20.10. | 10 | 312.6315 |  | 296.9115 | 0 | 0 | 15.72 | 0
20.10. | 11 | 311.4382 |  | 295.7783 | 0 | 0 | 15.66 | 0
20.10. | 12 | 305.472 |  | 290.112 | 0 | 0 | 15.36 | 0
20.10. | 13 | 301.8922 |  | 286.7122 | 0 | 0 | 15.18 | 0
20.10. | 14 | 296.5226 |  | 281.6126 | 0 | 0 | 14.91 | 0
20.10. | 15 | 293.5395 |  | 278.7795 | 0 | 0 | 14.76 | 0
20.10. | 16 | 297.1193 |  | 282.1793 | 0 | 0 | 14.94 | 0
20.10. | 17 | 305.472 |  | 290.112 | 0 | 0 | 15.36 | 0
20.10. | 18 | 315.018 |  | 299.178 | 0 | 0 | 15.84 | 0
20.10. | 19 | 316.8079 |  | 300.8779 | 0 | 0 | 15.93 | 0
20.10. | 20 | 307.2619 |  | 291.8119 | 0 | 0 | 15.45 | 0
20.10. | 21 | 286.9766 |  | 272.5466 | 0 | 0 | 14.43 | 0
20.10. | 22 | 267.288 |  | 253.848 | 0 | 0 | 13.44 | 0
20.10. | 23 | 257.1454 |  | 244.2154 | 0 | 0 | 12.93 | 0
20.10. | 24 | 231.4905 |  | 219.8505 | 0 | 0 | 11.64 | 0
21.10. | 1 | 227.3141 |  | 215.8841 | 0 | 0 | 11.43 | 0
21.10. | 2 | 223.7344 |  | 212.4844 | 0 | 0 | 11.25 | 0
21.10. | 3 | 215.9783 |  | 205.1182 | 0 | 0 | 10.86 | 0
21.10. | 4 | 217.7681 |  | 206.8181 | 0 | 0 | 10.95 | 0
21.10. | 5 | 222.5411 |  | 211.3511 | 0 | 0 | 11.19 | 0
21.10. | 6 | 236.8601 |  | 224.9501 | 0 | 0 | 11.91 | 0
21.10. | 7 | 258.9352 |  | 245.9152 | 0 | 0 | 13.02 | 0
21.10. | 8 | 285.7834 |  | 271.4134 | 0 | 0 | 14.37 | 0
21.10. | 9 | 306.0686 |  | 290.6786 | 0 | 0 | 15.39 | 0
21.10. | 10 | 315.6146 |  | 299.7446 | 0 | 0 | 15.87 | 0
21.10. | 11 | 314.4214 |  | 298.6114 | 0 | 0 | 15.81 | 0
21.10. | 12 | 307.8585 |  | 292.3785 | 0 | 0 | 15.48 | 0
21.10. | 13 | 304.2788 |  | 288.9787 | 0 | 0 | 15.3 | 0
21.10. | 14 | 298.9091 |  | 283.8791 | 0 | 0 | 15.03 | 0
21.10. | 15 | 296.5226 |  | 281.6126 | 0 | 0 | 14.91 | 0
21.10. | 16 | 300.1024 |  | 285.0124 | 0 | 0 | 15.09 | 0
21.10. | 17 | 307.8585 |  | 292.3785 | 0 | 0 | 15.48 | 0
21.10. | 18 | 317.4045 |  | 301.4445 | 0 | 0 | 15.96 | 0
21.10. | 19 | 319.791 |  | 303.711 | 0 | 0 | 16.08 | 0
21.10. | 20 | 310.245 |  | 294.645 | 0 | 0 | 15.6 | 0
21.10. | 21 | 289.3631 |  | 274.8131 | 0 | 0 | 14.55 | 0
21.10. | 22 | 269.6745 |  | 256.1145 | 0 | 0 | 13.56 | 0
21.10. | 23 | 259.5319 |  | 246.4819 | 0 | 0 | 13.05 | 0
21.10. | 24 | 233.877 |  | 222.117 | 0 | 0 | 11.76 | 0
22.10. | 1 | 231.4905 |  | 219.8505 | 0 | 0 | 11.64 | 0
22.10. | 2 | 228.5074 |  | 217.0174 | 0 | 0 | 11.49 | 0
22.10. | 3 | 228.5074 |  | 217.0174 | 0 | 0 | 11.49 | 0
22.10. | 4 | 228.5074 |  | 217.0174 | 0 | 0 | 11.49 | 0
22.10. | 5 | 233.877 |  | 222.117 | 0 | 0 | 11.76 | 0
22.10. | 6 | 261.9184 |  | 248.7484 | 0 | 0 | 13.17 | 0
22.10. | 7 | 310.8416 |  | 295.2116 | 0 | 0 | 15.63 | 0
22.10. | 8 | 326.3539 |  | 309.9439 | 0 | 0 | 16.41 | 0
22.10. | 9 | 321.5809 |  | 305.4109 | 0 | 0 | 16.17 | 0
22.10. | 10 | 320.9842 |  | 304.8442 | 0 | 0 | 16.14 | 0
22.10. | 11 | 322.1775 |  | 305.9775 | 0 | 0 | 16.2 | 0
22.10. | 12 | 320.3876 |  | 304.2776 | 0 | 0 | 16.11 | 0
22.10. | 13 | 317.4045 |  | 301.4445 | 0 | 0 | 15.96 | 0
22.10. | 14 | 315.018 |  | 299.178 | 0 | 0 | 15.84 | 0
22.10. | 15 | 316.2112 |  | 300.3112 | 0 | 0 | 15.9 | 0
22.10. | 16 | 312.6315 |  | 296.9115 | 0 | 0 | 15.72 | 0
22.10. | 17 | 319.791 |  | 303.711 | 0 | 0 | 16.08 | 0
22.10. | 18 | 326.3539 |  | 309.9439 | 0 | 0 | 16.41 | 0
22.10. | 19 | 327.5471 |  | 311.0771 | 0 | 0 | 16.47 | 0
22.10. | 20 | 316.2112 |  | 300.3112 | 0 | 0 | 15.9 | 0
22.10. | 21 | 299.5057 |  | 284.4457 | 0 | 0 | 15.06 | 0
22.10. | 22 | 279.8171 |  | 265.7471 | 0 | 0 | 14.07 | 0
22.10. | 23 | 265.4981 |  | 252.1481 | 0 | 0 | 13.35 | 0
22.10. | 24 | 239.8433 |  | 227.7833 | 0 | 0 | 12.06 | 0
23.10. | 1 | 230.8939 |  | 219.2839 | 0 | 0 | 11.61 | 0
23.10. | 2 | 227.9108 |  | 216.4507 | 0 | 0 | 11.46 | 0
23.10. | 3 | 227.9108 |  | 216.4507 | 0 | 0 | 11.46 | 0
23.10. | 4 | 227.9108 |  | 216.4507 | 0 | 0 | 11.46 | 0
23.10. | 5 | 233.2804 |  | 221.5504 | 0 | 0 | 11.73 | 0
23.10. | 6 | 261.3218 |  | 248.1817 | 0 | 0 | 13.14 | 0
23.10. | 7 | 309.6484 |  | 294.0784 | 0 | 0 | 15.57 | 0
23.10. | 8 | 325.1606 |  | 308.8106 | 0 | 0 | 16.35 | 0
23.10. | 9 | 320.9842 |  | 304.8442 | 0 | 0 | 16.14 | 0
23.10. | 10 | 320.3876 |  | 304.2776 | 0 | 0 | 16.11 | 0
23.10. | 11 | 320.9842 |  | 304.8442 | 0 | 0 | 16.14 | 0
23.10. | 12 | 319.1944 |  | 303.1444 | 0 | 0 | 16.05 | 0
23.10. | 13 | 316.8079 |  | 300.8779 | 0 | 0 | 15.93 | 0
23.10. | 14 | 314.4214 |  | 298.6114 | 0 | 0 | 15.81 | 0
23.10. | 15 | 315.6146 |  | 299.7446 | 0 | 0 | 15.87 | 0
23.10. | 16 | 312.0349 |  | 296.3449 | 0 | 0 | 15.69 | 0
23.10. | 17 | 319.1944 |  | 303.1444 | 0 | 0 | 16.05 | 0
23.10. | 18 | 325.7572 |  | 309.3773 | 0 | 0 | 16.38 | 0
23.10. | 19 | 326.9505 |  | 310.5105 | 0 | 0 | 16.44 | 0
23.10. | 20 | 315.6146 |  | 299.7446 | 0 | 0 | 15.87 | 0
23.10. | 21 | 298.9091 |  | 283.8791 | 0 | 0 | 15.03 | 0
23.10. | 22 | 279.2205 |  | 265.1805 | 0 | 0 | 14.04 | 0
23.10. | 23 | 264.9015 |  | 251.5815 | 0 | 0 | 13.32 | 0
23.10. | 24 | 239.8433 |  | 227.7833 | 0 | 0 | 12.06 | 0
24.10. | 1 | 232.6838 |  | 220.9837 | 0 | 0 | 11.7 | 0
24.10. | 2 | 229.7006 |  | 218.1506 | 0 | 0 | 11.55 | 0
24.10. | 3 | 229.7006 |  | 218.1506 | 0 | 0 | 11.55 | 0
24.10. | 4 | 229.7006 |  | 218.1506 | 0 | 0 | 11.55 | 0
24.10. | 5 | 235.0702 |  | 223.2502 | 0 | 0 | 11.82 | 0
24.10. | 6 | 263.7083 |  | 250.4483 | 0 | 0 | 13.26 | 0
24.10. | 7 | 312.6315 |  | 296.9115 | 0 | 0 | 15.72 | 0
24.10. | 8 | 328.1438 |  | 311.6438 | 0 | 0 | 16.5 | 0
24.10. | 9 | 323.3707 |  | 307.1107 | 0 | 0 | 16.26 | 0
24.10. | 10 | 322.7741 |  | 306.5441 | 0 | 0 | 16.23 | 0
24.10. | 11 | 323.9674 |  | 307.6774 | 0 | 0 | 16.29 | 0
24.10. | 12 | 322.1775 |  | 305.9775 | 0 | 0 | 16.2 | 0
24.10. | 13 | 319.1944 |  | 303.1444 | 0 | 0 | 16.05 | 0
24.10. | 14 | 316.8079 |  | 300.8779 | 0 | 0 | 15.93 | 0
24.10. | 15 | 318.0011 |  | 302.0111 | 0 | 0 | 15.99 | 0
24.10. | 16 | 314.4214 |  | 298.6114 | 0 | 0 | 15.81 | 0
24.10. | 17 | 322.1775 |  | 305.9775 | 0 | 0 | 16.2 | 0
24.10. | 18 | 328.1438 |  | 311.6438 | 0 | 0 | 16.5 | 0
24.10. | 19 | 329.337 |  | 312.777 | 0 | 0 | 16.56 | 0
24.10. | 20 | 318.0011 |  | 302.0111 | 0 | 0 | 15.99 | 0
24.10. | 21 | 301.2956 |  | 286.1456 | 0 | 0 | 15.15 | 0
24.10. | 22 | 281.0104 |  | 266.8804 | 0 | 0 | 14.13 | 0
24.10. | 23 | 267.288 |  | 253.848 | 0 | 0 | 13.44 | 0
24.10. | 24 | 241.6331 |  | 229.4831 | 0 | 0 | 12.15 | 0
25.10. | 1 | 229.104 |  | 217.584 | 0 | 0 | 11.52 | 0
25.10. | 2 | 226.1209 |  | 214.7509 | 0 | 0 | 11.37 | 0
25.10. | 3 | 226.1209 |  | 214.7509 | 0 | 0 | 11.37 | 0
25.10. | 4 | 226.1209 |  | 214.7509 | 0 | 0 | 11.37 | 0
25.10. | 5 | 231.4905 |  | 219.8505 | 0 | 0 | 11.64 | 0
25.10. | 6 | 259.5319 |  | 246.4819 | 0 | 0 | 13.05 | 0
25.10. | 7 | 307.8585 |  | 292.3785 | 0 | 0 | 15.48 | 0
25.10. | 8 | 322.7741 |  | 306.5441 | 0 | 0 | 16.23 | 0
25.10. | 9 | 318.5978 |  | 302.5777 | 0 | 0 | 16.02 | 0
25.10. | 10 | 318.0011 |  | 302.0111 | 0 | 0 | 15.99 | 0
25.10. | 11 | 318.5978 |  | 302.5777 | 0 | 0 | 16.02 | 0
25.10. | 12 | 317.4045 |  | 301.4445 | 0 | 0 | 15.96 | 0
25.10. | 13 | 314.4214 |  | 298.6114 | 0 | 0 | 15.81 | 0
25.10. | 14 | 312.0349 |  | 296.3449 | 0 | 0 | 15.69 | 0
25.10. | 15 | 313.2281 |  | 297.4781 | 0 | 0 | 15.75 | 0
25.10. | 16 | 309.6484 |  | 294.0784 | 0 | 0 | 15.57 | 0
25.10. | 17 | 316.8079 |  | 300.8779 | 0 | 0 | 15.93 | 0
25.10. | 18 | 323.3707 |  | 307.1107 | 0 | 0 | 16.26 | 0
25.10. | 19 | 324.564 |  | 308.244 | 0 | 0 | 16.32 | 0
25.10. | 20 | 313.2281 |  | 297.4781 | 0 | 0 | 15.75 | 0
25.10. | 21 | 296.5226 |  | 281.6126 | 0 | 0 | 14.91 | 0
25.10. | 22 | 276.834 |  | 262.914 | 0 | 0 | 13.92 | 0
25.10. | 23 | 263.1116 |  | 249.8816 | 0 | 0 | 13.23 | 0
25.10. | 24 | 238.0534 |  | 226.0834 | 0 | 0 | 11.97 | 0
26.10. | 1 | 230.8939 |  | 219.2839 | 0 | 0 | 11.61 | 0
26.10. | 2 | 227.9108 |  | 216.4507 | 0 | 0 | 11.46 | 0
26.10. | 3 | 227.9108 |  | 216.4507 | 0 | 0 | 11.46 | 0
26.10. | 4 | 227.9108 |  | 216.4507 | 0 | 0 | 11.46 | 0
26.10. | 5 | 233.2804 |  | 221.5504 | 0 | 0 | 11.73 | 0
26.10. | 6 | 261.9184 |  | 248.7484 | 0 | 0 | 13.17 | 0
26.10. | 7 | 310.245 |  | 294.645 | 0 | 0 | 15.6 | 0
26.10. | 8 | 325.7572 |  | 309.3773 | 0 | 0 | 16.38 | 0
26.10. | 9 | 320.9842 |  | 304.8442 | 0 | 0 | 16.14 | 0
26.10. | 10 | 320.9842 |  | 304.8442 | 0 | 0 | 16.14 | 0
26.10. | 11 | 321.5809 |  | 305.4109 | 0 | 0 | 16.17 | 0
26.10. | 12 | 319.791 |  | 303.711 | 0 | 0 | 16.08 | 0
26.10. | 13 | 317.4045 |  | 301.4445 | 0 | 0 | 15.96 | 0
26.10. | 14 | 314.4214 |  | 298.6114 | 0 | 0 | 15.81 | 0
26.10. | 15 | 315.6146 |  | 299.7446 | 0 | 0 | 15.87 | 0
26.10. | 16 | 312.6315 |  | 296.9115 | 0 | 0 | 15.72 | 0
26.10. | 17 | 319.791 |  | 303.711 | 0 | 0 | 16.08 | 0
26.10. | 18 | 325.7572 |  | 309.3773 | 0 | 0 | 16.38 | 0
26.10. | 19 | 326.9505 |  | 310.5105 | 0 | 0 | 16.44 | 0
26.10. | 20 | 315.6146 |  | 299.7446 | 0 | 0 | 15.87 | 0
26.10. | 21 | 298.9091 |  | 283.8791 | 0 | 0 | 15.03 | 0
26.10. | 22 | 279.2205 |  | 265.1805 | 0 | 0 | 14.04 | 0
26.10. | 23 | 265.4981 |  | 252.1481 | 0 | 0 | 13.35 | 0
26.10. | 24 | 239.8433 |  | 227.7833 | 0 | 0 | 12.06 | 0
27.10. | 1 | 227.9108 |  | 216.4507 | 0 | 0 | 11.46 | 0
27.10. | 2 | 224.331 |  | 213.051 | 0 | 0 | 11.28 | 0
27.10. | 3 | 216.5749 |  | 205.6849 | 0 | 0 | 10.89 | 0
27.10. | 4 | 218.3647 |  | 207.3847 | 0 | 0 | 10.98 | 0
27.10. | 5 | 223.1378 |  | 211.9178 | 0 | 0 | 11.22 | 0
27.10. | 6 | 237.4567 |  | 225.5168 | 0 | 0 | 11.94 | 0
27.10. | 7 | 259.5319 |  | 246.4819 | 0 | 0 | 13.05 | 0
27.10. | 8 | 286.9766 |  | 272.5466 | 0 | 0 | 14.43 | 0
27.10. | 9 | 306.6653 |  | 291.2452 | 0 | 0 | 15.42 | 0
27.10. | 10 | 316.2112 |  | 300.3112 | 0 | 0 | 15.9 | 0
27.10. | 11 | 315.018 |  | 299.178 | 0 | 0 | 15.84 | 0
27.10. | 12 | 309.0518 |  | 293.5118 | 0 | 0 | 15.54 | 0
27.10. | 13 | 305.472 |  | 290.112 | 0 | 0 | 15.36 | 0
27.10. | 14 | 300.1024 |  | 285.0124 | 0 | 0 | 15.09 | 0
27.10. | 15 | 297.1193 |  | 282.1793 | 0 | 0 | 14.94 | 0
27.10. | 16 | 300.699 |  | 285.579 | 0 | 0 | 15.12 | 0
27.10. | 17 | 309.0518 |  | 293.5118 | 0 | 0 | 15.54 | 0
27.10. | 18 | 318.5978 |  | 302.5777 | 0 | 0 | 16.02 | 0
27.10. | 19 | 320.3876 |  | 304.2776 | 0 | 0 | 16.11 | 0
27.10. | 20 | 310.8416 |  | 295.2116 | 0 | 0 | 15.63 | 0
27.10. | 21 | 289.9597 |  | 275.3798 | 0 | 0 | 14.58 | 0
27.10. | 22 | 270.2711 |  | 256.6811 | 0 | 0 | 13.59 | 0
27.10. | 23 | 260.1285 |  | 247.0485 | 0 | 0 | 13.08 | 0
27.10. | 24 | 234.4736 |  | 222.6836 | 0 | 0 | 11.79 | 0
28.10. | 1 | 226.7175 |  | 215.3175 | 0 | 0 | 11.4 | 0
28.10. | 2 | 223.1378 |  | 211.9178 | 0 | 0 | 11.22 | 0
28.10. | 3 | 215.3816 |  | 204.5516 | 0 | 0 | 10.83 | 0
28.10. | 4 | 217.1715 |  | 206.2515 | 0 | 0 | 10.92 | 0
28.10. | 5 | 221.9445 |  | 210.7845 | 0 | 0 | 11.16 | 0
28.10. | 6 | 236.2635 |  | 224.3835 | 0 | 0 | 11.88 | 0
28.10. | 7 | 257.742 |  | 244.782 | 0 | 0 | 12.96 | 0
28.10. | 8 | 285.1868 |  | 270.8467 | 0 | 0 | 14.34 | 0
28.10. | 9 | 304.8754 |  | 289.5454 | 0 | 0 | 15.33 | 0
28.10. | 10 | 314.4214 |  | 298.6114 | 0 | 0 | 15.81 | 0
28.10. | 11 | 313.8247 |  | 298.0448 | 0 | 0 | 15.78 | 0
28.10. | 12 | 307.2619 |  | 291.8119 | 0 | 0 | 15.45 | 0
28.10. | 13 | 303.6821 |  | 288.4121 | 0 | 0 | 15.27 | 0
28.10. | 14 | 298.3125 |  | 283.3125 | 0 | 0 | 15 | 0
28.10. | 15 | 295.926 |  | 281.046 | 0 | 0 | 14.88 | 0
28.10. | 16 | 299.5057 |  | 284.4457 | 0 | 0 | 15.06 | 0
28.10. | 17 | 307.2619 |  | 291.8119 | 0 | 0 | 15.45 | 0
28.10. | 18 | 316.8079 |  | 300.8779 | 0 | 0 | 15.93 | 0
28.10. | 19 | 319.1944 |  | 303.1444 | 0 | 0 | 16.05 | 0
28.10. | 20 | 309.6484 |  | 294.0784 | 0 | 0 | 15.57 | 0
28.10. | 21 | 288.7665 |  | 274.2465 | 0 | 0 | 14.52 | 0
28.10. | 22 | 269.0779 |  | 255.5479 | 0 | 0 | 13.53 | 0
28.10. | 23 | 258.9352 |  | 245.9152 | 0 | 0 | 13.02 | 0
28.10. | 24 | 233.2804 |  | 221.5504 | 0 | 0 | 11.73 | 0
29.10. | 1 | 235.0702 |  | 223.2502 | 0 | 0 | 11.82 | 0
29.10. | 2 | 232.0871 |  | 220.4171 | 0 | 0 | 11.67 | 0
29.10. | 3 | 232.0871 |  | 220.4171 | 0 | 0 | 11.67 | 0
29.10. | 4 | 232.0871 |  | 220.4171 | 0 | 0 | 11.67 | 0
29.10. | 5 | 237.4567 |  | 225.5168 | 0 | 0 | 11.94 | 0
29.10. | 6 | 266.6914 |  | 253.2814 | 0 | 0 | 13.41 | 0
29.10. | 7 | 316.2112 |  | 300.3112 | 0 | 0 | 15.9 | 0
29.10. | 8 | 331.7235 |  | 315.0435 | 0 | 0 | 16.68 | 0
29.10. | 9 | 326.9505 |  | 310.5105 | 0 | 0 | 16.44 | 0
29.10. | 10 | 326.9505 |  | 310.5105 | 0 | 0 | 16.44 | 0
29.10. | 11 | 327.5471 |  | 311.0771 | 0 | 0 | 16.47 | 0
29.10. | 12 | 325.7572 |  | 309.3773 | 0 | 0 | 16.38 | 0
29.10. | 13 | 323.3707 |  | 307.1107 | 0 | 0 | 16.26 | 0
29.10. | 14 | 320.3876 |  | 304.2776 | 0 | 0 | 16.11 | 0
29.10. | 15 | 321.5809 |  | 305.4109 | 0 | 0 | 16.17 | 0
29.10. | 16 | 318.0011 |  | 302.0111 | 0 | 0 | 15.99 | 0
29.10. | 17 | 325.7572 |  | 309.3773 | 0 | 0 | 16.38 | 0
29.10. | 18 | 332.3201 |  | 315.6101 | 0 | 0 | 16.71 | 0
29.10. | 19 | 333.5134 |  | 316.7434 | 0 | 0 | 16.77 | 0
29.10. | 20 | 321.5809 |  | 305.4109 | 0 | 0 | 16.17 | 0
29.10. | 21 | 304.8754 |  | 289.5454 | 0 | 0 | 15.33 | 0
29.10. | 22 | 284.5901 |  | 270.2801 | 0 | 0 | 14.31 | 0
29.10. | 23 | 270.2711 |  | 256.6811 | 0 | 0 | 13.59 | 0
29.10. | 24 | 244.0196 |  | 231.7496 | 0 | 0 | 12.27 | 0
30.10. | 1 | 236.8601 |  | 224.9501 | 0 | 0 | 11.91 | 0
30.10. | 2 | 233.877 |  | 222.117 | 0 | 0 | 11.76 | 0
30.10. | 3 | 233.877 |  | 222.117 | 0 | 0 | 11.76 | 0
30.10. | 4 | 233.877 |  | 222.117 | 0 | 0 | 11.76 | 0
30.10. | 5 | 239.2466 |  | 227.2166 | 0 | 0 | 12.03 | 0
30.10. | 6 | 268.4812 |  | 254.9812 | 0 | 0 | 13.5 | 0
30.10. | 7 | 318.0011 |  | 302.0111 | 0 | 0 | 15.99 | 0
30.10. | 8 | 334.11 |  | 317.31 | 0 | 0 | 16.8 | 0
30.10. | 9 | 329.337 |  | 312.777 | 0 | 0 | 16.56 | 0
30.10. | 10 | 328.7404 |  | 312.2104 | 0 | 0 | 16.53 | 0
30.10. | 11 | 329.9336 |  | 313.3436 | 0 | 0 | 16.59 | 0
30.10. | 12 | 328.1438 |  | 311.6438 | 0 | 0 | 16.5 | 0
30.10. | 13 | 325.1606 |  | 308.8106 | 0 | 0 | 16.35 | 0
30.10. | 14 | 322.7741 |  | 306.5441 | 0 | 0 | 16.23 | 0
30.10. | 15 | 323.9674 |  | 307.6774 | 0 | 0 | 16.29 | 0
30.10. | 16 | 320.3876 |  | 304.2776 | 0 | 0 | 16.11 | 0
30.10. | 17 | 328.1438 |  | 311.6438 | 0 | 0 | 16.5 | 0
30.10. | 18 | 334.7066 |  | 317.8766 | 0 | 0 | 16.83 | 0
30.10. | 19 | 335.8999 |  | 319.0099 | 0 | 0 | 16.89 | 0
30.10. | 20 | 323.9674 |  | 307.6774 | 0 | 0 | 16.29 | 0
30.10. | 21 | 306.6653 |  | 291.2452 | 0 | 0 | 15.42 | 0
30.10. | 22 | 286.38 |  | 271.98 | 0 | 0 | 14.4 | 0
30.10. | 23 | 272.061 |  | 258.381 | 0 | 0 | 13.68 | 0
30.10. | 24 | 245.8095 |  | 233.4495 | 0 | 0 | 12.36 | 0
31.10. | 1 | 236.8601 |  | 224.9501 | 0 | 0 | 11.91 | 0
31.10. | 2 | 233.877 |  | 222.117 | 0 | 0 | 11.76 | 0
31.10. | 3 | 233.877 |  | 222.117 | 0 | 0 | 11.76 | 0
31.10. | 4 | 233.877 |  | 222.117 | 0 | 0 | 11.76 | 0
31.10. | 5 | 239.2466 |  | 227.2166 | 0 | 0 | 12.03 | 0
31.10. | 6 | 267.8846 |  | 254.4146 | 0 | 0 | 13.47 | 0
31.10. | 7 | 318.0011 |  | 302.0111 | 0 | 0 | 15.99 | 0
31.10. | 8 | 333.5134 |  | 316.7434 | 0 | 0 | 16.77 | 0
31.10. | 9 | 329.337 |  | 312.777 | 0 | 0 | 16.56 | 0
31.10. | 10 | 328.7404 |  | 312.2104 | 0 | 0 | 16.53 | 0
31.10. | 11 | 329.337 |  | 312.777 | 0 | 0 | 16.56 | 0
31.10. | 12 | 327.5471 |  | 311.0771 | 0 | 0 | 16.47 | 0
31.10. | 13 | 325.1606 |  | 308.8106 | 0 | 0 | 16.35 | 0
31.10. | 14 | 322.1775 |  | 305.9775 | 0 | 0 | 16.2 | 0
31.10. | 15 | 323.3707 |  | 307.1107 | 0 | 0 | 16.26 | 0
31.10. | 16 | 319.791 |  | 303.711 | 0 | 0 | 16.08 | 0
31.10. | 17 | 327.5471 |  | 311.0771 | 0 | 0 | 16.47 | 0
31.10. | 18 | 334.11 |  | 317.31 | 0 | 0 | 16.8 | 0
31.10. | 19 | 335.3032 |  | 318.4432 | 0 | 0 | 16.86 | 0
31.10. | 20 | 323.3707 |  | 307.1107 | 0 | 0 | 16.26 | 0
31.10. | 21 | 306.6653 |  | 291.2452 | 0 | 0 | 15.42 | 0
31.10. | 22 | 286.38 |  | 271.98 | 0 | 0 | 14.4 | 0
31.10. | 23 | 272.061 |  | 258.381 | 0 | 0 | 13.68 | 0
31.10. | 24 | 245.8095 |  | 233.4495 | 0 | 0 | 12.36 | 0
01.11. | 1 | 282.8003 |  | 268.5802 | 0 | 0 | 14.22 | 0
01.11. | 2 | 285.7834 |  | 271.4134 | 0 | 0 | 14.37 | 0
01.11. | 3 | 278.6239 |  | 264.6139 | 0 | 0 | 14.01 | 0
01.11. | 4 | 276.2374 |  | 262.3474 | 0 | 0 | 13.89 | 0
01.11. | 5 | 275.0441 |  | 261.2141 | 0 | 0 | 13.83 | 0
01.11. | 6 | 278.0272 |  | 264.0473 | 0 | 0 | 13.98 | 0
01.11. | 7 | 289.9597 |  | 275.3798 | 0 | 0 | 14.58 | 0
01.11. | 8 | 312.6315 |  | 296.9115 | 0 | 0 | 15.72 | 0
01.11. | 9 | 323.9674 |  | 307.6774 | 0 | 0 | 16.29 | 0
01.11. | 10 | 329.337 |  | 312.777 | 0 | 0 | 16.56 | 0
01.11. | 11 | 328.7404 |  | 312.2104 | 0 | 0 | 16.53 | 0
01.11. | 12 | 326.9505 |  | 310.5105 | 0 | 0 | 16.44 | 0
01.11. | 13 | 329.9336 |  | 313.3436 | 0 | 0 | 16.59 | 0
01.11. | 14 | 329.9336 |  | 313.3436 | 0 | 0 | 16.59 | 0
01.11. | 15 | 329.337 |  | 312.777 | 0 | 0 | 16.56 | 0
01.11. | 16 | 328.1438 |  | 311.6438 | 0 | 0 | 16.5 | 0
01.11. | 17 | 327.5471 |  | 311.0771 | 0 | 0 | 16.47 | 0
01.11. | 18 | 327.5471 |  | 311.0771 | 0 | 0 | 16.47 | 0
01.11. | 19 | 331.7235 |  | 315.0435 | 0 | 0 | 16.68 | 0
01.11. | 20 | 325.7572 |  | 309.3773 | 0 | 0 | 16.38 | 0
01.11. | 21 | 316.8079 |  | 300.8779 | 0 | 0 | 15.93 | 0
01.11. | 22 | 307.2619 |  | 291.8119 | 0 | 0 | 15.45 | 0
01.11. | 23 | 297.1193 |  | 282.1793 | 0 | 0 | 14.94 | 0
01.11. | 24 | 293.5395 |  | 278.7795 | 0 | 0 | 14.76 | 0
02.11. | 1 | 295.3294 |  | 280.4794 | 0 | 0 | 14.85 | 0
02.11. | 2 | 291.7496 |  | 277.0796 | 0 | 0 | 14.67 | 0
02.11. | 3 | 291.153 |  | 276.513 | 0 | 0 | 14.64 | 0
02.11. | 4 | 292.9429 |  | 278.2129 | 0 | 0 | 14.73 | 0
02.11. | 5 | 295.3294 |  | 280.4794 | 0 | 0 | 14.85 | 0
02.11. | 6 | 298.9091 |  | 283.8791 | 0 | 0 | 15.03 | 0
02.11. | 7 | 314.4214 |  | 298.6114 | 0 | 0 | 15.81 | 0
02.11. | 8 | 337.6897 |  | 320.7097 | 0 | 0 | 16.98 | 0
02.11. | 9 | 340.6729 |  | 323.5429 | 0 | 0 | 17.13 | 0
02.11. | 10 | 338.2864 |  | 321.2764 | 0 | 0 | 17.01 | 0
02.11. | 11 | 335.8999 |  | 319.0099 | 0 | 0 | 16.89 | 0
02.11. | 12 | 335.8999 |  | 319.0099 | 0 | 0 | 16.89 | 0
02.11. | 13 | 335.3032 |  | 318.4432 | 0 | 0 | 16.86 | 0
02.11. | 14 | 335.3032 |  | 318.4432 | 0 | 0 | 16.86 | 0
02.11. | 15 | 337.0931 |  | 320.1431 | 0 | 0 | 16.95 | 0
02.11. | 16 | 338.2864 |  | 321.2764 | 0 | 0 | 17.01 | 0
02.11. | 17 | 340.6729 |  | 323.5429 | 0 | 0 | 17.13 | 0
02.11. | 18 | 343.0594 |  | 325.8094 | 0 | 0 | 17.25 | 0
02.11. | 19 | 347.2357 |  | 329.7758 | 0 | 0 | 17.46 | 0
02.11. | 20 | 341.8661 |  | 324.6761 | 0 | 0 | 17.19 | 0
02.11. | 21 | 334.7066 |  | 317.8766 | 0 | 0 | 16.83 | 0
02.11. | 22 | 327.5471 |  | 311.0771 | 0 | 0 | 16.47 | 0
02.11. | 23 | 320.3876 |  | 304.2776 | 0 | 0 | 16.11 | 0
02.11. | 24 | 316.2112 |  | 300.3112 | 0 | 0 | 15.9 | 0
03.11. | 1 | 282.2036 |  | 268.0136 | 0 | 0 | 14.19 | 0
03.11. | 2 | 285.1868 |  | 270.8467 | 0 | 0 | 14.34 | 0
03.11. | 3 | 278.0272 |  | 264.0473 | 0 | 0 | 13.98 | 0
03.11. | 4 | 275.6408 |  | 261.7808 | 0 | 0 | 13.86 | 0
03.11. | 5 | 274.4475 |  | 260.6475 | 0 | 0 | 13.8 | 0
03.11. | 6 | 277.4306 |  | 263.4806 | 0 | 0 | 13.95 | 0
03.11. | 7 | 289.3631 |  | 274.8131 | 0 | 0 | 14.55 | 0
03.11. | 8 | 311.4382 |  | 295.7783 | 0 | 0 | 15.66 | 0
03.11. | 9 | 323.3707 |  | 307.1107 | 0 | 0 | 16.26 | 0
03.11. | 10 | 328.1438 |  | 311.6438 | 0 | 0 | 16.5 | 0
03.11. | 11 | 328.1438 |  | 311.6438 | 0 | 0 | 16.5 | 0
03.11. | 12 | 326.3539 |  | 309.9439 | 0 | 0 | 16.41 | 0
03.11. | 13 | 329.337 |  | 312.777 | 0 | 0 | 16.56 | 0
03.11. | 14 | 329.337 |  | 312.777 | 0 | 0 | 16.56 | 0
03.11. | 15 | 328.1438 |  | 311.6438 | 0 | 0 | 16.5 | 0
03.11. | 16 | 327.5471 |  | 311.0771 | 0 | 0 | 16.47 | 0
03.11. | 17 | 326.9505 |  | 310.5105 | 0 | 0 | 16.44 | 0
03.11. | 18 | 326.9505 |  | 310.5105 | 0 | 0 | 16.44 | 0
03.11. | 19 | 331.1269 |  | 314.4769 | 0 | 0 | 16.65 | 0
03.11. | 20 | 325.1606 |  | 308.8106 | 0 | 0 | 16.35 | 0
03.11. | 21 | 316.2112 |  | 300.3112 | 0 | 0 | 15.9 | 0
03.11. | 22 | 306.6653 |  | 291.2452 | 0 | 0 | 15.42 | 0
03.11. | 23 | 296.5226 |  | 281.6126 | 0 | 0 | 14.91 | 0
03.11. | 24 | 292.9429 |  | 278.2129 | 0 | 0 | 14.73 | 0
04.11. | 1 | 287.5732 |  | 273.1132 | 0 | 0 | 14.46 | 0
04.11. | 2 | 291.153 |  | 276.513 | 0 | 0 | 14.64 | 0
04.11. | 3 | 283.9935 |  | 269.7135 | 0 | 0 | 14.28 | 0
04.11. | 4 | 281.607 |  | 267.447 | 0 | 0 | 14.16 | 0
04.11. | 5 | 279.8171 |  | 265.7471 | 0 | 0 | 14.07 | 0
04.11. | 6 | 282.8003 |  | 268.5802 | 0 | 0 | 14.22 | 0
04.11. | 7 | 295.3294 |  | 280.4794 | 0 | 0 | 14.85 | 0
04.11. | 8 | 318.0011 |  | 302.0111 | 0 | 0 | 15.99 | 0
04.11. | 9 | 329.9336 |  | 313.3436 | 0 | 0 | 16.59 | 0
04.11. | 10 | 335.3032 |  | 318.4432 | 0 | 0 | 16.86 | 0
04.11. | 11 | 334.7066 |  | 317.8766 | 0 | 0 | 16.83 | 0
04.11. | 12 | 332.9167 |  | 316.1768 | 0 | 0 | 16.74 | 0
04.11. | 13 | 335.8999 |  | 319.0099 | 0 | 0 | 16.89 | 0
04.11. | 14 | 335.8999 |  | 319.0099 | 0 | 0 | 16.89 | 0
04.11. | 15 | 334.7066 |  | 317.8766 | 0 | 0 | 16.83 | 0
04.11. | 16 | 334.11 |  | 317.31 | 0 | 0 | 16.8 | 0
04.11. | 17 | 333.5134 |  | 316.7434 | 0 | 0 | 16.77 | 0
04.11. | 18 | 333.5134 |  | 316.7434 | 0 | 0 | 16.77 | 0
04.11. | 19 | 337.6897 |  | 320.7097 | 0 | 0 | 16.98 | 0
04.11. | 20 | 331.7235 |  | 315.0435 | 0 | 0 | 16.68 | 0
04.11. | 21 | 322.1775 |  | 305.9775 | 0 | 0 | 16.2 | 0
04.11. | 22 | 312.6315 |  | 296.9115 | 0 | 0 | 15.72 | 0
04.11. | 23 | 302.4889 |  | 287.2789 | 0 | 0 | 15.21 | 0
04.11. | 24 | 298.9091 |  | 283.8791 | 0 | 0 | 15.03 | 0
05.11. | 1 | 301.2956 |  | 286.1456 | 0 | 0 | 15.15 | 0
05.11. | 2 | 297.1193 |  | 282.1793 | 0 | 0 | 14.94 | 0
05.11. | 3 | 297.1193 |  | 282.1793 | 0 | 0 | 14.94 | 0
05.11. | 4 | 298.3125 |  | 283.3125 | 0 | 0 | 15 | 0
05.11. | 5 | 300.699 |  | 285.579 | 0 | 0 | 15.12 | 0
05.11. | 6 | 304.8754 |  | 289.5454 | 0 | 0 | 15.33 | 0
05.11. | 7 | 320.3876 |  | 304.2776 | 0 | 0 | 16.11 | 0
05.11. | 8 | 344.2526 |  | 326.9426 | 0 | 0 | 17.31 | 0
05.11. | 9 | 347.2357 |  | 329.7758 | 0 | 0 | 17.46 | 0
05.11. | 10 | 344.8492 |  | 327.5093 | 0 | 0 | 17.34 | 0
05.11. | 11 | 342.4628 |  | 325.2428 | 0 | 0 | 17.22 | 0
05.11. | 12 | 341.8661 |  | 324.6761 | 0 | 0 | 17.19 | 0
05.11. | 13 | 341.8661 |  | 324.6761 | 0 | 0 | 17.19 | 0
05.11. | 14 | 341.2695 |  | 324.1095 | 0 | 0 | 17.16 | 0
05.11. | 15 | 343.656 |  | 326.376 | 0 | 0 | 17.28 | 0
05.11. | 16 | 344.8492 |  | 327.5093 | 0 | 0 | 17.34 | 0
05.11. | 17 | 347.2357 |  | 329.7758 | 0 | 0 | 17.46 | 0
05.11. | 18 | 349.6223 |  | 332.0423 | 0 | 0 | 17.58 | 0
05.11. | 19 | 353.7986 |  | 336.0086 | 0 | 0 | 17.79 | 0
05.11. | 20 | 348.429 |  | 330.909 | 0 | 0 | 17.52 | 0
05.11. | 21 | 341.2695 |  | 324.1095 | 0 | 0 | 17.16 | 0
05.11. | 22 | 334.11 |  | 317.31 | 0 | 0 | 16.8 | 0
05.11. | 23 | 326.9505 |  | 310.5105 | 0 | 0 | 16.44 | 0
05.11. | 24 | 322.1775 |  | 305.9775 | 0 | 0 | 16.2 | 0
06.11. | 1 | 300.699 |  | 285.579 | 0 | 0 | 15.12 | 0
06.11. | 2 | 297.1193 |  | 282.1793 | 0 | 0 | 14.94 | 0
06.11. | 3 | 296.5226 |  | 281.6126 | 0 | 0 | 14.91 | 0
06.11. | 4 | 298.3125 |  | 283.3125 | 0 | 0 | 15 | 0
06.11. | 5 | 300.699 |  | 285.579 | 0 | 0 | 15.12 | 0
06.11. | 6 | 304.2788 |  | 288.9787 | 0 | 0 | 15.3 | 0
06.11. | 7 | 320.3876 |  | 304.2776 | 0 | 0 | 16.11 | 0
06.11. | 8 | 343.656 |  | 326.376 | 0 | 0 | 17.28 | 0
06.11. | 9 | 346.6391 |  | 329.2091 | 0 | 0 | 17.43 | 0
06.11. | 10 | 344.2526 |  | 326.9426 | 0 | 0 | 17.31 | 0
06.11. | 11 | 342.4628 |  | 325.2428 | 0 | 0 | 17.22 | 0
06.11. | 12 | 341.8661 |  | 324.6761 | 0 | 0 | 17.19 | 0
06.11. | 13 | 341.2695 |  | 324.1095 | 0 | 0 | 17.16 | 0
06.11. | 14 | 341.2695 |  | 324.1095 | 0 | 0 | 17.16 | 0
06.11. | 15 | 343.656 |  | 326.376 | 0 | 0 | 17.28 | 0
06.11. | 16 | 344.8492 |  | 327.5093 | 0 | 0 | 17.34 | 0
06.11. | 17 | 346.6391 |  | 329.2091 | 0 | 0 | 17.43 | 0
06.11. | 18 | 349.0256 |  | 331.4756 | 0 | 0 | 17.55 | 0
06.11. | 19 | 353.7986 |  | 336.0086 | 0 | 0 | 17.79 | 0
06.11. | 20 | 348.429 |  | 330.909 | 0 | 0 | 17.52 | 0
06.11. | 21 | 341.2695 |  | 324.1095 | 0 | 0 | 17.16 | 0
06.11. | 22 | 333.5134 |  | 316.7434 | 0 | 0 | 16.77 | 0
06.11. | 23 | 326.3539 |  | 309.9439 | 0 | 0 | 16.41 | 0
06.11. | 24 | 322.1775 |  | 305.9775 | 0 | 0 | 16.2 | 0
07.11. | 1 | 303.0855 |  | 287.8455 | 0 | 0 | 15.24 | 0
07.11. | 2 | 298.9091 |  | 283.8791 | 0 | 0 | 15.03 | 0
07.11. | 3 | 298.3125 |  | 283.3125 | 0 | 0 | 15 | 0
07.11. | 4 | 300.1024 |  | 285.0124 | 0 | 0 | 15.09 | 0
07.11. | 5 | 302.4889 |  | 287.2789 | 0 | 0 | 15.21 | 0
07.11. | 6 | 306.0686 |  | 290.6786 | 0 | 0 | 15.39 | 0
07.11. | 7 | 322.1775 |  | 305.9775 | 0 | 0 | 16.2 | 0
07.11. | 8 | 346.0425 |  | 328.6425 | 0 | 0 | 17.4 | 0
07.11. | 9 | 349.0256 |  | 331.4756 | 0 | 0 | 17.55 | 0
07.11. | 10 | 346.6391 |  | 329.2091 | 0 | 0 | 17.43 | 0
07.11. | 11 | 344.2526 |  | 326.9426 | 0 | 0 | 17.31 | 0
07.11. | 12 | 344.2526 |  | 326.9426 | 0 | 0 | 17.31 | 0
07.11. | 13 | 343.656 |  | 326.376 | 0 | 0 | 17.28 | 0
07.11. | 14 | 343.656 |  | 326.376 | 0 | 0 | 17.28 | 0
07.11. | 15 | 345.4459 |  | 328.0759 | 0 | 0 | 17.37 | 0
07.11. | 16 | 346.6391 |  | 329.2091 | 0 | 0 | 17.43 | 0
07.11. | 17 | 349.0256 |  | 331.4756 | 0 | 0 | 17.55 | 0
07.11. | 18 | 351.4121 |  | 333.7421 | 0 | 0 | 17.67 | 0
07.11. | 19 | 355.5885 |  | 337.7085 | 0 | 0 | 17.88 | 0
07.11. | 20 | 350.2189 |  | 332.6089 | 0 | 0 | 17.61 | 0
07.11. | 21 | 343.0594 |  | 325.8094 | 0 | 0 | 17.25 | 0
07.11. | 22 | 335.8999 |  | 319.0099 | 0 | 0 | 16.89 | 0
07.11. | 23 | 328.7404 |  | 312.2104 | 0 | 0 | 16.53 | 0
07.11. | 24 | 323.9674 |  | 307.6774 | 0 | 0 | 16.29 | 0
08.11. | 1 | 300.699 |  | 285.579 | 0 | 0 | 15.12 | 0
08.11. | 2 | 297.1193 |  | 282.1793 | 0 | 0 | 14.94 | 0
08.11. | 3 | 296.5226 |  | 281.6126 | 0 | 0 | 14.91 | 0
08.11. | 4 | 298.3125 |  | 283.3125 | 0 | 0 | 15 | 0
08.11. | 5 | 300.699 |  | 285.579 | 0 | 0 | 15.12 | 0
08.11. | 6 | 304.2788 |  | 288.9787 | 0 | 0 | 15.3 | 0
08.11. | 7 | 320.3876 |  | 304.2776 | 0 | 0 | 16.11 | 0
08.11. | 8 | 343.656 |  | 326.376 | 0 | 0 | 17.28 | 0
08.11. | 9 | 346.6391 |  | 329.2091 | 0 | 0 | 17.43 | 0
08.11. | 10 | 344.2526 |  | 326.9426 | 0 | 0 | 17.31 | 0
08.11. | 11 | 342.4628 |  | 325.2428 | 0 | 0 | 17.22 | 0
08.11. | 12 | 341.8661 |  | 324.6761 | 0 | 0 | 17.19 | 0
08.11. | 13 | 341.2695 |  | 324.1095 | 0 | 0 | 17.16 | 0
08.11. | 14 | 341.2695 |  | 324.1095 | 0 | 0 | 17.16 | 0
08.11. | 15 | 343.656 |  | 326.376 | 0 | 0 | 17.28 | 0
08.11. | 16 | 344.8492 |  | 327.5093 | 0 | 0 | 17.34 | 0
08.11. | 17 | 346.6391 |  | 329.2091 | 0 | 0 | 17.43 | 0
08.11. | 18 | 349.0256 |  | 331.4756 | 0 | 0 | 17.55 | 0
08.11. | 19 | 353.7986 |  | 336.0086 | 0 | 0 | 17.79 | 0
08.11. | 20 | 348.429 |  | 330.909 | 0 | 0 | 17.52 | 0
08.11. | 21 | 341.2695 |  | 324.1095 | 0 | 0 | 17.16 | 0
08.11. | 22 | 333.5134 |  | 316.7434 | 0 | 0 | 16.77 | 0
08.11. | 23 | 326.3539 |  | 309.9439 | 0 | 0 | 16.41 | 0
08.11. | 24 | 322.1775 |  | 305.9775 | 0 | 0 | 16.2 | 0
09.11. | 1 | 300.699 |  | 285.579 | 0 | 0 | 15.12 | 0
09.11. | 2 | 296.5226 |  | 281.6126 | 0 | 0 | 14.91 | 0
09.11. | 3 | 296.5226 |  | 281.6126 | 0 | 0 | 14.91 | 0
09.11. | 4 | 298.3125 |  | 283.3125 | 0 | 0 | 15 | 0
09.11. | 5 | 300.1024 |  | 285.0124 | 0 | 0 | 15.09 | 0
09.11. | 6 | 304.2788 |  | 288.9787 | 0 | 0 | 15.3 | 0
09.11. | 7 | 320.3876 |  | 304.2776 | 0 | 0 | 16.11 | 0
09.11. | 8 | 343.656 |  | 326.376 | 0 | 0 | 17.28 | 0
09.11. | 9 | 346.6391 |  | 329.2091 | 0 | 0 | 17.43 | 0
09.11. | 10 | 344.2526 |  | 326.9426 | 0 | 0 | 17.31 | 0
09.11. | 11 | 341.8661 |  | 324.6761 | 0 | 0 | 17.19 | 0
09.11. | 12 | 341.8661 |  | 324.6761 | 0 | 0 | 17.19 | 0
09.11. | 13 | 341.2695 |  | 324.1095 | 0 | 0 | 17.16 | 0
09.11. | 14 | 341.2695 |  | 324.1095 | 0 | 0 | 17.16 | 0
09.11. | 15 | 343.0594 |  | 325.8094 | 0 | 0 | 17.25 | 0
09.11. | 16 | 344.8492 |  | 327.5093 | 0 | 0 | 17.34 | 0
09.11. | 17 | 346.6391 |  | 329.2091 | 0 | 0 | 17.43 | 0
09.11. | 18 | 349.0256 |  | 331.4756 | 0 | 0 | 17.55 | 0
09.11. | 19 | 353.202 |  | 335.442 | 0 | 0 | 17.76 | 0
09.11. | 20 | 347.8324 |  | 330.3424 | 0 | 0 | 17.49 | 0
09.11. | 21 | 341.2695 |  | 324.1095 | 0 | 0 | 17.16 | 0
09.11. | 22 | 333.5134 |  | 316.7434 | 0 | 0 | 16.77 | 0
09.11. | 23 | 326.3539 |  | 309.9439 | 0 | 0 | 16.41 | 0
09.11. | 24 | 321.5809 |  | 305.4109 | 0 | 0 | 16.17 | 0
10.11. | 1 | 289.3631 |  | 274.8131 | 0 | 0 | 14.55 | 0
10.11. | 2 | 292.3462 |  | 277.6463 | 0 | 0 | 14.7 | 0
10.11. | 3 | 285.7834 |  | 271.4134 | 0 | 0 | 14.37 | 0
10.11. | 4 | 282.8003 |  | 268.5802 | 0 | 0 | 14.22 | 0
10.11. | 5 | 281.607 |  | 267.447 | 0 | 0 | 14.16 | 0
10.11. | 6 | 284.5901 |  | 270.2801 | 0 | 0 | 14.31 | 0
10.11. | 7 | 297.1193 |  | 282.1793 | 0 | 0 | 14.94 | 0
10.11. | 8 | 319.791 |  | 303.711 | 0 | 0 | 16.08 | 0
10.11. | 9 | 331.7235 |  | 315.0435 | 0 | 0 | 16.68 | 0
10.11. | 10 | 337.0931 |  | 320.1431 | 0 | 0 | 16.95 | 0
10.11. | 11 | 336.4965 |  | 319.5765 | 0 | 0 | 16.92 | 0
10.11. | 12 | 335.3032 |  | 318.4432 | 0 | 0 | 16.86 | 0
10.11. | 13 | 338.2864 |  | 321.2764 | 0 | 0 | 17.01 | 0
10.11. | 14 | 337.6897 |  | 320.7097 | 0 | 0 | 16.98 | 0
10.11. | 15 | 337.0931 |  | 320.1431 | 0 | 0 | 16.95 | 0
10.11. | 16 | 336.4965 |  | 319.5765 | 0 | 0 | 16.92 | 0
10.11. | 17 | 335.3032 |  | 318.4432 | 0 | 0 | 16.86 | 0
10.11. | 18 | 335.3032 |  | 318.4432 | 0 | 0 | 16.86 | 0
10.11. | 19 | 339.4796 |  | 322.4096 | 0 | 0 | 17.07 | 0
10.11. | 20 | 333.5134 |  | 316.7434 | 0 | 0 | 16.77 | 0
10.11. | 21 | 323.9674 |  | 307.6774 | 0 | 0 | 16.29 | 0
10.11. | 22 | 314.4214 |  | 298.6114 | 0 | 0 | 15.81 | 0
10.11. | 23 | 304.2788 |  | 288.9787 | 0 | 0 | 15.3 | 0
10.11. | 24 | 300.699 |  | 285.579 | 0 | 0 | 15.12 | 0
11.11. | 1 | 289.9597 |  | 275.3798 | 0 | 0 | 14.58 | 0
11.11. | 2 | 292.9429 |  | 278.2129 | 0 | 0 | 14.73 | 0
11.11. | 3 | 286.38 |  | 271.98 | 0 | 0 | 14.4 | 0
11.11. | 4 | 283.3969 |  | 269.1469 | 0 | 0 | 14.25 | 0
11.11. | 5 | 282.2036 |  | 268.0136 | 0 | 0 | 14.19 | 0
11.11. | 6 | 285.1868 |  | 270.8467 | 0 | 0 | 14.34 | 0
11.11. | 7 | 297.7159 |  | 282.7459 | 0 | 0 | 14.97 | 0
11.11. | 8 | 320.3876 |  | 304.2776 | 0 | 0 | 16.11 | 0
11.11. | 9 | 332.9167 |  | 316.1768 | 0 | 0 | 16.74 | 0
11.11. | 10 | 337.6897 |  | 320.7097 | 0 | 0 | 16.98 | 0
11.11. | 11 | 337.0931 |  | 320.1431 | 0 | 0 | 16.95 | 0
11.11. | 12 | 335.8999 |  | 319.0099 | 0 | 0 | 16.89 | 0
11.11. | 13 | 338.883 |  | 321.843 | 0 | 0 | 17.04 | 0
11.11. | 14 | 338.2864 |  | 321.2764 | 0 | 0 | 17.01 | 0
11.11. | 15 | 337.6897 |  | 320.7097 | 0 | 0 | 16.98 | 0
11.11. | 16 | 337.0931 |  | 320.1431 | 0 | 0 | 16.95 | 0
11.11. | 17 | 335.8999 |  | 319.0099 | 0 | 0 | 16.89 | 0
11.11. | 18 | 335.8999 |  | 319.0099 | 0 | 0 | 16.89 | 0
11.11. | 19 | 340.6729 |  | 323.5429 | 0 | 0 | 17.13 | 0
11.11. | 20 | 334.11 |  | 317.31 | 0 | 0 | 16.8 | 0
11.11. | 21 | 325.1606 |  | 308.8106 | 0 | 0 | 16.35 | 0
11.11. | 22 | 315.6146 |  | 299.7446 | 0 | 0 | 15.87 | 0
11.11. | 23 | 304.8754 |  | 289.5454 | 0 | 0 | 15.33 | 0
11.11. | 24 | 301.2956 |  | 286.1456 | 0 | 0 | 15.15 | 0
12.11. | 1 | 303.6821 |  | 288.4121 | 0 | 0 | 15.27 | 0
12.11. | 2 | 299.5057 |  | 284.4457 | 0 | 0 | 15.06 | 0
12.11. | 3 | 299.5057 |  | 284.4457 | 0 | 0 | 15.06 | 0
12.11. | 4 | 301.2956 |  | 286.1456 | 0 | 0 | 15.15 | 0
12.11. | 5 | 303.6821 |  | 288.4121 | 0 | 0 | 15.27 | 0
12.11. | 6 | 307.2619 |  | 291.8119 | 0 | 0 | 15.45 | 0
12.11. | 7 | 323.3707 |  | 307.1107 | 0 | 0 | 16.26 | 0
12.11. | 8 | 347.2357 |  | 329.7758 | 0 | 0 | 17.46 | 0
12.11. | 9 | 350.2189 |  | 332.6089 | 0 | 0 | 17.61 | 0
12.11. | 10 | 347.8324 |  | 330.3424 | 0 | 0 | 17.49 | 0
12.11. | 11 | 345.4459 |  | 328.0759 | 0 | 0 | 17.37 | 0
12.11. | 12 | 345.4459 |  | 328.0759 | 0 | 0 | 17.37 | 0
12.11. | 13 | 344.8492 |  | 327.5093 | 0 | 0 | 17.34 | 0
12.11. | 14 | 344.8492 |  | 327.5093 | 0 | 0 | 17.34 | 0
12.11. | 15 | 346.6391 |  | 329.2091 | 0 | 0 | 17.43 | 0
12.11. | 16 | 347.8324 |  | 330.3424 | 0 | 0 | 17.49 | 0
12.11. | 17 | 350.2189 |  | 332.6089 | 0 | 0 | 17.61 | 0
12.11. | 18 | 352.6054 |  | 334.8754 | 0 | 0 | 17.73 | 0
12.11. | 19 | 356.7817 |  | 338.8417 | 0 | 0 | 17.94 | 0
12.11. | 20 | 351.4121 |  | 333.7421 | 0 | 0 | 17.67 | 0
12.11. | 21 | 344.2526 |  | 326.9426 | 0 | 0 | 17.31 | 0
12.11. | 22 | 337.0931 |  | 320.1431 | 0 | 0 | 16.95 | 0
12.11. | 23 | 329.9336 |  | 313.3436 | 0 | 0 | 16.59 | 0
12.11. | 24 | 325.1606 |  | 308.8106 | 0 | 0 | 16.35 | 0
13.11. | 1 | 303.0855 |  | 287.8455 | 0 | 0 | 15.24 | 0
13.11. | 2 | 299.5057 |  | 284.4457 | 0 | 0 | 15.06 | 0
13.11. | 3 | 298.9091 |  | 283.8791 | 0 | 0 | 15.03 | 0
13.11. | 4 | 300.699 |  | 285.579 | 0 | 0 | 15.12 | 0
13.11. | 5 | 303.0855 |  | 287.8455 | 0 | 0 | 15.24 | 0
13.11. | 6 | 306.6653 |  | 291.2452 | 0 | 0 | 15.42 | 0
13.11. | 7 | 322.7741 |  | 306.5441 | 0 | 0 | 16.23 | 0
13.11. | 8 | 346.6391 |  | 329.2091 | 0 | 0 | 17.43 | 0
13.11. | 9 | 349.6223 |  | 332.0423 | 0 | 0 | 17.58 | 0
13.11. | 10 | 347.2357 |  | 329.7758 | 0 | 0 | 17.46 | 0
13.11. | 11 | 344.8492 |  | 327.5093 | 0 | 0 | 17.34 | 0
13.11. | 12 | 344.8492 |  | 327.5093 | 0 | 0 | 17.34 | 0
13.11. | 13 | 344.2526 |  | 326.9426 | 0 | 0 | 17.31 | 0
13.11. | 14 | 343.656 |  | 326.376 | 0 | 0 | 17.28 | 0
13.11. | 15 | 346.0425 |  | 328.6425 | 0 | 0 | 17.4 | 0
13.11. | 16 | 347.2357 |  | 329.7758 | 0 | 0 | 17.46 | 0
13.11. | 17 | 349.6223 |  | 332.0423 | 0 | 0 | 17.58 | 0
13.11. | 18 | 352.0088 |  | 334.3087 | 0 | 0 | 17.7 | 0
13.11. | 19 | 356.1851 |  | 338.2751 | 0 | 0 | 17.91 | 0
13.11. | 20 | 350.8155 |  | 333.1755 | 0 | 0 | 17.64 | 0
13.11. | 21 | 343.656 |  | 326.376 | 0 | 0 | 17.28 | 0
13.11. | 22 | 336.4965 |  | 319.5765 | 0 | 0 | 16.92 | 0
13.11. | 23 | 329.337 |  | 312.777 | 0 | 0 | 16.56 | 0
13.11. | 24 | 324.564 |  | 308.244 | 0 | 0 | 16.32 | 0
14.11. | 1 | 305.472 |  | 290.112 | 0 | 0 | 15.36 | 0
14.11. | 2 | 301.8922 |  | 286.7122 | 0 | 0 | 15.18 | 0
14.11. | 3 | 301.2956 |  | 286.1456 | 0 | 0 | 15.15 | 0
14.11. | 4 | 303.0855 |  | 287.8455 | 0 | 0 | 15.24 | 0
14.11. | 5 | 305.472 |  | 290.112 | 0 | 0 | 15.36 | 0
14.11. | 6 | 309.0518 |  | 293.5118 | 0 | 0 | 15.54 | 0
14.11. | 7 | 325.7572 |  | 309.3773 | 0 | 0 | 16.38 | 0
14.11. | 8 | 349.6223 |  | 332.0423 | 0 | 0 | 17.58 | 0
14.11. | 9 | 352.0088 |  | 334.3087 | 0 | 0 | 17.7 | 0
14.11. | 10 | 350.2189 |  | 332.6089 | 0 | 0 | 17.61 | 0
14.11. | 11 | 347.8324 |  | 330.3424 | 0 | 0 | 17.49 | 0
14.11. | 12 | 347.2357 |  | 329.7758 | 0 | 0 | 17.46 | 0
14.11. | 13 | 346.6391 |  | 329.2091 | 0 | 0 | 17.43 | 0
14.11. | 14 | 346.6391 |  | 329.2091 | 0 | 0 | 17.43 | 0
14.11. | 15 | 349.0256 |  | 331.4756 | 0 | 0 | 17.55 | 0
14.11. | 16 | 350.2189 |  | 332.6089 | 0 | 0 | 17.61 | 0
14.11. | 17 | 352.6054 |  | 334.8754 | 0 | 0 | 17.73 | 0
14.11. | 18 | 354.9919 |  | 337.1419 | 0 | 0 | 17.85 | 0
14.11. | 19 | 359.1683 |  | 341.1082 | 0 | 0 | 18.06 | 0
14.11. | 20 | 353.7986 |  | 336.0086 | 0 | 0 | 17.79 | 0
14.11. | 21 | 346.6391 |  | 329.2091 | 0 | 0 | 17.43 | 0
14.11. | 22 | 338.883 |  | 321.843 | 0 | 0 | 17.04 | 0
14.11. | 23 | 331.7235 |  | 315.0435 | 0 | 0 | 16.68 | 0
14.11. | 24 | 326.9505 |  | 310.5105 | 0 | 0 | 16.44 | 0
15.11. | 1 | 309.6484 |  | 294.0784 | 0 | 0 | 15.57 | 0
15.11. | 2 | 305.472 |  | 290.112 | 0 | 0 | 15.36 | 0
15.11. | 3 | 305.472 |  | 290.112 | 0 | 0 | 15.36 | 0
15.11. | 4 | 307.2619 |  | 291.8119 | 0 | 0 | 15.45 | 0
15.11. | 5 | 309.6484 |  | 294.0784 | 0 | 0 | 15.57 | 0
15.11. | 6 | 313.2281 |  | 297.4781 | 0 | 0 | 15.75 | 0
15.11. | 7 | 329.9336 |  | 313.3436 | 0 | 0 | 16.59 | 0
15.11. | 8 | 354.3952 |  | 336.5752 | 0 | 0 | 17.82 | 0
15.11. | 9 | 356.7817 |  | 338.8417 | 0 | 0 | 17.94 | 0
15.11. | 10 | 354.9919 |  | 337.1419 | 0 | 0 | 17.85 | 0
15.11. | 11 | 352.6054 |  | 334.8754 | 0 | 0 | 17.73 | 0
15.11. | 12 | 352.0088 |  | 334.3087 | 0 | 0 | 17.7 | 0
15.11. | 13 | 351.4121 |  | 333.7421 | 0 | 0 | 17.67 | 0
15.11. | 14 | 351.4121 |  | 333.7421 | 0 | 0 | 17.67 | 0
15.11. | 15 | 353.7986 |  | 336.0086 | 0 | 0 | 17.79 | 0
15.11. | 16 | 354.9919 |  | 337.1419 | 0 | 0 | 17.85 | 0
15.11. | 17 | 357.3784 |  | 339.4084 | 0 | 0 | 17.97 | 0
15.11. | 18 | 359.7649 |  | 341.6749 | 0 | 0 | 18.09 | 0
15.11. | 19 | 363.9413 |  | 345.6413 | 0 | 0 | 18.3 | 0
15.11. | 20 | 358.5716 |  | 340.5416 | 0 | 0 | 18.03 | 0
15.11. | 21 | 351.4121 |  | 333.7421 | 0 | 0 | 17.67 | 0
15.11. | 22 | 343.656 |  | 326.376 | 0 | 0 | 17.28 | 0
15.11. | 23 | 336.4965 |  | 319.5765 | 0 | 0 | 16.92 | 0
15.11. | 24 | 331.7235 |  | 315.0435 | 0 | 0 | 16.68 | 0
16.11. | 1 | 309.0518 |  | 293.5118 | 0 | 0 | 15.54 | 0
16.11. | 2 | 304.8754 |  | 289.5454 | 0 | 0 | 15.33 | 0
16.11. | 3 | 304.2788 |  | 288.9787 | 0 | 0 | 15.3 | 0
16.11. | 4 | 306.0686 |  | 290.6786 | 0 | 0 | 15.39 | 0
16.11. | 5 | 308.4551 |  | 292.9451 | 0 | 0 | 15.51 | 0
16.11. | 6 | 312.0349 |  | 296.3449 | 0 | 0 | 15.69 | 0
16.11. | 7 | 328.7404 |  | 312.2104 | 0 | 0 | 16.53 | 0
16.11. | 8 | 353.202 |  | 335.442 | 0 | 0 | 17.76 | 0
16.11. | 9 | 355.5885 |  | 337.7085 | 0 | 0 | 17.88 | 0
16.11. | 10 | 353.7986 |  | 336.0086 | 0 | 0 | 17.79 | 0
16.11. | 11 | 351.4121 |  | 333.7421 | 0 | 0 | 17.67 | 0
16.11. | 12 | 350.8155 |  | 333.1755 | 0 | 0 | 17.64 | 0
16.11. | 13 | 350.2189 |  | 332.6089 | 0 | 0 | 17.61 | 0
16.11. | 14 | 350.2189 |  | 332.6089 | 0 | 0 | 17.61 | 0
16.11. | 15 | 352.6054 |  | 334.8754 | 0 | 0 | 17.73 | 0
16.11. | 16 | 353.7986 |  | 336.0086 | 0 | 0 | 17.79 | 0
16.11. | 17 | 356.1851 |  | 338.2751 | 0 | 0 | 17.91 | 0
16.11. | 18 | 358.5716 |  | 340.5416 | 0 | 0 | 18.03 | 0
16.11. | 19 | 362.748 |  | 344.508 | 0 | 0 | 18.24 | 0
16.11. | 20 | 357.3784 |  | 339.4084 | 0 | 0 | 17.97 | 0
16.11. | 21 | 350.2189 |  | 332.6089 | 0 | 0 | 17.61 | 0
16.11. | 22 | 342.4628 |  | 325.2428 | 0 | 0 | 17.22 | 0
16.11. | 23 | 335.3032 |  | 318.4432 | 0 | 0 | 16.86 | 0
16.11. | 24 | 330.5303 |  | 313.9103 | 0 | 0 | 16.62 | 0
17.11. | 1 | 301.8922 |  | 286.7122 | 0 | 0 | 15.18 | 0
17.11. | 2 | 304.8754 |  | 289.5454 | 0 | 0 | 15.33 | 0
17.11. | 3 | 297.7159 |  | 282.7459 | 0 | 0 | 14.97 | 0
17.11. | 4 | 294.7328 |  | 279.9128 | 0 | 0 | 14.82 | 0
17.11. | 5 | 293.5395 |  | 278.7795 | 0 | 0 | 14.76 | 0
17.11. | 6 | 296.5226 |  | 281.6126 | 0 | 0 | 14.91 | 0
17.11. | 7 | 309.6484 |  | 294.0784 | 0 | 0 | 15.57 | 0
17.11. | 8 | 333.5134 |  | 316.7434 | 0 | 0 | 16.77 | 0
17.11. | 9 | 346.0425 |  | 328.6425 | 0 | 0 | 17.4 | 0
17.11. | 10 | 351.4121 |  | 333.7421 | 0 | 0 | 17.67 | 0
17.11. | 11 | 350.8155 |  | 333.1755 | 0 | 0 | 17.64 | 0
17.11. | 12 | 349.0256 |  | 331.4756 | 0 | 0 | 17.55 | 0
17.11. | 13 | 352.6054 |  | 334.8754 | 0 | 0 | 17.73 | 0
17.11. | 14 | 352.0088 |  | 334.3087 | 0 | 0 | 17.7 | 0
17.11. | 15 | 351.4121 |  | 333.7421 | 0 | 0 | 17.67 | 0
17.11. | 16 | 350.8155 |  | 333.1755 | 0 | 0 | 17.64 | 0
17.11. | 17 | 349.6223 |  | 332.0423 | 0 | 0 | 17.58 | 0
17.11. | 18 | 349.6223 |  | 332.0423 | 0 | 0 | 17.58 | 0
17.11. | 19 | 354.3952 |  | 336.5752 | 0 | 0 | 17.82 | 0
17.11. | 20 | 347.8324 |  | 330.3424 | 0 | 0 | 17.49 | 0
17.11. | 21 | 338.2864 |  | 321.2764 | 0 | 0 | 17.01 | 0
17.11. | 22 | 328.1438 |  | 311.6438 | 0 | 0 | 16.5 | 0
17.11. | 23 | 317.4045 |  | 301.4445 | 0 | 0 | 15.96 | 0
17.11. | 24 | 313.2281 |  | 297.4781 | 0 | 0 | 15.75 | 0
18.11. | 1 | 301.2956 |  | 286.1456 | 0 | 0 | 15.15 | 0
18.11. | 2 | 304.2788 |  | 288.9787 | 0 | 0 | 15.3 | 0
18.11. | 3 | 297.1193 |  | 282.1793 | 0 | 0 | 14.94 | 0
18.11. | 4 | 294.7328 |  | 279.9128 | 0 | 0 | 14.82 | 0
18.11. | 5 | 292.9429 |  | 278.2129 | 0 | 0 | 14.73 | 0
18.11. | 6 | 295.926 |  | 281.046 | 0 | 0 | 14.88 | 0
18.11. | 7 | 309.0518 |  | 293.5118 | 0 | 0 | 15.54 | 0
18.11. | 8 | 332.9167 |  | 316.1768 | 0 | 0 | 16.74 | 0
18.11. | 9 | 345.4459 |  | 328.0759 | 0 | 0 | 17.37 | 0
18.11. | 10 | 350.8155 |  | 333.1755 | 0 | 0 | 17.64 | 0
18.11. | 11 | 350.2189 |  | 332.6089 | 0 | 0 | 17.61 | 0
18.11. | 12 | 348.429 |  | 330.909 | 0 | 0 | 17.52 | 0
18.11. | 13 | 352.0088 |  | 334.3087 | 0 | 0 | 17.7 | 0
18.11. | 14 | 351.4121 |  | 333.7421 | 0 | 0 | 17.67 | 0
18.11. | 15 | 350.8155 |  | 333.1755 | 0 | 0 | 17.64 | 0
18.11. | 16 | 350.2189 |  | 332.6089 | 0 | 0 | 17.61 | 0
18.11. | 17 | 349.0256 |  | 331.4756 | 0 | 0 | 17.55 | 0
18.11. | 18 | 349.0256 |  | 331.4756 | 0 | 0 | 17.55 | 0
18.11. | 19 | 353.7986 |  | 336.0086 | 0 | 0 | 17.79 | 0
18.11. | 20 | 347.2357 |  | 329.7758 | 0 | 0 | 17.46 | 0
18.11. | 21 | 337.6897 |  | 320.7097 | 0 | 0 | 16.98 | 0
18.11. | 22 | 327.5471 |  | 311.0771 | 0 | 0 | 16.47 | 0
18.11. | 23 | 316.8079 |  | 300.8779 | 0 | 0 | 15.93 | 0
18.11. | 24 | 313.2281 |  | 297.4781 | 0 | 0 | 15.75 | 0
19.11. | 1 | 310.245 |  | 294.645 | 0 | 0 | 15.6 | 0
19.11. | 2 | 306.0686 |  | 290.6786 | 0 | 0 | 15.39 | 0
19.11. | 3 | 305.472 |  | 290.112 | 0 | 0 | 15.36 | 0
19.11. | 4 | 307.2619 |  | 291.8119 | 0 | 0 | 15.45 | 0
19.11. | 5 | 309.6484 |  | 294.0784 | 0 | 0 | 15.57 | 0
19.11. | 6 | 313.8247 |  | 298.0448 | 0 | 0 | 15.78 | 0
19.11. | 7 | 329.9336 |  | 313.3436 | 0 | 0 | 16.59 | 0
19.11. | 8 | 354.3952 |  | 336.5752 | 0 | 0 | 17.82 | 0
19.11. | 9 | 357.3784 |  | 339.4084 | 0 | 0 | 17.97 | 0
19.11. | 10 | 354.9919 |  | 337.1419 | 0 | 0 | 17.85 | 0
19.11. | 11 | 352.6054 |  | 334.8754 | 0 | 0 | 17.73 | 0
19.11. | 12 | 352.0088 |  | 334.3087 | 0 | 0 | 17.7 | 0
19.11. | 13 | 352.0088 |  | 334.3087 | 0 | 0 | 17.7 | 0
19.11. | 14 | 351.4121 |  | 333.7421 | 0 | 0 | 17.67 | 0
19.11. | 15 | 353.7986 |  | 336.0086 | 0 | 0 | 17.79 | 0
19.11. | 16 | 354.9919 |  | 337.1419 | 0 | 0 | 17.85 | 0
19.11. | 17 | 357.3784 |  | 339.4084 | 0 | 0 | 17.97 | 0
19.11. | 18 | 359.7649 |  | 341.6749 | 0 | 0 | 18.09 | 0
19.11. | 19 | 364.5379 |  | 346.2079 | 0 | 0 | 18.33 | 0
19.11. | 20 | 358.5716 |  | 340.5416 | 0 | 0 | 18.03 | 0
19.11. | 21 | 351.4121 |  | 333.7421 | 0 | 0 | 17.67 | 0
19.11. | 22 | 343.656 |  | 326.376 | 0 | 0 | 17.28 | 0
19.11. | 23 | 336.4965 |  | 319.5765 | 0 | 0 | 16.92 | 0
19.11. | 24 | 331.7235 |  | 315.0435 | 0 | 0 | 16.68 | 0
20.11. | 1 | 313.2281 |  | 297.4781 | 0 | 0 | 15.75 | 0
20.11. | 2 | 309.0518 |  | 293.5118 | 0 | 0 | 15.54 | 0
20.11. | 3 | 308.4551 |  | 292.9451 | 0 | 0 | 15.51 | 0
20.11. | 4 | 310.245 |  | 294.645 | 0 | 0 | 15.6 | 0
20.11. | 5 | 312.6315 |  | 296.9115 | 0 | 0 | 15.72 | 0
20.11. | 6 | 316.8079 |  | 300.8779 | 0 | 0 | 15.93 | 0
20.11. | 7 | 332.9167 |  | 316.1768 | 0 | 0 | 16.74 | 0
20.11. | 8 | 357.975 |  | 339.975 | 0 | 0 | 18 | 0
20.11. | 9 | 360.3615 |  | 342.2415 | 0 | 0 | 18.12 | 0
20.11. | 10 | 358.5716 |  | 340.5416 | 0 | 0 | 18.03 | 0
20.11. | 11 | 356.1851 |  | 338.2751 | 0 | 0 | 17.91 | 0
20.11. | 12 | 355.5885 |  | 337.7085 | 0 | 0 | 17.88 | 0
20.11. | 13 | 354.9919 |  | 337.1419 | 0 | 0 | 17.85 | 0
20.11. | 14 | 354.9919 |  | 337.1419 | 0 | 0 | 17.85 | 0
20.11. | 15 | 357.3784 |  | 339.4084 | 0 | 0 | 17.97 | 0
20.11. | 16 | 358.5716 |  | 340.5416 | 0 | 0 | 18.03 | 0
20.11. | 17 | 360.9581 |  | 342.8081 | 0 | 0 | 18.15 | 0
20.11. | 18 | 363.3446 |  | 345.0746 | 0 | 0 | 18.27 | 0
20.11. | 19 | 367.521 |  | 349.041 | 0 | 0 | 18.48 | 0
20.11. | 20 | 362.1514 |  | 343.9414 | 0 | 0 | 18.21 | 0
20.11. | 21 | 354.9919 |  | 337.1419 | 0 | 0 | 17.85 | 0
20.11. | 22 | 347.2357 |  | 329.7758 | 0 | 0 | 17.46 | 0
20.11. | 23 | 339.4796 |  | 322.4096 | 0 | 0 | 17.07 | 0
20.11. | 24 | 334.7066 |  | 317.8766 | 0 | 0 | 16.83 | 0
21.11. | 1 | 318.5978 |  | 302.5777 | 0 | 0 | 16.02 | 0
21.11. | 2 | 314.4214 |  | 298.6114 | 0 | 0 | 15.81 | 0
21.11. | 3 | 313.8247 |  | 298.0448 | 0 | 0 | 15.78 | 0
21.11. | 4 | 315.6146 |  | 299.7446 | 0 | 0 | 15.87 | 0
21.11. | 5 | 318.0011 |  | 302.0111 | 0 | 0 | 15.99 | 0
21.11. | 6 | 322.1775 |  | 305.9775 | 0 | 0 | 16.2 | 0
21.11. | 7 | 338.883 |  | 321.843 | 0 | 0 | 17.04 | 0
21.11. | 8 | 363.9413 |  | 345.6413 | 0 | 0 | 18.3 | 0
21.11. | 9 | 366.9244 |  | 348.4744 | 0 | 0 | 18.45 | 0
21.11. | 10 | 364.5379 |  | 346.2079 | 0 | 0 | 18.33 | 0
21.11. | 11 | 362.1514 |  | 343.9414 | 0 | 0 | 18.21 | 0
21.11. | 12 | 362.1514 |  | 343.9414 | 0 | 0 | 18.21 | 0
21.11. | 13 | 361.5548 |  | 343.3748 | 0 | 0 | 18.18 | 0
21.11. | 14 | 360.9581 |  | 342.8081 | 0 | 0 | 18.15 | 0
21.11. | 15 | 363.3446 |  | 345.0746 | 0 | 0 | 18.27 | 0
21.11. | 16 | 365.1345 |  | 346.7745 | 0 | 0 | 18.36 | 0
21.11. | 17 | 367.521 |  | 349.041 | 0 | 0 | 18.48 | 0
21.11. | 18 | 369.9075 |  | 351.3075 | 0 | 0 | 18.6 | 0
21.11. | 19 | 374.0839 |  | 355.2739 | 0 | 0 | 18.81 | 0
21.11. | 20 | 368.7142 |  | 350.1742 | 0 | 0 | 18.54 | 0
21.11. | 21 | 360.9581 |  | 342.8081 | 0 | 0 | 18.15 | 0
21.11. | 22 | 353.202 |  | 335.442 | 0 | 0 | 17.76 | 0
21.11. | 23 | 345.4459 |  | 328.0759 | 0 | 0 | 17.37 | 0
21.11. | 24 | 340.6729 |  | 323.5429 | 0 | 0 | 17.13 | 0
22.11. | 1 | 316.2112 |  | 300.3112 | 0 | 0 | 15.9 | 0
22.11. | 2 | 312.0349 |  | 296.3449 | 0 | 0 | 15.69 | 0
22.11. | 3 | 312.0349 |  | 296.3449 | 0 | 0 | 15.69 | 0
22.11. | 4 | 313.8247 |  | 298.0448 | 0 | 0 | 15.78 | 0
22.11. | 5 | 315.6146 |  | 299.7446 | 0 | 0 | 15.87 | 0
22.11. | 6 | 319.791 |  | 303.711 | 0 | 0 | 16.08 | 0
22.11. | 7 | 336.4965 |  | 319.5765 | 0 | 0 | 16.92 | 0
22.11. | 8 | 361.5548 |  | 343.3748 | 0 | 0 | 18.18 | 0
22.11. | 9 | 364.5379 |  | 346.2079 | 0 | 0 | 18.33 | 0
22.11. | 10 | 362.1514 |  | 343.9414 | 0 | 0 | 18.21 | 0
22.11. | 11 | 359.7649 |  | 341.6749 | 0 | 0 | 18.09 | 0
22.11. | 12 | 359.1683 |  | 341.1082 | 0 | 0 | 18.06 | 0
22.11. | 13 | 358.5716 |  | 340.5416 | 0 | 0 | 18.03 | 0
22.11. | 14 | 358.5716 |  | 340.5416 | 0 | 0 | 18.03 | 0
22.11. | 15 | 360.9581 |  | 342.8081 | 0 | 0 | 18.15 | 0
22.11. | 16 | 362.1514 |  | 343.9414 | 0 | 0 | 18.21 | 0
22.11. | 17 | 364.5379 |  | 346.2079 | 0 | 0 | 18.33 | 0
22.11. | 18 | 366.9244 |  | 348.4744 | 0 | 0 | 18.45 | 0
22.11. | 19 | 371.6974 |  | 353.0074 | 0 | 0 | 18.69 | 0
22.11. | 20 | 365.7311 |  | 347.3411 | 0 | 0 | 18.39 | 0
22.11. | 21 | 358.5716 |  | 340.5416 | 0 | 0 | 18.03 | 0
22.11. | 22 | 350.8155 |  | 333.1755 | 0 | 0 | 17.64 | 0
22.11. | 23 | 343.0594 |  | 325.8094 | 0 | 0 | 17.25 | 0
22.11. | 24 | 338.2864 |  | 321.2764 | 0 | 0 | 17.01 | 0
23.11. | 1 | 315.018 |  | 299.178 | 0 | 0 | 15.84 | 0
23.11. | 2 | 310.8416 |  | 295.2116 | 0 | 0 | 15.63 | 0
23.11. | 3 | 310.245 |  | 294.645 | 0 | 0 | 15.6 | 0
23.11. | 4 | 312.0349 |  | 296.3449 | 0 | 0 | 15.69 | 0
23.11. | 5 | 314.4214 |  | 298.6114 | 0 | 0 | 15.81 | 0
23.11. | 6 | 318.5978 |  | 302.5777 | 0 | 0 | 16.02 | 0
23.11. | 7 | 335.3032 |  | 318.4432 | 0 | 0 | 16.86 | 0
23.11. | 8 | 359.7649 |  | 341.6749 | 0 | 0 | 18.09 | 0
23.11. | 9 | 362.748 |  | 344.508 | 0 | 0 | 18.24 | 0
23.11. | 10 | 360.3615 |  | 342.2415 | 0 | 0 | 18.12 | 0
23.11. | 11 | 357.975 |  | 339.975 | 0 | 0 | 18 | 0
23.11. | 12 | 357.975 |  | 339.975 | 0 | 0 | 18 | 0
23.11. | 13 | 357.3784 |  | 339.4084 | 0 | 0 | 17.97 | 0
23.11. | 14 | 357.3784 |  | 339.4084 | 0 | 0 | 17.97 | 0
23.11. | 15 | 359.1683 |  | 341.1082 | 0 | 0 | 18.06 | 0
23.11. | 16 | 360.9581 |  | 342.8081 | 0 | 0 | 18.15 | 0
23.11. | 17 | 363.3446 |  | 345.0746 | 0 | 0 | 18.27 | 0
23.11. | 18 | 365.1345 |  | 346.7745 | 0 | 0 | 18.36 | 0
23.11. | 19 | 369.9075 |  | 351.3075 | 0 | 0 | 18.6 | 0
23.11. | 20 | 364.5379 |  | 346.2079 | 0 | 0 | 18.33 | 0
23.11. | 21 | 356.7817 |  | 338.8417 | 0 | 0 | 17.94 | 0
23.11. | 22 | 349.0256 |  | 331.4756 | 0 | 0 | 17.55 | 0
23.11. | 23 | 341.8661 |  | 324.6761 | 0 | 0 | 17.19 | 0
23.11. | 24 | 337.0931 |  | 320.1431 | 0 | 0 | 16.95 | 0
24.11. | 1 | 306.0686 |  | 290.6786 | 0 | 0 | 15.39 | 0
24.11. | 2 | 309.6484 |  | 294.0784 | 0 | 0 | 15.57 | 0
24.11. | 3 | 301.8922 |  | 286.7122 | 0 | 0 | 15.18 | 0
24.11. | 4 | 299.5057 |  | 284.4457 | 0 | 0 | 15.06 | 0
24.11. | 5 | 297.7159 |  | 282.7459 | 0 | 0 | 14.97 | 0
24.11. | 6 | 301.2956 |  | 286.1456 | 0 | 0 | 15.15 | 0
24.11. | 7 | 314.4214 |  | 298.6114 | 0 | 0 | 15.81 | 0
24.11. | 8 | 338.2864 |  | 321.2764 | 0 | 0 | 17.01 | 0
24.11. | 9 | 350.8155 |  | 333.1755 | 0 | 0 | 17.64 | 0
24.11. | 10 | 356.1851 |  | 338.2751 | 0 | 0 | 17.91 | 0
24.11. | 11 | 356.1851 |  | 338.2751 | 0 | 0 | 17.91 | 0
24.11. | 12 | 354.3952 |  | 336.5752 | 0 | 0 | 17.82 | 0
24.11. | 13 | 357.3784 |  | 339.4084 | 0 | 0 | 17.97 | 0
24.11. | 14 | 357.3784 |  | 339.4084 | 0 | 0 | 17.97 | 0
24.11. | 15 | 356.1851 |  | 338.2751 | 0 | 0 | 17.91 | 0
24.11. | 16 | 355.5885 |  | 337.7085 | 0 | 0 | 17.88 | 0
24.11. | 17 | 354.3952 |  | 336.5752 | 0 | 0 | 17.82 | 0
24.11. | 18 | 354.9919 |  | 337.1419 | 0 | 0 | 17.85 | 0
24.11. | 19 | 359.1683 |  | 341.1082 | 0 | 0 | 18.06 | 0
24.11. | 20 | 352.6054 |  | 334.8754 | 0 | 0 | 17.73 | 0
24.11. | 21 | 343.0594 |  | 325.8094 | 0 | 0 | 17.25 | 0
24.11. | 22 | 332.9167 |  | 316.1768 | 0 | 0 | 16.74 | 0
24.11. | 23 | 322.1775 |  | 305.9775 | 0 | 0 | 16.2 | 0
24.11. | 24 | 318.0011 |  | 302.0111 | 0 | 0 | 15.99 | 0
25.11. | 1 | 303.0855 |  | 287.8455 | 0 | 0 | 15.24 | 0
25.11. | 2 | 306.6653 |  | 291.2452 | 0 | 0 | 15.42 | 0
25.11. | 3 | 299.5057 |  | 284.4457 | 0 | 0 | 15.06 | 0
25.11. | 4 | 296.5226 |  | 281.6126 | 0 | 0 | 14.91 | 0
25.11. | 5 | 294.7328 |  | 279.9128 | 0 | 0 | 14.82 | 0
25.11. | 6 | 298.3125 |  | 283.3125 | 0 | 0 | 15 | 0
25.11. | 7 | 311.4382 |  | 295.7783 | 0 | 0 | 15.66 | 0
25.11. | 8 | 335.3032 |  | 318.4432 | 0 | 0 | 16.86 | 0
25.11. | 9 | 347.8324 |  | 330.3424 | 0 | 0 | 17.49 | 0
25.11. | 10 | 353.202 |  | 335.442 | 0 | 0 | 17.76 | 0
25.11. | 11 | 352.6054 |  | 334.8754 | 0 | 0 | 17.73 | 0
25.11. | 12 | 350.8155 |  | 333.1755 | 0 | 0 | 17.64 | 0
25.11. | 13 | 354.3952 |  | 336.5752 | 0 | 0 | 17.82 | 0
25.11. | 14 | 353.7986 |  | 336.0086 | 0 | 0 | 17.79 | 0
25.11. | 15 | 353.202 |  | 335.442 | 0 | 0 | 17.76 | 0
25.11. | 16 | 352.6054 |  | 334.8754 | 0 | 0 | 17.73 | 0
25.11. | 17 | 351.4121 |  | 333.7421 | 0 | 0 | 17.67 | 0
25.11. | 18 | 351.4121 |  | 333.7421 | 0 | 0 | 17.67 | 0
25.11. | 19 | 356.1851 |  | 338.2751 | 0 | 0 | 17.91 | 0
25.11. | 20 | 349.6223 |  | 332.0423 | 0 | 0 | 17.58 | 0
25.11. | 21 | 339.4796 |  | 322.4096 | 0 | 0 | 17.07 | 0
25.11. | 22 | 329.9336 |  | 313.3436 | 0 | 0 | 16.59 | 0
25.11. | 23 | 319.1944 |  | 303.1444 | 0 | 0 | 16.05 | 0
25.11. | 24 | 315.018 |  | 299.178 | 0 | 0 | 15.84 | 0
26.11. | 1 | 313.2281 |  | 297.4781 | 0 | 0 | 15.75 | 0
26.11. | 2 | 309.0518 |  | 293.5118 | 0 | 0 | 15.54 | 0
26.11. | 3 | 309.0518 |  | 293.5118 | 0 | 0 | 15.54 | 0
26.11. | 4 | 310.8416 |  | 295.2116 | 0 | 0 | 15.63 | 0
26.11. | 5 | 312.6315 |  | 296.9115 | 0 | 0 | 15.72 | 0
26.11. | 6 | 316.8079 |  | 300.8779 | 0 | 0 | 15.93 | 0
26.11. | 7 | 333.5134 |  | 316.7434 | 0 | 0 | 16.77 | 0
26.11. | 8 | 357.975 |  | 339.975 | 0 | 0 | 18 | 0
26.11. | 9 | 360.9581 |  | 342.8081 | 0 | 0 | 18.15 | 0
26.11. | 10 | 358.5716 |  | 340.5416 | 0 | 0 | 18.03 | 0
26.11. | 11 | 356.1851 |  | 338.2751 | 0 | 0 | 17.91 | 0
26.11. | 12 | 356.1851 |  | 338.2751 | 0 | 0 | 17.91 | 0
26.11. | 13 | 355.5885 |  | 337.7085 | 0 | 0 | 17.88 | 0
26.11. | 14 | 354.9919 |  | 337.1419 | 0 | 0 | 17.85 | 0
26.11. | 15 | 357.3784 |  | 339.4084 | 0 | 0 | 17.97 | 0
26.11. | 16 | 358.5716 |  | 340.5416 | 0 | 0 | 18.03 | 0
26.11. | 17 | 360.9581 |  | 342.8081 | 0 | 0 | 18.15 | 0
26.11. | 18 | 363.3446 |  | 345.0746 | 0 | 0 | 18.27 | 0
26.11. | 19 | 368.1176 |  | 349.6076 | 0 | 0 | 18.51 | 0
26.11. | 20 | 362.1514 |  | 343.9414 | 0 | 0 | 18.21 | 0
26.11. | 21 | 354.9919 |  | 337.1419 | 0 | 0 | 17.85 | 0
26.11. | 22 | 347.2357 |  | 329.7758 | 0 | 0 | 17.46 | 0
26.11. | 23 | 340.0763 |  | 322.9762 | 0 | 0 | 17.1 | 0
26.11. | 24 | 335.3032 |  | 318.4432 | 0 | 0 | 16.86 | 0
27.11. | 1 | 315.6146 |  | 299.7446 | 0 | 0 | 15.87 | 0
27.11. | 2 | 311.4382 |  | 295.7783 | 0 | 0 | 15.66 | 0
27.11. | 3 | 311.4382 |  | 295.7783 | 0 | 0 | 15.66 | 0
27.11. | 4 | 313.2281 |  | 297.4781 | 0 | 0 | 15.75 | 0
27.11. | 5 | 315.6146 |  | 299.7446 | 0 | 0 | 15.87 | 0
27.11. | 6 | 319.1944 |  | 303.1444 | 0 | 0 | 16.05 | 0
27.11. | 7 | 336.4965 |  | 319.5765 | 0 | 0 | 16.92 | 0
27.11. | 8 | 360.9581 |  | 342.8081 | 0 | 0 | 18.15 | 0
27.11. | 9 | 363.9413 |  | 345.6413 | 0 | 0 | 18.3 | 0
27.11. | 10 | 361.5548 |  | 343.3748 | 0 | 0 | 18.18 | 0
27.11. | 11 | 359.1683 |  | 341.1082 | 0 | 0 | 18.06 | 0
27.11. | 12 | 358.5716 |  | 340.5416 | 0 | 0 | 18.03 | 0
27.11. | 13 | 358.5716 |  | 340.5416 | 0 | 0 | 18.03 | 0
27.11. | 14 | 357.975 |  | 339.975 | 0 | 0 | 18 | 0
27.11. | 15 | 360.3615 |  | 342.2415 | 0 | 0 | 18.12 | 0
27.11. | 16 | 361.5548 |  | 343.3748 | 0 | 0 | 18.18 | 0
27.11. | 17 | 363.9413 |  | 345.6413 | 0 | 0 | 18.3 | 0
27.11. | 18 | 366.3277 |  | 347.9078 | 0 | 0 | 18.42 | 0
27.11. | 19 | 371.1008 |  | 352.4407 | 0 | 0 | 18.66 | 0
27.11. | 20 | 365.7311 |  | 347.3411 | 0 | 0 | 18.39 | 0
27.11. | 21 | 357.975 |  | 339.975 | 0 | 0 | 18 | 0
27.11. | 22 | 350.2189 |  | 332.6089 | 0 | 0 | 17.61 | 0
27.11. | 23 | 342.4628 |  | 325.2428 | 0 | 0 | 17.22 | 0
27.11. | 24 | 337.6897 |  | 320.7097 | 0 | 0 | 16.98 | 0
28.11. | 1 | 318.5978 |  | 302.5777 | 0 | 0 | 16.02 | 0
28.11. | 2 | 314.4214 |  | 298.6114 | 0 | 0 | 15.81 | 0
28.11. | 3 | 313.8247 |  | 298.0448 | 0 | 0 | 15.78 | 0
28.11. | 4 | 315.6146 |  | 299.7446 | 0 | 0 | 15.87 | 0
28.11. | 5 | 318.0011 |  | 302.0111 | 0 | 0 | 15.99 | 0
28.11. | 6 | 322.1775 |  | 305.9775 | 0 | 0 | 16.2 | 0
28.11. | 7 | 338.883 |  | 321.843 | 0 | 0 | 17.04 | 0
28.11. | 8 | 363.9413 |  | 345.6413 | 0 | 0 | 18.3 | 0
28.11. | 9 | 366.9244 |  | 348.4744 | 0 | 0 | 18.45 | 0
28.11. | 10 | 364.5379 |  | 346.2079 | 0 | 0 | 18.33 | 0
28.11. | 11 | 362.1514 |  | 343.9414 | 0 | 0 | 18.21 | 0
28.11. | 12 | 362.1514 |  | 343.9414 | 0 | 0 | 18.21 | 0
28.11. | 13 | 361.5548 |  | 343.3748 | 0 | 0 | 18.18 | 0
28.11. | 14 | 360.9581 |  | 342.8081 | 0 | 0 | 18.15 | 0
28.11. | 15 | 363.3446 |  | 345.0746 | 0 | 0 | 18.27 | 0
28.11. | 16 | 365.1345 |  | 346.7745 | 0 | 0 | 18.36 | 0
28.11. | 17 | 366.9244 |  | 348.4744 | 0 | 0 | 18.45 | 0
28.11. | 18 | 369.3109 |  | 350.7409 | 0 | 0 | 18.57 | 0
28.11. | 19 | 374.0839 |  | 355.2739 | 0 | 0 | 18.81 | 0
28.11. | 20 | 368.7142 |  | 350.1742 | 0 | 0 | 18.54 | 0
28.11. | 21 | 360.9581 |  | 342.8081 | 0 | 0 | 18.15 | 0
28.11. | 22 | 353.202 |  | 335.442 | 0 | 0 | 17.76 | 0
28.11. | 23 | 345.4459 |  | 328.0759 | 0 | 0 | 17.37 | 0
28.11. | 24 | 340.6729 |  | 323.5429 | 0 | 0 | 17.13 | 0
29.11. | 1 | 319.791 |  | 303.711 | 0 | 0 | 16.08 | 0
29.11. | 2 | 315.6146 |  | 299.7446 | 0 | 0 | 15.87 | 0
29.11. | 3 | 315.6146 |  | 299.7446 | 0 | 0 | 15.87 | 0
29.11. | 4 | 317.4045 |  | 301.4445 | 0 | 0 | 15.96 | 0
29.11. | 5 | 319.1944 |  | 303.1444 | 0 | 0 | 16.05 | 0
29.11. | 6 | 323.3707 |  | 307.1107 | 0 | 0 | 16.26 | 0
29.11. | 7 | 340.6729 |  | 323.5429 | 0 | 0 | 17.13 | 0
29.11. | 8 | 365.7311 |  | 347.3411 | 0 | 0 | 18.39 | 0
29.11. | 9 | 368.7142 |  | 350.1742 | 0 | 0 | 18.54 | 0
29.11. | 10 | 366.3277 |  | 347.9078 | 0 | 0 | 18.42 | 0
29.11. | 11 | 363.9413 |  | 345.6413 | 0 | 0 | 18.3 | 0
29.11. | 12 | 363.3446 |  | 345.0746 | 0 | 0 | 18.27 | 0
29.11. | 13 | 362.748 |  | 344.508 | 0 | 0 | 18.24 | 0
29.11. | 14 | 362.748 |  | 344.508 | 0 | 0 | 18.24 | 0
29.11. | 15 | 365.1345 |  | 346.7745 | 0 | 0 | 18.36 | 0
29.11. | 16 | 366.3277 |  | 347.9078 | 0 | 0 | 18.42 | 0
29.11. | 17 | 368.7142 |  | 350.1742 | 0 | 0 | 18.54 | 0
29.11. | 18 | 371.1008 |  | 352.4407 | 0 | 0 | 18.66 | 0
29.11. | 19 | 375.8737 |  | 356.9737 | 0 | 0 | 18.9 | 0
29.11. | 20 | 369.9075 |  | 351.3075 | 0 | 0 | 18.6 | 0
29.11. | 21 | 362.748 |  | 344.508 | 0 | 0 | 18.24 | 0
29.11. | 22 | 354.9919 |  | 337.1419 | 0 | 0 | 17.85 | 0
29.11. | 23 | 347.2357 |  | 329.7758 | 0 | 0 | 17.46 | 0
29.11. | 24 | 342.4628 |  | 325.2428 | 0 | 0 | 17.22 | 0
30.11. | 1 | 321.5809 |  | 305.4109 | 0 | 0 | 16.17 | 0
30.11. | 2 | 317.4045 |  | 301.4445 | 0 | 0 | 15.96 | 0
30.11. | 3 | 316.8079 |  | 300.8779 | 0 | 0 | 15.93 | 0
30.11. | 4 | 318.5978 |  | 302.5777 | 0 | 0 | 16.02 | 0
30.11. | 5 | 320.9842 |  | 304.8442 | 0 | 0 | 16.14 | 0
30.11. | 6 | 325.1606 |  | 308.8106 | 0 | 0 | 16.35 | 0
30.11. | 7 | 342.4628 |  | 325.2428 | 0 | 0 | 17.22 | 0
30.11. | 8 | 367.521 |  | 349.041 | 0 | 0 | 18.48 | 0
30.11. | 9 | 370.5041 |  | 351.8741 | 0 | 0 | 18.63 | 0
30.11. | 10 | 368.1176 |  | 349.6076 | 0 | 0 | 18.51 | 0
30.11. | 11 | 365.7311 |  | 347.3411 | 0 | 0 | 18.39 | 0
30.11. | 12 | 365.1345 |  | 346.7745 | 0 | 0 | 18.36 | 0
30.11. | 13 | 364.5379 |  | 346.2079 | 0 | 0 | 18.33 | 0
30.11. | 14 | 364.5379 |  | 346.2079 | 0 | 0 | 18.33 | 0
30.11. | 15 | 366.9244 |  | 348.4744 | 0 | 0 | 18.45 | 0
30.11. | 16 | 368.1176 |  | 349.6076 | 0 | 0 | 18.51 | 0
30.11. | 17 | 370.5041 |  | 351.8741 | 0 | 0 | 18.63 | 0
30.11. | 18 | 372.8906 |  | 354.1406 | 0 | 0 | 18.75 | 0
30.11. | 19 | 377.6636 |  | 358.6736 | 0 | 0 | 18.99 | 0
30.11. | 20 | 371.6974 |  | 353.0074 | 0 | 0 | 18.69 | 0
30.11. | 21 | 364.5379 |  | 346.2079 | 0 | 0 | 18.33 | 0
30.11. | 22 | 356.7817 |  | 338.8417 | 0 | 0 | 17.94 | 0
30.11. | 23 | 349.0256 |  | 331.4756 | 0 | 0 | 17.55 | 0
30.11. | 24 | 343.656 |  | 326.376 | 0 | 0 | 17.28 | 0
01.12. | 1 | 313.2281 |  | 297.4781 | 0 | 0 | 15.75 | 0
01.12. | 2 | 318.0011 |  | 302.0111 | 0 | 0 | 15.99 | 0
01.12. | 3 | 315.6146 |  | 299.7446 | 0 | 0 | 15.87 | 0
01.12. | 4 | 312.0349 |  | 296.3449 | 0 | 0 | 15.69 | 0
01.12. | 5 | 304.8754 |  | 289.5454 | 0 | 0 | 15.33 | 0
01.12. | 6 | 303.0855 |  | 287.8455 | 0 | 0 | 15.24 | 0
01.12. | 7 | 308.4551 |  | 292.9451 | 0 | 0 | 15.51 | 0
01.12. | 8 | 313.8247 |  | 298.0448 | 0 | 0 | 15.78 | 0
01.12. | 9 | 324.564 |  | 308.244 | 0 | 0 | 16.32 | 0
01.12. | 10 | 334.7066 |  | 317.8766 | 0 | 0 | 16.83 | 0
01.12. | 11 | 341.2695 |  | 324.1095 | 0 | 0 | 17.16 | 0
01.12. | 12 | 343.0594 |  | 325.8094 | 0 | 0 | 17.25 | 0
01.12. | 13 | 346.0425 |  | 328.6425 | 0 | 0 | 17.4 | 0
01.12. | 14 | 344.8492 |  | 327.5093 | 0 | 0 | 17.34 | 0
01.12. | 15 | 347.2357 |  | 329.7758 | 0 | 0 | 17.46 | 0
01.12. | 16 | 346.6391 |  | 329.2091 | 0 | 0 | 17.43 | 0
01.12. | 17 | 345.4459 |  | 328.0759 | 0 | 0 | 17.37 | 0
01.12. | 18 | 341.2695 |  | 324.1095 | 0 | 0 | 17.16 | 0
01.12. | 19 | 323.9674 |  | 307.6774 | 0 | 0 | 16.29 | 0
01.12. | 20 | 315.018 |  | 299.178 | 0 | 0 | 15.84 | 0
01.12. | 21 | 307.2619 |  | 291.8119 | 0 | 0 | 15.45 | 0
01.12. | 22 | 299.5057 |  | 284.4457 | 0 | 0 | 15.06 | 0
01.12. | 23 | 298.3125 |  | 283.3125 | 0 | 0 | 15 | 0
01.12. | 24 | 309.0518 |  | 293.5118 | 0 | 0 | 15.54 | 0
02.12. | 1 | 310.8416 |  | 295.2116 | 0 | 0 | 15.63 | 0
02.12. | 2 | 315.018 |  | 299.178 | 0 | 0 | 15.84 | 0
02.12. | 3 | 312.6315 |  | 296.9115 | 0 | 0 | 15.72 | 0
02.12. | 4 | 309.0518 |  | 293.5118 | 0 | 0 | 15.54 | 0
02.12. | 5 | 302.4889 |  | 287.2789 | 0 | 0 | 15.21 | 0
02.12. | 6 | 300.1024 |  | 285.0124 | 0 | 0 | 15.09 | 0
02.12. | 7 | 305.472 |  | 290.112 | 0 | 0 | 15.36 | 0
02.12. | 8 | 310.8416 |  | 295.2116 | 0 | 0 | 15.63 | 0
02.12. | 9 | 321.5809 |  | 305.4109 | 0 | 0 | 16.17 | 0
02.12. | 10 | 331.7235 |  | 315.0435 | 0 | 0 | 16.68 | 0
02.12. | 11 | 338.2864 |  | 321.2764 | 0 | 0 | 17.01 | 0
02.12. | 12 | 339.4796 |  | 322.4096 | 0 | 0 | 17.07 | 0
02.12. | 13 | 343.0594 |  | 325.8094 | 0 | 0 | 17.25 | 0
02.12. | 14 | 341.8661 |  | 324.6761 | 0 | 0 | 17.19 | 0
02.12. | 15 | 344.2526 |  | 326.9426 | 0 | 0 | 17.31 | 0
02.12. | 16 | 343.0594 |  | 325.8094 | 0 | 0 | 17.25 | 0
02.12. | 17 | 342.4628 |  | 325.2428 | 0 | 0 | 17.22 | 0
02.12. | 18 | 338.2864 |  | 321.2764 | 0 | 0 | 17.01 | 0
02.12. | 19 | 320.9842 |  | 304.8442 | 0 | 0 | 16.14 | 0
02.12. | 20 | 312.0349 |  | 296.3449 | 0 | 0 | 15.69 | 0
02.12. | 21 | 304.2788 |  | 288.9787 | 0 | 0 | 15.3 | 0
02.12. | 22 | 296.5226 |  | 281.6126 | 0 | 0 | 14.91 | 0
02.12. | 23 | 295.3294 |  | 280.4794 | 0 | 0 | 14.85 | 0
02.12. | 24 | 306.0686 |  | 290.6786 | 0 | 0 | 15.39 | 0
03.12. | 1 | 320.3876 |  | 304.2776 | 0 | 0 | 16.11 | 0
03.12. | 2 | 319.1944 |  | 303.1444 | 0 | 0 | 16.05 | 0
03.12. | 3 | 318.0011 |  | 302.0111 | 0 | 0 | 15.99 | 0
03.12. | 4 | 317.4045 |  | 301.4445 | 0 | 0 | 15.96 | 0
03.12. | 5 | 313.8247 |  | 298.0448 | 0 | 0 | 15.78 | 0
03.12. | 6 | 315.018 |  | 299.178 | 0 | 0 | 15.84 | 0
03.12. | 7 | 323.9674 |  | 307.6774 | 0 | 0 | 16.29 | 0
03.12. | 8 | 340.0763 |  | 322.9762 | 0 | 0 | 17.1 | 0
03.12. | 9 | 347.8324 |  | 330.3424 | 0 | 0 | 17.49 | 0
03.12. | 10 | 348.429 |  | 330.909 | 0 | 0 | 17.52 | 0
03.12. | 11 | 349.6223 |  | 332.0423 | 0 | 0 | 17.58 | 0
03.12. | 12 | 349.6223 |  | 332.0423 | 0 | 0 | 17.58 | 0
03.12. | 13 | 351.4121 |  | 333.7421 | 0 | 0 | 17.67 | 0
03.12. | 14 | 352.0088 |  | 334.3087 | 0 | 0 | 17.7 | 0
03.12. | 15 | 352.6054 |  | 334.8754 | 0 | 0 | 17.73 | 0
03.12. | 16 | 353.7986 |  | 336.0086 | 0 | 0 | 17.79 | 0
03.12. | 17 | 354.9919 |  | 337.1419 | 0 | 0 | 17.85 | 0
03.12. | 18 | 353.7986 |  | 336.0086 | 0 | 0 | 17.79 | 0
03.12. | 19 | 353.7986 |  | 336.0086 | 0 | 0 | 17.79 | 0
03.12. | 20 | 347.2357 |  | 329.7758 | 0 | 0 | 17.46 | 0
03.12. | 21 | 340.0763 |  | 322.9762 | 0 | 0 | 17.1 | 0
03.12. | 22 | 328.1438 |  | 311.6438 | 0 | 0 | 16.5 | 0
03.12. | 23 | 319.791 |  | 303.711 | 0 | 0 | 16.08 | 0
03.12. | 24 | 322.7741 |  | 306.5441 | 0 | 0 | 16.23 | 0
04.12. | 1 | 320.3876 |  | 304.2776 | 0 | 0 | 16.11 | 0
04.12. | 2 | 318.5978 |  | 302.5777 | 0 | 0 | 16.02 | 0
04.12. | 3 | 318.0011 |  | 302.0111 | 0 | 0 | 15.99 | 0
04.12. | 4 | 316.8079 |  | 300.8779 | 0 | 0 | 15.93 | 0
04.12. | 5 | 313.2281 |  | 297.4781 | 0 | 0 | 15.75 | 0
04.12. | 6 | 315.018 |  | 299.178 | 0 | 0 | 15.84 | 0
04.12. | 7 | 323.9674 |  | 307.6774 | 0 | 0 | 16.29 | 0
04.12. | 8 | 339.4796 |  | 322.4096 | 0 | 0 | 17.07 | 0
04.12. | 9 | 347.8324 |  | 330.3424 | 0 | 0 | 17.49 | 0
04.12. | 10 | 347.8324 |  | 330.3424 | 0 | 0 | 17.49 | 0
04.12. | 11 | 349.0256 |  | 331.4756 | 0 | 0 | 17.55 | 0
04.12. | 12 | 349.0256 |  | 331.4756 | 0 | 0 | 17.55 | 0
04.12. | 13 | 350.8155 |  | 333.1755 | 0 | 0 | 17.64 | 0
04.12. | 14 | 351.4121 |  | 333.7421 | 0 | 0 | 17.67 | 0
04.12. | 15 | 352.0088 |  | 334.3087 | 0 | 0 | 17.7 | 0
04.12. | 16 | 353.202 |  | 335.442 | 0 | 0 | 17.76 | 0
04.12. | 17 | 354.3952 |  | 336.5752 | 0 | 0 | 17.82 | 0
04.12. | 18 | 353.7986 |  | 336.0086 | 0 | 0 | 17.79 | 0
04.12. | 19 | 353.202 |  | 335.442 | 0 | 0 | 17.76 | 0
04.12. | 20 | 346.6391 |  | 329.2091 | 0 | 0 | 17.43 | 0
04.12. | 21 | 339.4796 |  | 322.4096 | 0 | 0 | 17.07 | 0
04.12. | 22 | 328.1438 |  | 311.6438 | 0 | 0 | 16.5 | 0
04.12. | 23 | 319.791 |  | 303.711 | 0 | 0 | 16.08 | 0
04.12. | 24 | 322.1775 |  | 305.9775 | 0 | 0 | 16.2 | 0
05.12. | 1 | 315.6146 |  | 299.7446 | 0 | 0 | 15.87 | 0
05.12. | 2 | 314.4214 |  | 298.6114 | 0 | 0 | 15.81 | 0
05.12. | 3 | 313.2281 |  | 297.4781 | 0 | 0 | 15.75 | 0
05.12. | 4 | 312.6315 |  | 296.9115 | 0 | 0 | 15.72 | 0
05.12. | 5 | 308.4551 |  | 292.9451 | 0 | 0 | 15.51 | 0
05.12. | 6 | 310.245 |  | 294.645 | 0 | 0 | 15.6 | 0
05.12. | 7 | 319.1944 |  | 303.1444 | 0 | 0 | 16.05 | 0
05.12. | 8 | 334.7066 |  | 317.8766 | 0 | 0 | 16.83 | 0
05.12. | 9 | 342.4628 |  | 325.2428 | 0 | 0 | 17.22 | 0
05.12. | 10 | 343.0594 |  | 325.8094 | 0 | 0 | 17.25 | 0
05.12. | 11 | 344.2526 |  | 326.9426 | 0 | 0 | 17.31 | 0
05.12. | 12 | 344.2526 |  | 326.9426 | 0 | 0 | 17.31 | 0
05.12. | 13 | 345.4459 |  | 328.0759 | 0 | 0 | 17.37 | 0
05.12. | 14 | 346.6391 |  | 329.2091 | 0 | 0 | 17.43 | 0
05.12. | 15 | 346.6391 |  | 329.2091 | 0 | 0 | 17.43 | 0
05.12. | 16 | 347.8324 |  | 330.3424 | 0 | 0 | 17.49 | 0
05.12. | 17 | 349.6223 |  | 332.0423 | 0 | 0 | 17.58 | 0
05.12. | 18 | 348.429 |  | 330.909 | 0 | 0 | 17.52 | 0
05.12. | 19 | 347.8324 |  | 330.3424 | 0 | 0 | 17.49 | 0
05.12. | 20 | 341.8661 |  | 324.6761 | 0 | 0 | 17.19 | 0
05.12. | 21 | 334.7066 |  | 317.8766 | 0 | 0 | 16.83 | 0
05.12. | 22 | 323.3707 |  | 307.1107 | 0 | 0 | 16.26 | 0
05.12. | 23 | 315.018 |  | 299.178 | 0 | 0 | 15.84 | 0
05.12. | 24 | 317.4045 |  | 301.4445 | 0 | 0 | 15.96 | 0
06.12. | 1 | 318.5978 |  | 302.5777 | 0 | 0 | 16.02 | 0
06.12. | 2 | 317.4045 |  | 301.4445 | 0 | 0 | 15.96 | 0
06.12. | 3 | 316.2112 |  | 300.3112 | 0 | 0 | 15.9 | 0
06.12. | 4 | 315.6146 |  | 299.7446 | 0 | 0 | 15.87 | 0
06.12. | 5 | 312.0349 |  | 296.3449 | 0 | 0 | 15.69 | 0
06.12. | 6 | 313.2281 |  | 297.4781 | 0 | 0 | 15.75 | 0
06.12. | 7 | 322.1775 |  | 305.9775 | 0 | 0 | 16.2 | 0
06.12. | 8 | 338.2864 |  | 321.2764 | 0 | 0 | 17.01 | 0
06.12. | 9 | 346.0425 |  | 328.6425 | 0 | 0 | 17.4 | 0
06.12. | 10 | 346.6391 |  | 329.2091 | 0 | 0 | 17.43 | 0
06.12. | 11 | 347.8324 |  | 330.3424 | 0 | 0 | 17.49 | 0
06.12. | 12 | 347.8324 |  | 330.3424 | 0 | 0 | 17.49 | 0
06.12. | 13 | 349.6223 |  | 332.0423 | 0 | 0 | 17.58 | 0
06.12. | 14 | 350.2189 |  | 332.6089 | 0 | 0 | 17.61 | 0
06.12. | 15 | 350.8155 |  | 333.1755 | 0 | 0 | 17.64 | 0
06.12. | 16 | 352.0088 |  | 334.3087 | 0 | 0 | 17.7 | 0
06.12. | 17 | 353.202 |  | 335.442 | 0 | 0 | 17.76 | 0
06.12. | 18 | 352.0088 |  | 334.3087 | 0 | 0 | 17.7 | 0
06.12. | 19 | 351.4121 |  | 333.7421 | 0 | 0 | 17.67 | 0
06.12. | 20 | 345.4459 |  | 328.0759 | 0 | 0 | 17.37 | 0
06.12. | 21 | 338.2864 |  | 321.2764 | 0 | 0 | 17.01 | 0
06.12. | 22 | 326.3539 |  | 309.9439 | 0 | 0 | 16.41 | 0
06.12. | 23 | 318.5978 |  | 302.5777 | 0 | 0 | 16.02 | 0
06.12. | 24 | 320.9842 |  | 304.8442 | 0 | 0 | 16.14 | 0
07.12. | 1 | 322.1775 |  | 305.9775 | 0 | 0 | 16.2 | 0
07.12. | 2 | 320.9842 |  | 304.8442 | 0 | 0 | 16.14 | 0
07.12. | 3 | 319.791 |  | 303.711 | 0 | 0 | 16.08 | 0
07.12. | 4 | 319.1944 |  | 303.1444 | 0 | 0 | 16.05 | 0
07.12. | 5 | 315.018 |  | 299.178 | 0 | 0 | 15.84 | 0
07.12. | 6 | 316.8079 |  | 300.8779 | 0 | 0 | 15.93 | 0
07.12. | 7 | 325.7572 |  | 309.3773 | 0 | 0 | 16.38 | 0
07.12. | 8 | 341.8661 |  | 324.6761 | 0 | 0 | 17.19 | 0
07.12. | 9 | 349.6223 |  | 332.0423 | 0 | 0 | 17.58 | 0
07.12. | 10 | 350.2189 |  | 332.6089 | 0 | 0 | 17.61 | 0
07.12. | 11 | 351.4121 |  | 333.7421 | 0 | 0 | 17.67 | 0
07.12. | 12 | 351.4121 |  | 333.7421 | 0 | 0 | 17.67 | 0
07.12. | 13 | 353.202 |  | 335.442 | 0 | 0 | 17.76 | 0
07.12. | 14 | 353.7986 |  | 336.0086 | 0 | 0 | 17.79 | 0
07.12. | 15 | 354.3952 |  | 336.5752 | 0 | 0 | 17.82 | 0
07.12. | 16 | 355.5885 |  | 337.7085 | 0 | 0 | 17.88 | 0
07.12. | 17 | 356.7817 |  | 338.8417 | 0 | 0 | 17.94 | 0
07.12. | 18 | 355.5885 |  | 337.7085 | 0 | 0 | 17.88 | 0
07.12. | 19 | 355.5885 |  | 337.7085 | 0 | 0 | 17.88 | 0
07.12. | 20 | 349.0256 |  | 331.4756 | 0 | 0 | 17.55 | 0
07.12. | 21 | 341.8661 |  | 324.6761 | 0 | 0 | 17.19 | 0
07.12. | 22 | 329.9336 |  | 313.3436 | 0 | 0 | 16.59 | 0
07.12. | 23 | 321.5809 |  | 305.4109 | 0 | 0 | 16.17 | 0
07.12. | 24 | 323.9674 |  | 307.6774 | 0 | 0 | 16.29 | 0
08.12. | 1 | 315.6146 |  | 299.7446 | 0 | 0 | 15.87 | 0
08.12. | 2 | 320.3876 |  | 304.2776 | 0 | 0 | 16.11 | 0
08.12. | 3 | 318.0011 |  | 302.0111 | 0 | 0 | 15.99 | 0
08.12. | 4 | 314.4214 |  | 298.6114 | 0 | 0 | 15.81 | 0
08.12. | 5 | 307.2619 |  | 291.8119 | 0 | 0 | 15.45 | 0
08.12. | 6 | 305.472 |  | 290.112 | 0 | 0 | 15.36 | 0
08.12. | 7 | 310.8416 |  | 295.2116 | 0 | 0 | 15.63 | 0
08.12. | 8 | 316.2112 |  | 300.3112 | 0 | 0 | 15.9 | 0
08.12. | 9 | 326.9505 |  | 310.5105 | 0 | 0 | 16.44 | 0
08.12. | 10 | 337.0931 |  | 320.1431 | 0 | 0 | 16.95 | 0
08.12. | 11 | 344.2526 |  | 326.9426 | 0 | 0 | 17.31 | 0
08.12. | 12 | 345.4459 |  | 328.0759 | 0 | 0 | 17.37 | 0
08.12. | 13 | 349.0256 |  | 331.4756 | 0 | 0 | 17.55 | 0
08.12. | 14 | 347.8324 |  | 330.3424 | 0 | 0 | 17.49 | 0
08.12. | 15 | 350.2189 |  | 332.6089 | 0 | 0 | 17.61 | 0
08.12. | 16 | 349.0256 |  | 331.4756 | 0 | 0 | 17.55 | 0
08.12. | 17 | 348.429 |  | 330.909 | 0 | 0 | 17.52 | 0
08.12. | 18 | 344.2526 |  | 326.9426 | 0 | 0 | 17.31 | 0
08.12. | 19 | 326.9505 |  | 310.5105 | 0 | 0 | 16.44 | 0
08.12. | 20 | 317.4045 |  | 301.4445 | 0 | 0 | 15.96 | 0
08.12. | 21 | 309.6484 |  | 294.0784 | 0 | 0 | 15.57 | 0
08.12. | 22 | 301.8922 |  | 286.7122 | 0 | 0 | 15.18 | 0
08.12. | 23 | 300.699 |  | 285.579 | 0 | 0 | 15.12 | 0
08.12. | 24 | 311.4382 |  | 295.7783 | 0 | 0 | 15.66 | 0
09.12. | 1 | 312.0349 |  | 296.3449 | 0 | 0 | 15.69 | 0
09.12. | 2 | 316.8079 |  | 300.8779 | 0 | 0 | 15.93 | 0
09.12. | 3 | 314.4214 |  | 298.6114 | 0 | 0 | 15.81 | 0
09.12. | 4 | 310.8416 |  | 295.2116 | 0 | 0 | 15.63 | 0
09.12. | 5 | 303.6821 |  | 288.4121 | 0 | 0 | 15.27 | 0
09.12. | 6 | 301.8922 |  | 286.7122 | 0 | 0 | 15.18 | 0
09.12. | 7 | 307.2619 |  | 291.8119 | 0 | 0 | 15.45 | 0
09.12. | 8 | 312.6315 |  | 296.9115 | 0 | 0 | 15.72 | 0
09.12. | 9 | 323.3707 |  | 307.1107 | 0 | 0 | 16.26 | 0
09.12. | 10 | 333.5134 |  | 316.7434 | 0 | 0 | 16.77 | 0
09.12. | 11 | 340.0763 |  | 322.9762 | 0 | 0 | 17.1 | 0
09.12. | 12 | 341.8661 |  | 324.6761 | 0 | 0 | 17.19 | 0
09.12. | 13 | 344.8492 |  | 327.5093 | 0 | 0 | 17.34 | 0
09.12. | 14 | 343.656 |  | 326.376 | 0 | 0 | 17.28 | 0
09.12. | 15 | 346.0425 |  | 328.6425 | 0 | 0 | 17.4 | 0
09.12. | 16 | 345.4459 |  | 328.0759 | 0 | 0 | 17.37 | 0
09.12. | 17 | 344.2526 |  | 326.9426 | 0 | 0 | 17.31 | 0
09.12. | 18 | 340.0763 |  | 322.9762 | 0 | 0 | 17.1 | 0
09.12. | 19 | 323.3707 |  | 307.1107 | 0 | 0 | 16.26 | 0
09.12. | 20 | 313.8247 |  | 298.0448 | 0 | 0 | 15.78 | 0
09.12. | 21 | 306.0686 |  | 290.6786 | 0 | 0 | 15.39 | 0
09.12. | 22 | 298.3125 |  | 283.3125 | 0 | 0 | 15 | 0
09.12. | 23 | 297.1193 |  | 282.1793 | 0 | 0 | 14.94 | 0
09.12. | 24 | 307.8585 |  | 292.3785 | 0 | 0 | 15.48 | 0
10.12. | 1 | 326.3539 |  | 309.9439 | 0 | 0 | 16.41 | 0
10.12. | 2 | 325.1606 |  | 308.8106 | 0 | 0 | 16.35 | 0
10.12. | 3 | 323.9674 |  | 307.6774 | 0 | 0 | 16.29 | 0
10.12. | 4 | 323.3707 |  | 307.1107 | 0 | 0 | 16.26 | 0
10.12. | 5 | 319.791 |  | 303.711 | 0 | 0 | 16.08 | 0
10.12. | 6 | 320.9842 |  | 304.8442 | 0 | 0 | 16.14 | 0
10.12. | 7 | 329.9336 |  | 313.3436 | 0 | 0 | 16.59 | 0
10.12. | 8 | 346.0425 |  | 328.6425 | 0 | 0 | 17.4 | 0
10.12. | 9 | 354.3952 |  | 336.5752 | 0 | 0 | 17.82 | 0
10.12. | 10 | 354.9919 |  | 337.1419 | 0 | 0 | 17.85 | 0
10.12. | 11 | 356.1851 |  | 338.2751 | 0 | 0 | 17.91 | 0
10.12. | 12 | 356.1851 |  | 338.2751 | 0 | 0 | 17.91 | 0
10.12. | 13 | 357.975 |  | 339.975 | 0 | 0 | 18 | 0
10.12. | 14 | 358.5716 |  | 340.5416 | 0 | 0 | 18.03 | 0
10.12. | 15 | 359.1683 |  | 341.1082 | 0 | 0 | 18.06 | 0
10.12. | 16 | 360.3615 |  | 342.2415 | 0 | 0 | 18.12 | 0
10.12. | 17 | 361.5548 |  | 343.3748 | 0 | 0 | 18.18 | 0
10.12. | 18 | 360.3615 |  | 342.2415 | 0 | 0 | 18.12 | 0
10.12. | 19 | 360.3615 |  | 342.2415 | 0 | 0 | 18.12 | 0
10.12. | 20 | 353.7986 |  | 336.0086 | 0 | 0 | 17.79 | 0
10.12. | 21 | 346.6391 |  | 329.2091 | 0 | 0 | 17.43 | 0
10.12. | 22 | 334.7066 |  | 317.8766 | 0 | 0 | 16.83 | 0
10.12. | 23 | 326.3539 |  | 309.9439 | 0 | 0 | 16.41 | 0
10.12. | 24 | 328.7404 |  | 312.2104 | 0 | 0 | 16.53 | 0
11.12. | 1 | 323.9674 |  | 307.6774 | 0 | 0 | 16.29 | 0
11.12. | 2 | 322.7741 |  | 306.5441 | 0 | 0 | 16.23 | 0
11.12. | 3 | 321.5809 |  | 305.4109 | 0 | 0 | 16.17 | 0
11.12. | 4 | 320.9842 |  | 304.8442 | 0 | 0 | 16.14 | 0
11.12. | 5 | 317.4045 |  | 301.4445 | 0 | 0 | 15.96 | 0
11.12. | 6 | 318.5978 |  | 302.5777 | 0 | 0 | 16.02 | 0
11.12. | 7 | 327.5471 |  | 311.0771 | 0 | 0 | 16.47 | 0
11.12. | 8 | 343.656 |  | 326.376 | 0 | 0 | 17.28 | 0
11.12. | 9 | 352.0088 |  | 334.3087 | 0 | 0 | 17.7 | 0
11.12. | 10 | 352.6054 |  | 334.8754 | 0 | 0 | 17.73 | 0
11.12. | 11 | 353.7986 |  | 336.0086 | 0 | 0 | 17.79 | 0
11.12. | 12 | 353.7986 |  | 336.0086 | 0 | 0 | 17.79 | 0
11.12. | 13 | 355.5885 |  | 337.7085 | 0 | 0 | 17.88 | 0
11.12. | 14 | 356.1851 |  | 338.2751 | 0 | 0 | 17.91 | 0
11.12. | 15 | 356.7817 |  | 338.8417 | 0 | 0 | 17.94 | 0
11.12. | 16 | 357.975 |  | 339.975 | 0 | 0 | 18 | 0
11.12. | 17 | 359.1683 |  | 341.1082 | 0 | 0 | 18.06 | 0
11.12. | 18 | 357.975 |  | 339.975 | 0 | 0 | 18 | 0
11.12. | 19 | 357.3784 |  | 339.4084 | 0 | 0 | 17.97 | 0
11.12. | 20 | 351.4121 |  | 333.7421 | 0 | 0 | 17.67 | 0
11.12. | 21 | 343.656 |  | 326.376 | 0 | 0 | 17.28 | 0
11.12. | 22 | 332.3201 |  | 315.6101 | 0 | 0 | 16.71 | 0
11.12. | 23 | 323.9674 |  | 307.6774 | 0 | 0 | 16.29 | 0
11.12. | 24 | 326.3539 |  | 309.9439 | 0 | 0 | 16.41 | 0
12.12. | 1 | 322.1775 |  | 305.9775 | 0 | 0 | 16.2 | 0
12.12. | 2 | 320.9842 |  | 304.8442 | 0 | 0 | 16.14 | 0
12.12. | 3 | 319.791 |  | 303.711 | 0 | 0 | 16.08 | 0
12.12. | 4 | 318.5978 |  | 302.5777 | 0 | 0 | 16.02 | 0
12.12. | 5 | 315.018 |  | 299.178 | 0 | 0 | 15.84 | 0
12.12. | 6 | 316.8079 |  | 300.8779 | 0 | 0 | 15.93 | 0
12.12. | 7 | 325.7572 |  | 309.3773 | 0 | 0 | 16.38 | 0
12.12. | 8 | 341.2695 |  | 324.1095 | 0 | 0 | 17.16 | 0
12.12. | 9 | 349.6223 |  | 332.0423 | 0 | 0 | 17.58 | 0
12.12. | 10 | 350.2189 |  | 332.6089 | 0 | 0 | 17.61 | 0
12.12. | 11 | 351.4121 |  | 333.7421 | 0 | 0 | 17.67 | 0
12.12. | 12 | 351.4121 |  | 333.7421 | 0 | 0 | 17.67 | 0
12.12. | 13 | 353.202 |  | 335.442 | 0 | 0 | 17.76 | 0
12.12. | 14 | 353.7986 |  | 336.0086 | 0 | 0 | 17.79 | 0
12.12. | 15 | 354.3952 |  | 336.5752 | 0 | 0 | 17.82 | 0
12.12. | 16 | 355.5885 |  | 337.7085 | 0 | 0 | 17.88 | 0
12.12. | 17 | 356.7817 |  | 338.8417 | 0 | 0 | 17.94 | 0
12.12. | 18 | 355.5885 |  | 337.7085 | 0 | 0 | 17.88 | 0
12.12. | 19 | 354.9919 |  | 337.1419 | 0 | 0 | 17.85 | 0
12.12. | 20 | 349.0256 |  | 331.4756 | 0 | 0 | 17.55 | 0
12.12. | 21 | 341.2695 |  | 324.1095 | 0 | 0 | 17.16 | 0
12.12. | 22 | 329.9336 |  | 313.3436 | 0 | 0 | 16.59 | 0
12.12. | 23 | 321.5809 |  | 305.4109 | 0 | 0 | 16.17 | 0
12.12. | 24 | 323.9674 |  | 307.6774 | 0 | 0 | 16.29 | 0
13.12. | 1 | 322.1775 |  | 305.9775 | 0 | 0 | 16.2 | 0
13.12. | 2 | 320.3876 |  | 304.2776 | 0 | 0 | 16.11 | 0
13.12. | 3 | 319.791 |  | 303.711 | 0 | 0 | 16.08 | 0
13.12. | 4 | 318.5978 |  | 302.5777 | 0 | 0 | 16.02 | 0
13.12. | 5 | 315.018 |  | 299.178 | 0 | 0 | 15.84 | 0
13.12. | 6 | 316.8079 |  | 300.8779 | 0 | 0 | 15.93 | 0
13.12. | 7 | 325.7572 |  | 309.3773 | 0 | 0 | 16.38 | 0
13.12. | 8 | 341.2695 |  | 324.1095 | 0 | 0 | 17.16 | 0
13.12. | 9 | 349.6223 |  | 332.0423 | 0 | 0 | 17.58 | 0
13.12. | 10 | 349.6223 |  | 332.0423 | 0 | 0 | 17.58 | 0
13.12. | 11 | 351.4121 |  | 333.7421 | 0 | 0 | 17.67 | 0
13.12. | 12 | 351.4121 |  | 333.7421 | 0 | 0 | 17.67 | 0
13.12. | 13 | 352.6054 |  | 334.8754 | 0 | 0 | 17.73 | 0
13.12. | 14 | 353.7986 |  | 336.0086 | 0 | 0 | 17.79 | 0
13.12. | 15 | 353.7986 |  | 336.0086 | 0 | 0 | 17.79 | 0
13.12. | 16 | 354.9919 |  | 337.1419 | 0 | 0 | 17.85 | 0
13.12. | 17 | 356.7817 |  | 338.8417 | 0 | 0 | 17.94 | 0
13.12. | 18 | 355.5885 |  | 337.7085 | 0 | 0 | 17.88 | 0
13.12. | 19 | 354.9919 |  | 337.1419 | 0 | 0 | 17.85 | 0
13.12. | 20 | 349.0256 |  | 331.4756 | 0 | 0 | 17.55 | 0
13.12. | 21 | 341.2695 |  | 324.1095 | 0 | 0 | 17.16 | 0
13.12. | 22 | 329.9336 |  | 313.3436 | 0 | 0 | 16.59 | 0
13.12. | 23 | 321.5809 |  | 305.4109 | 0 | 0 | 16.17 | 0
13.12. | 24 | 323.9674 |  | 307.6774 | 0 | 0 | 16.29 | 0
14.12. | 1 | 325.7572 |  | 309.3773 | 0 | 0 | 16.38 | 0
14.12. | 2 | 324.564 |  | 308.244 | 0 | 0 | 16.32 | 0
14.12. | 3 | 323.3707 |  | 307.1107 | 0 | 0 | 16.26 | 0
14.12. | 4 | 322.7741 |  | 306.5441 | 0 | 0 | 16.23 | 0
14.12. | 5 | 318.5978 |  | 302.5777 | 0 | 0 | 16.02 | 0
14.12. | 6 | 320.3876 |  | 304.2776 | 0 | 0 | 16.11 | 0
14.12. | 7 | 329.337 |  | 312.777 | 0 | 0 | 16.56 | 0
14.12. | 8 | 345.4459 |  | 328.0759 | 0 | 0 | 17.37 | 0
14.12. | 9 | 353.7986 |  | 336.0086 | 0 | 0 | 17.79 | 0
14.12. | 10 | 354.3952 |  | 336.5752 | 0 | 0 | 17.82 | 0
14.12. | 11 | 355.5885 |  | 337.7085 | 0 | 0 | 17.88 | 0
14.12. | 12 | 355.5885 |  | 337.7085 | 0 | 0 | 17.88 | 0
14.12. | 13 | 357.3784 |  | 339.4084 | 0 | 0 | 17.97 | 0
14.12. | 14 | 357.975 |  | 339.975 | 0 | 0 | 18 | 0
14.12. | 15 | 358.5716 |  | 340.5416 | 0 | 0 | 18.03 | 0
14.12. | 16 | 359.7649 |  | 341.6749 | 0 | 0 | 18.09 | 0
14.12. | 17 | 360.9581 |  | 342.8081 | 0 | 0 | 18.15 | 0
14.12. | 18 | 359.7649 |  | 341.6749 | 0 | 0 | 18.09 | 0
14.12. | 19 | 359.7649 |  | 341.6749 | 0 | 0 | 18.09 | 0
14.12. | 20 | 353.202 |  | 335.442 | 0 | 0 | 17.76 | 0
14.12. | 21 | 345.4459 |  | 328.0759 | 0 | 0 | 17.37 | 0
14.12. | 22 | 334.11 |  | 317.31 | 0 | 0 | 16.8 | 0
14.12. | 23 | 325.7572 |  | 309.3773 | 0 | 0 | 16.38 | 0
14.12. | 24 | 328.1438 |  | 311.6438 | 0 | 0 | 16.5 | 0
15.12. | 1 | 318.0011 |  | 302.0111 | 0 | 0 | 15.99 | 0
15.12. | 2 | 322.7741 |  | 306.5441 | 0 | 0 | 16.23 | 0
15.12. | 3 | 320.3876 |  | 304.2776 | 0 | 0 | 16.11 | 0
15.12. | 4 | 316.2112 |  | 300.3112 | 0 | 0 | 15.9 | 0
15.12. | 5 | 309.6484 |  | 294.0784 | 0 | 0 | 15.57 | 0
15.12. | 6 | 307.8585 |  | 292.3785 | 0 | 0 | 15.48 | 0
15.12. | 7 | 313.2281 |  | 297.4781 | 0 | 0 | 15.75 | 0
15.12. | 8 | 318.5978 |  | 302.5777 | 0 | 0 | 16.02 | 0
15.12. | 9 | 329.337 |  | 312.777 | 0 | 0 | 16.56 | 0
15.12. | 10 | 339.4796 |  | 322.4096 | 0 | 0 | 17.07 | 0
15.12. | 11 | 346.6391 |  | 329.2091 | 0 | 0 | 17.43 | 0
15.12. | 12 | 347.8324 |  | 330.3424 | 0 | 0 | 17.49 | 0
15.12. | 13 | 351.4121 |  | 333.7421 | 0 | 0 | 17.67 | 0
15.12. | 14 | 350.2189 |  | 332.6089 | 0 | 0 | 17.61 | 0
15.12. | 15 | 352.6054 |  | 334.8754 | 0 | 0 | 17.73 | 0
15.12. | 16 | 351.4121 |  | 333.7421 | 0 | 0 | 17.67 | 0
15.12. | 17 | 350.8155 |  | 333.1755 | 0 | 0 | 17.64 | 0
15.12. | 18 | 346.6391 |  | 329.2091 | 0 | 0 | 17.43 | 0
15.12. | 19 | 329.337 |  | 312.777 | 0 | 0 | 16.56 | 0
15.12. | 20 | 319.791 |  | 303.711 | 0 | 0 | 16.08 | 0
15.12. | 21 | 312.0349 |  | 296.3449 | 0 | 0 | 15.69 | 0
15.12. | 22 | 303.6821 |  | 288.4121 | 0 | 0 | 15.27 | 0
15.12. | 23 | 302.4889 |  | 287.2789 | 0 | 0 | 15.21 | 0
15.12. | 24 | 313.8247 |  | 298.0448 | 0 | 0 | 15.78 | 0
16.12. | 1 | 315.018 |  | 299.178 | 0 | 0 | 15.84 | 0
16.12. | 2 | 319.791 |  | 303.711 | 0 | 0 | 16.08 | 0
16.12. | 3 | 317.4045 |  | 301.4445 | 0 | 0 | 15.96 | 0
16.12. | 4 | 313.2281 |  | 297.4781 | 0 | 0 | 15.75 | 0
16.12. | 5 | 306.6653 |  | 291.2452 | 0 | 0 | 15.42 | 0
16.12. | 6 | 304.8754 |  | 289.5454 | 0 | 0 | 15.33 | 0
16.12. | 7 | 310.245 |  | 294.645 | 0 | 0 | 15.6 | 0
16.12. | 8 | 315.6146 |  | 299.7446 | 0 | 0 | 15.87 | 0
16.12. | 9 | 326.3539 |  | 309.9439 | 0 | 0 | 16.41 | 0
16.12. | 10 | 336.4965 |  | 319.5765 | 0 | 0 | 16.92 | 0
16.12. | 11 | 343.0594 |  | 325.8094 | 0 | 0 | 17.25 | 0
16.12. | 12 | 344.8492 |  | 327.5093 | 0 | 0 | 17.34 | 0
16.12. | 13 | 347.8324 |  | 330.3424 | 0 | 0 | 17.49 | 0
16.12. | 14 | 347.2357 |  | 329.7758 | 0 | 0 | 17.46 | 0
16.12. | 15 | 349.0256 |  | 331.4756 | 0 | 0 | 17.55 | 0
16.12. | 16 | 348.429 |  | 330.909 | 0 | 0 | 17.52 | 0
16.12. | 17 | 347.2357 |  | 329.7758 | 0 | 0 | 17.46 | 0
16.12. | 18 | 343.0594 |  | 325.8094 | 0 | 0 | 17.25 | 0
16.12. | 19 | 325.7572 |  | 309.3773 | 0 | 0 | 16.38 | 0
16.12. | 20 | 316.2112 |  | 300.3112 | 0 | 0 | 15.9 | 0
16.12. | 21 | 309.0518 |  | 293.5118 | 0 | 0 | 15.54 | 0
16.12. | 22 | 300.699 |  | 285.579 | 0 | 0 | 15.12 | 0
16.12. | 23 | 299.5057 |  | 284.4457 | 0 | 0 | 15.06 | 0
16.12. | 24 | 310.8416 |  | 295.2116 | 0 | 0 | 15.63 | 0
17.12. | 1 | 322.7741 |  | 306.5441 | 0 | 0 | 16.23 | 0
17.12. | 2 | 321.5809 |  | 305.4109 | 0 | 0 | 16.17 | 0
17.12. | 3 | 320.3876 |  | 304.2776 | 0 | 0 | 16.11 | 0
17.12. | 4 | 319.791 |  | 303.711 | 0 | 0 | 16.08 | 0
17.12. | 5 | 315.6146 |  | 299.7446 | 0 | 0 | 15.87 | 0
17.12. | 6 | 317.4045 |  | 301.4445 | 0 | 0 | 15.96 | 0
17.12. | 7 | 326.3539 |  | 309.9439 | 0 | 0 | 16.41 | 0
17.12. | 8 | 341.8661 |  | 324.6761 | 0 | 0 | 17.19 | 0
17.12. | 9 | 350.2189 |  | 332.6089 | 0 | 0 | 17.61 | 0
17.12. | 10 | 350.8155 |  | 333.1755 | 0 | 0 | 17.64 | 0
17.12. | 11 | 352.0088 |  | 334.3087 | 0 | 0 | 17.7 | 0
17.12. | 12 | 352.0088 |  | 334.3087 | 0 | 0 | 17.7 | 0
17.12. | 13 | 353.7986 |  | 336.0086 | 0 | 0 | 17.79 | 0
17.12. | 14 | 354.3952 |  | 336.5752 | 0 | 0 | 17.82 | 0
17.12. | 15 | 354.9919 |  | 337.1419 | 0 | 0 | 17.85 | 0
17.12. | 16 | 356.1851 |  | 338.2751 | 0 | 0 | 17.91 | 0
17.12. | 17 | 357.3784 |  | 339.4084 | 0 | 0 | 17.97 | 0
17.12. | 18 | 356.1851 |  | 338.2751 | 0 | 0 | 17.91 | 0
17.12. | 19 | 356.1851 |  | 338.2751 | 0 | 0 | 17.91 | 0
17.12. | 20 | 349.6223 |  | 332.0423 | 0 | 0 | 17.58 | 0
17.12. | 21 | 342.4628 |  | 325.2428 | 0 | 0 | 17.22 | 0
17.12. | 22 | 330.5303 |  | 313.9103 | 0 | 0 | 16.62 | 0
17.12. | 23 | 322.1775 |  | 305.9775 | 0 | 0 | 16.2 | 0
17.12. | 24 | 324.564 |  | 308.244 | 0 | 0 | 16.32 | 0
18.12. | 1 | 319.791 |  | 303.711 | 0 | 0 | 16.08 | 0
18.12. | 2 | 318.5978 |  | 302.5777 | 0 | 0 | 16.02 | 0
18.12. | 3 | 317.4045 |  | 301.4445 | 0 | 0 | 15.96 | 0
18.12. | 4 | 316.2112 |  | 300.3112 | 0 | 0 | 15.9 | 0
18.12. | 5 | 312.6315 |  | 296.9115 | 0 | 0 | 15.72 | 0
18.12. | 6 | 314.4214 |  | 298.6114 | 0 | 0 | 15.81 | 0
18.12. | 7 | 323.3707 |  | 307.1107 | 0 | 0 | 16.26 | 0
18.12. | 8 | 338.883 |  | 321.843 | 0 | 0 | 17.04 | 0
18.12. | 9 | 347.2357 |  | 329.7758 | 0 | 0 | 17.46 | 0
18.12. | 10 | 347.2357 |  | 329.7758 | 0 | 0 | 17.46 | 0
18.12. | 11 | 348.429 |  | 330.909 | 0 | 0 | 17.52 | 0
18.12. | 12 | 348.429 |  | 330.909 | 0 | 0 | 17.52 | 0
18.12. | 13 | 350.2189 |  | 332.6089 | 0 | 0 | 17.61 | 0
18.12. | 14 | 350.8155 |  | 333.1755 | 0 | 0 | 17.64 | 0
18.12. | 15 | 351.4121 |  | 333.7421 | 0 | 0 | 17.67 | 0
18.12. | 16 | 352.6054 |  | 334.8754 | 0 | 0 | 17.73 | 0
18.12. | 17 | 353.7986 |  | 336.0086 | 0 | 0 | 17.79 | 0
18.12. | 18 | 353.202 |  | 335.442 | 0 | 0 | 17.76 | 0
18.12. | 19 | 352.6054 |  | 334.8754 | 0 | 0 | 17.73 | 0
18.12. | 20 | 346.0425 |  | 328.6425 | 0 | 0 | 17.4 | 0
18.12. | 21 | 338.883 |  | 321.843 | 0 | 0 | 17.04 | 0
18.12. | 22 | 327.5471 |  | 311.0771 | 0 | 0 | 16.47 | 0
18.12. | 23 | 319.1944 |  | 303.1444 | 0 | 0 | 16.05 | 0
18.12. | 24 | 321.5809 |  | 305.4109 | 0 | 0 | 16.17 | 0
19.12. | 1 | 315.6146 |  | 299.7446 | 0 | 0 | 15.87 | 0
19.12. | 2 | 314.4214 |  | 298.6114 | 0 | 0 | 15.81 | 0
19.12. | 3 | 313.2281 |  | 297.4781 | 0 | 0 | 15.75 | 0
19.12. | 4 | 312.6315 |  | 296.9115 | 0 | 0 | 15.72 | 0
19.12. | 5 | 309.0518 |  | 293.5118 | 0 | 0 | 15.54 | 0
19.12. | 6 | 310.245 |  | 294.645 | 0 | 0 | 15.6 | 0
19.12. | 7 | 319.1944 |  | 303.1444 | 0 | 0 | 16.05 | 0
19.12. | 8 | 334.7066 |  | 317.8766 | 0 | 0 | 16.83 | 0
19.12. | 9 | 343.0594 |  | 325.8094 | 0 | 0 | 17.25 | 0
19.12. | 10 | 343.0594 |  | 325.8094 | 0 | 0 | 17.25 | 0
19.12. | 11 | 344.2526 |  | 326.9426 | 0 | 0 | 17.31 | 0
19.12. | 12 | 344.2526 |  | 326.9426 | 0 | 0 | 17.31 | 0
19.12. | 13 | 346.0425 |  | 328.6425 | 0 | 0 | 17.4 | 0
19.12. | 14 | 346.6391 |  | 329.2091 | 0 | 0 | 17.43 | 0
19.12. | 15 | 347.2357 |  | 329.7758 | 0 | 0 | 17.46 | 0
19.12. | 16 | 348.429 |  | 330.909 | 0 | 0 | 17.52 | 0
19.12. | 17 | 349.6223 |  | 332.0423 | 0 | 0 | 17.58 | 0
19.12. | 18 | 348.429 |  | 330.909 | 0 | 0 | 17.52 | 0
19.12. | 19 | 348.429 |  | 330.909 | 0 | 0 | 17.52 | 0
19.12. | 20 | 341.8661 |  | 324.6761 | 0 | 0 | 17.19 | 0
19.12. | 21 | 334.7066 |  | 317.8766 | 0 | 0 | 16.83 | 0
19.12. | 22 | 323.3707 |  | 307.1107 | 0 | 0 | 16.26 | 0
19.12. | 23 | 315.018 |  | 299.178 | 0 | 0 | 15.84 | 0
19.12. | 24 | 318.0011 |  | 302.0111 | 0 | 0 | 15.99 | 0
20.12. | 1 | 323.9674 |  | 307.6774 | 0 | 0 | 16.29 | 0
20.12. | 2 | 322.7741 |  | 306.5441 | 0 | 0 | 16.23 | 0
20.12. | 3 | 321.5809 |  | 305.4109 | 0 | 0 | 16.17 | 0
20.12. | 4 | 320.9842 |  | 304.8442 | 0 | 0 | 16.14 | 0
20.12. | 5 | 316.8079 |  | 300.8779 | 0 | 0 | 15.93 | 0
20.12. | 6 | 318.5978 |  | 302.5777 | 0 | 0 | 16.02 | 0
20.12. | 7 | 327.5471 |  | 311.0771 | 0 | 0 | 16.47 | 0
20.12. | 8 | 343.656 |  | 326.376 | 0 | 0 | 17.28 | 0
20.12. | 9 | 352.0088 |  | 334.3087 | 0 | 0 | 17.7 | 0
20.12. | 10 | 352.0088 |  | 334.3087 | 0 | 0 | 17.7 | 0
20.12. | 11 | 353.202 |  | 335.442 | 0 | 0 | 17.76 | 0
20.12. | 12 | 353.202 |  | 335.442 | 0 | 0 | 17.76 | 0
20.12. | 13 | 354.9919 |  | 337.1419 | 0 | 0 | 17.85 | 0
20.12. | 14 | 355.5885 |  | 337.7085 | 0 | 0 | 17.88 | 0
20.12. | 15 | 356.1851 |  | 338.2751 | 0 | 0 | 17.91 | 0
20.12. | 16 | 357.3784 |  | 339.4084 | 0 | 0 | 17.97 | 0
20.12. | 17 | 358.5716 |  | 340.5416 | 0 | 0 | 18.03 | 0
20.12. | 18 | 357.975 |  | 339.975 | 0 | 0 | 18 | 0
20.12. | 19 | 357.3784 |  | 339.4084 | 0 | 0 | 17.97 | 0
20.12. | 20 | 350.8155 |  | 333.1755 | 0 | 0 | 17.64 | 0
20.12. | 21 | 343.656 |  | 326.376 | 0 | 0 | 17.28 | 0
20.12. | 22 | 331.7235 |  | 315.0435 | 0 | 0 | 16.68 | 0
20.12. | 23 | 323.3707 |  | 307.1107 | 0 | 0 | 16.26 | 0
20.12. | 24 | 325.7572 |  | 309.3773 | 0 | 0 | 16.38 | 0
21.12. | 1 | 322.7741 |  | 306.5441 | 0 | 0 | 16.23 | 0
21.12. | 2 | 321.5809 |  | 305.4109 | 0 | 0 | 16.17 | 0
21.12. | 3 | 320.3876 |  | 304.2776 | 0 | 0 | 16.11 | 0
21.12. | 4 | 319.791 |  | 303.711 | 0 | 0 | 16.08 | 0
21.12. | 5 | 316.2112 |  | 300.3112 | 0 | 0 | 15.9 | 0
21.12. | 6 | 317.4045 |  | 301.4445 | 0 | 0 | 15.96 | 0
21.12. | 7 | 326.3539 |  | 309.9439 | 0 | 0 | 16.41 | 0
21.12. | 8 | 342.4628 |  | 325.2428 | 0 | 0 | 17.22 | 0
21.12. | 9 | 350.8155 |  | 333.1755 | 0 | 0 | 17.64 | 0
21.12. | 10 | 350.8155 |  | 333.1755 | 0 | 0 | 17.64 | 0
21.12. | 11 | 352.6054 |  | 334.8754 | 0 | 0 | 17.73 | 0
21.12. | 12 | 352.6054 |  | 334.8754 | 0 | 0 | 17.73 | 0
21.12. | 13 | 353.7986 |  | 336.0086 | 0 | 0 | 17.79 | 0
21.12. | 14 | 354.9919 |  | 337.1419 | 0 | 0 | 17.85 | 0
21.12. | 15 | 354.9919 |  | 337.1419 | 0 | 0 | 17.85 | 0
21.12. | 16 | 356.1851 |  | 338.2751 | 0 | 0 | 17.91 | 0
21.12. | 17 | 357.975 |  | 339.975 | 0 | 0 | 18 | 0
21.12. | 18 | 356.7817 |  | 338.8417 | 0 | 0 | 17.94 | 0
21.12. | 19 | 356.1851 |  | 338.2751 | 0 | 0 | 17.91 | 0
21.12. | 20 | 350.2189 |  | 332.6089 | 0 | 0 | 17.61 | 0
21.12. | 21 | 342.4628 |  | 325.2428 | 0 | 0 | 17.22 | 0
21.12. | 22 | 331.1269 |  | 314.4769 | 0 | 0 | 16.65 | 0
21.12. | 23 | 322.7741 |  | 306.5441 | 0 | 0 | 16.23 | 0
21.12. | 24 | 325.1606 |  | 308.8106 | 0 | 0 | 16.35 | 0
22.12. | 1 | 311.4382 |  | 295.7783 | 0 | 0 | 15.66 | 0
22.12. | 2 | 316.2112 |  | 300.3112 | 0 | 0 | 15.9 | 0
22.12. | 3 | 313.8247 |  | 298.0448 | 0 | 0 | 15.78 | 0
22.12. | 4 | 309.6484 |  | 294.0784 | 0 | 0 | 15.57 | 0
22.12. | 5 | 303.0855 |  | 287.8455 | 0 | 0 | 15.24 | 0
22.12. | 6 | 301.2956 |  | 286.1456 | 0 | 0 | 15.15 | 0
22.12. | 7 | 306.6653 |  | 291.2452 | 0 | 0 | 15.42 | 0
22.12. | 8 | 312.0349 |  | 296.3449 | 0 | 0 | 15.69 | 0
22.12. | 9 | 322.1775 |  | 305.9775 | 0 | 0 | 16.2 | 0
22.12. | 10 | 332.3201 |  | 315.6101 | 0 | 0 | 16.71 | 0
22.12. | 11 | 339.4796 |  | 322.4096 | 0 | 0 | 17.07 | 0
22.12. | 12 | 340.6729 |  | 323.5429 | 0 | 0 | 17.13 | 0
22.12. | 13 | 344.2526 |  | 326.9426 | 0 | 0 | 17.31 | 0
22.12. | 14 | 343.0594 |  | 325.8094 | 0 | 0 | 17.25 | 0
22.12. | 15 | 345.4459 |  | 328.0759 | 0 | 0 | 17.37 | 0
22.12. | 16 | 344.2526 |  | 326.9426 | 0 | 0 | 17.31 | 0
22.12. | 17 | 343.656 |  | 326.376 | 0 | 0 | 17.28 | 0
22.12. | 18 | 339.4796 |  | 322.4096 | 0 | 0 | 17.07 | 0
22.12. | 19 | 322.1775 |  | 305.9775 | 0 | 0 | 16.2 | 0
22.12. | 20 | 312.6315 |  | 296.9115 | 0 | 0 | 15.72 | 0
22.12. | 21 | 305.472 |  | 290.112 | 0 | 0 | 15.36 | 0
22.12. | 22 | 297.7159 |  | 282.7459 | 0 | 0 | 14.97 | 0
22.12. | 23 | 296.5226 |  | 281.6126 | 0 | 0 | 14.91 | 0
22.12. | 24 | 307.2619 |  | 291.8119 | 0 | 0 | 15.45 | 0
23.12. | 1 | 313.8247 |  | 298.0448 | 0 | 0 | 15.78 | 0
23.12. | 2 | 318.5978 |  | 302.5777 | 0 | 0 | 16.02 | 0
23.12. | 3 | 316.2112 |  | 300.3112 | 0 | 0 | 15.9 | 0
23.12. | 4 | 312.0349 |  | 296.3449 | 0 | 0 | 15.69 | 0
23.12. | 5 | 305.472 |  | 290.112 | 0 | 0 | 15.36 | 0
23.12. | 6 | 303.6821 |  | 288.4121 | 0 | 0 | 15.27 | 0
23.12. | 7 | 308.4551 |  | 292.9451 | 0 | 0 | 15.51 | 0
23.12. | 8 | 313.8247 |  | 298.0448 | 0 | 0 | 15.78 | 0
23.12. | 9 | 324.564 |  | 308.244 | 0 | 0 | 16.32 | 0
23.12. | 10 | 334.7066 |  | 317.8766 | 0 | 0 | 16.83 | 0
23.12. | 11 | 341.8661 |  | 324.6761 | 0 | 0 | 17.19 | 0
23.12. | 12 | 343.0594 |  | 325.8094 | 0 | 0 | 17.25 | 0
23.12. | 13 | 346.6391 |  | 329.2091 | 0 | 0 | 17.43 | 0
23.12. | 14 | 345.4459 |  | 328.0759 | 0 | 0 | 17.37 | 0
23.12. | 15 | 347.8324 |  | 330.3424 | 0 | 0 | 17.49 | 0
23.12. | 16 | 346.6391 |  | 329.2091 | 0 | 0 | 17.43 | 0
23.12. | 17 | 346.0425 |  | 328.6425 | 0 | 0 | 17.4 | 0
23.12. | 18 | 341.8661 |  | 324.6761 | 0 | 0 | 17.19 | 0
23.12. | 19 | 324.564 |  | 308.244 | 0 | 0 | 16.32 | 0
23.12. | 20 | 315.018 |  | 299.178 | 0 | 0 | 15.84 | 0
23.12. | 21 | 307.8585 |  | 292.3785 | 0 | 0 | 15.48 | 0
23.12. | 22 | 299.5057 |  | 284.4457 | 0 | 0 | 15.06 | 0
23.12. | 23 | 298.3125 |  | 283.3125 | 0 | 0 | 15 | 0
23.12. | 24 | 309.0518 |  | 293.5118 | 0 | 0 | 15.54 | 0
24.12. | 1 | 319.1944 |  | 303.1444 | 0 | 0 | 16.05 | 0
24.12. | 2 | 318.0011 |  | 302.0111 | 0 | 0 | 15.99 | 0
24.12. | 3 | 316.8079 |  | 300.8779 | 0 | 0 | 15.93 | 0
24.12. | 4 | 316.2112 |  | 300.3112 | 0 | 0 | 15.9 | 0
24.12. | 5 | 312.6315 |  | 296.9115 | 0 | 0 | 15.72 | 0
24.12. | 6 | 313.8247 |  | 298.0448 | 0 | 0 | 15.78 | 0
24.12. | 7 | 322.7741 |  | 306.5441 | 0 | 0 | 16.23 | 0
24.12. | 8 | 338.883 |  | 321.843 | 0 | 0 | 17.04 | 0
24.12. | 9 | 346.6391 |  | 329.2091 | 0 | 0 | 17.43 | 0
24.12. | 10 | 347.2357 |  | 329.7758 | 0 | 0 | 17.46 | 0
24.12. | 11 | 348.429 |  | 330.909 | 0 | 0 | 17.52 | 0
24.12. | 12 | 348.429 |  | 330.909 | 0 | 0 | 17.52 | 0
24.12. | 13 | 350.2189 |  | 332.6089 | 0 | 0 | 17.61 | 0
24.12. | 14 | 350.8155 |  | 333.1755 | 0 | 0 | 17.64 | 0
24.12. | 15 | 351.4121 |  | 333.7421 | 0 | 0 | 17.67 | 0
24.12. | 16 | 352.6054 |  | 334.8754 | 0 | 0 | 17.73 | 0
24.12. | 17 | 353.7986 |  | 336.0086 | 0 | 0 | 17.79 | 0
24.12. | 18 | 352.6054 |  | 334.8754 | 0 | 0 | 17.73 | 0
24.12. | 19 | 352.6054 |  | 334.8754 | 0 | 0 | 17.73 | 0
24.12. | 20 | 346.0425 |  | 328.6425 | 0 | 0 | 17.4 | 0
24.12. | 21 | 338.883 |  | 321.843 | 0 | 0 | 17.04 | 0
24.12. | 22 | 327.5471 |  | 311.0771 | 0 | 0 | 16.47 | 0
24.12. | 23 | 319.1944 |  | 303.1444 | 0 | 0 | 16.05 | 0
24.12. | 24 | 321.5809 |  | 305.4109 | 0 | 0 | 16.17 | 0
25.12. | 1 | 310.245 |  | 294.645 | 0 | 0 | 15.6 | 0
25.12. | 2 | 315.018 |  | 299.178 | 0 | 0 | 15.84 | 0
25.12. | 3 | 312.6315 |  | 296.9115 | 0 | 0 | 15.72 | 0
25.12. | 4 | 308.4551 |  | 292.9451 | 0 | 0 | 15.51 | 0
25.12. | 5 | 301.8922 |  | 286.7122 | 0 | 0 | 15.18 | 0
25.12. | 6 | 300.1024 |  | 285.0124 | 0 | 0 | 15.09 | 0
25.12. | 7 | 305.472 |  | 290.112 | 0 | 0 | 15.36 | 0
25.12. | 8 | 310.8416 |  | 295.2116 | 0 | 0 | 15.63 | 0
25.12. | 9 | 320.9842 |  | 304.8442 | 0 | 0 | 16.14 | 0
25.12. | 10 | 331.1269 |  | 314.4769 | 0 | 0 | 16.65 | 0
25.12. | 11 | 338.2864 |  | 321.2764 | 0 | 0 | 17.01 | 0
25.12. | 12 | 339.4796 |  | 322.4096 | 0 | 0 | 17.07 | 0
25.12. | 13 | 342.4628 |  | 325.2428 | 0 | 0 | 17.22 | 0
25.12. | 14 | 341.8661 |  | 324.6761 | 0 | 0 | 17.19 | 0
25.12. | 15 | 343.656 |  | 326.376 | 0 | 0 | 17.28 | 0
25.12. | 16 | 343.0594 |  | 325.8094 | 0 | 0 | 17.25 | 0
25.12. | 17 | 341.8661 |  | 324.6761 | 0 | 0 | 17.19 | 0
25.12. | 18 | 338.2864 |  | 321.2764 | 0 | 0 | 17.01 | 0
25.12. | 19 | 320.9842 |  | 304.8442 | 0 | 0 | 16.14 | 0
25.12. | 20 | 311.4382 |  | 295.7783 | 0 | 0 | 15.66 | 0
25.12. | 21 | 304.2788 |  | 288.9787 | 0 | 0 | 15.3 | 0
25.12. | 22 | 296.5226 |  | 281.6126 | 0 | 0 | 14.91 | 0
25.12. | 23 | 295.3294 |  | 280.4794 | 0 | 0 | 14.85 | 0
25.12. | 24 | 306.0686 |  | 290.6786 | 0 | 0 | 15.39 | 0
26.12. | 1 | 319.1944 |  | 303.1444 | 0 | 0 | 16.05 | 0
26.12. | 2 | 318.0011 |  | 302.0111 | 0 | 0 | 15.99 | 0
26.12. | 3 | 316.8079 |  | 300.8779 | 0 | 0 | 15.93 | 0
26.12. | 4 | 316.2112 |  | 300.3112 | 0 | 0 | 15.9 | 0
26.12. | 5 | 312.0349 |  | 296.3449 | 0 | 0 | 15.69 | 0
26.12. | 6 | 313.8247 |  | 298.0448 | 0 | 0 | 15.78 | 0
26.12. | 7 | 322.7741 |  | 306.5441 | 0 | 0 | 16.23 | 0
26.12. | 8 | 338.2864 |  | 321.2764 | 0 | 0 | 17.01 | 0
26.12. | 9 | 346.6391 |  | 329.2091 | 0 | 0 | 17.43 | 0
26.12. | 10 | 346.6391 |  | 329.2091 | 0 | 0 | 17.43 | 0
26.12. | 11 | 347.8324 |  | 330.3424 | 0 | 0 | 17.49 | 0
26.12. | 12 | 347.8324 |  | 330.3424 | 0 | 0 | 17.49 | 0
26.12. | 13 | 349.6223 |  | 332.0423 | 0 | 0 | 17.58 | 0
26.12. | 14 | 350.2189 |  | 332.6089 | 0 | 0 | 17.61 | 0
26.12. | 15 | 350.8155 |  | 333.1755 | 0 | 0 | 17.64 | 0
26.12. | 16 | 352.0088 |  | 334.3087 | 0 | 0 | 17.7 | 0
26.12. | 17 | 353.202 |  | 335.442 | 0 | 0 | 17.76 | 0
26.12. | 18 | 352.6054 |  | 334.8754 | 0 | 0 | 17.73 | 0
26.12. | 19 | 352.0088 |  | 334.3087 | 0 | 0 | 17.7 | 0
26.12. | 20 | 345.4459 |  | 328.0759 | 0 | 0 | 17.37 | 0
26.12. | 21 | 338.2864 |  | 321.2764 | 0 | 0 | 17.01 | 0
26.12. | 22 | 326.9505 |  | 310.5105 | 0 | 0 | 16.44 | 0
26.12. | 23 | 318.5978 |  | 302.5777 | 0 | 0 | 16.02 | 0
26.12. | 24 | 320.9842 |  | 304.8442 | 0 | 0 | 16.14 | 0
27.12. | 1 | 322.1775 |  | 305.9775 | 0 | 0 | 16.2 | 0
27.12. | 2 | 320.9842 |  | 304.8442 | 0 | 0 | 16.14 | 0
27.12. | 3 | 319.791 |  | 303.711 | 0 | 0 | 16.08 | 0
27.12. | 4 | 319.1944 |  | 303.1444 | 0 | 0 | 16.05 | 0
27.12. | 5 | 315.6146 |  | 299.7446 | 0 | 0 | 15.87 | 0
27.12. | 6 | 316.8079 |  | 300.8779 | 0 | 0 | 15.93 | 0
27.12. | 7 | 325.7572 |  | 309.3773 | 0 | 0 | 16.38 | 0
27.12. | 8 | 341.8661 |  | 324.6761 | 0 | 0 | 17.19 | 0
27.12. | 9 | 350.2189 |  | 332.6089 | 0 | 0 | 17.61 | 0
27.12. | 10 | 350.2189 |  | 332.6089 | 0 | 0 | 17.61 | 0
27.12. | 11 | 351.4121 |  | 333.7421 | 0 | 0 | 17.67 | 0
27.12. | 12 | 351.4121 |  | 333.7421 | 0 | 0 | 17.67 | 0
27.12. | 13 | 353.202 |  | 335.442 | 0 | 0 | 17.76 | 0
27.12. | 14 | 353.7986 |  | 336.0086 | 0 | 0 | 17.79 | 0
27.12. | 15 | 354.3952 |  | 336.5752 | 0 | 0 | 17.82 | 0
27.12. | 16 | 355.5885 |  | 337.7085 | 0 | 0 | 17.88 | 0
27.12. | 17 | 357.3784 |  | 339.4084 | 0 | 0 | 17.97 | 0
27.12. | 18 | 356.1851 |  | 338.2751 | 0 | 0 | 17.91 | 0
27.12. | 19 | 355.5885 |  | 337.7085 | 0 | 0 | 17.88 | 0
27.12. | 20 | 349.0256 |  | 331.4756 | 0 | 0 | 17.55 | 0
27.12. | 21 | 341.8661 |  | 324.6761 | 0 | 0 | 17.19 | 0
27.12. | 22 | 330.5303 |  | 313.9103 | 0 | 0 | 16.62 | 0
27.12. | 23 | 322.1775 |  | 305.9775 | 0 | 0 | 16.2 | 0
27.12. | 24 | 324.564 |  | 308.244 | 0 | 0 | 16.32 | 0
28.12. | 1 | 326.3539 |  | 309.9439 | 0 | 0 | 16.41 | 0
28.12. | 2 | 325.1606 |  | 308.8106 | 0 | 0 | 16.35 | 0
28.12. | 3 | 323.9674 |  | 307.6774 | 0 | 0 | 16.29 | 0
28.12. | 4 | 323.3707 |  | 307.1107 | 0 | 0 | 16.26 | 0
28.12. | 5 | 319.791 |  | 303.711 | 0 | 0 | 16.08 | 0
28.12. | 6 | 320.9842 |  | 304.8442 | 0 | 0 | 16.14 | 0
28.12. | 7 | 329.9336 |  | 313.3436 | 0 | 0 | 16.59 | 0
28.12. | 8 | 346.0425 |  | 328.6425 | 0 | 0 | 17.4 | 0
28.12. | 9 | 354.3952 |  | 336.5752 | 0 | 0 | 17.82 | 0
28.12. | 10 | 354.9919 |  | 337.1419 | 0 | 0 | 17.85 | 0
28.12. | 11 | 356.1851 |  | 338.2751 | 0 | 0 | 17.91 | 0
28.12. | 12 | 356.1851 |  | 338.2751 | 0 | 0 | 17.91 | 0
28.12. | 13 | 357.975 |  | 339.975 | 0 | 0 | 18 | 0
28.12. | 14 | 358.5716 |  | 340.5416 | 0 | 0 | 18.03 | 0
28.12. | 15 | 359.1683 |  | 341.1082 | 0 | 0 | 18.06 | 0
28.12. | 16 | 360.3615 |  | 342.2415 | 0 | 0 | 18.12 | 0
28.12. | 17 | 361.5548 |  | 343.3748 | 0 | 0 | 18.18 | 0
28.12. | 18 | 360.3615 |  | 342.2415 | 0 | 0 | 18.12 | 0
28.12. | 19 | 360.3615 |  | 342.2415 | 0 | 0 | 18.12 | 0
28.12. | 20 | 353.7986 |  | 336.0086 | 0 | 0 | 17.79 | 0
28.12. | 21 | 346.6391 |  | 329.2091 | 0 | 0 | 17.43 | 0
28.12. | 22 | 334.7066 |  | 317.8766 | 0 | 0 | 16.83 | 0
28.12. | 23 | 326.3539 |  | 309.9439 | 0 | 0 | 16.41 | 0
28.12. | 24 | 328.7404 |  | 312.2104 | 0 | 0 | 16.53 | 0
29.12. | 1 | 321.5809 |  | 305.4109 | 0 | 0 | 16.17 | 0
29.12. | 2 | 326.9505 |  | 310.5105 | 0 | 0 | 16.44 | 0
29.12. | 3 | 324.564 |  | 308.244 | 0 | 0 | 16.32 | 0
29.12. | 4 | 320.3876 |  | 304.2776 | 0 | 0 | 16.11 | 0
29.12. | 5 | 313.2281 |  | 297.4781 | 0 | 0 | 15.75 | 0
29.12. | 6 | 311.4382 |  | 295.7783 | 0 | 0 | 15.66 | 0
29.12. | 7 | 316.8079 |  | 300.8779 | 0 | 0 | 15.93 | 0
29.12. | 8 | 322.1775 |  | 305.9775 | 0 | 0 | 16.2 | 0
29.12. | 9 | 332.9167 |  | 316.1768 | 0 | 0 | 16.74 | 0
29.12. | 10 | 343.656 |  | 326.376 | 0 | 0 | 17.28 | 0
29.12. | 11 | 350.8155 |  | 333.1755 | 0 | 0 | 17.64 | 0
29.12. | 12 | 352.0088 |  | 334.3087 | 0 | 0 | 17.7 | 0
29.12. | 13 | 355.5885 |  | 337.7085 | 0 | 0 | 17.88 | 0
29.12. | 14 | 354.3952 |  | 336.5752 | 0 | 0 | 17.82 | 0
29.12. | 15 | 356.7817 |  | 338.8417 | 0 | 0 | 17.94 | 0
29.12. | 16 | 355.5885 |  | 337.7085 | 0 | 0 | 17.88 | 0
29.12. | 17 | 354.9919 |  | 337.1419 | 0 | 0 | 17.85 | 0
29.12. | 18 | 350.8155 |  | 333.1755 | 0 | 0 | 17.64 | 0
29.12. | 19 | 332.9167 |  | 316.1768 | 0 | 0 | 16.74 | 0
29.12. | 20 | 323.3707 |  | 307.1107 | 0 | 0 | 16.26 | 0
29.12. | 21 | 315.6146 |  | 299.7446 | 0 | 0 | 15.87 | 0
29.12. | 22 | 307.2619 |  | 291.8119 | 0 | 0 | 15.45 | 0
29.12. | 23 | 306.0686 |  | 290.6786 | 0 | 0 | 15.39 | 0
29.12. | 24 | 317.4045 |  | 301.4445 | 0 | 0 | 15.96 | 0
30.12. | 1 | 319.791 |  | 303.711 | 0 | 0 | 16.08 | 0
30.12. | 2 | 324.564 |  | 308.244 | 0 | 0 | 16.32 | 0
30.12. | 3 | 322.1775 |  | 305.9775 | 0 | 0 | 16.2 | 0
30.12. | 4 | 318.0011 |  | 302.0111 | 0 | 0 | 15.99 | 0
30.12. | 5 | 310.8416 |  | 295.2116 | 0 | 0 | 15.63 | 0
30.12. | 6 | 309.0518 |  | 293.5118 | 0 | 0 | 15.54 | 0
30.12. | 7 | 314.4214 |  | 298.6114 | 0 | 0 | 15.81 | 0
30.12. | 8 | 319.791 |  | 303.711 | 0 | 0 | 16.08 | 0
30.12. | 9 | 330.5303 |  | 313.9103 | 0 | 0 | 16.62 | 0
30.12. | 10 | 341.2695 |  | 324.1095 | 0 | 0 | 17.16 | 0
30.12. | 11 | 347.8324 |  | 330.3424 | 0 | 0 | 17.49 | 0
30.12. | 12 | 349.6223 |  | 332.0423 | 0 | 0 | 17.58 | 0
30.12. | 13 | 353.202 |  | 335.442 | 0 | 0 | 17.76 | 0
30.12. | 14 | 352.0088 |  | 334.3087 | 0 | 0 | 17.7 | 0
30.12. | 15 | 354.3952 |  | 336.5752 | 0 | 0 | 17.82 | 0
30.12. | 16 | 353.202 |  | 335.442 | 0 | 0 | 17.76 | 0
30.12. | 17 | 352.0088 |  | 334.3087 | 0 | 0 | 17.7 | 0
30.12. | 18 | 347.8324 |  | 330.3424 | 0 | 0 | 17.49 | 0
30.12. | 19 | 330.5303 |  | 313.9103 | 0 | 0 | 16.62 | 0
30.12. | 20 | 320.9842 |  | 304.8442 | 0 | 0 | 16.14 | 0
30.12. | 21 | 313.2281 |  | 297.4781 | 0 | 0 | 15.75 | 0
30.12. | 22 | 305.472 |  | 290.112 | 0 | 0 | 15.36 | 0
30.12. | 23 | 303.6821 |  | 288.4121 | 0 | 0 | 15.27 | 0
30.12. | 24 | 315.018 |  | 299.178 | 0 | 0 | 15.84 | 0
31.12. | 1 | 327.5471 |  | 311.0771 | 0 | 0 | 16.47 | 0
31.12. | 2 | 326.3539 |  | 309.9439 | 0 | 0 | 16.41 | 0
31.12. | 3 | 325.1606 |  | 308.8106 | 0 | 0 | 16.35 | 0
31.12. | 4 | 324.564 |  | 308.244 | 0 | 0 | 16.32 | 0
31.12. | 5 | 320.9842 |  | 304.8442 | 0 | 0 | 16.14 | 0
31.12. | 6 | 322.1775 |  | 305.9775 | 0 | 0 | 16.2 | 0
31.12. | 7 | 331.7235 |  | 315.0435 | 0 | 0 | 16.68 | 0
31.12. | 8 | 347.8324 |  | 330.3424 | 0 | 0 | 17.49 | 0
31.12. | 9 | 356.1851 |  | 338.2751 | 0 | 0 | 17.91 | 0
31.12. | 10 | 356.1851 |  | 338.2751 | 0 | 0 | 17.91 | 0
31.12. | 11 | 357.3784 |  | 339.4084 | 0 | 0 | 17.97 | 0
31.12. | 12 | 357.3784 |  | 339.4084 | 0 | 0 | 17.97 | 0
31.12. | 13 | 359.1683 |  | 341.1082 | 0 | 0 | 18.06 | 0
31.12. | 14 | 360.3615 |  | 342.2415 | 0 | 0 | 18.12 | 0
31.12. | 15 | 360.3615 |  | 342.2415 | 0 | 0 | 18.12 | 0
31.12. | 16 | 361.5548 |  | 343.3748 | 0 | 0 | 18.18 | 0
31.12. | 17 | 363.3446 |  | 345.0746 | 0 | 0 | 18.27 | 0
31.12. | 18 | 362.1514 |  | 343.9414 | 0 | 0 | 18.21 | 0
31.12. | 19 | 361.5548 |  | 343.3748 | 0 | 0 | 18.18 | 0
31.12. | 20 | 354.9919 |  | 337.1419 | 0 | 0 | 17.85 | 0
31.12. | 21 | 347.8324 |  | 330.3424 | 0 | 0 | 17.49 | 0
31.12. | 22 | 335.8999 |  | 319.0099 | 0 | 0 | 16.89 | 0
31.12. | 23 | 327.5471 |  | 311.0771 | 0 | 0 | 16.47 | 0
31.12. | 24 | 329.9336 |  | 313.3436 | 0 | 0 | 16.59 | 0