## Thermal
ENTSO-E Market Modelling Database: Thermal generation
Country:
Market Node: | ITCS
Year:
Climate year
Scenario
Fuel & Plant type |  | Net generating capacity (MW) | Number of units | Number of biofuel units | Biofuel usage [%] | MUST RUN OBLIGATIONS | [13 empty] | Daily limitation in MWh (optional) | [11 empty] | Unavailability |  |  | Min stable power (% of max power) | Ramp up rate(MW/h) | Ramp down rate (MW/h) | fixed generation reduction (% of max power output) | Median Start-up fuel name | Custom biofuel price (EUR/Net GJ) | Maximum number of units on maintenance
[32 empty] | Forced outage (annual rate) | Planned outage | Planned outage
[33 empty] | annual rate | winter
[7 empty] | Jan | Feb | Mar | April | May | June | July | Aug | Sept | Oct | Nov | Dec | causes (e.g technical, subsidies, environmental, grid constraints... | Jan | Feb | Mar | April | May | June | July | Aug | Sept | Oct | Nov | Dec | % | number of days | minimum % of annual number of days
Nuclear |  | 0 | 0 | 0 | 0 | number of must run units | 0 | 0 | 0 | 0 | 0 | 0 | 0 | 0 | 0 | 0 | 0 | 0 | [13 empty] | 5 | 54 | 15 |  |  |  | 0 | 0 |  | 0
[6 empty] | % of installed capacity | 0 | 0 | 0 | 0 | 0 | 0 | 0 | 0 | 0 | 0 | 0 | 0
Hard coal | old 1 | 0 | 0 | 0 | 0 | number of must run units | 0 | 0 | 0 | 0 | 0 | 0 | 0 | 0 | 0 | 0 | 0 | 0 | [13 empty] | 10 | 27 | 15 |  |  |  | 0 | 0 |  | 0
[6 empty] | % of installed capacity | 0 | 0 | 0 | 0 | 0 | 0 | 0 | 0 | 0 | 0 | 0 | 0
| old 2 | 0 | 0 | 0 | 0 | number of must run units | 0 | 0 | 0 | 0 | 0 | 0 | 0 | 0 | 0 | 0 | 0 | 0 | [13 empty] | 10 | 27 | 15 |  |  |  | 0 | 0 |  | 0
[6 empty] | % of installed capacity | 0 | 0 | 0 | 0 | 0 | 0 | 0 | 0 | 0 | 0 | 0 | 0
| new | 0 | 0 | 0 | 0 | number of must run units | 0 | 0 | 0 | 0 | 0 | 0 | 0 | 0 | 0 | 0 | 0 | 0 | [13 empty] | 7.5 | 27 | 15 |  |  |  | 0 | 0 |  | 0
[6 empty] | % of installed capacity | 0 | 0 | 0 | 0 | 0 | 0 | 0 | 0 | 0 | 0 | 0 | 0
| CCS | 0 | 0 | 0 | 0 | number of must run units | 0 | 0 | 0 | 0 | 0 | 0 | 0 | 0 | 0 | 0 | 0 | 0 | [13 empty] | 7.5 | 27 | 15 |  |  |  | 0 | 0 |  | 0
[6 empty] | % of installed capacity | 0 | 0 | 0 | 0 | 0 | 0 | 0 | 0 | 0 | 0 | 0 | 0
Lignite | old 1 | 0 | 0 | 0 | 0 | number of must run units | 0 | 0 | 0 | 0 | 0 | 0 | 0 | 0 | 0 | 0 | 0 | 0 | [13 empty] | 10 | 27 | 15 |  |  |  | 0 | 0 |  | 0
[6 empty] | % of installed capacity | 0 | 0 | 0 | 0 | 0 | 0 | 0 | 0 | 0 | 0 | 0 | 0
| old 2 | 0 | 0 | 0 | 0 | number of must run units | 0 | 0 | 0 | 0 | 0 | 0 | 0 | 0 | 0 | 0 | 0 | 0 | [13 empty] | 10 | 27 | 15 |  |  |  | 0 | 0 |  | 0
[6 empty] | % of installed capacity | 0 | 0 | 0 | 0 | 0 | 0 | 0 | 0 | 0 | 0 | 0 | 0
| new | 0 | 0 | 0 | 0 | number of must run units | 0 | 0 | 0 | 0 | 0 | 0 | 0 | 0 | 0 | 0 | 0 | 0 | [13 empty] | 7.5 | 27 | 15 |  |  |  | 0 | 0 |  | 0
[6 empty] | % of installed capacity | 0 | 0 | 0 | 0 | 0 | 0 | 0 | 0 | 0 | 0 | 0 | 0
| CCS | 0 | 0 | 0 | 0 | number of must run units | 0 | 0 | 0 | 0 | 0 | 0 | 0 | 0 | 0 | 0 | 0 | 0 | [13 empty] | 7.5 | 27 | 15 |  |  |  | 0 | 0 |  | 0
[6 empty] | % of installed capacity | 0 | 0 | 0 | 0 | 0 | 0 | 0 | 0 | 0 | 0 | 0 | 0
Gas | Conventional old 1 | 468.0741 | 4 | 0 | 0 | number of must run units | [25 empty] | 8 | 27 | 15 | 27.8555 | 9 | 9 | 25.258 | 0 | 0 | 4 | bar: Jan to Dec
[6 empty] | % of installed capacity | 4.0618 | 3.7746 | 2.6022 | 0.26321 | 0 | 0 | 0 | 0 | 0 | 0.26321 | 1.9202 | 3.5593
| Conventional old 2 | 117.43 | 3 | 0 | 0 | number of must run units | 0 | 0 | 0 | 0 | 0 | 0 | 0 | 0 | 0 | 0 | 0 | 0 | [13 empty] | 8 | 27 | 15 | 35.6485 | 9 | 9 | 10.344 | 0 | 0 | 3
[6 empty] | % of installed capacity | 0 | 0 | 0 | 0 | 0 | 0 | 0 | 0 | 0 | 0 | 0 | 0
| CCGT old 1 | 124 | 3 | 0 | 0 | number of must run units | [25 empty] | 8 | 27 | 15 | 13.1452 | 1.2 | 3 | 10.344 | 0 | 0 | 3 | bar: Jan to Dec
[6 empty] | % of installed capacity | 0 | 0 | 0 | 0 | 0 | 0 | 0 | 0 | 0 | 0 | 0 | 0
| CCGT old 2 | 4947 | 12 | 0 | 0 | number of must run units | 7 | 7 | 7 | 7 | 7 | 7 | 7 | 7 | 7 | 7 | 7 | 7 | [13 empty] | 8 | 27 | 15 | 40.2769 | 1.2 | 3 | 10.344 | 0 | 0 | 12
[6 empty] | % of installed capacity | 16.2608 | 16.2608 | 16.2608 | 16.2608 | 16.2608 | 16.2608 | 16.2608 | 16.2608 | 16.2608 | 16.2608 | 16.2608 | 16.2608
| CCGT new | 783 | 2 | 0 | 0 | number of must run units | 0 | 0 | 0 | 0 | 0 | 0 | 0 | 0 | 0 | 0 | 0 | 0 | [13 empty] | 5 | 27 | 15 | 16.6028 | 2.4 | 3 | 10.344 | 0 | 0 | 2
[6 empty] | % of installed capacity | 0 | 0 | 0 | 0 | 0 | 0 | 0 | 0 | 0 | 0 | 0 | 0
| CCGT CCS | 0 | 0 | 0 | 0 | number of must run units | 0 | 0 | 0 | 0 | 0 | 0 | 0 | 0 | 0 | 0 | 0 | 0 | [13 empty] | 5 | 27 | 15 |  |  |  | 0 | 0 |  | 0
[6 empty] | % of installed capacity | 0 | 0 | 0 | 0 | 0 | 0 | 0 | 0 | 0 | 0 | 0 | 0
| OCGT old | 0 | 0 | 0 | 0 | number of must run units | 0 | 0 | 0 | 0 | 0 | 0 | 0 | 0 | 0 | 0 | 0 | 0 | [13 empty] | 8 | 13 | 15 |  |  |  | 0 | 0 |  | 0
[6 empty] | % of installed capacity | 0 | 0 | 0 | 0 | 0 | 0 | 0 | 0 | 0 | 0 | 0 | 0
| OCGT new | 758 | 4 | 0 | 0 | number of must run units | [25 empty] | 5 | 13 | 15 | 33.058 | 7.2 | 7.2 | 10.344 | 0 | 0 | 4 | bar: Jan to Dec
[6 empty] | % of installed capacity | 8.8522 | 8.8522 | 8.8522 | 8.8522 | 8.8522 | 8.8522 | 8.8522 | 8.8522 | 8.8522 | 8.8522 | 8.8522 | 8.8522
Light oil |  | 96 | 2 | 0 | 0 | number of must run units | 0 | 0 | 0 | 0 | 0 | 0 | 0 | 0 | 0 | 0 | 0 | 0 | [13 empty] | 8 | 13 | 15 | 22.9167 | 4.8 | 4.8 | 10.344 | 0 | 0 | 2
[6 empty] | % of installed capacity | 0 | 0 | 0 | 0 | 0 | 0 | 0 | 0 | 0 | 0 | 0 | 0
Heavy oil | old 1 | 0 | 0 | 0 | 0 | number of must run units | 0 | 0 | 0 | 0 | 0 | 0 | 0 | 0 | 0 | 0 | 0 | 0 | [13 empty] | 10 | 27 | 15 |  |  |  | 0 | 0 |  | 0
[6 empty] | % of installed capacity | 0 | 0 | 0 | 0 | 0 | 0 | 0 | 0 | 0 | 0 | 0 | 0
| old 2 | 0 | 0 | 0 | 0 | number of must run units | 0 | 0 | 0 | 0 | 0 | 0 | 0 | 0 | 0 | 0 | 0 | 0 | [13 empty] | 10 | 27 | 15 |  |  |  | 0 | 0 |  | 0
[6 empty] | % of installed capacity | 0 | 0 | 0 | 0 | 0 | 0 | 0 | 0 | 0 | 0 | 0 | 0
Oil shale | old | 0 | 0 | 0 | 0 | number of must run units | 0 | 0 | 0 | 0 | 0 | 0 | 0 | 0 | 0 | 0 | 0 | 0 | [13 empty] | 10 | 27 | 15 |  |  |  | 0 | 0 |  | 0
[6 empty] | % of installed capacity | 0 | 0 | 0 | 0 | 0 | 0 | 0 | 0 | 0 | 0 | 0 | 0
| new | 0 | 0 | 0 | 0 | number of must run units | 0 | 0 | 0 | 0 | 0 | 0 | 0 | 0 | 0 | 0 | 0 | 0 | [13 empty] | 7.5 | 27 | 15 |  |  |  | 0 | 0 |  | 0
[6 empty] | % of installed capacity | 0 | 0 | 0 | 0 | 0 | 0 | 0 | 0 | 0 | 0 | 0 | 0
Gas | CCGT present 1 | 0 | 0 | 0 | 0 | number of must run units | 0 | 0 | 0 | 0 | 0 | 0 | 0 | 0 | 0 | 0 | 0 | 0 | [13 empty] | 5 | 27 | 15 |  |  |  | 0 | 0 |  | 0
[6 empty] | % of installed capacity | 0 | 0 | 0 | 0 | 0 | 0 | 0 | 0 | 0 | 0 | 0 | 0
| CCGT present 2 | 0 | 0 | 0 | 0 | number of must run units | 0 | 0 | 0 | 0 | 0 | 0 | 0 | 0 | 0 | 0 | 0 | 0 | [13 empty] | 5 | 27 | 15 |  |  |  | 0 | 0 |  | 0
[6 empty] | % of installed capacity | 0 | 0 | 0 | 0 | 0 | 0 | 0 | 0 | 0 | 0 | 0 | 0
Hydrogen | Fuel Cell | 0 | 0 | 0 | 0 | number of must run units | 0 | 0 | 0 | 0 | 0 | 0 | 0 | 0 | 0 | 0 | 0 | 0 | [13 empty] | 2.5 | 7 | 0 |  |  |  | 0 | 0 |  | 0
[6 empty] | % of installed capacity | 0 | 0 | 0 | 0 | 0 | 0 | 0 | 0 | 0 | 0 | 0 | 0
Hydrogen | CCGT | 0 | 0 | 0 | 0 | number of must run units | 0 | 0 | 0 | 0 | 0 | 0 | 0 | 0 | 0 | 0 | 0 | 0 | [13 empty] | 5 | 27 | 15 |  |  |  | 0 | 0 |  | 0
[6 empty] | % of installed capacity | 0 | 0 | 0 | 0 | 0 | 0 | 0 | 0 | 0 | 0 | 0 | 0
Hydrogen | OCGT | 0 | 0 | 0 | 0 | number of must run units | 0 | 0 | 0 | 0 | 0 | 0 | 0 | 0 | 0 | 0 | 0 | 0 | [13 empty] | 5 | 13 | 15 |  |  |  | 0 | 0 |  | 0
[6 empty] | % of installed capacity | 0 | 0 | 0 | 0 | 0 | 0 | 0 | 0 | 0 | 0 | 0 | 0

## Other Non-RES
ENTSO-E Market Modelling Database: Other non-RES
Country:
Market Node: | ITCS
Year:
Climate year |  |  | N.B. use convention first January always Monday (2007 calendar year) --> see guidelines for further details
Scenario
|  | Price Band 1 | Price Band 2
| Installed capacity (MW) | 395.0741
Number of units
| PEMMDB type(s) | OtherNon-RES/Gas/conventional old 1
Purpose
| Avg. Market Offer Price (€/MWh) | 0
| Avg. Efficiency Ratio | 0.36
| Avg. CO2 em. factor (ton/MWh) | 158.3333
| Start climate year | 2030
| End climate year | 2030
Date | Hour | Available capacity (MW) | Available capacity (MW) | Available capacity (MW) | Available capacity (MW) | Available capacity (MW) | Available capacity (MW) | Available capacity (MW) | Available capacity (MW) | Available capacity (MW) | Available capacity (MW) | Available capacity (MW) | Available capacity (MW) | Available capacity (MW) | Available capacity (MW) | Available capacity (MW) | Available capacity (MW) | Available capacity (MW) | Available capacity (MW) | Available capacity (MW) | Available capacity (MW) | Available capacity (MW) | Available capacity (MW) | Available capacity (MW) | Available capacity (MW) | Available capacity (MW) | Available capacity (MW) | Available capacity (MW)
01.01. | 1 | 395.0741
01.01. | 2 | 395.0741
01.01. | 3 | 395.0741
01.01. | 4 | 395.0741
01.01. | 5 | 395.0741
01.01. | 6 | 395.0741
01.01. | 7 | 395.0741
01.01. | 8 | 395.0741
01.01. | 9 | 395.0741
01.01. | 10 | 395.0741
01.01. | 11 | 395.0741
01.01. | 12 | 395.0741
01.01. | 13 | 395.0741
01.01. | 14 | 395.0741
01.01. | 15 | 395.0741
01.01. | 16 | 395.0741
01.01. | 17 | 395.0741
01.01. | 18 | 395.0741
01.01. | 19 | 395.0741
01.01. | 20 | 395.0741
01.01. | 21 | 395.0741
01.01. | 22 | 395.0741
01.01. | 23 | 395.0741
01.01. | 24 | 395.0741
02.01. | 1 | 395.0741
02.01. | 2 | 395.0741
02.01. | 3 | 395.0741
02.01. | 4 | 395.0741
02.01. | 5 | 395.0741
02.01. | 6 | 395.0741
02.01. | 7 | 395.0741
02.01. | 8 | 395.0741
02.01. | 9 | 395.0741
02.01. | 10 | 395.0741
02.01. | 11 | 395.0741
02.01. | 12 | 395.0741
02.01. | 13 | 395.0741
02.01. | 14 | 395.0741
02.01. | 15 | 395.0741
02.01. | 16 | 395.0741
02.01. | 17 | 395.0741
02.01. | 18 | 395.0741
02.01. | 19 | 395.0741
02.01. | 20 | 395.0741
02.01. | 21 | 395.0741
02.01. | 22 | 395.0741
02.01. | 23 | 395.0741
02.01. | 24 | 395.0741
03.01. | 1 | 395.0741
03.01. | 2 | 395.0741
03.01. | 3 | 395.0741
03.01. | 4 | 395.0741
03.01. | 5 | 395.0741
03.01. | 6 | 395.0741
03.01. | 7 | 395.0741
03.01. | 8 | 395.0741
03.01. | 9 | 395.0741
03.01. | 10 | 395.0741
03.01. | 11 | 395.0741
03.01. | 12 | 395.0741
03.01. | 13 | 395.0741
03.01. | 14 | 395.0741
03.01. | 15 | 395.0741
03.01. | 16 | 395.0741
03.01. | 17 | 395.0741
03.01. | 18 | 395.0741
03.01. | 19 | 395.0741
03.01. | 20 | 395.0741
03.01. | 21 | 395.0741
03.01. | 22 | 395.0741
03.01. | 23 | 395.0741
03.01. | 24 | 395.0741
04.01. | 1 | 395.0741
04.01. | 2 | 395.0741
04.01. | 3 | 395.0741
04.01. | 4 | 395.0741
04.01. | 5 | 395.0741
04.01. | 6 | 395.0741
04.01. | 7 | 395.0741
04.01. | 8 | 395.0741
04.01. | 9 | 395.0741
04.01. | 10 | 395.0741
04.01. | 11 | 395.0741
04.01. | 12 | 395.0741
04.01. | 13 | 395.0741
04.01. | 14 | 395.0741
04.01. | 15 | 395.0741
04.01. | 16 | 395.0741
04.01. | 17 | 395.0741
04.01. | 18 | 395.0741
04.01. | 19 | 395.0741
04.01. | 20 | 395.0741
04.01. | 21 | 395.0741
04.01. | 22 | 395.0741
04.01. | 23 | 395.0741
04.01. | 24 | 395.0741
05.01. | 1 | 395.0741
05.01. | 2 | 395.0741
05.01. | 3 | 395.0741
05.01. | 4 | 395.0741
05.01. | 5 | 395.0741
05.01. | 6 | 395.0741
05.01. | 7 | 395.0741
05.01. | 8 | 395.0741
05.01. | 9 | 395.0741
05.01. | 10 | 395.0741
05.01. | 11 | 395.0741
05.01. | 12 | 395.0741
05.01. | 13 | 395.0741
05.01. | 14 | 395.0741
05.01. | 15 | 395.0741
05.01. | 16 | 395.0741
05.01. | 17 | 395.0741
05.01. | 18 | 395.0741
05.01. | 19 | 395.0741
05.01. | 20 | 395.0741
05.01. | 21 | 395.0741
05.01. | 22 | 395.0741
05.01. | 23 | 395.0741
05.01. | 24 | 395.0741
06.01. | 1 | 395.0741
06.01. | 2 | 395.0741
06.01. | 3 | 395.0741
06.01. | 4 | 395.0741
06.01. | 5 | 395.0741
06.01. | 6 | 395.0741
06.01. | 7 | 395.0741
06.01. | 8 | 395.0741
06.01. | 9 | 395.0741
06.01. | 10 | 395.0741
06.01. | 11 | 395.0741
06.01. | 12 | 395.0741
06.01. | 13 | 395.0741
06.01. | 14 | 395.0741
06.01. | 15 | 395.0741
06.01. | 16 | 395.0741
06.01. | 17 | 395.0741
06.01. | 18 | 395.0741
06.01. | 19 | 395.0741
06.01. | 20 | 395.0741
06.01. | 21 | 395.0741
06.01. | 22 | 395.0741
06.01. | 23 | 395.0741
06.01. | 24 | 395.0741
07.01. | 1 | 395.0741
07.01. | 2 | 395.0741
07.01. | 3 | 395.0741
07.01. | 4 | 395.0741
07.01. | 5 | 395.0741
07.01. | 6 | 395.0741
07.01. | 7 | 395.0741
07.01. | 8 | 395.0741
07.01. | 9 | 395.0741
07.01. | 10 | 395.0741
07.01. | 11 | 395.0741
07.01. | 12 | 395.0741
07.01. | 13 | 395.0741
07.01. | 14 | 395.0741
07.01. | 15 | 395.0741
07.01. | 16 | 395.0741
07.01. | 17 | 395.0741
07.01. | 18 | 395.0741
07.01. | 19 | 395.0741
07.01. | 20 | 395.0741
07.01. | 21 | 395.0741
07.01. | 22 | 395.0741
07.01. | 23 | 395.0741
07.01. | 24 | 395.0741
08.01. | 1 | 395.0741
08.01. | 2 | 395.0741
08.01. | 3 | 395.0741
08.01. | 4 | 395.0741
08.01. | 5 | 395.0741
08.01. | 6 | 395.0741
08.01. | 7 | 395.0741
08.01. | 8 | 395.0741
08.01. | 9 | 395.0741
08.01. | 10 | 395.0741
08.01. | 11 | 395.0741
08.01. | 12 | 395.0741
08.01. | 13 | 395.0741
08.01. | 14 | 395.0741
08.01. | 15 | 395.0741
08.01. | 16 | 395.0741
08.01. | 17 | 395.0741
08.01. | 18 | 395.0741
08.01. | 19 | 395.0741
08.01. | 20 | 395.0741
08.01. | 21 | 395.0741
08.01. | 22 | 395.0741
08.01. | 23 | 395.0741
08.01. | 24 | 395.0741
09.01. | 1 | 395.0741
09.01. | 2 | 395.0741
09.01. | 3 | 395.0741
09.01. | 4 | 395.0741
09.01. | 5 | 395.0741
09.01. | 6 | 395.0741
09.01. | 7 | 395.0741
09.01. | 8 | 395.0741
09.01. | 9 | 395.0741
09.01. | 10 | 395.0741
09.01. | 11 | 395.0741
09.01. | 12 | 395.0741
09.01. | 13 | 395.0741
09.01. | 14 | 395.0741
09.01. | 15 | 395.0741
09.01. | 16 | 395.0741
09.01. | 17 | 395.0741
09.01. | 18 | 395.0741
09.01. | 19 | 395.0741
09.01. | 20 | 395.0741
09.01. | 21 | 395.0741
09.01. | 22 | 395.0741
09.01. | 23 | 395.0741
09.01. | 24 | 395.0741
10.01. | 1 | 395.0741
10.01. | 2 | 395.0741
10.01. | 3 | 395.0741
10.01. | 4 | 395.0741
10.01. | 5 | 395.0741
10.01. | 6 | 395.0741
10.01. | 7 | 395.0741
10.01. | 8 | 395.0741
10.01. | 9 | 395.0741
10.01. | 10 | 395.0741
10.01. | 11 | 395.0741
10.01. | 12 | 395.0741
10.01. | 13 | 395.0741
10.01. | 14 | 395.0741
10.01. | 15 | 395.0741
10.01. | 16 | 395.0741
10.01. | 17 | 395.0741
10.01. | 18 | 395.0741
10.01. | 19 | 395.0741
10.01. | 20 | 395.0741
10.01. | 21 | 395.0741
10.01. | 22 | 395.0741
10.01. | 23 | 395.0741
10.01. | 24 | 395.0741
11.01. | 1 | 395.0741
11.01. | 2 | 395.0741
11.01. | 3 | 395.0741
11.01. | 4 | 395.0741
11.01. | 5 | 395.0741
11.01. | 6 | 395.0741
11.01. | 7 | 395.0741
11.01. | 8 | 395.0741
11.01. | 9 | 395.0741
11.01. | 10 | 395.0741
11.01. | 11 | 395.0741
11.01. | 12 | 395.0741
11.01. | 13 | 395.0741
11.01. | 14 | 395.0741
11.01. | 15 | 395.0741
11.01. | 16 | 395.0741
11.01. | 17 | 395.0741
11.01. | 18 | 395.0741
11.01. | 19 | 395.0741
11.01. | 20 | 395.0741
11.01. | 21 | 395.0741
11.01. | 22 | 395.0741
11.01. | 23 | 395.0741
11.01. | 24 | 395.0741
12.01. | 1 | 395.0741
12.01. | 2 | 395.0741
12.01. | 3 | 395.0741
12.01. | 4 | 395.0741
12.01. | 5 | 395.0741
12.01. | 6 | 395.0741
12.01. | 7 | 395.0741
12.01. | 8 | 395.0741
12.01. | 9 | 395.0741
12.01. | 10 | 395.0741
12.01. | 11 | 395.0741
12.01. | 12 | 395.0741
12.01. | 13 | 395.0741
12.01. | 14 | 395.0741
12.01. | 15 | 395.0741
12.01. | 16 | 395.0741
12.01. | 17 | 395.0741
12.01. | 18 | 395.0741
12.01. | 19 | 395.0741
12.01. | 20 | 395.0741
12.01. | 21 | 395.0741
12.01. | 22 | 395.0741
12.01. | 23 | 395.0741
12.01. | 24 | 395.0741
13.01. | 1 | 395.0741
13.01. | 2 | 395.0741
13.01. | 3 | 395.0741
13.01. | 4 | 395.0741
13.01. | 5 | 395.0741
13.01. | 6 | 395.0741
13.01. | 7 | 395.0741
13.01. | 8 | 395.0741
13.01. | 9 | 395.0741
13.01. | 10 | 395.0741
13.01. | 11 | 395.0741
13.01. | 12 | 395.0741
13.01. | 13 | 395.0741
13.01. | 14 | 395.0741
13.01. | 15 | 395.0741
13.01. | 16 | 395.0741
13.01. | 17 | 395.0741
13.01. | 18 | 395.0741
13.01. | 19 | 395.0741
13.01. | 20 | 395.0741
13.01. | 21 | 395.0741
13.01. | 22 | 395.0741
13.01. | 23 | 395.0741
13.01. | 24 | 395.0741
14.01. | 1 | 395.0741
14.01. | 2 | 395.0741
14.01. | 3 | 395.0741
14.01. | 4 | 395.0741
14.01. | 5 | 395.0741
14.01. | 6 | 395.0741
14.01. | 7 | 395.0741
14.01. | 8 | 395.0741
14.01. | 9 | 395.0741
14.01. | 10 | 395.0741
14.01. | 11 | 395.0741
14.01. | 12 | 395.0741
14.01. | 13 | 395.0741
14.01. | 14 | 395.0741
14.01. | 15 | 395.0741
14.01. | 16 | 395.0741
14.01. | 17 | 395.0741
14.01. | 18 | 395.0741
14.01. | 19 | 395.0741
14.01. | 20 | 395.0741
14.01. | 21 | 395.0741
14.01. | 22 | 395.0741
14.01. | 23 | 395.0741
14.01. | 24 | 395.0741
15.01. | 1 | 395.0741
15.01. | 2 | 395.0741
15.01. | 3 | 395.0741
15.01. | 4 | 395.0741
15.01. | 5 | 395.0741
15.01. | 6 | 395.0741
15.01. | 7 | 395.0741
15.01. | 8 | 395.0741
15.01. | 9 | 395.0741
15.01. | 10 | 395.0741
15.01. | 11 | 395.0741
15.01. | 12 | 395.0741
15.01. | 13 | 395.0741
15.01. | 14 | 395.0741
15.01. | 15 | 395.0741
15.01. | 16 | 395.0741
15.01. | 17 | 395.0741
15.01. | 18 | 395.0741
15.01. | 19 | 395.0741
15.01. | 20 | 395.0741
15.01. | 21 | 395.0741
15.01. | 22 | 395.0741
15.01. | 23 | 395.0741
15.01. | 24 | 395.0741
16.01. | 1 | 395.0741
16.01. | 2 | 395.0741
16.01. | 3 | 395.0741
16.01. | 4 | 395.0741
16.01. | 5 | 395.0741
16.01. | 6 | 395.0741
16.01. | 7 | 395.0741
16.01. | 8 | 395.0741
16.01. | 9 | 395.0741
16.01. | 10 | 395.0741
16.01. | 11 | 395.0741
16.01. | 12 | 395.0741
16.01. | 13 | 395.0741
16.01. | 14 | 395.0741
16.01. | 15 | 395.0741
16.01. | 16 | 395.0741
16.01. | 17 | 395.0741
16.01. | 18 | 395.0741
16.01. | 19 | 395.0741
16.01. | 20 | 395.0741
16.01. | 21 | 395.0741
16.01. | 22 | 395.0741
16.01. | 23 | 395.0741
16.01. | 24 | 395.0741
17.01. | 1 | 395.0741
17.01. | 2 | 395.0741
17.01. | 3 | 395.0741
17.01. | 4 | 395.0741
17.01. | 5 | 395.0741
17.01. | 6 | 395.0741
17.01. | 7 | 395.0741
17.01. | 8 | 395.0741
17.01. | 9 | 395.0741
17.01. | 10 | 395.0741
17.01. | 11 | 395.0741
17.01. | 12 | 395.0741
17.01. | 13 | 395.0741
17.01. | 14 | 395.0741
17.01. | 15 | 395.0741
17.01. | 16 | 395.0741
17.01. | 17 | 395.0741
17.01. | 18 | 395.0741
17.01. | 19 | 395.0741
17.01. | 20 | 395.0741
17.01. | 21 | 395.0741
17.01. | 22 | 395.0741
17.01. | 23 | 395.0741
17.01. | 24 | 395.0741
18.01. | 1 | 395.0741
18.01. | 2 | 395.0741
18.01. | 3 | 395.0741
18.01. | 4 | 395.0741
18.01. | 5 | 395.0741
18.01. | 6 | 395.0741
18.01. | 7 | 395.0741
18.01. | 8 | 395.0741
18.01. | 9 | 395.0741
18.01. | 10 | 395.0741
18.01. | 11 | 395.0741
18.01. | 12 | 395.0741
18.01. | 13 | 395.0741
18.01. | 14 | 395.0741
18.01. | 15 | 395.0741
18.01. | 16 | 395.0741
18.01. | 17 | 395.0741
18.01. | 18 | 395.0741
18.01. | 19 | 395.0741
18.01. | 20 | 395.0741
18.01. | 21 | 395.0741
18.01. | 22 | 395.0741
18.01. | 23 | 395.0741
18.01. | 24 | 395.0741
19.01. | 1 | 395.0741
19.01. | 2 | 395.0741
19.01. | 3 | 395.0741
19.01. | 4 | 395.0741
19.01. | 5 | 395.0741
19.01. | 6 | 395.0741
19.01. | 7 | 395.0741
19.01. | 8 | 395.0741
19.01. | 9 | 395.0741
19.01. | 10 | 395.0741
19.01. | 11 | 395.0741
19.01. | 12 | 395.0741
19.01. | 13 | 395.0741
19.01. | 14 | 395.0741
19.01. | 15 | 395.0741
19.01. | 16 | 395.0741
19.01. | 17 | 395.0741
19.01. | 18 | 395.0741
19.01. | 19 | 395.0741
19.01. | 20 | 395.0741
19.01. | 21 | 395.0741
19.01. | 22 | 395.0741
19.01. | 23 | 395.0741
19.01. | 24 | 395.0741
20.01. | 1 | 395.0741
20.01. | 2 | 395.0741
20.01. | 3 | 395.0741
20.01. | 4 | 395.0741
20.01. | 5 | 395.0741
20.01. | 6 | 395.0741
20.01. | 7 | 395.0741
20.01. | 8 | 395.0741
20.01. | 9 | 395.0741
20.01. | 10 | 395.0741
20.01. | 11 | 395.0741
20.01. | 12 | 395.0741
20.01. | 13 | 395.0741
20.01. | 14 | 395.0741
20.01. | 15 | 395.0741
20.01. | 16 | 395.0741
20.01. | 17 | 395.0741
20.01. | 18 | 395.0741
20.01. | 19 | 395.0741
20.01. | 20 | 395.0741
20.01. | 21 | 395.0741
20.01. | 22 | 395.0741
20.01. | 23 | 395.0741
20.01. | 24 | 395.0741
21.01. | 1 | 395.0741
21.01. | 2 | 395.0741
21.01. | 3 | 395.0741
21.01. | 4 | 395.0741
21.01. | 5 | 395.0741
21.01. | 6 | 395.0741
21.01. | 7 | 395.0741
21.01. | 8 | 395.0741
21.01. | 9 | 395.0741
21.01. | 10 | 395.0741
21.01. | 11 | 395.0741
21.01. | 12 | 395.0741
21.01. | 13 | 395.0741
21.01. | 14 | 395.0741
21.01. | 15 | 395.0741
21.01. | 16 | 395.0741
21.01. | 17 | 395.0741
21.01. | 18 | 395.0741
21.01. | 19 | 395.0741
21.01. | 20 | 395.0741
21.01. | 21 | 395.0741
21.01. | 22 | 395.0741
21.01. | 23 | 395.0741
21.01. | 24 | 395.0741
22.01. | 1 | 395.0741
22.01. | 2 | 395.0741
22.01. | 3 | 395.0741
22.01. | 4 | 395.0741
22.01. | 5 | 395.0741
22.01. | 6 | 395.0741
22.01. | 7 | 395.0741
22.01. | 8 | 395.0741
22.01. | 9 | 395.0741
22.01. | 10 | 395.0741
22.01. | 11 | 395.0741
22.01. | 12 | 395.0741
22.01. | 13 | 395.0741
22.01. | 14 | 395.0741
22.01. | 15 | 395.0741
22.01. | 16 | 395.0741
22.01. | 17 | 395.0741
22.01. | 18 | 395.0741
22.01. | 19 | 395.0741
22.01. | 20 | 395.0741
22.01. | 21 | 395.0741
22.01. | 22 | 395.0741
22.01. | 23 | 395.0741
22.01. | 24 | 395.0741
23.01. | 1 | 395.0741
23.01. | 2 | 395.0741
23.01. | 3 | 395.0741
23.01. | 4 | 395.0741
23.01. | 5 | 395.0741
23.01. | 6 | 395.0741
23.01. | 7 | 395.0741
23.01. | 8 | 395.0741
23.01. | 9 | 395.0741
23.01. | 10 | 395.0741
23.01. | 11 | 395.0741
23.01. | 12 | 395.0741
23.01. | 13 | 395.0741
23.01. | 14 | 395.0741
23.01. | 15 | 395.0741
23.01. | 16 | 395.0741
23.01. | 17 | 395.0741
23.01. | 18 | 395.0741
23.01. | 19 | 395.0741
23.01. | 20 | 395.0741
23.01. | 21 | 395.0741
23.01. | 22 | 395.0741
23.01. | 23 | 395.0741
23.01. | 24 | 395.0741
24.01. | 1 | 395.0741
24.01. | 2 | 395.0741
24.01. | 3 | 395.0741
24.01. | 4 | 395.0741
24.01. | 5 | 395.0741
24.01. | 6 | 395.0741
24.01. | 7 | 395.0741
24.01. | 8 | 395.0741
24.01. | 9 | 395.0741
24.01. | 10 | 395.0741
24.01. | 11 | 395.0741
24.01. | 12 | 395.0741
24.01. | 13 | 395.0741
24.01. | 14 | 395.0741
24.01. | 15 | 395.0741
24.01. | 16 | 395.0741
24.01. | 17 | 395.0741
24.01. | 18 | 395.0741
24.01. | 19 | 395.0741
24.01. | 20 | 395.0741
24.01. | 21 | 395.0741
24.01. | 22 | 395.0741
24.01. | 23 | 395.0741
24.01. | 24 | 395.0741
25.01. | 1 | 395.0741
25.01. | 2 | 395.0741
25.01. | 3 | 395.0741
25.01. | 4 | 395.0741
25.01. | 5 | 395.0741
25.01. | 6 | 395.0741
25.01. | 7 | 395.0741
25.01. | 8 | 395.0741
25.01. | 9 | 395.0741
25.01. | 10 | 395.0741
25.01. | 11 | 395.0741
25.01. | 12 | 395.0741
25.01. | 13 | 395.0741
25.01. | 14 | 395.0741
25.01. | 15 | 395.0741
25.01. | 16 | 395.0741
25.01. | 17 | 395.0741
25.01. | 18 | 395.0741
25.01. | 19 | 395.0741
25.01. | 20 | 395.0741
25.01. | 21 | 395.0741
25.01. | 22 | 395.0741
25.01. | 23 | 395.0741
25.01. | 24 | 395.0741
26.01. | 1 | 395.0741
26.01. | 2 | 395.0741
26.01. | 3 | 395.0741
26.01. | 4 | 395.0741
26.01. | 5 | 395.0741
26.01. | 6 | 395.0741
26.01. | 7 | 395.0741
26.01. | 8 | 395.0741
26.01. | 9 | 395.0741
26.01. | 10 | 395.0741
26.01. | 11 | 395.0741
26.01. | 12 | 395.0741
26.01. | 13 | 395.0741
26.01. | 14 | 395.0741
26.01. | 15 | 395.0741
26.01. | 16 | 395.0741
26.01. | 17 | 395.0741
26.01. | 18 | 395.0741
26.01. | 19 | 395.0741
26.01. | 20 | 395.0741
26.01. | 21 | 395.0741
26.01. | 22 | 395.0741
26.01. | 23 | 395.0741
26.01. | 24 | 395.0741
27.01. | 1 | 395.0741
27.01. | 2 | 395.0741
27.01. | 3 | 395.0741
27.01. | 4 | 395.0741
27.01. | 5 | 395.0741
27.01. | 6 | 395.0741
27.01. | 7 | 395.0741
27.01. | 8 | 395.0741
27.01. | 9 | 395.0741
27.01. | 10 | 395.0741
27.01. | 11 | 395.0741
27.01. | 12 | 395.0741
27.01. | 13 | 395.0741
27.01. | 14 | 395.0741
27.01. | 15 | 395.0741
27.01. | 16 | 395.0741
27.01. | 17 | 395.0741
27.01. | 18 | 395.0741
27.01. | 19 | 395.0741
27.01. | 20 | 395.0741
27.01. | 21 | 395.0741
27.01. | 22 | 395.0741
27.01. | 23 | 395.0741
27.01. | 24 | 395.0741
28.01. | 1 | 395.0741
28.01. | 2 | 395.0741
28.01. | 3 | 395.0741
28.01. | 4 | 395.0741
28.01. | 5 | 395.0741
28.01. | 6 | 395.0741
28.01. | 7 | 395.0741
28.01. | 8 | 395.0741
28.01. | 9 | 395.0741
28.01. | 10 | 395.0741
28.01. | 11 | 395.0741
28.01. | 12 | 395.0741
28.01. | 13 | 395.0741
28.01. | 14 | 395.0741
28.01. | 15 | 395.0741
28.01. | 16 | 395.0741
28.01. | 17 | 395.0741
28.01. | 18 | 395.0741
28.01. | 19 | 395.0741
28.01. | 20 | 395.0741
28.01. | 21 | 395.0741
28.01. | 22 | 395.0741
28.01. | 23 | 395.0741
28.01. | 24 | 395.0741
29.01. | 1 | 395.0741
29.01. | 2 | 395.0741
29.01. | 3 | 395.0741
29.01. | 4 | 395.0741
29.01. | 5 | 395.0741
29.01. | 6 | 395.0741
29.01. | 7 | 395.0741
29.01. | 8 | 395.0741
29.01. | 9 | 395.0741
29.01. | 10 | 395.0741
29.01. | 11 | 395.0741
29.01. | 12 | 395.0741
29.01. | 13 | 395.0741
29.01. | 14 | 395.0741
29.01. | 15 | 395.0741
29.01. | 16 | 395.0741
29.01. | 17 | 395.0741
29.01. | 18 | 395.0741
29.01. | 19 | 395.0741
29.01. | 20 | 395.0741
29.01. | 21 | 395.0741
29.01. | 22 | 395.0741
29.01. | 23 | 395.0741
29.01. | 24 | 395.0741
30.01. | 1 | 395.0741
30.01. | 2 | 395.0741
30.01. | 3 | 395.0741
30.01. | 4 | 395.0741
30.01. | 5 | 395.0741
30.01. | 6 | 395.0741
30.01. | 7 | 395.0741
30.01. | 8 | 395.0741
30.01. | 9 | 395.0741
30.01. | 10 | 395.0741
30.01. | 11 | 395.0741
30.01. | 12 | 395.0741
30.01. | 13 | 395.0741
30.01. | 14 | 395.0741
30.01. | 15 | 395.0741
30.01. | 16 | 395.0741
30.01. | 17 | 395.0741
30.01. | 18 | 395.0741
30.01. | 19 | 395.0741
30.01. | 20 | 395.0741
30.01. | 21 | 395.0741
30.01. | 22 | 395.0741
30.01. | 23 | 395.0741
30.01. | 24 | 395.0741
31.01. | 1 | 395.0741
31.01. | 2 | 395.0741
31.01. | 3 | 395.0741
31.01. | 4 | 395.0741
31.01. | 5 | 395.0741
31.01. | 6 | 395.0741
31.01. | 7 | 395.0741
31.01. | 8 | 395.0741
31.01. | 9 | 395.0741
31.01. | 10 | 395.0741
31.01. | 11 | 395.0741
31.01. | 12 | 395.0741
31.01. | 13 | 395.0741
31.01. | 14 | 395.0741
31.01. | 15 | 395.0741
31.01. | 16 | 395.0741
31.01. | 17 | 395.0741
31.01. | 18 | 395.0741
31.01. | 19 | 395.0741
31.01. | 20 | 395.0741
31.01. | 21 | 395.0741
31.01. | 22 | 395.0741
31.01. | 23 | 395.0741
31.01. | 24 | 395.0741
01.02. | 1 | 395.0741
01.02. | 2 | 395.0741
01.02. | 3 | 395.0741
01.02. | 4 | 395.0741
01.02. | 5 | 395.0741
01.02. | 6 | 395.0741
01.02. | 7 | 395.0741
01.02. | 8 | 395.0741
01.02. | 9 | 395.0741
01.02. | 10 | 395.0741
01.02. | 11 | 395.0741
01.02. | 12 | 395.0741
01.02. | 13 | 395.0741
01.02. | 14 | 395.0741
01.02. | 15 | 395.0741
01.02. | 16 | 395.0741
01.02. | 17 | 395.0741
01.02. | 18 | 395.0741
01.02. | 19 | 395.0741
01.02. | 20 | 395.0741
01.02. | 21 | 395.0741
01.02. | 22 | 395.0741
01.02. | 23 | 395.0741
01.02. | 24 | 395.0741
02.02. | 1 | 395.0741
02.02. | 2 | 395.0741
02.02. | 3 | 395.0741
02.02. | 4 | 395.0741
02.02. | 5 | 395.0741
02.02. | 6 | 395.0741
02.02. | 7 | 395.0741
02.02. | 8 | 395.0741
02.02. | 9 | 395.0741
02.02. | 10 | 395.0741
02.02. | 11 | 395.0741
02.02. | 12 | 395.0741
02.02. | 13 | 395.0741
02.02. | 14 | 395.0741
02.02. | 15 | 395.0741
02.02. | 16 | 395.0741
02.02. | 17 | 395.0741
02.02. | 18 | 395.0741
02.02. | 19 | 395.0741
02.02. | 20 | 395.0741
02.02. | 21 | 395.0741
02.02. | 22 | 395.0741
02.02. | 23 | 395.0741
02.02. | 24 | 395.0741
03.02. | 1 | 395.0741
03.02. | 2 | 395.0741
03.02. | 3 | 395.0741
03.02. | 4 | 395.0741
03.02. | 5 | 395.0741
03.02. | 6 | 395.0741
03.02. | 7 | 395.0741
03.02. | 8 | 395.0741
03.02. | 9 | 395.0741
03.02. | 10 | 395.0741
03.02. | 11 | 395.0741
03.02. | 12 | 395.0741
03.02. | 13 | 395.0741
03.02. | 14 | 395.0741
03.02. | 15 | 395.0741
03.02. | 16 | 395.0741
03.02. | 17 | 395.0741
03.02. | 18 | 395.0741
03.02. | 19 | 395.0741
03.02. | 20 | 395.0741
03.02. | 21 | 395.0741
03.02. | 22 | 395.0741
03.02. | 23 | 395.0741
03.02. | 24 | 395.0741
04.02. | 1 | 395.0741
04.02. | 2 | 395.0741
04.02. | 3 | 395.0741
04.02. | 4 | 395.0741
04.02. | 5 | 395.0741
04.02. | 6 | 395.0741
04.02. | 7 | 395.0741
04.02. | 8 | 395.0741
04.02. | 9 | 395.0741
04.02. | 10 | 395.0741
04.02. | 11 | 395.0741
04.02. | 12 | 395.0741
04.02. | 13 | 395.0741
04.02. | 14 | 395.0741
04.02. | 15 | 395.0741
04.02. | 16 | 395.0741
04.02. | 17 | 395.0741
04.02. | 18 | 395.0741
04.02. | 19 | 395.0741
04.02. | 20 | 395.0741
04.02. | 21 | 395.0741
04.02. | 22 | 395.0741
04.02. | 23 | 395.0741
04.02. | 24 | 395.0741
05.02. | 1 | 395.0741
05.02. | 2 | 395.0741
05.02. | 3 | 395.0741
05.02. | 4 | 395.0741
05.02. | 5 | 395.0741
05.02. | 6 | 395.0741
05.02. | 7 | 395.0741
05.02. | 8 | 395.0741
05.02. | 9 | 395.0741
05.02. | 10 | 395.0741
05.02. | 11 | 395.0741
05.02. | 12 | 395.0741
05.02. | 13 | 395.0741
05.02. | 14 | 395.0741
05.02. | 15 | 395.0741
05.02. | 16 | 395.0741
05.02. | 17 | 395.0741
05.02. | 18 | 395.0741
05.02. | 19 | 395.0741
05.02. | 20 | 395.0741
05.02. | 21 | 395.0741
05.02. | 22 | 395.0741
05.02. | 23 | 395.0741
05.02. | 24 | 395.0741
06.02. | 1 | 395.0741
06.02. | 2 | 395.0741
06.02. | 3 | 395.0741
06.02. | 4 | 395.0741
06.02. | 5 | 395.0741
06.02. | 6 | 395.0741
06.02. | 7 | 395.0741
06.02. | 8 | 395.0741
06.02. | 9 | 395.0741
06.02. | 10 | 395.0741
06.02. | 11 | 395.0741
06.02. | 12 | 395.0741
06.02. | 13 | 395.0741
06.02. | 14 | 395.0741
06.02. | 15 | 395.0741
06.02. | 16 | 395.0741
06.02. | 17 | 395.0741
06.02. | 18 | 395.0741
06.02. | 19 | 395.0741
06.02. | 20 | 395.0741
06.02. | 21 | 395.0741
06.02. | 22 | 395.0741
06.02. | 23 | 395.0741
06.02. | 24 | 395.0741
07.02. | 1 | 395.0741
07.02. | 2 | 395.0741
07.02. | 3 | 395.0741
07.02. | 4 | 395.0741
07.02. | 5 | 395.0741
07.02. | 6 | 395.0741
07.02. | 7 | 395.0741
07.02. | 8 | 395.0741
07.02. | 9 | 395.0741
07.02. | 10 | 395.0741
07.02. | 11 | 395.0741
07.02. | 12 | 395.0741
07.02. | 13 | 395.0741
07.02. | 14 | 395.0741
07.02. | 15 | 395.0741
07.02. | 16 | 395.0741
07.02. | 17 | 395.0741
07.02. | 18 | 395.0741
07.02. | 19 | 395.0741
07.02. | 20 | 395.0741
07.02. | 21 | 395.0741
07.02. | 22 | 395.0741
07.02. | 23 | 395.0741
07.02. | 24 | 395.0741
08.02. | 1 | 395.0741
08.02. | 2 | 395.0741
08.02. | 3 | 395.0741
08.02. | 4 | 395.0741
08.02. | 5 | 395.0741
08.02. | 6 | 395.0741
08.02. | 7 | 395.0741
08.02. | 8 | 395.0741
08.02. | 9 | 395.0741
08.02. | 10 | 395.0741
08.02. | 11 | 395.0741
08.02. | 12 | 395.0741
08.02. | 13 | 395.0741
08.02. | 14 | 395.0741
08.02. | 15 | 395.0741
08.02. | 16 | 395.0741
08.02. | 17 | 395.0741
08.02. | 18 | 395.0741
08.02. | 19 | 395.0741
08.02. | 20 | 395.0741
08.02. | 21 | 395.0741
08.02. | 22 | 395.0741
08.02. | 23 | 395.0741
08.02. | 24 | 395.0741
09.02. | 1 | 395.0741
09.02. | 2 | 395.0741
09.02. | 3 | 395.0741
09.02. | 4 | 395.0741
09.02. | 5 | 395.0741
09.02. | 6 | 395.0741
09.02. | 7 | 395.0741
09.02. | 8 | 395.0741
09.02. | 9 | 395.0741
09.02. | 10 | 395.0741
09.02. | 11 | 395.0741
09.02. | 12 | 395.0741
09.02. | 13 | 395.0741
09.02. | 14 | 395.0741
09.02. | 15 | 395.0741
09.02. | 16 | 395.0741
09.02. | 17 | 395.0741
09.02. | 18 | 395.0741
09.02. | 19 | 395.0741
09.02. | 20 | 395.0741
09.02. | 21 | 395.0741
09.02. | 22 | 395.0741
09.02. | 23 | 395.0741
09.02. | 24 | 395.0741
10.02. | 1 | 395.0741
10.02. | 2 | 395.0741
10.02. | 3 | 395.0741
10.02. | 4 | 395.0741
10.02. | 5 | 395.0741
10.02. | 6 | 395.0741
10.02. | 7 | 395.0741
10.02. | 8 | 395.0741
10.02. | 9 | 395.0741
10.02. | 10 | 395.0741
10.02. | 11 | 395.0741
10.02. | 12 | 395.0741
10.02. | 13 | 395.0741
10.02. | 14 | 395.0741
10.02. | 15 | 395.0741
10.02. | 16 | 395.0741
10.02. | 17 | 395.0741
10.02. | 18 | 395.0741
10.02. | 19 | 395.0741
10.02. | 20 | 395.0741
10.02. | 21 | 395.0741
10.02. | 22 | 395.0741
10.02. | 23 | 395.0741
10.02. | 24 | 395.0741
11.02. | 1 | 395.0741
11.02. | 2 | 395.0741
11.02. | 3 | 395.0741
11.02. | 4 | 395.0741
11.02. | 5 | 395.0741
11.02. | 6 | 395.0741
11.02. | 7 | 395.0741
11.02. | 8 | 395.0741
11.02. | 9 | 395.0741
11.02. | 10 | 395.0741
11.02. | 11 | 395.0741
11.02. | 12 | 395.0741
11.02. | 13 | 395.0741
11.02. | 14 | 395.0741
11.02. | 15 | 395.0741
11.02. | 16 | 395.0741
11.02. | 17 | 395.0741
11.02. | 18 | 395.0741
11.02. | 19 | 395.0741
11.02. | 20 | 395.0741
11.02. | 21 | 395.0741
11.02. | 22 | 395.0741
11.02. | 23 | 395.0741
11.02. | 24 | 395.0741
12.02. | 1 | 395.0741
12.02. | 2 | 395.0741
12.02. | 3 | 395.0741
12.02. | 4 | 395.0741
12.02. | 5 | 395.0741
12.02. | 6 | 395.0741
12.02. | 7 | 395.0741
12.02. | 8 | 395.0741
12.02. | 9 | 395.0741
12.02. | 10 | 395.0741
12.02. | 11 | 395.0741
12.02. | 12 | 395.0741
12.02. | 13 | 395.0741
12.02. | 14 | 395.0741
12.02. | 15 | 395.0741
12.02. | 16 | 395.0741
12.02. | 17 | 395.0741
12.02. | 18 | 395.0741
12.02. | 19 | 395.0741
12.02. | 20 | 395.0741
12.02. | 21 | 395.0741
12.02. | 22 | 395.0741
12.02. | 23 | 395.0741
12.02. | 24 | 395.0741
13.02. | 1 | 395.0741
13.02. | 2 | 395.0741
13.02. | 3 | 395.0741
13.02. | 4 | 395.0741
13.02. | 5 | 395.0741
13.02. | 6 | 395.0741
13.02. | 7 | 395.0741
13.02. | 8 | 395.0741
13.02. | 9 | 395.0741
13.02. | 10 | 395.0741
13.02. | 11 | 395.0741
13.02. | 12 | 395.0741
13.02. | 13 | 395.0741
13.02. | 14 | 395.0741
13.02. | 15 | 395.0741
13.02. | 16 | 395.0741
13.02. | 17 | 395.0741
13.02. | 18 | 395.0741
13.02. | 19 | 395.0741
13.02. | 20 | 395.0741
13.02. | 21 | 395.0741
13.02. | 22 | 395.0741
13.02. | 23 | 395.0741
13.02. | 24 | 395.0741
14.02. | 1 | 395.0741
14.02. | 2 | 395.0741
14.02. | 3 | 395.0741
14.02. | 4 | 395.0741
14.02. | 5 | 395.0741
14.02. | 6 | 395.0741
14.02. | 7 | 395.0741
14.02. | 8 | 395.0741
14.02. | 9 | 395.0741
14.02. | 10 | 395.0741
14.02. | 11 | 395.0741
14.02. | 12 | 395.0741
14.02. | 13 | 395.0741
14.02. | 14 | 395.0741
14.02. | 15 | 395.0741
14.02. | 16 | 395.0741
14.02. | 17 | 395.0741
14.02. | 18 | 395.0741
14.02. | 19 | 395.0741
14.02. | 20 | 395.0741
14.02. | 21 | 395.0741
14.02. | 22 | 395.0741
14.02. | 23 | 395.0741
14.02. | 24 | 395.0741
15.02. | 1 | 395.0741
15.02. | 2 | 395.0741
15.02. | 3 | 395.0741
15.02. | 4 | 395.0741
15.02. | 5 | 395.0741
15.02. | 6 | 395.0741
15.02. | 7 | 395.0741
15.02. | 8 | 395.0741
15.02. | 9 | 395.0741
15.02. | 10 | 395.0741
15.02. | 11 | 395.0741
15.02. | 12 | 395.0741
15.02. | 13 | 395.0741
15.02. | 14 | 395.0741
15.02. | 15 | 395.0741
15.02. | 16 | 395.0741
15.02. | 17 | 395.0741
15.02. | 18 | 395.0741
15.02. | 19 | 395.0741
15.02. | 20 | 395.0741
15.02. | 21 | 395.0741
15.02. | 22 | 395.0741
15.02. | 23 | 395.0741
15.02. | 24 | 395.0741
16.02. | 1 | 395.0741
16.02. | 2 | 395.0741
16.02. | 3 | 395.0741
16.02. | 4 | 395.0741
16.02. | 5 | 395.0741
16.02. | 6 | 395.0741
16.02. | 7 | 395.0741
16.02. | 8 | 395.0741
16.02. | 9 | 395.0741
16.02. | 10 | 395.0741
16.02. | 11 | 395.0741
16.02. | 12 | 395.0741
16.02. | 13 | 395.0741
16.02. | 14 | 395.0741
16.02. | 15 | 395.0741
16.02. | 16 | 395.0741
16.02. | 17 | 395.0741
16.02. | 18 | 395.0741
16.02. | 19 | 395.0741
16.02. | 20 | 395.0741
16.02. | 21 | 395.0741
16.02. | 22 | 395.0741
16.02. | 23 | 395.0741
16.02. | 24 | 395.0741
17.02. | 1 | 395.0741
17.02. | 2 | 395.0741
17.02. | 3 | 395.0741
17.02. | 4 | 395.0741
17.02. | 5 | 395.0741
17.02. | 6 | 395.0741
17.02. | 7 | 395.0741
17.02. | 8 | 395.0741
17.02. | 9 | 395.0741
17.02. | 10 | 395.0741
17.02. | 11 | 395.0741
17.02. | 12 | 395.0741
17.02. | 13 | 395.0741
17.02. | 14 | 395.0741
17.02. | 15 | 395.0741
17.02. | 16 | 395.0741
17.02. | 17 | 395.0741
17.02. | 18 | 395.0741
17.02. | 19 | 395.0741
17.02. | 20 | 395.0741
17.02. | 21 | 395.0741
17.02. | 22 | 395.0741
17.02. | 23 | 395.0741
17.02. | 24 | 395.0741
18.02. | 1 | 395.0741
18.02. | 2 | 395.0741
18.02. | 3 | 395.0741
18.02. | 4 | 395.0741
18.02. | 5 | 395.0741
18.02. | 6 | 395.0741
18.02. | 7 | 395.0741
18.02. | 8 | 395.0741
18.02. | 9 | 395.0741
18.02. | 10 | 395.0741
18.02. | 11 | 395.0741
18.02. | 12 | 395.0741
18.02. | 13 | 395.0741
18.02. | 14 | 395.0741
18.02. | 15 | 395.0741
18.02. | 16 | 395.0741
18.02. | 17 | 395.0741
18.02. | 18 | 395.0741
18.02. | 19 | 395.0741
18.02. | 20 | 395.0741
18.02. | 21 | 395.0741
18.02. | 22 | 395.0741
18.02. | 23 | 395.0741
18.02. | 24 | 395.0741
19.02. | 1 | 395.0741
19.02. | 2 | 395.0741
19.02. | 3 | 395.0741
19.02. | 4 | 395.0741
19.02. | 5 | 395.0741
19.02. | 6 | 395.0741
19.02. | 7 | 395.0741
19.02. | 8 | 395.0741
19.02. | 9 | 395.0741
19.02. | 10 | 395.0741
19.02. | 11 | 395.0741
19.02. | 12 | 395.0741
19.02. | 13 | 395.0741
19.02. | 14 | 395.0741
19.02. | 15 | 395.0741
19.02. | 16 | 395.0741
19.02. | 17 | 395.0741
19.02. | 18 | 395.0741
19.02. | 19 | 395.0741
19.02. | 20 | 395.0741
19.02. | 21 | 395.0741
19.02. | 22 | 395.0741
19.02. | 23 | 395.0741
19.02. | 24 | 395.0741
20.02. | 1 | 395.0741
20.02. | 2 | 395.0741
20.02. | 3 | 395.0741
20.02. | 4 | 395.0741
20.02. | 5 | 395.0741
20.02. | 6 | 395.0741
20.02. | 7 | 395.0741
20.02. | 8 | 395.0741
20.02. | 9 | 395.0741
20.02. | 10 | 395.0741
20.02. | 11 | 395.0741
20.02. | 12 | 395.0741
20.02. | 13 | 395.0741
20.02. | 14 | 395.0741
20.02. | 15 | 395.0741
20.02. | 16 | 395.0741
20.02. | 17 | 395.0741
20.02. | 18 | 395.0741
20.02. | 19 | 395.0741
20.02. | 20 | 395.0741
20.02. | 21 | 395.0741
20.02. | 22 | 395.0741
20.02. | 23 | 395.0741
20.02. | 24 | 395.0741
21.02. | 1 | 395.0741
21.02. | 2 | 395.0741
21.02. | 3 | 395.0741
21.02. | 4 | 395.0741
21.02. | 5 | 395.0741
21.02. | 6 | 395.0741
21.02. | 7 | 395.0741
21.02. | 8 | 395.0741
21.02. | 9 | 395.0741
21.02. | 10 | 395.0741
21.02. | 11 | 395.0741
21.02. | 12 | 395.0741
21.02. | 13 | 395.0741
21.02. | 14 | 395.0741
21.02. | 15 | 395.0741
21.02. | 16 | 395.0741
21.02. | 17 | 395.0741
21.02. | 18 | 395.0741
21.02. | 19 | 395.0741
21.02. | 20 | 395.0741
21.02. | 21 | 395.0741
21.02. | 22 | 395.0741
21.02. | 23 | 395.0741
21.02. | 24 | 395.0741
22.02. | 1 | 395.0741
22.02. | 2 | 395.0741
22.02. | 3 | 395.0741
22.02. | 4 | 395.0741
22.02. | 5 | 395.0741
22.02. | 6 | 395.0741
22.02. | 7 | 395.0741
22.02. | 8 | 395.0741
22.02. | 9 | 395.0741
22.02. | 10 | 395.0741
22.02. | 11 | 395.0741
22.02. | 12 | 395.0741
22.02. | 13 | 395.0741
22.02. | 14 | 395.0741
22.02. | 15 | 395.0741
22.02. | 16 | 395.0741
22.02. | 17 | 395.0741
22.02. | 18 | 395.0741
22.02. | 19 | 395.0741
22.02. | 20 | 395.0741
22.02. | 21 | 395.0741
22.02. | 22 | 395.0741
22.02. | 23 | 395.0741
22.02. | 24 | 395.0741
23.02. | 1 | 395.0741
23.02. | 2 | 395.0741
23.02. | 3 | 395.0741
23.02. | 4 | 395.0741
23.02. | 5 | 395.0741
23.02. | 6 | 395.0741
23.02. | 7 | 395.0741
23.02. | 8 | 395.0741
23.02. | 9 | 395.0741
23.02. | 10 | 395.0741
23.02. | 11 | 395.0741
23.02. | 12 | 395.0741
23.02. | 13 | 395.0741
23.02. | 14 | 395.0741
23.02. | 15 | 395.0741
23.02. | 16 | 395.0741
23.02. | 17 | 395.0741
23.02. | 18 | 395.0741
23.02. | 19 | 395.0741
23.02. | 20 | 395.0741
23.02. | 21 | 395.0741
23.02. | 22 | 395.0741
23.02. | 23 | 395.0741
23.02. | 24 | 395.0741
24.02. | 1 | 395.0741
24.02. | 2 | 395.0741
24.02. | 3 | 395.0741
24.02. | 4 | 395.0741
24.02. | 5 | 395.0741
24.02. | 6 | 395.0741
24.02. | 7 | 395.0741
24.02. | 8 | 395.0741
24.02. | 9 | 395.0741
24.02. | 10 | 395.0741
24.02. | 11 | 395.0741
24.02. | 12 | 395.0741
24.02. | 13 | 395.0741
24.02. | 14 | 395.0741
24.02. | 15 | 395.0741
24.02. | 16 | 395.0741
24.02. | 17 | 395.0741
24.02. | 18 | 395.0741
24.02. | 19 | 395.0741
24.02. | 20 | 395.0741
24.02. | 21 | 395.0741
24.02. | 22 | 395.0741
24.02. | 23 | 395.0741
24.02. | 24 | 395.0741
25.02. | 1 | 395.0741
25.02. | 2 | 395.0741
25.02. | 3 | 395.0741
25.02. | 4 | 395.0741
25.02. | 5 | 395.0741
25.02. | 6 | 395.0741
25.02. | 7 | 395.0741
25.02. | 8 | 395.0741
25.02. | 9 | 395.0741
25.02. | 10 | 395.0741
25.02. | 11 | 395.0741
25.02. | 12 | 395.0741
25.02. | 13 | 395.0741
25.02. | 14 | 395.0741
25.02. | 15 | 395.0741
25.02. | 16 | 395.0741
25.02. | 17 | 395.0741
25.02. | 18 | 395.0741
25.02. | 19 | 395.0741
25.02. | 20 | 395.0741
25.02. | 21 | 395.0741
25.02. | 22 | 395.0741
25.02. | 23 | 395.0741
25.02. | 24 | 395.0741
26.02. | 1 | 395.0741
26.02. | 2 | 395.0741
26.02. | 3 | 395.0741
26.02. | 4 | 395.0741
26.02. | 5 | 395.0741
26.02. | 6 | 395.0741
26.02. | 7 | 395.0741
26.02. | 8 | 395.0741
26.02. | 9 | 395.0741
26.02. | 10 | 395.0741
26.02. | 11 | 395.0741
26.02. | 12 | 395.0741
26.02. | 13 | 395.0741
26.02. | 14 | 395.0741
26.02. | 15 | 395.0741
26.02. | 16 | 395.0741
26.02. | 17 | 395.0741
26.02. | 18 | 395.0741
26.02. | 19 | 395.0741
26.02. | 20 | 395.0741
26.02. | 21 | 395.0741
26.02. | 22 | 395.0741
26.02. | 23 | 395.0741
26.02. | 24 | 395.0741
27.02. | 1 | 395.0741
27.02. | 2 | 395.0741
27.02. | 3 | 395.0741
27.02. | 4 | 395.0741
27.02. | 5 | 395.0741
27.02. | 6 | 395.0741
27.02. | 7 | 395.0741
27.02. | 8 | 395.0741
27.02. | 9 | 395.0741
27.02. | 10 | 395.0741
27.02. | 11 | 395.0741
27.02. | 12 | 395.0741
27.02. | 13 | 395.0741
27.02. | 14 | 395.0741
27.02. | 15 | 395.0741
27.02. | 16 | 395.0741
27.02. | 17 | 395.0741
27.02. | 18 | 395.0741
27.02. | 19 | 395.0741
27.02. | 20 | 395.0741
27.02. | 21 | 395.0741
27.02. | 22 | 395.0741
27.02. | 23 | 395.0741
27.02. | 24 | 395.0741
28.02. | 1 | 395.0741
28.02. | 2 | 395.0741
28.02. | 3 | 395.0741
28.02. | 4 | 395.0741
28.02. | 5 | 395.0741
28.02. | 6 | 395.0741
28.02. | 7 | 395.0741
28.02. | 8 | 395.0741
28.02. | 9 | 395.0741
28.02. | 10 | 395.0741
28.02. | 11 | 395.0741
28.02. | 12 | 395.0741
28.02. | 13 | 395.0741
28.02. | 14 | 395.0741
28.02. | 15 | 395.0741
28.02. | 16 | 395.0741
28.02. | 17 | 395.0741
28.02. | 18 | 395.0741
28.02. | 19 | 395.0741
28.02. | 20 | 395.0741
28.02. | 21 | 395.0741
28.02. | 22 | 395.0741
28.02. | 23 | 395.0741
28.02. | 24 | 395.0741
01.03. | 1 | 395.0741
01.03. | 2 | 395.0741
01.03. | 3 | 395.0741
01.03. | 4 | 395.0741
01.03. | 5 | 395.0741
01.03. | 6 | 395.0741
01.03. | 7 | 395.0741
01.03. | 8 | 395.0741
01.03. | 9 | 395.0741
01.03. | 10 | 395.0741
01.03. | 11 | 395.0741
01.03. | 12 | 395.0741
01.03. | 13 | 395.0741
01.03. | 14 | 395.0741
01.03. | 15 | 395.0741
01.03. | 16 | 395.0741
01.03. | 17 | 395.0741
01.03. | 18 | 395.0741
01.03. | 19 | 395.0741
01.03. | 20 | 395.0741
01.03. | 21 | 395.0741
01.03. | 22 | 395.0741
01.03. | 23 | 395.0741
01.03. | 24 | 395.0741
02.03. | 1 | 395.0741
02.03. | 2 | 395.0741
02.03. | 3 | 395.0741
02.03. | 4 | 395.0741
02.03. | 5 | 395.0741
02.03. | 6 | 395.0741
02.03. | 7 | 395.0741
02.03. | 8 | 395.0741
02.03. | 9 | 395.0741
02.03. | 10 | 395.0741
02.03. | 11 | 395.0741
02.03. | 12 | 395.0741
02.03. | 13 | 395.0741
02.03. | 14 | 395.0741
02.03. | 15 | 395.0741
02.03. | 16 | 395.0741
02.03. | 17 | 395.0741
02.03. | 18 | 395.0741
02.03. | 19 | 395.0741
02.03. | 20 | 395.0741
02.03. | 21 | 395.0741
02.03. | 22 | 395.0741
02.03. | 23 | 395.0741
02.03. | 24 | 395.0741
03.03. | 1 | 395.0741
03.03. | 2 | 395.0741
03.03. | 3 | 395.0741
03.03. | 4 | 395.0741
03.03. | 5 | 395.0741
03.03. | 6 | 395.0741
03.03. | 7 | 395.0741
03.03. | 8 | 395.0741
03.03. | 9 | 395.0741
03.03. | 10 | 395.0741
03.03. | 11 | 395.0741
03.03. | 12 | 395.0741
03.03. | 13 | 395.0741
03.03. | 14 | 395.0741
03.03. | 15 | 395.0741
03.03. | 16 | 395.0741
03.03. | 17 | 395.0741
03.03. | 18 | 395.0741
03.03. | 19 | 395.0741
03.03. | 20 | 395.0741
03.03. | 21 | 395.0741
03.03. | 22 | 395.0741
03.03. | 23 | 395.0741
03.03. | 24 | 395.0741
04.03. | 1 | 395.0741
04.03. | 2 | 395.0741
04.03. | 3 | 395.0741
04.03. | 4 | 395.0741
04.03. | 5 | 395.0741
04.03. | 6 | 395.0741
04.03. | 7 | 395.0741
04.03. | 8 | 395.0741
04.03. | 9 | 395.0741
04.03. | 10 | 395.0741
04.03. | 11 | 395.0741
04.03. | 12 | 395.0741
04.03. | 13 | 395.0741
04.03. | 14 | 395.0741
04.03. | 15 | 395.0741
04.03. | 16 | 395.0741
04.03. | 17 | 395.0741
04.03. | 18 | 395.0741
04.03. | 19 | 395.0741
04.03. | 20 | 395.0741
04.03. | 21 | 395.0741
04.03. | 22 | 395.0741
04.03. | 23 | 395.0741
04.03. | 24 | 395.0741
05.03. | 1 | 395.0741
05.03. | 2 | 395.0741
05.03. | 3 | 395.0741
05.03. | 4 | 395.0741
05.03. | 5 | 395.0741
05.03. | 6 | 395.0741
05.03. | 7 | 395.0741
05.03. | 8 | 395.0741
05.03. | 9 | 395.0741
05.03. | 10 | 395.0741
05.03. | 11 | 395.0741
05.03. | 12 | 395.0741
05.03. | 13 | 395.0741
05.03. | 14 | 395.0741
05.03. | 15 | 395.0741
05.03. | 16 | 395.0741
05.03. | 17 | 395.0741
05.03. | 18 | 395.0741
05.03. | 19 | 395.0741
05.03. | 20 | 395.0741
05.03. | 21 | 395.0741
05.03. | 22 | 395.0741
05.03. | 23 | 395.0741
05.03. | 24 | 395.0741
06.03. | 1 | 395.0741
06.03. | 2 | 395.0741
06.03. | 3 | 395.0741
06.03. | 4 | 395.0741
06.03. | 5 | 395.0741
06.03. | 6 | 395.0741
06.03. | 7 | 395.0741
06.03. | 8 | 395.0741
06.03. | 9 | 395.0741
06.03. | 10 | 395.0741
06.03. | 11 | 395.0741
06.03. | 12 | 395.0741
06.03. | 13 | 395.0741
06.03. | 14 | 395.0741
06.03. | 15 | 395.0741
06.03. | 16 | 395.0741
06.03. | 17 | 395.0741
06.03. | 18 | 395.0741
06.03. | 19 | 395.0741
06.03. | 20 | 395.0741
06.03. | 21 | 395.0741
06.03. | 22 | 395.0741
06.03. | 23 | 395.0741
06.03. | 24 | 395.0741
07.03. | 1 | 395.0741
07.03. | 2 | 395.0741
07.03. | 3 | 395.0741
07.03. | 4 | 395.0741
07.03. | 5 | 395.0741
07.03. | 6 | 395.0741
07.03. | 7 | 395.0741
07.03. | 8 | 395.0741
07.03. | 9 | 395.0741
07.03. | 10 | 395.0741
07.03. | 11 | 395.0741
07.03. | 12 | 395.0741
07.03. | 13 | 395.0741
07.03. | 14 | 395.0741
07.03. | 15 | 395.0741
07.03. | 16 | 395.0741
07.03. | 17 | 395.0741
07.03. | 18 | 395.0741
07.03. | 19 | 395.0741
07.03. | 20 | 395.0741
07.03. | 21 | 395.0741
07.03. | 22 | 395.0741
07.03. | 23 | 395.0741
07.03. | 24 | 395.0741
08.03. | 1 | 395.0741
08.03. | 2 | 395.0741
08.03. | 3 | 395.0741
08.03. | 4 | 395.0741
08.03. | 5 | 395.0741
08.03. | 6 | 395.0741
08.03. | 7 | 395.0741
08.03. | 8 | 395.0741
08.03. | 9 | 395.0741
08.03. | 10 | 395.0741
08.03. | 11 | 395.0741
08.03. | 12 | 395.0741
08.03. | 13 | 395.0741
08.03. | 14 | 395.0741
08.03. | 15 | 395.0741
08.03. | 16 | 395.0741
08.03. | 17 | 395.0741
08.03. | 18 | 395.0741
08.03. | 19 | 395.0741
08.03. | 20 | 395.0741
08.03. | 21 | 395.0741
08.03. | 22 | 395.0741
08.03. | 23 | 395.0741
08.03. | 24 | 395.0741
09.03. | 1 | 395.0741
09.03. | 2 | 395.0741
09.03. | 3 | 395.0741
09.03. | 4 | 395.0741
09.03. | 5 | 395.0741
09.03. | 6 | 395.0741
09.03. | 7 | 395.0741
09.03. | 8 | 395.0741
09.03. | 9 | 395.0741
09.03. | 10 | 395.0741
09.03. | 11 | 395.0741
09.03. | 12 | 395.0741
09.03. | 13 | 395.0741
09.03. | 14 | 395.0741
09.03. | 15 | 395.0741
09.03. | 16 | 395.0741
09.03. | 17 | 395.0741
09.03. | 18 | 395.0741
09.03. | 19 | 395.0741
09.03. | 20 | 395.0741
09.03. | 21 | 395.0741
09.03. | 22 | 395.0741
09.03. | 23 | 395.0741
09.03. | 24 | 395.0741
10.03. | 1 | 395.0741
10.03. | 2 | 395.0741
10.03. | 3 | 395.0741
10.03. | 4 | 395.0741
10.03. | 5 | 395.0741
10.03. | 6 | 395.0741
10.03. | 7 | 395.0741
10.03. | 8 | 395.0741
10.03. | 9 | 395.0741
10.03. | 10 | 395.0741
10.03. | 11 | 395.0741
10.03. | 12 | 395.0741
10.03. | 13 | 395.0741
10.03. | 14 | 395.0741
10.03. | 15 | 395.0741
10.03. | 16 | 395.0741
10.03. | 17 | 395.0741
10.03. | 18 | 395.0741
10.03. | 19 | 395.0741
10.03. | 20 | 395.0741
10.03. | 21 | 395.0741
10.03. | 22 | 395.0741
10.03. | 23 | 395.0741
10.03. | 24 | 395.0741
11.03. | 1 | 395.0741
11.03. | 2 | 395.0741
11.03. | 3 | 395.0741
11.03. | 4 | 395.0741
11.03. | 5 | 395.0741
11.03. | 6 | 395.0741
11.03. | 7 | 395.0741
11.03. | 8 | 395.0741
11.03. | 9 | 395.0741
11.03. | 10 | 395.0741
11.03. | 11 | 395.0741
11.03. | 12 | 395.0741
11.03. | 13 | 395.0741
11.03. | 14 | 395.0741
11.03. | 15 | 395.0741
11.03. | 16 | 395.0741
11.03. | 17 | 395.0741
11.03. | 18 | 395.0741
11.03. | 19 | 395.0741
11.03. | 20 | 395.0741
11.03. | 21 | 395.0741
11.03. | 22 | 395.0741
11.03. | 23 | 395.0741
11.03. | 24 | 395.0741
12.03. | 1 | 395.0741
12.03. | 2 | 395.0741
12.03. | 3 | 395.0741
12.03. | 4 | 395.0741
12.03. | 5 | 395.0741
12.03. | 6 | 395.0741
12.03. | 7 | 395.0741
12.03. | 8 | 395.0741
12.03. | 9 | 395.0741
12.03. | 10 | 395.0741
12.03. | 11 | 395.0741
12.03. | 12 | 395.0741
12.03. | 13 | 395.0741
12.03. | 14 | 395.0741
12.03. | 15 | 395.0741
12.03. | 16 | 395.0741
12.03. | 17 | 395.0741
12.03. | 18 | 395.0741
12.03. | 19 | 395.0741
12.03. | 20 | 395.0741
12.03. | 21 | 395.0741
12.03. | 22 | 395.0741
12.03. | 23 | 395.0741
12.03. | 24 | 395.0741
13.03. | 1 | 395.0741
13.03. | 2 | 395.0741
13.03. | 3 | 395.0741
13.03. | 4 | 395.0741
13.03. | 5 | 395.0741
13.03. | 6 | 395.0741
13.03. | 7 | 395.0741
13.03. | 8 | 395.0741
13.03. | 9 | 395.0741
13.03. | 10 | 395.0741
13.03. | 11 | 395.0741
13.03. | 12 | 395.0741
13.03. | 13 | 395.0741
13.03. | 14 | 395.0741
13.03. | 15 | 395.0741
13.03. | 16 | 395.0741
13.03. | 17 | 395.0741
13.03. | 18 | 395.0741
13.03. | 19 | 395.0741
13.03. | 20 | 395.0741
13.03. | 21 | 395.0741
13.03. | 22 | 395.0741
13.03. | 23 | 395.0741
13.03. | 24 | 395.0741
14.03. | 1 | 395.0741
14.03. | 2 | 395.0741
14.03. | 3 | 395.0741
14.03. | 4 | 395.0741
14.03. | 5 | 395.0741
14.03. | 6 | 395.0741
14.03. | 7 | 395.0741
14.03. | 8 | 395.0741
14.03. | 9 | 395.0741
14.03. | 10 | 395.0741
14.03. | 11 | 395.0741
14.03. | 12 | 395.0741
14.03. | 13 | 395.0741
14.03. | 14 | 395.0741
14.03. | 15 | 395.0741
14.03. | 16 | 395.0741
14.03. | 17 | 395.0741
14.03. | 18 | 395.0741
14.03. | 19 | 395.0741
14.03. | 20 | 395.0741
14.03. | 21 | 395.0741
14.03. | 22 | 395.0741
14.03. | 23 | 395.0741
14.03. | 24 | 395.0741
15.03. | 1 | 395.0741
15.03. | 2 | 395.0741
15.03. | 3 | 395.0741
15.03. | 4 | 395.0741
15.03. | 5 | 395.0741
15.03. | 6 | 395.0741
15.03. | 7 | 395.0741
15.03. | 8 | 395.0741
15.03. | 9 | 395.0741
15.03. | 10 | 395.0741
15.03. | 11 | 395.0741
15.03. | 12 | 395.0741
15.03. | 13 | 395.0741
15.03. | 14 | 395.0741
15.03. | 15 | 395.0741
15.03. | 16 | 395.0741
15.03. | 17 | 395.0741
15.03. | 18 | 395.0741
15.03. | 19 | 395.0741
15.03. | 20 | 395.0741
15.03. | 21 | 395.0741
15.03. | 22 | 395.0741
15.03. | 23 | 395.0741
15.03. | 24 | 395.0741
16.03. | 1 | 395.0741
16.03. | 2 | 395.0741
16.03. | 3 | 395.0741
16.03. | 4 | 395.0741
16.03. | 5 | 395.0741
16.03. | 6 | 395.0741
16.03. | 7 | 395.0741
16.03. | 8 | 395.0741
16.03. | 9 | 395.0741
16.03. | 10 | 395.0741
16.03. | 11 | 395.0741
16.03. | 12 | 395.0741
16.03. | 13 | 395.0741
16.03. | 14 | 395.0741
16.03. | 15 | 395.0741
16.03. | 16 | 395.0741
16.03. | 17 | 395.0741
16.03. | 18 | 395.0741
16.03. | 19 | 395.0741
16.03. | 20 | 395.0741
16.03. | 21 | 395.0741
16.03. | 22 | 395.0741
16.03. | 23 | 395.0741
16.03. | 24 | 395.0741
17.03. | 1 | 395.0741
17.03. | 2 | 395.0741
17.03. | 3 | 395.0741
17.03. | 4 | 395.0741
17.03. | 5 | 395.0741
17.03. | 6 | 395.0741
17.03. | 7 | 395.0741
17.03. | 8 | 395.0741
17.03. | 9 | 395.0741
17.03. | 10 | 395.0741
17.03. | 11 | 395.0741
17.03. | 12 | 395.0741
17.03. | 13 | 395.0741
17.03. | 14 | 395.0741
17.03. | 15 | 395.0741
17.03. | 16 | 395.0741
17.03. | 17 | 395.0741
17.03. | 18 | 395.0741
17.03. | 19 | 395.0741
17.03. | 20 | 395.0741
17.03. | 21 | 395.0741
17.03. | 22 | 395.0741
17.03. | 23 | 395.0741
17.03. | 24 | 395.0741
18.03. | 1 | 395.0741
18.03. | 2 | 395.0741
18.03. | 3 | 395.0741
18.03. | 4 | 395.0741
18.03. | 5 | 395.0741
18.03. | 6 | 395.0741
18.03. | 7 | 395.0741
18.03. | 8 | 395.0741
18.03. | 9 | 395.0741
18.03. | 10 | 395.0741
18.03. | 11 | 395.0741
18.03. | 12 | 395.0741
18.03. | 13 | 395.0741
18.03. | 14 | 395.0741
18.03. | 15 | 395.0741
18.03. | 16 | 395.0741
18.03. | 17 | 395.0741
18.03. | 18 | 395.0741
18.03. | 19 | 395.0741
18.03. | 20 | 395.0741
18.03. | 21 | 395.0741
18.03. | 22 | 395.0741
18.03. | 23 | 395.0741
18.03. | 24 | 395.0741
19.03. | 1 | 395.0741
19.03. | 2 | 395.0741
19.03. | 3 | 395.0741
19.03. | 4 | 395.0741
19.03. | 5 | 395.0741
19.03. | 6 | 395.0741
19.03. | 7 | 395.0741
19.03. | 8 | 395.0741
19.03. | 9 | 395.0741
19.03. | 10 | 395.0741
19.03. | 11 | 395.0741
19.03. | 12 | 395.0741
19.03. | 13 | 395.0741
19.03. | 14 | 395.0741
19.03. | 15 | 395.0741
19.03. | 16 | 395.0741
19.03. | 17 | 395.0741
19.03. | 18 | 395.0741
19.03. | 19 | 395.0741
19.03. | 20 | 395.0741
19.03. | 21 | 395.0741
19.03. | 22 | 395.0741
19.03. | 23 | 395.0741
19.03. | 24 | 395.0741
20.03. | 1 | 395.0741
20.03. | 2 | 395.0741
20.03. | 3 | 395.0741
20.03. | 4 | 395.0741
20.03. | 5 | 395.0741
20.03. | 6 | 395.0741
20.03. | 7 | 395.0741
20.03. | 8 | 395.0741
20.03. | 9 | 395.0741
20.03. | 10 | 395.0741
20.03. | 11 | 395.0741
20.03. | 12 | 395.0741
20.03. | 13 | 395.0741
20.03. | 14 | 395.0741
20.03. | 15 | 395.0741
20.03. | 16 | 395.0741
20.03. | 17 | 395.0741
20.03. | 18 | 395.0741
20.03. | 19 | 395.0741
20.03. | 20 | 395.0741
20.03. | 21 | 395.0741
20.03. | 22 | 395.0741
20.03. | 23 | 395.0741
20.03. | 24 | 395.0741
21.03. | 1 | 395.0741
21.03. | 2 | 395.0741
21.03. | 3 | 395.0741
21.03. | 4 | 395.0741
21.03. | 5 | 395.0741
21.03. | 6 | 395.0741
21.03. | 7 | 395.0741
21.03. | 8 | 395.0741
21.03. | 9 | 395.0741
21.03. | 10 | 395.0741
21.03. | 11 | 395.0741
21.03. | 12 | 395.0741
21.03. | 13 | 395.0741
21.03. | 14 | 395.0741
21.03. | 15 | 395.0741
21.03. | 16 | 395.0741
21.03. | 17 | 395.0741
21.03. | 18 | 395.0741
21.03. | 19 | 395.0741
21.03. | 20 | 395.0741
21.03. | 21 | 395.0741
21.03. | 22 | 395.0741
21.03. | 23 | 395.0741
21.03. | 24 | 395.0741
22.03. | 1 | 395.0741
22.03. | 2 | 395.0741
22.03. | 3 | 395.0741
22.03. | 4 | 395.0741
22.03. | 5 | 395.0741
22.03. | 6 | 395.0741
22.03. | 7 | 395.0741
22.03. | 8 | 395.0741
22.03. | 9 | 395.0741
22.03. | 10 | 395.0741
22.03. | 11 | 395.0741
22.03. | 12 | 395.0741
22.03. | 13 | 395.0741
22.03. | 14 | 395.0741
22.03. | 15 | 395.0741
22.03. | 16 | 395.0741
22.03. | 17 | 395.0741
22.03. | 18 | 395.0741
22.03. | 19 | 395.0741
22.03. | 20 | 395.0741
22.03. | 21 | 395.0741
22.03. | 22 | 395.0741
22.03. | 23 | 395.0741
22.03. | 24 | 395.0741
23.03. | 1 | 395.0741
23.03. | 2 | 395.0741
23.03. | 3 | 395.0741
23.03. | 4 | 395.0741
23.03. | 5 | 395.0741
23.03. | 6 | 395.0741
23.03. | 7 | 395.0741
23.03. | 8 | 395.0741
23.03. | 9 | 395.0741
23.03. | 10 | 395.0741
23.03. | 11 | 395.0741
23.03. | 12 | 395.0741
23.03. | 13 | 395.0741
23.03. | 14 | 395.0741
23.03. | 15 | 395.0741
23.03. | 16 | 395.0741
23.03. | 17 | 395.0741
23.03. | 18 | 395.0741
23.03. | 19 | 395.0741
23.03. | 20 | 395.0741
23.03. | 21 | 395.0741
23.03. | 22 | 395.0741
23.03. | 23 | 395.0741
23.03. | 24 | 395.0741
24.03. | 1 | 395.0741
24.03. | 2 | 395.0741
24.03. | 3 | 395.0741
24.03. | 4 | 395.0741
24.03. | 5 | 395.0741
24.03. | 6 | 395.0741
24.03. | 7 | 395.0741
24.03. | 8 | 395.0741
24.03. | 9 | 395.0741
24.03. | 10 | 395.0741
24.03. | 11 | 395.0741
24.03. | 12 | 395.0741
24.03. | 13 | 395.0741
24.03. | 14 | 395.0741
24.03. | 15 | 395.0741
24.03. | 16 | 395.0741
24.03. | 17 | 395.0741
24.03. | 18 | 395.0741
24.03. | 19 | 395.0741
24.03. | 20 | 395.0741
24.03. | 21 | 395.0741
24.03. | 22 | 395.0741
24.03. | 23 | 395.0741
24.03. | 24 | 395.0741
25.03. | 1 | 395.0741
25.03. | 2 | 395.0741
25.03. | 3 | 395.0741
25.03. | 4 | 395.0741
25.03. | 5 | 395.0741
25.03. | 6 | 395.0741
25.03. | 7 | 395.0741
25.03. | 8 | 395.0741
25.03. | 9 | 395.0741
25.03. | 10 | 395.0741
25.03. | 11 | 395.0741
25.03. | 12 | 395.0741
25.03. | 13 | 395.0741
25.03. | 14 | 395.0741
25.03. | 15 | 395.0741
25.03. | 16 | 395.0741
25.03. | 17 | 395.0741
25.03. | 18 | 395.0741
25.03. | 19 | 395.0741
25.03. | 20 | 395.0741
25.03. | 21 | 395.0741
25.03. | 22 | 395.0741
25.03. | 23 | 395.0741
25.03. | 24 | 395.0741
26.03. | 1 | 395.0741
26.03. | 2 | 395.0741
26.03. | 3 | 395.0741
26.03. | 4 | 395.0741
26.03. | 5 | 395.0741
26.03. | 6 | 395.0741
26.03. | 7 | 395.0741
26.03. | 8 | 395.0741
26.03. | 9 | 395.0741
26.03. | 10 | 395.0741
26.03. | 11 | 395.0741
26.03. | 12 | 395.0741
26.03. | 13 | 395.0741
26.03. | 14 | 395.0741
26.03. | 15 | 395.0741
26.03. | 16 | 395.0741
26.03. | 17 | 395.0741
26.03. | 18 | 395.0741
26.03. | 19 | 395.0741
26.03. | 20 | 395.0741
26.03. | 21 | 395.0741
26.03. | 22 | 395.0741
26.03. | 23 | 395.0741
26.03. | 24 | 395.0741
27.03. | 1 | 395.0741
27.03. | 2 | 395.0741
27.03. | 3 | 395.0741
27.03. | 4 | 395.0741
27.03. | 5 | 395.0741
27.03. | 6 | 395.0741
27.03. | 7 | 395.0741
27.03. | 8 | 395.0741
27.03. | 9 | 395.0741
27.03. | 10 | 395.0741
27.03. | 11 | 395.0741
27.03. | 12 | 395.0741
27.03. | 13 | 395.0741
27.03. | 14 | 395.0741
27.03. | 15 | 395.0741
27.03. | 16 | 395.0741
27.03. | 17 | 395.0741
27.03. | 18 | 395.0741
27.03. | 19 | 395.0741
27.03. | 20 | 395.0741
27.03. | 21 | 395.0741
27.03. | 22 | 395.0741
27.03. | 23 | 395.0741
27.03. | 24 | 395.0741
28.03. | 1 | 395.0741
28.03. | 2 | 395.0741
28.03. | 3 | 395.0741
28.03. | 4 | 395.0741
28.03. | 5 | 395.0741
28.03. | 6 | 395.0741
28.03. | 7 | 395.0741
28.03. | 8 | 395.0741
28.03. | 9 | 395.0741
28.03. | 10 | 395.0741
28.03. | 11 | 395.0741
28.03. | 12 | 395.0741
28.03. | 13 | 395.0741
28.03. | 14 | 395.0741
28.03. | 15 | 395.0741
28.03. | 16 | 395.0741
28.03. | 17 | 395.0741
28.03. | 18 | 395.0741
28.03. | 19 | 395.0741
28.03. | 20 | 395.0741
28.03. | 21 | 395.0741
28.03. | 22 | 395.0741
28.03. | 23 | 395.0741
28.03. | 24 | 395.0741
29.03. | 1 | 395.0741
29.03. | 2 | 395.0741
29.03. | 3 | 395.0741
29.03. | 4 | 395.0741
29.03. | 5 | 395.0741
29.03. | 6 | 395.0741
29.03. | 7 | 395.0741
29.03. | 8 | 395.0741
29.03. | 9 | 395.0741
29.03. | 10 | 395.0741
29.03. | 11 | 395.0741
29.03. | 12 | 395.0741
29.03. | 13 | 395.0741
29.03. | 14 | 395.0741
29.03. | 15 | 395.0741
29.03. | 16 | 395.0741
29.03. | 17 | 395.0741
29.03. | 18 | 395.0741
29.03. | 19 | 395.0741
29.03. | 20 | 395.0741
29.03. | 21 | 395.0741
29.03. | 22 | 395.0741
29.03. | 23 | 395.0741
29.03. | 24 | 395.0741
30.03. | 1 | 395.0741
30.03. | 2 | 395.0741
30.03. | 3 | 395.0741
30.03. | 4 | 395.0741
30.03. | 5 | 395.0741
30.03. | 6 | 395.0741
30.03. | 7 | 395.0741
30.03. | 8 | 395.0741
30.03. | 9 | 395.0741
30.03. | 10 | 395.0741
30.03. | 11 | 395.0741
30.03. | 12 | 395.0741
30.03. | 13 | 395.0741
30.03. | 14 | 395.0741
30.03. | 15 | 395.0741
30.03. | 16 | 395.0741
30.03. | 17 | 395.0741
30.03. | 18 | 395.0741
30.03. | 19 | 395.0741
30.03. | 20 | 395.0741
30.03. | 21 | 395.0741
30.03. | 22 | 395.0741
30.03. | 23 | 395.0741
30.03. | 24 | 395.0741
31.03. | 1 | 395.0741
31.03. | 2 | 395.0741
31.03. | 3 | 395.0741
31.03. | 4 | 395.0741
31.03. | 5 | 395.0741
31.03. | 6 | 395.0741
31.03. | 7 | 395.0741
31.03. | 8 | 395.0741
31.03. | 9 | 395.0741
31.03. | 10 | 395.0741
31.03. | 11 | 395.0741
31.03. | 12 | 395.0741
31.03. | 13 | 395.0741
31.03. | 14 | 395.0741
31.03. | 15 | 395.0741
31.03. | 16 | 395.0741
31.03. | 17 | 395.0741
31.03. | 18 | 395.0741
31.03. | 19 | 395.0741
31.03. | 20 | 395.0741
31.03. | 21 | 395.0741
31.03. | 22 | 395.0741
31.03. | 23 | 395.0741
31.03. | 24 | 395.0741
01.04. | 1 | 395.0741
01.04. | 2 | 395.0741
01.04. | 3 | 395.0741
01.04. | 4 | 395.0741
01.04. | 5 | 395.0741
01.04. | 6 | 395.0741
01.04. | 7 | 395.0741
01.04. | 8 | 395.0741
01.04. | 9 | 395.0741
01.04. | 10 | 395.0741
01.04. | 11 | 395.0741
01.04. | 12 | 395.0741
01.04. | 13 | 395.0741
01.04. | 14 | 395.0741
01.04. | 15 | 395.0741
01.04. | 16 | 395.0741
01.04. | 17 | 395.0741
01.04. | 18 | 395.0741
01.04. | 19 | 395.0741
01.04. | 20 | 395.0741
01.04. | 21 | 395.0741
01.04. | 22 | 395.0741
01.04. | 23 | 395.0741
01.04. | 24 | 395.0741
02.04. | 1 | 395.0741
02.04. | 2 | 395.0741
02.04. | 3 | 395.0741
02.04. | 4 | 395.0741
02.04. | 5 | 395.0741
02.04. | 6 | 395.0741
02.04. | 7 | 395.0741
02.04. | 8 | 395.0741
02.04. | 9 | 395.0741
02.04. | 10 | 395.0741
02.04. | 11 | 395.0741
02.04. | 12 | 395.0741
02.04. | 13 | 395.0741
02.04. | 14 | 395.0741
02.04. | 15 | 395.0741
02.04. | 16 | 395.0741
02.04. | 17 | 395.0741
02.04. | 18 | 395.0741
02.04. | 19 | 395.0741
02.04. | 20 | 395.0741
02.04. | 21 | 395.0741
02.04. | 22 | 395.0741
02.04. | 23 | 395.0741
02.04. | 24 | 395.0741
03.04. | 1 | 395.0741
03.04. | 2 | 395.0741
03.04. | 3 | 395.0741
03.04. | 4 | 395.0741
03.04. | 5 | 395.0741
03.04. | 6 | 395.0741
03.04. | 7 | 395.0741
03.04. | 8 | 395.0741
03.04. | 9 | 395.0741
03.04. | 10 | 395.0741
03.04. | 11 | 395.0741
03.04. | 12 | 395.0741
03.04. | 13 | 395.0741
03.04. | 14 | 395.0741
03.04. | 15 | 395.0741
03.04. | 16 | 395.0741
03.04. | 17 | 395.0741
03.04. | 18 | 395.0741
03.04. | 19 | 395.0741
03.04. | 20 | 395.0741
03.04. | 21 | 395.0741
03.04. | 22 | 395.0741
03.04. | 23 | 395.0741
03.04. | 24 | 395.0741
04.04. | 1 | 395.0741
04.04. | 2 | 395.0741
04.04. | 3 | 395.0741
04.04. | 4 | 395.0741
04.04. | 5 | 395.0741
04.04. | 6 | 395.0741
04.04. | 7 | 395.0741
04.04. | 8 | 395.0741
04.04. | 9 | 395.0741
04.04. | 10 | 395.0741
04.04. | 11 | 395.0741
04.04. | 12 | 395.0741
04.04. | 13 | 395.0741
04.04. | 14 | 395.0741
04.04. | 15 | 395.0741
04.04. | 16 | 395.0741
04.04. | 17 | 395.0741
04.04. | 18 | 395.0741
04.04. | 19 | 395.0741
04.04. | 20 | 395.0741
04.04. | 21 | 395.0741
04.04. | 22 | 395.0741
04.04. | 23 | 395.0741
04.04. | 24 | 395.0741
05.04. | 1 | 395.0741
05.04. | 2 | 395.0741
05.04. | 3 | 395.0741
05.04. | 4 | 395.0741
05.04. | 5 | 395.0741
05.04. | 6 | 395.0741
05.04. | 7 | 395.0741
05.04. | 8 | 395.0741
05.04. | 9 | 395.0741
05.04. | 10 | 395.0741
05.04. | 11 | 395.0741
05.04. | 12 | 395.0741
05.04. | 13 | 395.0741
05.04. | 14 | 395.0741
05.04. | 15 | 395.0741
05.04. | 16 | 395.0741
05.04. | 17 | 395.0741
05.04. | 18 | 395.0741
05.04. | 19 | 395.0741
05.04. | 20 | 395.0741
05.04. | 21 | 395.0741
05.04. | 22 | 395.0741
05.04. | 23 | 395.0741
05.04. | 24 | 395.0741
06.04. | 1 | 395.0741
06.04. | 2 | 395.0741
06.04. | 3 | 395.0741
06.04. | 4 | 395.0741
06.04. | 5 | 395.0741
06.04. | 6 | 395.0741
06.04. | 7 | 395.0741
06.04. | 8 | 395.0741
06.04. | 9 | 395.0741
06.04. | 10 | 395.0741
06.04. | 11 | 395.0741
06.04. | 12 | 395.0741
06.04. | 13 | 395.0741
06.04. | 14 | 395.0741
06.04. | 15 | 395.0741
06.04. | 16 | 395.0741
06.04. | 17 | 395.0741
06.04. | 18 | 395.0741
06.04. | 19 | 395.0741
06.04. | 20 | 395.0741
06.04. | 21 | 395.0741
06.04. | 22 | 395.0741
06.04. | 23 | 395.0741
06.04. | 24 | 395.0741
07.04. | 1 | 395.0741
07.04. | 2 | 395.0741
07.04. | 3 | 395.0741
07.04. | 4 | 395.0741
07.04. | 5 | 395.0741
07.04. | 6 | 395.0741
07.04. | 7 | 395.0741
07.04. | 8 | 395.0741
07.04. | 9 | 395.0741
07.04. | 10 | 395.0741
07.04. | 11 | 395.0741
07.04. | 12 | 395.0741
07.04. | 13 | 395.0741
07.04. | 14 | 395.0741
07.04. | 15 | 395.0741
07.04. | 16 | 395.0741
07.04. | 17 | 395.0741
07.04. | 18 | 395.0741
07.04. | 19 | 395.0741
07.04. | 20 | 395.0741
07.04. | 21 | 395.0741
07.04. | 22 | 395.0741
07.04. | 23 | 395.0741
07.04. | 24 | 395.0741
08.04. | 1 | 395.0741
08.04. | 2 | 395.0741
08.04. | 3 | 395.0741
08.04. | 4 | 395.0741
08.04. | 5 | 395.0741
08.04. | 6 | 395.0741
08.04. | 7 | 395.0741
08.04. | 8 | 395.0741
08.04. | 9 | 395.0741
08.04. | 10 | 395.0741
08.04. | 11 | 395.0741
08.04. | 12 | 395.0741
08.04. | 13 | 395.0741
08.04. | 14 | 395.0741
08.04. | 15 | 395.0741
08.04. | 16 | 395.0741
08.04. | 17 | 395.0741
08.04. | 18 | 395.0741
08.04. | 19 | 395.0741
08.04. | 20 | 395.0741
08.04. | 21 | 395.0741
08.04. | 22 | 395.0741
08.04. | 23 | 395.0741
08.04. | 24 | 395.0741
09.04. | 1 | 395.0741
09.04. | 2 | 395.0741
09.04. | 3 | 395.0741
09.04. | 4 | 395.0741
09.04. | 5 | 395.0741
09.04. | 6 | 395.0741
09.04. | 7 | 395.0741
09.04. | 8 | 395.0741
09.04. | 9 | 395.0741
09.04. | 10 | 395.0741
09.04. | 11 | 395.0741
09.04. | 12 | 395.0741
09.04. | 13 | 395.0741
09.04. | 14 | 395.0741
09.04. | 15 | 395.0741
09.04. | 16 | 395.0741
09.04. | 17 | 395.0741
09.04. | 18 | 395.0741
09.04. | 19 | 395.0741
09.04. | 20 | 395.0741
09.04. | 21 | 395.0741
09.04. | 22 | 395.0741
09.04. | 23 | 395.0741
09.04. | 24 | 395.0741
10.04. | 1 | 395.0741
10.04. | 2 | 395.0741
10.04. | 3 | 395.0741
10.04. | 4 | 395.0741
10.04. | 5 | 395.0741
10.04. | 6 | 395.0741
10.04. | 7 | 395.0741
10.04. | 8 | 395.0741
10.04. | 9 | 395.0741
10.04. | 10 | 395.0741
10.04. | 11 | 395.0741
10.04. | 12 | 395.0741
10.04. | 13 | 395.0741
10.04. | 14 | 395.0741
10.04. | 15 | 395.0741
10.04. | 16 | 395.0741
10.04. | 17 | 395.0741
10.04. | 18 | 395.0741
10.04. | 19 | 395.0741
10.04. | 20 | 395.0741
10.04. | 21 | 395.0741
10.04. | 22 | 395.0741
10.04. | 23 | 395.0741
10.04. | 24 | 395.0741
11.04. | 1 | 395.0741
11.04. | 2 | 395.0741
11.04. | 3 | 395.0741
11.04. | 4 | 395.0741
11.04. | 5 | 395.0741
11.04. | 6 | 395.0741
11.04. | 7 | 395.0741
11.04. | 8 | 395.0741
11.04. | 9 | 395.0741
11.04. | 10 | 395.0741
11.04. | 11 | 395.0741
11.04. | 12 | 395.0741
11.04. | 13 | 395.0741
11.04. | 14 | 395.0741
11.04. | 15 | 395.0741
11.04. | 16 | 395.0741
11.04. | 17 | 395.0741
11.04. | 18 | 395.0741
11.04. | 19 | 395.0741
11.04. | 20 | 395.0741
11.04. | 21 | 395.0741
11.04. | 22 | 395.0741
11.04. | 23 | 395.0741
11.04. | 24 | 395.0741
12.04. | 1 | 395.0741
12.04. | 2 | 395.0741
12.04. | 3 | 395.0741
12.04. | 4 | 395.0741
12.04. | 5 | 395.0741
12.04. | 6 | 395.0741
12.04. | 7 | 395.0741
12.04. | 8 | 395.0741
12.04. | 9 | 395.0741
12.04. | 10 | 395.0741
12.04. | 11 | 395.0741
12.04. | 12 | 395.0741
12.04. | 13 | 395.0741
12.04. | 14 | 395.0741
12.04. | 15 | 395.0741
12.04. | 16 | 395.0741
12.04. | 17 | 395.0741
12.04. | 18 | 395.0741
12.04. | 19 | 395.0741
12.04. | 20 | 395.0741
12.04. | 21 | 395.0741
12.04. | 22 | 395.0741
12.04. | 23 | 395.0741
12.04. | 24 | 395.0741
13.04. | 1 | 395.0741
13.04. | 2 | 395.0741
13.04. | 3 | 395.0741
13.04. | 4 | 395.0741
13.04. | 5 | 395.0741
13.04. | 6 | 395.0741
13.04. | 7 | 395.0741
13.04. | 8 | 395.0741
13.04. | 9 | 395.0741
13.04. | 10 | 395.0741
13.04. | 11 | 395.0741
13.04. | 12 | 395.0741
13.04. | 13 | 395.0741
13.04. | 14 | 395.0741
13.04. | 15 | 395.0741
13.04. | 16 | 395.0741
13.04. | 17 | 395.0741
13.04. | 18 | 395.0741
13.04. | 19 | 395.0741
13.04. | 20 | 395.0741
13.04. | 21 | 395.0741
13.04. | 22 | 395.0741
13.04. | 23 | 395.0741
13.04. | 24 | 395.0741
14.04. | 1 | 395.0741
14.04. | 2 | 395.0741
14.04. | 3 | 395.0741
14.04. | 4 | 395.0741
14.04. | 5 | 395.0741
14.04. | 6 | 395.0741
14.04. | 7 | 395.0741
14.04. | 8 | 395.0741
14.04. | 9 | 395.0741
14.04. | 10 | 395.0741
14.04. | 11 | 395.0741
14.04. | 12 | 395.0741
14.04. | 13 | 395.0741
14.04. | 14 | 395.0741
14.04. | 15 | 395.0741
14.04. | 16 | 395.0741
14.04. | 17 | 395.0741
14.04. | 18 | 395.0741
14.04. | 19 | 395.0741
14.04. | 20 | 395.0741
14.04. | 21 | 395.0741
14.04. | 22 | 395.0741
14.04. | 23 | 395.0741
14.04. | 24 | 395.0741
15.04. | 1 | 395.0741
15.04. | 2 | 395.0741
15.04. | 3 | 395.0741
15.04. | 4 | 395.0741
15.04. | 5 | 395.0741
15.04. | 6 | 395.0741
15.04. | 7 | 395.0741
15.04. | 8 | 395.0741
15.04. | 9 | 395.0741
15.04. | 10 | 395.0741
15.04. | 11 | 395.0741
15.04. | 12 | 395.0741
15.04. | 13 | 395.0741
15.04. | 14 | 395.0741
15.04. | 15 | 395.0741
15.04. | 16 | 395.0741
15.04. | 17 | 395.0741
15.04. | 18 | 395.0741
15.04. | 19 | 395.0741
15.04. | 20 | 395.0741
15.04. | 21 | 395.0741
15.04. | 22 | 395.0741
15.04. | 23 | 395.0741
15.04. | 24 | 395.0741
16.04. | 1 | 395.0741
16.04. | 2 | 395.0741
16.04. | 3 | 395.0741
16.04. | 4 | 395.0741
16.04. | 5 | 395.0741
16.04. | 6 | 395.0741
16.04. | 7 | 395.0741
16.04. | 8 | 395.0741
16.04. | 9 | 395.0741
16.04. | 10 | 395.0741
16.04. | 11 | 395.0741
16.04. | 12 | 395.0741
16.04. | 13 | 395.0741
16.04. | 14 | 395.0741
16.04. | 15 | 395.0741
16.04. | 16 | 395.0741
16.04. | 17 | 395.0741
16.04. | 18 | 395.0741
16.04. | 19 | 395.0741
16.04. | 20 | 395.0741
16.04. | 21 | 395.0741
16.04. | 22 | 395.0741
16.04. | 23 | 395.0741
16.04. | 24 | 395.0741
17.04. | 1 | 395.0741
17.04. | 2 | 395.0741
17.04. | 3 | 395.0741
17.04. | 4 | 395.0741
17.04. | 5 | 395.0741
17.04. | 6 | 395.0741
17.04. | 7 | 395.0741
17.04. | 8 | 395.0741
17.04. | 9 | 395.0741
17.04. | 10 | 395.0741
17.04. | 11 | 395.0741
17.04. | 12 | 395.0741
17.04. | 13 | 395.0741
17.04. | 14 | 395.0741
17.04. | 15 | 395.0741
17.04. | 16 | 395.0741
17.04. | 17 | 395.0741
17.04. | 18 | 395.0741
17.04. | 19 | 395.0741
17.04. | 20 | 395.0741
17.04. | 21 | 395.0741
17.04. | 22 | 395.0741
17.04. | 23 | 395.0741
17.04. | 24 | 395.0741
18.04. | 1 | 395.0741
18.04. | 2 | 395.0741
18.04. | 3 | 395.0741
18.04. | 4 | 395.0741
18.04. | 5 | 395.0741
18.04. | 6 | 395.0741
18.04. | 7 | 395.0741
18.04. | 8 | 395.0741
18.04. | 9 | 395.0741
18.04. | 10 | 395.0741
18.04. | 11 | 395.0741
18.04. | 12 | 395.0741
18.04. | 13 | 395.0741
18.04. | 14 | 395.0741
18.04. | 15 | 395.0741
18.04. | 16 | 395.0741
18.04. | 17 | 395.0741
18.04. | 18 | 395.0741
18.04. | 19 | 395.0741
18.04. | 20 | 395.0741
18.04. | 21 | 395.0741
18.04. | 22 | 395.0741
18.04. | 23 | 395.0741
18.04. | 24 | 395.0741
19.04. | 1 | 395.0741
19.04. | 2 | 395.0741
19.04. | 3 | 395.0741
19.04. | 4 | 395.0741
19.04. | 5 | 395.0741
19.04. | 6 | 395.0741
19.04. | 7 | 395.0741
19.04. | 8 | 395.0741
19.04. | 9 | 395.0741
19.04. | 10 | 395.0741
19.04. | 11 | 395.0741
19.04. | 12 | 395.0741
19.04. | 13 | 395.0741
19.04. | 14 | 395.0741
19.04. | 15 | 395.0741
19.04. | 16 | 395.0741
19.04. | 17 | 395.0741
19.04. | 18 | 395.0741
19.04. | 19 | 395.0741
19.04. | 20 | 395.0741
19.04. | 21 | 395.0741
19.04. | 22 | 395.0741
19.04. | 23 | 395.0741
19.04. | 24 | 395.0741
20.04. | 1 | 395.0741
20.04. | 2 | 395.0741
20.04. | 3 | 395.0741
20.04. | 4 | 395.0741
20.04. | 5 | 395.0741
20.04. | 6 | 395.0741
20.04. | 7 | 395.0741
20.04. | 8 | 395.0741
20.04. | 9 | 395.0741
20.04. | 10 | 395.0741
20.04. | 11 | 395.0741
20.04. | 12 | 395.0741
20.04. | 13 | 395.0741
20.04. | 14 | 395.0741
20.04. | 15 | 395.0741
20.04. | 16 | 395.0741
20.04. | 17 | 395.0741
20.04. | 18 | 395.0741
20.04. | 19 | 395.0741
20.04. | 20 | 395.0741
20.04. | 21 | 395.0741
20.04. | 22 | 395.0741
20.04. | 23 | 395.0741
20.04. | 24 | 395.0741
21.04. | 1 | 395.0741
21.04. | 2 | 395.0741
21.04. | 3 | 395.0741
21.04. | 4 | 395.0741
21.04. | 5 | 395.0741
21.04. | 6 | 395.0741
21.04. | 7 | 395.0741
21.04. | 8 | 395.0741
21.04. | 9 | 395.0741
21.04. | 10 | 395.0741
21.04. | 11 | 395.0741
21.04. | 12 | 395.0741
21.04. | 13 | 395.0741
21.04. | 14 | 395.0741
21.04. | 15 | 395.0741
21.04. | 16 | 395.0741
21.04. | 17 | 395.0741
21.04. | 18 | 395.0741
21.04. | 19 | 395.0741
21.04. | 20 | 395.0741
21.04. | 21 | 395.0741
21.04. | 22 | 395.0741
21.04. | 23 | 395.0741
21.04. | 24 | 395.0741
22.04. | 1 | 395.0741
22.04. | 2 | 395.0741
22.04. | 3 | 395.0741
22.04. | 4 | 395.0741
22.04. | 5 | 395.0741
22.04. | 6 | 395.0741
22.04. | 7 | 395.0741
22.04. | 8 | 395.0741
22.04. | 9 | 395.0741
22.04. | 10 | 395.0741
22.04. | 11 | 395.0741
22.04. | 12 | 395.0741
22.04. | 13 | 395.0741
22.04. | 14 | 395.0741
22.04. | 15 | 395.0741
22.04. | 16 | 395.0741
22.04. | 17 | 395.0741
22.04. | 18 | 395.0741
22.04. | 19 | 395.0741
22.04. | 20 | 395.0741
22.04. | 21 | 395.0741
22.04. | 22 | 395.0741
22.04. | 23 | 395.0741
22.04. | 24 | 395.0741
23.04. | 1 | 395.0741
23.04. | 2 | 395.0741
23.04. | 3 | 395.0741
23.04. | 4 | 395.0741
23.04. | 5 | 395.0741
23.04. | 6 | 395.0741
23.04. | 7 | 395.0741
23.04. | 8 | 395.0741
23.04. | 9 | 395.0741
23.04. | 10 | 395.0741
23.04. | 11 | 395.0741
23.04. | 12 | 395.0741
23.04. | 13 | 395.0741
23.04. | 14 | 395.0741
23.04. | 15 | 395.0741
23.04. | 16 | 395.0741
23.04. | 17 | 395.0741
23.04. | 18 | 395.0741
23.04. | 19 | 395.0741
23.04. | 20 | 395.0741
23.04. | 21 | 395.0741
23.04. | 22 | 395.0741
23.04. | 23 | 395.0741
23.04. | 24 | 395.0741
24.04. | 1 | 395.0741
24.04. | 2 | 395.0741
24.04. | 3 | 395.0741
24.04. | 4 | 395.0741
24.04. | 5 | 395.0741
24.04. | 6 | 395.0741
24.04. | 7 | 395.0741
24.04. | 8 | 395.0741
24.04. | 9 | 395.0741
24.04. | 10 | 395.0741
24.04. | 11 | 395.0741
24.04. | 12 | 395.0741
24.04. | 13 | 395.0741
24.04. | 14 | 395.0741
24.04. | 15 | 395.0741
24.04. | 16 | 395.0741
24.04. | 17 | 395.0741
24.04. | 18 | 395.0741
24.04. | 19 | 395.0741
24.04. | 20 | 395.0741
24.04. | 21 | 395.0741
24.04. | 22 | 395.0741
24.04. | 23 | 395.0741
24.04. | 24 | 395.0741
25.04. | 1 | 395.0741
25.04. | 2 | 395.0741
25.04. | 3 | 395.0741
25.04. | 4 | 395.0741
25.04. | 5 | 395.0741
25.04. | 6 | 395.0741
25.04. | 7 | 395.0741
25.04. | 8 | 395.0741
25.04. | 9 | 395.0741
25.04. | 10 | 395.0741
25.04. | 11 | 395.0741
25.04. | 12 | 395.0741
25.04. | 13 | 395.0741
25.04. | 14 | 395.0741
25.04. | 15 | 395.0741
25.04. | 16 | 395.0741
25.04. | 17 | 395.0741
25.04. | 18 | 395.0741
25.04. | 19 | 395.0741
25.04. | 20 | 395.0741
25.04. | 21 | 395.0741
25.04. | 22 | 395.0741
25.04. | 23 | 395.0741
25.04. | 24 | 395.0741
26.04. | 1 | 395.0741
26.04. | 2 | 395.0741
26.04. | 3 | 395.0741
26.04. | 4 | 395.0741
26.04. | 5 | 395.0741
26.04. | 6 | 395.0741
26.04. | 7 | 395.0741
26.04. | 8 | 395.0741
26.04. | 9 | 395.0741
26.04. | 10 | 395.0741
26.04. | 11 | 395.0741
26.04. | 12 | 395.0741
26.04. | 13 | 395.0741
26.04. | 14 | 395.0741
26.04. | 15 | 395.0741
26.04. | 16 | 395.0741
26.04. | 17 | 395.0741
26.04. | 18 | 395.0741
26.04. | 19 | 395.0741
26.04. | 20 | 395.0741
26.04. | 21 | 395.0741
26.04. | 22 | 395.0741
26.04. | 23 | 395.0741
26.04. | 24 | 395.0741
27.04. | 1 | 395.0741
27.04. | 2 | 395.0741
27.04. | 3 | 395.0741
27.04. | 4 | 395.0741
27.04. | 5 | 395.0741
27.04. | 6 | 395.0741
27.04. | 7 | 395.0741
27.04. | 8 | 395.0741
27.04. | 9 | 395.0741
27.04. | 10 | 395.0741
27.04. | 11 | 395.0741
27.04. | 12 | 395.0741
27.04. | 13 | 395.0741
27.04. | 14 | 395.0741
27.04. | 15 | 395.0741
27.04. | 16 | 395.0741
27.04. | 17 | 395.0741
27.04. | 18 | 395.0741
27.04. | 19 | 395.0741
27.04. | 20 | 395.0741
27.04. | 21 | 395.0741
27.04. | 22 | 395.0741
27.04. | 23 | 395.0741
27.04. | 24 | 395.0741
28.04. | 1 | 395.0741
28.04. | 2 | 395.0741
28.04. | 3 | 395.0741
28.04. | 4 | 395.0741
28.04. | 5 | 395.0741
28.04. | 6 | 395.0741
28.04. | 7 | 395.0741
28.04. | 8 | 395.0741
28.04. | 9 | 395.0741
28.04. | 10 | 395.0741
28.04. | 11 | 395.0741
28.04. | 12 | 395.0741
28.04. | 13 | 395.0741
28.04. | 14 | 395.0741
28.04. | 15 | 395.0741
28.04. | 16 | 395.0741
28.04. | 17 | 395.0741
28.04. | 18 | 395.0741
28.04. | 19 | 395.0741
28.04. | 20 | 395.0741
28.04. | 21 | 395.0741
28.04. | 22 | 395.0741
28.04. | 23 | 395.0741
28.04. | 24 | 395.0741
29.04. | 1 | 395.0741
29.04. | 2 | 395.0741
29.04. | 3 | 395.0741
29.04. | 4 | 395.0741
29.04. | 5 | 395.0741
29.04. | 6 | 395.0741
29.04. | 7 | 395.0741
29.04. | 8 | 395.0741
29.04. | 9 | 395.0741
29.04. | 10 | 395.0741
29.04. | 11 | 395.0741
29.04. | 12 | 395.0741
29.04. | 13 | 395.0741
29.04. | 14 | 395.0741
29.04. | 15 | 395.0741
29.04. | 16 | 395.0741
29.04. | 17 | 395.0741
29.04. | 18 | 395.0741
29.04. | 19 | 395.0741
29.04. | 20 | 395.0741
29.04. | 21 | 395.0741
29.04. | 22 | 395.0741
29.04. | 23 | 395.0741
29.04. | 24 | 395.0741
30.04. | 1 | 395.0741
30.04. | 2 | 395.0741
30.04. | 3 | 395.0741
30.04. | 4 | 395.0741
30.04. | 5 | 395.0741
30.04. | 6 | 395.0741
30.04. | 7 | 395.0741
30.04. | 8 | 395.0741
30.04. | 9 | 395.0741
30.04. | 10 | 395.0741
30.04. | 11 | 395.0741
30.04. | 12 | 395.0741
30.04. | 13 | 395.0741
30.04. | 14 | 395.0741
30.04. | 15 | 395.0741
30.04. | 16 | 395.0741
30.04. | 17 | 395.0741
30.04. | 18 | 395.0741
30.04. | 19 | 395.0741
30.04. | 20 | 395.0741
30.04. | 21 | 395.0741
30.04. | 22 | 395.0741
30.04. | 23 | 395.0741
30.04. | 24 | 395.0741
01.05. | 1 | 395.0741
01.05. | 2 | 395.0741
01.05. | 3 | 395.0741
01.05. | 4 | 395.0741
01.05. | 5 | 395.0741
01.05. | 6 | 395.0741
01.05. | 7 | 395.0741
01.05. | 8 | 395.0741
01.05. | 9 | 395.0741
01.05. | 10 | 395.0741
01.05. | 11 | 395.0741
01.05. | 12 | 395.0741
01.05. | 13 | 395.0741
01.05. | 14 | 395.0741
01.05. | 15 | 395.0741
01.05. | 16 | 395.0741
01.05. | 17 | 395.0741
01.05. | 18 | 395.0741
01.05. | 19 | 395.0741
01.05. | 20 | 395.0741
01.05. | 21 | 395.0741
01.05. | 22 | 395.0741
01.05. | 23 | 395.0741
01.05. | 24 | 395.0741
02.05. | 1 | 395.0741
02.05. | 2 | 395.0741
02.05. | 3 | 395.0741
02.05. | 4 | 395.0741
02.05. | 5 | 395.0741
02.05. | 6 | 395.0741
02.05. | 7 | 395.0741
02.05. | 8 | 395.0741
02.05. | 9 | 395.0741
02.05. | 10 | 395.0741
02.05. | 11 | 395.0741
02.05. | 12 | 395.0741
02.05. | 13 | 395.0741
02.05. | 14 | 395.0741
02.05. | 15 | 395.0741
02.05. | 16 | 395.0741
02.05. | 17 | 395.0741
02.05. | 18 | 395.0741
02.05. | 19 | 395.0741
02.05. | 20 | 395.0741
02.05. | 21 | 395.0741
02.05. | 22 | 395.0741
02.05. | 23 | 395.0741
02.05. | 24 | 395.0741
03.05. | 1 | 395.0741
03.05. | 2 | 395.0741
03.05. | 3 | 395.0741
03.05. | 4 | 395.0741
03.05. | 5 | 395.0741
03.05. | 6 | 395.0741
03.05. | 7 | 395.0741
03.05. | 8 | 395.0741
03.05. | 9 | 395.0741
03.05. | 10 | 395.0741
03.05. | 11 | 395.0741
03.05. | 12 | 395.0741
03.05. | 13 | 395.0741
03.05. | 14 | 395.0741
03.05. | 15 | 395.0741
03.05. | 16 | 395.0741
03.05. | 17 | 395.0741
03.05. | 18 | 395.0741
03.05. | 19 | 395.0741
03.05. | 20 | 395.0741
03.05. | 21 | 395.0741
03.05. | 22 | 395.0741
03.05. | 23 | 395.0741
03.05. | 24 | 395.0741
04.05. | 1 | 395.0741
04.05. | 2 | 395.0741
04.05. | 3 | 395.0741
04.05. | 4 | 395.0741
04.05. | 5 | 395.0741
04.05. | 6 | 395.0741
04.05. | 7 | 395.0741
04.05. | 8 | 395.0741
04.05. | 9 | 395.0741
04.05. | 10 | 395.0741
04.05. | 11 | 395.0741
04.05. | 12 | 395.0741
04.05. | 13 | 395.0741
04.05. | 14 | 395.0741
04.05. | 15 | 395.0741
04.05. | 16 | 395.0741
04.05. | 17 | 395.0741
04.05. | 18 | 395.0741
04.05. | 19 | 395.0741
04.05. | 20 | 395.0741
04.05. | 21 | 395.0741
04.05. | 22 | 395.0741
04.05. | 23 | 395.0741
04.05. | 24 | 395.0741
05.05. | 1 | 395.0741
05.05. | 2 | 395.0741
05.05. | 3 | 395.0741
05.05. | 4 | 395.0741
05.05. | 5 | 395.0741
05.05. | 6 | 395.0741
05.05. | 7 | 395.0741
05.05. | 8 | 395.0741
05.05. | 9 | 395.0741
05.05. | 10 | 395.0741
05.05. | 11 | 395.0741
05.05. | 12 | 395.0741
05.05. | 13 | 395.0741
05.05. | 14 | 395.0741
05.05. | 15 | 395.0741
05.05. | 16 | 395.0741
05.05. | 17 | 395.0741
05.05. | 18 | 395.0741
05.05. | 19 | 395.0741
05.05. | 20 | 395.0741
05.05. | 21 | 395.0741
05.05. | 22 | 395.0741
05.05. | 23 | 395.0741
05.05. | 24 | 395.0741
06.05. | 1 | 395.0741
06.05. | 2 | 395.0741
06.05. | 3 | 395.0741
06.05. | 4 | 395.0741
06.05. | 5 | 395.0741
06.05. | 6 | 395.0741
06.05. | 7 | 395.0741
06.05. | 8 | 395.0741
06.05. | 9 | 395.0741
06.05. | 10 | 395.0741
06.05. | 11 | 395.0741
06.05. | 12 | 395.0741
06.05. | 13 | 395.0741
06.05. | 14 | 395.0741
06.05. | 15 | 395.0741
06.05. | 16 | 395.0741
06.05. | 17 | 395.0741
06.05. | 18 | 395.0741
06.05. | 19 | 395.0741
06.05. | 20 | 395.0741
06.05. | 21 | 395.0741
06.05. | 22 | 395.0741
06.05. | 23 | 395.0741
06.05. | 24 | 395.0741
07.05. | 1 | 395.0741
07.05. | 2 | 395.0741
07.05. | 3 | 395.0741
07.05. | 4 | 395.0741
07.05. | 5 | 395.0741
07.05. | 6 | 395.0741
07.05. | 7 | 395.0741
07.05. | 8 | 395.0741
07.05. | 9 | 395.0741
07.05. | 10 | 395.0741
07.05. | 11 | 395.0741
07.05. | 12 | 395.0741
07.05. | 13 | 395.0741
07.05. | 14 | 395.0741
07.05. | 15 | 395.0741
07.05. | 16 | 395.0741
07.05. | 17 | 395.0741
07.05. | 18 | 395.0741
07.05. | 19 | 395.0741
07.05. | 20 | 395.0741
07.05. | 21 | 395.0741
07.05. | 22 | 395.0741
07.05. | 23 | 395.0741
07.05. | 24 | 395.0741
08.05. | 1 | 395.0741
08.05. | 2 | 395.0741
08.05. | 3 | 395.0741
08.05. | 4 | 395.0741
08.05. | 5 | 395.0741
08.05. | 6 | 395.0741
08.05. | 7 | 395.0741
08.05. | 8 | 395.0741
08.05. | 9 | 395.0741
08.05. | 10 | 395.0741
08.05. | 11 | 395.0741
08.05. | 12 | 395.0741
08.05. | 13 | 395.0741
08.05. | 14 | 395.0741
08.05. | 15 | 395.0741
08.05. | 16 | 395.0741
08.05. | 17 | 395.0741
08.05. | 18 | 395.0741
08.05. | 19 | 395.0741
08.05. | 20 | 395.0741
08.05. | 21 | 395.0741
08.05. | 22 | 395.0741
08.05. | 23 | 395.0741
08.05. | 24 | 395.0741
09.05. | 1 | 395.0741
09.05. | 2 | 395.0741
09.05. | 3 | 395.0741
09.05. | 4 | 395.0741
09.05. | 5 | 395.0741
09.05. | 6 | 395.0741
09.05. | 7 | 395.0741
09.05. | 8 | 395.0741
09.05. | 9 | 395.0741
09.05. | 10 | 395.0741
09.05. | 11 | 395.0741
09.05. | 12 | 395.0741
09.05. | 13 | 395.0741
09.05. | 14 | 395.0741
09.05. | 15 | 395.0741
09.05. | 16 | 395.0741
09.05. | 17 | 395.0741
09.05. | 18 | 395.0741
09.05. | 19 | 395.0741
09.05. | 20 | 395.0741
09.05. | 21 | 395.0741
09.05. | 22 | 395.0741
09.05. | 23 | 395.0741
09.05. | 24 | 395.0741
10.05. | 1 | 395.0741
10.05. | 2 | 395.0741
10.05. | 3 | 395.0741
10.05. | 4 | 395.0741
10.05. | 5 | 395.0741
10.05. | 6 | 395.0741
10.05. | 7 | 395.0741
10.05. | 8 | 395.0741
10.05. | 9 | 395.0741
10.05. | 10 | 395.0741
10.05. | 11 | 395.0741
10.05. | 12 | 395.0741
10.05. | 13 | 395.0741
10.05. | 14 | 395.0741
10.05. | 15 | 395.0741
10.05. | 16 | 395.0741
10.05. | 17 | 395.0741
10.05. | 18 | 395.0741
10.05. | 19 | 395.0741
10.05. | 20 | 395.0741
10.05. | 21 | 395.0741
10.05. | 22 | 395.0741
10.05. | 23 | 395.0741
10.05. | 24 | 395.0741
11.05. | 1 | 395.0741
11.05. | 2 | 395.0741
11.05. | 3 | 395.0741
11.05. | 4 | 395.0741
11.05. | 5 | 395.0741
11.05. | 6 | 395.0741
11.05. | 7 | 395.0741
11.05. | 8 | 395.0741
11.05. | 9 | 395.0741
11.05. | 10 | 395.0741
11.05. | 11 | 395.0741
11.05. | 12 | 395.0741
11.05. | 13 | 395.0741
11.05. | 14 | 395.0741
11.05. | 15 | 395.0741
11.05. | 16 | 395.0741
11.05. | 17 | 395.0741
11.05. | 18 | 395.0741
11.05. | 19 | 395.0741
11.05. | 20 | 395.0741
11.05. | 21 | 395.0741
11.05. | 22 | 395.0741
11.05. | 23 | 395.0741
11.05. | 24 | 395.0741
12.05. | 1 | 395.0741
12.05. | 2 | 395.0741
12.05. | 3 | 395.0741
12.05. | 4 | 395.0741
12.05. | 5 | 395.0741
12.05. | 6 | 395.0741
12.05. | 7 | 395.0741
12.05. | 8 | 395.0741
12.05. | 9 | 395.0741
12.05. | 10 | 395.0741
12.05. | 11 | 395.0741
12.05. | 12 | 395.0741
12.05. | 13 | 395.0741
12.05. | 14 | 395.0741
12.05. | 15 | 395.0741
12.05. | 16 | 395.0741
12.05. | 17 | 395.0741
12.05. | 18 | 395.0741
12.05. | 19 | 395.0741
12.05. | 20 | 395.0741
12.05. | 21 | 395.0741
12.05. | 22 | 395.0741
12.05. | 23 | 395.0741
12.05. | 24 | 395.0741
13.05. | 1 | 395.0741
13.05. | 2 | 395.0741
13.05. | 3 | 395.0741
13.05. | 4 | 395.0741
13.05. | 5 | 395.0741
13.05. | 6 | 395.0741
13.05. | 7 | 395.0741
13.05. | 8 | 395.0741
13.05. | 9 | 395.0741
13.05. | 10 | 395.0741
13.05. | 11 | 395.0741
13.05. | 12 | 395.0741
13.05. | 13 | 395.0741
13.05. | 14 | 395.0741
13.05. | 15 | 395.0741
13.05. | 16 | 395.0741
13.05. | 17 | 395.0741
13.05. | 18 | 395.0741
13.05. | 19 | 395.0741
13.05. | 20 | 395.0741
13.05. | 21 | 395.0741
13.05. | 22 | 395.0741
13.05. | 23 | 395.0741
13.05. | 24 | 395.0741
14.05. | 1 | 395.0741
14.05. | 2 | 395.0741
14.05. | 3 | 395.0741
14.05. | 4 | 395.0741
14.05. | 5 | 395.0741
14.05. | 6 | 395.0741
14.05. | 7 | 395.0741
14.05. | 8 | 395.0741
14.05. | 9 | 395.0741
14.05. | 10 | 395.0741
14.05. | 11 | 395.0741
14.05. | 12 | 395.0741
14.05. | 13 | 395.0741
14.05. | 14 | 395.0741
14.05. | 15 | 395.0741
14.05. | 16 | 395.0741
14.05. | 17 | 395.0741
14.05. | 18 | 395.0741
14.05. | 19 | 395.0741
14.05. | 20 | 395.0741
14.05. | 21 | 395.0741
14.05. | 22 | 395.0741
14.05. | 23 | 395.0741
14.05. | 24 | 395.0741
15.05. | 1 | 395.0741
15.05. | 2 | 395.0741
15.05. | 3 | 395.0741
15.05. | 4 | 395.0741
15.05. | 5 | 395.0741
15.05. | 6 | 395.0741
15.05. | 7 | 395.0741
15.05. | 8 | 395.0741
15.05. | 9 | 395.0741
15.05. | 10 | 395.0741
15.05. | 11 | 395.0741
15.05. | 12 | 395.0741
15.05. | 13 | 395.0741
15.05. | 14 | 395.0741
15.05. | 15 | 395.0741
15.05. | 16 | 395.0741
15.05. | 17 | 395.0741
15.05. | 18 | 395.0741
15.05. | 19 | 395.0741
15.05. | 20 | 395.0741
15.05. | 21 | 395.0741
15.05. | 22 | 395.0741
15.05. | 23 | 395.0741
15.05. | 24 | 395.0741
16.05. | 1 | 395.0741
16.05. | 2 | 395.0741
16.05. | 3 | 395.0741
16.05. | 4 | 395.0741
16.05. | 5 | 395.0741
16.05. | 6 | 395.0741
16.05. | 7 | 395.0741
16.05. | 8 | 395.0741
16.05. | 9 | 395.0741
16.05. | 10 | 395.0741
16.05. | 11 | 395.0741
16.05. | 12 | 395.0741
16.05. | 13 | 395.0741
16.05. | 14 | 395.0741
16.05. | 15 | 395.0741
16.05. | 16 | 395.0741
16.05. | 17 | 395.0741
16.05. | 18 | 395.0741
16.05. | 19 | 395.0741
16.05. | 20 | 395.0741
16.05. | 21 | 395.0741
16.05. | 22 | 395.0741
16.05. | 23 | 395.0741
16.05. | 24 | 395.0741
17.05. | 1 | 395.0741
17.05. | 2 | 395.0741
17.05. | 3 | 395.0741
17.05. | 4 | 395.0741
17.05. | 5 | 395.0741
17.05. | 6 | 395.0741
17.05. | 7 | 395.0741
17.05. | 8 | 395.0741
17.05. | 9 | 395.0741
17.05. | 10 | 395.0741
17.05. | 11 | 395.0741
17.05. | 12 | 395.0741
17.05. | 13 | 395.0741
17.05. | 14 | 395.0741
17.05. | 15 | 395.0741
17.05. | 16 | 395.0741
17.05. | 17 | 395.0741
17.05. | 18 | 395.0741
17.05. | 19 | 395.0741
17.05. | 20 | 395.0741
17.05. | 21 | 395.0741
17.05. | 22 | 395.0741
17.05. | 23 | 395.0741
17.05. | 24 | 395.0741
18.05. | 1 | 395.0741
18.05. | 2 | 395.0741
18.05. | 3 | 395.0741
18.05. | 4 | 395.0741
18.05. | 5 | 395.0741
18.05. | 6 | 395.0741
18.05. | 7 | 395.0741
18.05. | 8 | 395.0741
18.05. | 9 | 395.0741
18.05. | 10 | 395.0741
18.05. | 11 | 395.0741
18.05. | 12 | 395.0741
18.05. | 13 | 395.0741
18.05. | 14 | 395.0741
18.05. | 15 | 395.0741
18.05. | 16 | 395.0741
18.05. | 17 | 395.0741
18.05. | 18 | 395.0741
18.05. | 19 | 395.0741
18.05. | 20 | 395.0741
18.05. | 21 | 395.0741
18.05. | 22 | 395.0741
18.05. | 23 | 395.0741
18.05. | 24 | 395.0741
19.05. | 1 | 395.0741
19.05. | 2 | 395.0741
19.05. | 3 | 395.0741
19.05. | 4 | 395.0741
19.05. | 5 | 395.0741
19.05. | 6 | 395.0741
19.05. | 7 | 395.0741
19.05. | 8 | 395.0741
19.05. | 9 | 395.0741
19.05. | 10 | 395.0741
19.05. | 11 | 395.0741
19.05. | 12 | 395.0741
19.05. | 13 | 395.0741
19.05. | 14 | 395.0741
19.05. | 15 | 395.0741
19.05. | 16 | 395.0741
19.05. | 17 | 395.0741
19.05. | 18 | 395.0741
19.05. | 19 | 395.0741
19.05. | 20 | 395.0741
19.05. | 21 | 395.0741
19.05. | 22 | 395.0741
19.05. | 23 | 395.0741
19.05. | 24 | 395.0741
20.05. | 1 | 395.0741
20.05. | 2 | 395.0741
20.05. | 3 | 395.0741
20.05. | 4 | 395.0741
20.05. | 5 | 395.0741
20.05. | 6 | 395.0741
20.05. | 7 | 395.0741
20.05. | 8 | 395.0741
20.05. | 9 | 395.0741
20.05. | 10 | 395.0741
20.05. | 11 | 395.0741
20.05. | 12 | 395.0741
20.05. | 13 | 395.0741
20.05. | 14 | 395.0741
20.05. | 15 | 395.0741
20.05. | 16 | 395.0741
20.05. | 17 | 395.0741
20.05. | 18 | 395.0741
20.05. | 19 | 395.0741
20.05. | 20 | 395.0741
20.05. | 21 | 395.0741
20.05. | 22 | 395.0741
20.05. | 23 | 395.0741
20.05. | 24 | 395.0741
21.05. | 1 | 395.0741
21.05. | 2 | 395.0741
21.05. | 3 | 395.0741
21.05. | 4 | 395.0741
21.05. | 5 | 395.0741
21.05. | 6 | 395.0741
21.05. | 7 | 395.0741
21.05. | 8 | 395.0741
21.05. | 9 | 395.0741
21.05. | 10 | 395.0741
21.05. | 11 | 395.0741
21.05. | 12 | 395.0741
21.05. | 13 | 395.0741
21.05. | 14 | 395.0741
21.05. | 15 | 395.0741
21.05. | 16 | 395.0741
21.05. | 17 | 395.0741
21.05. | 18 | 395.0741
21.05. | 19 | 395.0741
21.05. | 20 | 395.0741
21.05. | 21 | 395.0741
21.05. | 22 | 395.0741
21.05. | 23 | 395.0741
21.05. | 24 | 395.0741
22.05. | 1 | 395.0741
22.05. | 2 | 395.0741
22.05. | 3 | 395.0741
22.05. | 4 | 395.0741
22.05. | 5 | 395.0741
22.05. | 6 | 395.0741
22.05. | 7 | 395.0741
22.05. | 8 | 395.0741
22.05. | 9 | 395.0741
22.05. | 10 | 395.0741
22.05. | 11 | 395.0741
22.05. | 12 | 395.0741
22.05. | 13 | 395.0741
22.05. | 14 | 395.0741
22.05. | 15 | 395.0741
22.05. | 16 | 395.0741
22.05. | 17 | 395.0741
22.05. | 18 | 395.0741
22.05. | 19 | 395.0741
22.05. | 20 | 395.0741
22.05. | 21 | 395.0741
22.05. | 22 | 395.0741
22.05. | 23 | 395.0741
22.05. | 24 | 395.0741
23.05. | 1 | 395.0741
23.05. | 2 | 395.0741
23.05. | 3 | 395.0741
23.05. | 4 | 395.0741
23.05. | 5 | 395.0741
23.05. | 6 | 395.0741
23.05. | 7 | 395.0741
23.05. | 8 | 395.0741
23.05. | 9 | 395.0741
23.05. | 10 | 395.0741
23.05. | 11 | 395.0741
23.05. | 12 | 395.0741
23.05. | 13 | 395.0741
23.05. | 14 | 395.0741
23.05. | 15 | 395.0741
23.05. | 16 | 395.0741
23.05. | 17 | 395.0741
23.05. | 18 | 395.0741
23.05. | 19 | 395.0741
23.05. | 20 | 395.0741
23.05. | 21 | 395.0741
23.05. | 22 | 395.0741
23.05. | 23 | 395.0741
23.05. | 24 | 395.0741
24.05. | 1 | 395.0741
24.05. | 2 | 395.0741
24.05. | 3 | 395.0741
24.05. | 4 | 395.0741
24.05. | 5 | 395.0741
24.05. | 6 | 395.0741
24.05. | 7 | 395.0741
24.05. | 8 | 395.0741
24.05. | 9 | 395.0741
24.05. | 10 | 395.0741
24.05. | 11 | 395.0741
24.05. | 12 | 395.0741
24.05. | 13 | 395.0741
24.05. | 14 | 395.0741
24.05. | 15 | 395.0741
24.05. | 16 | 395.0741
24.05. | 17 | 395.0741
24.05. | 18 | 395.0741
24.05. | 19 | 395.0741
24.05. | 20 | 395.0741
24.05. | 21 | 395.0741
24.05. | 22 | 395.0741
24.05. | 23 | 395.0741
24.05. | 24 | 395.0741
25.05. | 1 | 395.0741
25.05. | 2 | 395.0741
25.05. | 3 | 395.0741
25.05. | 4 | 395.0741
25.05. | 5 | 395.0741
25.05. | 6 | 395.0741
25.05. | 7 | 395.0741
25.05. | 8 | 395.0741
25.05. | 9 | 395.0741
25.05. | 10 | 395.0741
25.05. | 11 | 395.0741
25.05. | 12 | 395.0741
25.05. | 13 | 395.0741
25.05. | 14 | 395.0741
25.05. | 15 | 395.0741
25.05. | 16 | 395.0741
25.05. | 17 | 395.0741
25.05. | 18 | 395.0741
25.05. | 19 | 395.0741
25.05. | 20 | 395.0741
25.05. | 21 | 395.0741
25.05. | 22 | 395.0741
25.05. | 23 | 395.0741
25.05. | 24 | 395.0741
26.05. | 1 | 395.0741
26.05. | 2 | 395.0741
26.05. | 3 | 395.0741
26.05. | 4 | 395.0741
26.05. | 5 | 395.0741
26.05. | 6 | 395.0741
26.05. | 7 | 395.0741
26.05. | 8 | 395.0741
26.05. | 9 | 395.0741
26.05. | 10 | 395.0741
26.05. | 11 | 395.0741
26.05. | 12 | 395.0741
26.05. | 13 | 395.0741
26.05. | 14 | 395.0741
26.05. | 15 | 395.0741
26.05. | 16 | 395.0741
26.05. | 17 | 395.0741
26.05. | 18 | 395.0741
26.05. | 19 | 395.0741
26.05. | 20 | 395.0741
26.05. | 21 | 395.0741
26.05. | 22 | 395.0741
26.05. | 23 | 395.0741
26.05. | 24 | 395.0741
27.05. | 1 | 395.0741
27.05. | 2 | 395.0741
27.05. | 3 | 395.0741
27.05. | 4 | 395.0741
27.05. | 5 | 395.0741
27.05. | 6 | 395.0741
27.05. | 7 | 395.0741
27.05. | 8 | 395.0741
27.05. | 9 | 395.0741
27.05. | 10 | 395.0741
27.05. | 11 | 395.0741
27.05. | 12 | 395.0741
27.05. | 13 | 395.0741
27.05. | 14 | 395.0741
27.05. | 15 | 395.0741
27.05. | 16 | 395.0741
27.05. | 17 | 395.0741
27.05. | 18 | 395.0741
27.05. | 19 | 395.0741
27.05. | 20 | 395.0741
27.05. | 21 | 395.0741
27.05. | 22 | 395.0741
27.05. | 23 | 395.0741
27.05. | 24 | 395.0741
28.05. | 1 | 395.0741
28.05. | 2 | 395.0741
28.05. | 3 | 395.0741
28.05. | 4 | 395.0741
28.05. | 5 | 395.0741
28.05. | 6 | 395.0741
28.05. | 7 | 395.0741
28.05. | 8 | 395.0741
28.05. | 9 | 395.0741
28.05. | 10 | 395.0741
28.05. | 11 | 395.0741
28.05. | 12 | 395.0741
28.05. | 13 | 395.0741
28.05. | 14 | 395.0741
28.05. | 15 | 395.0741
28.05. | 16 | 395.0741
28.05. | 17 | 395.0741
28.05. | 18 | 395.0741
28.05. | 19 | 395.0741
28.05. | 20 | 395.0741
28.05. | 21 | 395.0741
28.05. | 22 | 395.0741
28.05. | 23 | 395.0741
28.05. | 24 | 395.0741
29.05. | 1 | 395.0741
29.05. | 2 | 395.0741
29.05. | 3 | 395.0741
29.05. | 4 | 395.0741
29.05. | 5 | 395.0741
29.05. | 6 | 395.0741
29.05. | 7 | 395.0741
29.05. | 8 | 395.0741
29.05. | 9 | 395.0741
29.05. | 10 | 395.0741
29.05. | 11 | 395.0741
29.05. | 12 | 395.0741
29.05. | 13 | 395.0741
29.05. | 14 | 395.0741
29.05. | 15 | 395.0741
29.05. | 16 | 395.0741
29.05. | 17 | 395.0741
29.05. | 18 | 395.0741
29.05. | 19 | 395.0741
29.05. | 20 | 395.0741
29.05. | 21 | 395.0741
29.05. | 22 | 395.0741
29.05. | 23 | 395.0741
29.05. | 24 | 395.0741
30.05. | 1 | 395.0741
30.05. | 2 | 395.0741
30.05. | 3 | 395.0741
30.05. | 4 | 395.0741
30.05. | 5 | 395.0741
30.05. | 6 | 395.0741
30.05. | 7 | 395.0741
30.05. | 8 | 395.0741
30.05. | 9 | 395.0741
30.05. | 10 | 395.0741
30.05. | 11 | 395.0741
30.05. | 12 | 395.0741
30.05. | 13 | 395.0741
30.05. | 14 | 395.0741
30.05. | 15 | 395.0741
30.05. | 16 | 395.0741
30.05. | 17 | 395.0741
30.05. | 18 | 395.0741
30.05. | 19 | 395.0741
30.05. | 20 | 395.0741
30.05. | 21 | 395.0741
30.05. | 22 | 395.0741
30.05. | 23 | 395.0741
30.05. | 24 | 395.0741
31.05. | 1 | 395.0741
31.05. | 2 | 395.0741
31.05. | 3 | 395.0741
31.05. | 4 | 395.0741
31.05. | 5 | 395.0741
31.05. | 6 | 395.0741
31.05. | 7 | 395.0741
31.05. | 8 | 395.0741
31.05. | 9 | 395.0741
31.05. | 10 | 395.0741
31.05. | 11 | 395.0741
31.05. | 12 | 395.0741
31.05. | 13 | 395.0741
31.05. | 14 | 395.0741
31.05. | 15 | 395.0741
31.05. | 16 | 395.0741
31.05. | 17 | 395.0741
31.05. | 18 | 395.0741
31.05. | 19 | 395.0741
31.05. | 20 | 395.0741
31.05. | 21 | 395.0741
31.05. | 22 | 395.0741
31.05. | 23 | 395.0741
31.05. | 24 | 395.0741
01.06. | 1 | 395.0741
01.06. | 2 | 395.0741
01.06. | 3 | 395.0741
01.06. | 4 | 395.0741
01.06. | 5 | 395.0741
01.06. | 6 | 395.0741
01.06. | 7 | 395.0741
01.06. | 8 | 395.0741
01.06. | 9 | 395.0741
01.06. | 10 | 395.0741
01.06. | 11 | 395.0741
01.06. | 12 | 395.0741
01.06. | 13 | 395.0741
01.06. | 14 | 395.0741
01.06. | 15 | 395.0741
01.06. | 16 | 395.0741
01.06. | 17 | 395.0741
01.06. | 18 | 395.0741
01.06. | 19 | 395.0741
01.06. | 20 | 395.0741
01.06. | 21 | 395.0741
01.06. | 22 | 395.0741
01.06. | 23 | 395.0741
01.06. | 24 | 395.0741
02.06. | 1 | 395.0741
02.06. | 2 | 395.0741
02.06. | 3 | 395.0741
02.06. | 4 | 395.0741
02.06. | 5 | 395.0741
02.06. | 6 | 395.0741
02.06. | 7 | 395.0741
02.06. | 8 | 395.0741
02.06. | 9 | 395.0741
02.06. | 10 | 395.0741
02.06. | 11 | 395.0741
02.06. | 12 | 395.0741
02.06. | 13 | 395.0741
02.06. | 14 | 395.0741
02.06. | 15 | 395.0741
02.06. | 16 | 395.0741
02.06. | 17 | 395.0741
02.06. | 18 | 395.0741
02.06. | 19 | 395.0741
02.06. | 20 | 395.0741
02.06. | 21 | 395.0741
02.06. | 22 | 395.0741
02.06. | 23 | 395.0741
02.06. | 24 | 395.0741
03.06. | 1 | 395.0741
03.06. | 2 | 395.0741
03.06. | 3 | 395.0741
03.06. | 4 | 395.0741
03.06. | 5 | 395.0741
03.06. | 6 | 395.0741
03.06. | 7 | 395.0741
03.06. | 8 | 395.0741
03.06. | 9 | 395.0741
03.06. | 10 | 395.0741
03.06. | 11 | 395.0741
03.06. | 12 | 395.0741
03.06. | 13 | 395.0741
03.06. | 14 | 395.0741
03.06. | 15 | 395.0741
03.06. | 16 | 395.0741
03.06. | 17 | 395.0741
03.06. | 18 | 395.0741
03.06. | 19 | 395.0741
03.06. | 20 | 395.0741
03.06. | 21 | 395.0741
03.06. | 22 | 395.0741
03.06. | 23 | 395.0741
03.06. | 24 | 395.0741
04.06. | 1 | 395.0741
04.06. | 2 | 395.0741
04.06. | 3 | 395.0741
04.06. | 4 | 395.0741
04.06. | 5 | 395.0741
04.06. | 6 | 395.0741
04.06. | 7 | 395.0741
04.06. | 8 | 395.0741
04.06. | 9 | 395.0741
04.06. | 10 | 395.0741
04.06. | 11 | 395.0741
04.06. | 12 | 395.0741
04.06. | 13 | 395.0741
04.06. | 14 | 395.0741
04.06. | 15 | 395.0741
04.06. | 16 | 395.0741
04.06. | 17 | 395.0741
04.06. | 18 | 395.0741
04.06. | 19 | 395.0741
04.06. | 20 | 395.0741
04.06. | 21 | 395.0741
04.06. | 22 | 395.0741
04.06. | 23 | 395.0741
04.06. | 24 | 395.0741
05.06. | 1 | 395.0741
05.06. | 2 | 395.0741
05.06. | 3 | 395.0741
05.06. | 4 | 395.0741
05.06. | 5 | 395.0741
05.06. | 6 | 395.0741
05.06. | 7 | 395.0741
05.06. | 8 | 395.0741
05.06. | 9 | 395.0741
05.06. | 10 | 395.0741
05.06. | 11 | 395.0741
05.06. | 12 | 395.0741
05.06. | 13 | 395.0741
05.06. | 14 | 395.0741
05.06. | 15 | 395.0741
05.06. | 16 | 395.0741
05.06. | 17 | 395.0741
05.06. | 18 | 395.0741
05.06. | 19 | 395.0741
05.06. | 20 | 395.0741
05.06. | 21 | 395.0741
05.06. | 22 | 395.0741
05.06. | 23 | 395.0741
05.06. | 24 | 395.0741
06.06. | 1 | 395.0741
06.06. | 2 | 395.0741
06.06. | 3 | 395.0741
06.06. | 4 | 395.0741
06.06. | 5 | 395.0741
06.06. | 6 | 395.0741
06.06. | 7 | 395.0741
06.06. | 8 | 395.0741
06.06. | 9 | 395.0741
06.06. | 10 | 395.0741
06.06. | 11 | 395.0741
06.06. | 12 | 395.0741
06.06. | 13 | 395.0741
06.06. | 14 | 395.0741
06.06. | 15 | 395.0741
06.06. | 16 | 395.0741
06.06. | 17 | 395.0741
06.06. | 18 | 395.0741
06.06. | 19 | 395.0741
06.06. | 20 | 395.0741
06.06. | 21 | 395.0741
06.06. | 22 | 395.0741
06.06. | 23 | 395.0741
06.06. | 24 | 395.0741
07.06. | 1 | 395.0741
07.06. | 2 | 395.0741
07.06. | 3 | 395.0741
07.06. | 4 | 395.0741
07.06. | 5 | 395.0741
07.06. | 6 | 395.0741
07.06. | 7 | 395.0741
07.06. | 8 | 395.0741
07.06. | 9 | 395.0741
07.06. | 10 | 395.0741
07.06. | 11 | 395.0741
07.06. | 12 | 395.0741
07.06. | 13 | 395.0741
07.06. | 14 | 395.0741
07.06. | 15 | 395.0741
07.06. | 16 | 395.0741
07.06. | 17 | 395.0741
07.06. | 18 | 395.0741
07.06. | 19 | 395.0741
07.06. | 20 | 395.0741
07.06. | 21 | 395.0741
07.06. | 22 | 395.0741
07.06. | 23 | 395.0741
07.06. | 24 | 395.0741
08.06. | 1 | 395.0741
08.06. | 2 | 395.0741
08.06. | 3 | 395.0741
08.06. | 4 | 395.0741
08.06. | 5 | 395.0741
08.06. | 6 | 395.0741
08.06. | 7 | 395.0741
08.06. | 8 | 395.0741
08.06. | 9 | 395.0741
08.06. | 10 | 395.0741
08.06. | 11 | 395.0741
08.06. | 12 | 395.0741
08.06. | 13 | 395.0741
08.06. | 14 | 395.0741
08.06. | 15 | 395.0741
08.06. | 16 | 395.0741
08.06. | 17 | 395.0741
08.06. | 18 | 395.0741
08.06. | 19 | 395.0741
08.06. | 20 | 395.0741
08.06. | 21 | 395.0741
08.06. | 22 | 395.0741
08.06. | 23 | 395.0741
08.06. | 24 | 395.0741
09.06. | 1 | 395.0741
09.06. | 2 | 395.0741
09.06. | 3 | 395.0741
09.06. | 4 | 395.0741
09.06. | 5 | 395.0741
09.06. | 6 | 395.0741
09.06. | 7 | 395.0741
09.06. | 8 | 395.0741
09.06. | 9 | 395.0741
09.06. | 10 | 395.0741
09.06. | 11 | 395.0741
09.06. | 12 | 395.0741
09.06. | 13 | 395.0741
09.06. | 14 | 395.0741
09.06. | 15 | 395.0741
09.06. | 16 | 395.0741
09.06. | 17 | 395.0741
09.06. | 18 | 395.0741
09.06. | 19 | 395.0741
09.06. | 20 | 395.0741
09.06. | 21 | 395.0741
09.06. | 22 | 395.0741
09.06. | 23 | 395.0741
09.06. | 24 | 395.0741
10.06. | 1 | 395.0741
10.06. | 2 | 395.0741
10.06. | 3 | 395.0741
10.06. | 4 | 395.0741
10.06. | 5 | 395.0741
10.06. | 6 | 395.0741
10.06. | 7 | 395.0741
10.06. | 8 | 395.0741
10.06. | 9 | 395.0741
10.06. | 10 | 395.0741
10.06. | 11 | 395.0741
10.06. | 12 | 395.0741
10.06. | 13 | 395.0741
10.06. | 14 | 395.0741
10.06. | 15 | 395.0741
10.06. | 16 | 395.0741
10.06. | 17 | 395.0741
10.06. | 18 | 395.0741
10.06. | 19 | 395.0741
10.06. | 20 | 395.0741
10.06. | 21 | 395.0741
10.06. | 22 | 395.0741
10.06. | 23 | 395.0741
10.06. | 24 | 395.0741
11.06. | 1 | 395.0741
11.06. | 2 | 395.0741
11.06. | 3 | 395.0741
11.06. | 4 | 395.0741
11.06. | 5 | 395.0741
11.06. | 6 | 395.0741
11.06. | 7 | 395.0741
11.06. | 8 | 395.0741
11.06. | 9 | 395.0741
11.06. | 10 | 395.0741
11.06. | 11 | 395.0741
11.06. | 12 | 395.0741
11.06. | 13 | 395.0741
11.06. | 14 | 395.0741
11.06. | 15 | 395.0741
11.06. | 16 | 395.0741
11.06. | 17 | 395.0741
11.06. | 18 | 395.0741
11.06. | 19 | 395.0741
11.06. | 20 | 395.0741
11.06. | 21 | 395.0741
11.06. | 22 | 395.0741
11.06. | 23 | 395.0741
11.06. | 24 | 395.0741
12.06. | 1 | 395.0741
12.06. | 2 | 395.0741
12.06. | 3 | 395.0741
12.06. | 4 | 395.0741
12.06. | 5 | 395.0741
12.06. | 6 | 395.0741
12.06. | 7 | 395.0741
12.06. | 8 | 395.0741
12.06. | 9 | 395.0741
12.06. | 10 | 395.0741
12.06. | 11 | 395.0741
12.06. | 12 | 395.0741
12.06. | 13 | 395.0741
12.06. | 14 | 395.0741
12.06. | 15 | 395.0741
12.06. | 16 | 395.0741
12.06. | 17 | 395.0741
12.06. | 18 | 395.0741
12.06. | 19 | 395.0741
12.06. | 20 | 395.0741
12.06. | 21 | 395.0741
12.06. | 22 | 395.0741
12.06. | 23 | 395.0741
12.06. | 24 | 395.0741
13.06. | 1 | 395.0741
13.06. | 2 | 395.0741
13.06. | 3 | 395.0741
13.06. | 4 | 395.0741
13.06. | 5 | 395.0741
13.06. | 6 | 395.0741
13.06. | 7 | 395.0741
13.06. | 8 | 395.0741
13.06. | 9 | 395.0741
13.06. | 10 | 395.0741
13.06. | 11 | 395.0741
13.06. | 12 | 395.0741
13.06. | 13 | 395.0741
13.06. | 14 | 395.0741
13.06. | 15 | 395.0741
13.06. | 16 | 395.0741
13.06. | 17 | 395.0741
13.06. | 18 | 395.0741
13.06. | 19 | 395.0741
13.06. | 20 | 395.0741
13.06. | 21 | 395.0741
13.06. | 22 | 395.0741
13.06. | 23 | 395.0741
13.06. | 24 | 395.0741
14.06. | 1 | 395.0741
14.06. | 2 | 395.0741
14.06. | 3 | 395.0741
14.06. | 4 | 395.0741
14.06. | 5 | 395.0741
14.06. | 6 | 395.0741
14.06. | 7 | 395.0741
14.06. | 8 | 395.0741
14.06. | 9 | 395.0741
14.06. | 10 | 395.0741
14.06. | 11 | 395.0741
14.06. | 12 | 395.0741
14.06. | 13 | 395.0741
14.06. | 14 | 395.0741
14.06. | 15 | 395.0741
14.06. | 16 | 395.0741
14.06. | 17 | 395.0741
14.06. | 18 | 395.0741
14.06. | 19 | 395.0741
14.06. | 20 | 395.0741
14.06. | 21 | 395.0741
14.06. | 22 | 395.0741
14.06. | 23 | 395.0741
14.06. | 24 | 395.0741
15.06. | 1 | 395.0741
15.06. | 2 | 395.0741
15.06. | 3 | 395.0741
15.06. | 4 | 395.0741
15.06. | 5 | 395.0741
15.06. | 6 | 395.0741
15.06. | 7 | 395.0741
15.06. | 8 | 395.0741
15.06. | 9 | 395.0741
15.06. | 10 | 395.0741
15.06. | 11 | 395.0741
15.06. | 12 | 395.0741
15.06. | 13 | 395.0741
15.06. | 14 | 395.0741
15.06. | 15 | 395.0741
15.06. | 16 | 395.0741
15.06. | 17 | 395.0741
15.06. | 18 | 395.0741
15.06. | 19 | 395.0741
15.06. | 20 | 395.0741
15.06. | 21 | 395.0741
15.06. | 22 | 395.0741
15.06. | 23 | 395.0741
15.06. | 24 | 395.0741
16.06. | 1 | 395.0741
16.06. | 2 | 395.0741
16.06. | 3 | 395.0741
16.06. | 4 | 395.0741
16.06. | 5 | 395.0741
16.06. | 6 | 395.0741
16.06. | 7 | 395.0741
16.06. | 8 | 395.0741
16.06. | 9 | 395.0741
16.06. | 10 | 395.0741
16.06. | 11 | 395.0741
16.06. | 12 | 395.0741
16.06. | 13 | 395.0741
16.06. | 14 | 395.0741
16.06. | 15 | 395.0741
16.06. | 16 | 395.0741
16.06. | 17 | 395.0741
16.06. | 18 | 395.0741
16.06. | 19 | 395.0741
16.06. | 20 | 395.0741
16.06. | 21 | 395.0741
16.06. | 22 | 395.0741
16.06. | 23 | 395.0741
16.06. | 24 | 395.0741
17.06. | 1 | 395.0741
17.06. | 2 | 395.0741
17.06. | 3 | 395.0741
17.06. | 4 | 395.0741
17.06. | 5 | 395.0741
17.06. | 6 | 395.0741
17.06. | 7 | 395.0741
17.06. | 8 | 395.0741
17.06. | 9 | 395.0741
17.06. | 10 | 395.0741
17.06. | 11 | 395.0741
17.06. | 12 | 395.0741
17.06. | 13 | 395.0741
17.06. | 14 | 395.0741
17.06. | 15 | 395.0741
17.06. | 16 | 395.0741
17.06. | 17 | 395.0741
17.06. | 18 | 395.0741
17.06. | 19 | 395.0741
17.06. | 20 | 395.0741
17.06. | 21 | 395.0741
17.06. | 22 | 395.0741
17.06. | 23 | 395.0741
17.06. | 24 | 395.0741
18.06. | 1 | 395.0741
18.06. | 2 | 395.0741
18.06. | 3 | 395.0741
18.06. | 4 | 395.0741
18.06. | 5 | 395.0741
18.06. | 6 | 395.0741
18.06. | 7 | 395.0741
18.06. | 8 | 395.0741
18.06. | 9 | 395.0741
18.06. | 10 | 395.0741
18.06. | 11 | 395.0741
18.06. | 12 | 395.0741
18.06. | 13 | 395.0741
18.06. | 14 | 395.0741
18.06. | 15 | 395.0741
18.06. | 16 | 395.0741
18.06. | 17 | 395.0741
18.06. | 18 | 395.0741
18.06. | 19 | 395.0741
18.06. | 20 | 395.0741
18.06. | 21 | 395.0741
18.06. | 22 | 395.0741
18.06. | 23 | 395.0741
18.06. | 24 | 395.0741
19.06. | 1 | 395.0741
19.06. | 2 | 395.0741
19.06. | 3 | 395.0741
19.06. | 4 | 395.0741
19.06. | 5 | 395.0741
19.06. | 6 | 395.0741
19.06. | 7 | 395.0741
19.06. | 8 | 395.0741
19.06. | 9 | 395.0741
19.06. | 10 | 395.0741
19.06. | 11 | 395.0741
19.06. | 12 | 395.0741
19.06. | 13 | 395.0741
19.06. | 14 | 395.0741
19.06. | 15 | 395.0741
19.06. | 16 | 395.0741
19.06. | 17 | 395.0741
19.06. | 18 | 395.0741
19.06. | 19 | 395.0741
19.06. | 20 | 395.0741
19.06. | 21 | 395.0741
19.06. | 22 | 395.0741
19.06. | 23 | 395.0741
19.06. | 24 | 395.0741
20.06. | 1 | 395.0741
20.06. | 2 | 395.0741
20.06. | 3 | 395.0741
20.06. | 4 | 395.0741
20.06. | 5 | 395.0741
20.06. | 6 | 395.0741
20.06. | 7 | 395.0741
20.06. | 8 | 395.0741
20.06. | 9 | 395.0741
20.06. | 10 | 395.0741
20.06. | 11 | 395.0741
20.06. | 12 | 395.0741
20.06. | 13 | 395.0741
20.06. | 14 | 395.0741
20.06. | 15 | 395.0741
20.06. | 16 | 395.0741
20.06. | 17 | 395.0741
20.06. | 18 | 395.0741
20.06. | 19 | 395.0741
20.06. | 20 | 395.0741
20.06. | 21 | 395.0741
20.06. | 22 | 395.0741
20.06. | 23 | 395.0741
20.06. | 24 | 395.0741
21.06. | 1 | 395.0741
21.06. | 2 | 395.0741
21.06. | 3 | 395.0741
21.06. | 4 | 395.0741
21.06. | 5 | 395.0741
21.06. | 6 | 395.0741
21.06. | 7 | 395.0741
21.06. | 8 | 395.0741
21.06. | 9 | 395.0741
21.06. | 10 | 395.0741
21.06. | 11 | 395.0741
21.06. | 12 | 395.0741
21.06. | 13 | 395.0741
21.06. | 14 | 395.0741
21.06. | 15 | 395.0741
21.06. | 16 | 395.0741
21.06. | 17 | 395.0741
21.06. | 18 | 395.0741
21.06. | 19 | 395.0741
21.06. | 20 | 395.0741
21.06. | 21 | 395.0741
21.06. | 22 | 395.0741
21.06. | 23 | 395.0741
21.06. | 24 | 395.0741
22.06. | 1 | 395.0741
22.06. | 2 | 395.0741
22.06. | 3 | 395.0741
22.06. | 4 | 395.0741
22.06. | 5 | 395.0741
22.06. | 6 | 395.0741
22.06. | 7 | 395.0741
22.06. | 8 | 395.0741
22.06. | 9 | 395.0741
22.06. | 10 | 395.0741
22.06. | 11 | 395.0741
22.06. | 12 | 395.0741
22.06. | 13 | 395.0741
22.06. | 14 | 395.0741
22.06. | 15 | 395.0741
22.06. | 16 | 395.0741
22.06. | 17 | 395.0741
22.06. | 18 | 395.0741
22.06. | 19 | 395.0741
22.06. | 20 | 395.0741
22.06. | 21 | 395.0741
22.06. | 22 | 395.0741
22.06. | 23 | 395.0741
22.06. | 24 | 395.0741
23.06. | 1 | 395.0741
23.06. | 2 | 395.0741
23.06. | 3 | 395.0741
23.06. | 4 | 395.0741
23.06. | 5 | 395.0741
23.06. | 6 | 395.0741
23.06. | 7 | 395.0741
23.06. | 8 | 395.0741
23.06. | 9 | 395.0741
23.06. | 10 | 395.0741
23.06. | 11 | 395.0741
23.06. | 12 | 395.0741
23.06. | 13 | 395.0741
23.06. | 14 | 395.0741
23.06. | 15 | 395.0741
23.06. | 16 | 395.0741
23.06. | 17 | 395.0741
23.06. | 18 | 395.0741
23.06. | 19 | 395.0741
23.06. | 20 | 395.0741
23.06. | 21 | 395.0741
23.06. | 22 | 395.0741
23.06. | 23 | 395.0741
23.06. | 24 | 395.0741
24.06. | 1 | 395.0741
24.06. | 2 | 395.0741
24.06. | 3 | 395.0741
24.06. | 4 | 395.0741
24.06. | 5 | 395.0741
24.06. | 6 | 395.0741
24.06. | 7 | 395.0741
24.06. | 8 | 395.0741
24.06. | 9 | 395.0741
24.06. | 10 | 395.0741
24.06. | 11 | 395.0741
24.06. | 12 | 395.0741
24.06. | 13 | 395.0741
24.06. | 14 | 395.0741
24.06. | 15 | 395.0741
24.06. | 16 | 395.0741
24.06. | 17 | 395.0741
24.06. | 18 | 395.0741
24.06. | 19 | 395.0741
24.06. | 20 | 395.0741
24.06. | 21 | 395.0741
24.06. | 22 | 395.0741
24.06. | 23 | 395.0741
24.06. | 24 | 395.0741
25.06. | 1 | 395.0741
25.06. | 2 | 395.0741
25.06. | 3 | 395.0741
25.06. | 4 | 395.0741
25.06. | 5 | 395.0741
25.06. | 6 | 395.0741
25.06. | 7 | 395.0741
25.06. | 8 | 395.0741
25.06. | 9 | 395.0741
25.06. | 10 | 395.0741
25.06. | 11 | 395.0741
25.06. | 12 | 395.0741
25.06. | 13 | 395.0741
25.06. | 14 | 395.0741
25.06. | 15 | 395.0741
25.06. | 16 | 395.0741
25.06. | 17 | 395.0741
25.06. | 18 | 395.0741
25.06. | 19 | 395.0741
25.06. | 20 | 395.0741
25.06. | 21 | 395.0741
25.06. | 22 | 395.0741
25.06. | 23 | 395.0741
25.06. | 24 | 395.0741
26.06. | 1 | 395.0741
26.06. | 2 | 395.0741
26.06. | 3 | 395.0741
26.06. | 4 | 395.0741
26.06. | 5 | 395.0741
26.06. | 6 | 395.0741
26.06. | 7 | 395.0741
26.06. | 8 | 395.0741
26.06. | 9 | 395.0741
26.06. | 10 | 395.0741
26.06. | 11 | 395.0741
26.06. | 12 | 395.0741
26.06. | 13 | 395.0741
26.06. | 14 | 395.0741
26.06. | 15 | 395.0741
26.06. | 16 | 395.0741
26.06. | 17 | 395.0741
26.06. | 18 | 395.0741
26.06. | 19 | 395.0741
26.06. | 20 | 395.0741
26.06. | 21 | 395.0741
26.06. | 22 | 395.0741
26.06. | 23 | 395.0741
26.06. | 24 | 395.0741
27.06. | 1 | 395.0741
27.06. | 2 | 395.0741
27.06. | 3 | 395.0741
27.06. | 4 | 395.0741
27.06. | 5 | 395.0741
27.06. | 6 | 395.0741
27.06. | 7 | 395.0741
27.06. | 8 | 395.0741
27.06. | 9 | 395.0741
27.06. | 10 | 395.0741
27.06. | 11 | 395.0741
27.06. | 12 | 395.0741
27.06. | 13 | 395.0741
27.06. | 14 | 395.0741
27.06. | 15 | 395.0741
27.06. | 16 | 395.0741
27.06. | 17 | 395.0741
27.06. | 18 | 395.0741
27.06. | 19 | 395.0741
27.06. | 20 | 395.0741
27.06. | 21 | 395.0741
27.06. | 22 | 395.0741
27.06. | 23 | 395.0741
27.06. | 24 | 395.0741
28.06. | 1 | 395.0741
28.06. | 2 | 395.0741
28.06. | 3 | 395.0741
28.06. | 4 | 395.0741
28.06. | 5 | 395.0741
28.06. | 6 | 395.0741
28.06. | 7 | 395.0741
28.06. | 8 | 395.0741
28.06. | 9 | 395.0741
28.06. | 10 | 395.0741
28.06. | 11 | 395.0741
28.06. | 12 | 395.0741
28.06. | 13 | 395.0741
28.06. | 14 | 395.0741
28.06. | 15 | 395.0741
28.06. | 16 | 395.0741
28.06. | 17 | 395.0741
28.06. | 18 | 395.0741
28.06. | 19 | 395.0741
28.06. | 20 | 395.0741
28.06. | 21 | 395.0741
28.06. | 22 | 395.0741
28.06. | 23 | 395.0741
28.06. | 24 | 395.0741
29.06. | 1 | 395.0741
29.06. | 2 | 395.0741
29.06. | 3 | 395.0741
29.06. | 4 | 395.0741
29.06. | 5 | 395.0741
29.06. | 6 | 395.0741
29.06. | 7 | 395.0741
29.06. | 8 | 395.0741
29.06. | 9 | 395.0741
29.06. | 10 | 395.0741
29.06. | 11 | 395.0741
29.06. | 12 | 395.0741
29.06. | 13 | 395.0741
29.06. | 14 | 395.0741
29.06. | 15 | 395.0741
29.06. | 16 | 395.0741
29.06. | 17 | 395.0741
29.06. | 18 | 395.0741
29.06. | 19 | 395.0741
29.06. | 20 | 395.0741
29.06. | 21 | 395.0741
29.06. | 22 | 395.0741
29.06. | 23 | 395.0741
29.06. | 24 | 395.0741
30.06. | 1 | 395.0741
30.06. | 2 | 395.0741
30.06. | 3 | 395.0741
30.06. | 4 | 395.0741
30.06. | 5 | 395.0741
30.06. | 6 | 395.0741
30.06. | 7 | 395.0741
30.06. | 8 | 395.0741
30.06. | 9 | 395.0741
30.06. | 10 | 395.0741
30.06. | 11 | 395.0741
30.06. | 12 | 395.0741
30.06. | 13 | 395.0741
30.06. | 14 | 395.0741
30.06. | 15 | 395.0741
30.06. | 16 | 395.0741
30.06. | 17 | 395.0741
30.06. | 18 | 395.0741
30.06. | 19 | 395.0741
30.06. | 20 | 395.0741
30.06. | 21 | 395.0741
30.06. | 22 | 395.0741
30.06. | 23 | 395.0741
30.06. | 24 | 395.0741
01.07. | 1 | 395.0741
01.07. | 2 | 395.0741
01.07. | 3 | 395.0741
01.07. | 4 | 395.0741
01.07. | 5 | 395.0741
01.07. | 6 | 395.0741
01.07. | 7 | 395.0741
01.07. | 8 | 395.0741
01.07. | 9 | 395.0741
01.07. | 10 | 395.0741
01.07. | 11 | 395.0741
01.07. | 12 | 395.0741
01.07. | 13 | 395.0741
01.07. | 14 | 395.0741
01.07. | 15 | 395.0741
01.07. | 16 | 395.0741
01.07. | 17 | 395.0741
01.07. | 18 | 395.0741
01.07. | 19 | 395.0741
01.07. | 20 | 395.0741
01.07. | 21 | 395.0741
01.07. | 22 | 395.0741
01.07. | 23 | 395.0741
01.07. | 24 | 395.0741
02.07. | 1 | 395.0741
02.07. | 2 | 395.0741
02.07. | 3 | 395.0741
02.07. | 4 | 395.0741
02.07. | 5 | 395.0741
02.07. | 6 | 395.0741
02.07. | 7 | 395.0741
02.07. | 8 | 395.0741
02.07. | 9 | 395.0741
02.07. | 10 | 395.0741
02.07. | 11 | 395.0741
02.07. | 12 | 395.0741
02.07. | 13 | 395.0741
02.07. | 14 | 395.0741
02.07. | 15 | 395.0741
02.07. | 16 | 395.0741
02.07. | 17 | 395.0741
02.07. | 18 | 395.0741
02.07. | 19 | 395.0741
02.07. | 20 | 395.0741
02.07. | 21 | 395.0741
02.07. | 22 | 395.0741
02.07. | 23 | 395.0741
02.07. | 24 | 395.0741
03.07. | 1 | 395.0741
03.07. | 2 | 395.0741
03.07. | 3 | 395.0741
03.07. | 4 | 395.0741
03.07. | 5 | 395.0741
03.07. | 6 | 395.0741
03.07. | 7 | 395.0741
03.07. | 8 | 395.0741
03.07. | 9 | 395.0741
03.07. | 10 | 395.0741
03.07. | 11 | 395.0741
03.07. | 12 | 395.0741
03.07. | 13 | 395.0741
03.07. | 14 | 395.0741
03.07. | 15 | 395.0741
03.07. | 16 | 395.0741
03.07. | 17 | 395.0741
03.07. | 18 | 395.0741
03.07. | 19 | 395.0741
03.07. | 20 | 395.0741
03.07. | 21 | 395.0741
03.07. | 22 | 395.0741
03.07. | 23 | 395.0741
03.07. | 24 | 395.0741
04.07. | 1 | 395.0741
04.07. | 2 | 395.0741
04.07. | 3 | 395.0741
04.07. | 4 | 395.0741
04.07. | 5 | 395.0741
04.07. | 6 | 395.0741
04.07. | 7 | 395.0741
04.07. | 8 | 395.0741
04.07. | 9 | 395.0741
04.07. | 10 | 395.0741
04.07. | 11 | 395.0741
04.07. | 12 | 395.0741
04.07. | 13 | 395.0741
04.07. | 14 | 395.0741
04.07. | 15 | 395.0741
04.07. | 16 | 395.0741
04.07. | 17 | 395.0741
04.07. | 18 | 395.0741
04.07. | 19 | 395.0741
04.07. | 20 | 395.0741
04.07. | 21 | 395.0741
04.07. | 22 | 395.0741
04.07. | 23 | 395.0741
04.07. | 24 | 395.0741
05.07. | 1 | 395.0741
05.07. | 2 | 395.0741
05.07. | 3 | 395.0741
05.07. | 4 | 395.0741
05.07. | 5 | 395.0741
05.07. | 6 | 395.0741
05.07. | 7 | 395.0741
05.07. | 8 | 395.0741
05.07. | 9 | 395.0741
05.07. | 10 | 395.0741
05.07. | 11 | 395.0741
05.07. | 12 | 395.0741
05.07. | 13 | 395.0741
05.07. | 14 | 395.0741
05.07. | 15 | 395.0741
05.07. | 16 | 395.0741
05.07. | 17 | 395.0741
05.07. | 18 | 395.0741
05.07. | 19 | 395.0741
05.07. | 20 | 395.0741
05.07. | 21 | 395.0741
05.07. | 22 | 395.0741
05.07. | 23 | 395.0741
05.07. | 24 | 395.0741
06.07. | 1 | 395.0741
06.07. | 2 | 395.0741
06.07. | 3 | 395.0741
06.07. | 4 | 395.0741
06.07. | 5 | 395.0741
06.07. | 6 | 395.0741
06.07. | 7 | 395.0741
06.07. | 8 | 395.0741
06.07. | 9 | 395.0741
06.07. | 10 | 395.0741
06.07. | 11 | 395.0741
06.07. | 12 | 395.0741
06.07. | 13 | 395.0741
06.07. | 14 | 395.0741
06.07. | 15 | 395.0741
06.07. | 16 | 395.0741
06.07. | 17 | 395.0741
06.07. | 18 | 395.0741
06.07. | 19 | 395.0741
06.07. | 20 | 395.0741
06.07. | 21 | 395.0741
06.07. | 22 | 395.0741
06.07. | 23 | 395.0741
06.07. | 24 | 395.0741
07.07. | 1 | 395.0741
07.07. | 2 | 395.0741
07.07. | 3 | 395.0741
07.07. | 4 | 395.0741
07.07. | 5 | 395.0741
07.07. | 6 | 395.0741
07.07. | 7 | 395.0741
07.07. | 8 | 395.0741
07.07. | 9 | 395.0741
07.07. | 10 | 395.0741
07.07. | 11 | 395.0741
07.07. | 12 | 395.0741
07.07. | 13 | 395.0741
07.07. | 14 | 395.0741
07.07. | 15 | 395.0741
07.07. | 16 | 395.0741
07.07. | 17 | 395.0741
07.07. | 18 | 395.0741
07.07. | 19 | 395.0741
07.07. | 20 | 395.0741
07.07. | 21 | 395.0741
07.07. | 22 | 395.0741
07.07. | 23 | 395.0741
07.07. | 24 | 395.0741
08.07. | 1 | 395.0741
08.07. | 2 | 395.0741
08.07. | 3 | 395.0741
08.07. | 4 | 395.0741
08.07. | 5 | 395.0741
08.07. | 6 | 395.0741
08.07. | 7 | 395.0741
08.07. | 8 | 395.0741
08.07. | 9 | 395.0741
08.07. | 10 | 395.0741
08.07. | 11 | 395.0741
08.07. | 12 | 395.0741
08.07. | 13 | 395.0741
08.07. | 14 | 395.0741
08.07. | 15 | 395.0741
08.07. | 16 | 395.0741
08.07. | 17 | 395.0741
08.07. | 18 | 395.0741
08.07. | 19 | 395.0741
08.07. | 20 | 395.0741
08.07. | 21 | 395.0741
08.07. | 22 | 395.0741
08.07. | 23 | 395.0741
08.07. | 24 | 395.0741
09.07. | 1 | 395.0741
09.07. | 2 | 395.0741
09.07. | 3 | 395.0741
09.07. | 4 | 395.0741
09.07. | 5 | 395.0741
09.07. | 6 | 395.0741
09.07. | 7 | 395.0741
09.07. | 8 | 395.0741
09.07. | 9 | 395.0741
09.07. | 10 | 395.0741
09.07. | 11 | 395.0741
09.07. | 12 | 395.0741
09.07. | 13 | 395.0741
09.07. | 14 | 395.0741
09.07. | 15 | 395.0741
09.07. | 16 | 395.0741
09.07. | 17 | 395.0741
09.07. | 18 | 395.0741
09.07. | 19 | 395.0741
09.07. | 20 | 395.0741
09.07. | 21 | 395.0741
09.07. | 22 | 395.0741
09.07. | 23 | 395.0741
09.07. | 24 | 395.0741
10.07. | 1 | 395.0741
10.07. | 2 | 395.0741
10.07. | 3 | 395.0741
10.07. | 4 | 395.0741
10.07. | 5 | 395.0741
10.07. | 6 | 395.0741
10.07. | 7 | 395.0741
10.07. | 8 | 395.0741
10.07. | 9 | 395.0741
10.07. | 10 | 395.0741
10.07. | 11 | 395.0741
10.07. | 12 | 395.0741
10.07. | 13 | 395.0741
10.07. | 14 | 395.0741
10.07. | 15 | 395.0741
10.07. | 16 | 395.0741
10.07. | 17 | 395.0741
10.07. | 18 | 395.0741
10.07. | 19 | 395.0741
10.07. | 20 | 395.0741
10.07. | 21 | 395.0741
10.07. | 22 | 395.0741
10.07. | 23 | 395.0741
10.07. | 24 | 395.0741
11.07. | 1 | 395.0741
11.07. | 2 | 395.0741
11.07. | 3 | 395.0741
11.07. | 4 | 395.0741
11.07. | 5 | 395.0741
11.07. | 6 | 395.0741
11.07. | 7 | 395.0741
11.07. | 8 | 395.0741
11.07. | 9 | 395.0741
11.07. | 10 | 395.0741
11.07. | 11 | 395.0741
11.07. | 12 | 395.0741
11.07. | 13 | 395.0741
11.07. | 14 | 395.0741
11.07. | 15 | 395.0741
11.07. | 16 | 395.0741
11.07. | 17 | 395.0741
11.07. | 18 | 395.0741
11.07. | 19 | 395.0741
11.07. | 20 | 395.0741
11.07. | 21 | 395.0741
11.07. | 22 | 395.0741
11.07. | 23 | 395.0741
11.07. | 24 | 395.0741
12.07. | 1 | 395.0741
12.07. | 2 | 395.0741
12.07. | 3 | 395.0741
12.07. | 4 | 395.0741
12.07. | 5 | 395.0741
12.07. | 6 | 395.0741
12.07. | 7 | 395.0741
12.07. | 8 | 395.0741
12.07. | 9 | 395.0741
12.07. | 10 | 395.0741
12.07. | 11 | 395.0741
12.07. | 12 | 395.0741
12.07. | 13 | 395.0741
12.07. | 14 | 395.0741
12.07. | 15 | 395.0741
12.07. | 16 | 395.0741
12.07. | 17 | 395.0741
12.07. | 18 | 395.0741
12.07. | 19 | 395.0741
12.07. | 20 | 395.0741
12.07. | 21 | 395.0741
12.07. | 22 | 395.0741
12.07. | 23 | 395.0741
12.07. | 24 | 395.0741
13.07. | 1 | 395.0741
13.07. | 2 | 395.0741
13.07. | 3 | 395.0741
13.07. | 4 | 395.0741
13.07. | 5 | 395.0741
13.07. | 6 | 395.0741
13.07. | 7 | 395.0741
13.07. | 8 | 395.0741
13.07. | 9 | 395.0741
13.07. | 10 | 395.0741
13.07. | 11 | 395.0741
13.07. | 12 | 395.0741
13.07. | 13 | 395.0741
13.07. | 14 | 395.0741
13.07. | 15 | 395.0741
13.07. | 16 | 395.0741
13.07. | 17 | 395.0741
13.07. | 18 | 395.0741
13.07. | 19 | 395.0741
13.07. | 20 | 395.0741
13.07. | 21 | 395.0741
13.07. | 22 | 395.0741
13.07. | 23 | 395.0741
13.07. | 24 | 395.0741
14.07. | 1 | 395.0741
14.07. | 2 | 395.0741
14.07. | 3 | 395.0741
14.07. | 4 | 395.0741
14.07. | 5 | 395.0741
14.07. | 6 | 395.0741
14.07. | 7 | 395.0741
14.07. | 8 | 395.0741
14.07. | 9 | 395.0741
14.07. | 10 | 395.0741
14.07. | 11 | 395.0741
14.07. | 12 | 395.0741
14.07. | 13 | 395.0741
14.07. | 14 | 395.0741
14.07. | 15 | 395.0741
14.07. | 16 | 395.0741
14.07. | 17 | 395.0741
14.07. | 18 | 395.0741
14.07. | 19 | 395.0741
14.07. | 20 | 395.0741
14.07. | 21 | 395.0741
14.07. | 22 | 395.0741
14.07. | 23 | 395.0741
14.07. | 24 | 395.0741
15.07. | 1 | 395.0741
15.07. | 2 | 395.0741
15.07. | 3 | 395.0741
15.07. | 4 | 395.0741
15.07. | 5 | 395.0741
15.07. | 6 | 395.0741
15.07. | 7 | 395.0741
15.07. | 8 | 395.0741
15.07. | 9 | 395.0741
15.07. | 10 | 395.0741
15.07. | 11 | 395.0741
15.07. | 12 | 395.0741
15.07. | 13 | 395.0741
15.07. | 14 | 395.0741
15.07. | 15 | 395.0741
15.07. | 16 | 395.0741
15.07. | 17 | 395.0741
15.07. | 18 | 395.0741
15.07. | 19 | 395.0741
15.07. | 20 | 395.0741
15.07. | 21 | 395.0741
15.07. | 22 | 395.0741
15.07. | 23 | 395.0741
15.07. | 24 | 395.0741
16.07. | 1 | 395.0741
16.07. | 2 | 395.0741
16.07. | 3 | 395.0741
16.07. | 4 | 395.0741
16.07. | 5 | 395.0741
16.07. | 6 | 395.0741
16.07. | 7 | 395.0741
16.07. | 8 | 395.0741
16.07. | 9 | 395.0741
16.07. | 10 | 395.0741
16.07. | 11 | 395.0741
16.07. | 12 | 395.0741
16.07. | 13 | 395.0741
16.07. | 14 | 395.0741
16.07. | 15 | 395.0741
16.07. | 16 | 395.0741
16.07. | 17 | 395.0741
16.07. | 18 | 395.0741
16.07. | 19 | 395.0741
16.07. | 20 | 395.0741
16.07. | 21 | 395.0741
16.07. | 22 | 395.0741
16.07. | 23 | 395.0741
16.07. | 24 | 395.0741
17.07. | 1 | 395.0741
17.07. | 2 | 395.0741
17.07. | 3 | 395.0741
17.07. | 4 | 395.0741
17.07. | 5 | 395.0741
17.07. | 6 | 395.0741
17.07. | 7 | 395.0741
17.07. | 8 | 395.0741
17.07. | 9 | 395.0741
17.07. | 10 | 395.0741
17.07. | 11 | 395.0741
17.07. | 12 | 395.0741
17.07. | 13 | 395.0741
17.07. | 14 | 395.0741
17.07. | 15 | 395.0741
17.07. | 16 | 395.0741
17.07. | 17 | 395.0741
17.07. | 18 | 395.0741
17.07. | 19 | 395.0741
17.07. | 20 | 395.0741
17.07. | 21 | 395.0741
17.07. | 22 | 395.0741
17.07. | 23 | 395.0741
17.07. | 24 | 395.0741
18.07. | 1 | 395.0741
18.07. | 2 | 395.0741
18.07. | 3 | 395.0741
18.07. | 4 | 395.0741
18.07. | 5 | 395.0741
18.07. | 6 | 395.0741
18.07. | 7 | 395.0741
18.07. | 8 | 395.0741
18.07. | 9 | 395.0741
18.07. | 10 | 395.0741
18.07. | 11 | 395.0741
18.07. | 12 | 395.0741
18.07. | 13 | 395.0741
18.07. | 14 | 395.0741
18.07. | 15 | 395.0741
18.07. | 16 | 395.0741
18.07. | 17 | 395.0741
18.07. | 18 | 395.0741
18.07. | 19 | 395.0741
18.07. | 20 | 395.0741
18.07. | 21 | 395.0741
18.07. | 22 | 395.0741
18.07. | 23 | 395.0741
18.07. | 24 | 395.0741
19.07. | 1 | 395.0741
19.07. | 2 | 395.0741
19.07. | 3 | 395.0741
19.07. | 4 | 395.0741
19.07. | 5 | 395.0741
19.07. | 6 | 395.0741
19.07. | 7 | 395.0741
19.07. | 8 | 395.0741
19.07. | 9 | 395.0741
19.07. | 10 | 395.0741
19.07. | 11 | 395.0741
19.07. | 12 | 395.0741
19.07. | 13 | 395.0741
19.07. | 14 | 395.0741
19.07. | 15 | 395.0741
19.07. | 16 | 395.0741
19.07. | 17 | 395.0741
19.07. | 18 | 395.0741
19.07. | 19 | 395.0741
19.07. | 20 | 395.0741
19.07. | 21 | 395.0741
19.07. | 22 | 395.0741
19.07. | 23 | 395.0741
19.07. | 24 | 395.0741
20.07. | 1 | 395.0741
20.07. | 2 | 395.0741
20.07. | 3 | 395.0741
20.07. | 4 | 395.0741
20.07. | 5 | 395.0741
20.07. | 6 | 395.0741
20.07. | 7 | 395.0741
20.07. | 8 | 395.0741
20.07. | 9 | 395.0741
20.07. | 10 | 395.0741
20.07. | 11 | 395.0741
20.07. | 12 | 395.0741
20.07. | 13 | 395.0741
20.07. | 14 | 395.0741
20.07. | 15 | 395.0741
20.07. | 16 | 395.0741
20.07. | 17 | 395.0741
20.07. | 18 | 395.0741
20.07. | 19 | 395.0741
20.07. | 20 | 395.0741
20.07. | 21 | 395.0741
20.07. | 22 | 395.0741
20.07. | 23 | 395.0741
20.07. | 24 | 395.0741
21.07. | 1 | 395.0741
21.07. | 2 | 395.0741
21.07. | 3 | 395.0741
21.07. | 4 | 395.0741
21.07. | 5 | 395.0741
21.07. | 6 | 395.0741
21.07. | 7 | 395.0741
21.07. | 8 | 395.0741
21.07. | 9 | 395.0741
21.07. | 10 | 395.0741
21.07. | 11 | 395.0741
21.07. | 12 | 395.0741
21.07. | 13 | 395.0741
21.07. | 14 | 395.0741
21.07. | 15 | 395.0741
21.07. | 16 | 395.0741
21.07. | 17 | 395.0741
21.07. | 18 | 395.0741
21.07. | 19 | 395.0741
21.07. | 20 | 395.0741
21.07. | 21 | 395.0741
21.07. | 22 | 395.0741
21.07. | 23 | 395.0741
21.07. | 24 | 395.0741
22.07. | 1 | 395.0741
22.07. | 2 | 395.0741
22.07. | 3 | 395.0741
22.07. | 4 | 395.0741
22.07. | 5 | 395.0741
22.07. | 6 | 395.0741
22.07. | 7 | 395.0741
22.07. | 8 | 395.0741
22.07. | 9 | 395.0741
22.07. | 10 | 395.0741
22.07. | 11 | 395.0741
22.07. | 12 | 395.0741
22.07. | 13 | 395.0741
22.07. | 14 | 395.0741
22.07. | 15 | 395.0741
22.07. | 16 | 395.0741
22.07. | 17 | 395.0741
22.07. | 18 | 395.0741
22.07. | 19 | 395.0741
22.07. | 20 | 395.0741
22.07. | 21 | 395.0741
22.07. | 22 | 395.0741
22.07. | 23 | 395.0741
22.07. | 24 | 395.0741
23.07. | 1 | 395.0741
23.07. | 2 | 395.0741
23.07. | 3 | 395.0741
23.07. | 4 | 395.0741
23.07. | 5 | 395.0741
23.07. | 6 | 395.0741
23.07. | 7 | 395.0741
23.07. | 8 | 395.0741
23.07. | 9 | 395.0741
23.07. | 10 | 395.0741
23.07. | 11 | 395.0741
23.07. | 12 | 395.0741
23.07. | 13 | 395.0741
23.07. | 14 | 395.0741
23.07. | 15 | 395.0741
23.07. | 16 | 395.0741
23.07. | 17 | 395.0741
23.07. | 18 | 395.0741
23.07. | 19 | 395.0741
23.07. | 20 | 395.0741
23.07. | 21 | 395.0741
23.07. | 22 | 395.0741
23.07. | 23 | 395.0741
23.07. | 24 | 395.0741
24.07. | 1 | 395.0741
24.07. | 2 | 395.0741
24.07. | 3 | 395.0741
24.07. | 4 | 395.0741
24.07. | 5 | 395.0741
24.07. | 6 | 395.0741
24.07. | 7 | 395.0741
24.07. | 8 | 395.0741
24.07. | 9 | 395.0741
24.07. | 10 | 395.0741
24.07. | 11 | 395.0741
24.07. | 12 | 395.0741
24.07. | 13 | 395.0741
24.07. | 14 | 395.0741
24.07. | 15 | 395.0741
24.07. | 16 | 395.0741
24.07. | 17 | 395.0741
24.07. | 18 | 395.0741
24.07. | 19 | 395.0741
24.07. | 20 | 395.0741
24.07. | 21 | 395.0741
24.07. | 22 | 395.0741
24.07. | 23 | 395.0741
24.07. | 24 | 395.0741
25.07. | 1 | 395.0741
25.07. | 2 | 395.0741
25.07. | 3 | 395.0741
25.07. | 4 | 395.0741
25.07. | 5 | 395.0741
25.07. | 6 | 395.0741
25.07. | 7 | 395.0741
25.07. | 8 | 395.0741
25.07. | 9 | 395.0741
25.07. | 10 | 395.0741
25.07. | 11 | 395.0741
25.07. | 12 | 395.0741
25.07. | 13 | 395.0741
25.07. | 14 | 395.0741
25.07. | 15 | 395.0741
25.07. | 16 | 395.0741
25.07. | 17 | 395.0741
25.07. | 18 | 395.0741
25.07. | 19 | 395.0741
25.07. | 20 | 395.0741
25.07. | 21 | 395.0741
25.07. | 22 | 395.0741
25.07. | 23 | 395.0741
25.07. | 24 | 395.0741
26.07. | 1 | 395.0741
26.07. | 2 | 395.0741
26.07. | 3 | 395.0741
26.07. | 4 | 395.0741
26.07. | 5 | 395.0741
26.07. | 6 | 395.0741
26.07. | 7 | 395.0741
26.07. | 8 | 395.0741
26.07. | 9 | 395.0741
26.07. | 10 | 395.0741
26.07. | 11 | 395.0741
26.07. | 12 | 395.0741
26.07. | 13 | 395.0741
26.07. | 14 | 395.0741
26.07. | 15 | 395.0741
26.07. | 16 | 395.0741
26.07. | 17 | 395.0741
26.07. | 18 | 395.0741
26.07. | 19 | 395.0741
26.07. | 20 | 395.0741
26.07. | 21 | 395.0741
26.07. | 22 | 395.0741
26.07. | 23 | 395.0741
26.07. | 24 | 395.0741
27.07. | 1 | 395.0741
27.07. | 2 | 395.0741
27.07. | 3 | 395.0741
27.07. | 4 | 395.0741
27.07. | 5 | 395.0741
27.07. | 6 | 395.0741
27.07. | 7 | 395.0741
27.07. | 8 | 395.0741
27.07. | 9 | 395.0741
27.07. | 10 | 395.0741
27.07. | 11 | 395.0741
27.07. | 12 | 395.0741
27.07. | 13 | 395.0741
27.07. | 14 | 395.0741
27.07. | 15 | 395.0741
27.07. | 16 | 395.0741
27.07. | 17 | 395.0741
27.07. | 18 | 395.0741
27.07. | 19 | 395.0741
27.07. | 20 | 395.0741
27.07. | 21 | 395.0741
27.07. | 22 | 395.0741
27.07. | 23 | 395.0741
27.07. | 24 | 395.0741
28.07. | 1 | 395.0741
28.07. | 2 | 395.0741
28.07. | 3 | 395.0741
28.07. | 4 | 395.0741
28.07. | 5 | 395.0741
28.07. | 6 | 395.0741
28.07. | 7 | 395.0741
28.07. | 8 | 395.0741
28.07. | 9 | 395.0741
28.07. | 10 | 395.0741
28.07. | 11 | 395.0741
28.07. | 12 | 395.0741
28.07. | 13 | 395.0741
28.07. | 14 | 395.0741
28.07. | 15 | 395.0741
28.07. | 16 | 395.0741
28.07. | 17 | 395.0741
28.07. | 18 | 395.0741
28.07. | 19 | 395.0741
28.07. | 20 | 395.0741
28.07. | 21 | 395.0741
28.07. | 22 | 395.0741
28.07. | 23 | 395.0741
28.07. | 24 | 395.0741
29.07. | 1 | 395.0741
29.07. | 2 | 395.0741
29.07. | 3 | 395.0741
29.07. | 4 | 395.0741
29.07. | 5 | 395.0741
29.07. | 6 | 395.0741
29.07. | 7 | 395.0741
29.07. | 8 | 395.0741
29.07. | 9 | 395.0741
29.07. | 10 | 395.0741
29.07. | 11 | 395.0741
29.07. | 12 | 395.0741
29.07. | 13 | 395.0741
29.07. | 14 | 395.0741
29.07. | 15 | 395.0741
29.07. | 16 | 395.0741
29.07. | 17 | 395.0741
29.07. | 18 | 395.0741
29.07. | 19 | 395.0741
29.07. | 20 | 395.0741
29.07. | 21 | 395.0741
29.07. | 22 | 395.0741
29.07. | 23 | 395.0741
29.07. | 24 | 395.0741
30.07. | 1 | 395.0741
30.07. | 2 | 395.0741
30.07. | 3 | 395.0741
30.07. | 4 | 395.0741
30.07. | 5 | 395.0741
30.07. | 6 | 395.0741
30.07. | 7 | 395.0741
30.07. | 8 | 395.0741
30.07. | 9 | 395.0741
30.07. | 10 | 395.0741
30.07. | 11 | 395.0741
30.07. | 12 | 395.0741
30.07. | 13 | 395.0741
30.07. | 14 | 395.0741
30.07. | 15 | 395.0741
30.07. | 16 | 395.0741
30.07. | 17 | 395.0741
30.07. | 18 | 395.0741
30.07. | 19 | 395.0741
30.07. | 20 | 395.0741
30.07. | 21 | 395.0741
30.07. | 22 | 395.0741
30.07. | 23 | 395.0741
30.07. | 24 | 395.0741
31.07. | 1 | 395.0741
31.07. | 2 | 395.0741
31.07. | 3 | 395.0741
31.07. | 4 | 395.0741
31.07. | 5 | 395.0741
31.07. | 6 | 395.0741
31.07. | 7 | 395.0741
31.07. | 8 | 395.0741
31.07. | 9 | 395.0741
31.07. | 10 | 395.0741
31.07. | 11 | 395.0741
31.07. | 12 | 395.0741
31.07. | 13 | 395.0741
31.07. | 14 | 395.0741
31.07. | 15 | 395.0741
31.07. | 16 | 395.0741
31.07. | 17 | 395.0741
31.07. | 18 | 395.0741
31.07. | 19 | 395.0741
31.07. | 20 | 395.0741
31.07. | 21 | 395.0741
31.07. | 22 | 395.0741
31.07. | 23 | 395.0741
31.07. | 24 | 395.0741
01.08. | 1 | 395.0741
01.08. | 2 | 395.0741
01.08. | 3 | 395.0741
01.08. | 4 | 395.0741
01.08. | 5 | 395.0741
01.08. | 6 | 395.0741
01.08. | 7 | 395.0741
01.08. | 8 | 395.0741
01.08. | 9 | 395.0741
01.08. | 10 | 395.0741
01.08. | 11 | 395.0741
01.08. | 12 | 395.0741
01.08. | 13 | 395.0741
01.08. | 14 | 395.0741
01.08. | 15 | 395.0741
01.08. | 16 | 395.0741
01.08. | 17 | 395.0741
01.08. | 18 | 395.0741
01.08. | 19 | 395.0741
01.08. | 20 | 395.0741
01.08. | 21 | 395.0741
01.08. | 22 | 395.0741
01.08. | 23 | 395.0741
01.08. | 24 | 395.0741
02.08. | 1 | 395.0741
02.08. | 2 | 395.0741
02.08. | 3 | 395.0741
02.08. | 4 | 395.0741
02.08. | 5 | 395.0741
02.08. | 6 | 395.0741
02.08. | 7 | 395.0741
02.08. | 8 | 395.0741
02.08. | 9 | 395.0741
02.08. | 10 | 395.0741
02.08. | 11 | 395.0741
02.08. | 12 | 395.0741
02.08. | 13 | 395.0741
02.08. | 14 | 395.0741
02.08. | 15 | 395.0741
02.08. | 16 | 395.0741
02.08. | 17 | 395.0741
02.08. | 18 | 395.0741
02.08. | 19 | 395.0741
02.08. | 20 | 395.0741
02.08. | 21 | 395.0741
02.08. | 22 | 395.0741
02.08. | 23 | 395.0741
02.08. | 24 | 395.0741
03.08. | 1 | 395.0741
03.08. | 2 | 395.0741
03.08. | 3 | 395.0741
03.08. | 4 | 395.0741
03.08. | 5 | 395.0741
03.08. | 6 | 395.0741
03.08. | 7 | 395.0741
03.08. | 8 | 395.0741
03.08. | 9 | 395.0741
03.08. | 10 | 395.0741
03.08. | 11 | 395.0741
03.08. | 12 | 395.0741
03.08. | 13 | 395.0741
03.08. | 14 | 395.0741
03.08. | 15 | 395.0741
03.08. | 16 | 395.0741
03.08. | 17 | 395.0741
03.08. | 18 | 395.0741
03.08. | 19 | 395.0741
03.08. | 20 | 395.0741
03.08. | 21 | 395.0741
03.08. | 22 | 395.0741
03.08. | 23 | 395.0741
03.08. | 24 | 395.0741
04.08. | 1 | 395.0741
04.08. | 2 | 395.0741
04.08. | 3 | 395.0741
04.08. | 4 | 395.0741
04.08. | 5 | 395.0741
04.08. | 6 | 395.0741
04.08. | 7 | 395.0741
04.08. | 8 | 395.0741
04.08. | 9 | 395.0741
04.08. | 10 | 395.0741
04.08. | 11 | 395.0741
04.08. | 12 | 395.0741
04.08. | 13 | 395.0741
04.08. | 14 | 395.0741
04.08. | 15 | 395.0741
04.08. | 16 | 395.0741
04.08. | 17 | 395.0741
04.08. | 18 | 395.0741
04.08. | 19 | 395.0741
04.08. | 20 | 395.0741
04.08. | 21 | 395.0741
04.08. | 22 | 395.0741
04.08. | 23 | 395.0741
04.08. | 24 | 395.0741
05.08. | 1 | 395.0741
05.08. | 2 | 395.0741
05.08. | 3 | 395.0741
05.08. | 4 | 395.0741
05.08. | 5 | 395.0741
05.08. | 6 | 395.0741
05.08. | 7 | 395.0741
05.08. | 8 | 395.0741
05.08. | 9 | 395.0741
05.08. | 10 | 395.0741
05.08. | 11 | 395.0741
05.08. | 12 | 395.0741
05.08. | 13 | 395.0741
05.08. | 14 | 395.0741
05.08. | 15 | 395.0741
05.08. | 16 | 395.0741
05.08. | 17 | 395.0741
05.08. | 18 | 395.0741
05.08. | 19 | 395.0741
05.08. | 20 | 395.0741
05.08. | 21 | 395.0741
05.08. | 22 | 395.0741
05.08. | 23 | 395.0741
05.08. | 24 | 395.0741
06.08. | 1 | 395.0741
06.08. | 2 | 395.0741
06.08. | 3 | 395.0741
06.08. | 4 | 395.0741
06.08. | 5 | 395.0741
06.08. | 6 | 395.0741
06.08. | 7 | 395.0741
06.08. | 8 | 395.0741
06.08. | 9 | 395.0741
06.08. | 10 | 395.0741
06.08. | 11 | 395.0741
06.08. | 12 | 395.0741
06.08. | 13 | 395.0741
06.08. | 14 | 395.0741
06.08. | 15 | 395.0741
06.08. | 16 | 395.0741
06.08. | 17 | 395.0741
06.08. | 18 | 395.0741
06.08. | 19 | 395.0741
06.08. | 20 | 395.0741
06.08. | 21 | 395.0741
06.08. | 22 | 395.0741
06.08. | 23 | 395.0741
06.08. | 24 | 395.0741
07.08. | 1 | 395.0741
07.08. | 2 | 395.0741
07.08. | 3 | 395.0741
07.08. | 4 | 395.0741
07.08. | 5 | 395.0741
07.08. | 6 | 395.0741
07.08. | 7 | 395.0741
07.08. | 8 | 395.0741
07.08. | 9 | 395.0741
07.08. | 10 | 395.0741
07.08. | 11 | 395.0741
07.08. | 12 | 395.0741
07.08. | 13 | 395.0741
07.08. | 14 | 395.0741
07.08. | 15 | 395.0741
07.08. | 16 | 395.0741
07.08. | 17 | 395.0741
07.08. | 18 | 395.0741
07.08. | 19 | 395.0741
07.08. | 20 | 395.0741
07.08. | 21 | 395.0741
07.08. | 22 | 395.0741
07.08. | 23 | 395.0741
07.08. | 24 | 395.0741
08.08. | 1 | 395.0741
08.08. | 2 | 395.0741
08.08. | 3 | 395.0741
08.08. | 4 | 395.0741
08.08. | 5 | 395.0741
08.08. | 6 | 395.0741
08.08. | 7 | 395.0741
08.08. | 8 | 395.0741
08.08. | 9 | 395.0741
08.08. | 10 | 395.0741
08.08. | 11 | 395.0741
08.08. | 12 | 395.0741
08.08. | 13 | 395.0741
08.08. | 14 | 395.0741
08.08. | 15 | 395.0741
08.08. | 16 | 395.0741
08.08. | 17 | 395.0741
08.08. | 18 | 395.0741
08.08. | 19 | 395.0741
08.08. | 20 | 395.0741
08.08. | 21 | 395.0741
08.08. | 22 | 395.0741
08.08. | 23 | 395.0741
08.08. | 24 | 395.0741
09.08. | 1 | 395.0741
09.08. | 2 | 395.0741
09.08. | 3 | 395.0741
09.08. | 4 | 395.0741
09.08. | 5 | 395.0741
09.08. | 6 | 395.0741
09.08. | 7 | 395.0741
09.08. | 8 | 395.0741
09.08. | 9 | 395.0741
09.08. | 10 | 395.0741
09.08. | 11 | 395.0741
09.08. | 12 | 395.0741
09.08. | 13 | 395.0741
09.08. | 14 | 395.0741
09.08. | 15 | 395.0741
09.08. | 16 | 395.0741
09.08. | 17 | 395.0741
09.08. | 18 | 395.0741
09.08. | 19 | 395.0741
09.08. | 20 | 395.0741
09.08. | 21 | 395.0741
09.08. | 22 | 395.0741
09.08. | 23 | 395.0741
09.08. | 24 | 395.0741
10.08. | 1 | 395.0741
10.08. | 2 | 395.0741
10.08. | 3 | 395.0741
10.08. | 4 | 395.0741
10.08. | 5 | 395.0741
10.08. | 6 | 395.0741
10.08. | 7 | 395.0741
10.08. | 8 | 395.0741
10.08. | 9 | 395.0741
10.08. | 10 | 395.0741
10.08. | 11 | 395.0741
10.08. | 12 | 395.0741
10.08. | 13 | 395.0741
10.08. | 14 | 395.0741
10.08. | 15 | 395.0741
10.08. | 16 | 395.0741
10.08. | 17 | 395.0741
10.08. | 18 | 395.0741
10.08. | 19 | 395.0741
10.08. | 20 | 395.0741
10.08. | 21 | 395.0741
10.08. | 22 | 395.0741
10.08. | 23 | 395.0741
10.08. | 24 | 395.0741
11.08. | 1 | 395.0741
11.08. | 2 | 395.0741
11.08. | 3 | 395.0741
11.08. | 4 | 395.0741
11.08. | 5 | 395.0741
11.08. | 6 | 395.0741
11.08. | 7 | 395.0741
11.08. | 8 | 395.0741
11.08. | 9 | 395.0741
11.08. | 10 | 395.0741
11.08. | 11 | 395.0741
11.08. | 12 | 395.0741
11.08. | 13 | 395.0741
11.08. | 14 | 395.0741
11.08. | 15 | 395.0741
11.08. | 16 | 395.0741
11.08. | 17 | 395.0741
11.08. | 18 | 395.0741
11.08. | 19 | 395.0741
11.08. | 20 | 395.0741
11.08. | 21 | 395.0741
11.08. | 22 | 395.0741
11.08. | 23 | 395.0741
11.08. | 24 | 395.0741
12.08. | 1 | 395.0741
12.08. | 2 | 395.0741
12.08. | 3 | 395.0741
12.08. | 4 | 395.0741
12.08. | 5 | 395.0741
12.08. | 6 | 395.0741
12.08. | 7 | 395.0741
12.08. | 8 | 395.0741
12.08. | 9 | 395.0741
12.08. | 10 | 395.0741
12.08. | 11 | 395.0741
12.08. | 12 | 395.0741
12.08. | 13 | 395.0741
12.08. | 14 | 395.0741
12.08. | 15 | 395.0741
12.08. | 16 | 395.0741
12.08. | 17 | 395.0741
12.08. | 18 | 395.0741
12.08. | 19 | 395.0741
12.08. | 20 | 395.0741
12.08. | 21 | 395.0741
12.08. | 22 | 395.0741
12.08. | 23 | 395.0741
12.08. | 24 | 395.0741
13.08. | 1 | 395.0741
13.08. | 2 | 395.0741
13.08. | 3 | 395.0741
13.08. | 4 | 395.0741
13.08. | 5 | 395.0741
13.08. | 6 | 395.0741
13.08. | 7 | 395.0741
13.08. | 8 | 395.0741
13.08. | 9 | 395.0741
13.08. | 10 | 395.0741
13.08. | 11 | 395.0741
13.08. | 12 | 395.0741
13.08. | 13 | 395.0741
13.08. | 14 | 395.0741
13.08. | 15 | 395.0741
13.08. | 16 | 395.0741
13.08. | 17 | 395.0741
13.08. | 18 | 395.0741
13.08. | 19 | 395.0741
13.08. | 20 | 395.0741
13.08. | 21 | 395.0741
13.08. | 22 | 395.0741
13.08. | 23 | 395.0741
13.08. | 24 | 395.0741
14.08. | 1 | 395.0741
14.08. | 2 | 395.0741
14.08. | 3 | 395.0741
14.08. | 4 | 395.0741
14.08. | 5 | 395.0741
14.08. | 6 | 395.0741
14.08. | 7 | 395.0741
14.08. | 8 | 395.0741
14.08. | 9 | 395.0741
14.08. | 10 | 395.0741
14.08. | 11 | 395.0741
14.08. | 12 | 395.0741
14.08. | 13 | 395.0741
14.08. | 14 | 395.0741
14.08. | 15 | 395.0741
14.08. | 16 | 395.0741
14.08. | 17 | 395.0741
14.08. | 18 | 395.0741
14.08. | 19 | 395.0741
14.08. | 20 | 395.0741
14.08. | 21 | 395.0741
14.08. | 22 | 395.0741
14.08. | 23 | 395.0741
14.08. | 24 | 395.0741
15.08. | 1 | 395.0741
15.08. | 2 | 395.0741
15.08. | 3 | 395.0741
15.08. | 4 | 395.0741
15.08. | 5 | 395.0741
15.08. | 6 | 395.0741
15.08. | 7 | 395.0741
15.08. | 8 | 395.0741
15.08. | 9 | 395.0741
15.08. | 10 | 395.0741
15.08. | 11 | 395.0741
15.08. | 12 | 395.0741
15.08. | 13 | 395.0741
15.08. | 14 | 395.0741
15.08. | 15 | 395.0741
15.08. | 16 | 395.0741
15.08. | 17 | 395.0741
15.08. | 18 | 395.0741
15.08. | 19 | 395.0741
15.08. | 20 | 395.0741
15.08. | 21 | 395.0741
15.08. | 22 | 395.0741
15.08. | 23 | 395.0741
15.08. | 24 | 395.0741
16.08. | 1 | 395.0741
16.08. | 2 | 395.0741
16.08. | 3 | 395.0741
16.08. | 4 | 395.0741
16.08. | 5 | 395.0741
16.08. | 6 | 395.0741
16.08. | 7 | 395.0741
16.08. | 8 | 395.0741
16.08. | 9 | 395.0741
16.08. | 10 | 395.0741
16.08. | 11 | 395.0741
16.08. | 12 | 395.0741
16.08. | 13 | 395.0741
16.08. | 14 | 395.0741
16.08. | 15 | 395.0741
16.08. | 16 | 395.0741
16.08. | 17 | 395.0741
16.08. | 18 | 395.0741
16.08. | 19 | 395.0741
16.08. | 20 | 395.0741
16.08. | 21 | 395.0741
16.08. | 22 | 395.0741
16.08. | 23 | 395.0741
16.08. | 24 | 395.0741
17.08. | 1 | 395.0741
17.08. | 2 | 395.0741
17.08. | 3 | 395.0741
17.08. | 4 | 395.0741
17.08. | 5 | 395.0741
17.08. | 6 | 395.0741
17.08. | 7 | 395.0741
17.08. | 8 | 395.0741
17.08. | 9 | 395.0741
17.08. | 10 | 395.0741
17.08. | 11 | 395.0741
17.08. | 12 | 395.0741
17.08. | 13 | 395.0741
17.08. | 14 | 395.0741
17.08. | 15 | 395.0741
17.08. | 16 | 395.0741
17.08. | 17 | 395.0741
17.08. | 18 | 395.0741
17.08. | 19 | 395.0741
17.08. | 20 | 395.0741
17.08. | 21 | 395.0741
17.08. | 22 | 395.0741
17.08. | 23 | 395.0741
17.08. | 24 | 395.0741
18.08. | 1 | 395.0741
18.08. | 2 | 395.0741
18.08. | 3 | 395.0741
18.08. | 4 | 395.0741
18.08. | 5 | 395.0741
18.08. | 6 | 395.0741
18.08. | 7 | 395.0741
18.08. | 8 | 395.0741
18.08. | 9 | 395.0741
18.08. | 10 | 395.0741
18.08. | 11 | 395.0741
18.08. | 12 | 395.0741
18.08. | 13 | 395.0741
18.08. | 14 | 395.0741
18.08. | 15 | 395.0741
18.08. | 16 | 395.0741
18.08. | 17 | 395.0741
18.08. | 18 | 395.0741
18.08. | 19 | 395.0741
18.08. | 20 | 395.0741
18.08. | 21 | 395.0741
18.08. | 22 | 395.0741
18.08. | 23 | 395.0741
18.08. | 24 | 395.0741
19.08. | 1 | 395.0741
19.08. | 2 | 395.0741
19.08. | 3 | 395.0741
19.08. | 4 | 395.0741
19.08. | 5 | 395.0741
19.08. | 6 | 395.0741
19.08. | 7 | 395.0741
19.08. | 8 | 395.0741
19.08. | 9 | 395.0741
19.08. | 10 | 395.0741
19.08. | 11 | 395.0741
19.08. | 12 | 395.0741
19.08. | 13 | 395.0741
19.08. | 14 | 395.0741
19.08. | 15 | 395.0741
19.08. | 16 | 395.0741
19.08. | 17 | 395.0741
19.08. | 18 | 395.0741
19.08. | 19 | 395.0741
19.08. | 20 | 395.0741
19.08. | 21 | 395.0741
19.08. | 22 | 395.0741
19.08. | 23 | 395.0741
19.08. | 24 | 395.0741
20.08. | 1 | 395.0741
20.08. | 2 | 395.0741
20.08. | 3 | 395.0741
20.08. | 4 | 395.0741
20.08. | 5 | 395.0741
20.08. | 6 | 395.0741
20.08. | 7 | 395.0741
20.08. | 8 | 395.0741
20.08. | 9 | 395.0741
20.08. | 10 | 395.0741
20.08. | 11 | 395.0741
20.08. | 12 | 395.0741
20.08. | 13 | 395.0741
20.08. | 14 | 395.0741
20.08. | 15 | 395.0741
20.08. | 16 | 395.0741
20.08. | 17 | 395.0741
20.08. | 18 | 395.0741
20.08. | 19 | 395.0741
20.08. | 20 | 395.0741
20.08. | 21 | 395.0741
20.08. | 22 | 395.0741
20.08. | 23 | 395.0741
20.08. | 24 | 395.0741
21.08. | 1 | 395.0741
21.08. | 2 | 395.0741
21.08. | 3 | 395.0741
21.08. | 4 | 395.0741
21.08. | 5 | 395.0741
21.08. | 6 | 395.0741
21.08. | 7 | 395.0741
21.08. | 8 | 395.0741
21.08. | 9 | 395.0741
21.08. | 10 | 395.0741
21.08. | 11 | 395.0741
21.08. | 12 | 395.0741
21.08. | 13 | 395.0741
21.08. | 14 | 395.0741
21.08. | 15 | 395.0741
21.08. | 16 | 395.0741
21.08. | 17 | 395.0741
21.08. | 18 | 395.0741
21.08. | 19 | 395.0741
21.08. | 20 | 395.0741
21.08. | 21 | 395.0741
21.08. | 22 | 395.0741
21.08. | 23 | 395.0741
21.08. | 24 | 395.0741
22.08. | 1 | 395.0741
22.08. | 2 | 395.0741
22.08. | 3 | 395.0741
22.08. | 4 | 395.0741
22.08. | 5 | 395.0741
22.08. | 6 | 395.0741
22.08. | 7 | 395.0741
22.08. | 8 | 395.0741
22.08. | 9 | 395.0741
22.08. | 10 | 395.0741
22.08. | 11 | 395.0741
22.08. | 12 | 395.0741
22.08. | 13 | 395.0741
22.08. | 14 | 395.0741
22.08. | 15 | 395.0741
22.08. | 16 | 395.0741
22.08. | 17 | 395.0741
22.08. | 18 | 395.0741
22.08. | 19 | 395.0741
22.08. | 20 | 395.0741
22.08. | 21 | 395.0741
22.08. | 22 | 395.0741
22.08. | 23 | 395.0741
22.08. | 24 | 395.0741
23.08. | 1 | 395.0741
23.08. | 2 | 395.0741
23.08. | 3 | 395.0741
23.08. | 4 | 395.0741
23.08. | 5 | 395.0741
23.08. | 6 | 395.0741
23.08. | 7 | 395.0741
23.08. | 8 | 395.0741
23.08. | 9 | 395.0741
23.08. | 10 | 395.0741
23.08. | 11 | 395.0741
23.08. | 12 | 395.0741
23.08. | 13 | 395.0741
23.08. | 14 | 395.0741
23.08. | 15 | 395.0741
23.08. | 16 | 395.0741
23.08. | 17 | 395.0741
23.08. | 18 | 395.0741
23.08. | 19 | 395.0741
23.08. | 20 | 395.0741
23.08. | 21 | 395.0741
23.08. | 22 | 395.0741
23.08. | 23 | 395.0741
23.08. | 24 | 395.0741
24.08. | 1 | 395.0741
24.08. | 2 | 395.0741
24.08. | 3 | 395.0741
24.08. | 4 | 395.0741
24.08. | 5 | 395.0741
24.08. | 6 | 395.0741
24.08. | 7 | 395.0741
24.08. | 8 | 395.0741
24.08. | 9 | 395.0741
24.08. | 10 | 395.0741
24.08. | 11 | 395.0741
24.08. | 12 | 395.0741
24.08. | 13 | 395.0741
24.08. | 14 | 395.0741
24.08. | 15 | 395.0741
24.08. | 16 | 395.0741
24.08. | 17 | 395.0741
24.08. | 18 | 395.0741
24.08. | 19 | 395.0741
24.08. | 20 | 395.0741
24.08. | 21 | 395.0741
24.08. | 22 | 395.0741
24.08. | 23 | 395.0741
24.08. | 24 | 395.0741
25.08. | 1 | 395.0741
25.08. | 2 | 395.0741
25.08. | 3 | 395.0741
25.08. | 4 | 395.0741
25.08. | 5 | 395.0741
25.08. | 6 | 395.0741
25.08. | 7 | 395.0741
25.08. | 8 | 395.0741
25.08. | 9 | 395.0741
25.08. | 10 | 395.0741
25.08. | 11 | 395.0741
25.08. | 12 | 395.0741
25.08. | 13 | 395.0741
25.08. | 14 | 395.0741
25.08. | 15 | 395.0741
25.08. | 16 | 395.0741
25.08. | 17 | 395.0741
25.08. | 18 | 395.0741
25.08. | 19 | 395.0741
25.08. | 20 | 395.0741
25.08. | 21 | 395.0741
25.08. | 22 | 395.0741
25.08. | 23 | 395.0741
25.08. | 24 | 395.0741
26.08. | 1 | 395.0741
26.08. | 2 | 395.0741
26.08. | 3 | 395.0741
26.08. | 4 | 395.0741
26.08. | 5 | 395.0741
26.08. | 6 | 395.0741
26.08. | 7 | 395.0741
26.08. | 8 | 395.0741
26.08. | 9 | 395.0741
26.08. | 10 | 395.0741
26.08. | 11 | 395.0741
26.08. | 12 | 395.0741
26.08. | 13 | 395.0741
26.08. | 14 | 395.0741
26.08. | 15 | 395.0741
26.08. | 16 | 395.0741
26.08. | 17 | 395.0741
26.08. | 18 | 395.0741
26.08. | 19 | 395.0741
26.08. | 20 | 395.0741
26.08. | 21 | 395.0741
26.08. | 22 | 395.0741
26.08. | 23 | 395.0741
26.08. | 24 | 395.0741
27.08. | 1 | 395.0741
27.08. | 2 | 395.0741
27.08. | 3 | 395.0741
27.08. | 4 | 395.0741
27.08. | 5 | 395.0741
27.08. | 6 | 395.0741
27.08. | 7 | 395.0741
27.08. | 8 | 395.0741
27.08. | 9 | 395.0741
27.08. | 10 | 395.0741
27.08. | 11 | 395.0741
27.08. | 12 | 395.0741
27.08. | 13 | 395.0741
27.08. | 14 | 395.0741
27.08. | 15 | 395.0741
27.08. | 16 | 395.0741
27.08. | 17 | 395.0741
27.08. | 18 | 395.0741
27.08. | 19 | 395.0741
27.08. | 20 | 395.0741
27.08. | 21 | 395.0741
27.08. | 22 | 395.0741
27.08. | 23 | 395.0741
27.08. | 24 | 395.0741
28.08. | 1 | 395.0741
28.08. | 2 | 395.0741
28.08. | 3 | 395.0741
28.08. | 4 | 395.0741
28.08. | 5 | 395.0741
28.08. | 6 | 395.0741
28.08. | 7 | 395.0741
28.08. | 8 | 395.0741
28.08. | 9 | 395.0741
28.08. | 10 | 395.0741
28.08. | 11 | 395.0741
28.08. | 12 | 395.0741
28.08. | 13 | 395.0741
28.08. | 14 | 395.0741
28.08. | 15 | 395.0741
28.08. | 16 | 395.0741
28.08. | 17 | 395.0741
28.08. | 18 | 395.0741
28.08. | 19 | 395.0741
28.08. | 20 | 395.0741
28.08. | 21 | 395.0741
28.08. | 22 | 395.0741
28.08. | 23 | 395.0741
28.08. | 24 | 395.0741
29.08. | 1 | 395.0741
29.08. | 2 | 395.0741
29.08. | 3 | 395.0741
29.08. | 4 | 395.0741
29.08. | 5 | 395.0741
29.08. | 6 | 395.0741
29.08. | 7 | 395.0741
29.08. | 8 | 395.0741
29.08. | 9 | 395.0741
29.08. | 10 | 395.0741
29.08. | 11 | 395.0741
29.08. | 12 | 395.0741
29.08. | 13 | 395.0741
29.08. | 14 | 395.0741
29.08. | 15 | 395.0741
29.08. | 16 | 395.0741
29.08. | 17 | 395.0741
29.08. | 18 | 395.0741
29.08. | 19 | 395.0741
29.08. | 20 | 395.0741
29.08. | 21 | 395.0741
29.08. | 22 | 395.0741
29.08. | 23 | 395.0741
29.08. | 24 | 395.0741
30.08. | 1 | 395.0741
30.08. | 2 | 395.0741
30.08. | 3 | 395.0741
30.08. | 4 | 395.0741
30.08. | 5 | 395.0741
30.08. | 6 | 395.0741
30.08. | 7 | 395.0741
30.08. | 8 | 395.0741
30.08. | 9 | 395.0741
30.08. | 10 | 395.0741
30.08. | 11 | 395.0741
30.08. | 12 | 395.0741
30.08. | 13 | 395.0741
30.08. | 14 | 395.0741
30.08. | 15 | 395.0741
30.08. | 16 | 395.0741
30.08. | 17 | 395.0741
30.08. | 18 | 395.0741
30.08. | 19 | 395.0741
30.08. | 20 | 395.0741
30.08. | 21 | 395.0741
30.08. | 22 | 395.0741
30.08. | 23 | 395.0741
30.08. | 24 | 395.0741
31.08. | 1 | 395.0741
31.08. | 2 | 395.0741
31.08. | 3 | 395.0741
31.08. | 4 | 395.0741
31.08. | 5 | 395.0741
31.08. | 6 | 395.0741
31.08. | 7 | 395.0741
31.08. | 8 | 395.0741
31.08. | 9 | 395.0741
31.08. | 10 | 395.0741
31.08. | 11 | 395.0741
31.08. | 12 | 395.0741
31.08. | 13 | 395.0741
31.08. | 14 | 395.0741
31.08. | 15 | 395.0741
31.08. | 16 | 395.0741
31.08. | 17 | 395.0741
31.08. | 18 | 395.0741
31.08. | 19 | 395.0741
31.08. | 20 | 395.0741
31.08. | 21 | 395.0741
31.08. | 22 | 395.0741
31.08. | 23 | 395.0741
31.08. | 24 | 395.0741
01.09. | 1 | 395.0741
01.09. | 2 | 395.0741
01.09. | 3 | 395.0741
01.09. | 4 | 395.0741
01.09. | 5 | 395.0741
01.09. | 6 | 395.0741
01.09. | 7 | 395.0741
01.09. | 8 | 395.0741
01.09. | 9 | 395.0741
01.09. | 10 | 395.0741
01.09. | 11 | 395.0741
01.09. | 12 | 395.0741
01.09. | 13 | 395.0741
01.09. | 14 | 395.0741
01.09. | 15 | 395.0741
01.09. | 16 | 395.0741
01.09. | 17 | 395.0741
01.09. | 18 | 395.0741
01.09. | 19 | 395.0741
01.09. | 20 | 395.0741
01.09. | 21 | 395.0741
01.09. | 22 | 395.0741
01.09. | 23 | 395.0741
01.09. | 24 | 395.0741
02.09. | 1 | 395.0741
02.09. | 2 | 395.0741
02.09. | 3 | 395.0741
02.09. | 4 | 395.0741
02.09. | 5 | 395.0741
02.09. | 6 | 395.0741
02.09. | 7 | 395.0741
02.09. | 8 | 395.0741
02.09. | 9 | 395.0741
02.09. | 10 | 395.0741
02.09. | 11 | 395.0741
02.09. | 12 | 395.0741
02.09. | 13 | 395.0741
02.09. | 14 | 395.0741
02.09. | 15 | 395.0741
02.09. | 16 | 395.0741
02.09. | 17 | 395.0741
02.09. | 18 | 395.0741
02.09. | 19 | 395.0741
02.09. | 20 | 395.0741
02.09. | 21 | 395.0741
02.09. | 22 | 395.0741
02.09. | 23 | 395.0741
02.09. | 24 | 395.0741
03.09. | 1 | 395.0741
03.09. | 2 | 395.0741
03.09. | 3 | 395.0741
03.09. | 4 | 395.0741
03.09. | 5 | 395.0741
03.09. | 6 | 395.0741
03.09. | 7 | 395.0741
03.09. | 8 | 395.0741
03.09. | 9 | 395.0741
03.09. | 10 | 395.0741
03.09. | 11 | 395.0741
03.09. | 12 | 395.0741
03.09. | 13 | 395.0741
03.09. | 14 | 395.0741
03.09. | 15 | 395.0741
03.09. | 16 | 395.0741
03.09. | 17 | 395.0741
03.09. | 18 | 395.0741
03.09. | 19 | 395.0741
03.09. | 20 | 395.0741
03.09. | 21 | 395.0741
03.09. | 22 | 395.0741
03.09. | 23 | 395.0741
03.09. | 24 | 395.0741
04.09. | 1 | 395.0741
04.09. | 2 | 395.0741
04.09. | 3 | 395.0741
04.09. | 4 | 395.0741
04.09. | 5 | 395.0741
04.09. | 6 | 395.0741
04.09. | 7 | 395.0741
04.09. | 8 | 395.0741
04.09. | 9 | 395.0741
04.09. | 10 | 395.0741
04.09. | 11 | 395.0741
04.09. | 12 | 395.0741
04.09. | 13 | 395.0741
04.09. | 14 | 395.0741
04.09. | 15 | 395.0741
04.09. | 16 | 395.0741
04.09. | 17 | 395.0741
04.09. | 18 | 395.0741
04.09. | 19 | 395.0741
04.09. | 20 | 395.0741
04.09. | 21 | 395.0741
04.09. | 22 | 395.0741
04.09. | 23 | 395.0741
04.09. | 24 | 395.0741
05.09. | 1 | 395.0741
05.09. | 2 | 395.0741
05.09. | 3 | 395.0741
05.09. | 4 | 395.0741
05.09. | 5 | 395.0741
05.09. | 6 | 395.0741
05.09. | 7 | 395.0741
05.09. | 8 | 395.0741
05.09. | 9 | 395.0741
05.09. | 10 | 395.0741
05.09. | 11 | 395.0741
05.09. | 12 | 395.0741
05.09. | 13 | 395.0741
05.09. | 14 | 395.0741
05.09. | 15 | 395.0741
05.09. | 16 | 395.0741
05.09. | 17 | 395.0741
05.09. | 18 | 395.0741
05.09. | 19 | 395.0741
05.09. | 20 | 395.0741
05.09. | 21 | 395.0741
05.09. | 22 | 395.0741
05.09. | 23 | 395.0741
05.09. | 24 | 395.0741
06.09. | 1 | 395.0741
06.09. | 2 | 395.0741
06.09. | 3 | 395.0741
06.09. | 4 | 395.0741
06.09. | 5 | 395.0741
06.09. | 6 | 395.0741
06.09. | 7 | 395.0741
06.09. | 8 | 395.0741
06.09. | 9 | 395.0741
06.09. | 10 | 395.0741
06.09. | 11 | 395.0741
06.09. | 12 | 395.0741
06.09. | 13 | 395.0741
06.09. | 14 | 395.0741
06.09. | 15 | 395.0741
06.09. | 16 | 395.0741
06.09. | 17 | 395.0741
06.09. | 18 | 395.0741
06.09. | 19 | 395.0741
06.09. | 20 | 395.0741
06.09. | 21 | 395.0741
06.09. | 22 | 395.0741
06.09. | 23 | 395.0741
06.09. | 24 | 395.0741
07.09. | 1 | 395.0741
07.09. | 2 | 395.0741
07.09. | 3 | 395.0741
07.09. | 4 | 395.0741
07.09. | 5 | 395.0741
07.09. | 6 | 395.0741
07.09. | 7 | 395.0741
07.09. | 8 | 395.0741
07.09. | 9 | 395.0741
07.09. | 10 | 395.0741
07.09. | 11 | 395.0741
07.09. | 12 | 395.0741
07.09. | 13 | 395.0741
07.09. | 14 | 395.0741
07.09. | 15 | 395.0741
07.09. | 16 | 395.0741
07.09. | 17 | 395.0741
07.09. | 18 | 395.0741
07.09. | 19 | 395.0741
07.09. | 20 | 395.0741
07.09. | 21 | 395.0741
07.09. | 22 | 395.0741
07.09. | 23 | 395.0741
07.09. | 24 | 395.0741
08.09. | 1 | 395.0741
08.09. | 2 | 395.0741
08.09. | 3 | 395.0741
08.09. | 4 | 395.0741
08.09. | 5 | 395.0741
08.09. | 6 | 395.0741
08.09. | 7 | 395.0741
08.09. | 8 | 395.0741
08.09. | 9 | 395.0741
08.09. | 10 | 395.0741
08.09. | 11 | 395.0741
08.09. | 12 | 395.0741
08.09. | 13 | 395.0741
08.09. | 14 | 395.0741
08.09. | 15 | 395.0741
08.09. | 16 | 395.0741
08.09. | 17 | 395.0741
08.09. | 18 | 395.0741
08.09. | 19 | 395.0741
08.09. | 20 | 395.0741
08.09. | 21 | 395.0741
08.09. | 22 | 395.0741
08.09. | 23 | 395.0741
08.09. | 24 | 395.0741
09.09. | 1 | 395.0741
09.09. | 2 | 395.0741
09.09. | 3 | 395.0741
09.09. | 4 | 395.0741
09.09. | 5 | 395.0741
09.09. | 6 | 395.0741
09.09. | 7 | 395.0741
09.09. | 8 | 395.0741
09.09. | 9 | 395.0741
09.09. | 10 | 395.0741
09.09. | 11 | 395.0741
09.09. | 12 | 395.0741
09.09. | 13 | 395.0741
09.09. | 14 | 395.0741
09.09. | 15 | 395.0741
09.09. | 16 | 395.0741
09.09. | 17 | 395.0741
09.09. | 18 | 395.0741
09.09. | 19 | 395.0741
09.09. | 20 | 395.0741
09.09. | 21 | 395.0741
09.09. | 22 | 395.0741
09.09. | 23 | 395.0741
09.09. | 24 | 395.0741
10.09. | 1 | 395.0741
10.09. | 2 | 395.0741
10.09. | 3 | 395.0741
10.09. | 4 | 395.0741
10.09. | 5 | 395.0741
10.09. | 6 | 395.0741
10.09. | 7 | 395.0741
10.09. | 8 | 395.0741
10.09. | 9 | 395.0741
10.09. | 10 | 395.0741
10.09. | 11 | 395.0741
10.09. | 12 | 395.0741
10.09. | 13 | 395.0741
10.09. | 14 | 395.0741
10.09. | 15 | 395.0741
10.09. | 16 | 395.0741
10.09. | 17 | 395.0741
10.09. | 18 | 395.0741
10.09. | 19 | 395.0741
10.09. | 20 | 395.0741
10.09. | 21 | 395.0741
10.09. | 22 | 395.0741
10.09. | 23 | 395.0741
10.09. | 24 | 395.0741
11.09. | 1 | 395.0741
11.09. | 2 | 395.0741
11.09. | 3 | 395.0741
11.09. | 4 | 395.0741
11.09. | 5 | 395.0741
11.09. | 6 | 395.0741
11.09. | 7 | 395.0741
11.09. | 8 | 395.0741
11.09. | 9 | 395.0741
11.09. | 10 | 395.0741
11.09. | 11 | 395.0741
11.09. | 12 | 395.0741
11.09. | 13 | 395.0741
11.09. | 14 | 395.0741
11.09. | 15 | 395.0741
11.09. | 16 | 395.0741
11.09. | 17 | 395.0741
11.09. | 18 | 395.0741
11.09. | 19 | 395.0741
11.09. | 20 | 395.0741
11.09. | 21 | 395.0741
11.09. | 22 | 395.0741
11.09. | 23 | 395.0741
11.09. | 24 | 395.0741
12.09. | 1 | 395.0741
12.09. | 2 | 395.0741
12.09. | 3 | 395.0741
12.09. | 4 | 395.0741
12.09. | 5 | 395.0741
12.09. | 6 | 395.0741
12.09. | 7 | 395.0741
12.09. | 8 | 395.0741
12.09. | 9 | 395.0741
12.09. | 10 | 395.0741
12.09. | 11 | 395.0741
12.09. | 12 | 395.0741
12.09. | 13 | 395.0741
12.09. | 14 | 395.0741
12.09. | 15 | 395.0741
12.09. | 16 | 395.0741
12.09. | 17 | 395.0741
12.09. | 18 | 395.0741
12.09. | 19 | 395.0741
12.09. | 20 | 395.0741
12.09. | 21 | 395.0741
12.09. | 22 | 395.0741
12.09. | 23 | 395.0741
12.09. | 24 | 395.0741
13.09. | 1 | 395.0741
13.09. | 2 | 395.0741
13.09. | 3 | 395.0741
13.09. | 4 | 395.0741
13.09. | 5 | 395.0741
13.09. | 6 | 395.0741
13.09. | 7 | 395.0741
13.09. | 8 | 395.0741
13.09. | 9 | 395.0741
13.09. | 10 | 395.0741
13.09. | 11 | 395.0741
13.09. | 12 | 395.0741
13.09. | 13 | 395.0741
13.09. | 14 | 395.0741
13.09. | 15 | 395.0741
13.09. | 16 | 395.0741
13.09. | 17 | 395.0741
13.09. | 18 | 395.0741
13.09. | 19 | 395.0741
13.09. | 20 | 395.0741
13.09. | 21 | 395.0741
13.09. | 22 | 395.0741
13.09. | 23 | 395.0741
13.09. | 24 | 395.0741
14.09. | 1 | 395.0741
14.09. | 2 | 395.0741
14.09. | 3 | 395.0741
14.09. | 4 | 395.0741
14.09. | 5 | 395.0741
14.09. | 6 | 395.0741
14.09. | 7 | 395.0741
14.09. | 8 | 395.0741
14.09. | 9 | 395.0741
14.09. | 10 | 395.0741
14.09. | 11 | 395.0741
14.09. | 12 | 395.0741
14.09. | 13 | 395.0741
14.09. | 14 | 395.0741
14.09. | 15 | 395.0741
14.09. | 16 | 395.0741
14.09. | 17 | 395.0741
14.09. | 18 | 395.0741
14.09. | 19 | 395.0741
14.09. | 20 | 395.0741
14.09. | 21 | 395.0741
14.09. | 22 | 395.0741
14.09. | 23 | 395.0741
14.09. | 24 | 395.0741
15.09. | 1 | 395.0741
15.09. | 2 | 395.0741
15.09. | 3 | 395.0741
15.09. | 4 | 395.0741
15.09. | 5 | 395.0741
15.09. | 6 | 395.0741
15.09. | 7 | 395.0741
15.09. | 8 | 395.0741
15.09. | 9 | 395.0741
15.09. | 10 | 395.0741
15.09. | 11 | 395.0741
15.09. | 12 | 395.0741
15.09. | 13 | 395.0741
15.09. | 14 | 395.0741
15.09. | 15 | 395.0741
15.09. | 16 | 395.0741
15.09. | 17 | 395.0741
15.09. | 18 | 395.0741
15.09. | 19 | 395.0741
15.09. | 20 | 395.0741
15.09. | 21 | 395.0741
15.09. | 22 | 395.0741
15.09. | 23 | 395.0741
15.09. | 24 | 395.0741
16.09. | 1 | 395.0741
16.09. | 2 | 395.0741
16.09. | 3 | 395.0741
16.09. | 4 | 395.0741
16.09. | 5 | 395.0741
16.09. | 6 | 395.0741
16.09. | 7 | 395.0741
16.09. | 8 | 395.0741
16.09. | 9 | 395.0741
16.09. | 10 | 395.0741
16.09. | 11 | 395.0741
16.09. | 12 | 395.0741
16.09. | 13 | 395.0741
16.09. | 14 | 395.0741
16.09. | 15 | 395.0741
16.09. | 16 | 395.0741
16.09. | 17 | 395.0741
16.09. | 18 | 395.0741
16.09. | 19 | 395.0741
16.09. | 20 | 395.0741
16.09. | 21 | 395.0741
16.09. | 22 | 395.0741
16.09. | 23 | 395.0741
16.09. | 24 | 395.0741
17.09. | 1 | 395.0741
17.09. | 2 | 395.0741
17.09. | 3 | 395.0741
17.09. | 4 | 395.0741
17.09. | 5 | 395.0741
17.09. | 6 | 395.0741
17.09. | 7 | 395.0741
17.09. | 8 | 395.0741
17.09. | 9 | 395.0741
17.09. | 10 | 395.0741
17.09. | 11 | 395.0741
17.09. | 12 | 395.0741
17.09. | 13 | 395.0741
17.09. | 14 | 395.0741
17.09. | 15 | 395.0741
17.09. | 16 | 395.0741
17.09. | 17 | 395.0741
17.09. | 18 | 395.0741
17.09. | 19 | 395.0741
17.09. | 20 | 395.0741
17.09. | 21 | 395.0741
17.09. | 22 | 395.0741
17.09. | 23 | 395.0741
17.09. | 24 | 395.0741
18.09. | 1 | 395.0741
18.09. | 2 | 395.0741
18.09. | 3 | 395.0741
18.09. | 4 | 395.0741
18.09. | 5 | 395.0741
18.09. | 6 | 395.0741
18.09. | 7 | 395.0741
18.09. | 8 | 395.0741
18.09. | 9 | 395.0741
18.09. | 10 | 395.0741
18.09. | 11 | 395.0741
18.09. | 12 | 395.0741
18.09. | 13 | 395.0741
18.09. | 14 | 395.0741
18.09. | 15 | 395.0741
18.09. | 16 | 395.0741
18.09. | 17 | 395.0741
18.09. | 18 | 395.0741
18.09. | 19 | 395.0741
18.09. | 20 | 395.0741
18.09. | 21 | 395.0741
18.09. | 22 | 395.0741
18.09. | 23 | 395.0741
18.09. | 24 | 395.0741
19.09. | 1 | 395.0741
19.09. | 2 | 395.0741
19.09. | 3 | 395.0741
19.09. | 4 | 395.0741
19.09. | 5 | 395.0741
19.09. | 6 | 395.0741
19.09. | 7 | 395.0741
19.09. | 8 | 395.0741
19.09. | 9 | 395.0741
19.09. | 10 | 395.0741
19.09. | 11 | 395.0741
19.09. | 12 | 395.0741
19.09. | 13 | 395.0741
19.09. | 14 | 395.0741
19.09. | 15 | 395.0741
19.09. | 16 | 395.0741
19.09. | 17 | 395.0741
19.09. | 18 | 395.0741
19.09. | 19 | 395.0741
19.09. | 20 | 395.0741
19.09. | 21 | 395.0741
19.09. | 22 | 395.0741
19.09. | 23 | 395.0741
19.09. | 24 | 395.0741
20.09. | 1 | 395.0741
20.09. | 2 | 395.0741
20.09. | 3 | 395.0741
20.09. | 4 | 395.0741
20.09. | 5 | 395.0741
20.09. | 6 | 395.0741
20.09. | 7 | 395.0741
20.09. | 8 | 395.0741
20.09. | 9 | 395.0741
20.09. | 10 | 395.0741
20.09. | 11 | 395.0741
20.09. | 12 | 395.0741
20.09. | 13 | 395.0741
20.09. | 14 | 395.0741
20.09. | 15 | 395.0741
20.09. | 16 | 395.0741
20.09. | 17 | 395.0741
20.09. | 18 | 395.0741
20.09. | 19 | 395.0741
20.09. | 20 | 395.0741
20.09. | 21 | 395.0741
20.09. | 22 | 395.0741
20.09. | 23 | 395.0741
20.09. | 24 | 395.0741
21.09. | 1 | 395.0741
21.09. | 2 | 395.0741
21.09. | 3 | 395.0741
21.09. | 4 | 395.0741
21.09. | 5 | 395.0741
21.09. | 6 | 395.0741
21.09. | 7 | 395.0741
21.09. | 8 | 395.0741
21.09. | 9 | 395.0741
21.09. | 10 | 395.0741
21.09. | 11 | 395.0741
21.09. | 12 | 395.0741
21.09. | 13 | 395.0741
21.09. | 14 | 395.0741
21.09. | 15 | 395.0741
21.09. | 16 | 395.0741
21.09. | 17 | 395.0741
21.09. | 18 | 395.0741
21.09. | 19 | 395.0741
21.09. | 20 | 395.0741
21.09. | 21 | 395.0741
21.09. | 22 | 395.0741
21.09. | 23 | 395.0741
21.09. | 24 | 395.0741
22.09. | 1 | 395.0741
22.09. | 2 | 395.0741
22.09. | 3 | 395.0741
22.09. | 4 | 395.0741
22.09. | 5 | 395.0741
22.09. | 6 | 395.0741
22.09. | 7 | 395.0741
22.09. | 8 | 395.0741
22.09. | 9 | 395.0741
22.09. | 10 | 395.0741
22.09. | 11 | 395.0741
22.09. | 12 | 395.0741
22.09. | 13 | 395.0741
22.09. | 14 | 395.0741
22.09. | 15 | 395.0741
22.09. | 16 | 395.0741
22.09. | 17 | 395.0741
22.09. | 18 | 395.0741
22.09. | 19 | 395.0741
22.09. | 20 | 395.0741
22.09. | 21 | 395.0741
22.09. | 22 | 395.0741
22.09. | 23 | 395.0741
22.09. | 24 | 395.0741
23.09. | 1 | 395.0741
23.09. | 2 | 395.0741
23.09. | 3 | 395.0741
23.09. | 4 | 395.0741
23.09. | 5 | 395.0741
23.09. | 6 | 395.0741
23.09. | 7 | 395.0741
23.09. | 8 | 395.0741
23.09. | 9 | 395.0741
23.09. | 10 | 395.0741
23.09. | 11 | 395.0741
23.09. | 12 | 395.0741
23.09. | 13 | 395.0741
23.09. | 14 | 395.0741
23.09. | 15 | 395.0741
23.09. | 16 | 395.0741
23.09. | 17 | 395.0741
23.09. | 18 | 395.0741
23.09. | 19 | 395.0741
23.09. | 20 | 395.0741
23.09. | 21 | 395.0741
23.09. | 22 | 395.0741
23.09. | 23 | 395.0741
23.09. | 24 | 395.0741
24.09. | 1 | 395.0741
24.09. | 2 | 395.0741
24.09. | 3 | 395.0741
24.09. | 4 | 395.0741
24.09. | 5 | 395.0741
24.09. | 6 | 395.0741
24.09. | 7 | 395.0741
24.09. | 8 | 395.0741
24.09. | 9 | 395.0741
24.09. | 10 | 395.0741
24.09. | 11 | 395.0741
24.09. | 12 | 395.0741
24.09. | 13 | 395.0741
24.09. | 14 | 395.0741
24.09. | 15 | 395.0741
24.09. | 16 | 395.0741
24.09. | 17 | 395.0741
24.09. | 18 | 395.0741
24.09. | 19 | 395.0741
24.09. | 20 | 395.0741
24.09. | 21 | 395.0741
24.09. | 22 | 395.0741
24.09. | 23 | 395.0741
24.09. | 24 | 395.0741
25.09. | 1 | 395.0741
25.09. | 2 | 395.0741
25.09. | 3 | 395.0741
25.09. | 4 | 395.0741
25.09. | 5 | 395.0741
25.09. | 6 | 395.0741
25.09. | 7 | 395.0741
25.09. | 8 | 395.0741
25.09. | 9 | 395.0741
25.09. | 10 | 395.0741
25.09. | 11 | 395.0741
25.09. | 12 | 395.0741
25.09. | 13 | 395.0741
25.09. | 14 | 395.0741
25.09. | 15 | 395.0741
25.09. | 16 | 395.0741
25.09. | 17 | 395.0741
25.09. | 18 | 395.0741
25.09. | 19 | 395.0741
25.09. | 20 | 395.0741
25.09. | 21 | 395.0741
25.09. | 22 | 395.0741
25.09. | 23 | 395.0741
25.09. | 24 | 395.0741
26.09. | 1 | 395.0741
26.09. | 2 | 395.0741
26.09. | 3 | 395.0741
26.09. | 4 | 395.0741
26.09. | 5 | 395.0741
26.09. | 6 | 395.0741
26.09. | 7 | 395.0741
26.09. | 8 | 395.0741
26.09. | 9 | 395.0741
26.09. | 10 | 395.0741
26.09. | 11 | 395.0741
26.09. | 12 | 395.0741
26.09. | 13 | 395.0741
26.09. | 14 | 395.0741
26.09. | 15 | 395.0741
26.09. | 16 | 395.0741
26.09. | 17 | 395.0741
26.09. | 18 | 395.0741
26.09. | 19 | 395.0741
26.09. | 20 | 395.0741
26.09. | 21 | 395.0741
26.09. | 22 | 395.0741
26.09. | 23 | 395.0741
26.09. | 24 | 395.0741
27.09. | 1 | 395.0741
27.09. | 2 | 395.0741
27.09. | 3 | 395.0741
27.09. | 4 | 395.0741
27.09. | 5 | 395.0741
27.09. | 6 | 395.0741
27.09. | 7 | 395.0741
27.09. | 8 | 395.0741
27.09. | 9 | 395.0741
27.09. | 10 | 395.0741
27.09. | 11 | 395.0741
27.09. | 12 | 395.0741
27.09. | 13 | 395.0741
27.09. | 14 | 395.0741
27.09. | 15 | 395.0741
27.09. | 16 | 395.0741
27.09. | 17 | 395.0741
27.09. | 18 | 395.0741
27.09. | 19 | 395.0741
27.09. | 20 | 395.0741
27.09. | 21 | 395.0741
27.09. | 22 | 395.0741
27.09. | 23 | 395.0741
27.09. | 24 | 395.0741
28.09. | 1 | 395.0741
28.09. | 2 | 395.0741
28.09. | 3 | 395.0741
28.09. | 4 | 395.0741
28.09. | 5 | 395.0741
28.09. | 6 | 395.0741
28.09. | 7 | 395.0741
28.09. | 8 | 395.0741
28.09. | 9 | 395.0741
28.09. | 10 | 395.0741
28.09. | 11 | 395.0741
28.09. | 12 | 395.0741
28.09. | 13 | 395.0741
28.09. | 14 | 395.0741
28.09. | 15 | 395.0741
28.09. | 16 | 395.0741
28.09. | 17 | 395.0741
28.09. | 18 | 395.0741
28.09. | 19 | 395.0741
28.09. | 20 | 395.0741
28.09. | 21 | 395.0741
28.09. | 22 | 395.0741
28.09. | 23 | 395.0741
28.09. | 24 | 395.0741
29.09. | 1 | 395.0741
29.09. | 2 | 395.0741
29.09. | 3 | 395.0741
29.09. | 4 | 395.0741
29.09. | 5 | 395.0741
29.09. | 6 | 395.0741
29.09. | 7 | 395.0741
29.09. | 8 | 395.0741
29.09. | 9 | 395.0741
29.09. | 10 | 395.0741
29.09. | 11 | 395.0741
29.09. | 12 | 395.0741
29.09. | 13 | 395.0741
29.09. | 14 | 395.0741
29.09. | 15 | 395.0741
29.09. | 16 | 395.0741
29.09. | 17 | 395.0741
29.09. | 18 | 395.0741
29.09. | 19 | 395.0741
29.09. | 20 | 395.0741
29.09. | 21 | 395.0741
29.09. | 22 | 395.0741
29.09. | 23 | 395.0741
29.09. | 24 | 395.0741
30.09. | 1 | 395.0741
30.09. | 2 | 395.0741
30.09. | 3 | 395.0741
30.09. | 4 | 395.0741
30.09. | 5 | 395.0741
30.09. | 6 | 395.0741
30.09. | 7 | 395.0741
30.09. | 8 | 395.0741
30.09. | 9 | 395.0741
30.09. | 10 | 395.0741
30.09. | 11 | 395.0741
30.09. | 12 | 395.0741
30.09. | 13 | 395.0741
30.09. | 14 | 395.0741
30.09. | 15 | 395.0741
30.09. | 16 | 395.0741
30.09. | 17 | 395.0741
30.09. | 18 | 395.0741
30.09. | 19 | 395.0741
30.09. | 20 | 395.0741
30.09. | 21 | 395.0741
30.09. | 22 | 395.0741
30.09. | 23 | 395.0741
30.09. | 24 | 395.0741
01.10. | 1 | 395.0741
01.10. | 2 | 395.0741
01.10. | 3 | 395.0741
01.10. | 4 | 395.0741
01.10. | 5 | 395.0741
01.10. | 6 | 395.0741
01.10. | 7 | 395.0741
01.10. | 8 | 395.0741
01.10. | 9 | 395.0741
01.10. | 10 | 395.0741
01.10. | 11 | 395.0741
01.10. | 12 | 395.0741
01.10. | 13 | 395.0741
01.10. | 14 | 395.0741
01.10. | 15 | 395.0741
01.10. | 16 | 395.0741
01.10. | 17 | 395.0741
01.10. | 18 | 395.0741
01.10. | 19 | 395.0741
01.10. | 20 | 395.0741
01.10. | 21 | 395.0741
01.10. | 22 | 395.0741
01.10. | 23 | 395.0741
01.10. | 24 | 395.0741
02.10. | 1 | 395.0741
02.10. | 2 | 395.0741
02.10. | 3 | 395.0741
02.10. | 4 | 395.0741
02.10. | 5 | 395.0741
02.10. | 6 | 395.0741
02.10. | 7 | 395.0741
02.10. | 8 | 395.0741
02.10. | 9 | 395.0741
02.10. | 10 | 395.0741
02.10. | 11 | 395.0741
02.10. | 12 | 395.0741
02.10. | 13 | 395.0741
02.10. | 14 | 395.0741
02.10. | 15 | 395.0741
02.10. | 16 | 395.0741
02.10. | 17 | 395.0741
02.10. | 18 | 395.0741
02.10. | 19 | 395.0741
02.10. | 20 | 395.0741
02.10. | 21 | 395.0741
02.10. | 22 | 395.0741
02.10. | 23 | 395.0741
02.10. | 24 | 395.0741
03.10. | 1 | 395.0741
03.10. | 2 | 395.0741
03.10. | 3 | 395.0741
03.10. | 4 | 395.0741
03.10. | 5 | 395.0741
03.10. | 6 | 395.0741
03.10. | 7 | 395.0741
03.10. | 8 | 395.0741
03.10. | 9 | 395.0741
03.10. | 10 | 395.0741
03.10. | 11 | 395.0741
03.10. | 12 | 395.0741
03.10. | 13 | 395.0741
03.10. | 14 | 395.0741
03.10. | 15 | 395.0741
03.10. | 16 | 395.0741
03.10. | 17 | 395.0741
03.10. | 18 | 395.0741
03.10. | 19 | 395.0741
03.10. | 20 | 395.0741
03.10. | 21 | 395.0741
03.10. | 22 | 395.0741
03.10. | 23 | 395.0741
03.10. | 24 | 395.0741
04.10. | 1 | 395.0741
04.10. | 2 | 395.0741
04.10. | 3 | 395.0741
04.10. | 4 | 395.0741
04.10. | 5 | 395.0741
04.10. | 6 | 395.0741
04.10. | 7 | 395.0741
04.10. | 8 | 395.0741
04.10. | 9 | 395.0741
04.10. | 10 | 395.0741
04.10. | 11 | 395.0741
04.10. | 12 | 395.0741
04.10. | 13 | 395.0741
04.10. | 14 | 395.0741
04.10. | 15 | 395.0741
04.10. | 16 | 395.0741
04.10. | 17 | 395.0741
04.10. | 18 | 395.0741
04.10. | 19 | 395.0741
04.10. | 20 | 395.0741
04.10. | 21 | 395.0741
04.10. | 22 | 395.0741
04.10. | 23 | 395.0741
04.10. | 24 | 395.0741
05.10. | 1 | 395.0741
05.10. | 2 | 395.0741
05.10. | 3 | 395.0741
05.10. | 4 | 395.0741
05.10. | 5 | 395.0741
05.10. | 6 | 395.0741
05.10. | 7 | 395.0741
05.10. | 8 | 395.0741
05.10. | 9 | 395.0741
05.10. | 10 | 395.0741
05.10. | 11 | 395.0741
05.10. | 12 | 395.0741
05.10. | 13 | 395.0741
05.10. | 14 | 395.0741
05.10. | 15 | 395.0741
05.10. | 16 | 395.0741
05.10. | 17 | 395.0741
05.10. | 18 | 395.0741
05.10. | 19 | 395.0741
05.10. | 20 | 395.0741
05.10. | 21 | 395.0741
05.10. | 22 | 395.0741
05.10. | 23 | 395.0741
05.10. | 24 | 395.0741
06.10. | 1 | 395.0741
06.10. | 2 | 395.0741
06.10. | 3 | 395.0741
06.10. | 4 | 395.0741
06.10. | 5 | 395.0741
06.10. | 6 | 395.0741
06.10. | 7 | 395.0741
06.10. | 8 | 395.0741
06.10. | 9 | 395.0741
06.10. | 10 | 395.0741
06.10. | 11 | 395.0741
06.10. | 12 | 395.0741
06.10. | 13 | 395.0741
06.10. | 14 | 395.0741
06.10. | 15 | 395.0741
06.10. | 16 | 395.0741
06.10. | 17 | 395.0741
06.10. | 18 | 395.0741
06.10. | 19 | 395.0741
06.10. | 20 | 395.0741
06.10. | 21 | 395.0741
06.10. | 22 | 395.0741
06.10. | 23 | 395.0741
06.10. | 24 | 395.0741
07.10. | 1 | 395.0741
07.10. | 2 | 395.0741
07.10. | 3 | 395.0741
07.10. | 4 | 395.0741
07.10. | 5 | 395.0741
07.10. | 6 | 395.0741
07.10. | 7 | 395.0741
07.10. | 8 | 395.0741
07.10. | 9 | 395.0741
07.10. | 10 | 395.0741
07.10. | 11 | 395.0741
07.10. | 12 | 395.0741
07.10. | 13 | 395.0741
07.10. | 14 | 395.0741
07.10. | 15 | 395.0741
07.10. | 16 | 395.0741
07.10. | 17 | 395.0741
07.10. | 18 | 395.0741
07.10. | 19 | 395.0741
07.10. | 20 | 395.0741
07.10. | 21 | 395.0741
07.10. | 22 | 395.0741
07.10. | 23 | 395.0741
07.10. | 24 | 395.0741
08.10. | 1 | 395.0741
08.10. | 2 | 395.0741
08.10. | 3 | 395.0741
08.10. | 4 | 395.0741
08.10. | 5 | 395.0741
08.10. | 6 | 395.0741
08.10. | 7 | 395.0741
08.10. | 8 | 395.0741
08.10. | 9 | 395.0741
08.10. | 10 | 395.0741
08.10. | 11 | 395.0741
08.10. | 12 | 395.0741
08.10. | 13 | 395.0741
08.10. | 14 | 395.0741
08.10. | 15 | 395.0741
08.10. | 16 | 395.0741
08.10. | 17 | 395.0741
08.10. | 18 | 395.0741
08.10. | 19 | 395.0741
08.10. | 20 | 395.0741
08.10. | 21 | 395.0741
08.10. | 22 | 395.0741
08.10. | 23 | 395.0741
08.10. | 24 | 395.0741
09.10. | 1 | 395.0741
09.10. | 2 | 395.0741
09.10. | 3 | 395.0741
09.10. | 4 | 395.0741
09.10. | 5 | 395.0741
09.10. | 6 | 395.0741
09.10. | 7 | 395.0741
09.10. | 8 | 395.0741
09.10. | 9 | 395.0741
09.10. | 10 | 395.0741
09.10. | 11 | 395.0741
09.10. | 12 | 395.0741
09.10. | 13 | 395.0741
09.10. | 14 | 395.0741
09.10. | 15 | 395.0741
09.10. | 16 | 395.0741
09.10. | 17 | 395.0741
09.10. | 18 | 395.0741
09.10. | 19 | 395.0741
09.10. | 20 | 395.0741
09.10. | 21 | 395.0741
09.10. | 22 | 395.0741
09.10. | 23 | 395.0741
09.10. | 24 | 395.0741
10.10. | 1 | 395.0741
10.10. | 2 | 395.0741
10.10. | 3 | 395.0741
10.10. | 4 | 395.0741
10.10. | 5 | 395.0741
10.10. | 6 | 395.0741
10.10. | 7 | 395.0741
10.10. | 8 | 395.0741
10.10. | 9 | 395.0741
10.10. | 10 | 395.0741
10.10. | 11 | 395.0741
10.10. | 12 | 395.0741
10.10. | 13 | 395.0741
10.10. | 14 | 395.0741
10.10. | 15 | 395.0741
10.10. | 16 | 395.0741
10.10. | 17 | 395.0741
10.10. | 18 | 395.0741
10.10. | 19 | 395.0741
10.10. | 20 | 395.0741
10.10. | 21 | 395.0741
10.10. | 22 | 395.0741
10.10. | 23 | 395.0741
10.10. | 24 | 395.0741
11.10. | 1 | 395.0741
11.10. | 2 | 395.0741
11.10. | 3 | 395.0741
11.10. | 4 | 395.0741
11.10. | 5 | 395.0741
11.10. | 6 | 395.0741
11.10. | 7 | 395.0741
11.10. | 8 | 395.0741
11.10. | 9 | 395.0741
11.10. | 10 | 395.0741
11.10. | 11 | 395.0741
11.10. | 12 | 395.0741
11.10. | 13 | 395.0741
11.10. | 14 | 395.0741
11.10. | 15 | 395.0741
11.10. | 16 | 395.0741
11.10. | 17 | 395.0741
11.10. | 18 | 395.0741
11.10. | 19 | 395.0741
11.10. | 20 | 395.0741
11.10. | 21 | 395.0741
11.10. | 22 | 395.0741
11.10. | 23 | 395.0741
11.10. | 24 | 395.0741
12.10. | 1 | 395.0741
12.10. | 2 | 395.0741
12.10. | 3 | 395.0741
12.10. | 4 | 395.0741
12.10. | 5 | 395.0741
12.10. | 6 | 395.0741
12.10. | 7 | 395.0741
12.10. | 8 | 395.0741
12.10. | 9 | 395.0741
12.10. | 10 | 395.0741
12.10. | 11 | 395.0741
12.10. | 12 | 395.0741
12.10. | 13 | 395.0741
12.10. | 14 | 395.0741
12.10. | 15 | 395.0741
12.10. | 16 | 395.0741
12.10. | 17 | 395.0741
12.10. | 18 | 395.0741
12.10. | 19 | 395.0741
12.10. | 20 | 395.0741
12.10. | 21 | 395.0741
12.10. | 22 | 395.0741
12.10. | 23 | 395.0741
12.10. | 24 | 395.0741
13.10. | 1 | 395.0741
13.10. | 2 | 395.0741
13.10. | 3 | 395.0741
13.10. | 4 | 395.0741
13.10. | 5 | 395.0741
13.10. | 6 | 395.0741
13.10. | 7 | 395.0741
13.10. | 8 | 395.0741
13.10. | 9 | 395.0741
13.10. | 10 | 395.0741
13.10. | 11 | 395.0741
13.10. | 12 | 395.0741
13.10. | 13 | 395.0741
13.10. | 14 | 395.0741
13.10. | 15 | 395.0741
13.10. | 16 | 395.0741
13.10. | 17 | 395.0741
13.10. | 18 | 395.0741
13.10. | 19 | 395.0741
13.10. | 20 | 395.0741
13.10. | 21 | 395.0741
13.10. | 22 | 395.0741
13.10. | 23 | 395.0741
13.10. | 24 | 395.0741
14.10. | 1 | 395.0741
14.10. | 2 | 395.0741
14.10. | 3 | 395.0741
14.10. | 4 | 395.0741
14.10. | 5 | 395.0741
14.10. | 6 | 395.0741
14.10. | 7 | 395.0741
14.10. | 8 | 395.0741
14.10. | 9 | 395.0741
14.10. | 10 | 395.0741
14.10. | 11 | 395.0741
14.10. | 12 | 395.0741
14.10. | 13 | 395.0741
14.10. | 14 | 395.0741
14.10. | 15 | 395.0741
14.10. | 16 | 395.0741
14.10. | 17 | 395.0741
14.10. | 18 | 395.0741
14.10. | 19 | 395.0741
14.10. | 20 | 395.0741
14.10. | 21 | 395.0741
14.10. | 22 | 395.0741
14.10. | 23 | 395.0741
14.10. | 24 | 395.0741
15.10. | 1 | 395.0741
15.10. | 2 | 395.0741
15.10. | 3 | 395.0741
15.10. | 4 | 395.0741
15.10. | 5 | 395.0741
15.10. | 6 | 395.0741
15.10. | 7 | 395.0741
15.10. | 8 | 395.0741
15.10. | 9 | 395.0741
15.10. | 10 | 395.0741
15.10. | 11 | 395.0741
15.10. | 12 | 395.0741
15.10. | 13 | 395.0741
15.10. | 14 | 395.0741
15.10. | 15 | 395.0741
15.10. | 16 | 395.0741
15.10. | 17 | 395.0741
15.10. | 18 | 395.0741
15.10. | 19 | 395.0741
15.10. | 20 | 395.0741
15.10. | 21 | 395.0741
15.10. | 22 | 395.0741
15.10. | 23 | 395.0741
15.10. | 24 | 395.0741
16.10. | 1 | 395.0741
16.10. | 2 | 395.0741
16.10. | 3 | 395.0741
16.10. | 4 | 395.0741
16.10. | 5 | 395.0741
16.10. | 6 | 395.0741
16.10. | 7 | 395.0741
16.10. | 8 | 395.0741
16.10. | 9 | 395.0741
16.10. | 10 | 395.0741
16.10. | 11 | 395.0741
16.10. | 12 | 395.0741
16.10. | 13 | 395.0741
16.10. | 14 | 395.0741
16.10. | 15 | 395.0741
16.10. | 16 | 395.0741
16.10. | 17 | 395.0741
16.10. | 18 | 395.0741
16.10. | 19 | 395.0741
16.10. | 20 | 395.0741
16.10. | 21 | 395.0741
16.10. | 22 | 395.0741
16.10. | 23 | 395.0741
16.10. | 24 | 395.0741
17.10. | 1 | 395.0741
17.10. | 2 | 395.0741
17.10. | 3 | 395.0741
17.10. | 4 | 395.0741
17.10. | 5 | 395.0741
17.10. | 6 | 395.0741
17.10. | 7 | 395.0741
17.10. | 8 | 395.0741
17.10. | 9 | 395.0741
17.10. | 10 | 395.0741
17.10. | 11 | 395.0741
17.10. | 12 | 395.0741
17.10. | 13 | 395.0741
17.10. | 14 | 395.0741
17.10. | 15 | 395.0741
17.10. | 16 | 395.0741
17.10. | 17 | 395.0741
17.10. | 18 | 395.0741
17.10. | 19 | 395.0741
17.10. | 20 | 395.0741
17.10. | 21 | 395.0741
17.10. | 22 | 395.0741
17.10. | 23 | 395.0741
17.10. | 24 | 395.0741
18.10. | 1 | 395.0741
18.10. | 2 | 395.0741
18.10. | 3 | 395.0741
18.10. | 4 | 395.0741
18.10. | 5 | 395.0741
18.10. | 6 | 395.0741
18.10. | 7 | 395.0741
18.10. | 8 | 395.0741
18.10. | 9 | 395.0741
18.10. | 10 | 395.0741
18.10. | 11 | 395.0741
18.10. | 12 | 395.0741
18.10. | 13 | 395.0741
18.10. | 14 | 395.0741
18.10. | 15 | 395.0741
18.10. | 16 | 395.0741
18.10. | 17 | 395.0741
18.10. | 18 | 395.0741
18.10. | 19 | 395.0741
18.10. | 20 | 395.0741
18.10. | 21 | 395.0741
18.10. | 22 | 395.0741
18.10. | 23 | 395.0741
18.10. | 24 | 395.0741
19.10. | 1 | 395.0741
19.10. | 2 | 395.0741
19.10. | 3 | 395.0741
19.10. | 4 | 395.0741
19.10. | 5 | 395.0741
19.10. | 6 | 395.0741
19.10. | 7 | 395.0741
19.10. | 8 | 395.0741
19.10. | 9 | 395.0741
19.10. | 10 | 395.0741
19.10. | 11 | 395.0741
19.10. | 12 | 395.0741
19.10. | 13 | 395.0741
19.10. | 14 | 395.0741
19.10. | 15 | 395.0741
19.10. | 16 | 395.0741
19.10. | 17 | 395.0741
19.10. | 18 | 395.0741
19.10. | 19 | 395.0741
19.10. | 20 | 395.0741
19.10. | 21 | 395.0741
19.10. | 22 | 395.0741
19.10. | 23 | 395.0741
19.10. | 24 | 395.0741
20.10. | 1 | 395.0741
20.10. | 2 | 395.0741
20.10. | 3 | 395.0741
20.10. | 4 | 395.0741
20.10. | 5 | 395.0741
20.10. | 6 | 395.0741
20.10. | 7 | 395.0741
20.10. | 8 | 395.0741
20.10. | 9 | 395.0741
20.10. | 10 | 395.0741
20.10. | 11 | 395.0741
20.10. | 12 | 395.0741
20.10. | 13 | 395.0741
20.10. | 14 | 395.0741
20.10. | 15 | 395.0741
20.10. | 16 | 395.0741
20.10. | 17 | 395.0741
20.10. | 18 | 395.0741
20.10. | 19 | 395.0741
20.10. | 20 | 395.0741
20.10. | 21 | 395.0741
20.10. | 22 | 395.0741
20.10. | 23 | 395.0741
20.10. | 24 | 395.0741
21.10. | 1 | 395.0741
21.10. | 2 | 395.0741
21.10. | 3 | 395.0741
21.10. | 4 | 395.0741
21.10. | 5 | 395.0741
21.10. | 6 | 395.0741
21.10. | 7 | 395.0741
21.10. | 8 | 395.0741
21.10. | 9 | 395.0741
21.10. | 10 | 395.0741
21.10. | 11 | 395.0741
21.10. | 12 | 395.0741
21.10. | 13 | 395.0741
21.10. | 14 | 395.0741
21.10. | 15 | 395.0741
21.10. | 16 | 395.0741
21.10. | 17 | 395.0741
21.10. | 18 | 395.0741
21.10. | 19 | 395.0741
21.10. | 20 | 395.0741
21.10. | 21 | 395.0741
21.10. | 22 | 395.0741
21.10. | 23 | 395.0741
21.10. | 24 | 395.0741
22.10. | 1 | 395.0741
22.10. | 2 | 395.0741
22.10. | 3 | 395.0741
22.10. | 4 | 395.0741
22.10. | 5 | 395.0741
22.10. | 6 | 395.0741
22.10. | 7 | 395.0741
22.10. | 8 | 395.0741
22.10. | 9 | 395.0741
22.10. | 10 | 395.0741
22.10. | 11 | 395.0741
22.10. | 12 | 395.0741
22.10. | 13 | 395.0741
22.10. | 14 | 395.0741
22.10. | 15 | 395.0741
22.10. | 16 | 395.0741
22.10. | 17 | 395.0741
22.10. | 18 | 395.0741
22.10. | 19 | 395.0741
22.10. | 20 | 395.0741
22.10. | 21 | 395.0741
22.10. | 22 | 395.0741
22.10. | 23 | 395.0741
22.10. | 24 | 395.0741
23.10. | 1 | 395.0741
23.10. | 2 | 395.0741
23.10. | 3 | 395.0741
23.10. | 4 | 395.0741
23.10. | 5 | 395.0741
23.10. | 6 | 395.0741
23.10. | 7 | 395.0741
23.10. | 8 | 395.0741
23.10. | 9 | 395.0741
23.10. | 10 | 395.0741
23.10. | 11 | 395.0741
23.10. | 12 | 395.0741
23.10. | 13 | 395.0741
23.10. | 14 | 395.0741
23.10. | 15 | 395.0741
23.10. | 16 | 395.0741
23.10. | 17 | 395.0741
23.10. | 18 | 395.0741
23.10. | 19 | 395.0741
23.10. | 20 | 395.0741
23.10. | 21 | 395.0741
23.10. | 22 | 395.0741
23.10. | 23 | 395.0741
23.10. | 24 | 395.0741
24.10. | 1 | 395.0741
24.10. | 2 | 395.0741
24.10. | 3 | 395.0741
24.10. | 4 | 395.0741
24.10. | 5 | 395.0741
24.10. | 6 | 395.0741
24.10. | 7 | 395.0741
24.10. | 8 | 395.0741
24.10. | 9 | 395.0741
24.10. | 10 | 395.0741
24.10. | 11 | 395.0741
24.10. | 12 | 395.0741
24.10. | 13 | 395.0741
24.10. | 14 | 395.0741
24.10. | 15 | 395.0741
24.10. | 16 | 395.0741
24.10. | 17 | 395.0741
24.10. | 18 | 395.0741
24.10. | 19 | 395.0741
24.10. | 20 | 395.0741
24.10. | 21 | 395.0741
24.10. | 22 | 395.0741
24.10. | 23 | 395.0741
24.10. | 24 | 395.0741
25.10. | 1 | 395.0741
25.10. | 2 | 395.0741
25.10. | 3 | 395.0741
25.10. | 4 | 395.0741
25.10. | 5 | 395.0741
25.10. | 6 | 395.0741
25.10. | 7 | 395.0741
25.10. | 8 | 395.0741
25.10. | 9 | 395.0741
25.10. | 10 | 395.0741
25.10. | 11 | 395.0741
25.10. | 12 | 395.0741
25.10. | 13 | 395.0741
25.10. | 14 | 395.0741
25.10. | 15 | 395.0741
25.10. | 16 | 395.0741
25.10. | 17 | 395.0741
25.10. | 18 | 395.0741
25.10. | 19 | 395.0741
25.10. | 20 | 395.0741
25.10. | 21 | 395.0741
25.10. | 22 | 395.0741
25.10. | 23 | 395.0741
25.10. | 24 | 395.0741
26.10. | 1 | 395.0741
26.10. | 2 | 395.0741
26.10. | 3 | 395.0741
26.10. | 4 | 395.0741
26.10. | 5 | 395.0741
26.10. | 6 | 395.0741
26.10. | 7 | 395.0741
26.10. | 8 | 395.0741
26.10. | 9 | 395.0741
26.10. | 10 | 395.0741
26.10. | 11 | 395.0741
26.10. | 12 | 395.0741
26.10. | 13 | 395.0741
26.10. | 14 | 395.0741
26.10. | 15 | 395.0741
26.10. | 16 | 395.0741
26.10. | 17 | 395.0741
26.10. | 18 | 395.0741
26.10. | 19 | 395.0741
26.10. | 20 | 395.0741
26.10. | 21 | 395.0741
26.10. | 22 | 395.0741
26.10. | 23 | 395.0741
26.10. | 24 | 395.0741
27.10. | 1 | 395.0741
27.10. | 2 | 395.0741
27.10. | 3 | 395.0741
27.10. | 4 | 395.0741
27.10. | 5 | 395.0741
27.10. | 6 | 395.0741
27.10. | 7 | 395.0741
27.10. | 8 | 395.0741
27.10. | 9 | 395.0741
27.10. | 10 | 395.0741
27.10. | 11 | 395.0741
27.10. | 12 | 395.0741
27.10. | 13 | 395.0741
27.10. | 14 | 395.0741
27.10. | 15 | 395.0741
27.10. | 16 | 395.0741
27.10. | 17 | 395.0741
27.10. | 18 | 395.0741
27.10. | 19 | 395.0741
27.10. | 20 | 395.0741
27.10. | 21 | 395.0741
27.10. | 22 | 395.0741
27.10. | 23 | 395.0741
27.10. | 24 | 395.0741
28.10. | 1 | 395.0741
28.10. | 2 | 395.0741
28.10. | 3 | 395.0741
28.10. | 4 | 395.0741
28.10. | 5 | 395.0741
28.10. | 6 | 395.0741
28.10. | 7 | 395.0741
28.10. | 8 | 395.0741
28.10. | 9 | 395.0741
28.10. | 10 | 395.0741
28.10. | 11 | 395.0741
28.10. | 12 | 395.0741
28.10. | 13 | 395.0741
28.10. | 14 | 395.0741
28.10. | 15 | 395.0741
28.10. | 16 | 395.0741
28.10. | 17 | 395.0741
28.10. | 18 | 395.0741
28.10. | 19 | 395.0741
28.10. | 20 | 395.0741
28.10. | 21 | 395.0741
28.10. | 22 | 395.0741
28.10. | 23 | 395.0741
28.10. | 24 | 395.0741
29.10. | 1 | 395.0741
29.10. | 2 | 395.0741
29.10. | 3 | 395.0741
29.10. | 4 | 395.0741
29.10. | 5 | 395.0741
29.10. | 6 | 395.0741
29.10. | 7 | 395.0741
29.10. | 8 | 395.0741
29.10. | 9 | 395.0741
29.10. | 10 | 395.0741
29.10. | 11 | 395.0741
29.10. | 12 | 395.0741
29.10. | 13 | 395.0741
29.10. | 14 | 395.0741
29.10. | 15 | 395.0741
29.10. | 16 | 395.0741
29.10. | 17 | 395.0741
29.10. | 18 | 395.0741
29.10. | 19 | 395.0741
29.10. | 20 | 395.0741
29.10. | 21 | 395.0741
29.10. | 22 | 395.0741
29.10. | 23 | 395.0741
29.10. | 24 | 395.0741
30.10. | 1 | 395.0741
30.10. | 2 | 395.0741
30.10. | 3 | 395.0741
30.10. | 4 | 395.0741
30.10. | 5 | 395.0741
30.10. | 6 | 395.0741
30.10. | 7 | 395.0741
30.10. | 8 | 395.0741
30.10. | 9 | 395.0741
30.10. | 10 | 395.0741
30.10. | 11 | 395.0741
30.10. | 12 | 395.0741
30.10. | 13 | 395.0741
30.10. | 14 | 395.0741
30.10. | 15 | 395.0741
30.10. | 16 | 395.0741
30.10. | 17 | 395.0741
30.10. | 18 | 395.0741
30.10. | 19 | 395.0741
30.10. | 20 | 395.0741
30.10. | 21 | 395.0741
30.10. | 22 | 395.0741
30.10. | 23 | 395.0741
30.10. | 24 | 395.0741
31.10. | 1 | 395.0741
31.10. | 2 | 395.0741
31.10. | 3 | 395.0741
31.10. | 4 | 395.0741
31.10. | 5 | 395.0741
31.10. | 6 | 395.0741
31.10. | 7 | 395.0741
31.10. | 8 | 395.0741
31.10. | 9 | 395.0741
31.10. | 10 | 395.0741
31.10. | 11 | 395.0741
31.10. | 12 | 395.0741
31.10. | 13 | 395.0741
31.10. | 14 | 395.0741
31.10. | 15 | 395.0741
31.10. | 16 | 395.0741
31.10. | 17 | 395.0741
31.10. | 18 | 395.0741
31.10. | 19 | 395.0741
31.10. | 20 | 395.0741
31.10. | 21 | 395.0741
31.10. | 22 | 395.0741
31.10. | 23 | 395.0741
31.10. | 24 | 395.0741
01.11. | 1 | 395.0741
01.11. | 2 | 395.0741
01.11. | 3 | 395.0741
01.11. | 4 | 395.0741
01.11. | 5 | 395.0741
01.11. | 6 | 395.0741
01.11. | 7 | 395.0741
01.11. | 8 | 395.0741
01.11. | 9 | 395.0741
01.11. | 10 | 395.0741
01.11. | 11 | 395.0741
01.11. | 12 | 395.0741
01.11. | 13 | 395.0741
01.11. | 14 | 395.0741
01.11. | 15 | 395.0741
01.11. | 16 | 395.0741
01.11. | 17 | 395.0741
01.11. | 18 | 395.0741
01.11. | 19 | 395.0741
01.11. | 20 | 395.0741
01.11. | 21 | 395.0741
01.11. | 22 | 395.0741
01.11. | 23 | 395.0741
01.11. | 24 | 395.0741
02.11. | 1 | 395.0741
02.11. | 2 | 395.0741
02.11. | 3 | 395.0741
02.11. | 4 | 395.0741
02.11. | 5 | 395.0741
02.11. | 6 | 395.0741
02.11. | 7 | 395.0741
02.11. | 8 | 395.0741
02.11. | 9 | 395.0741
02.11. | 10 | 395.0741
02.11. | 11 | 395.0741
02.11. | 12 | 395.0741
02.11. | 13 | 395.0741
02.11. | 14 | 395.0741
02.11. | 15 | 395.0741
02.11. | 16 | 395.0741
02.11. | 17 | 395.0741
02.11. | 18 | 395.0741
02.11. | 19 | 395.0741
02.11. | 20 | 395.0741
02.11. | 21 | 395.0741
02.11. | 22 | 395.0741
02.11. | 23 | 395.0741
02.11. | 24 | 395.0741
03.11. | 1 | 395.0741
03.11. | 2 | 395.0741
03.11. | 3 | 395.0741
03.11. | 4 | 395.0741
03.11. | 5 | 395.0741
03.11. | 6 | 395.0741
03.11. | 7 | 395.0741
03.11. | 8 | 395.0741
03.11. | 9 | 395.0741
03.11. | 10 | 395.0741
03.11. | 11 | 395.0741
03.11. | 12 | 395.0741
03.11. | 13 | 395.0741
03.11. | 14 | 395.0741
03.11. | 15 | 395.0741
03.11. | 16 | 395.0741
03.11. | 17 | 395.0741
03.11. | 18 | 395.0741
03.11. | 19 | 395.0741
03.11. | 20 | 395.0741
03.11. | 21 | 395.0741
03.11. | 22 | 395.0741
03.11. | 23 | 395.0741
03.11. | 24 | 395.0741
04.11. | 1 | 395.0741
04.11. | 2 | 395.0741
04.11. | 3 | 395.0741
04.11. | 4 | 395.0741
04.11. | 5 | 395.0741
04.11. | 6 | 395.0741
04.11. | 7 | 395.0741
04.11. | 8 | 395.0741
04.11. | 9 | 395.0741
04.11. | 10 | 395.0741
04.11. | 11 | 395.0741
04.11. | 12 | 395.0741
04.11. | 13 | 395.0741
04.11. | 14 | 395.0741
04.11. | 15 | 395.0741
04.11. | 16 | 395.0741
04.11. | 17 | 395.0741
04.11. | 18 | 395.0741
04.11. | 19 | 395.0741
04.11. | 20 | 395.0741
04.11. | 21 | 395.0741
04.11. | 22 | 395.0741
04.11. | 23 | 395.0741
04.11. | 24 | 395.0741
05.11. | 1 | 395.0741
05.11. | 2 | 395.0741
05.11. | 3 | 395.0741
05.11. | 4 | 395.0741
05.11. | 5 | 395.0741
05.11. | 6 | 395.0741
05.11. | 7 | 395.0741
05.11. | 8 | 395.0741
05.11. | 9 | 395.0741
05.11. | 10 | 395.0741
05.11. | 11 | 395.0741
05.11. | 12 | 395.0741
05.11. | 13 | 395.0741
05.11. | 14 | 395.0741
05.11. | 15 | 395.0741
05.11. | 16 | 395.0741
05.11. | 17 | 395.0741
05.11. | 18 | 395.0741
05.11. | 19 | 395.0741
05.11. | 20 | 395.0741
05.11. | 21 | 395.0741
05.11. | 22 | 395.0741
05.11. | 23 | 395.0741
05.11. | 24 | 395.0741
06.11. | 1 | 395.0741
06.11. | 2 | 395.0741
06.11. | 3 | 395.0741
06.11. | 4 | 395.0741
06.11. | 5 | 395.0741
06.11. | 6 | 395.0741
06.11. | 7 | 395.0741
06.11. | 8 | 395.0741
06.11. | 9 | 395.0741
06.11. | 10 | 395.0741
06.11. | 11 | 395.0741
06.11. | 12 | 395.0741
06.11. | 13 | 395.0741
06.11. | 14 | 395.0741
06.11. | 15 | 395.0741
06.11. | 16 | 395.0741
06.11. | 17 | 395.0741
06.11. | 18 | 395.0741
06.11. | 19 | 395.0741
06.11. | 20 | 395.0741
06.11. | 21 | 395.0741
06.11. | 22 | 395.0741
06.11. | 23 | 395.0741
06.11. | 24 | 395.0741
07.11. | 1 | 395.0741
07.11. | 2 | 395.0741
07.11. | 3 | 395.0741
07.11. | 4 | 395.0741
07.11. | 5 | 395.0741
07.11. | 6 | 395.0741
07.11. | 7 | 395.0741
07.11. | 8 | 395.0741
07.11. | 9 | 395.0741
07.11. | 10 | 395.0741
07.11. | 11 | 395.0741
07.11. | 12 | 395.0741
07.11. | 13 | 395.0741
07.11. | 14 | 395.0741
07.11. | 15 | 395.0741
07.11. | 16 | 395.0741
07.11. | 17 | 395.0741
07.11. | 18 | 395.0741
07.11. | 19 | 395.0741
07.11. | 20 | 395.0741
07.11. | 21 | 395.0741
07.11. | 22 | 395.0741
07.11. | 23 | 395.0741
07.11. | 24 | 395.0741
08.11. | 1 | 395.0741
08.11. | 2 | 395.0741
08.11. | 3 | 395.0741
08.11. | 4 | 395.0741
08.11. | 5 | 395.0741
08.11. | 6 | 395.0741
08.11. | 7 | 395.0741
08.11. | 8 | 395.0741
08.11. | 9 | 395.0741
08.11. | 10 | 395.0741
08.11. | 11 | 395.0741
08.11. | 12 | 395.0741
08.11. | 13 | 395.0741
08.11. | 14 | 395.0741
08.11. | 15 | 395.0741
08.11. | 16 | 395.0741
08.11. | 17 | 395.0741
08.11. | 18 | 395.0741
08.11. | 19 | 395.0741
08.11. | 20 | 395.0741
08.11. | 21 | 395.0741
08.11. | 22 | 395.0741
08.11. | 23 | 395.0741
08.11. | 24 | 395.0741
09.11. | 1 | 395.0741
09.11. | 2 | 395.0741
09.11. | 3 | 395.0741
09.11. | 4 | 395.0741
09.11. | 5 | 395.0741
09.11. | 6 | 395.0741
09.11. | 7 | 395.0741
09.11. | 8 | 395.0741
09.11. | 9 | 395.0741
09.11. | 10 | 395.0741
09.11. | 11 | 395.0741
09.11. | 12 | 395.0741
09.11. | 13 | 395.0741
09.11. | 14 | 395.0741
09.11. | 15 | 395.0741
09.11. | 16 | 395.0741
09.11. | 17 | 395.0741
09.11. | 18 | 395.0741
09.11. | 19 | 395.0741
09.11. | 20 | 395.0741
09.11. | 21 | 395.0741
09.11. | 22 | 395.0741
09.11. | 23 | 395.0741
09.11. | 24 | 395.0741
10.11. | 1 | 395.0741
10.11. | 2 | 395.0741
10.11. | 3 | 395.0741
10.11. | 4 | 395.0741
10.11. | 5 | 395.0741
10.11. | 6 | 395.0741
10.11. | 7 | 395.0741
10.11. | 8 | 395.0741
10.11. | 9 | 395.0741
10.11. | 10 | 395.0741
10.11. | 11 | 395.0741
10.11. | 12 | 395.0741
10.11. | 13 | 395.0741
10.11. | 14 | 395.0741
10.11. | 15 | 395.0741
10.11. | 16 | 395.0741
10.11. | 17 | 395.0741
10.11. | 18 | 395.0741
10.11. | 19 | 395.0741
10.11. | 20 | 395.0741
10.11. | 21 | 395.0741
10.11. | 22 | 395.0741
10.11. | 23 | 395.0741
10.11. | 24 | 395.0741
11.11. | 1 | 395.0741
11.11. | 2 | 395.0741
11.11. | 3 | 395.0741
11.11. | 4 | 395.0741
11.11. | 5 | 395.0741
11.11. | 6 | 395.0741
11.11. | 7 | 395.0741
11.11. | 8 | 395.0741
11.11. | 9 | 395.0741
11.11. | 10 | 395.0741
11.11. | 11 | 395.0741
11.11. | 12 | 395.0741
11.11. | 13 | 395.0741
11.11. | 14 | 395.0741
11.11. | 15 | 395.0741
11.11. | 16 | 395.0741
11.11. | 17 | 395.0741
11.11. | 18 | 395.0741
11.11. | 19 | 395.0741
11.11. | 20 | 395.0741
11.11. | 21 | 395.0741
11.11. | 22 | 395.0741
11.11. | 23 | 395.0741
11.11. | 24 | 395.0741
12.11. | 1 | 395.0741
12.11. | 2 | 395.0741
12.11. | 3 | 395.0741
12.11. | 4 | 395.0741
12.11. | 5 | 395.0741
12.11. | 6 | 395.0741
12.11. | 7 | 395.0741
12.11. | 8 | 395.0741
12.11. | 9 | 395.0741
12.11. | 10 | 395.0741
12.11. | 11 | 395.0741
12.11. | 12 | 395.0741
12.11. | 13 | 395.0741
12.11. | 14 | 395.0741
12.11. | 15 | 395.0741
12.11. | 16 | 395.0741
12.11. | 17 | 395.0741
12.11. | 18 | 395.0741
12.11. | 19 | 395.0741
12.11. | 20 | 395.0741
12.11. | 21 | 395.0741
12.11. | 22 | 395.0741
12.11. | 23 | 395.0741
12.11. | 24 | 395.0741
13.11. | 1 | 395.0741
13.11. | 2 | 395.0741
13.11. | 3 | 395.0741
13.11. | 4 | 395.0741
13.11. | 5 | 395.0741
13.11. | 6 | 395.0741
13.11. | 7 | 395.0741
13.11. | 8 | 395.0741
13.11. | 9 | 395.0741
13.11. | 10 | 395.0741
13.11. | 11 | 395.0741
13.11. | 12 | 395.0741
13.11. | 13 | 395.0741
13.11. | 14 | 395.0741
13.11. | 15 | 395.0741
13.11. | 16 | 395.0741
13.11. | 17 | 395.0741
13.11. | 18 | 395.0741
13.11. | 19 | 395.0741
13.11. | 20 | 395.0741
13.11. | 21 | 395.0741
13.11. | 22 | 395.0741
13.11. | 23 | 395.0741
13.11. | 24 | 395.0741
14.11. | 1 | 395.0741
14.11. | 2 | 395.0741
14.11. | 3 | 395.0741
14.11. | 4 | 395.0741
14.11. | 5 | 395.0741
14.11. | 6 | 395.0741
14.11. | 7 | 395.0741
14.11. | 8 | 395.0741
14.11. | 9 | 395.0741
14.11. | 10 | 395.0741
14.11. | 11 | 395.0741
14.11. | 12 | 395.0741
14.11. | 13 | 395.0741
14.11. | 14 | 395.0741
14.11. | 15 | 395.0741
14.11. | 16 | 395.0741
14.11. | 17 | 395.0741
14.11. | 18 | 395.0741
14.11. | 19 | 395.0741
14.11. | 20 | 395.0741
14.11. | 21 | 395.0741
14.11. | 22 | 395.0741
14.11. | 23 | 395.0741
14.11. | 24 | 395.0741
15.11. | 1 | 395.0741
15.11. | 2 | 395.0741
15.11. | 3 | 395.0741
15.11. | 4 | 395.0741
15.11. | 5 | 395.0741
15.11. | 6 | 395.0741
15.11. | 7 | 395.0741
15.11. | 8 | 395.0741
15.11. | 9 | 395.0741
15.11. | 10 | 395.0741
15.11. | 11 | 395.0741
15.11. | 12 | 395.0741
15.11. | 13 | 395.0741
15.11. | 14 | 395.0741
15.11. | 15 | 395.0741
15.11. | 16 | 395.0741
15.11. | 17 | 395.0741
15.11. | 18 | 395.0741
15.11. | 19 | 395.0741
15.11. | 20 | 395.0741
15.11. | 21 | 395.0741
15.11. | 22 | 395.0741
15.11. | 23 | 395.0741
15.11. | 24 | 395.0741
16.11. | 1 | 395.0741
16.11. | 2 | 395.0741
16.11. | 3 | 395.0741
16.11. | 4 | 395.0741
16.11. | 5 | 395.0741
16.11. | 6 | 395.0741
16.11. | 7 | 395.0741
16.11. | 8 | 395.0741
16.11. | 9 | 395.0741
16.11. | 10 | 395.0741
16.11. | 11 | 395.0741
16.11. | 12 | 395.0741
16.11. | 13 | 395.0741
16.11. | 14 | 395.0741
16.11. | 15 | 395.0741
16.11. | 16 | 395.0741
16.11. | 17 | 395.0741
16.11. | 18 | 395.0741
16.11. | 19 | 395.0741
16.11. | 20 | 395.0741
16.11. | 21 | 395.0741
16.11. | 22 | 395.0741
16.11. | 23 | 395.0741
16.11. | 24 | 395.0741
17.11. | 1 | 395.0741
17.11. | 2 | 395.0741
17.11. | 3 | 395.0741
17.11. | 4 | 395.0741
17.11. | 5 | 395.0741
17.11. | 6 | 395.0741
17.11. | 7 | 395.0741
17.11. | 8 | 395.0741
17.11. | 9 | 395.0741
17.11. | 10 | 395.0741
17.11. | 11 | 395.0741
17.11. | 12 | 395.0741
17.11. | 13 | 395.0741
17.11. | 14 | 395.0741
17.11. | 15 | 395.0741
17.11. | 16 | 395.0741
17.11. | 17 | 395.0741
17.11. | 18 | 395.0741
17.11. | 19 | 395.0741
17.11. | 20 | 395.0741
17.11. | 21 | 395.0741
17.11. | 22 | 395.0741
17.11. | 23 | 395.0741
17.11. | 24 | 395.0741
18.11. | 1 | 395.0741
18.11. | 2 | 395.0741
18.11. | 3 | 395.0741
18.11. | 4 | 395.0741
18.11. | 5 | 395.0741
18.11. | 6 | 395.0741
18.11. | 7 | 395.0741
18.11. | 8 | 395.0741
18.11. | 9 | 395.0741
18.11. | 10 | 395.0741
18.11. | 11 | 395.0741
18.11. | 12 | 395.0741
18.11. | 13 | 395.0741
18.11. | 14 | 395.0741
18.11. | 15 | 395.0741
18.11. | 16 | 395.0741
18.11. | 17 | 395.0741
18.11. | 18 | 395.0741
18.11. | 19 | 395.0741
18.11. | 20 | 395.0741
18.11. | 21 | 395.0741
18.11. | 22 | 395.0741
18.11. | 23 | 395.0741
18.11. | 24 | 395.0741
19.11. | 1 | 395.0741
19.11. | 2 | 395.0741
19.11. | 3 | 395.0741
19.11. | 4 | 395.0741
19.11. | 5 | 395.0741
19.11. | 6 | 395.0741
19.11. | 7 | 395.0741
19.11. | 8 | 395.0741
19.11. | 9 | 395.0741
19.11. | 10 | 395.0741
19.11. | 11 | 395.0741
19.11. | 12 | 395.0741
19.11. | 13 | 395.0741
19.11. | 14 | 395.0741
19.11. | 15 | 395.0741
19.11. | 16 | 395.0741
19.11. | 17 | 395.0741
19.11. | 18 | 395.0741
19.11. | 19 | 395.0741
19.11. | 20 | 395.0741
19.11. | 21 | 395.0741
19.11. | 22 | 395.0741
19.11. | 23 | 395.0741
19.11. | 24 | 395.0741
20.11. | 1 | 395.0741
20.11. | 2 | 395.0741
20.11. | 3 | 395.0741
20.11. | 4 | 395.0741
20.11. | 5 | 395.0741
20.11. | 6 | 395.0741
20.11. | 7 | 395.0741
20.11. | 8 | 395.0741
20.11. | 9 | 395.0741
20.11. | 10 | 395.0741
20.11. | 11 | 395.0741
20.11. | 12 | 395.0741
20.11. | 13 | 395.0741
20.11. | 14 | 395.0741
20.11. | 15 | 395.0741
20.11. | 16 | 395.0741
20.11. | 17 | 395.0741
20.11. | 18 | 395.0741
20.11. | 19 | 395.0741
20.11. | 20 | 395.0741
20.11. | 21 | 395.0741
20.11. | 22 | 395.0741
20.11. | 23 | 395.0741
20.11. | 24 | 395.0741
21.11. | 1 | 395.0741
21.11. | 2 | 395.0741
21.11. | 3 | 395.0741
21.11. | 4 | 395.0741
21.11. | 5 | 395.0741
21.11. | 6 | 395.0741
21.11. | 7 | 395.0741
21.11. | 8 | 395.0741
21.11. | 9 | 395.0741
21.11. | 10 | 395.0741
21.11. | 11 | 395.0741
21.11. | 12 | 395.0741
21.11. | 13 | 395.0741
21.11. | 14 | 395.0741
21.11. | 15 | 395.0741
21.11. | 16 | 395.0741
21.11. | 17 | 395.0741
21.11. | 18 | 395.0741
21.11. | 19 | 395.0741
21.11. | 20 | 395.0741
21.11. | 21 | 395.0741
21.11. | 22 | 395.0741
21.11. | 23 | 395.0741
21.11. | 24 | 395.0741
22.11. | 1 | 395.0741
22.11. | 2 | 395.0741
22.11. | 3 | 395.0741
22.11. | 4 | 395.0741
22.11. | 5 | 395.0741
22.11. | 6 | 395.0741
22.11. | 7 | 395.0741
22.11. | 8 | 395.0741
22.11. | 9 | 395.0741
22.11. | 10 | 395.0741
22.11. | 11 | 395.0741
22.11. | 12 | 395.0741
22.11. | 13 | 395.0741
22.11. | 14 | 395.0741
22.11. | 15 | 395.0741
22.11. | 16 | 395.0741
22.11. | 17 | 395.0741
22.11. | 18 | 395.0741
22.11. | 19 | 395.0741
22.11. | 20 | 395.0741
22.11. | 21 | 395.0741
22.11. | 22 | 395.0741
22.11. | 23 | 395.0741
22.11. | 24 | 395.0741
23.11. | 1 | 395.0741
23.11. | 2 | 395.0741
23.11. | 3 | 395.0741
23.11. | 4 | 395.0741
23.11. | 5 | 395.0741
23.11. | 6 | 395.0741
23.11. | 7 | 395.0741
23.11. | 8 | 395.0741
23.11. | 9 | 395.0741
23.11. | 10 | 395.0741
23.11. | 11 | 395.0741
23.11. | 12 | 395.0741
23.11. | 13 | 395.0741
23.11. | 14 | 395.0741
23.11. | 15 | 395.0741
23.11. | 16 | 395.0741
23.11. | 17 | 395.0741
23.11. | 18 | 395.0741
23.11. | 19 | 395.0741
23.11. | 20 | 395.0741
23.11. | 21 | 395.0741
23.11. | 22 | 395.0741
23.11. | 23 | 395.0741
23.11. | 24 | 395.0741
24.11. | 1 | 395.0741
24.11. | 2 | 395.0741
24.11. | 3 | 395.0741
24.11. | 4 | 395.0741
24.11. | 5 | 395.0741
24.11. | 6 | 395.0741
24.11. | 7 | 395.0741
24.11. | 8 | 395.0741
24.11. | 9 | 395.0741
24.11. | 10 | 395.0741
24.11. | 11 | 395.0741
24.11. | 12 | 395.0741
24.11. | 13 | 395.0741
24.11. | 14 | 395.0741
24.11. | 15 | 395.0741
24.11. | 16 | 395.0741
24.11. | 17 | 395.0741
24.11. | 18 | 395.0741
24.11. | 19 | 395.0741
24.11. | 20 | 395.0741
24.11. | 21 | 395.0741
24.11. | 22 | 395.0741
24.11. | 23 | 395.0741
24.11. | 24 | 395.0741
25.11. | 1 | 395.0741
25.11. | 2 | 395.0741
25.11. | 3 | 395.0741
25.11. | 4 | 395.0741
25.11. | 5 | 395.0741
25.11. | 6 | 395.0741
25.11. | 7 | 395.0741
25.11. | 8 | 395.0741
25.11. | 9 | 395.0741
25.11. | 10 | 395.0741
25.11. | 11 | 395.0741
25.11. | 12 | 395.0741
25.11. | 13 | 395.0741
25.11. | 14 | 395.0741
25.11. | 15 | 395.0741
25.11. | 16 | 395.0741
25.11. | 17 | 395.0741
25.11. | 18 | 395.0741
25.11. | 19 | 395.0741
25.11. | 20 | 395.0741
25.11. | 21 | 395.0741
25.11. | 22 | 395.0741
25.11. | 23 | 395.0741
25.11. | 24 | 395.0741
26.11. | 1 | 395.0741
26.11. | 2 | 395.0741
26.11. | 3 | 395.0741
26.11. | 4 | 395.0741
26.11. | 5 | 395.0741
26.11. | 6 | 395.0741
26.11. | 7 | 395.0741
26.11. | 8 | 395.0741
26.11. | 9 | 395.0741
26.11. | 10 | 395.0741
26.11. | 11 | 395.0741
26.11. | 12 | 395.0741
26.11. | 13 | 395.0741
26.11. | 14 | 395.0741
26.11. | 15 | 395.0741
26.11. | 16 | 395.0741
26.11. | 17 | 395.0741
26.11. | 18 | 395.0741
26.11. | 19 | 395.0741
26.11. | 20 | 395.0741
26.11. | 21 | 395.0741
26.11. | 22 | 395.0741
26.11. | 23 | 395.0741
26.11. | 24 | 395.0741
27.11. | 1 | 395.0741
27.11. | 2 | 395.0741
27.11. | 3 | 395.0741
27.11. | 4 | 395.0741
27.11. | 5 | 395.0741
27.11. | 6 | 395.0741
27.11. | 7 | 395.0741
27.11. | 8 | 395.0741
27.11. | 9 | 395.0741
27.11. | 10 | 395.0741
27.11. | 11 | 395.0741
27.11. | 12 | 395.0741
27.11. | 13 | 395.0741
27.11. | 14 | 395.0741
27.11. | 15 | 395.0741
27.11. | 16 | 395.0741
27.11. | 17 | 395.0741
27.11. | 18 | 395.0741
27.11. | 19 | 395.0741
27.11. | 20 | 395.0741
27.11. | 21 | 395.0741
27.11. | 22 | 395.0741
27.11. | 23 | 395.0741
27.11. | 24 | 395.0741
28.11. | 1 | 395.0741
28.11. | 2 | 395.0741
28.11. | 3 | 395.0741
28.11. | 4 | 395.0741
28.11. | 5 | 395.0741
28.11. | 6 | 395.0741
28.11. | 7 | 395.0741
28.11. | 8 | 395.0741
28.11. | 9 | 395.0741
28.11. | 10 | 395.0741
28.11. | 11 | 395.0741
28.11. | 12 | 395.0741
28.11. | 13 | 395.0741
28.11. | 14 | 395.0741
28.11. | 15 | 395.0741
28.11. | 16 | 395.0741
28.11. | 17 | 395.0741
28.11. | 18 | 395.0741
28.11. | 19 | 395.0741
28.11. | 20 | 395.0741
28.11. | 21 | 395.0741
28.11. | 22 | 395.0741
28.11. | 23 | 395.0741
28.11. | 24 | 395.0741
29.11. | 1 | 395.0741
29.11. | 2 | 395.0741
29.11. | 3 | 395.0741
29.11. | 4 | 395.0741
29.11. | 5 | 395.0741
29.11. | 6 | 395.0741
29.11. | 7 | 395.0741
29.11. | 8 | 395.0741
29.11. | 9 | 395.0741
29.11. | 10 | 395.0741
29.11. | 11 | 395.0741
29.11. | 12 | 395.0741
29.11. | 13 | 395.0741
29.11. | 14 | 395.0741
29.11. | 15 | 395.0741
29.11. | 16 | 395.0741
29.11. | 17 | 395.0741
29.11. | 18 | 395.0741
29.11. | 19 | 395.0741
29.11. | 20 | 395.0741
29.11. | 21 | 395.0741
29.11. | 22 | 395.0741
29.11. | 23 | 395.0741
29.11. | 24 | 395.0741
30.11. | 1 | 395.0741
30.11. | 2 | 395.0741
30.11. | 3 | 395.0741
30.11. | 4 | 395.0741
30.11. | 5 | 395.0741
30.11. | 6 | 395.0741
30.11. | 7 | 395.0741
30.11. | 8 | 395.0741
30.11. | 9 | 395.0741
30.11. | 10 | 395.0741
30.11. | 11 | 395.0741
30.11. | 12 | 395.0741
30.11. | 13 | 395.0741
30.11. | 14 | 395.0741
30.11. | 15 | 395.0741
30.11. | 16 | 395.0741
30.11. | 17 | 395.0741
30.11. | 18 | 395.0741
30.11. | 19 | 395.0741
30.11. | 20 | 395.0741
30.11. | 21 | 395.0741
30.11. | 22 | 395.0741
30.11. | 23 | 395.0741
30.11. | 24 | 395.0741
01.12. | 1 | 395.0741
01.12. | 2 | 395.0741
01.12. | 3 | 395.0741
01.12. | 4 | 395.0741
01.12. | 5 | 395.0741
01.12. | 6 | 395.0741
01.12. | 7 | 395.0741
01.12. | 8 | 395.0741
01.12. | 9 | 395.0741
01.12. | 10 | 395.0741
01.12. | 11 | 395.0741
01.12. | 12 | 395.0741
01.12. | 13 | 395.0741
01.12. | 14 | 395.0741
01.12. | 15 | 395.0741
01.12. | 16 | 395.0741
01.12. | 17 | 395.0741
01.12. | 18 | 395.0741
01.12. | 19 | 395.0741
01.12. | 20 | 395.0741
01.12. | 21 | 395.0741
01.12. | 22 | 395.0741
01.12. | 23 | 395.0741
01.12. | 24 | 395.0741
02.12. | 1 | 395.0741
02.12. | 2 | 395.0741
02.12. | 3 | 395.0741
02.12. | 4 | 395.0741
02.12. | 5 | 395.0741
02.12. | 6 | 395.0741
02.12. | 7 | 395.0741
02.12. | 8 | 395.0741
02.12. | 9 | 395.0741
02.12. | 10 | 395.0741
02.12. | 11 | 395.0741
02.12. | 12 | 395.0741
02.12. | 13 | 395.0741
02.12. | 14 | 395.0741
02.12. | 15 | 395.0741
02.12. | 16 | 395.0741
02.12. | 17 | 395.0741
02.12. | 18 | 395.0741
02.12. | 19 | 395.0741
02.12. | 20 | 395.0741
02.12. | 21 | 395.0741
02.12. | 22 | 395.0741
02.12. | 23 | 395.0741
02.12. | 24 | 395.0741
03.12. | 1 | 395.0741
03.12. | 2 | 395.0741
03.12. | 3 | 395.0741
03.12. | 4 | 395.0741
03.12. | 5 | 395.0741
03.12. | 6 | 395.0741
03.12. | 7 | 395.0741
03.12. | 8 | 395.0741
03.12. | 9 | 395.0741
03.12. | 10 | 395.0741
03.12. | 11 | 395.0741
03.12. | 12 | 395.0741
03.12. | 13 | 395.0741
03.12. | 14 | 395.0741
03.12. | 15 | 395.0741
03.12. | 16 | 395.0741
03.12. | 17 | 395.0741
03.12. | 18 | 395.0741
03.12. | 19 | 395.0741
03.12. | 20 | 395.0741
03.12. | 21 | 395.0741
03.12. | 22 | 395.0741
03.12. | 23 | 395.0741
03.12. | 24 | 395.0741
04.12. | 1 | 395.0741
04.12. | 2 | 395.0741
04.12. | 3 | 395.0741
04.12. | 4 | 395.0741
04.12. | 5 | 395.0741
04.12. | 6 | 395.0741
04.12. | 7 | 395.0741
04.12. | 8 | 395.0741
04.12. | 9 | 395.0741
04.12. | 10 | 395.0741
04.12. | 11 | 395.0741
04.12. | 12 | 395.0741
04.12. | 13 | 395.0741
04.12. | 14 | 395.0741
04.12. | 15 | 395.0741
04.12. | 16 | 395.0741
04.12. | 17 | 395.0741
04.12. | 18 | 395.0741
04.12. | 19 | 395.0741
04.12. | 20 | 395.0741
04.12. | 21 | 395.0741
04.12. | 22 | 395.0741
04.12. | 23 | 395.0741
04.12. | 24 | 395.0741
05.12. | 1 | 395.0741
05.12. | 2 | 395.0741
05.12. | 3 | 395.0741
05.12. | 4 | 395.0741
05.12. | 5 | 395.0741
05.12. | 6 | 395.0741
05.12. | 7 | 395.0741
05.12. | 8 | 395.0741
05.12. | 9 | 395.0741
05.12. | 10 | 395.0741
05.12. | 11 | 395.0741
05.12. | 12 | 395.0741
05.12. | 13 | 395.0741
05.12. | 14 | 395.0741
05.12. | 15 | 395.0741
05.12. | 16 | 395.0741
05.12. | 17 | 395.0741
05.12. | 18 | 395.0741
05.12. | 19 | 395.0741
05.12. | 20 | 395.0741
05.12. | 21 | 395.0741
05.12. | 22 | 395.0741
05.12. | 23 | 395.0741
05.12. | 24 | 395.0741
06.12. | 1 | 395.0741
06.12. | 2 | 395.0741
06.12. | 3 | 395.0741
06.12. | 4 | 395.0741
06.12. | 5 | 395.0741
06.12. | 6 | 395.0741
06.12. | 7 | 395.0741
06.12. | 8 | 395.0741
06.12. | 9 | 395.0741
06.12. | 10 | 395.0741
06.12. | 11 | 395.0741
06.12. | 12 | 395.0741
06.12. | 13 | 395.0741
06.12. | 14 | 395.0741
06.12. | 15 | 395.0741
06.12. | 16 | 395.0741
06.12. | 17 | 395.0741
06.12. | 18 | 395.0741
06.12. | 19 | 395.0741
06.12. | 20 | 395.0741
06.12. | 21 | 395.0741
06.12. | 22 | 395.0741
06.12. | 23 | 395.0741
06.12. | 24 | 395.0741
07.12. | 1 | 395.0741
07.12. | 2 | 395.0741
07.12. | 3 | 395.0741
07.12. | 4 | 395.0741
07.12. | 5 | 395.0741
07.12. | 6 | 395.0741
07.12. | 7 | 395.0741
07.12. | 8 | 395.0741
07.12. | 9 | 395.0741
07.12. | 10 | 395.0741
07.12. | 11 | 395.0741
07.12. | 12 | 395.0741
07.12. | 13 | 395.0741
07.12. | 14 | 395.0741
07.12. | 15 | 395.0741
07.12. | 16 | 395.0741
07.12. | 17 | 395.0741
07.12. | 18 | 395.0741
07.12. | 19 | 395.0741
07.12. | 20 | 395.0741
07.12. | 21 | 395.0741
07.12. | 22 | 395.0741
07.12. | 23 | 395.0741
07.12. | 24 | 395.0741
08.12. | 1 | 395.0741
08.12. | 2 | 395.0741
08.12. | 3 | 395.0741
08.12. | 4 | 395.0741
08.12. | 5 | 395.0741
08.12. | 6 | 395.0741
08.12. | 7 | 395.0741
08.12. | 8 | 395.0741
08.12. | 9 | 395.0741
08.12. | 10 | 395.0741
08.12. | 11 | 395.0741
08.12. | 12 | 395.0741
08.12. | 13 | 395.0741
08.12. | 14 | 395.0741
08.12. | 15 | 395.0741
08.12. | 16 | 395.0741
08.12. | 17 | 395.0741
08.12. | 18 | 395.0741
08.12. | 19 | 395.0741
08.12. | 20 | 395.0741
08.12. | 21 | 395.0741
08.12. | 22 | 395.0741
08.12. | 23 | 395.0741
08.12. | 24 | 395.0741
09.12. | 1 | 395.0741
09.12. | 2 | 395.0741
09.12. | 3 | 395.0741
09.12. | 4 | 395.0741
09.12. | 5 | 395.0741
09.12. | 6 | 395.0741
09.12. | 7 | 395.0741
09.12. | 8 | 395.0741
09.12. | 9 | 395.0741
09.12. | 10 | 395.0741
09.12. | 11 | 395.0741
09.12. | 12 | 395.0741
09.12. | 13 | 395.0741
09.12. | 14 | 395.0741
09.12. | 15 | 395.0741
09.12. | 16 | 395.0741
09.12. | 17 | 395.0741
09.12. | 18 | 395.0741
09.12. | 19 | 395.0741
09.12. | 20 | 395.0741
09.12. | 21 | 395.0741
09.12. | 22 | 395.0741
09.12. | 23 | 395.0741
09.12. | 24 | 395.0741
10.12. | 1 | 395.0741
10.12. | 2 | 395.0741
10.12. | 3 | 395.0741
10.12. | 4 | 395.0741
10.12. | 5 | 395.0741
10.12. | 6 | 395.0741
10.12. | 7 | 395.0741
10.12. | 8 | 395.0741
10.12. | 9 | 395.0741
10.12. | 10 | 395.0741
10.12. | 11 | 395.0741
10.12. | 12 | 395.0741
10.12. | 13 | 395.0741
10.12. | 14 | 395.0741
10.12. | 15 | 395.0741
10.12. | 16 | 395.0741
10.12. | 17 | 395.0741
10.12. | 18 | 395.0741
10.12. | 19 | 395.0741
10.12. | 20 | 395.0741
10.12. | 21 | 395.0741
10.12. | 22 | 395.0741
10.12. | 23 | 395.0741
10.12. | 24 | 395.0741
11.12. | 1 | 395.0741
11.12. | 2 | 395.0741
11.12. | 3 | 395.0741
11.12. | 4 | 395.0741
11.12. | 5 | 395.0741
11.12. | 6 | 395.0741
11.12. | 7 | 395.0741
11.12. | 8 | 395.0741
11.12. | 9 | 395.0741
11.12. | 10 | 395.0741
11.12. | 11 | 395.0741
11.12. | 12 | 395.0741
11.12. | 13 | 395.0741
11.12. | 14 | 395.0741
11.12. | 15 | 395.0741
11.12. | 16 | 395.0741
11.12. | 17 | 395.0741
11.12. | 18 | 395.0741
11.12. | 19 | 395.0741
11.12. | 20 | 395.0741
11.12. | 21 | 395.0741
11.12. | 22 | 395.0741
11.12. | 23 | 395.0741
11.12. | 24 | 395.0741
12.12. | 1 | 395.0741
12.12. | 2 | 395.0741
12.12. | 3 | 395.0741
12.12. | 4 | 395.0741
12.12. | 5 | 395.0741
12.12. | 6 | 395.0741
12.12. | 7 | 395.0741
12.12. | 8 | 395.0741
12.12. | 9 | 395.0741
12.12. | 10 | 395.0741
12.12. | 11 | 395.0741
12.12. | 12 | 395.0741
12.12. | 13 | 395.0741
12.12. | 14 | 395.0741
12.12. | 15 | 395.0741
12.12. | 16 | 395.0741
12.12. | 17 | 395.0741
12.12. | 18 | 395.0741
12.12. | 19 | 395.0741
12.12. | 20 | 395.0741
12.12. | 21 | 395.0741
12.12. | 22 | 395.0741
12.12. | 23 | 395.0741
12.12. | 24 | 395.0741
13.12. | 1 | 395.0741
13.12. | 2 | 395.0741
13.12. | 3 | 395.0741
13.12. | 4 | 395.0741
13.12. | 5 | 395.0741
13.12. | 6 | 395.0741
13.12. | 7 | 395.0741
13.12. | 8 | 395.0741
13.12. | 9 | 395.0741
13.12. | 10 | 395.0741
13.12. | 11 | 395.0741
13.12. | 12 | 395.0741
13.12. | 13 | 395.0741
13.12. | 14 | 395.0741
13.12. | 15 | 395.0741
13.12. | 16 | 395.0741
13.12. | 17 | 395.0741
13.12. | 18 | 395.0741
13.12. | 19 | 395.0741
13.12. | 20 | 395.0741
13.12. | 21 | 395.0741
13.12. | 22 | 395.0741
13.12. | 23 | 395.0741
13.12. | 24 | 395.0741
14.12. | 1 | 395.0741
14.12. | 2 | 395.0741
14.12. | 3 | 395.0741
14.12. | 4 | 395.0741
14.12. | 5 | 395.0741
14.12. | 6 | 395.0741
14.12. | 7 | 395.0741
14.12. | 8 | 395.0741
14.12. | 9 | 395.0741
14.12. | 10 | 395.0741
14.12. | 11 | 395.0741
14.12. | 12 | 395.0741
14.12. | 13 | 395.0741
14.12. | 14 | 395.0741
14.12. | 15 | 395.0741
14.12. | 16 | 395.0741
14.12. | 17 | 395.0741
14.12. | 18 | 395.0741
14.12. | 19 | 395.0741
14.12. | 20 | 395.0741
14.12. | 21 | 395.0741
14.12. | 22 | 395.0741
14.12. | 23 | 395.0741
14.12. | 24 | 395.0741
15.12. | 1 | 395.0741
15.12. | 2 | 395.0741
15.12. | 3 | 395.0741
15.12. | 4 | 395.0741
15.12. | 5 | 395.0741
15.12. | 6 | 395.0741
15.12. | 7 | 395.0741
15.12. | 8 | 395.0741
15.12. | 9 | 395.0741
15.12. | 10 | 395.0741
15.12. | 11 | 395.0741
15.12. | 12 | 395.0741
15.12. | 13 | 395.0741
15.12. | 14 | 395.0741
15.12. | 15 | 395.0741
15.12. | 16 | 395.0741
15.12. | 17 | 395.0741
15.12. | 18 | 395.0741
15.12. | 19 | 395.0741
15.12. | 20 | 395.0741
15.12. | 21 | 395.0741
15.12. | 22 | 395.0741
15.12. | 23 | 395.0741
15.12. | 24 | 395.0741
16.12. | 1 | 395.0741
16.12. | 2 | 395.0741
16.12. | 3 | 395.0741
16.12. | 4 | 395.0741
16.12. | 5 | 395.0741
16.12. | 6 | 395.0741
16.12. | 7 | 395.0741
16.12. | 8 | 395.0741
16.12. | 9 | 395.0741
16.12. | 10 | 395.0741
16.12. | 11 | 395.0741
16.12. | 12 | 395.0741
16.12. | 13 | 395.0741
16.12. | 14 | 395.0741
16.12. | 15 | 395.0741
16.12. | 16 | 395.0741
16.12. | 17 | 395.0741
16.12. | 18 | 395.0741
16.12. | 19 | 395.0741
16.12. | 20 | 395.0741
16.12. | 21 | 395.0741
16.12. | 22 | 395.0741
16.12. | 23 | 395.0741
16.12. | 24 | 395.0741
17.12. | 1 | 395.0741
17.12. | 2 | 395.0741
17.12. | 3 | 395.0741
17.12. | 4 | 395.0741
17.12. | 5 | 395.0741
17.12. | 6 | 395.0741
17.12. | 7 | 395.0741
17.12. | 8 | 395.0741
17.12. | 9 | 395.0741
17.12. | 10 | 395.0741
17.12. | 11 | 395.0741
17.12. | 12 | 395.0741
17.12. | 13 | 395.0741
17.12. | 14 | 395.0741
17.12. | 15 | 395.0741
17.12. | 16 | 395.0741
17.12. | 17 | 395.0741
17.12. | 18 | 395.0741
17.12. | 19 | 395.0741
17.12. | 20 | 395.0741
17.12. | 21 | 395.0741
17.12. | 22 | 395.0741
17.12. | 23 | 395.0741
17.12. | 24 | 395.0741
18.12. | 1 | 395.0741
18.12. | 2 | 395.0741
18.12. | 3 | 395.0741
18.12. | 4 | 395.0741
18.12. | 5 | 395.0741
18.12. | 6 | 395.0741
18.12. | 7 | 395.0741
18.12. | 8 | 395.0741
18.12. | 9 | 395.0741
18.12. | 10 | 395.0741
18.12. | 11 | 395.0741
18.12. | 12 | 395.0741
18.12. | 13 | 395.0741
18.12. | 14 | 395.0741
18.12. | 15 | 395.0741
18.12. | 16 | 395.0741
18.12. | 17 | 395.0741
18.12. | 18 | 395.0741
18.12. | 19 | 395.0741
18.12. | 20 | 395.0741
18.12. | 21 | 395.0741
18.12. | 22 | 395.0741
18.12. | 23 | 395.0741
18.12. | 24 | 395.0741
19.12. | 1 | 395.0741
19.12. | 2 | 395.0741
19.12. | 3 | 395.0741
19.12. | 4 | 395.0741
19.12. | 5 | 395.0741
19.12. | 6 | 395.0741
19.12. | 7 | 395.0741
19.12. | 8 | 395.0741
19.12. | 9 | 395.0741
19.12. | 10 | 395.0741
19.12. | 11 | 395.0741
19.12. | 12 | 395.0741
19.12. | 13 | 395.0741
19.12. | 14 | 395.0741
19.12. | 15 | 395.0741
19.12. | 16 | 395.0741
19.12. | 17 | 395.0741
19.12. | 18 | 395.0741
19.12. | 19 | 395.0741
19.12. | 20 | 395.0741
19.12. | 21 | 395.0741
19.12. | 22 | 395.0741
19.12. | 23 | 395.0741
19.12. | 24 | 395.0741
20.12. | 1 | 395.0741
20.12. | 2 | 395.0741
20.12. | 3 | 395.0741
20.12. | 4 | 395.0741
20.12. | 5 | 395.0741
20.12. | 6 | 395.0741
20.12. | 7 | 395.0741
20.12. | 8 | 395.0741
20.12. | 9 | 395.0741
20.12. | 10 | 395.0741
20.12. | 11 | 395.0741
20.12. | 12 | 395.0741
20.12. | 13 | 395.0741
20.12. | 14 | 395.0741
20.12. | 15 | 395.0741
20.12. | 16 | 395.0741
20.12. | 17 | 395.0741
20.12. | 18 | 395.0741
20.12. | 19 | 395.0741
20.12. | 20 | 395.0741
20.12. | 21 | 395.0741
20.12. | 22 | 395.0741
20.12. | 23 | 395.0741
20.12. | 24 | 395.0741
21.12. | 1 | 395.0741
21.12. | 2 | 395.0741
21.12. | 3 | 395.0741
21.12. | 4 | 395.0741
21.12. | 5 | 395.0741
21.12. | 6 | 395.0741
21.12. | 7 | 395.0741
21.12. | 8 | 395.0741
21.12. | 9 | 395.0741
21.12. | 10 | 395.0741
21.12. | 11 | 395.0741
21.12. | 12 | 395.0741
21.12. | 13 | 395.0741
21.12. | 14 | 395.0741
21.12. | 15 | 395.0741
21.12. | 16 | 395.0741
21.12. | 17 | 395.0741
21.12. | 18 | 395.0741
21.12. | 19 | 395.0741
21.12. | 20 | 395.0741
21.12. | 21 | 395.0741
21.12. | 22 | 395.0741
21.12. | 23 | 395.0741
21.12. | 24 | 395.0741
22.12. | 1 | 395.0741
22.12. | 2 | 395.0741
22.12. | 3 | 395.0741
22.12. | 4 | 395.0741
22.12. | 5 | 395.0741
22.12. | 6 | 395.0741
22.12. | 7 | 395.0741
22.12. | 8 | 395.0741
22.12. | 9 | 395.0741
22.12. | 10 | 395.0741
22.12. | 11 | 395.0741
22.12. | 12 | 395.0741
22.12. | 13 | 395.0741
22.12. | 14 | 395.0741
22.12. | 15 | 395.0741
22.12. | 16 | 395.0741
22.12. | 17 | 395.0741
22.12. | 18 | 395.0741
22.12. | 19 | 395.0741
22.12. | 20 | 395.0741
22.12. | 21 | 395.0741
22.12. | 22 | 395.0741
22.12. | 23 | 395.0741
22.12. | 24 | 395.0741
23.12. | 1 | 395.0741
23.12. | 2 | 395.0741
23.12. | 3 | 395.0741
23.12. | 4 | 395.0741
23.12. | 5 | 395.0741
23.12. | 6 | 395.0741
23.12. | 7 | 395.0741
23.12. | 8 | 395.0741
23.12. | 9 | 395.0741
23.12. | 10 | 395.0741
23.12. | 11 | 395.0741
23.12. | 12 | 395.0741
23.12. | 13 | 395.0741
23.12. | 14 | 395.0741
23.12. | 15 | 395.0741
23.12. | 16 | 395.0741
23.12. | 17 | 395.0741
23.12. | 18 | 395.0741
23.12. | 19 | 395.0741
23.12. | 20 | 395.0741
23.12. | 21 | 395.0741
23.12. | 22 | 395.0741
23.12. | 23 | 395.0741
23.12. | 24 | 395.0741
24.12. | 1 | 395.0741
24.12. | 2 | 395.0741
24.12. | 3 | 395.0741
24.12. | 4 | 395.0741
24.12. | 5 | 395.0741
24.12. | 6 | 395.0741
24.12. | 7 | 395.0741
24.12. | 8 | 395.0741
24.12. | 9 | 395.0741
24.12. | 10 | 395.0741
24.12. | 11 | 395.0741
24.12. | 12 | 395.0741
24.12. | 13 | 395.0741
24.12. | 14 | 395.0741
24.12. | 15 | 395.0741
24.12. | 16 | 395.0741
24.12. | 17 | 395.0741
24.12. | 18 | 395.0741
24.12. | 19 | 395.0741
24.12. | 20 | 395.0741
24.12. | 21 | 395.0741
24.12. | 22 | 395.0741
24.12. | 23 | 395.0741
24.12. | 24 | 395.0741
25.12. | 1 | 395.0741
25.12. | 2 | 395.0741
25.12. | 3 | 395.0741
25.12. | 4 | 395.0741
25.12. | 5 | 395.0741
25.12. | 6 | 395.0741
25.12. | 7 | 395.0741
25.12. | 8 | 395.0741
25.12. | 9 | 395.0741
25.12. | 10 | 395.0741
25.12. | 11 | 395.0741
25.12. | 12 | 395.0741
25.12. | 13 | 395.0741
25.12. | 14 | 395.0741
25.12. | 15 | 395.0741
25.12. | 16 | 395.0741
25.12. | 17 | 395.0741
25.12. | 18 | 395.0741
25.12. | 19 | 395.0741
25.12. | 20 | 395.0741
25.12. | 21 | 395.0741
25.12. | 22 | 395.0741
25.12. | 23 | 395.0741
25.12. | 24 | 395.0741
26.12. | 1 | 395.0741
26.12. | 2 | 395.0741
26.12. | 3 | 395.0741
26.12. | 4 | 395.0741
26.12. | 5 | 395.0741
26.12. | 6 | 395.0741
26.12. | 7 | 395.0741
26.12. | 8 | 395.0741
26.12. | 9 | 395.0741
26.12. | 10 | 395.0741
26.12. | 11 | 395.0741
26.12. | 12 | 395.0741
26.12. | 13 | 395.0741
26.12. | 14 | 395.0741
26.12. | 15 | 395.0741
26.12. | 16 | 395.0741
26.12. | 17 | 395.0741
26.12. | 18 | 395.0741
26.12. | 19 | 395.0741
26.12. | 20 | 395.0741
26.12. | 21 | 395.0741
26.12. | 22 | 395.0741
26.12. | 23 | 395.0741
26.12. | 24 | 395.0741
27.12. | 1 | 395.0741
27.12. | 2 | 395.0741
27.12. | 3 | 395.0741
27.12. | 4 | 395.0741
27.12. | 5 | 395.0741
27.12. | 6 | 395.0741
27.12. | 7 | 395.0741
27.12. | 8 | 395.0741
27.12. | 9 | 395.0741
27.12. | 10 | 395.0741
27.12. | 11 | 395.0741
27.12. | 12 | 395.0741
27.12. | 13 | 395.0741
27.12. | 14 | 395.0741
27.12. | 15 | 395.0741
27.12. | 16 | 395.0741
27.12. | 17 | 395.0741
27.12. | 18 | 395.0741
27.12. | 19 | 395.0741
27.12. | 20 | 395.0741
27.12. | 21 | 395.0741
27.12. | 22 | 395.0741
27.12. | 23 | 395.0741
27.12. | 24 | 395.0741
28.12. | 1 | 395.0741
28.12. | 2 | 395.0741
28.12. | 3 | 395.0741
28.12. | 4 | 395.0741
28.12. | 5 | 395.0741
28.12. | 6 | 395.0741
28.12. | 7 | 395.0741
28.12. | 8 | 395.0741
28.12. | 9 | 395.0741
28.12. | 10 | 395.0741
28.12. | 11 | 395.0741
28.12. | 12 | 395.0741
28.12. | 13 | 395.0741
28.12. | 14 | 395.0741
28.12. | 15 | 395.0741
28.12. | 16 | 395.0741
28.12. | 17 | 395.0741
28.12. | 18 | 395.0741
28.12. | 19 | 395.0741
28.12. | 20 | 395.0741
28.12. | 21 | 395.0741
28.12. | 22 | 395.0741
28.12. | 23 | 395.0741
28.12. | 24 | 395.0741
29.12. | 1 | 395.0741
29.12. | 2 | 395.0741
29.12. | 3 | 395.0741
29.12. | 4 | 395.0741
29.12. | 5 | 395.0741
29.12. | 6 | 395.0741
29.12. | 7 | 395.0741
29.12. | 8 | 395.0741
29.12. | 9 | 395.0741
29.12. | 10 | 395.0741
29.12. | 11 | 395.0741
29.12. | 12 | 395.0741
29.12. | 13 | 395.0741
29.12. | 14 | 395.0741
29.12. | 15 | 395.0741
29.12. | 16 | 395.0741
29.12. | 17 | 395.0741
29.12. | 18 | 395.0741
29.12. | 19 | 395.0741
29.12. | 20 | 395.0741
29.12. | 21 | 395.0741
29.12. | 22 | 395.0741
29.12. | 23 | 395.0741
29.12. | 24 | 395.0741
30.12. | 1 | 395.0741
30.12. | 2 | 395.0741
30.12. | 3 | 395.0741
30.12. | 4 | 395.0741
30.12. | 5 | 395.0741
30.12. | 6 | 395.0741
30.12. | 7 | 395.0741
30.12. | 8 | 395.0741
30.12. | 9 | 395.0741
30.12. | 10 | 395.0741
30.12. | 11 | 395.0741
30.12. | 12 | 395.0741
30.12. | 13 | 395.0741
30.12. | 14 | 395.0741
30.12. | 15 | 395.0741
30.12. | 16 | 395.0741
30.12. | 17 | 395.0741
30.12. | 18 | 395.0741
30.12. | 19 | 395.0741
30.12. | 20 | 395.0741
30.12. | 21 | 395.0741
30.12. | 22 | 395.0741
30.12. | 23 | 395.0741
30.12. | 24 | 395.0741
31.12. | 1 | 395.0741
31.12. | 2 | 395.0741
31.12. | 3 | 395.0741
31.12. | 4 | 395.0741
31.12. | 5 | 395.0741
31.12. | 6 | 395.0741
31.12. | 7 | 395.0741
31.12. | 8 | 395.0741
31.12. | 9 | 395.0741
31.12. | 10 | 395.0741
31.12. | 11 | 395.0741
31.12. | 12 | 395.0741
31.12. | 13 | 395.0741
31.12. | 14 | 395.0741
31.12. | 15 | 395.0741
31.12. | 16 | 395.0741
31.12. | 17 | 395.0741
31.12. | 18 | 395.0741
31.12. | 19 | 395.0741
31.12. | 20 | 395.0741
31.12. | 21 | 395.0741
31.12. | 22 | 395.0741
31.12. | 23 | 395.0741
31.12. | 24 | 395.0741

## Exchanges
ENTSO-E Market Modelling Database: Exchanges with non-ENTSO-E countries
Country:
Market Node: | ITCS
Year:
Climate year |  |  | N.B. use convention first January always Monday (2007 calendar year) --> see guidelines for further details
Scenario
name of the non-ENTSOE country:
average import capacity from non-ENTSO-E country (MW) (optional):
average export capacity to non-ENTSO-E country (MW) (optional):
name of the non-ENTSOE country:
average import capacity from non-ENTSO-E country (MW) (optional):
average export capacity to non-ENTSO-E country (MW) (optional):
name of the non-ENTSOE country:
average import capacity from non-ENTSO-E country (MW) (optional):
average export capacity to non-ENTSO-E country (MW) (optional):
name of the non-ENTSOE country:
average import capacity from non-ENTSO-E country (MW) (optional):
average export capacity to non-ENTSO-E country (MW) (optional):
name of the non-ENTSOE country:
average import capacity from non-ENTSO-E country (MW) (optional):
average export capacity to non-ENTSO-E country (MW) (optional):
Date | Hour | Total exchanges with all non ENTSO-E countries (MW) (>0 for import)
01.01. | 1 | 0
01.01. | 2 | 0
01.01. | 3 | 0
01.01. | 4 | 0
01.01. | 5 | 0
01.01. | 6 | 0
01.01. | 7 | 0
01.01. | 8 | 0
01.01. | 9 | 0
01.01. | 10 | 0
01.01. | 11 | 0
01.01. | 12 | 0
01.01. | 13 | 0
01.01. | 14 | 0
01.01. | 15 | 0
01.01. | 16 | 0
01.01. | 17 | 0
01.01. | 18 | 0
01.01. | 19 | 0
01.01. | 20 | 0
01.01. | 21 | 0
01.01. | 22 | 0
01.01. | 23 | 0
01.01. | 24 | 0
02.01. | 1 | 0
02.01. | 2 | 0
02.01. | 3 | 0
02.01. | 4 | 0
02.01. | 5 | 0
02.01. | 6 | 0
02.01. | 7 | 0
02.01. | 8 | 0
02.01. | 9 | 0
02.01. | 10 | 0
02.01. | 11 | 0
02.01. | 12 | 0
02.01. | 13 | 0
02.01. | 14 | 0
02.01. | 15 | 0
02.01. | 16 | 0
02.01. | 17 | 0
02.01. | 18 | 0
02.01. | 19 | 0
02.01. | 20 | 0
02.01. | 21 | 0
02.01. | 22 | 0
02.01. | 23 | 0
02.01. | 24 | 0
03.01. | 1 | 0
03.01. | 2 | 0
03.01. | 3 | 0
03.01. | 4 | 0
03.01. | 5 | 0
03.01. | 6 | 0
03.01. | 7 | 0
03.01. | 8 | 0
03.01. | 9 | 0
03.01. | 10 | 0
03.01. | 11 | 0
03.01. | 12 | 0
03.01. | 13 | 0
03.01. | 14 | 0
03.01. | 15 | 0
03.01. | 16 | 0
03.01. | 17 | 0
03.01. | 18 | 0
03.01. | 19 | 0
03.01. | 20 | 0
03.01. | 21 | 0
03.01. | 22 | 0
03.01. | 23 | 0
03.01. | 24 | 0
04.01. | 1 | 0
04.01. | 2 | 0
04.01. | 3 | 0
04.01. | 4 | 0
04.01. | 5 | 0
04.01. | 6 | 0
04.01. | 7 | 0
04.01. | 8 | 0
04.01. | 9 | 0
04.01. | 10 | 0
04.01. | 11 | 0
04.01. | 12 | 0
04.01. | 13 | 0
04.01. | 14 | 0
04.01. | 15 | 0
04.01. | 16 | 0
04.01. | 17 | 0
04.01. | 18 | 0
04.01. | 19 | 0
04.01. | 20 | 0
04.01. | 21 | 0
04.01. | 22 | 0
04.01. | 23 | 0
04.01. | 24 | 0
05.01. | 1 | 0
05.01. | 2 | 0
05.01. | 3 | 0
05.01. | 4 | 0
05.01. | 5 | 0
05.01. | 6 | 0
05.01. | 7 | 0
05.01. | 8 | 0
05.01. | 9 | 0
05.01. | 10 | 0
05.01. | 11 | 0
05.01. | 12 | 0
05.01. | 13 | 0
05.01. | 14 | 0
05.01. | 15 | 0
05.01. | 16 | 0
05.01. | 17 | 0
05.01. | 18 | 0
05.01. | 19 | 0
05.01. | 20 | 0
05.01. | 21 | 0
05.01. | 22 | 0
05.01. | 23 | 0
05.01. | 24 | 0
06.01. | 1 | 0
06.01. | 2 | 0
06.01. | 3 | 0
06.01. | 4 | 0
06.01. | 5 | 0
06.01. | 6 | 0
06.01. | 7 | 0
06.01. | 8 | 0
06.01. | 9 | 0
06.01. | 10 | 0
06.01. | 11 | 0
06.01. | 12 | 0
06.01. | 13 | 0
06.01. | 14 | 0
06.01. | 15 | 0
06.01. | 16 | 0
06.01. | 17 | 0
06.01. | 18 | 0
06.01. | 19 | 0
06.01. | 20 | 0
06.01. | 21 | 0
06.01. | 22 | 0
06.01. | 23 | 0
06.01. | 24 | 0
07.01. | 1 | 0
07.01. | 2 | 0
07.01. | 3 | 0
07.01. | 4 | 0
07.01. | 5 | 0
07.01. | 6 | 0
07.01. | 7 | 0
07.01. | 8 | 0
07.01. | 9 | 0
07.01. | 10 | 0
07.01. | 11 | 0
07.01. | 12 | 0
07.01. | 13 | 0
07.01. | 14 | 0
07.01. | 15 | 0
07.01. | 16 | 0
07.01. | 17 | 0
07.01. | 18 | 0
07.01. | 19 | 0
07.01. | 20 | 0
07.01. | 21 | 0
07.01. | 22 | 0
07.01. | 23 | 0
07.01. | 24 | 0
08.01. | 1 | 0
08.01. | 2 | 0
08.01. | 3 | 0
08.01. | 4 | 0
08.01. | 5 | 0
08.01. | 6 | 0
08.01. | 7 | 0
08.01. | 8 | 0
08.01. | 9 | 0
08.01. | 10 | 0
08.01. | 11 | 0
08.01. | 12 | 0
08.01. | 13 | 0
08.01. | 14 | 0
08.01. | 15 | 0
08.01. | 16 | 0
08.01. | 17 | 0
08.01. | 18 | 0
08.01. | 19 | 0
08.01. | 20 | 0
08.01. | 21 | 0
08.01. | 22 | 0
08.01. | 23 | 0
08.01. | 24 | 0
09.01. | 1 | 0
09.01. | 2 | 0
09.01. | 3 | 0
09.01. | 4 | 0
09.01. | 5 | 0
09.01. | 6 | 0
09.01. | 7 | 0
09.01. | 8 | 0
09.01. | 9 | 0
09.01. | 10 | 0
09.01. | 11 | 0
09.01. | 12 | 0
09.01. | 13 | 0
09.01. | 14 | 0
09.01. | 15 | 0
09.01. | 16 | 0
09.01. | 17 | 0
09.01. | 18 | 0
09.01. | 19 | 0
09.01. | 20 | 0
09.01. | 21 | 0
09.01. | 22 | 0
09.01. | 23 | 0
09.01. | 24 | 0
10.01. | 1 | 0
10.01. | 2 | 0
10.01. | 3 | 0
10.01. | 4 | 0
10.01. | 5 | 0
10.01. | 6 | 0
10.01. | 7 | 0
10.01. | 8 | 0
10.01. | 9 | 0
10.01. | 10 | 0
10.01. | 11 | 0
10.01. | 12 | 0
10.01. | 13 | 0
10.01. | 14 | 0
10.01. | 15 | 0
10.01. | 16 | 0
10.01. | 17 | 0
10.01. | 18 | 0
10.01. | 19 | 0
10.01. | 20 | 0
10.01. | 21 | 0
10.01. | 22 | 0
10.01. | 23 | 0
10.01. | 24 | 0
11.01. | 1 | 0
11.01. | 2 | 0
11.01. | 3 | 0
11.01. | 4 | 0
11.01. | 5 | 0
11.01. | 6 | 0
11.01. | 7 | 0
11.01. | 8 | 0
11.01. | 9 | 0
11.01. | 10 | 0
11.01. | 11 | 0
11.01. | 12 | 0
11.01. | 13 | 0
11.01. | 14 | 0
11.01. | 15 | 0
11.01. | 16 | 0
11.01. | 17 | 0
11.01. | 18 | 0
11.01. | 19 | 0
11.01. | 20 | 0
11.01. | 21 | 0
11.01. | 22 | 0
11.01. | 23 | 0
11.01. | 24 | 0
12.01. | 1 | 0
12.01. | 2 | 0
12.01. | 3 | 0
12.01. | 4 | 0
12.01. | 5 | 0
12.01. | 6 | 0
12.01. | 7 | 0
12.01. | 8 | 0
12.01. | 9 | 0
12.01. | 10 | 0
12.01. | 11 | 0
12.01. | 12 | 0
12.01. | 13 | 0
12.01. | 14 | 0
12.01. | 15 | 0
12.01. | 16 | 0
12.01. | 17 | 0
12.01. | 18 | 0
12.01. | 19 | 0
12.01. | 20 | 0
12.01. | 21 | 0
12.01. | 22 | 0
12.01. | 23 | 0
12.01. | 24 | 0
13.01. | 1 | 0
13.01. | 2 | 0
13.01. | 3 | 0
13.01. | 4 | 0
13.01. | 5 | 0
13.01. | 6 | 0
13.01. | 7 | 0
13.01. | 8 | 0
13.01. | 9 | 0
13.01. | 10 | 0
13.01. | 11 | 0
13.01. | 12 | 0
13.01. | 13 | 0
13.01. | 14 | 0
13.01. | 15 | 0
13.01. | 16 | 0
13.01. | 17 | 0
13.01. | 18 | 0
13.01. | 19 | 0
13.01. | 20 | 0
13.01. | 21 | 0
13.01. | 22 | 0
13.01. | 23 | 0
13.01. | 24 | 0
14.01. | 1 | 0
14.01. | 2 | 0
14.01. | 3 | 0
14.01. | 4 | 0
14.01. | 5 | 0
14.01. | 6 | 0
14.01. | 7 | 0
14.01. | 8 | 0
14.01. | 9 | 0
14.01. | 10 | 0
14.01. | 11 | 0
14.01. | 12 | 0
14.01. | 13 | 0
14.01. | 14 | 0
14.01. | 15 | 0
14.01. | 16 | 0
14.01. | 17 | 0
14.01. | 18 | 0
14.01. | 19 | 0
14.01. | 20 | 0
14.01. | 21 | 0
14.01. | 22 | 0
14.01. | 23 | 0
14.01. | 24 | 0
15.01. | 1 | 0
15.01. | 2 | 0
15.01. | 3 | 0
15.01. | 4 | 0
15.01. | 5 | 0
15.01. | 6 | 0
15.01. | 7 | 0
15.01. | 8 | 0
15.01. | 9 | 0
15.01. | 10 | 0
15.01. | 11 | 0
15.01. | 12 | 0
15.01. | 13 | 0
15.01. | 14 | 0
15.01. | 15 | 0
15.01. | 16 | 0
15.01. | 17 | 0
15.01. | 18 | 0
15.01. | 19 | 0
15.01. | 20 | 0
15.01. | 21 | 0
15.01. | 22 | 0
15.01. | 23 | 0
15.01. | 24 | 0
16.01. | 1 | 0
16.01. | 2 | 0
16.01. | 3 | 0
16.01. | 4 | 0
16.01. | 5 | 0
16.01. | 6 | 0
16.01. | 7 | 0
16.01. | 8 | 0
16.01. | 9 | 0
16.01. | 10 | 0
16.01. | 11 | 0
16.01. | 12 | 0
16.01. | 13 | 0
16.01. | 14 | 0
16.01. | 15 | 0
16.01. | 16 | 0
16.01. | 17 | 0
16.01. | 18 | 0
16.01. | 19 | 0
16.01. | 20 | 0
16.01. | 21 | 0
16.01. | 22 | 0
16.01. | 23 | 0
16.01. | 24 | 0
17.01. | 1 | 0
17.01. | 2 | 0
17.01. | 3 | 0
17.01. | 4 | 0
17.01. | 5 | 0
17.01. | 6 | 0
17.01. | 7 | 0
17.01. | 8 | 0
17.01. | 9 | 0
17.01. | 10 | 0
17.01. | 11 | 0
17.01. | 12 | 0
17.01. | 13 | 0
17.01. | 14 | 0
17.01. | 15 | 0
17.01. | 16 | 0
17.01. | 17 | 0
17.01. | 18 | 0
17.01. | 19 | 0
17.01. | 20 | 0
17.01. | 21 | 0
17.01. | 22 | 0
17.01. | 23 | 0
17.01. | 24 | 0
18.01. | 1 | 0
18.01. | 2 | 0
18.01. | 3 | 0
18.01. | 4 | 0
18.01. | 5 | 0
18.01. | 6 | 0
18.01. | 7 | 0
18.01. | 8 | 0
18.01. | 9 | 0
18.01. | 10 | 0
18.01. | 11 | 0
18.01. | 12 | 0
18.01. | 13 | 0
18.01. | 14 | 0
18.01. | 15 | 0
18.01. | 16 | 0
18.01. | 17 | 0
18.01. | 18 | 0
18.01. | 19 | 0
18.01. | 20 | 0
18.01. | 21 | 0
18.01. | 22 | 0
18.01. | 23 | 0
18.01. | 24 | 0
19.01. | 1 | 0
19.01. | 2 | 0
19.01. | 3 | 0
19.01. | 4 | 0
19.01. | 5 | 0
19.01. | 6 | 0
19.01. | 7 | 0
19.01. | 8 | 0
19.01. | 9 | 0
19.01. | 10 | 0
19.01. | 11 | 0
19.01. | 12 | 0
19.01. | 13 | 0
19.01. | 14 | 0
19.01. | 15 | 0
19.01. | 16 | 0
19.01. | 17 | 0
19.01. | 18 | 0
19.01. | 19 | 0
19.01. | 20 | 0
19.01. | 21 | 0
19.01. | 22 | 0
19.01. | 23 | 0
19.01. | 24 | 0
20.01. | 1 | 0
20.01. | 2 | 0
20.01. | 3 | 0
20.01. | 4 | 0
20.01. | 5 | 0
20.01. | 6 | 0
20.01. | 7 | 0
20.01. | 8 | 0
20.01. | 9 | 0
20.01. | 10 | 0
20.01. | 11 | 0
20.01. | 12 | 0
20.01. | 13 | 0
20.01. | 14 | 0
20.01. | 15 | 0
20.01. | 16 | 0
20.01. | 17 | 0
20.01. | 18 | 0
20.01. | 19 | 0
20.01. | 20 | 0
20.01. | 21 | 0
20.01. | 22 | 0
20.01. | 23 | 0
20.01. | 24 | 0
21.01. | 1 | 0
21.01. | 2 | 0
21.01. | 3 | 0
21.01. | 4 | 0
21.01. | 5 | 0
21.01. | 6 | 0
21.01. | 7 | 0
21.01. | 8 | 0
21.01. | 9 | 0
21.01. | 10 | 0
21.01. | 11 | 0
21.01. | 12 | 0
21.01. | 13 | 0
21.01. | 14 | 0
21.01. | 15 | 0
21.01. | 16 | 0
21.01. | 17 | 0
21.01. | 18 | 0
21.01. | 19 | 0
21.01. | 20 | 0
21.01. | 21 | 0
21.01. | 22 | 0
21.01. | 23 | 0
21.01. | 24 | 0
22.01. | 1 | 0
22.01. | 2 | 0
22.01. | 3 | 0
22.01. | 4 | 0
22.01. | 5 | 0
22.01. | 6 | 0
22.01. | 7 | 0
22.01. | 8 | 0
22.01. | 9 | 0
22.01. | 10 | 0
22.01. | 11 | 0
22.01. | 12 | 0
22.01. | 13 | 0
22.01. | 14 | 0
22.01. | 15 | 0
22.01. | 16 | 0
22.01. | 17 | 0
22.01. | 18 | 0
22.01. | 19 | 0
22.01. | 20 | 0
22.01. | 21 | 0
22.01. | 22 | 0
22.01. | 23 | 0
22.01. | 24 | 0
23.01. | 1 | 0
23.01. | 2 | 0
23.01. | 3 | 0
23.01. | 4 | 0
23.01. | 5 | 0
23.01. | 6 | 0
23.01. | 7 | 0
23.01. | 8 | 0
23.01. | 9 | 0
23.01. | 10 | 0
23.01. | 11 | 0
23.01. | 12 | 0
23.01. | 13 | 0
23.01. | 14 | 0
23.01. | 15 | 0
23.01. | 16 | 0
23.01. | 17 | 0
23.01. | 18 | 0
23.01. | 19 | 0
23.01. | 20 | 0
23.01. | 21 | 0
23.01. | 22 | 0
23.01. | 23 | 0
23.01. | 24 | 0
24.01. | 1 | 0
24.01. | 2 | 0
24.01. | 3 | 0
24.01. | 4 | 0
24.01. | 5 | 0
24.01. | 6 | 0
24.01. | 7 | 0
24.01. | 8 | 0
24.01. | 9 | 0
24.01. | 10 | 0
24.01. | 11 | 0
24.01. | 12 | 0
24.01. | 13 | 0
24.01. | 14 | 0
24.01. | 15 | 0
24.01. | 16 | 0
24.01. | 17 | 0
24.01. | 18 | 0
24.01. | 19 | 0
24.01. | 20 | 0
24.01. | 21 | 0
24.01. | 22 | 0
24.01. | 23 | 0
24.01. | 24 | 0
25.01. | 1 | 0
25.01. | 2 | 0
25.01. | 3 | 0
25.01. | 4 | 0
25.01. | 5 | 0
25.01. | 6 | 0
25.01. | 7 | 0
25.01. | 8 | 0
25.01. | 9 | 0
25.01. | 10 | 0
25.01. | 11 | 0
25.01. | 12 | 0
25.01. | 13 | 0
25.01. | 14 | 0
25.01. | 15 | 0
25.01. | 16 | 0
25.01. | 17 | 0
25.01. | 18 | 0
25.01. | 19 | 0
25.01. | 20 | 0
25.01. | 21 | 0
25.01. | 22 | 0
25.01. | 23 | 0
25.01. | 24 | 0
26.01. | 1 | 0
26.01. | 2 | 0
26.01. | 3 | 0
26.01. | 4 | 0
26.01. | 5 | 0
26.01. | 6 | 0
26.01. | 7 | 0
26.01. | 8 | 0
26.01. | 9 | 0
26.01. | 10 | 0
26.01. | 11 | 0
26.01. | 12 | 0
26.01. | 13 | 0
26.01. | 14 | 0
26.01. | 15 | 0
26.01. | 16 | 0
26.01. | 17 | 0
26.01. | 18 | 0
26.01. | 19 | 0
26.01. | 20 | 0
26.01. | 21 | 0
26.01. | 22 | 0
26.01. | 23 | 0
26.01. | 24 | 0
27.01. | 1 | 0
27.01. | 2 | 0
27.01. | 3 | 0
27.01. | 4 | 0
27.01. | 5 | 0
27.01. | 6 | 0
27.01. | 7 | 0
27.01. | 8 | 0
27.01. | 9 | 0
27.01. | 10 | 0
27.01. | 11 | 0
27.01. | 12 | 0
27.01. | 13 | 0
27.01. | 14 | 0
27.01. | 15 | 0
27.01. | 16 | 0
27.01. | 17 | 0
27.01. | 18 | 0
27.01. | 19 | 0
27.01. | 20 | 0
27.01. | 21 | 0
27.01. | 22 | 0
27.01. | 23 | 0
27.01. | 24 | 0
28.01. | 1 | 0
28.01. | 2 | 0
28.01. | 3 | 0
28.01. | 4 | 0
28.01. | 5 | 0
28.01. | 6 | 0
28.01. | 7 | 0
28.01. | 8 | 0
28.01. | 9 | 0
28.01. | 10 | 0
28.01. | 11 | 0
28.01. | 12 | 0
28.01. | 13 | 0
28.01. | 14 | 0
28.01. | 15 | 0
28.01. | 16 | 0
28.01. | 17 | 0
28.01. | 18 | 0
28.01. | 19 | 0
28.01. | 20 | 0
28.01. | 21 | 0
28.01. | 22 | 0
28.01. | 23 | 0
28.01. | 24 | 0
29.01. | 1 | 0
29.01. | 2 | 0
29.01. | 3 | 0
29.01. | 4 | 0
29.01. | 5 | 0
29.01. | 6 | 0
29.01. | 7 | 0
29.01. | 8 | 0
29.01. | 9 | 0
29.01. | 10 | 0
29.01. | 11 | 0
29.01. | 12 | 0
29.01. | 13 | 0
29.01. | 14 | 0
29.01. | 15 | 0
29.01. | 16 | 0
29.01. | 17 | 0
29.01. | 18 | 0
29.01. | 19 | 0
29.01. | 20 | 0
29.01. | 21 | 0
29.01. | 22 | 0
29.01. | 23 | 0
29.01. | 24 | 0
30.01. | 1 | 0
30.01. | 2 | 0
30.01. | 3 | 0
30.01. | 4 | 0
30.01. | 5 | 0
30.01. | 6 | 0
30.01. | 7 | 0
30.01. | 8 | 0
30.01. | 9 | 0
30.01. | 10 | 0
30.01. | 11 | 0
30.01. | 12 | 0
30.01. | 13 | 0
30.01. | 14 | 0
30.01. | 15 | 0
30.01. | 16 | 0
30.01. | 17 | 0
30.01. | 18 | 0
30.01. | 19 | 0
30.01. | 20 | 0
30.01. | 21 | 0
30.01. | 22 | 0
30.01. | 23 | 0
30.01. | 24 | 0
31.01. | 1 | 0
31.01. | 2 | 0
31.01. | 3 | 0
31.01. | 4 | 0
31.01. | 5 | 0
31.01. | 6 | 0
31.01. | 7 | 0
31.01. | 8 | 0
31.01. | 9 | 0
31.01. | 10 | 0
31.01. | 11 | 0
31.01. | 12 | 0
31.01. | 13 | 0
31.01. | 14 | 0
31.01. | 15 | 0
31.01. | 16 | 0
31.01. | 17 | 0
31.01. | 18 | 0
31.01. | 19 | 0
31.01. | 20 | 0
31.01. | 21 | 0
31.01. | 22 | 0
31.01. | 23 | 0
31.01. | 24 | 0
01.02. | 1 | 0
01.02. | 2 | 0
01.02. | 3 | 0
01.02. | 4 | 0
01.02. | 5 | 0
01.02. | 6 | 0
01.02. | 7 | 0
01.02. | 8 | 0
01.02. | 9 | 0
01.02. | 10 | 0
01.02. | 11 | 0
01.02. | 12 | 0
01.02. | 13 | 0
01.02. | 14 | 0
01.02. | 15 | 0
01.02. | 16 | 0
01.02. | 17 | 0
01.02. | 18 | 0
01.02. | 19 | 0
01.02. | 20 | 0
01.02. | 21 | 0
01.02. | 22 | 0
01.02. | 23 | 0
01.02. | 24 | 0
02.02. | 1 | 0
02.02. | 2 | 0
02.02. | 3 | 0
02.02. | 4 | 0
02.02. | 5 | 0
02.02. | 6 | 0
02.02. | 7 | 0
02.02. | 8 | 0
02.02. | 9 | 0
02.02. | 10 | 0
02.02. | 11 | 0
02.02. | 12 | 0
02.02. | 13 | 0
02.02. | 14 | 0
02.02. | 15 | 0
02.02. | 16 | 0
02.02. | 17 | 0
02.02. | 18 | 0
02.02. | 19 | 0
02.02. | 20 | 0
02.02. | 21 | 0
02.02. | 22 | 0
02.02. | 23 | 0
02.02. | 24 | 0
03.02. | 1 | 0
03.02. | 2 | 0
03.02. | 3 | 0
03.02. | 4 | 0
03.02. | 5 | 0
03.02. | 6 | 0
03.02. | 7 | 0
03.02. | 8 | 0
03.02. | 9 | 0
03.02. | 10 | 0
03.02. | 11 | 0
03.02. | 12 | 0
03.02. | 13 | 0
03.02. | 14 | 0
03.02. | 15 | 0
03.02. | 16 | 0
03.02. | 17 | 0
03.02. | 18 | 0
03.02. | 19 | 0
03.02. | 20 | 0
03.02. | 21 | 0
03.02. | 22 | 0
03.02. | 23 | 0
03.02. | 24 | 0
04.02. | 1 | 0
04.02. | 2 | 0
04.02. | 3 | 0
04.02. | 4 | 0
04.02. | 5 | 0
04.02. | 6 | 0
04.02. | 7 | 0
04.02. | 8 | 0
04.02. | 9 | 0
04.02. | 10 | 0
04.02. | 11 | 0
04.02. | 12 | 0
04.02. | 13 | 0
04.02. | 14 | 0
04.02. | 15 | 0
04.02. | 16 | 0
04.02. | 17 | 0
04.02. | 18 | 0
04.02. | 19 | 0
04.02. | 20 | 0
04.02. | 21 | 0
04.02. | 22 | 0
04.02. | 23 | 0
04.02. | 24 | 0
05.02. | 1 | 0
05.02. | 2 | 0
05.02. | 3 | 0
05.02. | 4 | 0
05.02. | 5 | 0
05.02. | 6 | 0
05.02. | 7 | 0
05.02. | 8 | 0
05.02. | 9 | 0
05.02. | 10 | 0
05.02. | 11 | 0
05.02. | 12 | 0
05.02. | 13 | 0
05.02. | 14 | 0
05.02. | 15 | 0
05.02. | 16 | 0
05.02. | 17 | 0
05.02. | 18 | 0
05.02. | 19 | 0
05.02. | 20 | 0
05.02. | 21 | 0
05.02. | 22 | 0
05.02. | 23 | 0
05.02. | 24 | 0
06.02. | 1 | 0
06.02. | 2 | 0
06.02. | 3 | 0
06.02. | 4 | 0
06.02. | 5 | 0
06.02. | 6 | 0
06.02. | 7 | 0
06.02. | 8 | 0
06.02. | 9 | 0
06.02. | 10 | 0
06.02. | 11 | 0
06.02. | 12 | 0
06.02. | 13 | 0
06.02. | 14 | 0
06.02. | 15 | 0
06.02. | 16 | 0
06.02. | 17 | 0
06.02. | 18 | 0
06.02. | 19 | 0
06.02. | 20 | 0
06.02. | 21 | 0
06.02. | 22 | 0
06.02. | 23 | 0
06.02. | 24 | 0
07.02. | 1 | 0
07.02. | 2 | 0
07.02. | 3 | 0
07.02. | 4 | 0
07.02. | 5 | 0
07.02. | 6 | 0
07.02. | 7 | 0
07.02. | 8 | 0
07.02. | 9 | 0
07.02. | 10 | 0
07.02. | 11 | 0
07.02. | 12 | 0
07.02. | 13 | 0
07.02. | 14 | 0
07.02. | 15 | 0
07.02. | 16 | 0
07.02. | 17 | 0
07.02. | 18 | 0
07.02. | 19 | 0
07.02. | 20 | 0
07.02. | 21 | 0
07.02. | 22 | 0
07.02. | 23 | 0
07.02. | 24 | 0
08.02. | 1 | 0
08.02. | 2 | 0
08.02. | 3 | 0
08.02. | 4 | 0
08.02. | 5 | 0
08.02. | 6 | 0
08.02. | 7 | 0
08.02. | 8 | 0
08.02. | 9 | 0
08.02. | 10 | 0
08.02. | 11 | 0
08.02. | 12 | 0
08.02. | 13 | 0
08.02. | 14 | 0
08.02. | 15 | 0
08.02. | 16 | 0
08.02. | 17 | 0
08.02. | 18 | 0
08.02. | 19 | 0
08.02. | 20 | 0
08.02. | 21 | 0
08.02. | 22 | 0
08.02. | 23 | 0
08.02. | 24 | 0
09.02. | 1 | 0
09.02. | 2 | 0
09.02. | 3 | 0
09.02. | 4 | 0
09.02. | 5 | 0
09.02. | 6 | 0
09.02. | 7 | 0
09.02. | 8 | 0
09.02. | 9 | 0
09.02. | 10 | 0
09.02. | 11 | 0
09.02. | 12 | 0
09.02. | 13 | 0
09.02. | 14 | 0
09.02. | 15 | 0
09.02. | 16 | 0
09.02. | 17 | 0
09.02. | 18 | 0
09.02. | 19 | 0
09.02. | 20 | 0
09.02. | 21 | 0
09.02. | 22 | 0
09.02. | 23 | 0
09.02. | 24 | 0
10.02. | 1 | 0
10.02. | 2 | 0
10.02. | 3 | 0
10.02. | 4 | 0
10.02. | 5 | 0
10.02. | 6 | 0
10.02. | 7 | 0
10.02. | 8 | 0
10.02. | 9 | 0
10.02. | 10 | 0
10.02. | 11 | 0
10.02. | 12 | 0
10.02. | 13 | 0
10.02. | 14 | 0
10.02. | 15 | 0
10.02. | 16 | 0
10.02. | 17 | 0
10.02. | 18 | 0
10.02. | 19 | 0
10.02. | 20 | 0
10.02. | 21 | 0
10.02. | 22 | 0
10.02. | 23 | 0
10.02. | 24 | 0
11.02. | 1 | 0
11.02. | 2 | 0
11.02. | 3 | 0
11.02. | 4 | 0
11.02. | 5 | 0
11.02. | 6 | 0
11.02. | 7 | 0
11.02. | 8 | 0
11.02. | 9 | 0
11.02. | 10 | 0
11.02. | 11 | 0
11.02. | 12 | 0
11.02. | 13 | 0
11.02. | 14 | 0
11.02. | 15 | 0
11.02. | 16 | 0
11.02. | 17 | 0
11.02. | 18 | 0
11.02. | 19 | 0
11.02. | 20 | 0
11.02. | 21 | 0
11.02. | 22 | 0
11.02. | 23 | 0
11.02. | 24 | 0
12.02. | 1 | 0
12.02. | 2 | 0
12.02. | 3 | 0
12.02. | 4 | 0
12.02. | 5 | 0
12.02. | 6 | 0
12.02. | 7 | 0
12.02. | 8 | 0
12.02. | 9 | 0
12.02. | 10 | 0
12.02. | 11 | 0
12.02. | 12 | 0
12.02. | 13 | 0
12.02. | 14 | 0
12.02. | 15 | 0
12.02. | 16 | 0
12.02. | 17 | 0
12.02. | 18 | 0
12.02. | 19 | 0
12.02. | 20 | 0
12.02. | 21 | 0
12.02. | 22 | 0
12.02. | 23 | 0
12.02. | 24 | 0
13.02. | 1 | 0
13.02. | 2 | 0
13.02. | 3 | 0
13.02. | 4 | 0
13.02. | 5 | 0
13.02. | 6 | 0
13.02. | 7 | 0
13.02. | 8 | 0
13.02. | 9 | 0
13.02. | 10 | 0
13.02. | 11 | 0
13.02. | 12 | 0
13.02. | 13 | 0
13.02. | 14 | 0
13.02. | 15 | 0
13.02. | 16 | 0
13.02. | 17 | 0
13.02. | 18 | 0
13.02. | 19 | 0
13.02. | 20 | 0
13.02. | 21 | 0
13.02. | 22 | 0
13.02. | 23 | 0
13.02. | 24 | 0
14.02. | 1 | 0
14.02. | 2 | 0
14.02. | 3 | 0
14.02. | 4 | 0
14.02. | 5 | 0
14.02. | 6 | 0
14.02. | 7 | 0
14.02. | 8 | 0
14.02. | 9 | 0
14.02. | 10 | 0
14.02. | 11 | 0
14.02. | 12 | 0
14.02. | 13 | 0
14.02. | 14 | 0
14.02. | 15 | 0
14.02. | 16 | 0
14.02. | 17 | 0
14.02. | 18 | 0
14.02. | 19 | 0
14.02. | 20 | 0
14.02. | 21 | 0
14.02. | 22 | 0
14.02. | 23 | 0
14.02. | 24 | 0
15.02. | 1 | 0
15.02. | 2 | 0
15.02. | 3 | 0
15.02. | 4 | 0
15.02. | 5 | 0
15.02. | 6 | 0
15.02. | 7 | 0
15.02. | 8 | 0
15.02. | 9 | 0
15.02. | 10 | 0
15.02. | 11 | 0
15.02. | 12 | 0
15.02. | 13 | 0
15.02. | 14 | 0
15.02. | 15 | 0
15.02. | 16 | 0
15.02. | 17 | 0
15.02. | 18 | 0
15.02. | 19 | 0
15.02. | 20 | 0
15.02. | 21 | 0
15.02. | 22 | 0
15.02. | 23 | 0
15.02. | 24 | 0
16.02. | 1 | 0
16.02. | 2 | 0
16.02. | 3 | 0
16.02. | 4 | 0
16.02. | 5 | 0
16.02. | 6 | 0
16.02. | 7 | 0
16.02. | 8 | 0
16.02. | 9 | 0
16.02. | 10 | 0
16.02. | 11 | 0
16.02. | 12 | 0
16.02. | 13 | 0
16.02. | 14 | 0
16.02. | 15 | 0
16.02. | 16 | 0
16.02. | 17 | 0
16.02. | 18 | 0
16.02. | 19 | 0
16.02. | 20 | 0
16.02. | 21 | 0
16.02. | 22 | 0
16.02. | 23 | 0
16.02. | 24 | 0
17.02. | 1 | 0
17.02. | 2 | 0
17.02. | 3 | 0
17.02. | 4 | 0
17.02. | 5 | 0
17.02. | 6 | 0
17.02. | 7 | 0
17.02. | 8 | 0
17.02. | 9 | 0
17.02. | 10 | 0
17.02. | 11 | 0
17.02. | 12 | 0
17.02. | 13 | 0
17.02. | 14 | 0
17.02. | 15 | 0
17.02. | 16 | 0
17.02. | 17 | 0
17.02. | 18 | 0
17.02. | 19 | 0
17.02. | 20 | 0
17.02. | 21 | 0
17.02. | 22 | 0
17.02. | 23 | 0
17.02. | 24 | 0
18.02. | 1 | 0
18.02. | 2 | 0
18.02. | 3 | 0
18.02. | 4 | 0
18.02. | 5 | 0
18.02. | 6 | 0
18.02. | 7 | 0
18.02. | 8 | 0
18.02. | 9 | 0
18.02. | 10 | 0
18.02. | 11 | 0
18.02. | 12 | 0
18.02. | 13 | 0
18.02. | 14 | 0
18.02. | 15 | 0
18.02. | 16 | 0
18.02. | 17 | 0
18.02. | 18 | 0
18.02. | 19 | 0
18.02. | 20 | 0
18.02. | 21 | 0
18.02. | 22 | 0
18.02. | 23 | 0
18.02. | 24 | 0
19.02. | 1 | 0
19.02. | 2 | 0
19.02. | 3 | 0
19.02. | 4 | 0
19.02. | 5 | 0
19.02. | 6 | 0
19.02. | 7 | 0
19.02. | 8 | 0
19.02. | 9 | 0
19.02. | 10 | 0
19.02. | 11 | 0
19.02. | 12 | 0
19.02. | 13 | 0
19.02. | 14 | 0
19.02. | 15 | 0
19.02. | 16 | 0
19.02. | 17 | 0
19.02. | 18 | 0
19.02. | 19 | 0
19.02. | 20 | 0
19.02. | 21 | 0
19.02. | 22 | 0
19.02. | 23 | 0
19.02. | 24 | 0
20.02. | 1 | 0
20.02. | 2 | 0
20.02. | 3 | 0
20.02. | 4 | 0
20.02. | 5 | 0
20.02. | 6 | 0
20.02. | 7 | 0
20.02. | 8 | 0
20.02. | 9 | 0
20.02. | 10 | 0
20.02. | 11 | 0
20.02. | 12 | 0
20.02. | 13 | 0
20.02. | 14 | 0
20.02. | 15 | 0
20.02. | 16 | 0
20.02. | 17 | 0
20.02. | 18 | 0
20.02. | 19 | 0
20.02. | 20 | 0
20.02. | 21 | 0
20.02. | 22 | 0
20.02. | 23 | 0
20.02. | 24 | 0
21.02. | 1 | 0
21.02. | 2 | 0
21.02. | 3 | 0
21.02. | 4 | 0
21.02. | 5 | 0
21.02. | 6 | 0
21.02. | 7 | 0
21.02. | 8 | 0
21.02. | 9 | 0
21.02. | 10 | 0
21.02. | 11 | 0
21.02. | 12 | 0
21.02. | 13 | 0
21.02. | 14 | 0
21.02. | 15 | 0
21.02. | 16 | 0
21.02. | 17 | 0
21.02. | 18 | 0
21.02. | 19 | 0
21.02. | 20 | 0
21.02. | 21 | 0
21.02. | 22 | 0
21.02. | 23 | 0
21.02. | 24 | 0
22.02. | 1 | 0
22.02. | 2 | 0
22.02. | 3 | 0
22.02. | 4 | 0
22.02. | 5 | 0
22.02. | 6 | 0
22.02. | 7 | 0
22.02. | 8 | 0
22.02. | 9 | 0
22.02. | 10 | 0
22.02. | 11 | 0
22.02. | 12 | 0
22.02. | 13 | 0
22.02. | 14 | 0
22.02. | 15 | 0
22.02. | 16 | 0
22.02. | 17 | 0
22.02. | 18 | 0
22.02. | 19 | 0
22.02. | 20 | 0
22.02. | 21 | 0
22.02. | 22 | 0
22.02. | 23 | 0
22.02. | 24 | 0
23.02. | 1 | 0
23.02. | 2 | 0
23.02. | 3 | 0
23.02. | 4 | 0
23.02. | 5 | 0
23.02. | 6 | 0
23.02. | 7 | 0
23.02. | 8 | 0
23.02. | 9 | 0
23.02. | 10 | 0
23.02. | 11 | 0
23.02. | 12 | 0
23.02. | 13 | 0
23.02. | 14 | 0
23.02. | 15 | 0
23.02. | 16 | 0
23.02. | 17 | 0
23.02. | 18 | 0
23.02. | 19 | 0
23.02. | 20 | 0
23.02. | 21 | 0
23.02. | 22 | 0
23.02. | 23 | 0
23.02. | 24 | 0
24.02. | 1 | 0
24.02. | 2 | 0
24.02. | 3 | 0
24.02. | 4 | 0
24.02. | 5 | 0
24.02. | 6 | 0
24.02. | 7 | 0
24.02. | 8 | 0
24.02. | 9 | 0
24.02. | 10 | 0
24.02. | 11 | 0
24.02. | 12 | 0
24.02. | 13 | 0
24.02. | 14 | 0
24.02. | 15 | 0
24.02. | 16 | 0
24.02. | 17 | 0
24.02. | 18 | 0
24.02. | 19 | 0
24.02. | 20 | 0
24.02. | 21 | 0
24.02. | 22 | 0
24.02. | 23 | 0
24.02. | 24 | 0
25.02. | 1 | 0
25.02. | 2 | 0
25.02. | 3 | 0
25.02. | 4 | 0
25.02. | 5 | 0
25.02. | 6 | 0
25.02. | 7 | 0
25.02. | 8 | 0
25.02. | 9 | 0
25.02. | 10 | 0
25.02. | 11 | 0
25.02. | 12 | 0
25.02. | 13 | 0
25.02. | 14 | 0
25.02. | 15 | 0
25.02. | 16 | 0
25.02. | 17 | 0
25.02. | 18 | 0
25.02. | 19 | 0
25.02. | 20 | 0
25.02. | 21 | 0
25.02. | 22 | 0
25.02. | 23 | 0
25.02. | 24 | 0
26.02. | 1 | 0
26.02. | 2 | 0
26.02. | 3 | 0
26.02. | 4 | 0
26.02. | 5 | 0
26.02. | 6 | 0
26.02. | 7 | 0
26.02. | 8 | 0
26.02. | 9 | 0
26.02. | 10 | 0
26.02. | 11 | 0
26.02. | 12 | 0
26.02. | 13 | 0
26.02. | 14 | 0
26.02. | 15 | 0
26.02. | 16 | 0
26.02. | 17 | 0
26.02. | 18 | 0
26.02. | 19 | 0
26.02. | 20 | 0
26.02. | 21 | 0
26.02. | 22 | 0
26.02. | 23 | 0
26.02. | 24 | 0
27.02. | 1 | 0
27.02. | 2 | 0
27.02. | 3 | 0
27.02. | 4 | 0
27.02. | 5 | 0
27.02. | 6 | 0
27.02. | 7 | 0
27.02. | 8 | 0
27.02. | 9 | 0
27.02. | 10 | 0
27.02. | 11 | 0
27.02. | 12 | 0
27.02. | 13 | 0
27.02. | 14 | 0
27.02. | 15 | 0
27.02. | 16 | 0
27.02. | 17 | 0
27.02. | 18 | 0
27.02. | 19 | 0
27.02. | 20 | 0
27.02. | 21 | 0
27.02. | 22 | 0
27.02. | 23 | 0
27.02. | 24 | 0
28.02. | 1 | 0
28.02. | 2 | 0
28.02. | 3 | 0
28.02. | 4 | 0
28.02. | 5 | 0
28.02. | 6 | 0
28.02. | 7 | 0
28.02. | 8 | 0
28.02. | 9 | 0
28.02. | 10 | 0
28.02. | 11 | 0
28.02. | 12 | 0
28.02. | 13 | 0
28.02. | 14 | 0
28.02. | 15 | 0
28.02. | 16 | 0
28.02. | 17 | 0
28.02. | 18 | 0
28.02. | 19 | 0
28.02. | 20 | 0
28.02. | 21 | 0
28.02. | 22 | 0
28.02. | 23 | 0
28.02. | 24 | 0
01.03. | 1 | 0
01.03. | 2 | 0
01.03. | 3 | 0
01.03. | 4 | 0
01.03. | 5 | 0
01.03. | 6 | 0
01.03. | 7 | 0
01.03. | 8 | 0
01.03. | 9 | 0
01.03. | 10 | 0
01.03. | 11 | 0
01.03. | 12 | 0
01.03. | 13 | 0
01.03. | 14 | 0
01.03. | 15 | 0
01.03. | 16 | 0
01.03. | 17 | 0
01.03. | 18 | 0
01.03. | 19 | 0
01.03. | 20 | 0
01.03. | 21 | 0
01.03. | 22 | 0
01.03. | 23 | 0
01.03. | 24 | 0
02.03. | 1 | 0
02.03. | 2 | 0
02.03. | 3 | 0
02.03. | 4 | 0
02.03. | 5 | 0
02.03. | 6 | 0
02.03. | 7 | 0
02.03. | 8 | 0
02.03. | 9 | 0
02.03. | 10 | 0
02.03. | 11 | 0
02.03. | 12 | 0
02.03. | 13 | 0
02.03. | 14 | 0
02.03. | 15 | 0
02.03. | 16 | 0
02.03. | 17 | 0
02.03. | 18 | 0
02.03. | 19 | 0
02.03. | 20 | 0
02.03. | 21 | 0
02.03. | 22 | 0
02.03. | 23 | 0
02.03. | 24 | 0
03.03. | 1 | 0
03.03. | 2 | 0
03.03. | 3 | 0
03.03. | 4 | 0
03.03. | 5 | 0
03.03. | 6 | 0
03.03. | 7 | 0
03.03. | 8 | 0
03.03. | 9 | 0
03.03. | 10 | 0
03.03. | 11 | 0
03.03. | 12 | 0
03.03. | 13 | 0
03.03. | 14 | 0
03.03. | 15 | 0
03.03. | 16 | 0
03.03. | 17 | 0
03.03. | 18 | 0
03.03. | 19 | 0
03.03. | 20 | 0
03.03. | 21 | 0
03.03. | 22 | 0
03.03. | 23 | 0
03.03. | 24 | 0
04.03. | 1 | 0
04.03. | 2 | 0
04.03. | 3 | 0
04.03. | 4 | 0
04.03. | 5 | 0
04.03. | 6 | 0
04.03. | 7 | 0
04.03. | 8 | 0
04.03. | 9 | 0
04.03. | 10 | 0
04.03. | 11 | 0
04.03. | 12 | 0
04.03. | 13 | 0
04.03. | 14 | 0
04.03. | 15 | 0
04.03. | 16 | 0
04.03. | 17 | 0
04.03. | 18 | 0
04.03. | 19 | 0
04.03. | 20 | 0
04.03. | 21 | 0
04.03. | 22 | 0
04.03. | 23 | 0
04.03. | 24 | 0
05.03. | 1 | 0
05.03. | 2 | 0
05.03. | 3 | 0
05.03. | 4 | 0
05.03. | 5 | 0
05.03. | 6 | 0
05.03. | 7 | 0
05.03. | 8 | 0
05.03. | 9 | 0
05.03. | 10 | 0
05.03. | 11 | 0
05.03. | 12 | 0
05.03. | 13 | 0
05.03. | 14 | 0
05.03. | 15 | 0
05.03. | 16 | 0
05.03. | 17 | 0
05.03. | 18 | 0
05.03. | 19 | 0
05.03. | 20 | 0
05.03. | 21 | 0
05.03. | 22 | 0
05.03. | 23 | 0
05.03. | 24 | 0
06.03. | 1 | 0
06.03. | 2 | 0
06.03. | 3 | 0
06.03. | 4 | 0
06.03. | 5 | 0
06.03. | 6 | 0
06.03. | 7 | 0
06.03. | 8 | 0
06.03. | 9 | 0
06.03. | 10 | 0
06.03. | 11 | 0
06.03. | 12 | 0
06.03. | 13 | 0
06.03. | 14 | 0
06.03. | 15 | 0
06.03. | 16 | 0
06.03. | 17 | 0
06.03. | 18 | 0
06.03. | 19 | 0
06.03. | 20 | 0
06.03. | 21 | 0
06.03. | 22 | 0
06.03. | 23 | 0
06.03. | 24 | 0
07.03. | 1 | 0
07.03. | 2 | 0
07.03. | 3 | 0
07.03. | 4 | 0
07.03. | 5 | 0
07.03. | 6 | 0
07.03. | 7 | 0
07.03. | 8 | 0
07.03. | 9 | 0
07.03. | 10 | 0
07.03. | 11 | 0
07.03. | 12 | 0
07.03. | 13 | 0
07.03. | 14 | 0
07.03. | 15 | 0
07.03. | 16 | 0
07.03. | 17 | 0
07.03. | 18 | 0
07.03. | 19 | 0
07.03. | 20 | 0
07.03. | 21 | 0
07.03. | 22 | 0
07.03. | 23 | 0
07.03. | 24 | 0
08.03. | 1 | 0
08.03. | 2 | 0
08.03. | 3 | 0
08.03. | 4 | 0
08.03. | 5 | 0
08.03. | 6 | 0
08.03. | 7 | 0
08.03. | 8 | 0
08.03. | 9 | 0
08.03. | 10 | 0
08.03. | 11 | 0
08.03. | 12 | 0
08.03. | 13 | 0
08.03. | 14 | 0
08.03. | 15 | 0
08.03. | 16 | 0
08.03. | 17 | 0
08.03. | 18 | 0
08.03. | 19 | 0
08.03. | 20 | 0
08.03. | 21 | 0
08.03. | 22 | 0
08.03. | 23 | 0
08.03. | 24 | 0
09.03. | 1 | 0
09.03. | 2 | 0
09.03. | 3 | 0
09.03. | 4 | 0
09.03. | 5 | 0
09.03. | 6 | 0
09.03. | 7 | 0
09.03. | 8 | 0
09.03. | 9 | 0
09.03. | 10 | 0
09.03. | 11 | 0
09.03. | 12 | 0
09.03. | 13 | 0
09.03. | 14 | 0
09.03. | 15 | 0
09.03. | 16 | 0
09.03. | 17 | 0
09.03. | 18 | 0
09.03. | 19 | 0
09.03. | 20 | 0
09.03. | 21 | 0
09.03. | 22 | 0
09.03. | 23 | 0
09.03. | 24 | 0
10.03. | 1 | 0
10.03. | 2 | 0
10.03. | 3 | 0
10.03. | 4 | 0
10.03. | 5 | 0
10.03. | 6 | 0
10.03. | 7 | 0
10.03. | 8 | 0
10.03. | 9 | 0
10.03. | 10 | 0
10.03. | 11 | 0
10.03. | 12 | 0
10.03. | 13 | 0
10.03. | 14 | 0
10.03. | 15 | 0
10.03. | 16 | 0
10.03. | 17 | 0
10.03. | 18 | 0
10.03. | 19 | 0
10.03. | 20 | 0
10.03. | 21 | 0
10.03. | 22 | 0
10.03. | 23 | 0
10.03. | 24 | 0
11.03. | 1 | 0
11.03. | 2 | 0
11.03. | 3 | 0
11.03. | 4 | 0
11.03. | 5 | 0
11.03. | 6 | 0
11.03. | 7 | 0
11.03. | 8 | 0
11.03. | 9 | 0
11.03. | 10 | 0
11.03. | 11 | 0
11.03. | 12 | 0
11.03. | 13 | 0
11.03. | 14 | 0
11.03. | 15 | 0
11.03. | 16 | 0
11.03. | 17 | 0
11.03. | 18 | 0
11.03. | 19 | 0
11.03. | 20 | 0
11.03. | 21 | 0
11.03. | 22 | 0
11.03. | 23 | 0
11.03. | 24 | 0
12.03. | 1 | 0
12.03. | 2 | 0
12.03. | 3 | 0
12.03. | 4 | 0
12.03. | 5 | 0
12.03. | 6 | 0
12.03. | 7 | 0
12.03. | 8 | 0
12.03. | 9 | 0
12.03. | 10 | 0
12.03. | 11 | 0
12.03. | 12 | 0
12.03. | 13 | 0
12.03. | 14 | 0
12.03. | 15 | 0
12.03. | 16 | 0
12.03. | 17 | 0
12.03. | 18 | 0
12.03. | 19 | 0
12.03. | 20 | 0
12.03. | 21 | 0
12.03. | 22 | 0
12.03. | 23 | 0
12.03. | 24 | 0
13.03. | 1 | 0
13.03. | 2 | 0
13.03. | 3 | 0
13.03. | 4 | 0
13.03. | 5 | 0
13.03. | 6 | 0
13.03. | 7 | 0
13.03. | 8 | 0
13.03. | 9 | 0
13.03. | 10 | 0
13.03. | 11 | 0
13.03. | 12 | 0
13.03. | 13 | 0
13.03. | 14 | 0
13.03. | 15 | 0
13.03. | 16 | 0
13.03. | 17 | 0
13.03. | 18 | 0
13.03. | 19 | 0
13.03. | 20 | 0
13.03. | 21 | 0
13.03. | 22 | 0
13.03. | 23 | 0
13.03. | 24 | 0
14.03. | 1 | 0
14.03. | 2 | 0
14.03. | 3 | 0
14.03. | 4 | 0
14.03. | 5 | 0
14.03. | 6 | 0
14.03. | 7 | 0
14.03. | 8 | 0
14.03. | 9 | 0
14.03. | 10 | 0
14.03. | 11 | 0
14.03. | 12 | 0
14.03. | 13 | 0
14.03. | 14 | 0
14.03. | 15 | 0
14.03. | 16 | 0
14.03. | 17 | 0
14.03. | 18 | 0
14.03. | 19 | 0
14.03. | 20 | 0
14.03. | 21 | 0
14.03. | 22 | 0
14.03. | 23 | 0
14.03. | 24 | 0
15.03. | 1 | 0
15.03. | 2 | 0
15.03. | 3 | 0
15.03. | 4 | 0
15.03. | 5 | 0
15.03. | 6 | 0
15.03. | 7 | 0
15.03. | 8 | 0
15.03. | 9 | 0
15.03. | 10 | 0
15.03. | 11 | 0
15.03. | 12 | 0
15.03. | 13 | 0
15.03. | 14 | 0
15.03. | 15 | 0
15.03. | 16 | 0
15.03. | 17 | 0
15.03. | 18 | 0
15.03. | 19 | 0
15.03. | 20 | 0
15.03. | 21 | 0
15.03. | 22 | 0
15.03. | 23 | 0
15.03. | 24 | 0
16.03. | 1 | 0
16.03. | 2 | 0
16.03. | 3 | 0
16.03. | 4 | 0
16.03. | 5 | 0
16.03. | 6 | 0
16.03. | 7 | 0
16.03. | 8 | 0
16.03. | 9 | 0
16.03. | 10 | 0
16.03. | 11 | 0
16.03. | 12 | 0
16.03. | 13 | 0
16.03. | 14 | 0
16.03. | 15 | 0
16.03. | 16 | 0
16.03. | 17 | 0
16.03. | 18 | 0
16.03. | 19 | 0
16.03. | 20 | 0
16.03. | 21 | 0
16.03. | 22 | 0
16.03. | 23 | 0
16.03. | 24 | 0
17.03. | 1 | 0
17.03. | 2 | 0
17.03. | 3 | 0
17.03. | 4 | 0
17.03. | 5 | 0
17.03. | 6 | 0
17.03. | 7 | 0
17.03. | 8 | 0
17.03. | 9 | 0
17.03. | 10 | 0
17.03. | 11 | 0
17.03. | 12 | 0
17.03. | 13 | 0
17.03. | 14 | 0
17.03. | 15 | 0
17.03. | 16 | 0
17.03. | 17 | 0
17.03. | 18 | 0
17.03. | 19 | 0
17.03. | 20 | 0
17.03. | 21 | 0
17.03. | 22 | 0
17.03. | 23 | 0
17.03. | 24 | 0
18.03. | 1 | 0
18.03. | 2 | 0
18.03. | 3 | 0
18.03. | 4 | 0
18.03. | 5 | 0
18.03. | 6 | 0
18.03. | 7 | 0
18.03. | 8 | 0
18.03. | 9 | 0
18.03. | 10 | 0
18.03. | 11 | 0
18.03. | 12 | 0
18.03. | 13 | 0
18.03. | 14 | 0
18.03. | 15 | 0
18.03. | 16 | 0
18.03. | 17 | 0
18.03. | 18 | 0
18.03. | 19 | 0
18.03. | 20 | 0
18.03. | 21 | 0
18.03. | 22 | 0
18.03. | 23 | 0
18.03. | 24 | 0
19.03. | 1 | 0
19.03. | 2 | 0
19.03. | 3 | 0
19.03. | 4 | 0
19.03. | 5 | 0
19.03. | 6 | 0
19.03. | 7 | 0
19.03. | 8 | 0
19.03. | 9 | 0
19.03. | 10 | 0
19.03. | 11 | 0
19.03. | 12 | 0
19.03. | 13 | 0
19.03. | 14 | 0
19.03. | 15 | 0
19.03. | 16 | 0
19.03. | 17 | 0
19.03. | 18 | 0
19.03. | 19 | 0
19.03. | 20 | 0
19.03. | 21 | 0
19.03. | 22 | 0
19.03. | 23 | 0
19.03. | 24 | 0
20.03. | 1 | 0
20.03. | 2 | 0
20.03. | 3 | 0
20.03. | 4 | 0
20.03. | 5 | 0
20.03. | 6 | 0
20.03. | 7 | 0
20.03. | 8 | 0
20.03. | 9 | 0
20.03. | 10 | 0
20.03. | 11 | 0
20.03. | 12 | 0
20.03. | 13 | 0
20.03. | 14 | 0
20.03. | 15 | 0
20.03. | 16 | 0
20.03. | 17 | 0
20.03. | 18 | 0
20.03. | 19 | 0
20.03. | 20 | 0
20.03. | 21 | 0
20.03. | 22 | 0
20.03. | 23 | 0
20.03. | 24 | 0
21.03. | 1 | 0
21.03. | 2 | 0
21.03. | 3 | 0
21.03. | 4 | 0
21.03. | 5 | 0
21.03. | 6 | 0
21.03. | 7 | 0
21.03. | 8 | 0
21.03. | 9 | 0
21.03. | 10 | 0
21.03. | 11 | 0
21.03. | 12 | 0
21.03. | 13 | 0
21.03. | 14 | 0
21.03. | 15 | 0
21.03. | 16 | 0
21.03. | 17 | 0
21.03. | 18 | 0
21.03. | 19 | 0
21.03. | 20 | 0
21.03. | 21 | 0
21.03. | 22 | 0
21.03. | 23 | 0
21.03. | 24 | 0
22.03. | 1 | 0
22.03. | 2 | 0
22.03. | 3 | 0
22.03. | 4 | 0
22.03. | 5 | 0
22.03. | 6 | 0
22.03. | 7 | 0
22.03. | 8 | 0
22.03. | 9 | 0
22.03. | 10 | 0
22.03. | 11 | 0
22.03. | 12 | 0
22.03. | 13 | 0
22.03. | 14 | 0
22.03. | 15 | 0
22.03. | 16 | 0
22.03. | 17 | 0
22.03. | 18 | 0
22.03. | 19 | 0
22.03. | 20 | 0
22.03. | 21 | 0
22.03. | 22 | 0
22.03. | 23 | 0
22.03. | 24 | 0
23.03. | 1 | 0
23.03. | 2 | 0
23.03. | 3 | 0
23.03. | 4 | 0
23.03. | 5 | 0
23.03. | 6 | 0
23.03. | 7 | 0
23.03. | 8 | 0
23.03. | 9 | 0
23.03. | 10 | 0
23.03. | 11 | 0
23.03. | 12 | 0
23.03. | 13 | 0
23.03. | 14 | 0
23.03. | 15 | 0
23.03. | 16 | 0
23.03. | 17 | 0
23.03. | 18 | 0
23.03. | 19 | 0
23.03. | 20 | 0
23.03. | 21 | 0
23.03. | 22 | 0
23.03. | 23 | 0
23.03. | 24 | 0
24.03. | 1 | 0
24.03. | 2 | 0
24.03. | 3 | 0
24.03. | 4 | 0
24.03. | 5 | 0
24.03. | 6 | 0
24.03. | 7 | 0
24.03. | 8 | 0
24.03. | 9 | 0
24.03. | 10 | 0
24.03. | 11 | 0
24.03. | 12 | 0
24.03. | 13 | 0
24.03. | 14 | 0
24.03. | 15 | 0
24.03. | 16 | 0
24.03. | 17 | 0
24.03. | 18 | 0
24.03. | 19 | 0
24.03. | 20 | 0
24.03. | 21 | 0
24.03. | 22 | 0
24.03. | 23 | 0
24.03. | 24 | 0
25.03. | 1 | 0
25.03. | 2 | 0
25.03. | 3 | 0
25.03. | 4 | 0
25.03. | 5 | 0
25.03. | 6 | 0
25.03. | 7 | 0
25.03. | 8 | 0
25.03. | 9 | 0
25.03. | 10 | 0
25.03. | 11 | 0
25.03. | 12 | 0
25.03. | 13 | 0
25.03. | 14 | 0
25.03. | 15 | 0
25.03. | 16 | 0
25.03. | 17 | 0
25.03. | 18 | 0
25.03. | 19 | 0
25.03. | 20 | 0
25.03. | 21 | 0
25.03. | 22 | 0
25.03. | 23 | 0
25.03. | 24 | 0
26.03. | 1 | 0
26.03. | 2 | 0
26.03. | 3 | 0
26.03. | 4 | 0
26.03. | 5 | 0
26.03. | 6 | 0
26.03. | 7 | 0
26.03. | 8 | 0
26.03. | 9 | 0
26.03. | 10 | 0
26.03. | 11 | 0
26.03. | 12 | 0
26.03. | 13 | 0
26.03. | 14 | 0
26.03. | 15 | 0
26.03. | 16 | 0
26.03. | 17 | 0
26.03. | 18 | 0
26.03. | 19 | 0
26.03. | 20 | 0
26.03. | 21 | 0
26.03. | 22 | 0
26.03. | 23 | 0
26.03. | 24 | 0
27.03. | 1 | 0
27.03. | 2 | 0
27.03. | 3 | 0
27.03. | 4 | 0
27.03. | 5 | 0
27.03. | 6 | 0
27.03. | 7 | 0
27.03. | 8 | 0
27.03. | 9 | 0
27.03. | 10 | 0
27.03. | 11 | 0
27.03. | 12 | 0
27.03. | 13 | 0
27.03. | 14 | 0
27.03. | 15 | 0
27.03. | 16 | 0
27.03. | 17 | 0
27.03. | 18 | 0
27.03. | 19 | 0
27.03. | 20 | 0
27.03. | 21 | 0
27.03. | 22 | 0
27.03. | 23 | 0
27.03. | 24 | 0
28.03. | 1 | 0
28.03. | 2 | 0
28.03. | 3 | 0
28.03. | 4 | 0
28.03. | 5 | 0
28.03. | 6 | 0
28.03. | 7 | 0
28.03. | 8 | 0
28.03. | 9 | 0
28.03. | 10 | 0
28.03. | 11 | 0
28.03. | 12 | 0
28.03. | 13 | 0
28.03. | 14 | 0
28.03. | 15 | 0
28.03. | 16 | 0
28.03. | 17 | 0
28.03. | 18 | 0
28.03. | 19 | 0
28.03. | 20 | 0
28.03. | 21 | 0
28.03. | 22 | 0
28.03. | 23 | 0
28.03. | 24 | 0
29.03. | 1 | 0
29.03. | 2 | 0
29.03. | 3 | 0
29.03. | 4 | 0
29.03. | 5 | 0
29.03. | 6 | 0
29.03. | 7 | 0
29.03. | 8 | 0
29.03. | 9 | 0
29.03. | 10 | 0
29.03. | 11 | 0
29.03. | 12 | 0
29.03. | 13 | 0
29.03. | 14 | 0
29.03. | 15 | 0
29.03. | 16 | 0
29.03. | 17 | 0
29.03. | 18 | 0
29.03. | 19 | 0
29.03. | 20 | 0
29.03. | 21 | 0
29.03. | 22 | 0
29.03. | 23 | 0
29.03. | 24 | 0
30.03. | 1 | 0
30.03. | 2 | 0
30.03. | 3 | 0
30.03. | 4 | 0
30.03. | 5 | 0
30.03. | 6 | 0
30.03. | 7 | 0
30.03. | 8 | 0
30.03. | 9 | 0
30.03. | 10 | 0
30.03. | 11 | 0
30.03. | 12 | 0
30.03. | 13 | 0
30.03. | 14 | 0
30.03. | 15 | 0
30.03. | 16 | 0
30.03. | 17 | 0
30.03. | 18 | 0
30.03. | 19 | 0
30.03. | 20 | 0
30.03. | 21 | 0
30.03. | 22 | 0
30.03. | 23 | 0
30.03. | 24 | 0
31.03. | 1 | 0
31.03. | 2 | 0
31.03. | 3 | 0
31.03. | 4 | 0
31.03. | 5 | 0
31.03. | 6 | 0
31.03. | 7 | 0
31.03. | 8 | 0
31.03. | 9 | 0
31.03. | 10 | 0
31.03. | 11 | 0
31.03. | 12 | 0
31.03. | 13 | 0
31.03. | 14 | 0
31.03. | 15 | 0
31.03. | 16 | 0
31.03. | 17 | 0
31.03. | 18 | 0
31.03. | 19 | 0
31.03. | 20 | 0
31.03. | 21 | 0
31.03. | 22 | 0
31.03. | 23 | 0
31.03. | 24 | 0
01.04. | 1 | 0
01.04. | 2 | 0
01.04. | 3 | 0
01.04. | 4 | 0
01.04. | 5 | 0
01.04. | 6 | 0
01.04. | 7 | 0
01.04. | 8 | 0
01.04. | 9 | 0
01.04. | 10 | 0
01.04. | 11 | 0
01.04. | 12 | 0
01.04. | 13 | 0
01.04. | 14 | 0
01.04. | 15 | 0
01.04. | 16 | 0
01.04. | 17 | 0
01.04. | 18 | 0
01.04. | 19 | 0
01.04. | 20 | 0
01.04. | 21 | 0
01.04. | 22 | 0
01.04. | 23 | 0
01.04. | 24 | 0
02.04. | 1 | 0
02.04. | 2 | 0
02.04. | 3 | 0
02.04. | 4 | 0
02.04. | 5 | 0
02.04. | 6 | 0
02.04. | 7 | 0
02.04. | 8 | 0
02.04. | 9 | 0
02.04. | 10 | 0
02.04. | 11 | 0
02.04. | 12 | 0
02.04. | 13 | 0
02.04. | 14 | 0
02.04. | 15 | 0
02.04. | 16 | 0
02.04. | 17 | 0
02.04. | 18 | 0
02.04. | 19 | 0
02.04. | 20 | 0
02.04. | 21 | 0
02.04. | 22 | 0
02.04. | 23 | 0
02.04. | 24 | 0
03.04. | 1 | 0
03.04. | 2 | 0
03.04. | 3 | 0
03.04. | 4 | 0
03.04. | 5 | 0
03.04. | 6 | 0
03.04. | 7 | 0
03.04. | 8 | 0
03.04. | 9 | 0
03.04. | 10 | 0
03.04. | 11 | 0
03.04. | 12 | 0
03.04. | 13 | 0
03.04. | 14 | 0
03.04. | 15 | 0
03.04. | 16 | 0
03.04. | 17 | 0
03.04. | 18 | 0
03.04. | 19 | 0
03.04. | 20 | 0
03.04. | 21 | 0
03.04. | 22 | 0
03.04. | 23 | 0
03.04. | 24 | 0
04.04. | 1 | 0
04.04. | 2 | 0
04.04. | 3 | 0
04.04. | 4 | 0
04.04. | 5 | 0
04.04. | 6 | 0
04.04. | 7 | 0
04.04. | 8 | 0
04.04. | 9 | 0
04.04. | 10 | 0
04.04. | 11 | 0
04.04. | 12 | 0
04.04. | 13 | 0
04.04. | 14 | 0
04.04. | 15 | 0
04.04. | 16 | 0
04.04. | 17 | 0
04.04. | 18 | 0
04.04. | 19 | 0
04.04. | 20 | 0
04.04. | 21 | 0
04.04. | 22 | 0
04.04. | 23 | 0
04.04. | 24 | 0
05.04. | 1 | 0
05.04. | 2 | 0
05.04. | 3 | 0
05.04. | 4 | 0
05.04. | 5 | 0
05.04. | 6 | 0
05.04. | 7 | 0
05.04. | 8 | 0
05.04. | 9 | 0
05.04. | 10 | 0
05.04. | 11 | 0
05.04. | 12 | 0
05.04. | 13 | 0
05.04. | 14 | 0
05.04. | 15 | 0
05.04. | 16 | 0
05.04. | 17 | 0
05.04. | 18 | 0
05.04. | 19 | 0
05.04. | 20 | 0
05.04. | 21 | 0
05.04. | 22 | 0
05.04. | 23 | 0
05.04. | 24 | 0
06.04. | 1 | 0
06.04. | 2 | 0
06.04. | 3 | 0
06.04. | 4 | 0
06.04. | 5 | 0
06.04. | 6 | 0
06.04. | 7 | 0
06.04. | 8 | 0
06.04. | 9 | 0
06.04. | 10 | 0
06.04. | 11 | 0
06.04. | 12 | 0
06.04. | 13 | 0
06.04. | 14 | 0
06.04. | 15 | 0
06.04. | 16 | 0
06.04. | 17 | 0
06.04. | 18 | 0
06.04. | 19 | 0
06.04. | 20 | 0
06.04. | 21 | 0
06.04. | 22 | 0
06.04. | 23 | 0
06.04. | 24 | 0
07.04. | 1 | 0
07.04. | 2 | 0
07.04. | 3 | 0
07.04. | 4 | 0
07.04. | 5 | 0
07.04. | 6 | 0
07.04. | 7 | 0
07.04. | 8 | 0
07.04. | 9 | 0
07.04. | 10 | 0
07.04. | 11 | 0
07.04. | 12 | 0
07.04. | 13 | 0
07.04. | 14 | 0
07.04. | 15 | 0
07.04. | 16 | 0
07.04. | 17 | 0
07.04. | 18 | 0
07.04. | 19 | 0
07.04. | 20 | 0
07.04. | 21 | 0
07.04. | 22 | 0
07.04. | 23 | 0
07.04. | 24 | 0
08.04. | 1 | 0
08.04. | 2 | 0
08.04. | 3 | 0
08.04. | 4 | 0
08.04. | 5 | 0
08.04. | 6 | 0
08.04. | 7 | 0
08.04. | 8 | 0
08.04. | 9 | 0
08.04. | 10 | 0
08.04. | 11 | 0
08.04. | 12 | 0
08.04. | 13 | 0
08.04. | 14 | 0
08.04. | 15 | 0
08.04. | 16 | 0
08.04. | 17 | 0
08.04. | 18 | 0
08.04. | 19 | 0
08.04. | 20 | 0
08.04. | 21 | 0
08.04. | 22 | 0
08.04. | 23 | 0
08.04. | 24 | 0
09.04. | 1 | 0
09.04. | 2 | 0
09.04. | 3 | 0
09.04. | 4 | 0
09.04. | 5 | 0
09.04. | 6 | 0
09.04. | 7 | 0
09.04. | 8 | 0
09.04. | 9 | 0
09.04. | 10 | 0
09.04. | 11 | 0
09.04. | 12 | 0
09.04. | 13 | 0
09.04. | 14 | 0
09.04. | 15 | 0
09.04. | 16 | 0
09.04. | 17 | 0
09.04. | 18 | 0
09.04. | 19 | 0
09.04. | 20 | 0
09.04. | 21 | 0
09.04. | 22 | 0
09.04. | 23 | 0
09.04. | 24 | 0
10.04. | 1 | 0
10.04. | 2 | 0
10.04. | 3 | 0
10.04. | 4 | 0
10.04. | 5 | 0
10.04. | 6 | 0
10.04. | 7 | 0
10.04. | 8 | 0
10.04. | 9 | 0
10.04. | 10 | 0
10.04. | 11 | 0
10.04. | 12 | 0
10.04. | 13 | 0
10.04. | 14 | 0
10.04. | 15 | 0
10.04. | 16 | 0
10.04. | 17 | 0
10.04. | 18 | 0
10.04. | 19 | 0
10.04. | 20 | 0
10.04. | 21 | 0
10.04. | 22 | 0
10.04. | 23 | 0
10.04. | 24 | 0
11.04. | 1 | 0
11.04. | 2 | 0
11.04. | 3 | 0
11.04. | 4 | 0
11.04. | 5 | 0
11.04. | 6 | 0
11.04. | 7 | 0
11.04. | 8 | 0
11.04. | 9 | 0
11.04. | 10 | 0
11.04. | 11 | 0
11.04. | 12 | 0
11.04. | 13 | 0
11.04. | 14 | 0
11.04. | 15 | 0
11.04. | 16 | 0
11.04. | 17 | 0
11.04. | 18 | 0
11.04. | 19 | 0
11.04. | 20 | 0
11.04. | 21 | 0
11.04. | 22 | 0
11.04. | 23 | 0
11.04. | 24 | 0
12.04. | 1 | 0
12.04. | 2 | 0
12.04. | 3 | 0
12.04. | 4 | 0
12.04. | 5 | 0
12.04. | 6 | 0
12.04. | 7 | 0
12.04. | 8 | 0
12.04. | 9 | 0
12.04. | 10 | 0
12.04. | 11 | 0
12.04. | 12 | 0
12.04. | 13 | 0
12.04. | 14 | 0
12.04. | 15 | 0
12.04. | 16 | 0
12.04. | 17 | 0
12.04. | 18 | 0
12.04. | 19 | 0
12.04. | 20 | 0
12.04. | 21 | 0
12.04. | 22 | 0
12.04. | 23 | 0
12.04. | 24 | 0
13.04. | 1 | 0
13.04. | 2 | 0
13.04. | 3 | 0
13.04. | 4 | 0
13.04. | 5 | 0
13.04. | 6 | 0
13.04. | 7 | 0
13.04. | 8 | 0
13.04. | 9 | 0
13.04. | 10 | 0
13.04. | 11 | 0
13.04. | 12 | 0
13.04. | 13 | 0
13.04. | 14 | 0
13.04. | 15 | 0
13.04. | 16 | 0
13.04. | 17 | 0
13.04. | 18 | 0
13.04. | 19 | 0
13.04. | 20 | 0
13.04. | 21 | 0
13.04. | 22 | 0
13.04. | 23 | 0
13.04. | 24 | 0
14.04. | 1 | 0
14.04. | 2 | 0
14.04. | 3 | 0
14.04. | 4 | 0
14.04. | 5 | 0
14.04. | 6 | 0
14.04. | 7 | 0
14.04. | 8 | 0
14.04. | 9 | 0
14.04. | 10 | 0
14.04. | 11 | 0
14.04. | 12 | 0
14.04. | 13 | 0
14.04. | 14 | 0
14.04. | 15 | 0
14.04. | 16 | 0
14.04. | 17 | 0
14.04. | 18 | 0
14.04. | 19 | 0
14.04. | 20 | 0
14.04. | 21 | 0
14.04. | 22 | 0
14.04. | 23 | 0
14.04. | 24 | 0
15.04. | 1 | 0
15.04. | 2 | 0
15.04. | 3 | 0
15.04. | 4 | 0
15.04. | 5 | 0
15.04. | 6 | 0
15.04. | 7 | 0
15.04. | 8 | 0
15.04. | 9 | 0
15.04. | 10 | 0
15.04. | 11 | 0
15.04. | 12 | 0
15.04. | 13 | 0
15.04. | 14 | 0
15.04. | 15 | 0
15.04. | 16 | 0
15.04. | 17 | 0
15.04. | 18 | 0
15.04. | 19 | 0
15.04. | 20 | 0
15.04. | 21 | 0
15.04. | 22 | 0
15.04. | 23 | 0
15.04. | 24 | 0
16.04. | 1 | 0
16.04. | 2 | 0
16.04. | 3 | 0
16.04. | 4 | 0
16.04. | 5 | 0
16.04. | 6 | 0
16.04. | 7 | 0
16.04. | 8 | 0
16.04. | 9 | 0
16.04. | 10 | 0
16.04. | 11 | 0
16.04. | 12 | 0
16.04. | 13 | 0
16.04. | 14 | 0
16.04. | 15 | 0
16.04. | 16 | 0
16.04. | 17 | 0
16.04. | 18 | 0
16.04. | 19 | 0
16.04. | 20 | 0
16.04. | 21 | 0
16.04. | 22 | 0
16.04. | 23 | 0
16.04. | 24 | 0
17.04. | 1 | 0
17.04. | 2 | 0
17.04. | 3 | 0
17.04. | 4 | 0
17.04. | 5 | 0
17.04. | 6 | 0
17.04. | 7 | 0
17.04. | 8 | 0
17.04. | 9 | 0
17.04. | 10 | 0
17.04. | 11 | 0
17.04. | 12 | 0
17.04. | 13 | 0
17.04. | 14 | 0
17.04. | 15 | 0
17.04. | 16 | 0
17.04. | 17 | 0
17.04. | 18 | 0
17.04. | 19 | 0
17.04. | 20 | 0
17.04. | 21 | 0
17.04. | 22 | 0
17.04. | 23 | 0
17.04. | 24 | 0
18.04. | 1 | 0
18.04. | 2 | 0
18.04. | 3 | 0
18.04. | 4 | 0
18.04. | 5 | 0
18.04. | 6 | 0
18.04. | 7 | 0
18.04. | 8 | 0
18.04. | 9 | 0
18.04. | 10 | 0
18.04. | 11 | 0
18.04. | 12 | 0
18.04. | 13 | 0
18.04. | 14 | 0
18.04. | 15 | 0
18.04. | 16 | 0
18.04. | 17 | 0
18.04. | 18 | 0
18.04. | 19 | 0
18.04. | 20 | 0
18.04. | 21 | 0
18.04. | 22 | 0
18.04. | 23 | 0
18.04. | 24 | 0
19.04. | 1 | 0
19.04. | 2 | 0
19.04. | 3 | 0
19.04. | 4 | 0
19.04. | 5 | 0
19.04. | 6 | 0
19.04. | 7 | 0
19.04. | 8 | 0
19.04. | 9 | 0
19.04. | 10 | 0
19.04. | 11 | 0
19.04. | 12 | 0
19.04. | 13 | 0
19.04. | 14 | 0
19.04. | 15 | 0
19.04. | 16 | 0
19.04. | 17 | 0
19.04. | 18 | 0
19.04. | 19 | 0
19.04. | 20 | 0
19.04. | 21 | 0
19.04. | 22 | 0
19.04. | 23 | 0
19.04. | 24 | 0
20.04. | 1 | 0
20.04. | 2 | 0
20.04. | 3 | 0
20.04. | 4 | 0
20.04. | 5 | 0
20.04. | 6 | 0
20.04. | 7 | 0
20.04. | 8 | 0
20.04. | 9 | 0
20.04. | 10 | 0
20.04. | 11 | 0
20.04. | 12 | 0
20.04. | 13 | 0
20.04. | 14 | 0
20.04. | 15 | 0
20.04. | 16 | 0
20.04. | 17 | 0
20.04. | 18 | 0
20.04. | 19 | 0
20.04. | 20 | 0
20.04. | 21 | 0
20.04. | 22 | 0
20.04. | 23 | 0
20.04. | 24 | 0
21.04. | 1 | 0
21.04. | 2 | 0
21.04. | 3 | 0
21.04. | 4 | 0
21.04. | 5 | 0
21.04. | 6 | 0
21.04. | 7 | 0
21.04. | 8 | 0
21.04. | 9 | 0
21.04. | 10 | 0
21.04. | 11 | 0
21.04. | 12 | 0
21.04. | 13 | 0
21.04. | 14 | 0
21.04. | 15 | 0
21.04. | 16 | 0
21.04. | 17 | 0
21.04. | 18 | 0
21.04. | 19 | 0
21.04. | 20 | 0
21.04. | 21 | 0
21.04. | 22 | 0
21.04. | 23 | 0
21.04. | 24 | 0
22.04. | 1 | 0
22.04. | 2 | 0
22.04. | 3 | 0
22.04. | 4 | 0
22.04. | 5 | 0
22.04. | 6 | 0
22.04. | 7 | 0
22.04. | 8 | 0
22.04. | 9 | 0
22.04. | 10 | 0
22.04. | 11 | 0
22.04. | 12 | 0
22.04. | 13 | 0
22.04. | 14 | 0
22.04. | 15 | 0
22.04. | 16 | 0
22.04. | 17 | 0
22.04. | 18 | 0
22.04. | 19 | 0
22.04. | 20 | 0
22.04. | 21 | 0
22.04. | 22 | 0
22.04. | 23 | 0
22.04. | 24 | 0
23.04. | 1 | 0
23.04. | 2 | 0
23.04. | 3 | 0
23.04. | 4 | 0
23.04. | 5 | 0
23.04. | 6 | 0
23.04. | 7 | 0
23.04. | 8 | 0
23.04. | 9 | 0
23.04. | 10 | 0
23.04. | 11 | 0
23.04. | 12 | 0
23.04. | 13 | 0
23.04. | 14 | 0
23.04. | 15 | 0
23.04. | 16 | 0
23.04. | 17 | 0
23.04. | 18 | 0
23.04. | 19 | 0
23.04. | 20 | 0
23.04. | 21 | 0
23.04. | 22 | 0
23.04. | 23 | 0
23.04. | 24 | 0
24.04. | 1 | 0
24.04. | 2 | 0
24.04. | 3 | 0
24.04. | 4 | 0
24.04. | 5 | 0
24.04. | 6 | 0
24.04. | 7 | 0
24.04. | 8 | 0
24.04. | 9 | 0
24.04. | 10 | 0
24.04. | 11 | 0
24.04. | 12 | 0
24.04. | 13 | 0
24.04. | 14 | 0
24.04. | 15 | 0
24.04. | 16 | 0
24.04. | 17 | 0
24.04. | 18 | 0
24.04. | 19 | 0
24.04. | 20 | 0
24.04. | 21 | 0
24.04. | 22 | 0
24.04. | 23 | 0
24.04. | 24 | 0
25.04. | 1 | 0
25.04. | 2 | 0
25.04. | 3 | 0
25.04. | 4 | 0
25.04. | 5 | 0
25.04. | 6 | 0
25.04. | 7 | 0
25.04. | 8 | 0
25.04. | 9 | 0
25.04. | 10 | 0
25.04. | 11 | 0
25.04. | 12 | 0
25.04. | 13 | 0
25.04. | 14 | 0
25.04. | 15 | 0
25.04. | 16 | 0
25.04. | 17 | 0
25.04. | 18 | 0
25.04. | 19 | 0
25.04. | 20 | 0
25.04. | 21 | 0
25.04. | 22 | 0
25.04. | 23 | 0
25.04. | 24 | 0
26.04. | 1 | 0
26.04. | 2 | 0
26.04. | 3 | 0
26.04. | 4 | 0
26.04. | 5 | 0
26.04. | 6 | 0
26.04. | 7 | 0
26.04. | 8 | 0
26.04. | 9 | 0
26.04. | 10 | 0
26.04. | 11 | 0
26.04. | 12 | 0
26.04. | 13 | 0
26.04. | 14 | 0
26.04. | 15 | 0
26.04. | 16 | 0
26.04. | 17 | 0
26.04. | 18 | 0
26.04. | 19 | 0
26.04. | 20 | 0
26.04. | 21 | 0
26.04. | 22 | 0
26.04. | 23 | 0
26.04. | 24 | 0
27.04. | 1 | 0
27.04. | 2 | 0
27.04. | 3 | 0
27.04. | 4 | 0
27.04. | 5 | 0
27.04. | 6 | 0
27.04. | 7 | 0
27.04. | 8 | 0
27.04. | 9 | 0
27.04. | 10 | 0
27.04. | 11 | 0
27.04. | 12 | 0
27.04. | 13 | 0
27.04. | 14 | 0
27.04. | 15 | 0
27.04. | 16 | 0
27.04. | 17 | 0
27.04. | 18 | 0
27.04. | 19 | 0
27.04. | 20 | 0
27.04. | 21 | 0
27.04. | 22 | 0
27.04. | 23 | 0
27.04. | 24 | 0
28.04. | 1 | 0
28.04. | 2 | 0
28.04. | 3 | 0
28.04. | 4 | 0
28.04. | 5 | 0
28.04. | 6 | 0
28.04. | 7 | 0
28.04. | 8 | 0
28.04. | 9 | 0
28.04. | 10 | 0
28.04. | 11 | 0
28.04. | 12 | 0
28.04. | 13 | 0
28.04. | 14 | 0
28.04. | 15 | 0
28.04. | 16 | 0
28.04. | 17 | 0
28.04. | 18 | 0
28.04. | 19 | 0
28.04. | 20 | 0
28.04. | 21 | 0
28.04. | 22 | 0
28.04. | 23 | 0
28.04. | 24 | 0
29.04. | 1 | 0
29.04. | 2 | 0
29.04. | 3 | 0
29.04. | 4 | 0
29.04. | 5 | 0
29.04. | 6 | 0
29.04. | 7 | 0
29.04. | 8 | 0
29.04. | 9 | 0
29.04. | 10 | 0
29.04. | 11 | 0
29.04. | 12 | 0
29.04. | 13 | 0
29.04. | 14 | 0
29.04. | 15 | 0
29.04. | 16 | 0
29.04. | 17 | 0
29.04. | 18 | 0
29.04. | 19 | 0
29.04. | 20 | 0
29.04. | 21 | 0
29.04. | 22 | 0
29.04. | 23 | 0
29.04. | 24 | 0
30.04. | 1 | 0
30.04. | 2 | 0
30.04. | 3 | 0
30.04. | 4 | 0
30.04. | 5 | 0
30.04. | 6 | 0
30.04. | 7 | 0
30.04. | 8 | 0
30.04. | 9 | 0
30.04. | 10 | 0
30.04. | 11 | 0
30.04. | 12 | 0
30.04. | 13 | 0
30.04. | 14 | 0
30.04. | 15 | 0
30.04. | 16 | 0
30.04. | 17 | 0
30.04. | 18 | 0
30.04. | 19 | 0
30.04. | 20 | 0
30.04. | 21 | 0
30.04. | 22 | 0
30.04. | 23 | 0
30.04. | 24 | 0
01.05. | 1 | 0
01.05. | 2 | 0
01.05. | 3 | 0
01.05. | 4 | 0
01.05. | 5 | 0
01.05. | 6 | 0
01.05. | 7 | 0
01.05. | 8 | 0
01.05. | 9 | 0
01.05. | 10 | 0
01.05. | 11 | 0
01.05. | 12 | 0
01.05. | 13 | 0
01.05. | 14 | 0
01.05. | 15 | 0
01.05. | 16 | 0
01.05. | 17 | 0
01.05. | 18 | 0
01.05. | 19 | 0
01.05. | 20 | 0
01.05. | 21 | 0
01.05. | 22 | 0
01.05. | 23 | 0
01.05. | 24 | 0
02.05. | 1 | 0
02.05. | 2 | 0
02.05. | 3 | 0
02.05. | 4 | 0
02.05. | 5 | 0
02.05. | 6 | 0
02.05. | 7 | 0
02.05. | 8 | 0
02.05. | 9 | 0
02.05. | 10 | 0
02.05. | 11 | 0
02.05. | 12 | 0
02.05. | 13 | 0
02.05. | 14 | 0
02.05. | 15 | 0
02.05. | 16 | 0
02.05. | 17 | 0
02.05. | 18 | 0
02.05. | 19 | 0
02.05. | 20 | 0
02.05. | 21 | 0
02.05. | 22 | 0
02.05. | 23 | 0
02.05. | 24 | 0
03.05. | 1 | 0
03.05. | 2 | 0
03.05. | 3 | 0
03.05. | 4 | 0
03.05. | 5 | 0
03.05. | 6 | 0
03.05. | 7 | 0
03.05. | 8 | 0
03.05. | 9 | 0
03.05. | 10 | 0
03.05. | 11 | 0
03.05. | 12 | 0
03.05. | 13 | 0
03.05. | 14 | 0
03.05. | 15 | 0
03.05. | 16 | 0
03.05. | 17 | 0
03.05. | 18 | 0
03.05. | 19 | 0
03.05. | 20 | 0
03.05. | 21 | 0
03.05. | 22 | 0
03.05. | 23 | 0
03.05. | 24 | 0
04.05. | 1 | 0
04.05. | 2 | 0
04.05. | 3 | 0
04.05. | 4 | 0
04.05. | 5 | 0
04.05. | 6 | 0
04.05. | 7 | 0
04.05. | 8 | 0
04.05. | 9 | 0
04.05. | 10 | 0
04.05. | 11 | 0
04.05. | 12 | 0
04.05. | 13 | 0
04.05. | 14 | 0
04.05. | 15 | 0
04.05. | 16 | 0
04.05. | 17 | 0
04.05. | 18 | 0
04.05. | 19 | 0
04.05. | 20 | 0
04.05. | 21 | 0
04.05. | 22 | 0
04.05. | 23 | 0
04.05. | 24 | 0
05.05. | 1 | 0
05.05. | 2 | 0
05.05. | 3 | 0
05.05. | 4 | 0
05.05. | 5 | 0
05.05. | 6 | 0
05.05. | 7 | 0
05.05. | 8 | 0
05.05. | 9 | 0
05.05. | 10 | 0
05.05. | 11 | 0
05.05. | 12 | 0
05.05. | 13 | 0
05.05. | 14 | 0
05.05. | 15 | 0
05.05. | 16 | 0
05.05. | 17 | 0
05.05. | 18 | 0
05.05. | 19 | 0
05.05. | 20 | 0
05.05. | 21 | 0
05.05. | 22 | 0
05.05. | 23 | 0
05.05. | 24 | 0
06.05. | 1 | 0
06.05. | 2 | 0
06.05. | 3 | 0
06.05. | 4 | 0
06.05. | 5 | 0
06.05. | 6 | 0
06.05. | 7 | 0
06.05. | 8 | 0
06.05. | 9 | 0
06.05. | 10 | 0
06.05. | 11 | 0
06.05. | 12 | 0
06.05. | 13 | 0
06.05. | 14 | 0
06.05. | 15 | 0
06.05. | 16 | 0
06.05. | 17 | 0
06.05. | 18 | 0
06.05. | 19 | 0
06.05. | 20 | 0
06.05. | 21 | 0
06.05. | 22 | 0
06.05. | 23 | 0
06.05. | 24 | 0
07.05. | 1 | 0
07.05. | 2 | 0
07.05. | 3 | 0
07.05. | 4 | 0
07.05. | 5 | 0
07.05. | 6 | 0
07.05. | 7 | 0
07.05. | 8 | 0
07.05. | 9 | 0
07.05. | 10 | 0
07.05. | 11 | 0
07.05. | 12 | 0
07.05. | 13 | 0
07.05. | 14 | 0
07.05. | 15 | 0
07.05. | 16 | 0
07.05. | 17 | 0
07.05. | 18 | 0
07.05. | 19 | 0
07.05. | 20 | 0
07.05. | 21 | 0
07.05. | 22 | 0
07.05. | 23 | 0
07.05. | 24 | 0
08.05. | 1 | 0
08.05. | 2 | 0
08.05. | 3 | 0
08.05. | 4 | 0
08.05. | 5 | 0
08.05. | 6 | 0
08.05. | 7 | 0
08.05. | 8 | 0
08.05. | 9 | 0
08.05. | 10 | 0
08.05. | 11 | 0
08.05. | 12 | 0
08.05. | 13 | 0
08.05. | 14 | 0
08.05. | 15 | 0
08.05. | 16 | 0
08.05. | 17 | 0
08.05. | 18 | 0
08.05. | 19 | 0
08.05. | 20 | 0
08.05. | 21 | 0
08.05. | 22 | 0
08.05. | 23 | 0
08.05. | 24 | 0
09.05. | 1 | 0
09.05. | 2 | 0
09.05. | 3 | 0
09.05. | 4 | 0
09.05. | 5 | 0
09.05. | 6 | 0
09.05. | 7 | 0
09.05. | 8 | 0
09.05. | 9 | 0
09.05. | 10 | 0
09.05. | 11 | 0
09.05. | 12 | 0
09.05. | 13 | 0
09.05. | 14 | 0
09.05. | 15 | 0
09.05. | 16 | 0
09.05. | 17 | 0
09.05. | 18 | 0
09.05. | 19 | 0
09.05. | 20 | 0
09.05. | 21 | 0
09.05. | 22 | 0
09.05. | 23 | 0
09.05. | 24 | 0
10.05. | 1 | 0
10.05. | 2 | 0
10.05. | 3 | 0
10.05. | 4 | 0
10.05. | 5 | 0
10.05. | 6 | 0
10.05. | 7 | 0
10.05. | 8 | 0
10.05. | 9 | 0
10.05. | 10 | 0
10.05. | 11 | 0
10.05. | 12 | 0
10.05. | 13 | 0
10.05. | 14 | 0
10.05. | 15 | 0
10.05. | 16 | 0
10.05. | 17 | 0
10.05. | 18 | 0
10.05. | 19 | 0
10.05. | 20 | 0
10.05. | 21 | 0
10.05. | 22 | 0
10.05. | 23 | 0
10.05. | 24 | 0
11.05. | 1 | 0
11.05. | 2 | 0
11.05. | 3 | 0
11.05. | 4 | 0
11.05. | 5 | 0
11.05. | 6 | 0
11.05. | 7 | 0
11.05. | 8 | 0
11.05. | 9 | 0
11.05. | 10 | 0
11.05. | 11 | 0
11.05. | 12 | 0
11.05. | 13 | 0
11.05. | 14 | 0
11.05. | 15 | 0
11.05. | 16 | 0
11.05. | 17 | 0
11.05. | 18 | 0
11.05. | 19 | 0
11.05. | 20 | 0
11.05. | 21 | 0
11.05. | 22 | 0
11.05. | 23 | 0
11.05. | 24 | 0
12.05. | 1 | 0
12.05. | 2 | 0
12.05. | 3 | 0
12.05. | 4 | 0
12.05. | 5 | 0
12.05. | 6 | 0
12.05. | 7 | 0
12.05. | 8 | 0
12.05. | 9 | 0
12.05. | 10 | 0
12.05. | 11 | 0
12.05. | 12 | 0
12.05. | 13 | 0
12.05. | 14 | 0
12.05. | 15 | 0
12.05. | 16 | 0
12.05. | 17 | 0
12.05. | 18 | 0
12.05. | 19 | 0
12.05. | 20 | 0
12.05. | 21 | 0
12.05. | 22 | 0
12.05. | 23 | 0
12.05. | 24 | 0
13.05. | 1 | 0
13.05. | 2 | 0
13.05. | 3 | 0
13.05. | 4 | 0
13.05. | 5 | 0
13.05. | 6 | 0
13.05. | 7 | 0
13.05. | 8 | 0
13.05. | 9 | 0
13.05. | 10 | 0
13.05. | 11 | 0
13.05. | 12 | 0
13.05. | 13 | 0
13.05. | 14 | 0
13.05. | 15 | 0
13.05. | 16 | 0
13.05. | 17 | 0
13.05. | 18 | 0
13.05. | 19 | 0
13.05. | 20 | 0
13.05. | 21 | 0
13.05. | 22 | 0
13.05. | 23 | 0
13.05. | 24 | 0
14.05. | 1 | 0
14.05. | 2 | 0
14.05. | 3 | 0
14.05. | 4 | 0
14.05. | 5 | 0
14.05. | 6 | 0
14.05. | 7 | 0
14.05. | 8 | 0
14.05. | 9 | 0
14.05. | 10 | 0
14.05. | 11 | 0
14.05. | 12 | 0
14.05. | 13 | 0
14.05. | 14 | 0
14.05. | 15 | 0
14.05. | 16 | 0
14.05. | 17 | 0
14.05. | 18 | 0
14.05. | 19 | 0
14.05. | 20 | 0
14.05. | 21 | 0
14.05. | 22 | 0
14.05. | 23 | 0
14.05. | 24 | 0
15.05. | 1 | 0
15.05. | 2 | 0
15.05. | 3 | 0
15.05. | 4 | 0
15.05. | 5 | 0
15.05. | 6 | 0
15.05. | 7 | 0
15.05. | 8 | 0
15.05. | 9 | 0
15.05. | 10 | 0
15.05. | 11 | 0
15.05. | 12 | 0
15.05. | 13 | 0
15.05. | 14 | 0
15.05. | 15 | 0
15.05. | 16 | 0
15.05. | 17 | 0
15.05. | 18 | 0
15.05. | 19 | 0
15.05. | 20 | 0
15.05. | 21 | 0
15.05. | 22 | 0
15.05. | 23 | 0
15.05. | 24 | 0
16.05. | 1 | 0
16.05. | 2 | 0
16.05. | 3 | 0
16.05. | 4 | 0
16.05. | 5 | 0
16.05. | 6 | 0
16.05. | 7 | 0
16.05. | 8 | 0
16.05. | 9 | 0
16.05. | 10 | 0
16.05. | 11 | 0
16.05. | 12 | 0
16.05. | 13 | 0
16.05. | 14 | 0
16.05. | 15 | 0
16.05. | 16 | 0
16.05. | 17 | 0
16.05. | 18 | 0
16.05. | 19 | 0
16.05. | 20 | 0
16.05. | 21 | 0
16.05. | 22 | 0
16.05. | 23 | 0
16.05. | 24 | 0
17.05. | 1 | 0
17.05. | 2 | 0
17.05. | 3 | 0
17.05. | 4 | 0
17.05. | 5 | 0
17.05. | 6 | 0
17.05. | 7 | 0
17.05. | 8 | 0
17.05. | 9 | 0
17.05. | 10 | 0
17.05. | 11 | 0
17.05. | 12 | 0
17.05. | 13 | 0
17.05. | 14 | 0
17.05. | 15 | 0
17.05. | 16 | 0
17.05. | 17 | 0
17.05. | 18 | 0
17.05. | 19 | 0
17.05. | 20 | 0
17.05. | 21 | 0
17.05. | 22 | 0
17.05. | 23 | 0
17.05. | 24 | 0
18.05. | 1 | 0
18.05. | 2 | 0
18.05. | 3 | 0
18.05. | 4 | 0
18.05. | 5 | 0
18.05. | 6 | 0
18.05. | 7 | 0
18.05. | 8 | 0
18.05. | 9 | 0
18.05. | 10 | 0
18.05. | 11 | 0
18.05. | 12 | 0
18.05. | 13 | 0
18.05. | 14 | 0
18.05. | 15 | 0
18.05. | 16 | 0
18.05. | 17 | 0
18.05. | 18 | 0
18.05. | 19 | 0
18.05. | 20 | 0
18.05. | 21 | 0
18.05. | 22 | 0
18.05. | 23 | 0
18.05. | 24 | 0
19.05. | 1 | 0
19.05. | 2 | 0
19.05. | 3 | 0
19.05. | 4 | 0
19.05. | 5 | 0
19.05. | 6 | 0
19.05. | 7 | 0
19.05. | 8 | 0
19.05. | 9 | 0
19.05. | 10 | 0
19.05. | 11 | 0
19.05. | 12 | 0
19.05. | 13 | 0
19.05. | 14 | 0
19.05. | 15 | 0
19.05. | 16 | 0
19.05. | 17 | 0
19.05. | 18 | 0
19.05. | 19 | 0
19.05. | 20 | 0
19.05. | 21 | 0
19.05. | 22 | 0
19.05. | 23 | 0
19.05. | 24 | 0
20.05. | 1 | 0
20.05. | 2 | 0
20.05. | 3 | 0
20.05. | 4 | 0
20.05. | 5 | 0
20.05. | 6 | 0
20.05. | 7 | 0
20.05. | 8 | 0
20.05. | 9 | 0
20.05. | 10 | 0
20.05. | 11 | 0
20.05. | 12 | 0
20.05. | 13 | 0
20.05. | 14 | 0
20.05. | 15 | 0
20.05. | 16 | 0
20.05. | 17 | 0
20.05. | 18 | 0
20.05. | 19 | 0
20.05. | 20 | 0
20.05. | 21 | 0
20.05. | 22 | 0
20.05. | 23 | 0
20.05. | 24 | 0
21.05. | 1 | 0
21.05. | 2 | 0
21.05. | 3 | 0
21.05. | 4 | 0
21.05. | 5 | 0
21.05. | 6 | 0
21.05. | 7 | 0
21.05. | 8 | 0
21.05. | 9 | 0
21.05. | 10 | 0
21.05. | 11 | 0
21.05. | 12 | 0
21.05. | 13 | 0
21.05. | 14 | 0
21.05. | 15 | 0
21.05. | 16 | 0
21.05. | 17 | 0
21.05. | 18 | 0
21.05. | 19 | 0
21.05. | 20 | 0
21.05. | 21 | 0
21.05. | 22 | 0
21.05. | 23 | 0
21.05. | 24 | 0
22.05. | 1 | 0
22.05. | 2 | 0
22.05. | 3 | 0
22.05. | 4 | 0
22.05. | 5 | 0
22.05. | 6 | 0
22.05. | 7 | 0
22.05. | 8 | 0
22.05. | 9 | 0
22.05. | 10 | 0
22.05. | 11 | 0
22.05. | 12 | 0
22.05. | 13 | 0
22.05. | 14 | 0
22.05. | 15 | 0
22.05. | 16 | 0
22.05. | 17 | 0
22.05. | 18 | 0
22.05. | 19 | 0
22.05. | 20 | 0
22.05. | 21 | 0
22.05. | 22 | 0
22.05. | 23 | 0
22.05. | 24 | 0
23.05. | 1 | 0
23.05. | 2 | 0
23.05. | 3 | 0
23.05. | 4 | 0
23.05. | 5 | 0
23.05. | 6 | 0
23.05. | 7 | 0
23.05. | 8 | 0
23.05. | 9 | 0
23.05. | 10 | 0
23.05. | 11 | 0
23.05. | 12 | 0
23.05. | 13 | 0
23.05. | 14 | 0
23.05. | 15 | 0
23.05. | 16 | 0
23.05. | 17 | 0
23.05. | 18 | 0
23.05. | 19 | 0
23.05. | 20 | 0
23.05. | 21 | 0
23.05. | 22 | 0
23.05. | 23 | 0
23.05. | 24 | 0
24.05. | 1 | 0
24.05. | 2 | 0
24.05. | 3 | 0
24.05. | 4 | 0
24.05. | 5 | 0
24.05. | 6 | 0
24.05. | 7 | 0
24.05. | 8 | 0
24.05. | 9 | 0
24.05. | 10 | 0
24.05. | 11 | 0
24.05. | 12 | 0
24.05. | 13 | 0
24.05. | 14 | 0
24.05. | 15 | 0
24.05. | 16 | 0
24.05. | 17 | 0
24.05. | 18 | 0
24.05. | 19 | 0
24.05. | 20 | 0
24.05. | 21 | 0
24.05. | 22 | 0
24.05. | 23 | 0
24.05. | 24 | 0
25.05. | 1 | 0
25.05. | 2 | 0
25.05. | 3 | 0
25.05. | 4 | 0
25.05. | 5 | 0
25.05. | 6 | 0
25.05. | 7 | 0
25.05. | 8 | 0
25.05. | 9 | 0
25.05. | 10 | 0
25.05. | 11 | 0
25.05. | 12 | 0
25.05. | 13 | 0
25.05. | 14 | 0
25.05. | 15 | 0
25.05. | 16 | 0
25.05. | 17 | 0
25.05. | 18 | 0
25.05. | 19 | 0
25.05. | 20 | 0
25.05. | 21 | 0
25.05. | 22 | 0
25.05. | 23 | 0
25.05. | 24 | 0
26.05. | 1 | 0
26.05. | 2 | 0
26.05. | 3 | 0
26.05. | 4 | 0
26.05. | 5 | 0
26.05. | 6 | 0
26.05. | 7 | 0
26.05. | 8 | 0
26.05. | 9 | 0
26.05. | 10 | 0
26.05. | 11 | 0
26.05. | 12 | 0
26.05. | 13 | 0
26.05. | 14 | 0
26.05. | 15 | 0
26.05. | 16 | 0
26.05. | 17 | 0
26.05. | 18 | 0
26.05. | 19 | 0
26.05. | 20 | 0
26.05. | 21 | 0
26.05. | 22 | 0
26.05. | 23 | 0
26.05. | 24 | 0
27.05. | 1 | 0
27.05. | 2 | 0
27.05. | 3 | 0
27.05. | 4 | 0
27.05. | 5 | 0
27.05. | 6 | 0
27.05. | 7 | 0
27.05. | 8 | 0
27.05. | 9 | 0
27.05. | 10 | 0
27.05. | 11 | 0
27.05. | 12 | 0
27.05. | 13 | 0
27.05. | 14 | 0
27.05. | 15 | 0
27.05. | 16 | 0
27.05. | 17 | 0
27.05. | 18 | 0
27.05. | 19 | 0
27.05. | 20 | 0
27.05. | 21 | 0
27.05. | 22 | 0
27.05. | 23 | 0
27.05. | 24 | 0
28.05. | 1 | 0
28.05. | 2 | 0
28.05. | 3 | 0
28.05. | 4 | 0
28.05. | 5 | 0
28.05. | 6 | 0
28.05. | 7 | 0
28.05. | 8 | 0
28.05. | 9 | 0
28.05. | 10 | 0
28.05. | 11 | 0
28.05. | 12 | 0
28.05. | 13 | 0
28.05. | 14 | 0
28.05. | 15 | 0
28.05. | 16 | 0
28.05. | 17 | 0
28.05. | 18 | 0
28.05. | 19 | 0
28.05. | 20 | 0
28.05. | 21 | 0
28.05. | 22 | 0
28.05. | 23 | 0
28.05. | 24 | 0
29.05. | 1 | 0
29.05. | 2 | 0
29.05. | 3 | 0
29.05. | 4 | 0
29.05. | 5 | 0
29.05. | 6 | 0
29.05. | 7 | 0
29.05. | 8 | 0
29.05. | 9 | 0
29.05. | 10 | 0
29.05. | 11 | 0
29.05. | 12 | 0
29.05. | 13 | 0
29.05. | 14 | 0
29.05. | 15 | 0
29.05. | 16 | 0
29.05. | 17 | 0
29.05. | 18 | 0
29.05. | 19 | 0
29.05. | 20 | 0
29.05. | 21 | 0
29.05. | 22 | 0
29.05. | 23 | 0
29.05. | 24 | 0
30.05. | 1 | 0
30.05. | 2 | 0
30.05. | 3 | 0
30.05. | 4 | 0
30.05. | 5 | 0
30.05. | 6 | 0
30.05. | 7 | 0
30.05. | 8 | 0
30.05. | 9 | 0
30.05. | 10 | 0
30.05. | 11 | 0
30.05. | 12 | 0
30.05. | 13 | 0
30.05. | 14 | 0
30.05. | 15 | 0
30.05. | 16 | 0
30.05. | 17 | 0
30.05. | 18 | 0
30.05. | 19 | 0
30.05. | 20 | 0
30.05. | 21 | 0
30.05. | 22 | 0
30.05. | 23 | 0
30.05. | 24 | 0
31.05. | 1 | 0
31.05. | 2 | 0
31.05. | 3 | 0
31.05. | 4 | 0
31.05. | 5 | 0
31.05. | 6 | 0
31.05. | 7 | 0
31.05. | 8 | 0
31.05. | 9 | 0
31.05. | 10 | 0
31.05. | 11 | 0
31.05. | 12 | 0
31.05. | 13 | 0
31.05. | 14 | 0
31.05. | 15 | 0
31.05. | 16 | 0
31.05. | 17 | 0
31.05. | 18 | 0
31.05. | 19 | 0
31.05. | 20 | 0
31.05. | 21 | 0
31.05. | 22 | 0
31.05. | 23 | 0
31.05. | 24 | 0
01.06. | 1 | 0
01.06. | 2 | 0
01.06. | 3 | 0
01.06. | 4 | 0
01.06. | 5 | 0
01.06. | 6 | 0
01.06. | 7 | 0
01.06. | 8 | 0
01.06. | 9 | 0
01.06. | 10 | 0
01.06. | 11 | 0
01.06. | 12 | 0
01.06. | 13 | 0
01.06. | 14 | 0
01.06. | 15 | 0
01.06. | 16 | 0
01.06. | 17 | 0
01.06. | 18 | 0
01.06. | 19 | 0
01.06. | 20 | 0
01.06. | 21 | 0
01.06. | 22 | 0
01.06. | 23 | 0
01.06. | 24 | 0
02.06. | 1 | 0
02.06. | 2 | 0
02.06. | 3 | 0
02.06. | 4 | 0
02.06. | 5 | 0
02.06. | 6 | 0
02.06. | 7 | 0
02.06. | 8 | 0
02.06. | 9 | 0
02.06. | 10 | 0
02.06. | 11 | 0
02.06. | 12 | 0
02.06. | 13 | 0
02.06. | 14 | 0
02.06. | 15 | 0
02.06. | 16 | 0
02.06. | 17 | 0
02.06. | 18 | 0
02.06. | 19 | 0
02.06. | 20 | 0
02.06. | 21 | 0
02.06. | 22 | 0
02.06. | 23 | 0
02.06. | 24 | 0
03.06. | 1 | 0
03.06. | 2 | 0
03.06. | 3 | 0
03.06. | 4 | 0
03.06. | 5 | 0
03.06. | 6 | 0
03.06. | 7 | 0
03.06. | 8 | 0
03.06. | 9 | 0
03.06. | 10 | 0
03.06. | 11 | 0
03.06. | 12 | 0
03.06. | 13 | 0
03.06. | 14 | 0
03.06. | 15 | 0
03.06. | 16 | 0
03.06. | 17 | 0
03.06. | 18 | 0
03.06. | 19 | 0
03.06. | 20 | 0
03.06. | 21 | 0
03.06. | 22 | 0
03.06. | 23 | 0
03.06. | 24 | 0
04.06. | 1 | 0
04.06. | 2 | 0
04.06. | 3 | 0
04.06. | 4 | 0
04.06. | 5 | 0
04.06. | 6 | 0
04.06. | 7 | 0
04.06. | 8 | 0
04.06. | 9 | 0
04.06. | 10 | 0
04.06. | 11 | 0
04.06. | 12 | 0
04.06. | 13 | 0
04.06. | 14 | 0
04.06. | 15 | 0
04.06. | 16 | 0
04.06. | 17 | 0
04.06. | 18 | 0
04.06. | 19 | 0
04.06. | 20 | 0
04.06. | 21 | 0
04.06. | 22 | 0
04.06. | 23 | 0
04.06. | 24 | 0
05.06. | 1 | 0
05.06. | 2 | 0
05.06. | 3 | 0
05.06. | 4 | 0
05.06. | 5 | 0
05.06. | 6 | 0
05.06. | 7 | 0
05.06. | 8 | 0
05.06. | 9 | 0
05.06. | 10 | 0
05.06. | 11 | 0
05.06. | 12 | 0
05.06. | 13 | 0
05.06. | 14 | 0
05.06. | 15 | 0
05.06. | 16 | 0
05.06. | 17 | 0
05.06. | 18 | 0
05.06. | 19 | 0
05.06. | 20 | 0
05.06. | 21 | 0
05.06. | 22 | 0
05.06. | 23 | 0
05.06. | 24 | 0
06.06. | 1 | 0
06.06. | 2 | 0
06.06. | 3 | 0
06.06. | 4 | 0
06.06. | 5 | 0
06.06. | 6 | 0
06.06. | 7 | 0
06.06. | 8 | 0
06.06. | 9 | 0
06.06. | 10 | 0
06.06. | 11 | 0
06.06. | 12 | 0
06.06. | 13 | 0
06.06. | 14 | 0
06.06. | 15 | 0
06.06. | 16 | 0
06.06. | 17 | 0
06.06. | 18 | 0
06.06. | 19 | 0
06.06. | 20 | 0
06.06. | 21 | 0
06.06. | 22 | 0
06.06. | 23 | 0
06.06. | 24 | 0
07.06. | 1 | 0
07.06. | 2 | 0
07.06. | 3 | 0
07.06. | 4 | 0
07.06. | 5 | 0
07.06. | 6 | 0
07.06. | 7 | 0
07.06. | 8 | 0
07.06. | 9 | 0
07.06. | 10 | 0
07.06. | 11 | 0
07.06. | 12 | 0
07.06. | 13 | 0
07.06. | 14 | 0
07.06. | 15 | 0
07.06. | 16 | 0
07.06. | 17 | 0
07.06. | 18 | 0
07.06. | 19 | 0
07.06. | 20 | 0
07.06. | 21 | 0
07.06. | 22 | 0
07.06. | 23 | 0
07.06. | 24 | 0
08.06. | 1 | 0
08.06. | 2 | 0
08.06. | 3 | 0
08.06. | 4 | 0
08.06. | 5 | 0
08.06. | 6 | 0
08.06. | 7 | 0
08.06. | 8 | 0
08.06. | 9 | 0
08.06. | 10 | 0
08.06. | 11 | 0
08.06. | 12 | 0
08.06. | 13 | 0
08.06. | 14 | 0
08.06. | 15 | 0
08.06. | 16 | 0
08.06. | 17 | 0
08.06. | 18 | 0
08.06. | 19 | 0
08.06. | 20 | 0
08.06. | 21 | 0
08.06. | 22 | 0
08.06. | 23 | 0
08.06. | 24 | 0
09.06. | 1 | 0
09.06. | 2 | 0
09.06. | 3 | 0
09.06. | 4 | 0
09.06. | 5 | 0
09.06. | 6 | 0
09.06. | 7 | 0
09.06. | 8 | 0
09.06. | 9 | 0
09.06. | 10 | 0
09.06. | 11 | 0
09.06. | 12 | 0
09.06. | 13 | 0
09.06. | 14 | 0
09.06. | 15 | 0
09.06. | 16 | 0
09.06. | 17 | 0
09.06. | 18 | 0
09.06. | 19 | 0
09.06. | 20 | 0
09.06. | 21 | 0
09.06. | 22 | 0
09.06. | 23 | 0
09.06. | 24 | 0
10.06. | 1 | 0
10.06. | 2 | 0
10.06. | 3 | 0
10.06. | 4 | 0
10.06. | 5 | 0
10.06. | 6 | 0
10.06. | 7 | 0
10.06. | 8 | 0
10.06. | 9 | 0
10.06. | 10 | 0
10.06. | 11 | 0
10.06. | 12 | 0
10.06. | 13 | 0
10.06. | 14 | 0
10.06. | 15 | 0
10.06. | 16 | 0
10.06. | 17 | 0
10.06. | 18 | 0
10.06. | 19 | 0
10.06. | 20 | 0
10.06. | 21 | 0
10.06. | 22 | 0
10.06. | 23 | 0
10.06. | 24 | 0
11.06. | 1 | 0
11.06. | 2 | 0
11.06. | 3 | 0
11.06. | 4 | 0
11.06. | 5 | 0
11.06. | 6 | 0
11.06. | 7 | 0
11.06. | 8 | 0
11.06. | 9 | 0
11.06. | 10 | 0
11.06. | 11 | 0
11.06. | 12 | 0
11.06. | 13 | 0
11.06. | 14 | 0
11.06. | 15 | 0
11.06. | 16 | 0
11.06. | 17 | 0
11.06. | 18 | 0
11.06. | 19 | 0
11.06. | 20 | 0
11.06. | 21 | 0
11.06. | 22 | 0
11.06. | 23 | 0
11.06. | 24 | 0
12.06. | 1 | 0
12.06. | 2 | 0
12.06. | 3 | 0
12.06. | 4 | 0
12.06. | 5 | 0
12.06. | 6 | 0
12.06. | 7 | 0
12.06. | 8 | 0
12.06. | 9 | 0
12.06. | 10 | 0
12.06. | 11 | 0
12.06. | 12 | 0
12.06. | 13 | 0
12.06. | 14 | 0
12.06. | 15 | 0
12.06. | 16 | 0
12.06. | 17 | 0
12.06. | 18 | 0
12.06. | 19 | 0
12.06. | 20 | 0
12.06. | 21 | 0
12.06. | 22 | 0
12.06. | 23 | 0
12.06. | 24 | 0
13.06. | 1 | 0
13.06. | 2 | 0
13.06. | 3 | 0
13.06. | 4 | 0
13.06. | 5 | 0
13.06. | 6 | 0
13.06. | 7 | 0
13.06. | 8 | 0
13.06. | 9 | 0
13.06. | 10 | 0
13.06. | 11 | 0
13.06. | 12 | 0
13.06. | 13 | 0
13.06. | 14 | 0
13.06. | 15 | 0
13.06. | 16 | 0
13.06. | 17 | 0
13.06. | 18 | 0
13.06. | 19 | 0
13.06. | 20 | 0
13.06. | 21 | 0
13.06. | 22 | 0
13.06. | 23 | 0
13.06. | 24 | 0
14.06. | 1 | 0
14.06. | 2 | 0
14.06. | 3 | 0
14.06. | 4 | 0
14.06. | 5 | 0
14.06. | 6 | 0
14.06. | 7 | 0
14.06. | 8 | 0
14.06. | 9 | 0
14.06. | 10 | 0
14.06. | 11 | 0
14.06. | 12 | 0
14.06. | 13 | 0
14.06. | 14 | 0
14.06. | 15 | 0
14.06. | 16 | 0
14.06. | 17 | 0
14.06. | 18 | 0
14.06. | 19 | 0
14.06. | 20 | 0
14.06. | 21 | 0
14.06. | 22 | 0
14.06. | 23 | 0
14.06. | 24 | 0
15.06. | 1 | 0
15.06. | 2 | 0
15.06. | 3 | 0
15.06. | 4 | 0
15.06. | 5 | 0
15.06. | 6 | 0
15.06. | 7 | 0
15.06. | 8 | 0
15.06. | 9 | 0
15.06. | 10 | 0
15.06. | 11 | 0
15.06. | 12 | 0
15.06. | 13 | 0
15.06. | 14 | 0
15.06. | 15 | 0
15.06. | 16 | 0
15.06. | 17 | 0
15.06. | 18 | 0
15.06. | 19 | 0
15.06. | 20 | 0
15.06. | 21 | 0
15.06. | 22 | 0
15.06. | 23 | 0
15.06. | 24 | 0
16.06. | 1 | 0
16.06. | 2 | 0
16.06. | 3 | 0
16.06. | 4 | 0
16.06. | 5 | 0
16.06. | 6 | 0
16.06. | 7 | 0
16.06. | 8 | 0
16.06. | 9 | 0
16.06. | 10 | 0
16.06. | 11 | 0
16.06. | 12 | 0
16.06. | 13 | 0
16.06. | 14 | 0
16.06. | 15 | 0
16.06. | 16 | 0
16.06. | 17 | 0
16.06. | 18 | 0
16.06. | 19 | 0
16.06. | 20 | 0
16.06. | 21 | 0
16.06. | 22 | 0
16.06. | 23 | 0
16.06. | 24 | 0
17.06. | 1 | 0
17.06. | 2 | 0
17.06. | 3 | 0
17.06. | 4 | 0
17.06. | 5 | 0
17.06. | 6 | 0
17.06. | 7 | 0
17.06. | 8 | 0
17.06. | 9 | 0
17.06. | 10 | 0
17.06. | 11 | 0
17.06. | 12 | 0
17.06. | 13 | 0
17.06. | 14 | 0
17.06. | 15 | 0
17.06. | 16 | 0
17.06. | 17 | 0
17.06. | 18 | 0
17.06. | 19 | 0
17.06. | 20 | 0
17.06. | 21 | 0
17.06. | 22 | 0
17.06. | 23 | 0
17.06. | 24 | 0
18.06. | 1 | 0
18.06. | 2 | 0
18.06. | 3 | 0
18.06. | 4 | 0
18.06. | 5 | 0
18.06. | 6 | 0
18.06. | 7 | 0
18.06. | 8 | 0
18.06. | 9 | 0
18.06. | 10 | 0
18.06. | 11 | 0
18.06. | 12 | 0
18.06. | 13 | 0
18.06. | 14 | 0
18.06. | 15 | 0
18.06. | 16 | 0
18.06. | 17 | 0
18.06. | 18 | 0
18.06. | 19 | 0
18.06. | 20 | 0
18.06. | 21 | 0
18.06. | 22 | 0
18.06. | 23 | 0
18.06. | 24 | 0
19.06. | 1 | 0
19.06. | 2 | 0
19.06. | 3 | 0
19.06. | 4 | 0
19.06. | 5 | 0
19.06. | 6 | 0
19.06. | 7 | 0
19.06. | 8 | 0
19.06. | 9 | 0
19.06. | 10 | 0
19.06. | 11 | 0
19.06. | 12 | 0
19.06. | 13 | 0
19.06. | 14 | 0
19.06. | 15 | 0
19.06. | 16 | 0
19.06. | 17 | 0
19.06. | 18 | 0
19.06. | 19 | 0
19.06. | 20 | 0
19.06. | 21 | 0
19.06. | 22 | 0
19.06. | 23 | 0
19.06. | 24 | 0
20.06. | 1 | 0
20.06. | 2 | 0
20.06. | 3 | 0
20.06. | 4 | 0
20.06. | 5 | 0
20.06. | 6 | 0
20.06. | 7 | 0
20.06. | 8 | 0
20.06. | 9 | 0
20.06. | 10 | 0
20.06. | 11 | 0
20.06. | 12 | 0
20.06. | 13 | 0
20.06. | 14 | 0
20.06. | 15 | 0
20.06. | 16 | 0
20.06. | 17 | 0
20.06. | 18 | 0
20.06. | 19 | 0
20.06. | 20 | 0
20.06. | 21 | 0
20.06. | 22 | 0
20.06. | 23 | 0
20.06. | 24 | 0
21.06. | 1 | 0
21.06. | 2 | 0
21.06. | 3 | 0
21.06. | 4 | 0
21.06. | 5 | 0
21.06. | 6 | 0
21.06. | 7 | 0
21.06. | 8 | 0
21.06. | 9 | 0
21.06. | 10 | 0
21.06. | 11 | 0
21.06. | 12 | 0
21.06. | 13 | 0
21.06. | 14 | 0
21.06. | 15 | 0
21.06. | 16 | 0
21.06. | 17 | 0
21.06. | 18 | 0
21.06. | 19 | 0
21.06. | 20 | 0
21.06. | 21 | 0
21.06. | 22 | 0
21.06. | 23 | 0
21.06. | 24 | 0
22.06. | 1 | 0
22.06. | 2 | 0
22.06. | 3 | 0
22.06. | 4 | 0
22.06. | 5 | 0
22.06. | 6 | 0
22.06. | 7 | 0
22.06. | 8 | 0
22.06. | 9 | 0
22.06. | 10 | 0
22.06. | 11 | 0
22.06. | 12 | 0
22.06. | 13 | 0
22.06. | 14 | 0
22.06. | 15 | 0
22.06. | 16 | 0
22.06. | 17 | 0
22.06. | 18 | 0
22.06. | 19 | 0
22.06. | 20 | 0
22.06. | 21 | 0
22.06. | 22 | 0
22.06. | 23 | 0
22.06. | 24 | 0
23.06. | 1 | 0
23.06. | 2 | 0
23.06. | 3 | 0
23.06. | 4 | 0
23.06. | 5 | 0
23.06. | 6 | 0
23.06. | 7 | 0
23.06. | 8 | 0
23.06. | 9 | 0
23.06. | 10 | 0
23.06. | 11 | 0
23.06. | 12 | 0
23.06. | 13 | 0
23.06. | 14 | 0
23.06. | 15 | 0
23.06. | 16 | 0
23.06. | 17 | 0
23.06. | 18 | 0
23.06. | 19 | 0
23.06. | 20 | 0
23.06. | 21 | 0
23.06. | 22 | 0
23.06. | 23 | 0
23.06. | 24 | 0
24.06. | 1 | 0
24.06. | 2 | 0
24.06. | 3 | 0
24.06. | 4 | 0
24.06. | 5 | 0
24.06. | 6 | 0
24.06. | 7 | 0
24.06. | 8 | 0
24.06. | 9 | 0
24.06. | 10 | 0
24.06. | 11 | 0
24.06. | 12 | 0
24.06. | 13 | 0
24.06. | 14 | 0
24.06. | 15 | 0
24.06. | 16 | 0
24.06. | 17 | 0
24.06. | 18 | 0
24.06. | 19 | 0
24.06. | 20 | 0
24.06. | 21 | 0
24.06. | 22 | 0
24.06. | 23 | 0
24.06. | 24 | 0
25.06. | 1 | 0
25.06. | 2 | 0
25.06. | 3 | 0
25.06. | 4 | 0
25.06. | 5 | 0
25.06. | 6 | 0
25.06. | 7 | 0
25.06. | 8 | 0
25.06. | 9 | 0
25.06. | 10 | 0
25.06. | 11 | 0
25.06. | 12 | 0
25.06. | 13 | 0
25.06. | 14 | 0
25.06. | 15 | 0
25.06. | 16 | 0
25.06. | 17 | 0
25.06. | 18 | 0
25.06. | 19 | 0
25.06. | 20 | 0
25.06. | 21 | 0
25.06. | 22 | 0
25.06. | 23 | 0
25.06. | 24 | 0
26.06. | 1 | 0
26.06. | 2 | 0
26.06. | 3 | 0
26.06. | 4 | 0
26.06. | 5 | 0
26.06. | 6 | 0
26.06. | 7 | 0
26.06. | 8 | 0
26.06. | 9 | 0
26.06. | 10 | 0
26.06. | 11 | 0
26.06. | 12 | 0
26.06. | 13 | 0
26.06. | 14 | 0
26.06. | 15 | 0
26.06. | 16 | 0
26.06. | 17 | 0
26.06. | 18 | 0
26.06. | 19 | 0
26.06. | 20 | 0
26.06. | 21 | 0
26.06. | 22 | 0
26.06. | 23 | 0
26.06. | 24 | 0
27.06. | 1 | 0
27.06. | 2 | 0
27.06. | 3 | 0
27.06. | 4 | 0
27.06. | 5 | 0
27.06. | 6 | 0
27.06. | 7 | 0
27.06. | 8 | 0
27.06. | 9 | 0
27.06. | 10 | 0
27.06. | 11 | 0
27.06. | 12 | 0
27.06. | 13 | 0
27.06. | 14 | 0
27.06. | 15 | 0
27.06. | 16 | 0
27.06. | 17 | 0
27.06. | 18 | 0
27.06. | 19 | 0
27.06. | 20 | 0
27.06. | 21 | 0
27.06. | 22 | 0
27.06. | 23 | 0
27.06. | 24 | 0
28.06. | 1 | 0
28.06. | 2 | 0
28.06. | 3 | 0
28.06. | 4 | 0
28.06. | 5 | 0
28.06. | 6 | 0
28.06. | 7 | 0
28.06. | 8 | 0
28.06. | 9 | 0
28.06. | 10 | 0
28.06. | 11 | 0
28.06. | 12 | 0
28.06. | 13 | 0
28.06. | 14 | 0
28.06. | 15 | 0
28.06. | 16 | 0
28.06. | 17 | 0
28.06. | 18 | 0
28.06. | 19 | 0
28.06. | 20 | 0
28.06. | 21 | 0
28.06. | 22 | 0
28.06. | 23 | 0
28.06. | 24 | 0
29.06. | 1 | 0
29.06. | 2 | 0
29.06. | 3 | 0
29.06. | 4 | 0
29.06. | 5 | 0
29.06. | 6 | 0
29.06. | 7 | 0
29.06. | 8 | 0
29.06. | 9 | 0
29.06. | 10 | 0
29.06. | 11 | 0
29.06. | 12 | 0
29.06. | 13 | 0
29.06. | 14 | 0
29.06. | 15 | 0
29.06. | 16 | 0
29.06. | 17 | 0
29.06. | 18 | 0
29.06. | 19 | 0
29.06. | 20 | 0
29.06. | 21 | 0
29.06. | 22 | 0
29.06. | 23 | 0
29.06. | 24 | 0
30.06. | 1 | 0
30.06. | 2 | 0
30.06. | 3 | 0
30.06. | 4 | 0
30.06. | 5 | 0
30.06. | 6 | 0
30.06. | 7 | 0
30.06. | 8 | 0
30.06. | 9 | 0
30.06. | 10 | 0
30.06. | 11 | 0
30.06. | 12 | 0
30.06. | 13 | 0
30.06. | 14 | 0
30.06. | 15 | 0
30.06. | 16 | 0
30.06. | 17 | 0
30.06. | 18 | 0
30.06. | 19 | 0
30.06. | 20 | 0
30.06. | 21 | 0
30.06. | 22 | 0
30.06. | 23 | 0
30.06. | 24 | 0
01.07. | 1 | 0
01.07. | 2 | 0
01.07. | 3 | 0
01.07. | 4 | 0
01.07. | 5 | 0
01.07. | 6 | 0
01.07. | 7 | 0
01.07. | 8 | 0
01.07. | 9 | 0
01.07. | 10 | 0
01.07. | 11 | 0
01.07. | 12 | 0
01.07. | 13 | 0
01.07. | 14 | 0
01.07. | 15 | 0
01.07. | 16 | 0
01.07. | 17 | 0
01.07. | 18 | 0
01.07. | 19 | 0
01.07. | 20 | 0
01.07. | 21 | 0
01.07. | 22 | 0
01.07. | 23 | 0
01.07. | 24 | 0
02.07. | 1 | 0
02.07. | 2 | 0
02.07. | 3 | 0
02.07. | 4 | 0
02.07. | 5 | 0
02.07. | 6 | 0
02.07. | 7 | 0
02.07. | 8 | 0
02.07. | 9 | 0
02.07. | 10 | 0
02.07. | 11 | 0
02.07. | 12 | 0
02.07. | 13 | 0
02.07. | 14 | 0
02.07. | 15 | 0
02.07. | 16 | 0
02.07. | 17 | 0
02.07. | 18 | 0
02.07. | 19 | 0
02.07. | 20 | 0
02.07. | 21 | 0
02.07. | 22 | 0
02.07. | 23 | 0
02.07. | 24 | 0
03.07. | 1 | 0
03.07. | 2 | 0
03.07. | 3 | 0
03.07. | 4 | 0
03.07. | 5 | 0
03.07. | 6 | 0
03.07. | 7 | 0
03.07. | 8 | 0
03.07. | 9 | 0
03.07. | 10 | 0
03.07. | 11 | 0
03.07. | 12 | 0
03.07. | 13 | 0
03.07. | 14 | 0
03.07. | 15 | 0
03.07. | 16 | 0
03.07. | 17 | 0
03.07. | 18 | 0
03.07. | 19 | 0
03.07. | 20 | 0
03.07. | 21 | 0
03.07. | 22 | 0
03.07. | 23 | 0
03.07. | 24 | 0
04.07. | 1 | 0
04.07. | 2 | 0
04.07. | 3 | 0
04.07. | 4 | 0
04.07. | 5 | 0
04.07. | 6 | 0
04.07. | 7 | 0
04.07. | 8 | 0
04.07. | 9 | 0
04.07. | 10 | 0
04.07. | 11 | 0
04.07. | 12 | 0
04.07. | 13 | 0
04.07. | 14 | 0
04.07. | 15 | 0
04.07. | 16 | 0
04.07. | 17 | 0
04.07. | 18 | 0
04.07. | 19 | 0
04.07. | 20 | 0
04.07. | 21 | 0
04.07. | 22 | 0
04.07. | 23 | 0
04.07. | 24 | 0
05.07. | 1 | 0
05.07. | 2 | 0
05.07. | 3 | 0
05.07. | 4 | 0
05.07. | 5 | 0
05.07. | 6 | 0
05.07. | 7 | 0
05.07. | 8 | 0
05.07. | 9 | 0
05.07. | 10 | 0
05.07. | 11 | 0
05.07. | 12 | 0
05.07. | 13 | 0
05.07. | 14 | 0
05.07. | 15 | 0
05.07. | 16 | 0
05.07. | 17 | 0
05.07. | 18 | 0
05.07. | 19 | 0
05.07. | 20 | 0
05.07. | 21 | 0
05.07. | 22 | 0
05.07. | 23 | 0
05.07. | 24 | 0
06.07. | 1 | 0
06.07. | 2 | 0
06.07. | 3 | 0
06.07. | 4 | 0
06.07. | 5 | 0
06.07. | 6 | 0
06.07. | 7 | 0
06.07. | 8 | 0
06.07. | 9 | 0
06.07. | 10 | 0
06.07. | 11 | 0
06.07. | 12 | 0
06.07. | 13 | 0
06.07. | 14 | 0
06.07. | 15 | 0
06.07. | 16 | 0
06.07. | 17 | 0
06.07. | 18 | 0
06.07. | 19 | 0
06.07. | 20 | 0
06.07. | 21 | 0
06.07. | 22 | 0
06.07. | 23 | 0
06.07. | 24 | 0
07.07. | 1 | 0
07.07. | 2 | 0
07.07. | 3 | 0
07.07. | 4 | 0
07.07. | 5 | 0
07.07. | 6 | 0
07.07. | 7 | 0
07.07. | 8 | 0
07.07. | 9 | 0
07.07. | 10 | 0
07.07. | 11 | 0
07.07. | 12 | 0
07.07. | 13 | 0
07.07. | 14 | 0
07.07. | 15 | 0
07.07. | 16 | 0
07.07. | 17 | 0
07.07. | 18 | 0
07.07. | 19 | 0
07.07. | 20 | 0
07.07. | 21 | 0
07.07. | 22 | 0
07.07. | 23 | 0
07.07. | 24 | 0
08.07. | 1 | 0
08.07. | 2 | 0
08.07. | 3 | 0
08.07. | 4 | 0
08.07. | 5 | 0
08.07. | 6 | 0
08.07. | 7 | 0
08.07. | 8 | 0
08.07. | 9 | 0
08.07. | 10 | 0
08.07. | 11 | 0
08.07. | 12 | 0
08.07. | 13 | 0
08.07. | 14 | 0
08.07. | 15 | 0
08.07. | 16 | 0
08.07. | 17 | 0
08.07. | 18 | 0
08.07. | 19 | 0
08.07. | 20 | 0
08.07. | 21 | 0
08.07. | 22 | 0
08.07. | 23 | 0
08.07. | 24 | 0
09.07. | 1 | 0
09.07. | 2 | 0
09.07. | 3 | 0
09.07. | 4 | 0
09.07. | 5 | 0
09.07. | 6 | 0
09.07. | 7 | 0
09.07. | 8 | 0
09.07. | 9 | 0
09.07. | 10 | 0
09.07. | 11 | 0
09.07. | 12 | 0
09.07. | 13 | 0
09.07. | 14 | 0
09.07. | 15 | 0
09.07. | 16 | 0
09.07. | 17 | 0
09.07. | 18 | 0
09.07. | 19 | 0
09.07. | 20 | 0
09.07. | 21 | 0
09.07. | 22 | 0
09.07. | 23 | 0
09.07. | 24 | 0
10.07. | 1 | 0
10.07. | 2 | 0
10.07. | 3 | 0
10.07. | 4 | 0
10.07. | 5 | 0
10.07. | 6 | 0
10.07. | 7 | 0
10.07. | 8 | 0
10.07. | 9 | 0
10.07. | 10 | 0
10.07. | 11 | 0
10.07. | 12 | 0
10.07. | 13 | 0
10.07. | 14 | 0
10.07. | 15 | 0
10.07. | 16 | 0
10.07. | 17 | 0
10.07. | 18 | 0
10.07. | 19 | 0
10.07. | 20 | 0
10.07. | 21 | 0
10.07. | 22 | 0
10.07. | 23 | 0
10.07. | 24 | 0
11.07. | 1 | 0
11.07. | 2 | 0
11.07. | 3 | 0
11.07. | 4 | 0
11.07. | 5 | 0
11.07. | 6 | 0
11.07. | 7 | 0
11.07. | 8 | 0
11.07. | 9 | 0
11.07. | 10 | 0
11.07. | 11 | 0
11.07. | 12 | 0
11.07. | 13 | 0
11.07. | 14 | 0
11.07. | 15 | 0
11.07. | 16 | 0
11.07. | 17 | 0
11.07. | 18 | 0
11.07. | 19 | 0
11.07. | 20 | 0
11.07. | 21 | 0
11.07. | 22 | 0
11.07. | 23 | 0
11.07. | 24 | 0
12.07. | 1 | 0
12.07. | 2 | 0
12.07. | 3 | 0
12.07. | 4 | 0
12.07. | 5 | 0
12.07. | 6 | 0
12.07. | 7 | 0
12.07. | 8 | 0
12.07. | 9 | 0
12.07. | 10 | 0
12.07. | 11 | 0
12.07. | 12 | 0
12.07. | 13 | 0
12.07. | 14 | 0
12.07. | 15 | 0
12.07. | 16 | 0
12.07. | 17 | 0
12.07. | 18 | 0
12.07. | 19 | 0
12.07. | 20 | 0
12.07. | 21 | 0
12.07. | 22 | 0
12.07. | 23 | 0
12.07. | 24 | 0
13.07. | 1 | 0
13.07. | 2 | 0
13.07. | 3 | 0
13.07. | 4 | 0
13.07. | 5 | 0
13.07. | 6 | 0
13.07. | 7 | 0
13.07. | 8 | 0
13.07. | 9 | 0
13.07. | 10 | 0
13.07. | 11 | 0
13.07. | 12 | 0
13.07. | 13 | 0
13.07. | 14 | 0
13.07. | 15 | 0
13.07. | 16 | 0
13.07. | 17 | 0
13.07. | 18 | 0
13.07. | 19 | 0
13.07. | 20 | 0
13.07. | 21 | 0
13.07. | 22 | 0
13.07. | 23 | 0
13.07. | 24 | 0
14.07. | 1 | 0
14.07. | 2 | 0
14.07. | 3 | 0
14.07. | 4 | 0
14.07. | 5 | 0
14.07. | 6 | 0
14.07. | 7 | 0
14.07. | 8 | 0
14.07. | 9 | 0
14.07. | 10 | 0
14.07. | 11 | 0
14.07. | 12 | 0
14.07. | 13 | 0
14.07. | 14 | 0
14.07. | 15 | 0
14.07. | 16 | 0
14.07. | 17 | 0
14.07. | 18 | 0
14.07. | 19 | 0
14.07. | 20 | 0
14.07. | 21 | 0
14.07. | 22 | 0
14.07. | 23 | 0
14.07. | 24 | 0
15.07. | 1 | 0
15.07. | 2 | 0
15.07. | 3 | 0
15.07. | 4 | 0
15.07. | 5 | 0
15.07. | 6 | 0
15.07. | 7 | 0
15.07. | 8 | 0
15.07. | 9 | 0
15.07. | 10 | 0
15.07. | 11 | 0
15.07. | 12 | 0
15.07. | 13 | 0
15.07. | 14 | 0
15.07. | 15 | 0
15.07. | 16 | 0
15.07. | 17 | 0
15.07. | 18 | 0
15.07. | 19 | 0
15.07. | 20 | 0
15.07. | 21 | 0
15.07. | 22 | 0
15.07. | 23 | 0
15.07. | 24 | 0
16.07. | 1 | 0
16.07. | 2 | 0
16.07. | 3 | 0
16.07. | 4 | 0
16.07. | 5 | 0
16.07. | 6 | 0
16.07. | 7 | 0
16.07. | 8 | 0
16.07. | 9 | 0
16.07. | 10 | 0
16.07. | 11 | 0
16.07. | 12 | 0
16.07. | 13 | 0
16.07. | 14 | 0
16.07. | 15 | 0
16.07. | 16 | 0
16.07. | 17 | 0
16.07. | 18 | 0
16.07. | 19 | 0
16.07. | 20 | 0
16.07. | 21 | 0
16.07. | 22 | 0
16.07. | 23 | 0
16.07. | 24 | 0
17.07. | 1 | 0
17.07. | 2 | 0
17.07. | 3 | 0
17.07. | 4 | 0
17.07. | 5 | 0
17.07. | 6 | 0
17.07. | 7 | 0
17.07. | 8 | 0
17.07. | 9 | 0
17.07. | 10 | 0
17.07. | 11 | 0
17.07. | 12 | 0
17.07. | 13 | 0
17.07. | 14 | 0
17.07. | 15 | 0
17.07. | 16 | 0
17.07. | 17 | 0
17.07. | 18 | 0
17.07. | 19 | 0
17.07. | 20 | 0
17.07. | 21 | 0
17.07. | 22 | 0
17.07. | 23 | 0
17.07. | 24 | 0
18.07. | 1 | 0
18.07. | 2 | 0
18.07. | 3 | 0
18.07. | 4 | 0
18.07. | 5 | 0
18.07. | 6 | 0
18.07. | 7 | 0
18.07. | 8 | 0
18.07. | 9 | 0
18.07. | 10 | 0
18.07. | 11 | 0
18.07. | 12 | 0
18.07. | 13 | 0
18.07. | 14 | 0
18.07. | 15 | 0
18.07. | 16 | 0
18.07. | 17 | 0
18.07. | 18 | 0
18.07. | 19 | 0
18.07. | 20 | 0
18.07. | 21 | 0
18.07. | 22 | 0
18.07. | 23 | 0
18.07. | 24 | 0
19.07. | 1 | 0
19.07. | 2 | 0
19.07. | 3 | 0
19.07. | 4 | 0
19.07. | 5 | 0
19.07. | 6 | 0
19.07. | 7 | 0
19.07. | 8 | 0
19.07. | 9 | 0
19.07. | 10 | 0
19.07. | 11 | 0
19.07. | 12 | 0
19.07. | 13 | 0
19.07. | 14 | 0
19.07. | 15 | 0
19.07. | 16 | 0
19.07. | 17 | 0
19.07. | 18 | 0
19.07. | 19 | 0
19.07. | 20 | 0
19.07. | 21 | 0
19.07. | 22 | 0
19.07. | 23 | 0
19.07. | 24 | 0
20.07. | 1 | 0
20.07. | 2 | 0
20.07. | 3 | 0
20.07. | 4 | 0
20.07. | 5 | 0
20.07. | 6 | 0
20.07. | 7 | 0
20.07. | 8 | 0
20.07. | 9 | 0
20.07. | 10 | 0
20.07. | 11 | 0
20.07. | 12 | 0
20.07. | 13 | 0
20.07. | 14 | 0
20.07. | 15 | 0
20.07. | 16 | 0
20.07. | 17 | 0
20.07. | 18 | 0
20.07. | 19 | 0
20.07. | 20 | 0
20.07. | 21 | 0
20.07. | 22 | 0
20.07. | 23 | 0
20.07. | 24 | 0
21.07. | 1 | 0
21.07. | 2 | 0
21.07. | 3 | 0
21.07. | 4 | 0
21.07. | 5 | 0
21.07. | 6 | 0
21.07. | 7 | 0
21.07. | 8 | 0
21.07. | 9 | 0
21.07. | 10 | 0
21.07. | 11 | 0
21.07. | 12 | 0
21.07. | 13 | 0
21.07. | 14 | 0
21.07. | 15 | 0
21.07. | 16 | 0
21.07. | 17 | 0
21.07. | 18 | 0
21.07. | 19 | 0
21.07. | 20 | 0
21.07. | 21 | 0
21.07. | 22 | 0
21.07. | 23 | 0
21.07. | 24 | 0
22.07. | 1 | 0
22.07. | 2 | 0
22.07. | 3 | 0
22.07. | 4 | 0
22.07. | 5 | 0
22.07. | 6 | 0
22.07. | 7 | 0
22.07. | 8 | 0
22.07. | 9 | 0
22.07. | 10 | 0
22.07. | 11 | 0
22.07. | 12 | 0
22.07. | 13 | 0
22.07. | 14 | 0
22.07. | 15 | 0
22.07. | 16 | 0
22.07. | 17 | 0
22.07. | 18 | 0
22.07. | 19 | 0
22.07. | 20 | 0
22.07. | 21 | 0
22.07. | 22 | 0
22.07. | 23 | 0
22.07. | 24 | 0
23.07. | 1 | 0
23.07. | 2 | 0
23.07. | 3 | 0
23.07. | 4 | 0
23.07. | 5 | 0
23.07. | 6 | 0
23.07. | 7 | 0
23.07. | 8 | 0
23.07. | 9 | 0
23.07. | 10 | 0
23.07. | 11 | 0
23.07. | 12 | 0
23.07. | 13 | 0
23.07. | 14 | 0
23.07. | 15 | 0
23.07. | 16 | 0
23.07. | 17 | 0
23.07. | 18 | 0
23.07. | 19 | 0
23.07. | 20 | 0
23.07. | 21 | 0
23.07. | 22 | 0
23.07. | 23 | 0
23.07. | 24 | 0
24.07. | 1 | 0
24.07. | 2 | 0
24.07. | 3 | 0
24.07. | 4 | 0
24.07. | 5 | 0
24.07. | 6 | 0
24.07. | 7 | 0
24.07. | 8 | 0
24.07. | 9 | 0
24.07. | 10 | 0
24.07. | 11 | 0
24.07. | 12 | 0
24.07. | 13 | 0
24.07. | 14 | 0
24.07. | 15 | 0
24.07. | 16 | 0
24.07. | 17 | 0
24.07. | 18 | 0
24.07. | 19 | 0
24.07. | 20 | 0
24.07. | 21 | 0
24.07. | 22 | 0
24.07. | 23 | 0
24.07. | 24 | 0
25.07. | 1 | 0
25.07. | 2 | 0
25.07. | 3 | 0
25.07. | 4 | 0
25.07. | 5 | 0
25.07. | 6 | 0
25.07. | 7 | 0
25.07. | 8 | 0
25.07. | 9 | 0
25.07. | 10 | 0
25.07. | 11 | 0
25.07. | 12 | 0
25.07. | 13 | 0
25.07. | 14 | 0
25.07. | 15 | 0
25.07. | 16 | 0
25.07. | 17 | 0
25.07. | 18 | 0
25.07. | 19 | 0
25.07. | 20 | 0
25.07. | 21 | 0
25.07. | 22 | 0
25.07. | 23 | 0
25.07. | 24 | 0
26.07. | 1 | 0
26.07. | 2 | 0
26.07. | 3 | 0
26.07. | 4 | 0
26.07. | 5 | 0
26.07. | 6 | 0
26.07. | 7 | 0
26.07. | 8 | 0
26.07. | 9 | 0
26.07. | 10 | 0
26.07. | 11 | 0
26.07. | 12 | 0
26.07. | 13 | 0
26.07. | 14 | 0
26.07. | 15 | 0
26.07. | 16 | 0
26.07. | 17 | 0
26.07. | 18 | 0
26.07. | 19 | 0
26.07. | 20 | 0
26.07. | 21 | 0
26.07. | 22 | 0
26.07. | 23 | 0
26.07. | 24 | 0
27.07. | 1 | 0
27.07. | 2 | 0
27.07. | 3 | 0
27.07. | 4 | 0
27.07. | 5 | 0
27.07. | 6 | 0
27.07. | 7 | 0
27.07. | 8 | 0
27.07. | 9 | 0
27.07. | 10 | 0
27.07. | 11 | 0
27.07. | 12 | 0
27.07. | 13 | 0
27.07. | 14 | 0
27.07. | 15 | 0
27.07. | 16 | 0
27.07. | 17 | 0
27.07. | 18 | 0
27.07. | 19 | 0
27.07. | 20 | 0
27.07. | 21 | 0
27.07. | 22 | 0
27.07. | 23 | 0
27.07. | 24 | 0
28.07. | 1 | 0
28.07. | 2 | 0
28.07. | 3 | 0
28.07. | 4 | 0
28.07. | 5 | 0
28.07. | 6 | 0
28.07. | 7 | 0
28.07. | 8 | 0
28.07. | 9 | 0
28.07. | 10 | 0
28.07. | 11 | 0
28.07. | 12 | 0
28.07. | 13 | 0
28.07. | 14 | 0
28.07. | 15 | 0
28.07. | 16 | 0
28.07. | 17 | 0
28.07. | 18 | 0
28.07. | 19 | 0
28.07. | 20 | 0
28.07. | 21 | 0
28.07. | 22 | 0
28.07. | 23 | 0
28.07. | 24 | 0
29.07. | 1 | 0
29.07. | 2 | 0
29.07. | 3 | 0
29.07. | 4 | 0
29.07. | 5 | 0
29.07. | 6 | 0
29.07. | 7 | 0
29.07. | 8 | 0
29.07. | 9 | 0
29.07. | 10 | 0
29.07. | 11 | 0
29.07. | 12 | 0
29.07. | 13 | 0
29.07. | 14 | 0
29.07. | 15 | 0
29.07. | 16 | 0
29.07. | 17 | 0
29.07. | 18 | 0
29.07. | 19 | 0
29.07. | 20 | 0
29.07. | 21 | 0
29.07. | 22 | 0
29.07. | 23 | 0
29.07. | 24 | 0
30.07. | 1 | 0
30.07. | 2 | 0
30.07. | 3 | 0
30.07. | 4 | 0
30.07. | 5 | 0
30.07. | 6 | 0
30.07. | 7 | 0
30.07. | 8 | 0
30.07. | 9 | 0
30.07. | 10 | 0
30.07. | 11 | 0
30.07. | 12 | 0
30.07. | 13 | 0
30.07. | 14 | 0
30.07. | 15 | 0
30.07. | 16 | 0
30.07. | 17 | 0
30.07. | 18 | 0
30.07. | 19 | 0
30.07. | 20 | 0
30.07. | 21 | 0
30.07. | 22 | 0
30.07. | 23 | 0
30.07. | 24 | 0
31.07. | 1 | 0
31.07. | 2 | 0
31.07. | 3 | 0
31.07. | 4 | 0
31.07. | 5 | 0
31.07. | 6 | 0
31.07. | 7 | 0
31.07. | 8 | 0
31.07. | 9 | 0
31.07. | 10 | 0
31.07. | 11 | 0
31.07. | 12 | 0
31.07. | 13 | 0
31.07. | 14 | 0
31.07. | 15 | 0
31.07. | 16 | 0
31.07. | 17 | 0
31.07. | 18 | 0
31.07. | 19 | 0
31.07. | 20 | 0
31.07. | 21 | 0
31.07. | 22 | 0
31.07. | 23 | 0
31.07. | 24 | 0
01.08. | 1 | 0
01.08. | 2 | 0
01.08. | 3 | 0
01.08. | 4 | 0
01.08. | 5 | 0
01.08. | 6 | 0
01.08. | 7 | 0
01.08. | 8 | 0
01.08. | 9 | 0
01.08. | 10 | 0
01.08. | 11 | 0
01.08. | 12 | 0
01.08. | 13 | 0
01.08. | 14 | 0
01.08. | 15 | 0
01.08. | 16 | 0
01.08. | 17 | 0
01.08. | 18 | 0
01.08. | 19 | 0
01.08. | 20 | 0
01.08. | 21 | 0
01.08. | 22 | 0
01.08. | 23 | 0
01.08. | 24 | 0
02.08. | 1 | 0
02.08. | 2 | 0
02.08. | 3 | 0
02.08. | 4 | 0
02.08. | 5 | 0
02.08. | 6 | 0
02.08. | 7 | 0
02.08. | 8 | 0
02.08. | 9 | 0
02.08. | 10 | 0
02.08. | 11 | 0
02.08. | 12 | 0
02.08. | 13 | 0
02.08. | 14 | 0
02.08. | 15 | 0
02.08. | 16 | 0
02.08. | 17 | 0
02.08. | 18 | 0
02.08. | 19 | 0
02.08. | 20 | 0
02.08. | 21 | 0
02.08. | 22 | 0
02.08. | 23 | 0
02.08. | 24 | 0
03.08. | 1 | 0
03.08. | 2 | 0
03.08. | 3 | 0
03.08. | 4 | 0
03.08. | 5 | 0
03.08. | 6 | 0
03.08. | 7 | 0
03.08. | 8 | 0
03.08. | 9 | 0
03.08. | 10 | 0
03.08. | 11 | 0
03.08. | 12 | 0
03.08. | 13 | 0
03.08. | 14 | 0
03.08. | 15 | 0
03.08. | 16 | 0
03.08. | 17 | 0
03.08. | 18 | 0
03.08. | 19 | 0
03.08. | 20 | 0
03.08. | 21 | 0
03.08. | 22 | 0
03.08. | 23 | 0
03.08. | 24 | 0
04.08. | 1 | 0
04.08. | 2 | 0
04.08. | 3 | 0
04.08. | 4 | 0
04.08. | 5 | 0
04.08. | 6 | 0
04.08. | 7 | 0
04.08. | 8 | 0
04.08. | 9 | 0
04.08. | 10 | 0
04.08. | 11 | 0
04.08. | 12 | 0
04.08. | 13 | 0
04.08. | 14 | 0
04.08. | 15 | 0
04.08. | 16 | 0
04.08. | 17 | 0
04.08. | 18 | 0
04.08. | 19 | 0
04.08. | 20 | 0
04.08. | 21 | 0
04.08. | 22 | 0
04.08. | 23 | 0
04.08. | 24 | 0
05.08. | 1 | 0
05.08. | 2 | 0
05.08. | 3 | 0
05.08. | 4 | 0
05.08. | 5 | 0
05.08. | 6 | 0
05.08. | 7 | 0
05.08. | 8 | 0
05.08. | 9 | 0
05.08. | 10 | 0
05.08. | 11 | 0
05.08. | 12 | 0
05.08. | 13 | 0
05.08. | 14 | 0
05.08. | 15 | 0
05.08. | 16 | 0
05.08. | 17 | 0
05.08. | 18 | 0
05.08. | 19 | 0
05.08. | 20 | 0
05.08. | 21 | 0
05.08. | 22 | 0
05.08. | 23 | 0
05.08. | 24 | 0
06.08. | 1 | 0
06.08. | 2 | 0
06.08. | 3 | 0
06.08. | 4 | 0
06.08. | 5 | 0
06.08. | 6 | 0
06.08. | 7 | 0
06.08. | 8 | 0
06.08. | 9 | 0
06.08. | 10 | 0
06.08. | 11 | 0
06.08. | 12 | 0
06.08. | 13 | 0
06.08. | 14 | 0
06.08. | 15 | 0
06.08. | 16 | 0
06.08. | 17 | 0
06.08. | 18 | 0
06.08. | 19 | 0
06.08. | 20 | 0
06.08. | 21 | 0
06.08. | 22 | 0
06.08. | 23 | 0
06.08. | 24 | 0
07.08. | 1 | 0
07.08. | 2 | 0
07.08. | 3 | 0
07.08. | 4 | 0
07.08. | 5 | 0
07.08. | 6 | 0
07.08. | 7 | 0
07.08. | 8 | 0
07.08. | 9 | 0
07.08. | 10 | 0
07.08. | 11 | 0
07.08. | 12 | 0
07.08. | 13 | 0
07.08. | 14 | 0
07.08. | 15 | 0
07.08. | 16 | 0
07.08. | 17 | 0
07.08. | 18 | 0
07.08. | 19 | 0
07.08. | 20 | 0
07.08. | 21 | 0
07.08. | 22 | 0
07.08. | 23 | 0
07.08. | 24 | 0
08.08. | 1 | 0
08.08. | 2 | 0
08.08. | 3 | 0
08.08. | 4 | 0
08.08. | 5 | 0
08.08. | 6 | 0
08.08. | 7 | 0
08.08. | 8 | 0
08.08. | 9 | 0
08.08. | 10 | 0
08.08. | 11 | 0
08.08. | 12 | 0
08.08. | 13 | 0
08.08. | 14 | 0
08.08. | 15 | 0
08.08. | 16 | 0
08.08. | 17 | 0
08.08. | 18 | 0
08.08. | 19 | 0
08.08. | 20 | 0
08.08. | 21 | 0
08.08. | 22 | 0
08.08. | 23 | 0
08.08. | 24 | 0
09.08. | 1 | 0
09.08. | 2 | 0
09.08. | 3 | 0
09.08. | 4 | 0
09.08. | 5 | 0
09.08. | 6 | 0
09.08. | 7 | 0
09.08. | 8 | 0
09.08. | 9 | 0
09.08. | 10 | 0
09.08. | 11 | 0
09.08. | 12 | 0
09.08. | 13 | 0
09.08. | 14 | 0
09.08. | 15 | 0
09.08. | 16 | 0
09.08. | 17 | 0
09.08. | 18 | 0
09.08. | 19 | 0
09.08. | 20 | 0
09.08. | 21 | 0
09.08. | 22 | 0
09.08. | 23 | 0
09.08. | 24 | 0
10.08. | 1 | 0
10.08. | 2 | 0
10.08. | 3 | 0
10.08. | 4 | 0
10.08. | 5 | 0
10.08. | 6 | 0
10.08. | 7 | 0
10.08. | 8 | 0
10.08. | 9 | 0
10.08. | 10 | 0
10.08. | 11 | 0
10.08. | 12 | 0
10.08. | 13 | 0
10.08. | 14 | 0
10.08. | 15 | 0
10.08. | 16 | 0
10.08. | 17 | 0
10.08. | 18 | 0
10.08. | 19 | 0
10.08. | 20 | 0
10.08. | 21 | 0
10.08. | 22 | 0
10.08. | 23 | 0
10.08. | 24 | 0
11.08. | 1 | 0
11.08. | 2 | 0
11.08. | 3 | 0
11.08. | 4 | 0
11.08. | 5 | 0
11.08. | 6 | 0
11.08. | 7 | 0
11.08. | 8 | 0
11.08. | 9 | 0
11.08. | 10 | 0
11.08. | 11 | 0
11.08. | 12 | 0
11.08. | 13 | 0
11.08. | 14 | 0
11.08. | 15 | 0
11.08. | 16 | 0
11.08. | 17 | 0
11.08. | 18 | 0
11.08. | 19 | 0
11.08. | 20 | 0
11.08. | 21 | 0
11.08. | 22 | 0
11.08. | 23 | 0
11.08. | 24 | 0
12.08. | 1 | 0
12.08. | 2 | 0
12.08. | 3 | 0
12.08. | 4 | 0
12.08. | 5 | 0
12.08. | 6 | 0
12.08. | 7 | 0
12.08. | 8 | 0
12.08. | 9 | 0
12.08. | 10 | 0
12.08. | 11 | 0
12.08. | 12 | 0
12.08. | 13 | 0
12.08. | 14 | 0
12.08. | 15 | 0
12.08. | 16 | 0
12.08. | 17 | 0
12.08. | 18 | 0
12.08. | 19 | 0
12.08. | 20 | 0
12.08. | 21 | 0
12.08. | 22 | 0
12.08. | 23 | 0
12.08. | 24 | 0
13.08. | 1 | 0
13.08. | 2 | 0
13.08. | 3 | 0
13.08. | 4 | 0
13.08. | 5 | 0
13.08. | 6 | 0
13.08. | 7 | 0
13.08. | 8 | 0
13.08. | 9 | 0
13.08. | 10 | 0
13.08. | 11 | 0
13.08. | 12 | 0
13.08. | 13 | 0
13.08. | 14 | 0
13.08. | 15 | 0
13.08. | 16 | 0
13.08. | 17 | 0
13.08. | 18 | 0
13.08. | 19 | 0
13.08. | 20 | 0
13.08. | 21 | 0
13.08. | 22 | 0
13.08. | 23 | 0
13.08. | 24 | 0
14.08. | 1 | 0
14.08. | 2 | 0
14.08. | 3 | 0
14.08. | 4 | 0
14.08. | 5 | 0
14.08. | 6 | 0
14.08. | 7 | 0
14.08. | 8 | 0
14.08. | 9 | 0
14.08. | 10 | 0
14.08. | 11 | 0
14.08. | 12 | 0
14.08. | 13 | 0
14.08. | 14 | 0
14.08. | 15 | 0
14.08. | 16 | 0
14.08. | 17 | 0
14.08. | 18 | 0
14.08. | 19 | 0
14.08. | 20 | 0
14.08. | 21 | 0
14.08. | 22 | 0
14.08. | 23 | 0
14.08. | 24 | 0
15.08. | 1 | 0
15.08. | 2 | 0
15.08. | 3 | 0
15.08. | 4 | 0
15.08. | 5 | 0
15.08. | 6 | 0
15.08. | 7 | 0
15.08. | 8 | 0
15.08. | 9 | 0
15.08. | 10 | 0
15.08. | 11 | 0
15.08. | 12 | 0
15.08. | 13 | 0
15.08. | 14 | 0
15.08. | 15 | 0
15.08. | 16 | 0
15.08. | 17 | 0
15.08. | 18 | 0
15.08. | 19 | 0
15.08. | 20 | 0
15.08. | 21 | 0
15.08. | 22 | 0
15.08. | 23 | 0
15.08. | 24 | 0
16.08. | 1 | 0
16.08. | 2 | 0
16.08. | 3 | 0
16.08. | 4 | 0
16.08. | 5 | 0
16.08. | 6 | 0
16.08. | 7 | 0
16.08. | 8 | 0
16.08. | 9 | 0
16.08. | 10 | 0
16.08. | 11 | 0
16.08. | 12 | 0
16.08. | 13 | 0
16.08. | 14 | 0
16.08. | 15 | 0
16.08. | 16 | 0
16.08. | 17 | 0
16.08. | 18 | 0
16.08. | 19 | 0
16.08. | 20 | 0
16.08. | 21 | 0
16.08. | 22 | 0
16.08. | 23 | 0
16.08. | 24 | 0
17.08. | 1 | 0
17.08. | 2 | 0
17.08. | 3 | 0
17.08. | 4 | 0
17.08. | 5 | 0
17.08. | 6 | 0
17.08. | 7 | 0
17.08. | 8 | 0
17.08. | 9 | 0
17.08. | 10 | 0
17.08. | 11 | 0
17.08. | 12 | 0
17.08. | 13 | 0
17.08. | 14 | 0
17.08. | 15 | 0
17.08. | 16 | 0
17.08. | 17 | 0
17.08. | 18 | 0
17.08. | 19 | 0
17.08. | 20 | 0
17.08. | 21 | 0
17.08. | 22 | 0
17.08. | 23 | 0
17.08. | 24 | 0
18.08. | 1 | 0
18.08. | 2 | 0
18.08. | 3 | 0
18.08. | 4 | 0
18.08. | 5 | 0
18.08. | 6 | 0
18.08. | 7 | 0
18.08. | 8 | 0
18.08. | 9 | 0
18.08. | 10 | 0
18.08. | 11 | 0
18.08. | 12 | 0
18.08. | 13 | 0
18.08. | 14 | 0
18.08. | 15 | 0
18.08. | 16 | 0
18.08. | 17 | 0
18.08. | 18 | 0
18.08. | 19 | 0
18.08. | 20 | 0
18.08. | 21 | 0
18.08. | 22 | 0
18.08. | 23 | 0
18.08. | 24 | 0
19.08. | 1 | 0
19.08. | 2 | 0
19.08. | 3 | 0
19.08. | 4 | 0
19.08. | 5 | 0
19.08. | 6 | 0
19.08. | 7 | 0
19.08. | 8 | 0
19.08. | 9 | 0
19.08. | 10 | 0
19.08. | 11 | 0
19.08. | 12 | 0
19.08. | 13 | 0
19.08. | 14 | 0
19.08. | 15 | 0
19.08. | 16 | 0
19.08. | 17 | 0
19.08. | 18 | 0
19.08. | 19 | 0
19.08. | 20 | 0
19.08. | 21 | 0
19.08. | 22 | 0
19.08. | 23 | 0
19.08. | 24 | 0
20.08. | 1 | 0
20.08. | 2 | 0
20.08. | 3 | 0
20.08. | 4 | 0
20.08. | 5 | 0
20.08. | 6 | 0
20.08. | 7 | 0
20.08. | 8 | 0
20.08. | 9 | 0
20.08. | 10 | 0
20.08. | 11 | 0
20.08. | 12 | 0
20.08. | 13 | 0
20.08. | 14 | 0
20.08. | 15 | 0
20.08. | 16 | 0
20.08. | 17 | 0
20.08. | 18 | 0
20.08. | 19 | 0
20.08. | 20 | 0
20.08. | 21 | 0
20.08. | 22 | 0
20.08. | 23 | 0
20.08. | 24 | 0
21.08. | 1 | 0
21.08. | 2 | 0
21.08. | 3 | 0
21.08. | 4 | 0
21.08. | 5 | 0
21.08. | 6 | 0
21.08. | 7 | 0
21.08. | 8 | 0
21.08. | 9 | 0
21.08. | 10 | 0
21.08. | 11 | 0
21.08. | 12 | 0
21.08. | 13 | 0
21.08. | 14 | 0
21.08. | 15 | 0
21.08. | 16 | 0
21.08. | 17 | 0
21.08. | 18 | 0
21.08. | 19 | 0
21.08. | 20 | 0
21.08. | 21 | 0
21.08. | 22 | 0
21.08. | 23 | 0
21.08. | 24 | 0
22.08. | 1 | 0
22.08. | 2 | 0
22.08. | 3 | 0
22.08. | 4 | 0
22.08. | 5 | 0
22.08. | 6 | 0
22.08. | 7 | 0
22.08. | 8 | 0
22.08. | 9 | 0
22.08. | 10 | 0
22.08. | 11 | 0
22.08. | 12 | 0
22.08. | 13 | 0
22.08. | 14 | 0
22.08. | 15 | 0
22.08. | 16 | 0
22.08. | 17 | 0
22.08. | 18 | 0
22.08. | 19 | 0
22.08. | 20 | 0
22.08. | 21 | 0
22.08. | 22 | 0
22.08. | 23 | 0
22.08. | 24 | 0
23.08. | 1 | 0
23.08. | 2 | 0
23.08. | 3 | 0
23.08. | 4 | 0
23.08. | 5 | 0
23.08. | 6 | 0
23.08. | 7 | 0
23.08. | 8 | 0
23.08. | 9 | 0
23.08. | 10 | 0
23.08. | 11 | 0
23.08. | 12 | 0
23.08. | 13 | 0
23.08. | 14 | 0
23.08. | 15 | 0
23.08. | 16 | 0
23.08. | 17 | 0
23.08. | 18 | 0
23.08. | 19 | 0
23.08. | 20 | 0
23.08. | 21 | 0
23.08. | 22 | 0
23.08. | 23 | 0
23.08. | 24 | 0
24.08. | 1 | 0
24.08. | 2 | 0
24.08. | 3 | 0
24.08. | 4 | 0
24.08. | 5 | 0
24.08. | 6 | 0
24.08. | 7 | 0
24.08. | 8 | 0
24.08. | 9 | 0
24.08. | 10 | 0
24.08. | 11 | 0
24.08. | 12 | 0
24.08. | 13 | 0
24.08. | 14 | 0
24.08. | 15 | 0
24.08. | 16 | 0
24.08. | 17 | 0
24.08. | 18 | 0
24.08. | 19 | 0
24.08. | 20 | 0
24.08. | 21 | 0
24.08. | 22 | 0
24.08. | 23 | 0
24.08. | 24 | 0
25.08. | 1 | 0
25.08. | 2 | 0
25.08. | 3 | 0
25.08. | 4 | 0
25.08. | 5 | 0
25.08. | 6 | 0
25.08. | 7 | 0
25.08. | 8 | 0
25.08. | 9 | 0
25.08. | 10 | 0
25.08. | 11 | 0
25.08. | 12 | 0
25.08. | 13 | 0
25.08. | 14 | 0
25.08. | 15 | 0
25.08. | 16 | 0
25.08. | 17 | 0
25.08. | 18 | 0
25.08. | 19 | 0
25.08. | 20 | 0
25.08. | 21 | 0
25.08. | 22 | 0
25.08. | 23 | 0
25.08. | 24 | 0
26.08. | 1 | 0
26.08. | 2 | 0
26.08. | 3 | 0
26.08. | 4 | 0
26.08. | 5 | 0
26.08. | 6 | 0
26.08. | 7 | 0
26.08. | 8 | 0
26.08. | 9 | 0
26.08. | 10 | 0
26.08. | 11 | 0
26.08. | 12 | 0
26.08. | 13 | 0
26.08. | 14 | 0
26.08. | 15 | 0
26.08. | 16 | 0
26.08. | 17 | 0
26.08. | 18 | 0
26.08. | 19 | 0
26.08. | 20 | 0
26.08. | 21 | 0
26.08. | 22 | 0
26.08. | 23 | 0
26.08. | 24 | 0
27.08. | 1 | 0
27.08. | 2 | 0
27.08. | 3 | 0
27.08. | 4 | 0
27.08. | 5 | 0
27.08. | 6 | 0
27.08. | 7 | 0
27.08. | 8 | 0
27.08. | 9 | 0
27.08. | 10 | 0
27.08. | 11 | 0
27.08. | 12 | 0
27.08. | 13 | 0
27.08. | 14 | 0
27.08. | 15 | 0
27.08. | 16 | 0
27.08. | 17 | 0
27.08. | 18 | 0
27.08. | 19 | 0
27.08. | 20 | 0
27.08. | 21 | 0
27.08. | 22 | 0
27.08. | 23 | 0
27.08. | 24 | 0
28.08. | 1 | 0
28.08. | 2 | 0
28.08. | 3 | 0
28.08. | 4 | 0
28.08. | 5 | 0
28.08. | 6 | 0
28.08. | 7 | 0
28.08. | 8 | 0
28.08. | 9 | 0
28.08. | 10 | 0
28.08. | 11 | 0
28.08. | 12 | 0
28.08. | 13 | 0
28.08. | 14 | 0
28.08. | 15 | 0
28.08. | 16 | 0
28.08. | 17 | 0
28.08. | 18 | 0
28.08. | 19 | 0
28.08. | 20 | 0
28.08. | 21 | 0
28.08. | 22 | 0
28.08. | 23 | 0
28.08. | 24 | 0
29.08. | 1 | 0
29.08. | 2 | 0
29.08. | 3 | 0
29.08. | 4 | 0
29.08. | 5 | 0
29.08. | 6 | 0
29.08. | 7 | 0
29.08. | 8 | 0
29.08. | 9 | 0
29.08. | 10 | 0
29.08. | 11 | 0
29.08. | 12 | 0
29.08. | 13 | 0
29.08. | 14 | 0
29.08. | 15 | 0
29.08. | 16 | 0
29.08. | 17 | 0
29.08. | 18 | 0
29.08. | 19 | 0
29.08. | 20 | 0
29.08. | 21 | 0
29.08. | 22 | 0
29.08. | 23 | 0
29.08. | 24 | 0
30.08. | 1 | 0
30.08. | 2 | 0
30.08. | 3 | 0
30.08. | 4 | 0
30.08. | 5 | 0
30.08. | 6 | 0
30.08. | 7 | 0
30.08. | 8 | 0
30.08. | 9 | 0
30.08. | 10 | 0
30.08. | 11 | 0
30.08. | 12 | 0
30.08. | 13 | 0
30.08. | 14 | 0
30.08. | 15 | 0
30.08. | 16 | 0
30.08. | 17 | 0
30.08. | 18 | 0
30.08. | 19 | 0
30.08. | 20 | 0
30.08. | 21 | 0
30.08. | 22 | 0
30.08. | 23 | 0
30.08. | 24 | 0
31.08. | 1 | 0
31.08. | 2 | 0
31.08. | 3 | 0
31.08. | 4 | 0
31.08. | 5 | 0
31.08. | 6 | 0
31.08. | 7 | 0
31.08. | 8 | 0
31.08. | 9 | 0
31.08. | 10 | 0
31.08. | 11 | 0
31.08. | 12 | 0
31.08. | 13 | 0
31.08. | 14 | 0
31.08. | 15 | 0
31.08. | 16 | 0
31.08. | 17 | 0
31.08. | 18 | 0
31.08. | 19 | 0
31.08. | 20 | 0
31.08. | 21 | 0
31.08. | 22 | 0
31.08. | 23 | 0
31.08. | 24 | 0
01.09. | 1 | 0
01.09. | 2 | 0
01.09. | 3 | 0
01.09. | 4 | 0
01.09. | 5 | 0
01.09. | 6 | 0
01.09. | 7 | 0
01.09. | 8 | 0
01.09. | 9 | 0
01.09. | 10 | 0
01.09. | 11 | 0
01.09. | 12 | 0
01.09. | 13 | 0
01.09. | 14 | 0
01.09. | 15 | 0
01.09. | 16 | 0
01.09. | 17 | 0
01.09. | 18 | 0
01.09. | 19 | 0
01.09. | 20 | 0
01.09. | 21 | 0
01.09. | 22 | 0
01.09. | 23 | 0
01.09. | 24 | 0
02.09. | 1 | 0
02.09. | 2 | 0
02.09. | 3 | 0
02.09. | 4 | 0
02.09. | 5 | 0
02.09. | 6 | 0
02.09. | 7 | 0
02.09. | 8 | 0
02.09. | 9 | 0
02.09. | 10 | 0
02.09. | 11 | 0
02.09. | 12 | 0
02.09. | 13 | 0
02.09. | 14 | 0
02.09. | 15 | 0
02.09. | 16 | 0
02.09. | 17 | 0
02.09. | 18 | 0
02.09. | 19 | 0
02.09. | 20 | 0
02.09. | 21 | 0
02.09. | 22 | 0
02.09. | 23 | 0
02.09. | 24 | 0
03.09. | 1 | 0
03.09. | 2 | 0
03.09. | 3 | 0
03.09. | 4 | 0
03.09. | 5 | 0
03.09. | 6 | 0
03.09. | 7 | 0
03.09. | 8 | 0
03.09. | 9 | 0
03.09. | 10 | 0
03.09. | 11 | 0
03.09. | 12 | 0
03.09. | 13 | 0
03.09. | 14 | 0
03.09. | 15 | 0
03.09. | 16 | 0
03.09. | 17 | 0
03.09. | 18 | 0
03.09. | 19 | 0
03.09. | 20 | 0
03.09. | 21 | 0
03.09. | 22 | 0
03.09. | 23 | 0
03.09. | 24 | 0
04.09. | 1 | 0
04.09. | 2 | 0
04.09. | 3 | 0
04.09. | 4 | 0
04.09. | 5 | 0
04.09. | 6 | 0
04.09. | 7 | 0
04.09. | 8 | 0
04.09. | 9 | 0
04.09. | 10 | 0
04.09. | 11 | 0
04.09. | 12 | 0
04.09. | 13 | 0
04.09. | 14 | 0
04.09. | 15 | 0
04.09. | 16 | 0
04.09. | 17 | 0
04.09. | 18 | 0
04.09. | 19 | 0
04.09. | 20 | 0
04.09. | 21 | 0
04.09. | 22 | 0
04.09. | 23 | 0
04.09. | 24 | 0
05.09. | 1 | 0
05.09. | 2 | 0
05.09. | 3 | 0
05.09. | 4 | 0
05.09. | 5 | 0
05.09. | 6 | 0
05.09. | 7 | 0
05.09. | 8 | 0
05.09. | 9 | 0
05.09. | 10 | 0
05.09. | 11 | 0
05.09. | 12 | 0
05.09. | 13 | 0
05.09. | 14 | 0
05.09. | 15 | 0
05.09. | 16 | 0
05.09. | 17 | 0
05.09. | 18 | 0
05.09. | 19 | 0
05.09. | 20 | 0
05.09. | 21 | 0
05.09. | 22 | 0
05.09. | 23 | 0
05.09. | 24 | 0
06.09. | 1 | 0
06.09. | 2 | 0
06.09. | 3 | 0
06.09. | 4 | 0
06.09. | 5 | 0
06.09. | 6 | 0
06.09. | 7 | 0
06.09. | 8 | 0
06.09. | 9 | 0
06.09. | 10 | 0
06.09. | 11 | 0
06.09. | 12 | 0
06.09. | 13 | 0
06.09. | 14 | 0
06.09. | 15 | 0
06.09. | 16 | 0
06.09. | 17 | 0
06.09. | 18 | 0
06.09. | 19 | 0
06.09. | 20 | 0
06.09. | 21 | 0
06.09. | 22 | 0
06.09. | 23 | 0
06.09. | 24 | 0
07.09. | 1 | 0
07.09. | 2 | 0
07.09. | 3 | 0
07.09. | 4 | 0
07.09. | 5 | 0
07.09. | 6 | 0
07.09. | 7 | 0
07.09. | 8 | 0
07.09. | 9 | 0
07.09. | 10 | 0
07.09. | 11 | 0
07.09. | 12 | 0
07.09. | 13 | 0
07.09. | 14 | 0
07.09. | 15 | 0
07.09. | 16 | 0
07.09. | 17 | 0
07.09. | 18 | 0
07.09. | 19 | 0
07.09. | 20 | 0
07.09. | 21 | 0
07.09. | 22 | 0
07.09. | 23 | 0
07.09. | 24 | 0
08.09. | 1 | 0
08.09. | 2 | 0
08.09. | 3 | 0
08.09. | 4 | 0
08.09. | 5 | 0
08.09. | 6 | 0
08.09. | 7 | 0
08.09. | 8 | 0
08.09. | 9 | 0
08.09. | 10 | 0
08.09. | 11 | 0
08.09. | 12 | 0
08.09. | 13 | 0
08.09. | 14 | 0
08.09. | 15 | 0
08.09. | 16 | 0
08.09. | 17 | 0
08.09. | 18 | 0
08.09. | 19 | 0
08.09. | 20 | 0
08.09. | 21 | 0
08.09. | 22 | 0
08.09. | 23 | 0
08.09. | 24 | 0
09.09. | 1 | 0
09.09. | 2 | 0
09.09. | 3 | 0
09.09. | 4 | 0
09.09. | 5 | 0
09.09. | 6 | 0
09.09. | 7 | 0
09.09. | 8 | 0
09.09. | 9 | 0
09.09. | 10 | 0
09.09. | 11 | 0
09.09. | 12 | 0
09.09. | 13 | 0
09.09. | 14 | 0
09.09. | 15 | 0
09.09. | 16 | 0
09.09. | 17 | 0
09.09. | 18 | 0
09.09. | 19 | 0
09.09. | 20 | 0
09.09. | 21 | 0
09.09. | 22 | 0
09.09. | 23 | 0
09.09. | 24 | 0
10.09. | 1 | 0
10.09. | 2 | 0
10.09. | 3 | 0
10.09. | 4 | 0
10.09. | 5 | 0
10.09. | 6 | 0
10.09. | 7 | 0
10.09. | 8 | 0
10.09. | 9 | 0
10.09. | 10 | 0
10.09. | 11 | 0
10.09. | 12 | 0
10.09. | 13 | 0
10.09. | 14 | 0
10.09. | 15 | 0
10.09. | 16 | 0
10.09. | 17 | 0
10.09. | 18 | 0
10.09. | 19 | 0
10.09. | 20 | 0
10.09. | 21 | 0
10.09. | 22 | 0
10.09. | 23 | 0
10.09. | 24 | 0
11.09. | 1 | 0
11.09. | 2 | 0
11.09. | 3 | 0
11.09. | 4 | 0
11.09. | 5 | 0
11.09. | 6 | 0
11.09. | 7 | 0
11.09. | 8 | 0
11.09. | 9 | 0
11.09. | 10 | 0
11.09. | 11 | 0
11.09. | 12 | 0
11.09. | 13 | 0
11.09. | 14 | 0
11.09. | 15 | 0
11.09. | 16 | 0
11.09. | 17 | 0
11.09. | 18 | 0
11.09. | 19 | 0
11.09. | 20 | 0
11.09. | 21 | 0
11.09. | 22 | 0
11.09. | 23 | 0
11.09. | 24 | 0
12.09. | 1 | 0
12.09. | 2 | 0
12.09. | 3 | 0
12.09. | 4 | 0
12.09. | 5 | 0
12.09. | 6 | 0
12.09. | 7 | 0
12.09. | 8 | 0
12.09. | 9 | 0
12.09. | 10 | 0
12.09. | 11 | 0
12.09. | 12 | 0
12.09. | 13 | 0
12.09. | 14 | 0
12.09. | 15 | 0
12.09. | 16 | 0
12.09. | 17 | 0
12.09. | 18 | 0
12.09. | 19 | 0
12.09. | 20 | 0
12.09. | 21 | 0
12.09. | 22 | 0
12.09. | 23 | 0
12.09. | 24 | 0
13.09. | 1 | 0
13.09. | 2 | 0
13.09. | 3 | 0
13.09. | 4 | 0
13.09. | 5 | 0
13.09. | 6 | 0
13.09. | 7 | 0
13.09. | 8 | 0
13.09. | 9 | 0
13.09. | 10 | 0
13.09. | 11 | 0
13.09. | 12 | 0
13.09. | 13 | 0
13.09. | 14 | 0
13.09. | 15 | 0
13.09. | 16 | 0
13.09. | 17 | 0
13.09. | 18 | 0
13.09. | 19 | 0
13.09. | 20 | 0
13.09. | 21 | 0
13.09. | 22 | 0
13.09. | 23 | 0
13.09. | 24 | 0
14.09. | 1 | 0
14.09. | 2 | 0
14.09. | 3 | 0
14.09. | 4 | 0
14.09. | 5 | 0
14.09. | 6 | 0
14.09. | 7 | 0
14.09. | 8 | 0
14.09. | 9 | 0
14.09. | 10 | 0
14.09. | 11 | 0
14.09. | 12 | 0
14.09. | 13 | 0
14.09. | 14 | 0
14.09. | 15 | 0
14.09. | 16 | 0
14.09. | 17 | 0
14.09. | 18 | 0
14.09. | 19 | 0
14.09. | 20 | 0
14.09. | 21 | 0
14.09. | 22 | 0
14.09. | 23 | 0
14.09. | 24 | 0
15.09. | 1 | 0
15.09. | 2 | 0
15.09. | 3 | 0
15.09. | 4 | 0
15.09. | 5 | 0
15.09. | 6 | 0
15.09. | 7 | 0
15.09. | 8 | 0
15.09. | 9 | 0
15.09. | 10 | 0
15.09. | 11 | 0
15.09. | 12 | 0
15.09. | 13 | 0
15.09. | 14 | 0
15.09. | 15 | 0
15.09. | 16 | 0
15.09. | 17 | 0
15.09. | 18 | 0
15.09. | 19 | 0
15.09. | 20 | 0
15.09. | 21 | 0
15.09. | 22 | 0
15.09. | 23 | 0
15.09. | 24 | 0
16.09. | 1 | 0
16.09. | 2 | 0
16.09. | 3 | 0
16.09. | 4 | 0
16.09. | 5 | 0
16.09. | 6 | 0
16.09. | 7 | 0
16.09. | 8 | 0
16.09. | 9 | 0
16.09. | 10 | 0
16.09. | 11 | 0
16.09. | 12 | 0
16.09. | 13 | 0
16.09. | 14 | 0
16.09. | 15 | 0
16.09. | 16 | 0
16.09. | 17 | 0
16.09. | 18 | 0
16.09. | 19 | 0
16.09. | 20 | 0
16.09. | 21 | 0
16.09. | 22 | 0
16.09. | 23 | 0
16.09. | 24 | 0
17.09. | 1 | 0
17.09. | 2 | 0
17.09. | 3 | 0
17.09. | 4 | 0
17.09. | 5 | 0
17.09. | 6 | 0
17.09. | 7 | 0
17.09. | 8 | 0
17.09. | 9 | 0
17.09. | 10 | 0
17.09. | 11 | 0
17.09. | 12 | 0
17.09. | 13 | 0
17.09. | 14 | 0
17.09. | 15 | 0
17.09. | 16 | 0
17.09. | 17 | 0
17.09. | 18 | 0
17.09. | 19 | 0
17.09. | 20 | 0
17.09. | 21 | 0
17.09. | 22 | 0
17.09. | 23 | 0
17.09. | 24 | 0
18.09. | 1 | 0
18.09. | 2 | 0
18.09. | 3 | 0
18.09. | 4 | 0
18.09. | 5 | 0
18.09. | 6 | 0
18.09. | 7 | 0
18.09. | 8 | 0
18.09. | 9 | 0
18.09. | 10 | 0
18.09. | 11 | 0
18.09. | 12 | 0
18.09. | 13 | 0
18.09. | 14 | 0
18.09. | 15 | 0
18.09. | 16 | 0
18.09. | 17 | 0
18.09. | 18 | 0
18.09. | 19 | 0
18.09. | 20 | 0
18.09. | 21 | 0
18.09. | 22 | 0
18.09. | 23 | 0
18.09. | 24 | 0
19.09. | 1 | 0
19.09. | 2 | 0
19.09. | 3 | 0
19.09. | 4 | 0
19.09. | 5 | 0
19.09. | 6 | 0
19.09. | 7 | 0
19.09. | 8 | 0
19.09. | 9 | 0
19.09. | 10 | 0
19.09. | 11 | 0
19.09. | 12 | 0
19.09. | 13 | 0
19.09. | 14 | 0
19.09. | 15 | 0
19.09. | 16 | 0
19.09. | 17 | 0
19.09. | 18 | 0
19.09. | 19 | 0
19.09. | 20 | 0
19.09. | 21 | 0
19.09. | 22 | 0
19.09. | 23 | 0
19.09. | 24 | 0
20.09. | 1 | 0
20.09. | 2 | 0
20.09. | 3 | 0
20.09. | 4 | 0
20.09. | 5 | 0
20.09. | 6 | 0
20.09. | 7 | 0
20.09. | 8 | 0
20.09. | 9 | 0
20.09. | 10 | 0
20.09. | 11 | 0
20.09. | 12 | 0
20.09. | 13 | 0
20.09. | 14 | 0
20.09. | 15 | 0
20.09. | 16 | 0
20.09. | 17 | 0
20.09. | 18 | 0
20.09. | 19 | 0
20.09. | 20 | 0
20.09. | 21 | 0
20.09. | 22 | 0
20.09. | 23 | 0
20.09. | 24 | 0
21.09. | 1 | 0
21.09. | 2 | 0
21.09. | 3 | 0
21.09. | 4 | 0
21.09. | 5 | 0
21.09. | 6 | 0
21.09. | 7 | 0
21.09. | 8 | 0
21.09. | 9 | 0
21.09. | 10 | 0
21.09. | 11 | 0
21.09. | 12 | 0
21.09. | 13 | 0
21.09. | 14 | 0
21.09. | 15 | 0
21.09. | 16 | 0
21.09. | 17 | 0
21.09. | 18 | 0
21.09. | 19 | 0
21.09. | 20 | 0
21.09. | 21 | 0
21.09. | 22 | 0
21.09. | 23 | 0
21.09. | 24 | 0
22.09. | 1 | 0
22.09. | 2 | 0
22.09. | 3 | 0
22.09. | 4 | 0
22.09. | 5 | 0
22.09. | 6 | 0
22.09. | 7 | 0
22.09. | 8 | 0
22.09. | 9 | 0
22.09. | 10 | 0
22.09. | 11 | 0
22.09. | 12 | 0
22.09. | 13 | 0
22.09. | 14 | 0
22.09. | 15 | 0
22.09. | 16 | 0
22.09. | 17 | 0
22.09. | 18 | 0
22.09. | 19 | 0
22.09. | 20 | 0
22.09. | 21 | 0
22.09. | 22 | 0
22.09. | 23 | 0
22.09. | 24 | 0
23.09. | 1 | 0
23.09. | 2 | 0
23.09. | 3 | 0
23.09. | 4 | 0
23.09. | 5 | 0
23.09. | 6 | 0
23.09. | 7 | 0
23.09. | 8 | 0
23.09. | 9 | 0
23.09. | 10 | 0
23.09. | 11 | 0
23.09. | 12 | 0
23.09. | 13 | 0
23.09. | 14 | 0
23.09. | 15 | 0
23.09. | 16 | 0
23.09. | 17 | 0
23.09. | 18 | 0
23.09. | 19 | 0
23.09. | 20 | 0
23.09. | 21 | 0
23.09. | 22 | 0
23.09. | 23 | 0
23.09. | 24 | 0
24.09. | 1 | 0
24.09. | 2 | 0
24.09. | 3 | 0
24.09. | 4 | 0
24.09. | 5 | 0
24.09. | 6 | 0
24.09. | 7 | 0
24.09. | 8 | 0
24.09. | 9 | 0
24.09. | 10 | 0
24.09. | 11 | 0
24.09. | 12 | 0
24.09. | 13 | 0
24.09. | 14 | 0
24.09. | 15 | 0
24.09. | 16 | 0
24.09. | 17 | 0
24.09. | 18 | 0
24.09. | 19 | 0
24.09. | 20 | 0
24.09. | 21 | 0
24.09. | 22 | 0
24.09. | 23 | 0
24.09. | 24 | 0
25.09. | 1 | 0
25.09. | 2 | 0
25.09. | 3 | 0
25.09. | 4 | 0
25.09. | 5 | 0
25.09. | 6 | 0
25.09. | 7 | 0
25.09. | 8 | 0
25.09. | 9 | 0
25.09. | 10 | 0
25.09. | 11 | 0
25.09. | 12 | 0
25.09. | 13 | 0
25.09. | 14 | 0
25.09. | 15 | 0
25.09. | 16 | 0
25.09. | 17 | 0
25.09. | 18 | 0
25.09. | 19 | 0
25.09. | 20 | 0
25.09. | 21 | 0
25.09. | 22 | 0
25.09. | 23 | 0
25.09. | 24 | 0
26.09. | 1 | 0
26.09. | 2 | 0
26.09. | 3 | 0
26.09. | 4 | 0
26.09. | 5 | 0
26.09. | 6 | 0
26.09. | 7 | 0
26.09. | 8 | 0
26.09. | 9 | 0
26.09. | 10 | 0
26.09. | 11 | 0
26.09. | 12 | 0
26.09. | 13 | 0
26.09. | 14 | 0
26.09. | 15 | 0
26.09. | 16 | 0
26.09. | 17 | 0
26.09. | 18 | 0
26.09. | 19 | 0
26.09. | 20 | 0
26.09. | 21 | 0
26.09. | 22 | 0
26.09. | 23 | 0
26.09. | 24 | 0
27.09. | 1 | 0
27.09. | 2 | 0
27.09. | 3 | 0
27.09. | 4 | 0
27.09. | 5 | 0
27.09. | 6 | 0
27.09. | 7 | 0
27.09. | 8 | 0
27.09. | 9 | 0
27.09. | 10 | 0
27.09. | 11 | 0
27.09. | 12 | 0
27.09. | 13 | 0
27.09. | 14 | 0
27.09. | 15 | 0
27.09. | 16 | 0
27.09. | 17 | 0
27.09. | 18 | 0
27.09. | 19 | 0
27.09. | 20 | 0
27.09. | 21 | 0
27.09. | 22 | 0
27.09. | 23 | 0
27.09. | 24 | 0
28.09. | 1 | 0
28.09. | 2 | 0
28.09. | 3 | 0
28.09. | 4 | 0
28.09. | 5 | 0
28.09. | 6 | 0
28.09. | 7 | 0
28.09. | 8 | 0
28.09. | 9 | 0
28.09. | 10 | 0
28.09. | 11 | 0
28.09. | 12 | 0
28.09. | 13 | 0
28.09. | 14 | 0
28.09. | 15 | 0
28.09. | 16 | 0
28.09. | 17 | 0
28.09. | 18 | 0
28.09. | 19 | 0
28.09. | 20 | 0
28.09. | 21 | 0
28.09. | 22 | 0
28.09. | 23 | 0
28.09. | 24 | 0
29.09. | 1 | 0
29.09. | 2 | 0
29.09. | 3 | 0
29.09. | 4 | 0
29.09. | 5 | 0
29.09. | 6 | 0
29.09. | 7 | 0
29.09. | 8 | 0
29.09. | 9 | 0
29.09. | 10 | 0
29.09. | 11 | 0
29.09. | 12 | 0
29.09. | 13 | 0
29.09. | 14 | 0
29.09. | 15 | 0
29.09. | 16 | 0
29.09. | 17 | 0
29.09. | 18 | 0
29.09. | 19 | 0
29.09. | 20 | 0
29.09. | 21 | 0
29.09. | 22 | 0
29.09. | 23 | 0
29.09. | 24 | 0
30.09. | 1 | 0
30.09. | 2 | 0
30.09. | 3 | 0
30.09. | 4 | 0
30.09. | 5 | 0
30.09. | 6 | 0
30.09. | 7 | 0
30.09. | 8 | 0
30.09. | 9 | 0
30.09. | 10 | 0
30.09. | 11 | 0
30.09. | 12 | 0
30.09. | 13 | 0
30.09. | 14 | 0
30.09. | 15 | 0
30.09. | 16 | 0
30.09. | 17 | 0
30.09. | 18 | 0
30.09. | 19 | 0
30.09. | 20 | 0
30.09. | 21 | 0
30.09. | 22 | 0
30.09. | 23 | 0
30.09. | 24 | 0
01.10. | 1 | 0
01.10. | 2 | 0
01.10. | 3 | 0
01.10. | 4 | 0
01.10. | 5 | 0
01.10. | 6 | 0
01.10. | 7 | 0
01.10. | 8 | 0
01.10. | 9 | 0
01.10. | 10 | 0
01.10. | 11 | 0
01.10. | 12 | 0
01.10. | 13 | 0
01.10. | 14 | 0
01.10. | 15 | 0
01.10. | 16 | 0
01.10. | 17 | 0
01.10. | 18 | 0
01.10. | 19 | 0
01.10. | 20 | 0
01.10. | 21 | 0
01.10. | 22 | 0
01.10. | 23 | 0
01.10. | 24 | 0
02.10. | 1 | 0
02.10. | 2 | 0
02.10. | 3 | 0
02.10. | 4 | 0
02.10. | 5 | 0
02.10. | 6 | 0
02.10. | 7 | 0
02.10. | 8 | 0
02.10. | 9 | 0
02.10. | 10 | 0
02.10. | 11 | 0
02.10. | 12 | 0
02.10. | 13 | 0
02.10. | 14 | 0
02.10. | 15 | 0
02.10. | 16 | 0
02.10. | 17 | 0
02.10. | 18 | 0
02.10. | 19 | 0
02.10. | 20 | 0
02.10. | 21 | 0
02.10. | 22 | 0
02.10. | 23 | 0
02.10. | 24 | 0
03.10. | 1 | 0
03.10. | 2 | 0
03.10. | 3 | 0
03.10. | 4 | 0
03.10. | 5 | 0
03.10. | 6 | 0
03.10. | 7 | 0
03.10. | 8 | 0
03.10. | 9 | 0
03.10. | 10 | 0
03.10. | 11 | 0
03.10. | 12 | 0
03.10. | 13 | 0
03.10. | 14 | 0
03.10. | 15 | 0
03.10. | 16 | 0
03.10. | 17 | 0
03.10. | 18 | 0
03.10. | 19 | 0
03.10. | 20 | 0
03.10. | 21 | 0
03.10. | 22 | 0
03.10. | 23 | 0
03.10. | 24 | 0
04.10. | 1 | 0
04.10. | 2 | 0
04.10. | 3 | 0
04.10. | 4 | 0
04.10. | 5 | 0
04.10. | 6 | 0
04.10. | 7 | 0
04.10. | 8 | 0
04.10. | 9 | 0
04.10. | 10 | 0
04.10. | 11 | 0
04.10. | 12 | 0
04.10. | 13 | 0
04.10. | 14 | 0
04.10. | 15 | 0
04.10. | 16 | 0
04.10. | 17 | 0
04.10. | 18 | 0
04.10. | 19 | 0
04.10. | 20 | 0
04.10. | 21 | 0
04.10. | 22 | 0
04.10. | 23 | 0
04.10. | 24 | 0
05.10. | 1 | 0
05.10. | 2 | 0
05.10. | 3 | 0
05.10. | 4 | 0
05.10. | 5 | 0
05.10. | 6 | 0
05.10. | 7 | 0
05.10. | 8 | 0
05.10. | 9 | 0
05.10. | 10 | 0
05.10. | 11 | 0
05.10. | 12 | 0
05.10. | 13 | 0
05.10. | 14 | 0
05.10. | 15 | 0
05.10. | 16 | 0
05.10. | 17 | 0
05.10. | 18 | 0
05.10. | 19 | 0
05.10. | 20 | 0
05.10. | 21 | 0
05.10. | 22 | 0
05.10. | 23 | 0
05.10. | 24 | 0
06.10. | 1 | 0
06.10. | 2 | 0
06.10. | 3 | 0
06.10. | 4 | 0
06.10. | 5 | 0
06.10. | 6 | 0
06.10. | 7 | 0
06.10. | 8 | 0
06.10. | 9 | 0
06.10. | 10 | 0
06.10. | 11 | 0
06.10. | 12 | 0
06.10. | 13 | 0
06.10. | 14 | 0
06.10. | 15 | 0
06.10. | 16 | 0
06.10. | 17 | 0
06.10. | 18 | 0
06.10. | 19 | 0
06.10. | 20 | 0
06.10. | 21 | 0
06.10. | 22 | 0
06.10. | 23 | 0
06.10. | 24 | 0
07.10. | 1 | 0
07.10. | 2 | 0
07.10. | 3 | 0
07.10. | 4 | 0
07.10. | 5 | 0
07.10. | 6 | 0
07.10. | 7 | 0
07.10. | 8 | 0
07.10. | 9 | 0
07.10. | 10 | 0
07.10. | 11 | 0
07.10. | 12 | 0
07.10. | 13 | 0
07.10. | 14 | 0
07.10. | 15 | 0
07.10. | 16 | 0
07.10. | 17 | 0
07.10. | 18 | 0
07.10. | 19 | 0
07.10. | 20 | 0
07.10. | 21 | 0
07.10. | 22 | 0
07.10. | 23 | 0
07.10. | 24 | 0
08.10. | 1 | 0
08.10. | 2 | 0
08.10. | 3 | 0
08.10. | 4 | 0
08.10. | 5 | 0
08.10. | 6 | 0
08.10. | 7 | 0
08.10. | 8 | 0
08.10. | 9 | 0
08.10. | 10 | 0
08.10. | 11 | 0
08.10. | 12 | 0
08.10. | 13 | 0
08.10. | 14 | 0
08.10. | 15 | 0
08.10. | 16 | 0
08.10. | 17 | 0
08.10. | 18 | 0
08.10. | 19 | 0
08.10. | 20 | 0
08.10. | 21 | 0
08.10. | 22 | 0
08.10. | 23 | 0
08.10. | 24 | 0
09.10. | 1 | 0
09.10. | 2 | 0
09.10. | 3 | 0
09.10. | 4 | 0
09.10. | 5 | 0
09.10. | 6 | 0
09.10. | 7 | 0
09.10. | 8 | 0
09.10. | 9 | 0
09.10. | 10 | 0
09.10. | 11 | 0
09.10. | 12 | 0
09.10. | 13 | 0
09.10. | 14 | 0
09.10. | 15 | 0
09.10. | 16 | 0
09.10. | 17 | 0
09.10. | 18 | 0
09.10. | 19 | 0
09.10. | 20 | 0
09.10. | 21 | 0
09.10. | 22 | 0
09.10. | 23 | 0
09.10. | 24 | 0
10.10. | 1 | 0
10.10. | 2 | 0
10.10. | 3 | 0
10.10. | 4 | 0
10.10. | 5 | 0
10.10. | 6 | 0
10.10. | 7 | 0
10.10. | 8 | 0
10.10. | 9 | 0
10.10. | 10 | 0
10.10. | 11 | 0
10.10. | 12 | 0
10.10. | 13 | 0
10.10. | 14 | 0
10.10. | 15 | 0
10.10. | 16 | 0
10.10. | 17 | 0
10.10. | 18 | 0
10.10. | 19 | 0
10.10. | 20 | 0
10.10. | 21 | 0
10.10. | 22 | 0
10.10. | 23 | 0
10.10. | 24 | 0
11.10. | 1 | 0
11.10. | 2 | 0
11.10. | 3 | 0
11.10. | 4 | 0
11.10. | 5 | 0
11.10. | 6 | 0
11.10. | 7 | 0
11.10. | 8 | 0
11.10. | 9 | 0
11.10. | 10 | 0
11.10. | 11 | 0
11.10. | 12 | 0
11.10. | 13 | 0
11.10. | 14 | 0
11.10. | 15 | 0
11.10. | 16 | 0
11.10. | 17 | 0
11.10. | 18 | 0
11.10. | 19 | 0
11.10. | 20 | 0
11.10. | 21 | 0
11.10. | 22 | 0
11.10. | 23 | 0
11.10. | 24 | 0
12.10. | 1 | 0
12.10. | 2 | 0
12.10. | 3 | 0
12.10. | 4 | 0
12.10. | 5 | 0
12.10. | 6 | 0
12.10. | 7 | 0
12.10. | 8 | 0
12.10. | 9 | 0
12.10. | 10 | 0
12.10. | 11 | 0
12.10. | 12 | 0
12.10. | 13 | 0
12.10. | 14 | 0
12.10. | 15 | 0
12.10. | 16 | 0
12.10. | 17 | 0
12.10. | 18 | 0
12.10. | 19 | 0
12.10. | 20 | 0
12.10. | 21 | 0
12.10. | 22 | 0
12.10. | 23 | 0
12.10. | 24 | 0
13.10. | 1 | 0
13.10. | 2 | 0
13.10. | 3 | 0
13.10. | 4 | 0
13.10. | 5 | 0
13.10. | 6 | 0
13.10. | 7 | 0
13.10. | 8 | 0
13.10. | 9 | 0
13.10. | 10 | 0
13.10. | 11 | 0
13.10. | 12 | 0
13.10. | 13 | 0
13.10. | 14 | 0
13.10. | 15 | 0
13.10. | 16 | 0
13.10. | 17 | 0
13.10. | 18 | 0
13.10. | 19 | 0
13.10. | 20 | 0
13.10. | 21 | 0
13.10. | 22 | 0
13.10. | 23 | 0
13.10. | 24 | 0
14.10. | 1 | 0
14.10. | 2 | 0
14.10. | 3 | 0
14.10. | 4 | 0
14.10. | 5 | 0
14.10. | 6 | 0
14.10. | 7 | 0
14.10. | 8 | 0
14.10. | 9 | 0
14.10. | 10 | 0
14.10. | 11 | 0
14.10. | 12 | 0
14.10. | 13 | 0
14.10. | 14 | 0
14.10. | 15 | 0
14.10. | 16 | 0
14.10. | 17 | 0
14.10. | 18 | 0
14.10. | 19 | 0
14.10. | 20 | 0
14.10. | 21 | 0
14.10. | 22 | 0
14.10. | 23 | 0
14.10. | 24 | 0
15.10. | 1 | 0
15.10. | 2 | 0
15.10. | 3 | 0
15.10. | 4 | 0
15.10. | 5 | 0
15.10. | 6 | 0
15.10. | 7 | 0
15.10. | 8 | 0
15.10. | 9 | 0
15.10. | 10 | 0
15.10. | 11 | 0
15.10. | 12 | 0
15.10. | 13 | 0
15.10. | 14 | 0
15.10. | 15 | 0
15.10. | 16 | 0
15.10. | 17 | 0
15.10. | 18 | 0
15.10. | 19 | 0
15.10. | 20 | 0
15.10. | 21 | 0
15.10. | 22 | 0
15.10. | 23 | 0
15.10. | 24 | 0
16.10. | 1 | 0
16.10. | 2 | 0
16.10. | 3 | 0
16.10. | 4 | 0
16.10. | 5 | 0
16.10. | 6 | 0
16.10. | 7 | 0
16.10. | 8 | 0
16.10. | 9 | 0
16.10. | 10 | 0
16.10. | 11 | 0
16.10. | 12 | 0
16.10. | 13 | 0
16.10. | 14 | 0
16.10. | 15 | 0
16.10. | 16 | 0
16.10. | 17 | 0
16.10. | 18 | 0
16.10. | 19 | 0
16.10. | 20 | 0
16.10. | 21 | 0
16.10. | 22 | 0
16.10. | 23 | 0
16.10. | 24 | 0
17.10. | 1 | 0
17.10. | 2 | 0
17.10. | 3 | 0
17.10. | 4 | 0
17.10. | 5 | 0
17.10. | 6 | 0
17.10. | 7 | 0
17.10. | 8 | 0
17.10. | 9 | 0
17.10. | 10 | 0
17.10. | 11 | 0
17.10. | 12 | 0
17.10. | 13 | 0
17.10. | 14 | 0
17.10. | 15 | 0
17.10. | 16 | 0
17.10. | 17 | 0
17.10. | 18 | 0
17.10. | 19 | 0
17.10. | 20 | 0
17.10. | 21 | 0
17.10. | 22 | 0
17.10. | 23 | 0
17.10. | 24 | 0
18.10. | 1 | 0
18.10. | 2 | 0
18.10. | 3 | 0
18.10. | 4 | 0
18.10. | 5 | 0
18.10. | 6 | 0
18.10. | 7 | 0
18.10. | 8 | 0
18.10. | 9 | 0
18.10. | 10 | 0
18.10. | 11 | 0
18.10. | 12 | 0
18.10. | 13 | 0
18.10. | 14 | 0
18.10. | 15 | 0
18.10. | 16 | 0
18.10. | 17 | 0
18.10. | 18 | 0
18.10. | 19 | 0
18.10. | 20 | 0
18.10. | 21 | 0
18.10. | 22 | 0
18.10. | 23 | 0
18.10. | 24 | 0
19.10. | 1 | 0
19.10. | 2 | 0
19.10. | 3 | 0
19.10. | 4 | 0
19.10. | 5 | 0
19.10. | 6 | 0
19.10. | 7 | 0
19.10. | 8 | 0
19.10. | 9 | 0
19.10. | 10 | 0
19.10. | 11 | 0
19.10. | 12 | 0
19.10. | 13 | 0
19.10. | 14 | 0
19.10. | 15 | 0
19.10. | 16 | 0
19.10. | 17 | 0
19.10. | 18 | 0
19.10. | 19 | 0
19.10. | 20 | 0
19.10. | 21 | 0
19.10. | 22 | 0
19.10. | 23 | 0
19.10. | 24 | 0
20.10. | 1 | 0
20.10. | 2 | 0
20.10. | 3 | 0
20.10. | 4 | 0
20.10. | 5 | 0
20.10. | 6 | 0
20.10. | 7 | 0
20.10. | 8 | 0
20.10. | 9 | 0
20.10. | 10 | 0
20.10. | 11 | 0
20.10. | 12 | 0
20.10. | 13 | 0
20.10. | 14 | 0
20.10. | 15 | 0
20.10. | 16 | 0
20.10. | 17 | 0
20.10. | 18 | 0
20.10. | 19 | 0
20.10. | 20 | 0
20.10. | 21 | 0
20.10. | 22 | 0
20.10. | 23 | 0
20.10. | 24 | 0
21.10. | 1 | 0
21.10. | 2 | 0
21.10. | 3 | 0
21.10. | 4 | 0
21.10. | 5 | 0
21.10. | 6 | 0
21.10. | 7 | 0
21.10. | 8 | 0
21.10. | 9 | 0
21.10. | 10 | 0
21.10. | 11 | 0
21.10. | 12 | 0
21.10. | 13 | 0
21.10. | 14 | 0
21.10. | 15 | 0
21.10. | 16 | 0
21.10. | 17 | 0
21.10. | 18 | 0
21.10. | 19 | 0
21.10. | 20 | 0
21.10. | 21 | 0
21.10. | 22 | 0
21.10. | 23 | 0
21.10. | 24 | 0
22.10. | 1 | 0
22.10. | 2 | 0
22.10. | 3 | 0
22.10. | 4 | 0
22.10. | 5 | 0
22.10. | 6 | 0
22.10. | 7 | 0
22.10. | 8 | 0
22.10. | 9 | 0
22.10. | 10 | 0
22.10. | 11 | 0
22.10. | 12 | 0
22.10. | 13 | 0
22.10. | 14 | 0
22.10. | 15 | 0
22.10. | 16 | 0
22.10. | 17 | 0
22.10. | 18 | 0
22.10. | 19 | 0
22.10. | 20 | 0
22.10. | 21 | 0
22.10. | 22 | 0
22.10. | 23 | 0
22.10. | 24 | 0
23.10. | 1 | 0
23.10. | 2 | 0
23.10. | 3 | 0
23.10. | 4 | 0
23.10. | 5 | 0
23.10. | 6 | 0
23.10. | 7 | 0
23.10. | 8 | 0
23.10. | 9 | 0
23.10. | 10 | 0
23.10. | 11 | 0
23.10. | 12 | 0
23.10. | 13 | 0
23.10. | 14 | 0
23.10. | 15 | 0
23.10. | 16 | 0
23.10. | 17 | 0
23.10. | 18 | 0
23.10. | 19 | 0
23.10. | 20 | 0
23.10. | 21 | 0
23.10. | 22 | 0
23.10. | 23 | 0
23.10. | 24 | 0
24.10. | 1 | 0
24.10. | 2 | 0
24.10. | 3 | 0
24.10. | 4 | 0
24.10. | 5 | 0
24.10. | 6 | 0
24.10. | 7 | 0
24.10. | 8 | 0
24.10. | 9 | 0
24.10. | 10 | 0
24.10. | 11 | 0
24.10. | 12 | 0
24.10. | 13 | 0
24.10. | 14 | 0
24.10. | 15 | 0
24.10. | 16 | 0
24.10. | 17 | 0
24.10. | 18 | 0
24.10. | 19 | 0
24.10. | 20 | 0
24.10. | 21 | 0
24.10. | 22 | 0
24.10. | 23 | 0
24.10. | 24 | 0
25.10. | 1 | 0
25.10. | 2 | 0
25.10. | 3 | 0
25.10. | 4 | 0
25.10. | 5 | 0
25.10. | 6 | 0
25.10. | 7 | 0
25.10. | 8 | 0
25.10. | 9 | 0
25.10. | 10 | 0
25.10. | 11 | 0
25.10. | 12 | 0
25.10. | 13 | 0
25.10. | 14 | 0
25.10. | 15 | 0
25.10. | 16 | 0
25.10. | 17 | 0
25.10. | 18 | 0
25.10. | 19 | 0
25.10. | 20 | 0
25.10. | 21 | 0
25.10. | 22 | 0
25.10. | 23 | 0
25.10. | 24 | 0
26.10. | 1 | 0
26.10. | 2 | 0
26.10. | 3 | 0
26.10. | 4 | 0
26.10. | 5 | 0
26.10. | 6 | 0
26.10. | 7 | 0
26.10. | 8 | 0
26.10. | 9 | 0
26.10. | 10 | 0
26.10. | 11 | 0
26.10. | 12 | 0
26.10. | 13 | 0
26.10. | 14 | 0
26.10. | 15 | 0
26.10. | 16 | 0
26.10. | 17 | 0
26.10. | 18 | 0
26.10. | 19 | 0
26.10. | 20 | 0
26.10. | 21 | 0
26.10. | 22 | 0
26.10. | 23 | 0
26.10. | 24 | 0
27.10. | 1 | 0
27.10. | 2 | 0
27.10. | 3 | 0
27.10. | 4 | 0
27.10. | 5 | 0
27.10. | 6 | 0
27.10. | 7 | 0
27.10. | 8 | 0
27.10. | 9 | 0
27.10. | 10 | 0
27.10. | 11 | 0
27.10. | 12 | 0
27.10. | 13 | 0
27.10. | 14 | 0
27.10. | 15 | 0
27.10. | 16 | 0
27.10. | 17 | 0
27.10. | 18 | 0
27.10. | 19 | 0
27.10. | 20 | 0
27.10. | 21 | 0
27.10. | 22 | 0
27.10. | 23 | 0
27.10. | 24 | 0
28.10. | 1 | 0
28.10. | 2 | 0
28.10. | 3 | 0
28.10. | 4 | 0
28.10. | 5 | 0
28.10. | 6 | 0
28.10. | 7 | 0
28.10. | 8 | 0
28.10. | 9 | 0
28.10. | 10 | 0
28.10. | 11 | 0
28.10. | 12 | 0
28.10. | 13 | 0
28.10. | 14 | 0
28.10. | 15 | 0
28.10. | 16 | 0
28.10. | 17 | 0
28.10. | 18 | 0
28.10. | 19 | 0
28.10. | 20 | 0
28.10. | 21 | 0
28.10. | 22 | 0
28.10. | 23 | 0
28.10. | 24 | 0
29.10. | 1 | 0
29.10. | 2 | 0
29.10. | 3 | 0
29.10. | 4 | 0
29.10. | 5 | 0
29.10. | 6 | 0
29.10. | 7 | 0
29.10. | 8 | 0
29.10. | 9 | 0
29.10. | 10 | 0
29.10. | 11 | 0
29.10. | 12 | 0
29.10. | 13 | 0
29.10. | 14 | 0
29.10. | 15 | 0
29.10. | 16 | 0
29.10. | 17 | 0
29.10. | 18 | 0
29.10. | 19 | 0
29.10. | 20 | 0
29.10. | 21 | 0
29.10. | 22 | 0
29.10. | 23 | 0
29.10. | 24 | 0
30.10. | 1 | 0
30.10. | 2 | 0
30.10. | 3 | 0
30.10. | 4 | 0
30.10. | 5 | 0
30.10. | 6 | 0
30.10. | 7 | 0
30.10. | 8 | 0
30.10. | 9 | 0
30.10. | 10 | 0
30.10. | 11 | 0
30.10. | 12 | 0
30.10. | 13 | 0
30.10. | 14 | 0
30.10. | 15 | 0
30.10. | 16 | 0
30.10. | 17 | 0
30.10. | 18 | 0
30.10. | 19 | 0
30.10. | 20 | 0
30.10. | 21 | 0
30.10. | 22 | 0
30.10. | 23 | 0
30.10. | 24 | 0
31.10. | 1 | 0
31.10. | 2 | 0
31.10. | 3 | 0
31.10. | 4 | 0
31.10. | 5 | 0
31.10. | 6 | 0
31.10. | 7 | 0
31.10. | 8 | 0
31.10. | 9 | 0
31.10. | 10 | 0
31.10. | 11 | 0
31.10. | 12 | 0
31.10. | 13 | 0
31.10. | 14 | 0
31.10. | 15 | 0
31.10. | 16 | 0
31.10. | 17 | 0
31.10. | 18 | 0
31.10. | 19 | 0
31.10. | 20 | 0
31.10. | 21 | 0
31.10. | 22 | 0
31.10. | 23 | 0
31.10. | 24 | 0
01.11. | 1 | 0
01.11. | 2 | 0
01.11. | 3 | 0
01.11. | 4 | 0
01.11. | 5 | 0
01.11. | 6 | 0
01.11. | 7 | 0
01.11. | 8 | 0
01.11. | 9 | 0
01.11. | 10 | 0
01.11. | 11 | 0
01.11. | 12 | 0
01.11. | 13 | 0
01.11. | 14 | 0
01.11. | 15 | 0
01.11. | 16 | 0
01.11. | 17 | 0
01.11. | 18 | 0
01.11. | 19 | 0
01.11. | 20 | 0
01.11. | 21 | 0
01.11. | 22 | 0
01.11. | 23 | 0
01.11. | 24 | 0
02.11. | 1 | 0
02.11. | 2 | 0
02.11. | 3 | 0
02.11. | 4 | 0
02.11. | 5 | 0
02.11. | 6 | 0
02.11. | 7 | 0
02.11. | 8 | 0
02.11. | 9 | 0
02.11. | 10 | 0
02.11. | 11 | 0
02.11. | 12 | 0
02.11. | 13 | 0
02.11. | 14 | 0
02.11. | 15 | 0
02.11. | 16 | 0
02.11. | 17 | 0
02.11. | 18 | 0
02.11. | 19 | 0
02.11. | 20 | 0
02.11. | 21 | 0
02.11. | 22 | 0
02.11. | 23 | 0
02.11. | 24 | 0
03.11. | 1 | 0
03.11. | 2 | 0
03.11. | 3 | 0
03.11. | 4 | 0
03.11. | 5 | 0
03.11. | 6 | 0
03.11. | 7 | 0
03.11. | 8 | 0
03.11. | 9 | 0
03.11. | 10 | 0
03.11. | 11 | 0
03.11. | 12 | 0
03.11. | 13 | 0
03.11. | 14 | 0
03.11. | 15 | 0
03.11. | 16 | 0
03.11. | 17 | 0
03.11. | 18 | 0
03.11. | 19 | 0
03.11. | 20 | 0
03.11. | 21 | 0
03.11. | 22 | 0
03.11. | 23 | 0
03.11. | 24 | 0
04.11. | 1 | 0
04.11. | 2 | 0
04.11. | 3 | 0
04.11. | 4 | 0
04.11. | 5 | 0
04.11. | 6 | 0
04.11. | 7 | 0
04.11. | 8 | 0
04.11. | 9 | 0
04.11. | 10 | 0
04.11. | 11 | 0
04.11. | 12 | 0
04.11. | 13 | 0
04.11. | 14 | 0
04.11. | 15 | 0
04.11. | 16 | 0
04.11. | 17 | 0
04.11. | 18 | 0
04.11. | 19 | 0
04.11. | 20 | 0
04.11. | 21 | 0
04.11. | 22 | 0
04.11. | 23 | 0
04.11. | 24 | 0
05.11. | 1 | 0
05.11. | 2 | 0
05.11. | 3 | 0
05.11. | 4 | 0
05.11. | 5 | 0
05.11. | 6 | 0
05.11. | 7 | 0
05.11. | 8 | 0
05.11. | 9 | 0
05.11. | 10 | 0
05.11. | 11 | 0
05.11. | 12 | 0
05.11. | 13 | 0
05.11. | 14 | 0
05.11. | 15 | 0
05.11. | 16 | 0
05.11. | 17 | 0
05.11. | 18 | 0
05.11. | 19 | 0
05.11. | 20 | 0
05.11. | 21 | 0
05.11. | 22 | 0
05.11. | 23 | 0
05.11. | 24 | 0
06.11. | 1 | 0
06.11. | 2 | 0
06.11. | 3 | 0
06.11. | 4 | 0
06.11. | 5 | 0
06.11. | 6 | 0
06.11. | 7 | 0
06.11. | 8 | 0
06.11. | 9 | 0
06.11. | 10 | 0
06.11. | 11 | 0
06.11. | 12 | 0
06.11. | 13 | 0
06.11. | 14 | 0
06.11. | 15 | 0
06.11. | 16 | 0
06.11. | 17 | 0
06.11. | 18 | 0
06.11. | 19 | 0
06.11. | 20 | 0
06.11. | 21 | 0
06.11. | 22 | 0
06.11. | 23 | 0
06.11. | 24 | 0
07.11. | 1 | 0
07.11. | 2 | 0
07.11. | 3 | 0
07.11. | 4 | 0
07.11. | 5 | 0
07.11. | 6 | 0
07.11. | 7 | 0
07.11. | 8 | 0
07.11. | 9 | 0
07.11. | 10 | 0
07.11. | 11 | 0
07.11. | 12 | 0
07.11. | 13 | 0
07.11. | 14 | 0
07.11. | 15 | 0
07.11. | 16 | 0
07.11. | 17 | 0
07.11. | 18 | 0
07.11. | 19 | 0
07.11. | 20 | 0
07.11. | 21 | 0
07.11. | 22 | 0
07.11. | 23 | 0
07.11. | 24 | 0
08.11. | 1 | 0
08.11. | 2 | 0
08.11. | 3 | 0
08.11. | 4 | 0
08.11. | 5 | 0
08.11. | 6 | 0
08.11. | 7 | 0
08.11. | 8 | 0
08.11. | 9 | 0
08.11. | 10 | 0
08.11. | 11 | 0
08.11. | 12 | 0
08.11. | 13 | 0
08.11. | 14 | 0
08.11. | 15 | 0
08.11. | 16 | 0
08.11. | 17 | 0
08.11. | 18 | 0
08.11. | 19 | 0
08.11. | 20 | 0
08.11. | 21 | 0
08.11. | 22 | 0
08.11. | 23 | 0
08.11. | 24 | 0
09.11. | 1 | 0
09.11. | 2 | 0
09.11. | 3 | 0
09.11. | 4 | 0
09.11. | 5 | 0
09.11. | 6 | 0
09.11. | 7 | 0
09.11. | 8 | 0
09.11. | 9 | 0
09.11. | 10 | 0
09.11. | 11 | 0
09.11. | 12 | 0
09.11. | 13 | 0
09.11. | 14 | 0
09.11. | 15 | 0
09.11. | 16 | 0
09.11. | 17 | 0
09.11. | 18 | 0
09.11. | 19 | 0
09.11. | 20 | 0
09.11. | 21 | 0
09.11. | 22 | 0
09.11. | 23 | 0
09.11. | 24 | 0
10.11. | 1 | 0
10.11. | 2 | 0
10.11. | 3 | 0
10.11. | 4 | 0
10.11. | 5 | 0
10.11. | 6 | 0
10.11. | 7 | 0
10.11. | 8 | 0
10.11. | 9 | 0
10.11. | 10 | 0
10.11. | 11 | 0
10.11. | 12 | 0
10.11. | 13 | 0
10.11. | 14 | 0
10.11. | 15 | 0
10.11. | 16 | 0
10.11. | 17 | 0
10.11. | 18 | 0
10.11. | 19 | 0
10.11. | 20 | 0
10.11. | 21 | 0
10.11. | 22 | 0
10.11. | 23 | 0
10.11. | 24 | 0
11.11. | 1 | 0
11.11. | 2 | 0
11.11. | 3 | 0
11.11. | 4 | 0
11.11. | 5 | 0
11.11. | 6 | 0
11.11. | 7 | 0
11.11. | 8 | 0
11.11. | 9 | 0
11.11. | 10 | 0
11.11. | 11 | 0
11.11. | 12 | 0
11.11. | 13 | 0
11.11. | 14 | 0
11.11. | 15 | 0
11.11. | 16 | 0
11.11. | 17 | 0
11.11. | 18 | 0
11.11. | 19 | 0
11.11. | 20 | 0
11.11. | 21 | 0
11.11. | 22 | 0
11.11. | 23 | 0
11.11. | 24 | 0
12.11. | 1 | 0
12.11. | 2 | 0
12.11. | 3 | 0
12.11. | 4 | 0
12.11. | 5 | 0
12.11. | 6 | 0
12.11. | 7 | 0
12.11. | 8 | 0
12.11. | 9 | 0
12.11. | 10 | 0
12.11. | 11 | 0
12.11. | 12 | 0
12.11. | 13 | 0
12.11. | 14 | 0
12.11. | 15 | 0
12.11. | 16 | 0
12.11. | 17 | 0
12.11. | 18 | 0
12.11. | 19 | 0
12.11. | 20 | 0
12.11. | 21 | 0
12.11. | 22 | 0
12.11. | 23 | 0
12.11. | 24 | 0
13.11. | 1 | 0
13.11. | 2 | 0
13.11. | 3 | 0
13.11. | 4 | 0
13.11. | 5 | 0
13.11. | 6 | 0
13.11. | 7 | 0
13.11. | 8 | 0
13.11. | 9 | 0
13.11. | 10 | 0
13.11. | 11 | 0
13.11. | 12 | 0
13.11. | 13 | 0
13.11. | 14 | 0
13.11. | 15 | 0
13.11. | 16 | 0
13.11. | 17 | 0
13.11. | 18 | 0
13.11. | 19 | 0
13.11. | 20 | 0
13.11. | 21 | 0
13.11. | 22 | 0
13.11. | 23 | 0
13.11. | 24 | 0
14.11. | 1 | 0
14.11. | 2 | 0
14.11. | 3 | 0
14.11. | 4 | 0
14.11. | 5 | 0
14.11. | 6 | 0
14.11. | 7 | 0
14.11. | 8 | 0
14.11. | 9 | 0
14.11. | 10 | 0
14.11. | 11 | 0
14.11. | 12 | 0
14.11. | 13 | 0
14.11. | 14 | 0
14.11. | 15 | 0
14.11. | 16 | 0
14.11. | 17 | 0
14.11. | 18 | 0
14.11. | 19 | 0
14.11. | 20 | 0
14.11. | 21 | 0
14.11. | 22 | 0
14.11. | 23 | 0
14.11. | 24 | 0
15.11. | 1 | 0
15.11. | 2 | 0
15.11. | 3 | 0
15.11. | 4 | 0
15.11. | 5 | 0
15.11. | 6 | 0
15.11. | 7 | 0
15.11. | 8 | 0
15.11. | 9 | 0
15.11. | 10 | 0
15.11. | 11 | 0
15.11. | 12 | 0
15.11. | 13 | 0
15.11. | 14 | 0
15.11. | 15 | 0
15.11. | 16 | 0
15.11. | 17 | 0
15.11. | 18 | 0
15.11. | 19 | 0
15.11. | 20 | 0
15.11. | 21 | 0
15.11. | 22 | 0
15.11. | 23 | 0
15.11. | 24 | 0
16.11. | 1 | 0
16.11. | 2 | 0
16.11. | 3 | 0
16.11. | 4 | 0
16.11. | 5 | 0
16.11. | 6 | 0
16.11. | 7 | 0
16.11. | 8 | 0
16.11. | 9 | 0
16.11. | 10 | 0
16.11. | 11 | 0
16.11. | 12 | 0
16.11. | 13 | 0
16.11. | 14 | 0
16.11. | 15 | 0
16.11. | 16 | 0
16.11. | 17 | 0
16.11. | 18 | 0
16.11. | 19 | 0
16.11. | 20 | 0
16.11. | 21 | 0
16.11. | 22 | 0
16.11. | 23 | 0
16.11. | 24 | 0
17.11. | 1 | 0
17.11. | 2 | 0
17.11. | 3 | 0
17.11. | 4 | 0
17.11. | 5 | 0
17.11. | 6 | 0
17.11. | 7 | 0
17.11. | 8 | 0
17.11. | 9 | 0
17.11. | 10 | 0
17.11. | 11 | 0
17.11. | 12 | 0
17.11. | 13 | 0
17.11. | 14 | 0
17.11. | 15 | 0
17.11. | 16 | 0
17.11. | 17 | 0
17.11. | 18 | 0
17.11. | 19 | 0
17.11. | 20 | 0
17.11. | 21 | 0
17.11. | 22 | 0
17.11. | 23 | 0
17.11. | 24 | 0
18.11. | 1 | 0
18.11. | 2 | 0
18.11. | 3 | 0
18.11. | 4 | 0
18.11. | 5 | 0
18.11. | 6 | 0
18.11. | 7 | 0
18.11. | 8 | 0
18.11. | 9 | 0
18.11. | 10 | 0
18.11. | 11 | 0
18.11. | 12 | 0
18.11. | 13 | 0
18.11. | 14 | 0
18.11. | 15 | 0
18.11. | 16 | 0
18.11. | 17 | 0
18.11. | 18 | 0
18.11. | 19 | 0
18.11. | 20 | 0
18.11. | 21 | 0
18.11. | 22 | 0
18.11. | 23 | 0
18.11. | 24 | 0
19.11. | 1 | 0
19.11. | 2 | 0
19.11. | 3 | 0
19.11. | 4 | 0
19.11. | 5 | 0
19.11. | 6 | 0
19.11. | 7 | 0
19.11. | 8 | 0
19.11. | 9 | 0
19.11. | 10 | 0
19.11. | 11 | 0
19.11. | 12 | 0
19.11. | 13 | 0
19.11. | 14 | 0
19.11. | 15 | 0
19.11. | 16 | 0
19.11. | 17 | 0
19.11. | 18 | 0
19.11. | 19 | 0
19.11. | 20 | 0
19.11. | 21 | 0
19.11. | 22 | 0
19.11. | 23 | 0
19.11. | 24 | 0
20.11. | 1 | 0
20.11. | 2 | 0
20.11. | 3 | 0
20.11. | 4 | 0
20.11. | 5 | 0
20.11. | 6 | 0
20.11. | 7 | 0
20.11. | 8 | 0
20.11. | 9 | 0
20.11. | 10 | 0
20.11. | 11 | 0
20.11. | 12 | 0
20.11. | 13 | 0
20.11. | 14 | 0
20.11. | 15 | 0
20.11. | 16 | 0
20.11. | 17 | 0
20.11. | 18 | 0
20.11. | 19 | 0
20.11. | 20 | 0
20.11. | 21 | 0
20.11. | 22 | 0
20.11. | 23 | 0
20.11. | 24 | 0
21.11. | 1 | 0
21.11. | 2 | 0
21.11. | 3 | 0
21.11. | 4 | 0
21.11. | 5 | 0
21.11. | 6 | 0
21.11. | 7 | 0
21.11. | 8 | 0
21.11. | 9 | 0
21.11. | 10 | 0
21.11. | 11 | 0
21.11. | 12 | 0
21.11. | 13 | 0
21.11. | 14 | 0
21.11. | 15 | 0
21.11. | 16 | 0
21.11. | 17 | 0
21.11. | 18 | 0
21.11. | 19 | 0
21.11. | 20 | 0
21.11. | 21 | 0
21.11. | 22 | 0
21.11. | 23 | 0
21.11. | 24 | 0
22.11. | 1 | 0
22.11. | 2 | 0
22.11. | 3 | 0
22.11. | 4 | 0
22.11. | 5 | 0
22.11. | 6 | 0
22.11. | 7 | 0
22.11. | 8 | 0
22.11. | 9 | 0
22.11. | 10 | 0
22.11. | 11 | 0
22.11. | 12 | 0
22.11. | 13 | 0
22.11. | 14 | 0
22.11. | 15 | 0
22.11. | 16 | 0
22.11. | 17 | 0
22.11. | 18 | 0
22.11. | 19 | 0
22.11. | 20 | 0
22.11. | 21 | 0
22.11. | 22 | 0
22.11. | 23 | 0
22.11. | 24 | 0
23.11. | 1 | 0
23.11. | 2 | 0
23.11. | 3 | 0
23.11. | 4 | 0
23.11. | 5 | 0
23.11. | 6 | 0
23.11. | 7 | 0
23.11. | 8 | 0
23.11. | 9 | 0
23.11. | 10 | 0
23.11. | 11 | 0
23.11. | 12 | 0
23.11. | 13 | 0
23.11. | 14 | 0
23.11. | 15 | 0
23.11. | 16 | 0
23.11. | 17 | 0
23.11. | 18 | 0
23.11. | 19 | 0
23.11. | 20 | 0
23.11. | 21 | 0
23.11. | 22 | 0
23.11. | 23 | 0
23.11. | 24 | 0
24.11. | 1 | 0
24.11. | 2 | 0
24.11. | 3 | 0
24.11. | 4 | 0
24.11. | 5 | 0
24.11. | 6 | 0
24.11. | 7 | 0
24.11. | 8 | 0
24.11. | 9 | 0
24.11. | 10 | 0
24.11. | 11 | 0
24.11. | 12 | 0
24.11. | 13 | 0
24.11. | 14 | 0
24.11. | 15 | 0
24.11. | 16 | 0
24.11. | 17 | 0
24.11. | 18 | 0
24.11. | 19 | 0
24.11. | 20 | 0
24.11. | 21 | 0
24.11. | 22 | 0
24.11. | 23 | 0
24.11. | 24 | 0
25.11. | 1 | 0
25.11. | 2 | 0
25.11. | 3 | 0
25.11. | 4 | 0
25.11. | 5 | 0
25.11. | 6 | 0
25.11. | 7 | 0
25.11. | 8 | 0
25.11. | 9 | 0
25.11. | 10 | 0
25.11. | 11 | 0
25.11. | 12 | 0
25.11. | 13 | 0
25.11. | 14 | 0
25.11. | 15 | 0
25.11. | 16 | 0
25.11. | 17 | 0
25.11. | 18 | 0
25.11. | 19 | 0
25.11. | 20 | 0
25.11. | 21 | 0
25.11. | 22 | 0
25.11. | 23 | 0
25.11. | 24 | 0
26.11. | 1 | 0
26.11. | 2 | 0
26.11. | 3 | 0
26.11. | 4 | 0
26.11. | 5 | 0
26.11. | 6 | 0
26.11. | 7 | 0
26.11. | 8 | 0
26.11. | 9 | 0
26.11. | 10 | 0
26.11. | 11 | 0
26.11. | 12 | 0
26.11. | 13 | 0
26.11. | 14 | 0
26.11. | 15 | 0
26.11. | 16 | 0
26.11. | 17 | 0
26.11. | 18 | 0
26.11. | 19 | 0
26.11. | 20 | 0
26.11. | 21 | 0
26.11. | 22 | 0
26.11. | 23 | 0
26.11. | 24 | 0
27.11. | 1 | 0
27.11. | 2 | 0
27.11. | 3 | 0
27.11. | 4 | 0
27.11. | 5 | 0
27.11. | 6 | 0
27.11. | 7 | 0
27.11. | 8 | 0
27.11. | 9 | 0
27.11. | 10 | 0
27.11. | 11 | 0
27.11. | 12 | 0
27.11. | 13 | 0
27.11. | 14 | 0
27.11. | 15 | 0
27.11. | 16 | 0
27.11. | 17 | 0
27.11. | 18 | 0
27.11. | 19 | 0
27.11. | 20 | 0
27.11. | 21 | 0
27.11. | 22 | 0
27.11. | 23 | 0
27.11. | 24 | 0
28.11. | 1 | 0
28.11. | 2 | 0
28.11. | 3 | 0
28.11. | 4 | 0
28.11. | 5 | 0
28.11. | 6 | 0
28.11. | 7 | 0
28.11. | 8 | 0
28.11. | 9 | 0
28.11. | 10 | 0
28.11. | 11 | 0
28.11. | 12 | 0
28.11. | 13 | 0
28.11. | 14 | 0
28.11. | 15 | 0
28.11. | 16 | 0
28.11. | 17 | 0
28.11. | 18 | 0
28.11. | 19 | 0
28.11. | 20 | 0
28.11. | 21 | 0
28.11. | 22 | 0
28.11. | 23 | 0
28.11. | 24 | 0
29.11. | 1 | 0
29.11. | 2 | 0
29.11. | 3 | 0
29.11. | 4 | 0
29.11. | 5 | 0
29.11. | 6 | 0
29.11. | 7 | 0
29.11. | 8 | 0
29.11. | 9 | 0
29.11. | 10 | 0
29.11. | 11 | 0
29.11. | 12 | 0
29.11. | 13 | 0
29.11. | 14 | 0
29.11. | 15 | 0
29.11. | 16 | 0
29.11. | 17 | 0
29.11. | 18 | 0
29.11. | 19 | 0
29.11. | 20 | 0
29.11. | 21 | 0
29.11. | 22 | 0
29.11. | 23 | 0
29.11. | 24 | 0
30.11. | 1 | 0
30.11. | 2 | 0
30.11. | 3 | 0
30.11. | 4 | 0
30.11. | 5 | 0
30.11. | 6 | 0
30.11. | 7 | 0
30.11. | 8 | 0
30.11. | 9 | 0
30.11. | 10 | 0
30.11. | 11 | 0
30.11. | 12 | 0
30.11. | 13 | 0
30.11. | 14 | 0
30.11. | 15 | 0
30.11. | 16 | 0
30.11. | 17 | 0
30.11. | 18 | 0
30.11. | 19 | 0
30.11. | 20 | 0
30.11. | 21 | 0
30.11. | 22 | 0
30.11. | 23 | 0
30.11. | 24 | 0
01.12. | 1 | 0
01.12. | 2 | 0
01.12. | 3 | 0
01.12. | 4 | 0
01.12. | 5 | 0
01.12. | 6 | 0
01.12. | 7 | 0
01.12. | 8 | 0
01.12. | 9 | 0
01.12. | 10 | 0
01.12. | 11 | 0
01.12. | 12 | 0
01.12. | 13 | 0
01.12. | 14 | 0
01.12. | 15 | 0
01.12. | 16 | 0
01.12. | 17 | 0
01.12. | 18 | 0
01.12. | 19 | 0
01.12. | 20 | 0
01.12. | 21 | 0
01.12. | 22 | 0
01.12. | 23 | 0
01.12. | 24 | 0
02.12. | 1 | 0
02.12. | 2 | 0
02.12. | 3 | 0
02.12. | 4 | 0
02.12. | 5 | 0
02.12. | 6 | 0
02.12. | 7 | 0
02.12. | 8 | 0
02.12. | 9 | 0
02.12. | 10 | 0
02.12. | 11 | 0
02.12. | 12 | 0
02.12. | 13 | 0
02.12. | 14 | 0
02.12. | 15 | 0
02.12. | 16 | 0
02.12. | 17 | 0
02.12. | 18 | 0
02.12. | 19 | 0
02.12. | 20 | 0
02.12. | 21 | 0
02.12. | 22 | 0
02.12. | 23 | 0
02.12. | 24 | 0
03.12. | 1 | 0
03.12. | 2 | 0
03.12. | 3 | 0
03.12. | 4 | 0
03.12. | 5 | 0
03.12. | 6 | 0
03.12. | 7 | 0
03.12. | 8 | 0
03.12. | 9 | 0
03.12. | 10 | 0
03.12. | 11 | 0
03.12. | 12 | 0
03.12. | 13 | 0
03.12. | 14 | 0
03.12. | 15 | 0
03.12. | 16 | 0
03.12. | 17 | 0
03.12. | 18 | 0
03.12. | 19 | 0
03.12. | 20 | 0
03.12. | 21 | 0
03.12. | 22 | 0
03.12. | 23 | 0
03.12. | 24 | 0
04.12. | 1 | 0
04.12. | 2 | 0
04.12. | 3 | 0
04.12. | 4 | 0
04.12. | 5 | 0
04.12. | 6 | 0
04.12. | 7 | 0
04.12. | 8 | 0
04.12. | 9 | 0
04.12. | 10 | 0
04.12. | 11 | 0
04.12. | 12 | 0
04.12. | 13 | 0
04.12. | 14 | 0
04.12. | 15 | 0
04.12. | 16 | 0
04.12. | 17 | 0
04.12. | 18 | 0
04.12. | 19 | 0
04.12. | 20 | 0
04.12. | 21 | 0
04.12. | 22 | 0
04.12. | 23 | 0
04.12. | 24 | 0
05.12. | 1 | 0
05.12. | 2 | 0
05.12. | 3 | 0
05.12. | 4 | 0
05.12. | 5 | 0
05.12. | 6 | 0
05.12. | 7 | 0
05.12. | 8 | 0
05.12. | 9 | 0
05.12. | 10 | 0
05.12. | 11 | 0
05.12. | 12 | 0
05.12. | 13 | 0
05.12. | 14 | 0
05.12. | 15 | 0
05.12. | 16 | 0
05.12. | 17 | 0
05.12. | 18 | 0
05.12. | 19 | 0
05.12. | 20 | 0
05.12. | 21 | 0
05.12. | 22 | 0
05.12. | 23 | 0
05.12. | 24 | 0
06.12. | 1 | 0
06.12. | 2 | 0
06.12. | 3 | 0
06.12. | 4 | 0
06.12. | 5 | 0
06.12. | 6 | 0
06.12. | 7 | 0
06.12. | 8 | 0
06.12. | 9 | 0
06.12. | 10 | 0
06.12. | 11 | 0
06.12. | 12 | 0
06.12. | 13 | 0
06.12. | 14 | 0
06.12. | 15 | 0
06.12. | 16 | 0
06.12. | 17 | 0
06.12. | 18 | 0
06.12. | 19 | 0
06.12. | 20 | 0
06.12. | 21 | 0
06.12. | 22 | 0
06.12. | 23 | 0
06.12. | 24 | 0
07.12. | 1 | 0
07.12. | 2 | 0
07.12. | 3 | 0
07.12. | 4 | 0
07.12. | 5 | 0
07.12. | 6 | 0
07.12. | 7 | 0
07.12. | 8 | 0
07.12. | 9 | 0
07.12. | 10 | 0
07.12. | 11 | 0
07.12. | 12 | 0
07.12. | 13 | 0
07.12. | 14 | 0
07.12. | 15 | 0
07.12. | 16 | 0
07.12. | 17 | 0
07.12. | 18 | 0
07.12. | 19 | 0
07.12. | 20 | 0
07.12. | 21 | 0
07.12. | 22 | 0
07.12. | 23 | 0
07.12. | 24 | 0
08.12. | 1 | 0
08.12. | 2 | 0
08.12. | 3 | 0
08.12. | 4 | 0
08.12. | 5 | 0
08.12. | 6 | 0
08.12. | 7 | 0
08.12. | 8 | 0
08.12. | 9 | 0
08.12. | 10 | 0
08.12. | 11 | 0
08.12. | 12 | 0
08.12. | 13 | 0
08.12. | 14 | 0
08.12. | 15 | 0
08.12. | 16 | 0
08.12. | 17 | 0
08.12. | 18 | 0
08.12. | 19 | 0
08.12. | 20 | 0
08.12. | 21 | 0
08.12. | 22 | 0
08.12. | 23 | 0
08.12. | 24 | 0
09.12. | 1 | 0
09.12. | 2 | 0
09.12. | 3 | 0
09.12. | 4 | 0
09.12. | 5 | 0
09.12. | 6 | 0
09.12. | 7 | 0
09.12. | 8 | 0
09.12. | 9 | 0
09.12. | 10 | 0
09.12. | 11 | 0
09.12. | 12 | 0
09.12. | 13 | 0
09.12. | 14 | 0
09.12. | 15 | 0
09.12. | 16 | 0
09.12. | 17 | 0
09.12. | 18 | 0
09.12. | 19 | 0
09.12. | 20 | 0
09.12. | 21 | 0
09.12. | 22 | 0
09.12. | 23 | 0
09.12. | 24 | 0
10.12. | 1 | 0
10.12. | 2 | 0
10.12. | 3 | 0
10.12. | 4 | 0
10.12. | 5 | 0
10.12. | 6 | 0
10.12. | 7 | 0
10.12. | 8 | 0
10.12. | 9 | 0
10.12. | 10 | 0
10.12. | 11 | 0
10.12. | 12 | 0
10.12. | 13 | 0
10.12. | 14 | 0
10.12. | 15 | 0
10.12. | 16 | 0
10.12. | 17 | 0
10.12. | 18 | 0
10.12. | 19 | 0
10.12. | 20 | 0
10.12. | 21 | 0
10.12. | 22 | 0
10.12. | 23 | 0
10.12. | 24 | 0
11.12. | 1 | 0
11.12. | 2 | 0
11.12. | 3 | 0
11.12. | 4 | 0
11.12. | 5 | 0
11.12. | 6 | 0
11.12. | 7 | 0
11.12. | 8 | 0
11.12. | 9 | 0
11.12. | 10 | 0
11.12. | 11 | 0
11.12. | 12 | 0
11.12. | 13 | 0
11.12. | 14 | 0
11.12. | 15 | 0
11.12. | 16 | 0
11.12. | 17 | 0
11.12. | 18 | 0
11.12. | 19 | 0
11.12. | 20 | 0
11.12. | 21 | 0
11.12. | 22 | 0
11.12. | 23 | 0
11.12. | 24 | 0
12.12. | 1 | 0
12.12. | 2 | 0
12.12. | 3 | 0
12.12. | 4 | 0
12.12. | 5 | 0
12.12. | 6 | 0
12.12. | 7 | 0
12.12. | 8 | 0
12.12. | 9 | 0
12.12. | 10 | 0
12.12. | 11 | 0
12.12. | 12 | 0
12.12. | 13 | 0
12.12. | 14 | 0
12.12. | 15 | 0
12.12. | 16 | 0
12.12. | 17 | 0
12.12. | 18 | 0
12.12. | 19 | 0
12.12. | 20 | 0
12.12. | 21 | 0
12.12. | 22 | 0
12.12. | 23 | 0
12.12. | 24 | 0
13.12. | 1 | 0
13.12. | 2 | 0
13.12. | 3 | 0
13.12. | 4 | 0
13.12. | 5 | 0
13.12. | 6 | 0
13.12. | 7 | 0
13.12. | 8 | 0
13.12. | 9 | 0
13.12. | 10 | 0
13.12. | 11 | 0
13.12. | 12 | 0
13.12. | 13 | 0
13.12. | 14 | 0
13.12. | 15 | 0
13.12. | 16 | 0
13.12. | 17 | 0
13.12. | 18 | 0
13.12. | 19 | 0
13.12. | 20 | 0
13.12. | 21 | 0
13.12. | 22 | 0
13.12. | 23 | 0
13.12. | 24 | 0
14.12. | 1 | 0
14.12. | 2 | 0
14.12. | 3 | 0
14.12. | 4 | 0
14.12. | 5 | 0
14.12. | 6 | 0
14.12. | 7 | 0
14.12. | 8 | 0
14.12. | 9 | 0
14.12. | 10 | 0
14.12. | 11 | 0
14.12. | 12 | 0
14.12. | 13 | 0
14.12. | 14 | 0
14.12. | 15 | 0
14.12. | 16 | 0
14.12. | 17 | 0
14.12. | 18 | 0
14.12. | 19 | 0
14.12. | 20 | 0
14.12. | 21 | 0
14.12. | 22 | 0
14.12. | 23 | 0
14.12. | 24 | 0
15.12. | 1 | 0
15.12. | 2 | 0
15.12. | 3 | 0
15.12. | 4 | 0
15.12. | 5 | 0
15.12. | 6 | 0
15.12. | 7 | 0
15.12. | 8 | 0
15.12. | 9 | 0
15.12. | 10 | 0
15.12. | 11 | 0
15.12. | 12 | 0
15.12. | 13 | 0
15.12. | 14 | 0
15.12. | 15 | 0
15.12. | 16 | 0
15.12. | 17 | 0
15.12. | 18 | 0
15.12. | 19 | 0
15.12. | 20 | 0
15.12. | 21 | 0
15.12. | 22 | 0
15.12. | 23 | 0
15.12. | 24 | 0
16.12. | 1 | 0
16.12. | 2 | 0
16.12. | 3 | 0
16.12. | 4 | 0
16.12. | 5 | 0
16.12. | 6 | 0
16.12. | 7 | 0
16.12. | 8 | 0
16.12. | 9 | 0
16.12. | 10 | 0
16.12. | 11 | 0
16.12. | 12 | 0
16.12. | 13 | 0
16.12. | 14 | 0
16.12. | 15 | 0
16.12. | 16 | 0
16.12. | 17 | 0
16.12. | 18 | 0
16.12. | 19 | 0
16.12. | 20 | 0
16.12. | 21 | 0
16.12. | 22 | 0
16.12. | 23 | 0
16.12. | 24 | 0
17.12. | 1 | 0
17.12. | 2 | 0
17.12. | 3 | 0
17.12. | 4 | 0
17.12. | 5 | 0
17.12. | 6 | 0
17.12. | 7 | 0
17.12. | 8 | 0
17.12. | 9 | 0
17.12. | 10 | 0
17.12. | 11 | 0
17.12. | 12 | 0
17.12. | 13 | 0
17.12. | 14 | 0
17.12. | 15 | 0
17.12. | 16 | 0
17.12. | 17 | 0
17.12. | 18 | 0
17.12. | 19 | 0
17.12. | 20 | 0
17.12. | 21 | 0
17.12. | 22 | 0
17.12. | 23 | 0
17.12. | 24 | 0
18.12. | 1 | 0
18.12. | 2 | 0
18.12. | 3 | 0
18.12. | 4 | 0
18.12. | 5 | 0
18.12. | 6 | 0
18.12. | 7 | 0
18.12. | 8 | 0
18.12. | 9 | 0
18.12. | 10 | 0
18.12. | 11 | 0
18.12. | 12 | 0
18.12. | 13 | 0
18.12. | 14 | 0
18.12. | 15 | 0
18.12. | 16 | 0
18.12. | 17 | 0
18.12. | 18 | 0
18.12. | 19 | 0
18.12. | 20 | 0
18.12. | 21 | 0
18.12. | 22 | 0
18.12. | 23 | 0
18.12. | 24 | 0
19.12. | 1 | 0
19.12. | 2 | 0
19.12. | 3 | 0
19.12. | 4 | 0
19.12. | 5 | 0
19.12. | 6 | 0
19.12. | 7 | 0
19.12. | 8 | 0
19.12. | 9 | 0
19.12. | 10 | 0
19.12. | 11 | 0
19.12. | 12 | 0
19.12. | 13 | 0
19.12. | 14 | 0
19.12. | 15 | 0
19.12. | 16 | 0
19.12. | 17 | 0
19.12. | 18 | 0
19.12. | 19 | 0
19.12. | 20 | 0
19.12. | 21 | 0
19.12. | 22 | 0
19.12. | 23 | 0
19.12. | 24 | 0
20.12. | 1 | 0
20.12. | 2 | 0
20.12. | 3 | 0
20.12. | 4 | 0
20.12. | 5 | 0
20.12. | 6 | 0
20.12. | 7 | 0
20.12. | 8 | 0
20.12. | 9 | 0
20.12. | 10 | 0
20.12. | 11 | 0
20.12. | 12 | 0
20.12. | 13 | 0
20.12. | 14 | 0
20.12. | 15 | 0
20.12. | 16 | 0
20.12. | 17 | 0
20.12. | 18 | 0
20.12. | 19 | 0
20.12. | 20 | 0
20.12. | 21 | 0
20.12. | 22 | 0
20.12. | 23 | 0
20.12. | 24 | 0
21.12. | 1 | 0
21.12. | 2 | 0
21.12. | 3 | 0
21.12. | 4 | 0
21.12. | 5 | 0
21.12. | 6 | 0
21.12. | 7 | 0
21.12. | 8 | 0
21.12. | 9 | 0
21.12. | 10 | 0
21.12. | 11 | 0
21.12. | 12 | 0
21.12. | 13 | 0
21.12. | 14 | 0
21.12. | 15 | 0
21.12. | 16 | 0
21.12. | 17 | 0
21.12. | 18 | 0
21.12. | 19 | 0
21.12. | 20 | 0
21.12. | 21 | 0
21.12. | 22 | 0
21.12. | 23 | 0
21.12. | 24 | 0
22.12. | 1 | 0
22.12. | 2 | 0
22.12. | 3 | 0
22.12. | 4 | 0
22.12. | 5 | 0
22.12. | 6 | 0
22.12. | 7 | 0
22.12. | 8 | 0
22.12. | 9 | 0
22.12. | 10 | 0
22.12. | 11 | 0
22.12. | 12 | 0
22.12. | 13 | 0
22.12. | 14 | 0
22.12. | 15 | 0
22.12. | 16 | 0
22.12. | 17 | 0
22.12. | 18 | 0
22.12. | 19 | 0
22.12. | 20 | 0
22.12. | 21 | 0
22.12. | 22 | 0
22.12. | 23 | 0
22.12. | 24 | 0
23.12. | 1 | 0
23.12. | 2 | 0
23.12. | 3 | 0
23.12. | 4 | 0
23.12. | 5 | 0
23.12. | 6 | 0
23.12. | 7 | 0
23.12. | 8 | 0
23.12. | 9 | 0
23.12. | 10 | 0
23.12. | 11 | 0
23.12. | 12 | 0
23.12. | 13 | 0
23.12. | 14 | 0
23.12. | 15 | 0
23.12. | 16 | 0
23.12. | 17 | 0
23.12. | 18 | 0
23.12. | 19 | 0
23.12. | 20 | 0
23.12. | 21 | 0
23.12. | 22 | 0
23.12. | 23 | 0
23.12. | 24 | 0
24.12. | 1 | 0
24.12. | 2 | 0
24.12. | 3 | 0
24.12. | 4 | 0
24.12. | 5 | 0
24.12. | 6 | 0
24.12. | 7 | 0
24.12. | 8 | 0
24.12. | 9 | 0
24.12. | 10 | 0
24.12. | 11 | 0
24.12. | 12 | 0
24.12. | 13 | 0
24.12. | 14 | 0
24.12. | 15 | 0
24.12. | 16 | 0
24.12. | 17 | 0
24.12. | 18 | 0
24.12. | 19 | 0
24.12. | 20 | 0
24.12. | 21 | 0
24.12. | 22 | 0
24.12. | 23 | 0
24.12. | 24 | 0
25.12. | 1 | 0
25.12. | 2 | 0
25.12. | 3 | 0
25.12. | 4 | 0
25.12. | 5 | 0
25.12. | 6 | 0
25.12. | 7 | 0
25.12. | 8 | 0
25.12. | 9 | 0
25.12. | 10 | 0
25.12. | 11 | 0
25.12. | 12 | 0
25.12. | 13 | 0
25.12. | 14 | 0
25.12. | 15 | 0
25.12. | 16 | 0
25.12. | 17 | 0
25.12. | 18 | 0
25.12. | 19 | 0
25.12. | 20 | 0
25.12. | 21 | 0
25.12. | 22 | 0
25.12. | 23 | 0
25.12. | 24 | 0
26.12. | 1 | 0
26.12. | 2 | 0
26.12. | 3 | 0
26.12. | 4 | 0
26.12. | 5 | 0
26.12. | 6 | 0
26.12. | 7 | 0
26.12. | 8 | 0
26.12. | 9 | 0
26.12. | 10 | 0
26.12. | 11 | 0
26.12. | 12 | 0
26.12. | 13 | 0
26.12. | 14 | 0
26.12. | 15 | 0
26.12. | 16 | 0
26.12. | 17 | 0
26.12. | 18 | 0
26.12. | 19 | 0
26.12. | 20 | 0
26.12. | 21 | 0
26.12. | 22 | 0
26.12. | 23 | 0
26.12. | 24 | 0
27.12. | 1 | 0
27.12. | 2 | 0
27.12. | 3 | 0
27.12. | 4 | 0
27.12. | 5 | 0
27.12. | 6 | 0
27.12. | 7 | 0
27.12. | 8 | 0
27.12. | 9 | 0
27.12. | 10 | 0
27.12. | 11 | 0
27.12. | 12 | 0
27.12. | 13 | 0
27.12. | 14 | 0
27.12. | 15 | 0
27.12. | 16 | 0
27.12. | 17 | 0
27.12. | 18 | 0
27.12. | 19 | 0
27.12. | 20 | 0
27.12. | 21 | 0
27.12. | 22 | 0
27.12. | 23 | 0
27.12. | 24 | 0
28.12. | 1 | 0
28.12. | 2 | 0
28.12. | 3 | 0
28.12. | 4 | 0
28.12. | 5 | 0
28.12. | 6 | 0
28.12. | 7 | 0
28.12. | 8 | 0
28.12. | 9 | 0
28.12. | 10 | 0
28.12. | 11 | 0
28.12. | 12 | 0
28.12. | 13 | 0
28.12. | 14 | 0
28.12. | 15 | 0
28.12. | 16 | 0
28.12. | 17 | 0
28.12. | 18 | 0
28.12. | 19 | 0
28.12. | 20 | 0
28.12. | 21 | 0
28.12. | 22 | 0
28.12. | 23 | 0
28.12. | 24 | 0
29.12. | 1 | 0
29.12. | 2 | 0
29.12. | 3 | 0
29.12. | 4 | 0
29.12. | 5 | 0
29.12. | 6 | 0
29.12. | 7 | 0
29.12. | 8 | 0
29.12. | 9 | 0
29.12. | 10 | 0
29.12. | 11 | 0
29.12. | 12 | 0
29.12. | 13 | 0
29.12. | 14 | 0
29.12. | 15 | 0
29.12. | 16 | 0
29.12. | 17 | 0
29.12. | 18 | 0
29.12. | 19 | 0
29.12. | 20 | 0
29.12. | 21 | 0
29.12. | 22 | 0
29.12. | 23 | 0
29.12. | 24 | 0
30.12. | 1 | 0
30.12. | 2 | 0
30.12. | 3 | 0
30.12. | 4 | 0
30.12. | 5 | 0
30.12. | 6 | 0
30.12. | 7 | 0
30.12. | 8 | 0
30.12. | 9 | 0
30.12. | 10 | 0
30.12. | 11 | 0
30.12. | 12 | 0
30.12. | 13 | 0
30.12. | 14 | 0
30.12. | 15 | 0
30.12. | 16 | 0
30.12. | 17 | 0
30.12. | 18 | 0
30.12. | 19 | 0
30.12. | 20 | 0
30.12. | 21 | 0
30.12. | 22 | 0
30.12. | 23 | 0
30.12. | 24 | 0
31.12. | 1 | 0
31.12. | 2 | 0
31.12. | 3 | 0
31.12. | 4 | 0
31.12. | 5 | 0
31.12. | 6 | 0
31.12. | 7 | 0
31.12. | 8 | 0
31.12. | 9 | 0
31.12. | 10 | 0
31.12. | 11 | 0
31.12. | 12 | 0
31.12. | 13 | 0
31.12. | 14 | 0
31.12. | 15 | 0
31.12. | 16 | 0
31.12. | 17 | 0
31.12. | 18 | 0
31.12. | 19 | 0
31.12. | 20 | 0
31.12. | 21 | 0
31.12. | 22 | 0
31.12. | 23 | 0
31.12. | 24 | 0

## Reserves
ENTSO-E Market Modelling Database: Reserves
Country:
Market Node: | ITCS
Year:
Climate year
Scenario
Frequency Containment Reserves (FCR)
Total Market Node Requirement | [MW] | 0
FCR that need to be made available by thermal unit commitment (already net with generating capacities on Thermal sheet, not causing additional commitment on Thermal units apart from what highlighted in the unit-by-unit Thermal sheet) | [MW] | 80
Provided by HYDRO - Reserve that should be procured by further constraining the 'Maximum generation' of either Reservoir either Pumped Storage | [MW] | 0
Reserve available from Demand (reduction of demand possible thanks to specific contract to cope with system imbalances; while DSR would work on the DA & ID,here it should be considered only interruptible contract activated to contain system frequency) | [MW] | 0
FCR that need to be made available by thermal unit commitment additional to the FCR allocations highlighted in the unit-by-unit Thermal sheet (this will be allocated additionally on Thermal units as provided FCR) | [MW] | 0
Frequency Restoration Reserves (FRR) - includind both automatic (aFRR) and manual (mFRR)
Total Market Node Requirement | [MW] | 300
FRR that will be procured by thermal (unit commitment of thermal units able to provide FRR take IN REAL LIFE into account this requirements) | [MW] | 300
Provided by HYDRO - Reserve that should be procured by further constraining the 'Maximum generation' of either Reservoir either Pumped Storage | [MW] | 0
Simplified modelling assumptions (to account reserve requirements on e.g. day ahead market as currently done for MAF)
Additional load (should be <= FCR + FRR needed from thermal) | [MW]
Provided by HYDRO - Reserve that should be procured by further constraining the 'Maximum generation' of Reservoir units | [MW]
Provided by HYDRO - Reserve that should be procured by further constraining the 'Maximum generation' of Pumped Storage Open Loop units | [MW]
Provided by HYDRO - Reserve that should be procured by further constraining the 'Maximum generation' of Pumped Storage Closed Loop units | [MW]

## DSR
ENTSO-E Market Modelling Database: DSR
Country:
Market Node: | ITCS
Year:
Climate year
Scenario
| Demand Side Response | Price Band 1 | Price Band 2 | Price Band 3 | Price Band 4 | Price Band 5 | Price Band 6 | Price Band 7 | Price Band 8 | Price Band 9 | Price Band 10 | Price Band 11
| Capacity | 191.601
| Units | 1
| Hours | 24
| Price | -1
| Climate year start | 2030
Climate year end
Date | Hour | Available Demand Response (MW) | Available Demand Response (MW) | Available Demand Response (MW) | Available Demand Response (MW) | Available Demand Response (MW) | Available Demand Response (MW) | Available Demand Response (MW) | Available Demand Response (MW) | Available Demand Response (MW) | Available Demand Response (MW) | N.B. use convention first January always Monday (2007 calendar year) --> see guidelines for further details
01.01. | 1 | 191.601
01.01. | 2 | 191.601
01.01. | 3 | 191.601
01.01. | 4 | 191.601
01.01. | 5 | 191.601
01.01. | 6 | 191.601
01.01. | 7 | 191.601
01.01. | 8 | 191.601
01.01. | 9 | 191.601
01.01. | 10 | 191.601
01.01. | 11 | 191.601
01.01. | 12 | 191.601
01.01. | 13 | 191.601
01.01. | 14 | 191.601
01.01. | 15 | 191.601
01.01. | 16 | 191.601
01.01. | 17 | 191.601
01.01. | 18 | 191.601
01.01. | 19 | 191.601
01.01. | 20 | 191.601
01.01. | 21 | 191.601
01.01. | 22 | 191.601
01.01. | 23 | 191.601
01.01. | 24 | 191.601
02.01. | 1 | 191.601
02.01. | 2 | 191.601
02.01. | 3 | 191.601
02.01. | 4 | 191.601
02.01. | 5 | 191.601
02.01. | 6 | 191.601
02.01. | 7 | 191.601
02.01. | 8 | 191.601
02.01. | 9 | 191.601
02.01. | 10 | 191.601
02.01. | 11 | 191.601
02.01. | 12 | 191.601
02.01. | 13 | 191.601
02.01. | 14 | 191.601
02.01. | 15 | 191.601
02.01. | 16 | 191.601
02.01. | 17 | 191.601
02.01. | 18 | 191.601
02.01. | 19 | 191.601
02.01. | 20 | 191.601
02.01. | 21 | 191.601
02.01. | 22 | 191.601
02.01. | 23 | 191.601
02.01. | 24 | 191.601
03.01. | 1 | 191.601
03.01. | 2 | 191.601
03.01. | 3 | 191.601
03.01. | 4 | 191.601
03.01. | 5 | 191.601
03.01. | 6 | 191.601
03.01. | 7 | 191.601
03.01. | 8 | 191.601
03.01. | 9 | 191.601
03.01. | 10 | 191.601
03.01. | 11 | 191.601
03.01. | 12 | 191.601
03.01. | 13 | 191.601
03.01. | 14 | 191.601
03.01. | 15 | 191.601
03.01. | 16 | 191.601
03.01. | 17 | 191.601
03.01. | 18 | 191.601
03.01. | 19 | 191.601
03.01. | 20 | 191.601
03.01. | 21 | 191.601
03.01. | 22 | 191.601
03.01. | 23 | 191.601
03.01. | 24 | 191.601
04.01. | 1 | 191.601
04.01. | 2 | 191.601
04.01. | 3 | 191.601
04.01. | 4 | 191.601
04.01. | 5 | 191.601
04.01. | 6 | 191.601
04.01. | 7 | 191.601
04.01. | 8 | 191.601
04.01. | 9 | 191.601
04.01. | 10 | 191.601
04.01. | 11 | 191.601
04.01. | 12 | 191.601
04.01. | 13 | 191.601
04.01. | 14 | 191.601
04.01. | 15 | 191.601
04.01. | 16 | 191.601
04.01. | 17 | 191.601
04.01. | 18 | 191.601
04.01. | 19 | 191.601
04.01. | 20 | 191.601
04.01. | 21 | 191.601
04.01. | 22 | 191.601
04.01. | 23 | 191.601
04.01. | 24 | 191.601
05.01. | 1 | 191.601
05.01. | 2 | 191.601
05.01. | 3 | 191.601
05.01. | 4 | 191.601
05.01. | 5 | 191.601
05.01. | 6 | 191.601
05.01. | 7 | 191.601
05.01. | 8 | 191.601
05.01. | 9 | 191.601
05.01. | 10 | 191.601
05.01. | 11 | 191.601
05.01. | 12 | 191.601
05.01. | 13 | 191.601
05.01. | 14 | 191.601
05.01. | 15 | 191.601
05.01. | 16 | 191.601
05.01. | 17 | 191.601
05.01. | 18 | 191.601
05.01. | 19 | 191.601
05.01. | 20 | 191.601
05.01. | 21 | 191.601
05.01. | 22 | 191.601
05.01. | 23 | 191.601
05.01. | 24 | 191.601
06.01. | 1 | 191.601
06.01. | 2 | 191.601
06.01. | 3 | 191.601
06.01. | 4 | 191.601
06.01. | 5 | 191.601
06.01. | 6 | 191.601
06.01. | 7 | 191.601
06.01. | 8 | 191.601
06.01. | 9 | 191.601
06.01. | 10 | 191.601
06.01. | 11 | 191.601
06.01. | 12 | 191.601
06.01. | 13 | 191.601
06.01. | 14 | 191.601
06.01. | 15 | 191.601
06.01. | 16 | 191.601
06.01. | 17 | 191.601
06.01. | 18 | 191.601
06.01. | 19 | 191.601
06.01. | 20 | 191.601
06.01. | 21 | 191.601
06.01. | 22 | 191.601
06.01. | 23 | 191.601
06.01. | 24 | 191.601
07.01. | 1 | 191.601
07.01. | 2 | 191.601
07.01. | 3 | 191.601
07.01. | 4 | 191.601
07.01. | 5 | 191.601
07.01. | 6 | 191.601
07.01. | 7 | 191.601
07.01. | 8 | 191.601
07.01. | 9 | 191.601
07.01. | 10 | 191.601
07.01. | 11 | 191.601
07.01. | 12 | 191.601
07.01. | 13 | 191.601
07.01. | 14 | 191.601
07.01. | 15 | 191.601
07.01. | 16 | 191.601
07.01. | 17 | 191.601
07.01. | 18 | 191.601
07.01. | 19 | 191.601
07.01. | 20 | 191.601
07.01. | 21 | 191.601
07.01. | 22 | 191.601
07.01. | 23 | 191.601
07.01. | 24 | 191.601
08.01. | 1 | 191.601
08.01. | 2 | 191.601
08.01. | 3 | 191.601
08.01. | 4 | 191.601
08.01. | 5 | 191.601
08.01. | 6 | 191.601
08.01. | 7 | 191.601
08.01. | 8 | 191.601
08.01. | 9 | 191.601
08.01. | 10 | 191.601
08.01. | 11 | 191.601
08.01. | 12 | 191.601
08.01. | 13 | 191.601
08.01. | 14 | 191.601
08.01. | 15 | 191.601
08.01. | 16 | 191.601
08.01. | 17 | 191.601
08.01. | 18 | 191.601
08.01. | 19 | 191.601
08.01. | 20 | 191.601
08.01. | 21 | 191.601
08.01. | 22 | 191.601
08.01. | 23 | 191.601
08.01. | 24 | 191.601
09.01. | 1 | 191.601
09.01. | 2 | 191.601
09.01. | 3 | 191.601
09.01. | 4 | 191.601
09.01. | 5 | 191.601
09.01. | 6 | 191.601
09.01. | 7 | 191.601
09.01. | 8 | 191.601
09.01. | 9 | 191.601
09.01. | 10 | 191.601
09.01. | 11 | 191.601
09.01. | 12 | 191.601
09.01. | 13 | 191.601
09.01. | 14 | 191.601
09.01. | 15 | 191.601
09.01. | 16 | 191.601
09.01. | 17 | 191.601
09.01. | 18 | 191.601
09.01. | 19 | 191.601
09.01. | 20 | 191.601
09.01. | 21 | 191.601
09.01. | 22 | 191.601
09.01. | 23 | 191.601
09.01. | 24 | 191.601
10.01. | 1 | 191.601
10.01. | 2 | 191.601
10.01. | 3 | 191.601
10.01. | 4 | 191.601
10.01. | 5 | 191.601
10.01. | 6 | 191.601
10.01. | 7 | 191.601
10.01. | 8 | 191.601
10.01. | 9 | 191.601
10.01. | 10 | 191.601
10.01. | 11 | 191.601
10.01. | 12 | 191.601
10.01. | 13 | 191.601
10.01. | 14 | 191.601
10.01. | 15 | 191.601
10.01. | 16 | 191.601
10.01. | 17 | 191.601
10.01. | 18 | 191.601
10.01. | 19 | 191.601
10.01. | 20 | 191.601
10.01. | 21 | 191.601
10.01. | 22 | 191.601
10.01. | 23 | 191.601
10.01. | 24 | 191.601
11.01. | 1 | 191.601
11.01. | 2 | 191.601
11.01. | 3 | 191.601
11.01. | 4 | 191.601
11.01. | 5 | 191.601
11.01. | 6 | 191.601
11.01. | 7 | 191.601
11.01. | 8 | 191.601
11.01. | 9 | 191.601
11.01. | 10 | 191.601
11.01. | 11 | 191.601
11.01. | 12 | 191.601
11.01. | 13 | 191.601
11.01. | 14 | 191.601
11.01. | 15 | 191.601
11.01. | 16 | 191.601
11.01. | 17 | 191.601
11.01. | 18 | 191.601
11.01. | 19 | 191.601
11.01. | 20 | 191.601
11.01. | 21 | 191.601
11.01. | 22 | 191.601
11.01. | 23 | 191.601
11.01. | 24 | 191.601
12.01. | 1 | 191.601
12.01. | 2 | 191.601
12.01. | 3 | 191.601
12.01. | 4 | 191.601
12.01. | 5 | 191.601
12.01. | 6 | 191.601
12.01. | 7 | 191.601
12.01. | 8 | 191.601
12.01. | 9 | 191.601
12.01. | 10 | 191.601
12.01. | 11 | 191.601
12.01. | 12 | 191.601
12.01. | 13 | 191.601
12.01. | 14 | 191.601
12.01. | 15 | 191.601
12.01. | 16 | 191.601
12.01. | 17 | 191.601
12.01. | 18 | 191.601
12.01. | 19 | 191.601
12.01. | 20 | 191.601
12.01. | 21 | 191.601
12.01. | 22 | 191.601
12.01. | 23 | 191.601
12.01. | 24 | 191.601
13.01. | 1 | 191.601
13.01. | 2 | 191.601
13.01. | 3 | 191.601
13.01. | 4 | 191.601
13.01. | 5 | 191.601
13.01. | 6 | 191.601
13.01. | 7 | 191.601
13.01. | 8 | 191.601
13.01. | 9 | 191.601
13.01. | 10 | 191.601
13.01. | 11 | 191.601
13.01. | 12 | 191.601
13.01. | 13 | 191.601
13.01. | 14 | 191.601
13.01. | 15 | 191.601
13.01. | 16 | 191.601
13.01. | 17 | 191.601
13.01. | 18 | 191.601
13.01. | 19 | 191.601
13.01. | 20 | 191.601
13.01. | 21 | 191.601
13.01. | 22 | 191.601
13.01. | 23 | 191.601
13.01. | 24 | 191.601
14.01. | 1 | 191.601
14.01. | 2 | 191.601
14.01. | 3 | 191.601
14.01. | 4 | 191.601
14.01. | 5 | 191.601
14.01. | 6 | 191.601
14.01. | 7 | 191.601
14.01. | 8 | 191.601
14.01. | 9 | 191.601
14.01. | 10 | 191.601
14.01. | 11 | 191.601
14.01. | 12 | 191.601
14.01. | 13 | 191.601
14.01. | 14 | 191.601
14.01. | 15 | 191.601
14.01. | 16 | 191.601
14.01. | 17 | 191.601
14.01. | 18 | 191.601
14.01. | 19 | 191.601
14.01. | 20 | 191.601
14.01. | 21 | 191.601
14.01. | 22 | 191.601
14.01. | 23 | 191.601
14.01. | 24 | 191.601
15.01. | 1 | 191.601
15.01. | 2 | 191.601
15.01. | 3 | 191.601
15.01. | 4 | 191.601
15.01. | 5 | 191.601
15.01. | 6 | 191.601
15.01. | 7 | 191.601
15.01. | 8 | 191.601
15.01. | 9 | 191.601
15.01. | 10 | 191.601
15.01. | 11 | 191.601
15.01. | 12 | 191.601
15.01. | 13 | 191.601
15.01. | 14 | 191.601
15.01. | 15 | 191.601
15.01. | 16 | 191.601
15.01. | 17 | 191.601
15.01. | 18 | 191.601
15.01. | 19 | 191.601
15.01. | 20 | 191.601
15.01. | 21 | 191.601
15.01. | 22 | 191.601
15.01. | 23 | 191.601
15.01. | 24 | 191.601
16.01. | 1 | 191.601
16.01. | 2 | 191.601
16.01. | 3 | 191.601
16.01. | 4 | 191.601
16.01. | 5 | 191.601
16.01. | 6 | 191.601
16.01. | 7 | 191.601
16.01. | 8 | 191.601
16.01. | 9 | 191.601
16.01. | 10 | 191.601
16.01. | 11 | 191.601
16.01. | 12 | 191.601
16.01. | 13 | 191.601
16.01. | 14 | 191.601
16.01. | 15 | 191.601
16.01. | 16 | 191.601
16.01. | 17 | 191.601
16.01. | 18 | 191.601
16.01. | 19 | 191.601
16.01. | 20 | 191.601
16.01. | 21 | 191.601
16.01. | 22 | 191.601
16.01. | 23 | 191.601
16.01. | 24 | 191.601
17.01. | 1 | 191.601
17.01. | 2 | 191.601
17.01. | 3 | 191.601
17.01. | 4 | 191.601
17.01. | 5 | 191.601
17.01. | 6 | 191.601
17.01. | 7 | 191.601
17.01. | 8 | 191.601
17.01. | 9 | 191.601
17.01. | 10 | 191.601
17.01. | 11 | 191.601
17.01. | 12 | 191.601
17.01. | 13 | 191.601
17.01. | 14 | 191.601
17.01. | 15 | 191.601
17.01. | 16 | 191.601
17.01. | 17 | 191.601
17.01. | 18 | 191.601
17.01. | 19 | 191.601
17.01. | 20 | 191.601
17.01. | 21 | 191.601
17.01. | 22 | 191.601
17.01. | 23 | 191.601
17.01. | 24 | 191.601
18.01. | 1 | 191.601
18.01. | 2 | 191.601
18.01. | 3 | 191.601
18.01. | 4 | 191.601
18.01. | 5 | 191.601
18.01. | 6 | 191.601
18.01. | 7 | 191.601
18.01. | 8 | 191.601
18.01. | 9 | 191.601
18.01. | 10 | 191.601
18.01. | 11 | 191.601
18.01. | 12 | 191.601
18.01. | 13 | 191.601
18.01. | 14 | 191.601
18.01. | 15 | 191.601
18.01. | 16 | 191.601
18.01. | 17 | 191.601
18.01. | 18 | 191.601
18.01. | 19 | 191.601
18.01. | 20 | 191.601
18.01. | 21 | 191.601
18.01. | 22 | 191.601
18.01. | 23 | 191.601
18.01. | 24 | 191.601
19.01. | 1 | 191.601
19.01. | 2 | 191.601
19.01. | 3 | 191.601
19.01. | 4 | 191.601
19.01. | 5 | 191.601
19.01. | 6 | 191.601
19.01. | 7 | 191.601
19.01. | 8 | 191.601
19.01. | 9 | 191.601
19.01. | 10 | 191.601
19.01. | 11 | 191.601
19.01. | 12 | 191.601
19.01. | 13 | 191.601
19.01. | 14 | 191.601
19.01. | 15 | 191.601
19.01. | 16 | 191.601
19.01. | 17 | 191.601
19.01. | 18 | 191.601
19.01. | 19 | 191.601
19.01. | 20 | 191.601
19.01. | 21 | 191.601
19.01. | 22 | 191.601
19.01. | 23 | 191.601
19.01. | 24 | 191.601
20.01. | 1 | 191.601
20.01. | 2 | 191.601
20.01. | 3 | 191.601
20.01. | 4 | 191.601
20.01. | 5 | 191.601
20.01. | 6 | 191.601
20.01. | 7 | 191.601
20.01. | 8 | 191.601
20.01. | 9 | 191.601
20.01. | 10 | 191.601
20.01. | 11 | 191.601
20.01. | 12 | 191.601
20.01. | 13 | 191.601
20.01. | 14 | 191.601
20.01. | 15 | 191.601
20.01. | 16 | 191.601
20.01. | 17 | 191.601
20.01. | 18 | 191.601
20.01. | 19 | 191.601
20.01. | 20 | 191.601
20.01. | 21 | 191.601
20.01. | 22 | 191.601
20.01. | 23 | 191.601
20.01. | 24 | 191.601
21.01. | 1 | 191.601
21.01. | 2 | 191.601
21.01. | 3 | 191.601
21.01. | 4 | 191.601
21.01. | 5 | 191.601
21.01. | 6 | 191.601
21.01. | 7 | 191.601
21.01. | 8 | 191.601
21.01. | 9 | 191.601
21.01. | 10 | 191.601
21.01. | 11 | 191.601
21.01. | 12 | 191.601
21.01. | 13 | 191.601
21.01. | 14 | 191.601
21.01. | 15 | 191.601
21.01. | 16 | 191.601
21.01. | 17 | 191.601
21.01. | 18 | 191.601
21.01. | 19 | 191.601
21.01. | 20 | 191.601
21.01. | 21 | 191.601
21.01. | 22 | 191.601
21.01. | 23 | 191.601
21.01. | 24 | 191.601
22.01. | 1 | 191.601
22.01. | 2 | 191.601
22.01. | 3 | 191.601
22.01. | 4 | 191.601
22.01. | 5 | 191.601
22.01. | 6 | 191.601
22.01. | 7 | 191.601
22.01. | 8 | 191.601
22.01. | 9 | 191.601
22.01. | 10 | 191.601
22.01. | 11 | 191.601
22.01. | 12 | 191.601
22.01. | 13 | 191.601
22.01. | 14 | 191.601
22.01. | 15 | 191.601
22.01. | 16 | 191.601
22.01. | 17 | 191.601
22.01. | 18 | 191.601
22.01. | 19 | 191.601
22.01. | 20 | 191.601
22.01. | 21 | 191.601
22.01. | 22 | 191.601
22.01. | 23 | 191.601
22.01. | 24 | 191.601
23.01. | 1 | 191.601
23.01. | 2 | 191.601
23.01. | 3 | 191.601
23.01. | 4 | 191.601
23.01. | 5 | 191.601
23.01. | 6 | 191.601
23.01. | 7 | 191.601
23.01. | 8 | 191.601
23.01. | 9 | 191.601
23.01. | 10 | 191.601
23.01. | 11 | 191.601
23.01. | 12 | 191.601
23.01. | 13 | 191.601
23.01. | 14 | 191.601
23.01. | 15 | 191.601
23.01. | 16 | 191.601
23.01. | 17 | 191.601
23.01. | 18 | 191.601
23.01. | 19 | 191.601
23.01. | 20 | 191.601
23.01. | 21 | 191.601
23.01. | 22 | 191.601
23.01. | 23 | 191.601
23.01. | 24 | 191.601
24.01. | 1 | 191.601
24.01. | 2 | 191.601
24.01. | 3 | 191.601
24.01. | 4 | 191.601
24.01. | 5 | 191.601
24.01. | 6 | 191.601
24.01. | 7 | 191.601
24.01. | 8 | 191.601
24.01. | 9 | 191.601
24.01. | 10 | 191.601
24.01. | 11 | 191.601
24.01. | 12 | 191.601
24.01. | 13 | 191.601
24.01. | 14 | 191.601
24.01. | 15 | 191.601
24.01. | 16 | 191.601
24.01. | 17 | 191.601
24.01. | 18 | 191.601
24.01. | 19 | 191.601
24.01. | 20 | 191.601
24.01. | 21 | 191.601
24.01. | 22 | 191.601
24.01. | 23 | 191.601
24.01. | 24 | 191.601
25.01. | 1 | 191.601
25.01. | 2 | 191.601
25.01. | 3 | 191.601
25.01. | 4 | 191.601
25.01. | 5 | 191.601
25.01. | 6 | 191.601
25.01. | 7 | 191.601
25.01. | 8 | 191.601
25.01. | 9 | 191.601
25.01. | 10 | 191.601
25.01. | 11 | 191.601
25.01. | 12 | 191.601
25.01. | 13 | 191.601
25.01. | 14 | 191.601
25.01. | 15 | 191.601
25.01. | 16 | 191.601
25.01. | 17 | 191.601
25.01. | 18 | 191.601
25.01. | 19 | 191.601
25.01. | 20 | 191.601
25.01. | 21 | 191.601
25.01. | 22 | 191.601
25.01. | 23 | 191.601
25.01. | 24 | 191.601
26.01. | 1 | 191.601
26.01. | 2 | 191.601
26.01. | 3 | 191.601
26.01. | 4 | 191.601
26.01. | 5 | 191.601
26.01. | 6 | 191.601
26.01. | 7 | 191.601
26.01. | 8 | 191.601
26.01. | 9 | 191.601
26.01. | 10 | 191.601
26.01. | 11 | 191.601
26.01. | 12 | 191.601
26.01. | 13 | 191.601
26.01. | 14 | 191.601
26.01. | 15 | 191.601
26.01. | 16 | 191.601
26.01. | 17 | 191.601
26.01. | 18 | 191.601
26.01. | 19 | 191.601
26.01. | 20 | 191.601
26.01. | 21 | 191.601
26.01. | 22 | 191.601
26.01. | 23 | 191.601
26.01. | 24 | 191.601
27.01. | 1 | 191.601
27.01. | 2 | 191.601
27.01. | 3 | 191.601
27.01. | 4 | 191.601
27.01. | 5 | 191.601
27.01. | 6 | 191.601
27.01. | 7 | 191.601
27.01. | 8 | 191.601
27.01. | 9 | 191.601
27.01. | 10 | 191.601
27.01. | 11 | 191.601
27.01. | 12 | 191.601
27.01. | 13 | 191.601
27.01. | 14 | 191.601
27.01. | 15 | 191.601
27.01. | 16 | 191.601
27.01. | 17 | 191.601
27.01. | 18 | 191.601
27.01. | 19 | 191.601
27.01. | 20 | 191.601
27.01. | 21 | 191.601
27.01. | 22 | 191.601
27.01. | 23 | 191.601
27.01. | 24 | 191.601
28.01. | 1 | 191.601
28.01. | 2 | 191.601
28.01. | 3 | 191.601
28.01. | 4 | 191.601
28.01. | 5 | 191.601
28.01. | 6 | 191.601
28.01. | 7 | 191.601
28.01. | 8 | 191.601
28.01. | 9 | 191.601
28.01. | 10 | 191.601
28.01. | 11 | 191.601
28.01. | 12 | 191.601
28.01. | 13 | 191.601
28.01. | 14 | 191.601
28.01. | 15 | 191.601
28.01. | 16 | 191.601
28.01. | 17 | 191.601
28.01. | 18 | 191.601
28.01. | 19 | 191.601
28.01. | 20 | 191.601
28.01. | 21 | 191.601
28.01. | 22 | 191.601
28.01. | 23 | 191.601
28.01. | 24 | 191.601
29.01. | 1 | 191.601
29.01. | 2 | 191.601
29.01. | 3 | 191.601
29.01. | 4 | 191.601
29.01. | 5 | 191.601
29.01. | 6 | 191.601
29.01. | 7 | 191.601
29.01. | 8 | 191.601
29.01. | 9 | 191.601
29.01. | 10 | 191.601
29.01. | 11 | 191.601
29.01. | 12 | 191.601
29.01. | 13 | 191.601
29.01. | 14 | 191.601
29.01. | 15 | 191.601
29.01. | 16 | 191.601
29.01. | 17 | 191.601
29.01. | 18 | 191.601
29.01. | 19 | 191.601
29.01. | 20 | 191.601
29.01. | 21 | 191.601
29.01. | 22 | 191.601
29.01. | 23 | 191.601
29.01. | 24 | 191.601
30.01. | 1 | 191.601
30.01. | 2 | 191.601
30.01. | 3 | 191.601
30.01. | 4 | 191.601
30.01. | 5 | 191.601
30.01. | 6 | 191.601
30.01. | 7 | 191.601
30.01. | 8 | 191.601
30.01. | 9 | 191.601
30.01. | 10 | 191.601
30.01. | 11 | 191.601
30.01. | 12 | 191.601
30.01. | 13 | 191.601
30.01. | 14 | 191.601
30.01. | 15 | 191.601
30.01. | 16 | 191.601
30.01. | 17 | 191.601
30.01. | 18 | 191.601
30.01. | 19 | 191.601
30.01. | 20 | 191.601
30.01. | 21 | 191.601
30.01. | 22 | 191.601
30.01. | 23 | 191.601
30.01. | 24 | 191.601
31.01. | 1 | 191.601
31.01. | 2 | 191.601
31.01. | 3 | 191.601
31.01. | 4 | 191.601
31.01. | 5 | 191.601
31.01. | 6 | 191.601
31.01. | 7 | 191.601
31.01. | 8 | 191.601
31.01. | 9 | 191.601
31.01. | 10 | 191.601
31.01. | 11 | 191.601
31.01. | 12 | 191.601
31.01. | 13 | 191.601
31.01. | 14 | 191.601
31.01. | 15 | 191.601
31.01. | 16 | 191.601
31.01. | 17 | 191.601
31.01. | 18 | 191.601
31.01. | 19 | 191.601
31.01. | 20 | 191.601
31.01. | 21 | 191.601
31.01. | 22 | 191.601
31.01. | 23 | 191.601
31.01. | 24 | 191.601
01.02. | 1 | 191.601
01.02. | 2 | 191.601
01.02. | 3 | 191.601
01.02. | 4 | 191.601
01.02. | 5 | 191.601
01.02. | 6 | 191.601
01.02. | 7 | 191.601
01.02. | 8 | 191.601
01.02. | 9 | 191.601
01.02. | 10 | 191.601
01.02. | 11 | 191.601
01.02. | 12 | 191.601
01.02. | 13 | 191.601
01.02. | 14 | 191.601
01.02. | 15 | 191.601
01.02. | 16 | 191.601
01.02. | 17 | 191.601
01.02. | 18 | 191.601
01.02. | 19 | 191.601
01.02. | 20 | 191.601
01.02. | 21 | 191.601
01.02. | 22 | 191.601
01.02. | 23 | 191.601
01.02. | 24 | 191.601
02.02. | 1 | 191.601
02.02. | 2 | 191.601
02.02. | 3 | 191.601
02.02. | 4 | 191.601
02.02. | 5 | 191.601
02.02. | 6 | 191.601
02.02. | 7 | 191.601
02.02. | 8 | 191.601
02.02. | 9 | 191.601
02.02. | 10 | 191.601
02.02. | 11 | 191.601
02.02. | 12 | 191.601
02.02. | 13 | 191.601
02.02. | 14 | 191.601
02.02. | 15 | 191.601
02.02. | 16 | 191.601
02.02. | 17 | 191.601
02.02. | 18 | 191.601
02.02. | 19 | 191.601
02.02. | 20 | 191.601
02.02. | 21 | 191.601
02.02. | 22 | 191.601
02.02. | 23 | 191.601
02.02. | 24 | 191.601
03.02. | 1 | 191.601
03.02. | 2 | 191.601
03.02. | 3 | 191.601
03.02. | 4 | 191.601
03.02. | 5 | 191.601
03.02. | 6 | 191.601
03.02. | 7 | 191.601
03.02. | 8 | 191.601
03.02. | 9 | 191.601
03.02. | 10 | 191.601
03.02. | 11 | 191.601
03.02. | 12 | 191.601
03.02. | 13 | 191.601
03.02. | 14 | 191.601
03.02. | 15 | 191.601
03.02. | 16 | 191.601
03.02. | 17 | 191.601
03.02. | 18 | 191.601
03.02. | 19 | 191.601
03.02. | 20 | 191.601
03.02. | 21 | 191.601
03.02. | 22 | 191.601
03.02. | 23 | 191.601
03.02. | 24 | 191.601
04.02. | 1 | 191.601
04.02. | 2 | 191.601
04.02. | 3 | 191.601
04.02. | 4 | 191.601
04.02. | 5 | 191.601
04.02. | 6 | 191.601
04.02. | 7 | 191.601
04.02. | 8 | 191.601
04.02. | 9 | 191.601
04.02. | 10 | 191.601
04.02. | 11 | 191.601
04.02. | 12 | 191.601
04.02. | 13 | 191.601
04.02. | 14 | 191.601
04.02. | 15 | 191.601
04.02. | 16 | 191.601
04.02. | 17 | 191.601
04.02. | 18 | 191.601
04.02. | 19 | 191.601
04.02. | 20 | 191.601
04.02. | 21 | 191.601
04.02. | 22 | 191.601
04.02. | 23 | 191.601
04.02. | 24 | 191.601
05.02. | 1 | 191.601
05.02. | 2 | 191.601
05.02. | 3 | 191.601
05.02. | 4 | 191.601
05.02. | 5 | 191.601
05.02. | 6 | 191.601
05.02. | 7 | 191.601
05.02. | 8 | 191.601
05.02. | 9 | 191.601
05.02. | 10 | 191.601
05.02. | 11 | 191.601
05.02. | 12 | 191.601
05.02. | 13 | 191.601
05.02. | 14 | 191.601
05.02. | 15 | 191.601
05.02. | 16 | 191.601
05.02. | 17 | 191.601
05.02. | 18 | 191.601
05.02. | 19 | 191.601
05.02. | 20 | 191.601
05.02. | 21 | 191.601
05.02. | 22 | 191.601
05.02. | 23 | 191.601
05.02. | 24 | 191.601
06.02. | 1 | 191.601
06.02. | 2 | 191.601
06.02. | 3 | 191.601
06.02. | 4 | 191.601
06.02. | 5 | 191.601
06.02. | 6 | 191.601
06.02. | 7 | 191.601
06.02. | 8 | 191.601
06.02. | 9 | 191.601
06.02. | 10 | 191.601
06.02. | 11 | 191.601
06.02. | 12 | 191.601
06.02. | 13 | 191.601
06.02. | 14 | 191.601
06.02. | 15 | 191.601
06.02. | 16 | 191.601
06.02. | 17 | 191.601
06.02. | 18 | 191.601
06.02. | 19 | 191.601
06.02. | 20 | 191.601
06.02. | 21 | 191.601
06.02. | 22 | 191.601
06.02. | 23 | 191.601
06.02. | 24 | 191.601
07.02. | 1 | 191.601
07.02. | 2 | 191.601
07.02. | 3 | 191.601
07.02. | 4 | 191.601
07.02. | 5 | 191.601
07.02. | 6 | 191.601
07.02. | 7 | 191.601
07.02. | 8 | 191.601
07.02. | 9 | 191.601
07.02. | 10 | 191.601
07.02. | 11 | 191.601
07.02. | 12 | 191.601
07.02. | 13 | 191.601
07.02. | 14 | 191.601
07.02. | 15 | 191.601
07.02. | 16 | 191.601
07.02. | 17 | 191.601
07.02. | 18 | 191.601
07.02. | 19 | 191.601
07.02. | 20 | 191.601
07.02. | 21 | 191.601
07.02. | 22 | 191.601
07.02. | 23 | 191.601
07.02. | 24 | 191.601
08.02. | 1 | 191.601
08.02. | 2 | 191.601
08.02. | 3 | 191.601
08.02. | 4 | 191.601
08.02. | 5 | 191.601
08.02. | 6 | 191.601
08.02. | 7 | 191.601
08.02. | 8 | 191.601
08.02. | 9 | 191.601
08.02. | 10 | 191.601
08.02. | 11 | 191.601
08.02. | 12 | 191.601
08.02. | 13 | 191.601
08.02. | 14 | 191.601
08.02. | 15 | 191.601
08.02. | 16 | 191.601
08.02. | 17 | 191.601
08.02. | 18 | 191.601
08.02. | 19 | 191.601
08.02. | 20 | 191.601
08.02. | 21 | 191.601
08.02. | 22 | 191.601
08.02. | 23 | 191.601
08.02. | 24 | 191.601
09.02. | 1 | 191.601
09.02. | 2 | 191.601
09.02. | 3 | 191.601
09.02. | 4 | 191.601
09.02. | 5 | 191.601
09.02. | 6 | 191.601
09.02. | 7 | 191.601
09.02. | 8 | 191.601
09.02. | 9 | 191.601
09.02. | 10 | 191.601
09.02. | 11 | 191.601
09.02. | 12 | 191.601
09.02. | 13 | 191.601
09.02. | 14 | 191.601
09.02. | 15 | 191.601
09.02. | 16 | 191.601
09.02. | 17 | 191.601
09.02. | 18 | 191.601
09.02. | 19 | 191.601
09.02. | 20 | 191.601
09.02. | 21 | 191.601
09.02. | 22 | 191.601
09.02. | 23 | 191.601
09.02. | 24 | 191.601
10.02. | 1 | 191.601
10.02. | 2 | 191.601
10.02. | 3 | 191.601
10.02. | 4 | 191.601
10.02. | 5 | 191.601
10.02. | 6 | 191.601
10.02. | 7 | 191.601
10.02. | 8 | 191.601
10.02. | 9 | 191.601
10.02. | 10 | 191.601
10.02. | 11 | 191.601
10.02. | 12 | 191.601
10.02. | 13 | 191.601
10.02. | 14 | 191.601
10.02. | 15 | 191.601
10.02. | 16 | 191.601
10.02. | 17 | 191.601
10.02. | 18 | 191.601
10.02. | 19 | 191.601
10.02. | 20 | 191.601
10.02. | 21 | 191.601
10.02. | 22 | 191.601
10.02. | 23 | 191.601
10.02. | 24 | 191.601
11.02. | 1 | 191.601
11.02. | 2 | 191.601
11.02. | 3 | 191.601
11.02. | 4 | 191.601
11.02. | 5 | 191.601
11.02. | 6 | 191.601
11.02. | 7 | 191.601
11.02. | 8 | 191.601
11.02. | 9 | 191.601
11.02. | 10 | 191.601
11.02. | 11 | 191.601
11.02. | 12 | 191.601
11.02. | 13 | 191.601
11.02. | 14 | 191.601
11.02. | 15 | 191.601
11.02. | 16 | 191.601
11.02. | 17 | 191.601
11.02. | 18 | 191.601
11.02. | 19 | 191.601
11.02. | 20 | 191.601
11.02. | 21 | 191.601
11.02. | 22 | 191.601
11.02. | 23 | 191.601
11.02. | 24 | 191.601
12.02. | 1 | 191.601
12.02. | 2 | 191.601
12.02. | 3 | 191.601
12.02. | 4 | 191.601
12.02. | 5 | 191.601
12.02. | 6 | 191.601
12.02. | 7 | 191.601
12.02. | 8 | 191.601
12.02. | 9 | 191.601
12.02. | 10 | 191.601
12.02. | 11 | 191.601
12.02. | 12 | 191.601
12.02. | 13 | 191.601
12.02. | 14 | 191.601
12.02. | 15 | 191.601
12.02. | 16 | 191.601
12.02. | 17 | 191.601
12.02. | 18 | 191.601
12.02. | 19 | 191.601
12.02. | 20 | 191.601
12.02. | 21 | 191.601
12.02. | 22 | 191.601
12.02. | 23 | 191.601
12.02. | 24 | 191.601
13.02. | 1 | 191.601
13.02. | 2 | 191.601
13.02. | 3 | 191.601
13.02. | 4 | 191.601
13.02. | 5 | 191.601
13.02. | 6 | 191.601
13.02. | 7 | 191.601
13.02. | 8 | 191.601
13.02. | 9 | 191.601
13.02. | 10 | 191.601
13.02. | 11 | 191.601
13.02. | 12 | 191.601
13.02. | 13 | 191.601
13.02. | 14 | 191.601
13.02. | 15 | 191.601
13.02. | 16 | 191.601
13.02. | 17 | 191.601
13.02. | 18 | 191.601
13.02. | 19 | 191.601
13.02. | 20 | 191.601
13.02. | 21 | 191.601
13.02. | 22 | 191.601
13.02. | 23 | 191.601
13.02. | 24 | 191.601
14.02. | 1 | 191.601
14.02. | 2 | 191.601
14.02. | 3 | 191.601
14.02. | 4 | 191.601
14.02. | 5 | 191.601
14.02. | 6 | 191.601
14.02. | 7 | 191.601
14.02. | 8 | 191.601
14.02. | 9 | 191.601
14.02. | 10 | 191.601
14.02. | 11 | 191.601
14.02. | 12 | 191.601
14.02. | 13 | 191.601
14.02. | 14 | 191.601
14.02. | 15 | 191.601
14.02. | 16 | 191.601
14.02. | 17 | 191.601
14.02. | 18 | 191.601
14.02. | 19 | 191.601
14.02. | 20 | 191.601
14.02. | 21 | 191.601
14.02. | 22 | 191.601
14.02. | 23 | 191.601
14.02. | 24 | 191.601
15.02. | 1 | 191.601
15.02. | 2 | 191.601
15.02. | 3 | 191.601
15.02. | 4 | 191.601
15.02. | 5 | 191.601
15.02. | 6 | 191.601
15.02. | 7 | 191.601
15.02. | 8 | 191.601
15.02. | 9 | 191.601
15.02. | 10 | 191.601
15.02. | 11 | 191.601
15.02. | 12 | 191.601
15.02. | 13 | 191.601
15.02. | 14 | 191.601
15.02. | 15 | 191.601
15.02. | 16 | 191.601
15.02. | 17 | 191.601
15.02. | 18 | 191.601
15.02. | 19 | 191.601
15.02. | 20 | 191.601
15.02. | 21 | 191.601
15.02. | 22 | 191.601
15.02. | 23 | 191.601
15.02. | 24 | 191.601
16.02. | 1 | 191.601
16.02. | 2 | 191.601
16.02. | 3 | 191.601
16.02. | 4 | 191.601
16.02. | 5 | 191.601
16.02. | 6 | 191.601
16.02. | 7 | 191.601
16.02. | 8 | 191.601
16.02. | 9 | 191.601
16.02. | 10 | 191.601
16.02. | 11 | 191.601
16.02. | 12 | 191.601
16.02. | 13 | 191.601
16.02. | 14 | 191.601
16.02. | 15 | 191.601
16.02. | 16 | 191.601
16.02. | 17 | 191.601
16.02. | 18 | 191.601
16.02. | 19 | 191.601
16.02. | 20 | 191.601
16.02. | 21 | 191.601
16.02. | 22 | 191.601
16.02. | 23 | 191.601
16.02. | 24 | 191.601
17.02. | 1 | 191.601
17.02. | 2 | 191.601
17.02. | 3 | 191.601
17.02. | 4 | 191.601
17.02. | 5 | 191.601
17.02. | 6 | 191.601
17.02. | 7 | 191.601
17.02. | 8 | 191.601
17.02. | 9 | 191.601
17.02. | 10 | 191.601
17.02. | 11 | 191.601
17.02. | 12 | 191.601
17.02. | 13 | 191.601
17.02. | 14 | 191.601
17.02. | 15 | 191.601
17.02. | 16 | 191.601
17.02. | 17 | 191.601
17.02. | 18 | 191.601
17.02. | 19 | 191.601
17.02. | 20 | 191.601
17.02. | 21 | 191.601
17.02. | 22 | 191.601
17.02. | 23 | 191.601
17.02. | 24 | 191.601
18.02. | 1 | 191.601
18.02. | 2 | 191.601
18.02. | 3 | 191.601
18.02. | 4 | 191.601
18.02. | 5 | 191.601
18.02. | 6 | 191.601
18.02. | 7 | 191.601
18.02. | 8 | 191.601
18.02. | 9 | 191.601
18.02. | 10 | 191.601
18.02. | 11 | 191.601
18.02. | 12 | 191.601
18.02. | 13 | 191.601
18.02. | 14 | 191.601
18.02. | 15 | 191.601
18.02. | 16 | 191.601
18.02. | 17 | 191.601
18.02. | 18 | 191.601
18.02. | 19 | 191.601
18.02. | 20 | 191.601
18.02. | 21 | 191.601
18.02. | 22 | 191.601
18.02. | 23 | 191.601
18.02. | 24 | 191.601
19.02. | 1 | 191.601
19.02. | 2 | 191.601
19.02. | 3 | 191.601
19.02. | 4 | 191.601
19.02. | 5 | 191.601
19.02. | 6 | 191.601
19.02. | 7 | 191.601
19.02. | 8 | 191.601
19.02. | 9 | 191.601
19.02. | 10 | 191.601
19.02. | 11 | 191.601
19.02. | 12 | 191.601
19.02. | 13 | 191.601
19.02. | 14 | 191.601
19.02. | 15 | 191.601
19.02. | 16 | 191.601
19.02. | 17 | 191.601
19.02. | 18 | 191.601
19.02. | 19 | 191.601
19.02. | 20 | 191.601
19.02. | 21 | 191.601
19.02. | 22 | 191.601
19.02. | 23 | 191.601
19.02. | 24 | 191.601
20.02. | 1 | 191.601
20.02. | 2 | 191.601
20.02. | 3 | 191.601
20.02. | 4 | 191.601
20.02. | 5 | 191.601
20.02. | 6 | 191.601
20.02. | 7 | 191.601
20.02. | 8 | 191.601
20.02. | 9 | 191.601
20.02. | 10 | 191.601
20.02. | 11 | 191.601
20.02. | 12 | 191.601
20.02. | 13 | 191.601
20.02. | 14 | 191.601
20.02. | 15 | 191.601
20.02. | 16 | 191.601
20.02. | 17 | 191.601
20.02. | 18 | 191.601
20.02. | 19 | 191.601
20.02. | 20 | 191.601
20.02. | 21 | 191.601
20.02. | 22 | 191.601
20.02. | 23 | 191.601
20.02. | 24 | 191.601
21.02. | 1 | 191.601
21.02. | 2 | 191.601
21.02. | 3 | 191.601
21.02. | 4 | 191.601
21.02. | 5 | 191.601
21.02. | 6 | 191.601
21.02. | 7 | 191.601
21.02. | 8 | 191.601
21.02. | 9 | 191.601
21.02. | 10 | 191.601
21.02. | 11 | 191.601
21.02. | 12 | 191.601
21.02. | 13 | 191.601
21.02. | 14 | 191.601
21.02. | 15 | 191.601
21.02. | 16 | 191.601
21.02. | 17 | 191.601
21.02. | 18 | 191.601
21.02. | 19 | 191.601
21.02. | 20 | 191.601
21.02. | 21 | 191.601
21.02. | 22 | 191.601
21.02. | 23 | 191.601
21.02. | 24 | 191.601
22.02. | 1 | 191.601
22.02. | 2 | 191.601
22.02. | 3 | 191.601
22.02. | 4 | 191.601
22.02. | 5 | 191.601
22.02. | 6 | 191.601
22.02. | 7 | 191.601
22.02. | 8 | 191.601
22.02. | 9 | 191.601
22.02. | 10 | 191.601
22.02. | 11 | 191.601
22.02. | 12 | 191.601
22.02. | 13 | 191.601
22.02. | 14 | 191.601
22.02. | 15 | 191.601
22.02. | 16 | 191.601
22.02. | 17 | 191.601
22.02. | 18 | 191.601
22.02. | 19 | 191.601
22.02. | 20 | 191.601
22.02. | 21 | 191.601
22.02. | 22 | 191.601
22.02. | 23 | 191.601
22.02. | 24 | 191.601
23.02. | 1 | 191.601
23.02. | 2 | 191.601
23.02. | 3 | 191.601
23.02. | 4 | 191.601
23.02. | 5 | 191.601
23.02. | 6 | 191.601
23.02. | 7 | 191.601
23.02. | 8 | 191.601
23.02. | 9 | 191.601
23.02. | 10 | 191.601
23.02. | 11 | 191.601
23.02. | 12 | 191.601
23.02. | 13 | 191.601
23.02. | 14 | 191.601
23.02. | 15 | 191.601
23.02. | 16 | 191.601
23.02. | 17 | 191.601
23.02. | 18 | 191.601
23.02. | 19 | 191.601
23.02. | 20 | 191.601
23.02. | 21 | 191.601
23.02. | 22 | 191.601
23.02. | 23 | 191.601
23.02. | 24 | 191.601
24.02. | 1 | 191.601
24.02. | 2 | 191.601
24.02. | 3 | 191.601
24.02. | 4 | 191.601
24.02. | 5 | 191.601
24.02. | 6 | 191.601
24.02. | 7 | 191.601
24.02. | 8 | 191.601
24.02. | 9 | 191.601
24.02. | 10 | 191.601
24.02. | 11 | 191.601
24.02. | 12 | 191.601
24.02. | 13 | 191.601
24.02. | 14 | 191.601
24.02. | 15 | 191.601
24.02. | 16 | 191.601
24.02. | 17 | 191.601
24.02. | 18 | 191.601
24.02. | 19 | 191.601
24.02. | 20 | 191.601
24.02. | 21 | 191.601
24.02. | 22 | 191.601
24.02. | 23 | 191.601
24.02. | 24 | 191.601
25.02. | 1 | 191.601
25.02. | 2 | 191.601
25.02. | 3 | 191.601
25.02. | 4 | 191.601
25.02. | 5 | 191.601
25.02. | 6 | 191.601
25.02. | 7 | 191.601
25.02. | 8 | 191.601
25.02. | 9 | 191.601
25.02. | 10 | 191.601
25.02. | 11 | 191.601
25.02. | 12 | 191.601
25.02. | 13 | 191.601
25.02. | 14 | 191.601
25.02. | 15 | 191.601
25.02. | 16 | 191.601
25.02. | 17 | 191.601
25.02. | 18 | 191.601
25.02. | 19 | 191.601
25.02. | 20 | 191.601
25.02. | 21 | 191.601
25.02. | 22 | 191.601
25.02. | 23 | 191.601
25.02. | 24 | 191.601
26.02. | 1 | 191.601
26.02. | 2 | 191.601
26.02. | 3 | 191.601
26.02. | 4 | 191.601
26.02. | 5 | 191.601
26.02. | 6 | 191.601
26.02. | 7 | 191.601
26.02. | 8 | 191.601
26.02. | 9 | 191.601
26.02. | 10 | 191.601
26.02. | 11 | 191.601
26.02. | 12 | 191.601
26.02. | 13 | 191.601
26.02. | 14 | 191.601
26.02. | 15 | 191.601
26.02. | 16 | 191.601
26.02. | 17 | 191.601
26.02. | 18 | 191.601
26.02. | 19 | 191.601
26.02. | 20 | 191.601
26.02. | 21 | 191.601
26.02. | 22 | 191.601
26.02. | 23 | 191.601
26.02. | 24 | 191.601
27.02. | 1 | 191.601
27.02. | 2 | 191.601
27.02. | 3 | 191.601
27.02. | 4 | 191.601
27.02. | 5 | 191.601
27.02. | 6 | 191.601
27.02. | 7 | 191.601
27.02. | 8 | 191.601
27.02. | 9 | 191.601
27.02. | 10 | 191.601
27.02. | 11 | 191.601
27.02. | 12 | 191.601
27.02. | 13 | 191.601
27.02. | 14 | 191.601
27.02. | 15 | 191.601
27.02. | 16 | 191.601
27.02. | 17 | 191.601
27.02. | 18 | 191.601
27.02. | 19 | 191.601
27.02. | 20 | 191.601
27.02. | 21 | 191.601
27.02. | 22 | 191.601
27.02. | 23 | 191.601
27.02. | 24 | 191.601
28.02. | 1 | 191.601
28.02. | 2 | 191.601
28.02. | 3 | 191.601
28.02. | 4 | 191.601
28.02. | 5 | 191.601
28.02. | 6 | 191.601
28.02. | 7 | 191.601
28.02. | 8 | 191.601
28.02. | 9 | 191.601
28.02. | 10 | 191.601
28.02. | 11 | 191.601
28.02. | 12 | 191.601
28.02. | 13 | 191.601
28.02. | 14 | 191.601
28.02. | 15 | 191.601
28.02. | 16 | 191.601
28.02. | 17 | 191.601
28.02. | 18 | 191.601
28.02. | 19 | 191.601
28.02. | 20 | 191.601
28.02. | 21 | 191.601
28.02. | 22 | 191.601
28.02. | 23 | 191.601
28.02. | 24 | 191.601
01.03. | 1 | 191.601
01.03. | 2 | 191.601
01.03. | 3 | 191.601
01.03. | 4 | 191.601
01.03. | 5 | 191.601
01.03. | 6 | 191.601
01.03. | 7 | 191.601
01.03. | 8 | 191.601
01.03. | 9 | 191.601
01.03. | 10 | 191.601
01.03. | 11 | 191.601
01.03. | 12 | 191.601
01.03. | 13 | 191.601
01.03. | 14 | 191.601
01.03. | 15 | 191.601
01.03. | 16 | 191.601
01.03. | 17 | 191.601
01.03. | 18 | 191.601
01.03. | 19 | 191.601
01.03. | 20 | 191.601
01.03. | 21 | 191.601
01.03. | 22 | 191.601
01.03. | 23 | 191.601
01.03. | 24 | 191.601
02.03. | 1 | 191.601
02.03. | 2 | 191.601
02.03. | 3 | 191.601
02.03. | 4 | 191.601
02.03. | 5 | 191.601
02.03. | 6 | 191.601
02.03. | 7 | 191.601
02.03. | 8 | 191.601
02.03. | 9 | 191.601
02.03. | 10 | 191.601
02.03. | 11 | 191.601
02.03. | 12 | 191.601
02.03. | 13 | 191.601
02.03. | 14 | 191.601
02.03. | 15 | 191.601
02.03. | 16 | 191.601
02.03. | 17 | 191.601
02.03. | 18 | 191.601
02.03. | 19 | 191.601
02.03. | 20 | 191.601
02.03. | 21 | 191.601
02.03. | 22 | 191.601
02.03. | 23 | 191.601
02.03. | 24 | 191.601
03.03. | 1 | 191.601
03.03. | 2 | 191.601
03.03. | 3 | 191.601
03.03. | 4 | 191.601
03.03. | 5 | 191.601
03.03. | 6 | 191.601
03.03. | 7 | 191.601
03.03. | 8 | 191.601
03.03. | 9 | 191.601
03.03. | 10 | 191.601
03.03. | 11 | 191.601
03.03. | 12 | 191.601
03.03. | 13 | 191.601
03.03. | 14 | 191.601
03.03. | 15 | 191.601
03.03. | 16 | 191.601
03.03. | 17 | 191.601
03.03. | 18 | 191.601
03.03. | 19 | 191.601
03.03. | 20 | 191.601
03.03. | 21 | 191.601
03.03. | 22 | 191.601
03.03. | 23 | 191.601
03.03. | 24 | 191.601
04.03. | 1 | 191.601
04.03. | 2 | 191.601
04.03. | 3 | 191.601
04.03. | 4 | 191.601
04.03. | 5 | 191.601
04.03. | 6 | 191.601
04.03. | 7 | 191.601
04.03. | 8 | 191.601
04.03. | 9 | 191.601
04.03. | 10 | 191.601
04.03. | 11 | 191.601
04.03. | 12 | 191.601
04.03. | 13 | 191.601
04.03. | 14 | 191.601
04.03. | 15 | 191.601
04.03. | 16 | 191.601
04.03. | 17 | 191.601
04.03. | 18 | 191.601
04.03. | 19 | 191.601
04.03. | 20 | 191.601
04.03. | 21 | 191.601
04.03. | 22 | 191.601
04.03. | 23 | 191.601
04.03. | 24 | 191.601
05.03. | 1 | 191.601
05.03. | 2 | 191.601
05.03. | 3 | 191.601
05.03. | 4 | 191.601
05.03. | 5 | 191.601
05.03. | 6 | 191.601
05.03. | 7 | 191.601
05.03. | 8 | 191.601
05.03. | 9 | 191.601
05.03. | 10 | 191.601
05.03. | 11 | 191.601
05.03. | 12 | 191.601
05.03. | 13 | 191.601
05.03. | 14 | 191.601
05.03. | 15 | 191.601
05.03. | 16 | 191.601
05.03. | 17 | 191.601
05.03. | 18 | 191.601
05.03. | 19 | 191.601
05.03. | 20 | 191.601
05.03. | 21 | 191.601
05.03. | 22 | 191.601
05.03. | 23 | 191.601
05.03. | 24 | 191.601
06.03. | 1 | 191.601
06.03. | 2 | 191.601
06.03. | 3 | 191.601
06.03. | 4 | 191.601
06.03. | 5 | 191.601
06.03. | 6 | 191.601
06.03. | 7 | 191.601
06.03. | 8 | 191.601
06.03. | 9 | 191.601
06.03. | 10 | 191.601
06.03. | 11 | 191.601
06.03. | 12 | 191.601
06.03. | 13 | 191.601
06.03. | 14 | 191.601
06.03. | 15 | 191.601
06.03. | 16 | 191.601
06.03. | 17 | 191.601
06.03. | 18 | 191.601
06.03. | 19 | 191.601
06.03. | 20 | 191.601
06.03. | 21 | 191.601
06.03. | 22 | 191.601
06.03. | 23 | 191.601
06.03. | 24 | 191.601
07.03. | 1 | 191.601
07.03. | 2 | 191.601
07.03. | 3 | 191.601
07.03. | 4 | 191.601
07.03. | 5 | 191.601
07.03. | 6 | 191.601
07.03. | 7 | 191.601
07.03. | 8 | 191.601
07.03. | 9 | 191.601
07.03. | 10 | 191.601
07.03. | 11 | 191.601
07.03. | 12 | 191.601
07.03. | 13 | 191.601
07.03. | 14 | 191.601
07.03. | 15 | 191.601
07.03. | 16 | 191.601
07.03. | 17 | 191.601
07.03. | 18 | 191.601
07.03. | 19 | 191.601
07.03. | 20 | 191.601
07.03. | 21 | 191.601
07.03. | 22 | 191.601
07.03. | 23 | 191.601
07.03. | 24 | 191.601
08.03. | 1 | 191.601
08.03. | 2 | 191.601
08.03. | 3 | 191.601
08.03. | 4 | 191.601
08.03. | 5 | 191.601
08.03. | 6 | 191.601
08.03. | 7 | 191.601
08.03. | 8 | 191.601
08.03. | 9 | 191.601
08.03. | 10 | 191.601
08.03. | 11 | 191.601
08.03. | 12 | 191.601
08.03. | 13 | 191.601
08.03. | 14 | 191.601
08.03. | 15 | 191.601
08.03. | 16 | 191.601
08.03. | 17 | 191.601
08.03. | 18 | 191.601
08.03. | 19 | 191.601
08.03. | 20 | 191.601
08.03. | 21 | 191.601
08.03. | 22 | 191.601
08.03. | 23 | 191.601
08.03. | 24 | 191.601
09.03. | 1 | 191.601
09.03. | 2 | 191.601
09.03. | 3 | 191.601
09.03. | 4 | 191.601
09.03. | 5 | 191.601
09.03. | 6 | 191.601
09.03. | 7 | 191.601
09.03. | 8 | 191.601
09.03. | 9 | 191.601
09.03. | 10 | 191.601
09.03. | 11 | 191.601
09.03. | 12 | 191.601
09.03. | 13 | 191.601
09.03. | 14 | 191.601
09.03. | 15 | 191.601
09.03. | 16 | 191.601
09.03. | 17 | 191.601
09.03. | 18 | 191.601
09.03. | 19 | 191.601
09.03. | 20 | 191.601
09.03. | 21 | 191.601
09.03. | 22 | 191.601
09.03. | 23 | 191.601
09.03. | 24 | 191.601
10.03. | 1 | 191.601
10.03. | 2 | 191.601
10.03. | 3 | 191.601
10.03. | 4 | 191.601
10.03. | 5 | 191.601
10.03. | 6 | 191.601
10.03. | 7 | 191.601
10.03. | 8 | 191.601
10.03. | 9 | 191.601
10.03. | 10 | 191.601
10.03. | 11 | 191.601
10.03. | 12 | 191.601
10.03. | 13 | 191.601
10.03. | 14 | 191.601
10.03. | 15 | 191.601
10.03. | 16 | 191.601
10.03. | 17 | 191.601
10.03. | 18 | 191.601
10.03. | 19 | 191.601
10.03. | 20 | 191.601
10.03. | 21 | 191.601
10.03. | 22 | 191.601
10.03. | 23 | 191.601
10.03. | 24 | 191.601
11.03. | 1 | 191.601
11.03. | 2 | 191.601
11.03. | 3 | 191.601
11.03. | 4 | 191.601
11.03. | 5 | 191.601
11.03. | 6 | 191.601
11.03. | 7 | 191.601
11.03. | 8 | 191.601
11.03. | 9 | 191.601
11.03. | 10 | 191.601
11.03. | 11 | 191.601
11.03. | 12 | 191.601
11.03. | 13 | 191.601
11.03. | 14 | 191.601
11.03. | 15 | 191.601
11.03. | 16 | 191.601
11.03. | 17 | 191.601
11.03. | 18 | 191.601
11.03. | 19 | 191.601
11.03. | 20 | 191.601
11.03. | 21 | 191.601
11.03. | 22 | 191.601
11.03. | 23 | 191.601
11.03. | 24 | 191.601
12.03. | 1 | 191.601
12.03. | 2 | 191.601
12.03. | 3 | 191.601
12.03. | 4 | 191.601
12.03. | 5 | 191.601
12.03. | 6 | 191.601
12.03. | 7 | 191.601
12.03. | 8 | 191.601
12.03. | 9 | 191.601
12.03. | 10 | 191.601
12.03. | 11 | 191.601
12.03. | 12 | 191.601
12.03. | 13 | 191.601
12.03. | 14 | 191.601
12.03. | 15 | 191.601
12.03. | 16 | 191.601
12.03. | 17 | 191.601
12.03. | 18 | 191.601
12.03. | 19 | 191.601
12.03. | 20 | 191.601
12.03. | 21 | 191.601
12.03. | 22 | 191.601
12.03. | 23 | 191.601
12.03. | 24 | 191.601
13.03. | 1 | 191.601
13.03. | 2 | 191.601
13.03. | 3 | 191.601
13.03. | 4 | 191.601
13.03. | 5 | 191.601
13.03. | 6 | 191.601
13.03. | 7 | 191.601
13.03. | 8 | 191.601
13.03. | 9 | 191.601
13.03. | 10 | 191.601
13.03. | 11 | 191.601
13.03. | 12 | 191.601
13.03. | 13 | 191.601
13.03. | 14 | 191.601
13.03. | 15 | 191.601
13.03. | 16 | 191.601
13.03. | 17 | 191.601
13.03. | 18 | 191.601
13.03. | 19 | 191.601
13.03. | 20 | 191.601
13.03. | 21 | 191.601
13.03. | 22 | 191.601
13.03. | 23 | 191.601
13.03. | 24 | 191.601
14.03. | 1 | 191.601
14.03. | 2 | 191.601
14.03. | 3 | 191.601
14.03. | 4 | 191.601
14.03. | 5 | 191.601
14.03. | 6 | 191.601
14.03. | 7 | 191.601
14.03. | 8 | 191.601
14.03. | 9 | 191.601
14.03. | 10 | 191.601
14.03. | 11 | 191.601
14.03. | 12 | 191.601
14.03. | 13 | 191.601
14.03. | 14 | 191.601
14.03. | 15 | 191.601
14.03. | 16 | 191.601
14.03. | 17 | 191.601
14.03. | 18 | 191.601
14.03. | 19 | 191.601
14.03. | 20 | 191.601
14.03. | 21 | 191.601
14.03. | 22 | 191.601
14.03. | 23 | 191.601
14.03. | 24 | 191.601
15.03. | 1 | 191.601
15.03. | 2 | 191.601
15.03. | 3 | 191.601
15.03. | 4 | 191.601
15.03. | 5 | 191.601
15.03. | 6 | 191.601
15.03. | 7 | 191.601
15.03. | 8 | 191.601
15.03. | 9 | 191.601
15.03. | 10 | 191.601
15.03. | 11 | 191.601
15.03. | 12 | 191.601
15.03. | 13 | 191.601
15.03. | 14 | 191.601
15.03. | 15 | 191.601
15.03. | 16 | 191.601
15.03. | 17 | 191.601
15.03. | 18 | 191.601
15.03. | 19 | 191.601
15.03. | 20 | 191.601
15.03. | 21 | 191.601
15.03. | 22 | 191.601
15.03. | 23 | 191.601
15.03. | 24 | 191.601
16.03. | 1 | 191.601
16.03. | 2 | 191.601
16.03. | 3 | 191.601
16.03. | 4 | 191.601
16.03. | 5 | 191.601
16.03. | 6 | 191.601
16.03. | 7 | 191.601
16.03. | 8 | 191.601
16.03. | 9 | 191.601
16.03. | 10 | 191.601
16.03. | 11 | 191.601
16.03. | 12 | 191.601
16.03. | 13 | 191.601
16.03. | 14 | 191.601
16.03. | 15 | 191.601
16.03. | 16 | 191.601
16.03. | 17 | 191.601
16.03. | 18 | 191.601
16.03. | 19 | 191.601
16.03. | 20 | 191.601
16.03. | 21 | 191.601
16.03. | 22 | 191.601
16.03. | 23 | 191.601
16.03. | 24 | 191.601
17.03. | 1 | 191.601
17.03. | 2 | 191.601
17.03. | 3 | 191.601
17.03. | 4 | 191.601
17.03. | 5 | 191.601
17.03. | 6 | 191.601
17.03. | 7 | 191.601
17.03. | 8 | 191.601
17.03. | 9 | 191.601
17.03. | 10 | 191.601
17.03. | 11 | 191.601
17.03. | 12 | 191.601
17.03. | 13 | 191.601
17.03. | 14 | 191.601
17.03. | 15 | 191.601
17.03. | 16 | 191.601
17.03. | 17 | 191.601
17.03. | 18 | 191.601
17.03. | 19 | 191.601
17.03. | 20 | 191.601
17.03. | 21 | 191.601
17.03. | 22 | 191.601
17.03. | 23 | 191.601
17.03. | 24 | 191.601
18.03. | 1 | 191.601
18.03. | 2 | 191.601
18.03. | 3 | 191.601
18.03. | 4 | 191.601
18.03. | 5 | 191.601
18.03. | 6 | 191.601
18.03. | 7 | 191.601
18.03. | 8 | 191.601
18.03. | 9 | 191.601
18.03. | 10 | 191.601
18.03. | 11 | 191.601
18.03. | 12 | 191.601
18.03. | 13 | 191.601
18.03. | 14 | 191.601
18.03. | 15 | 191.601
18.03. | 16 | 191.601
18.03. | 17 | 191.601
18.03. | 18 | 191.601
18.03. | 19 | 191.601
18.03. | 20 | 191.601
18.03. | 21 | 191.601
18.03. | 22 | 191.601
18.03. | 23 | 191.601
18.03. | 24 | 191.601
19.03. | 1 | 191.601
19.03. | 2 | 191.601
19.03. | 3 | 191.601
19.03. | 4 | 191.601
19.03. | 5 | 191.601
19.03. | 6 | 191.601
19.03. | 7 | 191.601
19.03. | 8 | 191.601
19.03. | 9 | 191.601
19.03. | 10 | 191.601
19.03. | 11 | 191.601
19.03. | 12 | 191.601
19.03. | 13 | 191.601
19.03. | 14 | 191.601
19.03. | 15 | 191.601
19.03. | 16 | 191.601
19.03. | 17 | 191.601
19.03. | 18 | 191.601
19.03. | 19 | 191.601
19.03. | 20 | 191.601
19.03. | 21 | 191.601
19.03. | 22 | 191.601
19.03. | 23 | 191.601
19.03. | 24 | 191.601
20.03. | 1 | 191.601
20.03. | 2 | 191.601
20.03. | 3 | 191.601
20.03. | 4 | 191.601
20.03. | 5 | 191.601
20.03. | 6 | 191.601
20.03. | 7 | 191.601
20.03. | 8 | 191.601
20.03. | 9 | 191.601
20.03. | 10 | 191.601
20.03. | 11 | 191.601
20.03. | 12 | 191.601
20.03. | 13 | 191.601
20.03. | 14 | 191.601
20.03. | 15 | 191.601
20.03. | 16 | 191.601
20.03. | 17 | 191.601
20.03. | 18 | 191.601
20.03. | 19 | 191.601
20.03. | 20 | 191.601
20.03. | 21 | 191.601
20.03. | 22 | 191.601
20.03. | 23 | 191.601
20.03. | 24 | 191.601
21.03. | 1 | 191.601
21.03. | 2 | 191.601
21.03. | 3 | 191.601
21.03. | 4 | 191.601
21.03. | 5 | 191.601
21.03. | 6 | 191.601
21.03. | 7 | 191.601
21.03. | 8 | 191.601
21.03. | 9 | 191.601
21.03. | 10 | 191.601
21.03. | 11 | 191.601
21.03. | 12 | 191.601
21.03. | 13 | 191.601
21.03. | 14 | 191.601
21.03. | 15 | 191.601
21.03. | 16 | 191.601
21.03. | 17 | 191.601
21.03. | 18 | 191.601
21.03. | 19 | 191.601
21.03. | 20 | 191.601
21.03. | 21 | 191.601
21.03. | 22 | 191.601
21.03. | 23 | 191.601
21.03. | 24 | 191.601
22.03. | 1 | 191.601
22.03. | 2 | 191.601
22.03. | 3 | 191.601
22.03. | 4 | 191.601
22.03. | 5 | 191.601
22.03. | 6 | 191.601
22.03. | 7 | 191.601
22.03. | 8 | 191.601
22.03. | 9 | 191.601
22.03. | 10 | 191.601
22.03. | 11 | 191.601
22.03. | 12 | 191.601
22.03. | 13 | 191.601
22.03. | 14 | 191.601
22.03. | 15 | 191.601
22.03. | 16 | 191.601
22.03. | 17 | 191.601
22.03. | 18 | 191.601
22.03. | 19 | 191.601
22.03. | 20 | 191.601
22.03. | 21 | 191.601
22.03. | 22 | 191.601
22.03. | 23 | 191.601
22.03. | 24 | 191.601
23.03. | 1 | 191.601
23.03. | 2 | 191.601
23.03. | 3 | 191.601
23.03. | 4 | 191.601
23.03. | 5 | 191.601
23.03. | 6 | 191.601
23.03. | 7 | 191.601
23.03. | 8 | 191.601
23.03. | 9 | 191.601
23.03. | 10 | 191.601
23.03. | 11 | 191.601
23.03. | 12 | 191.601
23.03. | 13 | 191.601
23.03. | 14 | 191.601
23.03. | 15 | 191.601
23.03. | 16 | 191.601
23.03. | 17 | 191.601
23.03. | 18 | 191.601
23.03. | 19 | 191.601
23.03. | 20 | 191.601
23.03. | 21 | 191.601
23.03. | 22 | 191.601
23.03. | 23 | 191.601
23.03. | 24 | 191.601
24.03. | 1 | 191.601
24.03. | 2 | 191.601
24.03. | 3 | 191.601
24.03. | 4 | 191.601
24.03. | 5 | 191.601
24.03. | 6 | 191.601
24.03. | 7 | 191.601
24.03. | 8 | 191.601
24.03. | 9 | 191.601
24.03. | 10 | 191.601
24.03. | 11 | 191.601
24.03. | 12 | 191.601
24.03. | 13 | 191.601
24.03. | 14 | 191.601
24.03. | 15 | 191.601
24.03. | 16 | 191.601
24.03. | 17 | 191.601
24.03. | 18 | 191.601
24.03. | 19 | 191.601
24.03. | 20 | 191.601
24.03. | 21 | 191.601
24.03. | 22 | 191.601
24.03. | 23 | 191.601
24.03. | 24 | 191.601
25.03. | 1 | 191.601
25.03. | 2 | 191.601
25.03. | 3 | 191.601
25.03. | 4 | 191.601
25.03. | 5 | 191.601
25.03. | 6 | 191.601
25.03. | 7 | 191.601
25.03. | 8 | 191.601
25.03. | 9 | 191.601
25.03. | 10 | 191.601
25.03. | 11 | 191.601
25.03. | 12 | 191.601
25.03. | 13 | 191.601
25.03. | 14 | 191.601
25.03. | 15 | 191.601
25.03. | 16 | 191.601
25.03. | 17 | 191.601
25.03. | 18 | 191.601
25.03. | 19 | 191.601
25.03. | 20 | 191.601
25.03. | 21 | 191.601
25.03. | 22 | 191.601
25.03. | 23 | 191.601
25.03. | 24 | 191.601
26.03. | 1 | 191.601
26.03. | 2 | 191.601
26.03. | 3 | 191.601
26.03. | 4 | 191.601
26.03. | 5 | 191.601
26.03. | 6 | 191.601
26.03. | 7 | 191.601
26.03. | 8 | 191.601
26.03. | 9 | 191.601
26.03. | 10 | 191.601
26.03. | 11 | 191.601
26.03. | 12 | 191.601
26.03. | 13 | 191.601
26.03. | 14 | 191.601
26.03. | 15 | 191.601
26.03. | 16 | 191.601
26.03. | 17 | 191.601
26.03. | 18 | 191.601
26.03. | 19 | 191.601
26.03. | 20 | 191.601
26.03. | 21 | 191.601
26.03. | 22 | 191.601
26.03. | 23 | 191.601
26.03. | 24 | 191.601
27.03. | 1 | 191.601
27.03. | 2 | 191.601
27.03. | 3 | 191.601
27.03. | 4 | 191.601
27.03. | 5 | 191.601
27.03. | 6 | 191.601
27.03. | 7 | 191.601
27.03. | 8 | 191.601
27.03. | 9 | 191.601
27.03. | 10 | 191.601
27.03. | 11 | 191.601
27.03. | 12 | 191.601
27.03. | 13 | 191.601
27.03. | 14 | 191.601
27.03. | 15 | 191.601
27.03. | 16 | 191.601
27.03. | 17 | 191.601
27.03. | 18 | 191.601
27.03. | 19 | 191.601
27.03. | 20 | 191.601
27.03. | 21 | 191.601
27.03. | 22 | 191.601
27.03. | 23 | 191.601
27.03. | 24 | 191.601
28.03. | 1 | 191.601
28.03. | 2 | 191.601
28.03. | 3 | 191.601
28.03. | 4 | 191.601
28.03. | 5 | 191.601
28.03. | 6 | 191.601
28.03. | 7 | 191.601
28.03. | 8 | 191.601
28.03. | 9 | 191.601
28.03. | 10 | 191.601
28.03. | 11 | 191.601
28.03. | 12 | 191.601
28.03. | 13 | 191.601
28.03. | 14 | 191.601
28.03. | 15 | 191.601
28.03. | 16 | 191.601
28.03. | 17 | 191.601
28.03. | 18 | 191.601
28.03. | 19 | 191.601
28.03. | 20 | 191.601
28.03. | 21 | 191.601
28.03. | 22 | 191.601
28.03. | 23 | 191.601
28.03. | 24 | 191.601
29.03. | 1 | 191.601
29.03. | 2 | 191.601
29.03. | 3 | 191.601
29.03. | 4 | 191.601
29.03. | 5 | 191.601
29.03. | 6 | 191.601
29.03. | 7 | 191.601
29.03. | 8 | 191.601
29.03. | 9 | 191.601
29.03. | 10 | 191.601
29.03. | 11 | 191.601
29.03. | 12 | 191.601
29.03. | 13 | 191.601
29.03. | 14 | 191.601
29.03. | 15 | 191.601
29.03. | 16 | 191.601
29.03. | 17 | 191.601
29.03. | 18 | 191.601
29.03. | 19 | 191.601
29.03. | 20 | 191.601
29.03. | 21 | 191.601
29.03. | 22 | 191.601
29.03. | 23 | 191.601
29.03. | 24 | 191.601
30.03. | 1 | 191.601
30.03. | 2 | 191.601
30.03. | 3 | 191.601
30.03. | 4 | 191.601
30.03. | 5 | 191.601
30.03. | 6 | 191.601
30.03. | 7 | 191.601
30.03. | 8 | 191.601
30.03. | 9 | 191.601
30.03. | 10 | 191.601
30.03. | 11 | 191.601
30.03. | 12 | 191.601
30.03. | 13 | 191.601
30.03. | 14 | 191.601
30.03. | 15 | 191.601
30.03. | 16 | 191.601
30.03. | 17 | 191.601
30.03. | 18 | 191.601
30.03. | 19 | 191.601
30.03. | 20 | 191.601
30.03. | 21 | 191.601
30.03. | 22 | 191.601
30.03. | 23 | 191.601
30.03. | 24 | 191.601
31.03. | 1 | 191.601
31.03. | 2 | 191.601
31.03. | 3 | 191.601
31.03. | 4 | 191.601
31.03. | 5 | 191.601
31.03. | 6 | 191.601
31.03. | 7 | 191.601
31.03. | 8 | 191.601
31.03. | 9 | 191.601
31.03. | 10 | 191.601
31.03. | 11 | 191.601
31.03. | 12 | 191.601
31.03. | 13 | 191.601
31.03. | 14 | 191.601
31.03. | 15 | 191.601
31.03. | 16 | 191.601
31.03. | 17 | 191.601
31.03. | 18 | 191.601
31.03. | 19 | 191.601
31.03. | 20 | 191.601
31.03. | 21 | 191.601
31.03. | 22 | 191.601
31.03. | 23 | 191.601
31.03. | 24 | 191.601
01.04. | 1 | 191.601
01.04. | 2 | 191.601
01.04. | 3 | 191.601
01.04. | 4 | 191.601
01.04. | 5 | 191.601
01.04. | 6 | 191.601
01.04. | 7 | 191.601
01.04. | 8 | 191.601
01.04. | 9 | 191.601
01.04. | 10 | 191.601
01.04. | 11 | 191.601
01.04. | 12 | 191.601
01.04. | 13 | 191.601
01.04. | 14 | 191.601
01.04. | 15 | 191.601
01.04. | 16 | 191.601
01.04. | 17 | 191.601
01.04. | 18 | 191.601
01.04. | 19 | 191.601
01.04. | 20 | 191.601
01.04. | 21 | 191.601
01.04. | 22 | 191.601
01.04. | 23 | 191.601
01.04. | 24 | 191.601
02.04. | 1 | 191.601
02.04. | 2 | 191.601
02.04. | 3 | 191.601
02.04. | 4 | 191.601
02.04. | 5 | 191.601
02.04. | 6 | 191.601
02.04. | 7 | 191.601
02.04. | 8 | 191.601
02.04. | 9 | 191.601
02.04. | 10 | 191.601
02.04. | 11 | 191.601
02.04. | 12 | 191.601
02.04. | 13 | 191.601
02.04. | 14 | 191.601
02.04. | 15 | 191.601
02.04. | 16 | 191.601
02.04. | 17 | 191.601
02.04. | 18 | 191.601
02.04. | 19 | 191.601
02.04. | 20 | 191.601
02.04. | 21 | 191.601
02.04. | 22 | 191.601
02.04. | 23 | 191.601
02.04. | 24 | 191.601
03.04. | 1 | 191.601
03.04. | 2 | 191.601
03.04. | 3 | 191.601
03.04. | 4 | 191.601
03.04. | 5 | 191.601
03.04. | 6 | 191.601
03.04. | 7 | 191.601
03.04. | 8 | 191.601
03.04. | 9 | 191.601
03.04. | 10 | 191.601
03.04. | 11 | 191.601
03.04. | 12 | 191.601
03.04. | 13 | 191.601
03.04. | 14 | 191.601
03.04. | 15 | 191.601
03.04. | 16 | 191.601
03.04. | 17 | 191.601
03.04. | 18 | 191.601
03.04. | 19 | 191.601
03.04. | 20 | 191.601
03.04. | 21 | 191.601
03.04. | 22 | 191.601
03.04. | 23 | 191.601
03.04. | 24 | 191.601
04.04. | 1 | 191.601
04.04. | 2 | 191.601
04.04. | 3 | 191.601
04.04. | 4 | 191.601
04.04. | 5 | 191.601
04.04. | 6 | 191.601
04.04. | 7 | 191.601
04.04. | 8 | 191.601
04.04. | 9 | 191.601
04.04. | 10 | 191.601
04.04. | 11 | 191.601
04.04. | 12 | 191.601
04.04. | 13 | 191.601
04.04. | 14 | 191.601
04.04. | 15 | 191.601
04.04. | 16 | 191.601
04.04. | 17 | 191.601
04.04. | 18 | 191.601
04.04. | 19 | 191.601
04.04. | 20 | 191.601
04.04. | 21 | 191.601
04.04. | 22 | 191.601
04.04. | 23 | 191.601
04.04. | 24 | 191.601
05.04. | 1 | 191.601
05.04. | 2 | 191.601
05.04. | 3 | 191.601
05.04. | 4 | 191.601
05.04. | 5 | 191.601
05.04. | 6 | 191.601
05.04. | 7 | 191.601
05.04. | 8 | 191.601
05.04. | 9 | 191.601
05.04. | 10 | 191.601
05.04. | 11 | 191.601
05.04. | 12 | 191.601
05.04. | 13 | 191.601
05.04. | 14 | 191.601
05.04. | 15 | 191.601
05.04. | 16 | 191.601
05.04. | 17 | 191.601
05.04. | 18 | 191.601
05.04. | 19 | 191.601
05.04. | 20 | 191.601
05.04. | 21 | 191.601
05.04. | 22 | 191.601
05.04. | 23 | 191.601
05.04. | 24 | 191.601
06.04. | 1 | 191.601
06.04. | 2 | 191.601
06.04. | 3 | 191.601
06.04. | 4 | 191.601
06.04. | 5 | 191.601
06.04. | 6 | 191.601
06.04. | 7 | 191.601
06.04. | 8 | 191.601
06.04. | 9 | 191.601
06.04. | 10 | 191.601
06.04. | 11 | 191.601
06.04. | 12 | 191.601
06.04. | 13 | 191.601
06.04. | 14 | 191.601
06.04. | 15 | 191.601
06.04. | 16 | 191.601
06.04. | 17 | 191.601
06.04. | 18 | 191.601
06.04. | 19 | 191.601
06.04. | 20 | 191.601
06.04. | 21 | 191.601
06.04. | 22 | 191.601
06.04. | 23 | 191.601
06.04. | 24 | 191.601
07.04. | 1 | 191.601
07.04. | 2 | 191.601
07.04. | 3 | 191.601
07.04. | 4 | 191.601
07.04. | 5 | 191.601
07.04. | 6 | 191.601
07.04. | 7 | 191.601
07.04. | 8 | 191.601
07.04. | 9 | 191.601
07.04. | 10 | 191.601
07.04. | 11 | 191.601
07.04. | 12 | 191.601
07.04. | 13 | 191.601
07.04. | 14 | 191.601
07.04. | 15 | 191.601
07.04. | 16 | 191.601
07.04. | 17 | 191.601
07.04. | 18 | 191.601
07.04. | 19 | 191.601
07.04. | 20 | 191.601
07.04. | 21 | 191.601
07.04. | 22 | 191.601
07.04. | 23 | 191.601
07.04. | 24 | 191.601
08.04. | 1 | 191.601
08.04. | 2 | 191.601
08.04. | 3 | 191.601
08.04. | 4 | 191.601
08.04. | 5 | 191.601
08.04. | 6 | 191.601
08.04. | 7 | 191.601
08.04. | 8 | 191.601
08.04. | 9 | 191.601
08.04. | 10 | 191.601
08.04. | 11 | 191.601
08.04. | 12 | 191.601
08.04. | 13 | 191.601
08.04. | 14 | 191.601
08.04. | 15 | 191.601
08.04. | 16 | 191.601
08.04. | 17 | 191.601
08.04. | 18 | 191.601
08.04. | 19 | 191.601
08.04. | 20 | 191.601
08.04. | 21 | 191.601
08.04. | 22 | 191.601
08.04. | 23 | 191.601
08.04. | 24 | 191.601
09.04. | 1 | 191.601
09.04. | 2 | 191.601
09.04. | 3 | 191.601
09.04. | 4 | 191.601
09.04. | 5 | 191.601
09.04. | 6 | 191.601
09.04. | 7 | 191.601
09.04. | 8 | 191.601
09.04. | 9 | 191.601
09.04. | 10 | 191.601
09.04. | 11 | 191.601
09.04. | 12 | 191.601
09.04. | 13 | 191.601
09.04. | 14 | 191.601
09.04. | 15 | 191.601
09.04. | 16 | 191.601
09.04. | 17 | 191.601
09.04. | 18 | 191.601
09.04. | 19 | 191.601
09.04. | 20 | 191.601
09.04. | 21 | 191.601
09.04. | 22 | 191.601
09.04. | 23 | 191.601
09.04. | 24 | 191.601
10.04. | 1 | 191.601
10.04. | 2 | 191.601
10.04. | 3 | 191.601
10.04. | 4 | 191.601
10.04. | 5 | 191.601
10.04. | 6 | 191.601
10.04. | 7 | 191.601
10.04. | 8 | 191.601
10.04. | 9 | 191.601
10.04. | 10 | 191.601
10.04. | 11 | 191.601
10.04. | 12 | 191.601
10.04. | 13 | 191.601
10.04. | 14 | 191.601
10.04. | 15 | 191.601
10.04. | 16 | 191.601
10.04. | 17 | 191.601
10.04. | 18 | 191.601
10.04. | 19 | 191.601
10.04. | 20 | 191.601
10.04. | 21 | 191.601
10.04. | 22 | 191.601
10.04. | 23 | 191.601
10.04. | 24 | 191.601
11.04. | 1 | 191.601
11.04. | 2 | 191.601
11.04. | 3 | 191.601
11.04. | 4 | 191.601
11.04. | 5 | 191.601
11.04. | 6 | 191.601
11.04. | 7 | 191.601
11.04. | 8 | 191.601
11.04. | 9 | 191.601
11.04. | 10 | 191.601
11.04. | 11 | 191.601
11.04. | 12 | 191.601
11.04. | 13 | 191.601
11.04. | 14 | 191.601
11.04. | 15 | 191.601
11.04. | 16 | 191.601
11.04. | 17 | 191.601
11.04. | 18 | 191.601
11.04. | 19 | 191.601
11.04. | 20 | 191.601
11.04. | 21 | 191.601
11.04. | 22 | 191.601
11.04. | 23 | 191.601
11.04. | 24 | 191.601
12.04. | 1 | 191.601
12.04. | 2 | 191.601
12.04. | 3 | 191.601
12.04. | 4 | 191.601
12.04. | 5 | 191.601
12.04. | 6 | 191.601
12.04. | 7 | 191.601
12.04. | 8 | 191.601
12.04. | 9 | 191.601
12.04. | 10 | 191.601
12.04. | 11 | 191.601
12.04. | 12 | 191.601
12.04. | 13 | 191.601
12.04. | 14 | 191.601
12.04. | 15 | 191.601
12.04. | 16 | 191.601
12.04. | 17 | 191.601
12.04. | 18 | 191.601
12.04. | 19 | 191.601
12.04. | 20 | 191.601
12.04. | 21 | 191.601
12.04. | 22 | 191.601
12.04. | 23 | 191.601
12.04. | 24 | 191.601
13.04. | 1 | 191.601
13.04. | 2 | 191.601
13.04. | 3 | 191.601
13.04. | 4 | 191.601
13.04. | 5 | 191.601
13.04. | 6 | 191.601
13.04. | 7 | 191.601
13.04. | 8 | 191.601
13.04. | 9 | 191.601
13.04. | 10 | 191.601
13.04. | 11 | 191.601
13.04. | 12 | 191.601
13.04. | 13 | 191.601
13.04. | 14 | 191.601
13.04. | 15 | 191.601
13.04. | 16 | 191.601
13.04. | 17 | 191.601
13.04. | 18 | 191.601
13.04. | 19 | 191.601
13.04. | 20 | 191.601
13.04. | 21 | 191.601
13.04. | 22 | 191.601
13.04. | 23 | 191.601
13.04. | 24 | 191.601
14.04. | 1 | 191.601
14.04. | 2 | 191.601
14.04. | 3 | 191.601
14.04. | 4 | 191.601
14.04. | 5 | 191.601
14.04. | 6 | 191.601
14.04. | 7 | 191.601
14.04. | 8 | 191.601
14.04. | 9 | 191.601
14.04. | 10 | 191.601
14.04. | 11 | 191.601
14.04. | 12 | 191.601
14.04. | 13 | 191.601
14.04. | 14 | 191.601
14.04. | 15 | 191.601
14.04. | 16 | 191.601
14.04. | 17 | 191.601
14.04. | 18 | 191.601
14.04. | 19 | 191.601
14.04. | 20 | 191.601
14.04. | 21 | 191.601
14.04. | 22 | 191.601
14.04. | 23 | 191.601
14.04. | 24 | 191.601
15.04. | 1 | 191.601
15.04. | 2 | 191.601
15.04. | 3 | 191.601
15.04. | 4 | 191.601
15.04. | 5 | 191.601
15.04. | 6 | 191.601
15.04. | 7 | 191.601
15.04. | 8 | 191.601
15.04. | 9 | 191.601
15.04. | 10 | 191.601
15.04. | 11 | 191.601
15.04. | 12 | 191.601
15.04. | 13 | 191.601
15.04. | 14 | 191.601
15.04. | 15 | 191.601
15.04. | 16 | 191.601
15.04. | 17 | 191.601
15.04. | 18 | 191.601
15.04. | 19 | 191.601
15.04. | 20 | 191.601
15.04. | 21 | 191.601
15.04. | 22 | 191.601
15.04. | 23 | 191.601
15.04. | 24 | 191.601
16.04. | 1 | 191.601
16.04. | 2 | 191.601
16.04. | 3 | 191.601
16.04. | 4 | 191.601
16.04. | 5 | 191.601
16.04. | 6 | 191.601
16.04. | 7 | 191.601
16.04. | 8 | 191.601
16.04. | 9 | 191.601
16.04. | 10 | 191.601
16.04. | 11 | 191.601
16.04. | 12 | 191.601
16.04. | 13 | 191.601
16.04. | 14 | 191.601
16.04. | 15 | 191.601
16.04. | 16 | 191.601
16.04. | 17 | 191.601
16.04. | 18 | 191.601
16.04. | 19 | 191.601
16.04. | 20 | 191.601
16.04. | 21 | 191.601
16.04. | 22 | 191.601
16.04. | 23 | 191.601
16.04. | 24 | 191.601
17.04. | 1 | 191.601
17.04. | 2 | 191.601
17.04. | 3 | 191.601
17.04. | 4 | 191.601
17.04. | 5 | 191.601
17.04. | 6 | 191.601
17.04. | 7 | 191.601
17.04. | 8 | 191.601
17.04. | 9 | 191.601
17.04. | 10 | 191.601
17.04. | 11 | 191.601
17.04. | 12 | 191.601
17.04. | 13 | 191.601
17.04. | 14 | 191.601
17.04. | 15 | 191.601
17.04. | 16 | 191.601
17.04. | 17 | 191.601
17.04. | 18 | 191.601
17.04. | 19 | 191.601
17.04. | 20 | 191.601
17.04. | 21 | 191.601
17.04. | 22 | 191.601
17.04. | 23 | 191.601
17.04. | 24 | 191.601
18.04. | 1 | 191.601
18.04. | 2 | 191.601
18.04. | 3 | 191.601
18.04. | 4 | 191.601
18.04. | 5 | 191.601
18.04. | 6 | 191.601
18.04. | 7 | 191.601
18.04. | 8 | 191.601
18.04. | 9 | 191.601
18.04. | 10 | 191.601
18.04. | 11 | 191.601
18.04. | 12 | 191.601
18.04. | 13 | 191.601
18.04. | 14 | 191.601
18.04. | 15 | 191.601
18.04. | 16 | 191.601
18.04. | 17 | 191.601
18.04. | 18 | 191.601
18.04. | 19 | 191.601
18.04. | 20 | 191.601
18.04. | 21 | 191.601
18.04. | 22 | 191.601
18.04. | 23 | 191.601
18.04. | 24 | 191.601
19.04. | 1 | 191.601
19.04. | 2 | 191.601
19.04. | 3 | 191.601
19.04. | 4 | 191.601
19.04. | 5 | 191.601
19.04. | 6 | 191.601
19.04. | 7 | 191.601
19.04. | 8 | 191.601
19.04. | 9 | 191.601
19.04. | 10 | 191.601
19.04. | 11 | 191.601
19.04. | 12 | 191.601
19.04. | 13 | 191.601
19.04. | 14 | 191.601
19.04. | 15 | 191.601
19.04. | 16 | 191.601
19.04. | 17 | 191.601
19.04. | 18 | 191.601
19.04. | 19 | 191.601
19.04. | 20 | 191.601
19.04. | 21 | 191.601
19.04. | 22 | 191.601
19.04. | 23 | 191.601
19.04. | 24 | 191.601
20.04. | 1 | 191.601
20.04. | 2 | 191.601
20.04. | 3 | 191.601
20.04. | 4 | 191.601
20.04. | 5 | 191.601
20.04. | 6 | 191.601
20.04. | 7 | 191.601
20.04. | 8 | 191.601
20.04. | 9 | 191.601
20.04. | 10 | 191.601
20.04. | 11 | 191.601
20.04. | 12 | 191.601
20.04. | 13 | 191.601
20.04. | 14 | 191.601
20.04. | 15 | 191.601
20.04. | 16 | 191.601
20.04. | 17 | 191.601
20.04. | 18 | 191.601
20.04. | 19 | 191.601
20.04. | 20 | 191.601
20.04. | 21 | 191.601
20.04. | 22 | 191.601
20.04. | 23 | 191.601
20.04. | 24 | 191.601
21.04. | 1 | 191.601
21.04. | 2 | 191.601
21.04. | 3 | 191.601
21.04. | 4 | 191.601
21.04. | 5 | 191.601
21.04. | 6 | 191.601
21.04. | 7 | 191.601
21.04. | 8 | 191.601
21.04. | 9 | 191.601
21.04. | 10 | 191.601
21.04. | 11 | 191.601
21.04. | 12 | 191.601
21.04. | 13 | 191.601
21.04. | 14 | 191.601
21.04. | 15 | 191.601
21.04. | 16 | 191.601
21.04. | 17 | 191.601
21.04. | 18 | 191.601
21.04. | 19 | 191.601
21.04. | 20 | 191.601
21.04. | 21 | 191.601
21.04. | 22 | 191.601
21.04. | 23 | 191.601
21.04. | 24 | 191.601
22.04. | 1 | 191.601
22.04. | 2 | 191.601
22.04. | 3 | 191.601
22.04. | 4 | 191.601
22.04. | 5 | 191.601
22.04. | 6 | 191.601
22.04. | 7 | 191.601
22.04. | 8 | 191.601
22.04. | 9 | 191.601
22.04. | 10 | 191.601
22.04. | 11 | 191.601
22.04. | 12 | 191.601
22.04. | 13 | 191.601
22.04. | 14 | 191.601
22.04. | 15 | 191.601
22.04. | 16 | 191.601
22.04. | 17 | 191.601
22.04. | 18 | 191.601
22.04. | 19 | 191.601
22.04. | 20 | 191.601
22.04. | 21 | 191.601
22.04. | 22 | 191.601
22.04. | 23 | 191.601
22.04. | 24 | 191.601
23.04. | 1 | 191.601
23.04. | 2 | 191.601
23.04. | 3 | 191.601
23.04. | 4 | 191.601
23.04. | 5 | 191.601
23.04. | 6 | 191.601
23.04. | 7 | 191.601
23.04. | 8 | 191.601
23.04. | 9 | 191.601
23.04. | 10 | 191.601
23.04. | 11 | 191.601
23.04. | 12 | 191.601
23.04. | 13 | 191.601
23.04. | 14 | 191.601
23.04. | 15 | 191.601
23.04. | 16 | 191.601
23.04. | 17 | 191.601
23.04. | 18 | 191.601
23.04. | 19 | 191.601
23.04. | 20 | 191.601
23.04. | 21 | 191.601
23.04. | 22 | 191.601
23.04. | 23 | 191.601
23.04. | 24 | 191.601
24.04. | 1 | 191.601
24.04. | 2 | 191.601
24.04. | 3 | 191.601
24.04. | 4 | 191.601
24.04. | 5 | 191.601
24.04. | 6 | 191.601
24.04. | 7 | 191.601
24.04. | 8 | 191.601
24.04. | 9 | 191.601
24.04. | 10 | 191.601
24.04. | 11 | 191.601
24.04. | 12 | 191.601
24.04. | 13 | 191.601
24.04. | 14 | 191.601
24.04. | 15 | 191.601
24.04. | 16 | 191.601
24.04. | 17 | 191.601
24.04. | 18 | 191.601
24.04. | 19 | 191.601
24.04. | 20 | 191.601
24.04. | 21 | 191.601
24.04. | 22 | 191.601
24.04. | 23 | 191.601
24.04. | 24 | 191.601
25.04. | 1 | 191.601
25.04. | 2 | 191.601
25.04. | 3 | 191.601
25.04. | 4 | 191.601
25.04. | 5 | 191.601
25.04. | 6 | 191.601
25.04. | 7 | 191.601
25.04. | 8 | 191.601
25.04. | 9 | 191.601
25.04. | 10 | 191.601
25.04. | 11 | 191.601
25.04. | 12 | 191.601
25.04. | 13 | 191.601
25.04. | 14 | 191.601
25.04. | 15 | 191.601
25.04. | 16 | 191.601
25.04. | 17 | 191.601
25.04. | 18 | 191.601
25.04. | 19 | 191.601
25.04. | 20 | 191.601
25.04. | 21 | 191.601
25.04. | 22 | 191.601
25.04. | 23 | 191.601
25.04. | 24 | 191.601
26.04. | 1 | 191.601
26.04. | 2 | 191.601
26.04. | 3 | 191.601
26.04. | 4 | 191.601
26.04. | 5 | 191.601
26.04. | 6 | 191.601
26.04. | 7 | 191.601
26.04. | 8 | 191.601
26.04. | 9 | 191.601
26.04. | 10 | 191.601
26.04. | 11 | 191.601
26.04. | 12 | 191.601
26.04. | 13 | 191.601
26.04. | 14 | 191.601
26.04. | 15 | 191.601
26.04. | 16 | 191.601
26.04. | 17 | 191.601
26.04. | 18 | 191.601
26.04. | 19 | 191.601
26.04. | 20 | 191.601
26.04. | 21 | 191.601
26.04. | 22 | 191.601
26.04. | 23 | 191.601
26.04. | 24 | 191.601
27.04. | 1 | 191.601
27.04. | 2 | 191.601
27.04. | 3 | 191.601
27.04. | 4 | 191.601
27.04. | 5 | 191.601
27.04. | 6 | 191.601
27.04. | 7 | 191.601
27.04. | 8 | 191.601
27.04. | 9 | 191.601
27.04. | 10 | 191.601
27.04. | 11 | 191.601
27.04. | 12 | 191.601
27.04. | 13 | 191.601
27.04. | 14 | 191.601
27.04. | 15 | 191.601
27.04. | 16 | 191.601
27.04. | 17 | 191.601
27.04. | 18 | 191.601
27.04. | 19 | 191.601
27.04. | 20 | 191.601
27.04. | 21 | 191.601
27.04. | 22 | 191.601
27.04. | 23 | 191.601
27.04. | 24 | 191.601
28.04. | 1 | 191.601
28.04. | 2 | 191.601
28.04. | 3 | 191.601
28.04. | 4 | 191.601
28.04. | 5 | 191.601
28.04. | 6 | 191.601
28.04. | 7 | 191.601
28.04. | 8 | 191.601
28.04. | 9 | 191.601
28.04. | 10 | 191.601
28.04. | 11 | 191.601
28.04. | 12 | 191.601
28.04. | 13 | 191.601
28.04. | 14 | 191.601
28.04. | 15 | 191.601
28.04. | 16 | 191.601
28.04. | 17 | 191.601
28.04. | 18 | 191.601
28.04. | 19 | 191.601
28.04. | 20 | 191.601
28.04. | 21 | 191.601
28.04. | 22 | 191.601
28.04. | 23 | 191.601
28.04. | 24 | 191.601
29.04. | 1 | 191.601
29.04. | 2 | 191.601
29.04. | 3 | 191.601
29.04. | 4 | 191.601
29.04. | 5 | 191.601
29.04. | 6 | 191.601
29.04. | 7 | 191.601
29.04. | 8 | 191.601
29.04. | 9 | 191.601
29.04. | 10 | 191.601
29.04. | 11 | 191.601
29.04. | 12 | 191.601
29.04. | 13 | 191.601
29.04. | 14 | 191.601
29.04. | 15 | 191.601
29.04. | 16 | 191.601
29.04. | 17 | 191.601
29.04. | 18 | 191.601
29.04. | 19 | 191.601
29.04. | 20 | 191.601
29.04. | 21 | 191.601
29.04. | 22 | 191.601
29.04. | 23 | 191.601
29.04. | 24 | 191.601
30.04. | 1 | 191.601
30.04. | 2 | 191.601
30.04. | 3 | 191.601
30.04. | 4 | 191.601
30.04. | 5 | 191.601
30.04. | 6 | 191.601
30.04. | 7 | 191.601
30.04. | 8 | 191.601
30.04. | 9 | 191.601
30.04. | 10 | 191.601
30.04. | 11 | 191.601
30.04. | 12 | 191.601
30.04. | 13 | 191.601
30.04. | 14 | 191.601
30.04. | 15 | 191.601
30.04. | 16 | 191.601
30.04. | 17 | 191.601
30.04. | 18 | 191.601
30.04. | 19 | 191.601
30.04. | 20 | 191.601
30.04. | 21 | 191.601
30.04. | 22 | 191.601
30.04. | 23 | 191.601
30.04. | 24 | 191.601
01.05. | 1 | 191.601
01.05. | 2 | 191.601
01.05. | 3 | 191.601
01.05. | 4 | 191.601
01.05. | 5 | 191.601
01.05. | 6 | 191.601
01.05. | 7 | 191.601
01.05. | 8 | 191.601
01.05. | 9 | 191.601
01.05. | 10 | 191.601
01.05. | 11 | 191.601
01.05. | 12 | 191.601
01.05. | 13 | 191.601
01.05. | 14 | 191.601
01.05. | 15 | 191.601
01.05. | 16 | 191.601
01.05. | 17 | 191.601
01.05. | 18 | 191.601
01.05. | 19 | 191.601
01.05. | 20 | 191.601
01.05. | 21 | 191.601
01.05. | 22 | 191.601
01.05. | 23 | 191.601
01.05. | 24 | 191.601
02.05. | 1 | 191.601
02.05. | 2 | 191.601
02.05. | 3 | 191.601
02.05. | 4 | 191.601
02.05. | 5 | 191.601
02.05. | 6 | 191.601
02.05. | 7 | 191.601
02.05. | 8 | 191.601
02.05. | 9 | 191.601
02.05. | 10 | 191.601
02.05. | 11 | 191.601
02.05. | 12 | 191.601
02.05. | 13 | 191.601
02.05. | 14 | 191.601
02.05. | 15 | 191.601
02.05. | 16 | 191.601
02.05. | 17 | 191.601
02.05. | 18 | 191.601
02.05. | 19 | 191.601
02.05. | 20 | 191.601
02.05. | 21 | 191.601
02.05. | 22 | 191.601
02.05. | 23 | 191.601
02.05. | 24 | 191.601
03.05. | 1 | 191.601
03.05. | 2 | 191.601
03.05. | 3 | 191.601
03.05. | 4 | 191.601
03.05. | 5 | 191.601
03.05. | 6 | 191.601
03.05. | 7 | 191.601
03.05. | 8 | 191.601
03.05. | 9 | 191.601
03.05. | 10 | 191.601
03.05. | 11 | 191.601
03.05. | 12 | 191.601
03.05. | 13 | 191.601
03.05. | 14 | 191.601
03.05. | 15 | 191.601
03.05. | 16 | 191.601
03.05. | 17 | 191.601
03.05. | 18 | 191.601
03.05. | 19 | 191.601
03.05. | 20 | 191.601
03.05. | 21 | 191.601
03.05. | 22 | 191.601
03.05. | 23 | 191.601
03.05. | 24 | 191.601
04.05. | 1 | 191.601
04.05. | 2 | 191.601
04.05. | 3 | 191.601
04.05. | 4 | 191.601
04.05. | 5 | 191.601
04.05. | 6 | 191.601
04.05. | 7 | 191.601
04.05. | 8 | 191.601
04.05. | 9 | 191.601
04.05. | 10 | 191.601
04.05. | 11 | 191.601
04.05. | 12 | 191.601
04.05. | 13 | 191.601
04.05. | 14 | 191.601
04.05. | 15 | 191.601
04.05. | 16 | 191.601
04.05. | 17 | 191.601
04.05. | 18 | 191.601
04.05. | 19 | 191.601
04.05. | 20 | 191.601
04.05. | 21 | 191.601
04.05. | 22 | 191.601
04.05. | 23 | 191.601
04.05. | 24 | 191.601
05.05. | 1 | 191.601
05.05. | 2 | 191.601
05.05. | 3 | 191.601
05.05. | 4 | 191.601
05.05. | 5 | 191.601
05.05. | 6 | 191.601
05.05. | 7 | 191.601
05.05. | 8 | 191.601
05.05. | 9 | 191.601
05.05. | 10 | 191.601
05.05. | 11 | 191.601
05.05. | 12 | 191.601
05.05. | 13 | 191.601
05.05. | 14 | 191.601
05.05. | 15 | 191.601
05.05. | 16 | 191.601
05.05. | 17 | 191.601
05.05. | 18 | 191.601
05.05. | 19 | 191.601
05.05. | 20 | 191.601
05.05. | 21 | 191.601
05.05. | 22 | 191.601
05.05. | 23 | 191.601
05.05. | 24 | 191.601
06.05. | 1 | 191.601
06.05. | 2 | 191.601
06.05. | 3 | 191.601
06.05. | 4 | 191.601
06.05. | 5 | 191.601
06.05. | 6 | 191.601
06.05. | 7 | 191.601
06.05. | 8 | 191.601
06.05. | 9 | 191.601
06.05. | 10 | 191.601
06.05. | 11 | 191.601
06.05. | 12 | 191.601
06.05. | 13 | 191.601
06.05. | 14 | 191.601
06.05. | 15 | 191.601
06.05. | 16 | 191.601
06.05. | 17 | 191.601
06.05. | 18 | 191.601
06.05. | 19 | 191.601
06.05. | 20 | 191.601
06.05. | 21 | 191.601
06.05. | 22 | 191.601
06.05. | 23 | 191.601
06.05. | 24 | 191.601
07.05. | 1 | 191.601
07.05. | 2 | 191.601
07.05. | 3 | 191.601
07.05. | 4 | 191.601
07.05. | 5 | 191.601
07.05. | 6 | 191.601
07.05. | 7 | 191.601
07.05. | 8 | 191.601
07.05. | 9 | 191.601
07.05. | 10 | 191.601
07.05. | 11 | 191.601
07.05. | 12 | 191.601
07.05. | 13 | 191.601
07.05. | 14 | 191.601
07.05. | 15 | 191.601
07.05. | 16 | 191.601
07.05. | 17 | 191.601
07.05. | 18 | 191.601
07.05. | 19 | 191.601
07.05. | 20 | 191.601
07.05. | 21 | 191.601
07.05. | 22 | 191.601
07.05. | 23 | 191.601
07.05. | 24 | 191.601
08.05. | 1 | 191.601
08.05. | 2 | 191.601
08.05. | 3 | 191.601
08.05. | 4 | 191.601
08.05. | 5 | 191.601
08.05. | 6 | 191.601
08.05. | 7 | 191.601
08.05. | 8 | 191.601
08.05. | 9 | 191.601
08.05. | 10 | 191.601
08.05. | 11 | 191.601
08.05. | 12 | 191.601
08.05. | 13 | 191.601
08.05. | 14 | 191.601
08.05. | 15 | 191.601
08.05. | 16 | 191.601
08.05. | 17 | 191.601
08.05. | 18 | 191.601
08.05. | 19 | 191.601
08.05. | 20 | 191.601
08.05. | 21 | 191.601
08.05. | 22 | 191.601
08.05. | 23 | 191.601
08.05. | 24 | 191.601
09.05. | 1 | 191.601
09.05. | 2 | 191.601
09.05. | 3 | 191.601
09.05. | 4 | 191.601
09.05. | 5 | 191.601
09.05. | 6 | 191.601
09.05. | 7 | 191.601
09.05. | 8 | 191.601
09.05. | 9 | 191.601
09.05. | 10 | 191.601
09.05. | 11 | 191.601
09.05. | 12 | 191.601
09.05. | 13 | 191.601
09.05. | 14 | 191.601
09.05. | 15 | 191.601
09.05. | 16 | 191.601
09.05. | 17 | 191.601
09.05. | 18 | 191.601
09.05. | 19 | 191.601
09.05. | 20 | 191.601
09.05. | 21 | 191.601
09.05. | 22 | 191.601
09.05. | 23 | 191.601
09.05. | 24 | 191.601
10.05. | 1 | 191.601
10.05. | 2 | 191.601
10.05. | 3 | 191.601
10.05. | 4 | 191.601
10.05. | 5 | 191.601
10.05. | 6 | 191.601
10.05. | 7 | 191.601
10.05. | 8 | 191.601
10.05. | 9 | 191.601
10.05. | 10 | 191.601
10.05. | 11 | 191.601
10.05. | 12 | 191.601
10.05. | 13 | 191.601
10.05. | 14 | 191.601
10.05. | 15 | 191.601
10.05. | 16 | 191.601
10.05. | 17 | 191.601
10.05. | 18 | 191.601
10.05. | 19 | 191.601
10.05. | 20 | 191.601
10.05. | 21 | 191.601
10.05. | 22 | 191.601
10.05. | 23 | 191.601
10.05. | 24 | 191.601
11.05. | 1 | 191.601
11.05. | 2 | 191.601
11.05. | 3 | 191.601
11.05. | 4 | 191.601
11.05. | 5 | 191.601
11.05. | 6 | 191.601
11.05. | 7 | 191.601
11.05. | 8 | 191.601
11.05. | 9 | 191.601
11.05. | 10 | 191.601
11.05. | 11 | 191.601
11.05. | 12 | 191.601
11.05. | 13 | 191.601
11.05. | 14 | 191.601
11.05. | 15 | 191.601
11.05. | 16 | 191.601
11.05. | 17 | 191.601
11.05. | 18 | 191.601
11.05. | 19 | 191.601
11.05. | 20 | 191.601
11.05. | 21 | 191.601
11.05. | 22 | 191.601
11.05. | 23 | 191.601
11.05. | 24 | 191.601
12.05. | 1 | 191.601
12.05. | 2 | 191.601
12.05. | 3 | 191.601
12.05. | 4 | 191.601
12.05. | 5 | 191.601
12.05. | 6 | 191.601
12.05. | 7 | 191.601
12.05. | 8 | 191.601
12.05. | 9 | 191.601
12.05. | 10 | 191.601
12.05. | 11 | 191.601
12.05. | 12 | 191.601
12.05. | 13 | 191.601
12.05. | 14 | 191.601
12.05. | 15 | 191.601
12.05. | 16 | 191.601
12.05. | 17 | 191.601
12.05. | 18 | 191.601
12.05. | 19 | 191.601
12.05. | 20 | 191.601
12.05. | 21 | 191.601
12.05. | 22 | 191.601
12.05. | 23 | 191.601
12.05. | 24 | 191.601
13.05. | 1 | 191.601
13.05. | 2 | 191.601
13.05. | 3 | 191.601
13.05. | 4 | 191.601
13.05. | 5 | 191.601
13.05. | 6 | 191.601
13.05. | 7 | 191.601
13.05. | 8 | 191.601
13.05. | 9 | 191.601
13.05. | 10 | 191.601
13.05. | 11 | 191.601
13.05. | 12 | 191.601
13.05. | 13 | 191.601
13.05. | 14 | 191.601
13.05. | 15 | 191.601
13.05. | 16 | 191.601
13.05. | 17 | 191.601
13.05. | 18 | 191.601
13.05. | 19 | 191.601
13.05. | 20 | 191.601
13.05. | 21 | 191.601
13.05. | 22 | 191.601
13.05. | 23 | 191.601
13.05. | 24 | 191.601
14.05. | 1 | 191.601
14.05. | 2 | 191.601
14.05. | 3 | 191.601
14.05. | 4 | 191.601
14.05. | 5 | 191.601
14.05. | 6 | 191.601
14.05. | 7 | 191.601
14.05. | 8 | 191.601
14.05. | 9 | 191.601
14.05. | 10 | 191.601
14.05. | 11 | 191.601
14.05. | 12 | 191.601
14.05. | 13 | 191.601
14.05. | 14 | 191.601
14.05. | 15 | 191.601
14.05. | 16 | 191.601
14.05. | 17 | 191.601
14.05. | 18 | 191.601
14.05. | 19 | 191.601
14.05. | 20 | 191.601
14.05. | 21 | 191.601
14.05. | 22 | 191.601
14.05. | 23 | 191.601
14.05. | 24 | 191.601
15.05. | 1 | 191.601
15.05. | 2 | 191.601
15.05. | 3 | 191.601
15.05. | 4 | 191.601
15.05. | 5 | 191.601
15.05. | 6 | 191.601
15.05. | 7 | 191.601
15.05. | 8 | 191.601
15.05. | 9 | 191.601
15.05. | 10 | 191.601
15.05. | 11 | 191.601
15.05. | 12 | 191.601
15.05. | 13 | 191.601
15.05. | 14 | 191.601
15.05. | 15 | 191.601
15.05. | 16 | 191.601
15.05. | 17 | 191.601
15.05. | 18 | 191.601
15.05. | 19 | 191.601
15.05. | 20 | 191.601
15.05. | 21 | 191.601
15.05. | 22 | 191.601
15.05. | 23 | 191.601
15.05. | 24 | 191.601
16.05. | 1 | 191.601
16.05. | 2 | 191.601
16.05. | 3 | 191.601
16.05. | 4 | 191.601
16.05. | 5 | 191.601
16.05. | 6 | 191.601
16.05. | 7 | 191.601
16.05. | 8 | 191.601
16.05. | 9 | 191.601
16.05. | 10 | 191.601
16.05. | 11 | 191.601
16.05. | 12 | 191.601
16.05. | 13 | 191.601
16.05. | 14 | 191.601
16.05. | 15 | 191.601
16.05. | 16 | 191.601
16.05. | 17 | 191.601
16.05. | 18 | 191.601
16.05. | 19 | 191.601
16.05. | 20 | 191.601
16.05. | 21 | 191.601
16.05. | 22 | 191.601
16.05. | 23 | 191.601
16.05. | 24 | 191.601
17.05. | 1 | 191.601
17.05. | 2 | 191.601
17.05. | 3 | 191.601
17.05. | 4 | 191.601
17.05. | 5 | 191.601
17.05. | 6 | 191.601
17.05. | 7 | 191.601
17.05. | 8 | 191.601
17.05. | 9 | 191.601
17.05. | 10 | 191.601
17.05. | 11 | 191.601
17.05. | 12 | 191.601
17.05. | 13 | 191.601
17.05. | 14 | 191.601
17.05. | 15 | 191.601
17.05. | 16 | 191.601
17.05. | 17 | 191.601
17.05. | 18 | 191.601
17.05. | 19 | 191.601
17.05. | 20 | 191.601
17.05. | 21 | 191.601
17.05. | 22 | 191.601
17.05. | 23 | 191.601
17.05. | 24 | 191.601
18.05. | 1 | 191.601
18.05. | 2 | 191.601
18.05. | 3 | 191.601
18.05. | 4 | 191.601
18.05. | 5 | 191.601
18.05. | 6 | 191.601
18.05. | 7 | 191.601
18.05. | 8 | 191.601
18.05. | 9 | 191.601
18.05. | 10 | 191.601
18.05. | 11 | 191.601
18.05. | 12 | 191.601
18.05. | 13 | 191.601
18.05. | 14 | 191.601
18.05. | 15 | 191.601
18.05. | 16 | 191.601
18.05. | 17 | 191.601
18.05. | 18 | 191.601
18.05. | 19 | 191.601
18.05. | 20 | 191.601
18.05. | 21 | 191.601
18.05. | 22 | 191.601
18.05. | 23 | 191.601
18.05. | 24 | 191.601
19.05. | 1 | 191.601
19.05. | 2 | 191.601
19.05. | 3 | 191.601
19.05. | 4 | 191.601
19.05. | 5 | 191.601
19.05. | 6 | 191.601
19.05. | 7 | 191.601
19.05. | 8 | 191.601
19.05. | 9 | 191.601
19.05. | 10 | 191.601
19.05. | 11 | 191.601
19.05. | 12 | 191.601
19.05. | 13 | 191.601
19.05. | 14 | 191.601
19.05. | 15 | 191.601
19.05. | 16 | 191.601
19.05. | 17 | 191.601
19.05. | 18 | 191.601
19.05. | 19 | 191.601
19.05. | 20 | 191.601
19.05. | 21 | 191.601
19.05. | 22 | 191.601
19.05. | 23 | 191.601
19.05. | 24 | 191.601
20.05. | 1 | 191.601
20.05. | 2 | 191.601
20.05. | 3 | 191.601
20.05. | 4 | 191.601
20.05. | 5 | 191.601
20.05. | 6 | 191.601
20.05. | 7 | 191.601
20.05. | 8 | 191.601
20.05. | 9 | 191.601
20.05. | 10 | 191.601
20.05. | 11 | 191.601
20.05. | 12 | 191.601
20.05. | 13 | 191.601
20.05. | 14 | 191.601
20.05. | 15 | 191.601
20.05. | 16 | 191.601
20.05. | 17 | 191.601
20.05. | 18 | 191.601
20.05. | 19 | 191.601
20.05. | 20 | 191.601
20.05. | 21 | 191.601
20.05. | 22 | 191.601
20.05. | 23 | 191.601
20.05. | 24 | 191.601
21.05. | 1 | 191.601
21.05. | 2 | 191.601
21.05. | 3 | 191.601
21.05. | 4 | 191.601
21.05. | 5 | 191.601
21.05. | 6 | 191.601
21.05. | 7 | 191.601
21.05. | 8 | 191.601
21.05. | 9 | 191.601
21.05. | 10 | 191.601
21.05. | 11 | 191.601
21.05. | 12 | 191.601
21.05. | 13 | 191.601
21.05. | 14 | 191.601
21.05. | 15 | 191.601
21.05. | 16 | 191.601
21.05. | 17 | 191.601
21.05. | 18 | 191.601
21.05. | 19 | 191.601
21.05. | 20 | 191.601
21.05. | 21 | 191.601
21.05. | 22 | 191.601
21.05. | 23 | 191.601
21.05. | 24 | 191.601
22.05. | 1 | 191.601
22.05. | 2 | 191.601
22.05. | 3 | 191.601
22.05. | 4 | 191.601
22.05. | 5 | 191.601
22.05. | 6 | 191.601
22.05. | 7 | 191.601
22.05. | 8 | 191.601
22.05. | 9 | 191.601
22.05. | 10 | 191.601
22.05. | 11 | 191.601
22.05. | 12 | 191.601
22.05. | 13 | 191.601
22.05. | 14 | 191.601
22.05. | 15 | 191.601
22.05. | 16 | 191.601
22.05. | 17 | 191.601
22.05. | 18 | 191.601
22.05. | 19 | 191.601
22.05. | 20 | 191.601
22.05. | 21 | 191.601
22.05. | 22 | 191.601
22.05. | 23 | 191.601
22.05. | 24 | 191.601
23.05. | 1 | 191.601
23.05. | 2 | 191.601
23.05. | 3 | 191.601
23.05. | 4 | 191.601
23.05. | 5 | 191.601
23.05. | 6 | 191.601
23.05. | 7 | 191.601
23.05. | 8 | 191.601
23.05. | 9 | 191.601
23.05. | 10 | 191.601
23.05. | 11 | 191.601
23.05. | 12 | 191.601
23.05. | 13 | 191.601
23.05. | 14 | 191.601
23.05. | 15 | 191.601
23.05. | 16 | 191.601
23.05. | 17 | 191.601
23.05. | 18 | 191.601
23.05. | 19 | 191.601
23.05. | 20 | 191.601
23.05. | 21 | 191.601
23.05. | 22 | 191.601
23.05. | 23 | 191.601
23.05. | 24 | 191.601
24.05. | 1 | 191.601
24.05. | 2 | 191.601
24.05. | 3 | 191.601
24.05. | 4 | 191.601
24.05. | 5 | 191.601
24.05. | 6 | 191.601
24.05. | 7 | 191.601
24.05. | 8 | 191.601
24.05. | 9 | 191.601
24.05. | 10 | 191.601
24.05. | 11 | 191.601
24.05. | 12 | 191.601
24.05. | 13 | 191.601
24.05. | 14 | 191.601
24.05. | 15 | 191.601
24.05. | 16 | 191.601
24.05. | 17 | 191.601
24.05. | 18 | 191.601
24.05. | 19 | 191.601
24.05. | 20 | 191.601
24.05. | 21 | 191.601
24.05. | 22 | 191.601
24.05. | 23 | 191.601
24.05. | 24 | 191.601
25.05. | 1 | 191.601
25.05. | 2 | 191.601
25.05. | 3 | 191.601
25.05. | 4 | 191.601
25.05. | 5 | 191.601
25.05. | 6 | 191.601
25.05. | 7 | 191.601
25.05. | 8 | 191.601
25.05. | 9 | 191.601
25.05. | 10 | 191.601
25.05. | 11 | 191.601
25.05. | 12 | 191.601
25.05. | 13 | 191.601
25.05. | 14 | 191.601
25.05. | 15 | 191.601
25.05. | 16 | 191.601
25.05. | 17 | 191.601
25.05. | 18 | 191.601
25.05. | 19 | 191.601
25.05. | 20 | 191.601
25.05. | 21 | 191.601
25.05. | 22 | 191.601
25.05. | 23 | 191.601
25.05. | 24 | 191.601
26.05. | 1 | 191.601
26.05. | 2 | 191.601
26.05. | 3 | 191.601
26.05. | 4 | 191.601
26.05. | 5 | 191.601
26.05. | 6 | 191.601
26.05. | 7 | 191.601
26.05. | 8 | 191.601
26.05. | 9 | 191.601
26.05. | 10 | 191.601
26.05. | 11 | 191.601
26.05. | 12 | 191.601
26.05. | 13 | 191.601
26.05. | 14 | 191.601
26.05. | 15 | 191.601
26.05. | 16 | 191.601
26.05. | 17 | 191.601
26.05. | 18 | 191.601
26.05. | 19 | 191.601
26.05. | 20 | 191.601
26.05. | 21 | 191.601
26.05. | 22 | 191.601
26.05. | 23 | 191.601
26.05. | 24 | 191.601
27.05. | 1 | 191.601
27.05. | 2 | 191.601
27.05. | 3 | 191.601
27.05. | 4 | 191.601
27.05. | 5 | 191.601
27.05. | 6 | 191.601
27.05. | 7 | 191.601
27.05. | 8 | 191.601
27.05. | 9 | 191.601
27.05. | 10 | 191.601
27.05. | 11 | 191.601
27.05. | 12 | 191.601
27.05. | 13 | 191.601
27.05. | 14 | 191.601
27.05. | 15 | 191.601
27.05. | 16 | 191.601
27.05. | 17 | 191.601
27.05. | 18 | 191.601
27.05. | 19 | 191.601
27.05. | 20 | 191.601
27.05. | 21 | 191.601
27.05. | 22 | 191.601
27.05. | 23 | 191.601
27.05. | 24 | 191.601
28.05. | 1 | 191.601
28.05. | 2 | 191.601
28.05. | 3 | 191.601
28.05. | 4 | 191.601
28.05. | 5 | 191.601
28.05. | 6 | 191.601
28.05. | 7 | 191.601
28.05. | 8 | 191.601
28.05. | 9 | 191.601
28.05. | 10 | 191.601
28.05. | 11 | 191.601
28.05. | 12 | 191.601
28.05. | 13 | 191.601
28.05. | 14 | 191.601
28.05. | 15 | 191.601
28.05. | 16 | 191.601
28.05. | 17 | 191.601
28.05. | 18 | 191.601
28.05. | 19 | 191.601
28.05. | 20 | 191.601
28.05. | 21 | 191.601
28.05. | 22 | 191.601
28.05. | 23 | 191.601
28.05. | 24 | 191.601
29.05. | 1 | 191.601
29.05. | 2 | 191.601
29.05. | 3 | 191.601
29.05. | 4 | 191.601
29.05. | 5 | 191.601
29.05. | 6 | 191.601
29.05. | 7 | 191.601
29.05. | 8 | 191.601
29.05. | 9 | 191.601
29.05. | 10 | 191.601
29.05. | 11 | 191.601
29.05. | 12 | 191.601
29.05. | 13 | 191.601
29.05. | 14 | 191.601
29.05. | 15 | 191.601
29.05. | 16 | 191.601
29.05. | 17 | 191.601
29.05. | 18 | 191.601
29.05. | 19 | 191.601
29.05. | 20 | 191.601
29.05. | 21 | 191.601
29.05. | 22 | 191.601
29.05. | 23 | 191.601
29.05. | 24 | 191.601
30.05. | 1 | 191.601
30.05. | 2 | 191.601
30.05. | 3 | 191.601
30.05. | 4 | 191.601
30.05. | 5 | 191.601
30.05. | 6 | 191.601
30.05. | 7 | 191.601
30.05. | 8 | 191.601
30.05. | 9 | 191.601
30.05. | 10 | 191.601
30.05. | 11 | 191.601
30.05. | 12 | 191.601
30.05. | 13 | 191.601
30.05. | 14 | 191.601
30.05. | 15 | 191.601
30.05. | 16 | 191.601
30.05. | 17 | 191.601
30.05. | 18 | 191.601
30.05. | 19 | 191.601
30.05. | 20 | 191.601
30.05. | 21 | 191.601
30.05. | 22 | 191.601
30.05. | 23 | 191.601
30.05. | 24 | 191.601
31.05. | 1 | 191.601
31.05. | 2 | 191.601
31.05. | 3 | 191.601
31.05. | 4 | 191.601
31.05. | 5 | 191.601
31.05. | 6 | 191.601
31.05. | 7 | 191.601
31.05. | 8 | 191.601
31.05. | 9 | 191.601
31.05. | 10 | 191.601
31.05. | 11 | 191.601
31.05. | 12 | 191.601
31.05. | 13 | 191.601
31.05. | 14 | 191.601
31.05. | 15 | 191.601
31.05. | 16 | 191.601
31.05. | 17 | 191.601
31.05. | 18 | 191.601
31.05. | 19 | 191.601
31.05. | 20 | 191.601
31.05. | 21 | 191.601
31.05. | 22 | 191.601
31.05. | 23 | 191.601
31.05. | 24 | 191.601
01.06. | 1 | 191.601
01.06. | 2 | 191.601
01.06. | 3 | 191.601
01.06. | 4 | 191.601
01.06. | 5 | 191.601
01.06. | 6 | 191.601
01.06. | 7 | 191.601
01.06. | 8 | 191.601
01.06. | 9 | 191.601
01.06. | 10 | 191.601
01.06. | 11 | 191.601
01.06. | 12 | 191.601
01.06. | 13 | 191.601
01.06. | 14 | 191.601
01.06. | 15 | 191.601
01.06. | 16 | 191.601
01.06. | 17 | 191.601
01.06. | 18 | 191.601
01.06. | 19 | 191.601
01.06. | 20 | 191.601
01.06. | 21 | 191.601
01.06. | 22 | 191.601
01.06. | 23 | 191.601
01.06. | 24 | 191.601
02.06. | 1 | 191.601
02.06. | 2 | 191.601
02.06. | 3 | 191.601
02.06. | 4 | 191.601
02.06. | 5 | 191.601
02.06. | 6 | 191.601
02.06. | 7 | 191.601
02.06. | 8 | 191.601
02.06. | 9 | 191.601
02.06. | 10 | 191.601
02.06. | 11 | 191.601
02.06. | 12 | 191.601
02.06. | 13 | 191.601
02.06. | 14 | 191.601
02.06. | 15 | 191.601
02.06. | 16 | 191.601
02.06. | 17 | 191.601
02.06. | 18 | 191.601
02.06. | 19 | 191.601
02.06. | 20 | 191.601
02.06. | 21 | 191.601
02.06. | 22 | 191.601
02.06. | 23 | 191.601
02.06. | 24 | 191.601
03.06. | 1 | 191.601
03.06. | 2 | 191.601
03.06. | 3 | 191.601
03.06. | 4 | 191.601
03.06. | 5 | 191.601
03.06. | 6 | 191.601
03.06. | 7 | 191.601
03.06. | 8 | 191.601
03.06. | 9 | 191.601
03.06. | 10 | 191.601
03.06. | 11 | 191.601
03.06. | 12 | 191.601
03.06. | 13 | 191.601
03.06. | 14 | 191.601
03.06. | 15 | 191.601
03.06. | 16 | 191.601
03.06. | 17 | 191.601
03.06. | 18 | 191.601
03.06. | 19 | 191.601
03.06. | 20 | 191.601
03.06. | 21 | 191.601
03.06. | 22 | 191.601
03.06. | 23 | 191.601
03.06. | 24 | 191.601
04.06. | 1 | 191.601
04.06. | 2 | 191.601
04.06. | 3 | 191.601
04.06. | 4 | 191.601
04.06. | 5 | 191.601
04.06. | 6 | 191.601
04.06. | 7 | 191.601
04.06. | 8 | 191.601
04.06. | 9 | 191.601
04.06. | 10 | 191.601
04.06. | 11 | 191.601
04.06. | 12 | 191.601
04.06. | 13 | 191.601
04.06. | 14 | 191.601
04.06. | 15 | 191.601
04.06. | 16 | 191.601
04.06. | 17 | 191.601
04.06. | 18 | 191.601
04.06. | 19 | 191.601
04.06. | 20 | 191.601
04.06. | 21 | 191.601
04.06. | 22 | 191.601
04.06. | 23 | 191.601
04.06. | 24 | 191.601
05.06. | 1 | 191.601
05.06. | 2 | 191.601
05.06. | 3 | 191.601
05.06. | 4 | 191.601
05.06. | 5 | 191.601
05.06. | 6 | 191.601
05.06. | 7 | 191.601
05.06. | 8 | 191.601
05.06. | 9 | 191.601
05.06. | 10 | 191.601
05.06. | 11 | 191.601
05.06. | 12 | 191.601
05.06. | 13 | 191.601
05.06. | 14 | 191.601
05.06. | 15 | 191.601
05.06. | 16 | 191.601
05.06. | 17 | 191.601
05.06. | 18 | 191.601
05.06. | 19 | 191.601
05.06. | 20 | 191.601
05.06. | 21 | 191.601
05.06. | 22 | 191.601
05.06. | 23 | 191.601
05.06. | 24 | 191.601
06.06. | 1 | 191.601
06.06. | 2 | 191.601
06.06. | 3 | 191.601
06.06. | 4 | 191.601
06.06. | 5 | 191.601
06.06. | 6 | 191.601
06.06. | 7 | 191.601
06.06. | 8 | 191.601
06.06. | 9 | 191.601
06.06. | 10 | 191.601
06.06. | 11 | 191.601
06.06. | 12 | 191.601
06.06. | 13 | 191.601
06.06. | 14 | 191.601
06.06. | 15 | 191.601
06.06. | 16 | 191.601
06.06. | 17 | 191.601
06.06. | 18 | 191.601
06.06. | 19 | 191.601
06.06. | 20 | 191.601
06.06. | 21 | 191.601
06.06. | 22 | 191.601
06.06. | 23 | 191.601
06.06. | 24 | 191.601
07.06. | 1 | 191.601
07.06. | 2 | 191.601
07.06. | 3 | 191.601
07.06. | 4 | 191.601
07.06. | 5 | 191.601
07.06. | 6 | 191.601
07.06. | 7 | 191.601
07.06. | 8 | 191.601
07.06. | 9 | 191.601
07.06. | 10 | 191.601
07.06. | 11 | 191.601
07.06. | 12 | 191.601
07.06. | 13 | 191.601
07.06. | 14 | 191.601
07.06. | 15 | 191.601
07.06. | 16 | 191.601
07.06. | 17 | 191.601
07.06. | 18 | 191.601
07.06. | 19 | 191.601
07.06. | 20 | 191.601
07.06. | 21 | 191.601
07.06. | 22 | 191.601
07.06. | 23 | 191.601
07.06. | 24 | 191.601
08.06. | 1 | 191.601
08.06. | 2 | 191.601
08.06. | 3 | 191.601
08.06. | 4 | 191.601
08.06. | 5 | 191.601
08.06. | 6 | 191.601
08.06. | 7 | 191.601
08.06. | 8 | 191.601
08.06. | 9 | 191.601
08.06. | 10 | 191.601
08.06. | 11 | 191.601
08.06. | 12 | 191.601
08.06. | 13 | 191.601
08.06. | 14 | 191.601
08.06. | 15 | 191.601
08.06. | 16 | 191.601
08.06. | 17 | 191.601
08.06. | 18 | 191.601
08.06. | 19 | 191.601
08.06. | 20 | 191.601
08.06. | 21 | 191.601
08.06. | 22 | 191.601
08.06. | 23 | 191.601
08.06. | 24 | 191.601
09.06. | 1 | 191.601
09.06. | 2 | 191.601
09.06. | 3 | 191.601
09.06. | 4 | 191.601
09.06. | 5 | 191.601
09.06. | 6 | 191.601
09.06. | 7 | 191.601
09.06. | 8 | 191.601
09.06. | 9 | 191.601
09.06. | 10 | 191.601
09.06. | 11 | 191.601
09.06. | 12 | 191.601
09.06. | 13 | 191.601
09.06. | 14 | 191.601
09.06. | 15 | 191.601
09.06. | 16 | 191.601
09.06. | 17 | 191.601
09.06. | 18 | 191.601
09.06. | 19 | 191.601
09.06. | 20 | 191.601
09.06. | 21 | 191.601
09.06. | 22 | 191.601
09.06. | 23 | 191.601
09.06. | 24 | 191.601
10.06. | 1 | 191.601
10.06. | 2 | 191.601
10.06. | 3 | 191.601
10.06. | 4 | 191.601
10.06. | 5 | 191.601
10.06. | 6 | 191.601
10.06. | 7 | 191.601
10.06. | 8 | 191.601
10.06. | 9 | 191.601
10.06. | 10 | 191.601
10.06. | 11 | 191.601
10.06. | 12 | 191.601
10.06. | 13 | 191.601
10.06. | 14 | 191.601
10.06. | 15 | 191.601
10.06. | 16 | 191.601
10.06. | 17 | 191.601
10.06. | 18 | 191.601
10.06. | 19 | 191.601
10.06. | 20 | 191.601
10.06. | 21 | 191.601
10.06. | 22 | 191.601
10.06. | 23 | 191.601
10.06. | 24 | 191.601
11.06. | 1 | 191.601
11.06. | 2 | 191.601
11.06. | 3 | 191.601
11.06. | 4 | 191.601
11.06. | 5 | 191.601
11.06. | 6 | 191.601
11.06. | 7 | 191.601
11.06. | 8 | 191.601
11.06. | 9 | 191.601
11.06. | 10 | 191.601
11.06. | 11 | 191.601
11.06. | 12 | 191.601
11.06. | 13 | 191.601
11.06. | 14 | 191.601
11.06. | 15 | 191.601
11.06. | 16 | 191.601
11.06. | 17 | 191.601
11.06. | 18 | 191.601
11.06. | 19 | 191.601
11.06. | 20 | 191.601
11.06. | 21 | 191.601
11.06. | 22 | 191.601
11.06. | 23 | 191.601
11.06. | 24 | 191.601
12.06. | 1 | 191.601
12.06. | 2 | 191.601
12.06. | 3 | 191.601
12.06. | 4 | 191.601
12.06. | 5 | 191.601
12.06. | 6 | 191.601
12.06. | 7 | 191.601
12.06. | 8 | 191.601
12.06. | 9 | 191.601
12.06. | 10 | 191.601
12.06. | 11 | 191.601
12.06. | 12 | 191.601
12.06. | 13 | 191.601
12.06. | 14 | 191.601
12.06. | 15 | 191.601
12.06. | 16 | 191.601
12.06. | 17 | 191.601
12.06. | 18 | 191.601
12.06. | 19 | 191.601
12.06. | 20 | 191.601
12.06. | 21 | 191.601
12.06. | 22 | 191.601
12.06. | 23 | 191.601
12.06. | 24 | 191.601
13.06. | 1 | 191.601
13.06. | 2 | 191.601
13.06. | 3 | 191.601
13.06. | 4 | 191.601
13.06. | 5 | 191.601
13.06. | 6 | 191.601
13.06. | 7 | 191.601
13.06. | 8 | 191.601
13.06. | 9 | 191.601
13.06. | 10 | 191.601
13.06. | 11 | 191.601
13.06. | 12 | 191.601
13.06. | 13 | 191.601
13.06. | 14 | 191.601
13.06. | 15 | 191.601
13.06. | 16 | 191.601
13.06. | 17 | 191.601
13.06. | 18 | 191.601
13.06. | 19 | 191.601
13.06. | 20 | 191.601
13.06. | 21 | 191.601
13.06. | 22 | 191.601
13.06. | 23 | 191.601
13.06. | 24 | 191.601
14.06. | 1 | 191.601
14.06. | 2 | 191.601
14.06. | 3 | 191.601
14.06. | 4 | 191.601
14.06. | 5 | 191.601
14.06. | 6 | 191.601
14.06. | 7 | 191.601
14.06. | 8 | 191.601
14.06. | 9 | 191.601
14.06. | 10 | 191.601
14.06. | 11 | 191.601
14.06. | 12 | 191.601
14.06. | 13 | 191.601
14.06. | 14 | 191.601
14.06. | 15 | 191.601
14.06. | 16 | 191.601
14.06. | 17 | 191.601
14.06. | 18 | 191.601
14.06. | 19 | 191.601
14.06. | 20 | 191.601
14.06. | 21 | 191.601
14.06. | 22 | 191.601
14.06. | 23 | 191.601
14.06. | 24 | 191.601
15.06. | 1 | 191.601
15.06. | 2 | 191.601
15.06. | 3 | 191.601
15.06. | 4 | 191.601
15.06. | 5 | 191.601
15.06. | 6 | 191.601
15.06. | 7 | 191.601
15.06. | 8 | 191.601
15.06. | 9 | 191.601
15.06. | 10 | 191.601
15.06. | 11 | 191.601
15.06. | 12 | 191.601
15.06. | 13 | 191.601
15.06. | 14 | 191.601
15.06. | 15 | 191.601
15.06. | 16 | 191.601
15.06. | 17 | 191.601
15.06. | 18 | 191.601
15.06. | 19 | 191.601
15.06. | 20 | 191.601
15.06. | 21 | 191.601
15.06. | 22 | 191.601
15.06. | 23 | 191.601
15.06. | 24 | 191.601
16.06. | 1 | 191.601
16.06. | 2 | 191.601
16.06. | 3 | 191.601
16.06. | 4 | 191.601
16.06. | 5 | 191.601
16.06. | 6 | 191.601
16.06. | 7 | 191.601
16.06. | 8 | 191.601
16.06. | 9 | 191.601
16.06. | 10 | 191.601
16.06. | 11 | 191.601
16.06. | 12 | 191.601
16.06. | 13 | 191.601
16.06. | 14 | 191.601
16.06. | 15 | 191.601
16.06. | 16 | 191.601
16.06. | 17 | 191.601
16.06. | 18 | 191.601
16.06. | 19 | 191.601
16.06. | 20 | 191.601
16.06. | 21 | 191.601
16.06. | 22 | 191.601
16.06. | 23 | 191.601
16.06. | 24 | 191.601
17.06. | 1 | 191.601
17.06. | 2 | 191.601
17.06. | 3 | 191.601
17.06. | 4 | 191.601
17.06. | 5 | 191.601
17.06. | 6 | 191.601
17.06. | 7 | 191.601
17.06. | 8 | 191.601
17.06. | 9 | 191.601
17.06. | 10 | 191.601
17.06. | 11 | 191.601
17.06. | 12 | 191.601
17.06. | 13 | 191.601
17.06. | 14 | 191.601
17.06. | 15 | 191.601
17.06. | 16 | 191.601
17.06. | 17 | 191.601
17.06. | 18 | 191.601
17.06. | 19 | 191.601
17.06. | 20 | 191.601
17.06. | 21 | 191.601
17.06. | 22 | 191.601
17.06. | 23 | 191.601
17.06. | 24 | 191.601
18.06. | 1 | 191.601
18.06. | 2 | 191.601
18.06. | 3 | 191.601
18.06. | 4 | 191.601
18.06. | 5 | 191.601
18.06. | 6 | 191.601
18.06. | 7 | 191.601
18.06. | 8 | 191.601
18.06. | 9 | 191.601
18.06. | 10 | 191.601
18.06. | 11 | 191.601
18.06. | 12 | 191.601
18.06. | 13 | 191.601
18.06. | 14 | 191.601
18.06. | 15 | 191.601
18.06. | 16 | 191.601
18.06. | 17 | 191.601
18.06. | 18 | 191.601
18.06. | 19 | 191.601
18.06. | 20 | 191.601
18.06. | 21 | 191.601
18.06. | 22 | 191.601
18.06. | 23 | 191.601
18.06. | 24 | 191.601
19.06. | 1 | 191.601
19.06. | 2 | 191.601
19.06. | 3 | 191.601
19.06. | 4 | 191.601
19.06. | 5 | 191.601
19.06. | 6 | 191.601
19.06. | 7 | 191.601
19.06. | 8 | 191.601
19.06. | 9 | 191.601
19.06. | 10 | 191.601
19.06. | 11 | 191.601
19.06. | 12 | 191.601
19.06. | 13 | 191.601
19.06. | 14 | 191.601
19.06. | 15 | 191.601
19.06. | 16 | 191.601
19.06. | 17 | 191.601
19.06. | 18 | 191.601
19.06. | 19 | 191.601
19.06. | 20 | 191.601
19.06. | 21 | 191.601
19.06. | 22 | 191.601
19.06. | 23 | 191.601
19.06. | 24 | 191.601
20.06. | 1 | 191.601
20.06. | 2 | 191.601
20.06. | 3 | 191.601
20.06. | 4 | 191.601
20.06. | 5 | 191.601
20.06. | 6 | 191.601
20.06. | 7 | 191.601
20.06. | 8 | 191.601
20.06. | 9 | 191.601
20.06. | 10 | 191.601
20.06. | 11 | 191.601
20.06. | 12 | 191.601
20.06. | 13 | 191.601
20.06. | 14 | 191.601
20.06. | 15 | 191.601
20.06. | 16 | 191.601
20.06. | 17 | 191.601
20.06. | 18 | 191.601
20.06. | 19 | 191.601
20.06. | 20 | 191.601
20.06. | 21 | 191.601
20.06. | 22 | 191.601
20.06. | 23 | 191.601
20.06. | 24 | 191.601
21.06. | 1 | 191.601
21.06. | 2 | 191.601
21.06. | 3 | 191.601
21.06. | 4 | 191.601
21.06. | 5 | 191.601
21.06. | 6 | 191.601
21.06. | 7 | 191.601
21.06. | 8 | 191.601
21.06. | 9 | 191.601
21.06. | 10 | 191.601
21.06. | 11 | 191.601
21.06. | 12 | 191.601
21.06. | 13 | 191.601
21.06. | 14 | 191.601
21.06. | 15 | 191.601
21.06. | 16 | 191.601
21.06. | 17 | 191.601
21.06. | 18 | 191.601
21.06. | 19 | 191.601
21.06. | 20 | 191.601
21.06. | 21 | 191.601
21.06. | 22 | 191.601
21.06. | 23 | 191.601
21.06. | 24 | 191.601
22.06. | 1 | 191.601
22.06. | 2 | 191.601
22.06. | 3 | 191.601
22.06. | 4 | 191.601
22.06. | 5 | 191.601
22.06. | 6 | 191.601
22.06. | 7 | 191.601
22.06. | 8 | 191.601
22.06. | 9 | 191.601
22.06. | 10 | 191.601
22.06. | 11 | 191.601
22.06. | 12 | 191.601
22.06. | 13 | 191.601
22.06. | 14 | 191.601
22.06. | 15 | 191.601
22.06. | 16 | 191.601
22.06. | 17 | 191.601
22.06. | 18 | 191.601
22.06. | 19 | 191.601
22.06. | 20 | 191.601
22.06. | 21 | 191.601
22.06. | 22 | 191.601
22.06. | 23 | 191.601
22.06. | 24 | 191.601
23.06. | 1 | 191.601
23.06. | 2 | 191.601
23.06. | 3 | 191.601
23.06. | 4 | 191.601
23.06. | 5 | 191.601
23.06. | 6 | 191.601
23.06. | 7 | 191.601
23.06. | 8 | 191.601
23.06. | 9 | 191.601
23.06. | 10 | 191.601
23.06. | 11 | 191.601
23.06. | 12 | 191.601
23.06. | 13 | 191.601
23.06. | 14 | 191.601
23.06. | 15 | 191.601
23.06. | 16 | 191.601
23.06. | 17 | 191.601
23.06. | 18 | 191.601
23.06. | 19 | 191.601
23.06. | 20 | 191.601
23.06. | 21 | 191.601
23.06. | 22 | 191.601
23.06. | 23 | 191.601
23.06. | 24 | 191.601
24.06. | 1 | 191.601
24.06. | 2 | 191.601
24.06. | 3 | 191.601
24.06. | 4 | 191.601
24.06. | 5 | 191.601
24.06. | 6 | 191.601
24.06. | 7 | 191.601
24.06. | 8 | 191.601
24.06. | 9 | 191.601
24.06. | 10 | 191.601
24.06. | 11 | 191.601
24.06. | 12 | 191.601
24.06. | 13 | 191.601
24.06. | 14 | 191.601
24.06. | 15 | 191.601
24.06. | 16 | 191.601
24.06. | 17 | 191.601
24.06. | 18 | 191.601
24.06. | 19 | 191.601
24.06. | 20 | 191.601
24.06. | 21 | 191.601
24.06. | 22 | 191.601
24.06. | 23 | 191.601
24.06. | 24 | 191.601
25.06. | 1 | 191.601
25.06. | 2 | 191.601
25.06. | 3 | 191.601
25.06. | 4 | 191.601
25.06. | 5 | 191.601
25.06. | 6 | 191.601
25.06. | 7 | 191.601
25.06. | 8 | 191.601
25.06. | 9 | 191.601
25.06. | 10 | 191.601
25.06. | 11 | 191.601
25.06. | 12 | 191.601
25.06. | 13 | 191.601
25.06. | 14 | 191.601
25.06. | 15 | 191.601
25.06. | 16 | 191.601
25.06. | 17 | 191.601
25.06. | 18 | 191.601
25.06. | 19 | 191.601
25.06. | 20 | 191.601
25.06. | 21 | 191.601
25.06. | 22 | 191.601
25.06. | 23 | 191.601
25.06. | 24 | 191.601
26.06. | 1 | 191.601
26.06. | 2 | 191.601
26.06. | 3 | 191.601
26.06. | 4 | 191.601
26.06. | 5 | 191.601
26.06. | 6 | 191.601
26.06. | 7 | 191.601
26.06. | 8 | 191.601
26.06. | 9 | 191.601
26.06. | 10 | 191.601
26.06. | 11 | 191.601
26.06. | 12 | 191.601
26.06. | 13 | 191.601
26.06. | 14 | 191.601
26.06. | 15 | 191.601
26.06. | 16 | 191.601
26.06. | 17 | 191.601
26.06. | 18 | 191.601
26.06. | 19 | 191.601
26.06. | 20 | 191.601
26.06. | 21 | 191.601
26.06. | 22 | 191.601
26.06. | 23 | 191.601
26.06. | 24 | 191.601
27.06. | 1 | 191.601
27.06. | 2 | 191.601
27.06. | 3 | 191.601
27.06. | 4 | 191.601
27.06. | 5 | 191.601
27.06. | 6 | 191.601
27.06. | 7 | 191.601
27.06. | 8 | 191.601
27.06. | 9 | 191.601
27.06. | 10 | 191.601
27.06. | 11 | 191.601
27.06. | 12 | 191.601
27.06. | 13 | 191.601
27.06. | 14 | 191.601
27.06. | 15 | 191.601
27.06. | 16 | 191.601
27.06. | 17 | 191.601
27.06. | 18 | 191.601
27.06. | 19 | 191.601
27.06. | 20 | 191.601
27.06. | 21 | 191.601
27.06. | 22 | 191.601
27.06. | 23 | 191.601
27.06. | 24 | 191.601
28.06. | 1 | 191.601
28.06. | 2 | 191.601
28.06. | 3 | 191.601
28.06. | 4 | 191.601
28.06. | 5 | 191.601
28.06. | 6 | 191.601
28.06. | 7 | 191.601
28.06. | 8 | 191.601
28.06. | 9 | 191.601
28.06. | 10 | 191.601
28.06. | 11 | 191.601
28.06. | 12 | 191.601
28.06. | 13 | 191.601
28.06. | 14 | 191.601
28.06. | 15 | 191.601
28.06. | 16 | 191.601
28.06. | 17 | 191.601
28.06. | 18 | 191.601
28.06. | 19 | 191.601
28.06. | 20 | 191.601
28.06. | 21 | 191.601
28.06. | 22 | 191.601
28.06. | 23 | 191.601
28.06. | 24 | 191.601
29.06. | 1 | 191.601
29.06. | 2 | 191.601
29.06. | 3 | 191.601
29.06. | 4 | 191.601
29.06. | 5 | 191.601
29.06. | 6 | 191.601
29.06. | 7 | 191.601
29.06. | 8 | 191.601
29.06. | 9 | 191.601
29.06. | 10 | 191.601
29.06. | 11 | 191.601
29.06. | 12 | 191.601
29.06. | 13 | 191.601
29.06. | 14 | 191.601
29.06. | 15 | 191.601
29.06. | 16 | 191.601
29.06. | 17 | 191.601
29.06. | 18 | 191.601
29.06. | 19 | 191.601
29.06. | 20 | 191.601
29.06. | 21 | 191.601
29.06. | 22 | 191.601
29.06. | 23 | 191.601
29.06. | 24 | 191.601
30.06. | 1 | 191.601
30.06. | 2 | 191.601
30.06. | 3 | 191.601
30.06. | 4 | 191.601
30.06. | 5 | 191.601
30.06. | 6 | 191.601
30.06. | 7 | 191.601
30.06. | 8 | 191.601
30.06. | 9 | 191.601
30.06. | 10 | 191.601
30.06. | 11 | 191.601
30.06. | 12 | 191.601
30.06. | 13 | 191.601
30.06. | 14 | 191.601
30.06. | 15 | 191.601
30.06. | 16 | 191.601
30.06. | 17 | 191.601
30.06. | 18 | 191.601
30.06. | 19 | 191.601
30.06. | 20 | 191.601
30.06. | 21 | 191.601
30.06. | 22 | 191.601
30.06. | 23 | 191.601
30.06. | 24 | 191.601
01.07. | 1 | 191.601
01.07. | 2 | 191.601
01.07. | 3 | 191.601
01.07. | 4 | 191.601
01.07. | 5 | 191.601
01.07. | 6 | 191.601
01.07. | 7 | 191.601
01.07. | 8 | 191.601
01.07. | 9 | 191.601
01.07. | 10 | 191.601
01.07. | 11 | 191.601
01.07. | 12 | 191.601
01.07. | 13 | 191.601
01.07. | 14 | 191.601
01.07. | 15 | 191.601
01.07. | 16 | 191.601
01.07. | 17 | 191.601
01.07. | 18 | 191.601
01.07. | 19 | 191.601
01.07. | 20 | 191.601
01.07. | 21 | 191.601
01.07. | 22 | 191.601
01.07. | 23 | 191.601
01.07. | 24 | 191.601
02.07. | 1 | 191.601
02.07. | 2 | 191.601
02.07. | 3 | 191.601
02.07. | 4 | 191.601
02.07. | 5 | 191.601
02.07. | 6 | 191.601
02.07. | 7 | 191.601
02.07. | 8 | 191.601
02.07. | 9 | 191.601
02.07. | 10 | 191.601
02.07. | 11 | 191.601
02.07. | 12 | 191.601
02.07. | 13 | 191.601
02.07. | 14 | 191.601
02.07. | 15 | 191.601
02.07. | 16 | 191.601
02.07. | 17 | 191.601
02.07. | 18 | 191.601
02.07. | 19 | 191.601
02.07. | 20 | 191.601
02.07. | 21 | 191.601
02.07. | 22 | 191.601
02.07. | 23 | 191.601
02.07. | 24 | 191.601
03.07. | 1 | 191.601
03.07. | 2 | 191.601
03.07. | 3 | 191.601
03.07. | 4 | 191.601
03.07. | 5 | 191.601
03.07. | 6 | 191.601
03.07. | 7 | 191.601
03.07. | 8 | 191.601
03.07. | 9 | 191.601
03.07. | 10 | 191.601
03.07. | 11 | 191.601
03.07. | 12 | 191.601
03.07. | 13 | 191.601
03.07. | 14 | 191.601
03.07. | 15 | 191.601
03.07. | 16 | 191.601
03.07. | 17 | 191.601
03.07. | 18 | 191.601
03.07. | 19 | 191.601
03.07. | 20 | 191.601
03.07. | 21 | 191.601
03.07. | 22 | 191.601
03.07. | 23 | 191.601
03.07. | 24 | 191.601
04.07. | 1 | 191.601
04.07. | 2 | 191.601
04.07. | 3 | 191.601
04.07. | 4 | 191.601
04.07. | 5 | 191.601
04.07. | 6 | 191.601
04.07. | 7 | 191.601
04.07. | 8 | 191.601
04.07. | 9 | 191.601
04.07. | 10 | 191.601
04.07. | 11 | 191.601
04.07. | 12 | 191.601
04.07. | 13 | 191.601
04.07. | 14 | 191.601
04.07. | 15 | 191.601
04.07. | 16 | 191.601
04.07. | 17 | 191.601
04.07. | 18 | 191.601
04.07. | 19 | 191.601
04.07. | 20 | 191.601
04.07. | 21 | 191.601
04.07. | 22 | 191.601
04.07. | 23 | 191.601
04.07. | 24 | 191.601
05.07. | 1 | 191.601
05.07. | 2 | 191.601
05.07. | 3 | 191.601
05.07. | 4 | 191.601
05.07. | 5 | 191.601
05.07. | 6 | 191.601
05.07. | 7 | 191.601
05.07. | 8 | 191.601
05.07. | 9 | 191.601
05.07. | 10 | 191.601
05.07. | 11 | 191.601
05.07. | 12 | 191.601
05.07. | 13 | 191.601
05.07. | 14 | 191.601
05.07. | 15 | 191.601
05.07. | 16 | 191.601
05.07. | 17 | 191.601
05.07. | 18 | 191.601
05.07. | 19 | 191.601
05.07. | 20 | 191.601
05.07. | 21 | 191.601
05.07. | 22 | 191.601
05.07. | 23 | 191.601
05.07. | 24 | 191.601
06.07. | 1 | 191.601
06.07. | 2 | 191.601
06.07. | 3 | 191.601
06.07. | 4 | 191.601
06.07. | 5 | 191.601
06.07. | 6 | 191.601
06.07. | 7 | 191.601
06.07. | 8 | 191.601
06.07. | 9 | 191.601
06.07. | 10 | 191.601
06.07. | 11 | 191.601
06.07. | 12 | 191.601
06.07. | 13 | 191.601
06.07. | 14 | 191.601
06.07. | 15 | 191.601
06.07. | 16 | 191.601
06.07. | 17 | 191.601
06.07. | 18 | 191.601
06.07. | 19 | 191.601
06.07. | 20 | 191.601
06.07. | 21 | 191.601
06.07. | 22 | 191.601
06.07. | 23 | 191.601
06.07. | 24 | 191.601
07.07. | 1 | 191.601
07.07. | 2 | 191.601
07.07. | 3 | 191.601
07.07. | 4 | 191.601
07.07. | 5 | 191.601
07.07. | 6 | 191.601
07.07. | 7 | 191.601
07.07. | 8 | 191.601
07.07. | 9 | 191.601
07.07. | 10 | 191.601
07.07. | 11 | 191.601
07.07. | 12 | 191.601
07.07. | 13 | 191.601
07.07. | 14 | 191.601
07.07. | 15 | 191.601
07.07. | 16 | 191.601
07.07. | 17 | 191.601
07.07. | 18 | 191.601
07.07. | 19 | 191.601
07.07. | 20 | 191.601
07.07. | 21 | 191.601
07.07. | 22 | 191.601
07.07. | 23 | 191.601
07.07. | 24 | 191.601
08.07. | 1 | 191.601
08.07. | 2 | 191.601
08.07. | 3 | 191.601
08.07. | 4 | 191.601
08.07. | 5 | 191.601
08.07. | 6 | 191.601
08.07. | 7 | 191.601
08.07. | 8 | 191.601
08.07. | 9 | 191.601
08.07. | 10 | 191.601
08.07. | 11 | 191.601
08.07. | 12 | 191.601
08.07. | 13 | 191.601
08.07. | 14 | 191.601
08.07. | 15 | 191.601
08.07. | 16 | 191.601
08.07. | 17 | 191.601
08.07. | 18 | 191.601
08.07. | 19 | 191.601
08.07. | 20 | 191.601
08.07. | 21 | 191.601
08.07. | 22 | 191.601
08.07. | 23 | 191.601
08.07. | 24 | 191.601
09.07. | 1 | 191.601
09.07. | 2 | 191.601
09.07. | 3 | 191.601
09.07. | 4 | 191.601
09.07. | 5 | 191.601
09.07. | 6 | 191.601
09.07. | 7 | 191.601
09.07. | 8 | 191.601
09.07. | 9 | 191.601
09.07. | 10 | 191.601
09.07. | 11 | 191.601
09.07. | 12 | 191.601
09.07. | 13 | 191.601
09.07. | 14 | 191.601
09.07. | 15 | 191.601
09.07. | 16 | 191.601
09.07. | 17 | 191.601
09.07. | 18 | 191.601
09.07. | 19 | 191.601
09.07. | 20 | 191.601
09.07. | 21 | 191.601
09.07. | 22 | 191.601
09.07. | 23 | 191.601
09.07. | 24 | 191.601
10.07. | 1 | 191.601
10.07. | 2 | 191.601
10.07. | 3 | 191.601
10.07. | 4 | 191.601
10.07. | 5 | 191.601
10.07. | 6 | 191.601
10.07. | 7 | 191.601
10.07. | 8 | 191.601
10.07. | 9 | 191.601
10.07. | 10 | 191.601
10.07. | 11 | 191.601
10.07. | 12 | 191.601
10.07. | 13 | 191.601
10.07. | 14 | 191.601
10.07. | 15 | 191.601
10.07. | 16 | 191.601
10.07. | 17 | 191.601
10.07. | 18 | 191.601
10.07. | 19 | 191.601
10.07. | 20 | 191.601
10.07. | 21 | 191.601
10.07. | 22 | 191.601
10.07. | 23 | 191.601
10.07. | 24 | 191.601
11.07. | 1 | 191.601
11.07. | 2 | 191.601
11.07. | 3 | 191.601
11.07. | 4 | 191.601
11.07. | 5 | 191.601
11.07. | 6 | 191.601
11.07. | 7 | 191.601
11.07. | 8 | 191.601
11.07. | 9 | 191.601
11.07. | 10 | 191.601
11.07. | 11 | 191.601
11.07. | 12 | 191.601
11.07. | 13 | 191.601
11.07. | 14 | 191.601
11.07. | 15 | 191.601
11.07. | 16 | 191.601
11.07. | 17 | 191.601
11.07. | 18 | 191.601
11.07. | 19 | 191.601
11.07. | 20 | 191.601
11.07. | 21 | 191.601
11.07. | 22 | 191.601
11.07. | 23 | 191.601
11.07. | 24 | 191.601
12.07. | 1 | 191.601
12.07. | 2 | 191.601
12.07. | 3 | 191.601
12.07. | 4 | 191.601
12.07. | 5 | 191.601
12.07. | 6 | 191.601
12.07. | 7 | 191.601
12.07. | 8 | 191.601
12.07. | 9 | 191.601
12.07. | 10 | 191.601
12.07. | 11 | 191.601
12.07. | 12 | 191.601
12.07. | 13 | 191.601
12.07. | 14 | 191.601
12.07. | 15 | 191.601
12.07. | 16 | 191.601
12.07. | 17 | 191.601
12.07. | 18 | 191.601
12.07. | 19 | 191.601
12.07. | 20 | 191.601
12.07. | 21 | 191.601
12.07. | 22 | 191.601
12.07. | 23 | 191.601
12.07. | 24 | 191.601
13.07. | 1 | 191.601
13.07. | 2 | 191.601
13.07. | 3 | 191.601
13.07. | 4 | 191.601
13.07. | 5 | 191.601
13.07. | 6 | 191.601
13.07. | 7 | 191.601
13.07. | 8 | 191.601
13.07. | 9 | 191.601
13.07. | 10 | 191.601
13.07. | 11 | 191.601
13.07. | 12 | 191.601
13.07. | 13 | 191.601
13.07. | 14 | 191.601
13.07. | 15 | 191.601
13.07. | 16 | 191.601
13.07. | 17 | 191.601
13.07. | 18 | 191.601
13.07. | 19 | 191.601
13.07. | 20 | 191.601
13.07. | 21 | 191.601
13.07. | 22 | 191.601
13.07. | 23 | 191.601
13.07. | 24 | 191.601
14.07. | 1 | 191.601
14.07. | 2 | 191.601
14.07. | 3 | 191.601
14.07. | 4 | 191.601
14.07. | 5 | 191.601
14.07. | 6 | 191.601
14.07. | 7 | 191.601
14.07. | 8 | 191.601
14.07. | 9 | 191.601
14.07. | 10 | 191.601
14.07. | 11 | 191.601
14.07. | 12 | 191.601
14.07. | 13 | 191.601
14.07. | 14 | 191.601
14.07. | 15 | 191.601
14.07. | 16 | 191.601
14.07. | 17 | 191.601
14.07. | 18 | 191.601
14.07. | 19 | 191.601
14.07. | 20 | 191.601
14.07. | 21 | 191.601
14.07. | 22 | 191.601
14.07. | 23 | 191.601
14.07. | 24 | 191.601
15.07. | 1 | 191.601
15.07. | 2 | 191.601
15.07. | 3 | 191.601
15.07. | 4 | 191.601
15.07. | 5 | 191.601
15.07. | 6 | 191.601
15.07. | 7 | 191.601
15.07. | 8 | 191.601
15.07. | 9 | 191.601
15.07. | 10 | 191.601
15.07. | 11 | 191.601
15.07. | 12 | 191.601
15.07. | 13 | 191.601
15.07. | 14 | 191.601
15.07. | 15 | 191.601
15.07. | 16 | 191.601
15.07. | 17 | 191.601
15.07. | 18 | 191.601
15.07. | 19 | 191.601
15.07. | 20 | 191.601
15.07. | 21 | 191.601
15.07. | 22 | 191.601
15.07. | 23 | 191.601
15.07. | 24 | 191.601
16.07. | 1 | 191.601
16.07. | 2 | 191.601
16.07. | 3 | 191.601
16.07. | 4 | 191.601
16.07. | 5 | 191.601
16.07. | 6 | 191.601
16.07. | 7 | 191.601
16.07. | 8 | 191.601
16.07. | 9 | 191.601
16.07. | 10 | 191.601
16.07. | 11 | 191.601
16.07. | 12 | 191.601
16.07. | 13 | 191.601
16.07. | 14 | 191.601
16.07. | 15 | 191.601
16.07. | 16 | 191.601
16.07. | 17 | 191.601
16.07. | 18 | 191.601
16.07. | 19 | 191.601
16.07. | 20 | 191.601
16.07. | 21 | 191.601
16.07. | 22 | 191.601
16.07. | 23 | 191.601
16.07. | 24 | 191.601
17.07. | 1 | 191.601
17.07. | 2 | 191.601
17.07. | 3 | 191.601
17.07. | 4 | 191.601
17.07. | 5 | 191.601
17.07. | 6 | 191.601
17.07. | 7 | 191.601
17.07. | 8 | 191.601
17.07. | 9 | 191.601
17.07. | 10 | 191.601
17.07. | 11 | 191.601
17.07. | 12 | 191.601
17.07. | 13 | 191.601
17.07. | 14 | 191.601
17.07. | 15 | 191.601
17.07. | 16 | 191.601
17.07. | 17 | 191.601
17.07. | 18 | 191.601
17.07. | 19 | 191.601
17.07. | 20 | 191.601
17.07. | 21 | 191.601
17.07. | 22 | 191.601
17.07. | 23 | 191.601
17.07. | 24 | 191.601
18.07. | 1 | 191.601
18.07. | 2 | 191.601
18.07. | 3 | 191.601
18.07. | 4 | 191.601
18.07. | 5 | 191.601
18.07. | 6 | 191.601
18.07. | 7 | 191.601
18.07. | 8 | 191.601
18.07. | 9 | 191.601
18.07. | 10 | 191.601
18.07. | 11 | 191.601
18.07. | 12 | 191.601
18.07. | 13 | 191.601
18.07. | 14 | 191.601
18.07. | 15 | 191.601
18.07. | 16 | 191.601
18.07. | 17 | 191.601
18.07. | 18 | 191.601
18.07. | 19 | 191.601
18.07. | 20 | 191.601
18.07. | 21 | 191.601
18.07. | 22 | 191.601
18.07. | 23 | 191.601
18.07. | 24 | 191.601
19.07. | 1 | 191.601
19.07. | 2 | 191.601
19.07. | 3 | 191.601
19.07. | 4 | 191.601
19.07. | 5 | 191.601
19.07. | 6 | 191.601
19.07. | 7 | 191.601
19.07. | 8 | 191.601
19.07. | 9 | 191.601
19.07. | 10 | 191.601
19.07. | 11 | 191.601
19.07. | 12 | 191.601
19.07. | 13 | 191.601
19.07. | 14 | 191.601
19.07. | 15 | 191.601
19.07. | 16 | 191.601
19.07. | 17 | 191.601
19.07. | 18 | 191.601
19.07. | 19 | 191.601
19.07. | 20 | 191.601
19.07. | 21 | 191.601
19.07. | 22 | 191.601
19.07. | 23 | 191.601
19.07. | 24 | 191.601
20.07. | 1 | 191.601
20.07. | 2 | 191.601
20.07. | 3 | 191.601
20.07. | 4 | 191.601
20.07. | 5 | 191.601
20.07. | 6 | 191.601
20.07. | 7 | 191.601
20.07. | 8 | 191.601
20.07. | 9 | 191.601
20.07. | 10 | 191.601
20.07. | 11 | 191.601
20.07. | 12 | 191.601
20.07. | 13 | 191.601
20.07. | 14 | 191.601
20.07. | 15 | 191.601
20.07. | 16 | 191.601
20.07. | 17 | 191.601
20.07. | 18 | 191.601
20.07. | 19 | 191.601
20.07. | 20 | 191.601
20.07. | 21 | 191.601
20.07. | 22 | 191.601
20.07. | 23 | 191.601
20.07. | 24 | 191.601
21.07. | 1 | 191.601
21.07. | 2 | 191.601
21.07. | 3 | 191.601
21.07. | 4 | 191.601
21.07. | 5 | 191.601
21.07. | 6 | 191.601
21.07. | 7 | 191.601
21.07. | 8 | 191.601
21.07. | 9 | 191.601
21.07. | 10 | 191.601
21.07. | 11 | 191.601
21.07. | 12 | 191.601
21.07. | 13 | 191.601
21.07. | 14 | 191.601
21.07. | 15 | 191.601
21.07. | 16 | 191.601
21.07. | 17 | 191.601
21.07. | 18 | 191.601
21.07. | 19 | 191.601
21.07. | 20 | 191.601
21.07. | 21 | 191.601
21.07. | 22 | 191.601
21.07. | 23 | 191.601
21.07. | 24 | 191.601
22.07. | 1 | 191.601
22.07. | 2 | 191.601
22.07. | 3 | 191.601
22.07. | 4 | 191.601
22.07. | 5 | 191.601
22.07. | 6 | 191.601
22.07. | 7 | 191.601
22.07. | 8 | 191.601
22.07. | 9 | 191.601
22.07. | 10 | 191.601
22.07. | 11 | 191.601
22.07. | 12 | 191.601
22.07. | 13 | 191.601
22.07. | 14 | 191.601
22.07. | 15 | 191.601
22.07. | 16 | 191.601
22.07. | 17 | 191.601
22.07. | 18 | 191.601
22.07. | 19 | 191.601
22.07. | 20 | 191.601
22.07. | 21 | 191.601
22.07. | 22 | 191.601
22.07. | 23 | 191.601
22.07. | 24 | 191.601
23.07. | 1 | 191.601
23.07. | 2 | 191.601
23.07. | 3 | 191.601
23.07. | 4 | 191.601
23.07. | 5 | 191.601
23.07. | 6 | 191.601
23.07. | 7 | 191.601
23.07. | 8 | 191.601
23.07. | 9 | 191.601
23.07. | 10 | 191.601
23.07. | 11 | 191.601
23.07. | 12 | 191.601
23.07. | 13 | 191.601
23.07. | 14 | 191.601
23.07. | 15 | 191.601
23.07. | 16 | 191.601
23.07. | 17 | 191.601
23.07. | 18 | 191.601
23.07. | 19 | 191.601
23.07. | 20 | 191.601
23.07. | 21 | 191.601
23.07. | 22 | 191.601
23.07. | 23 | 191.601
23.07. | 24 | 191.601
24.07. | 1 | 191.601
24.07. | 2 | 191.601
24.07. | 3 | 191.601
24.07. | 4 | 191.601
24.07. | 5 | 191.601
24.07. | 6 | 191.601
24.07. | 7 | 191.601
24.07. | 8 | 191.601
24.07. | 9 | 191.601
24.07. | 10 | 191.601
24.07. | 11 | 191.601
24.07. | 12 | 191.601
24.07. | 13 | 191.601
24.07. | 14 | 191.601
24.07. | 15 | 191.601
24.07. | 16 | 191.601
24.07. | 17 | 191.601
24.07. | 18 | 191.601
24.07. | 19 | 191.601
24.07. | 20 | 191.601
24.07. | 21 | 191.601
24.07. | 22 | 191.601
24.07. | 23 | 191.601
24.07. | 24 | 191.601
25.07. | 1 | 191.601
25.07. | 2 | 191.601
25.07. | 3 | 191.601
25.07. | 4 | 191.601
25.07. | 5 | 191.601
25.07. | 6 | 191.601
25.07. | 7 | 191.601
25.07. | 8 | 191.601
25.07. | 9 | 191.601
25.07. | 10 | 191.601
25.07. | 11 | 191.601
25.07. | 12 | 191.601
25.07. | 13 | 191.601
25.07. | 14 | 191.601
25.07. | 15 | 191.601
25.07. | 16 | 191.601
25.07. | 17 | 191.601
25.07. | 18 | 191.601
25.07. | 19 | 191.601
25.07. | 20 | 191.601
25.07. | 21 | 191.601
25.07. | 22 | 191.601
25.07. | 23 | 191.601
25.07. | 24 | 191.601
26.07. | 1 | 191.601
26.07. | 2 | 191.601
26.07. | 3 | 191.601
26.07. | 4 | 191.601
26.07. | 5 | 191.601
26.07. | 6 | 191.601
26.07. | 7 | 191.601
26.07. | 8 | 191.601
26.07. | 9 | 191.601
26.07. | 10 | 191.601
26.07. | 11 | 191.601
26.07. | 12 | 191.601
26.07. | 13 | 191.601
26.07. | 14 | 191.601
26.07. | 15 | 191.601
26.07. | 16 | 191.601
26.07. | 17 | 191.601
26.07. | 18 | 191.601
26.07. | 19 | 191.601
26.07. | 20 | 191.601
26.07. | 21 | 191.601
26.07. | 22 | 191.601
26.07. | 23 | 191.601
26.07. | 24 | 191.601
27.07. | 1 | 191.601
27.07. | 2 | 191.601
27.07. | 3 | 191.601
27.07. | 4 | 191.601
27.07. | 5 | 191.601
27.07. | 6 | 191.601
27.07. | 7 | 191.601
27.07. | 8 | 191.601
27.07. | 9 | 191.601
27.07. | 10 | 191.601
27.07. | 11 | 191.601
27.07. | 12 | 191.601
27.07. | 13 | 191.601
27.07. | 14 | 191.601
27.07. | 15 | 191.601
27.07. | 16 | 191.601
27.07. | 17 | 191.601
27.07. | 18 | 191.601
27.07. | 19 | 191.601
27.07. | 20 | 191.601
27.07. | 21 | 191.601
27.07. | 22 | 191.601
27.07. | 23 | 191.601
27.07. | 24 | 191.601
28.07. | 1 | 191.601
28.07. | 2 | 191.601
28.07. | 3 | 191.601
28.07. | 4 | 191.601
28.07. | 5 | 191.601
28.07. | 6 | 191.601
28.07. | 7 | 191.601
28.07. | 8 | 191.601
28.07. | 9 | 191.601
28.07. | 10 | 191.601
28.07. | 11 | 191.601
28.07. | 12 | 191.601
28.07. | 13 | 191.601
28.07. | 14 | 191.601
28.07. | 15 | 191.601
28.07. | 16 | 191.601
28.07. | 17 | 191.601
28.07. | 18 | 191.601
28.07. | 19 | 191.601
28.07. | 20 | 191.601
28.07. | 21 | 191.601
28.07. | 22 | 191.601
28.07. | 23 | 191.601
28.07. | 24 | 191.601
29.07. | 1 | 191.601
29.07. | 2 | 191.601
29.07. | 3 | 191.601
29.07. | 4 | 191.601
29.07. | 5 | 191.601
29.07. | 6 | 191.601
29.07. | 7 | 191.601
29.07. | 8 | 191.601
29.07. | 9 | 191.601
29.07. | 10 | 191.601
29.07. | 11 | 191.601
29.07. | 12 | 191.601
29.07. | 13 | 191.601
29.07. | 14 | 191.601
29.07. | 15 | 191.601
29.07. | 16 | 191.601
29.07. | 17 | 191.601
29.07. | 18 | 191.601
29.07. | 19 | 191.601
29.07. | 20 | 191.601
29.07. | 21 | 191.601
29.07. | 22 | 191.601
29.07. | 23 | 191.601
29.07. | 24 | 191.601
30.07. | 1 | 191.601
30.07. | 2 | 191.601
30.07. | 3 | 191.601
30.07. | 4 | 191.601
30.07. | 5 | 191.601
30.07. | 6 | 191.601
30.07. | 7 | 191.601
30.07. | 8 | 191.601
30.07. | 9 | 191.601
30.07. | 10 | 191.601
30.07. | 11 | 191.601
30.07. | 12 | 191.601
30.07. | 13 | 191.601
30.07. | 14 | 191.601
30.07. | 15 | 191.601
30.07. | 16 | 191.601
30.07. | 17 | 191.601
30.07. | 18 | 191.601
30.07. | 19 | 191.601
30.07. | 20 | 191.601
30.07. | 21 | 191.601
30.07. | 22 | 191.601
30.07. | 23 | 191.601
30.07. | 24 | 191.601
31.07. | 1 | 191.601
31.07. | 2 | 191.601
31.07. | 3 | 191.601
31.07. | 4 | 191.601
31.07. | 5 | 191.601
31.07. | 6 | 191.601
31.07. | 7 | 191.601
31.07. | 8 | 191.601
31.07. | 9 | 191.601
31.07. | 10 | 191.601
31.07. | 11 | 191.601
31.07. | 12 | 191.601
31.07. | 13 | 191.601
31.07. | 14 | 191.601
31.07. | 15 | 191.601
31.07. | 16 | 191.601
31.07. | 17 | 191.601
31.07. | 18 | 191.601
31.07. | 19 | 191.601
31.07. | 20 | 191.601
31.07. | 21 | 191.601
31.07. | 22 | 191.601
31.07. | 23 | 191.601
31.07. | 24 | 191.601
01.08. | 1 | 191.601
01.08. | 2 | 191.601
01.08. | 3 | 191.601
01.08. | 4 | 191.601
01.08. | 5 | 191.601
01.08. | 6 | 191.601
01.08. | 7 | 191.601
01.08. | 8 | 191.601
01.08. | 9 | 191.601
01.08. | 10 | 191.601
01.08. | 11 | 191.601
01.08. | 12 | 191.601
01.08. | 13 | 191.601
01.08. | 14 | 191.601
01.08. | 15 | 191.601
01.08. | 16 | 191.601
01.08. | 17 | 191.601
01.08. | 18 | 191.601
01.08. | 19 | 191.601
01.08. | 20 | 191.601
01.08. | 21 | 191.601
01.08. | 22 | 191.601
01.08. | 23 | 191.601
01.08. | 24 | 191.601
02.08. | 1 | 191.601
02.08. | 2 | 191.601
02.08. | 3 | 191.601
02.08. | 4 | 191.601
02.08. | 5 | 191.601
02.08. | 6 | 191.601
02.08. | 7 | 191.601
02.08. | 8 | 191.601
02.08. | 9 | 191.601
02.08. | 10 | 191.601
02.08. | 11 | 191.601
02.08. | 12 | 191.601
02.08. | 13 | 191.601
02.08. | 14 | 191.601
02.08. | 15 | 191.601
02.08. | 16 | 191.601
02.08. | 17 | 191.601
02.08. | 18 | 191.601
02.08. | 19 | 191.601
02.08. | 20 | 191.601
02.08. | 21 | 191.601
02.08. | 22 | 191.601
02.08. | 23 | 191.601
02.08. | 24 | 191.601
03.08. | 1 | 191.601
03.08. | 2 | 191.601
03.08. | 3 | 191.601
03.08. | 4 | 191.601
03.08. | 5 | 191.601
03.08. | 6 | 191.601
03.08. | 7 | 191.601
03.08. | 8 | 191.601
03.08. | 9 | 191.601
03.08. | 10 | 191.601
03.08. | 11 | 191.601
03.08. | 12 | 191.601
03.08. | 13 | 191.601
03.08. | 14 | 191.601
03.08. | 15 | 191.601
03.08. | 16 | 191.601
03.08. | 17 | 191.601
03.08. | 18 | 191.601
03.08. | 19 | 191.601
03.08. | 20 | 191.601
03.08. | 21 | 191.601
03.08. | 22 | 191.601
03.08. | 23 | 191.601
03.08. | 24 | 191.601
04.08. | 1 | 191.601
04.08. | 2 | 191.601
04.08. | 3 | 191.601
04.08. | 4 | 191.601
04.08. | 5 | 191.601
04.08. | 6 | 191.601
04.08. | 7 | 191.601
04.08. | 8 | 191.601
04.08. | 9 | 191.601
04.08. | 10 | 191.601
04.08. | 11 | 191.601
04.08. | 12 | 191.601
04.08. | 13 | 191.601
04.08. | 14 | 191.601
04.08. | 15 | 191.601
04.08. | 16 | 191.601
04.08. | 17 | 191.601
04.08. | 18 | 191.601
04.08. | 19 | 191.601
04.08. | 20 | 191.601
04.08. | 21 | 191.601
04.08. | 22 | 191.601
04.08. | 23 | 191.601
04.08. | 24 | 191.601
05.08. | 1 | 191.601
05.08. | 2 | 191.601
05.08. | 3 | 191.601
05.08. | 4 | 191.601
05.08. | 5 | 191.601
05.08. | 6 | 191.601
05.08. | 7 | 191.601
05.08. | 8 | 191.601
05.08. | 9 | 191.601
05.08. | 10 | 191.601
05.08. | 11 | 191.601
05.08. | 12 | 191.601
05.08. | 13 | 191.601
05.08. | 14 | 191.601
05.08. | 15 | 191.601
05.08. | 16 | 191.601
05.08. | 17 | 191.601
05.08. | 18 | 191.601
05.08. | 19 | 191.601
05.08. | 20 | 191.601
05.08. | 21 | 191.601
05.08. | 22 | 191.601
05.08. | 23 | 191.601
05.08. | 24 | 191.601
06.08. | 1 | 191.601
06.08. | 2 | 191.601
06.08. | 3 | 191.601
06.08. | 4 | 191.601
06.08. | 5 | 191.601
06.08. | 6 | 191.601
06.08. | 7 | 191.601
06.08. | 8 | 191.601
06.08. | 9 | 191.601
06.08. | 10 | 191.601
06.08. | 11 | 191.601
06.08. | 12 | 191.601
06.08. | 13 | 191.601
06.08. | 14 | 191.601
06.08. | 15 | 191.601
06.08. | 16 | 191.601
06.08. | 17 | 191.601
06.08. | 18 | 191.601
06.08. | 19 | 191.601
06.08. | 20 | 191.601
06.08. | 21 | 191.601
06.08. | 22 | 191.601
06.08. | 23 | 191.601
06.08. | 24 | 191.601
07.08. | 1 | 191.601
07.08. | 2 | 191.601
07.08. | 3 | 191.601
07.08. | 4 | 191.601
07.08. | 5 | 191.601
07.08. | 6 | 191.601
07.08. | 7 | 191.601
07.08. | 8 | 191.601
07.08. | 9 | 191.601
07.08. | 10 | 191.601
07.08. | 11 | 191.601
07.08. | 12 | 191.601
07.08. | 13 | 191.601
07.08. | 14 | 191.601
07.08. | 15 | 191.601
07.08. | 16 | 191.601
07.08. | 17 | 191.601
07.08. | 18 | 191.601
07.08. | 19 | 191.601
07.08. | 20 | 191.601
07.08. | 21 | 191.601
07.08. | 22 | 191.601
07.08. | 23 | 191.601
07.08. | 24 | 191.601
08.08. | 1 | 191.601
08.08. | 2 | 191.601
08.08. | 3 | 191.601
08.08. | 4 | 191.601
08.08. | 5 | 191.601
08.08. | 6 | 191.601
08.08. | 7 | 191.601
08.08. | 8 | 191.601
08.08. | 9 | 191.601
08.08. | 10 | 191.601
08.08. | 11 | 191.601
08.08. | 12 | 191.601
08.08. | 13 | 191.601
08.08. | 14 | 191.601
08.08. | 15 | 191.601
08.08. | 16 | 191.601
08.08. | 17 | 191.601
08.08. | 18 | 191.601
08.08. | 19 | 191.601
08.08. | 20 | 191.601
08.08. | 21 | 191.601
08.08. | 22 | 191.601
08.08. | 23 | 191.601
08.08. | 24 | 191.601
09.08. | 1 | 191.601
09.08. | 2 | 191.601
09.08. | 3 | 191.601
09.08. | 4 | 191.601
09.08. | 5 | 191.601
09.08. | 6 | 191.601
09.08. | 7 | 191.601
09.08. | 8 | 191.601
09.08. | 9 | 191.601
09.08. | 10 | 191.601
09.08. | 11 | 191.601
09.08. | 12 | 191.601
09.08. | 13 | 191.601
09.08. | 14 | 191.601
09.08. | 15 | 191.601
09.08. | 16 | 191.601
09.08. | 17 | 191.601
09.08. | 18 | 191.601
09.08. | 19 | 191.601
09.08. | 20 | 191.601
09.08. | 21 | 191.601
09.08. | 22 | 191.601
09.08. | 23 | 191.601
09.08. | 24 | 191.601
10.08. | 1 | 191.601
10.08. | 2 | 191.601
10.08. | 3 | 191.601
10.08. | 4 | 191.601
10.08. | 5 | 191.601
10.08. | 6 | 191.601
10.08. | 7 | 191.601
10.08. | 8 | 191.601
10.08. | 9 | 191.601
10.08. | 10 | 191.601
10.08. | 11 | 191.601
10.08. | 12 | 191.601
10.08. | 13 | 191.601
10.08. | 14 | 191.601
10.08. | 15 | 191.601
10.08. | 16 | 191.601
10.08. | 17 | 191.601
10.08. | 18 | 191.601
10.08. | 19 | 191.601
10.08. | 20 | 191.601
10.08. | 21 | 191.601
10.08. | 22 | 191.601
10.08. | 23 | 191.601
10.08. | 24 | 191.601
11.08. | 1 | 191.601
11.08. | 2 | 191.601
11.08. | 3 | 191.601
11.08. | 4 | 191.601
11.08. | 5 | 191.601
11.08. | 6 | 191.601
11.08. | 7 | 191.601
11.08. | 8 | 191.601
11.08. | 9 | 191.601
11.08. | 10 | 191.601
11.08. | 11 | 191.601
11.08. | 12 | 191.601
11.08. | 13 | 191.601
11.08. | 14 | 191.601
11.08. | 15 | 191.601
11.08. | 16 | 191.601
11.08. | 17 | 191.601
11.08. | 18 | 191.601
11.08. | 19 | 191.601
11.08. | 20 | 191.601
11.08. | 21 | 191.601
11.08. | 22 | 191.601
11.08. | 23 | 191.601
11.08. | 24 | 191.601
12.08. | 1 | 191.601
12.08. | 2 | 191.601
12.08. | 3 | 191.601
12.08. | 4 | 191.601
12.08. | 5 | 191.601
12.08. | 6 | 191.601
12.08. | 7 | 191.601
12.08. | 8 | 191.601
12.08. | 9 | 191.601
12.08. | 10 | 191.601
12.08. | 11 | 191.601
12.08. | 12 | 191.601
12.08. | 13 | 191.601
12.08. | 14 | 191.601
12.08. | 15 | 191.601
12.08. | 16 | 191.601
12.08. | 17 | 191.601
12.08. | 18 | 191.601
12.08. | 19 | 191.601
12.08. | 20 | 191.601
12.08. | 21 | 191.601
12.08. | 22 | 191.601
12.08. | 23 | 191.601
12.08. | 24 | 191.601
13.08. | 1 | 191.601
13.08. | 2 | 191.601
13.08. | 3 | 191.601
13.08. | 4 | 191.601
13.08. | 5 | 191.601
13.08. | 6 | 191.601
13.08. | 7 | 191.601
13.08. | 8 | 191.601
13.08. | 9 | 191.601
13.08. | 10 | 191.601
13.08. | 11 | 191.601
13.08. | 12 | 191.601
13.08. | 13 | 191.601
13.08. | 14 | 191.601
13.08. | 15 | 191.601
13.08. | 16 | 191.601
13.08. | 17 | 191.601
13.08. | 18 | 191.601
13.08. | 19 | 191.601
13.08. | 20 | 191.601
13.08. | 21 | 191.601
13.08. | 22 | 191.601
13.08. | 23 | 191.601
13.08. | 24 | 191.601
14.08. | 1 | 191.601
14.08. | 2 | 191.601
14.08. | 3 | 191.601
14.08. | 4 | 191.601
14.08. | 5 | 191.601
14.08. | 6 | 191.601
14.08. | 7 | 191.601
14.08. | 8 | 191.601
14.08. | 9 | 191.601
14.08. | 10 | 191.601
14.08. | 11 | 191.601
14.08. | 12 | 191.601
14.08. | 13 | 191.601
14.08. | 14 | 191.601
14.08. | 15 | 191.601
14.08. | 16 | 191.601
14.08. | 17 | 191.601
14.08. | 18 | 191.601
14.08. | 19 | 191.601
14.08. | 20 | 191.601
14.08. | 21 | 191.601
14.08. | 22 | 191.601
14.08. | 23 | 191.601
14.08. | 24 | 191.601
15.08. | 1 | 191.601
15.08. | 2 | 191.601
15.08. | 3 | 191.601
15.08. | 4 | 191.601
15.08. | 5 | 191.601
15.08. | 6 | 191.601
15.08. | 7 | 191.601
15.08. | 8 | 191.601
15.08. | 9 | 191.601
15.08. | 10 | 191.601
15.08. | 11 | 191.601
15.08. | 12 | 191.601
15.08. | 13 | 191.601
15.08. | 14 | 191.601
15.08. | 15 | 191.601
15.08. | 16 | 191.601
15.08. | 17 | 191.601
15.08. | 18 | 191.601
15.08. | 19 | 191.601
15.08. | 20 | 191.601
15.08. | 21 | 191.601
15.08. | 22 | 191.601
15.08. | 23 | 191.601
15.08. | 24 | 191.601
16.08. | 1 | 191.601
16.08. | 2 | 191.601
16.08. | 3 | 191.601
16.08. | 4 | 191.601
16.08. | 5 | 191.601
16.08. | 6 | 191.601
16.08. | 7 | 191.601
16.08. | 8 | 191.601
16.08. | 9 | 191.601
16.08. | 10 | 191.601
16.08. | 11 | 191.601
16.08. | 12 | 191.601
16.08. | 13 | 191.601
16.08. | 14 | 191.601
16.08. | 15 | 191.601
16.08. | 16 | 191.601
16.08. | 17 | 191.601
16.08. | 18 | 191.601
16.08. | 19 | 191.601
16.08. | 20 | 191.601
16.08. | 21 | 191.601
16.08. | 22 | 191.601
16.08. | 23 | 191.601
16.08. | 24 | 191.601
17.08. | 1 | 191.601
17.08. | 2 | 191.601
17.08. | 3 | 191.601
17.08. | 4 | 191.601
17.08. | 5 | 191.601
17.08. | 6 | 191.601
17.08. | 7 | 191.601
17.08. | 8 | 191.601
17.08. | 9 | 191.601
17.08. | 10 | 191.601
17.08. | 11 | 191.601
17.08. | 12 | 191.601
17.08. | 13 | 191.601
17.08. | 14 | 191.601
17.08. | 15 | 191.601
17.08. | 16 | 191.601
17.08. | 17 | 191.601
17.08. | 18 | 191.601
17.08. | 19 | 191.601
17.08. | 20 | 191.601
17.08. | 21 | 191.601
17.08. | 22 | 191.601
17.08. | 23 | 191.601
17.08. | 24 | 191.601
18.08. | 1 | 191.601
18.08. | 2 | 191.601
18.08. | 3 | 191.601
18.08. | 4 | 191.601
18.08. | 5 | 191.601
18.08. | 6 | 191.601
18.08. | 7 | 191.601
18.08. | 8 | 191.601
18.08. | 9 | 191.601
18.08. | 10 | 191.601
18.08. | 11 | 191.601
18.08. | 12 | 191.601
18.08. | 13 | 191.601
18.08. | 14 | 191.601
18.08. | 15 | 191.601
18.08. | 16 | 191.601
18.08. | 17 | 191.601
18.08. | 18 | 191.601
18.08. | 19 | 191.601
18.08. | 20 | 191.601
18.08. | 21 | 191.601
18.08. | 22 | 191.601
18.08. | 23 | 191.601
18.08. | 24 | 191.601
19.08. | 1 | 191.601
19.08. | 2 | 191.601
19.08. | 3 | 191.601
19.08. | 4 | 191.601
19.08. | 5 | 191.601
19.08. | 6 | 191.601
19.08. | 7 | 191.601
19.08. | 8 | 191.601
19.08. | 9 | 191.601
19.08. | 10 | 191.601
19.08. | 11 | 191.601
19.08. | 12 | 191.601
19.08. | 13 | 191.601
19.08. | 14 | 191.601
19.08. | 15 | 191.601
19.08. | 16 | 191.601
19.08. | 17 | 191.601
19.08. | 18 | 191.601
19.08. | 19 | 191.601
19.08. | 20 | 191.601
19.08. | 21 | 191.601
19.08. | 22 | 191.601
19.08. | 23 | 191.601
19.08. | 24 | 191.601
20.08. | 1 | 191.601
20.08. | 2 | 191.601
20.08. | 3 | 191.601
20.08. | 4 | 191.601
20.08. | 5 | 191.601
20.08. | 6 | 191.601
20.08. | 7 | 191.601
20.08. | 8 | 191.601
20.08. | 9 | 191.601
20.08. | 10 | 191.601
20.08. | 11 | 191.601
20.08. | 12 | 191.601
20.08. | 13 | 191.601
20.08. | 14 | 191.601
20.08. | 15 | 191.601
20.08. | 16 | 191.601
20.08. | 17 | 191.601
20.08. | 18 | 191.601
20.08. | 19 | 191.601
20.08. | 20 | 191.601
20.08. | 21 | 191.601
20.08. | 22 | 191.601
20.08. | 23 | 191.601
20.08. | 24 | 191.601
21.08. | 1 | 191.601
21.08. | 2 | 191.601
21.08. | 3 | 191.601
21.08. | 4 | 191.601
21.08. | 5 | 191.601
21.08. | 6 | 191.601
21.08. | 7 | 191.601
21.08. | 8 | 191.601
21.08. | 9 | 191.601
21.08. | 10 | 191.601
21.08. | 11 | 191.601
21.08. | 12 | 191.601
21.08. | 13 | 191.601
21.08. | 14 | 191.601
21.08. | 15 | 191.601
21.08. | 16 | 191.601
21.08. | 17 | 191.601
21.08. | 18 | 191.601
21.08. | 19 | 191.601
21.08. | 20 | 191.601
21.08. | 21 | 191.601
21.08. | 22 | 191.601
21.08. | 23 | 191.601
21.08. | 24 | 191.601
22.08. | 1 | 191.601
22.08. | 2 | 191.601
22.08. | 3 | 191.601
22.08. | 4 | 191.601
22.08. | 5 | 191.601
22.08. | 6 | 191.601
22.08. | 7 | 191.601
22.08. | 8 | 191.601
22.08. | 9 | 191.601
22.08. | 10 | 191.601
22.08. | 11 | 191.601
22.08. | 12 | 191.601
22.08. | 13 | 191.601
22.08. | 14 | 191.601
22.08. | 15 | 191.601
22.08. | 16 | 191.601
22.08. | 17 | 191.601
22.08. | 18 | 191.601
22.08. | 19 | 191.601
22.08. | 20 | 191.601
22.08. | 21 | 191.601
22.08. | 22 | 191.601
22.08. | 23 | 191.601
22.08. | 24 | 191.601
23.08. | 1 | 191.601
23.08. | 2 | 191.601
23.08. | 3 | 191.601
23.08. | 4 | 191.601
23.08. | 5 | 191.601
23.08. | 6 | 191.601
23.08. | 7 | 191.601
23.08. | 8 | 191.601
23.08. | 9 | 191.601
23.08. | 10 | 191.601
23.08. | 11 | 191.601
23.08. | 12 | 191.601
23.08. | 13 | 191.601
23.08. | 14 | 191.601
23.08. | 15 | 191.601
23.08. | 16 | 191.601
23.08. | 17 | 191.601
23.08. | 18 | 191.601
23.08. | 19 | 191.601
23.08. | 20 | 191.601
23.08. | 21 | 191.601
23.08. | 22 | 191.601
23.08. | 23 | 191.601
23.08. | 24 | 191.601
24.08. | 1 | 191.601
24.08. | 2 | 191.601
24.08. | 3 | 191.601
24.08. | 4 | 191.601
24.08. | 5 | 191.601
24.08. | 6 | 191.601
24.08. | 7 | 191.601
24.08. | 8 | 191.601
24.08. | 9 | 191.601
24.08. | 10 | 191.601
24.08. | 11 | 191.601
24.08. | 12 | 191.601
24.08. | 13 | 191.601
24.08. | 14 | 191.601
24.08. | 15 | 191.601
24.08. | 16 | 191.601
24.08. | 17 | 191.601
24.08. | 18 | 191.601
24.08. | 19 | 191.601
24.08. | 20 | 191.601
24.08. | 21 | 191.601
24.08. | 22 | 191.601
24.08. | 23 | 191.601
24.08. | 24 | 191.601
25.08. | 1 | 191.601
25.08. | 2 | 191.601
25.08. | 3 | 191.601
25.08. | 4 | 191.601
25.08. | 5 | 191.601
25.08. | 6 | 191.601
25.08. | 7 | 191.601
25.08. | 8 | 191.601
25.08. | 9 | 191.601
25.08. | 10 | 191.601
25.08. | 11 | 191.601
25.08. | 12 | 191.601
25.08. | 13 | 191.601
25.08. | 14 | 191.601
25.08. | 15 | 191.601
25.08. | 16 | 191.601
25.08. | 17 | 191.601
25.08. | 18 | 191.601
25.08. | 19 | 191.601
25.08. | 20 | 191.601
25.08. | 21 | 191.601
25.08. | 22 | 191.601
25.08. | 23 | 191.601
25.08. | 24 | 191.601
26.08. | 1 | 191.601
26.08. | 2 | 191.601
26.08. | 3 | 191.601
26.08. | 4 | 191.601
26.08. | 5 | 191.601
26.08. | 6 | 191.601
26.08. | 7 | 191.601
26.08. | 8 | 191.601
26.08. | 9 | 191.601
26.08. | 10 | 191.601
26.08. | 11 | 191.601
26.08. | 12 | 191.601
26.08. | 13 | 191.601
26.08. | 14 | 191.601
26.08. | 15 | 191.601
26.08. | 16 | 191.601
26.08. | 17 | 191.601
26.08. | 18 | 191.601
26.08. | 19 | 191.601
26.08. | 20 | 191.601
26.08. | 21 | 191.601
26.08. | 22 | 191.601
26.08. | 23 | 191.601
26.08. | 24 | 191.601
27.08. | 1 | 191.601
27.08. | 2 | 191.601
27.08. | 3 | 191.601
27.08. | 4 | 191.601
27.08. | 5 | 191.601
27.08. | 6 | 191.601
27.08. | 7 | 191.601
27.08. | 8 | 191.601
27.08. | 9 | 191.601
27.08. | 10 | 191.601
27.08. | 11 | 191.601
27.08. | 12 | 191.601
27.08. | 13 | 191.601
27.08. | 14 | 191.601
27.08. | 15 | 191.601
27.08. | 16 | 191.601
27.08. | 17 | 191.601
27.08. | 18 | 191.601
27.08. | 19 | 191.601
27.08. | 20 | 191.601
27.08. | 21 | 191.601
27.08. | 22 | 191.601
27.08. | 23 | 191.601
27.08. | 24 | 191.601
28.08. | 1 | 191.601
28.08. | 2 | 191.601
28.08. | 3 | 191.601
28.08. | 4 | 191.601
28.08. | 5 | 191.601
28.08. | 6 | 191.601
28.08. | 7 | 191.601
28.08. | 8 | 191.601
28.08. | 9 | 191.601
28.08. | 10 | 191.601
28.08. | 11 | 191.601
28.08. | 12 | 191.601
28.08. | 13 | 191.601
28.08. | 14 | 191.601
28.08. | 15 | 191.601
28.08. | 16 | 191.601
28.08. | 17 | 191.601
28.08. | 18 | 191.601
28.08. | 19 | 191.601
28.08. | 20 | 191.601
28.08. | 21 | 191.601
28.08. | 22 | 191.601
28.08. | 23 | 191.601
28.08. | 24 | 191.601
29.08. | 1 | 191.601
29.08. | 2 | 191.601
29.08. | 3 | 191.601
29.08. | 4 | 191.601
29.08. | 5 | 191.601
29.08. | 6 | 191.601
29.08. | 7 | 191.601
29.08. | 8 | 191.601
29.08. | 9 | 191.601
29.08. | 10 | 191.601
29.08. | 11 | 191.601
29.08. | 12 | 191.601
29.08. | 13 | 191.601
29.08. | 14 | 191.601
29.08. | 15 | 191.601
29.08. | 16 | 191.601
29.08. | 17 | 191.601
29.08. | 18 | 191.601
29.08. | 19 | 191.601
29.08. | 20 | 191.601
29.08. | 21 | 191.601
29.08. | 22 | 191.601
29.08. | 23 | 191.601
29.08. | 24 | 191.601
30.08. | 1 | 191.601
30.08. | 2 | 191.601
30.08. | 3 | 191.601
30.08. | 4 | 191.601
30.08. | 5 | 191.601
30.08. | 6 | 191.601
30.08. | 7 | 191.601
30.08. | 8 | 191.601
30.08. | 9 | 191.601
30.08. | 10 | 191.601
30.08. | 11 | 191.601
30.08. | 12 | 191.601
30.08. | 13 | 191.601
30.08. | 14 | 191.601
30.08. | 15 | 191.601
30.08. | 16 | 191.601
30.08. | 17 | 191.601
30.08. | 18 | 191.601
30.08. | 19 | 191.601
30.08. | 20 | 191.601
30.08. | 21 | 191.601
30.08. | 22 | 191.601
30.08. | 23 | 191.601
30.08. | 24 | 191.601
31.08. | 1 | 191.601
31.08. | 2 | 191.601
31.08. | 3 | 191.601
31.08. | 4 | 191.601
31.08. | 5 | 191.601
31.08. | 6 | 191.601
31.08. | 7 | 191.601
31.08. | 8 | 191.601
31.08. | 9 | 191.601
31.08. | 10 | 191.601
31.08. | 11 | 191.601
31.08. | 12 | 191.601
31.08. | 13 | 191.601
31.08. | 14 | 191.601
31.08. | 15 | 191.601
31.08. | 16 | 191.601
31.08. | 17 | 191.601
31.08. | 18 | 191.601
31.08. | 19 | 191.601
31.08. | 20 | 191.601
31.08. | 21 | 191.601
31.08. | 22 | 191.601
31.08. | 23 | 191.601
31.08. | 24 | 191.601
01.09. | 1 | 191.601
01.09. | 2 | 191.601
01.09. | 3 | 191.601
01.09. | 4 | 191.601
01.09. | 5 | 191.601
01.09. | 6 | 191.601
01.09. | 7 | 191.601
01.09. | 8 | 191.601
01.09. | 9 | 191.601
01.09. | 10 | 191.601
01.09. | 11 | 191.601
01.09. | 12 | 191.601
01.09. | 13 | 191.601
01.09. | 14 | 191.601
01.09. | 15 | 191.601
01.09. | 16 | 191.601
01.09. | 17 | 191.601
01.09. | 18 | 191.601
01.09. | 19 | 191.601
01.09. | 20 | 191.601
01.09. | 21 | 191.601
01.09. | 22 | 191.601
01.09. | 23 | 191.601
01.09. | 24 | 191.601
02.09. | 1 | 191.601
02.09. | 2 | 191.601
02.09. | 3 | 191.601
02.09. | 4 | 191.601
02.09. | 5 | 191.601
02.09. | 6 | 191.601
02.09. | 7 | 191.601
02.09. | 8 | 191.601
02.09. | 9 | 191.601
02.09. | 10 | 191.601
02.09. | 11 | 191.601
02.09. | 12 | 191.601
02.09. | 13 | 191.601
02.09. | 14 | 191.601
02.09. | 15 | 191.601
02.09. | 16 | 191.601
02.09. | 17 | 191.601
02.09. | 18 | 191.601
02.09. | 19 | 191.601
02.09. | 20 | 191.601
02.09. | 21 | 191.601
02.09. | 22 | 191.601
02.09. | 23 | 191.601
02.09. | 24 | 191.601
03.09. | 1 | 191.601
03.09. | 2 | 191.601
03.09. | 3 | 191.601
03.09. | 4 | 191.601
03.09. | 5 | 191.601
03.09. | 6 | 191.601
03.09. | 7 | 191.601
03.09. | 8 | 191.601
03.09. | 9 | 191.601
03.09. | 10 | 191.601
03.09. | 11 | 191.601
03.09. | 12 | 191.601
03.09. | 13 | 191.601
03.09. | 14 | 191.601
03.09. | 15 | 191.601
03.09. | 16 | 191.601
03.09. | 17 | 191.601
03.09. | 18 | 191.601
03.09. | 19 | 191.601
03.09. | 20 | 191.601
03.09. | 21 | 191.601
03.09. | 22 | 191.601
03.09. | 23 | 191.601
03.09. | 24 | 191.601
04.09. | 1 | 191.601
04.09. | 2 | 191.601
04.09. | 3 | 191.601
04.09. | 4 | 191.601
04.09. | 5 | 191.601
04.09. | 6 | 191.601
04.09. | 7 | 191.601
04.09. | 8 | 191.601
04.09. | 9 | 191.601
04.09. | 10 | 191.601
04.09. | 11 | 191.601
04.09. | 12 | 191.601
04.09. | 13 | 191.601
04.09. | 14 | 191.601
04.09. | 15 | 191.601
04.09. | 16 | 191.601
04.09. | 17 | 191.601
04.09. | 18 | 191.601
04.09. | 19 | 191.601
04.09. | 20 | 191.601
04.09. | 21 | 191.601
04.09. | 22 | 191.601
04.09. | 23 | 191.601
04.09. | 24 | 191.601
05.09. | 1 | 191.601
05.09. | 2 | 191.601
05.09. | 3 | 191.601
05.09. | 4 | 191.601
05.09. | 5 | 191.601
05.09. | 6 | 191.601
05.09. | 7 | 191.601
05.09. | 8 | 191.601
05.09. | 9 | 191.601
05.09. | 10 | 191.601
05.09. | 11 | 191.601
05.09. | 12 | 191.601
05.09. | 13 | 191.601
05.09. | 14 | 191.601
05.09. | 15 | 191.601
05.09. | 16 | 191.601
05.09. | 17 | 191.601
05.09. | 18 | 191.601
05.09. | 19 | 191.601
05.09. | 20 | 191.601
05.09. | 21 | 191.601
05.09. | 22 | 191.601
05.09. | 23 | 191.601
05.09. | 24 | 191.601
06.09. | 1 | 191.601
06.09. | 2 | 191.601
06.09. | 3 | 191.601
06.09. | 4 | 191.601
06.09. | 5 | 191.601
06.09. | 6 | 191.601
06.09. | 7 | 191.601
06.09. | 8 | 191.601
06.09. | 9 | 191.601
06.09. | 10 | 191.601
06.09. | 11 | 191.601
06.09. | 12 | 191.601
06.09. | 13 | 191.601
06.09. | 14 | 191.601
06.09. | 15 | 191.601
06.09. | 16 | 191.601
06.09. | 17 | 191.601
06.09. | 18 | 191.601
06.09. | 19 | 191.601
06.09. | 20 | 191.601
06.09. | 21 | 191.601
06.09. | 22 | 191.601
06.09. | 23 | 191.601
06.09. | 24 | 191.601
07.09. | 1 | 191.601
07.09. | 2 | 191.601
07.09. | 3 | 191.601
07.09. | 4 | 191.601
07.09. | 5 | 191.601
07.09. | 6 | 191.601
07.09. | 7 | 191.601
07.09. | 8 | 191.601
07.09. | 9 | 191.601
07.09. | 10 | 191.601
07.09. | 11 | 191.601
07.09. | 12 | 191.601
07.09. | 13 | 191.601
07.09. | 14 | 191.601
07.09. | 15 | 191.601
07.09. | 16 | 191.601
07.09. | 17 | 191.601
07.09. | 18 | 191.601
07.09. | 19 | 191.601
07.09. | 20 | 191.601
07.09. | 21 | 191.601
07.09. | 22 | 191.601
07.09. | 23 | 191.601
07.09. | 24 | 191.601
08.09. | 1 | 191.601
08.09. | 2 | 191.601
08.09. | 3 | 191.601
08.09. | 4 | 191.601
08.09. | 5 | 191.601
08.09. | 6 | 191.601
08.09. | 7 | 191.601
08.09. | 8 | 191.601
08.09. | 9 | 191.601
08.09. | 10 | 191.601
08.09. | 11 | 191.601
08.09. | 12 | 191.601
08.09. | 13 | 191.601
08.09. | 14 | 191.601
08.09. | 15 | 191.601
08.09. | 16 | 191.601
08.09. | 17 | 191.601
08.09. | 18 | 191.601
08.09. | 19 | 191.601
08.09. | 20 | 191.601
08.09. | 21 | 191.601
08.09. | 22 | 191.601
08.09. | 23 | 191.601
08.09. | 24 | 191.601
09.09. | 1 | 191.601
09.09. | 2 | 191.601
09.09. | 3 | 191.601
09.09. | 4 | 191.601
09.09. | 5 | 191.601
09.09. | 6 | 191.601
09.09. | 7 | 191.601
09.09. | 8 | 191.601
09.09. | 9 | 191.601
09.09. | 10 | 191.601
09.09. | 11 | 191.601
09.09. | 12 | 191.601
09.09. | 13 | 191.601
09.09. | 14 | 191.601
09.09. | 15 | 191.601
09.09. | 16 | 191.601
09.09. | 17 | 191.601
09.09. | 18 | 191.601
09.09. | 19 | 191.601
09.09. | 20 | 191.601
09.09. | 21 | 191.601
09.09. | 22 | 191.601
09.09. | 23 | 191.601
09.09. | 24 | 191.601
10.09. | 1 | 191.601
10.09. | 2 | 191.601
10.09. | 3 | 191.601
10.09. | 4 | 191.601
10.09. | 5 | 191.601
10.09. | 6 | 191.601
10.09. | 7 | 191.601
10.09. | 8 | 191.601
10.09. | 9 | 191.601
10.09. | 10 | 191.601
10.09. | 11 | 191.601
10.09. | 12 | 191.601
10.09. | 13 | 191.601
10.09. | 14 | 191.601
10.09. | 15 | 191.601
10.09. | 16 | 191.601
10.09. | 17 | 191.601
10.09. | 18 | 191.601
10.09. | 19 | 191.601
10.09. | 20 | 191.601
10.09. | 21 | 191.601
10.09. | 22 | 191.601
10.09. | 23 | 191.601
10.09. | 24 | 191.601
11.09. | 1 | 191.601
11.09. | 2 | 191.601
11.09. | 3 | 191.601
11.09. | 4 | 191.601
11.09. | 5 | 191.601
11.09. | 6 | 191.601
11.09. | 7 | 191.601
11.09. | 8 | 191.601
11.09. | 9 | 191.601
11.09. | 10 | 191.601
11.09. | 11 | 191.601
11.09. | 12 | 191.601
11.09. | 13 | 191.601
11.09. | 14 | 191.601
11.09. | 15 | 191.601
11.09. | 16 | 191.601
11.09. | 17 | 191.601
11.09. | 18 | 191.601
11.09. | 19 | 191.601
11.09. | 20 | 191.601
11.09. | 21 | 191.601
11.09. | 22 | 191.601
11.09. | 23 | 191.601
11.09. | 24 | 191.601
12.09. | 1 | 191.601
12.09. | 2 | 191.601
12.09. | 3 | 191.601
12.09. | 4 | 191.601
12.09. | 5 | 191.601
12.09. | 6 | 191.601
12.09. | 7 | 191.601
12.09. | 8 | 191.601
12.09. | 9 | 191.601
12.09. | 10 | 191.601
12.09. | 11 | 191.601
12.09. | 12 | 191.601
12.09. | 13 | 191.601
12.09. | 14 | 191.601
12.09. | 15 | 191.601
12.09. | 16 | 191.601
12.09. | 17 | 191.601
12.09. | 18 | 191.601
12.09. | 19 | 191.601
12.09. | 20 | 191.601
12.09. | 21 | 191.601
12.09. | 22 | 191.601
12.09. | 23 | 191.601
12.09. | 24 | 191.601
13.09. | 1 | 191.601
13.09. | 2 | 191.601
13.09. | 3 | 191.601
13.09. | 4 | 191.601
13.09. | 5 | 191.601
13.09. | 6 | 191.601
13.09. | 7 | 191.601
13.09. | 8 | 191.601
13.09. | 9 | 191.601
13.09. | 10 | 191.601
13.09. | 11 | 191.601
13.09. | 12 | 191.601
13.09. | 13 | 191.601
13.09. | 14 | 191.601
13.09. | 15 | 191.601
13.09. | 16 | 191.601
13.09. | 17 | 191.601
13.09. | 18 | 191.601
13.09. | 19 | 191.601
13.09. | 20 | 191.601
13.09. | 21 | 191.601
13.09. | 22 | 191.601
13.09. | 23 | 191.601
13.09. | 24 | 191.601
14.09. | 1 | 191.601
14.09. | 2 | 191.601
14.09. | 3 | 191.601
14.09. | 4 | 191.601
14.09. | 5 | 191.601
14.09. | 6 | 191.601
14.09. | 7 | 191.601
14.09. | 8 | 191.601
14.09. | 9 | 191.601
14.09. | 10 | 191.601
14.09. | 11 | 191.601
14.09. | 12 | 191.601
14.09. | 13 | 191.601
14.09. | 14 | 191.601
14.09. | 15 | 191.601
14.09. | 16 | 191.601
14.09. | 17 | 191.601
14.09. | 18 | 191.601
14.09. | 19 | 191.601
14.09. | 20 | 191.601
14.09. | 21 | 191.601
14.09. | 22 | 191.601
14.09. | 23 | 191.601
14.09. | 24 | 191.601
15.09. | 1 | 191.601
15.09. | 2 | 191.601
15.09. | 3 | 191.601
15.09. | 4 | 191.601
15.09. | 5 | 191.601
15.09. | 6 | 191.601
15.09. | 7 | 191.601
15.09. | 8 | 191.601
15.09. | 9 | 191.601
15.09. | 10 | 191.601
15.09. | 11 | 191.601
15.09. | 12 | 191.601
15.09. | 13 | 191.601
15.09. | 14 | 191.601
15.09. | 15 | 191.601
15.09. | 16 | 191.601
15.09. | 17 | 191.601
15.09. | 18 | 191.601
15.09. | 19 | 191.601
15.09. | 20 | 191.601
15.09. | 21 | 191.601
15.09. | 22 | 191.601
15.09. | 23 | 191.601
15.09. | 24 | 191.601
16.09. | 1 | 191.601
16.09. | 2 | 191.601
16.09. | 3 | 191.601
16.09. | 4 | 191.601
16.09. | 5 | 191.601
16.09. | 6 | 191.601
16.09. | 7 | 191.601
16.09. | 8 | 191.601
16.09. | 9 | 191.601
16.09. | 10 | 191.601
16.09. | 11 | 191.601
16.09. | 12 | 191.601
16.09. | 13 | 191.601
16.09. | 14 | 191.601
16.09. | 15 | 191.601
16.09. | 16 | 191.601
16.09. | 17 | 191.601
16.09. | 18 | 191.601
16.09. | 19 | 191.601
16.09. | 20 | 191.601
16.09. | 21 | 191.601
16.09. | 22 | 191.601
16.09. | 23 | 191.601
16.09. | 24 | 191.601
17.09. | 1 | 191.601
17.09. | 2 | 191.601
17.09. | 3 | 191.601
17.09. | 4 | 191.601
17.09. | 5 | 191.601
17.09. | 6 | 191.601
17.09. | 7 | 191.601
17.09. | 8 | 191.601
17.09. | 9 | 191.601
17.09. | 10 | 191.601
17.09. | 11 | 191.601
17.09. | 12 | 191.601
17.09. | 13 | 191.601
17.09. | 14 | 191.601
17.09. | 15 | 191.601
17.09. | 16 | 191.601
17.09. | 17 | 191.601
17.09. | 18 | 191.601
17.09. | 19 | 191.601
17.09. | 20 | 191.601
17.09. | 21 | 191.601
17.09. | 22 | 191.601
17.09. | 23 | 191.601
17.09. | 24 | 191.601
18.09. | 1 | 191.601
18.09. | 2 | 191.601
18.09. | 3 | 191.601
18.09. | 4 | 191.601
18.09. | 5 | 191.601
18.09. | 6 | 191.601
18.09. | 7 | 191.601
18.09. | 8 | 191.601
18.09. | 9 | 191.601
18.09. | 10 | 191.601
18.09. | 11 | 191.601
18.09. | 12 | 191.601
18.09. | 13 | 191.601
18.09. | 14 | 191.601
18.09. | 15 | 191.601
18.09. | 16 | 191.601
18.09. | 17 | 191.601
18.09. | 18 | 191.601
18.09. | 19 | 191.601
18.09. | 20 | 191.601
18.09. | 21 | 191.601
18.09. | 22 | 191.601
18.09. | 23 | 191.601
18.09. | 24 | 191.601
19.09. | 1 | 191.601
19.09. | 2 | 191.601
19.09. | 3 | 191.601
19.09. | 4 | 191.601
19.09. | 5 | 191.601
19.09. | 6 | 191.601
19.09. | 7 | 191.601
19.09. | 8 | 191.601
19.09. | 9 | 191.601
19.09. | 10 | 191.601
19.09. | 11 | 191.601
19.09. | 12 | 191.601
19.09. | 13 | 191.601
19.09. | 14 | 191.601
19.09. | 15 | 191.601
19.09. | 16 | 191.601
19.09. | 17 | 191.601
19.09. | 18 | 191.601
19.09. | 19 | 191.601
19.09. | 20 | 191.601
19.09. | 21 | 191.601
19.09. | 22 | 191.601
19.09. | 23 | 191.601
19.09. | 24 | 191.601
20.09. | 1 | 191.601
20.09. | 2 | 191.601
20.09. | 3 | 191.601
20.09. | 4 | 191.601
20.09. | 5 | 191.601
20.09. | 6 | 191.601
20.09. | 7 | 191.601
20.09. | 8 | 191.601
20.09. | 9 | 191.601
20.09. | 10 | 191.601
20.09. | 11 | 191.601
20.09. | 12 | 191.601
20.09. | 13 | 191.601
20.09. | 14 | 191.601
20.09. | 15 | 191.601
20.09. | 16 | 191.601
20.09. | 17 | 191.601
20.09. | 18 | 191.601
20.09. | 19 | 191.601
20.09. | 20 | 191.601
20.09. | 21 | 191.601
20.09. | 22 | 191.601
20.09. | 23 | 191.601
20.09. | 24 | 191.601
21.09. | 1 | 191.601
21.09. | 2 | 191.601
21.09. | 3 | 191.601
21.09. | 4 | 191.601
21.09. | 5 | 191.601
21.09. | 6 | 191.601
21.09. | 7 | 191.601
21.09. | 8 | 191.601
21.09. | 9 | 191.601
21.09. | 10 | 191.601
21.09. | 11 | 191.601
21.09. | 12 | 191.601
21.09. | 13 | 191.601
21.09. | 14 | 191.601
21.09. | 15 | 191.601
21.09. | 16 | 191.601
21.09. | 17 | 191.601
21.09. | 18 | 191.601
21.09. | 19 | 191.601
21.09. | 20 | 191.601
21.09. | 21 | 191.601
21.09. | 22 | 191.601
21.09. | 23 | 191.601
21.09. | 24 | 191.601
22.09. | 1 | 191.601
22.09. | 2 | 191.601
22.09. | 3 | 191.601
22.09. | 4 | 191.601
22.09. | 5 | 191.601
22.09. | 6 | 191.601
22.09. | 7 | 191.601
22.09. | 8 | 191.601
22.09. | 9 | 191.601
22.09. | 10 | 191.601
22.09. | 11 | 191.601
22.09. | 12 | 191.601
22.09. | 13 | 191.601
22.09. | 14 | 191.601
22.09. | 15 | 191.601
22.09. | 16 | 191.601
22.09. | 17 | 191.601
22.09. | 18 | 191.601
22.09. | 19 | 191.601
22.09. | 20 | 191.601
22.09. | 21 | 191.601
22.09. | 22 | 191.601
22.09. | 23 | 191.601
22.09. | 24 | 191.601
23.09. | 1 | 191.601
23.09. | 2 | 191.601
23.09. | 3 | 191.601
23.09. | 4 | 191.601
23.09. | 5 | 191.601
23.09. | 6 | 191.601
23.09. | 7 | 191.601
23.09. | 8 | 191.601
23.09. | 9 | 191.601
23.09. | 10 | 191.601
23.09. | 11 | 191.601
23.09. | 12 | 191.601
23.09. | 13 | 191.601
23.09. | 14 | 191.601
23.09. | 15 | 191.601
23.09. | 16 | 191.601
23.09. | 17 | 191.601
23.09. | 18 | 191.601
23.09. | 19 | 191.601
23.09. | 20 | 191.601
23.09. | 21 | 191.601
23.09. | 22 | 191.601
23.09. | 23 | 191.601
23.09. | 24 | 191.601
24.09. | 1 | 191.601
24.09. | 2 | 191.601
24.09. | 3 | 191.601
24.09. | 4 | 191.601
24.09. | 5 | 191.601
24.09. | 6 | 191.601
24.09. | 7 | 191.601
24.09. | 8 | 191.601
24.09. | 9 | 191.601
24.09. | 10 | 191.601
24.09. | 11 | 191.601
24.09. | 12 | 191.601
24.09. | 13 | 191.601
24.09. | 14 | 191.601
24.09. | 15 | 191.601
24.09. | 16 | 191.601
24.09. | 17 | 191.601
24.09. | 18 | 191.601
24.09. | 19 | 191.601
24.09. | 20 | 191.601
24.09. | 21 | 191.601
24.09. | 22 | 191.601
24.09. | 23 | 191.601
24.09. | 24 | 191.601
25.09. | 1 | 191.601
25.09. | 2 | 191.601
25.09. | 3 | 191.601
25.09. | 4 | 191.601
25.09. | 5 | 191.601
25.09. | 6 | 191.601
25.09. | 7 | 191.601
25.09. | 8 | 191.601
25.09. | 9 | 191.601
25.09. | 10 | 191.601
25.09. | 11 | 191.601
25.09. | 12 | 191.601
25.09. | 13 | 191.601
25.09. | 14 | 191.601
25.09. | 15 | 191.601
25.09. | 16 | 191.601
25.09. | 17 | 191.601
25.09. | 18 | 191.601
25.09. | 19 | 191.601
25.09. | 20 | 191.601
25.09. | 21 | 191.601
25.09. | 22 | 191.601
25.09. | 23 | 191.601
25.09. | 24 | 191.601
26.09. | 1 | 191.601
26.09. | 2 | 191.601
26.09. | 3 | 191.601
26.09. | 4 | 191.601
26.09. | 5 | 191.601
26.09. | 6 | 191.601
26.09. | 7 | 191.601
26.09. | 8 | 191.601
26.09. | 9 | 191.601
26.09. | 10 | 191.601
26.09. | 11 | 191.601
26.09. | 12 | 191.601
26.09. | 13 | 191.601
26.09. | 14 | 191.601
26.09. | 15 | 191.601
26.09. | 16 | 191.601
26.09. | 17 | 191.601
26.09. | 18 | 191.601
26.09. | 19 | 191.601
26.09. | 20 | 191.601
26.09. | 21 | 191.601
26.09. | 22 | 191.601
26.09. | 23 | 191.601
26.09. | 24 | 191.601
27.09. | 1 | 191.601
27.09. | 2 | 191.601
27.09. | 3 | 191.601
27.09. | 4 | 191.601
27.09. | 5 | 191.601
27.09. | 6 | 191.601
27.09. | 7 | 191.601
27.09. | 8 | 191.601
27.09. | 9 | 191.601
27.09. | 10 | 191.601
27.09. | 11 | 191.601
27.09. | 12 | 191.601
27.09. | 13 | 191.601
27.09. | 14 | 191.601
27.09. | 15 | 191.601
27.09. | 16 | 191.601
27.09. | 17 | 191.601
27.09. | 18 | 191.601
27.09. | 19 | 191.601
27.09. | 20 | 191.601
27.09. | 21 | 191.601
27.09. | 22 | 191.601
27.09. | 23 | 191.601
27.09. | 24 | 191.601
28.09. | 1 | 191.601
28.09. | 2 | 191.601
28.09. | 3 | 191.601
28.09. | 4 | 191.601
28.09. | 5 | 191.601
28.09. | 6 | 191.601
28.09. | 7 | 191.601
28.09. | 8 | 191.601
28.09. | 9 | 191.601
28.09. | 10 | 191.601
28.09. | 11 | 191.601
28.09. | 12 | 191.601
28.09. | 13 | 191.601
28.09. | 14 | 191.601
28.09. | 15 | 191.601
28.09. | 16 | 191.601
28.09. | 17 | 191.601
28.09. | 18 | 191.601
28.09. | 19 | 191.601
28.09. | 20 | 191.601
28.09. | 21 | 191.601
28.09. | 22 | 191.601
28.09. | 23 | 191.601
28.09. | 24 | 191.601
29.09. | 1 | 191.601
29.09. | 2 | 191.601
29.09. | 3 | 191.601
29.09. | 4 | 191.601
29.09. | 5 | 191.601
29.09. | 6 | 191.601
29.09. | 7 | 191.601
29.09. | 8 | 191.601
29.09. | 9 | 191.601
29.09. | 10 | 191.601
29.09. | 11 | 191.601
29.09. | 12 | 191.601
29.09. | 13 | 191.601
29.09. | 14 | 191.601
29.09. | 15 | 191.601
29.09. | 16 | 191.601
29.09. | 17 | 191.601
29.09. | 18 | 191.601
29.09. | 19 | 191.601
29.09. | 20 | 191.601
29.09. | 21 | 191.601
29.09. | 22 | 191.601
29.09. | 23 | 191.601
29.09. | 24 | 191.601
30.09. | 1 | 191.601
30.09. | 2 | 191.601
30.09. | 3 | 191.601
30.09. | 4 | 191.601
30.09. | 5 | 191.601
30.09. | 6 | 191.601
30.09. | 7 | 191.601
30.09. | 8 | 191.601
30.09. | 9 | 191.601
30.09. | 10 | 191.601
30.09. | 11 | 191.601
30.09. | 12 | 191.601
30.09. | 13 | 191.601
30.09. | 14 | 191.601
30.09. | 15 | 191.601
30.09. | 16 | 191.601
30.09. | 17 | 191.601
30.09. | 18 | 191.601
30.09. | 19 | 191.601
30.09. | 20 | 191.601
30.09. | 21 | 191.601
30.09. | 22 | 191.601
30.09. | 23 | 191.601
30.09. | 24 | 191.601
01.10. | 1 | 191.601
01.10. | 2 | 191.601
01.10. | 3 | 191.601
01.10. | 4 | 191.601
01.10. | 5 | 191.601
01.10. | 6 | 191.601
01.10. | 7 | 191.601
01.10. | 8 | 191.601
01.10. | 9 | 191.601
01.10. | 10 | 191.601
01.10. | 11 | 191.601
01.10. | 12 | 191.601
01.10. | 13 | 191.601
01.10. | 14 | 191.601
01.10. | 15 | 191.601
01.10. | 16 | 191.601
01.10. | 17 | 191.601
01.10. | 18 | 191.601
01.10. | 19 | 191.601
01.10. | 20 | 191.601
01.10. | 21 | 191.601
01.10. | 22 | 191.601
01.10. | 23 | 191.601
01.10. | 24 | 191.601
02.10. | 1 | 191.601
02.10. | 2 | 191.601
02.10. | 3 | 191.601
02.10. | 4 | 191.601
02.10. | 5 | 191.601
02.10. | 6 | 191.601
02.10. | 7 | 191.601
02.10. | 8 | 191.601
02.10. | 9 | 191.601
02.10. | 10 | 191.601
02.10. | 11 | 191.601
02.10. | 12 | 191.601
02.10. | 13 | 191.601
02.10. | 14 | 191.601
02.10. | 15 | 191.601
02.10. | 16 | 191.601
02.10. | 17 | 191.601
02.10. | 18 | 191.601
02.10. | 19 | 191.601
02.10. | 20 | 191.601
02.10. | 21 | 191.601
02.10. | 22 | 191.601
02.10. | 23 | 191.601
02.10. | 24 | 191.601
03.10. | 1 | 191.601
03.10. | 2 | 191.601
03.10. | 3 | 191.601
03.10. | 4 | 191.601
03.10. | 5 | 191.601
03.10. | 6 | 191.601
03.10. | 7 | 191.601
03.10. | 8 | 191.601
03.10. | 9 | 191.601
03.10. | 10 | 191.601
03.10. | 11 | 191.601
03.10. | 12 | 191.601
03.10. | 13 | 191.601
03.10. | 14 | 191.601
03.10. | 15 | 191.601
03.10. | 16 | 191.601
03.10. | 17 | 191.601
03.10. | 18 | 191.601
03.10. | 19 | 191.601
03.10. | 20 | 191.601
03.10. | 21 | 191.601
03.10. | 22 | 191.601
03.10. | 23 | 191.601
03.10. | 24 | 191.601
04.10. | 1 | 191.601
04.10. | 2 | 191.601
04.10. | 3 | 191.601
04.10. | 4 | 191.601
04.10. | 5 | 191.601
04.10. | 6 | 191.601
04.10. | 7 | 191.601
04.10. | 8 | 191.601
04.10. | 9 | 191.601
04.10. | 10 | 191.601
04.10. | 11 | 191.601
04.10. | 12 | 191.601
04.10. | 13 | 191.601
04.10. | 14 | 191.601
04.10. | 15 | 191.601
04.10. | 16 | 191.601
04.10. | 17 | 191.601
04.10. | 18 | 191.601
04.10. | 19 | 191.601
04.10. | 20 | 191.601
04.10. | 21 | 191.601
04.10. | 22 | 191.601
04.10. | 23 | 191.601
04.10. | 24 | 191.601
05.10. | 1 | 191.601
05.10. | 2 | 191.601
05.10. | 3 | 191.601
05.10. | 4 | 191.601
05.10. | 5 | 191.601
05.10. | 6 | 191.601
05.10. | 7 | 191.601
05.10. | 8 | 191.601
05.10. | 9 | 191.601
05.10. | 10 | 191.601
05.10. | 11 | 191.601
05.10. | 12 | 191.601
05.10. | 13 | 191.601
05.10. | 14 | 191.601
05.10. | 15 | 191.601
05.10. | 16 | 191.601
05.10. | 17 | 191.601
05.10. | 18 | 191.601
05.10. | 19 | 191.601
05.10. | 20 | 191.601
05.10. | 21 | 191.601
05.10. | 22 | 191.601
05.10. | 23 | 191.601
05.10. | 24 | 191.601
06.10. | 1 | 191.601
06.10. | 2 | 191.601
06.10. | 3 | 191.601
06.10. | 4 | 191.601
06.10. | 5 | 191.601
06.10. | 6 | 191.601
06.10. | 7 | 191.601
06.10. | 8 | 191.601
06.10. | 9 | 191.601
06.10. | 10 | 191.601
06.10. | 11 | 191.601
06.10. | 12 | 191.601
06.10. | 13 | 191.601
06.10. | 14 | 191.601
06.10. | 15 | 191.601
06.10. | 16 | 191.601
06.10. | 17 | 191.601
06.10. | 18 | 191.601
06.10. | 19 | 191.601
06.10. | 20 | 191.601
06.10. | 21 | 191.601
06.10. | 22 | 191.601
06.10. | 23 | 191.601
06.10. | 24 | 191.601
07.10. | 1 | 191.601
07.10. | 2 | 191.601
07.10. | 3 | 191.601
07.10. | 4 | 191.601
07.10. | 5 | 191.601
07.10. | 6 | 191.601
07.10. | 7 | 191.601
07.10. | 8 | 191.601
07.10. | 9 | 191.601
07.10. | 10 | 191.601
07.10. | 11 | 191.601
07.10. | 12 | 191.601
07.10. | 13 | 191.601
07.10. | 14 | 191.601
07.10. | 15 | 191.601
07.10. | 16 | 191.601
07.10. | 17 | 191.601
07.10. | 18 | 191.601
07.10. | 19 | 191.601
07.10. | 20 | 191.601
07.10. | 21 | 191.601
07.10. | 22 | 191.601
07.10. | 23 | 191.601
07.10. | 24 | 191.601
08.10. | 1 | 191.601
08.10. | 2 | 191.601
08.10. | 3 | 191.601
08.10. | 4 | 191.601
08.10. | 5 | 191.601
08.10. | 6 | 191.601
08.10. | 7 | 191.601
08.10. | 8 | 191.601
08.10. | 9 | 191.601
08.10. | 10 | 191.601
08.10. | 11 | 191.601
08.10. | 12 | 191.601
08.10. | 13 | 191.601
08.10. | 14 | 191.601
08.10. | 15 | 191.601
08.10. | 16 | 191.601
08.10. | 17 | 191.601
08.10. | 18 | 191.601
08.10. | 19 | 191.601
08.10. | 20 | 191.601
08.10. | 21 | 191.601
08.10. | 22 | 191.601
08.10. | 23 | 191.601
08.10. | 24 | 191.601
09.10. | 1 | 191.601
09.10. | 2 | 191.601
09.10. | 3 | 191.601
09.10. | 4 | 191.601
09.10. | 5 | 191.601
09.10. | 6 | 191.601
09.10. | 7 | 191.601
09.10. | 8 | 191.601
09.10. | 9 | 191.601
09.10. | 10 | 191.601
09.10. | 11 | 191.601
09.10. | 12 | 191.601
09.10. | 13 | 191.601
09.10. | 14 | 191.601
09.10. | 15 | 191.601
09.10. | 16 | 191.601
09.10. | 17 | 191.601
09.10. | 18 | 191.601
09.10. | 19 | 191.601
09.10. | 20 | 191.601
09.10. | 21 | 191.601
09.10. | 22 | 191.601
09.10. | 23 | 191.601
09.10. | 24 | 191.601
10.10. | 1 | 191.601
10.10. | 2 | 191.601
10.10. | 3 | 191.601
10.10. | 4 | 191.601
10.10. | 5 | 191.601
10.10. | 6 | 191.601
10.10. | 7 | 191.601
10.10. | 8 | 191.601
10.10. | 9 | 191.601
10.10. | 10 | 191.601
10.10. | 11 | 191.601
10.10. | 12 | 191.601
10.10. | 13 | 191.601
10.10. | 14 | 191.601
10.10. | 15 | 191.601
10.10. | 16 | 191.601
10.10. | 17 | 191.601
10.10. | 18 | 191.601
10.10. | 19 | 191.601
10.10. | 20 | 191.601
10.10. | 21 | 191.601
10.10. | 22 | 191.601
10.10. | 23 | 191.601
10.10. | 24 | 191.601
11.10. | 1 | 191.601
11.10. | 2 | 191.601
11.10. | 3 | 191.601
11.10. | 4 | 191.601
11.10. | 5 | 191.601
11.10. | 6 | 191.601
11.10. | 7 | 191.601
11.10. | 8 | 191.601
11.10. | 9 | 191.601
11.10. | 10 | 191.601
11.10. | 11 | 191.601
11.10. | 12 | 191.601
11.10. | 13 | 191.601
11.10. | 14 | 191.601
11.10. | 15 | 191.601
11.10. | 16 | 191.601
11.10. | 17 | 191.601
11.10. | 18 | 191.601
11.10. | 19 | 191.601
11.10. | 20 | 191.601
11.10. | 21 | 191.601
11.10. | 22 | 191.601
11.10. | 23 | 191.601
11.10. | 24 | 191.601
12.10. | 1 | 191.601
12.10. | 2 | 191.601
12.10. | 3 | 191.601
12.10. | 4 | 191.601
12.10. | 5 | 191.601
12.10. | 6 | 191.601
12.10. | 7 | 191.601
12.10. | 8 | 191.601
12.10. | 9 | 191.601
12.10. | 10 | 191.601
12.10. | 11 | 191.601
12.10. | 12 | 191.601
12.10. | 13 | 191.601
12.10. | 14 | 191.601
12.10. | 15 | 191.601
12.10. | 16 | 191.601
12.10. | 17 | 191.601
12.10. | 18 | 191.601
12.10. | 19 | 191.601
12.10. | 20 | 191.601
12.10. | 21 | 191.601
12.10. | 22 | 191.601
12.10. | 23 | 191.601
12.10. | 24 | 191.601
13.10. | 1 | 191.601
13.10. | 2 | 191.601
13.10. | 3 | 191.601
13.10. | 4 | 191.601
13.10. | 5 | 191.601
13.10. | 6 | 191.601
13.10. | 7 | 191.601
13.10. | 8 | 191.601
13.10. | 9 | 191.601
13.10. | 10 | 191.601
13.10. | 11 | 191.601
13.10. | 12 | 191.601
13.10. | 13 | 191.601
13.10. | 14 | 191.601
13.10. | 15 | 191.601
13.10. | 16 | 191.601
13.10. | 17 | 191.601
13.10. | 18 | 191.601
13.10. | 19 | 191.601
13.10. | 20 | 191.601
13.10. | 21 | 191.601
13.10. | 22 | 191.601
13.10. | 23 | 191.601
13.10. | 24 | 191.601
14.10. | 1 | 191.601
14.10. | 2 | 191.601
14.10. | 3 | 191.601
14.10. | 4 | 191.601
14.10. | 5 | 191.601
14.10. | 6 | 191.601
14.10. | 7 | 191.601
14.10. | 8 | 191.601
14.10. | 9 | 191.601
14.10. | 10 | 191.601
14.10. | 11 | 191.601
14.10. | 12 | 191.601
14.10. | 13 | 191.601
14.10. | 14 | 191.601
14.10. | 15 | 191.601
14.10. | 16 | 191.601
14.10. | 17 | 191.601
14.10. | 18 | 191.601
14.10. | 19 | 191.601
14.10. | 20 | 191.601
14.10. | 21 | 191.601
14.10. | 22 | 191.601
14.10. | 23 | 191.601
14.10. | 24 | 191.601
15.10. | 1 | 191.601
15.10. | 2 | 191.601
15.10. | 3 | 191.601
15.10. | 4 | 191.601
15.10. | 5 | 191.601
15.10. | 6 | 191.601
15.10. | 7 | 191.601
15.10. | 8 | 191.601
15.10. | 9 | 191.601
15.10. | 10 | 191.601
15.10. | 11 | 191.601
15.10. | 12 | 191.601
15.10. | 13 | 191.601
15.10. | 14 | 191.601
15.10. | 15 | 191.601
15.10. | 16 | 191.601
15.10. | 17 | 191.601
15.10. | 18 | 191.601
15.10. | 19 | 191.601
15.10. | 20 | 191.601
15.10. | 21 | 191.601
15.10. | 22 | 191.601
15.10. | 23 | 191.601
15.10. | 24 | 191.601
16.10. | 1 | 191.601
16.10. | 2 | 191.601
16.10. | 3 | 191.601
16.10. | 4 | 191.601
16.10. | 5 | 191.601
16.10. | 6 | 191.601
16.10. | 7 | 191.601
16.10. | 8 | 191.601
16.10. | 9 | 191.601
16.10. | 10 | 191.601
16.10. | 11 | 191.601
16.10. | 12 | 191.601
16.10. | 13 | 191.601
16.10. | 14 | 191.601
16.10. | 15 | 191.601
16.10. | 16 | 191.601
16.10. | 17 | 191.601
16.10. | 18 | 191.601
16.10. | 19 | 191.601
16.10. | 20 | 191.601
16.10. | 21 | 191.601
16.10. | 22 | 191.601
16.10. | 23 | 191.601
16.10. | 24 | 191.601
17.10. | 1 | 191.601
17.10. | 2 | 191.601
17.10. | 3 | 191.601
17.10. | 4 | 191.601
17.10. | 5 | 191.601
17.10. | 6 | 191.601
17.10. | 7 | 191.601
17.10. | 8 | 191.601
17.10. | 9 | 191.601
17.10. | 10 | 191.601
17.10. | 11 | 191.601
17.10. | 12 | 191.601
17.10. | 13 | 191.601
17.10. | 14 | 191.601
17.10. | 15 | 191.601
17.10. | 16 | 191.601
17.10. | 17 | 191.601
17.10. | 18 | 191.601
17.10. | 19 | 191.601
17.10. | 20 | 191.601
17.10. | 21 | 191.601
17.10. | 22 | 191.601
17.10. | 23 | 191.601
17.10. | 24 | 191.601
18.10. | 1 | 191.601
18.10. | 2 | 191.601
18.10. | 3 | 191.601
18.10. | 4 | 191.601
18.10. | 5 | 191.601
18.10. | 6 | 191.601
18.10. | 7 | 191.601
18.10. | 8 | 191.601
18.10. | 9 | 191.601
18.10. | 10 | 191.601
18.10. | 11 | 191.601
18.10. | 12 | 191.601
18.10. | 13 | 191.601
18.10. | 14 | 191.601
18.10. | 15 | 191.601
18.10. | 16 | 191.601
18.10. | 17 | 191.601
18.10. | 18 | 191.601
18.10. | 19 | 191.601
18.10. | 20 | 191.601
18.10. | 21 | 191.601
18.10. | 22 | 191.601
18.10. | 23 | 191.601
18.10. | 24 | 191.601
19.10. | 1 | 191.601
19.10. | 2 | 191.601
19.10. | 3 | 191.601
19.10. | 4 | 191.601
19.10. | 5 | 191.601
19.10. | 6 | 191.601
19.10. | 7 | 191.601
19.10. | 8 | 191.601
19.10. | 9 | 191.601
19.10. | 10 | 191.601
19.10. | 11 | 191.601
19.10. | 12 | 191.601
19.10. | 13 | 191.601
19.10. | 14 | 191.601
19.10. | 15 | 191.601
19.10. | 16 | 191.601
19.10. | 17 | 191.601
19.10. | 18 | 191.601
19.10. | 19 | 191.601
19.10. | 20 | 191.601
19.10. | 21 | 191.601
19.10. | 22 | 191.601
19.10. | 23 | 191.601
19.10. | 24 | 191.601
20.10. | 1 | 191.601
20.10. | 2 | 191.601
20.10. | 3 | 191.601
20.10. | 4 | 191.601
20.10. | 5 | 191.601
20.10. | 6 | 191.601
20.10. | 7 | 191.601
20.10. | 8 | 191.601
20.10. | 9 | 191.601
20.10. | 10 | 191.601
20.10. | 11 | 191.601
20.10. | 12 | 191.601
20.10. | 13 | 191.601
20.10. | 14 | 191.601
20.10. | 15 | 191.601
20.10. | 16 | 191.601
20.10. | 17 | 191.601
20.10. | 18 | 191.601
20.10. | 19 | 191.601
20.10. | 20 | 191.601
20.10. | 21 | 191.601
20.10. | 22 | 191.601
20.10. | 23 | 191.601
20.10. | 24 | 191.601
21.10. | 1 | 191.601
21.10. | 2 | 191.601
21.10. | 3 | 191.601
21.10. | 4 | 191.601
21.10. | 5 | 191.601
21.10. | 6 | 191.601
21.10. | 7 | 191.601
21.10. | 8 | 191.601
21.10. | 9 | 191.601
21.10. | 10 | 191.601
21.10. | 11 | 191.601
21.10. | 12 | 191.601
21.10. | 13 | 191.601
21.10. | 14 | 191.601
21.10. | 15 | 191.601
21.10. | 16 | 191.601
21.10. | 17 | 191.601
21.10. | 18 | 191.601
21.10. | 19 | 191.601
21.10. | 20 | 191.601
21.10. | 21 | 191.601
21.10. | 22 | 191.601
21.10. | 23 | 191.601
21.10. | 24 | 191.601
22.10. | 1 | 191.601
22.10. | 2 | 191.601
22.10. | 3 | 191.601
22.10. | 4 | 191.601
22.10. | 5 | 191.601
22.10. | 6 | 191.601
22.10. | 7 | 191.601
22.10. | 8 | 191.601
22.10. | 9 | 191.601
22.10. | 10 | 191.601
22.10. | 11 | 191.601
22.10. | 12 | 191.601
22.10. | 13 | 191.601
22.10. | 14 | 191.601
22.10. | 15 | 191.601
22.10. | 16 | 191.601
22.10. | 17 | 191.601
22.10. | 18 | 191.601
22.10. | 19 | 191.601
22.10. | 20 | 191.601
22.10. | 21 | 191.601
22.10. | 22 | 191.601
22.10. | 23 | 191.601
22.10. | 24 | 191.601
23.10. | 1 | 191.601
23.10. | 2 | 191.601
23.10. | 3 | 191.601
23.10. | 4 | 191.601
23.10. | 5 | 191.601
23.10. | 6 | 191.601
23.10. | 7 | 191.601
23.10. | 8 | 191.601
23.10. | 9 | 191.601
23.10. | 10 | 191.601
23.10. | 11 | 191.601
23.10. | 12 | 191.601
23.10. | 13 | 191.601
23.10. | 14 | 191.601
23.10. | 15 | 191.601
23.10. | 16 | 191.601
23.10. | 17 | 191.601
23.10. | 18 | 191.601
23.10. | 19 | 191.601
23.10. | 20 | 191.601
23.10. | 21 | 191.601
23.10. | 22 | 191.601
23.10. | 23 | 191.601
23.10. | 24 | 191.601
24.10. | 1 | 191.601
24.10. | 2 | 191.601
24.10. | 3 | 191.601
24.10. | 4 | 191.601
24.10. | 5 | 191.601
24.10. | 6 | 191.601
24.10. | 7 | 191.601
24.10. | 8 | 191.601
24.10. | 9 | 191.601
24.10. | 10 | 191.601
24.10. | 11 | 191.601
24.10. | 12 | 191.601
24.10. | 13 | 191.601
24.10. | 14 | 191.601
24.10. | 15 | 191.601
24.10. | 16 | 191.601
24.10. | 17 | 191.601
24.10. | 18 | 191.601
24.10. | 19 | 191.601
24.10. | 20 | 191.601
24.10. | 21 | 191.601
24.10. | 22 | 191.601
24.10. | 23 | 191.601
24.10. | 24 | 191.601
25.10. | 1 | 191.601
25.10. | 2 | 191.601
25.10. | 3 | 191.601
25.10. | 4 | 191.601
25.10. | 5 | 191.601
25.10. | 6 | 191.601
25.10. | 7 | 191.601
25.10. | 8 | 191.601
25.10. | 9 | 191.601
25.10. | 10 | 191.601
25.10. | 11 | 191.601
25.10. | 12 | 191.601
25.10. | 13 | 191.601
25.10. | 14 | 191.601
25.10. | 15 | 191.601
25.10. | 16 | 191.601
25.10. | 17 | 191.601
25.10. | 18 | 191.601
25.10. | 19 | 191.601
25.10. | 20 | 191.601
25.10. | 21 | 191.601
25.10. | 22 | 191.601
25.10. | 23 | 191.601
25.10. | 24 | 191.601
26.10. | 1 | 191.601
26.10. | 2 | 191.601
26.10. | 3 | 191.601
26.10. | 4 | 191.601
26.10. | 5 | 191.601
26.10. | 6 | 191.601
26.10. | 7 | 191.601
26.10. | 8 | 191.601
26.10. | 9 | 191.601
26.10. | 10 | 191.601
26.10. | 11 | 191.601
26.10. | 12 | 191.601
26.10. | 13 | 191.601
26.10. | 14 | 191.601
26.10. | 15 | 191.601
26.10. | 16 | 191.601
26.10. | 17 | 191.601
26.10. | 18 | 191.601
26.10. | 19 | 191.601
26.10. | 20 | 191.601
26.10. | 21 | 191.601
26.10. | 22 | 191.601
26.10. | 23 | 191.601
26.10. | 24 | 191.601
27.10. | 1 | 191.601
27.10. | 2 | 191.601
27.10. | 3 | 191.601
27.10. | 4 | 191.601
27.10. | 5 | 191.601
27.10. | 6 | 191.601
27.10. | 7 | 191.601
27.10. | 8 | 191.601
27.10. | 9 | 191.601
27.10. | 10 | 191.601
27.10. | 11 | 191.601
27.10. | 12 | 191.601
27.10. | 13 | 191.601
27.10. | 14 | 191.601
27.10. | 15 | 191.601
27.10. | 16 | 191.601
27.10. | 17 | 191.601
27.10. | 18 | 191.601
27.10. | 19 | 191.601
27.10. | 20 | 191.601
27.10. | 21 | 191.601
27.10. | 22 | 191.601
27.10. | 23 | 191.601
27.10. | 24 | 191.601
28.10. | 1 | 191.601
28.10. | 2 | 191.601
28.10. | 3 | 191.601
28.10. | 4 | 191.601
28.10. | 5 | 191.601
28.10. | 6 | 191.601
28.10. | 7 | 191.601
28.10. | 8 | 191.601
28.10. | 9 | 191.601
28.10. | 10 | 191.601
28.10. | 11 | 191.601
28.10. | 12 | 191.601
28.10. | 13 | 191.601
28.10. | 14 | 191.601
28.10. | 15 | 191.601
28.10. | 16 | 191.601
28.10. | 17 | 191.601
28.10. | 18 | 191.601
28.10. | 19 | 191.601
28.10. | 20 | 191.601
28.10. | 21 | 191.601
28.10. | 22 | 191.601
28.10. | 23 | 191.601
28.10. | 24 | 191.601
29.10. | 1 | 191.601
29.10. | 2 | 191.601
29.10. | 3 | 191.601
29.10. | 4 | 191.601
29.10. | 5 | 191.601
29.10. | 6 | 191.601
29.10. | 7 | 191.601
29.10. | 8 | 191.601
29.10. | 9 | 191.601
29.10. | 10 | 191.601
29.10. | 11 | 191.601
29.10. | 12 | 191.601
29.10. | 13 | 191.601
29.10. | 14 | 191.601
29.10. | 15 | 191.601
29.10. | 16 | 191.601
29.10. | 17 | 191.601
29.10. | 18 | 191.601
29.10. | 19 | 191.601
29.10. | 20 | 191.601
29.10. | 21 | 191.601
29.10. | 22 | 191.601
29.10. | 23 | 191.601
29.10. | 24 | 191.601
30.10. | 1 | 191.601
30.10. | 2 | 191.601
30.10. | 3 | 191.601
30.10. | 4 | 191.601
30.10. | 5 | 191.601
30.10. | 6 | 191.601
30.10. | 7 | 191.601
30.10. | 8 | 191.601
30.10. | 9 | 191.601
30.10. | 10 | 191.601
30.10. | 11 | 191.601
30.10. | 12 | 191.601
30.10. | 13 | 191.601
30.10. | 14 | 191.601
30.10. | 15 | 191.601
30.10. | 16 | 191.601
30.10. | 17 | 191.601
30.10. | 18 | 191.601
30.10. | 19 | 191.601
30.10. | 20 | 191.601
30.10. | 21 | 191.601
30.10. | 22 | 191.601
30.10. | 23 | 191.601
30.10. | 24 | 191.601
31.10. | 1 | 191.601
31.10. | 2 | 191.601
31.10. | 3 | 191.601
31.10. | 4 | 191.601
31.10. | 5 | 191.601
31.10. | 6 | 191.601
31.10. | 7 | 191.601
31.10. | 8 | 191.601
31.10. | 9 | 191.601
31.10. | 10 | 191.601
31.10. | 11 | 191.601
31.10. | 12 | 191.601
31.10. | 13 | 191.601
31.10. | 14 | 191.601
31.10. | 15 | 191.601
31.10. | 16 | 191.601
31.10. | 17 | 191.601
31.10. | 18 | 191.601
31.10. | 19 | 191.601
31.10. | 20 | 191.601
31.10. | 21 | 191.601
31.10. | 22 | 191.601
31.10. | 23 | 191.601
31.10. | 24 | 191.601
01.11. | 1 | 191.601
01.11. | 2 | 191.601
01.11. | 3 | 191.601
01.11. | 4 | 191.601
01.11. | 5 | 191.601
01.11. | 6 | 191.601
01.11. | 7 | 191.601
01.11. | 8 | 191.601
01.11. | 9 | 191.601
01.11. | 10 | 191.601
01.11. | 11 | 191.601
01.11. | 12 | 191.601
01.11. | 13 | 191.601
01.11. | 14 | 191.601
01.11. | 15 | 191.601
01.11. | 16 | 191.601
01.11. | 17 | 191.601
01.11. | 18 | 191.601
01.11. | 19 | 191.601
01.11. | 20 | 191.601
01.11. | 21 | 191.601
01.11. | 22 | 191.601
01.11. | 23 | 191.601
01.11. | 24 | 191.601
02.11. | 1 | 191.601
02.11. | 2 | 191.601
02.11. | 3 | 191.601
02.11. | 4 | 191.601
02.11. | 5 | 191.601
02.11. | 6 | 191.601
02.11. | 7 | 191.601
02.11. | 8 | 191.601
02.11. | 9 | 191.601
02.11. | 10 | 191.601
02.11. | 11 | 191.601
02.11. | 12 | 191.601
02.11. | 13 | 191.601
02.11. | 14 | 191.601
02.11. | 15 | 191.601
02.11. | 16 | 191.601
02.11. | 17 | 191.601
02.11. | 18 | 191.601
02.11. | 19 | 191.601
02.11. | 20 | 191.601
02.11. | 21 | 191.601
02.11. | 22 | 191.601
02.11. | 23 | 191.601
02.11. | 24 | 191.601
03.11. | 1 | 191.601
03.11. | 2 | 191.601
03.11. | 3 | 191.601
03.11. | 4 | 191.601
03.11. | 5 | 191.601
03.11. | 6 | 191.601
03.11. | 7 | 191.601
03.11. | 8 | 191.601
03.11. | 9 | 191.601
03.11. | 10 | 191.601
03.11. | 11 | 191.601
03.11. | 12 | 191.601
03.11. | 13 | 191.601
03.11. | 14 | 191.601
03.11. | 15 | 191.601
03.11. | 16 | 191.601
03.11. | 17 | 191.601
03.11. | 18 | 191.601
03.11. | 19 | 191.601
03.11. | 20 | 191.601
03.11. | 21 | 191.601
03.11. | 22 | 191.601
03.11. | 23 | 191.601
03.11. | 24 | 191.601
04.11. | 1 | 191.601
04.11. | 2 | 191.601
04.11. | 3 | 191.601
04.11. | 4 | 191.601
04.11. | 5 | 191.601
04.11. | 6 | 191.601
04.11. | 7 | 191.601
04.11. | 8 | 191.601
04.11. | 9 | 191.601
04.11. | 10 | 191.601
04.11. | 11 | 191.601
04.11. | 12 | 191.601
04.11. | 13 | 191.601
04.11. | 14 | 191.601
04.11. | 15 | 191.601
04.11. | 16 | 191.601
04.11. | 17 | 191.601
04.11. | 18 | 191.601
04.11. | 19 | 191.601
04.11. | 20 | 191.601
04.11. | 21 | 191.601
04.11. | 22 | 191.601
04.11. | 23 | 191.601
04.11. | 24 | 191.601
05.11. | 1 | 191.601
05.11. | 2 | 191.601
05.11. | 3 | 191.601
05.11. | 4 | 191.601
05.11. | 5 | 191.601
05.11. | 6 | 191.601
05.11. | 7 | 191.601
05.11. | 8 | 191.601
05.11. | 9 | 191.601
05.11. | 10 | 191.601
05.11. | 11 | 191.601
05.11. | 12 | 191.601
05.11. | 13 | 191.601
05.11. | 14 | 191.601
05.11. | 15 | 191.601
05.11. | 16 | 191.601
05.11. | 17 | 191.601
05.11. | 18 | 191.601
05.11. | 19 | 191.601
05.11. | 20 | 191.601
05.11. | 21 | 191.601
05.11. | 22 | 191.601
05.11. | 23 | 191.601
05.11. | 24 | 191.601
06.11. | 1 | 191.601
06.11. | 2 | 191.601
06.11. | 3 | 191.601
06.11. | 4 | 191.601
06.11. | 5 | 191.601
06.11. | 6 | 191.601
06.11. | 7 | 191.601
06.11. | 8 | 191.601
06.11. | 9 | 191.601
06.11. | 10 | 191.601
06.11. | 11 | 191.601
06.11. | 12 | 191.601
06.11. | 13 | 191.601
06.11. | 14 | 191.601
06.11. | 15 | 191.601
06.11. | 16 | 191.601
06.11. | 17 | 191.601
06.11. | 18 | 191.601
06.11. | 19 | 191.601
06.11. | 20 | 191.601
06.11. | 21 | 191.601
06.11. | 22 | 191.601
06.11. | 23 | 191.601
06.11. | 24 | 191.601
07.11. | 1 | 191.601
07.11. | 2 | 191.601
07.11. | 3 | 191.601
07.11. | 4 | 191.601
07.11. | 5 | 191.601
07.11. | 6 | 191.601
07.11. | 7 | 191.601
07.11. | 8 | 191.601
07.11. | 9 | 191.601
07.11. | 10 | 191.601
07.11. | 11 | 191.601
07.11. | 12 | 191.601
07.11. | 13 | 191.601
07.11. | 14 | 191.601
07.11. | 15 | 191.601
07.11. | 16 | 191.601
07.11. | 17 | 191.601
07.11. | 18 | 191.601
07.11. | 19 | 191.601
07.11. | 20 | 191.601
07.11. | 21 | 191.601
07.11. | 22 | 191.601
07.11. | 23 | 191.601
07.11. | 24 | 191.601
08.11. | 1 | 191.601
08.11. | 2 | 191.601
08.11. | 3 | 191.601
08.11. | 4 | 191.601
08.11. | 5 | 191.601
08.11. | 6 | 191.601
08.11. | 7 | 191.601
08.11. | 8 | 191.601
08.11. | 9 | 191.601
08.11. | 10 | 191.601
08.11. | 11 | 191.601
08.11. | 12 | 191.601
08.11. | 13 | 191.601
08.11. | 14 | 191.601
08.11. | 15 | 191.601
08.11. | 16 | 191.601
08.11. | 17 | 191.601
08.11. | 18 | 191.601
08.11. | 19 | 191.601
08.11. | 20 | 191.601
08.11. | 21 | 191.601
08.11. | 22 | 191.601
08.11. | 23 | 191.601
08.11. | 24 | 191.601
09.11. | 1 | 191.601
09.11. | 2 | 191.601
09.11. | 3 | 191.601
09.11. | 4 | 191.601
09.11. | 5 | 191.601
09.11. | 6 | 191.601
09.11. | 7 | 191.601
09.11. | 8 | 191.601
09.11. | 9 | 191.601
09.11. | 10 | 191.601
09.11. | 11 | 191.601
09.11. | 12 | 191.601
09.11. | 13 | 191.601
09.11. | 14 | 191.601
09.11. | 15 | 191.601
09.11. | 16 | 191.601
09.11. | 17 | 191.601
09.11. | 18 | 191.601
09.11. | 19 | 191.601
09.11. | 20 | 191.601
09.11. | 21 | 191.601
09.11. | 22 | 191.601
09.11. | 23 | 191.601
09.11. | 24 | 191.601
10.11. | 1 | 191.601
10.11. | 2 | 191.601
10.11. | 3 | 191.601
10.11. | 4 | 191.601
10.11. | 5 | 191.601
10.11. | 6 | 191.601
10.11. | 7 | 191.601
10.11. | 8 | 191.601
10.11. | 9 | 191.601
10.11. | 10 | 191.601
10.11. | 11 | 191.601
10.11. | 12 | 191.601
10.11. | 13 | 191.601
10.11. | 14 | 191.601
10.11. | 15 | 191.601
10.11. | 16 | 191.601
10.11. | 17 | 191.601
10.11. | 18 | 191.601
10.11. | 19 | 191.601
10.11. | 20 | 191.601
10.11. | 21 | 191.601
10.11. | 22 | 191.601
10.11. | 23 | 191.601
10.11. | 24 | 191.601
11.11. | 1 | 191.601
11.11. | 2 | 191.601
11.11. | 3 | 191.601
11.11. | 4 | 191.601
11.11. | 5 | 191.601
11.11. | 6 | 191.601
11.11. | 7 | 191.601
11.11. | 8 | 191.601
11.11. | 9 | 191.601
11.11. | 10 | 191.601
11.11. | 11 | 191.601
11.11. | 12 | 191.601
11.11. | 13 | 191.601
11.11. | 14 | 191.601
11.11. | 15 | 191.601
11.11. | 16 | 191.601
11.11. | 17 | 191.601
11.11. | 18 | 191.601
11.11. | 19 | 191.601
11.11. | 20 | 191.601
11.11. | 21 | 191.601
11.11. | 22 | 191.601
11.11. | 23 | 191.601
11.11. | 24 | 191.601
12.11. | 1 | 191.601
12.11. | 2 | 191.601
12.11. | 3 | 191.601
12.11. | 4 | 191.601
12.11. | 5 | 191.601
12.11. | 6 | 191.601
12.11. | 7 | 191.601
12.11. | 8 | 191.601
12.11. | 9 | 191.601
12.11. | 10 | 191.601
12.11. | 11 | 191.601
12.11. | 12 | 191.601
12.11. | 13 | 191.601
12.11. | 14 | 191.601
12.11. | 15 | 191.601
12.11. | 16 | 191.601
12.11. | 17 | 191.601
12.11. | 18 | 191.601
12.11. | 19 | 191.601
12.11. | 20 | 191.601
12.11. | 21 | 191.601
12.11. | 22 | 191.601
12.11. | 23 | 191.601
12.11. | 24 | 191.601
13.11. | 1 | 191.601
13.11. | 2 | 191.601
13.11. | 3 | 191.601
13.11. | 4 | 191.601
13.11. | 5 | 191.601
13.11. | 6 | 191.601
13.11. | 7 | 191.601
13.11. | 8 | 191.601
13.11. | 9 | 191.601
13.11. | 10 | 191.601
13.11. | 11 | 191.601
13.11. | 12 | 191.601
13.11. | 13 | 191.601
13.11. | 14 | 191.601
13.11. | 15 | 191.601
13.11. | 16 | 191.601
13.11. | 17 | 191.601
13.11. | 18 | 191.601
13.11. | 19 | 191.601
13.11. | 20 | 191.601
13.11. | 21 | 191.601
13.11. | 22 | 191.601
13.11. | 23 | 191.601
13.11. | 24 | 191.601
14.11. | 1 | 191.601
14.11. | 2 | 191.601
14.11. | 3 | 191.601
14.11. | 4 | 191.601
14.11. | 5 | 191.601
14.11. | 6 | 191.601
14.11. | 7 | 191.601
14.11. | 8 | 191.601
14.11. | 9 | 191.601
14.11. | 10 | 191.601
14.11. | 11 | 191.601
14.11. | 12 | 191.601
14.11. | 13 | 191.601
14.11. | 14 | 191.601
14.11. | 15 | 191.601
14.11. | 16 | 191.601
14.11. | 17 | 191.601
14.11. | 18 | 191.601
14.11. | 19 | 191.601
14.11. | 20 | 191.601
14.11. | 21 | 191.601
14.11. | 22 | 191.601
14.11. | 23 | 191.601
14.11. | 24 | 191.601
15.11. | 1 | 191.601
15.11. | 2 | 191.601
15.11. | 3 | 191.601
15.11. | 4 | 191.601
15.11. | 5 | 191.601
15.11. | 6 | 191.601
15.11. | 7 | 191.601
15.11. | 8 | 191.601
15.11. | 9 | 191.601
15.11. | 10 | 191.601
15.11. | 11 | 191.601
15.11. | 12 | 191.601
15.11. | 13 | 191.601
15.11. | 14 | 191.601
15.11. | 15 | 191.601
15.11. | 16 | 191.601
15.11. | 17 | 191.601
15.11. | 18 | 191.601
15.11. | 19 | 191.601
15.11. | 20 | 191.601
15.11. | 21 | 191.601
15.11. | 22 | 191.601
15.11. | 23 | 191.601
15.11. | 24 | 191.601
16.11. | 1 | 191.601
16.11. | 2 | 191.601
16.11. | 3 | 191.601
16.11. | 4 | 191.601
16.11. | 5 | 191.601
16.11. | 6 | 191.601
16.11. | 7 | 191.601
16.11. | 8 | 191.601
16.11. | 9 | 191.601
16.11. | 10 | 191.601
16.11. | 11 | 191.601
16.11. | 12 | 191.601
16.11. | 13 | 191.601
16.11. | 14 | 191.601
16.11. | 15 | 191.601
16.11. | 16 | 191.601
16.11. | 17 | 191.601
16.11. | 18 | 191.601
16.11. | 19 | 191.601
16.11. | 20 | 191.601
16.11. | 21 | 191.601
16.11. | 22 | 191.601
16.11. | 23 | 191.601
16.11. | 24 | 191.601
17.11. | 1 | 191.601
17.11. | 2 | 191.601
17.11. | 3 | 191.601
17.11. | 4 | 191.601
17.11. | 5 | 191.601
17.11. | 6 | 191.601
17.11. | 7 | 191.601
17.11. | 8 | 191.601
17.11. | 9 | 191.601
17.11. | 10 | 191.601
17.11. | 11 | 191.601
17.11. | 12 | 191.601
17.11. | 13 | 191.601
17.11. | 14 | 191.601
17.11. | 15 | 191.601
17.11. | 16 | 191.601
17.11. | 17 | 191.601
17.11. | 18 | 191.601
17.11. | 19 | 191.601
17.11. | 20 | 191.601
17.11. | 21 | 191.601
17.11. | 22 | 191.601
17.11. | 23 | 191.601
17.11. | 24 | 191.601
18.11. | 1 | 191.601
18.11. | 2 | 191.601
18.11. | 3 | 191.601
18.11. | 4 | 191.601
18.11. | 5 | 191.601
18.11. | 6 | 191.601
18.11. | 7 | 191.601
18.11. | 8 | 191.601
18.11. | 9 | 191.601
18.11. | 10 | 191.601
18.11. | 11 | 191.601
18.11. | 12 | 191.601
18.11. | 13 | 191.601
18.11. | 14 | 191.601
18.11. | 15 | 191.601
18.11. | 16 | 191.601
18.11. | 17 | 191.601
18.11. | 18 | 191.601
18.11. | 19 | 191.601
18.11. | 20 | 191.601
18.11. | 21 | 191.601
18.11. | 22 | 191.601
18.11. | 23 | 191.601
18.11. | 24 | 191.601
19.11. | 1 | 191.601
19.11. | 2 | 191.601
19.11. | 3 | 191.601
19.11. | 4 | 191.601
19.11. | 5 | 191.601
19.11. | 6 | 191.601
19.11. | 7 | 191.601
19.11. | 8 | 191.601
19.11. | 9 | 191.601
19.11. | 10 | 191.601
19.11. | 11 | 191.601
19.11. | 12 | 191.601
19.11. | 13 | 191.601
19.11. | 14 | 191.601
19.11. | 15 | 191.601
19.11. | 16 | 191.601
19.11. | 17 | 191.601
19.11. | 18 | 191.601
19.11. | 19 | 191.601
19.11. | 20 | 191.601
19.11. | 21 | 191.601
19.11. | 22 | 191.601
19.11. | 23 | 191.601
19.11. | 24 | 191.601
20.11. | 1 | 191.601
20.11. | 2 | 191.601
20.11. | 3 | 191.601
20.11. | 4 | 191.601
20.11. | 5 | 191.601
20.11. | 6 | 191.601
20.11. | 7 | 191.601
20.11. | 8 | 191.601
20.11. | 9 | 191.601
20.11. | 10 | 191.601
20.11. | 11 | 191.601
20.11. | 12 | 191.601
20.11. | 13 | 191.601
20.11. | 14 | 191.601
20.11. | 15 | 191.601
20.11. | 16 | 191.601
20.11. | 17 | 191.601
20.11. | 18 | 191.601
20.11. | 19 | 191.601
20.11. | 20 | 191.601
20.11. | 21 | 191.601
20.11. | 22 | 191.601
20.11. | 23 | 191.601
20.11. | 24 | 191.601
21.11. | 1 | 191.601
21.11. | 2 | 191.601
21.11. | 3 | 191.601
21.11. | 4 | 191.601
21.11. | 5 | 191.601
21.11. | 6 | 191.601
21.11. | 7 | 191.601
21.11. | 8 | 191.601
21.11. | 9 | 191.601
21.11. | 10 | 191.601
21.11. | 11 | 191.601
21.11. | 12 | 191.601
21.11. | 13 | 191.601
21.11. | 14 | 191.601
21.11. | 15 | 191.601
21.11. | 16 | 191.601
21.11. | 17 | 191.601
21.11. | 18 | 191.601
21.11. | 19 | 191.601
21.11. | 20 | 191.601
21.11. | 21 | 191.601
21.11. | 22 | 191.601
21.11. | 23 | 191.601
21.11. | 24 | 191.601
22.11. | 1 | 191.601
22.11. | 2 | 191.601
22.11. | 3 | 191.601
22.11. | 4 | 191.601
22.11. | 5 | 191.601
22.11. | 6 | 191.601
22.11. | 7 | 191.601
22.11. | 8 | 191.601
22.11. | 9 | 191.601
22.11. | 10 | 191.601
22.11. | 11 | 191.601
22.11. | 12 | 191.601
22.11. | 13 | 191.601
22.11. | 14 | 191.601
22.11. | 15 | 191.601
22.11. | 16 | 191.601
22.11. | 17 | 191.601
22.11. | 18 | 191.601
22.11. | 19 | 191.601
22.11. | 20 | 191.601
22.11. | 21 | 191.601
22.11. | 22 | 191.601
22.11. | 23 | 191.601
22.11. | 24 | 191.601
23.11. | 1 | 191.601
23.11. | 2 | 191.601
23.11. | 3 | 191.601
23.11. | 4 | 191.601
23.11. | 5 | 191.601
23.11. | 6 | 191.601
23.11. | 7 | 191.601
23.11. | 8 | 191.601
23.11. | 9 | 191.601
23.11. | 10 | 191.601
23.11. | 11 | 191.601
23.11. | 12 | 191.601
23.11. | 13 | 191.601
23.11. | 14 | 191.601
23.11. | 15 | 191.601
23.11. | 16 | 191.601
23.11. | 17 | 191.601
23.11. | 18 | 191.601
23.11. | 19 | 191.601
23.11. | 20 | 191.601
23.11. | 21 | 191.601
23.11. | 22 | 191.601
23.11. | 23 | 191.601
23.11. | 24 | 191.601
24.11. | 1 | 191.601
24.11. | 2 | 191.601
24.11. | 3 | 191.601
24.11. | 4 | 191.601
24.11. | 5 | 191.601
24.11. | 6 | 191.601
24.11. | 7 | 191.601
24.11. | 8 | 191.601
24.11. | 9 | 191.601
24.11. | 10 | 191.601
24.11. | 11 | 191.601
24.11. | 12 | 191.601
24.11. | 13 | 191.601
24.11. | 14 | 191.601
24.11. | 15 | 191.601
24.11. | 16 | 191.601
24.11. | 17 | 191.601
24.11. | 18 | 191.601
24.11. | 19 | 191.601
24.11. | 20 | 191.601
24.11. | 21 | 191.601
24.11. | 22 | 191.601
24.11. | 23 | 191.601
24.11. | 24 | 191.601
25.11. | 1 | 191.601
25.11. | 2 | 191.601
25.11. | 3 | 191.601
25.11. | 4 | 191.601
25.11. | 5 | 191.601
25.11. | 6 | 191.601
25.11. | 7 | 191.601
25.11. | 8 | 191.601
25.11. | 9 | 191.601
25.11. | 10 | 191.601
25.11. | 11 | 191.601
25.11. | 12 | 191.601
25.11. | 13 | 191.601
25.11. | 14 | 191.601
25.11. | 15 | 191.601
25.11. | 16 | 191.601
25.11. | 17 | 191.601
25.11. | 18 | 191.601
25.11. | 19 | 191.601
25.11. | 20 | 191.601
25.11. | 21 | 191.601
25.11. | 22 | 191.601
25.11. | 23 | 191.601
25.11. | 24 | 191.601
26.11. | 1 | 191.601
26.11. | 2 | 191.601
26.11. | 3 | 191.601
26.11. | 4 | 191.601
26.11. | 5 | 191.601
26.11. | 6 | 191.601
26.11. | 7 | 191.601
26.11. | 8 | 191.601
26.11. | 9 | 191.601
26.11. | 10 | 191.601
26.11. | 11 | 191.601
26.11. | 12 | 191.601
26.11. | 13 | 191.601
26.11. | 14 | 191.601
26.11. | 15 | 191.601
26.11. | 16 | 191.601
26.11. | 17 | 191.601
26.11. | 18 | 191.601
26.11. | 19 | 191.601
26.11. | 20 | 191.601
26.11. | 21 | 191.601
26.11. | 22 | 191.601
26.11. | 23 | 191.601
26.11. | 24 | 191.601
27.11. | 1 | 191.601
27.11. | 2 | 191.601
27.11. | 3 | 191.601
27.11. | 4 | 191.601
27.11. | 5 | 191.601
27.11. | 6 | 191.601
27.11. | 7 | 191.601
27.11. | 8 | 191.601
27.11. | 9 | 191.601
27.11. | 10 | 191.601
27.11. | 11 | 191.601
27.11. | 12 | 191.601
27.11. | 13 | 191.601
27.11. | 14 | 191.601
27.11. | 15 | 191.601
27.11. | 16 | 191.601
27.11. | 17 | 191.601
27.11. | 18 | 191.601
27.11. | 19 | 191.601
27.11. | 20 | 191.601
27.11. | 21 | 191.601
27.11. | 22 | 191.601
27.11. | 23 | 191.601
27.11. | 24 | 191.601
28.11. | 1 | 191.601
28.11. | 2 | 191.601
28.11. | 3 | 191.601
28.11. | 4 | 191.601
28.11. | 5 | 191.601
28.11. | 6 | 191.601
28.11. | 7 | 191.601
28.11. | 8 | 191.601
28.11. | 9 | 191.601
28.11. | 10 | 191.601
28.11. | 11 | 191.601
28.11. | 12 | 191.601
28.11. | 13 | 191.601
28.11. | 14 | 191.601
28.11. | 15 | 191.601
28.11. | 16 | 191.601
28.11. | 17 | 191.601
28.11. | 18 | 191.601
28.11. | 19 | 191.601
28.11. | 20 | 191.601
28.11. | 21 | 191.601
28.11. | 22 | 191.601
28.11. | 23 | 191.601
28.11. | 24 | 191.601
29.11. | 1 | 191.601
29.11. | 2 | 191.601
29.11. | 3 | 191.601
29.11. | 4 | 191.601
29.11. | 5 | 191.601
29.11. | 6 | 191.601
29.11. | 7 | 191.601
29.11. | 8 | 191.601
29.11. | 9 | 191.601
29.11. | 10 | 191.601
29.11. | 11 | 191.601
29.11. | 12 | 191.601
29.11. | 13 | 191.601
29.11. | 14 | 191.601
29.11. | 15 | 191.601
29.11. | 16 | 191.601
29.11. | 17 | 191.601
29.11. | 18 | 191.601
29.11. | 19 | 191.601
29.11. | 20 | 191.601
29.11. | 21 | 191.601
29.11. | 22 | 191.601
29.11. | 23 | 191.601
29.11. | 24 | 191.601
30.11. | 1 | 191.601
30.11. | 2 | 191.601
30.11. | 3 | 191.601
30.11. | 4 | 191.601
30.11. | 5 | 191.601
30.11. | 6 | 191.601
30.11. | 7 | 191.601
30.11. | 8 | 191.601
30.11. | 9 | 191.601
30.11. | 10 | 191.601
30.11. | 11 | 191.601
30.11. | 12 | 191.601
30.11. | 13 | 191.601
30.11. | 14 | 191.601
30.11. | 15 | 191.601
30.11. | 16 | 191.601
30.11. | 17 | 191.601
30.11. | 18 | 191.601
30.11. | 19 | 191.601
30.11. | 20 | 191.601
30.11. | 21 | 191.601
30.11. | 22 | 191.601
30.11. | 23 | 191.601
30.11. | 24 | 191.601
01.12. | 1 | 191.601
01.12. | 2 | 191.601
01.12. | 3 | 191.601
01.12. | 4 | 191.601
01.12. | 5 | 191.601
01.12. | 6 | 191.601
01.12. | 7 | 191.601
01.12. | 8 | 191.601
01.12. | 9 | 191.601
01.12. | 10 | 191.601
01.12. | 11 | 191.601
01.12. | 12 | 191.601
01.12. | 13 | 191.601
01.12. | 14 | 191.601
01.12. | 15 | 191.601
01.12. | 16 | 191.601
01.12. | 17 | 191.601
01.12. | 18 | 191.601
01.12. | 19 | 191.601
01.12. | 20 | 191.601
01.12. | 21 | 191.601
01.12. | 22 | 191.601
01.12. | 23 | 191.601
01.12. | 24 | 191.601
02.12. | 1 | 191.601
02.12. | 2 | 191.601
02.12. | 3 | 191.601
02.12. | 4 | 191.601
02.12. | 5 | 191.601
02.12. | 6 | 191.601
02.12. | 7 | 191.601
02.12. | 8 | 191.601
02.12. | 9 | 191.601
02.12. | 10 | 191.601
02.12. | 11 | 191.601
02.12. | 12 | 191.601
02.12. | 13 | 191.601
02.12. | 14 | 191.601
02.12. | 15 | 191.601
02.12. | 16 | 191.601
02.12. | 17 | 191.601
02.12. | 18 | 191.601
02.12. | 19 | 191.601
02.12. | 20 | 191.601
02.12. | 21 | 191.601
02.12. | 22 | 191.601
02.12. | 23 | 191.601
02.12. | 24 | 191.601
03.12. | 1 | 191.601
03.12. | 2 | 191.601
03.12. | 3 | 191.601
03.12. | 4 | 191.601
03.12. | 5 | 191.601
03.12. | 6 | 191.601
03.12. | 7 | 191.601
03.12. | 8 | 191.601
03.12. | 9 | 191.601
03.12. | 10 | 191.601
03.12. | 11 | 191.601
03.12. | 12 | 191.601
03.12. | 13 | 191.601
03.12. | 14 | 191.601
03.12. | 15 | 191.601
03.12. | 16 | 191.601
03.12. | 17 | 191.601
03.12. | 18 | 191.601
03.12. | 19 | 191.601
03.12. | 20 | 191.601
03.12. | 21 | 191.601
03.12. | 22 | 191.601
03.12. | 23 | 191.601
03.12. | 24 | 191.601
04.12. | 1 | 191.601
04.12. | 2 | 191.601
04.12. | 3 | 191.601
04.12. | 4 | 191.601
04.12. | 5 | 191.601
04.12. | 6 | 191.601
04.12. | 7 | 191.601
04.12. | 8 | 191.601
04.12. | 9 | 191.601
04.12. | 10 | 191.601
04.12. | 11 | 191.601
04.12. | 12 | 191.601
04.12. | 13 | 191.601
04.12. | 14 | 191.601
04.12. | 15 | 191.601
04.12. | 16 | 191.601
04.12. | 17 | 191.601
04.12. | 18 | 191.601
04.12. | 19 | 191.601
04.12. | 20 | 191.601
04.12. | 21 | 191.601
04.12. | 22 | 191.601
04.12. | 23 | 191.601
04.12. | 24 | 191.601
05.12. | 1 | 191.601
05.12. | 2 | 191.601
05.12. | 3 | 191.601
05.12. | 4 | 191.601
05.12. | 5 | 191.601
05.12. | 6 | 191.601
05.12. | 7 | 191.601
05.12. | 8 | 191.601
05.12. | 9 | 191.601
05.12. | 10 | 191.601
05.12. | 11 | 191.601
05.12. | 12 | 191.601
05.12. | 13 | 191.601
05.12. | 14 | 191.601
05.12. | 15 | 191.601
05.12. | 16 | 191.601
05.12. | 17 | 191.601
05.12. | 18 | 191.601
05.12. | 19 | 191.601
05.12. | 20 | 191.601
05.12. | 21 | 191.601
05.12. | 22 | 191.601
05.12. | 23 | 191.601
05.12. | 24 | 191.601
06.12. | 1 | 191.601
06.12. | 2 | 191.601
06.12. | 3 | 191.601
06.12. | 4 | 191.601
06.12. | 5 | 191.601
06.12. | 6 | 191.601
06.12. | 7 | 191.601
06.12. | 8 | 191.601
06.12. | 9 | 191.601
06.12. | 10 | 191.601
06.12. | 11 | 191.601
06.12. | 12 | 191.601
06.12. | 13 | 191.601
06.12. | 14 | 191.601
06.12. | 15 | 191.601
06.12. | 16 | 191.601
06.12. | 17 | 191.601
06.12. | 18 | 191.601
06.12. | 19 | 191.601
06.12. | 20 | 191.601
06.12. | 21 | 191.601
06.12. | 22 | 191.601
06.12. | 23 | 191.601
06.12. | 24 | 191.601
07.12. | 1 | 191.601
07.12. | 2 | 191.601
07.12. | 3 | 191.601
07.12. | 4 | 191.601
07.12. | 5 | 191.601
07.12. | 6 | 191.601
07.12. | 7 | 191.601
07.12. | 8 | 191.601
07.12. | 9 | 191.601
07.12. | 10 | 191.601
07.12. | 11 | 191.601
07.12. | 12 | 191.601
07.12. | 13 | 191.601
07.12. | 14 | 191.601
07.12. | 15 | 191.601
07.12. | 16 | 191.601
07.12. | 17 | 191.601
07.12. | 18 | 191.601
07.12. | 19 | 191.601
07.12. | 20 | 191.601
07.12. | 21 | 191.601
07.12. | 22 | 191.601
07.12. | 23 | 191.601
07.12. | 24 | 191.601
08.12. | 1 | 191.601
08.12. | 2 | 191.601
08.12. | 3 | 191.601
08.12. | 4 | 191.601
08.12. | 5 | 191.601
08.12. | 6 | 191.601
08.12. | 7 | 191.601
08.12. | 8 | 191.601
08.12. | 9 | 191.601
08.12. | 10 | 191.601
08.12. | 11 | 191.601
08.12. | 12 | 191.601
08.12. | 13 | 191.601
08.12. | 14 | 191.601
08.12. | 15 | 191.601
08.12. | 16 | 191.601
08.12. | 17 | 191.601
08.12. | 18 | 191.601
08.12. | 19 | 191.601
08.12. | 20 | 191.601
08.12. | 21 | 191.601
08.12. | 22 | 191.601
08.12. | 23 | 191.601
08.12. | 24 | 191.601
09.12. | 1 | 191.601
09.12. | 2 | 191.601
09.12. | 3 | 191.601
09.12. | 4 | 191.601
09.12. | 5 | 191.601
09.12. | 6 | 191.601
09.12. | 7 | 191.601
09.12. | 8 | 191.601
09.12. | 9 | 191.601
09.12. | 10 | 191.601
09.12. | 11 | 191.601
09.12. | 12 | 191.601
09.12. | 13 | 191.601
09.12. | 14 | 191.601
09.12. | 15 | 191.601
09.12. | 16 | 191.601
09.12. | 17 | 191.601
09.12. | 18 | 191.601
09.12. | 19 | 191.601
09.12. | 20 | 191.601
09.12. | 21 | 191.601
09.12. | 22 | 191.601
09.12. | 23 | 191.601
09.12. | 24 | 191.601
10.12. | 1 | 191.601
10.12. | 2 | 191.601
10.12. | 3 | 191.601
10.12. | 4 | 191.601
10.12. | 5 | 191.601
10.12. | 6 | 191.601
10.12. | 7 | 191.601
10.12. | 8 | 191.601
10.12. | 9 | 191.601
10.12. | 10 | 191.601
10.12. | 11 | 191.601
10.12. | 12 | 191.601
10.12. | 13 | 191.601
10.12. | 14 | 191.601
10.12. | 15 | 191.601
10.12. | 16 | 191.601
10.12. | 17 | 191.601
10.12. | 18 | 191.601
10.12. | 19 | 191.601
10.12. | 20 | 191.601
10.12. | 21 | 191.601
10.12. | 22 | 191.601
10.12. | 23 | 191.601
10.12. | 24 | 191.601
11.12. | 1 | 191.601
11.12. | 2 | 191.601
11.12. | 3 | 191.601
11.12. | 4 | 191.601
11.12. | 5 | 191.601
11.12. | 6 | 191.601
11.12. | 7 | 191.601
11.12. | 8 | 191.601
11.12. | 9 | 191.601
11.12. | 10 | 191.601
11.12. | 11 | 191.601
11.12. | 12 | 191.601
11.12. | 13 | 191.601
11.12. | 14 | 191.601
11.12. | 15 | 191.601
11.12. | 16 | 191.601
11.12. | 17 | 191.601
11.12. | 18 | 191.601
11.12. | 19 | 191.601
11.12. | 20 | 191.601
11.12. | 21 | 191.601
11.12. | 22 | 191.601
11.12. | 23 | 191.601
11.12. | 24 | 191.601
12.12. | 1 | 191.601
12.12. | 2 | 191.601
12.12. | 3 | 191.601
12.12. | 4 | 191.601
12.12. | 5 | 191.601
12.12. | 6 | 191.601
12.12. | 7 | 191.601
12.12. | 8 | 191.601
12.12. | 9 | 191.601
12.12. | 10 | 191.601
12.12. | 11 | 191.601
12.12. | 12 | 191.601
12.12. | 13 | 191.601
12.12. | 14 | 191.601
12.12. | 15 | 191.601
12.12. | 16 | 191.601
12.12. | 17 | 191.601
12.12. | 18 | 191.601
12.12. | 19 | 191.601
12.12. | 20 | 191.601
12.12. | 21 | 191.601
12.12. | 22 | 191.601
12.12. | 23 | 191.601
12.12. | 24 | 191.601
13.12. | 1 | 191.601
13.12. | 2 | 191.601
13.12. | 3 | 191.601
13.12. | 4 | 191.601
13.12. | 5 | 191.601
13.12. | 6 | 191.601
13.12. | 7 | 191.601
13.12. | 8 | 191.601
13.12. | 9 | 191.601
13.12. | 10 | 191.601
13.12. | 11 | 191.601
13.12. | 12 | 191.601
13.12. | 13 | 191.601
13.12. | 14 | 191.601
13.12. | 15 | 191.601
13.12. | 16 | 191.601
13.12. | 17 | 191.601
13.12. | 18 | 191.601
13.12. | 19 | 191.601
13.12. | 20 | 191.601
13.12. | 21 | 191.601
13.12. | 22 | 191.601
13.12. | 23 | 191.601
13.12. | 24 | 191.601
14.12. | 1 | 191.601
14.12. | 2 | 191.601
14.12. | 3 | 191.601
14.12. | 4 | 191.601
14.12. | 5 | 191.601
14.12. | 6 | 191.601
14.12. | 7 | 191.601
14.12. | 8 | 191.601
14.12. | 9 | 191.601
14.12. | 10 | 191.601
14.12. | 11 | 191.601
14.12. | 12 | 191.601
14.12. | 13 | 191.601
14.12. | 14 | 191.601
14.12. | 15 | 191.601
14.12. | 16 | 191.601
14.12. | 17 | 191.601
14.12. | 18 | 191.601
14.12. | 19 | 191.601
14.12. | 20 | 191.601
14.12. | 21 | 191.601
14.12. | 22 | 191.601
14.12. | 23 | 191.601
14.12. | 24 | 191.601
15.12. | 1 | 191.601
15.12. | 2 | 191.601
15.12. | 3 | 191.601
15.12. | 4 | 191.601
15.12. | 5 | 191.601
15.12. | 6 | 191.601
15.12. | 7 | 191.601
15.12. | 8 | 191.601
15.12. | 9 | 191.601
15.12. | 10 | 191.601
15.12. | 11 | 191.601
15.12. | 12 | 191.601
15.12. | 13 | 191.601
15.12. | 14 | 191.601
15.12. | 15 | 191.601
15.12. | 16 | 191.601
15.12. | 17 | 191.601
15.12. | 18 | 191.601
15.12. | 19 | 191.601
15.12. | 20 | 191.601
15.12. | 21 | 191.601
15.12. | 22 | 191.601
15.12. | 23 | 191.601
15.12. | 24 | 191.601
16.12. | 1 | 191.601
16.12. | 2 | 191.601
16.12. | 3 | 191.601
16.12. | 4 | 191.601
16.12. | 5 | 191.601
16.12. | 6 | 191.601
16.12. | 7 | 191.601
16.12. | 8 | 191.601
16.12. | 9 | 191.601
16.12. | 10 | 191.601
16.12. | 11 | 191.601
16.12. | 12 | 191.601
16.12. | 13 | 191.601
16.12. | 14 | 191.601
16.12. | 15 | 191.601
16.12. | 16 | 191.601
16.12. | 17 | 191.601
16.12. | 18 | 191.601
16.12. | 19 | 191.601
16.12. | 20 | 191.601
16.12. | 21 | 191.601
16.12. | 22 | 191.601
16.12. | 23 | 191.601
16.12. | 24 | 191.601
17.12. | 1 | 191.601
17.12. | 2 | 191.601
17.12. | 3 | 191.601
17.12. | 4 | 191.601
17.12. | 5 | 191.601
17.12. | 6 | 191.601
17.12. | 7 | 191.601
17.12. | 8 | 191.601
17.12. | 9 | 191.601
17.12. | 10 | 191.601
17.12. | 11 | 191.601
17.12. | 12 | 191.601
17.12. | 13 | 191.601
17.12. | 14 | 191.601
17.12. | 15 | 191.601
17.12. | 16 | 191.601
17.12. | 17 | 191.601
17.12. | 18 | 191.601
17.12. | 19 | 191.601
17.12. | 20 | 191.601
17.12. | 21 | 191.601
17.12. | 22 | 191.601
17.12. | 23 | 191.601
17.12. | 24 | 191.601
18.12. | 1 | 191.601
18.12. | 2 | 191.601
18.12. | 3 | 191.601
18.12. | 4 | 191.601
18.12. | 5 | 191.601
18.12. | 6 | 191.601
18.12. | 7 | 191.601
18.12. | 8 | 191.601
18.12. | 9 | 191.601
18.12. | 10 | 191.601
18.12. | 11 | 191.601
18.12. | 12 | 191.601
18.12. | 13 | 191.601
18.12. | 14 | 191.601
18.12. | 15 | 191.601
18.12. | 16 | 191.601
18.12. | 17 | 191.601
18.12. | 18 | 191.601
18.12. | 19 | 191.601
18.12. | 20 | 191.601
18.12. | 21 | 191.601
18.12. | 22 | 191.601
18.12. | 23 | 191.601
18.12. | 24 | 191.601
19.12. | 1 | 191.601
19.12. | 2 | 191.601
19.12. | 3 | 191.601
19.12. | 4 | 191.601
19.12. | 5 | 191.601
19.12. | 6 | 191.601
19.12. | 7 | 191.601
19.12. | 8 | 191.601
19.12. | 9 | 191.601
19.12. | 10 | 191.601
19.12. | 11 | 191.601
19.12. | 12 | 191.601
19.12. | 13 | 191.601
19.12. | 14 | 191.601
19.12. | 15 | 191.601
19.12. | 16 | 191.601
19.12. | 17 | 191.601
19.12. | 18 | 191.601
19.12. | 19 | 191.601
19.12. | 20 | 191.601
19.12. | 21 | 191.601
19.12. | 22 | 191.601
19.12. | 23 | 191.601
19.12. | 24 | 191.601
20.12. | 1 | 191.601
20.12. | 2 | 191.601
20.12. | 3 | 191.601
20.12. | 4 | 191.601
20.12. | 5 | 191.601
20.12. | 6 | 191.601
20.12. | 7 | 191.601
20.12. | 8 | 191.601
20.12. | 9 | 191.601
20.12. | 10 | 191.601
20.12. | 11 | 191.601
20.12. | 12 | 191.601
20.12. | 13 | 191.601
20.12. | 14 | 191.601
20.12. | 15 | 191.601
20.12. | 16 | 191.601
20.12. | 17 | 191.601
20.12. | 18 | 191.601
20.12. | 19 | 191.601
20.12. | 20 | 191.601
20.12. | 21 | 191.601
20.12. | 22 | 191.601
20.12. | 23 | 191.601
20.12. | 24 | 191.601
21.12. | 1 | 191.601
21.12. | 2 | 191.601
21.12. | 3 | 191.601
21.12. | 4 | 191.601
21.12. | 5 | 191.601
21.12. | 6 | 191.601
21.12. | 7 | 191.601
21.12. | 8 | 191.601
21.12. | 9 | 191.601
21.12. | 10 | 191.601
21.12. | 11 | 191.601
21.12. | 12 | 191.601
21.12. | 13 | 191.601
21.12. | 14 | 191.601
21.12. | 15 | 191.601
21.12. | 16 | 191.601
21.12. | 17 | 191.601
21.12. | 18 | 191.601
21.12. | 19 | 191.601
21.12. | 20 | 191.601
21.12. | 21 | 191.601
21.12. | 22 | 191.601
21.12. | 23 | 191.601
21.12. | 24 | 191.601
22.12. | 1 | 191.601
22.12. | 2 | 191.601
22.12. | 3 | 191.601
22.12. | 4 | 191.601
22.12. | 5 | 191.601
22.12. | 6 | 191.601
22.12. | 7 | 191.601
22.12. | 8 | 191.601
22.12. | 9 | 191.601
22.12. | 10 | 191.601
22.12. | 11 | 191.601
22.12. | 12 | 191.601
22.12. | 13 | 191.601
22.12. | 14 | 191.601
22.12. | 15 | 191.601
22.12. | 16 | 191.601
22.12. | 17 | 191.601
22.12. | 18 | 191.601
22.12. | 19 | 191.601
22.12. | 20 | 191.601
22.12. | 21 | 191.601
22.12. | 22 | 191.601
22.12. | 23 | 191.601
22.12. | 24 | 191.601
23.12. | 1 | 191.601
23.12. | 2 | 191.601
23.12. | 3 | 191.601
23.12. | 4 | 191.601
23.12. | 5 | 191.601
23.12. | 6 | 191.601
23.12. | 7 | 191.601
23.12. | 8 | 191.601
23.12. | 9 | 191.601
23.12. | 10 | 191.601
23.12. | 11 | 191.601
23.12. | 12 | 191.601
23.12. | 13 | 191.601
23.12. | 14 | 191.601
23.12. | 15 | 191.601
23.12. | 16 | 191.601
23.12. | 17 | 191.601
23.12. | 18 | 191.601
23.12. | 19 | 191.601
23.12. | 20 | 191.601
23.12. | 21 | 191.601
23.12. | 22 | 191.601
23.12. | 23 | 191.601
23.12. | 24 | 191.601
24.12. | 1 | 191.601
24.12. | 2 | 191.601
24.12. | 3 | 191.601
24.12. | 4 | 191.601
24.12. | 5 | 191.601
24.12. | 6 | 191.601
24.12. | 7 | 191.601
24.12. | 8 | 191.601
24.12. | 9 | 191.601
24.12. | 10 | 191.601
24.12. | 11 | 191.601
24.12. | 12 | 191.601
24.12. | 13 | 191.601
24.12. | 14 | 191.601
24.12. | 15 | 191.601
24.12. | 16 | 191.601
24.12. | 17 | 191.601
24.12. | 18 | 191.601
24.12. | 19 | 191.601
24.12. | 20 | 191.601
24.12. | 21 | 191.601
24.12. | 22 | 191.601
24.12. | 23 | 191.601
24.12. | 24 | 191.601
25.12. | 1 | 191.601
25.12. | 2 | 191.601
25.12. | 3 | 191.601
25.12. | 4 | 191.601
25.12. | 5 | 191.601
25.12. | 6 | 191.601
25.12. | 7 | 191.601
25.12. | 8 | 191.601
25.12. | 9 | 191.601
25.12. | 10 | 191.601
25.12. | 11 | 191.601
25.12. | 12 | 191.601
25.12. | 13 | 191.601
25.12. | 14 | 191.601
25.12. | 15 | 191.601
25.12. | 16 | 191.601
25.12. | 17 | 191.601
25.12. | 18 | 191.601
25.12. | 19 | 191.601
25.12. | 20 | 191.601
25.12. | 21 | 191.601
25.12. | 22 | 191.601
25.12. | 23 | 191.601
25.12. | 24 | 191.601
26.12. | 1 | 191.601
26.12. | 2 | 191.601
26.12. | 3 | 191.601
26.12. | 4 | 191.601
26.12. | 5 | 191.601
26.12. | 6 | 191.601
26.12. | 7 | 191.601
26.12. | 8 | 191.601
26.12. | 9 | 191.601
26.12. | 10 | 191.601
26.12. | 11 | 191.601
26.12. | 12 | 191.601
26.12. | 13 | 191.601
26.12. | 14 | 191.601
26.12. | 15 | 191.601
26.12. | 16 | 191.601
26.12. | 17 | 191.601
26.12. | 18 | 191.601
26.12. | 19 | 191.601
26.12. | 20 | 191.601
26.12. | 21 | 191.601
26.12. | 22 | 191.601
26.12. | 23 | 191.601
26.12. | 24 | 191.601
27.12. | 1 | 191.601
27.12. | 2 | 191.601
27.12. | 3 | 191.601
27.12. | 4 | 191.601
27.12. | 5 | 191.601
27.12. | 6 | 191.601
27.12. | 7 | 191.601
27.12. | 8 | 191.601
27.12. | 9 | 191.601
27.12. | 10 | 191.601
27.12. | 11 | 191.601
27.12. | 12 | 191.601
27.12. | 13 | 191.601
27.12. | 14 | 191.601
27.12. | 15 | 191.601
27.12. | 16 | 191.601
27.12. | 17 | 191.601
27.12. | 18 | 191.601
27.12. | 19 | 191.601
27.12. | 20 | 191.601
27.12. | 21 | 191.601
27.12. | 22 | 191.601
27.12. | 23 | 191.601
27.12. | 24 | 191.601
28.12. | 1 | 191.601
28.12. | 2 | 191.601
28.12. | 3 | 191.601
28.12. | 4 | 191.601
28.12. | 5 | 191.601
28.12. | 6 | 191.601
28.12. | 7 | 191.601
28.12. | 8 | 191.601
28.12. | 9 | 191.601
28.12. | 10 | 191.601
28.12. | 11 | 191.601
28.12. | 12 | 191.601
28.12. | 13 | 191.601
28.12. | 14 | 191.601
28.12. | 15 | 191.601
28.12. | 16 | 191.601
28.12. | 17 | 191.601
28.12. | 18 | 191.601
28.12. | 19 | 191.601
28.12. | 20 | 191.601
28.12. | 21 | 191.601
28.12. | 22 | 191.601
28.12. | 23 | 191.601
28.12. | 24 | 191.601
29.12. | 1 | 191.601
29.12. | 2 | 191.601
29.12. | 3 | 191.601
29.12. | 4 | 191.601
29.12. | 5 | 191.601
29.12. | 6 | 191.601
29.12. | 7 | 191.601
29.12. | 8 | 191.601
29.12. | 9 | 191.601
29.12. | 10 | 191.601
29.12. | 11 | 191.601
29.12. | 12 | 191.601
29.12. | 13 | 191.601
29.12. | 14 | 191.601
29.12. | 15 | 191.601
29.12. | 16 | 191.601
29.12. | 17 | 191.601
29.12. | 18 | 191.601
29.12. | 19 | 191.601
29.12. | 20 | 191.601
29.12. | 21 | 191.601
29.12. | 22 | 191.601
29.12. | 23 | 191.601
29.12. | 24 | 191.601
30.12. | 1 | 191.601
30.12. | 2 | 191.601
30.12. | 3 | 191.601
30.12. | 4 | 191.601
30.12. | 5 | 191.601
30.12. | 6 | 191.601
30.12. | 7 | 191.601
30.12. | 8 | 191.601
30.12. | 9 | 191.601
30.12. | 10 | 191.601
30.12. | 11 | 191.601
30.12. | 12 | 191.601
30.12. | 13 | 191.601
30.12. | 14 | 191.601
30.12. | 15 | 191.601
30.12. | 16 | 191.601
30.12. | 17 | 191.601
30.12. | 18 | 191.601
30.12. | 19 | 191.601
30.12. | 20 | 191.601
30.12. | 21 | 191.601
30.12. | 22 | 191.601
30.12. | 23 | 191.601
30.12. | 24 | 191.601
31.12. | 1 | 191.601
31.12. | 2 | 191.601
31.12. | 3 | 191.601
31.12. | 4 | 191.601
31.12. | 5 | 191.601
31.12. | 6 | 191.601
31.12. | 7 | 191.601
31.12. | 8 | 191.601
31.12. | 9 | 191.601
31.12. | 10 | 191.601
31.12. | 11 | 191.601
31.12. | 12 | 191.601
31.12. | 13 | 191.601
31.12. | 14 | 191.601
31.12. | 15 | 191.601
31.12. | 16 | 191.601
31.12. | 17 | 191.601
31.12. | 18 | 191.601
31.12. | 19 | 191.601
31.12. | 20 | 191.601
31.12. | 21 | 191.601
31.12. | 22 | 191.601
31.12. | 23 | 191.601
31.12. | 24 | 191.601

## Battery
ENTSO-E Market Modelling Database: Batteries
Country:
Market Node: | ITCS
Year:
Climate year
Scenario
Type |  | Net maximum capacity - generation perspective (MW) | Net maximum capacity - demand perspective (MW) | Storage capacity (MWh) | Number of units | Average efficiency | Ramp up rate (MW/h) | Ramp down rate (MW/h)
Battery Total |  | 2087.149 | 2087.149 | 9308.776 | 20 | 0.85 | 0 | 0
Battery Utility Scale |  | 1081.349 | 1081.349 | 7220.676 | 12 | 0.85 | 0 | 0
Battery Residential |  | 1005.8 | 1005.8 | 2088.1 | 8 | 0.85 | 0 | 0

## Electrolyser
ENTSO-E Market Modelling Database: Electrolysers
Country:
Market Node: | ITCS
Year:
Climate year
Scenario
Type |  | Net maximum capacity (MW) | Number of units | Average efficiency | H2 storage (GWh) | Ramp up rate (MW/h) | Ramp down rate (MW/h) | Fixed generation reduction (% of max power output)
Electrolyser e-market Z1 |  | 0 | 0 | 0 | 0 | 0 | 0 | 100
Electrolyser e-market Z2 |  | 360 | 1 | 0.68 | 0 | 0 | 0 | 0
Electrolyser Shared RES Z1 |  | 0 | 0 | 0 | 0 | 0 | 0 | 100
Electrolyser Shared RES Z2 |  | 0 | 0 | 0 | 0 | 0 | 0 | 100
Electrolyser Dedicated RES Z1 |  | 0 | 0 | 0 | 0 | 0 | 0 | 100
Electrolyser Dedicated RES Z2 |  | 0 | 0 | 0 | 0 | 0 | 0 | 100

## Wind
ENTSO-E Market Modelling Database: Wind
Country:
Market Node: | ITCS
Year:
Scenario
Installed capacities Onshore wind Total(GW): | 5.2934
Installed capacities Onshore wind e-market (GW): | 5.2934
Installed capacities Onshore wind dedicated (GW): | 0
Installed capacities Onshore wind Shared RES - H2Z1 (GW): | 0
Installed capacities Onshore wind Shared RES - H2Z2 (GW): | 0
Installed capacities Offshore wind Total (GW): | 0
Installed capacities Offshore wind e-market - hub ready (GW): | 0
Installed capacities Offshore wind dedicated - hub ready (GW): | 0
Installed capacities Offshore wind Shared RES - H2Z1 - hub ready (GW): | 0
Installed capacities Offshore wind Shared RES - H2Z2 - hub ready (GW): | 0
Installed capacities Offshore wind e-market - radial (GW): | 0
Installed capacities Offshore wind dedicated - radial (GW): | 0
Installed capacities Offshore wind Shared RES - H2Z1 - radial (GW): | 0
Installed capacities Offshore wind Shared RES - H2Z2 - radial (GW): | 0

## Solar
ENTSO-E Market Modelling Database: Solar
Country:
Market Node: | ITCS
Year:
Scenario
Installed capacities Thermal Solar (GW): | 0
Installed capacities Photovoltaic (GW): | 12.9445
Installed capacities Photovoltaic e-market (GW): | 9.2222
Installed capacities Photovoltaic dedicated (GW): | 0
Installed capacities Photovoltaic Shared RES - H2Z1 (GW): | 0
Installed capacities Photovoltaic Shared RES - H2Z2 (GW): | 0
Installed capacities Rooftop (GW): | 3.7223
Installed capacities Solar Thermal with Storage (GW): | 0
Storage capacities Solar Thermal with Storage (GWh): | 0

## Hydro
ENTSO-E Market Modelling Database: Hydro
Country:
Market Node: | ITCS
Year:
Scenario
Hydro PEMMDB 3.4
Run of River - Total turbining capacity (MW) | 680.05
Pondage - Total reservoir capacity (GWh) | 0
Pondage - Total turbining capacity (MW) | 0
Reservoir - Total reservoir capacity (GWh) | 803.3604
Reservoir - Total turbining capacity (MW) | 961.21
Pump Storage (open loop, with natural inflows) - Total reservoir capacity (GWh) | 110.94
Pump Storage (open loop, with natural inflows) - Total turbining capacity (MW) | 742
Pump Storage (open loop, with natural inflows) - Total pumping capacity (MW) | -333
Pure Pump Storage (closed loop, no natural inflows) - Total reservoir capacity (GWh) | 18.2
Pure Pump Storage (closed loop, no natural inflows) - Total turbining capacity (MW) | 985
Pure Pump Storage (closed loop, no natural inflows) - Total pumping capacity (MW) | -985

## Other RES
ENTSO-E Market Modelling Database: Other RES
Country:
Market Node: | ITCS
Year:
Scenario:
Installed capacity excl. clim.dependent bands (MW): | 457.22 |  |  | Small Biomass | Geothermal | Marine | Waste | Not Defined / Splitting not known
N.B. use convention first January always Monday (2007 calendar year) --> see guidelines for further details |  |  | Installed capacity (MW): | 277.58 | 0 | 0 | 179.64 | 0
Date | Hour | TOTAL Other RES Output (MW) (excl. climate dependent bands) |  | Output (MW) | Output (MW) | Output (MW) | Output (MW) | Output (MW)
01.01. | 1 | 183.0242 |  | 145.2998 | 0 | 0 | 37.7244 | 0
01.01. | 2 | 183.0242 |  | 145.2998 | 0 | 0 | 37.7244 | 0
01.01. | 3 | 183.0242 |  | 145.2998 | 0 | 0 | 37.7244 | 0
01.01. | 4 | 183.0242 |  | 145.2998 | 0 | 0 | 37.7244 | 0
01.01. | 5 | 183.0242 |  | 145.2998 | 0 | 0 | 37.7244 | 0
01.01. | 6 | 183.0242 |  | 145.2998 | 0 | 0 | 37.7244 | 0
01.01. | 7 | 183.0242 |  | 145.2998 | 0 | 0 | 37.7244 | 0
01.01. | 8 | 183.0242 |  | 145.2998 | 0 | 0 | 37.7244 | 0
01.01. | 9 | 183.0242 |  | 145.2998 | 0 | 0 | 37.7244 | 0
01.01. | 10 | 183.0242 |  | 145.2998 | 0 | 0 | 37.7244 | 0
01.01. | 11 | 183.0242 |  | 145.2998 | 0 | 0 | 37.7244 | 0
01.01. | 12 | 183.0242 |  | 145.2998 | 0 | 0 | 37.7244 | 0
01.01. | 13 | 183.0242 |  | 145.2998 | 0 | 0 | 37.7244 | 0
01.01. | 14 | 183.0242 |  | 145.2998 | 0 | 0 | 37.7244 | 0
01.01. | 15 | 183.0242 |  | 145.2998 | 0 | 0 | 37.7244 | 0
01.01. | 16 | 183.0242 |  | 145.2998 | 0 | 0 | 37.7244 | 0
01.01. | 17 | 183.0242 |  | 145.2998 | 0 | 0 | 37.7244 | 0
01.01. | 18 | 183.0242 |  | 145.2998 | 0 | 0 | 37.7244 | 0
01.01. | 19 | 183.0242 |  | 145.2998 | 0 | 0 | 37.7244 | 0
01.01. | 20 | 183.0242 |  | 145.2998 | 0 | 0 | 37.7244 | 0
01.01. | 21 | 183.0242 |  | 145.2998 | 0 | 0 | 37.7244 | 0
01.01. | 22 | 183.0242 |  | 145.2998 | 0 | 0 | 37.7244 | 0
01.01. | 23 | 183.0242 |  | 145.2998 | 0 | 0 | 37.7244 | 0
01.01. | 24 | 183.0242 |  | 145.2998 | 0 | 0 | 37.7244 | 0
02.01. | 1 | 183.0242 |  | 145.2998 | 0 | 0 | 37.7244 | 0
02.01. | 2 | 183.0242 |  | 145.2998 | 0 | 0 | 37.7244 | 0
02.01. | 3 | 183.0242 |  | 145.2998 | 0 | 0 | 37.7244 | 0
02.01. | 4 | 183.0242 |  | 145.2998 | 0 | 0 | 37.7244 | 0
02.01. | 5 | 183.0242 |  | 145.2998 | 0 | 0 | 37.7244 | 0
02.01. | 6 | 183.0242 |  | 145.2998 | 0 | 0 | 37.7244 | 0
02.01. | 7 | 183.0242 |  | 145.2998 | 0 | 0 | 37.7244 | 0
02.01. | 8 | 183.0242 |  | 145.2998 | 0 | 0 | 37.7244 | 0
02.01. | 9 | 183.0242 |  | 145.2998 | 0 | 0 | 37.7244 | 0
02.01. | 10 | 183.0242 |  | 145.2998 | 0 | 0 | 37.7244 | 0
02.01. | 11 | 183.0242 |  | 145.2998 | 0 | 0 | 37.7244 | 0
02.01. | 12 | 183.0242 |  | 145.2998 | 0 | 0 | 37.7244 | 0
02.01. | 13 | 183.0242 |  | 145.2998 | 0 | 0 | 37.7244 | 0
02.01. | 14 | 183.0242 |  | 145.2998 | 0 | 0 | 37.7244 | 0
02.01. | 15 | 183.0242 |  | 145.2998 | 0 | 0 | 37.7244 | 0
02.01. | 16 | 183.0242 |  | 145.2998 | 0 | 0 | 37.7244 | 0
02.01. | 17 | 183.0242 |  | 145.2998 | 0 | 0 | 37.7244 | 0
02.01. | 18 | 183.0242 |  | 145.2998 | 0 | 0 | 37.7244 | 0
02.01. | 19 | 183.0242 |  | 145.2998 | 0 | 0 | 37.7244 | 0
02.01. | 20 | 183.0242 |  | 145.2998 | 0 | 0 | 37.7244 | 0
02.01. | 21 | 183.0242 |  | 145.2998 | 0 | 0 | 37.7244 | 0
02.01. | 22 | 183.0242 |  | 145.2998 | 0 | 0 | 37.7244 | 0
02.01. | 23 | 183.0242 |  | 145.2998 | 0 | 0 | 37.7244 | 0
02.01. | 24 | 183.0242 |  | 145.2998 | 0 | 0 | 37.7244 | 0
03.01. | 1 | 183.0242 |  | 145.2998 | 0 | 0 | 37.7244 | 0
03.01. | 2 | 183.0242 |  | 145.2998 | 0 | 0 | 37.7244 | 0
03.01. | 3 | 183.0242 |  | 145.2998 | 0 | 0 | 37.7244 | 0
03.01. | 4 | 183.0242 |  | 145.2998 | 0 | 0 | 37.7244 | 0
03.01. | 5 | 183.0242 |  | 145.2998 | 0 | 0 | 37.7244 | 0
03.01. | 6 | 183.0242 |  | 145.2998 | 0 | 0 | 37.7244 | 0
03.01. | 7 | 183.0242 |  | 145.2998 | 0 | 0 | 37.7244 | 0
03.01. | 8 | 183.0242 |  | 145.2998 | 0 | 0 | 37.7244 | 0
03.01. | 9 | 183.0242 |  | 145.2998 | 0 | 0 | 37.7244 | 0
03.01. | 10 | 183.0242 |  | 145.2998 | 0 | 0 | 37.7244 | 0
03.01. | 11 | 183.0242 |  | 145.2998 | 0 | 0 | 37.7244 | 0
03.01. | 12 | 183.0242 |  | 145.2998 | 0 | 0 | 37.7244 | 0
03.01. | 13 | 183.0242 |  | 145.2998 | 0 | 0 | 37.7244 | 0
03.01. | 14 | 183.0242 |  | 145.2998 | 0 | 0 | 37.7244 | 0
03.01. | 15 | 183.0242 |  | 145.2998 | 0 | 0 | 37.7244 | 0
03.01. | 16 | 183.0242 |  | 145.2998 | 0 | 0 | 37.7244 | 0
03.01. | 17 | 183.0242 |  | 145.2998 | 0 | 0 | 37.7244 | 0
03.01. | 18 | 183.0242 |  | 145.2998 | 0 | 0 | 37.7244 | 0
03.01. | 19 | 183.0242 |  | 145.2998 | 0 | 0 | 37.7244 | 0
03.01. | 20 | 183.0242 |  | 145.2998 | 0 | 0 | 37.7244 | 0
03.01. | 21 | 183.0242 |  | 145.2998 | 0 | 0 | 37.7244 | 0
03.01. | 22 | 183.0242 |  | 145.2998 | 0 | 0 | 37.7244 | 0
03.01. | 23 | 183.0242 |  | 145.2998 | 0 | 0 | 37.7244 | 0
03.01. | 24 | 183.0242 |  | 145.2998 | 0 | 0 | 37.7244 | 0
04.01. | 1 | 183.0242 |  | 145.2998 | 0 | 0 | 37.7244 | 0
04.01. | 2 | 183.0242 |  | 145.2998 | 0 | 0 | 37.7244 | 0
04.01. | 3 | 183.0242 |  | 145.2998 | 0 | 0 | 37.7244 | 0
04.01. | 4 | 183.0242 |  | 145.2998 | 0 | 0 | 37.7244 | 0
04.01. | 5 | 183.0242 |  | 145.2998 | 0 | 0 | 37.7244 | 0
04.01. | 6 | 183.0242 |  | 145.2998 | 0 | 0 | 37.7244 | 0
04.01. | 7 | 183.0242 |  | 145.2998 | 0 | 0 | 37.7244 | 0
04.01. | 8 | 183.0242 |  | 145.2998 | 0 | 0 | 37.7244 | 0
04.01. | 9 | 183.0242 |  | 145.2998 | 0 | 0 | 37.7244 | 0
04.01. | 10 | 183.0242 |  | 145.2998 | 0 | 0 | 37.7244 | 0
04.01. | 11 | 183.0242 |  | 145.2998 | 0 | 0 | 37.7244 | 0
04.01. | 12 | 183.0242 |  | 145.2998 | 0 | 0 | 37.7244 | 0
04.01. | 13 | 183.0242 |  | 145.2998 | 0 | 0 | 37.7244 | 0
04.01. | 14 | 183.0242 |  | 145.2998 | 0 | 0 | 37.7244 | 0
04.01. | 15 | 183.0242 |  | 145.2998 | 0 | 0 | 37.7244 | 0
04.01. | 16 | 183.0242 |  | 145.2998 | 0 | 0 | 37.7244 | 0
04.01. | 17 | 183.0242 |  | 145.2998 | 0 | 0 | 37.7244 | 0
04.01. | 18 | 183.0242 |  | 145.2998 | 0 | 0 | 37.7244 | 0
04.01. | 19 | 183.0242 |  | 145.2998 | 0 | 0 | 37.7244 | 0
04.01. | 20 | 183.0242 |  | 145.2998 | 0 | 0 | 37.7244 | 0
04.01. | 21 | 183.0242 |  | 145.2998 | 0 | 0 | 37.7244 | 0
04.01. | 22 | 183.0242 |  | 145.2998 | 0 | 0 | 37.7244 | 0
04.01. | 23 | 183.0242 |  | 145.2998 | 0 | 0 | 37.7244 | 0
04.01. | 24 | 183.0242 |  | 145.2998 | 0 | 0 | 37.7244 | 0
05.01. | 1 | 183.0242 |  | 145.2998 | 0 | 0 | 37.7244 | 0
05.01. | 2 | 183.0242 |  | 145.2998 | 0 | 0 | 37.7244 | 0
05.01. | 3 | 183.0242 |  | 145.2998 | 0 | 0 | 37.7244 | 0
05.01. | 4 | 183.0242 |  | 145.2998 | 0 | 0 | 37.7244 | 0
05.01. | 5 | 183.0242 |  | 145.2998 | 0 | 0 | 37.7244 | 0
05.01. | 6 | 183.0242 |  | 145.2998 | 0 | 0 | 37.7244 | 0
05.01. | 7 | 183.0242 |  | 145.2998 | 0 | 0 | 37.7244 | 0
05.01. | 8 | 183.0242 |  | 145.2998 | 0 | 0 | 37.7244 | 0
05.01. | 9 | 183.0242 |  | 145.2998 | 0 | 0 | 37.7244 | 0
05.01. | 10 | 183.0242 |  | 145.2998 | 0 | 0 | 37.7244 | 0
05.01. | 11 | 183.0242 |  | 145.2998 | 0 | 0 | 37.7244 | 0
05.01. | 12 | 183.0242 |  | 145.2998 | 0 | 0 | 37.7244 | 0
05.01. | 13 | 183.0242 |  | 145.2998 | 0 | 0 | 37.7244 | 0
05.01. | 14 | 183.0242 |  | 145.2998 | 0 | 0 | 37.7244 | 0
05.01. | 15 | 183.0242 |  | 145.2998 | 0 | 0 | 37.7244 | 0
05.01. | 16 | 183.0242 |  | 145.2998 | 0 | 0 | 37.7244 | 0
05.01. | 17 | 183.0242 |  | 145.2998 | 0 | 0 | 37.7244 | 0
05.01. | 18 | 183.0242 |  | 145.2998 | 0 | 0 | 37.7244 | 0
05.01. | 19 | 183.0242 |  | 145.2998 | 0 | 0 | 37.7244 | 0
05.01. | 20 | 183.0242 |  | 145.2998 | 0 | 0 | 37.7244 | 0
05.01. | 21 | 183.0242 |  | 145.2998 | 0 | 0 | 37.7244 | 0
05.01. | 22 | 183.0242 |  | 145.2998 | 0 | 0 | 37.7244 | 0
05.01. | 23 | 183.0242 |  | 145.2998 | 0 | 0 | 37.7244 | 0
05.01. | 24 | 183.0242 |  | 145.2998 | 0 | 0 | 37.7244 | 0
06.01. | 1 | 183.0242 |  | 145.2998 | 0 | 0 | 37.7244 | 0
06.01. | 2 | 183.0242 |  | 145.2998 | 0 | 0 | 37.7244 | 0
06.01. | 3 | 183.0242 |  | 145.2998 | 0 | 0 | 37.7244 | 0
06.01. | 4 | 183.0242 |  | 145.2998 | 0 | 0 | 37.7244 | 0
06.01. | 5 | 183.0242 |  | 145.2998 | 0 | 0 | 37.7244 | 0
06.01. | 6 | 183.0242 |  | 145.2998 | 0 | 0 | 37.7244 | 0
06.01. | 7 | 183.0242 |  | 145.2998 | 0 | 0 | 37.7244 | 0
06.01. | 8 | 183.0242 |  | 145.2998 | 0 | 0 | 37.7244 | 0
06.01. | 9 | 183.0242 |  | 145.2998 | 0 | 0 | 37.7244 | 0
06.01. | 10 | 183.0242 |  | 145.2998 | 0 | 0 | 37.7244 | 0
06.01. | 11 | 183.0242 |  | 145.2998 | 0 | 0 | 37.7244 | 0
06.01. | 12 | 183.0242 |  | 145.2998 | 0 | 0 | 37.7244 | 0
06.01. | 13 | 183.0242 |  | 145.2998 | 0 | 0 | 37.7244 | 0
06.01. | 14 | 183.0242 |  | 145.2998 | 0 | 0 | 37.7244 | 0
06.01. | 15 | 183.0242 |  | 145.2998 | 0 | 0 | 37.7244 | 0
06.01. | 16 | 183.0242 |  | 145.2998 | 0 | 0 | 37.7244 | 0
06.01. | 17 | 183.0242 |  | 145.2998 | 0 | 0 | 37.7244 | 0
06.01. | 18 | 183.0242 |  | 145.2998 | 0 | 0 | 37.7244 | 0
06.01. | 19 | 183.0242 |  | 145.2998 | 0 | 0 | 37.7244 | 0
06.01. | 20 | 183.0242 |  | 145.2998 | 0 | 0 | 37.7244 | 0
06.01. | 21 | 183.0242 |  | 145.2998 | 0 | 0 | 37.7244 | 0
06.01. | 22 | 183.0242 |  | 145.2998 | 0 | 0 | 37.7244 | 0
06.01. | 23 | 183.0242 |  | 145.2998 | 0 | 0 | 37.7244 | 0
06.01. | 24 | 183.0242 |  | 145.2998 | 0 | 0 | 37.7244 | 0
07.01. | 1 | 183.0242 |  | 145.2998 | 0 | 0 | 37.7244 | 0
07.01. | 2 | 183.0242 |  | 145.2998 | 0 | 0 | 37.7244 | 0
07.01. | 3 | 183.0242 |  | 145.2998 | 0 | 0 | 37.7244 | 0
07.01. | 4 | 183.0242 |  | 145.2998 | 0 | 0 | 37.7244 | 0
07.01. | 5 | 183.0242 |  | 145.2998 | 0 | 0 | 37.7244 | 0
07.01. | 6 | 183.0242 |  | 145.2998 | 0 | 0 | 37.7244 | 0
07.01. | 7 | 183.0242 |  | 145.2998 | 0 | 0 | 37.7244 | 0
07.01. | 8 | 183.0242 |  | 145.2998 | 0 | 0 | 37.7244 | 0
07.01. | 9 | 183.0242 |  | 145.2998 | 0 | 0 | 37.7244 | 0
07.01. | 10 | 183.0242 |  | 145.2998 | 0 | 0 | 37.7244 | 0
07.01. | 11 | 183.0242 |  | 145.2998 | 0 | 0 | 37.7244 | 0
07.01. | 12 | 183.0242 |  | 145.2998 | 0 | 0 | 37.7244 | 0
07.01. | 13 | 183.0242 |  | 145.2998 | 0 | 0 | 37.7244 | 0
07.01. | 14 | 183.0242 |  | 145.2998 | 0 | 0 | 37.7244 | 0
07.01. | 15 | 183.0242 |  | 145.2998 | 0 | 0 | 37.7244 | 0
07.01. | 16 | 183.0242 |  | 145.2998 | 0 | 0 | 37.7244 | 0
07.01. | 17 | 183.0242 |  | 145.2998 | 0 | 0 | 37.7244 | 0
07.01. | 18 | 183.0242 |  | 145.2998 | 0 | 0 | 37.7244 | 0
07.01. | 19 | 183.0242 |  | 145.2998 | 0 | 0 | 37.7244 | 0
07.01. | 20 | 183.0242 |  | 145.2998 | 0 | 0 | 37.7244 | 0
07.01. | 21 | 183.0242 |  | 145.2998 | 0 | 0 | 37.7244 | 0
07.01. | 22 | 183.0242 |  | 145.2998 | 0 | 0 | 37.7244 | 0
07.01. | 23 | 183.0242 |  | 145.2998 | 0 | 0 | 37.7244 | 0
07.01. | 24 | 183.0242 |  | 145.2998 | 0 | 0 | 37.7244 | 0
08.01. | 1 | 183.0242 |  | 145.2998 | 0 | 0 | 37.7244 | 0
08.01. | 2 | 183.0242 |  | 145.2998 | 0 | 0 | 37.7244 | 0
08.01. | 3 | 183.0242 |  | 145.2998 | 0 | 0 | 37.7244 | 0
08.01. | 4 | 183.0242 |  | 145.2998 | 0 | 0 | 37.7244 | 0
08.01. | 5 | 183.0242 |  | 145.2998 | 0 | 0 | 37.7244 | 0
08.01. | 6 | 183.0242 |  | 145.2998 | 0 | 0 | 37.7244 | 0
08.01. | 7 | 183.0242 |  | 145.2998 | 0 | 0 | 37.7244 | 0
08.01. | 8 | 183.0242 |  | 145.2998 | 0 | 0 | 37.7244 | 0
08.01. | 9 | 183.0242 |  | 145.2998 | 0 | 0 | 37.7244 | 0
08.01. | 10 | 183.0242 |  | 145.2998 | 0 | 0 | 37.7244 | 0
08.01. | 11 | 183.0242 |  | 145.2998 | 0 | 0 | 37.7244 | 0
08.01. | 12 | 183.0242 |  | 145.2998 | 0 | 0 | 37.7244 | 0
08.01. | 13 | 183.0242 |  | 145.2998 | 0 | 0 | 37.7244 | 0
08.01. | 14 | 183.0242 |  | 145.2998 | 0 | 0 | 37.7244 | 0
08.01. | 15 | 183.0242 |  | 145.2998 | 0 | 0 | 37.7244 | 0
08.01. | 16 | 183.0242 |  | 145.2998 | 0 | 0 | 37.7244 | 0
08.01. | 17 | 183.0242 |  | 145.2998 | 0 | 0 | 37.7244 | 0
08.01. | 18 | 183.0242 |  | 145.2998 | 0 | 0 | 37.7244 | 0
08.01. | 19 | 183.0242 |  | 145.2998 | 0 | 0 | 37.7244 | 0
08.01. | 20 | 183.0242 |  | 145.2998 | 0 | 0 | 37.7244 | 0
08.01. | 21 | 183.0242 |  | 145.2998 | 0 | 0 | 37.7244 | 0
08.01. | 22 | 183.0242 |  | 145.2998 | 0 | 0 | 37.7244 | 0
08.01. | 23 | 183.0242 |  | 145.2998 | 0 | 0 | 37.7244 | 0
08.01. | 24 | 183.0242 |  | 145.2998 | 0 | 0 | 37.7244 | 0
09.01. | 1 | 183.0242 |  | 145.2998 | 0 | 0 | 37.7244 | 0
09.01. | 2 | 183.0242 |  | 145.2998 | 0 | 0 | 37.7244 | 0
09.01. | 3 | 183.0242 |  | 145.2998 | 0 | 0 | 37.7244 | 0
09.01. | 4 | 183.0242 |  | 145.2998 | 0 | 0 | 37.7244 | 0
09.01. | 5 | 183.0242 |  | 145.2998 | 0 | 0 | 37.7244 | 0
09.01. | 6 | 183.0242 |  | 145.2998 | 0 | 0 | 37.7244 | 0
09.01. | 7 | 183.0242 |  | 145.2998 | 0 | 0 | 37.7244 | 0
09.01. | 8 | 183.0242 |  | 145.2998 | 0 | 0 | 37.7244 | 0
09.01. | 9 | 183.0242 |  | 145.2998 | 0 | 0 | 37.7244 | 0
09.01. | 10 | 183.0242 |  | 145.2998 | 0 | 0 | 37.7244 | 0
09.01. | 11 | 183.0242 |  | 145.2998 | 0 | 0 | 37.7244 | 0
09.01. | 12 | 183.0242 |  | 145.2998 | 0 | 0 | 37.7244 | 0
09.01. | 13 | 183.0242 |  | 145.2998 | 0 | 0 | 37.7244 | 0
09.01. | 14 | 183.0242 |  | 145.2998 | 0 | 0 | 37.7244 | 0
09.01. | 15 | 183.0242 |  | 145.2998 | 0 | 0 | 37.7244 | 0
09.01. | 16 | 183.0242 |  | 145.2998 | 0 | 0 | 37.7244 | 0
09.01. | 17 | 183.0242 |  | 145.2998 | 0 | 0 | 37.7244 | 0
09.01. | 18 | 183.0242 |  | 145.2998 | 0 | 0 | 37.7244 | 0
09.01. | 19 | 183.0242 |  | 145.2998 | 0 | 0 | 37.7244 | 0
09.01. | 20 | 183.0242 |  | 145.2998 | 0 | 0 | 37.7244 | 0
09.01. | 21 | 183.0242 |  | 145.2998 | 0 | 0 | 37.7244 | 0
09.01. | 22 | 183.0242 |  | 145.2998 | 0 | 0 | 37.7244 | 0
09.01. | 23 | 183.0242 |  | 145.2998 | 0 | 0 | 37.7244 | 0
09.01. | 24 | 183.0242 |  | 145.2998 | 0 | 0 | 37.7244 | 0
10.01. | 1 | 183.0242 |  | 145.2998 | 0 | 0 | 37.7244 | 0
10.01. | 2 | 183.0242 |  | 145.2998 | 0 | 0 | 37.7244 | 0
10.01. | 3 | 183.0242 |  | 145.2998 | 0 | 0 | 37.7244 | 0
10.01. | 4 | 183.0242 |  | 145.2998 | 0 | 0 | 37.7244 | 0
10.01. | 5 | 183.0242 |  | 145.2998 | 0 | 0 | 37.7244 | 0
10.01. | 6 | 183.0242 |  | 145.2998 | 0 | 0 | 37.7244 | 0
10.01. | 7 | 183.0242 |  | 145.2998 | 0 | 0 | 37.7244 | 0
10.01. | 8 | 183.0242 |  | 145.2998 | 0 | 0 | 37.7244 | 0
10.01. | 9 | 183.0242 |  | 145.2998 | 0 | 0 | 37.7244 | 0
10.01. | 10 | 183.0242 |  | 145.2998 | 0 | 0 | 37.7244 | 0
10.01. | 11 | 183.0242 |  | 145.2998 | 0 | 0 | 37.7244 | 0
10.01. | 12 | 183.0242 |  | 145.2998 | 0 | 0 | 37.7244 | 0
10.01. | 13 | 183.0242 |  | 145.2998 | 0 | 0 | 37.7244 | 0
10.01. | 14 | 183.0242 |  | 145.2998 | 0 | 0 | 37.7244 | 0
10.01. | 15 | 183.0242 |  | 145.2998 | 0 | 0 | 37.7244 | 0
10.01. | 16 | 183.0242 |  | 145.2998 | 0 | 0 | 37.7244 | 0
10.01. | 17 | 183.0242 |  | 145.2998 | 0 | 0 | 37.7244 | 0
10.01. | 18 | 183.0242 |  | 145.2998 | 0 | 0 | 37.7244 | 0
10.01. | 19 | 183.0242 |  | 145.2998 | 0 | 0 | 37.7244 | 0
10.01. | 20 | 183.0242 |  | 145.2998 | 0 | 0 | 37.7244 | 0
10.01. | 21 | 183.0242 |  | 145.2998 | 0 | 0 | 37.7244 | 0
10.01. | 22 | 183.0242 |  | 145.2998 | 0 | 0 | 37.7244 | 0
10.01. | 23 | 183.0242 |  | 145.2998 | 0 | 0 | 37.7244 | 0
10.01. | 24 | 183.0242 |  | 145.2998 | 0 | 0 | 37.7244 | 0
11.01. | 1 | 183.0242 |  | 145.2998 | 0 | 0 | 37.7244 | 0
11.01. | 2 | 183.0242 |  | 145.2998 | 0 | 0 | 37.7244 | 0
11.01. | 3 | 183.0242 |  | 145.2998 | 0 | 0 | 37.7244 | 0
11.01. | 4 | 183.0242 |  | 145.2998 | 0 | 0 | 37.7244 | 0
11.01. | 5 | 183.0242 |  | 145.2998 | 0 | 0 | 37.7244 | 0
11.01. | 6 | 183.0242 |  | 145.2998 | 0 | 0 | 37.7244 | 0
11.01. | 7 | 183.0242 |  | 145.2998 | 0 | 0 | 37.7244 | 0
11.01. | 8 | 183.0242 |  | 145.2998 | 0 | 0 | 37.7244 | 0
11.01. | 9 | 183.0242 |  | 145.2998 | 0 | 0 | 37.7244 | 0
11.01. | 10 | 183.0242 |  | 145.2998 | 0 | 0 | 37.7244 | 0
11.01. | 11 | 183.0242 |  | 145.2998 | 0 | 0 | 37.7244 | 0
11.01. | 12 | 183.0242 |  | 145.2998 | 0 | 0 | 37.7244 | 0
11.01. | 13 | 183.0242 |  | 145.2998 | 0 | 0 | 37.7244 | 0
11.01. | 14 | 183.0242 |  | 145.2998 | 0 | 0 | 37.7244 | 0
11.01. | 15 | 183.0242 |  | 145.2998 | 0 | 0 | 37.7244 | 0
11.01. | 16 | 183.0242 |  | 145.2998 | 0 | 0 | 37.7244 | 0
11.01. | 17 | 183.0242 |  | 145.2998 | 0 | 0 | 37.7244 | 0
11.01. | 18 | 183.0242 |  | 145.2998 | 0 | 0 | 37.7244 | 0
11.01. | 19 | 183.0242 |  | 145.2998 | 0 | 0 | 37.7244 | 0
11.01. | 20 | 183.0242 |  | 145.2998 | 0 | 0 | 37.7244 | 0
11.01. | 21 | 183.0242 |  | 145.2998 | 0 | 0 | 37.7244 | 0
11.01. | 22 | 183.0242 |  | 145.2998 | 0 | 0 | 37.7244 | 0
11.01. | 23 | 183.0242 |  | 145.2998 | 0 | 0 | 37.7244 | 0
11.01. | 24 | 183.0242 |  | 145.2998 | 0 | 0 | 37.7244 | 0
12.01. | 1 | 183.0242 |  | 145.2998 | 0 | 0 | 37.7244 | 0
12.01. | 2 | 183.0242 |  | 145.2998 | 0 | 0 | 37.7244 | 0
12.01. | 3 | 183.0242 |  | 145.2998 | 0 | 0 | 37.7244 | 0
12.01. | 4 | 183.0242 |  | 145.2998 | 0 | 0 | 37.7244 | 0
12.01. | 5 | 183.0242 |  | 145.2998 | 0 | 0 | 37.7244 | 0
12.01. | 6 | 183.0242 |  | 145.2998 | 0 | 0 | 37.7244 | 0
12.01. | 7 | 183.0242 |  | 145.2998 | 0 | 0 | 37.7244 | 0
12.01. | 8 | 183.0242 |  | 145.2998 | 0 | 0 | 37.7244 | 0
12.01. | 9 | 183.0242 |  | 145.2998 | 0 | 0 | 37.7244 | 0
12.01. | 10 | 183.0242 |  | 145.2998 | 0 | 0 | 37.7244 | 0
12.01. | 11 | 183.0242 |  | 145.2998 | 0 | 0 | 37.7244 | 0
12.01. | 12 | 183.0242 |  | 145.2998 | 0 | 0 | 37.7244 | 0
12.01. | 13 | 183.0242 |  | 145.2998 | 0 | 0 | 37.7244 | 0
12.01. | 14 | 183.0242 |  | 145.2998 | 0 | 0 | 37.7244 | 0
12.01. | 15 | 183.0242 |  | 145.2998 | 0 | 0 | 37.7244 | 0
12.01. | 16 | 183.0242 |  | 145.2998 | 0 | 0 | 37.7244 | 0
12.01. | 17 | 183.0242 |  | 145.2998 | 0 | 0 | 37.7244 | 0
12.01. | 18 | 183.0242 |  | 145.2998 | 0 | 0 | 37.7244 | 0
12.01. | 19 | 183.0242 |  | 145.2998 | 0 | 0 | 37.7244 | 0
12.01. | 20 | 183.0242 |  | 145.2998 | 0 | 0 | 37.7244 | 0
12.01. | 21 | 183.0242 |  | 145.2998 | 0 | 0 | 37.7244 | 0
12.01. | 22 | 183.0242 |  | 145.2998 | 0 | 0 | 37.7244 | 0
12.01. | 23 | 183.0242 |  | 145.2998 | 0 | 0 | 37.7244 | 0
12.01. | 24 | 183.0242 |  | 145.2998 | 0 | 0 | 37.7244 | 0
13.01. | 1 | 183.0242 |  | 145.2998 | 0 | 0 | 37.7244 | 0
13.01. | 2 | 183.0242 |  | 145.2998 | 0 | 0 | 37.7244 | 0
13.01. | 3 | 183.0242 |  | 145.2998 | 0 | 0 | 37.7244 | 0
13.01. | 4 | 183.0242 |  | 145.2998 | 0 | 0 | 37.7244 | 0
13.01. | 5 | 183.0242 |  | 145.2998 | 0 | 0 | 37.7244 | 0
13.01. | 6 | 183.0242 |  | 145.2998 | 0 | 0 | 37.7244 | 0
13.01. | 7 | 183.0242 |  | 145.2998 | 0 | 0 | 37.7244 | 0
13.01. | 8 | 183.0242 |  | 145.2998 | 0 | 0 | 37.7244 | 0
13.01. | 9 | 183.0242 |  | 145.2998 | 0 | 0 | 37.7244 | 0
13.01. | 10 | 183.0242 |  | 145.2998 | 0 | 0 | 37.7244 | 0
13.01. | 11 | 183.0242 |  | 145.2998 | 0 | 0 | 37.7244 | 0
13.01. | 12 | 183.0242 |  | 145.2998 | 0 | 0 | 37.7244 | 0
13.01. | 13 | 183.0242 |  | 145.2998 | 0 | 0 | 37.7244 | 0
13.01. | 14 | 183.0242 |  | 145.2998 | 0 | 0 | 37.7244 | 0
13.01. | 15 | 183.0242 |  | 145.2998 | 0 | 0 | 37.7244 | 0
13.01. | 16 | 183.0242 |  | 145.2998 | 0 | 0 | 37.7244 | 0
13.01. | 17 | 183.0242 |  | 145.2998 | 0 | 0 | 37.7244 | 0
13.01. | 18 | 183.0242 |  | 145.2998 | 0 | 0 | 37.7244 | 0
13.01. | 19 | 183.0242 |  | 145.2998 | 0 | 0 | 37.7244 | 0
13.01. | 20 | 183.0242 |  | 145.2998 | 0 | 0 | 37.7244 | 0
13.01. | 21 | 183.0242 |  | 145.2998 | 0 | 0 | 37.7244 | 0
13.01. | 22 | 183.0242 |  | 145.2998 | 0 | 0 | 37.7244 | 0
13.01. | 23 | 183.0242 |  | 145.2998 | 0 | 0 | 37.7244 | 0
13.01. | 24 | 183.0242 |  | 145.2998 | 0 | 0 | 37.7244 | 0
14.01. | 1 | 183.0242 |  | 145.2998 | 0 | 0 | 37.7244 | 0
14.01. | 2 | 183.0242 |  | 145.2998 | 0 | 0 | 37.7244 | 0
14.01. | 3 | 183.0242 |  | 145.2998 | 0 | 0 | 37.7244 | 0
14.01. | 4 | 183.0242 |  | 145.2998 | 0 | 0 | 37.7244 | 0
14.01. | 5 | 183.0242 |  | 145.2998 | 0 | 0 | 37.7244 | 0
14.01. | 6 | 183.0242 |  | 145.2998 | 0 | 0 | 37.7244 | 0
14.01. | 7 | 183.0242 |  | 145.2998 | 0 | 0 | 37.7244 | 0
14.01. | 8 | 183.0242 |  | 145.2998 | 0 | 0 | 37.7244 | 0
14.01. | 9 | 183.0242 |  | 145.2998 | 0 | 0 | 37.7244 | 0
14.01. | 10 | 183.0242 |  | 145.2998 | 0 | 0 | 37.7244 | 0
14.01. | 11 | 183.0242 |  | 145.2998 | 0 | 0 | 37.7244 | 0
14.01. | 12 | 183.0242 |  | 145.2998 | 0 | 0 | 37.7244 | 0
14.01. | 13 | 183.0242 |  | 145.2998 | 0 | 0 | 37.7244 | 0
14.01. | 14 | 183.0242 |  | 145.2998 | 0 | 0 | 37.7244 | 0
14.01. | 15 | 183.0242 |  | 145.2998 | 0 | 0 | 37.7244 | 0
14.01. | 16 | 183.0242 |  | 145.2998 | 0 | 0 | 37.7244 | 0
14.01. | 17 | 183.0242 |  | 145.2998 | 0 | 0 | 37.7244 | 0
14.01. | 18 | 183.0242 |  | 145.2998 | 0 | 0 | 37.7244 | 0
14.01. | 19 | 183.0242 |  | 145.2998 | 0 | 0 | 37.7244 | 0
14.01. | 20 | 183.0242 |  | 145.2998 | 0 | 0 | 37.7244 | 0
14.01. | 21 | 183.0242 |  | 145.2998 | 0 | 0 | 37.7244 | 0
14.01. | 22 | 183.0242 |  | 145.2998 | 0 | 0 | 37.7244 | 0
14.01. | 23 | 183.0242 |  | 145.2998 | 0 | 0 | 37.7244 | 0
14.01. | 24 | 183.0242 |  | 145.2998 | 0 | 0 | 37.7244 | 0
15.01. | 1 | 183.0242 |  | 145.2998 | 0 | 0 | 37.7244 | 0
15.01. | 2 | 183.0242 |  | 145.2998 | 0 | 0 | 37.7244 | 0
15.01. | 3 | 183.0242 |  | 145.2998 | 0 | 0 | 37.7244 | 0
15.01. | 4 | 183.0242 |  | 145.2998 | 0 | 0 | 37.7244 | 0
15.01. | 5 | 183.0242 |  | 145.2998 | 0 | 0 | 37.7244 | 0
15.01. | 6 | 183.0242 |  | 145.2998 | 0 | 0 | 37.7244 | 0
15.01. | 7 | 183.0242 |  | 145.2998 | 0 | 0 | 37.7244 | 0
15.01. | 8 | 183.0242 |  | 145.2998 | 0 | 0 | 37.7244 | 0
15.01. | 9 | 183.0242 |  | 145.2998 | 0 | 0 | 37.7244 | 0
15.01. | 10 | 183.0242 |  | 145.2998 | 0 | 0 | 37.7244 | 0
15.01. | 11 | 183.0242 |  | 145.2998 | 0 | 0 | 37.7244 | 0
15.01. | 12 | 183.0242 |  | 145.2998 | 0 | 0 | 37.7244 | 0
15.01. | 13 | 183.0242 |  | 145.2998 | 0 | 0 | 37.7244 | 0
15.01. | 14 | 183.0242 |  | 145.2998 | 0 | 0 | 37.7244 | 0
15.01. | 15 | 183.0242 |  | 145.2998 | 0 | 0 | 37.7244 | 0
15.01. | 16 | 183.0242 |  | 145.2998 | 0 | 0 | 37.7244 | 0
15.01. | 17 | 183.0242 |  | 145.2998 | 0 | 0 | 37.7244 | 0
15.01. | 18 | 183.0242 |  | 145.2998 | 0 | 0 | 37.7244 | 0
15.01. | 19 | 183.0242 |  | 145.2998 | 0 | 0 | 37.7244 | 0
15.01. | 20 | 183.0242 |  | 145.2998 | 0 | 0 | 37.7244 | 0
15.01. | 21 | 183.0242 |  | 145.2998 | 0 | 0 | 37.7244 | 0
15.01. | 22 | 183.0242 |  | 145.2998 | 0 | 0 | 37.7244 | 0
15.01. | 23 | 183.0242 |  | 145.2998 | 0 | 0 | 37.7244 | 0
15.01. | 24 | 183.0242 |  | 145.2998 | 0 | 0 | 37.7244 | 0
16.01. | 1 | 183.0242 |  | 145.2998 | 0 | 0 | 37.7244 | 0
16.01. | 2 | 183.0242 |  | 145.2998 | 0 | 0 | 37.7244 | 0
16.01. | 3 | 183.0242 |  | 145.2998 | 0 | 0 | 37.7244 | 0
16.01. | 4 | 183.0242 |  | 145.2998 | 0 | 0 | 37.7244 | 0
16.01. | 5 | 183.0242 |  | 145.2998 | 0 | 0 | 37.7244 | 0
16.01. | 6 | 183.0242 |  | 145.2998 | 0 | 0 | 37.7244 | 0
16.01. | 7 | 183.0242 |  | 145.2998 | 0 | 0 | 37.7244 | 0
16.01. | 8 | 183.0242 |  | 145.2998 | 0 | 0 | 37.7244 | 0
16.01. | 9 | 183.0242 |  | 145.2998 | 0 | 0 | 37.7244 | 0
16.01. | 10 | 183.0242 |  | 145.2998 | 0 | 0 | 37.7244 | 0
16.01. | 11 | 183.0242 |  | 145.2998 | 0 | 0 | 37.7244 | 0
16.01. | 12 | 183.0242 |  | 145.2998 | 0 | 0 | 37.7244 | 0
16.01. | 13 | 183.0242 |  | 145.2998 | 0 | 0 | 37.7244 | 0
16.01. | 14 | 183.0242 |  | 145.2998 | 0 | 0 | 37.7244 | 0
16.01. | 15 | 183.0242 |  | 145.2998 | 0 | 0 | 37.7244 | 0
16.01. | 16 | 183.0242 |  | 145.2998 | 0 | 0 | 37.7244 | 0
16.01. | 17 | 183.0242 |  | 145.2998 | 0 | 0 | 37.7244 | 0
16.01. | 18 | 183.0242 |  | 145.2998 | 0 | 0 | 37.7244 | 0
16.01. | 19 | 183.0242 |  | 145.2998 | 0 | 0 | 37.7244 | 0
16.01. | 20 | 183.0242 |  | 145.2998 | 0 | 0 | 37.7244 | 0
16.01. | 21 | 183.0242 |  | 145.2998 | 0 | 0 | 37.7244 | 0
16.01. | 22 | 183.0242 |  | 145.2998 | 0 | 0 | 37.7244 | 0
16.01. | 23 | 183.0242 |  | 145.2998 | 0 | 0 | 37.7244 | 0
16.01. | 24 | 183.0242 |  | 145.2998 | 0 | 0 | 37.7244 | 0
17.01. | 1 | 183.0242 |  | 145.2998 | 0 | 0 | 37.7244 | 0
17.01. | 2 | 183.0242 |  | 145.2998 | 0 | 0 | 37.7244 | 0
17.01. | 3 | 183.0242 |  | 145.2998 | 0 | 0 | 37.7244 | 0
17.01. | 4 | 183.0242 |  | 145.2998 | 0 | 0 | 37.7244 | 0
17.01. | 5 | 183.0242 |  | 145.2998 | 0 | 0 | 37.7244 | 0
17.01. | 6 | 183.0242 |  | 145.2998 | 0 | 0 | 37.7244 | 0
17.01. | 7 | 183.0242 |  | 145.2998 | 0 | 0 | 37.7244 | 0
17.01. | 8 | 183.0242 |  | 145.2998 | 0 | 0 | 37.7244 | 0
17.01. | 9 | 183.0242 |  | 145.2998 | 0 | 0 | 37.7244 | 0
17.01. | 10 | 183.0242 |  | 145.2998 | 0 | 0 | 37.7244 | 0
17.01. | 11 | 183.0242 |  | 145.2998 | 0 | 0 | 37.7244 | 0
17.01. | 12 | 183.0242 |  | 145.2998 | 0 | 0 | 37.7244 | 0
17.01. | 13 | 183.0242 |  | 145.2998 | 0 | 0 | 37.7244 | 0
17.01. | 14 | 183.0242 |  | 145.2998 | 0 | 0 | 37.7244 | 0
17.01. | 15 | 183.0242 |  | 145.2998 | 0 | 0 | 37.7244 | 0
17.01. | 16 | 183.0242 |  | 145.2998 | 0 | 0 | 37.7244 | 0
17.01. | 17 | 183.0242 |  | 145.2998 | 0 | 0 | 37.7244 | 0
17.01. | 18 | 183.0242 |  | 145.2998 | 0 | 0 | 37.7244 | 0
17.01. | 19 | 183.0242 |  | 145.2998 | 0 | 0 | 37.7244 | 0
17.01. | 20 | 183.0242 |  | 145.2998 | 0 | 0 | 37.7244 | 0
17.01. | 21 | 183.0242 |  | 145.2998 | 0 | 0 | 37.7244 | 0
17.01. | 22 | 183.0242 |  | 145.2998 | 0 | 0 | 37.7244 | 0
17.01. | 23 | 183.0242 |  | 145.2998 | 0 | 0 | 37.7244 | 0
17.01. | 24 | 183.0242 |  | 145.2998 | 0 | 0 | 37.7244 | 0
18.01. | 1 | 183.0242 |  | 145.2998 | 0 | 0 | 37.7244 | 0
18.01. | 2 | 183.0242 |  | 145.2998 | 0 | 0 | 37.7244 | 0
18.01. | 3 | 183.0242 |  | 145.2998 | 0 | 0 | 37.7244 | 0
18.01. | 4 | 183.0242 |  | 145.2998 | 0 | 0 | 37.7244 | 0
18.01. | 5 | 183.0242 |  | 145.2998 | 0 | 0 | 37.7244 | 0
18.01. | 6 | 183.0242 |  | 145.2998 | 0 | 0 | 37.7244 | 0
18.01. | 7 | 183.0242 |  | 145.2998 | 0 | 0 | 37.7244 | 0
18.01. | 8 | 183.0242 |  | 145.2998 | 0 | 0 | 37.7244 | 0
18.01. | 9 | 183.0242 |  | 145.2998 | 0 | 0 | 37.7244 | 0
18.01. | 10 | 183.0242 |  | 145.2998 | 0 | 0 | 37.7244 | 0
18.01. | 11 | 183.0242 |  | 145.2998 | 0 | 0 | 37.7244 | 0
18.01. | 12 | 183.0242 |  | 145.2998 | 0 | 0 | 37.7244 | 0
18.01. | 13 | 183.0242 |  | 145.2998 | 0 | 0 | 37.7244 | 0
18.01. | 14 | 183.0242 |  | 145.2998 | 0 | 0 | 37.7244 | 0
18.01. | 15 | 183.0242 |  | 145.2998 | 0 | 0 | 37.7244 | 0
18.01. | 16 | 183.0242 |  | 145.2998 | 0 | 0 | 37.7244 | 0
18.01. | 17 | 183.0242 |  | 145.2998 | 0 | 0 | 37.7244 | 0
18.01. | 18 | 183.0242 |  | 145.2998 | 0 | 0 | 37.7244 | 0
18.01. | 19 | 183.0242 |  | 145.2998 | 0 | 0 | 37.7244 | 0
18.01. | 20 | 183.0242 |  | 145.2998 | 0 | 0 | 37.7244 | 0
18.01. | 21 | 183.0242 |  | 145.2998 | 0 | 0 | 37.7244 | 0
18.01. | 22 | 183.0242 |  | 145.2998 | 0 | 0 | 37.7244 | 0
18.01. | 23 | 183.0242 |  | 145.2998 | 0 | 0 | 37.7244 | 0
18.01. | 24 | 183.0242 |  | 145.2998 | 0 | 0 | 37.7244 | 0
19.01. | 1 | 183.0242 |  | 145.2998 | 0 | 0 | 37.7244 | 0
19.01. | 2 | 183.0242 |  | 145.2998 | 0 | 0 | 37.7244 | 0
19.01. | 3 | 183.0242 |  | 145.2998 | 0 | 0 | 37.7244 | 0
19.01. | 4 | 183.0242 |  | 145.2998 | 0 | 0 | 37.7244 | 0
19.01. | 5 | 183.0242 |  | 145.2998 | 0 | 0 | 37.7244 | 0
19.01. | 6 | 183.0242 |  | 145.2998 | 0 | 0 | 37.7244 | 0
19.01. | 7 | 183.0242 |  | 145.2998 | 0 | 0 | 37.7244 | 0
19.01. | 8 | 183.0242 |  | 145.2998 | 0 | 0 | 37.7244 | 0
19.01. | 9 | 183.0242 |  | 145.2998 | 0 | 0 | 37.7244 | 0
19.01. | 10 | 183.0242 |  | 145.2998 | 0 | 0 | 37.7244 | 0
19.01. | 11 | 183.0242 |  | 145.2998 | 0 | 0 | 37.7244 | 0
19.01. | 12 | 183.0242 |  | 145.2998 | 0 | 0 | 37.7244 | 0
19.01. | 13 | 183.0242 |  | 145.2998 | 0 | 0 | 37.7244 | 0
19.01. | 14 | 183.0242 |  | 145.2998 | 0 | 0 | 37.7244 | 0
19.01. | 15 | 183.0242 |  | 145.2998 | 0 | 0 | 37.7244 | 0
19.01. | 16 | 183.0242 |  | 145.2998 | 0 | 0 | 37.7244 | 0
19.01. | 17 | 183.0242 |  | 145.2998 | 0 | 0 | 37.7244 | 0
19.01. | 18 | 183.0242 |  | 145.2998 | 0 | 0 | 37.7244 | 0
19.01. | 19 | 183.0242 |  | 145.2998 | 0 | 0 | 37.7244 | 0
19.01. | 20 | 183.0242 |  | 145.2998 | 0 | 0 | 37.7244 | 0
19.01. | 21 | 183.0242 |  | 145.2998 | 0 | 0 | 37.7244 | 0
19.01. | 22 | 183.0242 |  | 145.2998 | 0 | 0 | 37.7244 | 0
19.01. | 23 | 183.0242 |  | 145.2998 | 0 | 0 | 37.7244 | 0
19.01. | 24 | 183.0242 |  | 145.2998 | 0 | 0 | 37.7244 | 0
20.01. | 1 | 183.0242 |  | 145.2998 | 0 | 0 | 37.7244 | 0
20.01. | 2 | 183.0242 |  | 145.2998 | 0 | 0 | 37.7244 | 0
20.01. | 3 | 183.0242 |  | 145.2998 | 0 | 0 | 37.7244 | 0
20.01. | 4 | 183.0242 |  | 145.2998 | 0 | 0 | 37.7244 | 0
20.01. | 5 | 183.0242 |  | 145.2998 | 0 | 0 | 37.7244 | 0
20.01. | 6 | 183.0242 |  | 145.2998 | 0 | 0 | 37.7244 | 0
20.01. | 7 | 183.0242 |  | 145.2998 | 0 | 0 | 37.7244 | 0
20.01. | 8 | 183.0242 |  | 145.2998 | 0 | 0 | 37.7244 | 0
20.01. | 9 | 183.0242 |  | 145.2998 | 0 | 0 | 37.7244 | 0
20.01. | 10 | 183.0242 |  | 145.2998 | 0 | 0 | 37.7244 | 0
20.01. | 11 | 183.0242 |  | 145.2998 | 0 | 0 | 37.7244 | 0
20.01. | 12 | 183.0242 |  | 145.2998 | 0 | 0 | 37.7244 | 0
20.01. | 13 | 183.0242 |  | 145.2998 | 0 | 0 | 37.7244 | 0
20.01. | 14 | 183.0242 |  | 145.2998 | 0 | 0 | 37.7244 | 0
20.01. | 15 | 183.0242 |  | 145.2998 | 0 | 0 | 37.7244 | 0
20.01. | 16 | 183.0242 |  | 145.2998 | 0 | 0 | 37.7244 | 0
20.01. | 17 | 183.0242 |  | 145.2998 | 0 | 0 | 37.7244 | 0
20.01. | 18 | 183.0242 |  | 145.2998 | 0 | 0 | 37.7244 | 0
20.01. | 19 | 183.0242 |  | 145.2998 | 0 | 0 | 37.7244 | 0
20.01. | 20 | 183.0242 |  | 145.2998 | 0 | 0 | 37.7244 | 0
20.01. | 21 | 183.0242 |  | 145.2998 | 0 | 0 | 37.7244 | 0
20.01. | 22 | 183.0242 |  | 145.2998 | 0 | 0 | 37.7244 | 0
20.01. | 23 | 183.0242 |  | 145.2998 | 0 | 0 | 37.7244 | 0
20.01. | 24 | 183.0242 |  | 145.2998 | 0 | 0 | 37.7244 | 0
21.01. | 1 | 183.0242 |  | 145.2998 | 0 | 0 | 37.7244 | 0
21.01. | 2 | 183.0242 |  | 145.2998 | 0 | 0 | 37.7244 | 0
21.01. | 3 | 183.0242 |  | 145.2998 | 0 | 0 | 37.7244 | 0
21.01. | 4 | 183.0242 |  | 145.2998 | 0 | 0 | 37.7244 | 0
21.01. | 5 | 183.0242 |  | 145.2998 | 0 | 0 | 37.7244 | 0
21.01. | 6 | 183.0242 |  | 145.2998 | 0 | 0 | 37.7244 | 0
21.01. | 7 | 183.0242 |  | 145.2998 | 0 | 0 | 37.7244 | 0
21.01. | 8 | 183.0242 |  | 145.2998 | 0 | 0 | 37.7244 | 0
21.01. | 9 | 183.0242 |  | 145.2998 | 0 | 0 | 37.7244 | 0
21.01. | 10 | 183.0242 |  | 145.2998 | 0 | 0 | 37.7244 | 0
21.01. | 11 | 183.0242 |  | 145.2998 | 0 | 0 | 37.7244 | 0
21.01. | 12 | 183.0242 |  | 145.2998 | 0 | 0 | 37.7244 | 0
21.01. | 13 | 183.0242 |  | 145.2998 | 0 | 0 | 37.7244 | 0
21.01. | 14 | 183.0242 |  | 145.2998 | 0 | 0 | 37.7244 | 0
21.01. | 15 | 183.0242 |  | 145.2998 | 0 | 0 | 37.7244 | 0
21.01. | 16 | 183.0242 |  | 145.2998 | 0 | 0 | 37.7244 | 0
21.01. | 17 | 183.0242 |  | 145.2998 | 0 | 0 | 37.7244 | 0
21.01. | 18 | 183.0242 |  | 145.2998 | 0 | 0 | 37.7244 | 0
21.01. | 19 | 183.0242 |  | 145.2998 | 0 | 0 | 37.7244 | 0
21.01. | 20 | 183.0242 |  | 145.2998 | 0 | 0 | 37.7244 | 0
21.01. | 21 | 183.0242 |  | 145.2998 | 0 | 0 | 37.7244 | 0
21.01. | 22 | 183.0242 |  | 145.2998 | 0 | 0 | 37.7244 | 0
21.01. | 23 | 183.0242 |  | 145.2998 | 0 | 0 | 37.7244 | 0
21.01. | 24 | 183.0242 |  | 145.2998 | 0 | 0 | 37.7244 | 0
22.01. | 1 | 183.0242 |  | 145.2998 | 0 | 0 | 37.7244 | 0
22.01. | 2 | 183.0242 |  | 145.2998 | 0 | 0 | 37.7244 | 0
22.01. | 3 | 183.0242 |  | 145.2998 | 0 | 0 | 37.7244 | 0
22.01. | 4 | 183.0242 |  | 145.2998 | 0 | 0 | 37.7244 | 0
22.01. | 5 | 183.0242 |  | 145.2998 | 0 | 0 | 37.7244 | 0
22.01. | 6 | 183.0242 |  | 145.2998 | 0 | 0 | 37.7244 | 0
22.01. | 7 | 183.0242 |  | 145.2998 | 0 | 0 | 37.7244 | 0
22.01. | 8 | 183.0242 |  | 145.2998 | 0 | 0 | 37.7244 | 0
22.01. | 9 | 183.0242 |  | 145.2998 | 0 | 0 | 37.7244 | 0
22.01. | 10 | 183.0242 |  | 145.2998 | 0 | 0 | 37.7244 | 0
22.01. | 11 | 183.0242 |  | 145.2998 | 0 | 0 | 37.7244 | 0
22.01. | 12 | 183.0242 |  | 145.2998 | 0 | 0 | 37.7244 | 0
22.01. | 13 | 183.0242 |  | 145.2998 | 0 | 0 | 37.7244 | 0
22.01. | 14 | 183.0242 |  | 145.2998 | 0 | 0 | 37.7244 | 0
22.01. | 15 | 183.0242 |  | 145.2998 | 0 | 0 | 37.7244 | 0
22.01. | 16 | 183.0242 |  | 145.2998 | 0 | 0 | 37.7244 | 0
22.01. | 17 | 183.0242 |  | 145.2998 | 0 | 0 | 37.7244 | 0
22.01. | 18 | 183.0242 |  | 145.2998 | 0 | 0 | 37.7244 | 0
22.01. | 19 | 183.0242 |  | 145.2998 | 0 | 0 | 37.7244 | 0
22.01. | 20 | 183.0242 |  | 145.2998 | 0 | 0 | 37.7244 | 0
22.01. | 21 | 183.0242 |  | 145.2998 | 0 | 0 | 37.7244 | 0
22.01. | 22 | 183.0242 |  | 145.2998 | 0 | 0 | 37.7244 | 0
22.01. | 23 | 183.0242 |  | 145.2998 | 0 | 0 | 37.7244 | 0
22.01. | 24 | 183.0242 |  | 145.2998 | 0 | 0 | 37.7244 | 0
23.01. | 1 | 183.0242 |  | 145.2998 | 0 | 0 | 37.7244 | 0
23.01. | 2 | 183.0242 |  | 145.2998 | 0 | 0 | 37.7244 | 0
23.01. | 3 | 183.0242 |  | 145.2998 | 0 | 0 | 37.7244 | 0
23.01. | 4 | 183.0242 |  | 145.2998 | 0 | 0 | 37.7244 | 0
23.01. | 5 | 183.0242 |  | 145.2998 | 0 | 0 | 37.7244 | 0
23.01. | 6 | 183.0242 |  | 145.2998 | 0 | 0 | 37.7244 | 0
23.01. | 7 | 183.0242 |  | 145.2998 | 0 | 0 | 37.7244 | 0
23.01. | 8 | 183.0242 |  | 145.2998 | 0 | 0 | 37.7244 | 0
23.01. | 9 | 183.0242 |  | 145.2998 | 0 | 0 | 37.7244 | 0
23.01. | 10 | 183.0242 |  | 145.2998 | 0 | 0 | 37.7244 | 0
23.01. | 11 | 183.0242 |  | 145.2998 | 0 | 0 | 37.7244 | 0
23.01. | 12 | 183.0242 |  | 145.2998 | 0 | 0 | 37.7244 | 0
23.01. | 13 | 183.0242 |  | 145.2998 | 0 | 0 | 37.7244 | 0
23.01. | 14 | 183.0242 |  | 145.2998 | 0 | 0 | 37.7244 | 0
23.01. | 15 | 183.0242 |  | 145.2998 | 0 | 0 | 37.7244 | 0
23.01. | 16 | 183.0242 |  | 145.2998 | 0 | 0 | 37.7244 | 0
23.01. | 17 | 183.0242 |  | 145.2998 | 0 | 0 | 37.7244 | 0
23.01. | 18 | 183.0242 |  | 145.2998 | 0 | 0 | 37.7244 | 0
23.01. | 19 | 183.0242 |  | 145.2998 | 0 | 0 | 37.7244 | 0
23.01. | 20 | 183.0242 |  | 145.2998 | 0 | 0 | 37.7244 | 0
23.01. | 21 | 183.0242 |  | 145.2998 | 0 | 0 | 37.7244 | 0
23.01. | 22 | 183.0242 |  | 145.2998 | 0 | 0 | 37.7244 | 0
23.01. | 23 | 183.0242 |  | 145.2998 | 0 | 0 | 37.7244 | 0
23.01. | 24 | 183.0242 |  | 145.2998 | 0 | 0 | 37.7244 | 0
24.01. | 1 | 183.0242 |  | 145.2998 | 0 | 0 | 37.7244 | 0
24.01. | 2 | 183.0242 |  | 145.2998 | 0 | 0 | 37.7244 | 0
24.01. | 3 | 183.0242 |  | 145.2998 | 0 | 0 | 37.7244 | 0
24.01. | 4 | 183.0242 |  | 145.2998 | 0 | 0 | 37.7244 | 0
24.01. | 5 | 183.0242 |  | 145.2998 | 0 | 0 | 37.7244 | 0
24.01. | 6 | 183.0242 |  | 145.2998 | 0 | 0 | 37.7244 | 0
24.01. | 7 | 183.0242 |  | 145.2998 | 0 | 0 | 37.7244 | 0
24.01. | 8 | 183.0242 |  | 145.2998 | 0 | 0 | 37.7244 | 0
24.01. | 9 | 183.0242 |  | 145.2998 | 0 | 0 | 37.7244 | 0
24.01. | 10 | 183.0242 |  | 145.2998 | 0 | 0 | 37.7244 | 0
24.01. | 11 | 183.0242 |  | 145.2998 | 0 | 0 | 37.7244 | 0
24.01. | 12 | 183.0242 |  | 145.2998 | 0 | 0 | 37.7244 | 0
24.01. | 13 | 183.0242 |  | 145.2998 | 0 | 0 | 37.7244 | 0
24.01. | 14 | 183.0242 |  | 145.2998 | 0 | 0 | 37.7244 | 0
24.01. | 15 | 183.0242 |  | 145.2998 | 0 | 0 | 37.7244 | 0
24.01. | 16 | 183.0242 |  | 145.2998 | 0 | 0 | 37.7244 | 0
24.01. | 17 | 183.0242 |  | 145.2998 | 0 | 0 | 37.7244 | 0
24.01. | 18 | 183.0242 |  | 145.2998 | 0 | 0 | 37.7244 | 0
24.01. | 19 | 183.0242 |  | 145.2998 | 0 | 0 | 37.7244 | 0
24.01. | 20 | 183.0242 |  | 145.2998 | 0 | 0 | 37.7244 | 0
24.01. | 21 | 183.0242 |  | 145.2998 | 0 | 0 | 37.7244 | 0
24.01. | 22 | 183.0242 |  | 145.2998 | 0 | 0 | 37.7244 | 0
24.01. | 23 | 183.0242 |  | 145.2998 | 0 | 0 | 37.7244 | 0
24.01. | 24 | 183.0242 |  | 145.2998 | 0 | 0 | 37.7244 | 0
25.01. | 1 | 183.0242 |  | 145.2998 | 0 | 0 | 37.7244 | 0
25.01. | 2 | 183.0242 |  | 145.2998 | 0 | 0 | 37.7244 | 0
25.01. | 3 | 183.0242 |  | 145.2998 | 0 | 0 | 37.7244 | 0
25.01. | 4 | 183.0242 |  | 145.2998 | 0 | 0 | 37.7244 | 0
25.01. | 5 | 183.0242 |  | 145.2998 | 0 | 0 | 37.7244 | 0
25.01. | 6 | 183.0242 |  | 145.2998 | 0 | 0 | 37.7244 | 0
25.01. | 7 | 183.0242 |  | 145.2998 | 0 | 0 | 37.7244 | 0
25.01. | 8 | 183.0242 |  | 145.2998 | 0 | 0 | 37.7244 | 0
25.01. | 9 | 183.0242 |  | 145.2998 | 0 | 0 | 37.7244 | 0
25.01. | 10 | 183.0242 |  | 145.2998 | 0 | 0 | 37.7244 | 0
25.01. | 11 | 183.0242 |  | 145.2998 | 0 | 0 | 37.7244 | 0
25.01. | 12 | 183.0242 |  | 145.2998 | 0 | 0 | 37.7244 | 0
25.01. | 13 | 183.0242 |  | 145.2998 | 0 | 0 | 37.7244 | 0
25.01. | 14 | 183.0242 |  | 145.2998 | 0 | 0 | 37.7244 | 0
25.01. | 15 | 183.0242 |  | 145.2998 | 0 | 0 | 37.7244 | 0
25.01. | 16 | 183.0242 |  | 145.2998 | 0 | 0 | 37.7244 | 0
25.01. | 17 | 183.0242 |  | 145.2998 | 0 | 0 | 37.7244 | 0
25.01. | 18 | 183.0242 |  | 145.2998 | 0 | 0 | 37.7244 | 0
25.01. | 19 | 183.0242 |  | 145.2998 | 0 | 0 | 37.7244 | 0
25.01. | 20 | 183.0242 |  | 145.2998 | 0 | 0 | 37.7244 | 0
25.01. | 21 | 183.0242 |  | 145.2998 | 0 | 0 | 37.7244 | 0
25.01. | 22 | 183.0242 |  | 145.2998 | 0 | 0 | 37.7244 | 0
25.01. | 23 | 183.0242 |  | 145.2998 | 0 | 0 | 37.7244 | 0
25.01. | 24 | 183.0242 |  | 145.2998 | 0 | 0 | 37.7244 | 0
26.01. | 1 | 183.0242 |  | 145.2998 | 0 | 0 | 37.7244 | 0
26.01. | 2 | 183.0242 |  | 145.2998 | 0 | 0 | 37.7244 | 0
26.01. | 3 | 183.0242 |  | 145.2998 | 0 | 0 | 37.7244 | 0
26.01. | 4 | 183.0242 |  | 145.2998 | 0 | 0 | 37.7244 | 0
26.01. | 5 | 183.0242 |  | 145.2998 | 0 | 0 | 37.7244 | 0
26.01. | 6 | 183.0242 |  | 145.2998 | 0 | 0 | 37.7244 | 0
26.01. | 7 | 183.0242 |  | 145.2998 | 0 | 0 | 37.7244 | 0
26.01. | 8 | 183.0242 |  | 145.2998 | 0 | 0 | 37.7244 | 0
26.01. | 9 | 183.0242 |  | 145.2998 | 0 | 0 | 37.7244 | 0
26.01. | 10 | 183.0242 |  | 145.2998 | 0 | 0 | 37.7244 | 0
26.01. | 11 | 183.0242 |  | 145.2998 | 0 | 0 | 37.7244 | 0
26.01. | 12 | 183.0242 |  | 145.2998 | 0 | 0 | 37.7244 | 0
26.01. | 13 | 183.0242 |  | 145.2998 | 0 | 0 | 37.7244 | 0
26.01. | 14 | 183.0242 |  | 145.2998 | 0 | 0 | 37.7244 | 0
26.01. | 15 | 183.0242 |  | 145.2998 | 0 | 0 | 37.7244 | 0
26.01. | 16 | 183.0242 |  | 145.2998 | 0 | 0 | 37.7244 | 0
26.01. | 17 | 183.0242 |  | 145.2998 | 0 | 0 | 37.7244 | 0
26.01. | 18 | 183.0242 |  | 145.2998 | 0 | 0 | 37.7244 | 0
26.01. | 19 | 183.0242 |  | 145.2998 | 0 | 0 | 37.7244 | 0
26.01. | 20 | 183.0242 |  | 145.2998 | 0 | 0 | 37.7244 | 0
26.01. | 21 | 183.0242 |  | 145.2998 | 0 | 0 | 37.7244 | 0
26.01. | 22 | 183.0242 |  | 145.2998 | 0 | 0 | 37.7244 | 0
26.01. | 23 | 183.0242 |  | 145.2998 | 0 | 0 | 37.7244 | 0
26.01. | 24 | 183.0242 |  | 145.2998 | 0 | 0 | 37.7244 | 0
27.01. | 1 | 183.0242 |  | 145.2998 | 0 | 0 | 37.7244 | 0
27.01. | 2 | 183.0242 |  | 145.2998 | 0 | 0 | 37.7244 | 0
27.01. | 3 | 183.0242 |  | 145.2998 | 0 | 0 | 37.7244 | 0
27.01. | 4 | 183.0242 |  | 145.2998 | 0 | 0 | 37.7244 | 0
27.01. | 5 | 183.0242 |  | 145.2998 | 0 | 0 | 37.7244 | 0
27.01. | 6 | 183.0242 |  | 145.2998 | 0 | 0 | 37.7244 | 0
27.01. | 7 | 183.0242 |  | 145.2998 | 0 | 0 | 37.7244 | 0
27.01. | 8 | 183.0242 |  | 145.2998 | 0 | 0 | 37.7244 | 0
27.01. | 9 | 183.0242 |  | 145.2998 | 0 | 0 | 37.7244 | 0
27.01. | 10 | 183.0242 |  | 145.2998 | 0 | 0 | 37.7244 | 0
27.01. | 11 | 183.0242 |  | 145.2998 | 0 | 0 | 37.7244 | 0
27.01. | 12 | 183.0242 |  | 145.2998 | 0 | 0 | 37.7244 | 0
27.01. | 13 | 183.0242 |  | 145.2998 | 0 | 0 | 37.7244 | 0
27.01. | 14 | 183.0242 |  | 145.2998 | 0 | 0 | 37.7244 | 0
27.01. | 15 | 183.0242 |  | 145.2998 | 0 | 0 | 37.7244 | 0
27.01. | 16 | 183.0242 |  | 145.2998 | 0 | 0 | 37.7244 | 0
27.01. | 17 | 183.0242 |  | 145.2998 | 0 | 0 | 37.7244 | 0
27.01. | 18 | 183.0242 |  | 145.2998 | 0 | 0 | 37.7244 | 0
27.01. | 19 | 183.0242 |  | 145.2998 | 0 | 0 | 37.7244 | 0
27.01. | 20 | 183.0242 |  | 145.2998 | 0 | 0 | 37.7244 | 0
27.01. | 21 | 183.0242 |  | 145.2998 | 0 | 0 | 37.7244 | 0
27.01. | 22 | 183.0242 |  | 145.2998 | 0 | 0 | 37.7244 | 0
27.01. | 23 | 183.0242 |  | 145.2998 | 0 | 0 | 37.7244 | 0
27.01. | 24 | 183.0242 |  | 145.2998 | 0 | 0 | 37.7244 | 0
28.01. | 1 | 183.0242 |  | 145.2998 | 0 | 0 | 37.7244 | 0
28.01. | 2 | 183.0242 |  | 145.2998 | 0 | 0 | 37.7244 | 0
28.01. | 3 | 183.0242 |  | 145.2998 | 0 | 0 | 37.7244 | 0
28.01. | 4 | 183.0242 |  | 145.2998 | 0 | 0 | 37.7244 | 0
28.01. | 5 | 183.0242 |  | 145.2998 | 0 | 0 | 37.7244 | 0
28.01. | 6 | 183.0242 |  | 145.2998 | 0 | 0 | 37.7244 | 0
28.01. | 7 | 183.0242 |  | 145.2998 | 0 | 0 | 37.7244 | 0
28.01. | 8 | 183.0242 |  | 145.2998 | 0 | 0 | 37.7244 | 0
28.01. | 9 | 183.0242 |  | 145.2998 | 0 | 0 | 37.7244 | 0
28.01. | 10 | 183.0242 |  | 145.2998 | 0 | 0 | 37.7244 | 0
28.01. | 11 | 183.0242 |  | 145.2998 | 0 | 0 | 37.7244 | 0
28.01. | 12 | 183.0242 |  | 145.2998 | 0 | 0 | 37.7244 | 0
28.01. | 13 | 183.0242 |  | 145.2998 | 0 | 0 | 37.7244 | 0
28.01. | 14 | 183.0242 |  | 145.2998 | 0 | 0 | 37.7244 | 0
28.01. | 15 | 183.0242 |  | 145.2998 | 0 | 0 | 37.7244 | 0
28.01. | 16 | 183.0242 |  | 145.2998 | 0 | 0 | 37.7244 | 0
28.01. | 17 | 183.0242 |  | 145.2998 | 0 | 0 | 37.7244 | 0
28.01. | 18 | 183.0242 |  | 145.2998 | 0 | 0 | 37.7244 | 0
28.01. | 19 | 183.0242 |  | 145.2998 | 0 | 0 | 37.7244 | 0
28.01. | 20 | 183.0242 |  | 145.2998 | 0 | 0 | 37.7244 | 0
28.01. | 21 | 183.0242 |  | 145.2998 | 0 | 0 | 37.7244 | 0
28.01. | 22 | 183.0242 |  | 145.2998 | 0 | 0 | 37.7244 | 0
28.01. | 23 | 183.0242 |  | 145.2998 | 0 | 0 | 37.7244 | 0
28.01. | 24 | 183.0242 |  | 145.2998 | 0 | 0 | 37.7244 | 0
29.01. | 1 | 183.0242 |  | 145.2998 | 0 | 0 | 37.7244 | 0
29.01. | 2 | 183.0242 |  | 145.2998 | 0 | 0 | 37.7244 | 0
29.01. | 3 | 183.0242 |  | 145.2998 | 0 | 0 | 37.7244 | 0
29.01. | 4 | 183.0242 |  | 145.2998 | 0 | 0 | 37.7244 | 0
29.01. | 5 | 183.0242 |  | 145.2998 | 0 | 0 | 37.7244 | 0
29.01. | 6 | 183.0242 |  | 145.2998 | 0 | 0 | 37.7244 | 0
29.01. | 7 | 183.0242 |  | 145.2998 | 0 | 0 | 37.7244 | 0
29.01. | 8 | 183.0242 |  | 145.2998 | 0 | 0 | 37.7244 | 0
29.01. | 9 | 183.0242 |  | 145.2998 | 0 | 0 | 37.7244 | 0
29.01. | 10 | 183.0242 |  | 145.2998 | 0 | 0 | 37.7244 | 0
29.01. | 11 | 183.0242 |  | 145.2998 | 0 | 0 | 37.7244 | 0
29.01. | 12 | 183.0242 |  | 145.2998 | 0 | 0 | 37.7244 | 0
29.01. | 13 | 183.0242 |  | 145.2998 | 0 | 0 | 37.7244 | 0
29.01. | 14 | 183.0242 |  | 145.2998 | 0 | 0 | 37.7244 | 0
29.01. | 15 | 183.0242 |  | 145.2998 | 0 | 0 | 37.7244 | 0
29.01. | 16 | 183.0242 |  | 145.2998 | 0 | 0 | 37.7244 | 0
29.01. | 17 | 183.0242 |  | 145.2998 | 0 | 0 | 37.7244 | 0
29.01. | 18 | 183.0242 |  | 145.2998 | 0 | 0 | 37.7244 | 0
29.01. | 19 | 183.0242 |  | 145.2998 | 0 | 0 | 37.7244 | 0
29.01. | 20 | 183.0242 |  | 145.2998 | 0 | 0 | 37.7244 | 0
29.01. | 21 | 183.0242 |  | 145.2998 | 0 | 0 | 37.7244 | 0
29.01. | 22 | 183.0242 |  | 145.2998 | 0 | 0 | 37.7244 | 0
29.01. | 23 | 183.0242 |  | 145.2998 | 0 | 0 | 37.7244 | 0
29.01. | 24 | 183.0242 |  | 145.2998 | 0 | 0 | 37.7244 | 0
30.01. | 1 | 183.0242 |  | 145.2998 | 0 | 0 | 37.7244 | 0
30.01. | 2 | 183.0242 |  | 145.2998 | 0 | 0 | 37.7244 | 0
30.01. | 3 | 183.0242 |  | 145.2998 | 0 | 0 | 37.7244 | 0
30.01. | 4 | 183.0242 |  | 145.2998 | 0 | 0 | 37.7244 | 0
30.01. | 5 | 183.0242 |  | 145.2998 | 0 | 0 | 37.7244 | 0
30.01. | 6 | 183.0242 |  | 145.2998 | 0 | 0 | 37.7244 | 0
30.01. | 7 | 183.0242 |  | 145.2998 | 0 | 0 | 37.7244 | 0
30.01. | 8 | 183.0242 |  | 145.2998 | 0 | 0 | 37.7244 | 0
30.01. | 9 | 183.0242 |  | 145.2998 | 0 | 0 | 37.7244 | 0
30.01. | 10 | 183.0242 |  | 145.2998 | 0 | 0 | 37.7244 | 0
30.01. | 11 | 183.0242 |  | 145.2998 | 0 | 0 | 37.7244 | 0
30.01. | 12 | 183.0242 |  | 145.2998 | 0 | 0 | 37.7244 | 0
30.01. | 13 | 183.0242 |  | 145.2998 | 0 | 0 | 37.7244 | 0
30.01. | 14 | 183.0242 |  | 145.2998 | 0 | 0 | 37.7244 | 0
30.01. | 15 | 183.0242 |  | 145.2998 | 0 | 0 | 37.7244 | 0
30.01. | 16 | 183.0242 |  | 145.2998 | 0 | 0 | 37.7244 | 0
30.01. | 17 | 183.0242 |  | 145.2998 | 0 | 0 | 37.7244 | 0
30.01. | 18 | 183.0242 |  | 145.2998 | 0 | 0 | 37.7244 | 0
30.01. | 19 | 183.0242 |  | 145.2998 | 0 | 0 | 37.7244 | 0
30.01. | 20 | 183.0242 |  | 145.2998 | 0 | 0 | 37.7244 | 0
30.01. | 21 | 183.0242 |  | 145.2998 | 0 | 0 | 37.7244 | 0
30.01. | 22 | 183.0242 |  | 145.2998 | 0 | 0 | 37.7244 | 0
30.01. | 23 | 183.0242 |  | 145.2998 | 0 | 0 | 37.7244 | 0
30.01. | 24 | 183.0242 |  | 145.2998 | 0 | 0 | 37.7244 | 0
31.01. | 1 | 183.0242 |  | 145.2998 | 0 | 0 | 37.7244 | 0
31.01. | 2 | 183.0242 |  | 145.2998 | 0 | 0 | 37.7244 | 0
31.01. | 3 | 183.0242 |  | 145.2998 | 0 | 0 | 37.7244 | 0
31.01. | 4 | 183.0242 |  | 145.2998 | 0 | 0 | 37.7244 | 0
31.01. | 5 | 183.0242 |  | 145.2998 | 0 | 0 | 37.7244 | 0
31.01. | 6 | 183.0242 |  | 145.2998 | 0 | 0 | 37.7244 | 0
31.01. | 7 | 183.0242 |  | 145.2998 | 0 | 0 | 37.7244 | 0
31.01. | 8 | 183.0242 |  | 145.2998 | 0 | 0 | 37.7244 | 0
31.01. | 9 | 183.0242 |  | 145.2998 | 0 | 0 | 37.7244 | 0
31.01. | 10 | 183.0242 |  | 145.2998 | 0 | 0 | 37.7244 | 0
31.01. | 11 | 183.0242 |  | 145.2998 | 0 | 0 | 37.7244 | 0
31.01. | 12 | 183.0242 |  | 145.2998 | 0 | 0 | 37.7244 | 0
31.01. | 13 | 183.0242 |  | 145.2998 | 0 | 0 | 37.7244 | 0
31.01. | 14 | 183.0242 |  | 145.2998 | 0 | 0 | 37.7244 | 0
31.01. | 15 | 183.0242 |  | 145.2998 | 0 | 0 | 37.7244 | 0
31.01. | 16 | 183.0242 |  | 145.2998 | 0 | 0 | 37.7244 | 0
31.01. | 17 | 183.0242 |  | 145.2998 | 0 | 0 | 37.7244 | 0
31.01. | 18 | 183.0242 |  | 145.2998 | 0 | 0 | 37.7244 | 0
31.01. | 19 | 183.0242 |  | 145.2998 | 0 | 0 | 37.7244 | 0
31.01. | 20 | 183.0242 |  | 145.2998 | 0 | 0 | 37.7244 | 0
31.01. | 21 | 183.0242 |  | 145.2998 | 0 | 0 | 37.7244 | 0
31.01. | 22 | 183.0242 |  | 145.2998 | 0 | 0 | 37.7244 | 0
31.01. | 23 | 183.0242 |  | 145.2998 | 0 | 0 | 37.7244 | 0
31.01. | 24 | 183.0242 |  | 145.2998 | 0 | 0 | 37.7244 | 0
01.02. | 1 | 186.617 |  | 145.2998 | 0 | 0 | 41.3172 | 0
01.02. | 2 | 186.617 |  | 145.2998 | 0 | 0 | 41.3172 | 0
01.02. | 3 | 186.617 |  | 145.2998 | 0 | 0 | 41.3172 | 0
01.02. | 4 | 186.617 |  | 145.2998 | 0 | 0 | 41.3172 | 0
01.02. | 5 | 186.617 |  | 145.2998 | 0 | 0 | 41.3172 | 0
01.02. | 6 | 186.617 |  | 145.2998 | 0 | 0 | 41.3172 | 0
01.02. | 7 | 186.617 |  | 145.2998 | 0 | 0 | 41.3172 | 0
01.02. | 8 | 186.617 |  | 145.2998 | 0 | 0 | 41.3172 | 0
01.02. | 9 | 186.617 |  | 145.2998 | 0 | 0 | 41.3172 | 0
01.02. | 10 | 186.617 |  | 145.2998 | 0 | 0 | 41.3172 | 0
01.02. | 11 | 186.617 |  | 145.2998 | 0 | 0 | 41.3172 | 0
01.02. | 12 | 186.617 |  | 145.2998 | 0 | 0 | 41.3172 | 0
01.02. | 13 | 186.617 |  | 145.2998 | 0 | 0 | 41.3172 | 0
01.02. | 14 | 186.617 |  | 145.2998 | 0 | 0 | 41.3172 | 0
01.02. | 15 | 186.617 |  | 145.2998 | 0 | 0 | 41.3172 | 0
01.02. | 16 | 186.617 |  | 145.2998 | 0 | 0 | 41.3172 | 0
01.02. | 17 | 186.617 |  | 145.2998 | 0 | 0 | 41.3172 | 0
01.02. | 18 | 186.617 |  | 145.2998 | 0 | 0 | 41.3172 | 0
01.02. | 19 | 186.617 |  | 145.2998 | 0 | 0 | 41.3172 | 0
01.02. | 20 | 186.617 |  | 145.2998 | 0 | 0 | 41.3172 | 0
01.02. | 21 | 186.617 |  | 145.2998 | 0 | 0 | 41.3172 | 0
01.02. | 22 | 186.617 |  | 145.2998 | 0 | 0 | 41.3172 | 0
01.02. | 23 | 186.617 |  | 145.2998 | 0 | 0 | 41.3172 | 0
01.02. | 24 | 186.617 |  | 145.2998 | 0 | 0 | 41.3172 | 0
02.02. | 1 | 186.617 |  | 145.2998 | 0 | 0 | 41.3172 | 0
02.02. | 2 | 186.617 |  | 145.2998 | 0 | 0 | 41.3172 | 0
02.02. | 3 | 186.617 |  | 145.2998 | 0 | 0 | 41.3172 | 0
02.02. | 4 | 186.617 |  | 145.2998 | 0 | 0 | 41.3172 | 0
02.02. | 5 | 186.617 |  | 145.2998 | 0 | 0 | 41.3172 | 0
02.02. | 6 | 186.617 |  | 145.2998 | 0 | 0 | 41.3172 | 0
02.02. | 7 | 186.617 |  | 145.2998 | 0 | 0 | 41.3172 | 0
02.02. | 8 | 186.617 |  | 145.2998 | 0 | 0 | 41.3172 | 0
02.02. | 9 | 186.617 |  | 145.2998 | 0 | 0 | 41.3172 | 0
02.02. | 10 | 186.617 |  | 145.2998 | 0 | 0 | 41.3172 | 0
02.02. | 11 | 186.617 |  | 145.2998 | 0 | 0 | 41.3172 | 0
02.02. | 12 | 186.617 |  | 145.2998 | 0 | 0 | 41.3172 | 0
02.02. | 13 | 186.617 |  | 145.2998 | 0 | 0 | 41.3172 | 0
02.02. | 14 | 186.617 |  | 145.2998 | 0 | 0 | 41.3172 | 0
02.02. | 15 | 186.617 |  | 145.2998 | 0 | 0 | 41.3172 | 0
02.02. | 16 | 186.617 |  | 145.2998 | 0 | 0 | 41.3172 | 0
02.02. | 17 | 186.617 |  | 145.2998 | 0 | 0 | 41.3172 | 0
02.02. | 18 | 186.617 |  | 145.2998 | 0 | 0 | 41.3172 | 0
02.02. | 19 | 186.617 |  | 145.2998 | 0 | 0 | 41.3172 | 0
02.02. | 20 | 186.617 |  | 145.2998 | 0 | 0 | 41.3172 | 0
02.02. | 21 | 186.617 |  | 145.2998 | 0 | 0 | 41.3172 | 0
02.02. | 22 | 186.617 |  | 145.2998 | 0 | 0 | 41.3172 | 0
02.02. | 23 | 186.617 |  | 145.2998 | 0 | 0 | 41.3172 | 0
02.02. | 24 | 186.617 |  | 145.2998 | 0 | 0 | 41.3172 | 0
03.02. | 1 | 186.617 |  | 145.2998 | 0 | 0 | 41.3172 | 0
03.02. | 2 | 186.617 |  | 145.2998 | 0 | 0 | 41.3172 | 0
03.02. | 3 | 186.617 |  | 145.2998 | 0 | 0 | 41.3172 | 0
03.02. | 4 | 186.617 |  | 145.2998 | 0 | 0 | 41.3172 | 0
03.02. | 5 | 186.617 |  | 145.2998 | 0 | 0 | 41.3172 | 0
03.02. | 6 | 186.617 |  | 145.2998 | 0 | 0 | 41.3172 | 0
03.02. | 7 | 186.617 |  | 145.2998 | 0 | 0 | 41.3172 | 0
03.02. | 8 | 186.617 |  | 145.2998 | 0 | 0 | 41.3172 | 0
03.02. | 9 | 186.617 |  | 145.2998 | 0 | 0 | 41.3172 | 0
03.02. | 10 | 186.617 |  | 145.2998 | 0 | 0 | 41.3172 | 0
03.02. | 11 | 186.617 |  | 145.2998 | 0 | 0 | 41.3172 | 0
03.02. | 12 | 186.617 |  | 145.2998 | 0 | 0 | 41.3172 | 0
03.02. | 13 | 186.617 |  | 145.2998 | 0 | 0 | 41.3172 | 0
03.02. | 14 | 186.617 |  | 145.2998 | 0 | 0 | 41.3172 | 0
03.02. | 15 | 186.617 |  | 145.2998 | 0 | 0 | 41.3172 | 0
03.02. | 16 | 186.617 |  | 145.2998 | 0 | 0 | 41.3172 | 0
03.02. | 17 | 186.617 |  | 145.2998 | 0 | 0 | 41.3172 | 0
03.02. | 18 | 186.617 |  | 145.2998 | 0 | 0 | 41.3172 | 0
03.02. | 19 | 186.617 |  | 145.2998 | 0 | 0 | 41.3172 | 0
03.02. | 20 | 186.617 |  | 145.2998 | 0 | 0 | 41.3172 | 0
03.02. | 21 | 186.617 |  | 145.2998 | 0 | 0 | 41.3172 | 0
03.02. | 22 | 186.617 |  | 145.2998 | 0 | 0 | 41.3172 | 0
03.02. | 23 | 186.617 |  | 145.2998 | 0 | 0 | 41.3172 | 0
03.02. | 24 | 186.617 |  | 145.2998 | 0 | 0 | 41.3172 | 0
04.02. | 1 | 186.617 |  | 145.2998 | 0 | 0 | 41.3172 | 0
04.02. | 2 | 186.617 |  | 145.2998 | 0 | 0 | 41.3172 | 0
04.02. | 3 | 186.617 |  | 145.2998 | 0 | 0 | 41.3172 | 0
04.02. | 4 | 186.617 |  | 145.2998 | 0 | 0 | 41.3172 | 0
04.02. | 5 | 186.617 |  | 145.2998 | 0 | 0 | 41.3172 | 0
04.02. | 6 | 186.617 |  | 145.2998 | 0 | 0 | 41.3172 | 0
04.02. | 7 | 186.617 |  | 145.2998 | 0 | 0 | 41.3172 | 0
04.02. | 8 | 186.617 |  | 145.2998 | 0 | 0 | 41.3172 | 0
04.02. | 9 | 186.617 |  | 145.2998 | 0 | 0 | 41.3172 | 0
04.02. | 10 | 186.617 |  | 145.2998 | 0 | 0 | 41.3172 | 0
04.02. | 11 | 186.617 |  | 145.2998 | 0 | 0 | 41.3172 | 0
04.02. | 12 | 186.617 |  | 145.2998 | 0 | 0 | 41.3172 | 0
04.02. | 13 | 186.617 |  | 145.2998 | 0 | 0 | 41.3172 | 0
04.02. | 14 | 186.617 |  | 145.2998 | 0 | 0 | 41.3172 | 0
04.02. | 15 | 186.617 |  | 145.2998 | 0 | 0 | 41.3172 | 0
04.02. | 16 | 186.617 |  | 145.2998 | 0 | 0 | 41.3172 | 0
04.02. | 17 | 186.617 |  | 145.2998 | 0 | 0 | 41.3172 | 0
04.02. | 18 | 186.617 |  | 145.2998 | 0 | 0 | 41.3172 | 0
04.02. | 19 | 186.617 |  | 145.2998 | 0 | 0 | 41.3172 | 0
04.02. | 20 | 186.617 |  | 145.2998 | 0 | 0 | 41.3172 | 0
04.02. | 21 | 186.617 |  | 145.2998 | 0 | 0 | 41.3172 | 0
04.02. | 22 | 186.617 |  | 145.2998 | 0 | 0 | 41.3172 | 0
04.02. | 23 | 186.617 |  | 145.2998 | 0 | 0 | 41.3172 | 0
04.02. | 24 | 186.617 |  | 145.2998 | 0 | 0 | 41.3172 | 0
05.02. | 1 | 186.617 |  | 145.2998 | 0 | 0 | 41.3172 | 0
05.02. | 2 | 186.617 |  | 145.2998 | 0 | 0 | 41.3172 | 0
05.02. | 3 | 186.617 |  | 145.2998 | 0 | 0 | 41.3172 | 0
05.02. | 4 | 186.617 |  | 145.2998 | 0 | 0 | 41.3172 | 0
05.02. | 5 | 186.617 |  | 145.2998 | 0 | 0 | 41.3172 | 0
05.02. | 6 | 186.617 |  | 145.2998 | 0 | 0 | 41.3172 | 0
05.02. | 7 | 186.617 |  | 145.2998 | 0 | 0 | 41.3172 | 0
05.02. | 8 | 186.617 |  | 145.2998 | 0 | 0 | 41.3172 | 0
05.02. | 9 | 186.617 |  | 145.2998 | 0 | 0 | 41.3172 | 0
05.02. | 10 | 186.617 |  | 145.2998 | 0 | 0 | 41.3172 | 0
05.02. | 11 | 186.617 |  | 145.2998 | 0 | 0 | 41.3172 | 0
05.02. | 12 | 186.617 |  | 145.2998 | 0 | 0 | 41.3172 | 0
05.02. | 13 | 186.617 |  | 145.2998 | 0 | 0 | 41.3172 | 0
05.02. | 14 | 186.617 |  | 145.2998 | 0 | 0 | 41.3172 | 0
05.02. | 15 | 186.617 |  | 145.2998 | 0 | 0 | 41.3172 | 0
05.02. | 16 | 186.617 |  | 145.2998 | 0 | 0 | 41.3172 | 0
05.02. | 17 | 186.617 |  | 145.2998 | 0 | 0 | 41.3172 | 0
05.02. | 18 | 186.617 |  | 145.2998 | 0 | 0 | 41.3172 | 0
05.02. | 19 | 186.617 |  | 145.2998 | 0 | 0 | 41.3172 | 0
05.02. | 20 | 186.617 |  | 145.2998 | 0 | 0 | 41.3172 | 0
05.02. | 21 | 186.617 |  | 145.2998 | 0 | 0 | 41.3172 | 0
05.02. | 22 | 186.617 |  | 145.2998 | 0 | 0 | 41.3172 | 0
05.02. | 23 | 186.617 |  | 145.2998 | 0 | 0 | 41.3172 | 0
05.02. | 24 | 186.617 |  | 145.2998 | 0 | 0 | 41.3172 | 0
06.02. | 1 | 186.617 |  | 145.2998 | 0 | 0 | 41.3172 | 0
06.02. | 2 | 186.617 |  | 145.2998 | 0 | 0 | 41.3172 | 0
06.02. | 3 | 186.617 |  | 145.2998 | 0 | 0 | 41.3172 | 0
06.02. | 4 | 186.617 |  | 145.2998 | 0 | 0 | 41.3172 | 0
06.02. | 5 | 186.617 |  | 145.2998 | 0 | 0 | 41.3172 | 0
06.02. | 6 | 186.617 |  | 145.2998 | 0 | 0 | 41.3172 | 0
06.02. | 7 | 186.617 |  | 145.2998 | 0 | 0 | 41.3172 | 0
06.02. | 8 | 186.617 |  | 145.2998 | 0 | 0 | 41.3172 | 0
06.02. | 9 | 186.617 |  | 145.2998 | 0 | 0 | 41.3172 | 0
06.02. | 10 | 186.617 |  | 145.2998 | 0 | 0 | 41.3172 | 0
06.02. | 11 | 186.617 |  | 145.2998 | 0 | 0 | 41.3172 | 0
06.02. | 12 | 186.617 |  | 145.2998 | 0 | 0 | 41.3172 | 0
06.02. | 13 | 186.617 |  | 145.2998 | 0 | 0 | 41.3172 | 0
06.02. | 14 | 186.617 |  | 145.2998 | 0 | 0 | 41.3172 | 0
06.02. | 15 | 186.617 |  | 145.2998 | 0 | 0 | 41.3172 | 0
06.02. | 16 | 186.617 |  | 145.2998 | 0 | 0 | 41.3172 | 0
06.02. | 17 | 186.617 |  | 145.2998 | 0 | 0 | 41.3172 | 0
06.02. | 18 | 186.617 |  | 145.2998 | 0 | 0 | 41.3172 | 0
06.02. | 19 | 186.617 |  | 145.2998 | 0 | 0 | 41.3172 | 0
06.02. | 20 | 186.617 |  | 145.2998 | 0 | 0 | 41.3172 | 0
06.02. | 21 | 186.617 |  | 145.2998 | 0 | 0 | 41.3172 | 0
06.02. | 22 | 186.617 |  | 145.2998 | 0 | 0 | 41.3172 | 0
06.02. | 23 | 186.617 |  | 145.2998 | 0 | 0 | 41.3172 | 0
06.02. | 24 | 186.617 |  | 145.2998 | 0 | 0 | 41.3172 | 0
07.02. | 1 | 186.617 |  | 145.2998 | 0 | 0 | 41.3172 | 0
07.02. | 2 | 186.617 |  | 145.2998 | 0 | 0 | 41.3172 | 0
07.02. | 3 | 186.617 |  | 145.2998 | 0 | 0 | 41.3172 | 0
07.02. | 4 | 186.617 |  | 145.2998 | 0 | 0 | 41.3172 | 0
07.02. | 5 | 186.617 |  | 145.2998 | 0 | 0 | 41.3172 | 0
07.02. | 6 | 186.617 |  | 145.2998 | 0 | 0 | 41.3172 | 0
07.02. | 7 | 186.617 |  | 145.2998 | 0 | 0 | 41.3172 | 0
07.02. | 8 | 186.617 |  | 145.2998 | 0 | 0 | 41.3172 | 0
07.02. | 9 | 186.617 |  | 145.2998 | 0 | 0 | 41.3172 | 0
07.02. | 10 | 186.617 |  | 145.2998 | 0 | 0 | 41.3172 | 0
07.02. | 11 | 186.617 |  | 145.2998 | 0 | 0 | 41.3172 | 0
07.02. | 12 | 186.617 |  | 145.2998 | 0 | 0 | 41.3172 | 0
07.02. | 13 | 186.617 |  | 145.2998 | 0 | 0 | 41.3172 | 0
07.02. | 14 | 186.617 |  | 145.2998 | 0 | 0 | 41.3172 | 0
07.02. | 15 | 186.617 |  | 145.2998 | 0 | 0 | 41.3172 | 0
07.02. | 16 | 186.617 |  | 145.2998 | 0 | 0 | 41.3172 | 0
07.02. | 17 | 186.617 |  | 145.2998 | 0 | 0 | 41.3172 | 0
07.02. | 18 | 186.617 |  | 145.2998 | 0 | 0 | 41.3172 | 0
07.02. | 19 | 186.617 |  | 145.2998 | 0 | 0 | 41.3172 | 0
07.02. | 20 | 186.617 |  | 145.2998 | 0 | 0 | 41.3172 | 0
07.02. | 21 | 186.617 |  | 145.2998 | 0 | 0 | 41.3172 | 0
07.02. | 22 | 186.617 |  | 145.2998 | 0 | 0 | 41.3172 | 0
07.02. | 23 | 186.617 |  | 145.2998 | 0 | 0 | 41.3172 | 0
07.02. | 24 | 186.617 |  | 145.2998 | 0 | 0 | 41.3172 | 0
08.02. | 1 | 186.617 |  | 145.2998 | 0 | 0 | 41.3172 | 0
08.02. | 2 | 186.617 |  | 145.2998 | 0 | 0 | 41.3172 | 0
08.02. | 3 | 186.617 |  | 145.2998 | 0 | 0 | 41.3172 | 0
08.02. | 4 | 186.617 |  | 145.2998 | 0 | 0 | 41.3172 | 0
08.02. | 5 | 186.617 |  | 145.2998 | 0 | 0 | 41.3172 | 0
08.02. | 6 | 186.617 |  | 145.2998 | 0 | 0 | 41.3172 | 0
08.02. | 7 | 186.617 |  | 145.2998 | 0 | 0 | 41.3172 | 0
08.02. | 8 | 186.617 |  | 145.2998 | 0 | 0 | 41.3172 | 0
08.02. | 9 | 186.617 |  | 145.2998 | 0 | 0 | 41.3172 | 0
08.02. | 10 | 186.617 |  | 145.2998 | 0 | 0 | 41.3172 | 0
08.02. | 11 | 186.617 |  | 145.2998 | 0 | 0 | 41.3172 | 0
08.02. | 12 | 186.617 |  | 145.2998 | 0 | 0 | 41.3172 | 0
08.02. | 13 | 186.617 |  | 145.2998 | 0 | 0 | 41.3172 | 0
08.02. | 14 | 186.617 |  | 145.2998 | 0 | 0 | 41.3172 | 0
08.02. | 15 | 186.617 |  | 145.2998 | 0 | 0 | 41.3172 | 0
08.02. | 16 | 186.617 |  | 145.2998 | 0 | 0 | 41.3172 | 0
08.02. | 17 | 186.617 |  | 145.2998 | 0 | 0 | 41.3172 | 0
08.02. | 18 | 186.617 |  | 145.2998 | 0 | 0 | 41.3172 | 0
08.02. | 19 | 186.617 |  | 145.2998 | 0 | 0 | 41.3172 | 0
08.02. | 20 | 186.617 |  | 145.2998 | 0 | 0 | 41.3172 | 0
08.02. | 21 | 186.617 |  | 145.2998 | 0 | 0 | 41.3172 | 0
08.02. | 22 | 186.617 |  | 145.2998 | 0 | 0 | 41.3172 | 0
08.02. | 23 | 186.617 |  | 145.2998 | 0 | 0 | 41.3172 | 0
08.02. | 24 | 186.617 |  | 145.2998 | 0 | 0 | 41.3172 | 0
09.02. | 1 | 186.617 |  | 145.2998 | 0 | 0 | 41.3172 | 0
09.02. | 2 | 186.617 |  | 145.2998 | 0 | 0 | 41.3172 | 0
09.02. | 3 | 186.617 |  | 145.2998 | 0 | 0 | 41.3172 | 0
09.02. | 4 | 186.617 |  | 145.2998 | 0 | 0 | 41.3172 | 0
09.02. | 5 | 186.617 |  | 145.2998 | 0 | 0 | 41.3172 | 0
09.02. | 6 | 186.617 |  | 145.2998 | 0 | 0 | 41.3172 | 0
09.02. | 7 | 186.617 |  | 145.2998 | 0 | 0 | 41.3172 | 0
09.02. | 8 | 186.617 |  | 145.2998 | 0 | 0 | 41.3172 | 0
09.02. | 9 | 186.617 |  | 145.2998 | 0 | 0 | 41.3172 | 0
09.02. | 10 | 186.617 |  | 145.2998 | 0 | 0 | 41.3172 | 0
09.02. | 11 | 186.617 |  | 145.2998 | 0 | 0 | 41.3172 | 0
09.02. | 12 | 186.617 |  | 145.2998 | 0 | 0 | 41.3172 | 0
09.02. | 13 | 186.617 |  | 145.2998 | 0 | 0 | 41.3172 | 0
09.02. | 14 | 186.617 |  | 145.2998 | 0 | 0 | 41.3172 | 0
09.02. | 15 | 186.617 |  | 145.2998 | 0 | 0 | 41.3172 | 0
09.02. | 16 | 186.617 |  | 145.2998 | 0 | 0 | 41.3172 | 0
09.02. | 17 | 186.617 |  | 145.2998 | 0 | 0 | 41.3172 | 0
09.02. | 18 | 186.617 |  | 145.2998 | 0 | 0 | 41.3172 | 0
09.02. | 19 | 186.617 |  | 145.2998 | 0 | 0 | 41.3172 | 0
09.02. | 20 | 186.617 |  | 145.2998 | 0 | 0 | 41.3172 | 0
09.02. | 21 | 186.617 |  | 145.2998 | 0 | 0 | 41.3172 | 0
09.02. | 22 | 186.617 |  | 145.2998 | 0 | 0 | 41.3172 | 0
09.02. | 23 | 186.617 |  | 145.2998 | 0 | 0 | 41.3172 | 0
09.02. | 24 | 186.617 |  | 145.2998 | 0 | 0 | 41.3172 | 0
10.02. | 1 | 186.617 |  | 145.2998 | 0 | 0 | 41.3172 | 0
10.02. | 2 | 186.617 |  | 145.2998 | 0 | 0 | 41.3172 | 0
10.02. | 3 | 186.617 |  | 145.2998 | 0 | 0 | 41.3172 | 0
10.02. | 4 | 186.617 |  | 145.2998 | 0 | 0 | 41.3172 | 0
10.02. | 5 | 186.617 |  | 145.2998 | 0 | 0 | 41.3172 | 0
10.02. | 6 | 186.617 |  | 145.2998 | 0 | 0 | 41.3172 | 0
10.02. | 7 | 186.617 |  | 145.2998 | 0 | 0 | 41.3172 | 0
10.02. | 8 | 186.617 |  | 145.2998 | 0 | 0 | 41.3172 | 0
10.02. | 9 | 186.617 |  | 145.2998 | 0 | 0 | 41.3172 | 0
10.02. | 10 | 186.617 |  | 145.2998 | 0 | 0 | 41.3172 | 0
10.02. | 11 | 186.617 |  | 145.2998 | 0 | 0 | 41.3172 | 0
10.02. | 12 | 186.617 |  | 145.2998 | 0 | 0 | 41.3172 | 0
10.02. | 13 | 186.617 |  | 145.2998 | 0 | 0 | 41.3172 | 0
10.02. | 14 | 186.617 |  | 145.2998 | 0 | 0 | 41.3172 | 0
10.02. | 15 | 186.617 |  | 145.2998 | 0 | 0 | 41.3172 | 0
10.02. | 16 | 186.617 |  | 145.2998 | 0 | 0 | 41.3172 | 0
10.02. | 17 | 186.617 |  | 145.2998 | 0 | 0 | 41.3172 | 0
10.02. | 18 | 186.617 |  | 145.2998 | 0 | 0 | 41.3172 | 0
10.02. | 19 | 186.617 |  | 145.2998 | 0 | 0 | 41.3172 | 0
10.02. | 20 | 186.617 |  | 145.2998 | 0 | 0 | 41.3172 | 0
10.02. | 21 | 186.617 |  | 145.2998 | 0 | 0 | 41.3172 | 0
10.02. | 22 | 186.617 |  | 145.2998 | 0 | 0 | 41.3172 | 0
10.02. | 23 | 186.617 |  | 145.2998 | 0 | 0 | 41.3172 | 0
10.02. | 24 | 186.617 |  | 145.2998 | 0 | 0 | 41.3172 | 0
11.02. | 1 | 186.617 |  | 145.2998 | 0 | 0 | 41.3172 | 0
11.02. | 2 | 186.617 |  | 145.2998 | 0 | 0 | 41.3172 | 0
11.02. | 3 | 186.617 |  | 145.2998 | 0 | 0 | 41.3172 | 0
11.02. | 4 | 186.617 |  | 145.2998 | 0 | 0 | 41.3172 | 0
11.02. | 5 | 186.617 |  | 145.2998 | 0 | 0 | 41.3172 | 0
11.02. | 6 | 186.617 |  | 145.2998 | 0 | 0 | 41.3172 | 0
11.02. | 7 | 186.617 |  | 145.2998 | 0 | 0 | 41.3172 | 0
11.02. | 8 | 186.617 |  | 145.2998 | 0 | 0 | 41.3172 | 0
11.02. | 9 | 186.617 |  | 145.2998 | 0 | 0 | 41.3172 | 0
11.02. | 10 | 186.617 |  | 145.2998 | 0 | 0 | 41.3172 | 0
11.02. | 11 | 186.617 |  | 145.2998 | 0 | 0 | 41.3172 | 0
11.02. | 12 | 186.617 |  | 145.2998 | 0 | 0 | 41.3172 | 0
11.02. | 13 | 186.617 |  | 145.2998 | 0 | 0 | 41.3172 | 0
11.02. | 14 | 186.617 |  | 145.2998 | 0 | 0 | 41.3172 | 0
11.02. | 15 | 186.617 |  | 145.2998 | 0 | 0 | 41.3172 | 0
11.02. | 16 | 186.617 |  | 145.2998 | 0 | 0 | 41.3172 | 0
11.02. | 17 | 186.617 |  | 145.2998 | 0 | 0 | 41.3172 | 0
11.02. | 18 | 186.617 |  | 145.2998 | 0 | 0 | 41.3172 | 0
11.02. | 19 | 186.617 |  | 145.2998 | 0 | 0 | 41.3172 | 0
11.02. | 20 | 186.617 |  | 145.2998 | 0 | 0 | 41.3172 | 0
11.02. | 21 | 186.617 |  | 145.2998 | 0 | 0 | 41.3172 | 0
11.02. | 22 | 186.617 |  | 145.2998 | 0 | 0 | 41.3172 | 0
11.02. | 23 | 186.617 |  | 145.2998 | 0 | 0 | 41.3172 | 0
11.02. | 24 | 186.617 |  | 145.2998 | 0 | 0 | 41.3172 | 0
12.02. | 1 | 186.617 |  | 145.2998 | 0 | 0 | 41.3172 | 0
12.02. | 2 | 186.617 |  | 145.2998 | 0 | 0 | 41.3172 | 0
12.02. | 3 | 186.617 |  | 145.2998 | 0 | 0 | 41.3172 | 0
12.02. | 4 | 186.617 |  | 145.2998 | 0 | 0 | 41.3172 | 0
12.02. | 5 | 186.617 |  | 145.2998 | 0 | 0 | 41.3172 | 0
12.02. | 6 | 186.617 |  | 145.2998 | 0 | 0 | 41.3172 | 0
12.02. | 7 | 186.617 |  | 145.2998 | 0 | 0 | 41.3172 | 0
12.02. | 8 | 186.617 |  | 145.2998 | 0 | 0 | 41.3172 | 0
12.02. | 9 | 186.617 |  | 145.2998 | 0 | 0 | 41.3172 | 0
12.02. | 10 | 186.617 |  | 145.2998 | 0 | 0 | 41.3172 | 0
12.02. | 11 | 186.617 |  | 145.2998 | 0 | 0 | 41.3172 | 0
12.02. | 12 | 186.617 |  | 145.2998 | 0 | 0 | 41.3172 | 0
12.02. | 13 | 186.617 |  | 145.2998 | 0 | 0 | 41.3172 | 0
12.02. | 14 | 186.617 |  | 145.2998 | 0 | 0 | 41.3172 | 0
12.02. | 15 | 186.617 |  | 145.2998 | 0 | 0 | 41.3172 | 0
12.02. | 16 | 186.617 |  | 145.2998 | 0 | 0 | 41.3172 | 0
12.02. | 17 | 186.617 |  | 145.2998 | 0 | 0 | 41.3172 | 0
12.02. | 18 | 186.617 |  | 145.2998 | 0 | 0 | 41.3172 | 0
12.02. | 19 | 186.617 |  | 145.2998 | 0 | 0 | 41.3172 | 0
12.02. | 20 | 186.617 |  | 145.2998 | 0 | 0 | 41.3172 | 0
12.02. | 21 | 186.617 |  | 145.2998 | 0 | 0 | 41.3172 | 0
12.02. | 22 | 186.617 |  | 145.2998 | 0 | 0 | 41.3172 | 0
12.02. | 23 | 186.617 |  | 145.2998 | 0 | 0 | 41.3172 | 0
12.02. | 24 | 186.617 |  | 145.2998 | 0 | 0 | 41.3172 | 0
13.02. | 1 | 186.617 |  | 145.2998 | 0 | 0 | 41.3172 | 0
13.02. | 2 | 186.617 |  | 145.2998 | 0 | 0 | 41.3172 | 0
13.02. | 3 | 186.617 |  | 145.2998 | 0 | 0 | 41.3172 | 0
13.02. | 4 | 186.617 |  | 145.2998 | 0 | 0 | 41.3172 | 0
13.02. | 5 | 186.617 |  | 145.2998 | 0 | 0 | 41.3172 | 0
13.02. | 6 | 186.617 |  | 145.2998 | 0 | 0 | 41.3172 | 0
13.02. | 7 | 186.617 |  | 145.2998 | 0 | 0 | 41.3172 | 0
13.02. | 8 | 186.617 |  | 145.2998 | 0 | 0 | 41.3172 | 0
13.02. | 9 | 186.617 |  | 145.2998 | 0 | 0 | 41.3172 | 0
13.02. | 10 | 186.617 |  | 145.2998 | 0 | 0 | 41.3172 | 0
13.02. | 11 | 186.617 |  | 145.2998 | 0 | 0 | 41.3172 | 0
13.02. | 12 | 186.617 |  | 145.2998 | 0 | 0 | 41.3172 | 0
13.02. | 13 | 186.617 |  | 145.2998 | 0 | 0 | 41.3172 | 0
13.02. | 14 | 186.617 |  | 145.2998 | 0 | 0 | 41.3172 | 0
13.02. | 15 | 186.617 |  | 145.2998 | 0 | 0 | 41.3172 | 0
13.02. | 16 | 186.617 |  | 145.2998 | 0 | 0 | 41.3172 | 0
13.02. | 17 | 186.617 |  | 145.2998 | 0 | 0 | 41.3172 | 0
13.02. | 18 | 186.617 |  | 145.2998 | 0 | 0 | 41.3172 | 0
13.02. | 19 | 186.617 |  | 145.2998 | 0 | 0 | 41.3172 | 0
13.02. | 20 | 186.617 |  | 145.2998 | 0 | 0 | 41.3172 | 0
13.02. | 21 | 186.617 |  | 145.2998 | 0 | 0 | 41.3172 | 0
13.02. | 22 | 186.617 |  | 145.2998 | 0 | 0 | 41.3172 | 0
13.02. | 23 | 186.617 |  | 145.2998 | 0 | 0 | 41.3172 | 0
13.02. | 24 | 186.617 |  | 145.2998 | 0 | 0 | 41.3172 | 0
14.02. | 1 | 186.617 |  | 145.2998 | 0 | 0 | 41.3172 | 0
14.02. | 2 | 186.617 |  | 145.2998 | 0 | 0 | 41.3172 | 0
14.02. | 3 | 186.617 |  | 145.2998 | 0 | 0 | 41.3172 | 0
14.02. | 4 | 186.617 |  | 145.2998 | 0 | 0 | 41.3172 | 0
14.02. | 5 | 186.617 |  | 145.2998 | 0 | 0 | 41.3172 | 0
14.02. | 6 | 186.617 |  | 145.2998 | 0 | 0 | 41.3172 | 0
14.02. | 7 | 186.617 |  | 145.2998 | 0 | 0 | 41.3172 | 0
14.02. | 8 | 186.617 |  | 145.2998 | 0 | 0 | 41.3172 | 0
14.02. | 9 | 186.617 |  | 145.2998 | 0 | 0 | 41.3172 | 0
14.02. | 10 | 186.617 |  | 145.2998 | 0 | 0 | 41.3172 | 0
14.02. | 11 | 186.617 |  | 145.2998 | 0 | 0 | 41.3172 | 0
14.02. | 12 | 186.617 |  | 145.2998 | 0 | 0 | 41.3172 | 0
14.02. | 13 | 186.617 |  | 145.2998 | 0 | 0 | 41.3172 | 0
14.02. | 14 | 186.617 |  | 145.2998 | 0 | 0 | 41.3172 | 0
14.02. | 15 | 186.617 |  | 145.2998 | 0 | 0 | 41.3172 | 0
14.02. | 16 | 186.617 |  | 145.2998 | 0 | 0 | 41.3172 | 0
14.02. | 17 | 186.617 |  | 145.2998 | 0 | 0 | 41.3172 | 0
14.02. | 18 | 186.617 |  | 145.2998 | 0 | 0 | 41.3172 | 0
14.02. | 19 | 186.617 |  | 145.2998 | 0 | 0 | 41.3172 | 0
14.02. | 20 | 186.617 |  | 145.2998 | 0 | 0 | 41.3172 | 0
14.02. | 21 | 186.617 |  | 145.2998 | 0 | 0 | 41.3172 | 0
14.02. | 22 | 186.617 |  | 145.2998 | 0 | 0 | 41.3172 | 0
14.02. | 23 | 186.617 |  | 145.2998 | 0 | 0 | 41.3172 | 0
14.02. | 24 | 186.617 |  | 145.2998 | 0 | 0 | 41.3172 | 0
15.02. | 1 | 186.617 |  | 145.2998 | 0 | 0 | 41.3172 | 0
15.02. | 2 | 186.617 |  | 145.2998 | 0 | 0 | 41.3172 | 0
15.02. | 3 | 186.617 |  | 145.2998 | 0 | 0 | 41.3172 | 0
15.02. | 4 | 186.617 |  | 145.2998 | 0 | 0 | 41.3172 | 0
15.02. | 5 | 186.617 |  | 145.2998 | 0 | 0 | 41.3172 | 0
15.02. | 6 | 186.617 |  | 145.2998 | 0 | 0 | 41.3172 | 0
15.02. | 7 | 186.617 |  | 145.2998 | 0 | 0 | 41.3172 | 0
15.02. | 8 | 186.617 |  | 145.2998 | 0 | 0 | 41.3172 | 0
15.02. | 9 | 186.617 |  | 145.2998 | 0 | 0 | 41.3172 | 0
15.02. | 10 | 186.617 |  | 145.2998 | 0 | 0 | 41.3172 | 0
15.02. | 11 | 186.617 |  | 145.2998 | 0 | 0 | 41.3172 | 0
15.02. | 12 | 186.617 |  | 145.2998 | 0 | 0 | 41.3172 | 0
15.02. | 13 | 186.617 |  | 145.2998 | 0 | 0 | 41.3172 | 0
15.02. | 14 | 186.617 |  | 145.2998 | 0 | 0 | 41.3172 | 0
15.02. | 15 | 186.617 |  | 145.2998 | 0 | 0 | 41.3172 | 0
15.02. | 16 | 186.617 |  | 145.2998 | 0 | 0 | 41.3172 | 0
15.02. | 17 | 186.617 |  | 145.2998 | 0 | 0 | 41.3172 | 0
15.02. | 18 | 186.617 |  | 145.2998 | 0 | 0 | 41.3172 | 0
15.02. | 19 | 186.617 |  | 145.2998 | 0 | 0 | 41.3172 | 0
15.02. | 20 | 186.617 |  | 145.2998 | 0 | 0 | 41.3172 | 0
15.02. | 21 | 186.617 |  | 145.2998 | 0 | 0 | 41.3172 | 0
15.02. | 22 | 186.617 |  | 145.2998 | 0 | 0 | 41.3172 | 0
15.02. | 23 | 186.617 |  | 145.2998 | 0 | 0 | 41.3172 | 0
15.02. | 24 | 186.617 |  | 145.2998 | 0 | 0 | 41.3172 | 0
16.02. | 1 | 186.617 |  | 145.2998 | 0 | 0 | 41.3172 | 0
16.02. | 2 | 186.617 |  | 145.2998 | 0 | 0 | 41.3172 | 0
16.02. | 3 | 186.617 |  | 145.2998 | 0 | 0 | 41.3172 | 0
16.02. | 4 | 186.617 |  | 145.2998 | 0 | 0 | 41.3172 | 0
16.02. | 5 | 186.617 |  | 145.2998 | 0 | 0 | 41.3172 | 0
16.02. | 6 | 186.617 |  | 145.2998 | 0 | 0 | 41.3172 | 0
16.02. | 7 | 186.617 |  | 145.2998 | 0 | 0 | 41.3172 | 0
16.02. | 8 | 186.617 |  | 145.2998 | 0 | 0 | 41.3172 | 0
16.02. | 9 | 186.617 |  | 145.2998 | 0 | 0 | 41.3172 | 0
16.02. | 10 | 186.617 |  | 145.2998 | 0 | 0 | 41.3172 | 0
16.02. | 11 | 186.617 |  | 145.2998 | 0 | 0 | 41.3172 | 0
16.02. | 12 | 186.617 |  | 145.2998 | 0 | 0 | 41.3172 | 0
16.02. | 13 | 186.617 |  | 145.2998 | 0 | 0 | 41.3172 | 0
16.02. | 14 | 186.617 |  | 145.2998 | 0 | 0 | 41.3172 | 0
16.02. | 15 | 186.617 |  | 145.2998 | 0 | 0 | 41.3172 | 0
16.02. | 16 | 186.617 |  | 145.2998 | 0 | 0 | 41.3172 | 0
16.02. | 17 | 186.617 |  | 145.2998 | 0 | 0 | 41.3172 | 0
16.02. | 18 | 186.617 |  | 145.2998 | 0 | 0 | 41.3172 | 0
16.02. | 19 | 186.617 |  | 145.2998 | 0 | 0 | 41.3172 | 0
16.02. | 20 | 186.617 |  | 145.2998 | 0 | 0 | 41.3172 | 0
16.02. | 21 | 186.617 |  | 145.2998 | 0 | 0 | 41.3172 | 0
16.02. | 22 | 186.617 |  | 145.2998 | 0 | 0 | 41.3172 | 0
16.02. | 23 | 186.617 |  | 145.2998 | 0 | 0 | 41.3172 | 0
16.02. | 24 | 186.617 |  | 145.2998 | 0 | 0 | 41.3172 | 0
17.02. | 1 | 186.617 |  | 145.2998 | 0 | 0 | 41.3172 | 0
17.02. | 2 | 186.617 |  | 145.2998 | 0 | 0 | 41.3172 | 0
17.02. | 3 | 186.617 |  | 145.2998 | 0 | 0 | 41.3172 | 0
17.02. | 4 | 186.617 |  | 145.2998 | 0 | 0 | 41.3172 | 0
17.02. | 5 | 186.617 |  | 145.2998 | 0 | 0 | 41.3172 | 0
17.02. | 6 | 186.617 |  | 145.2998 | 0 | 0 | 41.3172 | 0
17.02. | 7 | 186.617 |  | 145.2998 | 0 | 0 | 41.3172 | 0
17.02. | 8 | 186.617 |  | 145.2998 | 0 | 0 | 41.3172 | 0
17.02. | 9 | 186.617 |  | 145.2998 | 0 | 0 | 41.3172 | 0
17.02. | 10 | 186.617 |  | 145.2998 | 0 | 0 | 41.3172 | 0
17.02. | 11 | 186.617 |  | 145.2998 | 0 | 0 | 41.3172 | 0
17.02. | 12 | 186.617 |  | 145.2998 | 0 | 0 | 41.3172 | 0
17.02. | 13 | 186.617 |  | 145.2998 | 0 | 0 | 41.3172 | 0
17.02. | 14 | 186.617 |  | 145.2998 | 0 | 0 | 41.3172 | 0
17.02. | 15 | 186.617 |  | 145.2998 | 0 | 0 | 41.3172 | 0
17.02. | 16 | 186.617 |  | 145.2998 | 0 | 0 | 41.3172 | 0
17.02. | 17 | 186.617 |  | 145.2998 | 0 | 0 | 41.3172 | 0
17.02. | 18 | 186.617 |  | 145.2998 | 0 | 0 | 41.3172 | 0
17.02. | 19 | 186.617 |  | 145.2998 | 0 | 0 | 41.3172 | 0
17.02. | 20 | 186.617 |  | 145.2998 | 0 | 0 | 41.3172 | 0
17.02. | 21 | 186.617 |  | 145.2998 | 0 | 0 | 41.3172 | 0
17.02. | 22 | 186.617 |  | 145.2998 | 0 | 0 | 41.3172 | 0
17.02. | 23 | 186.617 |  | 145.2998 | 0 | 0 | 41.3172 | 0
17.02. | 24 | 186.617 |  | 145.2998 | 0 | 0 | 41.3172 | 0
18.02. | 1 | 186.617 |  | 145.2998 | 0 | 0 | 41.3172 | 0
18.02. | 2 | 186.617 |  | 145.2998 | 0 | 0 | 41.3172 | 0
18.02. | 3 | 186.617 |  | 145.2998 | 0 | 0 | 41.3172 | 0
18.02. | 4 | 186.617 |  | 145.2998 | 0 | 0 | 41.3172 | 0
18.02. | 5 | 186.617 |  | 145.2998 | 0 | 0 | 41.3172 | 0
18.02. | 6 | 186.617 |  | 145.2998 | 0 | 0 | 41.3172 | 0
18.02. | 7 | 186.617 |  | 145.2998 | 0 | 0 | 41.3172 | 0
18.02. | 8 | 186.617 |  | 145.2998 | 0 | 0 | 41.3172 | 0
18.02. | 9 | 186.617 |  | 145.2998 | 0 | 0 | 41.3172 | 0
18.02. | 10 | 186.617 |  | 145.2998 | 0 | 0 | 41.3172 | 0
18.02. | 11 | 186.617 |  | 145.2998 | 0 | 0 | 41.3172 | 0
18.02. | 12 | 186.617 |  | 145.2998 | 0 | 0 | 41.3172 | 0
18.02. | 13 | 186.617 |  | 145.2998 | 0 | 0 | 41.3172 | 0
18.02. | 14 | 186.617 |  | 145.2998 | 0 | 0 | 41.3172 | 0
18.02. | 15 | 186.617 |  | 145.2998 | 0 | 0 | 41.3172 | 0
18.02. | 16 | 186.617 |  | 145.2998 | 0 | 0 | 41.3172 | 0
18.02. | 17 | 186.617 |  | 145.2998 | 0 | 0 | 41.3172 | 0
18.02. | 18 | 186.617 |  | 145.2998 | 0 | 0 | 41.3172 | 0
18.02. | 19 | 186.617 |  | 145.2998 | 0 | 0 | 41.3172 | 0
18.02. | 20 | 186.617 |  | 145.2998 | 0 | 0 | 41.3172 | 0
18.02. | 21 | 186.617 |  | 145.2998 | 0 | 0 | 41.3172 | 0
18.02. | 22 | 186.617 |  | 145.2998 | 0 | 0 | 41.3172 | 0
18.02. | 23 | 186.617 |  | 145.2998 | 0 | 0 | 41.3172 | 0
18.02. | 24 | 186.617 |  | 145.2998 | 0 | 0 | 41.3172 | 0
19.02. | 1 | 186.617 |  | 145.2998 | 0 | 0 | 41.3172 | 0
19.02. | 2 | 186.617 |  | 145.2998 | 0 | 0 | 41.3172 | 0
19.02. | 3 | 186.617 |  | 145.2998 | 0 | 0 | 41.3172 | 0
19.02. | 4 | 186.617 |  | 145.2998 | 0 | 0 | 41.3172 | 0
19.02. | 5 | 186.617 |  | 145.2998 | 0 | 0 | 41.3172 | 0
19.02. | 6 | 186.617 |  | 145.2998 | 0 | 0 | 41.3172 | 0
19.02. | 7 | 186.617 |  | 145.2998 | 0 | 0 | 41.3172 | 0
19.02. | 8 | 186.617 |  | 145.2998 | 0 | 0 | 41.3172 | 0
19.02. | 9 | 186.617 |  | 145.2998 | 0 | 0 | 41.3172 | 0
19.02. | 10 | 186.617 |  | 145.2998 | 0 | 0 | 41.3172 | 0
19.02. | 11 | 186.617 |  | 145.2998 | 0 | 0 | 41.3172 | 0
19.02. | 12 | 186.617 |  | 145.2998 | 0 | 0 | 41.3172 | 0
19.02. | 13 | 186.617 |  | 145.2998 | 0 | 0 | 41.3172 | 0
19.02. | 14 | 186.617 |  | 145.2998 | 0 | 0 | 41.3172 | 0
19.02. | 15 | 186.617 |  | 145.2998 | 0 | 0 | 41.3172 | 0
19.02. | 16 | 186.617 |  | 145.2998 | 0 | 0 | 41.3172 | 0
19.02. | 17 | 186.617 |  | 145.2998 | 0 | 0 | 41.3172 | 0
19.02. | 18 | 186.617 |  | 145.2998 | 0 | 0 | 41.3172 | 0
19.02. | 19 | 186.617 |  | 145.2998 | 0 | 0 | 41.3172 | 0
19.02. | 20 | 186.617 |  | 145.2998 | 0 | 0 | 41.3172 | 0
19.02. | 21 | 186.617 |  | 145.2998 | 0 | 0 | 41.3172 | 0
19.02. | 22 | 186.617 |  | 145.2998 | 0 | 0 | 41.3172 | 0
19.02. | 23 | 186.617 |  | 145.2998 | 0 | 0 | 41.3172 | 0
19.02. | 24 | 186.617 |  | 145.2998 | 0 | 0 | 41.3172 | 0
20.02. | 1 | 186.617 |  | 145.2998 | 0 | 0 | 41.3172 | 0
20.02. | 2 | 186.617 |  | 145.2998 | 0 | 0 | 41.3172 | 0
20.02. | 3 | 186.617 |  | 145.2998 | 0 | 0 | 41.3172 | 0
20.02. | 4 | 186.617 |  | 145.2998 | 0 | 0 | 41.3172 | 0
20.02. | 5 | 186.617 |  | 145.2998 | 0 | 0 | 41.3172 | 0
20.02. | 6 | 186.617 |  | 145.2998 | 0 | 0 | 41.3172 | 0
20.02. | 7 | 186.617 |  | 145.2998 | 0 | 0 | 41.3172 | 0
20.02. | 8 | 186.617 |  | 145.2998 | 0 | 0 | 41.3172 | 0
20.02. | 9 | 186.617 |  | 145.2998 | 0 | 0 | 41.3172 | 0
20.02. | 10 | 186.617 |  | 145.2998 | 0 | 0 | 41.3172 | 0
20.02. | 11 | 186.617 |  | 145.2998 | 0 | 0 | 41.3172 | 0
20.02. | 12 | 186.617 |  | 145.2998 | 0 | 0 | 41.3172 | 0
20.02. | 13 | 186.617 |  | 145.2998 | 0 | 0 | 41.3172 | 0
20.02. | 14 | 186.617 |  | 145.2998 | 0 | 0 | 41.3172 | 0
20.02. | 15 | 186.617 |  | 145.2998 | 0 | 0 | 41.3172 | 0
20.02. | 16 | 186.617 |  | 145.2998 | 0 | 0 | 41.3172 | 0
20.02. | 17 | 186.617 |  | 145.2998 | 0 | 0 | 41.3172 | 0
20.02. | 18 | 186.617 |  | 145.2998 | 0 | 0 | 41.3172 | 0
20.02. | 19 | 186.617 |  | 145.2998 | 0 | 0 | 41.3172 | 0
20.02. | 20 | 186.617 |  | 145.2998 | 0 | 0 | 41.3172 | 0
20.02. | 21 | 186.617 |  | 145.2998 | 0 | 0 | 41.3172 | 0
20.02. | 22 | 186.617 |  | 145.2998 | 0 | 0 | 41.3172 | 0
20.02. | 23 | 186.617 |  | 145.2998 | 0 | 0 | 41.3172 | 0
20.02. | 24 | 186.617 |  | 145.2998 | 0 | 0 | 41.3172 | 0
21.02. | 1 | 186.617 |  | 145.2998 | 0 | 0 | 41.3172 | 0
21.02. | 2 | 186.617 |  | 145.2998 | 0 | 0 | 41.3172 | 0
21.02. | 3 | 186.617 |  | 145.2998 | 0 | 0 | 41.3172 | 0
21.02. | 4 | 186.617 |  | 145.2998 | 0 | 0 | 41.3172 | 0
21.02. | 5 | 186.617 |  | 145.2998 | 0 | 0 | 41.3172 | 0
21.02. | 6 | 186.617 |  | 145.2998 | 0 | 0 | 41.3172 | 0
21.02. | 7 | 186.617 |  | 145.2998 | 0 | 0 | 41.3172 | 0
21.02. | 8 | 186.617 |  | 145.2998 | 0 | 0 | 41.3172 | 0
21.02. | 9 | 186.617 |  | 145.2998 | 0 | 0 | 41.3172 | 0
21.02. | 10 | 186.617 |  | 145.2998 | 0 | 0 | 41.3172 | 0
21.02. | 11 | 186.617 |  | 145.2998 | 0 | 0 | 41.3172 | 0
21.02. | 12 | 186.617 |  | 145.2998 | 0 | 0 | 41.3172 | 0
21.02. | 13 | 186.617 |  | 145.2998 | 0 | 0 | 41.3172 | 0
21.02. | 14 | 186.617 |  | 145.2998 | 0 | 0 | 41.3172 | 0
21.02. | 15 | 186.617 |  | 145.2998 | 0 | 0 | 41.3172 | 0
21.02. | 16 | 186.617 |  | 145.2998 | 0 | 0 | 41.3172 | 0
21.02. | 17 | 186.617 |  | 145.2998 | 0 | 0 | 41.3172 | 0
21.02. | 18 | 186.617 |  | 145.2998 | 0 | 0 | 41.3172 | 0
21.02. | 19 | 186.617 |  | 145.2998 | 0 | 0 | 41.3172 | 0
21.02. | 20 | 186.617 |  | 145.2998 | 0 | 0 | 41.3172 | 0
21.02. | 21 | 186.617 |  | 145.2998 | 0 | 0 | 41.3172 | 0
21.02. | 22 | 186.617 |  | 145.2998 | 0 | 0 | 41.3172 | 0
21.02. | 23 | 186.617 |  | 145.2998 | 0 | 0 | 41.3172 | 0
21.02. | 24 | 186.617 |  | 145.2998 | 0 | 0 | 41.3172 | 0
22.02. | 1 | 186.617 |  | 145.2998 | 0 | 0 | 41.3172 | 0
22.02. | 2 | 186.617 |  | 145.2998 | 0 | 0 | 41.3172 | 0
22.02. | 3 | 186.617 |  | 145.2998 | 0 | 0 | 41.3172 | 0
22.02. | 4 | 186.617 |  | 145.2998 | 0 | 0 | 41.3172 | 0
22.02. | 5 | 186.617 |  | 145.2998 | 0 | 0 | 41.3172 | 0
22.02. | 6 | 186.617 |  | 145.2998 | 0 | 0 | 41.3172 | 0
22.02. | 7 | 186.617 |  | 145.2998 | 0 | 0 | 41.3172 | 0
22.02. | 8 | 186.617 |  | 145.2998 | 0 | 0 | 41.3172 | 0
22.02. | 9 | 186.617 |  | 145.2998 | 0 | 0 | 41.3172 | 0
22.02. | 10 | 186.617 |  | 145.2998 | 0 | 0 | 41.3172 | 0
22.02. | 11 | 186.617 |  | 145.2998 | 0 | 0 | 41.3172 | 0
22.02. | 12 | 186.617 |  | 145.2998 | 0 | 0 | 41.3172 | 0
22.02. | 13 | 186.617 |  | 145.2998 | 0 | 0 | 41.3172 | 0
22.02. | 14 | 186.617 |  | 145.2998 | 0 | 0 | 41.3172 | 0
22.02. | 15 | 186.617 |  | 145.2998 | 0 | 0 | 41.3172 | 0
22.02. | 16 | 186.617 |  | 145.2998 | 0 | 0 | 41.3172 | 0
22.02. | 17 | 186.617 |  | 145.2998 | 0 | 0 | 41.3172 | 0
22.02. | 18 | 186.617 |  | 145.2998 | 0 | 0 | 41.3172 | 0
22.02. | 19 | 186.617 |  | 145.2998 | 0 | 0 | 41.3172 | 0
22.02. | 20 | 186.617 |  | 145.2998 | 0 | 0 | 41.3172 | 0
22.02. | 21 | 186.617 |  | 145.2998 | 0 | 0 | 41.3172 | 0
22.02. | 22 | 186.617 |  | 145.2998 | 0 | 0 | 41.3172 | 0
22.02. | 23 | 186.617 |  | 145.2998 | 0 | 0 | 41.3172 | 0
22.02. | 24 | 186.617 |  | 145.2998 | 0 | 0 | 41.3172 | 0
23.02. | 1 | 186.617 |  | 145.2998 | 0 | 0 | 41.3172 | 0
23.02. | 2 | 186.617 |  | 145.2998 | 0 | 0 | 41.3172 | 0
23.02. | 3 | 186.617 |  | 145.2998 | 0 | 0 | 41.3172 | 0
23.02. | 4 | 186.617 |  | 145.2998 | 0 | 0 | 41.3172 | 0
23.02. | 5 | 186.617 |  | 145.2998 | 0 | 0 | 41.3172 | 0
23.02. | 6 | 186.617 |  | 145.2998 | 0 | 0 | 41.3172 | 0
23.02. | 7 | 186.617 |  | 145.2998 | 0 | 0 | 41.3172 | 0
23.02. | 8 | 186.617 |  | 145.2998 | 0 | 0 | 41.3172 | 0
23.02. | 9 | 186.617 |  | 145.2998 | 0 | 0 | 41.3172 | 0
23.02. | 10 | 186.617 |  | 145.2998 | 0 | 0 | 41.3172 | 0
23.02. | 11 | 186.617 |  | 145.2998 | 0 | 0 | 41.3172 | 0
23.02. | 12 | 186.617 |  | 145.2998 | 0 | 0 | 41.3172 | 0
23.02. | 13 | 186.617 |  | 145.2998 | 0 | 0 | 41.3172 | 0
23.02. | 14 | 186.617 |  | 145.2998 | 0 | 0 | 41.3172 | 0
23.02. | 15 | 186.617 |  | 145.2998 | 0 | 0 | 41.3172 | 0
23.02. | 16 | 186.617 |  | 145.2998 | 0 | 0 | 41.3172 | 0
23.02. | 17 | 186.617 |  | 145.2998 | 0 | 0 | 41.3172 | 0
23.02. | 18 | 186.617 |  | 145.2998 | 0 | 0 | 41.3172 | 0
23.02. | 19 | 186.617 |  | 145.2998 | 0 | 0 | 41.3172 | 0
23.02. | 20 | 186.617 |  | 145.2998 | 0 | 0 | 41.3172 | 0
23.02. | 21 | 186.617 |  | 145.2998 | 0 | 0 | 41.3172 | 0
23.02. | 22 | 186.617 |  | 145.2998 | 0 | 0 | 41.3172 | 0
23.02. | 23 | 186.617 |  | 145.2998 | 0 | 0 | 41.3172 | 0
23.02. | 24 | 186.617 |  | 145.2998 | 0 | 0 | 41.3172 | 0
24.02. | 1 | 186.617 |  | 145.2998 | 0 | 0 | 41.3172 | 0
24.02. | 2 | 186.617 |  | 145.2998 | 0 | 0 | 41.3172 | 0
24.02. | 3 | 186.617 |  | 145.2998 | 0 | 0 | 41.3172 | 0
24.02. | 4 | 186.617 |  | 145.2998 | 0 | 0 | 41.3172 | 0
24.02. | 5 | 186.617 |  | 145.2998 | 0 | 0 | 41.3172 | 0
24.02. | 6 | 186.617 |  | 145.2998 | 0 | 0 | 41.3172 | 0
24.02. | 7 | 186.617 |  | 145.2998 | 0 | 0 | 41.3172 | 0
24.02. | 8 | 186.617 |  | 145.2998 | 0 | 0 | 41.3172 | 0
24.02. | 9 | 186.617 |  | 145.2998 | 0 | 0 | 41.3172 | 0
24.02. | 10 | 186.617 |  | 145.2998 | 0 | 0 | 41.3172 | 0
24.02. | 11 | 186.617 |  | 145.2998 | 0 | 0 | 41.3172 | 0
24.02. | 12 | 186.617 |  | 145.2998 | 0 | 0 | 41.3172 | 0
24.02. | 13 | 186.617 |  | 145.2998 | 0 | 0 | 41.3172 | 0
24.02. | 14 | 186.617 |  | 145.2998 | 0 | 0 | 41.3172 | 0
24.02. | 15 | 186.617 |  | 145.2998 | 0 | 0 | 41.3172 | 0
24.02. | 16 | 186.617 |  | 145.2998 | 0 | 0 | 41.3172 | 0
24.02. | 17 | 186.617 |  | 145.2998 | 0 | 0 | 41.3172 | 0
24.02. | 18 | 186.617 |  | 145.2998 | 0 | 0 | 41.3172 | 0
24.02. | 19 | 186.617 |  | 145.2998 | 0 | 0 | 41.3172 | 0
24.02. | 20 | 186.617 |  | 145.2998 | 0 | 0 | 41.3172 | 0
24.02. | 21 | 186.617 |  | 145.2998 | 0 | 0 | 41.3172 | 0
24.02. | 22 | 186.617 |  | 145.2998 | 0 | 0 | 41.3172 | 0
24.02. | 23 | 186.617 |  | 145.2998 | 0 | 0 | 41.3172 | 0
24.02. | 24 | 186.617 |  | 145.2998 | 0 | 0 | 41.3172 | 0
25.02. | 1 | 186.617 |  | 145.2998 | 0 | 0 | 41.3172 | 0
25.02. | 2 | 186.617 |  | 145.2998 | 0 | 0 | 41.3172 | 0
25.02. | 3 | 186.617 |  | 145.2998 | 0 | 0 | 41.3172 | 0
25.02. | 4 | 186.617 |  | 145.2998 | 0 | 0 | 41.3172 | 0
25.02. | 5 | 186.617 |  | 145.2998 | 0 | 0 | 41.3172 | 0
25.02. | 6 | 186.617 |  | 145.2998 | 0 | 0 | 41.3172 | 0
25.02. | 7 | 186.617 |  | 145.2998 | 0 | 0 | 41.3172 | 0
25.02. | 8 | 186.617 |  | 145.2998 | 0 | 0 | 41.3172 | 0
25.02. | 9 | 186.617 |  | 145.2998 | 0 | 0 | 41.3172 | 0
25.02. | 10 | 186.617 |  | 145.2998 | 0 | 0 | 41.3172 | 0
25.02. | 11 | 186.617 |  | 145.2998 | 0 | 0 | 41.3172 | 0
25.02. | 12 | 186.617 |  | 145.2998 | 0 | 0 | 41.3172 | 0
25.02. | 13 | 186.617 |  | 145.2998 | 0 | 0 | 41.3172 | 0
25.02. | 14 | 186.617 |  | 145.2998 | 0 | 0 | 41.3172 | 0
25.02. | 15 | 186.617 |  | 145.2998 | 0 | 0 | 41.3172 | 0
25.02. | 16 | 186.617 |  | 145.2998 | 0 | 0 | 41.3172 | 0
25.02. | 17 | 186.617 |  | 145.2998 | 0 | 0 | 41.3172 | 0
25.02. | 18 | 186.617 |  | 145.2998 | 0 | 0 | 41.3172 | 0
25.02. | 19 | 186.617 |  | 145.2998 | 0 | 0 | 41.3172 | 0
25.02. | 20 | 186.617 |  | 145.2998 | 0 | 0 | 41.3172 | 0
25.02. | 21 | 186.617 |  | 145.2998 | 0 | 0 | 41.3172 | 0
25.02. | 22 | 186.617 |  | 145.2998 | 0 | 0 | 41.3172 | 0
25.02. | 23 | 186.617 |  | 145.2998 | 0 | 0 | 41.3172 | 0
25.02. | 24 | 186.617 |  | 145.2998 | 0 | 0 | 41.3172 | 0
26.02. | 1 | 186.617 |  | 145.2998 | 0 | 0 | 41.3172 | 0
26.02. | 2 | 186.617 |  | 145.2998 | 0 | 0 | 41.3172 | 0
26.02. | 3 | 186.617 |  | 145.2998 | 0 | 0 | 41.3172 | 0
26.02. | 4 | 186.617 |  | 145.2998 | 0 | 0 | 41.3172 | 0
26.02. | 5 | 186.617 |  | 145.2998 | 0 | 0 | 41.3172 | 0
26.02. | 6 | 186.617 |  | 145.2998 | 0 | 0 | 41.3172 | 0
26.02. | 7 | 186.617 |  | 145.2998 | 0 | 0 | 41.3172 | 0
26.02. | 8 | 186.617 |  | 145.2998 | 0 | 0 | 41.3172 | 0
26.02. | 9 | 186.617 |  | 145.2998 | 0 | 0 | 41.3172 | 0
26.02. | 10 | 186.617 |  | 145.2998 | 0 | 0 | 41.3172 | 0
26.02. | 11 | 186.617 |  | 145.2998 | 0 | 0 | 41.3172 | 0
26.02. | 12 | 186.617 |  | 145.2998 | 0 | 0 | 41.3172 | 0
26.02. | 13 | 186.617 |  | 145.2998 | 0 | 0 | 41.3172 | 0
26.02. | 14 | 186.617 |  | 145.2998 | 0 | 0 | 41.3172 | 0
26.02. | 15 | 186.617 |  | 145.2998 | 0 | 0 | 41.3172 | 0
26.02. | 16 | 186.617 |  | 145.2998 | 0 | 0 | 41.3172 | 0
26.02. | 17 | 186.617 |  | 145.2998 | 0 | 0 | 41.3172 | 0
26.02. | 18 | 186.617 |  | 145.2998 | 0 | 0 | 41.3172 | 0
26.02. | 19 | 186.617 |  | 145.2998 | 0 | 0 | 41.3172 | 0
26.02. | 20 | 186.617 |  | 145.2998 | 0 | 0 | 41.3172 | 0
26.02. | 21 | 186.617 |  | 145.2998 | 0 | 0 | 41.3172 | 0
26.02. | 22 | 186.617 |  | 145.2998 | 0 | 0 | 41.3172 | 0
26.02. | 23 | 186.617 |  | 145.2998 | 0 | 0 | 41.3172 | 0
26.02. | 24 | 186.617 |  | 145.2998 | 0 | 0 | 41.3172 | 0
27.02. | 1 | 186.617 |  | 145.2998 | 0 | 0 | 41.3172 | 0
27.02. | 2 | 186.617 |  | 145.2998 | 0 | 0 | 41.3172 | 0
27.02. | 3 | 186.617 |  | 145.2998 | 0 | 0 | 41.3172 | 0
27.02. | 4 | 186.617 |  | 145.2998 | 0 | 0 | 41.3172 | 0
27.02. | 5 | 186.617 |  | 145.2998 | 0 | 0 | 41.3172 | 0
27.02. | 6 | 186.617 |  | 145.2998 | 0 | 0 | 41.3172 | 0
27.02. | 7 | 186.617 |  | 145.2998 | 0 | 0 | 41.3172 | 0
27.02. | 8 | 186.617 |  | 145.2998 | 0 | 0 | 41.3172 | 0
27.02. | 9 | 186.617 |  | 145.2998 | 0 | 0 | 41.3172 | 0
27.02. | 10 | 186.617 |  | 145.2998 | 0 | 0 | 41.3172 | 0
27.02. | 11 | 186.617 |  | 145.2998 | 0 | 0 | 41.3172 | 0
27.02. | 12 | 186.617 |  | 145.2998 | 0 | 0 | 41.3172 | 0
27.02. | 13 | 186.617 |  | 145.2998 | 0 | 0 | 41.3172 | 0
27.02. | 14 | 186.617 |  | 145.2998 | 0 | 0 | 41.3172 | 0
27.02. | 15 | 186.617 |  | 145.2998 | 0 | 0 | 41.3172 | 0
27.02. | 16 | 186.617 |  | 145.2998 | 0 | 0 | 41.3172 | 0
27.02. | 17 | 186.617 |  | 145.2998 | 0 | 0 | 41.3172 | 0
27.02. | 18 | 186.617 |  | 145.2998 | 0 | 0 | 41.3172 | 0
27.02. | 19 | 186.617 |  | 145.2998 | 0 | 0 | 41.3172 | 0
27.02. | 20 | 186.617 |  | 145.2998 | 0 | 0 | 41.3172 | 0
27.02. | 21 | 186.617 |  | 145.2998 | 0 | 0 | 41.3172 | 0
27.02. | 22 | 186.617 |  | 145.2998 | 0 | 0 | 41.3172 | 0
27.02. | 23 | 186.617 |  | 145.2998 | 0 | 0 | 41.3172 | 0
27.02. | 24 | 186.617 |  | 145.2998 | 0 | 0 | 41.3172 | 0
28.02. | 1 | 186.617 |  | 145.2998 | 0 | 0 | 41.3172 | 0
28.02. | 2 | 186.617 |  | 145.2998 | 0 | 0 | 41.3172 | 0
28.02. | 3 | 186.617 |  | 145.2998 | 0 | 0 | 41.3172 | 0
28.02. | 4 | 186.617 |  | 145.2998 | 0 | 0 | 41.3172 | 0
28.02. | 5 | 186.617 |  | 145.2998 | 0 | 0 | 41.3172 | 0
28.02. | 6 | 186.617 |  | 145.2998 | 0 | 0 | 41.3172 | 0
28.02. | 7 | 186.617 |  | 145.2998 | 0 | 0 | 41.3172 | 0
28.02. | 8 | 186.617 |  | 145.2998 | 0 | 0 | 41.3172 | 0
28.02. | 9 | 186.617 |  | 145.2998 | 0 | 0 | 41.3172 | 0
28.02. | 10 | 186.617 |  | 145.2998 | 0 | 0 | 41.3172 | 0
28.02. | 11 | 186.617 |  | 145.2998 | 0 | 0 | 41.3172 | 0
28.02. | 12 | 186.617 |  | 145.2998 | 0 | 0 | 41.3172 | 0
28.02. | 13 | 186.617 |  | 145.2998 | 0 | 0 | 41.3172 | 0
28.02. | 14 | 186.617 |  | 145.2998 | 0 | 0 | 41.3172 | 0
28.02. | 15 | 186.617 |  | 145.2998 | 0 | 0 | 41.3172 | 0
28.02. | 16 | 186.617 |  | 145.2998 | 0 | 0 | 41.3172 | 0
28.02. | 17 | 186.617 |  | 145.2998 | 0 | 0 | 41.3172 | 0
28.02. | 18 | 186.617 |  | 145.2998 | 0 | 0 | 41.3172 | 0
28.02. | 19 | 186.617 |  | 145.2998 | 0 | 0 | 41.3172 | 0
28.02. | 20 | 186.617 |  | 145.2998 | 0 | 0 | 41.3172 | 0
28.02. | 21 | 186.617 |  | 145.2998 | 0 | 0 | 41.3172 | 0
28.02. | 22 | 186.617 |  | 145.2998 | 0 | 0 | 41.3172 | 0
28.02. | 23 | 186.617 |  | 145.2998 | 0 | 0 | 41.3172 | 0
28.02. | 24 | 186.617 |  | 145.2998 | 0 | 0 | 41.3172 | 0
01.03. | 1 | 186.617 |  | 145.2998 | 0 | 0 | 41.3172 | 0
01.03. | 2 | 186.617 |  | 145.2998 | 0 | 0 | 41.3172 | 0
01.03. | 3 | 186.617 |  | 145.2998 | 0 | 0 | 41.3172 | 0
01.03. | 4 | 186.617 |  | 145.2998 | 0 | 0 | 41.3172 | 0
01.03. | 5 | 186.617 |  | 145.2998 | 0 | 0 | 41.3172 | 0
01.03. | 6 | 186.617 |  | 145.2998 | 0 | 0 | 41.3172 | 0
01.03. | 7 | 186.617 |  | 145.2998 | 0 | 0 | 41.3172 | 0
01.03. | 8 | 186.617 |  | 145.2998 | 0 | 0 | 41.3172 | 0
01.03. | 9 | 186.617 |  | 145.2998 | 0 | 0 | 41.3172 | 0
01.03. | 10 | 186.617 |  | 145.2998 | 0 | 0 | 41.3172 | 0
01.03. | 11 | 186.617 |  | 145.2998 | 0 | 0 | 41.3172 | 0
01.03. | 12 | 186.617 |  | 145.2998 | 0 | 0 | 41.3172 | 0
01.03. | 13 | 186.617 |  | 145.2998 | 0 | 0 | 41.3172 | 0
01.03. | 14 | 186.617 |  | 145.2998 | 0 | 0 | 41.3172 | 0
01.03. | 15 | 186.617 |  | 145.2998 | 0 | 0 | 41.3172 | 0
01.03. | 16 | 186.617 |  | 145.2998 | 0 | 0 | 41.3172 | 0
01.03. | 17 | 186.617 |  | 145.2998 | 0 | 0 | 41.3172 | 0
01.03. | 18 | 186.617 |  | 145.2998 | 0 | 0 | 41.3172 | 0
01.03. | 19 | 186.617 |  | 145.2998 | 0 | 0 | 41.3172 | 0
01.03. | 20 | 186.617 |  | 145.2998 | 0 | 0 | 41.3172 | 0
01.03. | 21 | 186.617 |  | 145.2998 | 0 | 0 | 41.3172 | 0
01.03. | 22 | 186.617 |  | 145.2998 | 0 | 0 | 41.3172 | 0
01.03. | 23 | 186.617 |  | 145.2998 | 0 | 0 | 41.3172 | 0
01.03. | 24 | 186.617 |  | 145.2998 | 0 | 0 | 41.3172 | 0
02.03. | 1 | 186.617 |  | 145.2998 | 0 | 0 | 41.3172 | 0
02.03. | 2 | 186.617 |  | 145.2998 | 0 | 0 | 41.3172 | 0
02.03. | 3 | 186.617 |  | 145.2998 | 0 | 0 | 41.3172 | 0
02.03. | 4 | 186.617 |  | 145.2998 | 0 | 0 | 41.3172 | 0
02.03. | 5 | 186.617 |  | 145.2998 | 0 | 0 | 41.3172 | 0
02.03. | 6 | 186.617 |  | 145.2998 | 0 | 0 | 41.3172 | 0
02.03. | 7 | 186.617 |  | 145.2998 | 0 | 0 | 41.3172 | 0
02.03. | 8 | 186.617 |  | 145.2998 | 0 | 0 | 41.3172 | 0
02.03. | 9 | 186.617 |  | 145.2998 | 0 | 0 | 41.3172 | 0
02.03. | 10 | 186.617 |  | 145.2998 | 0 | 0 | 41.3172 | 0
02.03. | 11 | 186.617 |  | 145.2998 | 0 | 0 | 41.3172 | 0
02.03. | 12 | 186.617 |  | 145.2998 | 0 | 0 | 41.3172 | 0
02.03. | 13 | 186.617 |  | 145.2998 | 0 | 0 | 41.3172 | 0
02.03. | 14 | 186.617 |  | 145.2998 | 0 | 0 | 41.3172 | 0
02.03. | 15 | 186.617 |  | 145.2998 | 0 | 0 | 41.3172 | 0
02.03. | 16 | 186.617 |  | 145.2998 | 0 | 0 | 41.3172 | 0
02.03. | 17 | 186.617 |  | 145.2998 | 0 | 0 | 41.3172 | 0
02.03. | 18 | 186.617 |  | 145.2998 | 0 | 0 | 41.3172 | 0
02.03. | 19 | 186.617 |  | 145.2998 | 0 | 0 | 41.3172 | 0
02.03. | 20 | 186.617 |  | 145.2998 | 0 | 0 | 41.3172 | 0
02.03. | 21 | 186.617 |  | 145.2998 | 0 | 0 | 41.3172 | 0
02.03. | 22 | 186.617 |  | 145.2998 | 0 | 0 | 41.3172 | 0
02.03. | 23 | 186.617 |  | 145.2998 | 0 | 0 | 41.3172 | 0
02.03. | 24 | 186.617 |  | 145.2998 | 0 | 0 | 41.3172 | 0
03.03. | 1 | 186.617 |  | 145.2998 | 0 | 0 | 41.3172 | 0
03.03. | 2 | 186.617 |  | 145.2998 | 0 | 0 | 41.3172 | 0
03.03. | 3 | 186.617 |  | 145.2998 | 0 | 0 | 41.3172 | 0
03.03. | 4 | 186.617 |  | 145.2998 | 0 | 0 | 41.3172 | 0
03.03. | 5 | 186.617 |  | 145.2998 | 0 | 0 | 41.3172 | 0
03.03. | 6 | 186.617 |  | 145.2998 | 0 | 0 | 41.3172 | 0
03.03. | 7 | 186.617 |  | 145.2998 | 0 | 0 | 41.3172 | 0
03.03. | 8 | 186.617 |  | 145.2998 | 0 | 0 | 41.3172 | 0
03.03. | 9 | 186.617 |  | 145.2998 | 0 | 0 | 41.3172 | 0
03.03. | 10 | 186.617 |  | 145.2998 | 0 | 0 | 41.3172 | 0
03.03. | 11 | 186.617 |  | 145.2998 | 0 | 0 | 41.3172 | 0
03.03. | 12 | 186.617 |  | 145.2998 | 0 | 0 | 41.3172 | 0
03.03. | 13 | 186.617 |  | 145.2998 | 0 | 0 | 41.3172 | 0
03.03. | 14 | 186.617 |  | 145.2998 | 0 | 0 | 41.3172 | 0
03.03. | 15 | 186.617 |  | 145.2998 | 0 | 0 | 41.3172 | 0
03.03. | 16 | 186.617 |  | 145.2998 | 0 | 0 | 41.3172 | 0
03.03. | 17 | 186.617 |  | 145.2998 | 0 | 0 | 41.3172 | 0
03.03. | 18 | 186.617 |  | 145.2998 | 0 | 0 | 41.3172 | 0
03.03. | 19 | 186.617 |  | 145.2998 | 0 | 0 | 41.3172 | 0
03.03. | 20 | 186.617 |  | 145.2998 | 0 | 0 | 41.3172 | 0
03.03. | 21 | 186.617 |  | 145.2998 | 0 | 0 | 41.3172 | 0
03.03. | 22 | 186.617 |  | 145.2998 | 0 | 0 | 41.3172 | 0
03.03. | 23 | 186.617 |  | 145.2998 | 0 | 0 | 41.3172 | 0
03.03. | 24 | 186.617 |  | 145.2998 | 0 | 0 | 41.3172 | 0
04.03. | 1 | 186.617 |  | 145.2998 | 0 | 0 | 41.3172 | 0
04.03. | 2 | 186.617 |  | 145.2998 | 0 | 0 | 41.3172 | 0
04.03. | 3 | 186.617 |  | 145.2998 | 0 | 0 | 41.3172 | 0
04.03. | 4 | 186.617 |  | 145.2998 | 0 | 0 | 41.3172 | 0
04.03. | 5 | 186.617 |  | 145.2998 | 0 | 0 | 41.3172 | 0
04.03. | 6 | 186.617 |  | 145.2998 | 0 | 0 | 41.3172 | 0
04.03. | 7 | 186.617 |  | 145.2998 | 0 | 0 | 41.3172 | 0
04.03. | 8 | 186.617 |  | 145.2998 | 0 | 0 | 41.3172 | 0
04.03. | 9 | 186.617 |  | 145.2998 | 0 | 0 | 41.3172 | 0
04.03. | 10 | 186.617 |  | 145.2998 | 0 | 0 | 41.3172 | 0
04.03. | 11 | 186.617 |  | 145.2998 | 0 | 0 | 41.3172 | 0
04.03. | 12 | 186.617 |  | 145.2998 | 0 | 0 | 41.3172 | 0
04.03. | 13 | 186.617 |  | 145.2998 | 0 | 0 | 41.3172 | 0
04.03. | 14 | 186.617 |  | 145.2998 | 0 | 0 | 41.3172 | 0
04.03. | 15 | 186.617 |  | 145.2998 | 0 | 0 | 41.3172 | 0
04.03. | 16 | 186.617 |  | 145.2998 | 0 | 0 | 41.3172 | 0
04.03. | 17 | 186.617 |  | 145.2998 | 0 | 0 | 41.3172 | 0
04.03. | 18 | 186.617 |  | 145.2998 | 0 | 0 | 41.3172 | 0
04.03. | 19 | 186.617 |  | 145.2998 | 0 | 0 | 41.3172 | 0
04.03. | 20 | 186.617 |  | 145.2998 | 0 | 0 | 41.3172 | 0
04.03. | 21 | 186.617 |  | 145.2998 | 0 | 0 | 41.3172 | 0
04.03. | 22 | 186.617 |  | 145.2998 | 0 | 0 | 41.3172 | 0
04.03. | 23 | 186.617 |  | 145.2998 | 0 | 0 | 41.3172 | 0
04.03. | 24 | 186.617 |  | 145.2998 | 0 | 0 | 41.3172 | 0
05.03. | 1 | 186.617 |  | 145.2998 | 0 | 0 | 41.3172 | 0
05.03. | 2 | 186.617 |  | 145.2998 | 0 | 0 | 41.3172 | 0
05.03. | 3 | 186.617 |  | 145.2998 | 0 | 0 | 41.3172 | 0
05.03. | 4 | 186.617 |  | 145.2998 | 0 | 0 | 41.3172 | 0
05.03. | 5 | 186.617 |  | 145.2998 | 0 | 0 | 41.3172 | 0
05.03. | 6 | 186.617 |  | 145.2998 | 0 | 0 | 41.3172 | 0
05.03. | 7 | 186.617 |  | 145.2998 | 0 | 0 | 41.3172 | 0
05.03. | 8 | 186.617 |  | 145.2998 | 0 | 0 | 41.3172 | 0
05.03. | 9 | 186.617 |  | 145.2998 | 0 | 0 | 41.3172 | 0
05.03. | 10 | 186.617 |  | 145.2998 | 0 | 0 | 41.3172 | 0
05.03. | 11 | 186.617 |  | 145.2998 | 0 | 0 | 41.3172 | 0
05.03. | 12 | 186.617 |  | 145.2998 | 0 | 0 | 41.3172 | 0
05.03. | 13 | 186.617 |  | 145.2998 | 0 | 0 | 41.3172 | 0
05.03. | 14 | 186.617 |  | 145.2998 | 0 | 0 | 41.3172 | 0
05.03. | 15 | 186.617 |  | 145.2998 | 0 | 0 | 41.3172 | 0
05.03. | 16 | 186.617 |  | 145.2998 | 0 | 0 | 41.3172 | 0
05.03. | 17 | 186.617 |  | 145.2998 | 0 | 0 | 41.3172 | 0
05.03. | 18 | 186.617 |  | 145.2998 | 0 | 0 | 41.3172 | 0
05.03. | 19 | 186.617 |  | 145.2998 | 0 | 0 | 41.3172 | 0
05.03. | 20 | 186.617 |  | 145.2998 | 0 | 0 | 41.3172 | 0
05.03. | 21 | 186.617 |  | 145.2998 | 0 | 0 | 41.3172 | 0
05.03. | 22 | 186.617 |  | 145.2998 | 0 | 0 | 41.3172 | 0
05.03. | 23 | 186.617 |  | 145.2998 | 0 | 0 | 41.3172 | 0
05.03. | 24 | 186.617 |  | 145.2998 | 0 | 0 | 41.3172 | 0
06.03. | 1 | 186.617 |  | 145.2998 | 0 | 0 | 41.3172 | 0
06.03. | 2 | 186.617 |  | 145.2998 | 0 | 0 | 41.3172 | 0
06.03. | 3 | 186.617 |  | 145.2998 | 0 | 0 | 41.3172 | 0
06.03. | 4 | 186.617 |  | 145.2998 | 0 | 0 | 41.3172 | 0
06.03. | 5 | 186.617 |  | 145.2998 | 0 | 0 | 41.3172 | 0
06.03. | 6 | 186.617 |  | 145.2998 | 0 | 0 | 41.3172 | 0
06.03. | 7 | 186.617 |  | 145.2998 | 0 | 0 | 41.3172 | 0
06.03. | 8 | 186.617 |  | 145.2998 | 0 | 0 | 41.3172 | 0
06.03. | 9 | 186.617 |  | 145.2998 | 0 | 0 | 41.3172 | 0
06.03. | 10 | 186.617 |  | 145.2998 | 0 | 0 | 41.3172 | 0
06.03. | 11 | 186.617 |  | 145.2998 | 0 | 0 | 41.3172 | 0
06.03. | 12 | 186.617 |  | 145.2998 | 0 | 0 | 41.3172 | 0
06.03. | 13 | 186.617 |  | 145.2998 | 0 | 0 | 41.3172 | 0
06.03. | 14 | 186.617 |  | 145.2998 | 0 | 0 | 41.3172 | 0
06.03. | 15 | 186.617 |  | 145.2998 | 0 | 0 | 41.3172 | 0
06.03. | 16 | 186.617 |  | 145.2998 | 0 | 0 | 41.3172 | 0
06.03. | 17 | 186.617 |  | 145.2998 | 0 | 0 | 41.3172 | 0
06.03. | 18 | 186.617 |  | 145.2998 | 0 | 0 | 41.3172 | 0
06.03. | 19 | 186.617 |  | 145.2998 | 0 | 0 | 41.3172 | 0
06.03. | 20 | 186.617 |  | 145.2998 | 0 | 0 | 41.3172 | 0
06.03. | 21 | 186.617 |  | 145.2998 | 0 | 0 | 41.3172 | 0
06.03. | 22 | 186.617 |  | 145.2998 | 0 | 0 | 41.3172 | 0
06.03. | 23 | 186.617 |  | 145.2998 | 0 | 0 | 41.3172 | 0
06.03. | 24 | 186.617 |  | 145.2998 | 0 | 0 | 41.3172 | 0
07.03. | 1 | 186.617 |  | 145.2998 | 0 | 0 | 41.3172 | 0
07.03. | 2 | 186.617 |  | 145.2998 | 0 | 0 | 41.3172 | 0
07.03. | 3 | 186.617 |  | 145.2998 | 0 | 0 | 41.3172 | 0
07.03. | 4 | 186.617 |  | 145.2998 | 0 | 0 | 41.3172 | 0
07.03. | 5 | 186.617 |  | 145.2998 | 0 | 0 | 41.3172 | 0
07.03. | 6 | 186.617 |  | 145.2998 | 0 | 0 | 41.3172 | 0
07.03. | 7 | 186.617 |  | 145.2998 | 0 | 0 | 41.3172 | 0
07.03. | 8 | 186.617 |  | 145.2998 | 0 | 0 | 41.3172 | 0
07.03. | 9 | 186.617 |  | 145.2998 | 0 | 0 | 41.3172 | 0
07.03. | 10 | 186.617 |  | 145.2998 | 0 | 0 | 41.3172 | 0
07.03. | 11 | 186.617 |  | 145.2998 | 0 | 0 | 41.3172 | 0
07.03. | 12 | 186.617 |  | 145.2998 | 0 | 0 | 41.3172 | 0
07.03. | 13 | 186.617 |  | 145.2998 | 0 | 0 | 41.3172 | 0
07.03. | 14 | 186.617 |  | 145.2998 | 0 | 0 | 41.3172 | 0
07.03. | 15 | 186.617 |  | 145.2998 | 0 | 0 | 41.3172 | 0
07.03. | 16 | 186.617 |  | 145.2998 | 0 | 0 | 41.3172 | 0
07.03. | 17 | 186.617 |  | 145.2998 | 0 | 0 | 41.3172 | 0
07.03. | 18 | 186.617 |  | 145.2998 | 0 | 0 | 41.3172 | 0
07.03. | 19 | 186.617 |  | 145.2998 | 0 | 0 | 41.3172 | 0
07.03. | 20 | 186.617 |  | 145.2998 | 0 | 0 | 41.3172 | 0
07.03. | 21 | 186.617 |  | 145.2998 | 0 | 0 | 41.3172 | 0
07.03. | 22 | 186.617 |  | 145.2998 | 0 | 0 | 41.3172 | 0
07.03. | 23 | 186.617 |  | 145.2998 | 0 | 0 | 41.3172 | 0
07.03. | 24 | 186.617 |  | 145.2998 | 0 | 0 | 41.3172 | 0
08.03. | 1 | 186.617 |  | 145.2998 | 0 | 0 | 41.3172 | 0
08.03. | 2 | 186.617 |  | 145.2998 | 0 | 0 | 41.3172 | 0
08.03. | 3 | 186.617 |  | 145.2998 | 0 | 0 | 41.3172 | 0
08.03. | 4 | 186.617 |  | 145.2998 | 0 | 0 | 41.3172 | 0
08.03. | 5 | 186.617 |  | 145.2998 | 0 | 0 | 41.3172 | 0
08.03. | 6 | 186.617 |  | 145.2998 | 0 | 0 | 41.3172 | 0
08.03. | 7 | 186.617 |  | 145.2998 | 0 | 0 | 41.3172 | 0
08.03. | 8 | 186.617 |  | 145.2998 | 0 | 0 | 41.3172 | 0
08.03. | 9 | 186.617 |  | 145.2998 | 0 | 0 | 41.3172 | 0
08.03. | 10 | 186.617 |  | 145.2998 | 0 | 0 | 41.3172 | 0
08.03. | 11 | 186.617 |  | 145.2998 | 0 | 0 | 41.3172 | 0
08.03. | 12 | 186.617 |  | 145.2998 | 0 | 0 | 41.3172 | 0
08.03. | 13 | 186.617 |  | 145.2998 | 0 | 0 | 41.3172 | 0
08.03. | 14 | 186.617 |  | 145.2998 | 0 | 0 | 41.3172 | 0
08.03. | 15 | 186.617 |  | 145.2998 | 0 | 0 | 41.3172 | 0
08.03. | 16 | 186.617 |  | 145.2998 | 0 | 0 | 41.3172 | 0
08.03. | 17 | 186.617 |  | 145.2998 | 0 | 0 | 41.3172 | 0
08.03. | 18 | 186.617 |  | 145.2998 | 0 | 0 | 41.3172 | 0
08.03. | 19 | 186.617 |  | 145.2998 | 0 | 0 | 41.3172 | 0
08.03. | 20 | 186.617 |  | 145.2998 | 0 | 0 | 41.3172 | 0
08.03. | 21 | 186.617 |  | 145.2998 | 0 | 0 | 41.3172 | 0
08.03. | 22 | 186.617 |  | 145.2998 | 0 | 0 | 41.3172 | 0
08.03. | 23 | 186.617 |  | 145.2998 | 0 | 0 | 41.3172 | 0
08.03. | 24 | 186.617 |  | 145.2998 | 0 | 0 | 41.3172 | 0
09.03. | 1 | 186.617 |  | 145.2998 | 0 | 0 | 41.3172 | 0
09.03. | 2 | 186.617 |  | 145.2998 | 0 | 0 | 41.3172 | 0
09.03. | 3 | 186.617 |  | 145.2998 | 0 | 0 | 41.3172 | 0
09.03. | 4 | 186.617 |  | 145.2998 | 0 | 0 | 41.3172 | 0
09.03. | 5 | 186.617 |  | 145.2998 | 0 | 0 | 41.3172 | 0
09.03. | 6 | 186.617 |  | 145.2998 | 0 | 0 | 41.3172 | 0
09.03. | 7 | 186.617 |  | 145.2998 | 0 | 0 | 41.3172 | 0
09.03. | 8 | 186.617 |  | 145.2998 | 0 | 0 | 41.3172 | 0
09.03. | 9 | 186.617 |  | 145.2998 | 0 | 0 | 41.3172 | 0
09.03. | 10 | 186.617 |  | 145.2998 | 0 | 0 | 41.3172 | 0
09.03. | 11 | 186.617 |  | 145.2998 | 0 | 0 | 41.3172 | 0
09.03. | 12 | 186.617 |  | 145.2998 | 0 | 0 | 41.3172 | 0
09.03. | 13 | 186.617 |  | 145.2998 | 0 | 0 | 41.3172 | 0
09.03. | 14 | 186.617 |  | 145.2998 | 0 | 0 | 41.3172 | 0
09.03. | 15 | 186.617 |  | 145.2998 | 0 | 0 | 41.3172 | 0
09.03. | 16 | 186.617 |  | 145.2998 | 0 | 0 | 41.3172 | 0
09.03. | 17 | 186.617 |  | 145.2998 | 0 | 0 | 41.3172 | 0
09.03. | 18 | 186.617 |  | 145.2998 | 0 | 0 | 41.3172 | 0
09.03. | 19 | 186.617 |  | 145.2998 | 0 | 0 | 41.3172 | 0
09.03. | 20 | 186.617 |  | 145.2998 | 0 | 0 | 41.3172 | 0
09.03. | 21 | 186.617 |  | 145.2998 | 0 | 0 | 41.3172 | 0
09.03. | 22 | 186.617 |  | 145.2998 | 0 | 0 | 41.3172 | 0
09.03. | 23 | 186.617 |  | 145.2998 | 0 | 0 | 41.3172 | 0
09.03. | 24 | 186.617 |  | 145.2998 | 0 | 0 | 41.3172 | 0
10.03. | 1 | 186.617 |  | 145.2998 | 0 | 0 | 41.3172 | 0
10.03. | 2 | 186.617 |  | 145.2998 | 0 | 0 | 41.3172 | 0
10.03. | 3 | 186.617 |  | 145.2998 | 0 | 0 | 41.3172 | 0
10.03. | 4 | 186.617 |  | 145.2998 | 0 | 0 | 41.3172 | 0
10.03. | 5 | 186.617 |  | 145.2998 | 0 | 0 | 41.3172 | 0
10.03. | 6 | 186.617 |  | 145.2998 | 0 | 0 | 41.3172 | 0
10.03. | 7 | 186.617 |  | 145.2998 | 0 | 0 | 41.3172 | 0
10.03. | 8 | 186.617 |  | 145.2998 | 0 | 0 | 41.3172 | 0
10.03. | 9 | 186.617 |  | 145.2998 | 0 | 0 | 41.3172 | 0
10.03. | 10 | 186.617 |  | 145.2998 | 0 | 0 | 41.3172 | 0
10.03. | 11 | 186.617 |  | 145.2998 | 0 | 0 | 41.3172 | 0
10.03. | 12 | 186.617 |  | 145.2998 | 0 | 0 | 41.3172 | 0
10.03. | 13 | 186.617 |  | 145.2998 | 0 | 0 | 41.3172 | 0
10.03. | 14 | 186.617 |  | 145.2998 | 0 | 0 | 41.3172 | 0
10.03. | 15 | 186.617 |  | 145.2998 | 0 | 0 | 41.3172 | 0
10.03. | 16 | 186.617 |  | 145.2998 | 0 | 0 | 41.3172 | 0
10.03. | 17 | 186.617 |  | 145.2998 | 0 | 0 | 41.3172 | 0
10.03. | 18 | 186.617 |  | 145.2998 | 0 | 0 | 41.3172 | 0
10.03. | 19 | 186.617 |  | 145.2998 | 0 | 0 | 41.3172 | 0
10.03. | 20 | 186.617 |  | 145.2998 | 0 | 0 | 41.3172 | 0
10.03. | 21 | 186.617 |  | 145.2998 | 0 | 0 | 41.3172 | 0
10.03. | 22 | 186.617 |  | 145.2998 | 0 | 0 | 41.3172 | 0
10.03. | 23 | 186.617 |  | 145.2998 | 0 | 0 | 41.3172 | 0
10.03. | 24 | 186.617 |  | 145.2998 | 0 | 0 | 41.3172 | 0
11.03. | 1 | 186.617 |  | 145.2998 | 0 | 0 | 41.3172 | 0
11.03. | 2 | 186.617 |  | 145.2998 | 0 | 0 | 41.3172 | 0
11.03. | 3 | 186.617 |  | 145.2998 | 0 | 0 | 41.3172 | 0
11.03. | 4 | 186.617 |  | 145.2998 | 0 | 0 | 41.3172 | 0
11.03. | 5 | 186.617 |  | 145.2998 | 0 | 0 | 41.3172 | 0
11.03. | 6 | 186.617 |  | 145.2998 | 0 | 0 | 41.3172 | 0
11.03. | 7 | 186.617 |  | 145.2998 | 0 | 0 | 41.3172 | 0
11.03. | 8 | 186.617 |  | 145.2998 | 0 | 0 | 41.3172 | 0
11.03. | 9 | 186.617 |  | 145.2998 | 0 | 0 | 41.3172 | 0
11.03. | 10 | 186.617 |  | 145.2998 | 0 | 0 | 41.3172 | 0
11.03. | 11 | 186.617 |  | 145.2998 | 0 | 0 | 41.3172 | 0
11.03. | 12 | 186.617 |  | 145.2998 | 0 | 0 | 41.3172 | 0
11.03. | 13 | 186.617 |  | 145.2998 | 0 | 0 | 41.3172 | 0
11.03. | 14 | 186.617 |  | 145.2998 | 0 | 0 | 41.3172 | 0
11.03. | 15 | 186.617 |  | 145.2998 | 0 | 0 | 41.3172 | 0
11.03. | 16 | 186.617 |  | 145.2998 | 0 | 0 | 41.3172 | 0
11.03. | 17 | 186.617 |  | 145.2998 | 0 | 0 | 41.3172 | 0
11.03. | 18 | 186.617 |  | 145.2998 | 0 | 0 | 41.3172 | 0
11.03. | 19 | 186.617 |  | 145.2998 | 0 | 0 | 41.3172 | 0
11.03. | 20 | 186.617 |  | 145.2998 | 0 | 0 | 41.3172 | 0
11.03. | 21 | 186.617 |  | 145.2998 | 0 | 0 | 41.3172 | 0
11.03. | 22 | 186.617 |  | 145.2998 | 0 | 0 | 41.3172 | 0
11.03. | 23 | 186.617 |  | 145.2998 | 0 | 0 | 41.3172 | 0
11.03. | 24 | 186.617 |  | 145.2998 | 0 | 0 | 41.3172 | 0
12.03. | 1 | 186.617 |  | 145.2998 | 0 | 0 | 41.3172 | 0
12.03. | 2 | 186.617 |  | 145.2998 | 0 | 0 | 41.3172 | 0
12.03. | 3 | 186.617 |  | 145.2998 | 0 | 0 | 41.3172 | 0
12.03. | 4 | 186.617 |  | 145.2998 | 0 | 0 | 41.3172 | 0
12.03. | 5 | 186.617 |  | 145.2998 | 0 | 0 | 41.3172 | 0
12.03. | 6 | 186.617 |  | 145.2998 | 0 | 0 | 41.3172 | 0
12.03. | 7 | 186.617 |  | 145.2998 | 0 | 0 | 41.3172 | 0
12.03. | 8 | 186.617 |  | 145.2998 | 0 | 0 | 41.3172 | 0
12.03. | 9 | 186.617 |  | 145.2998 | 0 | 0 | 41.3172 | 0
12.03. | 10 | 186.617 |  | 145.2998 | 0 | 0 | 41.3172 | 0
12.03. | 11 | 186.617 |  | 145.2998 | 0 | 0 | 41.3172 | 0
12.03. | 12 | 186.617 |  | 145.2998 | 0 | 0 | 41.3172 | 0
12.03. | 13 | 186.617 |  | 145.2998 | 0 | 0 | 41.3172 | 0
12.03. | 14 | 186.617 |  | 145.2998 | 0 | 0 | 41.3172 | 0
12.03. | 15 | 186.617 |  | 145.2998 | 0 | 0 | 41.3172 | 0
12.03. | 16 | 186.617 |  | 145.2998 | 0 | 0 | 41.3172 | 0
12.03. | 17 | 186.617 |  | 145.2998 | 0 | 0 | 41.3172 | 0
12.03. | 18 | 186.617 |  | 145.2998 | 0 | 0 | 41.3172 | 0
12.03. | 19 | 186.617 |  | 145.2998 | 0 | 0 | 41.3172 | 0
12.03. | 20 | 186.617 |  | 145.2998 | 0 | 0 | 41.3172 | 0
12.03. | 21 | 186.617 |  | 145.2998 | 0 | 0 | 41.3172 | 0
12.03. | 22 | 186.617 |  | 145.2998 | 0 | 0 | 41.3172 | 0
12.03. | 23 | 186.617 |  | 145.2998 | 0 | 0 | 41.3172 | 0
12.03. | 24 | 186.617 |  | 145.2998 | 0 | 0 | 41.3172 | 0
13.03. | 1 | 186.617 |  | 145.2998 | 0 | 0 | 41.3172 | 0
13.03. | 2 | 186.617 |  | 145.2998 | 0 | 0 | 41.3172 | 0
13.03. | 3 | 186.617 |  | 145.2998 | 0 | 0 | 41.3172 | 0
13.03. | 4 | 186.617 |  | 145.2998 | 0 | 0 | 41.3172 | 0
13.03. | 5 | 186.617 |  | 145.2998 | 0 | 0 | 41.3172 | 0
13.03. | 6 | 186.617 |  | 145.2998 | 0 | 0 | 41.3172 | 0
13.03. | 7 | 186.617 |  | 145.2998 | 0 | 0 | 41.3172 | 0
13.03. | 8 | 186.617 |  | 145.2998 | 0 | 0 | 41.3172 | 0
13.03. | 9 | 186.617 |  | 145.2998 | 0 | 0 | 41.3172 | 0
13.03. | 10 | 186.617 |  | 145.2998 | 0 | 0 | 41.3172 | 0
13.03. | 11 | 186.617 |  | 145.2998 | 0 | 0 | 41.3172 | 0
13.03. | 12 | 186.617 |  | 145.2998 | 0 | 0 | 41.3172 | 0
13.03. | 13 | 186.617 |  | 145.2998 | 0 | 0 | 41.3172 | 0
13.03. | 14 | 186.617 |  | 145.2998 | 0 | 0 | 41.3172 | 0
13.03. | 15 | 186.617 |  | 145.2998 | 0 | 0 | 41.3172 | 0
13.03. | 16 | 186.617 |  | 145.2998 | 0 | 0 | 41.3172 | 0
13.03. | 17 | 186.617 |  | 145.2998 | 0 | 0 | 41.3172 | 0
13.03. | 18 | 186.617 |  | 145.2998 | 0 | 0 | 41.3172 | 0
13.03. | 19 | 186.617 |  | 145.2998 | 0 | 0 | 41.3172 | 0
13.03. | 20 | 186.617 |  | 145.2998 | 0 | 0 | 41.3172 | 0
13.03. | 21 | 186.617 |  | 145.2998 | 0 | 0 | 41.3172 | 0
13.03. | 22 | 186.617 |  | 145.2998 | 0 | 0 | 41.3172 | 0
13.03. | 23 | 186.617 |  | 145.2998 | 0 | 0 | 41.3172 | 0
13.03. | 24 | 186.617 |  | 145.2998 | 0 | 0 | 41.3172 | 0
14.03. | 1 | 186.617 |  | 145.2998 | 0 | 0 | 41.3172 | 0
14.03. | 2 | 186.617 |  | 145.2998 | 0 | 0 | 41.3172 | 0
14.03. | 3 | 186.617 |  | 145.2998 | 0 | 0 | 41.3172 | 0
14.03. | 4 | 186.617 |  | 145.2998 | 0 | 0 | 41.3172 | 0
14.03. | 5 | 186.617 |  | 145.2998 | 0 | 0 | 41.3172 | 0
14.03. | 6 | 186.617 |  | 145.2998 | 0 | 0 | 41.3172 | 0
14.03. | 7 | 186.617 |  | 145.2998 | 0 | 0 | 41.3172 | 0
14.03. | 8 | 186.617 |  | 145.2998 | 0 | 0 | 41.3172 | 0
14.03. | 9 | 186.617 |  | 145.2998 | 0 | 0 | 41.3172 | 0
14.03. | 10 | 186.617 |  | 145.2998 | 0 | 0 | 41.3172 | 0
14.03. | 11 | 186.617 |  | 145.2998 | 0 | 0 | 41.3172 | 0
14.03. | 12 | 186.617 |  | 145.2998 | 0 | 0 | 41.3172 | 0
14.03. | 13 | 186.617 |  | 145.2998 | 0 | 0 | 41.3172 | 0
14.03. | 14 | 186.617 |  | 145.2998 | 0 | 0 | 41.3172 | 0
14.03. | 15 | 186.617 |  | 145.2998 | 0 | 0 | 41.3172 | 0
14.03. | 16 | 186.617 |  | 145.2998 | 0 | 0 | 41.3172 | 0
14.03. | 17 | 186.617 |  | 145.2998 | 0 | 0 | 41.3172 | 0
14.03. | 18 | 186.617 |  | 145.2998 | 0 | 0 | 41.3172 | 0
14.03. | 19 | 186.617 |  | 145.2998 | 0 | 0 | 41.3172 | 0
14.03. | 20 | 186.617 |  | 145.2998 | 0 | 0 | 41.3172 | 0
14.03. | 21 | 186.617 |  | 145.2998 | 0 | 0 | 41.3172 | 0
14.03. | 22 | 186.617 |  | 145.2998 | 0 | 0 | 41.3172 | 0
14.03. | 23 | 186.617 |  | 145.2998 | 0 | 0 | 41.3172 | 0
14.03. | 24 | 186.617 |  | 145.2998 | 0 | 0 | 41.3172 | 0
15.03. | 1 | 186.617 |  | 145.2998 | 0 | 0 | 41.3172 | 0
15.03. | 2 | 186.617 |  | 145.2998 | 0 | 0 | 41.3172 | 0
15.03. | 3 | 186.617 |  | 145.2998 | 0 | 0 | 41.3172 | 0
15.03. | 4 | 186.617 |  | 145.2998 | 0 | 0 | 41.3172 | 0
15.03. | 5 | 186.617 |  | 145.2998 | 0 | 0 | 41.3172 | 0
15.03. | 6 | 186.617 |  | 145.2998 | 0 | 0 | 41.3172 | 0
15.03. | 7 | 186.617 |  | 145.2998 | 0 | 0 | 41.3172 | 0
15.03. | 8 | 186.617 |  | 145.2998 | 0 | 0 | 41.3172 | 0
15.03. | 9 | 186.617 |  | 145.2998 | 0 | 0 | 41.3172 | 0
15.03. | 10 | 186.617 |  | 145.2998 | 0 | 0 | 41.3172 | 0
15.03. | 11 | 186.617 |  | 145.2998 | 0 | 0 | 41.3172 | 0
15.03. | 12 | 186.617 |  | 145.2998 | 0 | 0 | 41.3172 | 0
15.03. | 13 | 186.617 |  | 145.2998 | 0 | 0 | 41.3172 | 0
15.03. | 14 | 186.617 |  | 145.2998 | 0 | 0 | 41.3172 | 0
15.03. | 15 | 186.617 |  | 145.2998 | 0 | 0 | 41.3172 | 0
15.03. | 16 | 186.617 |  | 145.2998 | 0 | 0 | 41.3172 | 0
15.03. | 17 | 186.617 |  | 145.2998 | 0 | 0 | 41.3172 | 0
15.03. | 18 | 186.617 |  | 145.2998 | 0 | 0 | 41.3172 | 0
15.03. | 19 | 186.617 |  | 145.2998 | 0 | 0 | 41.3172 | 0
15.03. | 20 | 186.617 |  | 145.2998 | 0 | 0 | 41.3172 | 0
15.03. | 21 | 186.617 |  | 145.2998 | 0 | 0 | 41.3172 | 0
15.03. | 22 | 186.617 |  | 145.2998 | 0 | 0 | 41.3172 | 0
15.03. | 23 | 186.617 |  | 145.2998 | 0 | 0 | 41.3172 | 0
15.03. | 24 | 186.617 |  | 145.2998 | 0 | 0 | 41.3172 | 0
16.03. | 1 | 186.617 |  | 145.2998 | 0 | 0 | 41.3172 | 0
16.03. | 2 | 186.617 |  | 145.2998 | 0 | 0 | 41.3172 | 0
16.03. | 3 | 186.617 |  | 145.2998 | 0 | 0 | 41.3172 | 0
16.03. | 4 | 186.617 |  | 145.2998 | 0 | 0 | 41.3172 | 0
16.03. | 5 | 186.617 |  | 145.2998 | 0 | 0 | 41.3172 | 0
16.03. | 6 | 186.617 |  | 145.2998 | 0 | 0 | 41.3172 | 0
16.03. | 7 | 186.617 |  | 145.2998 | 0 | 0 | 41.3172 | 0
16.03. | 8 | 186.617 |  | 145.2998 | 0 | 0 | 41.3172 | 0
16.03. | 9 | 186.617 |  | 145.2998 | 0 | 0 | 41.3172 | 0
16.03. | 10 | 186.617 |  | 145.2998 | 0 | 0 | 41.3172 | 0
16.03. | 11 | 186.617 |  | 145.2998 | 0 | 0 | 41.3172 | 0
16.03. | 12 | 186.617 |  | 145.2998 | 0 | 0 | 41.3172 | 0
16.03. | 13 | 186.617 |  | 145.2998 | 0 | 0 | 41.3172 | 0
16.03. | 14 | 186.617 |  | 145.2998 | 0 | 0 | 41.3172 | 0
16.03. | 15 | 186.617 |  | 145.2998 | 0 | 0 | 41.3172 | 0
16.03. | 16 | 186.617 |  | 145.2998 | 0 | 0 | 41.3172 | 0
16.03. | 17 | 186.617 |  | 145.2998 | 0 | 0 | 41.3172 | 0
16.03. | 18 | 186.617 |  | 145.2998 | 0 | 0 | 41.3172 | 0
16.03. | 19 | 186.617 |  | 145.2998 | 0 | 0 | 41.3172 | 0
16.03. | 20 | 186.617 |  | 145.2998 | 0 | 0 | 41.3172 | 0
16.03. | 21 | 186.617 |  | 145.2998 | 0 | 0 | 41.3172 | 0
16.03. | 22 | 186.617 |  | 145.2998 | 0 | 0 | 41.3172 | 0
16.03. | 23 | 186.617 |  | 145.2998 | 0 | 0 | 41.3172 | 0
16.03. | 24 | 186.617 |  | 145.2998 | 0 | 0 | 41.3172 | 0
17.03. | 1 | 186.617 |  | 145.2998 | 0 | 0 | 41.3172 | 0
17.03. | 2 | 186.617 |  | 145.2998 | 0 | 0 | 41.3172 | 0
17.03. | 3 | 186.617 |  | 145.2998 | 0 | 0 | 41.3172 | 0
17.03. | 4 | 186.617 |  | 145.2998 | 0 | 0 | 41.3172 | 0
17.03. | 5 | 186.617 |  | 145.2998 | 0 | 0 | 41.3172 | 0
17.03. | 6 | 186.617 |  | 145.2998 | 0 | 0 | 41.3172 | 0
17.03. | 7 | 186.617 |  | 145.2998 | 0 | 0 | 41.3172 | 0
17.03. | 8 | 186.617 |  | 145.2998 | 0 | 0 | 41.3172 | 0
17.03. | 9 | 186.617 |  | 145.2998 | 0 | 0 | 41.3172 | 0
17.03. | 10 | 186.617 |  | 145.2998 | 0 | 0 | 41.3172 | 0
17.03. | 11 | 186.617 |  | 145.2998 | 0 | 0 | 41.3172 | 0
17.03. | 12 | 186.617 |  | 145.2998 | 0 | 0 | 41.3172 | 0
17.03. | 13 | 186.617 |  | 145.2998 | 0 | 0 | 41.3172 | 0
17.03. | 14 | 186.617 |  | 145.2998 | 0 | 0 | 41.3172 | 0
17.03. | 15 | 186.617 |  | 145.2998 | 0 | 0 | 41.3172 | 0
17.03. | 16 | 186.617 |  | 145.2998 | 0 | 0 | 41.3172 | 0
17.03. | 17 | 186.617 |  | 145.2998 | 0 | 0 | 41.3172 | 0
17.03. | 18 | 186.617 |  | 145.2998 | 0 | 0 | 41.3172 | 0
17.03. | 19 | 186.617 |  | 145.2998 | 0 | 0 | 41.3172 | 0
17.03. | 20 | 186.617 |  | 145.2998 | 0 | 0 | 41.3172 | 0
17.03. | 21 | 186.617 |  | 145.2998 | 0 | 0 | 41.3172 | 0
17.03. | 22 | 186.617 |  | 145.2998 | 0 | 0 | 41.3172 | 0
17.03. | 23 | 186.617 |  | 145.2998 | 0 | 0 | 41.3172 | 0
17.03. | 24 | 186.617 |  | 145.2998 | 0 | 0 | 41.3172 | 0
18.03. | 1 | 186.617 |  | 145.2998 | 0 | 0 | 41.3172 | 0
18.03. | 2 | 186.617 |  | 145.2998 | 0 | 0 | 41.3172 | 0
18.03. | 3 | 186.617 |  | 145.2998 | 0 | 0 | 41.3172 | 0
18.03. | 4 | 186.617 |  | 145.2998 | 0 | 0 | 41.3172 | 0
18.03. | 5 | 186.617 |  | 145.2998 | 0 | 0 | 41.3172 | 0
18.03. | 6 | 186.617 |  | 145.2998 | 0 | 0 | 41.3172 | 0
18.03. | 7 | 186.617 |  | 145.2998 | 0 | 0 | 41.3172 | 0
18.03. | 8 | 186.617 |  | 145.2998 | 0 | 0 | 41.3172 | 0
18.03. | 9 | 186.617 |  | 145.2998 | 0 | 0 | 41.3172 | 0
18.03. | 10 | 186.617 |  | 145.2998 | 0 | 0 | 41.3172 | 0
18.03. | 11 | 186.617 |  | 145.2998 | 0 | 0 | 41.3172 | 0
18.03. | 12 | 186.617 |  | 145.2998 | 0 | 0 | 41.3172 | 0
18.03. | 13 | 186.617 |  | 145.2998 | 0 | 0 | 41.3172 | 0
18.03. | 14 | 186.617 |  | 145.2998 | 0 | 0 | 41.3172 | 0
18.03. | 15 | 186.617 |  | 145.2998 | 0 | 0 | 41.3172 | 0
18.03. | 16 | 186.617 |  | 145.2998 | 0 | 0 | 41.3172 | 0
18.03. | 17 | 186.617 |  | 145.2998 | 0 | 0 | 41.3172 | 0
18.03. | 18 | 186.617 |  | 145.2998 | 0 | 0 | 41.3172 | 0
18.03. | 19 | 186.617 |  | 145.2998 | 0 | 0 | 41.3172 | 0
18.03. | 20 | 186.617 |  | 145.2998 | 0 | 0 | 41.3172 | 0
18.03. | 21 | 186.617 |  | 145.2998 | 0 | 0 | 41.3172 | 0
18.03. | 22 | 186.617 |  | 145.2998 | 0 | 0 | 41.3172 | 0
18.03. | 23 | 186.617 |  | 145.2998 | 0 | 0 | 41.3172 | 0
18.03. | 24 | 186.617 |  | 145.2998 | 0 | 0 | 41.3172 | 0
19.03. | 1 | 186.617 |  | 145.2998 | 0 | 0 | 41.3172 | 0
19.03. | 2 | 186.617 |  | 145.2998 | 0 | 0 | 41.3172 | 0
19.03. | 3 | 186.617 |  | 145.2998 | 0 | 0 | 41.3172 | 0
19.03. | 4 | 186.617 |  | 145.2998 | 0 | 0 | 41.3172 | 0
19.03. | 5 | 186.617 |  | 145.2998 | 0 | 0 | 41.3172 | 0
19.03. | 6 | 186.617 |  | 145.2998 | 0 | 0 | 41.3172 | 0
19.03. | 7 | 186.617 |  | 145.2998 | 0 | 0 | 41.3172 | 0
19.03. | 8 | 186.617 |  | 145.2998 | 0 | 0 | 41.3172 | 0
19.03. | 9 | 186.617 |  | 145.2998 | 0 | 0 | 41.3172 | 0
19.03. | 10 | 186.617 |  | 145.2998 | 0 | 0 | 41.3172 | 0
19.03. | 11 | 186.617 |  | 145.2998 | 0 | 0 | 41.3172 | 0
19.03. | 12 | 186.617 |  | 145.2998 | 0 | 0 | 41.3172 | 0
19.03. | 13 | 186.617 |  | 145.2998 | 0 | 0 | 41.3172 | 0
19.03. | 14 | 186.617 |  | 145.2998 | 0 | 0 | 41.3172 | 0
19.03. | 15 | 186.617 |  | 145.2998 | 0 | 0 | 41.3172 | 0
19.03. | 16 | 186.617 |  | 145.2998 | 0 | 0 | 41.3172 | 0
19.03. | 17 | 186.617 |  | 145.2998 | 0 | 0 | 41.3172 | 0
19.03. | 18 | 186.617 |  | 145.2998 | 0 | 0 | 41.3172 | 0
19.03. | 19 | 186.617 |  | 145.2998 | 0 | 0 | 41.3172 | 0
19.03. | 20 | 186.617 |  | 145.2998 | 0 | 0 | 41.3172 | 0
19.03. | 21 | 186.617 |  | 145.2998 | 0 | 0 | 41.3172 | 0
19.03. | 22 | 186.617 |  | 145.2998 | 0 | 0 | 41.3172 | 0
19.03. | 23 | 186.617 |  | 145.2998 | 0 | 0 | 41.3172 | 0
19.03. | 24 | 186.617 |  | 145.2998 | 0 | 0 | 41.3172 | 0
20.03. | 1 | 186.617 |  | 145.2998 | 0 | 0 | 41.3172 | 0
20.03. | 2 | 186.617 |  | 145.2998 | 0 | 0 | 41.3172 | 0
20.03. | 3 | 186.617 |  | 145.2998 | 0 | 0 | 41.3172 | 0
20.03. | 4 | 186.617 |  | 145.2998 | 0 | 0 | 41.3172 | 0
20.03. | 5 | 186.617 |  | 145.2998 | 0 | 0 | 41.3172 | 0
20.03. | 6 | 186.617 |  | 145.2998 | 0 | 0 | 41.3172 | 0
20.03. | 7 | 186.617 |  | 145.2998 | 0 | 0 | 41.3172 | 0
20.03. | 8 | 186.617 |  | 145.2998 | 0 | 0 | 41.3172 | 0
20.03. | 9 | 186.617 |  | 145.2998 | 0 | 0 | 41.3172 | 0
20.03. | 10 | 186.617 |  | 145.2998 | 0 | 0 | 41.3172 | 0
20.03. | 11 | 186.617 |  | 145.2998 | 0 | 0 | 41.3172 | 0
20.03. | 12 | 186.617 |  | 145.2998 | 0 | 0 | 41.3172 | 0
20.03. | 13 | 186.617 |  | 145.2998 | 0 | 0 | 41.3172 | 0
20.03. | 14 | 186.617 |  | 145.2998 | 0 | 0 | 41.3172 | 0
20.03. | 15 | 186.617 |  | 145.2998 | 0 | 0 | 41.3172 | 0
20.03. | 16 | 186.617 |  | 145.2998 | 0 | 0 | 41.3172 | 0
20.03. | 17 | 186.617 |  | 145.2998 | 0 | 0 | 41.3172 | 0
20.03. | 18 | 186.617 |  | 145.2998 | 0 | 0 | 41.3172 | 0
20.03. | 19 | 186.617 |  | 145.2998 | 0 | 0 | 41.3172 | 0
20.03. | 20 | 186.617 |  | 145.2998 | 0 | 0 | 41.3172 | 0
20.03. | 21 | 186.617 |  | 145.2998 | 0 | 0 | 41.3172 | 0
20.03. | 22 | 186.617 |  | 145.2998 | 0 | 0 | 41.3172 | 0
20.03. | 23 | 186.617 |  | 145.2998 | 0 | 0 | 41.3172 | 0
20.03. | 24 | 186.617 |  | 145.2998 | 0 | 0 | 41.3172 | 0
21.03. | 1 | 186.617 |  | 145.2998 | 0 | 0 | 41.3172 | 0
21.03. | 2 | 186.617 |  | 145.2998 | 0 | 0 | 41.3172 | 0
21.03. | 3 | 186.617 |  | 145.2998 | 0 | 0 | 41.3172 | 0
21.03. | 4 | 186.617 |  | 145.2998 | 0 | 0 | 41.3172 | 0
21.03. | 5 | 186.617 |  | 145.2998 | 0 | 0 | 41.3172 | 0
21.03. | 6 | 186.617 |  | 145.2998 | 0 | 0 | 41.3172 | 0
21.03. | 7 | 186.617 |  | 145.2998 | 0 | 0 | 41.3172 | 0
21.03. | 8 | 186.617 |  | 145.2998 | 0 | 0 | 41.3172 | 0
21.03. | 9 | 186.617 |  | 145.2998 | 0 | 0 | 41.3172 | 0
21.03. | 10 | 186.617 |  | 145.2998 | 0 | 0 | 41.3172 | 0
21.03. | 11 | 186.617 |  | 145.2998 | 0 | 0 | 41.3172 | 0
21.03. | 12 | 186.617 |  | 145.2998 | 0 | 0 | 41.3172 | 0
21.03. | 13 | 186.617 |  | 145.2998 | 0 | 0 | 41.3172 | 0
21.03. | 14 | 186.617 |  | 145.2998 | 0 | 0 | 41.3172 | 0
21.03. | 15 | 186.617 |  | 145.2998 | 0 | 0 | 41.3172 | 0
21.03. | 16 | 186.617 |  | 145.2998 | 0 | 0 | 41.3172 | 0
21.03. | 17 | 186.617 |  | 145.2998 | 0 | 0 | 41.3172 | 0
21.03. | 18 | 186.617 |  | 145.2998 | 0 | 0 | 41.3172 | 0
21.03. | 19 | 186.617 |  | 145.2998 | 0 | 0 | 41.3172 | 0
21.03. | 20 | 186.617 |  | 145.2998 | 0 | 0 | 41.3172 | 0
21.03. | 21 | 186.617 |  | 145.2998 | 0 | 0 | 41.3172 | 0
21.03. | 22 | 186.617 |  | 145.2998 | 0 | 0 | 41.3172 | 0
21.03. | 23 | 186.617 |  | 145.2998 | 0 | 0 | 41.3172 | 0
21.03. | 24 | 186.617 |  | 145.2998 | 0 | 0 | 41.3172 | 0
22.03. | 1 | 186.617 |  | 145.2998 | 0 | 0 | 41.3172 | 0
22.03. | 2 | 186.617 |  | 145.2998 | 0 | 0 | 41.3172 | 0
22.03. | 3 | 186.617 |  | 145.2998 | 0 | 0 | 41.3172 | 0
22.03. | 4 | 186.617 |  | 145.2998 | 0 | 0 | 41.3172 | 0
22.03. | 5 | 186.617 |  | 145.2998 | 0 | 0 | 41.3172 | 0
22.03. | 6 | 186.617 |  | 145.2998 | 0 | 0 | 41.3172 | 0
22.03. | 7 | 186.617 |  | 145.2998 | 0 | 0 | 41.3172 | 0
22.03. | 8 | 186.617 |  | 145.2998 | 0 | 0 | 41.3172 | 0
22.03. | 9 | 186.617 |  | 145.2998 | 0 | 0 | 41.3172 | 0
22.03. | 10 | 186.617 |  | 145.2998 | 0 | 0 | 41.3172 | 0
22.03. | 11 | 186.617 |  | 145.2998 | 0 | 0 | 41.3172 | 0
22.03. | 12 | 186.617 |  | 145.2998 | 0 | 0 | 41.3172 | 0
22.03. | 13 | 186.617 |  | 145.2998 | 0 | 0 | 41.3172 | 0
22.03. | 14 | 186.617 |  | 145.2998 | 0 | 0 | 41.3172 | 0
22.03. | 15 | 186.617 |  | 145.2998 | 0 | 0 | 41.3172 | 0
22.03. | 16 | 186.617 |  | 145.2998 | 0 | 0 | 41.3172 | 0
22.03. | 17 | 186.617 |  | 145.2998 | 0 | 0 | 41.3172 | 0
22.03. | 18 | 186.617 |  | 145.2998 | 0 | 0 | 41.3172 | 0
22.03. | 19 | 186.617 |  | 145.2998 | 0 | 0 | 41.3172 | 0
22.03. | 20 | 186.617 |  | 145.2998 | 0 | 0 | 41.3172 | 0
22.03. | 21 | 186.617 |  | 145.2998 | 0 | 0 | 41.3172 | 0
22.03. | 22 | 186.617 |  | 145.2998 | 0 | 0 | 41.3172 | 0
22.03. | 23 | 186.617 |  | 145.2998 | 0 | 0 | 41.3172 | 0
22.03. | 24 | 186.617 |  | 145.2998 | 0 | 0 | 41.3172 | 0
23.03. | 1 | 186.617 |  | 145.2998 | 0 | 0 | 41.3172 | 0
23.03. | 2 | 186.617 |  | 145.2998 | 0 | 0 | 41.3172 | 0
23.03. | 3 | 186.617 |  | 145.2998 | 0 | 0 | 41.3172 | 0
23.03. | 4 | 186.617 |  | 145.2998 | 0 | 0 | 41.3172 | 0
23.03. | 5 | 186.617 |  | 145.2998 | 0 | 0 | 41.3172 | 0
23.03. | 6 | 186.617 |  | 145.2998 | 0 | 0 | 41.3172 | 0
23.03. | 7 | 186.617 |  | 145.2998 | 0 | 0 | 41.3172 | 0
23.03. | 8 | 186.617 |  | 145.2998 | 0 | 0 | 41.3172 | 0
23.03. | 9 | 186.617 |  | 145.2998 | 0 | 0 | 41.3172 | 0
23.03. | 10 | 186.617 |  | 145.2998 | 0 | 0 | 41.3172 | 0
23.03. | 11 | 186.617 |  | 145.2998 | 0 | 0 | 41.3172 | 0
23.03. | 12 | 186.617 |  | 145.2998 | 0 | 0 | 41.3172 | 0
23.03. | 13 | 186.617 |  | 145.2998 | 0 | 0 | 41.3172 | 0
23.03. | 14 | 186.617 |  | 145.2998 | 0 | 0 | 41.3172 | 0
23.03. | 15 | 186.617 |  | 145.2998 | 0 | 0 | 41.3172 | 0
23.03. | 16 | 186.617 |  | 145.2998 | 0 | 0 | 41.3172 | 0
23.03. | 17 | 186.617 |  | 145.2998 | 0 | 0 | 41.3172 | 0
23.03. | 18 | 186.617 |  | 145.2998 | 0 | 0 | 41.3172 | 0
23.03. | 19 | 186.617 |  | 145.2998 | 0 | 0 | 41.3172 | 0
23.03. | 20 | 186.617 |  | 145.2998 | 0 | 0 | 41.3172 | 0
23.03. | 21 | 186.617 |  | 145.2998 | 0 | 0 | 41.3172 | 0
23.03. | 22 | 186.617 |  | 145.2998 | 0 | 0 | 41.3172 | 0
23.03. | 23 | 186.617 |  | 145.2998 | 0 | 0 | 41.3172 | 0
23.03. | 24 | 186.617 |  | 145.2998 | 0 | 0 | 41.3172 | 0
24.03. | 1 | 186.617 |  | 145.2998 | 0 | 0 | 41.3172 | 0
24.03. | 2 | 186.617 |  | 145.2998 | 0 | 0 | 41.3172 | 0
24.03. | 3 | 186.617 |  | 145.2998 | 0 | 0 | 41.3172 | 0
24.03. | 4 | 186.617 |  | 145.2998 | 0 | 0 | 41.3172 | 0
24.03. | 5 | 186.617 |  | 145.2998 | 0 | 0 | 41.3172 | 0
24.03. | 6 | 186.617 |  | 145.2998 | 0 | 0 | 41.3172 | 0
24.03. | 7 | 186.617 |  | 145.2998 | 0 | 0 | 41.3172 | 0
24.03. | 8 | 186.617 |  | 145.2998 | 0 | 0 | 41.3172 | 0
24.03. | 9 | 186.617 |  | 145.2998 | 0 | 0 | 41.3172 | 0
24.03. | 10 | 186.617 |  | 145.2998 | 0 | 0 | 41.3172 | 0
24.03. | 11 | 186.617 |  | 145.2998 | 0 | 0 | 41.3172 | 0
24.03. | 12 | 186.617 |  | 145.2998 | 0 | 0 | 41.3172 | 0
24.03. | 13 | 186.617 |  | 145.2998 | 0 | 0 | 41.3172 | 0
24.03. | 14 | 186.617 |  | 145.2998 | 0 | 0 | 41.3172 | 0
24.03. | 15 | 186.617 |  | 145.2998 | 0 | 0 | 41.3172 | 0
24.03. | 16 | 186.617 |  | 145.2998 | 0 | 0 | 41.3172 | 0
24.03. | 17 | 186.617 |  | 145.2998 | 0 | 0 | 41.3172 | 0
24.03. | 18 | 186.617 |  | 145.2998 | 0 | 0 | 41.3172 | 0
24.03. | 19 | 186.617 |  | 145.2998 | 0 | 0 | 41.3172 | 0
24.03. | 20 | 186.617 |  | 145.2998 | 0 | 0 | 41.3172 | 0
24.03. | 21 | 186.617 |  | 145.2998 | 0 | 0 | 41.3172 | 0
24.03. | 22 | 186.617 |  | 145.2998 | 0 | 0 | 41.3172 | 0
24.03. | 23 | 186.617 |  | 145.2998 | 0 | 0 | 41.3172 | 0
24.03. | 24 | 186.617 |  | 145.2998 | 0 | 0 | 41.3172 | 0
25.03. | 1 | 186.617 |  | 145.2998 | 0 | 0 | 41.3172 | 0
25.03. | 2 | 186.617 |  | 145.2998 | 0 | 0 | 41.3172 | 0
25.03. | 3 | 186.617 |  | 145.2998 | 0 | 0 | 41.3172 | 0
25.03. | 4 | 186.617 |  | 145.2998 | 0 | 0 | 41.3172 | 0
25.03. | 5 | 186.617 |  | 145.2998 | 0 | 0 | 41.3172 | 0
25.03. | 6 | 186.617 |  | 145.2998 | 0 | 0 | 41.3172 | 0
25.03. | 7 | 186.617 |  | 145.2998 | 0 | 0 | 41.3172 | 0
25.03. | 8 | 186.617 |  | 145.2998 | 0 | 0 | 41.3172 | 0
25.03. | 9 | 186.617 |  | 145.2998 | 0 | 0 | 41.3172 | 0
25.03. | 10 | 186.617 |  | 145.2998 | 0 | 0 | 41.3172 | 0
25.03. | 11 | 186.617 |  | 145.2998 | 0 | 0 | 41.3172 | 0
25.03. | 12 | 186.617 |  | 145.2998 | 0 | 0 | 41.3172 | 0
25.03. | 13 | 186.617 |  | 145.2998 | 0 | 0 | 41.3172 | 0
25.03. | 14 | 186.617 |  | 145.2998 | 0 | 0 | 41.3172 | 0
25.03. | 15 | 186.617 |  | 145.2998 | 0 | 0 | 41.3172 | 0
25.03. | 16 | 186.617 |  | 145.2998 | 0 | 0 | 41.3172 | 0
25.03. | 17 | 186.617 |  | 145.2998 | 0 | 0 | 41.3172 | 0
25.03. | 18 | 186.617 |  | 145.2998 | 0 | 0 | 41.3172 | 0
25.03. | 19 | 186.617 |  | 145.2998 | 0 | 0 | 41.3172 | 0
25.03. | 20 | 186.617 |  | 145.2998 | 0 | 0 | 41.3172 | 0
25.03. | 21 | 186.617 |  | 145.2998 | 0 | 0 | 41.3172 | 0
25.03. | 22 | 186.617 |  | 145.2998 | 0 | 0 | 41.3172 | 0
25.03. | 23 | 186.617 |  | 145.2998 | 0 | 0 | 41.3172 | 0
25.03. | 24 | 186.617 |  | 145.2998 | 0 | 0 | 41.3172 | 0
26.03. | 1 | 186.617 |  | 145.2998 | 0 | 0 | 41.3172 | 0
26.03. | 2 | 186.617 |  | 145.2998 | 0 | 0 | 41.3172 | 0
26.03. | 3 | 186.617 |  | 145.2998 | 0 | 0 | 41.3172 | 0
26.03. | 4 | 186.617 |  | 145.2998 | 0 | 0 | 41.3172 | 0
26.03. | 5 | 186.617 |  | 145.2998 | 0 | 0 | 41.3172 | 0
26.03. | 6 | 186.617 |  | 145.2998 | 0 | 0 | 41.3172 | 0
26.03. | 7 | 186.617 |  | 145.2998 | 0 | 0 | 41.3172 | 0
26.03. | 8 | 186.617 |  | 145.2998 | 0 | 0 | 41.3172 | 0
26.03. | 9 | 186.617 |  | 145.2998 | 0 | 0 | 41.3172 | 0
26.03. | 10 | 186.617 |  | 145.2998 | 0 | 0 | 41.3172 | 0
26.03. | 11 | 186.617 |  | 145.2998 | 0 | 0 | 41.3172 | 0
26.03. | 12 | 186.617 |  | 145.2998 | 0 | 0 | 41.3172 | 0
26.03. | 13 | 186.617 |  | 145.2998 | 0 | 0 | 41.3172 | 0
26.03. | 14 | 186.617 |  | 145.2998 | 0 | 0 | 41.3172 | 0
26.03. | 15 | 186.617 |  | 145.2998 | 0 | 0 | 41.3172 | 0
26.03. | 16 | 186.617 |  | 145.2998 | 0 | 0 | 41.3172 | 0
26.03. | 17 | 186.617 |  | 145.2998 | 0 | 0 | 41.3172 | 0
26.03. | 18 | 186.617 |  | 145.2998 | 0 | 0 | 41.3172 | 0
26.03. | 19 | 186.617 |  | 145.2998 | 0 | 0 | 41.3172 | 0
26.03. | 20 | 186.617 |  | 145.2998 | 0 | 0 | 41.3172 | 0
26.03. | 21 | 186.617 |  | 145.2998 | 0 | 0 | 41.3172 | 0
26.03. | 22 | 186.617 |  | 145.2998 | 0 | 0 | 41.3172 | 0
26.03. | 23 | 186.617 |  | 145.2998 | 0 | 0 | 41.3172 | 0
26.03. | 24 | 186.617 |  | 145.2998 | 0 | 0 | 41.3172 | 0
27.03. | 1 | 186.617 |  | 145.2998 | 0 | 0 | 41.3172 | 0
27.03. | 2 | 186.617 |  | 145.2998 | 0 | 0 | 41.3172 | 0
27.03. | 3 | 186.617 |  | 145.2998 | 0 | 0 | 41.3172 | 0
27.03. | 4 | 186.617 |  | 145.2998 | 0 | 0 | 41.3172 | 0
27.03. | 5 | 186.617 |  | 145.2998 | 0 | 0 | 41.3172 | 0
27.03. | 6 | 186.617 |  | 145.2998 | 0 | 0 | 41.3172 | 0
27.03. | 7 | 186.617 |  | 145.2998 | 0 | 0 | 41.3172 | 0
27.03. | 8 | 186.617 |  | 145.2998 | 0 | 0 | 41.3172 | 0
27.03. | 9 | 186.617 |  | 145.2998 | 0 | 0 | 41.3172 | 0
27.03. | 10 | 186.617 |  | 145.2998 | 0 | 0 | 41.3172 | 0
27.03. | 11 | 186.617 |  | 145.2998 | 0 | 0 | 41.3172 | 0
27.03. | 12 | 186.617 |  | 145.2998 | 0 | 0 | 41.3172 | 0
27.03. | 13 | 186.617 |  | 145.2998 | 0 | 0 | 41.3172 | 0
27.03. | 14 | 186.617 |  | 145.2998 | 0 | 0 | 41.3172 | 0
27.03. | 15 | 186.617 |  | 145.2998 | 0 | 0 | 41.3172 | 0
27.03. | 16 | 186.617 |  | 145.2998 | 0 | 0 | 41.3172 | 0
27.03. | 17 | 186.617 |  | 145.2998 | 0 | 0 | 41.3172 | 0
27.03. | 18 | 186.617 |  | 145.2998 | 0 | 0 | 41.3172 | 0
27.03. | 19 | 186.617 |  | 145.2998 | 0 | 0 | 41.3172 | 0
27.03. | 20 | 186.617 |  | 145.2998 | 0 | 0 | 41.3172 | 0
27.03. | 21 | 186.617 |  | 145.2998 | 0 | 0 | 41.3172 | 0
27.03. | 22 | 186.617 |  | 145.2998 | 0 | 0 | 41.3172 | 0
27.03. | 23 | 186.617 |  | 145.2998 | 0 | 0 | 41.3172 | 0
27.03. | 24 | 186.617 |  | 145.2998 | 0 | 0 | 41.3172 | 0
28.03. | 1 | 186.617 |  | 145.2998 | 0 | 0 | 41.3172 | 0
28.03. | 2 | 186.617 |  | 145.2998 | 0 | 0 | 41.3172 | 0
28.03. | 3 | 186.617 |  | 145.2998 | 0 | 0 | 41.3172 | 0
28.03. | 4 | 186.617 |  | 145.2998 | 0 | 0 | 41.3172 | 0
28.03. | 5 | 186.617 |  | 145.2998 | 0 | 0 | 41.3172 | 0
28.03. | 6 | 186.617 |  | 145.2998 | 0 | 0 | 41.3172 | 0
28.03. | 7 | 186.617 |  | 145.2998 | 0 | 0 | 41.3172 | 0
28.03. | 8 | 186.617 |  | 145.2998 | 0 | 0 | 41.3172 | 0
28.03. | 9 | 186.617 |  | 145.2998 | 0 | 0 | 41.3172 | 0
28.03. | 10 | 186.617 |  | 145.2998 | 0 | 0 | 41.3172 | 0
28.03. | 11 | 186.617 |  | 145.2998 | 0 | 0 | 41.3172 | 0
28.03. | 12 | 186.617 |  | 145.2998 | 0 | 0 | 41.3172 | 0
28.03. | 13 | 186.617 |  | 145.2998 | 0 | 0 | 41.3172 | 0
28.03. | 14 | 186.617 |  | 145.2998 | 0 | 0 | 41.3172 | 0
28.03. | 15 | 186.617 |  | 145.2998 | 0 | 0 | 41.3172 | 0
28.03. | 16 | 186.617 |  | 145.2998 | 0 | 0 | 41.3172 | 0
28.03. | 17 | 186.617 |  | 145.2998 | 0 | 0 | 41.3172 | 0
28.03. | 18 | 186.617 |  | 145.2998 | 0 | 0 | 41.3172 | 0
28.03. | 19 | 186.617 |  | 145.2998 | 0 | 0 | 41.3172 | 0
28.03. | 20 | 186.617 |  | 145.2998 | 0 | 0 | 41.3172 | 0
28.03. | 21 | 186.617 |  | 145.2998 | 0 | 0 | 41.3172 | 0
28.03. | 22 | 186.617 |  | 145.2998 | 0 | 0 | 41.3172 | 0
28.03. | 23 | 186.617 |  | 145.2998 | 0 | 0 | 41.3172 | 0
28.03. | 24 | 186.617 |  | 145.2998 | 0 | 0 | 41.3172 | 0
29.03. | 1 | 186.617 |  | 145.2998 | 0 | 0 | 41.3172 | 0
29.03. | 2 | 186.617 |  | 145.2998 | 0 | 0 | 41.3172 | 0
29.03. | 3 | 186.617 |  | 145.2998 | 0 | 0 | 41.3172 | 0
29.03. | 4 | 186.617 |  | 145.2998 | 0 | 0 | 41.3172 | 0
29.03. | 5 | 186.617 |  | 145.2998 | 0 | 0 | 41.3172 | 0
29.03. | 6 | 186.617 |  | 145.2998 | 0 | 0 | 41.3172 | 0
29.03. | 7 | 186.617 |  | 145.2998 | 0 | 0 | 41.3172 | 0
29.03. | 8 | 186.617 |  | 145.2998 | 0 | 0 | 41.3172 | 0
29.03. | 9 | 186.617 |  | 145.2998 | 0 | 0 | 41.3172 | 0
29.03. | 10 | 186.617 |  | 145.2998 | 0 | 0 | 41.3172 | 0
29.03. | 11 | 186.617 |  | 145.2998 | 0 | 0 | 41.3172 | 0
29.03. | 12 | 186.617 |  | 145.2998 | 0 | 0 | 41.3172 | 0
29.03. | 13 | 186.617 |  | 145.2998 | 0 | 0 | 41.3172 | 0
29.03. | 14 | 186.617 |  | 145.2998 | 0 | 0 | 41.3172 | 0
29.03. | 15 | 186.617 |  | 145.2998 | 0 | 0 | 41.3172 | 0
29.03. | 16 | 186.617 |  | 145.2998 | 0 | 0 | 41.3172 | 0
29.03. | 17 | 186.617 |  | 145.2998 | 0 | 0 | 41.3172 | 0
29.03. | 18 | 186.617 |  | 145.2998 | 0 | 0 | 41.3172 | 0
29.03. | 19 | 186.617 |  | 145.2998 | 0 | 0 | 41.3172 | 0
29.03. | 20 | 186.617 |  | 145.2998 | 0 | 0 | 41.3172 | 0
29.03. | 21 | 186.617 |  | 145.2998 | 0 | 0 | 41.3172 | 0
29.03. | 22 | 186.617 |  | 145.2998 | 0 | 0 | 41.3172 | 0
29.03. | 23 | 186.617 |  | 145.2998 | 0 | 0 | 41.3172 | 0
29.03. | 24 | 186.617 |  | 145.2998 | 0 | 0 | 41.3172 | 0
30.03. | 1 | 186.617 |  | 145.2998 | 0 | 0 | 41.3172 | 0
30.03. | 2 | 186.617 |  | 145.2998 | 0 | 0 | 41.3172 | 0
30.03. | 3 | 186.617 |  | 145.2998 | 0 | 0 | 41.3172 | 0
30.03. | 4 | 186.617 |  | 145.2998 | 0 | 0 | 41.3172 | 0
30.03. | 5 | 186.617 |  | 145.2998 | 0 | 0 | 41.3172 | 0
30.03. | 6 | 186.617 |  | 145.2998 | 0 | 0 | 41.3172 | 0
30.03. | 7 | 186.617 |  | 145.2998 | 0 | 0 | 41.3172 | 0
30.03. | 8 | 186.617 |  | 145.2998 | 0 | 0 | 41.3172 | 0
30.03. | 9 | 186.617 |  | 145.2998 | 0 | 0 | 41.3172 | 0
30.03. | 10 | 186.617 |  | 145.2998 | 0 | 0 | 41.3172 | 0
30.03. | 11 | 186.617 |  | 145.2998 | 0 | 0 | 41.3172 | 0
30.03. | 12 | 186.617 |  | 145.2998 | 0 | 0 | 41.3172 | 0
30.03. | 13 | 186.617 |  | 145.2998 | 0 | 0 | 41.3172 | 0
30.03. | 14 | 186.617 |  | 145.2998 | 0 | 0 | 41.3172 | 0
30.03. | 15 | 186.617 |  | 145.2998 | 0 | 0 | 41.3172 | 0
30.03. | 16 | 186.617 |  | 145.2998 | 0 | 0 | 41.3172 | 0
30.03. | 17 | 186.617 |  | 145.2998 | 0 | 0 | 41.3172 | 0
30.03. | 18 | 186.617 |  | 145.2998 | 0 | 0 | 41.3172 | 0
30.03. | 19 | 186.617 |  | 145.2998 | 0 | 0 | 41.3172 | 0
30.03. | 20 | 186.617 |  | 145.2998 | 0 | 0 | 41.3172 | 0
30.03. | 21 | 186.617 |  | 145.2998 | 0 | 0 | 41.3172 | 0
30.03. | 22 | 186.617 |  | 145.2998 | 0 | 0 | 41.3172 | 0
30.03. | 23 | 186.617 |  | 145.2998 | 0 | 0 | 41.3172 | 0
30.03. | 24 | 186.617 |  | 145.2998 | 0 | 0 | 41.3172 | 0
31.03. | 1 | 186.617 |  | 145.2998 | 0 | 0 | 41.3172 | 0
31.03. | 2 | 186.617 |  | 145.2998 | 0 | 0 | 41.3172 | 0
31.03. | 3 | 186.617 |  | 145.2998 | 0 | 0 | 41.3172 | 0
31.03. | 4 | 186.617 |  | 145.2998 | 0 | 0 | 41.3172 | 0
31.03. | 5 | 186.617 |  | 145.2998 | 0 | 0 | 41.3172 | 0
31.03. | 6 | 186.617 |  | 145.2998 | 0 | 0 | 41.3172 | 0
31.03. | 7 | 186.617 |  | 145.2998 | 0 | 0 | 41.3172 | 0
31.03. | 8 | 186.617 |  | 145.2998 | 0 | 0 | 41.3172 | 0
31.03. | 9 | 186.617 |  | 145.2998 | 0 | 0 | 41.3172 | 0
31.03. | 10 | 186.617 |  | 145.2998 | 0 | 0 | 41.3172 | 0
31.03. | 11 | 186.617 |  | 145.2998 | 0 | 0 | 41.3172 | 0
31.03. | 12 | 186.617 |  | 145.2998 | 0 | 0 | 41.3172 | 0
31.03. | 13 | 186.617 |  | 145.2998 | 0 | 0 | 41.3172 | 0
31.03. | 14 | 186.617 |  | 145.2998 | 0 | 0 | 41.3172 | 0
31.03. | 15 | 186.617 |  | 145.2998 | 0 | 0 | 41.3172 | 0
31.03. | 16 | 186.617 |  | 145.2998 | 0 | 0 | 41.3172 | 0
31.03. | 17 | 186.617 |  | 145.2998 | 0 | 0 | 41.3172 | 0
31.03. | 18 | 186.617 |  | 145.2998 | 0 | 0 | 41.3172 | 0
31.03. | 19 | 186.617 |  | 145.2998 | 0 | 0 | 41.3172 | 0
31.03. | 20 | 186.617 |  | 145.2998 | 0 | 0 | 41.3172 | 0
31.03. | 21 | 186.617 |  | 145.2998 | 0 | 0 | 41.3172 | 0
31.03. | 22 | 186.617 |  | 145.2998 | 0 | 0 | 41.3172 | 0
31.03. | 23 | 186.617 |  | 145.2998 | 0 | 0 | 41.3172 | 0
31.03. | 24 | 186.617 |  | 145.2998 | 0 | 0 | 41.3172 | 0
01.04. | 1 | 184.8206 |  | 145.2998 | 0 | 0 | 39.5208 | 0
01.04. | 2 | 184.8206 |  | 145.2998 | 0 | 0 | 39.5208 | 0
01.04. | 3 | 184.8206 |  | 145.2998 | 0 | 0 | 39.5208 | 0
01.04. | 4 | 184.8206 |  | 145.2998 | 0 | 0 | 39.5208 | 0
01.04. | 5 | 184.8206 |  | 145.2998 | 0 | 0 | 39.5208 | 0
01.04. | 6 | 184.8206 |  | 145.2998 | 0 | 0 | 39.5208 | 0
01.04. | 7 | 184.8206 |  | 145.2998 | 0 | 0 | 39.5208 | 0
01.04. | 8 | 184.8206 |  | 145.2998 | 0 | 0 | 39.5208 | 0
01.04. | 9 | 184.8206 |  | 145.2998 | 0 | 0 | 39.5208 | 0
01.04. | 10 | 184.8206 |  | 145.2998 | 0 | 0 | 39.5208 | 0
01.04. | 11 | 184.8206 |  | 145.2998 | 0 | 0 | 39.5208 | 0
01.04. | 12 | 184.8206 |  | 145.2998 | 0 | 0 | 39.5208 | 0
01.04. | 13 | 184.8206 |  | 145.2998 | 0 | 0 | 39.5208 | 0
01.04. | 14 | 184.8206 |  | 145.2998 | 0 | 0 | 39.5208 | 0
01.04. | 15 | 184.8206 |  | 145.2998 | 0 | 0 | 39.5208 | 0
01.04. | 16 | 184.8206 |  | 145.2998 | 0 | 0 | 39.5208 | 0
01.04. | 17 | 184.8206 |  | 145.2998 | 0 | 0 | 39.5208 | 0
01.04. | 18 | 184.8206 |  | 145.2998 | 0 | 0 | 39.5208 | 0
01.04. | 19 | 184.8206 |  | 145.2998 | 0 | 0 | 39.5208 | 0
01.04. | 20 | 184.8206 |  | 145.2998 | 0 | 0 | 39.5208 | 0
01.04. | 21 | 184.8206 |  | 145.2998 | 0 | 0 | 39.5208 | 0
01.04. | 22 | 184.8206 |  | 145.2998 | 0 | 0 | 39.5208 | 0
01.04. | 23 | 184.8206 |  | 145.2998 | 0 | 0 | 39.5208 | 0
01.04. | 24 | 184.8206 |  | 145.2998 | 0 | 0 | 39.5208 | 0
02.04. | 1 | 184.8206 |  | 145.2998 | 0 | 0 | 39.5208 | 0
02.04. | 2 | 184.8206 |  | 145.2998 | 0 | 0 | 39.5208 | 0
02.04. | 3 | 184.8206 |  | 145.2998 | 0 | 0 | 39.5208 | 0
02.04. | 4 | 184.8206 |  | 145.2998 | 0 | 0 | 39.5208 | 0
02.04. | 5 | 184.8206 |  | 145.2998 | 0 | 0 | 39.5208 | 0
02.04. | 6 | 184.8206 |  | 145.2998 | 0 | 0 | 39.5208 | 0
02.04. | 7 | 184.8206 |  | 145.2998 | 0 | 0 | 39.5208 | 0
02.04. | 8 | 184.8206 |  | 145.2998 | 0 | 0 | 39.5208 | 0
02.04. | 9 | 184.8206 |  | 145.2998 | 0 | 0 | 39.5208 | 0
02.04. | 10 | 184.8206 |  | 145.2998 | 0 | 0 | 39.5208 | 0
02.04. | 11 | 184.8206 |  | 145.2998 | 0 | 0 | 39.5208 | 0
02.04. | 12 | 184.8206 |  | 145.2998 | 0 | 0 | 39.5208 | 0
02.04. | 13 | 184.8206 |  | 145.2998 | 0 | 0 | 39.5208 | 0
02.04. | 14 | 184.8206 |  | 145.2998 | 0 | 0 | 39.5208 | 0
02.04. | 15 | 184.8206 |  | 145.2998 | 0 | 0 | 39.5208 | 0
02.04. | 16 | 184.8206 |  | 145.2998 | 0 | 0 | 39.5208 | 0
02.04. | 17 | 184.8206 |  | 145.2998 | 0 | 0 | 39.5208 | 0
02.04. | 18 | 184.8206 |  | 145.2998 | 0 | 0 | 39.5208 | 0
02.04. | 19 | 184.8206 |  | 145.2998 | 0 | 0 | 39.5208 | 0
02.04. | 20 | 184.8206 |  | 145.2998 | 0 | 0 | 39.5208 | 0
02.04. | 21 | 184.8206 |  | 145.2998 | 0 | 0 | 39.5208 | 0
02.04. | 22 | 184.8206 |  | 145.2998 | 0 | 0 | 39.5208 | 0
02.04. | 23 | 184.8206 |  | 145.2998 | 0 | 0 | 39.5208 | 0
02.04. | 24 | 184.8206 |  | 145.2998 | 0 | 0 | 39.5208 | 0
03.04. | 1 | 184.8206 |  | 145.2998 | 0 | 0 | 39.5208 | 0
03.04. | 2 | 184.8206 |  | 145.2998 | 0 | 0 | 39.5208 | 0
03.04. | 3 | 184.8206 |  | 145.2998 | 0 | 0 | 39.5208 | 0
03.04. | 4 | 184.8206 |  | 145.2998 | 0 | 0 | 39.5208 | 0
03.04. | 5 | 184.8206 |  | 145.2998 | 0 | 0 | 39.5208 | 0
03.04. | 6 | 184.8206 |  | 145.2998 | 0 | 0 | 39.5208 | 0
03.04. | 7 | 184.8206 |  | 145.2998 | 0 | 0 | 39.5208 | 0
03.04. | 8 | 184.8206 |  | 145.2998 | 0 | 0 | 39.5208 | 0
03.04. | 9 | 184.8206 |  | 145.2998 | 0 | 0 | 39.5208 | 0
03.04. | 10 | 184.8206 |  | 145.2998 | 0 | 0 | 39.5208 | 0
03.04. | 11 | 184.8206 |  | 145.2998 | 0 | 0 | 39.5208 | 0
03.04. | 12 | 184.8206 |  | 145.2998 | 0 | 0 | 39.5208 | 0
03.04. | 13 | 184.8206 |  | 145.2998 | 0 | 0 | 39.5208 | 0
03.04. | 14 | 184.8206 |  | 145.2998 | 0 | 0 | 39.5208 | 0
03.04. | 15 | 184.8206 |  | 145.2998 | 0 | 0 | 39.5208 | 0
03.04. | 16 | 184.8206 |  | 145.2998 | 0 | 0 | 39.5208 | 0
03.04. | 17 | 184.8206 |  | 145.2998 | 0 | 0 | 39.5208 | 0
03.04. | 18 | 184.8206 |  | 145.2998 | 0 | 0 | 39.5208 | 0
03.04. | 19 | 184.8206 |  | 145.2998 | 0 | 0 | 39.5208 | 0
03.04. | 20 | 184.8206 |  | 145.2998 | 0 | 0 | 39.5208 | 0
03.04. | 21 | 184.8206 |  | 145.2998 | 0 | 0 | 39.5208 | 0
03.04. | 22 | 184.8206 |  | 145.2998 | 0 | 0 | 39.5208 | 0
03.04. | 23 | 184.8206 |  | 145.2998 | 0 | 0 | 39.5208 | 0
03.04. | 24 | 184.8206 |  | 145.2998 | 0 | 0 | 39.5208 | 0
04.04. | 1 | 184.8206 |  | 145.2998 | 0 | 0 | 39.5208 | 0
04.04. | 2 | 184.8206 |  | 145.2998 | 0 | 0 | 39.5208 | 0
04.04. | 3 | 184.8206 |  | 145.2998 | 0 | 0 | 39.5208 | 0
04.04. | 4 | 184.8206 |  | 145.2998 | 0 | 0 | 39.5208 | 0
04.04. | 5 | 184.8206 |  | 145.2998 | 0 | 0 | 39.5208 | 0
04.04. | 6 | 184.8206 |  | 145.2998 | 0 | 0 | 39.5208 | 0
04.04. | 7 | 184.8206 |  | 145.2998 | 0 | 0 | 39.5208 | 0
04.04. | 8 | 184.8206 |  | 145.2998 | 0 | 0 | 39.5208 | 0
04.04. | 9 | 184.8206 |  | 145.2998 | 0 | 0 | 39.5208 | 0
04.04. | 10 | 184.8206 |  | 145.2998 | 0 | 0 | 39.5208 | 0
04.04. | 11 | 184.8206 |  | 145.2998 | 0 | 0 | 39.5208 | 0
04.04. | 12 | 184.8206 |  | 145.2998 | 0 | 0 | 39.5208 | 0
04.04. | 13 | 184.8206 |  | 145.2998 | 0 | 0 | 39.5208 | 0
04.04. | 14 | 184.8206 |  | 145.2998 | 0 | 0 | 39.5208 | 0
04.04. | 15 | 184.8206 |  | 145.2998 | 0 | 0 | 39.5208 | 0
04.04. | 16 | 184.8206 |  | 145.2998 | 0 | 0 | 39.5208 | 0
04.04. | 17 | 184.8206 |  | 145.2998 | 0 | 0 | 39.5208 | 0
04.04. | 18 | 184.8206 |  | 145.2998 | 0 | 0 | 39.5208 | 0
04.04. | 19 | 184.8206 |  | 145.2998 | 0 | 0 | 39.5208 | 0
04.04. | 20 | 184.8206 |  | 145.2998 | 0 | 0 | 39.5208 | 0
04.04. | 21 | 184.8206 |  | 145.2998 | 0 | 0 | 39.5208 | 0
04.04. | 22 | 184.8206 |  | 145.2998 | 0 | 0 | 39.5208 | 0
04.04. | 23 | 184.8206 |  | 145.2998 | 0 | 0 | 39.5208 | 0
04.04. | 24 | 184.8206 |  | 145.2998 | 0 | 0 | 39.5208 | 0
05.04. | 1 | 184.8206 |  | 145.2998 | 0 | 0 | 39.5208 | 0
05.04. | 2 | 184.8206 |  | 145.2998 | 0 | 0 | 39.5208 | 0
05.04. | 3 | 184.8206 |  | 145.2998 | 0 | 0 | 39.5208 | 0
05.04. | 4 | 184.8206 |  | 145.2998 | 0 | 0 | 39.5208 | 0
05.04. | 5 | 184.8206 |  | 145.2998 | 0 | 0 | 39.5208 | 0
05.04. | 6 | 184.8206 |  | 145.2998 | 0 | 0 | 39.5208 | 0
05.04. | 7 | 184.8206 |  | 145.2998 | 0 | 0 | 39.5208 | 0
05.04. | 8 | 184.8206 |  | 145.2998 | 0 | 0 | 39.5208 | 0
05.04. | 9 | 184.8206 |  | 145.2998 | 0 | 0 | 39.5208 | 0
05.04. | 10 | 184.8206 |  | 145.2998 | 0 | 0 | 39.5208 | 0
05.04. | 11 | 184.8206 |  | 145.2998 | 0 | 0 | 39.5208 | 0
05.04. | 12 | 184.8206 |  | 145.2998 | 0 | 0 | 39.5208 | 0
05.04. | 13 | 184.8206 |  | 145.2998 | 0 | 0 | 39.5208 | 0
05.04. | 14 | 184.8206 |  | 145.2998 | 0 | 0 | 39.5208 | 0
05.04. | 15 | 184.8206 |  | 145.2998 | 0 | 0 | 39.5208 | 0
05.04. | 16 | 184.8206 |  | 145.2998 | 0 | 0 | 39.5208 | 0
05.04. | 17 | 184.8206 |  | 145.2998 | 0 | 0 | 39.5208 | 0
05.04. | 18 | 184.8206 |  | 145.2998 | 0 | 0 | 39.5208 | 0
05.04. | 19 | 184.8206 |  | 145.2998 | 0 | 0 | 39.5208 | 0
05.04. | 20 | 184.8206 |  | 145.2998 | 0 | 0 | 39.5208 | 0
05.04. | 21 | 184.8206 |  | 145.2998 | 0 | 0 | 39.5208 | 0
05.04. | 22 | 184.8206 |  | 145.2998 | 0 | 0 | 39.5208 | 0
05.04. | 23 | 184.8206 |  | 145.2998 | 0 | 0 | 39.5208 | 0
05.04. | 24 | 184.8206 |  | 145.2998 | 0 | 0 | 39.5208 | 0
06.04. | 1 | 184.8206 |  | 145.2998 | 0 | 0 | 39.5208 | 0
06.04. | 2 | 184.8206 |  | 145.2998 | 0 | 0 | 39.5208 | 0
06.04. | 3 | 184.8206 |  | 145.2998 | 0 | 0 | 39.5208 | 0
06.04. | 4 | 184.8206 |  | 145.2998 | 0 | 0 | 39.5208 | 0
06.04. | 5 | 184.8206 |  | 145.2998 | 0 | 0 | 39.5208 | 0
06.04. | 6 | 184.8206 |  | 145.2998 | 0 | 0 | 39.5208 | 0
06.04. | 7 | 184.8206 |  | 145.2998 | 0 | 0 | 39.5208 | 0
06.04. | 8 | 184.8206 |  | 145.2998 | 0 | 0 | 39.5208 | 0
06.04. | 9 | 184.8206 |  | 145.2998 | 0 | 0 | 39.5208 | 0
06.04. | 10 | 184.8206 |  | 145.2998 | 0 | 0 | 39.5208 | 0
06.04. | 11 | 184.8206 |  | 145.2998 | 0 | 0 | 39.5208 | 0
06.04. | 12 | 184.8206 |  | 145.2998 | 0 | 0 | 39.5208 | 0
06.04. | 13 | 184.8206 |  | 145.2998 | 0 | 0 | 39.5208 | 0
06.04. | 14 | 184.8206 |  | 145.2998 | 0 | 0 | 39.5208 | 0
06.04. | 15 | 184.8206 |  | 145.2998 | 0 | 0 | 39.5208 | 0
06.04. | 16 | 184.8206 |  | 145.2998 | 0 | 0 | 39.5208 | 0
06.04. | 17 | 184.8206 |  | 145.2998 | 0 | 0 | 39.5208 | 0
06.04. | 18 | 184.8206 |  | 145.2998 | 0 | 0 | 39.5208 | 0
06.04. | 19 | 184.8206 |  | 145.2998 | 0 | 0 | 39.5208 | 0
06.04. | 20 | 184.8206 |  | 145.2998 | 0 | 0 | 39.5208 | 0
06.04. | 21 | 184.8206 |  | 145.2998 | 0 | 0 | 39.5208 | 0
06.04. | 22 | 184.8206 |  | 145.2998 | 0 | 0 | 39.5208 | 0
06.04. | 23 | 184.8206 |  | 145.2998 | 0 | 0 | 39.5208 | 0
06.04. | 24 | 184.8206 |  | 145.2998 | 0 | 0 | 39.5208 | 0
07.04. | 1 | 184.8206 |  | 145.2998 | 0 | 0 | 39.5208 | 0
07.04. | 2 | 184.8206 |  | 145.2998 | 0 | 0 | 39.5208 | 0
07.04. | 3 | 184.8206 |  | 145.2998 | 0 | 0 | 39.5208 | 0
07.04. | 4 | 184.8206 |  | 145.2998 | 0 | 0 | 39.5208 | 0
07.04. | 5 | 184.8206 |  | 145.2998 | 0 | 0 | 39.5208 | 0
07.04. | 6 | 184.8206 |  | 145.2998 | 0 | 0 | 39.5208 | 0
07.04. | 7 | 184.8206 |  | 145.2998 | 0 | 0 | 39.5208 | 0
07.04. | 8 | 184.8206 |  | 145.2998 | 0 | 0 | 39.5208 | 0
07.04. | 9 | 184.8206 |  | 145.2998 | 0 | 0 | 39.5208 | 0
07.04. | 10 | 184.8206 |  | 145.2998 | 0 | 0 | 39.5208 | 0
07.04. | 11 | 184.8206 |  | 145.2998 | 0 | 0 | 39.5208 | 0
07.04. | 12 | 184.8206 |  | 145.2998 | 0 | 0 | 39.5208 | 0
07.04. | 13 | 184.8206 |  | 145.2998 | 0 | 0 | 39.5208 | 0
07.04. | 14 | 184.8206 |  | 145.2998 | 0 | 0 | 39.5208 | 0
07.04. | 15 | 184.8206 |  | 145.2998 | 0 | 0 | 39.5208 | 0
07.04. | 16 | 184.8206 |  | 145.2998 | 0 | 0 | 39.5208 | 0
07.04. | 17 | 184.8206 |  | 145.2998 | 0 | 0 | 39.5208 | 0
07.04. | 18 | 184.8206 |  | 145.2998 | 0 | 0 | 39.5208 | 0
07.04. | 19 | 184.8206 |  | 145.2998 | 0 | 0 | 39.5208 | 0
07.04. | 20 | 184.8206 |  | 145.2998 | 0 | 0 | 39.5208 | 0
07.04. | 21 | 184.8206 |  | 145.2998 | 0 | 0 | 39.5208 | 0
07.04. | 22 | 184.8206 |  | 145.2998 | 0 | 0 | 39.5208 | 0
07.04. | 23 | 184.8206 |  | 145.2998 | 0 | 0 | 39.5208 | 0
07.04. | 24 | 184.8206 |  | 145.2998 | 0 | 0 | 39.5208 | 0
08.04. | 1 | 184.8206 |  | 145.2998 | 0 | 0 | 39.5208 | 0
08.04. | 2 | 184.8206 |  | 145.2998 | 0 | 0 | 39.5208 | 0
08.04. | 3 | 184.8206 |  | 145.2998 | 0 | 0 | 39.5208 | 0
08.04. | 4 | 184.8206 |  | 145.2998 | 0 | 0 | 39.5208 | 0
08.04. | 5 | 184.8206 |  | 145.2998 | 0 | 0 | 39.5208 | 0
08.04. | 6 | 184.8206 |  | 145.2998 | 0 | 0 | 39.5208 | 0
08.04. | 7 | 184.8206 |  | 145.2998 | 0 | 0 | 39.5208 | 0
08.04. | 8 | 184.8206 |  | 145.2998 | 0 | 0 | 39.5208 | 0
08.04. | 9 | 184.8206 |  | 145.2998 | 0 | 0 | 39.5208 | 0
08.04. | 10 | 184.8206 |  | 145.2998 | 0 | 0 | 39.5208 | 0
08.04. | 11 | 184.8206 |  | 145.2998 | 0 | 0 | 39.5208 | 0
08.04. | 12 | 184.8206 |  | 145.2998 | 0 | 0 | 39.5208 | 0
08.04. | 13 | 184.8206 |  | 145.2998 | 0 | 0 | 39.5208 | 0
08.04. | 14 | 184.8206 |  | 145.2998 | 0 | 0 | 39.5208 | 0
08.04. | 15 | 184.8206 |  | 145.2998 | 0 | 0 | 39.5208 | 0
08.04. | 16 | 184.8206 |  | 145.2998 | 0 | 0 | 39.5208 | 0
08.04. | 17 | 184.8206 |  | 145.2998 | 0 | 0 | 39.5208 | 0
08.04. | 18 | 184.8206 |  | 145.2998 | 0 | 0 | 39.5208 | 0
08.04. | 19 | 184.8206 |  | 145.2998 | 0 | 0 | 39.5208 | 0
08.04. | 20 | 184.8206 |  | 145.2998 | 0 | 0 | 39.5208 | 0
08.04. | 21 | 184.8206 |  | 145.2998 | 0 | 0 | 39.5208 | 0
08.04. | 22 | 184.8206 |  | 145.2998 | 0 | 0 | 39.5208 | 0
08.04. | 23 | 184.8206 |  | 145.2998 | 0 | 0 | 39.5208 | 0
08.04. | 24 | 184.8206 |  | 145.2998 | 0 | 0 | 39.5208 | 0
09.04. | 1 | 184.8206 |  | 145.2998 | 0 | 0 | 39.5208 | 0
09.04. | 2 | 184.8206 |  | 145.2998 | 0 | 0 | 39.5208 | 0
09.04. | 3 | 184.8206 |  | 145.2998 | 0 | 0 | 39.5208 | 0
09.04. | 4 | 184.8206 |  | 145.2998 | 0 | 0 | 39.5208 | 0
09.04. | 5 | 184.8206 |  | 145.2998 | 0 | 0 | 39.5208 | 0
09.04. | 6 | 184.8206 |  | 145.2998 | 0 | 0 | 39.5208 | 0
09.04. | 7 | 184.8206 |  | 145.2998 | 0 | 0 | 39.5208 | 0
09.04. | 8 | 184.8206 |  | 145.2998 | 0 | 0 | 39.5208 | 0
09.04. | 9 | 184.8206 |  | 145.2998 | 0 | 0 | 39.5208 | 0
09.04. | 10 | 184.8206 |  | 145.2998 | 0 | 0 | 39.5208 | 0
09.04. | 11 | 184.8206 |  | 145.2998 | 0 | 0 | 39.5208 | 0
09.04. | 12 | 184.8206 |  | 145.2998 | 0 | 0 | 39.5208 | 0
09.04. | 13 | 184.8206 |  | 145.2998 | 0 | 0 | 39.5208 | 0
09.04. | 14 | 184.8206 |  | 145.2998 | 0 | 0 | 39.5208 | 0
09.04. | 15 | 184.8206 |  | 145.2998 | 0 | 0 | 39.5208 | 0
09.04. | 16 | 184.8206 |  | 145.2998 | 0 | 0 | 39.5208 | 0
09.04. | 17 | 184.8206 |  | 145.2998 | 0 | 0 | 39.5208 | 0
09.04. | 18 | 184.8206 |  | 145.2998 | 0 | 0 | 39.5208 | 0
09.04. | 19 | 184.8206 |  | 145.2998 | 0 | 0 | 39.5208 | 0
09.04. | 20 | 184.8206 |  | 145.2998 | 0 | 0 | 39.5208 | 0
09.04. | 21 | 184.8206 |  | 145.2998 | 0 | 0 | 39.5208 | 0
09.04. | 22 | 184.8206 |  | 145.2998 | 0 | 0 | 39.5208 | 0
09.04. | 23 | 184.8206 |  | 145.2998 | 0 | 0 | 39.5208 | 0
09.04. | 24 | 184.8206 |  | 145.2998 | 0 | 0 | 39.5208 | 0
10.04. | 1 | 184.8206 |  | 145.2998 | 0 | 0 | 39.5208 | 0
10.04. | 2 | 184.8206 |  | 145.2998 | 0 | 0 | 39.5208 | 0
10.04. | 3 | 184.8206 |  | 145.2998 | 0 | 0 | 39.5208 | 0
10.04. | 4 | 184.8206 |  | 145.2998 | 0 | 0 | 39.5208 | 0
10.04. | 5 | 184.8206 |  | 145.2998 | 0 | 0 | 39.5208 | 0
10.04. | 6 | 184.8206 |  | 145.2998 | 0 | 0 | 39.5208 | 0
10.04. | 7 | 184.8206 |  | 145.2998 | 0 | 0 | 39.5208 | 0
10.04. | 8 | 184.8206 |  | 145.2998 | 0 | 0 | 39.5208 | 0
10.04. | 9 | 184.8206 |  | 145.2998 | 0 | 0 | 39.5208 | 0
10.04. | 10 | 184.8206 |  | 145.2998 | 0 | 0 | 39.5208 | 0
10.04. | 11 | 184.8206 |  | 145.2998 | 0 | 0 | 39.5208 | 0
10.04. | 12 | 184.8206 |  | 145.2998 | 0 | 0 | 39.5208 | 0
10.04. | 13 | 184.8206 |  | 145.2998 | 0 | 0 | 39.5208 | 0
10.04. | 14 | 184.8206 |  | 145.2998 | 0 | 0 | 39.5208 | 0
10.04. | 15 | 184.8206 |  | 145.2998 | 0 | 0 | 39.5208 | 0
10.04. | 16 | 184.8206 |  | 145.2998 | 0 | 0 | 39.5208 | 0
10.04. | 17 | 184.8206 |  | 145.2998 | 0 | 0 | 39.5208 | 0
10.04. | 18 | 184.8206 |  | 145.2998 | 0 | 0 | 39.5208 | 0
10.04. | 19 | 184.8206 |  | 145.2998 | 0 | 0 | 39.5208 | 0
10.04. | 20 | 184.8206 |  | 145.2998 | 0 | 0 | 39.5208 | 0
10.04. | 21 | 184.8206 |  | 145.2998 | 0 | 0 | 39.5208 | 0
10.04. | 22 | 184.8206 |  | 145.2998 | 0 | 0 | 39.5208 | 0
10.04. | 23 | 184.8206 |  | 145.2998 | 0 | 0 | 39.5208 | 0
10.04. | 24 | 184.8206 |  | 145.2998 | 0 | 0 | 39.5208 | 0
11.04. | 1 | 184.8206 |  | 145.2998 | 0 | 0 | 39.5208 | 0
11.04. | 2 | 184.8206 |  | 145.2998 | 0 | 0 | 39.5208 | 0
11.04. | 3 | 184.8206 |  | 145.2998 | 0 | 0 | 39.5208 | 0
11.04. | 4 | 184.8206 |  | 145.2998 | 0 | 0 | 39.5208 | 0
11.04. | 5 | 184.8206 |  | 145.2998 | 0 | 0 | 39.5208 | 0
11.04. | 6 | 184.8206 |  | 145.2998 | 0 | 0 | 39.5208 | 0
11.04. | 7 | 184.8206 |  | 145.2998 | 0 | 0 | 39.5208 | 0
11.04. | 8 | 184.8206 |  | 145.2998 | 0 | 0 | 39.5208 | 0
11.04. | 9 | 184.8206 |  | 145.2998 | 0 | 0 | 39.5208 | 0
11.04. | 10 | 184.8206 |  | 145.2998 | 0 | 0 | 39.5208 | 0
11.04. | 11 | 184.8206 |  | 145.2998 | 0 | 0 | 39.5208 | 0
11.04. | 12 | 184.8206 |  | 145.2998 | 0 | 0 | 39.5208 | 0
11.04. | 13 | 184.8206 |  | 145.2998 | 0 | 0 | 39.5208 | 0
11.04. | 14 | 184.8206 |  | 145.2998 | 0 | 0 | 39.5208 | 0
11.04. | 15 | 184.8206 |  | 145.2998 | 0 | 0 | 39.5208 | 0
11.04. | 16 | 184.8206 |  | 145.2998 | 0 | 0 | 39.5208 | 0
11.04. | 17 | 184.8206 |  | 145.2998 | 0 | 0 | 39.5208 | 0
11.04. | 18 | 184.8206 |  | 145.2998 | 0 | 0 | 39.5208 | 0
11.04. | 19 | 184.8206 |  | 145.2998 | 0 | 0 | 39.5208 | 0
11.04. | 20 | 184.8206 |  | 145.2998 | 0 | 0 | 39.5208 | 0
11.04. | 21 | 184.8206 |  | 145.2998 | 0 | 0 | 39.5208 | 0
11.04. | 22 | 184.8206 |  | 145.2998 | 0 | 0 | 39.5208 | 0
11.04. | 23 | 184.8206 |  | 145.2998 | 0 | 0 | 39.5208 | 0
11.04. | 24 | 184.8206 |  | 145.2998 | 0 | 0 | 39.5208 | 0
12.04. | 1 | 184.8206 |  | 145.2998 | 0 | 0 | 39.5208 | 0
12.04. | 2 | 184.8206 |  | 145.2998 | 0 | 0 | 39.5208 | 0
12.04. | 3 | 184.8206 |  | 145.2998 | 0 | 0 | 39.5208 | 0
12.04. | 4 | 184.8206 |  | 145.2998 | 0 | 0 | 39.5208 | 0
12.04. | 5 | 184.8206 |  | 145.2998 | 0 | 0 | 39.5208 | 0
12.04. | 6 | 184.8206 |  | 145.2998 | 0 | 0 | 39.5208 | 0
12.04. | 7 | 184.8206 |  | 145.2998 | 0 | 0 | 39.5208 | 0
12.04. | 8 | 184.8206 |  | 145.2998 | 0 | 0 | 39.5208 | 0
12.04. | 9 | 184.8206 |  | 145.2998 | 0 | 0 | 39.5208 | 0
12.04. | 10 | 184.8206 |  | 145.2998 | 0 | 0 | 39.5208 | 0
12.04. | 11 | 184.8206 |  | 145.2998 | 0 | 0 | 39.5208 | 0
12.04. | 12 | 184.8206 |  | 145.2998 | 0 | 0 | 39.5208 | 0
12.04. | 13 | 184.8206 |  | 145.2998 | 0 | 0 | 39.5208 | 0
12.04. | 14 | 184.8206 |  | 145.2998 | 0 | 0 | 39.5208 | 0
12.04. | 15 | 184.8206 |  | 145.2998 | 0 | 0 | 39.5208 | 0
12.04. | 16 | 184.8206 |  | 145.2998 | 0 | 0 | 39.5208 | 0
12.04. | 17 | 184.8206 |  | 145.2998 | 0 | 0 | 39.5208 | 0
12.04. | 18 | 184.8206 |  | 145.2998 | 0 | 0 | 39.5208 | 0
12.04. | 19 | 184.8206 |  | 145.2998 | 0 | 0 | 39.5208 | 0
12.04. | 20 | 184.8206 |  | 145.2998 | 0 | 0 | 39.5208 | 0
12.04. | 21 | 184.8206 |  | 145.2998 | 0 | 0 | 39.5208 | 0
12.04. | 22 | 184.8206 |  | 145.2998 | 0 | 0 | 39.5208 | 0
12.04. | 23 | 184.8206 |  | 145.2998 | 0 | 0 | 39.5208 | 0
12.04. | 24 | 184.8206 |  | 145.2998 | 0 | 0 | 39.5208 | 0
13.04. | 1 | 184.8206 |  | 145.2998 | 0 | 0 | 39.5208 | 0
13.04. | 2 | 184.8206 |  | 145.2998 | 0 | 0 | 39.5208 | 0
13.04. | 3 | 184.8206 |  | 145.2998 | 0 | 0 | 39.5208 | 0
13.04. | 4 | 184.8206 |  | 145.2998 | 0 | 0 | 39.5208 | 0
13.04. | 5 | 184.8206 |  | 145.2998 | 0 | 0 | 39.5208 | 0
13.04. | 6 | 184.8206 |  | 145.2998 | 0 | 0 | 39.5208 | 0
13.04. | 7 | 184.8206 |  | 145.2998 | 0 | 0 | 39.5208 | 0
13.04. | 8 | 184.8206 |  | 145.2998 | 0 | 0 | 39.5208 | 0
13.04. | 9 | 184.8206 |  | 145.2998 | 0 | 0 | 39.5208 | 0
13.04. | 10 | 184.8206 |  | 145.2998 | 0 | 0 | 39.5208 | 0
13.04. | 11 | 184.8206 |  | 145.2998 | 0 | 0 | 39.5208 | 0
13.04. | 12 | 184.8206 |  | 145.2998 | 0 | 0 | 39.5208 | 0
13.04. | 13 | 184.8206 |  | 145.2998 | 0 | 0 | 39.5208 | 0
13.04. | 14 | 184.8206 |  | 145.2998 | 0 | 0 | 39.5208 | 0
13.04. | 15 | 184.8206 |  | 145.2998 | 0 | 0 | 39.5208 | 0
13.04. | 16 | 184.8206 |  | 145.2998 | 0 | 0 | 39.5208 | 0
13.04. | 17 | 184.8206 |  | 145.2998 | 0 | 0 | 39.5208 | 0
13.04. | 18 | 184.8206 |  | 145.2998 | 0 | 0 | 39.5208 | 0
13.04. | 19 | 184.8206 |  | 145.2998 | 0 | 0 | 39.5208 | 0
13.04. | 20 | 184.8206 |  | 145.2998 | 0 | 0 | 39.5208 | 0
13.04. | 21 | 184.8206 |  | 145.2998 | 0 | 0 | 39.5208 | 0
13.04. | 22 | 184.8206 |  | 145.2998 | 0 | 0 | 39.5208 | 0
13.04. | 23 | 184.8206 |  | 145.2998 | 0 | 0 | 39.5208 | 0
13.04. | 24 | 184.8206 |  | 145.2998 | 0 | 0 | 39.5208 | 0
14.04. | 1 | 184.8206 |  | 145.2998 | 0 | 0 | 39.5208 | 0
14.04. | 2 | 184.8206 |  | 145.2998 | 0 | 0 | 39.5208 | 0
14.04. | 3 | 184.8206 |  | 145.2998 | 0 | 0 | 39.5208 | 0
14.04. | 4 | 184.8206 |  | 145.2998 | 0 | 0 | 39.5208 | 0
14.04. | 5 | 184.8206 |  | 145.2998 | 0 | 0 | 39.5208 | 0
14.04. | 6 | 184.8206 |  | 145.2998 | 0 | 0 | 39.5208 | 0
14.04. | 7 | 184.8206 |  | 145.2998 | 0 | 0 | 39.5208 | 0
14.04. | 8 | 184.8206 |  | 145.2998 | 0 | 0 | 39.5208 | 0
14.04. | 9 | 184.8206 |  | 145.2998 | 0 | 0 | 39.5208 | 0
14.04. | 10 | 184.8206 |  | 145.2998 | 0 | 0 | 39.5208 | 0
14.04. | 11 | 184.8206 |  | 145.2998 | 0 | 0 | 39.5208 | 0
14.04. | 12 | 184.8206 |  | 145.2998 | 0 | 0 | 39.5208 | 0
14.04. | 13 | 184.8206 |  | 145.2998 | 0 | 0 | 39.5208 | 0
14.04. | 14 | 184.8206 |  | 145.2998 | 0 | 0 | 39.5208 | 0
14.04. | 15 | 184.8206 |  | 145.2998 | 0 | 0 | 39.5208 | 0
14.04. | 16 | 184.8206 |  | 145.2998 | 0 | 0 | 39.5208 | 0
14.04. | 17 | 184.8206 |  | 145.2998 | 0 | 0 | 39.5208 | 0
14.04. | 18 | 184.8206 |  | 145.2998 | 0 | 0 | 39.5208 | 0
14.04. | 19 | 184.8206 |  | 145.2998 | 0 | 0 | 39.5208 | 0
14.04. | 20 | 184.8206 |  | 145.2998 | 0 | 0 | 39.5208 | 0
14.04. | 21 | 184.8206 |  | 145.2998 | 0 | 0 | 39.5208 | 0
14.04. | 22 | 184.8206 |  | 145.2998 | 0 | 0 | 39.5208 | 0
14.04. | 23 | 184.8206 |  | 145.2998 | 0 | 0 | 39.5208 | 0
14.04. | 24 | 184.8206 |  | 145.2998 | 0 | 0 | 39.5208 | 0
15.04. | 1 | 184.8206 |  | 145.2998 | 0 | 0 | 39.5208 | 0
15.04. | 2 | 184.8206 |  | 145.2998 | 0 | 0 | 39.5208 | 0
15.04. | 3 | 184.8206 |  | 145.2998 | 0 | 0 | 39.5208 | 0
15.04. | 4 | 184.8206 |  | 145.2998 | 0 | 0 | 39.5208 | 0
15.04. | 5 | 184.8206 |  | 145.2998 | 0 | 0 | 39.5208 | 0
15.04. | 6 | 184.8206 |  | 145.2998 | 0 | 0 | 39.5208 | 0
15.04. | 7 | 184.8206 |  | 145.2998 | 0 | 0 | 39.5208 | 0
15.04. | 8 | 184.8206 |  | 145.2998 | 0 | 0 | 39.5208 | 0
15.04. | 9 | 184.8206 |  | 145.2998 | 0 | 0 | 39.5208 | 0
15.04. | 10 | 184.8206 |  | 145.2998 | 0 | 0 | 39.5208 | 0
15.04. | 11 | 184.8206 |  | 145.2998 | 0 | 0 | 39.5208 | 0
15.04. | 12 | 184.8206 |  | 145.2998 | 0 | 0 | 39.5208 | 0
15.04. | 13 | 184.8206 |  | 145.2998 | 0 | 0 | 39.5208 | 0
15.04. | 14 | 184.8206 |  | 145.2998 | 0 | 0 | 39.5208 | 0
15.04. | 15 | 184.8206 |  | 145.2998 | 0 | 0 | 39.5208 | 0
15.04. | 16 | 184.8206 |  | 145.2998 | 0 | 0 | 39.5208 | 0
15.04. | 17 | 184.8206 |  | 145.2998 | 0 | 0 | 39.5208 | 0
15.04. | 18 | 184.8206 |  | 145.2998 | 0 | 0 | 39.5208 | 0
15.04. | 19 | 184.8206 |  | 145.2998 | 0 | 0 | 39.5208 | 0
15.04. | 20 | 184.8206 |  | 145.2998 | 0 | 0 | 39.5208 | 0
15.04. | 21 | 184.8206 |  | 145.2998 | 0 | 0 | 39.5208 | 0
15.04. | 22 | 184.8206 |  | 145.2998 | 0 | 0 | 39.5208 | 0
15.04. | 23 | 184.8206 |  | 145.2998 | 0 | 0 | 39.5208 | 0
15.04. | 24 | 184.8206 |  | 145.2998 | 0 | 0 | 39.5208 | 0
16.04. | 1 | 184.8206 |  | 145.2998 | 0 | 0 | 39.5208 | 0
16.04. | 2 | 184.8206 |  | 145.2998 | 0 | 0 | 39.5208 | 0
16.04. | 3 | 184.8206 |  | 145.2998 | 0 | 0 | 39.5208 | 0
16.04. | 4 | 184.8206 |  | 145.2998 | 0 | 0 | 39.5208 | 0
16.04. | 5 | 184.8206 |  | 145.2998 | 0 | 0 | 39.5208 | 0
16.04. | 6 | 184.8206 |  | 145.2998 | 0 | 0 | 39.5208 | 0
16.04. | 7 | 184.8206 |  | 145.2998 | 0 | 0 | 39.5208 | 0
16.04. | 8 | 184.8206 |  | 145.2998 | 0 | 0 | 39.5208 | 0
16.04. | 9 | 184.8206 |  | 145.2998 | 0 | 0 | 39.5208 | 0
16.04. | 10 | 184.8206 |  | 145.2998 | 0 | 0 | 39.5208 | 0
16.04. | 11 | 184.8206 |  | 145.2998 | 0 | 0 | 39.5208 | 0
16.04. | 12 | 184.8206 |  | 145.2998 | 0 | 0 | 39.5208 | 0
16.04. | 13 | 184.8206 |  | 145.2998 | 0 | 0 | 39.5208 | 0
16.04. | 14 | 184.8206 |  | 145.2998 | 0 | 0 | 39.5208 | 0
16.04. | 15 | 184.8206 |  | 145.2998 | 0 | 0 | 39.5208 | 0
16.04. | 16 | 184.8206 |  | 145.2998 | 0 | 0 | 39.5208 | 0
16.04. | 17 | 184.8206 |  | 145.2998 | 0 | 0 | 39.5208 | 0
16.04. | 18 | 184.8206 |  | 145.2998 | 0 | 0 | 39.5208 | 0
16.04. | 19 | 184.8206 |  | 145.2998 | 0 | 0 | 39.5208 | 0
16.04. | 20 | 184.8206 |  | 145.2998 | 0 | 0 | 39.5208 | 0
16.04. | 21 | 184.8206 |  | 145.2998 | 0 | 0 | 39.5208 | 0
16.04. | 22 | 184.8206 |  | 145.2998 | 0 | 0 | 39.5208 | 0
16.04. | 23 | 184.8206 |  | 145.2998 | 0 | 0 | 39.5208 | 0
16.04. | 24 | 184.8206 |  | 145.2998 | 0 | 0 | 39.5208 | 0
17.04. | 1 | 184.8206 |  | 145.2998 | 0 | 0 | 39.5208 | 0
17.04. | 2 | 184.8206 |  | 145.2998 | 0 | 0 | 39.5208 | 0
17.04. | 3 | 184.8206 |  | 145.2998 | 0 | 0 | 39.5208 | 0
17.04. | 4 | 184.8206 |  | 145.2998 | 0 | 0 | 39.5208 | 0
17.04. | 5 | 184.8206 |  | 145.2998 | 0 | 0 | 39.5208 | 0
17.04. | 6 | 184.8206 |  | 145.2998 | 0 | 0 | 39.5208 | 0
17.04. | 7 | 184.8206 |  | 145.2998 | 0 | 0 | 39.5208 | 0
17.04. | 8 | 184.8206 |  | 145.2998 | 0 | 0 | 39.5208 | 0
17.04. | 9 | 184.8206 |  | 145.2998 | 0 | 0 | 39.5208 | 0
17.04. | 10 | 184.8206 |  | 145.2998 | 0 | 0 | 39.5208 | 0
17.04. | 11 | 184.8206 |  | 145.2998 | 0 | 0 | 39.5208 | 0
17.04. | 12 | 184.8206 |  | 145.2998 | 0 | 0 | 39.5208 | 0
17.04. | 13 | 184.8206 |  | 145.2998 | 0 | 0 | 39.5208 | 0
17.04. | 14 | 184.8206 |  | 145.2998 | 0 | 0 | 39.5208 | 0
17.04. | 15 | 184.8206 |  | 145.2998 | 0 | 0 | 39.5208 | 0
17.04. | 16 | 184.8206 |  | 145.2998 | 0 | 0 | 39.5208 | 0
17.04. | 17 | 184.8206 |  | 145.2998 | 0 | 0 | 39.5208 | 0
17.04. | 18 | 184.8206 |  | 145.2998 | 0 | 0 | 39.5208 | 0
17.04. | 19 | 184.8206 |  | 145.2998 | 0 | 0 | 39.5208 | 0
17.04. | 20 | 184.8206 |  | 145.2998 | 0 | 0 | 39.5208 | 0
17.04. | 21 | 184.8206 |  | 145.2998 | 0 | 0 | 39.5208 | 0
17.04. | 22 | 184.8206 |  | 145.2998 | 0 | 0 | 39.5208 | 0
17.04. | 23 | 184.8206 |  | 145.2998 | 0 | 0 | 39.5208 | 0
17.04. | 24 | 184.8206 |  | 145.2998 | 0 | 0 | 39.5208 | 0
18.04. | 1 | 184.8206 |  | 145.2998 | 0 | 0 | 39.5208 | 0
18.04. | 2 | 184.8206 |  | 145.2998 | 0 | 0 | 39.5208 | 0
18.04. | 3 | 184.8206 |  | 145.2998 | 0 | 0 | 39.5208 | 0
18.04. | 4 | 184.8206 |  | 145.2998 | 0 | 0 | 39.5208 | 0
18.04. | 5 | 184.8206 |  | 145.2998 | 0 | 0 | 39.5208 | 0
18.04. | 6 | 184.8206 |  | 145.2998 | 0 | 0 | 39.5208 | 0
18.04. | 7 | 184.8206 |  | 145.2998 | 0 | 0 | 39.5208 | 0
18.04. | 8 | 184.8206 |  | 145.2998 | 0 | 0 | 39.5208 | 0
18.04. | 9 | 184.8206 |  | 145.2998 | 0 | 0 | 39.5208 | 0
18.04. | 10 | 184.8206 |  | 145.2998 | 0 | 0 | 39.5208 | 0
18.04. | 11 | 184.8206 |  | 145.2998 | 0 | 0 | 39.5208 | 0
18.04. | 12 | 184.8206 |  | 145.2998 | 0 | 0 | 39.5208 | 0
18.04. | 13 | 184.8206 |  | 145.2998 | 0 | 0 | 39.5208 | 0
18.04. | 14 | 184.8206 |  | 145.2998 | 0 | 0 | 39.5208 | 0
18.04. | 15 | 184.8206 |  | 145.2998 | 0 | 0 | 39.5208 | 0
18.04. | 16 | 184.8206 |  | 145.2998 | 0 | 0 | 39.5208 | 0
18.04. | 17 | 184.8206 |  | 145.2998 | 0 | 0 | 39.5208 | 0
18.04. | 18 | 184.8206 |  | 145.2998 | 0 | 0 | 39.5208 | 0
18.04. | 19 | 184.8206 |  | 145.2998 | 0 | 0 | 39.5208 | 0
18.04. | 20 | 184.8206 |  | 145.2998 | 0 | 0 | 39.5208 | 0
18.04. | 21 | 184.8206 |  | 145.2998 | 0 | 0 | 39.5208 | 0
18.04. | 22 | 184.8206 |  | 145.2998 | 0 | 0 | 39.5208 | 0
18.04. | 23 | 184.8206 |  | 145.2998 | 0 | 0 | 39.5208 | 0
18.04. | 24 | 184.8206 |  | 145.2998 | 0 | 0 | 39.5208 | 0
19.04. | 1 | 184.8206 |  | 145.2998 | 0 | 0 | 39.5208 | 0
19.04. | 2 | 184.8206 |  | 145.2998 | 0 | 0 | 39.5208 | 0
19.04. | 3 | 184.8206 |  | 145.2998 | 0 | 0 | 39.5208 | 0
19.04. | 4 | 184.8206 |  | 145.2998 | 0 | 0 | 39.5208 | 0
19.04. | 5 | 184.8206 |  | 145.2998 | 0 | 0 | 39.5208 | 0
19.04. | 6 | 184.8206 |  | 145.2998 | 0 | 0 | 39.5208 | 0
19.04. | 7 | 184.8206 |  | 145.2998 | 0 | 0 | 39.5208 | 0
19.04. | 8 | 184.8206 |  | 145.2998 | 0 | 0 | 39.5208 | 0
19.04. | 9 | 184.8206 |  | 145.2998 | 0 | 0 | 39.5208 | 0
19.04. | 10 | 184.8206 |  | 145.2998 | 0 | 0 | 39.5208 | 0
19.04. | 11 | 184.8206 |  | 145.2998 | 0 | 0 | 39.5208 | 0
19.04. | 12 | 184.8206 |  | 145.2998 | 0 | 0 | 39.5208 | 0
19.04. | 13 | 184.8206 |  | 145.2998 | 0 | 0 | 39.5208 | 0
19.04. | 14 | 184.8206 |  | 145.2998 | 0 | 0 | 39.5208 | 0
19.04. | 15 | 184.8206 |  | 145.2998 | 0 | 0 | 39.5208 | 0
19.04. | 16 | 184.8206 |  | 145.2998 | 0 | 0 | 39.5208 | 0
19.04. | 17 | 184.8206 |  | 145.2998 | 0 | 0 | 39.5208 | 0
19.04. | 18 | 184.8206 |  | 145.2998 | 0 | 0 | 39.5208 | 0
19.04. | 19 | 184.8206 |  | 145.2998 | 0 | 0 | 39.5208 | 0
19.04. | 20 | 184.8206 |  | 145.2998 | 0 | 0 | 39.5208 | 0
19.04. | 21 | 184.8206 |  | 145.2998 | 0 | 0 | 39.5208 | 0
19.04. | 22 | 184.8206 |  | 145.2998 | 0 | 0 | 39.5208 | 0
19.04. | 23 | 184.8206 |  | 145.2998 | 0 | 0 | 39.5208 | 0
19.04. | 24 | 184.8206 |  | 145.2998 | 0 | 0 | 39.5208 | 0
20.04. | 1 | 184.8206 |  | 145.2998 | 0 | 0 | 39.5208 | 0
20.04. | 2 | 184.8206 |  | 145.2998 | 0 | 0 | 39.5208 | 0
20.04. | 3 | 184.8206 |  | 145.2998 | 0 | 0 | 39.5208 | 0
20.04. | 4 | 184.8206 |  | 145.2998 | 0 | 0 | 39.5208 | 0
20.04. | 5 | 184.8206 |  | 145.2998 | 0 | 0 | 39.5208 | 0
20.04. | 6 | 184.8206 |  | 145.2998 | 0 | 0 | 39.5208 | 0
20.04. | 7 | 184.8206 |  | 145.2998 | 0 | 0 | 39.5208 | 0
20.04. | 8 | 184.8206 |  | 145.2998 | 0 | 0 | 39.5208 | 0
20.04. | 9 | 184.8206 |  | 145.2998 | 0 | 0 | 39.5208 | 0
20.04. | 10 | 184.8206 |  | 145.2998 | 0 | 0 | 39.5208 | 0
20.04. | 11 | 184.8206 |  | 145.2998 | 0 | 0 | 39.5208 | 0
20.04. | 12 | 184.8206 |  | 145.2998 | 0 | 0 | 39.5208 | 0
20.04. | 13 | 184.8206 |  | 145.2998 | 0 | 0 | 39.5208 | 0
20.04. | 14 | 184.8206 |  | 145.2998 | 0 | 0 | 39.5208 | 0
20.04. | 15 | 184.8206 |  | 145.2998 | 0 | 0 | 39.5208 | 0
20.04. | 16 | 184.8206 |  | 145.2998 | 0 | 0 | 39.5208 | 0
20.04. | 17 | 184.8206 |  | 145.2998 | 0 | 0 | 39.5208 | 0
20.04. | 18 | 184.8206 |  | 145.2998 | 0 | 0 | 39.5208 | 0
20.04. | 19 | 184.8206 |  | 145.2998 | 0 | 0 | 39.5208 | 0
20.04. | 20 | 184.8206 |  | 145.2998 | 0 | 0 | 39.5208 | 0
20.04. | 21 | 184.8206 |  | 145.2998 | 0 | 0 | 39.5208 | 0
20.04. | 22 | 184.8206 |  | 145.2998 | 0 | 0 | 39.5208 | 0
20.04. | 23 | 184.8206 |  | 145.2998 | 0 | 0 | 39.5208 | 0
20.04. | 24 | 184.8206 |  | 145.2998 | 0 | 0 | 39.5208 | 0
21.04. | 1 | 184.8206 |  | 145.2998 | 0 | 0 | 39.5208 | 0
21.04. | 2 | 184.8206 |  | 145.2998 | 0 | 0 | 39.5208 | 0
21.04. | 3 | 184.8206 |  | 145.2998 | 0 | 0 | 39.5208 | 0
21.04. | 4 | 184.8206 |  | 145.2998 | 0 | 0 | 39.5208 | 0
21.04. | 5 | 184.8206 |  | 145.2998 | 0 | 0 | 39.5208 | 0
21.04. | 6 | 184.8206 |  | 145.2998 | 0 | 0 | 39.5208 | 0
21.04. | 7 | 184.8206 |  | 145.2998 | 0 | 0 | 39.5208 | 0
21.04. | 8 | 184.8206 |  | 145.2998 | 0 | 0 | 39.5208 | 0
21.04. | 9 | 184.8206 |  | 145.2998 | 0 | 0 | 39.5208 | 0
21.04. | 10 | 184.8206 |  | 145.2998 | 0 | 0 | 39.5208 | 0
21.04. | 11 | 184.8206 |  | 145.2998 | 0 | 0 | 39.5208 | 0
21.04. | 12 | 184.8206 |  | 145.2998 | 0 | 0 | 39.5208 | 0
21.04. | 13 | 184.8206 |  | 145.2998 | 0 | 0 | 39.5208 | 0
21.04. | 14 | 184.8206 |  | 145.2998 | 0 | 0 | 39.5208 | 0
21.04. | 15 | 184.8206 |  | 145.2998 | 0 | 0 | 39.5208 | 0
21.04. | 16 | 184.8206 |  | 145.2998 | 0 | 0 | 39.5208 | 0
21.04. | 17 | 184.8206 |  | 145.2998 | 0 | 0 | 39.5208 | 0
21.04. | 18 | 184.8206 |  | 145.2998 | 0 | 0 | 39.5208 | 0
21.04. | 19 | 184.8206 |  | 145.2998 | 0 | 0 | 39.5208 | 0
21.04. | 20 | 184.8206 |  | 145.2998 | 0 | 0 | 39.5208 | 0
21.04. | 21 | 184.8206 |  | 145.2998 | 0 | 0 | 39.5208 | 0
21.04. | 22 | 184.8206 |  | 145.2998 | 0 | 0 | 39.5208 | 0
21.04. | 23 | 184.8206 |  | 145.2998 | 0 | 0 | 39.5208 | 0
21.04. | 24 | 184.8206 |  | 145.2998 | 0 | 0 | 39.5208 | 0
22.04. | 1 | 184.8206 |  | 145.2998 | 0 | 0 | 39.5208 | 0
22.04. | 2 | 184.8206 |  | 145.2998 | 0 | 0 | 39.5208 | 0
22.04. | 3 | 184.8206 |  | 145.2998 | 0 | 0 | 39.5208 | 0
22.04. | 4 | 184.8206 |  | 145.2998 | 0 | 0 | 39.5208 | 0
22.04. | 5 | 184.8206 |  | 145.2998 | 0 | 0 | 39.5208 | 0
22.04. | 6 | 184.8206 |  | 145.2998 | 0 | 0 | 39.5208 | 0
22.04. | 7 | 184.8206 |  | 145.2998 | 0 | 0 | 39.5208 | 0
22.04. | 8 | 184.8206 |  | 145.2998 | 0 | 0 | 39.5208 | 0
22.04. | 9 | 184.8206 |  | 145.2998 | 0 | 0 | 39.5208 | 0
22.04. | 10 | 184.8206 |  | 145.2998 | 0 | 0 | 39.5208 | 0
22.04. | 11 | 184.8206 |  | 145.2998 | 0 | 0 | 39.5208 | 0
22.04. | 12 | 184.8206 |  | 145.2998 | 0 | 0 | 39.5208 | 0
22.04. | 13 | 184.8206 |  | 145.2998 | 0 | 0 | 39.5208 | 0
22.04. | 14 | 184.8206 |  | 145.2998 | 0 | 0 | 39.5208 | 0
22.04. | 15 | 184.8206 |  | 145.2998 | 0 | 0 | 39.5208 | 0
22.04. | 16 | 184.8206 |  | 145.2998 | 0 | 0 | 39.5208 | 0
22.04. | 17 | 184.8206 |  | 145.2998 | 0 | 0 | 39.5208 | 0
22.04. | 18 | 184.8206 |  | 145.2998 | 0 | 0 | 39.5208 | 0
22.04. | 19 | 184.8206 |  | 145.2998 | 0 | 0 | 39.5208 | 0
22.04. | 20 | 184.8206 |  | 145.2998 | 0 | 0 | 39.5208 | 0
22.04. | 21 | 184.8206 |  | 145.2998 | 0 | 0 | 39.5208 | 0
22.04. | 22 | 184.8206 |  | 145.2998 | 0 | 0 | 39.5208 | 0
22.04. | 23 | 184.8206 |  | 145.2998 | 0 | 0 | 39.5208 | 0
22.04. | 24 | 184.8206 |  | 145.2998 | 0 | 0 | 39.5208 | 0
23.04. | 1 | 184.8206 |  | 145.2998 | 0 | 0 | 39.5208 | 0
23.04. | 2 | 184.8206 |  | 145.2998 | 0 | 0 | 39.5208 | 0
23.04. | 3 | 184.8206 |  | 145.2998 | 0 | 0 | 39.5208 | 0
23.04. | 4 | 184.8206 |  | 145.2998 | 0 | 0 | 39.5208 | 0
23.04. | 5 | 184.8206 |  | 145.2998 | 0 | 0 | 39.5208 | 0
23.04. | 6 | 184.8206 |  | 145.2998 | 0 | 0 | 39.5208 | 0
23.04. | 7 | 184.8206 |  | 145.2998 | 0 | 0 | 39.5208 | 0
23.04. | 8 | 184.8206 |  | 145.2998 | 0 | 0 | 39.5208 | 0
23.04. | 9 | 184.8206 |  | 145.2998 | 0 | 0 | 39.5208 | 0
23.04. | 10 | 184.8206 |  | 145.2998 | 0 | 0 | 39.5208 | 0
23.04. | 11 | 184.8206 |  | 145.2998 | 0 | 0 | 39.5208 | 0
23.04. | 12 | 184.8206 |  | 145.2998 | 0 | 0 | 39.5208 | 0
23.04. | 13 | 184.8206 |  | 145.2998 | 0 | 0 | 39.5208 | 0
23.04. | 14 | 184.8206 |  | 145.2998 | 0 | 0 | 39.5208 | 0
23.04. | 15 | 184.8206 |  | 145.2998 | 0 | 0 | 39.5208 | 0
23.04. | 16 | 184.8206 |  | 145.2998 | 0 | 0 | 39.5208 | 0
23.04. | 17 | 184.8206 |  | 145.2998 | 0 | 0 | 39.5208 | 0
23.04. | 18 | 184.8206 |  | 145.2998 | 0 | 0 | 39.5208 | 0
23.04. | 19 | 184.8206 |  | 145.2998 | 0 | 0 | 39.5208 | 0
23.04. | 20 | 184.8206 |  | 145.2998 | 0 | 0 | 39.5208 | 0
23.04. | 21 | 184.8206 |  | 145.2998 | 0 | 0 | 39.5208 | 0
23.04. | 22 | 184.8206 |  | 145.2998 | 0 | 0 | 39.5208 | 0
23.04. | 23 | 184.8206 |  | 145.2998 | 0 | 0 | 39.5208 | 0
23.04. | 24 | 184.8206 |  | 145.2998 | 0 | 0 | 39.5208 | 0
24.04. | 1 | 184.8206 |  | 145.2998 | 0 | 0 | 39.5208 | 0
24.04. | 2 | 184.8206 |  | 145.2998 | 0 | 0 | 39.5208 | 0
24.04. | 3 | 184.8206 |  | 145.2998 | 0 | 0 | 39.5208 | 0
24.04. | 4 | 184.8206 |  | 145.2998 | 0 | 0 | 39.5208 | 0
24.04. | 5 | 184.8206 |  | 145.2998 | 0 | 0 | 39.5208 | 0
24.04. | 6 | 184.8206 |  | 145.2998 | 0 | 0 | 39.5208 | 0
24.04. | 7 | 184.8206 |  | 145.2998 | 0 | 0 | 39.5208 | 0
24.04. | 8 | 184.8206 |  | 145.2998 | 0 | 0 | 39.5208 | 0
24.04. | 9 | 184.8206 |  | 145.2998 | 0 | 0 | 39.5208 | 0
24.04. | 10 | 184.8206 |  | 145.2998 | 0 | 0 | 39.5208 | 0
24.04. | 11 | 184.8206 |  | 145.2998 | 0 | 0 | 39.5208 | 0
24.04. | 12 | 184.8206 |  | 145.2998 | 0 | 0 | 39.5208 | 0
24.04. | 13 | 184.8206 |  | 145.2998 | 0 | 0 | 39.5208 | 0
24.04. | 14 | 184.8206 |  | 145.2998 | 0 | 0 | 39.5208 | 0
24.04. | 15 | 184.8206 |  | 145.2998 | 0 | 0 | 39.5208 | 0
24.04. | 16 | 184.8206 |  | 145.2998 | 0 | 0 | 39.5208 | 0
24.04. | 17 | 184.8206 |  | 145.2998 | 0 | 0 | 39.5208 | 0
24.04. | 18 | 184.8206 |  | 145.2998 | 0 | 0 | 39.5208 | 0
24.04. | 19 | 184.8206 |  | 145.2998 | 0 | 0 | 39.5208 | 0
24.04. | 20 | 184.8206 |  | 145.2998 | 0 | 0 | 39.5208 | 0
24.04. | 21 | 184.8206 |  | 145.2998 | 0 | 0 | 39.5208 | 0
24.04. | 22 | 184.8206 |  | 145.2998 | 0 | 0 | 39.5208 | 0
24.04. | 23 | 184.8206 |  | 145.2998 | 0 | 0 | 39.5208 | 0
24.04. | 24 | 184.8206 |  | 145.2998 | 0 | 0 | 39.5208 | 0
25.04. | 1 | 184.8206 |  | 145.2998 | 0 | 0 | 39.5208 | 0
25.04. | 2 | 184.8206 |  | 145.2998 | 0 | 0 | 39.5208 | 0
25.04. | 3 | 184.8206 |  | 145.2998 | 0 | 0 | 39.5208 | 0
25.04. | 4 | 184.8206 |  | 145.2998 | 0 | 0 | 39.5208 | 0
25.04. | 5 | 184.8206 |  | 145.2998 | 0 | 0 | 39.5208 | 0
25.04. | 6 | 184.8206 |  | 145.2998 | 0 | 0 | 39.5208 | 0
25.04. | 7 | 184.8206 |  | 145.2998 | 0 | 0 | 39.5208 | 0
25.04. | 8 | 184.8206 |  | 145.2998 | 0 | 0 | 39.5208 | 0
25.04. | 9 | 184.8206 |  | 145.2998 | 0 | 0 | 39.5208 | 0
25.04. | 10 | 184.8206 |  | 145.2998 | 0 | 0 | 39.5208 | 0
25.04. | 11 | 184.8206 |  | 145.2998 | 0 | 0 | 39.5208 | 0
25.04. | 12 | 184.8206 |  | 145.2998 | 0 | 0 | 39.5208 | 0
25.04. | 13 | 184.8206 |  | 145.2998 | 0 | 0 | 39.5208 | 0
25.04. | 14 | 184.8206 |  | 145.2998 | 0 | 0 | 39.5208 | 0
25.04. | 15 | 184.8206 |  | 145.2998 | 0 | 0 | 39.5208 | 0
25.04. | 16 | 184.8206 |  | 145.2998 | 0 | 0 | 39.5208 | 0
25.04. | 17 | 184.8206 |  | 145.2998 | 0 | 0 | 39.5208 | 0
25.04. | 18 | 184.8206 |  | 145.2998 | 0 | 0 | 39.5208 | 0
25.04. | 19 | 184.8206 |  | 145.2998 | 0 | 0 | 39.5208 | 0
25.04. | 20 | 184.8206 |  | 145.2998 | 0 | 0 | 39.5208 | 0
25.04. | 21 | 184.8206 |  | 145.2998 | 0 | 0 | 39.5208 | 0
25.04. | 22 | 184.8206 |  | 145.2998 | 0 | 0 | 39.5208 | 0
25.04. | 23 | 184.8206 |  | 145.2998 | 0 | 0 | 39.5208 | 0
25.04. | 24 | 184.8206 |  | 145.2998 | 0 | 0 | 39.5208 | 0
26.04. | 1 | 184.8206 |  | 145.2998 | 0 | 0 | 39.5208 | 0
26.04. | 2 | 184.8206 |  | 145.2998 | 0 | 0 | 39.5208 | 0
26.04. | 3 | 184.8206 |  | 145.2998 | 0 | 0 | 39.5208 | 0
26.04. | 4 | 184.8206 |  | 145.2998 | 0 | 0 | 39.5208 | 0
26.04. | 5 | 184.8206 |  | 145.2998 | 0 | 0 | 39.5208 | 0
26.04. | 6 | 184.8206 |  | 145.2998 | 0 | 0 | 39.5208 | 0
26.04. | 7 | 184.8206 |  | 145.2998 | 0 | 0 | 39.5208 | 0
26.04. | 8 | 184.8206 |  | 145.2998 | 0 | 0 | 39.5208 | 0
26.04. | 9 | 184.8206 |  | 145.2998 | 0 | 0 | 39.5208 | 0
26.04. | 10 | 184.8206 |  | 145.2998 | 0 | 0 | 39.5208 | 0
26.04. | 11 | 184.8206 |  | 145.2998 | 0 | 0 | 39.5208 | 0
26.04. | 12 | 184.8206 |  | 145.2998 | 0 | 0 | 39.5208 | 0
26.04. | 13 | 184.8206 |  | 145.2998 | 0 | 0 | 39.5208 | 0
26.04. | 14 | 184.8206 |  | 145.2998 | 0 | 0 | 39.5208 | 0
26.04. | 15 | 184.8206 |  | 145.2998 | 0 | 0 | 39.5208 | 0
26.04. | 16 | 184.8206 |  | 145.2998 | 0 | 0 | 39.5208 | 0
26.04. | 17 | 184.8206 |  | 145.2998 | 0 | 0 | 39.5208 | 0
26.04. | 18 | 184.8206 |  | 145.2998 | 0 | 0 | 39.5208 | 0
26.04. | 19 | 184.8206 |  | 145.2998 | 0 | 0 | 39.5208 | 0
26.04. | 20 | 184.8206 |  | 145.2998 | 0 | 0 | 39.5208 | 0
26.04. | 21 | 184.8206 |  | 145.2998 | 0 | 0 | 39.5208 | 0
26.04. | 22 | 184.8206 |  | 145.2998 | 0 | 0 | 39.5208 | 0
26.04. | 23 | 184.8206 |  | 145.2998 | 0 | 0 | 39.5208 | 0
26.04. | 24 | 184.8206 |  | 145.2998 | 0 | 0 | 39.5208 | 0
27.04. | 1 | 184.8206 |  | 145.2998 | 0 | 0 | 39.5208 | 0
27.04. | 2 | 184.8206 |  | 145.2998 | 0 | 0 | 39.5208 | 0
27.04. | 3 | 184.8206 |  | 145.2998 | 0 | 0 | 39.5208 | 0
27.04. | 4 | 184.8206 |  | 145.2998 | 0 | 0 | 39.5208 | 0
27.04. | 5 | 184.8206 |  | 145.2998 | 0 | 0 | 39.5208 | 0
27.04. | 6 | 184.8206 |  | 145.2998 | 0 | 0 | 39.5208 | 0
27.04. | 7 | 184.8206 |  | 145.2998 | 0 | 0 | 39.5208 | 0
27.04. | 8 | 184.8206 |  | 145.2998 | 0 | 0 | 39.5208 | 0
27.04. | 9 | 184.8206 |  | 145.2998 | 0 | 0 | 39.5208 | 0
27.04. | 10 | 184.8206 |  | 145.2998 | 0 | 0 | 39.5208 | 0
27.04. | 11 | 184.8206 |  | 145.2998 | 0 | 0 | 39.5208 | 0
27.04. | 12 | 184.8206 |  | 145.2998 | 0 | 0 | 39.5208 | 0
27.04. | 13 | 184.8206 |  | 145.2998 | 0 | 0 | 39.5208 | 0
27.04. | 14 | 184.8206 |  | 145.2998 | 0 | 0 | 39.5208 | 0
27.04. | 15 | 184.8206 |  | 145.2998 | 0 | 0 | 39.5208 | 0
27.04. | 16 | 184.8206 |  | 145.2998 | 0 | 0 | 39.5208 | 0
27.04. | 17 | 184.8206 |  | 145.2998 | 0 | 0 | 39.5208 | 0
27.04. | 18 | 184.8206 |  | 145.2998 | 0 | 0 | 39.5208 | 0
27.04. | 19 | 184.8206 |  | 145.2998 | 0 | 0 | 39.5208 | 0
27.04. | 20 | 184.8206 |  | 145.2998 | 0 | 0 | 39.5208 | 0
27.04. | 21 | 184.8206 |  | 145.2998 | 0 | 0 | 39.5208 | 0
27.04. | 22 | 184.8206 |  | 145.2998 | 0 | 0 | 39.5208 | 0
27.04. | 23 | 184.8206 |  | 145.2998 | 0 | 0 | 39.5208 | 0
27.04. | 24 | 184.8206 |  | 145.2998 | 0 | 0 | 39.5208 | 0
28.04. | 1 | 184.8206 |  | 145.2998 | 0 | 0 | 39.5208 | 0
28.04. | 2 | 184.8206 |  | 145.2998 | 0 | 0 | 39.5208 | 0
28.04. | 3 | 184.8206 |  | 145.2998 | 0 | 0 | 39.5208 | 0
28.04. | 4 | 184.8206 |  | 145.2998 | 0 | 0 | 39.5208 | 0
28.04. | 5 | 184.8206 |  | 145.2998 | 0 | 0 | 39.5208 | 0
28.04. | 6 | 184.8206 |  | 145.2998 | 0 | 0 | 39.5208 | 0
28.04. | 7 | 184.8206 |  | 145.2998 | 0 | 0 | 39.5208 | 0
28.04. | 8 | 184.8206 |  | 145.2998 | 0 | 0 | 39.5208 | 0
28.04. | 9 | 184.8206 |  | 145.2998 | 0 | 0 | 39.5208 | 0
28.04. | 10 | 184.8206 |  | 145.2998 | 0 | 0 | 39.5208 | 0
28.04. | 11 | 184.8206 |  | 145.2998 | 0 | 0 | 39.5208 | 0
28.04. | 12 | 184.8206 |  | 145.2998 | 0 | 0 | 39.5208 | 0
28.04. | 13 | 184.8206 |  | 145.2998 | 0 | 0 | 39.5208 | 0
28.04. | 14 | 184.8206 |  | 145.2998 | 0 | 0 | 39.5208 | 0
28.04. | 15 | 184.8206 |  | 145.2998 | 0 | 0 | 39.5208 | 0
28.04. | 16 | 184.8206 |  | 145.2998 | 0 | 0 | 39.5208 | 0
28.04. | 17 | 184.8206 |  | 145.2998 | 0 | 0 | 39.5208 | 0
28.04. | 18 | 184.8206 |  | 145.2998 | 0 | 0 | 39.5208 | 0
28.04. | 19 | 184.8206 |  | 145.2998 | 0 | 0 | 39.5208 | 0
28.04. | 20 | 184.8206 |  | 145.2998 | 0 | 0 | 39.5208 | 0
28.04. | 21 | 184.8206 |  | 145.2998 | 0 | 0 | 39.5208 | 0
28.04. | 22 | 184.8206 |  | 145.2998 | 0 | 0 | 39.5208 | 0
28.04. | 23 | 184.8206 |  | 145.2998 | 0 | 0 | 39.5208 | 0
28.04. | 24 | 184.8206 |  | 145.2998 | 0 | 0 | 39.5208 | 0
29.04. | 1 | 184.8206 |  | 145.2998 | 0 | 0 | 39.5208 | 0
29.04. | 2 | 184.8206 |  | 145.2998 | 0 | 0 | 39.5208 | 0
29.04. | 3 | 184.8206 |  | 145.2998 | 0 | 0 | 39.5208 | 0
29.04. | 4 | 184.8206 |  | 145.2998 | 0 | 0 | 39.5208 | 0
29.04. | 5 | 184.8206 |  | 145.2998 | 0 | 0 | 39.5208 | 0
29.04. | 6 | 184.8206 |  | 145.2998 | 0 | 0 | 39.5208 | 0
29.04. | 7 | 184.8206 |  | 145.2998 | 0 | 0 | 39.5208 | 0
29.04. | 8 | 184.8206 |  | 145.2998 | 0 | 0 | 39.5208 | 0
29.04. | 9 | 184.8206 |  | 145.2998 | 0 | 0 | 39.5208 | 0
29.04. | 10 | 184.8206 |  | 145.2998 | 0 | 0 | 39.5208 | 0
29.04. | 11 | 184.8206 |  | 145.2998 | 0 | 0 | 39.5208 | 0
29.04. | 12 | 184.8206 |  | 145.2998 | 0 | 0 | 39.5208 | 0
29.04. | 13 | 184.8206 |  | 145.2998 | 0 | 0 | 39.5208 | 0
29.04. | 14 | 184.8206 |  | 145.2998 | 0 | 0 | 39.5208 | 0
29.04. | 15 | 184.8206 |  | 145.2998 | 0 | 0 | 39.5208 | 0
29.04. | 16 | 184.8206 |  | 145.2998 | 0 | 0 | 39.5208 | 0
29.04. | 17 | 184.8206 |  | 145.2998 | 0 | 0 | 39.5208 | 0
29.04. | 18 | 184.8206 |  | 145.2998 | 0 | 0 | 39.5208 | 0
29.04. | 19 | 184.8206 |  | 145.2998 | 0 | 0 | 39.5208 | 0
29.04. | 20 | 184.8206 |  | 145.2998 | 0 | 0 | 39.5208 | 0
29.04. | 21 | 184.8206 |  | 145.2998 | 0 | 0 | 39.5208 | 0
29.04. | 22 | 184.8206 |  | 145.2998 | 0 | 0 | 39.5208 | 0
29.04. | 23 | 184.8206 |  | 145.2998 | 0 | 0 | 39.5208 | 0
29.04. | 24 | 184.8206 |  | 145.2998 | 0 | 0 | 39.5208 | 0
30.04. | 1 | 184.8206 |  | 145.2998 | 0 | 0 | 39.5208 | 0
30.04. | 2 | 184.8206 |  | 145.2998 | 0 | 0 | 39.5208 | 0
30.04. | 3 | 184.8206 |  | 145.2998 | 0 | 0 | 39.5208 | 0
30.04. | 4 | 184.8206 |  | 145.2998 | 0 | 0 | 39.5208 | 0
30.04. | 5 | 184.8206 |  | 145.2998 | 0 | 0 | 39.5208 | 0
30.04. | 6 | 184.8206 |  | 145.2998 | 0 | 0 | 39.5208 | 0
30.04. | 7 | 184.8206 |  | 145.2998 | 0 | 0 | 39.5208 | 0
30.04. | 8 | 184.8206 |  | 145.2998 | 0 | 0 | 39.5208 | 0
30.04. | 9 | 184.8206 |  | 145.2998 | 0 | 0 | 39.5208 | 0
30.04. | 10 | 184.8206 |  | 145.2998 | 0 | 0 | 39.5208 | 0
30.04. | 11 | 184.8206 |  | 145.2998 | 0 | 0 | 39.5208 | 0
30.04. | 12 | 184.8206 |  | 145.2998 | 0 | 0 | 39.5208 | 0
30.04. | 13 | 184.8206 |  | 145.2998 | 0 | 0 | 39.5208 | 0
30.04. | 14 | 184.8206 |  | 145.2998 | 0 | 0 | 39.5208 | 0
30.04. | 15 | 184.8206 |  | 145.2998 | 0 | 0 | 39.5208 | 0
30.04. | 16 | 184.8206 |  | 145.2998 | 0 | 0 | 39.5208 | 0
30.04. | 17 | 184.8206 |  | 145.2998 | 0 | 0 | 39.5208 | 0
30.04. | 18 | 184.8206 |  | 145.2998 | 0 | 0 | 39.5208 | 0
30.04. | 19 | 184.8206 |  | 145.2998 | 0 | 0 | 39.5208 | 0
30.04. | 20 | 184.8206 |  | 145.2998 | 0 | 0 | 39.5208 | 0
30.04. | 21 | 184.8206 |  | 145.2998 | 0 | 0 | 39.5208 | 0
30.04. | 22 | 184.8206 |  | 145.2998 | 0 | 0 | 39.5208 | 0
30.04. | 23 | 184.8206 |  | 145.2998 | 0 | 0 | 39.5208 | 0
30.04. | 24 | 184.8206 |  | 145.2998 | 0 | 0 | 39.5208 | 0
01.05. | 1 | 181.2278 |  | 145.2998 | 0 | 0 | 35.928 | 0
01.05. | 2 | 181.2278 |  | 145.2998 | 0 | 0 | 35.928 | 0
01.05. | 3 | 181.2278 |  | 145.2998 | 0 | 0 | 35.928 | 0
01.05. | 4 | 181.2278 |  | 145.2998 | 0 | 0 | 35.928 | 0
01.05. | 5 | 181.2278 |  | 145.2998 | 0 | 0 | 35.928 | 0
01.05. | 6 | 181.2278 |  | 145.2998 | 0 | 0 | 35.928 | 0
01.05. | 7 | 181.2278 |  | 145.2998 | 0 | 0 | 35.928 | 0
01.05. | 8 | 181.2278 |  | 145.2998 | 0 | 0 | 35.928 | 0
01.05. | 9 | 181.2278 |  | 145.2998 | 0 | 0 | 35.928 | 0
01.05. | 10 | 181.2278 |  | 145.2998 | 0 | 0 | 35.928 | 0
01.05. | 11 | 181.2278 |  | 145.2998 | 0 | 0 | 35.928 | 0
01.05. | 12 | 181.2278 |  | 145.2998 | 0 | 0 | 35.928 | 0
01.05. | 13 | 181.2278 |  | 145.2998 | 0 | 0 | 35.928 | 0
01.05. | 14 | 181.2278 |  | 145.2998 | 0 | 0 | 35.928 | 0
01.05. | 15 | 181.2278 |  | 145.2998 | 0 | 0 | 35.928 | 0
01.05. | 16 | 181.2278 |  | 145.2998 | 0 | 0 | 35.928 | 0
01.05. | 17 | 181.2278 |  | 145.2998 | 0 | 0 | 35.928 | 0
01.05. | 18 | 181.2278 |  | 145.2998 | 0 | 0 | 35.928 | 0
01.05. | 19 | 181.2278 |  | 145.2998 | 0 | 0 | 35.928 | 0
01.05. | 20 | 181.2278 |  | 145.2998 | 0 | 0 | 35.928 | 0
01.05. | 21 | 181.2278 |  | 145.2998 | 0 | 0 | 35.928 | 0
01.05. | 22 | 181.2278 |  | 145.2998 | 0 | 0 | 35.928 | 0
01.05. | 23 | 181.2278 |  | 145.2998 | 0 | 0 | 35.928 | 0
01.05. | 24 | 181.2278 |  | 145.2998 | 0 | 0 | 35.928 | 0
02.05. | 1 | 181.2278 |  | 145.2998 | 0 | 0 | 35.928 | 0
02.05. | 2 | 181.2278 |  | 145.2998 | 0 | 0 | 35.928 | 0
02.05. | 3 | 181.2278 |  | 145.2998 | 0 | 0 | 35.928 | 0
02.05. | 4 | 181.2278 |  | 145.2998 | 0 | 0 | 35.928 | 0
02.05. | 5 | 181.2278 |  | 145.2998 | 0 | 0 | 35.928 | 0
02.05. | 6 | 181.2278 |  | 145.2998 | 0 | 0 | 35.928 | 0
02.05. | 7 | 181.2278 |  | 145.2998 | 0 | 0 | 35.928 | 0
02.05. | 8 | 181.2278 |  | 145.2998 | 0 | 0 | 35.928 | 0
02.05. | 9 | 181.2278 |  | 145.2998 | 0 | 0 | 35.928 | 0
02.05. | 10 | 181.2278 |  | 145.2998 | 0 | 0 | 35.928 | 0
02.05. | 11 | 181.2278 |  | 145.2998 | 0 | 0 | 35.928 | 0
02.05. | 12 | 181.2278 |  | 145.2998 | 0 | 0 | 35.928 | 0
02.05. | 13 | 181.2278 |  | 145.2998 | 0 | 0 | 35.928 | 0
02.05. | 14 | 181.2278 |  | 145.2998 | 0 | 0 | 35.928 | 0
02.05. | 15 | 181.2278 |  | 145.2998 | 0 | 0 | 35.928 | 0
02.05. | 16 | 181.2278 |  | 145.2998 | 0 | 0 | 35.928 | 0
02.05. | 17 | 181.2278 |  | 145.2998 | 0 | 0 | 35.928 | 0
02.05. | 18 | 181.2278 |  | 145.2998 | 0 | 0 | 35.928 | 0
02.05. | 19 | 181.2278 |  | 145.2998 | 0 | 0 | 35.928 | 0
02.05. | 20 | 181.2278 |  | 145.2998 | 0 | 0 | 35.928 | 0
02.05. | 21 | 181.2278 |  | 145.2998 | 0 | 0 | 35.928 | 0
02.05. | 22 | 181.2278 |  | 145.2998 | 0 | 0 | 35.928 | 0
02.05. | 23 | 181.2278 |  | 145.2998 | 0 | 0 | 35.928 | 0
02.05. | 24 | 181.2278 |  | 145.2998 | 0 | 0 | 35.928 | 0
03.05. | 1 | 181.2278 |  | 145.2998 | 0 | 0 | 35.928 | 0
03.05. | 2 | 181.2278 |  | 145.2998 | 0 | 0 | 35.928 | 0
03.05. | 3 | 181.2278 |  | 145.2998 | 0 | 0 | 35.928 | 0
03.05. | 4 | 181.2278 |  | 145.2998 | 0 | 0 | 35.928 | 0
03.05. | 5 | 181.2278 |  | 145.2998 | 0 | 0 | 35.928 | 0
03.05. | 6 | 181.2278 |  | 145.2998 | 0 | 0 | 35.928 | 0
03.05. | 7 | 181.2278 |  | 145.2998 | 0 | 0 | 35.928 | 0
03.05. | 8 | 181.2278 |  | 145.2998 | 0 | 0 | 35.928 | 0
03.05. | 9 | 181.2278 |  | 145.2998 | 0 | 0 | 35.928 | 0
03.05. | 10 | 181.2278 |  | 145.2998 | 0 | 0 | 35.928 | 0
03.05. | 11 | 181.2278 |  | 145.2998 | 0 | 0 | 35.928 | 0
03.05. | 12 | 181.2278 |  | 145.2998 | 0 | 0 | 35.928 | 0
03.05. | 13 | 181.2278 |  | 145.2998 | 0 | 0 | 35.928 | 0
03.05. | 14 | 181.2278 |  | 145.2998 | 0 | 0 | 35.928 | 0
03.05. | 15 | 181.2278 |  | 145.2998 | 0 | 0 | 35.928 | 0
03.05. | 16 | 181.2278 |  | 145.2998 | 0 | 0 | 35.928 | 0
03.05. | 17 | 181.2278 |  | 145.2998 | 0 | 0 | 35.928 | 0
03.05. | 18 | 181.2278 |  | 145.2998 | 0 | 0 | 35.928 | 0
03.05. | 19 | 181.2278 |  | 145.2998 | 0 | 0 | 35.928 | 0
03.05. | 20 | 181.2278 |  | 145.2998 | 0 | 0 | 35.928 | 0
03.05. | 21 | 181.2278 |  | 145.2998 | 0 | 0 | 35.928 | 0
03.05. | 22 | 181.2278 |  | 145.2998 | 0 | 0 | 35.928 | 0
03.05. | 23 | 181.2278 |  | 145.2998 | 0 | 0 | 35.928 | 0
03.05. | 24 | 181.2278 |  | 145.2998 | 0 | 0 | 35.928 | 0
04.05. | 1 | 181.2278 |  | 145.2998 | 0 | 0 | 35.928 | 0
04.05. | 2 | 181.2278 |  | 145.2998 | 0 | 0 | 35.928 | 0
04.05. | 3 | 181.2278 |  | 145.2998 | 0 | 0 | 35.928 | 0
04.05. | 4 | 181.2278 |  | 145.2998 | 0 | 0 | 35.928 | 0
04.05. | 5 | 181.2278 |  | 145.2998 | 0 | 0 | 35.928 | 0
04.05. | 6 | 181.2278 |  | 145.2998 | 0 | 0 | 35.928 | 0
04.05. | 7 | 181.2278 |  | 145.2998 | 0 | 0 | 35.928 | 0
04.05. | 8 | 181.2278 |  | 145.2998 | 0 | 0 | 35.928 | 0
04.05. | 9 | 181.2278 |  | 145.2998 | 0 | 0 | 35.928 | 0
04.05. | 10 | 181.2278 |  | 145.2998 | 0 | 0 | 35.928 | 0
04.05. | 11 | 181.2278 |  | 145.2998 | 0 | 0 | 35.928 | 0
04.05. | 12 | 181.2278 |  | 145.2998 | 0 | 0 | 35.928 | 0
04.05. | 13 | 181.2278 |  | 145.2998 | 0 | 0 | 35.928 | 0
04.05. | 14 | 181.2278 |  | 145.2998 | 0 | 0 | 35.928 | 0
04.05. | 15 | 181.2278 |  | 145.2998 | 0 | 0 | 35.928 | 0
04.05. | 16 | 181.2278 |  | 145.2998 | 0 | 0 | 35.928 | 0
04.05. | 17 | 181.2278 |  | 145.2998 | 0 | 0 | 35.928 | 0
04.05. | 18 | 181.2278 |  | 145.2998 | 0 | 0 | 35.928 | 0
04.05. | 19 | 181.2278 |  | 145.2998 | 0 | 0 | 35.928 | 0
04.05. | 20 | 181.2278 |  | 145.2998 | 0 | 0 | 35.928 | 0
04.05. | 21 | 181.2278 |  | 145.2998 | 0 | 0 | 35.928 | 0
04.05. | 22 | 181.2278 |  | 145.2998 | 0 | 0 | 35.928 | 0
04.05. | 23 | 181.2278 |  | 145.2998 | 0 | 0 | 35.928 | 0
04.05. | 24 | 181.2278 |  | 145.2998 | 0 | 0 | 35.928 | 0
05.05. | 1 | 181.2278 |  | 145.2998 | 0 | 0 | 35.928 | 0
05.05. | 2 | 181.2278 |  | 145.2998 | 0 | 0 | 35.928 | 0
05.05. | 3 | 181.2278 |  | 145.2998 | 0 | 0 | 35.928 | 0
05.05. | 4 | 181.2278 |  | 145.2998 | 0 | 0 | 35.928 | 0
05.05. | 5 | 181.2278 |  | 145.2998 | 0 | 0 | 35.928 | 0
05.05. | 6 | 181.2278 |  | 145.2998 | 0 | 0 | 35.928 | 0
05.05. | 7 | 181.2278 |  | 145.2998 | 0 | 0 | 35.928 | 0
05.05. | 8 | 181.2278 |  | 145.2998 | 0 | 0 | 35.928 | 0
05.05. | 9 | 181.2278 |  | 145.2998 | 0 | 0 | 35.928 | 0
05.05. | 10 | 181.2278 |  | 145.2998 | 0 | 0 | 35.928 | 0
05.05. | 11 | 181.2278 |  | 145.2998 | 0 | 0 | 35.928 | 0
05.05. | 12 | 181.2278 |  | 145.2998 | 0 | 0 | 35.928 | 0
05.05. | 13 | 181.2278 |  | 145.2998 | 0 | 0 | 35.928 | 0
05.05. | 14 | 181.2278 |  | 145.2998 | 0 | 0 | 35.928 | 0
05.05. | 15 | 181.2278 |  | 145.2998 | 0 | 0 | 35.928 | 0
05.05. | 16 | 181.2278 |  | 145.2998 | 0 | 0 | 35.928 | 0
05.05. | 17 | 181.2278 |  | 145.2998 | 0 | 0 | 35.928 | 0
05.05. | 18 | 181.2278 |  | 145.2998 | 0 | 0 | 35.928 | 0
05.05. | 19 | 181.2278 |  | 145.2998 | 0 | 0 | 35.928 | 0
05.05. | 20 | 181.2278 |  | 145.2998 | 0 | 0 | 35.928 | 0
05.05. | 21 | 181.2278 |  | 145.2998 | 0 | 0 | 35.928 | 0
05.05. | 22 | 181.2278 |  | 145.2998 | 0 | 0 | 35.928 | 0
05.05. | 23 | 181.2278 |  | 145.2998 | 0 | 0 | 35.928 | 0
05.05. | 24 | 181.2278 |  | 145.2998 | 0 | 0 | 35.928 | 0
06.05. | 1 | 181.2278 |  | 145.2998 | 0 | 0 | 35.928 | 0
06.05. | 2 | 181.2278 |  | 145.2998 | 0 | 0 | 35.928 | 0
06.05. | 3 | 181.2278 |  | 145.2998 | 0 | 0 | 35.928 | 0
06.05. | 4 | 181.2278 |  | 145.2998 | 0 | 0 | 35.928 | 0
06.05. | 5 | 181.2278 |  | 145.2998 | 0 | 0 | 35.928 | 0
06.05. | 6 | 181.2278 |  | 145.2998 | 0 | 0 | 35.928 | 0
06.05. | 7 | 181.2278 |  | 145.2998 | 0 | 0 | 35.928 | 0
06.05. | 8 | 181.2278 |  | 145.2998 | 0 | 0 | 35.928 | 0
06.05. | 9 | 181.2278 |  | 145.2998 | 0 | 0 | 35.928 | 0
06.05. | 10 | 181.2278 |  | 145.2998 | 0 | 0 | 35.928 | 0
06.05. | 11 | 181.2278 |  | 145.2998 | 0 | 0 | 35.928 | 0
06.05. | 12 | 181.2278 |  | 145.2998 | 0 | 0 | 35.928 | 0
06.05. | 13 | 181.2278 |  | 145.2998 | 0 | 0 | 35.928 | 0
06.05. | 14 | 181.2278 |  | 145.2998 | 0 | 0 | 35.928 | 0
06.05. | 15 | 181.2278 |  | 145.2998 | 0 | 0 | 35.928 | 0
06.05. | 16 | 181.2278 |  | 145.2998 | 0 | 0 | 35.928 | 0
06.05. | 17 | 181.2278 |  | 145.2998 | 0 | 0 | 35.928 | 0
06.05. | 18 | 181.2278 |  | 145.2998 | 0 | 0 | 35.928 | 0
06.05. | 19 | 181.2278 |  | 145.2998 | 0 | 0 | 35.928 | 0
06.05. | 20 | 181.2278 |  | 145.2998 | 0 | 0 | 35.928 | 0
06.05. | 21 | 181.2278 |  | 145.2998 | 0 | 0 | 35.928 | 0
06.05. | 22 | 181.2278 |  | 145.2998 | 0 | 0 | 35.928 | 0
06.05. | 23 | 181.2278 |  | 145.2998 | 0 | 0 | 35.928 | 0
06.05. | 24 | 181.2278 |  | 145.2998 | 0 | 0 | 35.928 | 0
07.05. | 1 | 181.2278 |  | 145.2998 | 0 | 0 | 35.928 | 0
07.05. | 2 | 181.2278 |  | 145.2998 | 0 | 0 | 35.928 | 0
07.05. | 3 | 181.2278 |  | 145.2998 | 0 | 0 | 35.928 | 0
07.05. | 4 | 181.2278 |  | 145.2998 | 0 | 0 | 35.928 | 0
07.05. | 5 | 181.2278 |  | 145.2998 | 0 | 0 | 35.928 | 0
07.05. | 6 | 181.2278 |  | 145.2998 | 0 | 0 | 35.928 | 0
07.05. | 7 | 181.2278 |  | 145.2998 | 0 | 0 | 35.928 | 0
07.05. | 8 | 181.2278 |  | 145.2998 | 0 | 0 | 35.928 | 0
07.05. | 9 | 181.2278 |  | 145.2998 | 0 | 0 | 35.928 | 0
07.05. | 10 | 181.2278 |  | 145.2998 | 0 | 0 | 35.928 | 0
07.05. | 11 | 181.2278 |  | 145.2998 | 0 | 0 | 35.928 | 0
07.05. | 12 | 181.2278 |  | 145.2998 | 0 | 0 | 35.928 | 0
07.05. | 13 | 181.2278 |  | 145.2998 | 0 | 0 | 35.928 | 0
07.05. | 14 | 181.2278 |  | 145.2998 | 0 | 0 | 35.928 | 0
07.05. | 15 | 181.2278 |  | 145.2998 | 0 | 0 | 35.928 | 0
07.05. | 16 | 181.2278 |  | 145.2998 | 0 | 0 | 35.928 | 0
07.05. | 17 | 181.2278 |  | 145.2998 | 0 | 0 | 35.928 | 0
07.05. | 18 | 181.2278 |  | 145.2998 | 0 | 0 | 35.928 | 0
07.05. | 19 | 181.2278 |  | 145.2998 | 0 | 0 | 35.928 | 0
07.05. | 20 | 181.2278 |  | 145.2998 | 0 | 0 | 35.928 | 0
07.05. | 21 | 181.2278 |  | 145.2998 | 0 | 0 | 35.928 | 0
07.05. | 22 | 181.2278 |  | 145.2998 | 0 | 0 | 35.928 | 0
07.05. | 23 | 181.2278 |  | 145.2998 | 0 | 0 | 35.928 | 0
07.05. | 24 | 181.2278 |  | 145.2998 | 0 | 0 | 35.928 | 0
08.05. | 1 | 181.2278 |  | 145.2998 | 0 | 0 | 35.928 | 0
08.05. | 2 | 181.2278 |  | 145.2998 | 0 | 0 | 35.928 | 0
08.05. | 3 | 181.2278 |  | 145.2998 | 0 | 0 | 35.928 | 0
08.05. | 4 | 181.2278 |  | 145.2998 | 0 | 0 | 35.928 | 0
08.05. | 5 | 181.2278 |  | 145.2998 | 0 | 0 | 35.928 | 0
08.05. | 6 | 181.2278 |  | 145.2998 | 0 | 0 | 35.928 | 0
08.05. | 7 | 181.2278 |  | 145.2998 | 0 | 0 | 35.928 | 0
08.05. | 8 | 181.2278 |  | 145.2998 | 0 | 0 | 35.928 | 0
08.05. | 9 | 181.2278 |  | 145.2998 | 0 | 0 | 35.928 | 0
08.05. | 10 | 181.2278 |  | 145.2998 | 0 | 0 | 35.928 | 0
08.05. | 11 | 181.2278 |  | 145.2998 | 0 | 0 | 35.928 | 0
08.05. | 12 | 181.2278 |  | 145.2998 | 0 | 0 | 35.928 | 0
08.05. | 13 | 181.2278 |  | 145.2998 | 0 | 0 | 35.928 | 0
08.05. | 14 | 181.2278 |  | 145.2998 | 0 | 0 | 35.928 | 0
08.05. | 15 | 181.2278 |  | 145.2998 | 0 | 0 | 35.928 | 0
08.05. | 16 | 181.2278 |  | 145.2998 | 0 | 0 | 35.928 | 0
08.05. | 17 | 181.2278 |  | 145.2998 | 0 | 0 | 35.928 | 0
08.05. | 18 | 181.2278 |  | 145.2998 | 0 | 0 | 35.928 | 0
08.05. | 19 | 181.2278 |  | 145.2998 | 0 | 0 | 35.928 | 0
08.05. | 20 | 181.2278 |  | 145.2998 | 0 | 0 | 35.928 | 0
08.05. | 21 | 181.2278 |  | 145.2998 | 0 | 0 | 35.928 | 0
08.05. | 22 | 181.2278 |  | 145.2998 | 0 | 0 | 35.928 | 0
08.05. | 23 | 181.2278 |  | 145.2998 | 0 | 0 | 35.928 | 0
08.05. | 24 | 181.2278 |  | 145.2998 | 0 | 0 | 35.928 | 0
09.05. | 1 | 181.2278 |  | 145.2998 | 0 | 0 | 35.928 | 0
09.05. | 2 | 181.2278 |  | 145.2998 | 0 | 0 | 35.928 | 0
09.05. | 3 | 181.2278 |  | 145.2998 | 0 | 0 | 35.928 | 0
09.05. | 4 | 181.2278 |  | 145.2998 | 0 | 0 | 35.928 | 0
09.05. | 5 | 181.2278 |  | 145.2998 | 0 | 0 | 35.928 | 0
09.05. | 6 | 181.2278 |  | 145.2998 | 0 | 0 | 35.928 | 0
09.05. | 7 | 181.2278 |  | 145.2998 | 0 | 0 | 35.928 | 0
09.05. | 8 | 181.2278 |  | 145.2998 | 0 | 0 | 35.928 | 0
09.05. | 9 | 181.2278 |  | 145.2998 | 0 | 0 | 35.928 | 0
09.05. | 10 | 181.2278 |  | 145.2998 | 0 | 0 | 35.928 | 0
09.05. | 11 | 181.2278 |  | 145.2998 | 0 | 0 | 35.928 | 0
09.05. | 12 | 181.2278 |  | 145.2998 | 0 | 0 | 35.928 | 0
09.05. | 13 | 181.2278 |  | 145.2998 | 0 | 0 | 35.928 | 0
09.05. | 14 | 181.2278 |  | 145.2998 | 0 | 0 | 35.928 | 0
09.05. | 15 | 181.2278 |  | 145.2998 | 0 | 0 | 35.928 | 0
09.05. | 16 | 181.2278 |  | 145.2998 | 0 | 0 | 35.928 | 0
09.05. | 17 | 181.2278 |  | 145.2998 | 0 | 0 | 35.928 | 0
09.05. | 18 | 181.2278 |  | 145.2998 | 0 | 0 | 35.928 | 0
09.05. | 19 | 181.2278 |  | 145.2998 | 0 | 0 | 35.928 | 0
09.05. | 20 | 181.2278 |  | 145.2998 | 0 | 0 | 35.928 | 0
09.05. | 21 | 181.2278 |  | 145.2998 | 0 | 0 | 35.928 | 0
09.05. | 22 | 181.2278 |  | 145.2998 | 0 | 0 | 35.928 | 0
09.05. | 23 | 181.2278 |  | 145.2998 | 0 | 0 | 35.928 | 0
09.05. | 24 | 181.2278 |  | 145.2998 | 0 | 0 | 35.928 | 0
10.05. | 1 | 181.2278 |  | 145.2998 | 0 | 0 | 35.928 | 0
10.05. | 2 | 181.2278 |  | 145.2998 | 0 | 0 | 35.928 | 0
10.05. | 3 | 181.2278 |  | 145.2998 | 0 | 0 | 35.928 | 0
10.05. | 4 | 181.2278 |  | 145.2998 | 0 | 0 | 35.928 | 0
10.05. | 5 | 181.2278 |  | 145.2998 | 0 | 0 | 35.928 | 0
10.05. | 6 | 181.2278 |  | 145.2998 | 0 | 0 | 35.928 | 0
10.05. | 7 | 181.2278 |  | 145.2998 | 0 | 0 | 35.928 | 0
10.05. | 8 | 181.2278 |  | 145.2998 | 0 | 0 | 35.928 | 0
10.05. | 9 | 181.2278 |  | 145.2998 | 0 | 0 | 35.928 | 0
10.05. | 10 | 181.2278 |  | 145.2998 | 0 | 0 | 35.928 | 0
10.05. | 11 | 181.2278 |  | 145.2998 | 0 | 0 | 35.928 | 0
10.05. | 12 | 181.2278 |  | 145.2998 | 0 | 0 | 35.928 | 0
10.05. | 13 | 181.2278 |  | 145.2998 | 0 | 0 | 35.928 | 0
10.05. | 14 | 181.2278 |  | 145.2998 | 0 | 0 | 35.928 | 0
10.05. | 15 | 181.2278 |  | 145.2998 | 0 | 0 | 35.928 | 0
10.05. | 16 | 181.2278 |  | 145.2998 | 0 | 0 | 35.928 | 0
10.05. | 17 | 181.2278 |  | 145.2998 | 0 | 0 | 35.928 | 0
10.05. | 18 | 181.2278 |  | 145.2998 | 0 | 0 | 35.928 | 0
10.05. | 19 | 181.2278 |  | 145.2998 | 0 | 0 | 35.928 | 0
10.05. | 20 | 181.2278 |  | 145.2998 | 0 | 0 | 35.928 | 0
10.05. | 21 | 181.2278 |  | 145.2998 | 0 | 0 | 35.928 | 0
10.05. | 22 | 181.2278 |  | 145.2998 | 0 | 0 | 35.928 | 0
10.05. | 23 | 181.2278 |  | 145.2998 | 0 | 0 | 35.928 | 0
10.05. | 24 | 181.2278 |  | 145.2998 | 0 | 0 | 35.928 | 0
11.05. | 1 | 181.2278 |  | 145.2998 | 0 | 0 | 35.928 | 0
11.05. | 2 | 181.2278 |  | 145.2998 | 0 | 0 | 35.928 | 0
11.05. | 3 | 181.2278 |  | 145.2998 | 0 | 0 | 35.928 | 0
11.05. | 4 | 181.2278 |  | 145.2998 | 0 | 0 | 35.928 | 0
11.05. | 5 | 181.2278 |  | 145.2998 | 0 | 0 | 35.928 | 0
11.05. | 6 | 181.2278 |  | 145.2998 | 0 | 0 | 35.928 | 0
11.05. | 7 | 181.2278 |  | 145.2998 | 0 | 0 | 35.928 | 0
11.05. | 8 | 181.2278 |  | 145.2998 | 0 | 0 | 35.928 | 0
11.05. | 9 | 181.2278 |  | 145.2998 | 0 | 0 | 35.928 | 0
11.05. | 10 | 181.2278 |  | 145.2998 | 0 | 0 | 35.928 | 0
11.05. | 11 | 181.2278 |  | 145.2998 | 0 | 0 | 35.928 | 0
11.05. | 12 | 181.2278 |  | 145.2998 | 0 | 0 | 35.928 | 0
11.05. | 13 | 181.2278 |  | 145.2998 | 0 | 0 | 35.928 | 0
11.05. | 14 | 181.2278 |  | 145.2998 | 0 | 0 | 35.928 | 0
11.05. | 15 | 181.2278 |  | 145.2998 | 0 | 0 | 35.928 | 0
11.05. | 16 | 181.2278 |  | 145.2998 | 0 | 0 | 35.928 | 0
11.05. | 17 | 181.2278 |  | 145.2998 | 0 | 0 | 35.928 | 0
11.05. | 18 | 181.2278 |  | 145.2998 | 0 | 0 | 35.928 | 0
11.05. | 19 | 181.2278 |  | 145.2998 | 0 | 0 | 35.928 | 0
11.05. | 20 | 181.2278 |  | 145.2998 | 0 | 0 | 35.928 | 0
11.05. | 21 | 181.2278 |  | 145.2998 | 0 | 0 | 35.928 | 0
11.05. | 22 | 181.2278 |  | 145.2998 | 0 | 0 | 35.928 | 0
11.05. | 23 | 181.2278 |  | 145.2998 | 0 | 0 | 35.928 | 0
11.05. | 24 | 181.2278 |  | 145.2998 | 0 | 0 | 35.928 | 0
12.05. | 1 | 181.2278 |  | 145.2998 | 0 | 0 | 35.928 | 0
12.05. | 2 | 181.2278 |  | 145.2998 | 0 | 0 | 35.928 | 0
12.05. | 3 | 181.2278 |  | 145.2998 | 0 | 0 | 35.928 | 0
12.05. | 4 | 181.2278 |  | 145.2998 | 0 | 0 | 35.928 | 0
12.05. | 5 | 181.2278 |  | 145.2998 | 0 | 0 | 35.928 | 0
12.05. | 6 | 181.2278 |  | 145.2998 | 0 | 0 | 35.928 | 0
12.05. | 7 | 181.2278 |  | 145.2998 | 0 | 0 | 35.928 | 0
12.05. | 8 | 181.2278 |  | 145.2998 | 0 | 0 | 35.928 | 0
12.05. | 9 | 181.2278 |  | 145.2998 | 0 | 0 | 35.928 | 0
12.05. | 10 | 181.2278 |  | 145.2998 | 0 | 0 | 35.928 | 0
12.05. | 11 | 181.2278 |  | 145.2998 | 0 | 0 | 35.928 | 0
12.05. | 12 | 181.2278 |  | 145.2998 | 0 | 0 | 35.928 | 0
12.05. | 13 | 181.2278 |  | 145.2998 | 0 | 0 | 35.928 | 0
12.05. | 14 | 181.2278 |  | 145.2998 | 0 | 0 | 35.928 | 0
12.05. | 15 | 181.2278 |  | 145.2998 | 0 | 0 | 35.928 | 0
12.05. | 16 | 181.2278 |  | 145.2998 | 0 | 0 | 35.928 | 0
12.05. | 17 | 181.2278 |  | 145.2998 | 0 | 0 | 35.928 | 0
12.05. | 18 | 181.2278 |  | 145.2998 | 0 | 0 | 35.928 | 0
12.05. | 19 | 181.2278 |  | 145.2998 | 0 | 0 | 35.928 | 0
12.05. | 20 | 181.2278 |  | 145.2998 | 0 | 0 | 35.928 | 0
12.05. | 21 | 181.2278 |  | 145.2998 | 0 | 0 | 35.928 | 0
12.05. | 22 | 181.2278 |  | 145.2998 | 0 | 0 | 35.928 | 0
12.05. | 23 | 181.2278 |  | 145.2998 | 0 | 0 | 35.928 | 0
12.05. | 24 | 181.2278 |  | 145.2998 | 0 | 0 | 35.928 | 0
13.05. | 1 | 181.2278 |  | 145.2998 | 0 | 0 | 35.928 | 0
13.05. | 2 | 181.2278 |  | 145.2998 | 0 | 0 | 35.928 | 0
13.05. | 3 | 181.2278 |  | 145.2998 | 0 | 0 | 35.928 | 0
13.05. | 4 | 181.2278 |  | 145.2998 | 0 | 0 | 35.928 | 0
13.05. | 5 | 181.2278 |  | 145.2998 | 0 | 0 | 35.928 | 0
13.05. | 6 | 181.2278 |  | 145.2998 | 0 | 0 | 35.928 | 0
13.05. | 7 | 181.2278 |  | 145.2998 | 0 | 0 | 35.928 | 0
13.05. | 8 | 181.2278 |  | 145.2998 | 0 | 0 | 35.928 | 0
13.05. | 9 | 181.2278 |  | 145.2998 | 0 | 0 | 35.928 | 0
13.05. | 10 | 181.2278 |  | 145.2998 | 0 | 0 | 35.928 | 0
13.05. | 11 | 181.2278 |  | 145.2998 | 0 | 0 | 35.928 | 0
13.05. | 12 | 181.2278 |  | 145.2998 | 0 | 0 | 35.928 | 0
13.05. | 13 | 181.2278 |  | 145.2998 | 0 | 0 | 35.928 | 0
13.05. | 14 | 181.2278 |  | 145.2998 | 0 | 0 | 35.928 | 0
13.05. | 15 | 181.2278 |  | 145.2998 | 0 | 0 | 35.928 | 0
13.05. | 16 | 181.2278 |  | 145.2998 | 0 | 0 | 35.928 | 0
13.05. | 17 | 181.2278 |  | 145.2998 | 0 | 0 | 35.928 | 0
13.05. | 18 | 181.2278 |  | 145.2998 | 0 | 0 | 35.928 | 0
13.05. | 19 | 181.2278 |  | 145.2998 | 0 | 0 | 35.928 | 0
13.05. | 20 | 181.2278 |  | 145.2998 | 0 | 0 | 35.928 | 0
13.05. | 21 | 181.2278 |  | 145.2998 | 0 | 0 | 35.928 | 0
13.05. | 22 | 181.2278 |  | 145.2998 | 0 | 0 | 35.928 | 0
13.05. | 23 | 181.2278 |  | 145.2998 | 0 | 0 | 35.928 | 0
13.05. | 24 | 181.2278 |  | 145.2998 | 0 | 0 | 35.928 | 0
14.05. | 1 | 181.2278 |  | 145.2998 | 0 | 0 | 35.928 | 0
14.05. | 2 | 181.2278 |  | 145.2998 | 0 | 0 | 35.928 | 0
14.05. | 3 | 181.2278 |  | 145.2998 | 0 | 0 | 35.928 | 0
14.05. | 4 | 181.2278 |  | 145.2998 | 0 | 0 | 35.928 | 0
14.05. | 5 | 181.2278 |  | 145.2998 | 0 | 0 | 35.928 | 0
14.05. | 6 | 181.2278 |  | 145.2998 | 0 | 0 | 35.928 | 0
14.05. | 7 | 181.2278 |  | 145.2998 | 0 | 0 | 35.928 | 0
14.05. | 8 | 181.2278 |  | 145.2998 | 0 | 0 | 35.928 | 0
14.05. | 9 | 181.2278 |  | 145.2998 | 0 | 0 | 35.928 | 0
14.05. | 10 | 181.2278 |  | 145.2998 | 0 | 0 | 35.928 | 0
14.05. | 11 | 181.2278 |  | 145.2998 | 0 | 0 | 35.928 | 0
14.05. | 12 | 181.2278 |  | 145.2998 | 0 | 0 | 35.928 | 0
14.05. | 13 | 181.2278 |  | 145.2998 | 0 | 0 | 35.928 | 0
14.05. | 14 | 181.2278 |  | 145.2998 | 0 | 0 | 35.928 | 0
14.05. | 15 | 181.2278 |  | 145.2998 | 0 | 0 | 35.928 | 0
14.05. | 16 | 181.2278 |  | 145.2998 | 0 | 0 | 35.928 | 0
14.05. | 17 | 181.2278 |  | 145.2998 | 0 | 0 | 35.928 | 0
14.05. | 18 | 181.2278 |  | 145.2998 | 0 | 0 | 35.928 | 0
14.05. | 19 | 181.2278 |  | 145.2998 | 0 | 0 | 35.928 | 0
14.05. | 20 | 181.2278 |  | 145.2998 | 0 | 0 | 35.928 | 0
14.05. | 21 | 181.2278 |  | 145.2998 | 0 | 0 | 35.928 | 0
14.05. | 22 | 181.2278 |  | 145.2998 | 0 | 0 | 35.928 | 0
14.05. | 23 | 181.2278 |  | 145.2998 | 0 | 0 | 35.928 | 0
14.05. | 24 | 181.2278 |  | 145.2998 | 0 | 0 | 35.928 | 0
15.05. | 1 | 181.2278 |  | 145.2998 | 0 | 0 | 35.928 | 0
15.05. | 2 | 181.2278 |  | 145.2998 | 0 | 0 | 35.928 | 0
15.05. | 3 | 181.2278 |  | 145.2998 | 0 | 0 | 35.928 | 0
15.05. | 4 | 181.2278 |  | 145.2998 | 0 | 0 | 35.928 | 0
15.05. | 5 | 181.2278 |  | 145.2998 | 0 | 0 | 35.928 | 0
15.05. | 6 | 181.2278 |  | 145.2998 | 0 | 0 | 35.928 | 0
15.05. | 7 | 181.2278 |  | 145.2998 | 0 | 0 | 35.928 | 0
15.05. | 8 | 181.2278 |  | 145.2998 | 0 | 0 | 35.928 | 0
15.05. | 9 | 181.2278 |  | 145.2998 | 0 | 0 | 35.928 | 0
15.05. | 10 | 181.2278 |  | 145.2998 | 0 | 0 | 35.928 | 0
15.05. | 11 | 181.2278 |  | 145.2998 | 0 | 0 | 35.928 | 0
15.05. | 12 | 181.2278 |  | 145.2998 | 0 | 0 | 35.928 | 0
15.05. | 13 | 181.2278 |  | 145.2998 | 0 | 0 | 35.928 | 0
15.05. | 14 | 181.2278 |  | 145.2998 | 0 | 0 | 35.928 | 0
15.05. | 15 | 181.2278 |  | 145.2998 | 0 | 0 | 35.928 | 0
15.05. | 16 | 181.2278 |  | 145.2998 | 0 | 0 | 35.928 | 0
15.05. | 17 | 181.2278 |  | 145.2998 | 0 | 0 | 35.928 | 0
15.05. | 18 | 181.2278 |  | 145.2998 | 0 | 0 | 35.928 | 0
15.05. | 19 | 181.2278 |  | 145.2998 | 0 | 0 | 35.928 | 0
15.05. | 20 | 181.2278 |  | 145.2998 | 0 | 0 | 35.928 | 0
15.05. | 21 | 181.2278 |  | 145.2998 | 0 | 0 | 35.928 | 0
15.05. | 22 | 181.2278 |  | 145.2998 | 0 | 0 | 35.928 | 0
15.05. | 23 | 181.2278 |  | 145.2998 | 0 | 0 | 35.928 | 0
15.05. | 24 | 181.2278 |  | 145.2998 | 0 | 0 | 35.928 | 0
16.05. | 1 | 181.2278 |  | 145.2998 | 0 | 0 | 35.928 | 0
16.05. | 2 | 181.2278 |  | 145.2998 | 0 | 0 | 35.928 | 0
16.05. | 3 | 181.2278 |  | 145.2998 | 0 | 0 | 35.928 | 0
16.05. | 4 | 181.2278 |  | 145.2998 | 0 | 0 | 35.928 | 0
16.05. | 5 | 181.2278 |  | 145.2998 | 0 | 0 | 35.928 | 0
16.05. | 6 | 181.2278 |  | 145.2998 | 0 | 0 | 35.928 | 0
16.05. | 7 | 181.2278 |  | 145.2998 | 0 | 0 | 35.928 | 0
16.05. | 8 | 181.2278 |  | 145.2998 | 0 | 0 | 35.928 | 0
16.05. | 9 | 181.2278 |  | 145.2998 | 0 | 0 | 35.928 | 0
16.05. | 10 | 181.2278 |  | 145.2998 | 0 | 0 | 35.928 | 0
16.05. | 11 | 181.2278 |  | 145.2998 | 0 | 0 | 35.928 | 0
16.05. | 12 | 181.2278 |  | 145.2998 | 0 | 0 | 35.928 | 0
16.05. | 13 | 181.2278 |  | 145.2998 | 0 | 0 | 35.928 | 0
16.05. | 14 | 181.2278 |  | 145.2998 | 0 | 0 | 35.928 | 0
16.05. | 15 | 181.2278 |  | 145.2998 | 0 | 0 | 35.928 | 0
16.05. | 16 | 181.2278 |  | 145.2998 | 0 | 0 | 35.928 | 0
16.05. | 17 | 181.2278 |  | 145.2998 | 0 | 0 | 35.928 | 0
16.05. | 18 | 181.2278 |  | 145.2998 | 0 | 0 | 35.928 | 0
16.05. | 19 | 181.2278 |  | 145.2998 | 0 | 0 | 35.928 | 0
16.05. | 20 | 181.2278 |  | 145.2998 | 0 | 0 | 35.928 | 0
16.05. | 21 | 181.2278 |  | 145.2998 | 0 | 0 | 35.928 | 0
16.05. | 22 | 181.2278 |  | 145.2998 | 0 | 0 | 35.928 | 0
16.05. | 23 | 181.2278 |  | 145.2998 | 0 | 0 | 35.928 | 0
16.05. | 24 | 181.2278 |  | 145.2998 | 0 | 0 | 35.928 | 0
17.05. | 1 | 181.2278 |  | 145.2998 | 0 | 0 | 35.928 | 0
17.05. | 2 | 181.2278 |  | 145.2998 | 0 | 0 | 35.928 | 0
17.05. | 3 | 181.2278 |  | 145.2998 | 0 | 0 | 35.928 | 0
17.05. | 4 | 181.2278 |  | 145.2998 | 0 | 0 | 35.928 | 0
17.05. | 5 | 181.2278 |  | 145.2998 | 0 | 0 | 35.928 | 0
17.05. | 6 | 181.2278 |  | 145.2998 | 0 | 0 | 35.928 | 0
17.05. | 7 | 181.2278 |  | 145.2998 | 0 | 0 | 35.928 | 0
17.05. | 8 | 181.2278 |  | 145.2998 | 0 | 0 | 35.928 | 0
17.05. | 9 | 181.2278 |  | 145.2998 | 0 | 0 | 35.928 | 0
17.05. | 10 | 181.2278 |  | 145.2998 | 0 | 0 | 35.928 | 0
17.05. | 11 | 181.2278 |  | 145.2998 | 0 | 0 | 35.928 | 0
17.05. | 12 | 181.2278 |  | 145.2998 | 0 | 0 | 35.928 | 0
17.05. | 13 | 181.2278 |  | 145.2998 | 0 | 0 | 35.928 | 0
17.05. | 14 | 181.2278 |  | 145.2998 | 0 | 0 | 35.928 | 0
17.05. | 15 | 181.2278 |  | 145.2998 | 0 | 0 | 35.928 | 0
17.05. | 16 | 181.2278 |  | 145.2998 | 0 | 0 | 35.928 | 0
17.05. | 17 | 181.2278 |  | 145.2998 | 0 | 0 | 35.928 | 0
17.05. | 18 | 181.2278 |  | 145.2998 | 0 | 0 | 35.928 | 0
17.05. | 19 | 181.2278 |  | 145.2998 | 0 | 0 | 35.928 | 0
17.05. | 20 | 181.2278 |  | 145.2998 | 0 | 0 | 35.928 | 0
17.05. | 21 | 181.2278 |  | 145.2998 | 0 | 0 | 35.928 | 0
17.05. | 22 | 181.2278 |  | 145.2998 | 0 | 0 | 35.928 | 0
17.05. | 23 | 181.2278 |  | 145.2998 | 0 | 0 | 35.928 | 0
17.05. | 24 | 181.2278 |  | 145.2998 | 0 | 0 | 35.928 | 0
18.05. | 1 | 181.2278 |  | 145.2998 | 0 | 0 | 35.928 | 0
18.05. | 2 | 181.2278 |  | 145.2998 | 0 | 0 | 35.928 | 0
18.05. | 3 | 181.2278 |  | 145.2998 | 0 | 0 | 35.928 | 0
18.05. | 4 | 181.2278 |  | 145.2998 | 0 | 0 | 35.928 | 0
18.05. | 5 | 181.2278 |  | 145.2998 | 0 | 0 | 35.928 | 0
18.05. | 6 | 181.2278 |  | 145.2998 | 0 | 0 | 35.928 | 0
18.05. | 7 | 181.2278 |  | 145.2998 | 0 | 0 | 35.928 | 0
18.05. | 8 | 181.2278 |  | 145.2998 | 0 | 0 | 35.928 | 0
18.05. | 9 | 181.2278 |  | 145.2998 | 0 | 0 | 35.928 | 0
18.05. | 10 | 181.2278 |  | 145.2998 | 0 | 0 | 35.928 | 0
18.05. | 11 | 181.2278 |  | 145.2998 | 0 | 0 | 35.928 | 0
18.05. | 12 | 181.2278 |  | 145.2998 | 0 | 0 | 35.928 | 0
18.05. | 13 | 181.2278 |  | 145.2998 | 0 | 0 | 35.928 | 0
18.05. | 14 | 181.2278 |  | 145.2998 | 0 | 0 | 35.928 | 0
18.05. | 15 | 181.2278 |  | 145.2998 | 0 | 0 | 35.928 | 0
18.05. | 16 | 181.2278 |  | 145.2998 | 0 | 0 | 35.928 | 0
18.05. | 17 | 181.2278 |  | 145.2998 | 0 | 0 | 35.928 | 0
18.05. | 18 | 181.2278 |  | 145.2998 | 0 | 0 | 35.928 | 0
18.05. | 19 | 181.2278 |  | 145.2998 | 0 | 0 | 35.928 | 0
18.05. | 20 | 181.2278 |  | 145.2998 | 0 | 0 | 35.928 | 0
18.05. | 21 | 181.2278 |  | 145.2998 | 0 | 0 | 35.928 | 0
18.05. | 22 | 181.2278 |  | 145.2998 | 0 | 0 | 35.928 | 0
18.05. | 23 | 181.2278 |  | 145.2998 | 0 | 0 | 35.928 | 0
18.05. | 24 | 181.2278 |  | 145.2998 | 0 | 0 | 35.928 | 0
19.05. | 1 | 181.2278 |  | 145.2998 | 0 | 0 | 35.928 | 0
19.05. | 2 | 181.2278 |  | 145.2998 | 0 | 0 | 35.928 | 0
19.05. | 3 | 181.2278 |  | 145.2998 | 0 | 0 | 35.928 | 0
19.05. | 4 | 181.2278 |  | 145.2998 | 0 | 0 | 35.928 | 0
19.05. | 5 | 181.2278 |  | 145.2998 | 0 | 0 | 35.928 | 0
19.05. | 6 | 181.2278 |  | 145.2998 | 0 | 0 | 35.928 | 0
19.05. | 7 | 181.2278 |  | 145.2998 | 0 | 0 | 35.928 | 0
19.05. | 8 | 181.2278 |  | 145.2998 | 0 | 0 | 35.928 | 0
19.05. | 9 | 181.2278 |  | 145.2998 | 0 | 0 | 35.928 | 0
19.05. | 10 | 181.2278 |  | 145.2998 | 0 | 0 | 35.928 | 0
19.05. | 11 | 181.2278 |  | 145.2998 | 0 | 0 | 35.928 | 0
19.05. | 12 | 181.2278 |  | 145.2998 | 0 | 0 | 35.928 | 0
19.05. | 13 | 181.2278 |  | 145.2998 | 0 | 0 | 35.928 | 0
19.05. | 14 | 181.2278 |  | 145.2998 | 0 | 0 | 35.928 | 0
19.05. | 15 | 181.2278 |  | 145.2998 | 0 | 0 | 35.928 | 0
19.05. | 16 | 181.2278 |  | 145.2998 | 0 | 0 | 35.928 | 0
19.05. | 17 | 181.2278 |  | 145.2998 | 0 | 0 | 35.928 | 0
19.05. | 18 | 181.2278 |  | 145.2998 | 0 | 0 | 35.928 | 0
19.05. | 19 | 181.2278 |  | 145.2998 | 0 | 0 | 35.928 | 0
19.05. | 20 | 181.2278 |  | 145.2998 | 0 | 0 | 35.928 | 0
19.05. | 21 | 181.2278 |  | 145.2998 | 0 | 0 | 35.928 | 0
19.05. | 22 | 181.2278 |  | 145.2998 | 0 | 0 | 35.928 | 0
19.05. | 23 | 181.2278 |  | 145.2998 | 0 | 0 | 35.928 | 0
19.05. | 24 | 181.2278 |  | 145.2998 | 0 | 0 | 35.928 | 0
20.05. | 1 | 181.2278 |  | 145.2998 | 0 | 0 | 35.928 | 0
20.05. | 2 | 181.2278 |  | 145.2998 | 0 | 0 | 35.928 | 0
20.05. | 3 | 181.2278 |  | 145.2998 | 0 | 0 | 35.928 | 0
20.05. | 4 | 181.2278 |  | 145.2998 | 0 | 0 | 35.928 | 0
20.05. | 5 | 181.2278 |  | 145.2998 | 0 | 0 | 35.928 | 0
20.05. | 6 | 181.2278 |  | 145.2998 | 0 | 0 | 35.928 | 0
20.05. | 7 | 181.2278 |  | 145.2998 | 0 | 0 | 35.928 | 0
20.05. | 8 | 181.2278 |  | 145.2998 | 0 | 0 | 35.928 | 0
20.05. | 9 | 181.2278 |  | 145.2998 | 0 | 0 | 35.928 | 0
20.05. | 10 | 181.2278 |  | 145.2998 | 0 | 0 | 35.928 | 0
20.05. | 11 | 181.2278 |  | 145.2998 | 0 | 0 | 35.928 | 0
20.05. | 12 | 181.2278 |  | 145.2998 | 0 | 0 | 35.928 | 0
20.05. | 13 | 181.2278 |  | 145.2998 | 0 | 0 | 35.928 | 0
20.05. | 14 | 181.2278 |  | 145.2998 | 0 | 0 | 35.928 | 0
20.05. | 15 | 181.2278 |  | 145.2998 | 0 | 0 | 35.928 | 0
20.05. | 16 | 181.2278 |  | 145.2998 | 0 | 0 | 35.928 | 0
20.05. | 17 | 181.2278 |  | 145.2998 | 0 | 0 | 35.928 | 0
20.05. | 18 | 181.2278 |  | 145.2998 | 0 | 0 | 35.928 | 0
20.05. | 19 | 181.2278 |  | 145.2998 | 0 | 0 | 35.928 | 0
20.05. | 20 | 181.2278 |  | 145.2998 | 0 | 0 | 35.928 | 0
20.05. | 21 | 181.2278 |  | 145.2998 | 0 | 0 | 35.928 | 0
20.05. | 22 | 181.2278 |  | 145.2998 | 0 | 0 | 35.928 | 0
20.05. | 23 | 181.2278 |  | 145.2998 | 0 | 0 | 35.928 | 0
20.05. | 24 | 181.2278 |  | 145.2998 | 0 | 0 | 35.928 | 0
21.05. | 1 | 181.2278 |  | 145.2998 | 0 | 0 | 35.928 | 0
21.05. | 2 | 181.2278 |  | 145.2998 | 0 | 0 | 35.928 | 0
21.05. | 3 | 181.2278 |  | 145.2998 | 0 | 0 | 35.928 | 0
21.05. | 4 | 181.2278 |  | 145.2998 | 0 | 0 | 35.928 | 0
21.05. | 5 | 181.2278 |  | 145.2998 | 0 | 0 | 35.928 | 0
21.05. | 6 | 181.2278 |  | 145.2998 | 0 | 0 | 35.928 | 0
21.05. | 7 | 181.2278 |  | 145.2998 | 0 | 0 | 35.928 | 0
21.05. | 8 | 181.2278 |  | 145.2998 | 0 | 0 | 35.928 | 0
21.05. | 9 | 181.2278 |  | 145.2998 | 0 | 0 | 35.928 | 0
21.05. | 10 | 181.2278 |  | 145.2998 | 0 | 0 | 35.928 | 0
21.05. | 11 | 181.2278 |  | 145.2998 | 0 | 0 | 35.928 | 0
21.05. | 12 | 181.2278 |  | 145.2998 | 0 | 0 | 35.928 | 0
21.05. | 13 | 181.2278 |  | 145.2998 | 0 | 0 | 35.928 | 0
21.05. | 14 | 181.2278 |  | 145.2998 | 0 | 0 | 35.928 | 0
21.05. | 15 | 181.2278 |  | 145.2998 | 0 | 0 | 35.928 | 0
21.05. | 16 | 181.2278 |  | 145.2998 | 0 | 0 | 35.928 | 0
21.05. | 17 | 181.2278 |  | 145.2998 | 0 | 0 | 35.928 | 0
21.05. | 18 | 181.2278 |  | 145.2998 | 0 | 0 | 35.928 | 0
21.05. | 19 | 181.2278 |  | 145.2998 | 0 | 0 | 35.928 | 0
21.05. | 20 | 181.2278 |  | 145.2998 | 0 | 0 | 35.928 | 0
21.05. | 21 | 181.2278 |  | 145.2998 | 0 | 0 | 35.928 | 0
21.05. | 22 | 181.2278 |  | 145.2998 | 0 | 0 | 35.928 | 0
21.05. | 23 | 181.2278 |  | 145.2998 | 0 | 0 | 35.928 | 0
21.05. | 24 | 181.2278 |  | 145.2998 | 0 | 0 | 35.928 | 0
22.05. | 1 | 181.2278 |  | 145.2998 | 0 | 0 | 35.928 | 0
22.05. | 2 | 181.2278 |  | 145.2998 | 0 | 0 | 35.928 | 0
22.05. | 3 | 181.2278 |  | 145.2998 | 0 | 0 | 35.928 | 0
22.05. | 4 | 181.2278 |  | 145.2998 | 0 | 0 | 35.928 | 0
22.05. | 5 | 181.2278 |  | 145.2998 | 0 | 0 | 35.928 | 0
22.05. | 6 | 181.2278 |  | 145.2998 | 0 | 0 | 35.928 | 0
22.05. | 7 | 181.2278 |  | 145.2998 | 0 | 0 | 35.928 | 0
22.05. | 8 | 181.2278 |  | 145.2998 | 0 | 0 | 35.928 | 0
22.05. | 9 | 181.2278 |  | 145.2998 | 0 | 0 | 35.928 | 0
22.05. | 10 | 181.2278 |  | 145.2998 | 0 | 0 | 35.928 | 0
22.05. | 11 | 181.2278 |  | 145.2998 | 0 | 0 | 35.928 | 0
22.05. | 12 | 181.2278 |  | 145.2998 | 0 | 0 | 35.928 | 0
22.05. | 13 | 181.2278 |  | 145.2998 | 0 | 0 | 35.928 | 0
22.05. | 14 | 181.2278 |  | 145.2998 | 0 | 0 | 35.928 | 0
22.05. | 15 | 181.2278 |  | 145.2998 | 0 | 0 | 35.928 | 0
22.05. | 16 | 181.2278 |  | 145.2998 | 0 | 0 | 35.928 | 0
22.05. | 17 | 181.2278 |  | 145.2998 | 0 | 0 | 35.928 | 0
22.05. | 18 | 181.2278 |  | 145.2998 | 0 | 0 | 35.928 | 0
22.05. | 19 | 181.2278 |  | 145.2998 | 0 | 0 | 35.928 | 0
22.05. | 20 | 181.2278 |  | 145.2998 | 0 | 0 | 35.928 | 0
22.05. | 21 | 181.2278 |  | 145.2998 | 0 | 0 | 35.928 | 0
22.05. | 22 | 181.2278 |  | 145.2998 | 0 | 0 | 35.928 | 0
22.05. | 23 | 181.2278 |  | 145.2998 | 0 | 0 | 35.928 | 0
22.05. | 24 | 181.2278 |  | 145.2998 | 0 | 0 | 35.928 | 0
23.05. | 1 | 181.2278 |  | 145.2998 | 0 | 0 | 35.928 | 0
23.05. | 2 | 181.2278 |  | 145.2998 | 0 | 0 | 35.928 | 0
23.05. | 3 | 181.2278 |  | 145.2998 | 0 | 0 | 35.928 | 0
23.05. | 4 | 181.2278 |  | 145.2998 | 0 | 0 | 35.928 | 0
23.05. | 5 | 181.2278 |  | 145.2998 | 0 | 0 | 35.928 | 0
23.05. | 6 | 181.2278 |  | 145.2998 | 0 | 0 | 35.928 | 0
23.05. | 7 | 181.2278 |  | 145.2998 | 0 | 0 | 35.928 | 0
23.05. | 8 | 181.2278 |  | 145.2998 | 0 | 0 | 35.928 | 0
23.05. | 9 | 181.2278 |  | 145.2998 | 0 | 0 | 35.928 | 0
23.05. | 10 | 181.2278 |  | 145.2998 | 0 | 0 | 35.928 | 0
23.05. | 11 | 181.2278 |  | 145.2998 | 0 | 0 | 35.928 | 0
23.05. | 12 | 181.2278 |  | 145.2998 | 0 | 0 | 35.928 | 0
23.05. | 13 | 181.2278 |  | 145.2998 | 0 | 0 | 35.928 | 0
23.05. | 14 | 181.2278 |  | 145.2998 | 0 | 0 | 35.928 | 0
23.05. | 15 | 181.2278 |  | 145.2998 | 0 | 0 | 35.928 | 0
23.05. | 16 | 181.2278 |  | 145.2998 | 0 | 0 | 35.928 | 0
23.05. | 17 | 181.2278 |  | 145.2998 | 0 | 0 | 35.928 | 0
23.05. | 18 | 181.2278 |  | 145.2998 | 0 | 0 | 35.928 | 0
23.05. | 19 | 181.2278 |  | 145.2998 | 0 | 0 | 35.928 | 0
23.05. | 20 | 181.2278 |  | 145.2998 | 0 | 0 | 35.928 | 0
23.05. | 21 | 181.2278 |  | 145.2998 | 0 | 0 | 35.928 | 0
23.05. | 22 | 181.2278 |  | 145.2998 | 0 | 0 | 35.928 | 0
23.05. | 23 | 181.2278 |  | 145.2998 | 0 | 0 | 35.928 | 0
23.05. | 24 | 181.2278 |  | 145.2998 | 0 | 0 | 35.928 | 0
24.05. | 1 | 181.2278 |  | 145.2998 | 0 | 0 | 35.928 | 0
24.05. | 2 | 181.2278 |  | 145.2998 | 0 | 0 | 35.928 | 0
24.05. | 3 | 181.2278 |  | 145.2998 | 0 | 0 | 35.928 | 0
24.05. | 4 | 181.2278 |  | 145.2998 | 0 | 0 | 35.928 | 0
24.05. | 5 | 181.2278 |  | 145.2998 | 0 | 0 | 35.928 | 0
24.05. | 6 | 181.2278 |  | 145.2998 | 0 | 0 | 35.928 | 0
24.05. | 7 | 181.2278 |  | 145.2998 | 0 | 0 | 35.928 | 0
24.05. | 8 | 181.2278 |  | 145.2998 | 0 | 0 | 35.928 | 0
24.05. | 9 | 181.2278 |  | 145.2998 | 0 | 0 | 35.928 | 0
24.05. | 10 | 181.2278 |  | 145.2998 | 0 | 0 | 35.928 | 0
24.05. | 11 | 181.2278 |  | 145.2998 | 0 | 0 | 35.928 | 0
24.05. | 12 | 181.2278 |  | 145.2998 | 0 | 0 | 35.928 | 0
24.05. | 13 | 181.2278 |  | 145.2998 | 0 | 0 | 35.928 | 0
24.05. | 14 | 181.2278 |  | 145.2998 | 0 | 0 | 35.928 | 0
24.05. | 15 | 181.2278 |  | 145.2998 | 0 | 0 | 35.928 | 0
24.05. | 16 | 181.2278 |  | 145.2998 | 0 | 0 | 35.928 | 0
24.05. | 17 | 181.2278 |  | 145.2998 | 0 | 0 | 35.928 | 0
24.05. | 18 | 181.2278 |  | 145.2998 | 0 | 0 | 35.928 | 0
24.05. | 19 | 181.2278 |  | 145.2998 | 0 | 0 | 35.928 | 0
24.05. | 20 | 181.2278 |  | 145.2998 | 0 | 0 | 35.928 | 0
24.05. | 21 | 181.2278 |  | 145.2998 | 0 | 0 | 35.928 | 0
24.05. | 22 | 181.2278 |  | 145.2998 | 0 | 0 | 35.928 | 0
24.05. | 23 | 181.2278 |  | 145.2998 | 0 | 0 | 35.928 | 0
24.05. | 24 | 181.2278 |  | 145.2998 | 0 | 0 | 35.928 | 0
25.05. | 1 | 181.2278 |  | 145.2998 | 0 | 0 | 35.928 | 0
25.05. | 2 | 181.2278 |  | 145.2998 | 0 | 0 | 35.928 | 0
25.05. | 3 | 181.2278 |  | 145.2998 | 0 | 0 | 35.928 | 0
25.05. | 4 | 181.2278 |  | 145.2998 | 0 | 0 | 35.928 | 0
25.05. | 5 | 181.2278 |  | 145.2998 | 0 | 0 | 35.928 | 0
25.05. | 6 | 181.2278 |  | 145.2998 | 0 | 0 | 35.928 | 0
25.05. | 7 | 181.2278 |  | 145.2998 | 0 | 0 | 35.928 | 0
25.05. | 8 | 181.2278 |  | 145.2998 | 0 | 0 | 35.928 | 0
25.05. | 9 | 181.2278 |  | 145.2998 | 0 | 0 | 35.928 | 0
25.05. | 10 | 181.2278 |  | 145.2998 | 0 | 0 | 35.928 | 0
25.05. | 11 | 181.2278 |  | 145.2998 | 0 | 0 | 35.928 | 0
25.05. | 12 | 181.2278 |  | 145.2998 | 0 | 0 | 35.928 | 0
25.05. | 13 | 181.2278 |  | 145.2998 | 0 | 0 | 35.928 | 0
25.05. | 14 | 181.2278 |  | 145.2998 | 0 | 0 | 35.928 | 0
25.05. | 15 | 181.2278 |  | 145.2998 | 0 | 0 | 35.928 | 0
25.05. | 16 | 181.2278 |  | 145.2998 | 0 | 0 | 35.928 | 0
25.05. | 17 | 181.2278 |  | 145.2998 | 0 | 0 | 35.928 | 0
25.05. | 18 | 181.2278 |  | 145.2998 | 0 | 0 | 35.928 | 0
25.05. | 19 | 181.2278 |  | 145.2998 | 0 | 0 | 35.928 | 0
25.05. | 20 | 181.2278 |  | 145.2998 | 0 | 0 | 35.928 | 0
25.05. | 21 | 181.2278 |  | 145.2998 | 0 | 0 | 35.928 | 0
25.05. | 22 | 181.2278 |  | 145.2998 | 0 | 0 | 35.928 | 0
25.05. | 23 | 181.2278 |  | 145.2998 | 0 | 0 | 35.928 | 0
25.05. | 24 | 181.2278 |  | 145.2998 | 0 | 0 | 35.928 | 0
26.05. | 1 | 181.2278 |  | 145.2998 | 0 | 0 | 35.928 | 0
26.05. | 2 | 181.2278 |  | 145.2998 | 0 | 0 | 35.928 | 0
26.05. | 3 | 181.2278 |  | 145.2998 | 0 | 0 | 35.928 | 0
26.05. | 4 | 181.2278 |  | 145.2998 | 0 | 0 | 35.928 | 0
26.05. | 5 | 181.2278 |  | 145.2998 | 0 | 0 | 35.928 | 0
26.05. | 6 | 181.2278 |  | 145.2998 | 0 | 0 | 35.928 | 0
26.05. | 7 | 181.2278 |  | 145.2998 | 0 | 0 | 35.928 | 0
26.05. | 8 | 181.2278 |  | 145.2998 | 0 | 0 | 35.928 | 0
26.05. | 9 | 181.2278 |  | 145.2998 | 0 | 0 | 35.928 | 0
26.05. | 10 | 181.2278 |  | 145.2998 | 0 | 0 | 35.928 | 0
26.05. | 11 | 181.2278 |  | 145.2998 | 0 | 0 | 35.928 | 0
26.05. | 12 | 181.2278 |  | 145.2998 | 0 | 0 | 35.928 | 0
26.05. | 13 | 181.2278 |  | 145.2998 | 0 | 0 | 35.928 | 0
26.05. | 14 | 181.2278 |  | 145.2998 | 0 | 0 | 35.928 | 0
26.05. | 15 | 181.2278 |  | 145.2998 | 0 | 0 | 35.928 | 0
26.05. | 16 | 181.2278 |  | 145.2998 | 0 | 0 | 35.928 | 0
26.05. | 17 | 181.2278 |  | 145.2998 | 0 | 0 | 35.928 | 0
26.05. | 18 | 181.2278 |  | 145.2998 | 0 | 0 | 35.928 | 0
26.05. | 19 | 181.2278 |  | 145.2998 | 0 | 0 | 35.928 | 0
26.05. | 20 | 181.2278 |  | 145.2998 | 0 | 0 | 35.928 | 0
26.05. | 21 | 181.2278 |  | 145.2998 | 0 | 0 | 35.928 | 0
26.05. | 22 | 181.2278 |  | 145.2998 | 0 | 0 | 35.928 | 0
26.05. | 23 | 181.2278 |  | 145.2998 | 0 | 0 | 35.928 | 0
26.05. | 24 | 181.2278 |  | 145.2998 | 0 | 0 | 35.928 | 0
27.05. | 1 | 181.2278 |  | 145.2998 | 0 | 0 | 35.928 | 0
27.05. | 2 | 181.2278 |  | 145.2998 | 0 | 0 | 35.928 | 0
27.05. | 3 | 181.2278 |  | 145.2998 | 0 | 0 | 35.928 | 0
27.05. | 4 | 181.2278 |  | 145.2998 | 0 | 0 | 35.928 | 0
27.05. | 5 | 181.2278 |  | 145.2998 | 0 | 0 | 35.928 | 0
27.05. | 6 | 181.2278 |  | 145.2998 | 0 | 0 | 35.928 | 0
27.05. | 7 | 181.2278 |  | 145.2998 | 0 | 0 | 35.928 | 0
27.05. | 8 | 181.2278 |  | 145.2998 | 0 | 0 | 35.928 | 0
27.05. | 9 | 181.2278 |  | 145.2998 | 0 | 0 | 35.928 | 0
27.05. | 10 | 181.2278 |  | 145.2998 | 0 | 0 | 35.928 | 0
27.05. | 11 | 181.2278 |  | 145.2998 | 0 | 0 | 35.928 | 0
27.05. | 12 | 181.2278 |  | 145.2998 | 0 | 0 | 35.928 | 0
27.05. | 13 | 181.2278 |  | 145.2998 | 0 | 0 | 35.928 | 0
27.05. | 14 | 181.2278 |  | 145.2998 | 0 | 0 | 35.928 | 0
27.05. | 15 | 181.2278 |  | 145.2998 | 0 | 0 | 35.928 | 0
27.05. | 16 | 181.2278 |  | 145.2998 | 0 | 0 | 35.928 | 0
27.05. | 17 | 181.2278 |  | 145.2998 | 0 | 0 | 35.928 | 0
27.05. | 18 | 181.2278 |  | 145.2998 | 0 | 0 | 35.928 | 0
27.05. | 19 | 181.2278 |  | 145.2998 | 0 | 0 | 35.928 | 0
27.05. | 20 | 181.2278 |  | 145.2998 | 0 | 0 | 35.928 | 0
27.05. | 21 | 181.2278 |  | 145.2998 | 0 | 0 | 35.928 | 0
27.05. | 22 | 181.2278 |  | 145.2998 | 0 | 0 | 35.928 | 0
27.05. | 23 | 181.2278 |  | 145.2998 | 0 | 0 | 35.928 | 0
27.05. | 24 | 181.2278 |  | 145.2998 | 0 | 0 | 35.928 | 0
28.05. | 1 | 181.2278 |  | 145.2998 | 0 | 0 | 35.928 | 0
28.05. | 2 | 181.2278 |  | 145.2998 | 0 | 0 | 35.928 | 0
28.05. | 3 | 181.2278 |  | 145.2998 | 0 | 0 | 35.928 | 0
28.05. | 4 | 181.2278 |  | 145.2998 | 0 | 0 | 35.928 | 0
28.05. | 5 | 181.2278 |  | 145.2998 | 0 | 0 | 35.928 | 0
28.05. | 6 | 181.2278 |  | 145.2998 | 0 | 0 | 35.928 | 0
28.05. | 7 | 181.2278 |  | 145.2998 | 0 | 0 | 35.928 | 0
28.05. | 8 | 181.2278 |  | 145.2998 | 0 | 0 | 35.928 | 0
28.05. | 9 | 181.2278 |  | 145.2998 | 0 | 0 | 35.928 | 0
28.05. | 10 | 181.2278 |  | 145.2998 | 0 | 0 | 35.928 | 0
28.05. | 11 | 181.2278 |  | 145.2998 | 0 | 0 | 35.928 | 0
28.05. | 12 | 181.2278 |  | 145.2998 | 0 | 0 | 35.928 | 0
28.05. | 13 | 181.2278 |  | 145.2998 | 0 | 0 | 35.928 | 0
28.05. | 14 | 181.2278 |  | 145.2998 | 0 | 0 | 35.928 | 0
28.05. | 15 | 181.2278 |  | 145.2998 | 0 | 0 | 35.928 | 0
28.05. | 16 | 181.2278 |  | 145.2998 | 0 | 0 | 35.928 | 0
28.05. | 17 | 181.2278 |  | 145.2998 | 0 | 0 | 35.928 | 0
28.05. | 18 | 181.2278 |  | 145.2998 | 0 | 0 | 35.928 | 0
28.05. | 19 | 181.2278 |  | 145.2998 | 0 | 0 | 35.928 | 0
28.05. | 20 | 181.2278 |  | 145.2998 | 0 | 0 | 35.928 | 0
28.05. | 21 | 181.2278 |  | 145.2998 | 0 | 0 | 35.928 | 0
28.05. | 22 | 181.2278 |  | 145.2998 | 0 | 0 | 35.928 | 0
28.05. | 23 | 181.2278 |  | 145.2998 | 0 | 0 | 35.928 | 0
28.05. | 24 | 181.2278 |  | 145.2998 | 0 | 0 | 35.928 | 0
29.05. | 1 | 181.2278 |  | 145.2998 | 0 | 0 | 35.928 | 0
29.05. | 2 | 181.2278 |  | 145.2998 | 0 | 0 | 35.928 | 0
29.05. | 3 | 181.2278 |  | 145.2998 | 0 | 0 | 35.928 | 0
29.05. | 4 | 181.2278 |  | 145.2998 | 0 | 0 | 35.928 | 0
29.05. | 5 | 181.2278 |  | 145.2998 | 0 | 0 | 35.928 | 0
29.05. | 6 | 181.2278 |  | 145.2998 | 0 | 0 | 35.928 | 0
29.05. | 7 | 181.2278 |  | 145.2998 | 0 | 0 | 35.928 | 0
29.05. | 8 | 181.2278 |  | 145.2998 | 0 | 0 | 35.928 | 0
29.05. | 9 | 181.2278 |  | 145.2998 | 0 | 0 | 35.928 | 0
29.05. | 10 | 181.2278 |  | 145.2998 | 0 | 0 | 35.928 | 0
29.05. | 11 | 181.2278 |  | 145.2998 | 0 | 0 | 35.928 | 0
29.05. | 12 | 181.2278 |  | 145.2998 | 0 | 0 | 35.928 | 0
29.05. | 13 | 181.2278 |  | 145.2998 | 0 | 0 | 35.928 | 0
29.05. | 14 | 181.2278 |  | 145.2998 | 0 | 0 | 35.928 | 0
29.05. | 15 | 181.2278 |  | 145.2998 | 0 | 0 | 35.928 | 0
29.05. | 16 | 181.2278 |  | 145.2998 | 0 | 0 | 35.928 | 0
29.05. | 17 | 181.2278 |  | 145.2998 | 0 | 0 | 35.928 | 0
29.05. | 18 | 181.2278 |  | 145.2998 | 0 | 0 | 35.928 | 0
29.05. | 19 | 181.2278 |  | 145.2998 | 0 | 0 | 35.928 | 0
29.05. | 20 | 181.2278 |  | 145.2998 | 0 | 0 | 35.928 | 0
29.05. | 21 | 181.2278 |  | 145.2998 | 0 | 0 | 35.928 | 0
29.05. | 22 | 181.2278 |  | 145.2998 | 0 | 0 | 35.928 | 0
29.05. | 23 | 181.2278 |  | 145.2998 | 0 | 0 | 35.928 | 0
29.05. | 24 | 181.2278 |  | 145.2998 | 0 | 0 | 35.928 | 0
30.05. | 1 | 181.2278 |  | 145.2998 | 0 | 0 | 35.928 | 0
30.05. | 2 | 181.2278 |  | 145.2998 | 0 | 0 | 35.928 | 0
30.05. | 3 | 181.2278 |  | 145.2998 | 0 | 0 | 35.928 | 0
30.05. | 4 | 181.2278 |  | 145.2998 | 0 | 0 | 35.928 | 0
30.05. | 5 | 181.2278 |  | 145.2998 | 0 | 0 | 35.928 | 0
30.05. | 6 | 181.2278 |  | 145.2998 | 0 | 0 | 35.928 | 0
30.05. | 7 | 181.2278 |  | 145.2998 | 0 | 0 | 35.928 | 0
30.05. | 8 | 181.2278 |  | 145.2998 | 0 | 0 | 35.928 | 0
30.05. | 9 | 181.2278 |  | 145.2998 | 0 | 0 | 35.928 | 0
30.05. | 10 | 181.2278 |  | 145.2998 | 0 | 0 | 35.928 | 0
30.05. | 11 | 181.2278 |  | 145.2998 | 0 | 0 | 35.928 | 0
30.05. | 12 | 181.2278 |  | 145.2998 | 0 | 0 | 35.928 | 0
30.05. | 13 | 181.2278 |  | 145.2998 | 0 | 0 | 35.928 | 0
30.05. | 14 | 181.2278 |  | 145.2998 | 0 | 0 | 35.928 | 0
30.05. | 15 | 181.2278 |  | 145.2998 | 0 | 0 | 35.928 | 0
30.05. | 16 | 181.2278 |  | 145.2998 | 0 | 0 | 35.928 | 0
30.05. | 17 | 181.2278 |  | 145.2998 | 0 | 0 | 35.928 | 0
30.05. | 18 | 181.2278 |  | 145.2998 | 0 | 0 | 35.928 | 0
30.05. | 19 | 181.2278 |  | 145.2998 | 0 | 0 | 35.928 | 0
30.05. | 20 | 181.2278 |  | 145.2998 | 0 | 0 | 35.928 | 0
30.05. | 21 | 181.2278 |  | 145.2998 | 0 | 0 | 35.928 | 0
30.05. | 22 | 181.2278 |  | 145.2998 | 0 | 0 | 35.928 | 0
30.05. | 23 | 181.2278 |  | 145.2998 | 0 | 0 | 35.928 | 0
30.05. | 24 | 181.2278 |  | 145.2998 | 0 | 0 | 35.928 | 0
31.05. | 1 | 181.2278 |  | 145.2998 | 0 | 0 | 35.928 | 0
31.05. | 2 | 181.2278 |  | 145.2998 | 0 | 0 | 35.928 | 0
31.05. | 3 | 181.2278 |  | 145.2998 | 0 | 0 | 35.928 | 0
31.05. | 4 | 181.2278 |  | 145.2998 | 0 | 0 | 35.928 | 0
31.05. | 5 | 181.2278 |  | 145.2998 | 0 | 0 | 35.928 | 0
31.05. | 6 | 181.2278 |  | 145.2998 | 0 | 0 | 35.928 | 0
31.05. | 7 | 181.2278 |  | 145.2998 | 0 | 0 | 35.928 | 0
31.05. | 8 | 181.2278 |  | 145.2998 | 0 | 0 | 35.928 | 0
31.05. | 9 | 181.2278 |  | 145.2998 | 0 | 0 | 35.928 | 0
31.05. | 10 | 181.2278 |  | 145.2998 | 0 | 0 | 35.928 | 0
31.05. | 11 | 181.2278 |  | 145.2998 | 0 | 0 | 35.928 | 0
31.05. | 12 | 181.2278 |  | 145.2998 | 0 | 0 | 35.928 | 0
31.05. | 13 | 181.2278 |  | 145.2998 | 0 | 0 | 35.928 | 0
31.05. | 14 | 181.2278 |  | 145.2998 | 0 | 0 | 35.928 | 0
31.05. | 15 | 181.2278 |  | 145.2998 | 0 | 0 | 35.928 | 0
31.05. | 16 | 181.2278 |  | 145.2998 | 0 | 0 | 35.928 | 0
31.05. | 17 | 181.2278 |  | 145.2998 | 0 | 0 | 35.928 | 0
31.05. | 18 | 181.2278 |  | 145.2998 | 0 | 0 | 35.928 | 0
31.05. | 19 | 181.2278 |  | 145.2998 | 0 | 0 | 35.928 | 0
31.05. | 20 | 181.2278 |  | 145.2998 | 0 | 0 | 35.928 | 0
31.05. | 21 | 181.2278 |  | 145.2998 | 0 | 0 | 35.928 | 0
31.05. | 22 | 181.2278 |  | 145.2998 | 0 | 0 | 35.928 | 0
31.05. | 23 | 181.2278 |  | 145.2998 | 0 | 0 | 35.928 | 0
31.05. | 24 | 181.2278 |  | 145.2998 | 0 | 0 | 35.928 | 0
01.06. | 1 | 181.2278 |  | 145.2998 | 0 | 0 | 35.928 | 0
01.06. | 2 | 181.2278 |  | 145.2998 | 0 | 0 | 35.928 | 0
01.06. | 3 | 181.2278 |  | 145.2998 | 0 | 0 | 35.928 | 0
01.06. | 4 | 181.2278 |  | 145.2998 | 0 | 0 | 35.928 | 0
01.06. | 5 | 181.2278 |  | 145.2998 | 0 | 0 | 35.928 | 0
01.06. | 6 | 181.2278 |  | 145.2998 | 0 | 0 | 35.928 | 0
01.06. | 7 | 181.2278 |  | 145.2998 | 0 | 0 | 35.928 | 0
01.06. | 8 | 181.2278 |  | 145.2998 | 0 | 0 | 35.928 | 0
01.06. | 9 | 181.2278 |  | 145.2998 | 0 | 0 | 35.928 | 0
01.06. | 10 | 181.2278 |  | 145.2998 | 0 | 0 | 35.928 | 0
01.06. | 11 | 181.2278 |  | 145.2998 | 0 | 0 | 35.928 | 0
01.06. | 12 | 181.2278 |  | 145.2998 | 0 | 0 | 35.928 | 0
01.06. | 13 | 181.2278 |  | 145.2998 | 0 | 0 | 35.928 | 0
01.06. | 14 | 181.2278 |  | 145.2998 | 0 | 0 | 35.928 | 0
01.06. | 15 | 181.2278 |  | 145.2998 | 0 | 0 | 35.928 | 0
01.06. | 16 | 181.2278 |  | 145.2998 | 0 | 0 | 35.928 | 0
01.06. | 17 | 181.2278 |  | 145.2998 | 0 | 0 | 35.928 | 0
01.06. | 18 | 181.2278 |  | 145.2998 | 0 | 0 | 35.928 | 0
01.06. | 19 | 181.2278 |  | 145.2998 | 0 | 0 | 35.928 | 0
01.06. | 20 | 181.2278 |  | 145.2998 | 0 | 0 | 35.928 | 0
01.06. | 21 | 181.2278 |  | 145.2998 | 0 | 0 | 35.928 | 0
01.06. | 22 | 181.2278 |  | 145.2998 | 0 | 0 | 35.928 | 0
01.06. | 23 | 181.2278 |  | 145.2998 | 0 | 0 | 35.928 | 0
01.06. | 24 | 181.2278 |  | 145.2998 | 0 | 0 | 35.928 | 0
02.06. | 1 | 181.2278 |  | 145.2998 | 0 | 0 | 35.928 | 0
02.06. | 2 | 181.2278 |  | 145.2998 | 0 | 0 | 35.928 | 0
02.06. | 3 | 181.2278 |  | 145.2998 | 0 | 0 | 35.928 | 0
02.06. | 4 | 181.2278 |  | 145.2998 | 0 | 0 | 35.928 | 0
02.06. | 5 | 181.2278 |  | 145.2998 | 0 | 0 | 35.928 | 0
02.06. | 6 | 181.2278 |  | 145.2998 | 0 | 0 | 35.928 | 0
02.06. | 7 | 181.2278 |  | 145.2998 | 0 | 0 | 35.928 | 0
02.06. | 8 | 181.2278 |  | 145.2998 | 0 | 0 | 35.928 | 0
02.06. | 9 | 181.2278 |  | 145.2998 | 0 | 0 | 35.928 | 0
02.06. | 10 | 181.2278 |  | 145.2998 | 0 | 0 | 35.928 | 0
02.06. | 11 | 181.2278 |  | 145.2998 | 0 | 0 | 35.928 | 0
02.06. | 12 | 181.2278 |  | 145.2998 | 0 | 0 | 35.928 | 0
02.06. | 13 | 181.2278 |  | 145.2998 | 0 | 0 | 35.928 | 0
02.06. | 14 | 181.2278 |  | 145.2998 | 0 | 0 | 35.928 | 0
02.06. | 15 | 181.2278 |  | 145.2998 | 0 | 0 | 35.928 | 0
02.06. | 16 | 181.2278 |  | 145.2998 | 0 | 0 | 35.928 | 0
02.06. | 17 | 181.2278 |  | 145.2998 | 0 | 0 | 35.928 | 0
02.06. | 18 | 181.2278 |  | 145.2998 | 0 | 0 | 35.928 | 0
02.06. | 19 | 181.2278 |  | 145.2998 | 0 | 0 | 35.928 | 0
02.06. | 20 | 181.2278 |  | 145.2998 | 0 | 0 | 35.928 | 0
02.06. | 21 | 181.2278 |  | 145.2998 | 0 | 0 | 35.928 | 0
02.06. | 22 | 181.2278 |  | 145.2998 | 0 | 0 | 35.928 | 0
02.06. | 23 | 181.2278 |  | 145.2998 | 0 | 0 | 35.928 | 0
02.06. | 24 | 181.2278 |  | 145.2998 | 0 | 0 | 35.928 | 0
03.06. | 1 | 181.2278 |  | 145.2998 | 0 | 0 | 35.928 | 0
03.06. | 2 | 181.2278 |  | 145.2998 | 0 | 0 | 35.928 | 0
03.06. | 3 | 181.2278 |  | 145.2998 | 0 | 0 | 35.928 | 0
03.06. | 4 | 181.2278 |  | 145.2998 | 0 | 0 | 35.928 | 0
03.06. | 5 | 181.2278 |  | 145.2998 | 0 | 0 | 35.928 | 0
03.06. | 6 | 181.2278 |  | 145.2998 | 0 | 0 | 35.928 | 0
03.06. | 7 | 181.2278 |  | 145.2998 | 0 | 0 | 35.928 | 0
03.06. | 8 | 181.2278 |  | 145.2998 | 0 | 0 | 35.928 | 0
03.06. | 9 | 181.2278 |  | 145.2998 | 0 | 0 | 35.928 | 0
03.06. | 10 | 181.2278 |  | 145.2998 | 0 | 0 | 35.928 | 0
03.06. | 11 | 181.2278 |  | 145.2998 | 0 | 0 | 35.928 | 0
03.06. | 12 | 181.2278 |  | 145.2998 | 0 | 0 | 35.928 | 0
03.06. | 13 | 181.2278 |  | 145.2998 | 0 | 0 | 35.928 | 0
03.06. | 14 | 181.2278 |  | 145.2998 | 0 | 0 | 35.928 | 0
03.06. | 15 | 181.2278 |  | 145.2998 | 0 | 0 | 35.928 | 0
03.06. | 16 | 181.2278 |  | 145.2998 | 0 | 0 | 35.928 | 0
03.06. | 17 | 181.2278 |  | 145.2998 | 0 | 0 | 35.928 | 0
03.06. | 18 | 181.2278 |  | 145.2998 | 0 | 0 | 35.928 | 0
03.06. | 19 | 181.2278 |  | 145.2998 | 0 | 0 | 35.928 | 0
03.06. | 20 | 181.2278 |  | 145.2998 | 0 | 0 | 35.928 | 0
03.06. | 21 | 181.2278 |  | 145.2998 | 0 | 0 | 35.928 | 0
03.06. | 22 | 181.2278 |  | 145.2998 | 0 | 0 | 35.928 | 0
03.06. | 23 | 181.2278 |  | 145.2998 | 0 | 0 | 35.928 | 0
03.06. | 24 | 181.2278 |  | 145.2998 | 0 | 0 | 35.928 | 0
04.06. | 1 | 181.2278 |  | 145.2998 | 0 | 0 | 35.928 | 0
04.06. | 2 | 181.2278 |  | 145.2998 | 0 | 0 | 35.928 | 0
04.06. | 3 | 181.2278 |  | 145.2998 | 0 | 0 | 35.928 | 0
04.06. | 4 | 181.2278 |  | 145.2998 | 0 | 0 | 35.928 | 0
04.06. | 5 | 181.2278 |  | 145.2998 | 0 | 0 | 35.928 | 0
04.06. | 6 | 181.2278 |  | 145.2998 | 0 | 0 | 35.928 | 0
04.06. | 7 | 181.2278 |  | 145.2998 | 0 | 0 | 35.928 | 0
04.06. | 8 | 181.2278 |  | 145.2998 | 0 | 0 | 35.928 | 0
04.06. | 9 | 181.2278 |  | 145.2998 | 0 | 0 | 35.928 | 0
04.06. | 10 | 181.2278 |  | 145.2998 | 0 | 0 | 35.928 | 0
04.06. | 11 | 181.2278 |  | 145.2998 | 0 | 0 | 35.928 | 0
04.06. | 12 | 181.2278 |  | 145.2998 | 0 | 0 | 35.928 | 0
04.06. | 13 | 181.2278 |  | 145.2998 | 0 | 0 | 35.928 | 0
04.06. | 14 | 181.2278 |  | 145.2998 | 0 | 0 | 35.928 | 0
04.06. | 15 | 181.2278 |  | 145.2998 | 0 | 0 | 35.928 | 0
04.06. | 16 | 181.2278 |  | 145.2998 | 0 | 0 | 35.928 | 0
04.06. | 17 | 181.2278 |  | 145.2998 | 0 | 0 | 35.928 | 0
04.06. | 18 | 181.2278 |  | 145.2998 | 0 | 0 | 35.928 | 0
04.06. | 19 | 181.2278 |  | 145.2998 | 0 | 0 | 35.928 | 0
04.06. | 20 | 181.2278 |  | 145.2998 | 0 | 0 | 35.928 | 0
04.06. | 21 | 181.2278 |  | 145.2998 | 0 | 0 | 35.928 | 0
04.06. | 22 | 181.2278 |  | 145.2998 | 0 | 0 | 35.928 | 0
04.06. | 23 | 181.2278 |  | 145.2998 | 0 | 0 | 35.928 | 0
04.06. | 24 | 181.2278 |  | 145.2998 | 0 | 0 | 35.928 | 0
05.06. | 1 | 181.2278 |  | 145.2998 | 0 | 0 | 35.928 | 0
05.06. | 2 | 181.2278 |  | 145.2998 | 0 | 0 | 35.928 | 0
05.06. | 3 | 181.2278 |  | 145.2998 | 0 | 0 | 35.928 | 0
05.06. | 4 | 181.2278 |  | 145.2998 | 0 | 0 | 35.928 | 0
05.06. | 5 | 181.2278 |  | 145.2998 | 0 | 0 | 35.928 | 0
05.06. | 6 | 181.2278 |  | 145.2998 | 0 | 0 | 35.928 | 0
05.06. | 7 | 181.2278 |  | 145.2998 | 0 | 0 | 35.928 | 0
05.06. | 8 | 181.2278 |  | 145.2998 | 0 | 0 | 35.928 | 0
05.06. | 9 | 181.2278 |  | 145.2998 | 0 | 0 | 35.928 | 0
05.06. | 10 | 181.2278 |  | 145.2998 | 0 | 0 | 35.928 | 0
05.06. | 11 | 181.2278 |  | 145.2998 | 0 | 0 | 35.928 | 0
05.06. | 12 | 181.2278 |  | 145.2998 | 0 | 0 | 35.928 | 0
05.06. | 13 | 181.2278 |  | 145.2998 | 0 | 0 | 35.928 | 0
05.06. | 14 | 181.2278 |  | 145.2998 | 0 | 0 | 35.928 | 0
05.06. | 15 | 181.2278 |  | 145.2998 | 0 | 0 | 35.928 | 0
05.06. | 16 | 181.2278 |  | 145.2998 | 0 | 0 | 35.928 | 0
05.06. | 17 | 181.2278 |  | 145.2998 | 0 | 0 | 35.928 | 0
05.06. | 18 | 181.2278 |  | 145.2998 | 0 | 0 | 35.928 | 0
05.06. | 19 | 181.2278 |  | 145.2998 | 0 | 0 | 35.928 | 0
05.06. | 20 | 181.2278 |  | 145.2998 | 0 | 0 | 35.928 | 0
05.06. | 21 | 181.2278 |  | 145.2998 | 0 | 0 | 35.928 | 0
05.06. | 22 | 181.2278 |  | 145.2998 | 0 | 0 | 35.928 | 0
05.06. | 23 | 181.2278 |  | 145.2998 | 0 | 0 | 35.928 | 0
05.06. | 24 | 181.2278 |  | 145.2998 | 0 | 0 | 35.928 | 0
06.06. | 1 | 181.2278 |  | 145.2998 | 0 | 0 | 35.928 | 0
06.06. | 2 | 181.2278 |  | 145.2998 | 0 | 0 | 35.928 | 0
06.06. | 3 | 181.2278 |  | 145.2998 | 0 | 0 | 35.928 | 0
06.06. | 4 | 181.2278 |  | 145.2998 | 0 | 0 | 35.928 | 0
06.06. | 5 | 181.2278 |  | 145.2998 | 0 | 0 | 35.928 | 0
06.06. | 6 | 181.2278 |  | 145.2998 | 0 | 0 | 35.928 | 0
06.06. | 7 | 181.2278 |  | 145.2998 | 0 | 0 | 35.928 | 0
06.06. | 8 | 181.2278 |  | 145.2998 | 0 | 0 | 35.928 | 0
06.06. | 9 | 181.2278 |  | 145.2998 | 0 | 0 | 35.928 | 0
06.06. | 10 | 181.2278 |  | 145.2998 | 0 | 0 | 35.928 | 0
06.06. | 11 | 181.2278 |  | 145.2998 | 0 | 0 | 35.928 | 0
06.06. | 12 | 181.2278 |  | 145.2998 | 0 | 0 | 35.928 | 0
06.06. | 13 | 181.2278 |  | 145.2998 | 0 | 0 | 35.928 | 0
06.06. | 14 | 181.2278 |  | 145.2998 | 0 | 0 | 35.928 | 0
06.06. | 15 | 181.2278 |  | 145.2998 | 0 | 0 | 35.928 | 0
06.06. | 16 | 181.2278 |  | 145.2998 | 0 | 0 | 35.928 | 0
06.06. | 17 | 181.2278 |  | 145.2998 | 0 | 0 | 35.928 | 0
06.06. | 18 | 181.2278 |  | 145.2998 | 0 | 0 | 35.928 | 0
06.06. | 19 | 181.2278 |  | 145.2998 | 0 | 0 | 35.928 | 0
06.06. | 20 | 181.2278 |  | 145.2998 | 0 | 0 | 35.928 | 0
06.06. | 21 | 181.2278 |  | 145.2998 | 0 | 0 | 35.928 | 0
06.06. | 22 | 181.2278 |  | 145.2998 | 0 | 0 | 35.928 | 0
06.06. | 23 | 181.2278 |  | 145.2998 | 0 | 0 | 35.928 | 0
06.06. | 24 | 181.2278 |  | 145.2998 | 0 | 0 | 35.928 | 0
07.06. | 1 | 181.2278 |  | 145.2998 | 0 | 0 | 35.928 | 0
07.06. | 2 | 181.2278 |  | 145.2998 | 0 | 0 | 35.928 | 0
07.06. | 3 | 181.2278 |  | 145.2998 | 0 | 0 | 35.928 | 0
07.06. | 4 | 181.2278 |  | 145.2998 | 0 | 0 | 35.928 | 0
07.06. | 5 | 181.2278 |  | 145.2998 | 0 | 0 | 35.928 | 0
07.06. | 6 | 181.2278 |  | 145.2998 | 0 | 0 | 35.928 | 0
07.06. | 7 | 181.2278 |  | 145.2998 | 0 | 0 | 35.928 | 0
07.06. | 8 | 181.2278 |  | 145.2998 | 0 | 0 | 35.928 | 0
07.06. | 9 | 181.2278 |  | 145.2998 | 0 | 0 | 35.928 | 0
07.06. | 10 | 181.2278 |  | 145.2998 | 0 | 0 | 35.928 | 0
07.06. | 11 | 181.2278 |  | 145.2998 | 0 | 0 | 35.928 | 0
07.06. | 12 | 181.2278 |  | 145.2998 | 0 | 0 | 35.928 | 0
07.06. | 13 | 181.2278 |  | 145.2998 | 0 | 0 | 35.928 | 0
07.06. | 14 | 181.2278 |  | 145.2998 | 0 | 0 | 35.928 | 0
07.06. | 15 | 181.2278 |  | 145.2998 | 0 | 0 | 35.928 | 0
07.06. | 16 | 181.2278 |  | 145.2998 | 0 | 0 | 35.928 | 0
07.06. | 17 | 181.2278 |  | 145.2998 | 0 | 0 | 35.928 | 0
07.06. | 18 | 181.2278 |  | 145.2998 | 0 | 0 | 35.928 | 0
07.06. | 19 | 181.2278 |  | 145.2998 | 0 | 0 | 35.928 | 0
07.06. | 20 | 181.2278 |  | 145.2998 | 0 | 0 | 35.928 | 0
07.06. | 21 | 181.2278 |  | 145.2998 | 0 | 0 | 35.928 | 0
07.06. | 22 | 181.2278 |  | 145.2998 | 0 | 0 | 35.928 | 0
07.06. | 23 | 181.2278 |  | 145.2998 | 0 | 0 | 35.928 | 0
07.06. | 24 | 181.2278 |  | 145.2998 | 0 | 0 | 35.928 | 0
08.06. | 1 | 181.2278 |  | 145.2998 | 0 | 0 | 35.928 | 0
08.06. | 2 | 181.2278 |  | 145.2998 | 0 | 0 | 35.928 | 0
08.06. | 3 | 181.2278 |  | 145.2998 | 0 | 0 | 35.928 | 0
08.06. | 4 | 181.2278 |  | 145.2998 | 0 | 0 | 35.928 | 0
08.06. | 5 | 181.2278 |  | 145.2998 | 0 | 0 | 35.928 | 0
08.06. | 6 | 181.2278 |  | 145.2998 | 0 | 0 | 35.928 | 0
08.06. | 7 | 181.2278 |  | 145.2998 | 0 | 0 | 35.928 | 0
08.06. | 8 | 181.2278 |  | 145.2998 | 0 | 0 | 35.928 | 0
08.06. | 9 | 181.2278 |  | 145.2998 | 0 | 0 | 35.928 | 0
08.06. | 10 | 181.2278 |  | 145.2998 | 0 | 0 | 35.928 | 0
08.06. | 11 | 181.2278 |  | 145.2998 | 0 | 0 | 35.928 | 0
08.06. | 12 | 181.2278 |  | 145.2998 | 0 | 0 | 35.928 | 0
08.06. | 13 | 181.2278 |  | 145.2998 | 0 | 0 | 35.928 | 0
08.06. | 14 | 181.2278 |  | 145.2998 | 0 | 0 | 35.928 | 0
08.06. | 15 | 181.2278 |  | 145.2998 | 0 | 0 | 35.928 | 0
08.06. | 16 | 181.2278 |  | 145.2998 | 0 | 0 | 35.928 | 0
08.06. | 17 | 181.2278 |  | 145.2998 | 0 | 0 | 35.928 | 0
08.06. | 18 | 181.2278 |  | 145.2998 | 0 | 0 | 35.928 | 0
08.06. | 19 | 181.2278 |  | 145.2998 | 0 | 0 | 35.928 | 0
08.06. | 20 | 181.2278 |  | 145.2998 | 0 | 0 | 35.928 | 0
08.06. | 21 | 181.2278 |  | 145.2998 | 0 | 0 | 35.928 | 0
08.06. | 22 | 181.2278 |  | 145.2998 | 0 | 0 | 35.928 | 0
08.06. | 23 | 181.2278 |  | 145.2998 | 0 | 0 | 35.928 | 0
08.06. | 24 | 181.2278 |  | 145.2998 | 0 | 0 | 35.928 | 0
09.06. | 1 | 181.2278 |  | 145.2998 | 0 | 0 | 35.928 | 0
09.06. | 2 | 181.2278 |  | 145.2998 | 0 | 0 | 35.928 | 0
09.06. | 3 | 181.2278 |  | 145.2998 | 0 | 0 | 35.928 | 0
09.06. | 4 | 181.2278 |  | 145.2998 | 0 | 0 | 35.928 | 0
09.06. | 5 | 181.2278 |  | 145.2998 | 0 | 0 | 35.928 | 0
09.06. | 6 | 181.2278 |  | 145.2998 | 0 | 0 | 35.928 | 0
09.06. | 7 | 181.2278 |  | 145.2998 | 0 | 0 | 35.928 | 0
09.06. | 8 | 181.2278 |  | 145.2998 | 0 | 0 | 35.928 | 0
09.06. | 9 | 181.2278 |  | 145.2998 | 0 | 0 | 35.928 | 0
09.06. | 10 | 181.2278 |  | 145.2998 | 0 | 0 | 35.928 | 0
09.06. | 11 | 181.2278 |  | 145.2998 | 0 | 0 | 35.928 | 0
09.06. | 12 | 181.2278 |  | 145.2998 | 0 | 0 | 35.928 | 0
09.06. | 13 | 181.2278 |  | 145.2998 | 0 | 0 | 35.928 | 0
09.06. | 14 | 181.2278 |  | 145.2998 | 0 | 0 | 35.928 | 0
09.06. | 15 | 181.2278 |  | 145.2998 | 0 | 0 | 35.928 | 0
09.06. | 16 | 181.2278 |  | 145.2998 | 0 | 0 | 35.928 | 0
09.06. | 17 | 181.2278 |  | 145.2998 | 0 | 0 | 35.928 | 0
09.06. | 18 | 181.2278 |  | 145.2998 | 0 | 0 | 35.928 | 0
09.06. | 19 | 181.2278 |  | 145.2998 | 0 | 0 | 35.928 | 0
09.06. | 20 | 181.2278 |  | 145.2998 | 0 | 0 | 35.928 | 0
09.06. | 21 | 181.2278 |  | 145.2998 | 0 | 0 | 35.928 | 0
09.06. | 22 | 181.2278 |  | 145.2998 | 0 | 0 | 35.928 | 0
09.06. | 23 | 181.2278 |  | 145.2998 | 0 | 0 | 35.928 | 0
09.06. | 24 | 181.2278 |  | 145.2998 | 0 | 0 | 35.928 | 0
10.06. | 1 | 181.2278 |  | 145.2998 | 0 | 0 | 35.928 | 0
10.06. | 2 | 181.2278 |  | 145.2998 | 0 | 0 | 35.928 | 0
10.06. | 3 | 181.2278 |  | 145.2998 | 0 | 0 | 35.928 | 0
10.06. | 4 | 181.2278 |  | 145.2998 | 0 | 0 | 35.928 | 0
10.06. | 5 | 181.2278 |  | 145.2998 | 0 | 0 | 35.928 | 0
10.06. | 6 | 181.2278 |  | 145.2998 | 0 | 0 | 35.928 | 0
10.06. | 7 | 181.2278 |  | 145.2998 | 0 | 0 | 35.928 | 0
10.06. | 8 | 181.2278 |  | 145.2998 | 0 | 0 | 35.928 | 0
10.06. | 9 | 181.2278 |  | 145.2998 | 0 | 0 | 35.928 | 0
10.06. | 10 | 181.2278 |  | 145.2998 | 0 | 0 | 35.928 | 0
10.06. | 11 | 181.2278 |  | 145.2998 | 0 | 0 | 35.928 | 0
10.06. | 12 | 181.2278 |  | 145.2998 | 0 | 0 | 35.928 | 0
10.06. | 13 | 181.2278 |  | 145.2998 | 0 | 0 | 35.928 | 0
10.06. | 14 | 181.2278 |  | 145.2998 | 0 | 0 | 35.928 | 0
10.06. | 15 | 181.2278 |  | 145.2998 | 0 | 0 | 35.928 | 0
10.06. | 16 | 181.2278 |  | 145.2998 | 0 | 0 | 35.928 | 0
10.06. | 17 | 181.2278 |  | 145.2998 | 0 | 0 | 35.928 | 0
10.06. | 18 | 181.2278 |  | 145.2998 | 0 | 0 | 35.928 | 0
10.06. | 19 | 181.2278 |  | 145.2998 | 0 | 0 | 35.928 | 0
10.06. | 20 | 181.2278 |  | 145.2998 | 0 | 0 | 35.928 | 0
10.06. | 21 | 181.2278 |  | 145.2998 | 0 | 0 | 35.928 | 0
10.06. | 22 | 181.2278 |  | 145.2998 | 0 | 0 | 35.928 | 0
10.06. | 23 | 181.2278 |  | 145.2998 | 0 | 0 | 35.928 | 0
10.06. | 24 | 181.2278 |  | 145.2998 | 0 | 0 | 35.928 | 0
11.06. | 1 | 181.2278 |  | 145.2998 | 0 | 0 | 35.928 | 0
11.06. | 2 | 181.2278 |  | 145.2998 | 0 | 0 | 35.928 | 0
11.06. | 3 | 181.2278 |  | 145.2998 | 0 | 0 | 35.928 | 0
11.06. | 4 | 181.2278 |  | 145.2998 | 0 | 0 | 35.928 | 0
11.06. | 5 | 181.2278 |  | 145.2998 | 0 | 0 | 35.928 | 0
11.06. | 6 | 181.2278 |  | 145.2998 | 0 | 0 | 35.928 | 0
11.06. | 7 | 181.2278 |  | 145.2998 | 0 | 0 | 35.928 | 0
11.06. | 8 | 181.2278 |  | 145.2998 | 0 | 0 | 35.928 | 0
11.06. | 9 | 181.2278 |  | 145.2998 | 0 | 0 | 35.928 | 0
11.06. | 10 | 181.2278 |  | 145.2998 | 0 | 0 | 35.928 | 0
11.06. | 11 | 181.2278 |  | 145.2998 | 0 | 0 | 35.928 | 0
11.06. | 12 | 181.2278 |  | 145.2998 | 0 | 0 | 35.928 | 0
11.06. | 13 | 181.2278 |  | 145.2998 | 0 | 0 | 35.928 | 0
11.06. | 14 | 181.2278 |  | 145.2998 | 0 | 0 | 35.928 | 0
11.06. | 15 | 181.2278 |  | 145.2998 | 0 | 0 | 35.928 | 0
11.06. | 16 | 181.2278 |  | 145.2998 | 0 | 0 | 35.928 | 0
11.06. | 17 | 181.2278 |  | 145.2998 | 0 | 0 | 35.928 | 0
11.06. | 18 | 181.2278 |  | 145.2998 | 0 | 0 | 35.928 | 0
11.06. | 19 | 181.2278 |  | 145.2998 | 0 | 0 | 35.928 | 0
11.06. | 20 | 181.2278 |  | 145.2998 | 0 | 0 | 35.928 | 0
11.06. | 21 | 181.2278 |  | 145.2998 | 0 | 0 | 35.928 | 0
11.06. | 22 | 181.2278 |  | 145.2998 | 0 | 0 | 35.928 | 0
11.06. | 23 | 181.2278 |  | 145.2998 | 0 | 0 | 35.928 | 0
11.06. | 24 | 181.2278 |  | 145.2998 | 0 | 0 | 35.928 | 0
12.06. | 1 | 181.2278 |  | 145.2998 | 0 | 0 | 35.928 | 0
12.06. | 2 | 181.2278 |  | 145.2998 | 0 | 0 | 35.928 | 0
12.06. | 3 | 181.2278 |  | 145.2998 | 0 | 0 | 35.928 | 0
12.06. | 4 | 181.2278 |  | 145.2998 | 0 | 0 | 35.928 | 0
12.06. | 5 | 181.2278 |  | 145.2998 | 0 | 0 | 35.928 | 0
12.06. | 6 | 181.2278 |  | 145.2998 | 0 | 0 | 35.928 | 0
12.06. | 7 | 181.2278 |  | 145.2998 | 0 | 0 | 35.928 | 0
12.06. | 8 | 181.2278 |  | 145.2998 | 0 | 0 | 35.928 | 0
12.06. | 9 | 181.2278 |  | 145.2998 | 0 | 0 | 35.928 | 0
12.06. | 10 | 181.2278 |  | 145.2998 | 0 | 0 | 35.928 | 0
12.06. | 11 | 181.2278 |  | 145.2998 | 0 | 0 | 35.928 | 0
12.06. | 12 | 181.2278 |  | 145.2998 | 0 | 0 | 35.928 | 0
12.06. | 13 | 181.2278 |  | 145.2998 | 0 | 0 | 35.928 | 0
12.06. | 14 | 181.2278 |  | 145.2998 | 0 | 0 | 35.928 | 0
12.06. | 15 | 181.2278 |  | 145.2998 | 0 | 0 | 35.928 | 0
12.06. | 16 | 181.2278 |  | 145.2998 | 0 | 0 | 35.928 | 0
12.06. | 17 | 181.2278 |  | 145.2998 | 0 | 0 | 35.928 | 0
12.06. | 18 | 181.2278 |  | 145.2998 | 0 | 0 | 35.928 | 0
12.06. | 19 | 181.2278 |  | 145.2998 | 0 | 0 | 35.928 | 0
12.06. | 20 | 181.2278 |  | 145.2998 | 0 | 0 | 35.928 | 0
12.06. | 21 | 181.2278 |  | 145.2998 | 0 | 0 | 35.928 | 0
12.06. | 22 | 181.2278 |  | 145.2998 | 0 | 0 | 35.928 | 0
12.06. | 23 | 181.2278 |  | 145.2998 | 0 | 0 | 35.928 | 0
12.06. | 24 | 181.2278 |  | 145.2998 | 0 | 0 | 35.928 | 0
13.06. | 1 | 181.2278 |  | 145.2998 | 0 | 0 | 35.928 | 0
13.06. | 2 | 181.2278 |  | 145.2998 | 0 | 0 | 35.928 | 0
13.06. | 3 | 181.2278 |  | 145.2998 | 0 | 0 | 35.928 | 0
13.06. | 4 | 181.2278 |  | 145.2998 | 0 | 0 | 35.928 | 0
13.06. | 5 | 181.2278 |  | 145.2998 | 0 | 0 | 35.928 | 0
13.06. | 6 | 181.2278 |  | 145.2998 | 0 | 0 | 35.928 | 0
13.06. | 7 | 181.2278 |  | 145.2998 | 0 | 0 | 35.928 | 0
13.06. | 8 | 181.2278 |  | 145.2998 | 0 | 0 | 35.928 | 0
13.06. | 9 | 181.2278 |  | 145.2998 | 0 | 0 | 35.928 | 0
13.06. | 10 | 181.2278 |  | 145.2998 | 0 | 0 | 35.928 | 0
13.06. | 11 | 181.2278 |  | 145.2998 | 0 | 0 | 35.928 | 0
13.06. | 12 | 181.2278 |  | 145.2998 | 0 | 0 | 35.928 | 0
13.06. | 13 | 181.2278 |  | 145.2998 | 0 | 0 | 35.928 | 0
13.06. | 14 | 181.2278 |  | 145.2998 | 0 | 0 | 35.928 | 0
13.06. | 15 | 181.2278 |  | 145.2998 | 0 | 0 | 35.928 | 0
13.06. | 16 | 181.2278 |  | 145.2998 | 0 | 0 | 35.928 | 0
13.06. | 17 | 181.2278 |  | 145.2998 | 0 | 0 | 35.928 | 0
13.06. | 18 | 181.2278 |  | 145.2998 | 0 | 0 | 35.928 | 0
13.06. | 19 | 181.2278 |  | 145.2998 | 0 | 0 | 35.928 | 0
13.06. | 20 | 181.2278 |  | 145.2998 | 0 | 0 | 35.928 | 0
13.06. | 21 | 181.2278 |  | 145.2998 | 0 | 0 | 35.928 | 0
13.06. | 22 | 181.2278 |  | 145.2998 | 0 | 0 | 35.928 | 0
13.06. | 23 | 181.2278 |  | 145.2998 | 0 | 0 | 35.928 | 0
13.06. | 24 | 181.2278 |  | 145.2998 | 0 | 0 | 35.928 | 0
14.06. | 1 | 181.2278 |  | 145.2998 | 0 | 0 | 35.928 | 0
14.06. | 2 | 181.2278 |  | 145.2998 | 0 | 0 | 35.928 | 0
14.06. | 3 | 181.2278 |  | 145.2998 | 0 | 0 | 35.928 | 0
14.06. | 4 | 181.2278 |  | 145.2998 | 0 | 0 | 35.928 | 0
14.06. | 5 | 181.2278 |  | 145.2998 | 0 | 0 | 35.928 | 0
14.06. | 6 | 181.2278 |  | 145.2998 | 0 | 0 | 35.928 | 0
14.06. | 7 | 181.2278 |  | 145.2998 | 0 | 0 | 35.928 | 0
14.06. | 8 | 181.2278 |  | 145.2998 | 0 | 0 | 35.928 | 0
14.06. | 9 | 181.2278 |  | 145.2998 | 0 | 0 | 35.928 | 0
14.06. | 10 | 181.2278 |  | 145.2998 | 0 | 0 | 35.928 | 0
14.06. | 11 | 181.2278 |  | 145.2998 | 0 | 0 | 35.928 | 0
14.06. | 12 | 181.2278 |  | 145.2998 | 0 | 0 | 35.928 | 0
14.06. | 13 | 181.2278 |  | 145.2998 | 0 | 0 | 35.928 | 0
14.06. | 14 | 181.2278 |  | 145.2998 | 0 | 0 | 35.928 | 0
14.06. | 15 | 181.2278 |  | 145.2998 | 0 | 0 | 35.928 | 0
14.06. | 16 | 181.2278 |  | 145.2998 | 0 | 0 | 35.928 | 0
14.06. | 17 | 181.2278 |  | 145.2998 | 0 | 0 | 35.928 | 0
14.06. | 18 | 181.2278 |  | 145.2998 | 0 | 0 | 35.928 | 0
14.06. | 19 | 181.2278 |  | 145.2998 | 0 | 0 | 35.928 | 0
14.06. | 20 | 181.2278 |  | 145.2998 | 0 | 0 | 35.928 | 0
14.06. | 21 | 181.2278 |  | 145.2998 | 0 | 0 | 35.928 | 0
14.06. | 22 | 181.2278 |  | 145.2998 | 0 | 0 | 35.928 | 0
14.06. | 23 | 181.2278 |  | 145.2998 | 0 | 0 | 35.928 | 0
14.06. | 24 | 181.2278 |  | 145.2998 | 0 | 0 | 35.928 | 0
15.06. | 1 | 181.2278 |  | 145.2998 | 0 | 0 | 35.928 | 0
15.06. | 2 | 181.2278 |  | 145.2998 | 0 | 0 | 35.928 | 0
15.06. | 3 | 181.2278 |  | 145.2998 | 0 | 0 | 35.928 | 0
15.06. | 4 | 181.2278 |  | 145.2998 | 0 | 0 | 35.928 | 0
15.06. | 5 | 181.2278 |  | 145.2998 | 0 | 0 | 35.928 | 0
15.06. | 6 | 181.2278 |  | 145.2998 | 0 | 0 | 35.928 | 0
15.06. | 7 | 181.2278 |  | 145.2998 | 0 | 0 | 35.928 | 0
15.06. | 8 | 181.2278 |  | 145.2998 | 0 | 0 | 35.928 | 0
15.06. | 9 | 181.2278 |  | 145.2998 | 0 | 0 | 35.928 | 0
15.06. | 10 | 181.2278 |  | 145.2998 | 0 | 0 | 35.928 | 0
15.06. | 11 | 181.2278 |  | 145.2998 | 0 | 0 | 35.928 | 0
15.06. | 12 | 181.2278 |  | 145.2998 | 0 | 0 | 35.928 | 0
15.06. | 13 | 181.2278 |  | 145.2998 | 0 | 0 | 35.928 | 0
15.06. | 14 | 181.2278 |  | 145.2998 | 0 | 0 | 35.928 | 0
15.06. | 15 | 181.2278 |  | 145.2998 | 0 | 0 | 35.928 | 0
15.06. | 16 | 181.2278 |  | 145.2998 | 0 | 0 | 35.928 | 0
15.06. | 17 | 181.2278 |  | 145.2998 | 0 | 0 | 35.928 | 0
15.06. | 18 | 181.2278 |  | 145.2998 | 0 | 0 | 35.928 | 0
15.06. | 19 | 181.2278 |  | 145.2998 | 0 | 0 | 35.928 | 0
15.06. | 20 | 181.2278 |  | 145.2998 | 0 | 0 | 35.928 | 0
15.06. | 21 | 181.2278 |  | 145.2998 | 0 | 0 | 35.928 | 0
15.06. | 22 | 181.2278 |  | 145.2998 | 0 | 0 | 35.928 | 0
15.06. | 23 | 181.2278 |  | 145.2998 | 0 | 0 | 35.928 | 0
15.06. | 24 | 181.2278 |  | 145.2998 | 0 | 0 | 35.928 | 0
16.06. | 1 | 181.2278 |  | 145.2998 | 0 | 0 | 35.928 | 0
16.06. | 2 | 181.2278 |  | 145.2998 | 0 | 0 | 35.928 | 0
16.06. | 3 | 181.2278 |  | 145.2998 | 0 | 0 | 35.928 | 0
16.06. | 4 | 181.2278 |  | 145.2998 | 0 | 0 | 35.928 | 0
16.06. | 5 | 181.2278 |  | 145.2998 | 0 | 0 | 35.928 | 0
16.06. | 6 | 181.2278 |  | 145.2998 | 0 | 0 | 35.928 | 0
16.06. | 7 | 181.2278 |  | 145.2998 | 0 | 0 | 35.928 | 0
16.06. | 8 | 181.2278 |  | 145.2998 | 0 | 0 | 35.928 | 0
16.06. | 9 | 181.2278 |  | 145.2998 | 0 | 0 | 35.928 | 0
16.06. | 10 | 181.2278 |  | 145.2998 | 0 | 0 | 35.928 | 0
16.06. | 11 | 181.2278 |  | 145.2998 | 0 | 0 | 35.928 | 0
16.06. | 12 | 181.2278 |  | 145.2998 | 0 | 0 | 35.928 | 0
16.06. | 13 | 181.2278 |  | 145.2998 | 0 | 0 | 35.928 | 0
16.06. | 14 | 181.2278 |  | 145.2998 | 0 | 0 | 35.928 | 0
16.06. | 15 | 181.2278 |  | 145.2998 | 0 | 0 | 35.928 | 0
16.06. | 16 | 181.2278 |  | 145.2998 | 0 | 0 | 35.928 | 0
16.06. | 17 | 181.2278 |  | 145.2998 | 0 | 0 | 35.928 | 0
16.06. | 18 | 181.2278 |  | 145.2998 | 0 | 0 | 35.928 | 0
16.06. | 19 | 181.2278 |  | 145.2998 | 0 | 0 | 35.928 | 0
16.06. | 20 | 181.2278 |  | 145.2998 | 0 | 0 | 35.928 | 0
16.06. | 21 | 181.2278 |  | 145.2998 | 0 | 0 | 35.928 | 0
16.06. | 22 | 181.2278 |  | 145.2998 | 0 | 0 | 35.928 | 0
16.06. | 23 | 181.2278 |  | 145.2998 | 0 | 0 | 35.928 | 0
16.06. | 24 | 181.2278 |  | 145.2998 | 0 | 0 | 35.928 | 0
17.06. | 1 | 181.2278 |  | 145.2998 | 0 | 0 | 35.928 | 0
17.06. | 2 | 181.2278 |  | 145.2998 | 0 | 0 | 35.928 | 0
17.06. | 3 | 181.2278 |  | 145.2998 | 0 | 0 | 35.928 | 0
17.06. | 4 | 181.2278 |  | 145.2998 | 0 | 0 | 35.928 | 0
17.06. | 5 | 181.2278 |  | 145.2998 | 0 | 0 | 35.928 | 0
17.06. | 6 | 181.2278 |  | 145.2998 | 0 | 0 | 35.928 | 0
17.06. | 7 | 181.2278 |  | 145.2998 | 0 | 0 | 35.928 | 0
17.06. | 8 | 181.2278 |  | 145.2998 | 0 | 0 | 35.928 | 0
17.06. | 9 | 181.2278 |  | 145.2998 | 0 | 0 | 35.928 | 0
17.06. | 10 | 181.2278 |  | 145.2998 | 0 | 0 | 35.928 | 0
17.06. | 11 | 181.2278 |  | 145.2998 | 0 | 0 | 35.928 | 0
17.06. | 12 | 181.2278 |  | 145.2998 | 0 | 0 | 35.928 | 0
17.06. | 13 | 181.2278 |  | 145.2998 | 0 | 0 | 35.928 | 0
17.06. | 14 | 181.2278 |  | 145.2998 | 0 | 0 | 35.928 | 0
17.06. | 15 | 181.2278 |  | 145.2998 | 0 | 0 | 35.928 | 0
17.06. | 16 | 181.2278 |  | 145.2998 | 0 | 0 | 35.928 | 0
17.06. | 17 | 181.2278 |  | 145.2998 | 0 | 0 | 35.928 | 0
17.06. | 18 | 181.2278 |  | 145.2998 | 0 | 0 | 35.928 | 0
17.06. | 19 | 181.2278 |  | 145.2998 | 0 | 0 | 35.928 | 0
17.06. | 20 | 181.2278 |  | 145.2998 | 0 | 0 | 35.928 | 0
17.06. | 21 | 181.2278 |  | 145.2998 | 0 | 0 | 35.928 | 0
17.06. | 22 | 181.2278 |  | 145.2998 | 0 | 0 | 35.928 | 0
17.06. | 23 | 181.2278 |  | 145.2998 | 0 | 0 | 35.928 | 0
17.06. | 24 | 181.2278 |  | 145.2998 | 0 | 0 | 35.928 | 0
18.06. | 1 | 181.2278 |  | 145.2998 | 0 | 0 | 35.928 | 0
18.06. | 2 | 181.2278 |  | 145.2998 | 0 | 0 | 35.928 | 0
18.06. | 3 | 181.2278 |  | 145.2998 | 0 | 0 | 35.928 | 0
18.06. | 4 | 181.2278 |  | 145.2998 | 0 | 0 | 35.928 | 0
18.06. | 5 | 181.2278 |  | 145.2998 | 0 | 0 | 35.928 | 0
18.06. | 6 | 181.2278 |  | 145.2998 | 0 | 0 | 35.928 | 0
18.06. | 7 | 181.2278 |  | 145.2998 | 0 | 0 | 35.928 | 0
18.06. | 8 | 181.2278 |  | 145.2998 | 0 | 0 | 35.928 | 0
18.06. | 9 | 181.2278 |  | 145.2998 | 0 | 0 | 35.928 | 0
18.06. | 10 | 181.2278 |  | 145.2998 | 0 | 0 | 35.928 | 0
18.06. | 11 | 181.2278 |  | 145.2998 | 0 | 0 | 35.928 | 0
18.06. | 12 | 181.2278 |  | 145.2998 | 0 | 0 | 35.928 | 0
18.06. | 13 | 181.2278 |  | 145.2998 | 0 | 0 | 35.928 | 0
18.06. | 14 | 181.2278 |  | 145.2998 | 0 | 0 | 35.928 | 0
18.06. | 15 | 181.2278 |  | 145.2998 | 0 | 0 | 35.928 | 0
18.06. | 16 | 181.2278 |  | 145.2998 | 0 | 0 | 35.928 | 0
18.06. | 17 | 181.2278 |  | 145.2998 | 0 | 0 | 35.928 | 0
18.06. | 18 | 181.2278 |  | 145.2998 | 0 | 0 | 35.928 | 0
18.06. | 19 | 181.2278 |  | 145.2998 | 0 | 0 | 35.928 | 0
18.06. | 20 | 181.2278 |  | 145.2998 | 0 | 0 | 35.928 | 0
18.06. | 21 | 181.2278 |  | 145.2998 | 0 | 0 | 35.928 | 0
18.06. | 22 | 181.2278 |  | 145.2998 | 0 | 0 | 35.928 | 0
18.06. | 23 | 181.2278 |  | 145.2998 | 0 | 0 | 35.928 | 0
18.06. | 24 | 181.2278 |  | 145.2998 | 0 | 0 | 35.928 | 0
19.06. | 1 | 181.2278 |  | 145.2998 | 0 | 0 | 35.928 | 0
19.06. | 2 | 181.2278 |  | 145.2998 | 0 | 0 | 35.928 | 0
19.06. | 3 | 181.2278 |  | 145.2998 | 0 | 0 | 35.928 | 0
19.06. | 4 | 181.2278 |  | 145.2998 | 0 | 0 | 35.928 | 0
19.06. | 5 | 181.2278 |  | 145.2998 | 0 | 0 | 35.928 | 0
19.06. | 6 | 181.2278 |  | 145.2998 | 0 | 0 | 35.928 | 0
19.06. | 7 | 181.2278 |  | 145.2998 | 0 | 0 | 35.928 | 0
19.06. | 8 | 181.2278 |  | 145.2998 | 0 | 0 | 35.928 | 0
19.06. | 9 | 181.2278 |  | 145.2998 | 0 | 0 | 35.928 | 0
19.06. | 10 | 181.2278 |  | 145.2998 | 0 | 0 | 35.928 | 0
19.06. | 11 | 181.2278 |  | 145.2998 | 0 | 0 | 35.928 | 0
19.06. | 12 | 181.2278 |  | 145.2998 | 0 | 0 | 35.928 | 0
19.06. | 13 | 181.2278 |  | 145.2998 | 0 | 0 | 35.928 | 0
19.06. | 14 | 181.2278 |  | 145.2998 | 0 | 0 | 35.928 | 0
19.06. | 15 | 181.2278 |  | 145.2998 | 0 | 0 | 35.928 | 0
19.06. | 16 | 181.2278 |  | 145.2998 | 0 | 0 | 35.928 | 0
19.06. | 17 | 181.2278 |  | 145.2998 | 0 | 0 | 35.928 | 0
19.06. | 18 | 181.2278 |  | 145.2998 | 0 | 0 | 35.928 | 0
19.06. | 19 | 181.2278 |  | 145.2998 | 0 | 0 | 35.928 | 0
19.06. | 20 | 181.2278 |  | 145.2998 | 0 | 0 | 35.928 | 0
19.06. | 21 | 181.2278 |  | 145.2998 | 0 | 0 | 35.928 | 0
19.06. | 22 | 181.2278 |  | 145.2998 | 0 | 0 | 35.928 | 0
19.06. | 23 | 181.2278 |  | 145.2998 | 0 | 0 | 35.928 | 0
19.06. | 24 | 181.2278 |  | 145.2998 | 0 | 0 | 35.928 | 0
20.06. | 1 | 181.2278 |  | 145.2998 | 0 | 0 | 35.928 | 0
20.06. | 2 | 181.2278 |  | 145.2998 | 0 | 0 | 35.928 | 0
20.06. | 3 | 181.2278 |  | 145.2998 | 0 | 0 | 35.928 | 0
20.06. | 4 | 181.2278 |  | 145.2998 | 0 | 0 | 35.928 | 0
20.06. | 5 | 181.2278 |  | 145.2998 | 0 | 0 | 35.928 | 0
20.06. | 6 | 181.2278 |  | 145.2998 | 0 | 0 | 35.928 | 0
20.06. | 7 | 181.2278 |  | 145.2998 | 0 | 0 | 35.928 | 0
20.06. | 8 | 181.2278 |  | 145.2998 | 0 | 0 | 35.928 | 0
20.06. | 9 | 181.2278 |  | 145.2998 | 0 | 0 | 35.928 | 0
20.06. | 10 | 181.2278 |  | 145.2998 | 0 | 0 | 35.928 | 0
20.06. | 11 | 181.2278 |  | 145.2998 | 0 | 0 | 35.928 | 0
20.06. | 12 | 181.2278 |  | 145.2998 | 0 | 0 | 35.928 | 0
20.06. | 13 | 181.2278 |  | 145.2998 | 0 | 0 | 35.928 | 0
20.06. | 14 | 181.2278 |  | 145.2998 | 0 | 0 | 35.928 | 0
20.06. | 15 | 181.2278 |  | 145.2998 | 0 | 0 | 35.928 | 0
20.06. | 16 | 181.2278 |  | 145.2998 | 0 | 0 | 35.928 | 0
20.06. | 17 | 181.2278 |  | 145.2998 | 0 | 0 | 35.928 | 0
20.06. | 18 | 181.2278 |  | 145.2998 | 0 | 0 | 35.928 | 0
20.06. | 19 | 181.2278 |  | 145.2998 | 0 | 0 | 35.928 | 0
20.06. | 20 | 181.2278 |  | 145.2998 | 0 | 0 | 35.928 | 0
20.06. | 21 | 181.2278 |  | 145.2998 | 0 | 0 | 35.928 | 0
20.06. | 22 | 181.2278 |  | 145.2998 | 0 | 0 | 35.928 | 0
20.06. | 23 | 181.2278 |  | 145.2998 | 0 | 0 | 35.928 | 0
20.06. | 24 | 181.2278 |  | 145.2998 | 0 | 0 | 35.928 | 0
21.06. | 1 | 181.2278 |  | 145.2998 | 0 | 0 | 35.928 | 0
21.06. | 2 | 181.2278 |  | 145.2998 | 0 | 0 | 35.928 | 0
21.06. | 3 | 181.2278 |  | 145.2998 | 0 | 0 | 35.928 | 0
21.06. | 4 | 181.2278 |  | 145.2998 | 0 | 0 | 35.928 | 0
21.06. | 5 | 181.2278 |  | 145.2998 | 0 | 0 | 35.928 | 0
21.06. | 6 | 181.2278 |  | 145.2998 | 0 | 0 | 35.928 | 0
21.06. | 7 | 181.2278 |  | 145.2998 | 0 | 0 | 35.928 | 0
21.06. | 8 | 181.2278 |  | 145.2998 | 0 | 0 | 35.928 | 0
21.06. | 9 | 181.2278 |  | 145.2998 | 0 | 0 | 35.928 | 0
21.06. | 10 | 181.2278 |  | 145.2998 | 0 | 0 | 35.928 | 0
21.06. | 11 | 181.2278 |  | 145.2998 | 0 | 0 | 35.928 | 0
21.06. | 12 | 181.2278 |  | 145.2998 | 0 | 0 | 35.928 | 0
21.06. | 13 | 181.2278 |  | 145.2998 | 0 | 0 | 35.928 | 0
21.06. | 14 | 181.2278 |  | 145.2998 | 0 | 0 | 35.928 | 0
21.06. | 15 | 181.2278 |  | 145.2998 | 0 | 0 | 35.928 | 0
21.06. | 16 | 181.2278 |  | 145.2998 | 0 | 0 | 35.928 | 0
21.06. | 17 | 181.2278 |  | 145.2998 | 0 | 0 | 35.928 | 0
21.06. | 18 | 181.2278 |  | 145.2998 | 0 | 0 | 35.928 | 0
21.06. | 19 | 181.2278 |  | 145.2998 | 0 | 0 | 35.928 | 0
21.06. | 20 | 181.2278 |  | 145.2998 | 0 | 0 | 35.928 | 0
21.06. | 21 | 181.2278 |  | 145.2998 | 0 | 0 | 35.928 | 0
21.06. | 22 | 181.2278 |  | 145.2998 | 0 | 0 | 35.928 | 0
21.06. | 23 | 181.2278 |  | 145.2998 | 0 | 0 | 35.928 | 0
21.06. | 24 | 181.2278 |  | 145.2998 | 0 | 0 | 35.928 | 0
22.06. | 1 | 181.2278 |  | 145.2998 | 0 | 0 | 35.928 | 0
22.06. | 2 | 181.2278 |  | 145.2998 | 0 | 0 | 35.928 | 0
22.06. | 3 | 181.2278 |  | 145.2998 | 0 | 0 | 35.928 | 0
22.06. | 4 | 181.2278 |  | 145.2998 | 0 | 0 | 35.928 | 0
22.06. | 5 | 181.2278 |  | 145.2998 | 0 | 0 | 35.928 | 0
22.06. | 6 | 181.2278 |  | 145.2998 | 0 | 0 | 35.928 | 0
22.06. | 7 | 181.2278 |  | 145.2998 | 0 | 0 | 35.928 | 0
22.06. | 8 | 181.2278 |  | 145.2998 | 0 | 0 | 35.928 | 0
22.06. | 9 | 181.2278 |  | 145.2998 | 0 | 0 | 35.928 | 0
22.06. | 10 | 181.2278 |  | 145.2998 | 0 | 0 | 35.928 | 0
22.06. | 11 | 181.2278 |  | 145.2998 | 0 | 0 | 35.928 | 0
22.06. | 12 | 181.2278 |  | 145.2998 | 0 | 0 | 35.928 | 0
22.06. | 13 | 181.2278 |  | 145.2998 | 0 | 0 | 35.928 | 0
22.06. | 14 | 181.2278 |  | 145.2998 | 0 | 0 | 35.928 | 0
22.06. | 15 | 181.2278 |  | 145.2998 | 0 | 0 | 35.928 | 0
22.06. | 16 | 181.2278 |  | 145.2998 | 0 | 0 | 35.928 | 0
22.06. | 17 | 181.2278 |  | 145.2998 | 0 | 0 | 35.928 | 0
22.06. | 18 | 181.2278 |  | 145.2998 | 0 | 0 | 35.928 | 0
22.06. | 19 | 181.2278 |  | 145.2998 | 0 | 0 | 35.928 | 0
22.06. | 20 | 181.2278 |  | 145.2998 | 0 | 0 | 35.928 | 0
22.06. | 21 | 181.2278 |  | 145.2998 | 0 | 0 | 35.928 | 0
22.06. | 22 | 181.2278 |  | 145.2998 | 0 | 0 | 35.928 | 0
22.06. | 23 | 181.2278 |  | 145.2998 | 0 | 0 | 35.928 | 0
22.06. | 24 | 181.2278 |  | 145.2998 | 0 | 0 | 35.928 | 0
23.06. | 1 | 181.2278 |  | 145.2998 | 0 | 0 | 35.928 | 0
23.06. | 2 | 181.2278 |  | 145.2998 | 0 | 0 | 35.928 | 0
23.06. | 3 | 181.2278 |  | 145.2998 | 0 | 0 | 35.928 | 0
23.06. | 4 | 181.2278 |  | 145.2998 | 0 | 0 | 35.928 | 0
23.06. | 5 | 181.2278 |  | 145.2998 | 0 | 0 | 35.928 | 0
23.06. | 6 | 181.2278 |  | 145.2998 | 0 | 0 | 35.928 | 0
23.06. | 7 | 181.2278 |  | 145.2998 | 0 | 0 | 35.928 | 0
23.06. | 8 | 181.2278 |  | 145.2998 | 0 | 0 | 35.928 | 0
23.06. | 9 | 181.2278 |  | 145.2998 | 0 | 0 | 35.928 | 0
23.06. | 10 | 181.2278 |  | 145.2998 | 0 | 0 | 35.928 | 0
23.06. | 11 | 181.2278 |  | 145.2998 | 0 | 0 | 35.928 | 0
23.06. | 12 | 181.2278 |  | 145.2998 | 0 | 0 | 35.928 | 0
23.06. | 13 | 181.2278 |  | 145.2998 | 0 | 0 | 35.928 | 0
23.06. | 14 | 181.2278 |  | 145.2998 | 0 | 0 | 35.928 | 0
23.06. | 15 | 181.2278 |  | 145.2998 | 0 | 0 | 35.928 | 0
23.06. | 16 | 181.2278 |  | 145.2998 | 0 | 0 | 35.928 | 0
23.06. | 17 | 181.2278 |  | 145.2998 | 0 | 0 | 35.928 | 0
23.06. | 18 | 181.2278 |  | 145.2998 | 0 | 0 | 35.928 | 0
23.06. | 19 | 181.2278 |  | 145.2998 | 0 | 0 | 35.928 | 0
23.06. | 20 | 181.2278 |  | 145.2998 | 0 | 0 | 35.928 | 0
23.06. | 21 | 181.2278 |  | 145.2998 | 0 | 0 | 35.928 | 0
23.06. | 22 | 181.2278 |  | 145.2998 | 0 | 0 | 35.928 | 0
23.06. | 23 | 181.2278 |  | 145.2998 | 0 | 0 | 35.928 | 0
23.06. | 24 | 181.2278 |  | 145.2998 | 0 | 0 | 35.928 | 0
24.06. | 1 | 181.2278 |  | 145.2998 | 0 | 0 | 35.928 | 0
24.06. | 2 | 181.2278 |  | 145.2998 | 0 | 0 | 35.928 | 0
24.06. | 3 | 181.2278 |  | 145.2998 | 0 | 0 | 35.928 | 0
24.06. | 4 | 181.2278 |  | 145.2998 | 0 | 0 | 35.928 | 0
24.06. | 5 | 181.2278 |  | 145.2998 | 0 | 0 | 35.928 | 0
24.06. | 6 | 181.2278 |  | 145.2998 | 0 | 0 | 35.928 | 0
24.06. | 7 | 181.2278 |  | 145.2998 | 0 | 0 | 35.928 | 0
24.06. | 8 | 181.2278 |  | 145.2998 | 0 | 0 | 35.928 | 0
24.06. | 9 | 181.2278 |  | 145.2998 | 0 | 0 | 35.928 | 0
24.06. | 10 | 181.2278 |  | 145.2998 | 0 | 0 | 35.928 | 0
24.06. | 11 | 181.2278 |  | 145.2998 | 0 | 0 | 35.928 | 0
24.06. | 12 | 181.2278 |  | 145.2998 | 0 | 0 | 35.928 | 0
24.06. | 13 | 181.2278 |  | 145.2998 | 0 | 0 | 35.928 | 0
24.06. | 14 | 181.2278 |  | 145.2998 | 0 | 0 | 35.928 | 0
24.06. | 15 | 181.2278 |  | 145.2998 | 0 | 0 | 35.928 | 0
24.06. | 16 | 181.2278 |  | 145.2998 | 0 | 0 | 35.928 | 0
24.06. | 17 | 181.2278 |  | 145.2998 | 0 | 0 | 35.928 | 0
24.06. | 18 | 181.2278 |  | 145.2998 | 0 | 0 | 35.928 | 0
24.06. | 19 | 181.2278 |  | 145.2998 | 0 | 0 | 35.928 | 0
24.06. | 20 | 181.2278 |  | 145.2998 | 0 | 0 | 35.928 | 0
24.06. | 21 | 181.2278 |  | 145.2998 | 0 | 0 | 35.928 | 0
24.06. | 22 | 181.2278 |  | 145.2998 | 0 | 0 | 35.928 | 0
24.06. | 23 | 181.2278 |  | 145.2998 | 0 | 0 | 35.928 | 0
24.06. | 24 | 181.2278 |  | 145.2998 | 0 | 0 | 35.928 | 0
25.06. | 1 | 181.2278 |  | 145.2998 | 0 | 0 | 35.928 | 0
25.06. | 2 | 181.2278 |  | 145.2998 | 0 | 0 | 35.928 | 0
25.06. | 3 | 181.2278 |  | 145.2998 | 0 | 0 | 35.928 | 0
25.06. | 4 | 181.2278 |  | 145.2998 | 0 | 0 | 35.928 | 0
25.06. | 5 | 181.2278 |  | 145.2998 | 0 | 0 | 35.928 | 0
25.06. | 6 | 181.2278 |  | 145.2998 | 0 | 0 | 35.928 | 0
25.06. | 7 | 181.2278 |  | 145.2998 | 0 | 0 | 35.928 | 0
25.06. | 8 | 181.2278 |  | 145.2998 | 0 | 0 | 35.928 | 0
25.06. | 9 | 181.2278 |  | 145.2998 | 0 | 0 | 35.928 | 0
25.06. | 10 | 181.2278 |  | 145.2998 | 0 | 0 | 35.928 | 0
25.06. | 11 | 181.2278 |  | 145.2998 | 0 | 0 | 35.928 | 0
25.06. | 12 | 181.2278 |  | 145.2998 | 0 | 0 | 35.928 | 0
25.06. | 13 | 181.2278 |  | 145.2998 | 0 | 0 | 35.928 | 0
25.06. | 14 | 181.2278 |  | 145.2998 | 0 | 0 | 35.928 | 0
25.06. | 15 | 181.2278 |  | 145.2998 | 0 | 0 | 35.928 | 0
25.06. | 16 | 181.2278 |  | 145.2998 | 0 | 0 | 35.928 | 0
25.06. | 17 | 181.2278 |  | 145.2998 | 0 | 0 | 35.928 | 0
25.06. | 18 | 181.2278 |  | 145.2998 | 0 | 0 | 35.928 | 0
25.06. | 19 | 181.2278 |  | 145.2998 | 0 | 0 | 35.928 | 0
25.06. | 20 | 181.2278 |  | 145.2998 | 0 | 0 | 35.928 | 0
25.06. | 21 | 181.2278 |  | 145.2998 | 0 | 0 | 35.928 | 0
25.06. | 22 | 181.2278 |  | 145.2998 | 0 | 0 | 35.928 | 0
25.06. | 23 | 181.2278 |  | 145.2998 | 0 | 0 | 35.928 | 0
25.06. | 24 | 181.2278 |  | 145.2998 | 0 | 0 | 35.928 | 0
26.06. | 1 | 181.2278 |  | 145.2998 | 0 | 0 | 35.928 | 0
26.06. | 2 | 181.2278 |  | 145.2998 | 0 | 0 | 35.928 | 0
26.06. | 3 | 181.2278 |  | 145.2998 | 0 | 0 | 35.928 | 0
26.06. | 4 | 181.2278 |  | 145.2998 | 0 | 0 | 35.928 | 0
26.06. | 5 | 181.2278 |  | 145.2998 | 0 | 0 | 35.928 | 0
26.06. | 6 | 181.2278 |  | 145.2998 | 0 | 0 | 35.928 | 0
26.06. | 7 | 181.2278 |  | 145.2998 | 0 | 0 | 35.928 | 0
26.06. | 8 | 181.2278 |  | 145.2998 | 0 | 0 | 35.928 | 0
26.06. | 9 | 181.2278 |  | 145.2998 | 0 | 0 | 35.928 | 0
26.06. | 10 | 181.2278 |  | 145.2998 | 0 | 0 | 35.928 | 0
26.06. | 11 | 181.2278 |  | 145.2998 | 0 | 0 | 35.928 | 0
26.06. | 12 | 181.2278 |  | 145.2998 | 0 | 0 | 35.928 | 0
26.06. | 13 | 181.2278 |  | 145.2998 | 0 | 0 | 35.928 | 0
26.06. | 14 | 181.2278 |  | 145.2998 | 0 | 0 | 35.928 | 0
26.06. | 15 | 181.2278 |  | 145.2998 | 0 | 0 | 35.928 | 0
26.06. | 16 | 181.2278 |  | 145.2998 | 0 | 0 | 35.928 | 0
26.06. | 17 | 181.2278 |  | 145.2998 | 0 | 0 | 35.928 | 0
26.06. | 18 | 181.2278 |  | 145.2998 | 0 | 0 | 35.928 | 0
26.06. | 19 | 181.2278 |  | 145.2998 | 0 | 0 | 35.928 | 0
26.06. | 20 | 181.2278 |  | 145.2998 | 0 | 0 | 35.928 | 0
26.06. | 21 | 181.2278 |  | 145.2998 | 0 | 0 | 35.928 | 0
26.06. | 22 | 181.2278 |  | 145.2998 | 0 | 0 | 35.928 | 0
26.06. | 23 | 181.2278 |  | 145.2998 | 0 | 0 | 35.928 | 0
26.06. | 24 | 181.2278 |  | 145.2998 | 0 | 0 | 35.928 | 0
27.06. | 1 | 181.2278 |  | 145.2998 | 0 | 0 | 35.928 | 0
27.06. | 2 | 181.2278 |  | 145.2998 | 0 | 0 | 35.928 | 0
27.06. | 3 | 181.2278 |  | 145.2998 | 0 | 0 | 35.928 | 0
27.06. | 4 | 181.2278 |  | 145.2998 | 0 | 0 | 35.928 | 0
27.06. | 5 | 181.2278 |  | 145.2998 | 0 | 0 | 35.928 | 0
27.06. | 6 | 181.2278 |  | 145.2998 | 0 | 0 | 35.928 | 0
27.06. | 7 | 181.2278 |  | 145.2998 | 0 | 0 | 35.928 | 0
27.06. | 8 | 181.2278 |  | 145.2998 | 0 | 0 | 35.928 | 0
27.06. | 9 | 181.2278 |  | 145.2998 | 0 | 0 | 35.928 | 0
27.06. | 10 | 181.2278 |  | 145.2998 | 0 | 0 | 35.928 | 0
27.06. | 11 | 181.2278 |  | 145.2998 | 0 | 0 | 35.928 | 0
27.06. | 12 | 181.2278 |  | 145.2998 | 0 | 0 | 35.928 | 0
27.06. | 13 | 181.2278 |  | 145.2998 | 0 | 0 | 35.928 | 0
27.06. | 14 | 181.2278 |  | 145.2998 | 0 | 0 | 35.928 | 0
27.06. | 15 | 181.2278 |  | 145.2998 | 0 | 0 | 35.928 | 0
27.06. | 16 | 181.2278 |  | 145.2998 | 0 | 0 | 35.928 | 0
27.06. | 17 | 181.2278 |  | 145.2998 | 0 | 0 | 35.928 | 0
27.06. | 18 | 181.2278 |  | 145.2998 | 0 | 0 | 35.928 | 0
27.06. | 19 | 181.2278 |  | 145.2998 | 0 | 0 | 35.928 | 0
27.06. | 20 | 181.2278 |  | 145.2998 | 0 | 0 | 35.928 | 0
27.06. | 21 | 181.2278 |  | 145.2998 | 0 | 0 | 35.928 | 0
27.06. | 22 | 181.2278 |  | 145.2998 | 0 | 0 | 35.928 | 0
27.06. | 23 | 181.2278 |  | 145.2998 | 0 | 0 | 35.928 | 0
27.06. | 24 | 181.2278 |  | 145.2998 | 0 | 0 | 35.928 | 0
28.06. | 1 | 181.2278 |  | 145.2998 | 0 | 0 | 35.928 | 0
28.06. | 2 | 181.2278 |  | 145.2998 | 0 | 0 | 35.928 | 0
28.06. | 3 | 181.2278 |  | 145.2998 | 0 | 0 | 35.928 | 0
28.06. | 4 | 181.2278 |  | 145.2998 | 0 | 0 | 35.928 | 0
28.06. | 5 | 181.2278 |  | 145.2998 | 0 | 0 | 35.928 | 0
28.06. | 6 | 181.2278 |  | 145.2998 | 0 | 0 | 35.928 | 0
28.06. | 7 | 181.2278 |  | 145.2998 | 0 | 0 | 35.928 | 0
28.06. | 8 | 181.2278 |  | 145.2998 | 0 | 0 | 35.928 | 0
28.06. | 9 | 181.2278 |  | 145.2998 | 0 | 0 | 35.928 | 0
28.06. | 10 | 181.2278 |  | 145.2998 | 0 | 0 | 35.928 | 0
28.06. | 11 | 181.2278 |  | 145.2998 | 0 | 0 | 35.928 | 0
28.06. | 12 | 181.2278 |  | 145.2998 | 0 | 0 | 35.928 | 0
28.06. | 13 | 181.2278 |  | 145.2998 | 0 | 0 | 35.928 | 0
28.06. | 14 | 181.2278 |  | 145.2998 | 0 | 0 | 35.928 | 0
28.06. | 15 | 181.2278 |  | 145.2998 | 0 | 0 | 35.928 | 0
28.06. | 16 | 181.2278 |  | 145.2998 | 0 | 0 | 35.928 | 0
28.06. | 17 | 181.2278 |  | 145.2998 | 0 | 0 | 35.928 | 0
28.06. | 18 | 181.2278 |  | 145.2998 | 0 | 0 | 35.928 | 0
28.06. | 19 | 181.2278 |  | 145.2998 | 0 | 0 | 35.928 | 0
28.06. | 20 | 181.2278 |  | 145.2998 | 0 | 0 | 35.928 | 0
28.06. | 21 | 181.2278 |  | 145.2998 | 0 | 0 | 35.928 | 0
28.06. | 22 | 181.2278 |  | 145.2998 | 0 | 0 | 35.928 | 0
28.06. | 23 | 181.2278 |  | 145.2998 | 0 | 0 | 35.928 | 0
28.06. | 24 | 181.2278 |  | 145.2998 | 0 | 0 | 35.928 | 0
29.06. | 1 | 181.2278 |  | 145.2998 | 0 | 0 | 35.928 | 0
29.06. | 2 | 181.2278 |  | 145.2998 | 0 | 0 | 35.928 | 0
29.06. | 3 | 181.2278 |  | 145.2998 | 0 | 0 | 35.928 | 0
29.06. | 4 | 181.2278 |  | 145.2998 | 0 | 0 | 35.928 | 0
29.06. | 5 | 181.2278 |  | 145.2998 | 0 | 0 | 35.928 | 0
29.06. | 6 | 181.2278 |  | 145.2998 | 0 | 0 | 35.928 | 0
29.06. | 7 | 181.2278 |  | 145.2998 | 0 | 0 | 35.928 | 0
29.06. | 8 | 181.2278 |  | 145.2998 | 0 | 0 | 35.928 | 0
29.06. | 9 | 181.2278 |  | 145.2998 | 0 | 0 | 35.928 | 0
29.06. | 10 | 181.2278 |  | 145.2998 | 0 | 0 | 35.928 | 0
29.06. | 11 | 181.2278 |  | 145.2998 | 0 | 0 | 35.928 | 0
29.06. | 12 | 181.2278 |  | 145.2998 | 0 | 0 | 35.928 | 0
29.06. | 13 | 181.2278 |  | 145.2998 | 0 | 0 | 35.928 | 0
29.06. | 14 | 181.2278 |  | 145.2998 | 0 | 0 | 35.928 | 0
29.06. | 15 | 181.2278 |  | 145.2998 | 0 | 0 | 35.928 | 0
29.06. | 16 | 181.2278 |  | 145.2998 | 0 | 0 | 35.928 | 0
29.06. | 17 | 181.2278 |  | 145.2998 | 0 | 0 | 35.928 | 0
29.06. | 18 | 181.2278 |  | 145.2998 | 0 | 0 | 35.928 | 0
29.06. | 19 | 181.2278 |  | 145.2998 | 0 | 0 | 35.928 | 0
29.06. | 20 | 181.2278 |  | 145.2998 | 0 | 0 | 35.928 | 0
29.06. | 21 | 181.2278 |  | 145.2998 | 0 | 0 | 35.928 | 0
29.06. | 22 | 181.2278 |  | 145.2998 | 0 | 0 | 35.928 | 0
29.06. | 23 | 181.2278 |  | 145.2998 | 0 | 0 | 35.928 | 0
29.06. | 24 | 181.2278 |  | 145.2998 | 0 | 0 | 35.928 | 0
30.06. | 1 | 181.2278 |  | 145.2998 | 0 | 0 | 35.928 | 0
30.06. | 2 | 181.2278 |  | 145.2998 | 0 | 0 | 35.928 | 0
30.06. | 3 | 181.2278 |  | 145.2998 | 0 | 0 | 35.928 | 0
30.06. | 4 | 181.2278 |  | 145.2998 | 0 | 0 | 35.928 | 0
30.06. | 5 | 181.2278 |  | 145.2998 | 0 | 0 | 35.928 | 0
30.06. | 6 | 181.2278 |  | 145.2998 | 0 | 0 | 35.928 | 0
30.06. | 7 | 181.2278 |  | 145.2998 | 0 | 0 | 35.928 | 0
30.06. | 8 | 181.2278 |  | 145.2998 | 0 | 0 | 35.928 | 0
30.06. | 9 | 181.2278 |  | 145.2998 | 0 | 0 | 35.928 | 0
30.06. | 10 | 181.2278 |  | 145.2998 | 0 | 0 | 35.928 | 0
30.06. | 11 | 181.2278 |  | 145.2998 | 0 | 0 | 35.928 | 0
30.06. | 12 | 181.2278 |  | 145.2998 | 0 | 0 | 35.928 | 0
30.06. | 13 | 181.2278 |  | 145.2998 | 0 | 0 | 35.928 | 0
30.06. | 14 | 181.2278 |  | 145.2998 | 0 | 0 | 35.928 | 0
30.06. | 15 | 181.2278 |  | 145.2998 | 0 | 0 | 35.928 | 0
30.06. | 16 | 181.2278 |  | 145.2998 | 0 | 0 | 35.928 | 0
30.06. | 17 | 181.2278 |  | 145.2998 | 0 | 0 | 35.928 | 0
30.06. | 18 | 181.2278 |  | 145.2998 | 0 | 0 | 35.928 | 0
30.06. | 19 | 181.2278 |  | 145.2998 | 0 | 0 | 35.928 | 0
30.06. | 20 | 181.2278 |  | 145.2998 | 0 | 0 | 35.928 | 0
30.06. | 21 | 181.2278 |  | 145.2998 | 0 | 0 | 35.928 | 0
30.06. | 22 | 181.2278 |  | 145.2998 | 0 | 0 | 35.928 | 0
30.06. | 23 | 181.2278 |  | 145.2998 | 0 | 0 | 35.928 | 0
30.06. | 24 | 181.2278 |  | 145.2998 | 0 | 0 | 35.928 | 0
01.07. | 1 | 183.0242 |  | 145.2998 | 0 | 0 | 37.7244 | 0
01.07. | 2 | 183.0242 |  | 145.2998 | 0 | 0 | 37.7244 | 0
01.07. | 3 | 183.0242 |  | 145.2998 | 0 | 0 | 37.7244 | 0
01.07. | 4 | 183.0242 |  | 145.2998 | 0 | 0 | 37.7244 | 0
01.07. | 5 | 183.0242 |  | 145.2998 | 0 | 0 | 37.7244 | 0
01.07. | 6 | 183.0242 |  | 145.2998 | 0 | 0 | 37.7244 | 0
01.07. | 7 | 183.0242 |  | 145.2998 | 0 | 0 | 37.7244 | 0
01.07. | 8 | 183.0242 |  | 145.2998 | 0 | 0 | 37.7244 | 0
01.07. | 9 | 183.0242 |  | 145.2998 | 0 | 0 | 37.7244 | 0
01.07. | 10 | 183.0242 |  | 145.2998 | 0 | 0 | 37.7244 | 0
01.07. | 11 | 183.0242 |  | 145.2998 | 0 | 0 | 37.7244 | 0
01.07. | 12 | 183.0242 |  | 145.2998 | 0 | 0 | 37.7244 | 0
01.07. | 13 | 183.0242 |  | 145.2998 | 0 | 0 | 37.7244 | 0
01.07. | 14 | 183.0242 |  | 145.2998 | 0 | 0 | 37.7244 | 0
01.07. | 15 | 183.0242 |  | 145.2998 | 0 | 0 | 37.7244 | 0
01.07. | 16 | 183.0242 |  | 145.2998 | 0 | 0 | 37.7244 | 0
01.07. | 17 | 183.0242 |  | 145.2998 | 0 | 0 | 37.7244 | 0
01.07. | 18 | 183.0242 |  | 145.2998 | 0 | 0 | 37.7244 | 0
01.07. | 19 | 183.0242 |  | 145.2998 | 0 | 0 | 37.7244 | 0
01.07. | 20 | 183.0242 |  | 145.2998 | 0 | 0 | 37.7244 | 0
01.07. | 21 | 183.0242 |  | 145.2998 | 0 | 0 | 37.7244 | 0
01.07. | 22 | 183.0242 |  | 145.2998 | 0 | 0 | 37.7244 | 0
01.07. | 23 | 183.0242 |  | 145.2998 | 0 | 0 | 37.7244 | 0
01.07. | 24 | 183.0242 |  | 145.2998 | 0 | 0 | 37.7244 | 0
02.07. | 1 | 183.0242 |  | 145.2998 | 0 | 0 | 37.7244 | 0
02.07. | 2 | 183.0242 |  | 145.2998 | 0 | 0 | 37.7244 | 0
02.07. | 3 | 183.0242 |  | 145.2998 | 0 | 0 | 37.7244 | 0
02.07. | 4 | 183.0242 |  | 145.2998 | 0 | 0 | 37.7244 | 0
02.07. | 5 | 183.0242 |  | 145.2998 | 0 | 0 | 37.7244 | 0
02.07. | 6 | 183.0242 |  | 145.2998 | 0 | 0 | 37.7244 | 0
02.07. | 7 | 183.0242 |  | 145.2998 | 0 | 0 | 37.7244 | 0
02.07. | 8 | 183.0242 |  | 145.2998 | 0 | 0 | 37.7244 | 0
02.07. | 9 | 183.0242 |  | 145.2998 | 0 | 0 | 37.7244 | 0
02.07. | 10 | 183.0242 |  | 145.2998 | 0 | 0 | 37.7244 | 0
02.07. | 11 | 183.0242 |  | 145.2998 | 0 | 0 | 37.7244 | 0
02.07. | 12 | 183.0242 |  | 145.2998 | 0 | 0 | 37.7244 | 0
02.07. | 13 | 183.0242 |  | 145.2998 | 0 | 0 | 37.7244 | 0
02.07. | 14 | 183.0242 |  | 145.2998 | 0 | 0 | 37.7244 | 0
02.07. | 15 | 183.0242 |  | 145.2998 | 0 | 0 | 37.7244 | 0
02.07. | 16 | 183.0242 |  | 145.2998 | 0 | 0 | 37.7244 | 0
02.07. | 17 | 183.0242 |  | 145.2998 | 0 | 0 | 37.7244 | 0
02.07. | 18 | 183.0242 |  | 145.2998 | 0 | 0 | 37.7244 | 0
02.07. | 19 | 183.0242 |  | 145.2998 | 0 | 0 | 37.7244 | 0
02.07. | 20 | 183.0242 |  | 145.2998 | 0 | 0 | 37.7244 | 0
02.07. | 21 | 183.0242 |  | 145.2998 | 0 | 0 | 37.7244 | 0
02.07. | 22 | 183.0242 |  | 145.2998 | 0 | 0 | 37.7244 | 0
02.07. | 23 | 183.0242 |  | 145.2998 | 0 | 0 | 37.7244 | 0
02.07. | 24 | 183.0242 |  | 145.2998 | 0 | 0 | 37.7244 | 0
03.07. | 1 | 183.0242 |  | 145.2998 | 0 | 0 | 37.7244 | 0
03.07. | 2 | 183.0242 |  | 145.2998 | 0 | 0 | 37.7244 | 0
03.07. | 3 | 183.0242 |  | 145.2998 | 0 | 0 | 37.7244 | 0
03.07. | 4 | 183.0242 |  | 145.2998 | 0 | 0 | 37.7244 | 0
03.07. | 5 | 183.0242 |  | 145.2998 | 0 | 0 | 37.7244 | 0
03.07. | 6 | 183.0242 |  | 145.2998 | 0 | 0 | 37.7244 | 0
03.07. | 7 | 183.0242 |  | 145.2998 | 0 | 0 | 37.7244 | 0
03.07. | 8 | 183.0242 |  | 145.2998 | 0 | 0 | 37.7244 | 0
03.07. | 9 | 183.0242 |  | 145.2998 | 0 | 0 | 37.7244 | 0
03.07. | 10 | 183.0242 |  | 145.2998 | 0 | 0 | 37.7244 | 0
03.07. | 11 | 183.0242 |  | 145.2998 | 0 | 0 | 37.7244 | 0
03.07. | 12 | 183.0242 |  | 145.2998 | 0 | 0 | 37.7244 | 0
03.07. | 13 | 183.0242 |  | 145.2998 | 0 | 0 | 37.7244 | 0
03.07. | 14 | 183.0242 |  | 145.2998 | 0 | 0 | 37.7244 | 0
03.07. | 15 | 183.0242 |  | 145.2998 | 0 | 0 | 37.7244 | 0
03.07. | 16 | 183.0242 |  | 145.2998 | 0 | 0 | 37.7244 | 0
03.07. | 17 | 183.0242 |  | 145.2998 | 0 | 0 | 37.7244 | 0
03.07. | 18 | 183.0242 |  | 145.2998 | 0 | 0 | 37.7244 | 0
03.07. | 19 | 183.0242 |  | 145.2998 | 0 | 0 | 37.7244 | 0
03.07. | 20 | 183.0242 |  | 145.2998 | 0 | 0 | 37.7244 | 0
03.07. | 21 | 183.0242 |  | 145.2998 | 0 | 0 | 37.7244 | 0
03.07. | 22 | 183.0242 |  | 145.2998 | 0 | 0 | 37.7244 | 0
03.07. | 23 | 183.0242 |  | 145.2998 | 0 | 0 | 37.7244 | 0
03.07. | 24 | 183.0242 |  | 145.2998 | 0 | 0 | 37.7244 | 0
04.07. | 1 | 183.0242 |  | 145.2998 | 0 | 0 | 37.7244 | 0
04.07. | 2 | 183.0242 |  | 145.2998 | 0 | 0 | 37.7244 | 0
04.07. | 3 | 183.0242 |  | 145.2998 | 0 | 0 | 37.7244 | 0
04.07. | 4 | 183.0242 |  | 145.2998 | 0 | 0 | 37.7244 | 0
04.07. | 5 | 183.0242 |  | 145.2998 | 0 | 0 | 37.7244 | 0
04.07. | 6 | 183.0242 |  | 145.2998 | 0 | 0 | 37.7244 | 0
04.07. | 7 | 183.0242 |  | 145.2998 | 0 | 0 | 37.7244 | 0
04.07. | 8 | 183.0242 |  | 145.2998 | 0 | 0 | 37.7244 | 0
04.07. | 9 | 183.0242 |  | 145.2998 | 0 | 0 | 37.7244 | 0
04.07. | 10 | 183.0242 |  | 145.2998 | 0 | 0 | 37.7244 | 0
04.07. | 11 | 183.0242 |  | 145.2998 | 0 | 0 | 37.7244 | 0
04.07. | 12 | 183.0242 |  | 145.2998 | 0 | 0 | 37.7244 | 0
04.07. | 13 | 183.0242 |  | 145.2998 | 0 | 0 | 37.7244 | 0
04.07. | 14 | 183.0242 |  | 145.2998 | 0 | 0 | 37.7244 | 0
04.07. | 15 | 183.0242 |  | 145.2998 | 0 | 0 | 37.7244 | 0
04.07. | 16 | 183.0242 |  | 145.2998 | 0 | 0 | 37.7244 | 0
04.07. | 17 | 183.0242 |  | 145.2998 | 0 | 0 | 37.7244 | 0
04.07. | 18 | 183.0242 |  | 145.2998 | 0 | 0 | 37.7244 | 0
04.07. | 19 | 183.0242 |  | 145.2998 | 0 | 0 | 37.7244 | 0
04.07. | 20 | 183.0242 |  | 145.2998 | 0 | 0 | 37.7244 | 0
04.07. | 21 | 183.0242 |  | 145.2998 | 0 | 0 | 37.7244 | 0
04.07. | 22 | 183.0242 |  | 145.2998 | 0 | 0 | 37.7244 | 0
04.07. | 23 | 183.0242 |  | 145.2998 | 0 | 0 | 37.7244 | 0
04.07. | 24 | 183.0242 |  | 145.2998 | 0 | 0 | 37.7244 | 0
05.07. | 1 | 183.0242 |  | 145.2998 | 0 | 0 | 37.7244 | 0
05.07. | 2 | 183.0242 |  | 145.2998 | 0 | 0 | 37.7244 | 0
05.07. | 3 | 183.0242 |  | 145.2998 | 0 | 0 | 37.7244 | 0
05.07. | 4 | 183.0242 |  | 145.2998 | 0 | 0 | 37.7244 | 0
05.07. | 5 | 183.0242 |  | 145.2998 | 0 | 0 | 37.7244 | 0
05.07. | 6 | 183.0242 |  | 145.2998 | 0 | 0 | 37.7244 | 0
05.07. | 7 | 183.0242 |  | 145.2998 | 0 | 0 | 37.7244 | 0
05.07. | 8 | 183.0242 |  | 145.2998 | 0 | 0 | 37.7244 | 0
05.07. | 9 | 183.0242 |  | 145.2998 | 0 | 0 | 37.7244 | 0
05.07. | 10 | 183.0242 |  | 145.2998 | 0 | 0 | 37.7244 | 0
05.07. | 11 | 183.0242 |  | 145.2998 | 0 | 0 | 37.7244 | 0
05.07. | 12 | 183.0242 |  | 145.2998 | 0 | 0 | 37.7244 | 0
05.07. | 13 | 183.0242 |  | 145.2998 | 0 | 0 | 37.7244 | 0
05.07. | 14 | 183.0242 |  | 145.2998 | 0 | 0 | 37.7244 | 0
05.07. | 15 | 183.0242 |  | 145.2998 | 0 | 0 | 37.7244 | 0
05.07. | 16 | 183.0242 |  | 145.2998 | 0 | 0 | 37.7244 | 0
05.07. | 17 | 183.0242 |  | 145.2998 | 0 | 0 | 37.7244 | 0
05.07. | 18 | 183.0242 |  | 145.2998 | 0 | 0 | 37.7244 | 0
05.07. | 19 | 183.0242 |  | 145.2998 | 0 | 0 | 37.7244 | 0
05.07. | 20 | 183.0242 |  | 145.2998 | 0 | 0 | 37.7244 | 0
05.07. | 21 | 183.0242 |  | 145.2998 | 0 | 0 | 37.7244 | 0
05.07. | 22 | 183.0242 |  | 145.2998 | 0 | 0 | 37.7244 | 0
05.07. | 23 | 183.0242 |  | 145.2998 | 0 | 0 | 37.7244 | 0
05.07. | 24 | 183.0242 |  | 145.2998 | 0 | 0 | 37.7244 | 0
06.07. | 1 | 183.0242 |  | 145.2998 | 0 | 0 | 37.7244 | 0
06.07. | 2 | 183.0242 |  | 145.2998 | 0 | 0 | 37.7244 | 0
06.07. | 3 | 183.0242 |  | 145.2998 | 0 | 0 | 37.7244 | 0
06.07. | 4 | 183.0242 |  | 145.2998 | 0 | 0 | 37.7244 | 0
06.07. | 5 | 183.0242 |  | 145.2998 | 0 | 0 | 37.7244 | 0
06.07. | 6 | 183.0242 |  | 145.2998 | 0 | 0 | 37.7244 | 0
06.07. | 7 | 183.0242 |  | 145.2998 | 0 | 0 | 37.7244 | 0
06.07. | 8 | 183.0242 |  | 145.2998 | 0 | 0 | 37.7244 | 0
06.07. | 9 | 183.0242 |  | 145.2998 | 0 | 0 | 37.7244 | 0
06.07. | 10 | 183.0242 |  | 145.2998 | 0 | 0 | 37.7244 | 0
06.07. | 11 | 183.0242 |  | 145.2998 | 0 | 0 | 37.7244 | 0
06.07. | 12 | 183.0242 |  | 145.2998 | 0 | 0 | 37.7244 | 0
06.07. | 13 | 183.0242 |  | 145.2998 | 0 | 0 | 37.7244 | 0
06.07. | 14 | 183.0242 |  | 145.2998 | 0 | 0 | 37.7244 | 0
06.07. | 15 | 183.0242 |  | 145.2998 | 0 | 0 | 37.7244 | 0
06.07. | 16 | 183.0242 |  | 145.2998 | 0 | 0 | 37.7244 | 0
06.07. | 17 | 183.0242 |  | 145.2998 | 0 | 0 | 37.7244 | 0
06.07. | 18 | 183.0242 |  | 145.2998 | 0 | 0 | 37.7244 | 0
06.07. | 19 | 183.0242 |  | 145.2998 | 0 | 0 | 37.7244 | 0
06.07. | 20 | 183.0242 |  | 145.2998 | 0 | 0 | 37.7244 | 0
06.07. | 21 | 183.0242 |  | 145.2998 | 0 | 0 | 37.7244 | 0
06.07. | 22 | 183.0242 |  | 145.2998 | 0 | 0 | 37.7244 | 0
06.07. | 23 | 183.0242 |  | 145.2998 | 0 | 0 | 37.7244 | 0
06.07. | 24 | 183.0242 |  | 145.2998 | 0 | 0 | 37.7244 | 0
07.07. | 1 | 183.0242 |  | 145.2998 | 0 | 0 | 37.7244 | 0
07.07. | 2 | 183.0242 |  | 145.2998 | 0 | 0 | 37.7244 | 0
07.07. | 3 | 183.0242 |  | 145.2998 | 0 | 0 | 37.7244 | 0
07.07. | 4 | 183.0242 |  | 145.2998 | 0 | 0 | 37.7244 | 0
07.07. | 5 | 183.0242 |  | 145.2998 | 0 | 0 | 37.7244 | 0
07.07. | 6 | 183.0242 |  | 145.2998 | 0 | 0 | 37.7244 | 0
07.07. | 7 | 183.0242 |  | 145.2998 | 0 | 0 | 37.7244 | 0
07.07. | 8 | 183.0242 |  | 145.2998 | 0 | 0 | 37.7244 | 0
07.07. | 9 | 183.0242 |  | 145.2998 | 0 | 0 | 37.7244 | 0
07.07. | 10 | 183.0242 |  | 145.2998 | 0 | 0 | 37.7244 | 0
07.07. | 11 | 183.0242 |  | 145.2998 | 0 | 0 | 37.7244 | 0
07.07. | 12 | 183.0242 |  | 145.2998 | 0 | 0 | 37.7244 | 0
07.07. | 13 | 183.0242 |  | 145.2998 | 0 | 0 | 37.7244 | 0
07.07. | 14 | 183.0242 |  | 145.2998 | 0 | 0 | 37.7244 | 0
07.07. | 15 | 183.0242 |  | 145.2998 | 0 | 0 | 37.7244 | 0
07.07. | 16 | 183.0242 |  | 145.2998 | 0 | 0 | 37.7244 | 0
07.07. | 17 | 183.0242 |  | 145.2998 | 0 | 0 | 37.7244 | 0
07.07. | 18 | 183.0242 |  | 145.2998 | 0 | 0 | 37.7244 | 0
07.07. | 19 | 183.0242 |  | 145.2998 | 0 | 0 | 37.7244 | 0
07.07. | 20 | 183.0242 |  | 145.2998 | 0 | 0 | 37.7244 | 0
07.07. | 21 | 183.0242 |  | 145.2998 | 0 | 0 | 37.7244 | 0
07.07. | 22 | 183.0242 |  | 145.2998 | 0 | 0 | 37.7244 | 0
07.07. | 23 | 183.0242 |  | 145.2998 | 0 | 0 | 37.7244 | 0
07.07. | 24 | 183.0242 |  | 145.2998 | 0 | 0 | 37.7244 | 0
08.07. | 1 | 183.0242 |  | 145.2998 | 0 | 0 | 37.7244 | 0
08.07. | 2 | 183.0242 |  | 145.2998 | 0 | 0 | 37.7244 | 0
08.07. | 3 | 183.0242 |  | 145.2998 | 0 | 0 | 37.7244 | 0
08.07. | 4 | 183.0242 |  | 145.2998 | 0 | 0 | 37.7244 | 0
08.07. | 5 | 183.0242 |  | 145.2998 | 0 | 0 | 37.7244 | 0
08.07. | 6 | 183.0242 |  | 145.2998 | 0 | 0 | 37.7244 | 0
08.07. | 7 | 183.0242 |  | 145.2998 | 0 | 0 | 37.7244 | 0
08.07. | 8 | 183.0242 |  | 145.2998 | 0 | 0 | 37.7244 | 0
08.07. | 9 | 183.0242 |  | 145.2998 | 0 | 0 | 37.7244 | 0
08.07. | 10 | 183.0242 |  | 145.2998 | 0 | 0 | 37.7244 | 0
08.07. | 11 | 183.0242 |  | 145.2998 | 0 | 0 | 37.7244 | 0
08.07. | 12 | 183.0242 |  | 145.2998 | 0 | 0 | 37.7244 | 0
08.07. | 13 | 183.0242 |  | 145.2998 | 0 | 0 | 37.7244 | 0
08.07. | 14 | 183.0242 |  | 145.2998 | 0 | 0 | 37.7244 | 0
08.07. | 15 | 183.0242 |  | 145.2998 | 0 | 0 | 37.7244 | 0
08.07. | 16 | 183.0242 |  | 145.2998 | 0 | 0 | 37.7244 | 0
08.07. | 17 | 183.0242 |  | 145.2998 | 0 | 0 | 37.7244 | 0
08.07. | 18 | 183.0242 |  | 145.2998 | 0 | 0 | 37.7244 | 0
08.07. | 19 | 183.0242 |  | 145.2998 | 0 | 0 | 37.7244 | 0
08.07. | 20 | 183.0242 |  | 145.2998 | 0 | 0 | 37.7244 | 0
08.07. | 21 | 183.0242 |  | 145.2998 | 0 | 0 | 37.7244 | 0
08.07. | 22 | 183.0242 |  | 145.2998 | 0 | 0 | 37.7244 | 0
08.07. | 23 | 183.0242 |  | 145.2998 | 0 | 0 | 37.7244 | 0
08.07. | 24 | 183.0242 |  | 145.2998 | 0 | 0 | 37.7244 | 0
09.07. | 1 | 183.0242 |  | 145.2998 | 0 | 0 | 37.7244 | 0
09.07. | 2 | 183.0242 |  | 145.2998 | 0 | 0 | 37.7244 | 0
09.07. | 3 | 183.0242 |  | 145.2998 | 0 | 0 | 37.7244 | 0
09.07. | 4 | 183.0242 |  | 145.2998 | 0 | 0 | 37.7244 | 0
09.07. | 5 | 183.0242 |  | 145.2998 | 0 | 0 | 37.7244 | 0
09.07. | 6 | 183.0242 |  | 145.2998 | 0 | 0 | 37.7244 | 0
09.07. | 7 | 183.0242 |  | 145.2998 | 0 | 0 | 37.7244 | 0
09.07. | 8 | 183.0242 |  | 145.2998 | 0 | 0 | 37.7244 | 0
09.07. | 9 | 183.0242 |  | 145.2998 | 0 | 0 | 37.7244 | 0
09.07. | 10 | 183.0242 |  | 145.2998 | 0 | 0 | 37.7244 | 0
09.07. | 11 | 183.0242 |  | 145.2998 | 0 | 0 | 37.7244 | 0
09.07. | 12 | 183.0242 |  | 145.2998 | 0 | 0 | 37.7244 | 0
09.07. | 13 | 183.0242 |  | 145.2998 | 0 | 0 | 37.7244 | 0
09.07. | 14 | 183.0242 |  | 145.2998 | 0 | 0 | 37.7244 | 0
09.07. | 15 | 183.0242 |  | 145.2998 | 0 | 0 | 37.7244 | 0
09.07. | 16 | 183.0242 |  | 145.2998 | 0 | 0 | 37.7244 | 0
09.07. | 17 | 183.0242 |  | 145.2998 | 0 | 0 | 37.7244 | 0
09.07. | 18 | 183.0242 |  | 145.2998 | 0 | 0 | 37.7244 | 0
09.07. | 19 | 183.0242 |  | 145.2998 | 0 | 0 | 37.7244 | 0
09.07. | 20 | 183.0242 |  | 145.2998 | 0 | 0 | 37.7244 | 0
09.07. | 21 | 183.0242 |  | 145.2998 | 0 | 0 | 37.7244 | 0
09.07. | 22 | 183.0242 |  | 145.2998 | 0 | 0 | 37.7244 | 0
09.07. | 23 | 183.0242 |  | 145.2998 | 0 | 0 | 37.7244 | 0
09.07. | 24 | 183.0242 |  | 145.2998 | 0 | 0 | 37.7244 | 0
10.07. | 1 | 183.0242 |  | 145.2998 | 0 | 0 | 37.7244 | 0
10.07. | 2 | 183.0242 |  | 145.2998 | 0 | 0 | 37.7244 | 0
10.07. | 3 | 183.0242 |  | 145.2998 | 0 | 0 | 37.7244 | 0
10.07. | 4 | 183.0242 |  | 145.2998 | 0 | 0 | 37.7244 | 0
10.07. | 5 | 183.0242 |  | 145.2998 | 0 | 0 | 37.7244 | 0
10.07. | 6 | 183.0242 |  | 145.2998 | 0 | 0 | 37.7244 | 0
10.07. | 7 | 183.0242 |  | 145.2998 | 0 | 0 | 37.7244 | 0
10.07. | 8 | 183.0242 |  | 145.2998 | 0 | 0 | 37.7244 | 0
10.07. | 9 | 183.0242 |  | 145.2998 | 0 | 0 | 37.7244 | 0
10.07. | 10 | 183.0242 |  | 145.2998 | 0 | 0 | 37.7244 | 0
10.07. | 11 | 183.0242 |  | 145.2998 | 0 | 0 | 37.7244 | 0
10.07. | 12 | 183.0242 |  | 145.2998 | 0 | 0 | 37.7244 | 0
10.07. | 13 | 183.0242 |  | 145.2998 | 0 | 0 | 37.7244 | 0
10.07. | 14 | 183.0242 |  | 145.2998 | 0 | 0 | 37.7244 | 0
10.07. | 15 | 183.0242 |  | 145.2998 | 0 | 0 | 37.7244 | 0
10.07. | 16 | 183.0242 |  | 145.2998 | 0 | 0 | 37.7244 | 0
10.07. | 17 | 183.0242 |  | 145.2998 | 0 | 0 | 37.7244 | 0
10.07. | 18 | 183.0242 |  | 145.2998 | 0 | 0 | 37.7244 | 0
10.07. | 19 | 183.0242 |  | 145.2998 | 0 | 0 | 37.7244 | 0
10.07. | 20 | 183.0242 |  | 145.2998 | 0 | 0 | 37.7244 | 0
10.07. | 21 | 183.0242 |  | 145.2998 | 0 | 0 | 37.7244 | 0
10.07. | 22 | 183.0242 |  | 145.2998 | 0 | 0 | 37.7244 | 0
10.07. | 23 | 183.0242 |  | 145.2998 | 0 | 0 | 37.7244 | 0
10.07. | 24 | 183.0242 |  | 145.2998 | 0 | 0 | 37.7244 | 0
11.07. | 1 | 183.0242 |  | 145.2998 | 0 | 0 | 37.7244 | 0
11.07. | 2 | 183.0242 |  | 145.2998 | 0 | 0 | 37.7244 | 0
11.07. | 3 | 183.0242 |  | 145.2998 | 0 | 0 | 37.7244 | 0
11.07. | 4 | 183.0242 |  | 145.2998 | 0 | 0 | 37.7244 | 0
11.07. | 5 | 183.0242 |  | 145.2998 | 0 | 0 | 37.7244 | 0
11.07. | 6 | 183.0242 |  | 145.2998 | 0 | 0 | 37.7244 | 0
11.07. | 7 | 183.0242 |  | 145.2998 | 0 | 0 | 37.7244 | 0
11.07. | 8 | 183.0242 |  | 145.2998 | 0 | 0 | 37.7244 | 0
11.07. | 9 | 183.0242 |  | 145.2998 | 0 | 0 | 37.7244 | 0
11.07. | 10 | 183.0242 |  | 145.2998 | 0 | 0 | 37.7244 | 0
11.07. | 11 | 183.0242 |  | 145.2998 | 0 | 0 | 37.7244 | 0
11.07. | 12 | 183.0242 |  | 145.2998 | 0 | 0 | 37.7244 | 0
11.07. | 13 | 183.0242 |  | 145.2998 | 0 | 0 | 37.7244 | 0
11.07. | 14 | 183.0242 |  | 145.2998 | 0 | 0 | 37.7244 | 0
11.07. | 15 | 183.0242 |  | 145.2998 | 0 | 0 | 37.7244 | 0
11.07. | 16 | 183.0242 |  | 145.2998 | 0 | 0 | 37.7244 | 0
11.07. | 17 | 183.0242 |  | 145.2998 | 0 | 0 | 37.7244 | 0
11.07. | 18 | 183.0242 |  | 145.2998 | 0 | 0 | 37.7244 | 0
11.07. | 19 | 183.0242 |  | 145.2998 | 0 | 0 | 37.7244 | 0
11.07. | 20 | 183.0242 |  | 145.2998 | 0 | 0 | 37.7244 | 0
11.07. | 21 | 183.0242 |  | 145.2998 | 0 | 0 | 37.7244 | 0
11.07. | 22 | 183.0242 |  | 145.2998 | 0 | 0 | 37.7244 | 0
11.07. | 23 | 183.0242 |  | 145.2998 | 0 | 0 | 37.7244 | 0
11.07. | 24 | 183.0242 |  | 145.2998 | 0 | 0 | 37.7244 | 0
12.07. | 1 | 183.0242 |  | 145.2998 | 0 | 0 | 37.7244 | 0
12.07. | 2 | 183.0242 |  | 145.2998 | 0 | 0 | 37.7244 | 0
12.07. | 3 | 183.0242 |  | 145.2998 | 0 | 0 | 37.7244 | 0
12.07. | 4 | 183.0242 |  | 145.2998 | 0 | 0 | 37.7244 | 0
12.07. | 5 | 183.0242 |  | 145.2998 | 0 | 0 | 37.7244 | 0
12.07. | 6 | 183.0242 |  | 145.2998 | 0 | 0 | 37.7244 | 0
12.07. | 7 | 183.0242 |  | 145.2998 | 0 | 0 | 37.7244 | 0
12.07. | 8 | 183.0242 |  | 145.2998 | 0 | 0 | 37.7244 | 0
12.07. | 9 | 183.0242 |  | 145.2998 | 0 | 0 | 37.7244 | 0
12.07. | 10 | 183.0242 |  | 145.2998 | 0 | 0 | 37.7244 | 0
12.07. | 11 | 183.0242 |  | 145.2998 | 0 | 0 | 37.7244 | 0
12.07. | 12 | 183.0242 |  | 145.2998 | 0 | 0 | 37.7244 | 0
12.07. | 13 | 183.0242 |  | 145.2998 | 0 | 0 | 37.7244 | 0
12.07. | 14 | 183.0242 |  | 145.2998 | 0 | 0 | 37.7244 | 0
12.07. | 15 | 183.0242 |  | 145.2998 | 0 | 0 | 37.7244 | 0
12.07. | 16 | 183.0242 |  | 145.2998 | 0 | 0 | 37.7244 | 0
12.07. | 17 | 183.0242 |  | 145.2998 | 0 | 0 | 37.7244 | 0
12.07. | 18 | 183.0242 |  | 145.2998 | 0 | 0 | 37.7244 | 0
12.07. | 19 | 183.0242 |  | 145.2998 | 0 | 0 | 37.7244 | 0
12.07. | 20 | 183.0242 |  | 145.2998 | 0 | 0 | 37.7244 | 0
12.07. | 21 | 183.0242 |  | 145.2998 | 0 | 0 | 37.7244 | 0
12.07. | 22 | 183.0242 |  | 145.2998 | 0 | 0 | 37.7244 | 0
12.07. | 23 | 183.0242 |  | 145.2998 | 0 | 0 | 37.7244 | 0
12.07. | 24 | 183.0242 |  | 145.2998 | 0 | 0 | 37.7244 | 0
13.07. | 1 | 183.0242 |  | 145.2998 | 0 | 0 | 37.7244 | 0
13.07. | 2 | 183.0242 |  | 145.2998 | 0 | 0 | 37.7244 | 0
13.07. | 3 | 183.0242 |  | 145.2998 | 0 | 0 | 37.7244 | 0
13.07. | 4 | 183.0242 |  | 145.2998 | 0 | 0 | 37.7244 | 0
13.07. | 5 | 183.0242 |  | 145.2998 | 0 | 0 | 37.7244 | 0
13.07. | 6 | 183.0242 |  | 145.2998 | 0 | 0 | 37.7244 | 0
13.07. | 7 | 183.0242 |  | 145.2998 | 0 | 0 | 37.7244 | 0
13.07. | 8 | 183.0242 |  | 145.2998 | 0 | 0 | 37.7244 | 0
13.07. | 9 | 183.0242 |  | 145.2998 | 0 | 0 | 37.7244 | 0
13.07. | 10 | 183.0242 |  | 145.2998 | 0 | 0 | 37.7244 | 0
13.07. | 11 | 183.0242 |  | 145.2998 | 0 | 0 | 37.7244 | 0
13.07. | 12 | 183.0242 |  | 145.2998 | 0 | 0 | 37.7244 | 0
13.07. | 13 | 183.0242 |  | 145.2998 | 0 | 0 | 37.7244 | 0
13.07. | 14 | 183.0242 |  | 145.2998 | 0 | 0 | 37.7244 | 0
13.07. | 15 | 183.0242 |  | 145.2998 | 0 | 0 | 37.7244 | 0
13.07. | 16 | 183.0242 |  | 145.2998 | 0 | 0 | 37.7244 | 0
13.07. | 17 | 183.0242 |  | 145.2998 | 0 | 0 | 37.7244 | 0
13.07. | 18 | 183.0242 |  | 145.2998 | 0 | 0 | 37.7244 | 0
13.07. | 19 | 183.0242 |  | 145.2998 | 0 | 0 | 37.7244 | 0
13.07. | 20 | 183.0242 |  | 145.2998 | 0 | 0 | 37.7244 | 0
13.07. | 21 | 183.0242 |  | 145.2998 | 0 | 0 | 37.7244 | 0
13.07. | 22 | 183.0242 |  | 145.2998 | 0 | 0 | 37.7244 | 0
13.07. | 23 | 183.0242 |  | 145.2998 | 0 | 0 | 37.7244 | 0
13.07. | 24 | 183.0242 |  | 145.2998 | 0 | 0 | 37.7244 | 0
14.07. | 1 | 183.0242 |  | 145.2998 | 0 | 0 | 37.7244 | 0
14.07. | 2 | 183.0242 |  | 145.2998 | 0 | 0 | 37.7244 | 0
14.07. | 3 | 183.0242 |  | 145.2998 | 0 | 0 | 37.7244 | 0
14.07. | 4 | 183.0242 |  | 145.2998 | 0 | 0 | 37.7244 | 0
14.07. | 5 | 183.0242 |  | 145.2998 | 0 | 0 | 37.7244 | 0
14.07. | 6 | 183.0242 |  | 145.2998 | 0 | 0 | 37.7244 | 0
14.07. | 7 | 183.0242 |  | 145.2998 | 0 | 0 | 37.7244 | 0
14.07. | 8 | 183.0242 |  | 145.2998 | 0 | 0 | 37.7244 | 0
14.07. | 9 | 183.0242 |  | 145.2998 | 0 | 0 | 37.7244 | 0
14.07. | 10 | 183.0242 |  | 145.2998 | 0 | 0 | 37.7244 | 0
14.07. | 11 | 183.0242 |  | 145.2998 | 0 | 0 | 37.7244 | 0
14.07. | 12 | 183.0242 |  | 145.2998 | 0 | 0 | 37.7244 | 0
14.07. | 13 | 183.0242 |  | 145.2998 | 0 | 0 | 37.7244 | 0
14.07. | 14 | 183.0242 |  | 145.2998 | 0 | 0 | 37.7244 | 0
14.07. | 15 | 183.0242 |  | 145.2998 | 0 | 0 | 37.7244 | 0
14.07. | 16 | 183.0242 |  | 145.2998 | 0 | 0 | 37.7244 | 0
14.07. | 17 | 183.0242 |  | 145.2998 | 0 | 0 | 37.7244 | 0
14.07. | 18 | 183.0242 |  | 145.2998 | 0 | 0 | 37.7244 | 0
14.07. | 19 | 183.0242 |  | 145.2998 | 0 | 0 | 37.7244 | 0
14.07. | 20 | 183.0242 |  | 145.2998 | 0 | 0 | 37.7244 | 0
14.07. | 21 | 183.0242 |  | 145.2998 | 0 | 0 | 37.7244 | 0
14.07. | 22 | 183.0242 |  | 145.2998 | 0 | 0 | 37.7244 | 0
14.07. | 23 | 183.0242 |  | 145.2998 | 0 | 0 | 37.7244 | 0
14.07. | 24 | 183.0242 |  | 145.2998 | 0 | 0 | 37.7244 | 0
15.07. | 1 | 183.0242 |  | 145.2998 | 0 | 0 | 37.7244 | 0
15.07. | 2 | 183.0242 |  | 145.2998 | 0 | 0 | 37.7244 | 0
15.07. | 3 | 183.0242 |  | 145.2998 | 0 | 0 | 37.7244 | 0
15.07. | 4 | 183.0242 |  | 145.2998 | 0 | 0 | 37.7244 | 0
15.07. | 5 | 183.0242 |  | 145.2998 | 0 | 0 | 37.7244 | 0
15.07. | 6 | 183.0242 |  | 145.2998 | 0 | 0 | 37.7244 | 0
15.07. | 7 | 183.0242 |  | 145.2998 | 0 | 0 | 37.7244 | 0
15.07. | 8 | 183.0242 |  | 145.2998 | 0 | 0 | 37.7244 | 0
15.07. | 9 | 183.0242 |  | 145.2998 | 0 | 0 | 37.7244 | 0
15.07. | 10 | 183.0242 |  | 145.2998 | 0 | 0 | 37.7244 | 0
15.07. | 11 | 183.0242 |  | 145.2998 | 0 | 0 | 37.7244 | 0
15.07. | 12 | 183.0242 |  | 145.2998 | 0 | 0 | 37.7244 | 0
15.07. | 13 | 183.0242 |  | 145.2998 | 0 | 0 | 37.7244 | 0
15.07. | 14 | 183.0242 |  | 145.2998 | 0 | 0 | 37.7244 | 0
15.07. | 15 | 183.0242 |  | 145.2998 | 0 | 0 | 37.7244 | 0
15.07. | 16 | 183.0242 |  | 145.2998 | 0 | 0 | 37.7244 | 0
15.07. | 17 | 183.0242 |  | 145.2998 | 0 | 0 | 37.7244 | 0
15.07. | 18 | 183.0242 |  | 145.2998 | 0 | 0 | 37.7244 | 0
15.07. | 19 | 183.0242 |  | 145.2998 | 0 | 0 | 37.7244 | 0
15.07. | 20 | 183.0242 |  | 145.2998 | 0 | 0 | 37.7244 | 0
15.07. | 21 | 183.0242 |  | 145.2998 | 0 | 0 | 37.7244 | 0
15.07. | 22 | 183.0242 |  | 145.2998 | 0 | 0 | 37.7244 | 0
15.07. | 23 | 183.0242 |  | 145.2998 | 0 | 0 | 37.7244 | 0
15.07. | 24 | 183.0242 |  | 145.2998 | 0 | 0 | 37.7244 | 0
16.07. | 1 | 183.0242 |  | 145.2998 | 0 | 0 | 37.7244 | 0
16.07. | 2 | 183.0242 |  | 145.2998 | 0 | 0 | 37.7244 | 0
16.07. | 3 | 183.0242 |  | 145.2998 | 0 | 0 | 37.7244 | 0
16.07. | 4 | 183.0242 |  | 145.2998 | 0 | 0 | 37.7244 | 0
16.07. | 5 | 183.0242 |  | 145.2998 | 0 | 0 | 37.7244 | 0
16.07. | 6 | 183.0242 |  | 145.2998 | 0 | 0 | 37.7244 | 0
16.07. | 7 | 183.0242 |  | 145.2998 | 0 | 0 | 37.7244 | 0
16.07. | 8 | 183.0242 |  | 145.2998 | 0 | 0 | 37.7244 | 0
16.07. | 9 | 183.0242 |  | 145.2998 | 0 | 0 | 37.7244 | 0
16.07. | 10 | 183.0242 |  | 145.2998 | 0 | 0 | 37.7244 | 0
16.07. | 11 | 183.0242 |  | 145.2998 | 0 | 0 | 37.7244 | 0
16.07. | 12 | 183.0242 |  | 145.2998 | 0 | 0 | 37.7244 | 0
16.07. | 13 | 183.0242 |  | 145.2998 | 0 | 0 | 37.7244 | 0
16.07. | 14 | 183.0242 |  | 145.2998 | 0 | 0 | 37.7244 | 0
16.07. | 15 | 183.0242 |  | 145.2998 | 0 | 0 | 37.7244 | 0
16.07. | 16 | 183.0242 |  | 145.2998 | 0 | 0 | 37.7244 | 0
16.07. | 17 | 183.0242 |  | 145.2998 | 0 | 0 | 37.7244 | 0
16.07. | 18 | 183.0242 |  | 145.2998 | 0 | 0 | 37.7244 | 0
16.07. | 19 | 183.0242 |  | 145.2998 | 0 | 0 | 37.7244 | 0
16.07. | 20 | 183.0242 |  | 145.2998 | 0 | 0 | 37.7244 | 0
16.07. | 21 | 183.0242 |  | 145.2998 | 0 | 0 | 37.7244 | 0
16.07. | 22 | 183.0242 |  | 145.2998 | 0 | 0 | 37.7244 | 0
16.07. | 23 | 183.0242 |  | 145.2998 | 0 | 0 | 37.7244 | 0
16.07. | 24 | 183.0242 |  | 145.2998 | 0 | 0 | 37.7244 | 0
17.07. | 1 | 183.0242 |  | 145.2998 | 0 | 0 | 37.7244 | 0
17.07. | 2 | 183.0242 |  | 145.2998 | 0 | 0 | 37.7244 | 0
17.07. | 3 | 183.0242 |  | 145.2998 | 0 | 0 | 37.7244 | 0
17.07. | 4 | 183.0242 |  | 145.2998 | 0 | 0 | 37.7244 | 0
17.07. | 5 | 183.0242 |  | 145.2998 | 0 | 0 | 37.7244 | 0
17.07. | 6 | 183.0242 |  | 145.2998 | 0 | 0 | 37.7244 | 0
17.07. | 7 | 183.0242 |  | 145.2998 | 0 | 0 | 37.7244 | 0
17.07. | 8 | 183.0242 |  | 145.2998 | 0 | 0 | 37.7244 | 0
17.07. | 9 | 183.0242 |  | 145.2998 | 0 | 0 | 37.7244 | 0
17.07. | 10 | 183.0242 |  | 145.2998 | 0 | 0 | 37.7244 | 0
17.07. | 11 | 183.0242 |  | 145.2998 | 0 | 0 | 37.7244 | 0
17.07. | 12 | 183.0242 |  | 145.2998 | 0 | 0 | 37.7244 | 0
17.07. | 13 | 183.0242 |  | 145.2998 | 0 | 0 | 37.7244 | 0
17.07. | 14 | 183.0242 |  | 145.2998 | 0 | 0 | 37.7244 | 0
17.07. | 15 | 183.0242 |  | 145.2998 | 0 | 0 | 37.7244 | 0
17.07. | 16 | 183.0242 |  | 145.2998 | 0 | 0 | 37.7244 | 0
17.07. | 17 | 183.0242 |  | 145.2998 | 0 | 0 | 37.7244 | 0
17.07. | 18 | 183.0242 |  | 145.2998 | 0 | 0 | 37.7244 | 0
17.07. | 19 | 183.0242 |  | 145.2998 | 0 | 0 | 37.7244 | 0
17.07. | 20 | 183.0242 |  | 145.2998 | 0 | 0 | 37.7244 | 0
17.07. | 21 | 183.0242 |  | 145.2998 | 0 | 0 | 37.7244 | 0
17.07. | 22 | 183.0242 |  | 145.2998 | 0 | 0 | 37.7244 | 0
17.07. | 23 | 183.0242 |  | 145.2998 | 0 | 0 | 37.7244 | 0
17.07. | 24 | 183.0242 |  | 145.2998 | 0 | 0 | 37.7244 | 0
18.07. | 1 | 183.0242 |  | 145.2998 | 0 | 0 | 37.7244 | 0
18.07. | 2 | 183.0242 |  | 145.2998 | 0 | 0 | 37.7244 | 0
18.07. | 3 | 183.0242 |  | 145.2998 | 0 | 0 | 37.7244 | 0
18.07. | 4 | 183.0242 |  | 145.2998 | 0 | 0 | 37.7244 | 0
18.07. | 5 | 183.0242 |  | 145.2998 | 0 | 0 | 37.7244 | 0
18.07. | 6 | 183.0242 |  | 145.2998 | 0 | 0 | 37.7244 | 0
18.07. | 7 | 183.0242 |  | 145.2998 | 0 | 0 | 37.7244 | 0
18.07. | 8 | 183.0242 |  | 145.2998 | 0 | 0 | 37.7244 | 0
18.07. | 9 | 183.0242 |  | 145.2998 | 0 | 0 | 37.7244 | 0
18.07. | 10 | 183.0242 |  | 145.2998 | 0 | 0 | 37.7244 | 0
18.07. | 11 | 183.0242 |  | 145.2998 | 0 | 0 | 37.7244 | 0
18.07. | 12 | 183.0242 |  | 145.2998 | 0 | 0 | 37.7244 | 0
18.07. | 13 | 183.0242 |  | 145.2998 | 0 | 0 | 37.7244 | 0
18.07. | 14 | 183.0242 |  | 145.2998 | 0 | 0 | 37.7244 | 0
18.07. | 15 | 183.0242 |  | 145.2998 | 0 | 0 | 37.7244 | 0
18.07. | 16 | 183.0242 |  | 145.2998 | 0 | 0 | 37.7244 | 0
18.07. | 17 | 183.0242 |  | 145.2998 | 0 | 0 | 37.7244 | 0
18.07. | 18 | 183.0242 |  | 145.2998 | 0 | 0 | 37.7244 | 0
18.07. | 19 | 183.0242 |  | 145.2998 | 0 | 0 | 37.7244 | 0
18.07. | 20 | 183.0242 |  | 145.2998 | 0 | 0 | 37.7244 | 0
18.07. | 21 | 183.0242 |  | 145.2998 | 0 | 0 | 37.7244 | 0
18.07. | 22 | 183.0242 |  | 145.2998 | 0 | 0 | 37.7244 | 0
18.07. | 23 | 183.0242 |  | 145.2998 | 0 | 0 | 37.7244 | 0
18.07. | 24 | 183.0242 |  | 145.2998 | 0 | 0 | 37.7244 | 0
19.07. | 1 | 183.0242 |  | 145.2998 | 0 | 0 | 37.7244 | 0
19.07. | 2 | 183.0242 |  | 145.2998 | 0 | 0 | 37.7244 | 0
19.07. | 3 | 183.0242 |  | 145.2998 | 0 | 0 | 37.7244 | 0
19.07. | 4 | 183.0242 |  | 145.2998 | 0 | 0 | 37.7244 | 0
19.07. | 5 | 183.0242 |  | 145.2998 | 0 | 0 | 37.7244 | 0
19.07. | 6 | 183.0242 |  | 145.2998 | 0 | 0 | 37.7244 | 0
19.07. | 7 | 183.0242 |  | 145.2998 | 0 | 0 | 37.7244 | 0
19.07. | 8 | 183.0242 |  | 145.2998 | 0 | 0 | 37.7244 | 0
19.07. | 9 | 183.0242 |  | 145.2998 | 0 | 0 | 37.7244 | 0
19.07. | 10 | 183.0242 |  | 145.2998 | 0 | 0 | 37.7244 | 0
19.07. | 11 | 183.0242 |  | 145.2998 | 0 | 0 | 37.7244 | 0
19.07. | 12 | 183.0242 |  | 145.2998 | 0 | 0 | 37.7244 | 0
19.07. | 13 | 183.0242 |  | 145.2998 | 0 | 0 | 37.7244 | 0
19.07. | 14 | 183.0242 |  | 145.2998 | 0 | 0 | 37.7244 | 0
19.07. | 15 | 183.0242 |  | 145.2998 | 0 | 0 | 37.7244 | 0
19.07. | 16 | 183.0242 |  | 145.2998 | 0 | 0 | 37.7244 | 0
19.07. | 17 | 183.0242 |  | 145.2998 | 0 | 0 | 37.7244 | 0
19.07. | 18 | 183.0242 |  | 145.2998 | 0 | 0 | 37.7244 | 0
19.07. | 19 | 183.0242 |  | 145.2998 | 0 | 0 | 37.7244 | 0
19.07. | 20 | 183.0242 |  | 145.2998 | 0 | 0 | 37.7244 | 0
19.07. | 21 | 183.0242 |  | 145.2998 | 0 | 0 | 37.7244 | 0
19.07. | 22 | 183.0242 |  | 145.2998 | 0 | 0 | 37.7244 | 0
19.07. | 23 | 183.0242 |  | 145.2998 | 0 | 0 | 37.7244 | 0
19.07. | 24 | 183.0242 |  | 145.2998 | 0 | 0 | 37.7244 | 0
20.07. | 1 | 183.0242 |  | 145.2998 | 0 | 0 | 37.7244 | 0
20.07. | 2 | 183.0242 |  | 145.2998 | 0 | 0 | 37.7244 | 0
20.07. | 3 | 183.0242 |  | 145.2998 | 0 | 0 | 37.7244 | 0
20.07. | 4 | 183.0242 |  | 145.2998 | 0 | 0 | 37.7244 | 0
20.07. | 5 | 183.0242 |  | 145.2998 | 0 | 0 | 37.7244 | 0
20.07. | 6 | 183.0242 |  | 145.2998 | 0 | 0 | 37.7244 | 0
20.07. | 7 | 183.0242 |  | 145.2998 | 0 | 0 | 37.7244 | 0
20.07. | 8 | 183.0242 |  | 145.2998 | 0 | 0 | 37.7244 | 0
20.07. | 9 | 183.0242 |  | 145.2998 | 0 | 0 | 37.7244 | 0
20.07. | 10 | 183.0242 |  | 145.2998 | 0 | 0 | 37.7244 | 0
20.07. | 11 | 183.0242 |  | 145.2998 | 0 | 0 | 37.7244 | 0
20.07. | 12 | 183.0242 |  | 145.2998 | 0 | 0 | 37.7244 | 0
20.07. | 13 | 183.0242 |  | 145.2998 | 0 | 0 | 37.7244 | 0
20.07. | 14 | 183.0242 |  | 145.2998 | 0 | 0 | 37.7244 | 0
20.07. | 15 | 183.0242 |  | 145.2998 | 0 | 0 | 37.7244 | 0
20.07. | 16 | 183.0242 |  | 145.2998 | 0 | 0 | 37.7244 | 0
20.07. | 17 | 183.0242 |  | 145.2998 | 0 | 0 | 37.7244 | 0
20.07. | 18 | 183.0242 |  | 145.2998 | 0 | 0 | 37.7244 | 0
20.07. | 19 | 183.0242 |  | 145.2998 | 0 | 0 | 37.7244 | 0
20.07. | 20 | 183.0242 |  | 145.2998 | 0 | 0 | 37.7244 | 0
20.07. | 21 | 183.0242 |  | 145.2998 | 0 | 0 | 37.7244 | 0
20.07. | 22 | 183.0242 |  | 145.2998 | 0 | 0 | 37.7244 | 0
20.07. | 23 | 183.0242 |  | 145.2998 | 0 | 0 | 37.7244 | 0
20.07. | 24 | 183.0242 |  | 145.2998 | 0 | 0 | 37.7244 | 0
21.07. | 1 | 183.0242 |  | 145.2998 | 0 | 0 | 37.7244 | 0
21.07. | 2 | 183.0242 |  | 145.2998 | 0 | 0 | 37.7244 | 0
21.07. | 3 | 183.0242 |  | 145.2998 | 0 | 0 | 37.7244 | 0
21.07. | 4 | 183.0242 |  | 145.2998 | 0 | 0 | 37.7244 | 0
21.07. | 5 | 183.0242 |  | 145.2998 | 0 | 0 | 37.7244 | 0
21.07. | 6 | 183.0242 |  | 145.2998 | 0 | 0 | 37.7244 | 0
21.07. | 7 | 183.0242 |  | 145.2998 | 0 | 0 | 37.7244 | 0
21.07. | 8 | 183.0242 |  | 145.2998 | 0 | 0 | 37.7244 | 0
21.07. | 9 | 183.0242 |  | 145.2998 | 0 | 0 | 37.7244 | 0
21.07. | 10 | 183.0242 |  | 145.2998 | 0 | 0 | 37.7244 | 0
21.07. | 11 | 183.0242 |  | 145.2998 | 0 | 0 | 37.7244 | 0
21.07. | 12 | 183.0242 |  | 145.2998 | 0 | 0 | 37.7244 | 0
21.07. | 13 | 183.0242 |  | 145.2998 | 0 | 0 | 37.7244 | 0
21.07. | 14 | 183.0242 |  | 145.2998 | 0 | 0 | 37.7244 | 0
21.07. | 15 | 183.0242 |  | 145.2998 | 0 | 0 | 37.7244 | 0
21.07. | 16 | 183.0242 |  | 145.2998 | 0 | 0 | 37.7244 | 0
21.07. | 17 | 183.0242 |  | 145.2998 | 0 | 0 | 37.7244 | 0
21.07. | 18 | 183.0242 |  | 145.2998 | 0 | 0 | 37.7244 | 0
21.07. | 19 | 183.0242 |  | 145.2998 | 0 | 0 | 37.7244 | 0
21.07. | 20 | 183.0242 |  | 145.2998 | 0 | 0 | 37.7244 | 0
21.07. | 21 | 183.0242 |  | 145.2998 | 0 | 0 | 37.7244 | 0
21.07. | 22 | 183.0242 |  | 145.2998 | 0 | 0 | 37.7244 | 0
21.07. | 23 | 183.0242 |  | 145.2998 | 0 | 0 | 37.7244 | 0
21.07. | 24 | 183.0242 |  | 145.2998 | 0 | 0 | 37.7244 | 0
22.07. | 1 | 183.0242 |  | 145.2998 | 0 | 0 | 37.7244 | 0
22.07. | 2 | 183.0242 |  | 145.2998 | 0 | 0 | 37.7244 | 0
22.07. | 3 | 183.0242 |  | 145.2998 | 0 | 0 | 37.7244 | 0
22.07. | 4 | 183.0242 |  | 145.2998 | 0 | 0 | 37.7244 | 0
22.07. | 5 | 183.0242 |  | 145.2998 | 0 | 0 | 37.7244 | 0
22.07. | 6 | 183.0242 |  | 145.2998 | 0 | 0 | 37.7244 | 0
22.07. | 7 | 183.0242 |  | 145.2998 | 0 | 0 | 37.7244 | 0
22.07. | 8 | 183.0242 |  | 145.2998 | 0 | 0 | 37.7244 | 0
22.07. | 9 | 183.0242 |  | 145.2998 | 0 | 0 | 37.7244 | 0
22.07. | 10 | 183.0242 |  | 145.2998 | 0 | 0 | 37.7244 | 0
22.07. | 11 | 183.0242 |  | 145.2998 | 0 | 0 | 37.7244 | 0
22.07. | 12 | 183.0242 |  | 145.2998 | 0 | 0 | 37.7244 | 0
22.07. | 13 | 183.0242 |  | 145.2998 | 0 | 0 | 37.7244 | 0
22.07. | 14 | 183.0242 |  | 145.2998 | 0 | 0 | 37.7244 | 0
22.07. | 15 | 183.0242 |  | 145.2998 | 0 | 0 | 37.7244 | 0
22.07. | 16 | 183.0242 |  | 145.2998 | 0 | 0 | 37.7244 | 0
22.07. | 17 | 183.0242 |  | 145.2998 | 0 | 0 | 37.7244 | 0
22.07. | 18 | 183.0242 |  | 145.2998 | 0 | 0 | 37.7244 | 0
22.07. | 19 | 183.0242 |  | 145.2998 | 0 | 0 | 37.7244 | 0
22.07. | 20 | 183.0242 |  | 145.2998 | 0 | 0 | 37.7244 | 0
22.07. | 21 | 183.0242 |  | 145.2998 | 0 | 0 | 37.7244 | 0
22.07. | 22 | 183.0242 |  | 145.2998 | 0 | 0 | 37.7244 | 0
22.07. | 23 | 183.0242 |  | 145.2998 | 0 | 0 | 37.7244 | 0
22.07. | 24 | 183.0242 |  | 145.2998 | 0 | 0 | 37.7244 | 0
23.07. | 1 | 183.0242 |  | 145.2998 | 0 | 0 | 37.7244 | 0
23.07. | 2 | 183.0242 |  | 145.2998 | 0 | 0 | 37.7244 | 0
23.07. | 3 | 183.0242 |  | 145.2998 | 0 | 0 | 37.7244 | 0
23.07. | 4 | 183.0242 |  | 145.2998 | 0 | 0 | 37.7244 | 0
23.07. | 5 | 183.0242 |  | 145.2998 | 0 | 0 | 37.7244 | 0
23.07. | 6 | 183.0242 |  | 145.2998 | 0 | 0 | 37.7244 | 0
23.07. | 7 | 183.0242 |  | 145.2998 | 0 | 0 | 37.7244 | 0
23.07. | 8 | 183.0242 |  | 145.2998 | 0 | 0 | 37.7244 | 0
23.07. | 9 | 183.0242 |  | 145.2998 | 0 | 0 | 37.7244 | 0
23.07. | 10 | 183.0242 |  | 145.2998 | 0 | 0 | 37.7244 | 0
23.07. | 11 | 183.0242 |  | 145.2998 | 0 | 0 | 37.7244 | 0
23.07. | 12 | 183.0242 |  | 145.2998 | 0 | 0 | 37.7244 | 0
23.07. | 13 | 183.0242 |  | 145.2998 | 0 | 0 | 37.7244 | 0
23.07. | 14 | 183.0242 |  | 145.2998 | 0 | 0 | 37.7244 | 0
23.07. | 15 | 183.0242 |  | 145.2998 | 0 | 0 | 37.7244 | 0
23.07. | 16 | 183.0242 |  | 145.2998 | 0 | 0 | 37.7244 | 0
23.07. | 17 | 183.0242 |  | 145.2998 | 0 | 0 | 37.7244 | 0
23.07. | 18 | 183.0242 |  | 145.2998 | 0 | 0 | 37.7244 | 0
23.07. | 19 | 183.0242 |  | 145.2998 | 0 | 0 | 37.7244 | 0
23.07. | 20 | 183.0242 |  | 145.2998 | 0 | 0 | 37.7244 | 0
23.07. | 21 | 183.0242 |  | 145.2998 | 0 | 0 | 37.7244 | 0
23.07. | 22 | 183.0242 |  | 145.2998 | 0 | 0 | 37.7244 | 0
23.07. | 23 | 183.0242 |  | 145.2998 | 0 | 0 | 37.7244 | 0
23.07. | 24 | 183.0242 |  | 145.2998 | 0 | 0 | 37.7244 | 0
24.07. | 1 | 183.0242 |  | 145.2998 | 0 | 0 | 37.7244 | 0
24.07. | 2 | 183.0242 |  | 145.2998 | 0 | 0 | 37.7244 | 0
24.07. | 3 | 183.0242 |  | 145.2998 | 0 | 0 | 37.7244 | 0
24.07. | 4 | 183.0242 |  | 145.2998 | 0 | 0 | 37.7244 | 0
24.07. | 5 | 183.0242 |  | 145.2998 | 0 | 0 | 37.7244 | 0
24.07. | 6 | 183.0242 |  | 145.2998 | 0 | 0 | 37.7244 | 0
24.07. | 7 | 183.0242 |  | 145.2998 | 0 | 0 | 37.7244 | 0
24.07. | 8 | 183.0242 |  | 145.2998 | 0 | 0 | 37.7244 | 0
24.07. | 9 | 183.0242 |  | 145.2998 | 0 | 0 | 37.7244 | 0
24.07. | 10 | 183.0242 |  | 145.2998 | 0 | 0 | 37.7244 | 0
24.07. | 11 | 183.0242 |  | 145.2998 | 0 | 0 | 37.7244 | 0
24.07. | 12 | 183.0242 |  | 145.2998 | 0 | 0 | 37.7244 | 0
24.07. | 13 | 183.0242 |  | 145.2998 | 0 | 0 | 37.7244 | 0
24.07. | 14 | 183.0242 |  | 145.2998 | 0 | 0 | 37.7244 | 0
24.07. | 15 | 183.0242 |  | 145.2998 | 0 | 0 | 37.7244 | 0
24.07. | 16 | 183.0242 |  | 145.2998 | 0 | 0 | 37.7244 | 0
24.07. | 17 | 183.0242 |  | 145.2998 | 0 | 0 | 37.7244 | 0
24.07. | 18 | 183.0242 |  | 145.2998 | 0 | 0 | 37.7244 | 0
24.07. | 19 | 183.0242 |  | 145.2998 | 0 | 0 | 37.7244 | 0
24.07. | 20 | 183.0242 |  | 145.2998 | 0 | 0 | 37.7244 | 0
24.07. | 21 | 183.0242 |  | 145.2998 | 0 | 0 | 37.7244 | 0
24.07. | 22 | 183.0242 |  | 145.2998 | 0 | 0 | 37.7244 | 0
24.07. | 23 | 183.0242 |  | 145.2998 | 0 | 0 | 37.7244 | 0
24.07. | 24 | 183.0242 |  | 145.2998 | 0 | 0 | 37.7244 | 0
25.07. | 1 | 183.0242 |  | 145.2998 | 0 | 0 | 37.7244 | 0
25.07. | 2 | 183.0242 |  | 145.2998 | 0 | 0 | 37.7244 | 0
25.07. | 3 | 183.0242 |  | 145.2998 | 0 | 0 | 37.7244 | 0
25.07. | 4 | 183.0242 |  | 145.2998 | 0 | 0 | 37.7244 | 0
25.07. | 5 | 183.0242 |  | 145.2998 | 0 | 0 | 37.7244 | 0
25.07. | 6 | 183.0242 |  | 145.2998 | 0 | 0 | 37.7244 | 0
25.07. | 7 | 183.0242 |  | 145.2998 | 0 | 0 | 37.7244 | 0
25.07. | 8 | 183.0242 |  | 145.2998 | 0 | 0 | 37.7244 | 0
25.07. | 9 | 183.0242 |  | 145.2998 | 0 | 0 | 37.7244 | 0
25.07. | 10 | 183.0242 |  | 145.2998 | 0 | 0 | 37.7244 | 0
25.07. | 11 | 183.0242 |  | 145.2998 | 0 | 0 | 37.7244 | 0
25.07. | 12 | 183.0242 |  | 145.2998 | 0 | 0 | 37.7244 | 0
25.07. | 13 | 183.0242 |  | 145.2998 | 0 | 0 | 37.7244 | 0
25.07. | 14 | 183.0242 |  | 145.2998 | 0 | 0 | 37.7244 | 0
25.07. | 15 | 183.0242 |  | 145.2998 | 0 | 0 | 37.7244 | 0
25.07. | 16 | 183.0242 |  | 145.2998 | 0 | 0 | 37.7244 | 0
25.07. | 17 | 183.0242 |  | 145.2998 | 0 | 0 | 37.7244 | 0
25.07. | 18 | 183.0242 |  | 145.2998 | 0 | 0 | 37.7244 | 0
25.07. | 19 | 183.0242 |  | 145.2998 | 0 | 0 | 37.7244 | 0
25.07. | 20 | 183.0242 |  | 145.2998 | 0 | 0 | 37.7244 | 0
25.07. | 21 | 183.0242 |  | 145.2998 | 0 | 0 | 37.7244 | 0
25.07. | 22 | 183.0242 |  | 145.2998 | 0 | 0 | 37.7244 | 0
25.07. | 23 | 183.0242 |  | 145.2998 | 0 | 0 | 37.7244 | 0
25.07. | 24 | 183.0242 |  | 145.2998 | 0 | 0 | 37.7244 | 0
26.07. | 1 | 183.0242 |  | 145.2998 | 0 | 0 | 37.7244 | 0
26.07. | 2 | 183.0242 |  | 145.2998 | 0 | 0 | 37.7244 | 0
26.07. | 3 | 183.0242 |  | 145.2998 | 0 | 0 | 37.7244 | 0
26.07. | 4 | 183.0242 |  | 145.2998 | 0 | 0 | 37.7244 | 0
26.07. | 5 | 183.0242 |  | 145.2998 | 0 | 0 | 37.7244 | 0
26.07. | 6 | 183.0242 |  | 145.2998 | 0 | 0 | 37.7244 | 0
26.07. | 7 | 183.0242 |  | 145.2998 | 0 | 0 | 37.7244 | 0
26.07. | 8 | 183.0242 |  | 145.2998 | 0 | 0 | 37.7244 | 0
26.07. | 9 | 183.0242 |  | 145.2998 | 0 | 0 | 37.7244 | 0
26.07. | 10 | 183.0242 |  | 145.2998 | 0 | 0 | 37.7244 | 0
26.07. | 11 | 183.0242 |  | 145.2998 | 0 | 0 | 37.7244 | 0
26.07. | 12 | 183.0242 |  | 145.2998 | 0 | 0 | 37.7244 | 0
26.07. | 13 | 183.0242 |  | 145.2998 | 0 | 0 | 37.7244 | 0
26.07. | 14 | 183.0242 |  | 145.2998 | 0 | 0 | 37.7244 | 0
26.07. | 15 | 183.0242 |  | 145.2998 | 0 | 0 | 37.7244 | 0
26.07. | 16 | 183.0242 |  | 145.2998 | 0 | 0 | 37.7244 | 0
26.07. | 17 | 183.0242 |  | 145.2998 | 0 | 0 | 37.7244 | 0
26.07. | 18 | 183.0242 |  | 145.2998 | 0 | 0 | 37.7244 | 0
26.07. | 19 | 183.0242 |  | 145.2998 | 0 | 0 | 37.7244 | 0
26.07. | 20 | 183.0242 |  | 145.2998 | 0 | 0 | 37.7244 | 0
26.07. | 21 | 183.0242 |  | 145.2998 | 0 | 0 | 37.7244 | 0
26.07. | 22 | 183.0242 |  | 145.2998 | 0 | 0 | 37.7244 | 0
26.07. | 23 | 183.0242 |  | 145.2998 | 0 | 0 | 37.7244 | 0
26.07. | 24 | 183.0242 |  | 145.2998 | 0 | 0 | 37.7244 | 0
27.07. | 1 | 183.0242 |  | 145.2998 | 0 | 0 | 37.7244 | 0
27.07. | 2 | 183.0242 |  | 145.2998 | 0 | 0 | 37.7244 | 0
27.07. | 3 | 183.0242 |  | 145.2998 | 0 | 0 | 37.7244 | 0
27.07. | 4 | 183.0242 |  | 145.2998 | 0 | 0 | 37.7244 | 0
27.07. | 5 | 183.0242 |  | 145.2998 | 0 | 0 | 37.7244 | 0
27.07. | 6 | 183.0242 |  | 145.2998 | 0 | 0 | 37.7244 | 0
27.07. | 7 | 183.0242 |  | 145.2998 | 0 | 0 | 37.7244 | 0
27.07. | 8 | 183.0242 |  | 145.2998 | 0 | 0 | 37.7244 | 0
27.07. | 9 | 183.0242 |  | 145.2998 | 0 | 0 | 37.7244 | 0
27.07. | 10 | 183.0242 |  | 145.2998 | 0 | 0 | 37.7244 | 0
27.07. | 11 | 183.0242 |  | 145.2998 | 0 | 0 | 37.7244 | 0
27.07. | 12 | 183.0242 |  | 145.2998 | 0 | 0 | 37.7244 | 0
27.07. | 13 | 183.0242 |  | 145.2998 | 0 | 0 | 37.7244 | 0
27.07. | 14 | 183.0242 |  | 145.2998 | 0 | 0 | 37.7244 | 0
27.07. | 15 | 183.0242 |  | 145.2998 | 0 | 0 | 37.7244 | 0
27.07. | 16 | 183.0242 |  | 145.2998 | 0 | 0 | 37.7244 | 0
27.07. | 17 | 183.0242 |  | 145.2998 | 0 | 0 | 37.7244 | 0
27.07. | 18 | 183.0242 |  | 145.2998 | 0 | 0 | 37.7244 | 0
27.07. | 19 | 183.0242 |  | 145.2998 | 0 | 0 | 37.7244 | 0
27.07. | 20 | 183.0242 |  | 145.2998 | 0 | 0 | 37.7244 | 0
27.07. | 21 | 183.0242 |  | 145.2998 | 0 | 0 | 37.7244 | 0
27.07. | 22 | 183.0242 |  | 145.2998 | 0 | 0 | 37.7244 | 0
27.07. | 23 | 183.0242 |  | 145.2998 | 0 | 0 | 37.7244 | 0
27.07. | 24 | 183.0242 |  | 145.2998 | 0 | 0 | 37.7244 | 0
28.07. | 1 | 183.0242 |  | 145.2998 | 0 | 0 | 37.7244 | 0
28.07. | 2 | 183.0242 |  | 145.2998 | 0 | 0 | 37.7244 | 0
28.07. | 3 | 183.0242 |  | 145.2998 | 0 | 0 | 37.7244 | 0
28.07. | 4 | 183.0242 |  | 145.2998 | 0 | 0 | 37.7244 | 0
28.07. | 5 | 183.0242 |  | 145.2998 | 0 | 0 | 37.7244 | 0
28.07. | 6 | 183.0242 |  | 145.2998 | 0 | 0 | 37.7244 | 0
28.07. | 7 | 183.0242 |  | 145.2998 | 0 | 0 | 37.7244 | 0
28.07. | 8 | 183.0242 |  | 145.2998 | 0 | 0 | 37.7244 | 0
28.07. | 9 | 183.0242 |  | 145.2998 | 0 | 0 | 37.7244 | 0
28.07. | 10 | 183.0242 |  | 145.2998 | 0 | 0 | 37.7244 | 0
28.07. | 11 | 183.0242 |  | 145.2998 | 0 | 0 | 37.7244 | 0
28.07. | 12 | 183.0242 |  | 145.2998 | 0 | 0 | 37.7244 | 0
28.07. | 13 | 183.0242 |  | 145.2998 | 0 | 0 | 37.7244 | 0
28.07. | 14 | 183.0242 |  | 145.2998 | 0 | 0 | 37.7244 | 0
28.07. | 15 | 183.0242 |  | 145.2998 | 0 | 0 | 37.7244 | 0
28.07. | 16 | 183.0242 |  | 145.2998 | 0 | 0 | 37.7244 | 0
28.07. | 17 | 183.0242 |  | 145.2998 | 0 | 0 | 37.7244 | 0
28.07. | 18 | 183.0242 |  | 145.2998 | 0 | 0 | 37.7244 | 0
28.07. | 19 | 183.0242 |  | 145.2998 | 0 | 0 | 37.7244 | 0
28.07. | 20 | 183.0242 |  | 145.2998 | 0 | 0 | 37.7244 | 0
28.07. | 21 | 183.0242 |  | 145.2998 | 0 | 0 | 37.7244 | 0
28.07. | 22 | 183.0242 |  | 145.2998 | 0 | 0 | 37.7244 | 0
28.07. | 23 | 183.0242 |  | 145.2998 | 0 | 0 | 37.7244 | 0
28.07. | 24 | 183.0242 |  | 145.2998 | 0 | 0 | 37.7244 | 0
29.07. | 1 | 183.0242 |  | 145.2998 | 0 | 0 | 37.7244 | 0
29.07. | 2 | 183.0242 |  | 145.2998 | 0 | 0 | 37.7244 | 0
29.07. | 3 | 183.0242 |  | 145.2998 | 0 | 0 | 37.7244 | 0
29.07. | 4 | 183.0242 |  | 145.2998 | 0 | 0 | 37.7244 | 0
29.07. | 5 | 183.0242 |  | 145.2998 | 0 | 0 | 37.7244 | 0
29.07. | 6 | 183.0242 |  | 145.2998 | 0 | 0 | 37.7244 | 0
29.07. | 7 | 183.0242 |  | 145.2998 | 0 | 0 | 37.7244 | 0
29.07. | 8 | 183.0242 |  | 145.2998 | 0 | 0 | 37.7244 | 0
29.07. | 9 | 183.0242 |  | 145.2998 | 0 | 0 | 37.7244 | 0
29.07. | 10 | 183.0242 |  | 145.2998 | 0 | 0 | 37.7244 | 0
29.07. | 11 | 183.0242 |  | 145.2998 | 0 | 0 | 37.7244 | 0
29.07. | 12 | 183.0242 |  | 145.2998 | 0 | 0 | 37.7244 | 0
29.07. | 13 | 183.0242 |  | 145.2998 | 0 | 0 | 37.7244 | 0
29.07. | 14 | 183.0242 |  | 145.2998 | 0 | 0 | 37.7244 | 0
29.07. | 15 | 183.0242 |  | 145.2998 | 0 | 0 | 37.7244 | 0
29.07. | 16 | 183.0242 |  | 145.2998 | 0 | 0 | 37.7244 | 0
29.07. | 17 | 183.0242 |  | 145.2998 | 0 | 0 | 37.7244 | 0
29.07. | 18 | 183.0242 |  | 145.2998 | 0 | 0 | 37.7244 | 0
29.07. | 19 | 183.0242 |  | 145.2998 | 0 | 0 | 37.7244 | 0
29.07. | 20 | 183.0242 |  | 145.2998 | 0 | 0 | 37.7244 | 0
29.07. | 21 | 183.0242 |  | 145.2998 | 0 | 0 | 37.7244 | 0
29.07. | 22 | 183.0242 |  | 145.2998 | 0 | 0 | 37.7244 | 0
29.07. | 23 | 183.0242 |  | 145.2998 | 0 | 0 | 37.7244 | 0
29.07. | 24 | 183.0242 |  | 145.2998 | 0 | 0 | 37.7244 | 0
30.07. | 1 | 183.0242 |  | 145.2998 | 0 | 0 | 37.7244 | 0
30.07. | 2 | 183.0242 |  | 145.2998 | 0 | 0 | 37.7244 | 0
30.07. | 3 | 183.0242 |  | 145.2998 | 0 | 0 | 37.7244 | 0
30.07. | 4 | 183.0242 |  | 145.2998 | 0 | 0 | 37.7244 | 0
30.07. | 5 | 183.0242 |  | 145.2998 | 0 | 0 | 37.7244 | 0
30.07. | 6 | 183.0242 |  | 145.2998 | 0 | 0 | 37.7244 | 0
30.07. | 7 | 183.0242 |  | 145.2998 | 0 | 0 | 37.7244 | 0
30.07. | 8 | 183.0242 |  | 145.2998 | 0 | 0 | 37.7244 | 0
30.07. | 9 | 183.0242 |  | 145.2998 | 0 | 0 | 37.7244 | 0
30.07. | 10 | 183.0242 |  | 145.2998 | 0 | 0 | 37.7244 | 0
30.07. | 11 | 183.0242 |  | 145.2998 | 0 | 0 | 37.7244 | 0
30.07. | 12 | 183.0242 |  | 145.2998 | 0 | 0 | 37.7244 | 0
30.07. | 13 | 183.0242 |  | 145.2998 | 0 | 0 | 37.7244 | 0
30.07. | 14 | 183.0242 |  | 145.2998 | 0 | 0 | 37.7244 | 0
30.07. | 15 | 183.0242 |  | 145.2998 | 0 | 0 | 37.7244 | 0
30.07. | 16 | 183.0242 |  | 145.2998 | 0 | 0 | 37.7244 | 0
30.07. | 17 | 183.0242 |  | 145.2998 | 0 | 0 | 37.7244 | 0
30.07. | 18 | 183.0242 |  | 145.2998 | 0 | 0 | 37.7244 | 0
30.07. | 19 | 183.0242 |  | 145.2998 | 0 | 0 | 37.7244 | 0
30.07. | 20 | 183.0242 |  | 145.2998 | 0 | 0 | 37.7244 | 0
30.07. | 21 | 183.0242 |  | 145.2998 | 0 | 0 | 37.7244 | 0
30.07. | 22 | 183.0242 |  | 145.2998 | 0 | 0 | 37.7244 | 0
30.07. | 23 | 183.0242 |  | 145.2998 | 0 | 0 | 37.7244 | 0
30.07. | 24 | 183.0242 |  | 145.2998 | 0 | 0 | 37.7244 | 0
31.07. | 1 | 183.0242 |  | 145.2998 | 0 | 0 | 37.7244 | 0
31.07. | 2 | 183.0242 |  | 145.2998 | 0 | 0 | 37.7244 | 0
31.07. | 3 | 183.0242 |  | 145.2998 | 0 | 0 | 37.7244 | 0
31.07. | 4 | 183.0242 |  | 145.2998 | 0 | 0 | 37.7244 | 0
31.07. | 5 | 183.0242 |  | 145.2998 | 0 | 0 | 37.7244 | 0
31.07. | 6 | 183.0242 |  | 145.2998 | 0 | 0 | 37.7244 | 0
31.07. | 7 | 183.0242 |  | 145.2998 | 0 | 0 | 37.7244 | 0
31.07. | 8 | 183.0242 |  | 145.2998 | 0 | 0 | 37.7244 | 0
31.07. | 9 | 183.0242 |  | 145.2998 | 0 | 0 | 37.7244 | 0
31.07. | 10 | 183.0242 |  | 145.2998 | 0 | 0 | 37.7244 | 0
31.07. | 11 | 183.0242 |  | 145.2998 | 0 | 0 | 37.7244 | 0
31.07. | 12 | 183.0242 |  | 145.2998 | 0 | 0 | 37.7244 | 0
31.07. | 13 | 183.0242 |  | 145.2998 | 0 | 0 | 37.7244 | 0
31.07. | 14 | 183.0242 |  | 145.2998 | 0 | 0 | 37.7244 | 0
31.07. | 15 | 183.0242 |  | 145.2998 | 0 | 0 | 37.7244 | 0
31.07. | 16 | 183.0242 |  | 145.2998 | 0 | 0 | 37.7244 | 0
31.07. | 17 | 183.0242 |  | 145.2998 | 0 | 0 | 37.7244 | 0
31.07. | 18 | 183.0242 |  | 145.2998 | 0 | 0 | 37.7244 | 0
31.07. | 19 | 183.0242 |  | 145.2998 | 0 | 0 | 37.7244 | 0
31.07. | 20 | 183.0242 |  | 145.2998 | 0 | 0 | 37.7244 | 0
31.07. | 21 | 183.0242 |  | 145.2998 | 0 | 0 | 37.7244 | 0
31.07. | 22 | 183.0242 |  | 145.2998 | 0 | 0 | 37.7244 | 0
31.07. | 23 | 183.0242 |  | 145.2998 | 0 | 0 | 37.7244 | 0
31.07. | 24 | 183.0242 |  | 145.2998 | 0 | 0 | 37.7244 | 0
01.08. | 1 | 179.4314 |  | 145.2998 | 0 | 0 | 34.1316 | 0
01.08. | 2 | 179.4314 |  | 145.2998 | 0 | 0 | 34.1316 | 0
01.08. | 3 | 179.4314 |  | 145.2998 | 0 | 0 | 34.1316 | 0
01.08. | 4 | 179.4314 |  | 145.2998 | 0 | 0 | 34.1316 | 0
01.08. | 5 | 179.4314 |  | 145.2998 | 0 | 0 | 34.1316 | 0
01.08. | 6 | 179.4314 |  | 145.2998 | 0 | 0 | 34.1316 | 0
01.08. | 7 | 179.4314 |  | 145.2998 | 0 | 0 | 34.1316 | 0
01.08. | 8 | 179.4314 |  | 145.2998 | 0 | 0 | 34.1316 | 0
01.08. | 9 | 179.4314 |  | 145.2998 | 0 | 0 | 34.1316 | 0
01.08. | 10 | 179.4314 |  | 145.2998 | 0 | 0 | 34.1316 | 0
01.08. | 11 | 179.4314 |  | 145.2998 | 0 | 0 | 34.1316 | 0
01.08. | 12 | 179.4314 |  | 145.2998 | 0 | 0 | 34.1316 | 0
01.08. | 13 | 179.4314 |  | 145.2998 | 0 | 0 | 34.1316 | 0
01.08. | 14 | 179.4314 |  | 145.2998 | 0 | 0 | 34.1316 | 0
01.08. | 15 | 179.4314 |  | 145.2998 | 0 | 0 | 34.1316 | 0
01.08. | 16 | 179.4314 |  | 145.2998 | 0 | 0 | 34.1316 | 0
01.08. | 17 | 179.4314 |  | 145.2998 | 0 | 0 | 34.1316 | 0
01.08. | 18 | 179.4314 |  | 145.2998 | 0 | 0 | 34.1316 | 0
01.08. | 19 | 179.4314 |  | 145.2998 | 0 | 0 | 34.1316 | 0
01.08. | 20 | 179.4314 |  | 145.2998 | 0 | 0 | 34.1316 | 0
01.08. | 21 | 179.4314 |  | 145.2998 | 0 | 0 | 34.1316 | 0
01.08. | 22 | 179.4314 |  | 145.2998 | 0 | 0 | 34.1316 | 0
01.08. | 23 | 179.4314 |  | 145.2998 | 0 | 0 | 34.1316 | 0
01.08. | 24 | 179.4314 |  | 145.2998 | 0 | 0 | 34.1316 | 0
02.08. | 1 | 179.4314 |  | 145.2998 | 0 | 0 | 34.1316 | 0
02.08. | 2 | 179.4314 |  | 145.2998 | 0 | 0 | 34.1316 | 0
02.08. | 3 | 179.4314 |  | 145.2998 | 0 | 0 | 34.1316 | 0
02.08. | 4 | 179.4314 |  | 145.2998 | 0 | 0 | 34.1316 | 0
02.08. | 5 | 179.4314 |  | 145.2998 | 0 | 0 | 34.1316 | 0
02.08. | 6 | 179.4314 |  | 145.2998 | 0 | 0 | 34.1316 | 0
02.08. | 7 | 179.4314 |  | 145.2998 | 0 | 0 | 34.1316 | 0
02.08. | 8 | 179.4314 |  | 145.2998 | 0 | 0 | 34.1316 | 0
02.08. | 9 | 179.4314 |  | 145.2998 | 0 | 0 | 34.1316 | 0
02.08. | 10 | 179.4314 |  | 145.2998 | 0 | 0 | 34.1316 | 0
02.08. | 11 | 179.4314 |  | 145.2998 | 0 | 0 | 34.1316 | 0
02.08. | 12 | 179.4314 |  | 145.2998 | 0 | 0 | 34.1316 | 0
02.08. | 13 | 179.4314 |  | 145.2998 | 0 | 0 | 34.1316 | 0
02.08. | 14 | 179.4314 |  | 145.2998 | 0 | 0 | 34.1316 | 0
02.08. | 15 | 179.4314 |  | 145.2998 | 0 | 0 | 34.1316 | 0
02.08. | 16 | 179.4314 |  | 145.2998 | 0 | 0 | 34.1316 | 0
02.08. | 17 | 179.4314 |  | 145.2998 | 0 | 0 | 34.1316 | 0
02.08. | 18 | 179.4314 |  | 145.2998 | 0 | 0 | 34.1316 | 0
02.08. | 19 | 179.4314 |  | 145.2998 | 0 | 0 | 34.1316 | 0
02.08. | 20 | 179.4314 |  | 145.2998 | 0 | 0 | 34.1316 | 0
02.08. | 21 | 179.4314 |  | 145.2998 | 0 | 0 | 34.1316 | 0
02.08. | 22 | 179.4314 |  | 145.2998 | 0 | 0 | 34.1316 | 0
02.08. | 23 | 179.4314 |  | 145.2998 | 0 | 0 | 34.1316 | 0
02.08. | 24 | 179.4314 |  | 145.2998 | 0 | 0 | 34.1316 | 0
03.08. | 1 | 179.4314 |  | 145.2998 | 0 | 0 | 34.1316 | 0
03.08. | 2 | 179.4314 |  | 145.2998 | 0 | 0 | 34.1316 | 0
03.08. | 3 | 179.4314 |  | 145.2998 | 0 | 0 | 34.1316 | 0
03.08. | 4 | 179.4314 |  | 145.2998 | 0 | 0 | 34.1316 | 0
03.08. | 5 | 179.4314 |  | 145.2998 | 0 | 0 | 34.1316 | 0
03.08. | 6 | 179.4314 |  | 145.2998 | 0 | 0 | 34.1316 | 0
03.08. | 7 | 179.4314 |  | 145.2998 | 0 | 0 | 34.1316 | 0
03.08. | 8 | 179.4314 |  | 145.2998 | 0 | 0 | 34.1316 | 0
03.08. | 9 | 179.4314 |  | 145.2998 | 0 | 0 | 34.1316 | 0
03.08. | 10 | 179.4314 |  | 145.2998 | 0 | 0 | 34.1316 | 0
03.08. | 11 | 179.4314 |  | 145.2998 | 0 | 0 | 34.1316 | 0
03.08. | 12 | 179.4314 |  | 145.2998 | 0 | 0 | 34.1316 | 0
03.08. | 13 | 179.4314 |  | 145.2998 | 0 | 0 | 34.1316 | 0
03.08. | 14 | 179.4314 |  | 145.2998 | 0 | 0 | 34.1316 | 0
03.08. | 15 | 179.4314 |  | 145.2998 | 0 | 0 | 34.1316 | 0
03.08. | 16 | 179.4314 |  | 145.2998 | 0 | 0 | 34.1316 | 0
03.08. | 17 | 179.4314 |  | 145.2998 | 0 | 0 | 34.1316 | 0
03.08. | 18 | 179.4314 |  | 145.2998 | 0 | 0 | 34.1316 | 0
03.08. | 19 | 179.4314 |  | 145.2998 | 0 | 0 | 34.1316 | 0
03.08. | 20 | 179.4314 |  | 145.2998 | 0 | 0 | 34.1316 | 0
03.08. | 21 | 179.4314 |  | 145.2998 | 0 | 0 | 34.1316 | 0
03.08. | 22 | 179.4314 |  | 145.2998 | 0 | 0 | 34.1316 | 0
03.08. | 23 | 179.4314 |  | 145.2998 | 0 | 0 | 34.1316 | 0
03.08. | 24 | 179.4314 |  | 145.2998 | 0 | 0 | 34.1316 | 0
04.08. | 1 | 179.4314 |  | 145.2998 | 0 | 0 | 34.1316 | 0
04.08. | 2 | 179.4314 |  | 145.2998 | 0 | 0 | 34.1316 | 0
04.08. | 3 | 179.4314 |  | 145.2998 | 0 | 0 | 34.1316 | 0
04.08. | 4 | 179.4314 |  | 145.2998 | 0 | 0 | 34.1316 | 0
04.08. | 5 | 179.4314 |  | 145.2998 | 0 | 0 | 34.1316 | 0
04.08. | 6 | 179.4314 |  | 145.2998 | 0 | 0 | 34.1316 | 0
04.08. | 7 | 179.4314 |  | 145.2998 | 0 | 0 | 34.1316 | 0
04.08. | 8 | 179.4314 |  | 145.2998 | 0 | 0 | 34.1316 | 0
04.08. | 9 | 179.4314 |  | 145.2998 | 0 | 0 | 34.1316 | 0
04.08. | 10 | 179.4314 |  | 145.2998 | 0 | 0 | 34.1316 | 0
04.08. | 11 | 179.4314 |  | 145.2998 | 0 | 0 | 34.1316 | 0
04.08. | 12 | 179.4314 |  | 145.2998 | 0 | 0 | 34.1316 | 0
04.08. | 13 | 179.4314 |  | 145.2998 | 0 | 0 | 34.1316 | 0
04.08. | 14 | 179.4314 |  | 145.2998 | 0 | 0 | 34.1316 | 0
04.08. | 15 | 179.4314 |  | 145.2998 | 0 | 0 | 34.1316 | 0
04.08. | 16 | 179.4314 |  | 145.2998 | 0 | 0 | 34.1316 | 0
04.08. | 17 | 179.4314 |  | 145.2998 | 0 | 0 | 34.1316 | 0
04.08. | 18 | 179.4314 |  | 145.2998 | 0 | 0 | 34.1316 | 0
04.08. | 19 | 179.4314 |  | 145.2998 | 0 | 0 | 34.1316 | 0
04.08. | 20 | 179.4314 |  | 145.2998 | 0 | 0 | 34.1316 | 0
04.08. | 21 | 179.4314 |  | 145.2998 | 0 | 0 | 34.1316 | 0
04.08. | 22 | 179.4314 |  | 145.2998 | 0 | 0 | 34.1316 | 0
04.08. | 23 | 179.4314 |  | 145.2998 | 0 | 0 | 34.1316 | 0
04.08. | 24 | 179.4314 |  | 145.2998 | 0 | 0 | 34.1316 | 0
05.08. | 1 | 179.4314 |  | 145.2998 | 0 | 0 | 34.1316 | 0
05.08. | 2 | 179.4314 |  | 145.2998 | 0 | 0 | 34.1316 | 0
05.08. | 3 | 179.4314 |  | 145.2998 | 0 | 0 | 34.1316 | 0
05.08. | 4 | 179.4314 |  | 145.2998 | 0 | 0 | 34.1316 | 0
05.08. | 5 | 179.4314 |  | 145.2998 | 0 | 0 | 34.1316 | 0
05.08. | 6 | 179.4314 |  | 145.2998 | 0 | 0 | 34.1316 | 0
05.08. | 7 | 179.4314 |  | 145.2998 | 0 | 0 | 34.1316 | 0
05.08. | 8 | 179.4314 |  | 145.2998 | 0 | 0 | 34.1316 | 0
05.08. | 9 | 179.4314 |  | 145.2998 | 0 | 0 | 34.1316 | 0
05.08. | 10 | 179.4314 |  | 145.2998 | 0 | 0 | 34.1316 | 0
05.08. | 11 | 179.4314 |  | 145.2998 | 0 | 0 | 34.1316 | 0
05.08. | 12 | 179.4314 |  | 145.2998 | 0 | 0 | 34.1316 | 0
05.08. | 13 | 179.4314 |  | 145.2998 | 0 | 0 | 34.1316 | 0
05.08. | 14 | 179.4314 |  | 145.2998 | 0 | 0 | 34.1316 | 0
05.08. | 15 | 179.4314 |  | 145.2998 | 0 | 0 | 34.1316 | 0
05.08. | 16 | 179.4314 |  | 145.2998 | 0 | 0 | 34.1316 | 0
05.08. | 17 | 179.4314 |  | 145.2998 | 0 | 0 | 34.1316 | 0
05.08. | 18 | 179.4314 |  | 145.2998 | 0 | 0 | 34.1316 | 0
05.08. | 19 | 179.4314 |  | 145.2998 | 0 | 0 | 34.1316 | 0
05.08. | 20 | 179.4314 |  | 145.2998 | 0 | 0 | 34.1316 | 0
05.08. | 21 | 179.4314 |  | 145.2998 | 0 | 0 | 34.1316 | 0
05.08. | 22 | 179.4314 |  | 145.2998 | 0 | 0 | 34.1316 | 0
05.08. | 23 | 179.4314 |  | 145.2998 | 0 | 0 | 34.1316 | 0
05.08. | 24 | 179.4314 |  | 145.2998 | 0 | 0 | 34.1316 | 0
06.08. | 1 | 179.4314 |  | 145.2998 | 0 | 0 | 34.1316 | 0
06.08. | 2 | 179.4314 |  | 145.2998 | 0 | 0 | 34.1316 | 0
06.08. | 3 | 179.4314 |  | 145.2998 | 0 | 0 | 34.1316 | 0
06.08. | 4 | 179.4314 |  | 145.2998 | 0 | 0 | 34.1316 | 0
06.08. | 5 | 179.4314 |  | 145.2998 | 0 | 0 | 34.1316 | 0
06.08. | 6 | 179.4314 |  | 145.2998 | 0 | 0 | 34.1316 | 0
06.08. | 7 | 179.4314 |  | 145.2998 | 0 | 0 | 34.1316 | 0
06.08. | 8 | 179.4314 |  | 145.2998 | 0 | 0 | 34.1316 | 0
06.08. | 9 | 179.4314 |  | 145.2998 | 0 | 0 | 34.1316 | 0
06.08. | 10 | 179.4314 |  | 145.2998 | 0 | 0 | 34.1316 | 0
06.08. | 11 | 179.4314 |  | 145.2998 | 0 | 0 | 34.1316 | 0
06.08. | 12 | 179.4314 |  | 145.2998 | 0 | 0 | 34.1316 | 0
06.08. | 13 | 179.4314 |  | 145.2998 | 0 | 0 | 34.1316 | 0
06.08. | 14 | 179.4314 |  | 145.2998 | 0 | 0 | 34.1316 | 0
06.08. | 15 | 179.4314 |  | 145.2998 | 0 | 0 | 34.1316 | 0
06.08. | 16 | 179.4314 |  | 145.2998 | 0 | 0 | 34.1316 | 0
06.08. | 17 | 179.4314 |  | 145.2998 | 0 | 0 | 34.1316 | 0
06.08. | 18 | 179.4314 |  | 145.2998 | 0 | 0 | 34.1316 | 0
06.08. | 19 | 179.4314 |  | 145.2998 | 0 | 0 | 34.1316 | 0
06.08. | 20 | 179.4314 |  | 145.2998 | 0 | 0 | 34.1316 | 0
06.08. | 21 | 179.4314 |  | 145.2998 | 0 | 0 | 34.1316 | 0
06.08. | 22 | 179.4314 |  | 145.2998 | 0 | 0 | 34.1316 | 0
06.08. | 23 | 179.4314 |  | 145.2998 | 0 | 0 | 34.1316 | 0
06.08. | 24 | 179.4314 |  | 145.2998 | 0 | 0 | 34.1316 | 0
07.08. | 1 | 179.4314 |  | 145.2998 | 0 | 0 | 34.1316 | 0
07.08. | 2 | 179.4314 |  | 145.2998 | 0 | 0 | 34.1316 | 0
07.08. | 3 | 179.4314 |  | 145.2998 | 0 | 0 | 34.1316 | 0
07.08. | 4 | 179.4314 |  | 145.2998 | 0 | 0 | 34.1316 | 0
07.08. | 5 | 179.4314 |  | 145.2998 | 0 | 0 | 34.1316 | 0
07.08. | 6 | 179.4314 |  | 145.2998 | 0 | 0 | 34.1316 | 0
07.08. | 7 | 179.4314 |  | 145.2998 | 0 | 0 | 34.1316 | 0
07.08. | 8 | 179.4314 |  | 145.2998 | 0 | 0 | 34.1316 | 0
07.08. | 9 | 179.4314 |  | 145.2998 | 0 | 0 | 34.1316 | 0
07.08. | 10 | 179.4314 |  | 145.2998 | 0 | 0 | 34.1316 | 0
07.08. | 11 | 179.4314 |  | 145.2998 | 0 | 0 | 34.1316 | 0
07.08. | 12 | 179.4314 |  | 145.2998 | 0 | 0 | 34.1316 | 0
07.08. | 13 | 179.4314 |  | 145.2998 | 0 | 0 | 34.1316 | 0
07.08. | 14 | 179.4314 |  | 145.2998 | 0 | 0 | 34.1316 | 0
07.08. | 15 | 179.4314 |  | 145.2998 | 0 | 0 | 34.1316 | 0
07.08. | 16 | 179.4314 |  | 145.2998 | 0 | 0 | 34.1316 | 0
07.08. | 17 | 179.4314 |  | 145.2998 | 0 | 0 | 34.1316 | 0
07.08. | 18 | 179.4314 |  | 145.2998 | 0 | 0 | 34.1316 | 0
07.08. | 19 | 179.4314 |  | 145.2998 | 0 | 0 | 34.1316 | 0
07.08. | 20 | 179.4314 |  | 145.2998 | 0 | 0 | 34.1316 | 0
07.08. | 21 | 179.4314 |  | 145.2998 | 0 | 0 | 34.1316 | 0
07.08. | 22 | 179.4314 |  | 145.2998 | 0 | 0 | 34.1316 | 0
07.08. | 23 | 179.4314 |  | 145.2998 | 0 | 0 | 34.1316 | 0
07.08. | 24 | 179.4314 |  | 145.2998 | 0 | 0 | 34.1316 | 0
08.08. | 1 | 179.4314 |  | 145.2998 | 0 | 0 | 34.1316 | 0
08.08. | 2 | 179.4314 |  | 145.2998 | 0 | 0 | 34.1316 | 0
08.08. | 3 | 179.4314 |  | 145.2998 | 0 | 0 | 34.1316 | 0
08.08. | 4 | 179.4314 |  | 145.2998 | 0 | 0 | 34.1316 | 0
08.08. | 5 | 179.4314 |  | 145.2998 | 0 | 0 | 34.1316 | 0
08.08. | 6 | 179.4314 |  | 145.2998 | 0 | 0 | 34.1316 | 0
08.08. | 7 | 179.4314 |  | 145.2998 | 0 | 0 | 34.1316 | 0
08.08. | 8 | 179.4314 |  | 145.2998 | 0 | 0 | 34.1316 | 0
08.08. | 9 | 179.4314 |  | 145.2998 | 0 | 0 | 34.1316 | 0
08.08. | 10 | 179.4314 |  | 145.2998 | 0 | 0 | 34.1316 | 0
08.08. | 11 | 179.4314 |  | 145.2998 | 0 | 0 | 34.1316 | 0
08.08. | 12 | 179.4314 |  | 145.2998 | 0 | 0 | 34.1316 | 0
08.08. | 13 | 179.4314 |  | 145.2998 | 0 | 0 | 34.1316 | 0
08.08. | 14 | 179.4314 |  | 145.2998 | 0 | 0 | 34.1316 | 0
08.08. | 15 | 179.4314 |  | 145.2998 | 0 | 0 | 34.1316 | 0
08.08. | 16 | 179.4314 |  | 145.2998 | 0 | 0 | 34.1316 | 0
08.08. | 17 | 179.4314 |  | 145.2998 | 0 | 0 | 34.1316 | 0
08.08. | 18 | 179.4314 |  | 145.2998 | 0 | 0 | 34.1316 | 0
08.08. | 19 | 179.4314 |  | 145.2998 | 0 | 0 | 34.1316 | 0
08.08. | 20 | 179.4314 |  | 145.2998 | 0 | 0 | 34.1316 | 0
08.08. | 21 | 179.4314 |  | 145.2998 | 0 | 0 | 34.1316 | 0
08.08. | 22 | 179.4314 |  | 145.2998 | 0 | 0 | 34.1316 | 0
08.08. | 23 | 179.4314 |  | 145.2998 | 0 | 0 | 34.1316 | 0
08.08. | 24 | 179.4314 |  | 145.2998 | 0 | 0 | 34.1316 | 0
09.08. | 1 | 179.4314 |  | 145.2998 | 0 | 0 | 34.1316 | 0
09.08. | 2 | 179.4314 |  | 145.2998 | 0 | 0 | 34.1316 | 0
09.08. | 3 | 179.4314 |  | 145.2998 | 0 | 0 | 34.1316 | 0
09.08. | 4 | 179.4314 |  | 145.2998 | 0 | 0 | 34.1316 | 0
09.08. | 5 | 179.4314 |  | 145.2998 | 0 | 0 | 34.1316 | 0
09.08. | 6 | 179.4314 |  | 145.2998 | 0 | 0 | 34.1316 | 0
09.08. | 7 | 179.4314 |  | 145.2998 | 0 | 0 | 34.1316 | 0
09.08. | 8 | 179.4314 |  | 145.2998 | 0 | 0 | 34.1316 | 0
09.08. | 9 | 179.4314 |  | 145.2998 | 0 | 0 | 34.1316 | 0
09.08. | 10 | 179.4314 |  | 145.2998 | 0 | 0 | 34.1316 | 0
09.08. | 11 | 179.4314 |  | 145.2998 | 0 | 0 | 34.1316 | 0
09.08. | 12 | 179.4314 |  | 145.2998 | 0 | 0 | 34.1316 | 0
09.08. | 13 | 179.4314 |  | 145.2998 | 0 | 0 | 34.1316 | 0
09.08. | 14 | 179.4314 |  | 145.2998 | 0 | 0 | 34.1316 | 0
09.08. | 15 | 179.4314 |  | 145.2998 | 0 | 0 | 34.1316 | 0
09.08. | 16 | 179.4314 |  | 145.2998 | 0 | 0 | 34.1316 | 0
09.08. | 17 | 179.4314 |  | 145.2998 | 0 | 0 | 34.1316 | 0
09.08. | 18 | 179.4314 |  | 145.2998 | 0 | 0 | 34.1316 | 0
09.08. | 19 | 179.4314 |  | 145.2998 | 0 | 0 | 34.1316 | 0
09.08. | 20 | 179.4314 |  | 145.2998 | 0 | 0 | 34.1316 | 0
09.08. | 21 | 179.4314 |  | 145.2998 | 0 | 0 | 34.1316 | 0
09.08. | 22 | 179.4314 |  | 145.2998 | 0 | 0 | 34.1316 | 0
09.08. | 23 | 179.4314 |  | 145.2998 | 0 | 0 | 34.1316 | 0
09.08. | 24 | 179.4314 |  | 145.2998 | 0 | 0 | 34.1316 | 0
10.08. | 1 | 179.4314 |  | 145.2998 | 0 | 0 | 34.1316 | 0
10.08. | 2 | 179.4314 |  | 145.2998 | 0 | 0 | 34.1316 | 0
10.08. | 3 | 179.4314 |  | 145.2998 | 0 | 0 | 34.1316 | 0
10.08. | 4 | 179.4314 |  | 145.2998 | 0 | 0 | 34.1316 | 0
10.08. | 5 | 179.4314 |  | 145.2998 | 0 | 0 | 34.1316 | 0
10.08. | 6 | 179.4314 |  | 145.2998 | 0 | 0 | 34.1316 | 0
10.08. | 7 | 179.4314 |  | 145.2998 | 0 | 0 | 34.1316 | 0
10.08. | 8 | 179.4314 |  | 145.2998 | 0 | 0 | 34.1316 | 0
10.08. | 9 | 179.4314 |  | 145.2998 | 0 | 0 | 34.1316 | 0
10.08. | 10 | 179.4314 |  | 145.2998 | 0 | 0 | 34.1316 | 0
10.08. | 11 | 179.4314 |  | 145.2998 | 0 | 0 | 34.1316 | 0
10.08. | 12 | 179.4314 |  | 145.2998 | 0 | 0 | 34.1316 | 0
10.08. | 13 | 179.4314 |  | 145.2998 | 0 | 0 | 34.1316 | 0
10.08. | 14 | 179.4314 |  | 145.2998 | 0 | 0 | 34.1316 | 0
10.08. | 15 | 179.4314 |  | 145.2998 | 0 | 0 | 34.1316 | 0
10.08. | 16 | 179.4314 |  | 145.2998 | 0 | 0 | 34.1316 | 0
10.08. | 17 | 179.4314 |  | 145.2998 | 0 | 0 | 34.1316 | 0
10.08. | 18 | 179.4314 |  | 145.2998 | 0 | 0 | 34.1316 | 0
10.08. | 19 | 179.4314 |  | 145.2998 | 0 | 0 | 34.1316 | 0
10.08. | 20 | 179.4314 |  | 145.2998 | 0 | 0 | 34.1316 | 0
10.08. | 21 | 179.4314 |  | 145.2998 | 0 | 0 | 34.1316 | 0
10.08. | 22 | 179.4314 |  | 145.2998 | 0 | 0 | 34.1316 | 0
10.08. | 23 | 179.4314 |  | 145.2998 | 0 | 0 | 34.1316 | 0
10.08. | 24 | 179.4314 |  | 145.2998 | 0 | 0 | 34.1316 | 0
11.08. | 1 | 179.4314 |  | 145.2998 | 0 | 0 | 34.1316 | 0
11.08. | 2 | 179.4314 |  | 145.2998 | 0 | 0 | 34.1316 | 0
11.08. | 3 | 179.4314 |  | 145.2998 | 0 | 0 | 34.1316 | 0
11.08. | 4 | 179.4314 |  | 145.2998 | 0 | 0 | 34.1316 | 0
11.08. | 5 | 179.4314 |  | 145.2998 | 0 | 0 | 34.1316 | 0
11.08. | 6 | 179.4314 |  | 145.2998 | 0 | 0 | 34.1316 | 0
11.08. | 7 | 179.4314 |  | 145.2998 | 0 | 0 | 34.1316 | 0
11.08. | 8 | 179.4314 |  | 145.2998 | 0 | 0 | 34.1316 | 0
11.08. | 9 | 179.4314 |  | 145.2998 | 0 | 0 | 34.1316 | 0
11.08. | 10 | 179.4314 |  | 145.2998 | 0 | 0 | 34.1316 | 0
11.08. | 11 | 179.4314 |  | 145.2998 | 0 | 0 | 34.1316 | 0
11.08. | 12 | 179.4314 |  | 145.2998 | 0 | 0 | 34.1316 | 0
11.08. | 13 | 179.4314 |  | 145.2998 | 0 | 0 | 34.1316 | 0
11.08. | 14 | 179.4314 |  | 145.2998 | 0 | 0 | 34.1316 | 0
11.08. | 15 | 179.4314 |  | 145.2998 | 0 | 0 | 34.1316 | 0
11.08. | 16 | 179.4314 |  | 145.2998 | 0 | 0 | 34.1316 | 0
11.08. | 17 | 179.4314 |  | 145.2998 | 0 | 0 | 34.1316 | 0
11.08. | 18 | 179.4314 |  | 145.2998 | 0 | 0 | 34.1316 | 0
11.08. | 19 | 179.4314 |  | 145.2998 | 0 | 0 | 34.1316 | 0
11.08. | 20 | 179.4314 |  | 145.2998 | 0 | 0 | 34.1316 | 0
11.08. | 21 | 179.4314 |  | 145.2998 | 0 | 0 | 34.1316 | 0
11.08. | 22 | 179.4314 |  | 145.2998 | 0 | 0 | 34.1316 | 0
11.08. | 23 | 179.4314 |  | 145.2998 | 0 | 0 | 34.1316 | 0
11.08. | 24 | 179.4314 |  | 145.2998 | 0 | 0 | 34.1316 | 0
12.08. | 1 | 179.4314 |  | 145.2998 | 0 | 0 | 34.1316 | 0
12.08. | 2 | 179.4314 |  | 145.2998 | 0 | 0 | 34.1316 | 0
12.08. | 3 | 179.4314 |  | 145.2998 | 0 | 0 | 34.1316 | 0
12.08. | 4 | 179.4314 |  | 145.2998 | 0 | 0 | 34.1316 | 0
12.08. | 5 | 179.4314 |  | 145.2998 | 0 | 0 | 34.1316 | 0
12.08. | 6 | 179.4314 |  | 145.2998 | 0 | 0 | 34.1316 | 0
12.08. | 7 | 179.4314 |  | 145.2998 | 0 | 0 | 34.1316 | 0
12.08. | 8 | 179.4314 |  | 145.2998 | 0 | 0 | 34.1316 | 0
12.08. | 9 | 179.4314 |  | 145.2998 | 0 | 0 | 34.1316 | 0
12.08. | 10 | 179.4314 |  | 145.2998 | 0 | 0 | 34.1316 | 0
12.08. | 11 | 179.4314 |  | 145.2998 | 0 | 0 | 34.1316 | 0
12.08. | 12 | 179.4314 |  | 145.2998 | 0 | 0 | 34.1316 | 0
12.08. | 13 | 179.4314 |  | 145.2998 | 0 | 0 | 34.1316 | 0
12.08. | 14 | 179.4314 |  | 145.2998 | 0 | 0 | 34.1316 | 0
12.08. | 15 | 179.4314 |  | 145.2998 | 0 | 0 | 34.1316 | 0
12.08. | 16 | 179.4314 |  | 145.2998 | 0 | 0 | 34.1316 | 0
12.08. | 17 | 179.4314 |  | 145.2998 | 0 | 0 | 34.1316 | 0
12.08. | 18 | 179.4314 |  | 145.2998 | 0 | 0 | 34.1316 | 0
12.08. | 19 | 179.4314 |  | 145.2998 | 0 | 0 | 34.1316 | 0
12.08. | 20 | 179.4314 |  | 145.2998 | 0 | 0 | 34.1316 | 0
12.08. | 21 | 179.4314 |  | 145.2998 | 0 | 0 | 34.1316 | 0
12.08. | 22 | 179.4314 |  | 145.2998 | 0 | 0 | 34.1316 | 0
12.08. | 23 | 179.4314 |  | 145.2998 | 0 | 0 | 34.1316 | 0
12.08. | 24 | 179.4314 |  | 145.2998 | 0 | 0 | 34.1316 | 0
13.08. | 1 | 179.4314 |  | 145.2998 | 0 | 0 | 34.1316 | 0
13.08. | 2 | 179.4314 |  | 145.2998 | 0 | 0 | 34.1316 | 0
13.08. | 3 | 179.4314 |  | 145.2998 | 0 | 0 | 34.1316 | 0
13.08. | 4 | 179.4314 |  | 145.2998 | 0 | 0 | 34.1316 | 0
13.08. | 5 | 179.4314 |  | 145.2998 | 0 | 0 | 34.1316 | 0
13.08. | 6 | 179.4314 |  | 145.2998 | 0 | 0 | 34.1316 | 0
13.08. | 7 | 179.4314 |  | 145.2998 | 0 | 0 | 34.1316 | 0
13.08. | 8 | 179.4314 |  | 145.2998 | 0 | 0 | 34.1316 | 0
13.08. | 9 | 179.4314 |  | 145.2998 | 0 | 0 | 34.1316 | 0
13.08. | 10 | 179.4314 |  | 145.2998 | 0 | 0 | 34.1316 | 0
13.08. | 11 | 179.4314 |  | 145.2998 | 0 | 0 | 34.1316 | 0
13.08. | 12 | 179.4314 |  | 145.2998 | 0 | 0 | 34.1316 | 0
13.08. | 13 | 179.4314 |  | 145.2998 | 0 | 0 | 34.1316 | 0
13.08. | 14 | 179.4314 |  | 145.2998 | 0 | 0 | 34.1316 | 0
13.08. | 15 | 179.4314 |  | 145.2998 | 0 | 0 | 34.1316 | 0
13.08. | 16 | 179.4314 |  | 145.2998 | 0 | 0 | 34.1316 | 0
13.08. | 17 | 179.4314 |  | 145.2998 | 0 | 0 | 34.1316 | 0
13.08. | 18 | 179.4314 |  | 145.2998 | 0 | 0 | 34.1316 | 0
13.08. | 19 | 179.4314 |  | 145.2998 | 0 | 0 | 34.1316 | 0
13.08. | 20 | 179.4314 |  | 145.2998 | 0 | 0 | 34.1316 | 0
13.08. | 21 | 179.4314 |  | 145.2998 | 0 | 0 | 34.1316 | 0
13.08. | 22 | 179.4314 |  | 145.2998 | 0 | 0 | 34.1316 | 0
13.08. | 23 | 179.4314 |  | 145.2998 | 0 | 0 | 34.1316 | 0
13.08. | 24 | 179.4314 |  | 145.2998 | 0 | 0 | 34.1316 | 0
14.08. | 1 | 179.4314 |  | 145.2998 | 0 | 0 | 34.1316 | 0
14.08. | 2 | 179.4314 |  | 145.2998 | 0 | 0 | 34.1316 | 0
14.08. | 3 | 179.4314 |  | 145.2998 | 0 | 0 | 34.1316 | 0
14.08. | 4 | 179.4314 |  | 145.2998 | 0 | 0 | 34.1316 | 0
14.08. | 5 | 179.4314 |  | 145.2998 | 0 | 0 | 34.1316 | 0
14.08. | 6 | 179.4314 |  | 145.2998 | 0 | 0 | 34.1316 | 0
14.08. | 7 | 179.4314 |  | 145.2998 | 0 | 0 | 34.1316 | 0
14.08. | 8 | 179.4314 |  | 145.2998 | 0 | 0 | 34.1316 | 0
14.08. | 9 | 179.4314 |  | 145.2998 | 0 | 0 | 34.1316 | 0
14.08. | 10 | 179.4314 |  | 145.2998 | 0 | 0 | 34.1316 | 0
14.08. | 11 | 179.4314 |  | 145.2998 | 0 | 0 | 34.1316 | 0
14.08. | 12 | 179.4314 |  | 145.2998 | 0 | 0 | 34.1316 | 0
14.08. | 13 | 179.4314 |  | 145.2998 | 0 | 0 | 34.1316 | 0
14.08. | 14 | 179.4314 |  | 145.2998 | 0 | 0 | 34.1316 | 0
14.08. | 15 | 179.4314 |  | 145.2998 | 0 | 0 | 34.1316 | 0
14.08. | 16 | 179.4314 |  | 145.2998 | 0 | 0 | 34.1316 | 0
14.08. | 17 | 179.4314 |  | 145.2998 | 0 | 0 | 34.1316 | 0
14.08. | 18 | 179.4314 |  | 145.2998 | 0 | 0 | 34.1316 | 0
14.08. | 19 | 179.4314 |  | 145.2998 | 0 | 0 | 34.1316 | 0
14.08. | 20 | 179.4314 |  | 145.2998 | 0 | 0 | 34.1316 | 0
14.08. | 21 | 179.4314 |  | 145.2998 | 0 | 0 | 34.1316 | 0
14.08. | 22 | 179.4314 |  | 145.2998 | 0 | 0 | 34.1316 | 0
14.08. | 23 | 179.4314 |  | 145.2998 | 0 | 0 | 34.1316 | 0
14.08. | 24 | 179.4314 |  | 145.2998 | 0 | 0 | 34.1316 | 0
15.08. | 1 | 179.4314 |  | 145.2998 | 0 | 0 | 34.1316 | 0
15.08. | 2 | 179.4314 |  | 145.2998 | 0 | 0 | 34.1316 | 0
15.08. | 3 | 179.4314 |  | 145.2998 | 0 | 0 | 34.1316 | 0
15.08. | 4 | 179.4314 |  | 145.2998 | 0 | 0 | 34.1316 | 0
15.08. | 5 | 179.4314 |  | 145.2998 | 0 | 0 | 34.1316 | 0
15.08. | 6 | 179.4314 |  | 145.2998 | 0 | 0 | 34.1316 | 0
15.08. | 7 | 179.4314 |  | 145.2998 | 0 | 0 | 34.1316 | 0
15.08. | 8 | 179.4314 |  | 145.2998 | 0 | 0 | 34.1316 | 0
15.08. | 9 | 179.4314 |  | 145.2998 | 0 | 0 | 34.1316 | 0
15.08. | 10 | 179.4314 |  | 145.2998 | 0 | 0 | 34.1316 | 0
15.08. | 11 | 179.4314 |  | 145.2998 | 0 | 0 | 34.1316 | 0
15.08. | 12 | 179.4314 |  | 145.2998 | 0 | 0 | 34.1316 | 0
15.08. | 13 | 179.4314 |  | 145.2998 | 0 | 0 | 34.1316 | 0
15.08. | 14 | 179.4314 |  | 145.2998 | 0 | 0 | 34.1316 | 0
15.08. | 15 | 179.4314 |  | 145.2998 | 0 | 0 | 34.1316 | 0
15.08. | 16 | 179.4314 |  | 145.2998 | 0 | 0 | 34.1316 | 0
15.08. | 17 | 179.4314 |  | 145.2998 | 0 | 0 | 34.1316 | 0
15.08. | 18 | 179.4314 |  | 145.2998 | 0 | 0 | 34.1316 | 0
15.08. | 19 | 179.4314 |  | 145.2998 | 0 | 0 | 34.1316 | 0
15.08. | 20 | 179.4314 |  | 145.2998 | 0 | 0 | 34.1316 | 0
15.08. | 21 | 179.4314 |  | 145.2998 | 0 | 0 | 34.1316 | 0
15.08. | 22 | 179.4314 |  | 145.2998 | 0 | 0 | 34.1316 | 0
15.08. | 23 | 179.4314 |  | 145.2998 | 0 | 0 | 34.1316 | 0
15.08. | 24 | 179.4314 |  | 145.2998 | 0 | 0 | 34.1316 | 0
16.08. | 1 | 179.4314 |  | 145.2998 | 0 | 0 | 34.1316 | 0
16.08. | 2 | 179.4314 |  | 145.2998 | 0 | 0 | 34.1316 | 0
16.08. | 3 | 179.4314 |  | 145.2998 | 0 | 0 | 34.1316 | 0
16.08. | 4 | 179.4314 |  | 145.2998 | 0 | 0 | 34.1316 | 0
16.08. | 5 | 179.4314 |  | 145.2998 | 0 | 0 | 34.1316 | 0
16.08. | 6 | 179.4314 |  | 145.2998 | 0 | 0 | 34.1316 | 0
16.08. | 7 | 179.4314 |  | 145.2998 | 0 | 0 | 34.1316 | 0
16.08. | 8 | 179.4314 |  | 145.2998 | 0 | 0 | 34.1316 | 0
16.08. | 9 | 179.4314 |  | 145.2998 | 0 | 0 | 34.1316 | 0
16.08. | 10 | 179.4314 |  | 145.2998 | 0 | 0 | 34.1316 | 0
16.08. | 11 | 179.4314 |  | 145.2998 | 0 | 0 | 34.1316 | 0
16.08. | 12 | 179.4314 |  | 145.2998 | 0 | 0 | 34.1316 | 0
16.08. | 13 | 179.4314 |  | 145.2998 | 0 | 0 | 34.1316 | 0
16.08. | 14 | 179.4314 |  | 145.2998 | 0 | 0 | 34.1316 | 0
16.08. | 15 | 179.4314 |  | 145.2998 | 0 | 0 | 34.1316 | 0
16.08. | 16 | 179.4314 |  | 145.2998 | 0 | 0 | 34.1316 | 0
16.08. | 17 | 179.4314 |  | 145.2998 | 0 | 0 | 34.1316 | 0
16.08. | 18 | 179.4314 |  | 145.2998 | 0 | 0 | 34.1316 | 0
16.08. | 19 | 179.4314 |  | 145.2998 | 0 | 0 | 34.1316 | 0
16.08. | 20 | 179.4314 |  | 145.2998 | 0 | 0 | 34.1316 | 0
16.08. | 21 | 179.4314 |  | 145.2998 | 0 | 0 | 34.1316 | 0
16.08. | 22 | 179.4314 |  | 145.2998 | 0 | 0 | 34.1316 | 0
16.08. | 23 | 179.4314 |  | 145.2998 | 0 | 0 | 34.1316 | 0
16.08. | 24 | 179.4314 |  | 145.2998 | 0 | 0 | 34.1316 | 0
17.08. | 1 | 179.4314 |  | 145.2998 | 0 | 0 | 34.1316 | 0
17.08. | 2 | 179.4314 |  | 145.2998 | 0 | 0 | 34.1316 | 0
17.08. | 3 | 179.4314 |  | 145.2998 | 0 | 0 | 34.1316 | 0
17.08. | 4 | 179.4314 |  | 145.2998 | 0 | 0 | 34.1316 | 0
17.08. | 5 | 179.4314 |  | 145.2998 | 0 | 0 | 34.1316 | 0
17.08. | 6 | 179.4314 |  | 145.2998 | 0 | 0 | 34.1316 | 0
17.08. | 7 | 179.4314 |  | 145.2998 | 0 | 0 | 34.1316 | 0
17.08. | 8 | 179.4314 |  | 145.2998 | 0 | 0 | 34.1316 | 0
17.08. | 9 | 179.4314 |  | 145.2998 | 0 | 0 | 34.1316 | 0
17.08. | 10 | 179.4314 |  | 145.2998 | 0 | 0 | 34.1316 | 0
17.08. | 11 | 179.4314 |  | 145.2998 | 0 | 0 | 34.1316 | 0
17.08. | 12 | 179.4314 |  | 145.2998 | 0 | 0 | 34.1316 | 0
17.08. | 13 | 179.4314 |  | 145.2998 | 0 | 0 | 34.1316 | 0
17.08. | 14 | 179.4314 |  | 145.2998 | 0 | 0 | 34.1316 | 0
17.08. | 15 | 179.4314 |  | 145.2998 | 0 | 0 | 34.1316 | 0
17.08. | 16 | 179.4314 |  | 145.2998 | 0 | 0 | 34.1316 | 0
17.08. | 17 | 179.4314 |  | 145.2998 | 0 | 0 | 34.1316 | 0
17.08. | 18 | 179.4314 |  | 145.2998 | 0 | 0 | 34.1316 | 0
17.08. | 19 | 179.4314 |  | 145.2998 | 0 | 0 | 34.1316 | 0
17.08. | 20 | 179.4314 |  | 145.2998 | 0 | 0 | 34.1316 | 0
17.08. | 21 | 179.4314 |  | 145.2998 | 0 | 0 | 34.1316 | 0
17.08. | 22 | 179.4314 |  | 145.2998 | 0 | 0 | 34.1316 | 0
17.08. | 23 | 179.4314 |  | 145.2998 | 0 | 0 | 34.1316 | 0
17.08. | 24 | 179.4314 |  | 145.2998 | 0 | 0 | 34.1316 | 0
18.08. | 1 | 179.4314 |  | 145.2998 | 0 | 0 | 34.1316 | 0
18.08. | 2 | 179.4314 |  | 145.2998 | 0 | 0 | 34.1316 | 0
18.08. | 3 | 179.4314 |  | 145.2998 | 0 | 0 | 34.1316 | 0
18.08. | 4 | 179.4314 |  | 145.2998 | 0 | 0 | 34.1316 | 0
18.08. | 5 | 179.4314 |  | 145.2998 | 0 | 0 | 34.1316 | 0
18.08. | 6 | 179.4314 |  | 145.2998 | 0 | 0 | 34.1316 | 0
18.08. | 7 | 179.4314 |  | 145.2998 | 0 | 0 | 34.1316 | 0
18.08. | 8 | 179.4314 |  | 145.2998 | 0 | 0 | 34.1316 | 0
18.08. | 9 | 179.4314 |  | 145.2998 | 0 | 0 | 34.1316 | 0
18.08. | 10 | 179.4314 |  | 145.2998 | 0 | 0 | 34.1316 | 0
18.08. | 11 | 179.4314 |  | 145.2998 | 0 | 0 | 34.1316 | 0
18.08. | 12 | 179.4314 |  | 145.2998 | 0 | 0 | 34.1316 | 0
18.08. | 13 | 179.4314 |  | 145.2998 | 0 | 0 | 34.1316 | 0
18.08. | 14 | 179.4314 |  | 145.2998 | 0 | 0 | 34.1316 | 0
18.08. | 15 | 179.4314 |  | 145.2998 | 0 | 0 | 34.1316 | 0
18.08. | 16 | 179.4314 |  | 145.2998 | 0 | 0 | 34.1316 | 0
18.08. | 17 | 179.4314 |  | 145.2998 | 0 | 0 | 34.1316 | 0
18.08. | 18 | 179.4314 |  | 145.2998 | 0 | 0 | 34.1316 | 0
18.08. | 19 | 179.4314 |  | 145.2998 | 0 | 0 | 34.1316 | 0
18.08. | 20 | 179.4314 |  | 145.2998 | 0 | 0 | 34.1316 | 0
18.08. | 21 | 179.4314 |  | 145.2998 | 0 | 0 | 34.1316 | 0
18.08. | 22 | 179.4314 |  | 145.2998 | 0 | 0 | 34.1316 | 0
18.08. | 23 | 179.4314 |  | 145.2998 | 0 | 0 | 34.1316 | 0
18.08. | 24 | 179.4314 |  | 145.2998 | 0 | 0 | 34.1316 | 0
19.08. | 1 | 179.4314 |  | 145.2998 | 0 | 0 | 34.1316 | 0
19.08. | 2 | 179.4314 |  | 145.2998 | 0 | 0 | 34.1316 | 0
19.08. | 3 | 179.4314 |  | 145.2998 | 0 | 0 | 34.1316 | 0
19.08. | 4 | 179.4314 |  | 145.2998 | 0 | 0 | 34.1316 | 0
19.08. | 5 | 179.4314 |  | 145.2998 | 0 | 0 | 34.1316 | 0
19.08. | 6 | 179.4314 |  | 145.2998 | 0 | 0 | 34.1316 | 0
19.08. | 7 | 179.4314 |  | 145.2998 | 0 | 0 | 34.1316 | 0
19.08. | 8 | 179.4314 |  | 145.2998 | 0 | 0 | 34.1316 | 0
19.08. | 9 | 179.4314 |  | 145.2998 | 0 | 0 | 34.1316 | 0
19.08. | 10 | 179.4314 |  | 145.2998 | 0 | 0 | 34.1316 | 0
19.08. | 11 | 179.4314 |  | 145.2998 | 0 | 0 | 34.1316 | 0
19.08. | 12 | 179.4314 |  | 145.2998 | 0 | 0 | 34.1316 | 0
19.08. | 13 | 179.4314 |  | 145.2998 | 0 | 0 | 34.1316 | 0
19.08. | 14 | 179.4314 |  | 145.2998 | 0 | 0 | 34.1316 | 0
19.08. | 15 | 179.4314 |  | 145.2998 | 0 | 0 | 34.1316 | 0
19.08. | 16 | 179.4314 |  | 145.2998 | 0 | 0 | 34.1316 | 0
19.08. | 17 | 179.4314 |  | 145.2998 | 0 | 0 | 34.1316 | 0
19.08. | 18 | 179.4314 |  | 145.2998 | 0 | 0 | 34.1316 | 0
19.08. | 19 | 179.4314 |  | 145.2998 | 0 | 0 | 34.1316 | 0
19.08. | 20 | 179.4314 |  | 145.2998 | 0 | 0 | 34.1316 | 0
19.08. | 21 | 179.4314 |  | 145.2998 | 0 | 0 | 34.1316 | 0
19.08. | 22 | 179.4314 |  | 145.2998 | 0 | 0 | 34.1316 | 0
19.08. | 23 | 179.4314 |  | 145.2998 | 0 | 0 | 34.1316 | 0
19.08. | 24 | 179.4314 |  | 145.2998 | 0 | 0 | 34.1316 | 0
20.08. | 1 | 179.4314 |  | 145.2998 | 0 | 0 | 34.1316 | 0
20.08. | 2 | 179.4314 |  | 145.2998 | 0 | 0 | 34.1316 | 0
20.08. | 3 | 179.4314 |  | 145.2998 | 0 | 0 | 34.1316 | 0
20.08. | 4 | 179.4314 |  | 145.2998 | 0 | 0 | 34.1316 | 0
20.08. | 5 | 179.4314 |  | 145.2998 | 0 | 0 | 34.1316 | 0
20.08. | 6 | 179.4314 |  | 145.2998 | 0 | 0 | 34.1316 | 0
20.08. | 7 | 179.4314 |  | 145.2998 | 0 | 0 | 34.1316 | 0
20.08. | 8 | 179.4314 |  | 145.2998 | 0 | 0 | 34.1316 | 0
20.08. | 9 | 179.4314 |  | 145.2998 | 0 | 0 | 34.1316 | 0
20.08. | 10 | 179.4314 |  | 145.2998 | 0 | 0 | 34.1316 | 0
20.08. | 11 | 179.4314 |  | 145.2998 | 0 | 0 | 34.1316 | 0
20.08. | 12 | 179.4314 |  | 145.2998 | 0 | 0 | 34.1316 | 0
20.08. | 13 | 179.4314 |  | 145.2998 | 0 | 0 | 34.1316 | 0
20.08. | 14 | 179.4314 |  | 145.2998 | 0 | 0 | 34.1316 | 0
20.08. | 15 | 179.4314 |  | 145.2998 | 0 | 0 | 34.1316 | 0
20.08. | 16 | 179.4314 |  | 145.2998 | 0 | 0 | 34.1316 | 0
20.08. | 17 | 179.4314 |  | 145.2998 | 0 | 0 | 34.1316 | 0
20.08. | 18 | 179.4314 |  | 145.2998 | 0 | 0 | 34.1316 | 0
20.08. | 19 | 179.4314 |  | 145.2998 | 0 | 0 | 34.1316 | 0
20.08. | 20 | 179.4314 |  | 145.2998 | 0 | 0 | 34.1316 | 0
20.08. | 21 | 179.4314 |  | 145.2998 | 0 | 0 | 34.1316 | 0
20.08. | 22 | 179.4314 |  | 145.2998 | 0 | 0 | 34.1316 | 0
20.08. | 23 | 179.4314 |  | 145.2998 | 0 | 0 | 34.1316 | 0
20.08. | 24 | 179.4314 |  | 145.2998 | 0 | 0 | 34.1316 | 0
21.08. | 1 | 179.4314 |  | 145.2998 | 0 | 0 | 34.1316 | 0
21.08. | 2 | 179.4314 |  | 145.2998 | 0 | 0 | 34.1316 | 0
21.08. | 3 | 179.4314 |  | 145.2998 | 0 | 0 | 34.1316 | 0
21.08. | 4 | 179.4314 |  | 145.2998 | 0 | 0 | 34.1316 | 0
21.08. | 5 | 179.4314 |  | 145.2998 | 0 | 0 | 34.1316 | 0
21.08. | 6 | 179.4314 |  | 145.2998 | 0 | 0 | 34.1316 | 0
21.08. | 7 | 179.4314 |  | 145.2998 | 0 | 0 | 34.1316 | 0
21.08. | 8 | 179.4314 |  | 145.2998 | 0 | 0 | 34.1316 | 0
21.08. | 9 | 179.4314 |  | 145.2998 | 0 | 0 | 34.1316 | 0
21.08. | 10 | 179.4314 |  | 145.2998 | 0 | 0 | 34.1316 | 0
21.08. | 11 | 179.4314 |  | 145.2998 | 0 | 0 | 34.1316 | 0
21.08. | 12 | 179.4314 |  | 145.2998 | 0 | 0 | 34.1316 | 0
21.08. | 13 | 179.4314 |  | 145.2998 | 0 | 0 | 34.1316 | 0
21.08. | 14 | 179.4314 |  | 145.2998 | 0 | 0 | 34.1316 | 0
21.08. | 15 | 179.4314 |  | 145.2998 | 0 | 0 | 34.1316 | 0
21.08. | 16 | 179.4314 |  | 145.2998 | 0 | 0 | 34.1316 | 0
21.08. | 17 | 179.4314 |  | 145.2998 | 0 | 0 | 34.1316 | 0
21.08. | 18 | 179.4314 |  | 145.2998 | 0 | 0 | 34.1316 | 0
21.08. | 19 | 179.4314 |  | 145.2998 | 0 | 0 | 34.1316 | 0
21.08. | 20 | 179.4314 |  | 145.2998 | 0 | 0 | 34.1316 | 0
21.08. | 21 | 179.4314 |  | 145.2998 | 0 | 0 | 34.1316 | 0
21.08. | 22 | 179.4314 |  | 145.2998 | 0 | 0 | 34.1316 | 0
21.08. | 23 | 179.4314 |  | 145.2998 | 0 | 0 | 34.1316 | 0
21.08. | 24 | 179.4314 |  | 145.2998 | 0 | 0 | 34.1316 | 0
22.08. | 1 | 179.4314 |  | 145.2998 | 0 | 0 | 34.1316 | 0
22.08. | 2 | 179.4314 |  | 145.2998 | 0 | 0 | 34.1316 | 0
22.08. | 3 | 179.4314 |  | 145.2998 | 0 | 0 | 34.1316 | 0
22.08. | 4 | 179.4314 |  | 145.2998 | 0 | 0 | 34.1316 | 0
22.08. | 5 | 179.4314 |  | 145.2998 | 0 | 0 | 34.1316 | 0
22.08. | 6 | 179.4314 |  | 145.2998 | 0 | 0 | 34.1316 | 0
22.08. | 7 | 179.4314 |  | 145.2998 | 0 | 0 | 34.1316 | 0
22.08. | 8 | 179.4314 |  | 145.2998 | 0 | 0 | 34.1316 | 0
22.08. | 9 | 179.4314 |  | 145.2998 | 0 | 0 | 34.1316 | 0
22.08. | 10 | 179.4314 |  | 145.2998 | 0 | 0 | 34.1316 | 0
22.08. | 11 | 179.4314 |  | 145.2998 | 0 | 0 | 34.1316 | 0
22.08. | 12 | 179.4314 |  | 145.2998 | 0 | 0 | 34.1316 | 0
22.08. | 13 | 179.4314 |  | 145.2998 | 0 | 0 | 34.1316 | 0
22.08. | 14 | 179.4314 |  | 145.2998 | 0 | 0 | 34.1316 | 0
22.08. | 15 | 179.4314 |  | 145.2998 | 0 | 0 | 34.1316 | 0
22.08. | 16 | 179.4314 |  | 145.2998 | 0 | 0 | 34.1316 | 0
22.08. | 17 | 179.4314 |  | 145.2998 | 0 | 0 | 34.1316 | 0
22.08. | 18 | 179.4314 |  | 145.2998 | 0 | 0 | 34.1316 | 0
22.08. | 19 | 179.4314 |  | 145.2998 | 0 | 0 | 34.1316 | 0
22.08. | 20 | 179.4314 |  | 145.2998 | 0 | 0 | 34.1316 | 0
22.08. | 21 | 179.4314 |  | 145.2998 | 0 | 0 | 34.1316 | 0
22.08. | 22 | 179.4314 |  | 145.2998 | 0 | 0 | 34.1316 | 0
22.08. | 23 | 179.4314 |  | 145.2998 | 0 | 0 | 34.1316 | 0
22.08. | 24 | 179.4314 |  | 145.2998 | 0 | 0 | 34.1316 | 0
23.08. | 1 | 179.4314 |  | 145.2998 | 0 | 0 | 34.1316 | 0
23.08. | 2 | 179.4314 |  | 145.2998 | 0 | 0 | 34.1316 | 0
23.08. | 3 | 179.4314 |  | 145.2998 | 0 | 0 | 34.1316 | 0
23.08. | 4 | 179.4314 |  | 145.2998 | 0 | 0 | 34.1316 | 0
23.08. | 5 | 179.4314 |  | 145.2998 | 0 | 0 | 34.1316 | 0
23.08. | 6 | 179.4314 |  | 145.2998 | 0 | 0 | 34.1316 | 0
23.08. | 7 | 179.4314 |  | 145.2998 | 0 | 0 | 34.1316 | 0
23.08. | 8 | 179.4314 |  | 145.2998 | 0 | 0 | 34.1316 | 0
23.08. | 9 | 179.4314 |  | 145.2998 | 0 | 0 | 34.1316 | 0
23.08. | 10 | 179.4314 |  | 145.2998 | 0 | 0 | 34.1316 | 0
23.08. | 11 | 179.4314 |  | 145.2998 | 0 | 0 | 34.1316 | 0
23.08. | 12 | 179.4314 |  | 145.2998 | 0 | 0 | 34.1316 | 0
23.08. | 13 | 179.4314 |  | 145.2998 | 0 | 0 | 34.1316 | 0
23.08. | 14 | 179.4314 |  | 145.2998 | 0 | 0 | 34.1316 | 0
23.08. | 15 | 179.4314 |  | 145.2998 | 0 | 0 | 34.1316 | 0
23.08. | 16 | 179.4314 |  | 145.2998 | 0 | 0 | 34.1316 | 0
23.08. | 17 | 179.4314 |  | 145.2998 | 0 | 0 | 34.1316 | 0
23.08. | 18 | 179.4314 |  | 145.2998 | 0 | 0 | 34.1316 | 0
23.08. | 19 | 179.4314 |  | 145.2998 | 0 | 0 | 34.1316 | 0
23.08. | 20 | 179.4314 |  | 145.2998 | 0 | 0 | 34.1316 | 0
23.08. | 21 | 179.4314 |  | 145.2998 | 0 | 0 | 34.1316 | 0
23.08. | 22 | 179.4314 |  | 145.2998 | 0 | 0 | 34.1316 | 0
23.08. | 23 | 179.4314 |  | 145.2998 | 0 | 0 | 34.1316 | 0
23.08. | 24 | 179.4314 |  | 145.2998 | 0 | 0 | 34.1316 | 0
24.08. | 1 | 179.4314 |  | 145.2998 | 0 | 0 | 34.1316 | 0
24.08. | 2 | 179.4314 |  | 145.2998 | 0 | 0 | 34.1316 | 0
24.08. | 3 | 179.4314 |  | 145.2998 | 0 | 0 | 34.1316 | 0
24.08. | 4 | 179.4314 |  | 145.2998 | 0 | 0 | 34.1316 | 0
24.08. | 5 | 179.4314 |  | 145.2998 | 0 | 0 | 34.1316 | 0
24.08. | 6 | 179.4314 |  | 145.2998 | 0 | 0 | 34.1316 | 0
24.08. | 7 | 179.4314 |  | 145.2998 | 0 | 0 | 34.1316 | 0
24.08. | 8 | 179.4314 |  | 145.2998 | 0 | 0 | 34.1316 | 0
24.08. | 9 | 179.4314 |  | 145.2998 | 0 | 0 | 34.1316 | 0
24.08. | 10 | 179.4314 |  | 145.2998 | 0 | 0 | 34.1316 | 0
24.08. | 11 | 179.4314 |  | 145.2998 | 0 | 0 | 34.1316 | 0
24.08. | 12 | 179.4314 |  | 145.2998 | 0 | 0 | 34.1316 | 0
24.08. | 13 | 179.4314 |  | 145.2998 | 0 | 0 | 34.1316 | 0
24.08. | 14 | 179.4314 |  | 145.2998 | 0 | 0 | 34.1316 | 0
24.08. | 15 | 179.4314 |  | 145.2998 | 0 | 0 | 34.1316 | 0
24.08. | 16 | 179.4314 |  | 145.2998 | 0 | 0 | 34.1316 | 0
24.08. | 17 | 179.4314 |  | 145.2998 | 0 | 0 | 34.1316 | 0
24.08. | 18 | 179.4314 |  | 145.2998 | 0 | 0 | 34.1316 | 0
24.08. | 19 | 179.4314 |  | 145.2998 | 0 | 0 | 34.1316 | 0
24.08. | 20 | 179.4314 |  | 145.2998 | 0 | 0 | 34.1316 | 0
24.08. | 21 | 179.4314 |  | 145.2998 | 0 | 0 | 34.1316 | 0
24.08. | 22 | 179.4314 |  | 145.2998 | 0 | 0 | 34.1316 | 0
24.08. | 23 | 179.4314 |  | 145.2998 | 0 | 0 | 34.1316 | 0
24.08. | 24 | 179.4314 |  | 145.2998 | 0 | 0 | 34.1316 | 0
25.08. | 1 | 179.4314 |  | 145.2998 | 0 | 0 | 34.1316 | 0
25.08. | 2 | 179.4314 |  | 145.2998 | 0 | 0 | 34.1316 | 0
25.08. | 3 | 179.4314 |  | 145.2998 | 0 | 0 | 34.1316 | 0
25.08. | 4 | 179.4314 |  | 145.2998 | 0 | 0 | 34.1316 | 0
25.08. | 5 | 179.4314 |  | 145.2998 | 0 | 0 | 34.1316 | 0
25.08. | 6 | 179.4314 |  | 145.2998 | 0 | 0 | 34.1316 | 0
25.08. | 7 | 179.4314 |  | 145.2998 | 0 | 0 | 34.1316 | 0
25.08. | 8 | 179.4314 |  | 145.2998 | 0 | 0 | 34.1316 | 0
25.08. | 9 | 179.4314 |  | 145.2998 | 0 | 0 | 34.1316 | 0
25.08. | 10 | 179.4314 |  | 145.2998 | 0 | 0 | 34.1316 | 0
25.08. | 11 | 179.4314 |  | 145.2998 | 0 | 0 | 34.1316 | 0
25.08. | 12 | 179.4314 |  | 145.2998 | 0 | 0 | 34.1316 | 0
25.08. | 13 | 179.4314 |  | 145.2998 | 0 | 0 | 34.1316 | 0
25.08. | 14 | 179.4314 |  | 145.2998 | 0 | 0 | 34.1316 | 0
25.08. | 15 | 179.4314 |  | 145.2998 | 0 | 0 | 34.1316 | 0
25.08. | 16 | 179.4314 |  | 145.2998 | 0 | 0 | 34.1316 | 0
25.08. | 17 | 179.4314 |  | 145.2998 | 0 | 0 | 34.1316 | 0
25.08. | 18 | 179.4314 |  | 145.2998 | 0 | 0 | 34.1316 | 0
25.08. | 19 | 179.4314 |  | 145.2998 | 0 | 0 | 34.1316 | 0
25.08. | 20 | 179.4314 |  | 145.2998 | 0 | 0 | 34.1316 | 0
25.08. | 21 | 179.4314 |  | 145.2998 | 0 | 0 | 34.1316 | 0
25.08. | 22 | 179.4314 |  | 145.2998 | 0 | 0 | 34.1316 | 0
25.08. | 23 | 179.4314 |  | 145.2998 | 0 | 0 | 34.1316 | 0
25.08. | 24 | 179.4314 |  | 145.2998 | 0 | 0 | 34.1316 | 0
26.08. | 1 | 179.4314 |  | 145.2998 | 0 | 0 | 34.1316 | 0
26.08. | 2 | 179.4314 |  | 145.2998 | 0 | 0 | 34.1316 | 0
26.08. | 3 | 179.4314 |  | 145.2998 | 0 | 0 | 34.1316 | 0
26.08. | 4 | 179.4314 |  | 145.2998 | 0 | 0 | 34.1316 | 0
26.08. | 5 | 179.4314 |  | 145.2998 | 0 | 0 | 34.1316 | 0
26.08. | 6 | 179.4314 |  | 145.2998 | 0 | 0 | 34.1316 | 0
26.08. | 7 | 179.4314 |  | 145.2998 | 0 | 0 | 34.1316 | 0
26.08. | 8 | 179.4314 |  | 145.2998 | 0 | 0 | 34.1316 | 0
26.08. | 9 | 179.4314 |  | 145.2998 | 0 | 0 | 34.1316 | 0
26.08. | 10 | 179.4314 |  | 145.2998 | 0 | 0 | 34.1316 | 0
26.08. | 11 | 179.4314 |  | 145.2998 | 0 | 0 | 34.1316 | 0
26.08. | 12 | 179.4314 |  | 145.2998 | 0 | 0 | 34.1316 | 0
26.08. | 13 | 179.4314 |  | 145.2998 | 0 | 0 | 34.1316 | 0
26.08. | 14 | 179.4314 |  | 145.2998 | 0 | 0 | 34.1316 | 0
26.08. | 15 | 179.4314 |  | 145.2998 | 0 | 0 | 34.1316 | 0
26.08. | 16 | 179.4314 |  | 145.2998 | 0 | 0 | 34.1316 | 0
26.08. | 17 | 179.4314 |  | 145.2998 | 0 | 0 | 34.1316 | 0
26.08. | 18 | 179.4314 |  | 145.2998 | 0 | 0 | 34.1316 | 0
26.08. | 19 | 179.4314 |  | 145.2998 | 0 | 0 | 34.1316 | 0
26.08. | 20 | 179.4314 |  | 145.2998 | 0 | 0 | 34.1316 | 0
26.08. | 21 | 179.4314 |  | 145.2998 | 0 | 0 | 34.1316 | 0
26.08. | 22 | 179.4314 |  | 145.2998 | 0 | 0 | 34.1316 | 0
26.08. | 23 | 179.4314 |  | 145.2998 | 0 | 0 | 34.1316 | 0
26.08. | 24 | 179.4314 |  | 145.2998 | 0 | 0 | 34.1316 | 0
27.08. | 1 | 179.4314 |  | 145.2998 | 0 | 0 | 34.1316 | 0
27.08. | 2 | 179.4314 |  | 145.2998 | 0 | 0 | 34.1316 | 0
27.08. | 3 | 179.4314 |  | 145.2998 | 0 | 0 | 34.1316 | 0
27.08. | 4 | 179.4314 |  | 145.2998 | 0 | 0 | 34.1316 | 0
27.08. | 5 | 179.4314 |  | 145.2998 | 0 | 0 | 34.1316 | 0
27.08. | 6 | 179.4314 |  | 145.2998 | 0 | 0 | 34.1316 | 0
27.08. | 7 | 179.4314 |  | 145.2998 | 0 | 0 | 34.1316 | 0
27.08. | 8 | 179.4314 |  | 145.2998 | 0 | 0 | 34.1316 | 0
27.08. | 9 | 179.4314 |  | 145.2998 | 0 | 0 | 34.1316 | 0
27.08. | 10 | 179.4314 |  | 145.2998 | 0 | 0 | 34.1316 | 0
27.08. | 11 | 179.4314 |  | 145.2998 | 0 | 0 | 34.1316 | 0
27.08. | 12 | 179.4314 |  | 145.2998 | 0 | 0 | 34.1316 | 0
27.08. | 13 | 179.4314 |  | 145.2998 | 0 | 0 | 34.1316 | 0
27.08. | 14 | 179.4314 |  | 145.2998 | 0 | 0 | 34.1316 | 0
27.08. | 15 | 179.4314 |  | 145.2998 | 0 | 0 | 34.1316 | 0
27.08. | 16 | 179.4314 |  | 145.2998 | 0 | 0 | 34.1316 | 0
27.08. | 17 | 179.4314 |  | 145.2998 | 0 | 0 | 34.1316 | 0
27.08. | 18 | 179.4314 |  | 145.2998 | 0 | 0 | 34.1316 | 0
27.08. | 19 | 179.4314 |  | 145.2998 | 0 | 0 | 34.1316 | 0
27.08. | 20 | 179.4314 |  | 145.2998 | 0 | 0 | 34.1316 | 0
27.08. | 21 | 179.4314 |  | 145.2998 | 0 | 0 | 34.1316 | 0
27.08. | 22 | 179.4314 |  | 145.2998 | 0 | 0 | 34.1316 | 0
27.08. | 23 | 179.4314 |  | 145.2998 | 0 | 0 | 34.1316 | 0
27.08. | 24 | 179.4314 |  | 145.2998 | 0 | 0 | 34.1316 | 0
28.08. | 1 | 179.4314 |  | 145.2998 | 0 | 0 | 34.1316 | 0
28.08. | 2 | 179.4314 |  | 145.2998 | 0 | 0 | 34.1316 | 0
28.08. | 3 | 179.4314 |  | 145.2998 | 0 | 0 | 34.1316 | 0
28.08. | 4 | 179.4314 |  | 145.2998 | 0 | 0 | 34.1316 | 0
28.08. | 5 | 179.4314 |  | 145.2998 | 0 | 0 | 34.1316 | 0
28.08. | 6 | 179.4314 |  | 145.2998 | 0 | 0 | 34.1316 | 0
28.08. | 7 | 179.4314 |  | 145.2998 | 0 | 0 | 34.1316 | 0
28.08. | 8 | 179.4314 |  | 145.2998 | 0 | 0 | 34.1316 | 0
28.08. | 9 | 179.4314 |  | 145.2998 | 0 | 0 | 34.1316 | 0
28.08. | 10 | 179.4314 |  | 145.2998 | 0 | 0 | 34.1316 | 0
28.08. | 11 | 179.4314 |  | 145.2998 | 0 | 0 | 34.1316 | 0
28.08. | 12 | 179.4314 |  | 145.2998 | 0 | 0 | 34.1316 | 0
28.08. | 13 | 179.4314 |  | 145.2998 | 0 | 0 | 34.1316 | 0
28.08. | 14 | 179.4314 |  | 145.2998 | 0 | 0 | 34.1316 | 0
28.08. | 15 | 179.4314 |  | 145.2998 | 0 | 0 | 34.1316 | 0
28.08. | 16 | 179.4314 |  | 145.2998 | 0 | 0 | 34.1316 | 0
28.08. | 17 | 179.4314 |  | 145.2998 | 0 | 0 | 34.1316 | 0
28.08. | 18 | 179.4314 |  | 145.2998 | 0 | 0 | 34.1316 | 0
28.08. | 19 | 179.4314 |  | 145.2998 | 0 | 0 | 34.1316 | 0
28.08. | 20 | 179.4314 |  | 145.2998 | 0 | 0 | 34.1316 | 0
28.08. | 21 | 179.4314 |  | 145.2998 | 0 | 0 | 34.1316 | 0
28.08. | 22 | 179.4314 |  | 145.2998 | 0 | 0 | 34.1316 | 0
28.08. | 23 | 179.4314 |  | 145.2998 | 0 | 0 | 34.1316 | 0
28.08. | 24 | 179.4314 |  | 145.2998 | 0 | 0 | 34.1316 | 0
29.08. | 1 | 179.4314 |  | 145.2998 | 0 | 0 | 34.1316 | 0
29.08. | 2 | 179.4314 |  | 145.2998 | 0 | 0 | 34.1316 | 0
29.08. | 3 | 179.4314 |  | 145.2998 | 0 | 0 | 34.1316 | 0
29.08. | 4 | 179.4314 |  | 145.2998 | 0 | 0 | 34.1316 | 0
29.08. | 5 | 179.4314 |  | 145.2998 | 0 | 0 | 34.1316 | 0
29.08. | 6 | 179.4314 |  | 145.2998 | 0 | 0 | 34.1316 | 0
29.08. | 7 | 179.4314 |  | 145.2998 | 0 | 0 | 34.1316 | 0
29.08. | 8 | 179.4314 |  | 145.2998 | 0 | 0 | 34.1316 | 0
29.08. | 9 | 179.4314 |  | 145.2998 | 0 | 0 | 34.1316 | 0
29.08. | 10 | 179.4314 |  | 145.2998 | 0 | 0 | 34.1316 | 0
29.08. | 11 | 179.4314 |  | 145.2998 | 0 | 0 | 34.1316 | 0
29.08. | 12 | 179.4314 |  | 145.2998 | 0 | 0 | 34.1316 | 0
29.08. | 13 | 179.4314 |  | 145.2998 | 0 | 0 | 34.1316 | 0
29.08. | 14 | 179.4314 |  | 145.2998 | 0 | 0 | 34.1316 | 0
29.08. | 15 | 179.4314 |  | 145.2998 | 0 | 0 | 34.1316 | 0
29.08. | 16 | 179.4314 |  | 145.2998 | 0 | 0 | 34.1316 | 0
29.08. | 17 | 179.4314 |  | 145.2998 | 0 | 0 | 34.1316 | 0
29.08. | 18 | 179.4314 |  | 145.2998 | 0 | 0 | 34.1316 | 0
29.08. | 19 | 179.4314 |  | 145.2998 | 0 | 0 | 34.1316 | 0
29.08. | 20 | 179.4314 |  | 145.2998 | 0 | 0 | 34.1316 | 0
29.08. | 21 | 179.4314 |  | 145.2998 | 0 | 0 | 34.1316 | 0
29.08. | 22 | 179.4314 |  | 145.2998 | 0 | 0 | 34.1316 | 0
29.08. | 23 | 179.4314 |  | 145.2998 | 0 | 0 | 34.1316 | 0
29.08. | 24 | 179.4314 |  | 145.2998 | 0 | 0 | 34.1316 | 0
30.08. | 1 | 179.4314 |  | 145.2998 | 0 | 0 | 34.1316 | 0
30.08. | 2 | 179.4314 |  | 145.2998 | 0 | 0 | 34.1316 | 0
30.08. | 3 | 179.4314 |  | 145.2998 | 0 | 0 | 34.1316 | 0
30.08. | 4 | 179.4314 |  | 145.2998 | 0 | 0 | 34.1316 | 0
30.08. | 5 | 179.4314 |  | 145.2998 | 0 | 0 | 34.1316 | 0
30.08. | 6 | 179.4314 |  | 145.2998 | 0 | 0 | 34.1316 | 0
30.08. | 7 | 179.4314 |  | 145.2998 | 0 | 0 | 34.1316 | 0
30.08. | 8 | 179.4314 |  | 145.2998 | 0 | 0 | 34.1316 | 0
30.08. | 9 | 179.4314 |  | 145.2998 | 0 | 0 | 34.1316 | 0
30.08. | 10 | 179.4314 |  | 145.2998 | 0 | 0 | 34.1316 | 0
30.08. | 11 | 179.4314 |  | 145.2998 | 0 | 0 | 34.1316 | 0
30.08. | 12 | 179.4314 |  | 145.2998 | 0 | 0 | 34.1316 | 0
30.08. | 13 | 179.4314 |  | 145.2998 | 0 | 0 | 34.1316 | 0
30.08. | 14 | 179.4314 |  | 145.2998 | 0 | 0 | 34.1316 | 0
30.08. | 15 | 179.4314 |  | 145.2998 | 0 | 0 | 34.1316 | 0
30.08. | 16 | 179.4314 |  | 145.2998 | 0 | 0 | 34.1316 | 0
30.08. | 17 | 179.4314 |  | 145.2998 | 0 | 0 | 34.1316 | 0
30.08. | 18 | 179.4314 |  | 145.2998 | 0 | 0 | 34.1316 | 0
30.08. | 19 | 179.4314 |  | 145.2998 | 0 | 0 | 34.1316 | 0
30.08. | 20 | 179.4314 |  | 145.2998 | 0 | 0 | 34.1316 | 0
30.08. | 21 | 179.4314 |  | 145.2998 | 0 | 0 | 34.1316 | 0
30.08. | 22 | 179.4314 |  | 145.2998 | 0 | 0 | 34.1316 | 0
30.08. | 23 | 179.4314 |  | 145.2998 | 0 | 0 | 34.1316 | 0
30.08. | 24 | 179.4314 |  | 145.2998 | 0 | 0 | 34.1316 | 0
31.08. | 1 | 179.4314 |  | 145.2998 | 0 | 0 | 34.1316 | 0
31.08. | 2 | 179.4314 |  | 145.2998 | 0 | 0 | 34.1316 | 0
31.08. | 3 | 179.4314 |  | 145.2998 | 0 | 0 | 34.1316 | 0
31.08. | 4 | 179.4314 |  | 145.2998 | 0 | 0 | 34.1316 | 0
31.08. | 5 | 179.4314 |  | 145.2998 | 0 | 0 | 34.1316 | 0
31.08. | 6 | 179.4314 |  | 145.2998 | 0 | 0 | 34.1316 | 0
31.08. | 7 | 179.4314 |  | 145.2998 | 0 | 0 | 34.1316 | 0
31.08. | 8 | 179.4314 |  | 145.2998 | 0 | 0 | 34.1316 | 0
31.08. | 9 | 179.4314 |  | 145.2998 | 0 | 0 | 34.1316 | 0
31.08. | 10 | 179.4314 |  | 145.2998 | 0 | 0 | 34.1316 | 0
31.08. | 11 | 179.4314 |  | 145.2998 | 0 | 0 | 34.1316 | 0
31.08. | 12 | 179.4314 |  | 145.2998 | 0 | 0 | 34.1316 | 0
31.08. | 13 | 179.4314 |  | 145.2998 | 0 | 0 | 34.1316 | 0
31.08. | 14 | 179.4314 |  | 145.2998 | 0 | 0 | 34.1316 | 0
31.08. | 15 | 179.4314 |  | 145.2998 | 0 | 0 | 34.1316 | 0
31.08. | 16 | 179.4314 |  | 145.2998 | 0 | 0 | 34.1316 | 0
31.08. | 17 | 179.4314 |  | 145.2998 | 0 | 0 | 34.1316 | 0
31.08. | 18 | 179.4314 |  | 145.2998 | 0 | 0 | 34.1316 | 0
31.08. | 19 | 179.4314 |  | 145.2998 | 0 | 0 | 34.1316 | 0
31.08. | 20 | 179.4314 |  | 145.2998 | 0 | 0 | 34.1316 | 0
31.08. | 21 | 179.4314 |  | 145.2998 | 0 | 0 | 34.1316 | 0
31.08. | 22 | 179.4314 |  | 145.2998 | 0 | 0 | 34.1316 | 0
31.08. | 23 | 179.4314 |  | 145.2998 | 0 | 0 | 34.1316 | 0
31.08. | 24 | 179.4314 |  | 145.2998 | 0 | 0 | 34.1316 | 0
01.09. | 1 | 181.2278 |  | 145.2998 | 0 | 0 | 35.928 | 0
01.09. | 2 | 181.2278 |  | 145.2998 | 0 | 0 | 35.928 | 0
01.09. | 3 | 181.2278 |  | 145.2998 | 0 | 0 | 35.928 | 0
01.09. | 4 | 181.2278 |  | 145.2998 | 0 | 0 | 35.928 | 0
01.09. | 5 | 181.2278 |  | 145.2998 | 0 | 0 | 35.928 | 0
01.09. | 6 | 181.2278 |  | 145.2998 | 0 | 0 | 35.928 | 0
01.09. | 7 | 181.2278 |  | 145.2998 | 0 | 0 | 35.928 | 0
01.09. | 8 | 181.2278 |  | 145.2998 | 0 | 0 | 35.928 | 0
01.09. | 9 | 181.2278 |  | 145.2998 | 0 | 0 | 35.928 | 0
01.09. | 10 | 181.2278 |  | 145.2998 | 0 | 0 | 35.928 | 0
01.09. | 11 | 181.2278 |  | 145.2998 | 0 | 0 | 35.928 | 0
01.09. | 12 | 181.2278 |  | 145.2998 | 0 | 0 | 35.928 | 0
01.09. | 13 | 181.2278 |  | 145.2998 | 0 | 0 | 35.928 | 0
01.09. | 14 | 181.2278 |  | 145.2998 | 0 | 0 | 35.928 | 0
01.09. | 15 | 181.2278 |  | 145.2998 | 0 | 0 | 35.928 | 0
01.09. | 16 | 181.2278 |  | 145.2998 | 0 | 0 | 35.928 | 0
01.09. | 17 | 181.2278 |  | 145.2998 | 0 | 0 | 35.928 | 0
01.09. | 18 | 181.2278 |  | 145.2998 | 0 | 0 | 35.928 | 0
01.09. | 19 | 181.2278 |  | 145.2998 | 0 | 0 | 35.928 | 0
01.09. | 20 | 181.2278 |  | 145.2998 | 0 | 0 | 35.928 | 0
01.09. | 21 | 181.2278 |  | 145.2998 | 0 | 0 | 35.928 | 0
01.09. | 22 | 181.2278 |  | 145.2998 | 0 | 0 | 35.928 | 0
01.09. | 23 | 181.2278 |  | 145.2998 | 0 | 0 | 35.928 | 0
01.09. | 24 | 181.2278 |  | 145.2998 | 0 | 0 | 35.928 | 0
02.09. | 1 | 181.2278 |  | 145.2998 | 0 | 0 | 35.928 | 0
02.09. | 2 | 181.2278 |  | 145.2998 | 0 | 0 | 35.928 | 0
02.09. | 3 | 181.2278 |  | 145.2998 | 0 | 0 | 35.928 | 0
02.09. | 4 | 181.2278 |  | 145.2998 | 0 | 0 | 35.928 | 0
02.09. | 5 | 181.2278 |  | 145.2998 | 0 | 0 | 35.928 | 0
02.09. | 6 | 181.2278 |  | 145.2998 | 0 | 0 | 35.928 | 0
02.09. | 7 | 181.2278 |  | 145.2998 | 0 | 0 | 35.928 | 0
02.09. | 8 | 181.2278 |  | 145.2998 | 0 | 0 | 35.928 | 0
02.09. | 9 | 181.2278 |  | 145.2998 | 0 | 0 | 35.928 | 0
02.09. | 10 | 181.2278 |  | 145.2998 | 0 | 0 | 35.928 | 0
02.09. | 11 | 181.2278 |  | 145.2998 | 0 | 0 | 35.928 | 0
02.09. | 12 | 181.2278 |  | 145.2998 | 0 | 0 | 35.928 | 0
02.09. | 13 | 181.2278 |  | 145.2998 | 0 | 0 | 35.928 | 0
02.09. | 14 | 181.2278 |  | 145.2998 | 0 | 0 | 35.928 | 0
02.09. | 15 | 181.2278 |  | 145.2998 | 0 | 0 | 35.928 | 0
02.09. | 16 | 181.2278 |  | 145.2998 | 0 | 0 | 35.928 | 0
02.09. | 17 | 181.2278 |  | 145.2998 | 0 | 0 | 35.928 | 0
02.09. | 18 | 181.2278 |  | 145.2998 | 0 | 0 | 35.928 | 0
02.09. | 19 | 181.2278 |  | 145.2998 | 0 | 0 | 35.928 | 0
02.09. | 20 | 181.2278 |  | 145.2998 | 0 | 0 | 35.928 | 0
02.09. | 21 | 181.2278 |  | 145.2998 | 0 | 0 | 35.928 | 0
02.09. | 22 | 181.2278 |  | 145.2998 | 0 | 0 | 35.928 | 0
02.09. | 23 | 181.2278 |  | 145.2998 | 0 | 0 | 35.928 | 0
02.09. | 24 | 181.2278 |  | 145.2998 | 0 | 0 | 35.928 | 0
03.09. | 1 | 181.2278 |  | 145.2998 | 0 | 0 | 35.928 | 0
03.09. | 2 | 181.2278 |  | 145.2998 | 0 | 0 | 35.928 | 0
03.09. | 3 | 181.2278 |  | 145.2998 | 0 | 0 | 35.928 | 0
03.09. | 4 | 181.2278 |  | 145.2998 | 0 | 0 | 35.928 | 0
03.09. | 5 | 181.2278 |  | 145.2998 | 0 | 0 | 35.928 | 0
03.09. | 6 | 181.2278 |  | 145.2998 | 0 | 0 | 35.928 | 0
03.09. | 7 | 181.2278 |  | 145.2998 | 0 | 0 | 35.928 | 0
03.09. | 8 | 181.2278 |  | 145.2998 | 0 | 0 | 35.928 | 0
03.09. | 9 | 181.2278 |  | 145.2998 | 0 | 0 | 35.928 | 0
03.09. | 10 | 181.2278 |  | 145.2998 | 0 | 0 | 35.928 | 0
03.09. | 11 | 181.2278 |  | 145.2998 | 0 | 0 | 35.928 | 0
03.09. | 12 | 181.2278 |  | 145.2998 | 0 | 0 | 35.928 | 0
03.09. | 13 | 181.2278 |  | 145.2998 | 0 | 0 | 35.928 | 0
03.09. | 14 | 181.2278 |  | 145.2998 | 0 | 0 | 35.928 | 0
03.09. | 15 | 181.2278 |  | 145.2998 | 0 | 0 | 35.928 | 0
03.09. | 16 | 181.2278 |  | 145.2998 | 0 | 0 | 35.928 | 0
03.09. | 17 | 181.2278 |  | 145.2998 | 0 | 0 | 35.928 | 0
03.09. | 18 | 181.2278 |  | 145.2998 | 0 | 0 | 35.928 | 0
03.09. | 19 | 181.2278 |  | 145.2998 | 0 | 0 | 35.928 | 0
03.09. | 20 | 181.2278 |  | 145.2998 | 0 | 0 | 35.928 | 0
03.09. | 21 | 181.2278 |  | 145.2998 | 0 | 0 | 35.928 | 0
03.09. | 22 | 181.2278 |  | 145.2998 | 0 | 0 | 35.928 | 0
03.09. | 23 | 181.2278 |  | 145.2998 | 0 | 0 | 35.928 | 0
03.09. | 24 | 181.2278 |  | 145.2998 | 0 | 0 | 35.928 | 0
04.09. | 1 | 181.2278 |  | 145.2998 | 0 | 0 | 35.928 | 0
04.09. | 2 | 181.2278 |  | 145.2998 | 0 | 0 | 35.928 | 0
04.09. | 3 | 181.2278 |  | 145.2998 | 0 | 0 | 35.928 | 0
04.09. | 4 | 181.2278 |  | 145.2998 | 0 | 0 | 35.928 | 0
04.09. | 5 | 181.2278 |  | 145.2998 | 0 | 0 | 35.928 | 0
04.09. | 6 | 181.2278 |  | 145.2998 | 0 | 0 | 35.928 | 0
04.09. | 7 | 181.2278 |  | 145.2998 | 0 | 0 | 35.928 | 0
04.09. | 8 | 181.2278 |  | 145.2998 | 0 | 0 | 35.928 | 0
04.09. | 9 | 181.2278 |  | 145.2998 | 0 | 0 | 35.928 | 0
04.09. | 10 | 181.2278 |  | 145.2998 | 0 | 0 | 35.928 | 0
04.09. | 11 | 181.2278 |  | 145.2998 | 0 | 0 | 35.928 | 0
04.09. | 12 | 181.2278 |  | 145.2998 | 0 | 0 | 35.928 | 0
04.09. | 13 | 181.2278 |  | 145.2998 | 0 | 0 | 35.928 | 0
04.09. | 14 | 181.2278 |  | 145.2998 | 0 | 0 | 35.928 | 0
04.09. | 15 | 181.2278 |  | 145.2998 | 0 | 0 | 35.928 | 0
04.09. | 16 | 181.2278 |  | 145.2998 | 0 | 0 | 35.928 | 0
04.09. | 17 | 181.2278 |  | 145.2998 | 0 | 0 | 35.928 | 0
04.09. | 18 | 181.2278 |  | 145.2998 | 0 | 0 | 35.928 | 0
04.09. | 19 | 181.2278 |  | 145.2998 | 0 | 0 | 35.928 | 0
04.09. | 20 | 181.2278 |  | 145.2998 | 0 | 0 | 35.928 | 0
04.09. | 21 | 181.2278 |  | 145.2998 | 0 | 0 | 35.928 | 0
04.09. | 22 | 181.2278 |  | 145.2998 | 0 | 0 | 35.928 | 0
04.09. | 23 | 181.2278 |  | 145.2998 | 0 | 0 | 35.928 | 0
04.09. | 24 | 181.2278 |  | 145.2998 | 0 | 0 | 35.928 | 0
05.09. | 1 | 181.2278 |  | 145.2998 | 0 | 0 | 35.928 | 0
05.09. | 2 | 181.2278 |  | 145.2998 | 0 | 0 | 35.928 | 0
05.09. | 3 | 181.2278 |  | 145.2998 | 0 | 0 | 35.928 | 0
05.09. | 4 | 181.2278 |  | 145.2998 | 0 | 0 | 35.928 | 0
05.09. | 5 | 181.2278 |  | 145.2998 | 0 | 0 | 35.928 | 0
05.09. | 6 | 181.2278 |  | 145.2998 | 0 | 0 | 35.928 | 0
05.09. | 7 | 181.2278 |  | 145.2998 | 0 | 0 | 35.928 | 0
05.09. | 8 | 181.2278 |  | 145.2998 | 0 | 0 | 35.928 | 0
05.09. | 9 | 181.2278 |  | 145.2998 | 0 | 0 | 35.928 | 0
05.09. | 10 | 181.2278 |  | 145.2998 | 0 | 0 | 35.928 | 0
05.09. | 11 | 181.2278 |  | 145.2998 | 0 | 0 | 35.928 | 0
05.09. | 12 | 181.2278 |  | 145.2998 | 0 | 0 | 35.928 | 0
05.09. | 13 | 181.2278 |  | 145.2998 | 0 | 0 | 35.928 | 0
05.09. | 14 | 181.2278 |  | 145.2998 | 0 | 0 | 35.928 | 0
05.09. | 15 | 181.2278 |  | 145.2998 | 0 | 0 | 35.928 | 0
05.09. | 16 | 181.2278 |  | 145.2998 | 0 | 0 | 35.928 | 0
05.09. | 17 | 181.2278 |  | 145.2998 | 0 | 0 | 35.928 | 0
05.09. | 18 | 181.2278 |  | 145.2998 | 0 | 0 | 35.928 | 0
05.09. | 19 | 181.2278 |  | 145.2998 | 0 | 0 | 35.928 | 0
05.09. | 20 | 181.2278 |  | 145.2998 | 0 | 0 | 35.928 | 0
05.09. | 21 | 181.2278 |  | 145.2998 | 0 | 0 | 35.928 | 0
05.09. | 22 | 181.2278 |  | 145.2998 | 0 | 0 | 35.928 | 0
05.09. | 23 | 181.2278 |  | 145.2998 | 0 | 0 | 35.928 | 0
05.09. | 24 | 181.2278 |  | 145.2998 | 0 | 0 | 35.928 | 0
06.09. | 1 | 181.2278 |  | 145.2998 | 0 | 0 | 35.928 | 0
06.09. | 2 | 181.2278 |  | 145.2998 | 0 | 0 | 35.928 | 0
06.09. | 3 | 181.2278 |  | 145.2998 | 0 | 0 | 35.928 | 0
06.09. | 4 | 181.2278 |  | 145.2998 | 0 | 0 | 35.928 | 0
06.09. | 5 | 181.2278 |  | 145.2998 | 0 | 0 | 35.928 | 0
06.09. | 6 | 181.2278 |  | 145.2998 | 0 | 0 | 35.928 | 0
06.09. | 7 | 181.2278 |  | 145.2998 | 0 | 0 | 35.928 | 0
06.09. | 8 | 181.2278 |  | 145.2998 | 0 | 0 | 35.928 | 0
06.09. | 9 | 181.2278 |  | 145.2998 | 0 | 0 | 35.928 | 0
06.09. | 10 | 181.2278 |  | 145.2998 | 0 | 0 | 35.928 | 0
06.09. | 11 | 181.2278 |  | 145.2998 | 0 | 0 | 35.928 | 0
06.09. | 12 | 181.2278 |  | 145.2998 | 0 | 0 | 35.928 | 0
06.09. | 13 | 181.2278 |  | 145.2998 | 0 | 0 | 35.928 | 0
06.09. | 14 | 181.2278 |  | 145.2998 | 0 | 0 | 35.928 | 0
06.09. | 15 | 181.2278 |  | 145.2998 | 0 | 0 | 35.928 | 0
06.09. | 16 | 181.2278 |  | 145.2998 | 0 | 0 | 35.928 | 0
06.09. | 17 | 181.2278 |  | 145.2998 | 0 | 0 | 35.928 | 0
06.09. | 18 | 181.2278 |  | 145.2998 | 0 | 0 | 35.928 | 0
06.09. | 19 | 181.2278 |  | 145.2998 | 0 | 0 | 35.928 | 0
06.09. | 20 | 181.2278 |  | 145.2998 | 0 | 0 | 35.928 | 0
06.09. | 21 | 181.2278 |  | 145.2998 | 0 | 0 | 35.928 | 0
06.09. | 22 | 181.2278 |  | 145.2998 | 0 | 0 | 35.928 | 0
06.09. | 23 | 181.2278 |  | 145.2998 | 0 | 0 | 35.928 | 0
06.09. | 24 | 181.2278 |  | 145.2998 | 0 | 0 | 35.928 | 0
07.09. | 1 | 181.2278 |  | 145.2998 | 0 | 0 | 35.928 | 0
07.09. | 2 | 181.2278 |  | 145.2998 | 0 | 0 | 35.928 | 0
07.09. | 3 | 181.2278 |  | 145.2998 | 0 | 0 | 35.928 | 0
07.09. | 4 | 181.2278 |  | 145.2998 | 0 | 0 | 35.928 | 0
07.09. | 5 | 181.2278 |  | 145.2998 | 0 | 0 | 35.928 | 0
07.09. | 6 | 181.2278 |  | 145.2998 | 0 | 0 | 35.928 | 0
07.09. | 7 | 181.2278 |  | 145.2998 | 0 | 0 | 35.928 | 0
07.09. | 8 | 181.2278 |  | 145.2998 | 0 | 0 | 35.928 | 0
07.09. | 9 | 181.2278 |  | 145.2998 | 0 | 0 | 35.928 | 0
07.09. | 10 | 181.2278 |  | 145.2998 | 0 | 0 | 35.928 | 0
07.09. | 11 | 181.2278 |  | 145.2998 | 0 | 0 | 35.928 | 0
07.09. | 12 | 181.2278 |  | 145.2998 | 0 | 0 | 35.928 | 0
07.09. | 13 | 181.2278 |  | 145.2998 | 0 | 0 | 35.928 | 0
07.09. | 14 | 181.2278 |  | 145.2998 | 0 | 0 | 35.928 | 0
07.09. | 15 | 181.2278 |  | 145.2998 | 0 | 0 | 35.928 | 0
07.09. | 16 | 181.2278 |  | 145.2998 | 0 | 0 | 35.928 | 0
07.09. | 17 | 181.2278 |  | 145.2998 | 0 | 0 | 35.928 | 0
07.09. | 18 | 181.2278 |  | 145.2998 | 0 | 0 | 35.928 | 0
07.09. | 19 | 181.2278 |  | 145.2998 | 0 | 0 | 35.928 | 0
07.09. | 20 | 181.2278 |  | 145.2998 | 0 | 0 | 35.928 | 0
07.09. | 21 | 181.2278 |  | 145.2998 | 0 | 0 | 35.928 | 0
07.09. | 22 | 181.2278 |  | 145.2998 | 0 | 0 | 35.928 | 0
07.09. | 23 | 181.2278 |  | 145.2998 | 0 | 0 | 35.928 | 0
07.09. | 24 | 181.2278 |  | 145.2998 | 0 | 0 | 35.928 | 0
08.09. | 1 | 181.2278 |  | 145.2998 | 0 | 0 | 35.928 | 0
08.09. | 2 | 181.2278 |  | 145.2998 | 0 | 0 | 35.928 | 0
08.09. | 3 | 181.2278 |  | 145.2998 | 0 | 0 | 35.928 | 0
08.09. | 4 | 181.2278 |  | 145.2998 | 0 | 0 | 35.928 | 0
08.09. | 5 | 181.2278 |  | 145.2998 | 0 | 0 | 35.928 | 0
08.09. | 6 | 181.2278 |  | 145.2998 | 0 | 0 | 35.928 | 0
08.09. | 7 | 181.2278 |  | 145.2998 | 0 | 0 | 35.928 | 0
08.09. | 8 | 181.2278 |  | 145.2998 | 0 | 0 | 35.928 | 0
08.09. | 9 | 181.2278 |  | 145.2998 | 0 | 0 | 35.928 | 0
08.09. | 10 | 181.2278 |  | 145.2998 | 0 | 0 | 35.928 | 0
08.09. | 11 | 181.2278 |  | 145.2998 | 0 | 0 | 35.928 | 0
08.09. | 12 | 181.2278 |  | 145.2998 | 0 | 0 | 35.928 | 0
08.09. | 13 | 181.2278 |  | 145.2998 | 0 | 0 | 35.928 | 0
08.09. | 14 | 181.2278 |  | 145.2998 | 0 | 0 | 35.928 | 0
08.09. | 15 | 181.2278 |  | 145.2998 | 0 | 0 | 35.928 | 0
08.09. | 16 | 181.2278 |  | 145.2998 | 0 | 0 | 35.928 | 0
08.09. | 17 | 181.2278 |  | 145.2998 | 0 | 0 | 35.928 | 0
08.09. | 18 | 181.2278 |  | 145.2998 | 0 | 0 | 35.928 | 0
08.09. | 19 | 181.2278 |  | 145.2998 | 0 | 0 | 35.928 | 0
08.09. | 20 | 181.2278 |  | 145.2998 | 0 | 0 | 35.928 | 0
08.09. | 21 | 181.2278 |  | 145.2998 | 0 | 0 | 35.928 | 0
08.09. | 22 | 181.2278 |  | 145.2998 | 0 | 0 | 35.928 | 0
08.09. | 23 | 181.2278 |  | 145.2998 | 0 | 0 | 35.928 | 0
08.09. | 24 | 181.2278 |  | 145.2998 | 0 | 0 | 35.928 | 0
09.09. | 1 | 181.2278 |  | 145.2998 | 0 | 0 | 35.928 | 0
09.09. | 2 | 181.2278 |  | 145.2998 | 0 | 0 | 35.928 | 0
09.09. | 3 | 181.2278 |  | 145.2998 | 0 | 0 | 35.928 | 0
09.09. | 4 | 181.2278 |  | 145.2998 | 0 | 0 | 35.928 | 0
09.09. | 5 | 181.2278 |  | 145.2998 | 0 | 0 | 35.928 | 0
09.09. | 6 | 181.2278 |  | 145.2998 | 0 | 0 | 35.928 | 0
09.09. | 7 | 181.2278 |  | 145.2998 | 0 | 0 | 35.928 | 0
09.09. | 8 | 181.2278 |  | 145.2998 | 0 | 0 | 35.928 | 0
09.09. | 9 | 181.2278 |  | 145.2998 | 0 | 0 | 35.928 | 0
09.09. | 10 | 181.2278 |  | 145.2998 | 0 | 0 | 35.928 | 0
09.09. | 11 | 181.2278 |  | 145.2998 | 0 | 0 | 35.928 | 0
09.09. | 12 | 181.2278 |  | 145.2998 | 0 | 0 | 35.928 | 0
09.09. | 13 | 181.2278 |  | 145.2998 | 0 | 0 | 35.928 | 0
09.09. | 14 | 181.2278 |  | 145.2998 | 0 | 0 | 35.928 | 0
09.09. | 15 | 181.2278 |  | 145.2998 | 0 | 0 | 35.928 | 0
09.09. | 16 | 181.2278 |  | 145.2998 | 0 | 0 | 35.928 | 0
09.09. | 17 | 181.2278 |  | 145.2998 | 0 | 0 | 35.928 | 0
09.09. | 18 | 181.2278 |  | 145.2998 | 0 | 0 | 35.928 | 0
09.09. | 19 | 181.2278 |  | 145.2998 | 0 | 0 | 35.928 | 0
09.09. | 20 | 181.2278 |  | 145.2998 | 0 | 0 | 35.928 | 0
09.09. | 21 | 181.2278 |  | 145.2998 | 0 | 0 | 35.928 | 0
09.09. | 22 | 181.2278 |  | 145.2998 | 0 | 0 | 35.928 | 0
09.09. | 23 | 181.2278 |  | 145.2998 | 0 | 0 | 35.928 | 0
09.09. | 24 | 181.2278 |  | 145.2998 | 0 | 0 | 35.928 | 0
10.09. | 1 | 181.2278 |  | 145.2998 | 0 | 0 | 35.928 | 0
10.09. | 2 | 181.2278 |  | 145.2998 | 0 | 0 | 35.928 | 0
10.09. | 3 | 181.2278 |  | 145.2998 | 0 | 0 | 35.928 | 0
10.09. | 4 | 181.2278 |  | 145.2998 | 0 | 0 | 35.928 | 0
10.09. | 5 | 181.2278 |  | 145.2998 | 0 | 0 | 35.928 | 0
10.09. | 6 | 181.2278 |  | 145.2998 | 0 | 0 | 35.928 | 0
10.09. | 7 | 181.2278 |  | 145.2998 | 0 | 0 | 35.928 | 0
10.09. | 8 | 181.2278 |  | 145.2998 | 0 | 0 | 35.928 | 0
10.09. | 9 | 181.2278 |  | 145.2998 | 0 | 0 | 35.928 | 0
10.09. | 10 | 181.2278 |  | 145.2998 | 0 | 0 | 35.928 | 0
10.09. | 11 | 181.2278 |  | 145.2998 | 0 | 0 | 35.928 | 0
10.09. | 12 | 181.2278 |  | 145.2998 | 0 | 0 | 35.928 | 0
10.09. | 13 | 181.2278 |  | 145.2998 | 0 | 0 | 35.928 | 0
10.09. | 14 | 181.2278 |  | 145.2998 | 0 | 0 | 35.928 | 0
10.09. | 15 | 181.2278 |  | 145.2998 | 0 | 0 | 35.928 | 0
10.09. | 16 | 181.2278 |  | 145.2998 | 0 | 0 | 35.928 | 0
10.09. | 17 | 181.2278 |  | 145.2998 | 0 | 0 | 35.928 | 0
10.09. | 18 | 181.2278 |  | 145.2998 | 0 | 0 | 35.928 | 0
10.09. | 19 | 181.2278 |  | 145.2998 | 0 | 0 | 35.928 | 0
10.09. | 20 | 181.2278 |  | 145.2998 | 0 | 0 | 35.928 | 0
10.09. | 21 | 181.2278 |  | 145.2998 | 0 | 0 | 35.928 | 0
10.09. | 22 | 181.2278 |  | 145.2998 | 0 | 0 | 35.928 | 0
10.09. | 23 | 181.2278 |  | 145.2998 | 0 | 0 | 35.928 | 0
10.09. | 24 | 181.2278 |  | 145.2998 | 0 | 0 | 35.928 | 0
11.09. | 1 | 181.2278 |  | 145.2998 | 0 | 0 | 35.928 | 0
11.09. | 2 | 181.2278 |  | 145.2998 | 0 | 0 | 35.928 | 0
11.09. | 3 | 181.2278 |  | 145.2998 | 0 | 0 | 35.928 | 0
11.09. | 4 | 181.2278 |  | 145.2998 | 0 | 0 | 35.928 | 0
11.09. | 5 | 181.2278 |  | 145.2998 | 0 | 0 | 35.928 | 0
11.09. | 6 | 181.2278 |  | 145.2998 | 0 | 0 | 35.928 | 0
11.09. | 7 | 181.2278 |  | 145.2998 | 0 | 0 | 35.928 | 0
11.09. | 8 | 181.2278 |  | 145.2998 | 0 | 0 | 35.928 | 0
11.09. | 9 | 181.2278 |  | 145.2998 | 0 | 0 | 35.928 | 0
11.09. | 10 | 181.2278 |  | 145.2998 | 0 | 0 | 35.928 | 0
11.09. | 11 | 181.2278 |  | 145.2998 | 0 | 0 | 35.928 | 0
11.09. | 12 | 181.2278 |  | 145.2998 | 0 | 0 | 35.928 | 0
11.09. | 13 | 181.2278 |  | 145.2998 | 0 | 0 | 35.928 | 0
11.09. | 14 | 181.2278 |  | 145.2998 | 0 | 0 | 35.928 | 0
11.09. | 15 | 181.2278 |  | 145.2998 | 0 | 0 | 35.928 | 0
11.09. | 16 | 181.2278 |  | 145.2998 | 0 | 0 | 35.928 | 0
11.09. | 17 | 181.2278 |  | 145.2998 | 0 | 0 | 35.928 | 0
11.09. | 18 | 181.2278 |  | 145.2998 | 0 | 0 | 35.928 | 0
11.09. | 19 | 181.2278 |  | 145.2998 | 0 | 0 | 35.928 | 0
11.09. | 20 | 181.2278 |  | 145.2998 | 0 | 0 | 35.928 | 0
11.09. | 21 | 181.2278 |  | 145.2998 | 0 | 0 | 35.928 | 0
11.09. | 22 | 181.2278 |  | 145.2998 | 0 | 0 | 35.928 | 0
11.09. | 23 | 181.2278 |  | 145.2998 | 0 | 0 | 35.928 | 0
11.09. | 24 | 181.2278 |  | 145.2998 | 0 | 0 | 35.928 | 0
12.09. | 1 | 181.2278 |  | 145.2998 | 0 | 0 | 35.928 | 0
12.09. | 2 | 181.2278 |  | 145.2998 | 0 | 0 | 35.928 | 0
12.09. | 3 | 181.2278 |  | 145.2998 | 0 | 0 | 35.928 | 0
12.09. | 4 | 181.2278 |  | 145.2998 | 0 | 0 | 35.928 | 0
12.09. | 5 | 181.2278 |  | 145.2998 | 0 | 0 | 35.928 | 0
12.09. | 6 | 181.2278 |  | 145.2998 | 0 | 0 | 35.928 | 0
12.09. | 7 | 181.2278 |  | 145.2998 | 0 | 0 | 35.928 | 0
12.09. | 8 | 181.2278 |  | 145.2998 | 0 | 0 | 35.928 | 0
12.09. | 9 | 181.2278 |  | 145.2998 | 0 | 0 | 35.928 | 0
12.09. | 10 | 181.2278 |  | 145.2998 | 0 | 0 | 35.928 | 0
12.09. | 11 | 181.2278 |  | 145.2998 | 0 | 0 | 35.928 | 0
12.09. | 12 | 181.2278 |  | 145.2998 | 0 | 0 | 35.928 | 0
12.09. | 13 | 181.2278 |  | 145.2998 | 0 | 0 | 35.928 | 0
12.09. | 14 | 181.2278 |  | 145.2998 | 0 | 0 | 35.928 | 0
12.09. | 15 | 181.2278 |  | 145.2998 | 0 | 0 | 35.928 | 0
12.09. | 16 | 181.2278 |  | 145.2998 | 0 | 0 | 35.928 | 0
12.09. | 17 | 181.2278 |  | 145.2998 | 0 | 0 | 35.928 | 0
12.09. | 18 | 181.2278 |  | 145.2998 | 0 | 0 | 35.928 | 0
12.09. | 19 | 181.2278 |  | 145.2998 | 0 | 0 | 35.928 | 0
12.09. | 20 | 181.2278 |  | 145.2998 | 0 | 0 | 35.928 | 0
12.09. | 21 | 181.2278 |  | 145.2998 | 0 | 0 | 35.928 | 0
12.09. | 22 | 181.2278 |  | 145.2998 | 0 | 0 | 35.928 | 0
12.09. | 23 | 181.2278 |  | 145.2998 | 0 | 0 | 35.928 | 0
12.09. | 24 | 181.2278 |  | 145.2998 | 0 | 0 | 35.928 | 0
13.09. | 1 | 181.2278 |  | 145.2998 | 0 | 0 | 35.928 | 0
13.09. | 2 | 181.2278 |  | 145.2998 | 0 | 0 | 35.928 | 0
13.09. | 3 | 181.2278 |  | 145.2998 | 0 | 0 | 35.928 | 0
13.09. | 4 | 181.2278 |  | 145.2998 | 0 | 0 | 35.928 | 0
13.09. | 5 | 181.2278 |  | 145.2998 | 0 | 0 | 35.928 | 0
13.09. | 6 | 181.2278 |  | 145.2998 | 0 | 0 | 35.928 | 0
13.09. | 7 | 181.2278 |  | 145.2998 | 0 | 0 | 35.928 | 0
13.09. | 8 | 181.2278 |  | 145.2998 | 0 | 0 | 35.928 | 0
13.09. | 9 | 181.2278 |  | 145.2998 | 0 | 0 | 35.928 | 0
13.09. | 10 | 181.2278 |  | 145.2998 | 0 | 0 | 35.928 | 0
13.09. | 11 | 181.2278 |  | 145.2998 | 0 | 0 | 35.928 | 0
13.09. | 12 | 181.2278 |  | 145.2998 | 0 | 0 | 35.928 | 0
13.09. | 13 | 181.2278 |  | 145.2998 | 0 | 0 | 35.928 | 0
13.09. | 14 | 181.2278 |  | 145.2998 | 0 | 0 | 35.928 | 0
13.09. | 15 | 181.2278 |  | 145.2998 | 0 | 0 | 35.928 | 0
13.09. | 16 | 181.2278 |  | 145.2998 | 0 | 0 | 35.928 | 0
13.09. | 17 | 181.2278 |  | 145.2998 | 0 | 0 | 35.928 | 0
13.09. | 18 | 181.2278 |  | 145.2998 | 0 | 0 | 35.928 | 0
13.09. | 19 | 181.2278 |  | 145.2998 | 0 | 0 | 35.928 | 0
13.09. | 20 | 181.2278 |  | 145.2998 | 0 | 0 | 35.928 | 0
13.09. | 21 | 181.2278 |  | 145.2998 | 0 | 0 | 35.928 | 0
13.09. | 22 | 181.2278 |  | 145.2998 | 0 | 0 | 35.928 | 0
13.09. | 23 | 181.2278 |  | 145.2998 | 0 | 0 | 35.928 | 0
13.09. | 24 | 181.2278 |  | 145.2998 | 0 | 0 | 35.928 | 0
14.09. | 1 | 181.2278 |  | 145.2998 | 0 | 0 | 35.928 | 0
14.09. | 2 | 181.2278 |  | 145.2998 | 0 | 0 | 35.928 | 0
14.09. | 3 | 181.2278 |  | 145.2998 | 0 | 0 | 35.928 | 0
14.09. | 4 | 181.2278 |  | 145.2998 | 0 | 0 | 35.928 | 0
14.09. | 5 | 181.2278 |  | 145.2998 | 0 | 0 | 35.928 | 0
14.09. | 6 | 181.2278 |  | 145.2998 | 0 | 0 | 35.928 | 0
14.09. | 7 | 181.2278 |  | 145.2998 | 0 | 0 | 35.928 | 0
14.09. | 8 | 181.2278 |  | 145.2998 | 0 | 0 | 35.928 | 0
14.09. | 9 | 181.2278 |  | 145.2998 | 0 | 0 | 35.928 | 0
14.09. | 10 | 181.2278 |  | 145.2998 | 0 | 0 | 35.928 | 0
14.09. | 11 | 181.2278 |  | 145.2998 | 0 | 0 | 35.928 | 0
14.09. | 12 | 181.2278 |  | 145.2998 | 0 | 0 | 35.928 | 0
14.09. | 13 | 181.2278 |  | 145.2998 | 0 | 0 | 35.928 | 0
14.09. | 14 | 181.2278 |  | 145.2998 | 0 | 0 | 35.928 | 0
14.09. | 15 | 181.2278 |  | 145.2998 | 0 | 0 | 35.928 | 0
14.09. | 16 | 181.2278 |  | 145.2998 | 0 | 0 | 35.928 | 0
14.09. | 17 | 181.2278 |  | 145.2998 | 0 | 0 | 35.928 | 0
14.09. | 18 | 181.2278 |  | 145.2998 | 0 | 0 | 35.928 | 0
14.09. | 19 | 181.2278 |  | 145.2998 | 0 | 0 | 35.928 | 0
14.09. | 20 | 181.2278 |  | 145.2998 | 0 | 0 | 35.928 | 0
14.09. | 21 | 181.2278 |  | 145.2998 | 0 | 0 | 35.928 | 0
14.09. | 22 | 181.2278 |  | 145.2998 | 0 | 0 | 35.928 | 0
14.09. | 23 | 181.2278 |  | 145.2998 | 0 | 0 | 35.928 | 0
14.09. | 24 | 181.2278 |  | 145.2998 | 0 | 0 | 35.928 | 0
15.09. | 1 | 181.2278 |  | 145.2998 | 0 | 0 | 35.928 | 0
15.09. | 2 | 181.2278 |  | 145.2998 | 0 | 0 | 35.928 | 0
15.09. | 3 | 181.2278 |  | 145.2998 | 0 | 0 | 35.928 | 0
15.09. | 4 | 181.2278 |  | 145.2998 | 0 | 0 | 35.928 | 0
15.09. | 5 | 181.2278 |  | 145.2998 | 0 | 0 | 35.928 | 0
15.09. | 6 | 181.2278 |  | 145.2998 | 0 | 0 | 35.928 | 0
15.09. | 7 | 181.2278 |  | 145.2998 | 0 | 0 | 35.928 | 0
15.09. | 8 | 181.2278 |  | 145.2998 | 0 | 0 | 35.928 | 0
15.09. | 9 | 181.2278 |  | 145.2998 | 0 | 0 | 35.928 | 0
15.09. | 10 | 181.2278 |  | 145.2998 | 0 | 0 | 35.928 | 0
15.09. | 11 | 181.2278 |  | 145.2998 | 0 | 0 | 35.928 | 0
15.09. | 12 | 181.2278 |  | 145.2998 | 0 | 0 | 35.928 | 0
15.09. | 13 | 181.2278 |  | 145.2998 | 0 | 0 | 35.928 | 0
15.09. | 14 | 181.2278 |  | 145.2998 | 0 | 0 | 35.928 | 0
15.09. | 15 | 181.2278 |  | 145.2998 | 0 | 0 | 35.928 | 0
15.09. | 16 | 181.2278 |  | 145.2998 | 0 | 0 | 35.928 | 0
15.09. | 17 | 181.2278 |  | 145.2998 | 0 | 0 | 35.928 | 0
15.09. | 18 | 181.2278 |  | 145.2998 | 0 | 0 | 35.928 | 0
15.09. | 19 | 181.2278 |  | 145.2998 | 0 | 0 | 35.928 | 0
15.09. | 20 | 181.2278 |  | 145.2998 | 0 | 0 | 35.928 | 0
15.09. | 21 | 181.2278 |  | 145.2998 | 0 | 0 | 35.928 | 0
15.09. | 22 | 181.2278 |  | 145.2998 | 0 | 0 | 35.928 | 0
15.09. | 23 | 181.2278 |  | 145.2998 | 0 | 0 | 35.928 | 0
15.09. | 24 | 181.2278 |  | 145.2998 | 0 | 0 | 35.928 | 0
16.09. | 1 | 181.2278 |  | 145.2998 | 0 | 0 | 35.928 | 0
16.09. | 2 | 181.2278 |  | 145.2998 | 0 | 0 | 35.928 | 0
16.09. | 3 | 181.2278 |  | 145.2998 | 0 | 0 | 35.928 | 0
16.09. | 4 | 181.2278 |  | 145.2998 | 0 | 0 | 35.928 | 0
16.09. | 5 | 181.2278 |  | 145.2998 | 0 | 0 | 35.928 | 0
16.09. | 6 | 181.2278 |  | 145.2998 | 0 | 0 | 35.928 | 0
16.09. | 7 | 181.2278 |  | 145.2998 | 0 | 0 | 35.928 | 0
16.09. | 8 | 181.2278 |  | 145.2998 | 0 | 0 | 35.928 | 0
16.09. | 9 | 181.2278 |  | 145.2998 | 0 | 0 | 35.928 | 0
16.09. | 10 | 181.2278 |  | 145.2998 | 0 | 0 | 35.928 | 0
16.09. | 11 | 181.2278 |  | 145.2998 | 0 | 0 | 35.928 | 0
16.09. | 12 | 181.2278 |  | 145.2998 | 0 | 0 | 35.928 | 0
16.09. | 13 | 181.2278 |  | 145.2998 | 0 | 0 | 35.928 | 0
16.09. | 14 | 181.2278 |  | 145.2998 | 0 | 0 | 35.928 | 0
16.09. | 15 | 181.2278 |  | 145.2998 | 0 | 0 | 35.928 | 0
16.09. | 16 | 181.2278 |  | 145.2998 | 0 | 0 | 35.928 | 0
16.09. | 17 | 181.2278 |  | 145.2998 | 0 | 0 | 35.928 | 0
16.09. | 18 | 181.2278 |  | 145.2998 | 0 | 0 | 35.928 | 0
16.09. | 19 | 181.2278 |  | 145.2998 | 0 | 0 | 35.928 | 0
16.09. | 20 | 181.2278 |  | 145.2998 | 0 | 0 | 35.928 | 0
16.09. | 21 | 181.2278 |  | 145.2998 | 0 | 0 | 35.928 | 0
16.09. | 22 | 181.2278 |  | 145.2998 | 0 | 0 | 35.928 | 0
16.09. | 23 | 181.2278 |  | 145.2998 | 0 | 0 | 35.928 | 0
16.09. | 24 | 181.2278 |  | 145.2998 | 0 | 0 | 35.928 | 0
17.09. | 1 | 181.2278 |  | 145.2998 | 0 | 0 | 35.928 | 0
17.09. | 2 | 181.2278 |  | 145.2998 | 0 | 0 | 35.928 | 0
17.09. | 3 | 181.2278 |  | 145.2998 | 0 | 0 | 35.928 | 0
17.09. | 4 | 181.2278 |  | 145.2998 | 0 | 0 | 35.928 | 0
17.09. | 5 | 181.2278 |  | 145.2998 | 0 | 0 | 35.928 | 0
17.09. | 6 | 181.2278 |  | 145.2998 | 0 | 0 | 35.928 | 0
17.09. | 7 | 181.2278 |  | 145.2998 | 0 | 0 | 35.928 | 0
17.09. | 8 | 181.2278 |  | 145.2998 | 0 | 0 | 35.928 | 0
17.09. | 9 | 181.2278 |  | 145.2998 | 0 | 0 | 35.928 | 0
17.09. | 10 | 181.2278 |  | 145.2998 | 0 | 0 | 35.928 | 0
17.09. | 11 | 181.2278 |  | 145.2998 | 0 | 0 | 35.928 | 0
17.09. | 12 | 181.2278 |  | 145.2998 | 0 | 0 | 35.928 | 0
17.09. | 13 | 181.2278 |  | 145.2998 | 0 | 0 | 35.928 | 0
17.09. | 14 | 181.2278 |  | 145.2998 | 0 | 0 | 35.928 | 0
17.09. | 15 | 181.2278 |  | 145.2998 | 0 | 0 | 35.928 | 0
17.09. | 16 | 181.2278 |  | 145.2998 | 0 | 0 | 35.928 | 0
17.09. | 17 | 181.2278 |  | 145.2998 | 0 | 0 | 35.928 | 0
17.09. | 18 | 181.2278 |  | 145.2998 | 0 | 0 | 35.928 | 0
17.09. | 19 | 181.2278 |  | 145.2998 | 0 | 0 | 35.928 | 0
17.09. | 20 | 181.2278 |  | 145.2998 | 0 | 0 | 35.928 | 0
17.09. | 21 | 181.2278 |  | 145.2998 | 0 | 0 | 35.928 | 0
17.09. | 22 | 181.2278 |  | 145.2998 | 0 | 0 | 35.928 | 0
17.09. | 23 | 181.2278 |  | 145.2998 | 0 | 0 | 35.928 | 0
17.09. | 24 | 181.2278 |  | 145.2998 | 0 | 0 | 35.928 | 0
18.09. | 1 | 181.2278 |  | 145.2998 | 0 | 0 | 35.928 | 0
18.09. | 2 | 181.2278 |  | 145.2998 | 0 | 0 | 35.928 | 0
18.09. | 3 | 181.2278 |  | 145.2998 | 0 | 0 | 35.928 | 0
18.09. | 4 | 181.2278 |  | 145.2998 | 0 | 0 | 35.928 | 0
18.09. | 5 | 181.2278 |  | 145.2998 | 0 | 0 | 35.928 | 0
18.09. | 6 | 181.2278 |  | 145.2998 | 0 | 0 | 35.928 | 0
18.09. | 7 | 181.2278 |  | 145.2998 | 0 | 0 | 35.928 | 0
18.09. | 8 | 181.2278 |  | 145.2998 | 0 | 0 | 35.928 | 0
18.09. | 9 | 181.2278 |  | 145.2998 | 0 | 0 | 35.928 | 0
18.09. | 10 | 181.2278 |  | 145.2998 | 0 | 0 | 35.928 | 0
18.09. | 11 | 181.2278 |  | 145.2998 | 0 | 0 | 35.928 | 0
18.09. | 12 | 181.2278 |  | 145.2998 | 0 | 0 | 35.928 | 0
18.09. | 13 | 181.2278 |  | 145.2998 | 0 | 0 | 35.928 | 0
18.09. | 14 | 181.2278 |  | 145.2998 | 0 | 0 | 35.928 | 0
18.09. | 15 | 181.2278 |  | 145.2998 | 0 | 0 | 35.928 | 0
18.09. | 16 | 181.2278 |  | 145.2998 | 0 | 0 | 35.928 | 0
18.09. | 17 | 181.2278 |  | 145.2998 | 0 | 0 | 35.928 | 0
18.09. | 18 | 181.2278 |  | 145.2998 | 0 | 0 | 35.928 | 0
18.09. | 19 | 181.2278 |  | 145.2998 | 0 | 0 | 35.928 | 0
18.09. | 20 | 181.2278 |  | 145.2998 | 0 | 0 | 35.928 | 0
18.09. | 21 | 181.2278 |  | 145.2998 | 0 | 0 | 35.928 | 0
18.09. | 22 | 181.2278 |  | 145.2998 | 0 | 0 | 35.928 | 0
18.09. | 23 | 181.2278 |  | 145.2998 | 0 | 0 | 35.928 | 0
18.09. | 24 | 181.2278 |  | 145.2998 | 0 | 0 | 35.928 | 0
19.09. | 1 | 181.2278 |  | 145.2998 | 0 | 0 | 35.928 | 0
19.09. | 2 | 181.2278 |  | 145.2998 | 0 | 0 | 35.928 | 0
19.09. | 3 | 181.2278 |  | 145.2998 | 0 | 0 | 35.928 | 0
19.09. | 4 | 181.2278 |  | 145.2998 | 0 | 0 | 35.928 | 0
19.09. | 5 | 181.2278 |  | 145.2998 | 0 | 0 | 35.928 | 0
19.09. | 6 | 181.2278 |  | 145.2998 | 0 | 0 | 35.928 | 0
19.09. | 7 | 181.2278 |  | 145.2998 | 0 | 0 | 35.928 | 0
19.09. | 8 | 181.2278 |  | 145.2998 | 0 | 0 | 35.928 | 0
19.09. | 9 | 181.2278 |  | 145.2998 | 0 | 0 | 35.928 | 0
19.09. | 10 | 181.2278 |  | 145.2998 | 0 | 0 | 35.928 | 0
19.09. | 11 | 181.2278 |  | 145.2998 | 0 | 0 | 35.928 | 0
19.09. | 12 | 181.2278 |  | 145.2998 | 0 | 0 | 35.928 | 0
19.09. | 13 | 181.2278 |  | 145.2998 | 0 | 0 | 35.928 | 0
19.09. | 14 | 181.2278 |  | 145.2998 | 0 | 0 | 35.928 | 0
19.09. | 15 | 181.2278 |  | 145.2998 | 0 | 0 | 35.928 | 0
19.09. | 16 | 181.2278 |  | 145.2998 | 0 | 0 | 35.928 | 0
19.09. | 17 | 181.2278 |  | 145.2998 | 0 | 0 | 35.928 | 0
19.09. | 18 | 181.2278 |  | 145.2998 | 0 | 0 | 35.928 | 0
19.09. | 19 | 181.2278 |  | 145.2998 | 0 | 0 | 35.928 | 0
19.09. | 20 | 181.2278 |  | 145.2998 | 0 | 0 | 35.928 | 0
19.09. | 21 | 181.2278 |  | 145.2998 | 0 | 0 | 35.928 | 0
19.09. | 22 | 181.2278 |  | 145.2998 | 0 | 0 | 35.928 | 0
19.09. | 23 | 181.2278 |  | 145.2998 | 0 | 0 | 35.928 | 0
19.09. | 24 | 181.2278 |  | 145.2998 | 0 | 0 | 35.928 | 0
20.09. | 1 | 181.2278 |  | 145.2998 | 0 | 0 | 35.928 | 0
20.09. | 2 | 181.2278 |  | 145.2998 | 0 | 0 | 35.928 | 0
20.09. | 3 | 181.2278 |  | 145.2998 | 0 | 0 | 35.928 | 0
20.09. | 4 | 181.2278 |  | 145.2998 | 0 | 0 | 35.928 | 0
20.09. | 5 | 181.2278 |  | 145.2998 | 0 | 0 | 35.928 | 0
20.09. | 6 | 181.2278 |  | 145.2998 | 0 | 0 | 35.928 | 0
20.09. | 7 | 181.2278 |  | 145.2998 | 0 | 0 | 35.928 | 0
20.09. | 8 | 181.2278 |  | 145.2998 | 0 | 0 | 35.928 | 0
20.09. | 9 | 181.2278 |  | 145.2998 | 0 | 0 | 35.928 | 0
20.09. | 10 | 181.2278 |  | 145.2998 | 0 | 0 | 35.928 | 0
20.09. | 11 | 181.2278 |  | 145.2998 | 0 | 0 | 35.928 | 0
20.09. | 12 | 181.2278 |  | 145.2998 | 0 | 0 | 35.928 | 0
20.09. | 13 | 181.2278 |  | 145.2998 | 0 | 0 | 35.928 | 0
20.09. | 14 | 181.2278 |  | 145.2998 | 0 | 0 | 35.928 | 0
20.09. | 15 | 181.2278 |  | 145.2998 | 0 | 0 | 35.928 | 0
20.09. | 16 | 181.2278 |  | 145.2998 | 0 | 0 | 35.928 | 0
20.09. | 17 | 181.2278 |  | 145.2998 | 0 | 0 | 35.928 | 0
20.09. | 18 | 181.2278 |  | 145.2998 | 0 | 0 | 35.928 | 0
20.09. | 19 | 181.2278 |  | 145.2998 | 0 | 0 | 35.928 | 0
20.09. | 20 | 181.2278 |  | 145.2998 | 0 | 0 | 35.928 | 0
20.09. | 21 | 181.2278 |  | 145.2998 | 0 | 0 | 35.928 | 0
20.09. | 22 | 181.2278 |  | 145.2998 | 0 | 0 | 35.928 | 0
20.09. | 23 | 181.2278 |  | 145.2998 | 0 | 0 | 35.928 | 0
20.09. | 24 | 181.2278 |  | 145.2998 | 0 | 0 | 35.928 | 0
21.09. | 1 | 181.2278 |  | 145.2998 | 0 | 0 | 35.928 | 0
21.09. | 2 | 181.2278 |  | 145.2998 | 0 | 0 | 35.928 | 0
21.09. | 3 | 181.2278 |  | 145.2998 | 0 | 0 | 35.928 | 0
21.09. | 4 | 181.2278 |  | 145.2998 | 0 | 0 | 35.928 | 0
21.09. | 5 | 181.2278 |  | 145.2998 | 0 | 0 | 35.928 | 0
21.09. | 6 | 181.2278 |  | 145.2998 | 0 | 0 | 35.928 | 0
21.09. | 7 | 181.2278 |  | 145.2998 | 0 | 0 | 35.928 | 0
21.09. | 8 | 181.2278 |  | 145.2998 | 0 | 0 | 35.928 | 0
21.09. | 9 | 181.2278 |  | 145.2998 | 0 | 0 | 35.928 | 0
21.09. | 10 | 181.2278 |  | 145.2998 | 0 | 0 | 35.928 | 0
21.09. | 11 | 181.2278 |  | 145.2998 | 0 | 0 | 35.928 | 0
21.09. | 12 | 181.2278 |  | 145.2998 | 0 | 0 | 35.928 | 0
21.09. | 13 | 181.2278 |  | 145.2998 | 0 | 0 | 35.928 | 0
21.09. | 14 | 181.2278 |  | 145.2998 | 0 | 0 | 35.928 | 0
21.09. | 15 | 181.2278 |  | 145.2998 | 0 | 0 | 35.928 | 0
21.09. | 16 | 181.2278 |  | 145.2998 | 0 | 0 | 35.928 | 0
21.09. | 17 | 181.2278 |  | 145.2998 | 0 | 0 | 35.928 | 0
21.09. | 18 | 181.2278 |  | 145.2998 | 0 | 0 | 35.928 | 0
21.09. | 19 | 181.2278 |  | 145.2998 | 0 | 0 | 35.928 | 0
21.09. | 20 | 181.2278 |  | 145.2998 | 0 | 0 | 35.928 | 0
21.09. | 21 | 181.2278 |  | 145.2998 | 0 | 0 | 35.928 | 0
21.09. | 22 | 181.2278 |  | 145.2998 | 0 | 0 | 35.928 | 0
21.09. | 23 | 181.2278 |  | 145.2998 | 0 | 0 | 35.928 | 0
21.09. | 24 | 181.2278 |  | 145.2998 | 0 | 0 | 35.928 | 0
22.09. | 1 | 181.2278 |  | 145.2998 | 0 | 0 | 35.928 | 0
22.09. | 2 | 181.2278 |  | 145.2998 | 0 | 0 | 35.928 | 0
22.09. | 3 | 181.2278 |  | 145.2998 | 0 | 0 | 35.928 | 0
22.09. | 4 | 181.2278 |  | 145.2998 | 0 | 0 | 35.928 | 0
22.09. | 5 | 181.2278 |  | 145.2998 | 0 | 0 | 35.928 | 0
22.09. | 6 | 181.2278 |  | 145.2998 | 0 | 0 | 35.928 | 0
22.09. | 7 | 181.2278 |  | 145.2998 | 0 | 0 | 35.928 | 0
22.09. | 8 | 181.2278 |  | 145.2998 | 0 | 0 | 35.928 | 0
22.09. | 9 | 181.2278 |  | 145.2998 | 0 | 0 | 35.928 | 0
22.09. | 10 | 181.2278 |  | 145.2998 | 0 | 0 | 35.928 | 0
22.09. | 11 | 181.2278 |  | 145.2998 | 0 | 0 | 35.928 | 0
22.09. | 12 | 181.2278 |  | 145.2998 | 0 | 0 | 35.928 | 0
22.09. | 13 | 181.2278 |  | 145.2998 | 0 | 0 | 35.928 | 0
22.09. | 14 | 181.2278 |  | 145.2998 | 0 | 0 | 35.928 | 0
22.09. | 15 | 181.2278 |  | 145.2998 | 0 | 0 | 35.928 | 0
22.09. | 16 | 181.2278 |  | 145.2998 | 0 | 0 | 35.928 | 0
22.09. | 17 | 181.2278 |  | 145.2998 | 0 | 0 | 35.928 | 0
22.09. | 18 | 181.2278 |  | 145.2998 | 0 | 0 | 35.928 | 0
22.09. | 19 | 181.2278 |  | 145.2998 | 0 | 0 | 35.928 | 0
22.09. | 20 | 181.2278 |  | 145.2998 | 0 | 0 | 35.928 | 0
22.09. | 21 | 181.2278 |  | 145.2998 | 0 | 0 | 35.928 | 0
22.09. | 22 | 181.2278 |  | 145.2998 | 0 | 0 | 35.928 | 0
22.09. | 23 | 181.2278 |  | 145.2998 | 0 | 0 | 35.928 | 0
22.09. | 24 | 181.2278 |  | 145.2998 | 0 | 0 | 35.928 | 0
23.09. | 1 | 181.2278 |  | 145.2998 | 0 | 0 | 35.928 | 0
23.09. | 2 | 181.2278 |  | 145.2998 | 0 | 0 | 35.928 | 0
23.09. | 3 | 181.2278 |  | 145.2998 | 0 | 0 | 35.928 | 0
23.09. | 4 | 181.2278 |  | 145.2998 | 0 | 0 | 35.928 | 0
23.09. | 5 | 181.2278 |  | 145.2998 | 0 | 0 | 35.928 | 0
23.09. | 6 | 181.2278 |  | 145.2998 | 0 | 0 | 35.928 | 0
23.09. | 7 | 181.2278 |  | 145.2998 | 0 | 0 | 35.928 | 0
23.09. | 8 | 181.2278 |  | 145.2998 | 0 | 0 | 35.928 | 0
23.09. | 9 | 181.2278 |  | 145.2998 | 0 | 0 | 35.928 | 0
23.09. | 10 | 181.2278 |  | 145.2998 | 0 | 0 | 35.928 | 0
23.09. | 11 | 181.2278 |  | 145.2998 | 0 | 0 | 35.928 | 0
23.09. | 12 | 181.2278 |  | 145.2998 | 0 | 0 | 35.928 | 0
23.09. | 13 | 181.2278 |  | 145.2998 | 0 | 0 | 35.928 | 0
23.09. | 14 | 181.2278 |  | 145.2998 | 0 | 0 | 35.928 | 0
23.09. | 15 | 181.2278 |  | 145.2998 | 0 | 0 | 35.928 | 0
23.09. | 16 | 181.2278 |  | 145.2998 | 0 | 0 | 35.928 | 0
23.09. | 17 | 181.2278 |  | 145.2998 | 0 | 0 | 35.928 | 0
23.09. | 18 | 181.2278 |  | 145.2998 | 0 | 0 | 35.928 | 0
23.09. | 19 | 181.2278 |  | 145.2998 | 0 | 0 | 35.928 | 0
23.09. | 20 | 181.2278 |  | 145.2998 | 0 | 0 | 35.928 | 0
23.09. | 21 | 181.2278 |  | 145.2998 | 0 | 0 | 35.928 | 0
23.09. | 22 | 181.2278 |  | 145.2998 | 0 | 0 | 35.928 | 0
23.09. | 23 | 181.2278 |  | 145.2998 | 0 | 0 | 35.928 | 0
23.09. | 24 | 181.2278 |  | 145.2998 | 0 | 0 | 35.928 | 0
24.09. | 1 | 181.2278 |  | 145.2998 | 0 | 0 | 35.928 | 0
24.09. | 2 | 181.2278 |  | 145.2998 | 0 | 0 | 35.928 | 0
24.09. | 3 | 181.2278 |  | 145.2998 | 0 | 0 | 35.928 | 0
24.09. | 4 | 181.2278 |  | 145.2998 | 0 | 0 | 35.928 | 0
24.09. | 5 | 181.2278 |  | 145.2998 | 0 | 0 | 35.928 | 0
24.09. | 6 | 181.2278 |  | 145.2998 | 0 | 0 | 35.928 | 0
24.09. | 7 | 181.2278 |  | 145.2998 | 0 | 0 | 35.928 | 0
24.09. | 8 | 181.2278 |  | 145.2998 | 0 | 0 | 35.928 | 0
24.09. | 9 | 181.2278 |  | 145.2998 | 0 | 0 | 35.928 | 0
24.09. | 10 | 181.2278 |  | 145.2998 | 0 | 0 | 35.928 | 0
24.09. | 11 | 181.2278 |  | 145.2998 | 0 | 0 | 35.928 | 0
24.09. | 12 | 181.2278 |  | 145.2998 | 0 | 0 | 35.928 | 0
24.09. | 13 | 181.2278 |  | 145.2998 | 0 | 0 | 35.928 | 0
24.09. | 14 | 181.2278 |  | 145.2998 | 0 | 0 | 35.928 | 0
24.09. | 15 | 181.2278 |  | 145.2998 | 0 | 0 | 35.928 | 0
24.09. | 16 | 181.2278 |  | 145.2998 | 0 | 0 | 35.928 | 0
24.09. | 17 | 181.2278 |  | 145.2998 | 0 | 0 | 35.928 | 0
24.09. | 18 | 181.2278 |  | 145.2998 | 0 | 0 | 35.928 | 0
24.09. | 19 | 181.2278 |  | 145.2998 | 0 | 0 | 35.928 | 0
24.09. | 20 | 181.2278 |  | 145.2998 | 0 | 0 | 35.928 | 0
24.09. | 21 | 181.2278 |  | 145.2998 | 0 | 0 | 35.928 | 0
24.09. | 22 | 181.2278 |  | 145.2998 | 0 | 0 | 35.928 | 0
24.09. | 23 | 181.2278 |  | 145.2998 | 0 | 0 | 35.928 | 0
24.09. | 24 | 181.2278 |  | 145.2998 | 0 | 0 | 35.928 | 0
25.09. | 1 | 181.2278 |  | 145.2998 | 0 | 0 | 35.928 | 0
25.09. | 2 | 181.2278 |  | 145.2998 | 0 | 0 | 35.928 | 0
25.09. | 3 | 181.2278 |  | 145.2998 | 0 | 0 | 35.928 | 0
25.09. | 4 | 181.2278 |  | 145.2998 | 0 | 0 | 35.928 | 0
25.09. | 5 | 181.2278 |  | 145.2998 | 0 | 0 | 35.928 | 0
25.09. | 6 | 181.2278 |  | 145.2998 | 0 | 0 | 35.928 | 0
25.09. | 7 | 181.2278 |  | 145.2998 | 0 | 0 | 35.928 | 0
25.09. | 8 | 181.2278 |  | 145.2998 | 0 | 0 | 35.928 | 0
25.09. | 9 | 181.2278 |  | 145.2998 | 0 | 0 | 35.928 | 0
25.09. | 10 | 181.2278 |  | 145.2998 | 0 | 0 | 35.928 | 0
25.09. | 11 | 181.2278 |  | 145.2998 | 0 | 0 | 35.928 | 0
25.09. | 12 | 181.2278 |  | 145.2998 | 0 | 0 | 35.928 | 0
25.09. | 13 | 181.2278 |  | 145.2998 | 0 | 0 | 35.928 | 0
25.09. | 14 | 181.2278 |  | 145.2998 | 0 | 0 | 35.928 | 0
25.09. | 15 | 181.2278 |  | 145.2998 | 0 | 0 | 35.928 | 0
25.09. | 16 | 181.2278 |  | 145.2998 | 0 | 0 | 35.928 | 0
25.09. | 17 | 181.2278 |  | 145.2998 | 0 | 0 | 35.928 | 0
25.09. | 18 | 181.2278 |  | 145.2998 | 0 | 0 | 35.928 | 0
25.09. | 19 | 181.2278 |  | 145.2998 | 0 | 0 | 35.928 | 0
25.09. | 20 | 181.2278 |  | 145.2998 | 0 | 0 | 35.928 | 0
25.09. | 21 | 181.2278 |  | 145.2998 | 0 | 0 | 35.928 | 0
25.09. | 22 | 181.2278 |  | 145.2998 | 0 | 0 | 35.928 | 0
25.09. | 23 | 181.2278 |  | 145.2998 | 0 | 0 | 35.928 | 0
25.09. | 24 | 181.2278 |  | 145.2998 | 0 | 0 | 35.928 | 0
26.09. | 1 | 181.2278 |  | 145.2998 | 0 | 0 | 35.928 | 0
26.09. | 2 | 181.2278 |  | 145.2998 | 0 | 0 | 35.928 | 0
26.09. | 3 | 181.2278 |  | 145.2998 | 0 | 0 | 35.928 | 0
26.09. | 4 | 181.2278 |  | 145.2998 | 0 | 0 | 35.928 | 0
26.09. | 5 | 181.2278 |  | 145.2998 | 0 | 0 | 35.928 | 0
26.09. | 6 | 181.2278 |  | 145.2998 | 0 | 0 | 35.928 | 0
26.09. | 7 | 181.2278 |  | 145.2998 | 0 | 0 | 35.928 | 0
26.09. | 8 | 181.2278 |  | 145.2998 | 0 | 0 | 35.928 | 0
26.09. | 9 | 181.2278 |  | 145.2998 | 0 | 0 | 35.928 | 0
26.09. | 10 | 181.2278 |  | 145.2998 | 0 | 0 | 35.928 | 0
26.09. | 11 | 181.2278 |  | 145.2998 | 0 | 0 | 35.928 | 0
26.09. | 12 | 181.2278 |  | 145.2998 | 0 | 0 | 35.928 | 0
26.09. | 13 | 181.2278 |  | 145.2998 | 0 | 0 | 35.928 | 0
26.09. | 14 | 181.2278 |  | 145.2998 | 0 | 0 | 35.928 | 0
26.09. | 15 | 181.2278 |  | 145.2998 | 0 | 0 | 35.928 | 0
26.09. | 16 | 181.2278 |  | 145.2998 | 0 | 0 | 35.928 | 0
26.09. | 17 | 181.2278 |  | 145.2998 | 0 | 0 | 35.928 | 0
26.09. | 18 | 181.2278 |  | 145.2998 | 0 | 0 | 35.928 | 0
26.09. | 19 | 181.2278 |  | 145.2998 | 0 | 0 | 35.928 | 0
26.09. | 20 | 181.2278 |  | 145.2998 | 0 | 0 | 35.928 | 0
26.09. | 21 | 181.2278 |  | 145.2998 | 0 | 0 | 35.928 | 0
26.09. | 22 | 181.2278 |  | 145.2998 | 0 | 0 | 35.928 | 0
26.09. | 23 | 181.2278 |  | 145.2998 | 0 | 0 | 35.928 | 0
26.09. | 24 | 181.2278 |  | 145.2998 | 0 | 0 | 35.928 | 0
27.09. | 1 | 181.2278 |  | 145.2998 | 0 | 0 | 35.928 | 0
27.09. | 2 | 181.2278 |  | 145.2998 | 0 | 0 | 35.928 | 0
27.09. | 3 | 181.2278 |  | 145.2998 | 0 | 0 | 35.928 | 0
27.09. | 4 | 181.2278 |  | 145.2998 | 0 | 0 | 35.928 | 0
27.09. | 5 | 181.2278 |  | 145.2998 | 0 | 0 | 35.928 | 0
27.09. | 6 | 181.2278 |  | 145.2998 | 0 | 0 | 35.928 | 0
27.09. | 7 | 181.2278 |  | 145.2998 | 0 | 0 | 35.928 | 0
27.09. | 8 | 181.2278 |  | 145.2998 | 0 | 0 | 35.928 | 0
27.09. | 9 | 181.2278 |  | 145.2998 | 0 | 0 | 35.928 | 0
27.09. | 10 | 181.2278 |  | 145.2998 | 0 | 0 | 35.928 | 0
27.09. | 11 | 181.2278 |  | 145.2998 | 0 | 0 | 35.928 | 0
27.09. | 12 | 181.2278 |  | 145.2998 | 0 | 0 | 35.928 | 0
27.09. | 13 | 181.2278 |  | 145.2998 | 0 | 0 | 35.928 | 0
27.09. | 14 | 181.2278 |  | 145.2998 | 0 | 0 | 35.928 | 0
27.09. | 15 | 181.2278 |  | 145.2998 | 0 | 0 | 35.928 | 0
27.09. | 16 | 181.2278 |  | 145.2998 | 0 | 0 | 35.928 | 0
27.09. | 17 | 181.2278 |  | 145.2998 | 0 | 0 | 35.928 | 0
27.09. | 18 | 181.2278 |  | 145.2998 | 0 | 0 | 35.928 | 0
27.09. | 19 | 181.2278 |  | 145.2998 | 0 | 0 | 35.928 | 0
27.09. | 20 | 181.2278 |  | 145.2998 | 0 | 0 | 35.928 | 0
27.09. | 21 | 181.2278 |  | 145.2998 | 0 | 0 | 35.928 | 0
27.09. | 22 | 181.2278 |  | 145.2998 | 0 | 0 | 35.928 | 0
27.09. | 23 | 181.2278 |  | 145.2998 | 0 | 0 | 35.928 | 0
27.09. | 24 | 181.2278 |  | 145.2998 | 0 | 0 | 35.928 | 0
28.09. | 1 | 181.2278 |  | 145.2998 | 0 | 0 | 35.928 | 0
28.09. | 2 | 181.2278 |  | 145.2998 | 0 | 0 | 35.928 | 0
28.09. | 3 | 181.2278 |  | 145.2998 | 0 | 0 | 35.928 | 0
28.09. | 4 | 181.2278 |  | 145.2998 | 0 | 0 | 35.928 | 0
28.09. | 5 | 181.2278 |  | 145.2998 | 0 | 0 | 35.928 | 0
28.09. | 6 | 181.2278 |  | 145.2998 | 0 | 0 | 35.928 | 0
28.09. | 7 | 181.2278 |  | 145.2998 | 0 | 0 | 35.928 | 0
28.09. | 8 | 181.2278 |  | 145.2998 | 0 | 0 | 35.928 | 0
28.09. | 9 | 181.2278 |  | 145.2998 | 0 | 0 | 35.928 | 0
28.09. | 10 | 181.2278 |  | 145.2998 | 0 | 0 | 35.928 | 0
28.09. | 11 | 181.2278 |  | 145.2998 | 0 | 0 | 35.928 | 0
28.09. | 12 | 181.2278 |  | 145.2998 | 0 | 0 | 35.928 | 0
28.09. | 13 | 181.2278 |  | 145.2998 | 0 | 0 | 35.928 | 0
28.09. | 14 | 181.2278 |  | 145.2998 | 0 | 0 | 35.928 | 0
28.09. | 15 | 181.2278 |  | 145.2998 | 0 | 0 | 35.928 | 0
28.09. | 16 | 181.2278 |  | 145.2998 | 0 | 0 | 35.928 | 0
28.09. | 17 | 181.2278 |  | 145.2998 | 0 | 0 | 35.928 | 0
28.09. | 18 | 181.2278 |  | 145.2998 | 0 | 0 | 35.928 | 0
28.09. | 19 | 181.2278 |  | 145.2998 | 0 | 0 | 35.928 | 0
28.09. | 20 | 181.2278 |  | 145.2998 | 0 | 0 | 35.928 | 0
28.09. | 21 | 181.2278 |  | 145.2998 | 0 | 0 | 35.928 | 0
28.09. | 22 | 181.2278 |  | 145.2998 | 0 | 0 | 35.928 | 0
28.09. | 23 | 181.2278 |  | 145.2998 | 0 | 0 | 35.928 | 0
28.09. | 24 | 181.2278 |  | 145.2998 | 0 | 0 | 35.928 | 0
29.09. | 1 | 181.2278 |  | 145.2998 | 0 | 0 | 35.928 | 0
29.09. | 2 | 181.2278 |  | 145.2998 | 0 | 0 | 35.928 | 0
29.09. | 3 | 181.2278 |  | 145.2998 | 0 | 0 | 35.928 | 0
29.09. | 4 | 181.2278 |  | 145.2998 | 0 | 0 | 35.928 | 0
29.09. | 5 | 181.2278 |  | 145.2998 | 0 | 0 | 35.928 | 0
29.09. | 6 | 181.2278 |  | 145.2998 | 0 | 0 | 35.928 | 0
29.09. | 7 | 181.2278 |  | 145.2998 | 0 | 0 | 35.928 | 0
29.09. | 8 | 181.2278 |  | 145.2998 | 0 | 0 | 35.928 | 0
29.09. | 9 | 181.2278 |  | 145.2998 | 0 | 0 | 35.928 | 0
29.09. | 10 | 181.2278 |  | 145.2998 | 0 | 0 | 35.928 | 0
29.09. | 11 | 181.2278 |  | 145.2998 | 0 | 0 | 35.928 | 0
29.09. | 12 | 181.2278 |  | 145.2998 | 0 | 0 | 35.928 | 0
29.09. | 13 | 181.2278 |  | 145.2998 | 0 | 0 | 35.928 | 0
29.09. | 14 | 181.2278 |  | 145.2998 | 0 | 0 | 35.928 | 0
29.09. | 15 | 181.2278 |  | 145.2998 | 0 | 0 | 35.928 | 0
29.09. | 16 | 181.2278 |  | 145.2998 | 0 | 0 | 35.928 | 0
29.09. | 17 | 181.2278 |  | 145.2998 | 0 | 0 | 35.928 | 0
29.09. | 18 | 181.2278 |  | 145.2998 | 0 | 0 | 35.928 | 0
29.09. | 19 | 181.2278 |  | 145.2998 | 0 | 0 | 35.928 | 0
29.09. | 20 | 181.2278 |  | 145.2998 | 0 | 0 | 35.928 | 0
29.09. | 21 | 181.2278 |  | 145.2998 | 0 | 0 | 35.928 | 0
29.09. | 22 | 181.2278 |  | 145.2998 | 0 | 0 | 35.928 | 0
29.09. | 23 | 181.2278 |  | 145.2998 | 0 | 0 | 35.928 | 0
29.09. | 24 | 181.2278 |  | 145.2998 | 0 | 0 | 35.928 | 0
30.09. | 1 | 181.2278 |  | 145.2998 | 0 | 0 | 35.928 | 0
30.09. | 2 | 181.2278 |  | 145.2998 | 0 | 0 | 35.928 | 0
30.09. | 3 | 181.2278 |  | 145.2998 | 0 | 0 | 35.928 | 0
30.09. | 4 | 181.2278 |  | 145.2998 | 0 | 0 | 35.928 | 0
30.09. | 5 | 181.2278 |  | 145.2998 | 0 | 0 | 35.928 | 0
30.09. | 6 | 181.2278 |  | 145.2998 | 0 | 0 | 35.928 | 0
30.09. | 7 | 181.2278 |  | 145.2998 | 0 | 0 | 35.928 | 0
30.09. | 8 | 181.2278 |  | 145.2998 | 0 | 0 | 35.928 | 0
30.09. | 9 | 181.2278 |  | 145.2998 | 0 | 0 | 35.928 | 0
30.09. | 10 | 181.2278 |  | 145.2998 | 0 | 0 | 35.928 | 0
30.09. | 11 | 181.2278 |  | 145.2998 | 0 | 0 | 35.928 | 0
30.09. | 12 | 181.2278 |  | 145.2998 | 0 | 0 | 35.928 | 0
30.09. | 13 | 181.2278 |  | 145.2998 | 0 | 0 | 35.928 | 0
30.09. | 14 | 181.2278 |  | 145.2998 | 0 | 0 | 35.928 | 0
30.09. | 15 | 181.2278 |  | 145.2998 | 0 | 0 | 35.928 | 0
30.09. | 16 | 181.2278 |  | 145.2998 | 0 | 0 | 35.928 | 0
30.09. | 17 | 181.2278 |  | 145.2998 | 0 | 0 | 35.928 | 0
30.09. | 18 | 181.2278 |  | 145.2998 | 0 | 0 | 35.928 | 0
30.09. | 19 | 181.2278 |  | 145.2998 | 0 | 0 | 35.928 | 0
30.09. | 20 | 181.2278 |  | 145.2998 | 0 | 0 | 35.928 | 0
30.09. | 21 | 181.2278 |  | 145.2998 | 0 | 0 | 35.928 | 0
30.09. | 22 | 181.2278 |  | 145.2998 | 0 | 0 | 35.928 | 0
30.09. | 23 | 181.2278 |  | 145.2998 | 0 | 0 | 35.928 | 0
30.09. | 24 | 181.2278 |  | 145.2998 | 0 | 0 | 35.928 | 0
01.10. | 1 | 181.2278 |  | 145.2998 | 0 | 0 | 35.928 | 0
01.10. | 2 | 181.2278 |  | 145.2998 | 0 | 0 | 35.928 | 0
01.10. | 3 | 181.2278 |  | 145.2998 | 0 | 0 | 35.928 | 0
01.10. | 4 | 181.2278 |  | 145.2998 | 0 | 0 | 35.928 | 0
01.10. | 5 | 181.2278 |  | 145.2998 | 0 | 0 | 35.928 | 0
01.10. | 6 | 181.2278 |  | 145.2998 | 0 | 0 | 35.928 | 0
01.10. | 7 | 181.2278 |  | 145.2998 | 0 | 0 | 35.928 | 0
01.10. | 8 | 181.2278 |  | 145.2998 | 0 | 0 | 35.928 | 0
01.10. | 9 | 181.2278 |  | 145.2998 | 0 | 0 | 35.928 | 0
01.10. | 10 | 181.2278 |  | 145.2998 | 0 | 0 | 35.928 | 0
01.10. | 11 | 181.2278 |  | 145.2998 | 0 | 0 | 35.928 | 0
01.10. | 12 | 181.2278 |  | 145.2998 | 0 | 0 | 35.928 | 0
01.10. | 13 | 181.2278 |  | 145.2998 | 0 | 0 | 35.928 | 0
01.10. | 14 | 181.2278 |  | 145.2998 | 0 | 0 | 35.928 | 0
01.10. | 15 | 181.2278 |  | 145.2998 | 0 | 0 | 35.928 | 0
01.10. | 16 | 181.2278 |  | 145.2998 | 0 | 0 | 35.928 | 0
01.10. | 17 | 181.2278 |  | 145.2998 | 0 | 0 | 35.928 | 0
01.10. | 18 | 181.2278 |  | 145.2998 | 0 | 0 | 35.928 | 0
01.10. | 19 | 181.2278 |  | 145.2998 | 0 | 0 | 35.928 | 0
01.10. | 20 | 181.2278 |  | 145.2998 | 0 | 0 | 35.928 | 0
01.10. | 21 | 181.2278 |  | 145.2998 | 0 | 0 | 35.928 | 0
01.10. | 22 | 181.2278 |  | 145.2998 | 0 | 0 | 35.928 | 0
01.10. | 23 | 181.2278 |  | 145.2998 | 0 | 0 | 35.928 | 0
01.10. | 24 | 181.2278 |  | 145.2998 | 0 | 0 | 35.928 | 0
02.10. | 1 | 181.2278 |  | 145.2998 | 0 | 0 | 35.928 | 0
02.10. | 2 | 181.2278 |  | 145.2998 | 0 | 0 | 35.928 | 0
02.10. | 3 | 181.2278 |  | 145.2998 | 0 | 0 | 35.928 | 0
02.10. | 4 | 181.2278 |  | 145.2998 | 0 | 0 | 35.928 | 0
02.10. | 5 | 181.2278 |  | 145.2998 | 0 | 0 | 35.928 | 0
02.10. | 6 | 181.2278 |  | 145.2998 | 0 | 0 | 35.928 | 0
02.10. | 7 | 181.2278 |  | 145.2998 | 0 | 0 | 35.928 | 0
02.10. | 8 | 181.2278 |  | 145.2998 | 0 | 0 | 35.928 | 0
02.10. | 9 | 181.2278 |  | 145.2998 | 0 | 0 | 35.928 | 0
02.10. | 10 | 181.2278 |  | 145.2998 | 0 | 0 | 35.928 | 0
02.10. | 11 | 181.2278 |  | 145.2998 | 0 | 0 | 35.928 | 0
02.10. | 12 | 181.2278 |  | 145.2998 | 0 | 0 | 35.928 | 0
02.10. | 13 | 181.2278 |  | 145.2998 | 0 | 0 | 35.928 | 0
02.10. | 14 | 181.2278 |  | 145.2998 | 0 | 0 | 35.928 | 0
02.10. | 15 | 181.2278 |  | 145.2998 | 0 | 0 | 35.928 | 0
02.10. | 16 | 181.2278 |  | 145.2998 | 0 | 0 | 35.928 | 0
02.10. | 17 | 181.2278 |  | 145.2998 | 0 | 0 | 35.928 | 0
02.10. | 18 | 181.2278 |  | 145.2998 | 0 | 0 | 35.928 | 0
02.10. | 19 | 181.2278 |  | 145.2998 | 0 | 0 | 35.928 | 0
02.10. | 20 | 181.2278 |  | 145.2998 | 0 | 0 | 35.928 | 0
02.10. | 21 | 181.2278 |  | 145.2998 | 0 | 0 | 35.928 | 0
02.10. | 22 | 181.2278 |  | 145.2998 | 0 | 0 | 35.928 | 0
02.10. | 23 | 181.2278 |  | 145.2998 | 0 | 0 | 35.928 | 0
02.10. | 24 | 181.2278 |  | 145.2998 | 0 | 0 | 35.928 | 0
03.10. | 1 | 181.2278 |  | 145.2998 | 0 | 0 | 35.928 | 0
03.10. | 2 | 181.2278 |  | 145.2998 | 0 | 0 | 35.928 | 0
03.10. | 3 | 181.2278 |  | 145.2998 | 0 | 0 | 35.928 | 0
03.10. | 4 | 181.2278 |  | 145.2998 | 0 | 0 | 35.928 | 0
03.10. | 5 | 181.2278 |  | 145.2998 | 0 | 0 | 35.928 | 0
03.10. | 6 | 181.2278 |  | 145.2998 | 0 | 0 | 35.928 | 0
03.10. | 7 | 181.2278 |  | 145.2998 | 0 | 0 | 35.928 | 0
03.10. | 8 | 181.2278 |  | 145.2998 | 0 | 0 | 35.928 | 0
03.10. | 9 | 181.2278 |  | 145.2998 | 0 | 0 | 35.928 | 0
03.10. | 10 | 181.2278 |  | 145.2998 | 0 | 0 | 35.928 | 0
03.10. | 11 | 181.2278 |  | 145.2998 | 0 | 0 | 35.928 | 0
03.10. | 12 | 181.2278 |  | 145.2998 | 0 | 0 | 35.928 | 0
03.10. | 13 | 181.2278 |  | 145.2998 | 0 | 0 | 35.928 | 0
03.10. | 14 | 181.2278 |  | 145.2998 | 0 | 0 | 35.928 | 0
03.10. | 15 | 181.2278 |  | 145.2998 | 0 | 0 | 35.928 | 0
03.10. | 16 | 181.2278 |  | 145.2998 | 0 | 0 | 35.928 | 0
03.10. | 17 | 181.2278 |  | 145.2998 | 0 | 0 | 35.928 | 0
03.10. | 18 | 181.2278 |  | 145.2998 | 0 | 0 | 35.928 | 0
03.10. | 19 | 181.2278 |  | 145.2998 | 0 | 0 | 35.928 | 0
03.10. | 20 | 181.2278 |  | 145.2998 | 0 | 0 | 35.928 | 0
03.10. | 21 | 181.2278 |  | 145.2998 | 0 | 0 | 35.928 | 0
03.10. | 22 | 181.2278 |  | 145.2998 | 0 | 0 | 35.928 | 0
03.10. | 23 | 181.2278 |  | 145.2998 | 0 | 0 | 35.928 | 0
03.10. | 24 | 181.2278 |  | 145.2998 | 0 | 0 | 35.928 | 0
04.10. | 1 | 181.2278 |  | 145.2998 | 0 | 0 | 35.928 | 0
04.10. | 2 | 181.2278 |  | 145.2998 | 0 | 0 | 35.928 | 0
04.10. | 3 | 181.2278 |  | 145.2998 | 0 | 0 | 35.928 | 0
04.10. | 4 | 181.2278 |  | 145.2998 | 0 | 0 | 35.928 | 0
04.10. | 5 | 181.2278 |  | 145.2998 | 0 | 0 | 35.928 | 0
04.10. | 6 | 181.2278 |  | 145.2998 | 0 | 0 | 35.928 | 0
04.10. | 7 | 181.2278 |  | 145.2998 | 0 | 0 | 35.928 | 0
04.10. | 8 | 181.2278 |  | 145.2998 | 0 | 0 | 35.928 | 0
04.10. | 9 | 181.2278 |  | 145.2998 | 0 | 0 | 35.928 | 0
04.10. | 10 | 181.2278 |  | 145.2998 | 0 | 0 | 35.928 | 0
04.10. | 11 | 181.2278 |  | 145.2998 | 0 | 0 | 35.928 | 0
04.10. | 12 | 181.2278 |  | 145.2998 | 0 | 0 | 35.928 | 0
04.10. | 13 | 181.2278 |  | 145.2998 | 0 | 0 | 35.928 | 0
04.10. | 14 | 181.2278 |  | 145.2998 | 0 | 0 | 35.928 | 0
04.10. | 15 | 181.2278 |  | 145.2998 | 0 | 0 | 35.928 | 0
04.10. | 16 | 181.2278 |  | 145.2998 | 0 | 0 | 35.928 | 0
04.10. | 17 | 181.2278 |  | 145.2998 | 0 | 0 | 35.928 | 0
04.10. | 18 | 181.2278 |  | 145.2998 | 0 | 0 | 35.928 | 0
04.10. | 19 | 181.2278 |  | 145.2998 | 0 | 0 | 35.928 | 0
04.10. | 20 | 181.2278 |  | 145.2998 | 0 | 0 | 35.928 | 0
04.10. | 21 | 181.2278 |  | 145.2998 | 0 | 0 | 35.928 | 0
04.10. | 22 | 181.2278 |  | 145.2998 | 0 | 0 | 35.928 | 0
04.10. | 23 | 181.2278 |  | 145.2998 | 0 | 0 | 35.928 | 0
04.10. | 24 | 181.2278 |  | 145.2998 | 0 | 0 | 35.928 | 0
05.10. | 1 | 181.2278 |  | 145.2998 | 0 | 0 | 35.928 | 0
05.10. | 2 | 181.2278 |  | 145.2998 | 0 | 0 | 35.928 | 0
05.10. | 3 | 181.2278 |  | 145.2998 | 0 | 0 | 35.928 | 0
05.10. | 4 | 181.2278 |  | 145.2998 | 0 | 0 | 35.928 | 0
05.10. | 5 | 181.2278 |  | 145.2998 | 0 | 0 | 35.928 | 0
05.10. | 6 | 181.2278 |  | 145.2998 | 0 | 0 | 35.928 | 0
05.10. | 7 | 181.2278 |  | 145.2998 | 0 | 0 | 35.928 | 0
05.10. | 8 | 181.2278 |  | 145.2998 | 0 | 0 | 35.928 | 0
05.10. | 9 | 181.2278 |  | 145.2998 | 0 | 0 | 35.928 | 0
05.10. | 10 | 181.2278 |  | 145.2998 | 0 | 0 | 35.928 | 0
05.10. | 11 | 181.2278 |  | 145.2998 | 0 | 0 | 35.928 | 0
05.10. | 12 | 181.2278 |  | 145.2998 | 0 | 0 | 35.928 | 0
05.10. | 13 | 181.2278 |  | 145.2998 | 0 | 0 | 35.928 | 0
05.10. | 14 | 181.2278 |  | 145.2998 | 0 | 0 | 35.928 | 0
05.10. | 15 | 181.2278 |  | 145.2998 | 0 | 0 | 35.928 | 0
05.10. | 16 | 181.2278 |  | 145.2998 | 0 | 0 | 35.928 | 0
05.10. | 17 | 181.2278 |  | 145.2998 | 0 | 0 | 35.928 | 0
05.10. | 18 | 181.2278 |  | 145.2998 | 0 | 0 | 35.928 | 0
05.10. | 19 | 181.2278 |  | 145.2998 | 0 | 0 | 35.928 | 0
05.10. | 20 | 181.2278 |  | 145.2998 | 0 | 0 | 35.928 | 0
05.10. | 21 | 181.2278 |  | 145.2998 | 0 | 0 | 35.928 | 0
05.10. | 22 | 181.2278 |  | 145.2998 | 0 | 0 | 35.928 | 0
05.10. | 23 | 181.2278 |  | 145.2998 | 0 | 0 | 35.928 | 0
05.10. | 24 | 181.2278 |  | 145.2998 | 0 | 0 | 35.928 | 0
06.10. | 1 | 181.2278 |  | 145.2998 | 0 | 0 | 35.928 | 0
06.10. | 2 | 181.2278 |  | 145.2998 | 0 | 0 | 35.928 | 0
06.10. | 3 | 181.2278 |  | 145.2998 | 0 | 0 | 35.928 | 0
06.10. | 4 | 181.2278 |  | 145.2998 | 0 | 0 | 35.928 | 0
06.10. | 5 | 181.2278 |  | 145.2998 | 0 | 0 | 35.928 | 0
06.10. | 6 | 181.2278 |  | 145.2998 | 0 | 0 | 35.928 | 0
06.10. | 7 | 181.2278 |  | 145.2998 | 0 | 0 | 35.928 | 0
06.10. | 8 | 181.2278 |  | 145.2998 | 0 | 0 | 35.928 | 0
06.10. | 9 | 181.2278 |  | 145.2998 | 0 | 0 | 35.928 | 0
06.10. | 10 | 181.2278 |  | 145.2998 | 0 | 0 | 35.928 | 0
06.10. | 11 | 181.2278 |  | 145.2998 | 0 | 0 | 35.928 | 0
06.10. | 12 | 181.2278 |  | 145.2998 | 0 | 0 | 35.928 | 0
06.10. | 13 | 181.2278 |  | 145.2998 | 0 | 0 | 35.928 | 0
06.10. | 14 | 181.2278 |  | 145.2998 | 0 | 0 | 35.928 | 0
06.10. | 15 | 181.2278 |  | 145.2998 | 0 | 0 | 35.928 | 0
06.10. | 16 | 181.2278 |  | 145.2998 | 0 | 0 | 35.928 | 0
06.10. | 17 | 181.2278 |  | 145.2998 | 0 | 0 | 35.928 | 0
06.10. | 18 | 181.2278 |  | 145.2998 | 0 | 0 | 35.928 | 0
06.10. | 19 | 181.2278 |  | 145.2998 | 0 | 0 | 35.928 | 0
06.10. | 20 | 181.2278 |  | 145.2998 | 0 | 0 | 35.928 | 0
06.10. | 21 | 181.2278 |  | 145.2998 | 0 | 0 | 35.928 | 0
06.10. | 22 | 181.2278 |  | 145.2998 | 0 | 0 | 35.928 | 0
06.10. | 23 | 181.2278 |  | 145.2998 | 0 | 0 | 35.928 | 0
06.10. | 24 | 181.2278 |  | 145.2998 | 0 | 0 | 35.928 | 0
07.10. | 1 | 181.2278 |  | 145.2998 | 0 | 0 | 35.928 | 0
07.10. | 2 | 181.2278 |  | 145.2998 | 0 | 0 | 35.928 | 0
07.10. | 3 | 181.2278 |  | 145.2998 | 0 | 0 | 35.928 | 0
07.10. | 4 | 181.2278 |  | 145.2998 | 0 | 0 | 35.928 | 0
07.10. | 5 | 181.2278 |  | 145.2998 | 0 | 0 | 35.928 | 0
07.10. | 6 | 181.2278 |  | 145.2998 | 0 | 0 | 35.928 | 0
07.10. | 7 | 181.2278 |  | 145.2998 | 0 | 0 | 35.928 | 0
07.10. | 8 | 181.2278 |  | 145.2998 | 0 | 0 | 35.928 | 0
07.10. | 9 | 181.2278 |  | 145.2998 | 0 | 0 | 35.928 | 0
07.10. | 10 | 181.2278 |  | 145.2998 | 0 | 0 | 35.928 | 0
07.10. | 11 | 181.2278 |  | 145.2998 | 0 | 0 | 35.928 | 0
07.10. | 12 | 181.2278 |  | 145.2998 | 0 | 0 | 35.928 | 0
07.10. | 13 | 181.2278 |  | 145.2998 | 0 | 0 | 35.928 | 0
07.10. | 14 | 181.2278 |  | 145.2998 | 0 | 0 | 35.928 | 0
07.10. | 15 | 181.2278 |  | 145.2998 | 0 | 0 | 35.928 | 0
07.10. | 16 | 181.2278 |  | 145.2998 | 0 | 0 | 35.928 | 0
07.10. | 17 | 181.2278 |  | 145.2998 | 0 | 0 | 35.928 | 0
07.10. | 18 | 181.2278 |  | 145.2998 | 0 | 0 | 35.928 | 0
07.10. | 19 | 181.2278 |  | 145.2998 | 0 | 0 | 35.928 | 0
07.10. | 20 | 181.2278 |  | 145.2998 | 0 | 0 | 35.928 | 0
07.10. | 21 | 181.2278 |  | 145.2998 | 0 | 0 | 35.928 | 0
07.10. | 22 | 181.2278 |  | 145.2998 | 0 | 0 | 35.928 | 0
07.10. | 23 | 181.2278 |  | 145.2998 | 0 | 0 | 35.928 | 0
07.10. | 24 | 181.2278 |  | 145.2998 | 0 | 0 | 35.928 | 0
08.10. | 1 | 181.2278 |  | 145.2998 | 0 | 0 | 35.928 | 0
08.10. | 2 | 181.2278 |  | 145.2998 | 0 | 0 | 35.928 | 0
08.10. | 3 | 181.2278 |  | 145.2998 | 0 | 0 | 35.928 | 0
08.10. | 4 | 181.2278 |  | 145.2998 | 0 | 0 | 35.928 | 0
08.10. | 5 | 181.2278 |  | 145.2998 | 0 | 0 | 35.928 | 0
08.10. | 6 | 181.2278 |  | 145.2998 | 0 | 0 | 35.928 | 0
08.10. | 7 | 181.2278 |  | 145.2998 | 0 | 0 | 35.928 | 0
08.10. | 8 | 181.2278 |  | 145.2998 | 0 | 0 | 35.928 | 0
08.10. | 9 | 181.2278 |  | 145.2998 | 0 | 0 | 35.928 | 0
08.10. | 10 | 181.2278 |  | 145.2998 | 0 | 0 | 35.928 | 0
08.10. | 11 | 181.2278 |  | 145.2998 | 0 | 0 | 35.928 | 0
08.10. | 12 | 181.2278 |  | 145.2998 | 0 | 0 | 35.928 | 0
08.10. | 13 | 181.2278 |  | 145.2998 | 0 | 0 | 35.928 | 0
08.10. | 14 | 181.2278 |  | 145.2998 | 0 | 0 | 35.928 | 0
08.10. | 15 | 181.2278 |  | 145.2998 | 0 | 0 | 35.928 | 0
08.10. | 16 | 181.2278 |  | 145.2998 | 0 | 0 | 35.928 | 0
08.10. | 17 | 181.2278 |  | 145.2998 | 0 | 0 | 35.928 | 0
08.10. | 18 | 181.2278 |  | 145.2998 | 0 | 0 | 35.928 | 0
08.10. | 19 | 181.2278 |  | 145.2998 | 0 | 0 | 35.928 | 0
08.10. | 20 | 181.2278 |  | 145.2998 | 0 | 0 | 35.928 | 0
08.10. | 21 | 181.2278 |  | 145.2998 | 0 | 0 | 35.928 | 0
08.10. | 22 | 181.2278 |  | 145.2998 | 0 | 0 | 35.928 | 0
08.10. | 23 | 181.2278 |  | 145.2998 | 0 | 0 | 35.928 | 0
08.10. | 24 | 181.2278 |  | 145.2998 | 0 | 0 | 35.928 | 0
09.10. | 1 | 181.2278 |  | 145.2998 | 0 | 0 | 35.928 | 0
09.10. | 2 | 181.2278 |  | 145.2998 | 0 | 0 | 35.928 | 0
09.10. | 3 | 181.2278 |  | 145.2998 | 0 | 0 | 35.928 | 0
09.10. | 4 | 181.2278 |  | 145.2998 | 0 | 0 | 35.928 | 0
09.10. | 5 | 181.2278 |  | 145.2998 | 0 | 0 | 35.928 | 0
09.10. | 6 | 181.2278 |  | 145.2998 | 0 | 0 | 35.928 | 0
09.10. | 7 | 181.2278 |  | 145.2998 | 0 | 0 | 35.928 | 0
09.10. | 8 | 181.2278 |  | 145.2998 | 0 | 0 | 35.928 | 0
09.10. | 9 | 181.2278 |  | 145.2998 | 0 | 0 | 35.928 | 0
09.10. | 10 | 181.2278 |  | 145.2998 | 0 | 0 | 35.928 | 0
09.10. | 11 | 181.2278 |  | 145.2998 | 0 | 0 | 35.928 | 0
09.10. | 12 | 181.2278 |  | 145.2998 | 0 | 0 | 35.928 | 0
09.10. | 13 | 181.2278 |  | 145.2998 | 0 | 0 | 35.928 | 0
09.10. | 14 | 181.2278 |  | 145.2998 | 0 | 0 | 35.928 | 0
09.10. | 15 | 181.2278 |  | 145.2998 | 0 | 0 | 35.928 | 0
09.10. | 16 | 181.2278 |  | 145.2998 | 0 | 0 | 35.928 | 0
09.10. | 17 | 181.2278 |  | 145.2998 | 0 | 0 | 35.928 | 0
09.10. | 18 | 181.2278 |  | 145.2998 | 0 | 0 | 35.928 | 0
09.10. | 19 | 181.2278 |  | 145.2998 | 0 | 0 | 35.928 | 0
09.10. | 20 | 181.2278 |  | 145.2998 | 0 | 0 | 35.928 | 0
09.10. | 21 | 181.2278 |  | 145.2998 | 0 | 0 | 35.928 | 0
09.10. | 22 | 181.2278 |  | 145.2998 | 0 | 0 | 35.928 | 0
09.10. | 23 | 181.2278 |  | 145.2998 | 0 | 0 | 35.928 | 0
09.10. | 24 | 181.2278 |  | 145.2998 | 0 | 0 | 35.928 | 0
10.10. | 1 | 181.2278 |  | 145.2998 | 0 | 0 | 35.928 | 0
10.10. | 2 | 181.2278 |  | 145.2998 | 0 | 0 | 35.928 | 0
10.10. | 3 | 181.2278 |  | 145.2998 | 0 | 0 | 35.928 | 0
10.10. | 4 | 181.2278 |  | 145.2998 | 0 | 0 | 35.928 | 0
10.10. | 5 | 181.2278 |  | 145.2998 | 0 | 0 | 35.928 | 0
10.10. | 6 | 181.2278 |  | 145.2998 | 0 | 0 | 35.928 | 0
10.10. | 7 | 181.2278 |  | 145.2998 | 0 | 0 | 35.928 | 0
10.10. | 8 | 181.2278 |  | 145.2998 | 0 | 0 | 35.928 | 0
10.10. | 9 | 181.2278 |  | 145.2998 | 0 | 0 | 35.928 | 0
10.10. | 10 | 181.2278 |  | 145.2998 | 0 | 0 | 35.928 | 0
10.10. | 11 | 181.2278 |  | 145.2998 | 0 | 0 | 35.928 | 0
10.10. | 12 | 181.2278 |  | 145.2998 | 0 | 0 | 35.928 | 0
10.10. | 13 | 181.2278 |  | 145.2998 | 0 | 0 | 35.928 | 0
10.10. | 14 | 181.2278 |  | 145.2998 | 0 | 0 | 35.928 | 0
10.10. | 15 | 181.2278 |  | 145.2998 | 0 | 0 | 35.928 | 0
10.10. | 16 | 181.2278 |  | 145.2998 | 0 | 0 | 35.928 | 0
10.10. | 17 | 181.2278 |  | 145.2998 | 0 | 0 | 35.928 | 0
10.10. | 18 | 181.2278 |  | 145.2998 | 0 | 0 | 35.928 | 0
10.10. | 19 | 181.2278 |  | 145.2998 | 0 | 0 | 35.928 | 0
10.10. | 20 | 181.2278 |  | 145.2998 | 0 | 0 | 35.928 | 0
10.10. | 21 | 181.2278 |  | 145.2998 | 0 | 0 | 35.928 | 0
10.10. | 22 | 181.2278 |  | 145.2998 | 0 | 0 | 35.928 | 0
10.10. | 23 | 181.2278 |  | 145.2998 | 0 | 0 | 35.928 | 0
10.10. | 24 | 181.2278 |  | 145.2998 | 0 | 0 | 35.928 | 0
11.10. | 1 | 181.2278 |  | 145.2998 | 0 | 0 | 35.928 | 0
11.10. | 2 | 181.2278 |  | 145.2998 | 0 | 0 | 35.928 | 0
11.10. | 3 | 181.2278 |  | 145.2998 | 0 | 0 | 35.928 | 0
11.10. | 4 | 181.2278 |  | 145.2998 | 0 | 0 | 35.928 | 0
11.10. | 5 | 181.2278 |  | 145.2998 | 0 | 0 | 35.928 | 0
11.10. | 6 | 181.2278 |  | 145.2998 | 0 | 0 | 35.928 | 0
11.10. | 7 | 181.2278 |  | 145.2998 | 0 | 0 | 35.928 | 0
11.10. | 8 | 181.2278 |  | 145.2998 | 0 | 0 | 35.928 | 0
11.10. | 9 | 181.2278 |  | 145.2998 | 0 | 0 | 35.928 | 0
11.10. | 10 | 181.2278 |  | 145.2998 | 0 | 0 | 35.928 | 0
11.10. | 11 | 181.2278 |  | 145.2998 | 0 | 0 | 35.928 | 0
11.10. | 12 | 181.2278 |  | 145.2998 | 0 | 0 | 35.928 | 0
11.10. | 13 | 181.2278 |  | 145.2998 | 0 | 0 | 35.928 | 0
11.10. | 14 | 181.2278 |  | 145.2998 | 0 | 0 | 35.928 | 0
11.10. | 15 | 181.2278 |  | 145.2998 | 0 | 0 | 35.928 | 0
11.10. | 16 | 181.2278 |  | 145.2998 | 0 | 0 | 35.928 | 0
11.10. | 17 | 181.2278 |  | 145.2998 | 0 | 0 | 35.928 | 0
11.10. | 18 | 181.2278 |  | 145.2998 | 0 | 0 | 35.928 | 0
11.10. | 19 | 181.2278 |  | 145.2998 | 0 | 0 | 35.928 | 0
11.10. | 20 | 181.2278 |  | 145.2998 | 0 | 0 | 35.928 | 0
11.10. | 21 | 181.2278 |  | 145.2998 | 0 | 0 | 35.928 | 0
11.10. | 22 | 181.2278 |  | 145.2998 | 0 | 0 | 35.928 | 0
11.10. | 23 | 181.2278 |  | 145.2998 | 0 | 0 | 35.928 | 0
11.10. | 24 | 181.2278 |  | 145.2998 | 0 | 0 | 35.928 | 0
12.10. | 1 | 181.2278 |  | 145.2998 | 0 | 0 | 35.928 | 0
12.10. | 2 | 181.2278 |  | 145.2998 | 0 | 0 | 35.928 | 0
12.10. | 3 | 181.2278 |  | 145.2998 | 0 | 0 | 35.928 | 0
12.10. | 4 | 181.2278 |  | 145.2998 | 0 | 0 | 35.928 | 0
12.10. | 5 | 181.2278 |  | 145.2998 | 0 | 0 | 35.928 | 0
12.10. | 6 | 181.2278 |  | 145.2998 | 0 | 0 | 35.928 | 0
12.10. | 7 | 181.2278 |  | 145.2998 | 0 | 0 | 35.928 | 0
12.10. | 8 | 181.2278 |  | 145.2998 | 0 | 0 | 35.928 | 0
12.10. | 9 | 181.2278 |  | 145.2998 | 0 | 0 | 35.928 | 0
12.10. | 10 | 181.2278 |  | 145.2998 | 0 | 0 | 35.928 | 0
12.10. | 11 | 181.2278 |  | 145.2998 | 0 | 0 | 35.928 | 0
12.10. | 12 | 181.2278 |  | 145.2998 | 0 | 0 | 35.928 | 0
12.10. | 13 | 181.2278 |  | 145.2998 | 0 | 0 | 35.928 | 0
12.10. | 14 | 181.2278 |  | 145.2998 | 0 | 0 | 35.928 | 0
12.10. | 15 | 181.2278 |  | 145.2998 | 0 | 0 | 35.928 | 0
12.10. | 16 | 181.2278 |  | 145.2998 | 0 | 0 | 35.928 | 0
12.10. | 17 | 181.2278 |  | 145.2998 | 0 | 0 | 35.928 | 0
12.10. | 18 | 181.2278 |  | 145.2998 | 0 | 0 | 35.928 | 0
12.10. | 19 | 181.2278 |  | 145.2998 | 0 | 0 | 35.928 | 0
12.10. | 20 | 181.2278 |  | 145.2998 | 0 | 0 | 35.928 | 0
12.10. | 21 | 181.2278 |  | 145.2998 | 0 | 0 | 35.928 | 0
12.10. | 22 | 181.2278 |  | 145.2998 | 0 | 0 | 35.928 | 0
12.10. | 23 | 181.2278 |  | 145.2998 | 0 | 0 | 35.928 | 0
12.10. | 24 | 181.2278 |  | 145.2998 | 0 | 0 | 35.928 | 0
13.10. | 1 | 181.2278 |  | 145.2998 | 0 | 0 | 35.928 | 0
13.10. | 2 | 181.2278 |  | 145.2998 | 0 | 0 | 35.928 | 0
13.10. | 3 | 181.2278 |  | 145.2998 | 0 | 0 | 35.928 | 0
13.10. | 4 | 181.2278 |  | 145.2998 | 0 | 0 | 35.928 | 0
13.10. | 5 | 181.2278 |  | 145.2998 | 0 | 0 | 35.928 | 0
13.10. | 6 | 181.2278 |  | 145.2998 | 0 | 0 | 35.928 | 0
13.10. | 7 | 181.2278 |  | 145.2998 | 0 | 0 | 35.928 | 0
13.10. | 8 | 181.2278 |  | 145.2998 | 0 | 0 | 35.928 | 0
13.10. | 9 | 181.2278 |  | 145.2998 | 0 | 0 | 35.928 | 0
13.10. | 10 | 181.2278 |  | 145.2998 | 0 | 0 | 35.928 | 0
13.10. | 11 | 181.2278 |  | 145.2998 | 0 | 0 | 35.928 | 0
13.10. | 12 | 181.2278 |  | 145.2998 | 0 | 0 | 35.928 | 0
13.10. | 13 | 181.2278 |  | 145.2998 | 0 | 0 | 35.928 | 0
13.10. | 14 | 181.2278 |  | 145.2998 | 0 | 0 | 35.928 | 0
13.10. | 15 | 181.2278 |  | 145.2998 | 0 | 0 | 35.928 | 0
13.10. | 16 | 181.2278 |  | 145.2998 | 0 | 0 | 35.928 | 0
13.10. | 17 | 181.2278 |  | 145.2998 | 0 | 0 | 35.928 | 0
13.10. | 18 | 181.2278 |  | 145.2998 | 0 | 0 | 35.928 | 0
13.10. | 19 | 181.2278 |  | 145.2998 | 0 | 0 | 35.928 | 0
13.10. | 20 | 181.2278 |  | 145.2998 | 0 | 0 | 35.928 | 0
13.10. | 21 | 181.2278 |  | 145.2998 | 0 | 0 | 35.928 | 0
13.10. | 22 | 181.2278 |  | 145.2998 | 0 | 0 | 35.928 | 0
13.10. | 23 | 181.2278 |  | 145.2998 | 0 | 0 | 35.928 | 0
13.10. | 24 | 181.2278 |  | 145.2998 | 0 | 0 | 35.928 | 0
14.10. | 1 | 181.2278 |  | 145.2998 | 0 | 0 | 35.928 | 0
14.10. | 2 | 181.2278 |  | 145.2998 | 0 | 0 | 35.928 | 0
14.10. | 3 | 181.2278 |  | 145.2998 | 0 | 0 | 35.928 | 0
14.10. | 4 | 181.2278 |  | 145.2998 | 0 | 0 | 35.928 | 0
14.10. | 5 | 181.2278 |  | 145.2998 | 0 | 0 | 35.928 | 0
14.10. | 6 | 181.2278 |  | 145.2998 | 0 | 0 | 35.928 | 0
14.10. | 7 | 181.2278 |  | 145.2998 | 0 | 0 | 35.928 | 0
14.10. | 8 | 181.2278 |  | 145.2998 | 0 | 0 | 35.928 | 0
14.10. | 9 | 181.2278 |  | 145.2998 | 0 | 0 | 35.928 | 0
14.10. | 10 | 181.2278 |  | 145.2998 | 0 | 0 | 35.928 | 0
14.10. | 11 | 181.2278 |  | 145.2998 | 0 | 0 | 35.928 | 0
14.10. | 12 | 181.2278 |  | 145.2998 | 0 | 0 | 35.928 | 0
14.10. | 13 | 181.2278 |  | 145.2998 | 0 | 0 | 35.928 | 0
14.10. | 14 | 181.2278 |  | 145.2998 | 0 | 0 | 35.928 | 0
14.10. | 15 | 181.2278 |  | 145.2998 | 0 | 0 | 35.928 | 0
14.10. | 16 | 181.2278 |  | 145.2998 | 0 | 0 | 35.928 | 0
14.10. | 17 | 181.2278 |  | 145.2998 | 0 | 0 | 35.928 | 0
14.10. | 18 | 181.2278 |  | 145.2998 | 0 | 0 | 35.928 | 0
14.10. | 19 | 181.2278 |  | 145.2998 | 0 | 0 | 35.928 | 0
14.10. | 20 | 181.2278 |  | 145.2998 | 0 | 0 | 35.928 | 0
14.10. | 21 | 181.2278 |  | 145.2998 | 0 | 0 | 35.928 | 0
14.10. | 22 | 181.2278 |  | 145.2998 | 0 | 0 | 35.928 | 0
14.10. | 23 | 181.2278 |  | 145.2998 | 0 | 0 | 35.928 | 0
14.10. | 24 | 181.2278 |  | 145.2998 | 0 | 0 | 35.928 | 0
15.10. | 1 | 181.2278 |  | 145.2998 | 0 | 0 | 35.928 | 0
15.10. | 2 | 181.2278 |  | 145.2998 | 0 | 0 | 35.928 | 0
15.10. | 3 | 181.2278 |  | 145.2998 | 0 | 0 | 35.928 | 0
15.10. | 4 | 181.2278 |  | 145.2998 | 0 | 0 | 35.928 | 0
15.10. | 5 | 181.2278 |  | 145.2998 | 0 | 0 | 35.928 | 0
15.10. | 6 | 181.2278 |  | 145.2998 | 0 | 0 | 35.928 | 0
15.10. | 7 | 181.2278 |  | 145.2998 | 0 | 0 | 35.928 | 0
15.10. | 8 | 181.2278 |  | 145.2998 | 0 | 0 | 35.928 | 0
15.10. | 9 | 181.2278 |  | 145.2998 | 0 | 0 | 35.928 | 0
15.10. | 10 | 181.2278 |  | 145.2998 | 0 | 0 | 35.928 | 0
15.10. | 11 | 181.2278 |  | 145.2998 | 0 | 0 | 35.928 | 0
15.10. | 12 | 181.2278 |  | 145.2998 | 0 | 0 | 35.928 | 0
15.10. | 13 | 181.2278 |  | 145.2998 | 0 | 0 | 35.928 | 0
15.10. | 14 | 181.2278 |  | 145.2998 | 0 | 0 | 35.928 | 0
15.10. | 15 | 181.2278 |  | 145.2998 | 0 | 0 | 35.928 | 0
15.10. | 16 | 181.2278 |  | 145.2998 | 0 | 0 | 35.928 | 0
15.10. | 17 | 181.2278 |  | 145.2998 | 0 | 0 | 35.928 | 0
15.10. | 18 | 181.2278 |  | 145.2998 | 0 | 0 | 35.928 | 0
15.10. | 19 | 181.2278 |  | 145.2998 | 0 | 0 | 35.928 | 0
15.10. | 20 | 181.2278 |  | 145.2998 | 0 | 0 | 35.928 | 0
15.10. | 21 | 181.2278 |  | 145.2998 | 0 | 0 | 35.928 | 0
15.10. | 22 | 181.2278 |  | 145.2998 | 0 | 0 | 35.928 | 0
15.10. | 23 | 181.2278 |  | 145.2998 | 0 | 0 | 35.928 | 0
15.10. | 24 | 181.2278 |  | 145.2998 | 0 | 0 | 35.928 | 0
16.10. | 1 | 181.2278 |  | 145.2998 | 0 | 0 | 35.928 | 0
16.10. | 2 | 181.2278 |  | 145.2998 | 0 | 0 | 35.928 | 0
16.10. | 3 | 181.2278 |  | 145.2998 | 0 | 0 | 35.928 | 0
16.10. | 4 | 181.2278 |  | 145.2998 | 0 | 0 | 35.928 | 0
16.10. | 5 | 181.2278 |  | 145.2998 | 0 | 0 | 35.928 | 0
16.10. | 6 | 181.2278 |  | 145.2998 | 0 | 0 | 35.928 | 0
16.10. | 7 | 181.2278 |  | 145.2998 | 0 | 0 | 35.928 | 0
16.10. | 8 | 181.2278 |  | 145.2998 | 0 | 0 | 35.928 | 0
16.10. | 9 | 181.2278 |  | 145.2998 | 0 | 0 | 35.928 | 0
16.10. | 10 | 181.2278 |  | 145.2998 | 0 | 0 | 35.928 | 0
16.10. | 11 | 181.2278 |  | 145.2998 | 0 | 0 | 35.928 | 0
16.10. | 12 | 181.2278 |  | 145.2998 | 0 | 0 | 35.928 | 0
16.10. | 13 | 181.2278 |  | 145.2998 | 0 | 0 | 35.928 | 0
16.10. | 14 | 181.2278 |  | 145.2998 | 0 | 0 | 35.928 | 0
16.10. | 15 | 181.2278 |  | 145.2998 | 0 | 0 | 35.928 | 0
16.10. | 16 | 181.2278 |  | 145.2998 | 0 | 0 | 35.928 | 0
16.10. | 17 | 181.2278 |  | 145.2998 | 0 | 0 | 35.928 | 0
16.10. | 18 | 181.2278 |  | 145.2998 | 0 | 0 | 35.928 | 0
16.10. | 19 | 181.2278 |  | 145.2998 | 0 | 0 | 35.928 | 0
16.10. | 20 | 181.2278 |  | 145.2998 | 0 | 0 | 35.928 | 0
16.10. | 21 | 181.2278 |  | 145.2998 | 0 | 0 | 35.928 | 0
16.10. | 22 | 181.2278 |  | 145.2998 | 0 | 0 | 35.928 | 0
16.10. | 23 | 181.2278 |  | 145.2998 | 0 | 0 | 35.928 | 0
16.10. | 24 | 181.2278 |  | 145.2998 | 0 | 0 | 35.928 | 0
17.10. | 1 | 181.2278 |  | 145.2998 | 0 | 0 | 35.928 | 0
17.10. | 2 | 181.2278 |  | 145.2998 | 0 | 0 | 35.928 | 0
17.10. | 3 | 181.2278 |  | 145.2998 | 0 | 0 | 35.928 | 0
17.10. | 4 | 181.2278 |  | 145.2998 | 0 | 0 | 35.928 | 0
17.10. | 5 | 181.2278 |  | 145.2998 | 0 | 0 | 35.928 | 0
17.10. | 6 | 181.2278 |  | 145.2998 | 0 | 0 | 35.928 | 0
17.10. | 7 | 181.2278 |  | 145.2998 | 0 | 0 | 35.928 | 0
17.10. | 8 | 181.2278 |  | 145.2998 | 0 | 0 | 35.928 | 0
17.10. | 9 | 181.2278 |  | 145.2998 | 0 | 0 | 35.928 | 0
17.10. | 10 | 181.2278 |  | 145.2998 | 0 | 0 | 35.928 | 0
17.10. | 11 | 181.2278 |  | 145.2998 | 0 | 0 | 35.928 | 0
17.10. | 12 | 181.2278 |  | 145.2998 | 0 | 0 | 35.928 | 0
17.10. | 13 | 181.2278 |  | 145.2998 | 0 | 0 | 35.928 | 0
17.10. | 14 | 181.2278 |  | 145.2998 | 0 | 0 | 35.928 | 0
17.10. | 15 | 181.2278 |  | 145.2998 | 0 | 0 | 35.928 | 0
17.10. | 16 | 181.2278 |  | 145.2998 | 0 | 0 | 35.928 | 0
17.10. | 17 | 181.2278 |  | 145.2998 | 0 | 0 | 35.928 | 0
17.10. | 18 | 181.2278 |  | 145.2998 | 0 | 0 | 35.928 | 0
17.10. | 19 | 181.2278 |  | 145.2998 | 0 | 0 | 35.928 | 0
17.10. | 20 | 181.2278 |  | 145.2998 | 0 | 0 | 35.928 | 0
17.10. | 21 | 181.2278 |  | 145.2998 | 0 | 0 | 35.928 | 0
17.10. | 22 | 181.2278 |  | 145.2998 | 0 | 0 | 35.928 | 0
17.10. | 23 | 181.2278 |  | 145.2998 | 0 | 0 | 35.928 | 0
17.10. | 24 | 181.2278 |  | 145.2998 | 0 | 0 | 35.928 | 0
18.10. | 1 | 181.2278 |  | 145.2998 | 0 | 0 | 35.928 | 0
18.10. | 2 | 181.2278 |  | 145.2998 | 0 | 0 | 35.928 | 0
18.10. | 3 | 181.2278 |  | 145.2998 | 0 | 0 | 35.928 | 0
18.10. | 4 | 181.2278 |  | 145.2998 | 0 | 0 | 35.928 | 0
18.10. | 5 | 181.2278 |  | 145.2998 | 0 | 0 | 35.928 | 0
18.10. | 6 | 181.2278 |  | 145.2998 | 0 | 0 | 35.928 | 0
18.10. | 7 | 181.2278 |  | 145.2998 | 0 | 0 | 35.928 | 0
18.10. | 8 | 181.2278 |  | 145.2998 | 0 | 0 | 35.928 | 0
18.10. | 9 | 181.2278 |  | 145.2998 | 0 | 0 | 35.928 | 0
18.10. | 10 | 181.2278 |  | 145.2998 | 0 | 0 | 35.928 | 0
18.10. | 11 | 181.2278 |  | 145.2998 | 0 | 0 | 35.928 | 0
18.10. | 12 | 181.2278 |  | 145.2998 | 0 | 0 | 35.928 | 0
18.10. | 13 | 181.2278 |  | 145.2998 | 0 | 0 | 35.928 | 0
18.10. | 14 | 181.2278 |  | 145.2998 | 0 | 0 | 35.928 | 0
18.10. | 15 | 181.2278 |  | 145.2998 | 0 | 0 | 35.928 | 0
18.10. | 16 | 181.2278 |  | 145.2998 | 0 | 0 | 35.928 | 0
18.10. | 17 | 181.2278 |  | 145.2998 | 0 | 0 | 35.928 | 0
18.10. | 18 | 181.2278 |  | 145.2998 | 0 | 0 | 35.928 | 0
18.10. | 19 | 181.2278 |  | 145.2998 | 0 | 0 | 35.928 | 0
18.10. | 20 | 181.2278 |  | 145.2998 | 0 | 0 | 35.928 | 0
18.10. | 21 | 181.2278 |  | 145.2998 | 0 | 0 | 35.928 | 0
18.10. | 22 | 181.2278 |  | 145.2998 | 0 | 0 | 35.928 | 0
18.10. | 23 | 181.2278 |  | 145.2998 | 0 | 0 | 35.928 | 0
18.10. | 24 | 181.2278 |  | 145.2998 | 0 | 0 | 35.928 | 0
19.10. | 1 | 181.2278 |  | 145.2998 | 0 | 0 | 35.928 | 0
19.10. | 2 | 181.2278 |  | 145.2998 | 0 | 0 | 35.928 | 0
19.10. | 3 | 181.2278 |  | 145.2998 | 0 | 0 | 35.928 | 0
19.10. | 4 | 181.2278 |  | 145.2998 | 0 | 0 | 35.928 | 0
19.10. | 5 | 181.2278 |  | 145.2998 | 0 | 0 | 35.928 | 0
19.10. | 6 | 181.2278 |  | 145.2998 | 0 | 0 | 35.928 | 0
19.10. | 7 | 181.2278 |  | 145.2998 | 0 | 0 | 35.928 | 0
19.10. | 8 | 181.2278 |  | 145.2998 | 0 | 0 | 35.928 | 0
19.10. | 9 | 181.2278 |  | 145.2998 | 0 | 0 | 35.928 | 0
19.10. | 10 | 181.2278 |  | 145.2998 | 0 | 0 | 35.928 | 0
19.10. | 11 | 181.2278 |  | 145.2998 | 0 | 0 | 35.928 | 0
19.10. | 12 | 181.2278 |  | 145.2998 | 0 | 0 | 35.928 | 0
19.10. | 13 | 181.2278 |  | 145.2998 | 0 | 0 | 35.928 | 0
19.10. | 14 | 181.2278 |  | 145.2998 | 0 | 0 | 35.928 | 0
19.10. | 15 | 181.2278 |  | 145.2998 | 0 | 0 | 35.928 | 0
19.10. | 16 | 181.2278 |  | 145.2998 | 0 | 0 | 35.928 | 0
19.10. | 17 | 181.2278 |  | 145.2998 | 0 | 0 | 35.928 | 0
19.10. | 18 | 181.2278 |  | 145.2998 | 0 | 0 | 35.928 | 0
19.10. | 19 | 181.2278 |  | 145.2998 | 0 | 0 | 35.928 | 0
19.10. | 20 | 181.2278 |  | 145.2998 | 0 | 0 | 35.928 | 0
19.10. | 21 | 181.2278 |  | 145.2998 | 0 | 0 | 35.928 | 0
19.10. | 22 | 181.2278 |  | 145.2998 | 0 | 0 | 35.928 | 0
19.10. | 23 | 181.2278 |  | 145.2998 | 0 | 0 | 35.928 | 0
19.10. | 24 | 181.2278 |  | 145.2998 | 0 | 0 | 35.928 | 0
20.10. | 1 | 181.2278 |  | 145.2998 | 0 | 0 | 35.928 | 0
20.10. | 2 | 181.2278 |  | 145.2998 | 0 | 0 | 35.928 | 0
20.10. | 3 | 181.2278 |  | 145.2998 | 0 | 0 | 35.928 | 0
20.10. | 4 | 181.2278 |  | 145.2998 | 0 | 0 | 35.928 | 0
20.10. | 5 | 181.2278 |  | 145.2998 | 0 | 0 | 35.928 | 0
20.10. | 6 | 181.2278 |  | 145.2998 | 0 | 0 | 35.928 | 0
20.10. | 7 | 181.2278 |  | 145.2998 | 0 | 0 | 35.928 | 0
20.10. | 8 | 181.2278 |  | 145.2998 | 0 | 0 | 35.928 | 0
20.10. | 9 | 181.2278 |  | 145.2998 | 0 | 0 | 35.928 | 0
20.10. | 10 | 181.2278 |  | 145.2998 | 0 | 0 | 35.928 | 0
20.10. | 11 | 181.2278 |  | 145.2998 | 0 | 0 | 35.928 | 0
20.10. | 12 | 181.2278 |  | 145.2998 | 0 | 0 | 35.928 | 0
20.10. | 13 | 181.2278 |  | 145.2998 | 0 | 0 | 35.928 | 0
20.10. | 14 | 181.2278 |  | 145.2998 | 0 | 0 | 35.928 | 0
20.10. | 15 | 181.2278 |  | 145.2998 | 0 | 0 | 35.928 | 0
20.10. | 16 | 181.2278 |  | 145.2998 | 0 | 0 | 35.928 | 0
20.10. | 17 | 181.2278 |  | 145.2998 | 0 | 0 | 35.928 | 0
20.10. | 18 | 181.2278 |  | 145.2998 | 0 | 0 | 35.928 | 0
20.10. | 19 | 181.2278 |  | 145.2998 | 0 | 0 | 35.928 | 0
20.10. | 20 | 181.2278 |  | 145.2998 | 0 | 0 | 35.928 | 0
20.10. | 21 | 181.2278 |  | 145.2998 | 0 | 0 | 35.928 | 0
20.10. | 22 | 181.2278 |  | 145.2998 | 0 | 0 | 35.928 | 0
20.10. | 23 | 181.2278 |  | 145.2998 | 0 | 0 | 35.928 | 0
20.10. | 24 | 181.2278 |  | 145.2998 | 0 | 0 | 35.928 | 0
21.10. | 1 | 181.2278 |  | 145.2998 | 0 | 0 | 35.928 | 0
21.10. | 2 | 181.2278 |  | 145.2998 | 0 | 0 | 35.928 | 0
21.10. | 3 | 181.2278 |  | 145.2998 | 0 | 0 | 35.928 | 0
21.10. | 4 | 181.2278 |  | 145.2998 | 0 | 0 | 35.928 | 0
21.10. | 5 | 181.2278 |  | 145.2998 | 0 | 0 | 35.928 | 0
21.10. | 6 | 181.2278 |  | 145.2998 | 0 | 0 | 35.928 | 0
21.10. | 7 | 181.2278 |  | 145.2998 | 0 | 0 | 35.928 | 0
21.10. | 8 | 181.2278 |  | 145.2998 | 0 | 0 | 35.928 | 0
21.10. | 9 | 181.2278 |  | 145.2998 | 0 | 0 | 35.928 | 0
21.10. | 10 | 181.2278 |  | 145.2998 | 0 | 0 | 35.928 | 0
21.10. | 11 | 181.2278 |  | 145.2998 | 0 | 0 | 35.928 | 0
21.10. | 12 | 181.2278 |  | 145.2998 | 0 | 0 | 35.928 | 0
21.10. | 13 | 181.2278 |  | 145.2998 | 0 | 0 | 35.928 | 0
21.10. | 14 | 181.2278 |  | 145.2998 | 0 | 0 | 35.928 | 0
21.10. | 15 | 181.2278 |  | 145.2998 | 0 | 0 | 35.928 | 0
21.10. | 16 | 181.2278 |  | 145.2998 | 0 | 0 | 35.928 | 0
21.10. | 17 | 181.2278 |  | 145.2998 | 0 | 0 | 35.928 | 0
21.10. | 18 | 181.2278 |  | 145.2998 | 0 | 0 | 35.928 | 0
21.10. | 19 | 181.2278 |  | 145.2998 | 0 | 0 | 35.928 | 0
21.10. | 20 | 181.2278 |  | 145.2998 | 0 | 0 | 35.928 | 0
21.10. | 21 | 181.2278 |  | 145.2998 | 0 | 0 | 35.928 | 0
21.10. | 22 | 181.2278 |  | 145.2998 | 0 | 0 | 35.928 | 0
21.10. | 23 | 181.2278 |  | 145.2998 | 0 | 0 | 35.928 | 0
21.10. | 24 | 181.2278 |  | 145.2998 | 0 | 0 | 35.928 | 0
22.10. | 1 | 181.2278 |  | 145.2998 | 0 | 0 | 35.928 | 0
22.10. | 2 | 181.2278 |  | 145.2998 | 0 | 0 | 35.928 | 0
22.10. | 3 | 181.2278 |  | 145.2998 | 0 | 0 | 35.928 | 0
22.10. | 4 | 181.2278 |  | 145.2998 | 0 | 0 | 35.928 | 0
22.10. | 5 | 181.2278 |  | 145.2998 | 0 | 0 | 35.928 | 0
22.10. | 6 | 181.2278 |  | 145.2998 | 0 | 0 | 35.928 | 0
22.10. | 7 | 181.2278 |  | 145.2998 | 0 | 0 | 35.928 | 0
22.10. | 8 | 181.2278 |  | 145.2998 | 0 | 0 | 35.928 | 0
22.10. | 9 | 181.2278 |  | 145.2998 | 0 | 0 | 35.928 | 0
22.10. | 10 | 181.2278 |  | 145.2998 | 0 | 0 | 35.928 | 0
22.10. | 11 | 181.2278 |  | 145.2998 | 0 | 0 | 35.928 | 0
22.10. | 12 | 181.2278 |  | 145.2998 | 0 | 0 | 35.928 | 0
22.10. | 13 | 181.2278 |  | 145.2998 | 0 | 0 | 35.928 | 0
22.10. | 14 | 181.2278 |  | 145.2998 | 0 | 0 | 35.928 | 0
22.10. | 15 | 181.2278 |  | 145.2998 | 0 | 0 | 35.928 | 0
22.10. | 16 | 181.2278 |  | 145.2998 | 0 | 0 | 35.928 | 0
22.10. | 17 | 181.2278 |  | 145.2998 | 0 | 0 | 35.928 | 0
22.10. | 18 | 181.2278 |  | 145.2998 | 0 | 0 | 35.928 | 0
22.10. | 19 | 181.2278 |  | 145.2998 | 0 | 0 | 35.928 | 0
22.10. | 20 | 181.2278 |  | 145.2998 | 0 | 0 | 35.928 | 0
22.10. | 21 | 181.2278 |  | 145.2998 | 0 | 0 | 35.928 | 0
22.10. | 22 | 181.2278 |  | 145.2998 | 0 | 0 | 35.928 | 0
22.10. | 23 | 181.2278 |  | 145.2998 | 0 | 0 | 35.928 | 0
22.10. | 24 | 181.2278 |  | 145.2998 | 0 | 0 | 35.928 | 0
23.10. | 1 | 181.2278 |  | 145.2998 | 0 | 0 | 35.928 | 0
23.10. | 2 | 181.2278 |  | 145.2998 | 0 | 0 | 35.928 | 0
23.10. | 3 | 181.2278 |  | 145.2998 | 0 | 0 | 35.928 | 0
23.10. | 4 | 181.2278 |  | 145.2998 | 0 | 0 | 35.928 | 0
23.10. | 5 | 181.2278 |  | 145.2998 | 0 | 0 | 35.928 | 0
23.10. | 6 | 181.2278 |  | 145.2998 | 0 | 0 | 35.928 | 0
23.10. | 7 | 181.2278 |  | 145.2998 | 0 | 0 | 35.928 | 0
23.10. | 8 | 181.2278 |  | 145.2998 | 0 | 0 | 35.928 | 0
23.10. | 9 | 181.2278 |  | 145.2998 | 0 | 0 | 35.928 | 0
23.10. | 10 | 181.2278 |  | 145.2998 | 0 | 0 | 35.928 | 0
23.10. | 11 | 181.2278 |  | 145.2998 | 0 | 0 | 35.928 | 0
23.10. | 12 | 181.2278 |  | 145.2998 | 0 | 0 | 35.928 | 0
23.10. | 13 | 181.2278 |  | 145.2998 | 0 | 0 | 35.928 | 0
23.10. | 14 | 181.2278 |  | 145.2998 | 0 | 0 | 35.928 | 0
23.10. | 15 | 181.2278 |  | 145.2998 | 0 | 0 | 35.928 | 0
23.10. | 16 | 181.2278 |  | 145.2998 | 0 | 0 | 35.928 | 0
23.10. | 17 | 181.2278 |  | 145.2998 | 0 | 0 | 35.928 | 0
23.10. | 18 | 181.2278 |  | 145.2998 | 0 | 0 | 35.928 | 0
23.10. | 19 | 181.2278 |  | 145.2998 | 0 | 0 | 35.928 | 0
23.10. | 20 | 181.2278 |  | 145.2998 | 0 | 0 | 35.928 | 0
23.10. | 21 | 181.2278 |  | 145.2998 | 0 | 0 | 35.928 | 0
23.10. | 22 | 181.2278 |  | 145.2998 | 0 | 0 | 35.928 | 0
23.10. | 23 | 181.2278 |  | 145.2998 | 0 | 0 | 35.928 | 0
23.10. | 24 | 181.2278 |  | 145.2998 | 0 | 0 | 35.928 | 0
24.10. | 1 | 181.2278 |  | 145.2998 | 0 | 0 | 35.928 | 0
24.10. | 2 | 181.2278 |  | 145.2998 | 0 | 0 | 35.928 | 0
24.10. | 3 | 181.2278 |  | 145.2998 | 0 | 0 | 35.928 | 0
24.10. | 4 | 181.2278 |  | 145.2998 | 0 | 0 | 35.928 | 0
24.10. | 5 | 181.2278 |  | 145.2998 | 0 | 0 | 35.928 | 0
24.10. | 6 | 181.2278 |  | 145.2998 | 0 | 0 | 35.928 | 0
24.10. | 7 | 181.2278 |  | 145.2998 | 0 | 0 | 35.928 | 0
24.10. | 8 | 181.2278 |  | 145.2998 | 0 | 0 | 35.928 | 0
24.10. | 9 | 181.2278 |  | 145.2998 | 0 | 0 | 35.928 | 0
24.10. | 10 | 181.2278 |  | 145.2998 | 0 | 0 | 35.928 | 0
24.10. | 11 | 181.2278 |  | 145.2998 | 0 | 0 | 35.928 | 0
24.10. | 12 | 181.2278 |  | 145.2998 | 0 | 0 | 35.928 | 0
24.10. | 13 | 181.2278 |  | 145.2998 | 0 | 0 | 35.928 | 0
24.10. | 14 | 181.2278 |  | 145.2998 | 0 | 0 | 35.928 | 0
24.10. | 15 | 181.2278 |  | 145.2998 | 0 | 0 | 35.928 | 0
24.10. | 16 | 181.2278 |  | 145.2998 | 0 | 0 | 35.928 | 0
24.10. | 17 | 181.2278 |  | 145.2998 | 0 | 0 | 35.928 | 0
24.10. | 18 | 181.2278 |  | 145.2998 | 0 | 0 | 35.928 | 0
24.10. | 19 | 181.2278 |  | 145.2998 | 0 | 0 | 35.928 | 0
24.10. | 20 | 181.2278 |  | 145.2998 | 0 | 0 | 35.928 | 0
24.10. | 21 | 181.2278 |  | 145.2998 | 0 | 0 | 35.928 | 0
24.10. | 22 | 181.2278 |  | 145.2998 | 0 | 0 | 35.928 | 0
24.10. | 23 | 181.2278 |  | 145.2998 | 0 | 0 | 35.928 | 0
24.10. | 24 | 181.2278 |  | 145.2998 | 0 | 0 | 35.928 | 0
25.10. | 1 | 181.2278 |  | 145.2998 | 0 | 0 | 35.928 | 0
25.10. | 2 | 181.2278 |  | 145.2998 | 0 | 0 | 35.928 | 0
25.10. | 3 | 181.2278 |  | 145.2998 | 0 | 0 | 35.928 | 0
25.10. | 4 | 181.2278 |  | 145.2998 | 0 | 0 | 35.928 | 0
25.10. | 5 | 181.2278 |  | 145.2998 | 0 | 0 | 35.928 | 0
25.10. | 6 | 181.2278 |  | 145.2998 | 0 | 0 | 35.928 | 0
25.10. | 7 | 181.2278 |  | 145.2998 | 0 | 0 | 35.928 | 0
25.10. | 8 | 181.2278 |  | 145.2998 | 0 | 0 | 35.928 | 0
25.10. | 9 | 181.2278 |  | 145.2998 | 0 | 0 | 35.928 | 0
25.10. | 10 | 181.2278 |  | 145.2998 | 0 | 0 | 35.928 | 0
25.10. | 11 | 181.2278 |  | 145.2998 | 0 | 0 | 35.928 | 0
25.10. | 12 | 181.2278 |  | 145.2998 | 0 | 0 | 35.928 | 0
25.10. | 13 | 181.2278 |  | 145.2998 | 0 | 0 | 35.928 | 0
25.10. | 14 | 181.2278 |  | 145.2998 | 0 | 0 | 35.928 | 0
25.10. | 15 | 181.2278 |  | 145.2998 | 0 | 0 | 35.928 | 0
25.10. | 16 | 181.2278 |  | 145.2998 | 0 | 0 | 35.928 | 0
25.10. | 17 | 181.2278 |  | 145.2998 | 0 | 0 | 35.928 | 0
25.10. | 18 | 181.2278 |  | 145.2998 | 0 | 0 | 35.928 | 0
25.10. | 19 | 181.2278 |  | 145.2998 | 0 | 0 | 35.928 | 0
25.10. | 20 | 181.2278 |  | 145.2998 | 0 | 0 | 35.928 | 0
25.10. | 21 | 181.2278 |  | 145.2998 | 0 | 0 | 35.928 | 0
25.10. | 22 | 181.2278 |  | 145.2998 | 0 | 0 | 35.928 | 0
25.10. | 23 | 181.2278 |  | 145.2998 | 0 | 0 | 35.928 | 0
25.10. | 24 | 181.2278 |  | 145.2998 | 0 | 0 | 35.928 | 0
26.10. | 1 | 181.2278 |  | 145.2998 | 0 | 0 | 35.928 | 0
26.10. | 2 | 181.2278 |  | 145.2998 | 0 | 0 | 35.928 | 0
26.10. | 3 | 181.2278 |  | 145.2998 | 0 | 0 | 35.928 | 0
26.10. | 4 | 181.2278 |  | 145.2998 | 0 | 0 | 35.928 | 0
26.10. | 5 | 181.2278 |  | 145.2998 | 0 | 0 | 35.928 | 0
26.10. | 6 | 181.2278 |  | 145.2998 | 0 | 0 | 35.928 | 0
26.10. | 7 | 181.2278 |  | 145.2998 | 0 | 0 | 35.928 | 0
26.10. | 8 | 181.2278 |  | 145.2998 | 0 | 0 | 35.928 | 0
26.10. | 9 | 181.2278 |  | 145.2998 | 0 | 0 | 35.928 | 0
26.10. | 10 | 181.2278 |  | 145.2998 | 0 | 0 | 35.928 | 0
26.10. | 11 | 181.2278 |  | 145.2998 | 0 | 0 | 35.928 | 0
26.10. | 12 | 181.2278 |  | 145.2998 | 0 | 0 | 35.928 | 0
26.10. | 13 | 181.2278 |  | 145.2998 | 0 | 0 | 35.928 | 0
26.10. | 14 | 181.2278 |  | 145.2998 | 0 | 0 | 35.928 | 0
26.10. | 15 | 181.2278 |  | 145.2998 | 0 | 0 | 35.928 | 0
26.10. | 16 | 181.2278 |  | 145.2998 | 0 | 0 | 35.928 | 0
26.10. | 17 | 181.2278 |  | 145.2998 | 0 | 0 | 35.928 | 0
26.10. | 18 | 181.2278 |  | 145.2998 | 0 | 0 | 35.928 | 0
26.10. | 19 | 181.2278 |  | 145.2998 | 0 | 0 | 35.928 | 0
26.10. | 20 | 181.2278 |  | 145.2998 | 0 | 0 | 35.928 | 0
26.10. | 21 | 181.2278 |  | 145.2998 | 0 | 0 | 35.928 | 0
26.10. | 22 | 181.2278 |  | 145.2998 | 0 | 0 | 35.928 | 0
26.10. | 23 | 181.2278 |  | 145.2998 | 0 | 0 | 35.928 | 0
26.10. | 24 | 181.2278 |  | 145.2998 | 0 | 0 | 35.928 | 0
27.10. | 1 | 181.2278 |  | 145.2998 | 0 | 0 | 35.928 | 0
27.10. | 2 | 181.2278 |  | 145.2998 | 0 | 0 | 35.928 | 0
27.10. | 3 | 181.2278 |  | 145.2998 | 0 | 0 | 35.928 | 0
27.10. | 4 | 181.2278 |  | 145.2998 | 0 | 0 | 35.928 | 0
27.10. | 5 | 181.2278 |  | 145.2998 | 0 | 0 | 35.928 | 0
27.10. | 6 | 181.2278 |  | 145.2998 | 0 | 0 | 35.928 | 0
27.10. | 7 | 181.2278 |  | 145.2998 | 0 | 0 | 35.928 | 0
27.10. | 8 | 181.2278 |  | 145.2998 | 0 | 0 | 35.928 | 0
27.10. | 9 | 181.2278 |  | 145.2998 | 0 | 0 | 35.928 | 0
27.10. | 10 | 181.2278 |  | 145.2998 | 0 | 0 | 35.928 | 0
27.10. | 11 | 181.2278 |  | 145.2998 | 0 | 0 | 35.928 | 0
27.10. | 12 | 181.2278 |  | 145.2998 | 0 | 0 | 35.928 | 0
27.10. | 13 | 181.2278 |  | 145.2998 | 0 | 0 | 35.928 | 0
27.10. | 14 | 181.2278 |  | 145.2998 | 0 | 0 | 35.928 | 0
27.10. | 15 | 181.2278 |  | 145.2998 | 0 | 0 | 35.928 | 0
27.10. | 16 | 181.2278 |  | 145.2998 | 0 | 0 | 35.928 | 0
27.10. | 17 | 181.2278 |  | 145.2998 | 0 | 0 | 35.928 | 0
27.10. | 18 | 181.2278 |  | 145.2998 | 0 | 0 | 35.928 | 0
27.10. | 19 | 181.2278 |  | 145.2998 | 0 | 0 | 35.928 | 0
27.10. | 20 | 181.2278 |  | 145.2998 | 0 | 0 | 35.928 | 0
27.10. | 21 | 181.2278 |  | 145.2998 | 0 | 0 | 35.928 | 0
27.10. | 22 | 181.2278 |  | 145.2998 | 0 | 0 | 35.928 | 0
27.10. | 23 | 181.2278 |  | 145.2998 | 0 | 0 | 35.928 | 0
27.10. | 24 | 181.2278 |  | 145.2998 | 0 | 0 | 35.928 | 0
28.10. | 1 | 181.2278 |  | 145.2998 | 0 | 0 | 35.928 | 0
28.10. | 2 | 181.2278 |  | 145.2998 | 0 | 0 | 35.928 | 0
28.10. | 3 | 181.2278 |  | 145.2998 | 0 | 0 | 35.928 | 0
28.10. | 4 | 181.2278 |  | 145.2998 | 0 | 0 | 35.928 | 0
28.10. | 5 | 181.2278 |  | 145.2998 | 0 | 0 | 35.928 | 0
28.10. | 6 | 181.2278 |  | 145.2998 | 0 | 0 | 35.928 | 0
28.10. | 7 | 181.2278 |  | 145.2998 | 0 | 0 | 35.928 | 0
28.10. | 8 | 181.2278 |  | 145.2998 | 0 | 0 | 35.928 | 0
28.10. | 9 | 181.2278 |  | 145.2998 | 0 | 0 | 35.928 | 0
28.10. | 10 | 181.2278 |  | 145.2998 | 0 | 0 | 35.928 | 0
28.10. | 11 | 181.2278 |  | 145.2998 | 0 | 0 | 35.928 | 0
28.10. | 12 | 181.2278 |  | 145.2998 | 0 | 0 | 35.928 | 0
28.10. | 13 | 181.2278 |  | 145.2998 | 0 | 0 | 35.928 | 0
28.10. | 14 | 181.2278 |  | 145.2998 | 0 | 0 | 35.928 | 0
28.10. | 15 | 181.2278 |  | 145.2998 | 0 | 0 | 35.928 | 0
28.10. | 16 | 181.2278 |  | 145.2998 | 0 | 0 | 35.928 | 0
28.10. | 17 | 181.2278 |  | 145.2998 | 0 | 0 | 35.928 | 0
28.10. | 18 | 181.2278 |  | 145.2998 | 0 | 0 | 35.928 | 0
28.10. | 19 | 181.2278 |  | 145.2998 | 0 | 0 | 35.928 | 0
28.10. | 20 | 181.2278 |  | 145.2998 | 0 | 0 | 35.928 | 0
28.10. | 21 | 181.2278 |  | 145.2998 | 0 | 0 | 35.928 | 0
28.10. | 22 | 181.2278 |  | 145.2998 | 0 | 0 | 35.928 | 0
28.10. | 23 | 181.2278 |  | 145.2998 | 0 | 0 | 35.928 | 0
28.10. | 24 | 181.2278 |  | 145.2998 | 0 | 0 | 35.928 | 0
29.10. | 1 | 181.2278 |  | 145.2998 | 0 | 0 | 35.928 | 0
29.10. | 2 | 181.2278 |  | 145.2998 | 0 | 0 | 35.928 | 0
29.10. | 3 | 181.2278 |  | 145.2998 | 0 | 0 | 35.928 | 0
29.10. | 4 | 181.2278 |  | 145.2998 | 0 | 0 | 35.928 | 0
29.10. | 5 | 181.2278 |  | 145.2998 | 0 | 0 | 35.928 | 0
29.10. | 6 | 181.2278 |  | 145.2998 | 0 | 0 | 35.928 | 0
29.10. | 7 | 181.2278 |  | 145.2998 | 0 | 0 | 35.928 | 0
29.10. | 8 | 181.2278 |  | 145.2998 | 0 | 0 | 35.928 | 0
29.10. | 9 | 181.2278 |  | 145.2998 | 0 | 0 | 35.928 | 0
29.10. | 10 | 181.2278 |  | 145.2998 | 0 | 0 | 35.928 | 0
29.10. | 11 | 181.2278 |  | 145.2998 | 0 | 0 | 35.928 | 0
29.10. | 12 | 181.2278 |  | 145.2998 | 0 | 0 | 35.928 | 0
29.10. | 13 | 181.2278 |  | 145.2998 | 0 | 0 | 35.928 | 0
29.10. | 14 | 181.2278 |  | 145.2998 | 0 | 0 | 35.928 | 0
29.10. | 15 | 181.2278 |  | 145.2998 | 0 | 0 | 35.928 | 0
29.10. | 16 | 181.2278 |  | 145.2998 | 0 | 0 | 35.928 | 0
29.10. | 17 | 181.2278 |  | 145.2998 | 0 | 0 | 35.928 | 0
29.10. | 18 | 181.2278 |  | 145.2998 | 0 | 0 | 35.928 | 0
29.10. | 19 | 181.2278 |  | 145.2998 | 0 | 0 | 35.928 | 0
29.10. | 20 | 181.2278 |  | 145.2998 | 0 | 0 | 35.928 | 0
29.10. | 21 | 181.2278 |  | 145.2998 | 0 | 0 | 35.928 | 0
29.10. | 22 | 181.2278 |  | 145.2998 | 0 | 0 | 35.928 | 0
29.10. | 23 | 181.2278 |  | 145.2998 | 0 | 0 | 35.928 | 0
29.10. | 24 | 181.2278 |  | 145.2998 | 0 | 0 | 35.928 | 0
30.10. | 1 | 181.2278 |  | 145.2998 | 0 | 0 | 35.928 | 0
30.10. | 2 | 181.2278 |  | 145.2998 | 0 | 0 | 35.928 | 0
30.10. | 3 | 181.2278 |  | 145.2998 | 0 | 0 | 35.928 | 0
30.10. | 4 | 181.2278 |  | 145.2998 | 0 | 0 | 35.928 | 0
30.10. | 5 | 181.2278 |  | 145.2998 | 0 | 0 | 35.928 | 0
30.10. | 6 | 181.2278 |  | 145.2998 | 0 | 0 | 35.928 | 0
30.10. | 7 | 181.2278 |  | 145.2998 | 0 | 0 | 35.928 | 0
30.10. | 8 | 181.2278 |  | 145.2998 | 0 | 0 | 35.928 | 0
30.10. | 9 | 181.2278 |  | 145.2998 | 0 | 0 | 35.928 | 0
30.10. | 10 | 181.2278 |  | 145.2998 | 0 | 0 | 35.928 | 0
30.10. | 11 | 181.2278 |  | 145.2998 | 0 | 0 | 35.928 | 0
30.10. | 12 | 181.2278 |  | 145.2998 | 0 | 0 | 35.928 | 0
30.10. | 13 | 181.2278 |  | 145.2998 | 0 | 0 | 35.928 | 0
30.10. | 14 | 181.2278 |  | 145.2998 | 0 | 0 | 35.928 | 0
30.10. | 15 | 181.2278 |  | 145.2998 | 0 | 0 | 35.928 | 0
30.10. | 16 | 181.2278 |  | 145.2998 | 0 | 0 | 35.928 | 0
30.10. | 17 | 181.2278 |  | 145.2998 | 0 | 0 | 35.928 | 0
30.10. | 18 | 181.2278 |  | 145.2998 | 0 | 0 | 35.928 | 0
30.10. | 19 | 181.2278 |  | 145.2998 | 0 | 0 | 35.928 | 0
30.10. | 20 | 181.2278 |  | 145.2998 | 0 | 0 | 35.928 | 0
30.10. | 21 | 181.2278 |  | 145.2998 | 0 | 0 | 35.928 | 0
30.10. | 22 | 181.2278 |  | 145.2998 | 0 | 0 | 35.928 | 0
30.10. | 23 | 181.2278 |  | 145.2998 | 0 | 0 | 35.928 | 0
30.10. | 24 | 181.2278 |  | 145.2998 | 0 | 0 | 35.928 | 0
31.10. | 1 | 181.2278 |  | 145.2998 | 0 | 0 | 35.928 | 0
31.10. | 2 | 181.2278 |  | 145.2998 | 0 | 0 | 35.928 | 0
31.10. | 3 | 181.2278 |  | 145.2998 | 0 | 0 | 35.928 | 0
31.10. | 4 | 181.2278 |  | 145.2998 | 0 | 0 | 35.928 | 0
31.10. | 5 | 181.2278 |  | 145.2998 | 0 | 0 | 35.928 | 0
31.10. | 6 | 181.2278 |  | 145.2998 | 0 | 0 | 35.928 | 0
31.10. | 7 | 181.2278 |  | 145.2998 | 0 | 0 | 35.928 | 0
31.10. | 8 | 181.2278 |  | 145.2998 | 0 | 0 | 35.928 | 0
31.10. | 9 | 181.2278 |  | 145.2998 | 0 | 0 | 35.928 | 0
31.10. | 10 | 181.2278 |  | 145.2998 | 0 | 0 | 35.928 | 0
31.10. | 11 | 181.2278 |  | 145.2998 | 0 | 0 | 35.928 | 0
31.10. | 12 | 181.2278 |  | 145.2998 | 0 | 0 | 35.928 | 0
31.10. | 13 | 181.2278 |  | 145.2998 | 0 | 0 | 35.928 | 0
31.10. | 14 | 181.2278 |  | 145.2998 | 0 | 0 | 35.928 | 0
31.10. | 15 | 181.2278 |  | 145.2998 | 0 | 0 | 35.928 | 0
31.10. | 16 | 181.2278 |  | 145.2998 | 0 | 0 | 35.928 | 0
31.10. | 17 | 181.2278 |  | 145.2998 | 0 | 0 | 35.928 | 0
31.10. | 18 | 181.2278 |  | 145.2998 | 0 | 0 | 35.928 | 0
31.10. | 19 | 181.2278 |  | 145.2998 | 0 | 0 | 35.928 | 0
31.10. | 20 | 181.2278 |  | 145.2998 | 0 | 0 | 35.928 | 0
31.10. | 21 | 181.2278 |  | 145.2998 | 0 | 0 | 35.928 | 0
31.10. | 22 | 181.2278 |  | 145.2998 | 0 | 0 | 35.928 | 0
31.10. | 23 | 181.2278 |  | 145.2998 | 0 | 0 | 35.928 | 0
31.10. | 24 | 181.2278 |  | 145.2998 | 0 | 0 | 35.928 | 0
01.11. | 1 | 184.8206 |  | 145.2998 | 0 | 0 | 39.5208 | 0
01.11. | 2 | 184.8206 |  | 145.2998 | 0 | 0 | 39.5208 | 0
01.11. | 3 | 184.8206 |  | 145.2998 | 0 | 0 | 39.5208 | 0
01.11. | 4 | 184.8206 |  | 145.2998 | 0 | 0 | 39.5208 | 0
01.11. | 5 | 184.8206 |  | 145.2998 | 0 | 0 | 39.5208 | 0
01.11. | 6 | 184.8206 |  | 145.2998 | 0 | 0 | 39.5208 | 0
01.11. | 7 | 184.8206 |  | 145.2998 | 0 | 0 | 39.5208 | 0
01.11. | 8 | 184.8206 |  | 145.2998 | 0 | 0 | 39.5208 | 0
01.11. | 9 | 184.8206 |  | 145.2998 | 0 | 0 | 39.5208 | 0
01.11. | 10 | 184.8206 |  | 145.2998 | 0 | 0 | 39.5208 | 0
01.11. | 11 | 184.8206 |  | 145.2998 | 0 | 0 | 39.5208 | 0
01.11. | 12 | 184.8206 |  | 145.2998 | 0 | 0 | 39.5208 | 0
01.11. | 13 | 184.8206 |  | 145.2998 | 0 | 0 | 39.5208 | 0
01.11. | 14 | 184.8206 |  | 145.2998 | 0 | 0 | 39.5208 | 0
01.11. | 15 | 184.8206 |  | 145.2998 | 0 | 0 | 39.5208 | 0
01.11. | 16 | 184.8206 |  | 145.2998 | 0 | 0 | 39.5208 | 0
01.11. | 17 | 184.8206 |  | 145.2998 | 0 | 0 | 39.5208 | 0
01.11. | 18 | 184.8206 |  | 145.2998 | 0 | 0 | 39.5208 | 0
01.11. | 19 | 184.8206 |  | 145.2998 | 0 | 0 | 39.5208 | 0
01.11. | 20 | 184.8206 |  | 145.2998 | 0 | 0 | 39.5208 | 0
01.11. | 21 | 184.8206 |  | 145.2998 | 0 | 0 | 39.5208 | 0
01.11. | 22 | 184.8206 |  | 145.2998 | 0 | 0 | 39.5208 | 0
01.11. | 23 | 184.8206 |  | 145.2998 | 0 | 0 | 39.5208 | 0
01.11. | 24 | 184.8206 |  | 145.2998 | 0 | 0 | 39.5208 | 0
02.11. | 1 | 184.8206 |  | 145.2998 | 0 | 0 | 39.5208 | 0
02.11. | 2 | 184.8206 |  | 145.2998 | 0 | 0 | 39.5208 | 0
02.11. | 3 | 184.8206 |  | 145.2998 | 0 | 0 | 39.5208 | 0
02.11. | 4 | 184.8206 |  | 145.2998 | 0 | 0 | 39.5208 | 0
02.11. | 5 | 184.8206 |  | 145.2998 | 0 | 0 | 39.5208 | 0
02.11. | 6 | 184.8206 |  | 145.2998 | 0 | 0 | 39.5208 | 0
02.11. | 7 | 184.8206 |  | 145.2998 | 0 | 0 | 39.5208 | 0
02.11. | 8 | 184.8206 |  | 145.2998 | 0 | 0 | 39.5208 | 0
02.11. | 9 | 184.8206 |  | 145.2998 | 0 | 0 | 39.5208 | 0
02.11. | 10 | 184.8206 |  | 145.2998 | 0 | 0 | 39.5208 | 0
02.11. | 11 | 184.8206 |  | 145.2998 | 0 | 0 | 39.5208 | 0
02.11. | 12 | 184.8206 |  | 145.2998 | 0 | 0 | 39.5208 | 0
02.11. | 13 | 184.8206 |  | 145.2998 | 0 | 0 | 39.5208 | 0
02.11. | 14 | 184.8206 |  | 145.2998 | 0 | 0 | 39.5208 | 0
02.11. | 15 | 184.8206 |  | 145.2998 | 0 | 0 | 39.5208 | 0
02.11. | 16 | 184.8206 |  | 145.2998 | 0 | 0 | 39.5208 | 0
02.11. | 17 | 184.8206 |  | 145.2998 | 0 | 0 | 39.5208 | 0
02.11. | 18 | 184.8206 |  | 145.2998 | 0 | 0 | 39.5208 | 0
02.11. | 19 | 184.8206 |  | 145.2998 | 0 | 0 | 39.5208 | 0
02.11. | 20 | 184.8206 |  | 145.2998 | 0 | 0 | 39.5208 | 0
02.11. | 21 | 184.8206 |  | 145.2998 | 0 | 0 | 39.5208 | 0
02.11. | 22 | 184.8206 |  | 145.2998 | 0 | 0 | 39.5208 | 0
02.11. | 23 | 184.8206 |  | 145.2998 | 0 | 0 | 39.5208 | 0
02.11. | 24 | 184.8206 |  | 145.2998 | 0 | 0 | 39.5208 | 0
03.11. | 1 | 184.8206 |  | 145.2998 | 0 | 0 | 39.5208 | 0
03.11. | 2 | 184.8206 |  | 145.2998 | 0 | 0 | 39.5208 | 0
03.11. | 3 | 184.8206 |  | 145.2998 | 0 | 0 | 39.5208 | 0
03.11. | 4 | 184.8206 |  | 145.2998 | 0 | 0 | 39.5208 | 0
03.11. | 5 | 184.8206 |  | 145.2998 | 0 | 0 | 39.5208 | 0
03.11. | 6 | 184.8206 |  | 145.2998 | 0 | 0 | 39.5208 | 0
03.11. | 7 | 184.8206 |  | 145.2998 | 0 | 0 | 39.5208 | 0
03.11. | 8 | 184.8206 |  | 145.2998 | 0 | 0 | 39.5208 | 0
03.11. | 9 | 184.8206 |  | 145.2998 | 0 | 0 | 39.5208 | 0
03.11. | 10 | 184.8206 |  | 145.2998 | 0 | 0 | 39.5208 | 0
03.11. | 11 | 184.8206 |  | 145.2998 | 0 | 0 | 39.5208 | 0
03.11. | 12 | 184.8206 |  | 145.2998 | 0 | 0 | 39.5208 | 0
03.11. | 13 | 184.8206 |  | 145.2998 | 0 | 0 | 39.5208 | 0
03.11. | 14 | 184.8206 |  | 145.2998 | 0 | 0 | 39.5208 | 0
03.11. | 15 | 184.8206 |  | 145.2998 | 0 | 0 | 39.5208 | 0
03.11. | 16 | 184.8206 |  | 145.2998 | 0 | 0 | 39.5208 | 0
03.11. | 17 | 184.8206 |  | 145.2998 | 0 | 0 | 39.5208 | 0
03.11. | 18 | 184.8206 |  | 145.2998 | 0 | 0 | 39.5208 | 0
03.11. | 19 | 184.8206 |  | 145.2998 | 0 | 0 | 39.5208 | 0
03.11. | 20 | 184.8206 |  | 145.2998 | 0 | 0 | 39.5208 | 0
03.11. | 21 | 184.8206 |  | 145.2998 | 0 | 0 | 39.5208 | 0
03.11. | 22 | 184.8206 |  | 145.2998 | 0 | 0 | 39.5208 | 0
03.11. | 23 | 184.8206 |  | 145.2998 | 0 | 0 | 39.5208 | 0
03.11. | 24 | 184.8206 |  | 145.2998 | 0 | 0 | 39.5208 | 0
04.11. | 1 | 184.8206 |  | 145.2998 | 0 | 0 | 39.5208 | 0
04.11. | 2 | 184.8206 |  | 145.2998 | 0 | 0 | 39.5208 | 0
04.11. | 3 | 184.8206 |  | 145.2998 | 0 | 0 | 39.5208 | 0
04.11. | 4 | 184.8206 |  | 145.2998 | 0 | 0 | 39.5208 | 0
04.11. | 5 | 184.8206 |  | 145.2998 | 0 | 0 | 39.5208 | 0
04.11. | 6 | 184.8206 |  | 145.2998 | 0 | 0 | 39.5208 | 0
04.11. | 7 | 184.8206 |  | 145.2998 | 0 | 0 | 39.5208 | 0
04.11. | 8 | 184.8206 |  | 145.2998 | 0 | 0 | 39.5208 | 0
04.11. | 9 | 184.8206 |  | 145.2998 | 0 | 0 | 39.5208 | 0
04.11. | 10 | 184.8206 |  | 145.2998 | 0 | 0 | 39.5208 | 0
04.11. | 11 | 184.8206 |  | 145.2998 | 0 | 0 | 39.5208 | 0
04.11. | 12 | 184.8206 |  | 145.2998 | 0 | 0 | 39.5208 | 0
04.11. | 13 | 184.8206 |  | 145.2998 | 0 | 0 | 39.5208 | 0
04.11. | 14 | 184.8206 |  | 145.2998 | 0 | 0 | 39.5208 | 0
04.11. | 15 | 184.8206 |  | 145.2998 | 0 | 0 | 39.5208 | 0
04.11. | 16 | 184.8206 |  | 145.2998 | 0 | 0 | 39.5208 | 0
04.11. | 17 | 184.8206 |  | 145.2998 | 0 | 0 | 39.5208 | 0
04.11. | 18 | 184.8206 |  | 145.2998 | 0 | 0 | 39.5208 | 0
04.11. | 19 | 184.8206 |  | 145.2998 | 0 | 0 | 39.5208 | 0
04.11. | 20 | 184.8206 |  | 145.2998 | 0 | 0 | 39.5208 | 0
04.11. | 21 | 184.8206 |  | 145.2998 | 0 | 0 | 39.5208 | 0
04.11. | 22 | 184.8206 |  | 145.2998 | 0 | 0 | 39.5208 | 0
04.11. | 23 | 184.8206 |  | 145.2998 | 0 | 0 | 39.5208 | 0
04.11. | 24 | 184.8206 |  | 145.2998 | 0 | 0 | 39.5208 | 0
05.11. | 1 | 184.8206 |  | 145.2998 | 0 | 0 | 39.5208 | 0
05.11. | 2 | 184.8206 |  | 145.2998 | 0 | 0 | 39.5208 | 0
05.11. | 3 | 184.8206 |  | 145.2998 | 0 | 0 | 39.5208 | 0
05.11. | 4 | 184.8206 |  | 145.2998 | 0 | 0 | 39.5208 | 0
05.11. | 5 | 184.8206 |  | 145.2998 | 0 | 0 | 39.5208 | 0
05.11. | 6 | 184.8206 |  | 145.2998 | 0 | 0 | 39.5208 | 0
05.11. | 7 | 184.8206 |  | 145.2998 | 0 | 0 | 39.5208 | 0
05.11. | 8 | 184.8206 |  | 145.2998 | 0 | 0 | 39.5208 | 0
05.11. | 9 | 184.8206 |  | 145.2998 | 0 | 0 | 39.5208 | 0
05.11. | 10 | 184.8206 |  | 145.2998 | 0 | 0 | 39.5208 | 0
05.11. | 11 | 184.8206 |  | 145.2998 | 0 | 0 | 39.5208 | 0
05.11. | 12 | 184.8206 |  | 145.2998 | 0 | 0 | 39.5208 | 0
05.11. | 13 | 184.8206 |  | 145.2998 | 0 | 0 | 39.5208 | 0
05.11. | 14 | 184.8206 |  | 145.2998 | 0 | 0 | 39.5208 | 0
05.11. | 15 | 184.8206 |  | 145.2998 | 0 | 0 | 39.5208 | 0
05.11. | 16 | 184.8206 |  | 145.2998 | 0 | 0 | 39.5208 | 0
05.11. | 17 | 184.8206 |  | 145.2998 | 0 | 0 | 39.5208 | 0
05.11. | 18 | 184.8206 |  | 145.2998 | 0 | 0 | 39.5208 | 0
05.11. | 19 | 184.8206 |  | 145.2998 | 0 | 0 | 39.5208 | 0
05.11. | 20 | 184.8206 |  | 145.2998 | 0 | 0 | 39.5208 | 0
05.11. | 21 | 184.8206 |  | 145.2998 | 0 | 0 | 39.5208 | 0
05.11. | 22 | 184.8206 |  | 145.2998 | 0 | 0 | 39.5208 | 0
05.11. | 23 | 184.8206 |  | 145.2998 | 0 | 0 | 39.5208 | 0
05.11. | 24 | 184.8206 |  | 145.2998 | 0 | 0 | 39.5208 | 0
06.11. | 1 | 184.8206 |  | 145.2998 | 0 | 0 | 39.5208 | 0
06.11. | 2 | 184.8206 |  | 145.2998 | 0 | 0 | 39.5208 | 0
06.11. | 3 | 184.8206 |  | 145.2998 | 0 | 0 | 39.5208 | 0
06.11. | 4 | 184.8206 |  | 145.2998 | 0 | 0 | 39.5208 | 0
06.11. | 5 | 184.8206 |  | 145.2998 | 0 | 0 | 39.5208 | 0
06.11. | 6 | 184.8206 |  | 145.2998 | 0 | 0 | 39.5208 | 0
06.11. | 7 | 184.8206 |  | 145.2998 | 0 | 0 | 39.5208 | 0
06.11. | 8 | 184.8206 |  | 145.2998 | 0 | 0 | 39.5208 | 0
06.11. | 9 | 184.8206 |  | 145.2998 | 0 | 0 | 39.5208 | 0
06.11. | 10 | 184.8206 |  | 145.2998 | 0 | 0 | 39.5208 | 0
06.11. | 11 | 184.8206 |  | 145.2998 | 0 | 0 | 39.5208 | 0
06.11. | 12 | 184.8206 |  | 145.2998 | 0 | 0 | 39.5208 | 0
06.11. | 13 | 184.8206 |  | 145.2998 | 0 | 0 | 39.5208 | 0
06.11. | 14 | 184.8206 |  | 145.2998 | 0 | 0 | 39.5208 | 0
06.11. | 15 | 184.8206 |  | 145.2998 | 0 | 0 | 39.5208 | 0
06.11. | 16 | 184.8206 |  | 145.2998 | 0 | 0 | 39.5208 | 0
06.11. | 17 | 184.8206 |  | 145.2998 | 0 | 0 | 39.5208 | 0
06.11. | 18 | 184.8206 |  | 145.2998 | 0 | 0 | 39.5208 | 0
06.11. | 19 | 184.8206 |  | 145.2998 | 0 | 0 | 39.5208 | 0
06.11. | 20 | 184.8206 |  | 145.2998 | 0 | 0 | 39.5208 | 0
06.11. | 21 | 184.8206 |  | 145.2998 | 0 | 0 | 39.5208 | 0
06.11. | 22 | 184.8206 |  | 145.2998 | 0 | 0 | 39.5208 | 0
06.11. | 23 | 184.8206 |  | 145.2998 | 0 | 0 | 39.5208 | 0
06.11. | 24 | 184.8206 |  | 145.2998 | 0 | 0 | 39.5208 | 0
07.11. | 1 | 184.8206 |  | 145.2998 | 0 | 0 | 39.5208 | 0
07.11. | 2 | 184.8206 |  | 145.2998 | 0 | 0 | 39.5208 | 0
07.11. | 3 | 184.8206 |  | 145.2998 | 0 | 0 | 39.5208 | 0
07.11. | 4 | 184.8206 |  | 145.2998 | 0 | 0 | 39.5208 | 0
07.11. | 5 | 184.8206 |  | 145.2998 | 0 | 0 | 39.5208 | 0
07.11. | 6 | 184.8206 |  | 145.2998 | 0 | 0 | 39.5208 | 0
07.11. | 7 | 184.8206 |  | 145.2998 | 0 | 0 | 39.5208 | 0
07.11. | 8 | 184.8206 |  | 145.2998 | 0 | 0 | 39.5208 | 0
07.11. | 9 | 184.8206 |  | 145.2998 | 0 | 0 | 39.5208 | 0
07.11. | 10 | 184.8206 |  | 145.2998 | 0 | 0 | 39.5208 | 0
07.11. | 11 | 184.8206 |  | 145.2998 | 0 | 0 | 39.5208 | 0
07.11. | 12 | 184.8206 |  | 145.2998 | 0 | 0 | 39.5208 | 0
07.11. | 13 | 184.8206 |  | 145.2998 | 0 | 0 | 39.5208 | 0
07.11. | 14 | 184.8206 |  | 145.2998 | 0 | 0 | 39.5208 | 0
07.11. | 15 | 184.8206 |  | 145.2998 | 0 | 0 | 39.5208 | 0
07.11. | 16 | 184.8206 |  | 145.2998 | 0 | 0 | 39.5208 | 0
07.11. | 17 | 184.8206 |  | 145.2998 | 0 | 0 | 39.5208 | 0
07.11. | 18 | 184.8206 |  | 145.2998 | 0 | 0 | 39.5208 | 0
07.11. | 19 | 184.8206 |  | 145.2998 | 0 | 0 | 39.5208 | 0
07.11. | 20 | 184.8206 |  | 145.2998 | 0 | 0 | 39.5208 | 0
07.11. | 21 | 184.8206 |  | 145.2998 | 0 | 0 | 39.5208 | 0
07.11. | 22 | 184.8206 |  | 145.2998 | 0 | 0 | 39.5208 | 0
07.11. | 23 | 184.8206 |  | 145.2998 | 0 | 0 | 39.5208 | 0
07.11. | 24 | 184.8206 |  | 145.2998 | 0 | 0 | 39.5208 | 0
08.11. | 1 | 184.8206 |  | 145.2998 | 0 | 0 | 39.5208 | 0
08.11. | 2 | 184.8206 |  | 145.2998 | 0 | 0 | 39.5208 | 0
08.11. | 3 | 184.8206 |  | 145.2998 | 0 | 0 | 39.5208 | 0
08.11. | 4 | 184.8206 |  | 145.2998 | 0 | 0 | 39.5208 | 0
08.11. | 5 | 184.8206 |  | 145.2998 | 0 | 0 | 39.5208 | 0
08.11. | 6 | 184.8206 |  | 145.2998 | 0 | 0 | 39.5208 | 0
08.11. | 7 | 184.8206 |  | 145.2998 | 0 | 0 | 39.5208 | 0
08.11. | 8 | 184.8206 |  | 145.2998 | 0 | 0 | 39.5208 | 0
08.11. | 9 | 184.8206 |  | 145.2998 | 0 | 0 | 39.5208 | 0
08.11. | 10 | 184.8206 |  | 145.2998 | 0 | 0 | 39.5208 | 0
08.11. | 11 | 184.8206 |  | 145.2998 | 0 | 0 | 39.5208 | 0
08.11. | 12 | 184.8206 |  | 145.2998 | 0 | 0 | 39.5208 | 0
08.11. | 13 | 184.8206 |  | 145.2998 | 0 | 0 | 39.5208 | 0
08.11. | 14 | 184.8206 |  | 145.2998 | 0 | 0 | 39.5208 | 0
08.11. | 15 | 184.8206 |  | 145.2998 | 0 | 0 | 39.5208 | 0
08.11. | 16 | 184.8206 |  | 145.2998 | 0 | 0 | 39.5208 | 0
08.11. | 17 | 184.8206 |  | 145.2998 | 0 | 0 | 39.5208 | 0
08.11. | 18 | 184.8206 |  | 145.2998 | 0 | 0 | 39.5208 | 0
08.11. | 19 | 184.8206 |  | 145.2998 | 0 | 0 | 39.5208 | 0
08.11. | 20 | 184.8206 |  | 145.2998 | 0 | 0 | 39.5208 | 0
08.11. | 21 | 184.8206 |  | 145.2998 | 0 | 0 | 39.5208 | 0
08.11. | 22 | 184.8206 |  | 145.2998 | 0 | 0 | 39.5208 | 0
08.11. | 23 | 184.8206 |  | 145.2998 | 0 | 0 | 39.5208 | 0
08.11. | 24 | 184.8206 |  | 145.2998 | 0 | 0 | 39.5208 | 0
09.11. | 1 | 184.8206 |  | 145.2998 | 0 | 0 | 39.5208 | 0
09.11. | 2 | 184.8206 |  | 145.2998 | 0 | 0 | 39.5208 | 0
09.11. | 3 | 184.8206 |  | 145.2998 | 0 | 0 | 39.5208 | 0
09.11. | 4 | 184.8206 |  | 145.2998 | 0 | 0 | 39.5208 | 0
09.11. | 5 | 184.8206 |  | 145.2998 | 0 | 0 | 39.5208 | 0
09.11. | 6 | 184.8206 |  | 145.2998 | 0 | 0 | 39.5208 | 0
09.11. | 7 | 184.8206 |  | 145.2998 | 0 | 0 | 39.5208 | 0
09.11. | 8 | 184.8206 |  | 145.2998 | 0 | 0 | 39.5208 | 0
09.11. | 9 | 184.8206 |  | 145.2998 | 0 | 0 | 39.5208 | 0
09.11. | 10 | 184.8206 |  | 145.2998 | 0 | 0 | 39.5208 | 0
09.11. | 11 | 184.8206 |  | 145.2998 | 0 | 0 | 39.5208 | 0
09.11. | 12 | 184.8206 |  | 145.2998 | 0 | 0 | 39.5208 | 0
09.11. | 13 | 184.8206 |  | 145.2998 | 0 | 0 | 39.5208 | 0
09.11. | 14 | 184.8206 |  | 145.2998 | 0 | 0 | 39.5208 | 0
09.11. | 15 | 184.8206 |  | 145.2998 | 0 | 0 | 39.5208 | 0
09.11. | 16 | 184.8206 |  | 145.2998 | 0 | 0 | 39.5208 | 0
09.11. | 17 | 184.8206 |  | 145.2998 | 0 | 0 | 39.5208 | 0
09.11. | 18 | 184.8206 |  | 145.2998 | 0 | 0 | 39.5208 | 0
09.11. | 19 | 184.8206 |  | 145.2998 | 0 | 0 | 39.5208 | 0
09.11. | 20 | 184.8206 |  | 145.2998 | 0 | 0 | 39.5208 | 0
09.11. | 21 | 184.8206 |  | 145.2998 | 0 | 0 | 39.5208 | 0
09.11. | 22 | 184.8206 |  | 145.2998 | 0 | 0 | 39.5208 | 0
09.11. | 23 | 184.8206 |  | 145.2998 | 0 | 0 | 39.5208 | 0
09.11. | 24 | 184.8206 |  | 145.2998 | 0 | 0 | 39.5208 | 0
10.11. | 1 | 184.8206 |  | 145.2998 | 0 | 0 | 39.5208 | 0
10.11. | 2 | 184.8206 |  | 145.2998 | 0 | 0 | 39.5208 | 0
10.11. | 3 | 184.8206 |  | 145.2998 | 0 | 0 | 39.5208 | 0
10.11. | 4 | 184.8206 |  | 145.2998 | 0 | 0 | 39.5208 | 0
10.11. | 5 | 184.8206 |  | 145.2998 | 0 | 0 | 39.5208 | 0
10.11. | 6 | 184.8206 |  | 145.2998 | 0 | 0 | 39.5208 | 0
10.11. | 7 | 184.8206 |  | 145.2998 | 0 | 0 | 39.5208 | 0
10.11. | 8 | 184.8206 |  | 145.2998 | 0 | 0 | 39.5208 | 0
10.11. | 9 | 184.8206 |  | 145.2998 | 0 | 0 | 39.5208 | 0
10.11. | 10 | 184.8206 |  | 145.2998 | 0 | 0 | 39.5208 | 0
10.11. | 11 | 184.8206 |  | 145.2998 | 0 | 0 | 39.5208 | 0
10.11. | 12 | 184.8206 |  | 145.2998 | 0 | 0 | 39.5208 | 0
10.11. | 13 | 184.8206 |  | 145.2998 | 0 | 0 | 39.5208 | 0
10.11. | 14 | 184.8206 |  | 145.2998 | 0 | 0 | 39.5208 | 0
10.11. | 15 | 184.8206 |  | 145.2998 | 0 | 0 | 39.5208 | 0
10.11. | 16 | 184.8206 |  | 145.2998 | 0 | 0 | 39.5208 | 0
10.11. | 17 | 184.8206 |  | 145.2998 | 0 | 0 | 39.5208 | 0
10.11. | 18 | 184.8206 |  | 145.2998 | 0 | 0 | 39.5208 | 0
10.11. | 19 | 184.8206 |  | 145.2998 | 0 | 0 | 39.5208 | 0
10.11. | 20 | 184.8206 |  | 145.2998 | 0 | 0 | 39.5208 | 0
10.11. | 21 | 184.8206 |  | 145.2998 | 0 | 0 | 39.5208 | 0
10.11. | 22 | 184.8206 |  | 145.2998 | 0 | 0 | 39.5208 | 0
10.11. | 23 | 184.8206 |  | 145.2998 | 0 | 0 | 39.5208 | 0
10.11. | 24 | 184.8206 |  | 145.2998 | 0 | 0 | 39.5208 | 0
11.11. | 1 | 184.8206 |  | 145.2998 | 0 | 0 | 39.5208 | 0
11.11. | 2 | 184.8206 |  | 145.2998 | 0 | 0 | 39.5208 | 0
11.11. | 3 | 184.8206 |  | 145.2998 | 0 | 0 | 39.5208 | 0
11.11. | 4 | 184.8206 |  | 145.2998 | 0 | 0 | 39.5208 | 0
11.11. | 5 | 184.8206 |  | 145.2998 | 0 | 0 | 39.5208 | 0
11.11. | 6 | 184.8206 |  | 145.2998 | 0 | 0 | 39.5208 | 0
11.11. | 7 | 184.8206 |  | 145.2998 | 0 | 0 | 39.5208 | 0
11.11. | 8 | 184.8206 |  | 145.2998 | 0 | 0 | 39.5208 | 0
11.11. | 9 | 184.8206 |  | 145.2998 | 0 | 0 | 39.5208 | 0
11.11. | 10 | 184.8206 |  | 145.2998 | 0 | 0 | 39.5208 | 0
11.11. | 11 | 184.8206 |  | 145.2998 | 0 | 0 | 39.5208 | 0
11.11. | 12 | 184.8206 |  | 145.2998 | 0 | 0 | 39.5208 | 0
11.11. | 13 | 184.8206 |  | 145.2998 | 0 | 0 | 39.5208 | 0
11.11. | 14 | 184.8206 |  | 145.2998 | 0 | 0 | 39.5208 | 0
11.11. | 15 | 184.8206 |  | 145.2998 | 0 | 0 | 39.5208 | 0
11.11. | 16 | 184.8206 |  | 145.2998 | 0 | 0 | 39.5208 | 0
11.11. | 17 | 184.8206 |  | 145.2998 | 0 | 0 | 39.5208 | 0
11.11. | 18 | 184.8206 |  | 145.2998 | 0 | 0 | 39.5208 | 0
11.11. | 19 | 184.8206 |  | 145.2998 | 0 | 0 | 39.5208 | 0
11.11. | 20 | 184.8206 |  | 145.2998 | 0 | 0 | 39.5208 | 0
11.11. | 21 | 184.8206 |  | 145.2998 | 0 | 0 | 39.5208 | 0
11.11. | 22 | 184.8206 |  | 145.2998 | 0 | 0 | 39.5208 | 0
11.11. | 23 | 184.8206 |  | 145.2998 | 0 | 0 | 39.5208 | 0
11.11. | 24 | 184.8206 |  | 145.2998 | 0 | 0 | 39.5208 | 0
12.11. | 1 | 184.8206 |  | 145.2998 | 0 | 0 | 39.5208 | 0
12.11. | 2 | 184.8206 |  | 145.2998 | 0 | 0 | 39.5208 | 0
12.11. | 3 | 184.8206 |  | 145.2998 | 0 | 0 | 39.5208 | 0
12.11. | 4 | 184.8206 |  | 145.2998 | 0 | 0 | 39.5208 | 0
12.11. | 5 | 184.8206 |  | 145.2998 | 0 | 0 | 39.5208 | 0
12.11. | 6 | 184.8206 |  | 145.2998 | 0 | 0 | 39.5208 | 0
12.11. | 7 | 184.8206 |  | 145.2998 | 0 | 0 | 39.5208 | 0
12.11. | 8 | 184.8206 |  | 145.2998 | 0 | 0 | 39.5208 | 0
12.11. | 9 | 184.8206 |  | 145.2998 | 0 | 0 | 39.5208 | 0
12.11. | 10 | 184.8206 |  | 145.2998 | 0 | 0 | 39.5208 | 0
12.11. | 11 | 184.8206 |  | 145.2998 | 0 | 0 | 39.5208 | 0
12.11. | 12 | 184.8206 |  | 145.2998 | 0 | 0 | 39.5208 | 0
12.11. | 13 | 184.8206 |  | 145.2998 | 0 | 0 | 39.5208 | 0
12.11. | 14 | 184.8206 |  | 145.2998 | 0 | 0 | 39.5208 | 0
12.11. | 15 | 184.8206 |  | 145.2998 | 0 | 0 | 39.5208 | 0
12.11. | 16 | 184.8206 |  | 145.2998 | 0 | 0 | 39.5208 | 0
12.11. | 17 | 184.8206 |  | 145.2998 | 0 | 0 | 39.5208 | 0
12.11. | 18 | 184.8206 |  | 145.2998 | 0 | 0 | 39.5208 | 0
12.11. | 19 | 184.8206 |  | 145.2998 | 0 | 0 | 39.5208 | 0
12.11. | 20 | 184.8206 |  | 145.2998 | 0 | 0 | 39.5208 | 0
12.11. | 21 | 184.8206 |  | 145.2998 | 0 | 0 | 39.5208 | 0
12.11. | 22 | 184.8206 |  | 145.2998 | 0 | 0 | 39.5208 | 0
12.11. | 23 | 184.8206 |  | 145.2998 | 0 | 0 | 39.5208 | 0
12.11. | 24 | 184.8206 |  | 145.2998 | 0 | 0 | 39.5208 | 0
13.11. | 1 | 184.8206 |  | 145.2998 | 0 | 0 | 39.5208 | 0
13.11. | 2 | 184.8206 |  | 145.2998 | 0 | 0 | 39.5208 | 0
13.11. | 3 | 184.8206 |  | 145.2998 | 0 | 0 | 39.5208 | 0
13.11. | 4 | 184.8206 |  | 145.2998 | 0 | 0 | 39.5208 | 0
13.11. | 5 | 184.8206 |  | 145.2998 | 0 | 0 | 39.5208 | 0
13.11. | 6 | 184.8206 |  | 145.2998 | 0 | 0 | 39.5208 | 0
13.11. | 7 | 184.8206 |  | 145.2998 | 0 | 0 | 39.5208 | 0
13.11. | 8 | 184.8206 |  | 145.2998 | 0 | 0 | 39.5208 | 0
13.11. | 9 | 184.8206 |  | 145.2998 | 0 | 0 | 39.5208 | 0
13.11. | 10 | 184.8206 |  | 145.2998 | 0 | 0 | 39.5208 | 0
13.11. | 11 | 184.8206 |  | 145.2998 | 0 | 0 | 39.5208 | 0
13.11. | 12 | 184.8206 |  | 145.2998 | 0 | 0 | 39.5208 | 0
13.11. | 13 | 184.8206 |  | 145.2998 | 0 | 0 | 39.5208 | 0
13.11. | 14 | 184.8206 |  | 145.2998 | 0 | 0 | 39.5208 | 0
13.11. | 15 | 184.8206 |  | 145.2998 | 0 | 0 | 39.5208 | 0
13.11. | 16 | 184.8206 |  | 145.2998 | 0 | 0 | 39.5208 | 0
13.11. | 17 | 184.8206 |  | 145.2998 | 0 | 0 | 39.5208 | 0
13.11. | 18 | 184.8206 |  | 145.2998 | 0 | 0 | 39.5208 | 0
13.11. | 19 | 184.8206 |  | 145.2998 | 0 | 0 | 39.5208 | 0
13.11. | 20 | 184.8206 |  | 145.2998 | 0 | 0 | 39.5208 | 0
13.11. | 21 | 184.8206 |  | 145.2998 | 0 | 0 | 39.5208 | 0
13.11. | 22 | 184.8206 |  | 145.2998 | 0 | 0 | 39.5208 | 0
13.11. | 23 | 184.8206 |  | 145.2998 | 0 | 0 | 39.5208 | 0
13.11. | 24 | 184.8206 |  | 145.2998 | 0 | 0 | 39.5208 | 0
14.11. | 1 | 184.8206 |  | 145.2998 | 0 | 0 | 39.5208 | 0
14.11. | 2 | 184.8206 |  | 145.2998 | 0 | 0 | 39.5208 | 0
14.11. | 3 | 184.8206 |  | 145.2998 | 0 | 0 | 39.5208 | 0
14.11. | 4 | 184.8206 |  | 145.2998 | 0 | 0 | 39.5208 | 0
14.11. | 5 | 184.8206 |  | 145.2998 | 0 | 0 | 39.5208 | 0
14.11. | 6 | 184.8206 |  | 145.2998 | 0 | 0 | 39.5208 | 0
14.11. | 7 | 184.8206 |  | 145.2998 | 0 | 0 | 39.5208 | 0
14.11. | 8 | 184.8206 |  | 145.2998 | 0 | 0 | 39.5208 | 0
14.11. | 9 | 184.8206 |  | 145.2998 | 0 | 0 | 39.5208 | 0
14.11. | 10 | 184.8206 |  | 145.2998 | 0 | 0 | 39.5208 | 0
14.11. | 11 | 184.8206 |  | 145.2998 | 0 | 0 | 39.5208 | 0
14.11. | 12 | 184.8206 |  | 145.2998 | 0 | 0 | 39.5208 | 0
14.11. | 13 | 184.8206 |  | 145.2998 | 0 | 0 | 39.5208 | 0
14.11. | 14 | 184.8206 |  | 145.2998 | 0 | 0 | 39.5208 | 0
14.11. | 15 | 184.8206 |  | 145.2998 | 0 | 0 | 39.5208 | 0
14.11. | 16 | 184.8206 |  | 145.2998 | 0 | 0 | 39.5208 | 0
14.11. | 17 | 184.8206 |  | 145.2998 | 0 | 0 | 39.5208 | 0
14.11. | 18 | 184.8206 |  | 145.2998 | 0 | 0 | 39.5208 | 0
14.11. | 19 | 184.8206 |  | 145.2998 | 0 | 0 | 39.5208 | 0
14.11. | 20 | 184.8206 |  | 145.2998 | 0 | 0 | 39.5208 | 0
14.11. | 21 | 184.8206 |  | 145.2998 | 0 | 0 | 39.5208 | 0
14.11. | 22 | 184.8206 |  | 145.2998 | 0 | 0 | 39.5208 | 0
14.11. | 23 | 184.8206 |  | 145.2998 | 0 | 0 | 39.5208 | 0
14.11. | 24 | 184.8206 |  | 145.2998 | 0 | 0 | 39.5208 | 0
15.11. | 1 | 184.8206 |  | 145.2998 | 0 | 0 | 39.5208 | 0
15.11. | 2 | 184.8206 |  | 145.2998 | 0 | 0 | 39.5208 | 0
15.11. | 3 | 184.8206 |  | 145.2998 | 0 | 0 | 39.5208 | 0
15.11. | 4 | 184.8206 |  | 145.2998 | 0 | 0 | 39.5208 | 0
15.11. | 5 | 184.8206 |  | 145.2998 | 0 | 0 | 39.5208 | 0
15.11. | 6 | 184.8206 |  | 145.2998 | 0 | 0 | 39.5208 | 0
15.11. | 7 | 184.8206 |  | 145.2998 | 0 | 0 | 39.5208 | 0
15.11. | 8 | 184.8206 |  | 145.2998 | 0 | 0 | 39.5208 | 0
15.11. | 9 | 184.8206 |  | 145.2998 | 0 | 0 | 39.5208 | 0
15.11. | 10 | 184.8206 |  | 145.2998 | 0 | 0 | 39.5208 | 0
15.11. | 11 | 184.8206 |  | 145.2998 | 0 | 0 | 39.5208 | 0
15.11. | 12 | 184.8206 |  | 145.2998 | 0 | 0 | 39.5208 | 0
15.11. | 13 | 184.8206 |  | 145.2998 | 0 | 0 | 39.5208 | 0
15.11. | 14 | 184.8206 |  | 145.2998 | 0 | 0 | 39.5208 | 0
15.11. | 15 | 184.8206 |  | 145.2998 | 0 | 0 | 39.5208 | 0
15.11. | 16 | 184.8206 |  | 145.2998 | 0 | 0 | 39.5208 | 0
15.11. | 17 | 184.8206 |  | 145.2998 | 0 | 0 | 39.5208 | 0
15.11. | 18 | 184.8206 |  | 145.2998 | 0 | 0 | 39.5208 | 0
15.11. | 19 | 184.8206 |  | 145.2998 | 0 | 0 | 39.5208 | 0
15.11. | 20 | 184.8206 |  | 145.2998 | 0 | 0 | 39.5208 | 0
15.11. | 21 | 184.8206 |  | 145.2998 | 0 | 0 | 39.5208 | 0
15.11. | 22 | 184.8206 |  | 145.2998 | 0 | 0 | 39.5208 | 0
15.11. | 23 | 184.8206 |  | 145.2998 | 0 | 0 | 39.5208 | 0
15.11. | 24 | 184.8206 |  | 145.2998 | 0 | 0 | 39.5208 | 0
16.11. | 1 | 184.8206 |  | 145.2998 | 0 | 0 | 39.5208 | 0
16.11. | 2 | 184.8206 |  | 145.2998 | 0 | 0 | 39.5208 | 0
16.11. | 3 | 184.8206 |  | 145.2998 | 0 | 0 | 39.5208 | 0
16.11. | 4 | 184.8206 |  | 145.2998 | 0 | 0 | 39.5208 | 0
16.11. | 5 | 184.8206 |  | 145.2998 | 0 | 0 | 39.5208 | 0
16.11. | 6 | 184.8206 |  | 145.2998 | 0 | 0 | 39.5208 | 0
16.11. | 7 | 184.8206 |  | 145.2998 | 0 | 0 | 39.5208 | 0
16.11. | 8 | 184.8206 |  | 145.2998 | 0 | 0 | 39.5208 | 0
16.11. | 9 | 184.8206 |  | 145.2998 | 0 | 0 | 39.5208 | 0
16.11. | 10 | 184.8206 |  | 145.2998 | 0 | 0 | 39.5208 | 0
16.11. | 11 | 184.8206 |  | 145.2998 | 0 | 0 | 39.5208 | 0
16.11. | 12 | 184.8206 |  | 145.2998 | 0 | 0 | 39.5208 | 0
16.11. | 13 | 184.8206 |  | 145.2998 | 0 | 0 | 39.5208 | 0
16.11. | 14 | 184.8206 |  | 145.2998 | 0 | 0 | 39.5208 | 0
16.11. | 15 | 184.8206 |  | 145.2998 | 0 | 0 | 39.5208 | 0
16.11. | 16 | 184.8206 |  | 145.2998 | 0 | 0 | 39.5208 | 0
16.11. | 17 | 184.8206 |  | 145.2998 | 0 | 0 | 39.5208 | 0
16.11. | 18 | 184.8206 |  | 145.2998 | 0 | 0 | 39.5208 | 0
16.11. | 19 | 184.8206 |  | 145.2998 | 0 | 0 | 39.5208 | 0
16.11. | 20 | 184.8206 |  | 145.2998 | 0 | 0 | 39.5208 | 0
16.11. | 21 | 184.8206 |  | 145.2998 | 0 | 0 | 39.5208 | 0
16.11. | 22 | 184.8206 |  | 145.2998 | 0 | 0 | 39.5208 | 0
16.11. | 23 | 184.8206 |  | 145.2998 | 0 | 0 | 39.5208 | 0
16.11. | 24 | 184.8206 |  | 145.2998 | 0 | 0 | 39.5208 | 0
17.11. | 1 | 184.8206 |  | 145.2998 | 0 | 0 | 39.5208 | 0
17.11. | 2 | 184.8206 |  | 145.2998 | 0 | 0 | 39.5208 | 0
17.11. | 3 | 184.8206 |  | 145.2998 | 0 | 0 | 39.5208 | 0
17.11. | 4 | 184.8206 |  | 145.2998 | 0 | 0 | 39.5208 | 0
17.11. | 5 | 184.8206 |  | 145.2998 | 0 | 0 | 39.5208 | 0
17.11. | 6 | 184.8206 |  | 145.2998 | 0 | 0 | 39.5208 | 0
17.11. | 7 | 184.8206 |  | 145.2998 | 0 | 0 | 39.5208 | 0
17.11. | 8 | 184.8206 |  | 145.2998 | 0 | 0 | 39.5208 | 0
17.11. | 9 | 184.8206 |  | 145.2998 | 0 | 0 | 39.5208 | 0
17.11. | 10 | 184.8206 |  | 145.2998 | 0 | 0 | 39.5208 | 0
17.11. | 11 | 184.8206 |  | 145.2998 | 0 | 0 | 39.5208 | 0
17.11. | 12 | 184.8206 |  | 145.2998 | 0 | 0 | 39.5208 | 0
17.11. | 13 | 184.8206 |  | 145.2998 | 0 | 0 | 39.5208 | 0
17.11. | 14 | 184.8206 |  | 145.2998 | 0 | 0 | 39.5208 | 0
17.11. | 15 | 184.8206 |  | 145.2998 | 0 | 0 | 39.5208 | 0
17.11. | 16 | 184.8206 |  | 145.2998 | 0 | 0 | 39.5208 | 0
17.11. | 17 | 184.8206 |  | 145.2998 | 0 | 0 | 39.5208 | 0
17.11. | 18 | 184.8206 |  | 145.2998 | 0 | 0 | 39.5208 | 0
17.11. | 19 | 184.8206 |  | 145.2998 | 0 | 0 | 39.5208 | 0
17.11. | 20 | 184.8206 |  | 145.2998 | 0 | 0 | 39.5208 | 0
17.11. | 21 | 184.8206 |  | 145.2998 | 0 | 0 | 39.5208 | 0
17.11. | 22 | 184.8206 |  | 145.2998 | 0 | 0 | 39.5208 | 0
17.11. | 23 | 184.8206 |  | 145.2998 | 0 | 0 | 39.5208 | 0
17.11. | 24 | 184.8206 |  | 145.2998 | 0 | 0 | 39.5208 | 0
18.11. | 1 | 184.8206 |  | 145.2998 | 0 | 0 | 39.5208 | 0
18.11. | 2 | 184.8206 |  | 145.2998 | 0 | 0 | 39.5208 | 0
18.11. | 3 | 184.8206 |  | 145.2998 | 0 | 0 | 39.5208 | 0
18.11. | 4 | 184.8206 |  | 145.2998 | 0 | 0 | 39.5208 | 0
18.11. | 5 | 184.8206 |  | 145.2998 | 0 | 0 | 39.5208 | 0
18.11. | 6 | 184.8206 |  | 145.2998 | 0 | 0 | 39.5208 | 0
18.11. | 7 | 184.8206 |  | 145.2998 | 0 | 0 | 39.5208 | 0
18.11. | 8 | 184.8206 |  | 145.2998 | 0 | 0 | 39.5208 | 0
18.11. | 9 | 184.8206 |  | 145.2998 | 0 | 0 | 39.5208 | 0
18.11. | 10 | 184.8206 |  | 145.2998 | 0 | 0 | 39.5208 | 0
18.11. | 11 | 184.8206 |  | 145.2998 | 0 | 0 | 39.5208 | 0
18.11. | 12 | 184.8206 |  | 145.2998 | 0 | 0 | 39.5208 | 0
18.11. | 13 | 184.8206 |  | 145.2998 | 0 | 0 | 39.5208 | 0
18.11. | 14 | 184.8206 |  | 145.2998 | 0 | 0 | 39.5208 | 0
18.11. | 15 | 184.8206 |  | 145.2998 | 0 | 0 | 39.5208 | 0
18.11. | 16 | 184.8206 |  | 145.2998 | 0 | 0 | 39.5208 | 0
18.11. | 17 | 184.8206 |  | 145.2998 | 0 | 0 | 39.5208 | 0
18.11. | 18 | 184.8206 |  | 145.2998 | 0 | 0 | 39.5208 | 0
18.11. | 19 | 184.8206 |  | 145.2998 | 0 | 0 | 39.5208 | 0
18.11. | 20 | 184.8206 |  | 145.2998 | 0 | 0 | 39.5208 | 0
18.11. | 21 | 184.8206 |  | 145.2998 | 0 | 0 | 39.5208 | 0
18.11. | 22 | 184.8206 |  | 145.2998 | 0 | 0 | 39.5208 | 0
18.11. | 23 | 184.8206 |  | 145.2998 | 0 | 0 | 39.5208 | 0
18.11. | 24 | 184.8206 |  | 145.2998 | 0 | 0 | 39.5208 | 0
19.11. | 1 | 184.8206 |  | 145.2998 | 0 | 0 | 39.5208 | 0
19.11. | 2 | 184.8206 |  | 145.2998 | 0 | 0 | 39.5208 | 0
19.11. | 3 | 184.8206 |  | 145.2998 | 0 | 0 | 39.5208 | 0
19.11. | 4 | 184.8206 |  | 145.2998 | 0 | 0 | 39.5208 | 0
19.11. | 5 | 184.8206 |  | 145.2998 | 0 | 0 | 39.5208 | 0
19.11. | 6 | 184.8206 |  | 145.2998 | 0 | 0 | 39.5208 | 0
19.11. | 7 | 184.8206 |  | 145.2998 | 0 | 0 | 39.5208 | 0
19.11. | 8 | 184.8206 |  | 145.2998 | 0 | 0 | 39.5208 | 0
19.11. | 9 | 184.8206 |  | 145.2998 | 0 | 0 | 39.5208 | 0
19.11. | 10 | 184.8206 |  | 145.2998 | 0 | 0 | 39.5208 | 0
19.11. | 11 | 184.8206 |  | 145.2998 | 0 | 0 | 39.5208 | 0
19.11. | 12 | 184.8206 |  | 145.2998 | 0 | 0 | 39.5208 | 0
19.11. | 13 | 184.8206 |  | 145.2998 | 0 | 0 | 39.5208 | 0
19.11. | 14 | 184.8206 |  | 145.2998 | 0 | 0 | 39.5208 | 0
19.11. | 15 | 184.8206 |  | 145.2998 | 0 | 0 | 39.5208 | 0
19.11. | 16 | 184.8206 |  | 145.2998 | 0 | 0 | 39.5208 | 0
19.11. | 17 | 184.8206 |  | 145.2998 | 0 | 0 | 39.5208 | 0
19.11. | 18 | 184.8206 |  | 145.2998 | 0 | 0 | 39.5208 | 0
19.11. | 19 | 184.8206 |  | 145.2998 | 0 | 0 | 39.5208 | 0
19.11. | 20 | 184.8206 |  | 145.2998 | 0 | 0 | 39.5208 | 0
19.11. | 21 | 184.8206 |  | 145.2998 | 0 | 0 | 39.5208 | 0
19.11. | 22 | 184.8206 |  | 145.2998 | 0 | 0 | 39.5208 | 0
19.11. | 23 | 184.8206 |  | 145.2998 | 0 | 0 | 39.5208 | 0
19.11. | 24 | 184.8206 |  | 145.2998 | 0 | 0 | 39.5208 | 0
20.11. | 1 | 184.8206 |  | 145.2998 | 0 | 0 | 39.5208 | 0
20.11. | 2 | 184.8206 |  | 145.2998 | 0 | 0 | 39.5208 | 0
20.11. | 3 | 184.8206 |  | 145.2998 | 0 | 0 | 39.5208 | 0
20.11. | 4 | 184.8206 |  | 145.2998 | 0 | 0 | 39.5208 | 0
20.11. | 5 | 184.8206 |  | 145.2998 | 0 | 0 | 39.5208 | 0
20.11. | 6 | 184.8206 |  | 145.2998 | 0 | 0 | 39.5208 | 0
20.11. | 7 | 184.8206 |  | 145.2998 | 0 | 0 | 39.5208 | 0
20.11. | 8 | 184.8206 |  | 145.2998 | 0 | 0 | 39.5208 | 0
20.11. | 9 | 184.8206 |  | 145.2998 | 0 | 0 | 39.5208 | 0
20.11. | 10 | 184.8206 |  | 145.2998 | 0 | 0 | 39.5208 | 0
20.11. | 11 | 184.8206 |  | 145.2998 | 0 | 0 | 39.5208 | 0
20.11. | 12 | 184.8206 |  | 145.2998 | 0 | 0 | 39.5208 | 0
20.11. | 13 | 184.8206 |  | 145.2998 | 0 | 0 | 39.5208 | 0
20.11. | 14 | 184.8206 |  | 145.2998 | 0 | 0 | 39.5208 | 0
20.11. | 15 | 184.8206 |  | 145.2998 | 0 | 0 | 39.5208 | 0
20.11. | 16 | 184.8206 |  | 145.2998 | 0 | 0 | 39.5208 | 0
20.11. | 17 | 184.8206 |  | 145.2998 | 0 | 0 | 39.5208 | 0
20.11. | 18 | 184.8206 |  | 145.2998 | 0 | 0 | 39.5208 | 0
20.11. | 19 | 184.8206 |  | 145.2998 | 0 | 0 | 39.5208 | 0
20.11. | 20 | 184.8206 |  | 145.2998 | 0 | 0 | 39.5208 | 0
20.11. | 21 | 184.8206 |  | 145.2998 | 0 | 0 | 39.5208 | 0
20.11. | 22 | 184.8206 |  | 145.2998 | 0 | 0 | 39.5208 | 0
20.11. | 23 | 184.8206 |  | 145.2998 | 0 | 0 | 39.5208 | 0
20.11. | 24 | 184.8206 |  | 145.2998 | 0 | 0 | 39.5208 | 0
21.11. | 1 | 184.8206 |  | 145.2998 | 0 | 0 | 39.5208 | 0
21.11. | 2 | 184.8206 |  | 145.2998 | 0 | 0 | 39.5208 | 0
21.11. | 3 | 184.8206 |  | 145.2998 | 0 | 0 | 39.5208 | 0
21.11. | 4 | 184.8206 |  | 145.2998 | 0 | 0 | 39.5208 | 0
21.11. | 5 | 184.8206 |  | 145.2998 | 0 | 0 | 39.5208 | 0
21.11. | 6 | 184.8206 |  | 145.2998 | 0 | 0 | 39.5208 | 0
21.11. | 7 | 184.8206 |  | 145.2998 | 0 | 0 | 39.5208 | 0
21.11. | 8 | 184.8206 |  | 145.2998 | 0 | 0 | 39.5208 | 0
21.11. | 9 | 184.8206 |  | 145.2998 | 0 | 0 | 39.5208 | 0
21.11. | 10 | 184.8206 |  | 145.2998 | 0 | 0 | 39.5208 | 0
21.11. | 11 | 184.8206 |  | 145.2998 | 0 | 0 | 39.5208 | 0
21.11. | 12 | 184.8206 |  | 145.2998 | 0 | 0 | 39.5208 | 0
21.11. | 13 | 184.8206 |  | 145.2998 | 0 | 0 | 39.5208 | 0
21.11. | 14 | 184.8206 |  | 145.2998 | 0 | 0 | 39.5208 | 0
21.11. | 15 | 184.8206 |  | 145.2998 | 0 | 0 | 39.5208 | 0
21.11. | 16 | 184.8206 |  | 145.2998 | 0 | 0 | 39.5208 | 0
21.11. | 17 | 184.8206 |  | 145.2998 | 0 | 0 | 39.5208 | 0
21.11. | 18 | 184.8206 |  | 145.2998 | 0 | 0 | 39.5208 | 0
21.11. | 19 | 184.8206 |  | 145.2998 | 0 | 0 | 39.5208 | 0
21.11. | 20 | 184.8206 |  | 145.2998 | 0 | 0 | 39.5208 | 0
21.11. | 21 | 184.8206 |  | 145.2998 | 0 | 0 | 39.5208 | 0
21.11. | 22 | 184.8206 |  | 145.2998 | 0 | 0 | 39.5208 | 0
21.11. | 23 | 184.8206 |  | 145.2998 | 0 | 0 | 39.5208 | 0
21.11. | 24 | 184.8206 |  | 145.2998 | 0 | 0 | 39.5208 | 0
22.11. | 1 | 184.8206 |  | 145.2998 | 0 | 0 | 39.5208 | 0
22.11. | 2 | 184.8206 |  | 145.2998 | 0 | 0 | 39.5208 | 0
22.11. | 3 | 184.8206 |  | 145.2998 | 0 | 0 | 39.5208 | 0
22.11. | 4 | 184.8206 |  | 145.2998 | 0 | 0 | 39.5208 | 0
22.11. | 5 | 184.8206 |  | 145.2998 | 0 | 0 | 39.5208 | 0
22.11. | 6 | 184.8206 |  | 145.2998 | 0 | 0 | 39.5208 | 0
22.11. | 7 | 184.8206 |  | 145.2998 | 0 | 0 | 39.5208 | 0
22.11. | 8 | 184.8206 |  | 145.2998 | 0 | 0 | 39.5208 | 0
22.11. | 9 | 184.8206 |  | 145.2998 | 0 | 0 | 39.5208 | 0
22.11. | 10 | 184.8206 |  | 145.2998 | 0 | 0 | 39.5208 | 0
22.11. | 11 | 184.8206 |  | 145.2998 | 0 | 0 | 39.5208 | 0
22.11. | 12 | 184.8206 |  | 145.2998 | 0 | 0 | 39.5208 | 0
22.11. | 13 | 184.8206 |  | 145.2998 | 0 | 0 | 39.5208 | 0
22.11. | 14 | 184.8206 |  | 145.2998 | 0 | 0 | 39.5208 | 0
22.11. | 15 | 184.8206 |  | 145.2998 | 0 | 0 | 39.5208 | 0
22.11. | 16 | 184.8206 |  | 145.2998 | 0 | 0 | 39.5208 | 0
22.11. | 17 | 184.8206 |  | 145.2998 | 0 | 0 | 39.5208 | 0
22.11. | 18 | 184.8206 |  | 145.2998 | 0 | 0 | 39.5208 | 0
22.11. | 19 | 184.8206 |  | 145.2998 | 0 | 0 | 39.5208 | 0
22.11. | 20 | 184.8206 |  | 145.2998 | 0 | 0 | 39.5208 | 0
22.11. | 21 | 184.8206 |  | 145.2998 | 0 | 0 | 39.5208 | 0
22.11. | 22 | 184.8206 |  | 145.2998 | 0 | 0 | 39.5208 | 0
22.11. | 23 | 184.8206 |  | 145.2998 | 0 | 0 | 39.5208 | 0
22.11. | 24 | 184.8206 |  | 145.2998 | 0 | 0 | 39.5208 | 0
23.11. | 1 | 184.8206 |  | 145.2998 | 0 | 0 | 39.5208 | 0
23.11. | 2 | 184.8206 |  | 145.2998 | 0 | 0 | 39.5208 | 0
23.11. | 3 | 184.8206 |  | 145.2998 | 0 | 0 | 39.5208 | 0
23.11. | 4 | 184.8206 |  | 145.2998 | 0 | 0 | 39.5208 | 0
23.11. | 5 | 184.8206 |  | 145.2998 | 0 | 0 | 39.5208 | 0
23.11. | 6 | 184.8206 |  | 145.2998 | 0 | 0 | 39.5208 | 0
23.11. | 7 | 184.8206 |  | 145.2998 | 0 | 0 | 39.5208 | 0
23.11. | 8 | 184.8206 |  | 145.2998 | 0 | 0 | 39.5208 | 0
23.11. | 9 | 184.8206 |  | 145.2998 | 0 | 0 | 39.5208 | 0
23.11. | 10 | 184.8206 |  | 145.2998 | 0 | 0 | 39.5208 | 0
23.11. | 11 | 184.8206 |  | 145.2998 | 0 | 0 | 39.5208 | 0
23.11. | 12 | 184.8206 |  | 145.2998 | 0 | 0 | 39.5208 | 0
23.11. | 13 | 184.8206 |  | 145.2998 | 0 | 0 | 39.5208 | 0
23.11. | 14 | 184.8206 |  | 145.2998 | 0 | 0 | 39.5208 | 0
23.11. | 15 | 184.8206 |  | 145.2998 | 0 | 0 | 39.5208 | 0
23.11. | 16 | 184.8206 |  | 145.2998 | 0 | 0 | 39.5208 | 0
23.11. | 17 | 184.8206 |  | 145.2998 | 0 | 0 | 39.5208 | 0
23.11. | 18 | 184.8206 |  | 145.2998 | 0 | 0 | 39.5208 | 0
23.11. | 19 | 184.8206 |  | 145.2998 | 0 | 0 | 39.5208 | 0
23.11. | 20 | 184.8206 |  | 145.2998 | 0 | 0 | 39.5208 | 0
23.11. | 21 | 184.8206 |  | 145.2998 | 0 | 0 | 39.5208 | 0
23.11. | 22 | 184.8206 |  | 145.2998 | 0 | 0 | 39.5208 | 0
23.11. | 23 | 184.8206 |  | 145.2998 | 0 | 0 | 39.5208 | 0
23.11. | 24 | 184.8206 |  | 145.2998 | 0 | 0 | 39.5208 | 0
24.11. | 1 | 184.8206 |  | 145.2998 | 0 | 0 | 39.5208 | 0
24.11. | 2 | 184.8206 |  | 145.2998 | 0 | 0 | 39.5208 | 0
24.11. | 3 | 184.8206 |  | 145.2998 | 0 | 0 | 39.5208 | 0
24.11. | 4 | 184.8206 |  | 145.2998 | 0 | 0 | 39.5208 | 0
24.11. | 5 | 184.8206 |  | 145.2998 | 0 | 0 | 39.5208 | 0
24.11. | 6 | 184.8206 |  | 145.2998 | 0 | 0 | 39.5208 | 0
24.11. | 7 | 184.8206 |  | 145.2998 | 0 | 0 | 39.5208 | 0
24.11. | 8 | 184.8206 |  | 145.2998 | 0 | 0 | 39.5208 | 0
24.11. | 9 | 184.8206 |  | 145.2998 | 0 | 0 | 39.5208 | 0
24.11. | 10 | 184.8206 |  | 145.2998 | 0 | 0 | 39.5208 | 0
24.11. | 11 | 184.8206 |  | 145.2998 | 0 | 0 | 39.5208 | 0
24.11. | 12 | 184.8206 |  | 145.2998 | 0 | 0 | 39.5208 | 0
24.11. | 13 | 184.8206 |  | 145.2998 | 0 | 0 | 39.5208 | 0
24.11. | 14 | 184.8206 |  | 145.2998 | 0 | 0 | 39.5208 | 0
24.11. | 15 | 184.8206 |  | 145.2998 | 0 | 0 | 39.5208 | 0
24.11. | 16 | 184.8206 |  | 145.2998 | 0 | 0 | 39.5208 | 0
24.11. | 17 | 184.8206 |  | 145.2998 | 0 | 0 | 39.5208 | 0
24.11. | 18 | 184.8206 |  | 145.2998 | 0 | 0 | 39.5208 | 0
24.11. | 19 | 184.8206 |  | 145.2998 | 0 | 0 | 39.5208 | 0
24.11. | 20 | 184.8206 |  | 145.2998 | 0 | 0 | 39.5208 | 0
24.11. | 21 | 184.8206 |  | 145.2998 | 0 | 0 | 39.5208 | 0
24.11. | 22 | 184.8206 |  | 145.2998 | 0 | 0 | 39.5208 | 0
24.11. | 23 | 184.8206 |  | 145.2998 | 0 | 0 | 39.5208 | 0
24.11. | 24 | 184.8206 |  | 145.2998 | 0 | 0 | 39.5208 | 0
25.11. | 1 | 184.8206 |  | 145.2998 | 0 | 0 | 39.5208 | 0
25.11. | 2 | 184.8206 |  | 145.2998 | 0 | 0 | 39.5208 | 0
25.11. | 3 | 184.8206 |  | 145.2998 | 0 | 0 | 39.5208 | 0
25.11. | 4 | 184.8206 |  | 145.2998 | 0 | 0 | 39.5208 | 0
25.11. | 5 | 184.8206 |  | 145.2998 | 0 | 0 | 39.5208 | 0
25.11. | 6 | 184.8206 |  | 145.2998 | 0 | 0 | 39.5208 | 0
25.11. | 7 | 184.8206 |  | 145.2998 | 0 | 0 | 39.5208 | 0
25.11. | 8 | 184.8206 |  | 145.2998 | 0 | 0 | 39.5208 | 0
25.11. | 9 | 184.8206 |  | 145.2998 | 0 | 0 | 39.5208 | 0
25.11. | 10 | 184.8206 |  | 145.2998 | 0 | 0 | 39.5208 | 0
25.11. | 11 | 184.8206 |  | 145.2998 | 0 | 0 | 39.5208 | 0
25.11. | 12 | 184.8206 |  | 145.2998 | 0 | 0 | 39.5208 | 0
25.11. | 13 | 184.8206 |  | 145.2998 | 0 | 0 | 39.5208 | 0
25.11. | 14 | 184.8206 |  | 145.2998 | 0 | 0 | 39.5208 | 0
25.11. | 15 | 184.8206 |  | 145.2998 | 0 | 0 | 39.5208 | 0
25.11. | 16 | 184.8206 |  | 145.2998 | 0 | 0 | 39.5208 | 0
25.11. | 17 | 184.8206 |  | 145.2998 | 0 | 0 | 39.5208 | 0
25.11. | 18 | 184.8206 |  | 145.2998 | 0 | 0 | 39.5208 | 0
25.11. | 19 | 184.8206 |  | 145.2998 | 0 | 0 | 39.5208 | 0
25.11. | 20 | 184.8206 |  | 145.2998 | 0 | 0 | 39.5208 | 0
25.11. | 21 | 184.8206 |  | 145.2998 | 0 | 0 | 39.5208 | 0
25.11. | 22 | 184.8206 |  | 145.2998 | 0 | 0 | 39.5208 | 0
25.11. | 23 | 184.8206 |  | 145.2998 | 0 | 0 | 39.5208 | 0
25.11. | 24 | 184.8206 |  | 145.2998 | 0 | 0 | 39.5208 | 0
26.11. | 1 | 184.8206 |  | 145.2998 | 0 | 0 | 39.5208 | 0
26.11. | 2 | 184.8206 |  | 145.2998 | 0 | 0 | 39.5208 | 0
26.11. | 3 | 184.8206 |  | 145.2998 | 0 | 0 | 39.5208 | 0
26.11. | 4 | 184.8206 |  | 145.2998 | 0 | 0 | 39.5208 | 0
26.11. | 5 | 184.8206 |  | 145.2998 | 0 | 0 | 39.5208 | 0
26.11. | 6 | 184.8206 |  | 145.2998 | 0 | 0 | 39.5208 | 0
26.11. | 7 | 184.8206 |  | 145.2998 | 0 | 0 | 39.5208 | 0
26.11. | 8 | 184.8206 |  | 145.2998 | 0 | 0 | 39.5208 | 0
26.11. | 9 | 184.8206 |  | 145.2998 | 0 | 0 | 39.5208 | 0
26.11. | 10 | 184.8206 |  | 145.2998 | 0 | 0 | 39.5208 | 0
26.11. | 11 | 184.8206 |  | 145.2998 | 0 | 0 | 39.5208 | 0
26.11. | 12 | 184.8206 |  | 145.2998 | 0 | 0 | 39.5208 | 0
26.11. | 13 | 184.8206 |  | 145.2998 | 0 | 0 | 39.5208 | 0
26.11. | 14 | 184.8206 |  | 145.2998 | 0 | 0 | 39.5208 | 0
26.11. | 15 | 184.8206 |  | 145.2998 | 0 | 0 | 39.5208 | 0
26.11. | 16 | 184.8206 |  | 145.2998 | 0 | 0 | 39.5208 | 0
26.11. | 17 | 184.8206 |  | 145.2998 | 0 | 0 | 39.5208 | 0
26.11. | 18 | 184.8206 |  | 145.2998 | 0 | 0 | 39.5208 | 0
26.11. | 19 | 184.8206 |  | 145.2998 | 0 | 0 | 39.5208 | 0
26.11. | 20 | 184.8206 |  | 145.2998 | 0 | 0 | 39.5208 | 0
26.11. | 21 | 184.8206 |  | 145.2998 | 0 | 0 | 39.5208 | 0
26.11. | 22 | 184.8206 |  | 145.2998 | 0 | 0 | 39.5208 | 0
26.11. | 23 | 184.8206 |  | 145.2998 | 0 | 0 | 39.5208 | 0
26.11. | 24 | 184.8206 |  | 145.2998 | 0 | 0 | 39.5208 | 0
27.11. | 1 | 184.8206 |  | 145.2998 | 0 | 0 | 39.5208 | 0
27.11. | 2 | 184.8206 |  | 145.2998 | 0 | 0 | 39.5208 | 0
27.11. | 3 | 184.8206 |  | 145.2998 | 0 | 0 | 39.5208 | 0
27.11. | 4 | 184.8206 |  | 145.2998 | 0 | 0 | 39.5208 | 0
27.11. | 5 | 184.8206 |  | 145.2998 | 0 | 0 | 39.5208 | 0
27.11. | 6 | 184.8206 |  | 145.2998 | 0 | 0 | 39.5208 | 0
27.11. | 7 | 184.8206 |  | 145.2998 | 0 | 0 | 39.5208 | 0
27.11. | 8 | 184.8206 |  | 145.2998 | 0 | 0 | 39.5208 | 0
27.11. | 9 | 184.8206 |  | 145.2998 | 0 | 0 | 39.5208 | 0
27.11. | 10 | 184.8206 |  | 145.2998 | 0 | 0 | 39.5208 | 0
27.11. | 11 | 184.8206 |  | 145.2998 | 0 | 0 | 39.5208 | 0
27.11. | 12 | 184.8206 |  | 145.2998 | 0 | 0 | 39.5208 | 0
27.11. | 13 | 184.8206 |  | 145.2998 | 0 | 0 | 39.5208 | 0
27.11. | 14 | 184.8206 |  | 145.2998 | 0 | 0 | 39.5208 | 0
27.11. | 15 | 184.8206 |  | 145.2998 | 0 | 0 | 39.5208 | 0
27.11. | 16 | 184.8206 |  | 145.2998 | 0 | 0 | 39.5208 | 0
27.11. | 17 | 184.8206 |  | 145.2998 | 0 | 0 | 39.5208 | 0
27.11. | 18 | 184.8206 |  | 145.2998 | 0 | 0 | 39.5208 | 0
27.11. | 19 | 184.8206 |  | 145.2998 | 0 | 0 | 39.5208 | 0
27.11. | 20 | 184.8206 |  | 145.2998 | 0 | 0 | 39.5208 | 0
27.11. | 21 | 184.8206 |  | 145.2998 | 0 | 0 | 39.5208 | 0
27.11. | 22 | 184.8206 |  | 145.2998 | 0 | 0 | 39.5208 | 0
27.11. | 23 | 184.8206 |  | 145.2998 | 0 | 0 | 39.5208 | 0
27.11. | 24 | 184.8206 |  | 145.2998 | 0 | 0 | 39.5208 | 0
28.11. | 1 | 184.8206 |  | 145.2998 | 0 | 0 | 39.5208 | 0
28.11. | 2 | 184.8206 |  | 145.2998 | 0 | 0 | 39.5208 | 0
28.11. | 3 | 184.8206 |  | 145.2998 | 0 | 0 | 39.5208 | 0
28.11. | 4 | 184.8206 |  | 145.2998 | 0 | 0 | 39.5208 | 0
28.11. | 5 | 184.8206 |  | 145.2998 | 0 | 0 | 39.5208 | 0
28.11. | 6 | 184.8206 |  | 145.2998 | 0 | 0 | 39.5208 | 0
28.11. | 7 | 184.8206 |  | 145.2998 | 0 | 0 | 39.5208 | 0
28.11. | 8 | 184.8206 |  | 145.2998 | 0 | 0 | 39.5208 | 0
28.11. | 9 | 184.8206 |  | 145.2998 | 0 | 0 | 39.5208 | 0
28.11. | 10 | 184.8206 |  | 145.2998 | 0 | 0 | 39.5208 | 0
28.11. | 11 | 184.8206 |  | 145.2998 | 0 | 0 | 39.5208 | 0
28.11. | 12 | 184.8206 |  | 145.2998 | 0 | 0 | 39.5208 | 0
28.11. | 13 | 184.8206 |  | 145.2998 | 0 | 0 | 39.5208 | 0
28.11. | 14 | 184.8206 |  | 145.2998 | 0 | 0 | 39.5208 | 0
28.11. | 15 | 184.8206 |  | 145.2998 | 0 | 0 | 39.5208 | 0
28.11. | 16 | 184.8206 |  | 145.2998 | 0 | 0 | 39.5208 | 0
28.11. | 17 | 184.8206 |  | 145.2998 | 0 | 0 | 39.5208 | 0
28.11. | 18 | 184.8206 |  | 145.2998 | 0 | 0 | 39.5208 | 0
28.11. | 19 | 184.8206 |  | 145.2998 | 0 | 0 | 39.5208 | 0
28.11. | 20 | 184.8206 |  | 145.2998 | 0 | 0 | 39.5208 | 0
28.11. | 21 | 184.8206 |  | 145.2998 | 0 | 0 | 39.5208 | 0
28.11. | 22 | 184.8206 |  | 145.2998 | 0 | 0 | 39.5208 | 0
28.11. | 23 | 184.8206 |  | 145.2998 | 0 | 0 | 39.5208 | 0
28.11. | 24 | 184.8206 |  | 145.2998 | 0 | 0 | 39.5208 | 0
29.11. | 1 | 184.8206 |  | 145.2998 | 0 | 0 | 39.5208 | 0
29.11. | 2 | 184.8206 |  | 145.2998 | 0 | 0 | 39.5208 | 0
29.11. | 3 | 184.8206 |  | 145.2998 | 0 | 0 | 39.5208 | 0
29.11. | 4 | 184.8206 |  | 145.2998 | 0 | 0 | 39.5208 | 0
29.11. | 5 | 184.8206 |  | 145.2998 | 0 | 0 | 39.5208 | 0
29.11. | 6 | 184.8206 |  | 145.2998 | 0 | 0 | 39.5208 | 0
29.11. | 7 | 184.8206 |  | 145.2998 | 0 | 0 | 39.5208 | 0
29.11. | 8 | 184.8206 |  | 145.2998 | 0 | 0 | 39.5208 | 0
29.11. | 9 | 184.8206 |  | 145.2998 | 0 | 0 | 39.5208 | 0
29.11. | 10 | 184.8206 |  | 145.2998 | 0 | 0 | 39.5208 | 0
29.11. | 11 | 184.8206 |  | 145.2998 | 0 | 0 | 39.5208 | 0
29.11. | 12 | 184.8206 |  | 145.2998 | 0 | 0 | 39.5208 | 0
29.11. | 13 | 184.8206 |  | 145.2998 | 0 | 0 | 39.5208 | 0
29.11. | 14 | 184.8206 |  | 145.2998 | 0 | 0 | 39.5208 | 0
29.11. | 15 | 184.8206 |  | 145.2998 | 0 | 0 | 39.5208 | 0
29.11. | 16 | 184.8206 |  | 145.2998 | 0 | 0 | 39.5208 | 0
29.11. | 17 | 184.8206 |  | 145.2998 | 0 | 0 | 39.5208 | 0
29.11. | 18 | 184.8206 |  | 145.2998 | 0 | 0 | 39.5208 | 0
29.11. | 19 | 184.8206 |  | 145.2998 | 0 | 0 | 39.5208 | 0
29.11. | 20 | 184.8206 |  | 145.2998 | 0 | 0 | 39.5208 | 0
29.11. | 21 | 184.8206 |  | 145.2998 | 0 | 0 | 39.5208 | 0
29.11. | 22 | 184.8206 |  | 145.2998 | 0 | 0 | 39.5208 | 0
29.11. | 23 | 184.8206 |  | 145.2998 | 0 | 0 | 39.5208 | 0
29.11. | 24 | 184.8206 |  | 145.2998 | 0 | 0 | 39.5208 | 0
30.11. | 1 | 184.8206 |  | 145.2998 | 0 | 0 | 39.5208 | 0
30.11. | 2 | 184.8206 |  | 145.2998 | 0 | 0 | 39.5208 | 0
30.11. | 3 | 184.8206 |  | 145.2998 | 0 | 0 | 39.5208 | 0
30.11. | 4 | 184.8206 |  | 145.2998 | 0 | 0 | 39.5208 | 0
30.11. | 5 | 184.8206 |  | 145.2998 | 0 | 0 | 39.5208 | 0
30.11. | 6 | 184.8206 |  | 145.2998 | 0 | 0 | 39.5208 | 0
30.11. | 7 | 184.8206 |  | 145.2998 | 0 | 0 | 39.5208 | 0
30.11. | 8 | 184.8206 |  | 145.2998 | 0 | 0 | 39.5208 | 0
30.11. | 9 | 184.8206 |  | 145.2998 | 0 | 0 | 39.5208 | 0
30.11. | 10 | 184.8206 |  | 145.2998 | 0 | 0 | 39.5208 | 0
30.11. | 11 | 184.8206 |  | 145.2998 | 0 | 0 | 39.5208 | 0
30.11. | 12 | 184.8206 |  | 145.2998 | 0 | 0 | 39.5208 | 0
30.11. | 13 | 184.8206 |  | 145.2998 | 0 | 0 | 39.5208 | 0
30.11. | 14 | 184.8206 |  | 145.2998 | 0 | 0 | 39.5208 | 0
30.11. | 15 | 184.8206 |  | 145.2998 | 0 | 0 | 39.5208 | 0
30.11. | 16 | 184.8206 |  | 145.2998 | 0 | 0 | 39.5208 | 0
30.11. | 17 | 184.8206 |  | 145.2998 | 0 | 0 | 39.5208 | 0
30.11. | 18 | 184.8206 |  | 145.2998 | 0 | 0 | 39.5208 | 0
30.11. | 19 | 184.8206 |  | 145.2998 | 0 | 0 | 39.5208 | 0
30.11. | 20 | 184.8206 |  | 145.2998 | 0 | 0 | 39.5208 | 0
30.11. | 21 | 184.8206 |  | 145.2998 | 0 | 0 | 39.5208 | 0
30.11. | 22 | 184.8206 |  | 145.2998 | 0 | 0 | 39.5208 | 0
30.11. | 23 | 184.8206 |  | 145.2998 | 0 | 0 | 39.5208 | 0
30.11. | 24 | 184.8206 |  | 145.2998 | 0 | 0 | 39.5208 | 0
01.12. | 1 | 186.617 |  | 145.2998 | 0 | 0 | 41.3172 | 0
01.12. | 2 | 186.617 |  | 145.2998 | 0 | 0 | 41.3172 | 0
01.12. | 3 | 186.617 |  | 145.2998 | 0 | 0 | 41.3172 | 0
01.12. | 4 | 186.617 |  | 145.2998 | 0 | 0 | 41.3172 | 0
01.12. | 5 | 186.617 |  | 145.2998 | 0 | 0 | 41.3172 | 0
01.12. | 6 | 186.617 |  | 145.2998 | 0 | 0 | 41.3172 | 0
01.12. | 7 | 186.617 |  | 145.2998 | 0 | 0 | 41.3172 | 0
01.12. | 8 | 186.617 |  | 145.2998 | 0 | 0 | 41.3172 | 0
01.12. | 9 | 186.617 |  | 145.2998 | 0 | 0 | 41.3172 | 0
01.12. | 10 | 186.617 |  | 145.2998 | 0 | 0 | 41.3172 | 0
01.12. | 11 | 186.617 |  | 145.2998 | 0 | 0 | 41.3172 | 0
01.12. | 12 | 186.617 |  | 145.2998 | 0 | 0 | 41.3172 | 0
01.12. | 13 | 186.617 |  | 145.2998 | 0 | 0 | 41.3172 | 0
01.12. | 14 | 186.617 |  | 145.2998 | 0 | 0 | 41.3172 | 0
01.12. | 15 | 186.617 |  | 145.2998 | 0 | 0 | 41.3172 | 0
01.12. | 16 | 186.617 |  | 145.2998 | 0 | 0 | 41.3172 | 0
01.12. | 17 | 186.617 |  | 145.2998 | 0 | 0 | 41.3172 | 0
01.12. | 18 | 186.617 |  | 145.2998 | 0 | 0 | 41.3172 | 0
01.12. | 19 | 186.617 |  | 145.2998 | 0 | 0 | 41.3172 | 0
01.12. | 20 | 186.617 |  | 145.2998 | 0 | 0 | 41.3172 | 0
01.12. | 21 | 186.617 |  | 145.2998 | 0 | 0 | 41.3172 | 0
01.12. | 22 | 186.617 |  | 145.2998 | 0 | 0 | 41.3172 | 0
01.12. | 23 | 186.617 |  | 145.2998 | 0 | 0 | 41.3172 | 0
01.12. | 24 | 186.617 |  | 145.2998 | 0 | 0 | 41.3172 | 0
02.12. | 1 | 186.617 |  | 145.2998 | 0 | 0 | 41.3172 | 0
02.12. | 2 | 186.617 |  | 145.2998 | 0 | 0 | 41.3172 | 0
02.12. | 3 | 186.617 |  | 145.2998 | 0 | 0 | 41.3172 | 0
02.12. | 4 | 186.617 |  | 145.2998 | 0 | 0 | 41.3172 | 0
02.12. | 5 | 186.617 |  | 145.2998 | 0 | 0 | 41.3172 | 0
02.12. | 6 | 186.617 |  | 145.2998 | 0 | 0 | 41.3172 | 0
02.12. | 7 | 186.617 |  | 145.2998 | 0 | 0 | 41.3172 | 0
02.12. | 8 | 186.617 |  | 145.2998 | 0 | 0 | 41.3172 | 0
02.12. | 9 | 186.617 |  | 145.2998 | 0 | 0 | 41.3172 | 0
02.12. | 10 | 186.617 |  | 145.2998 | 0 | 0 | 41.3172 | 0
02.12. | 11 | 186.617 |  | 145.2998 | 0 | 0 | 41.3172 | 0
02.12. | 12 | 186.617 |  | 145.2998 | 0 | 0 | 41.3172 | 0
02.12. | 13 | 186.617 |  | 145.2998 | 0 | 0 | 41.3172 | 0
02.12. | 14 | 186.617 |  | 145.2998 | 0 | 0 | 41.3172 | 0
02.12. | 15 | 186.617 |  | 145.2998 | 0 | 0 | 41.3172 | 0
02.12. | 16 | 186.617 |  | 145.2998 | 0 | 0 | 41.3172 | 0
02.12. | 17 | 186.617 |  | 145.2998 | 0 | 0 | 41.3172 | 0
02.12. | 18 | 186.617 |  | 145.2998 | 0 | 0 | 41.3172 | 0
02.12. | 19 | 186.617 |  | 145.2998 | 0 | 0 | 41.3172 | 0
02.12. | 20 | 186.617 |  | 145.2998 | 0 | 0 | 41.3172 | 0
02.12. | 21 | 186.617 |  | 145.2998 | 0 | 0 | 41.3172 | 0
02.12. | 22 | 186.617 |  | 145.2998 | 0 | 0 | 41.3172 | 0
02.12. | 23 | 186.617 |  | 145.2998 | 0 | 0 | 41.3172 | 0
02.12. | 24 | 186.617 |  | 145.2998 | 0 | 0 | 41.3172 | 0
03.12. | 1 | 186.617 |  | 145.2998 | 0 | 0 | 41.3172 | 0
03.12. | 2 | 186.617 |  | 145.2998 | 0 | 0 | 41.3172 | 0
03.12. | 3 | 186.617 |  | 145.2998 | 0 | 0 | 41.3172 | 0
03.12. | 4 | 186.617 |  | 145.2998 | 0 | 0 | 41.3172 | 0
03.12. | 5 | 186.617 |  | 145.2998 | 0 | 0 | 41.3172 | 0
03.12. | 6 | 186.617 |  | 145.2998 | 0 | 0 | 41.3172 | 0
03.12. | 7 | 186.617 |  | 145.2998 | 0 | 0 | 41.3172 | 0
03.12. | 8 | 186.617 |  | 145.2998 | 0 | 0 | 41.3172 | 0
03.12. | 9 | 186.617 |  | 145.2998 | 0 | 0 | 41.3172 | 0
03.12. | 10 | 186.617 |  | 145.2998 | 0 | 0 | 41.3172 | 0
03.12. | 11 | 186.617 |  | 145.2998 | 0 | 0 | 41.3172 | 0
03.12. | 12 | 186.617 |  | 145.2998 | 0 | 0 | 41.3172 | 0
03.12. | 13 | 186.617 |  | 145.2998 | 0 | 0 | 41.3172 | 0
03.12. | 14 | 186.617 |  | 145.2998 | 0 | 0 | 41.3172 | 0
03.12. | 15 | 186.617 |  | 145.2998 | 0 | 0 | 41.3172 | 0
03.12. | 16 | 186.617 |  | 145.2998 | 0 | 0 | 41.3172 | 0
03.12. | 17 | 186.617 |  | 145.2998 | 0 | 0 | 41.3172 | 0
03.12. | 18 | 186.617 |  | 145.2998 | 0 | 0 | 41.3172 | 0
03.12. | 19 | 186.617 |  | 145.2998 | 0 | 0 | 41.3172 | 0
03.12. | 20 | 186.617 |  | 145.2998 | 0 | 0 | 41.3172 | 0
03.12. | 21 | 186.617 |  | 145.2998 | 0 | 0 | 41.3172 | 0
03.12. | 22 | 186.617 |  | 145.2998 | 0 | 0 | 41.3172 | 0
03.12. | 23 | 186.617 |  | 145.2998 | 0 | 0 | 41.3172 | 0
03.12. | 24 | 186.617 |  | 145.2998 | 0 | 0 | 41.3172 | 0
04.12. | 1 | 186.617 |  | 145.2998 | 0 | 0 | 41.3172 | 0
04.12. | 2 | 186.617 |  | 145.2998 | 0 | 0 | 41.3172 | 0
04.12. | 3 | 186.617 |  | 145.2998 | 0 | 0 | 41.3172 | 0
04.12. | 4 | 186.617 |  | 145.2998 | 0 | 0 | 41.3172 | 0
04.12. | 5 | 186.617 |  | 145.2998 | 0 | 0 | 41.3172 | 0
04.12. | 6 | 186.617 |  | 145.2998 | 0 | 0 | 41.3172 | 0
04.12. | 7 | 186.617 |  | 145.2998 | 0 | 0 | 41.3172 | 0
04.12. | 8 | 186.617 |  | 145.2998 | 0 | 0 | 41.3172 | 0
04.12. | 9 | 186.617 |  | 145.2998 | 0 | 0 | 41.3172 | 0
04.12. | 10 | 186.617 |  | 145.2998 | 0 | 0 | 41.3172 | 0
04.12. | 11 | 186.617 |  | 145.2998 | 0 | 0 | 41.3172 | 0
04.12. | 12 | 186.617 |  | 145.2998 | 0 | 0 | 41.3172 | 0
04.12. | 13 | 186.617 |  | 145.2998 | 0 | 0 | 41.3172 | 0
04.12. | 14 | 186.617 |  | 145.2998 | 0 | 0 | 41.3172 | 0
04.12. | 15 | 186.617 |  | 145.2998 | 0 | 0 | 41.3172 | 0
04.12. | 16 | 186.617 |  | 145.2998 | 0 | 0 | 41.3172 | 0
04.12. | 17 | 186.617 |  | 145.2998 | 0 | 0 | 41.3172 | 0
04.12. | 18 | 186.617 |  | 145.2998 | 0 | 0 | 41.3172 | 0
04.12. | 19 | 186.617 |  | 145.2998 | 0 | 0 | 41.3172 | 0
04.12. | 20 | 186.617 |  | 145.2998 | 0 | 0 | 41.3172 | 0
04.12. | 21 | 186.617 |  | 145.2998 | 0 | 0 | 41.3172 | 0
04.12. | 22 | 186.617 |  | 145.2998 | 0 | 0 | 41.3172 | 0
04.12. | 23 | 186.617 |  | 145.2998 | 0 | 0 | 41.3172 | 0
04.12. | 24 | 186.617 |  | 145.2998 | 0 | 0 | 41.3172 | 0
05.12. | 1 | 186.617 |  | 145.2998 | 0 | 0 | 41.3172 | 0
05.12. | 2 | 186.617 |  | 145.2998 | 0 | 0 | 41.3172 | 0
05.12. | 3 | 186.617 |  | 145.2998 | 0 | 0 | 41.3172 | 0
05.12. | 4 | 186.617 |  | 145.2998 | 0 | 0 | 41.3172 | 0
05.12. | 5 | 186.617 |  | 145.2998 | 0 | 0 | 41.3172 | 0
05.12. | 6 | 186.617 |  | 145.2998 | 0 | 0 | 41.3172 | 0
05.12. | 7 | 186.617 |  | 145.2998 | 0 | 0 | 41.3172 | 0
05.12. | 8 | 186.617 |  | 145.2998 | 0 | 0 | 41.3172 | 0
05.12. | 9 | 186.617 |  | 145.2998 | 0 | 0 | 41.3172 | 0
05.12. | 10 | 186.617 |  | 145.2998 | 0 | 0 | 41.3172 | 0
05.12. | 11 | 186.617 |  | 145.2998 | 0 | 0 | 41.3172 | 0
05.12. | 12 | 186.617 |  | 145.2998 | 0 | 0 | 41.3172 | 0
05.12. | 13 | 186.617 |  | 145.2998 | 0 | 0 | 41.3172 | 0
05.12. | 14 | 186.617 |  | 145.2998 | 0 | 0 | 41.3172 | 0
05.12. | 15 | 186.617 |  | 145.2998 | 0 | 0 | 41.3172 | 0
05.12. | 16 | 186.617 |  | 145.2998 | 0 | 0 | 41.3172 | 0
05.12. | 17 | 186.617 |  | 145.2998 | 0 | 0 | 41.3172 | 0
05.12. | 18 | 186.617 |  | 145.2998 | 0 | 0 | 41.3172 | 0
05.12. | 19 | 186.617 |  | 145.2998 | 0 | 0 | 41.3172 | 0
05.12. | 20 | 186.617 |  | 145.2998 | 0 | 0 | 41.3172 | 0
05.12. | 21 | 186.617 |  | 145.2998 | 0 | 0 | 41.3172 | 0
05.12. | 22 | 186.617 |  | 145.2998 | 0 | 0 | 41.3172 | 0
05.12. | 23 | 186.617 |  | 145.2998 | 0 | 0 | 41.3172 | 0
05.12. | 24 | 186.617 |  | 145.2998 | 0 | 0 | 41.3172 | 0
06.12. | 1 | 186.617 |  | 145.2998 | 0 | 0 | 41.3172 | 0
06.12. | 2 | 186.617 |  | 145.2998 | 0 | 0 | 41.3172 | 0
06.12. | 3 | 186.617 |  | 145.2998 | 0 | 0 | 41.3172 | 0
06.12. | 4 | 186.617 |  | 145.2998 | 0 | 0 | 41.3172 | 0
06.12. | 5 | 186.617 |  | 145.2998 | 0 | 0 | 41.3172 | 0
06.12. | 6 | 186.617 |  | 145.2998 | 0 | 0 | 41.3172 | 0
06.12. | 7 | 186.617 |  | 145.2998 | 0 | 0 | 41.3172 | 0
06.12. | 8 | 186.617 |  | 145.2998 | 0 | 0 | 41.3172 | 0
06.12. | 9 | 186.617 |  | 145.2998 | 0 | 0 | 41.3172 | 0
06.12. | 10 | 186.617 |  | 145.2998 | 0 | 0 | 41.3172 | 0
06.12. | 11 | 186.617 |  | 145.2998 | 0 | 0 | 41.3172 | 0
06.12. | 12 | 186.617 |  | 145.2998 | 0 | 0 | 41.3172 | 0
06.12. | 13 | 186.617 |  | 145.2998 | 0 | 0 | 41.3172 | 0
06.12. | 14 | 186.617 |  | 145.2998 | 0 | 0 | 41.3172 | 0
06.12. | 15 | 186.617 |  | 145.2998 | 0 | 0 | 41.3172 | 0
06.12. | 16 | 186.617 |  | 145.2998 | 0 | 0 | 41.3172 | 0
06.12. | 17 | 186.617 |  | 145.2998 | 0 | 0 | 41.3172 | 0
06.12. | 18 | 186.617 |  | 145.2998 | 0 | 0 | 41.3172 | 0
06.12. | 19 | 186.617 |  | 145.2998 | 0 | 0 | 41.3172 | 0
06.12. | 20 | 186.617 |  | 145.2998 | 0 | 0 | 41.3172 | 0
06.12. | 21 | 186.617 |  | 145.2998 | 0 | 0 | 41.3172 | 0
06.12. | 22 | 186.617 |  | 145.2998 | 0 | 0 | 41.3172 | 0
06.12. | 23 | 186.617 |  | 145.2998 | 0 | 0 | 41.3172 | 0
06.12. | 24 | 186.617 |  | 145.2998 | 0 | 0 | 41.3172 | 0
07.12. | 1 | 186.617 |  | 145.2998 | 0 | 0 | 41.3172 | 0
07.12. | 2 | 186.617 |  | 145.2998 | 0 | 0 | 41.3172 | 0
07.12. | 3 | 186.617 |  | 145.2998 | 0 | 0 | 41.3172 | 0
07.12. | 4 | 186.617 |  | 145.2998 | 0 | 0 | 41.3172 | 0
07.12. | 5 | 186.617 |  | 145.2998 | 0 | 0 | 41.3172 | 0
07.12. | 6 | 186.617 |  | 145.2998 | 0 | 0 | 41.3172 | 0
07.12. | 7 | 186.617 |  | 145.2998 | 0 | 0 | 41.3172 | 0
07.12. | 8 | 186.617 |  | 145.2998 | 0 | 0 | 41.3172 | 0
07.12. | 9 | 186.617 |  | 145.2998 | 0 | 0 | 41.3172 | 0
07.12. | 10 | 186.617 |  | 145.2998 | 0 | 0 | 41.3172 | 0
07.12. | 11 | 186.617 |  | 145.2998 | 0 | 0 | 41.3172 | 0
07.12. | 12 | 186.617 |  | 145.2998 | 0 | 0 | 41.3172 | 0
07.12. | 13 | 186.617 |  | 145.2998 | 0 | 0 | 41.3172 | 0
07.12. | 14 | 186.617 |  | 145.2998 | 0 | 0 | 41.3172 | 0
07.12. | 15 | 186.617 |  | 145.2998 | 0 | 0 | 41.3172 | 0
07.12. | 16 | 186.617 |  | 145.2998 | 0 | 0 | 41.3172 | 0
07.12. | 17 | 186.617 |  | 145.2998 | 0 | 0 | 41.3172 | 0
07.12. | 18 | 186.617 |  | 145.2998 | 0 | 0 | 41.3172 | 0
07.12. | 19 | 186.617 |  | 145.2998 | 0 | 0 | 41.3172 | 0
07.12. | 20 | 186.617 |  | 145.2998 | 0 | 0 | 41.3172 | 0
07.12. | 21 | 186.617 |  | 145.2998 | 0 | 0 | 41.3172 | 0
07.12. | 22 | 186.617 |  | 145.2998 | 0 | 0 | 41.3172 | 0
07.12. | 23 | 186.617 |  | 145.2998 | 0 | 0 | 41.3172 | 0
07.12. | 24 | 186.617 |  | 145.2998 | 0 | 0 | 41.3172 | 0
08.12. | 1 | 186.617 |  | 145.2998 | 0 | 0 | 41.3172 | 0
08.12. | 2 | 186.617 |  | 145.2998 | 0 | 0 | 41.3172 | 0
08.12. | 3 | 186.617 |  | 145.2998 | 0 | 0 | 41.3172 | 0
08.12. | 4 | 186.617 |  | 145.2998 | 0 | 0 | 41.3172 | 0
08.12. | 5 | 186.617 |  | 145.2998 | 0 | 0 | 41.3172 | 0
08.12. | 6 | 186.617 |  | 145.2998 | 0 | 0 | 41.3172 | 0
08.12. | 7 | 186.617 |  | 145.2998 | 0 | 0 | 41.3172 | 0
08.12. | 8 | 186.617 |  | 145.2998 | 0 | 0 | 41.3172 | 0
08.12. | 9 | 186.617 |  | 145.2998 | 0 | 0 | 41.3172 | 0
08.12. | 10 | 186.617 |  | 145.2998 | 0 | 0 | 41.3172 | 0
08.12. | 11 | 186.617 |  | 145.2998 | 0 | 0 | 41.3172 | 0
08.12. | 12 | 186.617 |  | 145.2998 | 0 | 0 | 41.3172 | 0
08.12. | 13 | 186.617 |  | 145.2998 | 0 | 0 | 41.3172 | 0
08.12. | 14 | 186.617 |  | 145.2998 | 0 | 0 | 41.3172 | 0
08.12. | 15 | 186.617 |  | 145.2998 | 0 | 0 | 41.3172 | 0
08.12. | 16 | 186.617 |  | 145.2998 | 0 | 0 | 41.3172 | 0
08.12. | 17 | 186.617 |  | 145.2998 | 0 | 0 | 41.3172 | 0
08.12. | 18 | 186.617 |  | 145.2998 | 0 | 0 | 41.3172 | 0
08.12. | 19 | 186.617 |  | 145.2998 | 0 | 0 | 41.3172 | 0
08.12. | 20 | 186.617 |  | 145.2998 | 0 | 0 | 41.3172 | 0
08.12. | 21 | 186.617 |  | 145.2998 | 0 | 0 | 41.3172 | 0
08.12. | 22 | 186.617 |  | 145.2998 | 0 | 0 | 41.3172 | 0
08.12. | 23 | 186.617 |  | 145.2998 | 0 | 0 | 41.3172 | 0
08.12. | 24 | 186.617 |  | 145.2998 | 0 | 0 | 41.3172 | 0
09.12. | 1 | 186.617 |  | 145.2998 | 0 | 0 | 41.3172 | 0
09.12. | 2 | 186.617 |  | 145.2998 | 0 | 0 | 41.3172 | 0
09.12. | 3 | 186.617 |  | 145.2998 | 0 | 0 | 41.3172 | 0
09.12. | 4 | 186.617 |  | 145.2998 | 0 | 0 | 41.3172 | 0
09.12. | 5 | 186.617 |  | 145.2998 | 0 | 0 | 41.3172 | 0
09.12. | 6 | 186.617 |  | 145.2998 | 0 | 0 | 41.3172 | 0
09.12. | 7 | 186.617 |  | 145.2998 | 0 | 0 | 41.3172 | 0
09.12. | 8 | 186.617 |  | 145.2998 | 0 | 0 | 41.3172 | 0
09.12. | 9 | 186.617 |  | 145.2998 | 0 | 0 | 41.3172 | 0
09.12. | 10 | 186.617 |  | 145.2998 | 0 | 0 | 41.3172 | 0
09.12. | 11 | 186.617 |  | 145.2998 | 0 | 0 | 41.3172 | 0
09.12. | 12 | 186.617 |  | 145.2998 | 0 | 0 | 41.3172 | 0
09.12. | 13 | 186.617 |  | 145.2998 | 0 | 0 | 41.3172 | 0
09.12. | 14 | 186.617 |  | 145.2998 | 0 | 0 | 41.3172 | 0
09.12. | 15 | 186.617 |  | 145.2998 | 0 | 0 | 41.3172 | 0
09.12. | 16 | 186.617 |  | 145.2998 | 0 | 0 | 41.3172 | 0
09.12. | 17 | 186.617 |  | 145.2998 | 0 | 0 | 41.3172 | 0
09.12. | 18 | 186.617 |  | 145.2998 | 0 | 0 | 41.3172 | 0
09.12. | 19 | 186.617 |  | 145.2998 | 0 | 0 | 41.3172 | 0
09.12. | 20 | 186.617 |  | 145.2998 | 0 | 0 | 41.3172 | 0
09.12. | 21 | 186.617 |  | 145.2998 | 0 | 0 | 41.3172 | 0
09.12. | 22 | 186.617 |  | 145.2998 | 0 | 0 | 41.3172 | 0
09.12. | 23 | 186.617 |  | 145.2998 | 0 | 0 | 41.3172 | 0
09.12. | 24 | 186.617 |  | 145.2998 | 0 | 0 | 41.3172 | 0
10.12. | 1 | 186.617 |  | 145.2998 | 0 | 0 | 41.3172 | 0
10.12. | 2 | 186.617 |  | 145.2998 | 0 | 0 | 41.3172 | 0
10.12. | 3 | 186.617 |  | 145.2998 | 0 | 0 | 41.3172 | 0
10.12. | 4 | 186.617 |  | 145.2998 | 0 | 0 | 41.3172 | 0
10.12. | 5 | 186.617 |  | 145.2998 | 0 | 0 | 41.3172 | 0
10.12. | 6 | 186.617 |  | 145.2998 | 0 | 0 | 41.3172 | 0
10.12. | 7 | 186.617 |  | 145.2998 | 0 | 0 | 41.3172 | 0
10.12. | 8 | 186.617 |  | 145.2998 | 0 | 0 | 41.3172 | 0
10.12. | 9 | 186.617 |  | 145.2998 | 0 | 0 | 41.3172 | 0
10.12. | 10 | 186.617 |  | 145.2998 | 0 | 0 | 41.3172 | 0
10.12. | 11 | 186.617 |  | 145.2998 | 0 | 0 | 41.3172 | 0
10.12. | 12 | 186.617 |  | 145.2998 | 0 | 0 | 41.3172 | 0
10.12. | 13 | 186.617 |  | 145.2998 | 0 | 0 | 41.3172 | 0
10.12. | 14 | 186.617 |  | 145.2998 | 0 | 0 | 41.3172 | 0
10.12. | 15 | 186.617 |  | 145.2998 | 0 | 0 | 41.3172 | 0
10.12. | 16 | 186.617 |  | 145.2998 | 0 | 0 | 41.3172 | 0
10.12. | 17 | 186.617 |  | 145.2998 | 0 | 0 | 41.3172 | 0
10.12. | 18 | 186.617 |  | 145.2998 | 0 | 0 | 41.3172 | 0
10.12. | 19 | 186.617 |  | 145.2998 | 0 | 0 | 41.3172 | 0
10.12. | 20 | 186.617 |  | 145.2998 | 0 | 0 | 41.3172 | 0
10.12. | 21 | 186.617 |  | 145.2998 | 0 | 0 | 41.3172 | 0
10.12. | 22 | 186.617 |  | 145.2998 | 0 | 0 | 41.3172 | 0
10.12. | 23 | 186.617 |  | 145.2998 | 0 | 0 | 41.3172 | 0
10.12. | 24 | 186.617 |  | 145.2998 | 0 | 0 | 41.3172 | 0
11.12. | 1 | 186.617 |  | 145.2998 | 0 | 0 | 41.3172 | 0
11.12. | 2 | 186.617 |  | 145.2998 | 0 | 0 | 41.3172 | 0
11.12. | 3 | 186.617 |  | 145.2998 | 0 | 0 | 41.3172 | 0
11.12. | 4 | 186.617 |  | 145.2998 | 0 | 0 | 41.3172 | 0
11.12. | 5 | 186.617 |  | 145.2998 | 0 | 0 | 41.3172 | 0
11.12. | 6 | 186.617 |  | 145.2998 | 0 | 0 | 41.3172 | 0
11.12. | 7 | 186.617 |  | 145.2998 | 0 | 0 | 41.3172 | 0
11.12. | 8 | 186.617 |  | 145.2998 | 0 | 0 | 41.3172 | 0
11.12. | 9 | 186.617 |  | 145.2998 | 0 | 0 | 41.3172 | 0
11.12. | 10 | 186.617 |  | 145.2998 | 0 | 0 | 41.3172 | 0
11.12. | 11 | 186.617 |  | 145.2998 | 0 | 0 | 41.3172 | 0
11.12. | 12 | 186.617 |  | 145.2998 | 0 | 0 | 41.3172 | 0
11.12. | 13 | 186.617 |  | 145.2998 | 0 | 0 | 41.3172 | 0
11.12. | 14 | 186.617 |  | 145.2998 | 0 | 0 | 41.3172 | 0
11.12. | 15 | 186.617 |  | 145.2998 | 0 | 0 | 41.3172 | 0
11.12. | 16 | 186.617 |  | 145.2998 | 0 | 0 | 41.3172 | 0
11.12. | 17 | 186.617 |  | 145.2998 | 0 | 0 | 41.3172 | 0
11.12. | 18 | 186.617 |  | 145.2998 | 0 | 0 | 41.3172 | 0
11.12. | 19 | 186.617 |  | 145.2998 | 0 | 0 | 41.3172 | 0
11.12. | 20 | 186.617 |  | 145.2998 | 0 | 0 | 41.3172 | 0
11.12. | 21 | 186.617 |  | 145.2998 | 0 | 0 | 41.3172 | 0
11.12. | 22 | 186.617 |  | 145.2998 | 0 | 0 | 41.3172 | 0
11.12. | 23 | 186.617 |  | 145.2998 | 0 | 0 | 41.3172 | 0
11.12. | 24 | 186.617 |  | 145.2998 | 0 | 0 | 41.3172 | 0
12.12. | 1 | 186.617 |  | 145.2998 | 0 | 0 | 41.3172 | 0
12.12. | 2 | 186.617 |  | 145.2998 | 0 | 0 | 41.3172 | 0
12.12. | 3 | 186.617 |  | 145.2998 | 0 | 0 | 41.3172 | 0
12.12. | 4 | 186.617 |  | 145.2998 | 0 | 0 | 41.3172 | 0
12.12. | 5 | 186.617 |  | 145.2998 | 0 | 0 | 41.3172 | 0
12.12. | 6 | 186.617 |  | 145.2998 | 0 | 0 | 41.3172 | 0
12.12. | 7 | 186.617 |  | 145.2998 | 0 | 0 | 41.3172 | 0
12.12. | 8 | 186.617 |  | 145.2998 | 0 | 0 | 41.3172 | 0
12.12. | 9 | 186.617 |  | 145.2998 | 0 | 0 | 41.3172 | 0
12.12. | 10 | 186.617 |  | 145.2998 | 0 | 0 | 41.3172 | 0
12.12. | 11 | 186.617 |  | 145.2998 | 0 | 0 | 41.3172 | 0
12.12. | 12 | 186.617 |  | 145.2998 | 0 | 0 | 41.3172 | 0
12.12. | 13 | 186.617 |  | 145.2998 | 0 | 0 | 41.3172 | 0
12.12. | 14 | 186.617 |  | 145.2998 | 0 | 0 | 41.3172 | 0
12.12. | 15 | 186.617 |  | 145.2998 | 0 | 0 | 41.3172 | 0
12.12. | 16 | 186.617 |  | 145.2998 | 0 | 0 | 41.3172 | 0
12.12. | 17 | 186.617 |  | 145.2998 | 0 | 0 | 41.3172 | 0
12.12. | 18 | 186.617 |  | 145.2998 | 0 | 0 | 41.3172 | 0
12.12. | 19 | 186.617 |  | 145.2998 | 0 | 0 | 41.3172 | 0
12.12. | 20 | 186.617 |  | 145.2998 | 0 | 0 | 41.3172 | 0
12.12. | 21 | 186.617 |  | 145.2998 | 0 | 0 | 41.3172 | 0
12.12. | 22 | 186.617 |  | 145.2998 | 0 | 0 | 41.3172 | 0
12.12. | 23 | 186.617 |  | 145.2998 | 0 | 0 | 41.3172 | 0
12.12. | 24 | 186.617 |  | 145.2998 | 0 | 0 | 41.3172 | 0
13.12. | 1 | 186.617 |  | 145.2998 | 0 | 0 | 41.3172 | 0
13.12. | 2 | 186.617 |  | 145.2998 | 0 | 0 | 41.3172 | 0
13.12. | 3 | 186.617 |  | 145.2998 | 0 | 0 | 41.3172 | 0
13.12. | 4 | 186.617 |  | 145.2998 | 0 | 0 | 41.3172 | 0
13.12. | 5 | 186.617 |  | 145.2998 | 0 | 0 | 41.3172 | 0
13.12. | 6 | 186.617 |  | 145.2998 | 0 | 0 | 41.3172 | 0
13.12. | 7 | 186.617 |  | 145.2998 | 0 | 0 | 41.3172 | 0
13.12. | 8 | 186.617 |  | 145.2998 | 0 | 0 | 41.3172 | 0
13.12. | 9 | 186.617 |  | 145.2998 | 0 | 0 | 41.3172 | 0
13.12. | 10 | 186.617 |  | 145.2998 | 0 | 0 | 41.3172 | 0
13.12. | 11 | 186.617 |  | 145.2998 | 0 | 0 | 41.3172 | 0
13.12. | 12 | 186.617 |  | 145.2998 | 0 | 0 | 41.3172 | 0
13.12. | 13 | 186.617 |  | 145.2998 | 0 | 0 | 41.3172 | 0
13.12. | 14 | 186.617 |  | 145.2998 | 0 | 0 | 41.3172 | 0
13.12. | 15 | 186.617 |  | 145.2998 | 0 | 0 | 41.3172 | 0
13.12. | 16 | 186.617 |  | 145.2998 | 0 | 0 | 41.3172 | 0
13.12. | 17 | 186.617 |  | 145.2998 | 0 | 0 | 41.3172 | 0
13.12. | 18 | 186.617 |  | 145.2998 | 0 | 0 | 41.3172 | 0
13.12. | 19 | 186.617 |  | 145.2998 | 0 | 0 | 41.3172 | 0
13.12. | 20 | 186.617 |  | 145.2998 | 0 | 0 | 41.3172 | 0
13.12. | 21 | 186.617 |  | 145.2998 | 0 | 0 | 41.3172 | 0
13.12. | 22 | 186.617 |  | 145.2998 | 0 | 0 | 41.3172 | 0
13.12. | 23 | 186.617 |  | 145.2998 | 0 | 0 | 41.3172 | 0
13.12. | 24 | 186.617 |  | 145.2998 | 0 | 0 | 41.3172 | 0
14.12. | 1 | 186.617 |  | 145.2998 | 0 | 0 | 41.3172 | 0
14.12. | 2 | 186.617 |  | 145.2998 | 0 | 0 | 41.3172 | 0
14.12. | 3 | 186.617 |  | 145.2998 | 0 | 0 | 41.3172 | 0
14.12. | 4 | 186.617 |  | 145.2998 | 0 | 0 | 41.3172 | 0
14.12. | 5 | 186.617 |  | 145.2998 | 0 | 0 | 41.3172 | 0
14.12. | 6 | 186.617 |  | 145.2998 | 0 | 0 | 41.3172 | 0
14.12. | 7 | 186.617 |  | 145.2998 | 0 | 0 | 41.3172 | 0
14.12. | 8 | 186.617 |  | 145.2998 | 0 | 0 | 41.3172 | 0
14.12. | 9 | 186.617 |  | 145.2998 | 0 | 0 | 41.3172 | 0
14.12. | 10 | 186.617 |  | 145.2998 | 0 | 0 | 41.3172 | 0
14.12. | 11 | 186.617 |  | 145.2998 | 0 | 0 | 41.3172 | 0
14.12. | 12 | 186.617 |  | 145.2998 | 0 | 0 | 41.3172 | 0
14.12. | 13 | 186.617 |  | 145.2998 | 0 | 0 | 41.3172 | 0
14.12. | 14 | 186.617 |  | 145.2998 | 0 | 0 | 41.3172 | 0
14.12. | 15 | 186.617 |  | 145.2998 | 0 | 0 | 41.3172 | 0
14.12. | 16 | 186.617 |  | 145.2998 | 0 | 0 | 41.3172 | 0
14.12. | 17 | 186.617 |  | 145.2998 | 0 | 0 | 41.3172 | 0
14.12. | 18 | 186.617 |  | 145.2998 | 0 | 0 | 41.3172 | 0
14.12. | 19 | 186.617 |  | 145.2998 | 0 | 0 | 41.3172 | 0
14.12. | 20 | 186.617 |  | 145.2998 | 0 | 0 | 41.3172 | 0
14.12. | 21 | 186.617 |  | 145.2998 | 0 | 0 | 41.3172 | 0
14.12. | 22 | 186.617 |  | 145.2998 | 0 | 0 | 41.3172 | 0
14.12. | 23 | 186.617 |  | 145.2998 | 0 | 0 | 41.3172 | 0
14.12. | 24 | 186.617 |  | 145.2998 | 0 | 0 | 41.3172 | 0
15.12. | 1 | 186.617 |  | 145.2998 | 0 | 0 | 41.3172 | 0
15.12. | 2 | 186.617 |  | 145.2998 | 0 | 0 | 41.3172 | 0
15.12. | 3 | 186.617 |  | 145.2998 | 0 | 0 | 41.3172 | 0
15.12. | 4 | 186.617 |  | 145.2998 | 0 | 0 | 41.3172 | 0
15.12. | 5 | 186.617 |  | 145.2998 | 0 | 0 | 41.3172 | 0
15.12. | 6 | 186.617 |  | 145.2998 | 0 | 0 | 41.3172 | 0
15.12. | 7 | 186.617 |  | 145.2998 | 0 | 0 | 41.3172 | 0
15.12. | 8 | 186.617 |  | 145.2998 | 0 | 0 | 41.3172 | 0
15.12. | 9 | 186.617 |  | 145.2998 | 0 | 0 | 41.3172 | 0
15.12. | 10 | 186.617 |  | 145.2998 | 0 | 0 | 41.3172 | 0
15.12. | 11 | 186.617 |  | 145.2998 | 0 | 0 | 41.3172 | 0
15.12. | 12 | 186.617 |  | 145.2998 | 0 | 0 | 41.3172 | 0
15.12. | 13 | 186.617 |  | 145.2998 | 0 | 0 | 41.3172 | 0
15.12. | 14 | 186.617 |  | 145.2998 | 0 | 0 | 41.3172 | 0
15.12. | 15 | 186.617 |  | 145.2998 | 0 | 0 | 41.3172 | 0
15.12. | 16 | 186.617 |  | 145.2998 | 0 | 0 | 41.3172 | 0
15.12. | 17 | 186.617 |  | 145.2998 | 0 | 0 | 41.3172 | 0
15.12. | 18 | 186.617 |  | 145.2998 | 0 | 0 | 41.3172 | 0
15.12. | 19 | 186.617 |  | 145.2998 | 0 | 0 | 41.3172 | 0
15.12. | 20 | 186.617 |  | 145.2998 | 0 | 0 | 41.3172 | 0
15.12. | 21 | 186.617 |  | 145.2998 | 0 | 0 | 41.3172 | 0
15.12. | 22 | 186.617 |  | 145.2998 | 0 | 0 | 41.3172 | 0
15.12. | 23 | 186.617 |  | 145.2998 | 0 | 0 | 41.3172 | 0
15.12. | 24 | 186.617 |  | 145.2998 | 0 | 0 | 41.3172 | 0
16.12. | 1 | 186.617 |  | 145.2998 | 0 | 0 | 41.3172 | 0
16.12. | 2 | 186.617 |  | 145.2998 | 0 | 0 | 41.3172 | 0
16.12. | 3 | 186.617 |  | 145.2998 | 0 | 0 | 41.3172 | 0
16.12. | 4 | 186.617 |  | 145.2998 | 0 | 0 | 41.3172 | 0
16.12. | 5 | 186.617 |  | 145.2998 | 0 | 0 | 41.3172 | 0
16.12. | 6 | 186.617 |  | 145.2998 | 0 | 0 | 41.3172 | 0
16.12. | 7 | 186.617 |  | 145.2998 | 0 | 0 | 41.3172 | 0
16.12. | 8 | 186.617 |  | 145.2998 | 0 | 0 | 41.3172 | 0
16.12. | 9 | 186.617 |  | 145.2998 | 0 | 0 | 41.3172 | 0
16.12. | 10 | 186.617 |  | 145.2998 | 0 | 0 | 41.3172 | 0
16.12. | 11 | 186.617 |  | 145.2998 | 0 | 0 | 41.3172 | 0
16.12. | 12 | 186.617 |  | 145.2998 | 0 | 0 | 41.3172 | 0
16.12. | 13 | 186.617 |  | 145.2998 | 0 | 0 | 41.3172 | 0
16.12. | 14 | 186.617 |  | 145.2998 | 0 | 0 | 41.3172 | 0
16.12. | 15 | 186.617 |  | 145.2998 | 0 | 0 | 41.3172 | 0
16.12. | 16 | 186.617 |  | 145.2998 | 0 | 0 | 41.3172 | 0
16.12. | 17 | 186.617 |  | 145.2998 | 0 | 0 | 41.3172 | 0
16.12. | 18 | 186.617 |  | 145.2998 | 0 | 0 | 41.3172 | 0
16.12. | 19 | 186.617 |  | 145.2998 | 0 | 0 | 41.3172 | 0
16.12. | 20 | 186.617 |  | 145.2998 | 0 | 0 | 41.3172 | 0
16.12. | 21 | 186.617 |  | 145.2998 | 0 | 0 | 41.3172 | 0
16.12. | 22 | 186.617 |  | 145.2998 | 0 | 0 | 41.3172 | 0
16.12. | 23 | 186.617 |  | 145.2998 | 0 | 0 | 41.3172 | 0
16.12. | 24 | 186.617 |  | 145.2998 | 0 | 0 | 41.3172 | 0
17.12. | 1 | 186.617 |  | 145.2998 | 0 | 0 | 41.3172 | 0
17.12. | 2 | 186.617 |  | 145.2998 | 0 | 0 | 41.3172 | 0
17.12. | 3 | 186.617 |  | 145.2998 | 0 | 0 | 41.3172 | 0
17.12. | 4 | 186.617 |  | 145.2998 | 0 | 0 | 41.3172 | 0
17.12. | 5 | 186.617 |  | 145.2998 | 0 | 0 | 41.3172 | 0
17.12. | 6 | 186.617 |  | 145.2998 | 0 | 0 | 41.3172 | 0
17.12. | 7 | 186.617 |  | 145.2998 | 0 | 0 | 41.3172 | 0
17.12. | 8 | 186.617 |  | 145.2998 | 0 | 0 | 41.3172 | 0
17.12. | 9 | 186.617 |  | 145.2998 | 0 | 0 | 41.3172 | 0
17.12. | 10 | 186.617 |  | 145.2998 | 0 | 0 | 41.3172 | 0
17.12. | 11 | 186.617 |  | 145.2998 | 0 | 0 | 41.3172 | 0
17.12. | 12 | 186.617 |  | 145.2998 | 0 | 0 | 41.3172 | 0
17.12. | 13 | 186.617 |  | 145.2998 | 0 | 0 | 41.3172 | 0
17.12. | 14 | 186.617 |  | 145.2998 | 0 | 0 | 41.3172 | 0
17.12. | 15 | 186.617 |  | 145.2998 | 0 | 0 | 41.3172 | 0
17.12. | 16 | 186.617 |  | 145.2998 | 0 | 0 | 41.3172 | 0
17.12. | 17 | 186.617 |  | 145.2998 | 0 | 0 | 41.3172 | 0
17.12. | 18 | 186.617 |  | 145.2998 | 0 | 0 | 41.3172 | 0
17.12. | 19 | 186.617 |  | 145.2998 | 0 | 0 | 41.3172 | 0
17.12. | 20 | 186.617 |  | 145.2998 | 0 | 0 | 41.3172 | 0
17.12. | 21 | 186.617 |  | 145.2998 | 0 | 0 | 41.3172 | 0
17.12. | 22 | 186.617 |  | 145.2998 | 0 | 0 | 41.3172 | 0
17.12. | 23 | 186.617 |  | 145.2998 | 0 | 0 | 41.3172 | 0
17.12. | 24 | 186.617 |  | 145.2998 | 0 | 0 | 41.3172 | 0
18.12. | 1 | 186.617 |  | 145.2998 | 0 | 0 | 41.3172 | 0
18.12. | 2 | 186.617 |  | 145.2998 | 0 | 0 | 41.3172 | 0
18.12. | 3 | 186.617 |  | 145.2998 | 0 | 0 | 41.3172 | 0
18.12. | 4 | 186.617 |  | 145.2998 | 0 | 0 | 41.3172 | 0
18.12. | 5 | 186.617 |  | 145.2998 | 0 | 0 | 41.3172 | 0
18.12. | 6 | 186.617 |  | 145.2998 | 0 | 0 | 41.3172 | 0
18.12. | 7 | 186.617 |  | 145.2998 | 0 | 0 | 41.3172 | 0
18.12. | 8 | 186.617 |  | 145.2998 | 0 | 0 | 41.3172 | 0
18.12. | 9 | 186.617 |  | 145.2998 | 0 | 0 | 41.3172 | 0
18.12. | 10 | 186.617 |  | 145.2998 | 0 | 0 | 41.3172 | 0
18.12. | 11 | 186.617 |  | 145.2998 | 0 | 0 | 41.3172 | 0
18.12. | 12 | 186.617 |  | 145.2998 | 0 | 0 | 41.3172 | 0
18.12. | 13 | 186.617 |  | 145.2998 | 0 | 0 | 41.3172 | 0
18.12. | 14 | 186.617 |  | 145.2998 | 0 | 0 | 41.3172 | 0
18.12. | 15 | 186.617 |  | 145.2998 | 0 | 0 | 41.3172 | 0
18.12. | 16 | 186.617 |  | 145.2998 | 0 | 0 | 41.3172 | 0
18.12. | 17 | 186.617 |  | 145.2998 | 0 | 0 | 41.3172 | 0
18.12. | 18 | 186.617 |  | 145.2998 | 0 | 0 | 41.3172 | 0
18.12. | 19 | 186.617 |  | 145.2998 | 0 | 0 | 41.3172 | 0
18.12. | 20 | 186.617 |  | 145.2998 | 0 | 0 | 41.3172 | 0
18.12. | 21 | 186.617 |  | 145.2998 | 0 | 0 | 41.3172 | 0
18.12. | 22 | 186.617 |  | 145.2998 | 0 | 0 | 41.3172 | 0
18.12. | 23 | 186.617 |  | 145.2998 | 0 | 0 | 41.3172 | 0
18.12. | 24 | 186.617 |  | 145.2998 | 0 | 0 | 41.3172 | 0
19.12. | 1 | 186.617 |  | 145.2998 | 0 | 0 | 41.3172 | 0
19.12. | 2 | 186.617 |  | 145.2998 | 0 | 0 | 41.3172 | 0
19.12. | 3 | 186.617 |  | 145.2998 | 0 | 0 | 41.3172 | 0
19.12. | 4 | 186.617 |  | 145.2998 | 0 | 0 | 41.3172 | 0
19.12. | 5 | 186.617 |  | 145.2998 | 0 | 0 | 41.3172 | 0
19.12. | 6 | 186.617 |  | 145.2998 | 0 | 0 | 41.3172 | 0
19.12. | 7 | 186.617 |  | 145.2998 | 0 | 0 | 41.3172 | 0
19.12. | 8 | 186.617 |  | 145.2998 | 0 | 0 | 41.3172 | 0
19.12. | 9 | 186.617 |  | 145.2998 | 0 | 0 | 41.3172 | 0
19.12. | 10 | 186.617 |  | 145.2998 | 0 | 0 | 41.3172 | 0
19.12. | 11 | 186.617 |  | 145.2998 | 0 | 0 | 41.3172 | 0
19.12. | 12 | 186.617 |  | 145.2998 | 0 | 0 | 41.3172 | 0
19.12. | 13 | 186.617 |  | 145.2998 | 0 | 0 | 41.3172 | 0
19.12. | 14 | 186.617 |  | 145.2998 | 0 | 0 | 41.3172 | 0
19.12. | 15 | 186.617 |  | 145.2998 | 0 | 0 | 41.3172 | 0
19.12. | 16 | 186.617 |  | 145.2998 | 0 | 0 | 41.3172 | 0
19.12. | 17 | 186.617 |  | 145.2998 | 0 | 0 | 41.3172 | 0
19.12. | 18 | 186.617 |  | 145.2998 | 0 | 0 | 41.3172 | 0
19.12. | 19 | 186.617 |  | 145.2998 | 0 | 0 | 41.3172 | 0
19.12. | 20 | 186.617 |  | 145.2998 | 0 | 0 | 41.3172 | 0
19.12. | 21 | 186.617 |  | 145.2998 | 0 | 0 | 41.3172 | 0
19.12. | 22 | 186.617 |  | 145.2998 | 0 | 0 | 41.3172 | 0
19.12. | 23 | 186.617 |  | 145.2998 | 0 | 0 | 41.3172 | 0
19.12. | 24 | 186.617 |  | 145.2998 | 0 | 0 | 41.3172 | 0
20.12. | 1 | 186.617 |  | 145.2998 | 0 | 0 | 41.3172 | 0
20.12. | 2 | 186.617 |  | 145.2998 | 0 | 0 | 41.3172 | 0
20.12. | 3 | 186.617 |  | 145.2998 | 0 | 0 | 41.3172 | 0
20.12. | 4 | 186.617 |  | 145.2998 | 0 | 0 | 41.3172 | 0
20.12. | 5 | 186.617 |  | 145.2998 | 0 | 0 | 41.3172 | 0
20.12. | 6 | 186.617 |  | 145.2998 | 0 | 0 | 41.3172 | 0
20.12. | 7 | 186.617 |  | 145.2998 | 0 | 0 | 41.3172 | 0
20.12. | 8 | 186.617 |  | 145.2998 | 0 | 0 | 41.3172 | 0
20.12. | 9 | 186.617 |  | 145.2998 | 0 | 0 | 41.3172 | 0
20.12. | 10 | 186.617 |  | 145.2998 | 0 | 0 | 41.3172 | 0
20.12. | 11 | 186.617 |  | 145.2998 | 0 | 0 | 41.3172 | 0
20.12. | 12 | 186.617 |  | 145.2998 | 0 | 0 | 41.3172 | 0
20.12. | 13 | 186.617 |  | 145.2998 | 0 | 0 | 41.3172 | 0
20.12. | 14 | 186.617 |  | 145.2998 | 0 | 0 | 41.3172 | 0
20.12. | 15 | 186.617 |  | 145.2998 | 0 | 0 | 41.3172 | 0
20.12. | 16 | 186.617 |  | 145.2998 | 0 | 0 | 41.3172 | 0
20.12. | 17 | 186.617 |  | 145.2998 | 0 | 0 | 41.3172 | 0
20.12. | 18 | 186.617 |  | 145.2998 | 0 | 0 | 41.3172 | 0
20.12. | 19 | 186.617 |  | 145.2998 | 0 | 0 | 41.3172 | 0
20.12. | 20 | 186.617 |  | 145.2998 | 0 | 0 | 41.3172 | 0
20.12. | 21 | 186.617 |  | 145.2998 | 0 | 0 | 41.3172 | 0
20.12. | 22 | 186.617 |  | 145.2998 | 0 | 0 | 41.3172 | 0
20.12. | 23 | 186.617 |  | 145.2998 | 0 | 0 | 41.3172 | 0
20.12. | 24 | 186.617 |  | 145.2998 | 0 | 0 | 41.3172 | 0
21.12. | 1 | 186.617 |  | 145.2998 | 0 | 0 | 41.3172 | 0
21.12. | 2 | 186.617 |  | 145.2998 | 0 | 0 | 41.3172 | 0
21.12. | 3 | 186.617 |  | 145.2998 | 0 | 0 | 41.3172 | 0
21.12. | 4 | 186.617 |  | 145.2998 | 0 | 0 | 41.3172 | 0
21.12. | 5 | 186.617 |  | 145.2998 | 0 | 0 | 41.3172 | 0
21.12. | 6 | 186.617 |  | 145.2998 | 0 | 0 | 41.3172 | 0
21.12. | 7 | 186.617 |  | 145.2998 | 0 | 0 | 41.3172 | 0
21.12. | 8 | 186.617 |  | 145.2998 | 0 | 0 | 41.3172 | 0
21.12. | 9 | 186.617 |  | 145.2998 | 0 | 0 | 41.3172 | 0
21.12. | 10 | 186.617 |  | 145.2998 | 0 | 0 | 41.3172 | 0
21.12. | 11 | 186.617 |  | 145.2998 | 0 | 0 | 41.3172 | 0
21.12. | 12 | 186.617 |  | 145.2998 | 0 | 0 | 41.3172 | 0
21.12. | 13 | 186.617 |  | 145.2998 | 0 | 0 | 41.3172 | 0
21.12. | 14 | 186.617 |  | 145.2998 | 0 | 0 | 41.3172 | 0
21.12. | 15 | 186.617 |  | 145.2998 | 0 | 0 | 41.3172 | 0
21.12. | 16 | 186.617 |  | 145.2998 | 0 | 0 | 41.3172 | 0
21.12. | 17 | 186.617 |  | 145.2998 | 0 | 0 | 41.3172 | 0
21.12. | 18 | 186.617 |  | 145.2998 | 0 | 0 | 41.3172 | 0
21.12. | 19 | 186.617 |  | 145.2998 | 0 | 0 | 41.3172 | 0
21.12. | 20 | 186.617 |  | 145.2998 | 0 | 0 | 41.3172 | 0
21.12. | 21 | 186.617 |  | 145.2998 | 0 | 0 | 41.3172 | 0
21.12. | 22 | 186.617 |  | 145.2998 | 0 | 0 | 41.3172 | 0
21.12. | 23 | 186.617 |  | 145.2998 | 0 | 0 | 41.3172 | 0
21.12. | 24 | 186.617 |  | 145.2998 | 0 | 0 | 41.3172 | 0
22.12. | 1 | 186.617 |  | 145.2998 | 0 | 0 | 41.3172 | 0
22.12. | 2 | 186.617 |  | 145.2998 | 0 | 0 | 41.3172 | 0
22.12. | 3 | 186.617 |  | 145.2998 | 0 | 0 | 41.3172 | 0
22.12. | 4 | 186.617 |  | 145.2998 | 0 | 0 | 41.3172 | 0
22.12. | 5 | 186.617 |  | 145.2998 | 0 | 0 | 41.3172 | 0
22.12. | 6 | 186.617 |  | 145.2998 | 0 | 0 | 41.3172 | 0
22.12. | 7 | 186.617 |  | 145.2998 | 0 | 0 | 41.3172 | 0
22.12. | 8 | 186.617 |  | 145.2998 | 0 | 0 | 41.3172 | 0
22.12. | 9 | 186.617 |  | 145.2998 | 0 | 0 | 41.3172 | 0
22.12. | 10 | 186.617 |  | 145.2998 | 0 | 0 | 41.3172 | 0
22.12. | 11 | 186.617 |  | 145.2998 | 0 | 0 | 41.3172 | 0
22.12. | 12 | 186.617 |  | 145.2998 | 0 | 0 | 41.3172 | 0
22.12. | 13 | 186.617 |  | 145.2998 | 0 | 0 | 41.3172 | 0
22.12. | 14 | 186.617 |  | 145.2998 | 0 | 0 | 41.3172 | 0
22.12. | 15 | 186.617 |  | 145.2998 | 0 | 0 | 41.3172 | 0
22.12. | 16 | 186.617 |  | 145.2998 | 0 | 0 | 41.3172 | 0
22.12. | 17 | 186.617 |  | 145.2998 | 0 | 0 | 41.3172 | 0
22.12. | 18 | 186.617 |  | 145.2998 | 0 | 0 | 41.3172 | 0
22.12. | 19 | 186.617 |  | 145.2998 | 0 | 0 | 41.3172 | 0
22.12. | 20 | 186.617 |  | 145.2998 | 0 | 0 | 41.3172 | 0
22.12. | 21 | 186.617 |  | 145.2998 | 0 | 0 | 41.3172 | 0
22.12. | 22 | 186.617 |  | 145.2998 | 0 | 0 | 41.3172 | 0
22.12. | 23 | 186.617 |  | 145.2998 | 0 | 0 | 41.3172 | 0
22.12. | 24 | 186.617 |  | 145.2998 | 0 | 0 | 41.3172 | 0
23.12. | 1 | 186.617 |  | 145.2998 | 0 | 0 | 41.3172 | 0
23.12. | 2 | 186.617 |  | 145.2998 | 0 | 0 | 41.3172 | 0
23.12. | 3 | 186.617 |  | 145.2998 | 0 | 0 | 41.3172 | 0
23.12. | 4 | 186.617 |  | 145.2998 | 0 | 0 | 41.3172 | 0
23.12. | 5 | 186.617 |  | 145.2998 | 0 | 0 | 41.3172 | 0
23.12. | 6 | 186.617 |  | 145.2998 | 0 | 0 | 41.3172 | 0
23.12. | 7 | 186.617 |  | 145.2998 | 0 | 0 | 41.3172 | 0
23.12. | 8 | 186.617 |  | 145.2998 | 0 | 0 | 41.3172 | 0
23.12. | 9 | 186.617 |  | 145.2998 | 0 | 0 | 41.3172 | 0
23.12. | 10 | 186.617 |  | 145.2998 | 0 | 0 | 41.3172 | 0
23.12. | 11 | 186.617 |  | 145.2998 | 0 | 0 | 41.3172 | 0
23.12. | 12 | 186.617 |  | 145.2998 | 0 | 0 | 41.3172 | 0
23.12. | 13 | 186.617 |  | 145.2998 | 0 | 0 | 41.3172 | 0
23.12. | 14 | 186.617 |  | 145.2998 | 0 | 0 | 41.3172 | 0
23.12. | 15 | 186.617 |  | 145.2998 | 0 | 0 | 41.3172 | 0
23.12. | 16 | 186.617 |  | 145.2998 | 0 | 0 | 41.3172 | 0
23.12. | 17 | 186.617 |  | 145.2998 | 0 | 0 | 41.3172 | 0
23.12. | 18 | 186.617 |  | 145.2998 | 0 | 0 | 41.3172 | 0
23.12. | 19 | 186.617 |  | 145.2998 | 0 | 0 | 41.3172 | 0
23.12. | 20 | 186.617 |  | 145.2998 | 0 | 0 | 41.3172 | 0
23.12. | 21 | 186.617 |  | 145.2998 | 0 | 0 | 41.3172 | 0
23.12. | 22 | 186.617 |  | 145.2998 | 0 | 0 | 41.3172 | 0
23.12. | 23 | 186.617 |  | 145.2998 | 0 | 0 | 41.3172 | 0
23.12. | 24 | 186.617 |  | 145.2998 | 0 | 0 | 41.3172 | 0
24.12. | 1 | 186.617 |  | 145.2998 | 0 | 0 | 41.3172 | 0
24.12. | 2 | 186.617 |  | 145.2998 | 0 | 0 | 41.3172 | 0
24.12. | 3 | 186.617 |  | 145.2998 | 0 | 0 | 41.3172 | 0
24.12. | 4 | 186.617 |  | 145.2998 | 0 | 0 | 41.3172 | 0
24.12. | 5 | 186.617 |  | 145.2998 | 0 | 0 | 41.3172 | 0
24.12. | 6 | 186.617 |  | 145.2998 | 0 | 0 | 41.3172 | 0
24.12. | 7 | 186.617 |  | 145.2998 | 0 | 0 | 41.3172 | 0
24.12. | 8 | 186.617 |  | 145.2998 | 0 | 0 | 41.3172 | 0
24.12. | 9 | 186.617 |  | 145.2998 | 0 | 0 | 41.3172 | 0
24.12. | 10 | 186.617 |  | 145.2998 | 0 | 0 | 41.3172 | 0
24.12. | 11 | 186.617 |  | 145.2998 | 0 | 0 | 41.3172 | 0
24.12. | 12 | 186.617 |  | 145.2998 | 0 | 0 | 41.3172 | 0
24.12. | 13 | 186.617 |  | 145.2998 | 0 | 0 | 41.3172 | 0
24.12. | 14 | 186.617 |  | 145.2998 | 0 | 0 | 41.3172 | 0
24.12. | 15 | 186.617 |  | 145.2998 | 0 | 0 | 41.3172 | 0
24.12. | 16 | 186.617 |  | 145.2998 | 0 | 0 | 41.3172 | 0
24.12. | 17 | 186.617 |  | 145.2998 | 0 | 0 | 41.3172 | 0
24.12. | 18 | 186.617 |  | 145.2998 | 0 | 0 | 41.3172 | 0
24.12. | 19 | 186.617 |  | 145.2998 | 0 | 0 | 41.3172 | 0
24.12. | 20 | 186.617 |  | 145.2998 | 0 | 0 | 41.3172 | 0
24.12. | 21 | 186.617 |  | 145.2998 | 0 | 0 | 41.3172 | 0
24.12. | 22 | 186.617 |  | 145.2998 | 0 | 0 | 41.3172 | 0
24.12. | 23 | 186.617 |  | 145.2998 | 0 | 0 | 41.3172 | 0
24.12. | 24 | 186.617 |  | 145.2998 | 0 | 0 | 41.3172 | 0
25.12. | 1 | 186.617 |  | 145.2998 | 0 | 0 | 41.3172 | 0
25.12. | 2 | 186.617 |  | 145.2998 | 0 | 0 | 41.3172 | 0
25.12. | 3 | 186.617 |  | 145.2998 | 0 | 0 | 41.3172 | 0
25.12. | 4 | 186.617 |  | 145.2998 | 0 | 0 | 41.3172 | 0
25.12. | 5 | 186.617 |  | 145.2998 | 0 | 0 | 41.3172 | 0
25.12. | 6 | 186.617 |  | 145.2998 | 0 | 0 | 41.3172 | 0
25.12. | 7 | 186.617 |  | 145.2998 | 0 | 0 | 41.3172 | 0
25.12. | 8 | 186.617 |  | 145.2998 | 0 | 0 | 41.3172 | 0
25.12. | 9 | 186.617 |  | 145.2998 | 0 | 0 | 41.3172 | 0
25.12. | 10 | 186.617 |  | 145.2998 | 0 | 0 | 41.3172 | 0
25.12. | 11 | 186.617 |  | 145.2998 | 0 | 0 | 41.3172 | 0
25.12. | 12 | 186.617 |  | 145.2998 | 0 | 0 | 41.3172 | 0
25.12. | 13 | 186.617 |  | 145.2998 | 0 | 0 | 41.3172 | 0
25.12. | 14 | 186.617 |  | 145.2998 | 0 | 0 | 41.3172 | 0
25.12. | 15 | 186.617 |  | 145.2998 | 0 | 0 | 41.3172 | 0
25.12. | 16 | 186.617 |  | 145.2998 | 0 | 0 | 41.3172 | 0
25.12. | 17 | 186.617 |  | 145.2998 | 0 | 0 | 41.3172 | 0
25.12. | 18 | 186.617 |  | 145.2998 | 0 | 0 | 41.3172 | 0
25.12. | 19 | 186.617 |  | 145.2998 | 0 | 0 | 41.3172 | 0
25.12. | 20 | 186.617 |  | 145.2998 | 0 | 0 | 41.3172 | 0
25.12. | 21 | 186.617 |  | 145.2998 | 0 | 0 | 41.3172 | 0
25.12. | 22 | 186.617 |  | 145.2998 | 0 | 0 | 41.3172 | 0
25.12. | 23 | 186.617 |  | 145.2998 | 0 | 0 | 41.3172 | 0
25.12. | 24 | 186.617 |  | 145.2998 | 0 | 0 | 41.3172 | 0
26.12. | 1 | 186.617 |  | 145.2998 | 0 | 0 | 41.3172 | 0
26.12. | 2 | 186.617 |  | 145.2998 | 0 | 0 | 41.3172 | 0
26.12. | 3 | 186.617 |  | 145.2998 | 0 | 0 | 41.3172 | 0
26.12. | 4 | 186.617 |  | 145.2998 | 0 | 0 | 41.3172 | 0
26.12. | 5 | 186.617 |  | 145.2998 | 0 | 0 | 41.3172 | 0
26.12. | 6 | 186.617 |  | 145.2998 | 0 | 0 | 41.3172 | 0
26.12. | 7 | 186.617 |  | 145.2998 | 0 | 0 | 41.3172 | 0
26.12. | 8 | 186.617 |  | 145.2998 | 0 | 0 | 41.3172 | 0
26.12. | 9 | 186.617 |  | 145.2998 | 0 | 0 | 41.3172 | 0
26.12. | 10 | 186.617 |  | 145.2998 | 0 | 0 | 41.3172 | 0
26.12. | 11 | 186.617 |  | 145.2998 | 0 | 0 | 41.3172 | 0
26.12. | 12 | 186.617 |  | 145.2998 | 0 | 0 | 41.3172 | 0
26.12. | 13 | 186.617 |  | 145.2998 | 0 | 0 | 41.3172 | 0
26.12. | 14 | 186.617 |  | 145.2998 | 0 | 0 | 41.3172 | 0
26.12. | 15 | 186.617 |  | 145.2998 | 0 | 0 | 41.3172 | 0
26.12. | 16 | 186.617 |  | 145.2998 | 0 | 0 | 41.3172 | 0
26.12. | 17 | 186.617 |  | 145.2998 | 0 | 0 | 41.3172 | 0
26.12. | 18 | 186.617 |  | 145.2998 | 0 | 0 | 41.3172 | 0
26.12. | 19 | 186.617 |  | 145.2998 | 0 | 0 | 41.3172 | 0
26.12. | 20 | 186.617 |  | 145.2998 | 0 | 0 | 41.3172 | 0
26.12. | 21 | 186.617 |  | 145.2998 | 0 | 0 | 41.3172 | 0
26.12. | 22 | 186.617 |  | 145.2998 | 0 | 0 | 41.3172 | 0
26.12. | 23 | 186.617 |  | 145.2998 | 0 | 0 | 41.3172 | 0
26.12. | 24 | 186.617 |  | 145.2998 | 0 | 0 | 41.3172 | 0
27.12. | 1 | 186.617 |  | 145.2998 | 0 | 0 | 41.3172 | 0
27.12. | 2 | 186.617 |  | 145.2998 | 0 | 0 | 41.3172 | 0
27.12. | 3 | 186.617 |  | 145.2998 | 0 | 0 | 41.3172 | 0
27.12. | 4 | 186.617 |  | 145.2998 | 0 | 0 | 41.3172 | 0
27.12. | 5 | 186.617 |  | 145.2998 | 0 | 0 | 41.3172 | 0
27.12. | 6 | 186.617 |  | 145.2998 | 0 | 0 | 41.3172 | 0
27.12. | 7 | 186.617 |  | 145.2998 | 0 | 0 | 41.3172 | 0
27.12. | 8 | 186.617 |  | 145.2998 | 0 | 0 | 41.3172 | 0
27.12. | 9 | 186.617 |  | 145.2998 | 0 | 0 | 41.3172 | 0
27.12. | 10 | 186.617 |  | 145.2998 | 0 | 0 | 41.3172 | 0
27.12. | 11 | 186.617 |  | 145.2998 | 0 | 0 | 41.3172 | 0
27.12. | 12 | 186.617 |  | 145.2998 | 0 | 0 | 41.3172 | 0
27.12. | 13 | 186.617 |  | 145.2998 | 0 | 0 | 41.3172 | 0
27.12. | 14 | 186.617 |  | 145.2998 | 0 | 0 | 41.3172 | 0
27.12. | 15 | 186.617 |  | 145.2998 | 0 | 0 | 41.3172 | 0
27.12. | 16 | 186.617 |  | 145.2998 | 0 | 0 | 41.3172 | 0
27.12. | 17 | 186.617 |  | 145.2998 | 0 | 0 | 41.3172 | 0
27.12. | 18 | 186.617 |  | 145.2998 | 0 | 0 | 41.3172 | 0
27.12. | 19 | 186.617 |  | 145.2998 | 0 | 0 | 41.3172 | 0
27.12. | 20 | 186.617 |  | 145.2998 | 0 | 0 | 41.3172 | 0
27.12. | 21 | 186.617 |  | 145.2998 | 0 | 0 | 41.3172 | 0
27.12. | 22 | 186.617 |  | 145.2998 | 0 | 0 | 41.3172 | 0
27.12. | 23 | 186.617 |  | 145.2998 | 0 | 0 | 41.3172 | 0
27.12. | 24 | 186.617 |  | 145.2998 | 0 | 0 | 41.3172 | 0
28.12. | 1 | 186.617 |  | 145.2998 | 0 | 0 | 41.3172 | 0
28.12. | 2 | 186.617 |  | 145.2998 | 0 | 0 | 41.3172 | 0
28.12. | 3 | 186.617 |  | 145.2998 | 0 | 0 | 41.3172 | 0
28.12. | 4 | 186.617 |  | 145.2998 | 0 | 0 | 41.3172 | 0
28.12. | 5 | 186.617 |  | 145.2998 | 0 | 0 | 41.3172 | 0
28.12. | 6 | 186.617 |  | 145.2998 | 0 | 0 | 41.3172 | 0
28.12. | 7 | 186.617 |  | 145.2998 | 0 | 0 | 41.3172 | 0
28.12. | 8 | 186.617 |  | 145.2998 | 0 | 0 | 41.3172 | 0
28.12. | 9 | 186.617 |  | 145.2998 | 0 | 0 | 41.3172 | 0
28.12. | 10 | 186.617 |  | 145.2998 | 0 | 0 | 41.3172 | 0
28.12. | 11 | 186.617 |  | 145.2998 | 0 | 0 | 41.3172 | 0
28.12. | 12 | 186.617 |  | 145.2998 | 0 | 0 | 41.3172 | 0
28.12. | 13 | 186.617 |  | 145.2998 | 0 | 0 | 41.3172 | 0
28.12. | 14 | 186.617 |  | 145.2998 | 0 | 0 | 41.3172 | 0
28.12. | 15 | 186.617 |  | 145.2998 | 0 | 0 | 41.3172 | 0
28.12. | 16 | 186.617 |  | 145.2998 | 0 | 0 | 41.3172 | 0
28.12. | 17 | 186.617 |  | 145.2998 | 0 | 0 | 41.3172 | 0
28.12. | 18 | 186.617 |  | 145.2998 | 0 | 0 | 41.3172 | 0
28.12. | 19 | 186.617 |  | 145.2998 | 0 | 0 | 41.3172 | 0
28.12. | 20 | 186.617 |  | 145.2998 | 0 | 0 | 41.3172 | 0
28.12. | 21 | 186.617 |  | 145.2998 | 0 | 0 | 41.3172 | 0
28.12. | 22 | 186.617 |  | 145.2998 | 0 | 0 | 41.3172 | 0
28.12. | 23 | 186.617 |  | 145.2998 | 0 | 0 | 41.3172 | 0
28.12. | 24 | 186.617 |  | 145.2998 | 0 | 0 | 41.3172 | 0
29.12. | 1 | 186.617 |  | 145.2998 | 0 | 0 | 41.3172 | 0
29.12. | 2 | 186.617 |  | 145.2998 | 0 | 0 | 41.3172 | 0
29.12. | 3 | 186.617 |  | 145.2998 | 0 | 0 | 41.3172 | 0
29.12. | 4 | 186.617 |  | 145.2998 | 0 | 0 | 41.3172 | 0
29.12. | 5 | 186.617 |  | 145.2998 | 0 | 0 | 41.3172 | 0
29.12. | 6 | 186.617 |  | 145.2998 | 0 | 0 | 41.3172 | 0
29.12. | 7 | 186.617 |  | 145.2998 | 0 | 0 | 41.3172 | 0
29.12. | 8 | 186.617 |  | 145.2998 | 0 | 0 | 41.3172 | 0
29.12. | 9 | 186.617 |  | 145.2998 | 0 | 0 | 41.3172 | 0
29.12. | 10 | 186.617 |  | 145.2998 | 0 | 0 | 41.3172 | 0
29.12. | 11 | 186.617 |  | 145.2998 | 0 | 0 | 41.3172 | 0
29.12. | 12 | 186.617 |  | 145.2998 | 0 | 0 | 41.3172 | 0
29.12. | 13 | 186.617 |  | 145.2998 | 0 | 0 | 41.3172 | 0
29.12. | 14 | 186.617 |  | 145.2998 | 0 | 0 | 41.3172 | 0
29.12. | 15 | 186.617 |  | 145.2998 | 0 | 0 | 41.3172 | 0
29.12. | 16 | 186.617 |  | 145.2998 | 0 | 0 | 41.3172 | 0
29.12. | 17 | 186.617 |  | 145.2998 | 0 | 0 | 41.3172 | 0
29.12. | 18 | 186.617 |  | 145.2998 | 0 | 0 | 41.3172 | 0
29.12. | 19 | 186.617 |  | 145.2998 | 0 | 0 | 41.3172 | 0
29.12. | 20 | 186.617 |  | 145.2998 | 0 | 0 | 41.3172 | 0
29.12. | 21 | 186.617 |  | 145.2998 | 0 | 0 | 41.3172 | 0
29.12. | 22 | 186.617 |  | 145.2998 | 0 | 0 | 41.3172 | 0
29.12. | 23 | 186.617 |  | 145.2998 | 0 | 0 | 41.3172 | 0
29.12. | 24 | 186.617 |  | 145.2998 | 0 | 0 | 41.3172 | 0
30.12. | 1 | 186.617 |  | 145.2998 | 0 | 0 | 41.3172 | 0
30.12. | 2 | 186.617 |  | 145.2998 | 0 | 0 | 41.3172 | 0
30.12. | 3 | 186.617 |  | 145.2998 | 0 | 0 | 41.3172 | 0
30.12. | 4 | 186.617 |  | 145.2998 | 0 | 0 | 41.3172 | 0
30.12. | 5 | 186.617 |  | 145.2998 | 0 | 0 | 41.3172 | 0
30.12. | 6 | 186.617 |  | 145.2998 | 0 | 0 | 41.3172 | 0
30.12. | 7 | 186.617 |  | 145.2998 | 0 | 0 | 41.3172 | 0
30.12. | 8 | 186.617 |  | 145.2998 | 0 | 0 | 41.3172 | 0
30.12. | 9 | 186.617 |  | 145.2998 | 0 | 0 | 41.3172 | 0
30.12. | 10 | 186.617 |  | 145.2998 | 0 | 0 | 41.3172 | 0
30.12. | 11 | 186.617 |  | 145.2998 | 0 | 0 | 41.3172 | 0
30.12. | 12 | 186.617 |  | 145.2998 | 0 | 0 | 41.3172 | 0
30.12. | 13 | 186.617 |  | 145.2998 | 0 | 0 | 41.3172 | 0
30.12. | 14 | 186.617 |  | 145.2998 | 0 | 0 | 41.3172 | 0
30.12. | 15 | 186.617 |  | 145.2998 | 0 | 0 | 41.3172 | 0
30.12. | 16 | 186.617 |  | 145.2998 | 0 | 0 | 41.3172 | 0
30.12. | 17 | 186.617 |  | 145.2998 | 0 | 0 | 41.3172 | 0
30.12. | 18 | 186.617 |  | 145.2998 | 0 | 0 | 41.3172 | 0
30.12. | 19 | 186.617 |  | 145.2998 | 0 | 0 | 41.3172 | 0
30.12. | 20 | 186.617 |  | 145.2998 | 0 | 0 | 41.3172 | 0
30.12. | 21 | 186.617 |  | 145.2998 | 0 | 0 | 41.3172 | 0
30.12. | 22 | 186.617 |  | 145.2998 | 0 | 0 | 41.3172 | 0
30.12. | 23 | 186.617 |  | 145.2998 | 0 | 0 | 41.3172 | 0
30.12. | 24 | 186.617 |  | 145.2998 | 0 | 0 | 41.3172 | 0
31.12. | 1 | 186.617 |  | 145.2998 | 0 | 0 | 41.3172 | 0
31.12. | 2 | 186.617 |  | 145.2998 | 0 | 0 | 41.3172 | 0
31.12. | 3 | 186.617 |  | 145.2998 | 0 | 0 | 41.3172 | 0
31.12. | 4 | 186.617 |  | 145.2998 | 0 | 0 | 41.3172 | 0
31.12. | 5 | 186.617 |  | 145.2998 | 0 | 0 | 41.3172 | 0
31.12. | 6 | 186.617 |  | 145.2998 | 0 | 0 | 41.3172 | 0
31.12. | 7 | 186.617 |  | 145.2998 | 0 | 0 | 41.3172 | 0
31.12. | 8 | 186.617 |  | 145.2998 | 0 | 0 | 41.3172 | 0
31.12. | 9 | 186.617 |  | 145.2998 | 0 | 0 | 41.3172 | 0
31.12. | 10 | 186.617 |  | 145.2998 | 0 | 0 | 41.3172 | 0
31.12. | 11 | 186.617 |  | 145.2998 | 0 | 0 | 41.3172 | 0
31.12. | 12 | 186.617 |  | 145.2998 | 0 | 0 | 41.3172 | 0
31.12. | 13 | 186.617 |  | 145.2998 | 0 | 0 | 41.3172 | 0
31.12. | 14 | 186.617 |  | 145.2998 | 0 | 0 | 41.3172 | 0
31.12. | 15 | 186.617 |  | 145.2998 | 0 | 0 | 41.3172 | 0
31.12. | 16 | 186.617 |  | 145.2998 | 0 | 0 | 41.3172 | 0
31.12. | 17 | 186.617 |  | 145.2998 | 0 | 0 | 41.3172 | 0
31.12. | 18 | 186.617 |  | 145.2998 | 0 | 0 | 41.3172 | 0
31.12. | 19 | 186.617 |  | 145.2998 | 0 | 0 | 41.3172 | 0
31.12. | 20 | 186.617 |  | 145.2998 | 0 | 0 | 41.3172 | 0
31.12. | 21 | 186.617 |  | 145.2998 | 0 | 0 | 41.3172 | 0
31.12. | 22 | 186.617 |  | 145.2998 | 0 | 0 | 41.3172 | 0
31.12. | 23 | 186.617 |  | 145.2998 | 0 | 0 | 41.3172 | 0
31.12. | 24 | 186.617 |  | 145.2998 | 0 | 0 | 41.3172 | 0