## Thermal
ENTSO-E Market Modelling Database: Thermal generation
Country:
Market Node: | SK00
Year:
Climate year
Scenario
Fuel & Plant type |  | Net generating capacity (MW) | Number of units | Number of biofuel units | Biofuel usage [%] | MUST RUN OBLIGATIONS | [13 empty] | Daily limitation in MWh (optional) | [11 empty] | Unavailability |  |  | Min stable power (% of max power) | Ramp up rate(MW/h) | Ramp down rate (MW/h) | fixed generation reduction (% of max power output) | Median Start-up fuel name | Custom biofuel price (EUR/Net GJ) | Maximum number of units on maintenance
[32 empty] | Forced outage (annual rate) | Planned outage | Planned outage
[33 empty] | annual rate | winter
[7 empty] | Jan | Feb | Mar | April | May | June | July | Aug | Sept | Oct | Nov | Dec | causes (e.g technical, subsidies, environmental, grid constraints... | Jan | Feb | Mar | April | May | June | July | Aug | Sept | Oct | Nov | Dec | % | number of days | minimum % of annual number of days
Nuclear |  | 4029.6373 | 7 | 0 | 0 | number of must run units | 7 | 7 | 7 | 7 | 7 | 7 | 7 | 7 | 7 | 7 | 7 | 7 | [13 empty] | 1.7278 | 18 | 2.4814 | 84.4 | 1173.2158 | 1173.2158 | 0 | 0 | 0 | 7
[6 empty] | % of installed capacity | 85 | 85 | 85 | 85 | 85 | 85 | 85 | 85 | 85 | 85 | 85 | 85
Hard coal | old 1 | 27.085 | 1 | 1 | 0.7975 | number of must run units | 0 | 0 | 0 | 0 | 0 | 0 | 0 | 0 | 0 | 0 | 0 | 0 | [13 empty] | 1.3699 | 27 | 0 | 1.83 | 32.502 | 81.255 | 0 | 0 | 0 | 1
[6 empty] | % of installed capacity | 0 | 0 | 0 | 0 | 0 | 0 | 0 | 0 | 0 | 0 | 0 | 0
| old 2 | 0 | 0 | 0 | 0 | number of must run units | 0 | 0 | 0 | 0 | 0 | 0 | 0 | 0 | 0 | 0 | 0 | 0 | [13 empty] | 10 | 27 | 15 |  |  |  | 0 | 0 |  | 0
[6 empty] | % of installed capacity | 0 | 0 | 0 | 0 | 0 | 0 | 0 | 0 | 0 | 0 | 0 | 0
| new | 263.441 | 3 | 0 | 0 | number of must run units | 0 | 0 | 0 | 0 | 0 | 0 | 0 | 0 | 0 | 0 | 0 | 0 | [13 empty] | 9.2569 | 27 | 0.16763 | 19.3179 | 277.9718 | 347.4647 | 0 | 0 | 0 | 3
[6 empty] | % of installed capacity | 0 | 0 | 0 | 0 | 0 | 0 | 0 | 0 | 0 | 0 | 0 | 0
| CCS | 0 | 0 | 0 | 0 | number of must run units | 0 | 0 | 0 | 0 | 0 | 0 | 0 | 0 | 0 | 0 | 0 | 0 | [13 empty] | 7.5 | 27 | 15 |  |  |  | 0 | 0 |  | 0
[6 empty] | % of installed capacity | 0 | 0 | 0 | 0 | 0 | 0 | 0 | 0 | 0 | 0 | 0 | 0
Lignite | old 1 | 18.514 | 1 | 1 | 1 | number of must run units | 0 | 0 | 0 | 0 | 0 | 0 | 0 | 0 | 0 | 0 | 0 | 0 | [13 empty] | 2.7 | 27 | 0 | 32.55 | 22.2168 | 55.542 | 0 | 0 | 0 | 1
[6 empty] | % of installed capacity | 0 | 0 | 0 | 0 | 0 | 0 | 0 | 0 | 0 | 0 | 0 | 0
| old 2 | 0 | 0 | 0 | 0 | number of must run units | 0 | 0 | 0 | 0 | 0 | 0 | 0 | 0 | 0 | 0 | 0 | 0 | [13 empty] | 10 | 27 | 15 |  |  |  | 0 | 0 |  | 0
[6 empty] | % of installed capacity | 0 | 0 | 0 | 0 | 0 | 0 | 0 | 0 | 0 | 0 | 0 | 0
| new | 66.375 | 2 | 1 | 0.15689 | number of must run units | 0 | 0 | 0 | 0 | 0 | 0 | 0 | 0 | 0 | 0 | 0 | 0 | [13 empty] | 8.4188 | 27 | 0 | 10.4337 | 47.8713 | 119.6784 | 0 | 0 | 0 | 2
[6 empty] | % of installed capacity | 0 | 0 | 0 | 0 | 0 | 0 | 0 | 0 | 0 | 0 | 0 | 0
| CCS | 0 | 0 | 0 | 0 | number of must run units | 0 | 0 | 0 | 0 | 0 | 0 | 0 | 0 | 0 | 0 | 0 | 0 | [13 empty] | 7.5 | 27 | 15 |  |  |  | 0 | 0 |  | 0
[6 empty] | % of installed capacity | 0 | 0 | 0 | 0 | 0 | 0 | 0 | 0 | 0 | 0 | 0 | 0
Gas | Conventional old 1 | 8.436 | 1 | 0 | 0 | number of must run units | 0 | 0 | 0 | 0 | 0 | 0 | 0 | 0 | 0 | 0 | 0 | 0 | [13 empty] | 8 | 27 | 0 | 20 | 75.924 | 75.924 | 0 | 0 | 0 | 1
[6 empty] | % of installed capacity | 0 | 0 | 0 | 0 | 0 | 0 | 0 | 0 | 0 | 0 | 0 | 0
| Conventional old 2 | 71.343 | 6 | 0 | 0 | number of must run units | 0 | 0 | 0 | 0 | 0 | 0 | 0 | 0 | 0 | 0 | 0 | 0 | [13 empty] | 5.6148 | 27 | 0 | 19.2054 | 148.6422 | 148.6422 | 0 | 0 | 0 | 6
[6 empty] | % of installed capacity | 0 | 0 | 0 | 0 | 0 | 0 | 0 | 0 | 0 | 0 | 0 | 0
| CCGT old 1 | 184.662 | 2 | 1 | 0.5367 | number of must run units | 0 | 0 | 0 | 0 | 0 | 0 | 0 | 0 | 0 | 0 | 0 | 0 | [13 empty] | 6.005 | 27 | 0 | 24.0582 | 127.458 | 318.6451 | 0 | 0 | 0 | 2
[6 empty] | % of installed capacity | 0 | 0 | 0 | 0 | 0 | 0 | 0 | 0 | 0 | 0 | 0 | 0
| CCGT old 2 | 0 | 0 | 0 | 0 | number of must run units | 0 | 0 | 0 | 0 | 0 | 0 | 0 | 0 | 0 | 0 | 0 | 0 | [13 empty] | 8 | 27 | 15 |  |  |  | 0 | 0 |  | 0
[6 empty] | % of installed capacity | 0 | 0 | 0 | 0 | 0 | 0 | 0 | 0 | 0 | 0 | 0 | 0
| CCGT new | 27.456 | 1 | 0 | 0 | number of must run units | 0 | 0 | 0 | 0 | 0 | 0 | 0 | 0 | 0 | 0 | 0 | 0 | [13 empty] | 0.685 | 27 | 0 | 16.67 | 65.8944 | 82.368 | 0 | 0 | 0 | 1
[6 empty] | % of installed capacity | 0 | 0 | 0 | 0 | 0 | 0 | 0 | 0 | 0 | 0 | 0 | 0
| CCGT CCS | 0 | 0 | 0 | 0 | number of must run units | 0 | 0 | 0 | 0 | 0 | 0 | 0 | 0 | 0 | 0 | 0 | 0 | [13 empty] | 5 | 27 | 15 |  |  |  | 0 | 0 |  | 0
[6 empty] | % of installed capacity | 0 | 0 | 0 | 0 | 0 | 0 | 0 | 0 | 0 | 0 | 0 | 0
| OCGT old | 0 | 0 | 0 | 0 | number of must run units | 0 | 0 | 0 | 0 | 0 | 0 | 0 | 0 | 0 | 0 | 0 | 0 | [13 empty] | 8 | 13 | 15 |  |  |  | 0 | 0 |  | 0
[6 empty] | % of installed capacity | 0 | 0 | 0 | 0 | 0 | 0 | 0 | 0 | 0 | 0 | 0 | 0
| OCGT new | 0 | 0 | 0 | 0 | number of must run units | 0 | 0 | 0 | 0 | 0 | 0 | 0 | 0 | 0 | 0 | 0 | 0 | [13 empty] | 5 | 13 | 15 |  |  |  | 0 | 0 |  | 0
[6 empty] | % of installed capacity | 0 | 0 | 0 | 0 | 0 | 0 | 0 | 0 | 0 | 0 | 0 | 0
Light oil |  | 0 | 0 | 0 | 0 | number of must run units | 0 | 0 | 0 | 0 | 0 | 0 | 0 | 0 | 0 | 0 | 0 | 0 | [13 empty] | 8 | 13 | 15 |  |  |  | 0 | 0 |  | 0
[6 empty] | % of installed capacity | 0 | 0 | 0 | 0 | 0 | 0 | 0 | 0 | 0 | 0 | 0 | 0
Heavy oil | old 1 | 133.278 | 1 | 0 | 0 | number of must run units | 0 | 0 | 0 | 0 | 0 | 0 | 0 | 0 | 0 | 0 | 0 | 0 | [13 empty] | 10 | 27 | 0 | 2 | 639.7344 | 639.7344 | 0 | 0 | 0 | 1
[6 empty] | % of installed capacity | 0 | 0 | 0 | 0 | 0 | 0 | 0 | 0 | 0 | 0 | 0 | 0
| old 2 | 0 | 0 | 0 | 0 | number of must run units | 0 | 0 | 0 | 0 | 0 | 0 | 0 | 0 | 0 | 0 | 0 | 0 | [13 empty] | 10 | 27 | 15 |  |  |  | 0 | 0 |  | 0
[6 empty] | % of installed capacity | 0 | 0 | 0 | 0 | 0 | 0 | 0 | 0 | 0 | 0 | 0 | 0
Oil shale | old | 0 | 0 | 0 | 0 | number of must run units | 0 | 0 | 0 | 0 | 0 | 0 | 0 | 0 | 0 | 0 | 0 | 0 | [13 empty] | 10 | 27 | 15 |  |  |  | 0 | 0 |  | 0
[6 empty] | % of installed capacity | 0 | 0 | 0 | 0 | 0 | 0 | 0 | 0 | 0 | 0 | 0 | 0
| new | 0 | 0 | 0 | 0 | number of must run units | 0 | 0 | 0 | 0 | 0 | 0 | 0 | 0 | 0 | 0 | 0 | 0 | [13 empty] | 7.5 | 27 | 15 |  |  |  | 0 | 0 |  | 0
[6 empty] | % of installed capacity | 0 | 0 | 0 | 0 | 0 | 0 | 0 | 0 | 0 | 0 | 0 | 0
Gas | CCGT present 1 | 545.564 | 3 | 0 | 0 | number of must run units | 0 | 0 | 0 | 0 | 0 | 0 | 0 | 0 | 0 | 0 | 0 | 0 | [13 empty] | 4.4605 | 19.4602 | 0 | 47.3789 | 784.1343 | 980.1679 | 0 | 0 | 0 | 3
[6 empty] | % of installed capacity | 0 | 0 | 0 | 0 | 0 | 0 | 0 | 0 | 0 | 0 | 0 | 0
| CCGT present 2 | 0 | 0 | 0 | 0 | number of must run units | 0 | 0 | 0 | 0 | 0 | 0 | 0 | 0 | 0 | 0 | 0 | 0 | [13 empty] | 5 | 27 | 15 |  |  |  | 0 | 0 |  | 0
[6 empty] | % of installed capacity | 0 | 0 | 0 | 0 | 0 | 0 | 0 | 0 | 0 | 0 | 0 | 0
Hydrogen | Fuel Cell | 0 | 0 | 0 | 0 | number of must run units | 0 | 0 | 0 | 0 | 0 | 0 | 0 | 0 | 0 | 0 | 0 | 0 | [13 empty] | 2.5 | 7 | 0 |  |  |  | 0 | 0 |  | 0
[6 empty] | % of installed capacity | 0 | 0 | 0 | 0 | 0 | 0 | 0 | 0 | 0 | 0 | 0 | 0
Hydrogen | CCGT | 0 | 0 | 0 | 0 | number of must run units | 0 | 0 | 0 | 0 | 0 | 0 | 0 | 0 | 0 | 0 | 0 | 0 | [13 empty] | 5 | 27 | 15 |  |  |  | 0 | 0 |  | 0
[6 empty] | % of installed capacity | 0 | 0 | 0 | 0 | 0 | 0 | 0 | 0 | 0 | 0 | 0 | 0
Hydrogen | OCGT | 0 | 0 | 0 | 0 | number of must run units | 0 | 0 | 0 | 0 | 0 | 0 | 0 | 0 | 0 | 0 | 0 | 0 | [13 empty] | 5 | 13 | 15 |  |  |  | 0 | 0 |  | 0
[6 empty] | % of installed capacity | 0 | 0 | 0 | 0 | 0 | 0 | 0 | 0 | 0 | 0 | 0 | 0

## Other Non-RES
ENTSO-E Market Modelling Database: Other non-RES
Country:
Market Node: | SK00
Year:
Climate year |  |  | N.B. use convention first January always Monday (2007 calendar year) --> see guidelines for further details
Scenario
|  | Price Band 1 | Price Band 2
| Installed capacity (MW) | 124.8717
| Number of units | 1
| PEMMDB type(s) | OtherNon-RES/Gas/CCGT old 2
Purpose
| Avg. Market Offer Price (€/MWh) | 0
| Avg. Efficiency Ratio | 0.48
| Avg. CO2 em. factor (ton/MWh) | 118.75
| Start climate year | 2040
| End climate year | 2040
Date | Hour | Available capacity (MW) | Available capacity (MW) | Available capacity (MW) | Available capacity (MW) | Available capacity (MW) | Available capacity (MW) | Available capacity (MW) | Available capacity (MW) | Available capacity (MW) | Available capacity (MW) | Available capacity (MW) | Available capacity (MW) | Available capacity (MW) | Available capacity (MW) | Available capacity (MW) | Available capacity (MW) | Available capacity (MW) | Available capacity (MW) | Available capacity (MW) | Available capacity (MW) | Available capacity (MW) | Available capacity (MW) | Available capacity (MW) | Available capacity (MW) | Available capacity (MW) | Available capacity (MW) | Available capacity (MW)
01.01. | 1 | 124.8717
01.01. | 2 | 124.8717
01.01. | 3 | 124.8717
01.01. | 4 | 124.8717
01.01. | 5 | 124.8717
01.01. | 6 | 124.8717
01.01. | 7 | 124.8717
01.01. | 8 | 124.8717
01.01. | 9 | 124.8717
01.01. | 10 | 124.8717
01.01. | 11 | 124.8717
01.01. | 12 | 124.8717
01.01. | 13 | 124.8717
01.01. | 14 | 124.8717
01.01. | 15 | 124.8717
01.01. | 16 | 124.8717
01.01. | 17 | 124.8717
01.01. | 18 | 124.8717
01.01. | 19 | 124.8717
01.01. | 20 | 124.8717
01.01. | 21 | 124.8717
01.01. | 22 | 124.8717
01.01. | 23 | 124.8717
01.01. | 24 | 124.8717
02.01. | 1 | 124.8717
02.01. | 2 | 124.8717
02.01. | 3 | 124.8717
02.01. | 4 | 124.8717
02.01. | 5 | 124.8717
02.01. | 6 | 124.8717
02.01. | 7 | 124.8717
02.01. | 8 | 124.8717
02.01. | 9 | 124.8717
02.01. | 10 | 124.8717
02.01. | 11 | 124.8717
02.01. | 12 | 124.8717
02.01. | 13 | 124.8717
02.01. | 14 | 124.8717
02.01. | 15 | 124.8717
02.01. | 16 | 124.8717
02.01. | 17 | 124.8717
02.01. | 18 | 124.8717
02.01. | 19 | 124.8717
02.01. | 20 | 124.8717
02.01. | 21 | 124.8717
02.01. | 22 | 124.8717
02.01. | 23 | 124.8717
02.01. | 24 | 124.8717
03.01. | 1 | 124.8717
03.01. | 2 | 124.8717
03.01. | 3 | 124.8717
03.01. | 4 | 124.8717
03.01. | 5 | 124.8717
03.01. | 6 | 124.8717
03.01. | 7 | 124.8717
03.01. | 8 | 124.8717
03.01. | 9 | 124.8717
03.01. | 10 | 124.8717
03.01. | 11 | 124.8717
03.01. | 12 | 124.8717
03.01. | 13 | 124.8717
03.01. | 14 | 124.8717
03.01. | 15 | 124.8717
03.01. | 16 | 124.8717
03.01. | 17 | 124.8717
03.01. | 18 | 124.8717
03.01. | 19 | 124.8717
03.01. | 20 | 124.8717
03.01. | 21 | 124.8717
03.01. | 22 | 124.8717
03.01. | 23 | 124.8717
03.01. | 24 | 124.8717
04.01. | 1 | 124.8717
04.01. | 2 | 124.8717
04.01. | 3 | 124.8717
04.01. | 4 | 124.8717
04.01. | 5 | 124.8717
04.01. | 6 | 124.8717
04.01. | 7 | 124.8717
04.01. | 8 | 124.8717
04.01. | 9 | 124.8717
04.01. | 10 | 124.8717
04.01. | 11 | 124.8717
04.01. | 12 | 124.8717
04.01. | 13 | 124.8717
04.01. | 14 | 124.8717
04.01. | 15 | 124.8717
04.01. | 16 | 124.8717
04.01. | 17 | 124.8717
04.01. | 18 | 124.8717
04.01. | 19 | 124.8717
04.01. | 20 | 124.8717
04.01. | 21 | 124.8717
04.01. | 22 | 124.8717
04.01. | 23 | 124.8717
04.01. | 24 | 124.8717
05.01. | 1 | 124.8717
05.01. | 2 | 124.8717
05.01. | 3 | 124.8717
05.01. | 4 | 124.8717
05.01. | 5 | 124.8717
05.01. | 6 | 124.8717
05.01. | 7 | 124.8717
05.01. | 8 | 124.8717
05.01. | 9 | 124.8717
05.01. | 10 | 124.8717
05.01. | 11 | 124.8717
05.01. | 12 | 124.8717
05.01. | 13 | 124.8717
05.01. | 14 | 124.8717
05.01. | 15 | 124.8717
05.01. | 16 | 124.8717
05.01. | 17 | 124.8717
05.01. | 18 | 124.8717
05.01. | 19 | 124.8717
05.01. | 20 | 124.8717
05.01. | 21 | 124.8717
05.01. | 22 | 124.8717
05.01. | 23 | 124.8717
05.01. | 24 | 124.8717
06.01. | 1 | 124.8717
06.01. | 2 | 124.8717
06.01. | 3 | 124.8717
06.01. | 4 | 124.8717
06.01. | 5 | 124.8717
06.01. | 6 | 124.8717
06.01. | 7 | 124.8717
06.01. | 8 | 124.8717
06.01. | 9 | 124.8717
06.01. | 10 | 124.8717
06.01. | 11 | 124.8717
06.01. | 12 | 124.8717
06.01. | 13 | 124.8717
06.01. | 14 | 124.8717
06.01. | 15 | 124.8717
06.01. | 16 | 124.8717
06.01. | 17 | 124.8717
06.01. | 18 | 124.8717
06.01. | 19 | 124.8717
06.01. | 20 | 124.8717
06.01. | 21 | 124.8717
06.01. | 22 | 124.8717
06.01. | 23 | 124.8717
06.01. | 24 | 124.8717
07.01. | 1 | 124.8717
07.01. | 2 | 124.8717
07.01. | 3 | 124.8717
07.01. | 4 | 124.8717
07.01. | 5 | 124.8717
07.01. | 6 | 124.8717
07.01. | 7 | 124.8717
07.01. | 8 | 124.8717
07.01. | 9 | 124.8717
07.01. | 10 | 124.8717
07.01. | 11 | 124.8717
07.01. | 12 | 124.8717
07.01. | 13 | 124.8717
07.01. | 14 | 124.8717
07.01. | 15 | 124.8717
07.01. | 16 | 124.8717
07.01. | 17 | 124.8717
07.01. | 18 | 124.8717
07.01. | 19 | 124.8717
07.01. | 20 | 124.8717
07.01. | 21 | 124.8717
07.01. | 22 | 124.8717
07.01. | 23 | 124.8717
07.01. | 24 | 124.8717
08.01. | 1 | 124.8717
08.01. | 2 | 124.8717
08.01. | 3 | 124.8717
08.01. | 4 | 124.8717
08.01. | 5 | 124.8717
08.01. | 6 | 124.8717
08.01. | 7 | 124.8717
08.01. | 8 | 124.8717
08.01. | 9 | 124.8717
08.01. | 10 | 124.8717
08.01. | 11 | 124.8717
08.01. | 12 | 124.8717
08.01. | 13 | 124.8717
08.01. | 14 | 124.8717
08.01. | 15 | 124.8717
08.01. | 16 | 124.8717
08.01. | 17 | 124.8717
08.01. | 18 | 124.8717
08.01. | 19 | 124.8717
08.01. | 20 | 124.8717
08.01. | 21 | 124.8717
08.01. | 22 | 124.8717
08.01. | 23 | 124.8717
08.01. | 24 | 124.8717
09.01. | 1 | 124.8717
09.01. | 2 | 124.8717
09.01. | 3 | 124.8717
09.01. | 4 | 124.8717
09.01. | 5 | 124.8717
09.01. | 6 | 124.8717
09.01. | 7 | 124.8717
09.01. | 8 | 124.8717
09.01. | 9 | 124.8717
09.01. | 10 | 124.8717
09.01. | 11 | 124.8717
09.01. | 12 | 124.8717
09.01. | 13 | 124.8717
09.01. | 14 | 124.8717
09.01. | 15 | 124.8717
09.01. | 16 | 124.8717
09.01. | 17 | 124.8717
09.01. | 18 | 124.8717
09.01. | 19 | 124.8717
09.01. | 20 | 124.8717
09.01. | 21 | 124.8717
09.01. | 22 | 124.8717
09.01. | 23 | 124.8717
09.01. | 24 | 124.8717
10.01. | 1 | 124.8717
10.01. | 2 | 124.8717
10.01. | 3 | 124.8717
10.01. | 4 | 124.8717
10.01. | 5 | 124.8717
10.01. | 6 | 124.8717
10.01. | 7 | 124.8717
10.01. | 8 | 124.8717
10.01. | 9 | 124.8717
10.01. | 10 | 124.8717
10.01. | 11 | 124.8717
10.01. | 12 | 124.8717
10.01. | 13 | 124.8717
10.01. | 14 | 124.8717
10.01. | 15 | 124.8717
10.01. | 16 | 124.8717
10.01. | 17 | 124.8717
10.01. | 18 | 124.8717
10.01. | 19 | 124.8717
10.01. | 20 | 124.8717
10.01. | 21 | 124.8717
10.01. | 22 | 124.8717
10.01. | 23 | 124.8717
10.01. | 24 | 124.8717
11.01. | 1 | 124.8717
11.01. | 2 | 124.8717
11.01. | 3 | 124.8717
11.01. | 4 | 124.8717
11.01. | 5 | 124.8717
11.01. | 6 | 124.8717
11.01. | 7 | 124.8717
11.01. | 8 | 124.8717
11.01. | 9 | 124.8717
11.01. | 10 | 124.8717
11.01. | 11 | 124.8717
11.01. | 12 | 124.8717
11.01. | 13 | 124.8717
11.01. | 14 | 124.8717
11.01. | 15 | 124.8717
11.01. | 16 | 124.8717
11.01. | 17 | 124.8717
11.01. | 18 | 124.8717
11.01. | 19 | 124.8717
11.01. | 20 | 124.8717
11.01. | 21 | 124.8717
11.01. | 22 | 124.8717
11.01. | 23 | 124.8717
11.01. | 24 | 124.8717
12.01. | 1 | 124.8717
12.01. | 2 | 124.8717
12.01. | 3 | 124.8717
12.01. | 4 | 124.8717
12.01. | 5 | 124.8717
12.01. | 6 | 124.8717
12.01. | 7 | 124.8717
12.01. | 8 | 124.8717
12.01. | 9 | 124.8717
12.01. | 10 | 124.8717
12.01. | 11 | 124.8717
12.01. | 12 | 124.8717
12.01. | 13 | 124.8717
12.01. | 14 | 124.8717
12.01. | 15 | 124.8717
12.01. | 16 | 124.8717
12.01. | 17 | 124.8717
12.01. | 18 | 124.8717
12.01. | 19 | 124.8717
12.01. | 20 | 124.8717
12.01. | 21 | 124.8717
12.01. | 22 | 124.8717
12.01. | 23 | 124.8717
12.01. | 24 | 124.8717
13.01. | 1 | 124.8717
13.01. | 2 | 124.8717
13.01. | 3 | 124.8717
13.01. | 4 | 124.8717
13.01. | 5 | 124.8717
13.01. | 6 | 124.8717
13.01. | 7 | 124.8717
13.01. | 8 | 124.8717
13.01. | 9 | 124.8717
13.01. | 10 | 124.8717
13.01. | 11 | 124.8717
13.01. | 12 | 124.8717
13.01. | 13 | 124.8717
13.01. | 14 | 124.8717
13.01. | 15 | 124.8717
13.01. | 16 | 124.8717
13.01. | 17 | 124.8717
13.01. | 18 | 124.8717
13.01. | 19 | 124.8717
13.01. | 20 | 124.8717
13.01. | 21 | 124.8717
13.01. | 22 | 124.8717
13.01. | 23 | 124.8717
13.01. | 24 | 124.8717
14.01. | 1 | 124.8717
14.01. | 2 | 124.8717
14.01. | 3 | 124.8717
14.01. | 4 | 124.8717
14.01. | 5 | 124.8717
14.01. | 6 | 124.8717
14.01. | 7 | 124.8717
14.01. | 8 | 124.8717
14.01. | 9 | 124.8717
14.01. | 10 | 124.8717
14.01. | 11 | 124.8717
14.01. | 12 | 124.8717
14.01. | 13 | 124.8717
14.01. | 14 | 124.8717
14.01. | 15 | 124.8717
14.01. | 16 | 124.8717
14.01. | 17 | 124.8717
14.01. | 18 | 124.8717
14.01. | 19 | 124.8717
14.01. | 20 | 124.8717
14.01. | 21 | 124.8717
14.01. | 22 | 124.8717
14.01. | 23 | 124.8717
14.01. | 24 | 124.8717
15.01. | 1 | 124.8717
15.01. | 2 | 124.8717
15.01. | 3 | 124.8717
15.01. | 4 | 124.8717
15.01. | 5 | 124.8717
15.01. | 6 | 124.8717
15.01. | 7 | 124.8717
15.01. | 8 | 124.8717
15.01. | 9 | 124.8717
15.01. | 10 | 124.8717
15.01. | 11 | 124.8717
15.01. | 12 | 124.8717
15.01. | 13 | 124.8717
15.01. | 14 | 124.8717
15.01. | 15 | 124.8717
15.01. | 16 | 124.8717
15.01. | 17 | 124.8717
15.01. | 18 | 124.8717
15.01. | 19 | 124.8717
15.01. | 20 | 124.8717
15.01. | 21 | 124.8717
15.01. | 22 | 124.8717
15.01. | 23 | 124.8717
15.01. | 24 | 124.8717
16.01. | 1 | 124.8717
16.01. | 2 | 124.8717
16.01. | 3 | 124.8717
16.01. | 4 | 124.8717
16.01. | 5 | 124.8717
16.01. | 6 | 124.8717
16.01. | 7 | 124.8717
16.01. | 8 | 124.8717
16.01. | 9 | 124.8717
16.01. | 10 | 124.8717
16.01. | 11 | 124.8717
16.01. | 12 | 124.8717
16.01. | 13 | 124.8717
16.01. | 14 | 124.8717
16.01. | 15 | 124.8717
16.01. | 16 | 124.8717
16.01. | 17 | 124.8717
16.01. | 18 | 124.8717
16.01. | 19 | 124.8717
16.01. | 20 | 124.8717
16.01. | 21 | 124.8717
16.01. | 22 | 124.8717
16.01. | 23 | 124.8717
16.01. | 24 | 124.8717
17.01. | 1 | 124.8717
17.01. | 2 | 124.8717
17.01. | 3 | 124.8717
17.01. | 4 | 124.8717
17.01. | 5 | 124.8717
17.01. | 6 | 124.8717
17.01. | 7 | 124.8717
17.01. | 8 | 124.8717
17.01. | 9 | 124.8717
17.01. | 10 | 124.8717
17.01. | 11 | 124.8717
17.01. | 12 | 124.8717
17.01. | 13 | 124.8717
17.01. | 14 | 124.8717
17.01. | 15 | 124.8717
17.01. | 16 | 124.8717
17.01. | 17 | 124.8717
17.01. | 18 | 124.8717
17.01. | 19 | 124.8717
17.01. | 20 | 124.8717
17.01. | 21 | 124.8717
17.01. | 22 | 124.8717
17.01. | 23 | 124.8717
17.01. | 24 | 124.8717
18.01. | 1 | 124.8717
18.01. | 2 | 124.8717
18.01. | 3 | 124.8717
18.01. | 4 | 124.8717
18.01. | 5 | 124.8717
18.01. | 6 | 124.8717
18.01. | 7 | 124.8717
18.01. | 8 | 124.8717
18.01. | 9 | 124.8717
18.01. | 10 | 124.8717
18.01. | 11 | 124.8717
18.01. | 12 | 124.8717
18.01. | 13 | 124.8717
18.01. | 14 | 124.8717
18.01. | 15 | 124.8717
18.01. | 16 | 124.8717
18.01. | 17 | 124.8717
18.01. | 18 | 124.8717
18.01. | 19 | 124.8717
18.01. | 20 | 124.8717
18.01. | 21 | 124.8717
18.01. | 22 | 124.8717
18.01. | 23 | 124.8717
18.01. | 24 | 124.8717
19.01. | 1 | 124.8717
19.01. | 2 | 124.8717
19.01. | 3 | 124.8717
19.01. | 4 | 124.8717
19.01. | 5 | 124.8717
19.01. | 6 | 124.8717
19.01. | 7 | 124.8717
19.01. | 8 | 124.8717
19.01. | 9 | 124.8717
19.01. | 10 | 124.8717
19.01. | 11 | 124.8717
19.01. | 12 | 124.8717
19.01. | 13 | 124.8717
19.01. | 14 | 124.8717
19.01. | 15 | 124.8717
19.01. | 16 | 124.8717
19.01. | 17 | 124.8717
19.01. | 18 | 124.8717
19.01. | 19 | 124.8717
19.01. | 20 | 124.8717
19.01. | 21 | 124.8717
19.01. | 22 | 124.8717
19.01. | 23 | 124.8717
19.01. | 24 | 124.8717
20.01. | 1 | 124.8717
20.01. | 2 | 124.8717
20.01. | 3 | 124.8717
20.01. | 4 | 124.8717
20.01. | 5 | 124.8717
20.01. | 6 | 124.8717
20.01. | 7 | 124.8717
20.01. | 8 | 124.8717
20.01. | 9 | 124.8717
20.01. | 10 | 124.8717
20.01. | 11 | 124.8717
20.01. | 12 | 124.8717
20.01. | 13 | 124.8717
20.01. | 14 | 124.8717
20.01. | 15 | 124.8717
20.01. | 16 | 124.8717
20.01. | 17 | 124.8717
20.01. | 18 | 124.8717
20.01. | 19 | 124.8717
20.01. | 20 | 124.8717
20.01. | 21 | 124.8717
20.01. | 22 | 124.8717
20.01. | 23 | 124.8717
20.01. | 24 | 124.8717
21.01. | 1 | 124.8717
21.01. | 2 | 124.8717
21.01. | 3 | 124.8717
21.01. | 4 | 124.8717
21.01. | 5 | 124.8717
21.01. | 6 | 124.8717
21.01. | 7 | 124.8717
21.01. | 8 | 124.8717
21.01. | 9 | 124.8717
21.01. | 10 | 124.8717
21.01. | 11 | 124.8717
21.01. | 12 | 124.8717
21.01. | 13 | 124.8717
21.01. | 14 | 124.8717
21.01. | 15 | 124.8717
21.01. | 16 | 124.8717
21.01. | 17 | 124.8717
21.01. | 18 | 124.8717
21.01. | 19 | 124.8717
21.01. | 20 | 124.8717
21.01. | 21 | 124.8717
21.01. | 22 | 124.8717
21.01. | 23 | 124.8717
21.01. | 24 | 124.8717
22.01. | 1 | 124.8717
22.01. | 2 | 124.8717
22.01. | 3 | 124.8717
22.01. | 4 | 124.8717
22.01. | 5 | 124.8717
22.01. | 6 | 124.8717
22.01. | 7 | 124.8717
22.01. | 8 | 124.8717
22.01. | 9 | 124.8717
22.01. | 10 | 124.8717
22.01. | 11 | 124.8717
22.01. | 12 | 124.8717
22.01. | 13 | 124.8717
22.01. | 14 | 124.8717
22.01. | 15 | 124.8717
22.01. | 16 | 124.8717
22.01. | 17 | 124.8717
22.01. | 18 | 124.8717
22.01. | 19 | 124.8717
22.01. | 20 | 124.8717
22.01. | 21 | 124.8717
22.01. | 22 | 124.8717
22.01. | 23 | 124.8717
22.01. | 24 | 124.8717
23.01. | 1 | 124.8717
23.01. | 2 | 124.8717
23.01. | 3 | 124.8717
23.01. | 4 | 124.8717
23.01. | 5 | 124.8717
23.01. | 6 | 124.8717
23.01. | 7 | 124.8717
23.01. | 8 | 124.8717
23.01. | 9 | 124.8717
23.01. | 10 | 124.8717
23.01. | 11 | 124.8717
23.01. | 12 | 124.8717
23.01. | 13 | 124.8717
23.01. | 14 | 124.8717
23.01. | 15 | 124.8717
23.01. | 16 | 124.8717
23.01. | 17 | 124.8717
23.01. | 18 | 124.8717
23.01. | 19 | 124.8717
23.01. | 20 | 124.8717
23.01. | 21 | 124.8717
23.01. | 22 | 124.8717
23.01. | 23 | 124.8717
23.01. | 24 | 124.8717
24.01. | 1 | 124.8717
24.01. | 2 | 124.8717
24.01. | 3 | 124.8717
24.01. | 4 | 124.8717
24.01. | 5 | 124.8717
24.01. | 6 | 124.8717
24.01. | 7 | 124.8717
24.01. | 8 | 124.8717
24.01. | 9 | 124.8717
24.01. | 10 | 124.8717
24.01. | 11 | 124.8717
24.01. | 12 | 124.8717
24.01. | 13 | 124.8717
24.01. | 14 | 124.8717
24.01. | 15 | 124.8717
24.01. | 16 | 124.8717
24.01. | 17 | 124.8717
24.01. | 18 | 124.8717
24.01. | 19 | 124.8717
24.01. | 20 | 124.8717
24.01. | 21 | 124.8717
24.01. | 22 | 124.8717
24.01. | 23 | 124.8717
24.01. | 24 | 124.8717
25.01. | 1 | 124.8717
25.01. | 2 | 124.8717
25.01. | 3 | 124.8717
25.01. | 4 | 124.8717
25.01. | 5 | 124.8717
25.01. | 6 | 124.8717
25.01. | 7 | 124.8717
25.01. | 8 | 124.8717
25.01. | 9 | 124.8717
25.01. | 10 | 124.8717
25.01. | 11 | 124.8717
25.01. | 12 | 124.8717
25.01. | 13 | 124.8717
25.01. | 14 | 124.8717
25.01. | 15 | 124.8717
25.01. | 16 | 124.8717
25.01. | 17 | 124.8717
25.01. | 18 | 124.8717
25.01. | 19 | 124.8717
25.01. | 20 | 124.8717
25.01. | 21 | 124.8717
25.01. | 22 | 124.8717
25.01. | 23 | 124.8717
25.01. | 24 | 124.8717
26.01. | 1 | 124.8717
26.01. | 2 | 124.8717
26.01. | 3 | 124.8717
26.01. | 4 | 124.8717
26.01. | 5 | 124.8717
26.01. | 6 | 124.8717
26.01. | 7 | 124.8717
26.01. | 8 | 124.8717
26.01. | 9 | 124.8717
26.01. | 10 | 124.8717
26.01. | 11 | 124.8717
26.01. | 12 | 124.8717
26.01. | 13 | 124.8717
26.01. | 14 | 124.8717
26.01. | 15 | 124.8717
26.01. | 16 | 124.8717
26.01. | 17 | 124.8717
26.01. | 18 | 124.8717
26.01. | 19 | 124.8717
26.01. | 20 | 124.8717
26.01. | 21 | 124.8717
26.01. | 22 | 124.8717
26.01. | 23 | 124.8717
26.01. | 24 | 124.8717
27.01. | 1 | 124.8717
27.01. | 2 | 124.8717
27.01. | 3 | 124.8717
27.01. | 4 | 124.8717
27.01. | 5 | 124.8717
27.01. | 6 | 124.8717
27.01. | 7 | 124.8717
27.01. | 8 | 124.8717
27.01. | 9 | 124.8717
27.01. | 10 | 124.8717
27.01. | 11 | 124.8717
27.01. | 12 | 124.8717
27.01. | 13 | 124.8717
27.01. | 14 | 124.8717
27.01. | 15 | 124.8717
27.01. | 16 | 124.8717
27.01. | 17 | 124.8717
27.01. | 18 | 124.8717
27.01. | 19 | 124.8717
27.01. | 20 | 124.8717
27.01. | 21 | 124.8717
27.01. | 22 | 124.8717
27.01. | 23 | 124.8717
27.01. | 24 | 124.8717
28.01. | 1 | 124.8717
28.01. | 2 | 124.8717
28.01. | 3 | 124.8717
28.01. | 4 | 124.8717
28.01. | 5 | 124.8717
28.01. | 6 | 124.8717
28.01. | 7 | 124.8717
28.01. | 8 | 124.8717
28.01. | 9 | 124.8717
28.01. | 10 | 124.8717
28.01. | 11 | 124.8717
28.01. | 12 | 124.8717
28.01. | 13 | 124.8717
28.01. | 14 | 124.8717
28.01. | 15 | 124.8717
28.01. | 16 | 124.8717
28.01. | 17 | 124.8717
28.01. | 18 | 124.8717
28.01. | 19 | 124.8717
28.01. | 20 | 124.8717
28.01. | 21 | 124.8717
28.01. | 22 | 124.8717
28.01. | 23 | 124.8717
28.01. | 24 | 124.8717
29.01. | 1 | 124.8717
29.01. | 2 | 124.8717
29.01. | 3 | 124.8717
29.01. | 4 | 124.8717
29.01. | 5 | 124.8717
29.01. | 6 | 124.8717
29.01. | 7 | 124.8717
29.01. | 8 | 124.8717
29.01. | 9 | 124.8717
29.01. | 10 | 124.8717
29.01. | 11 | 124.8717
29.01. | 12 | 124.8717
29.01. | 13 | 124.8717
29.01. | 14 | 124.8717
29.01. | 15 | 124.8717
29.01. | 16 | 124.8717
29.01. | 17 | 124.8717
29.01. | 18 | 124.8717
29.01. | 19 | 124.8717
29.01. | 20 | 124.8717
29.01. | 21 | 124.8717
29.01. | 22 | 124.8717
29.01. | 23 | 124.8717
29.01. | 24 | 124.8717
30.01. | 1 | 124.8717
30.01. | 2 | 124.8717
30.01. | 3 | 124.8717
30.01. | 4 | 124.8717
30.01. | 5 | 124.8717
30.01. | 6 | 124.8717
30.01. | 7 | 124.8717
30.01. | 8 | 124.8717
30.01. | 9 | 124.8717
30.01. | 10 | 124.8717
30.01. | 11 | 124.8717
30.01. | 12 | 124.8717
30.01. | 13 | 124.8717
30.01. | 14 | 124.8717
30.01. | 15 | 124.8717
30.01. | 16 | 124.8717
30.01. | 17 | 124.8717
30.01. | 18 | 124.8717
30.01. | 19 | 124.8717
30.01. | 20 | 124.8717
30.01. | 21 | 124.8717
30.01. | 22 | 124.8717
30.01. | 23 | 124.8717
30.01. | 24 | 124.8717
31.01. | 1 | 124.8717
31.01. | 2 | 124.8717
31.01. | 3 | 124.8717
31.01. | 4 | 124.8717
31.01. | 5 | 124.8717
31.01. | 6 | 124.8717
31.01. | 7 | 124.8717
31.01. | 8 | 124.8717
31.01. | 9 | 124.8717
31.01. | 10 | 124.8717
31.01. | 11 | 124.8717
31.01. | 12 | 124.8717
31.01. | 13 | 124.8717
31.01. | 14 | 124.8717
31.01. | 15 | 124.8717
31.01. | 16 | 124.8717
31.01. | 17 | 124.8717
31.01. | 18 | 124.8717
31.01. | 19 | 124.8717
31.01. | 20 | 124.8717
31.01. | 21 | 124.8717
31.01. | 22 | 124.8717
31.01. | 23 | 124.8717
31.01. | 24 | 124.8717
01.02. | 1 | 124.8717
01.02. | 2 | 124.8717
01.02. | 3 | 124.8717
01.02. | 4 | 124.8717
01.02. | 5 | 124.8717
01.02. | 6 | 124.8717
01.02. | 7 | 124.8717
01.02. | 8 | 124.8717
01.02. | 9 | 124.8717
01.02. | 10 | 124.8717
01.02. | 11 | 124.8717
01.02. | 12 | 124.8717
01.02. | 13 | 124.8717
01.02. | 14 | 124.8717
01.02. | 15 | 124.8717
01.02. | 16 | 124.8717
01.02. | 17 | 124.8717
01.02. | 18 | 124.8717
01.02. | 19 | 124.8717
01.02. | 20 | 124.8717
01.02. | 21 | 124.8717
01.02. | 22 | 124.8717
01.02. | 23 | 124.8717
01.02. | 24 | 124.8717
02.02. | 1 | 124.8717
02.02. | 2 | 124.8717
02.02. | 3 | 124.8717
02.02. | 4 | 124.8717
02.02. | 5 | 124.8717
02.02. | 6 | 124.8717
02.02. | 7 | 124.8717
02.02. | 8 | 124.8717
02.02. | 9 | 124.8717
02.02. | 10 | 124.8717
02.02. | 11 | 124.8717
02.02. | 12 | 124.8717
02.02. | 13 | 124.8717
02.02. | 14 | 124.8717
02.02. | 15 | 124.8717
02.02. | 16 | 124.8717
02.02. | 17 | 124.8717
02.02. | 18 | 124.8717
02.02. | 19 | 124.8717
02.02. | 20 | 124.8717
02.02. | 21 | 124.8717
02.02. | 22 | 124.8717
02.02. | 23 | 124.8717
02.02. | 24 | 124.8717
03.02. | 1 | 124.8717
03.02. | 2 | 124.8717
03.02. | 3 | 124.8717
03.02. | 4 | 124.8717
03.02. | 5 | 124.8717
03.02. | 6 | 124.8717
03.02. | 7 | 124.8717
03.02. | 8 | 124.8717
03.02. | 9 | 124.8717
03.02. | 10 | 124.8717
03.02. | 11 | 124.8717
03.02. | 12 | 124.8717
03.02. | 13 | 124.8717
03.02. | 14 | 124.8717
03.02. | 15 | 124.8717
03.02. | 16 | 124.8717
03.02. | 17 | 124.8717
03.02. | 18 | 124.8717
03.02. | 19 | 124.8717
03.02. | 20 | 124.8717
03.02. | 21 | 124.8717
03.02. | 22 | 124.8717
03.02. | 23 | 124.8717
03.02. | 24 | 124.8717
04.02. | 1 | 124.8717
04.02. | 2 | 124.8717
04.02. | 3 | 124.8717
04.02. | 4 | 124.8717
04.02. | 5 | 124.8717
04.02. | 6 | 124.8717
04.02. | 7 | 124.8717
04.02. | 8 | 124.8717
04.02. | 9 | 124.8717
04.02. | 10 | 124.8717
04.02. | 11 | 124.8717
04.02. | 12 | 124.8717
04.02. | 13 | 124.8717
04.02. | 14 | 124.8717
04.02. | 15 | 124.8717
04.02. | 16 | 124.8717
04.02. | 17 | 124.8717
04.02. | 18 | 124.8717
04.02. | 19 | 124.8717
04.02. | 20 | 124.8717
04.02. | 21 | 124.8717
04.02. | 22 | 124.8717
04.02. | 23 | 124.8717
04.02. | 24 | 124.8717
05.02. | 1 | 124.8717
05.02. | 2 | 124.8717
05.02. | 3 | 124.8717
05.02. | 4 | 124.8717
05.02. | 5 | 124.8717
05.02. | 6 | 124.8717
05.02. | 7 | 124.8717
05.02. | 8 | 124.8717
05.02. | 9 | 124.8717
05.02. | 10 | 124.8717
05.02. | 11 | 124.8717
05.02. | 12 | 124.8717
05.02. | 13 | 124.8717
05.02. | 14 | 124.8717
05.02. | 15 | 124.8717
05.02. | 16 | 124.8717
05.02. | 17 | 124.8717
05.02. | 18 | 124.8717
05.02. | 19 | 124.8717
05.02. | 20 | 124.8717
05.02. | 21 | 124.8717
05.02. | 22 | 124.8717
05.02. | 23 | 124.8717
05.02. | 24 | 124.8717
06.02. | 1 | 124.8717
06.02. | 2 | 124.8717
06.02. | 3 | 124.8717
06.02. | 4 | 124.8717
06.02. | 5 | 124.8717
06.02. | 6 | 124.8717
06.02. | 7 | 124.8717
06.02. | 8 | 124.8717
06.02. | 9 | 124.8717
06.02. | 10 | 124.8717
06.02. | 11 | 124.8717
06.02. | 12 | 124.8717
06.02. | 13 | 124.8717
06.02. | 14 | 124.8717
06.02. | 15 | 124.8717
06.02. | 16 | 124.8717
06.02. | 17 | 124.8717
06.02. | 18 | 124.8717
06.02. | 19 | 124.8717
06.02. | 20 | 124.8717
06.02. | 21 | 124.8717
06.02. | 22 | 124.8717
06.02. | 23 | 124.8717
06.02. | 24 | 124.8717
07.02. | 1 | 124.8717
07.02. | 2 | 124.8717
07.02. | 3 | 124.8717
07.02. | 4 | 124.8717
07.02. | 5 | 124.8717
07.02. | 6 | 124.8717
07.02. | 7 | 124.8717
07.02. | 8 | 124.8717
07.02. | 9 | 124.8717
07.02. | 10 | 124.8717
07.02. | 11 | 124.8717
07.02. | 12 | 124.8717
07.02. | 13 | 124.8717
07.02. | 14 | 124.8717
07.02. | 15 | 124.8717
07.02. | 16 | 124.8717
07.02. | 17 | 124.8717
07.02. | 18 | 124.8717
07.02. | 19 | 124.8717
07.02. | 20 | 124.8717
07.02. | 21 | 124.8717
07.02. | 22 | 124.8717
07.02. | 23 | 124.8717
07.02. | 24 | 124.8717
08.02. | 1 | 124.8717
08.02. | 2 | 124.8717
08.02. | 3 | 124.8717
08.02. | 4 | 124.8717
08.02. | 5 | 124.8717
08.02. | 6 | 124.8717
08.02. | 7 | 124.8717
08.02. | 8 | 124.8717
08.02. | 9 | 124.8717
08.02. | 10 | 124.8717
08.02. | 11 | 124.8717
08.02. | 12 | 124.8717
08.02. | 13 | 124.8717
08.02. | 14 | 124.8717
08.02. | 15 | 124.8717
08.02. | 16 | 124.8717
08.02. | 17 | 124.8717
08.02. | 18 | 124.8717
08.02. | 19 | 124.8717
08.02. | 20 | 124.8717
08.02. | 21 | 124.8717
08.02. | 22 | 124.8717
08.02. | 23 | 124.8717
08.02. | 24 | 124.8717
09.02. | 1 | 124.8717
09.02. | 2 | 124.8717
09.02. | 3 | 124.8717
09.02. | 4 | 124.8717
09.02. | 5 | 124.8717
09.02. | 6 | 124.8717
09.02. | 7 | 124.8717
09.02. | 8 | 124.8717
09.02. | 9 | 124.8717
09.02. | 10 | 124.8717
09.02. | 11 | 124.8717
09.02. | 12 | 124.8717
09.02. | 13 | 124.8717
09.02. | 14 | 124.8717
09.02. | 15 | 124.8717
09.02. | 16 | 124.8717
09.02. | 17 | 124.8717
09.02. | 18 | 124.8717
09.02. | 19 | 124.8717
09.02. | 20 | 124.8717
09.02. | 21 | 124.8717
09.02. | 22 | 124.8717
09.02. | 23 | 124.8717
09.02. | 24 | 124.8717
10.02. | 1 | 124.8717
10.02. | 2 | 124.8717
10.02. | 3 | 124.8717
10.02. | 4 | 124.8717
10.02. | 5 | 124.8717
10.02. | 6 | 124.8717
10.02. | 7 | 124.8717
10.02. | 8 | 124.8717
10.02. | 9 | 124.8717
10.02. | 10 | 124.8717
10.02. | 11 | 124.8717
10.02. | 12 | 124.8717
10.02. | 13 | 124.8717
10.02. | 14 | 124.8717
10.02. | 15 | 124.8717
10.02. | 16 | 124.8717
10.02. | 17 | 124.8717
10.02. | 18 | 124.8717
10.02. | 19 | 124.8717
10.02. | 20 | 124.8717
10.02. | 21 | 124.8717
10.02. | 22 | 124.8717
10.02. | 23 | 124.8717
10.02. | 24 | 124.8717
11.02. | 1 | 124.8717
11.02. | 2 | 124.8717
11.02. | 3 | 124.8717
11.02. | 4 | 124.8717
11.02. | 5 | 124.8717
11.02. | 6 | 124.8717
11.02. | 7 | 124.8717
11.02. | 8 | 124.8717
11.02. | 9 | 124.8717
11.02. | 10 | 124.8717
11.02. | 11 | 124.8717
11.02. | 12 | 124.8717
11.02. | 13 | 124.8717
11.02. | 14 | 124.8717
11.02. | 15 | 124.8717
11.02. | 16 | 124.8717
11.02. | 17 | 124.8717
11.02. | 18 | 124.8717
11.02. | 19 | 124.8717
11.02. | 20 | 124.8717
11.02. | 21 | 124.8717
11.02. | 22 | 124.8717
11.02. | 23 | 124.8717
11.02. | 24 | 124.8717
12.02. | 1 | 124.8717
12.02. | 2 | 124.8717
12.02. | 3 | 124.8717
12.02. | 4 | 124.8717
12.02. | 5 | 124.8717
12.02. | 6 | 124.8717
12.02. | 7 | 124.8717
12.02. | 8 | 124.8717
12.02. | 9 | 124.8717
12.02. | 10 | 124.8717
12.02. | 11 | 124.8717
12.02. | 12 | 124.8717
12.02. | 13 | 124.8717
12.02. | 14 | 124.8717
12.02. | 15 | 124.8717
12.02. | 16 | 124.8717
12.02. | 17 | 124.8717
12.02. | 18 | 124.8717
12.02. | 19 | 124.8717
12.02. | 20 | 124.8717
12.02. | 21 | 124.8717
12.02. | 22 | 124.8717
12.02. | 23 | 124.8717
12.02. | 24 | 124.8717
13.02. | 1 | 124.8717
13.02. | 2 | 124.8717
13.02. | 3 | 124.8717
13.02. | 4 | 124.8717
13.02. | 5 | 124.8717
13.02. | 6 | 124.8717
13.02. | 7 | 124.8717
13.02. | 8 | 124.8717
13.02. | 9 | 124.8717
13.02. | 10 | 124.8717
13.02. | 11 | 124.8717
13.02. | 12 | 124.8717
13.02. | 13 | 124.8717
13.02. | 14 | 124.8717
13.02. | 15 | 124.8717
13.02. | 16 | 124.8717
13.02. | 17 | 124.8717
13.02. | 18 | 124.8717
13.02. | 19 | 124.8717
13.02. | 20 | 124.8717
13.02. | 21 | 124.8717
13.02. | 22 | 124.8717
13.02. | 23 | 124.8717
13.02. | 24 | 124.8717
14.02. | 1 | 124.8717
14.02. | 2 | 124.8717
14.02. | 3 | 124.8717
14.02. | 4 | 124.8717
14.02. | 5 | 124.8717
14.02. | 6 | 124.8717
14.02. | 7 | 124.8717
14.02. | 8 | 124.8717
14.02. | 9 | 124.8717
14.02. | 10 | 124.8717
14.02. | 11 | 124.8717
14.02. | 12 | 124.8717
14.02. | 13 | 124.8717
14.02. | 14 | 124.8717
14.02. | 15 | 124.8717
14.02. | 16 | 124.8717
14.02. | 17 | 124.8717
14.02. | 18 | 124.8717
14.02. | 19 | 124.8717
14.02. | 20 | 124.8717
14.02. | 21 | 124.8717
14.02. | 22 | 124.8717
14.02. | 23 | 124.8717
14.02. | 24 | 124.8717
15.02. | 1 | 124.8717
15.02. | 2 | 124.8717
15.02. | 3 | 124.8717
15.02. | 4 | 124.8717
15.02. | 5 | 124.8717
15.02. | 6 | 124.8717
15.02. | 7 | 124.8717
15.02. | 8 | 124.8717
15.02. | 9 | 124.8717
15.02. | 10 | 124.8717
15.02. | 11 | 124.8717
15.02. | 12 | 124.8717
15.02. | 13 | 124.8717
15.02. | 14 | 124.8717
15.02. | 15 | 124.8717
15.02. | 16 | 124.8717
15.02. | 17 | 124.8717
15.02. | 18 | 124.8717
15.02. | 19 | 124.8717
15.02. | 20 | 124.8717
15.02. | 21 | 124.8717
15.02. | 22 | 124.8717
15.02. | 23 | 124.8717
15.02. | 24 | 124.8717
16.02. | 1 | 124.8717
16.02. | 2 | 124.8717
16.02. | 3 | 124.8717
16.02. | 4 | 124.8717
16.02. | 5 | 124.8717
16.02. | 6 | 124.8717
16.02. | 7 | 124.8717
16.02. | 8 | 124.8717
16.02. | 9 | 124.8717
16.02. | 10 | 124.8717
16.02. | 11 | 124.8717
16.02. | 12 | 124.8717
16.02. | 13 | 124.8717
16.02. | 14 | 124.8717
16.02. | 15 | 124.8717
16.02. | 16 | 124.8717
16.02. | 17 | 124.8717
16.02. | 18 | 124.8717
16.02. | 19 | 124.8717
16.02. | 20 | 124.8717
16.02. | 21 | 124.8717
16.02. | 22 | 124.8717
16.02. | 23 | 124.8717
16.02. | 24 | 124.8717
17.02. | 1 | 124.8717
17.02. | 2 | 124.8717
17.02. | 3 | 124.8717
17.02. | 4 | 124.8717
17.02. | 5 | 124.8717
17.02. | 6 | 124.8717
17.02. | 7 | 124.8717
17.02. | 8 | 124.8717
17.02. | 9 | 124.8717
17.02. | 10 | 124.8717
17.02. | 11 | 124.8717
17.02. | 12 | 124.8717
17.02. | 13 | 124.8717
17.02. | 14 | 124.8717
17.02. | 15 | 124.8717
17.02. | 16 | 124.8717
17.02. | 17 | 124.8717
17.02. | 18 | 124.8717
17.02. | 19 | 124.8717
17.02. | 20 | 124.8717
17.02. | 21 | 124.8717
17.02. | 22 | 124.8717
17.02. | 23 | 124.8717
17.02. | 24 | 124.8717
18.02. | 1 | 124.8717
18.02. | 2 | 124.8717
18.02. | 3 | 124.8717
18.02. | 4 | 124.8717
18.02. | 5 | 124.8717
18.02. | 6 | 124.8717
18.02. | 7 | 124.8717
18.02. | 8 | 124.8717
18.02. | 9 | 124.8717
18.02. | 10 | 124.8717
18.02. | 11 | 124.8717
18.02. | 12 | 124.8717
18.02. | 13 | 124.8717
18.02. | 14 | 124.8717
18.02. | 15 | 124.8717
18.02. | 16 | 124.8717
18.02. | 17 | 124.8717
18.02. | 18 | 124.8717
18.02. | 19 | 124.8717
18.02. | 20 | 124.8717
18.02. | 21 | 124.8717
18.02. | 22 | 124.8717
18.02. | 23 | 124.8717
18.02. | 24 | 124.8717
19.02. | 1 | 124.8717
19.02. | 2 | 124.8717
19.02. | 3 | 124.8717
19.02. | 4 | 124.8717
19.02. | 5 | 124.8717
19.02. | 6 | 124.8717
19.02. | 7 | 124.8717
19.02. | 8 | 124.8717
19.02. | 9 | 124.8717
19.02. | 10 | 124.8717
19.02. | 11 | 124.8717
19.02. | 12 | 124.8717
19.02. | 13 | 124.8717
19.02. | 14 | 124.8717
19.02. | 15 | 124.8717
19.02. | 16 | 124.8717
19.02. | 17 | 124.8717
19.02. | 18 | 124.8717
19.02. | 19 | 124.8717
19.02. | 20 | 124.8717
19.02. | 21 | 124.8717
19.02. | 22 | 124.8717
19.02. | 23 | 124.8717
19.02. | 24 | 124.8717
20.02. | 1 | 124.8717
20.02. | 2 | 124.8717
20.02. | 3 | 124.8717
20.02. | 4 | 124.8717
20.02. | 5 | 124.8717
20.02. | 6 | 124.8717
20.02. | 7 | 124.8717
20.02. | 8 | 124.8717
20.02. | 9 | 124.8717
20.02. | 10 | 124.8717
20.02. | 11 | 124.8717
20.02. | 12 | 124.8717
20.02. | 13 | 124.8717
20.02. | 14 | 124.8717
20.02. | 15 | 124.8717
20.02. | 16 | 124.8717
20.02. | 17 | 124.8717
20.02. | 18 | 124.8717
20.02. | 19 | 124.8717
20.02. | 20 | 124.8717
20.02. | 21 | 124.8717
20.02. | 22 | 124.8717
20.02. | 23 | 124.8717
20.02. | 24 | 124.8717
21.02. | 1 | 124.8717
21.02. | 2 | 124.8717
21.02. | 3 | 124.8717
21.02. | 4 | 124.8717
21.02. | 5 | 124.8717
21.02. | 6 | 124.8717
21.02. | 7 | 124.8717
21.02. | 8 | 124.8717
21.02. | 9 | 124.8717
21.02. | 10 | 124.8717
21.02. | 11 | 124.8717
21.02. | 12 | 124.8717
21.02. | 13 | 124.8717
21.02. | 14 | 124.8717
21.02. | 15 | 124.8717
21.02. | 16 | 124.8717
21.02. | 17 | 124.8717
21.02. | 18 | 124.8717
21.02. | 19 | 124.8717
21.02. | 20 | 124.8717
21.02. | 21 | 124.8717
21.02. | 22 | 124.8717
21.02. | 23 | 124.8717
21.02. | 24 | 124.8717
22.02. | 1 | 124.8717
22.02. | 2 | 124.8717
22.02. | 3 | 124.8717
22.02. | 4 | 124.8717
22.02. | 5 | 124.8717
22.02. | 6 | 124.8717
22.02. | 7 | 124.8717
22.02. | 8 | 124.8717
22.02. | 9 | 124.8717
22.02. | 10 | 124.8717
22.02. | 11 | 124.8717
22.02. | 12 | 124.8717
22.02. | 13 | 124.8717
22.02. | 14 | 124.8717
22.02. | 15 | 124.8717
22.02. | 16 | 124.8717
22.02. | 17 | 124.8717
22.02. | 18 | 124.8717
22.02. | 19 | 124.8717
22.02. | 20 | 124.8717
22.02. | 21 | 124.8717
22.02. | 22 | 124.8717
22.02. | 23 | 124.8717
22.02. | 24 | 124.8717
23.02. | 1 | 124.8717
23.02. | 2 | 124.8717
23.02. | 3 | 124.8717
23.02. | 4 | 124.8717
23.02. | 5 | 124.8717
23.02. | 6 | 124.8717
23.02. | 7 | 124.8717
23.02. | 8 | 124.8717
23.02. | 9 | 124.8717
23.02. | 10 | 124.8717
23.02. | 11 | 124.8717
23.02. | 12 | 124.8717
23.02. | 13 | 124.8717
23.02. | 14 | 124.8717
23.02. | 15 | 124.8717
23.02. | 16 | 124.8717
23.02. | 17 | 124.8717
23.02. | 18 | 124.8717
23.02. | 19 | 124.8717
23.02. | 20 | 124.8717
23.02. | 21 | 124.8717
23.02. | 22 | 124.8717
23.02. | 23 | 124.8717
23.02. | 24 | 124.8717
24.02. | 1 | 124.8717
24.02. | 2 | 124.8717
24.02. | 3 | 124.8717
24.02. | 4 | 124.8717
24.02. | 5 | 124.8717
24.02. | 6 | 124.8717
24.02. | 7 | 124.8717
24.02. | 8 | 124.8717
24.02. | 9 | 124.8717
24.02. | 10 | 124.8717
24.02. | 11 | 124.8717
24.02. | 12 | 124.8717
24.02. | 13 | 124.8717
24.02. | 14 | 124.8717
24.02. | 15 | 124.8717
24.02. | 16 | 124.8717
24.02. | 17 | 124.8717
24.02. | 18 | 124.8717
24.02. | 19 | 124.8717
24.02. | 20 | 124.8717
24.02. | 21 | 124.8717
24.02. | 22 | 124.8717
24.02. | 23 | 124.8717
24.02. | 24 | 124.8717
25.02. | 1 | 124.8717
25.02. | 2 | 124.8717
25.02. | 3 | 124.8717
25.02. | 4 | 124.8717
25.02. | 5 | 124.8717
25.02. | 6 | 124.8717
25.02. | 7 | 124.8717
25.02. | 8 | 124.8717
25.02. | 9 | 124.8717
25.02. | 10 | 124.8717
25.02. | 11 | 124.8717
25.02. | 12 | 124.8717
25.02. | 13 | 124.8717
25.02. | 14 | 124.8717
25.02. | 15 | 124.8717
25.02. | 16 | 124.8717
25.02. | 17 | 124.8717
25.02. | 18 | 124.8717
25.02. | 19 | 124.8717
25.02. | 20 | 124.8717
25.02. | 21 | 124.8717
25.02. | 22 | 124.8717
25.02. | 23 | 124.8717
25.02. | 24 | 124.8717
26.02. | 1 | 124.8717
26.02. | 2 | 124.8717
26.02. | 3 | 124.8717
26.02. | 4 | 124.8717
26.02. | 5 | 124.8717
26.02. | 6 | 124.8717
26.02. | 7 | 124.8717
26.02. | 8 | 124.8717
26.02. | 9 | 124.8717
26.02. | 10 | 124.8717
26.02. | 11 | 124.8717
26.02. | 12 | 124.8717
26.02. | 13 | 124.8717
26.02. | 14 | 124.8717
26.02. | 15 | 124.8717
26.02. | 16 | 124.8717
26.02. | 17 | 124.8717
26.02. | 18 | 124.8717
26.02. | 19 | 124.8717
26.02. | 20 | 124.8717
26.02. | 21 | 124.8717
26.02. | 22 | 124.8717
26.02. | 23 | 124.8717
26.02. | 24 | 124.8717
27.02. | 1 | 124.8717
27.02. | 2 | 124.8717
27.02. | 3 | 124.8717
27.02. | 4 | 124.8717
27.02. | 5 | 124.8717
27.02. | 6 | 124.8717
27.02. | 7 | 124.8717
27.02. | 8 | 124.8717
27.02. | 9 | 124.8717
27.02. | 10 | 124.8717
27.02. | 11 | 124.8717
27.02. | 12 | 124.8717
27.02. | 13 | 124.8717
27.02. | 14 | 124.8717
27.02. | 15 | 124.8717
27.02. | 16 | 124.8717
27.02. | 17 | 124.8717
27.02. | 18 | 124.8717
27.02. | 19 | 124.8717
27.02. | 20 | 124.8717
27.02. | 21 | 124.8717
27.02. | 22 | 124.8717
27.02. | 23 | 124.8717
27.02. | 24 | 124.8717
28.02. | 1 | 124.8717
28.02. | 2 | 124.8717
28.02. | 3 | 124.8717
28.02. | 4 | 124.8717
28.02. | 5 | 124.8717
28.02. | 6 | 124.8717
28.02. | 7 | 124.8717
28.02. | 8 | 124.8717
28.02. | 9 | 124.8717
28.02. | 10 | 124.8717
28.02. | 11 | 124.8717
28.02. | 12 | 124.8717
28.02. | 13 | 124.8717
28.02. | 14 | 124.8717
28.02. | 15 | 124.8717
28.02. | 16 | 124.8717
28.02. | 17 | 124.8717
28.02. | 18 | 124.8717
28.02. | 19 | 124.8717
28.02. | 20 | 124.8717
28.02. | 21 | 124.8717
28.02. | 22 | 124.8717
28.02. | 23 | 124.8717
28.02. | 24 | 124.8717
01.03. | 1 | 124.8717
01.03. | 2 | 124.8717
01.03. | 3 | 124.8717
01.03. | 4 | 124.8717
01.03. | 5 | 124.8717
01.03. | 6 | 124.8717
01.03. | 7 | 124.8717
01.03. | 8 | 124.8717
01.03. | 9 | 124.8717
01.03. | 10 | 124.8717
01.03. | 11 | 124.8717
01.03. | 12 | 124.8717
01.03. | 13 | 124.8717
01.03. | 14 | 124.8717
01.03. | 15 | 124.8717
01.03. | 16 | 124.8717
01.03. | 17 | 124.8717
01.03. | 18 | 124.8717
01.03. | 19 | 124.8717
01.03. | 20 | 124.8717
01.03. | 21 | 124.8717
01.03. | 22 | 124.8717
01.03. | 23 | 124.8717
01.03. | 24 | 124.8717
02.03. | 1 | 124.8717
02.03. | 2 | 124.8717
02.03. | 3 | 124.8717
02.03. | 4 | 124.8717
02.03. | 5 | 124.8717
02.03. | 6 | 124.8717
02.03. | 7 | 124.8717
02.03. | 8 | 124.8717
02.03. | 9 | 124.8717
02.03. | 10 | 124.8717
02.03. | 11 | 124.8717
02.03. | 12 | 124.8717
02.03. | 13 | 124.8717
02.03. | 14 | 124.8717
02.03. | 15 | 124.8717
02.03. | 16 | 124.8717
02.03. | 17 | 124.8717
02.03. | 18 | 124.8717
02.03. | 19 | 124.8717
02.03. | 20 | 124.8717
02.03. | 21 | 124.8717
02.03. | 22 | 124.8717
02.03. | 23 | 124.8717
02.03. | 24 | 124.8717
03.03. | 1 | 124.8717
03.03. | 2 | 124.8717
03.03. | 3 | 124.8717
03.03. | 4 | 124.8717
03.03. | 5 | 124.8717
03.03. | 6 | 124.8717
03.03. | 7 | 124.8717
03.03. | 8 | 124.8717
03.03. | 9 | 124.8717
03.03. | 10 | 124.8717
03.03. | 11 | 124.8717
03.03. | 12 | 124.8717
03.03. | 13 | 124.8717
03.03. | 14 | 124.8717
03.03. | 15 | 124.8717
03.03. | 16 | 124.8717
03.03. | 17 | 124.8717
03.03. | 18 | 124.8717
03.03. | 19 | 124.8717
03.03. | 20 | 124.8717
03.03. | 21 | 124.8717
03.03. | 22 | 124.8717
03.03. | 23 | 124.8717
03.03. | 24 | 124.8717
04.03. | 1 | 124.8717
04.03. | 2 | 124.8717
04.03. | 3 | 124.8717
04.03. | 4 | 124.8717
04.03. | 5 | 124.8717
04.03. | 6 | 124.8717
04.03. | 7 | 124.8717
04.03. | 8 | 124.8717
04.03. | 9 | 124.8717
04.03. | 10 | 124.8717
04.03. | 11 | 124.8717
04.03. | 12 | 124.8717
04.03. | 13 | 124.8717
04.03. | 14 | 124.8717
04.03. | 15 | 124.8717
04.03. | 16 | 124.8717
04.03. | 17 | 124.8717
04.03. | 18 | 124.8717
04.03. | 19 | 124.8717
04.03. | 20 | 124.8717
04.03. | 21 | 124.8717
04.03. | 22 | 124.8717
04.03. | 23 | 124.8717
04.03. | 24 | 124.8717
05.03. | 1 | 124.8717
05.03. | 2 | 124.8717
05.03. | 3 | 124.8717
05.03. | 4 | 124.8717
05.03. | 5 | 124.8717
05.03. | 6 | 124.8717
05.03. | 7 | 124.8717
05.03. | 8 | 124.8717
05.03. | 9 | 124.8717
05.03. | 10 | 124.8717
05.03. | 11 | 124.8717
05.03. | 12 | 124.8717
05.03. | 13 | 124.8717
05.03. | 14 | 124.8717
05.03. | 15 | 124.8717
05.03. | 16 | 124.8717
05.03. | 17 | 124.8717
05.03. | 18 | 124.8717
05.03. | 19 | 124.8717
05.03. | 20 | 124.8717
05.03. | 21 | 124.8717
05.03. | 22 | 124.8717
05.03. | 23 | 124.8717
05.03. | 24 | 124.8717
06.03. | 1 | 124.8717
06.03. | 2 | 124.8717
06.03. | 3 | 124.8717
06.03. | 4 | 124.8717
06.03. | 5 | 124.8717
06.03. | 6 | 124.8717
06.03. | 7 | 124.8717
06.03. | 8 | 124.8717
06.03. | 9 | 124.8717
06.03. | 10 | 124.8717
06.03. | 11 | 124.8717
06.03. | 12 | 124.8717
06.03. | 13 | 124.8717
06.03. | 14 | 124.8717
06.03. | 15 | 124.8717
06.03. | 16 | 124.8717
06.03. | 17 | 124.8717
06.03. | 18 | 124.8717
06.03. | 19 | 124.8717
06.03. | 20 | 124.8717
06.03. | 21 | 124.8717
06.03. | 22 | 124.8717
06.03. | 23 | 124.8717
06.03. | 24 | 124.8717
07.03. | 1 | 124.8717
07.03. | 2 | 124.8717
07.03. | 3 | 124.8717
07.03. | 4 | 124.8717
07.03. | 5 | 124.8717
07.03. | 6 | 124.8717
07.03. | 7 | 124.8717
07.03. | 8 | 124.8717
07.03. | 9 | 124.8717
07.03. | 10 | 124.8717
07.03. | 11 | 124.8717
07.03. | 12 | 124.8717
07.03. | 13 | 124.8717
07.03. | 14 | 124.8717
07.03. | 15 | 124.8717
07.03. | 16 | 124.8717
07.03. | 17 | 124.8717
07.03. | 18 | 124.8717
07.03. | 19 | 124.8717
07.03. | 20 | 124.8717
07.03. | 21 | 124.8717
07.03. | 22 | 124.8717
07.03. | 23 | 124.8717
07.03. | 24 | 124.8717
08.03. | 1 | 124.8717
08.03. | 2 | 124.8717
08.03. | 3 | 124.8717
08.03. | 4 | 124.8717
08.03. | 5 | 124.8717
08.03. | 6 | 124.8717
08.03. | 7 | 124.8717
08.03. | 8 | 124.8717
08.03. | 9 | 124.8717
08.03. | 10 | 124.8717
08.03. | 11 | 124.8717
08.03. | 12 | 124.8717
08.03. | 13 | 124.8717
08.03. | 14 | 124.8717
08.03. | 15 | 124.8717
08.03. | 16 | 124.8717
08.03. | 17 | 124.8717
08.03. | 18 | 124.8717
08.03. | 19 | 124.8717
08.03. | 20 | 124.8717
08.03. | 21 | 124.8717
08.03. | 22 | 124.8717
08.03. | 23 | 124.8717
08.03. | 24 | 124.8717
09.03. | 1 | 124.8717
09.03. | 2 | 124.8717
09.03. | 3 | 124.8717
09.03. | 4 | 124.8717
09.03. | 5 | 124.8717
09.03. | 6 | 124.8717
09.03. | 7 | 124.8717
09.03. | 8 | 124.8717
09.03. | 9 | 124.8717
09.03. | 10 | 124.8717
09.03. | 11 | 124.8717
09.03. | 12 | 124.8717
09.03. | 13 | 124.8717
09.03. | 14 | 124.8717
09.03. | 15 | 124.8717
09.03. | 16 | 124.8717
09.03. | 17 | 124.8717
09.03. | 18 | 124.8717
09.03. | 19 | 124.8717
09.03. | 20 | 124.8717
09.03. | 21 | 124.8717
09.03. | 22 | 124.8717
09.03. | 23 | 124.8717
09.03. | 24 | 124.8717
10.03. | 1 | 124.8717
10.03. | 2 | 124.8717
10.03. | 3 | 124.8717
10.03. | 4 | 124.8717
10.03. | 5 | 124.8717
10.03. | 6 | 124.8717
10.03. | 7 | 124.8717
10.03. | 8 | 124.8717
10.03. | 9 | 124.8717
10.03. | 10 | 124.8717
10.03. | 11 | 124.8717
10.03. | 12 | 124.8717
10.03. | 13 | 124.8717
10.03. | 14 | 124.8717
10.03. | 15 | 124.8717
10.03. | 16 | 124.8717
10.03. | 17 | 124.8717
10.03. | 18 | 124.8717
10.03. | 19 | 124.8717
10.03. | 20 | 124.8717
10.03. | 21 | 124.8717
10.03. | 22 | 124.8717
10.03. | 23 | 124.8717
10.03. | 24 | 124.8717
11.03. | 1 | 124.8717
11.03. | 2 | 124.8717
11.03. | 3 | 124.8717
11.03. | 4 | 124.8717
11.03. | 5 | 124.8717
11.03. | 6 | 124.8717
11.03. | 7 | 124.8717
11.03. | 8 | 124.8717
11.03. | 9 | 124.8717
11.03. | 10 | 124.8717
11.03. | 11 | 124.8717
11.03. | 12 | 124.8717
11.03. | 13 | 124.8717
11.03. | 14 | 124.8717
11.03. | 15 | 124.8717
11.03. | 16 | 124.8717
11.03. | 17 | 124.8717
11.03. | 18 | 124.8717
11.03. | 19 | 124.8717
11.03. | 20 | 124.8717
11.03. | 21 | 124.8717
11.03. | 22 | 124.8717
11.03. | 23 | 124.8717
11.03. | 24 | 124.8717
12.03. | 1 | 124.8717
12.03. | 2 | 124.8717
12.03. | 3 | 124.8717
12.03. | 4 | 124.8717
12.03. | 5 | 124.8717
12.03. | 6 | 124.8717
12.03. | 7 | 124.8717
12.03. | 8 | 124.8717
12.03. | 9 | 124.8717
12.03. | 10 | 124.8717
12.03. | 11 | 124.8717
12.03. | 12 | 124.8717
12.03. | 13 | 124.8717
12.03. | 14 | 124.8717
12.03. | 15 | 124.8717
12.03. | 16 | 124.8717
12.03. | 17 | 124.8717
12.03. | 18 | 124.8717
12.03. | 19 | 124.8717
12.03. | 20 | 124.8717
12.03. | 21 | 124.8717
12.03. | 22 | 124.8717
12.03. | 23 | 124.8717
12.03. | 24 | 124.8717
13.03. | 1 | 124.8717
13.03. | 2 | 124.8717
13.03. | 3 | 124.8717
13.03. | 4 | 124.8717
13.03. | 5 | 124.8717
13.03. | 6 | 124.8717
13.03. | 7 | 124.8717
13.03. | 8 | 124.8717
13.03. | 9 | 124.8717
13.03. | 10 | 124.8717
13.03. | 11 | 124.8717
13.03. | 12 | 124.8717
13.03. | 13 | 124.8717
13.03. | 14 | 124.8717
13.03. | 15 | 124.8717
13.03. | 16 | 124.8717
13.03. | 17 | 124.8717
13.03. | 18 | 124.8717
13.03. | 19 | 124.8717
13.03. | 20 | 124.8717
13.03. | 21 | 124.8717
13.03. | 22 | 124.8717
13.03. | 23 | 124.8717
13.03. | 24 | 124.8717
14.03. | 1 | 124.8717
14.03. | 2 | 124.8717
14.03. | 3 | 124.8717
14.03. | 4 | 124.8717
14.03. | 5 | 124.8717
14.03. | 6 | 124.8717
14.03. | 7 | 124.8717
14.03. | 8 | 124.8717
14.03. | 9 | 124.8717
14.03. | 10 | 124.8717
14.03. | 11 | 124.8717
14.03. | 12 | 124.8717
14.03. | 13 | 124.8717
14.03. | 14 | 124.8717
14.03. | 15 | 124.8717
14.03. | 16 | 124.8717
14.03. | 17 | 124.8717
14.03. | 18 | 124.8717
14.03. | 19 | 124.8717
14.03. | 20 | 124.8717
14.03. | 21 | 124.8717
14.03. | 22 | 124.8717
14.03. | 23 | 124.8717
14.03. | 24 | 124.8717
15.03. | 1 | 124.8717
15.03. | 2 | 124.8717
15.03. | 3 | 124.8717
15.03. | 4 | 124.8717
15.03. | 5 | 124.8717
15.03. | 6 | 124.8717
15.03. | 7 | 124.8717
15.03. | 8 | 124.8717
15.03. | 9 | 124.8717
15.03. | 10 | 124.8717
15.03. | 11 | 124.8717
15.03. | 12 | 124.8717
15.03. | 13 | 124.8717
15.03. | 14 | 124.8717
15.03. | 15 | 124.8717
15.03. | 16 | 124.8717
15.03. | 17 | 124.8717
15.03. | 18 | 124.8717
15.03. | 19 | 124.8717
15.03. | 20 | 124.8717
15.03. | 21 | 124.8717
15.03. | 22 | 124.8717
15.03. | 23 | 124.8717
15.03. | 24 | 124.8717
16.03. | 1 | 124.8717
16.03. | 2 | 124.8717
16.03. | 3 | 124.8717
16.03. | 4 | 124.8717
16.03. | 5 | 124.8717
16.03. | 6 | 124.8717
16.03. | 7 | 124.8717
16.03. | 8 | 124.8717
16.03. | 9 | 124.8717
16.03. | 10 | 124.8717
16.03. | 11 | 124.8717
16.03. | 12 | 124.8717
16.03. | 13 | 124.8717
16.03. | 14 | 124.8717
16.03. | 15 | 124.8717
16.03. | 16 | 124.8717
16.03. | 17 | 124.8717
16.03. | 18 | 124.8717
16.03. | 19 | 124.8717
16.03. | 20 | 124.8717
16.03. | 21 | 124.8717
16.03. | 22 | 124.8717
16.03. | 23 | 124.8717
16.03. | 24 | 124.8717
17.03. | 1 | 124.8717
17.03. | 2 | 124.8717
17.03. | 3 | 124.8717
17.03. | 4 | 124.8717
17.03. | 5 | 124.8717
17.03. | 6 | 124.8717
17.03. | 7 | 124.8717
17.03. | 8 | 124.8717
17.03. | 9 | 124.8717
17.03. | 10 | 124.8717
17.03. | 11 | 124.8717
17.03. | 12 | 124.8717
17.03. | 13 | 124.8717
17.03. | 14 | 124.8717
17.03. | 15 | 124.8717
17.03. | 16 | 124.8717
17.03. | 17 | 124.8717
17.03. | 18 | 124.8717
17.03. | 19 | 124.8717
17.03. | 20 | 124.8717
17.03. | 21 | 124.8717
17.03. | 22 | 124.8717
17.03. | 23 | 124.8717
17.03. | 24 | 124.8717
18.03. | 1 | 124.8717
18.03. | 2 | 124.8717
18.03. | 3 | 124.8717
18.03. | 4 | 124.8717
18.03. | 5 | 124.8717
18.03. | 6 | 124.8717
18.03. | 7 | 124.8717
18.03. | 8 | 124.8717
18.03. | 9 | 124.8717
18.03. | 10 | 124.8717
18.03. | 11 | 124.8717
18.03. | 12 | 124.8717
18.03. | 13 | 124.8717
18.03. | 14 | 124.8717
18.03. | 15 | 124.8717
18.03. | 16 | 124.8717
18.03. | 17 | 124.8717
18.03. | 18 | 124.8717
18.03. | 19 | 124.8717
18.03. | 20 | 124.8717
18.03. | 21 | 124.8717
18.03. | 22 | 124.8717
18.03. | 23 | 124.8717
18.03. | 24 | 124.8717
19.03. | 1 | 124.8717
19.03. | 2 | 124.8717
19.03. | 3 | 124.8717
19.03. | 4 | 124.8717
19.03. | 5 | 124.8717
19.03. | 6 | 124.8717
19.03. | 7 | 124.8717
19.03. | 8 | 124.8717
19.03. | 9 | 124.8717
19.03. | 10 | 124.8717
19.03. | 11 | 124.8717
19.03. | 12 | 124.8717
19.03. | 13 | 124.8717
19.03. | 14 | 124.8717
19.03. | 15 | 124.8717
19.03. | 16 | 124.8717
19.03. | 17 | 124.8717
19.03. | 18 | 124.8717
19.03. | 19 | 124.8717
19.03. | 20 | 124.8717
19.03. | 21 | 124.8717
19.03. | 22 | 124.8717
19.03. | 23 | 124.8717
19.03. | 24 | 124.8717
20.03. | 1 | 124.8717
20.03. | 2 | 124.8717
20.03. | 3 | 124.8717
20.03. | 4 | 124.8717
20.03. | 5 | 124.8717
20.03. | 6 | 124.8717
20.03. | 7 | 124.8717
20.03. | 8 | 124.8717
20.03. | 9 | 124.8717
20.03. | 10 | 124.8717
20.03. | 11 | 124.8717
20.03. | 12 | 124.8717
20.03. | 13 | 124.8717
20.03. | 14 | 124.8717
20.03. | 15 | 124.8717
20.03. | 16 | 124.8717
20.03. | 17 | 124.8717
20.03. | 18 | 124.8717
20.03. | 19 | 124.8717
20.03. | 20 | 124.8717
20.03. | 21 | 124.8717
20.03. | 22 | 124.8717
20.03. | 23 | 124.8717
20.03. | 24 | 124.8717
21.03. | 1 | 124.8717
21.03. | 2 | 124.8717
21.03. | 3 | 124.8717
21.03. | 4 | 124.8717
21.03. | 5 | 124.8717
21.03. | 6 | 124.8717
21.03. | 7 | 124.8717
21.03. | 8 | 124.8717
21.03. | 9 | 124.8717
21.03. | 10 | 124.8717
21.03. | 11 | 124.8717
21.03. | 12 | 124.8717
21.03. | 13 | 124.8717
21.03. | 14 | 124.8717
21.03. | 15 | 124.8717
21.03. | 16 | 124.8717
21.03. | 17 | 124.8717
21.03. | 18 | 124.8717
21.03. | 19 | 124.8717
21.03. | 20 | 124.8717
21.03. | 21 | 124.8717
21.03. | 22 | 124.8717
21.03. | 23 | 124.8717
21.03. | 24 | 124.8717
22.03. | 1 | 124.8717
22.03. | 2 | 124.8717
22.03. | 3 | 124.8717
22.03. | 4 | 124.8717
22.03. | 5 | 124.8717
22.03. | 6 | 124.8717
22.03. | 7 | 124.8717
22.03. | 8 | 124.8717
22.03. | 9 | 124.8717
22.03. | 10 | 124.8717
22.03. | 11 | 124.8717
22.03. | 12 | 124.8717
22.03. | 13 | 124.8717
22.03. | 14 | 124.8717
22.03. | 15 | 124.8717
22.03. | 16 | 124.8717
22.03. | 17 | 124.8717
22.03. | 18 | 124.8717
22.03. | 19 | 124.8717
22.03. | 20 | 124.8717
22.03. | 21 | 124.8717
22.03. | 22 | 124.8717
22.03. | 23 | 124.8717
22.03. | 24 | 124.8717
23.03. | 1 | 124.8717
23.03. | 2 | 124.8717
23.03. | 3 | 124.8717
23.03. | 4 | 124.8717
23.03. | 5 | 124.8717
23.03. | 6 | 124.8717
23.03. | 7 | 124.8717
23.03. | 8 | 124.8717
23.03. | 9 | 124.8717
23.03. | 10 | 124.8717
23.03. | 11 | 124.8717
23.03. | 12 | 124.8717
23.03. | 13 | 124.8717
23.03. | 14 | 124.8717
23.03. | 15 | 124.8717
23.03. | 16 | 124.8717
23.03. | 17 | 124.8717
23.03. | 18 | 124.8717
23.03. | 19 | 124.8717
23.03. | 20 | 124.8717
23.03. | 21 | 124.8717
23.03. | 22 | 124.8717
23.03. | 23 | 124.8717
23.03. | 24 | 124.8717
24.03. | 1 | 124.8717
24.03. | 2 | 124.8717
24.03. | 3 | 124.8717
24.03. | 4 | 124.8717
24.03. | 5 | 124.8717
24.03. | 6 | 124.8717
24.03. | 7 | 124.8717
24.03. | 8 | 124.8717
24.03. | 9 | 124.8717
24.03. | 10 | 124.8717
24.03. | 11 | 124.8717
24.03. | 12 | 124.8717
24.03. | 13 | 124.8717
24.03. | 14 | 124.8717
24.03. | 15 | 124.8717
24.03. | 16 | 124.8717
24.03. | 17 | 124.8717
24.03. | 18 | 124.8717
24.03. | 19 | 124.8717
24.03. | 20 | 124.8717
24.03. | 21 | 124.8717
24.03. | 22 | 124.8717
24.03. | 23 | 124.8717
24.03. | 24 | 124.8717
25.03. | 1 | 124.8717
25.03. | 2 | 124.8717
25.03. | 3 | 124.8717
25.03. | 4 | 124.8717
25.03. | 5 | 124.8717
25.03. | 6 | 124.8717
25.03. | 7 | 124.8717
25.03. | 8 | 124.8717
25.03. | 9 | 124.8717
25.03. | 10 | 124.8717
25.03. | 11 | 124.8717
25.03. | 12 | 124.8717
25.03. | 13 | 124.8717
25.03. | 14 | 124.8717
25.03. | 15 | 124.8717
25.03. | 16 | 124.8717
25.03. | 17 | 124.8717
25.03. | 18 | 124.8717
25.03. | 19 | 124.8717
25.03. | 20 | 124.8717
25.03. | 21 | 124.8717
25.03. | 22 | 124.8717
25.03. | 23 | 124.8717
25.03. | 24 | 124.8717
26.03. | 1 | 124.8717
26.03. | 2 | 124.8717
26.03. | 3 | 124.8717
26.03. | 4 | 124.8717
26.03. | 5 | 124.8717
26.03. | 6 | 124.8717
26.03. | 7 | 124.8717
26.03. | 8 | 124.8717
26.03. | 9 | 124.8717
26.03. | 10 | 124.8717
26.03. | 11 | 124.8717
26.03. | 12 | 124.8717
26.03. | 13 | 124.8717
26.03. | 14 | 124.8717
26.03. | 15 | 124.8717
26.03. | 16 | 124.8717
26.03. | 17 | 124.8717
26.03. | 18 | 124.8717
26.03. | 19 | 124.8717
26.03. | 20 | 124.8717
26.03. | 21 | 124.8717
26.03. | 22 | 124.8717
26.03. | 23 | 124.8717
26.03. | 24 | 124.8717
27.03. | 1 | 124.8717
27.03. | 2 | 124.8717
27.03. | 3 | 124.8717
27.03. | 4 | 124.8717
27.03. | 5 | 124.8717
27.03. | 6 | 124.8717
27.03. | 7 | 124.8717
27.03. | 8 | 124.8717
27.03. | 9 | 124.8717
27.03. | 10 | 124.8717
27.03. | 11 | 124.8717
27.03. | 12 | 124.8717
27.03. | 13 | 124.8717
27.03. | 14 | 124.8717
27.03. | 15 | 124.8717
27.03. | 16 | 124.8717
27.03. | 17 | 124.8717
27.03. | 18 | 124.8717
27.03. | 19 | 124.8717
27.03. | 20 | 124.8717
27.03. | 21 | 124.8717
27.03. | 22 | 124.8717
27.03. | 23 | 124.8717
27.03. | 24 | 124.8717
28.03. | 1 | 124.8717
28.03. | 2 | 124.8717
28.03. | 3 | 124.8717
28.03. | 4 | 124.8717
28.03. | 5 | 124.8717
28.03. | 6 | 124.8717
28.03. | 7 | 124.8717
28.03. | 8 | 124.8717
28.03. | 9 | 124.8717
28.03. | 10 | 124.8717
28.03. | 11 | 124.8717
28.03. | 12 | 124.8717
28.03. | 13 | 124.8717
28.03. | 14 | 124.8717
28.03. | 15 | 124.8717
28.03. | 16 | 124.8717
28.03. | 17 | 124.8717
28.03. | 18 | 124.8717
28.03. | 19 | 124.8717
28.03. | 20 | 124.8717
28.03. | 21 | 124.8717
28.03. | 22 | 124.8717
28.03. | 23 | 124.8717
28.03. | 24 | 124.8717
29.03. | 1 | 124.8717
29.03. | 2 | 124.8717
29.03. | 3 | 124.8717
29.03. | 4 | 124.8717
29.03. | 5 | 124.8717
29.03. | 6 | 124.8717
29.03. | 7 | 124.8717
29.03. | 8 | 124.8717
29.03. | 9 | 124.8717
29.03. | 10 | 124.8717
29.03. | 11 | 124.8717
29.03. | 12 | 124.8717
29.03. | 13 | 124.8717
29.03. | 14 | 124.8717
29.03. | 15 | 124.8717
29.03. | 16 | 124.8717
29.03. | 17 | 124.8717
29.03. | 18 | 124.8717
29.03. | 19 | 124.8717
29.03. | 20 | 124.8717
29.03. | 21 | 124.8717
29.03. | 22 | 124.8717
29.03. | 23 | 124.8717
29.03. | 24 | 124.8717
30.03. | 1 | 124.8717
30.03. | 2 | 124.8717
30.03. | 3 | 124.8717
30.03. | 4 | 124.8717
30.03. | 5 | 124.8717
30.03. | 6 | 124.8717
30.03. | 7 | 124.8717
30.03. | 8 | 124.8717
30.03. | 9 | 124.8717
30.03. | 10 | 124.8717
30.03. | 11 | 124.8717
30.03. | 12 | 124.8717
30.03. | 13 | 124.8717
30.03. | 14 | 124.8717
30.03. | 15 | 124.8717
30.03. | 16 | 124.8717
30.03. | 17 | 124.8717
30.03. | 18 | 124.8717
30.03. | 19 | 124.8717
30.03. | 20 | 124.8717
30.03. | 21 | 124.8717
30.03. | 22 | 124.8717
30.03. | 23 | 124.8717
30.03. | 24 | 124.8717
31.03. | 1 | 124.8717
31.03. | 2 | 124.8717
31.03. | 3 | 124.8717
31.03. | 4 | 124.8717
31.03. | 5 | 124.8717
31.03. | 6 | 124.8717
31.03. | 7 | 124.8717
31.03. | 8 | 124.8717
31.03. | 9 | 124.8717
31.03. | 10 | 124.8717
31.03. | 11 | 124.8717
31.03. | 12 | 124.8717
31.03. | 13 | 124.8717
31.03. | 14 | 124.8717
31.03. | 15 | 124.8717
31.03. | 16 | 124.8717
31.03. | 17 | 124.8717
31.03. | 18 | 124.8717
31.03. | 19 | 124.8717
31.03. | 20 | 124.8717
31.03. | 21 | 124.8717
31.03. | 22 | 124.8717
31.03. | 23 | 124.8717
31.03. | 24 | 124.8717
01.04. | 1 | 124.8717
01.04. | 2 | 124.8717
01.04. | 3 | 124.8717
01.04. | 4 | 124.8717
01.04. | 5 | 124.8717
01.04. | 6 | 124.8717
01.04. | 7 | 124.8717
01.04. | 8 | 124.8717
01.04. | 9 | 124.8717
01.04. | 10 | 124.8717
01.04. | 11 | 124.8717
01.04. | 12 | 124.8717
01.04. | 13 | 124.8717
01.04. | 14 | 124.8717
01.04. | 15 | 124.8717
01.04. | 16 | 124.8717
01.04. | 17 | 124.8717
01.04. | 18 | 124.8717
01.04. | 19 | 124.8717
01.04. | 20 | 124.8717
01.04. | 21 | 124.8717
01.04. | 22 | 124.8717
01.04. | 23 | 124.8717
01.04. | 24 | 124.8717
02.04. | 1 | 124.8717
02.04. | 2 | 124.8717
02.04. | 3 | 124.8717
02.04. | 4 | 124.8717
02.04. | 5 | 124.8717
02.04. | 6 | 124.8717
02.04. | 7 | 124.8717
02.04. | 8 | 124.8717
02.04. | 9 | 124.8717
02.04. | 10 | 124.8717
02.04. | 11 | 124.8717
02.04. | 12 | 124.8717
02.04. | 13 | 124.8717
02.04. | 14 | 124.8717
02.04. | 15 | 124.8717
02.04. | 16 | 124.8717
02.04. | 17 | 124.8717
02.04. | 18 | 124.8717
02.04. | 19 | 124.8717
02.04. | 20 | 124.8717
02.04. | 21 | 124.8717
02.04. | 22 | 124.8717
02.04. | 23 | 124.8717
02.04. | 24 | 124.8717
03.04. | 1 | 124.8717
03.04. | 2 | 124.8717
03.04. | 3 | 124.8717
03.04. | 4 | 124.8717
03.04. | 5 | 124.8717
03.04. | 6 | 124.8717
03.04. | 7 | 124.8717
03.04. | 8 | 124.8717
03.04. | 9 | 124.8717
03.04. | 10 | 124.8717
03.04. | 11 | 124.8717
03.04. | 12 | 124.8717
03.04. | 13 | 124.8717
03.04. | 14 | 124.8717
03.04. | 15 | 124.8717
03.04. | 16 | 124.8717
03.04. | 17 | 124.8717
03.04. | 18 | 124.8717
03.04. | 19 | 124.8717
03.04. | 20 | 124.8717
03.04. | 21 | 124.8717
03.04. | 22 | 124.8717
03.04. | 23 | 124.8717
03.04. | 24 | 124.8717
04.04. | 1 | 124.8717
04.04. | 2 | 124.8717
04.04. | 3 | 124.8717
04.04. | 4 | 124.8717
04.04. | 5 | 124.8717
04.04. | 6 | 124.8717
04.04. | 7 | 124.8717
04.04. | 8 | 124.8717
04.04. | 9 | 124.8717
04.04. | 10 | 124.8717
04.04. | 11 | 124.8717
04.04. | 12 | 124.8717
04.04. | 13 | 124.8717
04.04. | 14 | 124.8717
04.04. | 15 | 124.8717
04.04. | 16 | 124.8717
04.04. | 17 | 124.8717
04.04. | 18 | 124.8717
04.04. | 19 | 124.8717
04.04. | 20 | 124.8717
04.04. | 21 | 124.8717
04.04. | 22 | 124.8717
04.04. | 23 | 124.8717
04.04. | 24 | 124.8717
05.04. | 1 | 124.8717
05.04. | 2 | 124.8717
05.04. | 3 | 124.8717
05.04. | 4 | 124.8717
05.04. | 5 | 124.8717
05.04. | 6 | 124.8717
05.04. | 7 | 124.8717
05.04. | 8 | 124.8717
05.04. | 9 | 124.8717
05.04. | 10 | 124.8717
05.04. | 11 | 124.8717
05.04. | 12 | 124.8717
05.04. | 13 | 124.8717
05.04. | 14 | 124.8717
05.04. | 15 | 124.8717
05.04. | 16 | 124.8717
05.04. | 17 | 124.8717
05.04. | 18 | 124.8717
05.04. | 19 | 124.8717
05.04. | 20 | 124.8717
05.04. | 21 | 124.8717
05.04. | 22 | 124.8717
05.04. | 23 | 124.8717
05.04. | 24 | 124.8717
06.04. | 1 | 124.8717
06.04. | 2 | 124.8717
06.04. | 3 | 124.8717
06.04. | 4 | 124.8717
06.04. | 5 | 124.8717
06.04. | 6 | 124.8717
06.04. | 7 | 124.8717
06.04. | 8 | 124.8717
06.04. | 9 | 124.8717
06.04. | 10 | 124.8717
06.04. | 11 | 124.8717
06.04. | 12 | 124.8717
06.04. | 13 | 124.8717
06.04. | 14 | 124.8717
06.04. | 15 | 124.8717
06.04. | 16 | 124.8717
06.04. | 17 | 124.8717
06.04. | 18 | 124.8717
06.04. | 19 | 124.8717
06.04. | 20 | 124.8717
06.04. | 21 | 124.8717
06.04. | 22 | 124.8717
06.04. | 23 | 124.8717
06.04. | 24 | 124.8717
07.04. | 1 | 124.8717
07.04. | 2 | 124.8717
07.04. | 3 | 124.8717
07.04. | 4 | 124.8717
07.04. | 5 | 124.8717
07.04. | 6 | 124.8717
07.04. | 7 | 124.8717
07.04. | 8 | 124.8717
07.04. | 9 | 124.8717
07.04. | 10 | 124.8717
07.04. | 11 | 124.8717
07.04. | 12 | 124.8717
07.04. | 13 | 124.8717
07.04. | 14 | 124.8717
07.04. | 15 | 124.8717
07.04. | 16 | 124.8717
07.04. | 17 | 124.8717
07.04. | 18 | 124.8717
07.04. | 19 | 124.8717
07.04. | 20 | 124.8717
07.04. | 21 | 124.8717
07.04. | 22 | 124.8717
07.04. | 23 | 124.8717
07.04. | 24 | 124.8717
08.04. | 1 | 124.8717
08.04. | 2 | 124.8717
08.04. | 3 | 124.8717
08.04. | 4 | 124.8717
08.04. | 5 | 124.8717
08.04. | 6 | 124.8717
08.04. | 7 | 124.8717
08.04. | 8 | 124.8717
08.04. | 9 | 124.8717
08.04. | 10 | 124.8717
08.04. | 11 | 124.8717
08.04. | 12 | 124.8717
08.04. | 13 | 124.8717
08.04. | 14 | 124.8717
08.04. | 15 | 124.8717
08.04. | 16 | 124.8717
08.04. | 17 | 124.8717
08.04. | 18 | 124.8717
08.04. | 19 | 124.8717
08.04. | 20 | 124.8717
08.04. | 21 | 124.8717
08.04. | 22 | 124.8717
08.04. | 23 | 124.8717
08.04. | 24 | 124.8717
09.04. | 1 | 124.8717
09.04. | 2 | 124.8717
09.04. | 3 | 124.8717
09.04. | 4 | 124.8717
09.04. | 5 | 124.8717
09.04. | 6 | 124.8717
09.04. | 7 | 124.8717
09.04. | 8 | 124.8717
09.04. | 9 | 124.8717
09.04. | 10 | 124.8717
09.04. | 11 | 124.8717
09.04. | 12 | 124.8717
09.04. | 13 | 124.8717
09.04. | 14 | 124.8717
09.04. | 15 | 124.8717
09.04. | 16 | 124.8717
09.04. | 17 | 124.8717
09.04. | 18 | 124.8717
09.04. | 19 | 124.8717
09.04. | 20 | 124.8717
09.04. | 21 | 124.8717
09.04. | 22 | 124.8717
09.04. | 23 | 124.8717
09.04. | 24 | 124.8717
10.04. | 1 | 124.8717
10.04. | 2 | 124.8717
10.04. | 3 | 124.8717
10.04. | 4 | 124.8717
10.04. | 5 | 124.8717
10.04. | 6 | 124.8717
10.04. | 7 | 124.8717
10.04. | 8 | 124.8717
10.04. | 9 | 124.8717
10.04. | 10 | 124.8717
10.04. | 11 | 124.8717
10.04. | 12 | 124.8717
10.04. | 13 | 124.8717
10.04. | 14 | 124.8717
10.04. | 15 | 124.8717
10.04. | 16 | 124.8717
10.04. | 17 | 124.8717
10.04. | 18 | 124.8717
10.04. | 19 | 124.8717
10.04. | 20 | 124.8717
10.04. | 21 | 124.8717
10.04. | 22 | 124.8717
10.04. | 23 | 124.8717
10.04. | 24 | 124.8717
11.04. | 1 | 124.8717
11.04. | 2 | 124.8717
11.04. | 3 | 124.8717
11.04. | 4 | 124.8717
11.04. | 5 | 124.8717
11.04. | 6 | 124.8717
11.04. | 7 | 124.8717
11.04. | 8 | 124.8717
11.04. | 9 | 124.8717
11.04. | 10 | 124.8717
11.04. | 11 | 124.8717
11.04. | 12 | 124.8717
11.04. | 13 | 124.8717
11.04. | 14 | 124.8717
11.04. | 15 | 124.8717
11.04. | 16 | 124.8717
11.04. | 17 | 124.8717
11.04. | 18 | 124.8717
11.04. | 19 | 124.8717
11.04. | 20 | 124.8717
11.04. | 21 | 124.8717
11.04. | 22 | 124.8717
11.04. | 23 | 124.8717
11.04. | 24 | 124.8717
12.04. | 1 | 124.8717
12.04. | 2 | 124.8717
12.04. | 3 | 124.8717
12.04. | 4 | 124.8717
12.04. | 5 | 124.8717
12.04. | 6 | 124.8717
12.04. | 7 | 124.8717
12.04. | 8 | 124.8717
12.04. | 9 | 124.8717
12.04. | 10 | 124.8717
12.04. | 11 | 124.8717
12.04. | 12 | 124.8717
12.04. | 13 | 124.8717
12.04. | 14 | 124.8717
12.04. | 15 | 124.8717
12.04. | 16 | 124.8717
12.04. | 17 | 124.8717
12.04. | 18 | 124.8717
12.04. | 19 | 124.8717
12.04. | 20 | 124.8717
12.04. | 21 | 124.8717
12.04. | 22 | 124.8717
12.04. | 23 | 124.8717
12.04. | 24 | 124.8717
13.04. | 1 | 124.8717
13.04. | 2 | 124.8717
13.04. | 3 | 124.8717
13.04. | 4 | 124.8717
13.04. | 5 | 124.8717
13.04. | 6 | 124.8717
13.04. | 7 | 124.8717
13.04. | 8 | 124.8717
13.04. | 9 | 124.8717
13.04. | 10 | 124.8717
13.04. | 11 | 124.8717
13.04. | 12 | 124.8717
13.04. | 13 | 124.8717
13.04. | 14 | 124.8717
13.04. | 15 | 124.8717
13.04. | 16 | 124.8717
13.04. | 17 | 124.8717
13.04. | 18 | 124.8717
13.04. | 19 | 124.8717
13.04. | 20 | 124.8717
13.04. | 21 | 124.8717
13.04. | 22 | 124.8717
13.04. | 23 | 124.8717
13.04. | 24 | 124.8717
14.04. | 1 | 124.8717
14.04. | 2 | 124.8717
14.04. | 3 | 124.8717
14.04. | 4 | 124.8717
14.04. | 5 | 124.8717
14.04. | 6 | 124.8717
14.04. | 7 | 124.8717
14.04. | 8 | 124.8717
14.04. | 9 | 124.8717
14.04. | 10 | 124.8717
14.04. | 11 | 124.8717
14.04. | 12 | 124.8717
14.04. | 13 | 124.8717
14.04. | 14 | 124.8717
14.04. | 15 | 124.8717
14.04. | 16 | 124.8717
14.04. | 17 | 124.8717
14.04. | 18 | 124.8717
14.04. | 19 | 124.8717
14.04. | 20 | 124.8717
14.04. | 21 | 124.8717
14.04. | 22 | 124.8717
14.04. | 23 | 124.8717
14.04. | 24 | 124.8717
15.04. | 1 | 124.8717
15.04. | 2 | 124.8717
15.04. | 3 | 124.8717
15.04. | 4 | 124.8717
15.04. | 5 | 124.8717
15.04. | 6 | 124.8717
15.04. | 7 | 124.8717
15.04. | 8 | 124.8717
15.04. | 9 | 124.8717
15.04. | 10 | 124.8717
15.04. | 11 | 124.8717
15.04. | 12 | 124.8717
15.04. | 13 | 124.8717
15.04. | 14 | 124.8717
15.04. | 15 | 124.8717
15.04. | 16 | 124.8717
15.04. | 17 | 124.8717
15.04. | 18 | 124.8717
15.04. | 19 | 124.8717
15.04. | 20 | 124.8717
15.04. | 21 | 124.8717
15.04. | 22 | 124.8717
15.04. | 23 | 124.8717
15.04. | 24 | 124.8717
16.04. | 1 | 124.8717
16.04. | 2 | 124.8717
16.04. | 3 | 124.8717
16.04. | 4 | 124.8717
16.04. | 5 | 124.8717
16.04. | 6 | 124.8717
16.04. | 7 | 124.8717
16.04. | 8 | 124.8717
16.04. | 9 | 124.8717
16.04. | 10 | 124.8717
16.04. | 11 | 124.8717
16.04. | 12 | 124.8717
16.04. | 13 | 124.8717
16.04. | 14 | 124.8717
16.04. | 15 | 124.8717
16.04. | 16 | 124.8717
16.04. | 17 | 124.8717
16.04. | 18 | 124.8717
16.04. | 19 | 124.8717
16.04. | 20 | 124.8717
16.04. | 21 | 124.8717
16.04. | 22 | 124.8717
16.04. | 23 | 124.8717
16.04. | 24 | 124.8717
17.04. | 1 | 124.8717
17.04. | 2 | 124.8717
17.04. | 3 | 124.8717
17.04. | 4 | 124.8717
17.04. | 5 | 124.8717
17.04. | 6 | 124.8717
17.04. | 7 | 124.8717
17.04. | 8 | 124.8717
17.04. | 9 | 124.8717
17.04. | 10 | 124.8717
17.04. | 11 | 124.8717
17.04. | 12 | 124.8717
17.04. | 13 | 124.8717
17.04. | 14 | 124.8717
17.04. | 15 | 124.8717
17.04. | 16 | 124.8717
17.04. | 17 | 124.8717
17.04. | 18 | 124.8717
17.04. | 19 | 124.8717
17.04. | 20 | 124.8717
17.04. | 21 | 124.8717
17.04. | 22 | 124.8717
17.04. | 23 | 124.8717
17.04. | 24 | 124.8717
18.04. | 1 | 124.8717
18.04. | 2 | 124.8717
18.04. | 3 | 124.8717
18.04. | 4 | 124.8717
18.04. | 5 | 124.8717
18.04. | 6 | 124.8717
18.04. | 7 | 124.8717
18.04. | 8 | 124.8717
18.04. | 9 | 124.8717
18.04. | 10 | 124.8717
18.04. | 11 | 124.8717
18.04. | 12 | 124.8717
18.04. | 13 | 124.8717
18.04. | 14 | 124.8717
18.04. | 15 | 124.8717
18.04. | 16 | 124.8717
18.04. | 17 | 124.8717
18.04. | 18 | 124.8717
18.04. | 19 | 124.8717
18.04. | 20 | 124.8717
18.04. | 21 | 124.8717
18.04. | 22 | 124.8717
18.04. | 23 | 124.8717
18.04. | 24 | 124.8717
19.04. | 1 | 124.8717
19.04. | 2 | 124.8717
19.04. | 3 | 124.8717
19.04. | 4 | 124.8717
19.04. | 5 | 124.8717
19.04. | 6 | 124.8717
19.04. | 7 | 124.8717
19.04. | 8 | 124.8717
19.04. | 9 | 124.8717
19.04. | 10 | 124.8717
19.04. | 11 | 124.8717
19.04. | 12 | 124.8717
19.04. | 13 | 124.8717
19.04. | 14 | 124.8717
19.04. | 15 | 124.8717
19.04. | 16 | 124.8717
19.04. | 17 | 124.8717
19.04. | 18 | 124.8717
19.04. | 19 | 124.8717
19.04. | 20 | 124.8717
19.04. | 21 | 124.8717
19.04. | 22 | 124.8717
19.04. | 23 | 124.8717
19.04. | 24 | 124.8717
20.04. | 1 | 124.8717
20.04. | 2 | 124.8717
20.04. | 3 | 124.8717
20.04. | 4 | 124.8717
20.04. | 5 | 124.8717
20.04. | 6 | 124.8717
20.04. | 7 | 124.8717
20.04. | 8 | 124.8717
20.04. | 9 | 124.8717
20.04. | 10 | 124.8717
20.04. | 11 | 124.8717
20.04. | 12 | 124.8717
20.04. | 13 | 124.8717
20.04. | 14 | 124.8717
20.04. | 15 | 124.8717
20.04. | 16 | 124.8717
20.04. | 17 | 124.8717
20.04. | 18 | 124.8717
20.04. | 19 | 124.8717
20.04. | 20 | 124.8717
20.04. | 21 | 124.8717
20.04. | 22 | 124.8717
20.04. | 23 | 124.8717
20.04. | 24 | 124.8717
21.04. | 1 | 124.8717
21.04. | 2 | 124.8717
21.04. | 3 | 124.8717
21.04. | 4 | 124.8717
21.04. | 5 | 124.8717
21.04. | 6 | 124.8717
21.04. | 7 | 124.8717
21.04. | 8 | 124.8717
21.04. | 9 | 124.8717
21.04. | 10 | 124.8717
21.04. | 11 | 124.8717
21.04. | 12 | 124.8717
21.04. | 13 | 124.8717
21.04. | 14 | 124.8717
21.04. | 15 | 124.8717
21.04. | 16 | 124.8717
21.04. | 17 | 124.8717
21.04. | 18 | 124.8717
21.04. | 19 | 124.8717
21.04. | 20 | 124.8717
21.04. | 21 | 124.8717
21.04. | 22 | 124.8717
21.04. | 23 | 124.8717
21.04. | 24 | 124.8717
22.04. | 1 | 124.8717
22.04. | 2 | 124.8717
22.04. | 3 | 124.8717
22.04. | 4 | 124.8717
22.04. | 5 | 124.8717
22.04. | 6 | 124.8717
22.04. | 7 | 124.8717
22.04. | 8 | 124.8717
22.04. | 9 | 124.8717
22.04. | 10 | 124.8717
22.04. | 11 | 124.8717
22.04. | 12 | 124.8717
22.04. | 13 | 124.8717
22.04. | 14 | 124.8717
22.04. | 15 | 124.8717
22.04. | 16 | 124.8717
22.04. | 17 | 124.8717
22.04. | 18 | 124.8717
22.04. | 19 | 124.8717
22.04. | 20 | 124.8717
22.04. | 21 | 124.8717
22.04. | 22 | 124.8717
22.04. | 23 | 124.8717
22.04. | 24 | 124.8717
23.04. | 1 | 124.8717
23.04. | 2 | 124.8717
23.04. | 3 | 124.8717
23.04. | 4 | 124.8717
23.04. | 5 | 124.8717
23.04. | 6 | 124.8717
23.04. | 7 | 124.8717
23.04. | 8 | 124.8717
23.04. | 9 | 124.8717
23.04. | 10 | 124.8717
23.04. | 11 | 124.8717
23.04. | 12 | 124.8717
23.04. | 13 | 124.8717
23.04. | 14 | 124.8717
23.04. | 15 | 124.8717
23.04. | 16 | 124.8717
23.04. | 17 | 124.8717
23.04. | 18 | 124.8717
23.04. | 19 | 124.8717
23.04. | 20 | 124.8717
23.04. | 21 | 124.8717
23.04. | 22 | 124.8717
23.04. | 23 | 124.8717
23.04. | 24 | 124.8717
24.04. | 1 | 124.8717
24.04. | 2 | 124.8717
24.04. | 3 | 124.8717
24.04. | 4 | 124.8717
24.04. | 5 | 124.8717
24.04. | 6 | 124.8717
24.04. | 7 | 124.8717
24.04. | 8 | 124.8717
24.04. | 9 | 124.8717
24.04. | 10 | 124.8717
24.04. | 11 | 124.8717
24.04. | 12 | 124.8717
24.04. | 13 | 124.8717
24.04. | 14 | 124.8717
24.04. | 15 | 124.8717
24.04. | 16 | 124.8717
24.04. | 17 | 124.8717
24.04. | 18 | 124.8717
24.04. | 19 | 124.8717
24.04. | 20 | 124.8717
24.04. | 21 | 124.8717
24.04. | 22 | 124.8717
24.04. | 23 | 124.8717
24.04. | 24 | 124.8717
25.04. | 1 | 124.8717
25.04. | 2 | 124.8717
25.04. | 3 | 124.8717
25.04. | 4 | 124.8717
25.04. | 5 | 124.8717
25.04. | 6 | 124.8717
25.04. | 7 | 124.8717
25.04. | 8 | 124.8717
25.04. | 9 | 124.8717
25.04. | 10 | 124.8717
25.04. | 11 | 124.8717
25.04. | 12 | 124.8717
25.04. | 13 | 124.8717
25.04. | 14 | 124.8717
25.04. | 15 | 124.8717
25.04. | 16 | 124.8717
25.04. | 17 | 124.8717
25.04. | 18 | 124.8717
25.04. | 19 | 124.8717
25.04. | 20 | 124.8717
25.04. | 21 | 124.8717
25.04. | 22 | 124.8717
25.04. | 23 | 124.8717
25.04. | 24 | 124.8717
26.04. | 1 | 124.8717
26.04. | 2 | 124.8717
26.04. | 3 | 124.8717
26.04. | 4 | 124.8717
26.04. | 5 | 124.8717
26.04. | 6 | 124.8717
26.04. | 7 | 124.8717
26.04. | 8 | 124.8717
26.04. | 9 | 124.8717
26.04. | 10 | 124.8717
26.04. | 11 | 124.8717
26.04. | 12 | 124.8717
26.04. | 13 | 124.8717
26.04. | 14 | 124.8717
26.04. | 15 | 124.8717
26.04. | 16 | 124.8717
26.04. | 17 | 124.8717
26.04. | 18 | 124.8717
26.04. | 19 | 124.8717
26.04. | 20 | 124.8717
26.04. | 21 | 124.8717
26.04. | 22 | 124.8717
26.04. | 23 | 124.8717
26.04. | 24 | 124.8717
27.04. | 1 | 124.8717
27.04. | 2 | 124.8717
27.04. | 3 | 124.8717
27.04. | 4 | 124.8717
27.04. | 5 | 124.8717
27.04. | 6 | 124.8717
27.04. | 7 | 124.8717
27.04. | 8 | 124.8717
27.04. | 9 | 124.8717
27.04. | 10 | 124.8717
27.04. | 11 | 124.8717
27.04. | 12 | 124.8717
27.04. | 13 | 124.8717
27.04. | 14 | 124.8717
27.04. | 15 | 124.8717
27.04. | 16 | 124.8717
27.04. | 17 | 124.8717
27.04. | 18 | 124.8717
27.04. | 19 | 124.8717
27.04. | 20 | 124.8717
27.04. | 21 | 124.8717
27.04. | 22 | 124.8717
27.04. | 23 | 124.8717
27.04. | 24 | 124.8717
28.04. | 1 | 124.8717
28.04. | 2 | 124.8717
28.04. | 3 | 124.8717
28.04. | 4 | 124.8717
28.04. | 5 | 124.8717
28.04. | 6 | 124.8717
28.04. | 7 | 124.8717
28.04. | 8 | 124.8717
28.04. | 9 | 124.8717
28.04. | 10 | 124.8717
28.04. | 11 | 124.8717
28.04. | 12 | 124.8717
28.04. | 13 | 124.8717
28.04. | 14 | 124.8717
28.04. | 15 | 124.8717
28.04. | 16 | 124.8717
28.04. | 17 | 124.8717
28.04. | 18 | 124.8717
28.04. | 19 | 124.8717
28.04. | 20 | 124.8717
28.04. | 21 | 124.8717
28.04. | 22 | 124.8717
28.04. | 23 | 124.8717
28.04. | 24 | 124.8717
29.04. | 1 | 124.8717
29.04. | 2 | 124.8717
29.04. | 3 | 124.8717
29.04. | 4 | 124.8717
29.04. | 5 | 124.8717
29.04. | 6 | 124.8717
29.04. | 7 | 124.8717
29.04. | 8 | 124.8717
29.04. | 9 | 124.8717
29.04. | 10 | 124.8717
29.04. | 11 | 124.8717
29.04. | 12 | 124.8717
29.04. | 13 | 124.8717
29.04. | 14 | 124.8717
29.04. | 15 | 124.8717
29.04. | 16 | 124.8717
29.04. | 17 | 124.8717
29.04. | 18 | 124.8717
29.04. | 19 | 124.8717
29.04. | 20 | 124.8717
29.04. | 21 | 124.8717
29.04. | 22 | 124.8717
29.04. | 23 | 124.8717
29.04. | 24 | 124.8717
30.04. | 1 | 124.8717
30.04. | 2 | 124.8717
30.04. | 3 | 124.8717
30.04. | 4 | 124.8717
30.04. | 5 | 124.8717
30.04. | 6 | 124.8717
30.04. | 7 | 124.8717
30.04. | 8 | 124.8717
30.04. | 9 | 124.8717
30.04. | 10 | 124.8717
30.04. | 11 | 124.8717
30.04. | 12 | 124.8717
30.04. | 13 | 124.8717
30.04. | 14 | 124.8717
30.04. | 15 | 124.8717
30.04. | 16 | 124.8717
30.04. | 17 | 124.8717
30.04. | 18 | 124.8717
30.04. | 19 | 124.8717
30.04. | 20 | 124.8717
30.04. | 21 | 124.8717
30.04. | 22 | 124.8717
30.04. | 23 | 124.8717
30.04. | 24 | 124.8717
01.05. | 1 | 124.8717
01.05. | 2 | 124.8717
01.05. | 3 | 124.8717
01.05. | 4 | 124.8717
01.05. | 5 | 124.8717
01.05. | 6 | 124.8717
01.05. | 7 | 124.8717
01.05. | 8 | 124.8717
01.05. | 9 | 124.8717
01.05. | 10 | 124.8717
01.05. | 11 | 124.8717
01.05. | 12 | 124.8717
01.05. | 13 | 124.8717
01.05. | 14 | 124.8717
01.05. | 15 | 124.8717
01.05. | 16 | 124.8717
01.05. | 17 | 124.8717
01.05. | 18 | 124.8717
01.05. | 19 | 124.8717
01.05. | 20 | 124.8717
01.05. | 21 | 124.8717
01.05. | 22 | 124.8717
01.05. | 23 | 124.8717
01.05. | 24 | 124.8717
02.05. | 1 | 124.8717
02.05. | 2 | 124.8717
02.05. | 3 | 124.8717
02.05. | 4 | 124.8717
02.05. | 5 | 124.8717
02.05. | 6 | 124.8717
02.05. | 7 | 124.8717
02.05. | 8 | 124.8717
02.05. | 9 | 124.8717
02.05. | 10 | 124.8717
02.05. | 11 | 124.8717
02.05. | 12 | 124.8717
02.05. | 13 | 124.8717
02.05. | 14 | 124.8717
02.05. | 15 | 124.8717
02.05. | 16 | 124.8717
02.05. | 17 | 124.8717
02.05. | 18 | 124.8717
02.05. | 19 | 124.8717
02.05. | 20 | 124.8717
02.05. | 21 | 124.8717
02.05. | 22 | 124.8717
02.05. | 23 | 124.8717
02.05. | 24 | 124.8717
03.05. | 1 | 124.8717
03.05. | 2 | 124.8717
03.05. | 3 | 124.8717
03.05. | 4 | 124.8717
03.05. | 5 | 124.8717
03.05. | 6 | 124.8717
03.05. | 7 | 124.8717
03.05. | 8 | 124.8717
03.05. | 9 | 124.8717
03.05. | 10 | 124.8717
03.05. | 11 | 124.8717
03.05. | 12 | 124.8717
03.05. | 13 | 124.8717
03.05. | 14 | 124.8717
03.05. | 15 | 124.8717
03.05. | 16 | 124.8717
03.05. | 17 | 124.8717
03.05. | 18 | 124.8717
03.05. | 19 | 124.8717
03.05. | 20 | 124.8717
03.05. | 21 | 124.8717
03.05. | 22 | 124.8717
03.05. | 23 | 124.8717
03.05. | 24 | 124.8717
04.05. | 1 | 124.8717
04.05. | 2 | 124.8717
04.05. | 3 | 124.8717
04.05. | 4 | 124.8717
04.05. | 5 | 124.8717
04.05. | 6 | 124.8717
04.05. | 7 | 124.8717
04.05. | 8 | 124.8717
04.05. | 9 | 124.8717
04.05. | 10 | 124.8717
04.05. | 11 | 124.8717
04.05. | 12 | 124.8717
04.05. | 13 | 124.8717
04.05. | 14 | 124.8717
04.05. | 15 | 124.8717
04.05. | 16 | 124.8717
04.05. | 17 | 124.8717
04.05. | 18 | 124.8717
04.05. | 19 | 124.8717
04.05. | 20 | 124.8717
04.05. | 21 | 124.8717
04.05. | 22 | 124.8717
04.05. | 23 | 124.8717
04.05. | 24 | 124.8717
05.05. | 1 | 124.8717
05.05. | 2 | 124.8717
05.05. | 3 | 124.8717
05.05. | 4 | 124.8717
05.05. | 5 | 124.8717
05.05. | 6 | 124.8717
05.05. | 7 | 124.8717
05.05. | 8 | 124.8717
05.05. | 9 | 124.8717
05.05. | 10 | 124.8717
05.05. | 11 | 124.8717
05.05. | 12 | 124.8717
05.05. | 13 | 124.8717
05.05. | 14 | 124.8717
05.05. | 15 | 124.8717
05.05. | 16 | 124.8717
05.05. | 17 | 124.8717
05.05. | 18 | 124.8717
05.05. | 19 | 124.8717
05.05. | 20 | 124.8717
05.05. | 21 | 124.8717
05.05. | 22 | 124.8717
05.05. | 23 | 124.8717
05.05. | 24 | 124.8717
06.05. | 1 | 124.8717
06.05. | 2 | 124.8717
06.05. | 3 | 124.8717
06.05. | 4 | 124.8717
06.05. | 5 | 124.8717
06.05. | 6 | 124.8717
06.05. | 7 | 124.8717
06.05. | 8 | 124.8717
06.05. | 9 | 124.8717
06.05. | 10 | 124.8717
06.05. | 11 | 124.8717
06.05. | 12 | 124.8717
06.05. | 13 | 124.8717
06.05. | 14 | 124.8717
06.05. | 15 | 124.8717
06.05. | 16 | 124.8717
06.05. | 17 | 124.8717
06.05. | 18 | 124.8717
06.05. | 19 | 124.8717
06.05. | 20 | 124.8717
06.05. | 21 | 124.8717
06.05. | 22 | 124.8717
06.05. | 23 | 124.8717
06.05. | 24 | 124.8717
07.05. | 1 | 124.8717
07.05. | 2 | 124.8717
07.05. | 3 | 124.8717
07.05. | 4 | 124.8717
07.05. | 5 | 124.8717
07.05. | 6 | 124.8717
07.05. | 7 | 124.8717
07.05. | 8 | 124.8717
07.05. | 9 | 124.8717
07.05. | 10 | 124.8717
07.05. | 11 | 124.8717
07.05. | 12 | 124.8717
07.05. | 13 | 124.8717
07.05. | 14 | 124.8717
07.05. | 15 | 124.8717
07.05. | 16 | 124.8717
07.05. | 17 | 124.8717
07.05. | 18 | 124.8717
07.05. | 19 | 124.8717
07.05. | 20 | 124.8717
07.05. | 21 | 124.8717
07.05. | 22 | 124.8717
07.05. | 23 | 124.8717
07.05. | 24 | 124.8717
08.05. | 1 | 124.8717
08.05. | 2 | 124.8717
08.05. | 3 | 124.8717
08.05. | 4 | 124.8717
08.05. | 5 | 124.8717
08.05. | 6 | 124.8717
08.05. | 7 | 124.8717
08.05. | 8 | 124.8717
08.05. | 9 | 124.8717
08.05. | 10 | 124.8717
08.05. | 11 | 124.8717
08.05. | 12 | 124.8717
08.05. | 13 | 124.8717
08.05. | 14 | 124.8717
08.05. | 15 | 124.8717
08.05. | 16 | 124.8717
08.05. | 17 | 124.8717
08.05. | 18 | 124.8717
08.05. | 19 | 124.8717
08.05. | 20 | 124.8717
08.05. | 21 | 124.8717
08.05. | 22 | 124.8717
08.05. | 23 | 124.8717
08.05. | 24 | 124.8717
09.05. | 1 | 124.8717
09.05. | 2 | 124.8717
09.05. | 3 | 124.8717
09.05. | 4 | 124.8717
09.05. | 5 | 124.8717
09.05. | 6 | 124.8717
09.05. | 7 | 124.8717
09.05. | 8 | 124.8717
09.05. | 9 | 124.8717
09.05. | 10 | 124.8717
09.05. | 11 | 124.8717
09.05. | 12 | 124.8717
09.05. | 13 | 124.8717
09.05. | 14 | 124.8717
09.05. | 15 | 124.8717
09.05. | 16 | 124.8717
09.05. | 17 | 124.8717
09.05. | 18 | 124.8717
09.05. | 19 | 124.8717
09.05. | 20 | 124.8717
09.05. | 21 | 124.8717
09.05. | 22 | 124.8717
09.05. | 23 | 124.8717
09.05. | 24 | 124.8717
10.05. | 1 | 124.8717
10.05. | 2 | 124.8717
10.05. | 3 | 124.8717
10.05. | 4 | 124.8717
10.05. | 5 | 124.8717
10.05. | 6 | 124.8717
10.05. | 7 | 124.8717
10.05. | 8 | 124.8717
10.05. | 9 | 124.8717
10.05. | 10 | 124.8717
10.05. | 11 | 124.8717
10.05. | 12 | 124.8717
10.05. | 13 | 124.8717
10.05. | 14 | 124.8717
10.05. | 15 | 124.8717
10.05. | 16 | 124.8717
10.05. | 17 | 124.8717
10.05. | 18 | 124.8717
10.05. | 19 | 124.8717
10.05. | 20 | 124.8717
10.05. | 21 | 124.8717
10.05. | 22 | 124.8717
10.05. | 23 | 124.8717
10.05. | 24 | 124.8717
11.05. | 1 | 124.8717
11.05. | 2 | 124.8717
11.05. | 3 | 124.8717
11.05. | 4 | 124.8717
11.05. | 5 | 124.8717
11.05. | 6 | 124.8717
11.05. | 7 | 124.8717
11.05. | 8 | 124.8717
11.05. | 9 | 124.8717
11.05. | 10 | 124.8717
11.05. | 11 | 124.8717
11.05. | 12 | 124.8717
11.05. | 13 | 124.8717
11.05. | 14 | 124.8717
11.05. | 15 | 124.8717
11.05. | 16 | 124.8717
11.05. | 17 | 124.8717
11.05. | 18 | 124.8717
11.05. | 19 | 124.8717
11.05. | 20 | 124.8717
11.05. | 21 | 124.8717
11.05. | 22 | 124.8717
11.05. | 23 | 124.8717
11.05. | 24 | 124.8717
12.05. | 1 | 124.8717
12.05. | 2 | 124.8717
12.05. | 3 | 124.8717
12.05. | 4 | 124.8717
12.05. | 5 | 124.8717
12.05. | 6 | 124.8717
12.05. | 7 | 124.8717
12.05. | 8 | 124.8717
12.05. | 9 | 124.8717
12.05. | 10 | 124.8717
12.05. | 11 | 124.8717
12.05. | 12 | 124.8717
12.05. | 13 | 124.8717
12.05. | 14 | 124.8717
12.05. | 15 | 124.8717
12.05. | 16 | 124.8717
12.05. | 17 | 124.8717
12.05. | 18 | 124.8717
12.05. | 19 | 124.8717
12.05. | 20 | 124.8717
12.05. | 21 | 124.8717
12.05. | 22 | 124.8717
12.05. | 23 | 124.8717
12.05. | 24 | 124.8717
13.05. | 1 | 124.8717
13.05. | 2 | 124.8717
13.05. | 3 | 124.8717
13.05. | 4 | 124.8717
13.05. | 5 | 124.8717
13.05. | 6 | 124.8717
13.05. | 7 | 124.8717
13.05. | 8 | 124.8717
13.05. | 9 | 124.8717
13.05. | 10 | 124.8717
13.05. | 11 | 124.8717
13.05. | 12 | 124.8717
13.05. | 13 | 124.8717
13.05. | 14 | 124.8717
13.05. | 15 | 124.8717
13.05. | 16 | 124.8717
13.05. | 17 | 124.8717
13.05. | 18 | 124.8717
13.05. | 19 | 124.8717
13.05. | 20 | 124.8717
13.05. | 21 | 124.8717
13.05. | 22 | 124.8717
13.05. | 23 | 124.8717
13.05. | 24 | 124.8717
14.05. | 1 | 124.8717
14.05. | 2 | 124.8717
14.05. | 3 | 124.8717
14.05. | 4 | 124.8717
14.05. | 5 | 124.8717
14.05. | 6 | 124.8717
14.05. | 7 | 124.8717
14.05. | 8 | 124.8717
14.05. | 9 | 124.8717
14.05. | 10 | 124.8717
14.05. | 11 | 124.8717
14.05. | 12 | 124.8717
14.05. | 13 | 124.8717
14.05. | 14 | 124.8717
14.05. | 15 | 124.8717
14.05. | 16 | 124.8717
14.05. | 17 | 124.8717
14.05. | 18 | 124.8717
14.05. | 19 | 124.8717
14.05. | 20 | 124.8717
14.05. | 21 | 124.8717
14.05. | 22 | 124.8717
14.05. | 23 | 124.8717
14.05. | 24 | 124.8717
15.05. | 1 | 124.8717
15.05. | 2 | 124.8717
15.05. | 3 | 124.8717
15.05. | 4 | 124.8717
15.05. | 5 | 124.8717
15.05. | 6 | 124.8717
15.05. | 7 | 124.8717
15.05. | 8 | 124.8717
15.05. | 9 | 124.8717
15.05. | 10 | 124.8717
15.05. | 11 | 124.8717
15.05. | 12 | 124.8717
15.05. | 13 | 124.8717
15.05. | 14 | 124.8717
15.05. | 15 | 124.8717
15.05. | 16 | 124.8717
15.05. | 17 | 124.8717
15.05. | 18 | 124.8717
15.05. | 19 | 124.8717
15.05. | 20 | 124.8717
15.05. | 21 | 124.8717
15.05. | 22 | 124.8717
15.05. | 23 | 124.8717
15.05. | 24 | 124.8717
16.05. | 1 | 124.8717
16.05. | 2 | 124.8717
16.05. | 3 | 124.8717
16.05. | 4 | 124.8717
16.05. | 5 | 124.8717
16.05. | 6 | 124.8717
16.05. | 7 | 124.8717
16.05. | 8 | 124.8717
16.05. | 9 | 124.8717
16.05. | 10 | 124.8717
16.05. | 11 | 124.8717
16.05. | 12 | 124.8717
16.05. | 13 | 124.8717
16.05. | 14 | 124.8717
16.05. | 15 | 124.8717
16.05. | 16 | 124.8717
16.05. | 17 | 124.8717
16.05. | 18 | 124.8717
16.05. | 19 | 124.8717
16.05. | 20 | 124.8717
16.05. | 21 | 124.8717
16.05. | 22 | 124.8717
16.05. | 23 | 124.8717
16.05. | 24 | 124.8717
17.05. | 1 | 124.8717
17.05. | 2 | 124.8717
17.05. | 3 | 124.8717
17.05. | 4 | 124.8717
17.05. | 5 | 124.8717
17.05. | 6 | 124.8717
17.05. | 7 | 124.8717
17.05. | 8 | 124.8717
17.05. | 9 | 124.8717
17.05. | 10 | 124.8717
17.05. | 11 | 124.8717
17.05. | 12 | 124.8717
17.05. | 13 | 124.8717
17.05. | 14 | 124.8717
17.05. | 15 | 124.8717
17.05. | 16 | 124.8717
17.05. | 17 | 124.8717
17.05. | 18 | 124.8717
17.05. | 19 | 124.8717
17.05. | 20 | 124.8717
17.05. | 21 | 124.8717
17.05. | 22 | 124.8717
17.05. | 23 | 124.8717
17.05. | 24 | 124.8717
18.05. | 1 | 124.8717
18.05. | 2 | 124.8717
18.05. | 3 | 124.8717
18.05. | 4 | 124.8717
18.05. | 5 | 124.8717
18.05. | 6 | 124.8717
18.05. | 7 | 124.8717
18.05. | 8 | 124.8717
18.05. | 9 | 124.8717
18.05. | 10 | 124.8717
18.05. | 11 | 124.8717
18.05. | 12 | 124.8717
18.05. | 13 | 124.8717
18.05. | 14 | 124.8717
18.05. | 15 | 124.8717
18.05. | 16 | 124.8717
18.05. | 17 | 124.8717
18.05. | 18 | 124.8717
18.05. | 19 | 124.8717
18.05. | 20 | 124.8717
18.05. | 21 | 124.8717
18.05. | 22 | 124.8717
18.05. | 23 | 124.8717
18.05. | 24 | 124.8717
19.05. | 1 | 124.8717
19.05. | 2 | 124.8717
19.05. | 3 | 124.8717
19.05. | 4 | 124.8717
19.05. | 5 | 124.8717
19.05. | 6 | 124.8717
19.05. | 7 | 124.8717
19.05. | 8 | 124.8717
19.05. | 9 | 124.8717
19.05. | 10 | 124.8717
19.05. | 11 | 124.8717
19.05. | 12 | 124.8717
19.05. | 13 | 124.8717
19.05. | 14 | 124.8717
19.05. | 15 | 124.8717
19.05. | 16 | 124.8717
19.05. | 17 | 124.8717
19.05. | 18 | 124.8717
19.05. | 19 | 124.8717
19.05. | 20 | 124.8717
19.05. | 21 | 124.8717
19.05. | 22 | 124.8717
19.05. | 23 | 124.8717
19.05. | 24 | 124.8717
20.05. | 1 | 124.8717
20.05. | 2 | 124.8717
20.05. | 3 | 124.8717
20.05. | 4 | 124.8717
20.05. | 5 | 124.8717
20.05. | 6 | 124.8717
20.05. | 7 | 124.8717
20.05. | 8 | 124.8717
20.05. | 9 | 124.8717
20.05. | 10 | 124.8717
20.05. | 11 | 124.8717
20.05. | 12 | 124.8717
20.05. | 13 | 124.8717
20.05. | 14 | 124.8717
20.05. | 15 | 124.8717
20.05. | 16 | 124.8717
20.05. | 17 | 124.8717
20.05. | 18 | 124.8717
20.05. | 19 | 124.8717
20.05. | 20 | 124.8717
20.05. | 21 | 124.8717
20.05. | 22 | 124.8717
20.05. | 23 | 124.8717
20.05. | 24 | 124.8717
21.05. | 1 | 124.8717
21.05. | 2 | 124.8717
21.05. | 3 | 124.8717
21.05. | 4 | 124.8717
21.05. | 5 | 124.8717
21.05. | 6 | 124.8717
21.05. | 7 | 124.8717
21.05. | 8 | 124.8717
21.05. | 9 | 124.8717
21.05. | 10 | 124.8717
21.05. | 11 | 124.8717
21.05. | 12 | 124.8717
21.05. | 13 | 124.8717
21.05. | 14 | 124.8717
21.05. | 15 | 124.8717
21.05. | 16 | 124.8717
21.05. | 17 | 124.8717
21.05. | 18 | 124.8717
21.05. | 19 | 124.8717
21.05. | 20 | 124.8717
21.05. | 21 | 124.8717
21.05. | 22 | 124.8717
21.05. | 23 | 124.8717
21.05. | 24 | 124.8717
22.05. | 1 | 124.8717
22.05. | 2 | 124.8717
22.05. | 3 | 124.8717
22.05. | 4 | 124.8717
22.05. | 5 | 124.8717
22.05. | 6 | 124.8717
22.05. | 7 | 124.8717
22.05. | 8 | 124.8717
22.05. | 9 | 124.8717
22.05. | 10 | 124.8717
22.05. | 11 | 124.8717
22.05. | 12 | 124.8717
22.05. | 13 | 124.8717
22.05. | 14 | 124.8717
22.05. | 15 | 124.8717
22.05. | 16 | 124.8717
22.05. | 17 | 124.8717
22.05. | 18 | 124.8717
22.05. | 19 | 124.8717
22.05. | 20 | 124.8717
22.05. | 21 | 124.8717
22.05. | 22 | 124.8717
22.05. | 23 | 124.8717
22.05. | 24 | 124.8717
23.05. | 1 | 124.8717
23.05. | 2 | 124.8717
23.05. | 3 | 124.8717
23.05. | 4 | 124.8717
23.05. | 5 | 124.8717
23.05. | 6 | 124.8717
23.05. | 7 | 124.8717
23.05. | 8 | 124.8717
23.05. | 9 | 124.8717
23.05. | 10 | 124.8717
23.05. | 11 | 124.8717
23.05. | 12 | 124.8717
23.05. | 13 | 124.8717
23.05. | 14 | 124.8717
23.05. | 15 | 124.8717
23.05. | 16 | 124.8717
23.05. | 17 | 124.8717
23.05. | 18 | 124.8717
23.05. | 19 | 124.8717
23.05. | 20 | 124.8717
23.05. | 21 | 124.8717
23.05. | 22 | 124.8717
23.05. | 23 | 124.8717
23.05. | 24 | 124.8717
24.05. | 1 | 124.8717
24.05. | 2 | 124.8717
24.05. | 3 | 124.8717
24.05. | 4 | 124.8717
24.05. | 5 | 124.8717
24.05. | 6 | 124.8717
24.05. | 7 | 124.8717
24.05. | 8 | 124.8717
24.05. | 9 | 124.8717
24.05. | 10 | 124.8717
24.05. | 11 | 124.8717
24.05. | 12 | 124.8717
24.05. | 13 | 124.8717
24.05. | 14 | 124.8717
24.05. | 15 | 124.8717
24.05. | 16 | 124.8717
24.05. | 17 | 124.8717
24.05. | 18 | 124.8717
24.05. | 19 | 124.8717
24.05. | 20 | 124.8717
24.05. | 21 | 124.8717
24.05. | 22 | 124.8717
24.05. | 23 | 124.8717
24.05. | 24 | 124.8717
25.05. | 1 | 124.8717
25.05. | 2 | 124.8717
25.05. | 3 | 124.8717
25.05. | 4 | 124.8717
25.05. | 5 | 124.8717
25.05. | 6 | 124.8717
25.05. | 7 | 124.8717
25.05. | 8 | 124.8717
25.05. | 9 | 124.8717
25.05. | 10 | 124.8717
25.05. | 11 | 124.8717
25.05. | 12 | 124.8717
25.05. | 13 | 124.8717
25.05. | 14 | 124.8717
25.05. | 15 | 124.8717
25.05. | 16 | 124.8717
25.05. | 17 | 124.8717
25.05. | 18 | 124.8717
25.05. | 19 | 124.8717
25.05. | 20 | 124.8717
25.05. | 21 | 124.8717
25.05. | 22 | 124.8717
25.05. | 23 | 124.8717
25.05. | 24 | 124.8717
26.05. | 1 | 124.8717
26.05. | 2 | 124.8717
26.05. | 3 | 124.8717
26.05. | 4 | 124.8717
26.05. | 5 | 124.8717
26.05. | 6 | 124.8717
26.05. | 7 | 124.8717
26.05. | 8 | 124.8717
26.05. | 9 | 124.8717
26.05. | 10 | 124.8717
26.05. | 11 | 124.8717
26.05. | 12 | 124.8717
26.05. | 13 | 124.8717
26.05. | 14 | 124.8717
26.05. | 15 | 124.8717
26.05. | 16 | 124.8717
26.05. | 17 | 124.8717
26.05. | 18 | 124.8717
26.05. | 19 | 124.8717
26.05. | 20 | 124.8717
26.05. | 21 | 124.8717
26.05. | 22 | 124.8717
26.05. | 23 | 124.8717
26.05. | 24 | 124.8717
27.05. | 1 | 124.8717
27.05. | 2 | 124.8717
27.05. | 3 | 124.8717
27.05. | 4 | 124.8717
27.05. | 5 | 124.8717
27.05. | 6 | 124.8717
27.05. | 7 | 124.8717
27.05. | 8 | 124.8717
27.05. | 9 | 124.8717
27.05. | 10 | 124.8717
27.05. | 11 | 124.8717
27.05. | 12 | 124.8717
27.05. | 13 | 124.8717
27.05. | 14 | 124.8717
27.05. | 15 | 124.8717
27.05. | 16 | 124.8717
27.05. | 17 | 124.8717
27.05. | 18 | 124.8717
27.05. | 19 | 124.8717
27.05. | 20 | 124.8717
27.05. | 21 | 124.8717
27.05. | 22 | 124.8717
27.05. | 23 | 124.8717
27.05. | 24 | 124.8717
28.05. | 1 | 124.8717
28.05. | 2 | 124.8717
28.05. | 3 | 124.8717
28.05. | 4 | 124.8717
28.05. | 5 | 124.8717
28.05. | 6 | 124.8717
28.05. | 7 | 124.8717
28.05. | 8 | 124.8717
28.05. | 9 | 124.8717
28.05. | 10 | 124.8717
28.05. | 11 | 124.8717
28.05. | 12 | 124.8717
28.05. | 13 | 124.8717
28.05. | 14 | 124.8717
28.05. | 15 | 124.8717
28.05. | 16 | 124.8717
28.05. | 17 | 124.8717
28.05. | 18 | 124.8717
28.05. | 19 | 124.8717
28.05. | 20 | 124.8717
28.05. | 21 | 124.8717
28.05. | 22 | 124.8717
28.05. | 23 | 124.8717
28.05. | 24 | 124.8717
29.05. | 1 | 124.8717
29.05. | 2 | 124.8717
29.05. | 3 | 124.8717
29.05. | 4 | 124.8717
29.05. | 5 | 124.8717
29.05. | 6 | 124.8717
29.05. | 7 | 124.8717
29.05. | 8 | 124.8717
29.05. | 9 | 124.8717
29.05. | 10 | 124.8717
29.05. | 11 | 124.8717
29.05. | 12 | 124.8717
29.05. | 13 | 124.8717
29.05. | 14 | 124.8717
29.05. | 15 | 124.8717
29.05. | 16 | 124.8717
29.05. | 17 | 124.8717
29.05. | 18 | 124.8717
29.05. | 19 | 124.8717
29.05. | 20 | 124.8717
29.05. | 21 | 124.8717
29.05. | 22 | 124.8717
29.05. | 23 | 124.8717
29.05. | 24 | 124.8717
30.05. | 1 | 124.8717
30.05. | 2 | 124.8717
30.05. | 3 | 124.8717
30.05. | 4 | 124.8717
30.05. | 5 | 124.8717
30.05. | 6 | 124.8717
30.05. | 7 | 124.8717
30.05. | 8 | 124.8717
30.05. | 9 | 124.8717
30.05. | 10 | 124.8717
30.05. | 11 | 124.8717
30.05. | 12 | 124.8717
30.05. | 13 | 124.8717
30.05. | 14 | 124.8717
30.05. | 15 | 124.8717
30.05. | 16 | 124.8717
30.05. | 17 | 124.8717
30.05. | 18 | 124.8717
30.05. | 19 | 124.8717
30.05. | 20 | 124.8717
30.05. | 21 | 124.8717
30.05. | 22 | 124.8717
30.05. | 23 | 124.8717
30.05. | 24 | 124.8717
31.05. | 1 | 124.8717
31.05. | 2 | 124.8717
31.05. | 3 | 124.8717
31.05. | 4 | 124.8717
31.05. | 5 | 124.8717
31.05. | 6 | 124.8717
31.05. | 7 | 124.8717
31.05. | 8 | 124.8717
31.05. | 9 | 124.8717
31.05. | 10 | 124.8717
31.05. | 11 | 124.8717
31.05. | 12 | 124.8717
31.05. | 13 | 124.8717
31.05. | 14 | 124.8717
31.05. | 15 | 124.8717
31.05. | 16 | 124.8717
31.05. | 17 | 124.8717
31.05. | 18 | 124.8717
31.05. | 19 | 124.8717
31.05. | 20 | 124.8717
31.05. | 21 | 124.8717
31.05. | 22 | 124.8717
31.05. | 23 | 124.8717
31.05. | 24 | 124.8717
01.06. | 1 | 124.8717
01.06. | 2 | 124.8717
01.06. | 3 | 124.8717
01.06. | 4 | 124.8717
01.06. | 5 | 124.8717
01.06. | 6 | 124.8717
01.06. | 7 | 124.8717
01.06. | 8 | 124.8717
01.06. | 9 | 124.8717
01.06. | 10 | 124.8717
01.06. | 11 | 124.8717
01.06. | 12 | 124.8717
01.06. | 13 | 124.8717
01.06. | 14 | 124.8717
01.06. | 15 | 124.8717
01.06. | 16 | 124.8717
01.06. | 17 | 124.8717
01.06. | 18 | 124.8717
01.06. | 19 | 124.8717
01.06. | 20 | 124.8717
01.06. | 21 | 124.8717
01.06. | 22 | 124.8717
01.06. | 23 | 124.8717
01.06. | 24 | 124.8717
02.06. | 1 | 124.8717
02.06. | 2 | 124.8717
02.06. | 3 | 124.8717
02.06. | 4 | 124.8717
02.06. | 5 | 124.8717
02.06. | 6 | 124.8717
02.06. | 7 | 124.8717
02.06. | 8 | 124.8717
02.06. | 9 | 124.8717
02.06. | 10 | 124.8717
02.06. | 11 | 124.8717
02.06. | 12 | 124.8717
02.06. | 13 | 124.8717
02.06. | 14 | 124.8717
02.06. | 15 | 124.8717
02.06. | 16 | 124.8717
02.06. | 17 | 124.8717
02.06. | 18 | 124.8717
02.06. | 19 | 124.8717
02.06. | 20 | 124.8717
02.06. | 21 | 124.8717
02.06. | 22 | 124.8717
02.06. | 23 | 124.8717
02.06. | 24 | 124.8717
03.06. | 1 | 124.8717
03.06. | 2 | 124.8717
03.06. | 3 | 124.8717
03.06. | 4 | 124.8717
03.06. | 5 | 124.8717
03.06. | 6 | 124.8717
03.06. | 7 | 124.8717
03.06. | 8 | 124.8717
03.06. | 9 | 124.8717
03.06. | 10 | 124.8717
03.06. | 11 | 124.8717
03.06. | 12 | 124.8717
03.06. | 13 | 124.8717
03.06. | 14 | 124.8717
03.06. | 15 | 124.8717
03.06. | 16 | 124.8717
03.06. | 17 | 124.8717
03.06. | 18 | 124.8717
03.06. | 19 | 124.8717
03.06. | 20 | 124.8717
03.06. | 21 | 124.8717
03.06. | 22 | 124.8717
03.06. | 23 | 124.8717
03.06. | 24 | 124.8717
04.06. | 1 | 124.8717
04.06. | 2 | 124.8717
04.06. | 3 | 124.8717
04.06. | 4 | 124.8717
04.06. | 5 | 124.8717
04.06. | 6 | 124.8717
04.06. | 7 | 124.8717
04.06. | 8 | 124.8717
04.06. | 9 | 124.8717
04.06. | 10 | 124.8717
04.06. | 11 | 124.8717
04.06. | 12 | 124.8717
04.06. | 13 | 124.8717
04.06. | 14 | 124.8717
04.06. | 15 | 124.8717
04.06. | 16 | 124.8717
04.06. | 17 | 124.8717
04.06. | 18 | 124.8717
04.06. | 19 | 124.8717
04.06. | 20 | 124.8717
04.06. | 21 | 124.8717
04.06. | 22 | 124.8717
04.06. | 23 | 124.8717
04.06. | 24 | 124.8717
05.06. | 1 | 124.8717
05.06. | 2 | 124.8717
05.06. | 3 | 124.8717
05.06. | 4 | 124.8717
05.06. | 5 | 124.8717
05.06. | 6 | 124.8717
05.06. | 7 | 124.8717
05.06. | 8 | 124.8717
05.06. | 9 | 124.8717
05.06. | 10 | 124.8717
05.06. | 11 | 124.8717
05.06. | 12 | 124.8717
05.06. | 13 | 124.8717
05.06. | 14 | 124.8717
05.06. | 15 | 124.8717
05.06. | 16 | 124.8717
05.06. | 17 | 124.8717
05.06. | 18 | 124.8717
05.06. | 19 | 124.8717
05.06. | 20 | 124.8717
05.06. | 21 | 124.8717
05.06. | 22 | 124.8717
05.06. | 23 | 124.8717
05.06. | 24 | 124.8717
06.06. | 1 | 124.8717
06.06. | 2 | 124.8717
06.06. | 3 | 124.8717
06.06. | 4 | 124.8717
06.06. | 5 | 124.8717
06.06. | 6 | 124.8717
06.06. | 7 | 124.8717
06.06. | 8 | 124.8717
06.06. | 9 | 124.8717
06.06. | 10 | 124.8717
06.06. | 11 | 124.8717
06.06. | 12 | 124.8717
06.06. | 13 | 124.8717
06.06. | 14 | 124.8717
06.06. | 15 | 124.8717
06.06. | 16 | 124.8717
06.06. | 17 | 124.8717
06.06. | 18 | 124.8717
06.06. | 19 | 124.8717
06.06. | 20 | 124.8717
06.06. | 21 | 124.8717
06.06. | 22 | 124.8717
06.06. | 23 | 124.8717
06.06. | 24 | 124.8717
07.06. | 1 | 124.8717
07.06. | 2 | 124.8717
07.06. | 3 | 124.8717
07.06. | 4 | 124.8717
07.06. | 5 | 124.8717
07.06. | 6 | 124.8717
07.06. | 7 | 124.8717
07.06. | 8 | 124.8717
07.06. | 9 | 124.8717
07.06. | 10 | 124.8717
07.06. | 11 | 124.8717
07.06. | 12 | 124.8717
07.06. | 13 | 124.8717
07.06. | 14 | 124.8717
07.06. | 15 | 124.8717
07.06. | 16 | 124.8717
07.06. | 17 | 124.8717
07.06. | 18 | 124.8717
07.06. | 19 | 124.8717
07.06. | 20 | 124.8717
07.06. | 21 | 124.8717
07.06. | 22 | 124.8717
07.06. | 23 | 124.8717
07.06. | 24 | 124.8717
08.06. | 1 | 124.8717
08.06. | 2 | 124.8717
08.06. | 3 | 124.8717
08.06. | 4 | 124.8717
08.06. | 5 | 124.8717
08.06. | 6 | 124.8717
08.06. | 7 | 124.8717
08.06. | 8 | 124.8717
08.06. | 9 | 124.8717
08.06. | 10 | 124.8717
08.06. | 11 | 124.8717
08.06. | 12 | 124.8717
08.06. | 13 | 124.8717
08.06. | 14 | 124.8717
08.06. | 15 | 124.8717
08.06. | 16 | 124.8717
08.06. | 17 | 124.8717
08.06. | 18 | 124.8717
08.06. | 19 | 124.8717
08.06. | 20 | 124.8717
08.06. | 21 | 124.8717
08.06. | 22 | 124.8717
08.06. | 23 | 124.8717
08.06. | 24 | 124.8717
09.06. | 1 | 124.8717
09.06. | 2 | 124.8717
09.06. | 3 | 124.8717
09.06. | 4 | 124.8717
09.06. | 5 | 124.8717
09.06. | 6 | 124.8717
09.06. | 7 | 124.8717
09.06. | 8 | 124.8717
09.06. | 9 | 124.8717
09.06. | 10 | 124.8717
09.06. | 11 | 124.8717
09.06. | 12 | 124.8717
09.06. | 13 | 124.8717
09.06. | 14 | 124.8717
09.06. | 15 | 124.8717
09.06. | 16 | 124.8717
09.06. | 17 | 124.8717
09.06. | 18 | 124.8717
09.06. | 19 | 124.8717
09.06. | 20 | 124.8717
09.06. | 21 | 124.8717
09.06. | 22 | 124.8717
09.06. | 23 | 124.8717
09.06. | 24 | 124.8717
10.06. | 1 | 124.8717
10.06. | 2 | 124.8717
10.06. | 3 | 124.8717
10.06. | 4 | 124.8717
10.06. | 5 | 124.8717
10.06. | 6 | 124.8717
10.06. | 7 | 124.8717
10.06. | 8 | 124.8717
10.06. | 9 | 124.8717
10.06. | 10 | 124.8717
10.06. | 11 | 124.8717
10.06. | 12 | 124.8717
10.06. | 13 | 124.8717
10.06. | 14 | 124.8717
10.06. | 15 | 124.8717
10.06. | 16 | 124.8717
10.06. | 17 | 124.8717
10.06. | 18 | 124.8717
10.06. | 19 | 124.8717
10.06. | 20 | 124.8717
10.06. | 21 | 124.8717
10.06. | 22 | 124.8717
10.06. | 23 | 124.8717
10.06. | 24 | 124.8717
11.06. | 1 | 124.8717
11.06. | 2 | 124.8717
11.06. | 3 | 124.8717
11.06. | 4 | 124.8717
11.06. | 5 | 124.8717
11.06. | 6 | 124.8717
11.06. | 7 | 124.8717
11.06. | 8 | 124.8717
11.06. | 9 | 124.8717
11.06. | 10 | 124.8717
11.06. | 11 | 124.8717
11.06. | 12 | 124.8717
11.06. | 13 | 124.8717
11.06. | 14 | 124.8717
11.06. | 15 | 124.8717
11.06. | 16 | 124.8717
11.06. | 17 | 124.8717
11.06. | 18 | 124.8717
11.06. | 19 | 124.8717
11.06. | 20 | 124.8717
11.06. | 21 | 124.8717
11.06. | 22 | 124.8717
11.06. | 23 | 124.8717
11.06. | 24 | 124.8717
12.06. | 1 | 124.8717
12.06. | 2 | 124.8717
12.06. | 3 | 124.8717
12.06. | 4 | 124.8717
12.06. | 5 | 124.8717
12.06. | 6 | 124.8717
12.06. | 7 | 124.8717
12.06. | 8 | 124.8717
12.06. | 9 | 124.8717
12.06. | 10 | 124.8717
12.06. | 11 | 124.8717
12.06. | 12 | 124.8717
12.06. | 13 | 124.8717
12.06. | 14 | 124.8717
12.06. | 15 | 124.8717
12.06. | 16 | 124.8717
12.06. | 17 | 124.8717
12.06. | 18 | 124.8717
12.06. | 19 | 124.8717
12.06. | 20 | 124.8717
12.06. | 21 | 124.8717
12.06. | 22 | 124.8717
12.06. | 23 | 124.8717
12.06. | 24 | 124.8717
13.06. | 1 | 124.8717
13.06. | 2 | 124.8717
13.06. | 3 | 124.8717
13.06. | 4 | 124.8717
13.06. | 5 | 124.8717
13.06. | 6 | 124.8717
13.06. | 7 | 124.8717
13.06. | 8 | 124.8717
13.06. | 9 | 124.8717
13.06. | 10 | 124.8717
13.06. | 11 | 124.8717
13.06. | 12 | 124.8717
13.06. | 13 | 124.8717
13.06. | 14 | 124.8717
13.06. | 15 | 124.8717
13.06. | 16 | 124.8717
13.06. | 17 | 124.8717
13.06. | 18 | 124.8717
13.06. | 19 | 124.8717
13.06. | 20 | 124.8717
13.06. | 21 | 124.8717
13.06. | 22 | 124.8717
13.06. | 23 | 124.8717
13.06. | 24 | 124.8717
14.06. | 1 | 124.8717
14.06. | 2 | 124.8717
14.06. | 3 | 124.8717
14.06. | 4 | 124.8717
14.06. | 5 | 124.8717
14.06. | 6 | 124.8717
14.06. | 7 | 124.8717
14.06. | 8 | 124.8717
14.06. | 9 | 124.8717
14.06. | 10 | 124.8717
14.06. | 11 | 124.8717
14.06. | 12 | 124.8717
14.06. | 13 | 124.8717
14.06. | 14 | 124.8717
14.06. | 15 | 124.8717
14.06. | 16 | 124.8717
14.06. | 17 | 124.8717
14.06. | 18 | 124.8717
14.06. | 19 | 124.8717
14.06. | 20 | 124.8717
14.06. | 21 | 124.8717
14.06. | 22 | 124.8717
14.06. | 23 | 124.8717
14.06. | 24 | 124.8717
15.06. | 1 | 124.8717
15.06. | 2 | 124.8717
15.06. | 3 | 124.8717
15.06. | 4 | 124.8717
15.06. | 5 | 124.8717
15.06. | 6 | 124.8717
15.06. | 7 | 124.8717
15.06. | 8 | 124.8717
15.06. | 9 | 124.8717
15.06. | 10 | 124.8717
15.06. | 11 | 124.8717
15.06. | 12 | 124.8717
15.06. | 13 | 124.8717
15.06. | 14 | 124.8717
15.06. | 15 | 124.8717
15.06. | 16 | 124.8717
15.06. | 17 | 124.8717
15.06. | 18 | 124.8717
15.06. | 19 | 124.8717
15.06. | 20 | 124.8717
15.06. | 21 | 124.8717
15.06. | 22 | 124.8717
15.06. | 23 | 124.8717
15.06. | 24 | 124.8717
16.06. | 1 | 124.8717
16.06. | 2 | 124.8717
16.06. | 3 | 124.8717
16.06. | 4 | 124.8717
16.06. | 5 | 124.8717
16.06. | 6 | 124.8717
16.06. | 7 | 124.8717
16.06. | 8 | 124.8717
16.06. | 9 | 124.8717
16.06. | 10 | 124.8717
16.06. | 11 | 124.8717
16.06. | 12 | 124.8717
16.06. | 13 | 124.8717
16.06. | 14 | 124.8717
16.06. | 15 | 124.8717
16.06. | 16 | 124.8717
16.06. | 17 | 124.8717
16.06. | 18 | 124.8717
16.06. | 19 | 124.8717
16.06. | 20 | 124.8717
16.06. | 21 | 124.8717
16.06. | 22 | 124.8717
16.06. | 23 | 124.8717
16.06. | 24 | 124.8717
17.06. | 1 | 124.8717
17.06. | 2 | 124.8717
17.06. | 3 | 124.8717
17.06. | 4 | 124.8717
17.06. | 5 | 124.8717
17.06. | 6 | 124.8717
17.06. | 7 | 124.8717
17.06. | 8 | 124.8717
17.06. | 9 | 124.8717
17.06. | 10 | 124.8717
17.06. | 11 | 124.8717
17.06. | 12 | 124.8717
17.06. | 13 | 124.8717
17.06. | 14 | 124.8717
17.06. | 15 | 124.8717
17.06. | 16 | 124.8717
17.06. | 17 | 124.8717
17.06. | 18 | 124.8717
17.06. | 19 | 124.8717
17.06. | 20 | 124.8717
17.06. | 21 | 124.8717
17.06. | 22 | 124.8717
17.06. | 23 | 124.8717
17.06. | 24 | 124.8717
18.06. | 1 | 124.8717
18.06. | 2 | 124.8717
18.06. | 3 | 124.8717
18.06. | 4 | 124.8717
18.06. | 5 | 124.8717
18.06. | 6 | 124.8717
18.06. | 7 | 124.8717
18.06. | 8 | 124.8717
18.06. | 9 | 124.8717
18.06. | 10 | 124.8717
18.06. | 11 | 124.8717
18.06. | 12 | 124.8717
18.06. | 13 | 124.8717
18.06. | 14 | 124.8717
18.06. | 15 | 124.8717
18.06. | 16 | 124.8717
18.06. | 17 | 124.8717
18.06. | 18 | 124.8717
18.06. | 19 | 124.8717
18.06. | 20 | 124.8717
18.06. | 21 | 124.8717
18.06. | 22 | 124.8717
18.06. | 23 | 124.8717
18.06. | 24 | 124.8717
19.06. | 1 | 124.8717
19.06. | 2 | 124.8717
19.06. | 3 | 124.8717
19.06. | 4 | 124.8717
19.06. | 5 | 124.8717
19.06. | 6 | 124.8717
19.06. | 7 | 124.8717
19.06. | 8 | 124.8717
19.06. | 9 | 124.8717
19.06. | 10 | 124.8717
19.06. | 11 | 124.8717
19.06. | 12 | 124.8717
19.06. | 13 | 124.8717
19.06. | 14 | 124.8717
19.06. | 15 | 124.8717
19.06. | 16 | 124.8717
19.06. | 17 | 124.8717
19.06. | 18 | 124.8717
19.06. | 19 | 124.8717
19.06. | 20 | 124.8717
19.06. | 21 | 124.8717
19.06. | 22 | 124.8717
19.06. | 23 | 124.8717
19.06. | 24 | 124.8717
20.06. | 1 | 124.8717
20.06. | 2 | 124.8717
20.06. | 3 | 124.8717
20.06. | 4 | 124.8717
20.06. | 5 | 124.8717
20.06. | 6 | 124.8717
20.06. | 7 | 124.8717
20.06. | 8 | 124.8717
20.06. | 9 | 124.8717
20.06. | 10 | 124.8717
20.06. | 11 | 124.8717
20.06. | 12 | 124.8717
20.06. | 13 | 124.8717
20.06. | 14 | 124.8717
20.06. | 15 | 124.8717
20.06. | 16 | 124.8717
20.06. | 17 | 124.8717
20.06. | 18 | 124.8717
20.06. | 19 | 124.8717
20.06. | 20 | 124.8717
20.06. | 21 | 124.8717
20.06. | 22 | 124.8717
20.06. | 23 | 124.8717
20.06. | 24 | 124.8717
21.06. | 1 | 124.8717
21.06. | 2 | 124.8717
21.06. | 3 | 124.8717
21.06. | 4 | 124.8717
21.06. | 5 | 124.8717
21.06. | 6 | 124.8717
21.06. | 7 | 124.8717
21.06. | 8 | 124.8717
21.06. | 9 | 124.8717
21.06. | 10 | 124.8717
21.06. | 11 | 124.8717
21.06. | 12 | 124.8717
21.06. | 13 | 124.8717
21.06. | 14 | 124.8717
21.06. | 15 | 124.8717
21.06. | 16 | 124.8717
21.06. | 17 | 124.8717
21.06. | 18 | 124.8717
21.06. | 19 | 124.8717
21.06. | 20 | 124.8717
21.06. | 21 | 124.8717
21.06. | 22 | 124.8717
21.06. | 23 | 124.8717
21.06. | 24 | 124.8717
22.06. | 1 | 124.8717
22.06. | 2 | 124.8717
22.06. | 3 | 124.8717
22.06. | 4 | 124.8717
22.06. | 5 | 124.8717
22.06. | 6 | 124.8717
22.06. | 7 | 124.8717
22.06. | 8 | 124.8717
22.06. | 9 | 124.8717
22.06. | 10 | 124.8717
22.06. | 11 | 124.8717
22.06. | 12 | 124.8717
22.06. | 13 | 124.8717
22.06. | 14 | 124.8717
22.06. | 15 | 124.8717
22.06. | 16 | 124.8717
22.06. | 17 | 124.8717
22.06. | 18 | 124.8717
22.06. | 19 | 124.8717
22.06. | 20 | 124.8717
22.06. | 21 | 124.8717
22.06. | 22 | 124.8717
22.06. | 23 | 124.8717
22.06. | 24 | 124.8717
23.06. | 1 | 124.8717
23.06. | 2 | 124.8717
23.06. | 3 | 124.8717
23.06. | 4 | 124.8717
23.06. | 5 | 124.8717
23.06. | 6 | 124.8717
23.06. | 7 | 124.8717
23.06. | 8 | 124.8717
23.06. | 9 | 124.8717
23.06. | 10 | 124.8717
23.06. | 11 | 124.8717
23.06. | 12 | 124.8717
23.06. | 13 | 124.8717
23.06. | 14 | 124.8717
23.06. | 15 | 124.8717
23.06. | 16 | 124.8717
23.06. | 17 | 124.8717
23.06. | 18 | 124.8717
23.06. | 19 | 124.8717
23.06. | 20 | 124.8717
23.06. | 21 | 124.8717
23.06. | 22 | 124.8717
23.06. | 23 | 124.8717
23.06. | 24 | 124.8717
24.06. | 1 | 124.8717
24.06. | 2 | 124.8717
24.06. | 3 | 124.8717
24.06. | 4 | 124.8717
24.06. | 5 | 124.8717
24.06. | 6 | 124.8717
24.06. | 7 | 124.8717
24.06. | 8 | 124.8717
24.06. | 9 | 124.8717
24.06. | 10 | 124.8717
24.06. | 11 | 124.8717
24.06. | 12 | 124.8717
24.06. | 13 | 124.8717
24.06. | 14 | 124.8717
24.06. | 15 | 124.8717
24.06. | 16 | 124.8717
24.06. | 17 | 124.8717
24.06. | 18 | 124.8717
24.06. | 19 | 124.8717
24.06. | 20 | 124.8717
24.06. | 21 | 124.8717
24.06. | 22 | 124.8717
24.06. | 23 | 124.8717
24.06. | 24 | 124.8717
25.06. | 1 | 124.8717
25.06. | 2 | 124.8717
25.06. | 3 | 124.8717
25.06. | 4 | 124.8717
25.06. | 5 | 124.8717
25.06. | 6 | 124.8717
25.06. | 7 | 124.8717
25.06. | 8 | 124.8717
25.06. | 9 | 124.8717
25.06. | 10 | 124.8717
25.06. | 11 | 124.8717
25.06. | 12 | 124.8717
25.06. | 13 | 124.8717
25.06. | 14 | 124.8717
25.06. | 15 | 124.8717
25.06. | 16 | 124.8717
25.06. | 17 | 124.8717
25.06. | 18 | 124.8717
25.06. | 19 | 124.8717
25.06. | 20 | 124.8717
25.06. | 21 | 124.8717
25.06. | 22 | 124.8717
25.06. | 23 | 124.8717
25.06. | 24 | 124.8717
26.06. | 1 | 124.8717
26.06. | 2 | 124.8717
26.06. | 3 | 124.8717
26.06. | 4 | 124.8717
26.06. | 5 | 124.8717
26.06. | 6 | 124.8717
26.06. | 7 | 124.8717
26.06. | 8 | 124.8717
26.06. | 9 | 124.8717
26.06. | 10 | 124.8717
26.06. | 11 | 124.8717
26.06. | 12 | 124.8717
26.06. | 13 | 124.8717
26.06. | 14 | 124.8717
26.06. | 15 | 124.8717
26.06. | 16 | 124.8717
26.06. | 17 | 124.8717
26.06. | 18 | 124.8717
26.06. | 19 | 124.8717
26.06. | 20 | 124.8717
26.06. | 21 | 124.8717
26.06. | 22 | 124.8717
26.06. | 23 | 124.8717
26.06. | 24 | 124.8717
27.06. | 1 | 124.8717
27.06. | 2 | 124.8717
27.06. | 3 | 124.8717
27.06. | 4 | 124.8717
27.06. | 5 | 124.8717
27.06. | 6 | 124.8717
27.06. | 7 | 124.8717
27.06. | 8 | 124.8717
27.06. | 9 | 124.8717
27.06. | 10 | 124.8717
27.06. | 11 | 124.8717
27.06. | 12 | 124.8717
27.06. | 13 | 124.8717
27.06. | 14 | 124.8717
27.06. | 15 | 124.8717
27.06. | 16 | 124.8717
27.06. | 17 | 124.8717
27.06. | 18 | 124.8717
27.06. | 19 | 124.8717
27.06. | 20 | 124.8717
27.06. | 21 | 124.8717
27.06. | 22 | 124.8717
27.06. | 23 | 124.8717
27.06. | 24 | 124.8717
28.06. | 1 | 124.8717
28.06. | 2 | 124.8717
28.06. | 3 | 124.8717
28.06. | 4 | 124.8717
28.06. | 5 | 124.8717
28.06. | 6 | 124.8717
28.06. | 7 | 124.8717
28.06. | 8 | 124.8717
28.06. | 9 | 124.8717
28.06. | 10 | 124.8717
28.06. | 11 | 124.8717
28.06. | 12 | 124.8717
28.06. | 13 | 124.8717
28.06. | 14 | 124.8717
28.06. | 15 | 124.8717
28.06. | 16 | 124.8717
28.06. | 17 | 124.8717
28.06. | 18 | 124.8717
28.06. | 19 | 124.8717
28.06. | 20 | 124.8717
28.06. | 21 | 124.8717
28.06. | 22 | 124.8717
28.06. | 23 | 124.8717
28.06. | 24 | 124.8717
29.06. | 1 | 124.8717
29.06. | 2 | 124.8717
29.06. | 3 | 124.8717
29.06. | 4 | 124.8717
29.06. | 5 | 124.8717
29.06. | 6 | 124.8717
29.06. | 7 | 124.8717
29.06. | 8 | 124.8717
29.06. | 9 | 124.8717
29.06. | 10 | 124.8717
29.06. | 11 | 124.8717
29.06. | 12 | 124.8717
29.06. | 13 | 124.8717
29.06. | 14 | 124.8717
29.06. | 15 | 124.8717
29.06. | 16 | 124.8717
29.06. | 17 | 124.8717
29.06. | 18 | 124.8717
29.06. | 19 | 124.8717
29.06. | 20 | 124.8717
29.06. | 21 | 124.8717
29.06. | 22 | 124.8717
29.06. | 23 | 124.8717
29.06. | 24 | 124.8717
30.06. | 1 | 124.8717
30.06. | 2 | 124.8717
30.06. | 3 | 124.8717
30.06. | 4 | 124.8717
30.06. | 5 | 124.8717
30.06. | 6 | 124.8717
30.06. | 7 | 124.8717
30.06. | 8 | 124.8717
30.06. | 9 | 124.8717
30.06. | 10 | 124.8717
30.06. | 11 | 124.8717
30.06. | 12 | 124.8717
30.06. | 13 | 124.8717
30.06. | 14 | 124.8717
30.06. | 15 | 124.8717
30.06. | 16 | 124.8717
30.06. | 17 | 124.8717
30.06. | 18 | 124.8717
30.06. | 19 | 124.8717
30.06. | 20 | 124.8717
30.06. | 21 | 124.8717
30.06. | 22 | 124.8717
30.06. | 23 | 124.8717
30.06. | 24 | 124.8717
01.07. | 1 | 124.8717
01.07. | 2 | 124.8717
01.07. | 3 | 124.8717
01.07. | 4 | 124.8717
01.07. | 5 | 124.8717
01.07. | 6 | 124.8717
01.07. | 7 | 124.8717
01.07. | 8 | 124.8717
01.07. | 9 | 124.8717
01.07. | 10 | 124.8717
01.07. | 11 | 124.8717
01.07. | 12 | 124.8717
01.07. | 13 | 124.8717
01.07. | 14 | 124.8717
01.07. | 15 | 124.8717
01.07. | 16 | 124.8717
01.07. | 17 | 124.8717
01.07. | 18 | 124.8717
01.07. | 19 | 124.8717
01.07. | 20 | 124.8717
01.07. | 21 | 124.8717
01.07. | 22 | 124.8717
01.07. | 23 | 124.8717
01.07. | 24 | 124.8717
02.07. | 1 | 124.8717
02.07. | 2 | 124.8717
02.07. | 3 | 124.8717
02.07. | 4 | 124.8717
02.07. | 5 | 124.8717
02.07. | 6 | 124.8717
02.07. | 7 | 124.8717
02.07. | 8 | 124.8717
02.07. | 9 | 124.8717
02.07. | 10 | 124.8717
02.07. | 11 | 124.8717
02.07. | 12 | 124.8717
02.07. | 13 | 124.8717
02.07. | 14 | 124.8717
02.07. | 15 | 124.8717
02.07. | 16 | 124.8717
02.07. | 17 | 124.8717
02.07. | 18 | 124.8717
02.07. | 19 | 124.8717
02.07. | 20 | 124.8717
02.07. | 21 | 124.8717
02.07. | 22 | 124.8717
02.07. | 23 | 124.8717
02.07. | 24 | 124.8717
03.07. | 1 | 124.8717
03.07. | 2 | 124.8717
03.07. | 3 | 124.8717
03.07. | 4 | 124.8717
03.07. | 5 | 124.8717
03.07. | 6 | 124.8717
03.07. | 7 | 124.8717
03.07. | 8 | 124.8717
03.07. | 9 | 124.8717
03.07. | 10 | 124.8717
03.07. | 11 | 124.8717
03.07. | 12 | 124.8717
03.07. | 13 | 124.8717
03.07. | 14 | 124.8717
03.07. | 15 | 124.8717
03.07. | 16 | 124.8717
03.07. | 17 | 124.8717
03.07. | 18 | 124.8717
03.07. | 19 | 124.8717
03.07. | 20 | 124.8717
03.07. | 21 | 124.8717
03.07. | 22 | 124.8717
03.07. | 23 | 124.8717
03.07. | 24 | 124.8717
04.07. | 1 | 124.8717
04.07. | 2 | 124.8717
04.07. | 3 | 124.8717
04.07. | 4 | 124.8717
04.07. | 5 | 124.8717
04.07. | 6 | 124.8717
04.07. | 7 | 124.8717
04.07. | 8 | 124.8717
04.07. | 9 | 124.8717
04.07. | 10 | 124.8717
04.07. | 11 | 124.8717
04.07. | 12 | 124.8717
04.07. | 13 | 124.8717
04.07. | 14 | 124.8717
04.07. | 15 | 124.8717
04.07. | 16 | 124.8717
04.07. | 17 | 124.8717
04.07. | 18 | 124.8717
04.07. | 19 | 124.8717
04.07. | 20 | 124.8717
04.07. | 21 | 124.8717
04.07. | 22 | 124.8717
04.07. | 23 | 124.8717
04.07. | 24 | 124.8717
05.07. | 1 | 124.8717
05.07. | 2 | 124.8717
05.07. | 3 | 124.8717
05.07. | 4 | 124.8717
05.07. | 5 | 124.8717
05.07. | 6 | 124.8717
05.07. | 7 | 124.8717
05.07. | 8 | 124.8717
05.07. | 9 | 124.8717
05.07. | 10 | 124.8717
05.07. | 11 | 124.8717
05.07. | 12 | 124.8717
05.07. | 13 | 124.8717
05.07. | 14 | 124.8717
05.07. | 15 | 124.8717
05.07. | 16 | 124.8717
05.07. | 17 | 124.8717
05.07. | 18 | 124.8717
05.07. | 19 | 124.8717
05.07. | 20 | 124.8717
05.07. | 21 | 124.8717
05.07. | 22 | 124.8717
05.07. | 23 | 124.8717
05.07. | 24 | 124.8717
06.07. | 1 | 124.8717
06.07. | 2 | 124.8717
06.07. | 3 | 124.8717
06.07. | 4 | 124.8717
06.07. | 5 | 124.8717
06.07. | 6 | 124.8717
06.07. | 7 | 124.8717
06.07. | 8 | 124.8717
06.07. | 9 | 124.8717
06.07. | 10 | 124.8717
06.07. | 11 | 124.8717
06.07. | 12 | 124.8717
06.07. | 13 | 124.8717
06.07. | 14 | 124.8717
06.07. | 15 | 124.8717
06.07. | 16 | 124.8717
06.07. | 17 | 124.8717
06.07. | 18 | 124.8717
06.07. | 19 | 124.8717
06.07. | 20 | 124.8717
06.07. | 21 | 124.8717
06.07. | 22 | 124.8717
06.07. | 23 | 124.8717
06.07. | 24 | 124.8717
07.07. | 1 | 124.8717
07.07. | 2 | 124.8717
07.07. | 3 | 124.8717
07.07. | 4 | 124.8717
07.07. | 5 | 124.8717
07.07. | 6 | 124.8717
07.07. | 7 | 124.8717
07.07. | 8 | 124.8717
07.07. | 9 | 124.8717
07.07. | 10 | 124.8717
07.07. | 11 | 124.8717
07.07. | 12 | 124.8717
07.07. | 13 | 124.8717
07.07. | 14 | 124.8717
07.07. | 15 | 124.8717
07.07. | 16 | 124.8717
07.07. | 17 | 124.8717
07.07. | 18 | 124.8717
07.07. | 19 | 124.8717
07.07. | 20 | 124.8717
07.07. | 21 | 124.8717
07.07. | 22 | 124.8717
07.07. | 23 | 124.8717
07.07. | 24 | 124.8717
08.07. | 1 | 124.8717
08.07. | 2 | 124.8717
08.07. | 3 | 124.8717
08.07. | 4 | 124.8717
08.07. | 5 | 124.8717
08.07. | 6 | 124.8717
08.07. | 7 | 124.8717
08.07. | 8 | 124.8717
08.07. | 9 | 124.8717
08.07. | 10 | 124.8717
08.07. | 11 | 124.8717
08.07. | 12 | 124.8717
08.07. | 13 | 124.8717
08.07. | 14 | 124.8717
08.07. | 15 | 124.8717
08.07. | 16 | 124.8717
08.07. | 17 | 124.8717
08.07. | 18 | 124.8717
08.07. | 19 | 124.8717
08.07. | 20 | 124.8717
08.07. | 21 | 124.8717
08.07. | 22 | 124.8717
08.07. | 23 | 124.8717
08.07. | 24 | 124.8717
09.07. | 1 | 124.8717
09.07. | 2 | 124.8717
09.07. | 3 | 124.8717
09.07. | 4 | 124.8717
09.07. | 5 | 124.8717
09.07. | 6 | 124.8717
09.07. | 7 | 124.8717
09.07. | 8 | 124.8717
09.07. | 9 | 124.8717
09.07. | 10 | 124.8717
09.07. | 11 | 124.8717
09.07. | 12 | 124.8717
09.07. | 13 | 124.8717
09.07. | 14 | 124.8717
09.07. | 15 | 124.8717
09.07. | 16 | 124.8717
09.07. | 17 | 124.8717
09.07. | 18 | 124.8717
09.07. | 19 | 124.8717
09.07. | 20 | 124.8717
09.07. | 21 | 124.8717
09.07. | 22 | 124.8717
09.07. | 23 | 124.8717
09.07. | 24 | 124.8717
10.07. | 1 | 124.8717
10.07. | 2 | 124.8717
10.07. | 3 | 124.8717
10.07. | 4 | 124.8717
10.07. | 5 | 124.8717
10.07. | 6 | 124.8717
10.07. | 7 | 124.8717
10.07. | 8 | 124.8717
10.07. | 9 | 124.8717
10.07. | 10 | 124.8717
10.07. | 11 | 124.8717
10.07. | 12 | 124.8717
10.07. | 13 | 124.8717
10.07. | 14 | 124.8717
10.07. | 15 | 124.8717
10.07. | 16 | 124.8717
10.07. | 17 | 124.8717
10.07. | 18 | 124.8717
10.07. | 19 | 124.8717
10.07. | 20 | 124.8717
10.07. | 21 | 124.8717
10.07. | 22 | 124.8717
10.07. | 23 | 124.8717
10.07. | 24 | 124.8717
11.07. | 1 | 124.8717
11.07. | 2 | 124.8717
11.07. | 3 | 124.8717
11.07. | 4 | 124.8717
11.07. | 5 | 124.8717
11.07. | 6 | 124.8717
11.07. | 7 | 124.8717
11.07. | 8 | 124.8717
11.07. | 9 | 124.8717
11.07. | 10 | 124.8717
11.07. | 11 | 124.8717
11.07. | 12 | 124.8717
11.07. | 13 | 124.8717
11.07. | 14 | 124.8717
11.07. | 15 | 124.8717
11.07. | 16 | 124.8717
11.07. | 17 | 124.8717
11.07. | 18 | 124.8717
11.07. | 19 | 124.8717
11.07. | 20 | 124.8717
11.07. | 21 | 124.8717
11.07. | 22 | 124.8717
11.07. | 23 | 124.8717
11.07. | 24 | 124.8717
12.07. | 1 | 124.8717
12.07. | 2 | 124.8717
12.07. | 3 | 124.8717
12.07. | 4 | 124.8717
12.07. | 5 | 124.8717
12.07. | 6 | 124.8717
12.07. | 7 | 124.8717
12.07. | 8 | 124.8717
12.07. | 9 | 124.8717
12.07. | 10 | 124.8717
12.07. | 11 | 124.8717
12.07. | 12 | 124.8717
12.07. | 13 | 124.8717
12.07. | 14 | 124.8717
12.07. | 15 | 124.8717
12.07. | 16 | 124.8717
12.07. | 17 | 124.8717
12.07. | 18 | 124.8717
12.07. | 19 | 124.8717
12.07. | 20 | 124.8717
12.07. | 21 | 124.8717
12.07. | 22 | 124.8717
12.07. | 23 | 124.8717
12.07. | 24 | 124.8717
13.07. | 1 | 124.8717
13.07. | 2 | 124.8717
13.07. | 3 | 124.8717
13.07. | 4 | 124.8717
13.07. | 5 | 124.8717
13.07. | 6 | 124.8717
13.07. | 7 | 124.8717
13.07. | 8 | 124.8717
13.07. | 9 | 124.8717
13.07. | 10 | 124.8717
13.07. | 11 | 124.8717
13.07. | 12 | 124.8717
13.07. | 13 | 124.8717
13.07. | 14 | 124.8717
13.07. | 15 | 124.8717
13.07. | 16 | 124.8717
13.07. | 17 | 124.8717
13.07. | 18 | 124.8717
13.07. | 19 | 124.8717
13.07. | 20 | 124.8717
13.07. | 21 | 124.8717
13.07. | 22 | 124.8717
13.07. | 23 | 124.8717
13.07. | 24 | 124.8717
14.07. | 1 | 124.8717
14.07. | 2 | 124.8717
14.07. | 3 | 124.8717
14.07. | 4 | 124.8717
14.07. | 5 | 124.8717
14.07. | 6 | 124.8717
14.07. | 7 | 124.8717
14.07. | 8 | 124.8717
14.07. | 9 | 124.8717
14.07. | 10 | 124.8717
14.07. | 11 | 124.8717
14.07. | 12 | 124.8717
14.07. | 13 | 124.8717
14.07. | 14 | 124.8717
14.07. | 15 | 124.8717
14.07. | 16 | 124.8717
14.07. | 17 | 124.8717
14.07. | 18 | 124.8717
14.07. | 19 | 124.8717
14.07. | 20 | 124.8717
14.07. | 21 | 124.8717
14.07. | 22 | 124.8717
14.07. | 23 | 124.8717
14.07. | 24 | 124.8717
15.07. | 1 | 124.8717
15.07. | 2 | 124.8717
15.07. | 3 | 124.8717
15.07. | 4 | 124.8717
15.07. | 5 | 124.8717
15.07. | 6 | 124.8717
15.07. | 7 | 124.8717
15.07. | 8 | 124.8717
15.07. | 9 | 124.8717
15.07. | 10 | 124.8717
15.07. | 11 | 124.8717
15.07. | 12 | 124.8717
15.07. | 13 | 124.8717
15.07. | 14 | 124.8717
15.07. | 15 | 124.8717
15.07. | 16 | 124.8717
15.07. | 17 | 124.8717
15.07. | 18 | 124.8717
15.07. | 19 | 124.8717
15.07. | 20 | 124.8717
15.07. | 21 | 124.8717
15.07. | 22 | 124.8717
15.07. | 23 | 124.8717
15.07. | 24 | 124.8717
16.07. | 1 | 124.8717
16.07. | 2 | 124.8717
16.07. | 3 | 124.8717
16.07. | 4 | 124.8717
16.07. | 5 | 124.8717
16.07. | 6 | 124.8717
16.07. | 7 | 124.8717
16.07. | 8 | 124.8717
16.07. | 9 | 124.8717
16.07. | 10 | 124.8717
16.07. | 11 | 124.8717
16.07. | 12 | 124.8717
16.07. | 13 | 124.8717
16.07. | 14 | 124.8717
16.07. | 15 | 124.8717
16.07. | 16 | 124.8717
16.07. | 17 | 124.8717
16.07. | 18 | 124.8717
16.07. | 19 | 124.8717
16.07. | 20 | 124.8717
16.07. | 21 | 124.8717
16.07. | 22 | 124.8717
16.07. | 23 | 124.8717
16.07. | 24 | 124.8717
17.07. | 1 | 124.8717
17.07. | 2 | 124.8717
17.07. | 3 | 124.8717
17.07. | 4 | 124.8717
17.07. | 5 | 124.8717
17.07. | 6 | 124.8717
17.07. | 7 | 124.8717
17.07. | 8 | 124.8717
17.07. | 9 | 124.8717
17.07. | 10 | 124.8717
17.07. | 11 | 124.8717
17.07. | 12 | 124.8717
17.07. | 13 | 124.8717
17.07. | 14 | 124.8717
17.07. | 15 | 124.8717
17.07. | 16 | 124.8717
17.07. | 17 | 124.8717
17.07. | 18 | 124.8717
17.07. | 19 | 124.8717
17.07. | 20 | 124.8717
17.07. | 21 | 124.8717
17.07. | 22 | 124.8717
17.07. | 23 | 124.8717
17.07. | 24 | 124.8717
18.07. | 1 | 124.8717
18.07. | 2 | 124.8717
18.07. | 3 | 124.8717
18.07. | 4 | 124.8717
18.07. | 5 | 124.8717
18.07. | 6 | 124.8717
18.07. | 7 | 124.8717
18.07. | 8 | 124.8717
18.07. | 9 | 124.8717
18.07. | 10 | 124.8717
18.07. | 11 | 124.8717
18.07. | 12 | 124.8717
18.07. | 13 | 124.8717
18.07. | 14 | 124.8717
18.07. | 15 | 124.8717
18.07. | 16 | 124.8717
18.07. | 17 | 124.8717
18.07. | 18 | 124.8717
18.07. | 19 | 124.8717
18.07. | 20 | 124.8717
18.07. | 21 | 124.8717
18.07. | 22 | 124.8717
18.07. | 23 | 124.8717
18.07. | 24 | 124.8717
19.07. | 1 | 124.8717
19.07. | 2 | 124.8717
19.07. | 3 | 124.8717
19.07. | 4 | 124.8717
19.07. | 5 | 124.8717
19.07. | 6 | 124.8717
19.07. | 7 | 124.8717
19.07. | 8 | 124.8717
19.07. | 9 | 124.8717
19.07. | 10 | 124.8717
19.07. | 11 | 124.8717
19.07. | 12 | 124.8717
19.07. | 13 | 124.8717
19.07. | 14 | 124.8717
19.07. | 15 | 124.8717
19.07. | 16 | 124.8717
19.07. | 17 | 124.8717
19.07. | 18 | 124.8717
19.07. | 19 | 124.8717
19.07. | 20 | 124.8717
19.07. | 21 | 124.8717
19.07. | 22 | 124.8717
19.07. | 23 | 124.8717
19.07. | 24 | 124.8717
20.07. | 1 | 124.8717
20.07. | 2 | 124.8717
20.07. | 3 | 124.8717
20.07. | 4 | 124.8717
20.07. | 5 | 124.8717
20.07. | 6 | 124.8717
20.07. | 7 | 124.8717
20.07. | 8 | 124.8717
20.07. | 9 | 124.8717
20.07. | 10 | 124.8717
20.07. | 11 | 124.8717
20.07. | 12 | 124.8717
20.07. | 13 | 124.8717
20.07. | 14 | 124.8717
20.07. | 15 | 124.8717
20.07. | 16 | 124.8717
20.07. | 17 | 124.8717
20.07. | 18 | 124.8717
20.07. | 19 | 124.8717
20.07. | 20 | 124.8717
20.07. | 21 | 124.8717
20.07. | 22 | 124.8717
20.07. | 23 | 124.8717
20.07. | 24 | 124.8717
21.07. | 1 | 124.8717
21.07. | 2 | 124.8717
21.07. | 3 | 124.8717
21.07. | 4 | 124.8717
21.07. | 5 | 124.8717
21.07. | 6 | 124.8717
21.07. | 7 | 124.8717
21.07. | 8 | 124.8717
21.07. | 9 | 124.8717
21.07. | 10 | 124.8717
21.07. | 11 | 124.8717
21.07. | 12 | 124.8717
21.07. | 13 | 124.8717
21.07. | 14 | 124.8717
21.07. | 15 | 124.8717
21.07. | 16 | 124.8717
21.07. | 17 | 124.8717
21.07. | 18 | 124.8717
21.07. | 19 | 124.8717
21.07. | 20 | 124.8717
21.07. | 21 | 124.8717
21.07. | 22 | 124.8717
21.07. | 23 | 124.8717
21.07. | 24 | 124.8717
22.07. | 1 | 124.8717
22.07. | 2 | 124.8717
22.07. | 3 | 124.8717
22.07. | 4 | 124.8717
22.07. | 5 | 124.8717
22.07. | 6 | 124.8717
22.07. | 7 | 124.8717
22.07. | 8 | 124.8717
22.07. | 9 | 124.8717
22.07. | 10 | 124.8717
22.07. | 11 | 124.8717
22.07. | 12 | 124.8717
22.07. | 13 | 124.8717
22.07. | 14 | 124.8717
22.07. | 15 | 124.8717
22.07. | 16 | 124.8717
22.07. | 17 | 124.8717
22.07. | 18 | 124.8717
22.07. | 19 | 124.8717
22.07. | 20 | 124.8717
22.07. | 21 | 124.8717
22.07. | 22 | 124.8717
22.07. | 23 | 124.8717
22.07. | 24 | 124.8717
23.07. | 1 | 124.8717
23.07. | 2 | 124.8717
23.07. | 3 | 124.8717
23.07. | 4 | 124.8717
23.07. | 5 | 124.8717
23.07. | 6 | 124.8717
23.07. | 7 | 124.8717
23.07. | 8 | 124.8717
23.07. | 9 | 124.8717
23.07. | 10 | 124.8717
23.07. | 11 | 124.8717
23.07. | 12 | 124.8717
23.07. | 13 | 124.8717
23.07. | 14 | 124.8717
23.07. | 15 | 124.8717
23.07. | 16 | 124.8717
23.07. | 17 | 124.8717
23.07. | 18 | 124.8717
23.07. | 19 | 124.8717
23.07. | 20 | 124.8717
23.07. | 21 | 124.8717
23.07. | 22 | 124.8717
23.07. | 23 | 124.8717
23.07. | 24 | 124.8717
24.07. | 1 | 124.8717
24.07. | 2 | 124.8717
24.07. | 3 | 124.8717
24.07. | 4 | 124.8717
24.07. | 5 | 124.8717
24.07. | 6 | 124.8717
24.07. | 7 | 124.8717
24.07. | 8 | 124.8717
24.07. | 9 | 124.8717
24.07. | 10 | 124.8717
24.07. | 11 | 124.8717
24.07. | 12 | 124.8717
24.07. | 13 | 124.8717
24.07. | 14 | 124.8717
24.07. | 15 | 124.8717
24.07. | 16 | 124.8717
24.07. | 17 | 124.8717
24.07. | 18 | 124.8717
24.07. | 19 | 124.8717
24.07. | 20 | 124.8717
24.07. | 21 | 124.8717
24.07. | 22 | 124.8717
24.07. | 23 | 124.8717
24.07. | 24 | 124.8717
25.07. | 1 | 124.8717
25.07. | 2 | 124.8717
25.07. | 3 | 124.8717
25.07. | 4 | 124.8717
25.07. | 5 | 124.8717
25.07. | 6 | 124.8717
25.07. | 7 | 124.8717
25.07. | 8 | 124.8717
25.07. | 9 | 124.8717
25.07. | 10 | 124.8717
25.07. | 11 | 124.8717
25.07. | 12 | 124.8717
25.07. | 13 | 124.8717
25.07. | 14 | 124.8717
25.07. | 15 | 124.8717
25.07. | 16 | 124.8717
25.07. | 17 | 124.8717
25.07. | 18 | 124.8717
25.07. | 19 | 124.8717
25.07. | 20 | 124.8717
25.07. | 21 | 124.8717
25.07. | 22 | 124.8717
25.07. | 23 | 124.8717
25.07. | 24 | 124.8717
26.07. | 1 | 124.8717
26.07. | 2 | 124.8717
26.07. | 3 | 124.8717
26.07. | 4 | 124.8717
26.07. | 5 | 124.8717
26.07. | 6 | 124.8717
26.07. | 7 | 124.8717
26.07. | 8 | 124.8717
26.07. | 9 | 124.8717
26.07. | 10 | 124.8717
26.07. | 11 | 124.8717
26.07. | 12 | 124.8717
26.07. | 13 | 124.8717
26.07. | 14 | 124.8717
26.07. | 15 | 124.8717
26.07. | 16 | 124.8717
26.07. | 17 | 124.8717
26.07. | 18 | 124.8717
26.07. | 19 | 124.8717
26.07. | 20 | 124.8717
26.07. | 21 | 124.8717
26.07. | 22 | 124.8717
26.07. | 23 | 124.8717
26.07. | 24 | 124.8717
27.07. | 1 | 124.8717
27.07. | 2 | 124.8717
27.07. | 3 | 124.8717
27.07. | 4 | 124.8717
27.07. | 5 | 124.8717
27.07. | 6 | 124.8717
27.07. | 7 | 124.8717
27.07. | 8 | 124.8717
27.07. | 9 | 124.8717
27.07. | 10 | 124.8717
27.07. | 11 | 124.8717
27.07. | 12 | 124.8717
27.07. | 13 | 124.8717
27.07. | 14 | 124.8717
27.07. | 15 | 124.8717
27.07. | 16 | 124.8717
27.07. | 17 | 124.8717
27.07. | 18 | 124.8717
27.07. | 19 | 124.8717
27.07. | 20 | 124.8717
27.07. | 21 | 124.8717
27.07. | 22 | 124.8717
27.07. | 23 | 124.8717
27.07. | 24 | 124.8717
28.07. | 1 | 124.8717
28.07. | 2 | 124.8717
28.07. | 3 | 124.8717
28.07. | 4 | 124.8717
28.07. | 5 | 124.8717
28.07. | 6 | 124.8717
28.07. | 7 | 124.8717
28.07. | 8 | 124.8717
28.07. | 9 | 124.8717
28.07. | 10 | 124.8717
28.07. | 11 | 124.8717
28.07. | 12 | 124.8717
28.07. | 13 | 124.8717
28.07. | 14 | 124.8717
28.07. | 15 | 124.8717
28.07. | 16 | 124.8717
28.07. | 17 | 124.8717
28.07. | 18 | 124.8717
28.07. | 19 | 124.8717
28.07. | 20 | 124.8717
28.07. | 21 | 124.8717
28.07. | 22 | 124.8717
28.07. | 23 | 124.8717
28.07. | 24 | 124.8717
29.07. | 1 | 124.8717
29.07. | 2 | 124.8717
29.07. | 3 | 124.8717
29.07. | 4 | 124.8717
29.07. | 5 | 124.8717
29.07. | 6 | 124.8717
29.07. | 7 | 124.8717
29.07. | 8 | 124.8717
29.07. | 9 | 124.8717
29.07. | 10 | 124.8717
29.07. | 11 | 124.8717
29.07. | 12 | 124.8717
29.07. | 13 | 124.8717
29.07. | 14 | 124.8717
29.07. | 15 | 124.8717
29.07. | 16 | 124.8717
29.07. | 17 | 124.8717
29.07. | 18 | 124.8717
29.07. | 19 | 124.8717
29.07. | 20 | 124.8717
29.07. | 21 | 124.8717
29.07. | 22 | 124.8717
29.07. | 23 | 124.8717
29.07. | 24 | 124.8717
30.07. | 1 | 124.8717
30.07. | 2 | 124.8717
30.07. | 3 | 124.8717
30.07. | 4 | 124.8717
30.07. | 5 | 124.8717
30.07. | 6 | 124.8717
30.07. | 7 | 124.8717
30.07. | 8 | 124.8717
30.07. | 9 | 124.8717
30.07. | 10 | 124.8717
30.07. | 11 | 124.8717
30.07. | 12 | 124.8717
30.07. | 13 | 124.8717
30.07. | 14 | 124.8717
30.07. | 15 | 124.8717
30.07. | 16 | 124.8717
30.07. | 17 | 124.8717
30.07. | 18 | 124.8717
30.07. | 19 | 124.8717
30.07. | 20 | 124.8717
30.07. | 21 | 124.8717
30.07. | 22 | 124.8717
30.07. | 23 | 124.8717
30.07. | 24 | 124.8717
31.07. | 1 | 124.8717
31.07. | 2 | 124.8717
31.07. | 3 | 124.8717
31.07. | 4 | 124.8717
31.07. | 5 | 124.8717
31.07. | 6 | 124.8717
31.07. | 7 | 124.8717
31.07. | 8 | 124.8717
31.07. | 9 | 124.8717
31.07. | 10 | 124.8717
31.07. | 11 | 124.8717
31.07. | 12 | 124.8717
31.07. | 13 | 124.8717
31.07. | 14 | 124.8717
31.07. | 15 | 124.8717
31.07. | 16 | 124.8717
31.07. | 17 | 124.8717
31.07. | 18 | 124.8717
31.07. | 19 | 124.8717
31.07. | 20 | 124.8717
31.07. | 21 | 124.8717
31.07. | 22 | 124.8717
31.07. | 23 | 124.8717
31.07. | 24 | 124.8717
01.08. | 1 | 124.8717
01.08. | 2 | 124.8717
01.08. | 3 | 124.8717
01.08. | 4 | 124.8717
01.08. | 5 | 124.8717
01.08. | 6 | 124.8717
01.08. | 7 | 124.8717
01.08. | 8 | 124.8717
01.08. | 9 | 124.8717
01.08. | 10 | 124.8717
01.08. | 11 | 124.8717
01.08. | 12 | 124.8717
01.08. | 13 | 124.8717
01.08. | 14 | 124.8717
01.08. | 15 | 124.8717
01.08. | 16 | 124.8717
01.08. | 17 | 124.8717
01.08. | 18 | 124.8717
01.08. | 19 | 124.8717
01.08. | 20 | 124.8717
01.08. | 21 | 124.8717
01.08. | 22 | 124.8717
01.08. | 23 | 124.8717
01.08. | 24 | 124.8717
02.08. | 1 | 124.8717
02.08. | 2 | 124.8717
02.08. | 3 | 124.8717
02.08. | 4 | 124.8717
02.08. | 5 | 124.8717
02.08. | 6 | 124.8717
02.08. | 7 | 124.8717
02.08. | 8 | 124.8717
02.08. | 9 | 124.8717
02.08. | 10 | 124.8717
02.08. | 11 | 124.8717
02.08. | 12 | 124.8717
02.08. | 13 | 124.8717
02.08. | 14 | 124.8717
02.08. | 15 | 124.8717
02.08. | 16 | 124.8717
02.08. | 17 | 124.8717
02.08. | 18 | 124.8717
02.08. | 19 | 124.8717
02.08. | 20 | 124.8717
02.08. | 21 | 124.8717
02.08. | 22 | 124.8717
02.08. | 23 | 124.8717
02.08. | 24 | 124.8717
03.08. | 1 | 124.8717
03.08. | 2 | 124.8717
03.08. | 3 | 124.8717
03.08. | 4 | 124.8717
03.08. | 5 | 124.8717
03.08. | 6 | 124.8717
03.08. | 7 | 124.8717
03.08. | 8 | 124.8717
03.08. | 9 | 124.8717
03.08. | 10 | 124.8717
03.08. | 11 | 124.8717
03.08. | 12 | 124.8717
03.08. | 13 | 124.8717
03.08. | 14 | 124.8717
03.08. | 15 | 124.8717
03.08. | 16 | 124.8717
03.08. | 17 | 124.8717
03.08. | 18 | 124.8717
03.08. | 19 | 124.8717
03.08. | 20 | 124.8717
03.08. | 21 | 124.8717
03.08. | 22 | 124.8717
03.08. | 23 | 124.8717
03.08. | 24 | 124.8717
04.08. | 1 | 124.8717
04.08. | 2 | 124.8717
04.08. | 3 | 124.8717
04.08. | 4 | 124.8717
04.08. | 5 | 124.8717
04.08. | 6 | 124.8717
04.08. | 7 | 124.8717
04.08. | 8 | 124.8717
04.08. | 9 | 124.8717
04.08. | 10 | 124.8717
04.08. | 11 | 124.8717
04.08. | 12 | 124.8717
04.08. | 13 | 124.8717
04.08. | 14 | 124.8717
04.08. | 15 | 124.8717
04.08. | 16 | 124.8717
04.08. | 17 | 124.8717
04.08. | 18 | 124.8717
04.08. | 19 | 124.8717
04.08. | 20 | 124.8717
04.08. | 21 | 124.8717
04.08. | 22 | 124.8717
04.08. | 23 | 124.8717
04.08. | 24 | 124.8717
05.08. | 1 | 124.8717
05.08. | 2 | 124.8717
05.08. | 3 | 124.8717
05.08. | 4 | 124.8717
05.08. | 5 | 124.8717
05.08. | 6 | 124.8717
05.08. | 7 | 124.8717
05.08. | 8 | 124.8717
05.08. | 9 | 124.8717
05.08. | 10 | 124.8717
05.08. | 11 | 124.8717
05.08. | 12 | 124.8717
05.08. | 13 | 124.8717
05.08. | 14 | 124.8717
05.08. | 15 | 124.8717
05.08. | 16 | 124.8717
05.08. | 17 | 124.8717
05.08. | 18 | 124.8717
05.08. | 19 | 124.8717
05.08. | 20 | 124.8717
05.08. | 21 | 124.8717
05.08. | 22 | 124.8717
05.08. | 23 | 124.8717
05.08. | 24 | 124.8717
06.08. | 1 | 124.8717
06.08. | 2 | 124.8717
06.08. | 3 | 124.8717
06.08. | 4 | 124.8717
06.08. | 5 | 124.8717
06.08. | 6 | 124.8717
06.08. | 7 | 124.8717
06.08. | 8 | 124.8717
06.08. | 9 | 124.8717
06.08. | 10 | 124.8717
06.08. | 11 | 124.8717
06.08. | 12 | 124.8717
06.08. | 13 | 124.8717
06.08. | 14 | 124.8717
06.08. | 15 | 124.8717
06.08. | 16 | 124.8717
06.08. | 17 | 124.8717
06.08. | 18 | 124.8717
06.08. | 19 | 124.8717
06.08. | 20 | 124.8717
06.08. | 21 | 124.8717
06.08. | 22 | 124.8717
06.08. | 23 | 124.8717
06.08. | 24 | 124.8717
07.08. | 1 | 124.8717
07.08. | 2 | 124.8717
07.08. | 3 | 124.8717
07.08. | 4 | 124.8717
07.08. | 5 | 124.8717
07.08. | 6 | 124.8717
07.08. | 7 | 124.8717
07.08. | 8 | 124.8717
07.08. | 9 | 124.8717
07.08. | 10 | 124.8717
07.08. | 11 | 124.8717
07.08. | 12 | 124.8717
07.08. | 13 | 124.8717
07.08. | 14 | 124.8717
07.08. | 15 | 124.8717
07.08. | 16 | 124.8717
07.08. | 17 | 124.8717
07.08. | 18 | 124.8717
07.08. | 19 | 124.8717
07.08. | 20 | 124.8717
07.08. | 21 | 124.8717
07.08. | 22 | 124.8717
07.08. | 23 | 124.8717
07.08. | 24 | 124.8717
08.08. | 1 | 124.8717
08.08. | 2 | 124.8717
08.08. | 3 | 124.8717
08.08. | 4 | 124.8717
08.08. | 5 | 124.8717
08.08. | 6 | 124.8717
08.08. | 7 | 124.8717
08.08. | 8 | 124.8717
08.08. | 9 | 124.8717
08.08. | 10 | 124.8717
08.08. | 11 | 124.8717
08.08. | 12 | 124.8717
08.08. | 13 | 124.8717
08.08. | 14 | 124.8717
08.08. | 15 | 124.8717
08.08. | 16 | 124.8717
08.08. | 17 | 124.8717
08.08. | 18 | 124.8717
08.08. | 19 | 124.8717
08.08. | 20 | 124.8717
08.08. | 21 | 124.8717
08.08. | 22 | 124.8717
08.08. | 23 | 124.8717
08.08. | 24 | 124.8717
09.08. | 1 | 124.8717
09.08. | 2 | 124.8717
09.08. | 3 | 124.8717
09.08. | 4 | 124.8717
09.08. | 5 | 124.8717
09.08. | 6 | 124.8717
09.08. | 7 | 124.8717
09.08. | 8 | 124.8717
09.08. | 9 | 124.8717
09.08. | 10 | 124.8717
09.08. | 11 | 124.8717
09.08. | 12 | 124.8717
09.08. | 13 | 124.8717
09.08. | 14 | 124.8717
09.08. | 15 | 124.8717
09.08. | 16 | 124.8717
09.08. | 17 | 124.8717
09.08. | 18 | 124.8717
09.08. | 19 | 124.8717
09.08. | 20 | 124.8717
09.08. | 21 | 124.8717
09.08. | 22 | 124.8717
09.08. | 23 | 124.8717
09.08. | 24 | 124.8717
10.08. | 1 | 124.8717
10.08. | 2 | 124.8717
10.08. | 3 | 124.8717
10.08. | 4 | 124.8717
10.08. | 5 | 124.8717
10.08. | 6 | 124.8717
10.08. | 7 | 124.8717
10.08. | 8 | 124.8717
10.08. | 9 | 124.8717
10.08. | 10 | 124.8717
10.08. | 11 | 124.8717
10.08. | 12 | 124.8717
10.08. | 13 | 124.8717
10.08. | 14 | 124.8717
10.08. | 15 | 124.8717
10.08. | 16 | 124.8717
10.08. | 17 | 124.8717
10.08. | 18 | 124.8717
10.08. | 19 | 124.8717
10.08. | 20 | 124.8717
10.08. | 21 | 124.8717
10.08. | 22 | 124.8717
10.08. | 23 | 124.8717
10.08. | 24 | 124.8717
11.08. | 1 | 124.8717
11.08. | 2 | 124.8717
11.08. | 3 | 124.8717
11.08. | 4 | 124.8717
11.08. | 5 | 124.8717
11.08. | 6 | 124.8717
11.08. | 7 | 124.8717
11.08. | 8 | 124.8717
11.08. | 9 | 124.8717
11.08. | 10 | 124.8717
11.08. | 11 | 124.8717
11.08. | 12 | 124.8717
11.08. | 13 | 124.8717
11.08. | 14 | 124.8717
11.08. | 15 | 124.8717
11.08. | 16 | 124.8717
11.08. | 17 | 124.8717
11.08. | 18 | 124.8717
11.08. | 19 | 124.8717
11.08. | 20 | 124.8717
11.08. | 21 | 124.8717
11.08. | 22 | 124.8717
11.08. | 23 | 124.8717
11.08. | 24 | 124.8717
12.08. | 1 | 124.8717
12.08. | 2 | 124.8717
12.08. | 3 | 124.8717
12.08. | 4 | 124.8717
12.08. | 5 | 124.8717
12.08. | 6 | 124.8717
12.08. | 7 | 124.8717
12.08. | 8 | 124.8717
12.08. | 9 | 124.8717
12.08. | 10 | 124.8717
12.08. | 11 | 124.8717
12.08. | 12 | 124.8717
12.08. | 13 | 124.8717
12.08. | 14 | 124.8717
12.08. | 15 | 124.8717
12.08. | 16 | 124.8717
12.08. | 17 | 124.8717
12.08. | 18 | 124.8717
12.08. | 19 | 124.8717
12.08. | 20 | 124.8717
12.08. | 21 | 124.8717
12.08. | 22 | 124.8717
12.08. | 23 | 124.8717
12.08. | 24 | 124.8717
13.08. | 1 | 124.8717
13.08. | 2 | 124.8717
13.08. | 3 | 124.8717
13.08. | 4 | 124.8717
13.08. | 5 | 124.8717
13.08. | 6 | 124.8717
13.08. | 7 | 124.8717
13.08. | 8 | 124.8717
13.08. | 9 | 124.8717
13.08. | 10 | 124.8717
13.08. | 11 | 124.8717
13.08. | 12 | 124.8717
13.08. | 13 | 124.8717
13.08. | 14 | 124.8717
13.08. | 15 | 124.8717
13.08. | 16 | 124.8717
13.08. | 17 | 124.8717
13.08. | 18 | 124.8717
13.08. | 19 | 124.8717
13.08. | 20 | 124.8717
13.08. | 21 | 124.8717
13.08. | 22 | 124.8717
13.08. | 23 | 124.8717
13.08. | 24 | 124.8717
14.08. | 1 | 124.8717
14.08. | 2 | 124.8717
14.08. | 3 | 124.8717
14.08. | 4 | 124.8717
14.08. | 5 | 124.8717
14.08. | 6 | 124.8717
14.08. | 7 | 124.8717
14.08. | 8 | 124.8717
14.08. | 9 | 124.8717
14.08. | 10 | 124.8717
14.08. | 11 | 124.8717
14.08. | 12 | 124.8717
14.08. | 13 | 124.8717
14.08. | 14 | 124.8717
14.08. | 15 | 124.8717
14.08. | 16 | 124.8717
14.08. | 17 | 124.8717
14.08. | 18 | 124.8717
14.08. | 19 | 124.8717
14.08. | 20 | 124.8717
14.08. | 21 | 124.8717
14.08. | 22 | 124.8717
14.08. | 23 | 124.8717
14.08. | 24 | 124.8717
15.08. | 1 | 124.8717
15.08. | 2 | 124.8717
15.08. | 3 | 124.8717
15.08. | 4 | 124.8717
15.08. | 5 | 124.8717
15.08. | 6 | 124.8717
15.08. | 7 | 124.8717
15.08. | 8 | 124.8717
15.08. | 9 | 124.8717
15.08. | 10 | 124.8717
15.08. | 11 | 124.8717
15.08. | 12 | 124.8717
15.08. | 13 | 124.8717
15.08. | 14 | 124.8717
15.08. | 15 | 124.8717
15.08. | 16 | 124.8717
15.08. | 17 | 124.8717
15.08. | 18 | 124.8717
15.08. | 19 | 124.8717
15.08. | 20 | 124.8717
15.08. | 21 | 124.8717
15.08. | 22 | 124.8717
15.08. | 23 | 124.8717
15.08. | 24 | 124.8717
16.08. | 1 | 124.8717
16.08. | 2 | 124.8717
16.08. | 3 | 124.8717
16.08. | 4 | 124.8717
16.08. | 5 | 124.8717
16.08. | 6 | 124.8717
16.08. | 7 | 124.8717
16.08. | 8 | 124.8717
16.08. | 9 | 124.8717
16.08. | 10 | 124.8717
16.08. | 11 | 124.8717
16.08. | 12 | 124.8717
16.08. | 13 | 124.8717
16.08. | 14 | 124.8717
16.08. | 15 | 124.8717
16.08. | 16 | 124.8717
16.08. | 17 | 124.8717
16.08. | 18 | 124.8717
16.08. | 19 | 124.8717
16.08. | 20 | 124.8717
16.08. | 21 | 124.8717
16.08. | 22 | 124.8717
16.08. | 23 | 124.8717
16.08. | 24 | 124.8717
17.08. | 1 | 124.8717
17.08. | 2 | 124.8717
17.08. | 3 | 124.8717
17.08. | 4 | 124.8717
17.08. | 5 | 124.8717
17.08. | 6 | 124.8717
17.08. | 7 | 124.8717
17.08. | 8 | 124.8717
17.08. | 9 | 124.8717
17.08. | 10 | 124.8717
17.08. | 11 | 124.8717
17.08. | 12 | 124.8717
17.08. | 13 | 124.8717
17.08. | 14 | 124.8717
17.08. | 15 | 124.8717
17.08. | 16 | 124.8717
17.08. | 17 | 124.8717
17.08. | 18 | 124.8717
17.08. | 19 | 124.8717
17.08. | 20 | 124.8717
17.08. | 21 | 124.8717
17.08. | 22 | 124.8717
17.08. | 23 | 124.8717
17.08. | 24 | 124.8717
18.08. | 1 | 124.8717
18.08. | 2 | 124.8717
18.08. | 3 | 124.8717
18.08. | 4 | 124.8717
18.08. | 5 | 124.8717
18.08. | 6 | 124.8717
18.08. | 7 | 124.8717
18.08. | 8 | 124.8717
18.08. | 9 | 124.8717
18.08. | 10 | 124.8717
18.08. | 11 | 124.8717
18.08. | 12 | 124.8717
18.08. | 13 | 124.8717
18.08. | 14 | 124.8717
18.08. | 15 | 124.8717
18.08. | 16 | 124.8717
18.08. | 17 | 124.8717
18.08. | 18 | 124.8717
18.08. | 19 | 124.8717
18.08. | 20 | 124.8717
18.08. | 21 | 124.8717
18.08. | 22 | 124.8717
18.08. | 23 | 124.8717
18.08. | 24 | 124.8717
19.08. | 1 | 124.8717
19.08. | 2 | 124.8717
19.08. | 3 | 124.8717
19.08. | 4 | 124.8717
19.08. | 5 | 124.8717
19.08. | 6 | 124.8717
19.08. | 7 | 124.8717
19.08. | 8 | 124.8717
19.08. | 9 | 124.8717
19.08. | 10 | 124.8717
19.08. | 11 | 124.8717
19.08. | 12 | 124.8717
19.08. | 13 | 124.8717
19.08. | 14 | 124.8717
19.08. | 15 | 124.8717
19.08. | 16 | 124.8717
19.08. | 17 | 124.8717
19.08. | 18 | 124.8717
19.08. | 19 | 124.8717
19.08. | 20 | 124.8717
19.08. | 21 | 124.8717
19.08. | 22 | 124.8717
19.08. | 23 | 124.8717
19.08. | 24 | 124.8717
20.08. | 1 | 124.8717
20.08. | 2 | 124.8717
20.08. | 3 | 124.8717
20.08. | 4 | 124.8717
20.08. | 5 | 124.8717
20.08. | 6 | 124.8717
20.08. | 7 | 124.8717
20.08. | 8 | 124.8717
20.08. | 9 | 124.8717
20.08. | 10 | 124.8717
20.08. | 11 | 124.8717
20.08. | 12 | 124.8717
20.08. | 13 | 124.8717
20.08. | 14 | 124.8717
20.08. | 15 | 124.8717
20.08. | 16 | 124.8717
20.08. | 17 | 124.8717
20.08. | 18 | 124.8717
20.08. | 19 | 124.8717
20.08. | 20 | 124.8717
20.08. | 21 | 124.8717
20.08. | 22 | 124.8717
20.08. | 23 | 124.8717
20.08. | 24 | 124.8717
21.08. | 1 | 124.8717
21.08. | 2 | 124.8717
21.08. | 3 | 124.8717
21.08. | 4 | 124.8717
21.08. | 5 | 124.8717
21.08. | 6 | 124.8717
21.08. | 7 | 124.8717
21.08. | 8 | 124.8717
21.08. | 9 | 124.8717
21.08. | 10 | 124.8717
21.08. | 11 | 124.8717
21.08. | 12 | 124.8717
21.08. | 13 | 124.8717
21.08. | 14 | 124.8717
21.08. | 15 | 124.8717
21.08. | 16 | 124.8717
21.08. | 17 | 124.8717
21.08. | 18 | 124.8717
21.08. | 19 | 124.8717
21.08. | 20 | 124.8717
21.08. | 21 | 124.8717
21.08. | 22 | 124.8717
21.08. | 23 | 124.8717
21.08. | 24 | 124.8717
22.08. | 1 | 124.8717
22.08. | 2 | 124.8717
22.08. | 3 | 124.8717
22.08. | 4 | 124.8717
22.08. | 5 | 124.8717
22.08. | 6 | 124.8717
22.08. | 7 | 124.8717
22.08. | 8 | 124.8717
22.08. | 9 | 124.8717
22.08. | 10 | 124.8717
22.08. | 11 | 124.8717
22.08. | 12 | 124.8717
22.08. | 13 | 124.8717
22.08. | 14 | 124.8717
22.08. | 15 | 124.8717
22.08. | 16 | 124.8717
22.08. | 17 | 124.8717
22.08. | 18 | 124.8717
22.08. | 19 | 124.8717
22.08. | 20 | 124.8717
22.08. | 21 | 124.8717
22.08. | 22 | 124.8717
22.08. | 23 | 124.8717
22.08. | 24 | 124.8717
23.08. | 1 | 124.8717
23.08. | 2 | 124.8717
23.08. | 3 | 124.8717
23.08. | 4 | 124.8717
23.08. | 5 | 124.8717
23.08. | 6 | 124.8717
23.08. | 7 | 124.8717
23.08. | 8 | 124.8717
23.08. | 9 | 124.8717
23.08. | 10 | 124.8717
23.08. | 11 | 124.8717
23.08. | 12 | 124.8717
23.08. | 13 | 124.8717
23.08. | 14 | 124.8717
23.08. | 15 | 124.8717
23.08. | 16 | 124.8717
23.08. | 17 | 124.8717
23.08. | 18 | 124.8717
23.08. | 19 | 124.8717
23.08. | 20 | 124.8717
23.08. | 21 | 124.8717
23.08. | 22 | 124.8717
23.08. | 23 | 124.8717
23.08. | 24 | 124.8717
24.08. | 1 | 124.8717
24.08. | 2 | 124.8717
24.08. | 3 | 124.8717
24.08. | 4 | 124.8717
24.08. | 5 | 124.8717
24.08. | 6 | 124.8717
24.08. | 7 | 124.8717
24.08. | 8 | 124.8717
24.08. | 9 | 124.8717
24.08. | 10 | 124.8717
24.08. | 11 | 124.8717
24.08. | 12 | 124.8717
24.08. | 13 | 124.8717
24.08. | 14 | 124.8717
24.08. | 15 | 124.8717
24.08. | 16 | 124.8717
24.08. | 17 | 124.8717
24.08. | 18 | 124.8717
24.08. | 19 | 124.8717
24.08. | 20 | 124.8717
24.08. | 21 | 124.8717
24.08. | 22 | 124.8717
24.08. | 23 | 124.8717
24.08. | 24 | 124.8717
25.08. | 1 | 124.8717
25.08. | 2 | 124.8717
25.08. | 3 | 124.8717
25.08. | 4 | 124.8717
25.08. | 5 | 124.8717
25.08. | 6 | 124.8717
25.08. | 7 | 124.8717
25.08. | 8 | 124.8717
25.08. | 9 | 124.8717
25.08. | 10 | 124.8717
25.08. | 11 | 124.8717
25.08. | 12 | 124.8717
25.08. | 13 | 124.8717
25.08. | 14 | 124.8717
25.08. | 15 | 124.8717
25.08. | 16 | 124.8717
25.08. | 17 | 124.8717
25.08. | 18 | 124.8717
25.08. | 19 | 124.8717
25.08. | 20 | 124.8717
25.08. | 21 | 124.8717
25.08. | 22 | 124.8717
25.08. | 23 | 124.8717
25.08. | 24 | 124.8717
26.08. | 1 | 124.8717
26.08. | 2 | 124.8717
26.08. | 3 | 124.8717
26.08. | 4 | 124.8717
26.08. | 5 | 124.8717
26.08. | 6 | 124.8717
26.08. | 7 | 124.8717
26.08. | 8 | 124.8717
26.08. | 9 | 124.8717
26.08. | 10 | 124.8717
26.08. | 11 | 124.8717
26.08. | 12 | 124.8717
26.08. | 13 | 124.8717
26.08. | 14 | 124.8717
26.08. | 15 | 124.8717
26.08. | 16 | 124.8717
26.08. | 17 | 124.8717
26.08. | 18 | 124.8717
26.08. | 19 | 124.8717
26.08. | 20 | 124.8717
26.08. | 21 | 124.8717
26.08. | 22 | 124.8717
26.08. | 23 | 124.8717
26.08. | 24 | 124.8717
27.08. | 1 | 124.8717
27.08. | 2 | 124.8717
27.08. | 3 | 124.8717
27.08. | 4 | 124.8717
27.08. | 5 | 124.8717
27.08. | 6 | 124.8717
27.08. | 7 | 124.8717
27.08. | 8 | 124.8717
27.08. | 9 | 124.8717
27.08. | 10 | 124.8717
27.08. | 11 | 124.8717
27.08. | 12 | 124.8717
27.08. | 13 | 124.8717
27.08. | 14 | 124.8717
27.08. | 15 | 124.8717
27.08. | 16 | 124.8717
27.08. | 17 | 124.8717
27.08. | 18 | 124.8717
27.08. | 19 | 124.8717
27.08. | 20 | 124.8717
27.08. | 21 | 124.8717
27.08. | 22 | 124.8717
27.08. | 23 | 124.8717
27.08. | 24 | 124.8717
28.08. | 1 | 124.8717
28.08. | 2 | 124.8717
28.08. | 3 | 124.8717
28.08. | 4 | 124.8717
28.08. | 5 | 124.8717
28.08. | 6 | 124.8717
28.08. | 7 | 124.8717
28.08. | 8 | 124.8717
28.08. | 9 | 124.8717
28.08. | 10 | 124.8717
28.08. | 11 | 124.8717
28.08. | 12 | 124.8717
28.08. | 13 | 124.8717
28.08. | 14 | 124.8717
28.08. | 15 | 124.8717
28.08. | 16 | 124.8717
28.08. | 17 | 124.8717
28.08. | 18 | 124.8717
28.08. | 19 | 124.8717
28.08. | 20 | 124.8717
28.08. | 21 | 124.8717
28.08. | 22 | 124.8717
28.08. | 23 | 124.8717
28.08. | 24 | 124.8717
29.08. | 1 | 124.8717
29.08. | 2 | 124.8717
29.08. | 3 | 124.8717
29.08. | 4 | 124.8717
29.08. | 5 | 124.8717
29.08. | 6 | 124.8717
29.08. | 7 | 124.8717
29.08. | 8 | 124.8717
29.08. | 9 | 124.8717
29.08. | 10 | 124.8717
29.08. | 11 | 124.8717
29.08. | 12 | 124.8717
29.08. | 13 | 124.8717
29.08. | 14 | 124.8717
29.08. | 15 | 124.8717
29.08. | 16 | 124.8717
29.08. | 17 | 124.8717
29.08. | 18 | 124.8717
29.08. | 19 | 124.8717
29.08. | 20 | 124.8717
29.08. | 21 | 124.8717
29.08. | 22 | 124.8717
29.08. | 23 | 124.8717
29.08. | 24 | 124.8717
30.08. | 1 | 124.8717
30.08. | 2 | 124.8717
30.08. | 3 | 124.8717
30.08. | 4 | 124.8717
30.08. | 5 | 124.8717
30.08. | 6 | 124.8717
30.08. | 7 | 124.8717
30.08. | 8 | 124.8717
30.08. | 9 | 124.8717
30.08. | 10 | 124.8717
30.08. | 11 | 124.8717
30.08. | 12 | 124.8717
30.08. | 13 | 124.8717
30.08. | 14 | 124.8717
30.08. | 15 | 124.8717
30.08. | 16 | 124.8717
30.08. | 17 | 124.8717
30.08. | 18 | 124.8717
30.08. | 19 | 124.8717
30.08. | 20 | 124.8717
30.08. | 21 | 124.8717
30.08. | 22 | 124.8717
30.08. | 23 | 124.8717
30.08. | 24 | 124.8717
31.08. | 1 | 124.8717
31.08. | 2 | 124.8717
31.08. | 3 | 124.8717
31.08. | 4 | 124.8717
31.08. | 5 | 124.8717
31.08. | 6 | 124.8717
31.08. | 7 | 124.8717
31.08. | 8 | 124.8717
31.08. | 9 | 124.8717
31.08. | 10 | 124.8717
31.08. | 11 | 124.8717
31.08. | 12 | 124.8717
31.08. | 13 | 124.8717
31.08. | 14 | 124.8717
31.08. | 15 | 124.8717
31.08. | 16 | 124.8717
31.08. | 17 | 124.8717
31.08. | 18 | 124.8717
31.08. | 19 | 124.8717
31.08. | 20 | 124.8717
31.08. | 21 | 124.8717
31.08. | 22 | 124.8717
31.08. | 23 | 124.8717
31.08. | 24 | 124.8717
01.09. | 1 | 124.8717
01.09. | 2 | 124.8717
01.09. | 3 | 124.8717
01.09. | 4 | 124.8717
01.09. | 5 | 124.8717
01.09. | 6 | 124.8717
01.09. | 7 | 124.8717
01.09. | 8 | 124.8717
01.09. | 9 | 124.8717
01.09. | 10 | 124.8717
01.09. | 11 | 124.8717
01.09. | 12 | 124.8717
01.09. | 13 | 124.8717
01.09. | 14 | 124.8717
01.09. | 15 | 124.8717
01.09. | 16 | 124.8717
01.09. | 17 | 124.8717
01.09. | 18 | 124.8717
01.09. | 19 | 124.8717
01.09. | 20 | 124.8717
01.09. | 21 | 124.8717
01.09. | 22 | 124.8717
01.09. | 23 | 124.8717
01.09. | 24 | 124.8717
02.09. | 1 | 124.8717
02.09. | 2 | 124.8717
02.09. | 3 | 124.8717
02.09. | 4 | 124.8717
02.09. | 5 | 124.8717
02.09. | 6 | 124.8717
02.09. | 7 | 124.8717
02.09. | 8 | 124.8717
02.09. | 9 | 124.8717
02.09. | 10 | 124.8717
02.09. | 11 | 124.8717
02.09. | 12 | 124.8717
02.09. | 13 | 124.8717
02.09. | 14 | 124.8717
02.09. | 15 | 124.8717
02.09. | 16 | 124.8717
02.09. | 17 | 124.8717
02.09. | 18 | 124.8717
02.09. | 19 | 124.8717
02.09. | 20 | 124.8717
02.09. | 21 | 124.8717
02.09. | 22 | 124.8717
02.09. | 23 | 124.8717
02.09. | 24 | 124.8717
03.09. | 1 | 124.8717
03.09. | 2 | 124.8717
03.09. | 3 | 124.8717
03.09. | 4 | 124.8717
03.09. | 5 | 124.8717
03.09. | 6 | 124.8717
03.09. | 7 | 124.8717
03.09. | 8 | 124.8717
03.09. | 9 | 124.8717
03.09. | 10 | 124.8717
03.09. | 11 | 124.8717
03.09. | 12 | 124.8717
03.09. | 13 | 124.8717
03.09. | 14 | 124.8717
03.09. | 15 | 124.8717
03.09. | 16 | 124.8717
03.09. | 17 | 124.8717
03.09. | 18 | 124.8717
03.09. | 19 | 124.8717
03.09. | 20 | 124.8717
03.09. | 21 | 124.8717
03.09. | 22 | 124.8717
03.09. | 23 | 124.8717
03.09. | 24 | 124.8717
04.09. | 1 | 124.8717
04.09. | 2 | 124.8717
04.09. | 3 | 124.8717
04.09. | 4 | 124.8717
04.09. | 5 | 124.8717
04.09. | 6 | 124.8717
04.09. | 7 | 124.8717
04.09. | 8 | 124.8717
04.09. | 9 | 124.8717
04.09. | 10 | 124.8717
04.09. | 11 | 124.8717
04.09. | 12 | 124.8717
04.09. | 13 | 124.8717
04.09. | 14 | 124.8717
04.09. | 15 | 124.8717
04.09. | 16 | 124.8717
04.09. | 17 | 124.8717
04.09. | 18 | 124.8717
04.09. | 19 | 124.8717
04.09. | 20 | 124.8717
04.09. | 21 | 124.8717
04.09. | 22 | 124.8717
04.09. | 23 | 124.8717
04.09. | 24 | 124.8717
05.09. | 1 | 124.8717
05.09. | 2 | 124.8717
05.09. | 3 | 124.8717
05.09. | 4 | 124.8717
05.09. | 5 | 124.8717
05.09. | 6 | 124.8717
05.09. | 7 | 124.8717
05.09. | 8 | 124.8717
05.09. | 9 | 124.8717
05.09. | 10 | 124.8717
05.09. | 11 | 124.8717
05.09. | 12 | 124.8717
05.09. | 13 | 124.8717
05.09. | 14 | 124.8717
05.09. | 15 | 124.8717
05.09. | 16 | 124.8717
05.09. | 17 | 124.8717
05.09. | 18 | 124.8717
05.09. | 19 | 124.8717
05.09. | 20 | 124.8717
05.09. | 21 | 124.8717
05.09. | 22 | 124.8717
05.09. | 23 | 124.8717
05.09. | 24 | 124.8717
06.09. | 1 | 124.8717
06.09. | 2 | 124.8717
06.09. | 3 | 124.8717
06.09. | 4 | 124.8717
06.09. | 5 | 124.8717
06.09. | 6 | 124.8717
06.09. | 7 | 124.8717
06.09. | 8 | 124.8717
06.09. | 9 | 124.8717
06.09. | 10 | 124.8717
06.09. | 11 | 124.8717
06.09. | 12 | 124.8717
06.09. | 13 | 124.8717
06.09. | 14 | 124.8717
06.09. | 15 | 124.8717
06.09. | 16 | 124.8717
06.09. | 17 | 124.8717
06.09. | 18 | 124.8717
06.09. | 19 | 124.8717
06.09. | 20 | 124.8717
06.09. | 21 | 124.8717
06.09. | 22 | 124.8717
06.09. | 23 | 124.8717
06.09. | 24 | 124.8717
07.09. | 1 | 124.8717
07.09. | 2 | 124.8717
07.09. | 3 | 124.8717
07.09. | 4 | 124.8717
07.09. | 5 | 124.8717
07.09. | 6 | 124.8717
07.09. | 7 | 124.8717
07.09. | 8 | 124.8717
07.09. | 9 | 124.8717
07.09. | 10 | 124.8717
07.09. | 11 | 124.8717
07.09. | 12 | 124.8717
07.09. | 13 | 124.8717
07.09. | 14 | 124.8717
07.09. | 15 | 124.8717
07.09. | 16 | 124.8717
07.09. | 17 | 124.8717
07.09. | 18 | 124.8717
07.09. | 19 | 124.8717
07.09. | 20 | 124.8717
07.09. | 21 | 124.8717
07.09. | 22 | 124.8717
07.09. | 23 | 124.8717
07.09. | 24 | 124.8717
08.09. | 1 | 124.8717
08.09. | 2 | 124.8717
08.09. | 3 | 124.8717
08.09. | 4 | 124.8717
08.09. | 5 | 124.8717
08.09. | 6 | 124.8717
08.09. | 7 | 124.8717
08.09. | 8 | 124.8717
08.09. | 9 | 124.8717
08.09. | 10 | 124.8717
08.09. | 11 | 124.8717
08.09. | 12 | 124.8717
08.09. | 13 | 124.8717
08.09. | 14 | 124.8717
08.09. | 15 | 124.8717
08.09. | 16 | 124.8717
08.09. | 17 | 124.8717
08.09. | 18 | 124.8717
08.09. | 19 | 124.8717
08.09. | 20 | 124.8717
08.09. | 21 | 124.8717
08.09. | 22 | 124.8717
08.09. | 23 | 124.8717
08.09. | 24 | 124.8717
09.09. | 1 | 124.8717
09.09. | 2 | 124.8717
09.09. | 3 | 124.8717
09.09. | 4 | 124.8717
09.09. | 5 | 124.8717
09.09. | 6 | 124.8717
09.09. | 7 | 124.8717
09.09. | 8 | 124.8717
09.09. | 9 | 124.8717
09.09. | 10 | 124.8717
09.09. | 11 | 124.8717
09.09. | 12 | 124.8717
09.09. | 13 | 124.8717
09.09. | 14 | 124.8717
09.09. | 15 | 124.8717
09.09. | 16 | 124.8717
09.09. | 17 | 124.8717
09.09. | 18 | 124.8717
09.09. | 19 | 124.8717
09.09. | 20 | 124.8717
09.09. | 21 | 124.8717
09.09. | 22 | 124.8717
09.09. | 23 | 124.8717
09.09. | 24 | 124.8717
10.09. | 1 | 124.8717
10.09. | 2 | 124.8717
10.09. | 3 | 124.8717
10.09. | 4 | 124.8717
10.09. | 5 | 124.8717
10.09. | 6 | 124.8717
10.09. | 7 | 124.8717
10.09. | 8 | 124.8717
10.09. | 9 | 124.8717
10.09. | 10 | 124.8717
10.09. | 11 | 124.8717
10.09. | 12 | 124.8717
10.09. | 13 | 124.8717
10.09. | 14 | 124.8717
10.09. | 15 | 124.8717
10.09. | 16 | 124.8717
10.09. | 17 | 124.8717
10.09. | 18 | 124.8717
10.09. | 19 | 124.8717
10.09. | 20 | 124.8717
10.09. | 21 | 124.8717
10.09. | 22 | 124.8717
10.09. | 23 | 124.8717
10.09. | 24 | 124.8717
11.09. | 1 | 124.8717
11.09. | 2 | 124.8717
11.09. | 3 | 124.8717
11.09. | 4 | 124.8717
11.09. | 5 | 124.8717
11.09. | 6 | 124.8717
11.09. | 7 | 124.8717
11.09. | 8 | 124.8717
11.09. | 9 | 124.8717
11.09. | 10 | 124.8717
11.09. | 11 | 124.8717
11.09. | 12 | 124.8717
11.09. | 13 | 124.8717
11.09. | 14 | 124.8717
11.09. | 15 | 124.8717
11.09. | 16 | 124.8717
11.09. | 17 | 124.8717
11.09. | 18 | 124.8717
11.09. | 19 | 124.8717
11.09. | 20 | 124.8717
11.09. | 21 | 124.8717
11.09. | 22 | 124.8717
11.09. | 23 | 124.8717
11.09. | 24 | 124.8717
12.09. | 1 | 124.8717
12.09. | 2 | 124.8717
12.09. | 3 | 124.8717
12.09. | 4 | 124.8717
12.09. | 5 | 124.8717
12.09. | 6 | 124.8717
12.09. | 7 | 124.8717
12.09. | 8 | 124.8717
12.09. | 9 | 124.8717
12.09. | 10 | 124.8717
12.09. | 11 | 124.8717
12.09. | 12 | 124.8717
12.09. | 13 | 124.8717
12.09. | 14 | 124.8717
12.09. | 15 | 124.8717
12.09. | 16 | 124.8717
12.09. | 17 | 124.8717
12.09. | 18 | 124.8717
12.09. | 19 | 124.8717
12.09. | 20 | 124.8717
12.09. | 21 | 124.8717
12.09. | 22 | 124.8717
12.09. | 23 | 124.8717
12.09. | 24 | 124.8717
13.09. | 1 | 124.8717
13.09. | 2 | 124.8717
13.09. | 3 | 124.8717
13.09. | 4 | 124.8717
13.09. | 5 | 124.8717
13.09. | 6 | 124.8717
13.09. | 7 | 124.8717
13.09. | 8 | 124.8717
13.09. | 9 | 124.8717
13.09. | 10 | 124.8717
13.09. | 11 | 124.8717
13.09. | 12 | 124.8717
13.09. | 13 | 124.8717
13.09. | 14 | 124.8717
13.09. | 15 | 124.8717
13.09. | 16 | 124.8717
13.09. | 17 | 124.8717
13.09. | 18 | 124.8717
13.09. | 19 | 124.8717
13.09. | 20 | 124.8717
13.09. | 21 | 124.8717
13.09. | 22 | 124.8717
13.09. | 23 | 124.8717
13.09. | 24 | 124.8717
14.09. | 1 | 124.8717
14.09. | 2 | 124.8717
14.09. | 3 | 124.8717
14.09. | 4 | 124.8717
14.09. | 5 | 124.8717
14.09. | 6 | 124.8717
14.09. | 7 | 124.8717
14.09. | 8 | 124.8717
14.09. | 9 | 124.8717
14.09. | 10 | 124.8717
14.09. | 11 | 124.8717
14.09. | 12 | 124.8717
14.09. | 13 | 124.8717
14.09. | 14 | 124.8717
14.09. | 15 | 124.8717
14.09. | 16 | 124.8717
14.09. | 17 | 124.8717
14.09. | 18 | 124.8717
14.09. | 19 | 124.8717
14.09. | 20 | 124.8717
14.09. | 21 | 124.8717
14.09. | 22 | 124.8717
14.09. | 23 | 124.8717
14.09. | 24 | 124.8717
15.09. | 1 | 124.8717
15.09. | 2 | 124.8717
15.09. | 3 | 124.8717
15.09. | 4 | 124.8717
15.09. | 5 | 124.8717
15.09. | 6 | 124.8717
15.09. | 7 | 124.8717
15.09. | 8 | 124.8717
15.09. | 9 | 124.8717
15.09. | 10 | 124.8717
15.09. | 11 | 124.8717
15.09. | 12 | 124.8717
15.09. | 13 | 124.8717
15.09. | 14 | 124.8717
15.09. | 15 | 124.8717
15.09. | 16 | 124.8717
15.09. | 17 | 124.8717
15.09. | 18 | 124.8717
15.09. | 19 | 124.8717
15.09. | 20 | 124.8717
15.09. | 21 | 124.8717
15.09. | 22 | 124.8717
15.09. | 23 | 124.8717
15.09. | 24 | 124.8717
16.09. | 1 | 124.8717
16.09. | 2 | 124.8717
16.09. | 3 | 124.8717
16.09. | 4 | 124.8717
16.09. | 5 | 124.8717
16.09. | 6 | 124.8717
16.09. | 7 | 124.8717
16.09. | 8 | 124.8717
16.09. | 9 | 124.8717
16.09. | 10 | 124.8717
16.09. | 11 | 124.8717
16.09. | 12 | 124.8717
16.09. | 13 | 124.8717
16.09. | 14 | 124.8717
16.09. | 15 | 124.8717
16.09. | 16 | 124.8717
16.09. | 17 | 124.8717
16.09. | 18 | 124.8717
16.09. | 19 | 124.8717
16.09. | 20 | 124.8717
16.09. | 21 | 124.8717
16.09. | 22 | 124.8717
16.09. | 23 | 124.8717
16.09. | 24 | 124.8717
17.09. | 1 | 124.8717
17.09. | 2 | 124.8717
17.09. | 3 | 124.8717
17.09. | 4 | 124.8717
17.09. | 5 | 124.8717
17.09. | 6 | 124.8717
17.09. | 7 | 124.8717
17.09. | 8 | 124.8717
17.09. | 9 | 124.8717
17.09. | 10 | 124.8717
17.09. | 11 | 124.8717
17.09. | 12 | 124.8717
17.09. | 13 | 124.8717
17.09. | 14 | 124.8717
17.09. | 15 | 124.8717
17.09. | 16 | 124.8717
17.09. | 17 | 124.8717
17.09. | 18 | 124.8717
17.09. | 19 | 124.8717
17.09. | 20 | 124.8717
17.09. | 21 | 124.8717
17.09. | 22 | 124.8717
17.09. | 23 | 124.8717
17.09. | 24 | 124.8717
18.09. | 1 | 124.8717
18.09. | 2 | 124.8717
18.09. | 3 | 124.8717
18.09. | 4 | 124.8717
18.09. | 5 | 124.8717
18.09. | 6 | 124.8717
18.09. | 7 | 124.8717
18.09. | 8 | 124.8717
18.09. | 9 | 124.8717
18.09. | 10 | 124.8717
18.09. | 11 | 124.8717
18.09. | 12 | 124.8717
18.09. | 13 | 124.8717
18.09. | 14 | 124.8717
18.09. | 15 | 124.8717
18.09. | 16 | 124.8717
18.09. | 17 | 124.8717
18.09. | 18 | 124.8717
18.09. | 19 | 124.8717
18.09. | 20 | 124.8717
18.09. | 21 | 124.8717
18.09. | 22 | 124.8717
18.09. | 23 | 124.8717
18.09. | 24 | 124.8717
19.09. | 1 | 124.8717
19.09. | 2 | 124.8717
19.09. | 3 | 124.8717
19.09. | 4 | 124.8717
19.09. | 5 | 124.8717
19.09. | 6 | 124.8717
19.09. | 7 | 124.8717
19.09. | 8 | 124.8717
19.09. | 9 | 124.8717
19.09. | 10 | 124.8717
19.09. | 11 | 124.8717
19.09. | 12 | 124.8717
19.09. | 13 | 124.8717
19.09. | 14 | 124.8717
19.09. | 15 | 124.8717
19.09. | 16 | 124.8717
19.09. | 17 | 124.8717
19.09. | 18 | 124.8717
19.09. | 19 | 124.8717
19.09. | 20 | 124.8717
19.09. | 21 | 124.8717
19.09. | 22 | 124.8717
19.09. | 23 | 124.8717
19.09. | 24 | 124.8717
20.09. | 1 | 124.8717
20.09. | 2 | 124.8717
20.09. | 3 | 124.8717
20.09. | 4 | 124.8717
20.09. | 5 | 124.8717
20.09. | 6 | 124.8717
20.09. | 7 | 124.8717
20.09. | 8 | 124.8717
20.09. | 9 | 124.8717
20.09. | 10 | 124.8717
20.09. | 11 | 124.8717
20.09. | 12 | 124.8717
20.09. | 13 | 124.8717
20.09. | 14 | 124.8717
20.09. | 15 | 124.8717
20.09. | 16 | 124.8717
20.09. | 17 | 124.8717
20.09. | 18 | 124.8717
20.09. | 19 | 124.8717
20.09. | 20 | 124.8717
20.09. | 21 | 124.8717
20.09. | 22 | 124.8717
20.09. | 23 | 124.8717
20.09. | 24 | 124.8717
21.09. | 1 | 124.8717
21.09. | 2 | 124.8717
21.09. | 3 | 124.8717
21.09. | 4 | 124.8717
21.09. | 5 | 124.8717
21.09. | 6 | 124.8717
21.09. | 7 | 124.8717
21.09. | 8 | 124.8717
21.09. | 9 | 124.8717
21.09. | 10 | 124.8717
21.09. | 11 | 124.8717
21.09. | 12 | 124.8717
21.09. | 13 | 124.8717
21.09. | 14 | 124.8717
21.09. | 15 | 124.8717
21.09. | 16 | 124.8717
21.09. | 17 | 124.8717
21.09. | 18 | 124.8717
21.09. | 19 | 124.8717
21.09. | 20 | 124.8717
21.09. | 21 | 124.8717
21.09. | 22 | 124.8717
21.09. | 23 | 124.8717
21.09. | 24 | 124.8717
22.09. | 1 | 124.8717
22.09. | 2 | 124.8717
22.09. | 3 | 124.8717
22.09. | 4 | 124.8717
22.09. | 5 | 124.8717
22.09. | 6 | 124.8717
22.09. | 7 | 124.8717
22.09. | 8 | 124.8717
22.09. | 9 | 124.8717
22.09. | 10 | 124.8717
22.09. | 11 | 124.8717
22.09. | 12 | 124.8717
22.09. | 13 | 124.8717
22.09. | 14 | 124.8717
22.09. | 15 | 124.8717
22.09. | 16 | 124.8717
22.09. | 17 | 124.8717
22.09. | 18 | 124.8717
22.09. | 19 | 124.8717
22.09. | 20 | 124.8717
22.09. | 21 | 124.8717
22.09. | 22 | 124.8717
22.09. | 23 | 124.8717
22.09. | 24 | 124.8717
23.09. | 1 | 124.8717
23.09. | 2 | 124.8717
23.09. | 3 | 124.8717
23.09. | 4 | 124.8717
23.09. | 5 | 124.8717
23.09. | 6 | 124.8717
23.09. | 7 | 124.8717
23.09. | 8 | 124.8717
23.09. | 9 | 124.8717
23.09. | 10 | 124.8717
23.09. | 11 | 124.8717
23.09. | 12 | 124.8717
23.09. | 13 | 124.8717
23.09. | 14 | 124.8717
23.09. | 15 | 124.8717
23.09. | 16 | 124.8717
23.09. | 17 | 124.8717
23.09. | 18 | 124.8717
23.09. | 19 | 124.8717
23.09. | 20 | 124.8717
23.09. | 21 | 124.8717
23.09. | 22 | 124.8717
23.09. | 23 | 124.8717
23.09. | 24 | 124.8717
24.09. | 1 | 124.8717
24.09. | 2 | 124.8717
24.09. | 3 | 124.8717
24.09. | 4 | 124.8717
24.09. | 5 | 124.8717
24.09. | 6 | 124.8717
24.09. | 7 | 124.8717
24.09. | 8 | 124.8717
24.09. | 9 | 124.8717
24.09. | 10 | 124.8717
24.09. | 11 | 124.8717
24.09. | 12 | 124.8717
24.09. | 13 | 124.8717
24.09. | 14 | 124.8717
24.09. | 15 | 124.8717
24.09. | 16 | 124.8717
24.09. | 17 | 124.8717
24.09. | 18 | 124.8717
24.09. | 19 | 124.8717
24.09. | 20 | 124.8717
24.09. | 21 | 124.8717
24.09. | 22 | 124.8717
24.09. | 23 | 124.8717
24.09. | 24 | 124.8717
25.09. | 1 | 124.8717
25.09. | 2 | 124.8717
25.09. | 3 | 124.8717
25.09. | 4 | 124.8717
25.09. | 5 | 124.8717
25.09. | 6 | 124.8717
25.09. | 7 | 124.8717
25.09. | 8 | 124.8717
25.09. | 9 | 124.8717
25.09. | 10 | 124.8717
25.09. | 11 | 124.8717
25.09. | 12 | 124.8717
25.09. | 13 | 124.8717
25.09. | 14 | 124.8717
25.09. | 15 | 124.8717
25.09. | 16 | 124.8717
25.09. | 17 | 124.8717
25.09. | 18 | 124.8717
25.09. | 19 | 124.8717
25.09. | 20 | 124.8717
25.09. | 21 | 124.8717
25.09. | 22 | 124.8717
25.09. | 23 | 124.8717
25.09. | 24 | 124.8717
26.09. | 1 | 124.8717
26.09. | 2 | 124.8717
26.09. | 3 | 124.8717
26.09. | 4 | 124.8717
26.09. | 5 | 124.8717
26.09. | 6 | 124.8717
26.09. | 7 | 124.8717
26.09. | 8 | 124.8717
26.09. | 9 | 124.8717
26.09. | 10 | 124.8717
26.09. | 11 | 124.8717
26.09. | 12 | 124.8717
26.09. | 13 | 124.8717
26.09. | 14 | 124.8717
26.09. | 15 | 124.8717
26.09. | 16 | 124.8717
26.09. | 17 | 124.8717
26.09. | 18 | 124.8717
26.09. | 19 | 124.8717
26.09. | 20 | 124.8717
26.09. | 21 | 124.8717
26.09. | 22 | 124.8717
26.09. | 23 | 124.8717
26.09. | 24 | 124.8717
27.09. | 1 | 124.8717
27.09. | 2 | 124.8717
27.09. | 3 | 124.8717
27.09. | 4 | 124.8717
27.09. | 5 | 124.8717
27.09. | 6 | 124.8717
27.09. | 7 | 124.8717
27.09. | 8 | 124.8717
27.09. | 9 | 124.8717
27.09. | 10 | 124.8717
27.09. | 11 | 124.8717
27.09. | 12 | 124.8717
27.09. | 13 | 124.8717
27.09. | 14 | 124.8717
27.09. | 15 | 124.8717
27.09. | 16 | 124.8717
27.09. | 17 | 124.8717
27.09. | 18 | 124.8717
27.09. | 19 | 124.8717
27.09. | 20 | 124.8717
27.09. | 21 | 124.8717
27.09. | 22 | 124.8717
27.09. | 23 | 124.8717
27.09. | 24 | 124.8717
28.09. | 1 | 124.8717
28.09. | 2 | 124.8717
28.09. | 3 | 124.8717
28.09. | 4 | 124.8717
28.09. | 5 | 124.8717
28.09. | 6 | 124.8717
28.09. | 7 | 124.8717
28.09. | 8 | 124.8717
28.09. | 9 | 124.8717
28.09. | 10 | 124.8717
28.09. | 11 | 124.8717
28.09. | 12 | 124.8717
28.09. | 13 | 124.8717
28.09. | 14 | 124.8717
28.09. | 15 | 124.8717
28.09. | 16 | 124.8717
28.09. | 17 | 124.8717
28.09. | 18 | 124.8717
28.09. | 19 | 124.8717
28.09. | 20 | 124.8717
28.09. | 21 | 124.8717
28.09. | 22 | 124.8717
28.09. | 23 | 124.8717
28.09. | 24 | 124.8717
29.09. | 1 | 124.8717
29.09. | 2 | 124.8717
29.09. | 3 | 124.8717
29.09. | 4 | 124.8717
29.09. | 5 | 124.8717
29.09. | 6 | 124.8717
29.09. | 7 | 124.8717
29.09. | 8 | 124.8717
29.09. | 9 | 124.8717
29.09. | 10 | 124.8717
29.09. | 11 | 124.8717
29.09. | 12 | 124.8717
29.09. | 13 | 124.8717
29.09. | 14 | 124.8717
29.09. | 15 | 124.8717
29.09. | 16 | 124.8717
29.09. | 17 | 124.8717
29.09. | 18 | 124.8717
29.09. | 19 | 124.8717
29.09. | 20 | 124.8717
29.09. | 21 | 124.8717
29.09. | 22 | 124.8717
29.09. | 23 | 124.8717
29.09. | 24 | 124.8717
30.09. | 1 | 124.8717
30.09. | 2 | 124.8717
30.09. | 3 | 124.8717
30.09. | 4 | 124.8717
30.09. | 5 | 124.8717
30.09. | 6 | 124.8717
30.09. | 7 | 124.8717
30.09. | 8 | 124.8717
30.09. | 9 | 124.8717
30.09. | 10 | 124.8717
30.09. | 11 | 124.8717
30.09. | 12 | 124.8717
30.09. | 13 | 124.8717
30.09. | 14 | 124.8717
30.09. | 15 | 124.8717
30.09. | 16 | 124.8717
30.09. | 17 | 124.8717
30.09. | 18 | 124.8717
30.09. | 19 | 124.8717
30.09. | 20 | 124.8717
30.09. | 21 | 124.8717
30.09. | 22 | 124.8717
30.09. | 23 | 124.8717
30.09. | 24 | 124.8717
01.10. | 1 | 124.8717
01.10. | 2 | 124.8717
01.10. | 3 | 124.8717
01.10. | 4 | 124.8717
01.10. | 5 | 124.8717
01.10. | 6 | 124.8717
01.10. | 7 | 124.8717
01.10. | 8 | 124.8717
01.10. | 9 | 124.8717
01.10. | 10 | 124.8717
01.10. | 11 | 124.8717
01.10. | 12 | 124.8717
01.10. | 13 | 124.8717
01.10. | 14 | 124.8717
01.10. | 15 | 124.8717
01.10. | 16 | 124.8717
01.10. | 17 | 124.8717
01.10. | 18 | 124.8717
01.10. | 19 | 124.8717
01.10. | 20 | 124.8717
01.10. | 21 | 124.8717
01.10. | 22 | 124.8717
01.10. | 23 | 124.8717
01.10. | 24 | 124.8717
02.10. | 1 | 124.8717
02.10. | 2 | 124.8717
02.10. | 3 | 124.8717
02.10. | 4 | 124.8717
02.10. | 5 | 124.8717
02.10. | 6 | 124.8717
02.10. | 7 | 124.8717
02.10. | 8 | 124.8717
02.10. | 9 | 124.8717
02.10. | 10 | 124.8717
02.10. | 11 | 124.8717
02.10. | 12 | 124.8717
02.10. | 13 | 124.8717
02.10. | 14 | 124.8717
02.10. | 15 | 124.8717
02.10. | 16 | 124.8717
02.10. | 17 | 124.8717
02.10. | 18 | 124.8717
02.10. | 19 | 124.8717
02.10. | 20 | 124.8717
02.10. | 21 | 124.8717
02.10. | 22 | 124.8717
02.10. | 23 | 124.8717
02.10. | 24 | 124.8717
03.10. | 1 | 124.8717
03.10. | 2 | 124.8717
03.10. | 3 | 124.8717
03.10. | 4 | 124.8717
03.10. | 5 | 124.8717
03.10. | 6 | 124.8717
03.10. | 7 | 124.8717
03.10. | 8 | 124.8717
03.10. | 9 | 124.8717
03.10. | 10 | 124.8717
03.10. | 11 | 124.8717
03.10. | 12 | 124.8717
03.10. | 13 | 124.8717
03.10. | 14 | 124.8717
03.10. | 15 | 124.8717
03.10. | 16 | 124.8717
03.10. | 17 | 124.8717
03.10. | 18 | 124.8717
03.10. | 19 | 124.8717
03.10. | 20 | 124.8717
03.10. | 21 | 124.8717
03.10. | 22 | 124.8717
03.10. | 23 | 124.8717
03.10. | 24 | 124.8717
04.10. | 1 | 124.8717
04.10. | 2 | 124.8717
04.10. | 3 | 124.8717
04.10. | 4 | 124.8717
04.10. | 5 | 124.8717
04.10. | 6 | 124.8717
04.10. | 7 | 124.8717
04.10. | 8 | 124.8717
04.10. | 9 | 124.8717
04.10. | 10 | 124.8717
04.10. | 11 | 124.8717
04.10. | 12 | 124.8717
04.10. | 13 | 124.8717
04.10. | 14 | 124.8717
04.10. | 15 | 124.8717
04.10. | 16 | 124.8717
04.10. | 17 | 124.8717
04.10. | 18 | 124.8717
04.10. | 19 | 124.8717
04.10. | 20 | 124.8717
04.10. | 21 | 124.8717
04.10. | 22 | 124.8717
04.10. | 23 | 124.8717
04.10. | 24 | 124.8717
05.10. | 1 | 124.8717
05.10. | 2 | 124.8717
05.10. | 3 | 124.8717
05.10. | 4 | 124.8717
05.10. | 5 | 124.8717
05.10. | 6 | 124.8717
05.10. | 7 | 124.8717
05.10. | 8 | 124.8717
05.10. | 9 | 124.8717
05.10. | 10 | 124.8717
05.10. | 11 | 124.8717
05.10. | 12 | 124.8717
05.10. | 13 | 124.8717
05.10. | 14 | 124.8717
05.10. | 15 | 124.8717
05.10. | 16 | 124.8717
05.10. | 17 | 124.8717
05.10. | 18 | 124.8717
05.10. | 19 | 124.8717
05.10. | 20 | 124.8717
05.10. | 21 | 124.8717
05.10. | 22 | 124.8717
05.10. | 23 | 124.8717
05.10. | 24 | 124.8717
06.10. | 1 | 124.8717
06.10. | 2 | 124.8717
06.10. | 3 | 124.8717
06.10. | 4 | 124.8717
06.10. | 5 | 124.8717
06.10. | 6 | 124.8717
06.10. | 7 | 124.8717
06.10. | 8 | 124.8717
06.10. | 9 | 124.8717
06.10. | 10 | 124.8717
06.10. | 11 | 124.8717
06.10. | 12 | 124.8717
06.10. | 13 | 124.8717
06.10. | 14 | 124.8717
06.10. | 15 | 124.8717
06.10. | 16 | 124.8717
06.10. | 17 | 124.8717
06.10. | 18 | 124.8717
06.10. | 19 | 124.8717
06.10. | 20 | 124.8717
06.10. | 21 | 124.8717
06.10. | 22 | 124.8717
06.10. | 23 | 124.8717
06.10. | 24 | 124.8717
07.10. | 1 | 124.8717
07.10. | 2 | 124.8717
07.10. | 3 | 124.8717
07.10. | 4 | 124.8717
07.10. | 5 | 124.8717
07.10. | 6 | 124.8717
07.10. | 7 | 124.8717
07.10. | 8 | 124.8717
07.10. | 9 | 124.8717
07.10. | 10 | 124.8717
07.10. | 11 | 124.8717
07.10. | 12 | 124.8717
07.10. | 13 | 124.8717
07.10. | 14 | 124.8717
07.10. | 15 | 124.8717
07.10. | 16 | 124.8717
07.10. | 17 | 124.8717
07.10. | 18 | 124.8717
07.10. | 19 | 124.8717
07.10. | 20 | 124.8717
07.10. | 21 | 124.8717
07.10. | 22 | 124.8717
07.10. | 23 | 124.8717
07.10. | 24 | 124.8717
08.10. | 1 | 124.8717
08.10. | 2 | 124.8717
08.10. | 3 | 124.8717
08.10. | 4 | 124.8717
08.10. | 5 | 124.8717
08.10. | 6 | 124.8717
08.10. | 7 | 124.8717
08.10. | 8 | 124.8717
08.10. | 9 | 124.8717
08.10. | 10 | 124.8717
08.10. | 11 | 124.8717
08.10. | 12 | 124.8717
08.10. | 13 | 124.8717
08.10. | 14 | 124.8717
08.10. | 15 | 124.8717
08.10. | 16 | 124.8717
08.10. | 17 | 124.8717
08.10. | 18 | 124.8717
08.10. | 19 | 124.8717
08.10. | 20 | 124.8717
08.10. | 21 | 124.8717
08.10. | 22 | 124.8717
08.10. | 23 | 124.8717
08.10. | 24 | 124.8717
09.10. | 1 | 124.8717
09.10. | 2 | 124.8717
09.10. | 3 | 124.8717
09.10. | 4 | 124.8717
09.10. | 5 | 124.8717
09.10. | 6 | 124.8717
09.10. | 7 | 124.8717
09.10. | 8 | 124.8717
09.10. | 9 | 124.8717
09.10. | 10 | 124.8717
09.10. | 11 | 124.8717
09.10. | 12 | 124.8717
09.10. | 13 | 124.8717
09.10. | 14 | 124.8717
09.10. | 15 | 124.8717
09.10. | 16 | 124.8717
09.10. | 17 | 124.8717
09.10. | 18 | 124.8717
09.10. | 19 | 124.8717
09.10. | 20 | 124.8717
09.10. | 21 | 124.8717
09.10. | 22 | 124.8717
09.10. | 23 | 124.8717
09.10. | 24 | 124.8717
10.10. | 1 | 124.8717
10.10. | 2 | 124.8717
10.10. | 3 | 124.8717
10.10. | 4 | 124.8717
10.10. | 5 | 124.8717
10.10. | 6 | 124.8717
10.10. | 7 | 124.8717
10.10. | 8 | 124.8717
10.10. | 9 | 124.8717
10.10. | 10 | 124.8717
10.10. | 11 | 124.8717
10.10. | 12 | 124.8717
10.10. | 13 | 124.8717
10.10. | 14 | 124.8717
10.10. | 15 | 124.8717
10.10. | 16 | 124.8717
10.10. | 17 | 124.8717
10.10. | 18 | 124.8717
10.10. | 19 | 124.8717
10.10. | 20 | 124.8717
10.10. | 21 | 124.8717
10.10. | 22 | 124.8717
10.10. | 23 | 124.8717
10.10. | 24 | 124.8717
11.10. | 1 | 124.8717
11.10. | 2 | 124.8717
11.10. | 3 | 124.8717
11.10. | 4 | 124.8717
11.10. | 5 | 124.8717
11.10. | 6 | 124.8717
11.10. | 7 | 124.8717
11.10. | 8 | 124.8717
11.10. | 9 | 124.8717
11.10. | 10 | 124.8717
11.10. | 11 | 124.8717
11.10. | 12 | 124.8717
11.10. | 13 | 124.8717
11.10. | 14 | 124.8717
11.10. | 15 | 124.8717
11.10. | 16 | 124.8717
11.10. | 17 | 124.8717
11.10. | 18 | 124.8717
11.10. | 19 | 124.8717
11.10. | 20 | 124.8717
11.10. | 21 | 124.8717
11.10. | 22 | 124.8717
11.10. | 23 | 124.8717
11.10. | 24 | 124.8717
12.10. | 1 | 124.8717
12.10. | 2 | 124.8717
12.10. | 3 | 124.8717
12.10. | 4 | 124.8717
12.10. | 5 | 124.8717
12.10. | 6 | 124.8717
12.10. | 7 | 124.8717
12.10. | 8 | 124.8717
12.10. | 9 | 124.8717
12.10. | 10 | 124.8717
12.10. | 11 | 124.8717
12.10. | 12 | 124.8717
12.10. | 13 | 124.8717
12.10. | 14 | 124.8717
12.10. | 15 | 124.8717
12.10. | 16 | 124.8717
12.10. | 17 | 124.8717
12.10. | 18 | 124.8717
12.10. | 19 | 124.8717
12.10. | 20 | 124.8717
12.10. | 21 | 124.8717
12.10. | 22 | 124.8717
12.10. | 23 | 124.8717
12.10. | 24 | 124.8717
13.10. | 1 | 124.8717
13.10. | 2 | 124.8717
13.10. | 3 | 124.8717
13.10. | 4 | 124.8717
13.10. | 5 | 124.8717
13.10. | 6 | 124.8717
13.10. | 7 | 124.8717
13.10. | 8 | 124.8717
13.10. | 9 | 124.8717
13.10. | 10 | 124.8717
13.10. | 11 | 124.8717
13.10. | 12 | 124.8717
13.10. | 13 | 124.8717
13.10. | 14 | 124.8717
13.10. | 15 | 124.8717
13.10. | 16 | 124.8717
13.10. | 17 | 124.8717
13.10. | 18 | 124.8717
13.10. | 19 | 124.8717
13.10. | 20 | 124.8717
13.10. | 21 | 124.8717
13.10. | 22 | 124.8717
13.10. | 23 | 124.8717
13.10. | 24 | 124.8717
14.10. | 1 | 124.8717
14.10. | 2 | 124.8717
14.10. | 3 | 124.8717
14.10. | 4 | 124.8717
14.10. | 5 | 124.8717
14.10. | 6 | 124.8717
14.10. | 7 | 124.8717
14.10. | 8 | 124.8717
14.10. | 9 | 124.8717
14.10. | 10 | 124.8717
14.10. | 11 | 124.8717
14.10. | 12 | 124.8717
14.10. | 13 | 124.8717
14.10. | 14 | 124.8717
14.10. | 15 | 124.8717
14.10. | 16 | 124.8717
14.10. | 17 | 124.8717
14.10. | 18 | 124.8717
14.10. | 19 | 124.8717
14.10. | 20 | 124.8717
14.10. | 21 | 124.8717
14.10. | 22 | 124.8717
14.10. | 23 | 124.8717
14.10. | 24 | 124.8717
15.10. | 1 | 124.8717
15.10. | 2 | 124.8717
15.10. | 3 | 124.8717
15.10. | 4 | 124.8717
15.10. | 5 | 124.8717
15.10. | 6 | 124.8717
15.10. | 7 | 124.8717
15.10. | 8 | 124.8717
15.10. | 9 | 124.8717
15.10. | 10 | 124.8717
15.10. | 11 | 124.8717
15.10. | 12 | 124.8717
15.10. | 13 | 124.8717
15.10. | 14 | 124.8717
15.10. | 15 | 124.8717
15.10. | 16 | 124.8717
15.10. | 17 | 124.8717
15.10. | 18 | 124.8717
15.10. | 19 | 124.8717
15.10. | 20 | 124.8717
15.10. | 21 | 124.8717
15.10. | 22 | 124.8717
15.10. | 23 | 124.8717
15.10. | 24 | 124.8717
16.10. | 1 | 124.8717
16.10. | 2 | 124.8717
16.10. | 3 | 124.8717
16.10. | 4 | 124.8717
16.10. | 5 | 124.8717
16.10. | 6 | 124.8717
16.10. | 7 | 124.8717
16.10. | 8 | 124.8717
16.10. | 9 | 124.8717
16.10. | 10 | 124.8717
16.10. | 11 | 124.8717
16.10. | 12 | 124.8717
16.10. | 13 | 124.8717
16.10. | 14 | 124.8717
16.10. | 15 | 124.8717
16.10. | 16 | 124.8717
16.10. | 17 | 124.8717
16.10. | 18 | 124.8717
16.10. | 19 | 124.8717
16.10. | 20 | 124.8717
16.10. | 21 | 124.8717
16.10. | 22 | 124.8717
16.10. | 23 | 124.8717
16.10. | 24 | 124.8717
17.10. | 1 | 124.8717
17.10. | 2 | 124.8717
17.10. | 3 | 124.8717
17.10. | 4 | 124.8717
17.10. | 5 | 124.8717
17.10. | 6 | 124.8717
17.10. | 7 | 124.8717
17.10. | 8 | 124.8717
17.10. | 9 | 124.8717
17.10. | 10 | 124.8717
17.10. | 11 | 124.8717
17.10. | 12 | 124.8717
17.10. | 13 | 124.8717
17.10. | 14 | 124.8717
17.10. | 15 | 124.8717
17.10. | 16 | 124.8717
17.10. | 17 | 124.8717
17.10. | 18 | 124.8717
17.10. | 19 | 124.8717
17.10. | 20 | 124.8717
17.10. | 21 | 124.8717
17.10. | 22 | 124.8717
17.10. | 23 | 124.8717
17.10. | 24 | 124.8717
18.10. | 1 | 124.8717
18.10. | 2 | 124.8717
18.10. | 3 | 124.8717
18.10. | 4 | 124.8717
18.10. | 5 | 124.8717
18.10. | 6 | 124.8717
18.10. | 7 | 124.8717
18.10. | 8 | 124.8717
18.10. | 9 | 124.8717
18.10. | 10 | 124.8717
18.10. | 11 | 124.8717
18.10. | 12 | 124.8717
18.10. | 13 | 124.8717
18.10. | 14 | 124.8717
18.10. | 15 | 124.8717
18.10. | 16 | 124.8717
18.10. | 17 | 124.8717
18.10. | 18 | 124.8717
18.10. | 19 | 124.8717
18.10. | 20 | 124.8717
18.10. | 21 | 124.8717
18.10. | 22 | 124.8717
18.10. | 23 | 124.8717
18.10. | 24 | 124.8717
19.10. | 1 | 124.8717
19.10. | 2 | 124.8717
19.10. | 3 | 124.8717
19.10. | 4 | 124.8717
19.10. | 5 | 124.8717
19.10. | 6 | 124.8717
19.10. | 7 | 124.8717
19.10. | 8 | 124.8717
19.10. | 9 | 124.8717
19.10. | 10 | 124.8717
19.10. | 11 | 124.8717
19.10. | 12 | 124.8717
19.10. | 13 | 124.8717
19.10. | 14 | 124.8717
19.10. | 15 | 124.8717
19.10. | 16 | 124.8717
19.10. | 17 | 124.8717
19.10. | 18 | 124.8717
19.10. | 19 | 124.8717
19.10. | 20 | 124.8717
19.10. | 21 | 124.8717
19.10. | 22 | 124.8717
19.10. | 23 | 124.8717
19.10. | 24 | 124.8717
20.10. | 1 | 124.8717
20.10. | 2 | 124.8717
20.10. | 3 | 124.8717
20.10. | 4 | 124.8717
20.10. | 5 | 124.8717
20.10. | 6 | 124.8717
20.10. | 7 | 124.8717
20.10. | 8 | 124.8717
20.10. | 9 | 124.8717
20.10. | 10 | 124.8717
20.10. | 11 | 124.8717
20.10. | 12 | 124.8717
20.10. | 13 | 124.8717
20.10. | 14 | 124.8717
20.10. | 15 | 124.8717
20.10. | 16 | 124.8717
20.10. | 17 | 124.8717
20.10. | 18 | 124.8717
20.10. | 19 | 124.8717
20.10. | 20 | 124.8717
20.10. | 21 | 124.8717
20.10. | 22 | 124.8717
20.10. | 23 | 124.8717
20.10. | 24 | 124.8717
21.10. | 1 | 124.8717
21.10. | 2 | 124.8717
21.10. | 3 | 124.8717
21.10. | 4 | 124.8717
21.10. | 5 | 124.8717
21.10. | 6 | 124.8717
21.10. | 7 | 124.8717
21.10. | 8 | 124.8717
21.10. | 9 | 124.8717
21.10. | 10 | 124.8717
21.10. | 11 | 124.8717
21.10. | 12 | 124.8717
21.10. | 13 | 124.8717
21.10. | 14 | 124.8717
21.10. | 15 | 124.8717
21.10. | 16 | 124.8717
21.10. | 17 | 124.8717
21.10. | 18 | 124.8717
21.10. | 19 | 124.8717
21.10. | 20 | 124.8717
21.10. | 21 | 124.8717
21.10. | 22 | 124.8717
21.10. | 23 | 124.8717
21.10. | 24 | 124.8717
22.10. | 1 | 124.8717
22.10. | 2 | 124.8717
22.10. | 3 | 124.8717
22.10. | 4 | 124.8717
22.10. | 5 | 124.8717
22.10. | 6 | 124.8717
22.10. | 7 | 124.8717
22.10. | 8 | 124.8717
22.10. | 9 | 124.8717
22.10. | 10 | 124.8717
22.10. | 11 | 124.8717
22.10. | 12 | 124.8717
22.10. | 13 | 124.8717
22.10. | 14 | 124.8717
22.10. | 15 | 124.8717
22.10. | 16 | 124.8717
22.10. | 17 | 124.8717
22.10. | 18 | 124.8717
22.10. | 19 | 124.8717
22.10. | 20 | 124.8717
22.10. | 21 | 124.8717
22.10. | 22 | 124.8717
22.10. | 23 | 124.8717
22.10. | 24 | 124.8717
23.10. | 1 | 124.8717
23.10. | 2 | 124.8717
23.10. | 3 | 124.8717
23.10. | 4 | 124.8717
23.10. | 5 | 124.8717
23.10. | 6 | 124.8717
23.10. | 7 | 124.8717
23.10. | 8 | 124.8717
23.10. | 9 | 124.8717
23.10. | 10 | 124.8717
23.10. | 11 | 124.8717
23.10. | 12 | 124.8717
23.10. | 13 | 124.8717
23.10. | 14 | 124.8717
23.10. | 15 | 124.8717
23.10. | 16 | 124.8717
23.10. | 17 | 124.8717
23.10. | 18 | 124.8717
23.10. | 19 | 124.8717
23.10. | 20 | 124.8717
23.10. | 21 | 124.8717
23.10. | 22 | 124.8717
23.10. | 23 | 124.8717
23.10. | 24 | 124.8717
24.10. | 1 | 124.8717
24.10. | 2 | 124.8717
24.10. | 3 | 124.8717
24.10. | 4 | 124.8717
24.10. | 5 | 124.8717
24.10. | 6 | 124.8717
24.10. | 7 | 124.8717
24.10. | 8 | 124.8717
24.10. | 9 | 124.8717
24.10. | 10 | 124.8717
24.10. | 11 | 124.8717
24.10. | 12 | 124.8717
24.10. | 13 | 124.8717
24.10. | 14 | 124.8717
24.10. | 15 | 124.8717
24.10. | 16 | 124.8717
24.10. | 17 | 124.8717
24.10. | 18 | 124.8717
24.10. | 19 | 124.8717
24.10. | 20 | 124.8717
24.10. | 21 | 124.8717
24.10. | 22 | 124.8717
24.10. | 23 | 124.8717
24.10. | 24 | 124.8717
25.10. | 1 | 124.8717
25.10. | 2 | 124.8717
25.10. | 3 | 124.8717
25.10. | 4 | 124.8717
25.10. | 5 | 124.8717
25.10. | 6 | 124.8717
25.10. | 7 | 124.8717
25.10. | 8 | 124.8717
25.10. | 9 | 124.8717
25.10. | 10 | 124.8717
25.10. | 11 | 124.8717
25.10. | 12 | 124.8717
25.10. | 13 | 124.8717
25.10. | 14 | 124.8717
25.10. | 15 | 124.8717
25.10. | 16 | 124.8717
25.10. | 17 | 124.8717
25.10. | 18 | 124.8717
25.10. | 19 | 124.8717
25.10. | 20 | 124.8717
25.10. | 21 | 124.8717
25.10. | 22 | 124.8717
25.10. | 23 | 124.8717
25.10. | 24 | 124.8717
26.10. | 1 | 124.8717
26.10. | 2 | 124.8717
26.10. | 3 | 124.8717
26.10. | 4 | 124.8717
26.10. | 5 | 124.8717
26.10. | 6 | 124.8717
26.10. | 7 | 124.8717
26.10. | 8 | 124.8717
26.10. | 9 | 124.8717
26.10. | 10 | 124.8717
26.10. | 11 | 124.8717
26.10. | 12 | 124.8717
26.10. | 13 | 124.8717
26.10. | 14 | 124.8717
26.10. | 15 | 124.8717
26.10. | 16 | 124.8717
26.10. | 17 | 124.8717
26.10. | 18 | 124.8717
26.10. | 19 | 124.8717
26.10. | 20 | 124.8717
26.10. | 21 | 124.8717
26.10. | 22 | 124.8717
26.10. | 23 | 124.8717
26.10. | 24 | 124.8717
27.10. | 1 | 124.8717
27.10. | 2 | 124.8717
27.10. | 3 | 124.8717
27.10. | 4 | 124.8717
27.10. | 5 | 124.8717
27.10. | 6 | 124.8717
27.10. | 7 | 124.8717
27.10. | 8 | 124.8717
27.10. | 9 | 124.8717
27.10. | 10 | 124.8717
27.10. | 11 | 124.8717
27.10. | 12 | 124.8717
27.10. | 13 | 124.8717
27.10. | 14 | 124.8717
27.10. | 15 | 124.8717
27.10. | 16 | 124.8717
27.10. | 17 | 124.8717
27.10. | 18 | 124.8717
27.10. | 19 | 124.8717
27.10. | 20 | 124.8717
27.10. | 21 | 124.8717
27.10. | 22 | 124.8717
27.10. | 23 | 124.8717
27.10. | 24 | 124.8717
28.10. | 1 | 124.8717
28.10. | 2 | 124.8717
28.10. | 3 | 124.8717
28.10. | 4 | 124.8717
28.10. | 5 | 124.8717
28.10. | 6 | 124.8717
28.10. | 7 | 124.8717
28.10. | 8 | 124.8717
28.10. | 9 | 124.8717
28.10. | 10 | 124.8717
28.10. | 11 | 124.8717
28.10. | 12 | 124.8717
28.10. | 13 | 124.8717
28.10. | 14 | 124.8717
28.10. | 15 | 124.8717
28.10. | 16 | 124.8717
28.10. | 17 | 124.8717
28.10. | 18 | 124.8717
28.10. | 19 | 124.8717
28.10. | 20 | 124.8717
28.10. | 21 | 124.8717
28.10. | 22 | 124.8717
28.10. | 23 | 124.8717
28.10. | 24 | 124.8717
29.10. | 1 | 124.8717
29.10. | 2 | 124.8717
29.10. | 3 | 124.8717
29.10. | 4 | 124.8717
29.10. | 5 | 124.8717
29.10. | 6 | 124.8717
29.10. | 7 | 124.8717
29.10. | 8 | 124.8717
29.10. | 9 | 124.8717
29.10. | 10 | 124.8717
29.10. | 11 | 124.8717
29.10. | 12 | 124.8717
29.10. | 13 | 124.8717
29.10. | 14 | 124.8717
29.10. | 15 | 124.8717
29.10. | 16 | 124.8717
29.10. | 17 | 124.8717
29.10. | 18 | 124.8717
29.10. | 19 | 124.8717
29.10. | 20 | 124.8717
29.10. | 21 | 124.8717
29.10. | 22 | 124.8717
29.10. | 23 | 124.8717
29.10. | 24 | 124.8717
30.10. | 1 | 124.8717
30.10. | 2 | 124.8717
30.10. | 3 | 124.8717
30.10. | 4 | 124.8717
30.10. | 5 | 124.8717
30.10. | 6 | 124.8717
30.10. | 7 | 124.8717
30.10. | 8 | 124.8717
30.10. | 9 | 124.8717
30.10. | 10 | 124.8717
30.10. | 11 | 124.8717
30.10. | 12 | 124.8717
30.10. | 13 | 124.8717
30.10. | 14 | 124.8717
30.10. | 15 | 124.8717
30.10. | 16 | 124.8717
30.10. | 17 | 124.8717
30.10. | 18 | 124.8717
30.10. | 19 | 124.8717
30.10. | 20 | 124.8717
30.10. | 21 | 124.8717
30.10. | 22 | 124.8717
30.10. | 23 | 124.8717
30.10. | 24 | 124.8717
31.10. | 1 | 124.8717
31.10. | 2 | 124.8717
31.10. | 3 | 124.8717
31.10. | 4 | 124.8717
31.10. | 5 | 124.8717
31.10. | 6 | 124.8717
31.10. | 7 | 124.8717
31.10. | 8 | 124.8717
31.10. | 9 | 124.8717
31.10. | 10 | 124.8717
31.10. | 11 | 124.8717
31.10. | 12 | 124.8717
31.10. | 13 | 124.8717
31.10. | 14 | 124.8717
31.10. | 15 | 124.8717
31.10. | 16 | 124.8717
31.10. | 17 | 124.8717
31.10. | 18 | 124.8717
31.10. | 19 | 124.8717
31.10. | 20 | 124.8717
31.10. | 21 | 124.8717
31.10. | 22 | 124.8717
31.10. | 23 | 124.8717
31.10. | 24 | 124.8717
01.11. | 1 | 124.8717
01.11. | 2 | 124.8717
01.11. | 3 | 124.8717
01.11. | 4 | 124.8717
01.11. | 5 | 124.8717
01.11. | 6 | 124.8717
01.11. | 7 | 124.8717
01.11. | 8 | 124.8717
01.11. | 9 | 124.8717
01.11. | 10 | 124.8717
01.11. | 11 | 124.8717
01.11. | 12 | 124.8717
01.11. | 13 | 124.8717
01.11. | 14 | 124.8717
01.11. | 15 | 124.8717
01.11. | 16 | 124.8717
01.11. | 17 | 124.8717
01.11. | 18 | 124.8717
01.11. | 19 | 124.8717
01.11. | 20 | 124.8717
01.11. | 21 | 124.8717
01.11. | 22 | 124.8717
01.11. | 23 | 124.8717
01.11. | 24 | 124.8717
02.11. | 1 | 124.8717
02.11. | 2 | 124.8717
02.11. | 3 | 124.8717
02.11. | 4 | 124.8717
02.11. | 5 | 124.8717
02.11. | 6 | 124.8717
02.11. | 7 | 124.8717
02.11. | 8 | 124.8717
02.11. | 9 | 124.8717
02.11. | 10 | 124.8717
02.11. | 11 | 124.8717
02.11. | 12 | 124.8717
02.11. | 13 | 124.8717
02.11. | 14 | 124.8717
02.11. | 15 | 124.8717
02.11. | 16 | 124.8717
02.11. | 17 | 124.8717
02.11. | 18 | 124.8717
02.11. | 19 | 124.8717
02.11. | 20 | 124.8717
02.11. | 21 | 124.8717
02.11. | 22 | 124.8717
02.11. | 23 | 124.8717
02.11. | 24 | 124.8717
03.11. | 1 | 124.8717
03.11. | 2 | 124.8717
03.11. | 3 | 124.8717
03.11. | 4 | 124.8717
03.11. | 5 | 124.8717
03.11. | 6 | 124.8717
03.11. | 7 | 124.8717
03.11. | 8 | 124.8717
03.11. | 9 | 124.8717
03.11. | 10 | 124.8717
03.11. | 11 | 124.8717
03.11. | 12 | 124.8717
03.11. | 13 | 124.8717
03.11. | 14 | 124.8717
03.11. | 15 | 124.8717
03.11. | 16 | 124.8717
03.11. | 17 | 124.8717
03.11. | 18 | 124.8717
03.11. | 19 | 124.8717
03.11. | 20 | 124.8717
03.11. | 21 | 124.8717
03.11. | 22 | 124.8717
03.11. | 23 | 124.8717
03.11. | 24 | 124.8717
04.11. | 1 | 124.8717
04.11. | 2 | 124.8717
04.11. | 3 | 124.8717
04.11. | 4 | 124.8717
04.11. | 5 | 124.8717
04.11. | 6 | 124.8717
04.11. | 7 | 124.8717
04.11. | 8 | 124.8717
04.11. | 9 | 124.8717
04.11. | 10 | 124.8717
04.11. | 11 | 124.8717
04.11. | 12 | 124.8717
04.11. | 13 | 124.8717
04.11. | 14 | 124.8717
04.11. | 15 | 124.8717
04.11. | 16 | 124.8717
04.11. | 17 | 124.8717
04.11. | 18 | 124.8717
04.11. | 19 | 124.8717
04.11. | 20 | 124.8717
04.11. | 21 | 124.8717
04.11. | 22 | 124.8717
04.11. | 23 | 124.8717
04.11. | 24 | 124.8717
05.11. | 1 | 124.8717
05.11. | 2 | 124.8717
05.11. | 3 | 124.8717
05.11. | 4 | 124.8717
05.11. | 5 | 124.8717
05.11. | 6 | 124.8717
05.11. | 7 | 124.8717
05.11. | 8 | 124.8717
05.11. | 9 | 124.8717
05.11. | 10 | 124.8717
05.11. | 11 | 124.8717
05.11. | 12 | 124.8717
05.11. | 13 | 124.8717
05.11. | 14 | 124.8717
05.11. | 15 | 124.8717
05.11. | 16 | 124.8717
05.11. | 17 | 124.8717
05.11. | 18 | 124.8717
05.11. | 19 | 124.8717
05.11. | 20 | 124.8717
05.11. | 21 | 124.8717
05.11. | 22 | 124.8717
05.11. | 23 | 124.8717
05.11. | 24 | 124.8717
06.11. | 1 | 124.8717
06.11. | 2 | 124.8717
06.11. | 3 | 124.8717
06.11. | 4 | 124.8717
06.11. | 5 | 124.8717
06.11. | 6 | 124.8717
06.11. | 7 | 124.8717
06.11. | 8 | 124.8717
06.11. | 9 | 124.8717
06.11. | 10 | 124.8717
06.11. | 11 | 124.8717
06.11. | 12 | 124.8717
06.11. | 13 | 124.8717
06.11. | 14 | 124.8717
06.11. | 15 | 124.8717
06.11. | 16 | 124.8717
06.11. | 17 | 124.8717
06.11. | 18 | 124.8717
06.11. | 19 | 124.8717
06.11. | 20 | 124.8717
06.11. | 21 | 124.8717
06.11. | 22 | 124.8717
06.11. | 23 | 124.8717
06.11. | 24 | 124.8717
07.11. | 1 | 124.8717
07.11. | 2 | 124.8717
07.11. | 3 | 124.8717
07.11. | 4 | 124.8717
07.11. | 5 | 124.8717
07.11. | 6 | 124.8717
07.11. | 7 | 124.8717
07.11. | 8 | 124.8717
07.11. | 9 | 124.8717
07.11. | 10 | 124.8717
07.11. | 11 | 124.8717
07.11. | 12 | 124.8717
07.11. | 13 | 124.8717
07.11. | 14 | 124.8717
07.11. | 15 | 124.8717
07.11. | 16 | 124.8717
07.11. | 17 | 124.8717
07.11. | 18 | 124.8717
07.11. | 19 | 124.8717
07.11. | 20 | 124.8717
07.11. | 21 | 124.8717
07.11. | 22 | 124.8717
07.11. | 23 | 124.8717
07.11. | 24 | 124.8717
08.11. | 1 | 124.8717
08.11. | 2 | 124.8717
08.11. | 3 | 124.8717
08.11. | 4 | 124.8717
08.11. | 5 | 124.8717
08.11. | 6 | 124.8717
08.11. | 7 | 124.8717
08.11. | 8 | 124.8717
08.11. | 9 | 124.8717
08.11. | 10 | 124.8717
08.11. | 11 | 124.8717
08.11. | 12 | 124.8717
08.11. | 13 | 124.8717
08.11. | 14 | 124.8717
08.11. | 15 | 124.8717
08.11. | 16 | 124.8717
08.11. | 17 | 124.8717
08.11. | 18 | 124.8717
08.11. | 19 | 124.8717
08.11. | 20 | 124.8717
08.11. | 21 | 124.8717
08.11. | 22 | 124.8717
08.11. | 23 | 124.8717
08.11. | 24 | 124.8717
09.11. | 1 | 124.8717
09.11. | 2 | 124.8717
09.11. | 3 | 124.8717
09.11. | 4 | 124.8717
09.11. | 5 | 124.8717
09.11. | 6 | 124.8717
09.11. | 7 | 124.8717
09.11. | 8 | 124.8717
09.11. | 9 | 124.8717
09.11. | 10 | 124.8717
09.11. | 11 | 124.8717
09.11. | 12 | 124.8717
09.11. | 13 | 124.8717
09.11. | 14 | 124.8717
09.11. | 15 | 124.8717
09.11. | 16 | 124.8717
09.11. | 17 | 124.8717
09.11. | 18 | 124.8717
09.11. | 19 | 124.8717
09.11. | 20 | 124.8717
09.11. | 21 | 124.8717
09.11. | 22 | 124.8717
09.11. | 23 | 124.8717
09.11. | 24 | 124.8717
10.11. | 1 | 124.8717
10.11. | 2 | 124.8717
10.11. | 3 | 124.8717
10.11. | 4 | 124.8717
10.11. | 5 | 124.8717
10.11. | 6 | 124.8717
10.11. | 7 | 124.8717
10.11. | 8 | 124.8717
10.11. | 9 | 124.8717
10.11. | 10 | 124.8717
10.11. | 11 | 124.8717
10.11. | 12 | 124.8717
10.11. | 13 | 124.8717
10.11. | 14 | 124.8717
10.11. | 15 | 124.8717
10.11. | 16 | 124.8717
10.11. | 17 | 124.8717
10.11. | 18 | 124.8717
10.11. | 19 | 124.8717
10.11. | 20 | 124.8717
10.11. | 21 | 124.8717
10.11. | 22 | 124.8717
10.11. | 23 | 124.8717
10.11. | 24 | 124.8717
11.11. | 1 | 124.8717
11.11. | 2 | 124.8717
11.11. | 3 | 124.8717
11.11. | 4 | 124.8717
11.11. | 5 | 124.8717
11.11. | 6 | 124.8717
11.11. | 7 | 124.8717
11.11. | 8 | 124.8717
11.11. | 9 | 124.8717
11.11. | 10 | 124.8717
11.11. | 11 | 124.8717
11.11. | 12 | 124.8717
11.11. | 13 | 124.8717
11.11. | 14 | 124.8717
11.11. | 15 | 124.8717
11.11. | 16 | 124.8717
11.11. | 17 | 124.8717
11.11. | 18 | 124.8717
11.11. | 19 | 124.8717
11.11. | 20 | 124.8717
11.11. | 21 | 124.8717
11.11. | 22 | 124.8717
11.11. | 23 | 124.8717
11.11. | 24 | 124.8717
12.11. | 1 | 124.8717
12.11. | 2 | 124.8717
12.11. | 3 | 124.8717
12.11. | 4 | 124.8717
12.11. | 5 | 124.8717
12.11. | 6 | 124.8717
12.11. | 7 | 124.8717
12.11. | 8 | 124.8717
12.11. | 9 | 124.8717
12.11. | 10 | 124.8717
12.11. | 11 | 124.8717
12.11. | 12 | 124.8717
12.11. | 13 | 124.8717
12.11. | 14 | 124.8717
12.11. | 15 | 124.8717
12.11. | 16 | 124.8717
12.11. | 17 | 124.8717
12.11. | 18 | 124.8717
12.11. | 19 | 124.8717
12.11. | 20 | 124.8717
12.11. | 21 | 124.8717
12.11. | 22 | 124.8717
12.11. | 23 | 124.8717
12.11. | 24 | 124.8717
13.11. | 1 | 124.8717
13.11. | 2 | 124.8717
13.11. | 3 | 124.8717
13.11. | 4 | 124.8717
13.11. | 5 | 124.8717
13.11. | 6 | 124.8717
13.11. | 7 | 124.8717
13.11. | 8 | 124.8717
13.11. | 9 | 124.8717
13.11. | 10 | 124.8717
13.11. | 11 | 124.8717
13.11. | 12 | 124.8717
13.11. | 13 | 124.8717
13.11. | 14 | 124.8717
13.11. | 15 | 124.8717
13.11. | 16 | 124.8717
13.11. | 17 | 124.8717
13.11. | 18 | 124.8717
13.11. | 19 | 124.8717
13.11. | 20 | 124.8717
13.11. | 21 | 124.8717
13.11. | 22 | 124.8717
13.11. | 23 | 124.8717
13.11. | 24 | 124.8717
14.11. | 1 | 124.8717
14.11. | 2 | 124.8717
14.11. | 3 | 124.8717
14.11. | 4 | 124.8717
14.11. | 5 | 124.8717
14.11. | 6 | 124.8717
14.11. | 7 | 124.8717
14.11. | 8 | 124.8717
14.11. | 9 | 124.8717
14.11. | 10 | 124.8717
14.11. | 11 | 124.8717
14.11. | 12 | 124.8717
14.11. | 13 | 124.8717
14.11. | 14 | 124.8717
14.11. | 15 | 124.8717
14.11. | 16 | 124.8717
14.11. | 17 | 124.8717
14.11. | 18 | 124.8717
14.11. | 19 | 124.8717
14.11. | 20 | 124.8717
14.11. | 21 | 124.8717
14.11. | 22 | 124.8717
14.11. | 23 | 124.8717
14.11. | 24 | 124.8717
15.11. | 1 | 124.8717
15.11. | 2 | 124.8717
15.11. | 3 | 124.8717
15.11. | 4 | 124.8717
15.11. | 5 | 124.8717
15.11. | 6 | 124.8717
15.11. | 7 | 124.8717
15.11. | 8 | 124.8717
15.11. | 9 | 124.8717
15.11. | 10 | 124.8717
15.11. | 11 | 124.8717
15.11. | 12 | 124.8717
15.11. | 13 | 124.8717
15.11. | 14 | 124.8717
15.11. | 15 | 124.8717
15.11. | 16 | 124.8717
15.11. | 17 | 124.8717
15.11. | 18 | 124.8717
15.11. | 19 | 124.8717
15.11. | 20 | 124.8717
15.11. | 21 | 124.8717
15.11. | 22 | 124.8717
15.11. | 23 | 124.8717
15.11. | 24 | 124.8717
16.11. | 1 | 124.8717
16.11. | 2 | 124.8717
16.11. | 3 | 124.8717
16.11. | 4 | 124.8717
16.11. | 5 | 124.8717
16.11. | 6 | 124.8717
16.11. | 7 | 124.8717
16.11. | 8 | 124.8717
16.11. | 9 | 124.8717
16.11. | 10 | 124.8717
16.11. | 11 | 124.8717
16.11. | 12 | 124.8717
16.11. | 13 | 124.8717
16.11. | 14 | 124.8717
16.11. | 15 | 124.8717
16.11. | 16 | 124.8717
16.11. | 17 | 124.8717
16.11. | 18 | 124.8717
16.11. | 19 | 124.8717
16.11. | 20 | 124.8717
16.11. | 21 | 124.8717
16.11. | 22 | 124.8717
16.11. | 23 | 124.8717
16.11. | 24 | 124.8717
17.11. | 1 | 124.8717
17.11. | 2 | 124.8717
17.11. | 3 | 124.8717
17.11. | 4 | 124.8717
17.11. | 5 | 124.8717
17.11. | 6 | 124.8717
17.11. | 7 | 124.8717
17.11. | 8 | 124.8717
17.11. | 9 | 124.8717
17.11. | 10 | 124.8717
17.11. | 11 | 124.8717
17.11. | 12 | 124.8717
17.11. | 13 | 124.8717
17.11. | 14 | 124.8717
17.11. | 15 | 124.8717
17.11. | 16 | 124.8717
17.11. | 17 | 124.8717
17.11. | 18 | 124.8717
17.11. | 19 | 124.8717
17.11. | 20 | 124.8717
17.11. | 21 | 124.8717
17.11. | 22 | 124.8717
17.11. | 23 | 124.8717
17.11. | 24 | 124.8717
18.11. | 1 | 124.8717
18.11. | 2 | 124.8717
18.11. | 3 | 124.8717
18.11. | 4 | 124.8717
18.11. | 5 | 124.8717
18.11. | 6 | 124.8717
18.11. | 7 | 124.8717
18.11. | 8 | 124.8717
18.11. | 9 | 124.8717
18.11. | 10 | 124.8717
18.11. | 11 | 124.8717
18.11. | 12 | 124.8717
18.11. | 13 | 124.8717
18.11. | 14 | 124.8717
18.11. | 15 | 124.8717
18.11. | 16 | 124.8717
18.11. | 17 | 124.8717
18.11. | 18 | 124.8717
18.11. | 19 | 124.8717
18.11. | 20 | 124.8717
18.11. | 21 | 124.8717
18.11. | 22 | 124.8717
18.11. | 23 | 124.8717
18.11. | 24 | 124.8717
19.11. | 1 | 124.8717
19.11. | 2 | 124.8717
19.11. | 3 | 124.8717
19.11. | 4 | 124.8717
19.11. | 5 | 124.8717
19.11. | 6 | 124.8717
19.11. | 7 | 124.8717
19.11. | 8 | 124.8717
19.11. | 9 | 124.8717
19.11. | 10 | 124.8717
19.11. | 11 | 124.8717
19.11. | 12 | 124.8717
19.11. | 13 | 124.8717
19.11. | 14 | 124.8717
19.11. | 15 | 124.8717
19.11. | 16 | 124.8717
19.11. | 17 | 124.8717
19.11. | 18 | 124.8717
19.11. | 19 | 124.8717
19.11. | 20 | 124.8717
19.11. | 21 | 124.8717
19.11. | 22 | 124.8717
19.11. | 23 | 124.8717
19.11. | 24 | 124.8717
20.11. | 1 | 124.8717
20.11. | 2 | 124.8717
20.11. | 3 | 124.8717
20.11. | 4 | 124.8717
20.11. | 5 | 124.8717
20.11. | 6 | 124.8717
20.11. | 7 | 124.8717
20.11. | 8 | 124.8717
20.11. | 9 | 124.8717
20.11. | 10 | 124.8717
20.11. | 11 | 124.8717
20.11. | 12 | 124.8717
20.11. | 13 | 124.8717
20.11. | 14 | 124.8717
20.11. | 15 | 124.8717
20.11. | 16 | 124.8717
20.11. | 17 | 124.8717
20.11. | 18 | 124.8717
20.11. | 19 | 124.8717
20.11. | 20 | 124.8717
20.11. | 21 | 124.8717
20.11. | 22 | 124.8717
20.11. | 23 | 124.8717
20.11. | 24 | 124.8717
21.11. | 1 | 124.8717
21.11. | 2 | 124.8717
21.11. | 3 | 124.8717
21.11. | 4 | 124.8717
21.11. | 5 | 124.8717
21.11. | 6 | 124.8717
21.11. | 7 | 124.8717
21.11. | 8 | 124.8717
21.11. | 9 | 124.8717
21.11. | 10 | 124.8717
21.11. | 11 | 124.8717
21.11. | 12 | 124.8717
21.11. | 13 | 124.8717
21.11. | 14 | 124.8717
21.11. | 15 | 124.8717
21.11. | 16 | 124.8717
21.11. | 17 | 124.8717
21.11. | 18 | 124.8717
21.11. | 19 | 124.8717
21.11. | 20 | 124.8717
21.11. | 21 | 124.8717
21.11. | 22 | 124.8717
21.11. | 23 | 124.8717
21.11. | 24 | 124.8717
22.11. | 1 | 124.8717
22.11. | 2 | 124.8717
22.11. | 3 | 124.8717
22.11. | 4 | 124.8717
22.11. | 5 | 124.8717
22.11. | 6 | 124.8717
22.11. | 7 | 124.8717
22.11. | 8 | 124.8717
22.11. | 9 | 124.8717
22.11. | 10 | 124.8717
22.11. | 11 | 124.8717
22.11. | 12 | 124.8717
22.11. | 13 | 124.8717
22.11. | 14 | 124.8717
22.11. | 15 | 124.8717
22.11. | 16 | 124.8717
22.11. | 17 | 124.8717
22.11. | 18 | 124.8717
22.11. | 19 | 124.8717
22.11. | 20 | 124.8717
22.11. | 21 | 124.8717
22.11. | 22 | 124.8717
22.11. | 23 | 124.8717
22.11. | 24 | 124.8717
23.11. | 1 | 124.8717
23.11. | 2 | 124.8717
23.11. | 3 | 124.8717
23.11. | 4 | 124.8717
23.11. | 5 | 124.8717
23.11. | 6 | 124.8717
23.11. | 7 | 124.8717
23.11. | 8 | 124.8717
23.11. | 9 | 124.8717
23.11. | 10 | 124.8717
23.11. | 11 | 124.8717
23.11. | 12 | 124.8717
23.11. | 13 | 124.8717
23.11. | 14 | 124.8717
23.11. | 15 | 124.8717
23.11. | 16 | 124.8717
23.11. | 17 | 124.8717
23.11. | 18 | 124.8717
23.11. | 19 | 124.8717
23.11. | 20 | 124.8717
23.11. | 21 | 124.8717
23.11. | 22 | 124.8717
23.11. | 23 | 124.8717
23.11. | 24 | 124.8717
24.11. | 1 | 124.8717
24.11. | 2 | 124.8717
24.11. | 3 | 124.8717
24.11. | 4 | 124.8717
24.11. | 5 | 124.8717
24.11. | 6 | 124.8717
24.11. | 7 | 124.8717
24.11. | 8 | 124.8717
24.11. | 9 | 124.8717
24.11. | 10 | 124.8717
24.11. | 11 | 124.8717
24.11. | 12 | 124.8717
24.11. | 13 | 124.8717
24.11. | 14 | 124.8717
24.11. | 15 | 124.8717
24.11. | 16 | 124.8717
24.11. | 17 | 124.8717
24.11. | 18 | 124.8717
24.11. | 19 | 124.8717
24.11. | 20 | 124.8717
24.11. | 21 | 124.8717
24.11. | 22 | 124.8717
24.11. | 23 | 124.8717
24.11. | 24 | 124.8717
25.11. | 1 | 124.8717
25.11. | 2 | 124.8717
25.11. | 3 | 124.8717
25.11. | 4 | 124.8717
25.11. | 5 | 124.8717
25.11. | 6 | 124.8717
25.11. | 7 | 124.8717
25.11. | 8 | 124.8717
25.11. | 9 | 124.8717
25.11. | 10 | 124.8717
25.11. | 11 | 124.8717
25.11. | 12 | 124.8717
25.11. | 13 | 124.8717
25.11. | 14 | 124.8717
25.11. | 15 | 124.8717
25.11. | 16 | 124.8717
25.11. | 17 | 124.8717
25.11. | 18 | 124.8717
25.11. | 19 | 124.8717
25.11. | 20 | 124.8717
25.11. | 21 | 124.8717
25.11. | 22 | 124.8717
25.11. | 23 | 124.8717
25.11. | 24 | 124.8717
26.11. | 1 | 124.8717
26.11. | 2 | 124.8717
26.11. | 3 | 124.8717
26.11. | 4 | 124.8717
26.11. | 5 | 124.8717
26.11. | 6 | 124.8717
26.11. | 7 | 124.8717
26.11. | 8 | 124.8717
26.11. | 9 | 124.8717
26.11. | 10 | 124.8717
26.11. | 11 | 124.8717
26.11. | 12 | 124.8717
26.11. | 13 | 124.8717
26.11. | 14 | 124.8717
26.11. | 15 | 124.8717
26.11. | 16 | 124.8717
26.11. | 17 | 124.8717
26.11. | 18 | 124.8717
26.11. | 19 | 124.8717
26.11. | 20 | 124.8717
26.11. | 21 | 124.8717
26.11. | 22 | 124.8717
26.11. | 23 | 124.8717
26.11. | 24 | 124.8717
27.11. | 1 | 124.8717
27.11. | 2 | 124.8717
27.11. | 3 | 124.8717
27.11. | 4 | 124.8717
27.11. | 5 | 124.8717
27.11. | 6 | 124.8717
27.11. | 7 | 124.8717
27.11. | 8 | 124.8717
27.11. | 9 | 124.8717
27.11. | 10 | 124.8717
27.11. | 11 | 124.8717
27.11. | 12 | 124.8717
27.11. | 13 | 124.8717
27.11. | 14 | 124.8717
27.11. | 15 | 124.8717
27.11. | 16 | 124.8717
27.11. | 17 | 124.8717
27.11. | 18 | 124.8717
27.11. | 19 | 124.8717
27.11. | 20 | 124.8717
27.11. | 21 | 124.8717
27.11. | 22 | 124.8717
27.11. | 23 | 124.8717
27.11. | 24 | 124.8717
28.11. | 1 | 124.8717
28.11. | 2 | 124.8717
28.11. | 3 | 124.8717
28.11. | 4 | 124.8717
28.11. | 5 | 124.8717
28.11. | 6 | 124.8717
28.11. | 7 | 124.8717
28.11. | 8 | 124.8717
28.11. | 9 | 124.8717
28.11. | 10 | 124.8717
28.11. | 11 | 124.8717
28.11. | 12 | 124.8717
28.11. | 13 | 124.8717
28.11. | 14 | 124.8717
28.11. | 15 | 124.8717
28.11. | 16 | 124.8717
28.11. | 17 | 124.8717
28.11. | 18 | 124.8717
28.11. | 19 | 124.8717
28.11. | 20 | 124.8717
28.11. | 21 | 124.8717
28.11. | 22 | 124.8717
28.11. | 23 | 124.8717
28.11. | 24 | 124.8717
29.11. | 1 | 124.8717
29.11. | 2 | 124.8717
29.11. | 3 | 124.8717
29.11. | 4 | 124.8717
29.11. | 5 | 124.8717
29.11. | 6 | 124.8717
29.11. | 7 | 124.8717
29.11. | 8 | 124.8717
29.11. | 9 | 124.8717
29.11. | 10 | 124.8717
29.11. | 11 | 124.8717
29.11. | 12 | 124.8717
29.11. | 13 | 124.8717
29.11. | 14 | 124.8717
29.11. | 15 | 124.8717
29.11. | 16 | 124.8717
29.11. | 17 | 124.8717
29.11. | 18 | 124.8717
29.11. | 19 | 124.8717
29.11. | 20 | 124.8717
29.11. | 21 | 124.8717
29.11. | 22 | 124.8717
29.11. | 23 | 124.8717
29.11. | 24 | 124.8717
30.11. | 1 | 124.8717
30.11. | 2 | 124.8717
30.11. | 3 | 124.8717
30.11. | 4 | 124.8717
30.11. | 5 | 124.8717
30.11. | 6 | 124.8717
30.11. | 7 | 124.8717
30.11. | 8 | 124.8717
30.11. | 9 | 124.8717
30.11. | 10 | 124.8717
30.11. | 11 | 124.8717
30.11. | 12 | 124.8717
30.11. | 13 | 124.8717
30.11. | 14 | 124.8717
30.11. | 15 | 124.8717
30.11. | 16 | 124.8717
30.11. | 17 | 124.8717
30.11. | 18 | 124.8717
30.11. | 19 | 124.8717
30.11. | 20 | 124.8717
30.11. | 21 | 124.8717
30.11. | 22 | 124.8717
30.11. | 23 | 124.8717
30.11. | 24 | 124.8717
01.12. | 1 | 124.8717
01.12. | 2 | 124.8717
01.12. | 3 | 124.8717
01.12. | 4 | 124.8717
01.12. | 5 | 124.8717
01.12. | 6 | 124.8717
01.12. | 7 | 124.8717
01.12. | 8 | 124.8717
01.12. | 9 | 124.8717
01.12. | 10 | 124.8717
01.12. | 11 | 124.8717
01.12. | 12 | 124.8717
01.12. | 13 | 124.8717
01.12. | 14 | 124.8717
01.12. | 15 | 124.8717
01.12. | 16 | 124.8717
01.12. | 17 | 124.8717
01.12. | 18 | 124.8717
01.12. | 19 | 124.8717
01.12. | 20 | 124.8717
01.12. | 21 | 124.8717
01.12. | 22 | 124.8717
01.12. | 23 | 124.8717
01.12. | 24 | 124.8717
02.12. | 1 | 124.8717
02.12. | 2 | 124.8717
02.12. | 3 | 124.8717
02.12. | 4 | 124.8717
02.12. | 5 | 124.8717
02.12. | 6 | 124.8717
02.12. | 7 | 124.8717
02.12. | 8 | 124.8717
02.12. | 9 | 124.8717
02.12. | 10 | 124.8717
02.12. | 11 | 124.8717
02.12. | 12 | 124.8717
02.12. | 13 | 124.8717
02.12. | 14 | 124.8717
02.12. | 15 | 124.8717
02.12. | 16 | 124.8717
02.12. | 17 | 124.8717
02.12. | 18 | 124.8717
02.12. | 19 | 124.8717
02.12. | 20 | 124.8717
02.12. | 21 | 124.8717
02.12. | 22 | 124.8717
02.12. | 23 | 124.8717
02.12. | 24 | 124.8717
03.12. | 1 | 124.8717
03.12. | 2 | 124.8717
03.12. | 3 | 124.8717
03.12. | 4 | 124.8717
03.12. | 5 | 124.8717
03.12. | 6 | 124.8717
03.12. | 7 | 124.8717
03.12. | 8 | 124.8717
03.12. | 9 | 124.8717
03.12. | 10 | 124.8717
03.12. | 11 | 124.8717
03.12. | 12 | 124.8717
03.12. | 13 | 124.8717
03.12. | 14 | 124.8717
03.12. | 15 | 124.8717
03.12. | 16 | 124.8717
03.12. | 17 | 124.8717
03.12. | 18 | 124.8717
03.12. | 19 | 124.8717
03.12. | 20 | 124.8717
03.12. | 21 | 124.8717
03.12. | 22 | 124.8717
03.12. | 23 | 124.8717
03.12. | 24 | 124.8717
04.12. | 1 | 124.8717
04.12. | 2 | 124.8717
04.12. | 3 | 124.8717
04.12. | 4 | 124.8717
04.12. | 5 | 124.8717
04.12. | 6 | 124.8717
04.12. | 7 | 124.8717
04.12. | 8 | 124.8717
04.12. | 9 | 124.8717
04.12. | 10 | 124.8717
04.12. | 11 | 124.8717
04.12. | 12 | 124.8717
04.12. | 13 | 124.8717
04.12. | 14 | 124.8717
04.12. | 15 | 124.8717
04.12. | 16 | 124.8717
04.12. | 17 | 124.8717
04.12. | 18 | 124.8717
04.12. | 19 | 124.8717
04.12. | 20 | 124.8717
04.12. | 21 | 124.8717
04.12. | 22 | 124.8717
04.12. | 23 | 124.8717
04.12. | 24 | 124.8717
05.12. | 1 | 124.8717
05.12. | 2 | 124.8717
05.12. | 3 | 124.8717
05.12. | 4 | 124.8717
05.12. | 5 | 124.8717
05.12. | 6 | 124.8717
05.12. | 7 | 124.8717
05.12. | 8 | 124.8717
05.12. | 9 | 124.8717
05.12. | 10 | 124.8717
05.12. | 11 | 124.8717
05.12. | 12 | 124.8717
05.12. | 13 | 124.8717
05.12. | 14 | 124.8717
05.12. | 15 | 124.8717
05.12. | 16 | 124.8717
05.12. | 17 | 124.8717
05.12. | 18 | 124.8717
05.12. | 19 | 124.8717
05.12. | 20 | 124.8717
05.12. | 21 | 124.8717
05.12. | 22 | 124.8717
05.12. | 23 | 124.8717
05.12. | 24 | 124.8717
06.12. | 1 | 124.8717
06.12. | 2 | 124.8717
06.12. | 3 | 124.8717
06.12. | 4 | 124.8717
06.12. | 5 | 124.8717
06.12. | 6 | 124.8717
06.12. | 7 | 124.8717
06.12. | 8 | 124.8717
06.12. | 9 | 124.8717
06.12. | 10 | 124.8717
06.12. | 11 | 124.8717
06.12. | 12 | 124.8717
06.12. | 13 | 124.8717
06.12. | 14 | 124.8717
06.12. | 15 | 124.8717
06.12. | 16 | 124.8717
06.12. | 17 | 124.8717
06.12. | 18 | 124.8717
06.12. | 19 | 124.8717
06.12. | 20 | 124.8717
06.12. | 21 | 124.8717
06.12. | 22 | 124.8717
06.12. | 23 | 124.8717
06.12. | 24 | 124.8717
07.12. | 1 | 124.8717
07.12. | 2 | 124.8717
07.12. | 3 | 124.8717
07.12. | 4 | 124.8717
07.12. | 5 | 124.8717
07.12. | 6 | 124.8717
07.12. | 7 | 124.8717
07.12. | 8 | 124.8717
07.12. | 9 | 124.8717
07.12. | 10 | 124.8717
07.12. | 11 | 124.8717
07.12. | 12 | 124.8717
07.12. | 13 | 124.8717
07.12. | 14 | 124.8717
07.12. | 15 | 124.8717
07.12. | 16 | 124.8717
07.12. | 17 | 124.8717
07.12. | 18 | 124.8717
07.12. | 19 | 124.8717
07.12. | 20 | 124.8717
07.12. | 21 | 124.8717
07.12. | 22 | 124.8717
07.12. | 23 | 124.8717
07.12. | 24 | 124.8717
08.12. | 1 | 124.8717
08.12. | 2 | 124.8717
08.12. | 3 | 124.8717
08.12. | 4 | 124.8717
08.12. | 5 | 124.8717
08.12. | 6 | 124.8717
08.12. | 7 | 124.8717
08.12. | 8 | 124.8717
08.12. | 9 | 124.8717
08.12. | 10 | 124.8717
08.12. | 11 | 124.8717
08.12. | 12 | 124.8717
08.12. | 13 | 124.8717
08.12. | 14 | 124.8717
08.12. | 15 | 124.8717
08.12. | 16 | 124.8717
08.12. | 17 | 124.8717
08.12. | 18 | 124.8717
08.12. | 19 | 124.8717
08.12. | 20 | 124.8717
08.12. | 21 | 124.8717
08.12. | 22 | 124.8717
08.12. | 23 | 124.8717
08.12. | 24 | 124.8717
09.12. | 1 | 124.8717
09.12. | 2 | 124.8717
09.12. | 3 | 124.8717
09.12. | 4 | 124.8717
09.12. | 5 | 124.8717
09.12. | 6 | 124.8717
09.12. | 7 | 124.8717
09.12. | 8 | 124.8717
09.12. | 9 | 124.8717
09.12. | 10 | 124.8717
09.12. | 11 | 124.8717
09.12. | 12 | 124.8717
09.12. | 13 | 124.8717
09.12. | 14 | 124.8717
09.12. | 15 | 124.8717
09.12. | 16 | 124.8717
09.12. | 17 | 124.8717
09.12. | 18 | 124.8717
09.12. | 19 | 124.8717
09.12. | 20 | 124.8717
09.12. | 21 | 124.8717
09.12. | 22 | 124.8717
09.12. | 23 | 124.8717
09.12. | 24 | 124.8717
10.12. | 1 | 124.8717
10.12. | 2 | 124.8717
10.12. | 3 | 124.8717
10.12. | 4 | 124.8717
10.12. | 5 | 124.8717
10.12. | 6 | 124.8717
10.12. | 7 | 124.8717
10.12. | 8 | 124.8717
10.12. | 9 | 124.8717
10.12. | 10 | 124.8717
10.12. | 11 | 124.8717
10.12. | 12 | 124.8717
10.12. | 13 | 124.8717
10.12. | 14 | 124.8717
10.12. | 15 | 124.8717
10.12. | 16 | 124.8717
10.12. | 17 | 124.8717
10.12. | 18 | 124.8717
10.12. | 19 | 124.8717
10.12. | 20 | 124.8717
10.12. | 21 | 124.8717
10.12. | 22 | 124.8717
10.12. | 23 | 124.8717
10.12. | 24 | 124.8717
11.12. | 1 | 124.8717
11.12. | 2 | 124.8717
11.12. | 3 | 124.8717
11.12. | 4 | 124.8717
11.12. | 5 | 124.8717
11.12. | 6 | 124.8717
11.12. | 7 | 124.8717
11.12. | 8 | 124.8717
11.12. | 9 | 124.8717
11.12. | 10 | 124.8717
11.12. | 11 | 124.8717
11.12. | 12 | 124.8717
11.12. | 13 | 124.8717
11.12. | 14 | 124.8717
11.12. | 15 | 124.8717
11.12. | 16 | 124.8717
11.12. | 17 | 124.8717
11.12. | 18 | 124.8717
11.12. | 19 | 124.8717
11.12. | 20 | 124.8717
11.12. | 21 | 124.8717
11.12. | 22 | 124.8717
11.12. | 23 | 124.8717
11.12. | 24 | 124.8717
12.12. | 1 | 124.8717
12.12. | 2 | 124.8717
12.12. | 3 | 124.8717
12.12. | 4 | 124.8717
12.12. | 5 | 124.8717
12.12. | 6 | 124.8717
12.12. | 7 | 124.8717
12.12. | 8 | 124.8717
12.12. | 9 | 124.8717
12.12. | 10 | 124.8717
12.12. | 11 | 124.8717
12.12. | 12 | 124.8717
12.12. | 13 | 124.8717
12.12. | 14 | 124.8717
12.12. | 15 | 124.8717
12.12. | 16 | 124.8717
12.12. | 17 | 124.8717
12.12. | 18 | 124.8717
12.12. | 19 | 124.8717
12.12. | 20 | 124.8717
12.12. | 21 | 124.8717
12.12. | 22 | 124.8717
12.12. | 23 | 124.8717
12.12. | 24 | 124.8717
13.12. | 1 | 124.8717
13.12. | 2 | 124.8717
13.12. | 3 | 124.8717
13.12. | 4 | 124.8717
13.12. | 5 | 124.8717
13.12. | 6 | 124.8717
13.12. | 7 | 124.8717
13.12. | 8 | 124.8717
13.12. | 9 | 124.8717
13.12. | 10 | 124.8717
13.12. | 11 | 124.8717
13.12. | 12 | 124.8717
13.12. | 13 | 124.8717
13.12. | 14 | 124.8717
13.12. | 15 | 124.8717
13.12. | 16 | 124.8717
13.12. | 17 | 124.8717
13.12. | 18 | 124.8717
13.12. | 19 | 124.8717
13.12. | 20 | 124.8717
13.12. | 21 | 124.8717
13.12. | 22 | 124.8717
13.12. | 23 | 124.8717
13.12. | 24 | 124.8717
14.12. | 1 | 124.8717
14.12. | 2 | 124.8717
14.12. | 3 | 124.8717
14.12. | 4 | 124.8717
14.12. | 5 | 124.8717
14.12. | 6 | 124.8717
14.12. | 7 | 124.8717
14.12. | 8 | 124.8717
14.12. | 9 | 124.8717
14.12. | 10 | 124.8717
14.12. | 11 | 124.8717
14.12. | 12 | 124.8717
14.12. | 13 | 124.8717
14.12. | 14 | 124.8717
14.12. | 15 | 124.8717
14.12. | 16 | 124.8717
14.12. | 17 | 124.8717
14.12. | 18 | 124.8717
14.12. | 19 | 124.8717
14.12. | 20 | 124.8717
14.12. | 21 | 124.8717
14.12. | 22 | 124.8717
14.12. | 23 | 124.8717
14.12. | 24 | 124.8717
15.12. | 1 | 124.8717
15.12. | 2 | 124.8717
15.12. | 3 | 124.8717
15.12. | 4 | 124.8717
15.12. | 5 | 124.8717
15.12. | 6 | 124.8717
15.12. | 7 | 124.8717
15.12. | 8 | 124.8717
15.12. | 9 | 124.8717
15.12. | 10 | 124.8717
15.12. | 11 | 124.8717
15.12. | 12 | 124.8717
15.12. | 13 | 124.8717
15.12. | 14 | 124.8717
15.12. | 15 | 124.8717
15.12. | 16 | 124.8717
15.12. | 17 | 124.8717
15.12. | 18 | 124.8717
15.12. | 19 | 124.8717
15.12. | 20 | 124.8717
15.12. | 21 | 124.8717
15.12. | 22 | 124.8717
15.12. | 23 | 124.8717
15.12. | 24 | 124.8717
16.12. | 1 | 124.8717
16.12. | 2 | 124.8717
16.12. | 3 | 124.8717
16.12. | 4 | 124.8717
16.12. | 5 | 124.8717
16.12. | 6 | 124.8717
16.12. | 7 | 124.8717
16.12. | 8 | 124.8717
16.12. | 9 | 124.8717
16.12. | 10 | 124.8717
16.12. | 11 | 124.8717
16.12. | 12 | 124.8717
16.12. | 13 | 124.8717
16.12. | 14 | 124.8717
16.12. | 15 | 124.8717
16.12. | 16 | 124.8717
16.12. | 17 | 124.8717
16.12. | 18 | 124.8717
16.12. | 19 | 124.8717
16.12. | 20 | 124.8717
16.12. | 21 | 124.8717
16.12. | 22 | 124.8717
16.12. | 23 | 124.8717
16.12. | 24 | 124.8717
17.12. | 1 | 124.8717
17.12. | 2 | 124.8717
17.12. | 3 | 124.8717
17.12. | 4 | 124.8717
17.12. | 5 | 124.8717
17.12. | 6 | 124.8717
17.12. | 7 | 124.8717
17.12. | 8 | 124.8717
17.12. | 9 | 124.8717
17.12. | 10 | 124.8717
17.12. | 11 | 124.8717
17.12. | 12 | 124.8717
17.12. | 13 | 124.8717
17.12. | 14 | 124.8717
17.12. | 15 | 124.8717
17.12. | 16 | 124.8717
17.12. | 17 | 124.8717
17.12. | 18 | 124.8717
17.12. | 19 | 124.8717
17.12. | 20 | 124.8717
17.12. | 21 | 124.8717
17.12. | 22 | 124.8717
17.12. | 23 | 124.8717
17.12. | 24 | 124.8717
18.12. | 1 | 124.8717
18.12. | 2 | 124.8717
18.12. | 3 | 124.8717
18.12. | 4 | 124.8717
18.12. | 5 | 124.8717
18.12. | 6 | 124.8717
18.12. | 7 | 124.8717
18.12. | 8 | 124.8717
18.12. | 9 | 124.8717
18.12. | 10 | 124.8717
18.12. | 11 | 124.8717
18.12. | 12 | 124.8717
18.12. | 13 | 124.8717
18.12. | 14 | 124.8717
18.12. | 15 | 124.8717
18.12. | 16 | 124.8717
18.12. | 17 | 124.8717
18.12. | 18 | 124.8717
18.12. | 19 | 124.8717
18.12. | 20 | 124.8717
18.12. | 21 | 124.8717
18.12. | 22 | 124.8717
18.12. | 23 | 124.8717
18.12. | 24 | 124.8717
19.12. | 1 | 124.8717
19.12. | 2 | 124.8717
19.12. | 3 | 124.8717
19.12. | 4 | 124.8717
19.12. | 5 | 124.8717
19.12. | 6 | 124.8717
19.12. | 7 | 124.8717
19.12. | 8 | 124.8717
19.12. | 9 | 124.8717
19.12. | 10 | 124.8717
19.12. | 11 | 124.8717
19.12. | 12 | 124.8717
19.12. | 13 | 124.8717
19.12. | 14 | 124.8717
19.12. | 15 | 124.8717
19.12. | 16 | 124.8717
19.12. | 17 | 124.8717
19.12. | 18 | 124.8717
19.12. | 19 | 124.8717
19.12. | 20 | 124.8717
19.12. | 21 | 124.8717
19.12. | 22 | 124.8717
19.12. | 23 | 124.8717
19.12. | 24 | 124.8717
20.12. | 1 | 124.8717
20.12. | 2 | 124.8717
20.12. | 3 | 124.8717
20.12. | 4 | 124.8717
20.12. | 5 | 124.8717
20.12. | 6 | 124.8717
20.12. | 7 | 124.8717
20.12. | 8 | 124.8717
20.12. | 9 | 124.8717
20.12. | 10 | 124.8717
20.12. | 11 | 124.8717
20.12. | 12 | 124.8717
20.12. | 13 | 124.8717
20.12. | 14 | 124.8717
20.12. | 15 | 124.8717
20.12. | 16 | 124.8717
20.12. | 17 | 124.8717
20.12. | 18 | 124.8717
20.12. | 19 | 124.8717
20.12. | 20 | 124.8717
20.12. | 21 | 124.8717
20.12. | 22 | 124.8717
20.12. | 23 | 124.8717
20.12. | 24 | 124.8717
21.12. | 1 | 124.8717
21.12. | 2 | 124.8717
21.12. | 3 | 124.8717
21.12. | 4 | 124.8717
21.12. | 5 | 124.8717
21.12. | 6 | 124.8717
21.12. | 7 | 124.8717
21.12. | 8 | 124.8717
21.12. | 9 | 124.8717
21.12. | 10 | 124.8717
21.12. | 11 | 124.8717
21.12. | 12 | 124.8717
21.12. | 13 | 124.8717
21.12. | 14 | 124.8717
21.12. | 15 | 124.8717
21.12. | 16 | 124.8717
21.12. | 17 | 124.8717
21.12. | 18 | 124.8717
21.12. | 19 | 124.8717
21.12. | 20 | 124.8717
21.12. | 21 | 124.8717
21.12. | 22 | 124.8717
21.12. | 23 | 124.8717
21.12. | 24 | 124.8717
22.12. | 1 | 124.8717
22.12. | 2 | 124.8717
22.12. | 3 | 124.8717
22.12. | 4 | 124.8717
22.12. | 5 | 124.8717
22.12. | 6 | 124.8717
22.12. | 7 | 124.8717
22.12. | 8 | 124.8717
22.12. | 9 | 124.8717
22.12. | 10 | 124.8717
22.12. | 11 | 124.8717
22.12. | 12 | 124.8717
22.12. | 13 | 124.8717
22.12. | 14 | 124.8717
22.12. | 15 | 124.8717
22.12. | 16 | 124.8717
22.12. | 17 | 124.8717
22.12. | 18 | 124.8717
22.12. | 19 | 124.8717
22.12. | 20 | 124.8717
22.12. | 21 | 124.8717
22.12. | 22 | 124.8717
22.12. | 23 | 124.8717
22.12. | 24 | 124.8717
23.12. | 1 | 124.8717
23.12. | 2 | 124.8717
23.12. | 3 | 124.8717
23.12. | 4 | 124.8717
23.12. | 5 | 124.8717
23.12. | 6 | 124.8717
23.12. | 7 | 124.8717
23.12. | 8 | 124.8717
23.12. | 9 | 124.8717
23.12. | 10 | 124.8717
23.12. | 11 | 124.8717
23.12. | 12 | 124.8717
23.12. | 13 | 124.8717
23.12. | 14 | 124.8717
23.12. | 15 | 124.8717
23.12. | 16 | 124.8717
23.12. | 17 | 124.8717
23.12. | 18 | 124.8717
23.12. | 19 | 124.8717
23.12. | 20 | 124.8717
23.12. | 21 | 124.8717
23.12. | 22 | 124.8717
23.12. | 23 | 124.8717
23.12. | 24 | 124.8717
24.12. | 1 | 124.8717
24.12. | 2 | 124.8717
24.12. | 3 | 124.8717
24.12. | 4 | 124.8717
24.12. | 5 | 124.8717
24.12. | 6 | 124.8717
24.12. | 7 | 124.8717
24.12. | 8 | 124.8717
24.12. | 9 | 124.8717
24.12. | 10 | 124.8717
24.12. | 11 | 124.8717
24.12. | 12 | 124.8717
24.12. | 13 | 124.8717
24.12. | 14 | 124.8717
24.12. | 15 | 124.8717
24.12. | 16 | 124.8717
24.12. | 17 | 124.8717
24.12. | 18 | 124.8717
24.12. | 19 | 124.8717
24.12. | 20 | 124.8717
24.12. | 21 | 124.8717
24.12. | 22 | 124.8717
24.12. | 23 | 124.8717
24.12. | 24 | 124.8717
25.12. | 1 | 124.8717
25.12. | 2 | 124.8717
25.12. | 3 | 124.8717
25.12. | 4 | 124.8717
25.12. | 5 | 124.8717
25.12. | 6 | 124.8717
25.12. | 7 | 124.8717
25.12. | 8 | 124.8717
25.12. | 9 | 124.8717
25.12. | 10 | 124.8717
25.12. | 11 | 124.8717
25.12. | 12 | 124.8717
25.12. | 13 | 124.8717
25.12. | 14 | 124.8717
25.12. | 15 | 124.8717
25.12. | 16 | 124.8717
25.12. | 17 | 124.8717
25.12. | 18 | 124.8717
25.12. | 19 | 124.8717
25.12. | 20 | 124.8717
25.12. | 21 | 124.8717
25.12. | 22 | 124.8717
25.12. | 23 | 124.8717
25.12. | 24 | 124.8717
26.12. | 1 | 124.8717
26.12. | 2 | 124.8717
26.12. | 3 | 124.8717
26.12. | 4 | 124.8717
26.12. | 5 | 124.8717
26.12. | 6 | 124.8717
26.12. | 7 | 124.8717
26.12. | 8 | 124.8717
26.12. | 9 | 124.8717
26.12. | 10 | 124.8717
26.12. | 11 | 124.8717
26.12. | 12 | 124.8717
26.12. | 13 | 124.8717
26.12. | 14 | 124.8717
26.12. | 15 | 124.8717
26.12. | 16 | 124.8717
26.12. | 17 | 124.8717
26.12. | 18 | 124.8717
26.12. | 19 | 124.8717
26.12. | 20 | 124.8717
26.12. | 21 | 124.8717
26.12. | 22 | 124.8717
26.12. | 23 | 124.8717
26.12. | 24 | 124.8717
27.12. | 1 | 124.8717
27.12. | 2 | 124.8717
27.12. | 3 | 124.8717
27.12. | 4 | 124.8717
27.12. | 5 | 124.8717
27.12. | 6 | 124.8717
27.12. | 7 | 124.8717
27.12. | 8 | 124.8717
27.12. | 9 | 124.8717
27.12. | 10 | 124.8717
27.12. | 11 | 124.8717
27.12. | 12 | 124.8717
27.12. | 13 | 124.8717
27.12. | 14 | 124.8717
27.12. | 15 | 124.8717
27.12. | 16 | 124.8717
27.12. | 17 | 124.8717
27.12. | 18 | 124.8717
27.12. | 19 | 124.8717
27.12. | 20 | 124.8717
27.12. | 21 | 124.8717
27.12. | 22 | 124.8717
27.12. | 23 | 124.8717
27.12. | 24 | 124.8717
28.12. | 1 | 124.8717
28.12. | 2 | 124.8717
28.12. | 3 | 124.8717
28.12. | 4 | 124.8717
28.12. | 5 | 124.8717
28.12. | 6 | 124.8717
28.12. | 7 | 124.8717
28.12. | 8 | 124.8717
28.12. | 9 | 124.8717
28.12. | 10 | 124.8717
28.12. | 11 | 124.8717
28.12. | 12 | 124.8717
28.12. | 13 | 124.8717
28.12. | 14 | 124.8717
28.12. | 15 | 124.8717
28.12. | 16 | 124.8717
28.12. | 17 | 124.8717
28.12. | 18 | 124.8717
28.12. | 19 | 124.8717
28.12. | 20 | 124.8717
28.12. | 21 | 124.8717
28.12. | 22 | 124.8717
28.12. | 23 | 124.8717
28.12. | 24 | 124.8717
29.12. | 1 | 124.8717
29.12. | 2 | 124.8717
29.12. | 3 | 124.8717
29.12. | 4 | 124.8717
29.12. | 5 | 124.8717
29.12. | 6 | 124.8717
29.12. | 7 | 124.8717
29.12. | 8 | 124.8717
29.12. | 9 | 124.8717
29.12. | 10 | 124.8717
29.12. | 11 | 124.8717
29.12. | 12 | 124.8717
29.12. | 13 | 124.8717
29.12. | 14 | 124.8717
29.12. | 15 | 124.8717
29.12. | 16 | 124.8717
29.12. | 17 | 124.8717
29.12. | 18 | 124.8717
29.12. | 19 | 124.8717
29.12. | 20 | 124.8717
29.12. | 21 | 124.8717
29.12. | 22 | 124.8717
29.12. | 23 | 124.8717
29.12. | 24 | 124.8717
30.12. | 1 | 124.8717
30.12. | 2 | 124.8717
30.12. | 3 | 124.8717
30.12. | 4 | 124.8717
30.12. | 5 | 124.8717
30.12. | 6 | 124.8717
30.12. | 7 | 124.8717
30.12. | 8 | 124.8717
30.12. | 9 | 124.8717
30.12. | 10 | 124.8717
30.12. | 11 | 124.8717
30.12. | 12 | 124.8717
30.12. | 13 | 124.8717
30.12. | 14 | 124.8717
30.12. | 15 | 124.8717
30.12. | 16 | 124.8717
30.12. | 17 | 124.8717
30.12. | 18 | 124.8717
30.12. | 19 | 124.8717
30.12. | 20 | 124.8717
30.12. | 21 | 124.8717
30.12. | 22 | 124.8717
30.12. | 23 | 124.8717
30.12. | 24 | 124.8717
31.12. | 1 | 124.8717
31.12. | 2 | 124.8717
31.12. | 3 | 124.8717
31.12. | 4 | 124.8717
31.12. | 5 | 124.8717
31.12. | 6 | 124.8717
31.12. | 7 | 124.8717
31.12. | 8 | 124.8717
31.12. | 9 | 124.8717
31.12. | 10 | 124.8717
31.12. | 11 | 124.8717
31.12. | 12 | 124.8717
31.12. | 13 | 124.8717
31.12. | 14 | 124.8717
31.12. | 15 | 124.8717
31.12. | 16 | 124.8717
31.12. | 17 | 124.8717
31.12. | 18 | 124.8717
31.12. | 19 | 124.8717
31.12. | 20 | 124.8717
31.12. | 21 | 124.8717
31.12. | 22 | 124.8717
31.12. | 23 | 124.8717
31.12. | 24 | 124.8717

## Exchanges
ENTSO-E Market Modelling Database: Exchanges with non-ENTSO-E countries
Country:
Market Node: | SK00
Year:
Climate year |  |  | N.B. use convention first January always Monday (2007 calendar year) --> see guidelines for further details
Scenario
name of the non-ENTSOE country:
average import capacity from non-ENTSO-E country (MW) (optional):
average export capacity to non-ENTSO-E country (MW) (optional):
name of the non-ENTSOE country:
average import capacity from non-ENTSO-E country (MW) (optional):
average export capacity to non-ENTSO-E country (MW) (optional):
name of the non-ENTSOE country:
average import capacity from non-ENTSO-E country (MW) (optional):
average export capacity to non-ENTSO-E country (MW) (optional):
name of the non-ENTSOE country:
average import capacity from non-ENTSO-E country (MW) (optional):
average export capacity to non-ENTSO-E country (MW) (optional):
name of the non-ENTSOE country:
average import capacity from non-ENTSO-E country (MW) (optional):
average export capacity to non-ENTSO-E country (MW) (optional):
Date | Hour | Total exchanges with all non ENTSO-E countries (MW) (>0 for import)
01.01. | 1
01.01. | 2
01.01. | 3
01.01. | 4
01.01. | 5
01.01. | 6
01.01. | 7
01.01. | 8
01.01. | 9
01.01. | 10
01.01. | 11
01.01. | 12
01.01. | 13
01.01. | 14
01.01. | 15
01.01. | 16
01.01. | 17
01.01. | 18
01.01. | 19
01.01. | 20
01.01. | 21
01.01. | 22
01.01. | 23
01.01. | 24
02.01. | 1
02.01. | 2
02.01. | 3
02.01. | 4
02.01. | 5
02.01. | 6
02.01. | 7
02.01. | 8
02.01. | 9
02.01. | 10
02.01. | 11
02.01. | 12
02.01. | 13
02.01. | 14
02.01. | 15
02.01. | 16
02.01. | 17
02.01. | 18
02.01. | 19
02.01. | 20
02.01. | 21
02.01. | 22
02.01. | 23
02.01. | 24
03.01. | 1
03.01. | 2
03.01. | 3
03.01. | 4
03.01. | 5
03.01. | 6
03.01. | 7
03.01. | 8
03.01. | 9
03.01. | 10
03.01. | 11
03.01. | 12
03.01. | 13
03.01. | 14
03.01. | 15
03.01. | 16
03.01. | 17
03.01. | 18
03.01. | 19
03.01. | 20
03.01. | 21
03.01. | 22
03.01. | 23
03.01. | 24
04.01. | 1
04.01. | 2
04.01. | 3
04.01. | 4
04.01. | 5
04.01. | 6
04.01. | 7
04.01. | 8
04.01. | 9
04.01. | 10
04.01. | 11
04.01. | 12
04.01. | 13
04.01. | 14
04.01. | 15
04.01. | 16
04.01. | 17
04.01. | 18
04.01. | 19
04.01. | 20
04.01. | 21
04.01. | 22
04.01. | 23
04.01. | 24
05.01. | 1
05.01. | 2
05.01. | 3
05.01. | 4
05.01. | 5
05.01. | 6
05.01. | 7
05.01. | 8
05.01. | 9
05.01. | 10
05.01. | 11
05.01. | 12
05.01. | 13
05.01. | 14
05.01. | 15
05.01. | 16
05.01. | 17
05.01. | 18
05.01. | 19
05.01. | 20
05.01. | 21
05.01. | 22
05.01. | 23
05.01. | 24
06.01. | 1
06.01. | 2
06.01. | 3
06.01. | 4
06.01. | 5
06.01. | 6
06.01. | 7
06.01. | 8
06.01. | 9
06.01. | 10
06.01. | 11
06.01. | 12
06.01. | 13
06.01. | 14
06.01. | 15
06.01. | 16
06.01. | 17
06.01. | 18
06.01. | 19
06.01. | 20
06.01. | 21
06.01. | 22
06.01. | 23
06.01. | 24
07.01. | 1
07.01. | 2
07.01. | 3
07.01. | 4
07.01. | 5
07.01. | 6
07.01. | 7
07.01. | 8
07.01. | 9
07.01. | 10
07.01. | 11
07.01. | 12
07.01. | 13
07.01. | 14
07.01. | 15
07.01. | 16
07.01. | 17
07.01. | 18
07.01. | 19
07.01. | 20
07.01. | 21
07.01. | 22
07.01. | 23
07.01. | 24
08.01. | 1
08.01. | 2
08.01. | 3
08.01. | 4
08.01. | 5
08.01. | 6
08.01. | 7
08.01. | 8
08.01. | 9
08.01. | 10
08.01. | 11
08.01. | 12
08.01. | 13
08.01. | 14
08.01. | 15
08.01. | 16
08.01. | 17
08.01. | 18
08.01. | 19
08.01. | 20
08.01. | 21
08.01. | 22
08.01. | 23
08.01. | 24
09.01. | 1
09.01. | 2
09.01. | 3
09.01. | 4
09.01. | 5
09.01. | 6
09.01. | 7
09.01. | 8
09.01. | 9
09.01. | 10
09.01. | 11
09.01. | 12
09.01. | 13
09.01. | 14
09.01. | 15
09.01. | 16
09.01. | 17
09.01. | 18
09.01. | 19
09.01. | 20
09.01. | 21
09.01. | 22
09.01. | 23
09.01. | 24
10.01. | 1
10.01. | 2
10.01. | 3
10.01. | 4
10.01. | 5
10.01. | 6
10.01. | 7
10.01. | 8
10.01. | 9
10.01. | 10
10.01. | 11
10.01. | 12
10.01. | 13
10.01. | 14
10.01. | 15
10.01. | 16
10.01. | 17
10.01. | 18
10.01. | 19
10.01. | 20
10.01. | 21
10.01. | 22
10.01. | 23
10.01. | 24
11.01. | 1
11.01. | 2
11.01. | 3
11.01. | 4
11.01. | 5
11.01. | 6
11.01. | 7
11.01. | 8
11.01. | 9
11.01. | 10
11.01. | 11
11.01. | 12
11.01. | 13
11.01. | 14
11.01. | 15
11.01. | 16
11.01. | 17
11.01. | 18
11.01. | 19
11.01. | 20
11.01. | 21
11.01. | 22
11.01. | 23
11.01. | 24
12.01. | 1
12.01. | 2
12.01. | 3
12.01. | 4
12.01. | 5
12.01. | 6
12.01. | 7
12.01. | 8
12.01. | 9
12.01. | 10
12.01. | 11
12.01. | 12
12.01. | 13
12.01. | 14
12.01. | 15
12.01. | 16
12.01. | 17
12.01. | 18
12.01. | 19
12.01. | 20
12.01. | 21
12.01. | 22
12.01. | 23
12.01. | 24
13.01. | 1
13.01. | 2
13.01. | 3
13.01. | 4
13.01. | 5
13.01. | 6
13.01. | 7
13.01. | 8
13.01. | 9
13.01. | 10
13.01. | 11
13.01. | 12
13.01. | 13
13.01. | 14
13.01. | 15
13.01. | 16
13.01. | 17
13.01. | 18
13.01. | 19
13.01. | 20
13.01. | 21
13.01. | 22
13.01. | 23
13.01. | 24
14.01. | 1
14.01. | 2
14.01. | 3
14.01. | 4
14.01. | 5
14.01. | 6
14.01. | 7
14.01. | 8
14.01. | 9
14.01. | 10
14.01. | 11
14.01. | 12
14.01. | 13
14.01. | 14
14.01. | 15
14.01. | 16
14.01. | 17
14.01. | 18
14.01. | 19
14.01. | 20
14.01. | 21
14.01. | 22
14.01. | 23
14.01. | 24
15.01. | 1
15.01. | 2
15.01. | 3
15.01. | 4
15.01. | 5
15.01. | 6
15.01. | 7
15.01. | 8
15.01. | 9
15.01. | 10
15.01. | 11
15.01. | 12
15.01. | 13
15.01. | 14
15.01. | 15
15.01. | 16
15.01. | 17
15.01. | 18
15.01. | 19
15.01. | 20
15.01. | 21
15.01. | 22
15.01. | 23
15.01. | 24
16.01. | 1
16.01. | 2
16.01. | 3
16.01. | 4
16.01. | 5
16.01. | 6
16.01. | 7
16.01. | 8
16.01. | 9
16.01. | 10
16.01. | 11
16.01. | 12
16.01. | 13
16.01. | 14
16.01. | 15
16.01. | 16
16.01. | 17
16.01. | 18
16.01. | 19
16.01. | 20
16.01. | 21
16.01. | 22
16.01. | 23
16.01. | 24
17.01. | 1
17.01. | 2
17.01. | 3
17.01. | 4
17.01. | 5
17.01. | 6
17.01. | 7
17.01. | 8
17.01. | 9
17.01. | 10
17.01. | 11
17.01. | 12
17.01. | 13
17.01. | 14
17.01. | 15
17.01. | 16
17.01. | 17
17.01. | 18
17.01. | 19
17.01. | 20
17.01. | 21
17.01. | 22
17.01. | 23
17.01. | 24
18.01. | 1
18.01. | 2
18.01. | 3
18.01. | 4
18.01. | 5
18.01. | 6
18.01. | 7
18.01. | 8
18.01. | 9
18.01. | 10
18.01. | 11
18.01. | 12
18.01. | 13
18.01. | 14
18.01. | 15
18.01. | 16
18.01. | 17
18.01. | 18
18.01. | 19
18.01. | 20
18.01. | 21
18.01. | 22
18.01. | 23
18.01. | 24
19.01. | 1
19.01. | 2
19.01. | 3
19.01. | 4
19.01. | 5
19.01. | 6
19.01. | 7
19.01. | 8
19.01. | 9
19.01. | 10
19.01. | 11
19.01. | 12
19.01. | 13
19.01. | 14
19.01. | 15
19.01. | 16
19.01. | 17
19.01. | 18
19.01. | 19
19.01. | 20
19.01. | 21
19.01. | 22
19.01. | 23
19.01. | 24
20.01. | 1
20.01. | 2
20.01. | 3
20.01. | 4
20.01. | 5
20.01. | 6
20.01. | 7
20.01. | 8
20.01. | 9
20.01. | 10
20.01. | 11
20.01. | 12
20.01. | 13
20.01. | 14
20.01. | 15
20.01. | 16
20.01. | 17
20.01. | 18
20.01. | 19
20.01. | 20
20.01. | 21
20.01. | 22
20.01. | 23
20.01. | 24
21.01. | 1
21.01. | 2
21.01. | 3
21.01. | 4
21.01. | 5
21.01. | 6
21.01. | 7
21.01. | 8
21.01. | 9
21.01. | 10
21.01. | 11
21.01. | 12
21.01. | 13
21.01. | 14
21.01. | 15
21.01. | 16
21.01. | 17
21.01. | 18
21.01. | 19
21.01. | 20
21.01. | 21
21.01. | 22
21.01. | 23
21.01. | 24
22.01. | 1
22.01. | 2
22.01. | 3
22.01. | 4
22.01. | 5
22.01. | 6
22.01. | 7
22.01. | 8
22.01. | 9
22.01. | 10
22.01. | 11
22.01. | 12
22.01. | 13
22.01. | 14
22.01. | 15
22.01. | 16
22.01. | 17
22.01. | 18
22.01. | 19
22.01. | 20
22.01. | 21
22.01. | 22
22.01. | 23
22.01. | 24
23.01. | 1
23.01. | 2
23.01. | 3
23.01. | 4
23.01. | 5
23.01. | 6
23.01. | 7
23.01. | 8
23.01. | 9
23.01. | 10
23.01. | 11
23.01. | 12
23.01. | 13
23.01. | 14
23.01. | 15
23.01. | 16
23.01. | 17
23.01. | 18
23.01. | 19
23.01. | 20
23.01. | 21
23.01. | 22
23.01. | 23
23.01. | 24
24.01. | 1
24.01. | 2
24.01. | 3
24.01. | 4
24.01. | 5
24.01. | 6
24.01. | 7
24.01. | 8
24.01. | 9
24.01. | 10
24.01. | 11
24.01. | 12
24.01. | 13
24.01. | 14
24.01. | 15
24.01. | 16
24.01. | 17
24.01. | 18
24.01. | 19
24.01. | 20
24.01. | 21
24.01. | 22
24.01. | 23
24.01. | 24
25.01. | 1
25.01. | 2
25.01. | 3
25.01. | 4
25.01. | 5
25.01. | 6
25.01. | 7
25.01. | 8
25.01. | 9
25.01. | 10
25.01. | 11
25.01. | 12
25.01. | 13
25.01. | 14
25.01. | 15
25.01. | 16
25.01. | 17
25.01. | 18
25.01. | 19
25.01. | 20
25.01. | 21
25.01. | 22
25.01. | 23
25.01. | 24
26.01. | 1
26.01. | 2
26.01. | 3
26.01. | 4
26.01. | 5
26.01. | 6
26.01. | 7
26.01. | 8
26.01. | 9
26.01. | 10
26.01. | 11
26.01. | 12
26.01. | 13
26.01. | 14
26.01. | 15
26.01. | 16
26.01. | 17
26.01. | 18
26.01. | 19
26.01. | 20
26.01. | 21
26.01. | 22
26.01. | 23
26.01. | 24
27.01. | 1
27.01. | 2
27.01. | 3
27.01. | 4
27.01. | 5
27.01. | 6
27.01. | 7
27.01. | 8
27.01. | 9
27.01. | 10
27.01. | 11
27.01. | 12
27.01. | 13
27.01. | 14
27.01. | 15
27.01. | 16
27.01. | 17
27.01. | 18
27.01. | 19
27.01. | 20
27.01. | 21
27.01. | 22
27.01. | 23
27.01. | 24
28.01. | 1
28.01. | 2
28.01. | 3
28.01. | 4
28.01. | 5
28.01. | 6
28.01. | 7
28.01. | 8
28.01. | 9
28.01. | 10
28.01. | 11
28.01. | 12
28.01. | 13
28.01. | 14
28.01. | 15
28.01. | 16
28.01. | 17
28.01. | 18
28.01. | 19
28.01. | 20
28.01. | 21
28.01. | 22
28.01. | 23
28.01. | 24
29.01. | 1
29.01. | 2
29.01. | 3
29.01. | 4
29.01. | 5
29.01. | 6
29.01. | 7
29.01. | 8
29.01. | 9
29.01. | 10
29.01. | 11
29.01. | 12
29.01. | 13
29.01. | 14
29.01. | 15
29.01. | 16
29.01. | 17
29.01. | 18
29.01. | 19
29.01. | 20
29.01. | 21
29.01. | 22
29.01. | 23
29.01. | 24
30.01. | 1
30.01. | 2
30.01. | 3
30.01. | 4
30.01. | 5
30.01. | 6
30.01. | 7
30.01. | 8
30.01. | 9
30.01. | 10
30.01. | 11
30.01. | 12
30.01. | 13
30.01. | 14
30.01. | 15
30.01. | 16
30.01. | 17
30.01. | 18
30.01. | 19
30.01. | 20
30.01. | 21
30.01. | 22
30.01. | 23
30.01. | 24
31.01. | 1
31.01. | 2
31.01. | 3
31.01. | 4
31.01. | 5
31.01. | 6
31.01. | 7
31.01. | 8
31.01. | 9
31.01. | 10
31.01. | 11
31.01. | 12
31.01. | 13
31.01. | 14
31.01. | 15
31.01. | 16
31.01. | 17
31.01. | 18
31.01. | 19
31.01. | 20
31.01. | 21
31.01. | 22
31.01. | 23
31.01. | 24
01.02. | 1
01.02. | 2
01.02. | 3
01.02. | 4
01.02. | 5
01.02. | 6
01.02. | 7
01.02. | 8
01.02. | 9
01.02. | 10
01.02. | 11
01.02. | 12
01.02. | 13
01.02. | 14
01.02. | 15
01.02. | 16
01.02. | 17
01.02. | 18
01.02. | 19
01.02. | 20
01.02. | 21
01.02. | 22
01.02. | 23
01.02. | 24
02.02. | 1
02.02. | 2
02.02. | 3
02.02. | 4
02.02. | 5
02.02. | 6
02.02. | 7
02.02. | 8
02.02. | 9
02.02. | 10
02.02. | 11
02.02. | 12
02.02. | 13
02.02. | 14
02.02. | 15
02.02. | 16
02.02. | 17
02.02. | 18
02.02. | 19
02.02. | 20
02.02. | 21
02.02. | 22
02.02. | 23
02.02. | 24
03.02. | 1
03.02. | 2
03.02. | 3
03.02. | 4
03.02. | 5
03.02. | 6
03.02. | 7
03.02. | 8
03.02. | 9
03.02. | 10
03.02. | 11
03.02. | 12
03.02. | 13
03.02. | 14
03.02. | 15
03.02. | 16
03.02. | 17
03.02. | 18
03.02. | 19
03.02. | 20
03.02. | 21
03.02. | 22
03.02. | 23
03.02. | 24
04.02. | 1
04.02. | 2
04.02. | 3
04.02. | 4
04.02. | 5
04.02. | 6
04.02. | 7
04.02. | 8
04.02. | 9
04.02. | 10
04.02. | 11
04.02. | 12
04.02. | 13
04.02. | 14
04.02. | 15
04.02. | 16
04.02. | 17
04.02. | 18
04.02. | 19
04.02. | 20
04.02. | 21
04.02. | 22
04.02. | 23
04.02. | 24
05.02. | 1
05.02. | 2
05.02. | 3
05.02. | 4
05.02. | 5
05.02. | 6
05.02. | 7
05.02. | 8
05.02. | 9
05.02. | 10
05.02. | 11
05.02. | 12
05.02. | 13
05.02. | 14
05.02. | 15
05.02. | 16
05.02. | 17
05.02. | 18
05.02. | 19
05.02. | 20
05.02. | 21
05.02. | 22
05.02. | 23
05.02. | 24
06.02. | 1
06.02. | 2
06.02. | 3
06.02. | 4
06.02. | 5
06.02. | 6
06.02. | 7
06.02. | 8
06.02. | 9
06.02. | 10
06.02. | 11
06.02. | 12
06.02. | 13
06.02. | 14
06.02. | 15
06.02. | 16
06.02. | 17
06.02. | 18
06.02. | 19
06.02. | 20
06.02. | 21
06.02. | 22
06.02. | 23
06.02. | 24
07.02. | 1
07.02. | 2
07.02. | 3
07.02. | 4
07.02. | 5
07.02. | 6
07.02. | 7
07.02. | 8
07.02. | 9
07.02. | 10
07.02. | 11
07.02. | 12
07.02. | 13
07.02. | 14
07.02. | 15
07.02. | 16
07.02. | 17
07.02. | 18
07.02. | 19
07.02. | 20
07.02. | 21
07.02. | 22
07.02. | 23
07.02. | 24
08.02. | 1
08.02. | 2
08.02. | 3
08.02. | 4
08.02. | 5
08.02. | 6
08.02. | 7
08.02. | 8
08.02. | 9
08.02. | 10
08.02. | 11
08.02. | 12
08.02. | 13
08.02. | 14
08.02. | 15
08.02. | 16
08.02. | 17
08.02. | 18
08.02. | 19
08.02. | 20
08.02. | 21
08.02. | 22
08.02. | 23
08.02. | 24
09.02. | 1
09.02. | 2
09.02. | 3
09.02. | 4
09.02. | 5
09.02. | 6
09.02. | 7
09.02. | 8
09.02. | 9
09.02. | 10
09.02. | 11
09.02. | 12
09.02. | 13
09.02. | 14
09.02. | 15
09.02. | 16
09.02. | 17
09.02. | 18
09.02. | 19
09.02. | 20
09.02. | 21
09.02. | 22
09.02. | 23
09.02. | 24
10.02. | 1
10.02. | 2
10.02. | 3
10.02. | 4
10.02. | 5
10.02. | 6
10.02. | 7
10.02. | 8
10.02. | 9
10.02. | 10
10.02. | 11
10.02. | 12
10.02. | 13
10.02. | 14
10.02. | 15
10.02. | 16
10.02. | 17
10.02. | 18
10.02. | 19
10.02. | 20
10.02. | 21
10.02. | 22
10.02. | 23
10.02. | 24
11.02. | 1
11.02. | 2
11.02. | 3
11.02. | 4
11.02. | 5
11.02. | 6
11.02. | 7
11.02. | 8
11.02. | 9
11.02. | 10
11.02. | 11
11.02. | 12
11.02. | 13
11.02. | 14
11.02. | 15
11.02. | 16
11.02. | 17
11.02. | 18
11.02. | 19
11.02. | 20
11.02. | 21
11.02. | 22
11.02. | 23
11.02. | 24
12.02. | 1
12.02. | 2
12.02. | 3
12.02. | 4
12.02. | 5
12.02. | 6
12.02. | 7
12.02. | 8
12.02. | 9
12.02. | 10
12.02. | 11
12.02. | 12
12.02. | 13
12.02. | 14
12.02. | 15
12.02. | 16
12.02. | 17
12.02. | 18
12.02. | 19
12.02. | 20
12.02. | 21
12.02. | 22
12.02. | 23
12.02. | 24
13.02. | 1
13.02. | 2
13.02. | 3
13.02. | 4
13.02. | 5
13.02. | 6
13.02. | 7
13.02. | 8
13.02. | 9
13.02. | 10
13.02. | 11
13.02. | 12
13.02. | 13
13.02. | 14
13.02. | 15
13.02. | 16
13.02. | 17
13.02. | 18
13.02. | 19
13.02. | 20
13.02. | 21
13.02. | 22
13.02. | 23
13.02. | 24
14.02. | 1
14.02. | 2
14.02. | 3
14.02. | 4
14.02. | 5
14.02. | 6
14.02. | 7
14.02. | 8
14.02. | 9
14.02. | 10
14.02. | 11
14.02. | 12
14.02. | 13
14.02. | 14
14.02. | 15
14.02. | 16
14.02. | 17
14.02. | 18
14.02. | 19
14.02. | 20
14.02. | 21
14.02. | 22
14.02. | 23
14.02. | 24
15.02. | 1
15.02. | 2
15.02. | 3
15.02. | 4
15.02. | 5
15.02. | 6
15.02. | 7
15.02. | 8
15.02. | 9
15.02. | 10
15.02. | 11
15.02. | 12
15.02. | 13
15.02. | 14
15.02. | 15
15.02. | 16
15.02. | 17
15.02. | 18
15.02. | 19
15.02. | 20
15.02. | 21
15.02. | 22
15.02. | 23
15.02. | 24
16.02. | 1
16.02. | 2
16.02. | 3
16.02. | 4
16.02. | 5
16.02. | 6
16.02. | 7
16.02. | 8
16.02. | 9
16.02. | 10
16.02. | 11
16.02. | 12
16.02. | 13
16.02. | 14
16.02. | 15
16.02. | 16
16.02. | 17
16.02. | 18
16.02. | 19
16.02. | 20
16.02. | 21
16.02. | 22
16.02. | 23
16.02. | 24
17.02. | 1
17.02. | 2
17.02. | 3
17.02. | 4
17.02. | 5
17.02. | 6
17.02. | 7
17.02. | 8
17.02. | 9
17.02. | 10
17.02. | 11
17.02. | 12
17.02. | 13
17.02. | 14
17.02. | 15
17.02. | 16
17.02. | 17
17.02. | 18
17.02. | 19
17.02. | 20
17.02. | 21
17.02. | 22
17.02. | 23
17.02. | 24
18.02. | 1
18.02. | 2
18.02. | 3
18.02. | 4
18.02. | 5
18.02. | 6
18.02. | 7
18.02. | 8
18.02. | 9
18.02. | 10
18.02. | 11
18.02. | 12
18.02. | 13
18.02. | 14
18.02. | 15
18.02. | 16
18.02. | 17
18.02. | 18
18.02. | 19
18.02. | 20
18.02. | 21
18.02. | 22
18.02. | 23
18.02. | 24
19.02. | 1
19.02. | 2
19.02. | 3
19.02. | 4
19.02. | 5
19.02. | 6
19.02. | 7
19.02. | 8
19.02. | 9
19.02. | 10
19.02. | 11
19.02. | 12
19.02. | 13
19.02. | 14
19.02. | 15
19.02. | 16
19.02. | 17
19.02. | 18
19.02. | 19
19.02. | 20
19.02. | 21
19.02. | 22
19.02. | 23
19.02. | 24
20.02. | 1
20.02. | 2
20.02. | 3
20.02. | 4
20.02. | 5
20.02. | 6
20.02. | 7
20.02. | 8
20.02. | 9
20.02. | 10
20.02. | 11
20.02. | 12
20.02. | 13
20.02. | 14
20.02. | 15
20.02. | 16
20.02. | 17
20.02. | 18
20.02. | 19
20.02. | 20
20.02. | 21
20.02. | 22
20.02. | 23
20.02. | 24
21.02. | 1
21.02. | 2
21.02. | 3
21.02. | 4
21.02. | 5
21.02. | 6
21.02. | 7
21.02. | 8
21.02. | 9
21.02. | 10
21.02. | 11
21.02. | 12
21.02. | 13
21.02. | 14
21.02. | 15
21.02. | 16
21.02. | 17
21.02. | 18
21.02. | 19
21.02. | 20
21.02. | 21
21.02. | 22
21.02. | 23
21.02. | 24
22.02. | 1
22.02. | 2
22.02. | 3
22.02. | 4
22.02. | 5
22.02. | 6
22.02. | 7
22.02. | 8
22.02. | 9
22.02. | 10
22.02. | 11
22.02. | 12
22.02. | 13
22.02. | 14
22.02. | 15
22.02. | 16
22.02. | 17
22.02. | 18
22.02. | 19
22.02. | 20
22.02. | 21
22.02. | 22
22.02. | 23
22.02. | 24
23.02. | 1
23.02. | 2
23.02. | 3
23.02. | 4
23.02. | 5
23.02. | 6
23.02. | 7
23.02. | 8
23.02. | 9
23.02. | 10
23.02. | 11
23.02. | 12
23.02. | 13
23.02. | 14
23.02. | 15
23.02. | 16
23.02. | 17
23.02. | 18
23.02. | 19
23.02. | 20
23.02. | 21
23.02. | 22
23.02. | 23
23.02. | 24
24.02. | 1
24.02. | 2
24.02. | 3
24.02. | 4
24.02. | 5
24.02. | 6
24.02. | 7
24.02. | 8
24.02. | 9
24.02. | 10
24.02. | 11
24.02. | 12
24.02. | 13
24.02. | 14
24.02. | 15
24.02. | 16
24.02. | 17
24.02. | 18
24.02. | 19
24.02. | 20
24.02. | 21
24.02. | 22
24.02. | 23
24.02. | 24
25.02. | 1
25.02. | 2
25.02. | 3
25.02. | 4
25.02. | 5
25.02. | 6
25.02. | 7
25.02. | 8
25.02. | 9
25.02. | 10
25.02. | 11
25.02. | 12
25.02. | 13
25.02. | 14
25.02. | 15
25.02. | 16
25.02. | 17
25.02. | 18
25.02. | 19
25.02. | 20
25.02. | 21
25.02. | 22
25.02. | 23
25.02. | 24
26.02. | 1
26.02. | 2
26.02. | 3
26.02. | 4
26.02. | 5
26.02. | 6
26.02. | 7
26.02. | 8
26.02. | 9
26.02. | 10
26.02. | 11
26.02. | 12
26.02. | 13
26.02. | 14
26.02. | 15
26.02. | 16
26.02. | 17
26.02. | 18
26.02. | 19
26.02. | 20
26.02. | 21
26.02. | 22
26.02. | 23
26.02. | 24
27.02. | 1
27.02. | 2
27.02. | 3
27.02. | 4
27.02. | 5
27.02. | 6
27.02. | 7
27.02. | 8
27.02. | 9
27.02. | 10
27.02. | 11
27.02. | 12
27.02. | 13
27.02. | 14
27.02. | 15
27.02. | 16
27.02. | 17
27.02. | 18
27.02. | 19
27.02. | 20
27.02. | 21
27.02. | 22
27.02. | 23
27.02. | 24
28.02. | 1
28.02. | 2
28.02. | 3
28.02. | 4
28.02. | 5
28.02. | 6
28.02. | 7
28.02. | 8
28.02. | 9
28.02. | 10
28.02. | 11
28.02. | 12
28.02. | 13
28.02. | 14
28.02. | 15
28.02. | 16
28.02. | 17
28.02. | 18
28.02. | 19
28.02. | 20
28.02. | 21
28.02. | 22
28.02. | 23
28.02. | 24
01.03. | 1
01.03. | 2
01.03. | 3
01.03. | 4
01.03. | 5
01.03. | 6
01.03. | 7
01.03. | 8
01.03. | 9
01.03. | 10
01.03. | 11
01.03. | 12
01.03. | 13
01.03. | 14
01.03. | 15
01.03. | 16
01.03. | 17
01.03. | 18
01.03. | 19
01.03. | 20
01.03. | 21
01.03. | 22
01.03. | 23
01.03. | 24
02.03. | 1
02.03. | 2
02.03. | 3
02.03. | 4
02.03. | 5
02.03. | 6
02.03. | 7
02.03. | 8
02.03. | 9
02.03. | 10
02.03. | 11
02.03. | 12
02.03. | 13
02.03. | 14
02.03. | 15
02.03. | 16
02.03. | 17
02.03. | 18
02.03. | 19
02.03. | 20
02.03. | 21
02.03. | 22
02.03. | 23
02.03. | 24
03.03. | 1
03.03. | 2
03.03. | 3
03.03. | 4
03.03. | 5
03.03. | 6
03.03. | 7
03.03. | 8
03.03. | 9
03.03. | 10
03.03. | 11
03.03. | 12
03.03. | 13
03.03. | 14
03.03. | 15
03.03. | 16
03.03. | 17
03.03. | 18
03.03. | 19
03.03. | 20
03.03. | 21
03.03. | 22
03.03. | 23
03.03. | 24
04.03. | 1
04.03. | 2
04.03. | 3
04.03. | 4
04.03. | 5
04.03. | 6
04.03. | 7
04.03. | 8
04.03. | 9
04.03. | 10
04.03. | 11
04.03. | 12
04.03. | 13
04.03. | 14
04.03. | 15
04.03. | 16
04.03. | 17
04.03. | 18
04.03. | 19
04.03. | 20
04.03. | 21
04.03. | 22
04.03. | 23
04.03. | 24
05.03. | 1
05.03. | 2
05.03. | 3
05.03. | 4
05.03. | 5
05.03. | 6
05.03. | 7
05.03. | 8
05.03. | 9
05.03. | 10
05.03. | 11
05.03. | 12
05.03. | 13
05.03. | 14
05.03. | 15
05.03. | 16
05.03. | 17
05.03. | 18
05.03. | 19
05.03. | 20
05.03. | 21
05.03. | 22
05.03. | 23
05.03. | 24
06.03. | 1
06.03. | 2
06.03. | 3
06.03. | 4
06.03. | 5
06.03. | 6
06.03. | 7
06.03. | 8
06.03. | 9
06.03. | 10
06.03. | 11
06.03. | 12
06.03. | 13
06.03. | 14
06.03. | 15
06.03. | 16
06.03. | 17
06.03. | 18
06.03. | 19
06.03. | 20
06.03. | 21
06.03. | 22
06.03. | 23
06.03. | 24
07.03. | 1
07.03. | 2
07.03. | 3
07.03. | 4
07.03. | 5
07.03. | 6
07.03. | 7
07.03. | 8
07.03. | 9
07.03. | 10
07.03. | 11
07.03. | 12
07.03. | 13
07.03. | 14
07.03. | 15
07.03. | 16
07.03. | 17
07.03. | 18
07.03. | 19
07.03. | 20
07.03. | 21
07.03. | 22
07.03. | 23
07.03. | 24
08.03. | 1
08.03. | 2
08.03. | 3
08.03. | 4
08.03. | 5
08.03. | 6
08.03. | 7
08.03. | 8
08.03. | 9
08.03. | 10
08.03. | 11
08.03. | 12
08.03. | 13
08.03. | 14
08.03. | 15
08.03. | 16
08.03. | 17
08.03. | 18
08.03. | 19
08.03. | 20
08.03. | 21
08.03. | 22
08.03. | 23
08.03. | 24
09.03. | 1
09.03. | 2
09.03. | 3
09.03. | 4
09.03. | 5
09.03. | 6
09.03. | 7
09.03. | 8
09.03. | 9
09.03. | 10
09.03. | 11
09.03. | 12
09.03. | 13
09.03. | 14
09.03. | 15
09.03. | 16
09.03. | 17
09.03. | 18
09.03. | 19
09.03. | 20
09.03. | 21
09.03. | 22
09.03. | 23
09.03. | 24
10.03. | 1
10.03. | 2
10.03. | 3
10.03. | 4
10.03. | 5
10.03. | 6
10.03. | 7
10.03. | 8
10.03. | 9
10.03. | 10
10.03. | 11
10.03. | 12
10.03. | 13
10.03. | 14
10.03. | 15
10.03. | 16
10.03. | 17
10.03. | 18
10.03. | 19
10.03. | 20
10.03. | 21
10.03. | 22
10.03. | 23
10.03. | 24
11.03. | 1
11.03. | 2
11.03. | 3
11.03. | 4
11.03. | 5
11.03. | 6
11.03. | 7
11.03. | 8
11.03. | 9
11.03. | 10
11.03. | 11
11.03. | 12
11.03. | 13
11.03. | 14
11.03. | 15
11.03. | 16
11.03. | 17
11.03. | 18
11.03. | 19
11.03. | 20
11.03. | 21
11.03. | 22
11.03. | 23
11.03. | 24
12.03. | 1
12.03. | 2
12.03. | 3
12.03. | 4
12.03. | 5
12.03. | 6
12.03. | 7
12.03. | 8
12.03. | 9
12.03. | 10
12.03. | 11
12.03. | 12
12.03. | 13
12.03. | 14
12.03. | 15
12.03. | 16
12.03. | 17
12.03. | 18
12.03. | 19
12.03. | 20
12.03. | 21
12.03. | 22
12.03. | 23
12.03. | 24
13.03. | 1
13.03. | 2
13.03. | 3
13.03. | 4
13.03. | 5
13.03. | 6
13.03. | 7
13.03. | 8
13.03. | 9
13.03. | 10
13.03. | 11
13.03. | 12
13.03. | 13
13.03. | 14
13.03. | 15
13.03. | 16
13.03. | 17
13.03. | 18
13.03. | 19
13.03. | 20
13.03. | 21
13.03. | 22
13.03. | 23
13.03. | 24
14.03. | 1
14.03. | 2
14.03. | 3
14.03. | 4
14.03. | 5
14.03. | 6
14.03. | 7
14.03. | 8
14.03. | 9
14.03. | 10
14.03. | 11
14.03. | 12
14.03. | 13
14.03. | 14
14.03. | 15
14.03. | 16
14.03. | 17
14.03. | 18
14.03. | 19
14.03. | 20
14.03. | 21
14.03. | 22
14.03. | 23
14.03. | 24
15.03. | 1
15.03. | 2
15.03. | 3
15.03. | 4
15.03. | 5
15.03. | 6
15.03. | 7
15.03. | 8
15.03. | 9
15.03. | 10
15.03. | 11
15.03. | 12
15.03. | 13
15.03. | 14
15.03. | 15
15.03. | 16
15.03. | 17
15.03. | 18
15.03. | 19
15.03. | 20
15.03. | 21
15.03. | 22
15.03. | 23
15.03. | 24
16.03. | 1
16.03. | 2
16.03. | 3
16.03. | 4
16.03. | 5
16.03. | 6
16.03. | 7
16.03. | 8
16.03. | 9
16.03. | 10
16.03. | 11
16.03. | 12
16.03. | 13
16.03. | 14
16.03. | 15
16.03. | 16
16.03. | 17
16.03. | 18
16.03. | 19
16.03. | 20
16.03. | 21
16.03. | 22
16.03. | 23
16.03. | 24
17.03. | 1
17.03. | 2
17.03. | 3
17.03. | 4
17.03. | 5
17.03. | 6
17.03. | 7
17.03. | 8
17.03. | 9
17.03. | 10
17.03. | 11
17.03. | 12
17.03. | 13
17.03. | 14
17.03. | 15
17.03. | 16
17.03. | 17
17.03. | 18
17.03. | 19
17.03. | 20
17.03. | 21
17.03. | 22
17.03. | 23
17.03. | 24
18.03. | 1
18.03. | 2
18.03. | 3
18.03. | 4
18.03. | 5
18.03. | 6
18.03. | 7
18.03. | 8
18.03. | 9
18.03. | 10
18.03. | 11
18.03. | 12
18.03. | 13
18.03. | 14
18.03. | 15
18.03. | 16
18.03. | 17
18.03. | 18
18.03. | 19
18.03. | 20
18.03. | 21
18.03. | 22
18.03. | 23
18.03. | 24
19.03. | 1
19.03. | 2
19.03. | 3
19.03. | 4
19.03. | 5
19.03. | 6
19.03. | 7
19.03. | 8
19.03. | 9
19.03. | 10
19.03. | 11
19.03. | 12
19.03. | 13
19.03. | 14
19.03. | 15
19.03. | 16
19.03. | 17
19.03. | 18
19.03. | 19
19.03. | 20
19.03. | 21
19.03. | 22
19.03. | 23
19.03. | 24
20.03. | 1
20.03. | 2
20.03. | 3
20.03. | 4
20.03. | 5
20.03. | 6
20.03. | 7
20.03. | 8
20.03. | 9
20.03. | 10
20.03. | 11
20.03. | 12
20.03. | 13
20.03. | 14
20.03. | 15
20.03. | 16
20.03. | 17
20.03. | 18
20.03. | 19
20.03. | 20
20.03. | 21
20.03. | 22
20.03. | 23
20.03. | 24
21.03. | 1
21.03. | 2
21.03. | 3
21.03. | 4
21.03. | 5
21.03. | 6
21.03. | 7
21.03. | 8
21.03. | 9
21.03. | 10
21.03. | 11
21.03. | 12
21.03. | 13
21.03. | 14
21.03. | 15
21.03. | 16
21.03. | 17
21.03. | 18
21.03. | 19
21.03. | 20
21.03. | 21
21.03. | 22
21.03. | 23
21.03. | 24
22.03. | 1
22.03. | 2
22.03. | 3
22.03. | 4
22.03. | 5
22.03. | 6
22.03. | 7
22.03. | 8
22.03. | 9
22.03. | 10
22.03. | 11
22.03. | 12
22.03. | 13
22.03. | 14
22.03. | 15
22.03. | 16
22.03. | 17
22.03. | 18
22.03. | 19
22.03. | 20
22.03. | 21
22.03. | 22
22.03. | 23
22.03. | 24
23.03. | 1
23.03. | 2
23.03. | 3
23.03. | 4
23.03. | 5
23.03. | 6
23.03. | 7
23.03. | 8
23.03. | 9
23.03. | 10
23.03. | 11
23.03. | 12
23.03. | 13
23.03. | 14
23.03. | 15
23.03. | 16
23.03. | 17
23.03. | 18
23.03. | 19
23.03. | 20
23.03. | 21
23.03. | 22
23.03. | 23
23.03. | 24
24.03. | 1
24.03. | 2
24.03. | 3
24.03. | 4
24.03. | 5
24.03. | 6
24.03. | 7
24.03. | 8
24.03. | 9
24.03. | 10
24.03. | 11
24.03. | 12
24.03. | 13
24.03. | 14
24.03. | 15
24.03. | 16
24.03. | 17
24.03. | 18
24.03. | 19
24.03. | 20
24.03. | 21
24.03. | 22
24.03. | 23
24.03. | 24
25.03. | 1
25.03. | 2
25.03. | 3
25.03. | 4
25.03. | 5
25.03. | 6
25.03. | 7
25.03. | 8
25.03. | 9
25.03. | 10
25.03. | 11
25.03. | 12
25.03. | 13
25.03. | 14
25.03. | 15
25.03. | 16
25.03. | 17
25.03. | 18
25.03. | 19
25.03. | 20
25.03. | 21
25.03. | 22
25.03. | 23
25.03. | 24
26.03. | 1
26.03. | 2
26.03. | 3
26.03. | 4
26.03. | 5
26.03. | 6
26.03. | 7
26.03. | 8
26.03. | 9
26.03. | 10
26.03. | 11
26.03. | 12
26.03. | 13
26.03. | 14
26.03. | 15
26.03. | 16
26.03. | 17
26.03. | 18
26.03. | 19
26.03. | 20
26.03. | 21
26.03. | 22
26.03. | 23
26.03. | 24
27.03. | 1
27.03. | 2
27.03. | 3
27.03. | 4
27.03. | 5
27.03. | 6
27.03. | 7
27.03. | 8
27.03. | 9
27.03. | 10
27.03. | 11
27.03. | 12
27.03. | 13
27.03. | 14
27.03. | 15
27.03. | 16
27.03. | 17
27.03. | 18
27.03. | 19
27.03. | 20
27.03. | 21
27.03. | 22
27.03. | 23
27.03. | 24
28.03. | 1
28.03. | 2
28.03. | 3
28.03. | 4
28.03. | 5
28.03. | 6
28.03. | 7
28.03. | 8
28.03. | 9
28.03. | 10
28.03. | 11
28.03. | 12
28.03. | 13
28.03. | 14
28.03. | 15
28.03. | 16
28.03. | 17
28.03. | 18
28.03. | 19
28.03. | 20
28.03. | 21
28.03. | 22
28.03. | 23
28.03. | 24
29.03. | 1
29.03. | 2
29.03. | 3
29.03. | 4
29.03. | 5
29.03. | 6
29.03. | 7
29.03. | 8
29.03. | 9
29.03. | 10
29.03. | 11
29.03. | 12
29.03. | 13
29.03. | 14
29.03. | 15
29.03. | 16
29.03. | 17
29.03. | 18
29.03. | 19
29.03. | 20
29.03. | 21
29.03. | 22
29.03. | 23
29.03. | 24
30.03. | 1
30.03. | 2
30.03. | 3
30.03. | 4
30.03. | 5
30.03. | 6
30.03. | 7
30.03. | 8
30.03. | 9
30.03. | 10
30.03. | 11
30.03. | 12
30.03. | 13
30.03. | 14
30.03. | 15
30.03. | 16
30.03. | 17
30.03. | 18
30.03. | 19
30.03. | 20
30.03. | 21
30.03. | 22
30.03. | 23
30.03. | 24
31.03. | 1
31.03. | 2
31.03. | 3
31.03. | 4
31.03. | 5
31.03. | 6
31.03. | 7
31.03. | 8
31.03. | 9
31.03. | 10
31.03. | 11
31.03. | 12
31.03. | 13
31.03. | 14
31.03. | 15
31.03. | 16
31.03. | 17
31.03. | 18
31.03. | 19
31.03. | 20
31.03. | 21
31.03. | 22
31.03. | 23
31.03. | 24
01.04. | 1
01.04. | 2
01.04. | 3
01.04. | 4
01.04. | 5
01.04. | 6
01.04. | 7
01.04. | 8
01.04. | 9
01.04. | 10
01.04. | 11
01.04. | 12
01.04. | 13
01.04. | 14
01.04. | 15
01.04. | 16
01.04. | 17
01.04. | 18
01.04. | 19
01.04. | 20
01.04. | 21
01.04. | 22
01.04. | 23
01.04. | 24
02.04. | 1
02.04. | 2
02.04. | 3
02.04. | 4
02.04. | 5
02.04. | 6
02.04. | 7
02.04. | 8
02.04. | 9
02.04. | 10
02.04. | 11
02.04. | 12
02.04. | 13
02.04. | 14
02.04. | 15
02.04. | 16
02.04. | 17
02.04. | 18
02.04. | 19
02.04. | 20
02.04. | 21
02.04. | 22
02.04. | 23
02.04. | 24
03.04. | 1
03.04. | 2
03.04. | 3
03.04. | 4
03.04. | 5
03.04. | 6
03.04. | 7
03.04. | 8
03.04. | 9
03.04. | 10
03.04. | 11
03.04. | 12
03.04. | 13
03.04. | 14
03.04. | 15
03.04. | 16
03.04. | 17
03.04. | 18
03.04. | 19
03.04. | 20
03.04. | 21
03.04. | 22
03.04. | 23
03.04. | 24
04.04. | 1
04.04. | 2
04.04. | 3
04.04. | 4
04.04. | 5
04.04. | 6
04.04. | 7
04.04. | 8
04.04. | 9
04.04. | 10
04.04. | 11
04.04. | 12
04.04. | 13
04.04. | 14
04.04. | 15
04.04. | 16
04.04. | 17
04.04. | 18
04.04. | 19
04.04. | 20
04.04. | 21
04.04. | 22
04.04. | 23
04.04. | 24
05.04. | 1
05.04. | 2
05.04. | 3
05.04. | 4
05.04. | 5
05.04. | 6
05.04. | 7
05.04. | 8
05.04. | 9
05.04. | 10
05.04. | 11
05.04. | 12
05.04. | 13
05.04. | 14
05.04. | 15
05.04. | 16
05.04. | 17
05.04. | 18
05.04. | 19
05.04. | 20
05.04. | 21
05.04. | 22
05.04. | 23
05.04. | 24
06.04. | 1
06.04. | 2
06.04. | 3
06.04. | 4
06.04. | 5
06.04. | 6
06.04. | 7
06.04. | 8
06.04. | 9
06.04. | 10
06.04. | 11
06.04. | 12
06.04. | 13
06.04. | 14
06.04. | 15
06.04. | 16
06.04. | 17
06.04. | 18
06.04. | 19
06.04. | 20
06.04. | 21
06.04. | 22
06.04. | 23
06.04. | 24
07.04. | 1
07.04. | 2
07.04. | 3
07.04. | 4
07.04. | 5
07.04. | 6
07.04. | 7
07.04. | 8
07.04. | 9
07.04. | 10
07.04. | 11
07.04. | 12
07.04. | 13
07.04. | 14
07.04. | 15
07.04. | 16
07.04. | 17
07.04. | 18
07.04. | 19
07.04. | 20
07.04. | 21
07.04. | 22
07.04. | 23
07.04. | 24
08.04. | 1
08.04. | 2
08.04. | 3
08.04. | 4
08.04. | 5
08.04. | 6
08.04. | 7
08.04. | 8
08.04. | 9
08.04. | 10
08.04. | 11
08.04. | 12
08.04. | 13
08.04. | 14
08.04. | 15
08.04. | 16
08.04. | 17
08.04. | 18
08.04. | 19
08.04. | 20
08.04. | 21
08.04. | 22
08.04. | 23
08.04. | 24
09.04. | 1
09.04. | 2
09.04. | 3
09.04. | 4
09.04. | 5
09.04. | 6
09.04. | 7
09.04. | 8
09.04. | 9
09.04. | 10
09.04. | 11
09.04. | 12
09.04. | 13
09.04. | 14
09.04. | 15
09.04. | 16
09.04. | 17
09.04. | 18
09.04. | 19
09.04. | 20
09.04. | 21
09.04. | 22
09.04. | 23
09.04. | 24
10.04. | 1
10.04. | 2
10.04. | 3
10.04. | 4
10.04. | 5
10.04. | 6
10.04. | 7
10.04. | 8
10.04. | 9
10.04. | 10
10.04. | 11
10.04. | 12
10.04. | 13
10.04. | 14
10.04. | 15
10.04. | 16
10.04. | 17
10.04. | 18
10.04. | 19
10.04. | 20
10.04. | 21
10.04. | 22
10.04. | 23
10.04. | 24
11.04. | 1
11.04. | 2
11.04. | 3
11.04. | 4
11.04. | 5
11.04. | 6
11.04. | 7
11.04. | 8
11.04. | 9
11.04. | 10
11.04. | 11
11.04. | 12
11.04. | 13
11.04. | 14
11.04. | 15
11.04. | 16
11.04. | 17
11.04. | 18
11.04. | 19
11.04. | 20
11.04. | 21
11.04. | 22
11.04. | 23
11.04. | 24
12.04. | 1
12.04. | 2
12.04. | 3
12.04. | 4
12.04. | 5
12.04. | 6
12.04. | 7
12.04. | 8
12.04. | 9
12.04. | 10
12.04. | 11
12.04. | 12
12.04. | 13
12.04. | 14
12.04. | 15
12.04. | 16
12.04. | 17
12.04. | 18
12.04. | 19
12.04. | 20
12.04. | 21
12.04. | 22
12.04. | 23
12.04. | 24
13.04. | 1
13.04. | 2
13.04. | 3
13.04. | 4
13.04. | 5
13.04. | 6
13.04. | 7
13.04. | 8
13.04. | 9
13.04. | 10
13.04. | 11
13.04. | 12
13.04. | 13
13.04. | 14
13.04. | 15
13.04. | 16
13.04. | 17
13.04. | 18
13.04. | 19
13.04. | 20
13.04. | 21
13.04. | 22
13.04. | 23
13.04. | 24
14.04. | 1
14.04. | 2
14.04. | 3
14.04. | 4
14.04. | 5
14.04. | 6
14.04. | 7
14.04. | 8
14.04. | 9
14.04. | 10
14.04. | 11
14.04. | 12
14.04. | 13
14.04. | 14
14.04. | 15
14.04. | 16
14.04. | 17
14.04. | 18
14.04. | 19
14.04. | 20
14.04. | 21
14.04. | 22
14.04. | 23
14.04. | 24
15.04. | 1
15.04. | 2
15.04. | 3
15.04. | 4
15.04. | 5
15.04. | 6
15.04. | 7
15.04. | 8
15.04. | 9
15.04. | 10
15.04. | 11
15.04. | 12
15.04. | 13
15.04. | 14
15.04. | 15
15.04. | 16
15.04. | 17
15.04. | 18
15.04. | 19
15.04. | 20
15.04. | 21
15.04. | 22
15.04. | 23
15.04. | 24
16.04. | 1
16.04. | 2
16.04. | 3
16.04. | 4
16.04. | 5
16.04. | 6
16.04. | 7
16.04. | 8
16.04. | 9
16.04. | 10
16.04. | 11
16.04. | 12
16.04. | 13
16.04. | 14
16.04. | 15
16.04. | 16
16.04. | 17
16.04. | 18
16.04. | 19
16.04. | 20
16.04. | 21
16.04. | 22
16.04. | 23
16.04. | 24
17.04. | 1
17.04. | 2
17.04. | 3
17.04. | 4
17.04. | 5
17.04. | 6
17.04. | 7
17.04. | 8
17.04. | 9
17.04. | 10
17.04. | 11
17.04. | 12
17.04. | 13
17.04. | 14
17.04. | 15
17.04. | 16
17.04. | 17
17.04. | 18
17.04. | 19
17.04. | 20
17.04. | 21
17.04. | 22
17.04. | 23
17.04. | 24
18.04. | 1
18.04. | 2
18.04. | 3
18.04. | 4
18.04. | 5
18.04. | 6
18.04. | 7
18.04. | 8
18.04. | 9
18.04. | 10
18.04. | 11
18.04. | 12
18.04. | 13
18.04. | 14
18.04. | 15
18.04. | 16
18.04. | 17
18.04. | 18
18.04. | 19
18.04. | 20
18.04. | 21
18.04. | 22
18.04. | 23
18.04. | 24
19.04. | 1
19.04. | 2
19.04. | 3
19.04. | 4
19.04. | 5
19.04. | 6
19.04. | 7
19.04. | 8
19.04. | 9
19.04. | 10
19.04. | 11
19.04. | 12
19.04. | 13
19.04. | 14
19.04. | 15
19.04. | 16
19.04. | 17
19.04. | 18
19.04. | 19
19.04. | 20
19.04. | 21
19.04. | 22
19.04. | 23
19.04. | 24
20.04. | 1
20.04. | 2
20.04. | 3
20.04. | 4
20.04. | 5
20.04. | 6
20.04. | 7
20.04. | 8
20.04. | 9
20.04. | 10
20.04. | 11
20.04. | 12
20.04. | 13
20.04. | 14
20.04. | 15
20.04. | 16
20.04. | 17
20.04. | 18
20.04. | 19
20.04. | 20
20.04. | 21
20.04. | 22
20.04. | 23
20.04. | 24
21.04. | 1
21.04. | 2
21.04. | 3
21.04. | 4
21.04. | 5
21.04. | 6
21.04. | 7
21.04. | 8
21.04. | 9
21.04. | 10
21.04. | 11
21.04. | 12
21.04. | 13
21.04. | 14
21.04. | 15
21.04. | 16
21.04. | 17
21.04. | 18
21.04. | 19
21.04. | 20
21.04. | 21
21.04. | 22
21.04. | 23
21.04. | 24
22.04. | 1
22.04. | 2
22.04. | 3
22.04. | 4
22.04. | 5
22.04. | 6
22.04. | 7
22.04. | 8
22.04. | 9
22.04. | 10
22.04. | 11
22.04. | 12
22.04. | 13
22.04. | 14
22.04. | 15
22.04. | 16
22.04. | 17
22.04. | 18
22.04. | 19
22.04. | 20
22.04. | 21
22.04. | 22
22.04. | 23
22.04. | 24
23.04. | 1
23.04. | 2
23.04. | 3
23.04. | 4
23.04. | 5
23.04. | 6
23.04. | 7
23.04. | 8
23.04. | 9
23.04. | 10
23.04. | 11
23.04. | 12
23.04. | 13
23.04. | 14
23.04. | 15
23.04. | 16
23.04. | 17
23.04. | 18
23.04. | 19
23.04. | 20
23.04. | 21
23.04. | 22
23.04. | 23
23.04. | 24
24.04. | 1
24.04. | 2
24.04. | 3
24.04. | 4
24.04. | 5
24.04. | 6
24.04. | 7
24.04. | 8
24.04. | 9
24.04. | 10
24.04. | 11
24.04. | 12
24.04. | 13
24.04. | 14
24.04. | 15
24.04. | 16
24.04. | 17
24.04. | 18
24.04. | 19
24.04. | 20
24.04. | 21
24.04. | 22
24.04. | 23
24.04. | 24
25.04. | 1
25.04. | 2
25.04. | 3
25.04. | 4
25.04. | 5
25.04. | 6
25.04. | 7
25.04. | 8
25.04. | 9
25.04. | 10
25.04. | 11
25.04. | 12
25.04. | 13
25.04. | 14
25.04. | 15
25.04. | 16
25.04. | 17
25.04. | 18
25.04. | 19
25.04. | 20
25.04. | 21
25.04. | 22
25.04. | 23
25.04. | 24
26.04. | 1
26.04. | 2
26.04. | 3
26.04. | 4
26.04. | 5
26.04. | 6
26.04. | 7
26.04. | 8
26.04. | 9
26.04. | 10
26.04. | 11
26.04. | 12
26.04. | 13
26.04. | 14
26.04. | 15
26.04. | 16
26.04. | 17
26.04. | 18
26.04. | 19
26.04. | 20
26.04. | 21
26.04. | 22
26.04. | 23
26.04. | 24
27.04. | 1
27.04. | 2
27.04. | 3
27.04. | 4
27.04. | 5
27.04. | 6
27.04. | 7
27.04. | 8
27.04. | 9
27.04. | 10
27.04. | 11
27.04. | 12
27.04. | 13
27.04. | 14
27.04. | 15
27.04. | 16
27.04. | 17
27.04. | 18
27.04. | 19
27.04. | 20
27.04. | 21
27.04. | 22
27.04. | 23
27.04. | 24
28.04. | 1
28.04. | 2
28.04. | 3
28.04. | 4
28.04. | 5
28.04. | 6
28.04. | 7
28.04. | 8
28.04. | 9
28.04. | 10
28.04. | 11
28.04. | 12
28.04. | 13
28.04. | 14
28.04. | 15
28.04. | 16
28.04. | 17
28.04. | 18
28.04. | 19
28.04. | 20
28.04. | 21
28.04. | 22
28.04. | 23
28.04. | 24
29.04. | 1
29.04. | 2
29.04. | 3
29.04. | 4
29.04. | 5
29.04. | 6
29.04. | 7
29.04. | 8
29.04. | 9
29.04. | 10
29.04. | 11
29.04. | 12
29.04. | 13
29.04. | 14
29.04. | 15
29.04. | 16
29.04. | 17
29.04. | 18
29.04. | 19
29.04. | 20
29.04. | 21
29.04. | 22
29.04. | 23
29.04. | 24
30.04. | 1
30.04. | 2
30.04. | 3
30.04. | 4
30.04. | 5
30.04. | 6
30.04. | 7
30.04. | 8
30.04. | 9
30.04. | 10
30.04. | 11
30.04. | 12
30.04. | 13
30.04. | 14
30.04. | 15
30.04. | 16
30.04. | 17
30.04. | 18
30.04. | 19
30.04. | 20
30.04. | 21
30.04. | 22
30.04. | 23
30.04. | 24
01.05. | 1
01.05. | 2
01.05. | 3
01.05. | 4
01.05. | 5
01.05. | 6
01.05. | 7
01.05. | 8
01.05. | 9
01.05. | 10
01.05. | 11
01.05. | 12
01.05. | 13
01.05. | 14
01.05. | 15
01.05. | 16
01.05. | 17
01.05. | 18
01.05. | 19
01.05. | 20
01.05. | 21
01.05. | 22
01.05. | 23
01.05. | 24
02.05. | 1
02.05. | 2
02.05. | 3
02.05. | 4
02.05. | 5
02.05. | 6
02.05. | 7
02.05. | 8
02.05. | 9
02.05. | 10
02.05. | 11
02.05. | 12
02.05. | 13
02.05. | 14
02.05. | 15
02.05. | 16
02.05. | 17
02.05. | 18
02.05. | 19
02.05. | 20
02.05. | 21
02.05. | 22
02.05. | 23
02.05. | 24
03.05. | 1
03.05. | 2
03.05. | 3
03.05. | 4
03.05. | 5
03.05. | 6
03.05. | 7
03.05. | 8
03.05. | 9
03.05. | 10
03.05. | 11
03.05. | 12
03.05. | 13
03.05. | 14
03.05. | 15
03.05. | 16
03.05. | 17
03.05. | 18
03.05. | 19
03.05. | 20
03.05. | 21
03.05. | 22
03.05. | 23
03.05. | 24
04.05. | 1
04.05. | 2
04.05. | 3
04.05. | 4
04.05. | 5
04.05. | 6
04.05. | 7
04.05. | 8
04.05. | 9
04.05. | 10
04.05. | 11
04.05. | 12
04.05. | 13
04.05. | 14
04.05. | 15
04.05. | 16
04.05. | 17
04.05. | 18
04.05. | 19
04.05. | 20
04.05. | 21
04.05. | 22
04.05. | 23
04.05. | 24
05.05. | 1
05.05. | 2
05.05. | 3
05.05. | 4
05.05. | 5
05.05. | 6
05.05. | 7
05.05. | 8
05.05. | 9
05.05. | 10
05.05. | 11
05.05. | 12
05.05. | 13
05.05. | 14
05.05. | 15
05.05. | 16
05.05. | 17
05.05. | 18
05.05. | 19
05.05. | 20
05.05. | 21
05.05. | 22
05.05. | 23
05.05. | 24
06.05. | 1
06.05. | 2
06.05. | 3
06.05. | 4
06.05. | 5
06.05. | 6
06.05. | 7
06.05. | 8
06.05. | 9
06.05. | 10
06.05. | 11
06.05. | 12
06.05. | 13
06.05. | 14
06.05. | 15
06.05. | 16
06.05. | 17
06.05. | 18
06.05. | 19
06.05. | 20
06.05. | 21
06.05. | 22
06.05. | 23
06.05. | 24
07.05. | 1
07.05. | 2
07.05. | 3
07.05. | 4
07.05. | 5
07.05. | 6
07.05. | 7
07.05. | 8
07.05. | 9
07.05. | 10
07.05. | 11
07.05. | 12
07.05. | 13
07.05. | 14
07.05. | 15
07.05. | 16
07.05. | 17
07.05. | 18
07.05. | 19
07.05. | 20
07.05. | 21
07.05. | 22
07.05. | 23
07.05. | 24
08.05. | 1
08.05. | 2
08.05. | 3
08.05. | 4
08.05. | 5
08.05. | 6
08.05. | 7
08.05. | 8
08.05. | 9
08.05. | 10
08.05. | 11
08.05. | 12
08.05. | 13
08.05. | 14
08.05. | 15
08.05. | 16
08.05. | 17
08.05. | 18
08.05. | 19
08.05. | 20
08.05. | 21
08.05. | 22
08.05. | 23
08.05. | 24
09.05. | 1
09.05. | 2
09.05. | 3
09.05. | 4
09.05. | 5
09.05. | 6
09.05. | 7
09.05. | 8
09.05. | 9
09.05. | 10
09.05. | 11
09.05. | 12
09.05. | 13
09.05. | 14
09.05. | 15
09.05. | 16
09.05. | 17
09.05. | 18
09.05. | 19
09.05. | 20
09.05. | 21
09.05. | 22
09.05. | 23
09.05. | 24
10.05. | 1
10.05. | 2
10.05. | 3
10.05. | 4
10.05. | 5
10.05. | 6
10.05. | 7
10.05. | 8
10.05. | 9
10.05. | 10
10.05. | 11
10.05. | 12
10.05. | 13
10.05. | 14
10.05. | 15
10.05. | 16
10.05. | 17
10.05. | 18
10.05. | 19
10.05. | 20
10.05. | 21
10.05. | 22
10.05. | 23
10.05. | 24
11.05. | 1
11.05. | 2
11.05. | 3
11.05. | 4
11.05. | 5
11.05. | 6
11.05. | 7
11.05. | 8
11.05. | 9
11.05. | 10
11.05. | 11
11.05. | 12
11.05. | 13
11.05. | 14
11.05. | 15
11.05. | 16
11.05. | 17
11.05. | 18
11.05. | 19
11.05. | 20
11.05. | 21
11.05. | 22
11.05. | 23
11.05. | 24
12.05. | 1
12.05. | 2
12.05. | 3
12.05. | 4
12.05. | 5
12.05. | 6
12.05. | 7
12.05. | 8
12.05. | 9
12.05. | 10
12.05. | 11
12.05. | 12
12.05. | 13
12.05. | 14
12.05. | 15
12.05. | 16
12.05. | 17
12.05. | 18
12.05. | 19
12.05. | 20
12.05. | 21
12.05. | 22
12.05. | 23
12.05. | 24
13.05. | 1
13.05. | 2
13.05. | 3
13.05. | 4
13.05. | 5
13.05. | 6
13.05. | 7
13.05. | 8
13.05. | 9
13.05. | 10
13.05. | 11
13.05. | 12
13.05. | 13
13.05. | 14
13.05. | 15
13.05. | 16
13.05. | 17
13.05. | 18
13.05. | 19
13.05. | 20
13.05. | 21
13.05. | 22
13.05. | 23
13.05. | 24
14.05. | 1
14.05. | 2
14.05. | 3
14.05. | 4
14.05. | 5
14.05. | 6
14.05. | 7
14.05. | 8
14.05. | 9
14.05. | 10
14.05. | 11
14.05. | 12
14.05. | 13
14.05. | 14
14.05. | 15
14.05. | 16
14.05. | 17
14.05. | 18
14.05. | 19
14.05. | 20
14.05. | 21
14.05. | 22
14.05. | 23
14.05. | 24
15.05. | 1
15.05. | 2
15.05. | 3
15.05. | 4
15.05. | 5
15.05. | 6
15.05. | 7
15.05. | 8
15.05. | 9
15.05. | 10
15.05. | 11
15.05. | 12
15.05. | 13
15.05. | 14
15.05. | 15
15.05. | 16
15.05. | 17
15.05. | 18
15.05. | 19
15.05. | 20
15.05. | 21
15.05. | 22
15.05. | 23
15.05. | 24
16.05. | 1
16.05. | 2
16.05. | 3
16.05. | 4
16.05. | 5
16.05. | 6
16.05. | 7
16.05. | 8
16.05. | 9
16.05. | 10
16.05. | 11
16.05. | 12
16.05. | 13
16.05. | 14
16.05. | 15
16.05. | 16
16.05. | 17
16.05. | 18
16.05. | 19
16.05. | 20
16.05. | 21
16.05. | 22
16.05. | 23
16.05. | 24
17.05. | 1
17.05. | 2
17.05. | 3
17.05. | 4
17.05. | 5
17.05. | 6
17.05. | 7
17.05. | 8
17.05. | 9
17.05. | 10
17.05. | 11
17.05. | 12
17.05. | 13
17.05. | 14
17.05. | 15
17.05. | 16
17.05. | 17
17.05. | 18
17.05. | 19
17.05. | 20
17.05. | 21
17.05. | 22
17.05. | 23
17.05. | 24
18.05. | 1
18.05. | 2
18.05. | 3
18.05. | 4
18.05. | 5
18.05. | 6
18.05. | 7
18.05. | 8
18.05. | 9
18.05. | 10
18.05. | 11
18.05. | 12
18.05. | 13
18.05. | 14
18.05. | 15
18.05. | 16
18.05. | 17
18.05. | 18
18.05. | 19
18.05. | 20
18.05. | 21
18.05. | 22
18.05. | 23
18.05. | 24
19.05. | 1
19.05. | 2
19.05. | 3
19.05. | 4
19.05. | 5
19.05. | 6
19.05. | 7
19.05. | 8
19.05. | 9
19.05. | 10
19.05. | 11
19.05. | 12
19.05. | 13
19.05. | 14
19.05. | 15
19.05. | 16
19.05. | 17
19.05. | 18
19.05. | 19
19.05. | 20
19.05. | 21
19.05. | 22
19.05. | 23
19.05. | 24
20.05. | 1
20.05. | 2
20.05. | 3
20.05. | 4
20.05. | 5
20.05. | 6
20.05. | 7
20.05. | 8
20.05. | 9
20.05. | 10
20.05. | 11
20.05. | 12
20.05. | 13
20.05. | 14
20.05. | 15
20.05. | 16
20.05. | 17
20.05. | 18
20.05. | 19
20.05. | 20
20.05. | 21
20.05. | 22
20.05. | 23
20.05. | 24
21.05. | 1
21.05. | 2
21.05. | 3
21.05. | 4
21.05. | 5
21.05. | 6
21.05. | 7
21.05. | 8
21.05. | 9
21.05. | 10
21.05. | 11
21.05. | 12
21.05. | 13
21.05. | 14
21.05. | 15
21.05. | 16
21.05. | 17
21.05. | 18
21.05. | 19
21.05. | 20
21.05. | 21
21.05. | 22
21.05. | 23
21.05. | 24
22.05. | 1
22.05. | 2
22.05. | 3
22.05. | 4
22.05. | 5
22.05. | 6
22.05. | 7
22.05. | 8
22.05. | 9
22.05. | 10
22.05. | 11
22.05. | 12
22.05. | 13
22.05. | 14
22.05. | 15
22.05. | 16
22.05. | 17
22.05. | 18
22.05. | 19
22.05. | 20
22.05. | 21
22.05. | 22
22.05. | 23
22.05. | 24
23.05. | 1
23.05. | 2
23.05. | 3
23.05. | 4
23.05. | 5
23.05. | 6
23.05. | 7
23.05. | 8
23.05. | 9
23.05. | 10
23.05. | 11
23.05. | 12
23.05. | 13
23.05. | 14
23.05. | 15
23.05. | 16
23.05. | 17
23.05. | 18
23.05. | 19
23.05. | 20
23.05. | 21
23.05. | 22
23.05. | 23
23.05. | 24
24.05. | 1
24.05. | 2
24.05. | 3
24.05. | 4
24.05. | 5
24.05. | 6
24.05. | 7
24.05. | 8
24.05. | 9
24.05. | 10
24.05. | 11
24.05. | 12
24.05. | 13
24.05. | 14
24.05. | 15
24.05. | 16
24.05. | 17
24.05. | 18
24.05. | 19
24.05. | 20
24.05. | 21
24.05. | 22
24.05. | 23
24.05. | 24
25.05. | 1
25.05. | 2
25.05. | 3
25.05. | 4
25.05. | 5
25.05. | 6
25.05. | 7
25.05. | 8
25.05. | 9
25.05. | 10
25.05. | 11
25.05. | 12
25.05. | 13
25.05. | 14
25.05. | 15
25.05. | 16
25.05. | 17
25.05. | 18
25.05. | 19
25.05. | 20
25.05. | 21
25.05. | 22
25.05. | 23
25.05. | 24
26.05. | 1
26.05. | 2
26.05. | 3
26.05. | 4
26.05. | 5
26.05. | 6
26.05. | 7
26.05. | 8
26.05. | 9
26.05. | 10
26.05. | 11
26.05. | 12
26.05. | 13
26.05. | 14
26.05. | 15
26.05. | 16
26.05. | 17
26.05. | 18
26.05. | 19
26.05. | 20
26.05. | 21
26.05. | 22
26.05. | 23
26.05. | 24
27.05. | 1
27.05. | 2
27.05. | 3
27.05. | 4
27.05. | 5
27.05. | 6
27.05. | 7
27.05. | 8
27.05. | 9
27.05. | 10
27.05. | 11
27.05. | 12
27.05. | 13
27.05. | 14
27.05. | 15
27.05. | 16
27.05. | 17
27.05. | 18
27.05. | 19
27.05. | 20
27.05. | 21
27.05. | 22
27.05. | 23
27.05. | 24
28.05. | 1
28.05. | 2
28.05. | 3
28.05. | 4
28.05. | 5
28.05. | 6
28.05. | 7
28.05. | 8
28.05. | 9
28.05. | 10
28.05. | 11
28.05. | 12
28.05. | 13
28.05. | 14
28.05. | 15
28.05. | 16
28.05. | 17
28.05. | 18
28.05. | 19
28.05. | 20
28.05. | 21
28.05. | 22
28.05. | 23
28.05. | 24
29.05. | 1
29.05. | 2
29.05. | 3
29.05. | 4
29.05. | 5
29.05. | 6
29.05. | 7
29.05. | 8
29.05. | 9
29.05. | 10
29.05. | 11
29.05. | 12
29.05. | 13
29.05. | 14
29.05. | 15
29.05. | 16
29.05. | 17
29.05. | 18
29.05. | 19
29.05. | 20
29.05. | 21
29.05. | 22
29.05. | 23
29.05. | 24
30.05. | 1
30.05. | 2
30.05. | 3
30.05. | 4
30.05. | 5
30.05. | 6
30.05. | 7
30.05. | 8
30.05. | 9
30.05. | 10
30.05. | 11
30.05. | 12
30.05. | 13
30.05. | 14
30.05. | 15
30.05. | 16
30.05. | 17
30.05. | 18
30.05. | 19
30.05. | 20
30.05. | 21
30.05. | 22
30.05. | 23
30.05. | 24
31.05. | 1
31.05. | 2
31.05. | 3
31.05. | 4
31.05. | 5
31.05. | 6
31.05. | 7
31.05. | 8
31.05. | 9
31.05. | 10
31.05. | 11
31.05. | 12
31.05. | 13
31.05. | 14
31.05. | 15
31.05. | 16
31.05. | 17
31.05. | 18
31.05. | 19
31.05. | 20
31.05. | 21
31.05. | 22
31.05. | 23
31.05. | 24
01.06. | 1
01.06. | 2
01.06. | 3
01.06. | 4
01.06. | 5
01.06. | 6
01.06. | 7
01.06. | 8
01.06. | 9
01.06. | 10
01.06. | 11
01.06. | 12
01.06. | 13
01.06. | 14
01.06. | 15
01.06. | 16
01.06. | 17
01.06. | 18
01.06. | 19
01.06. | 20
01.06. | 21
01.06. | 22
01.06. | 23
01.06. | 24
02.06. | 1
02.06. | 2
02.06. | 3
02.06. | 4
02.06. | 5
02.06. | 6
02.06. | 7
02.06. | 8
02.06. | 9
02.06. | 10
02.06. | 11
02.06. | 12
02.06. | 13
02.06. | 14
02.06. | 15
02.06. | 16
02.06. | 17
02.06. | 18
02.06. | 19
02.06. | 20
02.06. | 21
02.06. | 22
02.06. | 23
02.06. | 24
03.06. | 1
03.06. | 2
03.06. | 3
03.06. | 4
03.06. | 5
03.06. | 6
03.06. | 7
03.06. | 8
03.06. | 9
03.06. | 10
03.06. | 11
03.06. | 12
03.06. | 13
03.06. | 14
03.06. | 15
03.06. | 16
03.06. | 17
03.06. | 18
03.06. | 19
03.06. | 20
03.06. | 21
03.06. | 22
03.06. | 23
03.06. | 24
04.06. | 1
04.06. | 2
04.06. | 3
04.06. | 4
04.06. | 5
04.06. | 6
04.06. | 7
04.06. | 8
04.06. | 9
04.06. | 10
04.06. | 11
04.06. | 12
04.06. | 13
04.06. | 14
04.06. | 15
04.06. | 16
04.06. | 17
04.06. | 18
04.06. | 19
04.06. | 20
04.06. | 21
04.06. | 22
04.06. | 23
04.06. | 24
05.06. | 1
05.06. | 2
05.06. | 3
05.06. | 4
05.06. | 5
05.06. | 6
05.06. | 7
05.06. | 8
05.06. | 9
05.06. | 10
05.06. | 11
05.06. | 12
05.06. | 13
05.06. | 14
05.06. | 15
05.06. | 16
05.06. | 17
05.06. | 18
05.06. | 19
05.06. | 20
05.06. | 21
05.06. | 22
05.06. | 23
05.06. | 24
06.06. | 1
06.06. | 2
06.06. | 3
06.06. | 4
06.06. | 5
06.06. | 6
06.06. | 7
06.06. | 8
06.06. | 9
06.06. | 10
06.06. | 11
06.06. | 12
06.06. | 13
06.06. | 14
06.06. | 15
06.06. | 16
06.06. | 17
06.06. | 18
06.06. | 19
06.06. | 20
06.06. | 21
06.06. | 22
06.06. | 23
06.06. | 24
07.06. | 1
07.06. | 2
07.06. | 3
07.06. | 4
07.06. | 5
07.06. | 6
07.06. | 7
07.06. | 8
07.06. | 9
07.06. | 10
07.06. | 11
07.06. | 12
07.06. | 13
07.06. | 14
07.06. | 15
07.06. | 16
07.06. | 17
07.06. | 18
07.06. | 19
07.06. | 20
07.06. | 21
07.06. | 22
07.06. | 23
07.06. | 24
08.06. | 1
08.06. | 2
08.06. | 3
08.06. | 4
08.06. | 5
08.06. | 6
08.06. | 7
08.06. | 8
08.06. | 9
08.06. | 10
08.06. | 11
08.06. | 12
08.06. | 13
08.06. | 14
08.06. | 15
08.06. | 16
08.06. | 17
08.06. | 18
08.06. | 19
08.06. | 20
08.06. | 21
08.06. | 22
08.06. | 23
08.06. | 24
09.06. | 1
09.06. | 2
09.06. | 3
09.06. | 4
09.06. | 5
09.06. | 6
09.06. | 7
09.06. | 8
09.06. | 9
09.06. | 10
09.06. | 11
09.06. | 12
09.06. | 13
09.06. | 14
09.06. | 15
09.06. | 16
09.06. | 17
09.06. | 18
09.06. | 19
09.06. | 20
09.06. | 21
09.06. | 22
09.06. | 23
09.06. | 24
10.06. | 1
10.06. | 2
10.06. | 3
10.06. | 4
10.06. | 5
10.06. | 6
10.06. | 7
10.06. | 8
10.06. | 9
10.06. | 10
10.06. | 11
10.06. | 12
10.06. | 13
10.06. | 14
10.06. | 15
10.06. | 16
10.06. | 17
10.06. | 18
10.06. | 19
10.06. | 20
10.06. | 21
10.06. | 22
10.06. | 23
10.06. | 24
11.06. | 1
11.06. | 2
11.06. | 3
11.06. | 4
11.06. | 5
11.06. | 6
11.06. | 7
11.06. | 8
11.06. | 9
11.06. | 10
11.06. | 11
11.06. | 12
11.06. | 13
11.06. | 14
11.06. | 15
11.06. | 16
11.06. | 17
11.06. | 18
11.06. | 19
11.06. | 20
11.06. | 21
11.06. | 22
11.06. | 23
11.06. | 24
12.06. | 1
12.06. | 2
12.06. | 3
12.06. | 4
12.06. | 5
12.06. | 6
12.06. | 7
12.06. | 8
12.06. | 9
12.06. | 10
12.06. | 11
12.06. | 12
12.06. | 13
12.06. | 14
12.06. | 15
12.06. | 16
12.06. | 17
12.06. | 18
12.06. | 19
12.06. | 20
12.06. | 21
12.06. | 22
12.06. | 23
12.06. | 24
13.06. | 1
13.06. | 2
13.06. | 3
13.06. | 4
13.06. | 5
13.06. | 6
13.06. | 7
13.06. | 8
13.06. | 9
13.06. | 10
13.06. | 11
13.06. | 12
13.06. | 13
13.06. | 14
13.06. | 15
13.06. | 16
13.06. | 17
13.06. | 18
13.06. | 19
13.06. | 20
13.06. | 21
13.06. | 22
13.06. | 23
13.06. | 24
14.06. | 1
14.06. | 2
14.06. | 3
14.06. | 4
14.06. | 5
14.06. | 6
14.06. | 7
14.06. | 8
14.06. | 9
14.06. | 10
14.06. | 11
14.06. | 12
14.06. | 13
14.06. | 14
14.06. | 15
14.06. | 16
14.06. | 17
14.06. | 18
14.06. | 19
14.06. | 20
14.06. | 21
14.06. | 22
14.06. | 23
14.06. | 24
15.06. | 1
15.06. | 2
15.06. | 3
15.06. | 4
15.06. | 5
15.06. | 6
15.06. | 7
15.06. | 8
15.06. | 9
15.06. | 10
15.06. | 11
15.06. | 12
15.06. | 13
15.06. | 14
15.06. | 15
15.06. | 16
15.06. | 17
15.06. | 18
15.06. | 19
15.06. | 20
15.06. | 21
15.06. | 22
15.06. | 23
15.06. | 24
16.06. | 1
16.06. | 2
16.06. | 3
16.06. | 4
16.06. | 5
16.06. | 6
16.06. | 7
16.06. | 8
16.06. | 9
16.06. | 10
16.06. | 11
16.06. | 12
16.06. | 13
16.06. | 14
16.06. | 15
16.06. | 16
16.06. | 17
16.06. | 18
16.06. | 19
16.06. | 20
16.06. | 21
16.06. | 22
16.06. | 23
16.06. | 24
17.06. | 1
17.06. | 2
17.06. | 3
17.06. | 4
17.06. | 5
17.06. | 6
17.06. | 7
17.06. | 8
17.06. | 9
17.06. | 10
17.06. | 11
17.06. | 12
17.06. | 13
17.06. | 14
17.06. | 15
17.06. | 16
17.06. | 17
17.06. | 18
17.06. | 19
17.06. | 20
17.06. | 21
17.06. | 22
17.06. | 23
17.06. | 24
18.06. | 1
18.06. | 2
18.06. | 3
18.06. | 4
18.06. | 5
18.06. | 6
18.06. | 7
18.06. | 8
18.06. | 9
18.06. | 10
18.06. | 11
18.06. | 12
18.06. | 13
18.06. | 14
18.06. | 15
18.06. | 16
18.06. | 17
18.06. | 18
18.06. | 19
18.06. | 20
18.06. | 21
18.06. | 22
18.06. | 23
18.06. | 24
19.06. | 1
19.06. | 2
19.06. | 3
19.06. | 4
19.06. | 5
19.06. | 6
19.06. | 7
19.06. | 8
19.06. | 9
19.06. | 10
19.06. | 11
19.06. | 12
19.06. | 13
19.06. | 14
19.06. | 15
19.06. | 16
19.06. | 17
19.06. | 18
19.06. | 19
19.06. | 20
19.06. | 21
19.06. | 22
19.06. | 23
19.06. | 24
20.06. | 1
20.06. | 2
20.06. | 3
20.06. | 4
20.06. | 5
20.06. | 6
20.06. | 7
20.06. | 8
20.06. | 9
20.06. | 10
20.06. | 11
20.06. | 12
20.06. | 13
20.06. | 14
20.06. | 15
20.06. | 16
20.06. | 17
20.06. | 18
20.06. | 19
20.06. | 20
20.06. | 21
20.06. | 22
20.06. | 23
20.06. | 24
21.06. | 1
21.06. | 2
21.06. | 3
21.06. | 4
21.06. | 5
21.06. | 6
21.06. | 7
21.06. | 8
21.06. | 9
21.06. | 10
21.06. | 11
21.06. | 12
21.06. | 13
21.06. | 14
21.06. | 15
21.06. | 16
21.06. | 17
21.06. | 18
21.06. | 19
21.06. | 20
21.06. | 21
21.06. | 22
21.06. | 23
21.06. | 24
22.06. | 1
22.06. | 2
22.06. | 3
22.06. | 4
22.06. | 5
22.06. | 6
22.06. | 7
22.06. | 8
22.06. | 9
22.06. | 10
22.06. | 11
22.06. | 12
22.06. | 13
22.06. | 14
22.06. | 15
22.06. | 16
22.06. | 17
22.06. | 18
22.06. | 19
22.06. | 20
22.06. | 21
22.06. | 22
22.06. | 23
22.06. | 24
23.06. | 1
23.06. | 2
23.06. | 3
23.06. | 4
23.06. | 5
23.06. | 6
23.06. | 7
23.06. | 8
23.06. | 9
23.06. | 10
23.06. | 11
23.06. | 12
23.06. | 13
23.06. | 14
23.06. | 15
23.06. | 16
23.06. | 17
23.06. | 18
23.06. | 19
23.06. | 20
23.06. | 21
23.06. | 22
23.06. | 23
23.06. | 24
24.06. | 1
24.06. | 2
24.06. | 3
24.06. | 4
24.06. | 5
24.06. | 6
24.06. | 7
24.06. | 8
24.06. | 9
24.06. | 10
24.06. | 11
24.06. | 12
24.06. | 13
24.06. | 14
24.06. | 15
24.06. | 16
24.06. | 17
24.06. | 18
24.06. | 19
24.06. | 20
24.06. | 21
24.06. | 22
24.06. | 23
24.06. | 24
25.06. | 1
25.06. | 2
25.06. | 3
25.06. | 4
25.06. | 5
25.06. | 6
25.06. | 7
25.06. | 8
25.06. | 9
25.06. | 10
25.06. | 11
25.06. | 12
25.06. | 13
25.06. | 14
25.06. | 15
25.06. | 16
25.06. | 17
25.06. | 18
25.06. | 19
25.06. | 20
25.06. | 21
25.06. | 22
25.06. | 23
25.06. | 24
26.06. | 1
26.06. | 2
26.06. | 3
26.06. | 4
26.06. | 5
26.06. | 6
26.06. | 7
26.06. | 8
26.06. | 9
26.06. | 10
26.06. | 11
26.06. | 12
26.06. | 13
26.06. | 14
26.06. | 15
26.06. | 16
26.06. | 17
26.06. | 18
26.06. | 19
26.06. | 20
26.06. | 21
26.06. | 22
26.06. | 23
26.06. | 24
27.06. | 1
27.06. | 2
27.06. | 3
27.06. | 4
27.06. | 5
27.06. | 6
27.06. | 7
27.06. | 8
27.06. | 9
27.06. | 10
27.06. | 11
27.06. | 12
27.06. | 13
27.06. | 14
27.06. | 15
27.06. | 16
27.06. | 17
27.06. | 18
27.06. | 19
27.06. | 20
27.06. | 21
27.06. | 22
27.06. | 23
27.06. | 24
28.06. | 1
28.06. | 2
28.06. | 3
28.06. | 4
28.06. | 5
28.06. | 6
28.06. | 7
28.06. | 8
28.06. | 9
28.06. | 10
28.06. | 11
28.06. | 12
28.06. | 13
28.06. | 14
28.06. | 15
28.06. | 16
28.06. | 17
28.06. | 18
28.06. | 19
28.06. | 20
28.06. | 21
28.06. | 22
28.06. | 23
28.06. | 24
29.06. | 1
29.06. | 2
29.06. | 3
29.06. | 4
29.06. | 5
29.06. | 6
29.06. | 7
29.06. | 8
29.06. | 9
29.06. | 10
29.06. | 11
29.06. | 12
29.06. | 13
29.06. | 14
29.06. | 15
29.06. | 16
29.06. | 17
29.06. | 18
29.06. | 19
29.06. | 20
29.06. | 21
29.06. | 22
29.06. | 23
29.06. | 24
30.06. | 1
30.06. | 2
30.06. | 3
30.06. | 4
30.06. | 5
30.06. | 6
30.06. | 7
30.06. | 8
30.06. | 9
30.06. | 10
30.06. | 11
30.06. | 12
30.06. | 13
30.06. | 14
30.06. | 15
30.06. | 16
30.06. | 17
30.06. | 18
30.06. | 19
30.06. | 20
30.06. | 21
30.06. | 22
30.06. | 23
30.06. | 24
01.07. | 1
01.07. | 2
01.07. | 3
01.07. | 4
01.07. | 5
01.07. | 6
01.07. | 7
01.07. | 8
01.07. | 9
01.07. | 10
01.07. | 11
01.07. | 12
01.07. | 13
01.07. | 14
01.07. | 15
01.07. | 16
01.07. | 17
01.07. | 18
01.07. | 19
01.07. | 20
01.07. | 21
01.07. | 22
01.07. | 23
01.07. | 24
02.07. | 1
02.07. | 2
02.07. | 3
02.07. | 4
02.07. | 5
02.07. | 6
02.07. | 7
02.07. | 8
02.07. | 9
02.07. | 10
02.07. | 11
02.07. | 12
02.07. | 13
02.07. | 14
02.07. | 15
02.07. | 16
02.07. | 17
02.07. | 18
02.07. | 19
02.07. | 20
02.07. | 21
02.07. | 22
02.07. | 23
02.07. | 24
03.07. | 1
03.07. | 2
03.07. | 3
03.07. | 4
03.07. | 5
03.07. | 6
03.07. | 7
03.07. | 8
03.07. | 9
03.07. | 10
03.07. | 11
03.07. | 12
03.07. | 13
03.07. | 14
03.07. | 15
03.07. | 16
03.07. | 17
03.07. | 18
03.07. | 19
03.07. | 20
03.07. | 21
03.07. | 22
03.07. | 23
03.07. | 24
04.07. | 1
04.07. | 2
04.07. | 3
04.07. | 4
04.07. | 5
04.07. | 6
04.07. | 7
04.07. | 8
04.07. | 9
04.07. | 10
04.07. | 11
04.07. | 12
04.07. | 13
04.07. | 14
04.07. | 15
04.07. | 16
04.07. | 17
04.07. | 18
04.07. | 19
04.07. | 20
04.07. | 21
04.07. | 22
04.07. | 23
04.07. | 24
05.07. | 1
05.07. | 2
05.07. | 3
05.07. | 4
05.07. | 5
05.07. | 6
05.07. | 7
05.07. | 8
05.07. | 9
05.07. | 10
05.07. | 11
05.07. | 12
05.07. | 13
05.07. | 14
05.07. | 15
05.07. | 16
05.07. | 17
05.07. | 18
05.07. | 19
05.07. | 20
05.07. | 21
05.07. | 22
05.07. | 23
05.07. | 24
06.07. | 1
06.07. | 2
06.07. | 3
06.07. | 4
06.07. | 5
06.07. | 6
06.07. | 7
06.07. | 8
06.07. | 9
06.07. | 10
06.07. | 11
06.07. | 12
06.07. | 13
06.07. | 14
06.07. | 15
06.07. | 16
06.07. | 17
06.07. | 18
06.07. | 19
06.07. | 20
06.07. | 21
06.07. | 22
06.07. | 23
06.07. | 24
07.07. | 1
07.07. | 2
07.07. | 3
07.07. | 4
07.07. | 5
07.07. | 6
07.07. | 7
07.07. | 8
07.07. | 9
07.07. | 10
07.07. | 11
07.07. | 12
07.07. | 13
07.07. | 14
07.07. | 15
07.07. | 16
07.07. | 17
07.07. | 18
07.07. | 19
07.07. | 20
07.07. | 21
07.07. | 22
07.07. | 23
07.07. | 24
08.07. | 1
08.07. | 2
08.07. | 3
08.07. | 4
08.07. | 5
08.07. | 6
08.07. | 7
08.07. | 8
08.07. | 9
08.07. | 10
08.07. | 11
08.07. | 12
08.07. | 13
08.07. | 14
08.07. | 15
08.07. | 16
08.07. | 17
08.07. | 18
08.07. | 19
08.07. | 20
08.07. | 21
08.07. | 22
08.07. | 23
08.07. | 24
09.07. | 1
09.07. | 2
09.07. | 3
09.07. | 4
09.07. | 5
09.07. | 6
09.07. | 7
09.07. | 8
09.07. | 9
09.07. | 10
09.07. | 11
09.07. | 12
09.07. | 13
09.07. | 14
09.07. | 15
09.07. | 16
09.07. | 17
09.07. | 18
09.07. | 19
09.07. | 20
09.07. | 21
09.07. | 22
09.07. | 23
09.07. | 24
10.07. | 1
10.07. | 2
10.07. | 3
10.07. | 4
10.07. | 5
10.07. | 6
10.07. | 7
10.07. | 8
10.07. | 9
10.07. | 10
10.07. | 11
10.07. | 12
10.07. | 13
10.07. | 14
10.07. | 15
10.07. | 16
10.07. | 17
10.07. | 18
10.07. | 19
10.07. | 20
10.07. | 21
10.07. | 22
10.07. | 23
10.07. | 24
11.07. | 1
11.07. | 2
11.07. | 3
11.07. | 4
11.07. | 5
11.07. | 6
11.07. | 7
11.07. | 8
11.07. | 9
11.07. | 10
11.07. | 11
11.07. | 12
11.07. | 13
11.07. | 14
11.07. | 15
11.07. | 16
11.07. | 17
11.07. | 18
11.07. | 19
11.07. | 20
11.07. | 21
11.07. | 22
11.07. | 23
11.07. | 24
12.07. | 1
12.07. | 2
12.07. | 3
12.07. | 4
12.07. | 5
12.07. | 6
12.07. | 7
12.07. | 8
12.07. | 9
12.07. | 10
12.07. | 11
12.07. | 12
12.07. | 13
12.07. | 14
12.07. | 15
12.07. | 16
12.07. | 17
12.07. | 18
12.07. | 19
12.07. | 20
12.07. | 21
12.07. | 22
12.07. | 23
12.07. | 24
13.07. | 1
13.07. | 2
13.07. | 3
13.07. | 4
13.07. | 5
13.07. | 6
13.07. | 7
13.07. | 8
13.07. | 9
13.07. | 10
13.07. | 11
13.07. | 12
13.07. | 13
13.07. | 14
13.07. | 15
13.07. | 16
13.07. | 17
13.07. | 18
13.07. | 19
13.07. | 20
13.07. | 21
13.07. | 22
13.07. | 23
13.07. | 24
14.07. | 1
14.07. | 2
14.07. | 3
14.07. | 4
14.07. | 5
14.07. | 6
14.07. | 7
14.07. | 8
14.07. | 9
14.07. | 10
14.07. | 11
14.07. | 12
14.07. | 13
14.07. | 14
14.07. | 15
14.07. | 16
14.07. | 17
14.07. | 18
14.07. | 19
14.07. | 20
14.07. | 21
14.07. | 22
14.07. | 23
14.07. | 24
15.07. | 1
15.07. | 2
15.07. | 3
15.07. | 4
15.07. | 5
15.07. | 6
15.07. | 7
15.07. | 8
15.07. | 9
15.07. | 10
15.07. | 11
15.07. | 12
15.07. | 13
15.07. | 14
15.07. | 15
15.07. | 16
15.07. | 17
15.07. | 18
15.07. | 19
15.07. | 20
15.07. | 21
15.07. | 22
15.07. | 23
15.07. | 24
16.07. | 1
16.07. | 2
16.07. | 3
16.07. | 4
16.07. | 5
16.07. | 6
16.07. | 7
16.07. | 8
16.07. | 9
16.07. | 10
16.07. | 11
16.07. | 12
16.07. | 13
16.07. | 14
16.07. | 15
16.07. | 16
16.07. | 17
16.07. | 18
16.07. | 19
16.07. | 20
16.07. | 21
16.07. | 22
16.07. | 23
16.07. | 24
17.07. | 1
17.07. | 2
17.07. | 3
17.07. | 4
17.07. | 5
17.07. | 6
17.07. | 7
17.07. | 8
17.07. | 9
17.07. | 10
17.07. | 11
17.07. | 12
17.07. | 13
17.07. | 14
17.07. | 15
17.07. | 16
17.07. | 17
17.07. | 18
17.07. | 19
17.07. | 20
17.07. | 21
17.07. | 22
17.07. | 23
17.07. | 24
18.07. | 1
18.07. | 2
18.07. | 3
18.07. | 4
18.07. | 5
18.07. | 6
18.07. | 7
18.07. | 8
18.07. | 9
18.07. | 10
18.07. | 11
18.07. | 12
18.07. | 13
18.07. | 14
18.07. | 15
18.07. | 16
18.07. | 17
18.07. | 18
18.07. | 19
18.07. | 20
18.07. | 21
18.07. | 22
18.07. | 23
18.07. | 24
19.07. | 1
19.07. | 2
19.07. | 3
19.07. | 4
19.07. | 5
19.07. | 6
19.07. | 7
19.07. | 8
19.07. | 9
19.07. | 10
19.07. | 11
19.07. | 12
19.07. | 13
19.07. | 14
19.07. | 15
19.07. | 16
19.07. | 17
19.07. | 18
19.07. | 19
19.07. | 20
19.07. | 21
19.07. | 22
19.07. | 23
19.07. | 24
20.07. | 1
20.07. | 2
20.07. | 3
20.07. | 4
20.07. | 5
20.07. | 6
20.07. | 7
20.07. | 8
20.07. | 9
20.07. | 10
20.07. | 11
20.07. | 12
20.07. | 13
20.07. | 14
20.07. | 15
20.07. | 16
20.07. | 17
20.07. | 18
20.07. | 19
20.07. | 20
20.07. | 21
20.07. | 22
20.07. | 23
20.07. | 24
21.07. | 1
21.07. | 2
21.07. | 3
21.07. | 4
21.07. | 5
21.07. | 6
21.07. | 7
21.07. | 8
21.07. | 9
21.07. | 10
21.07. | 11
21.07. | 12
21.07. | 13
21.07. | 14
21.07. | 15
21.07. | 16
21.07. | 17
21.07. | 18
21.07. | 19
21.07. | 20
21.07. | 21
21.07. | 22
21.07. | 23
21.07. | 24
22.07. | 1
22.07. | 2
22.07. | 3
22.07. | 4
22.07. | 5
22.07. | 6
22.07. | 7
22.07. | 8
22.07. | 9
22.07. | 10
22.07. | 11
22.07. | 12
22.07. | 13
22.07. | 14
22.07. | 15
22.07. | 16
22.07. | 17
22.07. | 18
22.07. | 19
22.07. | 20
22.07. | 21
22.07. | 22
22.07. | 23
22.07. | 24
23.07. | 1
23.07. | 2
23.07. | 3
23.07. | 4
23.07. | 5
23.07. | 6
23.07. | 7
23.07. | 8
23.07. | 9
23.07. | 10
23.07. | 11
23.07. | 12
23.07. | 13
23.07. | 14
23.07. | 15
23.07. | 16
23.07. | 17
23.07. | 18
23.07. | 19
23.07. | 20
23.07. | 21
23.07. | 22
23.07. | 23
23.07. | 24
24.07. | 1
24.07. | 2
24.07. | 3
24.07. | 4
24.07. | 5
24.07. | 6
24.07. | 7
24.07. | 8
24.07. | 9
24.07. | 10
24.07. | 11
24.07. | 12
24.07. | 13
24.07. | 14
24.07. | 15
24.07. | 16
24.07. | 17
24.07. | 18
24.07. | 19
24.07. | 20
24.07. | 21
24.07. | 22
24.07. | 23
24.07. | 24
25.07. | 1
25.07. | 2
25.07. | 3
25.07. | 4
25.07. | 5
25.07. | 6
25.07. | 7
25.07. | 8
25.07. | 9
25.07. | 10
25.07. | 11
25.07. | 12
25.07. | 13
25.07. | 14
25.07. | 15
25.07. | 16
25.07. | 17
25.07. | 18
25.07. | 19
25.07. | 20
25.07. | 21
25.07. | 22
25.07. | 23
25.07. | 24
26.07. | 1
26.07. | 2
26.07. | 3
26.07. | 4
26.07. | 5
26.07. | 6
26.07. | 7
26.07. | 8
26.07. | 9
26.07. | 10
26.07. | 11
26.07. | 12
26.07. | 13
26.07. | 14
26.07. | 15
26.07. | 16
26.07. | 17
26.07. | 18
26.07. | 19
26.07. | 20
26.07. | 21
26.07. | 22
26.07. | 23
26.07. | 24
27.07. | 1
27.07. | 2
27.07. | 3
27.07. | 4
27.07. | 5
27.07. | 6
27.07. | 7
27.07. | 8
27.07. | 9
27.07. | 10
27.07. | 11
27.07. | 12
27.07. | 13
27.07. | 14
27.07. | 15
27.07. | 16
27.07. | 17
27.07. | 18
27.07. | 19
27.07. | 20
27.07. | 21
27.07. | 22
27.07. | 23
27.07. | 24
28.07. | 1
28.07. | 2
28.07. | 3
28.07. | 4
28.07. | 5
28.07. | 6
28.07. | 7
28.07. | 8
28.07. | 9
28.07. | 10
28.07. | 11
28.07. | 12
28.07. | 13
28.07. | 14
28.07. | 15
28.07. | 16
28.07. | 17
28.07. | 18
28.07. | 19
28.07. | 20
28.07. | 21
28.07. | 22
28.07. | 23
28.07. | 24
29.07. | 1
29.07. | 2
29.07. | 3
29.07. | 4
29.07. | 5
29.07. | 6
29.07. | 7
29.07. | 8
29.07. | 9
29.07. | 10
29.07. | 11
29.07. | 12
29.07. | 13
29.07. | 14
29.07. | 15
29.07. | 16
29.07. | 17
29.07. | 18
29.07. | 19
29.07. | 20
29.07. | 21
29.07. | 22
29.07. | 23
29.07. | 24
30.07. | 1
30.07. | 2
30.07. | 3
30.07. | 4
30.07. | 5
30.07. | 6
30.07. | 7
30.07. | 8
30.07. | 9
30.07. | 10
30.07. | 11
30.07. | 12
30.07. | 13
30.07. | 14
30.07. | 15
30.07. | 16
30.07. | 17
30.07. | 18
30.07. | 19
30.07. | 20
30.07. | 21
30.07. | 22
30.07. | 23
30.07. | 24
31.07. | 1
31.07. | 2
31.07. | 3
31.07. | 4
31.07. | 5
31.07. | 6
31.07. | 7
31.07. | 8
31.07. | 9
31.07. | 10
31.07. | 11
31.07. | 12
31.07. | 13
31.07. | 14
31.07. | 15
31.07. | 16
31.07. | 17
31.07. | 18
31.07. | 19
31.07. | 20
31.07. | 21
31.07. | 22
31.07. | 23
31.07. | 24
01.08. | 1
01.08. | 2
01.08. | 3
01.08. | 4
01.08. | 5
01.08. | 6
01.08. | 7
01.08. | 8
01.08. | 9
01.08. | 10
01.08. | 11
01.08. | 12
01.08. | 13
01.08. | 14
01.08. | 15
01.08. | 16
01.08. | 17
01.08. | 18
01.08. | 19
01.08. | 20
01.08. | 21
01.08. | 22
01.08. | 23
01.08. | 24
02.08. | 1
02.08. | 2
02.08. | 3
02.08. | 4
02.08. | 5
02.08. | 6
02.08. | 7
02.08. | 8
02.08. | 9
02.08. | 10
02.08. | 11
02.08. | 12
02.08. | 13
02.08. | 14
02.08. | 15
02.08. | 16
02.08. | 17
02.08. | 18
02.08. | 19
02.08. | 20
02.08. | 21
02.08. | 22
02.08. | 23
02.08. | 24
03.08. | 1
03.08. | 2
03.08. | 3
03.08. | 4
03.08. | 5
03.08. | 6
03.08. | 7
03.08. | 8
03.08. | 9
03.08. | 10
03.08. | 11
03.08. | 12
03.08. | 13
03.08. | 14
03.08. | 15
03.08. | 16
03.08. | 17
03.08. | 18
03.08. | 19
03.08. | 20
03.08. | 21
03.08. | 22
03.08. | 23
03.08. | 24
04.08. | 1
04.08. | 2
04.08. | 3
04.08. | 4
04.08. | 5
04.08. | 6
04.08. | 7
04.08. | 8
04.08. | 9
04.08. | 10
04.08. | 11
04.08. | 12
04.08. | 13
04.08. | 14
04.08. | 15
04.08. | 16
04.08. | 17
04.08. | 18
04.08. | 19
04.08. | 20
04.08. | 21
04.08. | 22
04.08. | 23
04.08. | 24
05.08. | 1
05.08. | 2
05.08. | 3
05.08. | 4
05.08. | 5
05.08. | 6
05.08. | 7
05.08. | 8
05.08. | 9
05.08. | 10
05.08. | 11
05.08. | 12
05.08. | 13
05.08. | 14
05.08. | 15
05.08. | 16
05.08. | 17
05.08. | 18
05.08. | 19
05.08. | 20
05.08. | 21
05.08. | 22
05.08. | 23
05.08. | 24
06.08. | 1
06.08. | 2
06.08. | 3
06.08. | 4
06.08. | 5
06.08. | 6
06.08. | 7
06.08. | 8
06.08. | 9
06.08. | 10
06.08. | 11
06.08. | 12
06.08. | 13
06.08. | 14
06.08. | 15
06.08. | 16
06.08. | 17
06.08. | 18
06.08. | 19
06.08. | 20
06.08. | 21
06.08. | 22
06.08. | 23
06.08. | 24
07.08. | 1
07.08. | 2
07.08. | 3
07.08. | 4
07.08. | 5
07.08. | 6
07.08. | 7
07.08. | 8
07.08. | 9
07.08. | 10
07.08. | 11
07.08. | 12
07.08. | 13
07.08. | 14
07.08. | 15
07.08. | 16
07.08. | 17
07.08. | 18
07.08. | 19
07.08. | 20
07.08. | 21
07.08. | 22
07.08. | 23
07.08. | 24
08.08. | 1
08.08. | 2
08.08. | 3
08.08. | 4
08.08. | 5
08.08. | 6
08.08. | 7
08.08. | 8
08.08. | 9
08.08. | 10
08.08. | 11
08.08. | 12
08.08. | 13
08.08. | 14
08.08. | 15
08.08. | 16
08.08. | 17
08.08. | 18
08.08. | 19
08.08. | 20
08.08. | 21
08.08. | 22
08.08. | 23
08.08. | 24
09.08. | 1
09.08. | 2
09.08. | 3
09.08. | 4
09.08. | 5
09.08. | 6
09.08. | 7
09.08. | 8
09.08. | 9
09.08. | 10
09.08. | 11
09.08. | 12
09.08. | 13
09.08. | 14
09.08. | 15
09.08. | 16
09.08. | 17
09.08. | 18
09.08. | 19
09.08. | 20
09.08. | 21
09.08. | 22
09.08. | 23
09.08. | 24
10.08. | 1
10.08. | 2
10.08. | 3
10.08. | 4
10.08. | 5
10.08. | 6
10.08. | 7
10.08. | 8
10.08. | 9
10.08. | 10
10.08. | 11
10.08. | 12
10.08. | 13
10.08. | 14
10.08. | 15
10.08. | 16
10.08. | 17
10.08. | 18
10.08. | 19
10.08. | 20
10.08. | 21
10.08. | 22
10.08. | 23
10.08. | 24
11.08. | 1
11.08. | 2
11.08. | 3
11.08. | 4
11.08. | 5
11.08. | 6
11.08. | 7
11.08. | 8
11.08. | 9
11.08. | 10
11.08. | 11
11.08. | 12
11.08. | 13
11.08. | 14
11.08. | 15
11.08. | 16
11.08. | 17
11.08. | 18
11.08. | 19
11.08. | 20
11.08. | 21
11.08. | 22
11.08. | 23
11.08. | 24
12.08. | 1
12.08. | 2
12.08. | 3
12.08. | 4
12.08. | 5
12.08. | 6
12.08. | 7
12.08. | 8
12.08. | 9
12.08. | 10
12.08. | 11
12.08. | 12
12.08. | 13
12.08. | 14
12.08. | 15
12.08. | 16
12.08. | 17
12.08. | 18
12.08. | 19
12.08. | 20
12.08. | 21
12.08. | 22
12.08. | 23
12.08. | 24
13.08. | 1
13.08. | 2
13.08. | 3
13.08. | 4
13.08. | 5
13.08. | 6
13.08. | 7
13.08. | 8
13.08. | 9
13.08. | 10
13.08. | 11
13.08. | 12
13.08. | 13
13.08. | 14
13.08. | 15
13.08. | 16
13.08. | 17
13.08. | 18
13.08. | 19
13.08. | 20
13.08. | 21
13.08. | 22
13.08. | 23
13.08. | 24
14.08. | 1
14.08. | 2
14.08. | 3
14.08. | 4
14.08. | 5
14.08. | 6
14.08. | 7
14.08. | 8
14.08. | 9
14.08. | 10
14.08. | 11
14.08. | 12
14.08. | 13
14.08. | 14
14.08. | 15
14.08. | 16
14.08. | 17
14.08. | 18
14.08. | 19
14.08. | 20
14.08. | 21
14.08. | 22
14.08. | 23
14.08. | 24
15.08. | 1
15.08. | 2
15.08. | 3
15.08. | 4
15.08. | 5
15.08. | 6
15.08. | 7
15.08. | 8
15.08. | 9
15.08. | 10
15.08. | 11
15.08. | 12
15.08. | 13
15.08. | 14
15.08. | 15
15.08. | 16
15.08. | 17
15.08. | 18
15.08. | 19
15.08. | 20
15.08. | 21
15.08. | 22
15.08. | 23
15.08. | 24
16.08. | 1
16.08. | 2
16.08. | 3
16.08. | 4
16.08. | 5
16.08. | 6
16.08. | 7
16.08. | 8
16.08. | 9
16.08. | 10
16.08. | 11
16.08. | 12
16.08. | 13
16.08. | 14
16.08. | 15
16.08. | 16
16.08. | 17
16.08. | 18
16.08. | 19
16.08. | 20
16.08. | 21
16.08. | 22
16.08. | 23
16.08. | 24
17.08. | 1
17.08. | 2
17.08. | 3
17.08. | 4
17.08. | 5
17.08. | 6
17.08. | 7
17.08. | 8
17.08. | 9
17.08. | 10
17.08. | 11
17.08. | 12
17.08. | 13
17.08. | 14
17.08. | 15
17.08. | 16
17.08. | 17
17.08. | 18
17.08. | 19
17.08. | 20
17.08. | 21
17.08. | 22
17.08. | 23
17.08. | 24
18.08. | 1
18.08. | 2
18.08. | 3
18.08. | 4
18.08. | 5
18.08. | 6
18.08. | 7
18.08. | 8
18.08. | 9
18.08. | 10
18.08. | 11
18.08. | 12
18.08. | 13
18.08. | 14
18.08. | 15
18.08. | 16
18.08. | 17
18.08. | 18
18.08. | 19
18.08. | 20
18.08. | 21
18.08. | 22
18.08. | 23
18.08. | 24
19.08. | 1
19.08. | 2
19.08. | 3
19.08. | 4
19.08. | 5
19.08. | 6
19.08. | 7
19.08. | 8
19.08. | 9
19.08. | 10
19.08. | 11
19.08. | 12
19.08. | 13
19.08. | 14
19.08. | 15
19.08. | 16
19.08. | 17
19.08. | 18
19.08. | 19
19.08. | 20
19.08. | 21
19.08. | 22
19.08. | 23
19.08. | 24
20.08. | 1
20.08. | 2
20.08. | 3
20.08. | 4
20.08. | 5
20.08. | 6
20.08. | 7
20.08. | 8
20.08. | 9
20.08. | 10
20.08. | 11
20.08. | 12
20.08. | 13
20.08. | 14
20.08. | 15
20.08. | 16
20.08. | 17
20.08. | 18
20.08. | 19
20.08. | 20
20.08. | 21
20.08. | 22
20.08. | 23
20.08. | 24
21.08. | 1
21.08. | 2
21.08. | 3
21.08. | 4
21.08. | 5
21.08. | 6
21.08. | 7
21.08. | 8
21.08. | 9
21.08. | 10
21.08. | 11
21.08. | 12
21.08. | 13
21.08. | 14
21.08. | 15
21.08. | 16
21.08. | 17
21.08. | 18
21.08. | 19
21.08. | 20
21.08. | 21
21.08. | 22
21.08. | 23
21.08. | 24
22.08. | 1
22.08. | 2
22.08. | 3
22.08. | 4
22.08. | 5
22.08. | 6
22.08. | 7
22.08. | 8
22.08. | 9
22.08. | 10
22.08. | 11
22.08. | 12
22.08. | 13
22.08. | 14
22.08. | 15
22.08. | 16
22.08. | 17
22.08. | 18
22.08. | 19
22.08. | 20
22.08. | 21
22.08. | 22
22.08. | 23
22.08. | 24
23.08. | 1
23.08. | 2
23.08. | 3
23.08. | 4
23.08. | 5
23.08. | 6
23.08. | 7
23.08. | 8
23.08. | 9
23.08. | 10
23.08. | 11
23.08. | 12
23.08. | 13
23.08. | 14
23.08. | 15
23.08. | 16
23.08. | 17
23.08. | 18
23.08. | 19
23.08. | 20
23.08. | 21
23.08. | 22
23.08. | 23
23.08. | 24
24.08. | 1
24.08. | 2
24.08. | 3
24.08. | 4
24.08. | 5
24.08. | 6
24.08. | 7
24.08. | 8
24.08. | 9
24.08. | 10
24.08. | 11
24.08. | 12
24.08. | 13
24.08. | 14
24.08. | 15
24.08. | 16
24.08. | 17
24.08. | 18
24.08. | 19
24.08. | 20
24.08. | 21
24.08. | 22
24.08. | 23
24.08. | 24
25.08. | 1
25.08. | 2
25.08. | 3
25.08. | 4
25.08. | 5
25.08. | 6
25.08. | 7
25.08. | 8
25.08. | 9
25.08. | 10
25.08. | 11
25.08. | 12
25.08. | 13
25.08. | 14
25.08. | 15
25.08. | 16
25.08. | 17
25.08. | 18
25.08. | 19
25.08. | 20
25.08. | 21
25.08. | 22
25.08. | 23
25.08. | 24
26.08. | 1
26.08. | 2
26.08. | 3
26.08. | 4
26.08. | 5
26.08. | 6
26.08. | 7
26.08. | 8
26.08. | 9
26.08. | 10
26.08. | 11
26.08. | 12
26.08. | 13
26.08. | 14
26.08. | 15
26.08. | 16
26.08. | 17
26.08. | 18
26.08. | 19
26.08. | 20
26.08. | 21
26.08. | 22
26.08. | 23
26.08. | 24
27.08. | 1
27.08. | 2
27.08. | 3
27.08. | 4
27.08. | 5
27.08. | 6
27.08. | 7
27.08. | 8
27.08. | 9
27.08. | 10
27.08. | 11
27.08. | 12
27.08. | 13
27.08. | 14
27.08. | 15
27.08. | 16
27.08. | 17
27.08. | 18
27.08. | 19
27.08. | 20
27.08. | 21
27.08. | 22
27.08. | 23
27.08. | 24
28.08. | 1
28.08. | 2
28.08. | 3
28.08. | 4
28.08. | 5
28.08. | 6
28.08. | 7
28.08. | 8
28.08. | 9
28.08. | 10
28.08. | 11
28.08. | 12
28.08. | 13
28.08. | 14
28.08. | 15
28.08. | 16
28.08. | 17
28.08. | 18
28.08. | 19
28.08. | 20
28.08. | 21
28.08. | 22
28.08. | 23
28.08. | 24
29.08. | 1
29.08. | 2
29.08. | 3
29.08. | 4
29.08. | 5
29.08. | 6
29.08. | 7
29.08. | 8
29.08. | 9
29.08. | 10
29.08. | 11
29.08. | 12
29.08. | 13
29.08. | 14
29.08. | 15
29.08. | 16
29.08. | 17
29.08. | 18
29.08. | 19
29.08. | 20
29.08. | 21
29.08. | 22
29.08. | 23
29.08. | 24
30.08. | 1
30.08. | 2
30.08. | 3
30.08. | 4
30.08. | 5
30.08. | 6
30.08. | 7
30.08. | 8
30.08. | 9
30.08. | 10
30.08. | 11
30.08. | 12
30.08. | 13
30.08. | 14
30.08. | 15
30.08. | 16
30.08. | 17
30.08. | 18
30.08. | 19
30.08. | 20
30.08. | 21
30.08. | 22
30.08. | 23
30.08. | 24
31.08. | 1
31.08. | 2
31.08. | 3
31.08. | 4
31.08. | 5
31.08. | 6
31.08. | 7
31.08. | 8
31.08. | 9
31.08. | 10
31.08. | 11
31.08. | 12
31.08. | 13
31.08. | 14
31.08. | 15
31.08. | 16
31.08. | 17
31.08. | 18
31.08. | 19
31.08. | 20
31.08. | 21
31.08. | 22
31.08. | 23
31.08. | 24
01.09. | 1
01.09. | 2
01.09. | 3
01.09. | 4
01.09. | 5
01.09. | 6
01.09. | 7
01.09. | 8
01.09. | 9
01.09. | 10
01.09. | 11
01.09. | 12
01.09. | 13
01.09. | 14
01.09. | 15
01.09. | 16
01.09. | 17
01.09. | 18
01.09. | 19
01.09. | 20
01.09. | 21
01.09. | 22
01.09. | 23
01.09. | 24
02.09. | 1
02.09. | 2
02.09. | 3
02.09. | 4
02.09. | 5
02.09. | 6
02.09. | 7
02.09. | 8
02.09. | 9
02.09. | 10
02.09. | 11
02.09. | 12
02.09. | 13
02.09. | 14
02.09. | 15
02.09. | 16
02.09. | 17
02.09. | 18
02.09. | 19
02.09. | 20
02.09. | 21
02.09. | 22
02.09. | 23
02.09. | 24
03.09. | 1
03.09. | 2
03.09. | 3
03.09. | 4
03.09. | 5
03.09. | 6
03.09. | 7
03.09. | 8
03.09. | 9
03.09. | 10
03.09. | 11
03.09. | 12
03.09. | 13
03.09. | 14
03.09. | 15
03.09. | 16
03.09. | 17
03.09. | 18
03.09. | 19
03.09. | 20
03.09. | 21
03.09. | 22
03.09. | 23
03.09. | 24
04.09. | 1
04.09. | 2
04.09. | 3
04.09. | 4
04.09. | 5
04.09. | 6
04.09. | 7
04.09. | 8
04.09. | 9
04.09. | 10
04.09. | 11
04.09. | 12
04.09. | 13
04.09. | 14
04.09. | 15
04.09. | 16
04.09. | 17
04.09. | 18
04.09. | 19
04.09. | 20
04.09. | 21
04.09. | 22
04.09. | 23
04.09. | 24
05.09. | 1
05.09. | 2
05.09. | 3
05.09. | 4
05.09. | 5
05.09. | 6
05.09. | 7
05.09. | 8
05.09. | 9
05.09. | 10
05.09. | 11
05.09. | 12
05.09. | 13
05.09. | 14
05.09. | 15
05.09. | 16
05.09. | 17
05.09. | 18
05.09. | 19
05.09. | 20
05.09. | 21
05.09. | 22
05.09. | 23
05.09. | 24
06.09. | 1
06.09. | 2
06.09. | 3
06.09. | 4
06.09. | 5
06.09. | 6
06.09. | 7
06.09. | 8
06.09. | 9
06.09. | 10
06.09. | 11
06.09. | 12
06.09. | 13
06.09. | 14
06.09. | 15
06.09. | 16
06.09. | 17
06.09. | 18
06.09. | 19
06.09. | 20
06.09. | 21
06.09. | 22
06.09. | 23
06.09. | 24
07.09. | 1
07.09. | 2
07.09. | 3
07.09. | 4
07.09. | 5
07.09. | 6
07.09. | 7
07.09. | 8
07.09. | 9
07.09. | 10
07.09. | 11
07.09. | 12
07.09. | 13
07.09. | 14
07.09. | 15
07.09. | 16
07.09. | 17
07.09. | 18
07.09. | 19
07.09. | 20
07.09. | 21
07.09. | 22
07.09. | 23
07.09. | 24
08.09. | 1
08.09. | 2
08.09. | 3
08.09. | 4
08.09. | 5
08.09. | 6
08.09. | 7
08.09. | 8
08.09. | 9
08.09. | 10
08.09. | 11
08.09. | 12
08.09. | 13
08.09. | 14
08.09. | 15
08.09. | 16
08.09. | 17
08.09. | 18
08.09. | 19
08.09. | 20
08.09. | 21
08.09. | 22
08.09. | 23
08.09. | 24
09.09. | 1
09.09. | 2
09.09. | 3
09.09. | 4
09.09. | 5
09.09. | 6
09.09. | 7
09.09. | 8
09.09. | 9
09.09. | 10
09.09. | 11
09.09. | 12
09.09. | 13
09.09. | 14
09.09. | 15
09.09. | 16
09.09. | 17
09.09. | 18
09.09. | 19
09.09. | 20
09.09. | 21
09.09. | 22
09.09. | 23
09.09. | 24
10.09. | 1
10.09. | 2
10.09. | 3
10.09. | 4
10.09. | 5
10.09. | 6
10.09. | 7
10.09. | 8
10.09. | 9
10.09. | 10
10.09. | 11
10.09. | 12
10.09. | 13
10.09. | 14
10.09. | 15
10.09. | 16
10.09. | 17
10.09. | 18
10.09. | 19
10.09. | 20
10.09. | 21
10.09. | 22
10.09. | 23
10.09. | 24
11.09. | 1
11.09. | 2
11.09. | 3
11.09. | 4
11.09. | 5
11.09. | 6
11.09. | 7
11.09. | 8
11.09. | 9
11.09. | 10
11.09. | 11
11.09. | 12
11.09. | 13
11.09. | 14
11.09. | 15
11.09. | 16
11.09. | 17
11.09. | 18
11.09. | 19
11.09. | 20
11.09. | 21
11.09. | 22
11.09. | 23
11.09. | 24
12.09. | 1
12.09. | 2
12.09. | 3
12.09. | 4
12.09. | 5
12.09. | 6
12.09. | 7
12.09. | 8
12.09. | 9
12.09. | 10
12.09. | 11
12.09. | 12
12.09. | 13
12.09. | 14
12.09. | 15
12.09. | 16
12.09. | 17
12.09. | 18
12.09. | 19
12.09. | 20
12.09. | 21
12.09. | 22
12.09. | 23
12.09. | 24
13.09. | 1
13.09. | 2
13.09. | 3
13.09. | 4
13.09. | 5
13.09. | 6
13.09. | 7
13.09. | 8
13.09. | 9
13.09. | 10
13.09. | 11
13.09. | 12
13.09. | 13
13.09. | 14
13.09. | 15
13.09. | 16
13.09. | 17
13.09. | 18
13.09. | 19
13.09. | 20
13.09. | 21
13.09. | 22
13.09. | 23
13.09. | 24
14.09. | 1
14.09. | 2
14.09. | 3
14.09. | 4
14.09. | 5
14.09. | 6
14.09. | 7
14.09. | 8
14.09. | 9
14.09. | 10
14.09. | 11
14.09. | 12
14.09. | 13
14.09. | 14
14.09. | 15
14.09. | 16
14.09. | 17
14.09. | 18
14.09. | 19
14.09. | 20
14.09. | 21
14.09. | 22
14.09. | 23
14.09. | 24
15.09. | 1
15.09. | 2
15.09. | 3
15.09. | 4
15.09. | 5
15.09. | 6
15.09. | 7
15.09. | 8
15.09. | 9
15.09. | 10
15.09. | 11
15.09. | 12
15.09. | 13
15.09. | 14
15.09. | 15
15.09. | 16
15.09. | 17
15.09. | 18
15.09. | 19
15.09. | 20
15.09. | 21
15.09. | 22
15.09. | 23
15.09. | 24
16.09. | 1
16.09. | 2
16.09. | 3
16.09. | 4
16.09. | 5
16.09. | 6
16.09. | 7
16.09. | 8
16.09. | 9
16.09. | 10
16.09. | 11
16.09. | 12
16.09. | 13
16.09. | 14
16.09. | 15
16.09. | 16
16.09. | 17
16.09. | 18
16.09. | 19
16.09. | 20
16.09. | 21
16.09. | 22
16.09. | 23
16.09. | 24
17.09. | 1
17.09. | 2
17.09. | 3
17.09. | 4
17.09. | 5
17.09. | 6
17.09. | 7
17.09. | 8
17.09. | 9
17.09. | 10
17.09. | 11
17.09. | 12
17.09. | 13
17.09. | 14
17.09. | 15
17.09. | 16
17.09. | 17
17.09. | 18
17.09. | 19
17.09. | 20
17.09. | 21
17.09. | 22
17.09. | 23
17.09. | 24
18.09. | 1
18.09. | 2
18.09. | 3
18.09. | 4
18.09. | 5
18.09. | 6
18.09. | 7
18.09. | 8
18.09. | 9
18.09. | 10
18.09. | 11
18.09. | 12
18.09. | 13
18.09. | 14
18.09. | 15
18.09. | 16
18.09. | 17
18.09. | 18
18.09. | 19
18.09. | 20
18.09. | 21
18.09. | 22
18.09. | 23
18.09. | 24
19.09. | 1
19.09. | 2
19.09. | 3
19.09. | 4
19.09. | 5
19.09. | 6
19.09. | 7
19.09. | 8
19.09. | 9
19.09. | 10
19.09. | 11
19.09. | 12
19.09. | 13
19.09. | 14
19.09. | 15
19.09. | 16
19.09. | 17
19.09. | 18
19.09. | 19
19.09. | 20
19.09. | 21
19.09. | 22
19.09. | 23
19.09. | 24
20.09. | 1
20.09. | 2
20.09. | 3
20.09. | 4
20.09. | 5
20.09. | 6
20.09. | 7
20.09. | 8
20.09. | 9
20.09. | 10
20.09. | 11
20.09. | 12
20.09. | 13
20.09. | 14
20.09. | 15
20.09. | 16
20.09. | 17
20.09. | 18
20.09. | 19
20.09. | 20
20.09. | 21
20.09. | 22
20.09. | 23
20.09. | 24
21.09. | 1
21.09. | 2
21.09. | 3
21.09. | 4
21.09. | 5
21.09. | 6
21.09. | 7
21.09. | 8
21.09. | 9
21.09. | 10
21.09. | 11
21.09. | 12
21.09. | 13
21.09. | 14
21.09. | 15
21.09. | 16
21.09. | 17
21.09. | 18
21.09. | 19
21.09. | 20
21.09. | 21
21.09. | 22
21.09. | 23
21.09. | 24
22.09. | 1
22.09. | 2
22.09. | 3
22.09. | 4
22.09. | 5
22.09. | 6
22.09. | 7
22.09. | 8
22.09. | 9
22.09. | 10
22.09. | 11
22.09. | 12
22.09. | 13
22.09. | 14
22.09. | 15
22.09. | 16
22.09. | 17
22.09. | 18
22.09. | 19
22.09. | 20
22.09. | 21
22.09. | 22
22.09. | 23
22.09. | 24
23.09. | 1
23.09. | 2
23.09. | 3
23.09. | 4
23.09. | 5
23.09. | 6
23.09. | 7
23.09. | 8
23.09. | 9
23.09. | 10
23.09. | 11
23.09. | 12
23.09. | 13
23.09. | 14
23.09. | 15
23.09. | 16
23.09. | 17
23.09. | 18
23.09. | 19
23.09. | 20
23.09. | 21
23.09. | 22
23.09. | 23
23.09. | 24
24.09. | 1
24.09. | 2
24.09. | 3
24.09. | 4
24.09. | 5
24.09. | 6
24.09. | 7
24.09. | 8
24.09. | 9
24.09. | 10
24.09. | 11
24.09. | 12
24.09. | 13
24.09. | 14
24.09. | 15
24.09. | 16
24.09. | 17
24.09. | 18
24.09. | 19
24.09. | 20
24.09. | 21
24.09. | 22
24.09. | 23
24.09. | 24
25.09. | 1
25.09. | 2
25.09. | 3
25.09. | 4
25.09. | 5
25.09. | 6
25.09. | 7
25.09. | 8
25.09. | 9
25.09. | 10
25.09. | 11
25.09. | 12
25.09. | 13
25.09. | 14
25.09. | 15
25.09. | 16
25.09. | 17
25.09. | 18
25.09. | 19
25.09. | 20
25.09. | 21
25.09. | 22
25.09. | 23
25.09. | 24
26.09. | 1
26.09. | 2
26.09. | 3
26.09. | 4
26.09. | 5
26.09. | 6
26.09. | 7
26.09. | 8
26.09. | 9
26.09. | 10
26.09. | 11
26.09. | 12
26.09. | 13
26.09. | 14
26.09. | 15
26.09. | 16
26.09. | 17
26.09. | 18
26.09. | 19
26.09. | 20
26.09. | 21
26.09. | 22
26.09. | 23
26.09. | 24
27.09. | 1
27.09. | 2
27.09. | 3
27.09. | 4
27.09. | 5
27.09. | 6
27.09. | 7
27.09. | 8
27.09. | 9
27.09. | 10
27.09. | 11
27.09. | 12
27.09. | 13
27.09. | 14
27.09. | 15
27.09. | 16
27.09. | 17
27.09. | 18
27.09. | 19
27.09. | 20
27.09. | 21
27.09. | 22
27.09. | 23
27.09. | 24
28.09. | 1
28.09. | 2
28.09. | 3
28.09. | 4
28.09. | 5
28.09. | 6
28.09. | 7
28.09. | 8
28.09. | 9
28.09. | 10
28.09. | 11
28.09. | 12
28.09. | 13
28.09. | 14
28.09. | 15
28.09. | 16
28.09. | 17
28.09. | 18
28.09. | 19
28.09. | 20
28.09. | 21
28.09. | 22
28.09. | 23
28.09. | 24
29.09. | 1
29.09. | 2
29.09. | 3
29.09. | 4
29.09. | 5
29.09. | 6
29.09. | 7
29.09. | 8
29.09. | 9
29.09. | 10
29.09. | 11
29.09. | 12
29.09. | 13
29.09. | 14
29.09. | 15
29.09. | 16
29.09. | 17
29.09. | 18
29.09. | 19
29.09. | 20
29.09. | 21
29.09. | 22
29.09. | 23
29.09. | 24
30.09. | 1
30.09. | 2
30.09. | 3
30.09. | 4
30.09. | 5
30.09. | 6
30.09. | 7
30.09. | 8
30.09. | 9
30.09. | 10
30.09. | 11
30.09. | 12
30.09. | 13
30.09. | 14
30.09. | 15
30.09. | 16
30.09. | 17
30.09. | 18
30.09. | 19
30.09. | 20
30.09. | 21
30.09. | 22
30.09. | 23
30.09. | 24
01.10. | 1
01.10. | 2
01.10. | 3
01.10. | 4
01.10. | 5
01.10. | 6
01.10. | 7
01.10. | 8
01.10. | 9
01.10. | 10
01.10. | 11
01.10. | 12
01.10. | 13
01.10. | 14
01.10. | 15
01.10. | 16
01.10. | 17
01.10. | 18
01.10. | 19
01.10. | 20
01.10. | 21
01.10. | 22
01.10. | 23
01.10. | 24
02.10. | 1
02.10. | 2
02.10. | 3
02.10. | 4
02.10. | 5
02.10. | 6
02.10. | 7
02.10. | 8
02.10. | 9
02.10. | 10
02.10. | 11
02.10. | 12
02.10. | 13
02.10. | 14
02.10. | 15
02.10. | 16
02.10. | 17
02.10. | 18
02.10. | 19
02.10. | 20
02.10. | 21
02.10. | 22
02.10. | 23
02.10. | 24
03.10. | 1
03.10. | 2
03.10. | 3
03.10. | 4
03.10. | 5
03.10. | 6
03.10. | 7
03.10. | 8
03.10. | 9
03.10. | 10
03.10. | 11
03.10. | 12
03.10. | 13
03.10. | 14
03.10. | 15
03.10. | 16
03.10. | 17
03.10. | 18
03.10. | 19
03.10. | 20
03.10. | 21
03.10. | 22
03.10. | 23
03.10. | 24
04.10. | 1
04.10. | 2
04.10. | 3
04.10. | 4
04.10. | 5
04.10. | 6
04.10. | 7
04.10. | 8
04.10. | 9
04.10. | 10
04.10. | 11
04.10. | 12
04.10. | 13
04.10. | 14
04.10. | 15
04.10. | 16
04.10. | 17
04.10. | 18
04.10. | 19
04.10. | 20
04.10. | 21
04.10. | 22
04.10. | 23
04.10. | 24
05.10. | 1
05.10. | 2
05.10. | 3
05.10. | 4
05.10. | 5
05.10. | 6
05.10. | 7
05.10. | 8
05.10. | 9
05.10. | 10
05.10. | 11
05.10. | 12
05.10. | 13
05.10. | 14
05.10. | 15
05.10. | 16
05.10. | 17
05.10. | 18
05.10. | 19
05.10. | 20
05.10. | 21
05.10. | 22
05.10. | 23
05.10. | 24
06.10. | 1
06.10. | 2
06.10. | 3
06.10. | 4
06.10. | 5
06.10. | 6
06.10. | 7
06.10. | 8
06.10. | 9
06.10. | 10
06.10. | 11
06.10. | 12
06.10. | 13
06.10. | 14
06.10. | 15
06.10. | 16
06.10. | 17
06.10. | 18
06.10. | 19
06.10. | 20
06.10. | 21
06.10. | 22
06.10. | 23
06.10. | 24
07.10. | 1
07.10. | 2
07.10. | 3
07.10. | 4
07.10. | 5
07.10. | 6
07.10. | 7
07.10. | 8
07.10. | 9
07.10. | 10
07.10. | 11
07.10. | 12
07.10. | 13
07.10. | 14
07.10. | 15
07.10. | 16
07.10. | 17
07.10. | 18
07.10. | 19
07.10. | 20
07.10. | 21
07.10. | 22
07.10. | 23
07.10. | 24
08.10. | 1
08.10. | 2
08.10. | 3
08.10. | 4
08.10. | 5
08.10. | 6
08.10. | 7
08.10. | 8
08.10. | 9
08.10. | 10
08.10. | 11
08.10. | 12
08.10. | 13
08.10. | 14
08.10. | 15
08.10. | 16
08.10. | 17
08.10. | 18
08.10. | 19
08.10. | 20
08.10. | 21
08.10. | 22
08.10. | 23
08.10. | 24
09.10. | 1
09.10. | 2
09.10. | 3
09.10. | 4
09.10. | 5
09.10. | 6
09.10. | 7
09.10. | 8
09.10. | 9
09.10. | 10
09.10. | 11
09.10. | 12
09.10. | 13
09.10. | 14
09.10. | 15
09.10. | 16
09.10. | 17
09.10. | 18
09.10. | 19
09.10. | 20
09.10. | 21
09.10. | 22
09.10. | 23
09.10. | 24
10.10. | 1
10.10. | 2
10.10. | 3
10.10. | 4
10.10. | 5
10.10. | 6
10.10. | 7
10.10. | 8
10.10. | 9
10.10. | 10
10.10. | 11
10.10. | 12
10.10. | 13
10.10. | 14
10.10. | 15
10.10. | 16
10.10. | 17
10.10. | 18
10.10. | 19
10.10. | 20
10.10. | 21
10.10. | 22
10.10. | 23
10.10. | 24
11.10. | 1
11.10. | 2
11.10. | 3
11.10. | 4
11.10. | 5
11.10. | 6
11.10. | 7
11.10. | 8
11.10. | 9
11.10. | 10
11.10. | 11
11.10. | 12
11.10. | 13
11.10. | 14
11.10. | 15
11.10. | 16
11.10. | 17
11.10. | 18
11.10. | 19
11.10. | 20
11.10. | 21
11.10. | 22
11.10. | 23
11.10. | 24
12.10. | 1
12.10. | 2
12.10. | 3
12.10. | 4
12.10. | 5
12.10. | 6
12.10. | 7
12.10. | 8
12.10. | 9
12.10. | 10
12.10. | 11
12.10. | 12
12.10. | 13
12.10. | 14
12.10. | 15
12.10. | 16
12.10. | 17
12.10. | 18
12.10. | 19
12.10. | 20
12.10. | 21
12.10. | 22
12.10. | 23
12.10. | 24
13.10. | 1
13.10. | 2
13.10. | 3
13.10. | 4
13.10. | 5
13.10. | 6
13.10. | 7
13.10. | 8
13.10. | 9
13.10. | 10
13.10. | 11
13.10. | 12
13.10. | 13
13.10. | 14
13.10. | 15
13.10. | 16
13.10. | 17
13.10. | 18
13.10. | 19
13.10. | 20
13.10. | 21
13.10. | 22
13.10. | 23
13.10. | 24
14.10. | 1
14.10. | 2
14.10. | 3
14.10. | 4
14.10. | 5
14.10. | 6
14.10. | 7
14.10. | 8
14.10. | 9
14.10. | 10
14.10. | 11
14.10. | 12
14.10. | 13
14.10. | 14
14.10. | 15
14.10. | 16
14.10. | 17
14.10. | 18
14.10. | 19
14.10. | 20
14.10. | 21
14.10. | 22
14.10. | 23
14.10. | 24
15.10. | 1
15.10. | 2
15.10. | 3
15.10. | 4
15.10. | 5
15.10. | 6
15.10. | 7
15.10. | 8
15.10. | 9
15.10. | 10
15.10. | 11
15.10. | 12
15.10. | 13
15.10. | 14
15.10. | 15
15.10. | 16
15.10. | 17
15.10. | 18
15.10. | 19
15.10. | 20
15.10. | 21
15.10. | 22
15.10. | 23
15.10. | 24
16.10. | 1
16.10. | 2
16.10. | 3
16.10. | 4
16.10. | 5
16.10. | 6
16.10. | 7
16.10. | 8
16.10. | 9
16.10. | 10
16.10. | 11
16.10. | 12
16.10. | 13
16.10. | 14
16.10. | 15
16.10. | 16
16.10. | 17
16.10. | 18
16.10. | 19
16.10. | 20
16.10. | 21
16.10. | 22
16.10. | 23
16.10. | 24
17.10. | 1
17.10. | 2
17.10. | 3
17.10. | 4
17.10. | 5
17.10. | 6
17.10. | 7
17.10. | 8
17.10. | 9
17.10. | 10
17.10. | 11
17.10. | 12
17.10. | 13
17.10. | 14
17.10. | 15
17.10. | 16
17.10. | 17
17.10. | 18
17.10. | 19
17.10. | 20
17.10. | 21
17.10. | 22
17.10. | 23
17.10. | 24
18.10. | 1
18.10. | 2
18.10. | 3
18.10. | 4
18.10. | 5
18.10. | 6
18.10. | 7
18.10. | 8
18.10. | 9
18.10. | 10
18.10. | 11
18.10. | 12
18.10. | 13
18.10. | 14
18.10. | 15
18.10. | 16
18.10. | 17
18.10. | 18
18.10. | 19
18.10. | 20
18.10. | 21
18.10. | 22
18.10. | 23
18.10. | 24
19.10. | 1
19.10. | 2
19.10. | 3
19.10. | 4
19.10. | 5
19.10. | 6
19.10. | 7
19.10. | 8
19.10. | 9
19.10. | 10
19.10. | 11
19.10. | 12
19.10. | 13
19.10. | 14
19.10. | 15
19.10. | 16
19.10. | 17
19.10. | 18
19.10. | 19
19.10. | 20
19.10. | 21
19.10. | 22
19.10. | 23
19.10. | 24
20.10. | 1
20.10. | 2
20.10. | 3
20.10. | 4
20.10. | 5
20.10. | 6
20.10. | 7
20.10. | 8
20.10. | 9
20.10. | 10
20.10. | 11
20.10. | 12
20.10. | 13
20.10. | 14
20.10. | 15
20.10. | 16
20.10. | 17
20.10. | 18
20.10. | 19
20.10. | 20
20.10. | 21
20.10. | 22
20.10. | 23
20.10. | 24
21.10. | 1
21.10. | 2
21.10. | 3
21.10. | 4
21.10. | 5
21.10. | 6
21.10. | 7
21.10. | 8
21.10. | 9
21.10. | 10
21.10. | 11
21.10. | 12
21.10. | 13
21.10. | 14
21.10. | 15
21.10. | 16
21.10. | 17
21.10. | 18
21.10. | 19
21.10. | 20
21.10. | 21
21.10. | 22
21.10. | 23
21.10. | 24
22.10. | 1
22.10. | 2
22.10. | 3
22.10. | 4
22.10. | 5
22.10. | 6
22.10. | 7
22.10. | 8
22.10. | 9
22.10. | 10
22.10. | 11
22.10. | 12
22.10. | 13
22.10. | 14
22.10. | 15
22.10. | 16
22.10. | 17
22.10. | 18
22.10. | 19
22.10. | 20
22.10. | 21
22.10. | 22
22.10. | 23
22.10. | 24
23.10. | 1
23.10. | 2
23.10. | 3
23.10. | 4
23.10. | 5
23.10. | 6
23.10. | 7
23.10. | 8
23.10. | 9
23.10. | 10
23.10. | 11
23.10. | 12
23.10. | 13
23.10. | 14
23.10. | 15
23.10. | 16
23.10. | 17
23.10. | 18
23.10. | 19
23.10. | 20
23.10. | 21
23.10. | 22
23.10. | 23
23.10. | 24
24.10. | 1
24.10. | 2
24.10. | 3
24.10. | 4
24.10. | 5
24.10. | 6
24.10. | 7
24.10. | 8
24.10. | 9
24.10. | 10
24.10. | 11
24.10. | 12
24.10. | 13
24.10. | 14
24.10. | 15
24.10. | 16
24.10. | 17
24.10. | 18
24.10. | 19
24.10. | 20
24.10. | 21
24.10. | 22
24.10. | 23
24.10. | 24
25.10. | 1
25.10. | 2
25.10. | 3
25.10. | 4
25.10. | 5
25.10. | 6
25.10. | 7
25.10. | 8
25.10. | 9
25.10. | 10
25.10. | 11
25.10. | 12
25.10. | 13
25.10. | 14
25.10. | 15
25.10. | 16
25.10. | 17
25.10. | 18
25.10. | 19
25.10. | 20
25.10. | 21
25.10. | 22
25.10. | 23
25.10. | 24
26.10. | 1
26.10. | 2
26.10. | 3
26.10. | 4
26.10. | 5
26.10. | 6
26.10. | 7
26.10. | 8
26.10. | 9
26.10. | 10
26.10. | 11
26.10. | 12
26.10. | 13
26.10. | 14
26.10. | 15
26.10. | 16
26.10. | 17
26.10. | 18
26.10. | 19
26.10. | 20
26.10. | 21
26.10. | 22
26.10. | 23
26.10. | 24
27.10. | 1
27.10. | 2
27.10. | 3
27.10. | 4
27.10. | 5
27.10. | 6
27.10. | 7
27.10. | 8
27.10. | 9
27.10. | 10
27.10. | 11
27.10. | 12
27.10. | 13
27.10. | 14
27.10. | 15
27.10. | 16
27.10. | 17
27.10. | 18
27.10. | 19
27.10. | 20
27.10. | 21
27.10. | 22
27.10. | 23
27.10. | 24
28.10. | 1
28.10. | 2
28.10. | 3
28.10. | 4
28.10. | 5
28.10. | 6
28.10. | 7
28.10. | 8
28.10. | 9
28.10. | 10
28.10. | 11
28.10. | 12
28.10. | 13
28.10. | 14
28.10. | 15
28.10. | 16
28.10. | 17
28.10. | 18
28.10. | 19
28.10. | 20
28.10. | 21
28.10. | 22
28.10. | 23
28.10. | 24
29.10. | 1
29.10. | 2
29.10. | 3
29.10. | 4
29.10. | 5
29.10. | 6
29.10. | 7
29.10. | 8
29.10. | 9
29.10. | 10
29.10. | 11
29.10. | 12
29.10. | 13
29.10. | 14
29.10. | 15
29.10. | 16
29.10. | 17
29.10. | 18
29.10. | 19
29.10. | 20
29.10. | 21
29.10. | 22
29.10. | 23
29.10. | 24
30.10. | 1
30.10. | 2
30.10. | 3
30.10. | 4
30.10. | 5
30.10. | 6
30.10. | 7
30.10. | 8
30.10. | 9
30.10. | 10
30.10. | 11
30.10. | 12
30.10. | 13
30.10. | 14
30.10. | 15
30.10. | 16
30.10. | 17
30.10. | 18
30.10. | 19
30.10. | 20
30.10. | 21
30.10. | 22
30.10. | 23
30.10. | 24
31.10. | 1
31.10. | 2
31.10. | 3
31.10. | 4
31.10. | 5
31.10. | 6
31.10. | 7
31.10. | 8
31.10. | 9
31.10. | 10
31.10. | 11
31.10. | 12
31.10. | 13
31.10. | 14
31.10. | 15
31.10. | 16
31.10. | 17
31.10. | 18
31.10. | 19
31.10. | 20
31.10. | 21
31.10. | 22
31.10. | 23
31.10. | 24
01.11. | 1
01.11. | 2
01.11. | 3
01.11. | 4
01.11. | 5
01.11. | 6
01.11. | 7
01.11. | 8
01.11. | 9
01.11. | 10
01.11. | 11
01.11. | 12
01.11. | 13
01.11. | 14
01.11. | 15
01.11. | 16
01.11. | 17
01.11. | 18
01.11. | 19
01.11. | 20
01.11. | 21
01.11. | 22
01.11. | 23
01.11. | 24
02.11. | 1
02.11. | 2
02.11. | 3
02.11. | 4
02.11. | 5
02.11. | 6
02.11. | 7
02.11. | 8
02.11. | 9
02.11. | 10
02.11. | 11
02.11. | 12
02.11. | 13
02.11. | 14
02.11. | 15
02.11. | 16
02.11. | 17
02.11. | 18
02.11. | 19
02.11. | 20
02.11. | 21
02.11. | 22
02.11. | 23
02.11. | 24
03.11. | 1
03.11. | 2
03.11. | 3
03.11. | 4
03.11. | 5
03.11. | 6
03.11. | 7
03.11. | 8
03.11. | 9
03.11. | 10
03.11. | 11
03.11. | 12
03.11. | 13
03.11. | 14
03.11. | 15
03.11. | 16
03.11. | 17
03.11. | 18
03.11. | 19
03.11. | 20
03.11. | 21
03.11. | 22
03.11. | 23
03.11. | 24
04.11. | 1
04.11. | 2
04.11. | 3
04.11. | 4
04.11. | 5
04.11. | 6
04.11. | 7
04.11. | 8
04.11. | 9
04.11. | 10
04.11. | 11
04.11. | 12
04.11. | 13
04.11. | 14
04.11. | 15
04.11. | 16
04.11. | 17
04.11. | 18
04.11. | 19
04.11. | 20
04.11. | 21
04.11. | 22
04.11. | 23
04.11. | 24
05.11. | 1
05.11. | 2
05.11. | 3
05.11. | 4
05.11. | 5
05.11. | 6
05.11. | 7
05.11. | 8
05.11. | 9
05.11. | 10
05.11. | 11
05.11. | 12
05.11. | 13
05.11. | 14
05.11. | 15
05.11. | 16
05.11. | 17
05.11. | 18
05.11. | 19
05.11. | 20
05.11. | 21
05.11. | 22
05.11. | 23
05.11. | 24
06.11. | 1
06.11. | 2
06.11. | 3
06.11. | 4
06.11. | 5
06.11. | 6
06.11. | 7
06.11. | 8
06.11. | 9
06.11. | 10
06.11. | 11
06.11. | 12
06.11. | 13
06.11. | 14
06.11. | 15
06.11. | 16
06.11. | 17
06.11. | 18
06.11. | 19
06.11. | 20
06.11. | 21
06.11. | 22
06.11. | 23
06.11. | 24
07.11. | 1
07.11. | 2
07.11. | 3
07.11. | 4
07.11. | 5
07.11. | 6
07.11. | 7
07.11. | 8
07.11. | 9
07.11. | 10
07.11. | 11
07.11. | 12
07.11. | 13
07.11. | 14
07.11. | 15
07.11. | 16
07.11. | 17
07.11. | 18
07.11. | 19
07.11. | 20
07.11. | 21
07.11. | 22
07.11. | 23
07.11. | 24
08.11. | 1
08.11. | 2
08.11. | 3
08.11. | 4
08.11. | 5
08.11. | 6
08.11. | 7
08.11. | 8
08.11. | 9
08.11. | 10
08.11. | 11
08.11. | 12
08.11. | 13
08.11. | 14
08.11. | 15
08.11. | 16
08.11. | 17
08.11. | 18
08.11. | 19
08.11. | 20
08.11. | 21
08.11. | 22
08.11. | 23
08.11. | 24
09.11. | 1
09.11. | 2
09.11. | 3
09.11. | 4
09.11. | 5
09.11. | 6
09.11. | 7
09.11. | 8
09.11. | 9
09.11. | 10
09.11. | 11
09.11. | 12
09.11. | 13
09.11. | 14
09.11. | 15
09.11. | 16
09.11. | 17
09.11. | 18
09.11. | 19
09.11. | 20
09.11. | 21
09.11. | 22
09.11. | 23
09.11. | 24
10.11. | 1
10.11. | 2
10.11. | 3
10.11. | 4
10.11. | 5
10.11. | 6
10.11. | 7
10.11. | 8
10.11. | 9
10.11. | 10
10.11. | 11
10.11. | 12
10.11. | 13
10.11. | 14
10.11. | 15
10.11. | 16
10.11. | 17
10.11. | 18
10.11. | 19
10.11. | 20
10.11. | 21
10.11. | 22
10.11. | 23
10.11. | 24
11.11. | 1
11.11. | 2
11.11. | 3
11.11. | 4
11.11. | 5
11.11. | 6
11.11. | 7
11.11. | 8
11.11. | 9
11.11. | 10
11.11. | 11
11.11. | 12
11.11. | 13
11.11. | 14
11.11. | 15
11.11. | 16
11.11. | 17
11.11. | 18
11.11. | 19
11.11. | 20
11.11. | 21
11.11. | 22
11.11. | 23
11.11. | 24
12.11. | 1
12.11. | 2
12.11. | 3
12.11. | 4
12.11. | 5
12.11. | 6
12.11. | 7
12.11. | 8
12.11. | 9
12.11. | 10
12.11. | 11
12.11. | 12
12.11. | 13
12.11. | 14
12.11. | 15
12.11. | 16
12.11. | 17
12.11. | 18
12.11. | 19
12.11. | 20
12.11. | 21
12.11. | 22
12.11. | 23
12.11. | 24
13.11. | 1
13.11. | 2
13.11. | 3
13.11. | 4
13.11. | 5
13.11. | 6
13.11. | 7
13.11. | 8
13.11. | 9
13.11. | 10
13.11. | 11
13.11. | 12
13.11. | 13
13.11. | 14
13.11. | 15
13.11. | 16
13.11. | 17
13.11. | 18
13.11. | 19
13.11. | 20
13.11. | 21
13.11. | 22
13.11. | 23
13.11. | 24
14.11. | 1
14.11. | 2
14.11. | 3
14.11. | 4
14.11. | 5
14.11. | 6
14.11. | 7
14.11. | 8
14.11. | 9
14.11. | 10
14.11. | 11
14.11. | 12
14.11. | 13
14.11. | 14
14.11. | 15
14.11. | 16
14.11. | 17
14.11. | 18
14.11. | 19
14.11. | 20
14.11. | 21
14.11. | 22
14.11. | 23
14.11. | 24
15.11. | 1
15.11. | 2
15.11. | 3
15.11. | 4
15.11. | 5
15.11. | 6
15.11. | 7
15.11. | 8
15.11. | 9
15.11. | 10
15.11. | 11
15.11. | 12
15.11. | 13
15.11. | 14
15.11. | 15
15.11. | 16
15.11. | 17
15.11. | 18
15.11. | 19
15.11. | 20
15.11. | 21
15.11. | 22
15.11. | 23
15.11. | 24
16.11. | 1
16.11. | 2
16.11. | 3
16.11. | 4
16.11. | 5
16.11. | 6
16.11. | 7
16.11. | 8
16.11. | 9
16.11. | 10
16.11. | 11
16.11. | 12
16.11. | 13
16.11. | 14
16.11. | 15
16.11. | 16
16.11. | 17
16.11. | 18
16.11. | 19
16.11. | 20
16.11. | 21
16.11. | 22
16.11. | 23
16.11. | 24
17.11. | 1
17.11. | 2
17.11. | 3
17.11. | 4
17.11. | 5
17.11. | 6
17.11. | 7
17.11. | 8
17.11. | 9
17.11. | 10
17.11. | 11
17.11. | 12
17.11. | 13
17.11. | 14
17.11. | 15
17.11. | 16
17.11. | 17
17.11. | 18
17.11. | 19
17.11. | 20
17.11. | 21
17.11. | 22
17.11. | 23
17.11. | 24
18.11. | 1
18.11. | 2
18.11. | 3
18.11. | 4
18.11. | 5
18.11. | 6
18.11. | 7
18.11. | 8
18.11. | 9
18.11. | 10
18.11. | 11
18.11. | 12
18.11. | 13
18.11. | 14
18.11. | 15
18.11. | 16
18.11. | 17
18.11. | 18
18.11. | 19
18.11. | 20
18.11. | 21
18.11. | 22
18.11. | 23
18.11. | 24
19.11. | 1
19.11. | 2
19.11. | 3
19.11. | 4
19.11. | 5
19.11. | 6
19.11. | 7
19.11. | 8
19.11. | 9
19.11. | 10
19.11. | 11
19.11. | 12
19.11. | 13
19.11. | 14
19.11. | 15
19.11. | 16
19.11. | 17
19.11. | 18
19.11. | 19
19.11. | 20
19.11. | 21
19.11. | 22
19.11. | 23
19.11. | 24
20.11. | 1
20.11. | 2
20.11. | 3
20.11. | 4
20.11. | 5
20.11. | 6
20.11. | 7
20.11. | 8
20.11. | 9
20.11. | 10
20.11. | 11
20.11. | 12
20.11. | 13
20.11. | 14
20.11. | 15
20.11. | 16
20.11. | 17
20.11. | 18
20.11. | 19
20.11. | 20
20.11. | 21
20.11. | 22
20.11. | 23
20.11. | 24
21.11. | 1
21.11. | 2
21.11. | 3
21.11. | 4
21.11. | 5
21.11. | 6
21.11. | 7
21.11. | 8
21.11. | 9
21.11. | 10
21.11. | 11
21.11. | 12
21.11. | 13
21.11. | 14
21.11. | 15
21.11. | 16
21.11. | 17
21.11. | 18
21.11. | 19
21.11. | 20
21.11. | 21
21.11. | 22
21.11. | 23
21.11. | 24
22.11. | 1
22.11. | 2
22.11. | 3
22.11. | 4
22.11. | 5
22.11. | 6
22.11. | 7
22.11. | 8
22.11. | 9
22.11. | 10
22.11. | 11
22.11. | 12
22.11. | 13
22.11. | 14
22.11. | 15
22.11. | 16
22.11. | 17
22.11. | 18
22.11. | 19
22.11. | 20
22.11. | 21
22.11. | 22
22.11. | 23
22.11. | 24
23.11. | 1
23.11. | 2
23.11. | 3
23.11. | 4
23.11. | 5
23.11. | 6
23.11. | 7
23.11. | 8
23.11. | 9
23.11. | 10
23.11. | 11
23.11. | 12
23.11. | 13
23.11. | 14
23.11. | 15
23.11. | 16
23.11. | 17
23.11. | 18
23.11. | 19
23.11. | 20
23.11. | 21
23.11. | 22
23.11. | 23
23.11. | 24
24.11. | 1
24.11. | 2
24.11. | 3
24.11. | 4
24.11. | 5
24.11. | 6
24.11. | 7
24.11. | 8
24.11. | 9
24.11. | 10
24.11. | 11
24.11. | 12
24.11. | 13
24.11. | 14
24.11. | 15
24.11. | 16
24.11. | 17
24.11. | 18
24.11. | 19
24.11. | 20
24.11. | 21
24.11. | 22
24.11. | 23
24.11. | 24
25.11. | 1
25.11. | 2
25.11. | 3
25.11. | 4
25.11. | 5
25.11. | 6
25.11. | 7
25.11. | 8
25.11. | 9
25.11. | 10
25.11. | 11
25.11. | 12
25.11. | 13
25.11. | 14
25.11. | 15
25.11. | 16
25.11. | 17
25.11. | 18
25.11. | 19
25.11. | 20
25.11. | 21
25.11. | 22
25.11. | 23
25.11. | 24
26.11. | 1
26.11. | 2
26.11. | 3
26.11. | 4
26.11. | 5
26.11. | 6
26.11. | 7
26.11. | 8
26.11. | 9
26.11. | 10
26.11. | 11
26.11. | 12
26.11. | 13
26.11. | 14
26.11. | 15
26.11. | 16
26.11. | 17
26.11. | 18
26.11. | 19
26.11. | 20
26.11. | 21
26.11. | 22
26.11. | 23
26.11. | 24
27.11. | 1
27.11. | 2
27.11. | 3
27.11. | 4
27.11. | 5
27.11. | 6
27.11. | 7
27.11. | 8
27.11. | 9
27.11. | 10
27.11. | 11
27.11. | 12
27.11. | 13
27.11. | 14
27.11. | 15
27.11. | 16
27.11. | 17
27.11. | 18
27.11. | 19
27.11. | 20
27.11. | 21
27.11. | 22
27.11. | 23
27.11. | 24
28.11. | 1
28.11. | 2
28.11. | 3
28.11. | 4
28.11. | 5
28.11. | 6
28.11. | 7
28.11. | 8
28.11. | 9
28.11. | 10
28.11. | 11
28.11. | 12
28.11. | 13
28.11. | 14
28.11. | 15
28.11. | 16
28.11. | 17
28.11. | 18
28.11. | 19
28.11. | 20
28.11. | 21
28.11. | 22
28.11. | 23
28.11. | 24
29.11. | 1
29.11. | 2
29.11. | 3
29.11. | 4
29.11. | 5
29.11. | 6
29.11. | 7
29.11. | 8
29.11. | 9
29.11. | 10
29.11. | 11
29.11. | 12
29.11. | 13
29.11. | 14
29.11. | 15
29.11. | 16
29.11. | 17
29.11. | 18
29.11. | 19
29.11. | 20
29.11. | 21
29.11. | 22
29.11. | 23
29.11. | 24
30.11. | 1
30.11. | 2
30.11. | 3
30.11. | 4
30.11. | 5
30.11. | 6
30.11. | 7
30.11. | 8
30.11. | 9
30.11. | 10
30.11. | 11
30.11. | 12
30.11. | 13
30.11. | 14
30.11. | 15
30.11. | 16
30.11. | 17
30.11. | 18
30.11. | 19
30.11. | 20
30.11. | 21
30.11. | 22
30.11. | 23
30.11. | 24
01.12. | 1
01.12. | 2
01.12. | 3
01.12. | 4
01.12. | 5
01.12. | 6
01.12. | 7
01.12. | 8
01.12. | 9
01.12. | 10
01.12. | 11
01.12. | 12
01.12. | 13
01.12. | 14
01.12. | 15
01.12. | 16
01.12. | 17
01.12. | 18
01.12. | 19
01.12. | 20
01.12. | 21
01.12. | 22
01.12. | 23
01.12. | 24
02.12. | 1
02.12. | 2
02.12. | 3
02.12. | 4
02.12. | 5
02.12. | 6
02.12. | 7
02.12. | 8
02.12. | 9
02.12. | 10
02.12. | 11
02.12. | 12
02.12. | 13
02.12. | 14
02.12. | 15
02.12. | 16
02.12. | 17
02.12. | 18
02.12. | 19
02.12. | 20
02.12. | 21
02.12. | 22
02.12. | 23
02.12. | 24
03.12. | 1
03.12. | 2
03.12. | 3
03.12. | 4
03.12. | 5
03.12. | 6
03.12. | 7
03.12. | 8
03.12. | 9
03.12. | 10
03.12. | 11
03.12. | 12
03.12. | 13
03.12. | 14
03.12. | 15
03.12. | 16
03.12. | 17
03.12. | 18
03.12. | 19
03.12. | 20
03.12. | 21
03.12. | 22
03.12. | 23
03.12. | 24
04.12. | 1
04.12. | 2
04.12. | 3
04.12. | 4
04.12. | 5
04.12. | 6
04.12. | 7
04.12. | 8
04.12. | 9
04.12. | 10
04.12. | 11
04.12. | 12
04.12. | 13
04.12. | 14
04.12. | 15
04.12. | 16
04.12. | 17
04.12. | 18
04.12. | 19
04.12. | 20
04.12. | 21
04.12. | 22
04.12. | 23
04.12. | 24
05.12. | 1
05.12. | 2
05.12. | 3
05.12. | 4
05.12. | 5
05.12. | 6
05.12. | 7
05.12. | 8
05.12. | 9
05.12. | 10
05.12. | 11
05.12. | 12
05.12. | 13
05.12. | 14
05.12. | 15
05.12. | 16
05.12. | 17
05.12. | 18
05.12. | 19
05.12. | 20
05.12. | 21
05.12. | 22
05.12. | 23
05.12. | 24
06.12. | 1
06.12. | 2
06.12. | 3
06.12. | 4
06.12. | 5
06.12. | 6
06.12. | 7
06.12. | 8
06.12. | 9
06.12. | 10
06.12. | 11
06.12. | 12
06.12. | 13
06.12. | 14
06.12. | 15
06.12. | 16
06.12. | 17
06.12. | 18
06.12. | 19
06.12. | 20
06.12. | 21
06.12. | 22
06.12. | 23
06.12. | 24
07.12. | 1
07.12. | 2
07.12. | 3
07.12. | 4
07.12. | 5
07.12. | 6
07.12. | 7
07.12. | 8
07.12. | 9
07.12. | 10
07.12. | 11
07.12. | 12
07.12. | 13
07.12. | 14
07.12. | 15
07.12. | 16
07.12. | 17
07.12. | 18
07.12. | 19
07.12. | 20
07.12. | 21
07.12. | 22
07.12. | 23
07.12. | 24
08.12. | 1
08.12. | 2
08.12. | 3
08.12. | 4
08.12. | 5
08.12. | 6
08.12. | 7
08.12. | 8
08.12. | 9
08.12. | 10
08.12. | 11
08.12. | 12
08.12. | 13
08.12. | 14
08.12. | 15
08.12. | 16
08.12. | 17
08.12. | 18
08.12. | 19
08.12. | 20
08.12. | 21
08.12. | 22
08.12. | 23
08.12. | 24
09.12. | 1
09.12. | 2
09.12. | 3
09.12. | 4
09.12. | 5
09.12. | 6
09.12. | 7
09.12. | 8
09.12. | 9
09.12. | 10
09.12. | 11
09.12. | 12
09.12. | 13
09.12. | 14
09.12. | 15
09.12. | 16
09.12. | 17
09.12. | 18
09.12. | 19
09.12. | 20
09.12. | 21
09.12. | 22
09.12. | 23
09.12. | 24
10.12. | 1
10.12. | 2
10.12. | 3
10.12. | 4
10.12. | 5
10.12. | 6
10.12. | 7
10.12. | 8
10.12. | 9
10.12. | 10
10.12. | 11
10.12. | 12
10.12. | 13
10.12. | 14
10.12. | 15
10.12. | 16
10.12. | 17
10.12. | 18
10.12. | 19
10.12. | 20
10.12. | 21
10.12. | 22
10.12. | 23
10.12. | 24
11.12. | 1
11.12. | 2
11.12. | 3
11.12. | 4
11.12. | 5
11.12. | 6
11.12. | 7
11.12. | 8
11.12. | 9
11.12. | 10
11.12. | 11
11.12. | 12
11.12. | 13
11.12. | 14
11.12. | 15
11.12. | 16
11.12. | 17
11.12. | 18
11.12. | 19
11.12. | 20
11.12. | 21
11.12. | 22
11.12. | 23
11.12. | 24
12.12. | 1
12.12. | 2
12.12. | 3
12.12. | 4
12.12. | 5
12.12. | 6
12.12. | 7
12.12. | 8
12.12. | 9
12.12. | 10
12.12. | 11
12.12. | 12
12.12. | 13
12.12. | 14
12.12. | 15
12.12. | 16
12.12. | 17
12.12. | 18
12.12. | 19
12.12. | 20
12.12. | 21
12.12. | 22
12.12. | 23
12.12. | 24
13.12. | 1
13.12. | 2
13.12. | 3
13.12. | 4
13.12. | 5
13.12. | 6
13.12. | 7
13.12. | 8
13.12. | 9
13.12. | 10
13.12. | 11
13.12. | 12
13.12. | 13
13.12. | 14
13.12. | 15
13.12. | 16
13.12. | 17
13.12. | 18
13.12. | 19
13.12. | 20
13.12. | 21
13.12. | 22
13.12. | 23
13.12. | 24
14.12. | 1
14.12. | 2
14.12. | 3
14.12. | 4
14.12. | 5
14.12. | 6
14.12. | 7
14.12. | 8
14.12. | 9
14.12. | 10
14.12. | 11
14.12. | 12
14.12. | 13
14.12. | 14
14.12. | 15
14.12. | 16
14.12. | 17
14.12. | 18
14.12. | 19
14.12. | 20
14.12. | 21
14.12. | 22
14.12. | 23
14.12. | 24
15.12. | 1
15.12. | 2
15.12. | 3
15.12. | 4
15.12. | 5
15.12. | 6
15.12. | 7
15.12. | 8
15.12. | 9
15.12. | 10
15.12. | 11
15.12. | 12
15.12. | 13
15.12. | 14
15.12. | 15
15.12. | 16
15.12. | 17
15.12. | 18
15.12. | 19
15.12. | 20
15.12. | 21
15.12. | 22
15.12. | 23
15.12. | 24
16.12. | 1
16.12. | 2
16.12. | 3
16.12. | 4
16.12. | 5
16.12. | 6
16.12. | 7
16.12. | 8
16.12. | 9
16.12. | 10
16.12. | 11
16.12. | 12
16.12. | 13
16.12. | 14
16.12. | 15
16.12. | 16
16.12. | 17
16.12. | 18
16.12. | 19
16.12. | 20
16.12. | 21
16.12. | 22
16.12. | 23
16.12. | 24
17.12. | 1
17.12. | 2
17.12. | 3
17.12. | 4
17.12. | 5
17.12. | 6
17.12. | 7
17.12. | 8
17.12. | 9
17.12. | 10
17.12. | 11
17.12. | 12
17.12. | 13
17.12. | 14
17.12. | 15
17.12. | 16
17.12. | 17
17.12. | 18
17.12. | 19
17.12. | 20
17.12. | 21
17.12. | 22
17.12. | 23
17.12. | 24
18.12. | 1
18.12. | 2
18.12. | 3
18.12. | 4
18.12. | 5
18.12. | 6
18.12. | 7
18.12. | 8
18.12. | 9
18.12. | 10
18.12. | 11
18.12. | 12
18.12. | 13
18.12. | 14
18.12. | 15
18.12. | 16
18.12. | 17
18.12. | 18
18.12. | 19
18.12. | 20
18.12. | 21
18.12. | 22
18.12. | 23
18.12. | 24
19.12. | 1
19.12. | 2
19.12. | 3
19.12. | 4
19.12. | 5
19.12. | 6
19.12. | 7
19.12. | 8
19.12. | 9
19.12. | 10
19.12. | 11
19.12. | 12
19.12. | 13
19.12. | 14
19.12. | 15
19.12. | 16
19.12. | 17
19.12. | 18
19.12. | 19
19.12. | 20
19.12. | 21
19.12. | 22
19.12. | 23
19.12. | 24
20.12. | 1
20.12. | 2
20.12. | 3
20.12. | 4
20.12. | 5
20.12. | 6
20.12. | 7
20.12. | 8
20.12. | 9
20.12. | 10
20.12. | 11
20.12. | 12
20.12. | 13
20.12. | 14
20.12. | 15
20.12. | 16
20.12. | 17
20.12. | 18
20.12. | 19
20.12. | 20
20.12. | 21
20.12. | 22
20.12. | 23
20.12. | 24
21.12. | 1
21.12. | 2
21.12. | 3
21.12. | 4
21.12. | 5
21.12. | 6
21.12. | 7
21.12. | 8
21.12. | 9
21.12. | 10
21.12. | 11
21.12. | 12
21.12. | 13
21.12. | 14
21.12. | 15
21.12. | 16
21.12. | 17
21.12. | 18
21.12. | 19
21.12. | 20
21.12. | 21
21.12. | 22
21.12. | 23
21.12. | 24
22.12. | 1
22.12. | 2
22.12. | 3
22.12. | 4
22.12. | 5
22.12. | 6
22.12. | 7
22.12. | 8
22.12. | 9
22.12. | 10
22.12. | 11
22.12. | 12
22.12. | 13
22.12. | 14
22.12. | 15
22.12. | 16
22.12. | 17
22.12. | 18
22.12. | 19
22.12. | 20
22.12. | 21
22.12. | 22
22.12. | 23
22.12. | 24
23.12. | 1
23.12. | 2
23.12. | 3
23.12. | 4
23.12. | 5
23.12. | 6
23.12. | 7
23.12. | 8
23.12. | 9
23.12. | 10
23.12. | 11
23.12. | 12
23.12. | 13
23.12. | 14
23.12. | 15
23.12. | 16
23.12. | 17
23.12. | 18
23.12. | 19
23.12. | 20
23.12. | 21
23.12. | 22
23.12. | 23
23.12. | 24
24.12. | 1
24.12. | 2
24.12. | 3
24.12. | 4
24.12. | 5
24.12. | 6
24.12. | 7
24.12. | 8
24.12. | 9
24.12. | 10
24.12. | 11
24.12. | 12
24.12. | 13
24.12. | 14
24.12. | 15
24.12. | 16
24.12. | 17
24.12. | 18
24.12. | 19
24.12. | 20
24.12. | 21
24.12. | 22
24.12. | 23
24.12. | 24
25.12. | 1
25.12. | 2
25.12. | 3
25.12. | 4
25.12. | 5
25.12. | 6
25.12. | 7
25.12. | 8
25.12. | 9
25.12. | 10
25.12. | 11
25.12. | 12
25.12. | 13
25.12. | 14
25.12. | 15
25.12. | 16
25.12. | 17
25.12. | 18
25.12. | 19
25.12. | 20
25.12. | 21
25.12. | 22
25.12. | 23
25.12. | 24
26.12. | 1
26.12. | 2
26.12. | 3
26.12. | 4
26.12. | 5
26.12. | 6
26.12. | 7
26.12. | 8
26.12. | 9
26.12. | 10
26.12. | 11
26.12. | 12
26.12. | 13
26.12. | 14
26.12. | 15
26.12. | 16
26.12. | 17
26.12. | 18
26.12. | 19
26.12. | 20
26.12. | 21
26.12. | 22
26.12. | 23
26.12. | 24
27.12. | 1
27.12. | 2
27.12. | 3
27.12. | 4
27.12. | 5
27.12. | 6
27.12. | 7
27.12. | 8
27.12. | 9
27.12. | 10
27.12. | 11
27.12. | 12
27.12. | 13
27.12. | 14
27.12. | 15
27.12. | 16
27.12. | 17
27.12. | 18
27.12. | 19
27.12. | 20
27.12. | 21
27.12. | 22
27.12. | 23
27.12. | 24
28.12. | 1
28.12. | 2
28.12. | 3
28.12. | 4
28.12. | 5
28.12. | 6
28.12. | 7
28.12. | 8
28.12. | 9
28.12. | 10
28.12. | 11
28.12. | 12
28.12. | 13
28.12. | 14
28.12. | 15
28.12. | 16
28.12. | 17
28.12. | 18
28.12. | 19
28.12. | 20
28.12. | 21
28.12. | 22
28.12. | 23
28.12. | 24
29.12. | 1
29.12. | 2
29.12. | 3
29.12. | 4
29.12. | 5
29.12. | 6
29.12. | 7
29.12. | 8
29.12. | 9
29.12. | 10
29.12. | 11
29.12. | 12
29.12. | 13
29.12. | 14
29.12. | 15
29.12. | 16
29.12. | 17
29.12. | 18
29.12. | 19
29.12. | 20
29.12. | 21
29.12. | 22
29.12. | 23
29.12. | 24
30.12. | 1
30.12. | 2
30.12. | 3
30.12. | 4
30.12. | 5
30.12. | 6
30.12. | 7
30.12. | 8
30.12. | 9
30.12. | 10
30.12. | 11
30.12. | 12
30.12. | 13
30.12. | 14
30.12. | 15
30.12. | 16
30.12. | 17
30.12. | 18
30.12. | 19
30.12. | 20
30.12. | 21
30.12. | 22
30.12. | 23
30.12. | 24
31.12. | 1
31.12. | 2
31.12. | 3
31.12. | 4
31.12. | 5
31.12. | 6
31.12. | 7
31.12. | 8
31.12. | 9
31.12. | 10
31.12. | 11
31.12. | 12
31.12. | 13
31.12. | 14
31.12. | 15
31.12. | 16
31.12. | 17
31.12. | 18
31.12. | 19
31.12. | 20
31.12. | 21
31.12. | 22
31.12. | 23
31.12. | 24

## Reserves
ENTSO-E Market Modelling Database: Reserves
Country:
Market Node: | SK00
Year:
Climate year
Scenario
Frequency Containment Reserves (FCR)
Total Market Node Requirement | [MW] | 0
FCR that need to be made available by thermal unit commitment (already net with generating capacities on Thermal sheet, not causing additional commitment on Thermal units apart from what highlighted in the unit-by-unit Thermal sheet) | [MW]
Provided by HYDRO - Reserve that should be procured by further constraining the 'Maximum generation' of either Reservoir either Pumped Storage | [MW] | 0
Reserve available from Demand (reduction of demand possible thanks to specific contract to cope with system imbalances; while DSR would work on the DA & ID,here it should be considered only interruptible contract activated to contain system frequency) | [MW] | 0
FCR that need to be made available by thermal unit commitment additional to the FCR allocations highlighted in the unit-by-unit Thermal sheet (this will be allocated additionally on Thermal units as provided FCR) | [MW] | 15
Frequency Restoration Reserves (FRR) - includind both automatic (aFRR) and manual (mFRR)
Total Market Node Requirement | [MW] | 312
FRR that will be procured by thermal (unit commitment of thermal units able to provide FRR take IN REAL LIFE into account this requirements) | [MW] | 312
Provided by HYDRO - Reserve that should be procured by further constraining the 'Maximum generation' of either Reservoir either Pumped Storage | [MW] | 0
Simplified modelling assumptions (to account reserve requirements on e.g. day ahead market as currently done for MAF)
Additional load (should be <= FCR + FRR needed from thermal) | [MW]
Provided by HYDRO - Reserve that should be procured by further constraining the 'Maximum generation' of Reservoir units | [MW]
Provided by HYDRO - Reserve that should be procured by further constraining the 'Maximum generation' of Pumped Storage Open Loop units | [MW]
Provided by HYDRO - Reserve that should be procured by further constraining the 'Maximum generation' of Pumped Storage Closed Loop units | [MW] | 527

## DSR
ENTSO-E Market Modelling Database: DSR
Country:
Market Node: | SK00
Year:
Climate year
Scenario
| Demand Side Response | Price Band 1 | Price Band 2 | Price Band 3 | Price Band 4 | Price Band 5 | Price Band 6 | Price Band 7 | Price Band 8 | Price Band 9 | Price Band 10 | Price Band 11
Capacity
Units
Hours
Price
Climate year start
Climate year end
Date | Hour | Available Demand Response (MW) | Available Demand Response (MW) | Available Demand Response (MW) | Available Demand Response (MW) | Available Demand Response (MW) | Available Demand Response (MW) | Available Demand Response (MW) | Available Demand Response (MW) | Available Demand Response (MW) | Available Demand Response (MW) | N.B. use convention first January always Monday (2007 calendar year) --> see guidelines for further details
01.01. | 1
01.01. | 2
01.01. | 3
01.01. | 4
01.01. | 5
01.01. | 6
01.01. | 7
01.01. | 8
01.01. | 9
01.01. | 10
01.01. | 11
01.01. | 12
01.01. | 13
01.01. | 14
01.01. | 15
01.01. | 16
01.01. | 17
01.01. | 18
01.01. | 19
01.01. | 20
01.01. | 21
01.01. | 22
01.01. | 23
01.01. | 24
02.01. | 1
02.01. | 2
02.01. | 3
02.01. | 4
02.01. | 5
02.01. | 6
02.01. | 7
02.01. | 8
02.01. | 9
02.01. | 10
02.01. | 11
02.01. | 12
02.01. | 13
02.01. | 14
02.01. | 15
02.01. | 16
02.01. | 17
02.01. | 18
02.01. | 19
02.01. | 20
02.01. | 21
02.01. | 22
02.01. | 23
02.01. | 24
03.01. | 1
03.01. | 2
03.01. | 3
03.01. | 4
03.01. | 5
03.01. | 6
03.01. | 7
03.01. | 8
03.01. | 9
03.01. | 10
03.01. | 11
03.01. | 12
03.01. | 13
03.01. | 14
03.01. | 15
03.01. | 16
03.01. | 17
03.01. | 18
03.01. | 19
03.01. | 20
03.01. | 21
03.01. | 22
03.01. | 23
03.01. | 24
04.01. | 1
04.01. | 2
04.01. | 3
04.01. | 4
04.01. | 5
04.01. | 6
04.01. | 7
04.01. | 8
04.01. | 9
04.01. | 10
04.01. | 11
04.01. | 12
04.01. | 13
04.01. | 14
04.01. | 15
04.01. | 16
04.01. | 17
04.01. | 18
04.01. | 19
04.01. | 20
04.01. | 21
04.01. | 22
04.01. | 23
04.01. | 24
05.01. | 1
05.01. | 2
05.01. | 3
05.01. | 4
05.01. | 5
05.01. | 6
05.01. | 7
05.01. | 8
05.01. | 9
05.01. | 10
05.01. | 11
05.01. | 12
05.01. | 13
05.01. | 14
05.01. | 15
05.01. | 16
05.01. | 17
05.01. | 18
05.01. | 19
05.01. | 20
05.01. | 21
05.01. | 22
05.01. | 23
05.01. | 24
06.01. | 1
06.01. | 2
06.01. | 3
06.01. | 4
06.01. | 5
06.01. | 6
06.01. | 7
06.01. | 8
06.01. | 9
06.01. | 10
06.01. | 11
06.01. | 12
06.01. | 13
06.01. | 14
06.01. | 15
06.01. | 16
06.01. | 17
06.01. | 18
06.01. | 19
06.01. | 20
06.01. | 21
06.01. | 22
06.01. | 23
06.01. | 24
07.01. | 1
07.01. | 2
07.01. | 3
07.01. | 4
07.01. | 5
07.01. | 6
07.01. | 7
07.01. | 8
07.01. | 9
07.01. | 10
07.01. | 11
07.01. | 12
07.01. | 13
07.01. | 14
07.01. | 15
07.01. | 16
07.01. | 17
07.01. | 18
07.01. | 19
07.01. | 20
07.01. | 21
07.01. | 22
07.01. | 23
07.01. | 24
08.01. | 1
08.01. | 2
08.01. | 3
08.01. | 4
08.01. | 5
08.01. | 6
08.01. | 7
08.01. | 8
08.01. | 9
08.01. | 10
08.01. | 11
08.01. | 12
08.01. | 13
08.01. | 14
08.01. | 15
08.01. | 16
08.01. | 17
08.01. | 18
08.01. | 19
08.01. | 20
08.01. | 21
08.01. | 22
08.01. | 23
08.01. | 24
09.01. | 1
09.01. | 2
09.01. | 3
09.01. | 4
09.01. | 5
09.01. | 6
09.01. | 7
09.01. | 8
09.01. | 9
09.01. | 10
09.01. | 11
09.01. | 12
09.01. | 13
09.01. | 14
09.01. | 15
09.01. | 16
09.01. | 17
09.01. | 18
09.01. | 19
09.01. | 20
09.01. | 21
09.01. | 22
09.01. | 23
09.01. | 24
10.01. | 1
10.01. | 2
10.01. | 3
10.01. | 4
10.01. | 5
10.01. | 6
10.01. | 7
10.01. | 8
10.01. | 9
10.01. | 10
10.01. | 11
10.01. | 12
10.01. | 13
10.01. | 14
10.01. | 15
10.01. | 16
10.01. | 17
10.01. | 18
10.01. | 19
10.01. | 20
10.01. | 21
10.01. | 22
10.01. | 23
10.01. | 24
11.01. | 1
11.01. | 2
11.01. | 3
11.01. | 4
11.01. | 5
11.01. | 6
11.01. | 7
11.01. | 8
11.01. | 9
11.01. | 10
11.01. | 11
11.01. | 12
11.01. | 13
11.01. | 14
11.01. | 15
11.01. | 16
11.01. | 17
11.01. | 18
11.01. | 19
11.01. | 20
11.01. | 21
11.01. | 22
11.01. | 23
11.01. | 24
12.01. | 1
12.01. | 2
12.01. | 3
12.01. | 4
12.01. | 5
12.01. | 6
12.01. | 7
12.01. | 8
12.01. | 9
12.01. | 10
12.01. | 11
12.01. | 12
12.01. | 13
12.01. | 14
12.01. | 15
12.01. | 16
12.01. | 17
12.01. | 18
12.01. | 19
12.01. | 20
12.01. | 21
12.01. | 22
12.01. | 23
12.01. | 24
13.01. | 1
13.01. | 2
13.01. | 3
13.01. | 4
13.01. | 5
13.01. | 6
13.01. | 7
13.01. | 8
13.01. | 9
13.01. | 10
13.01. | 11
13.01. | 12
13.01. | 13
13.01. | 14
13.01. | 15
13.01. | 16
13.01. | 17
13.01. | 18
13.01. | 19
13.01. | 20
13.01. | 21
13.01. | 22
13.01. | 23
13.01. | 24
14.01. | 1
14.01. | 2
14.01. | 3
14.01. | 4
14.01. | 5
14.01. | 6
14.01. | 7
14.01. | 8
14.01. | 9
14.01. | 10
14.01. | 11
14.01. | 12
14.01. | 13
14.01. | 14
14.01. | 15
14.01. | 16
14.01. | 17
14.01. | 18
14.01. | 19
14.01. | 20
14.01. | 21
14.01. | 22
14.01. | 23
14.01. | 24
15.01. | 1
15.01. | 2
15.01. | 3
15.01. | 4
15.01. | 5
15.01. | 6
15.01. | 7
15.01. | 8
15.01. | 9
15.01. | 10
15.01. | 11
15.01. | 12
15.01. | 13
15.01. | 14
15.01. | 15
15.01. | 16
15.01. | 17
15.01. | 18
15.01. | 19
15.01. | 20
15.01. | 21
15.01. | 22
15.01. | 23
15.01. | 24
16.01. | 1
16.01. | 2
16.01. | 3
16.01. | 4
16.01. | 5
16.01. | 6
16.01. | 7
16.01. | 8
16.01. | 9
16.01. | 10
16.01. | 11
16.01. | 12
16.01. | 13
16.01. | 14
16.01. | 15
16.01. | 16
16.01. | 17
16.01. | 18
16.01. | 19
16.01. | 20
16.01. | 21
16.01. | 22
16.01. | 23
16.01. | 24
17.01. | 1
17.01. | 2
17.01. | 3
17.01. | 4
17.01. | 5
17.01. | 6
17.01. | 7
17.01. | 8
17.01. | 9
17.01. | 10
17.01. | 11
17.01. | 12
17.01. | 13
17.01. | 14
17.01. | 15
17.01. | 16
17.01. | 17
17.01. | 18
17.01. | 19
17.01. | 20
17.01. | 21
17.01. | 22
17.01. | 23
17.01. | 24
18.01. | 1
18.01. | 2
18.01. | 3
18.01. | 4
18.01. | 5
18.01. | 6
18.01. | 7
18.01. | 8
18.01. | 9
18.01. | 10
18.01. | 11
18.01. | 12
18.01. | 13
18.01. | 14
18.01. | 15
18.01. | 16
18.01. | 17
18.01. | 18
18.01. | 19
18.01. | 20
18.01. | 21
18.01. | 22
18.01. | 23
18.01. | 24
19.01. | 1
19.01. | 2
19.01. | 3
19.01. | 4
19.01. | 5
19.01. | 6
19.01. | 7
19.01. | 8
19.01. | 9
19.01. | 10
19.01. | 11
19.01. | 12
19.01. | 13
19.01. | 14
19.01. | 15
19.01. | 16
19.01. | 17
19.01. | 18
19.01. | 19
19.01. | 20
19.01. | 21
19.01. | 22
19.01. | 23
19.01. | 24
20.01. | 1
20.01. | 2
20.01. | 3
20.01. | 4
20.01. | 5
20.01. | 6
20.01. | 7
20.01. | 8
20.01. | 9
20.01. | 10
20.01. | 11
20.01. | 12
20.01. | 13
20.01. | 14
20.01. | 15
20.01. | 16
20.01. | 17
20.01. | 18
20.01. | 19
20.01. | 20
20.01. | 21
20.01. | 22
20.01. | 23
20.01. | 24
21.01. | 1
21.01. | 2
21.01. | 3
21.01. | 4
21.01. | 5
21.01. | 6
21.01. | 7
21.01. | 8
21.01. | 9
21.01. | 10
21.01. | 11
21.01. | 12
21.01. | 13
21.01. | 14
21.01. | 15
21.01. | 16
21.01. | 17
21.01. | 18
21.01. | 19
21.01. | 20
21.01. | 21
21.01. | 22
21.01. | 23
21.01. | 24
22.01. | 1
22.01. | 2
22.01. | 3
22.01. | 4
22.01. | 5
22.01. | 6
22.01. | 7
22.01. | 8
22.01. | 9
22.01. | 10
22.01. | 11
22.01. | 12
22.01. | 13
22.01. | 14
22.01. | 15
22.01. | 16
22.01. | 17
22.01. | 18
22.01. | 19
22.01. | 20
22.01. | 21
22.01. | 22
22.01. | 23
22.01. | 24
23.01. | 1
23.01. | 2
23.01. | 3
23.01. | 4
23.01. | 5
23.01. | 6
23.01. | 7
23.01. | 8
23.01. | 9
23.01. | 10
23.01. | 11
23.01. | 12
23.01. | 13
23.01. | 14
23.01. | 15
23.01. | 16
23.01. | 17
23.01. | 18
23.01. | 19
23.01. | 20
23.01. | 21
23.01. | 22
23.01. | 23
23.01. | 24
24.01. | 1
24.01. | 2
24.01. | 3
24.01. | 4
24.01. | 5
24.01. | 6
24.01. | 7
24.01. | 8
24.01. | 9
24.01. | 10
24.01. | 11
24.01. | 12
24.01. | 13
24.01. | 14
24.01. | 15
24.01. | 16
24.01. | 17
24.01. | 18
24.01. | 19
24.01. | 20
24.01. | 21
24.01. | 22
24.01. | 23
24.01. | 24
25.01. | 1
25.01. | 2
25.01. | 3
25.01. | 4
25.01. | 5
25.01. | 6
25.01. | 7
25.01. | 8
25.01. | 9
25.01. | 10
25.01. | 11
25.01. | 12
25.01. | 13
25.01. | 14
25.01. | 15
25.01. | 16
25.01. | 17
25.01. | 18
25.01. | 19
25.01. | 20
25.01. | 21
25.01. | 22
25.01. | 23
25.01. | 24
26.01. | 1
26.01. | 2
26.01. | 3
26.01. | 4
26.01. | 5
26.01. | 6
26.01. | 7
26.01. | 8
26.01. | 9
26.01. | 10
26.01. | 11
26.01. | 12
26.01. | 13
26.01. | 14
26.01. | 15
26.01. | 16
26.01. | 17
26.01. | 18
26.01. | 19
26.01. | 20
26.01. | 21
26.01. | 22
26.01. | 23
26.01. | 24
27.01. | 1
27.01. | 2
27.01. | 3
27.01. | 4
27.01. | 5
27.01. | 6
27.01. | 7
27.01. | 8
27.01. | 9
27.01. | 10
27.01. | 11
27.01. | 12
27.01. | 13
27.01. | 14
27.01. | 15
27.01. | 16
27.01. | 17
27.01. | 18
27.01. | 19
27.01. | 20
27.01. | 21
27.01. | 22
27.01. | 23
27.01. | 24
28.01. | 1
28.01. | 2
28.01. | 3
28.01. | 4
28.01. | 5
28.01. | 6
28.01. | 7
28.01. | 8
28.01. | 9
28.01. | 10
28.01. | 11
28.01. | 12
28.01. | 13
28.01. | 14
28.01. | 15
28.01. | 16
28.01. | 17
28.01. | 18
28.01. | 19
28.01. | 20
28.01. | 21
28.01. | 22
28.01. | 23
28.01. | 24
29.01. | 1
29.01. | 2
29.01. | 3
29.01. | 4
29.01. | 5
29.01. | 6
29.01. | 7
29.01. | 8
29.01. | 9
29.01. | 10
29.01. | 11
29.01. | 12
29.01. | 13
29.01. | 14
29.01. | 15
29.01. | 16
29.01. | 17
29.01. | 18
29.01. | 19
29.01. | 20
29.01. | 21
29.01. | 22
29.01. | 23
29.01. | 24
30.01. | 1
30.01. | 2
30.01. | 3
30.01. | 4
30.01. | 5
30.01. | 6
30.01. | 7
30.01. | 8
30.01. | 9
30.01. | 10
30.01. | 11
30.01. | 12
30.01. | 13
30.01. | 14
30.01. | 15
30.01. | 16
30.01. | 17
30.01. | 18
30.01. | 19
30.01. | 20
30.01. | 21
30.01. | 22
30.01. | 23
30.01. | 24
31.01. | 1
31.01. | 2
31.01. | 3
31.01. | 4
31.01. | 5
31.01. | 6
31.01. | 7
31.01. | 8
31.01. | 9
31.01. | 10
31.01. | 11
31.01. | 12
31.01. | 13
31.01. | 14
31.01. | 15
31.01. | 16
31.01. | 17
31.01. | 18
31.01. | 19
31.01. | 20
31.01. | 21
31.01. | 22
31.01. | 23
31.01. | 24
01.02. | 1
01.02. | 2
01.02. | 3
01.02. | 4
01.02. | 5
01.02. | 6
01.02. | 7
01.02. | 8
01.02. | 9
01.02. | 10
01.02. | 11
01.02. | 12
01.02. | 13
01.02. | 14
01.02. | 15
01.02. | 16
01.02. | 17
01.02. | 18
01.02. | 19
01.02. | 20
01.02. | 21
01.02. | 22
01.02. | 23
01.02. | 24
02.02. | 1
02.02. | 2
02.02. | 3
02.02. | 4
02.02. | 5
02.02. | 6
02.02. | 7
02.02. | 8
02.02. | 9
02.02. | 10
02.02. | 11
02.02. | 12
02.02. | 13
02.02. | 14
02.02. | 15
02.02. | 16
02.02. | 17
02.02. | 18
02.02. | 19
02.02. | 20
02.02. | 21
02.02. | 22
02.02. | 23
02.02. | 24
03.02. | 1
03.02. | 2
03.02. | 3
03.02. | 4
03.02. | 5
03.02. | 6
03.02. | 7
03.02. | 8
03.02. | 9
03.02. | 10
03.02. | 11
03.02. | 12
03.02. | 13
03.02. | 14
03.02. | 15
03.02. | 16
03.02. | 17
03.02. | 18
03.02. | 19
03.02. | 20
03.02. | 21
03.02. | 22
03.02. | 23
03.02. | 24
04.02. | 1
04.02. | 2
04.02. | 3
04.02. | 4
04.02. | 5
04.02. | 6
04.02. | 7
04.02. | 8
04.02. | 9
04.02. | 10
04.02. | 11
04.02. | 12
04.02. | 13
04.02. | 14
04.02. | 15
04.02. | 16
04.02. | 17
04.02. | 18
04.02. | 19
04.02. | 20
04.02. | 21
04.02. | 22
04.02. | 23
04.02. | 24
05.02. | 1
05.02. | 2
05.02. | 3
05.02. | 4
05.02. | 5
05.02. | 6
05.02. | 7
05.02. | 8
05.02. | 9
05.02. | 10
05.02. | 11
05.02. | 12
05.02. | 13
05.02. | 14
05.02. | 15
05.02. | 16
05.02. | 17
05.02. | 18
05.02. | 19
05.02. | 20
05.02. | 21
05.02. | 22
05.02. | 23
05.02. | 24
06.02. | 1
06.02. | 2
06.02. | 3
06.02. | 4
06.02. | 5
06.02. | 6
06.02. | 7
06.02. | 8
06.02. | 9
06.02. | 10
06.02. | 11
06.02. | 12
06.02. | 13
06.02. | 14
06.02. | 15
06.02. | 16
06.02. | 17
06.02. | 18
06.02. | 19
06.02. | 20
06.02. | 21
06.02. | 22
06.02. | 23
06.02. | 24
07.02. | 1
07.02. | 2
07.02. | 3
07.02. | 4
07.02. | 5
07.02. | 6
07.02. | 7
07.02. | 8
07.02. | 9
07.02. | 10
07.02. | 11
07.02. | 12
07.02. | 13
07.02. | 14
07.02. | 15
07.02. | 16
07.02. | 17
07.02. | 18
07.02. | 19
07.02. | 20
07.02. | 21
07.02. | 22
07.02. | 23
07.02. | 24
08.02. | 1
08.02. | 2
08.02. | 3
08.02. | 4
08.02. | 5
08.02. | 6
08.02. | 7
08.02. | 8
08.02. | 9
08.02. | 10
08.02. | 11
08.02. | 12
08.02. | 13
08.02. | 14
08.02. | 15
08.02. | 16
08.02. | 17
08.02. | 18
08.02. | 19
08.02. | 20
08.02. | 21
08.02. | 22
08.02. | 23
08.02. | 24
09.02. | 1
09.02. | 2
09.02. | 3
09.02. | 4
09.02. | 5
09.02. | 6
09.02. | 7
09.02. | 8
09.02. | 9
09.02. | 10
09.02. | 11
09.02. | 12
09.02. | 13
09.02. | 14
09.02. | 15
09.02. | 16
09.02. | 17
09.02. | 18
09.02. | 19
09.02. | 20
09.02. | 21
09.02. | 22
09.02. | 23
09.02. | 24
10.02. | 1
10.02. | 2
10.02. | 3
10.02. | 4
10.02. | 5
10.02. | 6
10.02. | 7
10.02. | 8
10.02. | 9
10.02. | 10
10.02. | 11
10.02. | 12
10.02. | 13
10.02. | 14
10.02. | 15
10.02. | 16
10.02. | 17
10.02. | 18
10.02. | 19
10.02. | 20
10.02. | 21
10.02. | 22
10.02. | 23
10.02. | 24
11.02. | 1
11.02. | 2
11.02. | 3
11.02. | 4
11.02. | 5
11.02. | 6
11.02. | 7
11.02. | 8
11.02. | 9
11.02. | 10
11.02. | 11
11.02. | 12
11.02. | 13
11.02. | 14
11.02. | 15
11.02. | 16
11.02. | 17
11.02. | 18
11.02. | 19
11.02. | 20
11.02. | 21
11.02. | 22
11.02. | 23
11.02. | 24
12.02. | 1
12.02. | 2
12.02. | 3
12.02. | 4
12.02. | 5
12.02. | 6
12.02. | 7
12.02. | 8
12.02. | 9
12.02. | 10
12.02. | 11
12.02. | 12
12.02. | 13
12.02. | 14
12.02. | 15
12.02. | 16
12.02. | 17
12.02. | 18
12.02. | 19
12.02. | 20
12.02. | 21
12.02. | 22
12.02. | 23
12.02. | 24
13.02. | 1
13.02. | 2
13.02. | 3
13.02. | 4
13.02. | 5
13.02. | 6
13.02. | 7
13.02. | 8
13.02. | 9
13.02. | 10
13.02. | 11
13.02. | 12
13.02. | 13
13.02. | 14
13.02. | 15
13.02. | 16
13.02. | 17
13.02. | 18
13.02. | 19
13.02. | 20
13.02. | 21
13.02. | 22
13.02. | 23
13.02. | 24
14.02. | 1
14.02. | 2
14.02. | 3
14.02. | 4
14.02. | 5
14.02. | 6
14.02. | 7
14.02. | 8
14.02. | 9
14.02. | 10
14.02. | 11
14.02. | 12
14.02. | 13
14.02. | 14
14.02. | 15
14.02. | 16
14.02. | 17
14.02. | 18
14.02. | 19
14.02. | 20
14.02. | 21
14.02. | 22
14.02. | 23
14.02. | 24
15.02. | 1
15.02. | 2
15.02. | 3
15.02. | 4
15.02. | 5
15.02. | 6
15.02. | 7
15.02. | 8
15.02. | 9
15.02. | 10
15.02. | 11
15.02. | 12
15.02. | 13
15.02. | 14
15.02. | 15
15.02. | 16
15.02. | 17
15.02. | 18
15.02. | 19
15.02. | 20
15.02. | 21
15.02. | 22
15.02. | 23
15.02. | 24
16.02. | 1
16.02. | 2
16.02. | 3
16.02. | 4
16.02. | 5
16.02. | 6
16.02. | 7
16.02. | 8
16.02. | 9
16.02. | 10
16.02. | 11
16.02. | 12
16.02. | 13
16.02. | 14
16.02. | 15
16.02. | 16
16.02. | 17
16.02. | 18
16.02. | 19
16.02. | 20
16.02. | 21
16.02. | 22
16.02. | 23
16.02. | 24
17.02. | 1
17.02. | 2
17.02. | 3
17.02. | 4
17.02. | 5
17.02. | 6
17.02. | 7
17.02. | 8
17.02. | 9
17.02. | 10
17.02. | 11
17.02. | 12
17.02. | 13
17.02. | 14
17.02. | 15
17.02. | 16
17.02. | 17
17.02. | 18
17.02. | 19
17.02. | 20
17.02. | 21
17.02. | 22
17.02. | 23
17.02. | 24
18.02. | 1
18.02. | 2
18.02. | 3
18.02. | 4
18.02. | 5
18.02. | 6
18.02. | 7
18.02. | 8
18.02. | 9
18.02. | 10
18.02. | 11
18.02. | 12
18.02. | 13
18.02. | 14
18.02. | 15
18.02. | 16
18.02. | 17
18.02. | 18
18.02. | 19
18.02. | 20
18.02. | 21
18.02. | 22
18.02. | 23
18.02. | 24
19.02. | 1
19.02. | 2
19.02. | 3
19.02. | 4
19.02. | 5
19.02. | 6
19.02. | 7
19.02. | 8
19.02. | 9
19.02. | 10
19.02. | 11
19.02. | 12
19.02. | 13
19.02. | 14
19.02. | 15
19.02. | 16
19.02. | 17
19.02. | 18
19.02. | 19
19.02. | 20
19.02. | 21
19.02. | 22
19.02. | 23
19.02. | 24
20.02. | 1
20.02. | 2
20.02. | 3
20.02. | 4
20.02. | 5
20.02. | 6
20.02. | 7
20.02. | 8
20.02. | 9
20.02. | 10
20.02. | 11
20.02. | 12
20.02. | 13
20.02. | 14
20.02. | 15
20.02. | 16
20.02. | 17
20.02. | 18
20.02. | 19
20.02. | 20
20.02. | 21
20.02. | 22
20.02. | 23
20.02. | 24
21.02. | 1
21.02. | 2
21.02. | 3
21.02. | 4
21.02. | 5
21.02. | 6
21.02. | 7
21.02. | 8
21.02. | 9
21.02. | 10
21.02. | 11
21.02. | 12
21.02. | 13
21.02. | 14
21.02. | 15
21.02. | 16
21.02. | 17
21.02. | 18
21.02. | 19
21.02. | 20
21.02. | 21
21.02. | 22
21.02. | 23
21.02. | 24
22.02. | 1
22.02. | 2
22.02. | 3
22.02. | 4
22.02. | 5
22.02. | 6
22.02. | 7
22.02. | 8
22.02. | 9
22.02. | 10
22.02. | 11
22.02. | 12
22.02. | 13
22.02. | 14
22.02. | 15
22.02. | 16
22.02. | 17
22.02. | 18
22.02. | 19
22.02. | 20
22.02. | 21
22.02. | 22
22.02. | 23
22.02. | 24
23.02. | 1
23.02. | 2
23.02. | 3
23.02. | 4
23.02. | 5
23.02. | 6
23.02. | 7
23.02. | 8
23.02. | 9
23.02. | 10
23.02. | 11
23.02. | 12
23.02. | 13
23.02. | 14
23.02. | 15
23.02. | 16
23.02. | 17
23.02. | 18
23.02. | 19
23.02. | 20
23.02. | 21
23.02. | 22
23.02. | 23
23.02. | 24
24.02. | 1
24.02. | 2
24.02. | 3
24.02. | 4
24.02. | 5
24.02. | 6
24.02. | 7
24.02. | 8
24.02. | 9
24.02. | 10
24.02. | 11
24.02. | 12
24.02. | 13
24.02. | 14
24.02. | 15
24.02. | 16
24.02. | 17
24.02. | 18
24.02. | 19
24.02. | 20
24.02. | 21
24.02. | 22
24.02. | 23
24.02. | 24
25.02. | 1
25.02. | 2
25.02. | 3
25.02. | 4
25.02. | 5
25.02. | 6
25.02. | 7
25.02. | 8
25.02. | 9
25.02. | 10
25.02. | 11
25.02. | 12
25.02. | 13
25.02. | 14
25.02. | 15
25.02. | 16
25.02. | 17
25.02. | 18
25.02. | 19
25.02. | 20
25.02. | 21
25.02. | 22
25.02. | 23
25.02. | 24
26.02. | 1
26.02. | 2
26.02. | 3
26.02. | 4
26.02. | 5
26.02. | 6
26.02. | 7
26.02. | 8
26.02. | 9
26.02. | 10
26.02. | 11
26.02. | 12
26.02. | 13
26.02. | 14
26.02. | 15
26.02. | 16
26.02. | 17
26.02. | 18
26.02. | 19
26.02. | 20
26.02. | 21
26.02. | 22
26.02. | 23
26.02. | 24
27.02. | 1
27.02. | 2
27.02. | 3
27.02. | 4
27.02. | 5
27.02. | 6
27.02. | 7
27.02. | 8
27.02. | 9
27.02. | 10
27.02. | 11
27.02. | 12
27.02. | 13
27.02. | 14
27.02. | 15
27.02. | 16
27.02. | 17
27.02. | 18
27.02. | 19
27.02. | 20
27.02. | 21
27.02. | 22
27.02. | 23
27.02. | 24
28.02. | 1
28.02. | 2
28.02. | 3
28.02. | 4
28.02. | 5
28.02. | 6
28.02. | 7
28.02. | 8
28.02. | 9
28.02. | 10
28.02. | 11
28.02. | 12
28.02. | 13
28.02. | 14
28.02. | 15
28.02. | 16
28.02. | 17
28.02. | 18
28.02. | 19
28.02. | 20
28.02. | 21
28.02. | 22
28.02. | 23
28.02. | 24
01.03. | 1
01.03. | 2
01.03. | 3
01.03. | 4
01.03. | 5
01.03. | 6
01.03. | 7
01.03. | 8
01.03. | 9
01.03. | 10
01.03. | 11
01.03. | 12
01.03. | 13
01.03. | 14
01.03. | 15
01.03. | 16
01.03. | 17
01.03. | 18
01.03. | 19
01.03. | 20
01.03. | 21
01.03. | 22
01.03. | 23
01.03. | 24
02.03. | 1
02.03. | 2
02.03. | 3
02.03. | 4
02.03. | 5
02.03. | 6
02.03. | 7
02.03. | 8
02.03. | 9
02.03. | 10
02.03. | 11
02.03. | 12
02.03. | 13
02.03. | 14
02.03. | 15
02.03. | 16
02.03. | 17
02.03. | 18
02.03. | 19
02.03. | 20
02.03. | 21
02.03. | 22
02.03. | 23
02.03. | 24
03.03. | 1
03.03. | 2
03.03. | 3
03.03. | 4
03.03. | 5
03.03. | 6
03.03. | 7
03.03. | 8
03.03. | 9
03.03. | 10
03.03. | 11
03.03. | 12
03.03. | 13
03.03. | 14
03.03. | 15
03.03. | 16
03.03. | 17
03.03. | 18
03.03. | 19
03.03. | 20
03.03. | 21
03.03. | 22
03.03. | 23
03.03. | 24
04.03. | 1
04.03. | 2
04.03. | 3
04.03. | 4
04.03. | 5
04.03. | 6
04.03. | 7
04.03. | 8
04.03. | 9
04.03. | 10
04.03. | 11
04.03. | 12
04.03. | 13
04.03. | 14
04.03. | 15
04.03. | 16
04.03. | 17
04.03. | 18
04.03. | 19
04.03. | 20
04.03. | 21
04.03. | 22
04.03. | 23
04.03. | 24
05.03. | 1
05.03. | 2
05.03. | 3
05.03. | 4
05.03. | 5
05.03. | 6
05.03. | 7
05.03. | 8
05.03. | 9
05.03. | 10
05.03. | 11
05.03. | 12
05.03. | 13
05.03. | 14
05.03. | 15
05.03. | 16
05.03. | 17
05.03. | 18
05.03. | 19
05.03. | 20
05.03. | 21
05.03. | 22
05.03. | 23
05.03. | 24
06.03. | 1
06.03. | 2
06.03. | 3
06.03. | 4
06.03. | 5
06.03. | 6
06.03. | 7
06.03. | 8
06.03. | 9
06.03. | 10
06.03. | 11
06.03. | 12
06.03. | 13
06.03. | 14
06.03. | 15
06.03. | 16
06.03. | 17
06.03. | 18
06.03. | 19
06.03. | 20
06.03. | 21
06.03. | 22
06.03. | 23
06.03. | 24
07.03. | 1
07.03. | 2
07.03. | 3
07.03. | 4
07.03. | 5
07.03. | 6
07.03. | 7
07.03. | 8
07.03. | 9
07.03. | 10
07.03. | 11
07.03. | 12
07.03. | 13
07.03. | 14
07.03. | 15
07.03. | 16
07.03. | 17
07.03. | 18
07.03. | 19
07.03. | 20
07.03. | 21
07.03. | 22
07.03. | 23
07.03. | 24
08.03. | 1
08.03. | 2
08.03. | 3
08.03. | 4
08.03. | 5
08.03. | 6
08.03. | 7
08.03. | 8
08.03. | 9
08.03. | 10
08.03. | 11
08.03. | 12
08.03. | 13
08.03. | 14
08.03. | 15
08.03. | 16
08.03. | 17
08.03. | 18
08.03. | 19
08.03. | 20
08.03. | 21
08.03. | 22
08.03. | 23
08.03. | 24
09.03. | 1
09.03. | 2
09.03. | 3
09.03. | 4
09.03. | 5
09.03. | 6
09.03. | 7
09.03. | 8
09.03. | 9
09.03. | 10
09.03. | 11
09.03. | 12
09.03. | 13
09.03. | 14
09.03. | 15
09.03. | 16
09.03. | 17
09.03. | 18
09.03. | 19
09.03. | 20
09.03. | 21
09.03. | 22
09.03. | 23
09.03. | 24
10.03. | 1
10.03. | 2
10.03. | 3
10.03. | 4
10.03. | 5
10.03. | 6
10.03. | 7
10.03. | 8
10.03. | 9
10.03. | 10
10.03. | 11
10.03. | 12
10.03. | 13
10.03. | 14
10.03. | 15
10.03. | 16
10.03. | 17
10.03. | 18
10.03. | 19
10.03. | 20
10.03. | 21
10.03. | 22
10.03. | 23
10.03. | 24
11.03. | 1
11.03. | 2
11.03. | 3
11.03. | 4
11.03. | 5
11.03. | 6
11.03. | 7
11.03. | 8
11.03. | 9
11.03. | 10
11.03. | 11
11.03. | 12
11.03. | 13
11.03. | 14
11.03. | 15
11.03. | 16
11.03. | 17
11.03. | 18
11.03. | 19
11.03. | 20
11.03. | 21
11.03. | 22
11.03. | 23
11.03. | 24
12.03. | 1
12.03. | 2
12.03. | 3
12.03. | 4
12.03. | 5
12.03. | 6
12.03. | 7
12.03. | 8
12.03. | 9
12.03. | 10
12.03. | 11
12.03. | 12
12.03. | 13
12.03. | 14
12.03. | 15
12.03. | 16
12.03. | 17
12.03. | 18
12.03. | 19
12.03. | 20
12.03. | 21
12.03. | 22
12.03. | 23
12.03. | 24
13.03. | 1
13.03. | 2
13.03. | 3
13.03. | 4
13.03. | 5
13.03. | 6
13.03. | 7
13.03. | 8
13.03. | 9
13.03. | 10
13.03. | 11
13.03. | 12
13.03. | 13
13.03. | 14
13.03. | 15
13.03. | 16
13.03. | 17
13.03. | 18
13.03. | 19
13.03. | 20
13.03. | 21
13.03. | 22
13.03. | 23
13.03. | 24
14.03. | 1
14.03. | 2
14.03. | 3
14.03. | 4
14.03. | 5
14.03. | 6
14.03. | 7
14.03. | 8
14.03. | 9
14.03. | 10
14.03. | 11
14.03. | 12
14.03. | 13
14.03. | 14
14.03. | 15
14.03. | 16
14.03. | 17
14.03. | 18
14.03. | 19
14.03. | 20
14.03. | 21
14.03. | 22
14.03. | 23
14.03. | 24
15.03. | 1
15.03. | 2
15.03. | 3
15.03. | 4
15.03. | 5
15.03. | 6
15.03. | 7
15.03. | 8
15.03. | 9
15.03. | 10
15.03. | 11
15.03. | 12
15.03. | 13
15.03. | 14
15.03. | 15
15.03. | 16
15.03. | 17
15.03. | 18
15.03. | 19
15.03. | 20
15.03. | 21
15.03. | 22
15.03. | 23
15.03. | 24
16.03. | 1
16.03. | 2
16.03. | 3
16.03. | 4
16.03. | 5
16.03. | 6
16.03. | 7
16.03. | 8
16.03. | 9
16.03. | 10
16.03. | 11
16.03. | 12
16.03. | 13
16.03. | 14
16.03. | 15
16.03. | 16
16.03. | 17
16.03. | 18
16.03. | 19
16.03. | 20
16.03. | 21
16.03. | 22
16.03. | 23
16.03. | 24
17.03. | 1
17.03. | 2
17.03. | 3
17.03. | 4
17.03. | 5
17.03. | 6
17.03. | 7
17.03. | 8
17.03. | 9
17.03. | 10
17.03. | 11
17.03. | 12
17.03. | 13
17.03. | 14
17.03. | 15
17.03. | 16
17.03. | 17
17.03. | 18
17.03. | 19
17.03. | 20
17.03. | 21
17.03. | 22
17.03. | 23
17.03. | 24
18.03. | 1
18.03. | 2
18.03. | 3
18.03. | 4
18.03. | 5
18.03. | 6
18.03. | 7
18.03. | 8
18.03. | 9
18.03. | 10
18.03. | 11
18.03. | 12
18.03. | 13
18.03. | 14
18.03. | 15
18.03. | 16
18.03. | 17
18.03. | 18
18.03. | 19
18.03. | 20
18.03. | 21
18.03. | 22
18.03. | 23
18.03. | 24
19.03. | 1
19.03. | 2
19.03. | 3
19.03. | 4
19.03. | 5
19.03. | 6
19.03. | 7
19.03. | 8
19.03. | 9
19.03. | 10
19.03. | 11
19.03. | 12
19.03. | 13
19.03. | 14
19.03. | 15
19.03. | 16
19.03. | 17
19.03. | 18
19.03. | 19
19.03. | 20
19.03. | 21
19.03. | 22
19.03. | 23
19.03. | 24
20.03. | 1
20.03. | 2
20.03. | 3
20.03. | 4
20.03. | 5
20.03. | 6
20.03. | 7
20.03. | 8
20.03. | 9
20.03. | 10
20.03. | 11
20.03. | 12
20.03. | 13
20.03. | 14
20.03. | 15
20.03. | 16
20.03. | 17
20.03. | 18
20.03. | 19
20.03. | 20
20.03. | 21
20.03. | 22
20.03. | 23
20.03. | 24
21.03. | 1
21.03. | 2
21.03. | 3
21.03. | 4
21.03. | 5
21.03. | 6
21.03. | 7
21.03. | 8
21.03. | 9
21.03. | 10
21.03. | 11
21.03. | 12
21.03. | 13
21.03. | 14
21.03. | 15
21.03. | 16
21.03. | 17
21.03. | 18
21.03. | 19
21.03. | 20
21.03. | 21
21.03. | 22
21.03. | 23
21.03. | 24
22.03. | 1
22.03. | 2
22.03. | 3
22.03. | 4
22.03. | 5
22.03. | 6
22.03. | 7
22.03. | 8
22.03. | 9
22.03. | 10
22.03. | 11
22.03. | 12
22.03. | 13
22.03. | 14
22.03. | 15
22.03. | 16
22.03. | 17
22.03. | 18
22.03. | 19
22.03. | 20
22.03. | 21
22.03. | 22
22.03. | 23
22.03. | 24
23.03. | 1
23.03. | 2
23.03. | 3
23.03. | 4
23.03. | 5
23.03. | 6
23.03. | 7
23.03. | 8
23.03. | 9
23.03. | 10
23.03. | 11
23.03. | 12
23.03. | 13
23.03. | 14
23.03. | 15
23.03. | 16
23.03. | 17
23.03. | 18
23.03. | 19
23.03. | 20
23.03. | 21
23.03. | 22
23.03. | 23
23.03. | 24
24.03. | 1
24.03. | 2
24.03. | 3
24.03. | 4
24.03. | 5
24.03. | 6
24.03. | 7
24.03. | 8
24.03. | 9
24.03. | 10
24.03. | 11
24.03. | 12
24.03. | 13
24.03. | 14
24.03. | 15
24.03. | 16
24.03. | 17
24.03. | 18
24.03. | 19
24.03. | 20
24.03. | 21
24.03. | 22
24.03. | 23
24.03. | 24
25.03. | 1
25.03. | 2
25.03. | 3
25.03. | 4
25.03. | 5
25.03. | 6
25.03. | 7
25.03. | 8
25.03. | 9
25.03. | 10
25.03. | 11
25.03. | 12
25.03. | 13
25.03. | 14
25.03. | 15
25.03. | 16
25.03. | 17
25.03. | 18
25.03. | 19
25.03. | 20
25.03. | 21
25.03. | 22
25.03. | 23
25.03. | 24
26.03. | 1
26.03. | 2
26.03. | 3
26.03. | 4
26.03. | 5
26.03. | 6
26.03. | 7
26.03. | 8
26.03. | 9
26.03. | 10
26.03. | 11
26.03. | 12
26.03. | 13
26.03. | 14
26.03. | 15
26.03. | 16
26.03. | 17
26.03. | 18
26.03. | 19
26.03. | 20
26.03. | 21
26.03. | 22
26.03. | 23
26.03. | 24
27.03. | 1
27.03. | 2
27.03. | 3
27.03. | 4
27.03. | 5
27.03. | 6
27.03. | 7
27.03. | 8
27.03. | 9
27.03. | 10
27.03. | 11
27.03. | 12
27.03. | 13
27.03. | 14
27.03. | 15
27.03. | 16
27.03. | 17
27.03. | 18
27.03. | 19
27.03. | 20
27.03. | 21
27.03. | 22
27.03. | 23
27.03. | 24
28.03. | 1
28.03. | 2
28.03. | 3
28.03. | 4
28.03. | 5
28.03. | 6
28.03. | 7
28.03. | 8
28.03. | 9
28.03. | 10
28.03. | 11
28.03. | 12
28.03. | 13
28.03. | 14
28.03. | 15
28.03. | 16
28.03. | 17
28.03. | 18
28.03. | 19
28.03. | 20
28.03. | 21
28.03. | 22
28.03. | 23
28.03. | 24
29.03. | 1
29.03. | 2
29.03. | 3
29.03. | 4
29.03. | 5
29.03. | 6
29.03. | 7
29.03. | 8
29.03. | 9
29.03. | 10
29.03. | 11
29.03. | 12
29.03. | 13
29.03. | 14
29.03. | 15
29.03. | 16
29.03. | 17
29.03. | 18
29.03. | 19
29.03. | 20
29.03. | 21
29.03. | 22
29.03. | 23
29.03. | 24
30.03. | 1
30.03. | 2
30.03. | 3
30.03. | 4
30.03. | 5
30.03. | 6
30.03. | 7
30.03. | 8
30.03. | 9
30.03. | 10
30.03. | 11
30.03. | 12
30.03. | 13
30.03. | 14
30.03. | 15
30.03. | 16
30.03. | 17
30.03. | 18
30.03. | 19
30.03. | 20
30.03. | 21
30.03. | 22
30.03. | 23
30.03. | 24
31.03. | 1
31.03. | 2
31.03. | 3
31.03. | 4
31.03. | 5
31.03. | 6
31.03. | 7
31.03. | 8
31.03. | 9
31.03. | 10
31.03. | 11
31.03. | 12
31.03. | 13
31.03. | 14
31.03. | 15
31.03. | 16
31.03. | 17
31.03. | 18
31.03. | 19
31.03. | 20
31.03. | 21
31.03. | 22
31.03. | 23
31.03. | 24
01.04. | 1
01.04. | 2
01.04. | 3
01.04. | 4
01.04. | 5
01.04. | 6
01.04. | 7
01.04. | 8
01.04. | 9
01.04. | 10
01.04. | 11
01.04. | 12
01.04. | 13
01.04. | 14
01.04. | 15
01.04. | 16
01.04. | 17
01.04. | 18
01.04. | 19
01.04. | 20
01.04. | 21
01.04. | 22
01.04. | 23
01.04. | 24
02.04. | 1
02.04. | 2
02.04. | 3
02.04. | 4
02.04. | 5
02.04. | 6
02.04. | 7
02.04. | 8
02.04. | 9
02.04. | 10
02.04. | 11
02.04. | 12
02.04. | 13
02.04. | 14
02.04. | 15
02.04. | 16
02.04. | 17
02.04. | 18
02.04. | 19
02.04. | 20
02.04. | 21
02.04. | 22
02.04. | 23
02.04. | 24
03.04. | 1
03.04. | 2
03.04. | 3
03.04. | 4
03.04. | 5
03.04. | 6
03.04. | 7
03.04. | 8
03.04. | 9
03.04. | 10
03.04. | 11
03.04. | 12
03.04. | 13
03.04. | 14
03.04. | 15
03.04. | 16
03.04. | 17
03.04. | 18
03.04. | 19
03.04. | 20
03.04. | 21
03.04. | 22
03.04. | 23
03.04. | 24
04.04. | 1
04.04. | 2
04.04. | 3
04.04. | 4
04.04. | 5
04.04. | 6
04.04. | 7
04.04. | 8
04.04. | 9
04.04. | 10
04.04. | 11
04.04. | 12
04.04. | 13
04.04. | 14
04.04. | 15
04.04. | 16
04.04. | 17
04.04. | 18
04.04. | 19
04.04. | 20
04.04. | 21
04.04. | 22
04.04. | 23
04.04. | 24
05.04. | 1
05.04. | 2
05.04. | 3
05.04. | 4
05.04. | 5
05.04. | 6
05.04. | 7
05.04. | 8
05.04. | 9
05.04. | 10
05.04. | 11
05.04. | 12
05.04. | 13
05.04. | 14
05.04. | 15
05.04. | 16
05.04. | 17
05.04. | 18
05.04. | 19
05.04. | 20
05.04. | 21
05.04. | 22
05.04. | 23
05.04. | 24
06.04. | 1
06.04. | 2
06.04. | 3
06.04. | 4
06.04. | 5
06.04. | 6
06.04. | 7
06.04. | 8
06.04. | 9
06.04. | 10
06.04. | 11
06.04. | 12
06.04. | 13
06.04. | 14
06.04. | 15
06.04. | 16
06.04. | 17
06.04. | 18
06.04. | 19
06.04. | 20
06.04. | 21
06.04. | 22
06.04. | 23
06.04. | 24
07.04. | 1
07.04. | 2
07.04. | 3
07.04. | 4
07.04. | 5
07.04. | 6
07.04. | 7
07.04. | 8
07.04. | 9
07.04. | 10
07.04. | 11
07.04. | 12
07.04. | 13
07.04. | 14
07.04. | 15
07.04. | 16
07.04. | 17
07.04. | 18
07.04. | 19
07.04. | 20
07.04. | 21
07.04. | 22
07.04. | 23
07.04. | 24
08.04. | 1
08.04. | 2
08.04. | 3
08.04. | 4
08.04. | 5
08.04. | 6
08.04. | 7
08.04. | 8
08.04. | 9
08.04. | 10
08.04. | 11
08.04. | 12
08.04. | 13
08.04. | 14
08.04. | 15
08.04. | 16
08.04. | 17
08.04. | 18
08.04. | 19
08.04. | 20
08.04. | 21
08.04. | 22
08.04. | 23
08.04. | 24
09.04. | 1
09.04. | 2
09.04. | 3
09.04. | 4
09.04. | 5
09.04. | 6
09.04. | 7
09.04. | 8
09.04. | 9
09.04. | 10
09.04. | 11
09.04. | 12
09.04. | 13
09.04. | 14
09.04. | 15
09.04. | 16
09.04. | 17
09.04. | 18
09.04. | 19
09.04. | 20
09.04. | 21
09.04. | 22
09.04. | 23
09.04. | 24
10.04. | 1
10.04. | 2
10.04. | 3
10.04. | 4
10.04. | 5
10.04. | 6
10.04. | 7
10.04. | 8
10.04. | 9
10.04. | 10
10.04. | 11
10.04. | 12
10.04. | 13
10.04. | 14
10.04. | 15
10.04. | 16
10.04. | 17
10.04. | 18
10.04. | 19
10.04. | 20
10.04. | 21
10.04. | 22
10.04. | 23
10.04. | 24
11.04. | 1
11.04. | 2
11.04. | 3
11.04. | 4
11.04. | 5
11.04. | 6
11.04. | 7
11.04. | 8
11.04. | 9
11.04. | 10
11.04. | 11
11.04. | 12
11.04. | 13
11.04. | 14
11.04. | 15
11.04. | 16
11.04. | 17
11.04. | 18
11.04. | 19
11.04. | 20
11.04. | 21
11.04. | 22
11.04. | 23
11.04. | 24
12.04. | 1
12.04. | 2
12.04. | 3
12.04. | 4
12.04. | 5
12.04. | 6
12.04. | 7
12.04. | 8
12.04. | 9
12.04. | 10
12.04. | 11
12.04. | 12
12.04. | 13
12.04. | 14
12.04. | 15
12.04. | 16
12.04. | 17
12.04. | 18
12.04. | 19
12.04. | 20
12.04. | 21
12.04. | 22
12.04. | 23
12.04. | 24
13.04. | 1
13.04. | 2
13.04. | 3
13.04. | 4
13.04. | 5
13.04. | 6
13.04. | 7
13.04. | 8
13.04. | 9
13.04. | 10
13.04. | 11
13.04. | 12
13.04. | 13
13.04. | 14
13.04. | 15
13.04. | 16
13.04. | 17
13.04. | 18
13.04. | 19
13.04. | 20
13.04. | 21
13.04. | 22
13.04. | 23
13.04. | 24
14.04. | 1
14.04. | 2
14.04. | 3
14.04. | 4
14.04. | 5
14.04. | 6
14.04. | 7
14.04. | 8
14.04. | 9
14.04. | 10
14.04. | 11
14.04. | 12
14.04. | 13
14.04. | 14
14.04. | 15
14.04. | 16
14.04. | 17
14.04. | 18
14.04. | 19
14.04. | 20
14.04. | 21
14.04. | 22
14.04. | 23
14.04. | 24
15.04. | 1
15.04. | 2
15.04. | 3
15.04. | 4
15.04. | 5
15.04. | 6
15.04. | 7
15.04. | 8
15.04. | 9
15.04. | 10
15.04. | 11
15.04. | 12
15.04. | 13
15.04. | 14
15.04. | 15
15.04. | 16
15.04. | 17
15.04. | 18
15.04. | 19
15.04. | 20
15.04. | 21
15.04. | 22
15.04. | 23
15.04. | 24
16.04. | 1
16.04. | 2
16.04. | 3
16.04. | 4
16.04. | 5
16.04. | 6
16.04. | 7
16.04. | 8
16.04. | 9
16.04. | 10
16.04. | 11
16.04. | 12
16.04. | 13
16.04. | 14
16.04. | 15
16.04. | 16
16.04. | 17
16.04. | 18
16.04. | 19
16.04. | 20
16.04. | 21
16.04. | 22
16.04. | 23
16.04. | 24
17.04. | 1
17.04. | 2
17.04. | 3
17.04. | 4
17.04. | 5
17.04. | 6
17.04. | 7
17.04. | 8
17.04. | 9
17.04. | 10
17.04. | 11
17.04. | 12
17.04. | 13
17.04. | 14
17.04. | 15
17.04. | 16
17.04. | 17
17.04. | 18
17.04. | 19
17.04. | 20
17.04. | 21
17.04. | 22
17.04. | 23
17.04. | 24
18.04. | 1
18.04. | 2
18.04. | 3
18.04. | 4
18.04. | 5
18.04. | 6
18.04. | 7
18.04. | 8
18.04. | 9
18.04. | 10
18.04. | 11
18.04. | 12
18.04. | 13
18.04. | 14
18.04. | 15
18.04. | 16
18.04. | 17
18.04. | 18
18.04. | 19
18.04. | 20
18.04. | 21
18.04. | 22
18.04. | 23
18.04. | 24
19.04. | 1
19.04. | 2
19.04. | 3
19.04. | 4
19.04. | 5
19.04. | 6
19.04. | 7
19.04. | 8
19.04. | 9
19.04. | 10
19.04. | 11
19.04. | 12
19.04. | 13
19.04. | 14
19.04. | 15
19.04. | 16
19.04. | 17
19.04. | 18
19.04. | 19
19.04. | 20
19.04. | 21
19.04. | 22
19.04. | 23
19.04. | 24
20.04. | 1
20.04. | 2
20.04. | 3
20.04. | 4
20.04. | 5
20.04. | 6
20.04. | 7
20.04. | 8
20.04. | 9
20.04. | 10
20.04. | 11
20.04. | 12
20.04. | 13
20.04. | 14
20.04. | 15
20.04. | 16
20.04. | 17
20.04. | 18
20.04. | 19
20.04. | 20
20.04. | 21
20.04. | 22
20.04. | 23
20.04. | 24
21.04. | 1
21.04. | 2
21.04. | 3
21.04. | 4
21.04. | 5
21.04. | 6
21.04. | 7
21.04. | 8
21.04. | 9
21.04. | 10
21.04. | 11
21.04. | 12
21.04. | 13
21.04. | 14
21.04. | 15
21.04. | 16
21.04. | 17
21.04. | 18
21.04. | 19
21.04. | 20
21.04. | 21
21.04. | 22
21.04. | 23
21.04. | 24
22.04. | 1
22.04. | 2
22.04. | 3
22.04. | 4
22.04. | 5
22.04. | 6
22.04. | 7
22.04. | 8
22.04. | 9
22.04. | 10
22.04. | 11
22.04. | 12
22.04. | 13
22.04. | 14
22.04. | 15
22.04. | 16
22.04. | 17
22.04. | 18
22.04. | 19
22.04. | 20
22.04. | 21
22.04. | 22
22.04. | 23
22.04. | 24
23.04. | 1
23.04. | 2
23.04. | 3
23.04. | 4
23.04. | 5
23.04. | 6
23.04. | 7
23.04. | 8
23.04. | 9
23.04. | 10
23.04. | 11
23.04. | 12
23.04. | 13
23.04. | 14
23.04. | 15
23.04. | 16
23.04. | 17
23.04. | 18
23.04. | 19
23.04. | 20
23.04. | 21
23.04. | 22
23.04. | 23
23.04. | 24
24.04. | 1
24.04. | 2
24.04. | 3
24.04. | 4
24.04. | 5
24.04. | 6
24.04. | 7
24.04. | 8
24.04. | 9
24.04. | 10
24.04. | 11
24.04. | 12
24.04. | 13
24.04. | 14
24.04. | 15
24.04. | 16
24.04. | 17
24.04. | 18
24.04. | 19
24.04. | 20
24.04. | 21
24.04. | 22
24.04. | 23
24.04. | 24
25.04. | 1
25.04. | 2
25.04. | 3
25.04. | 4
25.04. | 5
25.04. | 6
25.04. | 7
25.04. | 8
25.04. | 9
25.04. | 10
25.04. | 11
25.04. | 12
25.04. | 13
25.04. | 14
25.04. | 15
25.04. | 16
25.04. | 17
25.04. | 18
25.04. | 19
25.04. | 20
25.04. | 21
25.04. | 22
25.04. | 23
25.04. | 24
26.04. | 1
26.04. | 2
26.04. | 3
26.04. | 4
26.04. | 5
26.04. | 6
26.04. | 7
26.04. | 8
26.04. | 9
26.04. | 10
26.04. | 11
26.04. | 12
26.04. | 13
26.04. | 14
26.04. | 15
26.04. | 16
26.04. | 17
26.04. | 18
26.04. | 19
26.04. | 20
26.04. | 21
26.04. | 22
26.04. | 23
26.04. | 24
27.04. | 1
27.04. | 2
27.04. | 3
27.04. | 4
27.04. | 5
27.04. | 6
27.04. | 7
27.04. | 8
27.04. | 9
27.04. | 10
27.04. | 11
27.04. | 12
27.04. | 13
27.04. | 14
27.04. | 15
27.04. | 16
27.04. | 17
27.04. | 18
27.04. | 19
27.04. | 20
27.04. | 21
27.04. | 22
27.04. | 23
27.04. | 24
28.04. | 1
28.04. | 2
28.04. | 3
28.04. | 4
28.04. | 5
28.04. | 6
28.04. | 7
28.04. | 8
28.04. | 9
28.04. | 10
28.04. | 11
28.04. | 12
28.04. | 13
28.04. | 14
28.04. | 15
28.04. | 16
28.04. | 17
28.04. | 18
28.04. | 19
28.04. | 20
28.04. | 21
28.04. | 22
28.04. | 23
28.04. | 24
29.04. | 1
29.04. | 2
29.04. | 3
29.04. | 4
29.04. | 5
29.04. | 6
29.04. | 7
29.04. | 8
29.04. | 9
29.04. | 10
29.04. | 11
29.04. | 12
29.04. | 13
29.04. | 14
29.04. | 15
29.04. | 16
29.04. | 17
29.04. | 18
29.04. | 19
29.04. | 20
29.04. | 21
29.04. | 22
29.04. | 23
29.04. | 24
30.04. | 1
30.04. | 2
30.04. | 3
30.04. | 4
30.04. | 5
30.04. | 6
30.04. | 7
30.04. | 8
30.04. | 9
30.04. | 10
30.04. | 11
30.04. | 12
30.04. | 13
30.04. | 14
30.04. | 15
30.04. | 16
30.04. | 17
30.04. | 18
30.04. | 19
30.04. | 20
30.04. | 21
30.04. | 22
30.04. | 23
30.04. | 24
01.05. | 1
01.05. | 2
01.05. | 3
01.05. | 4
01.05. | 5
01.05. | 6
01.05. | 7
01.05. | 8
01.05. | 9
01.05. | 10
01.05. | 11
01.05. | 12
01.05. | 13
01.05. | 14
01.05. | 15
01.05. | 16
01.05. | 17
01.05. | 18
01.05. | 19
01.05. | 20
01.05. | 21
01.05. | 22
01.05. | 23
01.05. | 24
02.05. | 1
02.05. | 2
02.05. | 3
02.05. | 4
02.05. | 5
02.05. | 6
02.05. | 7
02.05. | 8
02.05. | 9
02.05. | 10
02.05. | 11
02.05. | 12
02.05. | 13
02.05. | 14
02.05. | 15
02.05. | 16
02.05. | 17
02.05. | 18
02.05. | 19
02.05. | 20
02.05. | 21
02.05. | 22
02.05. | 23
02.05. | 24
03.05. | 1
03.05. | 2
03.05. | 3
03.05. | 4
03.05. | 5
03.05. | 6
03.05. | 7
03.05. | 8
03.05. | 9
03.05. | 10
03.05. | 11
03.05. | 12
03.05. | 13
03.05. | 14
03.05. | 15
03.05. | 16
03.05. | 17
03.05. | 18
03.05. | 19
03.05. | 20
03.05. | 21
03.05. | 22
03.05. | 23
03.05. | 24
04.05. | 1
04.05. | 2
04.05. | 3
04.05. | 4
04.05. | 5
04.05. | 6
04.05. | 7
04.05. | 8
04.05. | 9
04.05. | 10
04.05. | 11
04.05. | 12
04.05. | 13
04.05. | 14
04.05. | 15
04.05. | 16
04.05. | 17
04.05. | 18
04.05. | 19
04.05. | 20
04.05. | 21
04.05. | 22
04.05. | 23
04.05. | 24
05.05. | 1
05.05. | 2
05.05. | 3
05.05. | 4
05.05. | 5
05.05. | 6
05.05. | 7
05.05. | 8
05.05. | 9
05.05. | 10
05.05. | 11
05.05. | 12
05.05. | 13
05.05. | 14
05.05. | 15
05.05. | 16
05.05. | 17
05.05. | 18
05.05. | 19
05.05. | 20
05.05. | 21
05.05. | 22
05.05. | 23
05.05. | 24
06.05. | 1
06.05. | 2
06.05. | 3
06.05. | 4
06.05. | 5
06.05. | 6
06.05. | 7
06.05. | 8
06.05. | 9
06.05. | 10
06.05. | 11
06.05. | 12
06.05. | 13
06.05. | 14
06.05. | 15
06.05. | 16
06.05. | 17
06.05. | 18
06.05. | 19
06.05. | 20
06.05. | 21
06.05. | 22
06.05. | 23
06.05. | 24
07.05. | 1
07.05. | 2
07.05. | 3
07.05. | 4
07.05. | 5
07.05. | 6
07.05. | 7
07.05. | 8
07.05. | 9
07.05. | 10
07.05. | 11
07.05. | 12
07.05. | 13
07.05. | 14
07.05. | 15
07.05. | 16
07.05. | 17
07.05. | 18
07.05. | 19
07.05. | 20
07.05. | 21
07.05. | 22
07.05. | 23
07.05. | 24
08.05. | 1
08.05. | 2
08.05. | 3
08.05. | 4
08.05. | 5
08.05. | 6
08.05. | 7
08.05. | 8
08.05. | 9
08.05. | 10
08.05. | 11
08.05. | 12
08.05. | 13
08.05. | 14
08.05. | 15
08.05. | 16
08.05. | 17
08.05. | 18
08.05. | 19
08.05. | 20
08.05. | 21
08.05. | 22
08.05. | 23
08.05. | 24
09.05. | 1
09.05. | 2
09.05. | 3
09.05. | 4
09.05. | 5
09.05. | 6
09.05. | 7
09.05. | 8
09.05. | 9
09.05. | 10
09.05. | 11
09.05. | 12
09.05. | 13
09.05. | 14
09.05. | 15
09.05. | 16
09.05. | 17
09.05. | 18
09.05. | 19
09.05. | 20
09.05. | 21
09.05. | 22
09.05. | 23
09.05. | 24
10.05. | 1
10.05. | 2
10.05. | 3
10.05. | 4
10.05. | 5
10.05. | 6
10.05. | 7
10.05. | 8
10.05. | 9
10.05. | 10
10.05. | 11
10.05. | 12
10.05. | 13
10.05. | 14
10.05. | 15
10.05. | 16
10.05. | 17
10.05. | 18
10.05. | 19
10.05. | 20
10.05. | 21
10.05. | 22
10.05. | 23
10.05. | 24
11.05. | 1
11.05. | 2
11.05. | 3
11.05. | 4
11.05. | 5
11.05. | 6
11.05. | 7
11.05. | 8
11.05. | 9
11.05. | 10
11.05. | 11
11.05. | 12
11.05. | 13
11.05. | 14
11.05. | 15
11.05. | 16
11.05. | 17
11.05. | 18
11.05. | 19
11.05. | 20
11.05. | 21
11.05. | 22
11.05. | 23
11.05. | 24
12.05. | 1
12.05. | 2
12.05. | 3
12.05. | 4
12.05. | 5
12.05. | 6
12.05. | 7
12.05. | 8
12.05. | 9
12.05. | 10
12.05. | 11
12.05. | 12
12.05. | 13
12.05. | 14
12.05. | 15
12.05. | 16
12.05. | 17
12.05. | 18
12.05. | 19
12.05. | 20
12.05. | 21
12.05. | 22
12.05. | 23
12.05. | 24
13.05. | 1
13.05. | 2
13.05. | 3
13.05. | 4
13.05. | 5
13.05. | 6
13.05. | 7
13.05. | 8
13.05. | 9
13.05. | 10
13.05. | 11
13.05. | 12
13.05. | 13
13.05. | 14
13.05. | 15
13.05. | 16
13.05. | 17
13.05. | 18
13.05. | 19
13.05. | 20
13.05. | 21
13.05. | 22
13.05. | 23
13.05. | 24
14.05. | 1
14.05. | 2
14.05. | 3
14.05. | 4
14.05. | 5
14.05. | 6
14.05. | 7
14.05. | 8
14.05. | 9
14.05. | 10
14.05. | 11
14.05. | 12
14.05. | 13
14.05. | 14
14.05. | 15
14.05. | 16
14.05. | 17
14.05. | 18
14.05. | 19
14.05. | 20
14.05. | 21
14.05. | 22
14.05. | 23
14.05. | 24
15.05. | 1
15.05. | 2
15.05. | 3
15.05. | 4
15.05. | 5
15.05. | 6
15.05. | 7
15.05. | 8
15.05. | 9
15.05. | 10
15.05. | 11
15.05. | 12
15.05. | 13
15.05. | 14
15.05. | 15
15.05. | 16
15.05. | 17
15.05. | 18
15.05. | 19
15.05. | 20
15.05. | 21
15.05. | 22
15.05. | 23
15.05. | 24
16.05. | 1
16.05. | 2
16.05. | 3
16.05. | 4
16.05. | 5
16.05. | 6
16.05. | 7
16.05. | 8
16.05. | 9
16.05. | 10
16.05. | 11
16.05. | 12
16.05. | 13
16.05. | 14
16.05. | 15
16.05. | 16
16.05. | 17
16.05. | 18
16.05. | 19
16.05. | 20
16.05. | 21
16.05. | 22
16.05. | 23
16.05. | 24
17.05. | 1
17.05. | 2
17.05. | 3
17.05. | 4
17.05. | 5
17.05. | 6
17.05. | 7
17.05. | 8
17.05. | 9
17.05. | 10
17.05. | 11
17.05. | 12
17.05. | 13
17.05. | 14
17.05. | 15
17.05. | 16
17.05. | 17
17.05. | 18
17.05. | 19
17.05. | 20
17.05. | 21
17.05. | 22
17.05. | 23
17.05. | 24
18.05. | 1
18.05. | 2
18.05. | 3
18.05. | 4
18.05. | 5
18.05. | 6
18.05. | 7
18.05. | 8
18.05. | 9
18.05. | 10
18.05. | 11
18.05. | 12
18.05. | 13
18.05. | 14
18.05. | 15
18.05. | 16
18.05. | 17
18.05. | 18
18.05. | 19
18.05. | 20
18.05. | 21
18.05. | 22
18.05. | 23
18.05. | 24
19.05. | 1
19.05. | 2
19.05. | 3
19.05. | 4
19.05. | 5
19.05. | 6
19.05. | 7
19.05. | 8
19.05. | 9
19.05. | 10
19.05. | 11
19.05. | 12
19.05. | 13
19.05. | 14
19.05. | 15
19.05. | 16
19.05. | 17
19.05. | 18
19.05. | 19
19.05. | 20
19.05. | 21
19.05. | 22
19.05. | 23
19.05. | 24
20.05. | 1
20.05. | 2
20.05. | 3
20.05. | 4
20.05. | 5
20.05. | 6
20.05. | 7
20.05. | 8
20.05. | 9
20.05. | 10
20.05. | 11
20.05. | 12
20.05. | 13
20.05. | 14
20.05. | 15
20.05. | 16
20.05. | 17
20.05. | 18
20.05. | 19
20.05. | 20
20.05. | 21
20.05. | 22
20.05. | 23
20.05. | 24
21.05. | 1
21.05. | 2
21.05. | 3
21.05. | 4
21.05. | 5
21.05. | 6
21.05. | 7
21.05. | 8
21.05. | 9
21.05. | 10
21.05. | 11
21.05. | 12
21.05. | 13
21.05. | 14
21.05. | 15
21.05. | 16
21.05. | 17
21.05. | 18
21.05. | 19
21.05. | 20
21.05. | 21
21.05. | 22
21.05. | 23
21.05. | 24
22.05. | 1
22.05. | 2
22.05. | 3
22.05. | 4
22.05. | 5
22.05. | 6
22.05. | 7
22.05. | 8
22.05. | 9
22.05. | 10
22.05. | 11
22.05. | 12
22.05. | 13
22.05. | 14
22.05. | 15
22.05. | 16
22.05. | 17
22.05. | 18
22.05. | 19
22.05. | 20
22.05. | 21
22.05. | 22
22.05. | 23
22.05. | 24
23.05. | 1
23.05. | 2
23.05. | 3
23.05. | 4
23.05. | 5
23.05. | 6
23.05. | 7
23.05. | 8
23.05. | 9
23.05. | 10
23.05. | 11
23.05. | 12
23.05. | 13
23.05. | 14
23.05. | 15
23.05. | 16
23.05. | 17
23.05. | 18
23.05. | 19
23.05. | 20
23.05. | 21
23.05. | 22
23.05. | 23
23.05. | 24
24.05. | 1
24.05. | 2
24.05. | 3
24.05. | 4
24.05. | 5
24.05. | 6
24.05. | 7
24.05. | 8
24.05. | 9
24.05. | 10
24.05. | 11
24.05. | 12
24.05. | 13
24.05. | 14
24.05. | 15
24.05. | 16
24.05. | 17
24.05. | 18
24.05. | 19
24.05. | 20
24.05. | 21
24.05. | 22
24.05. | 23
24.05. | 24
25.05. | 1
25.05. | 2
25.05. | 3
25.05. | 4
25.05. | 5
25.05. | 6
25.05. | 7
25.05. | 8
25.05. | 9
25.05. | 10
25.05. | 11
25.05. | 12
25.05. | 13
25.05. | 14
25.05. | 15
25.05. | 16
25.05. | 17
25.05. | 18
25.05. | 19
25.05. | 20
25.05. | 21
25.05. | 22
25.05. | 23
25.05. | 24
26.05. | 1
26.05. | 2
26.05. | 3
26.05. | 4
26.05. | 5
26.05. | 6
26.05. | 7
26.05. | 8
26.05. | 9
26.05. | 10
26.05. | 11
26.05. | 12
26.05. | 13
26.05. | 14
26.05. | 15
26.05. | 16
26.05. | 17
26.05. | 18
26.05. | 19
26.05. | 20
26.05. | 21
26.05. | 22
26.05. | 23
26.05. | 24
27.05. | 1
27.05. | 2
27.05. | 3
27.05. | 4
27.05. | 5
27.05. | 6
27.05. | 7
27.05. | 8
27.05. | 9
27.05. | 10
27.05. | 11
27.05. | 12
27.05. | 13
27.05. | 14
27.05. | 15
27.05. | 16
27.05. | 17
27.05. | 18
27.05. | 19
27.05. | 20
27.05. | 21
27.05. | 22
27.05. | 23
27.05. | 24
28.05. | 1
28.05. | 2
28.05. | 3
28.05. | 4
28.05. | 5
28.05. | 6
28.05. | 7
28.05. | 8
28.05. | 9
28.05. | 10
28.05. | 11
28.05. | 12
28.05. | 13
28.05. | 14
28.05. | 15
28.05. | 16
28.05. | 17
28.05. | 18
28.05. | 19
28.05. | 20
28.05. | 21
28.05. | 22
28.05. | 23
28.05. | 24
29.05. | 1
29.05. | 2
29.05. | 3
29.05. | 4
29.05. | 5
29.05. | 6
29.05. | 7
29.05. | 8
29.05. | 9
29.05. | 10
29.05. | 11
29.05. | 12
29.05. | 13
29.05. | 14
29.05. | 15
29.05. | 16
29.05. | 17
29.05. | 18
29.05. | 19
29.05. | 20
29.05. | 21
29.05. | 22
29.05. | 23
29.05. | 24
30.05. | 1
30.05. | 2
30.05. | 3
30.05. | 4
30.05. | 5
30.05. | 6
30.05. | 7
30.05. | 8
30.05. | 9
30.05. | 10
30.05. | 11
30.05. | 12
30.05. | 13
30.05. | 14
30.05. | 15
30.05. | 16
30.05. | 17
30.05. | 18
30.05. | 19
30.05. | 20
30.05. | 21
30.05. | 22
30.05. | 23
30.05. | 24
31.05. | 1
31.05. | 2
31.05. | 3
31.05. | 4
31.05. | 5
31.05. | 6
31.05. | 7
31.05. | 8
31.05. | 9
31.05. | 10
31.05. | 11
31.05. | 12
31.05. | 13
31.05. | 14
31.05. | 15
31.05. | 16
31.05. | 17
31.05. | 18
31.05. | 19
31.05. | 20
31.05. | 21
31.05. | 22
31.05. | 23
31.05. | 24
01.06. | 1
01.06. | 2
01.06. | 3
01.06. | 4
01.06. | 5
01.06. | 6
01.06. | 7
01.06. | 8
01.06. | 9
01.06. | 10
01.06. | 11
01.06. | 12
01.06. | 13
01.06. | 14
01.06. | 15
01.06. | 16
01.06. | 17
01.06. | 18
01.06. | 19
01.06. | 20
01.06. | 21
01.06. | 22
01.06. | 23
01.06. | 24
02.06. | 1
02.06. | 2
02.06. | 3
02.06. | 4
02.06. | 5
02.06. | 6
02.06. | 7
02.06. | 8
02.06. | 9
02.06. | 10
02.06. | 11
02.06. | 12
02.06. | 13
02.06. | 14
02.06. | 15
02.06. | 16
02.06. | 17
02.06. | 18
02.06. | 19
02.06. | 20
02.06. | 21
02.06. | 22
02.06. | 23
02.06. | 24
03.06. | 1
03.06. | 2
03.06. | 3
03.06. | 4
03.06. | 5
03.06. | 6
03.06. | 7
03.06. | 8
03.06. | 9
03.06. | 10
03.06. | 11
03.06. | 12
03.06. | 13
03.06. | 14
03.06. | 15
03.06. | 16
03.06. | 17
03.06. | 18
03.06. | 19
03.06. | 20
03.06. | 21
03.06. | 22
03.06. | 23
03.06. | 24
04.06. | 1
04.06. | 2
04.06. | 3
04.06. | 4
04.06. | 5
04.06. | 6
04.06. | 7
04.06. | 8
04.06. | 9
04.06. | 10
04.06. | 11
04.06. | 12
04.06. | 13
04.06. | 14
04.06. | 15
04.06. | 16
04.06. | 17
04.06. | 18
04.06. | 19
04.06. | 20
04.06. | 21
04.06. | 22
04.06. | 23
04.06. | 24
05.06. | 1
05.06. | 2
05.06. | 3
05.06. | 4
05.06. | 5
05.06. | 6
05.06. | 7
05.06. | 8
05.06. | 9
05.06. | 10
05.06. | 11
05.06. | 12
05.06. | 13
05.06. | 14
05.06. | 15
05.06. | 16
05.06. | 17
05.06. | 18
05.06. | 19
05.06. | 20
05.06. | 21
05.06. | 22
05.06. | 23
05.06. | 24
06.06. | 1
06.06. | 2
06.06. | 3
06.06. | 4
06.06. | 5
06.06. | 6
06.06. | 7
06.06. | 8
06.06. | 9
06.06. | 10
06.06. | 11
06.06. | 12
06.06. | 13
06.06. | 14
06.06. | 15
06.06. | 16
06.06. | 17
06.06. | 18
06.06. | 19
06.06. | 20
06.06. | 21
06.06. | 22
06.06. | 23
06.06. | 24
07.06. | 1
07.06. | 2
07.06. | 3
07.06. | 4
07.06. | 5
07.06. | 6
07.06. | 7
07.06. | 8
07.06. | 9
07.06. | 10
07.06. | 11
07.06. | 12
07.06. | 13
07.06. | 14
07.06. | 15
07.06. | 16
07.06. | 17
07.06. | 18
07.06. | 19
07.06. | 20
07.06. | 21
07.06. | 22
07.06. | 23
07.06. | 24
08.06. | 1
08.06. | 2
08.06. | 3
08.06. | 4
08.06. | 5
08.06. | 6
08.06. | 7
08.06. | 8
08.06. | 9
08.06. | 10
08.06. | 11
08.06. | 12
08.06. | 13
08.06. | 14
08.06. | 15
08.06. | 16
08.06. | 17
08.06. | 18
08.06. | 19
08.06. | 20
08.06. | 21
08.06. | 22
08.06. | 23
08.06. | 24
09.06. | 1
09.06. | 2
09.06. | 3
09.06. | 4
09.06. | 5
09.06. | 6
09.06. | 7
09.06. | 8
09.06. | 9
09.06. | 10
09.06. | 11
09.06. | 12
09.06. | 13
09.06. | 14
09.06. | 15
09.06. | 16
09.06. | 17
09.06. | 18
09.06. | 19
09.06. | 20
09.06. | 21
09.06. | 22
09.06. | 23
09.06. | 24
10.06. | 1
10.06. | 2
10.06. | 3
10.06. | 4
10.06. | 5
10.06. | 6
10.06. | 7
10.06. | 8
10.06. | 9
10.06. | 10
10.06. | 11
10.06. | 12
10.06. | 13
10.06. | 14
10.06. | 15
10.06. | 16
10.06. | 17
10.06. | 18
10.06. | 19
10.06. | 20
10.06. | 21
10.06. | 22
10.06. | 23
10.06. | 24
11.06. | 1
11.06. | 2
11.06. | 3
11.06. | 4
11.06. | 5
11.06. | 6
11.06. | 7
11.06. | 8
11.06. | 9
11.06. | 10
11.06. | 11
11.06. | 12
11.06. | 13
11.06. | 14
11.06. | 15
11.06. | 16
11.06. | 17
11.06. | 18
11.06. | 19
11.06. | 20
11.06. | 21
11.06. | 22
11.06. | 23
11.06. | 24
12.06. | 1
12.06. | 2
12.06. | 3
12.06. | 4
12.06. | 5
12.06. | 6
12.06. | 7
12.06. | 8
12.06. | 9
12.06. | 10
12.06. | 11
12.06. | 12
12.06. | 13
12.06. | 14
12.06. | 15
12.06. | 16
12.06. | 17
12.06. | 18
12.06. | 19
12.06. | 20
12.06. | 21
12.06. | 22
12.06. | 23
12.06. | 24
13.06. | 1
13.06. | 2
13.06. | 3
13.06. | 4
13.06. | 5
13.06. | 6
13.06. | 7
13.06. | 8
13.06. | 9
13.06. | 10
13.06. | 11
13.06. | 12
13.06. | 13
13.06. | 14
13.06. | 15
13.06. | 16
13.06. | 17
13.06. | 18
13.06. | 19
13.06. | 20
13.06. | 21
13.06. | 22
13.06. | 23
13.06. | 24
14.06. | 1
14.06. | 2
14.06. | 3
14.06. | 4
14.06. | 5
14.06. | 6
14.06. | 7
14.06. | 8
14.06. | 9
14.06. | 10
14.06. | 11
14.06. | 12
14.06. | 13
14.06. | 14
14.06. | 15
14.06. | 16
14.06. | 17
14.06. | 18
14.06. | 19
14.06. | 20
14.06. | 21
14.06. | 22
14.06. | 23
14.06. | 24
15.06. | 1
15.06. | 2
15.06. | 3
15.06. | 4
15.06. | 5
15.06. | 6
15.06. | 7
15.06. | 8
15.06. | 9
15.06. | 10
15.06. | 11
15.06. | 12
15.06. | 13
15.06. | 14
15.06. | 15
15.06. | 16
15.06. | 17
15.06. | 18
15.06. | 19
15.06. | 20
15.06. | 21
15.06. | 22
15.06. | 23
15.06. | 24
16.06. | 1
16.06. | 2
16.06. | 3
16.06. | 4
16.06. | 5
16.06. | 6
16.06. | 7
16.06. | 8
16.06. | 9
16.06. | 10
16.06. | 11
16.06. | 12
16.06. | 13
16.06. | 14
16.06. | 15
16.06. | 16
16.06. | 17
16.06. | 18
16.06. | 19
16.06. | 20
16.06. | 21
16.06. | 22
16.06. | 23
16.06. | 24
17.06. | 1
17.06. | 2
17.06. | 3
17.06. | 4
17.06. | 5
17.06. | 6
17.06. | 7
17.06. | 8
17.06. | 9
17.06. | 10
17.06. | 11
17.06. | 12
17.06. | 13
17.06. | 14
17.06. | 15
17.06. | 16
17.06. | 17
17.06. | 18
17.06. | 19
17.06. | 20
17.06. | 21
17.06. | 22
17.06. | 23
17.06. | 24
18.06. | 1
18.06. | 2
18.06. | 3
18.06. | 4
18.06. | 5
18.06. | 6
18.06. | 7
18.06. | 8
18.06. | 9
18.06. | 10
18.06. | 11
18.06. | 12
18.06. | 13
18.06. | 14
18.06. | 15
18.06. | 16
18.06. | 17
18.06. | 18
18.06. | 19
18.06. | 20
18.06. | 21
18.06. | 22
18.06. | 23
18.06. | 24
19.06. | 1
19.06. | 2
19.06. | 3
19.06. | 4
19.06. | 5
19.06. | 6
19.06. | 7
19.06. | 8
19.06. | 9
19.06. | 10
19.06. | 11
19.06. | 12
19.06. | 13
19.06. | 14
19.06. | 15
19.06. | 16
19.06. | 17
19.06. | 18
19.06. | 19
19.06. | 20
19.06. | 21
19.06. | 22
19.06. | 23
19.06. | 24
20.06. | 1
20.06. | 2
20.06. | 3
20.06. | 4
20.06. | 5
20.06. | 6
20.06. | 7
20.06. | 8
20.06. | 9
20.06. | 10
20.06. | 11
20.06. | 12
20.06. | 13
20.06. | 14
20.06. | 15
20.06. | 16
20.06. | 17
20.06. | 18
20.06. | 19
20.06. | 20
20.06. | 21
20.06. | 22
20.06. | 23
20.06. | 24
21.06. | 1
21.06. | 2
21.06. | 3
21.06. | 4
21.06. | 5
21.06. | 6
21.06. | 7
21.06. | 8
21.06. | 9
21.06. | 10
21.06. | 11
21.06. | 12
21.06. | 13
21.06. | 14
21.06. | 15
21.06. | 16
21.06. | 17
21.06. | 18
21.06. | 19
21.06. | 20
21.06. | 21
21.06. | 22
21.06. | 23
21.06. | 24
22.06. | 1
22.06. | 2
22.06. | 3
22.06. | 4
22.06. | 5
22.06. | 6
22.06. | 7
22.06. | 8
22.06. | 9
22.06. | 10
22.06. | 11
22.06. | 12
22.06. | 13
22.06. | 14
22.06. | 15
22.06. | 16
22.06. | 17
22.06. | 18
22.06. | 19
22.06. | 20
22.06. | 21
22.06. | 22
22.06. | 23
22.06. | 24
23.06. | 1
23.06. | 2
23.06. | 3
23.06. | 4
23.06. | 5
23.06. | 6
23.06. | 7
23.06. | 8
23.06. | 9
23.06. | 10
23.06. | 11
23.06. | 12
23.06. | 13
23.06. | 14
23.06. | 15
23.06. | 16
23.06. | 17
23.06. | 18
23.06. | 19
23.06. | 20
23.06. | 21
23.06. | 22
23.06. | 23
23.06. | 24
24.06. | 1
24.06. | 2
24.06. | 3
24.06. | 4
24.06. | 5
24.06. | 6
24.06. | 7
24.06. | 8
24.06. | 9
24.06. | 10
24.06. | 11
24.06. | 12
24.06. | 13
24.06. | 14
24.06. | 15
24.06. | 16
24.06. | 17
24.06. | 18
24.06. | 19
24.06. | 20
24.06. | 21
24.06. | 22
24.06. | 23
24.06. | 24
25.06. | 1
25.06. | 2
25.06. | 3
25.06. | 4
25.06. | 5
25.06. | 6
25.06. | 7
25.06. | 8
25.06. | 9
25.06. | 10
25.06. | 11
25.06. | 12
25.06. | 13
25.06. | 14
25.06. | 15
25.06. | 16
25.06. | 17
25.06. | 18
25.06. | 19
25.06. | 20
25.06. | 21
25.06. | 22
25.06. | 23
25.06. | 24
26.06. | 1
26.06. | 2
26.06. | 3
26.06. | 4
26.06. | 5
26.06. | 6
26.06. | 7
26.06. | 8
26.06. | 9
26.06. | 10
26.06. | 11
26.06. | 12
26.06. | 13
26.06. | 14
26.06. | 15
26.06. | 16
26.06. | 17
26.06. | 18
26.06. | 19
26.06. | 20
26.06. | 21
26.06. | 22
26.06. | 23
26.06. | 24
27.06. | 1
27.06. | 2
27.06. | 3
27.06. | 4
27.06. | 5
27.06. | 6
27.06. | 7
27.06. | 8
27.06. | 9
27.06. | 10
27.06. | 11
27.06. | 12
27.06. | 13
27.06. | 14
27.06. | 15
27.06. | 16
27.06. | 17
27.06. | 18
27.06. | 19
27.06. | 20
27.06. | 21
27.06. | 22
27.06. | 23
27.06. | 24
28.06. | 1
28.06. | 2
28.06. | 3
28.06. | 4
28.06. | 5
28.06. | 6
28.06. | 7
28.06. | 8
28.06. | 9
28.06. | 10
28.06. | 11
28.06. | 12
28.06. | 13
28.06. | 14
28.06. | 15
28.06. | 16
28.06. | 17
28.06. | 18
28.06. | 19
28.06. | 20
28.06. | 21
28.06. | 22
28.06. | 23
28.06. | 24
29.06. | 1
29.06. | 2
29.06. | 3
29.06. | 4
29.06. | 5
29.06. | 6
29.06. | 7
29.06. | 8
29.06. | 9
29.06. | 10
29.06. | 11
29.06. | 12
29.06. | 13
29.06. | 14
29.06. | 15
29.06. | 16
29.06. | 17
29.06. | 18
29.06. | 19
29.06. | 20
29.06. | 21
29.06. | 22
29.06. | 23
29.06. | 24
30.06. | 1
30.06. | 2
30.06. | 3
30.06. | 4
30.06. | 5
30.06. | 6
30.06. | 7
30.06. | 8
30.06. | 9
30.06. | 10
30.06. | 11
30.06. | 12
30.06. | 13
30.06. | 14
30.06. | 15
30.06. | 16
30.06. | 17
30.06. | 18
30.06. | 19
30.06. | 20
30.06. | 21
30.06. | 22
30.06. | 23
30.06. | 24
01.07. | 1
01.07. | 2
01.07. | 3
01.07. | 4
01.07. | 5
01.07. | 6
01.07. | 7
01.07. | 8
01.07. | 9
01.07. | 10
01.07. | 11
01.07. | 12
01.07. | 13
01.07. | 14
01.07. | 15
01.07. | 16
01.07. | 17
01.07. | 18
01.07. | 19
01.07. | 20
01.07. | 21
01.07. | 22
01.07. | 23
01.07. | 24
02.07. | 1
02.07. | 2
02.07. | 3
02.07. | 4
02.07. | 5
02.07. | 6
02.07. | 7
02.07. | 8
02.07. | 9
02.07. | 10
02.07. | 11
02.07. | 12
02.07. | 13
02.07. | 14
02.07. | 15
02.07. | 16
02.07. | 17
02.07. | 18
02.07. | 19
02.07. | 20
02.07. | 21
02.07. | 22
02.07. | 23
02.07. | 24
03.07. | 1
03.07. | 2
03.07. | 3
03.07. | 4
03.07. | 5
03.07. | 6
03.07. | 7
03.07. | 8
03.07. | 9
03.07. | 10
03.07. | 11
03.07. | 12
03.07. | 13
03.07. | 14
03.07. | 15
03.07. | 16
03.07. | 17
03.07. | 18
03.07. | 19
03.07. | 20
03.07. | 21
03.07. | 22
03.07. | 23
03.07. | 24
04.07. | 1
04.07. | 2
04.07. | 3
04.07. | 4
04.07. | 5
04.07. | 6
04.07. | 7
04.07. | 8
04.07. | 9
04.07. | 10
04.07. | 11
04.07. | 12
04.07. | 13
04.07. | 14
04.07. | 15
04.07. | 16
04.07. | 17
04.07. | 18
04.07. | 19
04.07. | 20
04.07. | 21
04.07. | 22
04.07. | 23
04.07. | 24
05.07. | 1
05.07. | 2
05.07. | 3
05.07. | 4
05.07. | 5
05.07. | 6
05.07. | 7
05.07. | 8
05.07. | 9
05.07. | 10
05.07. | 11
05.07. | 12
05.07. | 13
05.07. | 14
05.07. | 15
05.07. | 16
05.07. | 17
05.07. | 18
05.07. | 19
05.07. | 20
05.07. | 21
05.07. | 22
05.07. | 23
05.07. | 24
06.07. | 1
06.07. | 2
06.07. | 3
06.07. | 4
06.07. | 5
06.07. | 6
06.07. | 7
06.07. | 8
06.07. | 9
06.07. | 10
06.07. | 11
06.07. | 12
06.07. | 13
06.07. | 14
06.07. | 15
06.07. | 16
06.07. | 17
06.07. | 18
06.07. | 19
06.07. | 20
06.07. | 21
06.07. | 22
06.07. | 23
06.07. | 24
07.07. | 1
07.07. | 2
07.07. | 3
07.07. | 4
07.07. | 5
07.07. | 6
07.07. | 7
07.07. | 8
07.07. | 9
07.07. | 10
07.07. | 11
07.07. | 12
07.07. | 13
07.07. | 14
07.07. | 15
07.07. | 16
07.07. | 17
07.07. | 18
07.07. | 19
07.07. | 20
07.07. | 21
07.07. | 22
07.07. | 23
07.07. | 24
08.07. | 1
08.07. | 2
08.07. | 3
08.07. | 4
08.07. | 5
08.07. | 6
08.07. | 7
08.07. | 8
08.07. | 9
08.07. | 10
08.07. | 11
08.07. | 12
08.07. | 13
08.07. | 14
08.07. | 15
08.07. | 16
08.07. | 17
08.07. | 18
08.07. | 19
08.07. | 20
08.07. | 21
08.07. | 22
08.07. | 23
08.07. | 24
09.07. | 1
09.07. | 2
09.07. | 3
09.07. | 4
09.07. | 5
09.07. | 6
09.07. | 7
09.07. | 8
09.07. | 9
09.07. | 10
09.07. | 11
09.07. | 12
09.07. | 13
09.07. | 14
09.07. | 15
09.07. | 16
09.07. | 17
09.07. | 18
09.07. | 19
09.07. | 20
09.07. | 21
09.07. | 22
09.07. | 23
09.07. | 24
10.07. | 1
10.07. | 2
10.07. | 3
10.07. | 4
10.07. | 5
10.07. | 6
10.07. | 7
10.07. | 8
10.07. | 9
10.07. | 10
10.07. | 11
10.07. | 12
10.07. | 13
10.07. | 14
10.07. | 15
10.07. | 16
10.07. | 17
10.07. | 18
10.07. | 19
10.07. | 20
10.07. | 21
10.07. | 22
10.07. | 23
10.07. | 24
11.07. | 1
11.07. | 2
11.07. | 3
11.07. | 4
11.07. | 5
11.07. | 6
11.07. | 7
11.07. | 8
11.07. | 9
11.07. | 10
11.07. | 11
11.07. | 12
11.07. | 13
11.07. | 14
11.07. | 15
11.07. | 16
11.07. | 17
11.07. | 18
11.07. | 19
11.07. | 20
11.07. | 21
11.07. | 22
11.07. | 23
11.07. | 24
12.07. | 1
12.07. | 2
12.07. | 3
12.07. | 4
12.07. | 5
12.07. | 6
12.07. | 7
12.07. | 8
12.07. | 9
12.07. | 10
12.07. | 11
12.07. | 12
12.07. | 13
12.07. | 14
12.07. | 15
12.07. | 16
12.07. | 17
12.07. | 18
12.07. | 19
12.07. | 20
12.07. | 21
12.07. | 22
12.07. | 23
12.07. | 24
13.07. | 1
13.07. | 2
13.07. | 3
13.07. | 4
13.07. | 5
13.07. | 6
13.07. | 7
13.07. | 8
13.07. | 9
13.07. | 10
13.07. | 11
13.07. | 12
13.07. | 13
13.07. | 14
13.07. | 15
13.07. | 16
13.07. | 17
13.07. | 18
13.07. | 19
13.07. | 20
13.07. | 21
13.07. | 22
13.07. | 23
13.07. | 24
14.07. | 1
14.07. | 2
14.07. | 3
14.07. | 4
14.07. | 5
14.07. | 6
14.07. | 7
14.07. | 8
14.07. | 9
14.07. | 10
14.07. | 11
14.07. | 12
14.07. | 13
14.07. | 14
14.07. | 15
14.07. | 16
14.07. | 17
14.07. | 18
14.07. | 19
14.07. | 20
14.07. | 21
14.07. | 22
14.07. | 23
14.07. | 24
15.07. | 1
15.07. | 2
15.07. | 3
15.07. | 4
15.07. | 5
15.07. | 6
15.07. | 7
15.07. | 8
15.07. | 9
15.07. | 10
15.07. | 11
15.07. | 12
15.07. | 13
15.07. | 14
15.07. | 15
15.07. | 16
15.07. | 17
15.07. | 18
15.07. | 19
15.07. | 20
15.07. | 21
15.07. | 22
15.07. | 23
15.07. | 24
16.07. | 1
16.07. | 2
16.07. | 3
16.07. | 4
16.07. | 5
16.07. | 6
16.07. | 7
16.07. | 8
16.07. | 9
16.07. | 10
16.07. | 11
16.07. | 12
16.07. | 13
16.07. | 14
16.07. | 15
16.07. | 16
16.07. | 17
16.07. | 18
16.07. | 19
16.07. | 20
16.07. | 21
16.07. | 22
16.07. | 23
16.07. | 24
17.07. | 1
17.07. | 2
17.07. | 3
17.07. | 4
17.07. | 5
17.07. | 6
17.07. | 7
17.07. | 8
17.07. | 9
17.07. | 10
17.07. | 11
17.07. | 12
17.07. | 13
17.07. | 14
17.07. | 15
17.07. | 16
17.07. | 17
17.07. | 18
17.07. | 19
17.07. | 20
17.07. | 21
17.07. | 22
17.07. | 23
17.07. | 24
18.07. | 1
18.07. | 2
18.07. | 3
18.07. | 4
18.07. | 5
18.07. | 6
18.07. | 7
18.07. | 8
18.07. | 9
18.07. | 10
18.07. | 11
18.07. | 12
18.07. | 13
18.07. | 14
18.07. | 15
18.07. | 16
18.07. | 17
18.07. | 18
18.07. | 19
18.07. | 20
18.07. | 21
18.07. | 22
18.07. | 23
18.07. | 24
19.07. | 1
19.07. | 2
19.07. | 3
19.07. | 4
19.07. | 5
19.07. | 6
19.07. | 7
19.07. | 8
19.07. | 9
19.07. | 10
19.07. | 11
19.07. | 12
19.07. | 13
19.07. | 14
19.07. | 15
19.07. | 16
19.07. | 17
19.07. | 18
19.07. | 19
19.07. | 20
19.07. | 21
19.07. | 22
19.07. | 23
19.07. | 24
20.07. | 1
20.07. | 2
20.07. | 3
20.07. | 4
20.07. | 5
20.07. | 6
20.07. | 7
20.07. | 8
20.07. | 9
20.07. | 10
20.07. | 11
20.07. | 12
20.07. | 13
20.07. | 14
20.07. | 15
20.07. | 16
20.07. | 17
20.07. | 18
20.07. | 19
20.07. | 20
20.07. | 21
20.07. | 22
20.07. | 23
20.07. | 24
21.07. | 1
21.07. | 2
21.07. | 3
21.07. | 4
21.07. | 5
21.07. | 6
21.07. | 7
21.07. | 8
21.07. | 9
21.07. | 10
21.07. | 11
21.07. | 12
21.07. | 13
21.07. | 14
21.07. | 15
21.07. | 16
21.07. | 17
21.07. | 18
21.07. | 19
21.07. | 20
21.07. | 21
21.07. | 22
21.07. | 23
21.07. | 24
22.07. | 1
22.07. | 2
22.07. | 3
22.07. | 4
22.07. | 5
22.07. | 6
22.07. | 7
22.07. | 8
22.07. | 9
22.07. | 10
22.07. | 11
22.07. | 12
22.07. | 13
22.07. | 14
22.07. | 15
22.07. | 16
22.07. | 17
22.07. | 18
22.07. | 19
22.07. | 20
22.07. | 21
22.07. | 22
22.07. | 23
22.07. | 24
23.07. | 1
23.07. | 2
23.07. | 3
23.07. | 4
23.07. | 5
23.07. | 6
23.07. | 7
23.07. | 8
23.07. | 9
23.07. | 10
23.07. | 11
23.07. | 12
23.07. | 13
23.07. | 14
23.07. | 15
23.07. | 16
23.07. | 17
23.07. | 18
23.07. | 19
23.07. | 20
23.07. | 21
23.07. | 22
23.07. | 23
23.07. | 24
24.07. | 1
24.07. | 2
24.07. | 3
24.07. | 4
24.07. | 5
24.07. | 6
24.07. | 7
24.07. | 8
24.07. | 9
24.07. | 10
24.07. | 11
24.07. | 12
24.07. | 13
24.07. | 14
24.07. | 15
24.07. | 16
24.07. | 17
24.07. | 18
24.07. | 19
24.07. | 20
24.07. | 21
24.07. | 22
24.07. | 23
24.07. | 24
25.07. | 1
25.07. | 2
25.07. | 3
25.07. | 4
25.07. | 5
25.07. | 6
25.07. | 7
25.07. | 8
25.07. | 9
25.07. | 10
25.07. | 11
25.07. | 12
25.07. | 13
25.07. | 14
25.07. | 15
25.07. | 16
25.07. | 17
25.07. | 18
25.07. | 19
25.07. | 20
25.07. | 21
25.07. | 22
25.07. | 23
25.07. | 24
26.07. | 1
26.07. | 2
26.07. | 3
26.07. | 4
26.07. | 5
26.07. | 6
26.07. | 7
26.07. | 8
26.07. | 9
26.07. | 10
26.07. | 11
26.07. | 12
26.07. | 13
26.07. | 14
26.07. | 15
26.07. | 16
26.07. | 17
26.07. | 18
26.07. | 19
26.07. | 20
26.07. | 21
26.07. | 22
26.07. | 23
26.07. | 24
27.07. | 1
27.07. | 2
27.07. | 3
27.07. | 4
27.07. | 5
27.07. | 6
27.07. | 7
27.07. | 8
27.07. | 9
27.07. | 10
27.07. | 11
27.07. | 12
27.07. | 13
27.07. | 14
27.07. | 15
27.07. | 16
27.07. | 17
27.07. | 18
27.07. | 19
27.07. | 20
27.07. | 21
27.07. | 22
27.07. | 23
27.07. | 24
28.07. | 1
28.07. | 2
28.07. | 3
28.07. | 4
28.07. | 5
28.07. | 6
28.07. | 7
28.07. | 8
28.07. | 9
28.07. | 10
28.07. | 11
28.07. | 12
28.07. | 13
28.07. | 14
28.07. | 15
28.07. | 16
28.07. | 17
28.07. | 18
28.07. | 19
28.07. | 20
28.07. | 21
28.07. | 22
28.07. | 23
28.07. | 24
29.07. | 1
29.07. | 2
29.07. | 3
29.07. | 4
29.07. | 5
29.07. | 6
29.07. | 7
29.07. | 8
29.07. | 9
29.07. | 10
29.07. | 11
29.07. | 12
29.07. | 13
29.07. | 14
29.07. | 15
29.07. | 16
29.07. | 17
29.07. | 18
29.07. | 19
29.07. | 20
29.07. | 21
29.07. | 22
29.07. | 23
29.07. | 24
30.07. | 1
30.07. | 2
30.07. | 3
30.07. | 4
30.07. | 5
30.07. | 6
30.07. | 7
30.07. | 8
30.07. | 9
30.07. | 10
30.07. | 11
30.07. | 12
30.07. | 13
30.07. | 14
30.07. | 15
30.07. | 16
30.07. | 17
30.07. | 18
30.07. | 19
30.07. | 20
30.07. | 21
30.07. | 22
30.07. | 23
30.07. | 24
31.07. | 1
31.07. | 2
31.07. | 3
31.07. | 4
31.07. | 5
31.07. | 6
31.07. | 7
31.07. | 8
31.07. | 9
31.07. | 10
31.07. | 11
31.07. | 12
31.07. | 13
31.07. | 14
31.07. | 15
31.07. | 16
31.07. | 17
31.07. | 18
31.07. | 19
31.07. | 20
31.07. | 21
31.07. | 22
31.07. | 23
31.07. | 24
01.08. | 1
01.08. | 2
01.08. | 3
01.08. | 4
01.08. | 5
01.08. | 6
01.08. | 7
01.08. | 8
01.08. | 9
01.08. | 10
01.08. | 11
01.08. | 12
01.08. | 13
01.08. | 14
01.08. | 15
01.08. | 16
01.08. | 17
01.08. | 18
01.08. | 19
01.08. | 20
01.08. | 21
01.08. | 22
01.08. | 23
01.08. | 24
02.08. | 1
02.08. | 2
02.08. | 3
02.08. | 4
02.08. | 5
02.08. | 6
02.08. | 7
02.08. | 8
02.08. | 9
02.08. | 10
02.08. | 11
02.08. | 12
02.08. | 13
02.08. | 14
02.08. | 15
02.08. | 16
02.08. | 17
02.08. | 18
02.08. | 19
02.08. | 20
02.08. | 21
02.08. | 22
02.08. | 23
02.08. | 24
03.08. | 1
03.08. | 2
03.08. | 3
03.08. | 4
03.08. | 5
03.08. | 6
03.08. | 7
03.08. | 8
03.08. | 9
03.08. | 10
03.08. | 11
03.08. | 12
03.08. | 13
03.08. | 14
03.08. | 15
03.08. | 16
03.08. | 17
03.08. | 18
03.08. | 19
03.08. | 20
03.08. | 21
03.08. | 22
03.08. | 23
03.08. | 24
04.08. | 1
04.08. | 2
04.08. | 3
04.08. | 4
04.08. | 5
04.08. | 6
04.08. | 7
04.08. | 8
04.08. | 9
04.08. | 10
04.08. | 11
04.08. | 12
04.08. | 13
04.08. | 14
04.08. | 15
04.08. | 16
04.08. | 17
04.08. | 18
04.08. | 19
04.08. | 20
04.08. | 21
04.08. | 22
04.08. | 23
04.08. | 24
05.08. | 1
05.08. | 2
05.08. | 3
05.08. | 4
05.08. | 5
05.08. | 6
05.08. | 7
05.08. | 8
05.08. | 9
05.08. | 10
05.08. | 11
05.08. | 12
05.08. | 13
05.08. | 14
05.08. | 15
05.08. | 16
05.08. | 17
05.08. | 18
05.08. | 19
05.08. | 20
05.08. | 21
05.08. | 22
05.08. | 23
05.08. | 24
06.08. | 1
06.08. | 2
06.08. | 3
06.08. | 4
06.08. | 5
06.08. | 6
06.08. | 7
06.08. | 8
06.08. | 9
06.08. | 10
06.08. | 11
06.08. | 12
06.08. | 13
06.08. | 14
06.08. | 15
06.08. | 16
06.08. | 17
06.08. | 18
06.08. | 19
06.08. | 20
06.08. | 21
06.08. | 22
06.08. | 23
06.08. | 24
07.08. | 1
07.08. | 2
07.08. | 3
07.08. | 4
07.08. | 5
07.08. | 6
07.08. | 7
07.08. | 8
07.08. | 9
07.08. | 10
07.08. | 11
07.08. | 12
07.08. | 13
07.08. | 14
07.08. | 15
07.08. | 16
07.08. | 17
07.08. | 18
07.08. | 19
07.08. | 20
07.08. | 21
07.08. | 22
07.08. | 23
07.08. | 24
08.08. | 1
08.08. | 2
08.08. | 3
08.08. | 4
08.08. | 5
08.08. | 6
08.08. | 7
08.08. | 8
08.08. | 9
08.08. | 10
08.08. | 11
08.08. | 12
08.08. | 13
08.08. | 14
08.08. | 15
08.08. | 16
08.08. | 17
08.08. | 18
08.08. | 19
08.08. | 20
08.08. | 21
08.08. | 22
08.08. | 23
08.08. | 24
09.08. | 1
09.08. | 2
09.08. | 3
09.08. | 4
09.08. | 5
09.08. | 6
09.08. | 7
09.08. | 8
09.08. | 9
09.08. | 10
09.08. | 11
09.08. | 12
09.08. | 13
09.08. | 14
09.08. | 15
09.08. | 16
09.08. | 17
09.08. | 18
09.08. | 19
09.08. | 20
09.08. | 21
09.08. | 22
09.08. | 23
09.08. | 24
10.08. | 1
10.08. | 2
10.08. | 3
10.08. | 4
10.08. | 5
10.08. | 6
10.08. | 7
10.08. | 8
10.08. | 9
10.08. | 10
10.08. | 11
10.08. | 12
10.08. | 13
10.08. | 14
10.08. | 15
10.08. | 16
10.08. | 17
10.08. | 18
10.08. | 19
10.08. | 20
10.08. | 21
10.08. | 22
10.08. | 23
10.08. | 24
11.08. | 1
11.08. | 2
11.08. | 3
11.08. | 4
11.08. | 5
11.08. | 6
11.08. | 7
11.08. | 8
11.08. | 9
11.08. | 10
11.08. | 11
11.08. | 12
11.08. | 13
11.08. | 14
11.08. | 15
11.08. | 16
11.08. | 17
11.08. | 18
11.08. | 19
11.08. | 20
11.08. | 21
11.08. | 22
11.08. | 23
11.08. | 24
12.08. | 1
12.08. | 2
12.08. | 3
12.08. | 4
12.08. | 5
12.08. | 6
12.08. | 7
12.08. | 8
12.08. | 9
12.08. | 10
12.08. | 11
12.08. | 12
12.08. | 13
12.08. | 14
12.08. | 15
12.08. | 16
12.08. | 17
12.08. | 18
12.08. | 19
12.08. | 20
12.08. | 21
12.08. | 22
12.08. | 23
12.08. | 24
13.08. | 1
13.08. | 2
13.08. | 3
13.08. | 4
13.08. | 5
13.08. | 6
13.08. | 7
13.08. | 8
13.08. | 9
13.08. | 10
13.08. | 11
13.08. | 12
13.08. | 13
13.08. | 14
13.08. | 15
13.08. | 16
13.08. | 17
13.08. | 18
13.08. | 19
13.08. | 20
13.08. | 21
13.08. | 22
13.08. | 23
13.08. | 24
14.08. | 1
14.08. | 2
14.08. | 3
14.08. | 4
14.08. | 5
14.08. | 6
14.08. | 7
14.08. | 8
14.08. | 9
14.08. | 10
14.08. | 11
14.08. | 12
14.08. | 13
14.08. | 14
14.08. | 15
14.08. | 16
14.08. | 17
14.08. | 18
14.08. | 19
14.08. | 20
14.08. | 21
14.08. | 22
14.08. | 23
14.08. | 24
15.08. | 1
15.08. | 2
15.08. | 3
15.08. | 4
15.08. | 5
15.08. | 6
15.08. | 7
15.08. | 8
15.08. | 9
15.08. | 10
15.08. | 11
15.08. | 12
15.08. | 13
15.08. | 14
15.08. | 15
15.08. | 16
15.08. | 17
15.08. | 18
15.08. | 19
15.08. | 20
15.08. | 21
15.08. | 22
15.08. | 23
15.08. | 24
16.08. | 1
16.08. | 2
16.08. | 3
16.08. | 4
16.08. | 5
16.08. | 6
16.08. | 7
16.08. | 8
16.08. | 9
16.08. | 10
16.08. | 11
16.08. | 12
16.08. | 13
16.08. | 14
16.08. | 15
16.08. | 16
16.08. | 17
16.08. | 18
16.08. | 19
16.08. | 20
16.08. | 21
16.08. | 22
16.08. | 23
16.08. | 24
17.08. | 1
17.08. | 2
17.08. | 3
17.08. | 4
17.08. | 5
17.08. | 6
17.08. | 7
17.08. | 8
17.08. | 9
17.08. | 10
17.08. | 11
17.08. | 12
17.08. | 13
17.08. | 14
17.08. | 15
17.08. | 16
17.08. | 17
17.08. | 18
17.08. | 19
17.08. | 20
17.08. | 21
17.08. | 22
17.08. | 23
17.08. | 24
18.08. | 1
18.08. | 2
18.08. | 3
18.08. | 4
18.08. | 5
18.08. | 6
18.08. | 7
18.08. | 8
18.08. | 9
18.08. | 10
18.08. | 11
18.08. | 12
18.08. | 13
18.08. | 14
18.08. | 15
18.08. | 16
18.08. | 17
18.08. | 18
18.08. | 19
18.08. | 20
18.08. | 21
18.08. | 22
18.08. | 23
18.08. | 24
19.08. | 1
19.08. | 2
19.08. | 3
19.08. | 4
19.08. | 5
19.08. | 6
19.08. | 7
19.08. | 8
19.08. | 9
19.08. | 10
19.08. | 11
19.08. | 12
19.08. | 13
19.08. | 14
19.08. | 15
19.08. | 16
19.08. | 17
19.08. | 18
19.08. | 19
19.08. | 20
19.08. | 21
19.08. | 22
19.08. | 23
19.08. | 24
20.08. | 1
20.08. | 2
20.08. | 3
20.08. | 4
20.08. | 5
20.08. | 6
20.08. | 7
20.08. | 8
20.08. | 9
20.08. | 10
20.08. | 11
20.08. | 12
20.08. | 13
20.08. | 14
20.08. | 15
20.08. | 16
20.08. | 17
20.08. | 18
20.08. | 19
20.08. | 20
20.08. | 21
20.08. | 22
20.08. | 23
20.08. | 24
21.08. | 1
21.08. | 2
21.08. | 3
21.08. | 4
21.08. | 5
21.08. | 6
21.08. | 7
21.08. | 8
21.08. | 9
21.08. | 10
21.08. | 11
21.08. | 12
21.08. | 13
21.08. | 14
21.08. | 15
21.08. | 16
21.08. | 17
21.08. | 18
21.08. | 19
21.08. | 20
21.08. | 21
21.08. | 22
21.08. | 23
21.08. | 24
22.08. | 1
22.08. | 2
22.08. | 3
22.08. | 4
22.08. | 5
22.08. | 6
22.08. | 7
22.08. | 8
22.08. | 9
22.08. | 10
22.08. | 11
22.08. | 12
22.08. | 13
22.08. | 14
22.08. | 15
22.08. | 16
22.08. | 17
22.08. | 18
22.08. | 19
22.08. | 20
22.08. | 21
22.08. | 22
22.08. | 23
22.08. | 24
23.08. | 1
23.08. | 2
23.08. | 3
23.08. | 4
23.08. | 5
23.08. | 6
23.08. | 7
23.08. | 8
23.08. | 9
23.08. | 10
23.08. | 11
23.08. | 12
23.08. | 13
23.08. | 14
23.08. | 15
23.08. | 16
23.08. | 17
23.08. | 18
23.08. | 19
23.08. | 20
23.08. | 21
23.08. | 22
23.08. | 23
23.08. | 24
24.08. | 1
24.08. | 2
24.08. | 3
24.08. | 4
24.08. | 5
24.08. | 6
24.08. | 7
24.08. | 8
24.08. | 9
24.08. | 10
24.08. | 11
24.08. | 12
24.08. | 13
24.08. | 14
24.08. | 15
24.08. | 16
24.08. | 17
24.08. | 18
24.08. | 19
24.08. | 20
24.08. | 21
24.08. | 22
24.08. | 23
24.08. | 24
25.08. | 1
25.08. | 2
25.08. | 3
25.08. | 4
25.08. | 5
25.08. | 6
25.08. | 7
25.08. | 8
25.08. | 9
25.08. | 10
25.08. | 11
25.08. | 12
25.08. | 13
25.08. | 14
25.08. | 15
25.08. | 16
25.08. | 17
25.08. | 18
25.08. | 19
25.08. | 20
25.08. | 21
25.08. | 22
25.08. | 23
25.08. | 24
26.08. | 1
26.08. | 2
26.08. | 3
26.08. | 4
26.08. | 5
26.08. | 6
26.08. | 7
26.08. | 8
26.08. | 9
26.08. | 10
26.08. | 11
26.08. | 12
26.08. | 13
26.08. | 14
26.08. | 15
26.08. | 16
26.08. | 17
26.08. | 18
26.08. | 19
26.08. | 20
26.08. | 21
26.08. | 22
26.08. | 23
26.08. | 24
27.08. | 1
27.08. | 2
27.08. | 3
27.08. | 4
27.08. | 5
27.08. | 6
27.08. | 7
27.08. | 8
27.08. | 9
27.08. | 10
27.08. | 11
27.08. | 12
27.08. | 13
27.08. | 14
27.08. | 15
27.08. | 16
27.08. | 17
27.08. | 18
27.08. | 19
27.08. | 20
27.08. | 21
27.08. | 22
27.08. | 23
27.08. | 24
28.08. | 1
28.08. | 2
28.08. | 3
28.08. | 4
28.08. | 5
28.08. | 6
28.08. | 7
28.08. | 8
28.08. | 9
28.08. | 10
28.08. | 11
28.08. | 12
28.08. | 13
28.08. | 14
28.08. | 15
28.08. | 16
28.08. | 17
28.08. | 18
28.08. | 19
28.08. | 20
28.08. | 21
28.08. | 22
28.08. | 23
28.08. | 24
29.08. | 1
29.08. | 2
29.08. | 3
29.08. | 4
29.08. | 5
29.08. | 6
29.08. | 7
29.08. | 8
29.08. | 9
29.08. | 10
29.08. | 11
29.08. | 12
29.08. | 13
29.08. | 14
29.08. | 15
29.08. | 16
29.08. | 17
29.08. | 18
29.08. | 19
29.08. | 20
29.08. | 21
29.08. | 22
29.08. | 23
29.08. | 24
30.08. | 1
30.08. | 2
30.08. | 3
30.08. | 4
30.08. | 5
30.08. | 6
30.08. | 7
30.08. | 8
30.08. | 9
30.08. | 10
30.08. | 11
30.08. | 12
30.08. | 13
30.08. | 14
30.08. | 15
30.08. | 16
30.08. | 17
30.08. | 18
30.08. | 19
30.08. | 20
30.08. | 21
30.08. | 22
30.08. | 23
30.08. | 24
31.08. | 1
31.08. | 2
31.08. | 3
31.08. | 4
31.08. | 5
31.08. | 6
31.08. | 7
31.08. | 8
31.08. | 9
31.08. | 10
31.08. | 11
31.08. | 12
31.08. | 13
31.08. | 14
31.08. | 15
31.08. | 16
31.08. | 17
31.08. | 18
31.08. | 19
31.08. | 20
31.08. | 21
31.08. | 22
31.08. | 23
31.08. | 24
01.09. | 1
01.09. | 2
01.09. | 3
01.09. | 4
01.09. | 5
01.09. | 6
01.09. | 7
01.09. | 8
01.09. | 9
01.09. | 10
01.09. | 11
01.09. | 12
01.09. | 13
01.09. | 14
01.09. | 15
01.09. | 16
01.09. | 17
01.09. | 18
01.09. | 19
01.09. | 20
01.09. | 21
01.09. | 22
01.09. | 23
01.09. | 24
02.09. | 1
02.09. | 2
02.09. | 3
02.09. | 4
02.09. | 5
02.09. | 6
02.09. | 7
02.09. | 8
02.09. | 9
02.09. | 10
02.09. | 11
02.09. | 12
02.09. | 13
02.09. | 14
02.09. | 15
02.09. | 16
02.09. | 17
02.09. | 18
02.09. | 19
02.09. | 20
02.09. | 21
02.09. | 22
02.09. | 23
02.09. | 24
03.09. | 1
03.09. | 2
03.09. | 3
03.09. | 4
03.09. | 5
03.09. | 6
03.09. | 7
03.09. | 8
03.09. | 9
03.09. | 10
03.09. | 11
03.09. | 12
03.09. | 13
03.09. | 14
03.09. | 15
03.09. | 16
03.09. | 17
03.09. | 18
03.09. | 19
03.09. | 20
03.09. | 21
03.09. | 22
03.09. | 23
03.09. | 24
04.09. | 1
04.09. | 2
04.09. | 3
04.09. | 4
04.09. | 5
04.09. | 6
04.09. | 7
04.09. | 8
04.09. | 9
04.09. | 10
04.09. | 11
04.09. | 12
04.09. | 13
04.09. | 14
04.09. | 15
04.09. | 16
04.09. | 17
04.09. | 18
04.09. | 19
04.09. | 20
04.09. | 21
04.09. | 22
04.09. | 23
04.09. | 24
05.09. | 1
05.09. | 2
05.09. | 3
05.09. | 4
05.09. | 5
05.09. | 6
05.09. | 7
05.09. | 8
05.09. | 9
05.09. | 10
05.09. | 11
05.09. | 12
05.09. | 13
05.09. | 14
05.09. | 15
05.09. | 16
05.09. | 17
05.09. | 18
05.09. | 19
05.09. | 20
05.09. | 21
05.09. | 22
05.09. | 23
05.09. | 24
06.09. | 1
06.09. | 2
06.09. | 3
06.09. | 4
06.09. | 5
06.09. | 6
06.09. | 7
06.09. | 8
06.09. | 9
06.09. | 10
06.09. | 11
06.09. | 12
06.09. | 13
06.09. | 14
06.09. | 15
06.09. | 16
06.09. | 17
06.09. | 18
06.09. | 19
06.09. | 20
06.09. | 21
06.09. | 22
06.09. | 23
06.09. | 24
07.09. | 1
07.09. | 2
07.09. | 3
07.09. | 4
07.09. | 5
07.09. | 6
07.09. | 7
07.09. | 8
07.09. | 9
07.09. | 10
07.09. | 11
07.09. | 12
07.09. | 13
07.09. | 14
07.09. | 15
07.09. | 16
07.09. | 17
07.09. | 18
07.09. | 19
07.09. | 20
07.09. | 21
07.09. | 22
07.09. | 23
07.09. | 24
08.09. | 1
08.09. | 2
08.09. | 3
08.09. | 4
08.09. | 5
08.09. | 6
08.09. | 7
08.09. | 8
08.09. | 9
08.09. | 10
08.09. | 11
08.09. | 12
08.09. | 13
08.09. | 14
08.09. | 15
08.09. | 16
08.09. | 17
08.09. | 18
08.09. | 19
08.09. | 20
08.09. | 21
08.09. | 22
08.09. | 23
08.09. | 24
09.09. | 1
09.09. | 2
09.09. | 3
09.09. | 4
09.09. | 5
09.09. | 6
09.09. | 7
09.09. | 8
09.09. | 9
09.09. | 10
09.09. | 11
09.09. | 12
09.09. | 13
09.09. | 14
09.09. | 15
09.09. | 16
09.09. | 17
09.09. | 18
09.09. | 19
09.09. | 20
09.09. | 21
09.09. | 22
09.09. | 23
09.09. | 24
10.09. | 1
10.09. | 2
10.09. | 3
10.09. | 4
10.09. | 5
10.09. | 6
10.09. | 7
10.09. | 8
10.09. | 9
10.09. | 10
10.09. | 11
10.09. | 12
10.09. | 13
10.09. | 14
10.09. | 15
10.09. | 16
10.09. | 17
10.09. | 18
10.09. | 19
10.09. | 20
10.09. | 21
10.09. | 22
10.09. | 23
10.09. | 24
11.09. | 1
11.09. | 2
11.09. | 3
11.09. | 4
11.09. | 5
11.09. | 6
11.09. | 7
11.09. | 8
11.09. | 9
11.09. | 10
11.09. | 11
11.09. | 12
11.09. | 13
11.09. | 14
11.09. | 15
11.09. | 16
11.09. | 17
11.09. | 18
11.09. | 19
11.09. | 20
11.09. | 21
11.09. | 22
11.09. | 23
11.09. | 24
12.09. | 1
12.09. | 2
12.09. | 3
12.09. | 4
12.09. | 5
12.09. | 6
12.09. | 7
12.09. | 8
12.09. | 9
12.09. | 10
12.09. | 11
12.09. | 12
12.09. | 13
12.09. | 14
12.09. | 15
12.09. | 16
12.09. | 17
12.09. | 18
12.09. | 19
12.09. | 20
12.09. | 21
12.09. | 22
12.09. | 23
12.09. | 24
13.09. | 1
13.09. | 2
13.09. | 3
13.09. | 4
13.09. | 5
13.09. | 6
13.09. | 7
13.09. | 8
13.09. | 9
13.09. | 10
13.09. | 11
13.09. | 12
13.09. | 13
13.09. | 14
13.09. | 15
13.09. | 16
13.09. | 17
13.09. | 18
13.09. | 19
13.09. | 20
13.09. | 21
13.09. | 22
13.09. | 23
13.09. | 24
14.09. | 1
14.09. | 2
14.09. | 3
14.09. | 4
14.09. | 5
14.09. | 6
14.09. | 7
14.09. | 8
14.09. | 9
14.09. | 10
14.09. | 11
14.09. | 12
14.09. | 13
14.09. | 14
14.09. | 15
14.09. | 16
14.09. | 17
14.09. | 18
14.09. | 19
14.09. | 20
14.09. | 21
14.09. | 22
14.09. | 23
14.09. | 24
15.09. | 1
15.09. | 2
15.09. | 3
15.09. | 4
15.09. | 5
15.09. | 6
15.09. | 7
15.09. | 8
15.09. | 9
15.09. | 10
15.09. | 11
15.09. | 12
15.09. | 13
15.09. | 14
15.09. | 15
15.09. | 16
15.09. | 17
15.09. | 18
15.09. | 19
15.09. | 20
15.09. | 21
15.09. | 22
15.09. | 23
15.09. | 24
16.09. | 1
16.09. | 2
16.09. | 3
16.09. | 4
16.09. | 5
16.09. | 6
16.09. | 7
16.09. | 8
16.09. | 9
16.09. | 10
16.09. | 11
16.09. | 12
16.09. | 13
16.09. | 14
16.09. | 15
16.09. | 16
16.09. | 17
16.09. | 18
16.09. | 19
16.09. | 20
16.09. | 21
16.09. | 22
16.09. | 23
16.09. | 24
17.09. | 1
17.09. | 2
17.09. | 3
17.09. | 4
17.09. | 5
17.09. | 6
17.09. | 7
17.09. | 8
17.09. | 9
17.09. | 10
17.09. | 11
17.09. | 12
17.09. | 13
17.09. | 14
17.09. | 15
17.09. | 16
17.09. | 17
17.09. | 18
17.09. | 19
17.09. | 20
17.09. | 21
17.09. | 22
17.09. | 23
17.09. | 24
18.09. | 1
18.09. | 2
18.09. | 3
18.09. | 4
18.09. | 5
18.09. | 6
18.09. | 7
18.09. | 8
18.09. | 9
18.09. | 10
18.09. | 11
18.09. | 12
18.09. | 13
18.09. | 14
18.09. | 15
18.09. | 16
18.09. | 17
18.09. | 18
18.09. | 19
18.09. | 20
18.09. | 21
18.09. | 22
18.09. | 23
18.09. | 24
19.09. | 1
19.09. | 2
19.09. | 3
19.09. | 4
19.09. | 5
19.09. | 6
19.09. | 7
19.09. | 8
19.09. | 9
19.09. | 10
19.09. | 11
19.09. | 12
19.09. | 13
19.09. | 14
19.09. | 15
19.09. | 16
19.09. | 17
19.09. | 18
19.09. | 19
19.09. | 20
19.09. | 21
19.09. | 22
19.09. | 23
19.09. | 24
20.09. | 1
20.09. | 2
20.09. | 3
20.09. | 4
20.09. | 5
20.09. | 6
20.09. | 7
20.09. | 8
20.09. | 9
20.09. | 10
20.09. | 11
20.09. | 12
20.09. | 13
20.09. | 14
20.09. | 15
20.09. | 16
20.09. | 17
20.09. | 18
20.09. | 19
20.09. | 20
20.09. | 21
20.09. | 22
20.09. | 23
20.09. | 24
21.09. | 1
21.09. | 2
21.09. | 3
21.09. | 4
21.09. | 5
21.09. | 6
21.09. | 7
21.09. | 8
21.09. | 9
21.09. | 10
21.09. | 11
21.09. | 12
21.09. | 13
21.09. | 14
21.09. | 15
21.09. | 16
21.09. | 17
21.09. | 18
21.09. | 19
21.09. | 20
21.09. | 21
21.09. | 22
21.09. | 23
21.09. | 24
22.09. | 1
22.09. | 2
22.09. | 3
22.09. | 4
22.09. | 5
22.09. | 6
22.09. | 7
22.09. | 8
22.09. | 9
22.09. | 10
22.09. | 11
22.09. | 12
22.09. | 13
22.09. | 14
22.09. | 15
22.09. | 16
22.09. | 17
22.09. | 18
22.09. | 19
22.09. | 20
22.09. | 21
22.09. | 22
22.09. | 23
22.09. | 24
23.09. | 1
23.09. | 2
23.09. | 3
23.09. | 4
23.09. | 5
23.09. | 6
23.09. | 7
23.09. | 8
23.09. | 9
23.09. | 10
23.09. | 11
23.09. | 12
23.09. | 13
23.09. | 14
23.09. | 15
23.09. | 16
23.09. | 17
23.09. | 18
23.09. | 19
23.09. | 20
23.09. | 21
23.09. | 22
23.09. | 23
23.09. | 24
24.09. | 1
24.09. | 2
24.09. | 3
24.09. | 4
24.09. | 5
24.09. | 6
24.09. | 7
24.09. | 8
24.09. | 9
24.09. | 10
24.09. | 11
24.09. | 12
24.09. | 13
24.09. | 14
24.09. | 15
24.09. | 16
24.09. | 17
24.09. | 18
24.09. | 19
24.09. | 20
24.09. | 21
24.09. | 22
24.09. | 23
24.09. | 24
25.09. | 1
25.09. | 2
25.09. | 3
25.09. | 4
25.09. | 5
25.09. | 6
25.09. | 7
25.09. | 8
25.09. | 9
25.09. | 10
25.09. | 11
25.09. | 12
25.09. | 13
25.09. | 14
25.09. | 15
25.09. | 16
25.09. | 17
25.09. | 18
25.09. | 19
25.09. | 20
25.09. | 21
25.09. | 22
25.09. | 23
25.09. | 24
26.09. | 1
26.09. | 2
26.09. | 3
26.09. | 4
26.09. | 5
26.09. | 6
26.09. | 7
26.09. | 8
26.09. | 9
26.09. | 10
26.09. | 11
26.09. | 12
26.09. | 13
26.09. | 14
26.09. | 15
26.09. | 16
26.09. | 17
26.09. | 18
26.09. | 19
26.09. | 20
26.09. | 21
26.09. | 22
26.09. | 23
26.09. | 24
27.09. | 1
27.09. | 2
27.09. | 3
27.09. | 4
27.09. | 5
27.09. | 6
27.09. | 7
27.09. | 8
27.09. | 9
27.09. | 10
27.09. | 11
27.09. | 12
27.09. | 13
27.09. | 14
27.09. | 15
27.09. | 16
27.09. | 17
27.09. | 18
27.09. | 19
27.09. | 20
27.09. | 21
27.09. | 22
27.09. | 23
27.09. | 24
28.09. | 1
28.09. | 2
28.09. | 3
28.09. | 4
28.09. | 5
28.09. | 6
28.09. | 7
28.09. | 8
28.09. | 9
28.09. | 10
28.09. | 11
28.09. | 12
28.09. | 13
28.09. | 14
28.09. | 15
28.09. | 16
28.09. | 17
28.09. | 18
28.09. | 19
28.09. | 20
28.09. | 21
28.09. | 22
28.09. | 23
28.09. | 24
29.09. | 1
29.09. | 2
29.09. | 3
29.09. | 4
29.09. | 5
29.09. | 6
29.09. | 7
29.09. | 8
29.09. | 9
29.09. | 10
29.09. | 11
29.09. | 12
29.09. | 13
29.09. | 14
29.09. | 15
29.09. | 16
29.09. | 17
29.09. | 18
29.09. | 19
29.09. | 20
29.09. | 21
29.09. | 22
29.09. | 23
29.09. | 24
30.09. | 1
30.09. | 2
30.09. | 3
30.09. | 4
30.09. | 5
30.09. | 6
30.09. | 7
30.09. | 8
30.09. | 9
30.09. | 10
30.09. | 11
30.09. | 12
30.09. | 13
30.09. | 14
30.09. | 15
30.09. | 16
30.09. | 17
30.09. | 18
30.09. | 19
30.09. | 20
30.09. | 21
30.09. | 22
30.09. | 23
30.09. | 24
01.10. | 1
01.10. | 2
01.10. | 3
01.10. | 4
01.10. | 5
01.10. | 6
01.10. | 7
01.10. | 8
01.10. | 9
01.10. | 10
01.10. | 11
01.10. | 12
01.10. | 13
01.10. | 14
01.10. | 15
01.10. | 16
01.10. | 17
01.10. | 18
01.10. | 19
01.10. | 20
01.10. | 21
01.10. | 22
01.10. | 23
01.10. | 24
02.10. | 1
02.10. | 2
02.10. | 3
02.10. | 4
02.10. | 5
02.10. | 6
02.10. | 7
02.10. | 8
02.10. | 9
02.10. | 10
02.10. | 11
02.10. | 12
02.10. | 13
02.10. | 14
02.10. | 15
02.10. | 16
02.10. | 17
02.10. | 18
02.10. | 19
02.10. | 20
02.10. | 21
02.10. | 22
02.10. | 23
02.10. | 24
03.10. | 1
03.10. | 2
03.10. | 3
03.10. | 4
03.10. | 5
03.10. | 6
03.10. | 7
03.10. | 8
03.10. | 9
03.10. | 10
03.10. | 11
03.10. | 12
03.10. | 13
03.10. | 14
03.10. | 15
03.10. | 16
03.10. | 17
03.10. | 18
03.10. | 19
03.10. | 20
03.10. | 21
03.10. | 22
03.10. | 23
03.10. | 24
04.10. | 1
04.10. | 2
04.10. | 3
04.10. | 4
04.10. | 5
04.10. | 6
04.10. | 7
04.10. | 8
04.10. | 9
04.10. | 10
04.10. | 11
04.10. | 12
04.10. | 13
04.10. | 14
04.10. | 15
04.10. | 16
04.10. | 17
04.10. | 18
04.10. | 19
04.10. | 20
04.10. | 21
04.10. | 22
04.10. | 23
04.10. | 24
05.10. | 1
05.10. | 2
05.10. | 3
05.10. | 4
05.10. | 5
05.10. | 6
05.10. | 7
05.10. | 8
05.10. | 9
05.10. | 10
05.10. | 11
05.10. | 12
05.10. | 13
05.10. | 14
05.10. | 15
05.10. | 16
05.10. | 17
05.10. | 18
05.10. | 19
05.10. | 20
05.10. | 21
05.10. | 22
05.10. | 23
05.10. | 24
06.10. | 1
06.10. | 2
06.10. | 3
06.10. | 4
06.10. | 5
06.10. | 6
06.10. | 7
06.10. | 8
06.10. | 9
06.10. | 10
06.10. | 11
06.10. | 12
06.10. | 13
06.10. | 14
06.10. | 15
06.10. | 16
06.10. | 17
06.10. | 18
06.10. | 19
06.10. | 20
06.10. | 21
06.10. | 22
06.10. | 23
06.10. | 24
07.10. | 1
07.10. | 2
07.10. | 3
07.10. | 4
07.10. | 5
07.10. | 6
07.10. | 7
07.10. | 8
07.10. | 9
07.10. | 10
07.10. | 11
07.10. | 12
07.10. | 13
07.10. | 14
07.10. | 15
07.10. | 16
07.10. | 17
07.10. | 18
07.10. | 19
07.10. | 20
07.10. | 21
07.10. | 22
07.10. | 23
07.10. | 24
08.10. | 1
08.10. | 2
08.10. | 3
08.10. | 4
08.10. | 5
08.10. | 6
08.10. | 7
08.10. | 8
08.10. | 9
08.10. | 10
08.10. | 11
08.10. | 12
08.10. | 13
08.10. | 14
08.10. | 15
08.10. | 16
08.10. | 17
08.10. | 18
08.10. | 19
08.10. | 20
08.10. | 21
08.10. | 22
08.10. | 23
08.10. | 24
09.10. | 1
09.10. | 2
09.10. | 3
09.10. | 4
09.10. | 5
09.10. | 6
09.10. | 7
09.10. | 8
09.10. | 9
09.10. | 10
09.10. | 11
09.10. | 12
09.10. | 13
09.10. | 14
09.10. | 15
09.10. | 16
09.10. | 17
09.10. | 18
09.10. | 19
09.10. | 20
09.10. | 21
09.10. | 22
09.10. | 23
09.10. | 24
10.10. | 1
10.10. | 2
10.10. | 3
10.10. | 4
10.10. | 5
10.10. | 6
10.10. | 7
10.10. | 8
10.10. | 9
10.10. | 10
10.10. | 11
10.10. | 12
10.10. | 13
10.10. | 14
10.10. | 15
10.10. | 16
10.10. | 17
10.10. | 18
10.10. | 19
10.10. | 20
10.10. | 21
10.10. | 22
10.10. | 23
10.10. | 24
11.10. | 1
11.10. | 2
11.10. | 3
11.10. | 4
11.10. | 5
11.10. | 6
11.10. | 7
11.10. | 8
11.10. | 9
11.10. | 10
11.10. | 11
11.10. | 12
11.10. | 13
11.10. | 14
11.10. | 15
11.10. | 16
11.10. | 17
11.10. | 18
11.10. | 19
11.10. | 20
11.10. | 21
11.10. | 22
11.10. | 23
11.10. | 24
12.10. | 1
12.10. | 2
12.10. | 3
12.10. | 4
12.10. | 5
12.10. | 6
12.10. | 7
12.10. | 8
12.10. | 9
12.10. | 10
12.10. | 11
12.10. | 12
12.10. | 13
12.10. | 14
12.10. | 15
12.10. | 16
12.10. | 17
12.10. | 18
12.10. | 19
12.10. | 20
12.10. | 21
12.10. | 22
12.10. | 23
12.10. | 24
13.10. | 1
13.10. | 2
13.10. | 3
13.10. | 4
13.10. | 5
13.10. | 6
13.10. | 7
13.10. | 8
13.10. | 9
13.10. | 10
13.10. | 11
13.10. | 12
13.10. | 13
13.10. | 14
13.10. | 15
13.10. | 16
13.10. | 17
13.10. | 18
13.10. | 19
13.10. | 20
13.10. | 21
13.10. | 22
13.10. | 23
13.10. | 24
14.10. | 1
14.10. | 2
14.10. | 3
14.10. | 4
14.10. | 5
14.10. | 6
14.10. | 7
14.10. | 8
14.10. | 9
14.10. | 10
14.10. | 11
14.10. | 12
14.10. | 13
14.10. | 14
14.10. | 15
14.10. | 16
14.10. | 17
14.10. | 18
14.10. | 19
14.10. | 20
14.10. | 21
14.10. | 22
14.10. | 23
14.10. | 24
15.10. | 1
15.10. | 2
15.10. | 3
15.10. | 4
15.10. | 5
15.10. | 6
15.10. | 7
15.10. | 8
15.10. | 9
15.10. | 10
15.10. | 11
15.10. | 12
15.10. | 13
15.10. | 14
15.10. | 15
15.10. | 16
15.10. | 17
15.10. | 18
15.10. | 19
15.10. | 20
15.10. | 21
15.10. | 22
15.10. | 23
15.10. | 24
16.10. | 1
16.10. | 2
16.10. | 3
16.10. | 4
16.10. | 5
16.10. | 6
16.10. | 7
16.10. | 8
16.10. | 9
16.10. | 10
16.10. | 11
16.10. | 12
16.10. | 13
16.10. | 14
16.10. | 15
16.10. | 16
16.10. | 17
16.10. | 18
16.10. | 19
16.10. | 20
16.10. | 21
16.10. | 22
16.10. | 23
16.10. | 24
17.10. | 1
17.10. | 2
17.10. | 3
17.10. | 4
17.10. | 5
17.10. | 6
17.10. | 7
17.10. | 8
17.10. | 9
17.10. | 10
17.10. | 11
17.10. | 12
17.10. | 13
17.10. | 14
17.10. | 15
17.10. | 16
17.10. | 17
17.10. | 18
17.10. | 19
17.10. | 20
17.10. | 21
17.10. | 22
17.10. | 23
17.10. | 24
18.10. | 1
18.10. | 2
18.10. | 3
18.10. | 4
18.10. | 5
18.10. | 6
18.10. | 7
18.10. | 8
18.10. | 9
18.10. | 10
18.10. | 11
18.10. | 12
18.10. | 13
18.10. | 14
18.10. | 15
18.10. | 16
18.10. | 17
18.10. | 18
18.10. | 19
18.10. | 20
18.10. | 21
18.10. | 22
18.10. | 23
18.10. | 24
19.10. | 1
19.10. | 2
19.10. | 3
19.10. | 4
19.10. | 5
19.10. | 6
19.10. | 7
19.10. | 8
19.10. | 9
19.10. | 10
19.10. | 11
19.10. | 12
19.10. | 13
19.10. | 14
19.10. | 15
19.10. | 16
19.10. | 17
19.10. | 18
19.10. | 19
19.10. | 20
19.10. | 21
19.10. | 22
19.10. | 23
19.10. | 24
20.10. | 1
20.10. | 2
20.10. | 3
20.10. | 4
20.10. | 5
20.10. | 6
20.10. | 7
20.10. | 8
20.10. | 9
20.10. | 10
20.10. | 11
20.10. | 12
20.10. | 13
20.10. | 14
20.10. | 15
20.10. | 16
20.10. | 17
20.10. | 18
20.10. | 19
20.10. | 20
20.10. | 21
20.10. | 22
20.10. | 23
20.10. | 24
21.10. | 1
21.10. | 2
21.10. | 3
21.10. | 4
21.10. | 5
21.10. | 6
21.10. | 7
21.10. | 8
21.10. | 9
21.10. | 10
21.10. | 11
21.10. | 12
21.10. | 13
21.10. | 14
21.10. | 15
21.10. | 16
21.10. | 17
21.10. | 18
21.10. | 19
21.10. | 20
21.10. | 21
21.10. | 22
21.10. | 23
21.10. | 24
22.10. | 1
22.10. | 2
22.10. | 3
22.10. | 4
22.10. | 5
22.10. | 6
22.10. | 7
22.10. | 8
22.10. | 9
22.10. | 10
22.10. | 11
22.10. | 12
22.10. | 13
22.10. | 14
22.10. | 15
22.10. | 16
22.10. | 17
22.10. | 18
22.10. | 19
22.10. | 20
22.10. | 21
22.10. | 22
22.10. | 23
22.10. | 24
23.10. | 1
23.10. | 2
23.10. | 3
23.10. | 4
23.10. | 5
23.10. | 6
23.10. | 7
23.10. | 8
23.10. | 9
23.10. | 10
23.10. | 11
23.10. | 12
23.10. | 13
23.10. | 14
23.10. | 15
23.10. | 16
23.10. | 17
23.10. | 18
23.10. | 19
23.10. | 20
23.10. | 21
23.10. | 22
23.10. | 23
23.10. | 24
24.10. | 1
24.10. | 2
24.10. | 3
24.10. | 4
24.10. | 5
24.10. | 6
24.10. | 7
24.10. | 8
24.10. | 9
24.10. | 10
24.10. | 11
24.10. | 12
24.10. | 13
24.10. | 14
24.10. | 15
24.10. | 16
24.10. | 17
24.10. | 18
24.10. | 19
24.10. | 20
24.10. | 21
24.10. | 22
24.10. | 23
24.10. | 24
25.10. | 1
25.10. | 2
25.10. | 3
25.10. | 4
25.10. | 5
25.10. | 6
25.10. | 7
25.10. | 8
25.10. | 9
25.10. | 10
25.10. | 11
25.10. | 12
25.10. | 13
25.10. | 14
25.10. | 15
25.10. | 16
25.10. | 17
25.10. | 18
25.10. | 19
25.10. | 20
25.10. | 21
25.10. | 22
25.10. | 23
25.10. | 24
26.10. | 1
26.10. | 2
26.10. | 3
26.10. | 4
26.10. | 5
26.10. | 6
26.10. | 7
26.10. | 8
26.10. | 9
26.10. | 10
26.10. | 11
26.10. | 12
26.10. | 13
26.10. | 14
26.10. | 15
26.10. | 16
26.10. | 17
26.10. | 18
26.10. | 19
26.10. | 20
26.10. | 21
26.10. | 22
26.10. | 23
26.10. | 24
27.10. | 1
27.10. | 2
27.10. | 3
27.10. | 4
27.10. | 5
27.10. | 6
27.10. | 7
27.10. | 8
27.10. | 9
27.10. | 10
27.10. | 11
27.10. | 12
27.10. | 13
27.10. | 14
27.10. | 15
27.10. | 16
27.10. | 17
27.10. | 18
27.10. | 19
27.10. | 20
27.10. | 21
27.10. | 22
27.10. | 23
27.10. | 24
28.10. | 1
28.10. | 2
28.10. | 3
28.10. | 4
28.10. | 5
28.10. | 6
28.10. | 7
28.10. | 8
28.10. | 9
28.10. | 10
28.10. | 11
28.10. | 12
28.10. | 13
28.10. | 14
28.10. | 15
28.10. | 16
28.10. | 17
28.10. | 18
28.10. | 19
28.10. | 20
28.10. | 21
28.10. | 22
28.10. | 23
28.10. | 24
29.10. | 1
29.10. | 2
29.10. | 3
29.10. | 4
29.10. | 5
29.10. | 6
29.10. | 7
29.10. | 8
29.10. | 9
29.10. | 10
29.10. | 11
29.10. | 12
29.10. | 13
29.10. | 14
29.10. | 15
29.10. | 16
29.10. | 17
29.10. | 18
29.10. | 19
29.10. | 20
29.10. | 21
29.10. | 22
29.10. | 23
29.10. | 24
30.10. | 1
30.10. | 2
30.10. | 3
30.10. | 4
30.10. | 5
30.10. | 6
30.10. | 7
30.10. | 8
30.10. | 9
30.10. | 10
30.10. | 11
30.10. | 12
30.10. | 13
30.10. | 14
30.10. | 15
30.10. | 16
30.10. | 17
30.10. | 18
30.10. | 19
30.10. | 20
30.10. | 21
30.10. | 22
30.10. | 23
30.10. | 24
31.10. | 1
31.10. | 2
31.10. | 3
31.10. | 4
31.10. | 5
31.10. | 6
31.10. | 7
31.10. | 8
31.10. | 9
31.10. | 10
31.10. | 11
31.10. | 12
31.10. | 13
31.10. | 14
31.10. | 15
31.10. | 16
31.10. | 17
31.10. | 18
31.10. | 19
31.10. | 20
31.10. | 21
31.10. | 22
31.10. | 23
31.10. | 24
01.11. | 1
01.11. | 2
01.11. | 3
01.11. | 4
01.11. | 5
01.11. | 6
01.11. | 7
01.11. | 8
01.11. | 9
01.11. | 10
01.11. | 11
01.11. | 12
01.11. | 13
01.11. | 14
01.11. | 15
01.11. | 16
01.11. | 17
01.11. | 18
01.11. | 19
01.11. | 20
01.11. | 21
01.11. | 22
01.11. | 23
01.11. | 24
02.11. | 1
02.11. | 2
02.11. | 3
02.11. | 4
02.11. | 5
02.11. | 6
02.11. | 7
02.11. | 8
02.11. | 9
02.11. | 10
02.11. | 11
02.11. | 12
02.11. | 13
02.11. | 14
02.11. | 15
02.11. | 16
02.11. | 17
02.11. | 18
02.11. | 19
02.11. | 20
02.11. | 21
02.11. | 22
02.11. | 23
02.11. | 24
03.11. | 1
03.11. | 2
03.11. | 3
03.11. | 4
03.11. | 5
03.11. | 6
03.11. | 7
03.11. | 8
03.11. | 9
03.11. | 10
03.11. | 11
03.11. | 12
03.11. | 13
03.11. | 14
03.11. | 15
03.11. | 16
03.11. | 17
03.11. | 18
03.11. | 19
03.11. | 20
03.11. | 21
03.11. | 22
03.11. | 23
03.11. | 24
04.11. | 1
04.11. | 2
04.11. | 3
04.11. | 4
04.11. | 5
04.11. | 6
04.11. | 7
04.11. | 8
04.11. | 9
04.11. | 10
04.11. | 11
04.11. | 12
04.11. | 13
04.11. | 14
04.11. | 15
04.11. | 16
04.11. | 17
04.11. | 18
04.11. | 19
04.11. | 20
04.11. | 21
04.11. | 22
04.11. | 23
04.11. | 24
05.11. | 1
05.11. | 2
05.11. | 3
05.11. | 4
05.11. | 5
05.11. | 6
05.11. | 7
05.11. | 8
05.11. | 9
05.11. | 10
05.11. | 11
05.11. | 12
05.11. | 13
05.11. | 14
05.11. | 15
05.11. | 16
05.11. | 17
05.11. | 18
05.11. | 19
05.11. | 20
05.11. | 21
05.11. | 22
05.11. | 23
05.11. | 24
06.11. | 1
06.11. | 2
06.11. | 3
06.11. | 4
06.11. | 5
06.11. | 6
06.11. | 7
06.11. | 8
06.11. | 9
06.11. | 10
06.11. | 11
06.11. | 12
06.11. | 13
06.11. | 14
06.11. | 15
06.11. | 16
06.11. | 17
06.11. | 18
06.11. | 19
06.11. | 20
06.11. | 21
06.11. | 22
06.11. | 23
06.11. | 24
07.11. | 1
07.11. | 2
07.11. | 3
07.11. | 4
07.11. | 5
07.11. | 6
07.11. | 7
07.11. | 8
07.11. | 9
07.11. | 10
07.11. | 11
07.11. | 12
07.11. | 13
07.11. | 14
07.11. | 15
07.11. | 16
07.11. | 17
07.11. | 18
07.11. | 19
07.11. | 20
07.11. | 21
07.11. | 22
07.11. | 23
07.11. | 24
08.11. | 1
08.11. | 2
08.11. | 3
08.11. | 4
08.11. | 5
08.11. | 6
08.11. | 7
08.11. | 8
08.11. | 9
08.11. | 10
08.11. | 11
08.11. | 12
08.11. | 13
08.11. | 14
08.11. | 15
08.11. | 16
08.11. | 17
08.11. | 18
08.11. | 19
08.11. | 20
08.11. | 21
08.11. | 22
08.11. | 23
08.11. | 24
09.11. | 1
09.11. | 2
09.11. | 3
09.11. | 4
09.11. | 5
09.11. | 6
09.11. | 7
09.11. | 8
09.11. | 9
09.11. | 10
09.11. | 11
09.11. | 12
09.11. | 13
09.11. | 14
09.11. | 15
09.11. | 16
09.11. | 17
09.11. | 18
09.11. | 19
09.11. | 20
09.11. | 21
09.11. | 22
09.11. | 23
09.11. | 24
10.11. | 1
10.11. | 2
10.11. | 3
10.11. | 4
10.11. | 5
10.11. | 6
10.11. | 7
10.11. | 8
10.11. | 9
10.11. | 10
10.11. | 11
10.11. | 12
10.11. | 13
10.11. | 14
10.11. | 15
10.11. | 16
10.11. | 17
10.11. | 18
10.11. | 19
10.11. | 20
10.11. | 21
10.11. | 22
10.11. | 23
10.11. | 24
11.11. | 1
11.11. | 2
11.11. | 3
11.11. | 4
11.11. | 5
11.11. | 6
11.11. | 7
11.11. | 8
11.11. | 9
11.11. | 10
11.11. | 11
11.11. | 12
11.11. | 13
11.11. | 14
11.11. | 15
11.11. | 16
11.11. | 17
11.11. | 18
11.11. | 19
11.11. | 20
11.11. | 21
11.11. | 22
11.11. | 23
11.11. | 24
12.11. | 1
12.11. | 2
12.11. | 3
12.11. | 4
12.11. | 5
12.11. | 6
12.11. | 7
12.11. | 8
12.11. | 9
12.11. | 10
12.11. | 11
12.11. | 12
12.11. | 13
12.11. | 14
12.11. | 15
12.11. | 16
12.11. | 17
12.11. | 18
12.11. | 19
12.11. | 20
12.11. | 21
12.11. | 22
12.11. | 23
12.11. | 24
13.11. | 1
13.11. | 2
13.11. | 3
13.11. | 4
13.11. | 5
13.11. | 6
13.11. | 7
13.11. | 8
13.11. | 9
13.11. | 10
13.11. | 11
13.11. | 12
13.11. | 13
13.11. | 14
13.11. | 15
13.11. | 16
13.11. | 17
13.11. | 18
13.11. | 19
13.11. | 20
13.11. | 21
13.11. | 22
13.11. | 23
13.11. | 24
14.11. | 1
14.11. | 2
14.11. | 3
14.11. | 4
14.11. | 5
14.11. | 6
14.11. | 7
14.11. | 8
14.11. | 9
14.11. | 10
14.11. | 11
14.11. | 12
14.11. | 13
14.11. | 14
14.11. | 15
14.11. | 16
14.11. | 17
14.11. | 18
14.11. | 19
14.11. | 20
14.11. | 21
14.11. | 22
14.11. | 23
14.11. | 24
15.11. | 1
15.11. | 2
15.11. | 3
15.11. | 4
15.11. | 5
15.11. | 6
15.11. | 7
15.11. | 8
15.11. | 9
15.11. | 10
15.11. | 11
15.11. | 12
15.11. | 13
15.11. | 14
15.11. | 15
15.11. | 16
15.11. | 17
15.11. | 18
15.11. | 19
15.11. | 20
15.11. | 21
15.11. | 22
15.11. | 23
15.11. | 24
16.11. | 1
16.11. | 2
16.11. | 3
16.11. | 4
16.11. | 5
16.11. | 6
16.11. | 7
16.11. | 8
16.11. | 9
16.11. | 10
16.11. | 11
16.11. | 12
16.11. | 13
16.11. | 14
16.11. | 15
16.11. | 16
16.11. | 17
16.11. | 18
16.11. | 19
16.11. | 20
16.11. | 21
16.11. | 22
16.11. | 23
16.11. | 24
17.11. | 1
17.11. | 2
17.11. | 3
17.11. | 4
17.11. | 5
17.11. | 6
17.11. | 7
17.11. | 8
17.11. | 9
17.11. | 10
17.11. | 11
17.11. | 12
17.11. | 13
17.11. | 14
17.11. | 15
17.11. | 16
17.11. | 17
17.11. | 18
17.11. | 19
17.11. | 20
17.11. | 21
17.11. | 22
17.11. | 23
17.11. | 24
18.11. | 1
18.11. | 2
18.11. | 3
18.11. | 4
18.11. | 5
18.11. | 6
18.11. | 7
18.11. | 8
18.11. | 9
18.11. | 10
18.11. | 11
18.11. | 12
18.11. | 13
18.11. | 14
18.11. | 15
18.11. | 16
18.11. | 17
18.11. | 18
18.11. | 19
18.11. | 20
18.11. | 21
18.11. | 22
18.11. | 23
18.11. | 24
19.11. | 1
19.11. | 2
19.11. | 3
19.11. | 4
19.11. | 5
19.11. | 6
19.11. | 7
19.11. | 8
19.11. | 9
19.11. | 10
19.11. | 11
19.11. | 12
19.11. | 13
19.11. | 14
19.11. | 15
19.11. | 16
19.11. | 17
19.11. | 18
19.11. | 19
19.11. | 20
19.11. | 21
19.11. | 22
19.11. | 23
19.11. | 24
20.11. | 1
20.11. | 2
20.11. | 3
20.11. | 4
20.11. | 5
20.11. | 6
20.11. | 7
20.11. | 8
20.11. | 9
20.11. | 10
20.11. | 11
20.11. | 12
20.11. | 13
20.11. | 14
20.11. | 15
20.11. | 16
20.11. | 17
20.11. | 18
20.11. | 19
20.11. | 20
20.11. | 21
20.11. | 22
20.11. | 23
20.11. | 24
21.11. | 1
21.11. | 2
21.11. | 3
21.11. | 4
21.11. | 5
21.11. | 6
21.11. | 7
21.11. | 8
21.11. | 9
21.11. | 10
21.11. | 11
21.11. | 12
21.11. | 13
21.11. | 14
21.11. | 15
21.11. | 16
21.11. | 17
21.11. | 18
21.11. | 19
21.11. | 20
21.11. | 21
21.11. | 22
21.11. | 23
21.11. | 24
22.11. | 1
22.11. | 2
22.11. | 3
22.11. | 4
22.11. | 5
22.11. | 6
22.11. | 7
22.11. | 8
22.11. | 9
22.11. | 10
22.11. | 11
22.11. | 12
22.11. | 13
22.11. | 14
22.11. | 15
22.11. | 16
22.11. | 17
22.11. | 18
22.11. | 19
22.11. | 20
22.11. | 21
22.11. | 22
22.11. | 23
22.11. | 24
23.11. | 1
23.11. | 2
23.11. | 3
23.11. | 4
23.11. | 5
23.11. | 6
23.11. | 7
23.11. | 8
23.11. | 9
23.11. | 10
23.11. | 11
23.11. | 12
23.11. | 13
23.11. | 14
23.11. | 15
23.11. | 16
23.11. | 17
23.11. | 18
23.11. | 19
23.11. | 20
23.11. | 21
23.11. | 22
23.11. | 23
23.11. | 24
24.11. | 1
24.11. | 2
24.11. | 3
24.11. | 4
24.11. | 5
24.11. | 6
24.11. | 7
24.11. | 8
24.11. | 9
24.11. | 10
24.11. | 11
24.11. | 12
24.11. | 13
24.11. | 14
24.11. | 15
24.11. | 16
24.11. | 17
24.11. | 18
24.11. | 19
24.11. | 20
24.11. | 21
24.11. | 22
24.11. | 23
24.11. | 24
25.11. | 1
25.11. | 2
25.11. | 3
25.11. | 4
25.11. | 5
25.11. | 6
25.11. | 7
25.11. | 8
25.11. | 9
25.11. | 10
25.11. | 11
25.11. | 12
25.11. | 13
25.11. | 14
25.11. | 15
25.11. | 16
25.11. | 17
25.11. | 18
25.11. | 19
25.11. | 20
25.11. | 21
25.11. | 22
25.11. | 23
25.11. | 24
26.11. | 1
26.11. | 2
26.11. | 3
26.11. | 4
26.11. | 5
26.11. | 6
26.11. | 7
26.11. | 8
26.11. | 9
26.11. | 10
26.11. | 11
26.11. | 12
26.11. | 13
26.11. | 14
26.11. | 15
26.11. | 16
26.11. | 17
26.11. | 18
26.11. | 19
26.11. | 20
26.11. | 21
26.11. | 22
26.11. | 23
26.11. | 24
27.11. | 1
27.11. | 2
27.11. | 3
27.11. | 4
27.11. | 5
27.11. | 6
27.11. | 7
27.11. | 8
27.11. | 9
27.11. | 10
27.11. | 11
27.11. | 12
27.11. | 13
27.11. | 14
27.11. | 15
27.11. | 16
27.11. | 17
27.11. | 18
27.11. | 19
27.11. | 20
27.11. | 21
27.11. | 22
27.11. | 23
27.11. | 24
28.11. | 1
28.11. | 2
28.11. | 3
28.11. | 4
28.11. | 5
28.11. | 6
28.11. | 7
28.11. | 8
28.11. | 9
28.11. | 10
28.11. | 11
28.11. | 12
28.11. | 13
28.11. | 14
28.11. | 15
28.11. | 16
28.11. | 17
28.11. | 18
28.11. | 19
28.11. | 20
28.11. | 21
28.11. | 22
28.11. | 23
28.11. | 24
29.11. | 1
29.11. | 2
29.11. | 3
29.11. | 4
29.11. | 5
29.11. | 6
29.11. | 7
29.11. | 8
29.11. | 9
29.11. | 10
29.11. | 11
29.11. | 12
29.11. | 13
29.11. | 14
29.11. | 15
29.11. | 16
29.11. | 17
29.11. | 18
29.11. | 19
29.11. | 20
29.11. | 21
29.11. | 22
29.11. | 23
29.11. | 24
30.11. | 1
30.11. | 2
30.11. | 3
30.11. | 4
30.11. | 5
30.11. | 6
30.11. | 7
30.11. | 8
30.11. | 9
30.11. | 10
30.11. | 11
30.11. | 12
30.11. | 13
30.11. | 14
30.11. | 15
30.11. | 16
30.11. | 17
30.11. | 18
30.11. | 19
30.11. | 20
30.11. | 21
30.11. | 22
30.11. | 23
30.11. | 24
01.12. | 1
01.12. | 2
01.12. | 3
01.12. | 4
01.12. | 5
01.12. | 6
01.12. | 7
01.12. | 8
01.12. | 9
01.12. | 10
01.12. | 11
01.12. | 12
01.12. | 13
01.12. | 14
01.12. | 15
01.12. | 16
01.12. | 17
01.12. | 18
01.12. | 19
01.12. | 20
01.12. | 21
01.12. | 22
01.12. | 23
01.12. | 24
02.12. | 1
02.12. | 2
02.12. | 3
02.12. | 4
02.12. | 5
02.12. | 6
02.12. | 7
02.12. | 8
02.12. | 9
02.12. | 10
02.12. | 11
02.12. | 12
02.12. | 13
02.12. | 14
02.12. | 15
02.12. | 16
02.12. | 17
02.12. | 18
02.12. | 19
02.12. | 20
02.12. | 21
02.12. | 22
02.12. | 23
02.12. | 24
03.12. | 1
03.12. | 2
03.12. | 3
03.12. | 4
03.12. | 5
03.12. | 6
03.12. | 7
03.12. | 8
03.12. | 9
03.12. | 10
03.12. | 11
03.12. | 12
03.12. | 13
03.12. | 14
03.12. | 15
03.12. | 16
03.12. | 17
03.12. | 18
03.12. | 19
03.12. | 20
03.12. | 21
03.12. | 22
03.12. | 23
03.12. | 24
04.12. | 1
04.12. | 2
04.12. | 3
04.12. | 4
04.12. | 5
04.12. | 6
04.12. | 7
04.12. | 8
04.12. | 9
04.12. | 10
04.12. | 11
04.12. | 12
04.12. | 13
04.12. | 14
04.12. | 15
04.12. | 16
04.12. | 17
04.12. | 18
04.12. | 19
04.12. | 20
04.12. | 21
04.12. | 22
04.12. | 23
04.12. | 24
05.12. | 1
05.12. | 2
05.12. | 3
05.12. | 4
05.12. | 5
05.12. | 6
05.12. | 7
05.12. | 8
05.12. | 9
05.12. | 10
05.12. | 11
05.12. | 12
05.12. | 13
05.12. | 14
05.12. | 15
05.12. | 16
05.12. | 17
05.12. | 18
05.12. | 19
05.12. | 20
05.12. | 21
05.12. | 22
05.12. | 23
05.12. | 24
06.12. | 1
06.12. | 2
06.12. | 3
06.12. | 4
06.12. | 5
06.12. | 6
06.12. | 7
06.12. | 8
06.12. | 9
06.12. | 10
06.12. | 11
06.12. | 12
06.12. | 13
06.12. | 14
06.12. | 15
06.12. | 16
06.12. | 17
06.12. | 18
06.12. | 19
06.12. | 20
06.12. | 21
06.12. | 22
06.12. | 23
06.12. | 24
07.12. | 1
07.12. | 2
07.12. | 3
07.12. | 4
07.12. | 5
07.12. | 6
07.12. | 7
07.12. | 8
07.12. | 9
07.12. | 10
07.12. | 11
07.12. | 12
07.12. | 13
07.12. | 14
07.12. | 15
07.12. | 16
07.12. | 17
07.12. | 18
07.12. | 19
07.12. | 20
07.12. | 21
07.12. | 22
07.12. | 23
07.12. | 24
08.12. | 1
08.12. | 2
08.12. | 3
08.12. | 4
08.12. | 5
08.12. | 6
08.12. | 7
08.12. | 8
08.12. | 9
08.12. | 10
08.12. | 11
08.12. | 12
08.12. | 13
08.12. | 14
08.12. | 15
08.12. | 16
08.12. | 17
08.12. | 18
08.12. | 19
08.12. | 20
08.12. | 21
08.12. | 22
08.12. | 23
08.12. | 24
09.12. | 1
09.12. | 2
09.12. | 3
09.12. | 4
09.12. | 5
09.12. | 6
09.12. | 7
09.12. | 8
09.12. | 9
09.12. | 10
09.12. | 11
09.12. | 12
09.12. | 13
09.12. | 14
09.12. | 15
09.12. | 16
09.12. | 17
09.12. | 18
09.12. | 19
09.12. | 20
09.12. | 21
09.12. | 22
09.12. | 23
09.12. | 24
10.12. | 1
10.12. | 2
10.12. | 3
10.12. | 4
10.12. | 5
10.12. | 6
10.12. | 7
10.12. | 8
10.12. | 9
10.12. | 10
10.12. | 11
10.12. | 12
10.12. | 13
10.12. | 14
10.12. | 15
10.12. | 16
10.12. | 17
10.12. | 18
10.12. | 19
10.12. | 20
10.12. | 21
10.12. | 22
10.12. | 23
10.12. | 24
11.12. | 1
11.12. | 2
11.12. | 3
11.12. | 4
11.12. | 5
11.12. | 6
11.12. | 7
11.12. | 8
11.12. | 9
11.12. | 10
11.12. | 11
11.12. | 12
11.12. | 13
11.12. | 14
11.12. | 15
11.12. | 16
11.12. | 17
11.12. | 18
11.12. | 19
11.12. | 20
11.12. | 21
11.12. | 22
11.12. | 23
11.12. | 24
12.12. | 1
12.12. | 2
12.12. | 3
12.12. | 4
12.12. | 5
12.12. | 6
12.12. | 7
12.12. | 8
12.12. | 9
12.12. | 10
12.12. | 11
12.12. | 12
12.12. | 13
12.12. | 14
12.12. | 15
12.12. | 16
12.12. | 17
12.12. | 18
12.12. | 19
12.12. | 20
12.12. | 21
12.12. | 22
12.12. | 23
12.12. | 24
13.12. | 1
13.12. | 2
13.12. | 3
13.12. | 4
13.12. | 5
13.12. | 6
13.12. | 7
13.12. | 8
13.12. | 9
13.12. | 10
13.12. | 11
13.12. | 12
13.12. | 13
13.12. | 14
13.12. | 15
13.12. | 16
13.12. | 17
13.12. | 18
13.12. | 19
13.12. | 20
13.12. | 21
13.12. | 22
13.12. | 23
13.12. | 24
14.12. | 1
14.12. | 2
14.12. | 3
14.12. | 4
14.12. | 5
14.12. | 6
14.12. | 7
14.12. | 8
14.12. | 9
14.12. | 10
14.12. | 11
14.12. | 12
14.12. | 13
14.12. | 14
14.12. | 15
14.12. | 16
14.12. | 17
14.12. | 18
14.12. | 19
14.12. | 20
14.12. | 21
14.12. | 22
14.12. | 23
14.12. | 24
15.12. | 1
15.12. | 2
15.12. | 3
15.12. | 4
15.12. | 5
15.12. | 6
15.12. | 7
15.12. | 8
15.12. | 9
15.12. | 10
15.12. | 11
15.12. | 12
15.12. | 13
15.12. | 14
15.12. | 15
15.12. | 16
15.12. | 17
15.12. | 18
15.12. | 19
15.12. | 20
15.12. | 21
15.12. | 22
15.12. | 23
15.12. | 24
16.12. | 1
16.12. | 2
16.12. | 3
16.12. | 4
16.12. | 5
16.12. | 6
16.12. | 7
16.12. | 8
16.12. | 9
16.12. | 10
16.12. | 11
16.12. | 12
16.12. | 13
16.12. | 14
16.12. | 15
16.12. | 16
16.12. | 17
16.12. | 18
16.12. | 19
16.12. | 20
16.12. | 21
16.12. | 22
16.12. | 23
16.12. | 24
17.12. | 1
17.12. | 2
17.12. | 3
17.12. | 4
17.12. | 5
17.12. | 6
17.12. | 7
17.12. | 8
17.12. | 9
17.12. | 10
17.12. | 11
17.12. | 12
17.12. | 13
17.12. | 14
17.12. | 15
17.12. | 16
17.12. | 17
17.12. | 18
17.12. | 19
17.12. | 20
17.12. | 21
17.12. | 22
17.12. | 23
17.12. | 24
18.12. | 1
18.12. | 2
18.12. | 3
18.12. | 4
18.12. | 5
18.12. | 6
18.12. | 7
18.12. | 8
18.12. | 9
18.12. | 10
18.12. | 11
18.12. | 12
18.12. | 13
18.12. | 14
18.12. | 15
18.12. | 16
18.12. | 17
18.12. | 18
18.12. | 19
18.12. | 20
18.12. | 21
18.12. | 22
18.12. | 23
18.12. | 24
19.12. | 1
19.12. | 2
19.12. | 3
19.12. | 4
19.12. | 5
19.12. | 6
19.12. | 7
19.12. | 8
19.12. | 9
19.12. | 10
19.12. | 11
19.12. | 12
19.12. | 13
19.12. | 14
19.12. | 15
19.12. | 16
19.12. | 17
19.12. | 18
19.12. | 19
19.12. | 20
19.12. | 21
19.12. | 22
19.12. | 23
19.12. | 24
20.12. | 1
20.12. | 2
20.12. | 3
20.12. | 4
20.12. | 5
20.12. | 6
20.12. | 7
20.12. | 8
20.12. | 9
20.12. | 10
20.12. | 11
20.12. | 12
20.12. | 13
20.12. | 14
20.12. | 15
20.12. | 16
20.12. | 17
20.12. | 18
20.12. | 19
20.12. | 20
20.12. | 21
20.12. | 22
20.12. | 23
20.12. | 24
21.12. | 1
21.12. | 2
21.12. | 3
21.12. | 4
21.12. | 5
21.12. | 6
21.12. | 7
21.12. | 8
21.12. | 9
21.12. | 10
21.12. | 11
21.12. | 12
21.12. | 13
21.12. | 14
21.12. | 15
21.12. | 16
21.12. | 17
21.12. | 18
21.12. | 19
21.12. | 20
21.12. | 21
21.12. | 22
21.12. | 23
21.12. | 24
22.12. | 1
22.12. | 2
22.12. | 3
22.12. | 4
22.12. | 5
22.12. | 6
22.12. | 7
22.12. | 8
22.12. | 9
22.12. | 10
22.12. | 11
22.12. | 12
22.12. | 13
22.12. | 14
22.12. | 15
22.12. | 16
22.12. | 17
22.12. | 18
22.12. | 19
22.12. | 20
22.12. | 21
22.12. | 22
22.12. | 23
22.12. | 24
23.12. | 1
23.12. | 2
23.12. | 3
23.12. | 4
23.12. | 5
23.12. | 6
23.12. | 7
23.12. | 8
23.12. | 9
23.12. | 10
23.12. | 11
23.12. | 12
23.12. | 13
23.12. | 14
23.12. | 15
23.12. | 16
23.12. | 17
23.12. | 18
23.12. | 19
23.12. | 20
23.12. | 21
23.12. | 22
23.12. | 23
23.12. | 24
24.12. | 1
24.12. | 2
24.12. | 3
24.12. | 4
24.12. | 5
24.12. | 6
24.12. | 7
24.12. | 8
24.12. | 9
24.12. | 10
24.12. | 11
24.12. | 12
24.12. | 13
24.12. | 14
24.12. | 15
24.12. | 16
24.12. | 17
24.12. | 18
24.12. | 19
24.12. | 20
24.12. | 21
24.12. | 22
24.12. | 23
24.12. | 24
25.12. | 1
25.12. | 2
25.12. | 3
25.12. | 4
25.12. | 5
25.12. | 6
25.12. | 7
25.12. | 8
25.12. | 9
25.12. | 10
25.12. | 11
25.12. | 12
25.12. | 13
25.12. | 14
25.12. | 15
25.12. | 16
25.12. | 17
25.12. | 18
25.12. | 19
25.12. | 20
25.12. | 21
25.12. | 22
25.12. | 23
25.12. | 24
26.12. | 1
26.12. | 2
26.12. | 3
26.12. | 4
26.12. | 5
26.12. | 6
26.12. | 7
26.12. | 8
26.12. | 9
26.12. | 10
26.12. | 11
26.12. | 12
26.12. | 13
26.12. | 14
26.12. | 15
26.12. | 16
26.12. | 17
26.12. | 18
26.12. | 19
26.12. | 20
26.12. | 21
26.12. | 22
26.12. | 23
26.12. | 24
27.12. | 1
27.12. | 2
27.12. | 3
27.12. | 4
27.12. | 5
27.12. | 6
27.12. | 7
27.12. | 8
27.12. | 9
27.12. | 10
27.12. | 11
27.12. | 12
27.12. | 13
27.12. | 14
27.12. | 15
27.12. | 16
27.12. | 17
27.12. | 18
27.12. | 19
27.12. | 20
27.12. | 21
27.12. | 22
27.12. | 23
27.12. | 24
28.12. | 1
28.12. | 2
28.12. | 3
28.12. | 4
28.12. | 5
28.12. | 6
28.12. | 7
28.12. | 8
28.12. | 9
28.12. | 10
28.12. | 11
28.12. | 12
28.12. | 13
28.12. | 14
28.12. | 15
28.12. | 16
28.12. | 17
28.12. | 18
28.12. | 19
28.12. | 20
28.12. | 21
28.12. | 22
28.12. | 23
28.12. | 24
29.12. | 1
29.12. | 2
29.12. | 3
29.12. | 4
29.12. | 5
29.12. | 6
29.12. | 7
29.12. | 8
29.12. | 9
29.12. | 10
29.12. | 11
29.12. | 12
29.12. | 13
29.12. | 14
29.12. | 15
29.12. | 16
29.12. | 17
29.12. | 18
29.12. | 19
29.12. | 20
29.12. | 21
29.12. | 22
29.12. | 23
29.12. | 24
30.12. | 1
30.12. | 2
30.12. | 3
30.12. | 4
30.12. | 5
30.12. | 6
30.12. | 7
30.12. | 8
30.12. | 9
30.12. | 10
30.12. | 11
30.12. | 12
30.12. | 13
30.12. | 14
30.12. | 15
30.12. | 16
30.12. | 17
30.12. | 18
30.12. | 19
30.12. | 20
30.12. | 21
30.12. | 22
30.12. | 23
30.12. | 24
31.12. | 1
31.12. | 2
31.12. | 3
31.12. | 4
31.12. | 5
31.12. | 6
31.12. | 7
31.12. | 8
31.12. | 9
31.12. | 10
31.12. | 11
31.12. | 12
31.12. | 13
31.12. | 14
31.12. | 15
31.12. | 16
31.12. | 17
31.12. | 18
31.12. | 19
31.12. | 20
31.12. | 21
31.12. | 22
31.12. | 23
31.12. | 24

## Battery
ENTSO-E Market Modelling Database: Batteries
Country:
Market Node: | SK00
Year:
Climate year
Scenario
Type |  | Net maximum capacity - generation perspective (MW) | Net maximum capacity - demand perspective (MW) | Storage capacity (MWh) | Number of units | Average efficiency | Ramp up rate (MW/h) | Ramp down rate (MW/h)
Battery Total |  | 799 | 799 | 1723 | 2 | 0.92 | 0 | 0
Battery Utility Scale |  | 384 | 384 | 768 | 1 | 0.92 | 0 | 0
Battery Residential |  | 415 | 415 | 955 | 1 | 0.92 | 0 | 0

## Electrolyser
ENTSO-E Market Modelling Database: Electrolysers
Country:
Market Node: | SK00
Year:
Climate year
Scenario
Type |  | Net maximum capacity (MW) | Number of units | Average efficiency | H2 storage (GWh) | Ramp up rate (MW/h) | Ramp down rate (MW/h) | Fixed generation reduction (% of max power output)
Electrolyser e-market Z1 |  | 389 | 11 | 0.8 | 0 | 0 | 0 | 0
Electrolyser e-market Z2 |  | 0 | 0 | 0 | 0 | 0 | 0 | 100
Electrolyser Shared RES Z1 |  | 0 | 0 | 0 | 0 | 0 | 0 | 100
Electrolyser Shared RES Z2 |  | 0 | 0 | 0 | 0 | 0 | 0 | 100
Electrolyser Dedicated RES Z1 |  | 0 | 0 | 0 | 0 | 0 | 0 | 100
Electrolyser Dedicated RES Z2 |  | 395 | 1 | 0.8 | 0 | 0 | 0 | 0

## Wind
ENTSO-E Market Modelling Database: Wind
Country:
Market Node: | SK00
Year:
Scenario
Installed capacities Onshore wind Total(GW): | 1
Installed capacities Onshore wind e-market (GW): | 1
Installed capacities Onshore wind dedicated (GW): | 0
Installed capacities Onshore wind Shared RES - H2Z1 (GW): | 0
Installed capacities Onshore wind Shared RES - H2Z2 (GW): | 0
Installed capacities Offshore wind Total (GW): | 0
Installed capacities Offshore wind e-market - hub ready (GW): | 0
Installed capacities Offshore wind dedicated - hub ready (GW): | 0
Installed capacities Offshore wind Shared RES - H2Z1 - hub ready (GW): | 0
Installed capacities Offshore wind Shared RES - H2Z2 - hub ready (GW): | 0
Installed capacities Offshore wind e-market - radial (GW): | 0
Installed capacities Offshore wind dedicated - radial (GW): | 0
Installed capacities Offshore wind Shared RES - H2Z1 - radial (GW): | 0
Installed capacities Offshore wind Shared RES - H2Z2 - radial (GW): | 0

## Solar
ENTSO-E Market Modelling Database: Solar
Country:
Market Node: | SK00
Year:
Scenario
Installed capacities Thermal Solar (GW): | 0
Installed capacities Photovoltaic (GW): | 2.206
Installed capacities Photovoltaic e-market (GW): | 0.04412
Installed capacities Photovoltaic dedicated (GW): | 0
Installed capacities Photovoltaic Shared RES - H2Z1 (GW): | 0
Installed capacities Photovoltaic Shared RES - H2Z2 (GW): | 0
Installed capacities Rooftop (GW): | 2.1619
Installed capacities Solar Thermal with Storage (GW): | 0
Storage capacities Solar Thermal with Storage (GWh): | 0

## Hydro
ENTSO-E Market Modelling Database: Hydro
Country:
Market Node: | SK00
Year:
Scenario
Hydro PEMMDB 3.4
Run of River - Total turbining capacity (MW) | 1423.3121
Pondage - Total reservoir capacity (GWh) | 11.7642
Pondage - Total turbining capacity (MW) | 202.88
Reservoir - Total reservoir capacity (GWh) | 17.2415
Reservoir - Total turbining capacity (MW) | 21.28
Pump Storage (open loop, with natural inflows) - Total reservoir capacity (GWh) | 48.0634
Pump Storage (open loop, with natural inflows) - Total turbining capacity (MW) | 276.2
Pump Storage (open loop, with natural inflows) - Total pumping capacity (MW) | -178.28
Pure Pump Storage (closed loop, no natural inflows) - Total reservoir capacity (GWh) | 4.196
Pure Pump Storage (closed loop, no natural inflows) - Total turbining capacity (MW) | 684.8
Pure Pump Storage (closed loop, no natural inflows) - Total pumping capacity (MW) | -618

## Other RES
ENTSO-E Market Modelling Database: Other RES
Country:
Market Node: | SK00
Year:
Scenario:
Installed capacity excl. clim.dependent bands (MW): | 345.3114 |  |  | Small Biomass | Geothermal | Marine | Waste | Not Defined / Splitting not known
N.B. use convention first January always Monday (2007 calendar year) --> see guidelines for further details |  |  | Installed capacity (MW): | 143.3114 | 12 | 0 | 190 | 0
Date | Hour | TOTAL Other RES Output (MW) (excl. climate dependent bands) |  | Output (MW) | Output (MW) | Output (MW) | Output (MW) | Output (MW)
01.01. | 1 | 279.2837 |  | 100.7857 | 9.588 | 0 | 168.91 | 0
01.01. | 2 | 279.9399 |  | 100.8719 | 9.588 | 0 | 169.48 | 0
01.01. | 3 | 277.6599 |  | 100.8719 | 9.588 | 0 | 167.2 | 0
01.01. | 4 | 280.8543 |  | 101.2163 | 9.588 | 0 | 170.05 | 0
01.01. | 5 | 277.0899 |  | 100.8719 | 9.588 | 0 | 166.63 | 0
01.01. | 6 | 268.4715 |  | 100.6135 | 9.588 | 0 | 158.27 | 0
01.01. | 7 | 269.2999 |  | 100.8719 | 9.588 | 0 | 158.84 | 0
01.01. | 8 | 271.1999 |  | 100.8719 | 9.588 | 0 | 160.74 | 0
01.01. | 9 | 274.0499 |  | 100.8719 | 9.588 | 0 | 163.59 | 0
01.01. | 10 | 270.6121 |  | 101.0441 | 9.588 | 0 | 159.98 | 0
01.01. | 11 | 274.3082 |  | 101.1302 | 9.588 | 0 | 163.59 | 0
01.01. | 12 | 278.4021 |  | 101.0441 | 9.588 | 0 | 167.77 | 0
01.01. | 13 | 279.1621 |  | 101.0441 | 9.588 | 0 | 168.53 | 0
01.01. | 14 | 280.7682 |  | 101.1302 | 9.588 | 0 | 170.05 | 0
01.01. | 15 | 280.3199 |  | 100.8719 | 9.588 | 0 | 169.86 | 0
01.01. | 16 | 279.2509 |  | 100.1829 | 9.588 | 0 | 169.48 | 0
01.01. | 17 | 277.4547 |  | 100.0967 | 9.588 | 0 | 167.77 | 0
01.01. | 18 | 272.4109 |  | 100.1829 | 9.588 | 0 | 162.64 | 0
01.01. | 19 | 276.107 |  | 100.269 | 9.588 | 0 | 166.25 | 0
01.01. | 20 | 274.1564 |  | 99.8384 | 9.588 | 0 | 164.73 | 0
01.01. | 21 | 271.0986 |  | 100.0106 | 9.588 | 0 | 161.5 | 0
01.01. | 22 | 273.5864 |  | 99.8384 | 9.588 | 0 | 164.16 | 0
01.01. | 23 | 274.1209 |  | 100.1829 | 9.588 | 0 | 164.35 | 0
01.01. | 24 | 276.0031 |  | 100.3551 | 9.588 | 0 | 166.06 | 0
02.01. | 1 | 272.2386 |  | 100.0106 | 9.588 | 0 | 162.64 | 0
02.01. | 2 | 273.0164 |  | 99.8384 | 9.588 | 0 | 163.59 | 0
02.01. | 3 | 270.2019 |  | 99.4939 | 9.588 | 0 | 161.12 | 0
02.01. | 4 | 268.6109 |  | 100.1829 | 9.588 | 0 | 158.84 | 0
02.01. | 5 | 266.6247 |  | 100.0967 | 9.588 | 0 | 156.94 | 0
02.01. | 6 | 267.9547 |  | 100.0967 | 9.588 | 0 | 158.27 | 0
02.01. | 7 | 262.0141 |  | 99.6661 | 9.588 | 0 | 152.76 | 0
02.01. | 8 | 267.6102 |  | 99.7522 | 9.588 | 0 | 158.27 | 0
02.01. | 9 | 255.3116 |  | 93.7236 | 9.588 | 0 | 152 | 0
02.01. | 10 | 261.9182 |  | 96.9102 | 9.588 | 0 | 155.42 | 0
02.01. | 11 | 268.6313 |  | 99.0633 | 9.588 | 0 | 159.98 | 0
02.01. | 12 | 270.6174 |  | 99.1494 | 9.588 | 0 | 161.88 | 0
02.01. | 13 | 269.0086 |  | 100.0106 | 9.588 | 0 | 159.41 | 0
02.01. | 14 | 278.007 |  | 100.269 | 9.588 | 0 | 168.15 | 0
02.01. | 15 | 274.9315 |  | 100.6135 | 9.588 | 0 | 164.73 | 0
02.01. | 16 | 279.9931 |  | 100.3551 | 9.588 | 0 | 170.05 | 0
02.01. | 17 | 271.8409 |  | 100.1829 | 9.588 | 0 | 162.07 | 0
02.01. | 18 | 272.0486 |  | 100.0106 | 9.588 | 0 | 162.45 | 0
02.01. | 19 | 273.637 |  | 100.269 | 9.588 | 0 | 163.78 | 0
02.01. | 20 | 274.468 |  | 99.58 | 9.588 | 0 | 165.3 | 0
02.01. | 21 | 278.957 |  | 100.269 | 9.588 | 0 | 169.1 | 0
02.01. | 22 | 281.0115 |  | 100.6135 | 9.588 | 0 | 170.81 | 0
02.01. | 23 | 279.7347 |  | 100.0967 | 9.588 | 0 | 170.05 | 0
02.01. | 24 | 275.1215 |  | 100.6135 | 9.588 | 0 | 164.92 | 0
03.01. | 1 | 274.1031 |  | 100.3551 | 9.588 | 0 | 164.16 | 0
03.01. | 2 | 272.0131 |  | 100.3551 | 9.588 | 0 | 162.07 | 0
03.01. | 3 | 270.8909 |  | 100.1829 | 9.588 | 0 | 161.12 | 0
03.01. | 4 | 274.5719 |  | 99.4939 | 9.588 | 0 | 165.49 | 0
03.01. | 5 | 272.4996 |  | 99.3216 | 9.588 | 0 | 163.59 | 0
03.01. | 6 | 264.1396 |  | 99.3216 | 9.588 | 0 | 155.23 | 0
03.01. | 7 | 262.2041 |  | 99.6661 | 9.588 | 0 | 152.95 | 0
03.01. | 8 | 267.6431 |  | 100.3551 | 9.588 | 0 | 157.7 | 0
03.01. | 9 | 248.6223 |  | 83.0443 | 9.588 | 0 | 155.99 | 0
03.01. | 10 | 255.4268 |  | 83.3888 | 9.588 | 0 | 162.45 | 0
03.01. | 11 | 253.1797 |  | 83.9917 | 9.588 | 0 | 159.6 | 0
03.01. | 12 | 245.648 |  | 84.25 | 9.588 | 0 | 151.81 | 0
03.01. | 13 | 242.1597 |  | 83.9917 | 9.588 | 0 | 148.58 | 0
03.01. | 14 | 246.0458 |  | 84.0778 | 9.588 | 0 | 152.38 | 0
03.01. | 15 | 248.2397 |  | 83.9917 | 9.588 | 0 | 154.66 | 0
03.01. | 16 | 246.9097 |  | 83.9917 | 9.588 | 0 | 153.33 | 0
03.01. | 17 | 248.1713 |  | 83.7333 | 9.588 | 0 | 154.85 | 0
03.01. | 18 | 250.4335 |  | 83.9055 | 9.588 | 0 | 156.94 | 0
03.01. | 19 | 266.3112 |  | 94.8432 | 9.588 | 0 | 161.88 | 0
03.01. | 20 | 271.0684 |  | 98.4604 | 9.588 | 0 | 163.02 | 0
03.01. | 21 | 267.5774 |  | 99.1494 | 9.588 | 0 | 158.84 | 0
03.01. | 22 | 267.9751 |  | 98.9771 | 9.588 | 0 | 159.41 | 0
03.01. | 23 | 266.749 |  | 98.891 | 9.588 | 0 | 158.27 | 0
03.01. | 24 | 269.1986 |  | 100.0106 | 9.588 | 0 | 159.6 | 0
04.01. | 1 | 268.3702 |  | 99.7522 | 9.588 | 0 | 159.03 | 0
04.01. | 2 | 267.9547 |  | 100.0967 | 9.588 | 0 | 158.27 | 0
04.01. | 3 | 267.177 |  | 100.269 | 9.588 | 0 | 157.32 | 0
04.01. | 4 | 267.7674 |  | 99.1494 | 9.588 | 0 | 159.03 | 0
04.01. | 5 | 264.5347 |  | 100.0967 | 9.588 | 0 | 154.85 | 0
04.01. | 6 | 264.0864 |  | 99.8384 | 9.588 | 0 | 154.66 | 0
04.01. | 7 | 262.5513 |  | 99.0633 | 9.588 | 0 | 153.9 | 0
04.01. | 8 | 263.8813 |  | 99.0633 | 9.588 | 0 | 155.23 | 0
04.01. | 9 | 260.74 |  | 98.202 | 9.588 | 0 | 152.95 | 0
04.01. | 10 | 261.5151 |  | 98.9771 | 9.588 | 0 | 152.95 | 0
04.01. | 11 | 259.268 |  | 99.58 | 9.588 | 0 | 150.1 | 0
04.01. | 12 | 261.5835 |  | 99.2355 | 9.588 | 0 | 152.76 | 0
04.01. | 13 | 266.0396 |  | 99.3216 | 9.588 | 0 | 157.13 | 0
04.01. | 14 | 262.118 |  | 99.58 | 9.588 | 0 | 152.95 | 0
04.01. | 15 | 265.538 |  | 99.58 | 9.588 | 0 | 156.37 | 0
04.01. | 16 | 267.0935 |  | 99.2355 | 9.588 | 0 | 158.27 | 0
04.01. | 17 | 264.4513 |  | 99.0633 | 9.588 | 0 | 155.8 | 0
04.01. | 18 | 266.5084 |  | 98.4604 | 9.588 | 0 | 158.46 | 0
04.01. | 19 | 266.6602 |  | 99.7522 | 9.588 | 0 | 157.32 | 0
04.01. | 20 | 266.1054 |  | 100.5274 | 9.588 | 0 | 155.99 | 0
04.01. | 21 | 267.1441 |  | 99.6661 | 9.588 | 0 | 157.89 | 0
04.01. | 22 | 266.1941 |  | 99.6661 | 9.588 | 0 | 156.94 | 0
04.01. | 23 | 268.0941 |  | 99.6661 | 9.588 | 0 | 158.84 | 0
04.01. | 24 | 266.7135 |  | 99.2355 | 9.588 | 0 | 157.89 | 0
05.01. | 1 | 267.5241 |  | 99.6661 | 9.588 | 0 | 158.27 | 0
05.01. | 2 | 264.7096 |  | 99.3216 | 9.588 | 0 | 155.8 | 0
05.01. | 3 | 263.4151 |  | 98.9771 | 9.588 | 0 | 154.85 | 0
05.01. | 4 | 263.6735 |  | 99.2355 | 9.588 | 0 | 154.85 | 0
05.01. | 5 | 262.4119 |  | 99.4939 | 9.588 | 0 | 153.33 | 0
05.01. | 6 | 262.0141 |  | 99.6661 | 9.588 | 0 | 152.76 | 0
05.01. | 7 | 259.481 |  | 97.513 | 9.588 | 0 | 152.38 | 0
05.01. | 8 | 264.398 |  | 99.58 | 9.588 | 0 | 155.23 | 0
05.01. | 9 | 255.349 |  | 98.891 | 9.588 | 0 | 146.87 | 0
05.01. | 10 | 259.1872 |  | 97.5992 | 9.588 | 0 | 152 | 0
05.01. | 11 | 257.3706 |  | 98.6326 | 9.588 | 0 | 149.15 | 0
05.01. | 12 | 243.3654 |  | 85.1974 | 9.588 | 0 | 148.58 | 0
05.01. | 13 | 241.6021 |  | 85.7141 | 9.588 | 0 | 146.3 | 0
05.01. | 14 | 245.6631 |  | 85.0251 | 9.588 | 0 | 151.05 | 0
05.01. | 15 | 249.275 |  | 90.537 | 9.588 | 0 | 149.15 | 0
05.01. | 16 | 255.8914 |  | 96.3934 | 9.588 | 0 | 149.91 | 0
05.01. | 17 | 261.5506 |  | 98.6326 | 9.588 | 0 | 153.33 | 0
05.01. | 18 | 265.6241 |  | 99.6661 | 9.588 | 0 | 156.37 | 0
05.01. | 19 | 265.1455 |  | 97.8575 | 9.588 | 0 | 157.7 | 0
05.01. | 20 | 263.9345 |  | 98.5465 | 9.588 | 0 | 155.8 | 0
05.01. | 21 | 260.431 |  | 97.513 | 9.588 | 0 | 153.33 | 0
05.01. | 22 | 261.9306 |  | 98.6326 | 9.588 | 0 | 153.71 | 0
05.01. | 23 | 258.27 |  | 98.202 | 9.588 | 0 | 150.48 | 0
05.01. | 24 | 261.4645 |  | 98.5465 | 9.588 | 0 | 153.33 | 0
06.01. | 1 | 260.9984 |  | 98.4604 | 9.588 | 0 | 152.95 | 0
06.01. | 2 | 258.4955 |  | 97.8575 | 9.588 | 0 | 151.05 | 0
06.01. | 3 | 259.9445 |  | 98.5465 | 9.588 | 0 | 151.81 | 0
06.01. | 4 | 249.7378 |  | 98.0298 | 9.588 | 0 | 142.12 | 0
06.01. | 5 | 252.2282 |  | 96.9102 | 9.588 | 0 | 145.73 | 0
06.01. | 6 | 255.2833 |  | 97.6853 | 9.588 | 0 | 148.01 | 0
06.01. | 7 | 255.1643 |  | 96.9963 | 9.588 | 0 | 148.58 | 0
06.01. | 8 | 255.7369 |  | 96.0489 | 9.588 | 0 | 150.1 | 0
06.01. | 9 | 258.2273 |  | 94.9293 | 9.588 | 0 | 153.71 | 0
06.01. | 10 | 253.7384 |  | 94.2404 | 9.588 | 0 | 149.91 | 0
06.01. | 11 | 251.0402 |  | 95.5322 | 9.588 | 0 | 145.92 | 0
06.01. | 12 | 254.9592 |  | 96.2212 | 9.588 | 0 | 149.15 | 0
06.01. | 13 | 261.3251 |  | 98.9771 | 9.588 | 0 | 152.76 | 0
06.01. | 14 | 264.8668 |  | 98.7188 | 9.588 | 0 | 156.56 | 0
06.01. | 15 | 264.279 |  | 98.891 | 9.588 | 0 | 155.8 | 0
06.01. | 16 | 261.8419 |  | 99.4939 | 9.588 | 0 | 152.76 | 0
06.01. | 17 | 262.5868 |  | 98.7188 | 9.588 | 0 | 154.28 | 0
06.01. | 18 | 264.7602 |  | 99.7522 | 9.588 | 0 | 155.42 | 0
06.01. | 19 | 264.0535 |  | 99.2355 | 9.588 | 0 | 155.23 | 0
06.01. | 20 | 261.1706 |  | 98.6326 | 9.588 | 0 | 152.95 | 0
06.01. | 21 | 259.1872 |  | 97.5992 | 9.588 | 0 | 152 | 0
06.01. | 22 | 261.5178 |  | 98.0298 | 9.588 | 0 | 153.9 | 0
06.01. | 23 | 256.4055 |  | 97.8575 | 9.588 | 0 | 148.96 | 0
06.01. | 24 | 259.0451 |  | 98.9771 | 9.588 | 0 | 150.48 | 0
07.01. | 1 | 255.3339 |  | 98.1159 | 9.588 | 0 | 147.63 | 0
07.01. | 2 | 255.99 |  | 98.202 | 9.588 | 0 | 148.2 | 0
07.01. | 3 | 248.5978 |  | 98.0298 | 9.588 | 0 | 140.98 | 0
07.01. | 4 | 245.8543 |  | 96.9963 | 9.588 | 0 | 139.27 | 0
07.01. | 5 | 245.35 |  | 98.202 | 9.588 | 0 | 137.56 | 0
07.01. | 6 | 248.0935 |  | 99.2355 | 9.588 | 0 | 139.27 | 0
07.01. | 7 | 250.2874 |  | 99.1494 | 9.588 | 0 | 141.55 | 0
07.01. | 8 | 248.77 |  | 98.202 | 9.588 | 0 | 140.98 | 0
07.01. | 9 | 249.6313 |  | 99.0633 | 9.588 | 0 | 140.98 | 0
07.01. | 10 | 249.8568 |  | 98.7188 | 9.588 | 0 | 141.55 | 0
07.01. | 11 | 250.6851 |  | 98.9771 | 9.588 | 0 | 142.12 | 0
07.01. | 12 | 245.0055 |  | 97.8575 | 9.588 | 0 | 137.56 | 0
07.01. | 13 | 254.8651 |  | 98.9771 | 9.588 | 0 | 146.3 | 0
07.01. | 14 | 254.8651 |  | 98.9771 | 9.588 | 0 | 146.3 | 0
07.01. | 15 | 251.0145 |  | 98.5465 | 9.588 | 0 | 142.88 | 0
07.01. | 16 | 252.879 |  | 98.891 | 9.588 | 0 | 144.4 | 0
07.01. | 17 | 253.8823 |  | 98.3743 | 9.588 | 0 | 145.92 | 0
07.01. | 18 | 257.2313 |  | 99.0633 | 9.588 | 0 | 148.58 | 0
07.01. | 19 | 256.4917 |  | 97.9437 | 9.588 | 0 | 148.96 | 0
07.01. | 20 | 246.2562 |  | 82.9582 | 9.588 | 0 | 153.71 | 0
07.01. | 21 | 246.3068 |  | 83.3888 | 9.588 | 0 | 153.33 | 0
07.01. | 22 | 240.3511 |  | 82.1831 | 9.588 | 0 | 148.58 | 0
07.01. | 23 | 250.8253 |  | 92.0873 | 9.588 | 0 | 149.15 | 0
07.01. | 24 | 250.2171 |  | 93.3791 | 9.588 | 0 | 147.25 | 0
08.01. | 1 | 247.9469 |  | 96.0489 | 9.588 | 0 | 142.31 | 0
08.01. | 2 | 249.5912 |  | 94.8432 | 9.588 | 0 | 145.16 | 0
08.01. | 3 | 252.2841 |  | 95.4461 | 9.588 | 0 | 147.25 | 0
08.01. | 4 | 246.3691 |  | 92.0011 | 9.588 | 0 | 144.78 | 0
08.01. | 5 | 238.2879 |  | 91.1399 | 9.588 | 0 | 137.56 | 0
08.01. | 6 | 238.184 |  | 91.226 | 9.588 | 0 | 137.37 | 0
08.01. | 7 | 237.6193 |  | 89.3313 | 9.588 | 0 | 138.7 | 0
08.01. | 8 | 230.4526 |  | 88.8146 | 9.588 | 0 | 132.05 | 0
08.01. | 9 | 234.8226 |  | 88.8146 | 9.588 | 0 | 136.42 | 0
08.01. | 10 | 236.4616 |  | 89.5036 | 9.588 | 0 | 137.37 | 0
08.01. | 11 | 238.9165 |  | 88.7285 | 9.588 | 0 | 140.6 | 0
08.01. | 12 | 235.3216 |  | 89.5036 | 9.588 | 0 | 136.23 | 0
08.01. | 13 | 236.8922 |  | 89.9342 | 9.588 | 0 | 137.37 | 0
08.01. | 14 | 237.5661 |  | 89.8481 | 9.588 | 0 | 138.13 | 0
08.01. | 15 | 241.1912 |  | 90.6232 | 9.588 | 0 | 140.98 | 0
08.01. | 16 | 243.3771 |  | 93.3791 | 9.588 | 0 | 140.41 | 0
08.01. | 17 | 244.8563 |  | 95.6183 | 9.588 | 0 | 139.65 | 0
08.01. | 18 | 241.7276 |  | 96.4796 | 9.588 | 0 | 135.66 | 0
08.01. | 19 | 246.9082 |  | 96.9102 | 9.588 | 0 | 140.41 | 0
08.01. | 20 | 244.4382 |  | 96.9102 | 9.588 | 0 | 137.94 | 0
08.01. | 21 | 244.5421 |  | 96.8241 | 9.588 | 0 | 138.13 | 0
08.01. | 22 | 241.2437 |  | 96.5657 | 9.588 | 0 | 135.09 | 0
08.01. | 23 | 245.5098 |  | 96.6518 | 9.588 | 0 | 139.27 | 0
08.01. | 24 | 239.0498 |  | 96.6518 | 9.588 | 0 | 132.81 | 0
09.01. | 1 | 238.2898 |  | 96.6518 | 9.588 | 0 | 132.05 | 0
09.01. | 2 | 240.4482 |  | 96.9102 | 9.588 | 0 | 133.95 | 0
09.01. | 3 | 242.2443 |  | 96.9963 | 9.588 | 0 | 135.66 | 0
09.01. | 4 | 243.7137 |  | 96.5657 | 9.588 | 0 | 137.56 | 0
09.01. | 5 | 238.4141 |  | 95.4461 | 9.588 | 0 | 133.38 | 0
09.01. | 6 | 233.014 |  | 87.006 | 9.588 | 0 | 136.42 | 0
09.01. | 7 | 232.175 |  | 90.537 | 9.588 | 0 | 132.05 | 0
09.01. | 8 | 230.5991 |  | 92.0011 | 9.588 | 0 | 129.01 | 0
09.01. | 9 | 238.8065 |  | 97.1685 | 9.588 | 0 | 132.05 | 0
09.01. | 10 | 243.3968 |  | 98.7188 | 9.588 | 0 | 135.09 | 0
09.01. | 11 | 244.4986 |  | 100.0106 | 9.588 | 0 | 134.9 | 0
09.01. | 12 | 247.3664 |  | 99.8384 | 9.588 | 0 | 137.94 | 0
09.01. | 13 | 247.5715 |  | 100.6135 | 9.588 | 0 | 137.37 | 0
09.01. | 14 | 245.2941 |  | 99.6661 | 9.588 | 0 | 136.04 | 0
09.01. | 15 | 250.4215 |  | 100.6135 | 9.588 | 0 | 140.22 | 0
09.01. | 16 | 253.6035 |  | 99.2355 | 9.588 | 0 | 144.78 | 0
09.01. | 17 | 247.9035 |  | 99.2355 | 9.588 | 0 | 139.08 | 0
09.01. | 18 | 249.388 |  | 99.58 | 9.588 | 0 | 140.22 | 0
09.01. | 19 | 249.91 |  | 98.202 | 9.588 | 0 | 142.12 | 0
09.01. | 20 | 247.9088 |  | 97.3408 | 9.588 | 0 | 140.98 | 0
09.01. | 21 | 248.9272 |  | 97.5992 | 9.588 | 0 | 141.74 | 0
09.01. | 22 | 246.5965 |  | 97.1685 | 9.588 | 0 | 139.84 | 0
09.01. | 23 | 245.1121 |  | 96.8241 | 9.588 | 0 | 138.7 | 0
09.01. | 24 | 240.5343 |  | 96.9963 | 9.588 | 0 | 133.95 | 0
10.01. | 1 | 239.1563 |  | 95.6183 | 9.588 | 0 | 133.95 | 0
10.01. | 2 | 240.3114 |  | 96.3934 | 9.588 | 0 | 134.33 | 0
10.01. | 3 | 239.1386 |  | 95.7906 | 9.588 | 0 | 133.76 | 0
10.01. | 4 | 239.7263 |  | 95.6183 | 9.588 | 0 | 134.52 | 0
10.01. | 5 | 241.8669 |  | 96.0489 | 9.588 | 0 | 136.23 | 0
10.01. | 6 | 241.938 |  | 95.36 | 9.588 | 0 | 136.99 | 0
10.01. | 7 | 239.1057 |  | 95.1877 | 9.588 | 0 | 134.33 | 0
10.01. | 8 | 241.1069 |  | 96.0489 | 9.588 | 0 | 135.47 | 0
10.01. | 9 | 240.8512 |  | 94.8432 | 9.588 | 0 | 136.42 | 0
10.01. | 10 | 237.758 |  | 95.36 | 9.588 | 0 | 132.81 | 0
10.01. | 11 | 236.5141 |  | 95.4461 | 9.588 | 0 | 131.48 | 0
10.01. | 12 | 233.3551 |  | 94.7571 | 9.588 | 0 | 129.01 | 0
10.01. | 13 | 234.0645 |  | 94.3265 | 9.588 | 0 | 130.15 | 0
10.01. | 14 | 235.3767 |  | 94.4987 | 9.588 | 0 | 131.29 | 0
10.01. | 15 | 236.1367 |  | 94.4987 | 9.588 | 0 | 132.05 | 0
10.01. | 16 | 238.019 |  | 94.671 | 9.588 | 0 | 133.76 | 0
10.01. | 17 | 240.0176 |  | 96.4796 | 9.588 | 0 | 133.95 | 0
10.01. | 18 | 243.1792 |  | 96.2212 | 9.588 | 0 | 137.37 | 0
10.01. | 19 | 241.8518 |  | 95.2738 | 9.588 | 0 | 136.99 | 0
10.01. | 20 | 240.1241 |  | 95.4461 | 9.588 | 0 | 135.09 | 0
10.01. | 21 | 246.4953 |  | 96.3073 | 9.588 | 0 | 140.6 | 0
10.01. | 22 | 245.6847 |  | 95.8767 | 9.588 | 0 | 140.22 | 0
10.01. | 23 | 247.2198 |  | 96.6518 | 9.588 | 0 | 140.98 | 0
10.01. | 24 | 248.5623 |  | 98.3743 | 9.588 | 0 | 140.6 | 0
11.01. | 1 | 243.4855 |  | 97.8575 | 9.588 | 0 | 136.04 | 0
11.01. | 2 | 246.5051 |  | 98.9771 | 9.588 | 0 | 137.94 | 0
11.01. | 3 | 245.6945 |  | 98.5465 | 9.588 | 0 | 137.56 | 0
11.01. | 4 | 245.469 |  | 98.891 | 9.588 | 0 | 136.99 | 0
11.01. | 5 | 244.7951 |  | 98.9771 | 9.588 | 0 | 136.23 | 0
11.01. | 6 | 240.1996 |  | 99.3216 | 9.588 | 0 | 131.29 | 0
11.01. | 7 | 238.4568 |  | 98.7188 | 9.588 | 0 | 130.15 | 0
11.01. | 8 | 246.6321 |  | 96.8241 | 9.588 | 0 | 140.22 | 0
11.01. | 9 | 245.849 |  | 98.891 | 9.588 | 0 | 137.37 | 0
11.01. | 10 | 241.8617 |  | 97.9437 | 9.588 | 0 | 134.33 | 0
11.01. | 11 | 239.3943 |  | 96.9963 | 9.588 | 0 | 132.81 | 0
11.01. | 12 | 247.321 |  | 97.513 | 9.588 | 0 | 140.22 | 0
11.01. | 13 | 248.889 |  | 98.891 | 9.588 | 0 | 140.41 | 0
11.01. | 14 | 249.4386 |  | 100.0106 | 9.588 | 0 | 139.84 | 0
11.01. | 15 | 248.9219 |  | 99.4939 | 9.588 | 0 | 139.84 | 0
11.01. | 16 | 241.4114 |  | 92.1734 | 9.588 | 0 | 139.65 | 0
11.01. | 17 | 241.938 |  | 95.36 | 9.588 | 0 | 136.99 | 0
11.01. | 18 | 252.3268 |  | 98.7188 | 9.588 | 0 | 144.02 | 0
11.01. | 19 | 245.88 |  | 93.982 | 9.588 | 0 | 142.31 | 0
11.01. | 20 | 249.8621 |  | 96.8241 | 9.588 | 0 | 143.45 | 0
11.01. | 21 | 249.3276 |  | 96.4796 | 9.588 | 0 | 143.26 | 0
11.01. | 22 | 248.2914 |  | 96.3934 | 9.588 | 0 | 142.31 | 0
11.01. | 23 | 250.1888 |  | 97.3408 | 9.588 | 0 | 143.26 | 0
11.01. | 24 | 250.3584 |  | 98.4604 | 9.588 | 0 | 142.31 | 0
12.01. | 1 | 249.2539 |  | 98.1159 | 9.588 | 0 | 141.55 | 0
12.01. | 2 | 245.9023 |  | 98.3743 | 9.588 | 0 | 137.94 | 0
12.01. | 3 | 247.8378 |  | 98.0298 | 9.588 | 0 | 140.22 | 0
12.01. | 4 | 247.2349 |  | 97.4269 | 9.588 | 0 | 140.22 | 0
12.01. | 5 | 248.0278 |  | 98.0298 | 9.588 | 0 | 140.41 | 0
12.01. | 6 | 246.5433 |  | 97.6853 | 9.588 | 0 | 139.27 | 0
12.01. | 7 | 240.5343 |  | 96.9963 | 9.588 | 0 | 133.95 | 0
12.01. | 8 | 231.2658 |  | 88.2978 | 9.588 | 0 | 133.38 | 0
12.01. | 9 | 243.4376 |  | 96.4796 | 9.588 | 0 | 137.37 | 0
12.01. | 10 | 246.6117 |  | 97.9437 | 9.588 | 0 | 139.08 | 0
12.01. | 11 | 251.6378 |  | 98.0298 | 9.588 | 0 | 144.02 | 0
12.01. | 12 | 250.2447 |  | 95.8767 | 9.588 | 0 | 144.78 | 0
12.01. | 13 | 250.6398 |  | 96.6518 | 9.588 | 0 | 144.4 | 0
12.01. | 14 | 240.2049 |  | 97.4269 | 9.588 | 0 | 133.19 | 0
12.01. | 15 | 240.3443 |  | 96.9963 | 9.588 | 0 | 133.76 | 0
12.01. | 16 | 234.6043 |  | 92.7763 | 9.588 | 0 | 132.24 | 0
12.01. | 17 | 239.3765 |  | 97.1685 | 9.588 | 0 | 132.62 | 0
12.01. | 18 | 234.4879 |  | 91.1399 | 9.588 | 0 | 133.76 | 0
12.01. | 19 | 244.3468 |  | 98.7188 | 9.588 | 0 | 136.04 | 0
12.01. | 20 | 254.09 |  | 98.202 | 9.588 | 0 | 146.3 | 0
12.01. | 21 | 254.5206 |  | 98.6326 | 9.588 | 0 | 146.3 | 0
12.01. | 22 | 255.9039 |  | 98.1159 | 9.588 | 0 | 148.2 | 0
12.01. | 23 | 259.1845 |  | 98.5465 | 9.588 | 0 | 151.05 | 0
12.01. | 24 | 259.3621 |  | 96.8241 | 9.588 | 0 | 152.95 | 0
13.01. | 1 | 256.8592 |  | 96.2212 | 9.588 | 0 | 151.05 | 0
13.01. | 2 | 253.9914 |  | 96.3934 | 9.588 | 0 | 148.01 | 0
13.01. | 3 | 253.7988 |  | 97.3408 | 9.588 | 0 | 146.87 | 0
13.01. | 4 | 250.7108 |  | 95.9628 | 9.588 | 0 | 145.16 | 0
13.01. | 5 | 246.3284 |  | 94.2404 | 9.588 | 0 | 142.5 | 0
13.01. | 6 | 251.1467 |  | 94.4987 | 9.588 | 0 | 147.06 | 0
13.01. | 7 | 254.8704 |  | 97.0824 | 9.588 | 0 | 148.2 | 0
13.01. | 8 | 255.1643 |  | 96.9963 | 9.588 | 0 | 148.58 | 0
13.01. | 9 | 249.7839 |  | 93.8959 | 9.588 | 0 | 146.3 | 0
13.01. | 10 | 254.7087 |  | 93.1207 | 9.588 | 0 | 152 | 0
13.01. | 11 | 255.6916 |  | 93.7236 | 9.588 | 0 | 152.38 | 0
13.01. | 12 | 253.0671 |  | 93.3791 | 9.588 | 0 | 150.1 | 0
13.01. | 13 | 254.62 |  | 93.982 | 9.588 | 0 | 151.05 | 0
13.01. | 14 | 257.1051 |  | 94.7571 | 9.588 | 0 | 152.76 | 0
13.01. | 15 | 253.3939 |  | 93.8959 | 9.588 | 0 | 149.91 | 0
13.01. | 16 | 245.7795 |  | 86.6615 | 9.588 | 0 | 149.53 | 0
13.01. | 17 | 241.0525 |  | 84.5945 | 9.588 | 0 | 146.87 | 0
13.01. | 18 | 247.1522 |  | 89.9342 | 9.588 | 0 | 147.63 | 0
13.01. | 19 | 247.8997 |  | 88.2117 | 9.588 | 0 | 150.1 | 0
13.01. | 20 | 251.1777 |  | 89.5897 | 9.588 | 0 | 152 | 0
13.01. | 21 | 253.6806 |  | 90.1926 | 9.588 | 0 | 153.9 | 0
13.01. | 22 | 256.5989 |  | 90.4509 | 9.588 | 0 | 156.56 | 0
13.01. | 23 | 236.8321 |  | 72.5841 | 9.588 | 0 | 154.66 | 0
13.01. | 24 | 227.7873 |  | 63.3493 | 9.588 | 0 | 154.85 | 0
14.01. | 1 | 235.7605 |  | 72.8425 | 9.588 | 0 | 153.33 | 0
14.01. | 2 | 224.9373 |  | 63.3493 | 9.588 | 0 | 152 | 0
14.01. | 3 | 235.1826 |  | 75.6846 | 9.588 | 0 | 149.91 | 0
14.01. | 4 | 223.4422 |  | 66.7942 | 9.588 | 0 | 147.06 | 0
14.01. | 5 | 222.9912 |  | 67.4832 | 9.588 | 0 | 145.92 | 0
14.01. | 6 | 250.0876 |  | 96.4796 | 9.588 | 0 | 144.02 | 0
14.01. | 7 | 250.2092 |  | 96.2212 | 9.588 | 0 | 144.4 | 0
14.01. | 8 | 247.7569 |  | 96.0489 | 9.588 | 0 | 142.12 | 0
14.01. | 9 | 245.7353 |  | 96.3073 | 9.588 | 0 | 139.84 | 0
14.01. | 10 | 221.0406 |  | 67.0526 | 9.588 | 0 | 144.4 | 0
14.01. | 11 | 256.0308 |  | 95.9628 | 9.588 | 0 | 150.48 | 0
14.01. | 12 | 260.7782 |  | 96.9102 | 9.588 | 0 | 154.28 | 0
14.01. | 13 | 230.4492 |  | 68.8612 | 9.588 | 0 | 152 | 0
14.01. | 14 | 262.7945 |  | 98.5465 | 9.588 | 0 | 154.66 | 0
14.01. | 15 | 259.3923 |  | 98.3743 | 9.588 | 0 | 151.43 | 0
14.01. | 16 | 262.9845 |  | 98.5465 | 9.588 | 0 | 154.85 | 0
14.01. | 17 | 261.6013 |  | 99.0633 | 9.588 | 0 | 152.95 | 0
14.01. | 18 | 257.6343 |  | 96.9963 | 9.588 | 0 | 151.05 | 0
14.01. | 19 | 259.2733 |  | 97.6853 | 9.588 | 0 | 152 | 0
14.01. | 20 | 258.2345 |  | 98.5465 | 9.588 | 0 | 150.1 | 0
14.01. | 21 | 258.7414 |  | 96.3934 | 9.588 | 0 | 152.76 | 0
14.01. | 22 | 258.9998 |  | 96.6518 | 9.588 | 0 | 152.76 | 0
14.01. | 23 | 260.3423 |  | 98.3743 | 9.588 | 0 | 152.38 | 0
14.01. | 24 | 259.7013 |  | 99.0633 | 9.588 | 0 | 151.05 | 0
15.01. | 1 | 257.2313 |  | 99.0633 | 9.588 | 0 | 148.58 | 0
15.01. | 2 | 257.9735 |  | 99.2355 | 9.588 | 0 | 149.15 | 0
15.01. | 3 | 259.7013 |  | 99.0633 | 9.588 | 0 | 151.05 | 0
15.01. | 4 | 259.3896 |  | 99.3216 | 9.588 | 0 | 150.48 | 0
15.01. | 5 | 252.3596 |  | 99.3216 | 9.588 | 0 | 143.45 | 0
15.01. | 6 | 259.1819 |  | 99.4939 | 9.588 | 0 | 150.1 | 0
15.01. | 7 | 258.9617 |  | 97.9437 | 9.588 | 0 | 151.43 | 0
15.01. | 8 | 245.0097 |  | 83.9917 | 9.588 | 0 | 151.43 | 0
15.01. | 9 | 259.6204 |  | 97.0824 | 9.588 | 0 | 152.95 | 0
15.01. | 10 | 260.6539 |  | 98.1159 | 9.588 | 0 | 152.95 | 0
15.01. | 11 | 262.5513 |  | 99.0633 | 9.588 | 0 | 153.9 | 0
15.01. | 12 | 262.7235 |  | 99.2355 | 9.588 | 0 | 153.9 | 0
15.01. | 13 | 266.5945 |  | 98.5465 | 9.588 | 0 | 158.46 | 0
15.01. | 14 | 263.9674 |  | 99.1494 | 9.588 | 0 | 155.23 | 0
15.01. | 15 | 261.8419 |  | 99.4939 | 9.588 | 0 | 152.76 | 0
15.01. | 16 | 258.0951 |  | 98.9771 | 9.588 | 0 | 149.53 | 0
15.01. | 17 | 256.37 |  | 98.202 | 9.588 | 0 | 148.58 | 0
15.01. | 18 | 257.8368 |  | 98.7188 | 9.588 | 0 | 149.53 | 0
15.01. | 19 | 259.0478 |  | 98.0298 | 9.588 | 0 | 151.43 | 0
15.01. | 20 | 263.0502 |  | 99.7522 | 9.588 | 0 | 153.71 | 0
15.01. | 21 | 264.7602 |  | 99.7522 | 9.588 | 0 | 155.42 | 0
15.01. | 22 | 262.0141 |  | 99.6661 | 9.588 | 0 | 152.76 | 0
15.01. | 23 | 263.9647 |  | 100.0967 | 9.588 | 0 | 154.28 | 0
15.01. | 24 | 241.4038 |  | 80.7658 | 9.588 | 0 | 151.05 | 0
16.01. | 1 | 259.4402 |  | 99.7522 | 9.588 | 0 | 150.1 | 0
16.01. | 2 | 262.807 |  | 100.269 | 9.588 | 0 | 152.95 | 0
16.01. | 3 | 257.8315 |  | 100.6135 | 9.588 | 0 | 147.63 | 0
16.01. | 4 | 258.698 |  | 99.58 | 9.588 | 0 | 149.53 | 0
16.01. | 5 | 233.7177 |  | 80.6797 | 9.588 | 0 | 143.45 | 0
16.01. | 6 | 235.7722 |  | 81.0242 | 9.588 | 0 | 145.16 | 0
16.01. | 7 | 235.3948 |  | 80.0768 | 9.588 | 0 | 145.73 | 0
16.01. | 8 | 235.6532 |  | 80.3352 | 9.588 | 0 | 145.73 | 0
16.01. | 9 | 236.1016 |  | 80.5936 | 9.588 | 0 | 145.92 | 0
16.01. | 10 | 228.5726 |  | 79.9046 | 9.588 | 0 | 139.08 | 0
16.01. | 11 | 231.6836 |  | 79.2156 | 9.588 | 0 | 142.88 | 0
16.01. | 12 | 254.5917 |  | 97.9437 | 9.588 | 0 | 147.06 | 0
16.01. | 13 | 234.7825 |  | 84.5945 | 9.588 | 0 | 140.6 | 0
16.01. | 14 | 245.9412 |  | 90.6232 | 9.588 | 0 | 145.73 | 0
16.01. | 15 | 250.5136 |  | 92.3456 | 9.588 | 0 | 148.58 | 0
16.01. | 16 | 270.6367 |  | 116.2687 | 9.588 | 0 | 144.78 | 0
16.01. | 17 | 276.1644 |  | 116.0964 | 9.588 | 0 | 150.48 | 0
16.01. | 18 | 256.8921 |  | 96.8241 | 9.588 | 0 | 150.48 | 0
16.01. | 19 | 262.0576 |  | 96.4796 | 9.588 | 0 | 155.99 | 0
16.01. | 20 | 263.3974 |  | 99.1494 | 9.588 | 0 | 154.66 | 0
16.01. | 21 | 261.6874 |  | 99.1494 | 9.588 | 0 | 152.95 | 0
16.01. | 22 | 242.7036 |  | 79.2156 | 9.588 | 0 | 153.9 | 0
16.01. | 23 | 243.4281 |  | 79.5601 | 9.588 | 0 | 154.28 | 0
16.01. | 24 | 241.3079 |  | 78.0099 | 9.588 | 0 | 153.71 | 0
17.01. | 1 | 257.7151 |  | 98.9771 | 9.588 | 0 | 149.15 | 0
17.01. | 2 | 228.8378 |  | 70.6698 | 9.588 | 0 | 148.58 | 0
17.01. | 3 | 236.7781 |  | 79.5601 | 9.588 | 0 | 147.63 | 0
17.01. | 4 | 236.17 |  | 80.852 | 9.588 | 0 | 145.73 | 0
17.01. | 5 | 224.521 |  | 70.153 | 9.588 | 0 | 144.78 | 0
17.01. | 6 | 228.8378 |  | 70.6698 | 9.588 | 0 | 148.58 | 0
17.01. | 7 | 262.6374 |  | 99.1494 | 9.588 | 0 | 153.9 | 0
17.01. | 8 | 258.2372 |  | 97.5992 | 9.588 | 0 | 151.05 | 0
17.01. | 9 | 260.1674 |  | 99.1494 | 9.588 | 0 | 151.43 | 0
17.01. | 10 | 258.959 |  | 98.891 | 9.588 | 0 | 150.48 | 0
17.01. | 11 | 260.5651 |  | 98.9771 | 9.588 | 0 | 152 | 0
17.01. | 12 | 259.1845 |  | 98.5465 | 9.588 | 0 | 151.05 | 0
17.01. | 13 | 257.4035 |  | 99.2355 | 9.588 | 0 | 148.58 | 0
17.01. | 14 | 262.1509 |  | 100.1829 | 9.588 | 0 | 152.38 | 0
17.01. | 15 | 262.8123 |  | 98.3743 | 9.588 | 0 | 154.85 | 0
17.01. | 16 | 261.6368 |  | 98.7188 | 9.588 | 0 | 153.33 | 0
17.01. | 17 | 259.3568 |  | 98.7188 | 9.588 | 0 | 151.05 | 0
17.01. | 18 | 262.1206 |  | 98.6326 | 9.588 | 0 | 153.9 | 0
17.01. | 19 | 262.5335 |  | 99.2355 | 9.588 | 0 | 153.71 | 0
17.01. | 20 | 261.8445 |  | 98.5465 | 9.588 | 0 | 153.71 | 0
17.01. | 21 | 259.9649 |  | 97.4269 | 9.588 | 0 | 152.95 | 0
17.01. | 22 | 259.9117 |  | 97.9437 | 9.588 | 0 | 152.38 | 0
17.01. | 23 | 228.5518 |  | 67.9138 | 9.588 | 0 | 151.05 | 0
17.01. | 24 | 231.5688 |  | 69.9808 | 9.588 | 0 | 152 | 0
18.01. | 1 | 260.3902 |  | 99.7522 | 9.588 | 0 | 151.05 | 0
18.01. | 2 | 260.859 |  | 98.891 | 9.588 | 0 | 152.38 | 0
18.01. | 3 | 258.84 |  | 98.202 | 9.588 | 0 | 151.05 | 0
18.01. | 4 | 262.3284 |  | 98.4604 | 9.588 | 0 | 154.28 | 0
18.01. | 5 | 259.3896 |  | 99.3216 | 9.588 | 0 | 150.48 | 0
18.01. | 6 | 258.5284 |  | 98.4604 | 9.588 | 0 | 150.48 | 0
18.01. | 7 | 261.0668 |  | 98.7188 | 9.588 | 0 | 152.76 | 0
18.01. | 8 | 260.4817 |  | 97.9437 | 9.588 | 0 | 152.95 | 0
18.01. | 9 | 257.8874 |  | 99.1494 | 9.588 | 0 | 149.15 | 0
18.01. | 10 | 258.5817 |  | 97.9437 | 9.588 | 0 | 151.05 | 0
18.01. | 11 | 224.3595 |  | 61.0615 | 9.588 | 0 | 153.71 | 0
18.01. | 12 | 224.3799 |  | 59.9419 | 9.588 | 0 | 154.85 | 0
18.01. | 13 | 225.1017 |  | 61.2337 | 9.588 | 0 | 154.28 | 0
18.01. | 14 | 226.3279 |  | 61.3199 | 9.588 | 0 | 155.42 | 0
18.01. | 15 | 226.1379 |  | 61.3199 | 9.588 | 0 | 155.23 | 0
18.01. | 16 | 224.7191 |  | 62.1811 | 9.588 | 0 | 152.95 | 0
18.01. | 17 | 264.6741 |  | 99.6661 | 9.588 | 0 | 155.42 | 0
18.01. | 18 | 266.1106 |  | 98.6326 | 9.588 | 0 | 157.89 | 0
18.01. | 19 | 268.2513 |  | 99.0633 | 9.588 | 0 | 159.6 | 0
18.01. | 20 | 266.2802 |  | 99.7522 | 9.588 | 0 | 156.94 | 0
18.01. | 21 | 268.317 |  | 100.269 | 9.588 | 0 | 158.46 | 0
18.01. | 22 | 262.2751 |  | 98.9771 | 9.588 | 0 | 153.71 | 0
18.01. | 23 | 260.9451 |  | 98.9771 | 9.588 | 0 | 152.38 | 0
18.01. | 24 | 260.4284 |  | 98.4604 | 9.588 | 0 | 152.38 | 0
19.01. | 1 | 263.9319 |  | 99.4939 | 9.588 | 0 | 154.85 | 0
19.01. | 2 | 263.899 |  | 98.891 | 9.588 | 0 | 155.42 | 0
19.01. | 3 | 262.9313 |  | 99.0633 | 9.588 | 0 | 154.28 | 0
19.01. | 4 | 259.2706 |  | 98.6326 | 9.588 | 0 | 151.05 | 0
19.01. | 5 | 256.1978 |  | 98.0298 | 9.588 | 0 | 148.58 | 0
19.01. | 6 | 261.8596 |  | 99.3216 | 9.588 | 0 | 152.95 | 0
19.01. | 7 | 259.1313 |  | 99.0633 | 9.588 | 0 | 150.48 | 0
19.01. | 8 | 259.078 |  | 99.58 | 9.588 | 0 | 149.91 | 0
19.01. | 9 | 260.1319 |  | 99.4939 | 9.588 | 0 | 151.05 | 0
19.01. | 10 | 262.1206 |  | 98.6326 | 9.588 | 0 | 153.9 | 0
19.01. | 11 | 261.9813 |  | 99.0633 | 9.588 | 0 | 153.33 | 0
19.01. | 12 | 259.5139 |  | 98.1159 | 9.588 | 0 | 151.81 | 0
19.01. | 13 | 257.2445 |  | 94.3265 | 9.588 | 0 | 153.33 | 0
19.01. | 14 | 260.8209 |  | 100.1829 | 9.588 | 0 | 151.05 | 0
19.01. | 15 | 259.957 |  | 100.269 | 9.588 | 0 | 150.1 | 0
19.01. | 16 | 260.6486 |  | 100.0106 | 9.588 | 0 | 151.05 | 0
19.01. | 17 | 255.0019 |  | 99.4939 | 9.588 | 0 | 145.92 | 0
19.01. | 18 | 263.7596 |  | 99.3216 | 9.588 | 0 | 154.85 | 0
19.01. | 19 | 262.9845 |  | 98.5465 | 9.588 | 0 | 154.85 | 0
19.01. | 20 | 264.5019 |  | 99.4939 | 9.588 | 0 | 155.42 | 0
19.01. | 21 | 264.6741 |  | 99.6661 | 9.588 | 0 | 155.42 | 0
19.01. | 22 | 264.5072 |  | 97.5992 | 9.588 | 0 | 157.32 | 0
19.01. | 23 | 264.849 |  | 98.891 | 9.588 | 0 | 156.37 | 0
19.01. | 24 | 238.5784 |  | 71.1004 | 9.588 | 0 | 157.89 | 0
20.01. | 1 | 266.4223 |  | 98.3743 | 9.588 | 0 | 158.46 | 0
20.01. | 2 | 262.6196 |  | 99.3216 | 9.588 | 0 | 153.71 | 0
20.01. | 3 | 251.705 |  | 86.317 | 9.588 | 0 | 155.8 | 0
20.01. | 4 | 230.6977 |  | 66.4497 | 9.588 | 0 | 154.66 | 0
20.01. | 5 | 228.9824 |  | 68.3444 | 9.588 | 0 | 151.05 | 0
20.01. | 6 | 226.9793 |  | 61.9713 | 9.588 | 0 | 155.42 | 0
20.01. | 7 | 231.9008 |  | 68.6028 | 9.588 | 0 | 153.71 | 0
20.01. | 8 | 261.5178 |  | 98.0298 | 9.588 | 0 | 153.9 | 0
20.01. | 9 | 236.5949 |  | 97.4269 | 9.588 | 0 | 129.58 | 0
20.01. | 10 | 239.721 |  | 97.513 | 9.588 | 0 | 132.62 | 0
20.01. | 11 | 208.2014 |  | 69.0334 | 9.588 | 0 | 129.58 | 0
20.01. | 12 | 214.7804 |  | 69.7224 | 9.588 | 0 | 135.47 | 0
20.01. | 13 | 215.9888 |  | 69.9808 | 9.588 | 0 | 136.42 | 0
20.01. | 14 | 245.4184 |  | 98.4604 | 9.588 | 0 | 137.37 | 0
20.01. | 15 | 213.0678 |  | 70.6698 | 9.588 | 0 | 132.81 | 0
20.01. | 16 | 214.5549 |  | 70.0669 | 9.588 | 0 | 134.9 | 0
20.01. | 17 | 240.458 |  | 99.58 | 9.588 | 0 | 131.29 | 0
20.01. | 18 | 243.2574 |  | 99.1494 | 9.588 | 0 | 134.52 | 0
20.01. | 19 | 245.517 |  | 100.269 | 9.588 | 0 | 135.66 | 0
20.01. | 20 | 241.147 |  | 100.269 | 9.588 | 0 | 131.29 | 0
20.01. | 21 | 246.9002 |  | 99.7522 | 9.588 | 0 | 137.56 | 0
20.01. | 22 | 216.7612 |  | 71.7032 | 9.588 | 0 | 135.47 | 0
20.01. | 23 | 216.5588 |  | 69.9808 | 9.588 | 0 | 136.99 | 0
20.01. | 24 | 244.5545 |  | 98.5465 | 9.588 | 0 | 136.42 | 0
21.01. | 1 | 244.5368 |  | 98.7188 | 9.588 | 0 | 136.23 | 0
21.01. | 2 | 250.077 |  | 100.269 | 9.588 | 0 | 140.22 | 0
21.01. | 3 | 249.6464 |  | 99.8384 | 9.588 | 0 | 140.22 | 0
21.01. | 4 | 246.9686 |  | 100.0106 | 9.588 | 0 | 137.37 | 0
21.01. | 5 | 241.3778 |  | 98.0298 | 9.588 | 0 | 133.76 | 0
21.01. | 6 | 244.068 |  | 99.58 | 9.588 | 0 | 134.9 | 0
21.01. | 7 | 243.4296 |  | 99.3216 | 9.588 | 0 | 134.52 | 0
21.01. | 8 | 246.158 |  | 99.58 | 9.588 | 0 | 136.99 | 0
21.01. | 9 | 246.4696 |  | 99.3216 | 9.588 | 0 | 137.56 | 0
21.01. | 10 | 247.227 |  | 100.269 | 9.588 | 0 | 137.37 | 0
21.01. | 11 | 245.588 |  | 99.58 | 9.588 | 0 | 136.42 | 0
21.01. | 12 | 246.0417 |  | 97.9437 | 9.588 | 0 | 138.51 | 0
21.01. | 13 | 249.5247 |  | 100.0967 | 9.588 | 0 | 139.84 | 0
21.01. | 14 | 250.8547 |  | 100.0967 | 9.588 | 0 | 141.17 | 0
21.01. | 15 | 251.2854 |  | 100.5274 | 9.588 | 0 | 141.17 | 0
21.01. | 16 | 247.6247 |  | 100.0967 | 9.588 | 0 | 137.94 | 0
21.01. | 17 | 246.087 |  | 100.269 | 9.588 | 0 | 136.23 | 0
21.01. | 18 | 245.8464 |  | 99.8384 | 9.588 | 0 | 136.42 | 0
21.01. | 19 | 249.2815 |  | 100.6135 | 9.588 | 0 | 139.08 | 0
21.01. | 20 | 249.5096 |  | 99.3216 | 9.588 | 0 | 140.6 | 0
21.01. | 21 | 250.2341 |  | 99.6661 | 9.588 | 0 | 140.98 | 0
21.01. | 22 | 249.9074 |  | 99.1494 | 9.588 | 0 | 141.17 | 0
21.01. | 23 | 249.4235 |  | 99.2355 | 9.588 | 0 | 140.6 | 0
21.01. | 24 | 229.3148 |  | 80.0768 | 9.588 | 0 | 139.65 | 0
22.01. | 1 | 212.99 |  | 80.852 | 9.588 | 0 | 122.55 | 0
22.01. | 2 | 226.48 |  | 80.852 | 9.588 | 0 | 136.04 | 0
22.01. | 3 | 226.0822 |  | 81.0242 | 9.588 | 0 | 135.47 | 0
22.01. | 4 | 227.5516 |  | 80.5936 | 9.588 | 0 | 137.37 | 0
22.01. | 5 | 224.7877 |  | 80.6797 | 9.588 | 0 | 134.52 | 0
22.01. | 6 | 220.8332 |  | 80.3352 | 9.588 | 0 | 130.91 | 0
22.01. | 7 | 219.8148 |  | 80.0768 | 9.588 | 0 | 130.15 | 0
22.01. | 8 | 224.7575 |  | 79.1295 | 9.588 | 0 | 136.04 | 0
22.01. | 9 | 229.4516 |  | 80.5936 | 9.588 | 0 | 139.27 | 0
22.01. | 10 | 226.7232 |  | 80.3352 | 9.588 | 0 | 136.8 | 0
22.01. | 11 | 222.8069 |  | 78.6989 | 9.588 | 0 | 134.52 | 0
22.01. | 12 | 223.3032 |  | 80.3352 | 9.588 | 0 | 133.38 | 0
22.01. | 13 | 227.4122 |  | 81.0242 | 9.588 | 0 | 136.8 | 0
22.01. | 14 | 227.8757 |  | 82.0577 | 9.588 | 0 | 136.23 | 0
22.01. | 15 | 248.2276 |  | 100.6996 | 9.588 | 0 | 137.94 | 0
22.01. | 16 | 245.9299 |  | 100.8719 | 9.588 | 0 | 135.47 | 0
22.01. | 17 | 245.2054 |  | 100.5274 | 9.588 | 0 | 135.09 | 0
22.01. | 18 | 242.667 |  | 100.269 | 9.588 | 0 | 132.81 | 0
22.01. | 19 | 245.327 |  | 100.269 | 9.588 | 0 | 135.47 | 0
22.01. | 20 | 247.0015 |  | 100.6135 | 9.588 | 0 | 136.8 | 0
22.01. | 21 | 248.5899 |  | 100.8719 | 9.588 | 0 | 138.13 | 0
22.01. | 22 | 245.7274 |  | 99.1494 | 9.588 | 0 | 136.99 | 0
22.01. | 23 | 244.3113 |  | 99.0633 | 9.588 | 0 | 135.66 | 0
22.01. | 24 | 247.298 |  | 99.58 | 9.588 | 0 | 138.13 | 0
23.01. | 1 | 244.7747 |  | 100.0967 | 9.588 | 0 | 135.09 | 0
23.01. | 2 | 243.9286 |  | 100.0106 | 9.588 | 0 | 134.33 | 0
23.01. | 3 | 241.717 |  | 100.269 | 9.588 | 0 | 131.86 | 0
23.01. | 4 | 243.379 |  | 98.891 | 9.588 | 0 | 134.9 | 0
23.01. | 5 | 243.5841 |  | 99.6661 | 9.588 | 0 | 134.33 | 0
23.01. | 6 | 242.4113 |  | 99.0633 | 9.588 | 0 | 133.76 | 0
23.01. | 7 | 240.0451 |  | 98.9771 | 9.588 | 0 | 131.48 | 0
23.01. | 8 | 239.2168 |  | 98.7188 | 9.588 | 0 | 130.91 | 0
23.01. | 9 | 236.8151 |  | 98.9771 | 9.588 | 0 | 128.25 | 0
23.01. | 10 | 234.3096 |  | 99.3216 | 9.588 | 0 | 125.4 | 0
23.01. | 11 | 235.8198 |  | 96.6518 | 9.588 | 0 | 129.58 | 0
23.01. | 12 | 238.1655 |  | 97.8575 | 9.588 | 0 | 130.72 | 0
23.01. | 13 | 231.29 |  | 98.202 | 9.588 | 0 | 123.5 | 0
23.01. | 14 | 235.2419 |  | 99.4939 | 9.588 | 0 | 126.16 | 0
23.01. | 15 | 237.6231 |  | 100.3551 | 9.588 | 0 | 127.68 | 0
23.01. | 16 | 236.4476 |  | 100.6996 | 9.588 | 0 | 126.16 | 0
23.01. | 17 | 210.699 |  | 71.531 | 9.588 | 0 | 129.58 | 0
23.01. | 18 | 210.5267 |  | 71.3587 | 9.588 | 0 | 129.58 | 0
23.01. | 19 | 216.8651 |  | 71.6171 | 9.588 | 0 | 135.66 | 0
23.01. | 20 | 214.879 |  | 71.531 | 9.588 | 0 | 133.76 | 0
23.01. | 21 | 216.7257 |  | 72.0477 | 9.588 | 0 | 135.09 | 0
23.01. | 22 | 212.0316 |  | 70.5836 | 9.588 | 0 | 131.86 | 0
23.01. | 23 | 241.3219 |  | 99.4939 | 9.588 | 0 | 132.24 | 0
23.01. | 24 | 214.8639 |  | 70.7559 | 9.588 | 0 | 134.52 | 0
24.01. | 1 | 216.0039 |  | 70.7559 | 9.588 | 0 | 135.66 | 0
24.01. | 2 | 213.4806 |  | 71.2726 | 9.588 | 0 | 132.62 | 0
24.01. | 3 | 238.7454 |  | 100.5274 | 9.588 | 0 | 128.63 | 0
24.01. | 4 | 238.5402 |  | 99.7522 | 9.588 | 0 | 129.2 | 0
24.01. | 5 | 240.0931 |  | 100.3551 | 9.588 | 0 | 130.15 | 0
24.01. | 6 | 238.8341 |  | 99.6661 | 9.588 | 0 | 129.58 | 0
24.01. | 7 | 237.5041 |  | 99.6661 | 9.588 | 0 | 128.25 | 0
24.01. | 8 | 238.487 |  | 100.269 | 9.588 | 0 | 128.63 | 0
24.01. | 9 | 230.394 |  | 91.226 | 9.588 | 0 | 129.58 | 0
24.01. | 10 | 223.2458 |  | 84.0778 | 9.588 | 0 | 129.58 | 0
24.01. | 11 | 231.3085 |  | 91.5705 | 9.588 | 0 | 130.15 | 0
24.01. | 12 | 234.1177 |  | 93.8097 | 9.588 | 0 | 130.72 | 0
24.01. | 13 | 234.4951 |  | 94.7571 | 9.588 | 0 | 130.15 | 0
24.01. | 14 | 239.7388 |  | 97.3408 | 9.588 | 0 | 132.81 | 0
24.01. | 15 | 239.7815 |  | 100.6135 | 9.588 | 0 | 129.58 | 0
24.01. | 16 | 238.3654 |  | 100.5274 | 9.588 | 0 | 128.25 | 0
24.01. | 17 | 239.4015 |  | 100.6135 | 9.588 | 0 | 129.2 | 0
24.01. | 18 | 241.5954 |  | 100.5274 | 9.588 | 0 | 131.48 | 0
24.01. | 19 | 241.4968 |  | 98.7188 | 9.588 | 0 | 133.19 | 0
24.01. | 20 | 243.9819 |  | 99.4939 | 9.588 | 0 | 134.9 | 0
24.01. | 21 | 245.4309 |  | 100.1829 | 9.588 | 0 | 135.66 | 0
24.01. | 22 | 243.2778 |  | 98.0298 | 9.588 | 0 | 135.66 | 0
24.01. | 23 | 242.5506 |  | 98.6326 | 9.588 | 0 | 134.33 | 0
24.01. | 24 | 243.7084 |  | 98.4604 | 9.588 | 0 | 135.66 | 0
25.01. | 1 | 243.5486 |  | 100.0106 | 9.588 | 0 | 133.95 | 0
25.01. | 2 | 243.1331 |  | 100.3551 | 9.588 | 0 | 133.19 | 0
25.01. | 3 | 243.617 |  | 100.269 | 9.588 | 0 | 133.76 | 0
25.01. | 4 | 240.7341 |  | 99.6661 | 9.588 | 0 | 131.48 | 0
25.01. | 5 | 241.5447 |  | 100.0967 | 9.588 | 0 | 131.86 | 0
25.01. | 6 | 244.4454 |  | 100.5274 | 9.588 | 0 | 134.33 | 0
25.01. | 7 | 239.318 |  | 99.58 | 9.588 | 0 | 130.15 | 0
25.01. | 8 | 241.8741 |  | 99.6661 | 9.588 | 0 | 132.62 | 0
25.01. | 9 | 241.218 |  | 99.58 | 9.588 | 0 | 132.05 | 0
25.01. | 10 | 197.9592 |  | 96.2212 | 9.588 | 0 | 92.15 | 0
25.01. | 11 | 240.9774 |  | 99.1494 | 9.588 | 0 | 132.24 | 0
25.01. | 12 | 236.7317 |  | 97.9437 | 9.588 | 0 | 129.2 | 0
25.01. | 13 | 238.9255 |  | 97.8575 | 9.588 | 0 | 131.48 | 0
25.01. | 14 | 239.8019 |  | 99.4939 | 9.588 | 0 | 130.72 | 0
25.01. | 15 | 245.4131 |  | 100.3551 | 9.588 | 0 | 135.47 | 0
25.01. | 16 | 243.2902 |  | 99.7522 | 9.588 | 0 | 133.95 | 0
25.01. | 17 | 242.2923 |  | 98.3743 | 9.588 | 0 | 134.33 | 0
25.01. | 18 | 240.9373 |  | 94.9293 | 9.588 | 0 | 136.42 | 0
25.01. | 19 | 238.3306 |  | 94.4126 | 9.588 | 0 | 134.33 | 0
25.01. | 20 | 237.8139 |  | 93.8959 | 9.588 | 0 | 134.33 | 0
25.01. | 21 | 238.7816 |  | 93.7236 | 9.588 | 0 | 135.47 | 0
25.01. | 22 | 238.2622 |  | 94.1542 | 9.588 | 0 | 134.52 | 0
25.01. | 23 | 236.19 |  | 93.982 | 9.588 | 0 | 132.62 | 0
25.01. | 24 | 234.171 |  | 93.293 | 9.588 | 0 | 131.29 | 0
26.01. | 1 | 237.639 |  | 94.671 | 9.588 | 0 | 133.38 | 0
26.01. | 2 | 234.3077 |  | 93.8097 | 9.588 | 0 | 130.91 | 0
26.01. | 3 | 228.4151 |  | 94.7571 | 9.588 | 0 | 124.07 | 0
26.01. | 4 | 236.0506 |  | 94.4126 | 9.588 | 0 | 132.05 | 0
26.01. | 5 | 235.3412 |  | 94.8432 | 9.588 | 0 | 130.91 | 0
26.01. | 6 | 244.4835 |  | 99.2355 | 9.588 | 0 | 135.66 | 0
26.01. | 7 | 240.9596 |  | 99.3216 | 9.588 | 0 | 132.05 | 0
26.01. | 8 | 243.0647 |  | 100.0967 | 9.588 | 0 | 133.38 | 0
26.01. | 9 | 238.6086 |  | 100.0106 | 9.588 | 0 | 129.01 | 0
26.01. | 10 | 236.5568 |  | 98.7188 | 9.588 | 0 | 128.25 | 0
26.01. | 11 | 238.8341 |  | 99.6661 | 9.588 | 0 | 129.58 | 0
26.01. | 12 | 242.4619 |  | 99.4939 | 9.588 | 0 | 133.38 | 0
26.01. | 13 | 257.81 |  | 119.972 | 9.588 | 0 | 128.25 | 0
26.01. | 14 | 262.0077 |  | 119.7997 | 9.588 | 0 | 132.62 | 0
26.01. | 15 | 262.7704 |  | 118.8524 | 9.588 | 0 | 134.33 | 0
26.01. | 16 | 246.6721 |  | 101.0441 | 9.588 | 0 | 136.04 | 0
26.01. | 17 | 243.0398 |  | 96.6518 | 9.588 | 0 | 136.8 | 0
26.01. | 18 | 244.9017 |  | 97.9437 | 9.588 | 0 | 137.37 | 0
26.01. | 19 | 246.2264 |  | 99.8384 | 9.588 | 0 | 136.8 | 0
26.01. | 20 | 248.0731 |  | 100.3551 | 9.588 | 0 | 138.13 | 0
26.01. | 21 | 249.1802 |  | 99.7522 | 9.588 | 0 | 139.84 | 0
26.01. | 22 | 248.0935 |  | 99.2355 | 9.588 | 0 | 139.27 | 0
26.01. | 23 | 248.4406 |  | 98.6326 | 9.588 | 0 | 140.22 | 0
26.01. | 24 | 247.1284 |  | 98.4604 | 9.588 | 0 | 139.08 | 0
27.01. | 1 | 245.9147 |  | 100.0967 | 9.588 | 0 | 136.23 | 0
27.01. | 2 | 242.1982 |  | 101.1302 | 9.588 | 0 | 131.48 | 0
27.01. | 3 | 244.4986 |  | 100.0106 | 9.588 | 0 | 134.9 | 0
27.01. | 4 | 245.4841 |  | 99.6661 | 9.588 | 0 | 136.23 | 0
27.01. | 5 | 242.6999 |  | 100.8719 | 9.588 | 0 | 132.24 | 0
27.01. | 6 | 241.4435 |  | 99.2355 | 9.588 | 0 | 132.62 | 0
27.01. | 7 | 246.7839 |  | 98.1159 | 9.588 | 0 | 139.08 | 0
27.01. | 8 | 245.7096 |  | 99.3216 | 9.588 | 0 | 136.8 | 0
27.01. | 9 | 242.8419 |  | 99.4939 | 9.588 | 0 | 133.76 | 0
27.01. | 10 | 246.7102 |  | 99.7522 | 9.588 | 0 | 137.37 | 0
27.01. | 11 | 264.5948 |  | 117.4468 | 9.588 | 0 | 137.56 | 0
27.01. | 12 | 267.2469 |  | 117.8189 | 9.588 | 0 | 139.84 | 0
27.01. | 13 | 271.4269 |  | 117.8189 | 9.588 | 0 | 144.02 | 0
27.01. | 14 | 269.6104 |  | 118.8524 | 9.588 | 0 | 141.17 | 0
27.01. | 15 | 268.0877 |  | 119.7997 | 9.588 | 0 | 138.7 | 0
27.01. | 16 | 251.8909 |  | 100.1829 | 9.588 | 0 | 142.12 | 0
27.01. | 17 | 249.9554 |  | 100.5274 | 9.588 | 0 | 139.84 | 0
27.01. | 18 | 245.5702 |  | 99.7522 | 9.588 | 0 | 136.23 | 0
27.01. | 19 | 249.6641 |  | 99.6661 | 9.588 | 0 | 140.41 | 0
27.01. | 20 | 249.2006 |  | 98.6326 | 9.588 | 0 | 140.98 | 0
27.01. | 21 | 249.0409 |  | 100.1829 | 9.588 | 0 | 139.27 | 0
27.01. | 22 | 251.0802 |  | 99.7522 | 9.588 | 0 | 141.74 | 0
27.01. | 23 | 243.2272 |  | 97.5992 | 9.588 | 0 | 136.04 | 0
27.01. | 24 | 247.1665 |  | 97.1685 | 9.588 | 0 | 140.41 | 0
28.01. | 1 | 240.9649 |  | 97.4269 | 9.588 | 0 | 133.95 | 0
28.01. | 2 | 243.7084 |  | 98.4604 | 9.588 | 0 | 135.66 | 0
28.01. | 3 | 238.3378 |  | 98.0298 | 9.588 | 0 | 130.72 | 0
28.01. | 4 | 243.7288 |  | 97.3408 | 9.588 | 0 | 136.8 | 0
28.01. | 5 | 242.0339 |  | 98.1159 | 9.588 | 0 | 134.33 | 0
28.01. | 6 | 244.6078 |  | 98.0298 | 9.588 | 0 | 136.99 | 0
28.01. | 7 | 243.4172 |  | 97.5992 | 9.588 | 0 | 136.23 | 0
28.01. | 8 | 241.4488 |  | 97.3408 | 9.588 | 0 | 134.52 | 0
28.01. | 9 | 240.1365 |  | 97.1685 | 9.588 | 0 | 133.38 | 0
28.01. | 10 | 245.8898 |  | 96.6518 | 9.588 | 0 | 139.65 | 0
28.01. | 11 | 239.6402 |  | 95.5322 | 9.588 | 0 | 134.52 | 0
28.01. | 12 | 241.4239 |  | 93.8959 | 9.588 | 0 | 137.94 | 0
28.01. | 13 | 241.4186 |  | 95.7906 | 9.588 | 0 | 136.04 | 0
28.01. | 14 | 244.5092 |  | 96.2212 | 9.588 | 0 | 138.7 | 0
28.01. | 15 | 241.8669 |  | 96.0489 | 9.588 | 0 | 136.23 | 0
28.01. | 16 | 244.2304 |  | 97.0824 | 9.588 | 0 | 137.56 | 0
28.01. | 17 | 241.2463 |  | 95.6183 | 9.588 | 0 | 136.04 | 0
28.01. | 18 | 196.8547 |  | 95.8767 | 9.588 | 0 | 91.39 | 0
28.01. | 19 | 208.5992 |  | 96.2212 | 9.588 | 0 | 102.79 | 0
28.01. | 20 | 247.1008 |  | 95.9628 | 9.588 | 0 | 141.55 | 0
28.01. | 21 | 245.8418 |  | 95.2738 | 9.588 | 0 | 140.98 | 0
28.01. | 22 | 244.502 |  | 92.604 | 9.588 | 0 | 142.31 | 0
28.01. | 23 | 242.8781 |  | 92.6901 | 9.588 | 0 | 140.6 | 0
28.01. | 24 | 238.952 |  | 88.384 | 9.588 | 0 | 140.98 | 0
29.01. | 1 | 240.1116 |  | 93.7236 | 9.588 | 0 | 136.8 | 0
29.01. | 2 | 233.8495 |  | 90.8815 | 9.588 | 0 | 133.38 | 0
29.01. | 3 | 236.6463 |  | 91.3983 | 9.588 | 0 | 135.66 | 0
29.01. | 4 | 236.5753 |  | 92.0873 | 9.588 | 0 | 134.9 | 0
29.01. | 5 | 240.6487 |  | 93.1207 | 9.588 | 0 | 137.94 | 0
29.01. | 6 | 239.8381 |  | 92.6901 | 9.588 | 0 | 137.56 | 0
29.01. | 7 | 234.9691 |  | 92.0011 | 9.588 | 0 | 133.38 | 0
29.01. | 8 | 236.4208 |  | 91.7428 | 9.588 | 0 | 135.09 | 0
29.01. | 9 | 235.1644 |  | 90.1064 | 9.588 | 0 | 135.47 | 0
29.01. | 10 | 237.1683 |  | 90.0203 | 9.588 | 0 | 137.56 | 0
29.01. | 11 | 236.5122 |  | 89.9342 | 9.588 | 0 | 136.99 | 0
29.01. | 12 | 239.3293 |  | 89.3313 | 9.588 | 0 | 140.41 | 0
29.01. | 13 | 235.7779 |  | 86.9199 | 9.588 | 0 | 139.27 | 0
29.01. | 14 | 235.9395 |  | 90.8815 | 9.588 | 0 | 135.47 | 0
29.01. | 15 | 236.6791 |  | 92.0011 | 9.588 | 0 | 135.09 | 0
29.01. | 16 | 235.4885 |  | 91.5705 | 9.588 | 0 | 134.33 | 0
29.01. | 17 | 240.4081 |  | 92.6901 | 9.588 | 0 | 138.13 | 0
29.01. | 18 | 236.4359 |  | 92.5179 | 9.588 | 0 | 134.33 | 0
29.01. | 19 | 239.182 |  | 92.604 | 9.588 | 0 | 136.99 | 0
29.01. | 20 | 242.7414 |  | 92.1734 | 9.588 | 0 | 140.98 | 0
29.01. | 21 | 242.9136 |  | 92.3456 | 9.588 | 0 | 140.98 | 0
29.01. | 22 | 240.6008 |  | 91.7428 | 9.588 | 0 | 139.27 | 0
29.01. | 23 | 240.6363 |  | 91.3983 | 9.588 | 0 | 139.65 | 0
29.01. | 24 | 240.4969 |  | 91.8289 | 9.588 | 0 | 139.08 | 0
30.01. | 1 | 241.6369 |  | 91.8289 | 9.588 | 0 | 140.22 | 0
30.01. | 2 | 238.6804 |  | 92.8624 | 9.588 | 0 | 136.23 | 0
30.01. | 3 | 239.1971 |  | 93.3791 | 9.588 | 0 | 136.23 | 0
30.01. | 4 | 241.3022 |  | 94.1542 | 9.588 | 0 | 137.56 | 0
30.01. | 5 | 240.679 |  | 94.671 | 9.588 | 0 | 136.42 | 0
30.01. | 6 | 243.4757 |  | 95.1877 | 9.588 | 0 | 138.7 | 0
30.01. | 7 | 238.7843 |  | 92.7763 | 9.588 | 0 | 136.42 | 0
30.01. | 8 | 237.7073 |  | 94.9293 | 9.588 | 0 | 133.19 | 0
30.01. | 9 | 242.4547 |  | 95.8767 | 9.588 | 0 | 136.99 | 0
30.01. | 10 | 236.8435 |  | 95.0155 | 9.588 | 0 | 132.24 | 0
30.01. | 11 | 239.278 |  | 95.36 | 9.588 | 0 | 134.33 | 0
30.01. | 12 | 240.8335 |  | 95.0155 | 9.588 | 0 | 136.23 | 0
30.01. | 13 | 256.4274 |  | 114.0294 | 9.588 | 0 | 132.81 | 0
30.01. | 14 | 225.272 |  | 88.384 | 9.588 | 0 | 127.3 | 0
30.01. | 15 | 255.5636 |  | 114.1156 | 9.588 | 0 | 131.86 | 0
30.01. | 16 | 263.0873 |  | 116.6993 | 9.588 | 0 | 136.8 | 0
30.01. | 17 | 263.2444 |  | 116.0964 | 9.588 | 0 | 137.56 | 0
30.01. | 18 | 265.2404 |  | 118.8524 | 9.588 | 0 | 136.8 | 0
30.01. | 19 | 268.1614 |  | 118.1634 | 9.588 | 0 | 140.41 | 0
30.01. | 20 | 266.2587 |  | 119.1107 | 9.588 | 0 | 137.56 | 0
30.01. | 21 | 265.6559 |  | 118.5079 | 9.588 | 0 | 137.56 | 0
30.01. | 22 | 266.5375 |  | 118.2495 | 9.588 | 0 | 138.7 | 0
30.01. | 23 | 268.3159 |  | 118.5079 | 9.588 | 0 | 140.22 | 0
30.01. | 24 | 268.1765 |  | 118.9385 | 9.588 | 0 | 139.65 | 0
31.01. | 1 | 260.8756 |  | 116.9576 | 9.588 | 0 | 134.33 | 0
31.01. | 2 | 261.2379 |  | 117.1299 | 9.588 | 0 | 134.52 | 0
31.01. | 3 | 258.9579 |  | 117.1299 | 9.588 | 0 | 132.24 | 0
31.01. | 4 | 260.6501 |  | 117.3021 | 9.588 | 0 | 133.76 | 0
31.01. | 5 | 259.5634 |  | 116.7854 | 9.588 | 0 | 133.19 | 0
31.01. | 6 | 257.7167 |  | 116.2687 | 9.588 | 0 | 131.86 | 0
31.01. | 7 | 258.0789 |  | 116.4409 | 9.588 | 0 | 132.05 | 0
31.01. | 8 | 257.8028 |  | 116.3548 | 9.588 | 0 | 131.86 | 0
31.01. | 9 | 259.5634 |  | 116.7854 | 9.588 | 0 | 133.19 | 0
31.01. | 10 | 256.4373 |  | 116.6993 | 9.588 | 0 | 130.15 | 0
31.01. | 11 | 256.7489 |  | 116.4409 | 9.588 | 0 | 130.72 | 0
31.01. | 12 | 236.2504 |  | 97.0824 | 9.588 | 0 | 129.58 | 0
31.01. | 13 | 244.8688 |  | 97.3408 | 9.588 | 0 | 137.94 | 0
31.01. | 14 | 244.3192 |  | 96.2212 | 9.588 | 0 | 138.51 | 0
31.01. | 15 | 240.5823 |  | 98.3743 | 9.588 | 0 | 132.62 | 0
31.01. | 16 | 239.7717 |  | 97.9437 | 9.588 | 0 | 132.24 | 0
31.01. | 17 | 243.45 |  | 98.202 | 9.588 | 0 | 135.66 | 0
31.01. | 18 | 242.6572 |  | 97.5992 | 9.588 | 0 | 135.47 | 0
31.01. | 19 | 242.191 |  | 97.513 | 9.588 | 0 | 135.09 | 0
31.01. | 20 | 245.4033 |  | 97.6853 | 9.588 | 0 | 138.13 | 0
31.01. | 21 | 246.2672 |  | 97.5992 | 9.588 | 0 | 139.08 | 0
31.01. | 22 | 245.5098 |  | 96.6518 | 9.588 | 0 | 139.27 | 0
31.01. | 23 | 245.7504 |  | 97.0824 | 9.588 | 0 | 139.08 | 0
31.01. | 24 | 243.9188 |  | 97.3408 | 9.588 | 0 | 136.99 | 0
01.02. | 1 | 242.1049 |  | 97.4269 | 9.588 | 0 | 135.09 | 0
01.02. | 2 | 243.331 |  | 97.513 | 9.588 | 0 | 136.23 | 0
01.02. | 3 | 244.2988 |  | 97.3408 | 9.588 | 0 | 137.37 | 0
01.02. | 4 | 241.7755 |  | 97.8575 | 9.588 | 0 | 134.33 | 0
01.02. | 5 | 239.341 |  | 97.513 | 9.588 | 0 | 132.24 | 0
01.02. | 6 | 238.4949 |  | 97.4269 | 9.588 | 0 | 131.48 | 0
01.02. | 7 | 240.8255 |  | 97.8575 | 9.588 | 0 | 133.38 | 0
01.02. | 8 | 238.581 |  | 97.513 | 9.588 | 0 | 131.48 | 0
01.02. | 9 | 236.1314 |  | 96.3934 | 9.588 | 0 | 130.15 | 0
01.02. | 10 | 236.9447 |  | 95.8767 | 9.588 | 0 | 131.48 | 0
01.02. | 11 | 234.8369 |  | 96.0489 | 9.588 | 0 | 129.2 | 0
01.02. | 12 | 227.0246 |  | 91.6566 | 9.588 | 0 | 125.78 | 0
01.02. | 13 | 227.8379 |  | 91.1399 | 9.588 | 0 | 127.11 | 0
01.02. | 14 | 233.0185 |  | 91.5705 | 9.588 | 0 | 131.86 | 0
01.02. | 15 | 233.2414 |  | 92.1734 | 9.588 | 0 | 131.48 | 0
01.02. | 16 | 219.1757 |  | 75.6377 | 9.588 | 0 | 133.95 | 0
01.02. | 17 | 220.5741 |  | 75.8961 | 9.588 | 0 | 135.09 | 0
01.02. | 18 | 228.3048 |  | 84.7668 | 9.588 | 0 | 133.95 | 0
01.02. | 19 | 233.9561 |  | 89.8481 | 9.588 | 0 | 134.52 | 0
01.02. | 20 | 238.0091 |  | 92.0011 | 9.588 | 0 | 136.42 | 0
01.02. | 21 | 239.8736 |  | 92.3456 | 9.588 | 0 | 137.94 | 0
01.02. | 22 | 238.422 |  | 92.604 | 9.588 | 0 | 136.23 | 0
01.02. | 23 | 238.6857 |  | 90.9677 | 9.588 | 0 | 138.13 | 0
01.02. | 24 | 236.6463 |  | 91.3983 | 9.588 | 0 | 135.66 | 0
02.02. | 1 | 233.1046 |  | 91.6566 | 9.588 | 0 | 131.86 | 0
02.02. | 2 | 230.822 |  | 92.604 | 9.588 | 0 | 128.63 | 0
02.02. | 3 | 231.9114 |  | 92.1734 | 9.588 | 0 | 130.15 | 0
02.02. | 4 | 233.0159 |  | 92.5179 | 9.588 | 0 | 130.91 | 0
02.02. | 5 | 231.3059 |  | 92.5179 | 9.588 | 0 | 129.2 | 0
02.02. | 6 | 227.0858 |  | 88.2978 | 9.588 | 0 | 129.2 | 0
02.02. | 7 | 225.7887 |  | 88.9007 | 9.588 | 0 | 127.3 | 0
02.02. | 8 | 228.7977 |  | 93.8097 | 9.588 | 0 | 125.4 | 0
02.02. | 9 | 230.5912 |  | 94.8432 | 9.588 | 0 | 126.16 | 0
02.02. | 10 | 234.1782 |  | 96.9102 | 9.588 | 0 | 127.68 | 0
02.02. | 11 | 235.9565 |  | 97.1685 | 9.588 | 0 | 129.2 | 0
02.02. | 12 | 239.0169 |  | 96.0489 | 9.588 | 0 | 133.38 | 0
02.02. | 13 | 234.6976 |  | 96.4796 | 9.588 | 0 | 128.63 | 0
02.02. | 14 | 236.6002 |  | 95.5322 | 9.588 | 0 | 131.48 | 0
02.02. | 15 | 199.5129 |  | 57.8749 | 9.588 | 0 | 132.05 | 0
02.02. | 16 | 200.6858 |  | 58.4778 | 9.588 | 0 | 132.62 | 0
02.02. | 17 | 237.4969 |  | 96.0489 | 9.588 | 0 | 131.86 | 0
02.02. | 18 | 238.8776 |  | 96.4796 | 9.588 | 0 | 132.81 | 0
02.02. | 19 | 239.7921 |  | 96.8241 | 9.588 | 0 | 133.38 | 0
02.02. | 20 | 240.7269 |  | 96.0489 | 9.588 | 0 | 135.09 | 0
02.02. | 21 | 243.2857 |  | 95.1877 | 9.588 | 0 | 138.51 | 0
02.02. | 22 | 241.6769 |  | 96.0489 | 9.588 | 0 | 136.04 | 0
02.02. | 23 | 239.9341 |  | 95.4461 | 9.588 | 0 | 134.9 | 0
02.02. | 24 | 237.8112 |  | 94.8432 | 9.588 | 0 | 133.38 | 0
03.02. | 1 | 241.3574 |  | 99.1494 | 9.588 | 0 | 132.62 | 0
03.02. | 2 | 240.9419 |  | 99.4939 | 9.588 | 0 | 131.86 | 0
03.02. | 3 | 238.0919 |  | 99.4939 | 9.588 | 0 | 129.01 | 0
03.02. | 4 | 239.0064 |  | 99.8384 | 9.588 | 0 | 129.58 | 0
03.02. | 5 | 240.7341 |  | 99.6661 | 9.588 | 0 | 131.48 | 0
03.02. | 6 | 241.4106 |  | 98.6326 | 9.588 | 0 | 133.19 | 0
03.02. | 7 | 240.6835 |  | 99.2355 | 9.588 | 0 | 131.86 | 0
03.02. | 8 | 240.8354 |  | 100.5274 | 9.588 | 0 | 130.72 | 0
03.02. | 9 | 238.8315 |  | 100.6135 | 9.588 | 0 | 128.63 | 0
03.02. | 10 | 237.6764 |  | 99.8384 | 9.588 | 0 | 128.25 | 0
03.02. | 11 | 236.0702 |  | 99.7522 | 9.588 | 0 | 126.73 | 0
03.02. | 12 | 239.1786 |  | 100.0106 | 9.588 | 0 | 129.58 | 0
03.02. | 13 | 243.0115 |  | 100.6135 | 9.588 | 0 | 132.81 | 0
03.02. | 14 | 244.9621 |  | 101.0441 | 9.588 | 0 | 134.33 | 0
03.02. | 15 | 244.3237 |  | 100.7857 | 9.588 | 0 | 133.95 | 0
03.02. | 16 | 241.9399 |  | 100.8719 | 9.588 | 0 | 131.48 | 0
03.02. | 17 | 238.1399 |  | 100.8719 | 9.588 | 0 | 127.68 | 0
03.02. | 18 | 231.7837 |  | 100.7857 | 9.588 | 0 | 121.41 | 0
03.02. | 19 | 235.4621 |  | 101.0441 | 9.588 | 0 | 124.83 | 0
03.02. | 20 | 234.3043 |  | 101.2163 | 9.588 | 0 | 123.5 | 0
03.02. | 21 | 241.6309 |  | 100.1829 | 9.588 | 0 | 131.86 | 0
03.02. | 22 | 248.9574 |  | 99.1494 | 9.588 | 0 | 140.22 | 0
03.02. | 23 | 250.4241 |  | 99.6661 | 9.588 | 0 | 141.17 | 0
03.02. | 24 | 248.9219 |  | 99.4939 | 9.588 | 0 | 139.84 | 0
04.02. | 1 | 246.1882 |  | 101.1302 | 9.588 | 0 | 135.47 | 0
04.02. | 2 | 244.6709 |  | 100.1829 | 9.588 | 0 | 134.9 | 0
04.02. | 3 | 244.6354 |  | 100.5274 | 9.588 | 0 | 134.52 | 0
04.02. | 4 | 245.7576 |  | 100.6996 | 9.588 | 0 | 135.47 | 0
04.02. | 5 | 245.0002 |  | 99.7522 | 9.588 | 0 | 135.66 | 0
04.02. | 6 | 242.9937 |  | 100.7857 | 9.588 | 0 | 132.62 | 0
04.02. | 7 | 242.9786 |  | 100.0106 | 9.588 | 0 | 133.38 | 0
04.02. | 8 | 242.7531 |  | 100.3551 | 9.588 | 0 | 132.81 | 0
04.02. | 9 | 245.327 |  | 100.269 | 9.588 | 0 | 135.47 | 0
04.02. | 10 | 243.2068 |  | 98.7188 | 9.588 | 0 | 134.9 | 0
04.02. | 11 | 243.2778 |  | 98.0298 | 9.588 | 0 | 135.66 | 0
04.02. | 12 | 245.6439 |  | 98.1159 | 9.588 | 0 | 137.94 | 0
04.02. | 13 | 247.7615 |  | 100.6135 | 9.588 | 0 | 137.56 | 0
04.02. | 14 | 245.3447 |  | 100.0967 | 9.588 | 0 | 135.66 | 0
04.02. | 15 | 247.1941 |  | 99.6661 | 9.588 | 0 | 137.94 | 0
04.02. | 16 | 247.5235 |  | 99.2355 | 9.588 | 0 | 138.7 | 0
04.02. | 17 | 245.2106 |  | 98.6326 | 9.588 | 0 | 136.99 | 0
04.02. | 18 | 243.0523 |  | 98.3743 | 9.588 | 0 | 135.09 | 0
04.02. | 19 | 247.0751 |  | 98.9771 | 9.588 | 0 | 138.51 | 0
04.02. | 20 | 247.417 |  | 100.269 | 9.588 | 0 | 137.56 | 0
04.02. | 21 | 247.1915 |  | 100.6135 | 9.588 | 0 | 136.99 | 0
04.02. | 22 | 248.1415 |  | 100.6135 | 9.588 | 0 | 137.94 | 0
04.02. | 23 | 246.3835 |  | 99.2355 | 9.588 | 0 | 137.56 | 0
04.02. | 24 | 246.9206 |  | 98.6326 | 9.588 | 0 | 138.7 | 0
05.02. | 1 | 245.6235 |  | 99.2355 | 9.588 | 0 | 136.8 | 0
05.02. | 2 | 244.139 |  | 98.891 | 9.588 | 0 | 135.66 | 0
05.02. | 3 | 247.3664 |  | 99.8384 | 9.588 | 0 | 137.94 | 0
05.02. | 4 | 244.8431 |  | 100.3551 | 9.588 | 0 | 134.9 | 0
05.02. | 5 | 243.6019 |  | 99.4939 | 9.588 | 0 | 134.52 | 0
05.02. | 6 | 242.2515 |  | 100.6135 | 9.588 | 0 | 132.05 | 0
05.02. | 7 | 245.6768 |  | 98.7188 | 9.588 | 0 | 137.37 | 0
05.02. | 8 | 242.6545 |  | 98.5465 | 9.588 | 0 | 134.52 | 0
05.02. | 9 | 245.469 |  | 98.891 | 9.588 | 0 | 136.99 | 0
05.02. | 10 | 244.1772 |  | 97.5992 | 9.588 | 0 | 136.99 | 0
05.02. | 11 | 244.4888 |  | 97.3408 | 9.588 | 0 | 137.56 | 0
05.02. | 12 | 246.941 |  | 97.513 | 9.588 | 0 | 139.84 | 0
05.02. | 13 | 243.2245 |  | 98.5465 | 9.588 | 0 | 135.09 | 0
05.02. | 14 | 235.5871 |  | 93.3791 | 9.588 | 0 | 132.62 | 0
05.02. | 15 | 259.8856 |  | 112.7376 | 9.588 | 0 | 137.56 | 0
05.02. | 16 | 266.0687 |  | 119.1107 | 9.588 | 0 | 137.37 | 0
05.02. | 17 | 266.976 |  | 118.308 | 9.588 | 0 | 139.08 | 0
05.02. | 18 | 265.2838 |  | 118.1358 | 9.588 | 0 | 137.56 | 0
05.02. | 19 | 264.7467 |  | 118.7387 | 9.588 | 0 | 136.42 | 0
05.02. | 20 | 262.4516 |  | 117.9636 | 9.588 | 0 | 134.9 | 0
05.02. | 21 | 266.5428 |  | 118.8248 | 9.588 | 0 | 138.13 | 0
05.02. | 22 | 263.5764 |  | 117.1884 | 9.588 | 0 | 136.8 | 0
05.02. | 23 | 261.5699 |  | 118.2219 | 9.588 | 0 | 133.76 | 0
05.02. | 24 | 262.7099 |  | 118.2219 | 9.588 | 0 | 134.9 | 0
06.02. | 1 | 261.9473 |  | 119.1693 | 9.588 | 0 | 133.19 | 0
06.02. | 2 | 244.8964 |  | 99.8384 | 9.588 | 0 | 135.47 | 0
06.02. | 3 | 241.4435 |  | 99.2355 | 9.588 | 0 | 132.62 | 0
06.02. | 4 | 244.7747 |  | 100.0967 | 9.588 | 0 | 135.09 | 0
06.02. | 5 | 244.068 |  | 99.58 | 9.588 | 0 | 134.9 | 0
06.02. | 6 | 240.648 |  | 99.58 | 9.588 | 0 | 131.48 | 0
06.02. | 7 | 240.5441 |  | 99.6661 | 9.588 | 0 | 131.29 | 0
06.02. | 8 | 237.4206 |  | 98.6326 | 9.588 | 0 | 129.2 | 0
06.02. | 9 | 258.3044 |  | 118.5664 | 9.588 | 0 | 130.15 | 0
06.02. | 10 | 261.5344 |  | 118.5664 | 9.588 | 0 | 133.38 | 0
06.02. | 11 | 260.9999 |  | 118.2219 | 9.588 | 0 | 133.19 | 0
06.02. | 12 | 263.1077 |  | 118.0497 | 9.588 | 0 | 135.47 | 0
06.02. | 13 | 262.8795 |  | 119.3415 | 9.588 | 0 | 133.95 | 0
06.02. | 14 | 261.7954 |  | 117.8774 | 9.588 | 0 | 134.33 | 0
06.02. | 15 | 254.2948 |  | 113.2268 | 9.588 | 0 | 131.48 | 0
06.02. | 16 | 263.2595 |  | 119.3415 | 9.588 | 0 | 134.33 | 0
06.02. | 17 | 260.6199 |  | 118.2219 | 9.588 | 0 | 132.81 | 0
06.02. | 18 | 240.0931 |  | 100.3551 | 9.588 | 0 | 130.15 | 0
06.02. | 19 | 235.9732 |  | 90.3452 | 9.588 | 0 | 136.04 | 0
06.02. | 20 | 232.7432 |  | 90.3452 | 9.588 | 0 | 132.81 | 0
06.02. | 21 | 238.0632 |  | 90.3452 | 9.588 | 0 | 138.13 | 0
06.02. | 22 | 238.3774 |  | 89.1394 | 9.588 | 0 | 139.65 | 0
06.02. | 23 | 247.9035 |  | 99.2355 | 9.588 | 0 | 139.08 | 0
06.02. | 24 | 235.4946 |  | 88.5366 | 9.588 | 0 | 137.37 | 0
07.02. | 1 | 236.9054 |  | 90.5174 | 9.588 | 0 | 136.8 | 0
07.02. | 2 | 234.6182 |  | 86.9002 | 9.588 | 0 | 138.13 | 0
07.02. | 3 | 236.1454 |  | 90.5174 | 9.588 | 0 | 136.04 | 0
07.02. | 4 | 235.0232 |  | 90.3452 | 9.588 | 0 | 135.09 | 0
07.02. | 5 | 233.797 |  | 90.259 | 9.588 | 0 | 133.95 | 0
07.02. | 6 | 229.7591 |  | 88.8811 | 9.588 | 0 | 131.29 | 0
07.02. | 7 | 241.8741 |  | 99.6661 | 9.588 | 0 | 132.62 | 0
07.02. | 8 | 260.5312 |  | 119.0832 | 9.588 | 0 | 131.86 | 0
07.02. | 9 | 255.5379 |  | 119.5999 | 9.588 | 0 | 126.35 | 0
07.02. | 10 | 239.6296 |  | 99.3216 | 9.588 | 0 | 130.72 | 0
07.02. | 11 | 258.5042 |  | 118.7662 | 9.588 | 0 | 130.15 | 0
07.02. | 12 | 259.8014 |  | 118.1634 | 9.588 | 0 | 132.05 | 0
07.02. | 13 | 256.0671 |  | 119.3691 | 9.588 | 0 | 127.11 | 0
07.02. | 14 | 257.7238 |  | 119.8858 | 9.588 | 0 | 128.25 | 0
07.02. | 15 | 261.2477 |  | 119.7997 | 9.588 | 0 | 131.86 | 0
07.02. | 16 | 256.7232 |  | 119.4552 | 9.588 | 0 | 127.68 | 0
07.02. | 17 | 261.7138 |  | 119.8858 | 9.588 | 0 | 132.24 | 0
07.02. | 18 | 243.807 |  | 100.269 | 9.588 | 0 | 133.95 | 0
07.02. | 19 | 242.9609 |  | 100.1829 | 9.588 | 0 | 133.19 | 0
07.02. | 20 | 243.617 |  | 100.269 | 9.588 | 0 | 133.76 | 0
07.02. | 21 | 245.9831 |  | 100.3551 | 9.588 | 0 | 136.04 | 0
07.02. | 22 | 243.26 |  | 98.202 | 9.588 | 0 | 135.47 | 0
07.02. | 23 | 246.1251 |  | 98.9771 | 9.588 | 0 | 137.56 | 0
07.02. | 24 | 241.4843 |  | 96.9963 | 9.588 | 0 | 134.9 | 0
08.02. | 1 | 242.667 |  | 100.269 | 9.588 | 0 | 132.81 | 0
08.02. | 2 | 241.9247 |  | 100.0967 | 9.588 | 0 | 132.24 | 0
08.02. | 3 | 242.4086 |  | 100.0106 | 9.588 | 0 | 132.81 | 0
08.02. | 4 | 243.8931 |  | 100.3551 | 9.588 | 0 | 133.95 | 0
08.02. | 5 | 242.477 |  | 100.269 | 9.588 | 0 | 132.62 | 0
08.02. | 6 | 240.8406 |  | 98.6326 | 9.588 | 0 | 132.62 | 0
08.02. | 7 | 241.8741 |  | 99.6661 | 9.588 | 0 | 132.62 | 0
08.02. | 8 | 237.8815 |  | 100.6135 | 9.588 | 0 | 127.68 | 0
08.02. | 9 | 238.107 |  | 100.269 | 9.588 | 0 | 128.25 | 0
08.02. | 10 | 239.0596 |  | 99.3216 | 9.588 | 0 | 130.15 | 0
08.02. | 11 | 236.2123 |  | 98.3743 | 9.588 | 0 | 128.25 | 0
08.02. | 12 | 238.7151 |  | 98.9771 | 9.588 | 0 | 130.15 | 0
08.02. | 13 | 233.958 |  | 95.36 | 9.588 | 0 | 129.01 | 0
08.02. | 14 | 263.8242 |  | 118.7662 | 9.588 | 0 | 135.47 | 0
08.02. | 15 | 263.5836 |  | 118.3356 | 9.588 | 0 | 135.66 | 0
08.02. | 16 | 262.3193 |  | 119.5413 | 9.588 | 0 | 133.19 | 0
08.02. | 17 | 261.2477 |  | 119.7997 | 9.588 | 0 | 131.86 | 0
08.02. | 18 | 260.2524 |  | 117.4744 | 9.588 | 0 | 133.19 | 0
08.02. | 19 | 267.5532 |  | 119.4552 | 9.588 | 0 | 138.51 | 0
08.02. | 20 | 265.4632 |  | 119.4552 | 9.588 | 0 | 136.42 | 0
08.02. | 21 | 262.9755 |  | 119.6275 | 9.588 | 0 | 133.76 | 0
08.02. | 22 | 263.272 |  | 118.594 | 9.588 | 0 | 135.09 | 0
08.02. | 23 | 264.3436 |  | 118.3356 | 9.588 | 0 | 136.42 | 0
08.02. | 24 | 262.702 |  | 118.594 | 9.588 | 0 | 134.52 | 0
09.02. | 1 | 261.2504 |  | 118.8524 | 9.588 | 0 | 132.81 | 0
09.02. | 2 | 260.6777 |  | 119.7997 | 9.588 | 0 | 131.29 | 0
09.02. | 3 | 242.3595 |  | 116.8715 | 9.588 | 0 | 115.9 | 0
09.02. | 4 | 262.8893 |  | 119.5413 | 9.588 | 0 | 133.76 | 0
09.02. | 5 | 265.1338 |  | 119.8858 | 9.588 | 0 | 135.66 | 0
09.02. | 6 | 263.0793 |  | 119.5413 | 9.588 | 0 | 133.95 | 0
09.02. | 7 | 258.6232 |  | 119.4552 | 9.588 | 0 | 129.58 | 0
09.02. | 8 | 256.171 |  | 119.283 | 9.588 | 0 | 127.3 | 0
09.02. | 9 | 257.4655 |  | 119.6275 | 9.588 | 0 | 128.25 | 0
09.02. | 10 | 257.5036 |  | 118.3356 | 9.588 | 0 | 129.58 | 0
09.02. | 11 | 254.2638 |  | 115.6658 | 9.588 | 0 | 129.01 | 0
09.02. | 12 | 254.8844 |  | 116.0964 | 9.588 | 0 | 129.2 | 0
09.02. | 13 | 258.2511 |  | 116.6131 | 9.588 | 0 | 132.05 | 0
09.02. | 14 | 259.8165 |  | 118.9385 | 9.588 | 0 | 131.29 | 0
09.02. | 15 | 261.111 |  | 119.283 | 9.588 | 0 | 132.24 | 0
09.02. | 16 | 262.1471 |  | 119.3691 | 9.588 | 0 | 133.19 | 0
09.02. | 17 | 263.4771 |  | 119.3691 | 9.588 | 0 | 134.52 | 0
09.02. | 18 | 266.5855 |  | 119.6275 | 9.588 | 0 | 137.37 | 0
09.02. | 19 | 262.2004 |  | 118.8524 | 9.588 | 0 | 133.76 | 0
09.02. | 20 | 267.001 |  | 119.283 | 9.588 | 0 | 138.13 | 0
09.02. | 21 | 261.1642 |  | 118.7662 | 9.588 | 0 | 132.81 | 0
09.02. | 22 | 263.0997 |  | 118.4217 | 9.588 | 0 | 135.09 | 0
09.02. | 23 | 266.0865 |  | 118.9385 | 9.588 | 0 | 137.56 | 0
09.02. | 24 | 266.7097 |  | 118.4217 | 9.588 | 0 | 138.7 | 0
10.02. | 1 | 266.3271 |  | 119.3691 | 9.588 | 0 | 137.37 | 0
10.02. | 2 | 267.0693 |  | 119.5413 | 9.588 | 0 | 137.94 | 0
10.02. | 3 | 266.2055 |  | 119.6275 | 9.588 | 0 | 136.99 | 0
10.02. | 4 | 268.7261 |  | 120.0581 | 9.588 | 0 | 139.08 | 0
10.02. | 5 | 267.2593 |  | 119.5413 | 9.588 | 0 | 138.13 | 0
10.02. | 6 | 262.6744 |  | 116.0964 | 9.588 | 0 | 136.99 | 0
10.02. | 7 | 264.602 |  | 118.594 | 9.588 | 0 | 136.42 | 0
10.02. | 8 | 265.4455 |  | 119.6275 | 9.588 | 0 | 136.23 | 0
10.02. | 9 | 263.2338 |  | 119.8858 | 9.588 | 0 | 133.76 | 0
10.02. | 10 | 260.422 |  | 118.594 | 9.588 | 0 | 132.24 | 0
10.02. | 11 | 261.8559 |  | 118.5079 | 9.588 | 0 | 133.76 | 0
10.02. | 12 | 261.1669 |  | 117.8189 | 9.588 | 0 | 133.76 | 0
10.02. | 13 | 270.0232 |  | 119.4552 | 9.588 | 0 | 140.98 | 0
10.02. | 14 | 268.2804 |  | 118.8524 | 9.588 | 0 | 139.84 | 0
10.02. | 15 | 268.4677 |  | 119.7997 | 9.588 | 0 | 139.08 | 0
10.02. | 16 | 267.7432 |  | 119.4552 | 9.588 | 0 | 138.7 | 0
10.02. | 17 | 265.2555 |  | 119.6275 | 9.588 | 0 | 136.04 | 0
10.02. | 18 | 247.987 |  | 100.269 | 9.588 | 0 | 138.13 | 0
10.02. | 19 | 247.9896 |  | 99.3216 | 9.588 | 0 | 139.08 | 0
10.02. | 20 | 251.2347 |  | 100.0967 | 9.588 | 0 | 141.55 | 0
10.02. | 21 | 248.7319 |  | 99.4939 | 9.588 | 0 | 139.65 | 0
10.02. | 22 | 248.319 |  | 98.891 | 9.588 | 0 | 139.84 | 0
10.02. | 23 | 247.5235 |  | 99.2355 | 9.588 | 0 | 138.7 | 0
10.02. | 24 | 250.2545 |  | 98.5465 | 9.588 | 0 | 142.12 | 0
11.02. | 1 | 249.578 |  | 99.58 | 9.588 | 0 | 140.41 | 0
11.02. | 2 | 245.588 |  | 99.58 | 9.588 | 0 | 136.42 | 0
11.02. | 3 | 246.2974 |  | 99.1494 | 9.588 | 0 | 137.56 | 0
11.02. | 4 | 245.8996 |  | 99.3216 | 9.588 | 0 | 136.99 | 0
11.02. | 5 | 243.5441 |  | 95.4461 | 9.588 | 0 | 138.51 | 0
11.02. | 6 | 245.9608 |  | 95.9628 | 9.588 | 0 | 140.41 | 0
11.02. | 7 | 243.901 |  | 97.513 | 9.588 | 0 | 136.8 | 0
11.02. | 8 | 245.3119 |  | 99.4939 | 9.588 | 0 | 136.23 | 0
11.02. | 9 | 249.8364 |  | 99.8384 | 9.588 | 0 | 140.41 | 0
11.02. | 10 | 249.079 |  | 98.891 | 9.588 | 0 | 140.6 | 0
11.02. | 11 | 252.0684 |  | 98.4604 | 9.588 | 0 | 144.02 | 0
11.02. | 12 | 246.4519 |  | 99.4939 | 9.588 | 0 | 137.37 | 0
11.02. | 13 | 251.2347 |  | 100.0967 | 9.588 | 0 | 141.55 | 0
11.02. | 14 | 250.9764 |  | 99.8384 | 9.588 | 0 | 141.55 | 0
11.02. | 15 | 250.837 |  | 100.269 | 9.588 | 0 | 140.98 | 0
11.02. | 16 | 251.4931 |  | 100.3551 | 9.588 | 0 | 141.55 | 0
11.02. | 17 | 252.3215 |  | 100.6135 | 9.588 | 0 | 142.12 | 0
11.02. | 18 | 249.1802 |  | 99.7522 | 9.588 | 0 | 139.84 | 0
11.02. | 19 | 248.5064 |  | 99.8384 | 9.588 | 0 | 139.08 | 0
11.02. | 20 | 251.2019 |  | 99.4939 | 9.588 | 0 | 142.12 | 0
11.02. | 21 | 251.5109 |  | 100.1829 | 9.588 | 0 | 141.74 | 0
11.02. | 22 | 247.9568 |  | 98.7188 | 9.588 | 0 | 139.65 | 0
11.02. | 23 | 249.2335 |  | 99.2355 | 9.588 | 0 | 140.41 | 0
11.02. | 24 | 249.578 |  | 99.58 | 9.588 | 0 | 140.41 | 0
12.02. | 1 | 249.459 |  | 98.891 | 9.588 | 0 | 140.98 | 0
12.02. | 2 | 251.6502 |  | 99.7522 | 9.588 | 0 | 142.31 | 0
12.02. | 3 | 250.1986 |  | 100.0106 | 9.588 | 0 | 140.6 | 0
12.02. | 4 | 246.4519 |  | 99.4939 | 9.588 | 0 | 137.37 | 0
12.02. | 5 | 251.0954 |  | 100.5274 | 9.588 | 0 | 140.98 | 0
12.02. | 6 | 244.74 |  | 93.982 | 9.588 | 0 | 141.17 | 0
12.02. | 7 | 247.9745 |  | 98.5465 | 9.588 | 0 | 139.84 | 0
12.02. | 8 | 244.7419 |  | 99.4939 | 9.588 | 0 | 135.66 | 0
12.02. | 9 | 246.6419 |  | 99.4939 | 9.588 | 0 | 137.56 | 0
12.02. | 10 | 250.1151 |  | 98.9771 | 9.588 | 0 | 141.55 | 0
12.02. | 11 | 251.4602 |  | 99.7522 | 9.588 | 0 | 142.12 | 0
12.02. | 12 | 269.352 |  | 118.594 | 9.588 | 0 | 141.17 | 0
12.02. | 13 | 268.3665 |  | 118.9385 | 9.588 | 0 | 139.84 | 0
12.02. | 14 | 268.3487 |  | 119.1107 | 9.588 | 0 | 139.65 | 0
12.02. | 15 | 268.07 |  | 119.972 | 9.588 | 0 | 138.51 | 0
12.02. | 16 | 269.9371 |  | 119.3691 | 9.588 | 0 | 140.98 | 0
12.02. | 17 | 270.5932 |  | 119.4552 | 9.588 | 0 | 141.55 | 0
12.02. | 18 | 268.8326 |  | 119.0246 | 9.588 | 0 | 140.22 | 0
12.02. | 19 | 269.1673 |  | 119.1693 | 9.588 | 0 | 140.41 | 0
12.02. | 20 | 269.066 |  | 118.308 | 9.588 | 0 | 141.17 | 0
12.02. | 21 | 268.995 |  | 118.997 | 9.588 | 0 | 140.41 | 0
12.02. | 22 | 268.7899 |  | 118.2219 | 9.588 | 0 | 140.98 | 0
12.02. | 23 | 266.0287 |  | 117.3607 | 9.588 | 0 | 139.08 | 0
12.02. | 24 | 269.5499 |  | 118.2219 | 9.588 | 0 | 141.74 | 0
13.02. | 1 | 265.0912 |  | 119.0832 | 9.588 | 0 | 136.42 | 0
13.02. | 2 | 252.0016 |  | 117.9636 | 9.588 | 0 | 124.45 | 0
13.02. | 3 | 262.0512 |  | 119.0832 | 9.588 | 0 | 133.38 | 0
13.02. | 4 | 262.1044 |  | 118.5664 | 9.588 | 0 | 133.95 | 0
13.02. | 5 | 243.6374 |  | 99.1494 | 9.588 | 0 | 134.9 | 0
13.02. | 6 | 243.1864 |  | 99.8384 | 9.588 | 0 | 133.76 | 0
13.02. | 7 | 245.0713 |  | 99.0633 | 9.588 | 0 | 136.42 | 0
13.02. | 8 | 245.2941 |  | 99.6661 | 9.588 | 0 | 136.04 | 0
13.02. | 9 | 243.9996 |  | 99.3216 | 9.588 | 0 | 135.09 | 0
13.02. | 10 | 242.6368 |  | 98.7188 | 9.588 | 0 | 134.33 | 0
13.02. | 11 | 246.3506 |  | 98.6326 | 9.588 | 0 | 138.13 | 0
13.02. | 12 | 242.4317 |  | 97.9437 | 9.588 | 0 | 134.9 | 0
13.02. | 13 | 247.6451 |  | 98.9771 | 9.588 | 0 | 139.08 | 0
13.02. | 14 | 244.7241 |  | 99.6661 | 9.588 | 0 | 135.47 | 0
13.02. | 15 | 235.317 |  | 90.259 | 9.588 | 0 | 135.47 | 0
13.02. | 16 | 240.447 |  | 90.259 | 9.588 | 0 | 140.6 | 0
13.02. | 17 | 240.447 |  | 90.259 | 9.588 | 0 | 140.6 | 0
13.02. | 18 | 240.6548 |  | 90.0868 | 9.588 | 0 | 140.98 | 0
13.02. | 19 | 246.2113 |  | 99.0633 | 9.588 | 0 | 137.56 | 0
13.02. | 20 | 249.9047 |  | 100.0967 | 9.588 | 0 | 140.22 | 0
13.02. | 21 | 251.3209 |  | 100.1829 | 9.588 | 0 | 141.55 | 0
13.02. | 22 | 250.2847 |  | 100.0967 | 9.588 | 0 | 140.6 | 0
13.02. | 23 | 248.8713 |  | 99.0633 | 9.588 | 0 | 140.22 | 0
13.02. | 24 | 247.2474 |  | 99.1494 | 9.588 | 0 | 138.51 | 0
14.02. | 1 | 248.937 |  | 100.269 | 9.588 | 0 | 139.08 | 0
14.02. | 2 | 242.9786 |  | 100.0106 | 9.588 | 0 | 133.38 | 0
14.02. | 3 | 245.327 |  | 100.269 | 9.588 | 0 | 135.47 | 0
14.02. | 4 | 243.7945 |  | 98.5465 | 9.588 | 0 | 135.66 | 0
14.02. | 5 | 244.258 |  | 99.58 | 9.588 | 0 | 135.09 | 0
14.02. | 6 | 243.2041 |  | 99.6661 | 9.588 | 0 | 133.95 | 0
14.02. | 7 | 242.3251 |  | 98.9771 | 9.588 | 0 | 133.76 | 0
14.02. | 8 | 242.9786 |  | 100.0106 | 9.588 | 0 | 133.38 | 0
14.02. | 9 | 240.5441 |  | 99.6661 | 9.588 | 0 | 131.29 | 0
14.02. | 10 | 259.4569 |  | 117.8189 | 9.588 | 0 | 132.05 | 0
14.02. | 11 | 261.1669 |  | 117.8189 | 9.588 | 0 | 133.76 | 0
14.02. | 12 | 261.5442 |  | 118.7662 | 9.588 | 0 | 133.19 | 0
14.02. | 13 | 264.3055 |  | 119.6275 | 9.588 | 0 | 135.09 | 0
14.02. | 14 | 263.7887 |  | 119.1107 | 9.588 | 0 | 135.09 | 0
14.02. | 15 | 266.5704 |  | 118.8524 | 9.588 | 0 | 138.13 | 0
14.02. | 16 | 267.6242 |  | 118.7662 | 9.588 | 0 | 139.27 | 0
14.02. | 17 | 267.0338 |  | 119.8858 | 9.588 | 0 | 137.56 | 0
14.02. | 18 | 262.4587 |  | 119.1107 | 9.588 | 0 | 133.76 | 0
14.02. | 19 | 246.4368 |  | 98.7188 | 9.588 | 0 | 138.13 | 0
14.02. | 20 | 250.1151 |  | 98.9771 | 9.588 | 0 | 141.55 | 0
14.02. | 21 | 249.0613 |  | 99.0633 | 9.588 | 0 | 140.41 | 0
14.02. | 22 | 248.9751 |  | 98.9771 | 9.588 | 0 | 140.41 | 0
14.02. | 23 | 250.1151 |  | 98.9771 | 9.588 | 0 | 141.55 | 0
14.02. | 24 | 250.7206 |  | 98.6326 | 9.588 | 0 | 142.5 | 0
15.02. | 1 | 250.9941 |  | 99.6661 | 9.588 | 0 | 141.74 | 0
15.02. | 2 | 249.1651 |  | 98.9771 | 9.588 | 0 | 140.6 | 0
15.02. | 3 | 241.9123 |  | 98.3743 | 9.588 | 0 | 133.95 | 0
15.02. | 4 | 246.6419 |  | 99.4939 | 9.588 | 0 | 137.56 | 0
15.02. | 5 | 244.8635 |  | 99.2355 | 9.588 | 0 | 136.04 | 0
15.02. | 6 | 246.2974 |  | 99.1494 | 9.588 | 0 | 137.56 | 0
15.02. | 7 | 245.8464 |  | 99.8384 | 9.588 | 0 | 136.42 | 0
15.02. | 8 | 246.8496 |  | 99.3216 | 9.588 | 0 | 137.94 | 0
15.02. | 9 | 246.4164 |  | 99.8384 | 9.588 | 0 | 136.99 | 0
15.02. | 10 | 249.8417 |  | 97.9437 | 9.588 | 0 | 142.31 | 0
15.02. | 11 | 247.8023 |  | 98.3743 | 9.588 | 0 | 139.84 | 0
15.02. | 12 | 249.4439 |  | 98.1159 | 9.588 | 0 | 141.74 | 0
15.02. | 13 | 249.0409 |  | 100.1829 | 9.588 | 0 | 139.27 | 0
15.02. | 14 | 250.3354 |  | 100.5274 | 9.588 | 0 | 140.22 | 0
15.02. | 15 | 242.9412 |  | 94.8432 | 9.588 | 0 | 138.51 | 0
15.02. | 16 | 243.3035 |  | 95.0155 | 9.588 | 0 | 138.7 | 0
15.02. | 17 | 241.0918 |  | 95.2738 | 9.588 | 0 | 136.23 | 0
15.02. | 18 | 245.5835 |  | 95.0155 | 9.588 | 0 | 140.98 | 0
15.02. | 19 | 244.3041 |  | 95.4461 | 9.588 | 0 | 139.27 | 0
15.02. | 20 | 245.3402 |  | 95.5322 | 9.588 | 0 | 140.22 | 0
15.02. | 21 | 247.068 |  | 95.36 | 9.588 | 0 | 142.12 | 0
15.02. | 22 | 246.0673 |  | 94.9293 | 9.588 | 0 | 141.55 | 0
15.02. | 23 | 242.769 |  | 94.671 | 9.588 | 0 | 138.51 | 0
15.02. | 24 | 246.6018 |  | 95.2738 | 9.588 | 0 | 141.74 | 0
16.02. | 1 | 246.0141 |  | 95.4461 | 9.588 | 0 | 140.98 | 0
16.02. | 2 | 244.788 |  | 95.36 | 9.588 | 0 | 139.84 | 0
16.02. | 3 | 243.8202 |  | 95.5322 | 9.588 | 0 | 138.7 | 0
16.02. | 4 | 240.5573 |  | 94.9293 | 9.588 | 0 | 136.04 | 0
16.02. | 5 | 239.1563 |  | 95.6183 | 9.588 | 0 | 133.95 | 0
16.02. | 6 | 240.0735 |  | 95.0155 | 9.588 | 0 | 135.47 | 0
16.02. | 7 | 240.988 |  | 95.36 | 9.588 | 0 | 136.04 | 0
16.02. | 8 | 242.4041 |  | 95.4461 | 9.588 | 0 | 137.37 | 0
16.02. | 9 | 239.5035 |  | 95.0155 | 9.588 | 0 | 134.9 | 0
16.02. | 10 | 243.529 |  | 94.671 | 9.588 | 0 | 139.27 | 0
16.02. | 11 | 246.379 |  | 94.671 | 9.588 | 0 | 142.12 | 0
16.02. | 12 | 245.5684 |  | 94.2404 | 9.588 | 0 | 141.74 | 0
16.02. | 13 | 247.6051 |  | 94.7571 | 9.588 | 0 | 143.26 | 0
16.02. | 14 | 246.6551 |  | 94.7571 | 9.588 | 0 | 142.31 | 0
16.02. | 15 | 246.5157 |  | 95.1877 | 9.588 | 0 | 141.74 | 0
16.02. | 16 | 245.9457 |  | 95.1877 | 9.588 | 0 | 141.17 | 0
16.02. | 17 | 243.5618 |  | 95.2738 | 9.588 | 0 | 138.7 | 0
16.02. | 18 | 246.2041 |  | 95.4461 | 9.588 | 0 | 141.17 | 0
16.02. | 19 | 246.6018 |  | 95.2738 | 9.588 | 0 | 141.74 | 0
16.02. | 20 | 247.068 |  | 95.36 | 9.588 | 0 | 142.12 | 0
16.02. | 21 | 248.1218 |  | 95.2738 | 9.588 | 0 | 143.26 | 0
16.02. | 22 | 247.5722 |  | 94.1542 | 9.588 | 0 | 143.83 | 0
16.02. | 23 | 247.4506 |  | 94.4126 | 9.588 | 0 | 143.45 | 0
16.02. | 24 | 247.9345 |  | 94.3265 | 9.588 | 0 | 144.02 | 0
17.02. | 1 | 248.2941 |  | 95.4461 | 9.588 | 0 | 143.26 | 0
17.02. | 2 | 244.6157 |  | 95.1877 | 9.588 | 0 | 139.84 | 0
17.02. | 3 | 244.7018 |  | 95.2738 | 9.588 | 0 | 139.84 | 0
17.02. | 4 | 243.6302 |  | 95.5322 | 9.588 | 0 | 138.51 | 0
17.02. | 5 | 244.1851 |  | 94.7571 | 9.588 | 0 | 139.84 | 0
17.02. | 6 | 244.218 |  | 95.36 | 9.588 | 0 | 139.27 | 0
17.02. | 7 | 241.3351 |  | 94.7571 | 9.588 | 0 | 136.99 | 0
17.02. | 8 | 240.038 |  | 95.36 | 9.588 | 0 | 135.09 | 0
17.02. | 9 | 244.0457 |  | 95.1877 | 9.588 | 0 | 139.27 | 0
17.02. | 10 | 244.55 |  | 93.982 | 9.588 | 0 | 140.98 | 0
17.02. | 11 | 242.0116 |  | 93.7236 | 9.588 | 0 | 138.7 | 0
17.02. | 12 | 243.0477 |  | 93.8097 | 9.588 | 0 | 139.65 | 0
17.02. | 13 | 241.13 |  | 93.982 | 9.588 | 0 | 137.56 | 0
17.02. | 14 | 244.3902 |  | 95.5322 | 9.588 | 0 | 139.27 | 0
17.02. | 15 | 245.9812 |  | 94.8432 | 9.588 | 0 | 141.55 | 0
17.02. | 16 | 238.0367 |  | 94.4987 | 9.588 | 0 | 133.95 | 0
17.02. | 17 | 244.479 |  | 94.671 | 9.588 | 0 | 140.22 | 0
17.02. | 18 | 245.999 |  | 94.671 | 9.588 | 0 | 141.74 | 0
17.02. | 19 | 244.6867 |  | 94.4987 | 9.588 | 0 | 140.6 | 0
17.02. | 20 | 247.068 |  | 95.36 | 9.588 | 0 | 142.12 | 0
17.02. | 21 | 245.7886 |  | 95.7906 | 9.588 | 0 | 140.41 | 0
17.02. | 22 | 246.3257 |  | 95.1877 | 9.588 | 0 | 141.55 | 0
17.02. | 23 | 244.4639 |  | 93.8959 | 9.588 | 0 | 140.98 | 0
17.02. | 24 | 244.9984 |  | 94.2404 | 9.588 | 0 | 141.17 | 0
18.02. | 1 | 247.0173 |  | 94.9293 | 9.588 | 0 | 142.5 | 0
18.02. | 2 | 249.3045 |  | 98.5465 | 9.588 | 0 | 141.17 | 0
18.02. | 3 | 249.0941 |  | 99.6661 | 9.588 | 0 | 139.84 | 0
18.02. | 4 | 247.6247 |  | 100.0967 | 9.588 | 0 | 137.94 | 0
18.02. | 5 | 249.6109 |  | 100.1829 | 9.588 | 0 | 139.84 | 0
18.02. | 6 | 250.9764 |  | 99.8384 | 9.588 | 0 | 141.55 | 0
18.02. | 7 | 250.0264 |  | 99.8384 | 9.588 | 0 | 140.6 | 0
18.02. | 8 | 250.2847 |  | 100.0967 | 9.588 | 0 | 140.6 | 0
18.02. | 9 | 248.248 |  | 99.58 | 9.588 | 0 | 139.08 | 0
18.02. | 10 | 252.5851 |  | 98.9771 | 9.588 | 0 | 144.02 | 0
18.02. | 11 | 251.478 |  | 99.58 | 9.588 | 0 | 142.31 | 0
18.02. | 12 | 246.7695 |  | 90.8815 | 9.588 | 0 | 146.3 | 0
18.02. | 13 | 253.1072 |  | 97.5992 | 9.588 | 0 | 145.92 | 0
18.02. | 14 | 249.3072 |  | 97.5992 | 9.588 | 0 | 142.12 | 0
18.02. | 15 | 251.2347 |  | 100.0967 | 9.588 | 0 | 141.55 | 0
18.02. | 16 | 248.6635 |  | 99.2355 | 9.588 | 0 | 139.84 | 0
18.02. | 17 | 248.1086 |  | 100.0106 | 9.588 | 0 | 138.51 | 0
18.02. | 18 | 249.1802 |  | 99.7522 | 9.588 | 0 | 139.84 | 0
18.02. | 19 | 248.129 |  | 98.891 | 9.588 | 0 | 139.65 | 0
18.02. | 20 | 231.4759 |  | 79.3879 | 9.588 | 0 | 142.5 | 0
18.02. | 21 | 232.4614 |  | 79.0434 | 9.588 | 0 | 143.83 | 0
18.02. | 22 | 232.5475 |  | 79.1295 | 9.588 | 0 | 143.83 | 0
18.02. | 23 | 230.7389 |  | 77.3209 | 9.588 | 0 | 143.83 | 0
18.02. | 24 | 233.4975 |  | 79.1295 | 9.588 | 0 | 144.78 | 0
19.02. | 1 | 235.6532 |  | 80.3352 | 9.588 | 0 | 145.73 | 0
19.02. | 2 | 234.4955 |  | 80.5075 | 9.588 | 0 | 144.4 | 0
19.02. | 3 | 233.89 |  | 80.852 | 9.588 | 0 | 143.45 | 0
19.02. | 4 | 232.18 |  | 80.852 | 9.588 | 0 | 141.74 | 0
19.02. | 5 | 231.0755 |  | 80.5075 | 9.588 | 0 | 140.98 | 0
19.02. | 6 | 231.5238 |  | 80.7658 | 9.588 | 0 | 141.17 | 0
19.02. | 7 | 234.0444 |  | 81.1964 | 9.588 | 0 | 143.26 | 0
19.02. | 8 | 230.9689 |  | 81.5409 | 9.588 | 0 | 139.84 | 0
19.02. | 9 | 230.0544 |  | 81.1964 | 9.588 | 0 | 139.27 | 0
19.02. | 10 | 230.09 |  | 80.852 | 9.588 | 0 | 139.65 | 0
19.02. | 11 | 230.2471 |  | 80.2491 | 9.588 | 0 | 140.41 | 0
19.02. | 12 | 250.6647 |  | 100.0967 | 9.588 | 0 | 140.98 | 0
19.02. | 13 | 247.3131 |  | 100.3551 | 9.588 | 0 | 137.37 | 0
19.02. | 14 | 251.6654 |  | 100.5274 | 9.588 | 0 | 141.55 | 0
19.02. | 15 | 248.4176 |  | 100.6996 | 9.588 | 0 | 138.13 | 0
19.02. | 16 | 246.7609 |  | 100.1829 | 9.588 | 0 | 136.99 | 0
19.02. | 17 | 248.6431 |  | 100.3551 | 9.588 | 0 | 138.7 | 0
19.02. | 18 | 253.3931 |  | 100.3551 | 9.588 | 0 | 143.45 | 0
19.02. | 19 | 250.6319 |  | 99.4939 | 9.588 | 0 | 141.55 | 0
19.02. | 20 | 250.0369 |  | 96.0489 | 9.588 | 0 | 144.4 | 0
19.02. | 21 | 252.1039 |  | 98.1159 | 9.588 | 0 | 144.4 | 0
19.02. | 22 | 253.5706 |  | 98.6326 | 9.588 | 0 | 145.35 | 0
19.02. | 23 | 250.6851 |  | 98.9771 | 9.588 | 0 | 142.12 | 0
19.02. | 24 | 255.8454 |  | 100.5274 | 9.588 | 0 | 145.73 | 0
20.02. | 1 | 252.2709 |  | 100.1829 | 9.588 | 0 | 142.5 | 0
20.02. | 2 | 248.9876 |  | 100.6996 | 9.588 | 0 | 138.7 | 0
20.02. | 3 | 251.597 |  | 100.269 | 9.588 | 0 | 141.74 | 0
20.02. | 4 | 249.9909 |  | 100.1829 | 9.588 | 0 | 140.22 | 0
20.02. | 5 | 252.5976 |  | 100.6996 | 9.588 | 0 | 142.31 | 0
20.02. | 6 | 249.0231 |  | 100.3551 | 9.588 | 0 | 139.08 | 0
20.02. | 7 | 245.2941 |  | 99.6661 | 9.588 | 0 | 136.04 | 0
20.02. | 8 | 247.1941 |  | 99.6661 | 9.588 | 0 | 137.94 | 0
20.02. | 9 | 248.3847 |  | 100.0967 | 9.588 | 0 | 138.7 | 0
20.02. | 10 | 245.2915 |  | 100.6135 | 9.588 | 0 | 135.09 | 0
20.02. | 11 | 245.4841 |  | 99.6661 | 9.588 | 0 | 136.23 | 0
20.02. | 12 | 246.7813 |  | 99.0633 | 9.588 | 0 | 138.13 | 0
20.02. | 13 | 241.4941 |  | 99.6661 | 9.588 | 0 | 132.24 | 0
20.02. | 14 | 246.3302 |  | 99.7522 | 9.588 | 0 | 136.99 | 0
20.02. | 15 | 250.0264 |  | 99.8384 | 9.588 | 0 | 140.6 | 0
20.02. | 16 | 246.2415 |  | 100.6135 | 9.588 | 0 | 136.04 | 0
20.02. | 17 | 250.457 |  | 100.269 | 9.588 | 0 | 140.6 | 0
20.02. | 18 | 246.6241 |  | 99.6661 | 9.588 | 0 | 137.37 | 0
20.02. | 19 | 250.837 |  | 100.269 | 9.588 | 0 | 140.98 | 0
20.02. | 20 | 251.9264 |  | 99.8384 | 9.588 | 0 | 142.5 | 0
20.02. | 21 | 250.4064 |  | 99.8384 | 9.588 | 0 | 140.98 | 0
20.02. | 22 | 253.5174 |  | 99.1494 | 9.588 | 0 | 144.78 | 0
20.02. | 23 | 248.818 |  | 99.58 | 9.588 | 0 | 139.65 | 0
20.02. | 24 | 251.7541 |  | 99.6661 | 9.588 | 0 | 142.5 | 0
21.02. | 1 | 253.7731 |  | 100.3551 | 9.588 | 0 | 143.83 | 0
21.02. | 2 | 247.2447 |  | 100.0967 | 9.588 | 0 | 137.56 | 0
21.02. | 3 | 247.1586 |  | 100.0106 | 9.588 | 0 | 137.56 | 0
21.02. | 4 | 250.0264 |  | 99.8384 | 9.588 | 0 | 140.6 | 0
21.02. | 5 | 249.9402 |  | 99.7522 | 9.588 | 0 | 140.6 | 0
21.02. | 6 | 247.9541 |  | 99.6661 | 9.588 | 0 | 138.7 | 0
21.02. | 7 | 244.0351 |  | 98.9771 | 9.588 | 0 | 135.47 | 0
21.02. | 8 | 245.8996 |  | 99.3216 | 9.588 | 0 | 136.99 | 0
21.02. | 9 | 234.5812 |  | 94.8432 | 9.588 | 0 | 130.15 | 0
21.02. | 10 | 240.7065 |  | 97.1685 | 9.588 | 0 | 133.95 | 0
21.02. | 11 | 238.6672 |  | 97.5992 | 9.588 | 0 | 131.48 | 0
21.02. | 12 | 244.091 |  | 97.513 | 9.588 | 0 | 136.99 | 0
21.02. | 13 | 248.2986 |  | 100.0106 | 9.588 | 0 | 138.7 | 0
21.02. | 14 | 243.7012 |  | 94.8432 | 9.588 | 0 | 139.27 | 0
21.02. | 15 | 238.7284 |  | 94.2404 | 9.588 | 0 | 134.9 | 0
21.02. | 16 | 237.7455 |  | 93.6375 | 9.588 | 0 | 134.52 | 0
21.02. | 17 | 242.5639 |  | 93.8959 | 9.588 | 0 | 139.08 | 0
21.02. | 18 | 243.8274 |  | 99.1494 | 9.588 | 0 | 135.09 | 0
21.02. | 19 | 246.9206 |  | 98.6326 | 9.588 | 0 | 138.7 | 0
21.02. | 20 | 248.9041 |  | 99.6661 | 9.588 | 0 | 139.65 | 0
21.02. | 21 | 232.8402 |  | 99.7522 | 9.588 | 0 | 123.5 | 0
21.02. | 22 | 248.7319 |  | 99.4939 | 9.588 | 0 | 139.65 | 0
21.02. | 23 | 238.0552 |  | 87.8672 | 9.588 | 0 | 140.6 | 0
21.02. | 24 | 244.6308 |  | 95.9628 | 9.588 | 0 | 139.08 | 0
22.02. | 1 | 249.4386 |  | 100.0106 | 9.588 | 0 | 139.84 | 0
22.02. | 2 | 250.8902 |  | 99.7522 | 9.588 | 0 | 141.55 | 0
22.02. | 3 | 246.9686 |  | 100.0106 | 9.588 | 0 | 137.37 | 0
22.02. | 4 | 247.5386 |  | 100.0106 | 9.588 | 0 | 137.94 | 0
22.02. | 5 | 246.9686 |  | 100.0106 | 9.588 | 0 | 137.37 | 0
22.02. | 6 | 242.4947 |  | 100.0967 | 9.588 | 0 | 132.81 | 0
22.02. | 7 | 243.9464 |  | 99.8384 | 9.588 | 0 | 134.52 | 0
22.02. | 8 | 245.398 |  | 99.58 | 9.588 | 0 | 136.23 | 0
22.02. | 9 | 246.5886 |  | 100.0106 | 9.588 | 0 | 136.99 | 0
22.02. | 10 | 244.2074 |  | 99.1494 | 9.588 | 0 | 135.47 | 0
22.02. | 11 | 238.9104 |  | 97.0824 | 9.588 | 0 | 132.24 | 0
22.02. | 12 | 245.0082 |  | 96.9102 | 9.588 | 0 | 138.51 | 0
22.02. | 13 | 246.3302 |  | 99.7522 | 9.588 | 0 | 136.99 | 0
22.02. | 14 | 244.6965 |  | 97.1685 | 9.588 | 0 | 137.94 | 0
22.02. | 15 | 244.6354 |  | 100.5274 | 9.588 | 0 | 134.52 | 0
22.02. | 16 | 247.0876 |  | 100.6996 | 9.588 | 0 | 136.8 | 0
22.02. | 17 | 247.0219 |  | 99.4939 | 9.588 | 0 | 137.94 | 0
22.02. | 18 | 243.118 |  | 99.58 | 9.588 | 0 | 133.95 | 0
22.02. | 19 | 252.428 |  | 99.58 | 9.588 | 0 | 143.26 | 0
22.02. | 20 | 250.3051 |  | 98.9771 | 9.588 | 0 | 141.74 | 0
22.02. | 21 | 251.4451 |  | 98.9771 | 9.588 | 0 | 142.88 | 0
22.02. | 22 | 250.2723 |  | 98.3743 | 9.588 | 0 | 142.31 | 0
22.02. | 23 | 248.5623 |  | 98.3743 | 9.588 | 0 | 140.6 | 0
22.02. | 24 | 253.1374 |  | 99.1494 | 9.588 | 0 | 144.4 | 0
23.02. | 1 | 253.877 |  | 100.269 | 9.588 | 0 | 144.02 | 0
23.02. | 2 | 246.4164 |  | 99.8384 | 9.588 | 0 | 136.99 | 0
23.02. | 3 | 245.6741 |  | 99.6661 | 9.588 | 0 | 136.42 | 0
23.02. | 4 | 245.7602 |  | 99.7522 | 9.588 | 0 | 136.42 | 0
23.02. | 5 | 244.1541 |  | 99.6661 | 9.588 | 0 | 134.9 | 0
23.02. | 6 | 247.3664 |  | 99.8384 | 9.588 | 0 | 137.94 | 0
23.02. | 7 | 242.9813 |  | 99.0633 | 9.588 | 0 | 134.33 | 0
23.02. | 8 | 245.5551 |  | 98.9771 | 9.588 | 0 | 136.99 | 0
23.02. | 9 | 244.0023 |  | 98.3743 | 9.588 | 0 | 136.04 | 0
23.02. | 10 | 248.8206 |  | 98.6326 | 9.588 | 0 | 140.6 | 0
23.02. | 11 | 246.2645 |  | 98.5465 | 9.588 | 0 | 138.13 | 0
23.02. | 12 | 245.2968 |  | 98.7188 | 9.588 | 0 | 136.99 | 0
23.02. | 13 | 243.3106 |  | 98.6326 | 9.588 | 0 | 135.09 | 0
23.02. | 14 | 247.3184 |  | 98.4604 | 9.588 | 0 | 139.27 | 0
23.02. | 15 | 247.7517 |  | 97.9437 | 9.588 | 0 | 140.22 | 0
23.02. | 16 | 250.6168 |  | 98.7188 | 9.588 | 0 | 142.31 | 0
23.02. | 17 | 247.3513 |  | 99.0633 | 9.588 | 0 | 138.7 | 0
23.02. | 18 | 250.9231 |  | 100.3551 | 9.588 | 0 | 140.98 | 0
23.02. | 19 | 247.63 |  | 98.202 | 9.588 | 0 | 139.84 | 0
23.02. | 20 | 249.3196 |  | 99.3216 | 9.588 | 0 | 140.41 | 0
23.02. | 21 | 253.0513 |  | 99.0633 | 9.588 | 0 | 144.4 | 0
23.02. | 22 | 253.259 |  | 98.891 | 9.588 | 0 | 144.78 | 0
23.02. | 23 | 248.4913 |  | 99.0633 | 9.588 | 0 | 139.84 | 0
23.02. | 24 | 252.7396 |  | 99.3216 | 9.588 | 0 | 143.83 | 0
24.02. | 1 | 251.5464 |  | 99.8384 | 9.588 | 0 | 142.12 | 0
24.02. | 2 | 250.6799 |  | 100.8719 | 9.588 | 0 | 140.22 | 0
24.02. | 3 | 246.9154 |  | 100.5274 | 9.588 | 0 | 136.8 | 0
24.02. | 4 | 246.6037 |  | 100.7857 | 9.588 | 0 | 136.23 | 0
24.02. | 5 | 245.6031 |  | 100.3551 | 9.588 | 0 | 135.66 | 0
24.02. | 6 | 245.9476 |  | 100.6996 | 9.588 | 0 | 135.66 | 0
24.02. | 7 | 242.6874 |  | 99.1494 | 9.588 | 0 | 133.95 | 0
24.02. | 8 | 244.377 |  | 100.269 | 9.588 | 0 | 134.52 | 0
24.02. | 9 | 243.1864 |  | 99.8384 | 9.588 | 0 | 133.76 | 0
24.02. | 10 | 245.1015 |  | 100.6135 | 9.588 | 0 | 134.9 | 0
24.02. | 11 | 248.1796 |  | 99.3216 | 9.588 | 0 | 139.27 | 0
24.02. | 12 | 229.8017 |  | 86.8337 | 9.588 | 0 | 133.38 | 0
24.02. | 13 | 245.5684 |  | 94.2404 | 9.588 | 0 | 141.74 | 0
24.02. | 14 | 243.4376 |  | 96.4796 | 9.588 | 0 | 137.37 | 0
24.02. | 15 | 248.9751 |  | 98.9771 | 9.588 | 0 | 140.41 | 0
24.02. | 16 | 246.0621 |  | 96.8241 | 9.588 | 0 | 139.65 | 0
24.02. | 17 | 247.298 |  | 99.58 | 9.588 | 0 | 138.13 | 0
24.02. | 18 | 252.0631 |  | 100.3551 | 9.588 | 0 | 142.12 | 0
24.02. | 19 | 250.837 |  | 100.269 | 9.588 | 0 | 140.98 | 0
24.02. | 20 | 250.7917 |  | 97.9437 | 9.588 | 0 | 143.26 | 0
24.02. | 21 | 248.96 |  | 98.202 | 9.588 | 0 | 141.17 | 0
24.02. | 22 | 249.7023 |  | 98.3743 | 9.588 | 0 | 141.74 | 0
24.02. | 23 | 250.9941 |  | 99.6661 | 9.588 | 0 | 141.74 | 0
24.02. | 24 | 250.9737 |  | 100.7857 | 9.588 | 0 | 140.6 | 0
25.02. | 1 | 250.0743 |  | 101.2163 | 9.588 | 0 | 139.27 | 0
25.02. | 2 | 248.968 |  | 95.36 | 9.588 | 0 | 144.02 | 0
25.02. | 3 | 247.678 |  | 99.58 | 9.588 | 0 | 138.51 | 0
25.02. | 4 | 245.3599 |  | 100.8719 | 9.588 | 0 | 134.9 | 0
25.02. | 5 | 246.4137 |  | 100.7857 | 9.588 | 0 | 136.04 | 0
25.02. | 6 | 246.2796 |  | 99.3216 | 9.588 | 0 | 137.37 | 0
25.02. | 7 | 248.6964 |  | 99.8384 | 9.588 | 0 | 139.27 | 0
25.02. | 8 | 248.1264 |  | 99.8384 | 9.588 | 0 | 138.7 | 0
25.02. | 9 | 250.8041 |  | 99.6661 | 9.588 | 0 | 141.55 | 0
25.02. | 10 | 248.319 |  | 98.891 | 9.588 | 0 | 139.84 | 0
25.02. | 11 | 247.6123 |  | 98.3743 | 9.588 | 0 | 139.65 | 0
25.02. | 12 | 252.0151 |  | 98.9771 | 9.588 | 0 | 143.45 | 0
25.02. | 13 | 253.2235 |  | 99.2355 | 9.588 | 0 | 144.4 | 0
25.02. | 14 | 253.948 |  | 99.58 | 9.588 | 0 | 144.78 | 0
25.02. | 15 | 251.359 |  | 98.891 | 9.588 | 0 | 142.88 | 0
25.02. | 16 | 237.5891 |  | 87.7811 | 9.588 | 0 | 140.22 | 0
25.02. | 17 | 251.0802 |  | 99.7522 | 9.588 | 0 | 141.74 | 0
25.02. | 18 | 250.3051 |  | 98.9771 | 9.588 | 0 | 141.74 | 0
25.02. | 19 | 245.0002 |  | 99.7522 | 9.588 | 0 | 135.66 | 0
25.02. | 20 | 247.7819 |  | 99.4939 | 9.588 | 0 | 138.7 | 0
25.02. | 21 | 248.9902 |  | 99.7522 | 9.588 | 0 | 139.65 | 0
25.02. | 22 | 249.008 |  | 99.58 | 9.588 | 0 | 139.84 | 0
25.02. | 23 | 249.4768 |  | 98.7188 | 9.588 | 0 | 141.17 | 0
25.02. | 24 | 251.359 |  | 98.891 | 9.588 | 0 | 142.88 | 0
26.02. | 1 | 249.459 |  | 98.891 | 9.588 | 0 | 140.98 | 0
26.02. | 2 | 250.8547 |  | 100.0967 | 9.588 | 0 | 141.17 | 0
26.02. | 3 | 245.6564 |  | 99.8384 | 9.588 | 0 | 136.23 | 0
26.02. | 4 | 247.9337 |  | 100.7857 | 9.588 | 0 | 137.56 | 0
26.02. | 5 | 245.9831 |  | 100.3551 | 9.588 | 0 | 136.04 | 0
26.02. | 6 | 247.1409 |  | 100.1829 | 9.588 | 0 | 137.37 | 0
26.02. | 7 | 243.2396 |  | 99.3216 | 9.588 | 0 | 134.33 | 0
26.02. | 8 | 245.6715 |  | 100.6135 | 9.588 | 0 | 135.47 | 0
26.02. | 9 | 246.5886 |  | 100.0106 | 9.588 | 0 | 136.99 | 0
26.02. | 10 | 245.6741 |  | 99.6661 | 9.588 | 0 | 136.42 | 0
26.02. | 11 | 247.4702 |  | 99.7522 | 9.588 | 0 | 138.13 | 0
26.02. | 12 | 248.557 |  | 100.269 | 9.588 | 0 | 138.7 | 0
26.02. | 13 | 250.9409 |  | 100.1829 | 9.588 | 0 | 141.17 | 0
26.02. | 14 | 250.1809 |  | 100.1829 | 9.588 | 0 | 140.41 | 0
26.02. | 15 | 250.2137 |  | 100.7857 | 9.588 | 0 | 139.84 | 0
26.02. | 16 | 250.1099 |  | 100.8719 | 9.588 | 0 | 139.65 | 0
26.02. | 17 | 250.077 |  | 100.269 | 9.588 | 0 | 140.22 | 0
26.02. | 18 | 249.5931 |  | 100.3551 | 9.588 | 0 | 139.65 | 0
26.02. | 19 | 249.3854 |  | 100.5274 | 9.588 | 0 | 139.27 | 0
26.02. | 20 | 253.1347 |  | 100.0967 | 9.588 | 0 | 143.45 | 0
26.02. | 21 | 251.0296 |  | 99.3216 | 9.588 | 0 | 142.12 | 0
26.02. | 22 | 248.7017 |  | 97.9437 | 9.588 | 0 | 141.17 | 0
26.02. | 23 | 248.6155 |  | 97.8575 | 9.588 | 0 | 141.17 | 0
26.02. | 24 | 245.2968 |  | 98.7188 | 9.588 | 0 | 136.99 | 0
27.02. | 1 | 241.218 |  | 99.58 | 9.588 | 0 | 132.05 | 0
27.02. | 2 | 242.928 |  | 99.58 | 9.588 | 0 | 133.76 | 0
27.02. | 3 | 245.588 |  | 99.58 | 9.588 | 0 | 136.42 | 0
27.02. | 4 | 242.4086 |  | 100.0106 | 9.588 | 0 | 132.81 | 0
27.02. | 5 | 241.3574 |  | 99.1494 | 9.588 | 0 | 132.62 | 0
27.02. | 6 | 239.7335 |  | 99.2355 | 9.588 | 0 | 130.91 | 0
27.02. | 7 | 237.9347 |  | 100.0967 | 9.588 | 0 | 128.25 | 0
27.02. | 8 | 246.9331 |  | 100.3551 | 9.588 | 0 | 136.99 | 0
27.02. | 9 | 247.797 |  | 100.269 | 9.588 | 0 | 137.94 | 0
27.02. | 10 | 246.9206 |  | 98.6326 | 9.588 | 0 | 138.7 | 0
27.02. | 11 | 247.3513 |  | 99.0633 | 9.588 | 0 | 138.7 | 0
27.02. | 12 | 244.1213 |  | 99.0633 | 9.588 | 0 | 135.47 | 0
27.02. | 13 | 243.4651 |  | 98.9771 | 9.588 | 0 | 134.9 | 0
27.02. | 14 | 248.7496 |  | 99.3216 | 9.588 | 0 | 139.84 | 0
27.02. | 15 | 247.298 |  | 99.58 | 9.588 | 0 | 138.13 | 0
27.02. | 16 | 243.3764 |  | 99.8384 | 9.588 | 0 | 133.95 | 0
27.02. | 17 | 242.7886 |  | 100.0106 | 9.588 | 0 | 133.19 | 0
27.02. | 18 | 248.3315 |  | 100.6135 | 9.588 | 0 | 138.13 | 0
27.02. | 19 | 248.8154 |  | 100.5274 | 9.588 | 0 | 138.7 | 0
27.02. | 20 | 247.0547 |  | 100.0967 | 9.588 | 0 | 137.37 | 0
27.02. | 21 | 248.7976 |  | 100.6996 | 9.588 | 0 | 138.51 | 0
27.02. | 22 | 248.3874 |  | 99.1494 | 9.588 | 0 | 139.65 | 0
27.02. | 23 | 247.2802 |  | 99.7522 | 9.588 | 0 | 137.94 | 0
27.02. | 24 | 250.0947 |  | 100.0967 | 9.588 | 0 | 140.41 | 0
28.02. | 1 | 248.1415 |  | 100.6135 | 9.588 | 0 | 137.94 | 0
28.02. | 2 | 244.5847 |  | 100.0967 | 9.588 | 0 | 134.9 | 0
28.02. | 3 | 246.9154 |  | 100.5274 | 9.588 | 0 | 136.8 | 0
28.02. | 4 | 244.2731 |  | 100.3551 | 9.588 | 0 | 134.33 | 0
28.02. | 5 | 243.2699 |  | 100.8719 | 9.588 | 0 | 132.81 | 0
28.02. | 6 | 242.097 |  | 100.269 | 9.588 | 0 | 132.24 | 0
28.02. | 7 | 240.0406 |  | 94.4126 | 9.588 | 0 | 136.04 | 0
28.02. | 8 | 238.1886 |  | 95.7906 | 9.588 | 0 | 132.81 | 0
28.02. | 9 | 235.4353 |  | 92.0873 | 9.588 | 0 | 133.76 | 0
28.02. | 10 | 222.4121 |  | 85.7141 | 9.588 | 0 | 127.11 | 0
28.02. | 11 | 217.5964 |  | 84.5084 | 9.588 | 0 | 123.5 | 0
28.02. | 12 | 225.905 |  | 90.537 | 9.588 | 0 | 125.78 | 0
28.02. | 13 | 222.2452 |  | 83.6472 | 9.588 | 0 | 129.01 | 0
28.02. | 14 | 231.724 |  | 91.226 | 9.588 | 0 | 130.91 | 0
28.02. | 15 | 242.4317 |  | 97.9437 | 9.588 | 0 | 134.9 | 0
28.02. | 16 | 241.289 |  | 98.891 | 9.588 | 0 | 132.81 | 0
28.02. | 17 | 245.469 |  | 98.891 | 9.588 | 0 | 136.99 | 0
28.02. | 18 | 246.4039 |  | 98.1159 | 9.588 | 0 | 138.7 | 0
28.02. | 19 | 245.279 |  | 98.891 | 9.588 | 0 | 136.8 | 0
28.02. | 20 | 244.2837 |  | 96.5657 | 9.588 | 0 | 138.13 | 0
28.02. | 21 | 245.2514 |  | 96.3934 | 9.588 | 0 | 139.27 | 0
28.02. | 22 | 245.6288 |  | 97.3408 | 9.588 | 0 | 138.7 | 0
28.02. | 23 | 247.4249 |  | 97.4269 | 9.588 | 0 | 140.41 | 0
28.02. | 24 | 247.44 |  | 98.202 | 9.588 | 0 | 139.65 | 0
01.03. | 1 | 247.0423 |  | 98.3743 | 9.588 | 0 | 139.08 | 0
01.03. | 2 | 247.1284 |  | 98.4604 | 9.588 | 0 | 139.08 | 0
01.03. | 3 | 248.1468 |  | 98.7188 | 9.588 | 0 | 139.84 | 0
01.03. | 4 | 247.6123 |  | 98.3743 | 9.588 | 0 | 139.65 | 0
01.03. | 5 | 243.8806 |  | 98.6326 | 9.588 | 0 | 135.66 | 0
01.03. | 6 | 243.1206 |  | 98.6326 | 9.588 | 0 | 134.9 | 0
01.03. | 7 | 240.98 |  | 98.202 | 9.588 | 0 | 133.19 | 0
01.03. | 8 | 239.7868 |  | 98.7188 | 9.588 | 0 | 131.48 | 0
01.03. | 9 | 244.2606 |  | 98.6326 | 9.588 | 0 | 136.04 | 0
01.03. | 10 | 243.0878 |  | 98.0298 | 9.588 | 0 | 135.47 | 0
01.03. | 11 | 241.9984 |  | 98.4604 | 9.588 | 0 | 133.95 | 0
01.03. | 12 | 236.7317 |  | 97.9437 | 9.588 | 0 | 129.2 | 0
01.03. | 13 | 242.4619 |  | 99.4939 | 9.588 | 0 | 133.38 | 0
01.03. | 14 | 241.9451 |  | 98.9771 | 9.588 | 0 | 133.38 | 0
01.03. | 15 | 244.0351 |  | 98.9771 | 9.588 | 0 | 135.47 | 0
01.03. | 16 | 239.6474 |  | 99.1494 | 9.588 | 0 | 130.91 | 0
01.03. | 17 | 241.028 |  | 99.58 | 9.588 | 0 | 131.86 | 0
01.03. | 18 | 246.0213 |  | 99.0633 | 9.588 | 0 | 137.37 | 0
01.03. | 19 | 240.2706 |  | 98.6326 | 9.588 | 0 | 132.05 | 0
01.03. | 20 | 248.3013 |  | 99.0633 | 9.588 | 0 | 139.65 | 0
01.03. | 21 | 249.2335 |  | 99.2355 | 9.588 | 0 | 140.41 | 0
01.03. | 22 | 251.027 |  | 100.269 | 9.588 | 0 | 141.17 | 0
01.03. | 23 | 243.0912 |  | 90.6232 | 9.588 | 0 | 142.88 | 0
01.03. | 24 | 250.789 |  | 98.891 | 9.588 | 0 | 142.31 | 0
02.03. | 1 | 248.2178 |  | 98.0298 | 9.588 | 0 | 140.6 | 0
02.03. | 2 | 246.0417 |  | 97.9437 | 9.588 | 0 | 138.51 | 0
02.03. | 3 | 249.6641 |  | 99.6661 | 9.588 | 0 | 140.41 | 0
02.03. | 4 | 249.9909 |  | 100.1829 | 9.588 | 0 | 140.22 | 0
02.03. | 5 | 245.897 |  | 100.269 | 9.588 | 0 | 136.04 | 0
02.03. | 6 | 243.1535 |  | 99.2355 | 9.588 | 0 | 134.33 | 0
02.03. | 7 | 243.5841 |  | 99.6661 | 9.588 | 0 | 134.33 | 0
02.03. | 8 | 245.6235 |  | 99.2355 | 9.588 | 0 | 136.8 | 0
02.03. | 9 | 243.9996 |  | 99.3216 | 9.588 | 0 | 135.09 | 0
02.03. | 10 | 243.9996 |  | 99.3216 | 9.588 | 0 | 135.09 | 0
02.03. | 11 | 244.899 |  | 98.891 | 9.588 | 0 | 136.42 | 0
02.03. | 12 | 245.9023 |  | 98.3743 | 9.588 | 0 | 137.94 | 0
02.03. | 13 | 242.7406 |  | 98.6326 | 9.588 | 0 | 134.52 | 0
02.03. | 14 | 250.1 |  | 98.202 | 9.588 | 0 | 142.31 | 0
02.03. | 15 | 250.908 |  | 99.58 | 9.588 | 0 | 141.74 | 0
02.03. | 16 | 251.1513 |  | 99.0633 | 9.588 | 0 | 142.5 | 0
02.03. | 17 | 249.0613 |  | 99.0633 | 9.588 | 0 | 140.41 | 0
02.03. | 18 | 249.8364 |  | 99.8384 | 9.588 | 0 | 140.41 | 0
02.03. | 19 | 246.6117 |  | 97.9437 | 9.588 | 0 | 139.08 | 0
02.03. | 20 | 249.9935 |  | 99.2355 | 9.588 | 0 | 141.17 | 0
02.03. | 21 | 248.4913 |  | 99.0633 | 9.588 | 0 | 139.84 | 0
02.03. | 22 | 247.3539 |  | 98.1159 | 9.588 | 0 | 139.65 | 0
02.03. | 23 | 248.77 |  | 98.202 | 9.588 | 0 | 140.98 | 0
02.03. | 24 | 249.3019 |  | 99.4939 | 9.588 | 0 | 140.22 | 0
03.03. | 1 | 248.1086 |  | 100.0106 | 9.588 | 0 | 138.51 | 0
03.03. | 2 | 248.937 |  | 100.269 | 9.588 | 0 | 139.08 | 0
03.03. | 3 | 250.0264 |  | 99.8384 | 9.588 | 0 | 140.6 | 0
03.03. | 4 | 247.3565 |  | 97.1685 | 9.588 | 0 | 140.6 | 0
03.03. | 5 | 251.4247 |  | 100.0967 | 9.588 | 0 | 141.74 | 0
03.03. | 6 | 248.7496 |  | 99.3216 | 9.588 | 0 | 139.84 | 0
03.03. | 7 | 249.4209 |  | 100.1829 | 9.588 | 0 | 139.65 | 0
03.03. | 8 | 246.1554 |  | 100.5274 | 9.588 | 0 | 136.04 | 0
03.03. | 9 | 248.8837 |  | 100.7857 | 9.588 | 0 | 138.51 | 0
03.03. | 10 | 249.5984 |  | 98.4604 | 9.588 | 0 | 141.55 | 0
03.03. | 11 | 253.3806 |  | 98.6326 | 9.588 | 0 | 145.16 | 0
03.03. | 12 | 250.7206 |  | 98.6326 | 9.588 | 0 | 142.5 | 0
03.03. | 13 | 249.8364 |  | 99.8384 | 9.588 | 0 | 140.41 | 0
03.03. | 14 | 250.5964 |  | 99.8384 | 9.588 | 0 | 141.17 | 0
03.03. | 15 | 248.9902 |  | 99.7522 | 9.588 | 0 | 139.65 | 0
03.03. | 16 | 250.3735 |  | 99.2355 | 9.588 | 0 | 141.55 | 0
03.03. | 17 | 251.407 |  | 100.269 | 9.588 | 0 | 141.55 | 0
03.03. | 18 | 252.7015 |  | 100.6135 | 9.588 | 0 | 142.5 | 0
03.03. | 19 | 251.8909 |  | 100.1829 | 9.588 | 0 | 142.12 | 0
03.03. | 20 | 252.6837 |  | 100.7857 | 9.588 | 0 | 142.31 | 0
03.03. | 21 | 250.3531 |  | 100.3551 | 9.588 | 0 | 140.41 | 0
03.03. | 22 | 250.6647 |  | 100.0967 | 9.588 | 0 | 140.98 | 0
03.03. | 23 | 250.1986 |  | 100.0106 | 9.588 | 0 | 140.6 | 0
03.03. | 24 | 252.1999 |  | 100.8719 | 9.588 | 0 | 141.74 | 0
04.03. | 1 | 246.9331 |  | 100.3551 | 9.588 | 0 | 136.99 | 0
04.03. | 2 | 248.4531 |  | 100.3551 | 9.588 | 0 | 138.51 | 0
04.03. | 3 | 244.1515 |  | 100.6135 | 9.588 | 0 | 133.95 | 0
04.03. | 4 | 246.7609 |  | 100.1829 | 9.588 | 0 | 136.99 | 0
04.03. | 5 | 247.0219 |  | 99.4939 | 9.588 | 0 | 137.94 | 0
04.03. | 6 | 246.3631 |  | 100.3551 | 9.588 | 0 | 136.42 | 0
04.03. | 7 | 247.3664 |  | 99.8384 | 9.588 | 0 | 137.94 | 0
04.03. | 8 | 245.2941 |  | 99.6661 | 9.588 | 0 | 136.04 | 0
04.03. | 9 | 245.7247 |  | 100.0967 | 9.588 | 0 | 136.04 | 0
04.03. | 10 | 245.2941 |  | 99.6661 | 9.588 | 0 | 136.04 | 0
04.03. | 11 | 246.0213 |  | 99.0633 | 9.588 | 0 | 137.37 | 0
04.03. | 12 | 247.2651 |  | 98.9771 | 9.588 | 0 | 138.7 | 0
04.03. | 13 | 243.569 |  | 98.891 | 9.588 | 0 | 135.09 | 0
04.03. | 14 | 240.8584 |  | 98.4604 | 9.588 | 0 | 132.81 | 0
04.03. | 15 | 244.6406 |  | 98.6326 | 9.588 | 0 | 136.42 | 0
04.03. | 16 | 249.1678 |  | 98.0298 | 9.588 | 0 | 141.55 | 0
04.03. | 17 | 253.0006 |  | 98.6326 | 9.588 | 0 | 144.78 | 0
04.03. | 18 | 253.8823 |  | 98.3743 | 9.588 | 0 | 145.92 | 0
04.03. | 19 | 250.0823 |  | 98.3743 | 9.588 | 0 | 142.12 | 0
04.03. | 20 | 249.0284 |  | 98.4604 | 9.588 | 0 | 140.98 | 0
04.03. | 21 | 247.1613 |  | 99.0633 | 9.588 | 0 | 138.51 | 0
04.03. | 22 | 250.0823 |  | 98.3743 | 9.588 | 0 | 142.12 | 0
04.03. | 23 | 249.7351 |  | 98.9771 | 9.588 | 0 | 141.17 | 0
04.03. | 24 | 246.1935 |  | 99.2355 | 9.588 | 0 | 137.37 | 0
05.03. | 1 | 249.1474 |  | 99.1494 | 9.588 | 0 | 140.41 | 0
05.03. | 2 | 249.1474 |  | 99.1494 | 9.588 | 0 | 140.41 | 0
05.03. | 3 | 248.6635 |  | 99.2355 | 9.588 | 0 | 139.84 | 0
05.03. | 4 | 248.319 |  | 98.891 | 9.588 | 0 | 139.84 | 0
05.03. | 5 | 246.2317 |  | 97.9437 | 9.588 | 0 | 138.7 | 0
05.03. | 6 | 247.1817 |  | 97.9437 | 9.588 | 0 | 139.65 | 0
05.03. | 7 | 247.3006 |  | 98.6326 | 9.588 | 0 | 139.08 | 0
05.03. | 8 | 246.4368 |  | 98.7188 | 9.588 | 0 | 138.13 | 0
05.03. | 9 | 245.4184 |  | 98.4604 | 9.588 | 0 | 137.37 | 0
05.03. | 10 | 244.3317 |  | 97.9437 | 9.588 | 0 | 136.8 | 0
05.03. | 11 | 243.5184 |  | 98.4604 | 9.588 | 0 | 135.47 | 0
05.03. | 12 | 244.5572 |  | 97.5992 | 9.588 | 0 | 137.37 | 0
05.03. | 13 | 247.3717 |  | 97.9437 | 9.588 | 0 | 139.84 | 0
05.03. | 14 | 243.7084 |  | 98.4604 | 9.588 | 0 | 135.66 | 0
05.03. | 15 | 241.4106 |  | 98.6326 | 9.588 | 0 | 133.19 | 0
05.03. | 16 | 246.2645 |  | 98.5465 | 9.588 | 0 | 138.13 | 0
05.03. | 17 | 247.179 |  | 98.891 | 9.588 | 0 | 138.7 | 0
05.03. | 18 | 248.3545 |  | 98.5465 | 9.588 | 0 | 140.22 | 0
05.03. | 19 | 248.3723 |  | 98.3743 | 9.588 | 0 | 140.41 | 0
05.03. | 20 | 231.942 |  | 79.474 | 9.588 | 0 | 142.88 | 0
05.03. | 21 | 211.3915 |  | 59.6835 | 9.588 | 0 | 142.12 | 0
05.03. | 22 | 209.1648 |  | 59.1668 | 9.588 | 0 | 140.41 | 0
05.03. | 23 | 206.0235 |  | 58.3055 | 9.588 | 0 | 138.13 | 0
05.03. | 24 | 206.7125 |  | 58.9945 | 9.588 | 0 | 138.13 | 0
06.03. | 1 | 209.9399 |  | 59.9419 | 9.588 | 0 | 140.41 | 0
06.03. | 2 | 210.0944 |  | 60.2864 | 9.588 | 0 | 140.22 | 0
06.03. | 3 | 209.2331 |  | 59.4251 | 9.588 | 0 | 140.22 | 0
06.03. | 4 | 204.5798 |  | 55.7218 | 9.588 | 0 | 139.27 | 0
06.03. | 5 | 205.7678 |  | 57.0998 | 9.588 | 0 | 139.08 | 0
06.03. | 6 | 209.1799 |  | 59.9419 | 9.588 | 0 | 139.65 | 0
06.03. | 7 | 204.468 |  | 58.65 | 9.588 | 0 | 136.23 | 0
06.03. | 8 | 206.606 |  | 60.028 | 9.588 | 0 | 136.99 | 0
06.03. | 9 | 202.7048 |  | 59.1668 | 9.588 | 0 | 133.95 | 0
06.03. | 10 | 201.8862 |  | 61.5782 | 9.588 | 0 | 130.72 | 0
06.03. | 11 | 200.004 |  | 61.406 | 9.588 | 0 | 129.01 | 0
06.03. | 12 | 198.5044 |  | 60.2864 | 9.588 | 0 | 128.63 | 0
06.03. | 13 | 199.7456 |  | 61.1476 | 9.588 | 0 | 129.01 | 0
06.03. | 14 | 232.4096 |  | 99.3216 | 9.588 | 0 | 123.5 | 0
06.03. | 15 | 237.3319 |  | 99.4939 | 9.588 | 0 | 128.25 | 0
06.03. | 16 | 241.7196 |  | 99.3216 | 9.588 | 0 | 132.81 | 0
06.03. | 17 | 239.5764 |  | 99.8384 | 9.588 | 0 | 130.15 | 0
06.03. | 18 | 244.1186 |  | 100.0106 | 9.588 | 0 | 134.52 | 0
06.03. | 19 | 245.0864 |  | 99.8384 | 9.588 | 0 | 135.66 | 0
06.03. | 20 | 243.8096 |  | 99.3216 | 9.588 | 0 | 134.9 | 0
06.03. | 21 | 243.7235 |  | 99.2355 | 9.588 | 0 | 134.9 | 0
06.03. | 22 | 243.8806 |  | 98.6326 | 9.588 | 0 | 135.66 | 0
06.03. | 23 | 245.3323 |  | 98.3743 | 9.588 | 0 | 137.37 | 0
06.03. | 24 | 241.3955 |  | 97.8575 | 9.588 | 0 | 133.95 | 0
07.03. | 1 | 248.0074 |  | 99.1494 | 9.588 | 0 | 139.27 | 0
07.03. | 2 | 247.8174 |  | 99.1494 | 9.588 | 0 | 139.08 | 0
07.03. | 3 | 246.4164 |  | 99.8384 | 9.588 | 0 | 136.99 | 0
07.03. | 4 | 244.258 |  | 99.58 | 9.588 | 0 | 135.09 | 0
07.03. | 5 | 247.7641 |  | 99.6661 | 9.588 | 0 | 138.51 | 0
07.03. | 6 | 240.9064 |  | 99.8384 | 9.588 | 0 | 131.48 | 0
07.03. | 7 | 243.0647 |  | 100.0967 | 9.588 | 0 | 133.38 | 0
07.03. | 8 | 243.8602 |  | 99.7522 | 9.588 | 0 | 134.52 | 0
07.03. | 9 | 243.7564 |  | 99.8384 | 9.588 | 0 | 134.33 | 0
07.03. | 10 | 240.3239 |  | 98.1159 | 9.588 | 0 | 132.62 | 0
07.03. | 11 | 247.8555 |  | 97.8575 | 9.588 | 0 | 140.41 | 0
07.03. | 12 | 247.3184 |  | 98.4604 | 9.588 | 0 | 139.27 | 0
07.03. | 13 | 247.8351 |  | 98.9771 | 9.588 | 0 | 139.27 | 0
07.03. | 14 | 245.208 |  | 99.58 | 9.588 | 0 | 136.04 | 0
07.03. | 15 | 242.0313 |  | 99.0633 | 9.588 | 0 | 133.38 | 0
07.03. | 16 | 245.2639 |  | 98.1159 | 9.588 | 0 | 137.56 | 0
07.03. | 17 | 247.9568 |  | 98.7188 | 9.588 | 0 | 139.65 | 0
07.03. | 18 | 244.02 |  | 98.202 | 9.588 | 0 | 136.23 | 0
07.03. | 19 | 245.0686 |  | 100.0106 | 9.588 | 0 | 135.47 | 0
07.03. | 20 | 247.7641 |  | 99.6661 | 9.588 | 0 | 138.51 | 0
07.03. | 21 | 246.0186 |  | 100.0106 | 9.588 | 0 | 136.42 | 0
07.03. | 22 | 248.7496 |  | 99.3216 | 9.588 | 0 | 139.84 | 0
07.03. | 23 | 250.4241 |  | 99.6661 | 9.588 | 0 | 141.17 | 0
07.03. | 24 | 248.2151 |  | 98.9771 | 9.588 | 0 | 139.65 | 0
08.03. | 1 | 245.6564 |  | 99.8384 | 9.588 | 0 | 136.23 | 0
08.03. | 2 | 249.2486 |  | 100.0106 | 9.588 | 0 | 139.65 | 0
08.03. | 3 | 249.0231 |  | 100.3551 | 9.588 | 0 | 139.08 | 0
08.03. | 4 | 247.9364 |  | 99.8384 | 9.588 | 0 | 138.51 | 0
08.03. | 5 | 249.4209 |  | 100.1829 | 9.588 | 0 | 139.65 | 0
08.03. | 6 | 245.6386 |  | 100.0106 | 9.588 | 0 | 136.04 | 0
08.03. | 7 | 243.8931 |  | 100.3551 | 9.588 | 0 | 133.95 | 0
08.03. | 8 | 240.9064 |  | 99.8384 | 9.588 | 0 | 131.48 | 0
08.03. | 9 | 243.5309 |  | 100.1829 | 9.588 | 0 | 133.76 | 0
08.03. | 10 | 230.5096 |  | 99.3216 | 9.588 | 0 | 121.6 | 0
08.03. | 11 | 233.6206 |  | 98.6326 | 9.588 | 0 | 125.4 | 0
08.03. | 12 | 235.0723 |  | 98.3743 | 9.588 | 0 | 127.11 | 0
08.03. | 13 | 235.2623 |  | 98.3743 | 9.588 | 0 | 127.3 | 0
08.03. | 14 | 232.5845 |  | 98.5465 | 9.588 | 0 | 124.45 | 0
08.03. | 15 | 232.7923 |  | 98.3743 | 9.588 | 0 | 124.83 | 0
08.03. | 16 | 234.0033 |  | 97.6853 | 9.588 | 0 | 126.73 | 0
08.03. | 17 | 235.1255 |  | 97.8575 | 9.588 | 0 | 127.68 | 0
08.03. | 18 | 234.0868 |  | 98.7188 | 9.588 | 0 | 125.78 | 0
08.03. | 19 | 234.4313 |  | 99.0633 | 9.588 | 0 | 125.78 | 0
08.03. | 20 | 240.6684 |  | 98.4604 | 9.588 | 0 | 132.62 | 0
08.03. | 21 | 246.7635 |  | 99.2355 | 9.588 | 0 | 137.94 | 0
08.03. | 22 | 247.63 |  | 98.202 | 9.588 | 0 | 139.84 | 0
08.03. | 23 | 245.16 |  | 98.202 | 9.588 | 0 | 137.37 | 0
08.03. | 24 | 243.9668 |  | 98.7188 | 9.588 | 0 | 135.66 | 0
09.03. | 1 | 245.9351 |  | 98.9771 | 9.588 | 0 | 137.37 | 0
09.03. | 2 | 246.419 |  | 98.891 | 9.588 | 0 | 137.94 | 0
09.03. | 3 | 247.8502 |  | 99.7522 | 9.588 | 0 | 138.51 | 0
09.03. | 4 | 248.6635 |  | 99.2355 | 9.588 | 0 | 139.84 | 0
09.03. | 5 | 250.5635 |  | 99.2355 | 9.588 | 0 | 141.74 | 0
09.03. | 6 | 249.079 |  | 98.891 | 9.588 | 0 | 140.6 | 0
09.03. | 7 | 245.0739 |  | 98.1159 | 9.588 | 0 | 137.37 | 0
09.03. | 8 | 243.2245 |  | 98.5465 | 9.588 | 0 | 135.09 | 0
09.03. | 9 | 243.9668 |  | 98.7188 | 9.588 | 0 | 135.66 | 0
09.03. | 10 | 242.6749 |  | 97.4269 | 9.588 | 0 | 135.66 | 0
09.03. | 11 | 245.7504 |  | 97.0824 | 9.588 | 0 | 139.08 | 0
09.03. | 12 | 244.8333 |  | 97.6853 | 9.588 | 0 | 137.56 | 0
09.03. | 13 | 244.7268 |  | 98.7188 | 9.588 | 0 | 136.42 | 0
09.03. | 14 | 245.279 |  | 98.891 | 9.588 | 0 | 136.8 | 0
09.03. | 15 | 248.9751 |  | 98.9771 | 9.588 | 0 | 140.41 | 0
09.03. | 16 | 244.7268 |  | 98.7188 | 9.588 | 0 | 136.42 | 0
09.03. | 17 | 246.8168 |  | 98.7188 | 9.588 | 0 | 138.51 | 0
09.03. | 18 | 250.8574 |  | 99.1494 | 9.588 | 0 | 142.12 | 0
09.03. | 19 | 247.1613 |  | 99.0633 | 9.588 | 0 | 138.51 | 0
09.03. | 20 | 251.9264 |  | 99.8384 | 9.588 | 0 | 142.5 | 0
09.03. | 21 | 253.0486 |  | 100.0106 | 9.588 | 0 | 143.45 | 0
09.03. | 22 | 251.1131 |  | 100.3551 | 9.588 | 0 | 141.17 | 0
09.03. | 23 | 249.079 |  | 98.891 | 9.588 | 0 | 140.6 | 0
09.03. | 24 | 245.5551 |  | 98.9771 | 9.588 | 0 | 136.99 | 0
10.03. | 1 | 250.3735 |  | 99.2355 | 9.588 | 0 | 141.55 | 0
10.03. | 2 | 251.8402 |  | 99.7522 | 9.588 | 0 | 142.5 | 0
10.03. | 3 | 252.1847 |  | 100.0967 | 9.588 | 0 | 142.5 | 0
10.03. | 4 | 250.1631 |  | 100.3551 | 9.588 | 0 | 140.22 | 0
10.03. | 5 | 231.7044 |  | 85.8864 | 9.588 | 0 | 136.23 | 0
10.03. | 6 | 235.1085 |  | 91.5705 | 9.588 | 0 | 133.95 | 0
10.03. | 7 | 237.6469 |  | 91.8289 | 9.588 | 0 | 136.23 | 0
10.03. | 8 | 248.818 |  | 99.58 | 9.588 | 0 | 139.65 | 0
10.03. | 9 | 244.3264 |  | 99.8384 | 9.588 | 0 | 134.9 | 0
10.03. | 10 | 243.3435 |  | 99.2355 | 9.588 | 0 | 134.52 | 0
10.03. | 11 | 235.2951 |  | 98.9771 | 9.588 | 0 | 126.73 | 0
10.03. | 12 | 241.4613 |  | 99.0633 | 9.588 | 0 | 132.81 | 0
10.03. | 13 | 241.1496 |  | 99.3216 | 9.588 | 0 | 132.24 | 0
10.03. | 14 | 240.719 |  | 98.891 | 9.588 | 0 | 132.24 | 0
10.03. | 15 | 245.9351 |  | 98.9771 | 9.588 | 0 | 137.37 | 0
10.03. | 16 | 246.0719 |  | 99.4939 | 9.588 | 0 | 136.99 | 0
10.03. | 17 | 246.2796 |  | 99.3216 | 9.588 | 0 | 137.37 | 0
10.03. | 18 | 246.5051 |  | 98.9771 | 9.588 | 0 | 137.94 | 0
10.03. | 19 | 246.2645 |  | 98.5465 | 9.588 | 0 | 138.13 | 0
10.03. | 20 | 243.26 |  | 98.202 | 9.588 | 0 | 135.47 | 0
10.03. | 21 | 244.21 |  | 98.202 | 9.588 | 0 | 136.42 | 0
10.03. | 22 | 245.2639 |  | 98.1159 | 9.588 | 0 | 137.56 | 0
10.03. | 23 | 247.1133 |  | 97.6853 | 9.588 | 0 | 139.84 | 0
10.03. | 24 | 243.8478 |  | 98.0298 | 9.588 | 0 | 136.23 | 0
11.03. | 1 | 242.6545 |  | 98.5465 | 9.588 | 0 | 134.52 | 0
11.03. | 2 | 246.5584 |  | 98.4604 | 9.588 | 0 | 138.51 | 0
11.03. | 3 | 246.6978 |  | 98.0298 | 9.588 | 0 | 139.08 | 0
11.03. | 4 | 246.5433 |  | 97.6853 | 9.588 | 0 | 139.27 | 0
11.03. | 5 | 247.8023 |  | 98.3743 | 9.588 | 0 | 139.84 | 0
11.03. | 6 | 246.2317 |  | 97.9437 | 9.588 | 0 | 138.7 | 0
11.03. | 7 | 246.1251 |  | 98.9771 | 9.588 | 0 | 137.56 | 0
11.03. | 8 | 247.4906 |  | 98.6326 | 9.588 | 0 | 139.27 | 0
11.03. | 9 | 247.5439 |  | 98.1159 | 9.588 | 0 | 139.84 | 0
11.03. | 10 | 247.0955 |  | 97.8575 | 9.588 | 0 | 139.65 | 0
11.03. | 11 | 248.8739 |  | 98.1159 | 9.588 | 0 | 141.17 | 0
11.03. | 12 | 250.4472 |  | 97.5992 | 9.588 | 0 | 143.26 | 0
11.03. | 13 | 253.4845 |  | 98.5465 | 9.588 | 0 | 145.35 | 0
11.03. | 14 | 248.96 |  | 98.202 | 9.588 | 0 | 141.17 | 0
11.03. | 15 | 253.0539 |  | 98.1159 | 9.588 | 0 | 145.35 | 0
11.03. | 16 | 251.1868 |  | 98.7188 | 9.588 | 0 | 142.88 | 0
11.03. | 17 | 250.8778 |  | 98.0298 | 9.588 | 0 | 143.26 | 0
11.03. | 18 | 251.7541 |  | 99.6661 | 9.588 | 0 | 142.5 | 0
11.03. | 19 | 252.1874 |  | 99.1494 | 9.588 | 0 | 143.45 | 0
11.03. | 20 | 249.4288 |  | 97.3408 | 9.588 | 0 | 142.5 | 0
11.03. | 21 | 252.6055 |  | 97.8575 | 9.588 | 0 | 145.16 | 0
11.03. | 22 | 251.8304 |  | 97.0824 | 9.588 | 0 | 145.16 | 0
11.03. | 23 | 251.0704 |  | 97.0824 | 9.588 | 0 | 144.4 | 0
11.03. | 24 | 252.57 |  | 98.202 | 9.588 | 0 | 144.78 | 0
12.03. | 1 | 254.4319 |  | 99.4939 | 9.588 | 0 | 145.35 | 0
12.03. | 2 | 252.1341 |  | 99.6661 | 9.588 | 0 | 142.88 | 0
12.03. | 3 | 251.5641 |  | 99.6661 | 9.588 | 0 | 142.31 | 0
12.03. | 4 | 249.3196 |  | 99.3216 | 9.588 | 0 | 140.41 | 0
12.03. | 5 | 250.2341 |  | 99.6661 | 9.588 | 0 | 140.98 | 0
12.03. | 6 | 252.1013 |  | 99.0633 | 9.588 | 0 | 143.45 | 0
12.03. | 7 | 248.9751 |  | 98.9771 | 9.588 | 0 | 140.41 | 0
12.03. | 8 | 253.8974 |  | 99.1494 | 9.588 | 0 | 145.16 | 0
12.03. | 9 | 254.2419 |  | 99.4939 | 9.588 | 0 | 145.16 | 0
12.03. | 10 | 253.3123 |  | 98.3743 | 9.588 | 0 | 145.35 | 0
12.03. | 11 | 252.4484 |  | 98.4604 | 9.588 | 0 | 144.4 | 0
12.03. | 12 | 254.5917 |  | 97.9437 | 9.588 | 0 | 147.06 | 0
12.03. | 13 | 250.7055 |  | 97.8575 | 9.588 | 0 | 143.26 | 0
12.03. | 14 | 248.6182 |  | 96.9102 | 9.588 | 0 | 142.12 | 0
12.03. | 15 | 250.0343 |  | 96.9963 | 9.588 | 0 | 143.45 | 0
12.03. | 16 | 250.9692 |  | 96.2212 | 9.588 | 0 | 145.16 | 0
12.03. | 17 | 253.7455 |  | 97.8575 | 9.588 | 0 | 146.3 | 0
12.03. | 18 | 252.3321 |  | 96.8241 | 9.588 | 0 | 145.92 | 0
12.03. | 19 | 251.5569 |  | 96.0489 | 9.588 | 0 | 145.92 | 0
12.03. | 20 | 251.5872 |  | 97.5992 | 9.588 | 0 | 144.4 | 0
12.03. | 21 | 252.0178 |  | 98.0298 | 9.588 | 0 | 144.4 | 0
12.03. | 22 | 252.9704 |  | 97.0824 | 9.588 | 0 | 146.3 | 0
12.03. | 23 | 253.8849 |  | 97.4269 | 9.588 | 0 | 146.87 | 0
12.03. | 24 | 254.6778 |  | 98.0298 | 9.588 | 0 | 147.06 | 0
13.03. | 1 | 254.5535 |  | 99.2355 | 9.588 | 0 | 145.73 | 0
13.03. | 2 | 251.0474 |  | 99.1494 | 9.588 | 0 | 142.31 | 0
13.03. | 3 | 250.908 |  | 99.58 | 9.588 | 0 | 141.74 | 0
13.03. | 4 | 250.9435 |  | 99.2355 | 9.588 | 0 | 142.12 | 0
13.03. | 5 | 248.6635 |  | 99.2355 | 9.588 | 0 | 139.84 | 0
13.03. | 6 | 246.0923 |  | 98.3743 | 9.588 | 0 | 138.13 | 0
13.03. | 7 | 248.5117 |  | 97.9437 | 9.588 | 0 | 140.98 | 0
13.03. | 8 | 246.371 |  | 97.513 | 9.588 | 0 | 139.27 | 0
13.03. | 9 | 252.4333 |  | 97.6853 | 9.588 | 0 | 145.16 | 0
13.03. | 10 | 253.8849 |  | 97.4269 | 9.588 | 0 | 146.87 | 0
13.03. | 11 | 251.4149 |  | 97.4269 | 9.588 | 0 | 144.4 | 0
13.03. | 12 | 252.1749 |  | 97.4269 | 9.588 | 0 | 145.16 | 0
13.03. | 13 | 235.8187 |  | 84.6807 | 9.588 | 0 | 141.55 | 0
13.03. | 14 | 246.4118 |  | 95.2738 | 9.588 | 0 | 141.55 | 0
13.03. | 15 | 253.1755 |  | 97.8575 | 9.588 | 0 | 145.73 | 0
13.03. | 16 | 253.1933 |  | 97.6853 | 9.588 | 0 | 145.92 | 0
13.03. | 17 | 252.1039 |  | 98.1159 | 9.588 | 0 | 144.4 | 0
13.03. | 18 | 252.7955 |  | 97.8575 | 9.588 | 0 | 145.35 | 0
13.03. | 19 | 247.0955 |  | 97.8575 | 9.588 | 0 | 139.65 | 0
13.03. | 20 | 252.0835 |  | 99.2355 | 9.588 | 0 | 143.26 | 0
13.03. | 21 | 252.8435 |  | 99.2355 | 9.588 | 0 | 144.02 | 0
13.03. | 22 | 248.9068 |  | 98.7188 | 9.588 | 0 | 140.6 | 0
13.03. | 23 | 248.7372 |  | 97.5992 | 9.588 | 0 | 141.55 | 0
13.03. | 24 | 248.1672 |  | 97.5992 | 9.588 | 0 | 140.98 | 0
14.03. | 1 | 248.5268 |  | 98.7188 | 9.588 | 0 | 140.22 | 0
14.03. | 2 | 247.7313 |  | 99.0633 | 9.588 | 0 | 139.08 | 0
14.03. | 3 | 242.4113 |  | 99.0633 | 9.588 | 0 | 133.76 | 0
14.03. | 4 | 249.8213 |  | 99.0633 | 9.588 | 0 | 141.17 | 0
14.03. | 5 | 249.8239 |  | 98.1159 | 9.588 | 0 | 142.12 | 0
14.03. | 6 | 241.6033 |  | 97.6853 | 9.588 | 0 | 134.33 | 0
14.03. | 7 | 245.4513 |  | 99.0633 | 9.588 | 0 | 136.8 | 0
14.03. | 8 | 251.0296 |  | 99.3216 | 9.588 | 0 | 142.12 | 0
14.03. | 9 | 248.9574 |  | 99.1494 | 9.588 | 0 | 140.22 | 0
14.03. | 10 | 245.5551 |  | 98.9771 | 9.588 | 0 | 136.99 | 0
14.03. | 11 | 245.35 |  | 98.202 | 9.588 | 0 | 137.56 | 0
14.03. | 12 | 252.1013 |  | 99.0633 | 9.588 | 0 | 143.45 | 0
14.03. | 13 | 251.0474 |  | 99.1494 | 9.588 | 0 | 142.31 | 0
14.03. | 14 | 250.5306 |  | 98.6326 | 9.588 | 0 | 142.31 | 0
14.03. | 15 | 246.7635 |  | 99.2355 | 9.588 | 0 | 137.94 | 0
14.03. | 16 | 276.6974 |  | 99.1494 | 9.588 | 0 | 167.96 | 0
14.03. | 17 | 277.1306 |  | 98.6326 | 9.588 | 0 | 168.91 | 0
14.03. | 18 | 278.5974 |  | 99.1494 | 9.588 | 0 | 169.86 | 0
14.03. | 19 | 278.0984 |  | 98.4604 | 9.588 | 0 | 170.05 | 0
14.03. | 20 | 277.2168 |  | 98.7188 | 9.588 | 0 | 168.91 | 0
14.03. | 21 | 277.4068 |  | 98.7188 | 9.588 | 0 | 169.1 | 0
14.03. | 22 | 276.0669 |  | 96.0489 | 9.588 | 0 | 170.43 | 0
14.03. | 23 | 272.0947 |  | 95.8767 | 9.588 | 0 | 166.63 | 0
14.03. | 24 | 272.7508 |  | 95.9628 | 9.588 | 0 | 167.2 | 0
15.03. | 1 | 275.6692 |  | 96.2212 | 9.588 | 0 | 169.86 | 0
15.03. | 2 | 278.0682 |  | 96.9102 | 9.588 | 0 | 171.57 | 0
15.03. | 3 | 276.5482 |  | 96.9102 | 9.588 | 0 | 170.05 | 0
15.03. | 4 | 276.0643 |  | 96.9963 | 9.588 | 0 | 169.48 | 0
15.03. | 5 | 271.8488 |  | 97.3408 | 9.588 | 0 | 164.92 | 0
15.03. | 6 | 273.7843 |  | 96.9963 | 9.588 | 0 | 167.2 | 0
15.03. | 7 | 271.7982 |  | 96.9102 | 9.588 | 0 | 165.3 | 0
15.03. | 8 | 270.8153 |  | 96.3073 | 9.588 | 0 | 164.92 | 0
15.03. | 9 | 269.5688 |  | 97.3408 | 9.588 | 0 | 162.64 | 0
15.03. | 10 | 268.5353 |  | 96.3073 | 9.588 | 0 | 162.64 | 0
15.03. | 11 | 267.1192 |  | 96.2212 | 9.588 | 0 | 161.31 | 0
15.03. | 12 | 261.965 |  | 86.317 | 9.588 | 0 | 166.06 | 0
15.03. | 13 | 262.0307 |  | 87.5227 | 9.588 | 0 | 164.92 | 0
15.03. | 14 | 271.4722 |  | 89.9342 | 9.588 | 0 | 171.95 | 0
15.03. | 15 | 277.5745 |  | 94.3265 | 9.588 | 0 | 173.66 | 0
15.03. | 16 | 277.5869 |  | 96.0489 | 9.588 | 0 | 171.95 | 0
15.03. | 17 | 278.9649 |  | 97.4269 | 9.588 | 0 | 171.95 | 0
15.03. | 18 | 276.5304 |  | 97.0824 | 9.588 | 0 | 169.86 | 0
15.03. | 19 | 278.6204 |  | 97.0824 | 9.588 | 0 | 171.95 | 0
15.03. | 20 | 277.9643 |  | 96.9963 | 9.588 | 0 | 171.38 | 0
15.03. | 21 | 274.2149 |  | 97.4269 | 9.588 | 0 | 167.2 | 0
15.03. | 22 | 275.061 |  | 97.513 | 9.588 | 0 | 167.96 | 0
15.03. | 23 | 276.8749 |  | 97.4269 | 9.588 | 0 | 169.86 | 0
15.03. | 24 | 278.3088 |  | 97.3408 | 9.588 | 0 | 171.38 | 0
16.03. | 1 | 280.3455 |  | 97.8575 | 9.588 | 0 | 172.9 | 0
16.03. | 2 | 279.811 |  | 97.513 | 9.588 | 0 | 172.71 | 0
16.03. | 3 | 279.0839 |  | 98.1159 | 9.588 | 0 | 171.38 | 0
16.03. | 4 | 278.22 |  | 98.202 | 9.588 | 0 | 170.43 | 0
16.03. | 5 | 279.7045 |  | 98.5465 | 9.588 | 0 | 171.57 | 0
16.03. | 6 | 277.3233 |  | 97.6853 | 9.588 | 0 | 170.05 | 0
16.03. | 7 | 277.8249 |  | 97.4269 | 9.588 | 0 | 170.81 | 0
16.03. | 8 | 272.3478 |  | 98.0298 | 9.588 | 0 | 164.73 | 0
16.03. | 9 | 270.8482 |  | 96.9102 | 9.588 | 0 | 164.35 | 0
16.03. | 10 | 272.2137 |  | 96.5657 | 9.588 | 0 | 166.06 | 0
16.03. | 11 | 269.9337 |  | 96.5657 | 9.588 | 0 | 163.78 | 0
16.03. | 12 | 274.3392 |  | 96.2212 | 9.588 | 0 | 168.53 | 0
16.03. | 13 | 275.0814 |  | 96.3934 | 9.588 | 0 | 169.1 | 0
16.03. | 14 | 276.3457 |  | 95.1877 | 9.588 | 0 | 171.57 | 0
16.03. | 15 | 273.3563 |  | 95.6183 | 9.588 | 0 | 168.15 | 0
16.03. | 16 | 272.0618 |  | 95.2738 | 9.588 | 0 | 167.2 | 0
16.03. | 17 | 275.5857 |  | 95.1877 | 9.588 | 0 | 170.81 | 0
16.03. | 18 | 279.1753 |  | 96.3073 | 9.588 | 0 | 173.28 | 0
16.03. | 19 | 277.3792 |  | 96.2212 | 9.588 | 0 | 171.57 | 0
16.03. | 20 | 278.1898 |  | 96.6518 | 9.588 | 0 | 171.95 | 0
16.03. | 21 | 279.1398 |  | 96.6518 | 9.588 | 0 | 172.9 | 0
16.03. | 22 | 278.7953 |  | 96.3073 | 9.588 | 0 | 172.9 | 0
16.03. | 23 | 278.2253 |  | 96.3073 | 9.588 | 0 | 172.33 | 0
16.03. | 24 | 277.1563 |  | 95.6183 | 9.588 | 0 | 171.95 | 0
17.03. | 1 | 278.9623 |  | 98.3743 | 9.588 | 0 | 171 | 0
17.03. | 2 | 280.2213 |  | 99.0633 | 9.588 | 0 | 171.57 | 0
17.03. | 3 | 278.909 |  | 98.891 | 9.588 | 0 | 170.43 | 0
17.03. | 4 | 275.5804 |  | 97.0824 | 9.588 | 0 | 168.91 | 0
17.03. | 5 | 277.0241 |  | 99.6661 | 9.588 | 0 | 167.77 | 0
17.03. | 6 | 276.6264 |  | 99.8384 | 9.588 | 0 | 167.2 | 0
17.03. | 7 | 273.4674 |  | 99.1494 | 9.588 | 0 | 164.73 | 0
17.03. | 8 | 273.209 |  | 98.891 | 9.588 | 0 | 164.73 | 0
17.03. | 9 | 276.0768 |  | 98.7188 | 9.588 | 0 | 167.77 | 0
17.03. | 10 | 271.1545 |  | 98.5465 | 9.588 | 0 | 163.02 | 0
17.03. | 11 | 276.7 |  | 98.202 | 9.588 | 0 | 168.91 | 0
17.03. | 12 | 278.0984 |  | 98.4604 | 9.588 | 0 | 170.05 | 0
17.03. | 13 | 278.2351 |  | 98.9771 | 9.588 | 0 | 169.67 | 0
17.03. | 14 | 275.4535 |  | 99.2355 | 9.588 | 0 | 166.63 | 0
17.03. | 15 | 276.2819 |  | 99.4939 | 9.588 | 0 | 167.2 | 0
17.03. | 16 | 273.9513 |  | 99.0633 | 9.588 | 0 | 165.3 | 0
17.03. | 17 | 279.1674 |  | 99.1494 | 9.588 | 0 | 170.43 | 0
17.03. | 18 | 279.0964 |  | 99.8384 | 9.588 | 0 | 169.67 | 0
17.03. | 19 | 280.0286 |  | 100.0106 | 9.588 | 0 | 170.43 | 0
17.03. | 20 | 277.8854 |  | 100.5274 | 9.588 | 0 | 167.77 | 0
17.03. | 21 | 278.648 |  | 99.58 | 9.588 | 0 | 169.48 | 0
17.03. | 22 | 282.0147 |  | 100.0967 | 9.588 | 0 | 172.33 | 0
17.03. | 23 | 278.838 |  | 99.58 | 9.588 | 0 | 169.67 | 0
17.03. | 24 | 276.0084 |  | 98.4604 | 9.588 | 0 | 167.96 | 0
18.03. | 1 | 277.009 |  | 98.891 | 9.588 | 0 | 168.53 | 0
18.03. | 2 | 274.42 |  | 98.202 | 9.588 | 0 | 166.63 | 0
18.03. | 3 | 263.2523 |  | 88.3643 | 9.588 | 0 | 165.3 | 0
18.03. | 4 | 274.7441 |  | 99.6661 | 9.588 | 0 | 165.49 | 0
18.03. | 5 | 273.5002 |  | 99.7522 | 9.588 | 0 | 164.16 | 0
18.03. | 6 | 276.4541 |  | 99.6661 | 9.588 | 0 | 167.2 | 0
18.03. | 7 | 275.8637 |  | 100.7857 | 9.588 | 0 | 165.49 | 0
18.03. | 8 | 278.3009 |  | 100.1829 | 9.588 | 0 | 168.53 | 0
18.03. | 9 | 279.0254 |  | 100.5274 | 9.588 | 0 | 168.91 | 0
18.03. | 10 | 280.667 |  | 100.269 | 9.588 | 0 | 170.81 | 0
18.03. | 11 | 280.7202 |  | 99.7522 | 9.588 | 0 | 171.38 | 0
18.03. | 12 | 283.1041 |  | 99.6661 | 9.588 | 0 | 173.85 | 0
18.03. | 13 | 282.1541 |  | 99.6661 | 9.588 | 0 | 172.9 | 0
18.03. | 14 | 280.6519 |  | 99.4939 | 9.588 | 0 | 171.57 | 0
18.03. | 15 | 281.2902 |  | 99.7522 | 9.588 | 0 | 171.95 | 0
18.03. | 16 | 276.4541 |  | 99.6661 | 9.588 | 0 | 167.2 | 0
18.03. | 17 | 282.1541 |  | 99.6661 | 9.588 | 0 | 172.9 | 0
18.03. | 18 | 278.8735 |  | 99.2355 | 9.588 | 0 | 170.05 | 0
18.03. | 19 | 278.3568 |  | 98.7188 | 9.588 | 0 | 170.05 | 0
18.03. | 20 | 281.9668 |  | 98.7188 | 9.588 | 0 | 173.66 | 0
18.03. | 21 | 277.8906 |  | 98.6326 | 9.588 | 0 | 169.67 | 0
18.03. | 22 | 283.3145 |  | 98.5465 | 9.588 | 0 | 175.18 | 0
18.03. | 23 | 281.45 |  | 98.202 | 9.588 | 0 | 173.66 | 0
18.03. | 24 | 277.5639 |  | 98.1159 | 9.588 | 0 | 169.86 | 0
19.03. | 1 | 281.0168 |  | 98.7188 | 9.588 | 0 | 172.71 | 0
19.03. | 2 | 282.8306 |  | 98.6326 | 9.588 | 0 | 174.61 | 0
19.03. | 3 | 278.9951 |  | 98.9771 | 9.588 | 0 | 170.43 | 0
19.03. | 4 | 278.1668 |  | 98.7188 | 9.588 | 0 | 169.86 | 0
19.03. | 5 | 277.0445 |  | 98.5465 | 9.588 | 0 | 168.91 | 0
19.03. | 6 | 277.9945 |  | 98.5465 | 9.588 | 0 | 169.86 | 0
19.03. | 7 | 277.2168 |  | 98.7188 | 9.588 | 0 | 168.91 | 0
19.03. | 8 | 280.3074 |  | 99.1494 | 9.588 | 0 | 171.57 | 0
19.03. | 9 | 283.8641 |  | 99.6661 | 9.588 | 0 | 174.61 | 0
19.03. | 10 | 274.159 |  | 98.891 | 9.588 | 0 | 165.68 | 0
19.03. | 11 | 278.9951 |  | 98.9771 | 9.588 | 0 | 170.43 | 0
19.03. | 12 | 282.6814 |  | 96.3934 | 9.588 | 0 | 176.7 | 0
19.03. | 13 | 286.5596 |  | 99.3216 | 9.588 | 0 | 177.65 | 0
19.03. | 14 | 283.5196 |  | 99.3216 | 9.588 | 0 | 174.61 | 0
19.03. | 15 | 282.59 |  | 98.202 | 9.588 | 0 | 174.8 | 0
19.03. | 16 | 283.1423 |  | 98.3743 | 9.588 | 0 | 175.18 | 0
19.03. | 17 | 281.5539 |  | 98.1159 | 9.588 | 0 | 173.85 | 0
19.03. | 18 | 279.6539 |  | 98.1159 | 9.588 | 0 | 171.95 | 0
19.03. | 19 | 278.4002 |  | 95.5322 | 9.588 | 0 | 173.28 | 0
19.03. | 20 | 284.0923 |  | 98.3743 | 9.588 | 0 | 176.13 | 0
19.03. | 21 | 283.8668 |  | 98.7188 | 9.588 | 0 | 175.56 | 0
19.03. | 22 | 279.2943 |  | 96.9963 | 9.588 | 0 | 172.71 | 0
19.03. | 23 | 279.1372 |  | 97.5992 | 9.588 | 0 | 171.95 | 0
19.03. | 24 | 284.3506 |  | 98.6326 | 9.588 | 0 | 176.13 | 0
20.03. | 1 | 281.9819 |  | 99.4939 | 9.588 | 0 | 172.9 | 0
20.03. | 2 | 279.3068 |  | 98.7188 | 9.588 | 0 | 171 | 0
20.03. | 3 | 281.8096 |  | 99.3216 | 9.588 | 0 | 172.9 | 0
20.03. | 4 | 279.8235 |  | 99.2355 | 9.588 | 0 | 171 | 0
20.03. | 5 | 276.938 |  | 99.58 | 9.588 | 0 | 167.77 | 0
20.03. | 6 | 272.829 |  | 98.891 | 9.588 | 0 | 164.35 | 0
20.03. | 7 | 277.2319 |  | 99.4939 | 9.588 | 0 | 168.15 | 0
20.03. | 8 | 276.5278 |  | 98.0298 | 9.588 | 0 | 168.91 | 0
20.03. | 9 | 272.7482 |  | 96.9102 | 9.588 | 0 | 166.25 | 0
20.03. | 10 | 270.0882 |  | 96.9102 | 9.588 | 0 | 163.59 | 0
20.03. | 11 | 272.4188 |  | 97.3408 | 9.588 | 0 | 165.49 | 0
20.03. | 12 | 270.0349 |  | 97.4269 | 9.588 | 0 | 163.02 | 0
20.03. | 13 | 272.7153 |  | 96.3073 | 9.588 | 0 | 166.82 | 0
20.03. | 14 | 274.7317 |  | 97.9437 | 9.588 | 0 | 167.2 | 0
20.03. | 15 | 275.3878 |  | 98.0298 | 9.588 | 0 | 167.77 | 0
20.03. | 16 | 278.8788 |  | 97.3408 | 9.588 | 0 | 171.95 | 0
20.03. | 17 | 278.79 |  | 98.202 | 9.588 | 0 | 171 | 0
20.03. | 18 | 277.7388 |  | 97.3408 | 9.588 | 0 | 170.81 | 0
20.03. | 19 | 276.4417 |  | 97.9437 | 9.588 | 0 | 168.91 | 0
20.03. | 20 | 277.6172 |  | 97.5992 | 9.588 | 0 | 170.43 | 0
20.03. | 21 | 276.3555 |  | 97.8575 | 9.588 | 0 | 168.91 | 0
20.03. | 22 | 275.4943 |  | 96.9963 | 9.588 | 0 | 168.91 | 0
20.03. | 23 | 274.301 |  | 97.513 | 9.588 | 0 | 167.2 | 0
20.03. | 24 | 275.6843 |  | 96.9963 | 9.588 | 0 | 169.1 | 0
21.03. | 1 | 274.42 |  | 98.202 | 9.588 | 0 | 166.63 | 0
21.03. | 2 | 273.0874 |  | 99.1494 | 9.588 | 0 | 164.35 | 0
21.03. | 3 | 273.2419 |  | 99.4939 | 9.588 | 0 | 164.16 | 0
21.03. | 4 | 271.7041 |  | 99.6661 | 9.588 | 0 | 162.45 | 0
21.03. | 5 | 271.1341 |  | 99.6661 | 9.588 | 0 | 161.88 | 0
21.03. | 6 | 272.1196 |  | 99.3216 | 9.588 | 0 | 163.21 | 0
21.03. | 7 | 275.0735 |  | 99.2355 | 9.588 | 0 | 166.25 | 0
21.03. | 8 | 276.2819 |  | 99.4939 | 9.588 | 0 | 167.2 | 0
21.03. | 9 | 274.5568 |  | 98.7188 | 9.588 | 0 | 166.25 | 0
21.03. | 10 | 273.9539 |  | 98.1159 | 9.588 | 0 | 166.25 | 0
21.03. | 11 | 270.359 |  | 98.891 | 9.588 | 0 | 161.88 | 0
21.03. | 12 | 272.9684 |  | 98.4604 | 9.588 | 0 | 164.92 | 0
21.03. | 13 | 268.0133 |  | 97.6853 | 9.588 | 0 | 160.74 | 0
21.03. | 14 | 267.9121 |  | 96.8241 | 9.588 | 0 | 161.5 | 0
21.03. | 15 | 273.7008 |  | 95.9628 | 9.588 | 0 | 168.15 | 0
21.03. | 16 | 273.3004 |  | 97.0824 | 9.588 | 0 | 166.63 | 0
21.03. | 17 | 269.9817 |  | 97.9437 | 9.588 | 0 | 162.45 | 0
21.03. | 18 | 267.5978 |  | 98.0298 | 9.588 | 0 | 159.98 | 0
21.03. | 19 | 275.94 |  | 98.202 | 9.588 | 0 | 168.15 | 0
21.03. | 20 | 276.7506 |  | 98.6326 | 9.588 | 0 | 168.53 | 0
21.03. | 21 | 275.418 |  | 99.58 | 9.588 | 0 | 166.25 | 0
21.03. | 22 | 278.3896 |  | 99.3216 | 9.588 | 0 | 169.48 | 0
21.03. | 23 | 280.1351 |  | 98.9771 | 9.588 | 0 | 171.57 | 0
21.03. | 24 | 277.0951 |  | 98.9771 | 9.588 | 0 | 168.53 | 0
22.03. | 1 | 279.4613 |  | 99.0633 | 9.588 | 0 | 170.81 | 0
22.03. | 2 | 279.5651 |  | 98.9771 | 9.588 | 0 | 171 | 0
22.03. | 3 | 272.6568 |  | 98.7188 | 9.588 | 0 | 164.35 | 0
22.03. | 4 | 273.0013 |  | 99.0633 | 9.588 | 0 | 164.35 | 0
22.03. | 5 | 271.1874 |  | 99.1494 | 9.588 | 0 | 162.45 | 0
22.03. | 6 | 272.1551 |  | 98.9771 | 9.588 | 0 | 163.59 | 0
22.03. | 7 | 270.549 |  | 98.891 | 9.588 | 0 | 162.07 | 0
22.03. | 8 | 256.0671 |  | 89.1591 | 9.588 | 0 | 157.32 | 0
22.03. | 9 | 253.2828 |  | 90.3648 | 9.588 | 0 | 153.33 | 0
22.03. | 10 | 255.5647 |  | 95.8767 | 9.588 | 0 | 150.1 | 0
22.03. | 11 | 260.2108 |  | 95.9628 | 9.588 | 0 | 154.66 | 0
22.03. | 12 | 261.5204 |  | 97.0824 | 9.588 | 0 | 154.85 | 0
22.03. | 13 | 252.7121 |  | 96.8241 | 9.588 | 0 | 146.3 | 0
22.03. | 14 | 265.7537 |  | 96.5657 | 9.588 | 0 | 159.6 | 0
22.03. | 15 | 270.7976 |  | 96.4796 | 9.588 | 0 | 164.73 | 0
22.03. | 16 | 269.8298 |  | 96.6518 | 9.588 | 0 | 163.59 | 0
22.03. | 17 | 272.781 |  | 97.513 | 9.588 | 0 | 165.68 | 0
22.03. | 18 | 275.4588 |  | 97.3408 | 9.588 | 0 | 168.53 | 0
22.03. | 19 | 275.2865 |  | 97.1685 | 9.588 | 0 | 168.53 | 0
22.03. | 20 | 275.6665 |  | 97.1685 | 9.588 | 0 | 168.91 | 0
22.03. | 21 | 273.4043 |  | 96.9963 | 9.588 | 0 | 166.82 | 0
22.03. | 22 | 276.3582 |  | 96.9102 | 9.588 | 0 | 169.86 | 0
22.03. | 23 | 275.8237 |  | 96.5657 | 9.588 | 0 | 169.67 | 0
22.03. | 24 | 276.2898 |  | 96.6518 | 9.588 | 0 | 170.05 | 0
23.03. | 1 | 275.061 |  | 97.513 | 9.588 | 0 | 167.96 | 0
23.03. | 2 | 275.1268 |  | 98.7188 | 9.588 | 0 | 166.82 | 0
23.03. | 3 | 253.4804 |  | 79.7324 | 9.588 | 0 | 164.16 | 0
23.03. | 4 | 273.4345 |  | 98.5465 | 9.588 | 0 | 165.3 | 0
23.03. | 5 | 269.2723 |  | 98.3743 | 9.588 | 0 | 161.31 | 0
23.03. | 6 | 266.9417 |  | 97.9437 | 9.588 | 0 | 159.41 | 0
23.03. | 7 | 267.9068 |  | 98.7188 | 9.588 | 0 | 159.6 | 0
23.03. | 8 | 268.3045 |  | 98.5465 | 9.588 | 0 | 160.17 | 0
23.03. | 9 | 267.7549 |  | 97.4269 | 9.588 | 0 | 160.74 | 0
23.03. | 10 | 269.7082 |  | 96.9102 | 9.588 | 0 | 163.21 | 0
23.03. | 11 | 270.1414 |  | 96.3934 | 9.588 | 0 | 164.16 | 0
23.03. | 12 | 268.8798 |  | 96.6518 | 9.588 | 0 | 162.64 | 0
23.03. | 13 | 265.0114 |  | 96.3934 | 9.588 | 0 | 159.03 | 0
23.03. | 14 | 269.0192 |  | 96.2212 | 9.588 | 0 | 163.21 | 0
23.03. | 15 | 272.4569 |  | 96.0489 | 9.588 | 0 | 166.82 | 0
23.03. | 16 | 270.0021 |  | 96.8241 | 9.588 | 0 | 163.59 | 0
23.03. | 17 | 268.9988 |  | 97.3408 | 9.588 | 0 | 162.07 | 0
23.03. | 18 | 273.731 |  | 97.513 | 9.588 | 0 | 166.63 | 0
23.03. | 19 | 264.4033 |  | 97.6853 | 9.588 | 0 | 157.13 | 0
23.03. | 20 | 280.8445 |  | 98.5465 | 9.588 | 0 | 172.71 | 0
23.03. | 21 | 285.0041 |  | 99.6661 | 9.588 | 0 | 175.75 | 0
23.03. | 22 | 286.2986 |  | 100.0106 | 9.588 | 0 | 176.7 | 0
23.03. | 23 | 284.6596 |  | 99.3216 | 9.588 | 0 | 175.75 | 0
23.03. | 24 | 280.9254 |  | 100.5274 | 9.588 | 0 | 170.81 | 0
24.03. | 1 | 281.4421 |  | 101.0441 | 9.588 | 0 | 170.81 | 0
24.03. | 2 | 277.9031 |  | 100.3551 | 9.588 | 0 | 167.96 | 0
24.03. | 3 | 277.5586 |  | 100.0106 | 9.588 | 0 | 167.96 | 0
24.03. | 4 | 278.387 |  | 100.269 | 9.588 | 0 | 168.53 | 0
24.03. | 5 | 276.4515 |  | 100.6135 | 9.588 | 0 | 166.25 | 0
24.03. | 6 | 270.4984 |  | 98.4604 | 9.588 | 0 | 162.45 | 0
24.03. | 7 | 268.4972 |  | 97.5992 | 9.588 | 0 | 161.31 | 0
24.03. | 8 | 265.8221 |  | 96.8241 | 9.588 | 0 | 159.41 | 0
24.03. | 9 | 272.4773 |  | 94.9293 | 9.588 | 0 | 167.96 | 0
24.03. | 10 | 275.8618 |  | 95.2738 | 9.588 | 0 | 171 | 0
24.03. | 11 | 275.9355 |  | 93.6375 | 9.588 | 0 | 172.71 | 0
24.03. | 12 | 269.0554 |  | 89.4174 | 9.588 | 0 | 170.05 | 0
24.03. | 13 | 276.9814 |  | 96.3934 | 9.588 | 0 | 171 | 0
24.03. | 14 | 279.1753 |  | 96.3073 | 9.588 | 0 | 173.28 | 0
24.03. | 15 | 282.1647 |  | 95.8767 | 9.588 | 0 | 176.7 | 0
24.03. | 16 | 283.4921 |  | 96.8241 | 9.588 | 0 | 177.08 | 0
24.03. | 17 | 285.131 |  | 97.513 | 9.588 | 0 | 178.03 | 0
24.03. | 18 | 285.5084 |  | 98.4604 | 9.588 | 0 | 177.46 | 0
24.03. | 19 | 284.8674 |  | 99.1494 | 9.588 | 0 | 176.13 | 0
24.03. | 20 | 281.4474 |  | 99.1494 | 9.588 | 0 | 172.71 | 0
24.03. | 21 | 282.9319 |  | 99.4939 | 9.588 | 0 | 173.85 | 0
24.03. | 22 | 279.6486 |  | 100.0106 | 9.588 | 0 | 170.05 | 0
24.03. | 23 | 284.728 |  | 99.58 | 9.588 | 0 | 175.56 | 0
24.03. | 24 | 282.3264 |  | 99.8384 | 9.588 | 0 | 172.9 | 0
25.03. | 1 | 285.4676 |  | 100.6996 | 9.588 | 0 | 175.18 | 0
25.03. | 2 | 283.9654 |  | 100.5274 | 9.588 | 0 | 173.85 | 0
25.03. | 3 | 279.5954 |  | 100.5274 | 9.588 | 0 | 169.48 | 0
25.03. | 4 | 281.3737 |  | 100.7857 | 9.588 | 0 | 171 | 0
25.03. | 5 | 277.8854 |  | 100.5274 | 9.588 | 0 | 167.77 | 0
25.03. | 6 | 276.3654 |  | 100.5274 | 9.588 | 0 | 166.25 | 0
25.03. | 7 | 280.287 |  | 100.269 | 9.588 | 0 | 170.43 | 0
25.03. | 8 | 285.9009 |  | 100.1829 | 9.588 | 0 | 176.13 | 0
25.03. | 9 | 285.037 |  | 100.269 | 9.588 | 0 | 175.18 | 0
25.03. | 10 | 282.9345 |  | 98.5465 | 9.588 | 0 | 174.8 | 0
25.03. | 11 | 284.609 |  | 98.891 | 9.588 | 0 | 176.13 | 0
25.03. | 12 | 281.6223 |  | 98.3743 | 9.588 | 0 | 173.66 | 0
25.03. | 13 | 281.64 |  | 98.202 | 9.588 | 0 | 173.85 | 0
25.03. | 14 | 281.5565 |  | 97.1685 | 9.588 | 0 | 174.8 | 0
25.03. | 15 | 285.6682 |  | 96.9102 | 9.588 | 0 | 179.17 | 0
25.03. | 16 | 287.4617 |  | 97.9437 | 9.588 | 0 | 179.93 | 0
25.03. | 17 | 283.0055 |  | 97.8575 | 9.588 | 0 | 175.56 | 0
25.03. | 18 | 282.97 |  | 98.202 | 9.588 | 0 | 175.18 | 0
25.03. | 19 | 280.8445 |  | 98.5465 | 9.588 | 0 | 172.71 | 0
25.03. | 20 | 282.1541 |  | 99.6661 | 9.588 | 0 | 172.9 | 0
25.03. | 21 | 281.9641 |  | 99.6661 | 9.588 | 0 | 172.71 | 0
25.03. | 22 | 285.1764 |  | 99.8384 | 9.588 | 0 | 175.75 | 0
25.03. | 23 | 284.3178 |  | 98.0298 | 9.588 | 0 | 176.7 | 0
25.03. | 24 | 282.7445 |  | 98.5465 | 9.588 | 0 | 174.61 | 0
26.03. | 1 | 280.1706 |  | 98.6326 | 9.588 | 0 | 171.95 | 0
26.03. | 2 | 277.5639 |  | 98.1159 | 9.588 | 0 | 169.86 | 0
26.03. | 3 | 279.8768 |  | 98.7188 | 9.588 | 0 | 171.57 | 0
26.03. | 4 | 280.049 |  | 98.891 | 9.588 | 0 | 171.57 | 0
26.03. | 5 | 275.8539 |  | 98.1159 | 9.588 | 0 | 168.15 | 0
26.03. | 6 | 276.9584 |  | 98.4604 | 9.588 | 0 | 168.91 | 0
26.03. | 7 | 276.8519 |  | 99.4939 | 9.588 | 0 | 167.77 | 0
26.03. | 8 | 279.7045 |  | 98.5465 | 9.588 | 0 | 171.57 | 0
26.03. | 9 | 281.0674 |  | 99.1494 | 9.588 | 0 | 172.33 | 0
26.03. | 10 | 276.3706 |  | 98.6326 | 9.588 | 0 | 168.15 | 0
26.03. | 11 | 277.6323 |  | 98.3743 | 9.588 | 0 | 169.67 | 0
26.03. | 12 | 283.3678 |  | 98.0298 | 9.588 | 0 | 175.75 | 0
26.03. | 13 | 285.891 |  | 97.513 | 9.588 | 0 | 178.79 | 0
26.03. | 14 | 285.6149 |  | 97.4269 | 9.588 | 0 | 178.6 | 0
26.03. | 15 | 283.7149 |  | 97.4269 | 9.588 | 0 | 176.7 | 0
26.03. | 16 | 281.2778 |  | 98.0298 | 9.588 | 0 | 173.66 | 0
26.03. | 17 | 281.4145 |  | 98.5465 | 9.588 | 0 | 173.28 | 0
26.03. | 18 | 278.149 |  | 98.891 | 9.588 | 0 | 169.67 | 0
26.03. | 19 | 277.7841 |  | 99.6661 | 9.588 | 0 | 168.53 | 0
26.03. | 20 | 280.8596 |  | 99.3216 | 9.588 | 0 | 171.95 | 0
26.03. | 21 | 276.629 |  | 98.891 | 9.588 | 0 | 168.15 | 0
26.03. | 22 | 279.3068 |  | 98.7188 | 9.588 | 0 | 171 | 0
26.03. | 23 | 277.6651 |  | 98.9771 | 9.588 | 0 | 169.1 | 0
26.03. | 24 | 279.2509 |  | 100.1829 | 9.588 | 0 | 169.48 | 0
27.03. | 1 | 278.3009 |  | 100.1829 | 9.588 | 0 | 168.53 | 0
27.03. | 2 | 279.6335 |  | 99.2355 | 9.588 | 0 | 170.81 | 0
27.03. | 3 | 277.7841 |  | 99.6661 | 9.588 | 0 | 168.53 | 0
27.03. | 4 | 272.5706 |  | 98.6326 | 9.588 | 0 | 164.35 | 0
27.03. | 5 | 272.2741 |  | 99.6661 | 9.588 | 0 | 163.02 | 0
27.03. | 6 | 272.3274 |  | 99.1494 | 9.588 | 0 | 163.59 | 0
27.03. | 7 | 281.9819 |  | 99.4939 | 9.588 | 0 | 172.9 | 0
27.03. | 8 | 275.1419 |  | 99.4939 | 9.588 | 0 | 166.06 | 0
27.03. | 9 | 272.6568 |  | 98.7188 | 9.588 | 0 | 164.35 | 0
27.03. | 10 | 275.6639 |  | 98.1159 | 9.588 | 0 | 167.96 | 0
27.03. | 11 | 269.979 |  | 98.891 | 9.588 | 0 | 161.5 | 0
27.03. | 12 | 271.2913 |  | 99.0633 | 9.588 | 0 | 162.64 | 0
27.03. | 13 | 271.7574 |  | 99.1494 | 9.588 | 0 | 163.02 | 0
27.03. | 14 | 274.658 |  | 99.58 | 9.588 | 0 | 165.49 | 0
27.03. | 15 | 275.8184 |  | 98.4604 | 9.588 | 0 | 167.77 | 0
27.03. | 16 | 275.4739 |  | 98.1159 | 9.588 | 0 | 167.77 | 0
27.03. | 17 | 274.5568 |  | 98.7188 | 9.588 | 0 | 166.25 | 0
27.03. | 18 | 273.0545 |  | 98.5465 | 9.588 | 0 | 164.92 | 0
27.03. | 19 | 276.1602 |  | 99.7522 | 9.588 | 0 | 166.82 | 0
27.03. | 20 | 280.7531 |  | 100.3551 | 9.588 | 0 | 170.81 | 0
27.03. | 21 | 276.4568 |  | 98.7188 | 9.588 | 0 | 168.15 | 0
27.03. | 22 | 276.8696 |  | 99.3216 | 9.588 | 0 | 167.96 | 0
27.03. | 23 | 279.6815 |  | 100.6135 | 9.588 | 0 | 169.48 | 0
27.03. | 24 | 277.3154 |  | 100.5274 | 9.588 | 0 | 167.2 | 0
28.03. | 1 | 281.1686 |  | 100.0106 | 9.588 | 0 | 171.57 | 0
28.03. | 2 | 277.057 |  | 100.269 | 9.588 | 0 | 167.2 | 0
28.03. | 3 | 276.3654 |  | 100.5274 | 9.588 | 0 | 166.25 | 0
28.03. | 4 | 269.338 |  | 99.58 | 9.588 | 0 | 160.17 | 0
28.03. | 5 | 273.2064 |  | 99.8384 | 9.588 | 0 | 163.78 | 0
28.03. | 6 | 265.9055 |  | 97.8575 | 9.588 | 0 | 158.46 | 0
28.03. | 7 | 271.3241 |  | 99.6661 | 9.588 | 0 | 162.07 | 0
28.03. | 8 | 267.1415 |  | 100.6135 | 9.588 | 0 | 156.94 | 0
28.03. | 9 | 271.4964 |  | 99.8384 | 9.588 | 0 | 162.07 | 0
28.03. | 10 | 275.1951 |  | 98.9771 | 9.588 | 0 | 166.63 | 0
28.03. | 11 | 274.2478 |  | 98.0298 | 9.588 | 0 | 166.63 | 0
28.03. | 12 | 270.9672 |  | 97.5992 | 9.588 | 0 | 163.78 | 0
28.03. | 13 | 268.5833 |  | 97.6853 | 9.588 | 0 | 161.31 | 0
28.03. | 14 | 269.8804 |  | 97.0824 | 9.588 | 0 | 163.21 | 0
28.03. | 15 | 268.6037 |  | 96.5657 | 9.588 | 0 | 162.45 | 0
28.03. | 16 | 267.2586 |  | 95.7906 | 9.588 | 0 | 161.88 | 0
28.03. | 17 | 269.8476 |  | 96.4796 | 9.588 | 0 | 163.78 | 0
28.03. | 18 | 270.2072 |  | 97.5992 | 9.588 | 0 | 163.02 | 0
28.03. | 19 | 271.499 |  | 98.891 | 9.588 | 0 | 163.02 | 0
28.03. | 20 | 276.8874 |  | 99.1494 | 9.588 | 0 | 168.15 | 0
28.03. | 21 | 274.9039 |  | 98.1159 | 9.588 | 0 | 167.2 | 0
28.03. | 22 | 270.6555 |  | 97.8575 | 9.588 | 0 | 163.21 | 0
28.03. | 23 | 272.1223 |  | 98.3743 | 9.588 | 0 | 164.16 | 0
28.03. | 24 | 266.7898 |  | 96.6518 | 9.588 | 0 | 160.55 | 0
29.03. | 1 | 268.1651 |  | 98.9771 | 9.588 | 0 | 159.6 | 0
29.03. | 2 | 267.1441 |  | 99.6661 | 9.588 | 0 | 157.89 | 0
29.03. | 3 | 270.977 |  | 100.269 | 9.588 | 0 | 161.12 | 0
29.03. | 4 | 273.6396 |  | 99.3216 | 9.588 | 0 | 164.73 | 0
29.03. | 5 | 270.1664 |  | 99.8384 | 9.588 | 0 | 160.74 | 0
29.03. | 6 | 273.1202 |  | 99.7522 | 9.588 | 0 | 163.78 | 0
29.03. | 7 | 270.5641 |  | 99.6661 | 9.588 | 0 | 161.31 | 0
29.03. | 8 | 275.4535 |  | 99.2355 | 9.588 | 0 | 166.63 | 0
29.03. | 9 | 270.7239 |  | 98.1159 | 9.588 | 0 | 163.02 | 0
29.03. | 10 | 273.6121 |  | 96.8241 | 9.588 | 0 | 167.2 | 0
29.03. | 11 | 271.9882 |  | 96.9102 | 9.588 | 0 | 165.49 | 0
29.03. | 12 | 274.2176 |  | 96.4796 | 9.588 | 0 | 168.15 | 0
29.03. | 13 | 272.2847 |  | 95.8767 | 9.588 | 0 | 166.82 | 0
29.03. | 14 | 267.3776 |  | 96.4796 | 9.588 | 0 | 161.31 | 0
29.03. | 15 | 271.2308 |  | 95.9628 | 9.588 | 0 | 165.68 | 0
29.03. | 16 | 276.0669 |  | 96.0489 | 9.588 | 0 | 170.43 | 0
29.03. | 17 | 277.7592 |  | 96.2212 | 9.588 | 0 | 171.95 | 0
29.03. | 18 | 277.4476 |  | 96.4796 | 9.588 | 0 | 171.38 | 0
29.03. | 19 | 273.7869 |  | 96.0489 | 9.588 | 0 | 168.15 | 0
29.03. | 20 | 276.011 |  | 97.513 | 9.588 | 0 | 168.91 | 0
29.03. | 21 | 264.9378 |  | 98.0298 | 9.588 | 0 | 157.32 | 0
29.03. | 22 | 260.3423 |  | 98.3743 | 9.588 | 0 | 152.38 | 0
29.03. | 23 | 276.0945 |  | 98.5465 | 9.588 | 0 | 167.96 | 0
29.03. | 24 | 276.9255 |  | 97.8575 | 9.588 | 0 | 169.48 | 0
30.03. | 1 | 274.8888 |  | 97.3408 | 9.588 | 0 | 167.96 | 0
30.03. | 2 | 272.5253 |  | 96.3073 | 9.588 | 0 | 166.63 | 0
30.03. | 3 | 272.1755 |  | 97.8575 | 9.588 | 0 | 164.73 | 0
30.03. | 4 | 275.061 |  | 97.513 | 9.588 | 0 | 167.96 | 0
30.03. | 5 | 272.4365 |  | 97.1685 | 9.588 | 0 | 165.68 | 0
30.03. | 6 | 273.0039 |  | 98.1159 | 9.588 | 0 | 165.3 | 0
30.03. | 7 | 272.6923 |  | 98.3743 | 9.588 | 0 | 164.73 | 0
30.03. | 8 | 271.9704 |  | 97.0824 | 9.588 | 0 | 165.3 | 0
30.03. | 9 | 268.9988 |  | 97.3408 | 9.588 | 0 | 162.07 | 0
30.03. | 10 | 267.4637 |  | 96.5657 | 9.588 | 0 | 161.31 | 0
30.03. | 11 | 269.7082 |  | 96.9102 | 9.588 | 0 | 163.21 | 0
30.03. | 12 | 270.6049 |  | 97.4269 | 9.588 | 0 | 163.59 | 0
30.03. | 13 | 270.7443 |  | 96.9963 | 9.588 | 0 | 164.16 | 0
30.03. | 14 | 270.9343 |  | 96.9963 | 9.588 | 0 | 164.35 | 0
30.03. | 15 | 272.7153 |  | 96.3073 | 9.588 | 0 | 166.82 | 0
30.03. | 16 | 266.6085 |  | 87.3505 | 9.588 | 0 | 169.67 | 0
30.03. | 17 | 280.1582 |  | 96.9102 | 9.588 | 0 | 173.66 | 0
30.03. | 18 | 278.0504 |  | 97.0824 | 9.588 | 0 | 171.38 | 0
30.03. | 19 | 277.8906 |  | 98.6326 | 9.588 | 0 | 169.67 | 0
30.03. | 20 | 280.6874 |  | 99.1494 | 9.588 | 0 | 171.95 | 0
30.03. | 21 | 278.6204 |  | 97.0824 | 9.588 | 0 | 171.95 | 0
30.03. | 22 | 277.7868 |  | 98.7188 | 9.588 | 0 | 169.48 | 0
30.03. | 23 | 279.3068 |  | 98.7188 | 9.588 | 0 | 171 | 0
30.03. | 24 | 278.4731 |  | 100.3551 | 9.588 | 0 | 168.53 | 0
31.03. | 1 | 277.3686 |  | 100.0106 | 9.588 | 0 | 167.77 | 0
31.03. | 2 | 276.5909 |  | 100.1829 | 9.588 | 0 | 166.82 | 0
31.03. | 3 | 275.917 |  | 100.269 | 9.588 | 0 | 166.06 | 0
31.03. | 4 | 274.0347 |  | 100.0967 | 9.588 | 0 | 164.35 | 0
31.03. | 5 | 277.9031 |  | 100.3551 | 9.588 | 0 | 167.96 | 0
31.03. | 6 | 273.3786 |  | 100.0106 | 9.588 | 0 | 163.78 | 0
31.03. | 7 | 276.9709 |  | 100.1829 | 9.588 | 0 | 167.2 | 0
31.03. | 8 | 276.9709 |  | 100.1829 | 9.588 | 0 | 167.2 | 0
31.03. | 9 | 272.5378 |  | 98.0298 | 9.588 | 0 | 164.92 | 0
31.03. | 10 | 280.1555 |  | 97.8575 | 9.588 | 0 | 172.71 | 0
31.03. | 11 | 284.1455 |  | 97.8575 | 9.588 | 0 | 176.7 | 0
31.03. | 12 | 280.9004 |  | 97.0824 | 9.588 | 0 | 174.23 | 0
31.03. | 13 | 284.5814 |  | 96.3934 | 9.588 | 0 | 178.6 | 0
31.03. | 14 | 281.3008 |  | 95.9628 | 9.588 | 0 | 175.75 | 0
31.03. | 15 | 279.4692 |  | 96.2212 | 9.588 | 0 | 173.66 | 0
31.03. | 16 | 280.9892 |  | 96.2212 | 9.588 | 0 | 175.18 | 0
31.03. | 17 | 281.7998 |  | 96.6518 | 9.588 | 0 | 175.56 | 0
31.03. | 18 | 281.0221 |  | 96.8241 | 9.588 | 0 | 174.61 | 0
31.03. | 19 | 281.9339 |  | 98.1159 | 9.588 | 0 | 174.23 | 0
31.03. | 20 | 284.4874 |  | 99.1494 | 9.588 | 0 | 175.75 | 0
31.03. | 21 | 282.9674 |  | 99.1494 | 9.588 | 0 | 174.23 | 0
31.03. | 22 | 282.1568 |  | 98.7188 | 9.588 | 0 | 173.85 | 0
31.03. | 23 | 282.6176 |  | 100.6996 | 9.588 | 0 | 172.33 | 0
31.03. | 24 | 280.5986 |  | 100.0106 | 9.588 | 0 | 171 | 0
01.04. | 1 | 275.8841 |  | 99.6661 | 9.588 | 0 | 166.63 | 0
01.04. | 2 | 276.6796 |  | 99.3216 | 9.588 | 0 | 167.77 | 0
01.04. | 3 | 274.7619 |  | 99.4939 | 9.588 | 0 | 165.68 | 0
01.04. | 4 | 272.6364 |  | 99.8384 | 9.588 | 0 | 163.21 | 0
01.04. | 5 | 276.0741 |  | 99.6661 | 9.588 | 0 | 166.82 | 0
01.04. | 6 | 277.9235 |  | 99.2355 | 9.588 | 0 | 169.1 | 0
01.04. | 7 | 280.3935 |  | 99.2355 | 9.588 | 0 | 171.57 | 0
01.04. | 8 | 276.5455 |  | 97.8575 | 9.588 | 0 | 169.1 | 0
01.04. | 9 | 278.6053 |  | 96.3073 | 9.588 | 0 | 172.71 | 0
01.04. | 10 | 275.5502 |  | 95.5322 | 9.588 | 0 | 170.43 | 0
01.04. | 11 | 275.1169 |  | 96.0489 | 9.588 | 0 | 169.48 | 0
01.04. | 12 | 278.7447 |  | 95.8767 | 9.588 | 0 | 173.28 | 0
01.04. | 13 | 280.2469 |  | 96.0489 | 9.588 | 0 | 174.61 | 0
01.04. | 14 | 279.0057 |  | 95.1877 | 9.588 | 0 | 174.23 | 0
01.04. | 15 | 278.5218 |  | 95.2738 | 9.588 | 0 | 173.66 | 0
01.04. | 16 | 275.378 |  | 95.36 | 9.588 | 0 | 170.43 | 0
01.04. | 17 | 277.0169 |  | 96.0489 | 9.588 | 0 | 171.38 | 0
01.04. | 18 | 274.4608 |  | 95.9628 | 9.588 | 0 | 168.91 | 0
01.04. | 19 | 277.6376 |  | 96.4796 | 9.588 | 0 | 171.57 | 0
01.04. | 20 | 280.0037 |  | 96.5657 | 9.588 | 0 | 173.85 | 0
01.04. | 21 | 277.3792 |  | 96.2212 | 9.588 | 0 | 171.57 | 0
01.04. | 22 | 279.7276 |  | 96.4796 | 9.588 | 0 | 173.66 | 0
01.04. | 23 | 277.4121 |  | 96.8241 | 9.588 | 0 | 171 | 0
01.04. | 24 | 276.9255 |  | 97.8575 | 9.588 | 0 | 169.48 | 0
02.04. | 1 | 271.9198 |  | 96.6518 | 9.588 | 0 | 165.68 | 0
02.04. | 2 | 274.1821 |  | 96.8241 | 9.588 | 0 | 167.77 | 0
02.04. | 3 | 271.7982 |  | 96.9102 | 9.588 | 0 | 165.3 | 0
02.04. | 4 | 275.1551 |  | 94.7571 | 9.588 | 0 | 170.81 | 0
02.04. | 5 | 273.739 |  | 94.671 | 9.588 | 0 | 169.48 | 0
02.04. | 6 | 274.2051 |  | 94.7571 | 9.588 | 0 | 169.86 | 0
02.04. | 7 | 273.2551 |  | 94.7571 | 9.588 | 0 | 168.91 | 0
02.04. | 8 | 269.3663 |  | 95.6183 | 9.588 | 0 | 164.16 | 0
02.04. | 9 | 274.2787 |  | 93.1207 | 9.588 | 0 | 171.57 | 0
02.04. | 10 | 270.8943 |  | 92.7763 | 9.588 | 0 | 168.53 | 0
02.04. | 11 | 263.6946 |  | 91.6566 | 9.588 | 0 | 162.45 | 0
02.04. | 12 | 260.9991 |  | 92.0011 | 9.588 | 0 | 159.41 | 0
02.04. | 13 | 258.2885 |  | 91.5705 | 9.588 | 0 | 157.13 | 0
02.04. | 14 | 258.4457 |  | 90.9677 | 9.588 | 0 | 157.89 | 0
02.04. | 15 | 252.8522 |  | 89.9342 | 9.588 | 0 | 153.33 | 0
02.04. | 16 | 251.0995 |  | 86.6615 | 9.588 | 0 | 154.85 | 0
02.04. | 17 | 249.8635 |  | 83.9055 | 9.588 | 0 | 156.37 | 0
02.04. | 18 | 251.4138 |  | 85.4558 | 9.588 | 0 | 156.37 | 0
02.04. | 19 | 248.1917 |  | 82.6137 | 9.588 | 0 | 155.99 | 0
02.04. | 20 | 245.6435 |  | 79.6855 | 9.588 | 0 | 156.37 | 0
02.04. | 21 | 243.2596 |  | 79.7716 | 9.588 | 0 | 153.9 | 0
02.04. | 22 | 244.2957 |  | 79.8577 | 9.588 | 0 | 154.85 | 0
02.04. | 23 | 245.3851 |  | 79.4271 | 9.588 | 0 | 156.37 | 0
02.04. | 24 | 243.4319 |  | 79.9439 | 9.588 | 0 | 153.9 | 0
03.04. | 1 | 243.4345 |  | 78.9965 | 9.588 | 0 | 154.85 | 0
03.04. | 2 | 239.0422 |  | 74.6042 | 9.588 | 0 | 154.85 | 0
03.04. | 3 | 231.7467 |  | 70.7287 | 9.588 | 0 | 151.43 | 0
03.04. | 4 | 231.4528 |  | 70.8148 | 9.588 | 0 | 151.05 | 0
03.04. | 5 | 234.1305 |  | 70.6425 | 9.588 | 0 | 153.9 | 0
03.04. | 6 | 239.2171 |  | 73.8291 | 9.588 | 0 | 155.8 | 0
03.04. | 7 | 236.78 |  | 74.432 | 9.588 | 0 | 152.76 | 0
03.04. | 8 | 233.0661 |  | 74.5181 | 9.588 | 0 | 148.96 | 0
03.04. | 9 | 230.4061 |  | 74.5181 | 9.588 | 0 | 146.3 | 0
03.04. | 10 | 230.4771 |  | 73.8291 | 9.588 | 0 | 147.06 | 0
03.04. | 11 | 231.4804 |  | 73.3124 | 9.588 | 0 | 148.58 | 0
03.04. | 12 | 223.242 |  | 73.054 | 9.588 | 0 | 140.6 | 0
03.04. | 13 | 222.1197 |  | 72.8817 | 9.588 | 0 | 139.65 | 0
03.04. | 14 | 224.0322 |  | 74.6042 | 9.588 | 0 | 139.84 | 0
03.04. | 15 | 227.9334 |  | 75.4654 | 9.588 | 0 | 142.88 | 0
03.04. | 16 | 228.372 |  | 73.054 | 9.588 | 0 | 145.73 | 0
03.04. | 17 | 232.8149 |  | 77.8769 | 9.588 | 0 | 145.35 | 0
03.04. | 18 | 229.98 |  | 78.652 | 9.588 | 0 | 141.74 | 0
03.04. | 19 | 233.5519 |  | 79.9439 | 9.588 | 0 | 144.02 | 0
03.04. | 20 | 234.137 |  | 80.719 | 9.588 | 0 | 143.83 | 0
03.04. | 21 | 233.068 |  | 80.03 | 9.588 | 0 | 143.45 | 0
03.04. | 22 | 233.4453 |  | 80.9773 | 9.588 | 0 | 142.88 | 0
03.04. | 23 | 234.826 |  | 81.408 | 9.588 | 0 | 143.83 | 0
03.04. | 24 | 237.035 |  | 82.097 | 9.588 | 0 | 145.35 | 0
04.04. | 1 | 239.006 |  | 81.408 | 9.588 | 0 | 148.01 | 0
04.04. | 2 | 239.6266 |  | 81.8386 | 9.588 | 0 | 148.2 | 0
04.04. | 3 | 237.1237 |  | 81.2357 | 9.588 | 0 | 146.3 | 0
04.04. | 4 | 236.3282 |  | 81.5802 | 9.588 | 0 | 145.16 | 0
04.04. | 5 | 237.7266 |  | 81.8386 | 9.588 | 0 | 146.3 | 0
04.04. | 6 | 238.7121 |  | 81.4941 | 9.588 | 0 | 147.63 | 0
04.04. | 7 | 240.5233 |  | 82.3553 | 9.588 | 0 | 148.58 | 0
04.04. | 8 | 230.5243 |  | 81.6663 | 9.588 | 0 | 139.27 | 0
04.04. | 9 | 226.5192 |  | 80.8912 | 9.588 | 0 | 136.04 | 0
04.04. | 10 | 229.5921 |  | 81.4941 | 9.588 | 0 | 138.51 | 0
04.04. | 11 | 229.4198 |  | 81.3218 | 9.588 | 0 | 138.51 | 0
04.04. | 12 | 226.086 |  | 81.408 | 9.588 | 0 | 135.09 | 0
04.04. | 13 | 231.0082 |  | 81.5802 | 9.588 | 0 | 139.84 | 0
04.04. | 14 | 231.0437 |  | 81.2357 | 9.588 | 0 | 140.22 | 0
04.04. | 15 | 234.3598 |  | 81.3218 | 9.588 | 0 | 143.45 | 0
04.04. | 16 | 227.416 |  | 81.408 | 9.588 | 0 | 136.42 | 0
04.04. | 17 | 232.9615 |  | 81.0635 | 9.588 | 0 | 142.31 | 0
04.04. | 18 | 233.7188 |  | 82.0108 | 9.588 | 0 | 142.12 | 0
04.04. | 19 | 221.5807 |  | 67.9727 | 9.588 | 0 | 144.02 | 0
04.04. | 20 | 238.5043 |  | 81.6663 | 9.588 | 0 | 147.25 | 0
04.04. | 21 | 239.695 |  | 82.097 | 9.588 | 0 | 148.01 | 0
04.04. | 22 | 239.9533 |  | 82.3553 | 9.588 | 0 | 148.01 | 0
04.04. | 23 | 238.2433 |  | 82.3553 | 9.588 | 0 | 146.3 | 0
04.04. | 24 | 238.8311 |  | 82.1831 | 9.588 | 0 | 147.06 | 0
05.04. | 1 | 237.1743 |  | 81.6663 | 9.588 | 0 | 145.92 | 0
05.04. | 2 | 234.778 |  | 80.03 | 9.588 | 0 | 145.16 | 0
05.04. | 3 | 234.8766 |  | 81.8386 | 9.588 | 0 | 143.45 | 0
05.04. | 4 | 231.6111 |  | 82.1831 | 9.588 | 0 | 139.84 | 0
05.04. | 5 | 234.8233 |  | 82.3553 | 9.588 | 0 | 142.88 | 0
05.04. | 6 | 236.1711 |  | 82.1831 | 9.588 | 0 | 144.4 | 0
05.04. | 7 | 236.8627 |  | 81.9247 | 9.588 | 0 | 145.35 | 0
05.04. | 8 | 235.396 |  | 81.408 | 9.588 | 0 | 144.4 | 0
05.04. | 9 | 236.2598 |  | 81.3218 | 9.588 | 0 | 145.35 | 0
05.04. | 10 | 235.396 |  | 81.408 | 9.588 | 0 | 144.4 | 0
05.04. | 11 | 236.3282 |  | 81.5802 | 9.588 | 0 | 145.16 | 0
05.04. | 12 | 235.396 |  | 81.408 | 9.588 | 0 | 144.4 | 0
05.04. | 13 | 233.116 |  | 81.408 | 9.588 | 0 | 142.12 | 0
05.04. | 14 | 236.5866 |  | 81.8386 | 9.588 | 0 | 145.16 | 0
05.04. | 15 | 239.8343 |  | 81.6663 | 9.588 | 0 | 148.58 | 0
05.04. | 16 | 242.2511 |  | 82.1831 | 9.588 | 0 | 150.48 | 0
05.04. | 17 | 246.535 |  | 82.097 | 9.588 | 0 | 154.85 | 0
05.04. | 18 | 245.2227 |  | 81.9247 | 9.588 | 0 | 153.71 | 0
05.04. | 19 | 247.2266 |  | 81.8386 | 9.588 | 0 | 155.8 | 0
05.04. | 20 | 245.8788 |  | 82.0108 | 9.588 | 0 | 154.28 | 0
05.04. | 21 | 247.485 |  | 82.097 | 9.588 | 0 | 155.8 | 0
05.04. | 22 | 245.395 |  | 82.097 | 9.588 | 0 | 153.71 | 0
05.04. | 23 | 247.7611 |  | 82.1831 | 9.588 | 0 | 155.99 | 0
05.04. | 24 | 243.495 |  | 82.097 | 9.588 | 0 | 151.81 | 0
06.04. | 1 | 243.495 |  | 82.097 | 9.588 | 0 | 151.81 | 0
06.04. | 2 | 245.0682 |  | 81.5802 | 9.588 | 0 | 153.9 | 0
06.04. | 3 | 242.9933 |  | 82.3553 | 9.588 | 0 | 151.05 | 0
06.04. | 4 | 242.0433 |  | 82.3553 | 9.588 | 0 | 150.1 | 0
06.04. | 5 | 242.5627 |  | 81.9247 | 9.588 | 0 | 151.05 | 0
06.04. | 6 | 244.7033 |  | 82.3553 | 9.588 | 0 | 152.76 | 0
06.04. | 7 | 242.735 |  | 82.097 | 9.588 | 0 | 151.05 | 0
06.04. | 8 | 239.695 |  | 82.097 | 9.588 | 0 | 148.01 | 0
06.04. | 9 | 241.3543 |  | 81.6663 | 9.588 | 0 | 150.1 | 0
06.04. | 10 | 243.1123 |  | 83.0443 | 9.588 | 0 | 150.48 | 0
06.04. | 11 | 242.6284 |  | 83.1304 | 9.588 | 0 | 149.91 | 0
06.04. | 12 | 245.9978 |  | 82.6998 | 9.588 | 0 | 153.71 | 0
06.04. | 13 | 248.8301 |  | 82.8721 | 9.588 | 0 | 156.37 | 0
06.04. | 14 | 248.5717 |  | 82.6137 | 9.588 | 0 | 156.37 | 0
06.04. | 15 | 249.8156 |  | 82.5276 | 9.588 | 0 | 157.7 | 0
06.04. | 16 | 251.4243 |  | 81.6663 | 9.588 | 0 | 160.17 | 0
06.04. | 17 | 247.9866 |  | 81.8386 | 9.588 | 0 | 156.56 | 0
06.04. | 18 | 249.9878 |  | 82.6998 | 9.588 | 0 | 157.7 | 0
06.04. | 19 | 237.3526 |  | 73.4846 | 9.588 | 0 | 154.28 | 0
06.04. | 20 | 238.7865 |  | 73.3985 | 9.588 | 0 | 155.8 | 0
06.04. | 21 | 244.1261 |  | 78.7381 | 9.588 | 0 | 155.8 | 0
06.04. | 22 | 246.6033 |  | 82.3553 | 9.588 | 0 | 154.66 | 0
06.04. | 23 | 247.7433 |  | 82.3553 | 9.588 | 0 | 155.8 | 0
06.04. | 24 | 249.9194 |  | 82.4414 | 9.588 | 0 | 157.89 | 0
07.04. | 1 | 248.2778 |  | 82.6998 | 9.588 | 0 | 155.99 | 0
07.04. | 2 | 247.2594 |  | 82.4414 | 9.588 | 0 | 155.23 | 0
07.04. | 3 | 248.3311 |  | 82.1831 | 9.588 | 0 | 156.56 | 0
07.04. | 4 | 245.9294 |  | 82.4414 | 9.588 | 0 | 153.9 | 0
07.04. | 5 | 246.4462 |  | 82.9582 | 9.588 | 0 | 153.9 | 0
07.04. | 6 | 246.0866 |  | 81.8386 | 9.588 | 0 | 154.66 | 0
07.04. | 7 | 248.245 |  | 82.097 | 9.588 | 0 | 156.56 | 0
07.04. | 8 | 251.7511 |  | 82.1831 | 9.588 | 0 | 159.98 | 0
07.04. | 9 | 264.4456 |  | 82.5276 | 9.588 | 0 | 172.33 | 0
07.04. | 10 | 262.5456 |  | 82.5276 | 9.588 | 0 | 170.43 | 0
07.04. | 11 | 265.345 |  | 82.097 | 9.588 | 0 | 173.66 | 0
07.04. | 12 | 266.865 |  | 82.097 | 9.588 | 0 | 175.18 | 0
07.04. | 13 | 261.1827 |  | 81.9247 | 9.588 | 0 | 169.67 | 0
07.04. | 14 | 262.4088 |  | 82.0108 | 9.588 | 0 | 170.81 | 0
07.04. | 15 | 260.6456 |  | 82.5276 | 9.588 | 0 | 168.53 | 0
07.04. | 16 | 263.8782 |  | 81.5802 | 9.588 | 0 | 172.71 | 0
07.04. | 17 | 266.6066 |  | 81.8386 | 9.588 | 0 | 175.18 | 0
07.04. | 18 | 266.9866 |  | 81.8386 | 9.588 | 0 | 175.56 | 0
07.04. | 19 | 268.2988 |  | 82.0108 | 9.588 | 0 | 176.7 | 0
07.04. | 20 | 267.5566 |  | 81.8386 | 9.588 | 0 | 176.13 | 0
07.04. | 21 | 263.6198 |  | 81.3218 | 9.588 | 0 | 172.71 | 0
07.04. | 22 | 264.015 |  | 82.097 | 9.588 | 0 | 172.33 | 0
07.04. | 23 | 259.6982 |  | 81.5802 | 9.588 | 0 | 168.53 | 0
07.04. | 24 | 262.9966 |  | 81.8386 | 9.588 | 0 | 171.57 | 0
08.04. | 1 | 261.1321 |  | 81.4941 | 9.588 | 0 | 170.05 | 0
08.04. | 2 | 260.785 |  | 82.097 | 9.588 | 0 | 169.1 | 0
08.04. | 3 | 259.5588 |  | 82.0108 | 9.588 | 0 | 167.96 | 0
08.04. | 4 | 260.6988 |  | 82.0108 | 9.588 | 0 | 169.1 | 0
08.04. | 5 | 261.735 |  | 82.097 | 9.588 | 0 | 170.05 | 0
08.04. | 6 | 262.5127 |  | 81.9247 | 9.588 | 0 | 171 | 0
08.04. | 7 | 262.9966 |  | 81.8386 | 9.588 | 0 | 171.57 | 0
08.04. | 8 | 263.9288 |  | 82.0108 | 9.588 | 0 | 172.33 | 0
08.04. | 9 | 267.5566 |  | 81.8386 | 9.588 | 0 | 176.13 | 0
08.04. | 10 | 267.5211 |  | 82.1831 | 9.588 | 0 | 175.75 | 0
08.04. | 11 | 265.9656 |  | 82.5276 | 9.588 | 0 | 173.85 | 0
08.04. | 12 | 266.9156 |  | 82.5276 | 9.588 | 0 | 174.8 | 0
08.04. | 13 | 265.7933 |  | 82.3553 | 9.588 | 0 | 173.85 | 0
08.04. | 14 | 267.5033 |  | 82.3553 | 9.588 | 0 | 175.56 | 0
08.04. | 15 | 266.0011 |  | 82.1831 | 9.588 | 0 | 174.23 | 0
08.04. | 16 | 261.5956 |  | 82.5276 | 9.588 | 0 | 169.48 | 0
08.04. | 17 | 262.8394 |  | 82.4414 | 9.588 | 0 | 170.81 | 0
08.04. | 18 | 258.4188 |  | 82.0108 | 9.588 | 0 | 166.82 | 0
08.04. | 19 | 253.3546 |  | 83.2166 | 9.588 | 0 | 160.55 | 0
08.04. | 20 | 248.5362 |  | 82.9582 | 9.588 | 0 | 155.99 | 0
08.04. | 21 | 261.9756 |  | 82.5276 | 9.588 | 0 | 169.86 | 0
08.04. | 22 | 263.1511 |  | 82.1831 | 9.588 | 0 | 171.38 | 0
08.04. | 23 | 262.5456 |  | 82.5276 | 9.588 | 0 | 170.43 | 0
08.04. | 24 | 258.7962 |  | 82.9582 | 9.588 | 0 | 166.25 | 0
09.04. | 1 | 260.4023 |  | 83.0443 | 9.588 | 0 | 167.77 | 0
09.04. | 2 | 259.9513 |  | 83.7333 | 9.588 | 0 | 166.63 | 0
09.04. | 3 | 264.1313 |  | 83.7333 | 9.588 | 0 | 170.81 | 0
09.04. | 4 | 264.2352 |  | 83.6472 | 9.588 | 0 | 171 | 0
09.04. | 5 | 263.1129 |  | 83.4749 | 9.588 | 0 | 170.05 | 0
09.04. | 6 | 260.9368 |  | 83.3888 | 9.588 | 0 | 167.96 | 0
09.04. | 7 | 262.7178 |  | 82.6998 | 9.588 | 0 | 170.43 | 0
09.04. | 8 | 262.2011 |  | 82.1831 | 9.588 | 0 | 170.43 | 0
09.04. | 9 | 249.6762 |  | 82.9582 | 9.588 | 0 | 157.13 | 0
09.04. | 10 | 248.5717 |  | 82.6137 | 9.588 | 0 | 156.37 | 0
09.04. | 11 | 254.7884 |  | 83.1304 | 9.588 | 0 | 162.07 | 0
09.04. | 12 | 268.0733 |  | 82.3553 | 9.588 | 0 | 176.13 | 0
09.04. | 13 | 271.0601 |  | 82.8721 | 9.588 | 0 | 178.6 | 0
09.04. | 14 | 269.335 |  | 82.097 | 9.588 | 0 | 177.65 | 0
09.04. | 15 | 264.1162 |  | 82.9582 | 9.588 | 0 | 171.57 | 0
09.04. | 16 | 263.8578 |  | 82.6998 | 9.588 | 0 | 171.57 | 0
09.04. | 17 | 265.7729 |  | 83.4749 | 9.588 | 0 | 172.71 | 0
09.04. | 18 | 263.1129 |  | 83.4749 | 9.588 | 0 | 170.05 | 0
09.04. | 19 | 271.0797 |  | 88.2117 | 9.588 | 0 | 173.28 | 0
09.04. | 20 | 272.0271 |  | 89.1591 | 9.588 | 0 | 173.28 | 0
09.04. | 21 | 274.7857 |  | 90.9677 | 9.588 | 0 | 174.23 | 0
09.04. | 22 | 277.7139 |  | 93.8959 | 9.588 | 0 | 174.23 | 0
09.04. | 23 | 270.9146 |  | 91.6566 | 9.588 | 0 | 169.67 | 0
09.04. | 24 | 277.6606 |  | 94.4126 | 9.588 | 0 | 173.66 | 0
10.04. | 1 | 277.2069 |  | 96.0489 | 9.588 | 0 | 171.57 | 0
10.04. | 2 | 280.0898 |  | 96.6518 | 9.588 | 0 | 173.85 | 0
10.04. | 3 | 276.9433 |  | 97.6853 | 9.588 | 0 | 169.67 | 0
10.04. | 4 | 275.251 |  | 97.513 | 9.588 | 0 | 168.15 | 0
10.04. | 5 | 279.0306 |  | 98.6326 | 9.588 | 0 | 170.81 | 0
10.04. | 6 | 277.6145 |  | 98.5465 | 9.588 | 0 | 169.48 | 0
10.04. | 7 | 279.9478 |  | 98.0298 | 9.588 | 0 | 172.33 | 0
10.04. | 8 | 275.9223 |  | 98.3743 | 9.588 | 0 | 167.96 | 0
10.04. | 9 | 269.0139 |  | 98.1159 | 9.588 | 0 | 161.31 | 0
10.04. | 10 | 268.9278 |  | 98.0298 | 9.588 | 0 | 161.31 | 0
10.04. | 11 | 278.22 |  | 98.202 | 9.588 | 0 | 170.43 | 0
10.04. | 12 | 277.0117 |  | 97.9437 | 9.588 | 0 | 169.48 | 0
10.04. | 13 | 270.2604 |  | 97.0824 | 9.588 | 0 | 163.59 | 0
10.04. | 14 | 275.5574 |  | 99.1494 | 9.588 | 0 | 166.82 | 0
10.04. | 15 | 274.2096 |  | 99.3216 | 9.588 | 0 | 165.3 | 0
10.04. | 16 | 278.5619 |  | 99.4939 | 9.588 | 0 | 169.48 | 0
10.04. | 17 | 282.5696 |  | 99.3216 | 9.588 | 0 | 173.66 | 0
10.04. | 18 | 281.5841 |  | 99.6661 | 9.588 | 0 | 172.33 | 0
10.04. | 19 | 278.8735 |  | 99.2355 | 9.588 | 0 | 170.05 | 0
10.04. | 20 | 277.4751 |  | 98.9771 | 9.588 | 0 | 168.91 | 0
10.04. | 21 | 274.9696 |  | 99.3216 | 9.588 | 0 | 166.06 | 0
10.04. | 22 | 273.09 |  | 98.202 | 9.588 | 0 | 165.3 | 0
10.04. | 23 | 275.4233 |  | 97.6853 | 9.588 | 0 | 168.15 | 0
10.04. | 24 | 275.5955 |  | 97.8575 | 9.588 | 0 | 168.15 | 0
11.04. | 1 | 277.7335 |  | 99.2355 | 9.588 | 0 | 168.91 | 0
11.04. | 2 | 279.289 |  | 98.891 | 9.588 | 0 | 170.81 | 0
11.04. | 3 | 274.7974 |  | 99.1494 | 9.588 | 0 | 166.06 | 0
11.04. | 4 | 274.5035 |  | 99.2355 | 9.588 | 0 | 165.68 | 0
11.04. | 5 | 271.9172 |  | 97.5992 | 9.588 | 0 | 164.73 | 0
11.04. | 6 | 263.1957 |  | 90.9677 | 9.588 | 0 | 162.64 | 0
11.04. | 7 | 264.6669 |  | 96.0489 | 9.588 | 0 | 159.03 | 0
11.04. | 8 | 251.8878 |  | 82.6998 | 9.588 | 0 | 159.6 | 0
11.04. | 9 | 257.4129 |  | 83.4749 | 9.588 | 0 | 164.35 | 0
11.04. | 10 | 276.1478 |  | 98.0298 | 9.588 | 0 | 168.53 | 0
11.04. | 11 | 268.221 |  | 97.513 | 9.588 | 0 | 161.12 | 0
11.04. | 12 | 254.2211 |  | 82.1831 | 9.588 | 0 | 162.45 | 0
11.04. | 13 | 268.7378 |  | 98.0298 | 9.588 | 0 | 161.12 | 0
11.04. | 14 | 270.5313 |  | 99.0633 | 9.588 | 0 | 161.88 | 0
11.04. | 15 | 269.219 |  | 98.891 | 9.588 | 0 | 160.74 | 0
11.04. | 16 | 266.749 |  | 98.891 | 9.588 | 0 | 158.27 | 0
11.04. | 17 | 266.5945 |  | 98.5465 | 9.588 | 0 | 158.46 | 0
11.04. | 18 | 271.1013 |  | 99.0633 | 9.588 | 0 | 162.45 | 0
11.04. | 19 | 265.2796 |  | 99.3216 | 9.588 | 0 | 156.37 | 0
11.04. | 20 | 268.6819 |  | 99.4939 | 9.588 | 0 | 159.6 | 0
11.04. | 21 | 267.889 |  | 98.891 | 9.588 | 0 | 159.41 | 0
11.04. | 22 | 270.8606 |  | 98.6326 | 9.588 | 0 | 162.64 | 0
11.04. | 23 | 272.8974 |  | 99.1494 | 9.588 | 0 | 164.16 | 0
11.04. | 24 | 270.5641 |  | 99.6661 | 9.588 | 0 | 161.31 | 0
12.04. | 1 | 269.0086 |  | 100.0106 | 9.588 | 0 | 159.41 | 0
12.04. | 2 | 269.6647 |  | 100.0967 | 9.588 | 0 | 159.98 | 0
12.04. | 3 | 264.7602 |  | 99.7522 | 9.588 | 0 | 155.42 | 0
12.04. | 4 | 265.9535 |  | 99.2355 | 9.588 | 0 | 157.13 | 0
12.04. | 5 | 265.9002 |  | 99.7522 | 9.588 | 0 | 156.56 | 0
12.04. | 6 | 262.2902 |  | 99.7522 | 9.588 | 0 | 152.95 | 0
12.04. | 7 | 259.4402 |  | 99.7522 | 9.588 | 0 | 150.1 | 0
12.04. | 8 | 261.6341 |  | 99.6661 | 9.588 | 0 | 152.38 | 0
12.04. | 9 | 259.8709 |  | 100.1829 | 9.588 | 0 | 150.1 | 0
12.04. | 10 | 263.1568 |  | 98.7188 | 9.588 | 0 | 154.85 | 0
12.04. | 11 | 270.1006 |  | 98.6326 | 9.588 | 0 | 161.88 | 0
12.04. | 12 | 276.5278 |  | 98.0298 | 9.588 | 0 | 168.91 | 0
12.04. | 13 | 278.1819 |  | 99.4939 | 9.588 | 0 | 169.1 | 0
12.04. | 14 | 276.8696 |  | 99.3216 | 9.588 | 0 | 167.96 | 0
12.04. | 15 | 283.1751 |  | 98.9771 | 9.588 | 0 | 174.61 | 0
12.04. | 16 | 277.009 |  | 98.891 | 9.588 | 0 | 168.53 | 0
12.04. | 17 | 275.299 |  | 98.891 | 9.588 | 0 | 166.82 | 0
12.04. | 18 | 277.9945 |  | 98.5465 | 9.588 | 0 | 169.86 | 0
12.04. | 19 | 280.049 |  | 98.891 | 9.588 | 0 | 171.57 | 0
12.04. | 20 | 274.1084 |  | 98.4604 | 9.588 | 0 | 166.06 | 0
12.04. | 21 | 278.6533 |  | 97.6853 | 9.588 | 0 | 171.38 | 0
12.04. | 22 | 274.9039 |  | 98.1159 | 9.588 | 0 | 167.2 | 0
12.04. | 23 | 280.8596 |  | 99.3216 | 9.588 | 0 | 171.95 | 0
12.04. | 24 | 278.7519 |  | 99.4939 | 9.588 | 0 | 169.67 | 0
13.04. | 1 | 278.838 |  | 99.58 | 9.588 | 0 | 169.67 | 0
13.04. | 2 | 274.7974 |  | 99.1494 | 9.588 | 0 | 166.06 | 0
13.04. | 3 | 271.8941 |  | 99.6661 | 9.588 | 0 | 162.64 | 0
13.04. | 4 | 272.4135 |  | 99.2355 | 9.588 | 0 | 163.59 | 0
13.04. | 5 | 264.9351 |  | 98.9771 | 9.588 | 0 | 156.37 | 0
13.04. | 6 | 269.3584 |  | 98.4604 | 9.588 | 0 | 161.31 | 0
13.04. | 7 | 272.8974 |  | 99.1494 | 9.588 | 0 | 164.16 | 0
13.04. | 8 | 273.8651 |  | 98.9771 | 9.588 | 0 | 165.3 | 0
13.04. | 9 | 273.5206 |  | 98.6326 | 9.588 | 0 | 165.3 | 0
13.04. | 10 | 275.631 |  | 97.513 | 9.588 | 0 | 168.53 | 0
13.04. | 11 | 274.4733 |  | 97.6853 | 9.588 | 0 | 167.2 | 0
13.04. | 12 | 275.7323 |  | 98.3743 | 9.588 | 0 | 167.77 | 0
13.04. | 13 | 280.548 |  | 99.58 | 9.588 | 0 | 171.38 | 0
13.04. | 14 | 278.5113 |  | 99.0633 | 9.588 | 0 | 169.86 | 0
13.04. | 15 | 276.9788 |  | 97.3408 | 9.588 | 0 | 170.05 | 0
13.04. | 16 | 280.8596 |  | 99.3216 | 9.588 | 0 | 171.95 | 0
13.04. | 17 | 284.9535 |  | 99.2355 | 9.588 | 0 | 176.13 | 0
13.04. | 18 | 284.2974 |  | 99.1494 | 9.588 | 0 | 175.56 | 0
13.04. | 19 | 283.3145 |  | 98.5465 | 9.588 | 0 | 175.18 | 0
13.04. | 20 | 282.9319 |  | 99.4939 | 9.588 | 0 | 173.85 | 0
13.04. | 21 | 280.69 |  | 98.202 | 9.588 | 0 | 172.9 | 0
13.04. | 22 | 280.8623 |  | 98.3743 | 9.588 | 0 | 172.9 | 0
13.04. | 23 | 280.6368 |  | 98.7188 | 9.588 | 0 | 172.33 | 0
13.04. | 24 | 281.189 |  | 98.891 | 9.588 | 0 | 172.71 | 0
14.04. | 1 | 281.379 |  | 98.891 | 9.588 | 0 | 172.9 | 0
14.04. | 2 | 281.9641 |  | 99.6661 | 9.588 | 0 | 172.71 | 0
14.04. | 3 | 282.7419 |  | 99.4939 | 9.588 | 0 | 173.66 | 0
14.04. | 4 | 278.9064 |  | 99.8384 | 9.588 | 0 | 169.48 | 0
14.04. | 5 | 273.0341 |  | 99.6661 | 9.588 | 0 | 163.78 | 0
14.04. | 6 | 278.1819 |  | 99.4939 | 9.588 | 0 | 169.1 | 0
14.04. | 7 | 280.6874 |  | 99.1494 | 9.588 | 0 | 171.95 | 0
14.04. | 8 | 281.2068 |  | 98.7188 | 9.588 | 0 | 172.9 | 0
14.04. | 9 | 277.8755 |  | 97.8575 | 9.588 | 0 | 170.43 | 0
14.04. | 10 | 286.9272 |  | 97.5992 | 9.588 | 0 | 179.74 | 0
14.04. | 11 | 286.3749 |  | 97.4269 | 9.588 | 0 | 179.36 | 0
14.04. | 12 | 281.3817 |  | 97.9437 | 9.588 | 0 | 173.85 | 0
14.04. | 13 | 286.7319 |  | 99.4939 | 9.588 | 0 | 177.65 | 0
14.04. | 14 | 287.6135 |  | 99.2355 | 9.588 | 0 | 178.79 | 0
14.04. | 15 | 281.7235 |  | 99.2355 | 9.588 | 0 | 172.9 | 0
14.04. | 16 | 283.9174 |  | 99.1494 | 9.588 | 0 | 175.18 | 0
14.04. | 17 | 258.5201 |  | 82.8721 | 9.588 | 0 | 166.06 | 0
14.04. | 18 | 268.8753 |  | 92.0873 | 9.588 | 0 | 167.2 | 0
14.04. | 19 | 279.598 |  | 99.58 | 9.588 | 0 | 170.43 | 0
14.04. | 20 | 282.7596 |  | 99.3216 | 9.588 | 0 | 173.85 | 0
14.04. | 21 | 285.1764 |  | 99.8384 | 9.588 | 0 | 175.75 | 0
14.04. | 22 | 285.0778 |  | 98.0298 | 9.588 | 0 | 177.46 | 0
14.04. | 23 | 284.2317 |  | 97.9437 | 9.588 | 0 | 176.7 | 0
14.04. | 24 | 284.6419 |  | 99.4939 | 9.588 | 0 | 175.56 | 0
15.04. | 1 | 286.7674 |  | 99.1494 | 9.588 | 0 | 178.03 | 0
15.04. | 2 | 281.2396 |  | 99.3216 | 9.588 | 0 | 172.33 | 0
15.04. | 3 | 281.5868 |  | 98.7188 | 9.588 | 0 | 173.28 | 0
15.04. | 4 | 278.2351 |  | 98.9771 | 9.588 | 0 | 169.67 | 0
15.04. | 5 | 277.8374 |  | 99.1494 | 9.588 | 0 | 169.1 | 0
15.04. | 6 | 280.168 |  | 99.58 | 9.588 | 0 | 171 | 0
15.04. | 7 | 279.1168 |  | 98.7188 | 9.588 | 0 | 170.81 | 0
15.04. | 8 | 280.2417 |  | 97.9437 | 9.588 | 0 | 172.71 | 0
15.04. | 9 | 280.4165 |  | 97.1685 | 9.588 | 0 | 173.66 | 0
15.04. | 10 | 283.54 |  | 98.202 | 9.588 | 0 | 175.75 | 0
15.04. | 11 | 284.2619 |  | 99.4939 | 9.588 | 0 | 175.18 | 0
15.04. | 12 | 285.298 |  | 99.58 | 9.588 | 0 | 176.13 | 0
15.04. | 13 | 283.018 |  | 99.58 | 9.588 | 0 | 173.85 | 0
15.04. | 14 | 284.4874 |  | 99.1494 | 9.588 | 0 | 175.75 | 0
15.04. | 15 | 280.2896 |  | 99.3216 | 9.588 | 0 | 171.38 | 0
15.04. | 16 | 283.4335 |  | 99.2355 | 9.588 | 0 | 174.61 | 0
15.04. | 17 | 284.2974 |  | 99.1494 | 9.588 | 0 | 175.56 | 0
15.04. | 18 | 283.7096 |  | 99.3216 | 9.588 | 0 | 174.8 | 0
15.04. | 19 | 280.6874 |  | 99.1494 | 9.588 | 0 | 171.95 | 0
15.04. | 20 | 282.6735 |  | 99.2355 | 9.588 | 0 | 173.85 | 0
15.04. | 21 | 281.5539 |  | 98.1159 | 9.588 | 0 | 173.85 | 0
15.04. | 22 | 279.0839 |  | 98.1159 | 9.588 | 0 | 171.38 | 0
15.04. | 23 | 280.0339 |  | 98.1159 | 9.588 | 0 | 172.33 | 0
15.04. | 24 | 282.329 |  | 98.891 | 9.588 | 0 | 173.85 | 0
16.04. | 1 | 282.828 |  | 99.58 | 9.588 | 0 | 173.66 | 0
16.04. | 2 | 283.6235 |  | 99.2355 | 9.588 | 0 | 174.8 | 0
16.04. | 3 | 282.7419 |  | 99.4939 | 9.588 | 0 | 173.66 | 0
16.04. | 4 | 279.3751 |  | 98.9771 | 9.588 | 0 | 170.81 | 0
16.04. | 5 | 275.9374 |  | 99.1494 | 9.588 | 0 | 167.2 | 0
16.04. | 6 | 278.0096 |  | 99.3216 | 9.588 | 0 | 169.1 | 0
16.04. | 7 | 274.3313 |  | 99.0633 | 9.588 | 0 | 165.68 | 0
16.04. | 8 | 280.6874 |  | 99.1494 | 9.588 | 0 | 171.95 | 0
16.04. | 9 | 284.9206 |  | 98.6326 | 9.588 | 0 | 176.7 | 0
16.04. | 10 | 284.7484 |  | 98.4604 | 9.588 | 0 | 176.7 | 0
16.04. | 11 | 285.5084 |  | 98.4604 | 9.588 | 0 | 177.46 | 0
16.04. | 12 | 281.6374 |  | 99.1494 | 9.588 | 0 | 172.9 | 0
16.04. | 13 | 283.968 |  | 99.58 | 9.588 | 0 | 174.8 | 0
16.04. | 14 | 280.1582 |  | 96.9102 | 9.588 | 0 | 173.66 | 0
16.04. | 15 | 275.7296 |  | 99.3216 | 9.588 | 0 | 166.82 | 0
16.04. | 16 | 279.9096 |  | 99.3216 | 9.588 | 0 | 171 | 0
16.04. | 17 | 280.168 |  | 99.58 | 9.588 | 0 | 171 | 0
16.04. | 18 | 284.9535 |  | 99.2355 | 9.588 | 0 | 176.13 | 0
16.04. | 19 | 282.448 |  | 99.58 | 9.588 | 0 | 173.28 | 0
16.04. | 20 | 281.5513 |  | 99.0633 | 9.588 | 0 | 172.9 | 0
16.04. | 21 | 282.3974 |  | 99.1494 | 9.588 | 0 | 173.66 | 0
16.04. | 22 | 278.1339 |  | 98.1159 | 9.588 | 0 | 170.43 | 0
16.04. | 23 | 278.9596 |  | 99.3216 | 9.588 | 0 | 170.05 | 0
16.04. | 24 | 279.8209 |  | 100.1829 | 9.588 | 0 | 170.05 | 0
17.04. | 1 | 278.3364 |  | 99.8384 | 9.588 | 0 | 168.91 | 0
17.04. | 2 | 278.7847 |  | 100.0967 | 9.588 | 0 | 169.1 | 0
17.04. | 3 | 272.4996 |  | 99.3216 | 9.588 | 0 | 163.59 | 0
17.04. | 4 | 277.9235 |  | 99.2355 | 9.588 | 0 | 169.1 | 0
17.04. | 5 | 278.5086 |  | 100.0106 | 9.588 | 0 | 168.91 | 0
17.04. | 6 | 279.0839 |  | 98.1159 | 9.588 | 0 | 171.38 | 0
17.04. | 7 | 281.118 |  | 99.58 | 9.588 | 0 | 171.95 | 0
17.04. | 8 | 279.3547 |  | 100.0967 | 9.588 | 0 | 169.67 | 0
17.04. | 9 | 277.8702 |  | 99.7522 | 9.588 | 0 | 168.53 | 0
17.04. | 10 | 276.3555 |  | 97.8575 | 9.588 | 0 | 168.91 | 0
17.04. | 11 | 278.0833 |  | 97.6853 | 9.588 | 0 | 170.81 | 0
17.04. | 12 | 284.8674 |  | 99.1494 | 9.588 | 0 | 176.13 | 0
17.04. | 13 | 289.3919 |  | 99.4939 | 9.588 | 0 | 180.31 | 0
17.04. | 14 | 287.9074 |  | 99.1494 | 9.588 | 0 | 179.17 | 0
17.04. | 15 | 289.0119 |  | 99.4939 | 9.588 | 0 | 179.93 | 0
17.04. | 16 | 286.129 |  | 98.891 | 9.588 | 0 | 177.65 | 0
17.04. | 17 | 283.3474 |  | 99.1494 | 9.588 | 0 | 174.61 | 0
17.04. | 18 | 279.5651 |  | 98.9771 | 9.588 | 0 | 171 | 0
17.04. | 19 | 277.579 |  | 98.891 | 9.588 | 0 | 169.1 | 0
17.04. | 20 | 281.7945 |  | 98.5465 | 9.588 | 0 | 173.66 | 0
17.04. | 21 | 281.5539 |  | 98.1159 | 9.588 | 0 | 173.85 | 0
17.04. | 22 | 280.2949 |  | 97.4269 | 9.588 | 0 | 173.28 | 0
17.04. | 23 | 280.4317 |  | 97.9437 | 9.588 | 0 | 172.9 | 0
17.04. | 24 | 278.5113 |  | 99.0633 | 9.588 | 0 | 169.86 | 0
18.04. | 1 | 278.2351 |  | 98.9771 | 9.588 | 0 | 169.67 | 0
18.04. | 2 | 280.0286 |  | 100.0106 | 9.588 | 0 | 170.43 | 0
18.04. | 3 | 279.6335 |  | 99.2355 | 9.588 | 0 | 170.81 | 0
18.04. | 4 | 273.2321 |  | 96.8241 | 9.588 | 0 | 166.82 | 0
18.04. | 5 | 271.8008 |  | 95.9628 | 9.588 | 0 | 166.25 | 0
18.04. | 6 | 275.3221 |  | 96.8241 | 9.588 | 0 | 168.91 | 0
18.04. | 7 | 272.7633 |  | 97.6853 | 9.588 | 0 | 165.49 | 0
18.04. | 8 | 271.3978 |  | 98.0298 | 9.588 | 0 | 163.78 | 0
18.04. | 9 | 268.6543 |  | 96.9963 | 9.588 | 0 | 162.07 | 0
18.04. | 10 | 272.8876 |  | 96.4796 | 9.588 | 0 | 166.82 | 0
18.04. | 11 | 271.7476 |  | 96.4796 | 9.588 | 0 | 165.68 | 0
18.04. | 12 | 279.4613 |  | 99.0633 | 9.588 | 0 | 170.81 | 0
18.04. | 13 | 278.5974 |  | 99.1494 | 9.588 | 0 | 169.86 | 0
18.04. | 14 | 279.9451 |  | 98.9771 | 9.588 | 0 | 171.38 | 0
18.04. | 15 | 279.7196 |  | 99.3216 | 9.588 | 0 | 170.81 | 0
18.04. | 16 | 284.2619 |  | 99.4939 | 9.588 | 0 | 175.18 | 0
18.04. | 17 | 280.7735 |  | 99.2355 | 9.588 | 0 | 171.95 | 0
18.04. | 18 | 282.7951 |  | 98.9771 | 9.588 | 0 | 174.23 | 0
18.04. | 19 | 283.3119 |  | 99.4939 | 9.588 | 0 | 174.23 | 0
18.04. | 20 | 281.5513 |  | 99.0633 | 9.588 | 0 | 172.9 | 0
18.04. | 21 | 278.9241 |  | 99.6661 | 9.588 | 0 | 169.67 | 0
18.04. | 22 | 277.9617 |  | 97.9437 | 9.588 | 0 | 170.43 | 0
18.04. | 23 | 278.0149 |  | 97.4269 | 9.588 | 0 | 171 | 0
18.04. | 24 | 282.5696 |  | 99.3216 | 9.588 | 0 | 173.66 | 0
19.04. | 1 | 283.2613 |  | 99.0633 | 9.588 | 0 | 174.61 | 0
19.04. | 2 | 278.6151 |  | 98.9771 | 9.588 | 0 | 170.05 | 0
19.04. | 3 | 271.7751 |  | 98.9771 | 9.588 | 0 | 163.21 | 0
19.04. | 4 | 269.9435 |  | 99.2355 | 9.588 | 0 | 161.12 | 0
19.04. | 5 | 265.2113 |  | 99.0633 | 9.588 | 0 | 156.56 | 0
19.04. | 6 | 275.988 |  | 99.58 | 9.588 | 0 | 166.82 | 0
19.04. | 7 | 274.8151 |  | 98.9771 | 9.588 | 0 | 166.25 | 0
19.04. | 8 | 275.4535 |  | 99.2355 | 9.588 | 0 | 166.63 | 0
19.04. | 9 | 271.7423 |  | 98.3743 | 9.588 | 0 | 163.78 | 0
19.04. | 10 | 268.7555 |  | 97.8575 | 9.588 | 0 | 161.31 | 0
19.04. | 11 | 276.0564 |  | 99.8384 | 9.588 | 0 | 166.63 | 0
19.04. | 12 | 273.0696 |  | 99.3216 | 9.588 | 0 | 164.16 | 0
19.04. | 13 | 272.0664 |  | 99.8384 | 9.588 | 0 | 162.64 | 0
19.04. | 14 | 268.2664 |  | 99.8384 | 9.588 | 0 | 158.84 | 0
19.04. | 15 | 269.4774 |  | 99.1494 | 9.588 | 0 | 160.74 | 0
19.04. | 16 | 269.2874 |  | 99.1494 | 9.588 | 0 | 160.55 | 0
19.04. | 17 | 274.9874 |  | 99.1494 | 9.588 | 0 | 166.25 | 0
19.04. | 18 | 278.7013 |  | 99.0633 | 9.588 | 0 | 170.05 | 0
19.04. | 19 | 279.4613 |  | 99.0633 | 9.588 | 0 | 170.81 | 0
19.04. | 20 | 275.9453 |  | 96.3073 | 9.588 | 0 | 170.05 | 0
19.04. | 21 | 278.5317 |  | 97.9437 | 9.588 | 0 | 171 | 0
19.04. | 22 | 279.0155 |  | 97.8575 | 9.588 | 0 | 171.57 | 0
19.04. | 23 | 277.4778 |  | 98.0298 | 9.588 | 0 | 169.86 | 0
19.04. | 24 | 273.8651 |  | 98.9771 | 9.588 | 0 | 165.3 | 0
20.04. | 1 | 278.1313 |  | 99.0633 | 9.588 | 0 | 169.48 | 0
20.04. | 2 | 274.3313 |  | 99.0633 | 9.588 | 0 | 165.68 | 0
20.04. | 3 | 274.1235 |  | 99.2355 | 9.588 | 0 | 165.3 | 0
20.04. | 4 | 273.6068 |  | 98.7188 | 9.588 | 0 | 165.3 | 0
20.04. | 5 | 272.4313 |  | 99.0633 | 9.588 | 0 | 163.78 | 0
20.04. | 6 | 271.2584 |  | 98.4604 | 9.588 | 0 | 163.21 | 0
20.04. | 7 | 271.1217 |  | 97.9437 | 9.588 | 0 | 163.59 | 0
20.04. | 8 | 264.8188 |  | 97.3408 | 9.588 | 0 | 157.89 | 0
20.04. | 9 | 262.7821 |  | 96.8241 | 9.588 | 0 | 156.37 | 0
20.04. | 10 | 266.0121 |  | 96.8241 | 9.588 | 0 | 159.6 | 0
20.04. | 11 | 267.7549 |  | 97.4269 | 9.588 | 0 | 160.74 | 0
20.04. | 12 | 270.4708 |  | 95.9628 | 9.588 | 0 | 164.92 | 0
20.04. | 13 | 273.8553 |  | 96.3073 | 9.588 | 0 | 167.96 | 0
20.04. | 14 | 276.7053 |  | 96.3073 | 9.588 | 0 | 170.81 | 0
20.04. | 15 | 276.8421 |  | 96.8241 | 9.588 | 0 | 170.43 | 0
20.04. | 16 | 281.2804 |  | 97.0824 | 9.588 | 0 | 174.61 | 0
20.04. | 17 | 285.7819 |  | 99.4939 | 9.588 | 0 | 176.7 | 0
20.04. | 18 | 281.5335 |  | 99.2355 | 9.588 | 0 | 172.71 | 0
20.04. | 19 | 281.2396 |  | 99.3216 | 9.588 | 0 | 172.33 | 0
20.04. | 20 | 281.2751 |  | 98.9771 | 9.588 | 0 | 172.71 | 0
20.04. | 21 | 282.709 |  | 98.891 | 9.588 | 0 | 174.23 | 0
20.04. | 22 | 282.9319 |  | 99.4939 | 9.588 | 0 | 173.85 | 0
20.04. | 23 | 285.0041 |  | 99.6661 | 9.588 | 0 | 175.75 | 0
20.04. | 24 | 285.2119 |  | 99.4939 | 9.588 | 0 | 176.13 | 0
21.04. | 1 | 285.7819 |  | 99.4939 | 9.588 | 0 | 176.7 | 0
21.04. | 2 | 282.7596 |  | 99.3216 | 9.588 | 0 | 173.85 | 0
21.04. | 3 | 280.3402 |  | 99.7522 | 9.588 | 0 | 171 | 0
21.04. | 4 | 281.2041 |  | 99.6661 | 9.588 | 0 | 171.95 | 0
21.04. | 5 | 277.1102 |  | 99.7522 | 9.588 | 0 | 167.77 | 0
21.04. | 6 | 274.539 |  | 98.891 | 9.588 | 0 | 166.06 | 0
21.04. | 7 | 277.6474 |  | 99.1494 | 9.588 | 0 | 168.91 | 0
21.04. | 8 | 279.0306 |  | 98.6326 | 9.588 | 0 | 170.81 | 0
21.04. | 9 | 277.4396 |  | 99.3216 | 9.588 | 0 | 168.53 | 0
21.04. | 10 | 279.17 |  | 98.202 | 9.588 | 0 | 171.38 | 0
21.04. | 11 | 283.7478 |  | 98.0298 | 9.588 | 0 | 176.13 | 0
21.04. | 12 | 269.2013 |  | 99.0633 | 9.588 | 0 | 160.55 | 0
21.04. | 13 | 284.348 |  | 99.58 | 9.588 | 0 | 175.18 | 0
21.04. | 14 | 283.0535 |  | 99.2355 | 9.588 | 0 | 174.23 | 0
21.04. | 15 | 281.4119 |  | 99.4939 | 9.588 | 0 | 172.33 | 0
21.04. | 16 | 281.6374 |  | 99.1494 | 9.588 | 0 | 172.9 | 0
21.04. | 17 | 284.4696 |  | 99.3216 | 9.588 | 0 | 175.56 | 0
21.04. | 18 | 280.809 |  | 98.891 | 9.588 | 0 | 172.33 | 0
21.04. | 19 | 277.9235 |  | 99.2355 | 9.588 | 0 | 169.1 | 0
21.04. | 20 | 277.4955 |  | 97.8575 | 9.588 | 0 | 170.05 | 0
21.04. | 21 | 275.4739 |  | 98.1159 | 9.588 | 0 | 167.77 | 0
21.04. | 22 | 280.6519 |  | 99.4939 | 9.588 | 0 | 171.57 | 0
21.04. | 23 | 279.9096 |  | 99.3216 | 9.588 | 0 | 171 | 0
21.04. | 24 | 280.2213 |  | 99.0633 | 9.588 | 0 | 171.57 | 0
22.04. | 1 | 277.4396 |  | 99.3216 | 9.588 | 0 | 168.53 | 0
22.04. | 2 | 278.3035 |  | 99.2355 | 9.588 | 0 | 169.48 | 0
22.04. | 3 | 273.4851 |  | 98.9771 | 9.588 | 0 | 164.92 | 0
22.04. | 4 | 273.1406 |  | 98.6326 | 9.588 | 0 | 164.92 | 0
22.04. | 5 | 270.5845 |  | 98.5465 | 9.588 | 0 | 162.45 | 0
22.04. | 6 | 271.1217 |  | 97.9437 | 9.588 | 0 | 163.59 | 0
22.04. | 7 | 272.639 |  | 98.891 | 9.588 | 0 | 164.16 | 0
22.04. | 8 | 279.3396 |  | 99.3216 | 9.588 | 0 | 170.43 | 0
22.04. | 9 | 277.7513 |  | 99.0633 | 9.588 | 0 | 169.1 | 0
22.04. | 10 | 279.3955 |  | 97.8575 | 9.588 | 0 | 171.95 | 0
22.04. | 11 | 273.9112 |  | 94.8432 | 9.588 | 0 | 169.48 | 0
22.04. | 12 | 275.9835 |  | 95.0155 | 9.588 | 0 | 171.38 | 0
22.04. | 13 | 278.3469 |  | 96.0489 | 9.588 | 0 | 172.71 | 0
22.04. | 14 | 279.4613 |  | 99.0633 | 9.588 | 0 | 170.81 | 0
22.04. | 15 | 280.1351 |  | 98.9771 | 9.588 | 0 | 171.57 | 0
22.04. | 16 | 269.3406 |  | 98.6326 | 9.588 | 0 | 161.12 | 0
22.04. | 17 | 280.8117 |  | 97.9437 | 9.588 | 0 | 173.28 | 0
22.04. | 18 | 280.3074 |  | 99.1494 | 9.588 | 0 | 171.57 | 0
22.04. | 19 | 276.6796 |  | 99.3216 | 9.588 | 0 | 167.77 | 0
22.04. | 20 | 271 |  | 98.202 | 9.588 | 0 | 163.21 | 0
22.04. | 21 | 271.689 |  | 98.891 | 9.588 | 0 | 163.21 | 0
22.04. | 22 | 281.0345 |  | 98.5465 | 9.588 | 0 | 172.9 | 0
22.04. | 23 | 281.3613 |  | 99.0633 | 9.588 | 0 | 172.71 | 0
22.04. | 24 | 281.4474 |  | 99.1494 | 9.588 | 0 | 172.71 | 0
23.04. | 1 | 276.9032 |  | 93.4652 | 9.588 | 0 | 173.85 | 0
23.04. | 2 | 279.3121 |  | 96.8241 | 9.588 | 0 | 172.9 | 0
23.04. | 3 | 279.3955 |  | 97.8575 | 9.588 | 0 | 171.95 | 0
23.04. | 4 | 273.7435 |  | 99.2355 | 9.588 | 0 | 164.92 | 0
23.04. | 5 | 277.009 |  | 98.891 | 9.588 | 0 | 168.53 | 0
23.04. | 6 | 274.4706 |  | 98.6326 | 9.588 | 0 | 166.25 | 0
23.04. | 7 | 273.7106 |  | 98.6326 | 9.588 | 0 | 165.49 | 0
23.04. | 8 | 273.2951 |  | 98.9771 | 9.588 | 0 | 164.73 | 0
23.04. | 9 | 272.14 |  | 98.202 | 9.588 | 0 | 164.35 | 0
23.04. | 10 | 280.9813 |  | 99.0633 | 9.588 | 0 | 172.33 | 0
23.04. | 11 | 283.4335 |  | 99.2355 | 9.588 | 0 | 174.61 | 0
23.04. | 12 | 285.6096 |  | 99.3216 | 9.588 | 0 | 176.7 | 0
23.04. | 13 | 281.189 |  | 98.891 | 9.588 | 0 | 172.71 | 0
23.04. | 14 | 281.9668 |  | 98.7188 | 9.588 | 0 | 173.66 | 0
23.04. | 15 | 281.9845 |  | 98.5465 | 9.588 | 0 | 173.85 | 0
23.04. | 16 | 279.0813 |  | 99.0633 | 9.588 | 0 | 170.43 | 0
23.04. | 17 | 278.1313 |  | 99.0633 | 9.588 | 0 | 169.48 | 0
23.04. | 18 | 274.0223 |  | 98.3743 | 9.588 | 0 | 166.06 | 0
23.04. | 19 | 278.2706 |  | 98.6326 | 9.588 | 0 | 170.05 | 0
23.04. | 20 | 280.809 |  | 98.891 | 9.588 | 0 | 172.33 | 0
23.04. | 21 | 276.6317 |  | 97.9437 | 9.588 | 0 | 169.1 | 0
23.04. | 22 | 275.6639 |  | 98.1159 | 9.588 | 0 | 167.96 | 0
23.04. | 23 | 274.9039 |  | 98.1159 | 9.588 | 0 | 167.2 | 0
23.04. | 24 | 279.5323 |  | 98.3743 | 9.588 | 0 | 171.57 | 0
24.04. | 1 | 281.5006 |  | 98.6326 | 9.588 | 0 | 173.28 | 0
24.04. | 2 | 276.1984 |  | 98.4604 | 9.588 | 0 | 168.15 | 0
24.04. | 3 | 271.9145 |  | 98.5465 | 9.588 | 0 | 163.78 | 0
24.04. | 4 | 268.2006 |  | 98.6326 | 9.588 | 0 | 159.98 | 0
24.04. | 5 | 275.3345 |  | 98.5465 | 9.588 | 0 | 167.2 | 0
24.04. | 6 | 274.2478 |  | 98.0298 | 9.588 | 0 | 166.63 | 0
24.04. | 7 | 274.7317 |  | 97.9437 | 9.588 | 0 | 167.2 | 0
24.04. | 8 | 275.9223 |  | 98.3743 | 9.588 | 0 | 167.96 | 0
24.04. | 9 | 274.4733 |  | 97.6853 | 9.588 | 0 | 167.2 | 0
24.04. | 10 | 274.04 |  | 98.202 | 9.588 | 0 | 166.25 | 0
24.04. | 11 | 272.7633 |  | 97.6853 | 9.588 | 0 | 165.49 | 0
24.04. | 12 | 280.5204 |  | 97.0824 | 9.588 | 0 | 173.85 | 0
24.04. | 13 | 285.7188 |  | 97.3408 | 9.588 | 0 | 178.79 | 0
24.04. | 14 | 281.6249 |  | 97.4269 | 9.588 | 0 | 174.61 | 0
24.04. | 15 | 274.0079 |  | 91.1399 | 9.588 | 0 | 173.28 | 0
24.04. | 16 | 270.1074 |  | 89.1394 | 9.588 | 0 | 171.38 | 0
24.04. | 17 | 269.6413 |  | 89.0533 | 9.588 | 0 | 171 | 0
24.04. | 18 | 276.0768 |  | 98.7188 | 9.588 | 0 | 167.77 | 0
24.04. | 19 | 280.429 |  | 98.891 | 9.588 | 0 | 171.95 | 0
24.04. | 20 | 280.7584 |  | 98.4604 | 9.588 | 0 | 172.71 | 0
24.04. | 21 | 274.6455 |  | 97.8575 | 9.588 | 0 | 167.2 | 0
24.04. | 22 | 273.8704 |  | 97.0824 | 9.588 | 0 | 167.2 | 0
24.04. | 23 | 278.5645 |  | 98.5465 | 9.588 | 0 | 170.43 | 0
24.04. | 24 | 281.5006 |  | 98.6326 | 9.588 | 0 | 173.28 | 0
25.04. | 1 | 283.2284 |  | 98.4604 | 9.588 | 0 | 175.18 | 0
25.04. | 2 | 281.64 |  | 98.202 | 9.588 | 0 | 173.85 | 0
25.04. | 3 | 281.5006 |  | 98.6326 | 9.588 | 0 | 173.28 | 0
25.04. | 4 | 280.8623 |  | 98.3743 | 9.588 | 0 | 172.9 | 0
25.04. | 5 | 278.3568 |  | 98.7188 | 9.588 | 0 | 170.05 | 0
25.04. | 6 | 278.79 |  | 98.202 | 9.588 | 0 | 171 | 0
25.04. | 7 | 278.1339 |  | 98.1159 | 9.588 | 0 | 170.43 | 0
25.04. | 8 | 277.0445 |  | 98.5465 | 9.588 | 0 | 168.91 | 0
25.04. | 9 | 277.1155 |  | 97.8575 | 9.588 | 0 | 169.67 | 0
25.04. | 10 | 277.1537 |  | 96.5657 | 9.588 | 0 | 171 | 0
25.04. | 11 | 274.8053 |  | 96.3073 | 9.588 | 0 | 168.91 | 0
25.04. | 12 | 274.9953 |  | 96.3073 | 9.588 | 0 | 169.1 | 0
25.04. | 13 | 279.1753 |  | 96.3073 | 9.588 | 0 | 173.28 | 0
25.04. | 14 | 275.4969 |  | 96.0489 | 9.588 | 0 | 169.86 | 0
25.04. | 15 | 272.9639 |  | 93.8959 | 9.588 | 0 | 169.48 | 0
25.04. | 16 | 260.998 |  | 80.03 | 9.588 | 0 | 171.38 | 0
25.04. | 17 | 253.5914 |  | 72.6234 | 9.588 | 0 | 171.38 | 0
25.04. | 18 | 254.022 |  | 73.054 | 9.588 | 0 | 171.38 | 0
25.04. | 19 | 256.8187 |  | 73.5707 | 9.588 | 0 | 173.66 | 0
25.04. | 20 | 263.1076 |  | 85.3696 | 9.588 | 0 | 168.15 | 0
25.04. | 21 | 269.2987 |  | 88.9007 | 9.588 | 0 | 170.81 | 0
25.04. | 22 | 272.5438 |  | 89.6758 | 9.588 | 0 | 173.28 | 0
25.04. | 23 | 271.9383 |  | 90.0203 | 9.588 | 0 | 172.33 | 0
25.04. | 24 | 272.2322 |  | 89.9342 | 9.588 | 0 | 172.71 | 0
26.04. | 1 | 268.7944 |  | 90.1064 | 9.588 | 0 | 169.1 | 0
26.04. | 2 | 262.7144 |  | 90.1064 | 9.588 | 0 | 163.02 | 0
26.04. | 3 | 266.8083 |  | 90.0203 | 9.588 | 0 | 167.2 | 0
26.04. | 4 | 267.6544 |  | 90.1064 | 9.588 | 0 | 167.96 | 0
26.04. | 5 | 270.7806 |  | 90.1926 | 9.588 | 0 | 171 | 0
26.04. | 6 | 272.0244 |  | 90.1064 | 9.588 | 0 | 172.33 | 0
26.04. | 7 | 271.2644 |  | 90.1064 | 9.588 | 0 | 171.57 | 0
26.04. | 8 | 267.6722 |  | 89.9342 | 9.588 | 0 | 168.15 | 0
26.04. | 9 | 268.2448 |  | 88.9868 | 9.588 | 0 | 169.67 | 0
26.04. | 10 | 267.8826 |  | 88.8146 | 9.588 | 0 | 169.48 | 0
26.04. | 11 | 270.2665 |  | 88.7285 | 9.588 | 0 | 171.95 | 0
26.04. | 12 | 269.9548 |  | 88.9868 | 9.588 | 0 | 171.38 | 0
26.04. | 13 | 268.6754 |  | 89.4174 | 9.588 | 0 | 169.67 | 0
26.04. | 14 | 270.2993 |  | 89.3313 | 9.588 | 0 | 171.38 | 0
26.04. | 15 | 271.5077 |  | 89.5897 | 9.588 | 0 | 172.33 | 0
26.04. | 16 | 269.1238 |  | 89.6758 | 9.588 | 0 | 169.86 | 0
26.04. | 17 | 271.1277 |  | 89.5897 | 9.588 | 0 | 171.95 | 0
26.04. | 18 | 273.7877 |  | 89.5897 | 9.588 | 0 | 174.61 | 0
26.04. | 19 | 271.9916 |  | 89.5036 | 9.588 | 0 | 172.9 | 0
26.04. | 20 | 271.7661 |  | 89.8481 | 9.588 | 0 | 172.33 | 0
26.04. | 21 | 274.2361 |  | 89.8481 | 9.588 | 0 | 174.8 | 0
26.04. | 22 | 273.4609 |  | 89.0729 | 9.588 | 0 | 174.8 | 0
26.04. | 23 | 258.3032 |  | 73.9152 | 9.588 | 0 | 174.8 | 0
26.04. | 24 | 271.4775 |  | 88.0395 | 9.588 | 0 | 173.85 | 0
27.04. | 1 | 273.5444 |  | 90.1064 | 9.588 | 0 | 173.85 | 0
27.04. | 2 | 271.7181 |  | 88.4701 | 9.588 | 0 | 173.66 | 0
27.04. | 3 | 270.0081 |  | 88.4701 | 9.588 | 0 | 171.95 | 0
27.04. | 4 | 271.4571 |  | 89.1591 | 9.588 | 0 | 172.71 | 0
27.04. | 5 | 270.5906 |  | 90.1926 | 9.588 | 0 | 170.81 | 0
27.04. | 6 | 271.0922 |  | 89.9342 | 9.588 | 0 | 171.57 | 0
27.04. | 7 | 274.3044 |  | 90.1064 | 9.588 | 0 | 174.61 | 0
27.04. | 8 | 271.0771 |  | 89.1591 | 9.588 | 0 | 172.33 | 0
27.04. | 9 | 266.7754 |  | 89.4174 | 9.588 | 0 | 167.77 | 0
27.04. | 10 | 269.0581 |  | 88.4701 | 9.588 | 0 | 171 | 0
27.04. | 11 | 271.5583 |  | 90.0203 | 9.588 | 0 | 171.95 | 0
27.04. | 12 | 274.3906 |  | 90.1926 | 9.588 | 0 | 174.61 | 0
27.04. | 13 | 274.4438 |  | 89.6758 | 9.588 | 0 | 175.18 | 0
27.04. | 14 | 274.0461 |  | 89.8481 | 9.588 | 0 | 174.61 | 0
27.04. | 15 | 265.8583 |  | 90.0203 | 9.588 | 0 | 166.25 | 0
27.04. | 16 | 273.4583 |  | 90.0203 | 9.588 | 0 | 173.85 | 0
27.04. | 17 | 270.5906 |  | 90.1926 | 9.588 | 0 | 170.81 | 0
27.04. | 18 | 271.0922 |  | 89.9342 | 9.588 | 0 | 171.57 | 0
27.04. | 19 | 270.5906 |  | 90.1926 | 9.588 | 0 | 170.81 | 0
27.04. | 20 | 272.3183 |  | 90.0203 | 9.588 | 0 | 172.71 | 0
27.04. | 21 | 272.4248 |  | 88.9868 | 9.588 | 0 | 173.85 | 0
27.04. | 22 | 273.2861 |  | 89.8481 | 9.588 | 0 | 173.85 | 0
27.04. | 23 | 272.5944 |  | 90.1064 | 9.588 | 0 | 172.9 | 0
27.04. | 24 | 269.4861 |  | 89.8481 | 9.588 | 0 | 170.05 | 0
28.04. | 1 | 272.1106 |  | 90.1926 | 9.588 | 0 | 172.33 | 0
28.04. | 2 | 271.9028 |  | 90.3648 | 9.588 | 0 | 171.95 | 0
28.04. | 3 | 272.4906 |  | 90.1926 | 9.588 | 0 | 172.71 | 0
28.04. | 4 | 271.6444 |  | 90.1064 | 9.588 | 0 | 171.95 | 0
28.04. | 5 | 268.7083 |  | 90.0203 | 9.588 | 0 | 169.1 | 0
28.04. | 6 | 268.8628 |  | 90.3648 | 9.588 | 0 | 168.91 | 0
28.04. | 7 | 272.7489 |  | 90.4509 | 9.588 | 0 | 172.71 | 0
28.04. | 8 | 268.7083 |  | 90.0203 | 9.588 | 0 | 169.1 | 0
28.04. | 9 | 262.9071 |  | 89.1591 | 9.588 | 0 | 164.16 | 0
28.04. | 10 | 268.1409 |  | 89.0729 | 9.588 | 0 | 169.48 | 0
28.04. | 11 | 271.9409 |  | 89.0729 | 9.588 | 0 | 173.28 | 0
28.04. | 12 | 274.8238 |  | 89.6758 | 9.588 | 0 | 175.56 | 0
28.04. | 13 | 271.5583 |  | 90.0203 | 9.588 | 0 | 171.95 | 0
28.04. | 14 | 271.3506 |  | 90.1926 | 9.588 | 0 | 171.57 | 0
28.04. | 15 | 276.2577 |  | 89.5897 | 9.588 | 0 | 177.08 | 0
28.04. | 16 | 283.0444 |  | 90.1064 | 9.588 | 0 | 183.35 | 0
28.04. | 17 | 280.1083 |  | 90.0203 | 9.588 | 0 | 180.5 | 0
28.04. | 18 | 274.4083 |  | 90.0203 | 9.588 | 0 | 174.8 | 0
28.04. | 19 | 271.1783 |  | 90.0203 | 9.588 | 0 | 171.57 | 0
28.04. | 20 | 272.4222 |  | 89.9342 | 9.588 | 0 | 172.9 | 0
28.04. | 21 | 268.1738 |  | 89.6758 | 9.588 | 0 | 168.91 | 0
28.04. | 22 | 266.8944 |  | 90.1064 | 9.588 | 0 | 167.2 | 0
28.04. | 23 | 270.7806 |  | 90.1926 | 9.588 | 0 | 171 | 0
28.04. | 24 | 268.9161 |  | 89.8481 | 9.588 | 0 | 169.48 | 0
29.04. | 1 | 269.0377 |  | 89.5897 | 9.588 | 0 | 169.86 | 0
29.04. | 2 | 266.8083 |  | 90.0203 | 9.588 | 0 | 167.2 | 0
29.04. | 3 | 266.2054 |  | 89.4174 | 9.588 | 0 | 167.2 | 0
29.04. | 4 | 225.992 |  | 51.674 | 9.588 | 0 | 164.73 | 0
29.04. | 5 | 258.7244 |  | 90.1064 | 9.588 | 0 | 159.03 | 0
29.04. | 6 | 267.7406 |  | 90.1926 | 9.588 | 0 | 167.96 | 0
29.04. | 7 | 268.3106 |  | 90.1926 | 9.588 | 0 | 168.53 | 0
29.04. | 8 | 264.0595 |  | 90.8815 | 9.588 | 0 | 163.59 | 0
29.04. | 9 | 276.2195 |  | 90.8815 | 9.588 | 0 | 175.75 | 0
29.04. | 10 | 275.9638 |  | 89.6758 | 9.588 | 0 | 176.7 | 0
29.04. | 11 | 278.2261 |  | 89.8481 | 9.588 | 0 | 178.79 | 0
29.04. | 12 | 278.7428 |  | 90.3648 | 9.588 | 0 | 178.79 | 0
29.04. | 13 | 277.2557 |  | 90.9677 | 9.588 | 0 | 176.7 | 0
29.04. | 14 | 276.0295 |  | 90.8815 | 9.588 | 0 | 175.56 | 0
29.04. | 15 | 275.9665 |  | 88.7285 | 9.588 | 0 | 177.65 | 0
29.04. | 16 | 277.7981 |  | 88.4701 | 9.588 | 0 | 179.74 | 0
29.04. | 17 | 275.5181 |  | 88.4701 | 9.588 | 0 | 177.46 | 0
29.04. | 18 | 269.2658 |  | 88.2978 | 9.588 | 0 | 171.38 | 0
29.04. | 19 | 272.582 |  | 88.384 | 9.588 | 0 | 174.61 | 0
29.04. | 20 | 275.052 |  | 88.384 | 9.588 | 0 | 177.08 | 0
29.04. | 21 | 273.4156 |  | 86.7476 | 9.588 | 0 | 177.08 | 0
29.04. | 22 | 274.5858 |  | 88.2978 | 9.588 | 0 | 176.7 | 0
29.04. | 23 | 271.7181 |  | 88.4701 | 9.588 | 0 | 173.66 | 0
29.04. | 24 | 272.202 |  | 88.384 | 9.588 | 0 | 174.23 | 0
30.04. | 1 | 272.1158 |  | 88.2978 | 9.588 | 0 | 174.23 | 0
30.04. | 2 | 270.2158 |  | 88.2978 | 9.588 | 0 | 172.33 | 0
30.04. | 3 | 271.2875 |  | 88.0395 | 9.588 | 0 | 173.66 | 0
30.04. | 4 | 269.7497 |  | 88.2117 | 9.588 | 0 | 171.95 | 0
30.04. | 5 | 274.102 |  | 88.384 | 9.588 | 0 | 176.13 | 0
30.04. | 6 | 236.1863 |  | 50.4683 | 9.588 | 0 | 176.13 | 0
30.04. | 7 | 234.3396 |  | 49.9516 | 9.588 | 0 | 174.8 | 0
30.04. | 8 | 232.5941 |  | 50.2961 | 9.588 | 0 | 172.71 | 0
30.04. | 9 | 235.3757 |  | 50.0377 | 9.588 | 0 | 175.75 | 0
30.04. | 10 | 238.5018 |  | 50.1238 | 9.588 | 0 | 178.79 | 0
30.04. | 11 | 238.4841 |  | 50.2961 | 9.588 | 0 | 178.6 | 0
30.04. | 12 | 236.9641 |  | 50.2961 | 9.588 | 0 | 177.08 | 0
30.04. | 13 | 239.1908 |  | 50.8128 | 9.588 | 0 | 178.79 | 0
30.04. | 14 | 236.8424 |  | 50.5544 | 9.588 | 0 | 176.7 | 0
30.04. | 15 | 234.2863 |  | 50.4683 | 9.588 | 0 | 174.23 | 0
30.04. | 16 | 232.4724 |  | 50.5544 | 9.588 | 0 | 172.33 | 0
30.04. | 17 | 227.9559 |  | 47.3679 | 9.588 | 0 | 171 | 0
30.04. | 18 | 222.2211 |  | 41.2531 | 9.588 | 0 | 171.38 | 0
30.04. | 19 | 220.2508 |  | 35.4828 | 9.588 | 0 | 175.18 | 0
30.04. | 20 | 222.1153 |  | 35.8273 | 9.588 | 0 | 176.7 | 0
30.04. | 21 | 260.2387 |  | 73.5707 | 9.588 | 0 | 177.08 | 0
30.04. | 22 | 258.9087 |  | 73.5707 | 9.588 | 0 | 175.75 | 0
30.04. | 23 | 259.2887 |  | 73.5707 | 9.588 | 0 | 176.13 | 0
30.04. | 24 | 260.2387 |  | 73.5707 | 9.588 | 0 | 177.08 | 0
01.05. | 1 | 259.2887 |  | 73.5707 | 9.588 | 0 | 176.13 | 0
01.05. | 2 | 257.941 |  | 73.743 | 9.588 | 0 | 174.61 | 0
01.05. | 3 | 258.3387 |  | 73.5707 | 9.588 | 0 | 175.18 | 0
01.05. | 4 | 257.7385 |  | 72.0205 | 9.588 | 0 | 176.13 | 0
01.05. | 5 | 257.7385 |  | 72.0205 | 9.588 | 0 | 176.13 | 0
01.05. | 6 | 260.5708 |  | 72.1928 | 9.588 | 0 | 178.79 | 0
01.05. | 7 | 257.7385 |  | 72.0205 | 9.588 | 0 | 176.13 | 0
01.05. | 8 | 258.3085 |  | 72.0205 | 9.588 | 0 | 176.7 | 0
01.05. | 9 | 258.5163 |  | 71.8483 | 9.588 | 0 | 177.08 | 0
01.05. | 10 | 249.2924 |  | 71.9344 | 9.588 | 0 | 167.77 | 0
01.05. | 11 | 254.3363 |  | 71.8483 | 9.588 | 0 | 172.9 | 0
01.05. | 12 | 257.4801 |  | 71.7621 | 9.588 | 0 | 176.13 | 0
01.05. | 13 | 259.0001 |  | 71.7621 | 9.588 | 0 | 177.65 | 0
01.05. | 14 | 256.5301 |  | 71.7621 | 9.588 | 0 | 175.18 | 0
01.05. | 15 | 258.1363 |  | 71.8483 | 9.588 | 0 | 176.7 | 0
01.05. | 16 | 257.4801 |  | 71.7621 | 9.588 | 0 | 176.13 | 0
01.05. | 17 | 253.974 |  | 71.676 | 9.588 | 0 | 172.71 | 0
01.05. | 18 | 255.2001 |  | 71.7621 | 9.588 | 0 | 173.85 | 0
01.05. | 19 | 251.8663 |  | 71.8483 | 9.588 | 0 | 170.43 | 0
01.05. | 20 | 251.8156 |  | 71.4176 | 9.588 | 0 | 170.81 | 0
01.05. | 21 | 253.4218 |  | 71.5038 | 9.588 | 0 | 172.33 | 0
01.05. | 22 | 256.8418 |  | 71.5038 | 9.588 | 0 | 175.75 | 0
01.05. | 23 | 255.3218 |  | 71.5038 | 9.588 | 0 | 174.23 | 0
01.05. | 24 | 251.314 |  | 71.676 | 9.588 | 0 | 170.05 | 0
02.05. | 1 | 254.544 |  | 71.676 | 9.588 | 0 | 173.28 | 0
02.05. | 2 | 253.974 |  | 71.676 | 9.588 | 0 | 172.71 | 0
02.05. | 3 | 254.3718 |  | 71.5038 | 9.588 | 0 | 173.28 | 0
02.05. | 4 | 256.6518 |  | 71.5038 | 9.588 | 0 | 175.56 | 0
02.05. | 5 | 254.164 |  | 71.676 | 9.588 | 0 | 172.9 | 0
02.05. | 6 | 255.114 |  | 71.676 | 9.588 | 0 | 173.85 | 0
02.05. | 7 | 250.744 |  | 71.676 | 9.588 | 0 | 169.48 | 0
02.05. | 8 | 248.2918 |  | 71.5038 | 9.588 | 0 | 167.2 | 0
02.05. | 9 | 246.7718 |  | 71.5038 | 9.588 | 0 | 165.68 | 0
02.05. | 10 | 253.8195 |  | 71.3315 | 9.588 | 0 | 172.9 | 0
02.05. | 11 | 256.6518 |  | 71.5038 | 9.588 | 0 | 175.56 | 0
02.05. | 12 | 254.4934 |  | 71.2454 | 9.588 | 0 | 173.66 | 0
02.05. | 13 | 253.214 |  | 71.676 | 9.588 | 0 | 171.95 | 0
02.05. | 14 | 254.7518 |  | 71.5038 | 9.588 | 0 | 173.66 | 0
02.05. | 15 | 253.9918 |  | 71.5038 | 9.588 | 0 | 172.9 | 0
02.05. | 16 | 245.2518 |  | 71.5038 | 9.588 | 0 | 164.16 | 0
02.05. | 17 | 254.7518 |  | 71.5038 | 9.588 | 0 | 173.66 | 0
02.05. | 18 | 255.7018 |  | 71.5038 | 9.588 | 0 | 174.61 | 0
02.05. | 19 | 254.164 |  | 71.676 | 9.588 | 0 | 172.9 | 0
02.05. | 20 | 252.6973 |  | 71.1593 | 9.588 | 0 | 171.95 | 0
02.05. | 21 | 250.5718 |  | 71.5038 | 9.588 | 0 | 169.48 | 0
02.05. | 22 | 249.5356 |  | 71.4176 | 9.588 | 0 | 168.53 | 0
02.05. | 23 | 248.464 |  | 71.676 | 9.588 | 0 | 167.2 | 0
02.05. | 24 | 251.124 |  | 71.676 | 9.588 | 0 | 169.86 | 0
03.05. | 1 | 249.794 |  | 71.676 | 9.588 | 0 | 168.53 | 0
03.05. | 2 | 251.2963 |  | 71.8483 | 9.588 | 0 | 169.86 | 0
03.05. | 3 | 252.9885 |  | 72.0205 | 9.588 | 0 | 171.38 | 0
03.05. | 4 | 249.0669 |  | 72.2789 | 9.588 | 0 | 167.2 | 0
03.05. | 5 | 249.0669 |  | 72.2789 | 9.588 | 0 | 167.2 | 0
03.05. | 6 | 248.5501 |  | 71.7621 | 9.588 | 0 | 167.2 | 0
03.05. | 7 | 248.2918 |  | 71.5038 | 9.588 | 0 | 167.2 | 0
03.05. | 8 | 252.9353 |  | 72.5373 | 9.588 | 0 | 170.81 | 0
03.05. | 9 | 247.6153 |  | 72.5373 | 9.588 | 0 | 165.49 | 0
03.05. | 10 | 260.0125 |  | 80.3745 | 9.588 | 0 | 170.05 | 0
03.05. | 11 | 261.7776 |  | 85.3696 | 9.588 | 0 | 166.82 | 0
03.05. | 12 | 265.6887 |  | 88.9007 | 9.588 | 0 | 167.2 | 0
03.05. | 13 | 261.8913 |  | 87.9533 | 9.588 | 0 | 164.35 | 0
03.05. | 14 | 263.2213 |  | 87.9533 | 9.588 | 0 | 165.68 | 0
03.05. | 15 | 259.3352 |  | 87.8672 | 9.588 | 0 | 161.88 | 0
03.05. | 16 | 263.1707 |  | 87.5227 | 9.588 | 0 | 166.06 | 0
03.05. | 17 | 258.4891 |  | 87.7811 | 9.588 | 0 | 161.12 | 0
03.05. | 18 | 267.0213 |  | 87.9533 | 9.588 | 0 | 169.48 | 0
03.05. | 19 | 255.1881 |  | 88.4701 | 9.588 | 0 | 157.13 | 0
03.05. | 20 | 250.4955 |  | 74.0875 | 9.588 | 0 | 166.82 | 0
03.05. | 21 | 268.5066 |  | 81.8386 | 9.588 | 0 | 177.08 | 0
03.05. | 22 | 269.3546 |  | 87.4366 | 9.588 | 0 | 172.33 | 0
03.05. | 23 | 265.6407 |  | 87.5227 | 9.588 | 0 | 168.53 | 0
03.05. | 24 | 268.4881 |  | 88.4701 | 9.588 | 0 | 170.43 | 0
04.05. | 1 | 270.6465 |  | 88.7285 | 9.588 | 0 | 172.33 | 0
04.05. | 2 | 270.6465 |  | 88.7285 | 9.588 | 0 | 172.33 | 0
04.05. | 3 | 268.2626 |  | 88.8146 | 9.588 | 0 | 169.86 | 0
04.05. | 4 | 268.3487 |  | 88.9007 | 9.588 | 0 | 169.86 | 0
04.05. | 5 | 265.6887 |  | 88.9007 | 9.588 | 0 | 167.2 | 0
04.05. | 6 | 268.1587 |  | 88.9007 | 9.588 | 0 | 169.67 | 0
04.05. | 7 | 267.1048 |  | 88.9868 | 9.588 | 0 | 168.53 | 0
04.05. | 8 | 269.9726 |  | 88.8146 | 9.588 | 0 | 171.57 | 0
04.05. | 9 | 270.2691 |  | 87.7811 | 9.588 | 0 | 172.9 | 0
04.05. | 10 | 270.9607 |  | 87.5227 | 9.588 | 0 | 173.85 | 0
04.05. | 11 | 274.5707 |  | 87.5227 | 9.588 | 0 | 177.46 | 0
04.05. | 12 | 276.192 |  | 88.384 | 9.588 | 0 | 178.22 | 0
04.05. | 13 | 274.672 |  | 88.384 | 9.588 | 0 | 176.7 | 0
04.05. | 14 | 274.4997 |  | 88.2117 | 9.588 | 0 | 176.7 | 0
04.05. | 15 | 278.9558 |  | 88.2978 | 9.588 | 0 | 181.07 | 0
04.05. | 16 | 276.6758 |  | 88.2978 | 9.588 | 0 | 178.79 | 0
04.05. | 17 | 274.102 |  | 88.384 | 9.588 | 0 | 176.13 | 0
04.05. | 18 | 276.002 |  | 88.384 | 9.588 | 0 | 178.03 | 0
04.05. | 19 | 273.5826 |  | 88.8146 | 9.588 | 0 | 175.18 | 0
04.05. | 20 | 273.4965 |  | 88.7285 | 9.588 | 0 | 175.18 | 0
04.05. | 21 | 273.0987 |  | 88.9007 | 9.588 | 0 | 174.61 | 0
04.05. | 22 | 268.853 |  | 87.695 | 9.588 | 0 | 171.57 | 0
04.05. | 23 | 271.8548 |  | 88.9868 | 9.588 | 0 | 173.28 | 0
04.05. | 24 | 275.2748 |  | 88.9868 | 9.588 | 0 | 176.7 | 0
05.05. | 1 | 274.2209 |  | 89.0729 | 9.588 | 0 | 175.56 | 0
05.05. | 2 | 270.4387 |  | 88.9007 | 9.588 | 0 | 171.95 | 0
05.05. | 3 | 274.2209 |  | 89.0729 | 9.588 | 0 | 175.56 | 0
05.05. | 4 | 272.0297 |  | 88.2117 | 9.588 | 0 | 174.23 | 0
05.05. | 5 | 274.6516 |  | 89.5036 | 9.588 | 0 | 175.56 | 0
05.05. | 6 | 278.1754 |  | 89.4174 | 9.588 | 0 | 179.17 | 0
05.05. | 7 | 277.3116 |  | 89.5036 | 9.588 | 0 | 178.22 | 0
05.05. | 8 | 270.5958 |  | 88.2978 | 9.588 | 0 | 172.71 | 0
05.05. | 9 | 273.7042 |  | 88.5562 | 9.588 | 0 | 175.56 | 0
05.05. | 10 | 272.344 |  | 87.006 | 9.588 | 0 | 175.75 | 0
05.05. | 11 | 271.9942 |  | 88.5562 | 9.588 | 0 | 173.85 | 0
05.05. | 12 | 277.7626 |  | 88.8146 | 9.588 | 0 | 179.36 | 0
05.05. | 13 | 277.4509 |  | 89.0729 | 9.588 | 0 | 178.79 | 0
05.05. | 14 | 274.5326 |  | 88.8146 | 9.588 | 0 | 176.13 | 0
05.05. | 15 | 264.8275 |  | 88.0395 | 9.588 | 0 | 167.2 | 0
05.05. | 16 | 271.822 |  | 88.384 | 9.588 | 0 | 173.85 | 0
05.05. | 17 | 271.6497 |  | 88.2117 | 9.588 | 0 | 173.85 | 0
05.05. | 18 | 274.2413 |  | 87.9533 | 9.588 | 0 | 176.7 | 0
05.05. | 19 | 277.0887 |  | 88.9007 | 9.588 | 0 | 178.6 | 0
05.05. | 20 | 277.7093 |  | 89.3313 | 9.588 | 0 | 178.79 | 0
05.05. | 21 | 273.3854 |  | 85.1974 | 9.588 | 0 | 178.6 | 0
05.05. | 22 | 276.3793 |  | 89.3313 | 9.588 | 0 | 177.46 | 0
05.05. | 23 | 277.8816 |  | 89.5036 | 9.588 | 0 | 178.79 | 0
05.05. | 24 | 275.1354 |  | 89.4174 | 9.588 | 0 | 176.13 | 0
06.05. | 1 | 278.1071 |  | 89.1591 | 9.588 | 0 | 179.36 | 0
06.05. | 2 | 276.4654 |  | 89.4174 | 9.588 | 0 | 177.46 | 0
06.05. | 3 | 273.7016 |  | 89.5036 | 9.588 | 0 | 174.61 | 0
06.05. | 4 | 277.3471 |  | 89.1591 | 9.588 | 0 | 178.6 | 0
06.05. | 5 | 275.7054 |  | 89.4174 | 9.588 | 0 | 176.7 | 0
06.05. | 6 | 278.4516 |  | 89.5036 | 9.588 | 0 | 179.36 | 0
06.05. | 7 | 275.1354 |  | 89.4174 | 9.588 | 0 | 176.13 | 0
06.05. | 8 | 278.1071 |  | 89.1591 | 9.588 | 0 | 179.36 | 0
06.05. | 9 | 275.5181 |  | 88.4701 | 9.588 | 0 | 177.46 | 0
06.05. | 10 | 279.9387 |  | 88.9007 | 9.588 | 0 | 181.45 | 0
06.05. | 11 | 277.5397 |  | 88.2117 | 9.588 | 0 | 179.74 | 0
06.05. | 12 | 279.2142 |  | 88.5562 | 9.588 | 0 | 181.07 | 0
06.05. | 13 | 279.4752 |  | 87.8672 | 9.588 | 0 | 182.02 | 0
06.05. | 14 | 282.343 |  | 87.695 | 9.588 | 0 | 185.06 | 0
06.05. | 15 | 278.0946 |  | 87.4366 | 9.588 | 0 | 181.07 | 0
06.05. | 16 | 269.1265 |  | 88.7285 | 9.588 | 0 | 170.81 | 0
06.05. | 17 | 272.8581 |  | 88.4701 | 9.588 | 0 | 174.8 | 0
06.05. | 18 | 272.1665 |  | 88.7285 | 9.588 | 0 | 173.85 | 0
06.05. | 19 | 277.7093 |  | 89.3313 | 9.588 | 0 | 178.79 | 0
06.05. | 20 | 279.4522 |  | 89.9342 | 9.588 | 0 | 179.93 | 0
06.05. | 21 | 278.9683 |  | 90.0203 | 9.588 | 0 | 179.36 | 0
06.05. | 22 | 280.0044 |  | 90.1064 | 9.588 | 0 | 180.31 | 0
06.05. | 23 | 271.6444 |  | 90.1064 | 9.588 | 0 | 171.95 | 0
06.05. | 24 | 272.1461 |  | 89.8481 | 9.588 | 0 | 172.71 | 0
07.05. | 1 | 273.4583 |  | 90.0203 | 9.588 | 0 | 173.85 | 0
07.05. | 2 | 271.0922 |  | 89.9342 | 9.588 | 0 | 171.57 | 0
07.05. | 3 | 272.8883 |  | 90.0203 | 9.588 | 0 | 173.28 | 0
07.05. | 4 | 272.9744 |  | 90.1064 | 9.588 | 0 | 173.28 | 0
07.05. | 5 | 269.6406 |  | 90.1926 | 9.588 | 0 | 169.86 | 0
07.05. | 6 | 278.2944 |  | 90.1064 | 9.588 | 0 | 178.6 | 0
07.05. | 7 | 274.4944 |  | 90.1064 | 9.588 | 0 | 174.8 | 0
07.05. | 8 | 274.7377 |  | 89.5897 | 9.588 | 0 | 175.56 | 0
07.05. | 9 | 279.4522 |  | 89.9342 | 9.588 | 0 | 179.93 | 0
07.05. | 10 | 277.0887 |  | 88.9007 | 9.588 | 0 | 178.6 | 0
07.05. | 11 | 275.0165 |  | 88.7285 | 9.588 | 0 | 176.7 | 0
07.05. | 12 | 273.2026 |  | 88.8146 | 9.588 | 0 | 174.8 | 0
07.05. | 13 | 273.7548 |  | 88.9868 | 9.588 | 0 | 175.18 | 0
07.05. | 14 | 275.4471 |  | 89.1591 | 9.588 | 0 | 176.7 | 0
07.05. | 15 | 268.1409 |  | 89.0729 | 9.588 | 0 | 169.48 | 0
07.05. | 16 | 274.4465 |  | 88.7285 | 9.588 | 0 | 176.13 | 0
07.05. | 17 | 272.7187 |  | 88.9007 | 9.588 | 0 | 174.23 | 0
07.05. | 18 | 270.1777 |  | 89.5897 | 9.588 | 0 | 171 | 0
07.05. | 19 | 268.0877 |  | 89.5897 | 9.588 | 0 | 168.91 | 0
07.05. | 20 | 264.6144 |  | 90.1064 | 9.588 | 0 | 164.92 | 0
07.05. | 21 | 263.7683 |  | 90.0203 | 9.588 | 0 | 164.16 | 0
07.05. | 22 | 258.4687 |  | 88.9007 | 9.588 | 0 | 159.98 | 0
07.05. | 23 | 258.1544 |  | 90.1064 | 9.588 | 0 | 158.46 | 0
07.05. | 24 | 256.2544 |  | 90.1064 | 9.588 | 0 | 156.56 | 0
08.05. | 1 | 272.2322 |  | 89.9342 | 9.588 | 0 | 172.71 | 0
08.05. | 2 | 273.3722 |  | 89.9342 | 9.588 | 0 | 173.85 | 0
08.05. | 3 | 270.5222 |  | 89.9342 | 9.588 | 0 | 171 | 0
08.05. | 4 | 271.8522 |  | 89.9342 | 9.588 | 0 | 172.33 | 0
08.05. | 5 | 272.5438 |  | 89.6758 | 9.588 | 0 | 173.28 | 0
08.05. | 6 | 271.5938 |  | 89.6758 | 9.588 | 0 | 172.33 | 0
08.05. | 7 | 269.3138 |  | 89.6758 | 9.588 | 0 | 170.05 | 0
08.05. | 8 | 275.3938 |  | 89.6758 | 9.588 | 0 | 176.13 | 0
08.05. | 9 | 274.7581 |  | 88.4701 | 9.588 | 0 | 176.7 | 0
08.05. | 10 | 266.3626 |  | 88.8146 | 9.588 | 0 | 167.96 | 0
08.05. | 11 | 264.7387 |  | 88.9007 | 9.588 | 0 | 166.25 | 0
08.05. | 12 | 268.9187 |  | 88.9007 | 9.588 | 0 | 170.43 | 0
08.05. | 13 | 275.9487 |  | 88.9007 | 9.588 | 0 | 177.46 | 0
08.05. | 14 | 277.4865 |  | 88.7285 | 9.588 | 0 | 179.17 | 0
08.05. | 15 | 263.9458 |  | 88.2978 | 9.588 | 0 | 166.06 | 0
08.05. | 16 | 270.7858 |  | 88.2978 | 9.588 | 0 | 172.9 | 0
08.05. | 17 | 273.8081 |  | 88.4701 | 9.588 | 0 | 175.75 | 0
08.05. | 18 | 262.6487 |  | 88.9007 | 9.588 | 0 | 164.16 | 0
08.05. | 19 | 263.5277 |  | 89.5897 | 9.588 | 0 | 164.35 | 0
08.05. | 20 | 264.5283 |  | 90.0203 | 9.588 | 0 | 164.92 | 0
08.05. | 21 | 261.8328 |  | 90.3648 | 9.588 | 0 | 161.88 | 0
08.05. | 22 | 260.1609 |  | 89.0729 | 9.588 | 0 | 161.5 | 0
08.05. | 23 | 259.6744 |  | 90.1064 | 9.588 | 0 | 159.98 | 0
08.05. | 24 | 259.1906 |  | 90.1926 | 9.588 | 0 | 159.41 | 0
09.05. | 1 | 259.7783 |  | 90.0203 | 9.588 | 0 | 160.17 | 0
09.05. | 2 | 257.3083 |  | 90.0203 | 9.588 | 0 | 157.7 | 0
09.05. | 3 | 259.1222 |  | 89.9342 | 9.588 | 0 | 159.6 | 0
09.05. | 4 | 258.6206 |  | 90.1926 | 9.588 | 0 | 158.84 | 0
09.05. | 5 | 259.9177 |  | 89.5897 | 9.588 | 0 | 160.74 | 0
09.05. | 6 | 256.2216 |  | 89.5036 | 9.588 | 0 | 157.13 | 0
09.05. | 7 | 269.3138 |  | 89.6758 | 9.588 | 0 | 170.05 | 0
09.05. | 8 | 273.4077 |  | 89.5897 | 9.588 | 0 | 174.23 | 0
09.05. | 9 | 261.6809 |  | 89.0729 | 9.588 | 0 | 163.02 | 0
09.05. | 10 | 264.3409 |  | 89.0729 | 9.588 | 0 | 165.68 | 0
09.05. | 11 | 265.9116 |  | 89.5036 | 9.588 | 0 | 166.82 | 0
09.05. | 12 | 261.3693 |  | 89.3313 | 9.588 | 0 | 162.45 | 0
09.05. | 13 | 277.7093 |  | 89.3313 | 9.588 | 0 | 178.79 | 0
09.05. | 14 | 237.012 |  | 51.674 | 9.588 | 0 | 175.75 | 0
09.05. | 15 | 276.6377 |  | 89.5897 | 9.588 | 0 | 177.46 | 0
09.05. | 16 | 277.9677 |  | 89.5897 | 9.588 | 0 | 178.79 | 0
09.05. | 17 | 279.3279 |  | 91.1399 | 9.588 | 0 | 178.6 | 0
09.05. | 18 | 277.3418 |  | 91.0538 | 9.588 | 0 | 176.7 | 0
09.05. | 19 | 277.2557 |  | 90.9677 | 9.588 | 0 | 176.7 | 0
09.05. | 20 | 280.5718 |  | 91.0538 | 9.588 | 0 | 179.93 | 0
09.05. | 21 | 275.9619 |  | 84.1639 | 9.588 | 0 | 182.21 | 0
09.05. | 22 | 273.6615 |  | 85.2835 | 9.588 | 0 | 178.79 | 0
09.05. | 23 | 272.8128 |  | 86.1448 | 9.588 | 0 | 177.08 | 0
09.05. | 24 | 272.9344 |  | 85.8864 | 9.588 | 0 | 177.46 | 0
10.05. | 1 | 269.5321 |  | 85.7141 | 9.588 | 0 | 174.23 | 0
10.05. | 2 | 271.8628 |  | 86.1448 | 9.588 | 0 | 176.13 | 0
10.05. | 3 | 273.9883 |  | 85.8003 | 9.588 | 0 | 178.6 | 0
10.05. | 4 | 275.1256 |  | 86.7476 | 9.588 | 0 | 178.79 | 0
10.05. | 5 | 278.8973 |  | 90.7093 | 9.588 | 0 | 178.6 | 0
10.05. | 6 | 279.0695 |  | 90.8815 | 9.588 | 0 | 178.6 | 0
10.05. | 7 | 274.6161 |  | 89.8481 | 9.588 | 0 | 175.18 | 0
10.05. | 8 | 268.3461 |  | 89.8481 | 9.588 | 0 | 168.91 | 0
10.05. | 9 | 273.4938 |  | 89.6758 | 9.588 | 0 | 174.23 | 0
10.05. | 10 | 275.5661 |  | 89.8481 | 9.588 | 0 | 176.13 | 0
10.05. | 11 | 275.5687 |  | 88.9007 | 9.588 | 0 | 177.08 | 0
10.05. | 12 | 269.7826 |  | 88.8146 | 9.588 | 0 | 171.38 | 0
10.05. | 13 | 268.8681 |  | 88.4701 | 9.588 | 0 | 170.81 | 0
10.05. | 14 | 270.2638 |  | 89.6758 | 9.588 | 0 | 171 | 0
10.05. | 15 | 274.0461 |  | 89.8481 | 9.588 | 0 | 174.61 | 0
10.05. | 16 | 276.6377 |  | 89.5897 | 9.588 | 0 | 177.46 | 0
10.05. | 17 | 275.9638 |  | 89.6758 | 9.588 | 0 | 176.7 | 0
10.05. | 18 | 278.9177 |  | 89.5897 | 9.588 | 0 | 179.74 | 0
10.05. | 19 | 279.9361 |  | 89.8481 | 9.588 | 0 | 180.5 | 0
10.05. | 20 | 282.9557 |  | 90.9677 | 9.588 | 0 | 182.4 | 0
10.05. | 21 | 282.0083 |  | 90.0203 | 9.588 | 0 | 182.4 | 0
10.05. | 22 | 280.9163 |  | 91.3983 | 9.588 | 0 | 179.93 | 0
10.05. | 23 | 277.7218 |  | 91.0538 | 9.588 | 0 | 177.08 | 0
10.05. | 24 | 276.7718 |  | 91.0538 | 9.588 | 0 | 176.13 | 0
11.05. | 1 | 274.5779 |  | 91.1399 | 9.588 | 0 | 173.85 | 0
11.05. | 2 | 273.9573 |  | 90.7093 | 9.588 | 0 | 173.66 | 0
11.05. | 3 | 276.2018 |  | 91.0538 | 9.588 | 0 | 175.56 | 0
11.05. | 4 | 275.3379 |  | 91.1399 | 9.588 | 0 | 174.61 | 0
11.05. | 5 | 277.3418 |  | 91.0538 | 9.588 | 0 | 176.7 | 0
11.05. | 6 | 276.8579 |  | 91.1399 | 9.588 | 0 | 176.13 | 0
11.05. | 7 | 271.0922 |  | 89.9342 | 9.588 | 0 | 171.57 | 0
11.05. | 8 | 268.7438 |  | 89.6758 | 9.588 | 0 | 169.48 | 0
11.05. | 9 | 270.0738 |  | 89.6758 | 9.588 | 0 | 170.81 | 0
11.05. | 10 | 271.9942 |  | 88.5562 | 9.588 | 0 | 173.85 | 0
11.05. | 11 | 271.4242 |  | 88.5562 | 9.588 | 0 | 173.28 | 0
11.05. | 12 | 271.6471 |  | 89.1591 | 9.588 | 0 | 172.9 | 0
11.05. | 13 | 272.8554 |  | 89.4174 | 9.588 | 0 | 173.85 | 0
11.05. | 14 | 273.1165 |  | 88.7285 | 9.588 | 0 | 174.8 | 0
11.05. | 15 | 275.9665 |  | 88.7285 | 9.588 | 0 | 177.65 | 0
11.05. | 16 | 274.6187 |  | 88.9007 | 9.588 | 0 | 176.13 | 0
11.05. | 17 | 274.0487 |  | 88.9007 | 9.588 | 0 | 175.56 | 0
11.05. | 18 | 274.6693 |  | 89.3313 | 9.588 | 0 | 175.75 | 0
11.05. | 19 | 271.4571 |  | 89.1591 | 9.588 | 0 | 172.71 | 0
11.05. | 20 | 272.2526 |  | 88.8146 | 9.588 | 0 | 173.85 | 0
11.05. | 21 | 274.7581 |  | 88.4701 | 9.588 | 0 | 176.7 | 0
11.05. | 22 | 276.2071 |  | 89.1591 | 9.588 | 0 | 177.46 | 0
11.05. | 23 | 273.0277 |  | 89.5897 | 9.588 | 0 | 173.85 | 0
11.05. | 24 | 271.6293 |  | 89.3313 | 9.588 | 0 | 172.71 | 0
12.05. | 1 | 276.5516 |  | 89.5036 | 9.588 | 0 | 177.46 | 0
12.05. | 2 | 276.0854 |  | 89.4174 | 9.588 | 0 | 177.08 | 0
12.05. | 3 | 272.4248 |  | 88.9868 | 9.588 | 0 | 173.85 | 0
12.05. | 4 | 275.6193 |  | 89.3313 | 9.588 | 0 | 176.7 | 0
12.05. | 5 | 275.6193 |  | 89.3313 | 9.588 | 0 | 176.7 | 0
12.05. | 6 | 269.1771 |  | 89.1591 | 9.588 | 0 | 170.43 | 0
12.05. | 7 | 271.5965 |  | 88.7285 | 9.588 | 0 | 173.28 | 0
12.05. | 8 | 269.2658 |  | 88.2978 | 9.588 | 0 | 171.38 | 0
12.05. | 9 | 270.0081 |  | 88.4701 | 9.588 | 0 | 171.95 | 0
12.05. | 10 | 269.993 |  | 87.695 | 9.588 | 0 | 172.71 | 0
12.05. | 11 | 272.1158 |  | 88.2978 | 9.588 | 0 | 174.23 | 0
12.05. | 12 | 270.7681 |  | 88.4701 | 9.588 | 0 | 172.71 | 0
12.05. | 13 | 267.9207 |  | 87.5227 | 9.588 | 0 | 170.81 | 0
12.05. | 14 | 270.0107 |  | 87.5227 | 9.588 | 0 | 172.9 | 0
12.05. | 15 | 270.9607 |  | 87.5227 | 9.588 | 0 | 173.85 | 0
12.05. | 16 | 272.5162 |  | 87.1782 | 9.588 | 0 | 175.75 | 0
12.05. | 17 | 270.1324 |  | 87.2644 | 9.588 | 0 | 173.28 | 0
12.05. | 18 | 268.3362 |  | 87.1782 | 9.588 | 0 | 171.57 | 0
12.05. | 19 | 276.4379 |  | 86.9199 | 9.588 | 0 | 179.93 | 0
12.05. | 20 | 272.0297 |  | 88.2117 | 9.588 | 0 | 174.23 | 0
12.05. | 21 | 274.0691 |  | 87.7811 | 9.588 | 0 | 176.7 | 0
12.05. | 22 | 273.9297 |  | 88.2117 | 9.588 | 0 | 176.13 | 0
12.05. | 23 | 273.6358 |  | 88.2978 | 9.588 | 0 | 175.75 | 0
12.05. | 24 | 273.4965 |  | 88.7285 | 9.588 | 0 | 175.18 | 0
13.05. | 1 | 272.4248 |  | 88.9868 | 9.588 | 0 | 173.85 | 0
13.05. | 2 | 273.4458 |  | 88.2978 | 9.588 | 0 | 175.56 | 0
13.05. | 3 | 270.8293 |  | 85.1113 | 9.588 | 0 | 176.13 | 0
13.05. | 4 | 273.4893 |  | 85.1113 | 9.588 | 0 | 178.79 | 0
13.05. | 5 | 269.9121 |  | 85.7141 | 9.588 | 0 | 174.61 | 0
13.05. | 6 | 271.916 |  | 85.628 | 9.588 | 0 | 176.7 | 0
13.05. | 7 | 269.1015 |  | 85.2835 | 9.588 | 0 | 174.23 | 0
13.05. | 8 | 270.2593 |  | 85.1113 | 9.588 | 0 | 175.56 | 0
13.05. | 9 | 266.2542 |  | 84.3362 | 9.588 | 0 | 172.33 | 0
13.05. | 10 | 265.099 |  | 83.561 | 9.588 | 0 | 171.95 | 0
13.05. | 11 | 269.5046 |  | 83.2166 | 9.588 | 0 | 176.7 | 0
13.05. | 12 | 264.0123 |  | 83.0443 | 9.588 | 0 | 171.38 | 0
13.05. | 13 | 260.3517 |  | 82.6137 | 9.588 | 0 | 168.15 | 0
13.05. | 14 | 264.0123 |  | 83.0443 | 9.588 | 0 | 171.38 | 0
13.05. | 15 | 269.1068 |  | 83.3888 | 9.588 | 0 | 176.13 | 0
13.05. | 16 | 270.8346 |  | 83.2166 | 9.588 | 0 | 178.03 | 0
13.05. | 17 | 268.3797 |  | 83.9917 | 9.588 | 0 | 174.8 | 0
13.05. | 18 | 248.7756 |  | 71.4176 | 9.588 | 0 | 167.77 | 0
13.05. | 19 | 264.4758 |  | 84.0778 | 9.588 | 0 | 170.81 | 0
13.05. | 20 | 275.3511 |  | 86.4031 | 9.588 | 0 | 179.36 | 0
13.05. | 21 | 261.9446 |  | 87.4366 | 9.588 | 0 | 164.92 | 0
13.05. | 22 | 273.6687 |  | 88.9007 | 9.588 | 0 | 175.18 | 0
13.05. | 23 | 272.8909 |  | 89.0729 | 9.588 | 0 | 174.23 | 0
13.05. | 24 | 272.0271 |  | 89.1591 | 9.588 | 0 | 173.28 | 0
14.05. | 1 | 271.6293 |  | 89.3313 | 9.588 | 0 | 172.71 | 0
14.05. | 2 | 271.9054 |  | 89.4174 | 9.588 | 0 | 172.9 | 0
14.05. | 3 | 272.3716 |  | 89.5036 | 9.588 | 0 | 173.28 | 0
14.05. | 4 | 273.4077 |  | 89.5897 | 9.588 | 0 | 174.23 | 0
14.05. | 5 | 270.3322 |  | 89.9342 | 9.588 | 0 | 170.81 | 0
14.05. | 6 | 273.1822 |  | 89.9342 | 9.588 | 0 | 173.66 | 0
14.05. | 7 | 272.8377 |  | 89.5897 | 9.588 | 0 | 173.66 | 0
14.05. | 8 | 273.8916 |  | 89.5036 | 9.588 | 0 | 174.8 | 0
14.05. | 9 | 232.0924 |  | 50.5544 | 9.588 | 0 | 171.95 | 0
14.05. | 10 | 271.822 |  | 88.384 | 9.588 | 0 | 173.85 | 0
14.05. | 11 | 274.1046 |  | 87.4366 | 9.588 | 0 | 177.08 | 0
14.05. | 12 | 258.3346 |  | 87.4366 | 9.588 | 0 | 161.31 | 0
14.05. | 13 | 275.313 |  | 87.695 | 9.588 | 0 | 178.03 | 0
14.05. | 14 | 271.2546 |  | 87.4366 | 9.588 | 0 | 174.23 | 0
14.05. | 15 | 274.054 |  | 87.006 | 9.588 | 0 | 177.46 | 0
14.05. | 16 | 270.5985 |  | 87.3505 | 9.588 | 0 | 173.66 | 0
14.05. | 17 | 270.9075 |  | 88.0395 | 9.588 | 0 | 173.28 | 0
14.05. | 18 | 277.1952 |  | 87.8672 | 9.588 | 0 | 179.74 | 0
14.05. | 19 | 276.9697 |  | 88.2117 | 9.588 | 0 | 179.17 | 0
14.05. | 20 | 273.7548 |  | 88.9868 | 9.588 | 0 | 175.18 | 0
14.05. | 21 | 276.3971 |  | 89.1591 | 9.588 | 0 | 177.65 | 0
14.05. | 22 | 273.5293 |  | 89.3313 | 9.588 | 0 | 174.61 | 0
14.05. | 23 | 274.5654 |  | 89.4174 | 9.588 | 0 | 175.56 | 0
14.05. | 24 | 272.3716 |  | 89.5036 | 9.588 | 0 | 173.28 | 0
15.05. | 1 | 270.8338 |  | 89.6758 | 9.588 | 0 | 171.57 | 0
15.05. | 2 | 272.8377 |  | 89.5897 | 9.588 | 0 | 173.66 | 0
15.05. | 3 | 273.4077 |  | 89.5897 | 9.588 | 0 | 174.23 | 0
15.05. | 4 | 271.5938 |  | 89.6758 | 9.588 | 0 | 172.33 | 0
15.05. | 5 | 264.7538 |  | 89.6758 | 9.588 | 0 | 165.49 | 0
15.05. | 6 | 270.1777 |  | 89.5897 | 9.588 | 0 | 171 | 0
15.05. | 7 | 262.2713 |  | 87.9533 | 9.588 | 0 | 164.73 | 0
15.05. | 8 | 257.9848 |  | 88.9868 | 9.588 | 0 | 159.41 | 0
15.05. | 9 | 273.8081 |  | 88.4701 | 9.588 | 0 | 175.75 | 0
15.05. | 10 | 277.0026 |  | 88.8146 | 9.588 | 0 | 178.6 | 0
15.05. | 11 | 273.9297 |  | 88.2117 | 9.588 | 0 | 176.13 | 0
15.05. | 12 | 273.4991 |  | 87.7811 | 9.588 | 0 | 176.13 | 0
15.05. | 13 | 270.9989 |  | 86.2309 | 9.588 | 0 | 175.18 | 0
15.05. | 14 | 263.7789 |  | 86.2309 | 9.588 | 0 | 167.96 | 0
15.05. | 15 | 255.7456 |  | 86.7476 | 9.588 | 0 | 159.41 | 0
15.05. | 16 | 268.8024 |  | 87.2644 | 9.588 | 0 | 171.95 | 0
15.05. | 17 | 272.9495 |  | 86.6615 | 9.588 | 0 | 176.7 | 0
15.05. | 18 | 271.1685 |  | 87.3505 | 9.588 | 0 | 174.23 | 0
15.05. | 19 | 267.6321 |  | 85.7141 | 9.588 | 0 | 172.33 | 0
15.05. | 20 | 275.7765 |  | 88.7285 | 9.588 | 0 | 177.46 | 0
15.05. | 21 | 277.8309 |  | 89.0729 | 9.588 | 0 | 179.17 | 0
15.05. | 22 | 277.9348 |  | 88.9868 | 9.588 | 0 | 179.36 | 0
15.05. | 23 | 276.6554 |  | 89.4174 | 9.588 | 0 | 177.65 | 0
15.05. | 24 | 275.7916 |  | 89.5036 | 9.588 | 0 | 176.7 | 0
16.05. | 1 | 276.6554 |  | 89.4174 | 9.588 | 0 | 177.65 | 0
16.05. | 2 | 272.9416 |  | 89.5036 | 9.588 | 0 | 173.85 | 0
16.05. | 3 | 272.7693 |  | 89.3313 | 9.588 | 0 | 173.85 | 0
16.05. | 4 | 268.1054 |  | 89.4174 | 9.588 | 0 | 169.1 | 0
16.05. | 5 | 267.452 |  | 88.384 | 9.588 | 0 | 169.48 | 0
16.05. | 6 | 266.6361 |  | 89.8481 | 9.588 | 0 | 167.2 | 0
16.05. | 7 | 269.4354 |  | 89.4174 | 9.588 | 0 | 170.43 | 0
16.05. | 8 | 263.9662 |  | 87.1782 | 9.588 | 0 | 167.2 | 0
16.05. | 9 | 265.7828 |  | 86.1448 | 9.588 | 0 | 170.05 | 0
16.05. | 10 | 262.1524 |  | 87.2644 | 9.588 | 0 | 165.3 | 0
16.05. | 11 | 264.7946 |  | 87.4366 | 9.588 | 0 | 167.77 | 0
16.05. | 12 | 260.8072 |  | 86.4892 | 9.588 | 0 | 164.73 | 0
16.05. | 13 | 262.7579 |  | 86.9199 | 9.588 | 0 | 166.25 | 0
16.05. | 14 | 266.2462 |  | 87.1782 | 9.588 | 0 | 169.48 | 0
16.05. | 15 | 263.3279 |  | 86.9199 | 9.588 | 0 | 166.82 | 0
16.05. | 16 | 268.544 |  | 87.006 | 9.588 | 0 | 171.95 | 0
16.05. | 17 | 269.6485 |  | 87.3505 | 9.588 | 0 | 172.71 | 0
16.05. | 18 | 273.6385 |  | 87.3505 | 9.588 | 0 | 176.7 | 0
16.05. | 19 | 277.5371 |  | 89.1591 | 9.588 | 0 | 178.79 | 0
16.05. | 20 | 275.8777 |  | 89.5897 | 9.588 | 0 | 176.7 | 0
16.05. | 21 | 276.3971 |  | 89.1591 | 9.588 | 0 | 177.65 | 0
16.05. | 22 | 269.5571 |  | 89.1591 | 9.588 | 0 | 170.81 | 0
16.05. | 23 | 270.3854 |  | 89.4174 | 9.588 | 0 | 171.38 | 0
16.05. | 24 | 267.2495 |  | 86.6615 | 9.588 | 0 | 171 | 0
17.05. | 1 | 269.0128 |  | 86.1448 | 9.588 | 0 | 173.28 | 0
17.05. | 2 | 270.0817 |  | 86.8337 | 9.588 | 0 | 173.66 | 0
17.05. | 3 | 263.2417 |  | 86.8337 | 9.588 | 0 | 166.82 | 0
17.05. | 4 | 261.5824 |  | 87.2644 | 9.588 | 0 | 164.73 | 0
17.05. | 5 | 264.7361 |  | 89.8481 | 9.588 | 0 | 165.3 | 0
17.05. | 6 | 268.0548 |  | 88.9868 | 9.588 | 0 | 169.48 | 0
17.05. | 7 | 270.8693 |  | 89.3313 | 9.588 | 0 | 171.95 | 0
17.05. | 8 | 273.2381 |  | 88.4701 | 9.588 | 0 | 175.18 | 0
17.05. | 9 | 270.2691 |  | 87.7811 | 9.588 | 0 | 172.9 | 0
17.05. | 10 | 275.0875 |  | 88.0395 | 9.588 | 0 | 177.46 | 0
17.05. | 11 | 279.1281 |  | 88.4701 | 9.588 | 0 | 181.07 | 0
17.05. | 12 | 277.5397 |  | 88.2117 | 9.588 | 0 | 179.74 | 0
17.05. | 13 | 281.4942 |  | 88.5562 | 9.588 | 0 | 183.35 | 0
17.05. | 14 | 276.572 |  | 88.384 | 9.588 | 0 | 178.6 | 0
17.05. | 15 | 277.9375 |  | 88.0395 | 9.588 | 0 | 180.31 | 0
17.05. | 16 | 275.3965 |  | 88.7285 | 9.588 | 0 | 177.08 | 0
17.05. | 17 | 277.9881 |  | 88.4701 | 9.588 | 0 | 179.93 | 0
17.05. | 18 | 273.6358 |  | 88.2978 | 9.588 | 0 | 175.75 | 0
17.05. | 19 | 277.0887 |  | 88.9007 | 9.588 | 0 | 178.6 | 0
17.05. | 20 | 272.6326 |  | 88.8146 | 9.588 | 0 | 174.23 | 0
17.05. | 21 | 272.9265 |  | 88.7285 | 9.588 | 0 | 174.61 | 0
17.05. | 22 | 272.7161 |  | 89.8481 | 9.588 | 0 | 173.28 | 0
17.05. | 23 | 275.3583 |  | 90.0203 | 9.588 | 0 | 175.75 | 0
17.05. | 24 | 273.0685 |  | 87.3505 | 9.588 | 0 | 176.13 | 0
18.05. | 1 | 273.5524 |  | 87.2644 | 9.588 | 0 | 176.7 | 0
18.05. | 2 | 274.8824 |  | 87.2644 | 9.588 | 0 | 178.03 | 0
18.05. | 3 | 273.5524 |  | 87.2644 | 9.588 | 0 | 176.7 | 0
18.05. | 4 | 274.5885 |  | 87.3505 | 9.588 | 0 | 177.65 | 0
18.05. | 5 | 274.4083 |  | 90.0203 | 9.588 | 0 | 174.8 | 0
18.05. | 6 | 272.0244 |  | 90.1064 | 9.588 | 0 | 172.33 | 0
18.05. | 7 | 278.7783 |  | 90.0203 | 9.588 | 0 | 179.17 | 0
18.05. | 8 | 274.4465 |  | 88.7285 | 9.588 | 0 | 176.13 | 0
18.05. | 9 | 277.1091 |  | 87.7811 | 9.588 | 0 | 179.74 | 0
18.05. | 10 | 273.413 |  | 87.695 | 9.588 | 0 | 176.13 | 0
18.05. | 11 | 276.1085 |  | 87.3505 | 9.588 | 0 | 179.17 | 0
18.05. | 12 | 273.0356 |  | 86.7476 | 9.588 | 0 | 176.7 | 0
18.05. | 13 | 274.5228 |  | 86.1448 | 9.588 | 0 | 178.79 | 0
18.05. | 14 | 268.0121 |  | 85.7141 | 9.588 | 0 | 172.71 | 0
18.05. | 15 | 271.9489 |  | 86.2309 | 9.588 | 0 | 176.13 | 0
18.05. | 16 | 273.5879 |  | 86.9199 | 9.588 | 0 | 177.08 | 0
18.05. | 17 | 269.7905 |  | 85.9725 | 9.588 | 0 | 174.23 | 0
18.05. | 18 | 267.1305 |  | 85.9725 | 9.588 | 0 | 171.57 | 0
18.05. | 19 | 275.1407 |  | 87.5227 | 9.588 | 0 | 178.03 | 0
18.05. | 20 | 270.2665 |  | 88.7285 | 9.588 | 0 | 171.95 | 0
18.05. | 21 | 273.3748 |  | 88.9868 | 9.588 | 0 | 174.8 | 0
18.05. | 22 | 275.3609 |  | 89.0729 | 9.588 | 0 | 176.7 | 0
18.05. | 23 | 270.0817 |  | 86.8337 | 9.588 | 0 | 173.66 | 0
18.05. | 24 | 270.705 |  | 86.317 | 9.588 | 0 | 174.8 | 0
19.05. | 1 | 272.6911 |  | 86.4031 | 9.588 | 0 | 176.7 | 0
19.05. | 2 | 273.5372 |  | 86.4892 | 9.588 | 0 | 177.46 | 0
19.05. | 3 | 276.3438 |  | 89.6758 | 9.588 | 0 | 177.08 | 0
19.05. | 4 | 276.6022 |  | 89.9342 | 9.588 | 0 | 177.08 | 0
19.05. | 5 | 275.5661 |  | 89.8481 | 9.588 | 0 | 176.13 | 0
19.05. | 6 | 274.5654 |  | 89.4174 | 9.588 | 0 | 175.56 | 0
19.05. | 7 | 274.8771 |  | 89.1591 | 9.588 | 0 | 176.13 | 0
19.05. | 8 | 275.7107 |  | 87.5227 | 9.588 | 0 | 178.6 | 0
19.05. | 9 | 275.194 |  | 87.006 | 9.588 | 0 | 178.6 | 0
19.05. | 10 | 271.1179 |  | 86.9199 | 9.588 | 0 | 174.61 | 0
19.05. | 11 | 269.4789 |  | 86.2309 | 9.588 | 0 | 173.66 | 0
19.05. | 12 | 266.3376 |  | 85.3696 | 9.588 | 0 | 171.38 | 0
19.05. | 13 | 270.8825 |  | 84.5945 | 9.588 | 0 | 176.7 | 0
19.05. | 14 | 274.006 |  | 85.628 | 9.588 | 0 | 178.79 | 0
19.05. | 15 | 270.9687 |  | 84.6807 | 9.588 | 0 | 176.7 | 0
19.05. | 16 | 269.0687 |  | 84.6807 | 9.588 | 0 | 174.8 | 0
19.05. | 17 | 270.0009 |  | 84.8529 | 9.588 | 0 | 175.56 | 0
19.05. | 18 | 269.279 |  | 83.561 | 9.588 | 0 | 176.13 | 0
19.05. | 19 | 267.7742 |  | 84.3362 | 9.588 | 0 | 173.85 | 0
19.05. | 20 | 269.6742 |  | 84.3362 | 9.588 | 0 | 175.75 | 0
19.05. | 21 | 273.6083 |  | 85.8003 | 9.588 | 0 | 178.22 | 0
19.05. | 22 | 275.4497 |  | 88.2117 | 9.588 | 0 | 177.65 | 0
19.05. | 23 | 265.2792 |  | 80.8912 | 9.588 | 0 | 174.8 | 0
19.05. | 24 | 263.7264 |  | 80.2884 | 9.588 | 0 | 173.85 | 0
20.05. | 1 | 265.5225 |  | 80.3745 | 9.588 | 0 | 175.56 | 0
20.05. | 2 | 267.2601 |  | 82.8721 | 9.588 | 0 | 174.8 | 0
20.05. | 3 | 268.5901 |  | 82.8721 | 9.588 | 0 | 176.13 | 0
20.05. | 4 | 260.9119 |  | 79.9439 | 9.588 | 0 | 171.38 | 0
20.05. | 5 | 260.19 |  | 78.652 | 9.588 | 0 | 171.95 | 0
20.05. | 6 | 260.7147 |  | 76.3267 | 9.588 | 0 | 174.8 | 0
20.05. | 7 | 263.9118 |  | 75.7238 | 9.588 | 0 | 178.6 | 0
20.05. | 8 | 262.8987 |  | 73.5707 | 9.588 | 0 | 179.74 | 0
20.05. | 9 | 258.7391 |  | 72.4511 | 9.588 | 0 | 176.7 | 0
20.05. | 10 | 257.964 |  | 71.676 | 9.588 | 0 | 176.7 | 0
20.05. | 11 | 257.7385 |  | 72.0205 | 9.588 | 0 | 176.13 | 0
20.05. | 12 | 259.7424 |  | 71.9344 | 9.588 | 0 | 178.22 | 0
20.05. | 13 | 258.4808 |  | 72.1928 | 9.588 | 0 | 176.7 | 0
20.05. | 14 | 259.5905 |  | 70.6425 | 9.588 | 0 | 179.36 | 0
20.05. | 15 | 260.1401 |  | 71.7621 | 9.588 | 0 | 178.79 | 0
20.05. | 16 | 263.8185 |  | 72.0205 | 9.588 | 0 | 182.21 | 0
20.05. | 17 | 256.0942 |  | 73.2262 | 9.588 | 0 | 173.28 | 0
20.05. | 18 | 257.5636 |  | 72.7956 | 9.588 | 0 | 175.18 | 0
20.05. | 19 | 251.7828 |  | 70.8148 | 9.588 | 0 | 171.38 | 0
20.05. | 20 | 247.7395 |  | 71.3315 | 9.588 | 0 | 166.82 | 0
20.05. | 21 | 248.1701 |  | 71.7621 | 9.588 | 0 | 166.82 | 0
20.05. | 22 | 252.3324 |  | 71.9344 | 9.588 | 0 | 170.81 | 0
20.05. | 23 | 249.8197 |  | 68.6617 | 9.588 | 0 | 171.57 | 0
20.05. | 24 | 253.2246 |  | 67.8866 | 9.588 | 0 | 175.75 | 0
21.05. | 1 | 251.6691 |  | 68.2311 | 9.588 | 0 | 173.85 | 0
21.05. | 2 | 255.7195 |  | 71.3315 | 9.588 | 0 | 174.8 | 0
21.05. | 3 | 252.2463 |  | 71.8483 | 9.588 | 0 | 170.81 | 0
21.05. | 4 | 252.3324 |  | 71.9344 | 9.588 | 0 | 170.81 | 0
21.05. | 5 | 253.4724 |  | 71.9344 | 9.588 | 0 | 171.95 | 0
21.05. | 6 | 261.2091 |  | 72.4511 | 9.588 | 0 | 179.17 | 0
21.05. | 7 | 259.246 |  | 70.298 | 9.588 | 0 | 179.36 | 0
21.05. | 8 | 259.7299 |  | 70.2119 | 9.588 | 0 | 179.93 | 0
21.05. | 9 | 262.5799 |  | 70.2119 | 9.588 | 0 | 182.78 | 0
21.05. | 10 | 263.8593 |  | 69.7813 | 9.588 | 0 | 184.49 | 0
21.05. | 11 | 262.9626 |  | 69.2646 | 9.588 | 0 | 184.11 | 0
21.05. | 12 | 263.1677 |  | 70.0397 | 9.588 | 0 | 183.54 | 0
21.05. | 13 | 262.8232 |  | 69.6952 | 9.588 | 0 | 183.54 | 0
21.05. | 14 | 255.4158 |  | 68.7478 | 9.588 | 0 | 177.08 | 0
21.05. | 15 | 250.2832 |  | 69.6952 | 9.588 | 0 | 171 | 0
21.05. | 16 | 247.7271 |  | 69.6091 | 9.588 | 0 | 168.53 | 0
21.05. | 17 | 248.6264 |  | 69.1784 | 9.588 | 0 | 169.86 | 0
21.05. | 18 | 255.8971 |  | 69.6091 | 9.588 | 0 | 176.7 | 0
21.05. | 19 | 254.4632 |  | 69.6952 | 9.588 | 0 | 175.18 | 0
21.05. | 20 | 253.3738 |  | 70.1258 | 9.588 | 0 | 173.66 | 0
21.05. | 21 | 252.4744 |  | 70.5564 | 9.588 | 0 | 172.33 | 0
21.05. | 22 | 253.974 |  | 71.676 | 9.588 | 0 | 172.71 | 0
21.05. | 23 | 252.2187 |  | 69.3507 | 9.588 | 0 | 173.28 | 0
21.05. | 24 | 252.0464 |  | 69.1784 | 9.588 | 0 | 173.28 | 0
22.05. | 1 | 253.4626 |  | 69.2646 | 9.588 | 0 | 174.61 | 0
22.05. | 2 | 253.2469 |  | 72.2789 | 9.588 | 0 | 171.38 | 0
22.05. | 3 | 255.6636 |  | 72.7956 | 9.588 | 0 | 173.28 | 0
22.05. | 4 | 255.8714 |  | 72.6234 | 9.588 | 0 | 173.66 | 0
22.05. | 5 | 254.7997 |  | 72.8817 | 9.588 | 0 | 172.33 | 0
22.05. | 6 | 254.1614 |  | 72.6234 | 9.588 | 0 | 171.95 | 0
22.05. | 7 | 257.2191 |  | 72.4511 | 9.588 | 0 | 175.18 | 0
22.05. | 8 | 251.7854 |  | 69.8674 | 9.588 | 0 | 172.33 | 0
22.05. | 9 | 250.4377 |  | 70.0397 | 9.588 | 0 | 170.81 | 0
22.05. | 10 | 253.0799 |  | 70.2119 | 9.588 | 0 | 173.28 | 0
22.05. | 11 | 259.0738 |  | 70.1258 | 9.588 | 0 | 179.36 | 0
22.05. | 12 | 254.4632 |  | 69.6952 | 9.588 | 0 | 175.18 | 0
22.05. | 13 | 255.6387 |  | 69.3507 | 9.588 | 0 | 176.7 | 0
22.05. | 14 | 255.8464 |  | 69.1784 | 9.588 | 0 | 177.08 | 0
22.05. | 15 | 251.6158 |  | 68.7478 | 9.588 | 0 | 173.28 | 0
22.05. | 16 | 247.1597 |  | 68.6617 | 9.588 | 0 | 168.91 | 0
22.05. | 17 | 240.2672 |  | 62.7192 | 9.588 | 0 | 167.96 | 0
22.05. | 18 | 235.89 |  | 59.102 | 9.588 | 0 | 167.2 | 0
22.05. | 19 | 238.0333 |  | 58.5853 | 9.588 | 0 | 169.86 | 0
22.05. | 20 | 233.5088 |  | 58.2408 | 9.588 | 0 | 165.68 | 0
22.05. | 21 | 232.7488 |  | 58.2408 | 9.588 | 0 | 164.92 | 0
22.05. | 22 | 233.7875 |  | 57.3795 | 9.588 | 0 | 166.82 | 0
22.05. | 23 | 236.2451 |  | 55.6571 | 9.588 | 0 | 171 | 0
22.05. | 24 | 232.3589 |  | 55.5709 | 9.588 | 0 | 167.2 | 0
23.05. | 1 | 237.7473 |  | 55.8293 | 9.588 | 0 | 172.33 | 0
23.05. | 2 | 239.6394 |  | 58.6714 | 9.588 | 0 | 171.38 | 0
23.05. | 3 | 225.131 |  | 58.413 | 9.588 | 0 | 157.13 | 0
23.05. | 4 | 221.4678 |  | 58.9298 | 9.588 | 0 | 152.95 | 0
23.05. | 5 | 223.9378 |  | 58.9298 | 9.588 | 0 | 155.42 | 0
23.05. | 6 | 218.3949 |  | 58.3269 | 9.588 | 0 | 150.48 | 0
23.05. | 7 | 220.0871 |  | 58.4991 | 9.588 | 0 | 152 | 0
23.05. | 8 | 216.1504 |  | 57.9824 | 9.588 | 0 | 148.58 | 0
23.05. | 9 | 218.3949 |  | 58.3269 | 9.588 | 0 | 150.48 | 0
23.05. | 10 | 219.8998 |  | 57.5518 | 9.588 | 0 | 152.76 | 0
23.05. | 11 | 220.4369 |  | 56.9489 | 9.588 | 0 | 153.9 | 0
23.05. | 12 | 213.7008 |  | 56.8628 | 9.588 | 0 | 147.25 | 0
23.05. | 13 | 216.6343 |  | 57.8963 | 9.588 | 0 | 149.15 | 0
23.05. | 14 | 215.6665 |  | 58.0685 | 9.588 | 0 | 148.01 | 0
23.05. | 15 | 210.7949 |  | 58.3269 | 9.588 | 0 | 142.88 | 0
23.05. | 16 | 231.3504 |  | 57.9824 | 9.588 | 0 | 163.78 | 0
23.05. | 17 | 238.3449 |  | 58.3269 | 9.588 | 0 | 170.43 | 0
23.05. | 18 | 235.3733 |  | 58.5853 | 9.588 | 0 | 167.2 | 0
23.05. | 19 | 235.6316 |  | 58.8436 | 9.588 | 0 | 167.2 | 0
23.05. | 20 | 239.4316 |  | 58.8436 | 9.588 | 0 | 171 | 0
23.05. | 21 | 240.4651 |  | 59.8771 | 9.588 | 0 | 171 | 0
23.05. | 22 | 243.5761 |  | 59.1881 | 9.588 | 0 | 174.8 | 0
23.05. | 23 | 253.4323 |  | 67.7143 | 9.588 | 0 | 176.13 | 0
23.05. | 24 | 254.3336 |  | 72.7956 | 9.588 | 0 | 171.95 | 0
24.05. | 1 | 258.8226 |  | 73.4846 | 9.588 | 0 | 175.75 | 0
24.05. | 2 | 253.5887 |  | 73.5707 | 9.588 | 0 | 170.43 | 0
24.05. | 3 | 255.0226 |  | 73.4846 | 9.588 | 0 | 171.95 | 0
24.05. | 4 | 255.0226 |  | 73.4846 | 9.588 | 0 | 171.95 | 0
24.05. | 5 | 258.7969 |  | 76.4989 | 9.588 | 0 | 172.71 | 0
24.05. | 6 | 252.9096 |  | 75.5516 | 9.588 | 0 | 167.77 | 0
24.05. | 7 | 254.7918 |  | 75.7238 | 9.588 | 0 | 169.48 | 0
24.05. | 8 | 253.6038 |  | 74.3458 | 9.588 | 0 | 169.67 | 0
24.05. | 9 | 256.6616 |  | 74.1736 | 9.588 | 0 | 172.9 | 0
24.05. | 10 | 257.2138 |  | 74.3458 | 9.588 | 0 | 173.28 | 0
24.05. | 11 | 256.611 |  | 73.743 | 9.588 | 0 | 173.28 | 0
24.05. | 12 | 240.2494 |  | 62.8914 | 9.588 | 0 | 167.77 | 0
24.05. | 13 | 252.8287 |  | 73.5707 | 9.588 | 0 | 169.67 | 0
24.05. | 14 | 246.1787 |  | 73.5707 | 9.588 | 0 | 163.02 | 0
24.05. | 15 | 257.7332 |  | 73.9152 | 9.588 | 0 | 174.23 | 0
24.05. | 16 | 256.7832 |  | 73.9152 | 9.588 | 0 | 173.28 | 0
24.05. | 17 | 258.3894 |  | 74.0014 | 9.588 | 0 | 174.8 | 0
24.05. | 18 | 257.9916 |  | 74.1736 | 9.588 | 0 | 174.23 | 0
24.05. | 19 | 253.9661 |  | 74.5181 | 9.588 | 0 | 169.86 | 0
24.05. | 20 | 254.9996 |  | 75.5516 | 9.588 | 0 | 169.86 | 0
24.05. | 21 | 253.2541 |  | 75.8961 | 9.588 | 0 | 167.77 | 0
24.05. | 22 | 251.5947 |  | 76.3267 | 9.588 | 0 | 165.68 | 0
24.05. | 23 | 250.3587 |  | 73.5707 | 9.588 | 0 | 167.2 | 0
24.05. | 24 | 251.5165 |  | 73.3985 | 9.588 | 0 | 168.53 | 0
25.05. | 1 | 252.9326 |  | 73.4846 | 9.588 | 0 | 169.86 | 0
25.05. | 2 | 252.8287 |  | 73.5707 | 9.588 | 0 | 169.67 | 0
25.05. | 3 | 253.7965 |  | 73.3985 | 9.588 | 0 | 170.81 | 0
25.05. | 4 | 254.141 |  | 73.743 | 9.588 | 0 | 170.81 | 0
25.05. | 5 | 255.6024 |  | 76.1544 | 9.588 | 0 | 169.86 | 0
25.05. | 6 | 251.9924 |  | 76.1544 | 9.588 | 0 | 166.25 | 0
25.05. | 7 | 253.7202 |  | 75.9822 | 9.588 | 0 | 168.15 | 0
25.05. | 8 | 251.3922 |  | 74.6042 | 9.588 | 0 | 167.2 | 0
25.05. | 9 | 233.5567 |  | 59.6187 | 9.588 | 0 | 164.35 | 0
25.05. | 10 | 231.6745 |  | 59.4465 | 9.588 | 0 | 162.64 | 0
25.05. | 11 | 238.6512 |  | 59.9632 | 9.588 | 0 | 169.1 | 0
25.05. | 12 | 249.6822 |  | 74.6042 | 9.588 | 0 | 165.49 | 0
25.05. | 13 | 251.1365 |  | 73.3985 | 9.588 | 0 | 168.15 | 0
25.05. | 14 | 248.892 |  | 73.054 | 9.588 | 0 | 166.25 | 0
25.05. | 15 | 251.291 |  | 73.743 | 9.588 | 0 | 167.96 | 0
25.05. | 16 | 250.2726 |  | 73.4846 | 9.588 | 0 | 167.2 | 0
25.05. | 17 | 252.1726 |  | 73.4846 | 9.588 | 0 | 169.1 | 0
25.05. | 18 | 253.001 |  | 73.743 | 9.588 | 0 | 169.67 | 0
25.05. | 19 | 261.1861 |  | 74.5181 | 9.588 | 0 | 177.08 | 0
25.05. | 20 | 259.0606 |  | 74.8626 | 9.588 | 0 | 174.61 | 0
25.05. | 21 | 259.2328 |  | 75.0348 | 9.588 | 0 | 174.61 | 0
25.05. | 22 | 262.05 |  | 74.432 | 9.588 | 0 | 178.03 | 0
25.05. | 23 | 257.5636 |  | 72.7956 | 9.588 | 0 | 175.18 | 0
25.05. | 24 | 242.931 |  | 73.743 | 9.588 | 0 | 159.6 | 0
26.05. | 1 | 254.3132 |  | 73.9152 | 9.588 | 0 | 170.81 | 0
26.05. | 2 | 255.7471 |  | 73.8291 | 9.588 | 0 | 172.33 | 0
26.05. | 3 | 251.0326 |  | 73.4846 | 9.588 | 0 | 167.96 | 0
26.05. | 4 | 246.4824 |  | 76.1544 | 9.588 | 0 | 160.74 | 0
26.05. | 5 | 258.6247 |  | 76.3267 | 9.588 | 0 | 172.71 | 0
26.05. | 6 | 254.3586 |  | 76.2406 | 9.588 | 0 | 168.53 | 0
26.05. | 7 | 255.7063 |  | 76.0683 | 9.588 | 0 | 170.05 | 0
26.05. | 8 | 256.2283 |  | 74.6903 | 9.588 | 0 | 171.95 | 0
26.05. | 9 | 257.4394 |  | 74.0014 | 9.588 | 0 | 173.85 | 0
26.05. | 10 | 256.9555 |  | 74.0875 | 9.588 | 0 | 173.28 | 0
26.05. | 11 | 255.1087 |  | 73.5707 | 9.588 | 0 | 171.95 | 0
26.05. | 12 | 254.901 |  | 73.743 | 9.588 | 0 | 171.57 | 0
26.05. | 13 | 256.8365 |  | 73.3985 | 9.588 | 0 | 173.85 | 0
26.05. | 14 | 260.4971 |  | 73.8291 | 9.588 | 0 | 177.08 | 0
26.05. | 15 | 265.8526 |  | 73.4846 | 9.588 | 0 | 182.78 | 0
26.05. | 16 | 263.4155 |  | 74.0875 | 9.588 | 0 | 179.74 | 0
26.05. | 17 | 260.3755 |  | 74.0875 | 9.588 | 0 | 176.7 | 0
26.05. | 18 | 259.8402 |  | 80.2022 | 9.588 | 0 | 170.05 | 0
26.05. | 19 | 256.9094 |  | 78.2214 | 9.588 | 0 | 169.1 | 0
26.05. | 20 | 260.3925 |  | 80.3745 | 9.588 | 0 | 170.43 | 0
26.05. | 21 | 259.4398 |  | 81.3218 | 9.588 | 0 | 168.53 | 0
26.05. | 22 | 257.388 |  | 80.03 | 9.588 | 0 | 167.77 | 0
26.05. | 23 | 245.0912 |  | 79.5132 | 9.588 | 0 | 155.99 | 0
26.05. | 24 | 247.4219 |  | 79.9439 | 9.588 | 0 | 157.89 | 0
27.05. | 1 | 250.3935 |  | 79.6855 | 9.588 | 0 | 161.12 | 0
27.05. | 2 | 262.4594 |  | 82.4414 | 9.588 | 0 | 170.43 | 0
27.05. | 3 | 265.9656 |  | 82.5276 | 9.588 | 0 | 173.85 | 0
27.05. | 4 | 264.0301 |  | 82.8721 | 9.588 | 0 | 171.57 | 0
27.05. | 5 | 263.4601 |  | 82.8721 | 9.588 | 0 | 171 | 0
27.05. | 6 | 266.4317 |  | 82.6137 | 9.588 | 0 | 174.23 | 0
27.05. | 7 | 266.5711 |  | 82.1831 | 9.588 | 0 | 174.8 | 0
27.05. | 8 | 265.5402 |  | 80.2022 | 9.588 | 0 | 175.75 | 0
27.05. | 9 | 259.9823 |  | 78.8243 | 9.588 | 0 | 171.57 | 0
27.05. | 10 | 261.2235 |  | 79.6855 | 9.588 | 0 | 171.95 | 0
27.05. | 11 | 264.7119 |  | 79.9439 | 9.588 | 0 | 175.18 | 0
27.05. | 12 | 265.6619 |  | 79.9439 | 9.588 | 0 | 176.13 | 0
27.05. | 13 | 264.4864 |  | 80.2884 | 9.588 | 0 | 174.61 | 0
27.05. | 14 | 245.9865 |  | 60.2685 | 9.588 | 0 | 176.13 | 0
27.05. | 15 | 265.4035 |  | 79.6855 | 9.588 | 0 | 176.13 | 0
27.05. | 16 | 269.5835 |  | 79.6855 | 9.588 | 0 | 180.31 | 0
27.05. | 17 | 266.4396 |  | 79.7716 | 9.588 | 0 | 177.08 | 0
27.05. | 18 | 264.2253 |  | 80.9773 | 9.588 | 0 | 173.66 | 0
27.05. | 19 | 275.1407 |  | 87.5227 | 9.588 | 0 | 178.03 | 0
27.05. | 20 | 272.8909 |  | 89.0729 | 9.588 | 0 | 174.23 | 0
27.05. | 21 | 271.0771 |  | 89.1591 | 9.588 | 0 | 172.33 | 0
27.05. | 22 | 267.5611 |  | 86.4031 | 9.588 | 0 | 171.57 | 0
27.05. | 23 | 264.6428 |  | 86.1448 | 9.588 | 0 | 168.91 | 0
27.05. | 24 | 261.3451 |  | 79.4271 | 9.588 | 0 | 172.33 | 0
28.05. | 1 | 260.6535 |  | 79.6855 | 9.588 | 0 | 171.38 | 0
28.05. | 2 | 251.8617 |  | 72.6037 | 9.588 | 0 | 169.67 | 0
28.05. | 3 | 257.3362 |  | 72.9482 | 9.588 | 0 | 174.8 | 0
28.05. | 4 | 257.0601 |  | 72.8621 | 9.588 | 0 | 174.61 | 0
28.05. | 5 | 267.5894 |  | 82.4414 | 9.588 | 0 | 175.56 | 0
28.05. | 6 | 265.6211 |  | 82.1831 | 9.588 | 0 | 173.85 | 0
28.05. | 7 | 267.245 |  | 82.097 | 9.588 | 0 | 175.56 | 0
28.05. | 8 | 269.8215 |  | 81.0635 | 9.588 | 0 | 179.17 | 0
28.05. | 9 | 269.6164 |  | 80.2884 | 9.588 | 0 | 179.74 | 0
28.05. | 10 | 270.9464 |  | 80.2884 | 9.588 | 0 | 181.07 | 0
28.05. | 11 | 268.2712 |  | 79.5132 | 9.588 | 0 | 179.17 | 0
28.05. | 12 | 271.0857 |  | 79.8577 | 9.588 | 0 | 181.64 | 0
28.05. | 13 | 270.9135 |  | 79.6855 | 9.588 | 0 | 181.64 | 0
28.05. | 14 | 268.1168 |  | 79.1688 | 9.588 | 0 | 179.36 | 0
28.05. | 15 | 262.8145 |  | 78.9965 | 9.588 | 0 | 174.23 | 0
28.05. | 16 | 258.409 |  | 79.341 | 9.588 | 0 | 169.48 | 0
28.05. | 17 | 262.4345 |  | 78.9965 | 9.588 | 0 | 173.85 | 0
28.05. | 18 | 260.1368 |  | 79.1688 | 9.588 | 0 | 171.38 | 0
28.05. | 19 | 265.7151 |  | 79.4271 | 9.588 | 0 | 176.7 | 0
28.05. | 20 | 265.4364 |  | 80.2884 | 9.588 | 0 | 175.56 | 0
28.05. | 21 | 263.967 |  | 80.719 | 9.588 | 0 | 173.66 | 0
28.05. | 22 | 258.6345 |  | 78.9965 | 9.588 | 0 | 170.05 | 0
28.05. | 23 | 259.2755 |  | 78.3075 | 9.588 | 0 | 171.38 | 0
28.05. | 24 | 259.8961 |  | 78.7381 | 9.588 | 0 | 171.57 | 0
29.05. | 1 | 261.1729 |  | 79.2549 | 9.588 | 0 | 172.33 | 0
29.05. | 2 | 263.159 |  | 79.341 | 9.588 | 0 | 174.23 | 0
29.05. | 3 | 261.355 |  | 82.097 | 9.588 | 0 | 169.67 | 0
29.05. | 4 | 256.5011 |  | 82.1831 | 9.588 | 0 | 164.73 | 0
29.05. | 5 | 255.845 |  | 82.097 | 9.588 | 0 | 164.16 | 0
29.05. | 6 | 262.5988 |  | 82.0108 | 9.588 | 0 | 171 | 0
29.05. | 7 | 264.2227 |  | 81.9247 | 9.588 | 0 | 172.71 | 0
29.05. | 8 | 265.4364 |  | 80.2884 | 9.588 | 0 | 175.56 | 0
29.05. | 9 | 262.4168 |  | 79.1688 | 9.588 | 0 | 173.66 | 0
29.05. | 10 | 261.3984 |  | 78.9104 | 9.588 | 0 | 172.9 | 0
29.05. | 11 | 259.0651 |  | 79.4271 | 9.588 | 0 | 170.05 | 0
29.05. | 12 | 257.7529 |  | 79.2549 | 9.588 | 0 | 168.91 | 0
29.05. | 13 | 256.2151 |  | 79.4271 | 9.588 | 0 | 167.2 | 0
29.05. | 14 | 253.4868 |  | 79.1688 | 9.588 | 0 | 164.73 | 0
29.05. | 15 | 255.9568 |  | 79.1688 | 9.588 | 0 | 167.2 | 0
29.05. | 16 | 253.3323 |  | 78.8243 | 9.588 | 0 | 164.92 | 0
29.05. | 17 | 261.1223 |  | 78.8243 | 9.588 | 0 | 172.71 | 0
29.05. | 18 | 264.0761 |  | 78.7381 | 9.588 | 0 | 175.75 | 0
29.05. | 19 | 262.6929 |  | 79.2549 | 9.588 | 0 | 173.85 | 0
29.05. | 20 | 258.1986 |  | 80.4606 | 9.588 | 0 | 168.15 | 0
29.05. | 21 | 261.1347 |  | 80.5467 | 9.588 | 0 | 171 | 0
29.05. | 22 | 261.5982 |  | 81.5802 | 9.588 | 0 | 170.43 | 0
29.05. | 23 | 257.1145 |  | 78.9965 | 9.588 | 0 | 168.53 | 0
29.05. | 24 | 263.4627 |  | 81.9247 | 9.588 | 0 | 171.95 | 0
30.05. | 1 | 262.685 |  | 82.097 | 9.588 | 0 | 171 | 0
30.05. | 2 | 246.9519 |  | 68.8339 | 9.588 | 0 | 168.53 | 0
30.05. | 3 | 260.5266 |  | 81.8386 | 9.588 | 0 | 169.1 | 0
30.05. | 4 | 262.3733 |  | 82.3553 | 9.588 | 0 | 170.43 | 0
30.05. | 5 | 262.115 |  | 82.097 | 9.588 | 0 | 170.43 | 0
30.05. | 6 | 260.3366 |  | 81.8386 | 9.588 | 0 | 168.91 | 0
30.05. | 7 | 263.5337 |  | 81.2357 | 9.588 | 0 | 172.71 | 0
30.05. | 8 | 263.7947 |  | 80.5467 | 9.588 | 0 | 173.66 | 0
30.05. | 9 | 260.4812 |  | 79.5132 | 9.588 | 0 | 171.38 | 0
30.05. | 10 | 253.1857 |  | 75.6377 | 9.588 | 0 | 167.96 | 0
30.05. | 11 | 254.2751 |  | 75.2071 | 9.588 | 0 | 169.48 | 0
30.05. | 12 | 250.2167 |  | 74.9487 | 9.588 | 0 | 165.68 | 0
30.05. | 13 | 250.0267 |  | 74.9487 | 9.588 | 0 | 165.49 | 0
30.05. | 14 | 246.2365 |  | 77.6185 | 9.588 | 0 | 159.03 | 0
30.05. | 15 | 247.7414 |  | 76.8434 | 9.588 | 0 | 161.31 | 0
30.05. | 16 | 257.292 |  | 77.274 | 9.588 | 0 | 170.43 | 0
30.05. | 17 | 252.162 |  | 77.274 | 9.588 | 0 | 165.3 | 0
30.05. | 18 | 253.2522 |  | 70.3842 | 9.588 | 0 | 173.28 | 0
30.05. | 19 | 248.5173 |  | 71.1593 | 9.588 | 0 | 167.77 | 0
30.05. | 20 | 250.3463 |  | 71.8483 | 9.588 | 0 | 168.91 | 0
30.05. | 21 | 250.7769 |  | 72.2789 | 9.588 | 0 | 168.91 | 0
30.05. | 22 | 252.1397 |  | 72.8817 | 9.588 | 0 | 169.67 | 0
30.05. | 23 | 248.3654 |  | 69.8674 | 9.588 | 0 | 168.91 | 0
30.05. | 24 | 245.0644 |  | 70.5564 | 9.588 | 0 | 164.92 | 0
31.05. | 1 | 246.706 |  | 70.298 | 9.588 | 0 | 166.82 | 0
31.05. | 2 | 248.2359 |  | 72.9679 | 9.588 | 0 | 165.68 | 0
31.05. | 3 | 241.6391 |  | 72.4511 | 9.588 | 0 | 159.6 | 0
31.05. | 4 | 239.9114 |  | 72.6234 | 9.588 | 0 | 157.7 | 0
31.05. | 5 | 243.192 |  | 73.054 | 9.588 | 0 | 160.55 | 0
31.05. | 6 | 234.7636 |  | 72.7956 | 9.588 | 0 | 152.38 | 0
31.05. | 7 | 249.3253 |  | 72.5373 | 9.588 | 0 | 167.2 | 0
31.05. | 8 | 243.8534 |  | 71.2454 | 9.588 | 0 | 163.02 | 0
31.05. | 9 | 249.2773 |  | 71.1593 | 9.588 | 0 | 168.53 | 0
31.05. | 10 | 245.946 |  | 70.298 | 9.588 | 0 | 166.06 | 0
31.05. | 11 | 244.6871 |  | 69.6091 | 9.588 | 0 | 165.49 | 0
31.05. | 12 | 245.3432 |  | 69.6952 | 9.588 | 0 | 166.06 | 0
31.05. | 13 | 244.0664 |  | 69.1784 | 9.588 | 0 | 165.3 | 0
31.05. | 14 | 244.8771 |  | 69.6091 | 9.588 | 0 | 165.68 | 0
31.05. | 15 | 245.946 |  | 70.298 | 9.588 | 0 | 166.06 | 0
31.05. | 16 | 252.216 |  | 70.298 | 9.588 | 0 | 172.33 | 0
31.05. | 17 | 254.6328 |  | 70.8148 | 9.588 | 0 | 174.23 | 0
31.05. | 18 | 254.0273 |  | 71.1593 | 9.588 | 0 | 173.28 | 0
31.05. | 19 | 251.4712 |  | 71.0732 | 9.588 | 0 | 170.81 | 0
31.05. | 20 | 252.6085 |  | 72.0205 | 9.588 | 0 | 171 | 0
31.05. | 21 | 251.3114 |  | 72.6234 | 9.588 | 0 | 169.1 | 0
31.05. | 22 | 250.792 |  | 73.054 | 9.588 | 0 | 168.15 | 0
31.05. | 23 | 249.7967 |  | 70.7287 | 9.588 | 0 | 169.48 | 0
31.05. | 24 | 254.0805 |  | 70.6425 | 9.588 | 0 | 173.85 | 0
01.06. | 1 | 251.8867 |  | 70.7287 | 9.588 | 0 | 171.57 | 0
01.06. | 2 | 257.3026 |  | 73.4846 | 9.588 | 0 | 174.23 | 0
01.06. | 3 | 255.4026 |  | 73.4846 | 9.588 | 0 | 172.33 | 0
01.06. | 4 | 254.331 |  | 73.743 | 9.588 | 0 | 171 | 0
01.06. | 5 | 251.291 |  | 73.743 | 9.588 | 0 | 167.96 | 0
01.06. | 6 | 256.492 |  | 73.054 | 9.588 | 0 | 173.85 | 0
01.06. | 7 | 252.2259 |  | 72.9679 | 9.588 | 0 | 169.67 | 0
01.06. | 8 | 252.2995 |  | 71.3315 | 9.588 | 0 | 171.38 | 0
01.06. | 9 | 253.5434 |  | 71.2454 | 9.588 | 0 | 172.71 | 0
01.06. | 10 | 257.9995 |  | 71.3315 | 9.588 | 0 | 177.08 | 0
01.06. | 11 | 254.1134 |  | 71.2454 | 9.588 | 0 | 173.28 | 0
01.06. | 12 | 251.8689 |  | 70.9009 | 9.588 | 0 | 171.38 | 0
01.06. | 13 | 251.7295 |  | 71.3315 | 9.588 | 0 | 170.81 | 0
01.06. | 14 | 253.6295 |  | 71.3315 | 9.588 | 0 | 172.71 | 0
01.06. | 15 | 251.8156 |  | 71.4176 | 9.588 | 0 | 170.81 | 0
01.06. | 16 | 254.5795 |  | 71.3315 | 9.588 | 0 | 173.66 | 0
01.06. | 17 | 253.3001 |  | 71.7621 | 9.588 | 0 | 171.95 | 0
01.06. | 18 | 255.6308 |  | 72.1928 | 9.588 | 0 | 173.85 | 0
01.06. | 19 | 254.7491 |  | 72.4511 | 9.588 | 0 | 172.71 | 0
01.06. | 20 | 252.9885 |  | 72.0205 | 9.588 | 0 | 171.38 | 0
01.06. | 21 | 257.1304 |  | 73.3124 | 9.588 | 0 | 174.23 | 0
01.06. | 22 | 254.4197 |  | 72.8817 | 9.588 | 0 | 171.95 | 0
01.06. | 23 | 249.4824 |  | 71.9344 | 9.588 | 0 | 167.96 | 0
01.06. | 24 | 255.3724 |  | 71.9344 | 9.588 | 0 | 173.85 | 0
02.06. | 1 | 258.2447 |  | 76.3267 | 9.588 | 0 | 172.33 | 0
02.06. | 2 | 257.292 |  | 77.274 | 9.588 | 0 | 170.43 | 0
02.06. | 3 | 259.5312 |  | 79.5132 | 9.588 | 0 | 170.43 | 0
02.06. | 4 | 261.568 |  | 80.03 | 9.588 | 0 | 171.95 | 0
02.06. | 5 | 262.518 |  | 80.03 | 9.588 | 0 | 172.9 | 0
02.06. | 6 | 261.2537 |  | 81.2357 | 9.588 | 0 | 170.43 | 0
02.06. | 7 | 259.6653 |  | 80.9773 | 9.588 | 0 | 169.1 | 0
02.06. | 8 | 263.7086 |  | 80.4606 | 9.588 | 0 | 173.66 | 0
02.06. | 9 | 264.418 |  | 80.03 | 9.588 | 0 | 174.8 | 0
02.06. | 10 | 264.2457 |  | 79.8577 | 9.588 | 0 | 174.8 | 0
02.06. | 11 | 264.3168 |  | 79.1688 | 9.588 | 0 | 175.56 | 0
02.06. | 12 | 263.2504 |  | 77.5324 | 9.588 | 0 | 176.13 | 0
02.06. | 13 | 258.369 |  | 75.121 | 9.588 | 0 | 173.66 | 0
02.06. | 14 | 216.1978 |  | 33.3298 | 9.588 | 0 | 173.28 | 0
02.06. | 15 | 251.9195 |  | 71.3315 | 9.588 | 0 | 171 | 0
02.06. | 16 | 252.4389 |  | 70.9009 | 9.588 | 0 | 171.95 | 0
02.06. | 17 | 252.4034 |  | 71.2454 | 9.588 | 0 | 171.57 | 0
02.06. | 18 | 254.5112 |  | 71.0732 | 9.588 | 0 | 173.85 | 0
02.06. | 19 | 257.2218 |  | 71.5038 | 9.588 | 0 | 176.13 | 0
02.06. | 20 | 258.2553 |  | 72.5373 | 9.588 | 0 | 176.13 | 0
02.06. | 21 | 256.3197 |  | 72.8817 | 9.588 | 0 | 173.85 | 0
02.06. | 22 | 257.1685 |  | 72.0205 | 9.588 | 0 | 175.56 | 0
02.06. | 23 | 259.2256 |  | 71.4176 | 9.588 | 0 | 178.22 | 0
02.06. | 24 | 262.2116 |  | 78.3936 | 9.588 | 0 | 174.23 | 0
03.06. | 1 | 263.8 |  | 78.652 | 9.588 | 0 | 175.56 | 0
03.06. | 2 | 260.3623 |  | 78.8243 | 9.588 | 0 | 171.95 | 0
03.06. | 3 | 259.3945 |  | 78.9965 | 9.588 | 0 | 170.81 | 0
03.06. | 4 | 257.9429 |  | 79.2549 | 9.588 | 0 | 169.1 | 0
03.06. | 5 | 259.8784 |  | 78.9104 | 9.588 | 0 | 171.38 | 0
03.06. | 6 | 265.6566 |  | 81.8386 | 9.588 | 0 | 174.23 | 0
03.06. | 7 | 266.9537 |  | 81.2357 | 9.588 | 0 | 176.13 | 0
03.06. | 8 | 267.9596 |  | 79.7716 | 9.588 | 0 | 178.6 | 0
03.06. | 9 | 265.9761 |  | 78.7381 | 9.588 | 0 | 177.65 | 0
03.06. | 10 | 265.0261 |  | 78.7381 | 9.588 | 0 | 176.7 | 0
03.06. | 11 | 265.0261 |  | 78.7381 | 9.588 | 0 | 176.7 | 0
03.06. | 12 | 260.7094 |  | 78.2214 | 9.588 | 0 | 172.9 | 0
03.06. | 13 | 260.4333 |  | 78.1353 | 9.588 | 0 | 172.71 | 0
03.06. | 14 | 256.4255 |  | 78.3075 | 9.588 | 0 | 168.53 | 0
03.06. | 15 | 254.1988 |  | 77.7908 | 9.588 | 0 | 166.82 | 0
03.06. | 16 | 256.6333 |  | 78.1353 | 9.588 | 0 | 168.91 | 0
03.06. | 17 | 253.6972 |  | 78.0492 | 9.588 | 0 | 166.06 | 0
03.06. | 18 | 257.3072 |  | 78.0492 | 9.588 | 0 | 169.67 | 0
03.06. | 19 | 265.5146 |  | 83.2166 | 9.588 | 0 | 172.71 | 0
03.06. | 20 | 228.9059 |  | 47.3679 | 9.588 | 0 | 171.95 | 0
03.06. | 21 | 270.7379 |  | 86.9199 | 9.588 | 0 | 174.23 | 0
03.06. | 22 | 270.8746 |  | 87.4366 | 9.588 | 0 | 173.85 | 0
03.06. | 23 | 268.2376 |  | 85.3696 | 9.588 | 0 | 173.28 | 0
03.06. | 24 | 267.9438 |  | 85.4558 | 9.588 | 0 | 172.9 | 0
04.06. | 1 | 263.5383 |  | 85.8003 | 9.588 | 0 | 168.15 | 0
04.06. | 2 | 262.3628 |  | 86.1448 | 9.588 | 0 | 166.63 | 0
04.06. | 3 | 264.6605 |  | 85.9725 | 9.588 | 0 | 169.1 | 0
04.06. | 4 | 264.815 |  | 86.317 | 9.588 | 0 | 168.91 | 0
04.06. | 5 | 272.2348 |  | 88.9868 | 9.588 | 0 | 173.66 | 0
04.06. | 6 | 255.0936 |  | 72.7956 | 9.588 | 0 | 172.71 | 0
04.06. | 7 | 263.5364 |  | 80.2884 | 9.588 | 0 | 173.66 | 0
04.06. | 8 | 270.3605 |  | 85.9725 | 9.588 | 0 | 174.8 | 0
04.06. | 9 | 268.4987 |  | 84.6807 | 9.588 | 0 | 174.23 | 0
04.06. | 10 | 267.0852 |  | 83.6472 | 9.588 | 0 | 173.85 | 0
04.06. | 11 | 265.6211 |  | 82.1831 | 9.588 | 0 | 173.85 | 0
04.06. | 12 | 261.9933 |  | 82.3553 | 9.588 | 0 | 170.05 | 0
04.06. | 13 | 260.3037 |  | 81.2357 | 9.588 | 0 | 169.48 | 0
04.06. | 14 | 259.146 |  | 81.408 | 9.588 | 0 | 168.15 | 0
04.06. | 15 | 257.2611 |  | 82.1831 | 9.588 | 0 | 165.49 | 0
04.06. | 16 | 257.5194 |  | 82.4414 | 9.588 | 0 | 165.49 | 0
04.06. | 17 | 283.3213 |  | 83.7333 | 9.588 | 0 | 190 | 0
04.06. | 18 | 265.646 |  | 85.628 | 9.588 | 0 | 170.43 | 0
04.06. | 19 | 265.266 |  | 85.628 | 9.588 | 0 | 170.05 | 0
04.06. | 20 | 268.116 |  | 85.628 | 9.588 | 0 | 172.9 | 0
04.06. | 21 | 265.2483 |  | 85.8003 | 9.588 | 0 | 169.86 | 0
04.06. | 22 | 267.1305 |  | 85.9725 | 9.588 | 0 | 171.57 | 0
04.06. | 23 | 267.1713 |  | 83.7333 | 9.588 | 0 | 173.85 | 0
04.06. | 24 | 251.6419 |  | 84.1639 | 9.588 | 0 | 157.89 | 0
05.06. | 1 | 252.3842 |  | 84.3362 | 9.588 | 0 | 158.46 | 0
05.06. | 2 | 251.538 |  | 84.25 | 9.588 | 0 | 157.7 | 0
05.06. | 3 | 250.0864 |  | 84.5084 | 9.588 | 0 | 155.99 | 0
05.06. | 4 | 251.206 |  | 85.628 | 9.588 | 0 | 155.99 | 0
05.06. | 5 | 249.402 |  | 88.384 | 9.588 | 0 | 151.43 | 0
05.06. | 6 | 251.1324 |  | 87.2644 | 9.588 | 0 | 154.28 | 0
05.06. | 7 | 235.8353 |  | 72.5373 | 9.588 | 0 | 153.71 | 0
05.06. | 8 | 242.4845 |  | 78.9965 | 9.588 | 0 | 153.9 | 0
05.06. | 9 | 246.3982 |  | 81.5802 | 9.588 | 0 | 155.23 | 0
05.06. | 10 | 255.9915 |  | 85.2835 | 9.588 | 0 | 161.12 | 0
05.06. | 11 | 255.9231 |  | 85.0251 | 9.588 | 0 | 161.31 | 0
05.06. | 12 | 252.6248 |  | 84.7668 | 9.588 | 0 | 158.27 | 0
05.06. | 13 | 253.6431 |  | 85.0251 | 9.588 | 0 | 159.03 | 0
05.06. | 14 | 251.3125 |  | 84.5945 | 9.588 | 0 | 157.13 | 0
05.06. | 15 | 249.4987 |  | 84.6807 | 9.588 | 0 | 155.23 | 0
05.06. | 16 | 251.5709 |  | 84.8529 | 9.588 | 0 | 157.13 | 0
05.06. | 17 | 251.2593 |  | 85.1113 | 9.588 | 0 | 156.56 | 0
05.06. | 18 | 252.3993 |  | 85.1113 | 9.588 | 0 | 157.7 | 0
05.06. | 19 | 252.2776 |  | 85.3696 | 9.588 | 0 | 157.32 | 0
05.06. | 20 | 252.8628 |  | 86.1448 | 9.588 | 0 | 157.13 | 0
05.06. | 21 | 256.6272 |  | 86.4892 | 9.588 | 0 | 160.55 | 0
05.06. | 22 | 259.376 |  | 85.628 | 9.588 | 0 | 164.16 | 0
05.06. | 23 | 266.8242 |  | 84.3362 | 9.588 | 0 | 172.9 | 0
05.06. | 24 | 270.0542 |  | 84.3362 | 9.588 | 0 | 176.13 | 0
06.06. | 1 | 270.4519 |  | 84.1639 | 9.588 | 0 | 176.7 | 0
06.06. | 2 | 272.3795 |  | 86.6615 | 9.588 | 0 | 176.13 | 0
06.06. | 3 | 271.774 |  | 87.006 | 9.588 | 0 | 175.18 | 0
06.06. | 4 | 270.6162 |  | 87.1782 | 9.588 | 0 | 173.85 | 0
06.06. | 5 | 267.1962 |  | 87.1782 | 9.588 | 0 | 170.43 | 0
06.06. | 6 | 262.2411 |  | 86.4031 | 9.588 | 0 | 166.25 | 0
06.06. | 7 | 258.0815 |  | 85.2835 | 9.588 | 0 | 163.21 | 0
06.06. | 8 | 255.4925 |  | 84.5945 | 9.588 | 0 | 161.31 | 0
06.06. | 9 | 254.1954 |  | 85.1974 | 9.588 | 0 | 159.41 | 0
06.06. | 10 | 247.7433 |  | 82.3553 | 9.588 | 0 | 155.8 | 0
06.06. | 11 | 246.2562 |  | 82.9582 | 9.588 | 0 | 153.71 | 0
06.06. | 12 | 248.9668 |  | 83.3888 | 9.588 | 0 | 155.99 | 0
06.06. | 13 | 250.4388 |  | 82.0108 | 9.588 | 0 | 158.84 | 0
06.06. | 14 | 250.5098 |  | 81.3218 | 9.588 | 0 | 159.6 | 0
06.06. | 15 | 244.7211 |  | 82.1831 | 9.588 | 0 | 152.95 | 0
06.06. | 16 | 248.7111 |  | 82.1831 | 9.588 | 0 | 156.94 | 0
06.06. | 17 | 247.4823 |  | 83.0443 | 9.588 | 0 | 154.85 | 0
06.06. | 18 | 249.6229 |  | 83.4749 | 9.588 | 0 | 156.56 | 0
06.06. | 19 | 255.3354 |  | 85.1974 | 9.588 | 0 | 160.55 | 0
06.06. | 20 | 255.1276 |  | 85.3696 | 9.588 | 0 | 160.17 | 0
06.06. | 21 | 255.386 |  | 85.628 | 9.588 | 0 | 160.17 | 0
06.06. | 22 | 259.7587 |  | 84.6807 | 9.588 | 0 | 165.49 | 0
06.06. | 23 | 259.4878 |  | 82.6998 | 9.588 | 0 | 167.2 | 0
06.06. | 24 | 258.0894 |  | 82.4414 | 9.588 | 0 | 166.06 | 0
07.06. | 1 | 258.4846 |  | 83.2166 | 9.588 | 0 | 165.68 | 0
07.06. | 2 | 265.1595 |  | 86.6615 | 9.588 | 0 | 168.91 | 0
07.06. | 3 | 265.6407 |  | 87.5227 | 9.588 | 0 | 168.53 | 0
07.06. | 4 | 266.9024 |  | 87.2644 | 9.588 | 0 | 170.05 | 0
07.06. | 5 | 266.2107 |  | 87.5227 | 9.588 | 0 | 169.1 | 0
07.06. | 6 | 263.1707 |  | 87.5227 | 9.588 | 0 | 166.06 | 0
07.06. | 7 | 253.914 |  | 87.006 | 9.588 | 0 | 157.32 | 0
07.06. | 8 | 257.1617 |  | 86.8337 | 9.588 | 0 | 160.74 | 0
07.06. | 9 | 260.0117 |  | 86.8337 | 9.588 | 0 | 163.59 | 0
07.06. | 10 | 258.8717 |  | 86.8337 | 9.588 | 0 | 162.45 | 0
07.06. | 11 | 260.0624 |  | 87.2644 | 9.588 | 0 | 163.21 | 0
07.06. | 12 | 259.5811 |  | 86.4031 | 9.588 | 0 | 163.59 | 0
07.06. | 13 | 258.8895 |  | 86.6615 | 9.588 | 0 | 162.64 | 0
07.06. | 14 | 265.7472 |  | 86.4892 | 9.588 | 0 | 169.67 | 0
07.06. | 15 | 264.6072 |  | 86.4892 | 9.588 | 0 | 168.53 | 0
07.06. | 16 | 266.0056 |  | 86.7476 | 9.588 | 0 | 169.67 | 0
07.06. | 17 | 267.1607 |  | 87.5227 | 9.588 | 0 | 170.05 | 0
07.06. | 18 | 268.9391 |  | 87.7811 | 9.588 | 0 | 171.57 | 0
07.06. | 19 | 267.4013 |  | 87.9533 | 9.588 | 0 | 169.86 | 0
07.06. | 20 | 266.2081 |  | 88.4701 | 9.588 | 0 | 168.15 | 0
07.06. | 21 | 267.1075 |  | 88.0395 | 9.588 | 0 | 169.48 | 0
07.06. | 22 | 265.3291 |  | 87.7811 | 9.588 | 0 | 167.96 | 0
07.06. | 23 | 263.0189 |  | 86.2309 | 9.588 | 0 | 167.2 | 0
07.06. | 24 | 266.5072 |  | 86.4892 | 9.588 | 0 | 170.43 | 0
08.06. | 1 | 265.6105 |  | 85.9725 | 9.588 | 0 | 170.05 | 0
08.06. | 2 | 264.055 |  | 86.317 | 9.588 | 0 | 168.15 | 0
08.06. | 3 | 261.965 |  | 86.317 | 9.588 | 0 | 166.06 | 0
08.06. | 4 | 263.5028 |  | 86.1448 | 9.588 | 0 | 167.77 | 0
08.06. | 5 | 265.3771 |  | 89.1591 | 9.588 | 0 | 166.63 | 0
08.06. | 6 | 262.6816 |  | 89.5036 | 9.588 | 0 | 163.59 | 0
08.06. | 7 | 260.5738 |  | 89.6758 | 9.588 | 0 | 161.31 | 0
08.06. | 8 | 258.8842 |  | 88.5562 | 9.588 | 0 | 160.74 | 0
08.06. | 9 | 257.6075 |  | 88.0395 | 9.588 | 0 | 159.98 | 0
08.06. | 10 | 260.1281 |  | 88.4701 | 9.588 | 0 | 162.07 | 0
08.06. | 11 | 263.6342 |  | 88.5562 | 9.588 | 0 | 165.49 | 0
08.06. | 12 | 263.794 |  | 87.006 | 9.588 | 0 | 167.2 | 0
08.06. | 13 | 266.4185 |  | 87.3505 | 9.588 | 0 | 169.48 | 0
08.06. | 14 | 263.6724 |  | 87.2644 | 9.588 | 0 | 166.82 | 0
08.06. | 15 | 267.3356 |  | 86.7476 | 9.588 | 0 | 171 | 0
08.06. | 16 | 264.0195 |  | 86.6615 | 9.588 | 0 | 167.77 | 0
08.06. | 17 | 265.8511 |  | 86.4031 | 9.588 | 0 | 169.86 | 0
08.06. | 18 | 267.9056 |  | 86.7476 | 9.588 | 0 | 171.57 | 0
08.06. | 19 | 269.494 |  | 87.006 | 9.588 | 0 | 172.9 | 0
08.06. | 20 | 271.0797 |  | 88.2117 | 9.588 | 0 | 173.28 | 0
08.06. | 21 | 270.5248 |  | 88.9868 | 9.588 | 0 | 171.95 | 0
08.06. | 22 | 269.8207 |  | 87.5227 | 9.588 | 0 | 172.71 | 0
08.06. | 23 | 266.5072 |  | 86.4892 | 9.588 | 0 | 170.43 | 0
08.06. | 24 | 264.5211 |  | 86.4031 | 9.588 | 0 | 168.53 | 0
09.06. | 1 | 265.7472 |  | 86.4892 | 9.588 | 0 | 169.67 | 0
09.06. | 2 | 265.0911 |  | 86.4031 | 9.588 | 0 | 169.1 | 0
09.06. | 3 | 264.435 |  | 86.317 | 9.588 | 0 | 168.53 | 0
09.06. | 4 | 262.8795 |  | 86.6615 | 9.588 | 0 | 166.63 | 0
09.06. | 5 | 265.9471 |  | 89.1591 | 9.588 | 0 | 167.2 | 0
09.06. | 6 | 264.1358 |  | 88.2978 | 9.588 | 0 | 166.25 | 0
09.06. | 7 | 258.8691 |  | 87.7811 | 9.588 | 0 | 161.5 | 0
09.06. | 8 | 262.274 |  | 87.006 | 9.588 | 0 | 165.68 | 0
09.06. | 9 | 272.1211 |  | 86.4031 | 9.588 | 0 | 176.13 | 0
09.06. | 10 | 269.6689 |  | 86.2309 | 9.588 | 0 | 173.85 | 0
09.06. | 11 | 273.365 |  | 86.317 | 9.588 | 0 | 177.46 | 0
09.06. | 12 | 270.5656 |  | 86.7476 | 9.588 | 0 | 174.23 | 0
09.06. | 13 | 265.7321 |  | 85.7141 | 9.588 | 0 | 170.43 | 0
09.06. | 14 | 265.6131 |  | 85.0251 | 9.588 | 0 | 171 | 0
09.06. | 15 | 263.8854 |  | 85.1974 | 9.588 | 0 | 169.1 | 0
09.06. | 16 | 262.2438 |  | 85.4558 | 9.588 | 0 | 167.2 | 0
09.06. | 17 | 261.2938 |  | 85.4558 | 9.588 | 0 | 166.25 | 0
09.06. | 18 | 263.5409 |  | 84.8529 | 9.588 | 0 | 169.1 | 0
09.06. | 19 | 265.4889 |  | 86.2309 | 9.588 | 0 | 169.67 | 0
09.06. | 20 | 267.9411 |  | 86.4031 | 9.588 | 0 | 171.95 | 0
09.06. | 21 | 267.8879 |  | 86.9199 | 9.588 | 0 | 171.38 | 0
09.06. | 22 | 268.924 |  | 87.006 | 9.588 | 0 | 172.33 | 0
09.06. | 23 | 261.2076 |  | 85.3696 | 9.588 | 0 | 166.25 | 0
09.06. | 24 | 260.896 |  | 85.628 | 9.588 | 0 | 165.68 | 0
10.06. | 1 | 256.9238 |  | 85.4558 | 9.588 | 0 | 161.88 | 0
10.06. | 2 | 256.8705 |  | 85.9725 | 9.588 | 0 | 161.31 | 0
10.06. | 3 | 258.1828 |  | 86.1448 | 9.588 | 0 | 162.45 | 0
10.06. | 4 | 263.5028 |  | 86.1448 | 9.588 | 0 | 167.77 | 0
10.06. | 5 | 270.0587 |  | 88.9007 | 9.588 | 0 | 171.57 | 0
10.06. | 6 | 274.4465 |  | 88.7285 | 9.588 | 0 | 176.13 | 0
10.06. | 7 | 269.4913 |  | 87.9533 | 9.588 | 0 | 171.95 | 0
10.06. | 8 | 270.4262 |  | 87.1782 | 9.588 | 0 | 173.66 | 0
10.06. | 9 | 270.6011 |  | 86.4031 | 9.588 | 0 | 174.61 | 0
10.06. | 10 | 270.2744 |  | 85.8864 | 9.588 | 0 | 174.8 | 0
10.06. | 11 | 267.546 |  | 85.628 | 9.588 | 0 | 172.33 | 0
10.06. | 12 | 270.7379 |  | 86.9199 | 9.588 | 0 | 174.23 | 0
10.06. | 13 | 271.6905 |  | 85.9725 | 9.588 | 0 | 176.13 | 0
10.06. | 14 | 270.4848 |  | 84.7668 | 9.588 | 0 | 176.13 | 0
10.06. | 15 | 270.1705 |  | 85.9725 | 9.588 | 0 | 174.61 | 0
10.06. | 16 | 252.8669 |  | 72.2789 | 9.588 | 0 | 171 | 0
10.06. | 17 | 266.7354 |  | 85.1974 | 9.588 | 0 | 171.95 | 0
10.06. | 18 | 263.1938 |  | 85.4558 | 9.588 | 0 | 168.15 | 0
10.06. | 19 | 267.3711 |  | 86.4031 | 9.588 | 0 | 171.38 | 0
10.06. | 20 | 274.0691 |  | 87.7811 | 9.588 | 0 | 176.7 | 0
10.06. | 21 | 273.2913 |  | 87.9533 | 9.588 | 0 | 175.75 | 0
10.06. | 22 | 268.663 |  | 87.695 | 9.588 | 0 | 171.38 | 0
10.06. | 23 | 265.4889 |  | 86.2309 | 9.588 | 0 | 169.67 | 0
10.06. | 24 | 263.7105 |  | 85.9725 | 9.588 | 0 | 168.15 | 0
11.06. | 1 | 267.5105 |  | 85.9725 | 9.588 | 0 | 171.95 | 0
11.06. | 2 | 267.7689 |  | 86.2309 | 9.588 | 0 | 171.95 | 0
11.06. | 3 | 271.465 |  | 86.317 | 9.588 | 0 | 175.56 | 0
11.06. | 4 | 270.8187 |  | 88.9007 | 9.588 | 0 | 172.33 | 0
11.06. | 5 | 270.5248 |  | 88.9868 | 9.588 | 0 | 171.95 | 0
11.06. | 6 | 268.6248 |  | 88.9868 | 9.588 | 0 | 170.05 | 0
11.06. | 7 | 269.1265 |  | 88.7285 | 9.588 | 0 | 170.81 | 0
11.06. | 8 | 268.6807 |  | 87.5227 | 9.588 | 0 | 171.57 | 0
11.06. | 9 | 267.4572 |  | 86.4892 | 9.588 | 0 | 171.38 | 0
11.06. | 10 | 265.575 |  | 86.317 | 9.588 | 0 | 169.67 | 0
11.06. | 11 | 264.7289 |  | 86.2309 | 9.588 | 0 | 168.91 | 0
11.06. | 12 | 264.2272 |  | 86.4892 | 9.588 | 0 | 168.15 | 0
11.06. | 13 | 264.5744 |  | 85.8864 | 9.588 | 0 | 169.1 | 0
11.06. | 14 | 261.6205 |  | 85.9725 | 9.588 | 0 | 166.06 | 0
11.06. | 15 | 262.9176 |  | 85.3696 | 9.588 | 0 | 167.96 | 0
11.06. | 16 | 262.416 |  | 85.628 | 9.588 | 0 | 167.2 | 0
11.06. | 17 | 263.9715 |  | 85.2835 | 9.588 | 0 | 169.1 | 0
11.06. | 18 | 266.4415 |  | 85.2835 | 9.588 | 0 | 171.57 | 0
11.06. | 19 | 267.166 |  | 85.628 | 9.588 | 0 | 171.95 | 0
11.06. | 20 | 266.8011 |  | 86.4031 | 9.588 | 0 | 170.81 | 0
11.06. | 21 | 267.8195 |  | 86.6615 | 9.588 | 0 | 171.57 | 0
11.06. | 22 | 266.5605 |  | 85.9725 | 9.588 | 0 | 171 | 0
11.06. | 23 | 264.9215 |  | 85.2835 | 9.588 | 0 | 170.05 | 0
11.06. | 24 | 262.7605 |  | 85.9725 | 9.588 | 0 | 167.2 | 0
12.06. | 1 | 262.725 |  | 86.317 | 9.588 | 0 | 166.82 | 0
12.06. | 2 | 262.535 |  | 86.317 | 9.588 | 0 | 166.63 | 0
12.06. | 3 | 263.2772 |  | 86.4892 | 9.588 | 0 | 167.2 | 0
12.06. | 4 | 260.2826 |  | 88.8146 | 9.588 | 0 | 161.88 | 0
12.06. | 5 | 265.7748 |  | 88.9868 | 9.588 | 0 | 167.2 | 0
12.06. | 6 | 263.3581 |  | 88.4701 | 9.588 | 0 | 165.3 | 0
12.06. | 7 | 264.103 |  | 87.695 | 9.588 | 0 | 166.82 | 0
12.06. | 8 | 262.5679 |  | 86.9199 | 9.588 | 0 | 166.06 | 0
12.06. | 9 | 258.7101 |  | 82.8721 | 9.588 | 0 | 166.25 | 0
12.06. | 10 | 259.2038 |  | 85.4558 | 9.588 | 0 | 164.16 | 0
12.06. | 11 | 256.8376 |  | 85.3696 | 9.588 | 0 | 161.88 | 0
12.06. | 12 | 250.7958 |  | 84.0778 | 9.588 | 0 | 157.13 | 0
12.06. | 13 | 249.2784 |  | 83.1304 | 9.588 | 0 | 156.56 | 0
12.06. | 14 | 245.015 |  | 82.097 | 9.588 | 0 | 153.33 | 0
12.06. | 15 | 251.3862 |  | 82.9582 | 9.588 | 0 | 158.84 | 0
12.06. | 16 | 248.8629 |  | 83.4749 | 9.588 | 0 | 155.8 | 0
12.06. | 17 | 256.4452 |  | 83.6472 | 9.588 | 0 | 163.21 | 0
12.06. | 18 | 257.0835 |  | 83.9055 | 9.588 | 0 | 163.59 | 0
12.06. | 19 | 255.3887 |  | 84.6807 | 9.588 | 0 | 161.12 | 0
12.06. | 20 | 261.2076 |  | 85.3696 | 9.588 | 0 | 166.25 | 0
12.06. | 21 | 259.8776 |  | 85.3696 | 9.588 | 0 | 164.92 | 0
12.06. | 22 | 259.0848 |  | 84.7668 | 9.588 | 0 | 164.73 | 0
12.06. | 23 | 257.9678 |  | 82.6998 | 9.588 | 0 | 165.68 | 0
12.06. | 24 | 255.7384 |  | 83.1304 | 9.588 | 0 | 163.02 | 0
13.06. | 1 | 255.4446 |  | 83.2166 | 9.588 | 0 | 162.64 | 0
13.06. | 2 | 252.828 |  | 80.03 | 9.588 | 0 | 163.21 | 0
13.06. | 3 | 242.5793 |  | 69.7813 | 9.588 | 0 | 163.21 | 0
13.06. | 4 | 244.5726 |  | 73.4846 | 9.588 | 0 | 161.5 | 0
13.06. | 5 | 242.9665 |  | 73.3985 | 9.588 | 0 | 159.98 | 0
13.06. | 6 | 244.4865 |  | 73.3985 | 9.588 | 0 | 161.5 | 0
13.06. | 7 | 242.6397 |  | 72.8817 | 9.588 | 0 | 160.17 | 0
13.06. | 8 | 243.5391 |  | 72.4511 | 9.588 | 0 | 161.5 | 0
13.06. | 9 | 239.4656 |  | 71.4176 | 9.588 | 0 | 158.46 | 0
13.06. | 10 | 233.0918 |  | 71.5038 | 9.588 | 0 | 152 | 0
13.06. | 11 | 244.6463 |  | 71.8483 | 9.588 | 0 | 163.21 | 0
13.06. | 12 | 239.3565 |  | 73.3985 | 9.588 | 0 | 156.37 | 0
13.06. | 13 | 254.5044 |  | 85.8864 | 9.588 | 0 | 159.03 | 0
13.06. | 14 | 251.1554 |  | 85.1974 | 9.588 | 0 | 156.37 | 0
13.06. | 15 | 256.9415 |  | 85.2835 | 9.588 | 0 | 162.07 | 0
13.06. | 16 | 260.1715 |  | 85.2835 | 9.588 | 0 | 165.3 | 0
13.06. | 17 | 264.4777 |  | 89.5897 | 9.588 | 0 | 165.3 | 0
13.06. | 18 | 266.1522 |  | 89.9342 | 9.588 | 0 | 166.63 | 0
13.06. | 19 | 270.2106 |  | 90.1926 | 9.588 | 0 | 170.43 | 0
13.06. | 20 | 268.9489 |  | 90.4509 | 9.588 | 0 | 168.91 | 0
13.06. | 21 | 264.8524 |  | 91.4844 | 9.588 | 0 | 163.78 | 0
13.06. | 22 | 264.3561 |  | 89.8481 | 9.588 | 0 | 164.92 | 0
13.06. | 23 | 265.8254 |  | 89.4174 | 9.588 | 0 | 166.82 | 0
13.06. | 24 | 260.5028 |  | 90.3648 | 9.588 | 0 | 160.55 | 0
14.06. | 1 | 260.7283 |  | 90.0203 | 9.588 | 0 | 161.12 | 0
14.06. | 2 | 264.1128 |  | 90.3648 | 9.588 | 0 | 164.16 | 0
14.06. | 3 | 265.0851 |  | 94.7571 | 9.588 | 0 | 160.74 | 0
14.06. | 4 | 266.5617 |  | 97.9437 | 9.588 | 0 | 159.03 | 0
14.06. | 5 | 264.421 |  | 97.513 | 9.588 | 0 | 157.32 | 0
14.06. | 6 | 261.951 |  | 97.513 | 9.588 | 0 | 154.85 | 0
14.06. | 7 | 260.7782 |  | 96.9102 | 9.588 | 0 | 154.28 | 0
14.06. | 8 | 258.278 |  | 95.36 | 9.588 | 0 | 153.33 | 0
14.06. | 9 | 252.3347 |  | 95.8767 | 9.588 | 0 | 146.87 | 0
14.06. | 10 | 260.8847 |  | 95.8767 | 9.588 | 0 | 155.42 | 0
14.06. | 11 | 264.2718 |  | 95.2738 | 9.588 | 0 | 159.41 | 0
14.06. | 12 | 262.5263 |  | 95.6183 | 9.588 | 0 | 157.32 | 0
14.06. | 13 | 264.6341 |  | 95.4461 | 9.588 | 0 | 159.6 | 0
14.06. | 14 | 258.7618 |  | 95.2738 | 9.588 | 0 | 153.9 | 0
14.06. | 15 | 266.4835 |  | 95.0155 | 9.588 | 0 | 161.88 | 0
14.06. | 16 | 271.4918 |  | 95.2738 | 9.588 | 0 | 166.63 | 0
14.06. | 17 | 272.8218 |  | 95.2738 | 9.588 | 0 | 167.96 | 0
14.06. | 18 | 264.6873 |  | 94.9293 | 9.588 | 0 | 160.17 | 0
14.06. | 19 | 271.1118 |  | 95.2738 | 9.588 | 0 | 166.25 | 0
14.06. | 20 | 275.9098 |  | 96.6518 | 9.588 | 0 | 169.67 | 0
14.06. | 21 | 273.0092 |  | 96.2212 | 9.588 | 0 | 167.2 | 0
14.06. | 22 | 276.0314 |  | 96.3934 | 9.588 | 0 | 170.05 | 0
14.06. | 23 | 274.3418 |  | 95.2738 | 9.588 | 0 | 169.48 | 0
14.06. | 24 | 270.6786 |  | 95.7906 | 9.588 | 0 | 165.3 | 0
15.06. | 1 | 269.7818 |  | 95.2738 | 9.588 | 0 | 164.92 | 0
15.06. | 2 | 274.618 |  | 95.36 | 9.588 | 0 | 169.67 | 0
15.06. | 3 | 271.2841 |  | 95.4461 | 9.588 | 0 | 166.25 | 0
15.06. | 4 | 272.9763 |  | 95.6183 | 9.588 | 0 | 167.77 | 0
15.06. | 5 | 273.9539 |  | 98.1159 | 9.588 | 0 | 166.25 | 0
15.06. | 6 | 275.75 |  | 98.202 | 9.588 | 0 | 167.96 | 0
15.06. | 7 | 273.1788 |  | 97.3408 | 9.588 | 0 | 166.25 | 0
15.06. | 8 | 273.0473 |  | 94.9293 | 9.588 | 0 | 168.53 | 0
15.06. | 9 | 272.7837 |  | 96.5657 | 9.588 | 0 | 166.63 | 0
15.06. | 10 | 269.7108 |  | 95.9628 | 9.588 | 0 | 164.16 | 0
15.06. | 11 | 270.1592 |  | 96.2212 | 9.588 | 0 | 164.35 | 0
15.06. | 12 | 272.0618 |  | 95.2738 | 9.588 | 0 | 167.2 | 0
15.06. | 13 | 268.6773 |  | 94.9293 | 9.588 | 0 | 164.16 | 0
15.06. | 14 | 270.6812 |  | 94.8432 | 9.588 | 0 | 166.25 | 0
15.06. | 15 | 265.0851 |  | 94.7571 | 9.588 | 0 | 160.74 | 0
15.06. | 16 | 272.4445 |  | 94.3265 | 9.588 | 0 | 168.53 | 0
15.06. | 17 | 266.1975 |  | 92.2595 | 9.588 | 0 | 164.35 | 0
15.06. | 18 | 269.8502 |  | 95.5322 | 9.588 | 0 | 164.73 | 0
15.06. | 19 | 261.0569 |  | 96.0489 | 9.588 | 0 | 155.42 | 0
15.06. | 20 | 273.3537 |  | 96.5657 | 9.588 | 0 | 167.2 | 0
15.06. | 21 | 269.7312 |  | 94.8432 | 9.588 | 0 | 165.3 | 0
15.06. | 22 | 271.7476 |  | 96.4796 | 9.588 | 0 | 165.68 | 0
15.06. | 23 | 267.4157 |  | 95.1877 | 9.588 | 0 | 162.64 | 0
15.06. | 24 | 269.1612 |  | 94.8432 | 9.588 | 0 | 164.73 | 0
16.06. | 1 | 269.2118 |  | 95.2738 | 9.588 | 0 | 164.35 | 0
16.06. | 2 | 269.868 |  | 95.36 | 9.588 | 0 | 164.92 | 0
16.06. | 3 | 264.1121 |  | 96.8241 | 9.588 | 0 | 157.7 | 0
16.06. | 4 | 269.3255 |  | 97.8575 | 9.588 | 0 | 161.88 | 0
16.06. | 5 | 274.2931 |  | 100.3551 | 9.588 | 0 | 164.35 | 0
16.06. | 6 | 274.5896 |  | 99.3216 | 9.588 | 0 | 165.68 | 0
16.06. | 7 | 270.0651 |  | 98.9771 | 9.588 | 0 | 161.5 | 0
16.06. | 8 | 267.5951 |  | 98.9771 | 9.588 | 0 | 159.03 | 0
16.06. | 9 | 266.4045 |  | 98.5465 | 9.588 | 0 | 158.27 | 0
16.06. | 10 | 266.8884 |  | 98.4604 | 9.588 | 0 | 158.84 | 0
16.06. | 11 | 267.3953 |  | 96.3073 | 9.588 | 0 | 161.5 | 0
16.06. | 12 | 248.3606 |  | 90.1926 | 9.588 | 0 | 148.58 | 0
16.06. | 13 | 252.4189 |  | 90.4509 | 9.588 | 0 | 152.38 | 0
16.06. | 14 | 252.1277 |  | 89.5897 | 9.588 | 0 | 152.95 | 0
16.06. | 15 | 269.701 |  | 93.293 | 9.588 | 0 | 166.82 | 0
16.06. | 16 | 271.2006 |  | 94.4126 | 9.588 | 0 | 167.2 | 0
16.06. | 17 | 261.2352 |  | 87.8672 | 9.588 | 0 | 163.78 | 0
16.06. | 18 | 271.5984 |  | 94.2404 | 9.588 | 0 | 167.77 | 0
16.06. | 19 | 271.6108 |  | 95.9628 | 9.588 | 0 | 166.06 | 0
16.06. | 20 | 268.0718 |  | 95.2738 | 9.588 | 0 | 163.21 | 0
16.06. | 21 | 269.8147 |  | 95.8767 | 9.588 | 0 | 164.35 | 0
16.06. | 22 | 271.459 |  | 94.671 | 9.588 | 0 | 167.2 | 0
16.06. | 23 | 264.8524 |  | 91.4844 | 9.588 | 0 | 163.78 | 0
16.06. | 24 | 266.3724 |  | 91.4844 | 9.588 | 0 | 165.3 | 0
17.06. | 1 | 267.0081 |  | 92.6901 | 9.588 | 0 | 164.73 | 0
17.06. | 2 | 266.2863 |  | 91.3983 | 9.588 | 0 | 165.3 | 0
17.06. | 3 | 263.6085 |  | 91.5705 | 9.588 | 0 | 162.45 | 0
17.06. | 4 | 265.2324 |  | 91.4844 | 9.588 | 0 | 164.16 | 0
17.06. | 5 | 268.8345 |  | 94.3265 | 9.588 | 0 | 164.92 | 0
17.06. | 6 | 269.25 |  | 93.982 | 9.588 | 0 | 165.68 | 0
17.06. | 7 | 269.9745 |  | 94.3265 | 9.588 | 0 | 166.06 | 0
17.06. | 8 | 269.559 |  | 94.671 | 9.588 | 0 | 165.3 | 0
17.06. | 9 | 266.0377 |  | 93.8097 | 9.588 | 0 | 162.64 | 0
17.06. | 10 | 269.5643 |  | 92.7763 | 9.588 | 0 | 167.2 | 0
17.06. | 11 | 273.1716 |  | 93.7236 | 9.588 | 0 | 169.86 | 0
17.06. | 12 | 269.5971 |  | 93.3791 | 9.588 | 0 | 166.63 | 0
17.06. | 13 | 268.7536 |  | 92.3456 | 9.588 | 0 | 166.82 | 0
17.06. | 14 | 273.5667 |  | 94.4987 | 9.588 | 0 | 169.48 | 0
17.06. | 15 | 273.7567 |  | 94.4987 | 9.588 | 0 | 169.67 | 0
17.06. | 16 | 275.2084 |  | 94.2404 | 9.588 | 0 | 171.38 | 0
17.06. | 17 | 273.2577 |  | 93.8097 | 9.588 | 0 | 169.86 | 0
17.06. | 18 | 268.2645 |  | 94.3265 | 9.588 | 0 | 164.35 | 0
17.06. | 19 | 269.939 |  | 94.671 | 9.588 | 0 | 165.68 | 0
17.06. | 20 | 268.989 |  | 94.671 | 9.588 | 0 | 164.73 | 0
17.06. | 21 | 267.4841 |  | 95.4461 | 9.588 | 0 | 162.45 | 0
17.06. | 22 | 266.4684 |  | 94.2404 | 9.588 | 0 | 162.64 | 0
17.06. | 23 | 267.7504 |  | 92.8624 | 9.588 | 0 | 165.3 | 0
17.06. | 24 | 267.041 |  | 93.293 | 9.588 | 0 | 164.16 | 0
18.06. | 1 | 268.6143 |  | 92.7763 | 9.588 | 0 | 166.25 | 0
18.06. | 2 | 266.6485 |  | 91.5705 | 9.588 | 0 | 165.49 | 0
18.06. | 3 | 266.6157 |  | 90.9677 | 9.588 | 0 | 166.06 | 0
18.06. | 4 | 270.7167 |  | 94.4987 | 9.588 | 0 | 166.63 | 0
18.06. | 5 | 269.06 |  | 93.982 | 9.588 | 0 | 165.49 | 0
18.06. | 6 | 267.8214 |  | 92.1734 | 9.588 | 0 | 166.06 | 0
18.06. | 7 | 264.9208 |  | 91.7428 | 9.588 | 0 | 163.59 | 0
18.06. | 8 | 272.1559 |  | 92.5179 | 9.588 | 0 | 170.05 | 0
18.06. | 9 | 270.9883 |  | 90.0203 | 9.588 | 0 | 171.38 | 0
18.06. | 10 | 274.3169 |  | 91.8289 | 9.588 | 0 | 172.9 | 0
18.06. | 11 | 272.4853 |  | 92.0873 | 9.588 | 0 | 170.81 | 0
18.06. | 12 | 269.5491 |  | 92.0011 | 9.588 | 0 | 167.96 | 0
18.06. | 13 | 265.3238 |  | 89.6758 | 9.588 | 0 | 166.06 | 0
18.06. | 14 | 267.9812 |  | 90.6232 | 9.588 | 0 | 167.77 | 0
18.06. | 15 | 251.9747 |  | 76.3267 | 9.588 | 0 | 166.06 | 0
18.06. | 16 | 249.3653 |  | 76.7573 | 9.588 | 0 | 163.02 | 0
18.06. | 17 | 258.7153 |  | 80.9773 | 9.588 | 0 | 168.15 | 0
18.06. | 18 | 269.7746 |  | 91.6566 | 9.588 | 0 | 168.53 | 0
18.06. | 19 | 265.1463 |  | 91.3983 | 9.588 | 0 | 164.16 | 0
18.06. | 20 | 269.9949 |  | 93.2069 | 9.588 | 0 | 167.2 | 0
18.06. | 21 | 267.7504 |  | 92.8624 | 9.588 | 0 | 165.3 | 0
18.06. | 22 | 268.3026 |  | 93.0346 | 9.588 | 0 | 165.68 | 0
18.06. | 23 | 268.7004 |  | 92.8624 | 9.588 | 0 | 166.25 | 0
18.06. | 24 | 270.7575 |  | 92.2595 | 9.588 | 0 | 168.91 | 0
19.06. | 1 | 270.4281 |  | 92.6901 | 9.588 | 0 | 168.15 | 0
19.06. | 2 | 268.9081 |  | 92.6901 | 9.588 | 0 | 166.63 | 0
19.06. | 3 | 269.4426 |  | 93.0346 | 9.588 | 0 | 166.82 | 0
19.06. | 4 | 269.1257 |  | 95.1877 | 9.588 | 0 | 164.35 | 0
19.06. | 5 | 270.2835 |  | 95.0155 | 9.588 | 0 | 165.68 | 0
19.06. | 6 | 262.2706 |  | 94.4126 | 9.588 | 0 | 158.27 | 0
19.06. | 7 | 265.0043 |  | 92.7763 | 9.588 | 0 | 162.64 | 0
19.06. | 8 | 262.1036 |  | 92.3456 | 9.588 | 0 | 160.17 | 0
19.06. | 9 | 258.8914 |  | 92.1734 | 9.588 | 0 | 157.13 | 0
19.06. | 10 | 257.3536 |  | 92.3456 | 9.588 | 0 | 155.42 | 0
19.06. | 11 | 249.4295 |  | 90.8815 | 9.588 | 0 | 148.96 | 0
19.06. | 12 | 256.4063 |  | 91.3983 | 9.588 | 0 | 155.42 | 0
19.06. | 13 | 253.9212 |  | 90.6232 | 9.588 | 0 | 153.71 | 0
19.06. | 14 | 253.5918 |  | 91.0538 | 9.588 | 0 | 152.95 | 0
19.06. | 15 | 259.2208 |  | 91.7428 | 9.588 | 0 | 157.89 | 0
19.06. | 16 | 260.0846 |  | 91.6566 | 9.588 | 0 | 158.84 | 0
19.06. | 17 | 262.2785 |  | 91.5705 | 9.588 | 0 | 161.12 | 0
19.06. | 18 | 263.3173 |  | 90.7093 | 9.588 | 0 | 163.02 | 0
19.06. | 19 | 261.0195 |  | 90.8815 | 9.588 | 0 | 160.55 | 0
19.06. | 20 | 268.0646 |  | 91.6566 | 9.588 | 0 | 166.82 | 0
19.06. | 21 | 265.8912 |  | 90.6232 | 9.588 | 0 | 165.68 | 0
19.06. | 22 | 264.404 |  | 91.226 | 9.588 | 0 | 163.59 | 0
19.06. | 23 | 262.4863 |  | 91.3983 | 9.588 | 0 | 161.5 | 0
19.06. | 24 | 261.6757 |  | 90.9677 | 9.588 | 0 | 161.12 | 0
20.06. | 1 | 264.3304 |  | 92.8624 | 9.588 | 0 | 161.88 | 0
20.06. | 2 | 262.1036 |  | 92.3456 | 9.588 | 0 | 160.17 | 0
20.06. | 3 | 261.7414 |  | 92.1734 | 9.588 | 0 | 159.98 | 0
20.06. | 4 | 265.9135 |  | 95.0155 | 9.588 | 0 | 161.31 | 0
20.06. | 5 | 265.688 |  | 95.36 | 9.588 | 0 | 160.74 | 0
20.06. | 6 | 261.3943 |  | 92.7763 | 9.588 | 0 | 159.03 | 0
20.06. | 7 | 263.1904 |  | 92.8624 | 9.588 | 0 | 160.74 | 0
20.06. | 8 | 255.3524 |  | 91.4844 | 9.588 | 0 | 154.28 | 0
20.06. | 9 | 257.6173 |  | 90.7093 | 9.588 | 0 | 157.32 | 0
20.06. | 10 | 260.4824 |  | 91.4844 | 9.588 | 0 | 159.41 | 0
20.06. | 11 | 256.6646 |  | 91.6566 | 9.588 | 0 | 155.42 | 0
20.06. | 12 | 257.4983 |  | 90.0203 | 9.588 | 0 | 157.89 | 0
20.06. | 13 | 257.9822 |  | 89.9342 | 9.588 | 0 | 158.46 | 0
20.06. | 14 | 254.2328 |  | 90.3648 | 9.588 | 0 | 154.28 | 0
20.06. | 15 | 256.2038 |  | 89.6758 | 9.588 | 0 | 156.94 | 0
20.06. | 16 | 252.3861 |  | 89.8481 | 9.588 | 0 | 152.95 | 0
20.06. | 17 | 253.4222 |  | 89.9342 | 9.588 | 0 | 153.9 | 0
20.06. | 18 | 252.0416 |  | 89.5036 | 9.588 | 0 | 152.95 | 0
20.06. | 19 | 255.6995 |  | 90.8815 | 9.588 | 0 | 155.23 | 0
20.06. | 20 | 257.8579 |  | 91.1399 | 9.588 | 0 | 157.13 | 0
20.06. | 21 | 261.1563 |  | 91.3983 | 9.588 | 0 | 160.17 | 0
20.06. | 22 | 260.865 |  | 90.537 | 9.588 | 0 | 160.74 | 0
20.06. | 23 | 256.8395 |  | 90.8815 | 9.588 | 0 | 156.37 | 0
20.06. | 24 | 261.8124 |  | 91.4844 | 9.588 | 0 | 160.74 | 0
21.06. | 1 | 258.9446 |  | 91.6566 | 9.588 | 0 | 157.7 | 0
21.06. | 2 | 258.585 |  | 90.537 | 9.588 | 0 | 158.46 | 0
21.06. | 3 | 261.7414 |  | 92.1734 | 9.588 | 0 | 159.98 | 0
21.06. | 4 | 261.7539 |  | 93.8959 | 9.588 | 0 | 158.27 | 0
21.06. | 5 | 261.4955 |  | 93.6375 | 9.588 | 0 | 158.27 | 0
21.06. | 6 | 260.9104 |  | 92.8624 | 9.588 | 0 | 158.46 | 0
21.06. | 7 | 258.2175 |  | 92.2595 | 9.588 | 0 | 156.37 | 0
21.06. | 8 | 258.134 |  | 91.226 | 9.588 | 0 | 157.32 | 0
21.06. | 9 | 253.6779 |  | 91.1399 | 9.588 | 0 | 152.95 | 0
21.06. | 10 | 255.8442 |  | 88.5562 | 9.588 | 0 | 157.7 | 0
21.06. | 11 | 253.1487 |  | 88.9007 | 9.588 | 0 | 154.66 | 0
21.06. | 12 | 255.9454 |  | 89.4174 | 9.588 | 0 | 156.94 | 0
21.06. | 13 | 257.3261 |  | 89.8481 | 9.588 | 0 | 157.89 | 0
21.06. | 14 | 260.0038 |  | 89.6758 | 9.588 | 0 | 160.74 | 0
21.06. | 15 | 261.625 |  | 90.537 | 9.588 | 0 | 161.5 | 0
21.06. | 16 | 259.5528 |  | 90.3648 | 9.588 | 0 | 159.6 | 0
21.06. | 17 | 256.2748 |  | 88.9868 | 9.588 | 0 | 157.7 | 0
21.06. | 18 | 258.8789 |  | 90.4509 | 9.588 | 0 | 158.84 | 0
21.06. | 19 | 258.134 |  | 91.226 | 9.588 | 0 | 157.32 | 0
21.06. | 20 | 259.6389 |  | 90.4509 | 9.588 | 0 | 159.6 | 0
21.06. | 21 | 261.151 |  | 93.293 | 9.588 | 0 | 158.27 | 0
21.06. | 22 | 259.2536 |  | 92.3456 | 9.588 | 0 | 157.32 | 0
21.06. | 23 | 258.6863 |  | 91.3983 | 9.588 | 0 | 157.7 | 0
21.06. | 24 | 253.1993 |  | 89.3313 | 9.588 | 0 | 154.28 | 0
22.06. | 1 | 259.274 |  | 91.226 | 9.588 | 0 | 158.46 | 0
22.06. | 2 | 239.1982 |  | 72.6702 | 9.588 | 0 | 156.94 | 0
22.06. | 3 | 261.3285 |  | 91.5705 | 9.588 | 0 | 160.17 | 0
22.06. | 4 | 268.3 |  | 93.982 | 9.588 | 0 | 164.73 | 0
22.06. | 5 | 265.8477 |  | 93.8097 | 9.588 | 0 | 162.45 | 0
22.06. | 6 | 265.8655 |  | 93.6375 | 9.588 | 0 | 162.64 | 0
22.06. | 7 | 263.4487 |  | 93.1207 | 9.588 | 0 | 160.74 | 0
22.06. | 8 | 262.8459 |  | 92.5179 | 9.588 | 0 | 160.74 | 0
22.06. | 9 | 260.2569 |  | 91.8289 | 9.588 | 0 | 158.84 | 0
22.06. | 10 | 262.1391 |  | 92.0011 | 9.588 | 0 | 160.55 | 0
22.06. | 11 | 266.4079 |  | 91.1399 | 9.588 | 0 | 165.68 | 0
22.06. | 12 | 267.6216 |  | 89.5036 | 9.588 | 0 | 168.53 | 0
22.06. | 13 | 268.0016 |  | 89.5036 | 9.588 | 0 | 168.91 | 0
22.06. | 14 | 259.5554 |  | 89.4174 | 9.588 | 0 | 160.55 | 0
22.06. | 15 | 258.6409 |  | 89.0729 | 9.588 | 0 | 159.98 | 0
22.06. | 16 | 257.8658 |  | 88.2978 | 9.588 | 0 | 159.98 | 0
22.06. | 17 | 260.6981 |  | 88.4701 | 9.588 | 0 | 162.64 | 0
22.06. | 18 | 264.2042 |  | 88.5562 | 9.588 | 0 | 166.06 | 0
22.06. | 19 | 268.3106 |  | 90.1926 | 9.588 | 0 | 168.53 | 0
22.06. | 20 | 270.0889 |  | 90.4509 | 9.588 | 0 | 170.05 | 0
22.06. | 21 | 268.4295 |  | 90.8815 | 9.588 | 0 | 167.96 | 0
22.06. | 22 | 261.5061 |  | 89.8481 | 9.588 | 0 | 162.07 | 0
22.06. | 23 | 264.6348 |  | 88.9868 | 9.588 | 0 | 166.06 | 0
22.06. | 24 | 256.6371 |  | 89.1591 | 9.588 | 0 | 157.89 | 0
23.06. | 1 | 261.5389 |  | 90.4509 | 9.588 | 0 | 161.5 | 0
23.06. | 2 | 257.3083 |  | 90.0203 | 9.588 | 0 | 157.7 | 0
23.06. | 3 | 255.3222 |  | 89.9342 | 9.588 | 0 | 155.8 | 0
23.06. | 4 | 246.9089 |  | 90.4509 | 9.588 | 0 | 146.87 | 0
23.06. | 5 | 243.385 |  | 90.537 | 9.588 | 0 | 143.26 | 0
23.06. | 6 | 247.0385 |  | 87.3505 | 9.588 | 0 | 150.1 | 0
23.06. | 7 | 242.0728 |  | 90.3648 | 9.588 | 0 | 142.12 | 0
23.06. | 8 | 257.0144 |  | 90.1064 | 9.588 | 0 | 157.32 | 0
23.06. | 9 | 257.9289 |  | 90.4509 | 9.588 | 0 | 157.89 | 0
23.06. | 10 | 258.7928 |  | 90.3648 | 9.588 | 0 | 158.84 | 0
23.06. | 11 | 256.7765 |  | 88.7285 | 9.588 | 0 | 158.46 | 0
23.06. | 12 | 258.0887 |  | 88.9007 | 9.588 | 0 | 159.6 | 0
23.06. | 13 | 259.8165 |  | 88.7285 | 9.588 | 0 | 161.5 | 0
23.06. | 14 | 256.812 |  | 88.384 | 9.588 | 0 | 158.84 | 0
23.06. | 15 | 256.4648 |  | 88.9868 | 9.588 | 0 | 157.89 | 0
23.06. | 16 | 258.9171 |  | 89.1591 | 9.588 | 0 | 160.17 | 0
23.06. | 17 | 254.2887 |  | 88.9007 | 9.588 | 0 | 155.8 | 0
23.06. | 18 | 258.8665 |  | 88.7285 | 9.588 | 0 | 160.55 | 0
23.06. | 19 | 260.3687 |  | 88.9007 | 9.588 | 0 | 161.88 | 0
23.06. | 20 | 261.9136 |  | 92.3456 | 9.588 | 0 | 159.98 | 0
23.06. | 21 | 260.5685 |  | 91.5705 | 9.588 | 0 | 159.41 | 0
23.06. | 22 | 263.9708 |  | 91.7428 | 9.588 | 0 | 162.64 | 0
23.06. | 23 | 257.9618 |  | 91.0538 | 9.588 | 0 | 157.32 | 0
23.06. | 24 | 259.4489 |  | 90.4509 | 9.588 | 0 | 159.41 | 0
24.06. | 1 | 263.1122 |  | 89.9342 | 9.588 | 0 | 163.59 | 0
24.06. | 2 | 261.4528 |  | 90.3648 | 9.588 | 0 | 161.5 | 0
24.06. | 3 | 262.8538 |  | 89.6758 | 9.588 | 0 | 163.59 | 0
24.06. | 4 | 262.2483 |  | 90.0203 | 9.588 | 0 | 162.64 | 0
24.06. | 5 | 264.8143 |  | 92.7763 | 9.588 | 0 | 162.45 | 0
24.06. | 6 | 262.0504 |  | 92.8624 | 9.588 | 0 | 159.6 | 0
24.06. | 7 | 264.2114 |  | 92.1734 | 9.588 | 0 | 162.45 | 0
24.06. | 8 | 266.7524 |  | 91.4844 | 9.588 | 0 | 165.68 | 0
24.06. | 9 | 268.7412 |  | 90.6232 | 9.588 | 0 | 168.53 | 0
24.06. | 10 | 269.4657 |  | 90.9677 | 9.588 | 0 | 168.91 | 0
24.06. | 11 | 267.2718 |  | 91.0538 | 9.588 | 0 | 166.63 | 0
24.06. | 12 | 262.4561 |  | 89.8481 | 9.588 | 0 | 163.02 | 0
24.06. | 13 | 263.4238 |  | 89.6758 | 9.588 | 0 | 164.16 | 0
24.06. | 14 | 260.9361 |  | 89.8481 | 9.588 | 0 | 161.5 | 0
24.06. | 15 | 254.649 |  | 83.561 | 9.588 | 0 | 161.5 | 0
24.06. | 16 | 255.3052 |  | 83.6472 | 9.588 | 0 | 162.07 | 0
24.06. | 17 | 252.3513 |  | 83.7333 | 9.588 | 0 | 159.03 | 0
24.06. | 18 | 250.8135 |  | 83.9055 | 9.588 | 0 | 157.32 | 0
24.06. | 19 | 252.2119 |  | 84.1639 | 9.588 | 0 | 158.46 | 0
24.06. | 20 | 253.0554 |  | 85.1974 | 9.588 | 0 | 158.27 | 0
24.06. | 21 | 256.1815 |  | 85.2835 | 9.588 | 0 | 161.31 | 0
24.06. | 22 | 259.7738 |  | 85.4558 | 9.588 | 0 | 164.73 | 0
24.06. | 23 | 257.879 |  | 83.561 | 9.588 | 0 | 164.73 | 0
24.06. | 24 | 258.7935 |  | 83.9055 | 9.588 | 0 | 165.3 | 0
25.06. | 1 | 258.3097 |  | 83.9917 | 9.588 | 0 | 164.73 | 0
25.06. | 2 | 249.8635 |  | 83.9055 | 9.588 | 0 | 156.37 | 0
25.06. | 3 | 254.7352 |  | 83.6472 | 9.588 | 0 | 161.5 | 0
25.06. | 4 | 259.3556 |  | 86.7476 | 9.588 | 0 | 163.02 | 0
25.06. | 5 | 258.3017 |  | 86.8337 | 9.588 | 0 | 161.88 | 0
25.06. | 6 | 257.0428 |  | 86.1448 | 9.588 | 0 | 161.31 | 0
25.06. | 7 | 255.8521 |  | 85.7141 | 9.588 | 0 | 160.55 | 0
25.06. | 8 | 257.2354 |  | 85.1974 | 9.588 | 0 | 162.45 | 0
25.06. | 9 | 257.7042 |  | 84.3362 | 9.588 | 0 | 163.78 | 0
25.06. | 10 | 259.898 |  | 84.25 | 9.588 | 0 | 166.06 | 0
25.06. | 11 | 256.7035 |  | 83.9055 | 9.588 | 0 | 163.21 | 0
25.06. | 12 | 258.7935 |  | 83.9055 | 9.588 | 0 | 165.3 | 0
25.06. | 13 | 255.3078 |  | 82.6998 | 9.588 | 0 | 163.02 | 0
25.06. | 14 | 255.1533 |  | 82.3553 | 9.588 | 0 | 163.21 | 0
25.06. | 15 | 254.3578 |  | 82.6998 | 9.588 | 0 | 162.07 | 0
25.06. | 16 | 241.9368 |  | 83.3888 | 9.588 | 0 | 148.96 | 0
25.06. | 17 | 249.2252 |  | 83.6472 | 9.588 | 0 | 155.99 | 0
25.06. | 18 | 241.0895 |  | 71.3315 | 9.588 | 0 | 160.17 | 0
25.06. | 19 | 241.3532 |  | 69.6952 | 9.588 | 0 | 162.07 | 0
25.06. | 20 | 255.0797 |  | 83.9917 | 9.588 | 0 | 161.5 | 0
25.06. | 21 | 257.4609 |  | 84.8529 | 9.588 | 0 | 163.02 | 0
25.06. | 22 | 255.718 |  | 84.25 | 9.588 | 0 | 161.88 | 0
25.06. | 23 | 253.185 |  | 82.097 | 9.588 | 0 | 161.5 | 0
25.06. | 24 | 254.0488 |  | 82.0108 | 9.588 | 0 | 162.45 | 0
26.06. | 1 | 243.4353 |  | 72.5373 | 9.588 | 0 | 161.31 | 0
26.06. | 2 | 259.5128 |  | 86.1448 | 9.588 | 0 | 163.78 | 0
26.06. | 3 | 257.856 |  | 85.628 | 9.588 | 0 | 162.64 | 0
26.06. | 4 | 261.6606 |  | 90.1926 | 9.588 | 0 | 161.88 | 0
26.06. | 5 | 262.3877 |  | 89.5897 | 9.588 | 0 | 163.21 | 0
26.06. | 6 | 260.2089 |  | 90.4509 | 9.588 | 0 | 160.17 | 0
26.06. | 7 | 266.6104 |  | 92.8624 | 9.588 | 0 | 164.16 | 0
26.06. | 8 | 252.8865 |  | 77.6185 | 9.588 | 0 | 165.68 | 0
26.06. | 9 | 252.2331 |  | 76.5851 | 9.588 | 0 | 166.06 | 0
26.06. | 10 | 257.785 |  | 86.317 | 9.588 | 0 | 161.88 | 0
26.06. | 11 | 254.0205 |  | 85.9725 | 9.588 | 0 | 158.46 | 0
26.06. | 12 | 256.3991 |  | 87.7811 | 9.588 | 0 | 159.03 | 0
26.06. | 13 | 263.264 |  | 91.226 | 9.588 | 0 | 162.45 | 0
26.06. | 14 | 258.8106 |  | 90.1926 | 9.588 | 0 | 159.03 | 0
26.06. | 15 | 261.7138 |  | 89.6758 | 9.588 | 0 | 162.45 | 0
26.06. | 16 | 261.5061 |  | 89.8481 | 9.588 | 0 | 162.07 | 0
26.06. | 17 | 260.7638 |  | 89.6758 | 9.588 | 0 | 161.5 | 0
26.06. | 18 | 266.7879 |  | 91.1399 | 9.588 | 0 | 166.06 | 0
26.06. | 19 | 264.9918 |  | 91.0538 | 9.588 | 0 | 164.35 | 0
26.06. | 20 | 268.9259 |  | 92.5179 | 9.588 | 0 | 166.82 | 0
26.06. | 21 | 266.1495 |  | 90.8815 | 9.588 | 0 | 165.68 | 0
26.06. | 22 | 269.0981 |  | 92.6901 | 9.588 | 0 | 166.82 | 0
26.06. | 23 | 264.7157 |  | 90.9677 | 9.588 | 0 | 164.16 | 0
26.06. | 24 | 260.7585 |  | 91.5705 | 9.588 | 0 | 159.6 | 0
27.06. | 1 | 260.414 |  | 91.226 | 9.588 | 0 | 159.6 | 0
27.06. | 2 | 265.6959 |  | 92.5179 | 9.588 | 0 | 163.59 | 0
27.06. | 3 | 264.2114 |  | 92.1734 | 9.588 | 0 | 162.45 | 0
27.06. | 4 | 264.2824 |  | 91.4844 | 9.588 | 0 | 163.21 | 0
27.06. | 5 | 262.0557 |  | 90.9677 | 9.588 | 0 | 161.5 | 0
27.06. | 6 | 266.1318 |  | 91.0538 | 9.588 | 0 | 165.49 | 0
27.06. | 7 | 260.1583 |  | 90.0203 | 9.588 | 0 | 160.55 | 0
27.06. | 8 | 257.4352 |  | 87.8672 | 9.588 | 0 | 159.98 | 0
27.06. | 9 | 259.2944 |  | 90.1064 | 9.588 | 0 | 159.6 | 0
27.06. | 10 | 258.2077 |  | 89.5897 | 9.588 | 0 | 159.03 | 0
27.06. | 11 | 257.8783 |  | 90.0203 | 9.588 | 0 | 158.27 | 0
27.06. | 12 | 258.6738 |  | 89.6758 | 9.588 | 0 | 159.41 | 0
27.06. | 13 | 256.7054 |  | 89.4174 | 9.588 | 0 | 157.7 | 0
27.06. | 14 | 257.3793 |  | 89.3313 | 9.588 | 0 | 158.46 | 0
27.06. | 15 | 261.3871 |  | 89.1591 | 9.588 | 0 | 162.64 | 0
27.06. | 16 | 260.612 |  | 88.384 | 9.588 | 0 | 162.64 | 0
27.06. | 17 | 264.1687 |  | 88.9007 | 9.588 | 0 | 165.68 | 0
27.06. | 18 | 247.6402 |  | 75.9822 | 9.588 | 0 | 162.07 | 0
27.06. | 19 | 260.9183 |  | 90.0203 | 9.588 | 0 | 161.31 | 0
27.06. | 20 | 262.7269 |  | 91.8289 | 9.588 | 0 | 161.31 | 0
27.06. | 21 | 259.892 |  | 92.604 | 9.588 | 0 | 157.7 | 0
27.06. | 22 | 263.3955 |  | 93.6375 | 9.588 | 0 | 160.17 | 0
27.06. | 23 | 263.2312 |  | 90.6232 | 9.588 | 0 | 163.02 | 0
27.06. | 24 | 261.625 |  | 90.537 | 9.588 | 0 | 161.5 | 0
28.06. | 1 | 260.0163 |  | 91.3983 | 9.588 | 0 | 159.03 | 0
28.06. | 2 | 265.0806 |  | 90.1926 | 9.588 | 0 | 165.3 | 0
28.06. | 3 | 266.5295 |  | 90.8815 | 9.588 | 0 | 166.06 | 0
28.06. | 4 | 261.9189 |  | 90.4509 | 9.588 | 0 | 161.88 | 0
28.06. | 5 | 268.5281 |  | 92.6901 | 9.588 | 0 | 166.25 | 0
28.06. | 6 | 262.5014 |  | 92.1734 | 9.588 | 0 | 160.74 | 0
28.06. | 7 | 258.2077 |  | 89.5897 | 9.588 | 0 | 159.03 | 0
28.06. | 8 | 252.6852 |  | 87.8672 | 9.588 | 0 | 155.23 | 0
28.06. | 9 | 237.1369 |  | 76.4989 | 9.588 | 0 | 151.05 | 0
28.06. | 10 | 235.8451 |  | 75.2071 | 9.588 | 0 | 151.05 | 0
28.06. | 11 | 248.1509 |  | 84.8529 | 9.588 | 0 | 153.71 | 0
28.06. | 12 | 244.8775 |  | 88.0395 | 9.588 | 0 | 147.25 | 0
28.06. | 13 | 253.7897 |  | 88.2117 | 9.588 | 0 | 155.99 | 0
28.06. | 14 | 238.5859 |  | 77.1879 | 9.588 | 0 | 151.81 | 0
28.06. | 15 | 241.4628 |  | 86.1448 | 9.588 | 0 | 145.73 | 0
28.06. | 16 | 251.8346 |  | 83.2166 | 9.588 | 0 | 159.03 | 0
28.06. | 17 | 256.8376 |  | 85.3696 | 9.588 | 0 | 161.88 | 0
28.06. | 18 | 264.2752 |  | 87.8672 | 9.588 | 0 | 166.82 | 0
28.06. | 19 | 251.5531 |  | 85.0251 | 9.588 | 0 | 156.94 | 0
28.06. | 20 | 256.5589 |  | 86.2309 | 9.588 | 0 | 160.74 | 0
28.06. | 21 | 245.9997 |  | 88.2117 | 9.588 | 0 | 148.2 | 0
28.06. | 22 | 256.4017 |  | 86.8337 | 9.588 | 0 | 159.98 | 0
28.06. | 23 | 254.816 |  | 85.628 | 9.588 | 0 | 159.6 | 0
28.06. | 24 | 241.102 |  | 73.054 | 9.588 | 0 | 158.46 | 0
29.06. | 1 | 253.9042 |  | 84.3362 | 9.588 | 0 | 159.98 | 0
29.06. | 2 | 262.5626 |  | 88.8146 | 9.588 | 0 | 164.16 | 0
29.06. | 3 | 263.4416 |  | 89.5036 | 9.588 | 0 | 164.35 | 0
29.06. | 4 | 261.625 |  | 90.537 | 9.588 | 0 | 161.5 | 0
29.06. | 5 | 264.7663 |  | 91.3983 | 9.588 | 0 | 163.78 | 0
29.06. | 6 | 263.264 |  | 91.226 | 9.588 | 0 | 162.45 | 0
29.06. | 7 | 261.9038 |  | 89.6758 | 9.588 | 0 | 162.64 | 0
29.06. | 8 | 260.6422 |  | 89.9342 | 9.588 | 0 | 161.12 | 0
29.06. | 9 | 261.7973 |  | 90.7093 | 9.588 | 0 | 161.5 | 0
29.06. | 10 | 263.335 |  | 90.537 | 9.588 | 0 | 163.21 | 0
29.06. | 11 | 251.7616 |  | 78.3936 | 9.588 | 0 | 163.78 | 0
29.06. | 12 | 257.5648 |  | 84.7668 | 9.588 | 0 | 163.21 | 0
29.06. | 13 | 261.6454 |  | 89.4174 | 9.588 | 0 | 162.64 | 0
29.06. | 14 | 263.3706 |  | 90.1926 | 9.588 | 0 | 163.59 | 0
29.06. | 15 | 267.8444 |  | 90.1064 | 9.588 | 0 | 168.15 | 0
29.06. | 16 | 265.8254 |  | 89.4174 | 9.588 | 0 | 166.82 | 0
29.06. | 17 | 268.1889 |  | 90.4509 | 9.588 | 0 | 168.15 | 0
29.06. | 18 | 263.3173 |  | 90.7093 | 9.588 | 0 | 163.02 | 0
29.06. | 19 | 264.8195 |  | 90.8815 | 9.588 | 0 | 164.35 | 0
29.06. | 20 | 268.0646 |  | 91.6566 | 9.588 | 0 | 166.82 | 0
29.06. | 21 | 270.5169 |  | 91.8289 | 9.588 | 0 | 169.1 | 0
29.06. | 22 | 271.3781 |  | 92.6901 | 9.588 | 0 | 169.1 | 0
29.06. | 23 | 268.3257 |  | 90.9677 | 9.588 | 0 | 167.77 | 0
29.06. | 24 | 268.2724 |  | 91.4844 | 9.588 | 0 | 167.2 | 0
30.06. | 1 | 267.064 |  | 91.226 | 9.588 | 0 | 166.25 | 0
30.06. | 2 | 267.4769 |  | 91.8289 | 9.588 | 0 | 166.06 | 0
30.06. | 3 | 269.724 |  | 91.226 | 9.588 | 0 | 168.91 | 0
30.06. | 4 | 268.2724 |  | 91.4844 | 9.588 | 0 | 167.2 | 0
30.06. | 5 | 270.0383 |  | 90.0203 | 9.588 | 0 | 170.43 | 0
30.06. | 6 | 274.0559 |  | 92.5179 | 9.588 | 0 | 171.95 | 0
30.06. | 7 | 268.2191 |  | 92.0011 | 9.588 | 0 | 166.63 | 0
30.06. | 8 | 270.0685 |  | 91.5705 | 9.588 | 0 | 168.91 | 0
30.06. | 9 | 263.1424 |  | 91.4844 | 9.588 | 0 | 162.07 | 0
30.06. | 10 | 267.1475 |  | 92.2595 | 9.588 | 0 | 165.3 | 0
30.06. | 11 | 274.522 |  | 92.604 | 9.588 | 0 | 172.33 | 0
30.06. | 12 | 275.5253 |  | 92.0873 | 9.588 | 0 | 173.85 | 0
30.06. | 13 | 272.3663 |  | 91.3983 | 9.588 | 0 | 171.38 | 0
30.06. | 14 | 269.4913 |  | 87.9533 | 9.588 | 0 | 171.95 | 0
30.06. | 15 | 270.1679 |  | 86.9199 | 9.588 | 0 | 173.66 | 0
30.06. | 16 | 270.5044 |  | 90.1064 | 9.588 | 0 | 170.81 | 0
30.06. | 17 | 270.9324 |  | 91.4844 | 9.588 | 0 | 169.86 | 0
30.06. | 18 | 273.3518 |  | 91.0538 | 9.588 | 0 | 172.71 | 0
30.06. | 19 | 273.1085 |  | 91.5705 | 9.588 | 0 | 171.95 | 0
30.06. | 20 | 272.7285 |  | 91.5705 | 9.588 | 0 | 171.57 | 0
30.06. | 21 | 268.7412 |  | 90.6232 | 9.588 | 0 | 168.53 | 0
30.06. | 22 | 270.5195 |  | 90.8815 | 9.588 | 0 | 170.05 | 0
30.06. | 23 | 270.5754 |  | 89.4174 | 9.588 | 0 | 171.57 | 0
30.06. | 24 | 262.6461 |  | 89.8481 | 9.588 | 0 | 163.21 | 0
01.07. | 1 | 268.1383 |  | 90.0203 | 9.588 | 0 | 168.53 | 0
01.07. | 2 | 262.3344 |  | 90.1064 | 9.588 | 0 | 162.64 | 0
01.07. | 3 | 271.5228 |  | 90.3648 | 9.588 | 0 | 171.57 | 0
01.07. | 4 | 272.9389 |  | 90.4509 | 9.588 | 0 | 172.9 | 0
01.07. | 5 | 268.9516 |  | 89.5036 | 9.588 | 0 | 169.86 | 0
01.07. | 6 | 268.7918 |  | 91.0538 | 9.588 | 0 | 168.15 | 0
01.07. | 7 | 274.8159 |  | 92.5179 | 9.588 | 0 | 172.71 | 0
01.07. | 8 | 276.4753 |  | 92.0873 | 9.588 | 0 | 174.8 | 0
01.07. | 9 | 271.9685 |  | 91.5705 | 9.588 | 0 | 170.81 | 0
01.07. | 10 | 255.3539 |  | 78.5659 | 9.588 | 0 | 167.2 | 0
01.07. | 11 | 258.5839 |  | 78.5659 | 9.588 | 0 | 170.43 | 0
01.07. | 12 | 271.3506 |  | 90.1926 | 9.588 | 0 | 171.57 | 0
01.07. | 13 | 272.4524 |  | 91.4844 | 9.588 | 0 | 171.38 | 0
01.07. | 14 | 272.4853 |  | 92.0873 | 9.588 | 0 | 170.81 | 0
01.07. | 15 | 273.5036 |  | 92.3456 | 9.588 | 0 | 171.57 | 0
01.07. | 16 | 276.3385 |  | 91.5705 | 9.588 | 0 | 175.18 | 0
01.07. | 17 | 274.6969 |  | 91.8289 | 9.588 | 0 | 173.28 | 0
01.07. | 18 | 273.3695 |  | 90.8815 | 9.588 | 0 | 172.9 | 0
01.07. | 19 | 274.094 |  | 91.226 | 9.588 | 0 | 173.28 | 0
01.07. | 20 | 276.2826 |  | 93.0346 | 9.588 | 0 | 173.66 | 0
01.07. | 21 | 274.0532 |  | 93.4652 | 9.588 | 0 | 171 | 0
01.07. | 22 | 275.6771 |  | 93.3791 | 9.588 | 0 | 172.71 | 0
01.07. | 23 | 273.3669 |  | 91.8289 | 9.588 | 0 | 171.95 | 0
01.07. | 24 | 273.5746 |  | 91.6566 | 9.588 | 0 | 172.33 | 0
02.07. | 1 | 274.0053 |  | 92.0873 | 9.588 | 0 | 172.33 | 0
02.07. | 2 | 268.8753 |  | 92.0873 | 9.588 | 0 | 167.2 | 0
02.07. | 3 | 259.9124 |  | 91.4844 | 9.588 | 0 | 158.84 | 0
02.07. | 4 | 265.3363 |  | 91.3983 | 9.588 | 0 | 164.35 | 0
02.07. | 5 | 266.4177 |  | 93.8097 | 9.588 | 0 | 163.02 | 0
02.07. | 6 | 267.7477 |  | 93.8097 | 9.588 | 0 | 164.35 | 0
02.07. | 7 | 269.2526 |  | 93.0346 | 9.588 | 0 | 166.63 | 0
02.07. | 8 | 269.8075 |  | 92.2595 | 9.588 | 0 | 167.96 | 0
02.07. | 9 | 276.7336 |  | 92.3456 | 9.588 | 0 | 174.8 | 0
02.07. | 10 | 276.0269 |  | 91.8289 | 9.588 | 0 | 174.61 | 0
02.07. | 11 | 274.6943 |  | 92.7763 | 9.588 | 0 | 172.33 | 0
02.07. | 12 | 260.5126 |  | 93.0346 | 9.588 | 0 | 157.89 | 0
02.07. | 13 | 270.2053 |  | 92.0873 | 9.588 | 0 | 168.53 | 0
02.07. | 14 | 274.8691 |  | 92.0011 | 9.588 | 0 | 173.28 | 0
02.07. | 15 | 271.6773 |  | 90.7093 | 9.588 | 0 | 171.38 | 0
02.07. | 16 | 272.9718 |  | 91.0538 | 9.588 | 0 | 172.33 | 0
02.07. | 17 | 270.6385 |  | 91.5705 | 9.588 | 0 | 169.48 | 0
02.07. | 18 | 272.6246 |  | 91.6566 | 9.588 | 0 | 171.38 | 0
02.07. | 19 | 268.6195 |  | 90.8815 | 9.588 | 0 | 168.15 | 0
02.07. | 20 | 267.3375 |  | 92.2595 | 9.588 | 0 | 165.49 | 0
02.07. | 21 | 274.7777 |  | 93.8097 | 9.588 | 0 | 171.38 | 0
02.07. | 22 | 271.2946 |  | 91.6566 | 9.588 | 0 | 170.05 | 0
02.07. | 23 | 270.0357 |  | 90.9677 | 9.588 | 0 | 169.48 | 0
02.07. | 24 | 270.3446 |  | 91.6566 | 9.588 | 0 | 169.1 | 0
03.07. | 1 | 265.4908 |  | 91.7428 | 9.588 | 0 | 164.16 | 0
03.07. | 2 | 269.5491 |  | 92.0011 | 9.588 | 0 | 167.96 | 0
03.07. | 3 | 269.1336 |  | 92.3456 | 9.588 | 0 | 167.2 | 0
03.07. | 4 | 268.6169 |  | 91.8289 | 9.588 | 0 | 167.2 | 0
03.07. | 5 | 273.0677 |  | 93.8097 | 9.588 | 0 | 169.67 | 0
03.07. | 6 | 270.3926 |  | 93.0346 | 9.588 | 0 | 167.77 | 0
03.07. | 7 | 269.6175 |  | 92.2595 | 9.588 | 0 | 167.77 | 0
03.07. | 8 | 265.3514 |  | 92.1734 | 9.588 | 0 | 163.59 | 0
03.07. | 9 | 265.734 |  | 91.226 | 9.588 | 0 | 164.92 | 0
03.07. | 10 | 263.834 |  | 91.226 | 9.588 | 0 | 163.02 | 0
03.07. | 11 | 262.6408 |  | 91.7428 | 9.588 | 0 | 161.31 | 0
03.07. | 12 | 263.5553 |  | 92.0873 | 9.588 | 0 | 161.88 | 0
03.07. | 13 | 263.1779 |  | 91.1399 | 9.588 | 0 | 162.45 | 0
03.07. | 14 | 263.5428 |  | 90.3648 | 9.588 | 0 | 163.59 | 0
03.07. | 15 | 269.2224 |  | 91.4844 | 9.588 | 0 | 168.15 | 0
03.07. | 16 | 267.4112 |  | 90.6232 | 9.588 | 0 | 167.2 | 0
03.07. | 17 | 269.914 |  | 91.226 | 9.588 | 0 | 169.1 | 0
03.07. | 18 | 268.4295 |  | 90.8815 | 9.588 | 0 | 167.96 | 0
03.07. | 19 | 268.0469 |  | 91.8289 | 9.588 | 0 | 166.63 | 0
03.07. | 20 | 268.9081 |  | 92.6901 | 9.588 | 0 | 166.63 | 0
03.07. | 21 | 271.3249 |  | 93.2069 | 9.588 | 0 | 168.53 | 0
03.07. | 22 | 274.5318 |  | 95.2738 | 9.588 | 0 | 169.67 | 0
03.07. | 23 | 270.5826 |  | 93.0346 | 9.588 | 0 | 167.96 | 0
03.07. | 24 | 266.4381 |  | 92.6901 | 9.588 | 0 | 164.16 | 0
04.07. | 1 | 266.471 |  | 93.293 | 9.588 | 0 | 163.59 | 0
04.07. | 2 | 265.8655 |  | 93.6375 | 9.588 | 0 | 162.64 | 0
04.07. | 3 | 267.35 |  | 93.982 | 9.588 | 0 | 163.78 | 0
04.07. | 4 | 271.981 |  | 93.293 | 9.588 | 0 | 169.1 | 0
04.07. | 5 | 273.9467 |  | 94.4987 | 9.588 | 0 | 169.86 | 0
04.07. | 6 | 273.8606 |  | 94.4126 | 9.588 | 0 | 169.86 | 0
04.07. | 7 | 272.1355 |  | 93.6375 | 9.588 | 0 | 168.91 | 0
04.07. | 8 | 273.8632 |  | 93.4652 | 9.588 | 0 | 170.81 | 0
04.07. | 9 | 269.0449 |  | 93.2069 | 9.588 | 0 | 166.25 | 0
04.07. | 10 | 271.3373 |  | 94.9293 | 9.588 | 0 | 166.82 | 0
04.07. | 11 | 272.8751 |  | 94.7571 | 9.588 | 0 | 168.53 | 0
04.07. | 12 | 262.1418 |  | 91.0538 | 9.588 | 0 | 161.5 | 0
04.07. | 13 | 268.1784 |  | 94.2404 | 9.588 | 0 | 164.35 | 0
04.07. | 14 | 265.2022 |  | 89.9342 | 9.588 | 0 | 165.68 | 0
04.07. | 15 | 267.1653 |  | 92.0873 | 9.588 | 0 | 165.49 | 0
04.07. | 16 | 253.9363 |  | 91.3983 | 9.588 | 0 | 152.95 | 0
04.07. | 17 | 268.2671 |  | 93.3791 | 9.588 | 0 | 165.3 | 0
04.07. | 18 | 272.7436 |  | 92.3456 | 9.588 | 0 | 170.81 | 0
04.07. | 19 | 268.1508 |  | 91.7428 | 9.588 | 0 | 166.82 | 0
04.07. | 20 | 269.3591 |  | 92.0011 | 9.588 | 0 | 167.77 | 0
04.07. | 21 | 264.0036 |  | 92.3456 | 9.588 | 0 | 162.07 | 0
04.07. | 22 | 270.7753 |  | 92.0873 | 9.588 | 0 | 169.1 | 0
04.07. | 23 | 269.5189 |  | 90.4509 | 9.588 | 0 | 169.48 | 0
04.07. | 24 | 269.3112 |  | 90.6232 | 9.588 | 0 | 169.1 | 0
05.07. | 1 | 271.7812 |  | 90.6232 | 9.588 | 0 | 171.57 | 0
05.07. | 2 | 273.6253 |  | 92.0873 | 9.588 | 0 | 171.95 | 0
05.07. | 3 | 268.1863 |  | 91.3983 | 9.588 | 0 | 167.2 | 0
05.07. | 4 | 267.8418 |  | 91.0538 | 9.588 | 0 | 167.2 | 0
05.07. | 5 | 271.53 |  | 93.982 | 9.588 | 0 | 167.96 | 0
05.07. | 6 | 268.7839 |  | 93.8959 | 9.588 | 0 | 165.3 | 0
05.07. | 7 | 273.7771 |  | 93.3791 | 9.588 | 0 | 170.81 | 0
05.07. | 8 | 272.0546 |  | 91.6566 | 9.588 | 0 | 170.81 | 0
05.07. | 9 | 274.3169 |  | 91.8289 | 9.588 | 0 | 172.9 | 0
05.07. | 10 | 273.3518 |  | 91.0538 | 9.588 | 0 | 172.71 | 0
05.07. | 11 | 273.1973 |  | 90.7093 | 9.588 | 0 | 172.9 | 0
05.07. | 12 | 272.0244 |  | 90.1064 | 9.588 | 0 | 172.33 | 0
05.07. | 13 | 269.8812 |  | 90.6232 | 9.588 | 0 | 169.67 | 0
05.07. | 14 | 264.0444 |  | 90.1064 | 9.588 | 0 | 164.35 | 0
05.07. | 15 | 268.0673 |  | 90.7093 | 9.588 | 0 | 167.77 | 0
05.07. | 16 | 266.0128 |  | 90.3648 | 9.588 | 0 | 166.06 | 0
05.07. | 17 | 267.0187 |  | 88.9007 | 9.588 | 0 | 168.53 | 0
05.07. | 18 | 266.8944 |  | 90.1064 | 9.588 | 0 | 167.2 | 0
05.07. | 19 | 267.4112 |  | 90.6232 | 9.588 | 0 | 167.2 | 0
05.07. | 20 | 272.7285 |  | 91.5705 | 9.588 | 0 | 171.57 | 0
05.07. | 21 | 262.1924 |  | 91.4844 | 9.588 | 0 | 161.12 | 0
05.07. | 22 | 266.0989 |  | 90.4509 | 9.588 | 0 | 166.06 | 0
05.07. | 23 | 264.5993 |  | 89.3313 | 9.588 | 0 | 165.68 | 0
05.07. | 24 | 262.6283 |  | 90.0203 | 9.588 | 0 | 163.02 | 0
06.07. | 1 | 261.5922 |  | 89.9342 | 9.588 | 0 | 162.07 | 0
06.07. | 2 | 264.5816 |  | 89.5036 | 9.588 | 0 | 165.49 | 0
06.07. | 3 | 260.5561 |  | 89.8481 | 9.588 | 0 | 161.12 | 0
06.07. | 4 | 260.0748 |  | 88.9868 | 9.588 | 0 | 161.5 | 0
06.07. | 5 | 257.5081 |  | 92.6901 | 9.588 | 0 | 155.23 | 0
06.07. | 6 | 264.2646 |  | 91.6566 | 9.588 | 0 | 163.02 | 0
06.07. | 7 | 265.5946 |  | 91.6566 | 9.588 | 0 | 164.35 | 0
06.07. | 8 | 265.3895 |  | 90.8815 | 9.588 | 0 | 164.92 | 0
06.07. | 9 | 265.9924 |  | 91.4844 | 9.588 | 0 | 164.92 | 0
06.07. | 10 | 266.7728 |  | 90.3648 | 9.588 | 0 | 166.82 | 0
06.07. | 11 | 265.5618 |  | 91.0538 | 9.588 | 0 | 164.92 | 0
06.07. | 12 | 266.8057 |  | 90.9677 | 9.588 | 0 | 166.25 | 0
06.07. | 13 | 265.0246 |  | 91.6566 | 9.588 | 0 | 163.78 | 0
06.07. | 14 | 265.7544 |  | 90.1064 | 9.588 | 0 | 166.06 | 0
06.07. | 15 | 268.4828 |  | 90.3648 | 9.588 | 0 | 168.53 | 0
06.07. | 16 | 267.7557 |  | 90.9677 | 9.588 | 0 | 167.2 | 0
06.07. | 17 | 269.3795 |  | 90.8815 | 9.588 | 0 | 168.91 | 0
06.07. | 18 | 269.225 |  | 90.537 | 9.588 | 0 | 169.1 | 0
06.07. | 19 | 271.624 |  | 91.226 | 9.588 | 0 | 170.81 | 0
06.07. | 20 | 270.9146 |  | 91.6566 | 9.588 | 0 | 169.67 | 0
06.07. | 21 | 269.6353 |  | 92.0873 | 9.588 | 0 | 167.96 | 0
06.07. | 22 | 271.6214 |  | 92.1734 | 9.588 | 0 | 169.86 | 0
06.07. | 23 | 272.3308 |  | 91.7428 | 9.588 | 0 | 171 | 0
06.07. | 24 | 268.5814 |  | 92.1734 | 9.588 | 0 | 166.82 | 0
07.07. | 1 | 269.8075 |  | 92.2595 | 9.588 | 0 | 167.96 | 0
07.07. | 2 | 269.1185 |  | 91.5705 | 9.588 | 0 | 167.96 | 0
07.07. | 3 | 268.964 |  | 91.226 | 9.588 | 0 | 168.15 | 0
07.07. | 4 | 269.6175 |  | 92.2595 | 9.588 | 0 | 167.77 | 0
07.07. | 5 | 270.2079 |  | 91.1399 | 9.588 | 0 | 169.48 | 0
07.07. | 6 | 269.4577 |  | 93.8097 | 9.588 | 0 | 166.06 | 0
07.07. | 7 | 263.4691 |  | 92.0011 | 9.588 | 0 | 161.88 | 0
07.07. | 8 | 258.1348 |  | 84.7668 | 9.588 | 0 | 163.78 | 0
07.07. | 9 | 254.8364 |  | 84.5084 | 9.588 | 0 | 160.74 | 0
07.07. | 10 | 252.4525 |  | 84.5945 | 9.588 | 0 | 158.27 | 0
07.07. | 11 | 258.9125 |  | 84.5945 | 9.588 | 0 | 164.73 | 0
07.07. | 12 | 219.5959 |  | 47.3679 | 9.588 | 0 | 162.64 | 0
07.07. | 13 | 209.8553 |  | 46.9373 | 9.588 | 0 | 153.33 | 0
07.07. | 14 | 257.5142 |  | 84.3362 | 9.588 | 0 | 163.59 | 0
07.07. | 15 | 259.3458 |  | 84.0778 | 9.588 | 0 | 165.68 | 0
07.07. | 16 | 259.6397 |  | 83.9917 | 9.588 | 0 | 166.06 | 0
07.07. | 17 | 258.7784 |  | 83.1304 | 9.588 | 0 | 166.06 | 0
07.07. | 18 | 262.4897 |  | 83.9917 | 9.588 | 0 | 168.91 | 0
07.07. | 19 | 260.0019 |  | 84.1639 | 9.588 | 0 | 166.25 | 0
07.07. | 20 | 264.268 |  | 84.25 | 9.588 | 0 | 170.43 | 0
07.07. | 21 | 262.5909 |  | 84.8529 | 9.588 | 0 | 168.15 | 0
07.07. | 22 | 253.5064 |  | 84.5084 | 9.588 | 0 | 159.41 | 0
07.07. | 23 | 253.8233 |  | 82.3553 | 9.588 | 0 | 161.88 | 0
07.07. | 24 | 256.4984 |  | 83.1304 | 9.588 | 0 | 163.78 | 0
08.07. | 1 | 257.7246 |  | 83.2166 | 9.588 | 0 | 164.92 | 0
08.07. | 2 | 256.0146 |  | 83.2166 | 9.588 | 0 | 163.21 | 0
08.07. | 3 | 254.7023 |  | 83.0443 | 9.588 | 0 | 162.07 | 0
08.07. | 4 | 256.6529 |  | 83.4749 | 9.588 | 0 | 163.59 | 0
08.07. | 5 | 254.5452 |  | 83.6472 | 9.588 | 0 | 161.31 | 0
08.07. | 6 | 255.4544 |  | 85.8864 | 9.588 | 0 | 159.98 | 0
08.07. | 7 | 258.1828 |  | 86.1448 | 9.588 | 0 | 162.45 | 0
08.07. | 8 | 261.0709 |  | 84.8529 | 9.588 | 0 | 166.63 | 0
08.07. | 9 | 262.5758 |  | 84.0778 | 9.588 | 0 | 168.91 | 0
08.07. | 10 | 259.4523 |  | 83.0443 | 9.588 | 0 | 166.82 | 0
08.07. | 11 | 257.2078 |  | 82.6998 | 9.588 | 0 | 164.92 | 0
08.07. | 12 | 255.8094 |  | 82.4414 | 9.588 | 0 | 163.78 | 0
08.07. | 13 | 255.9817 |  | 82.6137 | 9.588 | 0 | 163.78 | 0
08.07. | 14 | 259.6601 |  | 82.8721 | 9.588 | 0 | 167.2 | 0
08.07. | 15 | 254.7556 |  | 82.5276 | 9.588 | 0 | 162.64 | 0
08.07. | 16 | 258.2466 |  | 81.8386 | 9.588 | 0 | 166.82 | 0
08.07. | 17 | 259.3537 |  | 81.2357 | 9.588 | 0 | 168.53 | 0
08.07. | 18 | 254.586 |  | 81.408 | 9.588 | 0 | 163.59 | 0
08.07. | 19 | 255.1888 |  | 82.0108 | 9.588 | 0 | 163.59 | 0
08.07. | 20 | 258.3984 |  | 83.1304 | 9.588 | 0 | 165.68 | 0
08.07. | 21 | 260.8658 |  | 84.0778 | 9.588 | 0 | 167.2 | 0
08.07. | 22 | 260.7468 |  | 83.3888 | 9.588 | 0 | 167.77 | 0
08.07. | 23 | 256.3084 |  | 83.1304 | 9.588 | 0 | 163.59 | 0
08.07. | 24 | 259.6929 |  | 83.4749 | 9.588 | 0 | 166.63 | 0
09.07. | 1 | 257.309 |  | 83.561 | 9.588 | 0 | 164.16 | 0
09.07. | 2 | 257.0835 |  | 83.9055 | 9.588 | 0 | 163.59 | 0
09.07. | 3 | 257.3419 |  | 84.1639 | 9.588 | 0 | 163.59 | 0
09.07. | 4 | 256.2019 |  | 84.1639 | 9.588 | 0 | 162.45 | 0
09.07. | 5 | 254.6056 |  | 86.7476 | 9.588 | 0 | 158.27 | 0
09.07. | 6 | 262.6717 |  | 86.8337 | 9.588 | 0 | 166.25 | 0
09.07. | 7 | 264.3817 |  | 86.8337 | 9.588 | 0 | 167.96 | 0
09.07. | 8 | 267.285 |  | 86.317 | 9.588 | 0 | 171.38 | 0
09.07. | 9 | 268.1009 |  | 84.8529 | 9.588 | 0 | 173.66 | 0
09.07. | 10 | 272.5846 |  | 87.4366 | 9.588 | 0 | 175.56 | 0
09.07. | 11 | 272.3387 |  | 88.9007 | 9.588 | 0 | 173.85 | 0
09.07. | 12 | 272.7693 |  | 89.3313 | 9.588 | 0 | 173.85 | 0
09.07. | 13 | 266.2916 |  | 89.5036 | 9.588 | 0 | 167.2 | 0
09.07. | 14 | 267.8293 |  | 89.3313 | 9.588 | 0 | 168.91 | 0
09.07. | 15 | 271.5583 |  | 90.0203 | 9.588 | 0 | 171.95 | 0
09.07. | 16 | 272.8022 |  | 89.9342 | 9.588 | 0 | 173.28 | 0
09.07. | 17 | 266.4309 |  | 89.0729 | 9.588 | 0 | 167.77 | 0
09.07. | 18 | 267.7965 |  | 88.7285 | 9.588 | 0 | 169.48 | 0
09.07. | 19 | 266.4158 |  | 88.2978 | 9.588 | 0 | 168.53 | 0
09.07. | 20 | 268.5893 |  | 89.3313 | 9.588 | 0 | 169.67 | 0
09.07. | 21 | 271.5912 |  | 90.6232 | 9.588 | 0 | 171.38 | 0
09.07. | 22 | 271.0389 |  | 90.4509 | 9.588 | 0 | 171 | 0
09.07. | 23 | 267.2389 |  | 90.4509 | 9.588 | 0 | 167.2 | 0
09.07. | 24 | 255.4944 |  | 90.1064 | 9.588 | 0 | 155.8 | 0
10.07. | 1 | 256.115 |  | 90.537 | 9.588 | 0 | 155.99 | 0
10.07. | 2 | 252.7306 |  | 90.1926 | 9.588 | 0 | 152.95 | 0
10.07. | 3 | 258.8638 |  | 89.6758 | 9.588 | 0 | 159.6 | 0
10.07. | 4 | 257.9316 |  | 89.5036 | 9.588 | 0 | 158.84 | 0
10.07. | 5 | 264.1785 |  | 91.5705 | 9.588 | 0 | 163.02 | 0
10.07. | 6 | 253.9752 |  | 83.6472 | 9.588 | 0 | 160.74 | 0
10.07. | 7 | 262.4765 |  | 88.7285 | 9.588 | 0 | 164.16 | 0
10.07. | 8 | 255.2361 |  | 89.8481 | 9.588 | 0 | 155.8 | 0
10.07. | 9 | 261.5948 |  | 88.9868 | 9.588 | 0 | 163.02 | 0
10.07. | 10 | 255.8948 |  | 88.9868 | 9.588 | 0 | 157.32 | 0
10.07. | 11 | 243.5924 |  | 71.9344 | 9.588 | 0 | 162.07 | 0
10.07. | 12 | 255.9515 |  | 81.0635 | 9.588 | 0 | 165.3 | 0
10.07. | 13 | 247.4317 |  | 82.6137 | 9.588 | 0 | 155.23 | 0
10.07. | 14 | 260.5587 |  | 88.9007 | 9.588 | 0 | 162.07 | 0
10.07. | 15 | 261.1971 |  | 89.1591 | 9.588 | 0 | 162.45 | 0
10.07. | 16 | 257.7113 |  | 87.9533 | 9.588 | 0 | 160.17 | 0
10.07. | 17 | 258.8362 |  | 87.1782 | 9.588 | 0 | 162.07 | 0
10.07. | 18 | 256.0875 |  | 88.0395 | 9.588 | 0 | 158.46 | 0
10.07. | 19 | 264.2246 |  | 87.4366 | 9.588 | 0 | 167.2 | 0
10.07. | 20 | 264.0497 |  | 88.2117 | 9.588 | 0 | 166.25 | 0
10.07. | 21 | 257.952 |  | 88.384 | 9.588 | 0 | 159.98 | 0
10.07. | 22 | 260.2879 |  | 86.9199 | 9.588 | 0 | 163.78 | 0
10.07. | 23 | 264.8656 |  | 86.7476 | 9.588 | 0 | 168.53 | 0
10.07. | 24 | 263.2213 |  | 87.9533 | 9.588 | 0 | 165.68 | 0
11.07. | 1 | 261.4075 |  | 88.0395 | 9.588 | 0 | 163.78 | 0
11.07. | 2 | 255.8087 |  | 88.9007 | 9.588 | 0 | 157.32 | 0
11.07. | 3 | 265.3416 |  | 89.5036 | 9.588 | 0 | 166.25 | 0
11.07. | 4 | 263.3226 |  | 88.8146 | 9.588 | 0 | 164.92 | 0
11.07. | 5 | 265.9391 |  | 92.0011 | 9.588 | 0 | 164.35 | 0
11.07. | 6 | 265.2173 |  | 90.7093 | 9.588 | 0 | 164.92 | 0
11.07. | 7 | 267.9279 |  | 91.1399 | 9.588 | 0 | 167.2 | 0
11.07. | 8 | 259.535 |  | 90.537 | 9.588 | 0 | 159.41 | 0
11.07. | 9 | 264.9793 |  | 89.3313 | 9.588 | 0 | 166.06 | 0
11.07. | 10 | 262.5271 |  | 89.1591 | 9.588 | 0 | 163.78 | 0
11.07. | 11 | 260.3865 |  | 88.7285 | 9.588 | 0 | 162.07 | 0
11.07. | 12 | 261.1971 |  | 89.1591 | 9.588 | 0 | 162.45 | 0
11.07. | 13 | 265.1516 |  | 89.5036 | 9.588 | 0 | 166.06 | 0
11.07. | 14 | 266.2916 |  | 89.5036 | 9.588 | 0 | 167.2 | 0
11.07. | 15 | 263.9609 |  | 89.0729 | 9.588 | 0 | 165.3 | 0
11.07. | 16 | 267.3277 |  | 89.5897 | 9.588 | 0 | 168.15 | 0
11.07. | 17 | 265.7748 |  | 88.9868 | 9.588 | 0 | 167.2 | 0
11.07. | 18 | 267.7228 |  | 90.3648 | 9.588 | 0 | 167.77 | 0
11.07. | 19 | 264.6828 |  | 90.3648 | 9.588 | 0 | 164.73 | 0
11.07. | 20 | 262.694 |  | 91.226 | 9.588 | 0 | 161.88 | 0
11.07. | 21 | 271.3453 |  | 92.0873 | 9.588 | 0 | 169.67 | 0
11.07. | 22 | 266.9273 |  | 90.7093 | 9.588 | 0 | 166.63 | 0
11.07. | 23 | 264.8728 |  | 90.3648 | 9.588 | 0 | 164.92 | 0
11.07. | 24 | 267.2718 |  | 91.0538 | 9.588 | 0 | 166.63 | 0
12.07. | 1 | 268.6195 |  | 90.8815 | 9.588 | 0 | 168.15 | 0
12.07. | 2 | 264.1457 |  | 90.9677 | 9.588 | 0 | 163.59 | 0
12.07. | 3 | 264.0773 |  | 90.7093 | 9.588 | 0 | 163.78 | 0
12.07. | 4 | 263.715 |  | 90.537 | 9.588 | 0 | 163.59 | 0
12.07. | 5 | 263.4843 |  | 92.7763 | 9.588 | 0 | 161.12 | 0
12.07. | 6 | 266.6814 |  | 92.1734 | 9.588 | 0 | 164.92 | 0
12.07. | 7 | 265.1463 |  | 91.3983 | 9.588 | 0 | 164.16 | 0
12.07. | 8 | 268.1028 |  | 90.3648 | 9.588 | 0 | 168.15 | 0
12.07. | 9 | 261.0373 |  | 90.7093 | 9.588 | 0 | 160.74 | 0
12.07. | 10 | 266.7222 |  | 89.9342 | 9.588 | 0 | 167.2 | 0
12.07. | 11 | 265.8583 |  | 90.0203 | 9.588 | 0 | 166.25 | 0
12.07. | 12 | 267.4618 |  | 91.0538 | 9.588 | 0 | 166.82 | 0
12.07. | 13 | 263.1175 |  | 88.0395 | 9.588 | 0 | 165.49 | 0
12.07. | 14 | 262.4285 |  | 87.3505 | 9.588 | 0 | 165.49 | 0
12.07. | 15 | 263.2213 |  | 87.9533 | 9.588 | 0 | 165.68 | 0
12.07. | 16 | 263.2746 |  | 87.4366 | 9.588 | 0 | 166.25 | 0
12.07. | 17 | 261.9446 |  | 87.4366 | 9.588 | 0 | 164.92 | 0
12.07. | 18 | 258.2307 |  | 87.5227 | 9.588 | 0 | 161.12 | 0
12.07. | 19 | 266.0207 |  | 87.5227 | 9.588 | 0 | 168.91 | 0
12.07. | 20 | 260.5791 |  | 87.7811 | 9.588 | 0 | 163.21 | 0
12.07. | 21 | 254.1217 |  | 86.8337 | 9.588 | 0 | 157.7 | 0
12.07. | 22 | 251.7024 |  | 87.2644 | 9.588 | 0 | 154.85 | 0
12.07. | 23 | 251.9279 |  | 86.9199 | 9.588 | 0 | 155.42 | 0
12.07. | 24 | 257.1946 |  | 87.4366 | 9.588 | 0 | 160.17 | 0
13.07. | 1 | 255.7305 |  | 85.9725 | 9.588 | 0 | 160.17 | 0
13.07. | 2 | 262.654 |  | 87.006 | 9.588 | 0 | 166.06 | 0
13.07. | 3 | 260.0446 |  | 87.4366 | 9.588 | 0 | 163.02 | 0
13.07. | 4 | 256.645 |  | 86.317 | 9.588 | 0 | 160.74 | 0
13.07. | 5 | 255.7785 |  | 87.3505 | 9.588 | 0 | 158.84 | 0
13.07. | 6 | 255.2893 |  | 89.3313 | 9.588 | 0 | 156.37 | 0
13.07. | 7 | 255.102 |  | 88.384 | 9.588 | 0 | 157.13 | 0
13.07. | 8 | 257.7797 |  | 88.2117 | 9.588 | 0 | 159.98 | 0
13.07. | 9 | 254.7397 |  | 88.2117 | 9.588 | 0 | 156.94 | 0
13.07. | 10 | 251.6793 |  | 89.3313 | 9.588 | 0 | 152.76 | 0
13.07. | 11 | 256.6193 |  | 89.3313 | 9.588 | 0 | 157.7 | 0
13.07. | 12 | 257.3412 |  | 90.6232 | 9.588 | 0 | 157.13 | 0
13.07. | 13 | 243.385 |  | 90.537 | 9.588 | 0 | 143.26 | 0
13.07. | 14 | 247.2889 |  | 90.4509 | 9.588 | 0 | 147.25 | 0
13.07. | 15 | 248.4822 |  | 89.9342 | 9.588 | 0 | 148.96 | 0
13.07. | 16 | 250.0022 |  | 89.9342 | 9.588 | 0 | 150.48 | 0
13.07. | 17 | 249.3993 |  | 89.3313 | 9.588 | 0 | 150.48 | 0
13.07. | 18 | 252.0238 |  | 89.6758 | 9.588 | 0 | 152.76 | 0
13.07. | 19 | 259.4995 |  | 90.8815 | 9.588 | 0 | 159.03 | 0
13.07. | 20 | 266.9273 |  | 90.7093 | 9.588 | 0 | 166.63 | 0
13.07. | 21 | 266.5828 |  | 90.3648 | 9.588 | 0 | 166.63 | 0
13.07. | 22 | 271.031 |  | 93.293 | 9.588 | 0 | 168.15 | 0
13.07. | 23 | 267.0969 |  | 91.8289 | 9.588 | 0 | 165.68 | 0
13.07. | 24 | 266.8918 |  | 91.0538 | 9.588 | 0 | 166.25 | 0
14.07. | 1 | 268.014 |  | 91.226 | 9.588 | 0 | 167.2 | 0
14.07. | 2 | 268.5308 |  | 91.7428 | 9.588 | 0 | 167.2 | 0
14.07. | 3 | 259.2412 |  | 90.6232 | 9.588 | 0 | 159.03 | 0
14.07. | 4 | 260.2418 |  | 91.0538 | 9.588 | 0 | 159.6 | 0
14.07. | 5 | 261.9695 |  | 90.8815 | 9.588 | 0 | 161.5 | 0
14.07. | 6 | 264.7281 |  | 92.6901 | 9.588 | 0 | 162.45 | 0
14.07. | 7 | 266.0253 |  | 92.0873 | 9.588 | 0 | 164.35 | 0
14.07. | 8 | 264.9918 |  | 91.0538 | 9.588 | 0 | 164.35 | 0
14.07. | 9 | 266.114 |  | 91.226 | 9.588 | 0 | 165.3 | 0
14.07. | 10 | 266.2863 |  | 91.3983 | 9.588 | 0 | 165.3 | 0
14.07. | 11 | 266.3244 |  | 90.1064 | 9.588 | 0 | 166.63 | 0
14.07. | 12 | 270.5222 |  | 89.9342 | 9.588 | 0 | 171 | 0
14.07. | 13 | 271.8824 |  | 91.4844 | 9.588 | 0 | 170.81 | 0
14.07. | 14 | 268.5689 |  | 90.4509 | 9.588 | 0 | 168.53 | 0
14.07. | 15 | 271.7279 |  | 91.1399 | 9.588 | 0 | 171 | 0
14.07. | 16 | 264.8728 |  | 90.3648 | 9.588 | 0 | 164.92 | 0
14.07. | 17 | 266.9654 |  | 89.4174 | 9.588 | 0 | 167.96 | 0
14.07. | 18 | 267.325 |  | 90.537 | 9.588 | 0 | 167.2 | 0
14.07. | 19 | 266.375 |  | 90.537 | 9.588 | 0 | 166.25 | 0
14.07. | 20 | 268.0646 |  | 91.6566 | 9.588 | 0 | 166.82 | 0
14.07. | 21 | 264.8195 |  | 90.8815 | 9.588 | 0 | 164.35 | 0
14.07. | 22 | 262.7118 |  | 91.0538 | 9.588 | 0 | 162.07 | 0
14.07. | 23 | 259.0565 |  | 88.7285 | 9.588 | 0 | 160.74 | 0
14.07. | 24 | 260.5916 |  | 89.5036 | 9.588 | 0 | 161.5 | 0
15.07. | 1 | 261.1438 |  | 89.6758 | 9.588 | 0 | 161.88 | 0
15.07. | 2 | 261.5744 |  | 90.1064 | 9.588 | 0 | 161.88 | 0
15.07. | 3 | 257.7771 |  | 89.1591 | 9.588 | 0 | 159.03 | 0
15.07. | 4 | 258.3622 |  | 89.9342 | 9.588 | 0 | 158.84 | 0
15.07. | 5 | 259.5324 |  | 91.4844 | 9.588 | 0 | 158.46 | 0
15.07. | 6 | 260.0491 |  | 92.0011 | 9.588 | 0 | 158.46 | 0
15.07. | 7 | 261.8124 |  | 91.4844 | 9.588 | 0 | 160.74 | 0
15.07. | 8 | 261.8506 |  | 90.1926 | 9.588 | 0 | 162.07 | 0
15.07. | 9 | 263.5961 |  | 89.8481 | 9.588 | 0 | 164.16 | 0
15.07. | 10 | 265.8583 |  | 90.0203 | 9.588 | 0 | 166.25 | 0
15.07. | 11 | 266.7222 |  | 89.9342 | 9.588 | 0 | 167.2 | 0
15.07. | 12 | 262.4765 |  | 88.7285 | 9.588 | 0 | 164.16 | 0
15.07. | 13 | 265.6683 |  | 90.0203 | 9.588 | 0 | 166.06 | 0
15.07. | 14 | 264.4954 |  | 89.4174 | 9.588 | 0 | 165.49 | 0
15.07. | 15 | 268.5893 |  | 89.3313 | 9.588 | 0 | 169.67 | 0
15.07. | 16 | 264.4244 |  | 90.1064 | 9.588 | 0 | 164.73 | 0
15.07. | 17 | 263.5277 |  | 89.5897 | 9.588 | 0 | 164.35 | 0
15.07. | 18 | 261.5212 |  | 90.6232 | 9.588 | 0 | 161.31 | 0
15.07. | 19 | 261.4679 |  | 91.1399 | 9.588 | 0 | 160.74 | 0
15.07. | 20 | 256.2491 |  | 92.0011 | 9.588 | 0 | 154.66 | 0
15.07. | 21 | 264.0036 |  | 92.3456 | 9.588 | 0 | 162.07 | 0
15.07. | 22 | 263.7604 |  | 92.8624 | 9.588 | 0 | 161.31 | 0
15.07. | 23 | 265.3389 |  | 90.4509 | 9.588 | 0 | 165.3 | 0
15.07. | 24 | 262.0912 |  | 90.6232 | 9.588 | 0 | 161.88 | 0
16.07. | 1 | 258.8257 |  | 90.9677 | 9.588 | 0 | 158.27 | 0
16.07. | 2 | 256.0973 |  | 90.7093 | 9.588 | 0 | 155.8 | 0
16.07. | 3 | 259.5679 |  | 91.1399 | 9.588 | 0 | 158.84 | 0
16.07. | 4 | 257.1209 |  | 89.0729 | 9.588 | 0 | 158.46 | 0
16.07. | 5 | 258.1846 |  | 91.6566 | 9.588 | 0 | 156.94 | 0
16.07. | 6 | 261.2246 |  | 91.6566 | 9.588 | 0 | 159.98 | 0
16.07. | 7 | 258.7928 |  | 90.3648 | 9.588 | 0 | 158.84 | 0
16.07. | 8 | 261.2806 |  | 90.1926 | 9.588 | 0 | 161.5 | 0
16.07. | 9 | 258.1544 |  | 90.1064 | 9.588 | 0 | 158.46 | 0
16.07. | 10 | 261.2477 |  | 89.5897 | 9.588 | 0 | 162.07 | 0
16.07. | 11 | 262.9373 |  | 90.7093 | 9.588 | 0 | 162.64 | 0
16.07. | 12 | 261.0906 |  | 90.1926 | 9.588 | 0 | 161.31 | 0
16.07. | 13 | 260.5916 |  | 89.5036 | 9.588 | 0 | 161.5 | 0
16.07. | 14 | 261.0728 |  | 90.3648 | 9.588 | 0 | 161.12 | 0
16.07. | 15 | 268.1383 |  | 90.0203 | 9.588 | 0 | 168.53 | 0
16.07. | 16 | 264.9261 |  | 89.8481 | 9.588 | 0 | 165.49 | 0
16.07. | 17 | 265.8077 |  | 89.5897 | 9.588 | 0 | 166.63 | 0
16.07. | 18 | 262.9577 |  | 89.5897 | 9.588 | 0 | 163.78 | 0
16.07. | 19 | 259.8112 |  | 90.6232 | 9.588 | 0 | 159.6 | 0
16.07. | 20 | 264.4218 |  | 91.0538 | 9.588 | 0 | 163.78 | 0
16.07. | 21 | 263.0057 |  | 90.9677 | 9.588 | 0 | 162.45 | 0
16.07. | 22 | 263.3173 |  | 90.7093 | 9.588 | 0 | 163.02 | 0
16.07. | 23 | 258.6054 |  | 89.4174 | 9.588 | 0 | 159.6 | 0
16.07. | 24 | 260.5738 |  | 89.6758 | 9.588 | 0 | 161.31 | 0
17.07. | 1 | 256.8422 |  | 89.9342 | 9.588 | 0 | 157.32 | 0
17.07. | 2 | 257.0144 |  | 90.1064 | 9.588 | 0 | 157.32 | 0
17.07. | 3 | 249.7109 |  | 89.0729 | 9.588 | 0 | 151.05 | 0
17.07. | 4 | 252.8877 |  | 89.5897 | 9.588 | 0 | 153.71 | 0
17.07. | 5 | 254.912 |  | 88.384 | 9.588 | 0 | 156.94 | 0
17.07. | 6 | 259.4614 |  | 92.1734 | 9.588 | 0 | 157.7 | 0
17.07. | 7 | 261.1385 |  | 91.5705 | 9.588 | 0 | 159.98 | 0
17.07. | 8 | 259.4818 |  | 91.0538 | 9.588 | 0 | 158.84 | 0
17.07. | 9 | 261.3818 |  | 91.0538 | 9.588 | 0 | 160.74 | 0
17.07. | 10 | 264.7006 |  | 90.1926 | 9.588 | 0 | 164.92 | 0
17.07. | 11 | 261.625 |  | 90.537 | 9.588 | 0 | 161.5 | 0
17.07. | 12 | 258.8842 |  | 88.5562 | 9.588 | 0 | 160.74 | 0
17.07. | 13 | 256.9487 |  | 88.9007 | 9.588 | 0 | 158.46 | 0
17.07. | 14 | 254.9981 |  | 88.4701 | 9.588 | 0 | 156.94 | 0
17.07. | 15 | 257.3997 |  | 88.2117 | 9.588 | 0 | 159.6 | 0
17.07. | 16 | 261.5087 |  | 88.9007 | 9.588 | 0 | 163.02 | 0
17.07. | 17 | 257.5542 |  | 88.5562 | 9.588 | 0 | 159.41 | 0
17.07. | 18 | 260.9058 |  | 88.2978 | 9.588 | 0 | 163.02 | 0
17.07. | 19 | 261.1109 |  | 89.0729 | 9.588 | 0 | 162.45 | 0
17.07. | 20 | 260.1254 |  | 89.4174 | 9.588 | 0 | 161.12 | 0
17.07. | 21 | 260.9183 |  | 90.0203 | 9.588 | 0 | 161.31 | 0
17.07. | 22 | 262.7118 |  | 91.0538 | 9.588 | 0 | 162.07 | 0
17.07. | 23 | 257.5187 |  | 88.9007 | 9.588 | 0 | 159.03 | 0
17.07. | 24 | 258.2609 |  | 89.0729 | 9.588 | 0 | 159.6 | 0
18.07. | 1 | 257.8987 |  | 88.9007 | 9.588 | 0 | 159.41 | 0
18.07. | 2 | 255.2742 |  | 88.5562 | 9.588 | 0 | 157.13 | 0
18.07. | 3 | 255.8975 |  | 88.0395 | 9.588 | 0 | 158.27 | 0
18.07. | 4 | 255.7581 |  | 88.4701 | 9.588 | 0 | 157.7 | 0
18.07. | 5 | 256.0973 |  | 90.7093 | 9.588 | 0 | 155.8 | 0
18.07. | 6 | 256.3228 |  | 90.3648 | 9.588 | 0 | 156.37 | 0
18.07. | 7 | 259.9177 |  | 89.5897 | 9.588 | 0 | 160.74 | 0
18.07. | 8 | 260.7638 |  | 89.6758 | 9.588 | 0 | 161.5 | 0
18.07. | 9 | 261.8861 |  | 89.8481 | 9.588 | 0 | 162.45 | 0
18.07. | 10 | 259.0058 |  | 88.2978 | 9.588 | 0 | 161.12 | 0
18.07. | 11 | 259.5581 |  | 88.4701 | 9.588 | 0 | 161.5 | 0
18.07. | 12 | 259.5075 |  | 88.0395 | 9.588 | 0 | 161.88 | 0
18.07. | 13 | 255.8824 |  | 87.2644 | 9.588 | 0 | 159.03 | 0
18.07. | 14 | 256.693 |  | 87.695 | 9.588 | 0 | 159.41 | 0
18.07. | 15 | 259.8191 |  | 87.7811 | 9.588 | 0 | 162.45 | 0
18.07. | 16 | 257.3491 |  | 87.7811 | 9.588 | 0 | 159.98 | 0
18.07. | 17 | 256.1407 |  | 87.5227 | 9.588 | 0 | 159.03 | 0
18.07. | 18 | 251.5531 |  | 85.0251 | 9.588 | 0 | 156.94 | 0
18.07. | 19 | 252.7615 |  | 85.2835 | 9.588 | 0 | 157.89 | 0
18.07. | 20 | 251.5275 |  | 88.0395 | 9.588 | 0 | 153.9 | 0
18.07. | 21 | 236.227 |  | 80.719 | 9.588 | 0 | 145.92 | 0
18.07. | 22 | 247.7248 |  | 88.9868 | 9.588 | 0 | 149.15 | 0
18.07. | 23 | 247.7275 |  | 88.0395 | 9.588 | 0 | 150.1 | 0
18.07. | 24 | 251.6412 |  | 90.6232 | 9.588 | 0 | 151.43 | 0
19.07. | 1 | 252.6444 |  | 90.1064 | 9.588 | 0 | 152.95 | 0
19.07. | 2 | 255.5779 |  | 91.1399 | 9.588 | 0 | 154.85 | 0
19.07. | 3 | 254.4885 |  | 91.5705 | 9.588 | 0 | 153.33 | 0
19.07. | 4 | 251.4413 |  | 87.9533 | 9.588 | 0 | 153.9 | 0
19.07. | 5 | 254.144 |  | 91.226 | 9.588 | 0 | 153.33 | 0
19.07. | 6 | 250.0883 |  | 90.0203 | 9.588 | 0 | 150.48 | 0
19.07. | 7 | 244.5961 |  | 89.8481 | 9.588 | 0 | 145.16 | 0
19.07. | 8 | 243.0209 |  | 84.8529 | 9.588 | 0 | 148.58 | 0
19.07. | 9 | 243.2287 |  | 84.6807 | 9.588 | 0 | 148.96 | 0
19.07. | 10 | 245.9952 |  | 83.6472 | 9.588 | 0 | 152.76 | 0
19.07. | 11 | 248.0648 |  | 84.7668 | 9.588 | 0 | 153.71 | 0
19.07. | 12 | 253.3972 |  | 86.4892 | 9.588 | 0 | 157.32 | 0
19.07. | 13 | 246.4383 |  | 85.8003 | 9.588 | 0 | 151.05 | 0
19.07. | 14 | 250.2711 |  | 86.4031 | 9.588 | 0 | 154.28 | 0
19.07. | 15 | 249.6656 |  | 86.7476 | 9.588 | 0 | 153.33 | 0
19.07. | 16 | 246.0911 |  | 86.4031 | 9.588 | 0 | 150.1 | 0
19.07. | 17 | 241.4246 |  | 87.4366 | 9.588 | 0 | 144.4 | 0
19.07. | 18 | 245.0017 |  | 86.8337 | 9.588 | 0 | 148.58 | 0
19.07. | 19 | 252.0797 |  | 88.2117 | 9.588 | 0 | 154.28 | 0
19.07. | 20 | 253.5109 |  | 89.0729 | 9.588 | 0 | 154.85 | 0
19.07. | 21 | 252.3381 |  | 88.4701 | 9.588 | 0 | 154.28 | 0
19.07. | 22 | 254.8561 |  | 89.8481 | 9.588 | 0 | 155.42 | 0
19.07. | 23 | 253.5997 |  | 88.2117 | 9.588 | 0 | 155.8 | 0
19.07. | 24 | 254.2079 |  | 86.9199 | 9.588 | 0 | 157.7 | 0
20.07. | 1 | 258.9197 |  | 88.2117 | 9.588 | 0 | 161.12 | 0
20.07. | 2 | 256.1026 |  | 88.8146 | 9.588 | 0 | 157.7 | 0
20.07. | 3 | 249.2856 |  | 86.7476 | 9.588 | 0 | 152.95 | 0
20.07. | 4 | 247.7958 |  | 88.2978 | 9.588 | 0 | 149.91 | 0
20.07. | 5 | 248.7583 |  | 90.0203 | 9.588 | 0 | 149.15 | 0
20.07. | 6 | 249.4854 |  | 89.4174 | 9.588 | 0 | 150.48 | 0
20.07. | 7 | 251.3322 |  | 89.9342 | 9.588 | 0 | 151.81 | 0
20.07. | 8 | 251.0107 |  | 87.5227 | 9.588 | 0 | 153.9 | 0
20.07. | 9 | 248.8372 |  | 86.4892 | 9.588 | 0 | 152.76 | 0
20.07. | 10 | 253.3617 |  | 86.8337 | 9.588 | 0 | 156.94 | 0
20.07. | 11 | 251.6189 |  | 86.2309 | 9.588 | 0 | 155.8 | 0
20.07. | 12 | 254.1217 |  | 86.8337 | 9.588 | 0 | 157.7 | 0
20.07. | 13 | 247.0411 |  | 86.4031 | 9.588 | 0 | 151.05 | 0
20.07. | 14 | 247.429 |  | 83.561 | 9.588 | 0 | 154.28 | 0
20.07. | 15 | 250.9095 |  | 86.6615 | 9.588 | 0 | 154.66 | 0
20.07. | 16 | 250.7754 |  | 85.1974 | 9.588 | 0 | 155.99 | 0
20.07. | 17 | 245.2654 |  | 85.1974 | 9.588 | 0 | 150.48 | 0
20.07. | 18 | 249.2021 |  | 85.7141 | 9.588 | 0 | 153.9 | 0
20.07. | 19 | 250.1521 |  | 85.7141 | 9.588 | 0 | 154.85 | 0
20.07. | 20 | 250.2356 |  | 86.7476 | 9.588 | 0 | 153.9 | 0
20.07. | 21 | 253.3946 |  | 87.4366 | 9.588 | 0 | 156.37 | 0
20.07. | 22 | 252.3079 |  | 86.9199 | 9.588 | 0 | 155.8 | 0
20.07. | 23 | 247.3856 |  | 86.7476 | 9.588 | 0 | 151.05 | 0
20.07. | 24 | 247.0411 |  | 86.4031 | 9.588 | 0 | 151.05 | 0
21.07. | 1 | 247.8491 |  | 87.7811 | 9.588 | 0 | 150.48 | 0
21.07. | 2 | 249.544 |  | 87.006 | 9.588 | 0 | 152.95 | 0
21.07. | 3 | 246.4356 |  | 86.7476 | 9.588 | 0 | 150.1 | 0
21.07. | 4 | 248.2797 |  | 88.2117 | 9.588 | 0 | 150.48 | 0
21.07. | 5 | 248.9687 |  | 88.9007 | 9.588 | 0 | 150.48 | 0
21.07. | 6 | 244.8775 |  | 88.0395 | 9.588 | 0 | 147.25 | 0
21.07. | 7 | 248.9358 |  | 88.2978 | 9.588 | 0 | 151.05 | 0
21.07. | 8 | 244.6013 |  | 87.9533 | 9.588 | 0 | 147.06 | 0
21.07. | 9 | 246.4356 |  | 86.7476 | 9.588 | 0 | 150.1 | 0
21.07. | 10 | 243.2464 |  | 84.5084 | 9.588 | 0 | 149.15 | 0
21.07. | 11 | 253.4328 |  | 86.1448 | 9.588 | 0 | 157.7 | 0
21.07. | 12 | 254.0889 |  | 86.2309 | 9.588 | 0 | 158.27 | 0
21.07. | 13 | 238.4473 |  | 71.1593 | 9.588 | 0 | 157.7 | 0
21.07. | 14 | 254.3854 |  | 85.1974 | 9.588 | 0 | 159.6 | 0
21.07. | 15 | 253.5925 |  | 84.5945 | 9.588 | 0 | 159.41 | 0
21.07. | 16 | 250.8083 |  | 85.8003 | 9.588 | 0 | 155.42 | 0
21.07. | 17 | 251.4315 |  | 85.2835 | 9.588 | 0 | 156.56 | 0
21.07. | 18 | 253.7621 |  | 85.7141 | 9.588 | 0 | 158.46 | 0
21.07. | 19 | 252.4321 |  | 85.7141 | 9.588 | 0 | 157.13 | 0
21.07. | 20 | 252.2776 |  | 85.3696 | 9.588 | 0 | 157.32 | 0
21.07. | 21 | 255.2946 |  | 87.4366 | 9.588 | 0 | 158.27 | 0
21.07. | 22 | 241.468 |  | 84.25 | 9.588 | 0 | 147.63 | 0
21.07. | 23 | 234.214 |  | 71.676 | 9.588 | 0 | 152.95 | 0
21.07. | 24 | 233.9556 |  | 71.4176 | 9.588 | 0 | 152.95 | 0
22.07. | 1 | 241.5319 |  | 79.9439 | 9.588 | 0 | 152 | 0
22.07. | 2 | 235.7642 |  | 73.2262 | 9.588 | 0 | 152.95 | 0
22.07. | 3 | 240.6004 |  | 73.3124 | 9.588 | 0 | 157.7 | 0
22.07. | 4 | 243.6883 |  | 74.6903 | 9.588 | 0 | 159.41 | 0
22.07. | 5 | 241.9047 |  | 76.3267 | 9.588 | 0 | 155.99 | 0
22.07. | 6 | 248.4856 |  | 82.5276 | 9.588 | 0 | 156.37 | 0
22.07. | 7 | 258.0354 |  | 89.4174 | 9.588 | 0 | 159.03 | 0
22.07. | 8 | 253.7772 |  | 86.4892 | 9.588 | 0 | 157.7 | 0
22.07. | 9 | 255.8646 |  | 87.4366 | 9.588 | 0 | 158.84 | 0
22.07. | 10 | 253.6556 |  | 86.7476 | 9.588 | 0 | 157.32 | 0
22.07. | 11 | 253.2605 |  | 85.9725 | 9.588 | 0 | 157.7 | 0
22.07. | 12 | 251.4848 |  | 84.7668 | 9.588 | 0 | 157.13 | 0
22.07. | 13 | 250.0154 |  | 85.1974 | 9.588 | 0 | 155.23 | 0
22.07. | 14 | 250.9148 |  | 84.7668 | 9.588 | 0 | 156.56 | 0
22.07. | 15 | 251.3579 |  | 86.9199 | 9.588 | 0 | 154.85 | 0
22.07. | 16 | 249.6656 |  | 86.7476 | 9.588 | 0 | 153.33 | 0
22.07. | 17 | 250.7044 |  | 85.8864 | 9.588 | 0 | 155.23 | 0
22.07. | 18 | 251.135 |  | 86.317 | 9.588 | 0 | 155.23 | 0
22.07. | 19 | 249.615 |  | 86.317 | 9.588 | 0 | 153.71 | 0
22.07. | 20 | 250.6991 |  | 87.7811 | 9.588 | 0 | 153.33 | 0
22.07. | 21 | 254.603 |  | 87.695 | 9.588 | 0 | 157.32 | 0
22.07. | 22 | 254.5524 |  | 87.2644 | 9.588 | 0 | 157.7 | 0
22.07. | 23 | 249.5795 |  | 86.6615 | 9.588 | 0 | 153.33 | 0
22.07. | 24 | 249.4579 |  | 86.9199 | 9.588 | 0 | 152.95 | 0
23.07. | 1 | 249.4579 |  | 86.9199 | 9.588 | 0 | 152.95 | 0
23.07. | 2 | 247.5579 |  | 86.9199 | 9.588 | 0 | 151.05 | 0
23.07. | 3 | 248.705 |  | 90.537 | 9.588 | 0 | 148.58 | 0
23.07. | 4 | 248.0161 |  | 89.8481 | 9.588 | 0 | 148.58 | 0
23.07. | 5 | 250.4861 |  | 89.8481 | 9.588 | 0 | 151.05 | 0
23.07. | 6 | 250.7497 |  | 88.2117 | 9.588 | 0 | 152.95 | 0
23.07. | 7 | 253.7187 |  | 88.9007 | 9.588 | 0 | 155.23 | 0
23.07. | 8 | 253.7062 |  | 87.1782 | 9.588 | 0 | 156.94 | 0
23.07. | 9 | 249.2021 |  | 85.7141 | 9.588 | 0 | 153.9 | 0
23.07. | 10 | 226.7111 |  | 86.4031 | 9.588 | 0 | 130.72 | 0
23.07. | 11 | 234.2276 |  | 85.3696 | 9.588 | 0 | 139.27 | 0
23.07. | 12 | 235.2993 |  | 85.1113 | 9.588 | 0 | 140.6 | 0
23.07. | 13 | 232.4644 |  | 85.8864 | 9.588 | 0 | 136.99 | 0
23.07. | 14 | 215.9589 |  | 70.9009 | 9.588 | 0 | 135.47 | 0
23.07. | 15 | 243.2464 |  | 84.5084 | 9.588 | 0 | 149.15 | 0
23.07. | 16 | 235.6438 |  | 85.4558 | 9.588 | 0 | 140.6 | 0
23.07. | 17 | 247.3021 |  | 85.7141 | 9.588 | 0 | 152 | 0
23.07. | 18 | 238.8054 |  | 85.1974 | 9.588 | 0 | 144.02 | 0
23.07. | 19 | 238.9928 |  | 86.1448 | 9.588 | 0 | 143.26 | 0
23.07. | 20 | 253.3262 |  | 87.1782 | 9.588 | 0 | 156.56 | 0
23.07. | 21 | 253.1691 |  | 87.7811 | 9.588 | 0 | 155.8 | 0
23.07. | 22 | 250.3138 |  | 89.6758 | 9.588 | 0 | 151.05 | 0
23.07. | 23 | 253.2224 |  | 87.2644 | 9.588 | 0 | 156.37 | 0
23.07. | 24 | 253.3591 |  | 87.7811 | 9.588 | 0 | 155.99 | 0
24.07. | 1 | 251.6189 |  | 86.2309 | 9.588 | 0 | 155.8 | 0
24.07. | 2 | 254.4281 |  | 88.4701 | 9.588 | 0 | 156.37 | 0
24.07. | 3 | 253.0475 |  | 88.0395 | 9.588 | 0 | 155.42 | 0
24.07. | 4 | 251.2461 |  | 89.8481 | 9.588 | 0 | 151.81 | 0
24.07. | 5 | 250.1744 |  | 90.1064 | 9.588 | 0 | 150.48 | 0
24.07. | 6 | 251.7654 |  | 89.4174 | 9.588 | 0 | 152.76 | 0
24.07. | 7 | 253.4071 |  | 89.1591 | 9.588 | 0 | 154.66 | 0
24.07. | 8 | 252.2546 |  | 87.4366 | 9.588 | 0 | 155.23 | 0
24.07. | 9 | 257.002 |  | 88.384 | 9.588 | 0 | 159.03 | 0
24.07. | 10 | 257.3491 |  | 87.7811 | 9.588 | 0 | 159.98 | 0
24.07. | 11 | 249.8885 |  | 87.3505 | 9.588 | 0 | 152.95 | 0
24.07. | 12 | 245.815 |  | 86.317 | 9.588 | 0 | 149.91 | 0
24.07. | 13 | 246.2128 |  | 86.1448 | 9.588 | 0 | 150.48 | 0
24.07. | 14 | 228.9896 |  | 66.6416 | 9.588 | 0 | 152.76 | 0
24.07. | 15 | 240.8928 |  | 86.1448 | 9.588 | 0 | 145.16 | 0
24.07. | 16 | 230.2871 |  | 73.8291 | 9.588 | 0 | 146.87 | 0
24.07. | 17 | 286.0772 |  | 86.4892 | 9.588 | 0 | 190 | 0
24.07. | 18 | 246.5244 |  | 85.8864 | 9.588 | 0 | 151.05 | 0
24.07. | 19 | 249.876 |  | 85.628 | 9.588 | 0 | 154.66 | 0
24.07. | 20 | 254.6891 |  | 87.7811 | 9.588 | 0 | 157.32 | 0
24.07. | 21 | 246.9826 |  | 88.8146 | 9.588 | 0 | 148.58 | 0
24.07. | 22 | 252.845 |  | 86.317 | 9.588 | 0 | 156.94 | 0
24.07. | 23 | 251.6695 |  | 86.6615 | 9.588 | 0 | 155.42 | 0
24.07. | 24 | 252.8628 |  | 86.1448 | 9.588 | 0 | 157.13 | 0
25.07. | 1 | 247.1628 |  | 86.1448 | 9.588 | 0 | 151.43 | 0
25.07. | 2 | 247.1628 |  | 86.1448 | 9.588 | 0 | 151.43 | 0
25.07. | 3 | 248.8017 |  | 86.8337 | 9.588 | 0 | 152.38 | 0
25.07. | 4 | 250.2711 |  | 86.4031 | 9.588 | 0 | 154.28 | 0
25.07. | 5 | 256.7712 |  | 90.6232 | 9.588 | 0 | 156.56 | 0
25.07. | 6 | 238.5051 |  | 75.2071 | 9.588 | 0 | 153.71 | 0
25.07. | 7 | 239.8857 |  | 75.6377 | 9.588 | 0 | 154.66 | 0
25.07. | 8 | 239.4196 |  | 75.5516 | 9.588 | 0 | 154.28 | 0
25.07. | 9 | 242.0441 |  | 75.8961 | 9.588 | 0 | 156.56 | 0
25.07. | 10 | 205.5117 |  | 37.4637 | 9.588 | 0 | 158.46 | 0
25.07. | 11 | 246.0518 |  | 75.7238 | 9.588 | 0 | 160.74 | 0
25.07. | 12 | 233.4283 |  | 74.6903 | 9.588 | 0 | 149.15 | 0
25.07. | 13 | 235.6728 |  | 75.0348 | 9.588 | 0 | 151.05 | 0
25.07. | 14 | 237.3473 |  | 75.3793 | 9.588 | 0 | 152.38 | 0
25.07. | 15 | 241.6996 |  | 75.5516 | 9.588 | 0 | 156.56 | 0
25.07. | 16 | 242.0796 |  | 75.5516 | 9.588 | 0 | 156.94 | 0
25.07. | 17 | 244.76 |  | 74.432 | 9.588 | 0 | 160.74 | 0
25.07. | 18 | 244.8461 |  | 74.5181 | 9.588 | 0 | 160.74 | 0
25.07. | 19 | 242.4418 |  | 75.7238 | 9.588 | 0 | 157.13 | 0
25.07. | 20 | 243.3741 |  | 75.8961 | 9.588 | 0 | 157.89 | 0
25.07. | 21 | 242.8547 |  | 76.3267 | 9.588 | 0 | 156.94 | 0
25.07. | 22 | 245.7349 |  | 77.8769 | 9.588 | 0 | 158.27 | 0
25.07. | 23 | 253.273 |  | 87.695 | 9.588 | 0 | 155.99 | 0
25.07. | 24 | 256.8395 |  | 90.8815 | 9.588 | 0 | 156.37 | 0
26.07. | 1 | 257.5818 |  | 91.0538 | 9.588 | 0 | 156.94 | 0
26.07. | 2 | 256.5509 |  | 89.0729 | 9.588 | 0 | 157.89 | 0
26.07. | 3 | 254.9981 |  | 88.4701 | 9.588 | 0 | 156.94 | 0
26.07. | 4 | 253.5385 |  | 91.5705 | 9.588 | 0 | 152.38 | 0
26.07. | 5 | 254.3491 |  | 92.0011 | 9.588 | 0 | 152.76 | 0
26.07. | 6 | 256.4648 |  | 88.9868 | 9.588 | 0 | 157.89 | 0
26.07. | 7 | 259.852 |  | 88.384 | 9.588 | 0 | 161.88 | 0
26.07. | 8 | 249.8707 |  | 87.5227 | 9.588 | 0 | 152.76 | 0
26.07. | 9 | 244.4929 |  | 83.4749 | 9.588 | 0 | 151.43 | 0
26.07. | 10 | 248.2317 |  | 86.8337 | 9.588 | 0 | 151.81 | 0
26.07. | 11 | 253.6379 |  | 86.9199 | 9.588 | 0 | 157.13 | 0
26.07. | 12 | 252.8016 |  | 89.5036 | 9.588 | 0 | 153.71 | 0
26.07. | 13 | 249.8707 |  | 87.5227 | 9.588 | 0 | 152.76 | 0
26.07. | 14 | 255.2538 |  | 89.6758 | 9.588 | 0 | 155.99 | 0
26.07. | 15 | 252.1987 |  | 88.9007 | 9.588 | 0 | 153.71 | 0
26.07. | 16 | 250.9877 |  | 89.5897 | 9.588 | 0 | 151.81 | 0
26.07. | 17 | 256.9158 |  | 88.2978 | 9.588 | 0 | 159.03 | 0
26.07. | 18 | 257.7442 |  | 88.5562 | 9.588 | 0 | 159.6 | 0
26.07. | 19 | 255.4313 |  | 87.9533 | 9.588 | 0 | 157.89 | 0
26.07. | 20 | 258.5877 |  | 89.5897 | 9.588 | 0 | 159.41 | 0
26.07. | 21 | 258.5548 |  | 88.9868 | 9.588 | 0 | 159.98 | 0
26.07. | 22 | 257.1361 |  | 89.8481 | 9.588 | 0 | 157.7 | 0
26.07. | 23 | 255.102 |  | 88.384 | 9.588 | 0 | 157.13 | 0
26.07. | 24 | 255.4465 |  | 88.7285 | 9.588 | 0 | 157.13 | 0
27.07. | 1 | 254.4281 |  | 88.4701 | 9.588 | 0 | 156.37 | 0
27.07. | 2 | 255.9481 |  | 88.4701 | 9.588 | 0 | 157.89 | 0
27.07. | 3 | 253.392 |  | 88.384 | 9.588 | 0 | 155.42 | 0
27.07. | 4 | 256.9487 |  | 88.9007 | 9.588 | 0 | 158.46 | 0
27.07. | 5 | 259.1018 |  | 91.0538 | 9.588 | 0 | 158.46 | 0
27.07. | 6 | 255.4412 |  | 90.6232 | 9.588 | 0 | 155.23 | 0
27.07. | 7 | 253.835 |  | 90.537 | 9.588 | 0 | 153.71 | 0
27.07. | 8 | 255.7528 |  | 90.3648 | 9.588 | 0 | 155.8 | 0
27.07. | 9 | 260.9361 |  | 89.8481 | 9.588 | 0 | 161.5 | 0
27.07. | 10 | 266.3244 |  | 90.1064 | 9.588 | 0 | 166.63 | 0
27.07. | 11 | 262.1648 |  | 88.9868 | 9.588 | 0 | 163.59 | 0
27.07. | 12 | 256.5865 |  | 88.7285 | 9.588 | 0 | 158.27 | 0
27.07. | 13 | 257.9493 |  | 89.3313 | 9.588 | 0 | 159.03 | 0
27.07. | 14 | 252.9081 |  | 88.4701 | 9.588 | 0 | 154.85 | 0
27.07. | 15 | 259.4693 |  | 89.3313 | 9.588 | 0 | 160.55 | 0
27.07. | 16 | 253.8252 |  | 87.8672 | 9.588 | 0 | 156.37 | 0
27.07. | 17 | 258.3195 |  | 86.6615 | 9.588 | 0 | 162.07 | 0
27.07. | 18 | 259.282 |  | 88.384 | 9.588 | 0 | 161.31 | 0
27.07. | 19 | 262.2838 |  | 89.6758 | 9.588 | 0 | 163.02 | 0
27.07. | 20 | 262.005 |  | 90.537 | 9.588 | 0 | 161.88 | 0
27.07. | 21 | 261.2148 |  | 88.9868 | 9.588 | 0 | 162.64 | 0
27.07. | 22 | 260.4016 |  | 89.5036 | 9.588 | 0 | 161.31 | 0
27.07. | 23 | 250.6315 |  | 81.0635 | 9.588 | 0 | 159.98 | 0
27.07. | 24 | 250.8037 |  | 81.2357 | 9.588 | 0 | 159.98 | 0
28.07. | 1 | 253.066 |  | 81.408 | 9.588 | 0 | 162.07 | 0
28.07. | 2 | 252.7898 |  | 81.3218 | 9.588 | 0 | 161.88 | 0
28.07. | 3 | 253.066 |  | 81.408 | 9.588 | 0 | 162.07 | 0
28.07. | 4 | 250.026 |  | 81.408 | 9.588 | 0 | 159.03 | 0
28.07. | 5 | 250.7682 |  | 81.5802 | 9.588 | 0 | 159.6 | 0
28.07. | 6 | 248.886 |  | 81.408 | 9.588 | 0 | 157.89 | 0
28.07. | 7 | 247.5915 |  | 81.0635 | 9.588 | 0 | 156.94 | 0
28.07. | 8 | 243.257 |  | 80.719 | 9.588 | 0 | 152.95 | 0
28.07. | 9 | 247.6802 |  | 80.2022 | 9.588 | 0 | 157.89 | 0
28.07. | 10 | 243.4016 |  | 78.3936 | 9.588 | 0 | 155.42 | 0
28.07. | 11 | 248.5849 |  | 77.8769 | 9.588 | 0 | 161.12 | 0
28.07. | 12 | 245.3372 |  | 78.0492 | 9.588 | 0 | 157.7 | 0
28.07. | 13 | 242.3833 |  | 78.1353 | 9.588 | 0 | 154.66 | 0
28.07. | 14 | 239.2039 |  | 78.5659 | 9.588 | 0 | 151.05 | 0
28.07. | 15 | 244.0933 |  | 78.1353 | 9.588 | 0 | 156.37 | 0
28.07. | 16 | 245.6133 |  | 78.1353 | 9.588 | 0 | 157.89 | 0
28.07. | 17 | 246.9584 |  | 78.9104 | 9.588 | 0 | 158.46 | 0
28.07. | 18 | 247.5284 |  | 78.9104 | 9.588 | 0 | 159.03 | 0
28.07. | 19 | 249.6512 |  | 79.5132 | 9.588 | 0 | 160.55 | 0
28.07. | 20 | 250.3402 |  | 80.2022 | 9.588 | 0 | 160.55 | 0
28.07. | 21 | 251.1002 |  | 80.2022 | 9.588 | 0 | 161.31 | 0
28.07. | 22 | 246.4186 |  | 80.4606 | 9.588 | 0 | 156.37 | 0
28.07. | 23 | 244.6225 |  | 80.3745 | 9.588 | 0 | 154.66 | 0
28.07. | 24 | 245.7092 |  | 80.8912 | 9.588 | 0 | 155.23 | 0
29.07. | 1 | 249.0937 |  | 81.2357 | 9.588 | 0 | 158.27 | 0
29.07. | 2 | 249.5953 |  | 80.9773 | 9.588 | 0 | 159.03 | 0
29.07. | 3 | 249.1115 |  | 81.0635 | 9.588 | 0 | 158.46 | 0
29.07. | 4 | 247.3429 |  | 83.4749 | 9.588 | 0 | 154.28 | 0
29.07. | 5 | 250.9858 |  | 84.0778 | 9.588 | 0 | 157.32 | 0
29.07. | 6 | 253.8358 |  | 84.0778 | 9.588 | 0 | 160.17 | 0
29.07. | 7 | 254.2335 |  | 83.9055 | 9.588 | 0 | 160.74 | 0
29.07. | 8 | 252.5768 |  | 83.3888 | 9.588 | 0 | 159.6 | 0
29.07. | 9 | 237.9358 |  | 68.7478 | 9.588 | 0 | 159.6 | 0
29.07. | 10 | 237.1936 |  | 68.5756 | 9.588 | 0 | 159.03 | 0
29.07. | 11 | 235.3619 |  | 68.8339 | 9.588 | 0 | 156.94 | 0
29.07. | 12 | 243.6857 |  | 75.6377 | 9.588 | 0 | 158.46 | 0
29.07. | 13 | 246.8723 |  | 78.8243 | 9.588 | 0 | 158.46 | 0
29.07. | 14 | 249.9753 |  | 80.9773 | 9.588 | 0 | 159.41 | 0
29.07. | 15 | 247.8525 |  | 80.3745 | 9.588 | 0 | 157.89 | 0
29.07. | 16 | 250.287 |  | 80.719 | 9.588 | 0 | 159.98 | 0
29.07. | 17 | 250.857 |  | 80.719 | 9.588 | 0 | 160.55 | 0
29.07. | 18 | 249.907 |  | 80.719 | 9.588 | 0 | 159.6 | 0
29.07. | 19 | 250.2515 |  | 81.0635 | 9.588 | 0 | 159.6 | 0
29.07. | 20 | 247.0543 |  | 81.6663 | 9.588 | 0 | 155.8 | 0
29.07. | 21 | 250.8366 |  | 81.8386 | 9.588 | 0 | 159.41 | 0
29.07. | 22 | 248.126 |  | 81.408 | 9.588 | 0 | 157.13 | 0
29.07. | 23 | 235.5927 |  | 66.5947 | 9.588 | 0 | 159.41 | 0
29.07. | 24 | 245.9525 |  | 80.3745 | 9.588 | 0 | 155.99 | 0
30.07. | 1 | 246.0057 |  | 79.8577 | 9.588 | 0 | 156.56 | 0
30.07. | 2 | 244.7796 |  | 79.7716 | 9.588 | 0 | 155.42 | 0
30.07. | 3 | 243.1735 |  | 79.6855 | 9.588 | 0 | 153.9 | 0
30.07. | 4 | 248.245 |  | 82.097 | 9.588 | 0 | 156.56 | 0
30.07. | 5 | 246.915 |  | 82.097 | 9.588 | 0 | 155.23 | 0
30.07. | 6 | 243.5962 |  | 82.9582 | 9.588 | 0 | 151.05 | 0
30.07. | 7 | 249.4001 |  | 82.8721 | 9.588 | 0 | 156.94 | 0
30.07. | 8 | 243.8145 |  | 78.9965 | 9.588 | 0 | 155.23 | 0
30.07. | 9 | 247.9261 |  | 78.7381 | 9.588 | 0 | 159.6 | 0
30.07. | 10 | 246.8723 |  | 78.8243 | 9.588 | 0 | 158.46 | 0
30.07. | 11 | 248.339 |  | 79.341 | 9.588 | 0 | 159.41 | 0
30.07. | 12 | 244.8657 |  | 79.8577 | 9.588 | 0 | 155.42 | 0
30.07. | 13 | 244.1235 |  | 79.6855 | 9.588 | 0 | 154.85 | 0
30.07. | 14 | 245.6284 |  | 78.9104 | 9.588 | 0 | 157.13 | 0
30.07. | 15 | 241.3445 |  | 78.9965 | 9.588 | 0 | 152.76 | 0
30.07. | 16 | 240.8784 |  | 78.9104 | 9.588 | 0 | 152.38 | 0
30.07. | 17 | 241.5168 |  | 79.1688 | 9.588 | 0 | 152.76 | 0
30.07. | 18 | 241.7929 |  | 79.2549 | 9.588 | 0 | 152.95 | 0
30.07. | 19 | 244.468 |  | 80.03 | 9.588 | 0 | 154.85 | 0
30.07. | 20 | 242.7402 |  | 80.2022 | 9.588 | 0 | 152.95 | 0
30.07. | 21 | 241.8231 |  | 80.8051 | 9.588 | 0 | 151.43 | 0
30.07. | 22 | 244.1235 |  | 79.6855 | 9.588 | 0 | 154.85 | 0
30.07. | 23 | 243.4168 |  | 79.1688 | 9.588 | 0 | 154.66 | 0
30.07. | 24 | 242.7251 |  | 79.4271 | 9.588 | 0 | 153.71 | 0
31.07. | 1 | 243.779 |  | 79.341 | 9.588 | 0 | 154.85 | 0
31.07. | 2 | 243.9335 |  | 79.6855 | 9.588 | 0 | 154.66 | 0
31.07. | 3 | 243.0012 |  | 79.5132 | 9.588 | 0 | 153.9 | 0
31.07. | 4 | 242.7323 |  | 83.0443 | 9.588 | 0 | 150.1 | 0
31.07. | 5 | 243.7178 |  | 82.6998 | 9.588 | 0 | 151.43 | 0
31.07. | 6 | 243.6317 |  | 82.6137 | 9.588 | 0 | 151.43 | 0
31.07. | 7 | 242.8237 |  | 81.2357 | 9.588 | 0 | 152 | 0
31.07. | 8 | 244.2425 |  | 80.3745 | 9.588 | 0 | 154.28 | 0
31.07. | 9 | 245.5423 |  | 78.8243 | 9.588 | 0 | 157.13 | 0
31.07. | 10 | 237.8561 |  | 78.7381 | 9.588 | 0 | 149.53 | 0
31.07. | 11 | 241.57 |  | 78.652 | 9.588 | 0 | 153.33 | 0
31.07. | 12 | 239.67 |  | 78.652 | 9.588 | 0 | 151.43 | 0
31.07. | 13 | 240.1033 |  | 78.1353 | 9.588 | 0 | 152.38 | 0
31.07. | 14 | 233.5572 |  | 78.0492 | 9.588 | 0 | 145.92 | 0
31.07. | 15 | 238.8088 |  | 77.7908 | 9.588 | 0 | 151.43 | 0
31.07. | 16 | 243.3155 |  | 78.3075 | 9.588 | 0 | 155.42 | 0
31.07. | 17 | 244.2833 |  | 78.1353 | 9.588 | 0 | 156.56 | 0
31.07. | 18 | 246.0439 |  | 78.5659 | 9.588 | 0 | 157.89 | 0
31.07. | 19 | 246.51 |  | 78.652 | 9.588 | 0 | 158.27 | 0
31.07. | 20 | 247.389 |  | 79.341 | 9.588 | 0 | 158.46 | 0
31.07. | 21 | 242.5502 |  | 80.2022 | 9.588 | 0 | 152.76 | 0
31.07. | 22 | 242.4819 |  | 79.9439 | 9.588 | 0 | 152.95 | 0
31.07. | 23 | 243.2445 |  | 78.9965 | 9.588 | 0 | 154.66 | 0
31.07. | 24 | 241.3445 |  | 78.9965 | 9.588 | 0 | 152.76 | 0
01.08. | 1 | 245.9196 |  | 79.7716 | 9.588 | 0 | 156.56 | 0
01.08. | 2 | 246.7657 |  | 79.8577 | 9.588 | 0 | 157.32 | 0
01.08. | 3 | 247.3712 |  | 79.5132 | 9.588 | 0 | 158.27 | 0
01.08. | 4 | 245.2378 |  | 82.6998 | 9.588 | 0 | 152.95 | 0
01.08. | 5 | 243.3378 |  | 82.6998 | 9.588 | 0 | 151.05 | 0
01.08. | 6 | 245.9294 |  | 82.4414 | 9.588 | 0 | 153.9 | 0
01.08. | 7 | 248.9543 |  | 81.6663 | 9.588 | 0 | 157.7 | 0
01.08. | 8 | 241.9145 |  | 78.9965 | 9.588 | 0 | 153.33 | 0
01.08. | 9 | 237.8233 |  | 78.1353 | 9.588 | 0 | 150.1 | 0
01.08. | 10 | 240.4149 |  | 77.8769 | 9.588 | 0 | 152.95 | 0
01.08. | 11 | 240.9672 |  | 78.0492 | 9.588 | 0 | 153.33 | 0
01.08. | 12 | 232.3337 |  | 77.0157 | 9.588 | 0 | 145.73 | 0
01.08. | 13 | 233.9753 |  | 76.7573 | 9.588 | 0 | 147.63 | 0
01.08. | 14 | 230.0031 |  | 76.5851 | 9.588 | 0 | 143.83 | 0
01.08. | 15 | 225.1847 |  | 76.3267 | 9.588 | 0 | 139.27 | 0
01.08. | 16 | 228.6731 |  | 76.5851 | 9.588 | 0 | 142.5 | 0
01.08. | 17 | 232.5059 |  | 77.1879 | 9.588 | 0 | 145.73 | 0
01.08. | 18 | 233.8918 |  | 75.7238 | 9.588 | 0 | 148.58 | 0
01.08. | 19 | 232.6755 |  | 78.3075 | 9.588 | 0 | 144.78 | 0
01.08. | 20 | 238.4945 |  | 78.9965 | 9.588 | 0 | 149.91 | 0
01.08. | 21 | 237.509 |  | 79.341 | 9.588 | 0 | 148.58 | 0
01.08. | 22 | 237.1619 |  | 79.9439 | 9.588 | 0 | 147.63 | 0
01.08. | 23 | 236.0449 |  | 77.8769 | 9.588 | 0 | 148.58 | 0
01.08. | 24 | 237.1316 |  | 78.3936 | 9.588 | 0 | 149.15 | 0
02.08. | 1 | 236.7339 |  | 78.5659 | 9.588 | 0 | 148.58 | 0
02.08. | 2 | 234.0739 |  | 78.5659 | 9.588 | 0 | 145.92 | 0
02.08. | 3 | 233.4 |  | 78.652 | 9.588 | 0 | 145.16 | 0
02.08. | 4 | 232.3612 |  | 79.5132 | 9.588 | 0 | 143.26 | 0
02.08. | 5 | 231.9812 |  | 79.5132 | 9.588 | 0 | 142.88 | 0
02.08. | 6 | 231.5151 |  | 79.4271 | 9.588 | 0 | 142.5 | 0
02.08. | 7 | 231.8294 |  | 78.2214 | 9.588 | 0 | 144.02 | 0
02.08. | 8 | 231.8169 |  | 76.4989 | 9.588 | 0 | 145.73 | 0
02.08. | 9 | 232.9063 |  | 76.0683 | 9.588 | 0 | 147.25 | 0
02.08. | 10 | 228.4857 |  | 75.6377 | 9.588 | 0 | 143.26 | 0
02.08. | 11 | 231.579 |  | 75.121 | 9.588 | 0 | 146.87 | 0
02.08. | 12 | 225.6738 |  | 74.3458 | 9.588 | 0 | 141.74 | 0
02.08. | 13 | 228.6632 |  | 73.9152 | 9.588 | 0 | 145.16 | 0
02.08. | 14 | 232.861 |  | 73.743 | 9.588 | 0 | 149.53 | 0
02.08. | 15 | 217.27 |  | 64.422 | 9.588 | 0 | 143.26 | 0
02.08. | 16 | 205.8674 |  | 65.3694 | 9.588 | 0 | 130.91 | 0
02.08. | 17 | 206.4702 |  | 65.9722 | 9.588 | 0 | 130.91 | 0
02.08. | 18 | 224.9618 |  | 75.7238 | 9.588 | 0 | 139.65 | 0
02.08. | 19 | 229.5165 |  | 77.6185 | 9.588 | 0 | 142.31 | 0
02.08. | 20 | 231.1404 |  | 77.5324 | 9.588 | 0 | 144.02 | 0
02.08. | 21 | 237.8916 |  | 78.3936 | 9.588 | 0 | 149.91 | 0
02.08. | 22 | 241.1039 |  | 78.5659 | 9.588 | 0 | 152.95 | 0
02.08. | 23 | 240.1361 |  | 78.7381 | 9.588 | 0 | 151.81 | 0
02.08. | 24 | 239.409 |  | 79.341 | 9.588 | 0 | 150.48 | 0
03.08. | 1 | 237.2151 |  | 79.4271 | 9.588 | 0 | 148.2 | 0
03.08. | 2 | 237.6812 |  | 79.5132 | 9.588 | 0 | 148.58 | 0
03.08. | 3 | 234.5196 |  | 79.7716 | 9.588 | 0 | 145.16 | 0
03.08. | 4 | 237.3012 |  | 79.5132 | 9.588 | 0 | 148.2 | 0
03.08. | 5 | 234.778 |  | 80.03 | 9.588 | 0 | 145.16 | 0
03.08. | 6 | 235.8319 |  | 79.9439 | 9.588 | 0 | 146.3 | 0
03.08. | 7 | 238.9455 |  | 78.3075 | 9.588 | 0 | 151.05 | 0
03.08. | 8 | 233.5065 |  | 77.6185 | 9.588 | 0 | 146.3 | 0
03.08. | 9 | 230.3804 |  | 77.5324 | 9.588 | 0 | 143.26 | 0
03.08. | 10 | 233.8537 |  | 77.0157 | 9.588 | 0 | 147.25 | 0
03.08. | 11 | 233.9424 |  | 76.1544 | 9.588 | 0 | 148.2 | 0
03.08. | 12 | 235.8451 |  | 75.2071 | 9.588 | 0 | 151.05 | 0
03.08. | 13 | 222.2074 |  | 65.3694 | 9.588 | 0 | 147.25 | 0
03.08. | 14 | 227.9663 |  | 76.0683 | 9.588 | 0 | 142.31 | 0
03.08. | 15 | 225.5673 |  | 75.3793 | 9.588 | 0 | 140.6 | 0
03.08. | 16 | 201.6738 |  | 56.9958 | 9.588 | 0 | 135.09 | 0
03.08. | 17 | 208.2199 |  | 57.0819 | 9.588 | 0 | 141.55 | 0
03.08. | 18 | 207.8221 |  | 57.2541 | 9.588 | 0 | 140.98 | 0
03.08. | 19 | 207.5789 |  | 57.7709 | 9.588 | 0 | 140.22 | 0
03.08. | 20 | 227.0314 |  | 76.8434 | 9.588 | 0 | 140.6 | 0
03.08. | 21 | 232.1082 |  | 77.3602 | 9.588 | 0 | 145.16 | 0
03.08. | 22 | 236.7792 |  | 80.8912 | 9.588 | 0 | 146.3 | 0
03.08. | 23 | 238.9731 |  | 80.8051 | 9.588 | 0 | 148.58 | 0
03.08. | 24 | 238.4458 |  | 84.0778 | 9.588 | 0 | 144.78 | 0
04.08. | 1 | 240.5483 |  | 85.8003 | 9.588 | 0 | 145.16 | 0
04.08. | 2 | 241.0828 |  | 86.1448 | 9.588 | 0 | 145.35 | 0
04.08. | 3 | 239.6489 |  | 86.2309 | 9.588 | 0 | 143.83 | 0
04.08. | 4 | 237.5793 |  | 85.1113 | 9.588 | 0 | 142.88 | 0
04.08. | 5 | 241.7389 |  | 86.2309 | 9.588 | 0 | 145.92 | 0
04.08. | 6 | 245.4376 |  | 85.3696 | 9.588 | 0 | 150.48 | 0
04.08. | 7 | 241.1564 |  | 84.5084 | 9.588 | 0 | 147.06 | 0
04.08. | 8 | 245.3568 |  | 83.3888 | 9.588 | 0 | 152.38 | 0
04.08. | 9 | 243.9433 |  | 82.3553 | 9.588 | 0 | 152 | 0
04.08. | 10 | 245.8788 |  | 82.0108 | 9.588 | 0 | 154.28 | 0
04.08. | 11 | 235.9153 |  | 80.9773 | 9.588 | 0 | 145.35 | 0
04.08. | 12 | 235.396 |  | 81.408 | 9.588 | 0 | 144.4 | 0
04.08. | 13 | 234.7957 |  | 79.8577 | 9.588 | 0 | 145.35 | 0
04.08. | 14 | 232.7715 |  | 81.0635 | 9.588 | 0 | 142.12 | 0
04.08. | 15 | 217.3021 |  | 66.1641 | 9.588 | 0 | 141.55 | 0
04.08. | 16 | 231.5994 |  | 74.0014 | 9.588 | 0 | 148.01 | 0
04.08. | 17 | 233.811 |  | 73.743 | 9.588 | 0 | 150.48 | 0
04.08. | 18 | 236.8661 |  | 74.5181 | 9.588 | 0 | 152.76 | 0
04.08. | 19 | 242.0388 |  | 77.7908 | 9.588 | 0 | 154.66 | 0
04.08. | 20 | 244.9821 |  | 81.4941 | 9.588 | 0 | 153.9 | 0
04.08. | 21 | 244.199 |  | 83.561 | 9.588 | 0 | 151.05 | 0
04.08. | 22 | 244.318 |  | 84.25 | 9.588 | 0 | 150.48 | 0
04.08. | 23 | 243.368 |  | 84.25 | 9.588 | 0 | 149.53 | 0
04.08. | 24 | 245.1464 |  | 84.5084 | 9.588 | 0 | 151.05 | 0
05.08. | 1 | 241.2425 |  | 84.5945 | 9.588 | 0 | 147.06 | 0
05.08. | 2 | 243.1452 |  | 83.6472 | 9.588 | 0 | 149.91 | 0
05.08. | 3 | 241.2452 |  | 83.6472 | 9.588 | 0 | 148.01 | 0
05.08. | 4 | 241.7646 |  | 83.2166 | 9.588 | 0 | 148.96 | 0
05.08. | 5 | 244.0623 |  | 83.0443 | 9.588 | 0 | 151.43 | 0
05.08. | 6 | 245.3568 |  | 83.3888 | 9.588 | 0 | 152.38 | 0
05.08. | 7 | 247.2035 |  | 83.9055 | 9.588 | 0 | 153.71 | 0
05.08. | 8 | 242.2129 |  | 83.4749 | 9.588 | 0 | 149.15 | 0
05.08. | 9 | 248.5362 |  | 82.9582 | 9.588 | 0 | 155.99 | 0
05.08. | 10 | 248.9135 |  | 83.9055 | 9.588 | 0 | 155.42 | 0
05.08. | 11 | 249.7623 |  | 83.0443 | 9.588 | 0 | 157.13 | 0
05.08. | 12 | 249.4711 |  | 82.1831 | 9.588 | 0 | 157.7 | 0
05.08. | 13 | 251.8878 |  | 82.6998 | 9.588 | 0 | 159.6 | 0
05.08. | 14 | 249.1417 |  | 82.6137 | 9.588 | 0 | 156.94 | 0
05.08. | 15 | 248.3994 |  | 82.4414 | 9.588 | 0 | 156.37 | 0
05.08. | 16 | 247.9662 |  | 82.9582 | 9.588 | 0 | 155.42 | 0
05.08. | 17 | 244.3233 |  | 82.3553 | 9.588 | 0 | 152.38 | 0
05.08. | 18 | 245.9268 |  | 83.3888 | 9.588 | 0 | 152.95 | 0
05.08. | 19 | 247.8268 |  | 83.3888 | 9.588 | 0 | 154.85 | 0
05.08. | 20 | 249.4125 |  | 84.5945 | 9.588 | 0 | 155.23 | 0
05.08. | 21 | 250.9148 |  | 84.7668 | 9.588 | 0 | 156.56 | 0
05.08. | 22 | 251.5176 |  | 85.3696 | 9.588 | 0 | 156.56 | 0
05.08. | 23 | 249.8076 |  | 85.3696 | 9.588 | 0 | 154.85 | 0
05.08. | 24 | 245.8328 |  | 86.1448 | 9.588 | 0 | 150.1 | 0
06.08. | 1 | 248.855 |  | 86.317 | 9.588 | 0 | 152.95 | 0
06.08. | 2 | 252.0495 |  | 86.6615 | 9.588 | 0 | 155.8 | 0
06.08. | 3 | 251.6189 |  | 86.2309 | 9.588 | 0 | 155.8 | 0
06.08. | 4 | 251.2744 |  | 85.8864 | 9.588 | 0 | 155.8 | 0
06.08. | 5 | 250.9628 |  | 86.1448 | 9.588 | 0 | 155.23 | 0
06.08. | 6 | 251.586 |  | 85.628 | 9.588 | 0 | 156.37 | 0
06.08. | 7 | 249.876 |  | 85.628 | 9.588 | 0 | 154.66 | 0
06.08. | 8 | 247.8215 |  | 85.2835 | 9.588 | 0 | 152.95 | 0
06.08. | 9 | 254.8897 |  | 83.9917 | 9.588 | 0 | 161.31 | 0
06.08. | 10 | 248.2246 |  | 83.2166 | 9.588 | 0 | 155.42 | 0
06.08. | 11 | 254.8746 |  | 83.2166 | 9.588 | 0 | 162.07 | 0
06.08. | 12 | 247.6013 |  | 83.7333 | 9.588 | 0 | 154.28 | 0
06.08. | 13 | 247.9484 |  | 83.1304 | 9.588 | 0 | 155.23 | 0
06.08. | 14 | 250.0384 |  | 83.1304 | 9.588 | 0 | 157.32 | 0
06.08. | 15 | 241.9258 |  | 74.0678 | 9.588 | 0 | 158.27 | 0
06.08. | 16 | 241.1481 |  | 74.2401 | 9.588 | 0 | 157.32 | 0
06.08. | 17 | 238.5413 |  | 73.7233 | 9.588 | 0 | 155.23 | 0
06.08. | 18 | 236.2436 |  | 73.8956 | 9.588 | 0 | 152.76 | 0
06.08. | 19 | 233.1503 |  | 74.4123 | 9.588 | 0 | 149.15 | 0
06.08. | 20 | 249.8964 |  | 84.5084 | 9.588 | 0 | 155.8 | 0
06.08. | 21 | 251.4315 |  | 85.2835 | 9.588 | 0 | 156.56 | 0
06.08. | 22 | 245.4705 |  | 85.9725 | 9.588 | 0 | 149.91 | 0
06.08. | 23 | 252.7917 |  | 86.8337 | 9.588 | 0 | 156.37 | 0
06.08. | 24 | 249.4579 |  | 86.9199 | 9.588 | 0 | 152.95 | 0
07.08. | 1 | 252.7562 |  | 87.1782 | 9.588 | 0 | 155.99 | 0
07.08. | 2 | 253.154 |  | 87.006 | 9.588 | 0 | 156.56 | 0
07.08. | 3 | 256.123 |  | 87.695 | 9.588 | 0 | 158.84 | 0
07.08. | 4 | 251.5656 |  | 86.7476 | 9.588 | 0 | 155.23 | 0
07.08. | 5 | 248.4572 |  | 86.4892 | 9.588 | 0 | 152.38 | 0
07.08. | 6 | 254.0685 |  | 87.3505 | 9.588 | 0 | 157.13 | 0
07.08. | 7 | 249.7872 |  | 86.4892 | 9.588 | 0 | 153.71 | 0
07.08. | 8 | 251.1324 |  | 87.2644 | 9.588 | 0 | 154.28 | 0
07.08. | 9 | 248.8905 |  | 85.9725 | 9.588 | 0 | 153.33 | 0
07.08. | 10 | 252.3789 |  | 86.2309 | 9.588 | 0 | 156.56 | 0
07.08. | 11 | 244.3347 |  | 77.4267 | 9.588 | 0 | 157.32 | 0
07.08. | 12 | 245.6495 |  | 76.6515 | 9.588 | 0 | 159.41 | 0
07.08. | 13 | 245.1124 |  | 77.2544 | 9.588 | 0 | 158.27 | 0
07.08. | 14 | 256.2472 |  | 86.4892 | 9.588 | 0 | 160.17 | 0
07.08. | 15 | 254.1928 |  | 86.1448 | 9.588 | 0 | 158.46 | 0
07.08. | 16 | 255.1072 |  | 86.4892 | 9.588 | 0 | 159.03 | 0
07.08. | 17 | 250.4638 |  | 85.4558 | 9.588 | 0 | 155.42 | 0
07.08. | 18 | 251.8621 |  | 85.7141 | 9.588 | 0 | 156.56 | 0
07.08. | 19 | 255.386 |  | 85.628 | 9.588 | 0 | 160.17 | 0
07.08. | 20 | 253.9344 |  | 85.8864 | 9.588 | 0 | 158.46 | 0
07.08. | 21 | 258.6995 |  | 86.6615 | 9.588 | 0 | 162.45 | 0
07.08. | 22 | 256.8652 |  | 87.8672 | 9.588 | 0 | 159.41 | 0
07.08. | 23 | 255.7758 |  | 88.2978 | 9.588 | 0 | 157.89 | 0
07.08. | 24 | 257.6252 |  | 87.8672 | 9.588 | 0 | 160.17 | 0
08.08. | 1 | 256.4346 |  | 87.4366 | 9.588 | 0 | 159.41 | 0
08.08. | 2 | 255.2058 |  | 88.2978 | 9.588 | 0 | 157.32 | 0
08.08. | 3 | 260.2142 |  | 88.5562 | 9.588 | 0 | 162.07 | 0
08.08. | 4 | 256.3609 |  | 89.0729 | 9.588 | 0 | 157.7 | 0
08.08. | 5 | 257.1742 |  | 88.5562 | 9.588 | 0 | 159.03 | 0
08.08. | 6 | 256.9362 |  | 87.1782 | 9.588 | 0 | 160.17 | 0
08.08. | 7 | 258.8513 |  | 87.9533 | 9.588 | 0 | 161.31 | 0
08.08. | 8 | 256.2472 |  | 86.4892 | 9.588 | 0 | 160.17 | 0
08.08. | 9 | 256.2295 |  | 86.6615 | 9.588 | 0 | 159.98 | 0
08.08. | 10 | 237.798 |  | 66.9 | 9.588 | 0 | 161.31 | 0
08.08. | 11 | 246.6706 |  | 75.9626 | 9.588 | 0 | 161.12 | 0
08.08. | 12 | 254.5728 |  | 86.1448 | 9.588 | 0 | 158.84 | 0
08.08. | 13 | 248.7715 |  | 85.2835 | 9.588 | 0 | 153.9 | 0
08.08. | 14 | 240.6015 |  | 85.2835 | 9.588 | 0 | 145.73 | 0
08.08. | 15 | 249.3442 |  | 84.3362 | 9.588 | 0 | 155.42 | 0
08.08. | 16 | 252.3309 |  | 84.8529 | 9.588 | 0 | 157.89 | 0
08.08. | 17 | 258.6338 |  | 85.4558 | 9.588 | 0 | 163.59 | 0
08.08. | 18 | 252.1915 |  | 85.2835 | 9.588 | 0 | 157.32 | 0
08.08. | 19 | 247.7176 |  | 85.3696 | 9.588 | 0 | 152.76 | 0
08.08. | 20 | 244.0544 |  | 85.8864 | 9.588 | 0 | 148.58 | 0
08.08. | 21 | 240.6521 |  | 85.7141 | 9.588 | 0 | 145.35 | 0
08.08. | 22 | 237.3209 |  | 84.8529 | 9.588 | 0 | 142.88 | 0
08.08. | 23 | 241.7744 |  | 85.8864 | 9.588 | 0 | 146.3 | 0
08.08. | 24 | 238.096 |  | 85.628 | 9.588 | 0 | 142.88 | 0
09.08. | 1 | 248.2495 |  | 86.6615 | 9.588 | 0 | 152 | 0
09.08. | 2 | 249.876 |  | 85.628 | 9.588 | 0 | 154.66 | 0
09.08. | 3 | 249.2048 |  | 84.7668 | 9.588 | 0 | 154.85 | 0
09.08. | 4 | 249.1515 |  | 85.2835 | 9.588 | 0 | 154.28 | 0
09.08. | 5 | 246.9958 |  | 84.0778 | 9.588 | 0 | 153.33 | 0
09.08. | 6 | 249.2376 |  | 85.3696 | 9.588 | 0 | 154.28 | 0
09.08. | 7 | 240.6219 |  | 84.1639 | 9.588 | 0 | 146.87 | 0
09.08. | 8 | 241.1262 |  | 82.9582 | 9.588 | 0 | 148.58 | 0
09.08. | 9 | 240.9184 |  | 83.1304 | 9.588 | 0 | 148.2 | 0
09.08. | 10 | 242.7146 |  | 83.2166 | 9.588 | 0 | 149.91 | 0
09.08. | 11 | 245.7394 |  | 82.4414 | 9.588 | 0 | 153.71 | 0
09.08. | 12 | 244.5843 |  | 81.6663 | 9.588 | 0 | 153.33 | 0
09.08. | 13 | 242.5982 |  | 81.5802 | 9.588 | 0 | 151.43 | 0
09.08. | 14 | 237.3821 |  | 81.4941 | 9.588 | 0 | 146.3 | 0
09.08. | 15 | 239.6621 |  | 81.4941 | 9.588 | 0 | 148.58 | 0
09.08. | 16 | 239.576 |  | 81.408 | 9.588 | 0 | 148.58 | 0
09.08. | 17 | 239.4543 |  | 81.6663 | 9.588 | 0 | 148.2 | 0
09.08. | 18 | 239.7482 |  | 81.5802 | 9.588 | 0 | 148.58 | 0
09.08. | 19 | 241.5621 |  | 81.4941 | 9.588 | 0 | 150.48 | 0
09.08. | 20 | 240.3156 |  | 82.5276 | 9.588 | 0 | 148.2 | 0
09.08. | 21 | 239.6923 |  | 83.0443 | 9.588 | 0 | 147.06 | 0
09.08. | 22 | 241.2656 |  | 82.5276 | 9.588 | 0 | 149.15 | 0
09.08. | 23 | 240.0901 |  | 82.8721 | 9.588 | 0 | 147.63 | 0
09.08. | 24 | 240.0901 |  | 82.8721 | 9.588 | 0 | 147.63 | 0
10.08. | 1 | 240.6094 |  | 82.4414 | 9.588 | 0 | 148.58 | 0
10.08. | 2 | 237.2552 |  | 83.6472 | 9.588 | 0 | 144.02 | 0
10.08. | 3 | 241.2097 |  | 83.9917 | 9.588 | 0 | 147.63 | 0
10.08. | 4 | 239.449 |  | 83.561 | 9.588 | 0 | 146.3 | 0
10.08. | 5 | 235.7858 |  | 84.0778 | 9.588 | 0 | 142.12 | 0
10.08. | 6 | 236.4952 |  | 83.6472 | 9.588 | 0 | 143.26 | 0
10.08. | 7 | 238.5043 |  | 81.6663 | 9.588 | 0 | 147.25 | 0
10.08. | 8 | 239.1098 |  | 81.3218 | 9.588 | 0 | 148.2 | 0
10.08. | 9 | 242.3425 |  | 80.3745 | 9.588 | 0 | 152.38 | 0
10.08. | 10 | 236.6583 |  | 74.6903 | 9.588 | 0 | 152.38 | 0
10.08. | 11 | 240.929 |  | 79.341 | 9.588 | 0 | 152 | 0
10.08. | 12 | 234.8845 |  | 78.9965 | 9.588 | 0 | 146.3 | 0
10.08. | 13 | 235.6116 |  | 78.3936 | 9.588 | 0 | 147.63 | 0
10.08. | 14 | 230.9833 |  | 78.1353 | 9.588 | 0 | 143.26 | 0
10.08. | 15 | 232.8629 |  | 79.2549 | 9.588 | 0 | 144.02 | 0
10.08. | 16 | 227.0057 |  | 79.8577 | 9.588 | 0 | 137.56 | 0
10.08. | 17 | 229.5237 |  | 81.2357 | 9.588 | 0 | 138.7 | 0
10.08. | 18 | 233.2021 |  | 81.4941 | 9.588 | 0 | 142.12 | 0
10.08. | 19 | 236.1764 |  | 80.2884 | 9.588 | 0 | 146.3 | 0
10.08. | 20 | 239.9257 |  | 79.8577 | 9.588 | 0 | 150.48 | 0
10.08. | 21 | 239.4011 |  | 82.1831 | 9.588 | 0 | 147.63 | 0
10.08. | 22 | 219.2788 |  | 82.0108 | 9.588 | 0 | 127.68 | 0
10.08. | 23 | 212.5533 |  | 78.1353 | 9.588 | 0 | 124.83 | 0
10.08. | 24 | 220.7962 |  | 82.9582 | 9.588 | 0 | 128.25 | 0
11.08. | 1 | 222.7619 |  | 84.1639 | 9.588 | 0 | 129.01 | 0
11.08. | 2 | 227.3725 |  | 84.5945 | 9.588 | 0 | 133.19 | 0
11.08. | 3 | 222.3846 |  | 83.2166 | 9.588 | 0 | 129.58 | 0
11.08. | 4 | 224.9229 |  | 83.4749 | 9.588 | 0 | 131.86 | 0
11.08. | 5 | 220.6213 |  | 83.7333 | 9.588 | 0 | 127.3 | 0
11.08. | 6 | 234.9219 |  | 84.1639 | 9.588 | 0 | 141.17 | 0
11.08. | 7 | 236.5813 |  | 83.7333 | 9.588 | 0 | 143.26 | 0
11.08. | 8 | 238.0684 |  | 83.1304 | 9.588 | 0 | 145.35 | 0
11.08. | 9 | 235.776 |  | 81.408 | 9.588 | 0 | 144.78 | 0
11.08. | 10 | 232.1331 |  | 80.8051 | 9.588 | 0 | 141.74 | 0
11.08. | 11 | 235.2743 |  | 81.6663 | 9.588 | 0 | 144.02 | 0
11.08. | 12 | 234.1698 |  | 81.3218 | 9.588 | 0 | 143.26 | 0
11.08. | 13 | 232.166 |  | 81.408 | 9.588 | 0 | 141.17 | 0
11.08. | 14 | 233.2402 |  | 80.2022 | 9.588 | 0 | 143.45 | 0
11.08. | 15 | 230.0457 |  | 79.8577 | 9.588 | 0 | 140.6 | 0
11.08. | 16 | 235.1731 |  | 80.8051 | 9.588 | 0 | 144.78 | 0
11.08. | 17 | 231.2515 |  | 81.0635 | 9.588 | 0 | 140.6 | 0
11.08. | 18 | 230.2482 |  | 81.5802 | 9.588 | 0 | 139.08 | 0
11.08. | 19 | 233.9621 |  | 81.4941 | 9.588 | 0 | 142.88 | 0
11.08. | 20 | 241.6429 |  | 83.4749 | 9.588 | 0 | 148.58 | 0
11.08. | 21 | 241.3846 |  | 83.2166 | 9.588 | 0 | 148.58 | 0
11.08. | 22 | 224.2464 |  | 84.5084 | 9.588 | 0 | 130.15 | 0
11.08. | 23 | 215.4395 |  | 71.3315 | 9.588 | 0 | 134.52 | 0
11.08. | 24 | 223.1268 |  | 83.3888 | 9.588 | 0 | 130.15 | 0
12.08. | 1 | 224.8013 |  | 83.7333 | 9.588 | 0 | 131.48 | 0
12.08. | 2 | 215.3889 |  | 70.9009 | 9.588 | 0 | 134.9 | 0
12.08. | 3 | 213.6132 |  | 69.6952 | 9.588 | 0 | 134.33 | 0
12.08. | 4 | 216.2173 |  | 71.1593 | 9.588 | 0 | 135.47 | 0
12.08. | 5 | 218.4289 |  | 70.9009 | 9.588 | 0 | 137.94 | 0
12.08. | 6 | 233.1061 |  | 78.7381 | 9.588 | 0 | 144.78 | 0
12.08. | 7 | 243.8821 |  | 85.7141 | 9.588 | 0 | 148.58 | 0
12.08. | 8 | 239.1019 |  | 84.1639 | 9.588 | 0 | 145.35 | 0
12.08. | 9 | 238.0987 |  | 84.6807 | 9.588 | 0 | 143.83 | 0
12.08. | 10 | 239.8468 |  | 83.3888 | 9.588 | 0 | 146.87 | 0
12.08. | 11 | 245.0452 |  | 83.6472 | 9.588 | 0 | 151.81 | 0
12.08. | 12 | 249.3797 |  | 83.9917 | 9.588 | 0 | 155.8 | 0
12.08. | 13 | 248.9997 |  | 83.9917 | 9.588 | 0 | 155.42 | 0
12.08. | 14 | 246.3068 |  | 83.3888 | 9.588 | 0 | 153.33 | 0
12.08. | 15 | 242.7146 |  | 83.2166 | 9.588 | 0 | 149.91 | 0
12.08. | 16 | 243.9735 |  | 83.9055 | 9.588 | 0 | 150.48 | 0
12.08. | 17 | 246.4764 |  | 84.5084 | 9.588 | 0 | 152.38 | 0
12.08. | 18 | 246.788 |  | 84.25 | 9.588 | 0 | 152.95 | 0
12.08. | 19 | 247.8215 |  | 85.2835 | 9.588 | 0 | 152.95 | 0
12.08. | 20 | 246.3521 |  | 85.7141 | 9.588 | 0 | 151.05 | 0
12.08. | 21 | 243.8821 |  | 85.7141 | 9.588 | 0 | 148.58 | 0
12.08. | 22 | 238.9572 |  | 86.4892 | 9.588 | 0 | 142.88 | 0
12.08. | 23 | 245.9517 |  | 86.8337 | 9.588 | 0 | 149.53 | 0
12.08. | 24 | 247.905 |  | 86.317 | 9.588 | 0 | 152 | 0
13.08. | 1 | 249.3185 |  | 87.3505 | 9.588 | 0 | 152.38 | 0
13.08. | 2 | 242.8086 |  | 80.4606 | 9.588 | 0 | 152.76 | 0
13.08. | 3 | 247.2897 |  | 83.9917 | 9.588 | 0 | 153.71 | 0
13.08. | 4 | 246.0024 |  | 87.2644 | 9.588 | 0 | 149.15 | 0
13.08. | 5 | 246.2456 |  | 86.7476 | 9.588 | 0 | 149.91 | 0
13.08. | 6 | 244.8295 |  | 86.6615 | 9.588 | 0 | 148.58 | 0
13.08. | 7 | 244.3989 |  | 86.2309 | 9.588 | 0 | 148.58 | 0
13.08. | 8 | 243.6238 |  | 85.4558 | 9.588 | 0 | 148.58 | 0
13.08. | 9 | 246.7676 |  | 85.3696 | 9.588 | 0 | 151.81 | 0
13.08. | 10 | 244.6928 |  | 86.1448 | 9.588 | 0 | 148.96 | 0
13.08. | 11 | 236.8589 |  | 76.2209 | 9.588 | 0 | 151.05 | 0
13.08. | 12 | 236.7222 |  | 75.7042 | 9.588 | 0 | 151.43 | 0
13.08. | 13 | 249.1187 |  | 84.6807 | 9.588 | 0 | 154.85 | 0
13.08. | 14 | 235.6026 |  | 74.5846 | 9.588 | 0 | 151.43 | 0
13.08. | 15 | 246.6158 |  | 84.0778 | 9.588 | 0 | 152.95 | 0
13.08. | 16 | 246.4435 |  | 83.9055 | 9.588 | 0 | 152.95 | 0
13.08. | 17 | 243.1097 |  | 83.9917 | 9.588 | 0 | 149.53 | 0
13.08. | 18 | 239.0513 |  | 83.7333 | 9.588 | 0 | 145.73 | 0
13.08. | 19 | 245.2121 |  | 85.7141 | 9.588 | 0 | 149.91 | 0
13.08. | 20 | 242.2787 |  | 84.6807 | 9.588 | 0 | 148.01 | 0
13.08. | 21 | 242.7928 |  | 86.1448 | 9.588 | 0 | 147.06 | 0
13.08. | 22 | 244.6572 |  | 86.4892 | 9.588 | 0 | 148.58 | 0
13.08. | 23 | 245.0524 |  | 87.2644 | 9.588 | 0 | 148.2 | 0
13.08. | 24 | 247.2462 |  | 87.1782 | 9.588 | 0 | 150.48 | 0
14.08. | 1 | 245.8985 |  | 87.3505 | 9.588 | 0 | 148.96 | 0
14.08. | 2 | 244.3607 |  | 87.5227 | 9.588 | 0 | 147.25 | 0
14.08. | 3 | 246.4658 |  | 88.2978 | 9.588 | 0 | 148.58 | 0
14.08. | 4 | 248.8346 |  | 87.4366 | 9.588 | 0 | 151.81 | 0
14.08. | 5 | 244.4824 |  | 87.2644 | 9.588 | 0 | 147.63 | 0
14.08. | 6 | 240.7685 |  | 87.3505 | 9.588 | 0 | 143.83 | 0
14.08. | 7 | 240.5989 |  | 86.2309 | 9.588 | 0 | 144.78 | 0
14.08. | 8 | 240.5154 |  | 85.1974 | 9.588 | 0 | 145.73 | 0
14.08. | 9 | 240.6015 |  | 85.2835 | 9.588 | 0 | 145.73 | 0
14.08. | 10 | 235.7129 |  | 79.2549 | 9.588 | 0 | 146.87 | 0
14.08. | 11 | 240.3564 |  | 80.2884 | 9.588 | 0 | 150.48 | 0
14.08. | 12 | 244.1964 |  | 84.5084 | 9.588 | 0 | 150.1 | 0
14.08. | 13 | 250.4131 |  | 85.0251 | 9.588 | 0 | 155.8 | 0
14.08. | 14 | 245.1464 |  | 84.5084 | 9.588 | 0 | 151.05 | 0
14.08. | 15 | 246.0964 |  | 84.5084 | 9.588 | 0 | 152 | 0
14.08. | 16 | 247.3048 |  | 84.7668 | 9.588 | 0 | 152.95 | 0
14.08. | 17 | 246.6158 |  | 84.0778 | 9.588 | 0 | 152.95 | 0
14.08. | 18 | 247.2009 |  | 84.8529 | 9.588 | 0 | 152.76 | 0
14.08. | 19 | 246.7019 |  | 84.1639 | 9.588 | 0 | 152.95 | 0
14.08. | 20 | 247.216 |  | 85.628 | 9.588 | 0 | 152 | 0
14.08. | 21 | 239.1348 |  | 84.7668 | 9.588 | 0 | 144.78 | 0
14.08. | 22 | 241.9111 |  | 86.4031 | 9.588 | 0 | 145.92 | 0
14.08. | 23 | 235.9528 |  | 86.1448 | 9.588 | 0 | 140.22 | 0
14.08. | 24 | 237.1585 |  | 87.3505 | 9.588 | 0 | 140.22 | 0
15.08. | 1 | 234.3946 |  | 87.4366 | 9.588 | 0 | 137.37 | 0
15.08. | 2 | 240.614 |  | 87.006 | 9.588 | 0 | 144.02 | 0
15.08. | 3 | 239.7856 |  | 86.7476 | 9.588 | 0 | 143.45 | 0
15.08. | 4 | 239.9579 |  | 86.9199 | 9.588 | 0 | 143.45 | 0
15.08. | 5 | 230.6992 |  | 80.8912 | 9.588 | 0 | 140.22 | 0
15.08. | 6 | 239.7731 |  | 85.0251 | 9.588 | 0 | 145.16 | 0
15.08. | 7 | 243.6717 |  | 86.8337 | 9.588 | 0 | 147.25 | 0
15.08. | 8 | 240.2544 |  | 85.8864 | 9.588 | 0 | 144.78 | 0
15.08. | 9 | 245.0044 |  | 85.8864 | 9.588 | 0 | 149.53 | 0
15.08. | 10 | 242.7625 |  | 84.5945 | 9.588 | 0 | 148.58 | 0
15.08. | 11 | 248.9287 |  | 84.6807 | 9.588 | 0 | 154.66 | 0
15.08. | 12 | 247.976 |  | 85.628 | 9.588 | 0 | 152.76 | 0
15.08. | 13 | 252.7944 |  | 85.8864 | 9.588 | 0 | 157.32 | 0
15.08. | 14 | 251.8115 |  | 85.2835 | 9.588 | 0 | 156.94 | 0
15.08. | 15 | 246.3521 |  | 85.7141 | 9.588 | 0 | 151.05 | 0
15.08. | 16 | 245.5744 |  | 85.8864 | 9.588 | 0 | 150.1 | 0
15.08. | 17 | 250.4789 |  | 86.2309 | 9.588 | 0 | 154.66 | 0
15.08. | 18 | 252.1028 |  | 86.1448 | 9.588 | 0 | 156.37 | 0
15.08. | 19 | 253.6911 |  | 86.4031 | 9.588 | 0 | 157.7 | 0
15.08. | 20 | 250.8083 |  | 85.8003 | 9.588 | 0 | 155.42 | 0
15.08. | 21 | 251.6517 |  | 86.8337 | 9.588 | 0 | 155.23 | 0
15.08. | 22 | 250.2685 |  | 87.3505 | 9.588 | 0 | 153.33 | 0
15.08. | 23 | 252.4597 |  | 88.2117 | 9.588 | 0 | 154.66 | 0
15.08. | 24 | 253.1665 |  | 88.7285 | 9.588 | 0 | 154.85 | 0
16.08. | 1 | 251.3552 |  | 87.8672 | 9.588 | 0 | 153.9 | 0
16.08. | 2 | 253.2881 |  | 88.4701 | 9.588 | 0 | 155.23 | 0
16.08. | 3 | 253.8581 |  | 88.4701 | 9.588 | 0 | 155.8 | 0
16.08. | 4 | 248.5913 |  | 87.9533 | 9.588 | 0 | 151.05 | 0
16.08. | 5 | 251.1652 |  | 87.8672 | 9.588 | 0 | 153.71 | 0
16.08. | 6 | 249.8352 |  | 87.8672 | 9.588 | 0 | 152.38 | 0
16.08. | 7 | 246.8662 |  | 87.1782 | 9.588 | 0 | 150.1 | 0
16.08. | 8 | 245.316 |  | 85.628 | 9.588 | 0 | 150.1 | 0
16.08. | 9 | 245.4909 |  | 84.8529 | 9.588 | 0 | 151.05 | 0
16.08. | 10 | 242.8131 |  | 85.0251 | 9.588 | 0 | 148.2 | 0
16.08. | 11 | 243.5376 |  | 85.3696 | 9.588 | 0 | 148.58 | 0
16.08. | 12 | 246.0787 |  | 84.6807 | 9.588 | 0 | 151.81 | 0
16.08. | 13 | 241.3464 |  | 84.5084 | 9.588 | 0 | 147.25 | 0
16.08. | 14 | 246.2713 |  | 83.7333 | 9.588 | 0 | 152.95 | 0
16.08. | 15 | 243.4568 |  | 83.3888 | 9.588 | 0 | 150.48 | 0
16.08. | 16 | 247.999 |  | 83.561 | 9.588 | 0 | 154.85 | 0
16.08. | 17 | 238.8858 |  | 74.0678 | 9.588 | 0 | 155.23 | 0
16.08. | 18 | 239.5926 |  | 74.5846 | 9.588 | 0 | 155.42 | 0
16.08. | 19 | 242.4694 |  | 78.2214 | 9.588 | 0 | 154.66 | 0
16.08. | 20 | 239.9284 |  | 78.9104 | 9.588 | 0 | 151.43 | 0
16.08. | 21 | 238.5451 |  | 79.4271 | 9.588 | 0 | 149.53 | 0
16.08. | 22 | 241.1696 |  | 79.7716 | 9.588 | 0 | 151.81 | 0
16.08. | 23 | 242.2919 |  | 79.9439 | 9.588 | 0 | 152.76 | 0
16.08. | 24 | 244.7619 |  | 79.9439 | 9.588 | 0 | 155.23 | 0
17.08. | 1 | 243.2064 |  | 80.2884 | 9.588 | 0 | 153.33 | 0
17.08. | 2 | 243.1202 |  | 80.2022 | 9.588 | 0 | 153.33 | 0
17.08. | 3 | 241.8764 |  | 80.2884 | 9.588 | 0 | 152 | 0
17.08. | 4 | 239.9231 |  | 80.8051 | 9.588 | 0 | 149.53 | 0
17.08. | 5 | 239.3531 |  | 80.8051 | 9.588 | 0 | 148.96 | 0
17.08. | 6 | 237.2986 |  | 80.4606 | 9.588 | 0 | 147.25 | 0
17.08. | 7 | 234.849 |  | 79.341 | 9.588 | 0 | 145.92 | 0
17.08. | 8 | 239.3229 |  | 79.2549 | 9.588 | 0 | 150.48 | 0
17.08. | 9 | 244.3161 |  | 78.7381 | 9.588 | 0 | 155.99 | 0
17.08. | 10 | 242.7988 |  | 77.7908 | 9.588 | 0 | 155.42 | 0
17.08. | 11 | 241.7804 |  | 77.5324 | 9.588 | 0 | 154.66 | 0
17.08. | 12 | 240.0553 |  | 76.7573 | 9.588 | 0 | 153.71 | 0
17.08. | 13 | 243.3031 |  | 76.5851 | 9.588 | 0 | 157.13 | 0
17.08. | 14 | 243.9592 |  | 76.6712 | 9.588 | 0 | 157.7 | 0
17.08. | 15 | 244.0631 |  | 76.5851 | 9.588 | 0 | 157.89 | 0
17.08. | 16 | 244.4431 |  | 76.5851 | 9.588 | 0 | 158.27 | 0
17.08. | 17 | 248.8814 |  | 76.8434 | 9.588 | 0 | 162.45 | 0
17.08. | 18 | 248.7598 |  | 77.1018 | 9.588 | 0 | 162.07 | 0
17.08. | 19 | 250.0872 |  | 78.0492 | 9.588 | 0 | 162.45 | 0
17.08. | 20 | 248.1516 |  | 78.3936 | 9.588 | 0 | 160.17 | 0
17.08. | 21 | 247.769 |  | 79.341 | 9.588 | 0 | 158.84 | 0
17.08. | 22 | 247.3029 |  | 79.2549 | 9.588 | 0 | 158.46 | 0
17.08. | 23 | 247.959 |  | 79.341 | 9.588 | 0 | 159.03 | 0
17.08. | 24 | 250.168 |  | 80.03 | 9.588 | 0 | 160.55 | 0
18.08. | 1 | 246.7302 |  | 80.2022 | 9.588 | 0 | 156.94 | 0
18.08. | 2 | 247.8525 |  | 80.3745 | 9.588 | 0 | 157.89 | 0
18.08. | 3 | 245.7394 |  | 82.4414 | 9.588 | 0 | 153.71 | 0
18.08. | 4 | 250.8997 |  | 83.9917 | 9.588 | 0 | 157.32 | 0
18.08. | 5 | 253.5846 |  | 87.4366 | 9.588 | 0 | 156.56 | 0
18.08. | 6 | 256.2144 |  | 85.8864 | 9.588 | 0 | 160.74 | 0
18.08. | 7 | 251.9154 |  | 85.1974 | 9.588 | 0 | 157.13 | 0
18.08. | 8 | 254.4538 |  | 85.4558 | 9.588 | 0 | 159.41 | 0
18.08. | 9 | 246.4231 |  | 85.0251 | 9.588 | 0 | 151.81 | 0
18.08. | 10 | 245.6152 |  | 83.6472 | 9.588 | 0 | 152.38 | 0
18.08. | 11 | 248.5513 |  | 83.7333 | 9.588 | 0 | 155.23 | 0
18.08. | 12 | 248.5362 |  | 82.9582 | 9.588 | 0 | 155.99 | 0
18.08. | 13 | 247.2568 |  | 83.3888 | 9.588 | 0 | 154.28 | 0
18.08. | 14 | 249.5723 |  | 83.0443 | 9.588 | 0 | 156.94 | 0
18.08. | 15 | 241.5266 |  | 81.8386 | 9.588 | 0 | 150.1 | 0
18.08. | 16 | 236.5156 |  | 82.5276 | 9.588 | 0 | 144.4 | 0
18.08. | 17 | 246.0484 |  | 83.1304 | 9.588 | 0 | 153.33 | 0
18.08. | 18 | 246.7401 |  | 82.8721 | 9.588 | 0 | 154.28 | 0
18.08. | 19 | 247.9129 |  | 83.4749 | 9.588 | 0 | 154.85 | 0
18.08. | 20 | 248.949 |  | 83.561 | 9.588 | 0 | 155.8 | 0
18.08. | 21 | 254.008 |  | 84.25 | 9.588 | 0 | 160.17 | 0
18.08. | 22 | 251.609 |  | 83.561 | 9.588 | 0 | 158.46 | 0
18.08. | 23 | 252.3309 |  | 84.8529 | 9.588 | 0 | 157.89 | 0
18.08. | 24 | 253.2454 |  | 85.1974 | 9.588 | 0 | 158.46 | 0
19.08. | 1 | 251.538 |  | 84.25 | 9.588 | 0 | 157.7 | 0
19.08. | 2 | 252.3131 |  | 85.0251 | 9.588 | 0 | 157.7 | 0
19.08. | 3 | 252.8148 |  | 84.7668 | 9.588 | 0 | 158.46 | 0
19.08. | 4 | 252.0876 |  | 85.3696 | 9.588 | 0 | 157.13 | 0
19.08. | 5 | 248.9819 |  | 84.1639 | 9.588 | 0 | 155.23 | 0
19.08. | 6 | 250.2409 |  | 84.8529 | 9.588 | 0 | 155.8 | 0
19.08. | 7 | 247.0392 |  | 80.8912 | 9.588 | 0 | 156.56 | 0
19.08. | 8 | 251.4164 |  | 84.5084 | 9.588 | 0 | 157.32 | 0
19.08. | 9 | 251.5762 |  | 82.9582 | 9.588 | 0 | 159.03 | 0
19.08. | 10 | 251.285 |  | 82.097 | 9.588 | 0 | 159.6 | 0
19.08. | 11 | 250.8011 |  | 82.1831 | 9.588 | 0 | 159.03 | 0
19.08. | 12 | 254.4794 |  | 82.4414 | 9.588 | 0 | 162.45 | 0
19.08. | 13 | 252.995 |  | 82.097 | 9.588 | 0 | 161.31 | 0
19.08. | 14 | 255.6194 |  | 82.4414 | 9.588 | 0 | 163.59 | 0
19.08. | 15 | 258.2768 |  | 83.3888 | 9.588 | 0 | 165.3 | 0
19.08. | 16 | 254.3552 |  | 83.6472 | 9.588 | 0 | 161.12 | 0
19.08. | 17 | 252.0423 |  | 83.0443 | 9.588 | 0 | 159.41 | 0
19.08. | 18 | 255.2342 |  | 84.3362 | 9.588 | 0 | 161.31 | 0
19.08. | 19 | 253.6635 |  | 83.9055 | 9.588 | 0 | 160.17 | 0
19.08. | 20 | 242.418 |  | 84.25 | 9.588 | 0 | 148.58 | 0
19.08. | 21 | 246.4764 |  | 84.5084 | 9.588 | 0 | 152.38 | 0
19.08. | 22 | 256.5642 |  | 84.3362 | 9.588 | 0 | 162.64 | 0
19.08. | 23 | 251.8115 |  | 85.2835 | 9.588 | 0 | 156.94 | 0
19.08. | 24 | 251.2948 |  | 84.7668 | 9.588 | 0 | 156.94 | 0
20.08. | 1 | 251.4138 |  | 85.4558 | 9.588 | 0 | 156.37 | 0
20.08. | 2 | 252.5183 |  | 85.8003 | 9.588 | 0 | 157.13 | 0
20.08. | 3 | 252.6754 |  | 85.1974 | 9.588 | 0 | 157.89 | 0
20.08. | 4 | 238.4431 |  | 85.0251 | 9.588 | 0 | 143.83 | 0
20.08. | 5 | 245.0576 |  | 85.3696 | 9.588 | 0 | 150.1 | 0
20.08. | 6 | 253.9672 |  | 86.4892 | 9.588 | 0 | 157.89 | 0
20.08. | 7 | 256.1611 |  | 86.4031 | 9.588 | 0 | 160.17 | 0
20.08. | 8 | 251.2921 |  | 85.7141 | 9.588 | 0 | 155.99 | 0
20.08. | 9 | 252.1889 |  | 86.2309 | 9.588 | 0 | 156.37 | 0
20.08. | 10 | 258.3221 |  | 85.7141 | 9.588 | 0 | 163.02 | 0
20.08. | 11 | 255.2519 |  | 84.1639 | 9.588 | 0 | 161.5 | 0
20.08. | 12 | 253.4709 |  | 84.8529 | 9.588 | 0 | 159.03 | 0
20.08. | 13 | 256.2676 |  | 85.3696 | 9.588 | 0 | 161.31 | 0
20.08. | 14 | 258.0105 |  | 85.9725 | 9.588 | 0 | 162.45 | 0
20.08. | 15 | 259.0315 |  | 85.2835 | 9.588 | 0 | 164.16 | 0
20.08. | 16 | 258.1144 |  | 85.8864 | 9.588 | 0 | 162.64 | 0
20.08. | 17 | 255.1756 |  | 86.7476 | 9.588 | 0 | 158.84 | 0
20.08. | 18 | 256.6779 |  | 86.9199 | 9.588 | 0 | 160.17 | 0
20.08. | 19 | 264.4475 |  | 88.0395 | 9.588 | 0 | 166.82 | 0
20.08. | 20 | 262.1293 |  | 89.3313 | 9.588 | 0 | 163.21 | 0
20.08. | 21 | 255.5326 |  | 88.8146 | 9.588 | 0 | 157.13 | 0
20.08. | 22 | 245.0142 |  | 88.5562 | 9.588 | 0 | 146.87 | 0
20.08. | 23 | 237.8271 |  | 89.1591 | 9.588 | 0 | 139.08 | 0
20.08. | 24 | 247.8793 |  | 89.3313 | 9.588 | 0 | 148.96 | 0
21.08. | 1 | 256.3787 |  | 88.9007 | 9.588 | 0 | 157.89 | 0
21.08. | 2 | 258.3293 |  | 89.3313 | 9.588 | 0 | 159.41 | 0
21.08. | 3 | 256.1887 |  | 88.9007 | 9.588 | 0 | 157.7 | 0
21.08. | 4 | 253.9087 |  | 88.9007 | 9.588 | 0 | 155.42 | 0
21.08. | 5 | 253.0626 |  | 88.8146 | 9.588 | 0 | 154.66 | 0
21.08. | 6 | 249.022 |  | 88.384 | 9.588 | 0 | 151.05 | 0
21.08. | 7 | 248.6748 |  | 88.9868 | 9.588 | 0 | 150.1 | 0
21.08. | 8 | 245.8097 |  | 88.2117 | 9.588 | 0 | 148.01 | 0
21.08. | 9 | 249.283 |  | 87.695 | 9.588 | 0 | 152 | 0
21.08. | 10 | 247.3856 |  | 86.7476 | 9.588 | 0 | 151.05 | 0
21.08. | 11 | 230.1145 |  | 65.8665 | 9.588 | 0 | 154.66 | 0
21.08. | 12 | 245.6495 |  | 76.6515 | 9.588 | 0 | 159.41 | 0
21.08. | 13 | 236.5008 |  | 67.5028 | 9.588 | 0 | 159.41 | 0
21.08. | 14 | 235.328 |  | 66.9 | 9.588 | 0 | 158.84 | 0
21.08. | 15 | 242.3183 |  | 75.7903 | 9.588 | 0 | 156.94 | 0
21.08. | 16 | 247.4219 |  | 79.9439 | 9.588 | 0 | 157.89 | 0
21.08. | 17 | 241.1428 |  | 76.1348 | 9.588 | 0 | 155.42 | 0
21.08. | 18 | 245.0044 |  | 85.8864 | 9.588 | 0 | 149.53 | 0
21.08. | 19 | 247.335 |  | 86.317 | 9.588 | 0 | 151.43 | 0
21.08. | 20 | 249.7162 |  | 87.1782 | 9.588 | 0 | 152.95 | 0
21.08. | 21 | 248.5079 |  | 86.9199 | 9.588 | 0 | 152 | 0
21.08. | 22 | 245.8275 |  | 88.0395 | 9.588 | 0 | 148.2 | 0
21.08. | 23 | 247.2942 |  | 88.5562 | 9.588 | 0 | 149.15 | 0
21.08. | 24 | 249.3665 |  | 88.7285 | 9.588 | 0 | 151.05 | 0
22.08. | 1 | 245.7209 |  | 89.0729 | 9.588 | 0 | 147.06 | 0
22.08. | 2 | 245.7742 |  | 88.5562 | 9.588 | 0 | 147.63 | 0
22.08. | 3 | 247.1042 |  | 88.5562 | 9.588 | 0 | 148.96 | 0
22.08. | 4 | 245.3054 |  | 89.4174 | 9.588 | 0 | 146.3 | 0
22.08. | 5 | 246.8965 |  | 88.7285 | 9.588 | 0 | 148.58 | 0
22.08. | 6 | 249.782 |  | 88.384 | 9.588 | 0 | 151.81 | 0
22.08. | 7 | 250.922 |  | 88.384 | 9.588 | 0 | 152.95 | 0
22.08. | 8 | 248.2797 |  | 88.2117 | 9.588 | 0 | 150.48 | 0
22.08. | 9 | 247.0713 |  | 87.9533 | 9.588 | 0 | 149.53 | 0
22.08. | 10 | 247.644 |  | 87.006 | 9.588 | 0 | 151.05 | 0
22.08. | 11 | 245.0879 |  | 86.9199 | 9.588 | 0 | 148.58 | 0
22.08. | 12 | 244.7762 |  | 87.1782 | 9.588 | 0 | 148.01 | 0
22.08. | 13 | 247.2995 |  | 86.6615 | 9.588 | 0 | 151.05 | 0
22.08. | 14 | 254.0862 |  | 87.1782 | 9.588 | 0 | 157.32 | 0
22.08. | 15 | 247.6795 |  | 86.6615 | 9.588 | 0 | 151.43 | 0
22.08. | 16 | 247.2791 |  | 87.7811 | 9.588 | 0 | 149.91 | 0
22.08. | 17 | 250.2356 |  | 86.7476 | 9.588 | 0 | 153.9 | 0
22.08. | 18 | 253.653 |  | 87.695 | 9.588 | 0 | 156.37 | 0
22.08. | 19 | 252.3585 |  | 87.3505 | 9.588 | 0 | 155.42 | 0
22.08. | 20 | 253.9113 |  | 87.9533 | 9.588 | 0 | 156.37 | 0
22.08. | 21 | 253.202 |  | 88.384 | 9.588 | 0 | 155.23 | 0
22.08. | 22 | 233.9859 |  | 72.9679 | 9.588 | 0 | 151.43 | 0
22.08. | 23 | 234.6242 |  | 73.2262 | 9.588 | 0 | 151.81 | 0
22.08. | 24 | 238.5485 |  | 72.0205 | 9.588 | 0 | 156.94 | 0
23.08. | 1 | 238.9436 |  | 72.7956 | 9.588 | 0 | 156.56 | 0
23.08. | 2 | 236.922 |  | 73.054 | 9.588 | 0 | 154.28 | 0
23.08. | 3 | 235.663 |  | 72.365 | 9.588 | 0 | 153.71 | 0
23.08. | 4 | 236.0963 |  | 71.8483 | 9.588 | 0 | 154.66 | 0
23.08. | 5 | 230.6218 |  | 71.5038 | 9.588 | 0 | 149.53 | 0
23.08. | 6 | 232.6053 |  | 72.5373 | 9.588 | 0 | 150.48 | 0
23.08. | 7 | 236.542 |  | 73.054 | 9.588 | 0 | 153.9 | 0
23.08. | 8 | 240.983 |  | 72.365 | 9.588 | 0 | 159.03 | 0
23.08. | 9 | 224.7182 |  | 57.8102 | 9.588 | 0 | 157.32 | 0
23.08. | 10 | 236.7853 |  | 72.5373 | 9.588 | 0 | 154.66 | 0
23.08. | 11 | 240.5853 |  | 72.5373 | 9.588 | 0 | 158.46 | 0
23.08. | 12 | 239.1008 |  | 72.1928 | 9.588 | 0 | 157.32 | 0
23.08. | 13 | 239.9114 |  | 72.6234 | 9.588 | 0 | 157.7 | 0
23.08. | 14 | 239.3361 |  | 74.5181 | 9.588 | 0 | 155.23 | 0
23.08. | 15 | 243.7594 |  | 74.0014 | 9.588 | 0 | 160.17 | 0
23.08. | 16 | 245.5022 |  | 74.6042 | 9.588 | 0 | 161.31 | 0
23.08. | 17 | 246.3306 |  | 74.8626 | 9.588 | 0 | 161.88 | 0
23.08. | 18 | 248.2306 |  | 74.8626 | 9.588 | 0 | 163.78 | 0
23.08. | 19 | 247.0906 |  | 74.8626 | 9.588 | 0 | 162.64 | 0
23.08. | 20 | 247.4883 |  | 74.6903 | 9.588 | 0 | 163.21 | 0
23.08. | 21 | 243.9671 |  | 73.8291 | 9.588 | 0 | 160.55 | 0
23.08. | 22 | 244.309 |  | 75.121 | 9.588 | 0 | 159.6 | 0
23.08. | 23 | 241.4767 |  | 74.9487 | 9.588 | 0 | 156.94 | 0
23.08. | 24 | 242.5128 |  | 75.0348 | 9.588 | 0 | 157.89 | 0
24.08. | 1 | 246.1583 |  | 74.6903 | 9.588 | 0 | 161.88 | 0
24.08. | 2 | 245.3096 |  | 75.5516 | 9.588 | 0 | 160.17 | 0
24.08. | 3 | 244.6534 |  | 75.4654 | 9.588 | 0 | 159.6 | 0
24.08. | 4 | 243.7416 |  | 74.1736 | 9.588 | 0 | 159.98 | 0
24.08. | 5 | 242.3104 |  | 73.3124 | 9.588 | 0 | 159.41 | 0
24.08. | 6 | 229.0349 |  | 58.3269 | 9.588 | 0 | 161.12 | 0
24.08. | 7 | 230.0684 |  | 59.3604 | 9.588 | 0 | 161.12 | 0
24.08. | 8 | 243.7318 |  | 71.5038 | 9.588 | 0 | 162.64 | 0
24.08. | 9 | 243.3971 |  | 73.8291 | 9.588 | 0 | 159.98 | 0
24.08. | 10 | 245.52 |  | 74.432 | 9.588 | 0 | 161.5 | 0
24.08. | 11 | 246.3306 |  | 74.8626 | 9.588 | 0 | 161.88 | 0
24.08. | 12 | 243.1716 |  | 74.1736 | 9.588 | 0 | 159.41 | 0
24.08. | 13 | 246.0367 |  | 74.9487 | 9.588 | 0 | 161.5 | 0
24.08. | 14 | 240.0961 |  | 74.5181 | 9.588 | 0 | 155.99 | 0
24.08. | 15 | 241.5655 |  | 74.0875 | 9.588 | 0 | 157.89 | 0
24.08. | 16 | 248.4055 |  | 74.0875 | 9.588 | 0 | 164.73 | 0
24.08. | 17 | 244.7271 |  | 73.8291 | 9.588 | 0 | 161.31 | 0
24.08. | 18 | 242.6194 |  | 74.0014 | 9.588 | 0 | 159.03 | 0
24.08. | 19 | 244.2761 |  | 74.5181 | 9.588 | 0 | 160.17 | 0
24.08. | 20 | 243.62 |  | 74.432 | 9.588 | 0 | 159.6 | 0
24.08. | 21 | 243.9316 |  | 74.1736 | 9.588 | 0 | 160.17 | 0
24.08. | 22 | 245.7455 |  | 74.0875 | 9.588 | 0 | 162.07 | 0
24.08. | 23 | 241.9783 |  | 74.6903 | 9.588 | 0 | 157.7 | 0
24.08. | 24 | 243.5463 |  | 76.0683 | 9.588 | 0 | 157.89 | 0
25.08. | 1 | 239.3263 |  | 71.8483 | 9.588 | 0 | 157.89 | 0
25.08. | 2 | 243.1183 |  | 74.6903 | 9.588 | 0 | 158.84 | 0
25.08. | 3 | 238.8167 |  | 74.9487 | 9.588 | 0 | 154.28 | 0
25.08. | 4 | 237.8338 |  | 74.3458 | 9.588 | 0 | 153.9 | 0
25.08. | 5 | 238.9561 |  | 74.5181 | 9.588 | 0 | 154.85 | 0
25.08. | 6 | 244.8816 |  | 74.1736 | 9.588 | 0 | 161.12 | 0
25.08. | 7 | 237.9173 |  | 75.3793 | 9.588 | 0 | 152.95 | 0
25.08. | 8 | 243.6528 |  | 75.0348 | 9.588 | 0 | 159.03 | 0
25.08. | 9 | 244.8257 |  | 75.6377 | 9.588 | 0 | 159.6 | 0
25.08. | 10 | 237.7273 |  | 75.3793 | 9.588 | 0 | 152.76 | 0
25.08. | 11 | 230.8099 |  | 65.9919 | 9.588 | 0 | 155.23 | 0
25.08. | 12 | 241.3373 |  | 75.3793 | 9.588 | 0 | 156.37 | 0
25.08. | 13 | 236.1167 |  | 70.7287 | 9.588 | 0 | 155.8 | 0
25.08. | 14 | 226.33 |  | 74.432 | 9.588 | 0 | 142.31 | 0
25.08. | 15 | 225.2583 |  | 74.6903 | 9.588 | 0 | 140.98 | 0
25.08. | 16 | 226.8138 |  | 74.3458 | 9.588 | 0 | 142.88 | 0
25.08. | 17 | 246.2622 |  | 74.6042 | 9.588 | 0 | 162.07 | 0
25.08. | 18 | 244.76 |  | 74.432 | 9.588 | 0 | 160.74 | 0
25.08. | 19 | 244.6232 |  | 73.9152 | 9.588 | 0 | 161.12 | 0
25.08. | 20 | 247.23 |  | 74.432 | 9.588 | 0 | 163.21 | 0
25.08. | 21 | 247.4173 |  | 75.3793 | 9.588 | 0 | 162.45 | 0
25.08. | 22 | 246.1051 |  | 75.2071 | 9.588 | 0 | 161.31 | 0
25.08. | 23 | 243.6883 |  | 74.6903 | 9.588 | 0 | 159.41 | 0
25.08. | 24 | 245.4161 |  | 74.5181 | 9.588 | 0 | 161.31 | 0
26.08. | 1 | 242.9257 |  | 75.6377 | 9.588 | 0 | 157.7 | 0
26.08. | 2 | 244.119 |  | 75.121 | 9.588 | 0 | 159.41 | 0
26.08. | 3 | 243.0828 |  | 75.0348 | 9.588 | 0 | 158.46 | 0
26.08. | 4 | 241.0434 |  | 75.4654 | 9.588 | 0 | 155.99 | 0
26.08. | 5 | 245.6567 |  | 74.9487 | 9.588 | 0 | 161.12 | 0
26.08. | 6 | 245.4338 |  | 74.3458 | 9.588 | 0 | 161.5 | 0
26.08. | 7 | 242.48 |  | 74.432 | 9.588 | 0 | 158.46 | 0
26.08. | 8 | 244.2583 |  | 74.6903 | 9.588 | 0 | 159.98 | 0
26.08. | 9 | 246.5738 |  | 74.3458 | 9.588 | 0 | 162.64 | 0
26.08. | 10 | 246.0367 |  | 74.9487 | 9.588 | 0 | 161.5 | 0
26.08. | 11 | 245.5022 |  | 74.6042 | 9.588 | 0 | 161.31 | 0
26.08. | 12 | 244.2761 |  | 74.5181 | 9.588 | 0 | 160.17 | 0
26.08. | 13 | 241.5655 |  | 74.0875 | 9.588 | 0 | 157.89 | 0
26.08. | 14 | 243.1716 |  | 74.1736 | 9.588 | 0 | 159.41 | 0
26.08. | 15 | 242.0316 |  | 74.1736 | 9.588 | 0 | 158.27 | 0
26.08. | 16 | 242.6194 |  | 74.0014 | 9.588 | 0 | 159.03 | 0
26.08. | 17 | 242.741 |  | 73.743 | 9.588 | 0 | 159.41 | 0
26.08. | 18 | 244.7094 |  | 74.0014 | 9.588 | 0 | 161.12 | 0
26.08. | 19 | 231.911 |  | 73.743 | 9.588 | 0 | 148.58 | 0
26.08. | 20 | 232.3416 |  | 74.1736 | 9.588 | 0 | 148.58 | 0
26.08. | 21 | 230.5783 |  | 74.6903 | 9.588 | 0 | 146.3 | 0
26.08. | 22 | 233.859 |  | 75.121 | 9.588 | 0 | 149.15 | 0
26.08. | 23 | 230.7834 |  | 75.4654 | 9.588 | 0 | 145.73 | 0
26.08. | 24 | 229.1951 |  | 75.2071 | 9.588 | 0 | 144.4 | 0
27.08. | 1 | 233.3751 |  | 75.2071 | 9.588 | 0 | 148.58 | 0
27.08. | 2 | 244.309 |  | 75.121 | 9.588 | 0 | 159.6 | 0
27.08. | 3 | 244.7422 |  | 74.6042 | 9.588 | 0 | 160.55 | 0
27.08. | 4 | 245.52 |  | 74.432 | 9.588 | 0 | 161.5 | 0
27.08. | 5 | 243.8783 |  | 74.6903 | 9.588 | 0 | 159.6 | 0
27.08. | 6 | 245.7428 |  | 75.0348 | 9.588 | 0 | 161.12 | 0
27.08. | 7 | 245.5173 |  | 75.3793 | 9.588 | 0 | 160.55 | 0
27.08. | 8 | 241.4597 |  | 68.6617 | 9.588 | 0 | 163.21 | 0
27.08. | 9 | 241.8575 |  | 68.4895 | 9.588 | 0 | 163.78 | 0
27.08. | 10 | 246.3767 |  | 70.7287 | 9.588 | 0 | 166.06 | 0
27.08. | 11 | 247.5416 |  | 74.1736 | 9.588 | 0 | 163.78 | 0
27.08. | 12 | 224.4968 |  | 54.9288 | 9.588 | 0 | 159.98 | 0
27.08. | 13 | 230.95 |  | 64.422 | 9.588 | 0 | 156.94 | 0
27.08. | 14 | 232.7284 |  | 64.6804 | 9.588 | 0 | 158.46 | 0
27.08. | 15 | 243.1565 |  | 73.3985 | 9.588 | 0 | 160.17 | 0
27.08. | 16 | 232.1826 |  | 69.2646 | 9.588 | 0 | 153.33 | 0
27.08. | 17 | 236.8714 |  | 72.6234 | 9.588 | 0 | 154.66 | 0
27.08. | 18 | 228.7244 |  | 70.5564 | 9.588 | 0 | 148.58 | 0
27.08. | 19 | 230.8269 |  | 72.2789 | 9.588 | 0 | 148.96 | 0
27.08. | 20 | 242.503 |  | 72.365 | 9.588 | 0 | 160.55 | 0
27.08. | 21 | 243.0704 |  | 73.3124 | 9.588 | 0 | 160.17 | 0
27.08. | 22 | 243.0855 |  | 74.0875 | 9.588 | 0 | 159.41 | 0
27.08. | 23 | 243.0322 |  | 74.6042 | 9.588 | 0 | 158.84 | 0
27.08. | 24 | 241.8061 |  | 74.5181 | 9.588 | 0 | 157.7 | 0
28.08. | 1 | 241.8238 |  | 74.3458 | 9.588 | 0 | 157.89 | 0
28.08. | 2 | 242.6194 |  | 74.0014 | 9.588 | 0 | 159.03 | 0
28.08. | 3 | 237.4032 |  | 73.9152 | 9.588 | 0 | 153.9 | 0
28.08. | 4 | 240.7016 |  | 74.1736 | 9.588 | 0 | 156.94 | 0
28.08. | 5 | 236.922 |  | 73.054 | 9.588 | 0 | 154.28 | 0
28.08. | 6 | 235.7163 |  | 71.8483 | 9.588 | 0 | 154.28 | 0
28.08. | 7 | 236.3671 |  | 73.8291 | 9.588 | 0 | 152.95 | 0
28.08. | 8 | 226.9744 |  | 66.3364 | 9.588 | 0 | 151.05 | 0
28.08. | 9 | 233.0865 |  | 73.3985 | 9.588 | 0 | 150.1 | 0
28.08. | 10 | 238.2494 |  | 74.0014 | 9.588 | 0 | 154.66 | 0
28.08. | 11 | 238.4394 |  | 74.0014 | 9.588 | 0 | 154.85 | 0
28.08. | 12 | 243.6759 |  | 72.9679 | 9.588 | 0 | 161.12 | 0
28.08. | 13 | 241.1171 |  | 73.8291 | 9.588 | 0 | 157.7 | 0
28.08. | 14 | 236.3165 |  | 73.3985 | 9.588 | 0 | 153.33 | 0
28.08. | 15 | 240.0987 |  | 73.5707 | 9.588 | 0 | 156.94 | 0
28.08. | 16 | 241.3755 |  | 74.0875 | 9.588 | 0 | 157.7 | 0
28.08. | 17 | 245.4338 |  | 74.3458 | 9.588 | 0 | 161.5 | 0
28.08. | 18 | 242.9132 |  | 73.9152 | 9.588 | 0 | 159.41 | 0
28.08. | 19 | 245.5555 |  | 74.0875 | 9.588 | 0 | 161.88 | 0
28.08. | 20 | 246.9183 |  | 74.6903 | 9.588 | 0 | 162.64 | 0
28.08. | 21 | 242.5483 |  | 74.6903 | 9.588 | 0 | 158.27 | 0
28.08. | 22 | 245.8467 |  | 74.9487 | 9.588 | 0 | 161.31 | 0
28.08. | 23 | 245.7073 |  | 75.3793 | 9.588 | 0 | 160.74 | 0
28.08. | 24 | 242.7738 |  | 74.3458 | 9.588 | 0 | 158.84 | 0
29.08. | 1 | 242.029 |  | 75.121 | 9.588 | 0 | 157.32 | 0
29.08. | 2 | 243.9316 |  | 74.1736 | 9.588 | 0 | 160.17 | 0
29.08. | 3 | 244.19 |  | 74.432 | 9.588 | 0 | 160.17 | 0
29.08. | 4 | 242.3965 |  | 73.3985 | 9.588 | 0 | 159.41 | 0
29.08. | 5 | 238.5938 |  | 74.3458 | 9.588 | 0 | 154.66 | 0
29.08. | 6 | 240.2151 |  | 75.2071 | 9.588 | 0 | 155.42 | 0
29.08. | 7 | 240.2302 |  | 75.9822 | 9.588 | 0 | 154.66 | 0
29.08. | 8 | 243.0651 |  | 75.2071 | 9.588 | 0 | 158.27 | 0
29.08. | 9 | 241.8061 |  | 74.5181 | 9.588 | 0 | 157.7 | 0
29.08. | 10 | 242.48 |  | 74.432 | 9.588 | 0 | 158.46 | 0
29.08. | 11 | 244.7955 |  | 74.0875 | 9.588 | 0 | 161.12 | 0
29.08. | 12 | 244.4483 |  | 74.6903 | 9.588 | 0 | 160.17 | 0
29.08. | 13 | 241.91 |  | 74.432 | 9.588 | 0 | 157.89 | 0
29.08. | 14 | 236.6255 |  | 74.0875 | 9.588 | 0 | 152.95 | 0
29.08. | 15 | 243.1157 |  | 75.6377 | 9.588 | 0 | 157.89 | 0
29.08. | 16 | 240.0961 |  | 74.5181 | 9.588 | 0 | 155.99 | 0
29.08. | 17 | 240.39 |  | 74.432 | 9.588 | 0 | 156.37 | 0
29.08. | 18 | 239.6122 |  | 74.6042 | 9.588 | 0 | 155.42 | 0
29.08. | 19 | 243.0322 |  | 74.6042 | 9.588 | 0 | 158.84 | 0
29.08. | 20 | 246.1432 |  | 73.9152 | 9.588 | 0 | 162.64 | 0
29.08. | 21 | 243.8606 |  | 74.8626 | 9.588 | 0 | 159.41 | 0
29.08. | 22 | 243.4806 |  | 74.8626 | 9.588 | 0 | 159.03 | 0
29.08. | 23 | 243.2222 |  | 74.6042 | 9.588 | 0 | 159.03 | 0
29.08. | 24 | 240.8383 |  | 74.6903 | 9.588 | 0 | 156.56 | 0
30.08. | 1 | 228.5567 |  | 74.9487 | 9.588 | 0 | 144.02 | 0
30.08. | 2 | 229.6638 |  | 74.3458 | 9.588 | 0 | 145.73 | 0
30.08. | 3 | 234.9838 |  | 74.3458 | 9.588 | 0 | 151.05 | 0
30.08. | 4 | 233.0306 |  | 74.8626 | 9.588 | 0 | 148.58 | 0
30.08. | 5 | 234.0338 |  | 74.3458 | 9.588 | 0 | 150.1 | 0
30.08. | 6 | 231.08 |  | 74.432 | 9.588 | 0 | 147.06 | 0
30.08. | 7 | 233.5171 |  | 73.8291 | 9.588 | 0 | 150.1 | 0
30.08. | 8 | 234.7583 |  | 74.6903 | 9.588 | 0 | 150.48 | 0
30.08. | 9 | 230.8038 |  | 74.3458 | 9.588 | 0 | 146.87 | 0
30.08. | 10 | 236.3671 |  | 73.8291 | 9.588 | 0 | 152.95 | 0
30.08. | 11 | 227.9894 |  | 74.0014 | 9.588 | 0 | 144.4 | 0
30.08. | 12 | 230.9965 |  | 73.3985 | 9.588 | 0 | 148.01 | 0
30.08. | 13 | 236.8865 |  | 73.3985 | 9.588 | 0 | 153.9 | 0
30.08. | 14 | 236.281 |  | 73.743 | 9.588 | 0 | 152.95 | 0
30.08. | 15 | 201.6308 |  | 35.4828 | 9.588 | 0 | 156.56 | 0
30.08. | 16 | 239.4426 |  | 73.4846 | 9.588 | 0 | 156.37 | 0
30.08. | 17 | 241.8265 |  | 73.3985 | 9.588 | 0 | 158.84 | 0
30.08. | 18 | 240.7904 |  | 73.3124 | 9.588 | 0 | 157.89 | 0
30.08. | 19 | 241.791 |  | 73.743 | 9.588 | 0 | 158.46 | 0
30.08. | 20 | 241.6542 |  | 73.2262 | 9.588 | 0 | 158.84 | 0
30.08. | 21 | 240.6332 |  | 73.9152 | 9.588 | 0 | 157.13 | 0
30.08. | 22 | 244 |  | 74.432 | 9.588 | 0 | 159.98 | 0
30.08. | 23 | 243.8606 |  | 74.8626 | 9.588 | 0 | 159.41 | 0
30.08. | 24 | 237.2283 |  | 74.6903 | 9.588 | 0 | 152.95 | 0
31.08. | 1 | 237.4006 |  | 74.8626 | 9.588 | 0 | 152.95 | 0
31.08. | 2 | 237.1751 |  | 75.2071 | 9.588 | 0 | 152.38 | 0
31.08. | 3 | 234.9838 |  | 74.3458 | 9.588 | 0 | 151.05 | 0
31.08. | 4 | 232.3922 |  | 74.6042 | 9.588 | 0 | 148.2 | 0
31.08. | 5 | 225.6561 |  | 74.5181 | 9.588 | 0 | 141.55 | 0
31.08. | 6 | 230.7151 |  | 75.2071 | 9.588 | 0 | 145.92 | 0
31.08. | 7 | 229.3167 |  | 74.9487 | 9.588 | 0 | 144.78 | 0
31.08. | 8 | 221.4761 |  | 74.5181 | 9.588 | 0 | 137.37 | 0
31.08. | 9 | 223.4622 |  | 74.6042 | 9.588 | 0 | 139.27 | 0
31.08. | 10 | 226.4338 |  | 74.3458 | 9.588 | 0 | 142.5 | 0
31.08. | 11 | 225.1394 |  | 74.0014 | 9.588 | 0 | 141.55 | 0
31.08. | 12 | 226.9355 |  | 74.0875 | 9.588 | 0 | 143.26 | 0
31.08. | 13 | 221.6865 |  | 73.3985 | 9.588 | 0 | 138.7 | 0
31.08. | 14 | 230.7408 |  | 72.1928 | 9.588 | 0 | 148.96 | 0
31.08. | 15 | 229.1142 |  | 73.2262 | 9.588 | 0 | 146.3 | 0
31.08. | 16 | 229.9426 |  | 73.4846 | 9.588 | 0 | 146.87 | 0
31.08. | 17 | 230.1504 |  | 73.3124 | 9.588 | 0 | 147.25 | 0
31.08. | 18 | 231.2726 |  | 73.4846 | 9.588 | 0 | 148.2 | 0
31.08. | 19 | 229.7197 |  | 72.8817 | 9.588 | 0 | 147.25 | 0
31.08. | 20 | 231.1687 |  | 73.5707 | 9.588 | 0 | 148.01 | 0
31.08. | 21 | 229.2332 |  | 73.9152 | 9.588 | 0 | 145.73 | 0
31.08. | 22 | 242.741 |  | 73.743 | 9.588 | 0 | 159.41 | 0
31.08. | 23 | 242.741 |  | 73.743 | 9.588 | 0 | 159.41 | 0
31.08. | 24 | 245.2616 |  | 74.1736 | 9.588 | 0 | 161.5 | 0
01.09. | 1 | 243.43 |  | 74.432 | 9.588 | 0 | 159.41 | 0
01.09. | 2 | 241.9304 |  | 73.3124 | 9.588 | 0 | 159.03 | 0
01.09. | 3 | 242.979 |  | 75.121 | 9.588 | 0 | 158.27 | 0
01.09. | 4 | 240.4485 |  | 72.0205 | 9.588 | 0 | 158.84 | 0
01.09. | 5 | 234.903 |  | 72.365 | 9.588 | 0 | 152.95 | 0
01.09. | 6 | 232.9958 |  | 68.7478 | 9.588 | 0 | 154.66 | 0
01.09. | 7 | 234.6322 |  | 70.3842 | 9.588 | 0 | 154.66 | 0
01.09. | 8 | 236.6636 |  | 72.7956 | 9.588 | 0 | 154.28 | 0
01.09. | 9 | 244.1394 |  | 74.0014 | 9.588 | 0 | 160.55 | 0
01.09. | 10 | 245.0006 |  | 74.8626 | 9.588 | 0 | 160.55 | 0
01.09. | 11 | 242.5155 |  | 74.0875 | 9.588 | 0 | 158.84 | 0
01.09. | 12 | 246.4371 |  | 73.8291 | 9.588 | 0 | 163.02 | 0
01.09. | 13 | 240.1165 |  | 73.3985 | 9.588 | 0 | 157.13 | 0
01.09. | 14 | 238.3887 |  | 73.5707 | 9.588 | 0 | 155.23 | 0
01.09. | 15 | 241.72 |  | 74.432 | 9.588 | 0 | 157.7 | 0
01.09. | 16 | 244.3622 |  | 74.6042 | 9.588 | 0 | 160.17 | 0
01.09. | 17 | 243.6022 |  | 74.6042 | 9.588 | 0 | 159.41 | 0
01.09. | 18 | 243.5365 |  | 73.3985 | 9.588 | 0 | 160.55 | 0
01.09. | 19 | 240.4432 |  | 73.9152 | 9.588 | 0 | 156.94 | 0
01.09. | 20 | 242.0494 |  | 74.0014 | 9.588 | 0 | 158.46 | 0
01.09. | 21 | 239.3414 |  | 72.6234 | 9.588 | 0 | 157.13 | 0
01.09. | 22 | 244.8816 |  | 74.1736 | 9.588 | 0 | 161.12 | 0
01.09. | 23 | 246.3483 |  | 74.6903 | 9.588 | 0 | 162.07 | 0
01.09. | 24 | 246.2294 |  | 74.0014 | 9.588 | 0 | 162.64 | 0
02.09. | 1 | 244.2255 |  | 74.0875 | 9.588 | 0 | 160.55 | 0
02.09. | 2 | 239.9922 |  | 74.6042 | 9.588 | 0 | 155.8 | 0
02.09. | 3 | 239.0094 |  | 74.0014 | 9.588 | 0 | 155.42 | 0
02.09. | 4 | 233.0971 |  | 69.6091 | 9.588 | 0 | 153.9 | 0
02.09. | 5 | 242.2571 |  | 73.8291 | 9.588 | 0 | 158.84 | 0
02.09. | 6 | 241.34 |  | 74.432 | 9.588 | 0 | 157.32 | 0
02.09. | 7 | 236.02 |  | 74.432 | 9.588 | 0 | 152 | 0
02.09. | 8 | 243.1894 |  | 74.0014 | 9.588 | 0 | 159.6 | 0
02.09. | 9 | 244.4306 |  | 74.8626 | 9.588 | 0 | 159.98 | 0
02.09. | 10 | 244.7094 |  | 74.0014 | 9.588 | 0 | 161.12 | 0
02.09. | 11 | 245.6087 |  | 73.5707 | 9.588 | 0 | 162.45 | 0
02.09. | 12 | 243.3419 |  | 68.8339 | 9.588 | 0 | 164.92 | 0
02.09. | 13 | 238.7642 |  | 69.0062 | 9.588 | 0 | 160.17 | 0
02.09. | 14 | 238.9719 |  | 68.8339 | 9.588 | 0 | 160.55 | 0
02.09. | 15 | 239.7142 |  | 69.0062 | 9.588 | 0 | 161.12 | 0
02.09. | 16 | 237.8319 |  | 68.8339 | 9.588 | 0 | 159.41 | 0
02.09. | 17 | 242.5997 |  | 68.6617 | 9.588 | 0 | 164.35 | 0
02.09. | 18 | 239.7319 |  | 68.8339 | 9.588 | 0 | 161.31 | 0
02.09. | 19 | 238.5742 |  | 69.0062 | 9.588 | 0 | 159.98 | 0
02.09. | 20 | 241.6142 |  | 69.0062 | 9.588 | 0 | 163.02 | 0
02.09. | 21 | 240.6642 |  | 69.0062 | 9.588 | 0 | 162.07 | 0
02.09. | 22 | 236.3803 |  | 69.0923 | 9.588 | 0 | 157.7 | 0
02.09. | 23 | 235.7242 |  | 69.0062 | 9.588 | 0 | 157.13 | 0
02.09. | 24 | 238.2803 |  | 69.0923 | 9.588 | 0 | 159.6 | 0
03.09. | 1 | 236.9503 |  | 69.0923 | 9.588 | 0 | 158.27 | 0
03.09. | 2 | 237.7103 |  | 69.0923 | 9.588 | 0 | 159.03 | 0
03.09. | 3 | 233.5303 |  | 69.0923 | 9.588 | 0 | 154.85 | 0
03.09. | 4 | 225.7403 |  | 69.0923 | 9.588 | 0 | 147.06 | 0
03.09. | 5 | 222.6142 |  | 69.0062 | 9.588 | 0 | 144.02 | 0
03.09. | 6 | 237.0364 |  | 69.1784 | 9.588 | 0 | 158.27 | 0
03.09. | 7 | 236.5703 |  | 69.0923 | 9.588 | 0 | 157.89 | 0
03.09. | 8 | 236.6564 |  | 69.1784 | 9.588 | 0 | 157.89 | 0
03.09. | 9 | 237.6242 |  | 69.0062 | 9.588 | 0 | 159.03 | 0
03.09. | 10 | 200.9347 |  | 31.1767 | 9.588 | 0 | 160.17 | 0
03.09. | 11 | 205.7202 |  | 30.8322 | 9.588 | 0 | 165.3 | 0
03.09. | 12 | 210.1585 |  | 31.0905 | 9.588 | 0 | 169.48 | 0
03.09. | 13 | 204.4585 |  | 31.0905 | 9.588 | 0 | 163.78 | 0
03.09. | 14 | 240.8897 |  | 68.6617 | 9.588 | 0 | 162.64 | 0
03.09. | 15 | 241.2697 |  | 68.6617 | 9.588 | 0 | 163.02 | 0
03.09. | 16 | 200.6763 |  | 30.9183 | 9.588 | 0 | 160.17 | 0
03.09. | 17 | 198.0341 |  | 30.7461 | 9.588 | 0 | 157.7 | 0
03.09. | 18 | 199.7441 |  | 30.7461 | 9.588 | 0 | 159.41 | 0
03.09. | 19 | 198.2241 |  | 30.7461 | 9.588 | 0 | 157.89 | 0
03.09. | 20 | 240.6136 |  | 68.5756 | 9.588 | 0 | 162.45 | 0
03.09. | 21 | 237.8168 |  | 68.0588 | 9.588 | 0 | 160.17 | 0
03.09. | 22 | 239.1113 |  | 68.4033 | 9.588 | 0 | 161.12 | 0
03.09. | 23 | 240.6997 |  | 68.6617 | 9.588 | 0 | 162.45 | 0
03.09. | 24 | 201.0741 |  | 30.7461 | 9.588 | 0 | 160.74 | 0
04.09. | 1 | 197.6541 |  | 30.7461 | 9.588 | 0 | 157.32 | 0
04.09. | 2 | 198.6041 |  | 30.7461 | 9.588 | 0 | 158.27 | 0
04.09. | 3 | 195.4779 |  | 30.6599 | 9.588 | 0 | 155.23 | 0
04.09. | 4 | 198.9663 |  | 30.9183 | 9.588 | 0 | 158.46 | 0
04.09. | 5 | 193.7502 |  | 30.8322 | 9.588 | 0 | 153.33 | 0
04.09. | 6 | 193.8363 |  | 30.9183 | 9.588 | 0 | 153.33 | 0
04.09. | 7 | 194.0441 |  | 30.7461 | 9.588 | 0 | 153.71 | 0
04.09. | 8 | 197.3602 |  | 30.8322 | 9.588 | 0 | 156.94 | 0
04.09. | 9 | 230.1458 |  | 68.7478 | 9.588 | 0 | 151.81 | 0
04.09. | 10 | 229.4719 |  | 68.8339 | 9.588 | 0 | 151.05 | 0
04.09. | 11 | 228.7297 |  | 68.6617 | 9.588 | 0 | 150.48 | 0
04.09. | 12 | 231.0097 |  | 68.6617 | 9.588 | 0 | 152.76 | 0
04.09. | 13 | 227.2097 |  | 68.6617 | 9.588 | 0 | 148.96 | 0
04.09. | 14 | 231.2858 |  | 68.7478 | 9.588 | 0 | 152.95 | 0
04.09. | 15 | 232.2358 |  | 68.7478 | 9.588 | 0 | 153.9 | 0
04.09. | 16 | 235.6558 |  | 68.7478 | 9.588 | 0 | 157.32 | 0
04.09. | 17 | 232.5297 |  | 68.6617 | 9.588 | 0 | 154.28 | 0
04.09. | 18 | 229.6797 |  | 68.6617 | 9.588 | 0 | 151.43 | 0
04.09. | 19 | 195.612 |  | 32.124 | 9.588 | 0 | 153.9 | 0
04.09. | 20 | 232.7499 |  | 70.2119 | 9.588 | 0 | 152.95 | 0
04.09. | 21 | 233.3554 |  | 69.8674 | 9.588 | 0 | 153.9 | 0
04.09. | 22 | 232.836 |  | 70.298 | 9.588 | 0 | 152.95 | 0
04.09. | 23 | 231.2805 |  | 70.6425 | 9.588 | 0 | 151.05 | 0
04.09. | 24 | 230.0189 |  | 70.9009 | 9.588 | 0 | 149.53 | 0
05.09. | 1 | 228.3773 |  | 71.1593 | 9.588 | 0 | 147.63 | 0
05.09. | 2 | 227.3918 |  | 71.5038 | 9.588 | 0 | 146.3 | 0
05.09. | 3 | 229.1018 |  | 71.5038 | 9.588 | 0 | 148.01 | 0
05.09. | 4 | 231.5718 |  | 71.5038 | 9.588 | 0 | 150.48 | 0
05.09. | 5 | 232.1418 |  | 71.5038 | 9.588 | 0 | 151.05 | 0
05.09. | 6 | 237.0818 |  | 71.5038 | 9.588 | 0 | 155.99 | 0
05.09. | 7 | 234.3001 |  | 71.7621 | 9.588 | 0 | 152.95 | 0
05.09. | 8 | 229.6718 |  | 71.5038 | 9.588 | 0 | 148.58 | 0
05.09. | 9 | 228.854 |  | 67.456 | 9.588 | 0 | 151.81 | 0
05.09. | 10 | 221.7911 |  | 66.8531 | 9.588 | 0 | 145.35 | 0
05.09. | 11 | 221.5327 |  | 66.5947 | 9.588 | 0 | 145.35 | 0
05.09. | 12 | 224.0934 |  | 71.2454 | 9.588 | 0 | 143.26 | 0
05.09. | 13 | 225.4056 |  | 71.4176 | 9.588 | 0 | 144.4 | 0
05.09. | 14 | 221.6056 |  | 71.4176 | 9.588 | 0 | 140.6 | 0
05.09. | 15 | 227.9618 |  | 71.5038 | 9.588 | 0 | 146.87 | 0
05.09. | 16 | 237.5656 |  | 71.4176 | 9.588 | 0 | 156.56 | 0
05.09. | 17 | 234.1358 |  | 68.7478 | 9.588 | 0 | 155.8 | 0
05.09. | 18 | 232.4356 |  | 71.4176 | 9.588 | 0 | 151.43 | 0
05.09. | 19 | 233.8518 |  | 71.5038 | 9.588 | 0 | 152.76 | 0
05.09. | 20 | 230.794 |  | 71.676 | 9.588 | 0 | 149.53 | 0
05.09. | 21 | 233.0056 |  | 71.4176 | 9.588 | 0 | 152 | 0
05.09. | 22 | 232.9222 |  | 70.3842 | 9.588 | 0 | 152.95 | 0
05.09. | 23 | 229.1603 |  | 69.0923 | 9.588 | 0 | 150.48 | 0
05.09. | 24 | 231.2858 |  | 68.7478 | 9.588 | 0 | 152.95 | 0
06.09. | 1 | 229.4719 |  | 68.8339 | 9.588 | 0 | 151.05 | 0
06.09. | 2 | 231.5442 |  | 69.0062 | 9.588 | 0 | 152.95 | 0
06.09. | 3 | 230.9742 |  | 69.0062 | 9.588 | 0 | 152.38 | 0
06.09. | 4 | 229.6442 |  | 69.0062 | 9.588 | 0 | 151.05 | 0
06.09. | 5 | 231.9242 |  | 69.0062 | 9.588 | 0 | 153.33 | 0
06.09. | 6 | 229.3273 |  | 71.1593 | 9.588 | 0 | 148.58 | 0
06.09. | 7 | 220.7418 |  | 71.5038 | 9.588 | 0 | 139.65 | 0
06.09. | 8 | 220.0501 |  | 71.7621 | 9.588 | 0 | 138.7 | 0
06.09. | 9 | 219.964 |  | 71.676 | 9.588 | 0 | 138.7 | 0
06.09. | 10 | 222.6418 |  | 71.5038 | 9.588 | 0 | 141.55 | 0
06.09. | 11 | 226.1656 |  | 71.4176 | 9.588 | 0 | 145.16 | 0
06.09. | 12 | 216.3034 |  | 71.2454 | 9.588 | 0 | 135.47 | 0
06.09. | 13 | 223.3156 |  | 71.4176 | 9.588 | 0 | 142.31 | 0
06.09. | 14 | 228.6356 |  | 71.4176 | 9.588 | 0 | 147.63 | 0
06.09. | 15 | 217.8918 |  | 71.5038 | 9.588 | 0 | 136.8 | 0
06.09. | 16 | 217.3218 |  | 71.5038 | 9.588 | 0 | 136.23 | 0
06.09. | 17 | 215.0418 |  | 71.5038 | 9.588 | 0 | 133.95 | 0
06.09. | 18 | 224.5418 |  | 71.5038 | 9.588 | 0 | 143.45 | 0
06.09. | 19 | 222.814 |  | 71.676 | 9.588 | 0 | 141.55 | 0
06.09. | 20 | 226.994 |  | 71.676 | 9.588 | 0 | 145.73 | 0
06.09. | 21 | 225.4056 |  | 71.4176 | 9.588 | 0 | 144.4 | 0
06.09. | 22 | 221.484 |  | 71.676 | 9.588 | 0 | 140.22 | 0
06.09. | 23 | 223.8403 |  | 69.0923 | 9.588 | 0 | 145.16 | 0
06.09. | 24 | 219.5742 |  | 69.0062 | 9.588 | 0 | 140.98 | 0
07.09. | 1 | 222.1303 |  | 69.0923 | 9.588 | 0 | 143.45 | 0
07.09. | 2 | 219.8503 |  | 69.0923 | 9.588 | 0 | 141.17 | 0
07.09. | 3 | 217.8464 |  | 69.1784 | 9.588 | 0 | 139.08 | 0
07.09. | 4 | 214.3403 |  | 69.0923 | 9.588 | 0 | 135.66 | 0
07.09. | 5 | 218.6518 |  | 71.5038 | 9.588 | 0 | 137.56 | 0
07.09. | 6 | 214.454 |  | 71.676 | 9.588 | 0 | 133.19 | 0
07.09. | 7 | 219.2901 |  | 71.7621 | 9.588 | 0 | 137.94 | 0
07.09. | 8 | 223.4701 |  | 71.7621 | 9.588 | 0 | 142.12 | 0
07.09. | 9 | 224.2301 |  | 71.7621 | 9.588 | 0 | 142.88 | 0
07.09. | 10 | 224.2301 |  | 71.7621 | 9.588 | 0 | 142.88 | 0
07.09. | 11 | 225.6285 |  | 72.0205 | 9.588 | 0 | 144.02 | 0
07.09. | 12 | 224.8863 |  | 71.8483 | 9.588 | 0 | 143.45 | 0
07.09. | 13 | 226.424 |  | 71.676 | 9.588 | 0 | 145.16 | 0
07.09. | 14 | 234.214 |  | 71.676 | 9.588 | 0 | 152.95 | 0
07.09. | 15 | 196.7645 |  | 33.8465 | 9.588 | 0 | 153.33 | 0
07.09. | 16 | 197.1445 |  | 33.8465 | 9.588 | 0 | 153.71 | 0
07.09. | 17 | 197.0761 |  | 33.5881 | 9.588 | 0 | 153.9 | 0
07.09. | 18 | 195.1761 |  | 33.5881 | 9.588 | 0 | 152 | 0
07.09. | 19 | 228.134 |  | 71.676 | 9.588 | 0 | 146.87 | 0
07.09. | 20 | 231.9163 |  | 71.8483 | 9.588 | 0 | 150.48 | 0
07.09. | 21 | 233.0661 |  | 74.5181 | 9.588 | 0 | 148.96 | 0
07.09. | 22 | 234.2692 |  | 76.6712 | 9.588 | 0 | 148.01 | 0
07.09. | 23 | 233.2482 |  | 77.3602 | 9.588 | 0 | 146.3 | 0
07.09. | 24 | 232.5237 |  | 77.0157 | 9.588 | 0 | 145.92 | 0
08.09. | 1 | 231.1759 |  | 77.1879 | 9.588 | 0 | 144.4 | 0
08.09. | 2 | 227.7737 |  | 77.0157 | 9.588 | 0 | 141.17 | 0
08.09. | 3 | 229.5369 |  | 76.4989 | 9.588 | 0 | 143.45 | 0
08.09. | 4 | 233.2127 |  | 77.7047 | 9.588 | 0 | 145.92 | 0
08.09. | 5 | 233.2863 |  | 76.0683 | 9.588 | 0 | 147.63 | 0
08.09. | 6 | 237.3749 |  | 77.8769 | 9.588 | 0 | 149.91 | 0
08.09. | 7 | 235.4394 |  | 78.2214 | 9.588 | 0 | 147.63 | 0
08.09. | 8 | 238.672 |  | 77.274 | 9.588 | 0 | 151.81 | 0
08.09. | 9 | 243.6955 |  | 78.3075 | 9.588 | 0 | 155.8 | 0
08.09. | 10 | 243.66 |  | 78.652 | 9.588 | 0 | 155.42 | 0
08.09. | 11 | 241.7094 |  | 78.2214 | 9.588 | 0 | 153.9 | 0
08.09. | 12 | 243.2116 |  | 78.3936 | 9.588 | 0 | 155.23 | 0
08.09. | 13 | 241.7423 |  | 78.8243 | 9.588 | 0 | 153.33 | 0
08.09. | 14 | 242.7455 |  | 78.3075 | 9.588 | 0 | 154.85 | 0
08.09. | 15 | 240.1033 |  | 78.1353 | 9.588 | 0 | 152.38 | 0
08.09. | 16 | 240.1894 |  | 78.2214 | 9.588 | 0 | 152.38 | 0
08.09. | 17 | 242.7455 |  | 78.3075 | 9.588 | 0 | 154.85 | 0
08.09. | 18 | 240.3314 |  | 76.8434 | 9.588 | 0 | 153.9 | 0
08.09. | 19 | 242.5404 |  | 77.5324 | 9.588 | 0 | 155.42 | 0
08.09. | 20 | 242.4365 |  | 77.6185 | 9.588 | 0 | 155.23 | 0
08.09. | 21 | 240.5924 |  | 76.1544 | 9.588 | 0 | 154.85 | 0
08.09. | 22 | 241.0763 |  | 76.0683 | 9.588 | 0 | 155.42 | 0
08.09. | 23 | 238.2618 |  | 75.7238 | 9.588 | 0 | 152.95 | 0
08.09. | 24 | 238.4341 |  | 75.8961 | 9.588 | 0 | 152.95 | 0
09.09. | 1 | 238.4341 |  | 75.8961 | 9.588 | 0 | 152.95 | 0
09.09. | 2 | 238.4341 |  | 75.8961 | 9.588 | 0 | 152.95 | 0
09.09. | 3 | 223.4418 |  | 75.7238 | 9.588 | 0 | 138.13 | 0
09.09. | 4 | 238.9482 |  | 77.3602 | 9.588 | 0 | 152 | 0
09.09. | 5 | 238.4288 |  | 77.7908 | 9.588 | 0 | 151.05 | 0
09.09. | 6 | 241.0204 |  | 77.5324 | 9.588 | 0 | 153.9 | 0
09.09. | 7 | 236.7872 |  | 78.0492 | 9.588 | 0 | 149.15 | 0
09.09. | 8 | 240.4504 |  | 77.5324 | 9.588 | 0 | 153.33 | 0
09.09. | 9 | 244.6482 |  | 77.3602 | 9.588 | 0 | 157.7 | 0
09.09. | 10 | 205.628 |  | 39.1 | 9.588 | 0 | 156.94 | 0
09.09. | 11 | 244.1465 |  | 77.6185 | 9.588 | 0 | 156.94 | 0
09.09. | 12 | 243.0598 |  | 77.1018 | 9.588 | 0 | 156.37 | 0
09.09. | 13 | 240.0704 |  | 77.5324 | 9.588 | 0 | 152.95 | 0
09.09. | 14 | 243.9059 |  | 77.1879 | 9.588 | 0 | 157.13 | 0
09.09. | 15 | 244.2504 |  | 77.5324 | 9.588 | 0 | 157.13 | 0
09.09. | 16 | 246.6698 |  | 77.1018 | 9.588 | 0 | 159.98 | 0
09.09. | 17 | 246.5482 |  | 77.3602 | 9.588 | 0 | 159.6 | 0
09.09. | 18 | 244.1314 |  | 76.8434 | 9.588 | 0 | 157.7 | 0
09.09. | 19 | 243.4549 |  | 77.8769 | 9.588 | 0 | 155.99 | 0
09.09. | 20 | 244.0249 |  | 77.8769 | 9.588 | 0 | 156.56 | 0
09.09. | 21 | 244.0453 |  | 76.7573 | 9.588 | 0 | 157.7 | 0
09.09. | 22 | 245.4969 |  | 76.4989 | 9.588 | 0 | 159.41 | 0
09.09. | 23 | 242.7153 |  | 76.7573 | 9.588 | 0 | 156.37 | 0
09.09. | 24 | 239.5386 |  | 76.2406 | 9.588 | 0 | 153.71 | 0
10.09. | 1 | 240.8331 |  | 76.5851 | 9.588 | 0 | 154.66 | 0
10.09. | 2 | 241.8186 |  | 76.2406 | 9.588 | 0 | 155.99 | 0
10.09. | 3 | 244.1972 |  | 78.0492 | 9.588 | 0 | 156.56 | 0
10.09. | 4 | 242.0237 |  | 77.0157 | 9.588 | 0 | 155.42 | 0
10.09. | 5 | 241.712 |  | 77.274 | 9.588 | 0 | 154.85 | 0
10.09. | 6 | 239.5031 |  | 76.5851 | 9.588 | 0 | 153.33 | 0
10.09. | 7 | 239.5537 |  | 77.0157 | 9.588 | 0 | 152.95 | 0
10.09. | 8 | 244.0933 |  | 78.1353 | 9.588 | 0 | 156.37 | 0
10.09. | 9 | 248.7749 |  | 77.8769 | 9.588 | 0 | 161.31 | 0
10.09. | 10 | 249.8261 |  | 78.7381 | 9.588 | 0 | 161.5 | 0
10.09. | 11 | 247.8933 |  | 78.1353 | 9.588 | 0 | 160.17 | 0
10.09. | 12 | 248.3772 |  | 78.0492 | 9.588 | 0 | 160.74 | 0
10.09. | 13 | 243.3182 |  | 77.3602 | 9.588 | 0 | 156.37 | 0
10.09. | 14 | 241.1065 |  | 77.6185 | 9.588 | 0 | 153.9 | 0
10.09. | 15 | 237.6333 |  | 78.1353 | 9.588 | 0 | 149.91 | 0
10.09. | 16 | 242.7988 |  | 77.7908 | 9.588 | 0 | 155.42 | 0
10.09. | 17 | 239.9337 |  | 77.0157 | 9.588 | 0 | 153.33 | 0
10.09. | 18 | 241.0559 |  | 77.1879 | 9.588 | 0 | 154.28 | 0
10.09. | 19 | 244.4404 |  | 77.5324 | 9.588 | 0 | 157.32 | 0
10.09. | 20 | 242.7482 |  | 77.3602 | 9.588 | 0 | 155.8 | 0
10.09. | 21 | 241.7982 |  | 77.3602 | 9.588 | 0 | 154.85 | 0
10.09. | 22 | 241.0053 |  | 76.7573 | 9.588 | 0 | 154.66 | 0
10.09. | 23 | 238.9534 |  | 75.4654 | 9.588 | 0 | 153.9 | 0
10.09. | 24 | 236.2224 |  | 76.1544 | 9.588 | 0 | 150.48 | 0
11.09. | 1 | 235.6196 |  | 75.5516 | 9.588 | 0 | 150.48 | 0
11.09. | 2 | 235.5334 |  | 75.4654 | 9.588 | 0 | 150.48 | 0
11.09. | 3 | 225.3516 |  | 78.3936 | 9.588 | 0 | 137.37 | 0
11.09. | 4 | 221.5339 |  | 78.5659 | 9.588 | 0 | 133.38 | 0
11.09. | 5 | 235.8194 |  | 78.2214 | 9.588 | 0 | 148.01 | 0
11.09. | 6 | 227.8171 |  | 73.8291 | 9.588 | 0 | 144.4 | 0
11.09. | 7 | 233.8918 |  | 75.7238 | 9.588 | 0 | 148.58 | 0
11.09. | 8 | 237.6004 |  | 77.5324 | 9.588 | 0 | 150.48 | 0
11.09. | 9 | 237.4282 |  | 77.3602 | 9.588 | 0 | 150.48 | 0
11.09. | 10 | 235.9916 |  | 78.3936 | 9.588 | 0 | 148.01 | 0
11.09. | 11 | 230.5172 |  | 78.0492 | 9.588 | 0 | 142.88 | 0
11.09. | 12 | 238.3755 |  | 78.3075 | 9.588 | 0 | 150.48 | 0
11.09. | 13 | 232.3816 |  | 78.3936 | 9.588 | 0 | 144.4 | 0
11.09. | 14 | 227.2516 |  | 78.3936 | 9.588 | 0 | 139.27 | 0
11.09. | 15 | 234.137 |  | 80.719 | 9.588 | 0 | 143.83 | 0
11.09. | 16 | 233.3619 |  | 79.9439 | 9.588 | 0 | 143.83 | 0
11.09. | 17 | 240.526 |  | 81.408 | 9.588 | 0 | 149.53 | 0
11.09. | 18 | 239.4037 |  | 81.2357 | 9.588 | 0 | 148.58 | 0
11.09. | 19 | 238.2282 |  | 81.5802 | 9.588 | 0 | 147.06 | 0
11.09. | 20 | 236.5458 |  | 84.0778 | 9.588 | 0 | 142.88 | 0
11.09. | 21 | 244.6085 |  | 91.5705 | 9.588 | 0 | 143.45 | 0
11.09. | 22 | 238.9591 |  | 92.0011 | 9.588 | 0 | 137.37 | 0
11.09. | 23 | 254.3491 |  | 92.0011 | 9.588 | 0 | 152.76 | 0
11.09. | 24 | 249.9108 |  | 91.7428 | 9.588 | 0 | 148.58 | 0
12.09. | 1 | 252.1553 |  | 92.0873 | 9.588 | 0 | 150.48 | 0
12.09. | 2 | 232.4663 |  | 91.3983 | 9.588 | 0 | 131.48 | 0
12.09. | 3 | 240.9808 |  | 91.7428 | 9.588 | 0 | 139.65 | 0
12.09. | 4 | 246.5769 |  | 91.8289 | 9.588 | 0 | 145.16 | 0
12.09. | 5 | 248.7175 |  | 92.2595 | 9.588 | 0 | 146.87 | 0
12.09. | 6 | 252.3222 |  | 94.1542 | 9.588 | 0 | 148.58 | 0
12.09. | 7 | 249.3506 |  | 94.4126 | 9.588 | 0 | 145.35 | 0
12.09. | 8 | 241.5073 |  | 94.9293 | 9.588 | 0 | 136.99 | 0
12.09. | 9 | 241.0918 |  | 95.2738 | 9.588 | 0 | 136.23 | 0
12.09. | 10 | 237.4135 |  | 95.0155 | 9.588 | 0 | 132.81 | 0
12.09. | 11 | 241.2312 |  | 94.8432 | 9.588 | 0 | 136.8 | 0
12.09. | 12 | 250.6451 |  | 94.7571 | 9.588 | 0 | 146.3 | 0
12.09. | 13 | 248.9173 |  | 94.9293 | 9.588 | 0 | 144.4 | 0
12.09. | 14 | 256.4135 |  | 95.0155 | 9.588 | 0 | 151.81 | 0
12.09. | 15 | 257.7257 |  | 95.1877 | 9.588 | 0 | 152.95 | 0
12.09. | 16 | 260.7684 |  | 94.2404 | 9.588 | 0 | 156.94 | 0
12.09. | 17 | 259.4535 |  | 95.0155 | 9.588 | 0 | 154.85 | 0
12.09. | 18 | 262.7873 |  | 94.9293 | 9.588 | 0 | 158.27 | 0
12.09. | 19 | 260.7151 |  | 94.7571 | 9.588 | 0 | 156.37 | 0
12.09. | 20 | 260.2641 |  | 95.4461 | 9.588 | 0 | 155.23 | 0
12.09. | 21 | 260.2943 |  | 96.9963 | 9.588 | 0 | 153.71 | 0
12.09. | 22 | 259.5192 |  | 96.2212 | 9.588 | 0 | 153.71 | 0
12.09. | 23 | 256.8645 |  | 94.3265 | 9.588 | 0 | 152.95 | 0
12.09. | 24 | 257.5055 |  | 93.6375 | 9.588 | 0 | 154.28 | 0
13.09. | 1 | 254.0171 |  | 93.3791 | 9.588 | 0 | 151.05 | 0
13.09. | 2 | 253.6628 |  | 90.3648 | 9.588 | 0 | 153.71 | 0
13.09. | 3 | 254.4806 |  | 94.4126 | 9.588 | 0 | 150.48 | 0
13.09. | 4 | 254.0526 |  | 93.0346 | 9.588 | 0 | 151.43 | 0
13.09. | 5 | 260.1372 |  | 97.5992 | 9.588 | 0 | 152.95 | 0
13.09. | 6 | 256.0308 |  | 95.9628 | 9.588 | 0 | 150.48 | 0
13.09. | 7 | 262.331 |  | 97.513 | 9.588 | 0 | 155.23 | 0
13.09. | 8 | 266.4755 |  | 97.8575 | 9.588 | 0 | 159.03 | 0
13.09. | 9 | 253.3149 |  | 97.4269 | 9.588 | 0 | 146.3 | 0
13.09. | 10 | 249.5149 |  | 97.4269 | 9.588 | 0 | 142.5 | 0
13.09. | 11 | 248.7549 |  | 97.4269 | 9.588 | 0 | 141.74 | 0
13.09. | 12 | 247.8404 |  | 97.0824 | 9.588 | 0 | 141.17 | 0
13.09. | 13 | 251.3643 |  | 96.9963 | 9.588 | 0 | 144.78 | 0
13.09. | 14 | 257.4088 |  | 97.3408 | 9.588 | 0 | 150.48 | 0
13.09. | 15 | 265.1988 |  | 97.3408 | 9.588 | 0 | 158.27 | 0
13.09. | 16 | 260.2588 |  | 97.3408 | 9.588 | 0 | 153.33 | 0
13.09. | 17 | 263.6965 |  | 97.1685 | 9.588 | 0 | 156.94 | 0
13.09. | 18 | 266.0449 |  | 97.4269 | 9.588 | 0 | 159.03 | 0
13.09. | 19 | 260.0971 |  | 93.3791 | 9.588 | 0 | 157.13 | 0
13.09. | 20 | 259.0504 |  | 97.0824 | 9.588 | 0 | 152.38 | 0
13.09. | 21 | 262.7465 |  | 97.1685 | 9.588 | 0 | 155.99 | 0
13.09. | 22 | 260.4363 |  | 95.6183 | 9.588 | 0 | 155.23 | 0
13.09. | 23 | 257.8473 |  | 94.9293 | 9.588 | 0 | 153.33 | 0
13.09. | 24 | 255.0302 |  | 95.5322 | 9.588 | 0 | 149.91 | 0
14.09. | 1 | 257.5002 |  | 95.5322 | 9.588 | 0 | 152.38 | 0
14.09. | 2 | 258.0702 |  | 95.5322 | 9.588 | 0 | 152.95 | 0
14.09. | 3 | 256.259 |  | 94.671 | 9.588 | 0 | 152 | 0
14.09. | 4 | 256.1702 |  | 95.5322 | 9.588 | 0 | 151.05 | 0
14.09. | 5 | 264.5223 |  | 98.3743 | 9.588 | 0 | 156.56 | 0
14.09. | 6 | 251.9645 |  | 98.5465 | 9.588 | 0 | 143.83 | 0
14.09. | 7 | 263.6078 |  | 98.0298 | 9.588 | 0 | 155.99 | 0
14.09. | 8 | 260.811 |  | 97.513 | 9.588 | 0 | 153.71 | 0
14.09. | 9 | 260.0537 |  | 96.5657 | 9.588 | 0 | 153.9 | 0
14.09. | 10 | 266.3263 |  | 95.6183 | 9.588 | 0 | 161.12 | 0
14.09. | 11 | 266.5821 |  | 96.8241 | 9.588 | 0 | 160.17 | 0
14.09. | 12 | 263.7143 |  | 96.9963 | 9.588 | 0 | 157.13 | 0
14.09. | 13 | 263.3849 |  | 97.4269 | 9.588 | 0 | 156.37 | 0
14.09. | 14 | 261.9865 |  | 97.1685 | 9.588 | 0 | 155.23 | 0
14.09. | 15 | 257.6192 |  | 96.2212 | 9.588 | 0 | 151.81 | 0
14.09. | 16 | 256.8441 |  | 95.4461 | 9.588 | 0 | 151.81 | 0
14.09. | 17 | 241.6139 |  | 93.8959 | 9.588 | 0 | 138.13 | 0
14.09. | 18 | 225.7415 |  | 81.0635 | 9.588 | 0 | 135.09 | 0
14.09. | 19 | 236.6017 |  | 82.6137 | 9.588 | 0 | 144.4 | 0
14.09. | 20 | 256.1551 |  | 94.7571 | 9.588 | 0 | 151.81 | 0
14.09. | 21 | 257.581 |  | 97.513 | 9.588 | 0 | 150.48 | 0
14.09. | 22 | 254.5286 |  | 95.7906 | 9.588 | 0 | 149.15 | 0
14.09. | 23 | 248.4006 |  | 94.4126 | 9.588 | 0 | 144.4 | 0
14.09. | 24 | 247.7195 |  | 90.8815 | 9.588 | 0 | 147.25 | 0
15.09. | 1 | 250.3006 |  | 94.4126 | 9.588 | 0 | 146.3 | 0
15.09. | 2 | 251.1467 |  | 94.4987 | 9.588 | 0 | 147.06 | 0
15.09. | 3 | 251.2151 |  | 94.7571 | 9.588 | 0 | 146.87 | 0
15.09. | 4 | 251.319 |  | 94.671 | 9.588 | 0 | 147.06 | 0
15.09. | 5 | 256.8388 |  | 97.3408 | 9.588 | 0 | 149.91 | 0
15.09. | 6 | 259.0149 |  | 97.4269 | 9.588 | 0 | 152 | 0
15.09. | 7 | 255.7317 |  | 97.9437 | 9.588 | 0 | 148.2 | 0
15.09. | 8 | 264.231 |  | 97.513 | 9.588 | 0 | 157.13 | 0
15.09. | 9 | 265.9588 |  | 97.3408 | 9.588 | 0 | 159.03 | 0
15.09. | 10 | 266.7365 |  | 97.1685 | 9.588 | 0 | 159.98 | 0
15.09. | 11 | 264.2488 |  | 97.3408 | 9.588 | 0 | 157.32 | 0
15.09. | 12 | 260.431 |  | 97.513 | 9.588 | 0 | 153.33 | 0
15.09. | 13 | 259.481 |  | 97.513 | 9.588 | 0 | 152.38 | 0
15.09. | 14 | 262.1233 |  | 97.6853 | 9.588 | 0 | 154.85 | 0
15.09. | 15 | 262.6072 |  | 97.5992 | 9.588 | 0 | 155.42 | 0
15.09. | 16 | 262.2955 |  | 97.8575 | 9.588 | 0 | 154.85 | 0
15.09. | 17 | 259.9117 |  | 97.9437 | 9.588 | 0 | 152.38 | 0
15.09. | 18 | 259.0833 |  | 97.6853 | 9.588 | 0 | 151.81 | 0
15.09. | 19 | 247.4578 |  | 98.0298 | 9.588 | 0 | 139.84 | 0
15.09. | 20 | 258.9617 |  | 97.9437 | 9.588 | 0 | 151.43 | 0
15.09. | 21 | 260.2055 |  | 97.8575 | 9.588 | 0 | 152.76 | 0
15.09. | 22 | 256.2537 |  | 96.5657 | 9.588 | 0 | 150.1 | 0
15.09. | 23 | 252.6667 |  | 94.4987 | 9.588 | 0 | 148.58 | 0
15.09. | 24 | 257.8802 |  | 95.5322 | 9.588 | 0 | 152.76 | 0
16.09. | 1 | 258.5008 |  | 95.9628 | 9.588 | 0 | 152.95 | 0
16.09. | 2 | 252.839 |  | 94.671 | 9.588 | 0 | 148.58 | 0
16.09. | 3 | 226.7289 |  | 86.2309 | 9.588 | 0 | 130.91 | 0
16.09. | 4 | 231.3928 |  | 86.1448 | 9.588 | 0 | 135.66 | 0
16.09. | 5 | 229.1516 |  | 78.3936 | 9.588 | 0 | 141.17 | 0
16.09. | 6 | 245.3107 |  | 87.5227 | 9.588 | 0 | 148.2 | 0
16.09. | 7 | 245.2771 |  | 93.3791 | 9.588 | 0 | 142.31 | 0
16.09. | 8 | 253.5733 |  | 97.6853 | 9.588 | 0 | 146.3 | 0
16.09. | 9 | 257.9255 |  | 97.8575 | 9.588 | 0 | 150.48 | 0
16.09. | 10 | 261.4698 |  | 96.6518 | 9.588 | 0 | 155.23 | 0
16.09. | 11 | 260.9176 |  | 96.4796 | 9.588 | 0 | 154.85 | 0
16.09. | 12 | 260.9149 |  | 97.4269 | 9.588 | 0 | 153.9 | 0
16.09. | 13 | 255.111 |  | 97.513 | 9.588 | 0 | 148.01 | 0
16.09. | 14 | 256.8388 |  | 97.3408 | 9.588 | 0 | 149.91 | 0
16.09. | 15 | 257.1504 |  | 97.0824 | 9.588 | 0 | 150.48 | 0
16.09. | 16 | 260.5704 |  | 97.0824 | 9.588 | 0 | 153.9 | 0
16.09. | 17 | 259.8282 |  | 96.9102 | 9.588 | 0 | 153.33 | 0
16.09. | 18 | 260.6565 |  | 97.1685 | 9.588 | 0 | 153.9 | 0
16.09. | 19 | 262.2955 |  | 97.8575 | 9.588 | 0 | 154.85 | 0
16.09. | 20 | 258.4982 |  | 96.9102 | 9.588 | 0 | 152 | 0
16.09. | 21 | 260.9123 |  | 98.3743 | 9.588 | 0 | 152.95 | 0
16.09. | 22 | 261.3482 |  | 96.9102 | 9.588 | 0 | 154.85 | 0
16.09. | 23 | 254.739 |  | 94.671 | 9.588 | 0 | 150.48 | 0
16.09. | 24 | 253.0112 |  | 94.8432 | 9.588 | 0 | 148.58 | 0
17.09. | 1 | 254.5339 |  | 93.8959 | 9.588 | 0 | 151.05 | 0
17.09. | 2 | 254.5667 |  | 94.4987 | 9.588 | 0 | 150.48 | 0
17.09. | 3 | 254.2551 |  | 94.7571 | 9.588 | 0 | 149.91 | 0
17.09. | 4 | 254.0118 |  | 95.2738 | 9.588 | 0 | 149.15 | 0
17.09. | 5 | 258.3233 |  | 97.6853 | 9.588 | 0 | 151.05 | 0
17.09. | 6 | 253.2288 |  | 97.3408 | 9.588 | 0 | 146.3 | 0
17.09. | 7 | 250.0876 |  | 96.4796 | 9.588 | 0 | 144.02 | 0
17.09. | 8 | 254.2472 |  | 97.5992 | 9.588 | 0 | 147.06 | 0
17.09. | 9 | 253.5733 |  | 97.6853 | 9.588 | 0 | 146.3 | 0
17.09. | 10 | 254.7337 |  | 96.5657 | 9.588 | 0 | 148.58 | 0
17.09. | 11 | 261.1253 |  | 96.3073 | 9.588 | 0 | 155.23 | 0
17.09. | 12 | 261.761 |  | 97.513 | 9.588 | 0 | 154.66 | 0
17.09. | 13 | 255.9065 |  | 97.1685 | 9.588 | 0 | 149.15 | 0
17.09. | 14 | 253.8849 |  | 97.4269 | 9.588 | 0 | 146.87 | 0
17.09. | 15 | 256.1472 |  | 97.5992 | 9.588 | 0 | 148.96 | 0
17.09. | 16 | 259.8255 |  | 97.8575 | 9.588 | 0 | 152.38 | 0
17.09. | 17 | 260.2233 |  | 97.6853 | 9.588 | 0 | 152.95 | 0
17.09. | 18 | 262.8478 |  | 98.0298 | 9.588 | 0 | 155.23 | 0
17.09. | 19 | 259.0123 |  | 98.3743 | 9.588 | 0 | 151.05 | 0
17.09. | 20 | 258.27 |  | 98.202 | 9.588 | 0 | 150.48 | 0
17.09. | 21 | 256.9223 |  | 98.3743 | 9.588 | 0 | 148.96 | 0
17.09. | 22 | 257.4949 |  | 97.4269 | 9.588 | 0 | 150.48 | 0
17.09. | 23 | 250.1284 |  | 94.2404 | 9.588 | 0 | 146.3 | 0
17.09. | 24 | 248.3802 |  | 95.5322 | 9.588 | 0 | 143.26 | 0
18.09. | 1 | 249.348 |  | 95.36 | 9.588 | 0 | 144.4 | 0
18.09. | 2 | 248.6563 |  | 95.6183 | 9.588 | 0 | 143.45 | 0
18.09. | 3 | 249.3986 |  | 95.7906 | 9.588 | 0 | 144.02 | 0
18.09. | 4 | 248.398 |  | 95.36 | 9.588 | 0 | 143.45 | 0
18.09. | 5 | 252.0684 |  | 98.4604 | 9.588 | 0 | 144.02 | 0
18.09. | 6 | 254.2623 |  | 98.3743 | 9.588 | 0 | 146.3 | 0
18.09. | 7 | 255.99 |  | 98.202 | 9.588 | 0 | 148.2 | 0
18.09. | 8 | 261.0845 |  | 98.5465 | 9.588 | 0 | 152.95 | 0
18.09. | 9 | 241.2765 |  | 97.1685 | 9.588 | 0 | 134.52 | 0
18.09. | 10 | 245.4388 |  | 97.3408 | 9.588 | 0 | 138.51 | 0
18.09. | 11 | 263.5545 |  | 98.5465 | 9.588 | 0 | 155.42 | 0
18.09. | 12 | 266.82 |  | 98.202 | 9.588 | 0 | 159.03 | 0
18.09. | 13 | 267.2 |  | 98.202 | 9.588 | 0 | 159.41 | 0
18.09. | 14 | 261.8117 |  | 97.9437 | 9.588 | 0 | 154.28 | 0
18.09. | 15 | 260.8617 |  | 97.9437 | 9.588 | 0 | 153.33 | 0
18.09. | 16 | 264.5223 |  | 98.3743 | 9.588 | 0 | 156.56 | 0
18.09. | 17 | 261.8978 |  | 98.0298 | 9.588 | 0 | 154.28 | 0
18.09. | 18 | 262.2778 |  | 98.0298 | 9.588 | 0 | 154.66 | 0
18.09. | 19 | 262.2423 |  | 98.3743 | 9.588 | 0 | 154.28 | 0
18.09. | 20 | 263.6965 |  | 97.1685 | 9.588 | 0 | 156.94 | 0
18.09. | 21 | 263.1265 |  | 97.1685 | 9.588 | 0 | 156.37 | 0
18.09. | 22 | 260.3147 |  | 95.8767 | 9.588 | 0 | 154.85 | 0
18.09. | 23 | 257.7941 |  | 95.4461 | 9.588 | 0 | 152.76 | 0
18.09. | 24 | 258.5008 |  | 95.9628 | 9.588 | 0 | 152.95 | 0
19.09. | 1 | 253.6469 |  | 96.0489 | 9.588 | 0 | 148.01 | 0
19.09. | 2 | 257.5863 |  | 95.6183 | 9.588 | 0 | 152.38 | 0
19.09. | 3 | 260.74 |  | 98.202 | 9.588 | 0 | 152.95 | 0
19.09. | 4 | 261.0845 |  | 98.5465 | 9.588 | 0 | 152.95 | 0
19.09. | 5 | 256.2484 |  | 98.4604 | 9.588 | 0 | 148.2 | 0
19.09. | 6 | 253.71 |  | 98.202 | 9.588 | 0 | 145.92 | 0
19.09. | 7 | 255.2984 |  | 98.4604 | 9.588 | 0 | 147.25 | 0
19.09. | 8 | 257.2668 |  | 98.7188 | 9.588 | 0 | 148.96 | 0
19.09. | 9 | 248.7043 |  | 96.9963 | 9.588 | 0 | 142.12 | 0
19.09. | 10 | 247.2349 |  | 97.4269 | 9.588 | 0 | 140.22 | 0
19.09. | 11 | 250.7765 |  | 97.1685 | 9.588 | 0 | 144.02 | 0
19.09. | 12 | 253.3123 |  | 98.3743 | 9.588 | 0 | 145.35 | 0
19.09. | 13 | 256.8006 |  | 98.6326 | 9.588 | 0 | 148.58 | 0
19.09. | 14 | 257.9584 |  | 98.4604 | 9.588 | 0 | 149.91 | 0
19.09. | 15 | 255.8 |  | 98.202 | 9.588 | 0 | 148.01 | 0
19.09. | 16 | 257.9584 |  | 98.4604 | 9.588 | 0 | 149.91 | 0
19.09. | 17 | 257.4568 |  | 98.7188 | 9.588 | 0 | 149.15 | 0
19.09. | 18 | 262.07 |  | 98.202 | 9.588 | 0 | 154.28 | 0
19.09. | 19 | 262.64 |  | 98.202 | 9.588 | 0 | 154.85 | 0
19.09. | 20 | 260.74 |  | 98.202 | 9.588 | 0 | 152.95 | 0
19.09. | 21 | 260.2917 |  | 97.9437 | 9.588 | 0 | 152.76 | 0
19.09. | 22 | 257.5482 |  | 96.9102 | 9.588 | 0 | 151.05 | 0
19.09. | 23 | 254.6857 |  | 95.1877 | 9.588 | 0 | 149.91 | 0
19.09. | 24 | 257.0341 |  | 95.4461 | 9.588 | 0 | 152 | 0
20.09. | 1 | 257.328 |  | 95.36 | 9.588 | 0 | 152.38 | 0
20.09. | 2 | 254.9112 |  | 94.8432 | 9.588 | 0 | 150.48 | 0
20.09. | 3 | 255.3063 |  | 95.6183 | 9.588 | 0 | 150.1 | 0
20.09. | 4 | 257.2339 |  | 98.1159 | 9.588 | 0 | 149.53 | 0
20.09. | 5 | 258.6145 |  | 98.5465 | 9.588 | 0 | 150.48 | 0
20.09. | 6 | 256.2839 |  | 98.1159 | 9.588 | 0 | 148.58 | 0
20.09. | 7 | 258.0445 |  | 98.5465 | 9.588 | 0 | 149.91 | 0
20.09. | 8 | 255.7139 |  | 98.1159 | 9.588 | 0 | 148.01 | 0
20.09. | 9 | 256.6817 |  | 97.9437 | 9.588 | 0 | 149.15 | 0
20.09. | 10 | 219.1487 |  | 59.0807 | 9.588 | 0 | 150.48 | 0
20.09. | 11 | 257.1833 |  | 97.6853 | 9.588 | 0 | 149.91 | 0
20.09. | 12 | 257.9255 |  | 97.8575 | 9.588 | 0 | 150.48 | 0
20.09. | 13 | 256.0255 |  | 97.8575 | 9.588 | 0 | 148.58 | 0
20.09. | 14 | 258.151 |  | 97.513 | 9.588 | 0 | 151.05 | 0
20.09. | 15 | 254.5233 |  | 97.6853 | 9.588 | 0 | 147.25 | 0
20.09. | 16 | 258.27 |  | 98.202 | 9.588 | 0 | 150.48 | 0
20.09. | 17 | 263.4684 |  | 98.4604 | 9.588 | 0 | 155.42 | 0
20.09. | 18 | 262.2423 |  | 98.3743 | 9.588 | 0 | 154.28 | 0
20.09. | 19 | 258.911 |  | 97.513 | 9.588 | 0 | 151.81 | 0
20.09. | 20 | 260.6539 |  | 98.1159 | 9.588 | 0 | 152.95 | 0
20.09. | 21 | 263.6078 |  | 98.0298 | 9.588 | 0 | 155.99 | 0
20.09. | 22 | 263.661 |  | 97.513 | 9.588 | 0 | 156.56 | 0
20.09. | 23 | 260.4363 |  | 95.6183 | 9.588 | 0 | 155.23 | 0
20.09. | 24 | 260.2969 |  | 96.0489 | 9.588 | 0 | 154.66 | 0
21.09. | 1 | 259.0202 |  | 95.5322 | 9.588 | 0 | 153.9 | 0
21.09. | 2 | 257.3306 |  | 94.4126 | 9.588 | 0 | 153.33 | 0
21.09. | 3 | 257.8118 |  | 95.2738 | 9.588 | 0 | 152.95 | 0
21.09. | 4 | 260.9123 |  | 98.3743 | 9.588 | 0 | 152.95 | 0
21.09. | 5 | 258.7539 |  | 98.1159 | 9.588 | 0 | 151.05 | 0
21.09. | 6 | 258.0978 |  | 98.0298 | 9.588 | 0 | 150.48 | 0
21.09. | 7 | 260.5145 |  | 98.5465 | 9.588 | 0 | 152.38 | 0
21.09. | 8 | 260.7223 |  | 98.3743 | 9.588 | 0 | 152.76 | 0
21.09. | 9 | 263.5039 |  | 98.1159 | 9.588 | 0 | 155.8 | 0
21.09. | 10 | 259.5343 |  | 96.9963 | 9.588 | 0 | 152.95 | 0
21.09. | 11 | 260.3449 |  | 97.4269 | 9.588 | 0 | 153.33 | 0
21.09. | 12 | 257.3706 |  | 98.6326 | 9.588 | 0 | 149.15 | 0
21.09. | 13 | 257.2845 |  | 98.5465 | 9.588 | 0 | 149.15 | 0
21.09. | 14 | 255.1945 |  | 98.5465 | 9.588 | 0 | 147.06 | 0
21.09. | 15 | 256.2839 |  | 98.1159 | 9.588 | 0 | 148.58 | 0
21.09. | 16 | 262.64 |  | 98.202 | 9.588 | 0 | 154.85 | 0
21.09. | 17 | 266.4223 |  | 98.3743 | 9.588 | 0 | 158.46 | 0
21.09. | 18 | 264.7655 |  | 97.8575 | 9.588 | 0 | 157.32 | 0
21.09. | 19 | 260.9478 |  | 98.0298 | 9.588 | 0 | 153.33 | 0
21.09. | 20 | 263.0378 |  | 98.0298 | 9.588 | 0 | 155.42 | 0
21.09. | 21 | 262.07 |  | 98.202 | 9.588 | 0 | 154.28 | 0
21.09. | 22 | 265.1606 |  | 98.6326 | 9.588 | 0 | 156.94 | 0
21.09. | 23 | 265.11 |  | 98.202 | 9.588 | 0 | 157.32 | 0
21.09. | 24 | 259.8584 |  | 98.4604 | 9.588 | 0 | 151.81 | 0
22.09. | 1 | 263.6078 |  | 98.0298 | 9.588 | 0 | 155.99 | 0
22.09. | 2 | 263.78 |  | 98.202 | 9.588 | 0 | 155.99 | 0
22.09. | 3 | 261.5178 |  | 98.0298 | 9.588 | 0 | 153.9 | 0
22.09. | 4 | 256.2839 |  | 98.1159 | 9.588 | 0 | 148.58 | 0
22.09. | 5 | 260.6006 |  | 98.6326 | 9.588 | 0 | 152.38 | 0
22.09. | 6 | 258.1839 |  | 98.1159 | 9.588 | 0 | 150.48 | 0
22.09. | 7 | 257.89 |  | 98.202 | 9.588 | 0 | 150.1 | 0
22.09. | 8 | 254.6396 |  | 99.3216 | 9.588 | 0 | 145.73 | 0
22.09. | 9 | 253.259 |  | 98.891 | 9.588 | 0 | 144.78 | 0
22.09. | 10 | 253.971 |  | 97.513 | 9.588 | 0 | 146.87 | 0
22.09. | 11 | 257.8723 |  | 98.3743 | 9.588 | 0 | 149.91 | 0
22.09. | 12 | 257.581 |  | 97.513 | 9.588 | 0 | 150.48 | 0
22.09. | 13 | 241.7343 |  | 81.6663 | 9.588 | 0 | 150.48 | 0
22.09. | 14 | 243.8598 |  | 81.3218 | 9.588 | 0 | 152.95 | 0
22.09. | 15 | 243.0821 |  | 81.4941 | 9.588 | 0 | 152 | 0
22.09. | 16 | 241.1847 |  | 80.5467 | 9.588 | 0 | 151.05 | 0
22.09. | 17 | 244.9643 |  | 81.6663 | 9.588 | 0 | 153.71 | 0
22.09. | 18 | 246.8794 |  | 82.4414 | 9.588 | 0 | 154.85 | 0
22.09. | 19 | 245.3088 |  | 82.0108 | 9.588 | 0 | 153.71 | 0
22.09. | 20 | 240.7817 |  | 82.6137 | 9.588 | 0 | 148.58 | 0
22.09. | 21 | 245.4101 |  | 82.8721 | 9.588 | 0 | 152.95 | 0
22.09. | 22 | 248.0648 |  | 84.7668 | 9.588 | 0 | 153.71 | 0
22.09. | 23 | 252.822 |  | 88.384 | 9.588 | 0 | 154.85 | 0
22.09. | 24 | 257.1557 |  | 95.1877 | 9.588 | 0 | 152.38 | 0
23.09. | 1 | 260.6006 |  | 98.6326 | 9.588 | 0 | 152.38 | 0
23.09. | 2 | 252.1341 |  | 99.6661 | 9.588 | 0 | 142.88 | 0
23.09. | 3 | 262.2041 |  | 99.6661 | 9.588 | 0 | 152.95 | 0
23.09. | 4 | 255.2602 |  | 99.7522 | 9.588 | 0 | 145.92 | 0
23.09. | 5 | 259.4402 |  | 99.7522 | 9.588 | 0 | 150.1 | 0
23.09. | 6 | 264.8819 |  | 99.4939 | 9.588 | 0 | 155.8 | 0
23.09. | 7 | 264.6235 |  | 99.2355 | 9.588 | 0 | 155.8 | 0
23.09. | 8 | 262.0319 |  | 99.4939 | 9.588 | 0 | 152.95 | 0
23.09. | 9 | 265.7635 |  | 99.2355 | 9.588 | 0 | 156.94 | 0
23.09. | 10 | 265.8345 |  | 98.5465 | 9.588 | 0 | 157.7 | 0
23.09. | 11 | 263.8484 |  | 98.4604 | 9.588 | 0 | 155.8 | 0
23.09. | 12 | 264.1902 |  | 99.7522 | 9.588 | 0 | 154.85 | 0
23.09. | 13 | 265.2441 |  | 99.6661 | 9.588 | 0 | 155.99 | 0
23.09. | 14 | 263.5341 |  | 99.6661 | 9.588 | 0 | 154.28 | 0
23.09. | 15 | 264.2586 |  | 100.0106 | 9.588 | 0 | 154.66 | 0
23.09. | 16 | 263.1896 |  | 99.3216 | 9.588 | 0 | 154.28 | 0
23.09. | 17 | 261.7202 |  | 99.7522 | 9.588 | 0 | 152.38 | 0
23.09. | 18 | 266.5386 |  | 100.0106 | 9.588 | 0 | 156.94 | 0
23.09. | 19 | 261.0845 |  | 98.5465 | 9.588 | 0 | 152.95 | 0
23.09. | 20 | 258.0419 |  | 99.4939 | 9.588 | 0 | 148.96 | 0
23.09. | 21 | 259.9596 |  | 99.3216 | 9.588 | 0 | 151.05 | 0
23.09. | 22 | 262.4474 |  | 99.1494 | 9.588 | 0 | 153.71 | 0
23.09. | 23 | 262.7919 |  | 99.4939 | 9.588 | 0 | 153.71 | 0
23.09. | 24 | 257.9202 |  | 99.7522 | 9.588 | 0 | 148.58 | 0
24.09. | 1 | 262.2902 |  | 99.7522 | 9.588 | 0 | 152.95 | 0
24.09. | 2 | 262.7919 |  | 99.4939 | 9.588 | 0 | 153.71 | 0
24.09. | 3 | 260.4764 |  | 99.8384 | 9.588 | 0 | 151.05 | 0
24.09. | 4 | 259.5619 |  | 99.4939 | 9.588 | 0 | 150.48 | 0
24.09. | 5 | 261.0641 |  | 99.6661 | 9.588 | 0 | 151.81 | 0
24.09. | 6 | 260.8564 |  | 99.8384 | 9.588 | 0 | 151.43 | 0
24.09. | 7 | 260.6486 |  | 100.0106 | 9.588 | 0 | 151.05 | 0
24.09. | 8 | 259.6986 |  | 100.0106 | 9.588 | 0 | 150.1 | 0
24.09. | 9 | 261.4264 |  | 99.8384 | 9.588 | 0 | 152 | 0
24.09. | 10 | 262.6374 |  | 99.1494 | 9.588 | 0 | 153.9 | 0
24.09. | 11 | 262.6374 |  | 99.1494 | 9.588 | 0 | 153.9 | 0
24.09. | 12 | 264.5019 |  | 99.4939 | 9.588 | 0 | 155.42 | 0
24.09. | 13 | 261.0641 |  | 99.6661 | 9.588 | 0 | 151.81 | 0
24.09. | 14 | 264.7602 |  | 99.7522 | 9.588 | 0 | 155.42 | 0
24.09. | 15 | 263.78 |  | 98.202 | 9.588 | 0 | 155.99 | 0
24.09. | 16 | 264.0002 |  | 99.7522 | 9.588 | 0 | 154.66 | 0
24.09. | 17 | 260.598 |  | 99.58 | 9.588 | 0 | 151.43 | 0
24.09. | 18 | 263.6202 |  | 99.7522 | 9.588 | 0 | 154.28 | 0
24.09. | 19 | 268.008 |  | 99.58 | 9.588 | 0 | 158.84 | 0
24.09. | 20 | 265.609 |  | 98.891 | 9.588 | 0 | 157.13 | 0
24.09. | 21 | 265.3302 |  | 99.7522 | 9.588 | 0 | 155.99 | 0
24.09. | 22 | 264.588 |  | 99.58 | 9.588 | 0 | 155.42 | 0
24.09. | 23 | 264.588 |  | 99.58 | 9.588 | 0 | 155.42 | 0
24.09. | 24 | 258.5764 |  | 99.8384 | 9.588 | 0 | 149.15 | 0
25.09. | 1 | 258.1786 |  | 100.0106 | 9.588 | 0 | 148.58 | 0
25.09. | 2 | 259.2502 |  | 99.7522 | 9.588 | 0 | 149.91 | 0
25.09. | 3 | 260.3041 |  | 99.6661 | 9.588 | 0 | 151.05 | 0
25.09. | 4 | 259.6986 |  | 100.0106 | 9.588 | 0 | 150.1 | 0
25.09. | 5 | 260.3041 |  | 99.6661 | 9.588 | 0 | 151.05 | 0
25.09. | 6 | 257.3502 |  | 99.7522 | 9.588 | 0 | 148.01 | 0
25.09. | 7 | 258.0419 |  | 99.4939 | 9.588 | 0 | 148.96 | 0
25.09. | 8 | 257.9202 |  | 99.7522 | 9.588 | 0 | 148.58 | 0
25.09. | 9 | 254.8119 |  | 99.4939 | 9.588 | 0 | 145.73 | 0
25.09. | 10 | 258.009 |  | 98.891 | 9.588 | 0 | 149.53 | 0
25.09. | 11 | 263.9851 |  | 98.9771 | 9.588 | 0 | 155.42 | 0
25.09. | 12 | 263.3619 |  | 99.4939 | 9.588 | 0 | 154.28 | 0
25.09. | 13 | 265.0541 |  | 99.6661 | 9.588 | 0 | 155.8 | 0
25.09. | 14 | 261.3402 |  | 99.7522 | 9.588 | 0 | 152 | 0
25.09. | 15 | 262.8096 |  | 99.3216 | 9.588 | 0 | 153.9 | 0
25.09. | 16 | 260.1674 |  | 99.1494 | 9.588 | 0 | 151.43 | 0
25.09. | 17 | 259.3568 |  | 98.7188 | 9.588 | 0 | 151.05 | 0
25.09. | 18 | 264.5702 |  | 99.7522 | 9.588 | 0 | 155.23 | 0
25.09. | 19 | 261.6013 |  | 99.0633 | 9.588 | 0 | 152.95 | 0
25.09. | 20 | 261.9786 |  | 100.0106 | 9.588 | 0 | 152.38 | 0
25.09. | 21 | 259.1641 |  | 99.6661 | 9.588 | 0 | 149.91 | 0
25.09. | 22 | 260.3902 |  | 99.7522 | 9.588 | 0 | 151.05 | 0
25.09. | 23 | 257.1451 |  | 98.9771 | 9.588 | 0 | 148.58 | 0
25.09. | 24 | 257.8874 |  | 99.1494 | 9.588 | 0 | 149.15 | 0
26.09. | 1 | 258.128 |  | 99.58 | 9.588 | 0 | 148.96 | 0
26.09. | 2 | 259.1819 |  | 99.4939 | 9.588 | 0 | 150.1 | 0
26.09. | 3 | 256.228 |  | 99.58 | 9.588 | 0 | 147.06 | 0
26.09. | 4 | 255.0019 |  | 99.4939 | 9.588 | 0 | 145.92 | 0
26.09. | 5 | 252.8764 |  | 99.8384 | 9.588 | 0 | 143.45 | 0
26.09. | 6 | 243.1384 |  | 98.4604 | 9.588 | 0 | 135.09 | 0
26.09. | 7 | 249.0435 |  | 99.2355 | 9.588 | 0 | 140.22 | 0
26.09. | 8 | 249.3196 |  | 99.3216 | 9.588 | 0 | 140.41 | 0
26.09. | 9 | 248.9068 |  | 98.7188 | 9.588 | 0 | 140.6 | 0
26.09. | 10 | 248.5623 |  | 98.3743 | 9.588 | 0 | 140.6 | 0
26.09. | 11 | 254.4017 |  | 97.9437 | 9.588 | 0 | 146.87 | 0
26.09. | 12 | 258.7539 |  | 98.1159 | 9.588 | 0 | 151.05 | 0
26.09. | 13 | 255.7672 |  | 97.5992 | 9.588 | 0 | 148.58 | 0
26.09. | 14 | 257.2898 |  | 96.6518 | 9.588 | 0 | 151.05 | 0
26.09. | 15 | 251.5898 |  | 96.6518 | 9.588 | 0 | 145.35 | 0
26.09. | 16 | 256.7704 |  | 97.0824 | 9.588 | 0 | 150.1 | 0
26.09. | 17 | 251.2223 |  | 98.3743 | 9.588 | 0 | 143.26 | 0
26.09. | 18 | 253.5733 |  | 97.6853 | 9.588 | 0 | 146.3 | 0
26.09. | 19 | 257.5455 |  | 97.8575 | 9.588 | 0 | 150.1 | 0
26.09. | 20 | 260.8945 |  | 98.5465 | 9.588 | 0 | 152.76 | 0
26.09. | 21 | 261.7735 |  | 99.2355 | 9.588 | 0 | 152.95 | 0
26.09. | 22 | 259.7368 |  | 98.7188 | 9.588 | 0 | 151.43 | 0
26.09. | 23 | 255.0374 |  | 99.1494 | 9.588 | 0 | 146.3 | 0
26.09. | 24 | 257.4035 |  | 99.2355 | 9.588 | 0 | 148.58 | 0
27.09. | 1 | 258.579 |  | 98.891 | 9.588 | 0 | 150.1 | 0
27.09. | 2 | 257.6974 |  | 99.1494 | 9.588 | 0 | 148.96 | 0
27.09. | 3 | 255.9874 |  | 99.1494 | 9.588 | 0 | 147.25 | 0
27.09. | 4 | 251.4451 |  | 98.9771 | 9.588 | 0 | 142.88 | 0
27.09. | 5 | 253.8113 |  | 99.0633 | 9.588 | 0 | 145.16 | 0
27.09. | 6 | 255.0906 |  | 98.6326 | 9.588 | 0 | 146.87 | 0
27.09. | 7 | 254.5713 |  | 99.0633 | 9.588 | 0 | 145.92 | 0
27.09. | 8 | 255.7974 |  | 99.1494 | 9.588 | 0 | 147.06 | 0
27.09. | 9 | 254.09 |  | 98.202 | 9.588 | 0 | 146.3 | 0
27.09. | 10 | 261.8978 |  | 98.0298 | 9.588 | 0 | 154.28 | 0
27.09. | 11 | 266.3033 |  | 97.6853 | 9.588 | 0 | 159.03 | 0
27.09. | 12 | 254.161 |  | 97.513 | 9.588 | 0 | 147.06 | 0
27.09. | 13 | 253.1755 |  | 97.8575 | 9.588 | 0 | 145.73 | 0
27.09. | 14 | 252.9145 |  | 98.5465 | 9.588 | 0 | 144.78 | 0
27.09. | 15 | 265.8851 |  | 98.9771 | 9.588 | 0 | 157.32 | 0
27.09. | 16 | 264.9733 |  | 97.6853 | 9.588 | 0 | 157.7 | 0
27.09. | 17 | 263.1568 |  | 98.7188 | 9.588 | 0 | 154.85 | 0
27.09. | 18 | 264.92 |  | 98.202 | 9.588 | 0 | 157.13 | 0
27.09. | 19 | 259.1845 |  | 98.5465 | 9.588 | 0 | 151.05 | 0
27.09. | 20 | 260.859 |  | 98.891 | 9.588 | 0 | 152.38 | 0
27.09. | 21 | 260.3751 |  | 98.9771 | 9.588 | 0 | 151.81 | 0
27.09. | 22 | 260.9451 |  | 98.9771 | 9.588 | 0 | 152.38 | 0
27.09. | 23 | 262.189 |  | 98.891 | 9.588 | 0 | 153.71 | 0
27.09. | 24 | 264.5551 |  | 98.9771 | 9.588 | 0 | 155.99 | 0
28.09. | 1 | 259.2174 |  | 99.1494 | 9.588 | 0 | 150.48 | 0
28.09. | 2 | 257.5278 |  | 98.0298 | 9.588 | 0 | 149.91 | 0
28.09. | 3 | 259.2706 |  | 98.6326 | 9.588 | 0 | 151.05 | 0
28.09. | 4 | 258.7513 |  | 99.0633 | 9.588 | 0 | 150.1 | 0
28.09. | 5 | 258.2345 |  | 98.5465 | 9.588 | 0 | 150.1 | 0
28.09. | 6 | 251.6378 |  | 98.0298 | 9.588 | 0 | 144.02 | 0
28.09. | 7 | 251.7923 |  | 98.3743 | 9.588 | 0 | 143.83 | 0
28.09. | 8 | 254.0696 |  | 99.3216 | 9.588 | 0 | 145.16 | 0
28.09. | 9 | 254.779 |  | 98.891 | 9.588 | 0 | 146.3 | 0
28.09. | 10 | 253.4668 |  | 98.7188 | 9.588 | 0 | 145.16 | 0
28.09. | 11 | 253.0539 |  | 98.1159 | 9.588 | 0 | 145.35 | 0
28.09. | 12 | 247.8793 |  | 89.3313 | 9.588 | 0 | 148.96 | 0
28.09. | 13 | 254.1493 |  | 89.3313 | 9.588 | 0 | 155.23 | 0
28.09. | 14 | 260.1753 |  | 96.3073 | 9.588 | 0 | 154.28 | 0
28.09. | 15 | 256.8565 |  | 97.1685 | 9.588 | 0 | 150.1 | 0
28.09. | 16 | 260.9123 |  | 98.3743 | 9.588 | 0 | 152.95 | 0
28.09. | 17 | 265.799 |  | 98.891 | 9.588 | 0 | 157.32 | 0
28.09. | 18 | 265.1251 |  | 98.9771 | 9.588 | 0 | 156.56 | 0
28.09. | 19 | 265.11 |  | 98.202 | 9.588 | 0 | 157.32 | 0
28.09. | 20 | 263.6202 |  | 99.7522 | 9.588 | 0 | 154.28 | 0
28.09. | 21 | 265.0541 |  | 99.6661 | 9.588 | 0 | 155.8 | 0
28.09. | 22 | 263.8786 |  | 100.0106 | 9.588 | 0 | 154.28 | 0
28.09. | 23 | 262.3764 |  | 99.8384 | 9.588 | 0 | 152.95 | 0
28.09. | 24 | 263.5874 |  | 99.1494 | 9.588 | 0 | 154.85 | 0
29.09. | 1 | 261.8419 |  | 99.4939 | 9.588 | 0 | 152.76 | 0
29.09. | 2 | 262.07 |  | 98.202 | 9.588 | 0 | 154.28 | 0
29.09. | 3 | 261.4264 |  | 99.8384 | 9.588 | 0 | 152 | 0
29.09. | 4 | 247.678 |  | 99.58 | 9.588 | 0 | 138.51 | 0
29.09. | 5 | 259.7341 |  | 99.6661 | 9.588 | 0 | 150.48 | 0
29.09. | 6 | 256.4686 |  | 100.0106 | 9.588 | 0 | 146.87 | 0
29.09. | 7 | 246.847 |  | 100.269 | 9.588 | 0 | 136.99 | 0
29.09. | 8 | 257.059 |  | 98.891 | 9.588 | 0 | 148.58 | 0
29.09. | 9 | 261.8623 |  | 98.3743 | 9.588 | 0 | 153.9 | 0
29.09. | 10 | 260.4639 |  | 98.1159 | 9.588 | 0 | 152.76 | 0
29.09. | 11 | 256.2484 |  | 98.4604 | 9.588 | 0 | 148.2 | 0
29.09. | 12 | 263.3619 |  | 99.4939 | 9.588 | 0 | 154.28 | 0
29.09. | 13 | 262.7919 |  | 99.4939 | 9.588 | 0 | 153.71 | 0
29.09. | 14 | 262.5486 |  | 100.0106 | 9.588 | 0 | 152.95 | 0
29.09. | 15 | 264.0864 |  | 99.8384 | 9.588 | 0 | 154.66 | 0
29.09. | 16 | 265.2441 |  | 99.6661 | 9.588 | 0 | 155.99 | 0
29.09. | 17 | 264.0535 |  | 99.2355 | 9.588 | 0 | 155.23 | 0
29.09. | 18 | 262.6196 |  | 99.3216 | 9.588 | 0 | 153.71 | 0
29.09. | 19 | 259.7013 |  | 99.0633 | 9.588 | 0 | 151.05 | 0
29.09. | 20 | 263.3086 |  | 100.0106 | 9.588 | 0 | 153.71 | 0
29.09. | 21 | 249.9935 |  | 99.2355 | 9.588 | 0 | 141.17 | 0
29.09. | 22 | 260.8564 |  | 99.8384 | 9.588 | 0 | 151.43 | 0
29.09. | 23 | 264.6564 |  | 99.8384 | 9.588 | 0 | 155.23 | 0
29.09. | 24 | 264.6564 |  | 99.8384 | 9.588 | 0 | 155.23 | 0
30.09. | 1 | 262.1864 |  | 99.8384 | 9.588 | 0 | 152.76 | 0
30.09. | 2 | 261.5986 |  | 100.0106 | 9.588 | 0 | 152 | 0
30.09. | 3 | 259.5619 |  | 99.4939 | 9.588 | 0 | 150.48 | 0
30.09. | 4 | 261.168 |  | 99.58 | 9.588 | 0 | 152 | 0
30.09. | 5 | 259.3541 |  | 99.6661 | 9.588 | 0 | 150.1 | 0
30.09. | 6 | 259.909 |  | 98.891 | 9.588 | 0 | 151.43 | 0
30.09. | 7 | 261.7202 |  | 99.7522 | 9.588 | 0 | 152.38 | 0
30.09. | 8 | 265.0186 |  | 100.0106 | 9.588 | 0 | 155.42 | 0
30.09. | 9 | 263.1568 |  | 98.7188 | 9.588 | 0 | 154.85 | 0
30.09. | 10 | 262.5513 |  | 99.0633 | 9.588 | 0 | 153.9 | 0
30.09. | 11 | 263.6735 |  | 99.2355 | 9.588 | 0 | 154.85 | 0
30.09. | 12 | 264.2968 |  | 98.7188 | 9.588 | 0 | 155.99 | 0
30.09. | 13 | 264.8819 |  | 99.4939 | 9.588 | 0 | 155.8 | 0
30.09. | 14 | 266.9541 |  | 99.6661 | 9.588 | 0 | 157.7 | 0
30.09. | 15 | 266.9719 |  | 99.4939 | 9.588 | 0 | 157.89 | 0
30.09. | 16 | 268.3374 |  | 99.1494 | 9.588 | 0 | 159.6 | 0
30.09. | 17 | 265.4164 |  | 99.8384 | 9.588 | 0 | 155.99 | 0
30.09. | 18 | 268.1802 |  | 99.7522 | 9.588 | 0 | 158.84 | 0
30.09. | 19 | 266.939 |  | 98.891 | 9.588 | 0 | 158.46 | 0
30.09. | 20 | 268.2335 |  | 99.2355 | 9.588 | 0 | 159.41 | 0
30.09. | 21 | 253.4464 |  | 99.8384 | 9.588 | 0 | 144.02 | 0
30.09. | 22 | 259.2147 |  | 100.0967 | 9.588 | 0 | 149.53 | 0
30.09. | 23 | 267.9219 |  | 99.4939 | 9.588 | 0 | 158.84 | 0
30.09. | 24 | 266.7996 |  | 99.3216 | 9.588 | 0 | 157.89 | 0
01.10. | 1 | 268.3374 |  | 99.1494 | 9.588 | 0 | 159.6 | 0
01.10. | 2 | 263.5545 |  | 98.5465 | 9.588 | 0 | 155.42 | 0
01.10. | 3 | 263.139 |  | 98.891 | 9.588 | 0 | 154.66 | 0
01.10. | 4 | 261.5151 |  | 98.9771 | 9.588 | 0 | 152.95 | 0
01.10. | 5 | 261.0641 |  | 99.6661 | 9.588 | 0 | 151.81 | 0
01.10. | 6 | 256.5396 |  | 99.3216 | 9.588 | 0 | 147.63 | 0
01.10. | 7 | 253.8264 |  | 99.8384 | 9.588 | 0 | 144.4 | 0
01.10. | 8 | 255.088 |  | 99.58 | 9.588 | 0 | 145.92 | 0
01.10. | 9 | 260.8919 |  | 99.4939 | 9.588 | 0 | 151.81 | 0
01.10. | 10 | 257.5251 |  | 98.9771 | 9.588 | 0 | 148.96 | 0
01.10. | 11 | 265.2113 |  | 99.0633 | 9.588 | 0 | 156.56 | 0
01.10. | 12 | 263.9141 |  | 99.6661 | 9.588 | 0 | 154.66 | 0
01.10. | 13 | 259.648 |  | 99.58 | 9.588 | 0 | 150.48 | 0
01.10. | 14 | 267.8002 |  | 99.7522 | 9.588 | 0 | 158.46 | 0
01.10. | 15 | 265.7964 |  | 99.8384 | 9.588 | 0 | 156.37 | 0
01.10. | 16 | 265.2264 |  | 99.8384 | 9.588 | 0 | 155.8 | 0
01.10. | 17 | 268.2841 |  | 99.6661 | 9.588 | 0 | 159.03 | 0
01.10. | 18 | 263.3645 |  | 98.5465 | 9.588 | 0 | 155.23 | 0
01.10. | 19 | 267.5774 |  | 99.1494 | 9.588 | 0 | 158.84 | 0
01.10. | 20 | 253.1019 |  | 99.4939 | 9.588 | 0 | 144.02 | 0
01.10. | 21 | 263.6735 |  | 99.2355 | 9.588 | 0 | 154.85 | 0
01.10. | 22 | 260.6486 |  | 100.0106 | 9.588 | 0 | 151.05 | 0
01.10. | 23 | 264.0002 |  | 99.7522 | 9.588 | 0 | 154.66 | 0
01.10. | 24 | 260.4764 |  | 99.8384 | 9.588 | 0 | 151.05 | 0
02.10. | 1 | 263.9141 |  | 99.6661 | 9.588 | 0 | 154.66 | 0
02.10. | 2 | 264.1041 |  | 99.6661 | 9.588 | 0 | 154.85 | 0
02.10. | 3 | 259.7341 |  | 99.6661 | 9.588 | 0 | 150.48 | 0
02.10. | 4 | 255.0702 |  | 99.7522 | 9.588 | 0 | 145.73 | 0
02.10. | 5 | 257.3174 |  | 99.1494 | 9.588 | 0 | 148.58 | 0
02.10. | 6 | 258.3864 |  | 99.8384 | 9.588 | 0 | 148.96 | 0
02.10. | 7 | 251.3741 |  | 99.6661 | 9.588 | 0 | 142.12 | 0
02.10. | 8 | 257.1096 |  | 99.3216 | 9.588 | 0 | 148.2 | 0
02.10. | 9 | 253.0513 |  | 99.0633 | 9.588 | 0 | 144.4 | 0
02.10. | 10 | 259.608 |  | 95.36 | 9.588 | 0 | 154.66 | 0
02.10. | 11 | 262.4651 |  | 98.9771 | 9.588 | 0 | 153.9 | 0
02.10. | 12 | 262.5513 |  | 99.0633 | 9.588 | 0 | 153.9 | 0
02.10. | 13 | 265.4696 |  | 99.3216 | 9.588 | 0 | 156.56 | 0
02.10. | 14 | 266.2119 |  | 99.4939 | 9.588 | 0 | 157.13 | 0
02.10. | 15 | 267.1974 |  | 99.1494 | 9.588 | 0 | 158.46 | 0
02.10. | 16 | 266.2802 |  | 99.7522 | 9.588 | 0 | 156.94 | 0
02.10. | 17 | 264.0713 |  | 99.0633 | 9.588 | 0 | 155.42 | 0
02.10. | 18 | 266.9719 |  | 99.4939 | 9.588 | 0 | 157.89 | 0
02.10. | 19 | 269.2519 |  | 99.4939 | 9.588 | 0 | 160.17 | 0
02.10. | 20 | 269.8068 |  | 98.7188 | 9.588 | 0 | 161.5 | 0
02.10. | 21 | 267.0935 |  | 99.2355 | 9.588 | 0 | 158.27 | 0
02.10. | 22 | 267.5241 |  | 99.6661 | 9.588 | 0 | 158.27 | 0
02.10. | 23 | 268.649 |  | 98.891 | 9.588 | 0 | 160.17 | 0
02.10. | 24 | 266.6602 |  | 99.7522 | 9.588 | 0 | 157.32 | 0
03.10. | 1 | 262.498 |  | 99.58 | 9.588 | 0 | 153.33 | 0
03.10. | 2 | 264.3119 |  | 99.4939 | 9.588 | 0 | 155.23 | 0
03.10. | 3 | 263.0502 |  | 99.7522 | 9.588 | 0 | 153.71 | 0
03.10. | 4 | 257.2641 |  | 99.6661 | 9.588 | 0 | 148.01 | 0
03.10. | 5 | 257.2313 |  | 99.0633 | 9.588 | 0 | 148.58 | 0
03.10. | 6 | 257.4035 |  | 99.2355 | 9.588 | 0 | 148.58 | 0
03.10. | 7 | 256.5902 |  | 99.7522 | 9.588 | 0 | 147.25 | 0
03.10. | 8 | 254.5002 |  | 99.7522 | 9.588 | 0 | 145.16 | 0
03.10. | 9 | 260.479 |  | 98.891 | 9.588 | 0 | 152 | 0
03.10. | 10 | 256.6817 |  | 97.9437 | 9.588 | 0 | 149.15 | 0
03.10. | 11 | 259.0123 |  | 98.3743 | 9.588 | 0 | 151.05 | 0
03.10. | 12 | 260.5651 |  | 98.9771 | 9.588 | 0 | 152 | 0
03.10. | 13 | 255.1235 |  | 99.2355 | 9.588 | 0 | 146.3 | 0
03.10. | 14 | 261.4113 |  | 99.0633 | 9.588 | 0 | 152.76 | 0
03.10. | 15 | 261.429 |  | 98.891 | 9.588 | 0 | 152.95 | 0
03.10. | 16 | 263.2251 |  | 98.9771 | 9.588 | 0 | 154.66 | 0
03.10. | 17 | 256.5068 |  | 98.7188 | 9.588 | 0 | 148.2 | 0
03.10. | 18 | 265.3835 |  | 99.2355 | 9.588 | 0 | 156.56 | 0
03.10. | 19 | 260.0813 |  | 99.0633 | 9.588 | 0 | 151.43 | 0
03.10. | 20 | 270.9086 |  | 100.0106 | 9.588 | 0 | 161.31 | 0
03.10. | 21 | 267.2302 |  | 99.7522 | 9.588 | 0 | 157.89 | 0
03.10. | 22 | 259.5264 |  | 99.8384 | 9.588 | 0 | 150.1 | 0
03.10. | 23 | 260.1647 |  | 100.0967 | 9.588 | 0 | 150.48 | 0
03.10. | 24 | 261.0819 |  | 99.4939 | 9.588 | 0 | 152 | 0
04.10. | 1 | 262.0141 |  | 99.6661 | 9.588 | 0 | 152.76 | 0
04.10. | 2 | 261.0641 |  | 99.6661 | 9.588 | 0 | 151.81 | 0
04.10. | 3 | 244.8019 |  | 84.1639 | 9.588 | 0 | 151.05 | 0
04.10. | 4 | 257.0643 |  | 96.9963 | 9.588 | 0 | 150.48 | 0
04.10. | 5 | 258.4396 |  | 99.3216 | 9.588 | 0 | 149.53 | 0
04.10. | 6 | 255.7974 |  | 99.1494 | 9.588 | 0 | 147.06 | 0
04.10. | 7 | 255.1235 |  | 99.2355 | 9.588 | 0 | 146.3 | 0
04.10. | 8 | 249.1296 |  | 99.3216 | 9.588 | 0 | 140.22 | 0
04.10. | 9 | 259.3896 |  | 99.3216 | 9.588 | 0 | 150.48 | 0
04.10. | 10 | 239.7962 |  | 82.9582 | 9.588 | 0 | 147.25 | 0
04.10. | 11 | 237.985 |  | 82.097 | 9.588 | 0 | 146.3 | 0
04.10. | 12 | 242.2537 |  | 81.2357 | 9.588 | 0 | 151.43 | 0
04.10. | 13 | 239.0566 |  | 81.8386 | 9.588 | 0 | 147.63 | 0
04.10. | 14 | 243.1656 |  | 82.5276 | 9.588 | 0 | 151.05 | 0
04.10. | 15 | 240.8678 |  | 82.6998 | 9.588 | 0 | 148.58 | 0
04.10. | 16 | 234.565 |  | 82.097 | 9.588 | 0 | 142.88 | 0
04.10. | 17 | 254.0553 |  | 92.0873 | 9.588 | 0 | 152.38 | 0
04.10. | 18 | 259.3549 |  | 93.2069 | 9.588 | 0 | 156.56 | 0
04.10. | 19 | 262.4376 |  | 96.4796 | 9.588 | 0 | 156.37 | 0
04.10. | 20 | 262.4145 |  | 98.5465 | 9.588 | 0 | 154.28 | 0
04.10. | 21 | 262.0141 |  | 99.6661 | 9.588 | 0 | 152.76 | 0
04.10. | 22 | 259.3035 |  | 99.2355 | 9.588 | 0 | 150.48 | 0
04.10. | 23 | 260.0484 |  | 98.4604 | 9.588 | 0 | 152 | 0
04.10. | 24 | 257.4364 |  | 99.8384 | 9.588 | 0 | 148.01 | 0
05.10. | 1 | 257.8013 |  | 99.0633 | 9.588 | 0 | 149.15 | 0
05.10. | 2 | 256.0584 |  | 98.4604 | 9.588 | 0 | 148.01 | 0
05.10. | 3 | 254.9513 |  | 99.0633 | 9.588 | 0 | 146.3 | 0
05.10. | 4 | 253.6568 |  | 98.7188 | 9.588 | 0 | 145.35 | 0
05.10. | 5 | 253.8113 |  | 99.0633 | 9.588 | 0 | 145.16 | 0
05.10. | 6 | 244.7623 |  | 98.3743 | 9.588 | 0 | 136.8 | 0
05.10. | 7 | 250.7206 |  | 98.6326 | 9.588 | 0 | 142.5 | 0
05.10. | 8 | 256.7651 |  | 98.9771 | 9.588 | 0 | 148.2 | 0
05.10. | 9 | 261.1174 |  | 99.1494 | 9.588 | 0 | 152.38 | 0
05.10. | 10 | 260.74 |  | 98.202 | 9.588 | 0 | 152.95 | 0
05.10. | 11 | 257.6317 |  | 97.9437 | 9.588 | 0 | 150.1 | 0
05.10. | 12 | 256.8868 |  | 98.7188 | 9.588 | 0 | 148.58 | 0
05.10. | 13 | 243.4035 |  | 83.9055 | 9.588 | 0 | 149.91 | 0
05.10. | 14 | 250.8181 |  | 88.4701 | 9.588 | 0 | 152.76 | 0
05.10. | 15 | 247.3777 |  | 89.5897 | 9.588 | 0 | 148.2 | 0
05.10. | 16 | 252.6969 |  | 96.0489 | 9.588 | 0 | 147.06 | 0
05.10. | 17 | 240.906 |  | 81.408 | 9.588 | 0 | 149.91 | 0
05.10. | 18 | 255.8967 |  | 94.4987 | 9.588 | 0 | 151.81 | 0
05.10. | 19 | 258.7921 |  | 96.8241 | 9.588 | 0 | 152.38 | 0
05.10. | 20 | 256.0841 |  | 95.4461 | 9.588 | 0 | 151.05 | 0
05.10. | 21 | 261.4165 |  | 97.1685 | 9.588 | 0 | 154.66 | 0
05.10. | 22 | 253.8317 |  | 97.9437 | 9.588 | 0 | 146.3 | 0
05.10. | 23 | 256.5955 |  | 97.8575 | 9.588 | 0 | 149.15 | 0
05.10. | 24 | 257.6139 |  | 98.1159 | 9.588 | 0 | 149.91 | 0
06.10. | 1 | 244.8782 |  | 81.5802 | 9.588 | 0 | 153.71 | 0
06.10. | 2 | 244.7894 |  | 82.4414 | 9.588 | 0 | 152.76 | 0
06.10. | 3 | 237.8101 |  | 82.8721 | 9.588 | 0 | 145.35 | 0
06.10. | 4 | 250.3308 |  | 95.9628 | 9.588 | 0 | 144.78 | 0
06.10. | 5 | 238.4182 |  | 81.5802 | 9.588 | 0 | 147.25 | 0
06.10. | 6 | 241.7317 |  | 82.6137 | 9.588 | 0 | 149.53 | 0
06.10. | 7 | 244.7033 |  | 82.3553 | 9.588 | 0 | 152.76 | 0
06.10. | 8 | 242.9427 |  | 81.9247 | 9.588 | 0 | 151.43 | 0
06.10. | 9 | 258.0985 |  | 91.5705 | 9.588 | 0 | 156.94 | 0
06.10. | 10 | 251.5762 |  | 82.9582 | 9.588 | 0 | 159.03 | 0
06.10. | 11 | 259.4818 |  | 91.0538 | 9.588 | 0 | 158.84 | 0
06.10. | 12 | 264.1502 |  | 95.5322 | 9.588 | 0 | 159.03 | 0
06.10. | 13 | 262.1765 |  | 97.1685 | 9.588 | 0 | 155.42 | 0
06.10. | 14 | 248.3968 |  | 83.3888 | 9.588 | 0 | 155.42 | 0
06.10. | 15 | 258.0124 |  | 91.4844 | 9.588 | 0 | 156.94 | 0
06.10. | 16 | 261.46 |  | 93.982 | 9.588 | 0 | 157.89 | 0
06.10. | 17 | 259.251 |  | 93.293 | 9.588 | 0 | 156.37 | 0
06.10. | 18 | 260.5277 |  | 93.8097 | 9.588 | 0 | 157.13 | 0
06.10. | 19 | 264.7406 |  | 94.4126 | 9.588 | 0 | 160.74 | 0
06.10. | 20 | 262.9267 |  | 94.4987 | 9.588 | 0 | 158.84 | 0
06.10. | 21 | 254.9645 |  | 94.3265 | 9.588 | 0 | 151.05 | 0
06.10. | 22 | 262.3745 |  | 94.3265 | 9.588 | 0 | 158.46 | 0
06.10. | 23 | 264.7406 |  | 94.4126 | 9.588 | 0 | 160.74 | 0
06.10. | 24 | 262.7545 |  | 94.3265 | 9.588 | 0 | 158.84 | 0
07.10. | 1 | 258.9039 |  | 93.8959 | 9.588 | 0 | 155.42 | 0
07.10. | 2 | 262.2173 |  | 94.9293 | 9.588 | 0 | 157.7 | 0
07.10. | 3 | 261.0445 |  | 94.3265 | 9.588 | 0 | 157.13 | 0
07.10. | 4 | 257.6751 |  | 94.7571 | 9.588 | 0 | 153.33 | 0
07.10. | 5 | 253.0973 |  | 94.9293 | 9.588 | 0 | 148.58 | 0
07.10. | 6 | 246.8451 |  | 94.7571 | 9.588 | 0 | 142.5 | 0
07.10. | 7 | 252.1473 |  | 94.9293 | 9.588 | 0 | 147.63 | 0
07.10. | 8 | 258.2806 |  | 94.4126 | 9.588 | 0 | 154.28 | 0
07.10. | 9 | 256.2945 |  | 94.3265 | 9.588 | 0 | 152.38 | 0
07.10. | 10 | 249.87 |  | 93.982 | 9.588 | 0 | 146.3 | 0
07.10. | 11 | 254.9191 |  | 92.0011 | 9.588 | 0 | 153.33 | 0
07.10. | 12 | 258.1643 |  | 92.7763 | 9.588 | 0 | 155.8 | 0
07.10. | 13 | 259.1169 |  | 91.8289 | 9.588 | 0 | 157.7 | 0
07.10. | 14 | 260.8012 |  | 94.8432 | 9.588 | 0 | 156.37 | 0
07.10. | 15 | 255.3747 |  | 95.8767 | 9.588 | 0 | 149.91 | 0
07.10. | 16 | 258.3286 |  | 95.7906 | 9.588 | 0 | 152.95 | 0
07.10. | 17 | 262.2653 |  | 96.3073 | 9.588 | 0 | 156.37 | 0
07.10. | 18 | 263.5269 |  | 96.0489 | 9.588 | 0 | 157.89 | 0
07.10. | 19 | 263.5269 |  | 96.0489 | 9.588 | 0 | 157.89 | 0
07.10. | 20 | 262.8708 |  | 95.9628 | 9.588 | 0 | 157.32 | 0
07.10. | 21 | 260.5553 |  | 96.3073 | 9.588 | 0 | 154.66 | 0
07.10. | 22 | 264.3553 |  | 96.3073 | 9.588 | 0 | 158.46 | 0
07.10. | 23 | 264.2186 |  | 95.7906 | 9.588 | 0 | 158.84 | 0
07.10. | 24 | 264.6492 |  | 96.2212 | 9.588 | 0 | 158.84 | 0
08.10. | 1 | 261.6953 |  | 96.3073 | 9.588 | 0 | 155.8 | 0
08.10. | 2 | 262.8353 |  | 96.3073 | 9.588 | 0 | 156.94 | 0
08.10. | 3 | 259.2253 |  | 96.3073 | 9.588 | 0 | 153.33 | 0
08.10. | 4 | 260.5553 |  | 96.3073 | 9.588 | 0 | 154.66 | 0
08.10. | 5 | 258.5692 |  | 96.2212 | 9.588 | 0 | 152.76 | 0
08.10. | 6 | 255.6837 |  | 96.5657 | 9.588 | 0 | 149.53 | 0
08.10. | 7 | 254.7337 |  | 96.5657 | 9.588 | 0 | 148.58 | 0
08.10. | 8 | 263.8537 |  | 96.5657 | 9.588 | 0 | 157.7 | 0
08.10. | 9 | 263.3698 |  | 96.6518 | 9.588 | 0 | 157.13 | 0
08.10. | 10 | 260.6592 |  | 96.2212 | 9.588 | 0 | 154.85 | 0
08.10. | 11 | 261.6092 |  | 96.2212 | 9.588 | 0 | 155.8 | 0
08.10. | 12 | 260.2614 |  | 96.3934 | 9.588 | 0 | 154.28 | 0
08.10. | 13 | 265.3053 |  | 96.3073 | 9.588 | 0 | 159.41 | 0
08.10. | 14 | 260.4692 |  | 96.2212 | 9.588 | 0 | 154.66 | 0
08.10. | 15 | 262.9392 |  | 96.2212 | 9.588 | 0 | 157.13 | 0
08.10. | 16 | 261.2292 |  | 96.2212 | 9.588 | 0 | 155.42 | 0
08.10. | 17 | 261.2292 |  | 96.2212 | 9.588 | 0 | 155.42 | 0
08.10. | 18 | 268.6569 |  | 96.0489 | 9.588 | 0 | 163.02 | 0
08.10. | 19 | 263.6992 |  | 96.2212 | 9.588 | 0 | 157.89 | 0
08.10. | 20 | 266.4453 |  | 96.3073 | 9.588 | 0 | 160.55 | 0
08.10. | 21 | 265.0469 |  | 96.0489 | 9.588 | 0 | 159.41 | 0
08.10. | 22 | 264.7353 |  | 96.3073 | 9.588 | 0 | 158.84 | 0
08.10. | 23 | 265.4953 |  | 96.3073 | 9.588 | 0 | 159.6 | 0
08.10. | 24 | 263.1292 |  | 96.2212 | 9.588 | 0 | 157.32 | 0
09.10. | 1 | 261.6953 |  | 96.3073 | 9.588 | 0 | 155.8 | 0
09.10. | 2 | 259.3114 |  | 96.3934 | 9.588 | 0 | 153.33 | 0
09.10. | 3 | 256.9453 |  | 96.3073 | 9.588 | 0 | 151.05 | 0
09.10. | 4 | 252.1953 |  | 96.3073 | 9.588 | 0 | 146.3 | 0
09.10. | 5 | 254.4753 |  | 96.3073 | 9.588 | 0 | 148.58 | 0
09.10. | 6 | 255.4608 |  | 95.9628 | 9.588 | 0 | 149.91 | 0
09.10. | 7 | 254.4753 |  | 96.3073 | 9.588 | 0 | 148.58 | 0
09.10. | 8 | 256.3753 |  | 96.3073 | 9.588 | 0 | 150.48 | 0
09.10. | 9 | 251.9369 |  | 96.0489 | 9.588 | 0 | 146.3 | 0
09.10. | 10 | 253.5786 |  | 95.7906 | 9.588 | 0 | 148.2 | 0
09.10. | 11 | 261.0569 |  | 96.0489 | 9.588 | 0 | 155.42 | 0
09.10. | 12 | 255.7698 |  | 96.6518 | 9.588 | 0 | 149.53 | 0
09.10. | 13 | 260.6565 |  | 97.1685 | 9.588 | 0 | 153.9 | 0
09.10. | 14 | 251.9343 |  | 96.9963 | 9.588 | 0 | 145.35 | 0
09.10. | 15 | 258.0676 |  | 96.4796 | 9.588 | 0 | 152 | 0
09.10. | 16 | 243.9188 |  | 97.3408 | 9.588 | 0 | 136.99 | 0
09.10. | 17 | 256.251 |  | 97.513 | 9.588 | 0 | 149.15 | 0
09.10. | 18 | 256.251 |  | 97.513 | 9.588 | 0 | 149.15 | 0
09.10. | 19 | 244.5572 |  | 97.5992 | 9.588 | 0 | 137.37 | 0
09.10. | 20 | 244.661 |  | 97.513 | 9.588 | 0 | 137.56 | 0
09.10. | 21 | 260.8972 |  | 97.5992 | 9.588 | 0 | 153.71 | 0
09.10. | 22 | 262.6072 |  | 97.5992 | 9.588 | 0 | 155.42 | 0
09.10. | 23 | 262.8123 |  | 98.3743 | 9.588 | 0 | 154.85 | 0
09.10. | 24 | 264.1272 |  | 97.5992 | 9.588 | 0 | 156.94 | 0
10.10. | 1 | 262.901 |  | 97.513 | 9.588 | 0 | 155.8 | 0
10.10. | 2 | 262.521 |  | 97.513 | 9.588 | 0 | 155.42 | 0
10.10. | 3 | 258.6678 |  | 98.0298 | 9.588 | 0 | 151.05 | 0
10.10. | 4 | 251.6733 |  | 97.6853 | 9.588 | 0 | 144.4 | 0
10.10. | 5 | 255.6455 |  | 97.8575 | 9.588 | 0 | 148.2 | 0
10.10. | 6 | 251.4478 |  | 98.0298 | 9.588 | 0 | 143.83 | 0
10.10. | 7 | 253.401 |  | 97.513 | 9.588 | 0 | 146.3 | 0
10.10. | 8 | 251.3288 |  | 97.3408 | 9.588 | 0 | 144.4 | 0
10.10. | 9 | 248.3953 |  | 96.3073 | 9.588 | 0 | 142.5 | 0
10.10. | 10 | 247.7543 |  | 96.9963 | 9.588 | 0 | 141.17 | 0
10.10. | 11 | 244.6973 |  | 90.7093 | 9.588 | 0 | 144.4 | 0
10.10. | 12 | 233.2546 |  | 87.4366 | 9.588 | 0 | 136.23 | 0
10.10. | 13 | 241.6822 |  | 94.1542 | 9.588 | 0 | 137.94 | 0
10.10. | 14 | 253.4898 |  | 96.6518 | 9.588 | 0 | 147.25 | 0
10.10. | 15 | 254.7337 |  | 96.5657 | 9.588 | 0 | 148.58 | 0
10.10. | 16 | 252.3321 |  | 96.8241 | 9.588 | 0 | 145.92 | 0
10.10. | 17 | 255.1163 |  | 95.6183 | 9.588 | 0 | 149.91 | 0
10.10. | 18 | 259.8814 |  | 96.3934 | 9.588 | 0 | 153.9 | 0
10.10. | 19 | 259.3976 |  | 96.4796 | 9.588 | 0 | 153.33 | 0
10.10. | 20 | 260.1398 |  | 96.6518 | 9.588 | 0 | 153.9 | 0
10.10. | 21 | 259.9498 |  | 96.6518 | 9.588 | 0 | 153.71 | 0
10.10. | 22 | 261.0898 |  | 96.6518 | 9.588 | 0 | 154.85 | 0
10.10. | 23 | 259.4482 |  | 96.9102 | 9.588 | 0 | 152.95 | 0
10.10. | 24 | 254.7337 |  | 96.5657 | 9.588 | 0 | 148.58 | 0
11.10. | 1 | 257.3253 |  | 96.3073 | 9.588 | 0 | 151.43 | 0
11.10. | 2 | 254.4753 |  | 96.3073 | 9.588 | 0 | 148.58 | 0
11.10. | 3 | 255.4253 |  | 96.3073 | 9.588 | 0 | 149.53 | 0
11.10. | 4 | 252.2814 |  | 96.3934 | 9.588 | 0 | 146.3 | 0
11.10. | 5 | 246.4092 |  | 96.2212 | 9.588 | 0 | 140.6 | 0
11.10. | 6 | 245.4769 |  | 96.0489 | 9.588 | 0 | 139.84 | 0
11.10. | 7 | 253.3176 |  | 96.4796 | 9.588 | 0 | 147.25 | 0
11.10. | 8 | 259.3114 |  | 96.3934 | 9.588 | 0 | 153.33 | 0
11.10. | 9 | 255.6837 |  | 96.5657 | 9.588 | 0 | 149.53 | 0
11.10. | 10 | 249.8292 |  | 96.2212 | 9.588 | 0 | 144.02 | 0
11.10. | 11 | 257.1176 |  | 96.4796 | 9.588 | 0 | 151.05 | 0
11.10. | 12 | 216.3519 |  | 58.5639 | 9.588 | 0 | 148.2 | 0
11.10. | 13 | 250.3867 |  | 94.4987 | 9.588 | 0 | 146.3 | 0
11.10. | 14 | 250.4676 |  | 96.4796 | 9.588 | 0 | 144.4 | 0
11.10. | 15 | 253.7837 |  | 96.5657 | 9.588 | 0 | 147.63 | 0
11.10. | 16 | 246.7933 |  | 82.3553 | 9.588 | 0 | 154.85 | 0
11.10. | 17 | 246.3291 |  | 87.7811 | 9.588 | 0 | 148.96 | 0
11.10. | 18 | 258.3614 |  | 96.3934 | 9.588 | 0 | 152.38 | 0
11.10. | 19 | 253.4898 |  | 96.6518 | 9.588 | 0 | 147.25 | 0
11.10. | 20 | 256.5982 |  | 96.9102 | 9.588 | 0 | 150.1 | 0
11.10. | 21 | 259.1898 |  | 96.6518 | 9.588 | 0 | 152.95 | 0
11.10. | 22 | 260.4337 |  | 96.5657 | 9.588 | 0 | 154.28 | 0
11.10. | 23 | 257.161 |  | 93.293 | 9.588 | 0 | 154.28 | 0
11.10. | 24 | 258.6455 |  | 93.6375 | 9.588 | 0 | 155.42 | 0
12.10. | 1 | 256.52 |  | 93.982 | 9.588 | 0 | 152.95 | 0
12.10. | 2 | 253.8422 |  | 94.1542 | 9.588 | 0 | 150.1 | 0
12.10. | 3 | 255.6384 |  | 94.2404 | 9.588 | 0 | 151.81 | 0
12.10. | 4 | 256.5022 |  | 94.1542 | 9.588 | 0 | 152.76 | 0
12.10. | 5 | 255.3977 |  | 93.8097 | 9.588 | 0 | 152 | 0
12.10. | 6 | 251.3216 |  | 93.7236 | 9.588 | 0 | 148.01 | 0
12.10. | 7 | 251.6839 |  | 93.8959 | 9.588 | 0 | 148.2 | 0
12.10. | 8 | 249.7687 |  | 93.1207 | 9.588 | 0 | 147.06 | 0
12.10. | 9 | 246.2422 |  | 94.1542 | 9.588 | 0 | 142.5 | 0
12.10. | 10 | 250.4755 |  | 93.6375 | 9.588 | 0 | 147.25 | 0
12.10. | 11 | 254.5339 |  | 93.8959 | 9.588 | 0 | 151.05 | 0
12.10. | 12 | 252.3275 |  | 92.2595 | 9.588 | 0 | 150.48 | 0
12.10. | 13 | 238.5096 |  | 79.7716 | 9.588 | 0 | 149.15 | 0
12.10. | 14 | 223.4819 |  | 79.9439 | 9.588 | 0 | 133.95 | 0
12.10. | 15 | 237.6733 |  | 82.3553 | 9.588 | 0 | 145.73 | 0
12.10. | 16 | 239.4162 |  | 82.9582 | 9.588 | 0 | 146.87 | 0
12.10. | 17 | 240.4878 |  | 82.6998 | 9.588 | 0 | 148.2 | 0
12.10. | 18 | 233.3211 |  | 82.1831 | 9.588 | 0 | 141.55 | 0
12.10. | 19 | 226.6684 |  | 83.1304 | 9.588 | 0 | 133.95 | 0
12.10. | 20 | 233.3407 |  | 87.5227 | 9.588 | 0 | 136.23 | 0
12.10. | 21 | 242.4041 |  | 95.4461 | 9.588 | 0 | 137.37 | 0
12.10. | 22 | 242.9182 |  | 96.9102 | 9.588 | 0 | 136.42 | 0
12.10. | 23 | 243.7821 |  | 96.8241 | 9.588 | 0 | 137.37 | 0
12.10. | 24 | 243.4882 |  | 96.9102 | 9.588 | 0 | 136.99 | 0
13.10. | 1 | 244.3521 |  | 96.8241 | 9.588 | 0 | 137.94 | 0
13.10. | 2 | 243.9721 |  | 96.8241 | 9.588 | 0 | 137.56 | 0
13.10. | 3 | 241.0537 |  | 96.5657 | 9.588 | 0 | 134.9 | 0
13.10. | 4 | 243.7821 |  | 96.8241 | 9.588 | 0 | 137.37 | 0
13.10. | 5 | 242.5382 |  | 96.9102 | 9.588 | 0 | 136.04 | 0
13.10. | 6 | 238.2721 |  | 96.8241 | 9.588 | 0 | 131.86 | 0
13.10. | 7 | 235.1308 |  | 95.9628 | 9.588 | 0 | 129.58 | 0
13.10. | 8 | 237.7198 |  | 96.6518 | 9.588 | 0 | 131.48 | 0
13.10. | 9 | 243.2298 |  | 96.6518 | 9.588 | 0 | 136.99 | 0
13.10. | 10 | 240.8814 |  | 96.3934 | 9.588 | 0 | 134.9 | 0
13.10. | 11 | 245.3198 |  | 96.6518 | 9.588 | 0 | 139.08 | 0
13.10. | 12 | 245.2008 |  | 95.9628 | 9.588 | 0 | 139.65 | 0
13.10. | 13 | 247.6353 |  | 96.3073 | 9.588 | 0 | 141.74 | 0
13.10. | 14 | 243.481 |  | 93.293 | 9.588 | 0 | 140.6 | 0
13.10. | 15 | 239.8986 |  | 95.7906 | 9.588 | 0 | 134.52 | 0
13.10. | 16 | 239.4298 |  | 96.6518 | 9.588 | 0 | 133.19 | 0
13.10. | 17 | 238.0492 |  | 96.2212 | 9.588 | 0 | 132.24 | 0
13.10. | 18 | 244.9398 |  | 96.6518 | 9.588 | 0 | 138.7 | 0
13.10. | 19 | 242.7282 |  | 96.9102 | 9.588 | 0 | 136.23 | 0
13.10. | 20 | 244.1798 |  | 96.6518 | 9.588 | 0 | 137.94 | 0
13.10. | 21 | 241.8821 |  | 96.8241 | 9.588 | 0 | 135.47 | 0
13.10. | 22 | 246.4953 |  | 96.3073 | 9.588 | 0 | 140.6 | 0
13.10. | 23 | 250.2447 |  | 95.8767 | 9.588 | 0 | 144.78 | 0
13.10. | 24 | 246.7892 |  | 96.2212 | 9.588 | 0 | 140.98 | 0
14.10. | 1 | 254.9592 |  | 96.2212 | 9.588 | 0 | 149.15 | 0
14.10. | 2 | 255.6837 |  | 96.5657 | 9.588 | 0 | 149.53 | 0
14.10. | 3 | 252.8843 |  | 96.9963 | 9.588 | 0 | 146.3 | 0
14.10. | 4 | 252.0204 |  | 97.0824 | 9.588 | 0 | 145.35 | 0
14.10. | 5 | 254.6449 |  | 97.4269 | 9.588 | 0 | 147.63 | 0
14.10. | 6 | 257.4949 |  | 97.4269 | 9.588 | 0 | 150.48 | 0
14.10. | 7 | 253.0565 |  | 97.1685 | 9.588 | 0 | 146.3 | 0
14.10. | 8 | 254.1282 |  | 96.9102 | 9.588 | 0 | 147.63 | 0
14.10. | 9 | 256.6665 |  | 97.1685 | 9.588 | 0 | 149.91 | 0
14.10. | 10 | 259.6204 |  | 97.0824 | 9.588 | 0 | 152.95 | 0
14.10. | 11 | 259.1721 |  | 96.8241 | 9.588 | 0 | 152.76 | 0
14.10. | 12 | 260.3982 |  | 96.9102 | 9.588 | 0 | 153.9 | 0
14.10. | 13 | 257.1504 |  | 97.0824 | 9.588 | 0 | 150.48 | 0
14.10. | 14 | 257.4114 |  | 96.3934 | 9.588 | 0 | 151.43 | 0
14.10. | 15 | 262.2121 |  | 96.8241 | 9.588 | 0 | 155.8 | 0
14.10. | 16 | 258.1004 |  | 97.0824 | 9.588 | 0 | 151.43 | 0
14.10. | 17 | 257.0643 |  | 96.9963 | 9.588 | 0 | 150.48 | 0
14.10. | 18 | 245.8124 |  | 87.2644 | 9.588 | 0 | 148.96 | 0
14.10. | 19 | 258.9998 |  | 96.6518 | 9.588 | 0 | 152.76 | 0
14.10. | 20 | 258.3082 |  | 96.9102 | 9.588 | 0 | 151.81 | 0
14.10. | 21 | 257.9282 |  | 96.9102 | 9.588 | 0 | 151.43 | 0
14.10. | 22 | 258.1537 |  | 96.5657 | 9.588 | 0 | 152 | 0
14.10. | 23 | 251.3288 |  | 97.3408 | 9.588 | 0 | 144.4 | 0
14.10. | 24 | 255.7343 |  | 96.9963 | 9.588 | 0 | 149.15 | 0
15.10. | 1 | 258.5665 |  | 97.1685 | 9.588 | 0 | 151.81 | 0
15.10. | 2 | 255.0276 |  | 96.4796 | 9.588 | 0 | 148.96 | 0
15.10. | 3 | 255.6482 |  | 96.9102 | 9.588 | 0 | 149.15 | 0
15.10. | 4 | 250.8982 |  | 96.9102 | 9.588 | 0 | 144.4 | 0
15.10. | 5 | 249.7253 |  | 96.3073 | 9.588 | 0 | 143.83 | 0
15.10. | 6 | 251.2782 |  | 96.9102 | 9.588 | 0 | 144.78 | 0
15.10. | 7 | 249.9508 |  | 95.9628 | 9.588 | 0 | 144.4 | 0
15.10. | 8 | 249.3986 |  | 95.7906 | 9.588 | 0 | 144.02 | 0
15.10. | 9 | 253.3886 |  | 95.7906 | 9.588 | 0 | 148.01 | 0
15.10. | 10 | 253.7508 |  | 95.9628 | 9.588 | 0 | 148.2 | 0
15.10. | 11 | 254.6147 |  | 95.8767 | 9.588 | 0 | 149.15 | 0
15.10. | 12 | 255.4608 |  | 95.9628 | 9.588 | 0 | 149.91 | 0
15.10. | 13 | 256.6008 |  | 95.9628 | 9.588 | 0 | 151.05 | 0
15.10. | 14 | 252.1092 |  | 96.2212 | 9.588 | 0 | 146.3 | 0
15.10. | 15 | 252.5398 |  | 96.6518 | 9.588 | 0 | 146.3 | 0
15.10. | 16 | 257.2898 |  | 96.6518 | 9.588 | 0 | 151.05 | 0
15.10. | 17 | 256.5476 |  | 96.4796 | 9.588 | 0 | 150.48 | 0
15.10. | 18 | 257.4114 |  | 96.3934 | 9.588 | 0 | 151.43 | 0
15.10. | 19 | 247.5492 |  | 96.2212 | 9.588 | 0 | 141.74 | 0
15.10. | 20 | 257.9282 |  | 96.9102 | 9.588 | 0 | 151.43 | 0
15.10. | 21 | 259.4482 |  | 96.9102 | 9.588 | 0 | 152.95 | 0
15.10. | 22 | 256.0282 |  | 96.9102 | 9.588 | 0 | 149.53 | 0
15.10. | 23 | 254.6476 |  | 96.4796 | 9.588 | 0 | 148.58 | 0
15.10. | 24 | 257.4621 |  | 96.8241 | 9.588 | 0 | 151.05 | 0
16.10. | 1 | 257.4114 |  | 96.3934 | 9.588 | 0 | 151.43 | 0
16.10. | 2 | 255.7698 |  | 96.6518 | 9.588 | 0 | 149.53 | 0
16.10. | 3 | 253.5582 |  | 96.9102 | 9.588 | 0 | 147.06 | 0
16.10. | 4 | 249.2921 |  | 96.8241 | 9.588 | 0 | 142.88 | 0
16.10. | 5 | 249.4643 |  | 96.9963 | 9.588 | 0 | 142.88 | 0
16.10. | 6 | 247.1337 |  | 96.5657 | 9.588 | 0 | 140.98 | 0
16.10. | 7 | 251.2276 |  | 96.4796 | 9.588 | 0 | 145.16 | 0
16.10. | 8 | 248.0153 |  | 96.3073 | 9.588 | 0 | 142.12 | 0
16.10. | 9 | 250.6398 |  | 96.6518 | 9.588 | 0 | 144.4 | 0
16.10. | 10 | 255.0453 |  | 96.3073 | 9.588 | 0 | 149.15 | 0
16.10. | 11 | 253.9053 |  | 96.3073 | 9.588 | 0 | 148.01 | 0
16.10. | 12 | 254.6476 |  | 96.4796 | 9.588 | 0 | 148.58 | 0
16.10. | 13 | 255.0808 |  | 95.9628 | 9.588 | 0 | 149.53 | 0
16.10. | 14 | 249.8114 |  | 96.3934 | 9.588 | 0 | 143.83 | 0
16.10. | 15 | 247.7747 |  | 95.8767 | 9.588 | 0 | 142.31 | 0
16.10. | 16 | 250.9337 |  | 96.5657 | 9.588 | 0 | 144.78 | 0
16.10. | 17 | 251.0198 |  | 96.6518 | 9.588 | 0 | 144.78 | 0
16.10. | 18 | 254.1308 |  | 95.9628 | 9.588 | 0 | 148.58 | 0
16.10. | 19 | 255.6837 |  | 96.5657 | 9.588 | 0 | 149.53 | 0
16.10. | 20 | 253.7863 |  | 95.6183 | 9.588 | 0 | 148.58 | 0
16.10. | 21 | 254.6982 |  | 96.9102 | 9.588 | 0 | 148.2 | 0
16.10. | 22 | 255.9421 |  | 96.8241 | 9.588 | 0 | 149.53 | 0
16.10. | 23 | 250.4676 |  | 96.4796 | 9.588 | 0 | 144.4 | 0
16.10. | 24 | 253.7837 |  | 96.5657 | 9.588 | 0 | 147.63 | 0
17.10. | 1 | 256.3398 |  | 96.6518 | 9.588 | 0 | 150.1 | 0
17.10. | 2 | 254.8553 |  | 96.3073 | 9.588 | 0 | 148.96 | 0
17.10. | 3 | 256.1498 |  | 96.6518 | 9.588 | 0 | 149.91 | 0
17.10. | 4 | 257.4621 |  | 96.8241 | 9.588 | 0 | 151.05 | 0
17.10. | 5 | 256.3398 |  | 96.6518 | 9.588 | 0 | 150.1 | 0
17.10. | 6 | 257.4976 |  | 96.4796 | 9.588 | 0 | 151.43 | 0
17.10. | 7 | 253.8698 |  | 96.6518 | 9.588 | 0 | 147.63 | 0
17.10. | 8 | 252.1598 |  | 96.6518 | 9.588 | 0 | 145.92 | 0
17.10. | 9 | 250.2953 |  | 96.3073 | 9.588 | 0 | 144.4 | 0
17.10. | 10 | 251.0402 |  | 95.5322 | 9.588 | 0 | 145.92 | 0
17.10. | 11 | 255.9776 |  | 96.4796 | 9.588 | 0 | 149.91 | 0
17.10. | 12 | 255.4253 |  | 96.3073 | 9.588 | 0 | 149.53 | 0
17.10. | 13 | 259.0176 |  | 96.4796 | 9.588 | 0 | 152.95 | 0
17.10. | 14 | 252.5069 |  | 96.0489 | 9.588 | 0 | 146.87 | 0
17.10. | 15 | 256.5476 |  | 96.4796 | 9.588 | 0 | 150.48 | 0
17.10. | 16 | 257.3608 |  | 95.9628 | 9.588 | 0 | 151.81 | 0
17.10. | 17 | 258.8453 |  | 96.3073 | 9.588 | 0 | 152.95 | 0
17.10. | 18 | 254.7337 |  | 96.5657 | 9.588 | 0 | 148.58 | 0
17.10. | 19 | 257.6369 |  | 96.0489 | 9.588 | 0 | 152 | 0
17.10. | 20 | 259.0176 |  | 96.4796 | 9.588 | 0 | 152.95 | 0
17.10. | 21 | 259.7953 |  | 96.3073 | 9.588 | 0 | 153.9 | 0
17.10. | 22 | 260.7276 |  | 96.4796 | 9.588 | 0 | 154.66 | 0
17.10. | 23 | 260.4869 |  | 96.0489 | 9.588 | 0 | 154.85 | 0
17.10. | 24 | 260.4337 |  | 96.5657 | 9.588 | 0 | 154.28 | 0
18.10. | 1 | 257.4621 |  | 96.8241 | 9.588 | 0 | 151.05 | 0
18.10. | 2 | 257.9637 |  | 96.5657 | 9.588 | 0 | 151.81 | 0
18.10. | 3 | 256.9808 |  | 95.9628 | 9.588 | 0 | 151.43 | 0
18.10. | 4 | 254.5082 |  | 96.9102 | 9.588 | 0 | 148.01 | 0
18.10. | 5 | 254.0421 |  | 96.8241 | 9.588 | 0 | 147.63 | 0
18.10. | 6 | 255.5976 |  | 96.4796 | 9.588 | 0 | 149.53 | 0
18.10. | 7 | 252.7121 |  | 96.8241 | 9.588 | 0 | 146.3 | 0
18.10. | 8 | 240.7598 |  | 96.6518 | 9.588 | 0 | 134.52 | 0
18.10. | 9 | 228.6617 |  | 86.8337 | 9.588 | 0 | 132.24 | 0
18.10. | 10 | 232.4617 |  | 86.8337 | 9.588 | 0 | 136.04 | 0
18.10. | 11 | 230.354 |  | 87.006 | 9.588 | 0 | 133.76 | 0
18.10. | 12 | 229.5585 |  | 87.3505 | 9.588 | 0 | 132.62 | 0
18.10. | 13 | 238.0492 |  | 96.2212 | 9.588 | 0 | 132.24 | 0
18.10. | 14 | 252.6233 |  | 97.6853 | 9.588 | 0 | 145.35 | 0
18.10. | 15 | 256.4917 |  | 97.9437 | 9.588 | 0 | 148.96 | 0
18.10. | 16 | 254.5206 |  | 98.6326 | 9.588 | 0 | 146.3 | 0
18.10. | 17 | 263.4506 |  | 98.6326 | 9.588 | 0 | 155.23 | 0
18.10. | 18 | 264.3651 |  | 98.9771 | 9.588 | 0 | 155.8 | 0
18.10. | 19 | 263.4151 |  | 98.9771 | 9.588 | 0 | 154.85 | 0
18.10. | 20 | 264.6235 |  | 99.2355 | 9.588 | 0 | 155.8 | 0
18.10. | 21 | 261.1502 |  | 99.7522 | 9.588 | 0 | 151.81 | 0
18.10. | 22 | 264.4841 |  | 99.6661 | 9.588 | 0 | 155.23 | 0
18.10. | 23 | 261.9786 |  | 100.0106 | 9.588 | 0 | 152.38 | 0
18.10. | 24 | 261.7735 |  | 99.2355 | 9.588 | 0 | 152.95 | 0
19.10. | 1 | 259.5619 |  | 99.4939 | 9.588 | 0 | 150.48 | 0
19.10. | 2 | 260.6841 |  | 99.6661 | 9.588 | 0 | 151.43 | 0
19.10. | 3 | 260.3902 |  | 99.7522 | 9.588 | 0 | 151.05 | 0
19.10. | 4 | 262.7919 |  | 99.4939 | 9.588 | 0 | 153.71 | 0
19.10. | 5 | 257.6086 |  | 100.0106 | 9.588 | 0 | 148.01 | 0
19.10. | 6 | 264.5702 |  | 99.7522 | 9.588 | 0 | 155.23 | 0
19.10. | 7 | 262.2902 |  | 99.7522 | 9.588 | 0 | 152.95 | 0
19.10. | 8 | 262.878 |  | 99.58 | 9.588 | 0 | 153.71 | 0
19.10. | 9 | 264.1396 |  | 99.3216 | 9.588 | 0 | 155.23 | 0
19.10. | 10 | 264.9351 |  | 98.9771 | 9.588 | 0 | 156.37 | 0
19.10. | 11 | 261.0845 |  | 98.5465 | 9.588 | 0 | 152.95 | 0
19.10. | 12 | 253.1374 |  | 99.1494 | 9.588 | 0 | 144.4 | 0
19.10. | 13 | 261.429 |  | 98.891 | 9.588 | 0 | 152.95 | 0
19.10. | 14 | 256.251 |  | 97.513 | 9.588 | 0 | 149.15 | 0
19.10. | 15 | 259.5672 |  | 97.5992 | 9.588 | 0 | 152.38 | 0
19.10. | 16 | 258.27 |  | 98.202 | 9.588 | 0 | 150.48 | 0
19.10. | 17 | 262.6196 |  | 99.3216 | 9.588 | 0 | 153.71 | 0
19.10. | 18 | 263.0174 |  | 99.1494 | 9.588 | 0 | 154.28 | 0
19.10. | 19 | 261.6013 |  | 99.0633 | 9.588 | 0 | 152.95 | 0
19.10. | 20 | 261.1502 |  | 99.7522 | 9.588 | 0 | 151.81 | 0
19.10. | 21 | 260.8209 |  | 100.1829 | 9.588 | 0 | 151.05 | 0
19.10. | 22 | 262.3764 |  | 99.8384 | 9.588 | 0 | 152.95 | 0
19.10. | 23 | 265.2441 |  | 99.6661 | 9.588 | 0 | 155.99 | 0
19.10. | 24 | 263.3619 |  | 99.4939 | 9.588 | 0 | 154.28 | 0
20.10. | 1 | 262.2902 |  | 99.7522 | 9.588 | 0 | 152.95 | 0
20.10. | 2 | 261.0286 |  | 100.0106 | 9.588 | 0 | 151.43 | 0
20.10. | 3 | 261.1147 |  | 100.0967 | 9.588 | 0 | 151.43 | 0
20.10. | 4 | 250.8173 |  | 94.9293 | 9.588 | 0 | 146.3 | 0
20.10. | 5 | 259.767 |  | 100.269 | 9.588 | 0 | 149.91 | 0
20.10. | 6 | 257.9202 |  | 99.7522 | 9.588 | 0 | 148.58 | 0
20.10. | 7 | 257.368 |  | 99.58 | 9.588 | 0 | 148.2 | 0
20.10. | 8 | 257.4541 |  | 99.6661 | 9.588 | 0 | 148.2 | 0
20.10. | 9 | 261.8419 |  | 99.4939 | 9.588 | 0 | 152.76 | 0
20.10. | 10 | 259.9978 |  | 98.0298 | 9.588 | 0 | 152.38 | 0
20.10. | 11 | 263.4355 |  | 97.8575 | 9.588 | 0 | 155.99 | 0
20.10. | 12 | 259.5343 |  | 96.9963 | 9.588 | 0 | 152.95 | 0
20.10. | 13 | 264.2106 |  | 98.6326 | 9.588 | 0 | 155.99 | 0
20.10. | 14 | 263.8813 |  | 99.0633 | 9.588 | 0 | 155.23 | 0
20.10. | 15 | 261.1706 |  | 98.6326 | 9.588 | 0 | 152.95 | 0
20.10. | 16 | 264.0713 |  | 99.0633 | 9.588 | 0 | 155.42 | 0
20.10. | 17 | 264.588 |  | 99.58 | 9.588 | 0 | 155.42 | 0
20.10. | 18 | 263.7064 |  | 99.8384 | 9.588 | 0 | 154.28 | 0
20.10. | 19 | 265.4368 |  | 98.7188 | 9.588 | 0 | 157.13 | 0
20.10. | 20 | 258.959 |  | 98.891 | 9.588 | 0 | 150.48 | 0
20.10. | 21 | 255.6995 |  | 90.8815 | 9.588 | 0 | 155.23 | 0
20.10. | 22 | 264.3119 |  | 99.4939 | 9.588 | 0 | 155.23 | 0
20.10. | 23 | 263.4986 |  | 100.0106 | 9.588 | 0 | 153.9 | 0
20.10. | 24 | 261.6341 |  | 99.6661 | 9.588 | 0 | 152.38 | 0
21.10. | 1 | 263.448 |  | 99.58 | 9.588 | 0 | 154.28 | 0
21.10. | 2 | 262.0141 |  | 99.6661 | 9.588 | 0 | 152.76 | 0
21.10. | 3 | 249.751 |  | 93.293 | 9.588 | 0 | 146.87 | 0
21.10. | 4 | 259.8709 |  | 100.1829 | 9.588 | 0 | 150.1 | 0
21.10. | 5 | 256.5041 |  | 99.6661 | 9.588 | 0 | 147.25 | 0
21.10. | 6 | 245.6564 |  | 99.8384 | 9.588 | 0 | 136.23 | 0
21.10. | 7 | 248.1264 |  | 99.8384 | 9.588 | 0 | 138.7 | 0
21.10. | 8 | 248.3847 |  | 100.0967 | 9.588 | 0 | 138.7 | 0
21.10. | 9 | 249.2486 |  | 100.0106 | 9.588 | 0 | 139.65 | 0
21.10. | 10 | 248.889 |  | 98.891 | 9.588 | 0 | 140.41 | 0
21.10. | 11 | 251.4806 |  | 98.6326 | 9.588 | 0 | 143.26 | 0
21.10. | 12 | 253.2209 |  | 100.1829 | 9.588 | 0 | 143.45 | 0
21.10. | 13 | 252.618 |  | 99.58 | 9.588 | 0 | 143.45 | 0
21.10. | 14 | 251.3741 |  | 99.6661 | 9.588 | 0 | 142.12 | 0
21.10. | 15 | 249.0941 |  | 99.6661 | 9.588 | 0 | 139.84 | 0
21.10. | 16 | 247.8502 |  | 99.7522 | 9.588 | 0 | 138.51 | 0
21.10. | 17 | 250.4596 |  | 99.3216 | 9.588 | 0 | 141.55 | 0
21.10. | 18 | 251.288 |  | 99.58 | 9.588 | 0 | 142.12 | 0
21.10. | 19 | 252.1013 |  | 99.0633 | 9.588 | 0 | 143.45 | 0
21.10. | 20 | 253.0841 |  | 99.6661 | 9.588 | 0 | 143.83 | 0
21.10. | 21 | 251.2347 |  | 100.0967 | 9.588 | 0 | 141.55 | 0
21.10. | 22 | 248.9547 |  | 100.0967 | 9.588 | 0 | 139.27 | 0
21.10. | 23 | 249.768 |  | 99.58 | 9.588 | 0 | 140.6 | 0
21.10. | 24 | 250.8902 |  | 99.7522 | 9.588 | 0 | 141.55 | 0
22.10. | 1 | 249.3196 |  | 99.3216 | 9.588 | 0 | 140.41 | 0
22.10. | 2 | 250.2341 |  | 99.6661 | 9.588 | 0 | 140.98 | 0
22.10. | 3 | 248.248 |  | 99.58 | 9.588 | 0 | 139.08 | 0
22.10. | 4 | 243.2041 |  | 99.6661 | 9.588 | 0 | 133.95 | 0
22.10. | 5 | 245.1547 |  | 100.0967 | 9.588 | 0 | 135.47 | 0
22.10. | 6 | 250.5076 |  | 100.6996 | 9.588 | 0 | 140.22 | 0
22.10. | 7 | 256.2813 |  | 99.0633 | 9.588 | 0 | 147.63 | 0
22.10. | 8 | 260.7676 |  | 100.6996 | 9.588 | 0 | 150.48 | 0
22.10. | 9 | 264.9654 |  | 100.5274 | 9.588 | 0 | 154.85 | 0
22.10. | 10 | 262.9819 |  | 99.4939 | 9.588 | 0 | 153.9 | 0
22.10. | 11 | 260.6335 |  | 99.2355 | 9.588 | 0 | 151.81 | 0
22.10. | 12 | 262.5309 |  | 100.1829 | 9.588 | 0 | 152.76 | 0
22.10. | 13 | 264.8464 |  | 99.8384 | 9.588 | 0 | 155.42 | 0
22.10. | 14 | 264.1902 |  | 99.7522 | 9.588 | 0 | 154.85 | 0
22.10. | 15 | 262.498 |  | 99.58 | 9.588 | 0 | 153.33 | 0
22.10. | 16 | 266.3841 |  | 99.6661 | 9.588 | 0 | 157.13 | 0
22.10. | 17 | 268.0941 |  | 99.6661 | 9.588 | 0 | 158.84 | 0
22.10. | 18 | 268.127 |  | 100.269 | 9.588 | 0 | 158.27 | 0
22.10. | 19 | 267.3519 |  | 99.4939 | 9.588 | 0 | 158.27 | 0
22.10. | 20 | 268.9554 |  | 100.5274 | 9.588 | 0 | 158.84 | 0
22.10. | 21 | 269.3709 |  | 100.1829 | 9.588 | 0 | 159.6 | 0
22.10. | 22 | 269.3176 |  | 100.6996 | 9.588 | 0 | 159.03 | 0
22.10. | 23 | 269.3709 |  | 100.1829 | 9.588 | 0 | 159.6 | 0
22.10. | 24 | 270.0954 |  | 100.5274 | 9.588 | 0 | 159.98 | 0
23.10. | 1 | 269.1454 |  | 100.5274 | 9.588 | 0 | 159.03 | 0
23.10. | 2 | 267.1415 |  | 100.6135 | 9.588 | 0 | 156.94 | 0
23.10. | 3 | 262.7031 |  | 100.3551 | 9.588 | 0 | 152.76 | 0
23.10. | 4 | 262.8931 |  | 100.3551 | 9.588 | 0 | 152.95 | 0
23.10. | 5 | 259.7315 |  | 100.6135 | 9.588 | 0 | 149.53 | 0
23.10. | 6 | 257.0715 |  | 100.6135 | 9.588 | 0 | 146.87 | 0
23.10. | 7 | 258.437 |  | 100.269 | 9.588 | 0 | 148.58 | 0
23.10. | 8 | 259.2654 |  | 100.5274 | 9.588 | 0 | 149.15 | 0
23.10. | 9 | 241.978 |  | 99.58 | 9.588 | 0 | 132.81 | 0
23.10. | 10 | 260.598 |  | 99.58 | 9.588 | 0 | 151.43 | 0
23.10. | 11 | 262.498 |  | 99.58 | 9.588 | 0 | 153.33 | 0
23.10. | 12 | 263.0654 |  | 100.5274 | 9.588 | 0 | 152.95 | 0
23.10. | 13 | 254.5154 |  | 100.5274 | 9.588 | 0 | 144.4 | 0
23.10. | 14 | 258.437 |  | 100.269 | 9.588 | 0 | 148.58 | 0
23.10. | 15 | 259.648 |  | 99.58 | 9.588 | 0 | 150.48 | 0
23.10. | 16 | 260.7347 |  | 100.0967 | 9.588 | 0 | 151.05 | 0
23.10. | 17 | 264.0864 |  | 99.8384 | 9.588 | 0 | 154.66 | 0
23.10. | 18 | 265.9002 |  | 99.7522 | 9.588 | 0 | 156.56 | 0
23.10. | 19 | 263.6735 |  | 99.2355 | 9.588 | 0 | 154.85 | 0
23.10. | 20 | 262.0647 |  | 100.0967 | 9.588 | 0 | 152.38 | 0
23.10. | 21 | 267.0047 |  | 100.0967 | 9.588 | 0 | 157.32 | 0
23.10. | 22 | 266.9009 |  | 100.1829 | 9.588 | 0 | 157.13 | 0
23.10. | 23 | 265.7964 |  | 99.8384 | 9.588 | 0 | 156.37 | 0
23.10. | 24 | 264.3447 |  | 100.0967 | 9.588 | 0 | 154.66 | 0
24.10. | 1 | 264.8286 |  | 100.0106 | 9.588 | 0 | 155.23 | 0
24.10. | 2 | 262.3586 |  | 100.0106 | 9.588 | 0 | 152.76 | 0
24.10. | 3 | 260.6815 |  | 100.6135 | 9.588 | 0 | 150.48 | 0
24.10. | 4 | 260.2154 |  | 100.5274 | 9.588 | 0 | 150.1 | 0
24.10. | 5 | 261.0286 |  | 100.0106 | 9.588 | 0 | 151.43 | 0
24.10. | 6 | 258.7841 |  | 99.6661 | 9.588 | 0 | 149.53 | 0
24.10. | 7 | 251.0802 |  | 99.7522 | 9.588 | 0 | 141.74 | 0
24.10. | 8 | 250.2874 |  | 99.1494 | 9.588 | 0 | 141.55 | 0
24.10. | 9 | 256.157 |  | 100.269 | 9.588 | 0 | 146.3 | 0
24.10. | 10 | 251.9947 |  | 100.0967 | 9.588 | 0 | 142.31 | 0
24.10. | 11 | 261.0286 |  | 100.0106 | 9.588 | 0 | 151.43 | 0
24.10. | 12 | 263.3947 |  | 100.0967 | 9.588 | 0 | 153.71 | 0
24.10. | 13 | 260.1647 |  | 100.0967 | 9.588 | 0 | 150.48 | 0
24.10. | 14 | 261.8064 |  | 99.8384 | 9.588 | 0 | 152.38 | 0
24.10. | 15 | 261.4086 |  | 100.0106 | 9.588 | 0 | 151.81 | 0
24.10. | 16 | 263.3619 |  | 99.4939 | 9.588 | 0 | 154.28 | 0
24.10. | 17 | 262.5486 |  | 100.0106 | 9.588 | 0 | 152.95 | 0
24.10. | 18 | 247.6368 |  | 83.3888 | 9.588 | 0 | 154.66 | 0
24.10. | 19 | 246.1701 |  | 82.8721 | 9.588 | 0 | 153.71 | 0
24.10. | 20 | 255.0842 |  | 88.5562 | 9.588 | 0 | 156.94 | 0
24.10. | 21 | 257.4549 |  | 93.2069 | 9.588 | 0 | 154.66 | 0
24.10. | 22 | 261.3837 |  | 96.5657 | 9.588 | 0 | 155.23 | 0
24.10. | 23 | 264.707 |  | 100.269 | 9.588 | 0 | 154.85 | 0
24.10. | 24 | 264.707 |  | 100.269 | 9.588 | 0 | 154.85 | 0
25.10. | 1 | 263.3947 |  | 100.0967 | 9.588 | 0 | 153.71 | 0
25.10. | 2 | 261.4237 |  | 100.7857 | 9.588 | 0 | 151.05 | 0
25.10. | 3 | 259.0754 |  | 100.5274 | 9.588 | 0 | 148.96 | 0
25.10. | 4 | 260.6815 |  | 100.6135 | 9.588 | 0 | 150.48 | 0
25.10. | 5 | 257.6947 |  | 100.0967 | 9.588 | 0 | 148.01 | 0
25.10. | 6 | 255.9874 |  | 99.1494 | 9.588 | 0 | 147.25 | 0
25.10. | 7 | 256.3674 |  | 99.1494 | 9.588 | 0 | 147.63 | 0
25.10. | 8 | 248.248 |  | 99.58 | 9.588 | 0 | 139.08 | 0
25.10. | 9 | 252.998 |  | 99.58 | 9.588 | 0 | 143.83 | 0
25.10. | 10 | 256.4535 |  | 99.2355 | 9.588 | 0 | 147.63 | 0
25.10. | 11 | 250.4623 |  | 98.3743 | 9.588 | 0 | 142.5 | 0
25.10. | 12 | 254.6041 |  | 99.6661 | 9.588 | 0 | 145.35 | 0
25.10. | 13 | 252.428 |  | 99.58 | 9.588 | 0 | 143.26 | 0
25.10. | 14 | 252.309 |  | 98.891 | 9.588 | 0 | 143.83 | 0
25.10. | 15 | 257.0084 |  | 98.4604 | 9.588 | 0 | 148.96 | 0
25.10. | 16 | 260.5145 |  | 98.5465 | 9.588 | 0 | 152.38 | 0
25.10. | 17 | 260.55 |  | 98.202 | 9.588 | 0 | 152.76 | 0
25.10. | 18 | 263.7472 |  | 97.5992 | 9.588 | 0 | 156.56 | 0
25.10. | 19 | 261.3784 |  | 98.4604 | 9.588 | 0 | 153.33 | 0
25.10. | 20 | 262.3284 |  | 98.4604 | 9.588 | 0 | 154.28 | 0
25.10. | 21 | 261.9839 |  | 98.1159 | 9.588 | 0 | 154.28 | 0
25.10. | 22 | 260.2917 |  | 97.9437 | 9.588 | 0 | 152.76 | 0
25.10. | 23 | 259.7723 |  | 98.3743 | 9.588 | 0 | 151.81 | 0
25.10. | 24 | 261.1706 |  | 98.6326 | 9.588 | 0 | 152.95 | 0
26.10. | 1 | 262.5335 |  | 99.2355 | 9.588 | 0 | 153.71 | 0
26.10. | 2 | 258.959 |  | 98.891 | 9.588 | 0 | 150.48 | 0
26.10. | 3 | 255.42 |  | 98.202 | 9.588 | 0 | 147.63 | 0
26.10. | 4 | 255.1235 |  | 99.2355 | 9.588 | 0 | 146.3 | 0
26.10. | 5 | 254.2419 |  | 99.4939 | 9.588 | 0 | 145.16 | 0
26.10. | 6 | 255.5541 |  | 99.6661 | 9.588 | 0 | 146.3 | 0
26.10. | 7 | 255.0702 |  | 99.7522 | 9.588 | 0 | 145.73 | 0
26.10. | 8 | 254.7764 |  | 99.8384 | 9.588 | 0 | 145.35 | 0
26.10. | 9 | 259.078 |  | 99.58 | 9.588 | 0 | 149.91 | 0
26.10. | 10 | 250.29 |  | 98.202 | 9.588 | 0 | 142.5 | 0
26.10. | 11 | 257.1451 |  | 98.9771 | 9.588 | 0 | 148.58 | 0
26.10. | 12 | 258.6474 |  | 99.1494 | 9.588 | 0 | 149.91 | 0
26.10. | 13 | 261.4619 |  | 99.4939 | 9.588 | 0 | 152.38 | 0
26.10. | 14 | 256.8841 |  | 99.6661 | 9.588 | 0 | 147.63 | 0
26.10. | 15 | 260.978 |  | 99.58 | 9.588 | 0 | 151.81 | 0
26.10. | 16 | 258.2647 |  | 100.0967 | 9.588 | 0 | 148.58 | 0
26.10. | 17 | 262.118 |  | 99.58 | 9.588 | 0 | 152.95 | 0
26.10. | 18 | 263.0502 |  | 99.7522 | 9.588 | 0 | 153.71 | 0
26.10. | 19 | 260.3041 |  | 99.6661 | 9.588 | 0 | 151.05 | 0
26.10. | 20 | 225.6691 |  | 62.1811 | 9.588 | 0 | 153.9 | 0
26.10. | 21 | 225.4107 |  | 61.9227 | 9.588 | 0 | 153.9 | 0
26.10. | 22 | 224.1162 |  | 61.5782 | 9.588 | 0 | 152.95 | 0
26.10. | 23 | 224.063 |  | 62.095 | 9.588 | 0 | 152.38 | 0
26.10. | 24 | 223.4246 |  | 61.8366 | 9.588 | 0 | 152 | 0
27.10. | 1 | 225.2207 |  | 61.9227 | 9.588 | 0 | 153.71 | 0
27.10. | 2 | 220.9546 |  | 61.8366 | 9.588 | 0 | 149.53 | 0
27.10. | 3 | 222.8191 |  | 62.1811 | 9.588 | 0 | 151.05 | 0
27.10. | 4 | 222.733 |  | 62.095 | 9.588 | 0 | 151.05 | 0
27.10. | 5 | 222.3885 |  | 61.7505 | 9.588 | 0 | 151.05 | 0
27.10. | 6 | 219.9691 |  | 62.1811 | 9.588 | 0 | 148.2 | 0
27.10. | 7 | 217.413 |  | 62.095 | 9.588 | 0 | 145.73 | 0
27.10. | 8 | 204.5791 |  | 62.1811 | 9.588 | 0 | 132.81 | 0
27.10. | 9 | 205.9979 |  | 61.3199 | 9.588 | 0 | 135.09 | 0
27.10. | 10 | 204.9795 |  | 61.0615 | 9.588 | 0 | 134.33 | 0
27.10. | 11 | 220.5746 |  | 61.8366 | 9.588 | 0 | 149.15 | 0
27.10. | 12 | 218.3807 |  | 61.9227 | 9.588 | 0 | 146.87 | 0
27.10. | 13 | 223.8046 |  | 61.8366 | 9.588 | 0 | 152.38 | 0
27.10. | 14 | 220.6456 |  | 61.1476 | 9.588 | 0 | 149.91 | 0
27.10. | 15 | 221.783 |  | 62.095 | 9.588 | 0 | 150.1 | 0
27.10. | 16 | 211.8497 |  | 62.6117 | 9.588 | 0 | 139.65 | 0
27.10. | 17 | 215.9613 |  | 62.3533 | 9.588 | 0 | 144.02 | 0
27.10. | 18 | 228.8813 |  | 62.3533 | 9.588 | 0 | 156.94 | 0
27.10. | 19 | 224.6356 |  | 61.1476 | 9.588 | 0 | 153.9 | 0
27.10. | 20 | 259.8788 |  | 97.3408 | 9.588 | 0 | 152.95 | 0
27.10. | 21 | 264.1041 |  | 99.6661 | 9.588 | 0 | 154.85 | 0
27.10. | 22 | 257.0243 |  | 92.7763 | 9.588 | 0 | 154.66 | 0
27.10. | 23 | 258.6987 |  | 93.1207 | 9.588 | 0 | 155.99 | 0
27.10. | 24 | 256.5581 |  | 92.6901 | 9.588 | 0 | 154.28 | 0
28.10. | 1 | 249.4428 |  | 86.1448 | 9.588 | 0 | 153.71 | 0
28.10. | 2 | 256.9914 |  | 92.1734 | 9.588 | 0 | 155.23 | 0
28.10. | 3 | 254.1743 |  | 92.7763 | 9.588 | 0 | 151.81 | 0
28.10. | 4 | 254.0553 |  | 92.0873 | 9.588 | 0 | 152.38 | 0
28.10. | 5 | 253.9718 |  | 91.0538 | 9.588 | 0 | 153.33 | 0
28.10. | 6 | 249.014 |  | 91.226 | 9.588 | 0 | 148.2 | 0
28.10. | 7 | 252.1526 |  | 93.0346 | 9.588 | 0 | 149.53 | 0
28.10. | 8 | 250.8075 |  | 92.2595 | 9.588 | 0 | 148.96 | 0
28.10. | 9 | 255.7475 |  | 92.2595 | 9.588 | 0 | 153.9 | 0
28.10. | 10 | 253.242 |  | 92.604 | 9.588 | 0 | 151.05 | 0
28.10. | 11 | 254.5187 |  | 93.1207 | 9.588 | 0 | 151.81 | 0
28.10. | 12 | 261.7735 |  | 99.2355 | 9.588 | 0 | 152.95 | 0
28.10. | 13 | 264.8135 |  | 99.2355 | 9.588 | 0 | 155.99 | 0
28.10. | 14 | 266.4019 |  | 99.4939 | 9.588 | 0 | 157.32 | 0
28.10. | 15 | 266.0396 |  | 99.3216 | 9.588 | 0 | 157.13 | 0
28.10. | 16 | 265.4847 |  | 100.0967 | 9.588 | 0 | 155.8 | 0
28.10. | 17 | 262.5486 |  | 100.0106 | 9.588 | 0 | 152.95 | 0
28.10. | 18 | 264.4184 |  | 98.4604 | 9.588 | 0 | 156.37 | 0
28.10. | 19 | 266.6096 |  | 99.3216 | 9.588 | 0 | 157.7 | 0
28.10. | 20 | 262.6347 |  | 100.0967 | 9.588 | 0 | 152.95 | 0
28.10. | 21 | 265.9864 |  | 99.8384 | 9.588 | 0 | 156.56 | 0
28.10. | 22 | 265.9002 |  | 99.7522 | 9.588 | 0 | 156.56 | 0
28.10. | 23 | 266.298 |  | 99.58 | 9.588 | 0 | 157.13 | 0
28.10. | 24 | 266.1586 |  | 100.0106 | 9.588 | 0 | 156.56 | 0
29.10. | 1 | 265.6241 |  | 99.6661 | 9.588 | 0 | 156.37 | 0
29.10. | 2 | 266.2447 |  | 100.0967 | 9.588 | 0 | 156.56 | 0
29.10. | 3 | 266.5386 |  | 100.0106 | 9.588 | 0 | 156.94 | 0
29.10. | 4 | 264.4486 |  | 100.0106 | 9.588 | 0 | 154.85 | 0
29.10. | 5 | 266.2802 |  | 99.7522 | 9.588 | 0 | 156.94 | 0
29.10. | 6 | 264.2586 |  | 100.0106 | 9.588 | 0 | 154.66 | 0
29.10. | 7 | 260.7347 |  | 100.0967 | 9.588 | 0 | 151.05 | 0
29.10. | 8 | 259.6809 |  | 100.1829 | 9.588 | 0 | 149.91 | 0
29.10. | 9 | 226.7407 |  | 61.9227 | 9.588 | 0 | 155.23 | 0
29.10. | 10 | 223.7211 |  | 60.8031 | 9.588 | 0 | 153.33 | 0
29.10. | 11 | 210.644 |  | 61.406 | 9.588 | 0 | 139.65 | 0
29.10. | 12 | 248.6964 |  | 99.8384 | 9.588 | 0 | 139.27 | 0
29.10. | 13 | 252.998 |  | 99.58 | 9.588 | 0 | 143.83 | 0
29.10. | 14 | 250.0947 |  | 100.0967 | 9.588 | 0 | 140.41 | 0
29.10. | 15 | 229.6223 |  | 83.0443 | 9.588 | 0 | 136.99 | 0
29.10. | 16 | 226.4962 |  | 82.9582 | 9.588 | 0 | 133.95 | 0
29.10. | 17 | 243.7269 |  | 91.8289 | 9.588 | 0 | 142.31 | 0
29.10. | 18 | 249.0035 |  | 95.0155 | 9.588 | 0 | 144.4 | 0
29.10. | 19 | 254.6574 |  | 99.1494 | 9.588 | 0 | 145.92 | 0
29.10. | 20 | 259.6151 |  | 98.9771 | 9.588 | 0 | 151.05 | 0
29.10. | 21 | 263.2251 |  | 98.9771 | 9.588 | 0 | 154.66 | 0
29.10. | 22 | 259.8735 |  | 99.2355 | 9.588 | 0 | 151.05 | 0
29.10. | 23 | 263.1896 |  | 99.3216 | 9.588 | 0 | 154.28 | 0
29.10. | 24 | 256.5068 |  | 98.7188 | 9.588 | 0 | 148.2 | 0
30.10. | 1 | 253.5174 |  | 99.1494 | 9.588 | 0 | 144.78 | 0
30.10. | 2 | 260.7347 |  | 100.0967 | 9.588 | 0 | 151.05 | 0
30.10. | 3 | 260.1647 |  | 100.0967 | 9.588 | 0 | 150.48 | 0
30.10. | 4 | 259.4731 |  | 100.3551 | 9.588 | 0 | 149.53 | 0
30.10. | 5 | 258.437 |  | 100.269 | 9.588 | 0 | 148.58 | 0
30.10. | 6 | 259.1286 |  | 100.0106 | 9.588 | 0 | 149.53 | 0
30.10. | 7 | 254.4141 |  | 99.6661 | 9.588 | 0 | 145.16 | 0
30.10. | 8 | 259.2502 |  | 99.7522 | 9.588 | 0 | 149.91 | 0
30.10. | 9 | 261.1174 |  | 99.1494 | 9.588 | 0 | 152.38 | 0
30.10. | 10 | 263.1568 |  | 98.7188 | 9.588 | 0 | 154.85 | 0
30.10. | 11 | 255.5949 |  | 97.4269 | 9.588 | 0 | 148.58 | 0
30.10. | 12 | 260.1345 |  | 98.5465 | 9.588 | 0 | 152 | 0
30.10. | 13 | 255.1945 |  | 98.5465 | 9.588 | 0 | 147.06 | 0
30.10. | 14 | 262.5868 |  | 98.7188 | 9.588 | 0 | 154.28 | 0
30.10. | 15 | 254.9513 |  | 99.0633 | 9.588 | 0 | 146.3 | 0
30.10. | 16 | 264.8996 |  | 99.3216 | 9.588 | 0 | 155.99 | 0
30.10. | 17 | 261.0819 |  | 99.4939 | 9.588 | 0 | 152 | 0
30.10. | 18 | 261.0641 |  | 99.6661 | 9.588 | 0 | 151.81 | 0
30.10. | 19 | 264.849 |  | 98.891 | 9.588 | 0 | 156.37 | 0
30.10. | 20 | 264.5906 |  | 98.6326 | 9.588 | 0 | 156.37 | 0
30.10. | 21 | 267.8864 |  | 99.8384 | 9.588 | 0 | 158.46 | 0
30.10. | 22 | 263.828 |  | 99.58 | 9.588 | 0 | 154.66 | 0
30.10. | 23 | 267.9219 |  | 99.4939 | 9.588 | 0 | 158.84 | 0
30.10. | 24 | 266.108 |  | 99.58 | 9.588 | 0 | 156.94 | 0
31.10. | 1 | 265.0186 |  | 100.0106 | 9.588 | 0 | 155.42 | 0
31.10. | 2 | 264.6031 |  | 100.3551 | 9.588 | 0 | 154.66 | 0
31.10. | 3 | 265.7431 |  | 100.3551 | 9.588 | 0 | 155.8 | 0
31.10. | 4 | 263.1364 |  | 99.8384 | 9.588 | 0 | 153.71 | 0
31.10. | 5 | 266.417 |  | 100.269 | 9.588 | 0 | 156.56 | 0
31.10. | 6 | 266.108 |  | 99.58 | 9.588 | 0 | 156.94 | 0
31.10. | 7 | 257.4515 |  | 100.6135 | 9.588 | 0 | 147.25 | 0
31.10. | 8 | 260.3015 |  | 100.6135 | 9.588 | 0 | 150.1 | 0
31.10. | 9 | 250.4215 |  | 100.6135 | 9.588 | 0 | 140.22 | 0
31.10. | 10 | 248.2454 |  | 100.5274 | 9.588 | 0 | 138.13 | 0
31.10. | 11 | 248.2151 |  | 98.9771 | 9.588 | 0 | 139.65 | 0
31.10. | 12 | 249.1651 |  | 98.9771 | 9.588 | 0 | 140.6 | 0
31.10. | 13 | 245.0206 |  | 98.6326 | 9.588 | 0 | 136.8 | 0
31.10. | 14 | 251.4984 |  | 98.4604 | 9.588 | 0 | 143.45 | 0
31.10. | 15 | 251.5819 |  | 99.4939 | 9.588 | 0 | 142.5 | 0
31.10. | 16 | 256.7145 |  | 98.5465 | 9.588 | 0 | 148.58 | 0
31.10. | 17 | 256.8841 |  | 99.6661 | 9.588 | 0 | 147.63 | 0
31.10. | 18 | 260.8564 |  | 99.8384 | 9.588 | 0 | 151.43 | 0
31.10. | 19 | 263.4809 |  | 100.1829 | 9.588 | 0 | 153.71 | 0
31.10. | 20 | 262.0647 |  | 100.0967 | 9.588 | 0 | 152.38 | 0
31.10. | 21 | 260.2837 |  | 100.7857 | 9.588 | 0 | 149.91 | 0
31.10. | 22 | 263.4099 |  | 100.8719 | 9.588 | 0 | 152.95 | 0
31.10. | 23 | 263.8431 |  | 100.3551 | 9.588 | 0 | 153.9 | 0
31.10. | 24 | 267.4176 |  | 100.6996 | 9.588 | 0 | 157.13 | 0
01.11. | 1 | 261.7709 |  | 100.1829 | 9.588 | 0 | 152 | 0
01.11. | 2 | 261.9254 |  | 100.5274 | 9.588 | 0 | 151.81 | 0
01.11. | 3 | 262.4599 |  | 100.8719 | 9.588 | 0 | 152 | 0
01.11. | 4 | 263.5821 |  | 101.0441 | 9.588 | 0 | 152.95 | 0
01.11. | 5 | 264.1876 |  | 100.6996 | 9.588 | 0 | 153.9 | 0
01.11. | 6 | 261.857 |  | 100.269 | 9.588 | 0 | 152 | 0
01.11. | 7 | 261.5454 |  | 100.5274 | 9.588 | 0 | 151.43 | 0
01.11. | 8 | 260.4737 |  | 100.7857 | 9.588 | 0 | 150.1 | 0
01.11. | 9 | 263.6176 |  | 100.6996 | 9.588 | 0 | 153.33 | 0
01.11. | 10 | 263.7064 |  | 99.8384 | 9.588 | 0 | 154.28 | 0
01.11. | 11 | 264.6537 |  | 100.7857 | 9.588 | 0 | 154.28 | 0
01.11. | 12 | 265.9686 |  | 100.0106 | 9.588 | 0 | 156.37 | 0
01.11. | 13 | 267.4176 |  | 100.6996 | 9.588 | 0 | 157.13 | 0
01.11. | 14 | 267.8331 |  | 100.3551 | 9.588 | 0 | 157.89 | 0
01.11. | 15 | 262.7209 |  | 100.1829 | 9.588 | 0 | 152.95 | 0
01.11. | 16 | 264.4815 |  | 100.6135 | 9.588 | 0 | 154.28 | 0
01.11. | 17 | 264.517 |  | 100.269 | 9.588 | 0 | 154.66 | 0
01.11. | 18 | 266.7615 |  | 100.6135 | 9.588 | 0 | 156.56 | 0
01.11. | 19 | 264.9654 |  | 100.5274 | 9.588 | 0 | 154.85 | 0
01.11. | 20 | 267.557 |  | 100.269 | 9.588 | 0 | 157.7 | 0
01.11. | 21 | 267.2454 |  | 100.5274 | 9.588 | 0 | 157.13 | 0
01.11. | 22 | 267.5215 |  | 100.6135 | 9.588 | 0 | 157.32 | 0
01.11. | 23 | 264.8615 |  | 100.6135 | 9.588 | 0 | 154.66 | 0
01.11. | 24 | 264.2231 |  | 100.3551 | 9.588 | 0 | 154.28 | 0
02.11. | 1 | 259.767 |  | 100.269 | 9.588 | 0 | 149.91 | 0
02.11. | 2 | 261.2515 |  | 100.6135 | 9.588 | 0 | 151.05 | 0
02.11. | 3 | 259.0754 |  | 100.5274 | 9.588 | 0 | 148.96 | 0
02.11. | 4 | 248.937 |  | 100.269 | 9.588 | 0 | 139.08 | 0
02.11. | 5 | 255.1031 |  | 100.3551 | 9.588 | 0 | 145.16 | 0
02.11. | 6 | 256.1899 |  | 100.8719 | 9.588 | 0 | 145.73 | 0
02.11. | 7 | 260.8537 |  | 100.7857 | 9.588 | 0 | 150.48 | 0
02.11. | 8 | 260.4764 |  | 99.8384 | 9.588 | 0 | 151.05 | 0
02.11. | 9 | 260.2509 |  | 100.1829 | 9.588 | 0 | 150.48 | 0
02.11. | 10 | 259.3896 |  | 99.3216 | 9.588 | 0 | 150.48 | 0
02.11. | 11 | 259.529 |  | 98.891 | 9.588 | 0 | 151.05 | 0
02.11. | 12 | 265.4519 |  | 99.4939 | 9.588 | 0 | 156.37 | 0
02.11. | 13 | 262.6347 |  | 100.0967 | 9.588 | 0 | 152.95 | 0
02.11. | 14 | 260.8209 |  | 100.1829 | 9.588 | 0 | 151.05 | 0
02.11. | 15 | 262.8754 |  | 100.5274 | 9.588 | 0 | 152.76 | 0
02.11. | 16 | 262.8931 |  | 100.3551 | 9.588 | 0 | 152.95 | 0
02.11. | 17 | 260.0431 |  | 100.3551 | 9.588 | 0 | 150.1 | 0
02.11. | 18 | 265.277 |  | 100.269 | 9.588 | 0 | 155.42 | 0
02.11. | 19 | 258.9209 |  | 100.1829 | 9.588 | 0 | 149.15 | 0
02.11. | 20 | 265.6899 |  | 100.8719 | 9.588 | 0 | 155.23 | 0
02.11. | 21 | 266.417 |  | 100.269 | 9.588 | 0 | 156.56 | 0
02.11. | 22 | 263.2376 |  | 100.6996 | 9.588 | 0 | 152.95 | 0
02.11. | 23 | 256.4686 |  | 100.0106 | 9.588 | 0 | 146.87 | 0
02.11. | 24 | 261.9786 |  | 100.0106 | 9.588 | 0 | 152.38 | 0
03.11. | 1 | 264.5676 |  | 100.6996 | 9.588 | 0 | 154.28 | 0
03.11. | 2 | 261.1147 |  | 100.0967 | 9.588 | 0 | 151.43 | 0
03.11. | 3 | 259.957 |  | 100.269 | 9.588 | 0 | 150.1 | 0
03.11. | 4 | 261.9431 |  | 100.3551 | 9.588 | 0 | 152 | 0
03.11. | 5 | 262.2876 |  | 100.6996 | 9.588 | 0 | 152 | 0
03.11. | 6 | 257.1576 |  | 100.6996 | 9.588 | 0 | 146.87 | 0
03.11. | 7 | 258.7309 |  | 100.1829 | 9.588 | 0 | 148.96 | 0
03.11. | 8 | 246.9826 |  | 88.8146 | 9.588 | 0 | 148.58 | 0
03.11. | 9 | 240.779 |  | 83.561 | 9.588 | 0 | 147.63 | 0
03.11. | 10 | 243.8013 |  | 83.7333 | 9.588 | 0 | 150.48 | 0
03.11. | 11 | 241.2452 |  | 83.6472 | 9.588 | 0 | 148.01 | 0
03.11. | 12 | 240.9513 |  | 83.7333 | 9.588 | 0 | 147.63 | 0
03.11. | 13 | 247.429 |  | 83.561 | 9.588 | 0 | 154.28 | 0
03.11. | 14 | 238.309 |  | 83.561 | 9.588 | 0 | 145.16 | 0
03.11. | 15 | 238.0152 |  | 83.6472 | 9.588 | 0 | 144.78 | 0
03.11. | 16 | 244.959 |  | 83.561 | 9.588 | 0 | 151.81 | 0
03.11. | 17 | 248.3764 |  | 84.5084 | 9.588 | 0 | 154.28 | 0
03.11. | 18 | 253.0777 |  | 89.5897 | 9.588 | 0 | 153.9 | 0
03.11. | 19 | 264.4237 |  | 96.5657 | 9.588 | 0 | 158.27 | 0
03.11. | 20 | 268.3196 |  | 99.3216 | 9.588 | 0 | 159.41 | 0
03.11. | 21 | 268.5247 |  | 100.0967 | 9.588 | 0 | 158.84 | 0
03.11. | 22 | 269.4037 |  | 100.7857 | 9.588 | 0 | 159.03 | 0
03.11. | 23 | 267.2454 |  | 100.5274 | 9.588 | 0 | 157.13 | 0
03.11. | 24 | 266.2651 |  | 98.9771 | 9.588 | 0 | 157.7 | 0
04.11. | 1 | 265.4039 |  | 98.1159 | 9.588 | 0 | 157.7 | 0
04.11. | 2 | 262.8984 |  | 98.4604 | 9.588 | 0 | 154.85 | 0
04.11. | 3 | 260.4284 |  | 98.4604 | 9.588 | 0 | 152.38 | 0
04.11. | 4 | 261.6039 |  | 98.1159 | 9.588 | 0 | 153.9 | 0
04.11. | 5 | 258.27 |  | 98.202 | 9.588 | 0 | 150.48 | 0
04.11. | 6 | 259.3515 |  | 100.6135 | 9.588 | 0 | 149.15 | 0
04.11. | 7 | 263.6682 |  | 101.1302 | 9.588 | 0 | 152.95 | 0
04.11. | 8 | 264.1015 |  | 100.6135 | 9.588 | 0 | 153.9 | 0
04.11. | 9 | 266.8299 |  | 100.8719 | 9.588 | 0 | 156.37 | 0
04.11. | 10 | 267.8154 |  | 100.5274 | 9.588 | 0 | 157.7 | 0
04.11. | 11 | 266.2802 |  | 99.7522 | 9.588 | 0 | 156.94 | 0
04.11. | 12 | 265.4164 |  | 99.8384 | 9.588 | 0 | 155.99 | 0
04.11. | 13 | 263.1443 |  | 96.9963 | 9.588 | 0 | 156.56 | 0
04.11. | 14 | 268.2309 |  | 100.1829 | 9.588 | 0 | 158.46 | 0
04.11. | 15 | 265.1199 |  | 100.8719 | 9.588 | 0 | 154.66 | 0
04.11. | 16 | 264.3954 |  | 100.5274 | 9.588 | 0 | 154.28 | 0
04.11. | 17 | 260.7347 |  | 100.0967 | 9.588 | 0 | 151.05 | 0
04.11. | 18 | 263.6176 |  | 100.6996 | 9.588 | 0 | 153.33 | 0
04.11. | 19 | 261.9865 |  | 97.1685 | 9.588 | 0 | 155.23 | 0
04.11. | 20 | 261.7335 |  | 95.0155 | 9.588 | 0 | 157.13 | 0
04.11. | 21 | 262.4908 |  | 95.9628 | 9.588 | 0 | 156.94 | 0
04.11. | 22 | 262.7847 |  | 95.8767 | 9.588 | 0 | 157.32 | 0
04.11. | 23 | 260.4363 |  | 95.6183 | 9.588 | 0 | 155.23 | 0
04.11. | 24 | 261.9057 |  | 95.1877 | 9.588 | 0 | 157.13 | 0
05.11. | 1 | 260.2286 |  | 95.7906 | 9.588 | 0 | 154.85 | 0
05.11. | 2 | 255.9447 |  | 95.8767 | 9.588 | 0 | 150.48 | 0
05.11. | 3 | 257.0669 |  | 96.0489 | 9.588 | 0 | 151.43 | 0
05.11. | 4 | 253.5786 |  | 95.7906 | 9.588 | 0 | 148.2 | 0
05.11. | 5 | 256.0841 |  | 95.4461 | 9.588 | 0 | 151.05 | 0
05.11. | 6 | 252.5247 |  | 95.8767 | 9.588 | 0 | 147.06 | 0
05.11. | 7 | 248.7247 |  | 95.8767 | 9.588 | 0 | 143.26 | 0
05.11. | 8 | 255.2202 |  | 95.5322 | 9.588 | 0 | 150.1 | 0
05.11. | 9 | 258.3108 |  | 95.9628 | 9.588 | 0 | 152.76 | 0
05.11. | 10 | 257.4167 |  | 94.4987 | 9.588 | 0 | 153.33 | 0
05.11. | 11 | 254.5135 |  | 95.0155 | 9.588 | 0 | 149.91 | 0
05.11. | 12 | 257.2063 |  | 95.6183 | 9.588 | 0 | 152 | 0
05.11. | 13 | 260.3147 |  | 95.8767 | 9.588 | 0 | 154.85 | 0
05.11. | 14 | 254.6502 |  | 95.5322 | 9.588 | 0 | 149.53 | 0
05.11. | 15 | 256.6035 |  | 95.0155 | 9.588 | 0 | 152 | 0
05.11. | 16 | 258.1563 |  | 95.6183 | 9.588 | 0 | 152.95 | 0
05.11. | 17 | 263.068 |  | 99.58 | 9.588 | 0 | 153.9 | 0
05.11. | 18 | 263.757 |  | 100.269 | 9.588 | 0 | 153.9 | 0
05.11. | 19 | 260.1319 |  | 99.4939 | 9.588 | 0 | 151.05 | 0
05.11. | 20 | 266.0015 |  | 100.6135 | 9.588 | 0 | 155.8 | 0
05.11. | 21 | 263.3237 |  | 100.7857 | 9.588 | 0 | 152.95 | 0
05.11. | 22 | 263.2731 |  | 100.3551 | 9.588 | 0 | 153.33 | 0
05.11. | 23 | 262.0115 |  | 100.6135 | 9.588 | 0 | 151.81 | 0
05.11. | 24 | 261.5809 |  | 100.1829 | 9.588 | 0 | 151.81 | 0
06.11. | 1 | 257.4337 |  | 100.7857 | 9.588 | 0 | 147.06 | 0
06.11. | 2 | 258.9031 |  | 100.3551 | 9.588 | 0 | 148.96 | 0
06.11. | 3 | 258.9537 |  | 100.7857 | 9.588 | 0 | 148.58 | 0
06.11. | 4 | 259.7315 |  | 100.6135 | 9.588 | 0 | 149.53 | 0
06.11. | 5 | 259.5086 |  | 100.0106 | 9.588 | 0 | 149.91 | 0
06.11. | 6 | 260.337 |  | 100.269 | 9.588 | 0 | 150.48 | 0
06.11. | 7 | 259.007 |  | 100.269 | 9.588 | 0 | 149.15 | 0
06.11. | 8 | 260.7676 |  | 100.6996 | 9.588 | 0 | 150.48 | 0
06.11. | 9 | 229.6117 |  | 86.8337 | 9.588 | 0 | 133.19 | 0
06.11. | 10 | 249.2335 |  | 99.2355 | 9.588 | 0 | 140.41 | 0
06.11. | 11 | 252.5674 |  | 99.1494 | 9.588 | 0 | 143.83 | 0
06.11. | 12 | 255.1209 |  | 100.1829 | 9.588 | 0 | 145.35 | 0
06.11. | 13 | 258.9209 |  | 100.1829 | 9.588 | 0 | 149.15 | 0
06.11. | 14 | 259.767 |  | 100.269 | 9.588 | 0 | 149.91 | 0
06.11. | 15 | 262.4954 |  | 100.5274 | 9.588 | 0 | 152.38 | 0
06.11. | 16 | 258.9209 |  | 100.1829 | 9.588 | 0 | 149.15 | 0
06.11. | 17 | 257.8315 |  | 100.6135 | 9.588 | 0 | 147.63 | 0
06.11. | 18 | 265.1376 |  | 100.6996 | 9.588 | 0 | 154.85 | 0
06.11. | 19 | 267.2454 |  | 100.5274 | 9.588 | 0 | 157.13 | 0
06.11. | 20 | 261.7531 |  | 100.3551 | 9.588 | 0 | 151.81 | 0
06.11. | 21 | 261.7709 |  | 100.1829 | 9.588 | 0 | 152 | 0
06.11. | 22 | 265.1199 |  | 100.8719 | 9.588 | 0 | 154.66 | 0
06.11. | 23 | 261.3376 |  | 100.6996 | 9.588 | 0 | 151.05 | 0
06.11. | 24 | 261.6821 |  | 101.0441 | 9.588 | 0 | 151.05 | 0
07.11. | 1 | 257.1576 |  | 100.6996 | 9.588 | 0 | 146.87 | 0
07.11. | 2 | 255.3464 |  | 99.8384 | 9.588 | 0 | 145.92 | 0
07.11. | 3 | 256.1037 |  | 100.7857 | 9.588 | 0 | 145.73 | 0
07.11. | 4 | 254.3937 |  | 100.7857 | 9.588 | 0 | 144.02 | 0
07.11. | 5 | 249.9376 |  | 100.6996 | 9.588 | 0 | 139.65 | 0
07.11. | 6 | 255.5337 |  | 100.7857 | 9.588 | 0 | 145.16 | 0
07.11. | 7 | 242.4237 |  | 100.7857 | 9.588 | 0 | 132.05 | 0
07.11. | 8 | 254.1176 |  | 100.6996 | 9.588 | 0 | 143.83 | 0
07.11. | 9 | 257.9176 |  | 100.6996 | 9.588 | 0 | 147.63 | 0
07.11. | 10 | 259.6809 |  | 100.1829 | 9.588 | 0 | 149.91 | 0
07.11. | 11 | 261.3402 |  | 99.7522 | 9.588 | 0 | 152 | 0
07.11. | 12 | 262.5841 |  | 99.6661 | 9.588 | 0 | 153.33 | 0
07.11. | 13 | 258.6145 |  | 98.5465 | 9.588 | 0 | 150.48 | 0
07.11. | 14 | 256.5015 |  | 100.6135 | 9.588 | 0 | 146.3 | 0
07.11. | 15 | 259.6809 |  | 100.1829 | 9.588 | 0 | 149.91 | 0
07.11. | 16 | 263.4809 |  | 100.1829 | 9.588 | 0 | 153.71 | 0
07.11. | 17 | 264.7931 |  | 100.3551 | 9.588 | 0 | 154.85 | 0
07.11. | 18 | 266.0876 |  | 100.6996 | 9.588 | 0 | 155.8 | 0
07.11. | 19 | 266.298 |  | 99.58 | 9.588 | 0 | 157.13 | 0
07.11. | 20 | 267.1796 |  | 99.3216 | 9.588 | 0 | 158.27 | 0
07.11. | 21 | 267.0909 |  | 100.1829 | 9.588 | 0 | 157.32 | 0
07.11. | 22 | 265.158 |  | 99.58 | 9.588 | 0 | 155.99 | 0
07.11. | 23 | 265.5176 |  | 100.6996 | 9.588 | 0 | 155.23 | 0
07.11. | 24 | 265.6215 |  | 100.6135 | 9.588 | 0 | 155.42 | 0
08.11. | 1 | 266.4854 |  | 100.5274 | 9.588 | 0 | 156.37 | 0
08.11. | 2 | 265.5354 |  | 100.5274 | 9.588 | 0 | 155.42 | 0
08.11. | 3 | 264.1699 |  | 100.8719 | 9.588 | 0 | 153.71 | 0
08.11. | 4 | 262.9615 |  | 100.6135 | 9.588 | 0 | 152.76 | 0
08.11. | 5 | 262.2015 |  | 100.6135 | 9.588 | 0 | 152 | 0
08.11. | 6 | 263.1515 |  | 100.6135 | 9.588 | 0 | 152.95 | 0
08.11. | 7 | 262.3737 |  | 100.7857 | 9.588 | 0 | 152 | 0
08.11. | 8 | 264.7931 |  | 100.3551 | 9.588 | 0 | 154.85 | 0
08.11. | 9 | 265.7937 |  | 100.7857 | 9.588 | 0 | 155.42 | 0
08.11. | 10 | 263.4099 |  | 100.8719 | 9.588 | 0 | 152.95 | 0
08.11. | 11 | 261.6341 |  | 99.6661 | 9.588 | 0 | 152.38 | 0
08.11. | 12 | 262.3586 |  | 100.0106 | 9.588 | 0 | 152.76 | 0
08.11. | 13 | 259.7341 |  | 99.6661 | 9.588 | 0 | 150.48 | 0
08.11. | 14 | 262.7031 |  | 100.3551 | 9.588 | 0 | 152.76 | 0
08.11. | 15 | 263.9621 |  | 101.0441 | 9.588 | 0 | 153.33 | 0
08.11. | 16 | 262.4599 |  | 100.8719 | 9.588 | 0 | 152 | 0
08.11. | 17 | 265.7609 |  | 100.1829 | 9.588 | 0 | 155.99 | 0
08.11. | 18 | 271.2682 |  | 101.1302 | 9.588 | 0 | 160.55 | 0
08.11. | 19 | 253.1676 |  | 100.6996 | 9.588 | 0 | 142.88 | 0
08.11. | 20 | 255.9315 |  | 100.6135 | 9.588 | 0 | 145.73 | 0
08.11. | 21 | 251.6121 |  | 101.0441 | 9.588 | 0 | 140.98 | 0
08.11. | 22 | 254.4799 |  | 100.8719 | 9.588 | 0 | 144.02 | 0
08.11. | 23 | 251.8376 |  | 100.6996 | 9.588 | 0 | 141.55 | 0
08.11. | 24 | 252.9421 |  | 101.0441 | 9.588 | 0 | 142.31 | 0
09.11. | 1 | 253.9782 |  | 101.1302 | 9.588 | 0 | 143.26 | 0
09.11. | 2 | 250.2137 |  | 100.7857 | 9.588 | 0 | 139.84 | 0
09.11. | 3 | 252.6837 |  | 100.7857 | 9.588 | 0 | 142.31 | 0
09.11. | 4 | 248.4176 |  | 100.6996 | 9.588 | 0 | 138.13 | 0
09.11. | 5 | 249.1421 |  | 101.0441 | 9.588 | 0 | 138.51 | 0
09.11. | 6 | 247.8299 |  | 100.8719 | 9.588 | 0 | 137.37 | 0
09.11. | 7 | 245.1015 |  | 100.6135 | 9.588 | 0 | 134.9 | 0
09.11. | 8 | 246.0337 |  | 100.7857 | 9.588 | 0 | 135.66 | 0
09.11. | 9 | 248.2276 |  | 100.6996 | 9.588 | 0 | 137.94 | 0
09.11. | 10 | 244.2909 |  | 100.1829 | 9.588 | 0 | 134.52 | 0
09.11. | 11 | 244.1719 |  | 99.4939 | 9.588 | 0 | 135.09 | 0
09.11. | 12 | 246.9154 |  | 100.5274 | 9.588 | 0 | 136.8 | 0
09.11. | 13 | 248.1415 |  | 100.6135 | 9.588 | 0 | 137.94 | 0
09.11. | 14 | 249.507 |  | 100.269 | 9.588 | 0 | 139.65 | 0
09.11. | 15 | 267.69 |  | 119.972 | 9.588 | 0 | 138.13 | 0
09.11. | 16 | 269.4861 |  | 120.0581 | 9.588 | 0 | 139.84 | 0
09.11. | 17 | 270.7655 |  | 119.6275 | 9.588 | 0 | 141.55 | 0
09.11. | 18 | 273.5622 |  | 120.1442 | 9.588 | 0 | 143.83 | 0
09.11. | 19 | 254.7737 |  | 100.7857 | 9.588 | 0 | 144.4 | 0
09.11. | 20 | 255.8986 |  | 100.0106 | 9.588 | 0 | 146.3 | 0
09.11. | 21 | 252.357 |  | 100.269 | 9.588 | 0 | 142.5 | 0
09.11. | 22 | 272.2677 |  | 119.7997 | 9.588 | 0 | 142.88 | 0
09.11. | 23 | 272.0955 |  | 119.6275 | 9.588 | 0 | 142.88 | 0
09.11. | 24 | 275.6877 |  | 119.7997 | 9.588 | 0 | 146.3 | 0
10.11. | 1 | 287.1738 |  | 119.8858 | 9.588 | 0 | 157.7 | 0
10.11. | 2 | 285.4461 |  | 120.0581 | 9.588 | 0 | 155.8 | 0
10.11. | 3 | 266.5386 |  | 100.0106 | 9.588 | 0 | 156.94 | 0
10.11. | 4 | 265.1909 |  | 100.1829 | 9.588 | 0 | 155.42 | 0
10.11. | 5 | 266.9337 |  | 100.7857 | 9.588 | 0 | 156.56 | 0
10.11. | 6 | 265.3099 |  | 100.8719 | 9.588 | 0 | 154.85 | 0
10.11. | 7 | 264.0509 |  | 100.1829 | 9.588 | 0 | 154.28 | 0
10.11. | 8 | 270.3715 |  | 100.6135 | 9.588 | 0 | 160.17 | 0
10.11. | 9 | 270.2676 |  | 100.6996 | 9.588 | 0 | 159.98 | 0
10.11. | 10 | 270.2196 |  | 99.3216 | 9.588 | 0 | 161.31 | 0
10.11. | 11 | 269.0264 |  | 99.8384 | 9.588 | 0 | 159.6 | 0
10.11. | 12 | 265.2264 |  | 99.8384 | 9.588 | 0 | 155.8 | 0
10.11. | 13 | 269.267 |  | 100.269 | 9.588 | 0 | 159.41 | 0
10.11. | 14 | 268.2131 |  | 100.3551 | 9.588 | 0 | 158.27 | 0
10.11. | 15 | 271.8737 |  | 100.7857 | 9.588 | 0 | 161.5 | 0
10.11. | 16 | 272.4437 |  | 100.7857 | 9.588 | 0 | 162.07 | 0
10.11. | 17 | 274.6909 |  | 100.1829 | 9.588 | 0 | 164.92 | 0
10.11. | 18 | 275.6054 |  | 100.5274 | 9.588 | 0 | 165.49 | 0
10.11. | 19 | 277.6599 |  | 100.8719 | 9.588 | 0 | 167.2 | 0
10.11. | 20 | 277.057 |  | 100.269 | 9.588 | 0 | 167.2 | 0
10.11. | 21 | 275.0709 |  | 100.1829 | 9.588 | 0 | 165.3 | 0
10.11. | 22 | 275.5015 |  | 100.6135 | 9.588 | 0 | 165.3 | 0
10.11. | 23 | 275.2937 |  | 100.7857 | 9.588 | 0 | 164.92 | 0
10.11. | 24 | 273.5837 |  | 100.7857 | 9.588 | 0 | 163.21 | 0
11.11. | 1 | 271.8737 |  | 100.7857 | 9.588 | 0 | 161.5 | 0
11.11. | 2 | 270.8554 |  | 100.5274 | 9.588 | 0 | 160.74 | 0
11.11. | 3 | 270.9415 |  | 100.6135 | 9.588 | 0 | 160.74 | 0
11.11. | 4 | 268.7476 |  | 100.6996 | 9.588 | 0 | 158.46 | 0
11.11. | 5 | 268.8337 |  | 100.7857 | 9.588 | 0 | 158.46 | 0
11.11. | 6 | 265.8621 |  | 101.0441 | 9.588 | 0 | 155.23 | 0
11.11. | 7 | 267.5899 |  | 100.8719 | 9.588 | 0 | 157.13 | 0
11.11. | 8 | 268.0054 |  | 100.5274 | 9.588 | 0 | 157.89 | 0
11.11. | 9 | 270.5641 |  | 99.6661 | 9.588 | 0 | 161.31 | 0
11.11. | 10 | 271.357 |  | 100.269 | 9.588 | 0 | 161.5 | 0
11.11. | 11 | 265.538 |  | 99.58 | 9.588 | 0 | 156.37 | 0
11.11. | 12 | 264.707 |  | 100.269 | 9.588 | 0 | 154.85 | 0
11.11. | 13 | 274.6047 |  | 100.0967 | 9.588 | 0 | 164.92 | 0
11.11. | 14 | 271.7015 |  | 100.6135 | 9.588 | 0 | 161.5 | 0
11.11. | 15 | 273.0999 |  | 100.8719 | 9.588 | 0 | 162.64 | 0
11.11. | 16 | 274.3615 |  | 100.6135 | 9.588 | 0 | 164.16 | 0
11.11. | 17 | 276.7454 |  | 100.5274 | 9.588 | 0 | 166.63 | 0
11.11. | 18 | 274.8506 |  | 98.6326 | 9.588 | 0 | 166.63 | 0
11.11. | 19 | 265.9063 |  | 91.3983 | 9.588 | 0 | 164.92 | 0
11.11. | 20 | 263.8873 |  | 90.7093 | 9.588 | 0 | 163.59 | 0
11.11. | 21 | 264.7663 |  | 91.3983 | 9.588 | 0 | 163.78 | 0
11.11. | 22 | 263.4363 |  | 91.3983 | 9.588 | 0 | 162.45 | 0
11.11. | 23 | 266.874 |  | 91.226 | 9.588 | 0 | 166.06 | 0
11.11. | 24 | 268.1863 |  | 91.3983 | 9.588 | 0 | 167.2 | 0
12.11. | 1 | 265.6479 |  | 91.1399 | 9.588 | 0 | 164.92 | 0
12.11. | 2 | 264.8879 |  | 91.1399 | 9.588 | 0 | 164.16 | 0
12.11. | 3 | 223.6384 |  | 53.3104 | 9.588 | 0 | 160.74 | 0
12.11. | 4 | 256.614 |  | 91.226 | 9.588 | 0 | 155.8 | 0
12.11. | 5 | 257.754 |  | 91.226 | 9.588 | 0 | 156.94 | 0
12.11. | 6 | 257.9263 |  | 91.3983 | 9.588 | 0 | 156.94 | 0
12.11. | 7 | 258.3924 |  | 91.4844 | 9.588 | 0 | 157.32 | 0
12.11. | 8 | 264.0924 |  | 91.4844 | 9.588 | 0 | 163.02 | 0
12.11. | 9 | 262.6079 |  | 91.1399 | 9.588 | 0 | 161.88 | 0
12.11. | 10 | 263.454 |  | 91.226 | 9.588 | 0 | 162.64 | 0
12.11. | 11 | 260.675 |  | 90.537 | 9.588 | 0 | 160.55 | 0
12.11. | 12 | 262.6789 |  | 90.4509 | 9.588 | 0 | 162.64 | 0
12.11. | 13 | 262.4863 |  | 91.3983 | 9.588 | 0 | 161.5 | 0
12.11. | 14 | 262.1924 |  | 91.4844 | 9.588 | 0 | 161.12 | 0
12.11. | 15 | 264.0924 |  | 91.4844 | 9.588 | 0 | 163.02 | 0
12.11. | 16 | 282.1288 |  | 110.4708 | 9.588 | 0 | 162.07 | 0
12.11. | 17 | 282.4227 |  | 110.3847 | 9.588 | 0 | 162.45 | 0
12.11. | 18 | 284.3227 |  | 110.3847 | 9.588 | 0 | 164.35 | 0
12.11. | 19 | 286.0327 |  | 110.3847 | 9.588 | 0 | 166.06 | 0
12.11. | 20 | 282.8941 |  | 108.5761 | 9.588 | 0 | 164.73 | 0
12.11. | 21 | 283.4943 |  | 110.1263 | 9.588 | 0 | 163.78 | 0
12.11. | 22 | 280.1427 |  | 110.3847 | 9.588 | 0 | 160.17 | 0
12.11. | 23 | 279.8586 |  | 110.6706 | 9.588 | 0 | 159.6 | 0
12.11. | 24 | 280.9986 |  | 110.6706 | 9.588 | 0 | 160.74 | 0
13.11. | 1 | 279.2913 |  | 109.7233 | 9.588 | 0 | 159.98 | 0
13.11. | 2 | 275.1086 |  | 110.6706 | 9.588 | 0 | 154.85 | 0
13.11. | 3 | 273.9686 |  | 110.6706 | 9.588 | 0 | 153.71 | 0
13.11. | 4 | 276.6464 |  | 110.4984 | 9.588 | 0 | 156.56 | 0
13.11. | 5 | 277.3709 |  | 110.8429 | 9.588 | 0 | 156.94 | 0
13.11. | 6 | 278.2348 |  | 110.7568 | 9.588 | 0 | 157.89 | 0
13.11. | 7 | 274.6603 |  | 110.4123 | 9.588 | 0 | 154.66 | 0
13.11. | 8 | 280.1703 |  | 110.4123 | 9.588 | 0 | 160.17 | 0
13.11. | 9 | 278.1841 |  | 110.3261 | 9.588 | 0 | 158.27 | 0
13.11. | 10 | 281.7613 |  | 109.7233 | 9.588 | 0 | 162.45 | 0
13.11. | 11 | 276.6668 |  | 109.3788 | 9.588 | 0 | 157.7 | 0
13.11. | 12 | 275.9903 |  | 110.4123 | 9.588 | 0 | 155.99 | 0
13.11. | 13 | 277.5786 |  | 110.6706 | 9.588 | 0 | 157.32 | 0
13.11. | 14 | 276.5603 |  | 110.4123 | 9.588 | 0 | 156.56 | 0
13.11. | 15 | 278.3564 |  | 110.4984 | 9.588 | 0 | 158.27 | 0
13.11. | 16 | 272.6413 |  | 109.7233 | 9.588 | 0 | 153.33 | 0
13.11. | 17 | 256.5128 |  | 90.3648 | 9.588 | 0 | 156.56 | 0
13.11. | 18 | 260.2089 |  | 90.4509 | 9.588 | 0 | 160.17 | 0
13.11. | 19 | 261.7112 |  | 90.6232 | 9.588 | 0 | 161.5 | 0
13.11. | 20 | 264.1661 |  | 89.8481 | 9.588 | 0 | 164.73 | 0
13.11. | 21 | 262.3495 |  | 90.8815 | 9.588 | 0 | 161.88 | 0
13.11. | 22 | 260.6218 |  | 91.0538 | 9.588 | 0 | 159.98 | 0
13.11. | 23 | 263.264 |  | 91.226 | 9.588 | 0 | 162.45 | 0
13.11. | 24 | 264.3632 |  | 93.4652 | 9.588 | 0 | 161.31 | 0
14.11. | 1 | 261.2877 |  | 93.8097 | 9.588 | 0 | 157.89 | 0
14.11. | 2 | 260.8643 |  | 96.9963 | 9.588 | 0 | 154.28 | 0
14.11. | 3 | 268.3702 |  | 99.7522 | 9.588 | 0 | 159.03 | 0
14.11. | 4 | 265.847 |  | 100.269 | 9.588 | 0 | 155.99 | 0
14.11. | 5 | 268.0054 |  | 100.5274 | 9.588 | 0 | 157.89 | 0
14.11. | 6 | 267.9876 |  | 100.6996 | 9.588 | 0 | 157.7 | 0
14.11. | 7 | 270.8376 |  | 100.6996 | 9.588 | 0 | 160.55 | 0
14.11. | 8 | 274.5009 |  | 100.1829 | 9.588 | 0 | 164.73 | 0
14.11. | 9 | 270.2347 |  | 100.0967 | 9.588 | 0 | 160.55 | 0
14.11. | 10 | 275.1215 |  | 100.6135 | 9.588 | 0 | 164.92 | 0
14.11. | 11 | 292.4077 |  | 119.7997 | 9.588 | 0 | 163.02 | 0
14.11. | 12 | 291.63 |  | 119.972 | 9.588 | 0 | 162.07 | 0
14.11. | 13 | 282.723 |  | 117.905 | 9.588 | 0 | 155.23 | 0
14.11. | 14 | 282.2569 |  | 117.8189 | 9.588 | 0 | 154.85 | 0
14.11. | 15 | 281.084 |  | 117.216 | 9.588 | 0 | 154.28 | 0
14.11. | 16 | 281.8263 |  | 117.3883 | 9.588 | 0 | 154.85 | 0
14.11. | 17 | 264.041 |  | 97.513 | 9.588 | 0 | 156.94 | 0
14.11. | 18 | 272.401 |  | 97.513 | 9.588 | 0 | 165.3 | 0
14.11. | 19 | 268.3933 |  | 97.6853 | 9.588 | 0 | 161.12 | 0
14.11. | 20 | 272.3478 |  | 98.0298 | 9.588 | 0 | 164.73 | 0
14.11. | 21 | 268.2539 |  | 98.1159 | 9.588 | 0 | 160.55 | 0
14.11. | 22 | 266.4223 |  | 98.3743 | 9.588 | 0 | 158.46 | 0
14.11. | 23 | 265.1455 |  | 97.8575 | 9.588 | 0 | 157.7 | 0
14.11. | 24 | 266.0778 |  | 98.0298 | 9.588 | 0 | 158.46 | 0
15.11. | 1 | 264.5578 |  | 98.0298 | 9.588 | 0 | 156.94 | 0
15.11. | 2 | 264.6617 |  | 97.9437 | 9.588 | 0 | 157.13 | 0
15.11. | 3 | 263.3317 |  | 97.9437 | 9.588 | 0 | 155.8 | 0
15.11. | 4 | 258.6678 |  | 98.0298 | 9.588 | 0 | 151.05 | 0
15.11. | 5 | 263.9017 |  | 97.9437 | 9.588 | 0 | 156.37 | 0
15.11. | 6 | 263.21 |  | 98.202 | 9.588 | 0 | 155.42 | 0
15.11. | 7 | 265.2317 |  | 97.9437 | 9.588 | 0 | 157.7 | 0
15.11. | 8 | 266.8884 |  | 98.4604 | 9.588 | 0 | 158.84 | 0
15.11. | 9 | 268.3578 |  | 98.0298 | 9.588 | 0 | 160.74 | 0
15.11. | 10 | 282.3634 |  | 116.7854 | 9.588 | 0 | 155.99 | 0
15.11. | 11 | 289.444 |  | 117.216 | 9.588 | 0 | 162.64 | 0
15.11. | 12 | 253.7523 |  | 88.3643 | 9.588 | 0 | 155.8 | 0
15.11. | 13 | 239.5023 |  | 88.3643 | 9.588 | 0 | 141.55 | 0
15.11. | 14 | 281.5679 |  | 117.1299 | 9.588 | 0 | 154.85 | 0
15.11. | 15 | 287.5795 |  | 116.8715 | 9.588 | 0 | 161.12 | 0
15.11. | 16 | 284.3824 |  | 117.4744 | 9.588 | 0 | 157.32 | 0
15.11. | 17 | 257.9255 |  | 97.8575 | 9.588 | 0 | 150.48 | 0
15.11. | 18 | 253.7455 |  | 97.8575 | 9.588 | 0 | 146.3 | 0
15.11. | 19 | 258.5817 |  | 97.9437 | 9.588 | 0 | 151.05 | 0
15.11. | 20 | 262.5539 |  | 98.1159 | 9.588 | 0 | 154.85 | 0
15.11. | 21 | 271.451 |  | 97.513 | 9.588 | 0 | 164.35 | 0
15.11. | 22 | 271.7955 |  | 97.8575 | 9.588 | 0 | 164.35 | 0
15.11. | 23 | 272.0033 |  | 97.6853 | 9.588 | 0 | 164.73 | 0
15.11. | 24 | 271.4333 |  | 97.6853 | 9.588 | 0 | 164.16 | 0
16.11. | 1 | 285.2897 |  | 116.6717 | 9.588 | 0 | 159.03 | 0
16.11. | 2 | 288.8819 |  | 116.8439 | 9.588 | 0 | 162.45 | 0
16.11. | 3 | 283.9597 |  | 116.6717 | 9.588 | 0 | 157.7 | 0
16.11. | 4 | 284.2181 |  | 116.9301 | 9.588 | 0 | 157.7 | 0
16.11. | 5 | 268.3933 |  | 97.6853 | 9.588 | 0 | 161.12 | 0
16.11. | 6 | 264.7655 |  | 97.8575 | 9.588 | 0 | 157.32 | 0
16.11. | 7 | 260.2773 |  | 90.7093 | 9.588 | 0 | 159.98 | 0
16.11. | 8 | 212.1379 |  | 45.9899 | 9.588 | 0 | 156.56 | 0
16.11. | 9 | 215.1273 |  | 45.5593 | 9.588 | 0 | 159.98 | 0
16.11. | 10 | 274.7169 |  | 102.4889 | 9.588 | 0 | 162.64 | 0
16.11. | 11 | 279.6214 |  | 102.8334 | 9.588 | 0 | 167.2 | 0
16.11. | 12 | 279.3275 |  | 102.9195 | 9.588 | 0 | 166.82 | 0
16.11. | 13 | 279.2237 |  | 103.0057 | 9.588 | 0 | 166.63 | 0
16.11. | 14 | 274.922 |  | 103.264 | 9.588 | 0 | 162.07 | 0
16.11. | 15 | 274.6459 |  | 103.1779 | 9.588 | 0 | 161.88 | 0
16.11. | 16 | 265.9743 |  | 103.4363 | 9.588 | 0 | 152.95 | 0
16.11. | 17 | 259.2038 |  | 85.4558 | 9.588 | 0 | 164.16 | 0
16.11. | 18 | 261.602 |  | 92.604 | 9.588 | 0 | 159.41 | 0
16.11. | 19 | 259.0176 |  | 96.4796 | 9.588 | 0 | 152.95 | 0
16.11. | 20 | 260.4284 |  | 98.4604 | 9.588 | 0 | 152.38 | 0
16.11. | 21 | 260.2509 |  | 100.1829 | 9.588 | 0 | 150.48 | 0
16.11. | 22 | 257.2668 |  | 98.7188 | 9.588 | 0 | 148.96 | 0
16.11. | 23 | 260.1319 |  | 99.4939 | 9.588 | 0 | 151.05 | 0
16.11. | 24 | 261.3402 |  | 99.7522 | 9.588 | 0 | 152 | 0
17.11. | 1 | 260.598 |  | 99.58 | 9.588 | 0 | 151.43 | 0
17.11. | 2 | 272.6186 |  | 100.0106 | 9.588 | 0 | 163.02 | 0
17.11. | 3 | 268.697 |  | 100.269 | 9.588 | 0 | 158.84 | 0
17.11. | 4 | 275.5521 |  | 101.0441 | 9.588 | 0 | 164.92 | 0
17.11. | 5 | 272.1854 |  | 100.5274 | 9.588 | 0 | 162.07 | 0
17.11. | 6 | 272.7047 |  | 100.0967 | 9.588 | 0 | 163.02 | 0
17.11. | 7 | 269.3735 |  | 99.2355 | 9.588 | 0 | 160.55 | 0
17.11. | 8 | 272.188 |  | 99.58 | 9.588 | 0 | 163.02 | 0
17.11. | 9 | 275.8637 |  | 100.7857 | 9.588 | 0 | 165.49 | 0
17.11. | 10 | 298.8677 |  | 119.7997 | 9.588 | 0 | 169.48 | 0
17.11. | 11 | 293.2467 |  | 118.7387 | 9.588 | 0 | 164.92 | 0
17.11. | 12 | 292.0179 |  | 117.1299 | 9.588 | 0 | 165.3 | 0
17.11. | 13 | 294.3938 |  | 119.8858 | 9.588 | 0 | 164.92 | 0
17.11. | 14 | 294.0822 |  | 120.1442 | 9.588 | 0 | 164.35 | 0
17.11. | 15 | 293.2361 |  | 120.0581 | 9.588 | 0 | 163.59 | 0
17.11. | 16 | 290.7155 |  | 119.6275 | 9.588 | 0 | 161.5 | 0
17.11. | 17 | 273.7231 |  | 100.3551 | 9.588 | 0 | 163.78 | 0
17.11. | 18 | 268.697 |  | 100.269 | 9.588 | 0 | 158.84 | 0
17.11. | 19 | 276.107 |  | 100.269 | 9.588 | 0 | 166.25 | 0
17.11. | 20 | 279.3547 |  | 100.0967 | 9.588 | 0 | 169.67 | 0
17.11. | 21 | 276.7454 |  | 100.5274 | 9.588 | 0 | 166.63 | 0
17.11. | 22 | 277.0037 |  | 100.7857 | 9.588 | 0 | 166.63 | 0
17.11. | 23 | 276.0031 |  | 100.3551 | 9.588 | 0 | 166.06 | 0
17.11. | 24 | 277.1431 |  | 100.3551 | 9.588 | 0 | 167.2 | 0
18.11. | 1 | 278.6454 |  | 100.5274 | 9.588 | 0 | 168.53 | 0
18.11. | 2 | 270.597 |  | 100.269 | 9.588 | 0 | 160.74 | 0
18.11. | 3 | 267.3164 |  | 99.8384 | 9.588 | 0 | 157.89 | 0
18.11. | 4 | 274.6731 |  | 100.3551 | 9.588 | 0 | 164.73 | 0
18.11. | 5 | 273.7915 |  | 100.6135 | 9.588 | 0 | 163.59 | 0
18.11. | 6 | 273.2747 |  | 100.0967 | 9.588 | 0 | 163.59 | 0
18.11. | 7 | 267.8864 |  | 99.8384 | 9.588 | 0 | 158.46 | 0
18.11. | 8 | 274.0499 |  | 100.8719 | 9.588 | 0 | 163.59 | 0
18.11. | 9 | 275.5876 |  | 100.6996 | 9.588 | 0 | 165.3 | 0
18.11. | 10 | 286.7432 |  | 119.4552 | 9.588 | 0 | 157.7 | 0
18.11. | 11 | 293.2565 |  | 118.9385 | 9.588 | 0 | 164.73 | 0
18.11. | 12 | 298.541 |  | 119.283 | 9.588 | 0 | 169.67 | 0
18.11. | 13 | 298.47 |  | 119.972 | 9.588 | 0 | 168.91 | 0
18.11. | 14 | 296.76 |  | 119.972 | 9.588 | 0 | 167.2 | 0
18.11. | 15 | 293.3755 |  | 119.6275 | 9.588 | 0 | 164.16 | 0
18.11. | 16 | 294.7738 |  | 119.8858 | 9.588 | 0 | 165.3 | 0
18.11. | 17 | 272.0815 |  | 100.6135 | 9.588 | 0 | 161.88 | 0
18.11. | 18 | 274.8454 |  | 100.5274 | 9.588 | 0 | 164.73 | 0
18.11. | 19 | 275.4154 |  | 100.5274 | 9.588 | 0 | 165.3 | 0
18.11. | 20 | 276.3476 |  | 100.6996 | 9.588 | 0 | 166.06 | 0
18.11. | 21 | 296.7173 |  | 119.1693 | 9.588 | 0 | 167.96 | 0
18.11. | 22 | 295.9901 |  | 119.7721 | 9.588 | 0 | 166.63 | 0
18.11. | 23 | 295.1795 |  | 119.3415 | 9.588 | 0 | 166.25 | 0
18.11. | 24 | 291.4301 |  | 119.7721 | 9.588 | 0 | 162.07 | 0
19.11. | 1 | 292.5195 |  | 119.3415 | 9.588 | 0 | 163.59 | 0
19.11. | 2 | 292.7779 |  | 119.5999 | 9.588 | 0 | 163.59 | 0
19.11. | 3 | 291.4834 |  | 119.2554 | 9.588 | 0 | 162.64 | 0
19.11. | 4 | 291.2579 |  | 119.5999 | 9.588 | 0 | 162.07 | 0
19.11. | 5 | 273.9815 |  | 100.6135 | 9.588 | 0 | 163.78 | 0
19.11. | 6 | 269.0415 |  | 100.6135 | 9.588 | 0 | 158.84 | 0
19.11. | 7 | 267.1415 |  | 100.6135 | 9.588 | 0 | 156.94 | 0
19.11. | 8 | 268.5754 |  | 100.5274 | 9.588 | 0 | 158.46 | 0
19.11. | 9 | 276.1096 |  | 99.3216 | 9.588 | 0 | 167.2 | 0
19.11. | 10 | 296.2432 |  | 119.4552 | 9.588 | 0 | 167.2 | 0
19.11. | 11 | 271.689 |  | 98.891 | 9.588 | 0 | 163.21 | 0
19.11. | 12 | 272.3274 |  | 99.1494 | 9.588 | 0 | 163.59 | 0
19.11. | 13 | 275.0709 |  | 100.1829 | 9.588 | 0 | 165.3 | 0
19.11. | 14 | 290.1205 |  | 118.6525 | 9.588 | 0 | 161.88 | 0
19.11. | 15 | 287.5644 |  | 118.5664 | 9.588 | 0 | 159.41 | 0
19.11. | 16 | 292.5373 |  | 119.1693 | 9.588 | 0 | 163.78 | 0
19.11. | 17 | 272.2209 |  | 100.1829 | 9.588 | 0 | 162.45 | 0
19.11. | 18 | 268.1776 |  | 100.6996 | 9.588 | 0 | 157.89 | 0
19.11. | 19 | 270.5109 |  | 100.1829 | 9.588 | 0 | 160.74 | 0
19.11. | 20 | 273.0696 |  | 99.3216 | 9.588 | 0 | 164.16 | 0
19.11. | 21 | 271.737 |  | 100.269 | 9.588 | 0 | 161.88 | 0
19.11. | 22 | 273.5837 |  | 100.7857 | 9.588 | 0 | 163.21 | 0
19.11. | 23 | 272.6515 |  | 100.6135 | 9.588 | 0 | 162.45 | 0
19.11. | 24 | 271.8409 |  | 100.1829 | 9.588 | 0 | 162.07 | 0
20.11. | 1 | 261.7387 |  | 93.1207 | 9.588 | 0 | 159.03 | 0
20.11. | 2 | 263.9326 |  | 93.0346 | 9.588 | 0 | 161.31 | 0
20.11. | 3 | 260.011 |  | 93.293 | 9.588 | 0 | 157.13 | 0
20.11. | 4 | 255.9145 |  | 94.3265 | 9.588 | 0 | 152 | 0
20.11. | 5 | 256.9532 |  | 93.4652 | 9.588 | 0 | 153.9 | 0
20.11. | 6 | 259.9071 |  | 93.3791 | 9.588 | 0 | 156.94 | 0
20.11. | 7 | 260.6849 |  | 93.2069 | 9.588 | 0 | 157.89 | 0
20.11. | 8 | 263.0004 |  | 92.8624 | 9.588 | 0 | 160.55 | 0
20.11. | 9 | 258.5949 |  | 93.2069 | 9.588 | 0 | 155.8 | 0
20.11. | 10 | 280.4615 |  | 111.2735 | 9.588 | 0 | 159.6 | 0
20.11. | 11 | 279.3215 |  | 111.2735 | 9.588 | 0 | 158.46 | 0
20.11. | 12 | 276.3499 |  | 111.5319 | 9.588 | 0 | 155.23 | 0
20.11. | 13 | 278.8705 |  | 111.9625 | 9.588 | 0 | 157.32 | 0
20.11. | 14 | 280.3274 |  | 112.2794 | 9.588 | 0 | 158.46 | 0
20.11. | 15 | 280.1552 |  | 112.1072 | 9.588 | 0 | 158.46 | 0
20.11. | 16 | 262.3949 |  | 93.2069 | 9.588 | 0 | 159.6 | 0
20.11. | 17 | 263.5704 |  | 92.8624 | 9.588 | 0 | 161.12 | 0
20.11. | 18 | 261.3943 |  | 92.7763 | 9.588 | 0 | 159.03 | 0
20.11. | 19 | 265.9871 |  | 93.3791 | 9.588 | 0 | 163.02 | 0
20.11. | 20 | 265.6808 |  | 91.7428 | 9.588 | 0 | 164.35 | 0
20.11. | 21 | 264.072 |  | 92.604 | 9.588 | 0 | 161.88 | 0
20.11. | 22 | 267.2132 |  | 93.4652 | 9.588 | 0 | 164.16 | 0
20.11. | 23 | 269.511 |  | 93.293 | 9.588 | 0 | 166.63 | 0
20.11. | 24 | 262.9649 |  | 93.2069 | 9.588 | 0 | 160.17 | 0
21.11. | 1 | 263.7071 |  | 93.3791 | 9.588 | 0 | 160.74 | 0
21.11. | 2 | 255.0532 |  | 93.4652 | 9.588 | 0 | 152 | 0
21.11. | 3 | 250.9087 |  | 93.1207 | 9.588 | 0 | 148.2 | 0
21.11. | 4 | 258.6126 |  | 93.0346 | 9.588 | 0 | 155.99 | 0
21.11. | 5 | 250.6504 |  | 92.8624 | 9.588 | 0 | 148.2 | 0
21.11. | 6 | 249.4926 |  | 93.0346 | 9.588 | 0 | 146.87 | 0
21.11. | 7 | 251.8587 |  | 93.1207 | 9.588 | 0 | 149.15 | 0
21.11. | 8 | 252.5326 |  | 93.0346 | 9.588 | 0 | 149.91 | 0
21.11. | 9 | 252.8087 |  | 93.1207 | 9.588 | 0 | 150.1 | 0
21.11. | 10 | 257.541 |  | 93.293 | 9.588 | 0 | 154.66 | 0
21.11. | 11 | 269.6644 |  | 111.8764 | 9.588 | 0 | 148.2 | 0
21.11. | 12 | 270.5611 |  | 112.3931 | 9.588 | 0 | 148.58 | 0
21.11. | 13 | 268.955 |  | 112.307 | 9.588 | 0 | 147.06 | 0
21.11. | 14 | 268.9372 |  | 112.4792 | 9.588 | 0 | 146.87 | 0
21.11. | 15 | 268.7144 |  | 111.8764 | 9.588 | 0 | 147.25 | 0
21.11. | 16 | 268.7144 |  | 111.8764 | 9.588 | 0 | 147.25 | 0
21.11. | 17 | 257.5081 |  | 92.6901 | 9.588 | 0 | 155.23 | 0
21.11. | 18 | 258.562 |  | 92.604 | 9.588 | 0 | 156.37 | 0
21.11. | 19 | 258.871 |  | 93.293 | 9.588 | 0 | 155.99 | 0
21.11. | 20 | 256.6318 |  | 91.0538 | 9.588 | 0 | 155.99 | 0
21.11. | 21 | 258.7343 |  | 92.7763 | 9.588 | 0 | 156.37 | 0
21.11. | 22 | 263.7071 |  | 93.3791 | 9.588 | 0 | 160.74 | 0
21.11. | 23 | 265.9187 |  | 93.1207 | 9.588 | 0 | 163.21 | 0
21.11. | 24 | 263.1904 |  | 92.8624 | 9.588 | 0 | 160.74 | 0
22.11. | 1 | 256.1781 |  | 92.6901 | 9.588 | 0 | 153.9 | 0
22.11. | 2 | 261.2549 |  | 93.2069 | 9.588 | 0 | 158.46 | 0
22.11. | 3 | 258.6987 |  | 93.1207 | 9.588 | 0 | 155.99 | 0
22.11. | 4 | 260.8243 |  | 92.7763 | 9.588 | 0 | 158.46 | 0
22.11. | 5 | 259.9426 |  | 93.0346 | 9.588 | 0 | 157.32 | 0
22.11. | 6 | 258.8381 |  | 92.6901 | 9.588 | 0 | 156.56 | 0
22.11. | 7 | 259.441 |  | 93.293 | 9.588 | 0 | 156.56 | 0
22.11. | 8 | 265.6426 |  | 93.0346 | 9.588 | 0 | 163.02 | 0
22.11. | 9 | 260.0491 |  | 92.0011 | 9.588 | 0 | 158.46 | 0
22.11. | 10 | 274.5262 |  | 108.9482 | 9.588 | 0 | 155.99 | 0
22.11. | 11 | 276.5274 |  | 109.8094 | 9.588 | 0 | 157.13 | 0
22.11. | 12 | 254.405 |  | 90.537 | 9.588 | 0 | 154.28 | 0
22.11. | 13 | 274.7668 |  | 111.8488 | 9.588 | 0 | 153.33 | 0
22.11. | 14 | 274.417 |  | 110.929 | 9.588 | 0 | 153.9 | 0
22.11. | 15 | 279.4378 |  | 112.9098 | 9.588 | 0 | 156.94 | 0
22.11. | 16 | 279.9927 |  | 112.1347 | 9.588 | 0 | 158.27 | 0
22.11. | 17 | 266.2126 |  | 93.0346 | 9.588 | 0 | 163.59 | 0
22.11. | 18 | 266.2304 |  | 92.8624 | 9.588 | 0 | 163.78 | 0
22.11. | 19 | 264.951 |  | 93.293 | 9.588 | 0 | 162.07 | 0
22.11. | 20 | 266.1443 |  | 92.7763 | 9.588 | 0 | 163.78 | 0
22.11. | 21 | 269.131 |  | 93.293 | 9.588 | 0 | 166.25 | 0
22.11. | 22 | 266.3849 |  | 93.2069 | 9.588 | 0 | 163.59 | 0
22.11. | 23 | 266.8004 |  | 92.8624 | 9.588 | 0 | 164.35 | 0
22.11. | 24 | 267.8391 |  | 92.0011 | 9.588 | 0 | 166.25 | 0
23.11. | 1 | 264.4369 |  | 91.8289 | 9.588 | 0 | 163.02 | 0
23.11. | 2 | 260.0314 |  | 92.1734 | 9.588 | 0 | 158.27 | 0
23.11. | 3 | 261.8604 |  | 92.8624 | 9.588 | 0 | 159.41 | 0
23.11. | 4 | 260.9787 |  | 93.1207 | 9.588 | 0 | 158.27 | 0
23.11. | 5 | 262.7749 |  | 93.2069 | 9.588 | 0 | 159.98 | 0
23.11. | 6 | 260.1655 |  | 93.6375 | 9.588 | 0 | 156.94 | 0
23.11. | 7 | 257.3687 |  | 93.1207 | 9.588 | 0 | 154.66 | 0
23.11. | 8 | 268.181 |  | 93.293 | 9.588 | 0 | 165.3 | 0
23.11. | 9 | 264.001 |  | 93.293 | 9.588 | 0 | 161.12 | 0
23.11. | 10 | 257.3004 |  | 92.8624 | 9.588 | 0 | 154.85 | 0
23.11. | 11 | 261.0524 |  | 91.4844 | 9.588 | 0 | 159.98 | 0
23.11. | 12 | 261.1385 |  | 91.5705 | 9.588 | 0 | 159.98 | 0
23.11. | 13 | 262.1036 |  | 92.3456 | 9.588 | 0 | 160.17 | 0
23.11. | 14 | 280.8468 |  | 111.8488 | 9.588 | 0 | 159.41 | 0
23.11. | 15 | 279.0356 |  | 110.9876 | 9.588 | 0 | 158.46 | 0
23.11. | 16 | 281.4372 |  | 110.7292 | 9.588 | 0 | 161.12 | 0
23.11. | 17 | 285.7335 |  | 112.3655 | 9.588 | 0 | 163.78 | 0
23.11. | 18 | 271.7547 |  | 100.0967 | 9.588 | 0 | 162.07 | 0
23.11. | 19 | 275.6915 |  | 100.6135 | 9.588 | 0 | 165.49 | 0
23.11. | 20 | 273.2419 |  | 99.4939 | 9.588 | 0 | 164.16 | 0
23.11. | 21 | 274.2221 |  | 101.0441 | 9.588 | 0 | 163.59 | 0
23.11. | 22 | 273.9815 |  | 100.6135 | 9.588 | 0 | 163.78 | 0
23.11. | 23 | 274.0676 |  | 100.6996 | 9.588 | 0 | 163.78 | 0
23.11. | 24 | 275.6054 |  | 100.5274 | 9.588 | 0 | 165.49 | 0
24.11. | 1 | 278.0576 |  | 100.6996 | 9.588 | 0 | 167.77 | 0
24.11. | 2 | 276.6921 |  | 101.0441 | 9.588 | 0 | 166.06 | 0
24.11. | 3 | 270.8554 |  | 100.5274 | 9.588 | 0 | 160.74 | 0
24.11. | 4 | 270.5437 |  | 100.7857 | 9.588 | 0 | 160.17 | 0
24.11. | 5 | 274.8099 |  | 100.8719 | 9.588 | 0 | 164.35 | 0
24.11. | 6 | 272.7376 |  | 100.6996 | 9.588 | 0 | 162.45 | 0
24.11. | 7 | 271.0809 |  | 100.1829 | 9.588 | 0 | 161.31 | 0
24.11. | 8 | 275.0354 |  | 100.5274 | 9.588 | 0 | 164.92 | 0
24.11. | 9 | 274.8986 |  | 100.0106 | 9.588 | 0 | 165.3 | 0
24.11. | 10 | 276.487 |  | 100.269 | 9.588 | 0 | 166.63 | 0
24.11. | 11 | 269.5102 |  | 99.7522 | 9.588 | 0 | 160.17 | 0
24.11. | 12 | 270.7364 |  | 99.8384 | 9.588 | 0 | 161.31 | 0
24.11. | 13 | 272.1676 |  | 100.6996 | 9.588 | 0 | 161.88 | 0
24.11. | 14 | 274.1537 |  | 100.7857 | 9.588 | 0 | 163.78 | 0
24.11. | 15 | 273.4115 |  | 100.6135 | 9.588 | 0 | 163.21 | 0
24.11. | 16 | 274.7921 |  | 101.0441 | 9.588 | 0 | 164.16 | 0
24.11. | 17 | 273.8954 |  | 100.5274 | 9.588 | 0 | 163.78 | 0
24.11. | 18 | 279.337 |  | 100.269 | 9.588 | 0 | 169.48 | 0
24.11. | 19 | 278.9037 |  | 100.7857 | 9.588 | 0 | 168.53 | 0
24.11. | 20 | 275.1268 |  | 98.7188 | 9.588 | 0 | 166.82 | 0
24.11. | 21 | 275.0176 |  | 100.6996 | 9.588 | 0 | 164.73 | 0
24.11. | 22 | 277.5737 |  | 100.7857 | 9.588 | 0 | 167.2 | 0
24.11. | 23 | 275.2431 |  | 100.3551 | 9.588 | 0 | 165.3 | 0
24.11. | 24 | 275.6054 |  | 100.5274 | 9.588 | 0 | 165.49 | 0
25.11. | 1 | 271.3215 |  | 100.6135 | 9.588 | 0 | 161.12 | 0
25.11. | 2 | 271.927 |  | 100.269 | 9.588 | 0 | 162.07 | 0
25.11. | 3 | 272.5831 |  | 100.3551 | 9.588 | 0 | 162.64 | 0
25.11. | 4 | 273.1354 |  | 100.5274 | 9.588 | 0 | 163.02 | 0
25.11. | 5 | 270.7515 |  | 100.6135 | 9.588 | 0 | 160.55 | 0
25.11. | 6 | 264.9654 |  | 100.5274 | 9.588 | 0 | 154.85 | 0
25.11. | 7 | 267.5037 |  | 100.7857 | 9.588 | 0 | 157.13 | 0
25.11. | 8 | 269.2137 |  | 100.7857 | 9.588 | 0 | 158.84 | 0
25.11. | 9 | 274.7237 |  | 100.7857 | 9.588 | 0 | 164.35 | 0
25.11. | 10 | 276.1602 |  | 99.7522 | 9.588 | 0 | 166.82 | 0
25.11. | 11 | 277.7309 |  | 100.1829 | 9.588 | 0 | 167.96 | 0
25.11. | 12 | 277.2621 |  | 101.0441 | 9.588 | 0 | 166.63 | 0
25.11. | 13 | 276.0235 |  | 99.2355 | 9.588 | 0 | 167.2 | 0
25.11. | 14 | 280.2515 |  | 100.6135 | 9.588 | 0 | 170.05 | 0
25.11. | 15 | 278.6454 |  | 100.5274 | 9.588 | 0 | 168.53 | 0
25.11. | 16 | 276.1399 |  | 100.8719 | 9.588 | 0 | 165.68 | 0
25.11. | 17 | 276.2615 |  | 100.6135 | 9.588 | 0 | 166.06 | 0
25.11. | 18 | 276.7631 |  | 100.3551 | 9.588 | 0 | 166.82 | 0
25.11. | 19 | 277.0215 |  | 100.6135 | 9.588 | 0 | 166.82 | 0
25.11. | 20 | 276.2286 |  | 100.0106 | 9.588 | 0 | 166.63 | 0
25.11. | 21 | 278.4731 |  | 100.3551 | 9.588 | 0 | 168.53 | 0
25.11. | 22 | 272.0131 |  | 100.3551 | 9.588 | 0 | 162.07 | 0
25.11. | 23 | 274.5186 |  | 100.0106 | 9.588 | 0 | 164.92 | 0
25.11. | 24 | 279.2837 |  | 100.7857 | 9.588 | 0 | 168.91 | 0
26.11. | 1 | 275.8637 |  | 100.7857 | 9.588 | 0 | 165.49 | 0
26.11. | 2 | 276.3476 |  | 100.6996 | 9.588 | 0 | 166.06 | 0
26.11. | 3 | 275.9676 |  | 100.6996 | 9.588 | 0 | 165.68 | 0
26.11. | 4 | 275.0176 |  | 100.6996 | 9.588 | 0 | 164.73 | 0
26.11. | 5 | 272.5831 |  | 100.3551 | 9.588 | 0 | 162.64 | 0
26.11. | 6 | 272.307 |  | 100.269 | 9.588 | 0 | 162.45 | 0
26.11. | 7 | 272.0815 |  | 100.6135 | 9.588 | 0 | 161.88 | 0
26.11. | 8 | 270.3715 |  | 100.6135 | 9.588 | 0 | 160.17 | 0
26.11. | 9 | 273.0999 |  | 100.8719 | 9.588 | 0 | 162.64 | 0
26.11. | 10 | 268.8035 |  | 99.2355 | 9.588 | 0 | 159.98 | 0
26.11. | 11 | 295.1565 |  | 118.9385 | 9.588 | 0 | 166.63 | 0
26.11. | 12 | 292.0685 |  | 120.0305 | 9.588 | 0 | 162.45 | 0
26.11. | 13 | 293.5379 |  | 119.5999 | 9.588 | 0 | 164.35 | 0
26.11. | 14 | 295.2985 |  | 120.0305 | 9.588 | 0 | 165.68 | 0
26.11. | 15 | 291.1212 |  | 119.0832 | 9.588 | 0 | 162.45 | 0
26.11. | 16 | 294.1408 |  | 120.2028 | 9.588 | 0 | 164.35 | 0
26.11. | 17 | 277.3482 |  | 101.1302 | 9.588 | 0 | 166.63 | 0
26.11. | 18 | 279.2837 |  | 100.7857 | 9.588 | 0 | 168.91 | 0
26.11. | 19 | 276.6237 |  | 100.7857 | 9.588 | 0 | 166.25 | 0
26.11. | 20 | 276.3121 |  | 101.0441 | 9.588 | 0 | 165.68 | 0
26.11. | 21 | 279.3699 |  | 100.8719 | 9.588 | 0 | 168.91 | 0
26.11. | 22 | 278.0576 |  | 100.6996 | 9.588 | 0 | 167.77 | 0
26.11. | 23 | 275.6915 |  | 100.6135 | 9.588 | 0 | 165.49 | 0
26.11. | 24 | 277.7131 |  | 100.3551 | 9.588 | 0 | 167.77 | 0
27.11. | 1 | 273.3937 |  | 100.7857 | 9.588 | 0 | 163.02 | 0
27.11. | 2 | 272.5982 |  | 101.1302 | 9.588 | 0 | 161.88 | 0
27.11. | 3 | 269.2999 |  | 100.8719 | 9.588 | 0 | 158.84 | 0
27.11. | 4 | 268.9731 |  | 100.3551 | 9.588 | 0 | 159.03 | 0
27.11. | 5 | 270.407 |  | 100.269 | 9.588 | 0 | 160.55 | 0
27.11. | 6 | 271.9954 |  | 100.5274 | 9.588 | 0 | 161.88 | 0
27.11. | 7 | 266.1054 |  | 100.5274 | 9.588 | 0 | 155.99 | 0
27.11. | 8 | 268.3374 |  | 99.1494 | 9.588 | 0 | 159.6 | 0
27.11. | 9 | 272.8619 |  | 99.4939 | 9.588 | 0 | 163.78 | 0
27.11. | 10 | 271.6713 |  | 99.0633 | 9.588 | 0 | 163.02 | 0
27.11. | 11 | 273.779 |  | 98.891 | 9.588 | 0 | 165.3 | 0
27.11. | 12 | 269.0947 |  | 100.0967 | 9.588 | 0 | 159.41 | 0
27.11. | 13 | 268.5754 |  | 100.5274 | 9.588 | 0 | 158.46 | 0
27.11. | 14 | 290.1712 |  | 119.0832 | 9.588 | 0 | 161.5 | 0
27.11. | 15 | 286.3712 |  | 119.0832 | 9.588 | 0 | 157.7 | 0
27.11. | 16 | 293.5379 |  | 119.5999 | 9.588 | 0 | 164.35 | 0
27.11. | 17 | 293.8318 |  | 119.5138 | 9.588 | 0 | 164.73 | 0
27.11. | 18 | 277.5737 |  | 100.7857 | 9.588 | 0 | 167.2 | 0
27.11. | 19 | 279.1115 |  | 100.6135 | 9.588 | 0 | 168.91 | 0
27.11. | 20 | 279.3015 |  | 100.6135 | 9.588 | 0 | 169.1 | 0
27.11. | 21 | 239.9013 |  | 62.3533 | 9.588 | 0 | 167.96 | 0
27.11. | 22 | 277.0037 |  | 100.7857 | 9.588 | 0 | 166.63 | 0
27.11. | 23 | 275.5876 |  | 100.6996 | 9.588 | 0 | 165.3 | 0
27.11. | 24 | 274.6376 |  | 100.6996 | 9.588 | 0 | 164.35 | 0
28.11. | 1 | 272.3247 |  | 100.0967 | 9.588 | 0 | 162.64 | 0
28.11. | 2 | 273.3937 |  | 100.7857 | 9.588 | 0 | 163.02 | 0
28.11. | 3 | 275.2076 |  | 100.6996 | 9.588 | 0 | 164.92 | 0
28.11. | 4 | 272.8086 |  | 100.0106 | 9.588 | 0 | 163.21 | 0
28.11. | 5 | 270.4399 |  | 100.8719 | 9.588 | 0 | 159.98 | 0
28.11. | 6 | 271.4254 |  | 100.5274 | 9.588 | 0 | 161.31 | 0
28.11. | 7 | 269.1809 |  | 100.1829 | 9.588 | 0 | 159.41 | 0
28.11. | 8 | 269.3176 |  | 100.6996 | 9.588 | 0 | 159.03 | 0
28.11. | 9 | 253.2197 |  | 88.2117 | 9.588 | 0 | 155.42 | 0
28.11. | 10 | 264.4309 |  | 100.1829 | 9.588 | 0 | 154.66 | 0
28.11. | 11 | 268.079 |  | 98.891 | 9.588 | 0 | 159.6 | 0
28.11. | 12 | 266.0574 |  | 99.1494 | 9.588 | 0 | 157.32 | 0
28.11. | 13 | 272.7909 |  | 100.1829 | 9.588 | 0 | 163.02 | 0
28.11. | 14 | 275.7447 |  | 100.0967 | 9.588 | 0 | 166.06 | 0
28.11. | 15 | 273.3786 |  | 100.0106 | 9.588 | 0 | 163.78 | 0
28.11. | 16 | 270.3386 |  | 100.0106 | 9.588 | 0 | 160.74 | 0
28.11. | 17 | 275.8309 |  | 100.1829 | 9.588 | 0 | 166.06 | 0
28.11. | 18 | 276.2286 |  | 100.0106 | 9.588 | 0 | 166.63 | 0
28.11. | 19 | 279.527 |  | 100.269 | 9.588 | 0 | 169.67 | 0
28.11. | 20 | 272.7047 |  | 100.0967 | 9.588 | 0 | 163.02 | 0
28.11. | 21 | 279.2002 |  | 99.7522 | 9.588 | 0 | 169.86 | 0
28.11. | 22 | 274.6909 |  | 100.1829 | 9.588 | 0 | 164.92 | 0
28.11. | 23 | 274.6376 |  | 100.6996 | 9.588 | 0 | 164.35 | 0
28.11. | 24 | 271.4786 |  | 100.0106 | 9.588 | 0 | 161.88 | 0
29.11. | 1 | 272.0815 |  | 100.6135 | 9.588 | 0 | 161.88 | 0
29.11. | 2 | 258.0037 |  | 100.7857 | 9.588 | 0 | 147.63 | 0
29.11. | 3 | 234.2344 |  | 81.1964 | 9.588 | 0 | 143.45 | 0
29.11. | 4 | 237.9989 |  | 81.5409 | 9.588 | 0 | 146.87 | 0
29.11. | 5 | 256.8309 |  | 100.1829 | 9.588 | 0 | 147.06 | 0
29.11. | 6 | 237.2212 |  | 81.7132 | 9.588 | 0 | 145.92 | 0
29.11. | 7 | 234.6651 |  | 81.6271 | 9.588 | 0 | 143.45 | 0
29.11. | 8 | 258.4015 |  | 100.6135 | 9.588 | 0 | 148.2 | 0
29.11. | 9 | 257.0564 |  | 99.8384 | 9.588 | 0 | 147.63 | 0
29.11. | 10 | 253.7251 |  | 98.9771 | 9.588 | 0 | 145.16 | 0
29.11. | 11 | 252.8435 |  | 99.2355 | 9.588 | 0 | 144.02 | 0
29.11. | 12 | 250.5786 |  | 100.0106 | 9.588 | 0 | 140.98 | 0
29.11. | 13 | 253.3754 |  | 100.5274 | 9.588 | 0 | 143.26 | 0
29.11. | 14 | 252.7015 |  | 100.6135 | 9.588 | 0 | 142.5 | 0
29.11. | 15 | 253.7047 |  | 100.0967 | 9.588 | 0 | 144.02 | 0
29.11. | 16 | 248.0266 |  | 91.3786 | 9.588 | 0 | 147.06 | 0
29.11. | 17 | 250.9832 |  | 90.3452 | 9.588 | 0 | 151.05 | 0
29.11. | 18 | 260.3876 |  | 100.6996 | 9.588 | 0 | 150.1 | 0
29.11. | 19 | 263.0654 |  | 100.5274 | 9.588 | 0 | 152.95 | 0
29.11. | 20 | 275.6435 |  | 99.2355 | 9.588 | 0 | 166.82 | 0
29.11. | 21 | 243.118 |  | 72.22 | 9.588 | 0 | 161.31 | 0
29.11. | 22 | 273.1354 |  | 100.5274 | 9.588 | 0 | 163.02 | 0
29.11. | 23 | 272.2715 |  | 100.6135 | 9.588 | 0 | 162.07 | 0
29.11. | 24 | 269.6976 |  | 100.6996 | 9.588 | 0 | 159.41 | 0
30.11. | 1 | 272.9099 |  | 100.8719 | 9.588 | 0 | 162.45 | 0
30.11. | 2 | 268.9554 |  | 100.5274 | 9.588 | 0 | 158.84 | 0
30.11. | 3 | 222.5923 |  | 55.6843 | 9.588 | 0 | 157.32 | 0
30.11. | 4 | 249.3797 |  | 83.9917 | 9.588 | 0 | 155.8 | 0
30.11. | 5 | 254.1795 |  | 90.8815 | 9.588 | 0 | 153.71 | 0
30.11. | 6 | 245.5797 |  | 83.9917 | 9.588 | 0 | 152 | 0
30.11. | 7 | 244.8729 |  | 83.4749 | 9.588 | 0 | 151.81 | 0
30.11. | 8 | 259.518 |  | 84.25 | 9.588 | 0 | 165.68 | 0
30.11. | 9 | 233.8518 |  | 71.5038 | 9.588 | 0 | 152.76 | 0
30.11. | 10 | 254.2808 |  | 91.7428 | 9.588 | 0 | 152.95 | 0
30.11. | 11 | 225.7623 |  | 71.0143 | 9.588 | 0 | 145.16 | 0
30.11. | 12 | 248.7183 |  | 85.8003 | 9.588 | 0 | 153.33 | 0
30.11. | 13 | 251.9449 |  | 93.2069 | 9.588 | 0 | 149.15 | 0
30.11. | 14 | 262.7084 |  | 98.4604 | 9.588 | 0 | 154.66 | 0
30.11. | 15 | 265.1784 |  | 98.4604 | 9.588 | 0 | 157.13 | 0
30.11. | 16 | 269.9613 |  | 99.0633 | 9.588 | 0 | 161.31 | 0
30.11. | 17 | 259.231 |  | 80.163 | 9.588 | 0 | 169.48 | 0
30.11. | 18 | 257.0016 |  | 80.5936 | 9.588 | 0 | 166.82 | 0
30.11. | 19 | 247.1639 |  | 70.7559 | 9.588 | 0 | 166.82 | 0
30.11. | 20 | 261.3538 |  | 80.7658 | 9.588 | 0 | 171 | 0
30.11. | 21 | 277.7841 |  | 99.6661 | 9.588 | 0 | 168.53 | 0
30.11. | 22 | 255.1344 |  | 81.1964 | 9.588 | 0 | 164.35 | 0
30.11. | 23 | 269.8574 |  | 99.1494 | 9.588 | 0 | 161.12 | 0
30.11. | 24 | 274.3286 |  | 100.0106 | 9.588 | 0 | 164.73 | 0
01.12. | 1 | 277.2799 |  | 100.8719 | 9.588 | 0 | 166.82 | 0
01.12. | 2 | 271.1999 |  | 100.8719 | 9.588 | 0 | 160.74 | 0
01.12. | 3 | 259.957 |  | 100.269 | 9.588 | 0 | 150.1 | 0
01.12. | 4 | 260.3699 |  | 100.8719 | 9.588 | 0 | 149.91 | 0
01.12. | 5 | 230.6819 |  | 72.1339 | 9.588 | 0 | 148.96 | 0
01.12. | 6 | 249.5399 |  | 100.8719 | 9.588 | 0 | 139.08 | 0
01.12. | 7 | 261.1654 |  | 100.5274 | 9.588 | 0 | 151.05 | 0
01.12. | 8 | 232.6351 |  | 71.6171 | 9.588 | 0 | 151.43 | 0
01.12. | 9 | 232.1157 |  | 72.0477 | 9.588 | 0 | 150.48 | 0
01.12. | 10 | 239.1567 |  | 81.3687 | 9.588 | 0 | 148.2 | 0
01.12. | 11 | 238.1055 |  | 80.5075 | 9.588 | 0 | 148.01 | 0
01.12. | 12 | 260.3751 |  | 98.9771 | 9.588 | 0 | 151.81 | 0
01.12. | 13 | 267.9015 |  | 100.6135 | 9.588 | 0 | 157.7 | 0
01.12. | 14 | 266.1409 |  | 100.1829 | 9.588 | 0 | 156.37 | 0
01.12. | 15 | 266.0396 |  | 99.3216 | 9.588 | 0 | 157.13 | 0
01.12. | 16 | 272.0131 |  | 100.3551 | 9.588 | 0 | 162.07 | 0
01.12. | 17 | 276.1221 |  | 101.0441 | 9.588 | 0 | 165.49 | 0
01.12. | 18 | 278.3896 |  | 99.3216 | 9.588 | 0 | 169.48 | 0
01.12. | 19 | 279.2837 |  | 100.7857 | 9.588 | 0 | 168.91 | 0
01.12. | 20 | 246.7635 |  | 71.8755 | 9.588 | 0 | 165.3 | 0
01.12. | 21 | 246.1074 |  | 71.7894 | 9.588 | 0 | 164.73 | 0
01.12. | 22 | 269.0415 |  | 100.6135 | 9.588 | 0 | 158.84 | 0
01.12. | 23 | 273.9815 |  | 100.6135 | 9.588 | 0 | 163.78 | 0
01.12. | 24 | 270.4576 |  | 100.6996 | 9.588 | 0 | 160.17 | 0
02.12. | 1 | 272.9099 |  | 100.8719 | 9.588 | 0 | 162.45 | 0
02.12. | 2 | 269.8876 |  | 100.6996 | 9.588 | 0 | 159.6 | 0
02.12. | 3 | 267.5037 |  | 100.7857 | 9.588 | 0 | 157.13 | 0
02.12. | 4 | 241.3219 |  | 72.1339 | 9.588 | 0 | 159.6 | 0
02.12. | 5 | 275.8815 |  | 100.6135 | 9.588 | 0 | 165.68 | 0
02.12. | 6 | 247.8023 |  | 71.0143 | 9.588 | 0 | 167.2 | 0
02.12. | 7 | 246.6774 |  | 71.7894 | 9.588 | 0 | 165.3 | 0
02.12. | 8 | 272.9099 |  | 100.8719 | 9.588 | 0 | 162.45 | 0
02.12. | 9 | 265.5682 |  | 101.1302 | 9.588 | 0 | 154.85 | 0
02.12. | 10 | 232.9441 |  | 72.3061 | 9.588 | 0 | 151.05 | 0
02.12. | 11 | 244.7951 |  | 71.6171 | 9.588 | 0 | 163.59 | 0
02.12. | 12 | 249.34 |  | 70.842 | 9.588 | 0 | 168.91 | 0
02.12. | 13 | 278.4882 |  | 101.1302 | 9.588 | 0 | 167.77 | 0
02.12. | 14 | 279.5954 |  | 100.5274 | 9.588 | 0 | 169.48 | 0
02.12. | 15 | 278.4882 |  | 101.1302 | 9.588 | 0 | 167.77 | 0
02.12. | 16 | 251.6502 |  | 72.3922 | 9.588 | 0 | 169.67 | 0
02.12. | 17 | 279.7854 |  | 100.5274 | 9.588 | 0 | 169.67 | 0
02.12. | 18 | 280.3882 |  | 101.1302 | 9.588 | 0 | 169.67 | 0
02.12. | 19 | 250.3025 |  | 72.5645 | 9.588 | 0 | 168.15 | 0
02.12. | 20 | 258.8483 |  | 81.1103 | 9.588 | 0 | 168.15 | 0
02.12. | 21 | 280.1982 |  | 101.1302 | 9.588 | 0 | 169.48 | 0
02.12. | 22 | 279.7676 |  | 100.6996 | 9.588 | 0 | 169.48 | 0
02.12. | 23 | 279.0405 |  | 101.3025 | 9.588 | 0 | 168.15 | 0
02.12. | 24 | 277.5737 |  | 100.7857 | 9.588 | 0 | 167.2 | 0
03.12. | 1 | 275.5876 |  | 100.6996 | 9.588 | 0 | 165.3 | 0
03.12. | 2 | 276.9176 |  | 100.6996 | 9.588 | 0 | 166.63 | 0
03.12. | 3 | 270.4399 |  | 100.8719 | 9.588 | 0 | 159.98 | 0
03.12. | 4 | 273.0137 |  | 100.7857 | 9.588 | 0 | 162.64 | 0
03.12. | 5 | 275.6382 |  | 101.1302 | 9.588 | 0 | 164.92 | 0
03.12. | 6 | 265.847 |  | 100.269 | 9.588 | 0 | 155.99 | 0
03.12. | 7 | 270.3182 |  | 101.1302 | 9.588 | 0 | 159.6 | 0
03.12. | 8 | 269.9737 |  | 100.7857 | 9.588 | 0 | 159.6 | 0
03.12. | 9 | 275.7243 |  | 101.2163 | 9.588 | 0 | 164.92 | 0
03.12. | 10 | 278.6782 |  | 101.1302 | 9.588 | 0 | 167.96 | 0
03.12. | 11 | 278.9241 |  | 99.6661 | 9.588 | 0 | 169.67 | 0
03.12. | 12 | 274.4733 |  | 97.6853 | 9.588 | 0 | 167.2 | 0
03.12. | 13 | 279.5599 |  | 100.8719 | 9.588 | 0 | 169.1 | 0
03.12. | 14 | 282.0982 |  | 101.1302 | 9.588 | 0 | 171.38 | 0
03.12. | 15 | 279.7854 |  | 100.5274 | 9.588 | 0 | 169.67 | 0
03.12. | 16 | 280.5454 |  | 100.5274 | 9.588 | 0 | 170.43 | 0
03.12. | 17 | 279.8564 |  | 99.8384 | 9.588 | 0 | 170.43 | 0
03.12. | 18 | 277.7309 |  | 100.1829 | 9.588 | 0 | 167.96 | 0
03.12. | 19 | 258.4589 |  | 86.2309 | 9.588 | 0 | 162.64 | 0
03.12. | 20 | 275.4535 |  | 99.2355 | 9.588 | 0 | 166.63 | 0
03.12. | 21 | 280.5782 |  | 101.1302 | 9.588 | 0 | 169.86 | 0
03.12. | 22 | 277.817 |  | 100.269 | 9.588 | 0 | 167.96 | 0
03.12. | 23 | 276.9709 |  | 100.1829 | 9.588 | 0 | 167.2 | 0
03.12. | 24 | 275.1215 |  | 100.6135 | 9.588 | 0 | 164.92 | 0
04.12. | 1 | 275.347 |  | 100.269 | 9.588 | 0 | 165.49 | 0
04.12. | 2 | 277.0543 |  | 101.2163 | 9.588 | 0 | 166.25 | 0
04.12. | 3 | 275.5015 |  | 100.6135 | 9.588 | 0 | 165.3 | 0
04.12. | 4 | 275.9676 |  | 100.6996 | 9.588 | 0 | 165.68 | 0
04.12. | 5 | 274.5843 |  | 101.2163 | 9.588 | 0 | 163.78 | 0
04.12. | 6 | 273.7586 |  | 100.0106 | 9.588 | 0 | 164.16 | 0
04.12. | 7 | 274.1537 |  | 100.7857 | 9.588 | 0 | 163.78 | 0
04.12. | 8 | 270.8554 |  | 100.5274 | 9.588 | 0 | 160.74 | 0
04.12. | 9 | 266.4702 |  | 99.7522 | 9.588 | 0 | 157.13 | 0
04.12. | 10 | 263.4809 |  | 100.1829 | 9.588 | 0 | 153.71 | 0
04.12. | 11 | 266.6602 |  | 99.7522 | 9.588 | 0 | 157.32 | 0
04.12. | 12 | 270.8402 |  | 99.7522 | 9.588 | 0 | 161.5 | 0
04.12. | 13 | 267.6635 |  | 99.2355 | 9.588 | 0 | 158.84 | 0
04.12. | 14 | 267.1264 |  | 99.8384 | 9.588 | 0 | 157.7 | 0
04.12. | 15 | 269.4721 |  | 101.0441 | 9.588 | 0 | 158.84 | 0
04.12. | 16 | 266.7898 |  | 96.6518 | 9.588 | 0 | 160.55 | 0
04.12. | 17 | 262.4047 |  | 95.8767 | 9.588 | 0 | 156.94 | 0
04.12. | 18 | 265.9818 |  | 95.2738 | 9.588 | 0 | 161.12 | 0
04.12. | 19 | 267.3322 |  | 94.1542 | 9.588 | 0 | 163.59 | 0
04.12. | 20 | 270.3341 |  | 95.4461 | 9.588 | 0 | 165.3 | 0
04.12. | 21 | 267.9147 |  | 95.8767 | 9.588 | 0 | 162.45 | 0
04.12. | 22 | 269.7108 |  | 95.9628 | 9.588 | 0 | 164.16 | 0
04.12. | 23 | 269.2447 |  | 95.8767 | 9.588 | 0 | 163.78 | 0
04.12. | 24 | 270.8508 |  | 95.9628 | 9.588 | 0 | 165.3 | 0
05.12. | 1 | 271.0408 |  | 95.9628 | 9.588 | 0 | 165.49 | 0
05.12. | 2 | 268.5353 |  | 96.3073 | 9.588 | 0 | 162.64 | 0
05.12. | 3 | 264.0792 |  | 96.2212 | 9.588 | 0 | 158.27 | 0
05.12. | 4 | 259.7579 |  | 91.1399 | 9.588 | 0 | 159.03 | 0
05.12. | 5 | 260.9663 |  | 91.3983 | 9.588 | 0 | 159.98 | 0
05.12. | 6 | 259.9985 |  | 91.5705 | 9.588 | 0 | 158.84 | 0
05.12. | 7 | 261.46 |  | 93.982 | 9.588 | 0 | 157.89 | 0
05.12. | 8 | 262.8584 |  | 94.2404 | 9.588 | 0 | 159.03 | 0
05.12. | 9 | 263.8084 |  | 94.2404 | 9.588 | 0 | 159.98 | 0
05.12. | 10 | 260.8617 |  | 97.9437 | 9.588 | 0 | 153.33 | 0
05.12. | 11 | 261.3153 |  | 96.3073 | 9.588 | 0 | 155.42 | 0
05.12. | 12 | 223.468 |  | 58.65 | 9.588 | 0 | 155.23 | 0
05.12. | 13 | 269.1204 |  | 97.0824 | 9.588 | 0 | 162.45 | 0
05.12. | 14 | 266.4249 |  | 97.4269 | 9.588 | 0 | 159.41 | 0
05.12. | 15 | 268.3072 |  | 97.5992 | 9.588 | 0 | 161.12 | 0
05.12. | 16 | 266.63 |  | 98.202 | 9.588 | 0 | 158.84 | 0
05.12. | 17 | 264.9582 |  | 96.9102 | 9.588 | 0 | 158.46 | 0
05.12. | 18 | 260.9504 |  | 97.0824 | 9.588 | 0 | 154.28 | 0
05.12. | 19 | 268.3098 |  | 96.6518 | 9.588 | 0 | 162.07 | 0
05.12. | 20 | 269.1257 |  | 95.1877 | 9.588 | 0 | 164.35 | 0
05.12. | 21 | 271.6765 |  | 97.1685 | 9.588 | 0 | 164.92 | 0
05.12. | 22 | 268.0337 |  | 96.5657 | 9.588 | 0 | 161.88 | 0
05.12. | 23 | 271.2788 |  | 97.3408 | 9.588 | 0 | 164.35 | 0
05.12. | 24 | 270.5188 |  | 97.3408 | 9.588 | 0 | 163.59 | 0
06.12. | 1 | 269.3788 |  | 97.3408 | 9.588 | 0 | 162.45 | 0
06.12. | 2 | 267.4788 |  | 97.3408 | 9.588 | 0 | 160.55 | 0
06.12. | 3 | 264.6998 |  | 96.6518 | 9.588 | 0 | 158.46 | 0
06.12. | 4 | 266.1514 |  | 96.3934 | 9.588 | 0 | 160.17 | 0
06.12. | 5 | 263.5598 |  | 96.6518 | 9.588 | 0 | 157.32 | 0
06.12. | 6 | 263.0963 |  | 95.6183 | 9.588 | 0 | 157.89 | 0
06.12. | 7 | 258.3614 |  | 96.3934 | 9.588 | 0 | 152.38 | 0
06.12. | 8 | 264.7353 |  | 96.3073 | 9.588 | 0 | 158.84 | 0
06.12. | 9 | 263.7143 |  | 96.9963 | 9.588 | 0 | 157.13 | 0
06.12. | 10 | 266.2704 |  | 97.0824 | 9.588 | 0 | 159.6 | 0
06.12. | 11 | 261.2292 |  | 96.2212 | 9.588 | 0 | 155.42 | 0
06.12. | 12 | 261.27 |  | 93.982 | 9.588 | 0 | 157.7 | 0
06.12. | 13 | 252.6667 |  | 94.4987 | 9.588 | 0 | 148.58 | 0
06.12. | 14 | 261.9004 |  | 97.0824 | 9.588 | 0 | 155.23 | 0
06.12. | 15 | 265.4749 |  | 97.4269 | 9.588 | 0 | 158.46 | 0
06.12. | 16 | 263.8865 |  | 97.1685 | 9.588 | 0 | 157.13 | 0
06.12. | 17 | 264.9404 |  | 97.0824 | 9.588 | 0 | 158.27 | 0
06.12. | 18 | 270.1388 |  | 97.3408 | 9.588 | 0 | 163.21 | 0
06.12. | 19 | 274.9065 |  | 97.1685 | 9.588 | 0 | 168.15 | 0
06.12. | 20 | 260.0453 |  | 80.9773 | 9.588 | 0 | 169.48 | 0
06.12. | 21 | 266.4177 |  | 93.8097 | 9.588 | 0 | 163.02 | 0
06.12. | 22 | 274.871 |  | 97.513 | 9.588 | 0 | 167.77 | 0
06.12. | 23 | 272.7482 |  | 96.9102 | 9.588 | 0 | 166.25 | 0
06.12. | 24 | 272.52 |  | 98.202 | 9.588 | 0 | 164.73 | 0
07.12. | 1 | 272.6239 |  | 98.1159 | 9.588 | 0 | 164.92 | 0
07.12. | 2 | 271.9678 |  | 98.0298 | 9.588 | 0 | 164.35 | 0
07.12. | 3 | 258.5363 |  | 95.6183 | 9.588 | 0 | 153.33 | 0
07.12. | 4 | 269.3335 |  | 95.0155 | 9.588 | 0 | 164.73 | 0
07.12. | 5 | 261.0241 |  | 95.4461 | 9.588 | 0 | 155.99 | 0
07.12. | 6 | 269.1914 |  | 96.3934 | 9.588 | 0 | 163.21 | 0
07.12. | 7 | 267.0508 |  | 95.9628 | 9.588 | 0 | 161.5 | 0
07.12. | 8 | 263.6992 |  | 96.2212 | 9.588 | 0 | 157.89 | 0
07.12. | 9 | 261.4343 |  | 96.9963 | 9.588 | 0 | 154.85 | 0
07.12. | 10 | 261.4165 |  | 97.1685 | 9.588 | 0 | 154.66 | 0
07.12. | 11 | 264.6669 |  | 96.0489 | 9.588 | 0 | 159.03 | 0
07.12. | 12 | 264.3021 |  | 96.8241 | 9.588 | 0 | 157.89 | 0
07.12. | 13 | 272.0131 |  | 100.3551 | 9.588 | 0 | 162.07 | 0
07.12. | 14 | 274.5009 |  | 100.1829 | 9.588 | 0 | 164.73 | 0
07.12. | 15 | 272.877 |  | 100.269 | 9.588 | 0 | 163.02 | 0
07.12. | 16 | 277.3154 |  | 100.5274 | 9.588 | 0 | 167.2 | 0
07.12. | 17 | 275.4864 |  | 99.8384 | 9.588 | 0 | 166.06 | 0
07.12. | 18 | 277.4015 |  | 100.6135 | 9.588 | 0 | 167.2 | 0
07.12. | 19 | 272.5502 |  | 99.7522 | 9.588 | 0 | 163.21 | 0
07.12. | 20 | 273.7586 |  | 100.0106 | 9.588 | 0 | 164.16 | 0
07.12. | 21 | 277.8854 |  | 100.5274 | 9.588 | 0 | 167.77 | 0
07.12. | 22 | 276.7454 |  | 100.5274 | 9.588 | 0 | 166.63 | 0
07.12. | 23 | 275.7954 |  | 100.5274 | 9.588 | 0 | 165.68 | 0
07.12. | 24 | 276.5199 |  | 100.8719 | 9.588 | 0 | 166.06 | 0
08.12. | 1 | 276.8847 |  | 100.0967 | 9.588 | 0 | 167.2 | 0
08.12. | 2 | 275.2937 |  | 100.7857 | 9.588 | 0 | 164.92 | 0
08.12. | 3 | 271.6305 |  | 101.3025 | 9.588 | 0 | 160.74 | 0
08.12. | 4 | 274.6199 |  | 100.8719 | 9.588 | 0 | 164.16 | 0
08.12. | 5 | 273.3254 |  | 100.5274 | 9.588 | 0 | 163.21 | 0
08.12. | 6 | 273.6699 |  | 100.8719 | 9.588 | 0 | 163.21 | 0
08.12. | 7 | 271.5799 |  | 100.8719 | 9.588 | 0 | 161.12 | 0
08.12. | 8 | 272.2715 |  | 100.6135 | 9.588 | 0 | 162.07 | 0
08.12. | 9 | 272.9809 |  | 100.1829 | 9.588 | 0 | 163.21 | 0
08.12. | 10 | 269.5964 |  | 99.8384 | 9.588 | 0 | 160.17 | 0
08.12. | 11 | 269.6319 |  | 99.4939 | 9.588 | 0 | 160.55 | 0
08.12. | 12 | 272.2919 |  | 99.4939 | 9.588 | 0 | 163.21 | 0
08.12. | 13 | 269.9764 |  | 99.8384 | 9.588 | 0 | 160.55 | 0
08.12. | 14 | 265.5709 |  | 100.1829 | 9.588 | 0 | 155.8 | 0
08.12. | 15 | 268.0409 |  | 100.1829 | 9.588 | 0 | 158.27 | 0
08.12. | 16 | 274.4706 |  | 98.6326 | 9.588 | 0 | 166.25 | 0
08.12. | 17 | 276.0209 |  | 100.1829 | 9.588 | 0 | 166.25 | 0
08.12. | 18 | 277.4343 |  | 101.2163 | 9.588 | 0 | 166.63 | 0
08.12. | 19 | 277.9182 |  | 101.1302 | 9.588 | 0 | 167.2 | 0
08.12. | 20 | 274.2399 |  | 100.8719 | 9.588 | 0 | 163.78 | 0
08.12. | 21 | 271.1821 |  | 101.0441 | 9.588 | 0 | 160.55 | 0
08.12. | 22 | 274.4147 |  | 100.0967 | 9.588 | 0 | 164.73 | 0
08.12. | 23 | 273.4647 |  | 100.0967 | 9.588 | 0 | 163.78 | 0
08.12. | 24 | 276.5731 |  | 100.3551 | 9.588 | 0 | 166.63 | 0
09.12. | 1 | 272.8566 |  | 101.3886 | 9.588 | 0 | 161.88 | 0
09.12. | 2 | 271.9599 |  | 100.8719 | 9.588 | 0 | 161.5 | 0
09.12. | 3 | 274.0143 |  | 101.2163 | 9.588 | 0 | 163.21 | 0
09.12. | 4 | 273.3405 |  | 101.3025 | 9.588 | 0 | 162.45 | 0
09.12. | 5 | 274.9315 |  | 100.6135 | 9.588 | 0 | 164.73 | 0
09.12. | 6 | 272.7021 |  | 101.0441 | 9.588 | 0 | 162.07 | 0
09.12. | 7 | 269.9613 |  | 99.0633 | 9.588 | 0 | 161.31 | 0
09.12. | 8 | 273.7231 |  | 100.3551 | 9.588 | 0 | 163.78 | 0
09.12. | 9 | 268.221 |  | 97.513 | 9.588 | 0 | 161.12 | 0
09.12. | 10 | 269.5182 |  | 96.9102 | 9.588 | 0 | 163.02 | 0
09.12. | 11 | 274.8631 |  | 100.3551 | 9.588 | 0 | 164.92 | 0
09.12. | 12 | 271.808 |  | 99.58 | 9.588 | 0 | 162.64 | 0
09.12. | 13 | 272.7047 |  | 100.0967 | 9.588 | 0 | 163.02 | 0
09.12. | 14 | 261.2009 |  | 100.1829 | 9.588 | 0 | 151.43 | 0
09.12. | 15 | 276.4541 |  | 99.6661 | 9.588 | 0 | 167.2 | 0
09.12. | 16 | 277.4015 |  | 100.6135 | 9.588 | 0 | 167.2 | 0
09.12. | 17 | 277.3482 |  | 101.1302 | 9.588 | 0 | 166.63 | 0
09.12. | 18 | 276.8315 |  | 100.6135 | 9.588 | 0 | 166.63 | 0
09.12. | 19 | 274.088 |  | 99.58 | 9.588 | 0 | 164.92 | 0
09.12. | 20 | 279.2686 |  | 100.0106 | 9.588 | 0 | 169.67 | 0
09.12. | 21 | 280.1654 |  | 100.5274 | 9.588 | 0 | 170.05 | 0
09.12. | 22 | 272.0815 |  | 100.6135 | 9.588 | 0 | 161.88 | 0
09.12. | 23 | 277.0543 |  | 101.2163 | 9.588 | 0 | 166.25 | 0
09.12. | 24 | 279.337 |  | 100.269 | 9.588 | 0 | 169.48 | 0
10.12. | 1 | 280.8037 |  | 100.7857 | 9.588 | 0 | 170.43 | 0
10.12. | 2 | 278.8176 |  | 100.6996 | 9.588 | 0 | 168.53 | 0
10.12. | 3 | 277.1076 |  | 100.6996 | 9.588 | 0 | 166.82 | 0
10.12. | 4 | 276.487 |  | 100.269 | 9.588 | 0 | 166.63 | 0
10.12. | 5 | 274.2931 |  | 100.3551 | 9.588 | 0 | 164.35 | 0
10.12. | 6 | 264.6741 |  | 99.6661 | 9.588 | 0 | 155.42 | 0
10.12. | 7 | 273.0999 |  | 100.8719 | 9.588 | 0 | 162.64 | 0
10.12. | 8 | 274.4654 |  | 100.5274 | 9.588 | 0 | 164.35 | 0
10.12. | 9 | 272.877 |  | 100.269 | 9.588 | 0 | 163.02 | 0
10.12. | 10 | 272.1347 |  | 100.0967 | 9.588 | 0 | 162.45 | 0
10.12. | 11 | 259.5947 |  | 100.0967 | 9.588 | 0 | 149.91 | 0
10.12. | 12 | 257.7986 |  | 100.0106 | 9.588 | 0 | 148.2 | 0
10.12. | 13 | 260.7347 |  | 100.0967 | 9.588 | 0 | 151.05 | 0
10.12. | 14 | 260.7702 |  | 99.7522 | 9.588 | 0 | 151.43 | 0
10.12. | 15 | 261.5809 |  | 100.1829 | 9.588 | 0 | 151.81 | 0
10.12. | 16 | 263.8431 |  | 100.3551 | 9.588 | 0 | 153.9 | 0
10.12. | 17 | 262.0115 |  | 100.6135 | 9.588 | 0 | 151.81 | 0
10.12. | 18 | 259.4199 |  | 100.8719 | 9.588 | 0 | 148.96 | 0
10.12. | 19 | 263.1843 |  | 101.2163 | 9.588 | 0 | 152.38 | 0
10.12. | 20 | 263.8786 |  | 100.0106 | 9.588 | 0 | 154.28 | 0
10.12. | 21 | 264.4282 |  | 101.1302 | 9.588 | 0 | 153.71 | 0
10.12. | 22 | 259.861 |  | 97.513 | 9.588 | 0 | 152.76 | 0
10.12. | 23 | 249.7517 |  | 86.8337 | 9.588 | 0 | 153.33 | 0
10.12. | 24 | 248.3383 |  | 85.8003 | 9.588 | 0 | 152.95 | 0
11.12. | 1 | 260.6815 |  | 100.6135 | 9.588 | 0 | 150.48 | 0
11.12. | 2 | 257.1576 |  | 100.6996 | 9.588 | 0 | 146.87 | 0
11.12. | 3 | 258.3509 |  | 100.1829 | 9.588 | 0 | 148.58 | 0
11.12. | 4 | 257.0564 |  | 99.8384 | 9.588 | 0 | 147.63 | 0
11.12. | 5 | 257.0031 |  | 100.3551 | 9.588 | 0 | 147.06 | 0
11.12. | 6 | 256.1419 |  | 99.4939 | 9.588 | 0 | 147.06 | 0
11.12. | 7 | 256.1241 |  | 99.6661 | 9.588 | 0 | 146.87 | 0
11.12. | 8 | 252.4484 |  | 98.4604 | 9.588 | 0 | 144.4 | 0
11.12. | 9 | 252.6233 |  | 97.6853 | 9.588 | 0 | 145.35 | 0
11.12. | 10 | 254.0696 |  | 99.3216 | 9.588 | 0 | 145.16 | 0
11.12. | 11 | 251.7896 |  | 99.3216 | 9.588 | 0 | 142.88 | 0
11.12. | 12 | 249.6819 |  | 99.4939 | 9.588 | 0 | 140.6 | 0
11.12. | 13 | 245.0535 |  | 99.2355 | 9.588 | 0 | 136.23 | 0
11.12. | 14 | 248.6964 |  | 99.8384 | 9.588 | 0 | 139.27 | 0
11.12. | 15 | 242.2911 |  | 86.4031 | 9.588 | 0 | 146.3 | 0
11.12. | 16 | 251.2019 |  | 99.4939 | 9.588 | 0 | 142.12 | 0
11.12. | 17 | 252.1999 |  | 100.8719 | 9.588 | 0 | 141.74 | 0
11.12. | 18 | 250.8902 |  | 99.7522 | 9.588 | 0 | 141.55 | 0
11.12. | 19 | 254.4647 |  | 100.0967 | 9.588 | 0 | 144.78 | 0
11.12. | 20 | 252.8764 |  | 99.8384 | 9.588 | 0 | 143.45 | 0
11.12. | 21 | 254.2951 |  | 98.9771 | 9.588 | 0 | 145.73 | 0
11.12. | 22 | 256.5547 |  | 100.0967 | 9.588 | 0 | 146.87 | 0
11.12. | 23 | 255.6251 |  | 98.9771 | 9.588 | 0 | 147.06 | 0
11.12. | 24 | 238.0684 |  | 83.1304 | 9.588 | 0 | 145.35 | 0
12.12. | 1 | 236.6346 |  | 83.2166 | 9.588 | 0 | 143.83 | 0
12.12. | 2 | 226.9952 |  | 83.6472 | 9.588 | 0 | 133.76 | 0
12.12. | 3 | 192.4587 |  | 47.9707 | 9.588 | 0 | 134.9 | 0
12.12. | 4 | 200.1698 |  | 51.5018 | 9.588 | 0 | 139.08 | 0
12.12. | 5 | 201.008 |  | 54.43 | 9.588 | 0 | 136.99 | 0
12.12. | 6 | 207.2976 |  | 59.7696 | 9.588 | 0 | 137.94 | 0
12.12. | 7 | 250.3255 |  | 97.8575 | 9.588 | 0 | 142.88 | 0
12.12. | 8 | 253.2564 |  | 99.8384 | 9.588 | 0 | 143.83 | 0
12.12. | 9 | 239.389 |  | 98.891 | 9.588 | 0 | 130.91 | 0
12.12. | 10 | 244.1719 |  | 99.4939 | 9.588 | 0 | 135.09 | 0
12.12. | 11 | 243.7821 |  | 96.8241 | 9.588 | 0 | 137.37 | 0
12.12. | 12 | 243.7926 |  | 93.0346 | 9.588 | 0 | 141.17 | 0
12.12. | 13 | 247.1054 |  | 100.5274 | 9.588 | 0 | 136.99 | 0
12.12. | 14 | 250.0796 |  | 99.3216 | 9.588 | 0 | 141.17 | 0
12.12. | 15 | 248.8686 |  | 100.0106 | 9.588 | 0 | 139.27 | 0
12.12. | 16 | 247.987 |  | 100.269 | 9.588 | 0 | 138.13 | 0
12.12. | 17 | 251.9237 |  | 100.7857 | 9.588 | 0 | 141.55 | 0
12.12. | 18 | 252.8231 |  | 100.3551 | 9.588 | 0 | 142.88 | 0
12.12. | 19 | 258.5231 |  | 100.3551 | 9.588 | 0 | 148.58 | 0
12.12. | 20 | 257.8341 |  | 99.6661 | 9.588 | 0 | 148.58 | 0
12.12. | 21 | 258.6599 |  | 100.8719 | 9.588 | 0 | 148.2 | 0
12.12. | 22 | 258.3837 |  | 100.7857 | 9.588 | 0 | 148.01 | 0
12.12. | 23 | 259.0399 |  | 100.8719 | 9.588 | 0 | 148.58 | 0
12.12. | 24 | 260.3699 |  | 100.8719 | 9.588 | 0 | 149.91 | 0
13.12. | 1 | 256.1215 |  | 100.6135 | 9.588 | 0 | 145.92 | 0
13.12. | 2 | 257.0715 |  | 100.6135 | 9.588 | 0 | 146.87 | 0
13.12. | 3 | 255.1182 |  | 101.1302 | 9.588 | 0 | 144.4 | 0
13.12. | 4 | 254.6521 |  | 101.0441 | 9.588 | 0 | 144.02 | 0
13.12. | 5 | 254.1709 |  | 100.1829 | 9.588 | 0 | 144.4 | 0
13.12. | 6 | 253.5982 |  | 101.1302 | 9.588 | 0 | 142.88 | 0
13.12. | 7 | 252.6154 |  | 100.5274 | 9.588 | 0 | 142.5 | 0
13.12. | 8 | 249.4386 |  | 100.0106 | 9.588 | 0 | 139.84 | 0
13.12. | 9 | 249.507 |  | 100.269 | 9.588 | 0 | 139.65 | 0
13.12. | 10 | 242.1004 |  | 92.8624 | 9.588 | 0 | 139.65 | 0
13.12. | 11 | 244.661 |  | 97.513 | 9.588 | 0 | 137.56 | 0
13.12. | 12 | 232.5777 |  | 80.6797 | 9.588 | 0 | 142.31 | 0
13.12. | 13 | 252.1013 |  | 99.0633 | 9.588 | 0 | 143.45 | 0
13.12. | 14 | 253.7402 |  | 99.7522 | 9.588 | 0 | 144.4 | 0
13.12. | 15 | 258.7815 |  | 100.6135 | 9.588 | 0 | 148.58 | 0
13.12. | 16 | 258.8676 |  | 100.6996 | 9.588 | 0 | 148.58 | 0
13.12. | 17 | 261.5809 |  | 100.1829 | 9.588 | 0 | 151.81 | 0
13.12. | 18 | 262.7209 |  | 100.1829 | 9.588 | 0 | 152.95 | 0
13.12. | 19 | 262.7209 |  | 100.1829 | 9.588 | 0 | 152.95 | 0
13.12. | 20 | 265.039 |  | 98.891 | 9.588 | 0 | 156.56 | 0
13.12. | 21 | 262.4954 |  | 100.5274 | 9.588 | 0 | 152.38 | 0
13.12. | 22 | 246.0651 |  | 81.6271 | 9.588 | 0 | 154.85 | 0
13.12. | 23 | 245.1151 |  | 81.6271 | 9.588 | 0 | 153.9 | 0
13.12. | 24 | 235.257 |  | 72.909 | 9.588 | 0 | 152.76 | 0
14.12. | 1 | 258.8321 |  | 101.0441 | 9.588 | 0 | 148.2 | 0
14.12. | 2 | 259.5921 |  | 101.0441 | 9.588 | 0 | 148.96 | 0
14.12. | 3 | 259.2627 |  | 101.4747 | 9.588 | 0 | 148.2 | 0
14.12. | 4 | 256.6382 |  | 101.1302 | 9.588 | 0 | 145.92 | 0
14.12. | 5 | 256.4482 |  | 101.1302 | 9.588 | 0 | 145.73 | 0
14.12. | 6 | 257.5021 |  | 101.0441 | 9.588 | 0 | 146.87 | 0
14.12. | 7 | 257.2437 |  | 100.7857 | 9.588 | 0 | 146.87 | 0
14.12. | 8 | 252.9243 |  | 101.2163 | 9.588 | 0 | 142.12 | 0
14.12. | 9 | 233.4567 |  | 81.3687 | 9.588 | 0 | 142.5 | 0
14.12. | 10 | 255.1031 |  | 100.3551 | 9.588 | 0 | 145.16 | 0
14.12. | 11 | 255.5186 |  | 100.0106 | 9.588 | 0 | 145.92 | 0
14.12. | 12 | 252.8488 |  | 97.3408 | 9.588 | 0 | 145.92 | 0
14.12. | 13 | 254.4345 |  | 98.5465 | 9.588 | 0 | 146.3 | 0
14.12. | 14 | 253.9684 |  | 98.4604 | 9.588 | 0 | 145.92 | 0
14.12. | 15 | 248.5037 |  | 100.7857 | 9.588 | 0 | 138.13 | 0
14.12. | 16 | 252.7015 |  | 100.6135 | 9.588 | 0 | 142.5 | 0
14.12. | 17 | 256.2431 |  | 100.3551 | 9.588 | 0 | 146.3 | 0
14.12. | 18 | 260.7676 |  | 100.6996 | 9.588 | 0 | 150.48 | 0
14.12. | 19 | 261.4974 |  | 99.1494 | 9.588 | 0 | 152.76 | 0
14.12. | 20 | 264.0837 |  | 100.7857 | 9.588 | 0 | 153.71 | 0
14.12. | 21 | 262.7564 |  | 99.8384 | 9.588 | 0 | 153.33 | 0
14.12. | 22 | 262.6321 |  | 101.0441 | 9.588 | 0 | 152 | 0
14.12. | 23 | 259.648 |  | 99.58 | 9.588 | 0 | 150.48 | 0
14.12. | 24 | 260.978 |  | 99.58 | 9.588 | 0 | 151.81 | 0
15.12. | 1 | 258.9235 |  | 99.2355 | 9.588 | 0 | 150.1 | 0
15.12. | 2 | 258.4015 |  | 100.6135 | 9.588 | 0 | 148.2 | 0
15.12. | 3 | 256.5041 |  | 99.6661 | 9.588 | 0 | 147.25 | 0
15.12. | 4 | 256.917 |  | 100.269 | 9.588 | 0 | 147.06 | 0
15.12. | 5 | 258.3864 |  | 99.8384 | 9.588 | 0 | 148.96 | 0
15.12. | 6 | 257.107 |  | 100.269 | 9.588 | 0 | 147.25 | 0
15.12. | 7 | 256.7447 |  | 100.0967 | 9.588 | 0 | 147.06 | 0
15.12. | 8 | 252.9119 |  | 99.4939 | 9.588 | 0 | 143.83 | 0
15.12. | 9 | 251.5819 |  | 99.4939 | 9.588 | 0 | 142.5 | 0
15.12. | 10 | 251.7541 |  | 99.6661 | 9.588 | 0 | 142.5 | 0
15.12. | 11 | 251.1664 |  | 99.8384 | 9.588 | 0 | 141.74 | 0
15.12. | 12 | 224.6578 |  | 70.6698 | 9.588 | 0 | 144.4 | 0
15.12. | 13 | 216.1874 |  | 60.6794 | 9.588 | 0 | 145.92 | 0
15.12. | 14 | 220.3542 |  | 65.4162 | 9.588 | 0 | 145.35 | 0
15.12. | 15 | 217.5726 |  | 65.6746 | 9.588 | 0 | 142.31 | 0
15.12. | 16 | 224.7492 |  | 68.8612 | 9.588 | 0 | 146.3 | 0
15.12. | 17 | 228.6274 |  | 71.7894 | 9.588 | 0 | 147.25 | 0
15.12. | 18 | 229.2125 |  | 72.5645 | 9.588 | 0 | 147.06 | 0
15.12. | 19 | 232.3767 |  | 71.3587 | 9.588 | 0 | 151.43 | 0
15.12. | 20 | 232.1716 |  | 70.5836 | 9.588 | 0 | 152 | 0
15.12. | 21 | 242.5589 |  | 81.5409 | 9.588 | 0 | 151.43 | 0
15.12. | 22 | 242.0777 |  | 80.6797 | 9.588 | 0 | 151.81 | 0
15.12. | 23 | 262.617 |  | 100.269 | 9.588 | 0 | 152.76 | 0
15.12. | 24 | 241.2644 |  | 81.1964 | 9.588 | 0 | 150.48 | 0
16.12. | 1 | 238.5867 |  | 81.3687 | 9.588 | 0 | 147.63 | 0
16.12. | 2 | 237.7583 |  | 81.1103 | 9.588 | 0 | 147.06 | 0
16.12. | 3 | 238.9667 |  | 81.3687 | 9.588 | 0 | 148.01 | 0
16.12. | 4 | 229.5267 |  | 71.3587 | 9.588 | 0 | 148.58 | 0
16.12. | 5 | 229.7523 |  | 71.0143 | 9.588 | 0 | 149.15 | 0
16.12. | 6 | 230.3374 |  | 71.7894 | 9.588 | 0 | 148.96 | 0
16.12. | 7 | 227.9206 |  | 71.2726 | 9.588 | 0 | 147.06 | 0
16.12. | 8 | 236.4842 |  | 79.6462 | 9.588 | 0 | 147.25 | 0
16.12. | 9 | 239.5722 |  | 81.0242 | 9.588 | 0 | 148.96 | 0
16.12. | 10 | 220.4911 |  | 60.8031 | 9.588 | 0 | 150.1 | 0
16.12. | 11 | 240.3756 |  | 77.8376 | 9.588 | 0 | 152.95 | 0
16.12. | 12 | 259.4278 |  | 98.0298 | 9.588 | 0 | 151.81 | 0
16.12. | 13 | 262.6196 |  | 99.3216 | 9.588 | 0 | 153.71 | 0
16.12. | 14 | 235.66 |  | 70.842 | 9.588 | 0 | 155.23 | 0
16.12. | 15 | 243.9448 |  | 80.0768 | 9.588 | 0 | 154.28 | 0
16.12. | 16 | 252.7355 |  | 80.5075 | 9.588 | 0 | 162.64 | 0
16.12. | 17 | 254.2555 |  | 80.5075 | 9.588 | 0 | 164.16 | 0
16.12. | 18 | 273.7586 |  | 100.0106 | 9.588 | 0 | 164.16 | 0
16.12. | 19 | 273.9539 |  | 98.1159 | 9.588 | 0 | 166.25 | 0
16.12. | 20 | 277.9768 |  | 98.7188 | 9.588 | 0 | 169.67 | 0
16.12. | 21 | 279.9096 |  | 99.3216 | 9.588 | 0 | 171 | 0
16.12. | 22 | 278.5796 |  | 99.3216 | 9.588 | 0 | 169.67 | 0
16.12. | 23 | 276.368 |  | 99.58 | 9.588 | 0 | 167.2 | 0
16.12. | 24 | 278.7341 |  | 99.6661 | 9.588 | 0 | 169.48 | 0
17.12. | 1 | 273.1406 |  | 98.6326 | 9.588 | 0 | 164.92 | 0
17.12. | 2 | 246.4039 |  | 70.7559 | 9.588 | 0 | 166.06 | 0
17.12. | 3 | 245.35 |  | 70.842 | 9.588 | 0 | 164.92 | 0
17.12. | 4 | 245.0916 |  | 70.5836 | 9.588 | 0 | 164.92 | 0
17.12. | 5 | 254.7571 |  | 80.2491 | 9.588 | 0 | 164.92 | 0
17.12. | 6 | 253.531 |  | 80.163 | 9.588 | 0 | 163.78 | 0
17.12. | 7 | 243.9516 |  | 70.5836 | 9.588 | 0 | 163.78 | 0
17.12. | 8 | 250.99 |  | 80.852 | 9.588 | 0 | 160.55 | 0
17.12. | 9 | 251.3726 |  | 79.9046 | 9.588 | 0 | 161.88 | 0
17.12. | 10 | 240.6737 |  | 69.2057 | 9.588 | 0 | 161.88 | 0
17.12. | 11 | 266.1186 |  | 95.7906 | 9.588 | 0 | 160.74 | 0
17.12. | 12 | 235.1361 |  | 66.7081 | 9.588 | 0 | 158.84 | 0
17.12. | 13 | 238.8296 |  | 67.7416 | 9.588 | 0 | 161.5 | 0
17.12. | 14 | 246.5157 |  | 67.8277 | 9.588 | 0 | 169.1 | 0
17.12. | 15 | 249.411 |  | 70.153 | 9.588 | 0 | 169.67 | 0
17.12. | 16 | 249.5655 |  | 70.4975 | 9.588 | 0 | 169.48 | 0
17.12. | 17 | 248.1139 |  | 70.7559 | 9.588 | 0 | 167.77 | 0
17.12. | 18 | 250.2039 |  | 70.7559 | 9.588 | 0 | 169.86 | 0
17.12. | 19 | 248.4814 |  | 69.0334 | 9.588 | 0 | 169.86 | 0
17.12. | 20 | 249.7378 |  | 70.6698 | 9.588 | 0 | 169.48 | 0
17.12. | 21 | 247.3388 |  | 69.9808 | 9.588 | 0 | 167.77 | 0
17.12. | 22 | 260.5255 |  | 80.5075 | 9.588 | 0 | 170.43 | 0
17.12. | 23 | 276.6264 |  | 99.8384 | 9.588 | 0 | 167.2 | 0
17.12. | 24 | 275.1951 |  | 98.9771 | 9.588 | 0 | 166.63 | 0
18.12. | 1 | 277.1484 |  | 98.4604 | 9.588 | 0 | 169.1 | 0
18.12. | 2 | 276.3351 |  | 98.9771 | 9.588 | 0 | 167.77 | 0
18.12. | 3 | 269.837 |  | 100.269 | 9.588 | 0 | 159.98 | 0
18.12. | 4 | 273.3786 |  | 100.0106 | 9.588 | 0 | 163.78 | 0
18.12. | 5 | 270.7896 |  | 99.3216 | 9.588 | 0 | 161.88 | 0
18.12. | 6 | 272.2945 |  | 98.5465 | 9.588 | 0 | 164.16 | 0
18.12. | 7 | 272.3602 |  | 99.7522 | 9.588 | 0 | 163.02 | 0
18.12. | 8 | 275.4206 |  | 98.6326 | 9.588 | 0 | 167.2 | 0
18.12. | 9 | 277.0649 |  | 97.4269 | 9.588 | 0 | 170.05 | 0
18.12. | 10 | 261.8347 |  | 95.8767 | 9.588 | 0 | 156.37 | 0
18.12. | 11 | 267.6208 |  | 95.9628 | 9.588 | 0 | 162.07 | 0
18.12. | 12 | 271.6614 |  | 96.3934 | 9.588 | 0 | 165.68 | 0
18.12. | 13 | 277.4902 |  | 99.7522 | 9.588 | 0 | 168.15 | 0
18.12. | 14 | 263.0502 |  | 99.7522 | 9.588 | 0 | 153.71 | 0
18.12. | 15 | 276.8519 |  | 99.4939 | 9.588 | 0 | 167.77 | 0
18.12. | 16 | 273.4674 |  | 99.1494 | 9.588 | 0 | 164.73 | 0
18.12. | 17 | 266.749 |  | 98.891 | 9.588 | 0 | 158.27 | 0
18.12. | 18 | 274.9013 |  | 99.0633 | 9.588 | 0 | 166.25 | 0
18.12. | 19 | 277.7868 |  | 98.7188 | 9.588 | 0 | 169.48 | 0
18.12. | 20 | 277.0951 |  | 98.9771 | 9.588 | 0 | 168.53 | 0
18.12. | 21 | 278.0451 |  | 98.9771 | 9.588 | 0 | 169.48 | 0
18.12. | 22 | 277.579 |  | 98.891 | 9.588 | 0 | 169.1 | 0
18.12. | 23 | 275.3345 |  | 98.5465 | 9.588 | 0 | 167.2 | 0
18.12. | 24 | 273.2676 |  | 96.4796 | 9.588 | 0 | 167.2 | 0
19.12. | 1 | 251.4134 |  | 77.6654 | 9.588 | 0 | 164.16 | 0
19.12. | 2 | 241.4488 |  | 69.9808 | 9.588 | 0 | 161.88 | 0
19.12. | 3 | 251.2181 |  | 79.5601 | 9.588 | 0 | 162.07 | 0
19.12. | 4 | 251.4232 |  | 80.3352 | 9.588 | 0 | 161.5 | 0
19.12. | 5 | 250.562 |  | 79.474 | 9.588 | 0 | 161.5 | 0
19.12. | 6 | 252.842 |  | 79.474 | 9.588 | 0 | 163.78 | 0
19.12. | 7 | 248.8014 |  | 79.0434 | 9.588 | 0 | 160.17 | 0
19.12. | 8 | 253.1004 |  | 79.7324 | 9.588 | 0 | 163.78 | 0
19.12. | 9 | 251.0787 |  | 79.9907 | 9.588 | 0 | 161.5 | 0
19.12. | 10 | 250.2859 |  | 79.3879 | 9.588 | 0 | 161.31 | 0
19.12. | 11 | 246.1126 |  | 69.8946 | 9.588 | 0 | 166.63 | 0
19.12. | 12 | 244.3823 |  | 71.0143 | 9.588 | 0 | 163.78 | 0
19.12. | 13 | 250.8434 |  | 77.6654 | 9.588 | 0 | 163.59 | 0
19.12. | 14 | 254.9977 |  | 80.6797 | 9.588 | 0 | 164.73 | 0
19.12. | 15 | 274.587 |  | 100.269 | 9.588 | 0 | 164.73 | 0
19.12. | 16 | 277.5382 |  | 101.1302 | 9.588 | 0 | 166.82 | 0
19.12. | 17 | 272.6035 |  | 99.2355 | 9.588 | 0 | 163.78 | 0
19.12. | 18 | 275.9702 |  | 99.7522 | 9.588 | 0 | 166.63 | 0
19.12. | 19 | 278.5796 |  | 99.3216 | 9.588 | 0 | 169.67 | 0
19.12. | 20 | 281.1509 |  | 100.1829 | 9.588 | 0 | 171.38 | 0
19.12. | 21 | 262.9573 |  | 81.7993 | 9.588 | 0 | 171.57 | 0
19.12. | 22 | 259.6642 |  | 79.6462 | 9.588 | 0 | 170.43 | 0
19.12. | 23 | 251.2374 |  | 71.7894 | 9.588 | 0 | 169.86 | 0
19.12. | 24 | 253.9355 |  | 70.4975 | 9.588 | 0 | 173.85 | 0
20.12. | 1 | 250.3788 |  | 69.9808 | 9.588 | 0 | 170.81 | 0
20.12. | 2 | 258.8483 |  | 81.1103 | 9.588 | 0 | 168.15 | 0
20.12. | 3 | 252.2338 |  | 80.7658 | 9.588 | 0 | 161.88 | 0
20.12. | 4 | 246.4216 |  | 70.5836 | 9.588 | 0 | 166.25 | 0
20.12. | 5 | 250.0139 |  | 70.7559 | 9.588 | 0 | 169.67 | 0
20.12. | 6 | 257.5334 |  | 81.8854 | 9.588 | 0 | 166.06 | 0
20.12. | 7 | 243.2094 |  | 70.4114 | 9.588 | 0 | 163.21 | 0
20.12. | 8 | 244.1567 |  | 71.3587 | 9.588 | 0 | 163.21 | 0
20.12. | 9 | 253.9616 |  | 80.5936 | 9.588 | 0 | 163.78 | 0
20.12. | 10 | 250.9544 |  | 81.1964 | 9.588 | 0 | 160.17 | 0
20.12. | 11 | 254.4481 |  | 79.5601 | 9.588 | 0 | 165.3 | 0
20.12. | 12 | 261.1434 |  | 81.8854 | 9.588 | 0 | 169.67 | 0
20.12. | 13 | 257.972 |  | 79.474 | 9.588 | 0 | 168.91 | 0
20.12. | 14 | 257.1889 |  | 81.5409 | 9.588 | 0 | 166.06 | 0
20.12. | 15 | 240.2884 |  | 65.7804 | 9.588 | 0 | 164.92 | 0
20.12. | 16 | 263.3607 |  | 87.5227 | 9.588 | 0 | 166.25 | 0
20.12. | 17 | 258.8317 |  | 82.6137 | 9.588 | 0 | 166.63 | 0
20.12. | 18 | 262.0175 |  | 92.2595 | 9.588 | 0 | 160.17 | 0
20.12. | 19 | 272.5121 |  | 101.0441 | 9.588 | 0 | 161.88 | 0
20.12. | 20 | 272.877 |  | 100.269 | 9.588 | 0 | 163.02 | 0
20.12. | 21 | 274.0347 |  | 100.0967 | 9.588 | 0 | 164.35 | 0
20.12. | 22 | 276.0741 |  | 99.6661 | 9.588 | 0 | 166.82 | 0
20.12. | 23 | 277.5764 |  | 99.8384 | 9.588 | 0 | 168.15 | 0
20.12. | 24 | 280.5986 |  | 100.0106 | 9.588 | 0 | 171 | 0
21.12. | 1 | 277.4876 |  | 100.6996 | 9.588 | 0 | 167.2 | 0
21.12. | 2 | 252.7302 |  | 82.4022 | 9.588 | 0 | 160.74 | 0
21.12. | 3 | 274.6199 |  | 100.8719 | 9.588 | 0 | 164.16 | 0
21.12. | 4 | 272.2715 |  | 100.6135 | 9.588 | 0 | 162.07 | 0
21.12. | 5 | 270.6654 |  | 100.5274 | 9.588 | 0 | 160.55 | 0
21.12. | 6 | 269.3531 |  | 100.3551 | 9.588 | 0 | 159.41 | 0
21.12. | 7 | 268.1599 |  | 100.8719 | 9.588 | 0 | 157.7 | 0
21.12. | 8 | 273.8421 |  | 101.0441 | 9.588 | 0 | 163.21 | 0
21.12. | 9 | 272.1676 |  | 100.6996 | 9.588 | 0 | 161.88 | 0
21.12. | 10 | 273.3786 |  | 100.0106 | 9.588 | 0 | 163.78 | 0
21.12. | 11 | 273.1354 |  | 100.5274 | 9.588 | 0 | 163.02 | 0
21.12. | 12 | 270.407 |  | 100.269 | 9.588 | 0 | 160.55 | 0
21.12. | 13 | 274.1209 |  | 100.1829 | 9.588 | 0 | 164.35 | 0
21.12. | 14 | 271.8409 |  | 100.1829 | 9.588 | 0 | 162.07 | 0
21.12. | 15 | 270.597 |  | 100.269 | 9.588 | 0 | 160.74 | 0
21.12. | 16 | 256.288 |  | 84.25 | 9.588 | 0 | 162.45 | 0
21.12. | 17 | 266.9273 |  | 90.7093 | 9.588 | 0 | 166.63 | 0
21.12. | 18 | 270.0073 |  | 94.9293 | 9.588 | 0 | 165.49 | 0
21.12. | 19 | 274.0019 |  | 99.4939 | 9.588 | 0 | 164.92 | 0
21.12. | 20 | 270.1486 |  | 100.0106 | 9.588 | 0 | 160.55 | 0
21.12. | 21 | 276.4009 |  | 100.1829 | 9.588 | 0 | 166.63 | 0
21.12. | 22 | 279.2864 |  | 99.8384 | 9.588 | 0 | 169.86 | 0
21.12. | 23 | 277.9715 |  | 100.6135 | 9.588 | 0 | 167.77 | 0
21.12. | 24 | 279.0431 |  | 100.3551 | 9.588 | 0 | 169.1 | 0
22.12. | 1 | 276.9709 |  | 100.1829 | 9.588 | 0 | 167.2 | 0
22.12. | 2 | 272.7909 |  | 100.1829 | 9.588 | 0 | 163.02 | 0
22.12. | 3 | 273.7915 |  | 100.6135 | 9.588 | 0 | 163.59 | 0
22.12. | 4 | 270.9237 |  | 100.7857 | 9.588 | 0 | 160.55 | 0
22.12. | 5 | 273.5864 |  | 99.8384 | 9.588 | 0 | 164.16 | 0
22.12. | 6 | 272.307 |  | 100.269 | 9.588 | 0 | 162.45 | 0
22.12. | 7 | 271.1341 |  | 99.6661 | 9.588 | 0 | 161.88 | 0
22.12. | 8 | 266.298 |  | 99.58 | 9.588 | 0 | 157.13 | 0
22.12. | 9 | 267.7904 |  | 97.0824 | 9.588 | 0 | 161.12 | 0
22.12. | 10 | 253.9178 |  | 98.0298 | 9.588 | 0 | 146.3 | 0
22.12. | 11 | 264.469 |  | 98.891 | 9.588 | 0 | 155.99 | 0
22.12. | 12 | 269.8041 |  | 99.6661 | 9.588 | 0 | 160.55 | 0
22.12. | 13 | 267.557 |  | 100.269 | 9.588 | 0 | 157.7 | 0
22.12. | 14 | 265.3053 |  | 96.3073 | 9.588 | 0 | 159.41 | 0
22.12. | 15 | 273.7488 |  | 97.3408 | 9.588 | 0 | 166.82 | 0
22.12. | 16 | 275.9019 |  | 99.4939 | 9.588 | 0 | 166.82 | 0
22.12. | 17 | 272.0033 |  | 97.6853 | 9.588 | 0 | 164.73 | 0
22.12. | 18 | 276.1123 |  | 98.3743 | 9.588 | 0 | 168.15 | 0
22.12. | 19 | 277.3286 |  | 95.7906 | 9.588 | 0 | 171.95 | 0
22.12. | 20 | 274.871 |  | 97.513 | 9.588 | 0 | 167.77 | 0
22.12. | 21 | 278.6533 |  | 97.6853 | 9.588 | 0 | 171.38 | 0
22.12. | 22 | 274.7343 |  | 96.9963 | 9.588 | 0 | 168.15 | 0
22.12. | 23 | 272.4517 |  | 97.9437 | 9.588 | 0 | 164.92 | 0
22.12. | 24 | 268.2565 |  | 97.1685 | 9.588 | 0 | 161.5 | 0
23.12. | 1 | 264.4717 |  | 97.9437 | 9.588 | 0 | 156.94 | 0
23.12. | 2 | 274.3517 |  | 97.9437 | 9.588 | 0 | 166.82 | 0
23.12. | 3 | 273.2649 |  | 97.4269 | 9.588 | 0 | 166.25 | 0
23.12. | 4 | 269.9488 |  | 97.3408 | 9.588 | 0 | 163.02 | 0
23.12. | 5 | 269.8476 |  | 96.4796 | 9.588 | 0 | 163.78 | 0
23.12. | 6 | 270.6555 |  | 97.8575 | 9.588 | 0 | 163.21 | 0
23.12. | 7 | 269.3104 |  | 97.0824 | 9.588 | 0 | 162.64 | 0
23.12. | 8 | 271.261 |  | 97.513 | 9.588 | 0 | 164.16 | 0
23.12. | 9 | 270.438 |  | 95.36 | 9.588 | 0 | 165.49 | 0
23.12. | 10 | 270.5037 |  | 96.5657 | 9.588 | 0 | 164.35 | 0
23.12. | 11 | 270.9876 |  | 96.4796 | 9.588 | 0 | 164.92 | 0
23.12. | 12 | 274.777 |  | 100.269 | 9.588 | 0 | 164.92 | 0
23.12. | 13 | 276.7986 |  | 100.0106 | 9.588 | 0 | 167.2 | 0
23.12. | 14 | 273.6423 |  | 98.3743 | 9.588 | 0 | 165.68 | 0
23.12. | 15 | 275.6382 |  | 101.1302 | 9.588 | 0 | 164.92 | 0
23.12. | 16 | 272.497 |  | 100.269 | 9.588 | 0 | 162.64 | 0
23.12. | 17 | 277.2621 |  | 101.0441 | 9.588 | 0 | 166.63 | 0
23.12. | 18 | 276.5402 |  | 99.7522 | 9.588 | 0 | 167.2 | 0
23.12. | 19 | 279.5678 |  | 98.0298 | 9.588 | 0 | 171.95 | 0
23.12. | 20 | 275.75 |  | 98.202 | 9.588 | 0 | 167.96 | 0
23.12. | 21 | 277.4547 |  | 100.0967 | 9.588 | 0 | 167.77 | 0
23.12. | 22 | 277.7868 |  | 98.7188 | 9.588 | 0 | 169.48 | 0
23.12. | 23 | 278.007 |  | 100.269 | 9.588 | 0 | 168.15 | 0
23.12. | 24 | 275.3851 |  | 98.9771 | 9.588 | 0 | 166.82 | 0
24.12. | 1 | 276.1806 |  | 98.6326 | 9.588 | 0 | 167.96 | 0
24.12. | 2 | 272.7482 |  | 96.9102 | 9.588 | 0 | 166.25 | 0
24.12. | 3 | 273.7843 |  | 96.9963 | 9.588 | 0 | 167.2 | 0
24.12. | 4 | 274.1288 |  | 97.3408 | 9.588 | 0 | 167.2 | 0
24.12. | 5 | 273.6121 |  | 96.8241 | 9.588 | 0 | 167.2 | 0
24.12. | 6 | 273.7843 |  | 96.9963 | 9.588 | 0 | 167.2 | 0
24.12. | 7 | 268.9153 |  | 96.3073 | 9.588 | 0 | 163.02 | 0
24.12. | 8 | 276.9637 |  | 96.5657 | 9.588 | 0 | 170.81 | 0
24.12. | 9 | 272.9763 |  | 95.6183 | 9.588 | 0 | 167.77 | 0
24.12. | 10 | 280.2114 |  | 96.3934 | 9.588 | 0 | 174.23 | 0
24.12. | 11 | 270.0251 |  | 94.7571 | 9.588 | 0 | 165.68 | 0
24.12. | 12 | 263.3823 |  | 98.3743 | 9.588 | 0 | 155.42 | 0
24.12. | 13 | 277.46 |  | 98.202 | 9.588 | 0 | 169.67 | 0
24.12. | 14 | 278.481 |  | 97.513 | 9.588 | 0 | 171.38 | 0
24.12. | 15 | 281.9845 |  | 98.5465 | 9.588 | 0 | 173.85 | 0
24.12. | 16 | 278.1819 |  | 99.4939 | 9.588 | 0 | 169.1 | 0
24.12. | 17 | 276.5047 |  | 100.0967 | 9.588 | 0 | 166.82 | 0
24.12. | 18 | 278.9241 |  | 99.6661 | 9.588 | 0 | 169.67 | 0
24.12. | 19 | 278.7013 |  | 99.0633 | 9.588 | 0 | 170.05 | 0
24.12. | 20 | 278.7341 |  | 99.6661 | 9.588 | 0 | 169.48 | 0
24.12. | 21 | 275.9374 |  | 99.1494 | 9.588 | 0 | 167.2 | 0
24.12. | 22 | 274.2655 |  | 97.8575 | 9.588 | 0 | 166.82 | 0
24.12. | 23 | 275.5955 |  | 97.8575 | 9.588 | 0 | 168.15 | 0
24.12. | 24 | 274.1821 |  | 96.8241 | 9.588 | 0 | 167.77 | 0
25.12. | 1 | 274.1235 |  | 99.2355 | 9.588 | 0 | 165.3 | 0
25.12. | 2 | 274.1617 |  | 97.9437 | 9.588 | 0 | 166.63 | 0
25.12. | 3 | 276.629 |  | 98.891 | 9.588 | 0 | 168.15 | 0
25.12. | 4 | 267.4584 |  | 98.4604 | 9.588 | 0 | 159.41 | 0
25.12. | 5 | 273.5233 |  | 97.6853 | 9.588 | 0 | 166.25 | 0
25.12. | 6 | 272.4517 |  | 97.9437 | 9.588 | 0 | 164.92 | 0
25.12. | 7 | 266.4098 |  | 96.6518 | 9.588 | 0 | 160.17 | 0
25.12. | 8 | 271.2939 |  | 98.1159 | 9.588 | 0 | 163.59 | 0
25.12. | 9 | 272.8974 |  | 99.1494 | 9.588 | 0 | 164.16 | 0
25.12. | 10 | 273.0224 |  | 91.4844 | 9.588 | 0 | 171.95 | 0
25.12. | 11 | 269.4506 |  | 90.1926 | 9.588 | 0 | 169.67 | 0
25.12. | 12 | 277.3233 |  | 97.6853 | 9.588 | 0 | 170.05 | 0
25.12. | 13 | 279.1345 |  | 98.5465 | 9.588 | 0 | 171 | 0
25.12. | 14 | 277.0951 |  | 98.9771 | 9.588 | 0 | 168.53 | 0
25.12. | 15 | 276.9709 |  | 100.1829 | 9.588 | 0 | 167.2 | 0
25.12. | 16 | 278.2502 |  | 99.7522 | 9.588 | 0 | 168.91 | 0
25.12. | 17 | 277.009 |  | 98.891 | 9.588 | 0 | 168.53 | 0
25.12. | 18 | 275.2813 |  | 99.0633 | 9.588 | 0 | 166.63 | 0
25.12. | 19 | 268.3782 |  | 96.9102 | 9.588 | 0 | 161.88 | 0
25.12. | 20 | 278.9649 |  | 97.4269 | 9.588 | 0 | 171.95 | 0
25.12. | 21 | 277.151 |  | 97.513 | 9.588 | 0 | 170.05 | 0
25.12. | 22 | 259.9581 |  | 79.5601 | 9.588 | 0 | 170.81 | 0
25.12. | 23 | 260.2875 |  | 79.1295 | 9.588 | 0 | 171.57 | 0
25.12. | 24 | 259.9226 |  | 79.9046 | 9.588 | 0 | 170.43 | 0
26.12. | 1 | 253.1359 |  | 79.3879 | 9.588 | 0 | 164.16 | 0
26.12. | 2 | 254.6585 |  | 78.4405 | 9.588 | 0 | 166.63 | 0
26.12. | 3 | 280.6013 |  | 99.0633 | 9.588 | 0 | 171.95 | 0
26.12. | 4 | 279.8288 |  | 97.3408 | 9.588 | 0 | 172.9 | 0
26.12. | 5 | 278.2351 |  | 98.9771 | 9.588 | 0 | 169.67 | 0
26.12. | 6 | 277.579 |  | 98.891 | 9.588 | 0 | 169.1 | 0
26.12. | 7 | 275.8539 |  | 98.1159 | 9.588 | 0 | 168.15 | 0
26.12. | 8 | 277.0649 |  | 97.4269 | 9.588 | 0 | 170.05 | 0
26.12. | 9 | 281.1055 |  | 97.8575 | 9.588 | 0 | 173.66 | 0
26.12. | 10 | 279.6388 |  | 97.3408 | 9.588 | 0 | 172.71 | 0
26.12. | 11 | 274.04 |  | 98.202 | 9.588 | 0 | 166.25 | 0
26.12. | 12 | 272.7535 |  | 95.0155 | 9.588 | 0 | 168.15 | 0
26.12. | 13 | 274.2682 |  | 96.9102 | 9.588 | 0 | 167.77 | 0
26.12. | 14 | 273.1814 |  | 96.3934 | 9.588 | 0 | 167.2 | 0
26.12. | 15 | 268.2263 |  | 95.6183 | 9.588 | 0 | 163.02 | 0
26.12. | 16 | 274.2886 |  | 95.7906 | 9.588 | 0 | 168.91 | 0
26.12. | 17 | 268.3986 |  | 95.7906 | 9.588 | 0 | 163.02 | 0
26.12. | 18 | 269.6043 |  | 96.9963 | 9.588 | 0 | 163.02 | 0
26.12. | 19 | 275.5121 |  | 96.8241 | 9.588 | 0 | 169.1 | 0
26.12. | 20 | 269.3992 |  | 96.2212 | 9.588 | 0 | 163.59 | 0
26.12. | 21 | 268.0488 |  | 97.3408 | 9.588 | 0 | 161.12 | 0
26.12. | 22 | 272.8014 |  | 96.3934 | 9.588 | 0 | 166.82 | 0
26.12. | 23 | 271.9553 |  | 96.3073 | 9.588 | 0 | 166.06 | 0
26.12. | 24 | 271.3853 |  | 96.3073 | 9.588 | 0 | 165.49 | 0
27.12. | 1 | 267.8082 |  | 96.9102 | 9.588 | 0 | 161.31 | 0
27.12. | 2 | 264.3251 |  | 94.7571 | 9.588 | 0 | 159.98 | 0
27.12. | 3 | 265.7208 |  | 95.9628 | 9.588 | 0 | 160.17 | 0
27.12. | 4 | 263.218 |  | 95.36 | 9.588 | 0 | 158.27 | 0
27.12. | 5 | 264.8063 |  | 95.6183 | 9.588 | 0 | 159.6 | 0
27.12. | 6 | 267.2257 |  | 95.1877 | 9.588 | 0 | 162.45 | 0
27.12. | 7 | 260.8341 |  | 95.4461 | 9.588 | 0 | 155.8 | 0
27.12. | 8 | 263.8412 |  | 94.8432 | 9.588 | 0 | 159.41 | 0
27.12. | 9 | 271.1651 |  | 94.7571 | 9.588 | 0 | 166.82 | 0
27.12. | 10 | 268.3 |  | 93.982 | 9.588 | 0 | 164.73 | 0
27.12. | 11 | 272.409 |  | 94.671 | 9.588 | 0 | 168.15 | 0
27.12. | 12 | 271.5024 |  | 91.4844 | 9.588 | 0 | 170.43 | 0
27.12. | 13 | 270.2408 |  | 91.7428 | 9.588 | 0 | 168.91 | 0
27.12. | 14 | 274.8284 |  | 94.2404 | 9.588 | 0 | 171 | 0
27.12. | 15 | 274.3445 |  | 94.3265 | 9.588 | 0 | 170.43 | 0
27.12. | 16 | 270.4584 |  | 94.2404 | 9.588 | 0 | 166.63 | 0
27.12. | 17 | 269.0422 |  | 94.1542 | 9.588 | 0 | 165.3 | 0
27.12. | 18 | 270.5116 |  | 93.7236 | 9.588 | 0 | 167.2 | 0
27.12. | 19 | 273.43 |  | 93.982 | 9.588 | 0 | 169.86 | 0
27.12. | 20 | 269.1132 |  | 93.4652 | 9.588 | 0 | 166.06 | 0
27.12. | 21 | 268.4722 |  | 94.1542 | 9.588 | 0 | 164.73 | 0
27.12. | 22 | 267.73 |  | 93.982 | 9.588 | 0 | 164.16 | 0
27.12. | 23 | 265.07 |  | 93.982 | 9.588 | 0 | 161.5 | 0
27.12. | 24 | 265.8149 |  | 93.2069 | 9.588 | 0 | 163.02 | 0
28.12. | 1 | 260.4745 |  | 94.3265 | 9.588 | 0 | 156.56 | 0
28.12. | 2 | 262.3416 |  | 93.7236 | 9.588 | 0 | 159.03 | 0
28.12. | 3 | 263.5677 |  | 93.8097 | 9.588 | 0 | 160.17 | 0
28.12. | 4 | 261.5132 |  | 93.4652 | 9.588 | 0 | 158.46 | 0
28.12. | 5 | 260.8722 |  | 94.1542 | 9.588 | 0 | 157.13 | 0
28.12. | 6 | 261.4955 |  | 93.6375 | 9.588 | 0 | 158.27 | 0
28.12. | 7 | 263.2916 |  | 93.7236 | 9.588 | 0 | 159.98 | 0
28.12. | 8 | 269.0521 |  | 96.8241 | 9.588 | 0 | 162.64 | 0
28.12. | 9 | 269.3913 |  | 99.0633 | 9.588 | 0 | 160.74 | 0
28.12. | 10 | 262.2902 |  | 99.7522 | 9.588 | 0 | 152.95 | 0
28.12. | 11 | 266.0245 |  | 98.5465 | 9.588 | 0 | 157.89 | 0
28.12. | 12 | 269.8547 |  | 100.0967 | 9.588 | 0 | 160.17 | 0
28.12. | 13 | 264.6741 |  | 99.6661 | 9.588 | 0 | 155.42 | 0
28.12. | 14 | 261.5888 |  | 97.3408 | 9.588 | 0 | 154.66 | 0
28.12. | 15 | 256.5476 |  | 96.4796 | 9.588 | 0 | 150.48 | 0
28.12. | 16 | 255.8586 |  | 95.7906 | 9.588 | 0 | 150.48 | 0
28.12. | 17 | 262.6604 |  | 97.0824 | 9.588 | 0 | 155.99 | 0
28.12. | 18 | 271.1598 |  | 96.6518 | 9.588 | 0 | 164.92 | 0
28.12. | 19 | 269.9133 |  | 97.6853 | 9.588 | 0 | 162.64 | 0
28.12. | 20 | 268.8292 |  | 96.2212 | 9.588 | 0 | 163.02 | 0
28.12. | 21 | 267.9404 |  | 92.8624 | 9.588 | 0 | 165.49 | 0
28.12. | 22 | 267.3065 |  | 97.1685 | 9.588 | 0 | 160.55 | 0
28.12. | 23 | 274.6304 |  | 97.0824 | 9.588 | 0 | 167.96 | 0
28.12. | 24 | 268.2973 |  | 94.9293 | 9.588 | 0 | 163.78 | 0
29.12. | 1 | 266.5492 |  | 96.2212 | 9.588 | 0 | 160.74 | 0
29.12. | 2 | 266.1008 |  | 95.9628 | 9.588 | 0 | 160.55 | 0
29.12. | 3 | 263.2508 |  | 95.9628 | 9.588 | 0 | 157.7 | 0
29.12. | 4 | 261.389 |  | 94.671 | 9.588 | 0 | 157.13 | 0
29.12. | 5 | 264.0969 |  | 96.0489 | 9.588 | 0 | 158.46 | 0
29.12. | 6 | 265.5486 |  | 95.7906 | 9.588 | 0 | 160.17 | 0
29.12. | 7 | 255.831 |  | 93.293 | 9.588 | 0 | 152.95 | 0
29.12. | 8 | 257.7612 |  | 94.8432 | 9.588 | 0 | 153.33 | 0
29.12. | 9 | 267.469 |  | 94.671 | 9.588 | 0 | 163.21 | 0
29.12. | 10 | 266.6406 |  | 94.4126 | 9.588 | 0 | 162.64 | 0
29.12. | 11 | 262.3949 |  | 93.2069 | 9.588 | 0 | 159.6 | 0
29.12. | 12 | 267.2967 |  | 94.4987 | 9.588 | 0 | 163.21 | 0
29.12. | 13 | 269.868 |  | 95.36 | 9.588 | 0 | 164.92 | 0
29.12. | 14 | 269.7641 |  | 95.4461 | 9.588 | 0 | 164.73 | 0
29.12. | 15 | 270.4202 |  | 95.5322 | 9.588 | 0 | 165.3 | 0
29.12. | 16 | 269.8173 |  | 94.9293 | 9.588 | 0 | 165.3 | 0
29.12. | 17 | 277.0222 |  | 94.1542 | 9.588 | 0 | 173.28 | 0
29.12. | 18 | 279.3147 |  | 95.8767 | 9.588 | 0 | 173.85 | 0
29.12. | 19 | 279.0563 |  | 95.6183 | 9.588 | 0 | 173.85 | 0
29.12. | 20 | 278.8335 |  | 95.0155 | 9.588 | 0 | 174.23 | 0
29.12. | 21 | 278.7473 |  | 94.9293 | 9.588 | 0 | 174.23 | 0
29.12. | 22 | 278.0557 |  | 95.1877 | 9.588 | 0 | 173.28 | 0
29.12. | 23 | 273.3918 |  | 95.2738 | 9.588 | 0 | 168.53 | 0
29.12. | 24 | 271.6312 |  | 94.8432 | 9.588 | 0 | 167.2 | 0
30.12. | 1 | 266.78 |  | 93.982 | 9.588 | 0 | 163.21 | 0
30.12. | 2 | 267.279 |  | 94.671 | 9.588 | 0 | 163.02 | 0
30.12. | 3 | 262.3212 |  | 94.8432 | 9.588 | 0 | 157.89 | 0
30.12. | 4 | 265.0345 |  | 94.3265 | 9.588 | 0 | 161.12 | 0
30.12. | 5 | 269.2145 |  | 94.3265 | 9.588 | 0 | 165.3 | 0
30.12. | 6 | 268.2263 |  | 95.6183 | 9.588 | 0 | 163.02 | 0
30.12. | 7 | 272.4977 |  | 93.8097 | 9.588 | 0 | 169.1 | 0
30.12. | 8 | 270.2532 |  | 93.4652 | 9.588 | 0 | 167.2 | 0
30.12. | 9 | 270.8002 |  | 95.5322 | 9.588 | 0 | 165.68 | 0
30.12. | 10 | 271.5451 |  | 94.7571 | 9.588 | 0 | 167.2 | 0
30.12. | 11 | 272.8218 |  | 95.2738 | 9.588 | 0 | 167.96 | 0
30.12. | 12 | 274.1367 |  | 94.4987 | 9.588 | 0 | 170.05 | 0
30.12. | 13 | 268.0718 |  | 95.2738 | 9.588 | 0 | 163.21 | 0
30.12. | 14 | 269.5918 |  | 95.2738 | 9.588 | 0 | 164.73 | 0
30.12. | 15 | 273.3412 |  | 94.8432 | 9.588 | 0 | 168.91 | 0
30.12. | 16 | 272.1506 |  | 94.4126 | 9.588 | 0 | 168.15 | 0
30.12. | 17 | 274.618 |  | 95.36 | 9.588 | 0 | 169.67 | 0
30.12. | 18 | 274.5141 |  | 95.4461 | 9.588 | 0 | 169.48 | 0
30.12. | 19 | 273.2551 |  | 94.7571 | 9.588 | 0 | 168.91 | 0
30.12. | 20 | 273.5135 |  | 95.0155 | 9.588 | 0 | 168.91 | 0
30.12. | 21 | 277.4173 |  | 94.9293 | 9.588 | 0 | 172.9 | 0
30.12. | 22 | 272.908 |  | 95.36 | 9.588 | 0 | 167.96 | 0
30.12. | 23 | 277.7973 |  | 94.9293 | 9.588 | 0 | 173.28 | 0
30.12. | 24 | 276.5535 |  | 95.0155 | 9.588 | 0 | 171.95 | 0
31.12. | 1 | 272.9967 |  | 94.4987 | 9.588 | 0 | 168.91 | 0
31.12. | 2 | 274.8763 |  | 95.6183 | 9.588 | 0 | 169.67 | 0
31.12. | 3 | 268.87 |  | 93.982 | 9.588 | 0 | 165.3 | 0
31.12. | 4 | 264.8622 |  | 94.1542 | 9.588 | 0 | 161.12 | 0
31.12. | 5 | 263.2357 |  | 95.1877 | 9.588 | 0 | 158.46 | 0
31.12. | 6 | 263.3422 |  | 94.1542 | 9.588 | 0 | 159.6 | 0
31.12. | 7 | 258.2806 |  | 94.4126 | 9.588 | 0 | 154.28 | 0
31.12. | 8 | 268.2849 |  | 93.2069 | 9.588 | 0 | 165.49 | 0
31.12. | 9 | 272.8777 |  | 93.8097 | 9.588 | 0 | 169.48 | 0
31.12. | 10 | 273.62 |  | 93.982 | 9.588 | 0 | 170.05 | 0
31.12. | 11 | 269.6451 |  | 94.7571 | 9.588 | 0 | 165.3 | 0
31.12. | 12 | 275.7784 |  | 94.2404 | 9.588 | 0 | 171.95 | 0
31.12. | 13 | 276.5587 |  | 93.1207 | 9.588 | 0 | 173.85 | 0
31.12. | 14 | 277.7112 |  | 94.8432 | 9.588 | 0 | 173.28 | 0
31.12. | 15 | 275.0387 |  | 93.1207 | 9.588 | 0 | 172.33 | 0
31.12. | 16 | 273.0855 |  | 93.6375 | 9.588 | 0 | 169.86 | 0
31.12. | 17 | 275.7251 |  | 94.7571 | 9.588 | 0 | 171.38 | 0
31.12. | 18 | 277.3339 |  | 93.8959 | 9.588 | 0 | 173.85 | 0
31.12. | 19 | 277.0222 |  | 94.1542 | 9.588 | 0 | 173.28 | 0
31.12. | 20 | 277.1971 |  | 93.3791 | 9.588 | 0 | 174.23 | 0
31.12. | 21 | 277.9163 |  | 95.6183 | 9.588 | 0 | 172.71 | 0
31.12. | 22 | 274.8816 |  | 93.7236 | 9.588 | 0 | 171.57 | 0
31.12. | 23 | 277.111 |  | 93.293 | 9.588 | 0 | 174.23 | 0
31.12. | 24 | 276.0216 |  | 93.7236 | 9.588 | 0 | 172.71 | 0