## Thermal
ENTSO-E Market Modelling Database: Thermal generation
Country:
Market Node: | PL00
Year:
Climate year
Scenario
Fuel & Plant type |  | Net generating capacity (MW) | Number of units | Number of biofuel units | Biofuel usage [%] | MUST RUN OBLIGATIONS | [13 empty] | Daily limitation in MWh (optional) | [11 empty] | Unavailability |  |  | Min stable power (% of max power) | Ramp up rate(MW/h) | Ramp down rate (MW/h) | fixed generation reduction (% of max power output) | Median Start-up fuel name | Custom biofuel price (EUR/Net GJ) | Maximum number of units on maintenance
[32 empty] | Forced outage (annual rate) | Planned outage | Planned outage
[33 empty] | annual rate | winter
[7 empty] | Jan | Feb | Mar | April | May | June | July | Aug | Sept | Oct | Nov | Dec | causes (e.g technical, subsidies, environmental, grid constraints... | Jan | Feb | Mar | April | May | June | July | Aug | Sept | Oct | Nov | Dec | % | number of days | minimum % of annual number of days
Nuclear |  | 12450 | 19 | 0 | 0 | number of must run units | 0 | 0 | 0 | 0 | 0 | 0 | 0 | 0 | 0 | 0 | 0 | 0 | [13 empty] | 5.49 | 15 | 15 | 37.6068 | 2861.6846 | 2861.6846 | 0 | 0 | 0 | 19
[6 empty] | % of installed capacity | 0 | 0 | 0 | 0 | 0 | 0 | 0 | 0 | 0 | 0 | 0 | 0
Hard coal | old 1 | 718.6154 | 8 | 0 | 0 | number of must run units | 0 | 0 | 0 | 0 | 0 | 0 | 0 | 0 | 0 | 0 | 0 | 0 | [13 empty] | 0 | 0 | 15 | 0 | 1.2 | 3 | 0 | 0 | 0 | 8
[6 empty] | % of installed capacity | 0 | 0 | 0 | 0 | 0 | 0 | 0 | 0 | 0 | 0 | 0 | 0
| old 2 | 0 | 0 | 0 | 0 | number of must run units | 0 | 0 | 0 | 0 | 0 | 0 | 0 | 0 | 0 | 0 | 0 | 0 | [13 empty] | 10 | 27 | 15 |  |  |  | 0 | 0 |  | 0
[6 empty] | % of installed capacity | 0 | 0 | 0 | 0 | 0 | 0 | 0 | 0 | 0 | 0 | 0 | 0
| new | 0 | 0 | 0 | 0 | number of must run units | 0 | 0 | 0 | 0 | 0 | 0 | 0 | 0 | 0 | 0 | 0 | 0 | [13 empty] | 7.5 | 27 | 15 |  |  |  | 0 | 0 |  | 0
[6 empty] | % of installed capacity | 0 | 0 | 0 | 0 | 0 | 0 | 0 | 0 | 0 | 0 | 0 | 0
| CCS | 0 | 0 | 0 | 0 | number of must run units | 0 | 0 | 0 | 0 | 0 | 0 | 0 | 0 | 0 | 0 | 0 | 0 | [13 empty] | 7.5 | 27 | 15 |  |  |  | 0 | 0 |  | 0
[6 empty] | % of installed capacity | 0 | 0 | 0 | 0 | 0 | 0 | 0 | 0 | 0 | 0 | 0 | 0
Lignite | old 1 | 0 | 0 | 0 | 0 | number of must run units | 0 | 0 | 0 | 0 | 0 | 0 | 0 | 0 | 0 | 0 | 0 | 0 | [13 empty] | 10 | 27 | 15 |  |  |  | 0 | 0 |  | 0
[6 empty] | % of installed capacity | 0 | 0 | 0 | 0 | 0 | 0 | 0 | 0 | 0 | 0 | 0 | 0
| old 2 | 0 | 0 | 0 | 0 | number of must run units | 0 | 0 | 0 | 0 | 0 | 0 | 0 | 0 | 0 | 0 | 0 | 0 | [13 empty] | 10 | 27 | 15 |  |  |  | 0 | 0 |  | 0
[6 empty] | % of installed capacity | 0 | 0 | 0 | 0 | 0 | 0 | 0 | 0 | 0 | 0 | 0 | 0
| new | 0 | 0 | 0 | 0 | number of must run units | 0 | 0 | 0 | 0 | 0 | 0 | 0 | 0 | 0 | 0 | 0 | 0 | [13 empty] | 7.5 | 27 | 15 |  |  |  | 0 | 0 |  | 0
[6 empty] | % of installed capacity | 0 | 0 | 0 | 0 | 0 | 0 | 0 | 0 | 0 | 0 | 0 | 0
| CCS | 0 | 0 | 0 | 0 | number of must run units | 0 | 0 | 0 | 0 | 0 | 0 | 0 | 0 | 0 | 0 | 0 | 0 | [13 empty] | 7.5 | 27 | 15 |  |  |  | 0 | 0 |  | 0
[6 empty] | % of installed capacity | 0 | 0 | 0 | 0 | 0 | 0 | 0 | 0 | 0 | 0 | 0 | 0
Gas | Conventional old 1 | 0 | 0 | 0 | 0 | number of must run units | 0 | 0 | 0 | 0 | 0 | 0 | 0 | 0 | 0 | 0 | 0 | 0 | [13 empty] | 8 | 27 | 15 |  |  |  | 0 | 0 |  | 0
[6 empty] | % of installed capacity | 0 | 0 | 0 | 0 | 0 | 0 | 0 | 0 | 0 | 0 | 0 | 0
| Conventional old 2 | 619.8962 | 10 | 0 | 0 | number of must run units | 0 | 0 | 0 | 0 | 0 | 0 | 0 | 0 | 0 | 0 | 0 | 0 | [13 empty] | 0 | 0 | 15 | 0 | 9 | 9 | 0 | 0 | 0 | 10
[6 empty] | % of installed capacity | 0 | 0 | 0 | 0 | 0 | 0 | 0 | 0 | 0 | 0 | 0 | 0
| CCGT old 1 | 0 | 0 | 0 | 0 | number of must run units | 0 | 0 | 0 | 0 | 0 | 0 | 0 | 0 | 0 | 0 | 0 | 0 | [13 empty] | 8 | 27 | 15 |  |  |  | 0 | 0 |  | 0
[6 empty] | % of installed capacity | 0 | 0 | 0 | 0 | 0 | 0 | 0 | 0 | 0 | 0 | 0 | 0
| CCGT old 2 | 0 | 0 | 0 | 0 | number of must run units | 0 | 0 | 0 | 0 | 0 | 0 | 0 | 0 | 0 | 0 | 0 | 0 | [13 empty] | 8 | 27 | 15 |  |  |  | 0 | 0 |  | 0
[6 empty] | % of installed capacity | 0 | 0 | 0 | 0 | 0 | 0 | 0 | 0 | 0 | 0 | 0 | 0
| CCGT new | 9091.2125 | 15 | 0 | 0 | number of must run units | 0 | 0 | 0 | 0 | 0 | 0 | 0 | 0 | 0 | 0 | 0 | 0 | [13 empty] | 6.21 | 19 | 15 | 38.7906 | 1107.2559 | 1346.6244 | 0 | 0 | 0 | 15
[6 empty] | % of installed capacity | 0 | 0 | 0 | 0 | 0 | 0 | 0 | 0 | 0 | 0 | 0 | 0
| CCGT CCS | 0 | 0 | 0 | 0 | number of must run units | 0 | 0 | 0 | 0 | 0 | 0 | 0 | 0 | 0 | 0 | 0 | 0 | [13 empty] | 5 | 27 | 15 |  |  |  | 0 | 0 |  | 0
[6 empty] | % of installed capacity | 0 | 0 | 0 | 0 | 0 | 0 | 0 | 0 | 0 | 0 | 0 | 0
| OCGT old | 0 | 0 | 0 | 0 | number of must run units | 0 | 0 | 0 | 0 | 0 | 0 | 0 | 0 | 0 | 0 | 0 | 0 | [13 empty] | 8 | 13 | 15 |  |  |  | 0 | 0 |  | 0
[6 empty] | % of installed capacity | 0 | 0 | 0 | 0 | 0 | 0 | 0 | 0 | 0 | 0 | 0 | 0
| OCGT new | 5600 | 14 | 0 | 0 | number of must run units | 0 | 0 | 0 | 0 | 0 | 0 | 0 | 0 | 0 | 0 | 0 | 0 | [13 empty] | 6.21 | 19 | 15 | 40.14 | 1080 | 1350 | 0 | 0 | 0 | 14
[6 empty] | % of installed capacity | 0 | 0 | 0 | 0 | 0 | 0 | 0 | 0 | 0 | 0 | 0 | 0
Light oil |  | 0 | 0 | 0 | 0 | number of must run units | 0 | 0 | 0 | 0 | 0 | 0 | 0 | 0 | 0 | 0 | 0 | 0 | [13 empty] | 8 | 13 | 15 |  |  |  | 0 | 0 |  | 0
[6 empty] | % of installed capacity | 0 | 0 | 0 | 0 | 0 | 0 | 0 | 0 | 0 | 0 | 0 | 0
Heavy oil | old 1 | 0 | 0 | 0 | 0 | number of must run units | 0 | 0 | 0 | 0 | 0 | 0 | 0 | 0 | 0 | 0 | 0 | 0 | [13 empty] | 10 | 27 | 15 |  |  |  | 0 | 0 |  | 0
[6 empty] | % of installed capacity | 0 | 0 | 0 | 0 | 0 | 0 | 0 | 0 | 0 | 0 | 0 | 0
| old 2 | 0 | 0 | 0 | 0 | number of must run units | 0 | 0 | 0 | 0 | 0 | 0 | 0 | 0 | 0 | 0 | 0 | 0 | [13 empty] | 10 | 27 | 15 |  |  |  | 0 | 0 |  | 0
[6 empty] | % of installed capacity | 0 | 0 | 0 | 0 | 0 | 0 | 0 | 0 | 0 | 0 | 0 | 0
Oil shale | old | 0 | 0 | 0 | 0 | number of must run units | 0 | 0 | 0 | 0 | 0 | 0 | 0 | 0 | 0 | 0 | 0 | 0 | [13 empty] | 10 | 27 | 15 |  |  |  | 0 | 0 |  | 0
[6 empty] | % of installed capacity | 0 | 0 | 0 | 0 | 0 | 0 | 0 | 0 | 0 | 0 | 0 | 0
| new | 0 | 0 | 0 | 0 | number of must run units | 0 | 0 | 0 | 0 | 0 | 0 | 0 | 0 | 0 | 0 | 0 | 0 | [13 empty] | 7.5 | 27 | 15 |  |  |  | 0 | 0 |  | 0
[6 empty] | % of installed capacity | 0 | 0 | 0 | 0 | 0 | 0 | 0 | 0 | 0 | 0 | 0 | 0
Gas | CCGT present 1 | 0 | 0 | 0 | 0 | number of must run units | 0 | 0 | 0 | 0 | 0 | 0 | 0 | 0 | 0 | 0 | 0 | 0 | [13 empty] | 5 | 27 | 15 |  |  |  | 0 | 0 |  | 0
[6 empty] | % of installed capacity | 0 | 0 | 0 | 0 | 0 | 0 | 0 | 0 | 0 | 0 | 0 | 0
| CCGT present 2 | 290.8613 | 4 | 0 | 0 | number of must run units | 0 | 0 | 0 | 0 | 0 | 0 | 0 | 0 | 0 | 0 | 0 | 0 | [13 empty] | 0 | 0 | 15 | 0 | 2.4 | 3 | 0 | 0 | 0 | 4
[6 empty] | % of installed capacity | 0 | 0 | 0 | 0 | 0 | 0 | 0 | 0 | 0 | 0 | 0 | 0
Hydrogen | Fuel Cell | 0 | 0 | 0 | 0 | number of must run units | 0 | 0 | 0 | 0 | 0 | 0 | 0 | 0 | 0 | 0 | 0 | 0 | [13 empty] | 2.5 | 7 | 0 |  |  |  | 0 | 0 |  | 0
[6 empty] | % of installed capacity | 0 | 0 | 0 | 0 | 0 | 0 | 0 | 0 | 0 | 0 | 0 | 0
Hydrogen | CCGT | 0 | 0 | 0 | 0 | number of must run units | 0 | 0 | 0 | 0 | 0 | 0 | 0 | 0 | 0 | 0 | 0 | 0 | [13 empty] | 5 | 27 | 15 |  |  |  | 0 | 0 |  | 0
[6 empty] | % of installed capacity | 0 | 0 | 0 | 0 | 0 | 0 | 0 | 0 | 0 | 0 | 0 | 0
Hydrogen | OCGT | 0 | 0 | 0 | 0 | number of must run units | 0 | 0 | 0 | 0 | 0 | 0 | 0 | 0 | 0 | 0 | 0 | 0 | [13 empty] | 5 | 13 | 15 |  |  |  | 0 | 0 |  | 0
[6 empty] | % of installed capacity | 0 | 0 | 0 | 0 | 0 | 0 | 0 | 0 | 0 | 0 | 0 | 0

## Other Non-RES
ENTSO-E Market Modelling Database: Other non-RES
Country:
Market Node: | PL00
Year:
Climate year |  |  | N.B. use convention first January always Monday (2007 calendar year) --> see guidelines for further details
Scenario
|  | Price Band 1 | Price Band 2 | Price Band 3
| Installed capacity (MW) | 718.6154 | 619.8962 | 290.8613
Number of units
| PEMMDB type(s) | OtherNon-RES/Hard coal/old 1 | OtherNon-RES/Gas/conventional old 2 | OtherNon-RES/Gas/CCGT present 2
Purpose
| Avg. Market Offer Price (€/MWh) | 0 | 0 | 0
| Avg. Efficiency Ratio | 0.35 | 0.41 | 0.58
| Avg. CO2 em. factor (ton/MWh) | 268.5714 | 139.0244 | 98.2759
| Start climate year | 2050 | 2050 | 2050
| End climate year | 2050 | 2050 | 2050
Date | Hour | Available capacity (MW) | Available capacity (MW) | Available capacity (MW) | Available capacity (MW) | Available capacity (MW) | Available capacity (MW) | Available capacity (MW) | Available capacity (MW) | Available capacity (MW) | Available capacity (MW) | Available capacity (MW) | Available capacity (MW) | Available capacity (MW) | Available capacity (MW) | Available capacity (MW) | Available capacity (MW) | Available capacity (MW) | Available capacity (MW) | Available capacity (MW) | Available capacity (MW) | Available capacity (MW) | Available capacity (MW) | Available capacity (MW) | Available capacity (MW) | Available capacity (MW) | Available capacity (MW) | Available capacity (MW)
01.01. | 1 | 718.6154 | 619.8962 | 290.8613
01.01. | 2 | 718.6154 | 619.8962 | 290.8613
01.01. | 3 | 718.6154 | 619.8962 | 290.8613
01.01. | 4 | 718.6154 | 619.8962 | 290.8613
01.01. | 5 | 718.6154 | 619.8962 | 290.8613
01.01. | 6 | 718.6154 | 619.8962 | 290.8613
01.01. | 7 | 718.6154 | 619.8962 | 290.8613
01.01. | 8 | 718.6154 | 619.8962 | 290.8613
01.01. | 9 | 718.6154 | 619.8962 | 290.8613
01.01. | 10 | 718.6154 | 619.8962 | 290.8613
01.01. | 11 | 718.6154 | 619.8962 | 290.8613
01.01. | 12 | 718.6154 | 619.8962 | 290.8613
01.01. | 13 | 718.6154 | 619.8962 | 290.8613
01.01. | 14 | 718.6154 | 619.8962 | 290.8613
01.01. | 15 | 718.6154 | 619.8962 | 290.8613
01.01. | 16 | 718.6154 | 619.8962 | 290.8613
01.01. | 17 | 718.6154 | 619.8962 | 290.8613
01.01. | 18 | 718.6154 | 619.8962 | 290.8613
01.01. | 19 | 718.6154 | 619.8962 | 290.8613
01.01. | 20 | 718.6154 | 619.8962 | 290.8613
01.01. | 21 | 718.6154 | 619.8962 | 290.8613
01.01. | 22 | 718.6154 | 619.8962 | 290.8613
01.01. | 23 | 718.6154 | 619.8962 | 290.8613
01.01. | 24 | 718.6154 | 619.8962 | 290.8613
02.01. | 1 | 718.6154 | 619.8962 | 290.8613
02.01. | 2 | 718.6154 | 619.8962 | 290.8613
02.01. | 3 | 718.6154 | 619.8962 | 290.8613
02.01. | 4 | 718.6154 | 619.8962 | 290.8613
02.01. | 5 | 718.6154 | 619.8962 | 290.8613
02.01. | 6 | 718.6154 | 619.8962 | 290.8613
02.01. | 7 | 718.6154 | 619.8962 | 290.8613
02.01. | 8 | 718.6154 | 619.8962 | 290.8613
02.01. | 9 | 718.6154 | 619.8962 | 290.8613
02.01. | 10 | 718.6154 | 619.8962 | 290.8613
02.01. | 11 | 718.6154 | 619.8962 | 290.8613
02.01. | 12 | 718.6154 | 619.8962 | 290.8613
02.01. | 13 | 718.6154 | 619.8962 | 290.8613
02.01. | 14 | 718.6154 | 619.8962 | 290.8613
02.01. | 15 | 718.6154 | 619.8962 | 290.8613
02.01. | 16 | 718.6154 | 619.8962 | 290.8613
02.01. | 17 | 718.6154 | 619.8962 | 290.8613
02.01. | 18 | 718.6154 | 619.8962 | 290.8613
02.01. | 19 | 718.6154 | 619.8962 | 290.8613
02.01. | 20 | 718.6154 | 619.8962 | 290.8613
02.01. | 21 | 718.6154 | 619.8962 | 290.8613
02.01. | 22 | 718.6154 | 619.8962 | 290.8613
02.01. | 23 | 718.6154 | 619.8962 | 290.8613
02.01. | 24 | 718.6154 | 619.8962 | 290.8613
03.01. | 1 | 718.6154 | 619.8962 | 290.8613
03.01. | 2 | 718.6154 | 619.8962 | 290.8613
03.01. | 3 | 718.6154 | 619.8962 | 290.8613
03.01. | 4 | 718.6154 | 619.8962 | 290.8613
03.01. | 5 | 718.6154 | 619.8962 | 290.8613
03.01. | 6 | 718.6154 | 619.8962 | 290.8613
03.01. | 7 | 718.6154 | 619.8962 | 290.8613
03.01. | 8 | 718.6154 | 619.8962 | 290.8613
03.01. | 9 | 718.6154 | 619.8962 | 290.8613
03.01. | 10 | 718.6154 | 619.8962 | 290.8613
03.01. | 11 | 718.6154 | 619.8962 | 290.8613
03.01. | 12 | 718.6154 | 619.8962 | 290.8613
03.01. | 13 | 718.6154 | 619.8962 | 290.8613
03.01. | 14 | 718.6154 | 619.8962 | 290.8613
03.01. | 15 | 718.6154 | 619.8962 | 290.8613
03.01. | 16 | 718.6154 | 619.8962 | 290.8613
03.01. | 17 | 718.6154 | 619.8962 | 290.8613
03.01. | 18 | 718.6154 | 619.8962 | 290.8613
03.01. | 19 | 718.6154 | 619.8962 | 290.8613
03.01. | 20 | 718.6154 | 619.8962 | 290.8613
03.01. | 21 | 718.6154 | 619.8962 | 290.8613
03.01. | 22 | 718.6154 | 619.8962 | 290.8613
03.01. | 23 | 718.6154 | 619.8962 | 290.8613
03.01. | 24 | 718.6154 | 619.8962 | 290.8613
04.01. | 1 | 718.6154 | 619.8962 | 290.8613
04.01. | 2 | 718.6154 | 619.8962 | 290.8613
04.01. | 3 | 718.6154 | 619.8962 | 290.8613
04.01. | 4 | 718.6154 | 619.8962 | 290.8613
04.01. | 5 | 718.6154 | 619.8962 | 290.8613
04.01. | 6 | 718.6154 | 619.8962 | 290.8613
04.01. | 7 | 718.6154 | 619.8962 | 290.8613
04.01. | 8 | 718.6154 | 619.8962 | 290.8613
04.01. | 9 | 718.6154 | 619.8962 | 290.8613
04.01. | 10 | 718.6154 | 619.8962 | 290.8613
04.01. | 11 | 718.6154 | 619.8962 | 290.8613
04.01. | 12 | 718.6154 | 619.8962 | 290.8613
04.01. | 13 | 718.6154 | 619.8962 | 290.8613
04.01. | 14 | 718.6154 | 619.8962 | 290.8613
04.01. | 15 | 718.6154 | 619.8962 | 290.8613
04.01. | 16 | 718.6154 | 619.8962 | 290.8613
04.01. | 17 | 718.6154 | 619.8962 | 290.8613
04.01. | 18 | 718.6154 | 619.8962 | 290.8613
04.01. | 19 | 718.6154 | 619.8962 | 290.8613
04.01. | 20 | 718.6154 | 619.8962 | 290.8613
04.01. | 21 | 718.6154 | 619.8962 | 290.8613
04.01. | 22 | 718.6154 | 619.8962 | 290.8613
04.01. | 23 | 718.6154 | 619.8962 | 290.8613
04.01. | 24 | 718.6154 | 619.8962 | 290.8613
05.01. | 1 | 718.6154 | 619.8962 | 290.8613
05.01. | 2 | 718.6154 | 619.8962 | 290.8613
05.01. | 3 | 718.6154 | 619.8962 | 290.8613
05.01. | 4 | 718.6154 | 619.8962 | 290.8613
05.01. | 5 | 718.6154 | 619.8962 | 290.8613
05.01. | 6 | 718.6154 | 619.8962 | 290.8613
05.01. | 7 | 718.6154 | 619.8962 | 290.8613
05.01. | 8 | 718.6154 | 619.8962 | 290.8613
05.01. | 9 | 718.6154 | 619.8962 | 290.8613
05.01. | 10 | 718.6154 | 619.8962 | 290.8613
05.01. | 11 | 718.6154 | 619.8962 | 290.8613
05.01. | 12 | 718.6154 | 619.8962 | 290.8613
05.01. | 13 | 718.6154 | 619.8962 | 290.8613
05.01. | 14 | 718.6154 | 619.8962 | 290.8613
05.01. | 15 | 718.6154 | 619.8962 | 290.8613
05.01. | 16 | 718.6154 | 619.8962 | 290.8613
05.01. | 17 | 718.6154 | 619.8962 | 290.8613
05.01. | 18 | 718.6154 | 619.8962 | 290.8613
05.01. | 19 | 718.6154 | 619.8962 | 290.8613
05.01. | 20 | 718.6154 | 619.8962 | 290.8613
05.01. | 21 | 718.6154 | 619.8962 | 290.8613
05.01. | 22 | 718.6154 | 619.8962 | 290.8613
05.01. | 23 | 718.6154 | 619.8962 | 290.8613
05.01. | 24 | 718.6154 | 619.8962 | 290.8613
06.01. | 1 | 718.6154 | 619.8962 | 290.8613
06.01. | 2 | 718.6154 | 619.8962 | 290.8613
06.01. | 3 | 718.6154 | 619.8962 | 290.8613
06.01. | 4 | 718.6154 | 619.8962 | 290.8613
06.01. | 5 | 718.6154 | 619.8962 | 290.8613
06.01. | 6 | 718.6154 | 619.8962 | 290.8613
06.01. | 7 | 718.6154 | 619.8962 | 290.8613
06.01. | 8 | 718.6154 | 619.8962 | 290.8613
06.01. | 9 | 718.6154 | 619.8962 | 290.8613
06.01. | 10 | 718.6154 | 619.8962 | 290.8613
06.01. | 11 | 718.6154 | 619.8962 | 290.8613
06.01. | 12 | 718.6154 | 619.8962 | 290.8613
06.01. | 13 | 718.6154 | 619.8962 | 290.8613
06.01. | 14 | 718.6154 | 619.8962 | 290.8613
06.01. | 15 | 718.6154 | 619.8962 | 290.8613
06.01. | 16 | 718.6154 | 619.8962 | 290.8613
06.01. | 17 | 718.6154 | 619.8962 | 290.8613
06.01. | 18 | 718.6154 | 619.8962 | 290.8613
06.01. | 19 | 718.6154 | 619.8962 | 290.8613
06.01. | 20 | 718.6154 | 619.8962 | 290.8613
06.01. | 21 | 718.6154 | 619.8962 | 290.8613
06.01. | 22 | 718.6154 | 619.8962 | 290.8613
06.01. | 23 | 718.6154 | 619.8962 | 290.8613
06.01. | 24 | 718.6154 | 619.8962 | 290.8613
07.01. | 1 | 718.6154 | 619.8962 | 290.8613
07.01. | 2 | 718.6154 | 619.8962 | 290.8613
07.01. | 3 | 718.6154 | 619.8962 | 290.8613
07.01. | 4 | 718.6154 | 619.8962 | 290.8613
07.01. | 5 | 718.6154 | 619.8962 | 290.8613
07.01. | 6 | 718.6154 | 619.8962 | 290.8613
07.01. | 7 | 718.6154 | 619.8962 | 290.8613
07.01. | 8 | 718.6154 | 619.8962 | 290.8613
07.01. | 9 | 718.6154 | 619.8962 | 290.8613
07.01. | 10 | 718.6154 | 619.8962 | 290.8613
07.01. | 11 | 718.6154 | 619.8962 | 290.8613
07.01. | 12 | 718.6154 | 619.8962 | 290.8613
07.01. | 13 | 718.6154 | 619.8962 | 290.8613
07.01. | 14 | 718.6154 | 619.8962 | 290.8613
07.01. | 15 | 718.6154 | 619.8962 | 290.8613
07.01. | 16 | 718.6154 | 619.8962 | 290.8613
07.01. | 17 | 718.6154 | 619.8962 | 290.8613
07.01. | 18 | 718.6154 | 619.8962 | 290.8613
07.01. | 19 | 718.6154 | 619.8962 | 290.8613
07.01. | 20 | 718.6154 | 619.8962 | 290.8613
07.01. | 21 | 718.6154 | 619.8962 | 290.8613
07.01. | 22 | 718.6154 | 619.8962 | 290.8613
07.01. | 23 | 718.6154 | 619.8962 | 290.8613
07.01. | 24 | 718.6154 | 619.8962 | 290.8613
08.01. | 1 | 718.6154 | 619.8962 | 290.8613
08.01. | 2 | 718.6154 | 619.8962 | 290.8613
08.01. | 3 | 718.6154 | 619.8962 | 290.8613
08.01. | 4 | 718.6154 | 619.8962 | 290.8613
08.01. | 5 | 718.6154 | 619.8962 | 290.8613
08.01. | 6 | 718.6154 | 619.8962 | 290.8613
08.01. | 7 | 718.6154 | 619.8962 | 290.8613
08.01. | 8 | 718.6154 | 619.8962 | 290.8613
08.01. | 9 | 718.6154 | 619.8962 | 290.8613
08.01. | 10 | 718.6154 | 619.8962 | 290.8613
08.01. | 11 | 718.6154 | 619.8962 | 290.8613
08.01. | 12 | 718.6154 | 619.8962 | 290.8613
08.01. | 13 | 718.6154 | 619.8962 | 290.8613
08.01. | 14 | 718.6154 | 619.8962 | 290.8613
08.01. | 15 | 718.6154 | 619.8962 | 290.8613
08.01. | 16 | 718.6154 | 619.8962 | 290.8613
08.01. | 17 | 718.6154 | 619.8962 | 290.8613
08.01. | 18 | 718.6154 | 619.8962 | 290.8613
08.01. | 19 | 718.6154 | 619.8962 | 290.8613
08.01. | 20 | 718.6154 | 619.8962 | 290.8613
08.01. | 21 | 718.6154 | 619.8962 | 290.8613
08.01. | 22 | 718.6154 | 619.8962 | 290.8613
08.01. | 23 | 718.6154 | 619.8962 | 290.8613
08.01. | 24 | 718.6154 | 619.8962 | 290.8613
09.01. | 1 | 718.6154 | 619.8962 | 290.8613
09.01. | 2 | 718.6154 | 619.8962 | 290.8613
09.01. | 3 | 718.6154 | 619.8962 | 290.8613
09.01. | 4 | 718.6154 | 619.8962 | 290.8613
09.01. | 5 | 718.6154 | 619.8962 | 290.8613
09.01. | 6 | 718.6154 | 619.8962 | 290.8613
09.01. | 7 | 718.6154 | 619.8962 | 290.8613
09.01. | 8 | 718.6154 | 619.8962 | 290.8613
09.01. | 9 | 718.6154 | 619.8962 | 290.8613
09.01. | 10 | 718.6154 | 619.8962 | 290.8613
09.01. | 11 | 718.6154 | 619.8962 | 290.8613
09.01. | 12 | 718.6154 | 619.8962 | 290.8613
09.01. | 13 | 718.6154 | 619.8962 | 290.8613
09.01. | 14 | 718.6154 | 619.8962 | 290.8613
09.01. | 15 | 718.6154 | 619.8962 | 290.8613
09.01. | 16 | 718.6154 | 619.8962 | 290.8613
09.01. | 17 | 718.6154 | 619.8962 | 290.8613
09.01. | 18 | 718.6154 | 619.8962 | 290.8613
09.01. | 19 | 718.6154 | 619.8962 | 290.8613
09.01. | 20 | 718.6154 | 619.8962 | 290.8613
09.01. | 21 | 718.6154 | 619.8962 | 290.8613
09.01. | 22 | 718.6154 | 619.8962 | 290.8613
09.01. | 23 | 718.6154 | 619.8962 | 290.8613
09.01. | 24 | 718.6154 | 619.8962 | 290.8613
10.01. | 1 | 718.6154 | 619.8962 | 290.8613
10.01. | 2 | 718.6154 | 619.8962 | 290.8613
10.01. | 3 | 718.6154 | 619.8962 | 290.8613
10.01. | 4 | 718.6154 | 619.8962 | 290.8613
10.01. | 5 | 718.6154 | 619.8962 | 290.8613
10.01. | 6 | 718.6154 | 619.8962 | 290.8613
10.01. | 7 | 718.6154 | 619.8962 | 290.8613
10.01. | 8 | 718.6154 | 619.8962 | 290.8613
10.01. | 9 | 718.6154 | 619.8962 | 290.8613
10.01. | 10 | 718.6154 | 619.8962 | 290.8613
10.01. | 11 | 718.6154 | 619.8962 | 290.8613
10.01. | 12 | 718.6154 | 619.8962 | 290.8613
10.01. | 13 | 718.6154 | 619.8962 | 290.8613
10.01. | 14 | 718.6154 | 619.8962 | 290.8613
10.01. | 15 | 718.6154 | 619.8962 | 290.8613
10.01. | 16 | 718.6154 | 619.8962 | 290.8613
10.01. | 17 | 718.6154 | 619.8962 | 290.8613
10.01. | 18 | 718.6154 | 619.8962 | 290.8613
10.01. | 19 | 718.6154 | 619.8962 | 290.8613
10.01. | 20 | 718.6154 | 619.8962 | 290.8613
10.01. | 21 | 718.6154 | 619.8962 | 290.8613
10.01. | 22 | 718.6154 | 619.8962 | 290.8613
10.01. | 23 | 718.6154 | 619.8962 | 290.8613
10.01. | 24 | 718.6154 | 619.8962 | 290.8613
11.01. | 1 | 718.6154 | 619.8962 | 290.8613
11.01. | 2 | 718.6154 | 619.8962 | 290.8613
11.01. | 3 | 718.6154 | 619.8962 | 290.8613
11.01. | 4 | 718.6154 | 619.8962 | 290.8613
11.01. | 5 | 718.6154 | 619.8962 | 290.8613
11.01. | 6 | 718.6154 | 619.8962 | 290.8613
11.01. | 7 | 718.6154 | 619.8962 | 290.8613
11.01. | 8 | 718.6154 | 619.8962 | 290.8613
11.01. | 9 | 718.6154 | 619.8962 | 290.8613
11.01. | 10 | 718.6154 | 619.8962 | 290.8613
11.01. | 11 | 718.6154 | 619.8962 | 290.8613
11.01. | 12 | 718.6154 | 619.8962 | 290.8613
11.01. | 13 | 718.6154 | 619.8962 | 290.8613
11.01. | 14 | 718.6154 | 619.8962 | 290.8613
11.01. | 15 | 718.6154 | 619.8962 | 290.8613
11.01. | 16 | 718.6154 | 619.8962 | 290.8613
11.01. | 17 | 718.6154 | 619.8962 | 290.8613
11.01. | 18 | 718.6154 | 619.8962 | 290.8613
11.01. | 19 | 718.6154 | 619.8962 | 290.8613
11.01. | 20 | 718.6154 | 619.8962 | 290.8613
11.01. | 21 | 718.6154 | 619.8962 | 290.8613
11.01. | 22 | 718.6154 | 619.8962 | 290.8613
11.01. | 23 | 718.6154 | 619.8962 | 290.8613
11.01. | 24 | 718.6154 | 619.8962 | 290.8613
12.01. | 1 | 718.6154 | 619.8962 | 290.8613
12.01. | 2 | 718.6154 | 619.8962 | 290.8613
12.01. | 3 | 718.6154 | 619.8962 | 290.8613
12.01. | 4 | 718.6154 | 619.8962 | 290.8613
12.01. | 5 | 718.6154 | 619.8962 | 290.8613
12.01. | 6 | 718.6154 | 619.8962 | 290.8613
12.01. | 7 | 718.6154 | 619.8962 | 290.8613
12.01. | 8 | 718.6154 | 619.8962 | 290.8613
12.01. | 9 | 718.6154 | 619.8962 | 290.8613
12.01. | 10 | 718.6154 | 619.8962 | 290.8613
12.01. | 11 | 718.6154 | 619.8962 | 290.8613
12.01. | 12 | 718.6154 | 619.8962 | 290.8613
12.01. | 13 | 718.6154 | 619.8962 | 290.8613
12.01. | 14 | 718.6154 | 619.8962 | 290.8613
12.01. | 15 | 718.6154 | 619.8962 | 290.8613
12.01. | 16 | 718.6154 | 619.8962 | 290.8613
12.01. | 17 | 718.6154 | 619.8962 | 290.8613
12.01. | 18 | 718.6154 | 619.8962 | 290.8613
12.01. | 19 | 718.6154 | 619.8962 | 290.8613
12.01. | 20 | 718.6154 | 619.8962 | 290.8613
12.01. | 21 | 718.6154 | 619.8962 | 290.8613
12.01. | 22 | 718.6154 | 619.8962 | 290.8613
12.01. | 23 | 718.6154 | 619.8962 | 290.8613
12.01. | 24 | 718.6154 | 619.8962 | 290.8613
13.01. | 1 | 718.6154 | 619.8962 | 290.8613
13.01. | 2 | 718.6154 | 619.8962 | 290.8613
13.01. | 3 | 718.6154 | 619.8962 | 290.8613
13.01. | 4 | 718.6154 | 619.8962 | 290.8613
13.01. | 5 | 718.6154 | 619.8962 | 290.8613
13.01. | 6 | 718.6154 | 619.8962 | 290.8613
13.01. | 7 | 718.6154 | 619.8962 | 290.8613
13.01. | 8 | 718.6154 | 619.8962 | 290.8613
13.01. | 9 | 718.6154 | 619.8962 | 290.8613
13.01. | 10 | 718.6154 | 619.8962 | 290.8613
13.01. | 11 | 718.6154 | 619.8962 | 290.8613
13.01. | 12 | 718.6154 | 619.8962 | 290.8613
13.01. | 13 | 718.6154 | 619.8962 | 290.8613
13.01. | 14 | 718.6154 | 619.8962 | 290.8613
13.01. | 15 | 718.6154 | 619.8962 | 290.8613
13.01. | 16 | 718.6154 | 619.8962 | 290.8613
13.01. | 17 | 718.6154 | 619.8962 | 290.8613
13.01. | 18 | 718.6154 | 619.8962 | 290.8613
13.01. | 19 | 718.6154 | 619.8962 | 290.8613
13.01. | 20 | 718.6154 | 619.8962 | 290.8613
13.01. | 21 | 718.6154 | 619.8962 | 290.8613
13.01. | 22 | 718.6154 | 619.8962 | 290.8613
13.01. | 23 | 718.6154 | 619.8962 | 290.8613
13.01. | 24 | 718.6154 | 619.8962 | 290.8613
14.01. | 1 | 718.6154 | 619.8962 | 290.8613
14.01. | 2 | 718.6154 | 619.8962 | 290.8613
14.01. | 3 | 718.6154 | 619.8962 | 290.8613
14.01. | 4 | 718.6154 | 619.8962 | 290.8613
14.01. | 5 | 718.6154 | 619.8962 | 290.8613
14.01. | 6 | 718.6154 | 619.8962 | 290.8613
14.01. | 7 | 718.6154 | 619.8962 | 290.8613
14.01. | 8 | 718.6154 | 619.8962 | 290.8613
14.01. | 9 | 718.6154 | 619.8962 | 290.8613
14.01. | 10 | 718.6154 | 619.8962 | 290.8613
14.01. | 11 | 718.6154 | 619.8962 | 290.8613
14.01. | 12 | 718.6154 | 619.8962 | 290.8613
14.01. | 13 | 718.6154 | 619.8962 | 290.8613
14.01. | 14 | 718.6154 | 619.8962 | 290.8613
14.01. | 15 | 718.6154 | 619.8962 | 290.8613
14.01. | 16 | 718.6154 | 619.8962 | 290.8613
14.01. | 17 | 718.6154 | 619.8962 | 290.8613
14.01. | 18 | 718.6154 | 619.8962 | 290.8613
14.01. | 19 | 718.6154 | 619.8962 | 290.8613
14.01. | 20 | 718.6154 | 619.8962 | 290.8613
14.01. | 21 | 718.6154 | 619.8962 | 290.8613
14.01. | 22 | 718.6154 | 619.8962 | 290.8613
14.01. | 23 | 718.6154 | 619.8962 | 290.8613
14.01. | 24 | 718.6154 | 619.8962 | 290.8613
15.01. | 1 | 718.6154 | 619.8962 | 290.8613
15.01. | 2 | 718.6154 | 619.8962 | 290.8613
15.01. | 3 | 718.6154 | 619.8962 | 290.8613
15.01. | 4 | 718.6154 | 619.8962 | 290.8613
15.01. | 5 | 718.6154 | 619.8962 | 290.8613
15.01. | 6 | 718.6154 | 619.8962 | 290.8613
15.01. | 7 | 718.6154 | 619.8962 | 290.8613
15.01. | 8 | 718.6154 | 619.8962 | 290.8613
15.01. | 9 | 718.6154 | 619.8962 | 290.8613
15.01. | 10 | 718.6154 | 619.8962 | 290.8613
15.01. | 11 | 718.6154 | 619.8962 | 290.8613
15.01. | 12 | 718.6154 | 619.8962 | 290.8613
15.01. | 13 | 718.6154 | 619.8962 | 290.8613
15.01. | 14 | 718.6154 | 619.8962 | 290.8613
15.01. | 15 | 718.6154 | 619.8962 | 290.8613
15.01. | 16 | 718.6154 | 619.8962 | 290.8613
15.01. | 17 | 718.6154 | 619.8962 | 290.8613
15.01. | 18 | 718.6154 | 619.8962 | 290.8613
15.01. | 19 | 718.6154 | 619.8962 | 290.8613
15.01. | 20 | 718.6154 | 619.8962 | 290.8613
15.01. | 21 | 718.6154 | 619.8962 | 290.8613
15.01. | 22 | 718.6154 | 619.8962 | 290.8613
15.01. | 23 | 718.6154 | 619.8962 | 290.8613
15.01. | 24 | 718.6154 | 619.8962 | 290.8613
16.01. | 1 | 718.6154 | 619.8962 | 290.8613
16.01. | 2 | 718.6154 | 619.8962 | 290.8613
16.01. | 3 | 718.6154 | 619.8962 | 290.8613
16.01. | 4 | 718.6154 | 619.8962 | 290.8613
16.01. | 5 | 718.6154 | 619.8962 | 290.8613
16.01. | 6 | 718.6154 | 619.8962 | 290.8613
16.01. | 7 | 718.6154 | 619.8962 | 290.8613
16.01. | 8 | 718.6154 | 619.8962 | 290.8613
16.01. | 9 | 718.6154 | 619.8962 | 290.8613
16.01. | 10 | 718.6154 | 619.8962 | 290.8613
16.01. | 11 | 718.6154 | 619.8962 | 290.8613
16.01. | 12 | 718.6154 | 619.8962 | 290.8613
16.01. | 13 | 718.6154 | 619.8962 | 290.8613
16.01. | 14 | 718.6154 | 619.8962 | 290.8613
16.01. | 15 | 718.6154 | 619.8962 | 290.8613
16.01. | 16 | 718.6154 | 619.8962 | 290.8613
16.01. | 17 | 718.6154 | 619.8962 | 290.8613
16.01. | 18 | 718.6154 | 619.8962 | 290.8613
16.01. | 19 | 718.6154 | 619.8962 | 290.8613
16.01. | 20 | 718.6154 | 619.8962 | 290.8613
16.01. | 21 | 718.6154 | 619.8962 | 290.8613
16.01. | 22 | 718.6154 | 619.8962 | 290.8613
16.01. | 23 | 718.6154 | 619.8962 | 290.8613
16.01. | 24 | 718.6154 | 619.8962 | 290.8613
17.01. | 1 | 718.6154 | 619.8962 | 290.8613
17.01. | 2 | 718.6154 | 619.8962 | 290.8613
17.01. | 3 | 718.6154 | 619.8962 | 290.8613
17.01. | 4 | 718.6154 | 619.8962 | 290.8613
17.01. | 5 | 718.6154 | 619.8962 | 290.8613
17.01. | 6 | 718.6154 | 619.8962 | 290.8613
17.01. | 7 | 718.6154 | 619.8962 | 290.8613
17.01. | 8 | 718.6154 | 619.8962 | 290.8613
17.01. | 9 | 718.6154 | 619.8962 | 290.8613
17.01. | 10 | 718.6154 | 619.8962 | 290.8613
17.01. | 11 | 718.6154 | 619.8962 | 290.8613
17.01. | 12 | 718.6154 | 619.8962 | 290.8613
17.01. | 13 | 718.6154 | 619.8962 | 290.8613
17.01. | 14 | 718.6154 | 619.8962 | 290.8613
17.01. | 15 | 718.6154 | 619.8962 | 290.8613
17.01. | 16 | 718.6154 | 619.8962 | 290.8613
17.01. | 17 | 718.6154 | 619.8962 | 290.8613
17.01. | 18 | 718.6154 | 619.8962 | 290.8613
17.01. | 19 | 718.6154 | 619.8962 | 290.8613
17.01. | 20 | 718.6154 | 619.8962 | 290.8613
17.01. | 21 | 718.6154 | 619.8962 | 290.8613
17.01. | 22 | 718.6154 | 619.8962 | 290.8613
17.01. | 23 | 718.6154 | 619.8962 | 290.8613
17.01. | 24 | 718.6154 | 619.8962 | 290.8613
18.01. | 1 | 718.6154 | 619.8962 | 290.8613
18.01. | 2 | 718.6154 | 619.8962 | 290.8613
18.01. | 3 | 718.6154 | 619.8962 | 290.8613
18.01. | 4 | 718.6154 | 619.8962 | 290.8613
18.01. | 5 | 718.6154 | 619.8962 | 290.8613
18.01. | 6 | 718.6154 | 619.8962 | 290.8613
18.01. | 7 | 718.6154 | 619.8962 | 290.8613
18.01. | 8 | 718.6154 | 619.8962 | 290.8613
18.01. | 9 | 718.6154 | 619.8962 | 290.8613
18.01. | 10 | 718.6154 | 619.8962 | 290.8613
18.01. | 11 | 718.6154 | 619.8962 | 290.8613
18.01. | 12 | 718.6154 | 619.8962 | 290.8613
18.01. | 13 | 718.6154 | 619.8962 | 290.8613
18.01. | 14 | 718.6154 | 619.8962 | 290.8613
18.01. | 15 | 718.6154 | 619.8962 | 290.8613
18.01. | 16 | 718.6154 | 619.8962 | 290.8613
18.01. | 17 | 718.6154 | 619.8962 | 290.8613
18.01. | 18 | 718.6154 | 619.8962 | 290.8613
18.01. | 19 | 718.6154 | 619.8962 | 290.8613
18.01. | 20 | 718.6154 | 619.8962 | 290.8613
18.01. | 21 | 718.6154 | 619.8962 | 290.8613
18.01. | 22 | 718.6154 | 619.8962 | 290.8613
18.01. | 23 | 718.6154 | 619.8962 | 290.8613
18.01. | 24 | 718.6154 | 619.8962 | 290.8613
19.01. | 1 | 718.6154 | 619.8962 | 290.8613
19.01. | 2 | 718.6154 | 619.8962 | 290.8613
19.01. | 3 | 718.6154 | 619.8962 | 290.8613
19.01. | 4 | 718.6154 | 619.8962 | 290.8613
19.01. | 5 | 718.6154 | 619.8962 | 290.8613
19.01. | 6 | 718.6154 | 619.8962 | 290.8613
19.01. | 7 | 718.6154 | 619.8962 | 290.8613
19.01. | 8 | 718.6154 | 619.8962 | 290.8613
19.01. | 9 | 718.6154 | 619.8962 | 290.8613
19.01. | 10 | 718.6154 | 619.8962 | 290.8613
19.01. | 11 | 718.6154 | 619.8962 | 290.8613
19.01. | 12 | 718.6154 | 619.8962 | 290.8613
19.01. | 13 | 718.6154 | 619.8962 | 290.8613
19.01. | 14 | 718.6154 | 619.8962 | 290.8613
19.01. | 15 | 718.6154 | 619.8962 | 290.8613
19.01. | 16 | 718.6154 | 619.8962 | 290.8613
19.01. | 17 | 718.6154 | 619.8962 | 290.8613
19.01. | 18 | 718.6154 | 619.8962 | 290.8613
19.01. | 19 | 718.6154 | 619.8962 | 290.8613
19.01. | 20 | 718.6154 | 619.8962 | 290.8613
19.01. | 21 | 718.6154 | 619.8962 | 290.8613
19.01. | 22 | 718.6154 | 619.8962 | 290.8613
19.01. | 23 | 718.6154 | 619.8962 | 290.8613
19.01. | 24 | 718.6154 | 619.8962 | 290.8613
20.01. | 1 | 718.6154 | 619.8962 | 290.8613
20.01. | 2 | 718.6154 | 619.8962 | 290.8613
20.01. | 3 | 718.6154 | 619.8962 | 290.8613
20.01. | 4 | 718.6154 | 619.8962 | 290.8613
20.01. | 5 | 718.6154 | 619.8962 | 290.8613
20.01. | 6 | 718.6154 | 619.8962 | 290.8613
20.01. | 7 | 718.6154 | 619.8962 | 290.8613
20.01. | 8 | 718.6154 | 619.8962 | 290.8613
20.01. | 9 | 718.6154 | 619.8962 | 290.8613
20.01. | 10 | 718.6154 | 619.8962 | 290.8613
20.01. | 11 | 718.6154 | 619.8962 | 290.8613
20.01. | 12 | 718.6154 | 619.8962 | 290.8613
20.01. | 13 | 718.6154 | 619.8962 | 290.8613
20.01. | 14 | 718.6154 | 619.8962 | 290.8613
20.01. | 15 | 718.6154 | 619.8962 | 290.8613
20.01. | 16 | 718.6154 | 619.8962 | 290.8613
20.01. | 17 | 718.6154 | 619.8962 | 290.8613
20.01. | 18 | 718.6154 | 619.8962 | 290.8613
20.01. | 19 | 718.6154 | 619.8962 | 290.8613
20.01. | 20 | 718.6154 | 619.8962 | 290.8613
20.01. | 21 | 718.6154 | 619.8962 | 290.8613
20.01. | 22 | 718.6154 | 619.8962 | 290.8613
20.01. | 23 | 718.6154 | 619.8962 | 290.8613
20.01. | 24 | 718.6154 | 619.8962 | 290.8613
21.01. | 1 | 718.6154 | 619.8962 | 290.8613
21.01. | 2 | 718.6154 | 619.8962 | 290.8613
21.01. | 3 | 718.6154 | 619.8962 | 290.8613
21.01. | 4 | 718.6154 | 619.8962 | 290.8613
21.01. | 5 | 718.6154 | 619.8962 | 290.8613
21.01. | 6 | 718.6154 | 619.8962 | 290.8613
21.01. | 7 | 718.6154 | 619.8962 | 290.8613
21.01. | 8 | 718.6154 | 619.8962 | 290.8613
21.01. | 9 | 718.6154 | 619.8962 | 290.8613
21.01. | 10 | 718.6154 | 619.8962 | 290.8613
21.01. | 11 | 718.6154 | 619.8962 | 290.8613
21.01. | 12 | 718.6154 | 619.8962 | 290.8613
21.01. | 13 | 718.6154 | 619.8962 | 290.8613
21.01. | 14 | 718.6154 | 619.8962 | 290.8613
21.01. | 15 | 718.6154 | 619.8962 | 290.8613
21.01. | 16 | 718.6154 | 619.8962 | 290.8613
21.01. | 17 | 718.6154 | 619.8962 | 290.8613
21.01. | 18 | 718.6154 | 619.8962 | 290.8613
21.01. | 19 | 718.6154 | 619.8962 | 290.8613
21.01. | 20 | 718.6154 | 619.8962 | 290.8613
21.01. | 21 | 718.6154 | 619.8962 | 290.8613
21.01. | 22 | 718.6154 | 619.8962 | 290.8613
21.01. | 23 | 718.6154 | 619.8962 | 290.8613
21.01. | 24 | 718.6154 | 619.8962 | 290.8613
22.01. | 1 | 718.6154 | 619.8962 | 290.8613
22.01. | 2 | 718.6154 | 619.8962 | 290.8613
22.01. | 3 | 718.6154 | 619.8962 | 290.8613
22.01. | 4 | 718.6154 | 619.8962 | 290.8613
22.01. | 5 | 718.6154 | 619.8962 | 290.8613
22.01. | 6 | 718.6154 | 619.8962 | 290.8613
22.01. | 7 | 718.6154 | 619.8962 | 290.8613
22.01. | 8 | 718.6154 | 619.8962 | 290.8613
22.01. | 9 | 718.6154 | 619.8962 | 290.8613
22.01. | 10 | 718.6154 | 619.8962 | 290.8613
22.01. | 11 | 718.6154 | 619.8962 | 290.8613
22.01. | 12 | 718.6154 | 619.8962 | 290.8613
22.01. | 13 | 718.6154 | 619.8962 | 290.8613
22.01. | 14 | 718.6154 | 619.8962 | 290.8613
22.01. | 15 | 718.6154 | 619.8962 | 290.8613
22.01. | 16 | 718.6154 | 619.8962 | 290.8613
22.01. | 17 | 718.6154 | 619.8962 | 290.8613
22.01. | 18 | 718.6154 | 619.8962 | 290.8613
22.01. | 19 | 718.6154 | 619.8962 | 290.8613
22.01. | 20 | 718.6154 | 619.8962 | 290.8613
22.01. | 21 | 718.6154 | 619.8962 | 290.8613
22.01. | 22 | 718.6154 | 619.8962 | 290.8613
22.01. | 23 | 718.6154 | 619.8962 | 290.8613
22.01. | 24 | 718.6154 | 619.8962 | 290.8613
23.01. | 1 | 718.6154 | 619.8962 | 290.8613
23.01. | 2 | 718.6154 | 619.8962 | 290.8613
23.01. | 3 | 718.6154 | 619.8962 | 290.8613
23.01. | 4 | 718.6154 | 619.8962 | 290.8613
23.01. | 5 | 718.6154 | 619.8962 | 290.8613
23.01. | 6 | 718.6154 | 619.8962 | 290.8613
23.01. | 7 | 718.6154 | 619.8962 | 290.8613
23.01. | 8 | 718.6154 | 619.8962 | 290.8613
23.01. | 9 | 718.6154 | 619.8962 | 290.8613
23.01. | 10 | 718.6154 | 619.8962 | 290.8613
23.01. | 11 | 718.6154 | 619.8962 | 290.8613
23.01. | 12 | 718.6154 | 619.8962 | 290.8613
23.01. | 13 | 718.6154 | 619.8962 | 290.8613
23.01. | 14 | 718.6154 | 619.8962 | 290.8613
23.01. | 15 | 718.6154 | 619.8962 | 290.8613
23.01. | 16 | 718.6154 | 619.8962 | 290.8613
23.01. | 17 | 718.6154 | 619.8962 | 290.8613
23.01. | 18 | 718.6154 | 619.8962 | 290.8613
23.01. | 19 | 718.6154 | 619.8962 | 290.8613
23.01. | 20 | 718.6154 | 619.8962 | 290.8613
23.01. | 21 | 718.6154 | 619.8962 | 290.8613
23.01. | 22 | 718.6154 | 619.8962 | 290.8613
23.01. | 23 | 718.6154 | 619.8962 | 290.8613
23.01. | 24 | 718.6154 | 619.8962 | 290.8613
24.01. | 1 | 718.6154 | 619.8962 | 290.8613
24.01. | 2 | 718.6154 | 619.8962 | 290.8613
24.01. | 3 | 718.6154 | 619.8962 | 290.8613
24.01. | 4 | 718.6154 | 619.8962 | 290.8613
24.01. | 5 | 718.6154 | 619.8962 | 290.8613
24.01. | 6 | 718.6154 | 619.8962 | 290.8613
24.01. | 7 | 718.6154 | 619.8962 | 290.8613
24.01. | 8 | 718.6154 | 619.8962 | 290.8613
24.01. | 9 | 718.6154 | 619.8962 | 290.8613
24.01. | 10 | 718.6154 | 619.8962 | 290.8613
24.01. | 11 | 718.6154 | 619.8962 | 290.8613
24.01. | 12 | 718.6154 | 619.8962 | 290.8613
24.01. | 13 | 718.6154 | 619.8962 | 290.8613
24.01. | 14 | 718.6154 | 619.8962 | 290.8613
24.01. | 15 | 718.6154 | 619.8962 | 290.8613
24.01. | 16 | 718.6154 | 619.8962 | 290.8613
24.01. | 17 | 718.6154 | 619.8962 | 290.8613
24.01. | 18 | 718.6154 | 619.8962 | 290.8613
24.01. | 19 | 718.6154 | 619.8962 | 290.8613
24.01. | 20 | 718.6154 | 619.8962 | 290.8613
24.01. | 21 | 718.6154 | 619.8962 | 290.8613
24.01. | 22 | 718.6154 | 619.8962 | 290.8613
24.01. | 23 | 718.6154 | 619.8962 | 290.8613
24.01. | 24 | 718.6154 | 619.8962 | 290.8613
25.01. | 1 | 718.6154 | 619.8962 | 290.8613
25.01. | 2 | 718.6154 | 619.8962 | 290.8613
25.01. | 3 | 718.6154 | 619.8962 | 290.8613
25.01. | 4 | 718.6154 | 619.8962 | 290.8613
25.01. | 5 | 718.6154 | 619.8962 | 290.8613
25.01. | 6 | 718.6154 | 619.8962 | 290.8613
25.01. | 7 | 718.6154 | 619.8962 | 290.8613
25.01. | 8 | 718.6154 | 619.8962 | 290.8613
25.01. | 9 | 718.6154 | 619.8962 | 290.8613
25.01. | 10 | 718.6154 | 619.8962 | 290.8613
25.01. | 11 | 718.6154 | 619.8962 | 290.8613
25.01. | 12 | 718.6154 | 619.8962 | 290.8613
25.01. | 13 | 718.6154 | 619.8962 | 290.8613
25.01. | 14 | 718.6154 | 619.8962 | 290.8613
25.01. | 15 | 718.6154 | 619.8962 | 290.8613
25.01. | 16 | 718.6154 | 619.8962 | 290.8613
25.01. | 17 | 718.6154 | 619.8962 | 290.8613
25.01. | 18 | 718.6154 | 619.8962 | 290.8613
25.01. | 19 | 718.6154 | 619.8962 | 290.8613
25.01. | 20 | 718.6154 | 619.8962 | 290.8613
25.01. | 21 | 718.6154 | 619.8962 | 290.8613
25.01. | 22 | 718.6154 | 619.8962 | 290.8613
25.01. | 23 | 718.6154 | 619.8962 | 290.8613
25.01. | 24 | 718.6154 | 619.8962 | 290.8613
26.01. | 1 | 718.6154 | 619.8962 | 290.8613
26.01. | 2 | 718.6154 | 619.8962 | 290.8613
26.01. | 3 | 718.6154 | 619.8962 | 290.8613
26.01. | 4 | 718.6154 | 619.8962 | 290.8613
26.01. | 5 | 718.6154 | 619.8962 | 290.8613
26.01. | 6 | 718.6154 | 619.8962 | 290.8613
26.01. | 7 | 718.6154 | 619.8962 | 290.8613
26.01. | 8 | 718.6154 | 619.8962 | 290.8613
26.01. | 9 | 718.6154 | 619.8962 | 290.8613
26.01. | 10 | 718.6154 | 619.8962 | 290.8613
26.01. | 11 | 718.6154 | 619.8962 | 290.8613
26.01. | 12 | 718.6154 | 619.8962 | 290.8613
26.01. | 13 | 718.6154 | 619.8962 | 290.8613
26.01. | 14 | 718.6154 | 619.8962 | 290.8613
26.01. | 15 | 718.6154 | 619.8962 | 290.8613
26.01. | 16 | 718.6154 | 619.8962 | 290.8613
26.01. | 17 | 718.6154 | 619.8962 | 290.8613
26.01. | 18 | 718.6154 | 619.8962 | 290.8613
26.01. | 19 | 718.6154 | 619.8962 | 290.8613
26.01. | 20 | 718.6154 | 619.8962 | 290.8613
26.01. | 21 | 718.6154 | 619.8962 | 290.8613
26.01. | 22 | 718.6154 | 619.8962 | 290.8613
26.01. | 23 | 718.6154 | 619.8962 | 290.8613
26.01. | 24 | 718.6154 | 619.8962 | 290.8613
27.01. | 1 | 718.6154 | 619.8962 | 290.8613
27.01. | 2 | 718.6154 | 619.8962 | 290.8613
27.01. | 3 | 718.6154 | 619.8962 | 290.8613
27.01. | 4 | 718.6154 | 619.8962 | 290.8613
27.01. | 5 | 718.6154 | 619.8962 | 290.8613
27.01. | 6 | 718.6154 | 619.8962 | 290.8613
27.01. | 7 | 718.6154 | 619.8962 | 290.8613
27.01. | 8 | 718.6154 | 619.8962 | 290.8613
27.01. | 9 | 718.6154 | 619.8962 | 290.8613
27.01. | 10 | 718.6154 | 619.8962 | 290.8613
27.01. | 11 | 718.6154 | 619.8962 | 290.8613
27.01. | 12 | 718.6154 | 619.8962 | 290.8613
27.01. | 13 | 718.6154 | 619.8962 | 290.8613
27.01. | 14 | 718.6154 | 619.8962 | 290.8613
27.01. | 15 | 718.6154 | 619.8962 | 290.8613
27.01. | 16 | 718.6154 | 619.8962 | 290.8613
27.01. | 17 | 718.6154 | 619.8962 | 290.8613
27.01. | 18 | 718.6154 | 619.8962 | 290.8613
27.01. | 19 | 718.6154 | 619.8962 | 290.8613
27.01. | 20 | 718.6154 | 619.8962 | 290.8613
27.01. | 21 | 718.6154 | 619.8962 | 290.8613
27.01. | 22 | 718.6154 | 619.8962 | 290.8613
27.01. | 23 | 718.6154 | 619.8962 | 290.8613
27.01. | 24 | 718.6154 | 619.8962 | 290.8613
28.01. | 1 | 718.6154 | 619.8962 | 290.8613
28.01. | 2 | 718.6154 | 619.8962 | 290.8613
28.01. | 3 | 718.6154 | 619.8962 | 290.8613
28.01. | 4 | 718.6154 | 619.8962 | 290.8613
28.01. | 5 | 718.6154 | 619.8962 | 290.8613
28.01. | 6 | 718.6154 | 619.8962 | 290.8613
28.01. | 7 | 718.6154 | 619.8962 | 290.8613
28.01. | 8 | 718.6154 | 619.8962 | 290.8613
28.01. | 9 | 718.6154 | 619.8962 | 290.8613
28.01. | 10 | 718.6154 | 619.8962 | 290.8613
28.01. | 11 | 718.6154 | 619.8962 | 290.8613
28.01. | 12 | 718.6154 | 619.8962 | 290.8613
28.01. | 13 | 718.6154 | 619.8962 | 290.8613
28.01. | 14 | 718.6154 | 619.8962 | 290.8613
28.01. | 15 | 718.6154 | 619.8962 | 290.8613
28.01. | 16 | 718.6154 | 619.8962 | 290.8613
28.01. | 17 | 718.6154 | 619.8962 | 290.8613
28.01. | 18 | 718.6154 | 619.8962 | 290.8613
28.01. | 19 | 718.6154 | 619.8962 | 290.8613
28.01. | 20 | 718.6154 | 619.8962 | 290.8613
28.01. | 21 | 718.6154 | 619.8962 | 290.8613
28.01. | 22 | 718.6154 | 619.8962 | 290.8613
28.01. | 23 | 718.6154 | 619.8962 | 290.8613
28.01. | 24 | 718.6154 | 619.8962 | 290.8613
29.01. | 1 | 718.6154 | 619.8962 | 290.8613
29.01. | 2 | 718.6154 | 619.8962 | 290.8613
29.01. | 3 | 718.6154 | 619.8962 | 290.8613
29.01. | 4 | 718.6154 | 619.8962 | 290.8613
29.01. | 5 | 718.6154 | 619.8962 | 290.8613
29.01. | 6 | 718.6154 | 619.8962 | 290.8613
29.01. | 7 | 718.6154 | 619.8962 | 290.8613
29.01. | 8 | 718.6154 | 619.8962 | 290.8613
29.01. | 9 | 718.6154 | 619.8962 | 290.8613
29.01. | 10 | 718.6154 | 619.8962 | 290.8613
29.01. | 11 | 718.6154 | 619.8962 | 290.8613
29.01. | 12 | 718.6154 | 619.8962 | 290.8613
29.01. | 13 | 718.6154 | 619.8962 | 290.8613
29.01. | 14 | 718.6154 | 619.8962 | 290.8613
29.01. | 15 | 718.6154 | 619.8962 | 290.8613
29.01. | 16 | 718.6154 | 619.8962 | 290.8613
29.01. | 17 | 718.6154 | 619.8962 | 290.8613
29.01. | 18 | 718.6154 | 619.8962 | 290.8613
29.01. | 19 | 718.6154 | 619.8962 | 290.8613
29.01. | 20 | 718.6154 | 619.8962 | 290.8613
29.01. | 21 | 718.6154 | 619.8962 | 290.8613
29.01. | 22 | 718.6154 | 619.8962 | 290.8613
29.01. | 23 | 718.6154 | 619.8962 | 290.8613
29.01. | 24 | 718.6154 | 619.8962 | 290.8613
30.01. | 1 | 718.6154 | 619.8962 | 290.8613
30.01. | 2 | 718.6154 | 619.8962 | 290.8613
30.01. | 3 | 718.6154 | 619.8962 | 290.8613
30.01. | 4 | 718.6154 | 619.8962 | 290.8613
30.01. | 5 | 718.6154 | 619.8962 | 290.8613
30.01. | 6 | 718.6154 | 619.8962 | 290.8613
30.01. | 7 | 718.6154 | 619.8962 | 290.8613
30.01. | 8 | 718.6154 | 619.8962 | 290.8613
30.01. | 9 | 718.6154 | 619.8962 | 290.8613
30.01. | 10 | 718.6154 | 619.8962 | 290.8613
30.01. | 11 | 718.6154 | 619.8962 | 290.8613
30.01. | 12 | 718.6154 | 619.8962 | 290.8613
30.01. | 13 | 718.6154 | 619.8962 | 290.8613
30.01. | 14 | 718.6154 | 619.8962 | 290.8613
30.01. | 15 | 718.6154 | 619.8962 | 290.8613
30.01. | 16 | 718.6154 | 619.8962 | 290.8613
30.01. | 17 | 718.6154 | 619.8962 | 290.8613
30.01. | 18 | 718.6154 | 619.8962 | 290.8613
30.01. | 19 | 718.6154 | 619.8962 | 290.8613
30.01. | 20 | 718.6154 | 619.8962 | 290.8613
30.01. | 21 | 718.6154 | 619.8962 | 290.8613
30.01. | 22 | 718.6154 | 619.8962 | 290.8613
30.01. | 23 | 718.6154 | 619.8962 | 290.8613
30.01. | 24 | 718.6154 | 619.8962 | 290.8613
31.01. | 1 | 718.6154 | 619.8962 | 290.8613
31.01. | 2 | 718.6154 | 619.8962 | 290.8613
31.01. | 3 | 718.6154 | 619.8962 | 290.8613
31.01. | 4 | 718.6154 | 619.8962 | 290.8613
31.01. | 5 | 718.6154 | 619.8962 | 290.8613
31.01. | 6 | 718.6154 | 619.8962 | 290.8613
31.01. | 7 | 718.6154 | 619.8962 | 290.8613
31.01. | 8 | 718.6154 | 619.8962 | 290.8613
31.01. | 9 | 718.6154 | 619.8962 | 290.8613
31.01. | 10 | 718.6154 | 619.8962 | 290.8613
31.01. | 11 | 718.6154 | 619.8962 | 290.8613
31.01. | 12 | 718.6154 | 619.8962 | 290.8613
31.01. | 13 | 718.6154 | 619.8962 | 290.8613
31.01. | 14 | 718.6154 | 619.8962 | 290.8613
31.01. | 15 | 718.6154 | 619.8962 | 290.8613
31.01. | 16 | 718.6154 | 619.8962 | 290.8613
31.01. | 17 | 718.6154 | 619.8962 | 290.8613
31.01. | 18 | 718.6154 | 619.8962 | 290.8613
31.01. | 19 | 718.6154 | 619.8962 | 290.8613
31.01. | 20 | 718.6154 | 619.8962 | 290.8613
31.01. | 21 | 718.6154 | 619.8962 | 290.8613
31.01. | 22 | 718.6154 | 619.8962 | 290.8613
31.01. | 23 | 718.6154 | 619.8962 | 290.8613
31.01. | 24 | 718.6154 | 619.8962 | 290.8613
01.02. | 1 | 718.6154 | 619.8962 | 290.8613
01.02. | 2 | 718.6154 | 619.8962 | 290.8613
01.02. | 3 | 718.6154 | 619.8962 | 290.8613
01.02. | 4 | 718.6154 | 619.8962 | 290.8613
01.02. | 5 | 718.6154 | 619.8962 | 290.8613
01.02. | 6 | 718.6154 | 619.8962 | 290.8613
01.02. | 7 | 718.6154 | 619.8962 | 290.8613
01.02. | 8 | 718.6154 | 619.8962 | 290.8613
01.02. | 9 | 718.6154 | 619.8962 | 290.8613
01.02. | 10 | 718.6154 | 619.8962 | 290.8613
01.02. | 11 | 718.6154 | 619.8962 | 290.8613
01.02. | 12 | 718.6154 | 619.8962 | 290.8613
01.02. | 13 | 718.6154 | 619.8962 | 290.8613
01.02. | 14 | 718.6154 | 619.8962 | 290.8613
01.02. | 15 | 718.6154 | 619.8962 | 290.8613
01.02. | 16 | 718.6154 | 619.8962 | 290.8613
01.02. | 17 | 718.6154 | 619.8962 | 290.8613
01.02. | 18 | 718.6154 | 619.8962 | 290.8613
01.02. | 19 | 718.6154 | 619.8962 | 290.8613
01.02. | 20 | 718.6154 | 619.8962 | 290.8613
01.02. | 21 | 718.6154 | 619.8962 | 290.8613
01.02. | 22 | 718.6154 | 619.8962 | 290.8613
01.02. | 23 | 718.6154 | 619.8962 | 290.8613
01.02. | 24 | 718.6154 | 619.8962 | 290.8613
02.02. | 1 | 718.6154 | 619.8962 | 290.8613
02.02. | 2 | 718.6154 | 619.8962 | 290.8613
02.02. | 3 | 718.6154 | 619.8962 | 290.8613
02.02. | 4 | 718.6154 | 619.8962 | 290.8613
02.02. | 5 | 718.6154 | 619.8962 | 290.8613
02.02. | 6 | 718.6154 | 619.8962 | 290.8613
02.02. | 7 | 718.6154 | 619.8962 | 290.8613
02.02. | 8 | 718.6154 | 619.8962 | 290.8613
02.02. | 9 | 718.6154 | 619.8962 | 290.8613
02.02. | 10 | 718.6154 | 619.8962 | 290.8613
02.02. | 11 | 718.6154 | 619.8962 | 290.8613
02.02. | 12 | 718.6154 | 619.8962 | 290.8613
02.02. | 13 | 718.6154 | 619.8962 | 290.8613
02.02. | 14 | 718.6154 | 619.8962 | 290.8613
02.02. | 15 | 718.6154 | 619.8962 | 290.8613
02.02. | 16 | 718.6154 | 619.8962 | 290.8613
02.02. | 17 | 718.6154 | 619.8962 | 290.8613
02.02. | 18 | 718.6154 | 619.8962 | 290.8613
02.02. | 19 | 718.6154 | 619.8962 | 290.8613
02.02. | 20 | 718.6154 | 619.8962 | 290.8613
02.02. | 21 | 718.6154 | 619.8962 | 290.8613
02.02. | 22 | 718.6154 | 619.8962 | 290.8613
02.02. | 23 | 718.6154 | 619.8962 | 290.8613
02.02. | 24 | 718.6154 | 619.8962 | 290.8613
03.02. | 1 | 718.6154 | 619.8962 | 290.8613
03.02. | 2 | 718.6154 | 619.8962 | 290.8613
03.02. | 3 | 718.6154 | 619.8962 | 290.8613
03.02. | 4 | 718.6154 | 619.8962 | 290.8613
03.02. | 5 | 718.6154 | 619.8962 | 290.8613
03.02. | 6 | 718.6154 | 619.8962 | 290.8613
03.02. | 7 | 718.6154 | 619.8962 | 290.8613
03.02. | 8 | 718.6154 | 619.8962 | 290.8613
03.02. | 9 | 718.6154 | 619.8962 | 290.8613
03.02. | 10 | 718.6154 | 619.8962 | 290.8613
03.02. | 11 | 718.6154 | 619.8962 | 290.8613
03.02. | 12 | 718.6154 | 619.8962 | 290.8613
03.02. | 13 | 718.6154 | 619.8962 | 290.8613
03.02. | 14 | 718.6154 | 619.8962 | 290.8613
03.02. | 15 | 718.6154 | 619.8962 | 290.8613
03.02. | 16 | 718.6154 | 619.8962 | 290.8613
03.02. | 17 | 718.6154 | 619.8962 | 290.8613
03.02. | 18 | 718.6154 | 619.8962 | 290.8613
03.02. | 19 | 718.6154 | 619.8962 | 290.8613
03.02. | 20 | 718.6154 | 619.8962 | 290.8613
03.02. | 21 | 718.6154 | 619.8962 | 290.8613
03.02. | 22 | 718.6154 | 619.8962 | 290.8613
03.02. | 23 | 718.6154 | 619.8962 | 290.8613
03.02. | 24 | 718.6154 | 619.8962 | 290.8613
04.02. | 1 | 718.6154 | 619.8962 | 290.8613
04.02. | 2 | 718.6154 | 619.8962 | 290.8613
04.02. | 3 | 718.6154 | 619.8962 | 290.8613
04.02. | 4 | 718.6154 | 619.8962 | 290.8613
04.02. | 5 | 718.6154 | 619.8962 | 290.8613
04.02. | 6 | 718.6154 | 619.8962 | 290.8613
04.02. | 7 | 718.6154 | 619.8962 | 290.8613
04.02. | 8 | 718.6154 | 619.8962 | 290.8613
04.02. | 9 | 718.6154 | 619.8962 | 290.8613
04.02. | 10 | 718.6154 | 619.8962 | 290.8613
04.02. | 11 | 718.6154 | 619.8962 | 290.8613
04.02. | 12 | 718.6154 | 619.8962 | 290.8613
04.02. | 13 | 718.6154 | 619.8962 | 290.8613
04.02. | 14 | 718.6154 | 619.8962 | 290.8613
04.02. | 15 | 718.6154 | 619.8962 | 290.8613
04.02. | 16 | 718.6154 | 619.8962 | 290.8613
04.02. | 17 | 718.6154 | 619.8962 | 290.8613
04.02. | 18 | 718.6154 | 619.8962 | 290.8613
04.02. | 19 | 718.6154 | 619.8962 | 290.8613
04.02. | 20 | 718.6154 | 619.8962 | 290.8613
04.02. | 21 | 718.6154 | 619.8962 | 290.8613
04.02. | 22 | 718.6154 | 619.8962 | 290.8613
04.02. | 23 | 718.6154 | 619.8962 | 290.8613
04.02. | 24 | 718.6154 | 619.8962 | 290.8613
05.02. | 1 | 718.6154 | 619.8962 | 290.8613
05.02. | 2 | 718.6154 | 619.8962 | 290.8613
05.02. | 3 | 718.6154 | 619.8962 | 290.8613
05.02. | 4 | 718.6154 | 619.8962 | 290.8613
05.02. | 5 | 718.6154 | 619.8962 | 290.8613
05.02. | 6 | 718.6154 | 619.8962 | 290.8613
05.02. | 7 | 718.6154 | 619.8962 | 290.8613
05.02. | 8 | 718.6154 | 619.8962 | 290.8613
05.02. | 9 | 718.6154 | 619.8962 | 290.8613
05.02. | 10 | 718.6154 | 619.8962 | 290.8613
05.02. | 11 | 718.6154 | 619.8962 | 290.8613
05.02. | 12 | 718.6154 | 619.8962 | 290.8613
05.02. | 13 | 718.6154 | 619.8962 | 290.8613
05.02. | 14 | 718.6154 | 619.8962 | 290.8613
05.02. | 15 | 718.6154 | 619.8962 | 290.8613
05.02. | 16 | 718.6154 | 619.8962 | 290.8613
05.02. | 17 | 718.6154 | 619.8962 | 290.8613
05.02. | 18 | 718.6154 | 619.8962 | 290.8613
05.02. | 19 | 718.6154 | 619.8962 | 290.8613
05.02. | 20 | 718.6154 | 619.8962 | 290.8613
05.02. | 21 | 718.6154 | 619.8962 | 290.8613
05.02. | 22 | 718.6154 | 619.8962 | 290.8613
05.02. | 23 | 718.6154 | 619.8962 | 290.8613
05.02. | 24 | 718.6154 | 619.8962 | 290.8613
06.02. | 1 | 718.6154 | 619.8962 | 290.8613
06.02. | 2 | 718.6154 | 619.8962 | 290.8613
06.02. | 3 | 718.6154 | 619.8962 | 290.8613
06.02. | 4 | 718.6154 | 619.8962 | 290.8613
06.02. | 5 | 718.6154 | 619.8962 | 290.8613
06.02. | 6 | 718.6154 | 619.8962 | 290.8613
06.02. | 7 | 718.6154 | 619.8962 | 290.8613
06.02. | 8 | 718.6154 | 619.8962 | 290.8613
06.02. | 9 | 718.6154 | 619.8962 | 290.8613
06.02. | 10 | 718.6154 | 619.8962 | 290.8613
06.02. | 11 | 718.6154 | 619.8962 | 290.8613
06.02. | 12 | 718.6154 | 619.8962 | 290.8613
06.02. | 13 | 718.6154 | 619.8962 | 290.8613
06.02. | 14 | 718.6154 | 619.8962 | 290.8613
06.02. | 15 | 718.6154 | 619.8962 | 290.8613
06.02. | 16 | 718.6154 | 619.8962 | 290.8613
06.02. | 17 | 718.6154 | 619.8962 | 290.8613
06.02. | 18 | 718.6154 | 619.8962 | 290.8613
06.02. | 19 | 718.6154 | 619.8962 | 290.8613
06.02. | 20 | 718.6154 | 619.8962 | 290.8613
06.02. | 21 | 718.6154 | 619.8962 | 290.8613
06.02. | 22 | 718.6154 | 619.8962 | 290.8613
06.02. | 23 | 718.6154 | 619.8962 | 290.8613
06.02. | 24 | 718.6154 | 619.8962 | 290.8613
07.02. | 1 | 718.6154 | 619.8962 | 290.8613
07.02. | 2 | 718.6154 | 619.8962 | 290.8613
07.02. | 3 | 718.6154 | 619.8962 | 290.8613
07.02. | 4 | 718.6154 | 619.8962 | 290.8613
07.02. | 5 | 718.6154 | 619.8962 | 290.8613
07.02. | 6 | 718.6154 | 619.8962 | 290.8613
07.02. | 7 | 718.6154 | 619.8962 | 290.8613
07.02. | 8 | 718.6154 | 619.8962 | 290.8613
07.02. | 9 | 718.6154 | 619.8962 | 290.8613
07.02. | 10 | 718.6154 | 619.8962 | 290.8613
07.02. | 11 | 718.6154 | 619.8962 | 290.8613
07.02. | 12 | 718.6154 | 619.8962 | 290.8613
07.02. | 13 | 718.6154 | 619.8962 | 290.8613
07.02. | 14 | 718.6154 | 619.8962 | 290.8613
07.02. | 15 | 718.6154 | 619.8962 | 290.8613
07.02. | 16 | 718.6154 | 619.8962 | 290.8613
07.02. | 17 | 718.6154 | 619.8962 | 290.8613
07.02. | 18 | 718.6154 | 619.8962 | 290.8613
07.02. | 19 | 718.6154 | 619.8962 | 290.8613
07.02. | 20 | 718.6154 | 619.8962 | 290.8613
07.02. | 21 | 718.6154 | 619.8962 | 290.8613
07.02. | 22 | 718.6154 | 619.8962 | 290.8613
07.02. | 23 | 718.6154 | 619.8962 | 290.8613
07.02. | 24 | 718.6154 | 619.8962 | 290.8613
08.02. | 1 | 718.6154 | 619.8962 | 290.8613
08.02. | 2 | 718.6154 | 619.8962 | 290.8613
08.02. | 3 | 718.6154 | 619.8962 | 290.8613
08.02. | 4 | 718.6154 | 619.8962 | 290.8613
08.02. | 5 | 718.6154 | 619.8962 | 290.8613
08.02. | 6 | 718.6154 | 619.8962 | 290.8613
08.02. | 7 | 718.6154 | 619.8962 | 290.8613
08.02. | 8 | 718.6154 | 619.8962 | 290.8613
08.02. | 9 | 718.6154 | 619.8962 | 290.8613
08.02. | 10 | 718.6154 | 619.8962 | 290.8613
08.02. | 11 | 718.6154 | 619.8962 | 290.8613
08.02. | 12 | 718.6154 | 619.8962 | 290.8613
08.02. | 13 | 718.6154 | 619.8962 | 290.8613
08.02. | 14 | 718.6154 | 619.8962 | 290.8613
08.02. | 15 | 718.6154 | 619.8962 | 290.8613
08.02. | 16 | 718.6154 | 619.8962 | 290.8613
08.02. | 17 | 718.6154 | 619.8962 | 290.8613
08.02. | 18 | 718.6154 | 619.8962 | 290.8613
08.02. | 19 | 718.6154 | 619.8962 | 290.8613
08.02. | 20 | 718.6154 | 619.8962 | 290.8613
08.02. | 21 | 718.6154 | 619.8962 | 290.8613
08.02. | 22 | 718.6154 | 619.8962 | 290.8613
08.02. | 23 | 718.6154 | 619.8962 | 290.8613
08.02. | 24 | 718.6154 | 619.8962 | 290.8613
09.02. | 1 | 718.6154 | 619.8962 | 290.8613
09.02. | 2 | 718.6154 | 619.8962 | 290.8613
09.02. | 3 | 718.6154 | 619.8962 | 290.8613
09.02. | 4 | 718.6154 | 619.8962 | 290.8613
09.02. | 5 | 718.6154 | 619.8962 | 290.8613
09.02. | 6 | 718.6154 | 619.8962 | 290.8613
09.02. | 7 | 718.6154 | 619.8962 | 290.8613
09.02. | 8 | 718.6154 | 619.8962 | 290.8613
09.02. | 9 | 718.6154 | 619.8962 | 290.8613
09.02. | 10 | 718.6154 | 619.8962 | 290.8613
09.02. | 11 | 718.6154 | 619.8962 | 290.8613
09.02. | 12 | 718.6154 | 619.8962 | 290.8613
09.02. | 13 | 718.6154 | 619.8962 | 290.8613
09.02. | 14 | 718.6154 | 619.8962 | 290.8613
09.02. | 15 | 718.6154 | 619.8962 | 290.8613
09.02. | 16 | 718.6154 | 619.8962 | 290.8613
09.02. | 17 | 718.6154 | 619.8962 | 290.8613
09.02. | 18 | 718.6154 | 619.8962 | 290.8613
09.02. | 19 | 718.6154 | 619.8962 | 290.8613
09.02. | 20 | 718.6154 | 619.8962 | 290.8613
09.02. | 21 | 718.6154 | 619.8962 | 290.8613
09.02. | 22 | 718.6154 | 619.8962 | 290.8613
09.02. | 23 | 718.6154 | 619.8962 | 290.8613
09.02. | 24 | 718.6154 | 619.8962 | 290.8613
10.02. | 1 | 718.6154 | 619.8962 | 290.8613
10.02. | 2 | 718.6154 | 619.8962 | 290.8613
10.02. | 3 | 718.6154 | 619.8962 | 290.8613
10.02. | 4 | 718.6154 | 619.8962 | 290.8613
10.02. | 5 | 718.6154 | 619.8962 | 290.8613
10.02. | 6 | 718.6154 | 619.8962 | 290.8613
10.02. | 7 | 718.6154 | 619.8962 | 290.8613
10.02. | 8 | 718.6154 | 619.8962 | 290.8613
10.02. | 9 | 718.6154 | 619.8962 | 290.8613
10.02. | 10 | 718.6154 | 619.8962 | 290.8613
10.02. | 11 | 718.6154 | 619.8962 | 290.8613
10.02. | 12 | 718.6154 | 619.8962 | 290.8613
10.02. | 13 | 718.6154 | 619.8962 | 290.8613
10.02. | 14 | 718.6154 | 619.8962 | 290.8613
10.02. | 15 | 718.6154 | 619.8962 | 290.8613
10.02. | 16 | 718.6154 | 619.8962 | 290.8613
10.02. | 17 | 718.6154 | 619.8962 | 290.8613
10.02. | 18 | 718.6154 | 619.8962 | 290.8613
10.02. | 19 | 718.6154 | 619.8962 | 290.8613
10.02. | 20 | 718.6154 | 619.8962 | 290.8613
10.02. | 21 | 718.6154 | 619.8962 | 290.8613
10.02. | 22 | 718.6154 | 619.8962 | 290.8613
10.02. | 23 | 718.6154 | 619.8962 | 290.8613
10.02. | 24 | 718.6154 | 619.8962 | 290.8613
11.02. | 1 | 718.6154 | 619.8962 | 290.8613
11.02. | 2 | 718.6154 | 619.8962 | 290.8613
11.02. | 3 | 718.6154 | 619.8962 | 290.8613
11.02. | 4 | 718.6154 | 619.8962 | 290.8613
11.02. | 5 | 718.6154 | 619.8962 | 290.8613
11.02. | 6 | 718.6154 | 619.8962 | 290.8613
11.02. | 7 | 718.6154 | 619.8962 | 290.8613
11.02. | 8 | 718.6154 | 619.8962 | 290.8613
11.02. | 9 | 718.6154 | 619.8962 | 290.8613
11.02. | 10 | 718.6154 | 619.8962 | 290.8613
11.02. | 11 | 718.6154 | 619.8962 | 290.8613
11.02. | 12 | 718.6154 | 619.8962 | 290.8613
11.02. | 13 | 718.6154 | 619.8962 | 290.8613
11.02. | 14 | 718.6154 | 619.8962 | 290.8613
11.02. | 15 | 718.6154 | 619.8962 | 290.8613
11.02. | 16 | 718.6154 | 619.8962 | 290.8613
11.02. | 17 | 718.6154 | 619.8962 | 290.8613
11.02. | 18 | 718.6154 | 619.8962 | 290.8613
11.02. | 19 | 718.6154 | 619.8962 | 290.8613
11.02. | 20 | 718.6154 | 619.8962 | 290.8613
11.02. | 21 | 718.6154 | 619.8962 | 290.8613
11.02. | 22 | 718.6154 | 619.8962 | 290.8613
11.02. | 23 | 718.6154 | 619.8962 | 290.8613
11.02. | 24 | 718.6154 | 619.8962 | 290.8613
12.02. | 1 | 718.6154 | 619.8962 | 290.8613
12.02. | 2 | 718.6154 | 619.8962 | 290.8613
12.02. | 3 | 718.6154 | 619.8962 | 290.8613
12.02. | 4 | 718.6154 | 619.8962 | 290.8613
12.02. | 5 | 718.6154 | 619.8962 | 290.8613
12.02. | 6 | 718.6154 | 619.8962 | 290.8613
12.02. | 7 | 718.6154 | 619.8962 | 290.8613
12.02. | 8 | 718.6154 | 619.8962 | 290.8613
12.02. | 9 | 718.6154 | 619.8962 | 290.8613
12.02. | 10 | 718.6154 | 619.8962 | 290.8613
12.02. | 11 | 718.6154 | 619.8962 | 290.8613
12.02. | 12 | 718.6154 | 619.8962 | 290.8613
12.02. | 13 | 718.6154 | 619.8962 | 290.8613
12.02. | 14 | 718.6154 | 619.8962 | 290.8613
12.02. | 15 | 718.6154 | 619.8962 | 290.8613
12.02. | 16 | 718.6154 | 619.8962 | 290.8613
12.02. | 17 | 718.6154 | 619.8962 | 290.8613
12.02. | 18 | 718.6154 | 619.8962 | 290.8613
12.02. | 19 | 718.6154 | 619.8962 | 290.8613
12.02. | 20 | 718.6154 | 619.8962 | 290.8613
12.02. | 21 | 718.6154 | 619.8962 | 290.8613
12.02. | 22 | 718.6154 | 619.8962 | 290.8613
12.02. | 23 | 718.6154 | 619.8962 | 290.8613
12.02. | 24 | 718.6154 | 619.8962 | 290.8613
13.02. | 1 | 718.6154 | 619.8962 | 290.8613
13.02. | 2 | 718.6154 | 619.8962 | 290.8613
13.02. | 3 | 718.6154 | 619.8962 | 290.8613
13.02. | 4 | 718.6154 | 619.8962 | 290.8613
13.02. | 5 | 718.6154 | 619.8962 | 290.8613
13.02. | 6 | 718.6154 | 619.8962 | 290.8613
13.02. | 7 | 718.6154 | 619.8962 | 290.8613
13.02. | 8 | 718.6154 | 619.8962 | 290.8613
13.02. | 9 | 718.6154 | 619.8962 | 290.8613
13.02. | 10 | 718.6154 | 619.8962 | 290.8613
13.02. | 11 | 718.6154 | 619.8962 | 290.8613
13.02. | 12 | 718.6154 | 619.8962 | 290.8613
13.02. | 13 | 718.6154 | 619.8962 | 290.8613
13.02. | 14 | 718.6154 | 619.8962 | 290.8613
13.02. | 15 | 718.6154 | 619.8962 | 290.8613
13.02. | 16 | 718.6154 | 619.8962 | 290.8613
13.02. | 17 | 718.6154 | 619.8962 | 290.8613
13.02. | 18 | 718.6154 | 619.8962 | 290.8613
13.02. | 19 | 718.6154 | 619.8962 | 290.8613
13.02. | 20 | 718.6154 | 619.8962 | 290.8613
13.02. | 21 | 718.6154 | 619.8962 | 290.8613
13.02. | 22 | 718.6154 | 619.8962 | 290.8613
13.02. | 23 | 718.6154 | 619.8962 | 290.8613
13.02. | 24 | 718.6154 | 619.8962 | 290.8613
14.02. | 1 | 718.6154 | 619.8962 | 290.8613
14.02. | 2 | 718.6154 | 619.8962 | 290.8613
14.02. | 3 | 718.6154 | 619.8962 | 290.8613
14.02. | 4 | 718.6154 | 619.8962 | 290.8613
14.02. | 5 | 718.6154 | 619.8962 | 290.8613
14.02. | 6 | 718.6154 | 619.8962 | 290.8613
14.02. | 7 | 718.6154 | 619.8962 | 290.8613
14.02. | 8 | 718.6154 | 619.8962 | 290.8613
14.02. | 9 | 718.6154 | 619.8962 | 290.8613
14.02. | 10 | 718.6154 | 619.8962 | 290.8613
14.02. | 11 | 718.6154 | 619.8962 | 290.8613
14.02. | 12 | 718.6154 | 619.8962 | 290.8613
14.02. | 13 | 718.6154 | 619.8962 | 290.8613
14.02. | 14 | 718.6154 | 619.8962 | 290.8613
14.02. | 15 | 718.6154 | 619.8962 | 290.8613
14.02. | 16 | 718.6154 | 619.8962 | 290.8613
14.02. | 17 | 718.6154 | 619.8962 | 290.8613
14.02. | 18 | 718.6154 | 619.8962 | 290.8613
14.02. | 19 | 718.6154 | 619.8962 | 290.8613
14.02. | 20 | 718.6154 | 619.8962 | 290.8613
14.02. | 21 | 718.6154 | 619.8962 | 290.8613
14.02. | 22 | 718.6154 | 619.8962 | 290.8613
14.02. | 23 | 718.6154 | 619.8962 | 290.8613
14.02. | 24 | 718.6154 | 619.8962 | 290.8613
15.02. | 1 | 718.6154 | 619.8962 | 290.8613
15.02. | 2 | 718.6154 | 619.8962 | 290.8613
15.02. | 3 | 718.6154 | 619.8962 | 290.8613
15.02. | 4 | 718.6154 | 619.8962 | 290.8613
15.02. | 5 | 718.6154 | 619.8962 | 290.8613
15.02. | 6 | 718.6154 | 619.8962 | 290.8613
15.02. | 7 | 718.6154 | 619.8962 | 290.8613
15.02. | 8 | 718.6154 | 619.8962 | 290.8613
15.02. | 9 | 718.6154 | 619.8962 | 290.8613
15.02. | 10 | 718.6154 | 619.8962 | 290.8613
15.02. | 11 | 718.6154 | 619.8962 | 290.8613
15.02. | 12 | 718.6154 | 619.8962 | 290.8613
15.02. | 13 | 718.6154 | 619.8962 | 290.8613
15.02. | 14 | 718.6154 | 619.8962 | 290.8613
15.02. | 15 | 718.6154 | 619.8962 | 290.8613
15.02. | 16 | 718.6154 | 619.8962 | 290.8613
15.02. | 17 | 718.6154 | 619.8962 | 290.8613
15.02. | 18 | 718.6154 | 619.8962 | 290.8613
15.02. | 19 | 718.6154 | 619.8962 | 290.8613
15.02. | 20 | 718.6154 | 619.8962 | 290.8613
15.02. | 21 | 718.6154 | 619.8962 | 290.8613
15.02. | 22 | 718.6154 | 619.8962 | 290.8613
15.02. | 23 | 718.6154 | 619.8962 | 290.8613
15.02. | 24 | 718.6154 | 619.8962 | 290.8613
16.02. | 1 | 718.6154 | 619.8962 | 290.8613
16.02. | 2 | 718.6154 | 619.8962 | 290.8613
16.02. | 3 | 718.6154 | 619.8962 | 290.8613
16.02. | 4 | 718.6154 | 619.8962 | 290.8613
16.02. | 5 | 718.6154 | 619.8962 | 290.8613
16.02. | 6 | 718.6154 | 619.8962 | 290.8613
16.02. | 7 | 718.6154 | 619.8962 | 290.8613
16.02. | 8 | 718.6154 | 619.8962 | 290.8613
16.02. | 9 | 718.6154 | 619.8962 | 290.8613
16.02. | 10 | 718.6154 | 619.8962 | 290.8613
16.02. | 11 | 718.6154 | 619.8962 | 290.8613
16.02. | 12 | 718.6154 | 619.8962 | 290.8613
16.02. | 13 | 718.6154 | 619.8962 | 290.8613
16.02. | 14 | 718.6154 | 619.8962 | 290.8613
16.02. | 15 | 718.6154 | 619.8962 | 290.8613
16.02. | 16 | 718.6154 | 619.8962 | 290.8613
16.02. | 17 | 718.6154 | 619.8962 | 290.8613
16.02. | 18 | 718.6154 | 619.8962 | 290.8613
16.02. | 19 | 718.6154 | 619.8962 | 290.8613
16.02. | 20 | 718.6154 | 619.8962 | 290.8613
16.02. | 21 | 718.6154 | 619.8962 | 290.8613
16.02. | 22 | 718.6154 | 619.8962 | 290.8613
16.02. | 23 | 718.6154 | 619.8962 | 290.8613
16.02. | 24 | 718.6154 | 619.8962 | 290.8613
17.02. | 1 | 718.6154 | 619.8962 | 290.8613
17.02. | 2 | 718.6154 | 619.8962 | 290.8613
17.02. | 3 | 718.6154 | 619.8962 | 290.8613
17.02. | 4 | 718.6154 | 619.8962 | 290.8613
17.02. | 5 | 718.6154 | 619.8962 | 290.8613
17.02. | 6 | 718.6154 | 619.8962 | 290.8613
17.02. | 7 | 718.6154 | 619.8962 | 290.8613
17.02. | 8 | 718.6154 | 619.8962 | 290.8613
17.02. | 9 | 718.6154 | 619.8962 | 290.8613
17.02. | 10 | 718.6154 | 619.8962 | 290.8613
17.02. | 11 | 718.6154 | 619.8962 | 290.8613
17.02. | 12 | 718.6154 | 619.8962 | 290.8613
17.02. | 13 | 718.6154 | 619.8962 | 290.8613
17.02. | 14 | 718.6154 | 619.8962 | 290.8613
17.02. | 15 | 718.6154 | 619.8962 | 290.8613
17.02. | 16 | 718.6154 | 619.8962 | 290.8613
17.02. | 17 | 718.6154 | 619.8962 | 290.8613
17.02. | 18 | 718.6154 | 619.8962 | 290.8613
17.02. | 19 | 718.6154 | 619.8962 | 290.8613
17.02. | 20 | 718.6154 | 619.8962 | 290.8613
17.02. | 21 | 718.6154 | 619.8962 | 290.8613
17.02. | 22 | 718.6154 | 619.8962 | 290.8613
17.02. | 23 | 718.6154 | 619.8962 | 290.8613
17.02. | 24 | 718.6154 | 619.8962 | 290.8613
18.02. | 1 | 718.6154 | 619.8962 | 290.8613
18.02. | 2 | 718.6154 | 619.8962 | 290.8613
18.02. | 3 | 718.6154 | 619.8962 | 290.8613
18.02. | 4 | 718.6154 | 619.8962 | 290.8613
18.02. | 5 | 718.6154 | 619.8962 | 290.8613
18.02. | 6 | 718.6154 | 619.8962 | 290.8613
18.02. | 7 | 718.6154 | 619.8962 | 290.8613
18.02. | 8 | 718.6154 | 619.8962 | 290.8613
18.02. | 9 | 718.6154 | 619.8962 | 290.8613
18.02. | 10 | 718.6154 | 619.8962 | 290.8613
18.02. | 11 | 718.6154 | 619.8962 | 290.8613
18.02. | 12 | 718.6154 | 619.8962 | 290.8613
18.02. | 13 | 718.6154 | 619.8962 | 290.8613
18.02. | 14 | 718.6154 | 619.8962 | 290.8613
18.02. | 15 | 718.6154 | 619.8962 | 290.8613
18.02. | 16 | 718.6154 | 619.8962 | 290.8613
18.02. | 17 | 718.6154 | 619.8962 | 290.8613
18.02. | 18 | 718.6154 | 619.8962 | 290.8613
18.02. | 19 | 718.6154 | 619.8962 | 290.8613
18.02. | 20 | 718.6154 | 619.8962 | 290.8613
18.02. | 21 | 718.6154 | 619.8962 | 290.8613
18.02. | 22 | 718.6154 | 619.8962 | 290.8613
18.02. | 23 | 718.6154 | 619.8962 | 290.8613
18.02. | 24 | 718.6154 | 619.8962 | 290.8613
19.02. | 1 | 718.6154 | 619.8962 | 290.8613
19.02. | 2 | 718.6154 | 619.8962 | 290.8613
19.02. | 3 | 718.6154 | 619.8962 | 290.8613
19.02. | 4 | 718.6154 | 619.8962 | 290.8613
19.02. | 5 | 718.6154 | 619.8962 | 290.8613
19.02. | 6 | 718.6154 | 619.8962 | 290.8613
19.02. | 7 | 718.6154 | 619.8962 | 290.8613
19.02. | 8 | 718.6154 | 619.8962 | 290.8613
19.02. | 9 | 718.6154 | 619.8962 | 290.8613
19.02. | 10 | 718.6154 | 619.8962 | 290.8613
19.02. | 11 | 718.6154 | 619.8962 | 290.8613
19.02. | 12 | 718.6154 | 619.8962 | 290.8613
19.02. | 13 | 718.6154 | 619.8962 | 290.8613
19.02. | 14 | 718.6154 | 619.8962 | 290.8613
19.02. | 15 | 718.6154 | 619.8962 | 290.8613
19.02. | 16 | 718.6154 | 619.8962 | 290.8613
19.02. | 17 | 718.6154 | 619.8962 | 290.8613
19.02. | 18 | 718.6154 | 619.8962 | 290.8613
19.02. | 19 | 718.6154 | 619.8962 | 290.8613
19.02. | 20 | 718.6154 | 619.8962 | 290.8613
19.02. | 21 | 718.6154 | 619.8962 | 290.8613
19.02. | 22 | 718.6154 | 619.8962 | 290.8613
19.02. | 23 | 718.6154 | 619.8962 | 290.8613
19.02. | 24 | 718.6154 | 619.8962 | 290.8613
20.02. | 1 | 718.6154 | 619.8962 | 290.8613
20.02. | 2 | 718.6154 | 619.8962 | 290.8613
20.02. | 3 | 718.6154 | 619.8962 | 290.8613
20.02. | 4 | 718.6154 | 619.8962 | 290.8613
20.02. | 5 | 718.6154 | 619.8962 | 290.8613
20.02. | 6 | 718.6154 | 619.8962 | 290.8613
20.02. | 7 | 718.6154 | 619.8962 | 290.8613
20.02. | 8 | 718.6154 | 619.8962 | 290.8613
20.02. | 9 | 718.6154 | 619.8962 | 290.8613
20.02. | 10 | 718.6154 | 619.8962 | 290.8613
20.02. | 11 | 718.6154 | 619.8962 | 290.8613
20.02. | 12 | 718.6154 | 619.8962 | 290.8613
20.02. | 13 | 718.6154 | 619.8962 | 290.8613
20.02. | 14 | 718.6154 | 619.8962 | 290.8613
20.02. | 15 | 718.6154 | 619.8962 | 290.8613
20.02. | 16 | 718.6154 | 619.8962 | 290.8613
20.02. | 17 | 718.6154 | 619.8962 | 290.8613
20.02. | 18 | 718.6154 | 619.8962 | 290.8613
20.02. | 19 | 718.6154 | 619.8962 | 290.8613
20.02. | 20 | 718.6154 | 619.8962 | 290.8613
20.02. | 21 | 718.6154 | 619.8962 | 290.8613
20.02. | 22 | 718.6154 | 619.8962 | 290.8613
20.02. | 23 | 718.6154 | 619.8962 | 290.8613
20.02. | 24 | 718.6154 | 619.8962 | 290.8613
21.02. | 1 | 718.6154 | 619.8962 | 290.8613
21.02. | 2 | 718.6154 | 619.8962 | 290.8613
21.02. | 3 | 718.6154 | 619.8962 | 290.8613
21.02. | 4 | 718.6154 | 619.8962 | 290.8613
21.02. | 5 | 718.6154 | 619.8962 | 290.8613
21.02. | 6 | 718.6154 | 619.8962 | 290.8613
21.02. | 7 | 718.6154 | 619.8962 | 290.8613
21.02. | 8 | 718.6154 | 619.8962 | 290.8613
21.02. | 9 | 718.6154 | 619.8962 | 290.8613
21.02. | 10 | 718.6154 | 619.8962 | 290.8613
21.02. | 11 | 718.6154 | 619.8962 | 290.8613
21.02. | 12 | 718.6154 | 619.8962 | 290.8613
21.02. | 13 | 718.6154 | 619.8962 | 290.8613
21.02. | 14 | 718.6154 | 619.8962 | 290.8613
21.02. | 15 | 718.6154 | 619.8962 | 290.8613
21.02. | 16 | 718.6154 | 619.8962 | 290.8613
21.02. | 17 | 718.6154 | 619.8962 | 290.8613
21.02. | 18 | 718.6154 | 619.8962 | 290.8613
21.02. | 19 | 718.6154 | 619.8962 | 290.8613
21.02. | 20 | 718.6154 | 619.8962 | 290.8613
21.02. | 21 | 718.6154 | 619.8962 | 290.8613
21.02. | 22 | 718.6154 | 619.8962 | 290.8613
21.02. | 23 | 718.6154 | 619.8962 | 290.8613
21.02. | 24 | 718.6154 | 619.8962 | 290.8613
22.02. | 1 | 718.6154 | 619.8962 | 290.8613
22.02. | 2 | 718.6154 | 619.8962 | 290.8613
22.02. | 3 | 718.6154 | 619.8962 | 290.8613
22.02. | 4 | 718.6154 | 619.8962 | 290.8613
22.02. | 5 | 718.6154 | 619.8962 | 290.8613
22.02. | 6 | 718.6154 | 619.8962 | 290.8613
22.02. | 7 | 718.6154 | 619.8962 | 290.8613
22.02. | 8 | 718.6154 | 619.8962 | 290.8613
22.02. | 9 | 718.6154 | 619.8962 | 290.8613
22.02. | 10 | 718.6154 | 619.8962 | 290.8613
22.02. | 11 | 718.6154 | 619.8962 | 290.8613
22.02. | 12 | 718.6154 | 619.8962 | 290.8613
22.02. | 13 | 718.6154 | 619.8962 | 290.8613
22.02. | 14 | 718.6154 | 619.8962 | 290.8613
22.02. | 15 | 718.6154 | 619.8962 | 290.8613
22.02. | 16 | 718.6154 | 619.8962 | 290.8613
22.02. | 17 | 718.6154 | 619.8962 | 290.8613
22.02. | 18 | 718.6154 | 619.8962 | 290.8613
22.02. | 19 | 718.6154 | 619.8962 | 290.8613
22.02. | 20 | 718.6154 | 619.8962 | 290.8613
22.02. | 21 | 718.6154 | 619.8962 | 290.8613
22.02. | 22 | 718.6154 | 619.8962 | 290.8613
22.02. | 23 | 718.6154 | 619.8962 | 290.8613
22.02. | 24 | 718.6154 | 619.8962 | 290.8613
23.02. | 1 | 718.6154 | 619.8962 | 290.8613
23.02. | 2 | 718.6154 | 619.8962 | 290.8613
23.02. | 3 | 718.6154 | 619.8962 | 290.8613
23.02. | 4 | 718.6154 | 619.8962 | 290.8613
23.02. | 5 | 718.6154 | 619.8962 | 290.8613
23.02. | 6 | 718.6154 | 619.8962 | 290.8613
23.02. | 7 | 718.6154 | 619.8962 | 290.8613
23.02. | 8 | 718.6154 | 619.8962 | 290.8613
23.02. | 9 | 718.6154 | 619.8962 | 290.8613
23.02. | 10 | 718.6154 | 619.8962 | 290.8613
23.02. | 11 | 718.6154 | 619.8962 | 290.8613
23.02. | 12 | 718.6154 | 619.8962 | 290.8613
23.02. | 13 | 718.6154 | 619.8962 | 290.8613
23.02. | 14 | 718.6154 | 619.8962 | 290.8613
23.02. | 15 | 718.6154 | 619.8962 | 290.8613
23.02. | 16 | 718.6154 | 619.8962 | 290.8613
23.02. | 17 | 718.6154 | 619.8962 | 290.8613
23.02. | 18 | 718.6154 | 619.8962 | 290.8613
23.02. | 19 | 718.6154 | 619.8962 | 290.8613
23.02. | 20 | 718.6154 | 619.8962 | 290.8613
23.02. | 21 | 718.6154 | 619.8962 | 290.8613
23.02. | 22 | 718.6154 | 619.8962 | 290.8613
23.02. | 23 | 718.6154 | 619.8962 | 290.8613
23.02. | 24 | 718.6154 | 619.8962 | 290.8613
24.02. | 1 | 718.6154 | 619.8962 | 290.8613
24.02. | 2 | 718.6154 | 619.8962 | 290.8613
24.02. | 3 | 718.6154 | 619.8962 | 290.8613
24.02. | 4 | 718.6154 | 619.8962 | 290.8613
24.02. | 5 | 718.6154 | 619.8962 | 290.8613
24.02. | 6 | 718.6154 | 619.8962 | 290.8613
24.02. | 7 | 718.6154 | 619.8962 | 290.8613
24.02. | 8 | 718.6154 | 619.8962 | 290.8613
24.02. | 9 | 718.6154 | 619.8962 | 290.8613
24.02. | 10 | 718.6154 | 619.8962 | 290.8613
24.02. | 11 | 718.6154 | 619.8962 | 290.8613
24.02. | 12 | 718.6154 | 619.8962 | 290.8613
24.02. | 13 | 718.6154 | 619.8962 | 290.8613
24.02. | 14 | 718.6154 | 619.8962 | 290.8613
24.02. | 15 | 718.6154 | 619.8962 | 290.8613
24.02. | 16 | 718.6154 | 619.8962 | 290.8613
24.02. | 17 | 718.6154 | 619.8962 | 290.8613
24.02. | 18 | 718.6154 | 619.8962 | 290.8613
24.02. | 19 | 718.6154 | 619.8962 | 290.8613
24.02. | 20 | 718.6154 | 619.8962 | 290.8613
24.02. | 21 | 718.6154 | 619.8962 | 290.8613
24.02. | 22 | 718.6154 | 619.8962 | 290.8613
24.02. | 23 | 718.6154 | 619.8962 | 290.8613
24.02. | 24 | 718.6154 | 619.8962 | 290.8613
25.02. | 1 | 718.6154 | 619.8962 | 290.8613
25.02. | 2 | 718.6154 | 619.8962 | 290.8613
25.02. | 3 | 718.6154 | 619.8962 | 290.8613
25.02. | 4 | 718.6154 | 619.8962 | 290.8613
25.02. | 5 | 718.6154 | 619.8962 | 290.8613
25.02. | 6 | 718.6154 | 619.8962 | 290.8613
25.02. | 7 | 718.6154 | 619.8962 | 290.8613
25.02. | 8 | 718.6154 | 619.8962 | 290.8613
25.02. | 9 | 718.6154 | 619.8962 | 290.8613
25.02. | 10 | 718.6154 | 619.8962 | 290.8613
25.02. | 11 | 718.6154 | 619.8962 | 290.8613
25.02. | 12 | 718.6154 | 619.8962 | 290.8613
25.02. | 13 | 718.6154 | 619.8962 | 290.8613
25.02. | 14 | 718.6154 | 619.8962 | 290.8613
25.02. | 15 | 718.6154 | 619.8962 | 290.8613
25.02. | 16 | 718.6154 | 619.8962 | 290.8613
25.02. | 17 | 718.6154 | 619.8962 | 290.8613
25.02. | 18 | 718.6154 | 619.8962 | 290.8613
25.02. | 19 | 718.6154 | 619.8962 | 290.8613
25.02. | 20 | 718.6154 | 619.8962 | 290.8613
25.02. | 21 | 718.6154 | 619.8962 | 290.8613
25.02. | 22 | 718.6154 | 619.8962 | 290.8613
25.02. | 23 | 718.6154 | 619.8962 | 290.8613
25.02. | 24 | 718.6154 | 619.8962 | 290.8613
26.02. | 1 | 718.6154 | 619.8962 | 290.8613
26.02. | 2 | 718.6154 | 619.8962 | 290.8613
26.02. | 3 | 718.6154 | 619.8962 | 290.8613
26.02. | 4 | 718.6154 | 619.8962 | 290.8613
26.02. | 5 | 718.6154 | 619.8962 | 290.8613
26.02. | 6 | 718.6154 | 619.8962 | 290.8613
26.02. | 7 | 718.6154 | 619.8962 | 290.8613
26.02. | 8 | 718.6154 | 619.8962 | 290.8613
26.02. | 9 | 718.6154 | 619.8962 | 290.8613
26.02. | 10 | 718.6154 | 619.8962 | 290.8613
26.02. | 11 | 718.6154 | 619.8962 | 290.8613
26.02. | 12 | 718.6154 | 619.8962 | 290.8613
26.02. | 13 | 718.6154 | 619.8962 | 290.8613
26.02. | 14 | 718.6154 | 619.8962 | 290.8613
26.02. | 15 | 718.6154 | 619.8962 | 290.8613
26.02. | 16 | 718.6154 | 619.8962 | 290.8613
26.02. | 17 | 718.6154 | 619.8962 | 290.8613
26.02. | 18 | 718.6154 | 619.8962 | 290.8613
26.02. | 19 | 718.6154 | 619.8962 | 290.8613
26.02. | 20 | 718.6154 | 619.8962 | 290.8613
26.02. | 21 | 718.6154 | 619.8962 | 290.8613
26.02. | 22 | 718.6154 | 619.8962 | 290.8613
26.02. | 23 | 718.6154 | 619.8962 | 290.8613
26.02. | 24 | 718.6154 | 619.8962 | 290.8613
27.02. | 1 | 718.6154 | 619.8962 | 290.8613
27.02. | 2 | 718.6154 | 619.8962 | 290.8613
27.02. | 3 | 718.6154 | 619.8962 | 290.8613
27.02. | 4 | 718.6154 | 619.8962 | 290.8613
27.02. | 5 | 718.6154 | 619.8962 | 290.8613
27.02. | 6 | 718.6154 | 619.8962 | 290.8613
27.02. | 7 | 718.6154 | 619.8962 | 290.8613
27.02. | 8 | 718.6154 | 619.8962 | 290.8613
27.02. | 9 | 718.6154 | 619.8962 | 290.8613
27.02. | 10 | 718.6154 | 619.8962 | 290.8613
27.02. | 11 | 718.6154 | 619.8962 | 290.8613
27.02. | 12 | 718.6154 | 619.8962 | 290.8613
27.02. | 13 | 718.6154 | 619.8962 | 290.8613
27.02. | 14 | 718.6154 | 619.8962 | 290.8613
27.02. | 15 | 718.6154 | 619.8962 | 290.8613
27.02. | 16 | 718.6154 | 619.8962 | 290.8613
27.02. | 17 | 718.6154 | 619.8962 | 290.8613
27.02. | 18 | 718.6154 | 619.8962 | 290.8613
27.02. | 19 | 718.6154 | 619.8962 | 290.8613
27.02. | 20 | 718.6154 | 619.8962 | 290.8613
27.02. | 21 | 718.6154 | 619.8962 | 290.8613
27.02. | 22 | 718.6154 | 619.8962 | 290.8613
27.02. | 23 | 718.6154 | 619.8962 | 290.8613
27.02. | 24 | 718.6154 | 619.8962 | 290.8613
28.02. | 1 | 718.6154 | 619.8962 | 290.8613
28.02. | 2 | 718.6154 | 619.8962 | 290.8613
28.02. | 3 | 718.6154 | 619.8962 | 290.8613
28.02. | 4 | 718.6154 | 619.8962 | 290.8613
28.02. | 5 | 718.6154 | 619.8962 | 290.8613
28.02. | 6 | 718.6154 | 619.8962 | 290.8613
28.02. | 7 | 718.6154 | 619.8962 | 290.8613
28.02. | 8 | 718.6154 | 619.8962 | 290.8613
28.02. | 9 | 718.6154 | 619.8962 | 290.8613
28.02. | 10 | 718.6154 | 619.8962 | 290.8613
28.02. | 11 | 718.6154 | 619.8962 | 290.8613
28.02. | 12 | 718.6154 | 619.8962 | 290.8613
28.02. | 13 | 718.6154 | 619.8962 | 290.8613
28.02. | 14 | 718.6154 | 619.8962 | 290.8613
28.02. | 15 | 718.6154 | 619.8962 | 290.8613
28.02. | 16 | 718.6154 | 619.8962 | 290.8613
28.02. | 17 | 718.6154 | 619.8962 | 290.8613
28.02. | 18 | 718.6154 | 619.8962 | 290.8613
28.02. | 19 | 718.6154 | 619.8962 | 290.8613
28.02. | 20 | 718.6154 | 619.8962 | 290.8613
28.02. | 21 | 718.6154 | 619.8962 | 290.8613
28.02. | 22 | 718.6154 | 619.8962 | 290.8613
28.02. | 23 | 718.6154 | 619.8962 | 290.8613
28.02. | 24 | 718.6154 | 619.8962 | 290.8613
01.03. | 1 | 718.6154 | 619.8962 | 290.8613
01.03. | 2 | 718.6154 | 619.8962 | 290.8613
01.03. | 3 | 718.6154 | 619.8962 | 290.8613
01.03. | 4 | 718.6154 | 619.8962 | 290.8613
01.03. | 5 | 718.6154 | 619.8962 | 290.8613
01.03. | 6 | 718.6154 | 619.8962 | 290.8613
01.03. | 7 | 718.6154 | 619.8962 | 290.8613
01.03. | 8 | 718.6154 | 619.8962 | 290.8613
01.03. | 9 | 718.6154 | 619.8962 | 290.8613
01.03. | 10 | 718.6154 | 619.8962 | 290.8613
01.03. | 11 | 718.6154 | 619.8962 | 290.8613
01.03. | 12 | 718.6154 | 619.8962 | 290.8613
01.03. | 13 | 718.6154 | 619.8962 | 290.8613
01.03. | 14 | 718.6154 | 619.8962 | 290.8613
01.03. | 15 | 718.6154 | 619.8962 | 290.8613
01.03. | 16 | 718.6154 | 619.8962 | 290.8613
01.03. | 17 | 718.6154 | 619.8962 | 290.8613
01.03. | 18 | 718.6154 | 619.8962 | 290.8613
01.03. | 19 | 718.6154 | 619.8962 | 290.8613
01.03. | 20 | 718.6154 | 619.8962 | 290.8613
01.03. | 21 | 718.6154 | 619.8962 | 290.8613
01.03. | 22 | 718.6154 | 619.8962 | 290.8613
01.03. | 23 | 718.6154 | 619.8962 | 290.8613
01.03. | 24 | 718.6154 | 619.8962 | 290.8613
02.03. | 1 | 718.6154 | 619.8962 | 290.8613
02.03. | 2 | 718.6154 | 619.8962 | 290.8613
02.03. | 3 | 718.6154 | 619.8962 | 290.8613
02.03. | 4 | 718.6154 | 619.8962 | 290.8613
02.03. | 5 | 718.6154 | 619.8962 | 290.8613
02.03. | 6 | 718.6154 | 619.8962 | 290.8613
02.03. | 7 | 718.6154 | 619.8962 | 290.8613
02.03. | 8 | 718.6154 | 619.8962 | 290.8613
02.03. | 9 | 718.6154 | 619.8962 | 290.8613
02.03. | 10 | 718.6154 | 619.8962 | 290.8613
02.03. | 11 | 718.6154 | 619.8962 | 290.8613
02.03. | 12 | 718.6154 | 619.8962 | 290.8613
02.03. | 13 | 718.6154 | 619.8962 | 290.8613
02.03. | 14 | 718.6154 | 619.8962 | 290.8613
02.03. | 15 | 718.6154 | 619.8962 | 290.8613
02.03. | 16 | 718.6154 | 619.8962 | 290.8613
02.03. | 17 | 718.6154 | 619.8962 | 290.8613
02.03. | 18 | 718.6154 | 619.8962 | 290.8613
02.03. | 19 | 718.6154 | 619.8962 | 290.8613
02.03. | 20 | 718.6154 | 619.8962 | 290.8613
02.03. | 21 | 718.6154 | 619.8962 | 290.8613
02.03. | 22 | 718.6154 | 619.8962 | 290.8613
02.03. | 23 | 718.6154 | 619.8962 | 290.8613
02.03. | 24 | 718.6154 | 619.8962 | 290.8613
03.03. | 1 | 718.6154 | 619.8962 | 290.8613
03.03. | 2 | 718.6154 | 619.8962 | 290.8613
03.03. | 3 | 718.6154 | 619.8962 | 290.8613
03.03. | 4 | 718.6154 | 619.8962 | 290.8613
03.03. | 5 | 718.6154 | 619.8962 | 290.8613
03.03. | 6 | 718.6154 | 619.8962 | 290.8613
03.03. | 7 | 718.6154 | 619.8962 | 290.8613
03.03. | 8 | 718.6154 | 619.8962 | 290.8613
03.03. | 9 | 718.6154 | 619.8962 | 290.8613
03.03. | 10 | 718.6154 | 619.8962 | 290.8613
03.03. | 11 | 718.6154 | 619.8962 | 290.8613
03.03. | 12 | 718.6154 | 619.8962 | 290.8613
03.03. | 13 | 718.6154 | 619.8962 | 290.8613
03.03. | 14 | 718.6154 | 619.8962 | 290.8613
03.03. | 15 | 718.6154 | 619.8962 | 290.8613
03.03. | 16 | 718.6154 | 619.8962 | 290.8613
03.03. | 17 | 718.6154 | 619.8962 | 290.8613
03.03. | 18 | 718.6154 | 619.8962 | 290.8613
03.03. | 19 | 718.6154 | 619.8962 | 290.8613
03.03. | 20 | 718.6154 | 619.8962 | 290.8613
03.03. | 21 | 718.6154 | 619.8962 | 290.8613
03.03. | 22 | 718.6154 | 619.8962 | 290.8613
03.03. | 23 | 718.6154 | 619.8962 | 290.8613
03.03. | 24 | 718.6154 | 619.8962 | 290.8613
04.03. | 1 | 718.6154 | 619.8962 | 290.8613
04.03. | 2 | 718.6154 | 619.8962 | 290.8613
04.03. | 3 | 718.6154 | 619.8962 | 290.8613
04.03. | 4 | 718.6154 | 619.8962 | 290.8613
04.03. | 5 | 718.6154 | 619.8962 | 290.8613
04.03. | 6 | 718.6154 | 619.8962 | 290.8613
04.03. | 7 | 718.6154 | 619.8962 | 290.8613
04.03. | 8 | 718.6154 | 619.8962 | 290.8613
04.03. | 9 | 718.6154 | 619.8962 | 290.8613
04.03. | 10 | 718.6154 | 619.8962 | 290.8613
04.03. | 11 | 718.6154 | 619.8962 | 290.8613
04.03. | 12 | 718.6154 | 619.8962 | 290.8613
04.03. | 13 | 718.6154 | 619.8962 | 290.8613
04.03. | 14 | 718.6154 | 619.8962 | 290.8613
04.03. | 15 | 718.6154 | 619.8962 | 290.8613
04.03. | 16 | 718.6154 | 619.8962 | 290.8613
04.03. | 17 | 718.6154 | 619.8962 | 290.8613
04.03. | 18 | 718.6154 | 619.8962 | 290.8613
04.03. | 19 | 718.6154 | 619.8962 | 290.8613
04.03. | 20 | 718.6154 | 619.8962 | 290.8613
04.03. | 21 | 718.6154 | 619.8962 | 290.8613
04.03. | 22 | 718.6154 | 619.8962 | 290.8613
04.03. | 23 | 718.6154 | 619.8962 | 290.8613
04.03. | 24 | 718.6154 | 619.8962 | 290.8613
05.03. | 1 | 718.6154 | 619.8962 | 290.8613
05.03. | 2 | 718.6154 | 619.8962 | 290.8613
05.03. | 3 | 718.6154 | 619.8962 | 290.8613
05.03. | 4 | 718.6154 | 619.8962 | 290.8613
05.03. | 5 | 718.6154 | 619.8962 | 290.8613
05.03. | 6 | 718.6154 | 619.8962 | 290.8613
05.03. | 7 | 718.6154 | 619.8962 | 290.8613
05.03. | 8 | 718.6154 | 619.8962 | 290.8613
05.03. | 9 | 718.6154 | 619.8962 | 290.8613
05.03. | 10 | 718.6154 | 619.8962 | 290.8613
05.03. | 11 | 718.6154 | 619.8962 | 290.8613
05.03. | 12 | 718.6154 | 619.8962 | 290.8613
05.03. | 13 | 718.6154 | 619.8962 | 290.8613
05.03. | 14 | 718.6154 | 619.8962 | 290.8613
05.03. | 15 | 718.6154 | 619.8962 | 290.8613
05.03. | 16 | 718.6154 | 619.8962 | 290.8613
05.03. | 17 | 718.6154 | 619.8962 | 290.8613
05.03. | 18 | 718.6154 | 619.8962 | 290.8613
05.03. | 19 | 718.6154 | 619.8962 | 290.8613
05.03. | 20 | 718.6154 | 619.8962 | 290.8613
05.03. | 21 | 718.6154 | 619.8962 | 290.8613
05.03. | 22 | 718.6154 | 619.8962 | 290.8613
05.03. | 23 | 718.6154 | 619.8962 | 290.8613
05.03. | 24 | 718.6154 | 619.8962 | 290.8613
06.03. | 1 | 718.6154 | 619.8962 | 290.8613
06.03. | 2 | 718.6154 | 619.8962 | 290.8613
06.03. | 3 | 718.6154 | 619.8962 | 290.8613
06.03. | 4 | 718.6154 | 619.8962 | 290.8613
06.03. | 5 | 718.6154 | 619.8962 | 290.8613
06.03. | 6 | 718.6154 | 619.8962 | 290.8613
06.03. | 7 | 718.6154 | 619.8962 | 290.8613
06.03. | 8 | 718.6154 | 619.8962 | 290.8613
06.03. | 9 | 718.6154 | 619.8962 | 290.8613
06.03. | 10 | 718.6154 | 619.8962 | 290.8613
06.03. | 11 | 718.6154 | 619.8962 | 290.8613
06.03. | 12 | 718.6154 | 619.8962 | 290.8613
06.03. | 13 | 718.6154 | 619.8962 | 290.8613
06.03. | 14 | 718.6154 | 619.8962 | 290.8613
06.03. | 15 | 718.6154 | 619.8962 | 290.8613
06.03. | 16 | 718.6154 | 619.8962 | 290.8613
06.03. | 17 | 718.6154 | 619.8962 | 290.8613
06.03. | 18 | 718.6154 | 619.8962 | 290.8613
06.03. | 19 | 718.6154 | 619.8962 | 290.8613
06.03. | 20 | 718.6154 | 619.8962 | 290.8613
06.03. | 21 | 718.6154 | 619.8962 | 290.8613
06.03. | 22 | 718.6154 | 619.8962 | 290.8613
06.03. | 23 | 718.6154 | 619.8962 | 290.8613
06.03. | 24 | 718.6154 | 619.8962 | 290.8613
07.03. | 1 | 718.6154 | 619.8962 | 290.8613
07.03. | 2 | 718.6154 | 619.8962 | 290.8613
07.03. | 3 | 718.6154 | 619.8962 | 290.8613
07.03. | 4 | 718.6154 | 619.8962 | 290.8613
07.03. | 5 | 718.6154 | 619.8962 | 290.8613
07.03. | 6 | 718.6154 | 619.8962 | 290.8613
07.03. | 7 | 718.6154 | 619.8962 | 290.8613
07.03. | 8 | 718.6154 | 619.8962 | 290.8613
07.03. | 9 | 718.6154 | 619.8962 | 290.8613
07.03. | 10 | 718.6154 | 619.8962 | 290.8613
07.03. | 11 | 718.6154 | 619.8962 | 290.8613
07.03. | 12 | 718.6154 | 619.8962 | 290.8613
07.03. | 13 | 718.6154 | 619.8962 | 290.8613
07.03. | 14 | 718.6154 | 619.8962 | 290.8613
07.03. | 15 | 718.6154 | 619.8962 | 290.8613
07.03. | 16 | 718.6154 | 619.8962 | 290.8613
07.03. | 17 | 718.6154 | 619.8962 | 290.8613
07.03. | 18 | 718.6154 | 619.8962 | 290.8613
07.03. | 19 | 718.6154 | 619.8962 | 290.8613
07.03. | 20 | 718.6154 | 619.8962 | 290.8613
07.03. | 21 | 718.6154 | 619.8962 | 290.8613
07.03. | 22 | 718.6154 | 619.8962 | 290.8613
07.03. | 23 | 718.6154 | 619.8962 | 290.8613
07.03. | 24 | 718.6154 | 619.8962 | 290.8613
08.03. | 1 | 718.6154 | 619.8962 | 290.8613
08.03. | 2 | 718.6154 | 619.8962 | 290.8613
08.03. | 3 | 718.6154 | 619.8962 | 290.8613
08.03. | 4 | 718.6154 | 619.8962 | 290.8613
08.03. | 5 | 718.6154 | 619.8962 | 290.8613
08.03. | 6 | 718.6154 | 619.8962 | 290.8613
08.03. | 7 | 718.6154 | 619.8962 | 290.8613
08.03. | 8 | 718.6154 | 619.8962 | 290.8613
08.03. | 9 | 718.6154 | 619.8962 | 290.8613
08.03. | 10 | 718.6154 | 619.8962 | 290.8613
08.03. | 11 | 718.6154 | 619.8962 | 290.8613
08.03. | 12 | 718.6154 | 619.8962 | 290.8613
08.03. | 13 | 718.6154 | 619.8962 | 290.8613
08.03. | 14 | 718.6154 | 619.8962 | 290.8613
08.03. | 15 | 718.6154 | 619.8962 | 290.8613
08.03. | 16 | 718.6154 | 619.8962 | 290.8613
08.03. | 17 | 718.6154 | 619.8962 | 290.8613
08.03. | 18 | 718.6154 | 619.8962 | 290.8613
08.03. | 19 | 718.6154 | 619.8962 | 290.8613
08.03. | 20 | 718.6154 | 619.8962 | 290.8613
08.03. | 21 | 718.6154 | 619.8962 | 290.8613
08.03. | 22 | 718.6154 | 619.8962 | 290.8613
08.03. | 23 | 718.6154 | 619.8962 | 290.8613
08.03. | 24 | 718.6154 | 619.8962 | 290.8613
09.03. | 1 | 718.6154 | 619.8962 | 290.8613
09.03. | 2 | 718.6154 | 619.8962 | 290.8613
09.03. | 3 | 718.6154 | 619.8962 | 290.8613
09.03. | 4 | 718.6154 | 619.8962 | 290.8613
09.03. | 5 | 718.6154 | 619.8962 | 290.8613
09.03. | 6 | 718.6154 | 619.8962 | 290.8613
09.03. | 7 | 718.6154 | 619.8962 | 290.8613
09.03. | 8 | 718.6154 | 619.8962 | 290.8613
09.03. | 9 | 718.6154 | 619.8962 | 290.8613
09.03. | 10 | 718.6154 | 619.8962 | 290.8613
09.03. | 11 | 718.6154 | 619.8962 | 290.8613
09.03. | 12 | 718.6154 | 619.8962 | 290.8613
09.03. | 13 | 718.6154 | 619.8962 | 290.8613
09.03. | 14 | 718.6154 | 619.8962 | 290.8613
09.03. | 15 | 718.6154 | 619.8962 | 290.8613
09.03. | 16 | 718.6154 | 619.8962 | 290.8613
09.03. | 17 | 718.6154 | 619.8962 | 290.8613
09.03. | 18 | 718.6154 | 619.8962 | 290.8613
09.03. | 19 | 718.6154 | 619.8962 | 290.8613
09.03. | 20 | 718.6154 | 619.8962 | 290.8613
09.03. | 21 | 718.6154 | 619.8962 | 290.8613
09.03. | 22 | 718.6154 | 619.8962 | 290.8613
09.03. | 23 | 718.6154 | 619.8962 | 290.8613
09.03. | 24 | 718.6154 | 619.8962 | 290.8613
10.03. | 1 | 718.6154 | 619.8962 | 290.8613
10.03. | 2 | 718.6154 | 619.8962 | 290.8613
10.03. | 3 | 718.6154 | 619.8962 | 290.8613
10.03. | 4 | 718.6154 | 619.8962 | 290.8613
10.03. | 5 | 718.6154 | 619.8962 | 290.8613
10.03. | 6 | 718.6154 | 619.8962 | 290.8613
10.03. | 7 | 718.6154 | 619.8962 | 290.8613
10.03. | 8 | 718.6154 | 619.8962 | 290.8613
10.03. | 9 | 718.6154 | 619.8962 | 290.8613
10.03. | 10 | 718.6154 | 619.8962 | 290.8613
10.03. | 11 | 718.6154 | 619.8962 | 290.8613
10.03. | 12 | 718.6154 | 619.8962 | 290.8613
10.03. | 13 | 718.6154 | 619.8962 | 290.8613
10.03. | 14 | 718.6154 | 619.8962 | 290.8613
10.03. | 15 | 718.6154 | 619.8962 | 290.8613
10.03. | 16 | 718.6154 | 619.8962 | 290.8613
10.03. | 17 | 718.6154 | 619.8962 | 290.8613
10.03. | 18 | 718.6154 | 619.8962 | 290.8613
10.03. | 19 | 718.6154 | 619.8962 | 290.8613
10.03. | 20 | 718.6154 | 619.8962 | 290.8613
10.03. | 21 | 718.6154 | 619.8962 | 290.8613
10.03. | 22 | 718.6154 | 619.8962 | 290.8613
10.03. | 23 | 718.6154 | 619.8962 | 290.8613
10.03. | 24 | 718.6154 | 619.8962 | 290.8613
11.03. | 1 | 718.6154 | 619.8962 | 290.8613
11.03. | 2 | 718.6154 | 619.8962 | 290.8613
11.03. | 3 | 718.6154 | 619.8962 | 290.8613
11.03. | 4 | 718.6154 | 619.8962 | 290.8613
11.03. | 5 | 718.6154 | 619.8962 | 290.8613
11.03. | 6 | 718.6154 | 619.8962 | 290.8613
11.03. | 7 | 718.6154 | 619.8962 | 290.8613
11.03. | 8 | 718.6154 | 619.8962 | 290.8613
11.03. | 9 | 718.6154 | 619.8962 | 290.8613
11.03. | 10 | 718.6154 | 619.8962 | 290.8613
11.03. | 11 | 718.6154 | 619.8962 | 290.8613
11.03. | 12 | 718.6154 | 619.8962 | 290.8613
11.03. | 13 | 718.6154 | 619.8962 | 290.8613
11.03. | 14 | 718.6154 | 619.8962 | 290.8613
11.03. | 15 | 718.6154 | 619.8962 | 290.8613
11.03. | 16 | 718.6154 | 619.8962 | 290.8613
11.03. | 17 | 718.6154 | 619.8962 | 290.8613
11.03. | 18 | 718.6154 | 619.8962 | 290.8613
11.03. | 19 | 718.6154 | 619.8962 | 290.8613
11.03. | 20 | 718.6154 | 619.8962 | 290.8613
11.03. | 21 | 718.6154 | 619.8962 | 290.8613
11.03. | 22 | 718.6154 | 619.8962 | 290.8613
11.03. | 23 | 718.6154 | 619.8962 | 290.8613
11.03. | 24 | 718.6154 | 619.8962 | 290.8613
12.03. | 1 | 718.6154 | 619.8962 | 290.8613
12.03. | 2 | 718.6154 | 619.8962 | 290.8613
12.03. | 3 | 718.6154 | 619.8962 | 290.8613
12.03. | 4 | 718.6154 | 619.8962 | 290.8613
12.03. | 5 | 718.6154 | 619.8962 | 290.8613
12.03. | 6 | 718.6154 | 619.8962 | 290.8613
12.03. | 7 | 718.6154 | 619.8962 | 290.8613
12.03. | 8 | 718.6154 | 619.8962 | 290.8613
12.03. | 9 | 718.6154 | 619.8962 | 290.8613
12.03. | 10 | 718.6154 | 619.8962 | 290.8613
12.03. | 11 | 718.6154 | 619.8962 | 290.8613
12.03. | 12 | 718.6154 | 619.8962 | 290.8613
12.03. | 13 | 718.6154 | 619.8962 | 290.8613
12.03. | 14 | 718.6154 | 619.8962 | 290.8613
12.03. | 15 | 718.6154 | 619.8962 | 290.8613
12.03. | 16 | 718.6154 | 619.8962 | 290.8613
12.03. | 17 | 718.6154 | 619.8962 | 290.8613
12.03. | 18 | 718.6154 | 619.8962 | 290.8613
12.03. | 19 | 718.6154 | 619.8962 | 290.8613
12.03. | 20 | 718.6154 | 619.8962 | 290.8613
12.03. | 21 | 718.6154 | 619.8962 | 290.8613
12.03. | 22 | 718.6154 | 619.8962 | 290.8613
12.03. | 23 | 718.6154 | 619.8962 | 290.8613
12.03. | 24 | 718.6154 | 619.8962 | 290.8613
13.03. | 1 | 718.6154 | 619.8962 | 290.8613
13.03. | 2 | 718.6154 | 619.8962 | 290.8613
13.03. | 3 | 718.6154 | 619.8962 | 290.8613
13.03. | 4 | 718.6154 | 619.8962 | 290.8613
13.03. | 5 | 718.6154 | 619.8962 | 290.8613
13.03. | 6 | 718.6154 | 619.8962 | 290.8613
13.03. | 7 | 718.6154 | 619.8962 | 290.8613
13.03. | 8 | 718.6154 | 619.8962 | 290.8613
13.03. | 9 | 718.6154 | 619.8962 | 290.8613
13.03. | 10 | 718.6154 | 619.8962 | 290.8613
13.03. | 11 | 718.6154 | 619.8962 | 290.8613
13.03. | 12 | 718.6154 | 619.8962 | 290.8613
13.03. | 13 | 718.6154 | 619.8962 | 290.8613
13.03. | 14 | 718.6154 | 619.8962 | 290.8613
13.03. | 15 | 718.6154 | 619.8962 | 290.8613
13.03. | 16 | 718.6154 | 619.8962 | 290.8613
13.03. | 17 | 718.6154 | 619.8962 | 290.8613
13.03. | 18 | 718.6154 | 619.8962 | 290.8613
13.03. | 19 | 718.6154 | 619.8962 | 290.8613
13.03. | 20 | 718.6154 | 619.8962 | 290.8613
13.03. | 21 | 718.6154 | 619.8962 | 290.8613
13.03. | 22 | 718.6154 | 619.8962 | 290.8613
13.03. | 23 | 718.6154 | 619.8962 | 290.8613
13.03. | 24 | 718.6154 | 619.8962 | 290.8613
14.03. | 1 | 718.6154 | 619.8962 | 290.8613
14.03. | 2 | 718.6154 | 619.8962 | 290.8613
14.03. | 3 | 718.6154 | 619.8962 | 290.8613
14.03. | 4 | 718.6154 | 619.8962 | 290.8613
14.03. | 5 | 718.6154 | 619.8962 | 290.8613
14.03. | 6 | 718.6154 | 619.8962 | 290.8613
14.03. | 7 | 718.6154 | 619.8962 | 290.8613
14.03. | 8 | 718.6154 | 619.8962 | 290.8613
14.03. | 9 | 718.6154 | 619.8962 | 290.8613
14.03. | 10 | 718.6154 | 619.8962 | 290.8613
14.03. | 11 | 718.6154 | 619.8962 | 290.8613
14.03. | 12 | 718.6154 | 619.8962 | 290.8613
14.03. | 13 | 718.6154 | 619.8962 | 290.8613
14.03. | 14 | 718.6154 | 619.8962 | 290.8613
14.03. | 15 | 718.6154 | 619.8962 | 290.8613
14.03. | 16 | 718.6154 | 619.8962 | 290.8613
14.03. | 17 | 718.6154 | 619.8962 | 290.8613
14.03. | 18 | 718.6154 | 619.8962 | 290.8613
14.03. | 19 | 718.6154 | 619.8962 | 290.8613
14.03. | 20 | 718.6154 | 619.8962 | 290.8613
14.03. | 21 | 718.6154 | 619.8962 | 290.8613
14.03. | 22 | 718.6154 | 619.8962 | 290.8613
14.03. | 23 | 718.6154 | 619.8962 | 290.8613
14.03. | 24 | 718.6154 | 619.8962 | 290.8613
15.03. | 1 | 718.6154 | 619.8962 | 290.8613
15.03. | 2 | 718.6154 | 619.8962 | 290.8613
15.03. | 3 | 718.6154 | 619.8962 | 290.8613
15.03. | 4 | 718.6154 | 619.8962 | 290.8613
15.03. | 5 | 718.6154 | 619.8962 | 290.8613
15.03. | 6 | 718.6154 | 619.8962 | 290.8613
15.03. | 7 | 718.6154 | 619.8962 | 290.8613
15.03. | 8 | 718.6154 | 619.8962 | 290.8613
15.03. | 9 | 718.6154 | 619.8962 | 290.8613
15.03. | 10 | 718.6154 | 619.8962 | 290.8613
15.03. | 11 | 718.6154 | 619.8962 | 290.8613
15.03. | 12 | 718.6154 | 619.8962 | 290.8613
15.03. | 13 | 718.6154 | 619.8962 | 290.8613
15.03. | 14 | 718.6154 | 619.8962 | 290.8613
15.03. | 15 | 718.6154 | 619.8962 | 290.8613
15.03. | 16 | 718.6154 | 619.8962 | 290.8613
15.03. | 17 | 718.6154 | 619.8962 | 290.8613
15.03. | 18 | 718.6154 | 619.8962 | 290.8613
15.03. | 19 | 718.6154 | 619.8962 | 290.8613
15.03. | 20 | 718.6154 | 619.8962 | 290.8613
15.03. | 21 | 718.6154 | 619.8962 | 290.8613
15.03. | 22 | 718.6154 | 619.8962 | 290.8613
15.03. | 23 | 718.6154 | 619.8962 | 290.8613
15.03. | 24 | 718.6154 | 619.8962 | 290.8613
16.03. | 1 | 718.6154 | 619.8962 | 290.8613
16.03. | 2 | 718.6154 | 619.8962 | 290.8613
16.03. | 3 | 718.6154 | 619.8962 | 290.8613
16.03. | 4 | 718.6154 | 619.8962 | 290.8613
16.03. | 5 | 718.6154 | 619.8962 | 290.8613
16.03. | 6 | 718.6154 | 619.8962 | 290.8613
16.03. | 7 | 718.6154 | 619.8962 | 290.8613
16.03. | 8 | 718.6154 | 619.8962 | 290.8613
16.03. | 9 | 718.6154 | 619.8962 | 290.8613
16.03. | 10 | 718.6154 | 619.8962 | 290.8613
16.03. | 11 | 718.6154 | 619.8962 | 290.8613
16.03. | 12 | 718.6154 | 619.8962 | 290.8613
16.03. | 13 | 718.6154 | 619.8962 | 290.8613
16.03. | 14 | 718.6154 | 619.8962 | 290.8613
16.03. | 15 | 718.6154 | 619.8962 | 290.8613
16.03. | 16 | 718.6154 | 619.8962 | 290.8613
16.03. | 17 | 718.6154 | 619.8962 | 290.8613
16.03. | 18 | 718.6154 | 619.8962 | 290.8613
16.03. | 19 | 718.6154 | 619.8962 | 290.8613
16.03. | 20 | 718.6154 | 619.8962 | 290.8613
16.03. | 21 | 718.6154 | 619.8962 | 290.8613
16.03. | 22 | 718.6154 | 619.8962 | 290.8613
16.03. | 23 | 718.6154 | 619.8962 | 290.8613
16.03. | 24 | 718.6154 | 619.8962 | 290.8613
17.03. | 1 | 718.6154 | 619.8962 | 290.8613
17.03. | 2 | 718.6154 | 619.8962 | 290.8613
17.03. | 3 | 718.6154 | 619.8962 | 290.8613
17.03. | 4 | 718.6154 | 619.8962 | 290.8613
17.03. | 5 | 718.6154 | 619.8962 | 290.8613
17.03. | 6 | 718.6154 | 619.8962 | 290.8613
17.03. | 7 | 718.6154 | 619.8962 | 290.8613
17.03. | 8 | 718.6154 | 619.8962 | 290.8613
17.03. | 9 | 718.6154 | 619.8962 | 290.8613
17.03. | 10 | 718.6154 | 619.8962 | 290.8613
17.03. | 11 | 718.6154 | 619.8962 | 290.8613
17.03. | 12 | 718.6154 | 619.8962 | 290.8613
17.03. | 13 | 718.6154 | 619.8962 | 290.8613
17.03. | 14 | 718.6154 | 619.8962 | 290.8613
17.03. | 15 | 718.6154 | 619.8962 | 290.8613
17.03. | 16 | 718.6154 | 619.8962 | 290.8613
17.03. | 17 | 718.6154 | 619.8962 | 290.8613
17.03. | 18 | 718.6154 | 619.8962 | 290.8613
17.03. | 19 | 718.6154 | 619.8962 | 290.8613
17.03. | 20 | 718.6154 | 619.8962 | 290.8613
17.03. | 21 | 718.6154 | 619.8962 | 290.8613
17.03. | 22 | 718.6154 | 619.8962 | 290.8613
17.03. | 23 | 718.6154 | 619.8962 | 290.8613
17.03. | 24 | 718.6154 | 619.8962 | 290.8613
18.03. | 1 | 718.6154 | 619.8962 | 290.8613
18.03. | 2 | 718.6154 | 619.8962 | 290.8613
18.03. | 3 | 718.6154 | 619.8962 | 290.8613
18.03. | 4 | 718.6154 | 619.8962 | 290.8613
18.03. | 5 | 718.6154 | 619.8962 | 290.8613
18.03. | 6 | 718.6154 | 619.8962 | 290.8613
18.03. | 7 | 718.6154 | 619.8962 | 290.8613
18.03. | 8 | 718.6154 | 619.8962 | 290.8613
18.03. | 9 | 718.6154 | 619.8962 | 290.8613
18.03. | 10 | 718.6154 | 619.8962 | 290.8613
18.03. | 11 | 718.6154 | 619.8962 | 290.8613
18.03. | 12 | 718.6154 | 619.8962 | 290.8613
18.03. | 13 | 718.6154 | 619.8962 | 290.8613
18.03. | 14 | 718.6154 | 619.8962 | 290.8613
18.03. | 15 | 718.6154 | 619.8962 | 290.8613
18.03. | 16 | 718.6154 | 619.8962 | 290.8613
18.03. | 17 | 718.6154 | 619.8962 | 290.8613
18.03. | 18 | 718.6154 | 619.8962 | 290.8613
18.03. | 19 | 718.6154 | 619.8962 | 290.8613
18.03. | 20 | 718.6154 | 619.8962 | 290.8613
18.03. | 21 | 718.6154 | 619.8962 | 290.8613
18.03. | 22 | 718.6154 | 619.8962 | 290.8613
18.03. | 23 | 718.6154 | 619.8962 | 290.8613
18.03. | 24 | 718.6154 | 619.8962 | 290.8613
19.03. | 1 | 718.6154 | 619.8962 | 290.8613
19.03. | 2 | 718.6154 | 619.8962 | 290.8613
19.03. | 3 | 718.6154 | 619.8962 | 290.8613
19.03. | 4 | 718.6154 | 619.8962 | 290.8613
19.03. | 5 | 718.6154 | 619.8962 | 290.8613
19.03. | 6 | 718.6154 | 619.8962 | 290.8613
19.03. | 7 | 718.6154 | 619.8962 | 290.8613
19.03. | 8 | 718.6154 | 619.8962 | 290.8613
19.03. | 9 | 718.6154 | 619.8962 | 290.8613
19.03. | 10 | 718.6154 | 619.8962 | 290.8613
19.03. | 11 | 718.6154 | 619.8962 | 290.8613
19.03. | 12 | 718.6154 | 619.8962 | 290.8613
19.03. | 13 | 718.6154 | 619.8962 | 290.8613
19.03. | 14 | 718.6154 | 619.8962 | 290.8613
19.03. | 15 | 718.6154 | 619.8962 | 290.8613
19.03. | 16 | 718.6154 | 619.8962 | 290.8613
19.03. | 17 | 718.6154 | 619.8962 | 290.8613
19.03. | 18 | 718.6154 | 619.8962 | 290.8613
19.03. | 19 | 718.6154 | 619.8962 | 290.8613
19.03. | 20 | 718.6154 | 619.8962 | 290.8613
19.03. | 21 | 718.6154 | 619.8962 | 290.8613
19.03. | 22 | 718.6154 | 619.8962 | 290.8613
19.03. | 23 | 718.6154 | 619.8962 | 290.8613
19.03. | 24 | 718.6154 | 619.8962 | 290.8613
20.03. | 1 | 718.6154 | 619.8962 | 290.8613
20.03. | 2 | 718.6154 | 619.8962 | 290.8613
20.03. | 3 | 718.6154 | 619.8962 | 290.8613
20.03. | 4 | 718.6154 | 619.8962 | 290.8613
20.03. | 5 | 718.6154 | 619.8962 | 290.8613
20.03. | 6 | 718.6154 | 619.8962 | 290.8613
20.03. | 7 | 718.6154 | 619.8962 | 290.8613
20.03. | 8 | 718.6154 | 619.8962 | 290.8613
20.03. | 9 | 718.6154 | 619.8962 | 290.8613
20.03. | 10 | 718.6154 | 619.8962 | 290.8613
20.03. | 11 | 718.6154 | 619.8962 | 290.8613
20.03. | 12 | 718.6154 | 619.8962 | 290.8613
20.03. | 13 | 718.6154 | 619.8962 | 290.8613
20.03. | 14 | 718.6154 | 619.8962 | 290.8613
20.03. | 15 | 718.6154 | 619.8962 | 290.8613
20.03. | 16 | 718.6154 | 619.8962 | 290.8613
20.03. | 17 | 718.6154 | 619.8962 | 290.8613
20.03. | 18 | 718.6154 | 619.8962 | 290.8613
20.03. | 19 | 718.6154 | 619.8962 | 290.8613
20.03. | 20 | 718.6154 | 619.8962 | 290.8613
20.03. | 21 | 718.6154 | 619.8962 | 290.8613
20.03. | 22 | 718.6154 | 619.8962 | 290.8613
20.03. | 23 | 718.6154 | 619.8962 | 290.8613
20.03. | 24 | 718.6154 | 619.8962 | 290.8613
21.03. | 1 | 718.6154 | 619.8962 | 290.8613
21.03. | 2 | 718.6154 | 619.8962 | 290.8613
21.03. | 3 | 718.6154 | 619.8962 | 290.8613
21.03. | 4 | 718.6154 | 619.8962 | 290.8613
21.03. | 5 | 718.6154 | 619.8962 | 290.8613
21.03. | 6 | 718.6154 | 619.8962 | 290.8613
21.03. | 7 | 718.6154 | 619.8962 | 290.8613
21.03. | 8 | 718.6154 | 619.8962 | 290.8613
21.03. | 9 | 718.6154 | 619.8962 | 290.8613
21.03. | 10 | 718.6154 | 619.8962 | 290.8613
21.03. | 11 | 718.6154 | 619.8962 | 290.8613
21.03. | 12 | 718.6154 | 619.8962 | 290.8613
21.03. | 13 | 718.6154 | 619.8962 | 290.8613
21.03. | 14 | 718.6154 | 619.8962 | 290.8613
21.03. | 15 | 718.6154 | 619.8962 | 290.8613
21.03. | 16 | 718.6154 | 619.8962 | 290.8613
21.03. | 17 | 718.6154 | 619.8962 | 290.8613
21.03. | 18 | 718.6154 | 619.8962 | 290.8613
21.03. | 19 | 718.6154 | 619.8962 | 290.8613
21.03. | 20 | 718.6154 | 619.8962 | 290.8613
21.03. | 21 | 718.6154 | 619.8962 | 290.8613
21.03. | 22 | 718.6154 | 619.8962 | 290.8613
21.03. | 23 | 718.6154 | 619.8962 | 290.8613
21.03. | 24 | 718.6154 | 619.8962 | 290.8613
22.03. | 1 | 718.6154 | 619.8962 | 290.8613
22.03. | 2 | 718.6154 | 619.8962 | 290.8613
22.03. | 3 | 718.6154 | 619.8962 | 290.8613
22.03. | 4 | 718.6154 | 619.8962 | 290.8613
22.03. | 5 | 718.6154 | 619.8962 | 290.8613
22.03. | 6 | 718.6154 | 619.8962 | 290.8613
22.03. | 7 | 718.6154 | 619.8962 | 290.8613
22.03. | 8 | 718.6154 | 619.8962 | 290.8613
22.03. | 9 | 718.6154 | 619.8962 | 290.8613
22.03. | 10 | 718.6154 | 619.8962 | 290.8613
22.03. | 11 | 718.6154 | 619.8962 | 290.8613
22.03. | 12 | 718.6154 | 619.8962 | 290.8613
22.03. | 13 | 718.6154 | 619.8962 | 290.8613
22.03. | 14 | 718.6154 | 619.8962 | 290.8613
22.03. | 15 | 718.6154 | 619.8962 | 290.8613
22.03. | 16 | 718.6154 | 619.8962 | 290.8613
22.03. | 17 | 718.6154 | 619.8962 | 290.8613
22.03. | 18 | 718.6154 | 619.8962 | 290.8613
22.03. | 19 | 718.6154 | 619.8962 | 290.8613
22.03. | 20 | 718.6154 | 619.8962 | 290.8613
22.03. | 21 | 718.6154 | 619.8962 | 290.8613
22.03. | 22 | 718.6154 | 619.8962 | 290.8613
22.03. | 23 | 718.6154 | 619.8962 | 290.8613
22.03. | 24 | 718.6154 | 619.8962 | 290.8613
23.03. | 1 | 718.6154 | 619.8962 | 290.8613
23.03. | 2 | 718.6154 | 619.8962 | 290.8613
23.03. | 3 | 718.6154 | 619.8962 | 290.8613
23.03. | 4 | 718.6154 | 619.8962 | 290.8613
23.03. | 5 | 718.6154 | 619.8962 | 290.8613
23.03. | 6 | 718.6154 | 619.8962 | 290.8613
23.03. | 7 | 718.6154 | 619.8962 | 290.8613
23.03. | 8 | 718.6154 | 619.8962 | 290.8613
23.03. | 9 | 718.6154 | 619.8962 | 290.8613
23.03. | 10 | 718.6154 | 619.8962 | 290.8613
23.03. | 11 | 718.6154 | 619.8962 | 290.8613
23.03. | 12 | 718.6154 | 619.8962 | 290.8613
23.03. | 13 | 718.6154 | 619.8962 | 290.8613
23.03. | 14 | 718.6154 | 619.8962 | 290.8613
23.03. | 15 | 718.6154 | 619.8962 | 290.8613
23.03. | 16 | 718.6154 | 619.8962 | 290.8613
23.03. | 17 | 718.6154 | 619.8962 | 290.8613
23.03. | 18 | 718.6154 | 619.8962 | 290.8613
23.03. | 19 | 718.6154 | 619.8962 | 290.8613
23.03. | 20 | 718.6154 | 619.8962 | 290.8613
23.03. | 21 | 718.6154 | 619.8962 | 290.8613
23.03. | 22 | 718.6154 | 619.8962 | 290.8613
23.03. | 23 | 718.6154 | 619.8962 | 290.8613
23.03. | 24 | 718.6154 | 619.8962 | 290.8613
24.03. | 1 | 718.6154 | 619.8962 | 290.8613
24.03. | 2 | 718.6154 | 619.8962 | 290.8613
24.03. | 3 | 718.6154 | 619.8962 | 290.8613
24.03. | 4 | 718.6154 | 619.8962 | 290.8613
24.03. | 5 | 718.6154 | 619.8962 | 290.8613
24.03. | 6 | 718.6154 | 619.8962 | 290.8613
24.03. | 7 | 718.6154 | 619.8962 | 290.8613
24.03. | 8 | 718.6154 | 619.8962 | 290.8613
24.03. | 9 | 718.6154 | 619.8962 | 290.8613
24.03. | 10 | 718.6154 | 619.8962 | 290.8613
24.03. | 11 | 718.6154 | 619.8962 | 290.8613
24.03. | 12 | 718.6154 | 619.8962 | 290.8613
24.03. | 13 | 718.6154 | 619.8962 | 290.8613
24.03. | 14 | 718.6154 | 619.8962 | 290.8613
24.03. | 15 | 718.6154 | 619.8962 | 290.8613
24.03. | 16 | 718.6154 | 619.8962 | 290.8613
24.03. | 17 | 718.6154 | 619.8962 | 290.8613
24.03. | 18 | 718.6154 | 619.8962 | 290.8613
24.03. | 19 | 718.6154 | 619.8962 | 290.8613
24.03. | 20 | 718.6154 | 619.8962 | 290.8613
24.03. | 21 | 718.6154 | 619.8962 | 290.8613
24.03. | 22 | 718.6154 | 619.8962 | 290.8613
24.03. | 23 | 718.6154 | 619.8962 | 290.8613
24.03. | 24 | 718.6154 | 619.8962 | 290.8613
25.03. | 1 | 718.6154 | 619.8962 | 290.8613
25.03. | 2 | 718.6154 | 619.8962 | 290.8613
25.03. | 3 | 718.6154 | 619.8962 | 290.8613
25.03. | 4 | 718.6154 | 619.8962 | 290.8613
25.03. | 5 | 718.6154 | 619.8962 | 290.8613
25.03. | 6 | 718.6154 | 619.8962 | 290.8613
25.03. | 7 | 718.6154 | 619.8962 | 290.8613
25.03. | 8 | 718.6154 | 619.8962 | 290.8613
25.03. | 9 | 718.6154 | 619.8962 | 290.8613
25.03. | 10 | 718.6154 | 619.8962 | 290.8613
25.03. | 11 | 718.6154 | 619.8962 | 290.8613
25.03. | 12 | 718.6154 | 619.8962 | 290.8613
25.03. | 13 | 718.6154 | 619.8962 | 290.8613
25.03. | 14 | 718.6154 | 619.8962 | 290.8613
25.03. | 15 | 718.6154 | 619.8962 | 290.8613
25.03. | 16 | 718.6154 | 619.8962 | 290.8613
25.03. | 17 | 718.6154 | 619.8962 | 290.8613
25.03. | 18 | 718.6154 | 619.8962 | 290.8613
25.03. | 19 | 718.6154 | 619.8962 | 290.8613
25.03. | 20 | 718.6154 | 619.8962 | 290.8613
25.03. | 21 | 718.6154 | 619.8962 | 290.8613
25.03. | 22 | 718.6154 | 619.8962 | 290.8613
25.03. | 23 | 718.6154 | 619.8962 | 290.8613
25.03. | 24 | 718.6154 | 619.8962 | 290.8613
26.03. | 1 | 718.6154 | 619.8962 | 290.8613
26.03. | 2 | 718.6154 | 619.8962 | 290.8613
26.03. | 3 | 718.6154 | 619.8962 | 290.8613
26.03. | 4 | 718.6154 | 619.8962 | 290.8613
26.03. | 5 | 718.6154 | 619.8962 | 290.8613
26.03. | 6 | 718.6154 | 619.8962 | 290.8613
26.03. | 7 | 718.6154 | 619.8962 | 290.8613
26.03. | 8 | 718.6154 | 619.8962 | 290.8613
26.03. | 9 | 718.6154 | 619.8962 | 290.8613
26.03. | 10 | 718.6154 | 619.8962 | 290.8613
26.03. | 11 | 718.6154 | 619.8962 | 290.8613
26.03. | 12 | 718.6154 | 619.8962 | 290.8613
26.03. | 13 | 718.6154 | 619.8962 | 290.8613
26.03. | 14 | 718.6154 | 619.8962 | 290.8613
26.03. | 15 | 718.6154 | 619.8962 | 290.8613
26.03. | 16 | 718.6154 | 619.8962 | 290.8613
26.03. | 17 | 718.6154 | 619.8962 | 290.8613
26.03. | 18 | 718.6154 | 619.8962 | 290.8613
26.03. | 19 | 718.6154 | 619.8962 | 290.8613
26.03. | 20 | 718.6154 | 619.8962 | 290.8613
26.03. | 21 | 718.6154 | 619.8962 | 290.8613
26.03. | 22 | 718.6154 | 619.8962 | 290.8613
26.03. | 23 | 718.6154 | 619.8962 | 290.8613
26.03. | 24 | 718.6154 | 619.8962 | 290.8613
27.03. | 1 | 718.6154 | 619.8962 | 290.8613
27.03. | 2 | 718.6154 | 619.8962 | 290.8613
27.03. | 3 | 718.6154 | 619.8962 | 290.8613
27.03. | 4 | 718.6154 | 619.8962 | 290.8613
27.03. | 5 | 718.6154 | 619.8962 | 290.8613
27.03. | 6 | 718.6154 | 619.8962 | 290.8613
27.03. | 7 | 718.6154 | 619.8962 | 290.8613
27.03. | 8 | 718.6154 | 619.8962 | 290.8613
27.03. | 9 | 718.6154 | 619.8962 | 290.8613
27.03. | 10 | 718.6154 | 619.8962 | 290.8613
27.03. | 11 | 718.6154 | 619.8962 | 290.8613
27.03. | 12 | 718.6154 | 619.8962 | 290.8613
27.03. | 13 | 718.6154 | 619.8962 | 290.8613
27.03. | 14 | 718.6154 | 619.8962 | 290.8613
27.03. | 15 | 718.6154 | 619.8962 | 290.8613
27.03. | 16 | 718.6154 | 619.8962 | 290.8613
27.03. | 17 | 718.6154 | 619.8962 | 290.8613
27.03. | 18 | 718.6154 | 619.8962 | 290.8613
27.03. | 19 | 718.6154 | 619.8962 | 290.8613
27.03. | 20 | 718.6154 | 619.8962 | 290.8613
27.03. | 21 | 718.6154 | 619.8962 | 290.8613
27.03. | 22 | 718.6154 | 619.8962 | 290.8613
27.03. | 23 | 718.6154 | 619.8962 | 290.8613
27.03. | 24 | 718.6154 | 619.8962 | 290.8613
28.03. | 1 | 718.6154 | 619.8962 | 290.8613
28.03. | 2 | 718.6154 | 619.8962 | 290.8613
28.03. | 3 | 718.6154 | 619.8962 | 290.8613
28.03. | 4 | 718.6154 | 619.8962 | 290.8613
28.03. | 5 | 718.6154 | 619.8962 | 290.8613
28.03. | 6 | 718.6154 | 619.8962 | 290.8613
28.03. | 7 | 718.6154 | 619.8962 | 290.8613
28.03. | 8 | 718.6154 | 619.8962 | 290.8613
28.03. | 9 | 718.6154 | 619.8962 | 290.8613
28.03. | 10 | 718.6154 | 619.8962 | 290.8613
28.03. | 11 | 718.6154 | 619.8962 | 290.8613
28.03. | 12 | 718.6154 | 619.8962 | 290.8613
28.03. | 13 | 718.6154 | 619.8962 | 290.8613
28.03. | 14 | 718.6154 | 619.8962 | 290.8613
28.03. | 15 | 718.6154 | 619.8962 | 290.8613
28.03. | 16 | 718.6154 | 619.8962 | 290.8613
28.03. | 17 | 718.6154 | 619.8962 | 290.8613
28.03. | 18 | 718.6154 | 619.8962 | 290.8613
28.03. | 19 | 718.6154 | 619.8962 | 290.8613
28.03. | 20 | 718.6154 | 619.8962 | 290.8613
28.03. | 21 | 718.6154 | 619.8962 | 290.8613
28.03. | 22 | 718.6154 | 619.8962 | 290.8613
28.03. | 23 | 718.6154 | 619.8962 | 290.8613
28.03. | 24 | 718.6154 | 619.8962 | 290.8613
29.03. | 1 | 718.6154 | 619.8962 | 290.8613
29.03. | 2 | 718.6154 | 619.8962 | 290.8613
29.03. | 3 | 718.6154 | 619.8962 | 290.8613
29.03. | 4 | 718.6154 | 619.8962 | 290.8613
29.03. | 5 | 718.6154 | 619.8962 | 290.8613
29.03. | 6 | 718.6154 | 619.8962 | 290.8613
29.03. | 7 | 718.6154 | 619.8962 | 290.8613
29.03. | 8 | 718.6154 | 619.8962 | 290.8613
29.03. | 9 | 718.6154 | 619.8962 | 290.8613
29.03. | 10 | 718.6154 | 619.8962 | 290.8613
29.03. | 11 | 718.6154 | 619.8962 | 290.8613
29.03. | 12 | 718.6154 | 619.8962 | 290.8613
29.03. | 13 | 718.6154 | 619.8962 | 290.8613
29.03. | 14 | 718.6154 | 619.8962 | 290.8613
29.03. | 15 | 718.6154 | 619.8962 | 290.8613
29.03. | 16 | 718.6154 | 619.8962 | 290.8613
29.03. | 17 | 718.6154 | 619.8962 | 290.8613
29.03. | 18 | 718.6154 | 619.8962 | 290.8613
29.03. | 19 | 718.6154 | 619.8962 | 290.8613
29.03. | 20 | 718.6154 | 619.8962 | 290.8613
29.03. | 21 | 718.6154 | 619.8962 | 290.8613
29.03. | 22 | 718.6154 | 619.8962 | 290.8613
29.03. | 23 | 718.6154 | 619.8962 | 290.8613
29.03. | 24 | 718.6154 | 619.8962 | 290.8613
30.03. | 1 | 718.6154 | 619.8962 | 290.8613
30.03. | 2 | 718.6154 | 619.8962 | 290.8613
30.03. | 3 | 718.6154 | 619.8962 | 290.8613
30.03. | 4 | 718.6154 | 619.8962 | 290.8613
30.03. | 5 | 718.6154 | 619.8962 | 290.8613
30.03. | 6 | 718.6154 | 619.8962 | 290.8613
30.03. | 7 | 718.6154 | 619.8962 | 290.8613
30.03. | 8 | 718.6154 | 619.8962 | 290.8613
30.03. | 9 | 718.6154 | 619.8962 | 290.8613
30.03. | 10 | 718.6154 | 619.8962 | 290.8613
30.03. | 11 | 718.6154 | 619.8962 | 290.8613
30.03. | 12 | 718.6154 | 619.8962 | 290.8613
30.03. | 13 | 718.6154 | 619.8962 | 290.8613
30.03. | 14 | 718.6154 | 619.8962 | 290.8613
30.03. | 15 | 718.6154 | 619.8962 | 290.8613
30.03. | 16 | 718.6154 | 619.8962 | 290.8613
30.03. | 17 | 718.6154 | 619.8962 | 290.8613
30.03. | 18 | 718.6154 | 619.8962 | 290.8613
30.03. | 19 | 718.6154 | 619.8962 | 290.8613
30.03. | 20 | 718.6154 | 619.8962 | 290.8613
30.03. | 21 | 718.6154 | 619.8962 | 290.8613
30.03. | 22 | 718.6154 | 619.8962 | 290.8613
30.03. | 23 | 718.6154 | 619.8962 | 290.8613
30.03. | 24 | 718.6154 | 619.8962 | 290.8613
31.03. | 1 | 718.6154 | 619.8962 | 290.8613
31.03. | 2 | 718.6154 | 619.8962 | 290.8613
31.03. | 3 | 718.6154 | 619.8962 | 290.8613
31.03. | 4 | 718.6154 | 619.8962 | 290.8613
31.03. | 5 | 718.6154 | 619.8962 | 290.8613
31.03. | 6 | 718.6154 | 619.8962 | 290.8613
31.03. | 7 | 718.6154 | 619.8962 | 290.8613
31.03. | 8 | 718.6154 | 619.8962 | 290.8613
31.03. | 9 | 718.6154 | 619.8962 | 290.8613
31.03. | 10 | 718.6154 | 619.8962 | 290.8613
31.03. | 11 | 718.6154 | 619.8962 | 290.8613
31.03. | 12 | 718.6154 | 619.8962 | 290.8613
31.03. | 13 | 718.6154 | 619.8962 | 290.8613
31.03. | 14 | 718.6154 | 619.8962 | 290.8613
31.03. | 15 | 718.6154 | 619.8962 | 290.8613
31.03. | 16 | 718.6154 | 619.8962 | 290.8613
31.03. | 17 | 718.6154 | 619.8962 | 290.8613
31.03. | 18 | 718.6154 | 619.8962 | 290.8613
31.03. | 19 | 718.6154 | 619.8962 | 290.8613
31.03. | 20 | 718.6154 | 619.8962 | 290.8613
31.03. | 21 | 718.6154 | 619.8962 | 290.8613
31.03. | 22 | 718.6154 | 619.8962 | 290.8613
31.03. | 23 | 718.6154 | 619.8962 | 290.8613
31.03. | 24 | 718.6154 | 619.8962 | 290.8613
01.04. | 1 | 718.6154 | 619.8962 | 290.8613
01.04. | 2 | 718.6154 | 619.8962 | 290.8613
01.04. | 3 | 718.6154 | 619.8962 | 290.8613
01.04. | 4 | 718.6154 | 619.8962 | 290.8613
01.04. | 5 | 718.6154 | 619.8962 | 290.8613
01.04. | 6 | 718.6154 | 619.8962 | 290.8613
01.04. | 7 | 718.6154 | 619.8962 | 290.8613
01.04. | 8 | 718.6154 | 619.8962 | 290.8613
01.04. | 9 | 718.6154 | 619.8962 | 290.8613
01.04. | 10 | 718.6154 | 619.8962 | 290.8613
01.04. | 11 | 718.6154 | 619.8962 | 290.8613
01.04. | 12 | 718.6154 | 619.8962 | 290.8613
01.04. | 13 | 718.6154 | 619.8962 | 290.8613
01.04. | 14 | 718.6154 | 619.8962 | 290.8613
01.04. | 15 | 718.6154 | 619.8962 | 290.8613
01.04. | 16 | 718.6154 | 619.8962 | 290.8613
01.04. | 17 | 718.6154 | 619.8962 | 290.8613
01.04. | 18 | 718.6154 | 619.8962 | 290.8613
01.04. | 19 | 718.6154 | 619.8962 | 290.8613
01.04. | 20 | 718.6154 | 619.8962 | 290.8613
01.04. | 21 | 718.6154 | 619.8962 | 290.8613
01.04. | 22 | 718.6154 | 619.8962 | 290.8613
01.04. | 23 | 718.6154 | 619.8962 | 290.8613
01.04. | 24 | 718.6154 | 619.8962 | 290.8613
02.04. | 1 | 718.6154 | 619.8962 | 290.8613
02.04. | 2 | 718.6154 | 619.8962 | 290.8613
02.04. | 3 | 718.6154 | 619.8962 | 290.8613
02.04. | 4 | 718.6154 | 619.8962 | 290.8613
02.04. | 5 | 718.6154 | 619.8962 | 290.8613
02.04. | 6 | 718.6154 | 619.8962 | 290.8613
02.04. | 7 | 718.6154 | 619.8962 | 290.8613
02.04. | 8 | 718.6154 | 619.8962 | 290.8613
02.04. | 9 | 718.6154 | 619.8962 | 290.8613
02.04. | 10 | 718.6154 | 619.8962 | 290.8613
02.04. | 11 | 718.6154 | 619.8962 | 290.8613
02.04. | 12 | 718.6154 | 619.8962 | 290.8613
02.04. | 13 | 718.6154 | 619.8962 | 290.8613
02.04. | 14 | 718.6154 | 619.8962 | 290.8613
02.04. | 15 | 718.6154 | 619.8962 | 290.8613
02.04. | 16 | 718.6154 | 619.8962 | 290.8613
02.04. | 17 | 718.6154 | 619.8962 | 290.8613
02.04. | 18 | 718.6154 | 619.8962 | 290.8613
02.04. | 19 | 718.6154 | 619.8962 | 290.8613
02.04. | 20 | 718.6154 | 619.8962 | 290.8613
02.04. | 21 | 718.6154 | 619.8962 | 290.8613
02.04. | 22 | 718.6154 | 619.8962 | 290.8613
02.04. | 23 | 718.6154 | 619.8962 | 290.8613
02.04. | 24 | 718.6154 | 619.8962 | 290.8613
03.04. | 1 | 718.6154 | 619.8962 | 290.8613
03.04. | 2 | 718.6154 | 619.8962 | 290.8613
03.04. | 3 | 718.6154 | 619.8962 | 290.8613
03.04. | 4 | 718.6154 | 619.8962 | 290.8613
03.04. | 5 | 718.6154 | 619.8962 | 290.8613
03.04. | 6 | 718.6154 | 619.8962 | 290.8613
03.04. | 7 | 718.6154 | 619.8962 | 290.8613
03.04. | 8 | 718.6154 | 619.8962 | 290.8613
03.04. | 9 | 718.6154 | 619.8962 | 290.8613
03.04. | 10 | 718.6154 | 619.8962 | 290.8613
03.04. | 11 | 718.6154 | 619.8962 | 290.8613
03.04. | 12 | 718.6154 | 619.8962 | 290.8613
03.04. | 13 | 718.6154 | 619.8962 | 290.8613
03.04. | 14 | 718.6154 | 619.8962 | 290.8613
03.04. | 15 | 718.6154 | 619.8962 | 290.8613
03.04. | 16 | 718.6154 | 619.8962 | 290.8613
03.04. | 17 | 718.6154 | 619.8962 | 290.8613
03.04. | 18 | 718.6154 | 619.8962 | 290.8613
03.04. | 19 | 718.6154 | 619.8962 | 290.8613
03.04. | 20 | 718.6154 | 619.8962 | 290.8613
03.04. | 21 | 718.6154 | 619.8962 | 290.8613
03.04. | 22 | 718.6154 | 619.8962 | 290.8613
03.04. | 23 | 718.6154 | 619.8962 | 290.8613
03.04. | 24 | 718.6154 | 619.8962 | 290.8613
04.04. | 1 | 718.6154 | 619.8962 | 290.8613
04.04. | 2 | 718.6154 | 619.8962 | 290.8613
04.04. | 3 | 718.6154 | 619.8962 | 290.8613
04.04. | 4 | 718.6154 | 619.8962 | 290.8613
04.04. | 5 | 718.6154 | 619.8962 | 290.8613
04.04. | 6 | 718.6154 | 619.8962 | 290.8613
04.04. | 7 | 718.6154 | 619.8962 | 290.8613
04.04. | 8 | 718.6154 | 619.8962 | 290.8613
04.04. | 9 | 718.6154 | 619.8962 | 290.8613
04.04. | 10 | 718.6154 | 619.8962 | 290.8613
04.04. | 11 | 718.6154 | 619.8962 | 290.8613
04.04. | 12 | 718.6154 | 619.8962 | 290.8613
04.04. | 13 | 718.6154 | 619.8962 | 290.8613
04.04. | 14 | 718.6154 | 619.8962 | 290.8613
04.04. | 15 | 718.6154 | 619.8962 | 290.8613
04.04. | 16 | 718.6154 | 619.8962 | 290.8613
04.04. | 17 | 718.6154 | 619.8962 | 290.8613
04.04. | 18 | 718.6154 | 619.8962 | 290.8613
04.04. | 19 | 718.6154 | 619.8962 | 290.8613
04.04. | 20 | 718.6154 | 619.8962 | 290.8613
04.04. | 21 | 718.6154 | 619.8962 | 290.8613
04.04. | 22 | 718.6154 | 619.8962 | 290.8613
04.04. | 23 | 718.6154 | 619.8962 | 290.8613
04.04. | 24 | 718.6154 | 619.8962 | 290.8613
05.04. | 1 | 718.6154 | 619.8962 | 290.8613
05.04. | 2 | 718.6154 | 619.8962 | 290.8613
05.04. | 3 | 718.6154 | 619.8962 | 290.8613
05.04. | 4 | 718.6154 | 619.8962 | 290.8613
05.04. | 5 | 718.6154 | 619.8962 | 290.8613
05.04. | 6 | 718.6154 | 619.8962 | 290.8613
05.04. | 7 | 718.6154 | 619.8962 | 290.8613
05.04. | 8 | 718.6154 | 619.8962 | 290.8613
05.04. | 9 | 718.6154 | 619.8962 | 290.8613
05.04. | 10 | 718.6154 | 619.8962 | 290.8613
05.04. | 11 | 718.6154 | 619.8962 | 290.8613
05.04. | 12 | 718.6154 | 619.8962 | 290.8613
05.04. | 13 | 718.6154 | 619.8962 | 290.8613
05.04. | 14 | 718.6154 | 619.8962 | 290.8613
05.04. | 15 | 718.6154 | 619.8962 | 290.8613
05.04. | 16 | 718.6154 | 619.8962 | 290.8613
05.04. | 17 | 718.6154 | 619.8962 | 290.8613
05.04. | 18 | 718.6154 | 619.8962 | 290.8613
05.04. | 19 | 718.6154 | 619.8962 | 290.8613
05.04. | 20 | 718.6154 | 619.8962 | 290.8613
05.04. | 21 | 718.6154 | 619.8962 | 290.8613
05.04. | 22 | 718.6154 | 619.8962 | 290.8613
05.04. | 23 | 718.6154 | 619.8962 | 290.8613
05.04. | 24 | 718.6154 | 619.8962 | 290.8613
06.04. | 1 | 718.6154 | 619.8962 | 290.8613
06.04. | 2 | 718.6154 | 619.8962 | 290.8613
06.04. | 3 | 718.6154 | 619.8962 | 290.8613
06.04. | 4 | 718.6154 | 619.8962 | 290.8613
06.04. | 5 | 718.6154 | 619.8962 | 290.8613
06.04. | 6 | 718.6154 | 619.8962 | 290.8613
06.04. | 7 | 718.6154 | 619.8962 | 290.8613
06.04. | 8 | 718.6154 | 619.8962 | 290.8613
06.04. | 9 | 718.6154 | 619.8962 | 290.8613
06.04. | 10 | 718.6154 | 619.8962 | 290.8613
06.04. | 11 | 718.6154 | 619.8962 | 290.8613
06.04. | 12 | 718.6154 | 619.8962 | 290.8613
06.04. | 13 | 718.6154 | 619.8962 | 290.8613
06.04. | 14 | 718.6154 | 619.8962 | 290.8613
06.04. | 15 | 718.6154 | 619.8962 | 290.8613
06.04. | 16 | 718.6154 | 619.8962 | 290.8613
06.04. | 17 | 718.6154 | 619.8962 | 290.8613
06.04. | 18 | 718.6154 | 619.8962 | 290.8613
06.04. | 19 | 718.6154 | 619.8962 | 290.8613
06.04. | 20 | 718.6154 | 619.8962 | 290.8613
06.04. | 21 | 718.6154 | 619.8962 | 290.8613
06.04. | 22 | 718.6154 | 619.8962 | 290.8613
06.04. | 23 | 718.6154 | 619.8962 | 290.8613
06.04. | 24 | 718.6154 | 619.8962 | 290.8613
07.04. | 1 | 718.6154 | 619.8962 | 290.8613
07.04. | 2 | 718.6154 | 619.8962 | 290.8613
07.04. | 3 | 718.6154 | 619.8962 | 290.8613
07.04. | 4 | 718.6154 | 619.8962 | 290.8613
07.04. | 5 | 718.6154 | 619.8962 | 290.8613
07.04. | 6 | 718.6154 | 619.8962 | 290.8613
07.04. | 7 | 718.6154 | 619.8962 | 290.8613
07.04. | 8 | 718.6154 | 619.8962 | 290.8613
07.04. | 9 | 718.6154 | 619.8962 | 290.8613
07.04. | 10 | 718.6154 | 619.8962 | 290.8613
07.04. | 11 | 718.6154 | 619.8962 | 290.8613
07.04. | 12 | 718.6154 | 619.8962 | 290.8613
07.04. | 13 | 718.6154 | 619.8962 | 290.8613
07.04. | 14 | 718.6154 | 619.8962 | 290.8613
07.04. | 15 | 718.6154 | 619.8962 | 290.8613
07.04. | 16 | 718.6154 | 619.8962 | 290.8613
07.04. | 17 | 718.6154 | 619.8962 | 290.8613
07.04. | 18 | 718.6154 | 619.8962 | 290.8613
07.04. | 19 | 718.6154 | 619.8962 | 290.8613
07.04. | 20 | 718.6154 | 619.8962 | 290.8613
07.04. | 21 | 718.6154 | 619.8962 | 290.8613
07.04. | 22 | 718.6154 | 619.8962 | 290.8613
07.04. | 23 | 718.6154 | 619.8962 | 290.8613
07.04. | 24 | 718.6154 | 619.8962 | 290.8613
08.04. | 1 | 718.6154 | 619.8962 | 290.8613
08.04. | 2 | 718.6154 | 619.8962 | 290.8613
08.04. | 3 | 718.6154 | 619.8962 | 290.8613
08.04. | 4 | 718.6154 | 619.8962 | 290.8613
08.04. | 5 | 718.6154 | 619.8962 | 290.8613
08.04. | 6 | 718.6154 | 619.8962 | 290.8613
08.04. | 7 | 718.6154 | 619.8962 | 290.8613
08.04. | 8 | 718.6154 | 619.8962 | 290.8613
08.04. | 9 | 718.6154 | 619.8962 | 290.8613
08.04. | 10 | 718.6154 | 619.8962 | 290.8613
08.04. | 11 | 718.6154 | 619.8962 | 290.8613
08.04. | 12 | 718.6154 | 619.8962 | 290.8613
08.04. | 13 | 718.6154 | 619.8962 | 290.8613
08.04. | 14 | 718.6154 | 619.8962 | 290.8613
08.04. | 15 | 718.6154 | 619.8962 | 290.8613
08.04. | 16 | 718.6154 | 619.8962 | 290.8613
08.04. | 17 | 718.6154 | 619.8962 | 290.8613
08.04. | 18 | 718.6154 | 619.8962 | 290.8613
08.04. | 19 | 718.6154 | 619.8962 | 290.8613
08.04. | 20 | 718.6154 | 619.8962 | 290.8613
08.04. | 21 | 718.6154 | 619.8962 | 290.8613
08.04. | 22 | 718.6154 | 619.8962 | 290.8613
08.04. | 23 | 718.6154 | 619.8962 | 290.8613
08.04. | 24 | 718.6154 | 619.8962 | 290.8613
09.04. | 1 | 718.6154 | 619.8962 | 290.8613
09.04. | 2 | 718.6154 | 619.8962 | 290.8613
09.04. | 3 | 718.6154 | 619.8962 | 290.8613
09.04. | 4 | 718.6154 | 619.8962 | 290.8613
09.04. | 5 | 718.6154 | 619.8962 | 290.8613
09.04. | 6 | 718.6154 | 619.8962 | 290.8613
09.04. | 7 | 718.6154 | 619.8962 | 290.8613
09.04. | 8 | 718.6154 | 619.8962 | 290.8613
09.04. | 9 | 718.6154 | 619.8962 | 290.8613
09.04. | 10 | 718.6154 | 619.8962 | 290.8613
09.04. | 11 | 718.6154 | 619.8962 | 290.8613
09.04. | 12 | 718.6154 | 619.8962 | 290.8613
09.04. | 13 | 718.6154 | 619.8962 | 290.8613
09.04. | 14 | 718.6154 | 619.8962 | 290.8613
09.04. | 15 | 718.6154 | 619.8962 | 290.8613
09.04. | 16 | 718.6154 | 619.8962 | 290.8613
09.04. | 17 | 718.6154 | 619.8962 | 290.8613
09.04. | 18 | 718.6154 | 619.8962 | 290.8613
09.04. | 19 | 718.6154 | 619.8962 | 290.8613
09.04. | 20 | 718.6154 | 619.8962 | 290.8613
09.04. | 21 | 718.6154 | 619.8962 | 290.8613
09.04. | 22 | 718.6154 | 619.8962 | 290.8613
09.04. | 23 | 718.6154 | 619.8962 | 290.8613
09.04. | 24 | 718.6154 | 619.8962 | 290.8613
10.04. | 1 | 718.6154 | 619.8962 | 290.8613
10.04. | 2 | 718.6154 | 619.8962 | 290.8613
10.04. | 3 | 718.6154 | 619.8962 | 290.8613
10.04. | 4 | 718.6154 | 619.8962 | 290.8613
10.04. | 5 | 718.6154 | 619.8962 | 290.8613
10.04. | 6 | 718.6154 | 619.8962 | 290.8613
10.04. | 7 | 718.6154 | 619.8962 | 290.8613
10.04. | 8 | 718.6154 | 619.8962 | 290.8613
10.04. | 9 | 718.6154 | 619.8962 | 290.8613
10.04. | 10 | 718.6154 | 619.8962 | 290.8613
10.04. | 11 | 718.6154 | 619.8962 | 290.8613
10.04. | 12 | 718.6154 | 619.8962 | 290.8613
10.04. | 13 | 718.6154 | 619.8962 | 290.8613
10.04. | 14 | 718.6154 | 619.8962 | 290.8613
10.04. | 15 | 718.6154 | 619.8962 | 290.8613
10.04. | 16 | 718.6154 | 619.8962 | 290.8613
10.04. | 17 | 718.6154 | 619.8962 | 290.8613
10.04. | 18 | 718.6154 | 619.8962 | 290.8613
10.04. | 19 | 718.6154 | 619.8962 | 290.8613
10.04. | 20 | 718.6154 | 619.8962 | 290.8613
10.04. | 21 | 718.6154 | 619.8962 | 290.8613
10.04. | 22 | 718.6154 | 619.8962 | 290.8613
10.04. | 23 | 718.6154 | 619.8962 | 290.8613
10.04. | 24 | 718.6154 | 619.8962 | 290.8613
11.04. | 1 | 718.6154 | 619.8962 | 290.8613
11.04. | 2 | 718.6154 | 619.8962 | 290.8613
11.04. | 3 | 718.6154 | 619.8962 | 290.8613
11.04. | 4 | 718.6154 | 619.8962 | 290.8613
11.04. | 5 | 718.6154 | 619.8962 | 290.8613
11.04. | 6 | 718.6154 | 619.8962 | 290.8613
11.04. | 7 | 718.6154 | 619.8962 | 290.8613
11.04. | 8 | 718.6154 | 619.8962 | 290.8613
11.04. | 9 | 718.6154 | 619.8962 | 290.8613
11.04. | 10 | 718.6154 | 619.8962 | 290.8613
11.04. | 11 | 718.6154 | 619.8962 | 290.8613
11.04. | 12 | 718.6154 | 619.8962 | 290.8613
11.04. | 13 | 718.6154 | 619.8962 | 290.8613
11.04. | 14 | 718.6154 | 619.8962 | 290.8613
11.04. | 15 | 718.6154 | 619.8962 | 290.8613
11.04. | 16 | 718.6154 | 619.8962 | 290.8613
11.04. | 17 | 718.6154 | 619.8962 | 290.8613
11.04. | 18 | 718.6154 | 619.8962 | 290.8613
11.04. | 19 | 718.6154 | 619.8962 | 290.8613
11.04. | 20 | 718.6154 | 619.8962 | 290.8613
11.04. | 21 | 718.6154 | 619.8962 | 290.8613
11.04. | 22 | 718.6154 | 619.8962 | 290.8613
11.04. | 23 | 718.6154 | 619.8962 | 290.8613
11.04. | 24 | 718.6154 | 619.8962 | 290.8613
12.04. | 1 | 718.6154 | 619.8962 | 290.8613
12.04. | 2 | 718.6154 | 619.8962 | 290.8613
12.04. | 3 | 718.6154 | 619.8962 | 290.8613
12.04. | 4 | 718.6154 | 619.8962 | 290.8613
12.04. | 5 | 718.6154 | 619.8962 | 290.8613
12.04. | 6 | 718.6154 | 619.8962 | 290.8613
12.04. | 7 | 718.6154 | 619.8962 | 290.8613
12.04. | 8 | 718.6154 | 619.8962 | 290.8613
12.04. | 9 | 718.6154 | 619.8962 | 290.8613
12.04. | 10 | 718.6154 | 619.8962 | 290.8613
12.04. | 11 | 718.6154 | 619.8962 | 290.8613
12.04. | 12 | 718.6154 | 619.8962 | 290.8613
12.04. | 13 | 718.6154 | 619.8962 | 290.8613
12.04. | 14 | 718.6154 | 619.8962 | 290.8613
12.04. | 15 | 718.6154 | 619.8962 | 290.8613
12.04. | 16 | 718.6154 | 619.8962 | 290.8613
12.04. | 17 | 718.6154 | 619.8962 | 290.8613
12.04. | 18 | 718.6154 | 619.8962 | 290.8613
12.04. | 19 | 718.6154 | 619.8962 | 290.8613
12.04. | 20 | 718.6154 | 619.8962 | 290.8613
12.04. | 21 | 718.6154 | 619.8962 | 290.8613
12.04. | 22 | 718.6154 | 619.8962 | 290.8613
12.04. | 23 | 718.6154 | 619.8962 | 290.8613
12.04. | 24 | 718.6154 | 619.8962 | 290.8613
13.04. | 1 | 718.6154 | 619.8962 | 290.8613
13.04. | 2 | 718.6154 | 619.8962 | 290.8613
13.04. | 3 | 718.6154 | 619.8962 | 290.8613
13.04. | 4 | 718.6154 | 619.8962 | 290.8613
13.04. | 5 | 718.6154 | 619.8962 | 290.8613
13.04. | 6 | 718.6154 | 619.8962 | 290.8613
13.04. | 7 | 718.6154 | 619.8962 | 290.8613
13.04. | 8 | 718.6154 | 619.8962 | 290.8613
13.04. | 9 | 718.6154 | 619.8962 | 290.8613
13.04. | 10 | 718.6154 | 619.8962 | 290.8613
13.04. | 11 | 718.6154 | 619.8962 | 290.8613
13.04. | 12 | 718.6154 | 619.8962 | 290.8613
13.04. | 13 | 718.6154 | 619.8962 | 290.8613
13.04. | 14 | 718.6154 | 619.8962 | 290.8613
13.04. | 15 | 718.6154 | 619.8962 | 290.8613
13.04. | 16 | 718.6154 | 619.8962 | 290.8613
13.04. | 17 | 718.6154 | 619.8962 | 290.8613
13.04. | 18 | 718.6154 | 619.8962 | 290.8613
13.04. | 19 | 718.6154 | 619.8962 | 290.8613
13.04. | 20 | 718.6154 | 619.8962 | 290.8613
13.04. | 21 | 718.6154 | 619.8962 | 290.8613
13.04. | 22 | 718.6154 | 619.8962 | 290.8613
13.04. | 23 | 718.6154 | 619.8962 | 290.8613
13.04. | 24 | 718.6154 | 619.8962 | 290.8613
14.04. | 1 | 718.6154 | 619.8962 | 290.8613
14.04. | 2 | 718.6154 | 619.8962 | 290.8613
14.04. | 3 | 718.6154 | 619.8962 | 290.8613
14.04. | 4 | 718.6154 | 619.8962 | 290.8613
14.04. | 5 | 718.6154 | 619.8962 | 290.8613
14.04. | 6 | 718.6154 | 619.8962 | 290.8613
14.04. | 7 | 718.6154 | 619.8962 | 290.8613
14.04. | 8 | 718.6154 | 619.8962 | 290.8613
14.04. | 9 | 718.6154 | 619.8962 | 290.8613
14.04. | 10 | 718.6154 | 619.8962 | 290.8613
14.04. | 11 | 718.6154 | 619.8962 | 290.8613
14.04. | 12 | 718.6154 | 619.8962 | 290.8613
14.04. | 13 | 718.6154 | 619.8962 | 290.8613
14.04. | 14 | 718.6154 | 619.8962 | 290.8613
14.04. | 15 | 718.6154 | 619.8962 | 290.8613
14.04. | 16 | 718.6154 | 619.8962 | 290.8613
14.04. | 17 | 718.6154 | 619.8962 | 290.8613
14.04. | 18 | 718.6154 | 619.8962 | 290.8613
14.04. | 19 | 718.6154 | 619.8962 | 290.8613
14.04. | 20 | 718.6154 | 619.8962 | 290.8613
14.04. | 21 | 718.6154 | 619.8962 | 290.8613
14.04. | 22 | 718.6154 | 619.8962 | 290.8613
14.04. | 23 | 718.6154 | 619.8962 | 290.8613
14.04. | 24 | 718.6154 | 619.8962 | 290.8613
15.04. | 1 | 718.6154 | 619.8962 | 290.8613
15.04. | 2 | 718.6154 | 619.8962 | 290.8613
15.04. | 3 | 718.6154 | 619.8962 | 290.8613
15.04. | 4 | 718.6154 | 619.8962 | 290.8613
15.04. | 5 | 718.6154 | 619.8962 | 290.8613
15.04. | 6 | 718.6154 | 619.8962 | 290.8613
15.04. | 7 | 718.6154 | 619.8962 | 290.8613
15.04. | 8 | 718.6154 | 619.8962 | 290.8613
15.04. | 9 | 718.6154 | 619.8962 | 290.8613
15.04. | 10 | 718.6154 | 619.8962 | 290.8613
15.04. | 11 | 718.6154 | 619.8962 | 290.8613
15.04. | 12 | 718.6154 | 619.8962 | 290.8613
15.04. | 13 | 718.6154 | 619.8962 | 290.8613
15.04. | 14 | 718.6154 | 619.8962 | 290.8613
15.04. | 15 | 718.6154 | 619.8962 | 290.8613
15.04. | 16 | 718.6154 | 619.8962 | 290.8613
15.04. | 17 | 718.6154 | 619.8962 | 290.8613
15.04. | 18 | 718.6154 | 619.8962 | 290.8613
15.04. | 19 | 718.6154 | 619.8962 | 290.8613
15.04. | 20 | 718.6154 | 619.8962 | 290.8613
15.04. | 21 | 718.6154 | 619.8962 | 290.8613
15.04. | 22 | 718.6154 | 619.8962 | 290.8613
15.04. | 23 | 718.6154 | 619.8962 | 290.8613
15.04. | 24 | 718.6154 | 619.8962 | 290.8613
16.04. | 1 | 718.6154 | 619.8962 | 290.8613
16.04. | 2 | 718.6154 | 619.8962 | 290.8613
16.04. | 3 | 718.6154 | 619.8962 | 290.8613
16.04. | 4 | 718.6154 | 619.8962 | 290.8613
16.04. | 5 | 718.6154 | 619.8962 | 290.8613
16.04. | 6 | 718.6154 | 619.8962 | 290.8613
16.04. | 7 | 718.6154 | 619.8962 | 290.8613
16.04. | 8 | 718.6154 | 619.8962 | 290.8613
16.04. | 9 | 718.6154 | 619.8962 | 290.8613
16.04. | 10 | 718.6154 | 619.8962 | 290.8613
16.04. | 11 | 718.6154 | 619.8962 | 290.8613
16.04. | 12 | 718.6154 | 619.8962 | 290.8613
16.04. | 13 | 718.6154 | 619.8962 | 290.8613
16.04. | 14 | 718.6154 | 619.8962 | 290.8613
16.04. | 15 | 718.6154 | 619.8962 | 290.8613
16.04. | 16 | 718.6154 | 619.8962 | 290.8613
16.04. | 17 | 718.6154 | 619.8962 | 290.8613
16.04. | 18 | 718.6154 | 619.8962 | 290.8613
16.04. | 19 | 718.6154 | 619.8962 | 290.8613
16.04. | 20 | 718.6154 | 619.8962 | 290.8613
16.04. | 21 | 718.6154 | 619.8962 | 290.8613
16.04. | 22 | 718.6154 | 619.8962 | 290.8613
16.04. | 23 | 718.6154 | 619.8962 | 290.8613
16.04. | 24 | 718.6154 | 619.8962 | 290.8613
17.04. | 1 | 718.6154 | 619.8962 | 290.8613
17.04. | 2 | 718.6154 | 619.8962 | 290.8613
17.04. | 3 | 718.6154 | 619.8962 | 290.8613
17.04. | 4 | 718.6154 | 619.8962 | 290.8613
17.04. | 5 | 718.6154 | 619.8962 | 290.8613
17.04. | 6 | 718.6154 | 619.8962 | 290.8613
17.04. | 7 | 718.6154 | 619.8962 | 290.8613
17.04. | 8 | 718.6154 | 619.8962 | 290.8613
17.04. | 9 | 718.6154 | 619.8962 | 290.8613
17.04. | 10 | 718.6154 | 619.8962 | 290.8613
17.04. | 11 | 718.6154 | 619.8962 | 290.8613
17.04. | 12 | 718.6154 | 619.8962 | 290.8613
17.04. | 13 | 718.6154 | 619.8962 | 290.8613
17.04. | 14 | 718.6154 | 619.8962 | 290.8613
17.04. | 15 | 718.6154 | 619.8962 | 290.8613
17.04. | 16 | 718.6154 | 619.8962 | 290.8613
17.04. | 17 | 718.6154 | 619.8962 | 290.8613
17.04. | 18 | 718.6154 | 619.8962 | 290.8613
17.04. | 19 | 718.6154 | 619.8962 | 290.8613
17.04. | 20 | 718.6154 | 619.8962 | 290.8613
17.04. | 21 | 718.6154 | 619.8962 | 290.8613
17.04. | 22 | 718.6154 | 619.8962 | 290.8613
17.04. | 23 | 718.6154 | 619.8962 | 290.8613
17.04. | 24 | 718.6154 | 619.8962 | 290.8613
18.04. | 1 | 718.6154 | 619.8962 | 290.8613
18.04. | 2 | 718.6154 | 619.8962 | 290.8613
18.04. | 3 | 718.6154 | 619.8962 | 290.8613
18.04. | 4 | 718.6154 | 619.8962 | 290.8613
18.04. | 5 | 718.6154 | 619.8962 | 290.8613
18.04. | 6 | 718.6154 | 619.8962 | 290.8613
18.04. | 7 | 718.6154 | 619.8962 | 290.8613
18.04. | 8 | 718.6154 | 619.8962 | 290.8613
18.04. | 9 | 718.6154 | 619.8962 | 290.8613
18.04. | 10 | 718.6154 | 619.8962 | 290.8613
18.04. | 11 | 718.6154 | 619.8962 | 290.8613
18.04. | 12 | 718.6154 | 619.8962 | 290.8613
18.04. | 13 | 718.6154 | 619.8962 | 290.8613
18.04. | 14 | 718.6154 | 619.8962 | 290.8613
18.04. | 15 | 718.6154 | 619.8962 | 290.8613
18.04. | 16 | 718.6154 | 619.8962 | 290.8613
18.04. | 17 | 718.6154 | 619.8962 | 290.8613
18.04. | 18 | 718.6154 | 619.8962 | 290.8613
18.04. | 19 | 718.6154 | 619.8962 | 290.8613
18.04. | 20 | 718.6154 | 619.8962 | 290.8613
18.04. | 21 | 718.6154 | 619.8962 | 290.8613
18.04. | 22 | 718.6154 | 619.8962 | 290.8613
18.04. | 23 | 718.6154 | 619.8962 | 290.8613
18.04. | 24 | 718.6154 | 619.8962 | 290.8613
19.04. | 1 | 718.6154 | 619.8962 | 290.8613
19.04. | 2 | 718.6154 | 619.8962 | 290.8613
19.04. | 3 | 718.6154 | 619.8962 | 290.8613
19.04. | 4 | 718.6154 | 619.8962 | 290.8613
19.04. | 5 | 718.6154 | 619.8962 | 290.8613
19.04. | 6 | 718.6154 | 619.8962 | 290.8613
19.04. | 7 | 718.6154 | 619.8962 | 290.8613
19.04. | 8 | 718.6154 | 619.8962 | 290.8613
19.04. | 9 | 718.6154 | 619.8962 | 290.8613
19.04. | 10 | 718.6154 | 619.8962 | 290.8613
19.04. | 11 | 718.6154 | 619.8962 | 290.8613
19.04. | 12 | 718.6154 | 619.8962 | 290.8613
19.04. | 13 | 718.6154 | 619.8962 | 290.8613
19.04. | 14 | 718.6154 | 619.8962 | 290.8613
19.04. | 15 | 718.6154 | 619.8962 | 290.8613
19.04. | 16 | 718.6154 | 619.8962 | 290.8613
19.04. | 17 | 718.6154 | 619.8962 | 290.8613
19.04. | 18 | 718.6154 | 619.8962 | 290.8613
19.04. | 19 | 718.6154 | 619.8962 | 290.8613
19.04. | 20 | 718.6154 | 619.8962 | 290.8613
19.04. | 21 | 718.6154 | 619.8962 | 290.8613
19.04. | 22 | 718.6154 | 619.8962 | 290.8613
19.04. | 23 | 718.6154 | 619.8962 | 290.8613
19.04. | 24 | 718.6154 | 619.8962 | 290.8613
20.04. | 1 | 718.6154 | 619.8962 | 290.8613
20.04. | 2 | 718.6154 | 619.8962 | 290.8613
20.04. | 3 | 718.6154 | 619.8962 | 290.8613
20.04. | 4 | 718.6154 | 619.8962 | 290.8613
20.04. | 5 | 718.6154 | 619.8962 | 290.8613
20.04. | 6 | 718.6154 | 619.8962 | 290.8613
20.04. | 7 | 718.6154 | 619.8962 | 290.8613
20.04. | 8 | 718.6154 | 619.8962 | 290.8613
20.04. | 9 | 718.6154 | 619.8962 | 290.8613
20.04. | 10 | 718.6154 | 619.8962 | 290.8613
20.04. | 11 | 718.6154 | 619.8962 | 290.8613
20.04. | 12 | 718.6154 | 619.8962 | 290.8613
20.04. | 13 | 718.6154 | 619.8962 | 290.8613
20.04. | 14 | 718.6154 | 619.8962 | 290.8613
20.04. | 15 | 718.6154 | 619.8962 | 290.8613
20.04. | 16 | 718.6154 | 619.8962 | 290.8613
20.04. | 17 | 718.6154 | 619.8962 | 290.8613
20.04. | 18 | 718.6154 | 619.8962 | 290.8613
20.04. | 19 | 718.6154 | 619.8962 | 290.8613
20.04. | 20 | 718.6154 | 619.8962 | 290.8613
20.04. | 21 | 718.6154 | 619.8962 | 290.8613
20.04. | 22 | 718.6154 | 619.8962 | 290.8613
20.04. | 23 | 718.6154 | 619.8962 | 290.8613
20.04. | 24 | 718.6154 | 619.8962 | 290.8613
21.04. | 1 | 718.6154 | 619.8962 | 290.8613
21.04. | 2 | 718.6154 | 619.8962 | 290.8613
21.04. | 3 | 718.6154 | 619.8962 | 290.8613
21.04. | 4 | 718.6154 | 619.8962 | 290.8613
21.04. | 5 | 718.6154 | 619.8962 | 290.8613
21.04. | 6 | 718.6154 | 619.8962 | 290.8613
21.04. | 7 | 718.6154 | 619.8962 | 290.8613
21.04. | 8 | 718.6154 | 619.8962 | 290.8613
21.04. | 9 | 718.6154 | 619.8962 | 290.8613
21.04. | 10 | 718.6154 | 619.8962 | 290.8613
21.04. | 11 | 718.6154 | 619.8962 | 290.8613
21.04. | 12 | 718.6154 | 619.8962 | 290.8613
21.04. | 13 | 718.6154 | 619.8962 | 290.8613
21.04. | 14 | 718.6154 | 619.8962 | 290.8613
21.04. | 15 | 718.6154 | 619.8962 | 290.8613
21.04. | 16 | 718.6154 | 619.8962 | 290.8613
21.04. | 17 | 718.6154 | 619.8962 | 290.8613
21.04. | 18 | 718.6154 | 619.8962 | 290.8613
21.04. | 19 | 718.6154 | 619.8962 | 290.8613
21.04. | 20 | 718.6154 | 619.8962 | 290.8613
21.04. | 21 | 718.6154 | 619.8962 | 290.8613
21.04. | 22 | 718.6154 | 619.8962 | 290.8613
21.04. | 23 | 718.6154 | 619.8962 | 290.8613
21.04. | 24 | 718.6154 | 619.8962 | 290.8613
22.04. | 1 | 718.6154 | 619.8962 | 290.8613
22.04. | 2 | 718.6154 | 619.8962 | 290.8613
22.04. | 3 | 718.6154 | 619.8962 | 290.8613
22.04. | 4 | 718.6154 | 619.8962 | 290.8613
22.04. | 5 | 718.6154 | 619.8962 | 290.8613
22.04. | 6 | 718.6154 | 619.8962 | 290.8613
22.04. | 7 | 718.6154 | 619.8962 | 290.8613
22.04. | 8 | 718.6154 | 619.8962 | 290.8613
22.04. | 9 | 718.6154 | 619.8962 | 290.8613
22.04. | 10 | 718.6154 | 619.8962 | 290.8613
22.04. | 11 | 718.6154 | 619.8962 | 290.8613
22.04. | 12 | 718.6154 | 619.8962 | 290.8613
22.04. | 13 | 718.6154 | 619.8962 | 290.8613
22.04. | 14 | 718.6154 | 619.8962 | 290.8613
22.04. | 15 | 718.6154 | 619.8962 | 290.8613
22.04. | 16 | 718.6154 | 619.8962 | 290.8613
22.04. | 17 | 718.6154 | 619.8962 | 290.8613
22.04. | 18 | 718.6154 | 619.8962 | 290.8613
22.04. | 19 | 718.6154 | 619.8962 | 290.8613
22.04. | 20 | 718.6154 | 619.8962 | 290.8613
22.04. | 21 | 718.6154 | 619.8962 | 290.8613
22.04. | 22 | 718.6154 | 619.8962 | 290.8613
22.04. | 23 | 718.6154 | 619.8962 | 290.8613
22.04. | 24 | 718.6154 | 619.8962 | 290.8613
23.04. | 1 | 718.6154 | 619.8962 | 290.8613
23.04. | 2 | 718.6154 | 619.8962 | 290.8613
23.04. | 3 | 718.6154 | 619.8962 | 290.8613
23.04. | 4 | 718.6154 | 619.8962 | 290.8613
23.04. | 5 | 718.6154 | 619.8962 | 290.8613
23.04. | 6 | 718.6154 | 619.8962 | 290.8613
23.04. | 7 | 718.6154 | 619.8962 | 290.8613
23.04. | 8 | 718.6154 | 619.8962 | 290.8613
23.04. | 9 | 718.6154 | 619.8962 | 290.8613
23.04. | 10 | 718.6154 | 619.8962 | 290.8613
23.04. | 11 | 718.6154 | 619.8962 | 290.8613
23.04. | 12 | 718.6154 | 619.8962 | 290.8613
23.04. | 13 | 718.6154 | 619.8962 | 290.8613
23.04. | 14 | 718.6154 | 619.8962 | 290.8613
23.04. | 15 | 718.6154 | 619.8962 | 290.8613
23.04. | 16 | 718.6154 | 619.8962 | 290.8613
23.04. | 17 | 718.6154 | 619.8962 | 290.8613
23.04. | 18 | 718.6154 | 619.8962 | 290.8613
23.04. | 19 | 718.6154 | 619.8962 | 290.8613
23.04. | 20 | 718.6154 | 619.8962 | 290.8613
23.04. | 21 | 718.6154 | 619.8962 | 290.8613
23.04. | 22 | 718.6154 | 619.8962 | 290.8613
23.04. | 23 | 718.6154 | 619.8962 | 290.8613
23.04. | 24 | 718.6154 | 619.8962 | 290.8613
24.04. | 1 | 718.6154 | 619.8962 | 290.8613
24.04. | 2 | 718.6154 | 619.8962 | 290.8613
24.04. | 3 | 718.6154 | 619.8962 | 290.8613
24.04. | 4 | 718.6154 | 619.8962 | 290.8613
24.04. | 5 | 718.6154 | 619.8962 | 290.8613
24.04. | 6 | 718.6154 | 619.8962 | 290.8613
24.04. | 7 | 718.6154 | 619.8962 | 290.8613
24.04. | 8 | 718.6154 | 619.8962 | 290.8613
24.04. | 9 | 718.6154 | 619.8962 | 290.8613
24.04. | 10 | 718.6154 | 619.8962 | 290.8613
24.04. | 11 | 718.6154 | 619.8962 | 290.8613
24.04. | 12 | 718.6154 | 619.8962 | 290.8613
24.04. | 13 | 718.6154 | 619.8962 | 290.8613
24.04. | 14 | 718.6154 | 619.8962 | 290.8613
24.04. | 15 | 718.6154 | 619.8962 | 290.8613
24.04. | 16 | 718.6154 | 619.8962 | 290.8613
24.04. | 17 | 718.6154 | 619.8962 | 290.8613
24.04. | 18 | 718.6154 | 619.8962 | 290.8613
24.04. | 19 | 718.6154 | 619.8962 | 290.8613
24.04. | 20 | 718.6154 | 619.8962 | 290.8613
24.04. | 21 | 718.6154 | 619.8962 | 290.8613
24.04. | 22 | 718.6154 | 619.8962 | 290.8613
24.04. | 23 | 718.6154 | 619.8962 | 290.8613
24.04. | 24 | 718.6154 | 619.8962 | 290.8613
25.04. | 1 | 718.6154 | 619.8962 | 290.8613
25.04. | 2 | 718.6154 | 619.8962 | 290.8613
25.04. | 3 | 718.6154 | 619.8962 | 290.8613
25.04. | 4 | 718.6154 | 619.8962 | 290.8613
25.04. | 5 | 718.6154 | 619.8962 | 290.8613
25.04. | 6 | 718.6154 | 619.8962 | 290.8613
25.04. | 7 | 718.6154 | 619.8962 | 290.8613
25.04. | 8 | 718.6154 | 619.8962 | 290.8613
25.04. | 9 | 718.6154 | 619.8962 | 290.8613
25.04. | 10 | 718.6154 | 619.8962 | 290.8613
25.04. | 11 | 718.6154 | 619.8962 | 290.8613
25.04. | 12 | 718.6154 | 619.8962 | 290.8613
25.04. | 13 | 718.6154 | 619.8962 | 290.8613
25.04. | 14 | 718.6154 | 619.8962 | 290.8613
25.04. | 15 | 718.6154 | 619.8962 | 290.8613
25.04. | 16 | 718.6154 | 619.8962 | 290.8613
25.04. | 17 | 718.6154 | 619.8962 | 290.8613
25.04. | 18 | 718.6154 | 619.8962 | 290.8613
25.04. | 19 | 718.6154 | 619.8962 | 290.8613
25.04. | 20 | 718.6154 | 619.8962 | 290.8613
25.04. | 21 | 718.6154 | 619.8962 | 290.8613
25.04. | 22 | 718.6154 | 619.8962 | 290.8613
25.04. | 23 | 718.6154 | 619.8962 | 290.8613
25.04. | 24 | 718.6154 | 619.8962 | 290.8613
26.04. | 1 | 718.6154 | 619.8962 | 290.8613
26.04. | 2 | 718.6154 | 619.8962 | 290.8613
26.04. | 3 | 718.6154 | 619.8962 | 290.8613
26.04. | 4 | 718.6154 | 619.8962 | 290.8613
26.04. | 5 | 718.6154 | 619.8962 | 290.8613
26.04. | 6 | 718.6154 | 619.8962 | 290.8613
26.04. | 7 | 718.6154 | 619.8962 | 290.8613
26.04. | 8 | 718.6154 | 619.8962 | 290.8613
26.04. | 9 | 718.6154 | 619.8962 | 290.8613
26.04. | 10 | 718.6154 | 619.8962 | 290.8613
26.04. | 11 | 718.6154 | 619.8962 | 290.8613
26.04. | 12 | 718.6154 | 619.8962 | 290.8613
26.04. | 13 | 718.6154 | 619.8962 | 290.8613
26.04. | 14 | 718.6154 | 619.8962 | 290.8613
26.04. | 15 | 718.6154 | 619.8962 | 290.8613
26.04. | 16 | 718.6154 | 619.8962 | 290.8613
26.04. | 17 | 718.6154 | 619.8962 | 290.8613
26.04. | 18 | 718.6154 | 619.8962 | 290.8613
26.04. | 19 | 718.6154 | 619.8962 | 290.8613
26.04. | 20 | 718.6154 | 619.8962 | 290.8613
26.04. | 21 | 718.6154 | 619.8962 | 290.8613
26.04. | 22 | 718.6154 | 619.8962 | 290.8613
26.04. | 23 | 718.6154 | 619.8962 | 290.8613
26.04. | 24 | 718.6154 | 619.8962 | 290.8613
27.04. | 1 | 718.6154 | 619.8962 | 290.8613
27.04. | 2 | 718.6154 | 619.8962 | 290.8613
27.04. | 3 | 718.6154 | 619.8962 | 290.8613
27.04. | 4 | 718.6154 | 619.8962 | 290.8613
27.04. | 5 | 718.6154 | 619.8962 | 290.8613
27.04. | 6 | 718.6154 | 619.8962 | 290.8613
27.04. | 7 | 718.6154 | 619.8962 | 290.8613
27.04. | 8 | 718.6154 | 619.8962 | 290.8613
27.04. | 9 | 718.6154 | 619.8962 | 290.8613
27.04. | 10 | 718.6154 | 619.8962 | 290.8613
27.04. | 11 | 718.6154 | 619.8962 | 290.8613
27.04. | 12 | 718.6154 | 619.8962 | 290.8613
27.04. | 13 | 718.6154 | 619.8962 | 290.8613
27.04. | 14 | 718.6154 | 619.8962 | 290.8613
27.04. | 15 | 718.6154 | 619.8962 | 290.8613
27.04. | 16 | 718.6154 | 619.8962 | 290.8613
27.04. | 17 | 718.6154 | 619.8962 | 290.8613
27.04. | 18 | 718.6154 | 619.8962 | 290.8613
27.04. | 19 | 718.6154 | 619.8962 | 290.8613
27.04. | 20 | 718.6154 | 619.8962 | 290.8613
27.04. | 21 | 718.6154 | 619.8962 | 290.8613
27.04. | 22 | 718.6154 | 619.8962 | 290.8613
27.04. | 23 | 718.6154 | 619.8962 | 290.8613
27.04. | 24 | 718.6154 | 619.8962 | 290.8613
28.04. | 1 | 718.6154 | 619.8962 | 290.8613
28.04. | 2 | 718.6154 | 619.8962 | 290.8613
28.04. | 3 | 718.6154 | 619.8962 | 290.8613
28.04. | 4 | 718.6154 | 619.8962 | 290.8613
28.04. | 5 | 718.6154 | 619.8962 | 290.8613
28.04. | 6 | 718.6154 | 619.8962 | 290.8613
28.04. | 7 | 718.6154 | 619.8962 | 290.8613
28.04. | 8 | 718.6154 | 619.8962 | 290.8613
28.04. | 9 | 718.6154 | 619.8962 | 290.8613
28.04. | 10 | 718.6154 | 619.8962 | 290.8613
28.04. | 11 | 718.6154 | 619.8962 | 290.8613
28.04. | 12 | 718.6154 | 619.8962 | 290.8613
28.04. | 13 | 718.6154 | 619.8962 | 290.8613
28.04. | 14 | 718.6154 | 619.8962 | 290.8613
28.04. | 15 | 718.6154 | 619.8962 | 290.8613
28.04. | 16 | 718.6154 | 619.8962 | 290.8613
28.04. | 17 | 718.6154 | 619.8962 | 290.8613
28.04. | 18 | 718.6154 | 619.8962 | 290.8613
28.04. | 19 | 718.6154 | 619.8962 | 290.8613
28.04. | 20 | 718.6154 | 619.8962 | 290.8613
28.04. | 21 | 718.6154 | 619.8962 | 290.8613
28.04. | 22 | 718.6154 | 619.8962 | 290.8613
28.04. | 23 | 718.6154 | 619.8962 | 290.8613
28.04. | 24 | 718.6154 | 619.8962 | 290.8613
29.04. | 1 | 718.6154 | 619.8962 | 290.8613
29.04. | 2 | 718.6154 | 619.8962 | 290.8613
29.04. | 3 | 718.6154 | 619.8962 | 290.8613
29.04. | 4 | 718.6154 | 619.8962 | 290.8613
29.04. | 5 | 718.6154 | 619.8962 | 290.8613
29.04. | 6 | 718.6154 | 619.8962 | 290.8613
29.04. | 7 | 718.6154 | 619.8962 | 290.8613
29.04. | 8 | 718.6154 | 619.8962 | 290.8613
29.04. | 9 | 718.6154 | 619.8962 | 290.8613
29.04. | 10 | 718.6154 | 619.8962 | 290.8613
29.04. | 11 | 718.6154 | 619.8962 | 290.8613
29.04. | 12 | 718.6154 | 619.8962 | 290.8613
29.04. | 13 | 718.6154 | 619.8962 | 290.8613
29.04. | 14 | 718.6154 | 619.8962 | 290.8613
29.04. | 15 | 718.6154 | 619.8962 | 290.8613
29.04. | 16 | 718.6154 | 619.8962 | 290.8613
29.04. | 17 | 718.6154 | 619.8962 | 290.8613
29.04. | 18 | 718.6154 | 619.8962 | 290.8613
29.04. | 19 | 718.6154 | 619.8962 | 290.8613
29.04. | 20 | 718.6154 | 619.8962 | 290.8613
29.04. | 21 | 718.6154 | 619.8962 | 290.8613
29.04. | 22 | 718.6154 | 619.8962 | 290.8613
29.04. | 23 | 718.6154 | 619.8962 | 290.8613
29.04. | 24 | 718.6154 | 619.8962 | 290.8613
30.04. | 1 | 718.6154 | 619.8962 | 290.8613
30.04. | 2 | 718.6154 | 619.8962 | 290.8613
30.04. | 3 | 718.6154 | 619.8962 | 290.8613
30.04. | 4 | 718.6154 | 619.8962 | 290.8613
30.04. | 5 | 718.6154 | 619.8962 | 290.8613
30.04. | 6 | 718.6154 | 619.8962 | 290.8613
30.04. | 7 | 718.6154 | 619.8962 | 290.8613
30.04. | 8 | 718.6154 | 619.8962 | 290.8613
30.04. | 9 | 718.6154 | 619.8962 | 290.8613
30.04. | 10 | 718.6154 | 619.8962 | 290.8613
30.04. | 11 | 718.6154 | 619.8962 | 290.8613
30.04. | 12 | 718.6154 | 619.8962 | 290.8613
30.04. | 13 | 718.6154 | 619.8962 | 290.8613
30.04. | 14 | 718.6154 | 619.8962 | 290.8613
30.04. | 15 | 718.6154 | 619.8962 | 290.8613
30.04. | 16 | 718.6154 | 619.8962 | 290.8613
30.04. | 17 | 718.6154 | 619.8962 | 290.8613
30.04. | 18 | 718.6154 | 619.8962 | 290.8613
30.04. | 19 | 718.6154 | 619.8962 | 290.8613
30.04. | 20 | 718.6154 | 619.8962 | 290.8613
30.04. | 21 | 718.6154 | 619.8962 | 290.8613
30.04. | 22 | 718.6154 | 619.8962 | 290.8613
30.04. | 23 | 718.6154 | 619.8962 | 290.8613
30.04. | 24 | 718.6154 | 619.8962 | 290.8613
01.05. | 1 | 718.6154 | 619.8962 | 290.8613
01.05. | 2 | 718.6154 | 619.8962 | 290.8613
01.05. | 3 | 718.6154 | 619.8962 | 290.8613
01.05. | 4 | 718.6154 | 619.8962 | 290.8613
01.05. | 5 | 718.6154 | 619.8962 | 290.8613
01.05. | 6 | 718.6154 | 619.8962 | 290.8613
01.05. | 7 | 718.6154 | 619.8962 | 290.8613
01.05. | 8 | 718.6154 | 619.8962 | 290.8613
01.05. | 9 | 718.6154 | 619.8962 | 290.8613
01.05. | 10 | 718.6154 | 619.8962 | 290.8613
01.05. | 11 | 718.6154 | 619.8962 | 290.8613
01.05. | 12 | 718.6154 | 619.8962 | 290.8613
01.05. | 13 | 718.6154 | 619.8962 | 290.8613
01.05. | 14 | 718.6154 | 619.8962 | 290.8613
01.05. | 15 | 718.6154 | 619.8962 | 290.8613
01.05. | 16 | 718.6154 | 619.8962 | 290.8613
01.05. | 17 | 718.6154 | 619.8962 | 290.8613
01.05. | 18 | 718.6154 | 619.8962 | 290.8613
01.05. | 19 | 718.6154 | 619.8962 | 290.8613
01.05. | 20 | 718.6154 | 619.8962 | 290.8613
01.05. | 21 | 718.6154 | 619.8962 | 290.8613
01.05. | 22 | 718.6154 | 619.8962 | 290.8613
01.05. | 23 | 718.6154 | 619.8962 | 290.8613
01.05. | 24 | 718.6154 | 619.8962 | 290.8613
02.05. | 1 | 718.6154 | 619.8962 | 290.8613
02.05. | 2 | 718.6154 | 619.8962 | 290.8613
02.05. | 3 | 718.6154 | 619.8962 | 290.8613
02.05. | 4 | 718.6154 | 619.8962 | 290.8613
02.05. | 5 | 718.6154 | 619.8962 | 290.8613
02.05. | 6 | 718.6154 | 619.8962 | 290.8613
02.05. | 7 | 718.6154 | 619.8962 | 290.8613
02.05. | 8 | 718.6154 | 619.8962 | 290.8613
02.05. | 9 | 718.6154 | 619.8962 | 290.8613
02.05. | 10 | 718.6154 | 619.8962 | 290.8613
02.05. | 11 | 718.6154 | 619.8962 | 290.8613
02.05. | 12 | 718.6154 | 619.8962 | 290.8613
02.05. | 13 | 718.6154 | 619.8962 | 290.8613
02.05. | 14 | 718.6154 | 619.8962 | 290.8613
02.05. | 15 | 718.6154 | 619.8962 | 290.8613
02.05. | 16 | 718.6154 | 619.8962 | 290.8613
02.05. | 17 | 718.6154 | 619.8962 | 290.8613
02.05. | 18 | 718.6154 | 619.8962 | 290.8613
02.05. | 19 | 718.6154 | 619.8962 | 290.8613
02.05. | 20 | 718.6154 | 619.8962 | 290.8613
02.05. | 21 | 718.6154 | 619.8962 | 290.8613
02.05. | 22 | 718.6154 | 619.8962 | 290.8613
02.05. | 23 | 718.6154 | 619.8962 | 290.8613
02.05. | 24 | 718.6154 | 619.8962 | 290.8613
03.05. | 1 | 718.6154 | 619.8962 | 290.8613
03.05. | 2 | 718.6154 | 619.8962 | 290.8613
03.05. | 3 | 718.6154 | 619.8962 | 290.8613
03.05. | 4 | 718.6154 | 619.8962 | 290.8613
03.05. | 5 | 718.6154 | 619.8962 | 290.8613
03.05. | 6 | 718.6154 | 619.8962 | 290.8613
03.05. | 7 | 718.6154 | 619.8962 | 290.8613
03.05. | 8 | 718.6154 | 619.8962 | 290.8613
03.05. | 9 | 718.6154 | 619.8962 | 290.8613
03.05. | 10 | 718.6154 | 619.8962 | 290.8613
03.05. | 11 | 718.6154 | 619.8962 | 290.8613
03.05. | 12 | 718.6154 | 619.8962 | 290.8613
03.05. | 13 | 718.6154 | 619.8962 | 290.8613
03.05. | 14 | 718.6154 | 619.8962 | 290.8613
03.05. | 15 | 718.6154 | 619.8962 | 290.8613
03.05. | 16 | 718.6154 | 619.8962 | 290.8613
03.05. | 17 | 718.6154 | 619.8962 | 290.8613
03.05. | 18 | 718.6154 | 619.8962 | 290.8613
03.05. | 19 | 718.6154 | 619.8962 | 290.8613
03.05. | 20 | 718.6154 | 619.8962 | 290.8613
03.05. | 21 | 718.6154 | 619.8962 | 290.8613
03.05. | 22 | 718.6154 | 619.8962 | 290.8613
03.05. | 23 | 718.6154 | 619.8962 | 290.8613
03.05. | 24 | 718.6154 | 619.8962 | 290.8613
04.05. | 1 | 718.6154 | 619.8962 | 290.8613
04.05. | 2 | 718.6154 | 619.8962 | 290.8613
04.05. | 3 | 718.6154 | 619.8962 | 290.8613
04.05. | 4 | 718.6154 | 619.8962 | 290.8613
04.05. | 5 | 718.6154 | 619.8962 | 290.8613
04.05. | 6 | 718.6154 | 619.8962 | 290.8613
04.05. | 7 | 718.6154 | 619.8962 | 290.8613
04.05. | 8 | 718.6154 | 619.8962 | 290.8613
04.05. | 9 | 718.6154 | 619.8962 | 290.8613
04.05. | 10 | 718.6154 | 619.8962 | 290.8613
04.05. | 11 | 718.6154 | 619.8962 | 290.8613
04.05. | 12 | 718.6154 | 619.8962 | 290.8613
04.05. | 13 | 718.6154 | 619.8962 | 290.8613
04.05. | 14 | 718.6154 | 619.8962 | 290.8613
04.05. | 15 | 718.6154 | 619.8962 | 290.8613
04.05. | 16 | 718.6154 | 619.8962 | 290.8613
04.05. | 17 | 718.6154 | 619.8962 | 290.8613
04.05. | 18 | 718.6154 | 619.8962 | 290.8613
04.05. | 19 | 718.6154 | 619.8962 | 290.8613
04.05. | 20 | 718.6154 | 619.8962 | 290.8613
04.05. | 21 | 718.6154 | 619.8962 | 290.8613
04.05. | 22 | 718.6154 | 619.8962 | 290.8613
04.05. | 23 | 718.6154 | 619.8962 | 290.8613
04.05. | 24 | 718.6154 | 619.8962 | 290.8613
05.05. | 1 | 718.6154 | 619.8962 | 290.8613
05.05. | 2 | 718.6154 | 619.8962 | 290.8613
05.05. | 3 | 718.6154 | 619.8962 | 290.8613
05.05. | 4 | 718.6154 | 619.8962 | 290.8613
05.05. | 5 | 718.6154 | 619.8962 | 290.8613
05.05. | 6 | 718.6154 | 619.8962 | 290.8613
05.05. | 7 | 718.6154 | 619.8962 | 290.8613
05.05. | 8 | 718.6154 | 619.8962 | 290.8613
05.05. | 9 | 718.6154 | 619.8962 | 290.8613
05.05. | 10 | 718.6154 | 619.8962 | 290.8613
05.05. | 11 | 718.6154 | 619.8962 | 290.8613
05.05. | 12 | 718.6154 | 619.8962 | 290.8613
05.05. | 13 | 718.6154 | 619.8962 | 290.8613
05.05. | 14 | 718.6154 | 619.8962 | 290.8613
05.05. | 15 | 718.6154 | 619.8962 | 290.8613
05.05. | 16 | 718.6154 | 619.8962 | 290.8613
05.05. | 17 | 718.6154 | 619.8962 | 290.8613
05.05. | 18 | 718.6154 | 619.8962 | 290.8613
05.05. | 19 | 718.6154 | 619.8962 | 290.8613
05.05. | 20 | 718.6154 | 619.8962 | 290.8613
05.05. | 21 | 718.6154 | 619.8962 | 290.8613
05.05. | 22 | 718.6154 | 619.8962 | 290.8613
05.05. | 23 | 718.6154 | 619.8962 | 290.8613
05.05. | 24 | 718.6154 | 619.8962 | 290.8613
06.05. | 1 | 718.6154 | 619.8962 | 290.8613
06.05. | 2 | 718.6154 | 619.8962 | 290.8613
06.05. | 3 | 718.6154 | 619.8962 | 290.8613
06.05. | 4 | 718.6154 | 619.8962 | 290.8613
06.05. | 5 | 718.6154 | 619.8962 | 290.8613
06.05. | 6 | 718.6154 | 619.8962 | 290.8613
06.05. | 7 | 718.6154 | 619.8962 | 290.8613
06.05. | 8 | 718.6154 | 619.8962 | 290.8613
06.05. | 9 | 718.6154 | 619.8962 | 290.8613
06.05. | 10 | 718.6154 | 619.8962 | 290.8613
06.05. | 11 | 718.6154 | 619.8962 | 290.8613
06.05. | 12 | 718.6154 | 619.8962 | 290.8613
06.05. | 13 | 718.6154 | 619.8962 | 290.8613
06.05. | 14 | 718.6154 | 619.8962 | 290.8613
06.05. | 15 | 718.6154 | 619.8962 | 290.8613
06.05. | 16 | 718.6154 | 619.8962 | 290.8613
06.05. | 17 | 718.6154 | 619.8962 | 290.8613
06.05. | 18 | 718.6154 | 619.8962 | 290.8613
06.05. | 19 | 718.6154 | 619.8962 | 290.8613
06.05. | 20 | 718.6154 | 619.8962 | 290.8613
06.05. | 21 | 718.6154 | 619.8962 | 290.8613
06.05. | 22 | 718.6154 | 619.8962 | 290.8613
06.05. | 23 | 718.6154 | 619.8962 | 290.8613
06.05. | 24 | 718.6154 | 619.8962 | 290.8613
07.05. | 1 | 718.6154 | 619.8962 | 290.8613
07.05. | 2 | 718.6154 | 619.8962 | 290.8613
07.05. | 3 | 718.6154 | 619.8962 | 290.8613
07.05. | 4 | 718.6154 | 619.8962 | 290.8613
07.05. | 5 | 718.6154 | 619.8962 | 290.8613
07.05. | 6 | 718.6154 | 619.8962 | 290.8613
07.05. | 7 | 718.6154 | 619.8962 | 290.8613
07.05. | 8 | 718.6154 | 619.8962 | 290.8613
07.05. | 9 | 718.6154 | 619.8962 | 290.8613
07.05. | 10 | 718.6154 | 619.8962 | 290.8613
07.05. | 11 | 718.6154 | 619.8962 | 290.8613
07.05. | 12 | 718.6154 | 619.8962 | 290.8613
07.05. | 13 | 718.6154 | 619.8962 | 290.8613
07.05. | 14 | 718.6154 | 619.8962 | 290.8613
07.05. | 15 | 718.6154 | 619.8962 | 290.8613
07.05. | 16 | 718.6154 | 619.8962 | 290.8613
07.05. | 17 | 718.6154 | 619.8962 | 290.8613
07.05. | 18 | 718.6154 | 619.8962 | 290.8613
07.05. | 19 | 718.6154 | 619.8962 | 290.8613
07.05. | 20 | 718.6154 | 619.8962 | 290.8613
07.05. | 21 | 718.6154 | 619.8962 | 290.8613
07.05. | 22 | 718.6154 | 619.8962 | 290.8613
07.05. | 23 | 718.6154 | 619.8962 | 290.8613
07.05. | 24 | 718.6154 | 619.8962 | 290.8613
08.05. | 1 | 718.6154 | 619.8962 | 290.8613
08.05. | 2 | 718.6154 | 619.8962 | 290.8613
08.05. | 3 | 718.6154 | 619.8962 | 290.8613
08.05. | 4 | 718.6154 | 619.8962 | 290.8613
08.05. | 5 | 718.6154 | 619.8962 | 290.8613
08.05. | 6 | 718.6154 | 619.8962 | 290.8613
08.05. | 7 | 718.6154 | 619.8962 | 290.8613
08.05. | 8 | 718.6154 | 619.8962 | 290.8613
08.05. | 9 | 718.6154 | 619.8962 | 290.8613
08.05. | 10 | 718.6154 | 619.8962 | 290.8613
08.05. | 11 | 718.6154 | 619.8962 | 290.8613
08.05. | 12 | 718.6154 | 619.8962 | 290.8613
08.05. | 13 | 718.6154 | 619.8962 | 290.8613
08.05. | 14 | 718.6154 | 619.8962 | 290.8613
08.05. | 15 | 718.6154 | 619.8962 | 290.8613
08.05. | 16 | 718.6154 | 619.8962 | 290.8613
08.05. | 17 | 718.6154 | 619.8962 | 290.8613
08.05. | 18 | 718.6154 | 619.8962 | 290.8613
08.05. | 19 | 718.6154 | 619.8962 | 290.8613
08.05. | 20 | 718.6154 | 619.8962 | 290.8613
08.05. | 21 | 718.6154 | 619.8962 | 290.8613
08.05. | 22 | 718.6154 | 619.8962 | 290.8613
08.05. | 23 | 718.6154 | 619.8962 | 290.8613
08.05. | 24 | 718.6154 | 619.8962 | 290.8613
09.05. | 1 | 718.6154 | 619.8962 | 290.8613
09.05. | 2 | 718.6154 | 619.8962 | 290.8613
09.05. | 3 | 718.6154 | 619.8962 | 290.8613
09.05. | 4 | 718.6154 | 619.8962 | 290.8613
09.05. | 5 | 718.6154 | 619.8962 | 290.8613
09.05. | 6 | 718.6154 | 619.8962 | 290.8613
09.05. | 7 | 718.6154 | 619.8962 | 290.8613
09.05. | 8 | 718.6154 | 619.8962 | 290.8613
09.05. | 9 | 718.6154 | 619.8962 | 290.8613
09.05. | 10 | 718.6154 | 619.8962 | 290.8613
09.05. | 11 | 718.6154 | 619.8962 | 290.8613
09.05. | 12 | 718.6154 | 619.8962 | 290.8613
09.05. | 13 | 718.6154 | 619.8962 | 290.8613
09.05. | 14 | 718.6154 | 619.8962 | 290.8613
09.05. | 15 | 718.6154 | 619.8962 | 290.8613
09.05. | 16 | 718.6154 | 619.8962 | 290.8613
09.05. | 17 | 718.6154 | 619.8962 | 290.8613
09.05. | 18 | 718.6154 | 619.8962 | 290.8613
09.05. | 19 | 718.6154 | 619.8962 | 290.8613
09.05. | 20 | 718.6154 | 619.8962 | 290.8613
09.05. | 21 | 718.6154 | 619.8962 | 290.8613
09.05. | 22 | 718.6154 | 619.8962 | 290.8613
09.05. | 23 | 718.6154 | 619.8962 | 290.8613
09.05. | 24 | 718.6154 | 619.8962 | 290.8613
10.05. | 1 | 718.6154 | 619.8962 | 290.8613
10.05. | 2 | 718.6154 | 619.8962 | 290.8613
10.05. | 3 | 718.6154 | 619.8962 | 290.8613
10.05. | 4 | 718.6154 | 619.8962 | 290.8613
10.05. | 5 | 718.6154 | 619.8962 | 290.8613
10.05. | 6 | 718.6154 | 619.8962 | 290.8613
10.05. | 7 | 718.6154 | 619.8962 | 290.8613
10.05. | 8 | 718.6154 | 619.8962 | 290.8613
10.05. | 9 | 718.6154 | 619.8962 | 290.8613
10.05. | 10 | 718.6154 | 619.8962 | 290.8613
10.05. | 11 | 718.6154 | 619.8962 | 290.8613
10.05. | 12 | 718.6154 | 619.8962 | 290.8613
10.05. | 13 | 718.6154 | 619.8962 | 290.8613
10.05. | 14 | 718.6154 | 619.8962 | 290.8613
10.05. | 15 | 718.6154 | 619.8962 | 290.8613
10.05. | 16 | 718.6154 | 619.8962 | 290.8613
10.05. | 17 | 718.6154 | 619.8962 | 290.8613
10.05. | 18 | 718.6154 | 619.8962 | 290.8613
10.05. | 19 | 718.6154 | 619.8962 | 290.8613
10.05. | 20 | 718.6154 | 619.8962 | 290.8613
10.05. | 21 | 718.6154 | 619.8962 | 290.8613
10.05. | 22 | 718.6154 | 619.8962 | 290.8613
10.05. | 23 | 718.6154 | 619.8962 | 290.8613
10.05. | 24 | 718.6154 | 619.8962 | 290.8613
11.05. | 1 | 718.6154 | 619.8962 | 290.8613
11.05. | 2 | 718.6154 | 619.8962 | 290.8613
11.05. | 3 | 718.6154 | 619.8962 | 290.8613
11.05. | 4 | 718.6154 | 619.8962 | 290.8613
11.05. | 5 | 718.6154 | 619.8962 | 290.8613
11.05. | 6 | 718.6154 | 619.8962 | 290.8613
11.05. | 7 | 718.6154 | 619.8962 | 290.8613
11.05. | 8 | 718.6154 | 619.8962 | 290.8613
11.05. | 9 | 718.6154 | 619.8962 | 290.8613
11.05. | 10 | 718.6154 | 619.8962 | 290.8613
11.05. | 11 | 718.6154 | 619.8962 | 290.8613
11.05. | 12 | 718.6154 | 619.8962 | 290.8613
11.05. | 13 | 718.6154 | 619.8962 | 290.8613
11.05. | 14 | 718.6154 | 619.8962 | 290.8613
11.05. | 15 | 718.6154 | 619.8962 | 290.8613
11.05. | 16 | 718.6154 | 619.8962 | 290.8613
11.05. | 17 | 718.6154 | 619.8962 | 290.8613
11.05. | 18 | 718.6154 | 619.8962 | 290.8613
11.05. | 19 | 718.6154 | 619.8962 | 290.8613
11.05. | 20 | 718.6154 | 619.8962 | 290.8613
11.05. | 21 | 718.6154 | 619.8962 | 290.8613
11.05. | 22 | 718.6154 | 619.8962 | 290.8613
11.05. | 23 | 718.6154 | 619.8962 | 290.8613
11.05. | 24 | 718.6154 | 619.8962 | 290.8613
12.05. | 1 | 718.6154 | 619.8962 | 290.8613
12.05. | 2 | 718.6154 | 619.8962 | 290.8613
12.05. | 3 | 718.6154 | 619.8962 | 290.8613
12.05. | 4 | 718.6154 | 619.8962 | 290.8613
12.05. | 5 | 718.6154 | 619.8962 | 290.8613
12.05. | 6 | 718.6154 | 619.8962 | 290.8613
12.05. | 7 | 718.6154 | 619.8962 | 290.8613
12.05. | 8 | 718.6154 | 619.8962 | 290.8613
12.05. | 9 | 718.6154 | 619.8962 | 290.8613
12.05. | 10 | 718.6154 | 619.8962 | 290.8613
12.05. | 11 | 718.6154 | 619.8962 | 290.8613
12.05. | 12 | 718.6154 | 619.8962 | 290.8613
12.05. | 13 | 718.6154 | 619.8962 | 290.8613
12.05. | 14 | 718.6154 | 619.8962 | 290.8613
12.05. | 15 | 718.6154 | 619.8962 | 290.8613
12.05. | 16 | 718.6154 | 619.8962 | 290.8613
12.05. | 17 | 718.6154 | 619.8962 | 290.8613
12.05. | 18 | 718.6154 | 619.8962 | 290.8613
12.05. | 19 | 718.6154 | 619.8962 | 290.8613
12.05. | 20 | 718.6154 | 619.8962 | 290.8613
12.05. | 21 | 718.6154 | 619.8962 | 290.8613
12.05. | 22 | 718.6154 | 619.8962 | 290.8613
12.05. | 23 | 718.6154 | 619.8962 | 290.8613
12.05. | 24 | 718.6154 | 619.8962 | 290.8613
13.05. | 1 | 718.6154 | 619.8962 | 290.8613
13.05. | 2 | 718.6154 | 619.8962 | 290.8613
13.05. | 3 | 718.6154 | 619.8962 | 290.8613
13.05. | 4 | 718.6154 | 619.8962 | 290.8613
13.05. | 5 | 718.6154 | 619.8962 | 290.8613
13.05. | 6 | 718.6154 | 619.8962 | 290.8613
13.05. | 7 | 718.6154 | 619.8962 | 290.8613
13.05. | 8 | 718.6154 | 619.8962 | 290.8613
13.05. | 9 | 718.6154 | 619.8962 | 290.8613
13.05. | 10 | 718.6154 | 619.8962 | 290.8613
13.05. | 11 | 718.6154 | 619.8962 | 290.8613
13.05. | 12 | 718.6154 | 619.8962 | 290.8613
13.05. | 13 | 718.6154 | 619.8962 | 290.8613
13.05. | 14 | 718.6154 | 619.8962 | 290.8613
13.05. | 15 | 718.6154 | 619.8962 | 290.8613
13.05. | 16 | 718.6154 | 619.8962 | 290.8613
13.05. | 17 | 718.6154 | 619.8962 | 290.8613
13.05. | 18 | 718.6154 | 619.8962 | 290.8613
13.05. | 19 | 718.6154 | 619.8962 | 290.8613
13.05. | 20 | 718.6154 | 619.8962 | 290.8613
13.05. | 21 | 718.6154 | 619.8962 | 290.8613
13.05. | 22 | 718.6154 | 619.8962 | 290.8613
13.05. | 23 | 718.6154 | 619.8962 | 290.8613
13.05. | 24 | 718.6154 | 619.8962 | 290.8613
14.05. | 1 | 718.6154 | 619.8962 | 290.8613
14.05. | 2 | 718.6154 | 619.8962 | 290.8613
14.05. | 3 | 718.6154 | 619.8962 | 290.8613
14.05. | 4 | 718.6154 | 619.8962 | 290.8613
14.05. | 5 | 718.6154 | 619.8962 | 290.8613
14.05. | 6 | 718.6154 | 619.8962 | 290.8613
14.05. | 7 | 718.6154 | 619.8962 | 290.8613
14.05. | 8 | 718.6154 | 619.8962 | 290.8613
14.05. | 9 | 718.6154 | 619.8962 | 290.8613
14.05. | 10 | 718.6154 | 619.8962 | 290.8613
14.05. | 11 | 718.6154 | 619.8962 | 290.8613
14.05. | 12 | 718.6154 | 619.8962 | 290.8613
14.05. | 13 | 718.6154 | 619.8962 | 290.8613
14.05. | 14 | 718.6154 | 619.8962 | 290.8613
14.05. | 15 | 718.6154 | 619.8962 | 290.8613
14.05. | 16 | 718.6154 | 619.8962 | 290.8613
14.05. | 17 | 718.6154 | 619.8962 | 290.8613
14.05. | 18 | 718.6154 | 619.8962 | 290.8613
14.05. | 19 | 718.6154 | 619.8962 | 290.8613
14.05. | 20 | 718.6154 | 619.8962 | 290.8613
14.05. | 21 | 718.6154 | 619.8962 | 290.8613
14.05. | 22 | 718.6154 | 619.8962 | 290.8613
14.05. | 23 | 718.6154 | 619.8962 | 290.8613
14.05. | 24 | 718.6154 | 619.8962 | 290.8613
15.05. | 1 | 718.6154 | 619.8962 | 290.8613
15.05. | 2 | 718.6154 | 619.8962 | 290.8613
15.05. | 3 | 718.6154 | 619.8962 | 290.8613
15.05. | 4 | 718.6154 | 619.8962 | 290.8613
15.05. | 5 | 718.6154 | 619.8962 | 290.8613
15.05. | 6 | 718.6154 | 619.8962 | 290.8613
15.05. | 7 | 718.6154 | 619.8962 | 290.8613
15.05. | 8 | 718.6154 | 619.8962 | 290.8613
15.05. | 9 | 718.6154 | 619.8962 | 290.8613
15.05. | 10 | 718.6154 | 619.8962 | 290.8613
15.05. | 11 | 718.6154 | 619.8962 | 290.8613
15.05. | 12 | 718.6154 | 619.8962 | 290.8613
15.05. | 13 | 718.6154 | 619.8962 | 290.8613
15.05. | 14 | 718.6154 | 619.8962 | 290.8613
15.05. | 15 | 718.6154 | 619.8962 | 290.8613
15.05. | 16 | 718.6154 | 619.8962 | 290.8613
15.05. | 17 | 718.6154 | 619.8962 | 290.8613
15.05. | 18 | 718.6154 | 619.8962 | 290.8613
15.05. | 19 | 718.6154 | 619.8962 | 290.8613
15.05. | 20 | 718.6154 | 619.8962 | 290.8613
15.05. | 21 | 718.6154 | 619.8962 | 290.8613
15.05. | 22 | 718.6154 | 619.8962 | 290.8613
15.05. | 23 | 718.6154 | 619.8962 | 290.8613
15.05. | 24 | 718.6154 | 619.8962 | 290.8613
16.05. | 1 | 718.6154 | 619.8962 | 290.8613
16.05. | 2 | 718.6154 | 619.8962 | 290.8613
16.05. | 3 | 718.6154 | 619.8962 | 290.8613
16.05. | 4 | 718.6154 | 619.8962 | 290.8613
16.05. | 5 | 718.6154 | 619.8962 | 290.8613
16.05. | 6 | 718.6154 | 619.8962 | 290.8613
16.05. | 7 | 718.6154 | 619.8962 | 290.8613
16.05. | 8 | 718.6154 | 619.8962 | 290.8613
16.05. | 9 | 718.6154 | 619.8962 | 290.8613
16.05. | 10 | 718.6154 | 619.8962 | 290.8613
16.05. | 11 | 718.6154 | 619.8962 | 290.8613
16.05. | 12 | 718.6154 | 619.8962 | 290.8613
16.05. | 13 | 718.6154 | 619.8962 | 290.8613
16.05. | 14 | 718.6154 | 619.8962 | 290.8613
16.05. | 15 | 718.6154 | 619.8962 | 290.8613
16.05. | 16 | 718.6154 | 619.8962 | 290.8613
16.05. | 17 | 718.6154 | 619.8962 | 290.8613
16.05. | 18 | 718.6154 | 619.8962 | 290.8613
16.05. | 19 | 718.6154 | 619.8962 | 290.8613
16.05. | 20 | 718.6154 | 619.8962 | 290.8613
16.05. | 21 | 718.6154 | 619.8962 | 290.8613
16.05. | 22 | 718.6154 | 619.8962 | 290.8613
16.05. | 23 | 718.6154 | 619.8962 | 290.8613
16.05. | 24 | 718.6154 | 619.8962 | 290.8613
17.05. | 1 | 718.6154 | 619.8962 | 290.8613
17.05. | 2 | 718.6154 | 619.8962 | 290.8613
17.05. | 3 | 718.6154 | 619.8962 | 290.8613
17.05. | 4 | 718.6154 | 619.8962 | 290.8613
17.05. | 5 | 718.6154 | 619.8962 | 290.8613
17.05. | 6 | 718.6154 | 619.8962 | 290.8613
17.05. | 7 | 718.6154 | 619.8962 | 290.8613
17.05. | 8 | 718.6154 | 619.8962 | 290.8613
17.05. | 9 | 718.6154 | 619.8962 | 290.8613
17.05. | 10 | 718.6154 | 619.8962 | 290.8613
17.05. | 11 | 718.6154 | 619.8962 | 290.8613
17.05. | 12 | 718.6154 | 619.8962 | 290.8613
17.05. | 13 | 718.6154 | 619.8962 | 290.8613
17.05. | 14 | 718.6154 | 619.8962 | 290.8613
17.05. | 15 | 718.6154 | 619.8962 | 290.8613
17.05. | 16 | 718.6154 | 619.8962 | 290.8613
17.05. | 17 | 718.6154 | 619.8962 | 290.8613
17.05. | 18 | 718.6154 | 619.8962 | 290.8613
17.05. | 19 | 718.6154 | 619.8962 | 290.8613
17.05. | 20 | 718.6154 | 619.8962 | 290.8613
17.05. | 21 | 718.6154 | 619.8962 | 290.8613
17.05. | 22 | 718.6154 | 619.8962 | 290.8613
17.05. | 23 | 718.6154 | 619.8962 | 290.8613
17.05. | 24 | 718.6154 | 619.8962 | 290.8613
18.05. | 1 | 718.6154 | 619.8962 | 290.8613
18.05. | 2 | 718.6154 | 619.8962 | 290.8613
18.05. | 3 | 718.6154 | 619.8962 | 290.8613
18.05. | 4 | 718.6154 | 619.8962 | 290.8613
18.05. | 5 | 718.6154 | 619.8962 | 290.8613
18.05. | 6 | 718.6154 | 619.8962 | 290.8613
18.05. | 7 | 718.6154 | 619.8962 | 290.8613
18.05. | 8 | 718.6154 | 619.8962 | 290.8613
18.05. | 9 | 718.6154 | 619.8962 | 290.8613
18.05. | 10 | 718.6154 | 619.8962 | 290.8613
18.05. | 11 | 718.6154 | 619.8962 | 290.8613
18.05. | 12 | 718.6154 | 619.8962 | 290.8613
18.05. | 13 | 718.6154 | 619.8962 | 290.8613
18.05. | 14 | 718.6154 | 619.8962 | 290.8613
18.05. | 15 | 718.6154 | 619.8962 | 290.8613
18.05. | 16 | 718.6154 | 619.8962 | 290.8613
18.05. | 17 | 718.6154 | 619.8962 | 290.8613
18.05. | 18 | 718.6154 | 619.8962 | 290.8613
18.05. | 19 | 718.6154 | 619.8962 | 290.8613
18.05. | 20 | 718.6154 | 619.8962 | 290.8613
18.05. | 21 | 718.6154 | 619.8962 | 290.8613
18.05. | 22 | 718.6154 | 619.8962 | 290.8613
18.05. | 23 | 718.6154 | 619.8962 | 290.8613
18.05. | 24 | 718.6154 | 619.8962 | 290.8613
19.05. | 1 | 718.6154 | 619.8962 | 290.8613
19.05. | 2 | 718.6154 | 619.8962 | 290.8613
19.05. | 3 | 718.6154 | 619.8962 | 290.8613
19.05. | 4 | 718.6154 | 619.8962 | 290.8613
19.05. | 5 | 718.6154 | 619.8962 | 290.8613
19.05. | 6 | 718.6154 | 619.8962 | 290.8613
19.05. | 7 | 718.6154 | 619.8962 | 290.8613
19.05. | 8 | 718.6154 | 619.8962 | 290.8613
19.05. | 9 | 718.6154 | 619.8962 | 290.8613
19.05. | 10 | 718.6154 | 619.8962 | 290.8613
19.05. | 11 | 718.6154 | 619.8962 | 290.8613
19.05. | 12 | 718.6154 | 619.8962 | 290.8613
19.05. | 13 | 718.6154 | 619.8962 | 290.8613
19.05. | 14 | 718.6154 | 619.8962 | 290.8613
19.05. | 15 | 718.6154 | 619.8962 | 290.8613
19.05. | 16 | 718.6154 | 619.8962 | 290.8613
19.05. | 17 | 718.6154 | 619.8962 | 290.8613
19.05. | 18 | 718.6154 | 619.8962 | 290.8613
19.05. | 19 | 718.6154 | 619.8962 | 290.8613
19.05. | 20 | 718.6154 | 619.8962 | 290.8613
19.05. | 21 | 718.6154 | 619.8962 | 290.8613
19.05. | 22 | 718.6154 | 619.8962 | 290.8613
19.05. | 23 | 718.6154 | 619.8962 | 290.8613
19.05. | 24 | 718.6154 | 619.8962 | 290.8613
20.05. | 1 | 718.6154 | 619.8962 | 290.8613
20.05. | 2 | 718.6154 | 619.8962 | 290.8613
20.05. | 3 | 718.6154 | 619.8962 | 290.8613
20.05. | 4 | 718.6154 | 619.8962 | 290.8613
20.05. | 5 | 718.6154 | 619.8962 | 290.8613
20.05. | 6 | 718.6154 | 619.8962 | 290.8613
20.05. | 7 | 718.6154 | 619.8962 | 290.8613
20.05. | 8 | 718.6154 | 619.8962 | 290.8613
20.05. | 9 | 718.6154 | 619.8962 | 290.8613
20.05. | 10 | 718.6154 | 619.8962 | 290.8613
20.05. | 11 | 718.6154 | 619.8962 | 290.8613
20.05. | 12 | 718.6154 | 619.8962 | 290.8613
20.05. | 13 | 718.6154 | 619.8962 | 290.8613
20.05. | 14 | 718.6154 | 619.8962 | 290.8613
20.05. | 15 | 718.6154 | 619.8962 | 290.8613
20.05. | 16 | 718.6154 | 619.8962 | 290.8613
20.05. | 17 | 718.6154 | 619.8962 | 290.8613
20.05. | 18 | 718.6154 | 619.8962 | 290.8613
20.05. | 19 | 718.6154 | 619.8962 | 290.8613
20.05. | 20 | 718.6154 | 619.8962 | 290.8613
20.05. | 21 | 718.6154 | 619.8962 | 290.8613
20.05. | 22 | 718.6154 | 619.8962 | 290.8613
20.05. | 23 | 718.6154 | 619.8962 | 290.8613
20.05. | 24 | 718.6154 | 619.8962 | 290.8613
21.05. | 1 | 718.6154 | 619.8962 | 290.8613
21.05. | 2 | 718.6154 | 619.8962 | 290.8613
21.05. | 3 | 718.6154 | 619.8962 | 290.8613
21.05. | 4 | 718.6154 | 619.8962 | 290.8613
21.05. | 5 | 718.6154 | 619.8962 | 290.8613
21.05. | 6 | 718.6154 | 619.8962 | 290.8613
21.05. | 7 | 718.6154 | 619.8962 | 290.8613
21.05. | 8 | 718.6154 | 619.8962 | 290.8613
21.05. | 9 | 718.6154 | 619.8962 | 290.8613
21.05. | 10 | 718.6154 | 619.8962 | 290.8613
21.05. | 11 | 718.6154 | 619.8962 | 290.8613
21.05. | 12 | 718.6154 | 619.8962 | 290.8613
21.05. | 13 | 718.6154 | 619.8962 | 290.8613
21.05. | 14 | 718.6154 | 619.8962 | 290.8613
21.05. | 15 | 718.6154 | 619.8962 | 290.8613
21.05. | 16 | 718.6154 | 619.8962 | 290.8613
21.05. | 17 | 718.6154 | 619.8962 | 290.8613
21.05. | 18 | 718.6154 | 619.8962 | 290.8613
21.05. | 19 | 718.6154 | 619.8962 | 290.8613
21.05. | 20 | 718.6154 | 619.8962 | 290.8613
21.05. | 21 | 718.6154 | 619.8962 | 290.8613
21.05. | 22 | 718.6154 | 619.8962 | 290.8613
21.05. | 23 | 718.6154 | 619.8962 | 290.8613
21.05. | 24 | 718.6154 | 619.8962 | 290.8613
22.05. | 1 | 718.6154 | 619.8962 | 290.8613
22.05. | 2 | 718.6154 | 619.8962 | 290.8613
22.05. | 3 | 718.6154 | 619.8962 | 290.8613
22.05. | 4 | 718.6154 | 619.8962 | 290.8613
22.05. | 5 | 718.6154 | 619.8962 | 290.8613
22.05. | 6 | 718.6154 | 619.8962 | 290.8613
22.05. | 7 | 718.6154 | 619.8962 | 290.8613
22.05. | 8 | 718.6154 | 619.8962 | 290.8613
22.05. | 9 | 718.6154 | 619.8962 | 290.8613
22.05. | 10 | 718.6154 | 619.8962 | 290.8613
22.05. | 11 | 718.6154 | 619.8962 | 290.8613
22.05. | 12 | 718.6154 | 619.8962 | 290.8613
22.05. | 13 | 718.6154 | 619.8962 | 290.8613
22.05. | 14 | 718.6154 | 619.8962 | 290.8613
22.05. | 15 | 718.6154 | 619.8962 | 290.8613
22.05. | 16 | 718.6154 | 619.8962 | 290.8613
22.05. | 17 | 718.6154 | 619.8962 | 290.8613
22.05. | 18 | 718.6154 | 619.8962 | 290.8613
22.05. | 19 | 718.6154 | 619.8962 | 290.8613
22.05. | 20 | 718.6154 | 619.8962 | 290.8613
22.05. | 21 | 718.6154 | 619.8962 | 290.8613
22.05. | 22 | 718.6154 | 619.8962 | 290.8613
22.05. | 23 | 718.6154 | 619.8962 | 290.8613
22.05. | 24 | 718.6154 | 619.8962 | 290.8613
23.05. | 1 | 718.6154 | 619.8962 | 290.8613
23.05. | 2 | 718.6154 | 619.8962 | 290.8613
23.05. | 3 | 718.6154 | 619.8962 | 290.8613
23.05. | 4 | 718.6154 | 619.8962 | 290.8613
23.05. | 5 | 718.6154 | 619.8962 | 290.8613
23.05. | 6 | 718.6154 | 619.8962 | 290.8613
23.05. | 7 | 718.6154 | 619.8962 | 290.8613
23.05. | 8 | 718.6154 | 619.8962 | 290.8613
23.05. | 9 | 718.6154 | 619.8962 | 290.8613
23.05. | 10 | 718.6154 | 619.8962 | 290.8613
23.05. | 11 | 718.6154 | 619.8962 | 290.8613
23.05. | 12 | 718.6154 | 619.8962 | 290.8613
23.05. | 13 | 718.6154 | 619.8962 | 290.8613
23.05. | 14 | 718.6154 | 619.8962 | 290.8613
23.05. | 15 | 718.6154 | 619.8962 | 290.8613
23.05. | 16 | 718.6154 | 619.8962 | 290.8613
23.05. | 17 | 718.6154 | 619.8962 | 290.8613
23.05. | 18 | 718.6154 | 619.8962 | 290.8613
23.05. | 19 | 718.6154 | 619.8962 | 290.8613
23.05. | 20 | 718.6154 | 619.8962 | 290.8613
23.05. | 21 | 718.6154 | 619.8962 | 290.8613
23.05. | 22 | 718.6154 | 619.8962 | 290.8613
23.05. | 23 | 718.6154 | 619.8962 | 290.8613
23.05. | 24 | 718.6154 | 619.8962 | 290.8613
24.05. | 1 | 718.6154 | 619.8962 | 290.8613
24.05. | 2 | 718.6154 | 619.8962 | 290.8613
24.05. | 3 | 718.6154 | 619.8962 | 290.8613
24.05. | 4 | 718.6154 | 619.8962 | 290.8613
24.05. | 5 | 718.6154 | 619.8962 | 290.8613
24.05. | 6 | 718.6154 | 619.8962 | 290.8613
24.05. | 7 | 718.6154 | 619.8962 | 290.8613
24.05. | 8 | 718.6154 | 619.8962 | 290.8613
24.05. | 9 | 718.6154 | 619.8962 | 290.8613
24.05. | 10 | 718.6154 | 619.8962 | 290.8613
24.05. | 11 | 718.6154 | 619.8962 | 290.8613
24.05. | 12 | 718.6154 | 619.8962 | 290.8613
24.05. | 13 | 718.6154 | 619.8962 | 290.8613
24.05. | 14 | 718.6154 | 619.8962 | 290.8613
24.05. | 15 | 718.6154 | 619.8962 | 290.8613
24.05. | 16 | 718.6154 | 619.8962 | 290.8613
24.05. | 17 | 718.6154 | 619.8962 | 290.8613
24.05. | 18 | 718.6154 | 619.8962 | 290.8613
24.05. | 19 | 718.6154 | 619.8962 | 290.8613
24.05. | 20 | 718.6154 | 619.8962 | 290.8613
24.05. | 21 | 718.6154 | 619.8962 | 290.8613
24.05. | 22 | 718.6154 | 619.8962 | 290.8613
24.05. | 23 | 718.6154 | 619.8962 | 290.8613
24.05. | 24 | 718.6154 | 619.8962 | 290.8613
25.05. | 1 | 718.6154 | 619.8962 | 290.8613
25.05. | 2 | 718.6154 | 619.8962 | 290.8613
25.05. | 3 | 718.6154 | 619.8962 | 290.8613
25.05. | 4 | 718.6154 | 619.8962 | 290.8613
25.05. | 5 | 718.6154 | 619.8962 | 290.8613
25.05. | 6 | 718.6154 | 619.8962 | 290.8613
25.05. | 7 | 718.6154 | 619.8962 | 290.8613
25.05. | 8 | 718.6154 | 619.8962 | 290.8613
25.05. | 9 | 718.6154 | 619.8962 | 290.8613
25.05. | 10 | 718.6154 | 619.8962 | 290.8613
25.05. | 11 | 718.6154 | 619.8962 | 290.8613
25.05. | 12 | 718.6154 | 619.8962 | 290.8613
25.05. | 13 | 718.6154 | 619.8962 | 290.8613
25.05. | 14 | 718.6154 | 619.8962 | 290.8613
25.05. | 15 | 718.6154 | 619.8962 | 290.8613
25.05. | 16 | 718.6154 | 619.8962 | 290.8613
25.05. | 17 | 718.6154 | 619.8962 | 290.8613
25.05. | 18 | 718.6154 | 619.8962 | 290.8613
25.05. | 19 | 718.6154 | 619.8962 | 290.8613
25.05. | 20 | 718.6154 | 619.8962 | 290.8613
25.05. | 21 | 718.6154 | 619.8962 | 290.8613
25.05. | 22 | 718.6154 | 619.8962 | 290.8613
25.05. | 23 | 718.6154 | 619.8962 | 290.8613
25.05. | 24 | 718.6154 | 619.8962 | 290.8613
26.05. | 1 | 718.6154 | 619.8962 | 290.8613
26.05. | 2 | 718.6154 | 619.8962 | 290.8613
26.05. | 3 | 718.6154 | 619.8962 | 290.8613
26.05. | 4 | 718.6154 | 619.8962 | 290.8613
26.05. | 5 | 718.6154 | 619.8962 | 290.8613
26.05. | 6 | 718.6154 | 619.8962 | 290.8613
26.05. | 7 | 718.6154 | 619.8962 | 290.8613
26.05. | 8 | 718.6154 | 619.8962 | 290.8613
26.05. | 9 | 718.6154 | 619.8962 | 290.8613
26.05. | 10 | 718.6154 | 619.8962 | 290.8613
26.05. | 11 | 718.6154 | 619.8962 | 290.8613
26.05. | 12 | 718.6154 | 619.8962 | 290.8613
26.05. | 13 | 718.6154 | 619.8962 | 290.8613
26.05. | 14 | 718.6154 | 619.8962 | 290.8613
26.05. | 15 | 718.6154 | 619.8962 | 290.8613
26.05. | 16 | 718.6154 | 619.8962 | 290.8613
26.05. | 17 | 718.6154 | 619.8962 | 290.8613
26.05. | 18 | 718.6154 | 619.8962 | 290.8613
26.05. | 19 | 718.6154 | 619.8962 | 290.8613
26.05. | 20 | 718.6154 | 619.8962 | 290.8613
26.05. | 21 | 718.6154 | 619.8962 | 290.8613
26.05. | 22 | 718.6154 | 619.8962 | 290.8613
26.05. | 23 | 718.6154 | 619.8962 | 290.8613
26.05. | 24 | 718.6154 | 619.8962 | 290.8613
27.05. | 1 | 718.6154 | 619.8962 | 290.8613
27.05. | 2 | 718.6154 | 619.8962 | 290.8613
27.05. | 3 | 718.6154 | 619.8962 | 290.8613
27.05. | 4 | 718.6154 | 619.8962 | 290.8613
27.05. | 5 | 718.6154 | 619.8962 | 290.8613
27.05. | 6 | 718.6154 | 619.8962 | 290.8613
27.05. | 7 | 718.6154 | 619.8962 | 290.8613
27.05. | 8 | 718.6154 | 619.8962 | 290.8613
27.05. | 9 | 718.6154 | 619.8962 | 290.8613
27.05. | 10 | 718.6154 | 619.8962 | 290.8613
27.05. | 11 | 718.6154 | 619.8962 | 290.8613
27.05. | 12 | 718.6154 | 619.8962 | 290.8613
27.05. | 13 | 718.6154 | 619.8962 | 290.8613
27.05. | 14 | 718.6154 | 619.8962 | 290.8613
27.05. | 15 | 718.6154 | 619.8962 | 290.8613
27.05. | 16 | 718.6154 | 619.8962 | 290.8613
27.05. | 17 | 718.6154 | 619.8962 | 290.8613
27.05. | 18 | 718.6154 | 619.8962 | 290.8613
27.05. | 19 | 718.6154 | 619.8962 | 290.8613
27.05. | 20 | 718.6154 | 619.8962 | 290.8613
27.05. | 21 | 718.6154 | 619.8962 | 290.8613
27.05. | 22 | 718.6154 | 619.8962 | 290.8613
27.05. | 23 | 718.6154 | 619.8962 | 290.8613
27.05. | 24 | 718.6154 | 619.8962 | 290.8613
28.05. | 1 | 718.6154 | 619.8962 | 290.8613
28.05. | 2 | 718.6154 | 619.8962 | 290.8613
28.05. | 3 | 718.6154 | 619.8962 | 290.8613
28.05. | 4 | 718.6154 | 619.8962 | 290.8613
28.05. | 5 | 718.6154 | 619.8962 | 290.8613
28.05. | 6 | 718.6154 | 619.8962 | 290.8613
28.05. | 7 | 718.6154 | 619.8962 | 290.8613
28.05. | 8 | 718.6154 | 619.8962 | 290.8613
28.05. | 9 | 718.6154 | 619.8962 | 290.8613
28.05. | 10 | 718.6154 | 619.8962 | 290.8613
28.05. | 11 | 718.6154 | 619.8962 | 290.8613
28.05. | 12 | 718.6154 | 619.8962 | 290.8613
28.05. | 13 | 718.6154 | 619.8962 | 290.8613
28.05. | 14 | 718.6154 | 619.8962 | 290.8613
28.05. | 15 | 718.6154 | 619.8962 | 290.8613
28.05. | 16 | 718.6154 | 619.8962 | 290.8613
28.05. | 17 | 718.6154 | 619.8962 | 290.8613
28.05. | 18 | 718.6154 | 619.8962 | 290.8613
28.05. | 19 | 718.6154 | 619.8962 | 290.8613
28.05. | 20 | 718.6154 | 619.8962 | 290.8613
28.05. | 21 | 718.6154 | 619.8962 | 290.8613
28.05. | 22 | 718.6154 | 619.8962 | 290.8613
28.05. | 23 | 718.6154 | 619.8962 | 290.8613
28.05. | 24 | 718.6154 | 619.8962 | 290.8613
29.05. | 1 | 718.6154 | 619.8962 | 290.8613
29.05. | 2 | 718.6154 | 619.8962 | 290.8613
29.05. | 3 | 718.6154 | 619.8962 | 290.8613
29.05. | 4 | 718.6154 | 619.8962 | 290.8613
29.05. | 5 | 718.6154 | 619.8962 | 290.8613
29.05. | 6 | 718.6154 | 619.8962 | 290.8613
29.05. | 7 | 718.6154 | 619.8962 | 290.8613
29.05. | 8 | 718.6154 | 619.8962 | 290.8613
29.05. | 9 | 718.6154 | 619.8962 | 290.8613
29.05. | 10 | 718.6154 | 619.8962 | 290.8613
29.05. | 11 | 718.6154 | 619.8962 | 290.8613
29.05. | 12 | 718.6154 | 619.8962 | 290.8613
29.05. | 13 | 718.6154 | 619.8962 | 290.8613
29.05. | 14 | 718.6154 | 619.8962 | 290.8613
29.05. | 15 | 718.6154 | 619.8962 | 290.8613
29.05. | 16 | 718.6154 | 619.8962 | 290.8613
29.05. | 17 | 718.6154 | 619.8962 | 290.8613
29.05. | 18 | 718.6154 | 619.8962 | 290.8613
29.05. | 19 | 718.6154 | 619.8962 | 290.8613
29.05. | 20 | 718.6154 | 619.8962 | 290.8613
29.05. | 21 | 718.6154 | 619.8962 | 290.8613
29.05. | 22 | 718.6154 | 619.8962 | 290.8613
29.05. | 23 | 718.6154 | 619.8962 | 290.8613
29.05. | 24 | 718.6154 | 619.8962 | 290.8613
30.05. | 1 | 718.6154 | 619.8962 | 290.8613
30.05. | 2 | 718.6154 | 619.8962 | 290.8613
30.05. | 3 | 718.6154 | 619.8962 | 290.8613
30.05. | 4 | 718.6154 | 619.8962 | 290.8613
30.05. | 5 | 718.6154 | 619.8962 | 290.8613
30.05. | 6 | 718.6154 | 619.8962 | 290.8613
30.05. | 7 | 718.6154 | 619.8962 | 290.8613
30.05. | 8 | 718.6154 | 619.8962 | 290.8613
30.05. | 9 | 718.6154 | 619.8962 | 290.8613
30.05. | 10 | 718.6154 | 619.8962 | 290.8613
30.05. | 11 | 718.6154 | 619.8962 | 290.8613
30.05. | 12 | 718.6154 | 619.8962 | 290.8613
30.05. | 13 | 718.6154 | 619.8962 | 290.8613
30.05. | 14 | 718.6154 | 619.8962 | 290.8613
30.05. | 15 | 718.6154 | 619.8962 | 290.8613
30.05. | 16 | 718.6154 | 619.8962 | 290.8613
30.05. | 17 | 718.6154 | 619.8962 | 290.8613
30.05. | 18 | 718.6154 | 619.8962 | 290.8613
30.05. | 19 | 718.6154 | 619.8962 | 290.8613
30.05. | 20 | 718.6154 | 619.8962 | 290.8613
30.05. | 21 | 718.6154 | 619.8962 | 290.8613
30.05. | 22 | 718.6154 | 619.8962 | 290.8613
30.05. | 23 | 718.6154 | 619.8962 | 290.8613
30.05. | 24 | 718.6154 | 619.8962 | 290.8613
31.05. | 1 | 718.6154 | 619.8962 | 290.8613
31.05. | 2 | 718.6154 | 619.8962 | 290.8613
31.05. | 3 | 718.6154 | 619.8962 | 290.8613
31.05. | 4 | 718.6154 | 619.8962 | 290.8613
31.05. | 5 | 718.6154 | 619.8962 | 290.8613
31.05. | 6 | 718.6154 | 619.8962 | 290.8613
31.05. | 7 | 718.6154 | 619.8962 | 290.8613
31.05. | 8 | 718.6154 | 619.8962 | 290.8613
31.05. | 9 | 718.6154 | 619.8962 | 290.8613
31.05. | 10 | 718.6154 | 619.8962 | 290.8613
31.05. | 11 | 718.6154 | 619.8962 | 290.8613
31.05. | 12 | 718.6154 | 619.8962 | 290.8613
31.05. | 13 | 718.6154 | 619.8962 | 290.8613
31.05. | 14 | 718.6154 | 619.8962 | 290.8613
31.05. | 15 | 718.6154 | 619.8962 | 290.8613
31.05. | 16 | 718.6154 | 619.8962 | 290.8613
31.05. | 17 | 718.6154 | 619.8962 | 290.8613
31.05. | 18 | 718.6154 | 619.8962 | 290.8613
31.05. | 19 | 718.6154 | 619.8962 | 290.8613
31.05. | 20 | 718.6154 | 619.8962 | 290.8613
31.05. | 21 | 718.6154 | 619.8962 | 290.8613
31.05. | 22 | 718.6154 | 619.8962 | 290.8613
31.05. | 23 | 718.6154 | 619.8962 | 290.8613
31.05. | 24 | 718.6154 | 619.8962 | 290.8613
01.06. | 1 | 718.6154 | 619.8962 | 290.8613
01.06. | 2 | 718.6154 | 619.8962 | 290.8613
01.06. | 3 | 718.6154 | 619.8962 | 290.8613
01.06. | 4 | 718.6154 | 619.8962 | 290.8613
01.06. | 5 | 718.6154 | 619.8962 | 290.8613
01.06. | 6 | 718.6154 | 619.8962 | 290.8613
01.06. | 7 | 718.6154 | 619.8962 | 290.8613
01.06. | 8 | 718.6154 | 619.8962 | 290.8613
01.06. | 9 | 718.6154 | 619.8962 | 290.8613
01.06. | 10 | 718.6154 | 619.8962 | 290.8613
01.06. | 11 | 718.6154 | 619.8962 | 290.8613
01.06. | 12 | 718.6154 | 619.8962 | 290.8613
01.06. | 13 | 718.6154 | 619.8962 | 290.8613
01.06. | 14 | 718.6154 | 619.8962 | 290.8613
01.06. | 15 | 718.6154 | 619.8962 | 290.8613
01.06. | 16 | 718.6154 | 619.8962 | 290.8613
01.06. | 17 | 718.6154 | 619.8962 | 290.8613
01.06. | 18 | 718.6154 | 619.8962 | 290.8613
01.06. | 19 | 718.6154 | 619.8962 | 290.8613
01.06. | 20 | 718.6154 | 619.8962 | 290.8613
01.06. | 21 | 718.6154 | 619.8962 | 290.8613
01.06. | 22 | 718.6154 | 619.8962 | 290.8613
01.06. | 23 | 718.6154 | 619.8962 | 290.8613
01.06. | 24 | 718.6154 | 619.8962 | 290.8613
02.06. | 1 | 718.6154 | 619.8962 | 290.8613
02.06. | 2 | 718.6154 | 619.8962 | 290.8613
02.06. | 3 | 718.6154 | 619.8962 | 290.8613
02.06. | 4 | 718.6154 | 619.8962 | 290.8613
02.06. | 5 | 718.6154 | 619.8962 | 290.8613
02.06. | 6 | 718.6154 | 619.8962 | 290.8613
02.06. | 7 | 718.6154 | 619.8962 | 290.8613
02.06. | 8 | 718.6154 | 619.8962 | 290.8613
02.06. | 9 | 718.6154 | 619.8962 | 290.8613
02.06. | 10 | 718.6154 | 619.8962 | 290.8613
02.06. | 11 | 718.6154 | 619.8962 | 290.8613
02.06. | 12 | 718.6154 | 619.8962 | 290.8613
02.06. | 13 | 718.6154 | 619.8962 | 290.8613
02.06. | 14 | 718.6154 | 619.8962 | 290.8613
02.06. | 15 | 718.6154 | 619.8962 | 290.8613
02.06. | 16 | 718.6154 | 619.8962 | 290.8613
02.06. | 17 | 718.6154 | 619.8962 | 290.8613
02.06. | 18 | 718.6154 | 619.8962 | 290.8613
02.06. | 19 | 718.6154 | 619.8962 | 290.8613
02.06. | 20 | 718.6154 | 619.8962 | 290.8613
02.06. | 21 | 718.6154 | 619.8962 | 290.8613
02.06. | 22 | 718.6154 | 619.8962 | 290.8613
02.06. | 23 | 718.6154 | 619.8962 | 290.8613
02.06. | 24 | 718.6154 | 619.8962 | 290.8613
03.06. | 1 | 718.6154 | 619.8962 | 290.8613
03.06. | 2 | 718.6154 | 619.8962 | 290.8613
03.06. | 3 | 718.6154 | 619.8962 | 290.8613
03.06. | 4 | 718.6154 | 619.8962 | 290.8613
03.06. | 5 | 718.6154 | 619.8962 | 290.8613
03.06. | 6 | 718.6154 | 619.8962 | 290.8613
03.06. | 7 | 718.6154 | 619.8962 | 290.8613
03.06. | 8 | 718.6154 | 619.8962 | 290.8613
03.06. | 9 | 718.6154 | 619.8962 | 290.8613
03.06. | 10 | 718.6154 | 619.8962 | 290.8613
03.06. | 11 | 718.6154 | 619.8962 | 290.8613
03.06. | 12 | 718.6154 | 619.8962 | 290.8613
03.06. | 13 | 718.6154 | 619.8962 | 290.8613
03.06. | 14 | 718.6154 | 619.8962 | 290.8613
03.06. | 15 | 718.6154 | 619.8962 | 290.8613
03.06. | 16 | 718.6154 | 619.8962 | 290.8613
03.06. | 17 | 718.6154 | 619.8962 | 290.8613
03.06. | 18 | 718.6154 | 619.8962 | 290.8613
03.06. | 19 | 718.6154 | 619.8962 | 290.8613
03.06. | 20 | 718.6154 | 619.8962 | 290.8613
03.06. | 21 | 718.6154 | 619.8962 | 290.8613
03.06. | 22 | 718.6154 | 619.8962 | 290.8613
03.06. | 23 | 718.6154 | 619.8962 | 290.8613
03.06. | 24 | 718.6154 | 619.8962 | 290.8613
04.06. | 1 | 718.6154 | 619.8962 | 290.8613
04.06. | 2 | 718.6154 | 619.8962 | 290.8613
04.06. | 3 | 718.6154 | 619.8962 | 290.8613
04.06. | 4 | 718.6154 | 619.8962 | 290.8613
04.06. | 5 | 718.6154 | 619.8962 | 290.8613
04.06. | 6 | 718.6154 | 619.8962 | 290.8613
04.06. | 7 | 718.6154 | 619.8962 | 290.8613
04.06. | 8 | 718.6154 | 619.8962 | 290.8613
04.06. | 9 | 718.6154 | 619.8962 | 290.8613
04.06. | 10 | 718.6154 | 619.8962 | 290.8613
04.06. | 11 | 718.6154 | 619.8962 | 290.8613
04.06. | 12 | 718.6154 | 619.8962 | 290.8613
04.06. | 13 | 718.6154 | 619.8962 | 290.8613
04.06. | 14 | 718.6154 | 619.8962 | 290.8613
04.06. | 15 | 718.6154 | 619.8962 | 290.8613
04.06. | 16 | 718.6154 | 619.8962 | 290.8613
04.06. | 17 | 718.6154 | 619.8962 | 290.8613
04.06. | 18 | 718.6154 | 619.8962 | 290.8613
04.06. | 19 | 718.6154 | 619.8962 | 290.8613
04.06. | 20 | 718.6154 | 619.8962 | 290.8613
04.06. | 21 | 718.6154 | 619.8962 | 290.8613
04.06. | 22 | 718.6154 | 619.8962 | 290.8613
04.06. | 23 | 718.6154 | 619.8962 | 290.8613
04.06. | 24 | 718.6154 | 619.8962 | 290.8613
05.06. | 1 | 718.6154 | 619.8962 | 290.8613
05.06. | 2 | 718.6154 | 619.8962 | 290.8613
05.06. | 3 | 718.6154 | 619.8962 | 290.8613
05.06. | 4 | 718.6154 | 619.8962 | 290.8613
05.06. | 5 | 718.6154 | 619.8962 | 290.8613
05.06. | 6 | 718.6154 | 619.8962 | 290.8613
05.06. | 7 | 718.6154 | 619.8962 | 290.8613
05.06. | 8 | 718.6154 | 619.8962 | 290.8613
05.06. | 9 | 718.6154 | 619.8962 | 290.8613
05.06. | 10 | 718.6154 | 619.8962 | 290.8613
05.06. | 11 | 718.6154 | 619.8962 | 290.8613
05.06. | 12 | 718.6154 | 619.8962 | 290.8613
05.06. | 13 | 718.6154 | 619.8962 | 290.8613
05.06. | 14 | 718.6154 | 619.8962 | 290.8613
05.06. | 15 | 718.6154 | 619.8962 | 290.8613
05.06. | 16 | 718.6154 | 619.8962 | 290.8613
05.06. | 17 | 718.6154 | 619.8962 | 290.8613
05.06. | 18 | 718.6154 | 619.8962 | 290.8613
05.06. | 19 | 718.6154 | 619.8962 | 290.8613
05.06. | 20 | 718.6154 | 619.8962 | 290.8613
05.06. | 21 | 718.6154 | 619.8962 | 290.8613
05.06. | 22 | 718.6154 | 619.8962 | 290.8613
05.06. | 23 | 718.6154 | 619.8962 | 290.8613
05.06. | 24 | 718.6154 | 619.8962 | 290.8613
06.06. | 1 | 718.6154 | 619.8962 | 290.8613
06.06. | 2 | 718.6154 | 619.8962 | 290.8613
06.06. | 3 | 718.6154 | 619.8962 | 290.8613
06.06. | 4 | 718.6154 | 619.8962 | 290.8613
06.06. | 5 | 718.6154 | 619.8962 | 290.8613
06.06. | 6 | 718.6154 | 619.8962 | 290.8613
06.06. | 7 | 718.6154 | 619.8962 | 290.8613
06.06. | 8 | 718.6154 | 619.8962 | 290.8613
06.06. | 9 | 718.6154 | 619.8962 | 290.8613
06.06. | 10 | 718.6154 | 619.8962 | 290.8613
06.06. | 11 | 718.6154 | 619.8962 | 290.8613
06.06. | 12 | 718.6154 | 619.8962 | 290.8613
06.06. | 13 | 718.6154 | 619.8962 | 290.8613
06.06. | 14 | 718.6154 | 619.8962 | 290.8613
06.06. | 15 | 718.6154 | 619.8962 | 290.8613
06.06. | 16 | 718.6154 | 619.8962 | 290.8613
06.06. | 17 | 718.6154 | 619.8962 | 290.8613
06.06. | 18 | 718.6154 | 619.8962 | 290.8613
06.06. | 19 | 718.6154 | 619.8962 | 290.8613
06.06. | 20 | 718.6154 | 619.8962 | 290.8613
06.06. | 21 | 718.6154 | 619.8962 | 290.8613
06.06. | 22 | 718.6154 | 619.8962 | 290.8613
06.06. | 23 | 718.6154 | 619.8962 | 290.8613
06.06. | 24 | 718.6154 | 619.8962 | 290.8613
07.06. | 1 | 718.6154 | 619.8962 | 290.8613
07.06. | 2 | 718.6154 | 619.8962 | 290.8613
07.06. | 3 | 718.6154 | 619.8962 | 290.8613
07.06. | 4 | 718.6154 | 619.8962 | 290.8613
07.06. | 5 | 718.6154 | 619.8962 | 290.8613
07.06. | 6 | 718.6154 | 619.8962 | 290.8613
07.06. | 7 | 718.6154 | 619.8962 | 290.8613
07.06. | 8 | 718.6154 | 619.8962 | 290.8613
07.06. | 9 | 718.6154 | 619.8962 | 290.8613
07.06. | 10 | 718.6154 | 619.8962 | 290.8613
07.06. | 11 | 718.6154 | 619.8962 | 290.8613
07.06. | 12 | 718.6154 | 619.8962 | 290.8613
07.06. | 13 | 718.6154 | 619.8962 | 290.8613
07.06. | 14 | 718.6154 | 619.8962 | 290.8613
07.06. | 15 | 718.6154 | 619.8962 | 290.8613
07.06. | 16 | 718.6154 | 619.8962 | 290.8613
07.06. | 17 | 718.6154 | 619.8962 | 290.8613
07.06. | 18 | 718.6154 | 619.8962 | 290.8613
07.06. | 19 | 718.6154 | 619.8962 | 290.8613
07.06. | 20 | 718.6154 | 619.8962 | 290.8613
07.06. | 21 | 718.6154 | 619.8962 | 290.8613
07.06. | 22 | 718.6154 | 619.8962 | 290.8613
07.06. | 23 | 718.6154 | 619.8962 | 290.8613
07.06. | 24 | 718.6154 | 619.8962 | 290.8613
08.06. | 1 | 718.6154 | 619.8962 | 290.8613
08.06. | 2 | 718.6154 | 619.8962 | 290.8613
08.06. | 3 | 718.6154 | 619.8962 | 290.8613
08.06. | 4 | 718.6154 | 619.8962 | 290.8613
08.06. | 5 | 718.6154 | 619.8962 | 290.8613
08.06. | 6 | 718.6154 | 619.8962 | 290.8613
08.06. | 7 | 718.6154 | 619.8962 | 290.8613
08.06. | 8 | 718.6154 | 619.8962 | 290.8613
08.06. | 9 | 718.6154 | 619.8962 | 290.8613
08.06. | 10 | 718.6154 | 619.8962 | 290.8613
08.06. | 11 | 718.6154 | 619.8962 | 290.8613
08.06. | 12 | 718.6154 | 619.8962 | 290.8613
08.06. | 13 | 718.6154 | 619.8962 | 290.8613
08.06. | 14 | 718.6154 | 619.8962 | 290.8613
08.06. | 15 | 718.6154 | 619.8962 | 290.8613
08.06. | 16 | 718.6154 | 619.8962 | 290.8613
08.06. | 17 | 718.6154 | 619.8962 | 290.8613
08.06. | 18 | 718.6154 | 619.8962 | 290.8613
08.06. | 19 | 718.6154 | 619.8962 | 290.8613
08.06. | 20 | 718.6154 | 619.8962 | 290.8613
08.06. | 21 | 718.6154 | 619.8962 | 290.8613
08.06. | 22 | 718.6154 | 619.8962 | 290.8613
08.06. | 23 | 718.6154 | 619.8962 | 290.8613
08.06. | 24 | 718.6154 | 619.8962 | 290.8613
09.06. | 1 | 718.6154 | 619.8962 | 290.8613
09.06. | 2 | 718.6154 | 619.8962 | 290.8613
09.06. | 3 | 718.6154 | 619.8962 | 290.8613
09.06. | 4 | 718.6154 | 619.8962 | 290.8613
09.06. | 5 | 718.6154 | 619.8962 | 290.8613
09.06. | 6 | 718.6154 | 619.8962 | 290.8613
09.06. | 7 | 718.6154 | 619.8962 | 290.8613
09.06. | 8 | 718.6154 | 619.8962 | 290.8613
09.06. | 9 | 718.6154 | 619.8962 | 290.8613
09.06. | 10 | 718.6154 | 619.8962 | 290.8613
09.06. | 11 | 718.6154 | 619.8962 | 290.8613
09.06. | 12 | 718.6154 | 619.8962 | 290.8613
09.06. | 13 | 718.6154 | 619.8962 | 290.8613
09.06. | 14 | 718.6154 | 619.8962 | 290.8613
09.06. | 15 | 718.6154 | 619.8962 | 290.8613
09.06. | 16 | 718.6154 | 619.8962 | 290.8613
09.06. | 17 | 718.6154 | 619.8962 | 290.8613
09.06. | 18 | 718.6154 | 619.8962 | 290.8613
09.06. | 19 | 718.6154 | 619.8962 | 290.8613
09.06. | 20 | 718.6154 | 619.8962 | 290.8613
09.06. | 21 | 718.6154 | 619.8962 | 290.8613
09.06. | 22 | 718.6154 | 619.8962 | 290.8613
09.06. | 23 | 718.6154 | 619.8962 | 290.8613
09.06. | 24 | 718.6154 | 619.8962 | 290.8613
10.06. | 1 | 718.6154 | 619.8962 | 290.8613
10.06. | 2 | 718.6154 | 619.8962 | 290.8613
10.06. | 3 | 718.6154 | 619.8962 | 290.8613
10.06. | 4 | 718.6154 | 619.8962 | 290.8613
10.06. | 5 | 718.6154 | 619.8962 | 290.8613
10.06. | 6 | 718.6154 | 619.8962 | 290.8613
10.06. | 7 | 718.6154 | 619.8962 | 290.8613
10.06. | 8 | 718.6154 | 619.8962 | 290.8613
10.06. | 9 | 718.6154 | 619.8962 | 290.8613
10.06. | 10 | 718.6154 | 619.8962 | 290.8613
10.06. | 11 | 718.6154 | 619.8962 | 290.8613
10.06. | 12 | 718.6154 | 619.8962 | 290.8613
10.06. | 13 | 718.6154 | 619.8962 | 290.8613
10.06. | 14 | 718.6154 | 619.8962 | 290.8613
10.06. | 15 | 718.6154 | 619.8962 | 290.8613
10.06. | 16 | 718.6154 | 619.8962 | 290.8613
10.06. | 17 | 718.6154 | 619.8962 | 290.8613
10.06. | 18 | 718.6154 | 619.8962 | 290.8613
10.06. | 19 | 718.6154 | 619.8962 | 290.8613
10.06. | 20 | 718.6154 | 619.8962 | 290.8613
10.06. | 21 | 718.6154 | 619.8962 | 290.8613
10.06. | 22 | 718.6154 | 619.8962 | 290.8613
10.06. | 23 | 718.6154 | 619.8962 | 290.8613
10.06. | 24 | 718.6154 | 619.8962 | 290.8613
11.06. | 1 | 718.6154 | 619.8962 | 290.8613
11.06. | 2 | 718.6154 | 619.8962 | 290.8613
11.06. | 3 | 718.6154 | 619.8962 | 290.8613
11.06. | 4 | 718.6154 | 619.8962 | 290.8613
11.06. | 5 | 718.6154 | 619.8962 | 290.8613
11.06. | 6 | 718.6154 | 619.8962 | 290.8613
11.06. | 7 | 718.6154 | 619.8962 | 290.8613
11.06. | 8 | 718.6154 | 619.8962 | 290.8613
11.06. | 9 | 718.6154 | 619.8962 | 290.8613
11.06. | 10 | 718.6154 | 619.8962 | 290.8613
11.06. | 11 | 718.6154 | 619.8962 | 290.8613
11.06. | 12 | 718.6154 | 619.8962 | 290.8613
11.06. | 13 | 718.6154 | 619.8962 | 290.8613
11.06. | 14 | 718.6154 | 619.8962 | 290.8613
11.06. | 15 | 718.6154 | 619.8962 | 290.8613
11.06. | 16 | 718.6154 | 619.8962 | 290.8613
11.06. | 17 | 718.6154 | 619.8962 | 290.8613
11.06. | 18 | 718.6154 | 619.8962 | 290.8613
11.06. | 19 | 718.6154 | 619.8962 | 290.8613
11.06. | 20 | 718.6154 | 619.8962 | 290.8613
11.06. | 21 | 718.6154 | 619.8962 | 290.8613
11.06. | 22 | 718.6154 | 619.8962 | 290.8613
11.06. | 23 | 718.6154 | 619.8962 | 290.8613
11.06. | 24 | 718.6154 | 619.8962 | 290.8613
12.06. | 1 | 718.6154 | 619.8962 | 290.8613
12.06. | 2 | 718.6154 | 619.8962 | 290.8613
12.06. | 3 | 718.6154 | 619.8962 | 290.8613
12.06. | 4 | 718.6154 | 619.8962 | 290.8613
12.06. | 5 | 718.6154 | 619.8962 | 290.8613
12.06. | 6 | 718.6154 | 619.8962 | 290.8613
12.06. | 7 | 718.6154 | 619.8962 | 290.8613
12.06. | 8 | 718.6154 | 619.8962 | 290.8613
12.06. | 9 | 718.6154 | 619.8962 | 290.8613
12.06. | 10 | 718.6154 | 619.8962 | 290.8613
12.06. | 11 | 718.6154 | 619.8962 | 290.8613
12.06. | 12 | 718.6154 | 619.8962 | 290.8613
12.06. | 13 | 718.6154 | 619.8962 | 290.8613
12.06. | 14 | 718.6154 | 619.8962 | 290.8613
12.06. | 15 | 718.6154 | 619.8962 | 290.8613
12.06. | 16 | 718.6154 | 619.8962 | 290.8613
12.06. | 17 | 718.6154 | 619.8962 | 290.8613
12.06. | 18 | 718.6154 | 619.8962 | 290.8613
12.06. | 19 | 718.6154 | 619.8962 | 290.8613
12.06. | 20 | 718.6154 | 619.8962 | 290.8613
12.06. | 21 | 718.6154 | 619.8962 | 290.8613
12.06. | 22 | 718.6154 | 619.8962 | 290.8613
12.06. | 23 | 718.6154 | 619.8962 | 290.8613
12.06. | 24 | 718.6154 | 619.8962 | 290.8613
13.06. | 1 | 718.6154 | 619.8962 | 290.8613
13.06. | 2 | 718.6154 | 619.8962 | 290.8613
13.06. | 3 | 718.6154 | 619.8962 | 290.8613
13.06. | 4 | 718.6154 | 619.8962 | 290.8613
13.06. | 5 | 718.6154 | 619.8962 | 290.8613
13.06. | 6 | 718.6154 | 619.8962 | 290.8613
13.06. | 7 | 718.6154 | 619.8962 | 290.8613
13.06. | 8 | 718.6154 | 619.8962 | 290.8613
13.06. | 9 | 718.6154 | 619.8962 | 290.8613
13.06. | 10 | 718.6154 | 619.8962 | 290.8613
13.06. | 11 | 718.6154 | 619.8962 | 290.8613
13.06. | 12 | 718.6154 | 619.8962 | 290.8613
13.06. | 13 | 718.6154 | 619.8962 | 290.8613
13.06. | 14 | 718.6154 | 619.8962 | 290.8613
13.06. | 15 | 718.6154 | 619.8962 | 290.8613
13.06. | 16 | 718.6154 | 619.8962 | 290.8613
13.06. | 17 | 718.6154 | 619.8962 | 290.8613
13.06. | 18 | 718.6154 | 619.8962 | 290.8613
13.06. | 19 | 718.6154 | 619.8962 | 290.8613
13.06. | 20 | 718.6154 | 619.8962 | 290.8613
13.06. | 21 | 718.6154 | 619.8962 | 290.8613
13.06. | 22 | 718.6154 | 619.8962 | 290.8613
13.06. | 23 | 718.6154 | 619.8962 | 290.8613
13.06. | 24 | 718.6154 | 619.8962 | 290.8613
14.06. | 1 | 718.6154 | 619.8962 | 290.8613
14.06. | 2 | 718.6154 | 619.8962 | 290.8613
14.06. | 3 | 718.6154 | 619.8962 | 290.8613
14.06. | 4 | 718.6154 | 619.8962 | 290.8613
14.06. | 5 | 718.6154 | 619.8962 | 290.8613
14.06. | 6 | 718.6154 | 619.8962 | 290.8613
14.06. | 7 | 718.6154 | 619.8962 | 290.8613
14.06. | 8 | 718.6154 | 619.8962 | 290.8613
14.06. | 9 | 718.6154 | 619.8962 | 290.8613
14.06. | 10 | 718.6154 | 619.8962 | 290.8613
14.06. | 11 | 718.6154 | 619.8962 | 290.8613
14.06. | 12 | 718.6154 | 619.8962 | 290.8613
14.06. | 13 | 718.6154 | 619.8962 | 290.8613
14.06. | 14 | 718.6154 | 619.8962 | 290.8613
14.06. | 15 | 718.6154 | 619.8962 | 290.8613
14.06. | 16 | 718.6154 | 619.8962 | 290.8613
14.06. | 17 | 718.6154 | 619.8962 | 290.8613
14.06. | 18 | 718.6154 | 619.8962 | 290.8613
14.06. | 19 | 718.6154 | 619.8962 | 290.8613
14.06. | 20 | 718.6154 | 619.8962 | 290.8613
14.06. | 21 | 718.6154 | 619.8962 | 290.8613
14.06. | 22 | 718.6154 | 619.8962 | 290.8613
14.06. | 23 | 718.6154 | 619.8962 | 290.8613
14.06. | 24 | 718.6154 | 619.8962 | 290.8613
15.06. | 1 | 718.6154 | 619.8962 | 290.8613
15.06. | 2 | 718.6154 | 619.8962 | 290.8613
15.06. | 3 | 718.6154 | 619.8962 | 290.8613
15.06. | 4 | 718.6154 | 619.8962 | 290.8613
15.06. | 5 | 718.6154 | 619.8962 | 290.8613
15.06. | 6 | 718.6154 | 619.8962 | 290.8613
15.06. | 7 | 718.6154 | 619.8962 | 290.8613
15.06. | 8 | 718.6154 | 619.8962 | 290.8613
15.06. | 9 | 718.6154 | 619.8962 | 290.8613
15.06. | 10 | 718.6154 | 619.8962 | 290.8613
15.06. | 11 | 718.6154 | 619.8962 | 290.8613
15.06. | 12 | 718.6154 | 619.8962 | 290.8613
15.06. | 13 | 718.6154 | 619.8962 | 290.8613
15.06. | 14 | 718.6154 | 619.8962 | 290.8613
15.06. | 15 | 718.6154 | 619.8962 | 290.8613
15.06. | 16 | 718.6154 | 619.8962 | 290.8613
15.06. | 17 | 718.6154 | 619.8962 | 290.8613
15.06. | 18 | 718.6154 | 619.8962 | 290.8613
15.06. | 19 | 718.6154 | 619.8962 | 290.8613
15.06. | 20 | 718.6154 | 619.8962 | 290.8613
15.06. | 21 | 718.6154 | 619.8962 | 290.8613
15.06. | 22 | 718.6154 | 619.8962 | 290.8613
15.06. | 23 | 718.6154 | 619.8962 | 290.8613
15.06. | 24 | 718.6154 | 619.8962 | 290.8613
16.06. | 1 | 718.6154 | 619.8962 | 290.8613
16.06. | 2 | 718.6154 | 619.8962 | 290.8613
16.06. | 3 | 718.6154 | 619.8962 | 290.8613
16.06. | 4 | 718.6154 | 619.8962 | 290.8613
16.06. | 5 | 718.6154 | 619.8962 | 290.8613
16.06. | 6 | 718.6154 | 619.8962 | 290.8613
16.06. | 7 | 718.6154 | 619.8962 | 290.8613
16.06. | 8 | 718.6154 | 619.8962 | 290.8613
16.06. | 9 | 718.6154 | 619.8962 | 290.8613
16.06. | 10 | 718.6154 | 619.8962 | 290.8613
16.06. | 11 | 718.6154 | 619.8962 | 290.8613
16.06. | 12 | 718.6154 | 619.8962 | 290.8613
16.06. | 13 | 718.6154 | 619.8962 | 290.8613
16.06. | 14 | 718.6154 | 619.8962 | 290.8613
16.06. | 15 | 718.6154 | 619.8962 | 290.8613
16.06. | 16 | 718.6154 | 619.8962 | 290.8613
16.06. | 17 | 718.6154 | 619.8962 | 290.8613
16.06. | 18 | 718.6154 | 619.8962 | 290.8613
16.06. | 19 | 718.6154 | 619.8962 | 290.8613
16.06. | 20 | 718.6154 | 619.8962 | 290.8613
16.06. | 21 | 718.6154 | 619.8962 | 290.8613
16.06. | 22 | 718.6154 | 619.8962 | 290.8613
16.06. | 23 | 718.6154 | 619.8962 | 290.8613
16.06. | 24 | 718.6154 | 619.8962 | 290.8613
17.06. | 1 | 718.6154 | 619.8962 | 290.8613
17.06. | 2 | 718.6154 | 619.8962 | 290.8613
17.06. | 3 | 718.6154 | 619.8962 | 290.8613
17.06. | 4 | 718.6154 | 619.8962 | 290.8613
17.06. | 5 | 718.6154 | 619.8962 | 290.8613
17.06. | 6 | 718.6154 | 619.8962 | 290.8613
17.06. | 7 | 718.6154 | 619.8962 | 290.8613
17.06. | 8 | 718.6154 | 619.8962 | 290.8613
17.06. | 9 | 718.6154 | 619.8962 | 290.8613
17.06. | 10 | 718.6154 | 619.8962 | 290.8613
17.06. | 11 | 718.6154 | 619.8962 | 290.8613
17.06. | 12 | 718.6154 | 619.8962 | 290.8613
17.06. | 13 | 718.6154 | 619.8962 | 290.8613
17.06. | 14 | 718.6154 | 619.8962 | 290.8613
17.06. | 15 | 718.6154 | 619.8962 | 290.8613
17.06. | 16 | 718.6154 | 619.8962 | 290.8613
17.06. | 17 | 718.6154 | 619.8962 | 290.8613
17.06. | 18 | 718.6154 | 619.8962 | 290.8613
17.06. | 19 | 718.6154 | 619.8962 | 290.8613
17.06. | 20 | 718.6154 | 619.8962 | 290.8613
17.06. | 21 | 718.6154 | 619.8962 | 290.8613
17.06. | 22 | 718.6154 | 619.8962 | 290.8613
17.06. | 23 | 718.6154 | 619.8962 | 290.8613
17.06. | 24 | 718.6154 | 619.8962 | 290.8613
18.06. | 1 | 718.6154 | 619.8962 | 290.8613
18.06. | 2 | 718.6154 | 619.8962 | 290.8613
18.06. | 3 | 718.6154 | 619.8962 | 290.8613
18.06. | 4 | 718.6154 | 619.8962 | 290.8613
18.06. | 5 | 718.6154 | 619.8962 | 290.8613
18.06. | 6 | 718.6154 | 619.8962 | 290.8613
18.06. | 7 | 718.6154 | 619.8962 | 290.8613
18.06. | 8 | 718.6154 | 619.8962 | 290.8613
18.06. | 9 | 718.6154 | 619.8962 | 290.8613
18.06. | 10 | 718.6154 | 619.8962 | 290.8613
18.06. | 11 | 718.6154 | 619.8962 | 290.8613
18.06. | 12 | 718.6154 | 619.8962 | 290.8613
18.06. | 13 | 718.6154 | 619.8962 | 290.8613
18.06. | 14 | 718.6154 | 619.8962 | 290.8613
18.06. | 15 | 718.6154 | 619.8962 | 290.8613
18.06. | 16 | 718.6154 | 619.8962 | 290.8613
18.06. | 17 | 718.6154 | 619.8962 | 290.8613
18.06. | 18 | 718.6154 | 619.8962 | 290.8613
18.06. | 19 | 718.6154 | 619.8962 | 290.8613
18.06. | 20 | 718.6154 | 619.8962 | 290.8613
18.06. | 21 | 718.6154 | 619.8962 | 290.8613
18.06. | 22 | 718.6154 | 619.8962 | 290.8613
18.06. | 23 | 718.6154 | 619.8962 | 290.8613
18.06. | 24 | 718.6154 | 619.8962 | 290.8613
19.06. | 1 | 718.6154 | 619.8962 | 290.8613
19.06. | 2 | 718.6154 | 619.8962 | 290.8613
19.06. | 3 | 718.6154 | 619.8962 | 290.8613
19.06. | 4 | 718.6154 | 619.8962 | 290.8613
19.06. | 5 | 718.6154 | 619.8962 | 290.8613
19.06. | 6 | 718.6154 | 619.8962 | 290.8613
19.06. | 7 | 718.6154 | 619.8962 | 290.8613
19.06. | 8 | 718.6154 | 619.8962 | 290.8613
19.06. | 9 | 718.6154 | 619.8962 | 290.8613
19.06. | 10 | 718.6154 | 619.8962 | 290.8613
19.06. | 11 | 718.6154 | 619.8962 | 290.8613
19.06. | 12 | 718.6154 | 619.8962 | 290.8613
19.06. | 13 | 718.6154 | 619.8962 | 290.8613
19.06. | 14 | 718.6154 | 619.8962 | 290.8613
19.06. | 15 | 718.6154 | 619.8962 | 290.8613
19.06. | 16 | 718.6154 | 619.8962 | 290.8613
19.06. | 17 | 718.6154 | 619.8962 | 290.8613
19.06. | 18 | 718.6154 | 619.8962 | 290.8613
19.06. | 19 | 718.6154 | 619.8962 | 290.8613
19.06. | 20 | 718.6154 | 619.8962 | 290.8613
19.06. | 21 | 718.6154 | 619.8962 | 290.8613
19.06. | 22 | 718.6154 | 619.8962 | 290.8613
19.06. | 23 | 718.6154 | 619.8962 | 290.8613
19.06. | 24 | 718.6154 | 619.8962 | 290.8613
20.06. | 1 | 718.6154 | 619.8962 | 290.8613
20.06. | 2 | 718.6154 | 619.8962 | 290.8613
20.06. | 3 | 718.6154 | 619.8962 | 290.8613
20.06. | 4 | 718.6154 | 619.8962 | 290.8613
20.06. | 5 | 718.6154 | 619.8962 | 290.8613
20.06. | 6 | 718.6154 | 619.8962 | 290.8613
20.06. | 7 | 718.6154 | 619.8962 | 290.8613
20.06. | 8 | 718.6154 | 619.8962 | 290.8613
20.06. | 9 | 718.6154 | 619.8962 | 290.8613
20.06. | 10 | 718.6154 | 619.8962 | 290.8613
20.06. | 11 | 718.6154 | 619.8962 | 290.8613
20.06. | 12 | 718.6154 | 619.8962 | 290.8613
20.06. | 13 | 718.6154 | 619.8962 | 290.8613
20.06. | 14 | 718.6154 | 619.8962 | 290.8613
20.06. | 15 | 718.6154 | 619.8962 | 290.8613
20.06. | 16 | 718.6154 | 619.8962 | 290.8613
20.06. | 17 | 718.6154 | 619.8962 | 290.8613
20.06. | 18 | 718.6154 | 619.8962 | 290.8613
20.06. | 19 | 718.6154 | 619.8962 | 290.8613
20.06. | 20 | 718.6154 | 619.8962 | 290.8613
20.06. | 21 | 718.6154 | 619.8962 | 290.8613
20.06. | 22 | 718.6154 | 619.8962 | 290.8613
20.06. | 23 | 718.6154 | 619.8962 | 290.8613
20.06. | 24 | 718.6154 | 619.8962 | 290.8613
21.06. | 1 | 718.6154 | 619.8962 | 290.8613
21.06. | 2 | 718.6154 | 619.8962 | 290.8613
21.06. | 3 | 718.6154 | 619.8962 | 290.8613
21.06. | 4 | 718.6154 | 619.8962 | 290.8613
21.06. | 5 | 718.6154 | 619.8962 | 290.8613
21.06. | 6 | 718.6154 | 619.8962 | 290.8613
21.06. | 7 | 718.6154 | 619.8962 | 290.8613
21.06. | 8 | 718.6154 | 619.8962 | 290.8613
21.06. | 9 | 718.6154 | 619.8962 | 290.8613
21.06. | 10 | 718.6154 | 619.8962 | 290.8613
21.06. | 11 | 718.6154 | 619.8962 | 290.8613
21.06. | 12 | 718.6154 | 619.8962 | 290.8613
21.06. | 13 | 718.6154 | 619.8962 | 290.8613
21.06. | 14 | 718.6154 | 619.8962 | 290.8613
21.06. | 15 | 718.6154 | 619.8962 | 290.8613
21.06. | 16 | 718.6154 | 619.8962 | 290.8613
21.06. | 17 | 718.6154 | 619.8962 | 290.8613
21.06. | 18 | 718.6154 | 619.8962 | 290.8613
21.06. | 19 | 718.6154 | 619.8962 | 290.8613
21.06. | 20 | 718.6154 | 619.8962 | 290.8613
21.06. | 21 | 718.6154 | 619.8962 | 290.8613
21.06. | 22 | 718.6154 | 619.8962 | 290.8613
21.06. | 23 | 718.6154 | 619.8962 | 290.8613
21.06. | 24 | 718.6154 | 619.8962 | 290.8613
22.06. | 1 | 718.6154 | 619.8962 | 290.8613
22.06. | 2 | 718.6154 | 619.8962 | 290.8613
22.06. | 3 | 718.6154 | 619.8962 | 290.8613
22.06. | 4 | 718.6154 | 619.8962 | 290.8613
22.06. | 5 | 718.6154 | 619.8962 | 290.8613
22.06. | 6 | 718.6154 | 619.8962 | 290.8613
22.06. | 7 | 718.6154 | 619.8962 | 290.8613
22.06. | 8 | 718.6154 | 619.8962 | 290.8613
22.06. | 9 | 718.6154 | 619.8962 | 290.8613
22.06. | 10 | 718.6154 | 619.8962 | 290.8613
22.06. | 11 | 718.6154 | 619.8962 | 290.8613
22.06. | 12 | 718.6154 | 619.8962 | 290.8613
22.06. | 13 | 718.6154 | 619.8962 | 290.8613
22.06. | 14 | 718.6154 | 619.8962 | 290.8613
22.06. | 15 | 718.6154 | 619.8962 | 290.8613
22.06. | 16 | 718.6154 | 619.8962 | 290.8613
22.06. | 17 | 718.6154 | 619.8962 | 290.8613
22.06. | 18 | 718.6154 | 619.8962 | 290.8613
22.06. | 19 | 718.6154 | 619.8962 | 290.8613
22.06. | 20 | 718.6154 | 619.8962 | 290.8613
22.06. | 21 | 718.6154 | 619.8962 | 290.8613
22.06. | 22 | 718.6154 | 619.8962 | 290.8613
22.06. | 23 | 718.6154 | 619.8962 | 290.8613
22.06. | 24 | 718.6154 | 619.8962 | 290.8613
23.06. | 1 | 718.6154 | 619.8962 | 290.8613
23.06. | 2 | 718.6154 | 619.8962 | 290.8613
23.06. | 3 | 718.6154 | 619.8962 | 290.8613
23.06. | 4 | 718.6154 | 619.8962 | 290.8613
23.06. | 5 | 718.6154 | 619.8962 | 290.8613
23.06. | 6 | 718.6154 | 619.8962 | 290.8613
23.06. | 7 | 718.6154 | 619.8962 | 290.8613
23.06. | 8 | 718.6154 | 619.8962 | 290.8613
23.06. | 9 | 718.6154 | 619.8962 | 290.8613
23.06. | 10 | 718.6154 | 619.8962 | 290.8613
23.06. | 11 | 718.6154 | 619.8962 | 290.8613
23.06. | 12 | 718.6154 | 619.8962 | 290.8613
23.06. | 13 | 718.6154 | 619.8962 | 290.8613
23.06. | 14 | 718.6154 | 619.8962 | 290.8613
23.06. | 15 | 718.6154 | 619.8962 | 290.8613
23.06. | 16 | 718.6154 | 619.8962 | 290.8613
23.06. | 17 | 718.6154 | 619.8962 | 290.8613
23.06. | 18 | 718.6154 | 619.8962 | 290.8613
23.06. | 19 | 718.6154 | 619.8962 | 290.8613
23.06. | 20 | 718.6154 | 619.8962 | 290.8613
23.06. | 21 | 718.6154 | 619.8962 | 290.8613
23.06. | 22 | 718.6154 | 619.8962 | 290.8613
23.06. | 23 | 718.6154 | 619.8962 | 290.8613
23.06. | 24 | 718.6154 | 619.8962 | 290.8613
24.06. | 1 | 718.6154 | 619.8962 | 290.8613
24.06. | 2 | 718.6154 | 619.8962 | 290.8613
24.06. | 3 | 718.6154 | 619.8962 | 290.8613
24.06. | 4 | 718.6154 | 619.8962 | 290.8613
24.06. | 5 | 718.6154 | 619.8962 | 290.8613
24.06. | 6 | 718.6154 | 619.8962 | 290.8613
24.06. | 7 | 718.6154 | 619.8962 | 290.8613
24.06. | 8 | 718.6154 | 619.8962 | 290.8613
24.06. | 9 | 718.6154 | 619.8962 | 290.8613
24.06. | 10 | 718.6154 | 619.8962 | 290.8613
24.06. | 11 | 718.6154 | 619.8962 | 290.8613
24.06. | 12 | 718.6154 | 619.8962 | 290.8613
24.06. | 13 | 718.6154 | 619.8962 | 290.8613
24.06. | 14 | 718.6154 | 619.8962 | 290.8613
24.06. | 15 | 718.6154 | 619.8962 | 290.8613
24.06. | 16 | 718.6154 | 619.8962 | 290.8613
24.06. | 17 | 718.6154 | 619.8962 | 290.8613
24.06. | 18 | 718.6154 | 619.8962 | 290.8613
24.06. | 19 | 718.6154 | 619.8962 | 290.8613
24.06. | 20 | 718.6154 | 619.8962 | 290.8613
24.06. | 21 | 718.6154 | 619.8962 | 290.8613
24.06. | 22 | 718.6154 | 619.8962 | 290.8613
24.06. | 23 | 718.6154 | 619.8962 | 290.8613
24.06. | 24 | 718.6154 | 619.8962 | 290.8613
25.06. | 1 | 718.6154 | 619.8962 | 290.8613
25.06. | 2 | 718.6154 | 619.8962 | 290.8613
25.06. | 3 | 718.6154 | 619.8962 | 290.8613
25.06. | 4 | 718.6154 | 619.8962 | 290.8613
25.06. | 5 | 718.6154 | 619.8962 | 290.8613
25.06. | 6 | 718.6154 | 619.8962 | 290.8613
25.06. | 7 | 718.6154 | 619.8962 | 290.8613
25.06. | 8 | 718.6154 | 619.8962 | 290.8613
25.06. | 9 | 718.6154 | 619.8962 | 290.8613
25.06. | 10 | 718.6154 | 619.8962 | 290.8613
25.06. | 11 | 718.6154 | 619.8962 | 290.8613
25.06. | 12 | 718.6154 | 619.8962 | 290.8613
25.06. | 13 | 718.6154 | 619.8962 | 290.8613
25.06. | 14 | 718.6154 | 619.8962 | 290.8613
25.06. | 15 | 718.6154 | 619.8962 | 290.8613
25.06. | 16 | 718.6154 | 619.8962 | 290.8613
25.06. | 17 | 718.6154 | 619.8962 | 290.8613
25.06. | 18 | 718.6154 | 619.8962 | 290.8613
25.06. | 19 | 718.6154 | 619.8962 | 290.8613
25.06. | 20 | 718.6154 | 619.8962 | 290.8613
25.06. | 21 | 718.6154 | 619.8962 | 290.8613
25.06. | 22 | 718.6154 | 619.8962 | 290.8613
25.06. | 23 | 718.6154 | 619.8962 | 290.8613
25.06. | 24 | 718.6154 | 619.8962 | 290.8613
26.06. | 1 | 718.6154 | 619.8962 | 290.8613
26.06. | 2 | 718.6154 | 619.8962 | 290.8613
26.06. | 3 | 718.6154 | 619.8962 | 290.8613
26.06. | 4 | 718.6154 | 619.8962 | 290.8613
26.06. | 5 | 718.6154 | 619.8962 | 290.8613
26.06. | 6 | 718.6154 | 619.8962 | 290.8613
26.06. | 7 | 718.6154 | 619.8962 | 290.8613
26.06. | 8 | 718.6154 | 619.8962 | 290.8613
26.06. | 9 | 718.6154 | 619.8962 | 290.8613
26.06. | 10 | 718.6154 | 619.8962 | 290.8613
26.06. | 11 | 718.6154 | 619.8962 | 290.8613
26.06. | 12 | 718.6154 | 619.8962 | 290.8613
26.06. | 13 | 718.6154 | 619.8962 | 290.8613
26.06. | 14 | 718.6154 | 619.8962 | 290.8613
26.06. | 15 | 718.6154 | 619.8962 | 290.8613
26.06. | 16 | 718.6154 | 619.8962 | 290.8613
26.06. | 17 | 718.6154 | 619.8962 | 290.8613
26.06. | 18 | 718.6154 | 619.8962 | 290.8613
26.06. | 19 | 718.6154 | 619.8962 | 290.8613
26.06. | 20 | 718.6154 | 619.8962 | 290.8613
26.06. | 21 | 718.6154 | 619.8962 | 290.8613
26.06. | 22 | 718.6154 | 619.8962 | 290.8613
26.06. | 23 | 718.6154 | 619.8962 | 290.8613
26.06. | 24 | 718.6154 | 619.8962 | 290.8613
27.06. | 1 | 718.6154 | 619.8962 | 290.8613
27.06. | 2 | 718.6154 | 619.8962 | 290.8613
27.06. | 3 | 718.6154 | 619.8962 | 290.8613
27.06. | 4 | 718.6154 | 619.8962 | 290.8613
27.06. | 5 | 718.6154 | 619.8962 | 290.8613
27.06. | 6 | 718.6154 | 619.8962 | 290.8613
27.06. | 7 | 718.6154 | 619.8962 | 290.8613
27.06. | 8 | 718.6154 | 619.8962 | 290.8613
27.06. | 9 | 718.6154 | 619.8962 | 290.8613
27.06. | 10 | 718.6154 | 619.8962 | 290.8613
27.06. | 11 | 718.6154 | 619.8962 | 290.8613
27.06. | 12 | 718.6154 | 619.8962 | 290.8613
27.06. | 13 | 718.6154 | 619.8962 | 290.8613
27.06. | 14 | 718.6154 | 619.8962 | 290.8613
27.06. | 15 | 718.6154 | 619.8962 | 290.8613
27.06. | 16 | 718.6154 | 619.8962 | 290.8613
27.06. | 17 | 718.6154 | 619.8962 | 290.8613
27.06. | 18 | 718.6154 | 619.8962 | 290.8613
27.06. | 19 | 718.6154 | 619.8962 | 290.8613
27.06. | 20 | 718.6154 | 619.8962 | 290.8613
27.06. | 21 | 718.6154 | 619.8962 | 290.8613
27.06. | 22 | 718.6154 | 619.8962 | 290.8613
27.06. | 23 | 718.6154 | 619.8962 | 290.8613
27.06. | 24 | 718.6154 | 619.8962 | 290.8613
28.06. | 1 | 718.6154 | 619.8962 | 290.8613
28.06. | 2 | 718.6154 | 619.8962 | 290.8613
28.06. | 3 | 718.6154 | 619.8962 | 290.8613
28.06. | 4 | 718.6154 | 619.8962 | 290.8613
28.06. | 5 | 718.6154 | 619.8962 | 290.8613
28.06. | 6 | 718.6154 | 619.8962 | 290.8613
28.06. | 7 | 718.6154 | 619.8962 | 290.8613
28.06. | 8 | 718.6154 | 619.8962 | 290.8613
28.06. | 9 | 718.6154 | 619.8962 | 290.8613
28.06. | 10 | 718.6154 | 619.8962 | 290.8613
28.06. | 11 | 718.6154 | 619.8962 | 290.8613
28.06. | 12 | 718.6154 | 619.8962 | 290.8613
28.06. | 13 | 718.6154 | 619.8962 | 290.8613
28.06. | 14 | 718.6154 | 619.8962 | 290.8613
28.06. | 15 | 718.6154 | 619.8962 | 290.8613
28.06. | 16 | 718.6154 | 619.8962 | 290.8613
28.06. | 17 | 718.6154 | 619.8962 | 290.8613
28.06. | 18 | 718.6154 | 619.8962 | 290.8613
28.06. | 19 | 718.6154 | 619.8962 | 290.8613
28.06. | 20 | 718.6154 | 619.8962 | 290.8613
28.06. | 21 | 718.6154 | 619.8962 | 290.8613
28.06. | 22 | 718.6154 | 619.8962 | 290.8613
28.06. | 23 | 718.6154 | 619.8962 | 290.8613
28.06. | 24 | 718.6154 | 619.8962 | 290.8613
29.06. | 1 | 718.6154 | 619.8962 | 290.8613
29.06. | 2 | 718.6154 | 619.8962 | 290.8613
29.06. | 3 | 718.6154 | 619.8962 | 290.8613
29.06. | 4 | 718.6154 | 619.8962 | 290.8613
29.06. | 5 | 718.6154 | 619.8962 | 290.8613
29.06. | 6 | 718.6154 | 619.8962 | 290.8613
29.06. | 7 | 718.6154 | 619.8962 | 290.8613
29.06. | 8 | 718.6154 | 619.8962 | 290.8613
29.06. | 9 | 718.6154 | 619.8962 | 290.8613
29.06. | 10 | 718.6154 | 619.8962 | 290.8613
29.06. | 11 | 718.6154 | 619.8962 | 290.8613
29.06. | 12 | 718.6154 | 619.8962 | 290.8613
29.06. | 13 | 718.6154 | 619.8962 | 290.8613
29.06. | 14 | 718.6154 | 619.8962 | 290.8613
29.06. | 15 | 718.6154 | 619.8962 | 290.8613
29.06. | 16 | 718.6154 | 619.8962 | 290.8613
29.06. | 17 | 718.6154 | 619.8962 | 290.8613
29.06. | 18 | 718.6154 | 619.8962 | 290.8613
29.06. | 19 | 718.6154 | 619.8962 | 290.8613
29.06. | 20 | 718.6154 | 619.8962 | 290.8613
29.06. | 21 | 718.6154 | 619.8962 | 290.8613
29.06. | 22 | 718.6154 | 619.8962 | 290.8613
29.06. | 23 | 718.6154 | 619.8962 | 290.8613
29.06. | 24 | 718.6154 | 619.8962 | 290.8613
30.06. | 1 | 718.6154 | 619.8962 | 290.8613
30.06. | 2 | 718.6154 | 619.8962 | 290.8613
30.06. | 3 | 718.6154 | 619.8962 | 290.8613
30.06. | 4 | 718.6154 | 619.8962 | 290.8613
30.06. | 5 | 718.6154 | 619.8962 | 290.8613
30.06. | 6 | 718.6154 | 619.8962 | 290.8613
30.06. | 7 | 718.6154 | 619.8962 | 290.8613
30.06. | 8 | 718.6154 | 619.8962 | 290.8613
30.06. | 9 | 718.6154 | 619.8962 | 290.8613
30.06. | 10 | 718.6154 | 619.8962 | 290.8613
30.06. | 11 | 718.6154 | 619.8962 | 290.8613
30.06. | 12 | 718.6154 | 619.8962 | 290.8613
30.06. | 13 | 718.6154 | 619.8962 | 290.8613
30.06. | 14 | 718.6154 | 619.8962 | 290.8613
30.06. | 15 | 718.6154 | 619.8962 | 290.8613
30.06. | 16 | 718.6154 | 619.8962 | 290.8613
30.06. | 17 | 718.6154 | 619.8962 | 290.8613
30.06. | 18 | 718.6154 | 619.8962 | 290.8613
30.06. | 19 | 718.6154 | 619.8962 | 290.8613
30.06. | 20 | 718.6154 | 619.8962 | 290.8613
30.06. | 21 | 718.6154 | 619.8962 | 290.8613
30.06. | 22 | 718.6154 | 619.8962 | 290.8613
30.06. | 23 | 718.6154 | 619.8962 | 290.8613
30.06. | 24 | 718.6154 | 619.8962 | 290.8613
01.07. | 1 | 718.6154 | 619.8962 | 290.8613
01.07. | 2 | 718.6154 | 619.8962 | 290.8613
01.07. | 3 | 718.6154 | 619.8962 | 290.8613
01.07. | 4 | 718.6154 | 619.8962 | 290.8613
01.07. | 5 | 718.6154 | 619.8962 | 290.8613
01.07. | 6 | 718.6154 | 619.8962 | 290.8613
01.07. | 7 | 718.6154 | 619.8962 | 290.8613
01.07. | 8 | 718.6154 | 619.8962 | 290.8613
01.07. | 9 | 718.6154 | 619.8962 | 290.8613
01.07. | 10 | 718.6154 | 619.8962 | 290.8613
01.07. | 11 | 718.6154 | 619.8962 | 290.8613
01.07. | 12 | 718.6154 | 619.8962 | 290.8613
01.07. | 13 | 718.6154 | 619.8962 | 290.8613
01.07. | 14 | 718.6154 | 619.8962 | 290.8613
01.07. | 15 | 718.6154 | 619.8962 | 290.8613
01.07. | 16 | 718.6154 | 619.8962 | 290.8613
01.07. | 17 | 718.6154 | 619.8962 | 290.8613
01.07. | 18 | 718.6154 | 619.8962 | 290.8613
01.07. | 19 | 718.6154 | 619.8962 | 290.8613
01.07. | 20 | 718.6154 | 619.8962 | 290.8613
01.07. | 21 | 718.6154 | 619.8962 | 290.8613
01.07. | 22 | 718.6154 | 619.8962 | 290.8613
01.07. | 23 | 718.6154 | 619.8962 | 290.8613
01.07. | 24 | 718.6154 | 619.8962 | 290.8613
02.07. | 1 | 718.6154 | 619.8962 | 290.8613
02.07. | 2 | 718.6154 | 619.8962 | 290.8613
02.07. | 3 | 718.6154 | 619.8962 | 290.8613
02.07. | 4 | 718.6154 | 619.8962 | 290.8613
02.07. | 5 | 718.6154 | 619.8962 | 290.8613
02.07. | 6 | 718.6154 | 619.8962 | 290.8613
02.07. | 7 | 718.6154 | 619.8962 | 290.8613
02.07. | 8 | 718.6154 | 619.8962 | 290.8613
02.07. | 9 | 718.6154 | 619.8962 | 290.8613
02.07. | 10 | 718.6154 | 619.8962 | 290.8613
02.07. | 11 | 718.6154 | 619.8962 | 290.8613
02.07. | 12 | 718.6154 | 619.8962 | 290.8613
02.07. | 13 | 718.6154 | 619.8962 | 290.8613
02.07. | 14 | 718.6154 | 619.8962 | 290.8613
02.07. | 15 | 718.6154 | 619.8962 | 290.8613
02.07. | 16 | 718.6154 | 619.8962 | 290.8613
02.07. | 17 | 718.6154 | 619.8962 | 290.8613
02.07. | 18 | 718.6154 | 619.8962 | 290.8613
02.07. | 19 | 718.6154 | 619.8962 | 290.8613
02.07. | 20 | 718.6154 | 619.8962 | 290.8613
02.07. | 21 | 718.6154 | 619.8962 | 290.8613
02.07. | 22 | 718.6154 | 619.8962 | 290.8613
02.07. | 23 | 718.6154 | 619.8962 | 290.8613
02.07. | 24 | 718.6154 | 619.8962 | 290.8613
03.07. | 1 | 718.6154 | 619.8962 | 290.8613
03.07. | 2 | 718.6154 | 619.8962 | 290.8613
03.07. | 3 | 718.6154 | 619.8962 | 290.8613
03.07. | 4 | 718.6154 | 619.8962 | 290.8613
03.07. | 5 | 718.6154 | 619.8962 | 290.8613
03.07. | 6 | 718.6154 | 619.8962 | 290.8613
03.07. | 7 | 718.6154 | 619.8962 | 290.8613
03.07. | 8 | 718.6154 | 619.8962 | 290.8613
03.07. | 9 | 718.6154 | 619.8962 | 290.8613
03.07. | 10 | 718.6154 | 619.8962 | 290.8613
03.07. | 11 | 718.6154 | 619.8962 | 290.8613
03.07. | 12 | 718.6154 | 619.8962 | 290.8613
03.07. | 13 | 718.6154 | 619.8962 | 290.8613
03.07. | 14 | 718.6154 | 619.8962 | 290.8613
03.07. | 15 | 718.6154 | 619.8962 | 290.8613
03.07. | 16 | 718.6154 | 619.8962 | 290.8613
03.07. | 17 | 718.6154 | 619.8962 | 290.8613
03.07. | 18 | 718.6154 | 619.8962 | 290.8613
03.07. | 19 | 718.6154 | 619.8962 | 290.8613
03.07. | 20 | 718.6154 | 619.8962 | 290.8613
03.07. | 21 | 718.6154 | 619.8962 | 290.8613
03.07. | 22 | 718.6154 | 619.8962 | 290.8613
03.07. | 23 | 718.6154 | 619.8962 | 290.8613
03.07. | 24 | 718.6154 | 619.8962 | 290.8613
04.07. | 1 | 718.6154 | 619.8962 | 290.8613
04.07. | 2 | 718.6154 | 619.8962 | 290.8613
04.07. | 3 | 718.6154 | 619.8962 | 290.8613
04.07. | 4 | 718.6154 | 619.8962 | 290.8613
04.07. | 5 | 718.6154 | 619.8962 | 290.8613
04.07. | 6 | 718.6154 | 619.8962 | 290.8613
04.07. | 7 | 718.6154 | 619.8962 | 290.8613
04.07. | 8 | 718.6154 | 619.8962 | 290.8613
04.07. | 9 | 718.6154 | 619.8962 | 290.8613
04.07. | 10 | 718.6154 | 619.8962 | 290.8613
04.07. | 11 | 718.6154 | 619.8962 | 290.8613
04.07. | 12 | 718.6154 | 619.8962 | 290.8613
04.07. | 13 | 718.6154 | 619.8962 | 290.8613
04.07. | 14 | 718.6154 | 619.8962 | 290.8613
04.07. | 15 | 718.6154 | 619.8962 | 290.8613
04.07. | 16 | 718.6154 | 619.8962 | 290.8613
04.07. | 17 | 718.6154 | 619.8962 | 290.8613
04.07. | 18 | 718.6154 | 619.8962 | 290.8613
04.07. | 19 | 718.6154 | 619.8962 | 290.8613
04.07. | 20 | 718.6154 | 619.8962 | 290.8613
04.07. | 21 | 718.6154 | 619.8962 | 290.8613
04.07. | 22 | 718.6154 | 619.8962 | 290.8613
04.07. | 23 | 718.6154 | 619.8962 | 290.8613
04.07. | 24 | 718.6154 | 619.8962 | 290.8613
05.07. | 1 | 718.6154 | 619.8962 | 290.8613
05.07. | 2 | 718.6154 | 619.8962 | 290.8613
05.07. | 3 | 718.6154 | 619.8962 | 290.8613
05.07. | 4 | 718.6154 | 619.8962 | 290.8613
05.07. | 5 | 718.6154 | 619.8962 | 290.8613
05.07. | 6 | 718.6154 | 619.8962 | 290.8613
05.07. | 7 | 718.6154 | 619.8962 | 290.8613
05.07. | 8 | 718.6154 | 619.8962 | 290.8613
05.07. | 9 | 718.6154 | 619.8962 | 290.8613
05.07. | 10 | 718.6154 | 619.8962 | 290.8613
05.07. | 11 | 718.6154 | 619.8962 | 290.8613
05.07. | 12 | 718.6154 | 619.8962 | 290.8613
05.07. | 13 | 718.6154 | 619.8962 | 290.8613
05.07. | 14 | 718.6154 | 619.8962 | 290.8613
05.07. | 15 | 718.6154 | 619.8962 | 290.8613
05.07. | 16 | 718.6154 | 619.8962 | 290.8613
05.07. | 17 | 718.6154 | 619.8962 | 290.8613
05.07. | 18 | 718.6154 | 619.8962 | 290.8613
05.07. | 19 | 718.6154 | 619.8962 | 290.8613
05.07. | 20 | 718.6154 | 619.8962 | 290.8613
05.07. | 21 | 718.6154 | 619.8962 | 290.8613
05.07. | 22 | 718.6154 | 619.8962 | 290.8613
05.07. | 23 | 718.6154 | 619.8962 | 290.8613
05.07. | 24 | 718.6154 | 619.8962 | 290.8613
06.07. | 1 | 718.6154 | 619.8962 | 290.8613
06.07. | 2 | 718.6154 | 619.8962 | 290.8613
06.07. | 3 | 718.6154 | 619.8962 | 290.8613
06.07. | 4 | 718.6154 | 619.8962 | 290.8613
06.07. | 5 | 718.6154 | 619.8962 | 290.8613
06.07. | 6 | 718.6154 | 619.8962 | 290.8613
06.07. | 7 | 718.6154 | 619.8962 | 290.8613
06.07. | 8 | 718.6154 | 619.8962 | 290.8613
06.07. | 9 | 718.6154 | 619.8962 | 290.8613
06.07. | 10 | 718.6154 | 619.8962 | 290.8613
06.07. | 11 | 718.6154 | 619.8962 | 290.8613
06.07. | 12 | 718.6154 | 619.8962 | 290.8613
06.07. | 13 | 718.6154 | 619.8962 | 290.8613
06.07. | 14 | 718.6154 | 619.8962 | 290.8613
06.07. | 15 | 718.6154 | 619.8962 | 290.8613
06.07. | 16 | 718.6154 | 619.8962 | 290.8613
06.07. | 17 | 718.6154 | 619.8962 | 290.8613
06.07. | 18 | 718.6154 | 619.8962 | 290.8613
06.07. | 19 | 718.6154 | 619.8962 | 290.8613
06.07. | 20 | 718.6154 | 619.8962 | 290.8613
06.07. | 21 | 718.6154 | 619.8962 | 290.8613
06.07. | 22 | 718.6154 | 619.8962 | 290.8613
06.07. | 23 | 718.6154 | 619.8962 | 290.8613
06.07. | 24 | 718.6154 | 619.8962 | 290.8613
07.07. | 1 | 718.6154 | 619.8962 | 290.8613
07.07. | 2 | 718.6154 | 619.8962 | 290.8613
07.07. | 3 | 718.6154 | 619.8962 | 290.8613
07.07. | 4 | 718.6154 | 619.8962 | 290.8613
07.07. | 5 | 718.6154 | 619.8962 | 290.8613
07.07. | 6 | 718.6154 | 619.8962 | 290.8613
07.07. | 7 | 718.6154 | 619.8962 | 290.8613
07.07. | 8 | 718.6154 | 619.8962 | 290.8613
07.07. | 9 | 718.6154 | 619.8962 | 290.8613
07.07. | 10 | 718.6154 | 619.8962 | 290.8613
07.07. | 11 | 718.6154 | 619.8962 | 290.8613
07.07. | 12 | 718.6154 | 619.8962 | 290.8613
07.07. | 13 | 718.6154 | 619.8962 | 290.8613
07.07. | 14 | 718.6154 | 619.8962 | 290.8613
07.07. | 15 | 718.6154 | 619.8962 | 290.8613
07.07. | 16 | 718.6154 | 619.8962 | 290.8613
07.07. | 17 | 718.6154 | 619.8962 | 290.8613
07.07. | 18 | 718.6154 | 619.8962 | 290.8613
07.07. | 19 | 718.6154 | 619.8962 | 290.8613
07.07. | 20 | 718.6154 | 619.8962 | 290.8613
07.07. | 21 | 718.6154 | 619.8962 | 290.8613
07.07. | 22 | 718.6154 | 619.8962 | 290.8613
07.07. | 23 | 718.6154 | 619.8962 | 290.8613
07.07. | 24 | 718.6154 | 619.8962 | 290.8613
08.07. | 1 | 718.6154 | 619.8962 | 290.8613
08.07. | 2 | 718.6154 | 619.8962 | 290.8613
08.07. | 3 | 718.6154 | 619.8962 | 290.8613
08.07. | 4 | 718.6154 | 619.8962 | 290.8613
08.07. | 5 | 718.6154 | 619.8962 | 290.8613
08.07. | 6 | 718.6154 | 619.8962 | 290.8613
08.07. | 7 | 718.6154 | 619.8962 | 290.8613
08.07. | 8 | 718.6154 | 619.8962 | 290.8613
08.07. | 9 | 718.6154 | 619.8962 | 290.8613
08.07. | 10 | 718.6154 | 619.8962 | 290.8613
08.07. | 11 | 718.6154 | 619.8962 | 290.8613
08.07. | 12 | 718.6154 | 619.8962 | 290.8613
08.07. | 13 | 718.6154 | 619.8962 | 290.8613
08.07. | 14 | 718.6154 | 619.8962 | 290.8613
08.07. | 15 | 718.6154 | 619.8962 | 290.8613
08.07. | 16 | 718.6154 | 619.8962 | 290.8613
08.07. | 17 | 718.6154 | 619.8962 | 290.8613
08.07. | 18 | 718.6154 | 619.8962 | 290.8613
08.07. | 19 | 718.6154 | 619.8962 | 290.8613
08.07. | 20 | 718.6154 | 619.8962 | 290.8613
08.07. | 21 | 718.6154 | 619.8962 | 290.8613
08.07. | 22 | 718.6154 | 619.8962 | 290.8613
08.07. | 23 | 718.6154 | 619.8962 | 290.8613
08.07. | 24 | 718.6154 | 619.8962 | 290.8613
09.07. | 1 | 718.6154 | 619.8962 | 290.8613
09.07. | 2 | 718.6154 | 619.8962 | 290.8613
09.07. | 3 | 718.6154 | 619.8962 | 290.8613
09.07. | 4 | 718.6154 | 619.8962 | 290.8613
09.07. | 5 | 718.6154 | 619.8962 | 290.8613
09.07. | 6 | 718.6154 | 619.8962 | 290.8613
09.07. | 7 | 718.6154 | 619.8962 | 290.8613
09.07. | 8 | 718.6154 | 619.8962 | 290.8613
09.07. | 9 | 718.6154 | 619.8962 | 290.8613
09.07. | 10 | 718.6154 | 619.8962 | 290.8613
09.07. | 11 | 718.6154 | 619.8962 | 290.8613
09.07. | 12 | 718.6154 | 619.8962 | 290.8613
09.07. | 13 | 718.6154 | 619.8962 | 290.8613
09.07. | 14 | 718.6154 | 619.8962 | 290.8613
09.07. | 15 | 718.6154 | 619.8962 | 290.8613
09.07. | 16 | 718.6154 | 619.8962 | 290.8613
09.07. | 17 | 718.6154 | 619.8962 | 290.8613
09.07. | 18 | 718.6154 | 619.8962 | 290.8613
09.07. | 19 | 718.6154 | 619.8962 | 290.8613
09.07. | 20 | 718.6154 | 619.8962 | 290.8613
09.07. | 21 | 718.6154 | 619.8962 | 290.8613
09.07. | 22 | 718.6154 | 619.8962 | 290.8613
09.07. | 23 | 718.6154 | 619.8962 | 290.8613
09.07. | 24 | 718.6154 | 619.8962 | 290.8613
10.07. | 1 | 718.6154 | 619.8962 | 290.8613
10.07. | 2 | 718.6154 | 619.8962 | 290.8613
10.07. | 3 | 718.6154 | 619.8962 | 290.8613
10.07. | 4 | 718.6154 | 619.8962 | 290.8613
10.07. | 5 | 718.6154 | 619.8962 | 290.8613
10.07. | 6 | 718.6154 | 619.8962 | 290.8613
10.07. | 7 | 718.6154 | 619.8962 | 290.8613
10.07. | 8 | 718.6154 | 619.8962 | 290.8613
10.07. | 9 | 718.6154 | 619.8962 | 290.8613
10.07. | 10 | 718.6154 | 619.8962 | 290.8613
10.07. | 11 | 718.6154 | 619.8962 | 290.8613
10.07. | 12 | 718.6154 | 619.8962 | 290.8613
10.07. | 13 | 718.6154 | 619.8962 | 290.8613
10.07. | 14 | 718.6154 | 619.8962 | 290.8613
10.07. | 15 | 718.6154 | 619.8962 | 290.8613
10.07. | 16 | 718.6154 | 619.8962 | 290.8613
10.07. | 17 | 718.6154 | 619.8962 | 290.8613
10.07. | 18 | 718.6154 | 619.8962 | 290.8613
10.07. | 19 | 718.6154 | 619.8962 | 290.8613
10.07. | 20 | 718.6154 | 619.8962 | 290.8613
10.07. | 21 | 718.6154 | 619.8962 | 290.8613
10.07. | 22 | 718.6154 | 619.8962 | 290.8613
10.07. | 23 | 718.6154 | 619.8962 | 290.8613
10.07. | 24 | 718.6154 | 619.8962 | 290.8613
11.07. | 1 | 718.6154 | 619.8962 | 290.8613
11.07. | 2 | 718.6154 | 619.8962 | 290.8613
11.07. | 3 | 718.6154 | 619.8962 | 290.8613
11.07. | 4 | 718.6154 | 619.8962 | 290.8613
11.07. | 5 | 718.6154 | 619.8962 | 290.8613
11.07. | 6 | 718.6154 | 619.8962 | 290.8613
11.07. | 7 | 718.6154 | 619.8962 | 290.8613
11.07. | 8 | 718.6154 | 619.8962 | 290.8613
11.07. | 9 | 718.6154 | 619.8962 | 290.8613
11.07. | 10 | 718.6154 | 619.8962 | 290.8613
11.07. | 11 | 718.6154 | 619.8962 | 290.8613
11.07. | 12 | 718.6154 | 619.8962 | 290.8613
11.07. | 13 | 718.6154 | 619.8962 | 290.8613
11.07. | 14 | 718.6154 | 619.8962 | 290.8613
11.07. | 15 | 718.6154 | 619.8962 | 290.8613
11.07. | 16 | 718.6154 | 619.8962 | 290.8613
11.07. | 17 | 718.6154 | 619.8962 | 290.8613
11.07. | 18 | 718.6154 | 619.8962 | 290.8613
11.07. | 19 | 718.6154 | 619.8962 | 290.8613
11.07. | 20 | 718.6154 | 619.8962 | 290.8613
11.07. | 21 | 718.6154 | 619.8962 | 290.8613
11.07. | 22 | 718.6154 | 619.8962 | 290.8613
11.07. | 23 | 718.6154 | 619.8962 | 290.8613
11.07. | 24 | 718.6154 | 619.8962 | 290.8613
12.07. | 1 | 718.6154 | 619.8962 | 290.8613
12.07. | 2 | 718.6154 | 619.8962 | 290.8613
12.07. | 3 | 718.6154 | 619.8962 | 290.8613
12.07. | 4 | 718.6154 | 619.8962 | 290.8613
12.07. | 5 | 718.6154 | 619.8962 | 290.8613
12.07. | 6 | 718.6154 | 619.8962 | 290.8613
12.07. | 7 | 718.6154 | 619.8962 | 290.8613
12.07. | 8 | 718.6154 | 619.8962 | 290.8613
12.07. | 9 | 718.6154 | 619.8962 | 290.8613
12.07. | 10 | 718.6154 | 619.8962 | 290.8613
12.07. | 11 | 718.6154 | 619.8962 | 290.8613
12.07. | 12 | 718.6154 | 619.8962 | 290.8613
12.07. | 13 | 718.6154 | 619.8962 | 290.8613
12.07. | 14 | 718.6154 | 619.8962 | 290.8613
12.07. | 15 | 718.6154 | 619.8962 | 290.8613
12.07. | 16 | 718.6154 | 619.8962 | 290.8613
12.07. | 17 | 718.6154 | 619.8962 | 290.8613
12.07. | 18 | 718.6154 | 619.8962 | 290.8613
12.07. | 19 | 718.6154 | 619.8962 | 290.8613
12.07. | 20 | 718.6154 | 619.8962 | 290.8613
12.07. | 21 | 718.6154 | 619.8962 | 290.8613
12.07. | 22 | 718.6154 | 619.8962 | 290.8613
12.07. | 23 | 718.6154 | 619.8962 | 290.8613
12.07. | 24 | 718.6154 | 619.8962 | 290.8613
13.07. | 1 | 718.6154 | 619.8962 | 290.8613
13.07. | 2 | 718.6154 | 619.8962 | 290.8613
13.07. | 3 | 718.6154 | 619.8962 | 290.8613
13.07. | 4 | 718.6154 | 619.8962 | 290.8613
13.07. | 5 | 718.6154 | 619.8962 | 290.8613
13.07. | 6 | 718.6154 | 619.8962 | 290.8613
13.07. | 7 | 718.6154 | 619.8962 | 290.8613
13.07. | 8 | 718.6154 | 619.8962 | 290.8613
13.07. | 9 | 718.6154 | 619.8962 | 290.8613
13.07. | 10 | 718.6154 | 619.8962 | 290.8613
13.07. | 11 | 718.6154 | 619.8962 | 290.8613
13.07. | 12 | 718.6154 | 619.8962 | 290.8613
13.07. | 13 | 718.6154 | 619.8962 | 290.8613
13.07. | 14 | 718.6154 | 619.8962 | 290.8613
13.07. | 15 | 718.6154 | 619.8962 | 290.8613
13.07. | 16 | 718.6154 | 619.8962 | 290.8613
13.07. | 17 | 718.6154 | 619.8962 | 290.8613
13.07. | 18 | 718.6154 | 619.8962 | 290.8613
13.07. | 19 | 718.6154 | 619.8962 | 290.8613
13.07. | 20 | 718.6154 | 619.8962 | 290.8613
13.07. | 21 | 718.6154 | 619.8962 | 290.8613
13.07. | 22 | 718.6154 | 619.8962 | 290.8613
13.07. | 23 | 718.6154 | 619.8962 | 290.8613
13.07. | 24 | 718.6154 | 619.8962 | 290.8613
14.07. | 1 | 718.6154 | 619.8962 | 290.8613
14.07. | 2 | 718.6154 | 619.8962 | 290.8613
14.07. | 3 | 718.6154 | 619.8962 | 290.8613
14.07. | 4 | 718.6154 | 619.8962 | 290.8613
14.07. | 5 | 718.6154 | 619.8962 | 290.8613
14.07. | 6 | 718.6154 | 619.8962 | 290.8613
14.07. | 7 | 718.6154 | 619.8962 | 290.8613
14.07. | 8 | 718.6154 | 619.8962 | 290.8613
14.07. | 9 | 718.6154 | 619.8962 | 290.8613
14.07. | 10 | 718.6154 | 619.8962 | 290.8613
14.07. | 11 | 718.6154 | 619.8962 | 290.8613
14.07. | 12 | 718.6154 | 619.8962 | 290.8613
14.07. | 13 | 718.6154 | 619.8962 | 290.8613
14.07. | 14 | 718.6154 | 619.8962 | 290.8613
14.07. | 15 | 718.6154 | 619.8962 | 290.8613
14.07. | 16 | 718.6154 | 619.8962 | 290.8613
14.07. | 17 | 718.6154 | 619.8962 | 290.8613
14.07. | 18 | 718.6154 | 619.8962 | 290.8613
14.07. | 19 | 718.6154 | 619.8962 | 290.8613
14.07. | 20 | 718.6154 | 619.8962 | 290.8613
14.07. | 21 | 718.6154 | 619.8962 | 290.8613
14.07. | 22 | 718.6154 | 619.8962 | 290.8613
14.07. | 23 | 718.6154 | 619.8962 | 290.8613
14.07. | 24 | 718.6154 | 619.8962 | 290.8613
15.07. | 1 | 718.6154 | 619.8962 | 290.8613
15.07. | 2 | 718.6154 | 619.8962 | 290.8613
15.07. | 3 | 718.6154 | 619.8962 | 290.8613
15.07. | 4 | 718.6154 | 619.8962 | 290.8613
15.07. | 5 | 718.6154 | 619.8962 | 290.8613
15.07. | 6 | 718.6154 | 619.8962 | 290.8613
15.07. | 7 | 718.6154 | 619.8962 | 290.8613
15.07. | 8 | 718.6154 | 619.8962 | 290.8613
15.07. | 9 | 718.6154 | 619.8962 | 290.8613
15.07. | 10 | 718.6154 | 619.8962 | 290.8613
15.07. | 11 | 718.6154 | 619.8962 | 290.8613
15.07. | 12 | 718.6154 | 619.8962 | 290.8613
15.07. | 13 | 718.6154 | 619.8962 | 290.8613
15.07. | 14 | 718.6154 | 619.8962 | 290.8613
15.07. | 15 | 718.6154 | 619.8962 | 290.8613
15.07. | 16 | 718.6154 | 619.8962 | 290.8613
15.07. | 17 | 718.6154 | 619.8962 | 290.8613
15.07. | 18 | 718.6154 | 619.8962 | 290.8613
15.07. | 19 | 718.6154 | 619.8962 | 290.8613
15.07. | 20 | 718.6154 | 619.8962 | 290.8613
15.07. | 21 | 718.6154 | 619.8962 | 290.8613
15.07. | 22 | 718.6154 | 619.8962 | 290.8613
15.07. | 23 | 718.6154 | 619.8962 | 290.8613
15.07. | 24 | 718.6154 | 619.8962 | 290.8613
16.07. | 1 | 718.6154 | 619.8962 | 290.8613
16.07. | 2 | 718.6154 | 619.8962 | 290.8613
16.07. | 3 | 718.6154 | 619.8962 | 290.8613
16.07. | 4 | 718.6154 | 619.8962 | 290.8613
16.07. | 5 | 718.6154 | 619.8962 | 290.8613
16.07. | 6 | 718.6154 | 619.8962 | 290.8613
16.07. | 7 | 718.6154 | 619.8962 | 290.8613
16.07. | 8 | 718.6154 | 619.8962 | 290.8613
16.07. | 9 | 718.6154 | 619.8962 | 290.8613
16.07. | 10 | 718.6154 | 619.8962 | 290.8613
16.07. | 11 | 718.6154 | 619.8962 | 290.8613
16.07. | 12 | 718.6154 | 619.8962 | 290.8613
16.07. | 13 | 718.6154 | 619.8962 | 290.8613
16.07. | 14 | 718.6154 | 619.8962 | 290.8613
16.07. | 15 | 718.6154 | 619.8962 | 290.8613
16.07. | 16 | 718.6154 | 619.8962 | 290.8613
16.07. | 17 | 718.6154 | 619.8962 | 290.8613
16.07. | 18 | 718.6154 | 619.8962 | 290.8613
16.07. | 19 | 718.6154 | 619.8962 | 290.8613
16.07. | 20 | 718.6154 | 619.8962 | 290.8613
16.07. | 21 | 718.6154 | 619.8962 | 290.8613
16.07. | 22 | 718.6154 | 619.8962 | 290.8613
16.07. | 23 | 718.6154 | 619.8962 | 290.8613
16.07. | 24 | 718.6154 | 619.8962 | 290.8613
17.07. | 1 | 718.6154 | 619.8962 | 290.8613
17.07. | 2 | 718.6154 | 619.8962 | 290.8613
17.07. | 3 | 718.6154 | 619.8962 | 290.8613
17.07. | 4 | 718.6154 | 619.8962 | 290.8613
17.07. | 5 | 718.6154 | 619.8962 | 290.8613
17.07. | 6 | 718.6154 | 619.8962 | 290.8613
17.07. | 7 | 718.6154 | 619.8962 | 290.8613
17.07. | 8 | 718.6154 | 619.8962 | 290.8613
17.07. | 9 | 718.6154 | 619.8962 | 290.8613
17.07. | 10 | 718.6154 | 619.8962 | 290.8613
17.07. | 11 | 718.6154 | 619.8962 | 290.8613
17.07. | 12 | 718.6154 | 619.8962 | 290.8613
17.07. | 13 | 718.6154 | 619.8962 | 290.8613
17.07. | 14 | 718.6154 | 619.8962 | 290.8613
17.07. | 15 | 718.6154 | 619.8962 | 290.8613
17.07. | 16 | 718.6154 | 619.8962 | 290.8613
17.07. | 17 | 718.6154 | 619.8962 | 290.8613
17.07. | 18 | 718.6154 | 619.8962 | 290.8613
17.07. | 19 | 718.6154 | 619.8962 | 290.8613
17.07. | 20 | 718.6154 | 619.8962 | 290.8613
17.07. | 21 | 718.6154 | 619.8962 | 290.8613
17.07. | 22 | 718.6154 | 619.8962 | 290.8613
17.07. | 23 | 718.6154 | 619.8962 | 290.8613
17.07. | 24 | 718.6154 | 619.8962 | 290.8613
18.07. | 1 | 718.6154 | 619.8962 | 290.8613
18.07. | 2 | 718.6154 | 619.8962 | 290.8613
18.07. | 3 | 718.6154 | 619.8962 | 290.8613
18.07. | 4 | 718.6154 | 619.8962 | 290.8613
18.07. | 5 | 718.6154 | 619.8962 | 290.8613
18.07. | 6 | 718.6154 | 619.8962 | 290.8613
18.07. | 7 | 718.6154 | 619.8962 | 290.8613
18.07. | 8 | 718.6154 | 619.8962 | 290.8613
18.07. | 9 | 718.6154 | 619.8962 | 290.8613
18.07. | 10 | 718.6154 | 619.8962 | 290.8613
18.07. | 11 | 718.6154 | 619.8962 | 290.8613
18.07. | 12 | 718.6154 | 619.8962 | 290.8613
18.07. | 13 | 718.6154 | 619.8962 | 290.8613
18.07. | 14 | 718.6154 | 619.8962 | 290.8613
18.07. | 15 | 718.6154 | 619.8962 | 290.8613
18.07. | 16 | 718.6154 | 619.8962 | 290.8613
18.07. | 17 | 718.6154 | 619.8962 | 290.8613
18.07. | 18 | 718.6154 | 619.8962 | 290.8613
18.07. | 19 | 718.6154 | 619.8962 | 290.8613
18.07. | 20 | 718.6154 | 619.8962 | 290.8613
18.07. | 21 | 718.6154 | 619.8962 | 290.8613
18.07. | 22 | 718.6154 | 619.8962 | 290.8613
18.07. | 23 | 718.6154 | 619.8962 | 290.8613
18.07. | 24 | 718.6154 | 619.8962 | 290.8613
19.07. | 1 | 718.6154 | 619.8962 | 290.8613
19.07. | 2 | 718.6154 | 619.8962 | 290.8613
19.07. | 3 | 718.6154 | 619.8962 | 290.8613
19.07. | 4 | 718.6154 | 619.8962 | 290.8613
19.07. | 5 | 718.6154 | 619.8962 | 290.8613
19.07. | 6 | 718.6154 | 619.8962 | 290.8613
19.07. | 7 | 718.6154 | 619.8962 | 290.8613
19.07. | 8 | 718.6154 | 619.8962 | 290.8613
19.07. | 9 | 718.6154 | 619.8962 | 290.8613
19.07. | 10 | 718.6154 | 619.8962 | 290.8613
19.07. | 11 | 718.6154 | 619.8962 | 290.8613
19.07. | 12 | 718.6154 | 619.8962 | 290.8613
19.07. | 13 | 718.6154 | 619.8962 | 290.8613
19.07. | 14 | 718.6154 | 619.8962 | 290.8613
19.07. | 15 | 718.6154 | 619.8962 | 290.8613
19.07. | 16 | 718.6154 | 619.8962 | 290.8613
19.07. | 17 | 718.6154 | 619.8962 | 290.8613
19.07. | 18 | 718.6154 | 619.8962 | 290.8613
19.07. | 19 | 718.6154 | 619.8962 | 290.8613
19.07. | 20 | 718.6154 | 619.8962 | 290.8613
19.07. | 21 | 718.6154 | 619.8962 | 290.8613
19.07. | 22 | 718.6154 | 619.8962 | 290.8613
19.07. | 23 | 718.6154 | 619.8962 | 290.8613
19.07. | 24 | 718.6154 | 619.8962 | 290.8613
20.07. | 1 | 718.6154 | 619.8962 | 290.8613
20.07. | 2 | 718.6154 | 619.8962 | 290.8613
20.07. | 3 | 718.6154 | 619.8962 | 290.8613
20.07. | 4 | 718.6154 | 619.8962 | 290.8613
20.07. | 5 | 718.6154 | 619.8962 | 290.8613
20.07. | 6 | 718.6154 | 619.8962 | 290.8613
20.07. | 7 | 718.6154 | 619.8962 | 290.8613
20.07. | 8 | 718.6154 | 619.8962 | 290.8613
20.07. | 9 | 718.6154 | 619.8962 | 290.8613
20.07. | 10 | 718.6154 | 619.8962 | 290.8613
20.07. | 11 | 718.6154 | 619.8962 | 290.8613
20.07. | 12 | 718.6154 | 619.8962 | 290.8613
20.07. | 13 | 718.6154 | 619.8962 | 290.8613
20.07. | 14 | 718.6154 | 619.8962 | 290.8613
20.07. | 15 | 718.6154 | 619.8962 | 290.8613
20.07. | 16 | 718.6154 | 619.8962 | 290.8613
20.07. | 17 | 718.6154 | 619.8962 | 290.8613
20.07. | 18 | 718.6154 | 619.8962 | 290.8613
20.07. | 19 | 718.6154 | 619.8962 | 290.8613
20.07. | 20 | 718.6154 | 619.8962 | 290.8613
20.07. | 21 | 718.6154 | 619.8962 | 290.8613
20.07. | 22 | 718.6154 | 619.8962 | 290.8613
20.07. | 23 | 718.6154 | 619.8962 | 290.8613
20.07. | 24 | 718.6154 | 619.8962 | 290.8613
21.07. | 1 | 718.6154 | 619.8962 | 290.8613
21.07. | 2 | 718.6154 | 619.8962 | 290.8613
21.07. | 3 | 718.6154 | 619.8962 | 290.8613
21.07. | 4 | 718.6154 | 619.8962 | 290.8613
21.07. | 5 | 718.6154 | 619.8962 | 290.8613
21.07. | 6 | 718.6154 | 619.8962 | 290.8613
21.07. | 7 | 718.6154 | 619.8962 | 290.8613
21.07. | 8 | 718.6154 | 619.8962 | 290.8613
21.07. | 9 | 718.6154 | 619.8962 | 290.8613
21.07. | 10 | 718.6154 | 619.8962 | 290.8613
21.07. | 11 | 718.6154 | 619.8962 | 290.8613
21.07. | 12 | 718.6154 | 619.8962 | 290.8613
21.07. | 13 | 718.6154 | 619.8962 | 290.8613
21.07. | 14 | 718.6154 | 619.8962 | 290.8613
21.07. | 15 | 718.6154 | 619.8962 | 290.8613
21.07. | 16 | 718.6154 | 619.8962 | 290.8613
21.07. | 17 | 718.6154 | 619.8962 | 290.8613
21.07. | 18 | 718.6154 | 619.8962 | 290.8613
21.07. | 19 | 718.6154 | 619.8962 | 290.8613
21.07. | 20 | 718.6154 | 619.8962 | 290.8613
21.07. | 21 | 718.6154 | 619.8962 | 290.8613
21.07. | 22 | 718.6154 | 619.8962 | 290.8613
21.07. | 23 | 718.6154 | 619.8962 | 290.8613
21.07. | 24 | 718.6154 | 619.8962 | 290.8613
22.07. | 1 | 718.6154 | 619.8962 | 290.8613
22.07. | 2 | 718.6154 | 619.8962 | 290.8613
22.07. | 3 | 718.6154 | 619.8962 | 290.8613
22.07. | 4 | 718.6154 | 619.8962 | 290.8613
22.07. | 5 | 718.6154 | 619.8962 | 290.8613
22.07. | 6 | 718.6154 | 619.8962 | 290.8613
22.07. | 7 | 718.6154 | 619.8962 | 290.8613
22.07. | 8 | 718.6154 | 619.8962 | 290.8613
22.07. | 9 | 718.6154 | 619.8962 | 290.8613
22.07. | 10 | 718.6154 | 619.8962 | 290.8613
22.07. | 11 | 718.6154 | 619.8962 | 290.8613
22.07. | 12 | 718.6154 | 619.8962 | 290.8613
22.07. | 13 | 718.6154 | 619.8962 | 290.8613
22.07. | 14 | 718.6154 | 619.8962 | 290.8613
22.07. | 15 | 718.6154 | 619.8962 | 290.8613
22.07. | 16 | 718.6154 | 619.8962 | 290.8613
22.07. | 17 | 718.6154 | 619.8962 | 290.8613
22.07. | 18 | 718.6154 | 619.8962 | 290.8613
22.07. | 19 | 718.6154 | 619.8962 | 290.8613
22.07. | 20 | 718.6154 | 619.8962 | 290.8613
22.07. | 21 | 718.6154 | 619.8962 | 290.8613
22.07. | 22 | 718.6154 | 619.8962 | 290.8613
22.07. | 23 | 718.6154 | 619.8962 | 290.8613
22.07. | 24 | 718.6154 | 619.8962 | 290.8613
23.07. | 1 | 718.6154 | 619.8962 | 290.8613
23.07. | 2 | 718.6154 | 619.8962 | 290.8613
23.07. | 3 | 718.6154 | 619.8962 | 290.8613
23.07. | 4 | 718.6154 | 619.8962 | 290.8613
23.07. | 5 | 718.6154 | 619.8962 | 290.8613
23.07. | 6 | 718.6154 | 619.8962 | 290.8613
23.07. | 7 | 718.6154 | 619.8962 | 290.8613
23.07. | 8 | 718.6154 | 619.8962 | 290.8613
23.07. | 9 | 718.6154 | 619.8962 | 290.8613
23.07. | 10 | 718.6154 | 619.8962 | 290.8613
23.07. | 11 | 718.6154 | 619.8962 | 290.8613
23.07. | 12 | 718.6154 | 619.8962 | 290.8613
23.07. | 13 | 718.6154 | 619.8962 | 290.8613
23.07. | 14 | 718.6154 | 619.8962 | 290.8613
23.07. | 15 | 718.6154 | 619.8962 | 290.8613
23.07. | 16 | 718.6154 | 619.8962 | 290.8613
23.07. | 17 | 718.6154 | 619.8962 | 290.8613
23.07. | 18 | 718.6154 | 619.8962 | 290.8613
23.07. | 19 | 718.6154 | 619.8962 | 290.8613
23.07. | 20 | 718.6154 | 619.8962 | 290.8613
23.07. | 21 | 718.6154 | 619.8962 | 290.8613
23.07. | 22 | 718.6154 | 619.8962 | 290.8613
23.07. | 23 | 718.6154 | 619.8962 | 290.8613
23.07. | 24 | 718.6154 | 619.8962 | 290.8613
24.07. | 1 | 718.6154 | 619.8962 | 290.8613
24.07. | 2 | 718.6154 | 619.8962 | 290.8613
24.07. | 3 | 718.6154 | 619.8962 | 290.8613
24.07. | 4 | 718.6154 | 619.8962 | 290.8613
24.07. | 5 | 718.6154 | 619.8962 | 290.8613
24.07. | 6 | 718.6154 | 619.8962 | 290.8613
24.07. | 7 | 718.6154 | 619.8962 | 290.8613
24.07. | 8 | 718.6154 | 619.8962 | 290.8613
24.07. | 9 | 718.6154 | 619.8962 | 290.8613
24.07. | 10 | 718.6154 | 619.8962 | 290.8613
24.07. | 11 | 718.6154 | 619.8962 | 290.8613
24.07. | 12 | 718.6154 | 619.8962 | 290.8613
24.07. | 13 | 718.6154 | 619.8962 | 290.8613
24.07. | 14 | 718.6154 | 619.8962 | 290.8613
24.07. | 15 | 718.6154 | 619.8962 | 290.8613
24.07. | 16 | 718.6154 | 619.8962 | 290.8613
24.07. | 17 | 718.6154 | 619.8962 | 290.8613
24.07. | 18 | 718.6154 | 619.8962 | 290.8613
24.07. | 19 | 718.6154 | 619.8962 | 290.8613
24.07. | 20 | 718.6154 | 619.8962 | 290.8613
24.07. | 21 | 718.6154 | 619.8962 | 290.8613
24.07. | 22 | 718.6154 | 619.8962 | 290.8613
24.07. | 23 | 718.6154 | 619.8962 | 290.8613
24.07. | 24 | 718.6154 | 619.8962 | 290.8613
25.07. | 1 | 718.6154 | 619.8962 | 290.8613
25.07. | 2 | 718.6154 | 619.8962 | 290.8613
25.07. | 3 | 718.6154 | 619.8962 | 290.8613
25.07. | 4 | 718.6154 | 619.8962 | 290.8613
25.07. | 5 | 718.6154 | 619.8962 | 290.8613
25.07. | 6 | 718.6154 | 619.8962 | 290.8613
25.07. | 7 | 718.6154 | 619.8962 | 290.8613
25.07. | 8 | 718.6154 | 619.8962 | 290.8613
25.07. | 9 | 718.6154 | 619.8962 | 290.8613
25.07. | 10 | 718.6154 | 619.8962 | 290.8613
25.07. | 11 | 718.6154 | 619.8962 | 290.8613
25.07. | 12 | 718.6154 | 619.8962 | 290.8613
25.07. | 13 | 718.6154 | 619.8962 | 290.8613
25.07. | 14 | 718.6154 | 619.8962 | 290.8613
25.07. | 15 | 718.6154 | 619.8962 | 290.8613
25.07. | 16 | 718.6154 | 619.8962 | 290.8613
25.07. | 17 | 718.6154 | 619.8962 | 290.8613
25.07. | 18 | 718.6154 | 619.8962 | 290.8613
25.07. | 19 | 718.6154 | 619.8962 | 290.8613
25.07. | 20 | 718.6154 | 619.8962 | 290.8613
25.07. | 21 | 718.6154 | 619.8962 | 290.8613
25.07. | 22 | 718.6154 | 619.8962 | 290.8613
25.07. | 23 | 718.6154 | 619.8962 | 290.8613
25.07. | 24 | 718.6154 | 619.8962 | 290.8613
26.07. | 1 | 718.6154 | 619.8962 | 290.8613
26.07. | 2 | 718.6154 | 619.8962 | 290.8613
26.07. | 3 | 718.6154 | 619.8962 | 290.8613
26.07. | 4 | 718.6154 | 619.8962 | 290.8613
26.07. | 5 | 718.6154 | 619.8962 | 290.8613
26.07. | 6 | 718.6154 | 619.8962 | 290.8613
26.07. | 7 | 718.6154 | 619.8962 | 290.8613
26.07. | 8 | 718.6154 | 619.8962 | 290.8613
26.07. | 9 | 718.6154 | 619.8962 | 290.8613
26.07. | 10 | 718.6154 | 619.8962 | 290.8613
26.07. | 11 | 718.6154 | 619.8962 | 290.8613
26.07. | 12 | 718.6154 | 619.8962 | 290.8613
26.07. | 13 | 718.6154 | 619.8962 | 290.8613
26.07. | 14 | 718.6154 | 619.8962 | 290.8613
26.07. | 15 | 718.6154 | 619.8962 | 290.8613
26.07. | 16 | 718.6154 | 619.8962 | 290.8613
26.07. | 17 | 718.6154 | 619.8962 | 290.8613
26.07. | 18 | 718.6154 | 619.8962 | 290.8613
26.07. | 19 | 718.6154 | 619.8962 | 290.8613
26.07. | 20 | 718.6154 | 619.8962 | 290.8613
26.07. | 21 | 718.6154 | 619.8962 | 290.8613
26.07. | 22 | 718.6154 | 619.8962 | 290.8613
26.07. | 23 | 718.6154 | 619.8962 | 290.8613
26.07. | 24 | 718.6154 | 619.8962 | 290.8613
27.07. | 1 | 718.6154 | 619.8962 | 290.8613
27.07. | 2 | 718.6154 | 619.8962 | 290.8613
27.07. | 3 | 718.6154 | 619.8962 | 290.8613
27.07. | 4 | 718.6154 | 619.8962 | 290.8613
27.07. | 5 | 718.6154 | 619.8962 | 290.8613
27.07. | 6 | 718.6154 | 619.8962 | 290.8613
27.07. | 7 | 718.6154 | 619.8962 | 290.8613
27.07. | 8 | 718.6154 | 619.8962 | 290.8613
27.07. | 9 | 718.6154 | 619.8962 | 290.8613
27.07. | 10 | 718.6154 | 619.8962 | 290.8613
27.07. | 11 | 718.6154 | 619.8962 | 290.8613
27.07. | 12 | 718.6154 | 619.8962 | 290.8613
27.07. | 13 | 718.6154 | 619.8962 | 290.8613
27.07. | 14 | 718.6154 | 619.8962 | 290.8613
27.07. | 15 | 718.6154 | 619.8962 | 290.8613
27.07. | 16 | 718.6154 | 619.8962 | 290.8613
27.07. | 17 | 718.6154 | 619.8962 | 290.8613
27.07. | 18 | 718.6154 | 619.8962 | 290.8613
27.07. | 19 | 718.6154 | 619.8962 | 290.8613
27.07. | 20 | 718.6154 | 619.8962 | 290.8613
27.07. | 21 | 718.6154 | 619.8962 | 290.8613
27.07. | 22 | 718.6154 | 619.8962 | 290.8613
27.07. | 23 | 718.6154 | 619.8962 | 290.8613
27.07. | 24 | 718.6154 | 619.8962 | 290.8613
28.07. | 1 | 718.6154 | 619.8962 | 290.8613
28.07. | 2 | 718.6154 | 619.8962 | 290.8613
28.07. | 3 | 718.6154 | 619.8962 | 290.8613
28.07. | 4 | 718.6154 | 619.8962 | 290.8613
28.07. | 5 | 718.6154 | 619.8962 | 290.8613
28.07. | 6 | 718.6154 | 619.8962 | 290.8613
28.07. | 7 | 718.6154 | 619.8962 | 290.8613
28.07. | 8 | 718.6154 | 619.8962 | 290.8613
28.07. | 9 | 718.6154 | 619.8962 | 290.8613
28.07. | 10 | 718.6154 | 619.8962 | 290.8613
28.07. | 11 | 718.6154 | 619.8962 | 290.8613
28.07. | 12 | 718.6154 | 619.8962 | 290.8613
28.07. | 13 | 718.6154 | 619.8962 | 290.8613
28.07. | 14 | 718.6154 | 619.8962 | 290.8613
28.07. | 15 | 718.6154 | 619.8962 | 290.8613
28.07. | 16 | 718.6154 | 619.8962 | 290.8613
28.07. | 17 | 718.6154 | 619.8962 | 290.8613
28.07. | 18 | 718.6154 | 619.8962 | 290.8613
28.07. | 19 | 718.6154 | 619.8962 | 290.8613
28.07. | 20 | 718.6154 | 619.8962 | 290.8613
28.07. | 21 | 718.6154 | 619.8962 | 290.8613
28.07. | 22 | 718.6154 | 619.8962 | 290.8613
28.07. | 23 | 718.6154 | 619.8962 | 290.8613
28.07. | 24 | 718.6154 | 619.8962 | 290.8613
29.07. | 1 | 718.6154 | 619.8962 | 290.8613
29.07. | 2 | 718.6154 | 619.8962 | 290.8613
29.07. | 3 | 718.6154 | 619.8962 | 290.8613
29.07. | 4 | 718.6154 | 619.8962 | 290.8613
29.07. | 5 | 718.6154 | 619.8962 | 290.8613
29.07. | 6 | 718.6154 | 619.8962 | 290.8613
29.07. | 7 | 718.6154 | 619.8962 | 290.8613
29.07. | 8 | 718.6154 | 619.8962 | 290.8613
29.07. | 9 | 718.6154 | 619.8962 | 290.8613
29.07. | 10 | 718.6154 | 619.8962 | 290.8613
29.07. | 11 | 718.6154 | 619.8962 | 290.8613
29.07. | 12 | 718.6154 | 619.8962 | 290.8613
29.07. | 13 | 718.6154 | 619.8962 | 290.8613
29.07. | 14 | 718.6154 | 619.8962 | 290.8613
29.07. | 15 | 718.6154 | 619.8962 | 290.8613
29.07. | 16 | 718.6154 | 619.8962 | 290.8613
29.07. | 17 | 718.6154 | 619.8962 | 290.8613
29.07. | 18 | 718.6154 | 619.8962 | 290.8613
29.07. | 19 | 718.6154 | 619.8962 | 290.8613
29.07. | 20 | 718.6154 | 619.8962 | 290.8613
29.07. | 21 | 718.6154 | 619.8962 | 290.8613
29.07. | 22 | 718.6154 | 619.8962 | 290.8613
29.07. | 23 | 718.6154 | 619.8962 | 290.8613
29.07. | 24 | 718.6154 | 619.8962 | 290.8613
30.07. | 1 | 718.6154 | 619.8962 | 290.8613
30.07. | 2 | 718.6154 | 619.8962 | 290.8613
30.07. | 3 | 718.6154 | 619.8962 | 290.8613
30.07. | 4 | 718.6154 | 619.8962 | 290.8613
30.07. | 5 | 718.6154 | 619.8962 | 290.8613
30.07. | 6 | 718.6154 | 619.8962 | 290.8613
30.07. | 7 | 718.6154 | 619.8962 | 290.8613
30.07. | 8 | 718.6154 | 619.8962 | 290.8613
30.07. | 9 | 718.6154 | 619.8962 | 290.8613
30.07. | 10 | 718.6154 | 619.8962 | 290.8613
30.07. | 11 | 718.6154 | 619.8962 | 290.8613
30.07. | 12 | 718.6154 | 619.8962 | 290.8613
30.07. | 13 | 718.6154 | 619.8962 | 290.8613
30.07. | 14 | 718.6154 | 619.8962 | 290.8613
30.07. | 15 | 718.6154 | 619.8962 | 290.8613
30.07. | 16 | 718.6154 | 619.8962 | 290.8613
30.07. | 17 | 718.6154 | 619.8962 | 290.8613
30.07. | 18 | 718.6154 | 619.8962 | 290.8613
30.07. | 19 | 718.6154 | 619.8962 | 290.8613
30.07. | 20 | 718.6154 | 619.8962 | 290.8613
30.07. | 21 | 718.6154 | 619.8962 | 290.8613
30.07. | 22 | 718.6154 | 619.8962 | 290.8613
30.07. | 23 | 718.6154 | 619.8962 | 290.8613
30.07. | 24 | 718.6154 | 619.8962 | 290.8613
31.07. | 1 | 718.6154 | 619.8962 | 290.8613
31.07. | 2 | 718.6154 | 619.8962 | 290.8613
31.07. | 3 | 718.6154 | 619.8962 | 290.8613
31.07. | 4 | 718.6154 | 619.8962 | 290.8613
31.07. | 5 | 718.6154 | 619.8962 | 290.8613
31.07. | 6 | 718.6154 | 619.8962 | 290.8613
31.07. | 7 | 718.6154 | 619.8962 | 290.8613
31.07. | 8 | 718.6154 | 619.8962 | 290.8613
31.07. | 9 | 718.6154 | 619.8962 | 290.8613
31.07. | 10 | 718.6154 | 619.8962 | 290.8613
31.07. | 11 | 718.6154 | 619.8962 | 290.8613
31.07. | 12 | 718.6154 | 619.8962 | 290.8613
31.07. | 13 | 718.6154 | 619.8962 | 290.8613
31.07. | 14 | 718.6154 | 619.8962 | 290.8613
31.07. | 15 | 718.6154 | 619.8962 | 290.8613
31.07. | 16 | 718.6154 | 619.8962 | 290.8613
31.07. | 17 | 718.6154 | 619.8962 | 290.8613
31.07. | 18 | 718.6154 | 619.8962 | 290.8613
31.07. | 19 | 718.6154 | 619.8962 | 290.8613
31.07. | 20 | 718.6154 | 619.8962 | 290.8613
31.07. | 21 | 718.6154 | 619.8962 | 290.8613
31.07. | 22 | 718.6154 | 619.8962 | 290.8613
31.07. | 23 | 718.6154 | 619.8962 | 290.8613
31.07. | 24 | 718.6154 | 619.8962 | 290.8613
01.08. | 1 | 718.6154 | 619.8962 | 290.8613
01.08. | 2 | 718.6154 | 619.8962 | 290.8613
01.08. | 3 | 718.6154 | 619.8962 | 290.8613
01.08. | 4 | 718.6154 | 619.8962 | 290.8613
01.08. | 5 | 718.6154 | 619.8962 | 290.8613
01.08. | 6 | 718.6154 | 619.8962 | 290.8613
01.08. | 7 | 718.6154 | 619.8962 | 290.8613
01.08. | 8 | 718.6154 | 619.8962 | 290.8613
01.08. | 9 | 718.6154 | 619.8962 | 290.8613
01.08. | 10 | 718.6154 | 619.8962 | 290.8613
01.08. | 11 | 718.6154 | 619.8962 | 290.8613
01.08. | 12 | 718.6154 | 619.8962 | 290.8613
01.08. | 13 | 718.6154 | 619.8962 | 290.8613
01.08. | 14 | 718.6154 | 619.8962 | 290.8613
01.08. | 15 | 718.6154 | 619.8962 | 290.8613
01.08. | 16 | 718.6154 | 619.8962 | 290.8613
01.08. | 17 | 718.6154 | 619.8962 | 290.8613
01.08. | 18 | 718.6154 | 619.8962 | 290.8613
01.08. | 19 | 718.6154 | 619.8962 | 290.8613
01.08. | 20 | 718.6154 | 619.8962 | 290.8613
01.08. | 21 | 718.6154 | 619.8962 | 290.8613
01.08. | 22 | 718.6154 | 619.8962 | 290.8613
01.08. | 23 | 718.6154 | 619.8962 | 290.8613
01.08. | 24 | 718.6154 | 619.8962 | 290.8613
02.08. | 1 | 718.6154 | 619.8962 | 290.8613
02.08. | 2 | 718.6154 | 619.8962 | 290.8613
02.08. | 3 | 718.6154 | 619.8962 | 290.8613
02.08. | 4 | 718.6154 | 619.8962 | 290.8613
02.08. | 5 | 718.6154 | 619.8962 | 290.8613
02.08. | 6 | 718.6154 | 619.8962 | 290.8613
02.08. | 7 | 718.6154 | 619.8962 | 290.8613
02.08. | 8 | 718.6154 | 619.8962 | 290.8613
02.08. | 9 | 718.6154 | 619.8962 | 290.8613
02.08. | 10 | 718.6154 | 619.8962 | 290.8613
02.08. | 11 | 718.6154 | 619.8962 | 290.8613
02.08. | 12 | 718.6154 | 619.8962 | 290.8613
02.08. | 13 | 718.6154 | 619.8962 | 290.8613
02.08. | 14 | 718.6154 | 619.8962 | 290.8613
02.08. | 15 | 718.6154 | 619.8962 | 290.8613
02.08. | 16 | 718.6154 | 619.8962 | 290.8613
02.08. | 17 | 718.6154 | 619.8962 | 290.8613
02.08. | 18 | 718.6154 | 619.8962 | 290.8613
02.08. | 19 | 718.6154 | 619.8962 | 290.8613
02.08. | 20 | 718.6154 | 619.8962 | 290.8613
02.08. | 21 | 718.6154 | 619.8962 | 290.8613
02.08. | 22 | 718.6154 | 619.8962 | 290.8613
02.08. | 23 | 718.6154 | 619.8962 | 290.8613
02.08. | 24 | 718.6154 | 619.8962 | 290.8613
03.08. | 1 | 718.6154 | 619.8962 | 290.8613
03.08. | 2 | 718.6154 | 619.8962 | 290.8613
03.08. | 3 | 718.6154 | 619.8962 | 290.8613
03.08. | 4 | 718.6154 | 619.8962 | 290.8613
03.08. | 5 | 718.6154 | 619.8962 | 290.8613
03.08. | 6 | 718.6154 | 619.8962 | 290.8613
03.08. | 7 | 718.6154 | 619.8962 | 290.8613
03.08. | 8 | 718.6154 | 619.8962 | 290.8613
03.08. | 9 | 718.6154 | 619.8962 | 290.8613
03.08. | 10 | 718.6154 | 619.8962 | 290.8613
03.08. | 11 | 718.6154 | 619.8962 | 290.8613
03.08. | 12 | 718.6154 | 619.8962 | 290.8613
03.08. | 13 | 718.6154 | 619.8962 | 290.8613
03.08. | 14 | 718.6154 | 619.8962 | 290.8613
03.08. | 15 | 718.6154 | 619.8962 | 290.8613
03.08. | 16 | 718.6154 | 619.8962 | 290.8613
03.08. | 17 | 718.6154 | 619.8962 | 290.8613
03.08. | 18 | 718.6154 | 619.8962 | 290.8613
03.08. | 19 | 718.6154 | 619.8962 | 290.8613
03.08. | 20 | 718.6154 | 619.8962 | 290.8613
03.08. | 21 | 718.6154 | 619.8962 | 290.8613
03.08. | 22 | 718.6154 | 619.8962 | 290.8613
03.08. | 23 | 718.6154 | 619.8962 | 290.8613
03.08. | 24 | 718.6154 | 619.8962 | 290.8613
04.08. | 1 | 718.6154 | 619.8962 | 290.8613
04.08. | 2 | 718.6154 | 619.8962 | 290.8613
04.08. | 3 | 718.6154 | 619.8962 | 290.8613
04.08. | 4 | 718.6154 | 619.8962 | 290.8613
04.08. | 5 | 718.6154 | 619.8962 | 290.8613
04.08. | 6 | 718.6154 | 619.8962 | 290.8613
04.08. | 7 | 718.6154 | 619.8962 | 290.8613
04.08. | 8 | 718.6154 | 619.8962 | 290.8613
04.08. | 9 | 718.6154 | 619.8962 | 290.8613
04.08. | 10 | 718.6154 | 619.8962 | 290.8613
04.08. | 11 | 718.6154 | 619.8962 | 290.8613
04.08. | 12 | 718.6154 | 619.8962 | 290.8613
04.08. | 13 | 718.6154 | 619.8962 | 290.8613
04.08. | 14 | 718.6154 | 619.8962 | 290.8613
04.08. | 15 | 718.6154 | 619.8962 | 290.8613
04.08. | 16 | 718.6154 | 619.8962 | 290.8613
04.08. | 17 | 718.6154 | 619.8962 | 290.8613
04.08. | 18 | 718.6154 | 619.8962 | 290.8613
04.08. | 19 | 718.6154 | 619.8962 | 290.8613
04.08. | 20 | 718.6154 | 619.8962 | 290.8613
04.08. | 21 | 718.6154 | 619.8962 | 290.8613
04.08. | 22 | 718.6154 | 619.8962 | 290.8613
04.08. | 23 | 718.6154 | 619.8962 | 290.8613
04.08. | 24 | 718.6154 | 619.8962 | 290.8613
05.08. | 1 | 718.6154 | 619.8962 | 290.8613
05.08. | 2 | 718.6154 | 619.8962 | 290.8613
05.08. | 3 | 718.6154 | 619.8962 | 290.8613
05.08. | 4 | 718.6154 | 619.8962 | 290.8613
05.08. | 5 | 718.6154 | 619.8962 | 290.8613
05.08. | 6 | 718.6154 | 619.8962 | 290.8613
05.08. | 7 | 718.6154 | 619.8962 | 290.8613
05.08. | 8 | 718.6154 | 619.8962 | 290.8613
05.08. | 9 | 718.6154 | 619.8962 | 290.8613
05.08. | 10 | 718.6154 | 619.8962 | 290.8613
05.08. | 11 | 718.6154 | 619.8962 | 290.8613
05.08. | 12 | 718.6154 | 619.8962 | 290.8613
05.08. | 13 | 718.6154 | 619.8962 | 290.8613
05.08. | 14 | 718.6154 | 619.8962 | 290.8613
05.08. | 15 | 718.6154 | 619.8962 | 290.8613
05.08. | 16 | 718.6154 | 619.8962 | 290.8613
05.08. | 17 | 718.6154 | 619.8962 | 290.8613
05.08. | 18 | 718.6154 | 619.8962 | 290.8613
05.08. | 19 | 718.6154 | 619.8962 | 290.8613
05.08. | 20 | 718.6154 | 619.8962 | 290.8613
05.08. | 21 | 718.6154 | 619.8962 | 290.8613
05.08. | 22 | 718.6154 | 619.8962 | 290.8613
05.08. | 23 | 718.6154 | 619.8962 | 290.8613
05.08. | 24 | 718.6154 | 619.8962 | 290.8613
06.08. | 1 | 718.6154 | 619.8962 | 290.8613
06.08. | 2 | 718.6154 | 619.8962 | 290.8613
06.08. | 3 | 718.6154 | 619.8962 | 290.8613
06.08. | 4 | 718.6154 | 619.8962 | 290.8613
06.08. | 5 | 718.6154 | 619.8962 | 290.8613
06.08. | 6 | 718.6154 | 619.8962 | 290.8613
06.08. | 7 | 718.6154 | 619.8962 | 290.8613
06.08. | 8 | 718.6154 | 619.8962 | 290.8613
06.08. | 9 | 718.6154 | 619.8962 | 290.8613
06.08. | 10 | 718.6154 | 619.8962 | 290.8613
06.08. | 11 | 718.6154 | 619.8962 | 290.8613
06.08. | 12 | 718.6154 | 619.8962 | 290.8613
06.08. | 13 | 718.6154 | 619.8962 | 290.8613
06.08. | 14 | 718.6154 | 619.8962 | 290.8613
06.08. | 15 | 718.6154 | 619.8962 | 290.8613
06.08. | 16 | 718.6154 | 619.8962 | 290.8613
06.08. | 17 | 718.6154 | 619.8962 | 290.8613
06.08. | 18 | 718.6154 | 619.8962 | 290.8613
06.08. | 19 | 718.6154 | 619.8962 | 290.8613
06.08. | 20 | 718.6154 | 619.8962 | 290.8613
06.08. | 21 | 718.6154 | 619.8962 | 290.8613
06.08. | 22 | 718.6154 | 619.8962 | 290.8613
06.08. | 23 | 718.6154 | 619.8962 | 290.8613
06.08. | 24 | 718.6154 | 619.8962 | 290.8613
07.08. | 1 | 718.6154 | 619.8962 | 290.8613
07.08. | 2 | 718.6154 | 619.8962 | 290.8613
07.08. | 3 | 718.6154 | 619.8962 | 290.8613
07.08. | 4 | 718.6154 | 619.8962 | 290.8613
07.08. | 5 | 718.6154 | 619.8962 | 290.8613
07.08. | 6 | 718.6154 | 619.8962 | 290.8613
07.08. | 7 | 718.6154 | 619.8962 | 290.8613
07.08. | 8 | 718.6154 | 619.8962 | 290.8613
07.08. | 9 | 718.6154 | 619.8962 | 290.8613
07.08. | 10 | 718.6154 | 619.8962 | 290.8613
07.08. | 11 | 718.6154 | 619.8962 | 290.8613
07.08. | 12 | 718.6154 | 619.8962 | 290.8613
07.08. | 13 | 718.6154 | 619.8962 | 290.8613
07.08. | 14 | 718.6154 | 619.8962 | 290.8613
07.08. | 15 | 718.6154 | 619.8962 | 290.8613
07.08. | 16 | 718.6154 | 619.8962 | 290.8613
07.08. | 17 | 718.6154 | 619.8962 | 290.8613
07.08. | 18 | 718.6154 | 619.8962 | 290.8613
07.08. | 19 | 718.6154 | 619.8962 | 290.8613
07.08. | 20 | 718.6154 | 619.8962 | 290.8613
07.08. | 21 | 718.6154 | 619.8962 | 290.8613
07.08. | 22 | 718.6154 | 619.8962 | 290.8613
07.08. | 23 | 718.6154 | 619.8962 | 290.8613
07.08. | 24 | 718.6154 | 619.8962 | 290.8613
08.08. | 1 | 718.6154 | 619.8962 | 290.8613
08.08. | 2 | 718.6154 | 619.8962 | 290.8613
08.08. | 3 | 718.6154 | 619.8962 | 290.8613
08.08. | 4 | 718.6154 | 619.8962 | 290.8613
08.08. | 5 | 718.6154 | 619.8962 | 290.8613
08.08. | 6 | 718.6154 | 619.8962 | 290.8613
08.08. | 7 | 718.6154 | 619.8962 | 290.8613
08.08. | 8 | 718.6154 | 619.8962 | 290.8613
08.08. | 9 | 718.6154 | 619.8962 | 290.8613
08.08. | 10 | 718.6154 | 619.8962 | 290.8613
08.08. | 11 | 718.6154 | 619.8962 | 290.8613
08.08. | 12 | 718.6154 | 619.8962 | 290.8613
08.08. | 13 | 718.6154 | 619.8962 | 290.8613
08.08. | 14 | 718.6154 | 619.8962 | 290.8613
08.08. | 15 | 718.6154 | 619.8962 | 290.8613
08.08. | 16 | 718.6154 | 619.8962 | 290.8613
08.08. | 17 | 718.6154 | 619.8962 | 290.8613
08.08. | 18 | 718.6154 | 619.8962 | 290.8613
08.08. | 19 | 718.6154 | 619.8962 | 290.8613
08.08. | 20 | 718.6154 | 619.8962 | 290.8613
08.08. | 21 | 718.6154 | 619.8962 | 290.8613
08.08. | 22 | 718.6154 | 619.8962 | 290.8613
08.08. | 23 | 718.6154 | 619.8962 | 290.8613
08.08. | 24 | 718.6154 | 619.8962 | 290.8613
09.08. | 1 | 718.6154 | 619.8962 | 290.8613
09.08. | 2 | 718.6154 | 619.8962 | 290.8613
09.08. | 3 | 718.6154 | 619.8962 | 290.8613
09.08. | 4 | 718.6154 | 619.8962 | 290.8613
09.08. | 5 | 718.6154 | 619.8962 | 290.8613
09.08. | 6 | 718.6154 | 619.8962 | 290.8613
09.08. | 7 | 718.6154 | 619.8962 | 290.8613
09.08. | 8 | 718.6154 | 619.8962 | 290.8613
09.08. | 9 | 718.6154 | 619.8962 | 290.8613
09.08. | 10 | 718.6154 | 619.8962 | 290.8613
09.08. | 11 | 718.6154 | 619.8962 | 290.8613
09.08. | 12 | 718.6154 | 619.8962 | 290.8613
09.08. | 13 | 718.6154 | 619.8962 | 290.8613
09.08. | 14 | 718.6154 | 619.8962 | 290.8613
09.08. | 15 | 718.6154 | 619.8962 | 290.8613
09.08. | 16 | 718.6154 | 619.8962 | 290.8613
09.08. | 17 | 718.6154 | 619.8962 | 290.8613
09.08. | 18 | 718.6154 | 619.8962 | 290.8613
09.08. | 19 | 718.6154 | 619.8962 | 290.8613
09.08. | 20 | 718.6154 | 619.8962 | 290.8613
09.08. | 21 | 718.6154 | 619.8962 | 290.8613
09.08. | 22 | 718.6154 | 619.8962 | 290.8613
09.08. | 23 | 718.6154 | 619.8962 | 290.8613
09.08. | 24 | 718.6154 | 619.8962 | 290.8613
10.08. | 1 | 718.6154 | 619.8962 | 290.8613
10.08. | 2 | 718.6154 | 619.8962 | 290.8613
10.08. | 3 | 718.6154 | 619.8962 | 290.8613
10.08. | 4 | 718.6154 | 619.8962 | 290.8613
10.08. | 5 | 718.6154 | 619.8962 | 290.8613
10.08. | 6 | 718.6154 | 619.8962 | 290.8613
10.08. | 7 | 718.6154 | 619.8962 | 290.8613
10.08. | 8 | 718.6154 | 619.8962 | 290.8613
10.08. | 9 | 718.6154 | 619.8962 | 290.8613
10.08. | 10 | 718.6154 | 619.8962 | 290.8613
10.08. | 11 | 718.6154 | 619.8962 | 290.8613
10.08. | 12 | 718.6154 | 619.8962 | 290.8613
10.08. | 13 | 718.6154 | 619.8962 | 290.8613
10.08. | 14 | 718.6154 | 619.8962 | 290.8613
10.08. | 15 | 718.6154 | 619.8962 | 290.8613
10.08. | 16 | 718.6154 | 619.8962 | 290.8613
10.08. | 17 | 718.6154 | 619.8962 | 290.8613
10.08. | 18 | 718.6154 | 619.8962 | 290.8613
10.08. | 19 | 718.6154 | 619.8962 | 290.8613
10.08. | 20 | 718.6154 | 619.8962 | 290.8613
10.08. | 21 | 718.6154 | 619.8962 | 290.8613
10.08. | 22 | 718.6154 | 619.8962 | 290.8613
10.08. | 23 | 718.6154 | 619.8962 | 290.8613
10.08. | 24 | 718.6154 | 619.8962 | 290.8613
11.08. | 1 | 718.6154 | 619.8962 | 290.8613
11.08. | 2 | 718.6154 | 619.8962 | 290.8613
11.08. | 3 | 718.6154 | 619.8962 | 290.8613
11.08. | 4 | 718.6154 | 619.8962 | 290.8613
11.08. | 5 | 718.6154 | 619.8962 | 290.8613
11.08. | 6 | 718.6154 | 619.8962 | 290.8613
11.08. | 7 | 718.6154 | 619.8962 | 290.8613
11.08. | 8 | 718.6154 | 619.8962 | 290.8613
11.08. | 9 | 718.6154 | 619.8962 | 290.8613
11.08. | 10 | 718.6154 | 619.8962 | 290.8613
11.08. | 11 | 718.6154 | 619.8962 | 290.8613
11.08. | 12 | 718.6154 | 619.8962 | 290.8613
11.08. | 13 | 718.6154 | 619.8962 | 290.8613
11.08. | 14 | 718.6154 | 619.8962 | 290.8613
11.08. | 15 | 718.6154 | 619.8962 | 290.8613
11.08. | 16 | 718.6154 | 619.8962 | 290.8613
11.08. | 17 | 718.6154 | 619.8962 | 290.8613
11.08. | 18 | 718.6154 | 619.8962 | 290.8613
11.08. | 19 | 718.6154 | 619.8962 | 290.8613
11.08. | 20 | 718.6154 | 619.8962 | 290.8613
11.08. | 21 | 718.6154 | 619.8962 | 290.8613
11.08. | 22 | 718.6154 | 619.8962 | 290.8613
11.08. | 23 | 718.6154 | 619.8962 | 290.8613
11.08. | 24 | 718.6154 | 619.8962 | 290.8613
12.08. | 1 | 718.6154 | 619.8962 | 290.8613
12.08. | 2 | 718.6154 | 619.8962 | 290.8613
12.08. | 3 | 718.6154 | 619.8962 | 290.8613
12.08. | 4 | 718.6154 | 619.8962 | 290.8613
12.08. | 5 | 718.6154 | 619.8962 | 290.8613
12.08. | 6 | 718.6154 | 619.8962 | 290.8613
12.08. | 7 | 718.6154 | 619.8962 | 290.8613
12.08. | 8 | 718.6154 | 619.8962 | 290.8613
12.08. | 9 | 718.6154 | 619.8962 | 290.8613
12.08. | 10 | 718.6154 | 619.8962 | 290.8613
12.08. | 11 | 718.6154 | 619.8962 | 290.8613
12.08. | 12 | 718.6154 | 619.8962 | 290.8613
12.08. | 13 | 718.6154 | 619.8962 | 290.8613
12.08. | 14 | 718.6154 | 619.8962 | 290.8613
12.08. | 15 | 718.6154 | 619.8962 | 290.8613
12.08. | 16 | 718.6154 | 619.8962 | 290.8613
12.08. | 17 | 718.6154 | 619.8962 | 290.8613
12.08. | 18 | 718.6154 | 619.8962 | 290.8613
12.08. | 19 | 718.6154 | 619.8962 | 290.8613
12.08. | 20 | 718.6154 | 619.8962 | 290.8613
12.08. | 21 | 718.6154 | 619.8962 | 290.8613
12.08. | 22 | 718.6154 | 619.8962 | 290.8613
12.08. | 23 | 718.6154 | 619.8962 | 290.8613
12.08. | 24 | 718.6154 | 619.8962 | 290.8613
13.08. | 1 | 718.6154 | 619.8962 | 290.8613
13.08. | 2 | 718.6154 | 619.8962 | 290.8613
13.08. | 3 | 718.6154 | 619.8962 | 290.8613
13.08. | 4 | 718.6154 | 619.8962 | 290.8613
13.08. | 5 | 718.6154 | 619.8962 | 290.8613
13.08. | 6 | 718.6154 | 619.8962 | 290.8613
13.08. | 7 | 718.6154 | 619.8962 | 290.8613
13.08. | 8 | 718.6154 | 619.8962 | 290.8613
13.08. | 9 | 718.6154 | 619.8962 | 290.8613
13.08. | 10 | 718.6154 | 619.8962 | 290.8613
13.08. | 11 | 718.6154 | 619.8962 | 290.8613
13.08. | 12 | 718.6154 | 619.8962 | 290.8613
13.08. | 13 | 718.6154 | 619.8962 | 290.8613
13.08. | 14 | 718.6154 | 619.8962 | 290.8613
13.08. | 15 | 718.6154 | 619.8962 | 290.8613
13.08. | 16 | 718.6154 | 619.8962 | 290.8613
13.08. | 17 | 718.6154 | 619.8962 | 290.8613
13.08. | 18 | 718.6154 | 619.8962 | 290.8613
13.08. | 19 | 718.6154 | 619.8962 | 290.8613
13.08. | 20 | 718.6154 | 619.8962 | 290.8613
13.08. | 21 | 718.6154 | 619.8962 | 290.8613
13.08. | 22 | 718.6154 | 619.8962 | 290.8613
13.08. | 23 | 718.6154 | 619.8962 | 290.8613
13.08. | 24 | 718.6154 | 619.8962 | 290.8613
14.08. | 1 | 718.6154 | 619.8962 | 290.8613
14.08. | 2 | 718.6154 | 619.8962 | 290.8613
14.08. | 3 | 718.6154 | 619.8962 | 290.8613
14.08. | 4 | 718.6154 | 619.8962 | 290.8613
14.08. | 5 | 718.6154 | 619.8962 | 290.8613
14.08. | 6 | 718.6154 | 619.8962 | 290.8613
14.08. | 7 | 718.6154 | 619.8962 | 290.8613
14.08. | 8 | 718.6154 | 619.8962 | 290.8613
14.08. | 9 | 718.6154 | 619.8962 | 290.8613
14.08. | 10 | 718.6154 | 619.8962 | 290.8613
14.08. | 11 | 718.6154 | 619.8962 | 290.8613
14.08. | 12 | 718.6154 | 619.8962 | 290.8613
14.08. | 13 | 718.6154 | 619.8962 | 290.8613
14.08. | 14 | 718.6154 | 619.8962 | 290.8613
14.08. | 15 | 718.6154 | 619.8962 | 290.8613
14.08. | 16 | 718.6154 | 619.8962 | 290.8613
14.08. | 17 | 718.6154 | 619.8962 | 290.8613
14.08. | 18 | 718.6154 | 619.8962 | 290.8613
14.08. | 19 | 718.6154 | 619.8962 | 290.8613
14.08. | 20 | 718.6154 | 619.8962 | 290.8613
14.08. | 21 | 718.6154 | 619.8962 | 290.8613
14.08. | 22 | 718.6154 | 619.8962 | 290.8613
14.08. | 23 | 718.6154 | 619.8962 | 290.8613
14.08. | 24 | 718.6154 | 619.8962 | 290.8613
15.08. | 1 | 718.6154 | 619.8962 | 290.8613
15.08. | 2 | 718.6154 | 619.8962 | 290.8613
15.08. | 3 | 718.6154 | 619.8962 | 290.8613
15.08. | 4 | 718.6154 | 619.8962 | 290.8613
15.08. | 5 | 718.6154 | 619.8962 | 290.8613
15.08. | 6 | 718.6154 | 619.8962 | 290.8613
15.08. | 7 | 718.6154 | 619.8962 | 290.8613
15.08. | 8 | 718.6154 | 619.8962 | 290.8613
15.08. | 9 | 718.6154 | 619.8962 | 290.8613
15.08. | 10 | 718.6154 | 619.8962 | 290.8613
15.08. | 11 | 718.6154 | 619.8962 | 290.8613
15.08. | 12 | 718.6154 | 619.8962 | 290.8613
15.08. | 13 | 718.6154 | 619.8962 | 290.8613
15.08. | 14 | 718.6154 | 619.8962 | 290.8613
15.08. | 15 | 718.6154 | 619.8962 | 290.8613
15.08. | 16 | 718.6154 | 619.8962 | 290.8613
15.08. | 17 | 718.6154 | 619.8962 | 290.8613
15.08. | 18 | 718.6154 | 619.8962 | 290.8613
15.08. | 19 | 718.6154 | 619.8962 | 290.8613
15.08. | 20 | 718.6154 | 619.8962 | 290.8613
15.08. | 21 | 718.6154 | 619.8962 | 290.8613
15.08. | 22 | 718.6154 | 619.8962 | 290.8613
15.08. | 23 | 718.6154 | 619.8962 | 290.8613
15.08. | 24 | 718.6154 | 619.8962 | 290.8613
16.08. | 1 | 718.6154 | 619.8962 | 290.8613
16.08. | 2 | 718.6154 | 619.8962 | 290.8613
16.08. | 3 | 718.6154 | 619.8962 | 290.8613
16.08. | 4 | 718.6154 | 619.8962 | 290.8613
16.08. | 5 | 718.6154 | 619.8962 | 290.8613
16.08. | 6 | 718.6154 | 619.8962 | 290.8613
16.08. | 7 | 718.6154 | 619.8962 | 290.8613
16.08. | 8 | 718.6154 | 619.8962 | 290.8613
16.08. | 9 | 718.6154 | 619.8962 | 290.8613
16.08. | 10 | 718.6154 | 619.8962 | 290.8613
16.08. | 11 | 718.6154 | 619.8962 | 290.8613
16.08. | 12 | 718.6154 | 619.8962 | 290.8613
16.08. | 13 | 718.6154 | 619.8962 | 290.8613
16.08. | 14 | 718.6154 | 619.8962 | 290.8613
16.08. | 15 | 718.6154 | 619.8962 | 290.8613
16.08. | 16 | 718.6154 | 619.8962 | 290.8613
16.08. | 17 | 718.6154 | 619.8962 | 290.8613
16.08. | 18 | 718.6154 | 619.8962 | 290.8613
16.08. | 19 | 718.6154 | 619.8962 | 290.8613
16.08. | 20 | 718.6154 | 619.8962 | 290.8613
16.08. | 21 | 718.6154 | 619.8962 | 290.8613
16.08. | 22 | 718.6154 | 619.8962 | 290.8613
16.08. | 23 | 718.6154 | 619.8962 | 290.8613
16.08. | 24 | 718.6154 | 619.8962 | 290.8613
17.08. | 1 | 718.6154 | 619.8962 | 290.8613
17.08. | 2 | 718.6154 | 619.8962 | 290.8613
17.08. | 3 | 718.6154 | 619.8962 | 290.8613
17.08. | 4 | 718.6154 | 619.8962 | 290.8613
17.08. | 5 | 718.6154 | 619.8962 | 290.8613
17.08. | 6 | 718.6154 | 619.8962 | 290.8613
17.08. | 7 | 718.6154 | 619.8962 | 290.8613
17.08. | 8 | 718.6154 | 619.8962 | 290.8613
17.08. | 9 | 718.6154 | 619.8962 | 290.8613
17.08. | 10 | 718.6154 | 619.8962 | 290.8613
17.08. | 11 | 718.6154 | 619.8962 | 290.8613
17.08. | 12 | 718.6154 | 619.8962 | 290.8613
17.08. | 13 | 718.6154 | 619.8962 | 290.8613
17.08. | 14 | 718.6154 | 619.8962 | 290.8613
17.08. | 15 | 718.6154 | 619.8962 | 290.8613
17.08. | 16 | 718.6154 | 619.8962 | 290.8613
17.08. | 17 | 718.6154 | 619.8962 | 290.8613
17.08. | 18 | 718.6154 | 619.8962 | 290.8613
17.08. | 19 | 718.6154 | 619.8962 | 290.8613
17.08. | 20 | 718.6154 | 619.8962 | 290.8613
17.08. | 21 | 718.6154 | 619.8962 | 290.8613
17.08. | 22 | 718.6154 | 619.8962 | 290.8613
17.08. | 23 | 718.6154 | 619.8962 | 290.8613
17.08. | 24 | 718.6154 | 619.8962 | 290.8613
18.08. | 1 | 718.6154 | 619.8962 | 290.8613
18.08. | 2 | 718.6154 | 619.8962 | 290.8613
18.08. | 3 | 718.6154 | 619.8962 | 290.8613
18.08. | 4 | 718.6154 | 619.8962 | 290.8613
18.08. | 5 | 718.6154 | 619.8962 | 290.8613
18.08. | 6 | 718.6154 | 619.8962 | 290.8613
18.08. | 7 | 718.6154 | 619.8962 | 290.8613
18.08. | 8 | 718.6154 | 619.8962 | 290.8613
18.08. | 9 | 718.6154 | 619.8962 | 290.8613
18.08. | 10 | 718.6154 | 619.8962 | 290.8613
18.08. | 11 | 718.6154 | 619.8962 | 290.8613
18.08. | 12 | 718.6154 | 619.8962 | 290.8613
18.08. | 13 | 718.6154 | 619.8962 | 290.8613
18.08. | 14 | 718.6154 | 619.8962 | 290.8613
18.08. | 15 | 718.6154 | 619.8962 | 290.8613
18.08. | 16 | 718.6154 | 619.8962 | 290.8613
18.08. | 17 | 718.6154 | 619.8962 | 290.8613
18.08. | 18 | 718.6154 | 619.8962 | 290.8613
18.08. | 19 | 718.6154 | 619.8962 | 290.8613
18.08. | 20 | 718.6154 | 619.8962 | 290.8613
18.08. | 21 | 718.6154 | 619.8962 | 290.8613
18.08. | 22 | 718.6154 | 619.8962 | 290.8613
18.08. | 23 | 718.6154 | 619.8962 | 290.8613
18.08. | 24 | 718.6154 | 619.8962 | 290.8613
19.08. | 1 | 718.6154 | 619.8962 | 290.8613
19.08. | 2 | 718.6154 | 619.8962 | 290.8613
19.08. | 3 | 718.6154 | 619.8962 | 290.8613
19.08. | 4 | 718.6154 | 619.8962 | 290.8613
19.08. | 5 | 718.6154 | 619.8962 | 290.8613
19.08. | 6 | 718.6154 | 619.8962 | 290.8613
19.08. | 7 | 718.6154 | 619.8962 | 290.8613
19.08. | 8 | 718.6154 | 619.8962 | 290.8613
19.08. | 9 | 718.6154 | 619.8962 | 290.8613
19.08. | 10 | 718.6154 | 619.8962 | 290.8613
19.08. | 11 | 718.6154 | 619.8962 | 290.8613
19.08. | 12 | 718.6154 | 619.8962 | 290.8613
19.08. | 13 | 718.6154 | 619.8962 | 290.8613
19.08. | 14 | 718.6154 | 619.8962 | 290.8613
19.08. | 15 | 718.6154 | 619.8962 | 290.8613
19.08. | 16 | 718.6154 | 619.8962 | 290.8613
19.08. | 17 | 718.6154 | 619.8962 | 290.8613
19.08. | 18 | 718.6154 | 619.8962 | 290.8613
19.08. | 19 | 718.6154 | 619.8962 | 290.8613
19.08. | 20 | 718.6154 | 619.8962 | 290.8613
19.08. | 21 | 718.6154 | 619.8962 | 290.8613
19.08. | 22 | 718.6154 | 619.8962 | 290.8613
19.08. | 23 | 718.6154 | 619.8962 | 290.8613
19.08. | 24 | 718.6154 | 619.8962 | 290.8613
20.08. | 1 | 718.6154 | 619.8962 | 290.8613
20.08. | 2 | 718.6154 | 619.8962 | 290.8613
20.08. | 3 | 718.6154 | 619.8962 | 290.8613
20.08. | 4 | 718.6154 | 619.8962 | 290.8613
20.08. | 5 | 718.6154 | 619.8962 | 290.8613
20.08. | 6 | 718.6154 | 619.8962 | 290.8613
20.08. | 7 | 718.6154 | 619.8962 | 290.8613
20.08. | 8 | 718.6154 | 619.8962 | 290.8613
20.08. | 9 | 718.6154 | 619.8962 | 290.8613
20.08. | 10 | 718.6154 | 619.8962 | 290.8613
20.08. | 11 | 718.6154 | 619.8962 | 290.8613
20.08. | 12 | 718.6154 | 619.8962 | 290.8613
20.08. | 13 | 718.6154 | 619.8962 | 290.8613
20.08. | 14 | 718.6154 | 619.8962 | 290.8613
20.08. | 15 | 718.6154 | 619.8962 | 290.8613
20.08. | 16 | 718.6154 | 619.8962 | 290.8613
20.08. | 17 | 718.6154 | 619.8962 | 290.8613
20.08. | 18 | 718.6154 | 619.8962 | 290.8613
20.08. | 19 | 718.6154 | 619.8962 | 290.8613
20.08. | 20 | 718.6154 | 619.8962 | 290.8613
20.08. | 21 | 718.6154 | 619.8962 | 290.8613
20.08. | 22 | 718.6154 | 619.8962 | 290.8613
20.08. | 23 | 718.6154 | 619.8962 | 290.8613
20.08. | 24 | 718.6154 | 619.8962 | 290.8613
21.08. | 1 | 718.6154 | 619.8962 | 290.8613
21.08. | 2 | 718.6154 | 619.8962 | 290.8613
21.08. | 3 | 718.6154 | 619.8962 | 290.8613
21.08. | 4 | 718.6154 | 619.8962 | 290.8613
21.08. | 5 | 718.6154 | 619.8962 | 290.8613
21.08. | 6 | 718.6154 | 619.8962 | 290.8613
21.08. | 7 | 718.6154 | 619.8962 | 290.8613
21.08. | 8 | 718.6154 | 619.8962 | 290.8613
21.08. | 9 | 718.6154 | 619.8962 | 290.8613
21.08. | 10 | 718.6154 | 619.8962 | 290.8613
21.08. | 11 | 718.6154 | 619.8962 | 290.8613
21.08. | 12 | 718.6154 | 619.8962 | 290.8613
21.08. | 13 | 718.6154 | 619.8962 | 290.8613
21.08. | 14 | 718.6154 | 619.8962 | 290.8613
21.08. | 15 | 718.6154 | 619.8962 | 290.8613
21.08. | 16 | 718.6154 | 619.8962 | 290.8613
21.08. | 17 | 718.6154 | 619.8962 | 290.8613
21.08. | 18 | 718.6154 | 619.8962 | 290.8613
21.08. | 19 | 718.6154 | 619.8962 | 290.8613
21.08. | 20 | 718.6154 | 619.8962 | 290.8613
21.08. | 21 | 718.6154 | 619.8962 | 290.8613
21.08. | 22 | 718.6154 | 619.8962 | 290.8613
21.08. | 23 | 718.6154 | 619.8962 | 290.8613
21.08. | 24 | 718.6154 | 619.8962 | 290.8613
22.08. | 1 | 718.6154 | 619.8962 | 290.8613
22.08. | 2 | 718.6154 | 619.8962 | 290.8613
22.08. | 3 | 718.6154 | 619.8962 | 290.8613
22.08. | 4 | 718.6154 | 619.8962 | 290.8613
22.08. | 5 | 718.6154 | 619.8962 | 290.8613
22.08. | 6 | 718.6154 | 619.8962 | 290.8613
22.08. | 7 | 718.6154 | 619.8962 | 290.8613
22.08. | 8 | 718.6154 | 619.8962 | 290.8613
22.08. | 9 | 718.6154 | 619.8962 | 290.8613
22.08. | 10 | 718.6154 | 619.8962 | 290.8613
22.08. | 11 | 718.6154 | 619.8962 | 290.8613
22.08. | 12 | 718.6154 | 619.8962 | 290.8613
22.08. | 13 | 718.6154 | 619.8962 | 290.8613
22.08. | 14 | 718.6154 | 619.8962 | 290.8613
22.08. | 15 | 718.6154 | 619.8962 | 290.8613
22.08. | 16 | 718.6154 | 619.8962 | 290.8613
22.08. | 17 | 718.6154 | 619.8962 | 290.8613
22.08. | 18 | 718.6154 | 619.8962 | 290.8613
22.08. | 19 | 718.6154 | 619.8962 | 290.8613
22.08. | 20 | 718.6154 | 619.8962 | 290.8613
22.08. | 21 | 718.6154 | 619.8962 | 290.8613
22.08. | 22 | 718.6154 | 619.8962 | 290.8613
22.08. | 23 | 718.6154 | 619.8962 | 290.8613
22.08. | 24 | 718.6154 | 619.8962 | 290.8613
23.08. | 1 | 718.6154 | 619.8962 | 290.8613
23.08. | 2 | 718.6154 | 619.8962 | 290.8613
23.08. | 3 | 718.6154 | 619.8962 | 290.8613
23.08. | 4 | 718.6154 | 619.8962 | 290.8613
23.08. | 5 | 718.6154 | 619.8962 | 290.8613
23.08. | 6 | 718.6154 | 619.8962 | 290.8613
23.08. | 7 | 718.6154 | 619.8962 | 290.8613
23.08. | 8 | 718.6154 | 619.8962 | 290.8613
23.08. | 9 | 718.6154 | 619.8962 | 290.8613
23.08. | 10 | 718.6154 | 619.8962 | 290.8613
23.08. | 11 | 718.6154 | 619.8962 | 290.8613
23.08. | 12 | 718.6154 | 619.8962 | 290.8613
23.08. | 13 | 718.6154 | 619.8962 | 290.8613
23.08. | 14 | 718.6154 | 619.8962 | 290.8613
23.08. | 15 | 718.6154 | 619.8962 | 290.8613
23.08. | 16 | 718.6154 | 619.8962 | 290.8613
23.08. | 17 | 718.6154 | 619.8962 | 290.8613
23.08. | 18 | 718.6154 | 619.8962 | 290.8613
23.08. | 19 | 718.6154 | 619.8962 | 290.8613
23.08. | 20 | 718.6154 | 619.8962 | 290.8613
23.08. | 21 | 718.6154 | 619.8962 | 290.8613
23.08. | 22 | 718.6154 | 619.8962 | 290.8613
23.08. | 23 | 718.6154 | 619.8962 | 290.8613
23.08. | 24 | 718.6154 | 619.8962 | 290.8613
24.08. | 1 | 718.6154 | 619.8962 | 290.8613
24.08. | 2 | 718.6154 | 619.8962 | 290.8613
24.08. | 3 | 718.6154 | 619.8962 | 290.8613
24.08. | 4 | 718.6154 | 619.8962 | 290.8613
24.08. | 5 | 718.6154 | 619.8962 | 290.8613
24.08. | 6 | 718.6154 | 619.8962 | 290.8613
24.08. | 7 | 718.6154 | 619.8962 | 290.8613
24.08. | 8 | 718.6154 | 619.8962 | 290.8613
24.08. | 9 | 718.6154 | 619.8962 | 290.8613
24.08. | 10 | 718.6154 | 619.8962 | 290.8613
24.08. | 11 | 718.6154 | 619.8962 | 290.8613
24.08. | 12 | 718.6154 | 619.8962 | 290.8613
24.08. | 13 | 718.6154 | 619.8962 | 290.8613
24.08. | 14 | 718.6154 | 619.8962 | 290.8613
24.08. | 15 | 718.6154 | 619.8962 | 290.8613
24.08. | 16 | 718.6154 | 619.8962 | 290.8613
24.08. | 17 | 718.6154 | 619.8962 | 290.8613
24.08. | 18 | 718.6154 | 619.8962 | 290.8613
24.08. | 19 | 718.6154 | 619.8962 | 290.8613
24.08. | 20 | 718.6154 | 619.8962 | 290.8613
24.08. | 21 | 718.6154 | 619.8962 | 290.8613
24.08. | 22 | 718.6154 | 619.8962 | 290.8613
24.08. | 23 | 718.6154 | 619.8962 | 290.8613
24.08. | 24 | 718.6154 | 619.8962 | 290.8613
25.08. | 1 | 718.6154 | 619.8962 | 290.8613
25.08. | 2 | 718.6154 | 619.8962 | 290.8613
25.08. | 3 | 718.6154 | 619.8962 | 290.8613
25.08. | 4 | 718.6154 | 619.8962 | 290.8613
25.08. | 5 | 718.6154 | 619.8962 | 290.8613
25.08. | 6 | 718.6154 | 619.8962 | 290.8613
25.08. | 7 | 718.6154 | 619.8962 | 290.8613
25.08. | 8 | 718.6154 | 619.8962 | 290.8613
25.08. | 9 | 718.6154 | 619.8962 | 290.8613
25.08. | 10 | 718.6154 | 619.8962 | 290.8613
25.08. | 11 | 718.6154 | 619.8962 | 290.8613
25.08. | 12 | 718.6154 | 619.8962 | 290.8613
25.08. | 13 | 718.6154 | 619.8962 | 290.8613
25.08. | 14 | 718.6154 | 619.8962 | 290.8613
25.08. | 15 | 718.6154 | 619.8962 | 290.8613
25.08. | 16 | 718.6154 | 619.8962 | 290.8613
25.08. | 17 | 718.6154 | 619.8962 | 290.8613
25.08. | 18 | 718.6154 | 619.8962 | 290.8613
25.08. | 19 | 718.6154 | 619.8962 | 290.8613
25.08. | 20 | 718.6154 | 619.8962 | 290.8613
25.08. | 21 | 718.6154 | 619.8962 | 290.8613
25.08. | 22 | 718.6154 | 619.8962 | 290.8613
25.08. | 23 | 718.6154 | 619.8962 | 290.8613
25.08. | 24 | 718.6154 | 619.8962 | 290.8613
26.08. | 1 | 718.6154 | 619.8962 | 290.8613
26.08. | 2 | 718.6154 | 619.8962 | 290.8613
26.08. | 3 | 718.6154 | 619.8962 | 290.8613
26.08. | 4 | 718.6154 | 619.8962 | 290.8613
26.08. | 5 | 718.6154 | 619.8962 | 290.8613
26.08. | 6 | 718.6154 | 619.8962 | 290.8613
26.08. | 7 | 718.6154 | 619.8962 | 290.8613
26.08. | 8 | 718.6154 | 619.8962 | 290.8613
26.08. | 9 | 718.6154 | 619.8962 | 290.8613
26.08. | 10 | 718.6154 | 619.8962 | 290.8613
26.08. | 11 | 718.6154 | 619.8962 | 290.8613
26.08. | 12 | 718.6154 | 619.8962 | 290.8613
26.08. | 13 | 718.6154 | 619.8962 | 290.8613
26.08. | 14 | 718.6154 | 619.8962 | 290.8613
26.08. | 15 | 718.6154 | 619.8962 | 290.8613
26.08. | 16 | 718.6154 | 619.8962 | 290.8613
26.08. | 17 | 718.6154 | 619.8962 | 290.8613
26.08. | 18 | 718.6154 | 619.8962 | 290.8613
26.08. | 19 | 718.6154 | 619.8962 | 290.8613
26.08. | 20 | 718.6154 | 619.8962 | 290.8613
26.08. | 21 | 718.6154 | 619.8962 | 290.8613
26.08. | 22 | 718.6154 | 619.8962 | 290.8613
26.08. | 23 | 718.6154 | 619.8962 | 290.8613
26.08. | 24 | 718.6154 | 619.8962 | 290.8613
27.08. | 1 | 718.6154 | 619.8962 | 290.8613
27.08. | 2 | 718.6154 | 619.8962 | 290.8613
27.08. | 3 | 718.6154 | 619.8962 | 290.8613
27.08. | 4 | 718.6154 | 619.8962 | 290.8613
27.08. | 5 | 718.6154 | 619.8962 | 290.8613
27.08. | 6 | 718.6154 | 619.8962 | 290.8613
27.08. | 7 | 718.6154 | 619.8962 | 290.8613
27.08. | 8 | 718.6154 | 619.8962 | 290.8613
27.08. | 9 | 718.6154 | 619.8962 | 290.8613
27.08. | 10 | 718.6154 | 619.8962 | 290.8613
27.08. | 11 | 718.6154 | 619.8962 | 290.8613
27.08. | 12 | 718.6154 | 619.8962 | 290.8613
27.08. | 13 | 718.6154 | 619.8962 | 290.8613
27.08. | 14 | 718.6154 | 619.8962 | 290.8613
27.08. | 15 | 718.6154 | 619.8962 | 290.8613
27.08. | 16 | 718.6154 | 619.8962 | 290.8613
27.08. | 17 | 718.6154 | 619.8962 | 290.8613
27.08. | 18 | 718.6154 | 619.8962 | 290.8613
27.08. | 19 | 718.6154 | 619.8962 | 290.8613
27.08. | 20 | 718.6154 | 619.8962 | 290.8613
27.08. | 21 | 718.6154 | 619.8962 | 290.8613
27.08. | 22 | 718.6154 | 619.8962 | 290.8613
27.08. | 23 | 718.6154 | 619.8962 | 290.8613
27.08. | 24 | 718.6154 | 619.8962 | 290.8613
28.08. | 1 | 718.6154 | 619.8962 | 290.8613
28.08. | 2 | 718.6154 | 619.8962 | 290.8613
28.08. | 3 | 718.6154 | 619.8962 | 290.8613
28.08. | 4 | 718.6154 | 619.8962 | 290.8613
28.08. | 5 | 718.6154 | 619.8962 | 290.8613
28.08. | 6 | 718.6154 | 619.8962 | 290.8613
28.08. | 7 | 718.6154 | 619.8962 | 290.8613
28.08. | 8 | 718.6154 | 619.8962 | 290.8613
28.08. | 9 | 718.6154 | 619.8962 | 290.8613
28.08. | 10 | 718.6154 | 619.8962 | 290.8613
28.08. | 11 | 718.6154 | 619.8962 | 290.8613
28.08. | 12 | 718.6154 | 619.8962 | 290.8613
28.08. | 13 | 718.6154 | 619.8962 | 290.8613
28.08. | 14 | 718.6154 | 619.8962 | 290.8613
28.08. | 15 | 718.6154 | 619.8962 | 290.8613
28.08. | 16 | 718.6154 | 619.8962 | 290.8613
28.08. | 17 | 718.6154 | 619.8962 | 290.8613
28.08. | 18 | 718.6154 | 619.8962 | 290.8613
28.08. | 19 | 718.6154 | 619.8962 | 290.8613
28.08. | 20 | 718.6154 | 619.8962 | 290.8613
28.08. | 21 | 718.6154 | 619.8962 | 290.8613
28.08. | 22 | 718.6154 | 619.8962 | 290.8613
28.08. | 23 | 718.6154 | 619.8962 | 290.8613
28.08. | 24 | 718.6154 | 619.8962 | 290.8613
29.08. | 1 | 718.6154 | 619.8962 | 290.8613
29.08. | 2 | 718.6154 | 619.8962 | 290.8613
29.08. | 3 | 718.6154 | 619.8962 | 290.8613
29.08. | 4 | 718.6154 | 619.8962 | 290.8613
29.08. | 5 | 718.6154 | 619.8962 | 290.8613
29.08. | 6 | 718.6154 | 619.8962 | 290.8613
29.08. | 7 | 718.6154 | 619.8962 | 290.8613
29.08. | 8 | 718.6154 | 619.8962 | 290.8613
29.08. | 9 | 718.6154 | 619.8962 | 290.8613
29.08. | 10 | 718.6154 | 619.8962 | 290.8613
29.08. | 11 | 718.6154 | 619.8962 | 290.8613
29.08. | 12 | 718.6154 | 619.8962 | 290.8613
29.08. | 13 | 718.6154 | 619.8962 | 290.8613
29.08. | 14 | 718.6154 | 619.8962 | 290.8613
29.08. | 15 | 718.6154 | 619.8962 | 290.8613
29.08. | 16 | 718.6154 | 619.8962 | 290.8613
29.08. | 17 | 718.6154 | 619.8962 | 290.8613
29.08. | 18 | 718.6154 | 619.8962 | 290.8613
29.08. | 19 | 718.6154 | 619.8962 | 290.8613
29.08. | 20 | 718.6154 | 619.8962 | 290.8613
29.08. | 21 | 718.6154 | 619.8962 | 290.8613
29.08. | 22 | 718.6154 | 619.8962 | 290.8613
29.08. | 23 | 718.6154 | 619.8962 | 290.8613
29.08. | 24 | 718.6154 | 619.8962 | 290.8613
30.08. | 1 | 718.6154 | 619.8962 | 290.8613
30.08. | 2 | 718.6154 | 619.8962 | 290.8613
30.08. | 3 | 718.6154 | 619.8962 | 290.8613
30.08. | 4 | 718.6154 | 619.8962 | 290.8613
30.08. | 5 | 718.6154 | 619.8962 | 290.8613
30.08. | 6 | 718.6154 | 619.8962 | 290.8613
30.08. | 7 | 718.6154 | 619.8962 | 290.8613
30.08. | 8 | 718.6154 | 619.8962 | 290.8613
30.08. | 9 | 718.6154 | 619.8962 | 290.8613
30.08. | 10 | 718.6154 | 619.8962 | 290.8613
30.08. | 11 | 718.6154 | 619.8962 | 290.8613
30.08. | 12 | 718.6154 | 619.8962 | 290.8613
30.08. | 13 | 718.6154 | 619.8962 | 290.8613
30.08. | 14 | 718.6154 | 619.8962 | 290.8613
30.08. | 15 | 718.6154 | 619.8962 | 290.8613
30.08. | 16 | 718.6154 | 619.8962 | 290.8613
30.08. | 17 | 718.6154 | 619.8962 | 290.8613
30.08. | 18 | 718.6154 | 619.8962 | 290.8613
30.08. | 19 | 718.6154 | 619.8962 | 290.8613
30.08. | 20 | 718.6154 | 619.8962 | 290.8613
30.08. | 21 | 718.6154 | 619.8962 | 290.8613
30.08. | 22 | 718.6154 | 619.8962 | 290.8613
30.08. | 23 | 718.6154 | 619.8962 | 290.8613
30.08. | 24 | 718.6154 | 619.8962 | 290.8613
31.08. | 1 | 718.6154 | 619.8962 | 290.8613
31.08. | 2 | 718.6154 | 619.8962 | 290.8613
31.08. | 3 | 718.6154 | 619.8962 | 290.8613
31.08. | 4 | 718.6154 | 619.8962 | 290.8613
31.08. | 5 | 718.6154 | 619.8962 | 290.8613
31.08. | 6 | 718.6154 | 619.8962 | 290.8613
31.08. | 7 | 718.6154 | 619.8962 | 290.8613
31.08. | 8 | 718.6154 | 619.8962 | 290.8613
31.08. | 9 | 718.6154 | 619.8962 | 290.8613
31.08. | 10 | 718.6154 | 619.8962 | 290.8613
31.08. | 11 | 718.6154 | 619.8962 | 290.8613
31.08. | 12 | 718.6154 | 619.8962 | 290.8613
31.08. | 13 | 718.6154 | 619.8962 | 290.8613
31.08. | 14 | 718.6154 | 619.8962 | 290.8613
31.08. | 15 | 718.6154 | 619.8962 | 290.8613
31.08. | 16 | 718.6154 | 619.8962 | 290.8613
31.08. | 17 | 718.6154 | 619.8962 | 290.8613
31.08. | 18 | 718.6154 | 619.8962 | 290.8613
31.08. | 19 | 718.6154 | 619.8962 | 290.8613
31.08. | 20 | 718.6154 | 619.8962 | 290.8613
31.08. | 21 | 718.6154 | 619.8962 | 290.8613
31.08. | 22 | 718.6154 | 619.8962 | 290.8613
31.08. | 23 | 718.6154 | 619.8962 | 290.8613
31.08. | 24 | 718.6154 | 619.8962 | 290.8613
01.09. | 1 | 718.6154 | 619.8962 | 290.8613
01.09. | 2 | 718.6154 | 619.8962 | 290.8613
01.09. | 3 | 718.6154 | 619.8962 | 290.8613
01.09. | 4 | 718.6154 | 619.8962 | 290.8613
01.09. | 5 | 718.6154 | 619.8962 | 290.8613
01.09. | 6 | 718.6154 | 619.8962 | 290.8613
01.09. | 7 | 718.6154 | 619.8962 | 290.8613
01.09. | 8 | 718.6154 | 619.8962 | 290.8613
01.09. | 9 | 718.6154 | 619.8962 | 290.8613
01.09. | 10 | 718.6154 | 619.8962 | 290.8613
01.09. | 11 | 718.6154 | 619.8962 | 290.8613
01.09. | 12 | 718.6154 | 619.8962 | 290.8613
01.09. | 13 | 718.6154 | 619.8962 | 290.8613
01.09. | 14 | 718.6154 | 619.8962 | 290.8613
01.09. | 15 | 718.6154 | 619.8962 | 290.8613
01.09. | 16 | 718.6154 | 619.8962 | 290.8613
01.09. | 17 | 718.6154 | 619.8962 | 290.8613
01.09. | 18 | 718.6154 | 619.8962 | 290.8613
01.09. | 19 | 718.6154 | 619.8962 | 290.8613
01.09. | 20 | 718.6154 | 619.8962 | 290.8613
01.09. | 21 | 718.6154 | 619.8962 | 290.8613
01.09. | 22 | 718.6154 | 619.8962 | 290.8613
01.09. | 23 | 718.6154 | 619.8962 | 290.8613
01.09. | 24 | 718.6154 | 619.8962 | 290.8613
02.09. | 1 | 718.6154 | 619.8962 | 290.8613
02.09. | 2 | 718.6154 | 619.8962 | 290.8613
02.09. | 3 | 718.6154 | 619.8962 | 290.8613
02.09. | 4 | 718.6154 | 619.8962 | 290.8613
02.09. | 5 | 718.6154 | 619.8962 | 290.8613
02.09. | 6 | 718.6154 | 619.8962 | 290.8613
02.09. | 7 | 718.6154 | 619.8962 | 290.8613
02.09. | 8 | 718.6154 | 619.8962 | 290.8613
02.09. | 9 | 718.6154 | 619.8962 | 290.8613
02.09. | 10 | 718.6154 | 619.8962 | 290.8613
02.09. | 11 | 718.6154 | 619.8962 | 290.8613
02.09. | 12 | 718.6154 | 619.8962 | 290.8613
02.09. | 13 | 718.6154 | 619.8962 | 290.8613
02.09. | 14 | 718.6154 | 619.8962 | 290.8613
02.09. | 15 | 718.6154 | 619.8962 | 290.8613
02.09. | 16 | 718.6154 | 619.8962 | 290.8613
02.09. | 17 | 718.6154 | 619.8962 | 290.8613
02.09. | 18 | 718.6154 | 619.8962 | 290.8613
02.09. | 19 | 718.6154 | 619.8962 | 290.8613
02.09. | 20 | 718.6154 | 619.8962 | 290.8613
02.09. | 21 | 718.6154 | 619.8962 | 290.8613
02.09. | 22 | 718.6154 | 619.8962 | 290.8613
02.09. | 23 | 718.6154 | 619.8962 | 290.8613
02.09. | 24 | 718.6154 | 619.8962 | 290.8613
03.09. | 1 | 718.6154 | 619.8962 | 290.8613
03.09. | 2 | 718.6154 | 619.8962 | 290.8613
03.09. | 3 | 718.6154 | 619.8962 | 290.8613
03.09. | 4 | 718.6154 | 619.8962 | 290.8613
03.09. | 5 | 718.6154 | 619.8962 | 290.8613
03.09. | 6 | 718.6154 | 619.8962 | 290.8613
03.09. | 7 | 718.6154 | 619.8962 | 290.8613
03.09. | 8 | 718.6154 | 619.8962 | 290.8613
03.09. | 9 | 718.6154 | 619.8962 | 290.8613
03.09. | 10 | 718.6154 | 619.8962 | 290.8613
03.09. | 11 | 718.6154 | 619.8962 | 290.8613
03.09. | 12 | 718.6154 | 619.8962 | 290.8613
03.09. | 13 | 718.6154 | 619.8962 | 290.8613
03.09. | 14 | 718.6154 | 619.8962 | 290.8613
03.09. | 15 | 718.6154 | 619.8962 | 290.8613
03.09. | 16 | 718.6154 | 619.8962 | 290.8613
03.09. | 17 | 718.6154 | 619.8962 | 290.8613
03.09. | 18 | 718.6154 | 619.8962 | 290.8613
03.09. | 19 | 718.6154 | 619.8962 | 290.8613
03.09. | 20 | 718.6154 | 619.8962 | 290.8613
03.09. | 21 | 718.6154 | 619.8962 | 290.8613
03.09. | 22 | 718.6154 | 619.8962 | 290.8613
03.09. | 23 | 718.6154 | 619.8962 | 290.8613
03.09. | 24 | 718.6154 | 619.8962 | 290.8613
04.09. | 1 | 718.6154 | 619.8962 | 290.8613
04.09. | 2 | 718.6154 | 619.8962 | 290.8613
04.09. | 3 | 718.6154 | 619.8962 | 290.8613
04.09. | 4 | 718.6154 | 619.8962 | 290.8613
04.09. | 5 | 718.6154 | 619.8962 | 290.8613
04.09. | 6 | 718.6154 | 619.8962 | 290.8613
04.09. | 7 | 718.6154 | 619.8962 | 290.8613
04.09. | 8 | 718.6154 | 619.8962 | 290.8613
04.09. | 9 | 718.6154 | 619.8962 | 290.8613
04.09. | 10 | 718.6154 | 619.8962 | 290.8613
04.09. | 11 | 718.6154 | 619.8962 | 290.8613
04.09. | 12 | 718.6154 | 619.8962 | 290.8613
04.09. | 13 | 718.6154 | 619.8962 | 290.8613
04.09. | 14 | 718.6154 | 619.8962 | 290.8613
04.09. | 15 | 718.6154 | 619.8962 | 290.8613
04.09. | 16 | 718.6154 | 619.8962 | 290.8613
04.09. | 17 | 718.6154 | 619.8962 | 290.8613
04.09. | 18 | 718.6154 | 619.8962 | 290.8613
04.09. | 19 | 718.6154 | 619.8962 | 290.8613
04.09. | 20 | 718.6154 | 619.8962 | 290.8613
04.09. | 21 | 718.6154 | 619.8962 | 290.8613
04.09. | 22 | 718.6154 | 619.8962 | 290.8613
04.09. | 23 | 718.6154 | 619.8962 | 290.8613
04.09. | 24 | 718.6154 | 619.8962 | 290.8613
05.09. | 1 | 718.6154 | 619.8962 | 290.8613
05.09. | 2 | 718.6154 | 619.8962 | 290.8613
05.09. | 3 | 718.6154 | 619.8962 | 290.8613
05.09. | 4 | 718.6154 | 619.8962 | 290.8613
05.09. | 5 | 718.6154 | 619.8962 | 290.8613
05.09. | 6 | 718.6154 | 619.8962 | 290.8613
05.09. | 7 | 718.6154 | 619.8962 | 290.8613
05.09. | 8 | 718.6154 | 619.8962 | 290.8613
05.09. | 9 | 718.6154 | 619.8962 | 290.8613
05.09. | 10 | 718.6154 | 619.8962 | 290.8613
05.09. | 11 | 718.6154 | 619.8962 | 290.8613
05.09. | 12 | 718.6154 | 619.8962 | 290.8613
05.09. | 13 | 718.6154 | 619.8962 | 290.8613
05.09. | 14 | 718.6154 | 619.8962 | 290.8613
05.09. | 15 | 718.6154 | 619.8962 | 290.8613
05.09. | 16 | 718.6154 | 619.8962 | 290.8613
05.09. | 17 | 718.6154 | 619.8962 | 290.8613
05.09. | 18 | 718.6154 | 619.8962 | 290.8613
05.09. | 19 | 718.6154 | 619.8962 | 290.8613
05.09. | 20 | 718.6154 | 619.8962 | 290.8613
05.09. | 21 | 718.6154 | 619.8962 | 290.8613
05.09. | 22 | 718.6154 | 619.8962 | 290.8613
05.09. | 23 | 718.6154 | 619.8962 | 290.8613
05.09. | 24 | 718.6154 | 619.8962 | 290.8613
06.09. | 1 | 718.6154 | 619.8962 | 290.8613
06.09. | 2 | 718.6154 | 619.8962 | 290.8613
06.09. | 3 | 718.6154 | 619.8962 | 290.8613
06.09. | 4 | 718.6154 | 619.8962 | 290.8613
06.09. | 5 | 718.6154 | 619.8962 | 290.8613
06.09. | 6 | 718.6154 | 619.8962 | 290.8613
06.09. | 7 | 718.6154 | 619.8962 | 290.8613
06.09. | 8 | 718.6154 | 619.8962 | 290.8613
06.09. | 9 | 718.6154 | 619.8962 | 290.8613
06.09. | 10 | 718.6154 | 619.8962 | 290.8613
06.09. | 11 | 718.6154 | 619.8962 | 290.8613
06.09. | 12 | 718.6154 | 619.8962 | 290.8613
06.09. | 13 | 718.6154 | 619.8962 | 290.8613
06.09. | 14 | 718.6154 | 619.8962 | 290.8613
06.09. | 15 | 718.6154 | 619.8962 | 290.8613
06.09. | 16 | 718.6154 | 619.8962 | 290.8613
06.09. | 17 | 718.6154 | 619.8962 | 290.8613
06.09. | 18 | 718.6154 | 619.8962 | 290.8613
06.09. | 19 | 718.6154 | 619.8962 | 290.8613
06.09. | 20 | 718.6154 | 619.8962 | 290.8613
06.09. | 21 | 718.6154 | 619.8962 | 290.8613
06.09. | 22 | 718.6154 | 619.8962 | 290.8613
06.09. | 23 | 718.6154 | 619.8962 | 290.8613
06.09. | 24 | 718.6154 | 619.8962 | 290.8613
07.09. | 1 | 718.6154 | 619.8962 | 290.8613
07.09. | 2 | 718.6154 | 619.8962 | 290.8613
07.09. | 3 | 718.6154 | 619.8962 | 290.8613
07.09. | 4 | 718.6154 | 619.8962 | 290.8613
07.09. | 5 | 718.6154 | 619.8962 | 290.8613
07.09. | 6 | 718.6154 | 619.8962 | 290.8613
07.09. | 7 | 718.6154 | 619.8962 | 290.8613
07.09. | 8 | 718.6154 | 619.8962 | 290.8613
07.09. | 9 | 718.6154 | 619.8962 | 290.8613
07.09. | 10 | 718.6154 | 619.8962 | 290.8613
07.09. | 11 | 718.6154 | 619.8962 | 290.8613
07.09. | 12 | 718.6154 | 619.8962 | 290.8613
07.09. | 13 | 718.6154 | 619.8962 | 290.8613
07.09. | 14 | 718.6154 | 619.8962 | 290.8613
07.09. | 15 | 718.6154 | 619.8962 | 290.8613
07.09. | 16 | 718.6154 | 619.8962 | 290.8613
07.09. | 17 | 718.6154 | 619.8962 | 290.8613
07.09. | 18 | 718.6154 | 619.8962 | 290.8613
07.09. | 19 | 718.6154 | 619.8962 | 290.8613
07.09. | 20 | 718.6154 | 619.8962 | 290.8613
07.09. | 21 | 718.6154 | 619.8962 | 290.8613
07.09. | 22 | 718.6154 | 619.8962 | 290.8613
07.09. | 23 | 718.6154 | 619.8962 | 290.8613
07.09. | 24 | 718.6154 | 619.8962 | 290.8613
08.09. | 1 | 718.6154 | 619.8962 | 290.8613
08.09. | 2 | 718.6154 | 619.8962 | 290.8613
08.09. | 3 | 718.6154 | 619.8962 | 290.8613
08.09. | 4 | 718.6154 | 619.8962 | 290.8613
08.09. | 5 | 718.6154 | 619.8962 | 290.8613
08.09. | 6 | 718.6154 | 619.8962 | 290.8613
08.09. | 7 | 718.6154 | 619.8962 | 290.8613
08.09. | 8 | 718.6154 | 619.8962 | 290.8613
08.09. | 9 | 718.6154 | 619.8962 | 290.8613
08.09. | 10 | 718.6154 | 619.8962 | 290.8613
08.09. | 11 | 718.6154 | 619.8962 | 290.8613
08.09. | 12 | 718.6154 | 619.8962 | 290.8613
08.09. | 13 | 718.6154 | 619.8962 | 290.8613
08.09. | 14 | 718.6154 | 619.8962 | 290.8613
08.09. | 15 | 718.6154 | 619.8962 | 290.8613
08.09. | 16 | 718.6154 | 619.8962 | 290.8613
08.09. | 17 | 718.6154 | 619.8962 | 290.8613
08.09. | 18 | 718.6154 | 619.8962 | 290.8613
08.09. | 19 | 718.6154 | 619.8962 | 290.8613
08.09. | 20 | 718.6154 | 619.8962 | 290.8613
08.09. | 21 | 718.6154 | 619.8962 | 290.8613
08.09. | 22 | 718.6154 | 619.8962 | 290.8613
08.09. | 23 | 718.6154 | 619.8962 | 290.8613
08.09. | 24 | 718.6154 | 619.8962 | 290.8613
09.09. | 1 | 718.6154 | 619.8962 | 290.8613
09.09. | 2 | 718.6154 | 619.8962 | 290.8613
09.09. | 3 | 718.6154 | 619.8962 | 290.8613
09.09. | 4 | 718.6154 | 619.8962 | 290.8613
09.09. | 5 | 718.6154 | 619.8962 | 290.8613
09.09. | 6 | 718.6154 | 619.8962 | 290.8613
09.09. | 7 | 718.6154 | 619.8962 | 290.8613
09.09. | 8 | 718.6154 | 619.8962 | 290.8613
09.09. | 9 | 718.6154 | 619.8962 | 290.8613
09.09. | 10 | 718.6154 | 619.8962 | 290.8613
09.09. | 11 | 718.6154 | 619.8962 | 290.8613
09.09. | 12 | 718.6154 | 619.8962 | 290.8613
09.09. | 13 | 718.6154 | 619.8962 | 290.8613
09.09. | 14 | 718.6154 | 619.8962 | 290.8613
09.09. | 15 | 718.6154 | 619.8962 | 290.8613
09.09. | 16 | 718.6154 | 619.8962 | 290.8613
09.09. | 17 | 718.6154 | 619.8962 | 290.8613
09.09. | 18 | 718.6154 | 619.8962 | 290.8613
09.09. | 19 | 718.6154 | 619.8962 | 290.8613
09.09. | 20 | 718.6154 | 619.8962 | 290.8613
09.09. | 21 | 718.6154 | 619.8962 | 290.8613
09.09. | 22 | 718.6154 | 619.8962 | 290.8613
09.09. | 23 | 718.6154 | 619.8962 | 290.8613
09.09. | 24 | 718.6154 | 619.8962 | 290.8613
10.09. | 1 | 718.6154 | 619.8962 | 290.8613
10.09. | 2 | 718.6154 | 619.8962 | 290.8613
10.09. | 3 | 718.6154 | 619.8962 | 290.8613
10.09. | 4 | 718.6154 | 619.8962 | 290.8613
10.09. | 5 | 718.6154 | 619.8962 | 290.8613
10.09. | 6 | 718.6154 | 619.8962 | 290.8613
10.09. | 7 | 718.6154 | 619.8962 | 290.8613
10.09. | 8 | 718.6154 | 619.8962 | 290.8613
10.09. | 9 | 718.6154 | 619.8962 | 290.8613
10.09. | 10 | 718.6154 | 619.8962 | 290.8613
10.09. | 11 | 718.6154 | 619.8962 | 290.8613
10.09. | 12 | 718.6154 | 619.8962 | 290.8613
10.09. | 13 | 718.6154 | 619.8962 | 290.8613
10.09. | 14 | 718.6154 | 619.8962 | 290.8613
10.09. | 15 | 718.6154 | 619.8962 | 290.8613
10.09. | 16 | 718.6154 | 619.8962 | 290.8613
10.09. | 17 | 718.6154 | 619.8962 | 290.8613
10.09. | 18 | 718.6154 | 619.8962 | 290.8613
10.09. | 19 | 718.6154 | 619.8962 | 290.8613
10.09. | 20 | 718.6154 | 619.8962 | 290.8613
10.09. | 21 | 718.6154 | 619.8962 | 290.8613
10.09. | 22 | 718.6154 | 619.8962 | 290.8613
10.09. | 23 | 718.6154 | 619.8962 | 290.8613
10.09. | 24 | 718.6154 | 619.8962 | 290.8613
11.09. | 1 | 718.6154 | 619.8962 | 290.8613
11.09. | 2 | 718.6154 | 619.8962 | 290.8613
11.09. | 3 | 718.6154 | 619.8962 | 290.8613
11.09. | 4 | 718.6154 | 619.8962 | 290.8613
11.09. | 5 | 718.6154 | 619.8962 | 290.8613
11.09. | 6 | 718.6154 | 619.8962 | 290.8613
11.09. | 7 | 718.6154 | 619.8962 | 290.8613
11.09. | 8 | 718.6154 | 619.8962 | 290.8613
11.09. | 9 | 718.6154 | 619.8962 | 290.8613
11.09. | 10 | 718.6154 | 619.8962 | 290.8613
11.09. | 11 | 718.6154 | 619.8962 | 290.8613
11.09. | 12 | 718.6154 | 619.8962 | 290.8613
11.09. | 13 | 718.6154 | 619.8962 | 290.8613
11.09. | 14 | 718.6154 | 619.8962 | 290.8613
11.09. | 15 | 718.6154 | 619.8962 | 290.8613
11.09. | 16 | 718.6154 | 619.8962 | 290.8613
11.09. | 17 | 718.6154 | 619.8962 | 290.8613
11.09. | 18 | 718.6154 | 619.8962 | 290.8613
11.09. | 19 | 718.6154 | 619.8962 | 290.8613
11.09. | 20 | 718.6154 | 619.8962 | 290.8613
11.09. | 21 | 718.6154 | 619.8962 | 290.8613
11.09. | 22 | 718.6154 | 619.8962 | 290.8613
11.09. | 23 | 718.6154 | 619.8962 | 290.8613
11.09. | 24 | 718.6154 | 619.8962 | 290.8613
12.09. | 1 | 718.6154 | 619.8962 | 290.8613
12.09. | 2 | 718.6154 | 619.8962 | 290.8613
12.09. | 3 | 718.6154 | 619.8962 | 290.8613
12.09. | 4 | 718.6154 | 619.8962 | 290.8613
12.09. | 5 | 718.6154 | 619.8962 | 290.8613
12.09. | 6 | 718.6154 | 619.8962 | 290.8613
12.09. | 7 | 718.6154 | 619.8962 | 290.8613
12.09. | 8 | 718.6154 | 619.8962 | 290.8613
12.09. | 9 | 718.6154 | 619.8962 | 290.8613
12.09. | 10 | 718.6154 | 619.8962 | 290.8613
12.09. | 11 | 718.6154 | 619.8962 | 290.8613
12.09. | 12 | 718.6154 | 619.8962 | 290.8613
12.09. | 13 | 718.6154 | 619.8962 | 290.8613
12.09. | 14 | 718.6154 | 619.8962 | 290.8613
12.09. | 15 | 718.6154 | 619.8962 | 290.8613
12.09. | 16 | 718.6154 | 619.8962 | 290.8613
12.09. | 17 | 718.6154 | 619.8962 | 290.8613
12.09. | 18 | 718.6154 | 619.8962 | 290.8613
12.09. | 19 | 718.6154 | 619.8962 | 290.8613
12.09. | 20 | 718.6154 | 619.8962 | 290.8613
12.09. | 21 | 718.6154 | 619.8962 | 290.8613
12.09. | 22 | 718.6154 | 619.8962 | 290.8613
12.09. | 23 | 718.6154 | 619.8962 | 290.8613
12.09. | 24 | 718.6154 | 619.8962 | 290.8613
13.09. | 1 | 718.6154 | 619.8962 | 290.8613
13.09. | 2 | 718.6154 | 619.8962 | 290.8613
13.09. | 3 | 718.6154 | 619.8962 | 290.8613
13.09. | 4 | 718.6154 | 619.8962 | 290.8613
13.09. | 5 | 718.6154 | 619.8962 | 290.8613
13.09. | 6 | 718.6154 | 619.8962 | 290.8613
13.09. | 7 | 718.6154 | 619.8962 | 290.8613
13.09. | 8 | 718.6154 | 619.8962 | 290.8613
13.09. | 9 | 718.6154 | 619.8962 | 290.8613
13.09. | 10 | 718.6154 | 619.8962 | 290.8613
13.09. | 11 | 718.6154 | 619.8962 | 290.8613
13.09. | 12 | 718.6154 | 619.8962 | 290.8613
13.09. | 13 | 718.6154 | 619.8962 | 290.8613
13.09. | 14 | 718.6154 | 619.8962 | 290.8613
13.09. | 15 | 718.6154 | 619.8962 | 290.8613
13.09. | 16 | 718.6154 | 619.8962 | 290.8613
13.09. | 17 | 718.6154 | 619.8962 | 290.8613
13.09. | 18 | 718.6154 | 619.8962 | 290.8613
13.09. | 19 | 718.6154 | 619.8962 | 290.8613
13.09. | 20 | 718.6154 | 619.8962 | 290.8613
13.09. | 21 | 718.6154 | 619.8962 | 290.8613
13.09. | 22 | 718.6154 | 619.8962 | 290.8613
13.09. | 23 | 718.6154 | 619.8962 | 290.8613
13.09. | 24 | 718.6154 | 619.8962 | 290.8613
14.09. | 1 | 718.6154 | 619.8962 | 290.8613
14.09. | 2 | 718.6154 | 619.8962 | 290.8613
14.09. | 3 | 718.6154 | 619.8962 | 290.8613
14.09. | 4 | 718.6154 | 619.8962 | 290.8613
14.09. | 5 | 718.6154 | 619.8962 | 290.8613
14.09. | 6 | 718.6154 | 619.8962 | 290.8613
14.09. | 7 | 718.6154 | 619.8962 | 290.8613
14.09. | 8 | 718.6154 | 619.8962 | 290.8613
14.09. | 9 | 718.6154 | 619.8962 | 290.8613
14.09. | 10 | 718.6154 | 619.8962 | 290.8613
14.09. | 11 | 718.6154 | 619.8962 | 290.8613
14.09. | 12 | 718.6154 | 619.8962 | 290.8613
14.09. | 13 | 718.6154 | 619.8962 | 290.8613
14.09. | 14 | 718.6154 | 619.8962 | 290.8613
14.09. | 15 | 718.6154 | 619.8962 | 290.8613
14.09. | 16 | 718.6154 | 619.8962 | 290.8613
14.09. | 17 | 718.6154 | 619.8962 | 290.8613
14.09. | 18 | 718.6154 | 619.8962 | 290.8613
14.09. | 19 | 718.6154 | 619.8962 | 290.8613
14.09. | 20 | 718.6154 | 619.8962 | 290.8613
14.09. | 21 | 718.6154 | 619.8962 | 290.8613
14.09. | 22 | 718.6154 | 619.8962 | 290.8613
14.09. | 23 | 718.6154 | 619.8962 | 290.8613
14.09. | 24 | 718.6154 | 619.8962 | 290.8613
15.09. | 1 | 718.6154 | 619.8962 | 290.8613
15.09. | 2 | 718.6154 | 619.8962 | 290.8613
15.09. | 3 | 718.6154 | 619.8962 | 290.8613
15.09. | 4 | 718.6154 | 619.8962 | 290.8613
15.09. | 5 | 718.6154 | 619.8962 | 290.8613
15.09. | 6 | 718.6154 | 619.8962 | 290.8613
15.09. | 7 | 718.6154 | 619.8962 | 290.8613
15.09. | 8 | 718.6154 | 619.8962 | 290.8613
15.09. | 9 | 718.6154 | 619.8962 | 290.8613
15.09. | 10 | 718.6154 | 619.8962 | 290.8613
15.09. | 11 | 718.6154 | 619.8962 | 290.8613
15.09. | 12 | 718.6154 | 619.8962 | 290.8613
15.09. | 13 | 718.6154 | 619.8962 | 290.8613
15.09. | 14 | 718.6154 | 619.8962 | 290.8613
15.09. | 15 | 718.6154 | 619.8962 | 290.8613
15.09. | 16 | 718.6154 | 619.8962 | 290.8613
15.09. | 17 | 718.6154 | 619.8962 | 290.8613
15.09. | 18 | 718.6154 | 619.8962 | 290.8613
15.09. | 19 | 718.6154 | 619.8962 | 290.8613
15.09. | 20 | 718.6154 | 619.8962 | 290.8613
15.09. | 21 | 718.6154 | 619.8962 | 290.8613
15.09. | 22 | 718.6154 | 619.8962 | 290.8613
15.09. | 23 | 718.6154 | 619.8962 | 290.8613
15.09. | 24 | 718.6154 | 619.8962 | 290.8613
16.09. | 1 | 718.6154 | 619.8962 | 290.8613
16.09. | 2 | 718.6154 | 619.8962 | 290.8613
16.09. | 3 | 718.6154 | 619.8962 | 290.8613
16.09. | 4 | 718.6154 | 619.8962 | 290.8613
16.09. | 5 | 718.6154 | 619.8962 | 290.8613
16.09. | 6 | 718.6154 | 619.8962 | 290.8613
16.09. | 7 | 718.6154 | 619.8962 | 290.8613
16.09. | 8 | 718.6154 | 619.8962 | 290.8613
16.09. | 9 | 718.6154 | 619.8962 | 290.8613
16.09. | 10 | 718.6154 | 619.8962 | 290.8613
16.09. | 11 | 718.6154 | 619.8962 | 290.8613
16.09. | 12 | 718.6154 | 619.8962 | 290.8613
16.09. | 13 | 718.6154 | 619.8962 | 290.8613
16.09. | 14 | 718.6154 | 619.8962 | 290.8613
16.09. | 15 | 718.6154 | 619.8962 | 290.8613
16.09. | 16 | 718.6154 | 619.8962 | 290.8613
16.09. | 17 | 718.6154 | 619.8962 | 290.8613
16.09. | 18 | 718.6154 | 619.8962 | 290.8613
16.09. | 19 | 718.6154 | 619.8962 | 290.8613
16.09. | 20 | 718.6154 | 619.8962 | 290.8613
16.09. | 21 | 718.6154 | 619.8962 | 290.8613
16.09. | 22 | 718.6154 | 619.8962 | 290.8613
16.09. | 23 | 718.6154 | 619.8962 | 290.8613
16.09. | 24 | 718.6154 | 619.8962 | 290.8613
17.09. | 1 | 718.6154 | 619.8962 | 290.8613
17.09. | 2 | 718.6154 | 619.8962 | 290.8613
17.09. | 3 | 718.6154 | 619.8962 | 290.8613
17.09. | 4 | 718.6154 | 619.8962 | 290.8613
17.09. | 5 | 718.6154 | 619.8962 | 290.8613
17.09. | 6 | 718.6154 | 619.8962 | 290.8613
17.09. | 7 | 718.6154 | 619.8962 | 290.8613
17.09. | 8 | 718.6154 | 619.8962 | 290.8613
17.09. | 9 | 718.6154 | 619.8962 | 290.8613
17.09. | 10 | 718.6154 | 619.8962 | 290.8613
17.09. | 11 | 718.6154 | 619.8962 | 290.8613
17.09. | 12 | 718.6154 | 619.8962 | 290.8613
17.09. | 13 | 718.6154 | 619.8962 | 290.8613
17.09. | 14 | 718.6154 | 619.8962 | 290.8613
17.09. | 15 | 718.6154 | 619.8962 | 290.8613
17.09. | 16 | 718.6154 | 619.8962 | 290.8613
17.09. | 17 | 718.6154 | 619.8962 | 290.8613
17.09. | 18 | 718.6154 | 619.8962 | 290.8613
17.09. | 19 | 718.6154 | 619.8962 | 290.8613
17.09. | 20 | 718.6154 | 619.8962 | 290.8613
17.09. | 21 | 718.6154 | 619.8962 | 290.8613
17.09. | 22 | 718.6154 | 619.8962 | 290.8613
17.09. | 23 | 718.6154 | 619.8962 | 290.8613
17.09. | 24 | 718.6154 | 619.8962 | 290.8613
18.09. | 1 | 718.6154 | 619.8962 | 290.8613
18.09. | 2 | 718.6154 | 619.8962 | 290.8613
18.09. | 3 | 718.6154 | 619.8962 | 290.8613
18.09. | 4 | 718.6154 | 619.8962 | 290.8613
18.09. | 5 | 718.6154 | 619.8962 | 290.8613
18.09. | 6 | 718.6154 | 619.8962 | 290.8613
18.09. | 7 | 718.6154 | 619.8962 | 290.8613
18.09. | 8 | 718.6154 | 619.8962 | 290.8613
18.09. | 9 | 718.6154 | 619.8962 | 290.8613
18.09. | 10 | 718.6154 | 619.8962 | 290.8613
18.09. | 11 | 718.6154 | 619.8962 | 290.8613
18.09. | 12 | 718.6154 | 619.8962 | 290.8613
18.09. | 13 | 718.6154 | 619.8962 | 290.8613
18.09. | 14 | 718.6154 | 619.8962 | 290.8613
18.09. | 15 | 718.6154 | 619.8962 | 290.8613
18.09. | 16 | 718.6154 | 619.8962 | 290.8613
18.09. | 17 | 718.6154 | 619.8962 | 290.8613
18.09. | 18 | 718.6154 | 619.8962 | 290.8613
18.09. | 19 | 718.6154 | 619.8962 | 290.8613
18.09. | 20 | 718.6154 | 619.8962 | 290.8613
18.09. | 21 | 718.6154 | 619.8962 | 290.8613
18.09. | 22 | 718.6154 | 619.8962 | 290.8613
18.09. | 23 | 718.6154 | 619.8962 | 290.8613
18.09. | 24 | 718.6154 | 619.8962 | 290.8613
19.09. | 1 | 718.6154 | 619.8962 | 290.8613
19.09. | 2 | 718.6154 | 619.8962 | 290.8613
19.09. | 3 | 718.6154 | 619.8962 | 290.8613
19.09. | 4 | 718.6154 | 619.8962 | 290.8613
19.09. | 5 | 718.6154 | 619.8962 | 290.8613
19.09. | 6 | 718.6154 | 619.8962 | 290.8613
19.09. | 7 | 718.6154 | 619.8962 | 290.8613
19.09. | 8 | 718.6154 | 619.8962 | 290.8613
19.09. | 9 | 718.6154 | 619.8962 | 290.8613
19.09. | 10 | 718.6154 | 619.8962 | 290.8613
19.09. | 11 | 718.6154 | 619.8962 | 290.8613
19.09. | 12 | 718.6154 | 619.8962 | 290.8613
19.09. | 13 | 718.6154 | 619.8962 | 290.8613
19.09. | 14 | 718.6154 | 619.8962 | 290.8613
19.09. | 15 | 718.6154 | 619.8962 | 290.8613
19.09. | 16 | 718.6154 | 619.8962 | 290.8613
19.09. | 17 | 718.6154 | 619.8962 | 290.8613
19.09. | 18 | 718.6154 | 619.8962 | 290.8613
19.09. | 19 | 718.6154 | 619.8962 | 290.8613
19.09. | 20 | 718.6154 | 619.8962 | 290.8613
19.09. | 21 | 718.6154 | 619.8962 | 290.8613
19.09. | 22 | 718.6154 | 619.8962 | 290.8613
19.09. | 23 | 718.6154 | 619.8962 | 290.8613
19.09. | 24 | 718.6154 | 619.8962 | 290.8613
20.09. | 1 | 718.6154 | 619.8962 | 290.8613
20.09. | 2 | 718.6154 | 619.8962 | 290.8613
20.09. | 3 | 718.6154 | 619.8962 | 290.8613
20.09. | 4 | 718.6154 | 619.8962 | 290.8613
20.09. | 5 | 718.6154 | 619.8962 | 290.8613
20.09. | 6 | 718.6154 | 619.8962 | 290.8613
20.09. | 7 | 718.6154 | 619.8962 | 290.8613
20.09. | 8 | 718.6154 | 619.8962 | 290.8613
20.09. | 9 | 718.6154 | 619.8962 | 290.8613
20.09. | 10 | 718.6154 | 619.8962 | 290.8613
20.09. | 11 | 718.6154 | 619.8962 | 290.8613
20.09. | 12 | 718.6154 | 619.8962 | 290.8613
20.09. | 13 | 718.6154 | 619.8962 | 290.8613
20.09. | 14 | 718.6154 | 619.8962 | 290.8613
20.09. | 15 | 718.6154 | 619.8962 | 290.8613
20.09. | 16 | 718.6154 | 619.8962 | 290.8613
20.09. | 17 | 718.6154 | 619.8962 | 290.8613
20.09. | 18 | 718.6154 | 619.8962 | 290.8613
20.09. | 19 | 718.6154 | 619.8962 | 290.8613
20.09. | 20 | 718.6154 | 619.8962 | 290.8613
20.09. | 21 | 718.6154 | 619.8962 | 290.8613
20.09. | 22 | 718.6154 | 619.8962 | 290.8613
20.09. | 23 | 718.6154 | 619.8962 | 290.8613
20.09. | 24 | 718.6154 | 619.8962 | 290.8613
21.09. | 1 | 718.6154 | 619.8962 | 290.8613
21.09. | 2 | 718.6154 | 619.8962 | 290.8613
21.09. | 3 | 718.6154 | 619.8962 | 290.8613
21.09. | 4 | 718.6154 | 619.8962 | 290.8613
21.09. | 5 | 718.6154 | 619.8962 | 290.8613
21.09. | 6 | 718.6154 | 619.8962 | 290.8613
21.09. | 7 | 718.6154 | 619.8962 | 290.8613
21.09. | 8 | 718.6154 | 619.8962 | 290.8613
21.09. | 9 | 718.6154 | 619.8962 | 290.8613
21.09. | 10 | 718.6154 | 619.8962 | 290.8613
21.09. | 11 | 718.6154 | 619.8962 | 290.8613
21.09. | 12 | 718.6154 | 619.8962 | 290.8613
21.09. | 13 | 718.6154 | 619.8962 | 290.8613
21.09. | 14 | 718.6154 | 619.8962 | 290.8613
21.09. | 15 | 718.6154 | 619.8962 | 290.8613
21.09. | 16 | 718.6154 | 619.8962 | 290.8613
21.09. | 17 | 718.6154 | 619.8962 | 290.8613
21.09. | 18 | 718.6154 | 619.8962 | 290.8613
21.09. | 19 | 718.6154 | 619.8962 | 290.8613
21.09. | 20 | 718.6154 | 619.8962 | 290.8613
21.09. | 21 | 718.6154 | 619.8962 | 290.8613
21.09. | 22 | 718.6154 | 619.8962 | 290.8613
21.09. | 23 | 718.6154 | 619.8962 | 290.8613
21.09. | 24 | 718.6154 | 619.8962 | 290.8613
22.09. | 1 | 718.6154 | 619.8962 | 290.8613
22.09. | 2 | 718.6154 | 619.8962 | 290.8613
22.09. | 3 | 718.6154 | 619.8962 | 290.8613
22.09. | 4 | 718.6154 | 619.8962 | 290.8613
22.09. | 5 | 718.6154 | 619.8962 | 290.8613
22.09. | 6 | 718.6154 | 619.8962 | 290.8613
22.09. | 7 | 718.6154 | 619.8962 | 290.8613
22.09. | 8 | 718.6154 | 619.8962 | 290.8613
22.09. | 9 | 718.6154 | 619.8962 | 290.8613
22.09. | 10 | 718.6154 | 619.8962 | 290.8613
22.09. | 11 | 718.6154 | 619.8962 | 290.8613
22.09. | 12 | 718.6154 | 619.8962 | 290.8613
22.09. | 13 | 718.6154 | 619.8962 | 290.8613
22.09. | 14 | 718.6154 | 619.8962 | 290.8613
22.09. | 15 | 718.6154 | 619.8962 | 290.8613
22.09. | 16 | 718.6154 | 619.8962 | 290.8613
22.09. | 17 | 718.6154 | 619.8962 | 290.8613
22.09. | 18 | 718.6154 | 619.8962 | 290.8613
22.09. | 19 | 718.6154 | 619.8962 | 290.8613
22.09. | 20 | 718.6154 | 619.8962 | 290.8613
22.09. | 21 | 718.6154 | 619.8962 | 290.8613
22.09. | 22 | 718.6154 | 619.8962 | 290.8613
22.09. | 23 | 718.6154 | 619.8962 | 290.8613
22.09. | 24 | 718.6154 | 619.8962 | 290.8613
23.09. | 1 | 718.6154 | 619.8962 | 290.8613
23.09. | 2 | 718.6154 | 619.8962 | 290.8613
23.09. | 3 | 718.6154 | 619.8962 | 290.8613
23.09. | 4 | 718.6154 | 619.8962 | 290.8613
23.09. | 5 | 718.6154 | 619.8962 | 290.8613
23.09. | 6 | 718.6154 | 619.8962 | 290.8613
23.09. | 7 | 718.6154 | 619.8962 | 290.8613
23.09. | 8 | 718.6154 | 619.8962 | 290.8613
23.09. | 9 | 718.6154 | 619.8962 | 290.8613
23.09. | 10 | 718.6154 | 619.8962 | 290.8613
23.09. | 11 | 718.6154 | 619.8962 | 290.8613
23.09. | 12 | 718.6154 | 619.8962 | 290.8613
23.09. | 13 | 718.6154 | 619.8962 | 290.8613
23.09. | 14 | 718.6154 | 619.8962 | 290.8613
23.09. | 15 | 718.6154 | 619.8962 | 290.8613
23.09. | 16 | 718.6154 | 619.8962 | 290.8613
23.09. | 17 | 718.6154 | 619.8962 | 290.8613
23.09. | 18 | 718.6154 | 619.8962 | 290.8613
23.09. | 19 | 718.6154 | 619.8962 | 290.8613
23.09. | 20 | 718.6154 | 619.8962 | 290.8613
23.09. | 21 | 718.6154 | 619.8962 | 290.8613
23.09. | 22 | 718.6154 | 619.8962 | 290.8613
23.09. | 23 | 718.6154 | 619.8962 | 290.8613
23.09. | 24 | 718.6154 | 619.8962 | 290.8613
24.09. | 1 | 718.6154 | 619.8962 | 290.8613
24.09. | 2 | 718.6154 | 619.8962 | 290.8613
24.09. | 3 | 718.6154 | 619.8962 | 290.8613
24.09. | 4 | 718.6154 | 619.8962 | 290.8613
24.09. | 5 | 718.6154 | 619.8962 | 290.8613
24.09. | 6 | 718.6154 | 619.8962 | 290.8613
24.09. | 7 | 718.6154 | 619.8962 | 290.8613
24.09. | 8 | 718.6154 | 619.8962 | 290.8613
24.09. | 9 | 718.6154 | 619.8962 | 290.8613
24.09. | 10 | 718.6154 | 619.8962 | 290.8613
24.09. | 11 | 718.6154 | 619.8962 | 290.8613
24.09. | 12 | 718.6154 | 619.8962 | 290.8613
24.09. | 13 | 718.6154 | 619.8962 | 290.8613
24.09. | 14 | 718.6154 | 619.8962 | 290.8613
24.09. | 15 | 718.6154 | 619.8962 | 290.8613
24.09. | 16 | 718.6154 | 619.8962 | 290.8613
24.09. | 17 | 718.6154 | 619.8962 | 290.8613
24.09. | 18 | 718.6154 | 619.8962 | 290.8613
24.09. | 19 | 718.6154 | 619.8962 | 290.8613
24.09. | 20 | 718.6154 | 619.8962 | 290.8613
24.09. | 21 | 718.6154 | 619.8962 | 290.8613
24.09. | 22 | 718.6154 | 619.8962 | 290.8613
24.09. | 23 | 718.6154 | 619.8962 | 290.8613
24.09. | 24 | 718.6154 | 619.8962 | 290.8613
25.09. | 1 | 718.6154 | 619.8962 | 290.8613
25.09. | 2 | 718.6154 | 619.8962 | 290.8613
25.09. | 3 | 718.6154 | 619.8962 | 290.8613
25.09. | 4 | 718.6154 | 619.8962 | 290.8613
25.09. | 5 | 718.6154 | 619.8962 | 290.8613
25.09. | 6 | 718.6154 | 619.8962 | 290.8613
25.09. | 7 | 718.6154 | 619.8962 | 290.8613
25.09. | 8 | 718.6154 | 619.8962 | 290.8613
25.09. | 9 | 718.6154 | 619.8962 | 290.8613
25.09. | 10 | 718.6154 | 619.8962 | 290.8613
25.09. | 11 | 718.6154 | 619.8962 | 290.8613
25.09. | 12 | 718.6154 | 619.8962 | 290.8613
25.09. | 13 | 718.6154 | 619.8962 | 290.8613
25.09. | 14 | 718.6154 | 619.8962 | 290.8613
25.09. | 15 | 718.6154 | 619.8962 | 290.8613
25.09. | 16 | 718.6154 | 619.8962 | 290.8613
25.09. | 17 | 718.6154 | 619.8962 | 290.8613
25.09. | 18 | 718.6154 | 619.8962 | 290.8613
25.09. | 19 | 718.6154 | 619.8962 | 290.8613
25.09. | 20 | 718.6154 | 619.8962 | 290.8613
25.09. | 21 | 718.6154 | 619.8962 | 290.8613
25.09. | 22 | 718.6154 | 619.8962 | 290.8613
25.09. | 23 | 718.6154 | 619.8962 | 290.8613
25.09. | 24 | 718.6154 | 619.8962 | 290.8613
26.09. | 1 | 718.6154 | 619.8962 | 290.8613
26.09. | 2 | 718.6154 | 619.8962 | 290.8613
26.09. | 3 | 718.6154 | 619.8962 | 290.8613
26.09. | 4 | 718.6154 | 619.8962 | 290.8613
26.09. | 5 | 718.6154 | 619.8962 | 290.8613
26.09. | 6 | 718.6154 | 619.8962 | 290.8613
26.09. | 7 | 718.6154 | 619.8962 | 290.8613
26.09. | 8 | 718.6154 | 619.8962 | 290.8613
26.09. | 9 | 718.6154 | 619.8962 | 290.8613
26.09. | 10 | 718.6154 | 619.8962 | 290.8613
26.09. | 11 | 718.6154 | 619.8962 | 290.8613
26.09. | 12 | 718.6154 | 619.8962 | 290.8613
26.09. | 13 | 718.6154 | 619.8962 | 290.8613
26.09. | 14 | 718.6154 | 619.8962 | 290.8613
26.09. | 15 | 718.6154 | 619.8962 | 290.8613
26.09. | 16 | 718.6154 | 619.8962 | 290.8613
26.09. | 17 | 718.6154 | 619.8962 | 290.8613
26.09. | 18 | 718.6154 | 619.8962 | 290.8613
26.09. | 19 | 718.6154 | 619.8962 | 290.8613
26.09. | 20 | 718.6154 | 619.8962 | 290.8613
26.09. | 21 | 718.6154 | 619.8962 | 290.8613
26.09. | 22 | 718.6154 | 619.8962 | 290.8613
26.09. | 23 | 718.6154 | 619.8962 | 290.8613
26.09. | 24 | 718.6154 | 619.8962 | 290.8613
27.09. | 1 | 718.6154 | 619.8962 | 290.8613
27.09. | 2 | 718.6154 | 619.8962 | 290.8613
27.09. | 3 | 718.6154 | 619.8962 | 290.8613
27.09. | 4 | 718.6154 | 619.8962 | 290.8613
27.09. | 5 | 718.6154 | 619.8962 | 290.8613
27.09. | 6 | 718.6154 | 619.8962 | 290.8613
27.09. | 7 | 718.6154 | 619.8962 | 290.8613
27.09. | 8 | 718.6154 | 619.8962 | 290.8613
27.09. | 9 | 718.6154 | 619.8962 | 290.8613
27.09. | 10 | 718.6154 | 619.8962 | 290.8613
27.09. | 11 | 718.6154 | 619.8962 | 290.8613
27.09. | 12 | 718.6154 | 619.8962 | 290.8613
27.09. | 13 | 718.6154 | 619.8962 | 290.8613
27.09. | 14 | 718.6154 | 619.8962 | 290.8613
27.09. | 15 | 718.6154 | 619.8962 | 290.8613
27.09. | 16 | 718.6154 | 619.8962 | 290.8613
27.09. | 17 | 718.6154 | 619.8962 | 290.8613
27.09. | 18 | 718.6154 | 619.8962 | 290.8613
27.09. | 19 | 718.6154 | 619.8962 | 290.8613
27.09. | 20 | 718.6154 | 619.8962 | 290.8613
27.09. | 21 | 718.6154 | 619.8962 | 290.8613
27.09. | 22 | 718.6154 | 619.8962 | 290.8613
27.09. | 23 | 718.6154 | 619.8962 | 290.8613
27.09. | 24 | 718.6154 | 619.8962 | 290.8613
28.09. | 1 | 718.6154 | 619.8962 | 290.8613
28.09. | 2 | 718.6154 | 619.8962 | 290.8613
28.09. | 3 | 718.6154 | 619.8962 | 290.8613
28.09. | 4 | 718.6154 | 619.8962 | 290.8613
28.09. | 5 | 718.6154 | 619.8962 | 290.8613
28.09. | 6 | 718.6154 | 619.8962 | 290.8613
28.09. | 7 | 718.6154 | 619.8962 | 290.8613
28.09. | 8 | 718.6154 | 619.8962 | 290.8613
28.09. | 9 | 718.6154 | 619.8962 | 290.8613
28.09. | 10 | 718.6154 | 619.8962 | 290.8613
28.09. | 11 | 718.6154 | 619.8962 | 290.8613
28.09. | 12 | 718.6154 | 619.8962 | 290.8613
28.09. | 13 | 718.6154 | 619.8962 | 290.8613
28.09. | 14 | 718.6154 | 619.8962 | 290.8613
28.09. | 15 | 718.6154 | 619.8962 | 290.8613
28.09. | 16 | 718.6154 | 619.8962 | 290.8613
28.09. | 17 | 718.6154 | 619.8962 | 290.8613
28.09. | 18 | 718.6154 | 619.8962 | 290.8613
28.09. | 19 | 718.6154 | 619.8962 | 290.8613
28.09. | 20 | 718.6154 | 619.8962 | 290.8613
28.09. | 21 | 718.6154 | 619.8962 | 290.8613
28.09. | 22 | 718.6154 | 619.8962 | 290.8613
28.09. | 23 | 718.6154 | 619.8962 | 290.8613
28.09. | 24 | 718.6154 | 619.8962 | 290.8613
29.09. | 1 | 718.6154 | 619.8962 | 290.8613
29.09. | 2 | 718.6154 | 619.8962 | 290.8613
29.09. | 3 | 718.6154 | 619.8962 | 290.8613
29.09. | 4 | 718.6154 | 619.8962 | 290.8613
29.09. | 5 | 718.6154 | 619.8962 | 290.8613
29.09. | 6 | 718.6154 | 619.8962 | 290.8613
29.09. | 7 | 718.6154 | 619.8962 | 290.8613
29.09. | 8 | 718.6154 | 619.8962 | 290.8613
29.09. | 9 | 718.6154 | 619.8962 | 290.8613
29.09. | 10 | 718.6154 | 619.8962 | 290.8613
29.09. | 11 | 718.6154 | 619.8962 | 290.8613
29.09. | 12 | 718.6154 | 619.8962 | 290.8613
29.09. | 13 | 718.6154 | 619.8962 | 290.8613
29.09. | 14 | 718.6154 | 619.8962 | 290.8613
29.09. | 15 | 718.6154 | 619.8962 | 290.8613
29.09. | 16 | 718.6154 | 619.8962 | 290.8613
29.09. | 17 | 718.6154 | 619.8962 | 290.8613
29.09. | 18 | 718.6154 | 619.8962 | 290.8613
29.09. | 19 | 718.6154 | 619.8962 | 290.8613
29.09. | 20 | 718.6154 | 619.8962 | 290.8613
29.09. | 21 | 718.6154 | 619.8962 | 290.8613
29.09. | 22 | 718.6154 | 619.8962 | 290.8613
29.09. | 23 | 718.6154 | 619.8962 | 290.8613
29.09. | 24 | 718.6154 | 619.8962 | 290.8613
30.09. | 1 | 718.6154 | 619.8962 | 290.8613
30.09. | 2 | 718.6154 | 619.8962 | 290.8613
30.09. | 3 | 718.6154 | 619.8962 | 290.8613
30.09. | 4 | 718.6154 | 619.8962 | 290.8613
30.09. | 5 | 718.6154 | 619.8962 | 290.8613
30.09. | 6 | 718.6154 | 619.8962 | 290.8613
30.09. | 7 | 718.6154 | 619.8962 | 290.8613
30.09. | 8 | 718.6154 | 619.8962 | 290.8613
30.09. | 9 | 718.6154 | 619.8962 | 290.8613
30.09. | 10 | 718.6154 | 619.8962 | 290.8613
30.09. | 11 | 718.6154 | 619.8962 | 290.8613
30.09. | 12 | 718.6154 | 619.8962 | 290.8613
30.09. | 13 | 718.6154 | 619.8962 | 290.8613
30.09. | 14 | 718.6154 | 619.8962 | 290.8613
30.09. | 15 | 718.6154 | 619.8962 | 290.8613
30.09. | 16 | 718.6154 | 619.8962 | 290.8613
30.09. | 17 | 718.6154 | 619.8962 | 290.8613
30.09. | 18 | 718.6154 | 619.8962 | 290.8613
30.09. | 19 | 718.6154 | 619.8962 | 290.8613
30.09. | 20 | 718.6154 | 619.8962 | 290.8613
30.09. | 21 | 718.6154 | 619.8962 | 290.8613
30.09. | 22 | 718.6154 | 619.8962 | 290.8613
30.09. | 23 | 718.6154 | 619.8962 | 290.8613
30.09. | 24 | 718.6154 | 619.8962 | 290.8613
01.10. | 1 | 718.6154 | 619.8962 | 290.8613
01.10. | 2 | 718.6154 | 619.8962 | 290.8613
01.10. | 3 | 718.6154 | 619.8962 | 290.8613
01.10. | 4 | 718.6154 | 619.8962 | 290.8613
01.10. | 5 | 718.6154 | 619.8962 | 290.8613
01.10. | 6 | 718.6154 | 619.8962 | 290.8613
01.10. | 7 | 718.6154 | 619.8962 | 290.8613
01.10. | 8 | 718.6154 | 619.8962 | 290.8613
01.10. | 9 | 718.6154 | 619.8962 | 290.8613
01.10. | 10 | 718.6154 | 619.8962 | 290.8613
01.10. | 11 | 718.6154 | 619.8962 | 290.8613
01.10. | 12 | 718.6154 | 619.8962 | 290.8613
01.10. | 13 | 718.6154 | 619.8962 | 290.8613
01.10. | 14 | 718.6154 | 619.8962 | 290.8613
01.10. | 15 | 718.6154 | 619.8962 | 290.8613
01.10. | 16 | 718.6154 | 619.8962 | 290.8613
01.10. | 17 | 718.6154 | 619.8962 | 290.8613
01.10. | 18 | 718.6154 | 619.8962 | 290.8613
01.10. | 19 | 718.6154 | 619.8962 | 290.8613
01.10. | 20 | 718.6154 | 619.8962 | 290.8613
01.10. | 21 | 718.6154 | 619.8962 | 290.8613
01.10. | 22 | 718.6154 | 619.8962 | 290.8613
01.10. | 23 | 718.6154 | 619.8962 | 290.8613
01.10. | 24 | 718.6154 | 619.8962 | 290.8613
02.10. | 1 | 718.6154 | 619.8962 | 290.8613
02.10. | 2 | 718.6154 | 619.8962 | 290.8613
02.10. | 3 | 718.6154 | 619.8962 | 290.8613
02.10. | 4 | 718.6154 | 619.8962 | 290.8613
02.10. | 5 | 718.6154 | 619.8962 | 290.8613
02.10. | 6 | 718.6154 | 619.8962 | 290.8613
02.10. | 7 | 718.6154 | 619.8962 | 290.8613
02.10. | 8 | 718.6154 | 619.8962 | 290.8613
02.10. | 9 | 718.6154 | 619.8962 | 290.8613
02.10. | 10 | 718.6154 | 619.8962 | 290.8613
02.10. | 11 | 718.6154 | 619.8962 | 290.8613
02.10. | 12 | 718.6154 | 619.8962 | 290.8613
02.10. | 13 | 718.6154 | 619.8962 | 290.8613
02.10. | 14 | 718.6154 | 619.8962 | 290.8613
02.10. | 15 | 718.6154 | 619.8962 | 290.8613
02.10. | 16 | 718.6154 | 619.8962 | 290.8613
02.10. | 17 | 718.6154 | 619.8962 | 290.8613
02.10. | 18 | 718.6154 | 619.8962 | 290.8613
02.10. | 19 | 718.6154 | 619.8962 | 290.8613
02.10. | 20 | 718.6154 | 619.8962 | 290.8613
02.10. | 21 | 718.6154 | 619.8962 | 290.8613
02.10. | 22 | 718.6154 | 619.8962 | 290.8613
02.10. | 23 | 718.6154 | 619.8962 | 290.8613
02.10. | 24 | 718.6154 | 619.8962 | 290.8613
03.10. | 1 | 718.6154 | 619.8962 | 290.8613
03.10. | 2 | 718.6154 | 619.8962 | 290.8613
03.10. | 3 | 718.6154 | 619.8962 | 290.8613
03.10. | 4 | 718.6154 | 619.8962 | 290.8613
03.10. | 5 | 718.6154 | 619.8962 | 290.8613
03.10. | 6 | 718.6154 | 619.8962 | 290.8613
03.10. | 7 | 718.6154 | 619.8962 | 290.8613
03.10. | 8 | 718.6154 | 619.8962 | 290.8613
03.10. | 9 | 718.6154 | 619.8962 | 290.8613
03.10. | 10 | 718.6154 | 619.8962 | 290.8613
03.10. | 11 | 718.6154 | 619.8962 | 290.8613
03.10. | 12 | 718.6154 | 619.8962 | 290.8613
03.10. | 13 | 718.6154 | 619.8962 | 290.8613
03.10. | 14 | 718.6154 | 619.8962 | 290.8613
03.10. | 15 | 718.6154 | 619.8962 | 290.8613
03.10. | 16 | 718.6154 | 619.8962 | 290.8613
03.10. | 17 | 718.6154 | 619.8962 | 290.8613
03.10. | 18 | 718.6154 | 619.8962 | 290.8613
03.10. | 19 | 718.6154 | 619.8962 | 290.8613
03.10. | 20 | 718.6154 | 619.8962 | 290.8613
03.10. | 21 | 718.6154 | 619.8962 | 290.8613
03.10. | 22 | 718.6154 | 619.8962 | 290.8613
03.10. | 23 | 718.6154 | 619.8962 | 290.8613
03.10. | 24 | 718.6154 | 619.8962 | 290.8613
04.10. | 1 | 718.6154 | 619.8962 | 290.8613
04.10. | 2 | 718.6154 | 619.8962 | 290.8613
04.10. | 3 | 718.6154 | 619.8962 | 290.8613
04.10. | 4 | 718.6154 | 619.8962 | 290.8613
04.10. | 5 | 718.6154 | 619.8962 | 290.8613
04.10. | 6 | 718.6154 | 619.8962 | 290.8613
04.10. | 7 | 718.6154 | 619.8962 | 290.8613
04.10. | 8 | 718.6154 | 619.8962 | 290.8613
04.10. | 9 | 718.6154 | 619.8962 | 290.8613
04.10. | 10 | 718.6154 | 619.8962 | 290.8613
04.10. | 11 | 718.6154 | 619.8962 | 290.8613
04.10. | 12 | 718.6154 | 619.8962 | 290.8613
04.10. | 13 | 718.6154 | 619.8962 | 290.8613
04.10. | 14 | 718.6154 | 619.8962 | 290.8613
04.10. | 15 | 718.6154 | 619.8962 | 290.8613
04.10. | 16 | 718.6154 | 619.8962 | 290.8613
04.10. | 17 | 718.6154 | 619.8962 | 290.8613
04.10. | 18 | 718.6154 | 619.8962 | 290.8613
04.10. | 19 | 718.6154 | 619.8962 | 290.8613
04.10. | 20 | 718.6154 | 619.8962 | 290.8613
04.10. | 21 | 718.6154 | 619.8962 | 290.8613
04.10. | 22 | 718.6154 | 619.8962 | 290.8613
04.10. | 23 | 718.6154 | 619.8962 | 290.8613
04.10. | 24 | 718.6154 | 619.8962 | 290.8613
05.10. | 1 | 718.6154 | 619.8962 | 290.8613
05.10. | 2 | 718.6154 | 619.8962 | 290.8613
05.10. | 3 | 718.6154 | 619.8962 | 290.8613
05.10. | 4 | 718.6154 | 619.8962 | 290.8613
05.10. | 5 | 718.6154 | 619.8962 | 290.8613
05.10. | 6 | 718.6154 | 619.8962 | 290.8613
05.10. | 7 | 718.6154 | 619.8962 | 290.8613
05.10. | 8 | 718.6154 | 619.8962 | 290.8613
05.10. | 9 | 718.6154 | 619.8962 | 290.8613
05.10. | 10 | 718.6154 | 619.8962 | 290.8613
05.10. | 11 | 718.6154 | 619.8962 | 290.8613
05.10. | 12 | 718.6154 | 619.8962 | 290.8613
05.10. | 13 | 718.6154 | 619.8962 | 290.8613
05.10. | 14 | 718.6154 | 619.8962 | 290.8613
05.10. | 15 | 718.6154 | 619.8962 | 290.8613
05.10. | 16 | 718.6154 | 619.8962 | 290.8613
05.10. | 17 | 718.6154 | 619.8962 | 290.8613
05.10. | 18 | 718.6154 | 619.8962 | 290.8613
05.10. | 19 | 718.6154 | 619.8962 | 290.8613
05.10. | 20 | 718.6154 | 619.8962 | 290.8613
05.10. | 21 | 718.6154 | 619.8962 | 290.8613
05.10. | 22 | 718.6154 | 619.8962 | 290.8613
05.10. | 23 | 718.6154 | 619.8962 | 290.8613
05.10. | 24 | 718.6154 | 619.8962 | 290.8613
06.10. | 1 | 718.6154 | 619.8962 | 290.8613
06.10. | 2 | 718.6154 | 619.8962 | 290.8613
06.10. | 3 | 718.6154 | 619.8962 | 290.8613
06.10. | 4 | 718.6154 | 619.8962 | 290.8613
06.10. | 5 | 718.6154 | 619.8962 | 290.8613
06.10. | 6 | 718.6154 | 619.8962 | 290.8613
06.10. | 7 | 718.6154 | 619.8962 | 290.8613
06.10. | 8 | 718.6154 | 619.8962 | 290.8613
06.10. | 9 | 718.6154 | 619.8962 | 290.8613
06.10. | 10 | 718.6154 | 619.8962 | 290.8613
06.10. | 11 | 718.6154 | 619.8962 | 290.8613
06.10. | 12 | 718.6154 | 619.8962 | 290.8613
06.10. | 13 | 718.6154 | 619.8962 | 290.8613
06.10. | 14 | 718.6154 | 619.8962 | 290.8613
06.10. | 15 | 718.6154 | 619.8962 | 290.8613
06.10. | 16 | 718.6154 | 619.8962 | 290.8613
06.10. | 17 | 718.6154 | 619.8962 | 290.8613
06.10. | 18 | 718.6154 | 619.8962 | 290.8613
06.10. | 19 | 718.6154 | 619.8962 | 290.8613
06.10. | 20 | 718.6154 | 619.8962 | 290.8613
06.10. | 21 | 718.6154 | 619.8962 | 290.8613
06.10. | 22 | 718.6154 | 619.8962 | 290.8613
06.10. | 23 | 718.6154 | 619.8962 | 290.8613
06.10. | 24 | 718.6154 | 619.8962 | 290.8613
07.10. | 1 | 718.6154 | 619.8962 | 290.8613
07.10. | 2 | 718.6154 | 619.8962 | 290.8613
07.10. | 3 | 718.6154 | 619.8962 | 290.8613
07.10. | 4 | 718.6154 | 619.8962 | 290.8613
07.10. | 5 | 718.6154 | 619.8962 | 290.8613
07.10. | 6 | 718.6154 | 619.8962 | 290.8613
07.10. | 7 | 718.6154 | 619.8962 | 290.8613
07.10. | 8 | 718.6154 | 619.8962 | 290.8613
07.10. | 9 | 718.6154 | 619.8962 | 290.8613
07.10. | 10 | 718.6154 | 619.8962 | 290.8613
07.10. | 11 | 718.6154 | 619.8962 | 290.8613
07.10. | 12 | 718.6154 | 619.8962 | 290.8613
07.10. | 13 | 718.6154 | 619.8962 | 290.8613
07.10. | 14 | 718.6154 | 619.8962 | 290.8613
07.10. | 15 | 718.6154 | 619.8962 | 290.8613
07.10. | 16 | 718.6154 | 619.8962 | 290.8613
07.10. | 17 | 718.6154 | 619.8962 | 290.8613
07.10. | 18 | 718.6154 | 619.8962 | 290.8613
07.10. | 19 | 718.6154 | 619.8962 | 290.8613
07.10. | 20 | 718.6154 | 619.8962 | 290.8613
07.10. | 21 | 718.6154 | 619.8962 | 290.8613
07.10. | 22 | 718.6154 | 619.8962 | 290.8613
07.10. | 23 | 718.6154 | 619.8962 | 290.8613
07.10. | 24 | 718.6154 | 619.8962 | 290.8613
08.10. | 1 | 718.6154 | 619.8962 | 290.8613
08.10. | 2 | 718.6154 | 619.8962 | 290.8613
08.10. | 3 | 718.6154 | 619.8962 | 290.8613
08.10. | 4 | 718.6154 | 619.8962 | 290.8613
08.10. | 5 | 718.6154 | 619.8962 | 290.8613
08.10. | 6 | 718.6154 | 619.8962 | 290.8613
08.10. | 7 | 718.6154 | 619.8962 | 290.8613
08.10. | 8 | 718.6154 | 619.8962 | 290.8613
08.10. | 9 | 718.6154 | 619.8962 | 290.8613
08.10. | 10 | 718.6154 | 619.8962 | 290.8613
08.10. | 11 | 718.6154 | 619.8962 | 290.8613
08.10. | 12 | 718.6154 | 619.8962 | 290.8613
08.10. | 13 | 718.6154 | 619.8962 | 290.8613
08.10. | 14 | 718.6154 | 619.8962 | 290.8613
08.10. | 15 | 718.6154 | 619.8962 | 290.8613
08.10. | 16 | 718.6154 | 619.8962 | 290.8613
08.10. | 17 | 718.6154 | 619.8962 | 290.8613
08.10. | 18 | 718.6154 | 619.8962 | 290.8613
08.10. | 19 | 718.6154 | 619.8962 | 290.8613
08.10. | 20 | 718.6154 | 619.8962 | 290.8613
08.10. | 21 | 718.6154 | 619.8962 | 290.8613
08.10. | 22 | 718.6154 | 619.8962 | 290.8613
08.10. | 23 | 718.6154 | 619.8962 | 290.8613
08.10. | 24 | 718.6154 | 619.8962 | 290.8613
09.10. | 1 | 718.6154 | 619.8962 | 290.8613
09.10. | 2 | 718.6154 | 619.8962 | 290.8613
09.10. | 3 | 718.6154 | 619.8962 | 290.8613
09.10. | 4 | 718.6154 | 619.8962 | 290.8613
09.10. | 5 | 718.6154 | 619.8962 | 290.8613
09.10. | 6 | 718.6154 | 619.8962 | 290.8613
09.10. | 7 | 718.6154 | 619.8962 | 290.8613
09.10. | 8 | 718.6154 | 619.8962 | 290.8613
09.10. | 9 | 718.6154 | 619.8962 | 290.8613
09.10. | 10 | 718.6154 | 619.8962 | 290.8613
09.10. | 11 | 718.6154 | 619.8962 | 290.8613
09.10. | 12 | 718.6154 | 619.8962 | 290.8613
09.10. | 13 | 718.6154 | 619.8962 | 290.8613
09.10. | 14 | 718.6154 | 619.8962 | 290.8613
09.10. | 15 | 718.6154 | 619.8962 | 290.8613
09.10. | 16 | 718.6154 | 619.8962 | 290.8613
09.10. | 17 | 718.6154 | 619.8962 | 290.8613
09.10. | 18 | 718.6154 | 619.8962 | 290.8613
09.10. | 19 | 718.6154 | 619.8962 | 290.8613
09.10. | 20 | 718.6154 | 619.8962 | 290.8613
09.10. | 21 | 718.6154 | 619.8962 | 290.8613
09.10. | 22 | 718.6154 | 619.8962 | 290.8613
09.10. | 23 | 718.6154 | 619.8962 | 290.8613
09.10. | 24 | 718.6154 | 619.8962 | 290.8613
10.10. | 1 | 718.6154 | 619.8962 | 290.8613
10.10. | 2 | 718.6154 | 619.8962 | 290.8613
10.10. | 3 | 718.6154 | 619.8962 | 290.8613
10.10. | 4 | 718.6154 | 619.8962 | 290.8613
10.10. | 5 | 718.6154 | 619.8962 | 290.8613
10.10. | 6 | 718.6154 | 619.8962 | 290.8613
10.10. | 7 | 718.6154 | 619.8962 | 290.8613
10.10. | 8 | 718.6154 | 619.8962 | 290.8613
10.10. | 9 | 718.6154 | 619.8962 | 290.8613
10.10. | 10 | 718.6154 | 619.8962 | 290.8613
10.10. | 11 | 718.6154 | 619.8962 | 290.8613
10.10. | 12 | 718.6154 | 619.8962 | 290.8613
10.10. | 13 | 718.6154 | 619.8962 | 290.8613
10.10. | 14 | 718.6154 | 619.8962 | 290.8613
10.10. | 15 | 718.6154 | 619.8962 | 290.8613
10.10. | 16 | 718.6154 | 619.8962 | 290.8613
10.10. | 17 | 718.6154 | 619.8962 | 290.8613
10.10. | 18 | 718.6154 | 619.8962 | 290.8613
10.10. | 19 | 718.6154 | 619.8962 | 290.8613
10.10. | 20 | 718.6154 | 619.8962 | 290.8613
10.10. | 21 | 718.6154 | 619.8962 | 290.8613
10.10. | 22 | 718.6154 | 619.8962 | 290.8613
10.10. | 23 | 718.6154 | 619.8962 | 290.8613
10.10. | 24 | 718.6154 | 619.8962 | 290.8613
11.10. | 1 | 718.6154 | 619.8962 | 290.8613
11.10. | 2 | 718.6154 | 619.8962 | 290.8613
11.10. | 3 | 718.6154 | 619.8962 | 290.8613
11.10. | 4 | 718.6154 | 619.8962 | 290.8613
11.10. | 5 | 718.6154 | 619.8962 | 290.8613
11.10. | 6 | 718.6154 | 619.8962 | 290.8613
11.10. | 7 | 718.6154 | 619.8962 | 290.8613
11.10. | 8 | 718.6154 | 619.8962 | 290.8613
11.10. | 9 | 718.6154 | 619.8962 | 290.8613
11.10. | 10 | 718.6154 | 619.8962 | 290.8613
11.10. | 11 | 718.6154 | 619.8962 | 290.8613
11.10. | 12 | 718.6154 | 619.8962 | 290.8613
11.10. | 13 | 718.6154 | 619.8962 | 290.8613
11.10. | 14 | 718.6154 | 619.8962 | 290.8613
11.10. | 15 | 718.6154 | 619.8962 | 290.8613
11.10. | 16 | 718.6154 | 619.8962 | 290.8613
11.10. | 17 | 718.6154 | 619.8962 | 290.8613
11.10. | 18 | 718.6154 | 619.8962 | 290.8613
11.10. | 19 | 718.6154 | 619.8962 | 290.8613
11.10. | 20 | 718.6154 | 619.8962 | 290.8613
11.10. | 21 | 718.6154 | 619.8962 | 290.8613
11.10. | 22 | 718.6154 | 619.8962 | 290.8613
11.10. | 23 | 718.6154 | 619.8962 | 290.8613
11.10. | 24 | 718.6154 | 619.8962 | 290.8613
12.10. | 1 | 718.6154 | 619.8962 | 290.8613
12.10. | 2 | 718.6154 | 619.8962 | 290.8613
12.10. | 3 | 718.6154 | 619.8962 | 290.8613
12.10. | 4 | 718.6154 | 619.8962 | 290.8613
12.10. | 5 | 718.6154 | 619.8962 | 290.8613
12.10. | 6 | 718.6154 | 619.8962 | 290.8613
12.10. | 7 | 718.6154 | 619.8962 | 290.8613
12.10. | 8 | 718.6154 | 619.8962 | 290.8613
12.10. | 9 | 718.6154 | 619.8962 | 290.8613
12.10. | 10 | 718.6154 | 619.8962 | 290.8613
12.10. | 11 | 718.6154 | 619.8962 | 290.8613
12.10. | 12 | 718.6154 | 619.8962 | 290.8613
12.10. | 13 | 718.6154 | 619.8962 | 290.8613
12.10. | 14 | 718.6154 | 619.8962 | 290.8613
12.10. | 15 | 718.6154 | 619.8962 | 290.8613
12.10. | 16 | 718.6154 | 619.8962 | 290.8613
12.10. | 17 | 718.6154 | 619.8962 | 290.8613
12.10. | 18 | 718.6154 | 619.8962 | 290.8613
12.10. | 19 | 718.6154 | 619.8962 | 290.8613
12.10. | 20 | 718.6154 | 619.8962 | 290.8613
12.10. | 21 | 718.6154 | 619.8962 | 290.8613
12.10. | 22 | 718.6154 | 619.8962 | 290.8613
12.10. | 23 | 718.6154 | 619.8962 | 290.8613
12.10. | 24 | 718.6154 | 619.8962 | 290.8613
13.10. | 1 | 718.6154 | 619.8962 | 290.8613
13.10. | 2 | 718.6154 | 619.8962 | 290.8613
13.10. | 3 | 718.6154 | 619.8962 | 290.8613
13.10. | 4 | 718.6154 | 619.8962 | 290.8613
13.10. | 5 | 718.6154 | 619.8962 | 290.8613
13.10. | 6 | 718.6154 | 619.8962 | 290.8613
13.10. | 7 | 718.6154 | 619.8962 | 290.8613
13.10. | 8 | 718.6154 | 619.8962 | 290.8613
13.10. | 9 | 718.6154 | 619.8962 | 290.8613
13.10. | 10 | 718.6154 | 619.8962 | 290.8613
13.10. | 11 | 718.6154 | 619.8962 | 290.8613
13.10. | 12 | 718.6154 | 619.8962 | 290.8613
13.10. | 13 | 718.6154 | 619.8962 | 290.8613
13.10. | 14 | 718.6154 | 619.8962 | 290.8613
13.10. | 15 | 718.6154 | 619.8962 | 290.8613
13.10. | 16 | 718.6154 | 619.8962 | 290.8613
13.10. | 17 | 718.6154 | 619.8962 | 290.8613
13.10. | 18 | 718.6154 | 619.8962 | 290.8613
13.10. | 19 | 718.6154 | 619.8962 | 290.8613
13.10. | 20 | 718.6154 | 619.8962 | 290.8613
13.10. | 21 | 718.6154 | 619.8962 | 290.8613
13.10. | 22 | 718.6154 | 619.8962 | 290.8613
13.10. | 23 | 718.6154 | 619.8962 | 290.8613
13.10. | 24 | 718.6154 | 619.8962 | 290.8613
14.10. | 1 | 718.6154 | 619.8962 | 290.8613
14.10. | 2 | 718.6154 | 619.8962 | 290.8613
14.10. | 3 | 718.6154 | 619.8962 | 290.8613
14.10. | 4 | 718.6154 | 619.8962 | 290.8613
14.10. | 5 | 718.6154 | 619.8962 | 290.8613
14.10. | 6 | 718.6154 | 619.8962 | 290.8613
14.10. | 7 | 718.6154 | 619.8962 | 290.8613
14.10. | 8 | 718.6154 | 619.8962 | 290.8613
14.10. | 9 | 718.6154 | 619.8962 | 290.8613
14.10. | 10 | 718.6154 | 619.8962 | 290.8613
14.10. | 11 | 718.6154 | 619.8962 | 290.8613
14.10. | 12 | 718.6154 | 619.8962 | 290.8613
14.10. | 13 | 718.6154 | 619.8962 | 290.8613
14.10. | 14 | 718.6154 | 619.8962 | 290.8613
14.10. | 15 | 718.6154 | 619.8962 | 290.8613
14.10. | 16 | 718.6154 | 619.8962 | 290.8613
14.10. | 17 | 718.6154 | 619.8962 | 290.8613
14.10. | 18 | 718.6154 | 619.8962 | 290.8613
14.10. | 19 | 718.6154 | 619.8962 | 290.8613
14.10. | 20 | 718.6154 | 619.8962 | 290.8613
14.10. | 21 | 718.6154 | 619.8962 | 290.8613
14.10. | 22 | 718.6154 | 619.8962 | 290.8613
14.10. | 23 | 718.6154 | 619.8962 | 290.8613
14.10. | 24 | 718.6154 | 619.8962 | 290.8613
15.10. | 1 | 718.6154 | 619.8962 | 290.8613
15.10. | 2 | 718.6154 | 619.8962 | 290.8613
15.10. | 3 | 718.6154 | 619.8962 | 290.8613
15.10. | 4 | 718.6154 | 619.8962 | 290.8613
15.10. | 5 | 718.6154 | 619.8962 | 290.8613
15.10. | 6 | 718.6154 | 619.8962 | 290.8613
15.10. | 7 | 718.6154 | 619.8962 | 290.8613
15.10. | 8 | 718.6154 | 619.8962 | 290.8613
15.10. | 9 | 718.6154 | 619.8962 | 290.8613
15.10. | 10 | 718.6154 | 619.8962 | 290.8613
15.10. | 11 | 718.6154 | 619.8962 | 290.8613
15.10. | 12 | 718.6154 | 619.8962 | 290.8613
15.10. | 13 | 718.6154 | 619.8962 | 290.8613
15.10. | 14 | 718.6154 | 619.8962 | 290.8613
15.10. | 15 | 718.6154 | 619.8962 | 290.8613
15.10. | 16 | 718.6154 | 619.8962 | 290.8613
15.10. | 17 | 718.6154 | 619.8962 | 290.8613
15.10. | 18 | 718.6154 | 619.8962 | 290.8613
15.10. | 19 | 718.6154 | 619.8962 | 290.8613
15.10. | 20 | 718.6154 | 619.8962 | 290.8613
15.10. | 21 | 718.6154 | 619.8962 | 290.8613
15.10. | 22 | 718.6154 | 619.8962 | 290.8613
15.10. | 23 | 718.6154 | 619.8962 | 290.8613
15.10. | 24 | 718.6154 | 619.8962 | 290.8613
16.10. | 1 | 718.6154 | 619.8962 | 290.8613
16.10. | 2 | 718.6154 | 619.8962 | 290.8613
16.10. | 3 | 718.6154 | 619.8962 | 290.8613
16.10. | 4 | 718.6154 | 619.8962 | 290.8613
16.10. | 5 | 718.6154 | 619.8962 | 290.8613
16.10. | 6 | 718.6154 | 619.8962 | 290.8613
16.10. | 7 | 718.6154 | 619.8962 | 290.8613
16.10. | 8 | 718.6154 | 619.8962 | 290.8613
16.10. | 9 | 718.6154 | 619.8962 | 290.8613
16.10. | 10 | 718.6154 | 619.8962 | 290.8613
16.10. | 11 | 718.6154 | 619.8962 | 290.8613
16.10. | 12 | 718.6154 | 619.8962 | 290.8613
16.10. | 13 | 718.6154 | 619.8962 | 290.8613
16.10. | 14 | 718.6154 | 619.8962 | 290.8613
16.10. | 15 | 718.6154 | 619.8962 | 290.8613
16.10. | 16 | 718.6154 | 619.8962 | 290.8613
16.10. | 17 | 718.6154 | 619.8962 | 290.8613
16.10. | 18 | 718.6154 | 619.8962 | 290.8613
16.10. | 19 | 718.6154 | 619.8962 | 290.8613
16.10. | 20 | 718.6154 | 619.8962 | 290.8613
16.10. | 21 | 718.6154 | 619.8962 | 290.8613
16.10. | 22 | 718.6154 | 619.8962 | 290.8613
16.10. | 23 | 718.6154 | 619.8962 | 290.8613
16.10. | 24 | 718.6154 | 619.8962 | 290.8613
17.10. | 1 | 718.6154 | 619.8962 | 290.8613
17.10. | 2 | 718.6154 | 619.8962 | 290.8613
17.10. | 3 | 718.6154 | 619.8962 | 290.8613
17.10. | 4 | 718.6154 | 619.8962 | 290.8613
17.10. | 5 | 718.6154 | 619.8962 | 290.8613
17.10. | 6 | 718.6154 | 619.8962 | 290.8613
17.10. | 7 | 718.6154 | 619.8962 | 290.8613
17.10. | 8 | 718.6154 | 619.8962 | 290.8613
17.10. | 9 | 718.6154 | 619.8962 | 290.8613
17.10. | 10 | 718.6154 | 619.8962 | 290.8613
17.10. | 11 | 718.6154 | 619.8962 | 290.8613
17.10. | 12 | 718.6154 | 619.8962 | 290.8613
17.10. | 13 | 718.6154 | 619.8962 | 290.8613
17.10. | 14 | 718.6154 | 619.8962 | 290.8613
17.10. | 15 | 718.6154 | 619.8962 | 290.8613
17.10. | 16 | 718.6154 | 619.8962 | 290.8613
17.10. | 17 | 718.6154 | 619.8962 | 290.8613
17.10. | 18 | 718.6154 | 619.8962 | 290.8613
17.10. | 19 | 718.6154 | 619.8962 | 290.8613
17.10. | 20 | 718.6154 | 619.8962 | 290.8613
17.10. | 21 | 718.6154 | 619.8962 | 290.8613
17.10. | 22 | 718.6154 | 619.8962 | 290.8613
17.10. | 23 | 718.6154 | 619.8962 | 290.8613
17.10. | 24 | 718.6154 | 619.8962 | 290.8613
18.10. | 1 | 718.6154 | 619.8962 | 290.8613
18.10. | 2 | 718.6154 | 619.8962 | 290.8613
18.10. | 3 | 718.6154 | 619.8962 | 290.8613
18.10. | 4 | 718.6154 | 619.8962 | 290.8613
18.10. | 5 | 718.6154 | 619.8962 | 290.8613
18.10. | 6 | 718.6154 | 619.8962 | 290.8613
18.10. | 7 | 718.6154 | 619.8962 | 290.8613
18.10. | 8 | 718.6154 | 619.8962 | 290.8613
18.10. | 9 | 718.6154 | 619.8962 | 290.8613
18.10. | 10 | 718.6154 | 619.8962 | 290.8613
18.10. | 11 | 718.6154 | 619.8962 | 290.8613
18.10. | 12 | 718.6154 | 619.8962 | 290.8613
18.10. | 13 | 718.6154 | 619.8962 | 290.8613
18.10. | 14 | 718.6154 | 619.8962 | 290.8613
18.10. | 15 | 718.6154 | 619.8962 | 290.8613
18.10. | 16 | 718.6154 | 619.8962 | 290.8613
18.10. | 17 | 718.6154 | 619.8962 | 290.8613
18.10. | 18 | 718.6154 | 619.8962 | 290.8613
18.10. | 19 | 718.6154 | 619.8962 | 290.8613
18.10. | 20 | 718.6154 | 619.8962 | 290.8613
18.10. | 21 | 718.6154 | 619.8962 | 290.8613
18.10. | 22 | 718.6154 | 619.8962 | 290.8613
18.10. | 23 | 718.6154 | 619.8962 | 290.8613
18.10. | 24 | 718.6154 | 619.8962 | 290.8613
19.10. | 1 | 718.6154 | 619.8962 | 290.8613
19.10. | 2 | 718.6154 | 619.8962 | 290.8613
19.10. | 3 | 718.6154 | 619.8962 | 290.8613
19.10. | 4 | 718.6154 | 619.8962 | 290.8613
19.10. | 5 | 718.6154 | 619.8962 | 290.8613
19.10. | 6 | 718.6154 | 619.8962 | 290.8613
19.10. | 7 | 718.6154 | 619.8962 | 290.8613
19.10. | 8 | 718.6154 | 619.8962 | 290.8613
19.10. | 9 | 718.6154 | 619.8962 | 290.8613
19.10. | 10 | 718.6154 | 619.8962 | 290.8613
19.10. | 11 | 718.6154 | 619.8962 | 290.8613
19.10. | 12 | 718.6154 | 619.8962 | 290.8613
19.10. | 13 | 718.6154 | 619.8962 | 290.8613
19.10. | 14 | 718.6154 | 619.8962 | 290.8613
19.10. | 15 | 718.6154 | 619.8962 | 290.8613
19.10. | 16 | 718.6154 | 619.8962 | 290.8613
19.10. | 17 | 718.6154 | 619.8962 | 290.8613
19.10. | 18 | 718.6154 | 619.8962 | 290.8613
19.10. | 19 | 718.6154 | 619.8962 | 290.8613
19.10. | 20 | 718.6154 | 619.8962 | 290.8613
19.10. | 21 | 718.6154 | 619.8962 | 290.8613
19.10. | 22 | 718.6154 | 619.8962 | 290.8613
19.10. | 23 | 718.6154 | 619.8962 | 290.8613
19.10. | 24 | 718.6154 | 619.8962 | 290.8613
20.10. | 1 | 718.6154 | 619.8962 | 290.8613
20.10. | 2 | 718.6154 | 619.8962 | 290.8613
20.10. | 3 | 718.6154 | 619.8962 | 290.8613
20.10. | 4 | 718.6154 | 619.8962 | 290.8613
20.10. | 5 | 718.6154 | 619.8962 | 290.8613
20.10. | 6 | 718.6154 | 619.8962 | 290.8613
20.10. | 7 | 718.6154 | 619.8962 | 290.8613
20.10. | 8 | 718.6154 | 619.8962 | 290.8613
20.10. | 9 | 718.6154 | 619.8962 | 290.8613
20.10. | 10 | 718.6154 | 619.8962 | 290.8613
20.10. | 11 | 718.6154 | 619.8962 | 290.8613
20.10. | 12 | 718.6154 | 619.8962 | 290.8613
20.10. | 13 | 718.6154 | 619.8962 | 290.8613
20.10. | 14 | 718.6154 | 619.8962 | 290.8613
20.10. | 15 | 718.6154 | 619.8962 | 290.8613
20.10. | 16 | 718.6154 | 619.8962 | 290.8613
20.10. | 17 | 718.6154 | 619.8962 | 290.8613
20.10. | 18 | 718.6154 | 619.8962 | 290.8613
20.10. | 19 | 718.6154 | 619.8962 | 290.8613
20.10. | 20 | 718.6154 | 619.8962 | 290.8613
20.10. | 21 | 718.6154 | 619.8962 | 290.8613
20.10. | 22 | 718.6154 | 619.8962 | 290.8613
20.10. | 23 | 718.6154 | 619.8962 | 290.8613
20.10. | 24 | 718.6154 | 619.8962 | 290.8613
21.10. | 1 | 718.6154 | 619.8962 | 290.8613
21.10. | 2 | 718.6154 | 619.8962 | 290.8613
21.10. | 3 | 718.6154 | 619.8962 | 290.8613
21.10. | 4 | 718.6154 | 619.8962 | 290.8613
21.10. | 5 | 718.6154 | 619.8962 | 290.8613
21.10. | 6 | 718.6154 | 619.8962 | 290.8613
21.10. | 7 | 718.6154 | 619.8962 | 290.8613
21.10. | 8 | 718.6154 | 619.8962 | 290.8613
21.10. | 9 | 718.6154 | 619.8962 | 290.8613
21.10. | 10 | 718.6154 | 619.8962 | 290.8613
21.10. | 11 | 718.6154 | 619.8962 | 290.8613
21.10. | 12 | 718.6154 | 619.8962 | 290.8613
21.10. | 13 | 718.6154 | 619.8962 | 290.8613
21.10. | 14 | 718.6154 | 619.8962 | 290.8613
21.10. | 15 | 718.6154 | 619.8962 | 290.8613
21.10. | 16 | 718.6154 | 619.8962 | 290.8613
21.10. | 17 | 718.6154 | 619.8962 | 290.8613
21.10. | 18 | 718.6154 | 619.8962 | 290.8613
21.10. | 19 | 718.6154 | 619.8962 | 290.8613
21.10. | 20 | 718.6154 | 619.8962 | 290.8613
21.10. | 21 | 718.6154 | 619.8962 | 290.8613
21.10. | 22 | 718.6154 | 619.8962 | 290.8613
21.10. | 23 | 718.6154 | 619.8962 | 290.8613
21.10. | 24 | 718.6154 | 619.8962 | 290.8613
22.10. | 1 | 718.6154 | 619.8962 | 290.8613
22.10. | 2 | 718.6154 | 619.8962 | 290.8613
22.10. | 3 | 718.6154 | 619.8962 | 290.8613
22.10. | 4 | 718.6154 | 619.8962 | 290.8613
22.10. | 5 | 718.6154 | 619.8962 | 290.8613
22.10. | 6 | 718.6154 | 619.8962 | 290.8613
22.10. | 7 | 718.6154 | 619.8962 | 290.8613
22.10. | 8 | 718.6154 | 619.8962 | 290.8613
22.10. | 9 | 718.6154 | 619.8962 | 290.8613
22.10. | 10 | 718.6154 | 619.8962 | 290.8613
22.10. | 11 | 718.6154 | 619.8962 | 290.8613
22.10. | 12 | 718.6154 | 619.8962 | 290.8613
22.10. | 13 | 718.6154 | 619.8962 | 290.8613
22.10. | 14 | 718.6154 | 619.8962 | 290.8613
22.10. | 15 | 718.6154 | 619.8962 | 290.8613
22.10. | 16 | 718.6154 | 619.8962 | 290.8613
22.10. | 17 | 718.6154 | 619.8962 | 290.8613
22.10. | 18 | 718.6154 | 619.8962 | 290.8613
22.10. | 19 | 718.6154 | 619.8962 | 290.8613
22.10. | 20 | 718.6154 | 619.8962 | 290.8613
22.10. | 21 | 718.6154 | 619.8962 | 290.8613
22.10. | 22 | 718.6154 | 619.8962 | 290.8613
22.10. | 23 | 718.6154 | 619.8962 | 290.8613
22.10. | 24 | 718.6154 | 619.8962 | 290.8613
23.10. | 1 | 718.6154 | 619.8962 | 290.8613
23.10. | 2 | 718.6154 | 619.8962 | 290.8613
23.10. | 3 | 718.6154 | 619.8962 | 290.8613
23.10. | 4 | 718.6154 | 619.8962 | 290.8613
23.10. | 5 | 718.6154 | 619.8962 | 290.8613
23.10. | 6 | 718.6154 | 619.8962 | 290.8613
23.10. | 7 | 718.6154 | 619.8962 | 290.8613
23.10. | 8 | 718.6154 | 619.8962 | 290.8613
23.10. | 9 | 718.6154 | 619.8962 | 290.8613
23.10. | 10 | 718.6154 | 619.8962 | 290.8613
23.10. | 11 | 718.6154 | 619.8962 | 290.8613
23.10. | 12 | 718.6154 | 619.8962 | 290.8613
23.10. | 13 | 718.6154 | 619.8962 | 290.8613
23.10. | 14 | 718.6154 | 619.8962 | 290.8613
23.10. | 15 | 718.6154 | 619.8962 | 290.8613
23.10. | 16 | 718.6154 | 619.8962 | 290.8613
23.10. | 17 | 718.6154 | 619.8962 | 290.8613
23.10. | 18 | 718.6154 | 619.8962 | 290.8613
23.10. | 19 | 718.6154 | 619.8962 | 290.8613
23.10. | 20 | 718.6154 | 619.8962 | 290.8613
23.10. | 21 | 718.6154 | 619.8962 | 290.8613
23.10. | 22 | 718.6154 | 619.8962 | 290.8613
23.10. | 23 | 718.6154 | 619.8962 | 290.8613
23.10. | 24 | 718.6154 | 619.8962 | 290.8613
24.10. | 1 | 718.6154 | 619.8962 | 290.8613
24.10. | 2 | 718.6154 | 619.8962 | 290.8613
24.10. | 3 | 718.6154 | 619.8962 | 290.8613
24.10. | 4 | 718.6154 | 619.8962 | 290.8613
24.10. | 5 | 718.6154 | 619.8962 | 290.8613
24.10. | 6 | 718.6154 | 619.8962 | 290.8613
24.10. | 7 | 718.6154 | 619.8962 | 290.8613
24.10. | 8 | 718.6154 | 619.8962 | 290.8613
24.10. | 9 | 718.6154 | 619.8962 | 290.8613
24.10. | 10 | 718.6154 | 619.8962 | 290.8613
24.10. | 11 | 718.6154 | 619.8962 | 290.8613
24.10. | 12 | 718.6154 | 619.8962 | 290.8613
24.10. | 13 | 718.6154 | 619.8962 | 290.8613
24.10. | 14 | 718.6154 | 619.8962 | 290.8613
24.10. | 15 | 718.6154 | 619.8962 | 290.8613
24.10. | 16 | 718.6154 | 619.8962 | 290.8613
24.10. | 17 | 718.6154 | 619.8962 | 290.8613
24.10. | 18 | 718.6154 | 619.8962 | 290.8613
24.10. | 19 | 718.6154 | 619.8962 | 290.8613
24.10. | 20 | 718.6154 | 619.8962 | 290.8613
24.10. | 21 | 718.6154 | 619.8962 | 290.8613
24.10. | 22 | 718.6154 | 619.8962 | 290.8613
24.10. | 23 | 718.6154 | 619.8962 | 290.8613
24.10. | 24 | 718.6154 | 619.8962 | 290.8613
25.10. | 1 | 718.6154 | 619.8962 | 290.8613
25.10. | 2 | 718.6154 | 619.8962 | 290.8613
25.10. | 3 | 718.6154 | 619.8962 | 290.8613
25.10. | 4 | 718.6154 | 619.8962 | 290.8613
25.10. | 5 | 718.6154 | 619.8962 | 290.8613
25.10. | 6 | 718.6154 | 619.8962 | 290.8613
25.10. | 7 | 718.6154 | 619.8962 | 290.8613
25.10. | 8 | 718.6154 | 619.8962 | 290.8613
25.10. | 9 | 718.6154 | 619.8962 | 290.8613
25.10. | 10 | 718.6154 | 619.8962 | 290.8613
25.10. | 11 | 718.6154 | 619.8962 | 290.8613
25.10. | 12 | 718.6154 | 619.8962 | 290.8613
25.10. | 13 | 718.6154 | 619.8962 | 290.8613
25.10. | 14 | 718.6154 | 619.8962 | 290.8613
25.10. | 15 | 718.6154 | 619.8962 | 290.8613
25.10. | 16 | 718.6154 | 619.8962 | 290.8613
25.10. | 17 | 718.6154 | 619.8962 | 290.8613
25.10. | 18 | 718.6154 | 619.8962 | 290.8613
25.10. | 19 | 718.6154 | 619.8962 | 290.8613
25.10. | 20 | 718.6154 | 619.8962 | 290.8613
25.10. | 21 | 718.6154 | 619.8962 | 290.8613
25.10. | 22 | 718.6154 | 619.8962 | 290.8613
25.10. | 23 | 718.6154 | 619.8962 | 290.8613
25.10. | 24 | 718.6154 | 619.8962 | 290.8613
26.10. | 1 | 718.6154 | 619.8962 | 290.8613
26.10. | 2 | 718.6154 | 619.8962 | 290.8613
26.10. | 3 | 718.6154 | 619.8962 | 290.8613
26.10. | 4 | 718.6154 | 619.8962 | 290.8613
26.10. | 5 | 718.6154 | 619.8962 | 290.8613
26.10. | 6 | 718.6154 | 619.8962 | 290.8613
26.10. | 7 | 718.6154 | 619.8962 | 290.8613
26.10. | 8 | 718.6154 | 619.8962 | 290.8613
26.10. | 9 | 718.6154 | 619.8962 | 290.8613
26.10. | 10 | 718.6154 | 619.8962 | 290.8613
26.10. | 11 | 718.6154 | 619.8962 | 290.8613
26.10. | 12 | 718.6154 | 619.8962 | 290.8613
26.10. | 13 | 718.6154 | 619.8962 | 290.8613
26.10. | 14 | 718.6154 | 619.8962 | 290.8613
26.10. | 15 | 718.6154 | 619.8962 | 290.8613
26.10. | 16 | 718.6154 | 619.8962 | 290.8613
26.10. | 17 | 718.6154 | 619.8962 | 290.8613
26.10. | 18 | 718.6154 | 619.8962 | 290.8613
26.10. | 19 | 718.6154 | 619.8962 | 290.8613
26.10. | 20 | 718.6154 | 619.8962 | 290.8613
26.10. | 21 | 718.6154 | 619.8962 | 290.8613
26.10. | 22 | 718.6154 | 619.8962 | 290.8613
26.10. | 23 | 718.6154 | 619.8962 | 290.8613
26.10. | 24 | 718.6154 | 619.8962 | 290.8613
27.10. | 1 | 718.6154 | 619.8962 | 290.8613
27.10. | 2 | 718.6154 | 619.8962 | 290.8613
27.10. | 3 | 718.6154 | 619.8962 | 290.8613
27.10. | 4 | 718.6154 | 619.8962 | 290.8613
27.10. | 5 | 718.6154 | 619.8962 | 290.8613
27.10. | 6 | 718.6154 | 619.8962 | 290.8613
27.10. | 7 | 718.6154 | 619.8962 | 290.8613
27.10. | 8 | 718.6154 | 619.8962 | 290.8613
27.10. | 9 | 718.6154 | 619.8962 | 290.8613
27.10. | 10 | 718.6154 | 619.8962 | 290.8613
27.10. | 11 | 718.6154 | 619.8962 | 290.8613
27.10. | 12 | 718.6154 | 619.8962 | 290.8613
27.10. | 13 | 718.6154 | 619.8962 | 290.8613
27.10. | 14 | 718.6154 | 619.8962 | 290.8613
27.10. | 15 | 718.6154 | 619.8962 | 290.8613
27.10. | 16 | 718.6154 | 619.8962 | 290.8613
27.10. | 17 | 718.6154 | 619.8962 | 290.8613
27.10. | 18 | 718.6154 | 619.8962 | 290.8613
27.10. | 19 | 718.6154 | 619.8962 | 290.8613
27.10. | 20 | 718.6154 | 619.8962 | 290.8613
27.10. | 21 | 718.6154 | 619.8962 | 290.8613
27.10. | 22 | 718.6154 | 619.8962 | 290.8613
27.10. | 23 | 718.6154 | 619.8962 | 290.8613
27.10. | 24 | 718.6154 | 619.8962 | 290.8613
28.10. | 1 | 718.6154 | 619.8962 | 290.8613
28.10. | 2 | 718.6154 | 619.8962 | 290.8613
28.10. | 3 | 718.6154 | 619.8962 | 290.8613
28.10. | 4 | 718.6154 | 619.8962 | 290.8613
28.10. | 5 | 718.6154 | 619.8962 | 290.8613
28.10. | 6 | 718.6154 | 619.8962 | 290.8613
28.10. | 7 | 718.6154 | 619.8962 | 290.8613
28.10. | 8 | 718.6154 | 619.8962 | 290.8613
28.10. | 9 | 718.6154 | 619.8962 | 290.8613
28.10. | 10 | 718.6154 | 619.8962 | 290.8613
28.10. | 11 | 718.6154 | 619.8962 | 290.8613
28.10. | 12 | 718.6154 | 619.8962 | 290.8613
28.10. | 13 | 718.6154 | 619.8962 | 290.8613
28.10. | 14 | 718.6154 | 619.8962 | 290.8613
28.10. | 15 | 718.6154 | 619.8962 | 290.8613
28.10. | 16 | 718.6154 | 619.8962 | 290.8613
28.10. | 17 | 718.6154 | 619.8962 | 290.8613
28.10. | 18 | 718.6154 | 619.8962 | 290.8613
28.10. | 19 | 718.6154 | 619.8962 | 290.8613
28.10. | 20 | 718.6154 | 619.8962 | 290.8613
28.10. | 21 | 718.6154 | 619.8962 | 290.8613
28.10. | 22 | 718.6154 | 619.8962 | 290.8613
28.10. | 23 | 718.6154 | 619.8962 | 290.8613
28.10. | 24 | 718.6154 | 619.8962 | 290.8613
29.10. | 1 | 718.6154 | 619.8962 | 290.8613
29.10. | 2 | 718.6154 | 619.8962 | 290.8613
29.10. | 3 | 718.6154 | 619.8962 | 290.8613
29.10. | 4 | 718.6154 | 619.8962 | 290.8613
29.10. | 5 | 718.6154 | 619.8962 | 290.8613
29.10. | 6 | 718.6154 | 619.8962 | 290.8613
29.10. | 7 | 718.6154 | 619.8962 | 290.8613
29.10. | 8 | 718.6154 | 619.8962 | 290.8613
29.10. | 9 | 718.6154 | 619.8962 | 290.8613
29.10. | 10 | 718.6154 | 619.8962 | 290.8613
29.10. | 11 | 718.6154 | 619.8962 | 290.8613
29.10. | 12 | 718.6154 | 619.8962 | 290.8613
29.10. | 13 | 718.6154 | 619.8962 | 290.8613
29.10. | 14 | 718.6154 | 619.8962 | 290.8613
29.10. | 15 | 718.6154 | 619.8962 | 290.8613
29.10. | 16 | 718.6154 | 619.8962 | 290.8613
29.10. | 17 | 718.6154 | 619.8962 | 290.8613
29.10. | 18 | 718.6154 | 619.8962 | 290.8613
29.10. | 19 | 718.6154 | 619.8962 | 290.8613
29.10. | 20 | 718.6154 | 619.8962 | 290.8613
29.10. | 21 | 718.6154 | 619.8962 | 290.8613
29.10. | 22 | 718.6154 | 619.8962 | 290.8613
29.10. | 23 | 718.6154 | 619.8962 | 290.8613
29.10. | 24 | 718.6154 | 619.8962 | 290.8613
30.10. | 1 | 718.6154 | 619.8962 | 290.8613
30.10. | 2 | 718.6154 | 619.8962 | 290.8613
30.10. | 3 | 718.6154 | 619.8962 | 290.8613
30.10. | 4 | 718.6154 | 619.8962 | 290.8613
30.10. | 5 | 718.6154 | 619.8962 | 290.8613
30.10. | 6 | 718.6154 | 619.8962 | 290.8613
30.10. | 7 | 718.6154 | 619.8962 | 290.8613
30.10. | 8 | 718.6154 | 619.8962 | 290.8613
30.10. | 9 | 718.6154 | 619.8962 | 290.8613
30.10. | 10 | 718.6154 | 619.8962 | 290.8613
30.10. | 11 | 718.6154 | 619.8962 | 290.8613
30.10. | 12 | 718.6154 | 619.8962 | 290.8613
30.10. | 13 | 718.6154 | 619.8962 | 290.8613
30.10. | 14 | 718.6154 | 619.8962 | 290.8613
30.10. | 15 | 718.6154 | 619.8962 | 290.8613
30.10. | 16 | 718.6154 | 619.8962 | 290.8613
30.10. | 17 | 718.6154 | 619.8962 | 290.8613
30.10. | 18 | 718.6154 | 619.8962 | 290.8613
30.10. | 19 | 718.6154 | 619.8962 | 290.8613
30.10. | 20 | 718.6154 | 619.8962 | 290.8613
30.10. | 21 | 718.6154 | 619.8962 | 290.8613
30.10. | 22 | 718.6154 | 619.8962 | 290.8613
30.10. | 23 | 718.6154 | 619.8962 | 290.8613
30.10. | 24 | 718.6154 | 619.8962 | 290.8613
31.10. | 1 | 718.6154 | 619.8962 | 290.8613
31.10. | 2 | 718.6154 | 619.8962 | 290.8613
31.10. | 3 | 718.6154 | 619.8962 | 290.8613
31.10. | 4 | 718.6154 | 619.8962 | 290.8613
31.10. | 5 | 718.6154 | 619.8962 | 290.8613
31.10. | 6 | 718.6154 | 619.8962 | 290.8613
31.10. | 7 | 718.6154 | 619.8962 | 290.8613
31.10. | 8 | 718.6154 | 619.8962 | 290.8613
31.10. | 9 | 718.6154 | 619.8962 | 290.8613
31.10. | 10 | 718.6154 | 619.8962 | 290.8613
31.10. | 11 | 718.6154 | 619.8962 | 290.8613
31.10. | 12 | 718.6154 | 619.8962 | 290.8613
31.10. | 13 | 718.6154 | 619.8962 | 290.8613
31.10. | 14 | 718.6154 | 619.8962 | 290.8613
31.10. | 15 | 718.6154 | 619.8962 | 290.8613
31.10. | 16 | 718.6154 | 619.8962 | 290.8613
31.10. | 17 | 718.6154 | 619.8962 | 290.8613
31.10. | 18 | 718.6154 | 619.8962 | 290.8613
31.10. | 19 | 718.6154 | 619.8962 | 290.8613
31.10. | 20 | 718.6154 | 619.8962 | 290.8613
31.10. | 21 | 718.6154 | 619.8962 | 290.8613
31.10. | 22 | 718.6154 | 619.8962 | 290.8613
31.10. | 23 | 718.6154 | 619.8962 | 290.8613
31.10. | 24 | 718.6154 | 619.8962 | 290.8613
01.11. | 1 | 718.6154 | 619.8962 | 290.8613
01.11. | 2 | 718.6154 | 619.8962 | 290.8613
01.11. | 3 | 718.6154 | 619.8962 | 290.8613
01.11. | 4 | 718.6154 | 619.8962 | 290.8613
01.11. | 5 | 718.6154 | 619.8962 | 290.8613
01.11. | 6 | 718.6154 | 619.8962 | 290.8613
01.11. | 7 | 718.6154 | 619.8962 | 290.8613
01.11. | 8 | 718.6154 | 619.8962 | 290.8613
01.11. | 9 | 718.6154 | 619.8962 | 290.8613
01.11. | 10 | 718.6154 | 619.8962 | 290.8613
01.11. | 11 | 718.6154 | 619.8962 | 290.8613
01.11. | 12 | 718.6154 | 619.8962 | 290.8613
01.11. | 13 | 718.6154 | 619.8962 | 290.8613
01.11. | 14 | 718.6154 | 619.8962 | 290.8613
01.11. | 15 | 718.6154 | 619.8962 | 290.8613
01.11. | 16 | 718.6154 | 619.8962 | 290.8613
01.11. | 17 | 718.6154 | 619.8962 | 290.8613
01.11. | 18 | 718.6154 | 619.8962 | 290.8613
01.11. | 19 | 718.6154 | 619.8962 | 290.8613
01.11. | 20 | 718.6154 | 619.8962 | 290.8613
01.11. | 21 | 718.6154 | 619.8962 | 290.8613
01.11. | 22 | 718.6154 | 619.8962 | 290.8613
01.11. | 23 | 718.6154 | 619.8962 | 290.8613
01.11. | 24 | 718.6154 | 619.8962 | 290.8613
02.11. | 1 | 718.6154 | 619.8962 | 290.8613
02.11. | 2 | 718.6154 | 619.8962 | 290.8613
02.11. | 3 | 718.6154 | 619.8962 | 290.8613
02.11. | 4 | 718.6154 | 619.8962 | 290.8613
02.11. | 5 | 718.6154 | 619.8962 | 290.8613
02.11. | 6 | 718.6154 | 619.8962 | 290.8613
02.11. | 7 | 718.6154 | 619.8962 | 290.8613
02.11. | 8 | 718.6154 | 619.8962 | 290.8613
02.11. | 9 | 718.6154 | 619.8962 | 290.8613
02.11. | 10 | 718.6154 | 619.8962 | 290.8613
02.11. | 11 | 718.6154 | 619.8962 | 290.8613
02.11. | 12 | 718.6154 | 619.8962 | 290.8613
02.11. | 13 | 718.6154 | 619.8962 | 290.8613
02.11. | 14 | 718.6154 | 619.8962 | 290.8613
02.11. | 15 | 718.6154 | 619.8962 | 290.8613
02.11. | 16 | 718.6154 | 619.8962 | 290.8613
02.11. | 17 | 718.6154 | 619.8962 | 290.8613
02.11. | 18 | 718.6154 | 619.8962 | 290.8613
02.11. | 19 | 718.6154 | 619.8962 | 290.8613
02.11. | 20 | 718.6154 | 619.8962 | 290.8613
02.11. | 21 | 718.6154 | 619.8962 | 290.8613
02.11. | 22 | 718.6154 | 619.8962 | 290.8613
02.11. | 23 | 718.6154 | 619.8962 | 290.8613
02.11. | 24 | 718.6154 | 619.8962 | 290.8613
03.11. | 1 | 718.6154 | 619.8962 | 290.8613
03.11. | 2 | 718.6154 | 619.8962 | 290.8613
03.11. | 3 | 718.6154 | 619.8962 | 290.8613
03.11. | 4 | 718.6154 | 619.8962 | 290.8613
03.11. | 5 | 718.6154 | 619.8962 | 290.8613
03.11. | 6 | 718.6154 | 619.8962 | 290.8613
03.11. | 7 | 718.6154 | 619.8962 | 290.8613
03.11. | 8 | 718.6154 | 619.8962 | 290.8613
03.11. | 9 | 718.6154 | 619.8962 | 290.8613
03.11. | 10 | 718.6154 | 619.8962 | 290.8613
03.11. | 11 | 718.6154 | 619.8962 | 290.8613
03.11. | 12 | 718.6154 | 619.8962 | 290.8613
03.11. | 13 | 718.6154 | 619.8962 | 290.8613
03.11. | 14 | 718.6154 | 619.8962 | 290.8613
03.11. | 15 | 718.6154 | 619.8962 | 290.8613
03.11. | 16 | 718.6154 | 619.8962 | 290.8613
03.11. | 17 | 718.6154 | 619.8962 | 290.8613
03.11. | 18 | 718.6154 | 619.8962 | 290.8613
03.11. | 19 | 718.6154 | 619.8962 | 290.8613
03.11. | 20 | 718.6154 | 619.8962 | 290.8613
03.11. | 21 | 718.6154 | 619.8962 | 290.8613
03.11. | 22 | 718.6154 | 619.8962 | 290.8613
03.11. | 23 | 718.6154 | 619.8962 | 290.8613
03.11. | 24 | 718.6154 | 619.8962 | 290.8613
04.11. | 1 | 718.6154 | 619.8962 | 290.8613
04.11. | 2 | 718.6154 | 619.8962 | 290.8613
04.11. | 3 | 718.6154 | 619.8962 | 290.8613
04.11. | 4 | 718.6154 | 619.8962 | 290.8613
04.11. | 5 | 718.6154 | 619.8962 | 290.8613
04.11. | 6 | 718.6154 | 619.8962 | 290.8613
04.11. | 7 | 718.6154 | 619.8962 | 290.8613
04.11. | 8 | 718.6154 | 619.8962 | 290.8613
04.11. | 9 | 718.6154 | 619.8962 | 290.8613
04.11. | 10 | 718.6154 | 619.8962 | 290.8613
04.11. | 11 | 718.6154 | 619.8962 | 290.8613
04.11. | 12 | 718.6154 | 619.8962 | 290.8613
04.11. | 13 | 718.6154 | 619.8962 | 290.8613
04.11. | 14 | 718.6154 | 619.8962 | 290.8613
04.11. | 15 | 718.6154 | 619.8962 | 290.8613
04.11. | 16 | 718.6154 | 619.8962 | 290.8613
04.11. | 17 | 718.6154 | 619.8962 | 290.8613
04.11. | 18 | 718.6154 | 619.8962 | 290.8613
04.11. | 19 | 718.6154 | 619.8962 | 290.8613
04.11. | 20 | 718.6154 | 619.8962 | 290.8613
04.11. | 21 | 718.6154 | 619.8962 | 290.8613
04.11. | 22 | 718.6154 | 619.8962 | 290.8613
04.11. | 23 | 718.6154 | 619.8962 | 290.8613
04.11. | 24 | 718.6154 | 619.8962 | 290.8613
05.11. | 1 | 718.6154 | 619.8962 | 290.8613
05.11. | 2 | 718.6154 | 619.8962 | 290.8613
05.11. | 3 | 718.6154 | 619.8962 | 290.8613
05.11. | 4 | 718.6154 | 619.8962 | 290.8613
05.11. | 5 | 718.6154 | 619.8962 | 290.8613
05.11. | 6 | 718.6154 | 619.8962 | 290.8613
05.11. | 7 | 718.6154 | 619.8962 | 290.8613
05.11. | 8 | 718.6154 | 619.8962 | 290.8613
05.11. | 9 | 718.6154 | 619.8962 | 290.8613
05.11. | 10 | 718.6154 | 619.8962 | 290.8613
05.11. | 11 | 718.6154 | 619.8962 | 290.8613
05.11. | 12 | 718.6154 | 619.8962 | 290.8613
05.11. | 13 | 718.6154 | 619.8962 | 290.8613
05.11. | 14 | 718.6154 | 619.8962 | 290.8613
05.11. | 15 | 718.6154 | 619.8962 | 290.8613
05.11. | 16 | 718.6154 | 619.8962 | 290.8613
05.11. | 17 | 718.6154 | 619.8962 | 290.8613
05.11. | 18 | 718.6154 | 619.8962 | 290.8613
05.11. | 19 | 718.6154 | 619.8962 | 290.8613
05.11. | 20 | 718.6154 | 619.8962 | 290.8613
05.11. | 21 | 718.6154 | 619.8962 | 290.8613
05.11. | 22 | 718.6154 | 619.8962 | 290.8613
05.11. | 23 | 718.6154 | 619.8962 | 290.8613
05.11. | 24 | 718.6154 | 619.8962 | 290.8613
06.11. | 1 | 718.6154 | 619.8962 | 290.8613
06.11. | 2 | 718.6154 | 619.8962 | 290.8613
06.11. | 3 | 718.6154 | 619.8962 | 290.8613
06.11. | 4 | 718.6154 | 619.8962 | 290.8613
06.11. | 5 | 718.6154 | 619.8962 | 290.8613
06.11. | 6 | 718.6154 | 619.8962 | 290.8613
06.11. | 7 | 718.6154 | 619.8962 | 290.8613
06.11. | 8 | 718.6154 | 619.8962 | 290.8613
06.11. | 9 | 718.6154 | 619.8962 | 290.8613
06.11. | 10 | 718.6154 | 619.8962 | 290.8613
06.11. | 11 | 718.6154 | 619.8962 | 290.8613
06.11. | 12 | 718.6154 | 619.8962 | 290.8613
06.11. | 13 | 718.6154 | 619.8962 | 290.8613
06.11. | 14 | 718.6154 | 619.8962 | 290.8613
06.11. | 15 | 718.6154 | 619.8962 | 290.8613
06.11. | 16 | 718.6154 | 619.8962 | 290.8613
06.11. | 17 | 718.6154 | 619.8962 | 290.8613
06.11. | 18 | 718.6154 | 619.8962 | 290.8613
06.11. | 19 | 718.6154 | 619.8962 | 290.8613
06.11. | 20 | 718.6154 | 619.8962 | 290.8613
06.11. | 21 | 718.6154 | 619.8962 | 290.8613
06.11. | 22 | 718.6154 | 619.8962 | 290.8613
06.11. | 23 | 718.6154 | 619.8962 | 290.8613
06.11. | 24 | 718.6154 | 619.8962 | 290.8613
07.11. | 1 | 718.6154 | 619.8962 | 290.8613
07.11. | 2 | 718.6154 | 619.8962 | 290.8613
07.11. | 3 | 718.6154 | 619.8962 | 290.8613
07.11. | 4 | 718.6154 | 619.8962 | 290.8613
07.11. | 5 | 718.6154 | 619.8962 | 290.8613
07.11. | 6 | 718.6154 | 619.8962 | 290.8613
07.11. | 7 | 718.6154 | 619.8962 | 290.8613
07.11. | 8 | 718.6154 | 619.8962 | 290.8613
07.11. | 9 | 718.6154 | 619.8962 | 290.8613
07.11. | 10 | 718.6154 | 619.8962 | 290.8613
07.11. | 11 | 718.6154 | 619.8962 | 290.8613
07.11. | 12 | 718.6154 | 619.8962 | 290.8613
07.11. | 13 | 718.6154 | 619.8962 | 290.8613
07.11. | 14 | 718.6154 | 619.8962 | 290.8613
07.11. | 15 | 718.6154 | 619.8962 | 290.8613
07.11. | 16 | 718.6154 | 619.8962 | 290.8613
07.11. | 17 | 718.6154 | 619.8962 | 290.8613
07.11. | 18 | 718.6154 | 619.8962 | 290.8613
07.11. | 19 | 718.6154 | 619.8962 | 290.8613
07.11. | 20 | 718.6154 | 619.8962 | 290.8613
07.11. | 21 | 718.6154 | 619.8962 | 290.8613
07.11. | 22 | 718.6154 | 619.8962 | 290.8613
07.11. | 23 | 718.6154 | 619.8962 | 290.8613
07.11. | 24 | 718.6154 | 619.8962 | 290.8613
08.11. | 1 | 718.6154 | 619.8962 | 290.8613
08.11. | 2 | 718.6154 | 619.8962 | 290.8613
08.11. | 3 | 718.6154 | 619.8962 | 290.8613
08.11. | 4 | 718.6154 | 619.8962 | 290.8613
08.11. | 5 | 718.6154 | 619.8962 | 290.8613
08.11. | 6 | 718.6154 | 619.8962 | 290.8613
08.11. | 7 | 718.6154 | 619.8962 | 290.8613
08.11. | 8 | 718.6154 | 619.8962 | 290.8613
08.11. | 9 | 718.6154 | 619.8962 | 290.8613
08.11. | 10 | 718.6154 | 619.8962 | 290.8613
08.11. | 11 | 718.6154 | 619.8962 | 290.8613
08.11. | 12 | 718.6154 | 619.8962 | 290.8613
08.11. | 13 | 718.6154 | 619.8962 | 290.8613
08.11. | 14 | 718.6154 | 619.8962 | 290.8613
08.11. | 15 | 718.6154 | 619.8962 | 290.8613
08.11. | 16 | 718.6154 | 619.8962 | 290.8613
08.11. | 17 | 718.6154 | 619.8962 | 290.8613
08.11. | 18 | 718.6154 | 619.8962 | 290.8613
08.11. | 19 | 718.6154 | 619.8962 | 290.8613
08.11. | 20 | 718.6154 | 619.8962 | 290.8613
08.11. | 21 | 718.6154 | 619.8962 | 290.8613
08.11. | 22 | 718.6154 | 619.8962 | 290.8613
08.11. | 23 | 718.6154 | 619.8962 | 290.8613
08.11. | 24 | 718.6154 | 619.8962 | 290.8613
09.11. | 1 | 718.6154 | 619.8962 | 290.8613
09.11. | 2 | 718.6154 | 619.8962 | 290.8613
09.11. | 3 | 718.6154 | 619.8962 | 290.8613
09.11. | 4 | 718.6154 | 619.8962 | 290.8613
09.11. | 5 | 718.6154 | 619.8962 | 290.8613
09.11. | 6 | 718.6154 | 619.8962 | 290.8613
09.11. | 7 | 718.6154 | 619.8962 | 290.8613
09.11. | 8 | 718.6154 | 619.8962 | 290.8613
09.11. | 9 | 718.6154 | 619.8962 | 290.8613
09.11. | 10 | 718.6154 | 619.8962 | 290.8613
09.11. | 11 | 718.6154 | 619.8962 | 290.8613
09.11. | 12 | 718.6154 | 619.8962 | 290.8613
09.11. | 13 | 718.6154 | 619.8962 | 290.8613
09.11. | 14 | 718.6154 | 619.8962 | 290.8613
09.11. | 15 | 718.6154 | 619.8962 | 290.8613
09.11. | 16 | 718.6154 | 619.8962 | 290.8613
09.11. | 17 | 718.6154 | 619.8962 | 290.8613
09.11. | 18 | 718.6154 | 619.8962 | 290.8613
09.11. | 19 | 718.6154 | 619.8962 | 290.8613
09.11. | 20 | 718.6154 | 619.8962 | 290.8613
09.11. | 21 | 718.6154 | 619.8962 | 290.8613
09.11. | 22 | 718.6154 | 619.8962 | 290.8613
09.11. | 23 | 718.6154 | 619.8962 | 290.8613
09.11. | 24 | 718.6154 | 619.8962 | 290.8613
10.11. | 1 | 718.6154 | 619.8962 | 290.8613
10.11. | 2 | 718.6154 | 619.8962 | 290.8613
10.11. | 3 | 718.6154 | 619.8962 | 290.8613
10.11. | 4 | 718.6154 | 619.8962 | 290.8613
10.11. | 5 | 718.6154 | 619.8962 | 290.8613
10.11. | 6 | 718.6154 | 619.8962 | 290.8613
10.11. | 7 | 718.6154 | 619.8962 | 290.8613
10.11. | 8 | 718.6154 | 619.8962 | 290.8613
10.11. | 9 | 718.6154 | 619.8962 | 290.8613
10.11. | 10 | 718.6154 | 619.8962 | 290.8613
10.11. | 11 | 718.6154 | 619.8962 | 290.8613
10.11. | 12 | 718.6154 | 619.8962 | 290.8613
10.11. | 13 | 718.6154 | 619.8962 | 290.8613
10.11. | 14 | 718.6154 | 619.8962 | 290.8613
10.11. | 15 | 718.6154 | 619.8962 | 290.8613
10.11. | 16 | 718.6154 | 619.8962 | 290.8613
10.11. | 17 | 718.6154 | 619.8962 | 290.8613
10.11. | 18 | 718.6154 | 619.8962 | 290.8613
10.11. | 19 | 718.6154 | 619.8962 | 290.8613
10.11. | 20 | 718.6154 | 619.8962 | 290.8613
10.11. | 21 | 718.6154 | 619.8962 | 290.8613
10.11. | 22 | 718.6154 | 619.8962 | 290.8613
10.11. | 23 | 718.6154 | 619.8962 | 290.8613
10.11. | 24 | 718.6154 | 619.8962 | 290.8613
11.11. | 1 | 718.6154 | 619.8962 | 290.8613
11.11. | 2 | 718.6154 | 619.8962 | 290.8613
11.11. | 3 | 718.6154 | 619.8962 | 290.8613
11.11. | 4 | 718.6154 | 619.8962 | 290.8613
11.11. | 5 | 718.6154 | 619.8962 | 290.8613
11.11. | 6 | 718.6154 | 619.8962 | 290.8613
11.11. | 7 | 718.6154 | 619.8962 | 290.8613
11.11. | 8 | 718.6154 | 619.8962 | 290.8613
11.11. | 9 | 718.6154 | 619.8962 | 290.8613
11.11. | 10 | 718.6154 | 619.8962 | 290.8613
11.11. | 11 | 718.6154 | 619.8962 | 290.8613
11.11. | 12 | 718.6154 | 619.8962 | 290.8613
11.11. | 13 | 718.6154 | 619.8962 | 290.8613
11.11. | 14 | 718.6154 | 619.8962 | 290.8613
11.11. | 15 | 718.6154 | 619.8962 | 290.8613
11.11. | 16 | 718.6154 | 619.8962 | 290.8613
11.11. | 17 | 718.6154 | 619.8962 | 290.8613
11.11. | 18 | 718.6154 | 619.8962 | 290.8613
11.11. | 19 | 718.6154 | 619.8962 | 290.8613
11.11. | 20 | 718.6154 | 619.8962 | 290.8613
11.11. | 21 | 718.6154 | 619.8962 | 290.8613
11.11. | 22 | 718.6154 | 619.8962 | 290.8613
11.11. | 23 | 718.6154 | 619.8962 | 290.8613
11.11. | 24 | 718.6154 | 619.8962 | 290.8613
12.11. | 1 | 718.6154 | 619.8962 | 290.8613
12.11. | 2 | 718.6154 | 619.8962 | 290.8613
12.11. | 3 | 718.6154 | 619.8962 | 290.8613
12.11. | 4 | 718.6154 | 619.8962 | 290.8613
12.11. | 5 | 718.6154 | 619.8962 | 290.8613
12.11. | 6 | 718.6154 | 619.8962 | 290.8613
12.11. | 7 | 718.6154 | 619.8962 | 290.8613
12.11. | 8 | 718.6154 | 619.8962 | 290.8613
12.11. | 9 | 718.6154 | 619.8962 | 290.8613
12.11. | 10 | 718.6154 | 619.8962 | 290.8613
12.11. | 11 | 718.6154 | 619.8962 | 290.8613
12.11. | 12 | 718.6154 | 619.8962 | 290.8613
12.11. | 13 | 718.6154 | 619.8962 | 290.8613
12.11. | 14 | 718.6154 | 619.8962 | 290.8613
12.11. | 15 | 718.6154 | 619.8962 | 290.8613
12.11. | 16 | 718.6154 | 619.8962 | 290.8613
12.11. | 17 | 718.6154 | 619.8962 | 290.8613
12.11. | 18 | 718.6154 | 619.8962 | 290.8613
12.11. | 19 | 718.6154 | 619.8962 | 290.8613
12.11. | 20 | 718.6154 | 619.8962 | 290.8613
12.11. | 21 | 718.6154 | 619.8962 | 290.8613
12.11. | 22 | 718.6154 | 619.8962 | 290.8613
12.11. | 23 | 718.6154 | 619.8962 | 290.8613
12.11. | 24 | 718.6154 | 619.8962 | 290.8613
13.11. | 1 | 718.6154 | 619.8962 | 290.8613
13.11. | 2 | 718.6154 | 619.8962 | 290.8613
13.11. | 3 | 718.6154 | 619.8962 | 290.8613
13.11. | 4 | 718.6154 | 619.8962 | 290.8613
13.11. | 5 | 718.6154 | 619.8962 | 290.8613
13.11. | 6 | 718.6154 | 619.8962 | 290.8613
13.11. | 7 | 718.6154 | 619.8962 | 290.8613
13.11. | 8 | 718.6154 | 619.8962 | 290.8613
13.11. | 9 | 718.6154 | 619.8962 | 290.8613
13.11. | 10 | 718.6154 | 619.8962 | 290.8613
13.11. | 11 | 718.6154 | 619.8962 | 290.8613
13.11. | 12 | 718.6154 | 619.8962 | 290.8613
13.11. | 13 | 718.6154 | 619.8962 | 290.8613
13.11. | 14 | 718.6154 | 619.8962 | 290.8613
13.11. | 15 | 718.6154 | 619.8962 | 290.8613
13.11. | 16 | 718.6154 | 619.8962 | 290.8613
13.11. | 17 | 718.6154 | 619.8962 | 290.8613
13.11. | 18 | 718.6154 | 619.8962 | 290.8613
13.11. | 19 | 718.6154 | 619.8962 | 290.8613
13.11. | 20 | 718.6154 | 619.8962 | 290.8613
13.11. | 21 | 718.6154 | 619.8962 | 290.8613
13.11. | 22 | 718.6154 | 619.8962 | 290.8613
13.11. | 23 | 718.6154 | 619.8962 | 290.8613
13.11. | 24 | 718.6154 | 619.8962 | 290.8613
14.11. | 1 | 718.6154 | 619.8962 | 290.8613
14.11. | 2 | 718.6154 | 619.8962 | 290.8613
14.11. | 3 | 718.6154 | 619.8962 | 290.8613
14.11. | 4 | 718.6154 | 619.8962 | 290.8613
14.11. | 5 | 718.6154 | 619.8962 | 290.8613
14.11. | 6 | 718.6154 | 619.8962 | 290.8613
14.11. | 7 | 718.6154 | 619.8962 | 290.8613
14.11. | 8 | 718.6154 | 619.8962 | 290.8613
14.11. | 9 | 718.6154 | 619.8962 | 290.8613
14.11. | 10 | 718.6154 | 619.8962 | 290.8613
14.11. | 11 | 718.6154 | 619.8962 | 290.8613
14.11. | 12 | 718.6154 | 619.8962 | 290.8613
14.11. | 13 | 718.6154 | 619.8962 | 290.8613
14.11. | 14 | 718.6154 | 619.8962 | 290.8613
14.11. | 15 | 718.6154 | 619.8962 | 290.8613
14.11. | 16 | 718.6154 | 619.8962 | 290.8613
14.11. | 17 | 718.6154 | 619.8962 | 290.8613
14.11. | 18 | 718.6154 | 619.8962 | 290.8613
14.11. | 19 | 718.6154 | 619.8962 | 290.8613
14.11. | 20 | 718.6154 | 619.8962 | 290.8613
14.11. | 21 | 718.6154 | 619.8962 | 290.8613
14.11. | 22 | 718.6154 | 619.8962 | 290.8613
14.11. | 23 | 718.6154 | 619.8962 | 290.8613
14.11. | 24 | 718.6154 | 619.8962 | 290.8613
15.11. | 1 | 718.6154 | 619.8962 | 290.8613
15.11. | 2 | 718.6154 | 619.8962 | 290.8613
15.11. | 3 | 718.6154 | 619.8962 | 290.8613
15.11. | 4 | 718.6154 | 619.8962 | 290.8613
15.11. | 5 | 718.6154 | 619.8962 | 290.8613
15.11. | 6 | 718.6154 | 619.8962 | 290.8613
15.11. | 7 | 718.6154 | 619.8962 | 290.8613
15.11. | 8 | 718.6154 | 619.8962 | 290.8613
15.11. | 9 | 718.6154 | 619.8962 | 290.8613
15.11. | 10 | 718.6154 | 619.8962 | 290.8613
15.11. | 11 | 718.6154 | 619.8962 | 290.8613
15.11. | 12 | 718.6154 | 619.8962 | 290.8613
15.11. | 13 | 718.6154 | 619.8962 | 290.8613
15.11. | 14 | 718.6154 | 619.8962 | 290.8613
15.11. | 15 | 718.6154 | 619.8962 | 290.8613
15.11. | 16 | 718.6154 | 619.8962 | 290.8613
15.11. | 17 | 718.6154 | 619.8962 | 290.8613
15.11. | 18 | 718.6154 | 619.8962 | 290.8613
15.11. | 19 | 718.6154 | 619.8962 | 290.8613
15.11. | 20 | 718.6154 | 619.8962 | 290.8613
15.11. | 21 | 718.6154 | 619.8962 | 290.8613
15.11. | 22 | 718.6154 | 619.8962 | 290.8613
15.11. | 23 | 718.6154 | 619.8962 | 290.8613
15.11. | 24 | 718.6154 | 619.8962 | 290.8613
16.11. | 1 | 718.6154 | 619.8962 | 290.8613
16.11. | 2 | 718.6154 | 619.8962 | 290.8613
16.11. | 3 | 718.6154 | 619.8962 | 290.8613
16.11. | 4 | 718.6154 | 619.8962 | 290.8613
16.11. | 5 | 718.6154 | 619.8962 | 290.8613
16.11. | 6 | 718.6154 | 619.8962 | 290.8613
16.11. | 7 | 718.6154 | 619.8962 | 290.8613
16.11. | 8 | 718.6154 | 619.8962 | 290.8613
16.11. | 9 | 718.6154 | 619.8962 | 290.8613
16.11. | 10 | 718.6154 | 619.8962 | 290.8613
16.11. | 11 | 718.6154 | 619.8962 | 290.8613
16.11. | 12 | 718.6154 | 619.8962 | 290.8613
16.11. | 13 | 718.6154 | 619.8962 | 290.8613
16.11. | 14 | 718.6154 | 619.8962 | 290.8613
16.11. | 15 | 718.6154 | 619.8962 | 290.8613
16.11. | 16 | 718.6154 | 619.8962 | 290.8613
16.11. | 17 | 718.6154 | 619.8962 | 290.8613
16.11. | 18 | 718.6154 | 619.8962 | 290.8613
16.11. | 19 | 718.6154 | 619.8962 | 290.8613
16.11. | 20 | 718.6154 | 619.8962 | 290.8613
16.11. | 21 | 718.6154 | 619.8962 | 290.8613
16.11. | 22 | 718.6154 | 619.8962 | 290.8613
16.11. | 23 | 718.6154 | 619.8962 | 290.8613
16.11. | 24 | 718.6154 | 619.8962 | 290.8613
17.11. | 1 | 718.6154 | 619.8962 | 290.8613
17.11. | 2 | 718.6154 | 619.8962 | 290.8613
17.11. | 3 | 718.6154 | 619.8962 | 290.8613
17.11. | 4 | 718.6154 | 619.8962 | 290.8613
17.11. | 5 | 718.6154 | 619.8962 | 290.8613
17.11. | 6 | 718.6154 | 619.8962 | 290.8613
17.11. | 7 | 718.6154 | 619.8962 | 290.8613
17.11. | 8 | 718.6154 | 619.8962 | 290.8613
17.11. | 9 | 718.6154 | 619.8962 | 290.8613
17.11. | 10 | 718.6154 | 619.8962 | 290.8613
17.11. | 11 | 718.6154 | 619.8962 | 290.8613
17.11. | 12 | 718.6154 | 619.8962 | 290.8613
17.11. | 13 | 718.6154 | 619.8962 | 290.8613
17.11. | 14 | 718.6154 | 619.8962 | 290.8613
17.11. | 15 | 718.6154 | 619.8962 | 290.8613
17.11. | 16 | 718.6154 | 619.8962 | 290.8613
17.11. | 17 | 718.6154 | 619.8962 | 290.8613
17.11. | 18 | 718.6154 | 619.8962 | 290.8613
17.11. | 19 | 718.6154 | 619.8962 | 290.8613
17.11. | 20 | 718.6154 | 619.8962 | 290.8613
17.11. | 21 | 718.6154 | 619.8962 | 290.8613
17.11. | 22 | 718.6154 | 619.8962 | 290.8613
17.11. | 23 | 718.6154 | 619.8962 | 290.8613
17.11. | 24 | 718.6154 | 619.8962 | 290.8613
18.11. | 1 | 718.6154 | 619.8962 | 290.8613
18.11. | 2 | 718.6154 | 619.8962 | 290.8613
18.11. | 3 | 718.6154 | 619.8962 | 290.8613
18.11. | 4 | 718.6154 | 619.8962 | 290.8613
18.11. | 5 | 718.6154 | 619.8962 | 290.8613
18.11. | 6 | 718.6154 | 619.8962 | 290.8613
18.11. | 7 | 718.6154 | 619.8962 | 290.8613
18.11. | 8 | 718.6154 | 619.8962 | 290.8613
18.11. | 9 | 718.6154 | 619.8962 | 290.8613
18.11. | 10 | 718.6154 | 619.8962 | 290.8613
18.11. | 11 | 718.6154 | 619.8962 | 290.8613
18.11. | 12 | 718.6154 | 619.8962 | 290.8613
18.11. | 13 | 718.6154 | 619.8962 | 290.8613
18.11. | 14 | 718.6154 | 619.8962 | 290.8613
18.11. | 15 | 718.6154 | 619.8962 | 290.8613
18.11. | 16 | 718.6154 | 619.8962 | 290.8613
18.11. | 17 | 718.6154 | 619.8962 | 290.8613
18.11. | 18 | 718.6154 | 619.8962 | 290.8613
18.11. | 19 | 718.6154 | 619.8962 | 290.8613
18.11. | 20 | 718.6154 | 619.8962 | 290.8613
18.11. | 21 | 718.6154 | 619.8962 | 290.8613
18.11. | 22 | 718.6154 | 619.8962 | 290.8613
18.11. | 23 | 718.6154 | 619.8962 | 290.8613
18.11. | 24 | 718.6154 | 619.8962 | 290.8613
19.11. | 1 | 718.6154 | 619.8962 | 290.8613
19.11. | 2 | 718.6154 | 619.8962 | 290.8613
19.11. | 3 | 718.6154 | 619.8962 | 290.8613
19.11. | 4 | 718.6154 | 619.8962 | 290.8613
19.11. | 5 | 718.6154 | 619.8962 | 290.8613
19.11. | 6 | 718.6154 | 619.8962 | 290.8613
19.11. | 7 | 718.6154 | 619.8962 | 290.8613
19.11. | 8 | 718.6154 | 619.8962 | 290.8613
19.11. | 9 | 718.6154 | 619.8962 | 290.8613
19.11. | 10 | 718.6154 | 619.8962 | 290.8613
19.11. | 11 | 718.6154 | 619.8962 | 290.8613
19.11. | 12 | 718.6154 | 619.8962 | 290.8613
19.11. | 13 | 718.6154 | 619.8962 | 290.8613
19.11. | 14 | 718.6154 | 619.8962 | 290.8613
19.11. | 15 | 718.6154 | 619.8962 | 290.8613
19.11. | 16 | 718.6154 | 619.8962 | 290.8613
19.11. | 17 | 718.6154 | 619.8962 | 290.8613
19.11. | 18 | 718.6154 | 619.8962 | 290.8613
19.11. | 19 | 718.6154 | 619.8962 | 290.8613
19.11. | 20 | 718.6154 | 619.8962 | 290.8613
19.11. | 21 | 718.6154 | 619.8962 | 290.8613
19.11. | 22 | 718.6154 | 619.8962 | 290.8613
19.11. | 23 | 718.6154 | 619.8962 | 290.8613
19.11. | 24 | 718.6154 | 619.8962 | 290.8613
20.11. | 1 | 718.6154 | 619.8962 | 290.8613
20.11. | 2 | 718.6154 | 619.8962 | 290.8613
20.11. | 3 | 718.6154 | 619.8962 | 290.8613
20.11. | 4 | 718.6154 | 619.8962 | 290.8613
20.11. | 5 | 718.6154 | 619.8962 | 290.8613
20.11. | 6 | 718.6154 | 619.8962 | 290.8613
20.11. | 7 | 718.6154 | 619.8962 | 290.8613
20.11. | 8 | 718.6154 | 619.8962 | 290.8613
20.11. | 9 | 718.6154 | 619.8962 | 290.8613
20.11. | 10 | 718.6154 | 619.8962 | 290.8613
20.11. | 11 | 718.6154 | 619.8962 | 290.8613
20.11. | 12 | 718.6154 | 619.8962 | 290.8613
20.11. | 13 | 718.6154 | 619.8962 | 290.8613
20.11. | 14 | 718.6154 | 619.8962 | 290.8613
20.11. | 15 | 718.6154 | 619.8962 | 290.8613
20.11. | 16 | 718.6154 | 619.8962 | 290.8613
20.11. | 17 | 718.6154 | 619.8962 | 290.8613
20.11. | 18 | 718.6154 | 619.8962 | 290.8613
20.11. | 19 | 718.6154 | 619.8962 | 290.8613
20.11. | 20 | 718.6154 | 619.8962 | 290.8613
20.11. | 21 | 718.6154 | 619.8962 | 290.8613
20.11. | 22 | 718.6154 | 619.8962 | 290.8613
20.11. | 23 | 718.6154 | 619.8962 | 290.8613
20.11. | 24 | 718.6154 | 619.8962 | 290.8613
21.11. | 1 | 718.6154 | 619.8962 | 290.8613
21.11. | 2 | 718.6154 | 619.8962 | 290.8613
21.11. | 3 | 718.6154 | 619.8962 | 290.8613
21.11. | 4 | 718.6154 | 619.8962 | 290.8613
21.11. | 5 | 718.6154 | 619.8962 | 290.8613
21.11. | 6 | 718.6154 | 619.8962 | 290.8613
21.11. | 7 | 718.6154 | 619.8962 | 290.8613
21.11. | 8 | 718.6154 | 619.8962 | 290.8613
21.11. | 9 | 718.6154 | 619.8962 | 290.8613
21.11. | 10 | 718.6154 | 619.8962 | 290.8613
21.11. | 11 | 718.6154 | 619.8962 | 290.8613
21.11. | 12 | 718.6154 | 619.8962 | 290.8613
21.11. | 13 | 718.6154 | 619.8962 | 290.8613
21.11. | 14 | 718.6154 | 619.8962 | 290.8613
21.11. | 15 | 718.6154 | 619.8962 | 290.8613
21.11. | 16 | 718.6154 | 619.8962 | 290.8613
21.11. | 17 | 718.6154 | 619.8962 | 290.8613
21.11. | 18 | 718.6154 | 619.8962 | 290.8613
21.11. | 19 | 718.6154 | 619.8962 | 290.8613
21.11. | 20 | 718.6154 | 619.8962 | 290.8613
21.11. | 21 | 718.6154 | 619.8962 | 290.8613
21.11. | 22 | 718.6154 | 619.8962 | 290.8613
21.11. | 23 | 718.6154 | 619.8962 | 290.8613
21.11. | 24 | 718.6154 | 619.8962 | 290.8613
22.11. | 1 | 718.6154 | 619.8962 | 290.8613
22.11. | 2 | 718.6154 | 619.8962 | 290.8613
22.11. | 3 | 718.6154 | 619.8962 | 290.8613
22.11. | 4 | 718.6154 | 619.8962 | 290.8613
22.11. | 5 | 718.6154 | 619.8962 | 290.8613
22.11. | 6 | 718.6154 | 619.8962 | 290.8613
22.11. | 7 | 718.6154 | 619.8962 | 290.8613
22.11. | 8 | 718.6154 | 619.8962 | 290.8613
22.11. | 9 | 718.6154 | 619.8962 | 290.8613
22.11. | 10 | 718.6154 | 619.8962 | 290.8613
22.11. | 11 | 718.6154 | 619.8962 | 290.8613
22.11. | 12 | 718.6154 | 619.8962 | 290.8613
22.11. | 13 | 718.6154 | 619.8962 | 290.8613
22.11. | 14 | 718.6154 | 619.8962 | 290.8613
22.11. | 15 | 718.6154 | 619.8962 | 290.8613
22.11. | 16 | 718.6154 | 619.8962 | 290.8613
22.11. | 17 | 718.6154 | 619.8962 | 290.8613
22.11. | 18 | 718.6154 | 619.8962 | 290.8613
22.11. | 19 | 718.6154 | 619.8962 | 290.8613
22.11. | 20 | 718.6154 | 619.8962 | 290.8613
22.11. | 21 | 718.6154 | 619.8962 | 290.8613
22.11. | 22 | 718.6154 | 619.8962 | 290.8613
22.11. | 23 | 718.6154 | 619.8962 | 290.8613
22.11. | 24 | 718.6154 | 619.8962 | 290.8613
23.11. | 1 | 718.6154 | 619.8962 | 290.8613
23.11. | 2 | 718.6154 | 619.8962 | 290.8613
23.11. | 3 | 718.6154 | 619.8962 | 290.8613
23.11. | 4 | 718.6154 | 619.8962 | 290.8613
23.11. | 5 | 718.6154 | 619.8962 | 290.8613
23.11. | 6 | 718.6154 | 619.8962 | 290.8613
23.11. | 7 | 718.6154 | 619.8962 | 290.8613
23.11. | 8 | 718.6154 | 619.8962 | 290.8613
23.11. | 9 | 718.6154 | 619.8962 | 290.8613
23.11. | 10 | 718.6154 | 619.8962 | 290.8613
23.11. | 11 | 718.6154 | 619.8962 | 290.8613
23.11. | 12 | 718.6154 | 619.8962 | 290.8613
23.11. | 13 | 718.6154 | 619.8962 | 290.8613
23.11. | 14 | 718.6154 | 619.8962 | 290.8613
23.11. | 15 | 718.6154 | 619.8962 | 290.8613
23.11. | 16 | 718.6154 | 619.8962 | 290.8613
23.11. | 17 | 718.6154 | 619.8962 | 290.8613
23.11. | 18 | 718.6154 | 619.8962 | 290.8613
23.11. | 19 | 718.6154 | 619.8962 | 290.8613
23.11. | 20 | 718.6154 | 619.8962 | 290.8613
23.11. | 21 | 718.6154 | 619.8962 | 290.8613
23.11. | 22 | 718.6154 | 619.8962 | 290.8613
23.11. | 23 | 718.6154 | 619.8962 | 290.8613
23.11. | 24 | 718.6154 | 619.8962 | 290.8613
24.11. | 1 | 718.6154 | 619.8962 | 290.8613
24.11. | 2 | 718.6154 | 619.8962 | 290.8613
24.11. | 3 | 718.6154 | 619.8962 | 290.8613
24.11. | 4 | 718.6154 | 619.8962 | 290.8613
24.11. | 5 | 718.6154 | 619.8962 | 290.8613
24.11. | 6 | 718.6154 | 619.8962 | 290.8613
24.11. | 7 | 718.6154 | 619.8962 | 290.8613
24.11. | 8 | 718.6154 | 619.8962 | 290.8613
24.11. | 9 | 718.6154 | 619.8962 | 290.8613
24.11. | 10 | 718.6154 | 619.8962 | 290.8613
24.11. | 11 | 718.6154 | 619.8962 | 290.8613
24.11. | 12 | 718.6154 | 619.8962 | 290.8613
24.11. | 13 | 718.6154 | 619.8962 | 290.8613
24.11. | 14 | 718.6154 | 619.8962 | 290.8613
24.11. | 15 | 718.6154 | 619.8962 | 290.8613
24.11. | 16 | 718.6154 | 619.8962 | 290.8613
24.11. | 17 | 718.6154 | 619.8962 | 290.8613
24.11. | 18 | 718.6154 | 619.8962 | 290.8613
24.11. | 19 | 718.6154 | 619.8962 | 290.8613
24.11. | 20 | 718.6154 | 619.8962 | 290.8613
24.11. | 21 | 718.6154 | 619.8962 | 290.8613
24.11. | 22 | 718.6154 | 619.8962 | 290.8613
24.11. | 23 | 718.6154 | 619.8962 | 290.8613
24.11. | 24 | 718.6154 | 619.8962 | 290.8613
25.11. | 1 | 718.6154 | 619.8962 | 290.8613
25.11. | 2 | 718.6154 | 619.8962 | 290.8613
25.11. | 3 | 718.6154 | 619.8962 | 290.8613
25.11. | 4 | 718.6154 | 619.8962 | 290.8613
25.11. | 5 | 718.6154 | 619.8962 | 290.8613
25.11. | 6 | 718.6154 | 619.8962 | 290.8613
25.11. | 7 | 718.6154 | 619.8962 | 290.8613
25.11. | 8 | 718.6154 | 619.8962 | 290.8613
25.11. | 9 | 718.6154 | 619.8962 | 290.8613
25.11. | 10 | 718.6154 | 619.8962 | 290.8613
25.11. | 11 | 718.6154 | 619.8962 | 290.8613
25.11. | 12 | 718.6154 | 619.8962 | 290.8613
25.11. | 13 | 718.6154 | 619.8962 | 290.8613
25.11. | 14 | 718.6154 | 619.8962 | 290.8613
25.11. | 15 | 718.6154 | 619.8962 | 290.8613
25.11. | 16 | 718.6154 | 619.8962 | 290.8613
25.11. | 17 | 718.6154 | 619.8962 | 290.8613
25.11. | 18 | 718.6154 | 619.8962 | 290.8613
25.11. | 19 | 718.6154 | 619.8962 | 290.8613
25.11. | 20 | 718.6154 | 619.8962 | 290.8613
25.11. | 21 | 718.6154 | 619.8962 | 290.8613
25.11. | 22 | 718.6154 | 619.8962 | 290.8613
25.11. | 23 | 718.6154 | 619.8962 | 290.8613
25.11. | 24 | 718.6154 | 619.8962 | 290.8613
26.11. | 1 | 718.6154 | 619.8962 | 290.8613
26.11. | 2 | 718.6154 | 619.8962 | 290.8613
26.11. | 3 | 718.6154 | 619.8962 | 290.8613
26.11. | 4 | 718.6154 | 619.8962 | 290.8613
26.11. | 5 | 718.6154 | 619.8962 | 290.8613
26.11. | 6 | 718.6154 | 619.8962 | 290.8613
26.11. | 7 | 718.6154 | 619.8962 | 290.8613
26.11. | 8 | 718.6154 | 619.8962 | 290.8613
26.11. | 9 | 718.6154 | 619.8962 | 290.8613
26.11. | 10 | 718.6154 | 619.8962 | 290.8613
26.11. | 11 | 718.6154 | 619.8962 | 290.8613
26.11. | 12 | 718.6154 | 619.8962 | 290.8613
26.11. | 13 | 718.6154 | 619.8962 | 290.8613
26.11. | 14 | 718.6154 | 619.8962 | 290.8613
26.11. | 15 | 718.6154 | 619.8962 | 290.8613
26.11. | 16 | 718.6154 | 619.8962 | 290.8613
26.11. | 17 | 718.6154 | 619.8962 | 290.8613
26.11. | 18 | 718.6154 | 619.8962 | 290.8613
26.11. | 19 | 718.6154 | 619.8962 | 290.8613
26.11. | 20 | 718.6154 | 619.8962 | 290.8613
26.11. | 21 | 718.6154 | 619.8962 | 290.8613
26.11. | 22 | 718.6154 | 619.8962 | 290.8613
26.11. | 23 | 718.6154 | 619.8962 | 290.8613
26.11. | 24 | 718.6154 | 619.8962 | 290.8613
27.11. | 1 | 718.6154 | 619.8962 | 290.8613
27.11. | 2 | 718.6154 | 619.8962 | 290.8613
27.11. | 3 | 718.6154 | 619.8962 | 290.8613
27.11. | 4 | 718.6154 | 619.8962 | 290.8613
27.11. | 5 | 718.6154 | 619.8962 | 290.8613
27.11. | 6 | 718.6154 | 619.8962 | 290.8613
27.11. | 7 | 718.6154 | 619.8962 | 290.8613
27.11. | 8 | 718.6154 | 619.8962 | 290.8613
27.11. | 9 | 718.6154 | 619.8962 | 290.8613
27.11. | 10 | 718.6154 | 619.8962 | 290.8613
27.11. | 11 | 718.6154 | 619.8962 | 290.8613
27.11. | 12 | 718.6154 | 619.8962 | 290.8613
27.11. | 13 | 718.6154 | 619.8962 | 290.8613
27.11. | 14 | 718.6154 | 619.8962 | 290.8613
27.11. | 15 | 718.6154 | 619.8962 | 290.8613
27.11. | 16 | 718.6154 | 619.8962 | 290.8613
27.11. | 17 | 718.6154 | 619.8962 | 290.8613
27.11. | 18 | 718.6154 | 619.8962 | 290.8613
27.11. | 19 | 718.6154 | 619.8962 | 290.8613
27.11. | 20 | 718.6154 | 619.8962 | 290.8613
27.11. | 21 | 718.6154 | 619.8962 | 290.8613
27.11. | 22 | 718.6154 | 619.8962 | 290.8613
27.11. | 23 | 718.6154 | 619.8962 | 290.8613
27.11. | 24 | 718.6154 | 619.8962 | 290.8613
28.11. | 1 | 718.6154 | 619.8962 | 290.8613
28.11. | 2 | 718.6154 | 619.8962 | 290.8613
28.11. | 3 | 718.6154 | 619.8962 | 290.8613
28.11. | 4 | 718.6154 | 619.8962 | 290.8613
28.11. | 5 | 718.6154 | 619.8962 | 290.8613
28.11. | 6 | 718.6154 | 619.8962 | 290.8613
28.11. | 7 | 718.6154 | 619.8962 | 290.8613
28.11. | 8 | 718.6154 | 619.8962 | 290.8613
28.11. | 9 | 718.6154 | 619.8962 | 290.8613
28.11. | 10 | 718.6154 | 619.8962 | 290.8613
28.11. | 11 | 718.6154 | 619.8962 | 290.8613
28.11. | 12 | 718.6154 | 619.8962 | 290.8613
28.11. | 13 | 718.6154 | 619.8962 | 290.8613
28.11. | 14 | 718.6154 | 619.8962 | 290.8613
28.11. | 15 | 718.6154 | 619.8962 | 290.8613
28.11. | 16 | 718.6154 | 619.8962 | 290.8613
28.11. | 17 | 718.6154 | 619.8962 | 290.8613
28.11. | 18 | 718.6154 | 619.8962 | 290.8613
28.11. | 19 | 718.6154 | 619.8962 | 290.8613
28.11. | 20 | 718.6154 | 619.8962 | 290.8613
28.11. | 21 | 718.6154 | 619.8962 | 290.8613
28.11. | 22 | 718.6154 | 619.8962 | 290.8613
28.11. | 23 | 718.6154 | 619.8962 | 290.8613
28.11. | 24 | 718.6154 | 619.8962 | 290.8613
29.11. | 1 | 718.6154 | 619.8962 | 290.8613
29.11. | 2 | 718.6154 | 619.8962 | 290.8613
29.11. | 3 | 718.6154 | 619.8962 | 290.8613
29.11. | 4 | 718.6154 | 619.8962 | 290.8613
29.11. | 5 | 718.6154 | 619.8962 | 290.8613
29.11. | 6 | 718.6154 | 619.8962 | 290.8613
29.11. | 7 | 718.6154 | 619.8962 | 290.8613
29.11. | 8 | 718.6154 | 619.8962 | 290.8613
29.11. | 9 | 718.6154 | 619.8962 | 290.8613
29.11. | 10 | 718.6154 | 619.8962 | 290.8613
29.11. | 11 | 718.6154 | 619.8962 | 290.8613
29.11. | 12 | 718.6154 | 619.8962 | 290.8613
29.11. | 13 | 718.6154 | 619.8962 | 290.8613
29.11. | 14 | 718.6154 | 619.8962 | 290.8613
29.11. | 15 | 718.6154 | 619.8962 | 290.8613
29.11. | 16 | 718.6154 | 619.8962 | 290.8613
29.11. | 17 | 718.6154 | 619.8962 | 290.8613
29.11. | 18 | 718.6154 | 619.8962 | 290.8613
29.11. | 19 | 718.6154 | 619.8962 | 290.8613
29.11. | 20 | 718.6154 | 619.8962 | 290.8613
29.11. | 21 | 718.6154 | 619.8962 | 290.8613
29.11. | 22 | 718.6154 | 619.8962 | 290.8613
29.11. | 23 | 718.6154 | 619.8962 | 290.8613
29.11. | 24 | 718.6154 | 619.8962 | 290.8613
30.11. | 1 | 718.6154 | 619.8962 | 290.8613
30.11. | 2 | 718.6154 | 619.8962 | 290.8613
30.11. | 3 | 718.6154 | 619.8962 | 290.8613
30.11. | 4 | 718.6154 | 619.8962 | 290.8613
30.11. | 5 | 718.6154 | 619.8962 | 290.8613
30.11. | 6 | 718.6154 | 619.8962 | 290.8613
30.11. | 7 | 718.6154 | 619.8962 | 290.8613
30.11. | 8 | 718.6154 | 619.8962 | 290.8613
30.11. | 9 | 718.6154 | 619.8962 | 290.8613
30.11. | 10 | 718.6154 | 619.8962 | 290.8613
30.11. | 11 | 718.6154 | 619.8962 | 290.8613
30.11. | 12 | 718.6154 | 619.8962 | 290.8613
30.11. | 13 | 718.6154 | 619.8962 | 290.8613
30.11. | 14 | 718.6154 | 619.8962 | 290.8613
30.11. | 15 | 718.6154 | 619.8962 | 290.8613
30.11. | 16 | 718.6154 | 619.8962 | 290.8613
30.11. | 17 | 718.6154 | 619.8962 | 290.8613
30.11. | 18 | 718.6154 | 619.8962 | 290.8613
30.11. | 19 | 718.6154 | 619.8962 | 290.8613
30.11. | 20 | 718.6154 | 619.8962 | 290.8613
30.11. | 21 | 718.6154 | 619.8962 | 290.8613
30.11. | 22 | 718.6154 | 619.8962 | 290.8613
30.11. | 23 | 718.6154 | 619.8962 | 290.8613
30.11. | 24 | 718.6154 | 619.8962 | 290.8613
01.12. | 1 | 718.6154 | 619.8962 | 290.8613
01.12. | 2 | 718.6154 | 619.8962 | 290.8613
01.12. | 3 | 718.6154 | 619.8962 | 290.8613
01.12. | 4 | 718.6154 | 619.8962 | 290.8613
01.12. | 5 | 718.6154 | 619.8962 | 290.8613
01.12. | 6 | 718.6154 | 619.8962 | 290.8613
01.12. | 7 | 718.6154 | 619.8962 | 290.8613
01.12. | 8 | 718.6154 | 619.8962 | 290.8613
01.12. | 9 | 718.6154 | 619.8962 | 290.8613
01.12. | 10 | 718.6154 | 619.8962 | 290.8613
01.12. | 11 | 718.6154 | 619.8962 | 290.8613
01.12. | 12 | 718.6154 | 619.8962 | 290.8613
01.12. | 13 | 718.6154 | 619.8962 | 290.8613
01.12. | 14 | 718.6154 | 619.8962 | 290.8613
01.12. | 15 | 718.6154 | 619.8962 | 290.8613
01.12. | 16 | 718.6154 | 619.8962 | 290.8613
01.12. | 17 | 718.6154 | 619.8962 | 290.8613
01.12. | 18 | 718.6154 | 619.8962 | 290.8613
01.12. | 19 | 718.6154 | 619.8962 | 290.8613
01.12. | 20 | 718.6154 | 619.8962 | 290.8613
01.12. | 21 | 718.6154 | 619.8962 | 290.8613
01.12. | 22 | 718.6154 | 619.8962 | 290.8613
01.12. | 23 | 718.6154 | 619.8962 | 290.8613
01.12. | 24 | 718.6154 | 619.8962 | 290.8613
02.12. | 1 | 718.6154 | 619.8962 | 290.8613
02.12. | 2 | 718.6154 | 619.8962 | 290.8613
02.12. | 3 | 718.6154 | 619.8962 | 290.8613
02.12. | 4 | 718.6154 | 619.8962 | 290.8613
02.12. | 5 | 718.6154 | 619.8962 | 290.8613
02.12. | 6 | 718.6154 | 619.8962 | 290.8613
02.12. | 7 | 718.6154 | 619.8962 | 290.8613
02.12. | 8 | 718.6154 | 619.8962 | 290.8613
02.12. | 9 | 718.6154 | 619.8962 | 290.8613
02.12. | 10 | 718.6154 | 619.8962 | 290.8613
02.12. | 11 | 718.6154 | 619.8962 | 290.8613
02.12. | 12 | 718.6154 | 619.8962 | 290.8613
02.12. | 13 | 718.6154 | 619.8962 | 290.8613
02.12. | 14 | 718.6154 | 619.8962 | 290.8613
02.12. | 15 | 718.6154 | 619.8962 | 290.8613
02.12. | 16 | 718.6154 | 619.8962 | 290.8613
02.12. | 17 | 718.6154 | 619.8962 | 290.8613
02.12. | 18 | 718.6154 | 619.8962 | 290.8613
02.12. | 19 | 718.6154 | 619.8962 | 290.8613
02.12. | 20 | 718.6154 | 619.8962 | 290.8613
02.12. | 21 | 718.6154 | 619.8962 | 290.8613
02.12. | 22 | 718.6154 | 619.8962 | 290.8613
02.12. | 23 | 718.6154 | 619.8962 | 290.8613
02.12. | 24 | 718.6154 | 619.8962 | 290.8613
03.12. | 1 | 718.6154 | 619.8962 | 290.8613
03.12. | 2 | 718.6154 | 619.8962 | 290.8613
03.12. | 3 | 718.6154 | 619.8962 | 290.8613
03.12. | 4 | 718.6154 | 619.8962 | 290.8613
03.12. | 5 | 718.6154 | 619.8962 | 290.8613
03.12. | 6 | 718.6154 | 619.8962 | 290.8613
03.12. | 7 | 718.6154 | 619.8962 | 290.8613
03.12. | 8 | 718.6154 | 619.8962 | 290.8613
03.12. | 9 | 718.6154 | 619.8962 | 290.8613
03.12. | 10 | 718.6154 | 619.8962 | 290.8613
03.12. | 11 | 718.6154 | 619.8962 | 290.8613
03.12. | 12 | 718.6154 | 619.8962 | 290.8613
03.12. | 13 | 718.6154 | 619.8962 | 290.8613
03.12. | 14 | 718.6154 | 619.8962 | 290.8613
03.12. | 15 | 718.6154 | 619.8962 | 290.8613
03.12. | 16 | 718.6154 | 619.8962 | 290.8613
03.12. | 17 | 718.6154 | 619.8962 | 290.8613
03.12. | 18 | 718.6154 | 619.8962 | 290.8613
03.12. | 19 | 718.6154 | 619.8962 | 290.8613
03.12. | 20 | 718.6154 | 619.8962 | 290.8613
03.12. | 21 | 718.6154 | 619.8962 | 290.8613
03.12. | 22 | 718.6154 | 619.8962 | 290.8613
03.12. | 23 | 718.6154 | 619.8962 | 290.8613
03.12. | 24 | 718.6154 | 619.8962 | 290.8613
04.12. | 1 | 718.6154 | 619.8962 | 290.8613
04.12. | 2 | 718.6154 | 619.8962 | 290.8613
04.12. | 3 | 718.6154 | 619.8962 | 290.8613
04.12. | 4 | 718.6154 | 619.8962 | 290.8613
04.12. | 5 | 718.6154 | 619.8962 | 290.8613
04.12. | 6 | 718.6154 | 619.8962 | 290.8613
04.12. | 7 | 718.6154 | 619.8962 | 290.8613
04.12. | 8 | 718.6154 | 619.8962 | 290.8613
04.12. | 9 | 718.6154 | 619.8962 | 290.8613
04.12. | 10 | 718.6154 | 619.8962 | 290.8613
04.12. | 11 | 718.6154 | 619.8962 | 290.8613
04.12. | 12 | 718.6154 | 619.8962 | 290.8613
04.12. | 13 | 718.6154 | 619.8962 | 290.8613
04.12. | 14 | 718.6154 | 619.8962 | 290.8613
04.12. | 15 | 718.6154 | 619.8962 | 290.8613
04.12. | 16 | 718.6154 | 619.8962 | 290.8613
04.12. | 17 | 718.6154 | 619.8962 | 290.8613
04.12. | 18 | 718.6154 | 619.8962 | 290.8613
04.12. | 19 | 718.6154 | 619.8962 | 290.8613
04.12. | 20 | 718.6154 | 619.8962 | 290.8613
04.12. | 21 | 718.6154 | 619.8962 | 290.8613
04.12. | 22 | 718.6154 | 619.8962 | 290.8613
04.12. | 23 | 718.6154 | 619.8962 | 290.8613
04.12. | 24 | 718.6154 | 619.8962 | 290.8613
05.12. | 1 | 718.6154 | 619.8962 | 290.8613
05.12. | 2 | 718.6154 | 619.8962 | 290.8613
05.12. | 3 | 718.6154 | 619.8962 | 290.8613
05.12. | 4 | 718.6154 | 619.8962 | 290.8613
05.12. | 5 | 718.6154 | 619.8962 | 290.8613
05.12. | 6 | 718.6154 | 619.8962 | 290.8613
05.12. | 7 | 718.6154 | 619.8962 | 290.8613
05.12. | 8 | 718.6154 | 619.8962 | 290.8613
05.12. | 9 | 718.6154 | 619.8962 | 290.8613
05.12. | 10 | 718.6154 | 619.8962 | 290.8613
05.12. | 11 | 718.6154 | 619.8962 | 290.8613
05.12. | 12 | 718.6154 | 619.8962 | 290.8613
05.12. | 13 | 718.6154 | 619.8962 | 290.8613
05.12. | 14 | 718.6154 | 619.8962 | 290.8613
05.12. | 15 | 718.6154 | 619.8962 | 290.8613
05.12. | 16 | 718.6154 | 619.8962 | 290.8613
05.12. | 17 | 718.6154 | 619.8962 | 290.8613
05.12. | 18 | 718.6154 | 619.8962 | 290.8613
05.12. | 19 | 718.6154 | 619.8962 | 290.8613
05.12. | 20 | 718.6154 | 619.8962 | 290.8613
05.12. | 21 | 718.6154 | 619.8962 | 290.8613
05.12. | 22 | 718.6154 | 619.8962 | 290.8613
05.12. | 23 | 718.6154 | 619.8962 | 290.8613
05.12. | 24 | 718.6154 | 619.8962 | 290.8613
06.12. | 1 | 718.6154 | 619.8962 | 290.8613
06.12. | 2 | 718.6154 | 619.8962 | 290.8613
06.12. | 3 | 718.6154 | 619.8962 | 290.8613
06.12. | 4 | 718.6154 | 619.8962 | 290.8613
06.12. | 5 | 718.6154 | 619.8962 | 290.8613
06.12. | 6 | 718.6154 | 619.8962 | 290.8613
06.12. | 7 | 718.6154 | 619.8962 | 290.8613
06.12. | 8 | 718.6154 | 619.8962 | 290.8613
06.12. | 9 | 718.6154 | 619.8962 | 290.8613
06.12. | 10 | 718.6154 | 619.8962 | 290.8613
06.12. | 11 | 718.6154 | 619.8962 | 290.8613
06.12. | 12 | 718.6154 | 619.8962 | 290.8613
06.12. | 13 | 718.6154 | 619.8962 | 290.8613
06.12. | 14 | 718.6154 | 619.8962 | 290.8613
06.12. | 15 | 718.6154 | 619.8962 | 290.8613
06.12. | 16 | 718.6154 | 619.8962 | 290.8613
06.12. | 17 | 718.6154 | 619.8962 | 290.8613
06.12. | 18 | 718.6154 | 619.8962 | 290.8613
06.12. | 19 | 718.6154 | 619.8962 | 290.8613
06.12. | 20 | 718.6154 | 619.8962 | 290.8613
06.12. | 21 | 718.6154 | 619.8962 | 290.8613
06.12. | 22 | 718.6154 | 619.8962 | 290.8613
06.12. | 23 | 718.6154 | 619.8962 | 290.8613
06.12. | 24 | 718.6154 | 619.8962 | 290.8613
07.12. | 1 | 718.6154 | 619.8962 | 290.8613
07.12. | 2 | 718.6154 | 619.8962 | 290.8613
07.12. | 3 | 718.6154 | 619.8962 | 290.8613
07.12. | 4 | 718.6154 | 619.8962 | 290.8613
07.12. | 5 | 718.6154 | 619.8962 | 290.8613
07.12. | 6 | 718.6154 | 619.8962 | 290.8613
07.12. | 7 | 718.6154 | 619.8962 | 290.8613
07.12. | 8 | 718.6154 | 619.8962 | 290.8613
07.12. | 9 | 718.6154 | 619.8962 | 290.8613
07.12. | 10 | 718.6154 | 619.8962 | 290.8613
07.12. | 11 | 718.6154 | 619.8962 | 290.8613
07.12. | 12 | 718.6154 | 619.8962 | 290.8613
07.12. | 13 | 718.6154 | 619.8962 | 290.8613
07.12. | 14 | 718.6154 | 619.8962 | 290.8613
07.12. | 15 | 718.6154 | 619.8962 | 290.8613
07.12. | 16 | 718.6154 | 619.8962 | 290.8613
07.12. | 17 | 718.6154 | 619.8962 | 290.8613
07.12. | 18 | 718.6154 | 619.8962 | 290.8613
07.12. | 19 | 718.6154 | 619.8962 | 290.8613
07.12. | 20 | 718.6154 | 619.8962 | 290.8613
07.12. | 21 | 718.6154 | 619.8962 | 290.8613
07.12. | 22 | 718.6154 | 619.8962 | 290.8613
07.12. | 23 | 718.6154 | 619.8962 | 290.8613
07.12. | 24 | 718.6154 | 619.8962 | 290.8613
08.12. | 1 | 718.6154 | 619.8962 | 290.8613
08.12. | 2 | 718.6154 | 619.8962 | 290.8613
08.12. | 3 | 718.6154 | 619.8962 | 290.8613
08.12. | 4 | 718.6154 | 619.8962 | 290.8613
08.12. | 5 | 718.6154 | 619.8962 | 290.8613
08.12. | 6 | 718.6154 | 619.8962 | 290.8613
08.12. | 7 | 718.6154 | 619.8962 | 290.8613
08.12. | 8 | 718.6154 | 619.8962 | 290.8613
08.12. | 9 | 718.6154 | 619.8962 | 290.8613
08.12. | 10 | 718.6154 | 619.8962 | 290.8613
08.12. | 11 | 718.6154 | 619.8962 | 290.8613
08.12. | 12 | 718.6154 | 619.8962 | 290.8613
08.12. | 13 | 718.6154 | 619.8962 | 290.8613
08.12. | 14 | 718.6154 | 619.8962 | 290.8613
08.12. | 15 | 718.6154 | 619.8962 | 290.8613
08.12. | 16 | 718.6154 | 619.8962 | 290.8613
08.12. | 17 | 718.6154 | 619.8962 | 290.8613
08.12. | 18 | 718.6154 | 619.8962 | 290.8613
08.12. | 19 | 718.6154 | 619.8962 | 290.8613
08.12. | 20 | 718.6154 | 619.8962 | 290.8613
08.12. | 21 | 718.6154 | 619.8962 | 290.8613
08.12. | 22 | 718.6154 | 619.8962 | 290.8613
08.12. | 23 | 718.6154 | 619.8962 | 290.8613
08.12. | 24 | 718.6154 | 619.8962 | 290.8613
09.12. | 1 | 718.6154 | 619.8962 | 290.8613
09.12. | 2 | 718.6154 | 619.8962 | 290.8613
09.12. | 3 | 718.6154 | 619.8962 | 290.8613
09.12. | 4 | 718.6154 | 619.8962 | 290.8613
09.12. | 5 | 718.6154 | 619.8962 | 290.8613
09.12. | 6 | 718.6154 | 619.8962 | 290.8613
09.12. | 7 | 718.6154 | 619.8962 | 290.8613
09.12. | 8 | 718.6154 | 619.8962 | 290.8613
09.12. | 9 | 718.6154 | 619.8962 | 290.8613
09.12. | 10 | 718.6154 | 619.8962 | 290.8613
09.12. | 11 | 718.6154 | 619.8962 | 290.8613
09.12. | 12 | 718.6154 | 619.8962 | 290.8613
09.12. | 13 | 718.6154 | 619.8962 | 290.8613
09.12. | 14 | 718.6154 | 619.8962 | 290.8613
09.12. | 15 | 718.6154 | 619.8962 | 290.8613
09.12. | 16 | 718.6154 | 619.8962 | 290.8613
09.12. | 17 | 718.6154 | 619.8962 | 290.8613
09.12. | 18 | 718.6154 | 619.8962 | 290.8613
09.12. | 19 | 718.6154 | 619.8962 | 290.8613
09.12. | 20 | 718.6154 | 619.8962 | 290.8613
09.12. | 21 | 718.6154 | 619.8962 | 290.8613
09.12. | 22 | 718.6154 | 619.8962 | 290.8613
09.12. | 23 | 718.6154 | 619.8962 | 290.8613
09.12. | 24 | 718.6154 | 619.8962 | 290.8613
10.12. | 1 | 718.6154 | 619.8962 | 290.8613
10.12. | 2 | 718.6154 | 619.8962 | 290.8613
10.12. | 3 | 718.6154 | 619.8962 | 290.8613
10.12. | 4 | 718.6154 | 619.8962 | 290.8613
10.12. | 5 | 718.6154 | 619.8962 | 290.8613
10.12. | 6 | 718.6154 | 619.8962 | 290.8613
10.12. | 7 | 718.6154 | 619.8962 | 290.8613
10.12. | 8 | 718.6154 | 619.8962 | 290.8613
10.12. | 9 | 718.6154 | 619.8962 | 290.8613
10.12. | 10 | 718.6154 | 619.8962 | 290.8613
10.12. | 11 | 718.6154 | 619.8962 | 290.8613
10.12. | 12 | 718.6154 | 619.8962 | 290.8613
10.12. | 13 | 718.6154 | 619.8962 | 290.8613
10.12. | 14 | 718.6154 | 619.8962 | 290.8613
10.12. | 15 | 718.6154 | 619.8962 | 290.8613
10.12. | 16 | 718.6154 | 619.8962 | 290.8613
10.12. | 17 | 718.6154 | 619.8962 | 290.8613
10.12. | 18 | 718.6154 | 619.8962 | 290.8613
10.12. | 19 | 718.6154 | 619.8962 | 290.8613
10.12. | 20 | 718.6154 | 619.8962 | 290.8613
10.12. | 21 | 718.6154 | 619.8962 | 290.8613
10.12. | 22 | 718.6154 | 619.8962 | 290.8613
10.12. | 23 | 718.6154 | 619.8962 | 290.8613
10.12. | 24 | 718.6154 | 619.8962 | 290.8613
11.12. | 1 | 718.6154 | 619.8962 | 290.8613
11.12. | 2 | 718.6154 | 619.8962 | 290.8613
11.12. | 3 | 718.6154 | 619.8962 | 290.8613
11.12. | 4 | 718.6154 | 619.8962 | 290.8613
11.12. | 5 | 718.6154 | 619.8962 | 290.8613
11.12. | 6 | 718.6154 | 619.8962 | 290.8613
11.12. | 7 | 718.6154 | 619.8962 | 290.8613
11.12. | 8 | 718.6154 | 619.8962 | 290.8613
11.12. | 9 | 718.6154 | 619.8962 | 290.8613
11.12. | 10 | 718.6154 | 619.8962 | 290.8613
11.12. | 11 | 718.6154 | 619.8962 | 290.8613
11.12. | 12 | 718.6154 | 619.8962 | 290.8613
11.12. | 13 | 718.6154 | 619.8962 | 290.8613
11.12. | 14 | 718.6154 | 619.8962 | 290.8613
11.12. | 15 | 718.6154 | 619.8962 | 290.8613
11.12. | 16 | 718.6154 | 619.8962 | 290.8613
11.12. | 17 | 718.6154 | 619.8962 | 290.8613
11.12. | 18 | 718.6154 | 619.8962 | 290.8613
11.12. | 19 | 718.6154 | 619.8962 | 290.8613
11.12. | 20 | 718.6154 | 619.8962 | 290.8613
11.12. | 21 | 718.6154 | 619.8962 | 290.8613
11.12. | 22 | 718.6154 | 619.8962 | 290.8613
11.12. | 23 | 718.6154 | 619.8962 | 290.8613
11.12. | 24 | 718.6154 | 619.8962 | 290.8613
12.12. | 1 | 718.6154 | 619.8962 | 290.8613
12.12. | 2 | 718.6154 | 619.8962 | 290.8613
12.12. | 3 | 718.6154 | 619.8962 | 290.8613
12.12. | 4 | 718.6154 | 619.8962 | 290.8613
12.12. | 5 | 718.6154 | 619.8962 | 290.8613
12.12. | 6 | 718.6154 | 619.8962 | 290.8613
12.12. | 7 | 718.6154 | 619.8962 | 290.8613
12.12. | 8 | 718.6154 | 619.8962 | 290.8613
12.12. | 9 | 718.6154 | 619.8962 | 290.8613
12.12. | 10 | 718.6154 | 619.8962 | 290.8613
12.12. | 11 | 718.6154 | 619.8962 | 290.8613
12.12. | 12 | 718.6154 | 619.8962 | 290.8613
12.12. | 13 | 718.6154 | 619.8962 | 290.8613
12.12. | 14 | 718.6154 | 619.8962 | 290.8613
12.12. | 15 | 718.6154 | 619.8962 | 290.8613
12.12. | 16 | 718.6154 | 619.8962 | 290.8613
12.12. | 17 | 718.6154 | 619.8962 | 290.8613
12.12. | 18 | 718.6154 | 619.8962 | 290.8613
12.12. | 19 | 718.6154 | 619.8962 | 290.8613
12.12. | 20 | 718.6154 | 619.8962 | 290.8613
12.12. | 21 | 718.6154 | 619.8962 | 290.8613
12.12. | 22 | 718.6154 | 619.8962 | 290.8613
12.12. | 23 | 718.6154 | 619.8962 | 290.8613
12.12. | 24 | 718.6154 | 619.8962 | 290.8613
13.12. | 1 | 718.6154 | 619.8962 | 290.8613
13.12. | 2 | 718.6154 | 619.8962 | 290.8613
13.12. | 3 | 718.6154 | 619.8962 | 290.8613
13.12. | 4 | 718.6154 | 619.8962 | 290.8613
13.12. | 5 | 718.6154 | 619.8962 | 290.8613
13.12. | 6 | 718.6154 | 619.8962 | 290.8613
13.12. | 7 | 718.6154 | 619.8962 | 290.8613
13.12. | 8 | 718.6154 | 619.8962 | 290.8613
13.12. | 9 | 718.6154 | 619.8962 | 290.8613
13.12. | 10 | 718.6154 | 619.8962 | 290.8613
13.12. | 11 | 718.6154 | 619.8962 | 290.8613
13.12. | 12 | 718.6154 | 619.8962 | 290.8613
13.12. | 13 | 718.6154 | 619.8962 | 290.8613
13.12. | 14 | 718.6154 | 619.8962 | 290.8613
13.12. | 15 | 718.6154 | 619.8962 | 290.8613
13.12. | 16 | 718.6154 | 619.8962 | 290.8613
13.12. | 17 | 718.6154 | 619.8962 | 290.8613
13.12. | 18 | 718.6154 | 619.8962 | 290.8613
13.12. | 19 | 718.6154 | 619.8962 | 290.8613
13.12. | 20 | 718.6154 | 619.8962 | 290.8613
13.12. | 21 | 718.6154 | 619.8962 | 290.8613
13.12. | 22 | 718.6154 | 619.8962 | 290.8613
13.12. | 23 | 718.6154 | 619.8962 | 290.8613
13.12. | 24 | 718.6154 | 619.8962 | 290.8613
14.12. | 1 | 718.6154 | 619.8962 | 290.8613
14.12. | 2 | 718.6154 | 619.8962 | 290.8613
14.12. | 3 | 718.6154 | 619.8962 | 290.8613
14.12. | 4 | 718.6154 | 619.8962 | 290.8613
14.12. | 5 | 718.6154 | 619.8962 | 290.8613
14.12. | 6 | 718.6154 | 619.8962 | 290.8613
14.12. | 7 | 718.6154 | 619.8962 | 290.8613
14.12. | 8 | 718.6154 | 619.8962 | 290.8613
14.12. | 9 | 718.6154 | 619.8962 | 290.8613
14.12. | 10 | 718.6154 | 619.8962 | 290.8613
14.12. | 11 | 718.6154 | 619.8962 | 290.8613
14.12. | 12 | 718.6154 | 619.8962 | 290.8613
14.12. | 13 | 718.6154 | 619.8962 | 290.8613
14.12. | 14 | 718.6154 | 619.8962 | 290.8613
14.12. | 15 | 718.6154 | 619.8962 | 290.8613
14.12. | 16 | 718.6154 | 619.8962 | 290.8613
14.12. | 17 | 718.6154 | 619.8962 | 290.8613
14.12. | 18 | 718.6154 | 619.8962 | 290.8613
14.12. | 19 | 718.6154 | 619.8962 | 290.8613
14.12. | 20 | 718.6154 | 619.8962 | 290.8613
14.12. | 21 | 718.6154 | 619.8962 | 290.8613
14.12. | 22 | 718.6154 | 619.8962 | 290.8613
14.12. | 23 | 718.6154 | 619.8962 | 290.8613
14.12. | 24 | 718.6154 | 619.8962 | 290.8613
15.12. | 1 | 718.6154 | 619.8962 | 290.8613
15.12. | 2 | 718.6154 | 619.8962 | 290.8613
15.12. | 3 | 718.6154 | 619.8962 | 290.8613
15.12. | 4 | 718.6154 | 619.8962 | 290.8613
15.12. | 5 | 718.6154 | 619.8962 | 290.8613
15.12. | 6 | 718.6154 | 619.8962 | 290.8613
15.12. | 7 | 718.6154 | 619.8962 | 290.8613
15.12. | 8 | 718.6154 | 619.8962 | 290.8613
15.12. | 9 | 718.6154 | 619.8962 | 290.8613
15.12. | 10 | 718.6154 | 619.8962 | 290.8613
15.12. | 11 | 718.6154 | 619.8962 | 290.8613
15.12. | 12 | 718.6154 | 619.8962 | 290.8613
15.12. | 13 | 718.6154 | 619.8962 | 290.8613
15.12. | 14 | 718.6154 | 619.8962 | 290.8613
15.12. | 15 | 718.6154 | 619.8962 | 290.8613
15.12. | 16 | 718.6154 | 619.8962 | 290.8613
15.12. | 17 | 718.6154 | 619.8962 | 290.8613
15.12. | 18 | 718.6154 | 619.8962 | 290.8613
15.12. | 19 | 718.6154 | 619.8962 | 290.8613
15.12. | 20 | 718.6154 | 619.8962 | 290.8613
15.12. | 21 | 718.6154 | 619.8962 | 290.8613
15.12. | 22 | 718.6154 | 619.8962 | 290.8613
15.12. | 23 | 718.6154 | 619.8962 | 290.8613
15.12. | 24 | 718.6154 | 619.8962 | 290.8613
16.12. | 1 | 718.6154 | 619.8962 | 290.8613
16.12. | 2 | 718.6154 | 619.8962 | 290.8613
16.12. | 3 | 718.6154 | 619.8962 | 290.8613
16.12. | 4 | 718.6154 | 619.8962 | 290.8613
16.12. | 5 | 718.6154 | 619.8962 | 290.8613
16.12. | 6 | 718.6154 | 619.8962 | 290.8613
16.12. | 7 | 718.6154 | 619.8962 | 290.8613
16.12. | 8 | 718.6154 | 619.8962 | 290.8613
16.12. | 9 | 718.6154 | 619.8962 | 290.8613
16.12. | 10 | 718.6154 | 619.8962 | 290.8613
16.12. | 11 | 718.6154 | 619.8962 | 290.8613
16.12. | 12 | 718.6154 | 619.8962 | 290.8613
16.12. | 13 | 718.6154 | 619.8962 | 290.8613
16.12. | 14 | 718.6154 | 619.8962 | 290.8613
16.12. | 15 | 718.6154 | 619.8962 | 290.8613
16.12. | 16 | 718.6154 | 619.8962 | 290.8613
16.12. | 17 | 718.6154 | 619.8962 | 290.8613
16.12. | 18 | 718.6154 | 619.8962 | 290.8613
16.12. | 19 | 718.6154 | 619.8962 | 290.8613
16.12. | 20 | 718.6154 | 619.8962 | 290.8613
16.12. | 21 | 718.6154 | 619.8962 | 290.8613
16.12. | 22 | 718.6154 | 619.8962 | 290.8613
16.12. | 23 | 718.6154 | 619.8962 | 290.8613
16.12. | 24 | 718.6154 | 619.8962 | 290.8613
17.12. | 1 | 718.6154 | 619.8962 | 290.8613
17.12. | 2 | 718.6154 | 619.8962 | 290.8613
17.12. | 3 | 718.6154 | 619.8962 | 290.8613
17.12. | 4 | 718.6154 | 619.8962 | 290.8613
17.12. | 5 | 718.6154 | 619.8962 | 290.8613
17.12. | 6 | 718.6154 | 619.8962 | 290.8613
17.12. | 7 | 718.6154 | 619.8962 | 290.8613
17.12. | 8 | 718.6154 | 619.8962 | 290.8613
17.12. | 9 | 718.6154 | 619.8962 | 290.8613
17.12. | 10 | 718.6154 | 619.8962 | 290.8613
17.12. | 11 | 718.6154 | 619.8962 | 290.8613
17.12. | 12 | 718.6154 | 619.8962 | 290.8613
17.12. | 13 | 718.6154 | 619.8962 | 290.8613
17.12. | 14 | 718.6154 | 619.8962 | 290.8613
17.12. | 15 | 718.6154 | 619.8962 | 290.8613
17.12. | 16 | 718.6154 | 619.8962 | 290.8613
17.12. | 17 | 718.6154 | 619.8962 | 290.8613
17.12. | 18 | 718.6154 | 619.8962 | 290.8613
17.12. | 19 | 718.6154 | 619.8962 | 290.8613
17.12. | 20 | 718.6154 | 619.8962 | 290.8613
17.12. | 21 | 718.6154 | 619.8962 | 290.8613
17.12. | 22 | 718.6154 | 619.8962 | 290.8613
17.12. | 23 | 718.6154 | 619.8962 | 290.8613
17.12. | 24 | 718.6154 | 619.8962 | 290.8613
18.12. | 1 | 718.6154 | 619.8962 | 290.8613
18.12. | 2 | 718.6154 | 619.8962 | 290.8613
18.12. | 3 | 718.6154 | 619.8962 | 290.8613
18.12. | 4 | 718.6154 | 619.8962 | 290.8613
18.12. | 5 | 718.6154 | 619.8962 | 290.8613
18.12. | 6 | 718.6154 | 619.8962 | 290.8613
18.12. | 7 | 718.6154 | 619.8962 | 290.8613
18.12. | 8 | 718.6154 | 619.8962 | 290.8613
18.12. | 9 | 718.6154 | 619.8962 | 290.8613
18.12. | 10 | 718.6154 | 619.8962 | 290.8613
18.12. | 11 | 718.6154 | 619.8962 | 290.8613
18.12. | 12 | 718.6154 | 619.8962 | 290.8613
18.12. | 13 | 718.6154 | 619.8962 | 290.8613
18.12. | 14 | 718.6154 | 619.8962 | 290.8613
18.12. | 15 | 718.6154 | 619.8962 | 290.8613
18.12. | 16 | 718.6154 | 619.8962 | 290.8613
18.12. | 17 | 718.6154 | 619.8962 | 290.8613
18.12. | 18 | 718.6154 | 619.8962 | 290.8613
18.12. | 19 | 718.6154 | 619.8962 | 290.8613
18.12. | 20 | 718.6154 | 619.8962 | 290.8613
18.12. | 21 | 718.6154 | 619.8962 | 290.8613
18.12. | 22 | 718.6154 | 619.8962 | 290.8613
18.12. | 23 | 718.6154 | 619.8962 | 290.8613
18.12. | 24 | 718.6154 | 619.8962 | 290.8613
19.12. | 1 | 718.6154 | 619.8962 | 290.8613
19.12. | 2 | 718.6154 | 619.8962 | 290.8613
19.12. | 3 | 718.6154 | 619.8962 | 290.8613
19.12. | 4 | 718.6154 | 619.8962 | 290.8613
19.12. | 5 | 718.6154 | 619.8962 | 290.8613
19.12. | 6 | 718.6154 | 619.8962 | 290.8613
19.12. | 7 | 718.6154 | 619.8962 | 290.8613
19.12. | 8 | 718.6154 | 619.8962 | 290.8613
19.12. | 9 | 718.6154 | 619.8962 | 290.8613
19.12. | 10 | 718.6154 | 619.8962 | 290.8613
19.12. | 11 | 718.6154 | 619.8962 | 290.8613
19.12. | 12 | 718.6154 | 619.8962 | 290.8613
19.12. | 13 | 718.6154 | 619.8962 | 290.8613
19.12. | 14 | 718.6154 | 619.8962 | 290.8613
19.12. | 15 | 718.6154 | 619.8962 | 290.8613
19.12. | 16 | 718.6154 | 619.8962 | 290.8613
19.12. | 17 | 718.6154 | 619.8962 | 290.8613
19.12. | 18 | 718.6154 | 619.8962 | 290.8613
19.12. | 19 | 718.6154 | 619.8962 | 290.8613
19.12. | 20 | 718.6154 | 619.8962 | 290.8613
19.12. | 21 | 718.6154 | 619.8962 | 290.8613
19.12. | 22 | 718.6154 | 619.8962 | 290.8613
19.12. | 23 | 718.6154 | 619.8962 | 290.8613
19.12. | 24 | 718.6154 | 619.8962 | 290.8613
20.12. | 1 | 718.6154 | 619.8962 | 290.8613
20.12. | 2 | 718.6154 | 619.8962 | 290.8613
20.12. | 3 | 718.6154 | 619.8962 | 290.8613
20.12. | 4 | 718.6154 | 619.8962 | 290.8613
20.12. | 5 | 718.6154 | 619.8962 | 290.8613
20.12. | 6 | 718.6154 | 619.8962 | 290.8613
20.12. | 7 | 718.6154 | 619.8962 | 290.8613
20.12. | 8 | 718.6154 | 619.8962 | 290.8613
20.12. | 9 | 718.6154 | 619.8962 | 290.8613
20.12. | 10 | 718.6154 | 619.8962 | 290.8613
20.12. | 11 | 718.6154 | 619.8962 | 290.8613
20.12. | 12 | 718.6154 | 619.8962 | 290.8613
20.12. | 13 | 718.6154 | 619.8962 | 290.8613
20.12. | 14 | 718.6154 | 619.8962 | 290.8613
20.12. | 15 | 718.6154 | 619.8962 | 290.8613
20.12. | 16 | 718.6154 | 619.8962 | 290.8613
20.12. | 17 | 718.6154 | 619.8962 | 290.8613
20.12. | 18 | 718.6154 | 619.8962 | 290.8613
20.12. | 19 | 718.6154 | 619.8962 | 290.8613
20.12. | 20 | 718.6154 | 619.8962 | 290.8613
20.12. | 21 | 718.6154 | 619.8962 | 290.8613
20.12. | 22 | 718.6154 | 619.8962 | 290.8613
20.12. | 23 | 718.6154 | 619.8962 | 290.8613
20.12. | 24 | 718.6154 | 619.8962 | 290.8613
21.12. | 1 | 718.6154 | 619.8962 | 290.8613
21.12. | 2 | 718.6154 | 619.8962 | 290.8613
21.12. | 3 | 718.6154 | 619.8962 | 290.8613
21.12. | 4 | 718.6154 | 619.8962 | 290.8613
21.12. | 5 | 718.6154 | 619.8962 | 290.8613
21.12. | 6 | 718.6154 | 619.8962 | 290.8613
21.12. | 7 | 718.6154 | 619.8962 | 290.8613
21.12. | 8 | 718.6154 | 619.8962 | 290.8613
21.12. | 9 | 718.6154 | 619.8962 | 290.8613
21.12. | 10 | 718.6154 | 619.8962 | 290.8613
21.12. | 11 | 718.6154 | 619.8962 | 290.8613
21.12. | 12 | 718.6154 | 619.8962 | 290.8613
21.12. | 13 | 718.6154 | 619.8962 | 290.8613
21.12. | 14 | 718.6154 | 619.8962 | 290.8613
21.12. | 15 | 718.6154 | 619.8962 | 290.8613
21.12. | 16 | 718.6154 | 619.8962 | 290.8613
21.12. | 17 | 718.6154 | 619.8962 | 290.8613
21.12. | 18 | 718.6154 | 619.8962 | 290.8613
21.12. | 19 | 718.6154 | 619.8962 | 290.8613
21.12. | 20 | 718.6154 | 619.8962 | 290.8613
21.12. | 21 | 718.6154 | 619.8962 | 290.8613
21.12. | 22 | 718.6154 | 619.8962 | 290.8613
21.12. | 23 | 718.6154 | 619.8962 | 290.8613
21.12. | 24 | 718.6154 | 619.8962 | 290.8613
22.12. | 1 | 718.6154 | 619.8962 | 290.8613
22.12. | 2 | 718.6154 | 619.8962 | 290.8613
22.12. | 3 | 718.6154 | 619.8962 | 290.8613
22.12. | 4 | 718.6154 | 619.8962 | 290.8613
22.12. | 5 | 718.6154 | 619.8962 | 290.8613
22.12. | 6 | 718.6154 | 619.8962 | 290.8613
22.12. | 7 | 718.6154 | 619.8962 | 290.8613
22.12. | 8 | 718.6154 | 619.8962 | 290.8613
22.12. | 9 | 718.6154 | 619.8962 | 290.8613
22.12. | 10 | 718.6154 | 619.8962 | 290.8613
22.12. | 11 | 718.6154 | 619.8962 | 290.8613
22.12. | 12 | 718.6154 | 619.8962 | 290.8613
22.12. | 13 | 718.6154 | 619.8962 | 290.8613
22.12. | 14 | 718.6154 | 619.8962 | 290.8613
22.12. | 15 | 718.6154 | 619.8962 | 290.8613
22.12. | 16 | 718.6154 | 619.8962 | 290.8613
22.12. | 17 | 718.6154 | 619.8962 | 290.8613
22.12. | 18 | 718.6154 | 619.8962 | 290.8613
22.12. | 19 | 718.6154 | 619.8962 | 290.8613
22.12. | 20 | 718.6154 | 619.8962 | 290.8613
22.12. | 21 | 718.6154 | 619.8962 | 290.8613
22.12. | 22 | 718.6154 | 619.8962 | 290.8613
22.12. | 23 | 718.6154 | 619.8962 | 290.8613
22.12. | 24 | 718.6154 | 619.8962 | 290.8613
23.12. | 1 | 718.6154 | 619.8962 | 290.8613
23.12. | 2 | 718.6154 | 619.8962 | 290.8613
23.12. | 3 | 718.6154 | 619.8962 | 290.8613
23.12. | 4 | 718.6154 | 619.8962 | 290.8613
23.12. | 5 | 718.6154 | 619.8962 | 290.8613
23.12. | 6 | 718.6154 | 619.8962 | 290.8613
23.12. | 7 | 718.6154 | 619.8962 | 290.8613
23.12. | 8 | 718.6154 | 619.8962 | 290.8613
23.12. | 9 | 718.6154 | 619.8962 | 290.8613
23.12. | 10 | 718.6154 | 619.8962 | 290.8613
23.12. | 11 | 718.6154 | 619.8962 | 290.8613
23.12. | 12 | 718.6154 | 619.8962 | 290.8613
23.12. | 13 | 718.6154 | 619.8962 | 290.8613
23.12. | 14 | 718.6154 | 619.8962 | 290.8613
23.12. | 15 | 718.6154 | 619.8962 | 290.8613
23.12. | 16 | 718.6154 | 619.8962 | 290.8613
23.12. | 17 | 718.6154 | 619.8962 | 290.8613
23.12. | 18 | 718.6154 | 619.8962 | 290.8613
23.12. | 19 | 718.6154 | 619.8962 | 290.8613
23.12. | 20 | 718.6154 | 619.8962 | 290.8613
23.12. | 21 | 718.6154 | 619.8962 | 290.8613
23.12. | 22 | 718.6154 | 619.8962 | 290.8613
23.12. | 23 | 718.6154 | 619.8962 | 290.8613
23.12. | 24 | 718.6154 | 619.8962 | 290.8613
24.12. | 1 | 718.6154 | 619.8962 | 290.8613
24.12. | 2 | 718.6154 | 619.8962 | 290.8613
24.12. | 3 | 718.6154 | 619.8962 | 290.8613
24.12. | 4 | 718.6154 | 619.8962 | 290.8613
24.12. | 5 | 718.6154 | 619.8962 | 290.8613
24.12. | 6 | 718.6154 | 619.8962 | 290.8613
24.12. | 7 | 718.6154 | 619.8962 | 290.8613
24.12. | 8 | 718.6154 | 619.8962 | 290.8613
24.12. | 9 | 718.6154 | 619.8962 | 290.8613
24.12. | 10 | 718.6154 | 619.8962 | 290.8613
24.12. | 11 | 718.6154 | 619.8962 | 290.8613
24.12. | 12 | 718.6154 | 619.8962 | 290.8613
24.12. | 13 | 718.6154 | 619.8962 | 290.8613
24.12. | 14 | 718.6154 | 619.8962 | 290.8613
24.12. | 15 | 718.6154 | 619.8962 | 290.8613
24.12. | 16 | 718.6154 | 619.8962 | 290.8613
24.12. | 17 | 718.6154 | 619.8962 | 290.8613
24.12. | 18 | 718.6154 | 619.8962 | 290.8613
24.12. | 19 | 718.6154 | 619.8962 | 290.8613
24.12. | 20 | 718.6154 | 619.8962 | 290.8613
24.12. | 21 | 718.6154 | 619.8962 | 290.8613
24.12. | 22 | 718.6154 | 619.8962 | 290.8613
24.12. | 23 | 718.6154 | 619.8962 | 290.8613
24.12. | 24 | 718.6154 | 619.8962 | 290.8613
25.12. | 1 | 718.6154 | 619.8962 | 290.8613
25.12. | 2 | 718.6154 | 619.8962 | 290.8613
25.12. | 3 | 718.6154 | 619.8962 | 290.8613
25.12. | 4 | 718.6154 | 619.8962 | 290.8613
25.12. | 5 | 718.6154 | 619.8962 | 290.8613
25.12. | 6 | 718.6154 | 619.8962 | 290.8613
25.12. | 7 | 718.6154 | 619.8962 | 290.8613
25.12. | 8 | 718.6154 | 619.8962 | 290.8613
25.12. | 9 | 718.6154 | 619.8962 | 290.8613
25.12. | 10 | 718.6154 | 619.8962 | 290.8613
25.12. | 11 | 718.6154 | 619.8962 | 290.8613
25.12. | 12 | 718.6154 | 619.8962 | 290.8613
25.12. | 13 | 718.6154 | 619.8962 | 290.8613
25.12. | 14 | 718.6154 | 619.8962 | 290.8613
25.12. | 15 | 718.6154 | 619.8962 | 290.8613
25.12. | 16 | 718.6154 | 619.8962 | 290.8613
25.12. | 17 | 718.6154 | 619.8962 | 290.8613
25.12. | 18 | 718.6154 | 619.8962 | 290.8613
25.12. | 19 | 718.6154 | 619.8962 | 290.8613
25.12. | 20 | 718.6154 | 619.8962 | 290.8613
25.12. | 21 | 718.6154 | 619.8962 | 290.8613
25.12. | 22 | 718.6154 | 619.8962 | 290.8613
25.12. | 23 | 718.6154 | 619.8962 | 290.8613
25.12. | 24 | 718.6154 | 619.8962 | 290.8613
26.12. | 1 | 718.6154 | 619.8962 | 290.8613
26.12. | 2 | 718.6154 | 619.8962 | 290.8613
26.12. | 3 | 718.6154 | 619.8962 | 290.8613
26.12. | 4 | 718.6154 | 619.8962 | 290.8613
26.12. | 5 | 718.6154 | 619.8962 | 290.8613
26.12. | 6 | 718.6154 | 619.8962 | 290.8613
26.12. | 7 | 718.6154 | 619.8962 | 290.8613
26.12. | 8 | 718.6154 | 619.8962 | 290.8613
26.12. | 9 | 718.6154 | 619.8962 | 290.8613
26.12. | 10 | 718.6154 | 619.8962 | 290.8613
26.12. | 11 | 718.6154 | 619.8962 | 290.8613
26.12. | 12 | 718.6154 | 619.8962 | 290.8613
26.12. | 13 | 718.6154 | 619.8962 | 290.8613
26.12. | 14 | 718.6154 | 619.8962 | 290.8613
26.12. | 15 | 718.6154 | 619.8962 | 290.8613
26.12. | 16 | 718.6154 | 619.8962 | 290.8613
26.12. | 17 | 718.6154 | 619.8962 | 290.8613
26.12. | 18 | 718.6154 | 619.8962 | 290.8613
26.12. | 19 | 718.6154 | 619.8962 | 290.8613
26.12. | 20 | 718.6154 | 619.8962 | 290.8613
26.12. | 21 | 718.6154 | 619.8962 | 290.8613
26.12. | 22 | 718.6154 | 619.8962 | 290.8613
26.12. | 23 | 718.6154 | 619.8962 | 290.8613
26.12. | 24 | 718.6154 | 619.8962 | 290.8613
27.12. | 1 | 718.6154 | 619.8962 | 290.8613
27.12. | 2 | 718.6154 | 619.8962 | 290.8613
27.12. | 3 | 718.6154 | 619.8962 | 290.8613
27.12. | 4 | 718.6154 | 619.8962 | 290.8613
27.12. | 5 | 718.6154 | 619.8962 | 290.8613
27.12. | 6 | 718.6154 | 619.8962 | 290.8613
27.12. | 7 | 718.6154 | 619.8962 | 290.8613
27.12. | 8 | 718.6154 | 619.8962 | 290.8613
27.12. | 9 | 718.6154 | 619.8962 | 290.8613
27.12. | 10 | 718.6154 | 619.8962 | 290.8613
27.12. | 11 | 718.6154 | 619.8962 | 290.8613
27.12. | 12 | 718.6154 | 619.8962 | 290.8613
27.12. | 13 | 718.6154 | 619.8962 | 290.8613
27.12. | 14 | 718.6154 | 619.8962 | 290.8613
27.12. | 15 | 718.6154 | 619.8962 | 290.8613
27.12. | 16 | 718.6154 | 619.8962 | 290.8613
27.12. | 17 | 718.6154 | 619.8962 | 290.8613
27.12. | 18 | 718.6154 | 619.8962 | 290.8613
27.12. | 19 | 718.6154 | 619.8962 | 290.8613
27.12. | 20 | 718.6154 | 619.8962 | 290.8613
27.12. | 21 | 718.6154 | 619.8962 | 290.8613
27.12. | 22 | 718.6154 | 619.8962 | 290.8613
27.12. | 23 | 718.6154 | 619.8962 | 290.8613
27.12. | 24 | 718.6154 | 619.8962 | 290.8613
28.12. | 1 | 718.6154 | 619.8962 | 290.8613
28.12. | 2 | 718.6154 | 619.8962 | 290.8613
28.12. | 3 | 718.6154 | 619.8962 | 290.8613
28.12. | 4 | 718.6154 | 619.8962 | 290.8613
28.12. | 5 | 718.6154 | 619.8962 | 290.8613
28.12. | 6 | 718.6154 | 619.8962 | 290.8613
28.12. | 7 | 718.6154 | 619.8962 | 290.8613
28.12. | 8 | 718.6154 | 619.8962 | 290.8613
28.12. | 9 | 718.6154 | 619.8962 | 290.8613
28.12. | 10 | 718.6154 | 619.8962 | 290.8613
28.12. | 11 | 718.6154 | 619.8962 | 290.8613
28.12. | 12 | 718.6154 | 619.8962 | 290.8613
28.12. | 13 | 718.6154 | 619.8962 | 290.8613
28.12. | 14 | 718.6154 | 619.8962 | 290.8613
28.12. | 15 | 718.6154 | 619.8962 | 290.8613
28.12. | 16 | 718.6154 | 619.8962 | 290.8613
28.12. | 17 | 718.6154 | 619.8962 | 290.8613
28.12. | 18 | 718.6154 | 619.8962 | 290.8613
28.12. | 19 | 718.6154 | 619.8962 | 290.8613
28.12. | 20 | 718.6154 | 619.8962 | 290.8613
28.12. | 21 | 718.6154 | 619.8962 | 290.8613
28.12. | 22 | 718.6154 | 619.8962 | 290.8613
28.12. | 23 | 718.6154 | 619.8962 | 290.8613
28.12. | 24 | 718.6154 | 619.8962 | 290.8613
29.12. | 1 | 718.6154 | 619.8962 | 290.8613
29.12. | 2 | 718.6154 | 619.8962 | 290.8613
29.12. | 3 | 718.6154 | 619.8962 | 290.8613
29.12. | 4 | 718.6154 | 619.8962 | 290.8613
29.12. | 5 | 718.6154 | 619.8962 | 290.8613
29.12. | 6 | 718.6154 | 619.8962 | 290.8613
29.12. | 7 | 718.6154 | 619.8962 | 290.8613
29.12. | 8 | 718.6154 | 619.8962 | 290.8613
29.12. | 9 | 718.6154 | 619.8962 | 290.8613
29.12. | 10 | 718.6154 | 619.8962 | 290.8613
29.12. | 11 | 718.6154 | 619.8962 | 290.8613
29.12. | 12 | 718.6154 | 619.8962 | 290.8613
29.12. | 13 | 718.6154 | 619.8962 | 290.8613
29.12. | 14 | 718.6154 | 619.8962 | 290.8613
29.12. | 15 | 718.6154 | 619.8962 | 290.8613
29.12. | 16 | 718.6154 | 619.8962 | 290.8613
29.12. | 17 | 718.6154 | 619.8962 | 290.8613
29.12. | 18 | 718.6154 | 619.8962 | 290.8613
29.12. | 19 | 718.6154 | 619.8962 | 290.8613
29.12. | 20 | 718.6154 | 619.8962 | 290.8613
29.12. | 21 | 718.6154 | 619.8962 | 290.8613
29.12. | 22 | 718.6154 | 619.8962 | 290.8613
29.12. | 23 | 718.6154 | 619.8962 | 290.8613
29.12. | 24 | 718.6154 | 619.8962 | 290.8613
30.12. | 1 | 718.6154 | 619.8962 | 290.8613
30.12. | 2 | 718.6154 | 619.8962 | 290.8613
30.12. | 3 | 718.6154 | 619.8962 | 290.8613
30.12. | 4 | 718.6154 | 619.8962 | 290.8613
30.12. | 5 | 718.6154 | 619.8962 | 290.8613
30.12. | 6 | 718.6154 | 619.8962 | 290.8613
30.12. | 7 | 718.6154 | 619.8962 | 290.8613
30.12. | 8 | 718.6154 | 619.8962 | 290.8613
30.12. | 9 | 718.6154 | 619.8962 | 290.8613
30.12. | 10 | 718.6154 | 619.8962 | 290.8613
30.12. | 11 | 718.6154 | 619.8962 | 290.8613
30.12. | 12 | 718.6154 | 619.8962 | 290.8613
30.12. | 13 | 718.6154 | 619.8962 | 290.8613
30.12. | 14 | 718.6154 | 619.8962 | 290.8613
30.12. | 15 | 718.6154 | 619.8962 | 290.8613
30.12. | 16 | 718.6154 | 619.8962 | 290.8613
30.12. | 17 | 718.6154 | 619.8962 | 290.8613
30.12. | 18 | 718.6154 | 619.8962 | 290.8613
30.12. | 19 | 718.6154 | 619.8962 | 290.8613
30.12. | 20 | 718.6154 | 619.8962 | 290.8613
30.12. | 21 | 718.6154 | 619.8962 | 290.8613
30.12. | 22 | 718.6154 | 619.8962 | 290.8613
30.12. | 23 | 718.6154 | 619.8962 | 290.8613
30.12. | 24 | 718.6154 | 619.8962 | 290.8613
31.12. | 1 | 718.6154 | 619.8962 | 290.8613
31.12. | 2 | 718.6154 | 619.8962 | 290.8613
31.12. | 3 | 718.6154 | 619.8962 | 290.8613
31.12. | 4 | 718.6154 | 619.8962 | 290.8613
31.12. | 5 | 718.6154 | 619.8962 | 290.8613
31.12. | 6 | 718.6154 | 619.8962 | 290.8613
31.12. | 7 | 718.6154 | 619.8962 | 290.8613
31.12. | 8 | 718.6154 | 619.8962 | 290.8613
31.12. | 9 | 718.6154 | 619.8962 | 290.8613
31.12. | 10 | 718.6154 | 619.8962 | 290.8613
31.12. | 11 | 718.6154 | 619.8962 | 290.8613
31.12. | 12 | 718.6154 | 619.8962 | 290.8613
31.12. | 13 | 718.6154 | 619.8962 | 290.8613
31.12. | 14 | 718.6154 | 619.8962 | 290.8613
31.12. | 15 | 718.6154 | 619.8962 | 290.8613
31.12. | 16 | 718.6154 | 619.8962 | 290.8613
31.12. | 17 | 718.6154 | 619.8962 | 290.8613
31.12. | 18 | 718.6154 | 619.8962 | 290.8613
31.12. | 19 | 718.6154 | 619.8962 | 290.8613
31.12. | 20 | 718.6154 | 619.8962 | 290.8613
31.12. | 21 | 718.6154 | 619.8962 | 290.8613
31.12. | 22 | 718.6154 | 619.8962 | 290.8613
31.12. | 23 | 718.6154 | 619.8962 | 290.8613
31.12. | 24 | 718.6154 | 619.8962 | 290.8613

## Exchanges
ENTSO-E Market Modelling Database: Exchanges with non-ENTSO-E countries
Country:
Market Node: | PL00
Year:
Climate year |  |  | N.B. use convention first January always Monday (2007 calendar year) --> see guidelines for further details
Scenario
name of the non-ENTSOE country:
average import capacity from non-ENTSO-E country (MW) (optional):
average export capacity to non-ENTSO-E country (MW) (optional):
name of the non-ENTSOE country:
average import capacity from non-ENTSO-E country (MW) (optional):
average export capacity to non-ENTSO-E country (MW) (optional):
name of the non-ENTSOE country:
average import capacity from non-ENTSO-E country (MW) (optional):
average export capacity to non-ENTSO-E country (MW) (optional):
name of the non-ENTSOE country:
average import capacity from non-ENTSO-E country (MW) (optional):
average export capacity to non-ENTSO-E country (MW) (optional):
name of the non-ENTSOE country:
average import capacity from non-ENTSO-E country (MW) (optional):
average export capacity to non-ENTSO-E country (MW) (optional):
Date | Hour | Total exchanges with all non ENTSO-E countries (MW) (>0 for import)
01.01. | 1
01.01. | 2
01.01. | 3
01.01. | 4
01.01. | 5
01.01. | 6
01.01. | 7
01.01. | 8
01.01. | 9
01.01. | 10
01.01. | 11
01.01. | 12
01.01. | 13
01.01. | 14
01.01. | 15
01.01. | 16
01.01. | 17
01.01. | 18
01.01. | 19
01.01. | 20
01.01. | 21
01.01. | 22
01.01. | 23
01.01. | 24
02.01. | 1
02.01. | 2
02.01. | 3
02.01. | 4
02.01. | 5
02.01. | 6
02.01. | 7
02.01. | 8
02.01. | 9
02.01. | 10
02.01. | 11
02.01. | 12
02.01. | 13
02.01. | 14
02.01. | 15
02.01. | 16
02.01. | 17
02.01. | 18
02.01. | 19
02.01. | 20
02.01. | 21
02.01. | 22
02.01. | 23
02.01. | 24
03.01. | 1
03.01. | 2
03.01. | 3
03.01. | 4
03.01. | 5
03.01. | 6
03.01. | 7
03.01. | 8
03.01. | 9
03.01. | 10
03.01. | 11
03.01. | 12
03.01. | 13
03.01. | 14
03.01. | 15
03.01. | 16
03.01. | 17
03.01. | 18
03.01. | 19
03.01. | 20
03.01. | 21
03.01. | 22
03.01. | 23
03.01. | 24
04.01. | 1
04.01. | 2
04.01. | 3
04.01. | 4
04.01. | 5
04.01. | 6
04.01. | 7
04.01. | 8
04.01. | 9
04.01. | 10
04.01. | 11
04.01. | 12
04.01. | 13
04.01. | 14
04.01. | 15
04.01. | 16
04.01. | 17
04.01. | 18
04.01. | 19
04.01. | 20
04.01. | 21
04.01. | 22
04.01. | 23
04.01. | 24
05.01. | 1
05.01. | 2
05.01. | 3
05.01. | 4
05.01. | 5
05.01. | 6
05.01. | 7
05.01. | 8
05.01. | 9
05.01. | 10
05.01. | 11
05.01. | 12
05.01. | 13
05.01. | 14
05.01. | 15
05.01. | 16
05.01. | 17
05.01. | 18
05.01. | 19
05.01. | 20
05.01. | 21
05.01. | 22
05.01. | 23
05.01. | 24
06.01. | 1
06.01. | 2
06.01. | 3
06.01. | 4
06.01. | 5
06.01. | 6
06.01. | 7
06.01. | 8
06.01. | 9
06.01. | 10
06.01. | 11
06.01. | 12
06.01. | 13
06.01. | 14
06.01. | 15
06.01. | 16
06.01. | 17
06.01. | 18
06.01. | 19
06.01. | 20
06.01. | 21
06.01. | 22
06.01. | 23
06.01. | 24
07.01. | 1
07.01. | 2
07.01. | 3
07.01. | 4
07.01. | 5
07.01. | 6
07.01. | 7
07.01. | 8
07.01. | 9
07.01. | 10
07.01. | 11
07.01. | 12
07.01. | 13
07.01. | 14
07.01. | 15
07.01. | 16
07.01. | 17
07.01. | 18
07.01. | 19
07.01. | 20
07.01. | 21
07.01. | 22
07.01. | 23
07.01. | 24
08.01. | 1
08.01. | 2
08.01. | 3
08.01. | 4
08.01. | 5
08.01. | 6
08.01. | 7
08.01. | 8
08.01. | 9
08.01. | 10
08.01. | 11
08.01. | 12
08.01. | 13
08.01. | 14
08.01. | 15
08.01. | 16
08.01. | 17
08.01. | 18
08.01. | 19
08.01. | 20
08.01. | 21
08.01. | 22
08.01. | 23
08.01. | 24
09.01. | 1
09.01. | 2
09.01. | 3
09.01. | 4
09.01. | 5
09.01. | 6
09.01. | 7
09.01. | 8
09.01. | 9
09.01. | 10
09.01. | 11
09.01. | 12
09.01. | 13
09.01. | 14
09.01. | 15
09.01. | 16
09.01. | 17
09.01. | 18
09.01. | 19
09.01. | 20
09.01. | 21
09.01. | 22
09.01. | 23
09.01. | 24
10.01. | 1
10.01. | 2
10.01. | 3
10.01. | 4
10.01. | 5
10.01. | 6
10.01. | 7
10.01. | 8
10.01. | 9
10.01. | 10
10.01. | 11
10.01. | 12
10.01. | 13
10.01. | 14
10.01. | 15
10.01. | 16
10.01. | 17
10.01. | 18
10.01. | 19
10.01. | 20
10.01. | 21
10.01. | 22
10.01. | 23
10.01. | 24
11.01. | 1
11.01. | 2
11.01. | 3
11.01. | 4
11.01. | 5
11.01. | 6
11.01. | 7
11.01. | 8
11.01. | 9
11.01. | 10
11.01. | 11
11.01. | 12
11.01. | 13
11.01. | 14
11.01. | 15
11.01. | 16
11.01. | 17
11.01. | 18
11.01. | 19
11.01. | 20
11.01. | 21
11.01. | 22
11.01. | 23
11.01. | 24
12.01. | 1
12.01. | 2
12.01. | 3
12.01. | 4
12.01. | 5
12.01. | 6
12.01. | 7
12.01. | 8
12.01. | 9
12.01. | 10
12.01. | 11
12.01. | 12
12.01. | 13
12.01. | 14
12.01. | 15
12.01. | 16
12.01. | 17
12.01. | 18
12.01. | 19
12.01. | 20
12.01. | 21
12.01. | 22
12.01. | 23
12.01. | 24
13.01. | 1
13.01. | 2
13.01. | 3
13.01. | 4
13.01. | 5
13.01. | 6
13.01. | 7
13.01. | 8
13.01. | 9
13.01. | 10
13.01. | 11
13.01. | 12
13.01. | 13
13.01. | 14
13.01. | 15
13.01. | 16
13.01. | 17
13.01. | 18
13.01. | 19
13.01. | 20
13.01. | 21
13.01. | 22
13.01. | 23
13.01. | 24
14.01. | 1
14.01. | 2
14.01. | 3
14.01. | 4
14.01. | 5
14.01. | 6
14.01. | 7
14.01. | 8
14.01. | 9
14.01. | 10
14.01. | 11
14.01. | 12
14.01. | 13
14.01. | 14
14.01. | 15
14.01. | 16
14.01. | 17
14.01. | 18
14.01. | 19
14.01. | 20
14.01. | 21
14.01. | 22
14.01. | 23
14.01. | 24
15.01. | 1
15.01. | 2
15.01. | 3
15.01. | 4
15.01. | 5
15.01. | 6
15.01. | 7
15.01. | 8
15.01. | 9
15.01. | 10
15.01. | 11
15.01. | 12
15.01. | 13
15.01. | 14
15.01. | 15
15.01. | 16
15.01. | 17
15.01. | 18
15.01. | 19
15.01. | 20
15.01. | 21
15.01. | 22
15.01. | 23
15.01. | 24
16.01. | 1
16.01. | 2
16.01. | 3
16.01. | 4
16.01. | 5
16.01. | 6
16.01. | 7
16.01. | 8
16.01. | 9
16.01. | 10
16.01. | 11
16.01. | 12
16.01. | 13
16.01. | 14
16.01. | 15
16.01. | 16
16.01. | 17
16.01. | 18
16.01. | 19
16.01. | 20
16.01. | 21
16.01. | 22
16.01. | 23
16.01. | 24
17.01. | 1
17.01. | 2
17.01. | 3
17.01. | 4
17.01. | 5
17.01. | 6
17.01. | 7
17.01. | 8
17.01. | 9
17.01. | 10
17.01. | 11
17.01. | 12
17.01. | 13
17.01. | 14
17.01. | 15
17.01. | 16
17.01. | 17
17.01. | 18
17.01. | 19
17.01. | 20
17.01. | 21
17.01. | 22
17.01. | 23
17.01. | 24
18.01. | 1
18.01. | 2
18.01. | 3
18.01. | 4
18.01. | 5
18.01. | 6
18.01. | 7
18.01. | 8
18.01. | 9
18.01. | 10
18.01. | 11
18.01. | 12
18.01. | 13
18.01. | 14
18.01. | 15
18.01. | 16
18.01. | 17
18.01. | 18
18.01. | 19
18.01. | 20
18.01. | 21
18.01. | 22
18.01. | 23
18.01. | 24
19.01. | 1
19.01. | 2
19.01. | 3
19.01. | 4
19.01. | 5
19.01. | 6
19.01. | 7
19.01. | 8
19.01. | 9
19.01. | 10
19.01. | 11
19.01. | 12
19.01. | 13
19.01. | 14
19.01. | 15
19.01. | 16
19.01. | 17
19.01. | 18
19.01. | 19
19.01. | 20
19.01. | 21
19.01. | 22
19.01. | 23
19.01. | 24
20.01. | 1
20.01. | 2
20.01. | 3
20.01. | 4
20.01. | 5
20.01. | 6
20.01. | 7
20.01. | 8
20.01. | 9
20.01. | 10
20.01. | 11
20.01. | 12
20.01. | 13
20.01. | 14
20.01. | 15
20.01. | 16
20.01. | 17
20.01. | 18
20.01. | 19
20.01. | 20
20.01. | 21
20.01. | 22
20.01. | 23
20.01. | 24
21.01. | 1
21.01. | 2
21.01. | 3
21.01. | 4
21.01. | 5
21.01. | 6
21.01. | 7
21.01. | 8
21.01. | 9
21.01. | 10
21.01. | 11
21.01. | 12
21.01. | 13
21.01. | 14
21.01. | 15
21.01. | 16
21.01. | 17
21.01. | 18
21.01. | 19
21.01. | 20
21.01. | 21
21.01. | 22
21.01. | 23
21.01. | 24
22.01. | 1
22.01. | 2
22.01. | 3
22.01. | 4
22.01. | 5
22.01. | 6
22.01. | 7
22.01. | 8
22.01. | 9
22.01. | 10
22.01. | 11
22.01. | 12
22.01. | 13
22.01. | 14
22.01. | 15
22.01. | 16
22.01. | 17
22.01. | 18
22.01. | 19
22.01. | 20
22.01. | 21
22.01. | 22
22.01. | 23
22.01. | 24
23.01. | 1
23.01. | 2
23.01. | 3
23.01. | 4
23.01. | 5
23.01. | 6
23.01. | 7
23.01. | 8
23.01. | 9
23.01. | 10
23.01. | 11
23.01. | 12
23.01. | 13
23.01. | 14
23.01. | 15
23.01. | 16
23.01. | 17
23.01. | 18
23.01. | 19
23.01. | 20
23.01. | 21
23.01. | 22
23.01. | 23
23.01. | 24
24.01. | 1
24.01. | 2
24.01. | 3
24.01. | 4
24.01. | 5
24.01. | 6
24.01. | 7
24.01. | 8
24.01. | 9
24.01. | 10
24.01. | 11
24.01. | 12
24.01. | 13
24.01. | 14
24.01. | 15
24.01. | 16
24.01. | 17
24.01. | 18
24.01. | 19
24.01. | 20
24.01. | 21
24.01. | 22
24.01. | 23
24.01. | 24
25.01. | 1
25.01. | 2
25.01. | 3
25.01. | 4
25.01. | 5
25.01. | 6
25.01. | 7
25.01. | 8
25.01. | 9
25.01. | 10
25.01. | 11
25.01. | 12
25.01. | 13
25.01. | 14
25.01. | 15
25.01. | 16
25.01. | 17
25.01. | 18
25.01. | 19
25.01. | 20
25.01. | 21
25.01. | 22
25.01. | 23
25.01. | 24
26.01. | 1
26.01. | 2
26.01. | 3
26.01. | 4
26.01. | 5
26.01. | 6
26.01. | 7
26.01. | 8
26.01. | 9
26.01. | 10
26.01. | 11
26.01. | 12
26.01. | 13
26.01. | 14
26.01. | 15
26.01. | 16
26.01. | 17
26.01. | 18
26.01. | 19
26.01. | 20
26.01. | 21
26.01. | 22
26.01. | 23
26.01. | 24
27.01. | 1
27.01. | 2
27.01. | 3
27.01. | 4
27.01. | 5
27.01. | 6
27.01. | 7
27.01. | 8
27.01. | 9
27.01. | 10
27.01. | 11
27.01. | 12
27.01. | 13
27.01. | 14
27.01. | 15
27.01. | 16
27.01. | 17
27.01. | 18
27.01. | 19
27.01. | 20
27.01. | 21
27.01. | 22
27.01. | 23
27.01. | 24
28.01. | 1
28.01. | 2
28.01. | 3
28.01. | 4
28.01. | 5
28.01. | 6
28.01. | 7
28.01. | 8
28.01. | 9
28.01. | 10
28.01. | 11
28.01. | 12
28.01. | 13
28.01. | 14
28.01. | 15
28.01. | 16
28.01. | 17
28.01. | 18
28.01. | 19
28.01. | 20
28.01. | 21
28.01. | 22
28.01. | 23
28.01. | 24
29.01. | 1
29.01. | 2
29.01. | 3
29.01. | 4
29.01. | 5
29.01. | 6
29.01. | 7
29.01. | 8
29.01. | 9
29.01. | 10
29.01. | 11
29.01. | 12
29.01. | 13
29.01. | 14
29.01. | 15
29.01. | 16
29.01. | 17
29.01. | 18
29.01. | 19
29.01. | 20
29.01. | 21
29.01. | 22
29.01. | 23
29.01. | 24
30.01. | 1
30.01. | 2
30.01. | 3
30.01. | 4
30.01. | 5
30.01. | 6
30.01. | 7
30.01. | 8
30.01. | 9
30.01. | 10
30.01. | 11
30.01. | 12
30.01. | 13
30.01. | 14
30.01. | 15
30.01. | 16
30.01. | 17
30.01. | 18
30.01. | 19
30.01. | 20
30.01. | 21
30.01. | 22
30.01. | 23
30.01. | 24
31.01. | 1
31.01. | 2
31.01. | 3
31.01. | 4
31.01. | 5
31.01. | 6
31.01. | 7
31.01. | 8
31.01. | 9
31.01. | 10
31.01. | 11
31.01. | 12
31.01. | 13
31.01. | 14
31.01. | 15
31.01. | 16
31.01. | 17
31.01. | 18
31.01. | 19
31.01. | 20
31.01. | 21
31.01. | 22
31.01. | 23
31.01. | 24
01.02. | 1
01.02. | 2
01.02. | 3
01.02. | 4
01.02. | 5
01.02. | 6
01.02. | 7
01.02. | 8
01.02. | 9
01.02. | 10
01.02. | 11
01.02. | 12
01.02. | 13
01.02. | 14
01.02. | 15
01.02. | 16
01.02. | 17
01.02. | 18
01.02. | 19
01.02. | 20
01.02. | 21
01.02. | 22
01.02. | 23
01.02. | 24
02.02. | 1
02.02. | 2
02.02. | 3
02.02. | 4
02.02. | 5
02.02. | 6
02.02. | 7
02.02. | 8
02.02. | 9
02.02. | 10
02.02. | 11
02.02. | 12
02.02. | 13
02.02. | 14
02.02. | 15
02.02. | 16
02.02. | 17
02.02. | 18
02.02. | 19
02.02. | 20
02.02. | 21
02.02. | 22
02.02. | 23
02.02. | 24
03.02. | 1
03.02. | 2
03.02. | 3
03.02. | 4
03.02. | 5
03.02. | 6
03.02. | 7
03.02. | 8
03.02. | 9
03.02. | 10
03.02. | 11
03.02. | 12
03.02. | 13
03.02. | 14
03.02. | 15
03.02. | 16
03.02. | 17
03.02. | 18
03.02. | 19
03.02. | 20
03.02. | 21
03.02. | 22
03.02. | 23
03.02. | 24
04.02. | 1
04.02. | 2
04.02. | 3
04.02. | 4
04.02. | 5
04.02. | 6
04.02. | 7
04.02. | 8
04.02. | 9
04.02. | 10
04.02. | 11
04.02. | 12
04.02. | 13
04.02. | 14
04.02. | 15
04.02. | 16
04.02. | 17
04.02. | 18
04.02. | 19
04.02. | 20
04.02. | 21
04.02. | 22
04.02. | 23
04.02. | 24
05.02. | 1
05.02. | 2
05.02. | 3
05.02. | 4
05.02. | 5
05.02. | 6
05.02. | 7
05.02. | 8
05.02. | 9
05.02. | 10
05.02. | 11
05.02. | 12
05.02. | 13
05.02. | 14
05.02. | 15
05.02. | 16
05.02. | 17
05.02. | 18
05.02. | 19
05.02. | 20
05.02. | 21
05.02. | 22
05.02. | 23
05.02. | 24
06.02. | 1
06.02. | 2
06.02. | 3
06.02. | 4
06.02. | 5
06.02. | 6
06.02. | 7
06.02. | 8
06.02. | 9
06.02. | 10
06.02. | 11
06.02. | 12
06.02. | 13
06.02. | 14
06.02. | 15
06.02. | 16
06.02. | 17
06.02. | 18
06.02. | 19
06.02. | 20
06.02. | 21
06.02. | 22
06.02. | 23
06.02. | 24
07.02. | 1
07.02. | 2
07.02. | 3
07.02. | 4
07.02. | 5
07.02. | 6
07.02. | 7
07.02. | 8
07.02. | 9
07.02. | 10
07.02. | 11
07.02. | 12
07.02. | 13
07.02. | 14
07.02. | 15
07.02. | 16
07.02. | 17
07.02. | 18
07.02. | 19
07.02. | 20
07.02. | 21
07.02. | 22
07.02. | 23
07.02. | 24
08.02. | 1
08.02. | 2
08.02. | 3
08.02. | 4
08.02. | 5
08.02. | 6
08.02. | 7
08.02. | 8
08.02. | 9
08.02. | 10
08.02. | 11
08.02. | 12
08.02. | 13
08.02. | 14
08.02. | 15
08.02. | 16
08.02. | 17
08.02. | 18
08.02. | 19
08.02. | 20
08.02. | 21
08.02. | 22
08.02. | 23
08.02. | 24
09.02. | 1
09.02. | 2
09.02. | 3
09.02. | 4
09.02. | 5
09.02. | 6
09.02. | 7
09.02. | 8
09.02. | 9
09.02. | 10
09.02. | 11
09.02. | 12
09.02. | 13
09.02. | 14
09.02. | 15
09.02. | 16
09.02. | 17
09.02. | 18
09.02. | 19
09.02. | 20
09.02. | 21
09.02. | 22
09.02. | 23
09.02. | 24
10.02. | 1
10.02. | 2
10.02. | 3
10.02. | 4
10.02. | 5
10.02. | 6
10.02. | 7
10.02. | 8
10.02. | 9
10.02. | 10
10.02. | 11
10.02. | 12
10.02. | 13
10.02. | 14
10.02. | 15
10.02. | 16
10.02. | 17
10.02. | 18
10.02. | 19
10.02. | 20
10.02. | 21
10.02. | 22
10.02. | 23
10.02. | 24
11.02. | 1
11.02. | 2
11.02. | 3
11.02. | 4
11.02. | 5
11.02. | 6
11.02. | 7
11.02. | 8
11.02. | 9
11.02. | 10
11.02. | 11
11.02. | 12
11.02. | 13
11.02. | 14
11.02. | 15
11.02. | 16
11.02. | 17
11.02. | 18
11.02. | 19
11.02. | 20
11.02. | 21
11.02. | 22
11.02. | 23
11.02. | 24
12.02. | 1
12.02. | 2
12.02. | 3
12.02. | 4
12.02. | 5
12.02. | 6
12.02. | 7
12.02. | 8
12.02. | 9
12.02. | 10
12.02. | 11
12.02. | 12
12.02. | 13
12.02. | 14
12.02. | 15
12.02. | 16
12.02. | 17
12.02. | 18
12.02. | 19
12.02. | 20
12.02. | 21
12.02. | 22
12.02. | 23
12.02. | 24
13.02. | 1
13.02. | 2
13.02. | 3
13.02. | 4
13.02. | 5
13.02. | 6
13.02. | 7
13.02. | 8
13.02. | 9
13.02. | 10
13.02. | 11
13.02. | 12
13.02. | 13
13.02. | 14
13.02. | 15
13.02. | 16
13.02. | 17
13.02. | 18
13.02. | 19
13.02. | 20
13.02. | 21
13.02. | 22
13.02. | 23
13.02. | 24
14.02. | 1
14.02. | 2
14.02. | 3
14.02. | 4
14.02. | 5
14.02. | 6
14.02. | 7
14.02. | 8
14.02. | 9
14.02. | 10
14.02. | 11
14.02. | 12
14.02. | 13
14.02. | 14
14.02. | 15
14.02. | 16
14.02. | 17
14.02. | 18
14.02. | 19
14.02. | 20
14.02. | 21
14.02. | 22
14.02. | 23
14.02. | 24
15.02. | 1
15.02. | 2
15.02. | 3
15.02. | 4
15.02. | 5
15.02. | 6
15.02. | 7
15.02. | 8
15.02. | 9
15.02. | 10
15.02. | 11
15.02. | 12
15.02. | 13
15.02. | 14
15.02. | 15
15.02. | 16
15.02. | 17
15.02. | 18
15.02. | 19
15.02. | 20
15.02. | 21
15.02. | 22
15.02. | 23
15.02. | 24
16.02. | 1
16.02. | 2
16.02. | 3
16.02. | 4
16.02. | 5
16.02. | 6
16.02. | 7
16.02. | 8
16.02. | 9
16.02. | 10
16.02. | 11
16.02. | 12
16.02. | 13
16.02. | 14
16.02. | 15
16.02. | 16
16.02. | 17
16.02. | 18
16.02. | 19
16.02. | 20
16.02. | 21
16.02. | 22
16.02. | 23
16.02. | 24
17.02. | 1
17.02. | 2
17.02. | 3
17.02. | 4
17.02. | 5
17.02. | 6
17.02. | 7
17.02. | 8
17.02. | 9
17.02. | 10
17.02. | 11
17.02. | 12
17.02. | 13
17.02. | 14
17.02. | 15
17.02. | 16
17.02. | 17
17.02. | 18
17.02. | 19
17.02. | 20
17.02. | 21
17.02. | 22
17.02. | 23
17.02. | 24
18.02. | 1
18.02. | 2
18.02. | 3
18.02. | 4
18.02. | 5
18.02. | 6
18.02. | 7
18.02. | 8
18.02. | 9
18.02. | 10
18.02. | 11
18.02. | 12
18.02. | 13
18.02. | 14
18.02. | 15
18.02. | 16
18.02. | 17
18.02. | 18
18.02. | 19
18.02. | 20
18.02. | 21
18.02. | 22
18.02. | 23
18.02. | 24
19.02. | 1
19.02. | 2
19.02. | 3
19.02. | 4
19.02. | 5
19.02. | 6
19.02. | 7
19.02. | 8
19.02. | 9
19.02. | 10
19.02. | 11
19.02. | 12
19.02. | 13
19.02. | 14
19.02. | 15
19.02. | 16
19.02. | 17
19.02. | 18
19.02. | 19
19.02. | 20
19.02. | 21
19.02. | 22
19.02. | 23
19.02. | 24
20.02. | 1
20.02. | 2
20.02. | 3
20.02. | 4
20.02. | 5
20.02. | 6
20.02. | 7
20.02. | 8
20.02. | 9
20.02. | 10
20.02. | 11
20.02. | 12
20.02. | 13
20.02. | 14
20.02. | 15
20.02. | 16
20.02. | 17
20.02. | 18
20.02. | 19
20.02. | 20
20.02. | 21
20.02. | 22
20.02. | 23
20.02. | 24
21.02. | 1
21.02. | 2
21.02. | 3
21.02. | 4
21.02. | 5
21.02. | 6
21.02. | 7
21.02. | 8
21.02. | 9
21.02. | 10
21.02. | 11
21.02. | 12
21.02. | 13
21.02. | 14
21.02. | 15
21.02. | 16
21.02. | 17
21.02. | 18
21.02. | 19
21.02. | 20
21.02. | 21
21.02. | 22
21.02. | 23
21.02. | 24
22.02. | 1
22.02. | 2
22.02. | 3
22.02. | 4
22.02. | 5
22.02. | 6
22.02. | 7
22.02. | 8
22.02. | 9
22.02. | 10
22.02. | 11
22.02. | 12
22.02. | 13
22.02. | 14
22.02. | 15
22.02. | 16
22.02. | 17
22.02. | 18
22.02. | 19
22.02. | 20
22.02. | 21
22.02. | 22
22.02. | 23
22.02. | 24
23.02. | 1
23.02. | 2
23.02. | 3
23.02. | 4
23.02. | 5
23.02. | 6
23.02. | 7
23.02. | 8
23.02. | 9
23.02. | 10
23.02. | 11
23.02. | 12
23.02. | 13
23.02. | 14
23.02. | 15
23.02. | 16
23.02. | 17
23.02. | 18
23.02. | 19
23.02. | 20
23.02. | 21
23.02. | 22
23.02. | 23
23.02. | 24
24.02. | 1
24.02. | 2
24.02. | 3
24.02. | 4
24.02. | 5
24.02. | 6
24.02. | 7
24.02. | 8
24.02. | 9
24.02. | 10
24.02. | 11
24.02. | 12
24.02. | 13
24.02. | 14
24.02. | 15
24.02. | 16
24.02. | 17
24.02. | 18
24.02. | 19
24.02. | 20
24.02. | 21
24.02. | 22
24.02. | 23
24.02. | 24
25.02. | 1
25.02. | 2
25.02. | 3
25.02. | 4
25.02. | 5
25.02. | 6
25.02. | 7
25.02. | 8
25.02. | 9
25.02. | 10
25.02. | 11
25.02. | 12
25.02. | 13
25.02. | 14
25.02. | 15
25.02. | 16
25.02. | 17
25.02. | 18
25.02. | 19
25.02. | 20
25.02. | 21
25.02. | 22
25.02. | 23
25.02. | 24
26.02. | 1
26.02. | 2
26.02. | 3
26.02. | 4
26.02. | 5
26.02. | 6
26.02. | 7
26.02. | 8
26.02. | 9
26.02. | 10
26.02. | 11
26.02. | 12
26.02. | 13
26.02. | 14
26.02. | 15
26.02. | 16
26.02. | 17
26.02. | 18
26.02. | 19
26.02. | 20
26.02. | 21
26.02. | 22
26.02. | 23
26.02. | 24
27.02. | 1
27.02. | 2
27.02. | 3
27.02. | 4
27.02. | 5
27.02. | 6
27.02. | 7
27.02. | 8
27.02. | 9
27.02. | 10
27.02. | 11
27.02. | 12
27.02. | 13
27.02. | 14
27.02. | 15
27.02. | 16
27.02. | 17
27.02. | 18
27.02. | 19
27.02. | 20
27.02. | 21
27.02. | 22
27.02. | 23
27.02. | 24
28.02. | 1
28.02. | 2
28.02. | 3
28.02. | 4
28.02. | 5
28.02. | 6
28.02. | 7
28.02. | 8
28.02. | 9
28.02. | 10
28.02. | 11
28.02. | 12
28.02. | 13
28.02. | 14
28.02. | 15
28.02. | 16
28.02. | 17
28.02. | 18
28.02. | 19
28.02. | 20
28.02. | 21
28.02. | 22
28.02. | 23
28.02. | 24
01.03. | 1
01.03. | 2
01.03. | 3
01.03. | 4
01.03. | 5
01.03. | 6
01.03. | 7
01.03. | 8
01.03. | 9
01.03. | 10
01.03. | 11
01.03. | 12
01.03. | 13
01.03. | 14
01.03. | 15
01.03. | 16
01.03. | 17
01.03. | 18
01.03. | 19
01.03. | 20
01.03. | 21
01.03. | 22
01.03. | 23
01.03. | 24
02.03. | 1
02.03. | 2
02.03. | 3
02.03. | 4
02.03. | 5
02.03. | 6
02.03. | 7
02.03. | 8
02.03. | 9
02.03. | 10
02.03. | 11
02.03. | 12
02.03. | 13
02.03. | 14
02.03. | 15
02.03. | 16
02.03. | 17
02.03. | 18
02.03. | 19
02.03. | 20
02.03. | 21
02.03. | 22
02.03. | 23
02.03. | 24
03.03. | 1
03.03. | 2
03.03. | 3
03.03. | 4
03.03. | 5
03.03. | 6
03.03. | 7
03.03. | 8
03.03. | 9
03.03. | 10
03.03. | 11
03.03. | 12
03.03. | 13
03.03. | 14
03.03. | 15
03.03. | 16
03.03. | 17
03.03. | 18
03.03. | 19
03.03. | 20
03.03. | 21
03.03. | 22
03.03. | 23
03.03. | 24
04.03. | 1
04.03. | 2
04.03. | 3
04.03. | 4
04.03. | 5
04.03. | 6
04.03. | 7
04.03. | 8
04.03. | 9
04.03. | 10
04.03. | 11
04.03. | 12
04.03. | 13
04.03. | 14
04.03. | 15
04.03. | 16
04.03. | 17
04.03. | 18
04.03. | 19
04.03. | 20
04.03. | 21
04.03. | 22
04.03. | 23
04.03. | 24
05.03. | 1
05.03. | 2
05.03. | 3
05.03. | 4
05.03. | 5
05.03. | 6
05.03. | 7
05.03. | 8
05.03. | 9
05.03. | 10
05.03. | 11
05.03. | 12
05.03. | 13
05.03. | 14
05.03. | 15
05.03. | 16
05.03. | 17
05.03. | 18
05.03. | 19
05.03. | 20
05.03. | 21
05.03. | 22
05.03. | 23
05.03. | 24
06.03. | 1
06.03. | 2
06.03. | 3
06.03. | 4
06.03. | 5
06.03. | 6
06.03. | 7
06.03. | 8
06.03. | 9
06.03. | 10
06.03. | 11
06.03. | 12
06.03. | 13
06.03. | 14
06.03. | 15
06.03. | 16
06.03. | 17
06.03. | 18
06.03. | 19
06.03. | 20
06.03. | 21
06.03. | 22
06.03. | 23
06.03. | 24
07.03. | 1
07.03. | 2
07.03. | 3
07.03. | 4
07.03. | 5
07.03. | 6
07.03. | 7
07.03. | 8
07.03. | 9
07.03. | 10
07.03. | 11
07.03. | 12
07.03. | 13
07.03. | 14
07.03. | 15
07.03. | 16
07.03. | 17
07.03. | 18
07.03. | 19
07.03. | 20
07.03. | 21
07.03. | 22
07.03. | 23
07.03. | 24
08.03. | 1
08.03. | 2
08.03. | 3
08.03. | 4
08.03. | 5
08.03. | 6
08.03. | 7
08.03. | 8
08.03. | 9
08.03. | 10
08.03. | 11
08.03. | 12
08.03. | 13
08.03. | 14
08.03. | 15
08.03. | 16
08.03. | 17
08.03. | 18
08.03. | 19
08.03. | 20
08.03. | 21
08.03. | 22
08.03. | 23
08.03. | 24
09.03. | 1
09.03. | 2
09.03. | 3
09.03. | 4
09.03. | 5
09.03. | 6
09.03. | 7
09.03. | 8
09.03. | 9
09.03. | 10
09.03. | 11
09.03. | 12
09.03. | 13
09.03. | 14
09.03. | 15
09.03. | 16
09.03. | 17
09.03. | 18
09.03. | 19
09.03. | 20
09.03. | 21
09.03. | 22
09.03. | 23
09.03. | 24
10.03. | 1
10.03. | 2
10.03. | 3
10.03. | 4
10.03. | 5
10.03. | 6
10.03. | 7
10.03. | 8
10.03. | 9
10.03. | 10
10.03. | 11
10.03. | 12
10.03. | 13
10.03. | 14
10.03. | 15
10.03. | 16
10.03. | 17
10.03. | 18
10.03. | 19
10.03. | 20
10.03. | 21
10.03. | 22
10.03. | 23
10.03. | 24
11.03. | 1
11.03. | 2
11.03. | 3
11.03. | 4
11.03. | 5
11.03. | 6
11.03. | 7
11.03. | 8
11.03. | 9
11.03. | 10
11.03. | 11
11.03. | 12
11.03. | 13
11.03. | 14
11.03. | 15
11.03. | 16
11.03. | 17
11.03. | 18
11.03. | 19
11.03. | 20
11.03. | 21
11.03. | 22
11.03. | 23
11.03. | 24
12.03. | 1
12.03. | 2
12.03. | 3
12.03. | 4
12.03. | 5
12.03. | 6
12.03. | 7
12.03. | 8
12.03. | 9
12.03. | 10
12.03. | 11
12.03. | 12
12.03. | 13
12.03. | 14
12.03. | 15
12.03. | 16
12.03. | 17
12.03. | 18
12.03. | 19
12.03. | 20
12.03. | 21
12.03. | 22
12.03. | 23
12.03. | 24
13.03. | 1
13.03. | 2
13.03. | 3
13.03. | 4
13.03. | 5
13.03. | 6
13.03. | 7
13.03. | 8
13.03. | 9
13.03. | 10
13.03. | 11
13.03. | 12
13.03. | 13
13.03. | 14
13.03. | 15
13.03. | 16
13.03. | 17
13.03. | 18
13.03. | 19
13.03. | 20
13.03. | 21
13.03. | 22
13.03. | 23
13.03. | 24
14.03. | 1
14.03. | 2
14.03. | 3
14.03. | 4
14.03. | 5
14.03. | 6
14.03. | 7
14.03. | 8
14.03. | 9
14.03. | 10
14.03. | 11
14.03. | 12
14.03. | 13
14.03. | 14
14.03. | 15
14.03. | 16
14.03. | 17
14.03. | 18
14.03. | 19
14.03. | 20
14.03. | 21
14.03. | 22
14.03. | 23
14.03. | 24
15.03. | 1
15.03. | 2
15.03. | 3
15.03. | 4
15.03. | 5
15.03. | 6
15.03. | 7
15.03. | 8
15.03. | 9
15.03. | 10
15.03. | 11
15.03. | 12
15.03. | 13
15.03. | 14
15.03. | 15
15.03. | 16
15.03. | 17
15.03. | 18
15.03. | 19
15.03. | 20
15.03. | 21
15.03. | 22
15.03. | 23
15.03. | 24
16.03. | 1
16.03. | 2
16.03. | 3
16.03. | 4
16.03. | 5
16.03. | 6
16.03. | 7
16.03. | 8
16.03. | 9
16.03. | 10
16.03. | 11
16.03. | 12
16.03. | 13
16.03. | 14
16.03. | 15
16.03. | 16
16.03. | 17
16.03. | 18
16.03. | 19
16.03. | 20
16.03. | 21
16.03. | 22
16.03. | 23
16.03. | 24
17.03. | 1
17.03. | 2
17.03. | 3
17.03. | 4
17.03. | 5
17.03. | 6
17.03. | 7
17.03. | 8
17.03. | 9
17.03. | 10
17.03. | 11
17.03. | 12
17.03. | 13
17.03. | 14
17.03. | 15
17.03. | 16
17.03. | 17
17.03. | 18
17.03. | 19
17.03. | 20
17.03. | 21
17.03. | 22
17.03. | 23
17.03. | 24
18.03. | 1
18.03. | 2
18.03. | 3
18.03. | 4
18.03. | 5
18.03. | 6
18.03. | 7
18.03. | 8
18.03. | 9
18.03. | 10
18.03. | 11
18.03. | 12
18.03. | 13
18.03. | 14
18.03. | 15
18.03. | 16
18.03. | 17
18.03. | 18
18.03. | 19
18.03. | 20
18.03. | 21
18.03. | 22
18.03. | 23
18.03. | 24
19.03. | 1
19.03. | 2
19.03. | 3
19.03. | 4
19.03. | 5
19.03. | 6
19.03. | 7
19.03. | 8
19.03. | 9
19.03. | 10
19.03. | 11
19.03. | 12
19.03. | 13
19.03. | 14
19.03. | 15
19.03. | 16
19.03. | 17
19.03. | 18
19.03. | 19
19.03. | 20
19.03. | 21
19.03. | 22
19.03. | 23
19.03. | 24
20.03. | 1
20.03. | 2
20.03. | 3
20.03. | 4
20.03. | 5
20.03. | 6
20.03. | 7
20.03. | 8
20.03. | 9
20.03. | 10
20.03. | 11
20.03. | 12
20.03. | 13
20.03. | 14
20.03. | 15
20.03. | 16
20.03. | 17
20.03. | 18
20.03. | 19
20.03. | 20
20.03. | 21
20.03. | 22
20.03. | 23
20.03. | 24
21.03. | 1
21.03. | 2
21.03. | 3
21.03. | 4
21.03. | 5
21.03. | 6
21.03. | 7
21.03. | 8
21.03. | 9
21.03. | 10
21.03. | 11
21.03. | 12
21.03. | 13
21.03. | 14
21.03. | 15
21.03. | 16
21.03. | 17
21.03. | 18
21.03. | 19
21.03. | 20
21.03. | 21
21.03. | 22
21.03. | 23
21.03. | 24
22.03. | 1
22.03. | 2
22.03. | 3
22.03. | 4
22.03. | 5
22.03. | 6
22.03. | 7
22.03. | 8
22.03. | 9
22.03. | 10
22.03. | 11
22.03. | 12
22.03. | 13
22.03. | 14
22.03. | 15
22.03. | 16
22.03. | 17
22.03. | 18
22.03. | 19
22.03. | 20
22.03. | 21
22.03. | 22
22.03. | 23
22.03. | 24
23.03. | 1
23.03. | 2
23.03. | 3
23.03. | 4
23.03. | 5
23.03. | 6
23.03. | 7
23.03. | 8
23.03. | 9
23.03. | 10
23.03. | 11
23.03. | 12
23.03. | 13
23.03. | 14
23.03. | 15
23.03. | 16
23.03. | 17
23.03. | 18
23.03. | 19
23.03. | 20
23.03. | 21
23.03. | 22
23.03. | 23
23.03. | 24
24.03. | 1
24.03. | 2
24.03. | 3
24.03. | 4
24.03. | 5
24.03. | 6
24.03. | 7
24.03. | 8
24.03. | 9
24.03. | 10
24.03. | 11
24.03. | 12
24.03. | 13
24.03. | 14
24.03. | 15
24.03. | 16
24.03. | 17
24.03. | 18
24.03. | 19
24.03. | 20
24.03. | 21
24.03. | 22
24.03. | 23
24.03. | 24
25.03. | 1
25.03. | 2
25.03. | 3
25.03. | 4
25.03. | 5
25.03. | 6
25.03. | 7
25.03. | 8
25.03. | 9
25.03. | 10
25.03. | 11
25.03. | 12
25.03. | 13
25.03. | 14
25.03. | 15
25.03. | 16
25.03. | 17
25.03. | 18
25.03. | 19
25.03. | 20
25.03. | 21
25.03. | 22
25.03. | 23
25.03. | 24
26.03. | 1
26.03. | 2
26.03. | 3
26.03. | 4
26.03. | 5
26.03. | 6
26.03. | 7
26.03. | 8
26.03. | 9
26.03. | 10
26.03. | 11
26.03. | 12
26.03. | 13
26.03. | 14
26.03. | 15
26.03. | 16
26.03. | 17
26.03. | 18
26.03. | 19
26.03. | 20
26.03. | 21
26.03. | 22
26.03. | 23
26.03. | 24
27.03. | 1
27.03. | 2
27.03. | 3
27.03. | 4
27.03. | 5
27.03. | 6
27.03. | 7
27.03. | 8
27.03. | 9
27.03. | 10
27.03. | 11
27.03. | 12
27.03. | 13
27.03. | 14
27.03. | 15
27.03. | 16
27.03. | 17
27.03. | 18
27.03. | 19
27.03. | 20
27.03. | 21
27.03. | 22
27.03. | 23
27.03. | 24
28.03. | 1
28.03. | 2
28.03. | 3
28.03. | 4
28.03. | 5
28.03. | 6
28.03. | 7
28.03. | 8
28.03. | 9
28.03. | 10
28.03. | 11
28.03. | 12
28.03. | 13
28.03. | 14
28.03. | 15
28.03. | 16
28.03. | 17
28.03. | 18
28.03. | 19
28.03. | 20
28.03. | 21
28.03. | 22
28.03. | 23
28.03. | 24
29.03. | 1
29.03. | 2
29.03. | 3
29.03. | 4
29.03. | 5
29.03. | 6
29.03. | 7
29.03. | 8
29.03. | 9
29.03. | 10
29.03. | 11
29.03. | 12
29.03. | 13
29.03. | 14
29.03. | 15
29.03. | 16
29.03. | 17
29.03. | 18
29.03. | 19
29.03. | 20
29.03. | 21
29.03. | 22
29.03. | 23
29.03. | 24
30.03. | 1
30.03. | 2
30.03. | 3
30.03. | 4
30.03. | 5
30.03. | 6
30.03. | 7
30.03. | 8
30.03. | 9
30.03. | 10
30.03. | 11
30.03. | 12
30.03. | 13
30.03. | 14
30.03. | 15
30.03. | 16
30.03. | 17
30.03. | 18
30.03. | 19
30.03. | 20
30.03. | 21
30.03. | 22
30.03. | 23
30.03. | 24
31.03. | 1
31.03. | 2
31.03. | 3
31.03. | 4
31.03. | 5
31.03. | 6
31.03. | 7
31.03. | 8
31.03. | 9
31.03. | 10
31.03. | 11
31.03. | 12
31.03. | 13
31.03. | 14
31.03. | 15
31.03. | 16
31.03. | 17
31.03. | 18
31.03. | 19
31.03. | 20
31.03. | 21
31.03. | 22
31.03. | 23
31.03. | 24
01.04. | 1
01.04. | 2
01.04. | 3
01.04. | 4
01.04. | 5
01.04. | 6
01.04. | 7
01.04. | 8
01.04. | 9
01.04. | 10
01.04. | 11
01.04. | 12
01.04. | 13
01.04. | 14
01.04. | 15
01.04. | 16
01.04. | 17
01.04. | 18
01.04. | 19
01.04. | 20
01.04. | 21
01.04. | 22
01.04. | 23
01.04. | 24
02.04. | 1
02.04. | 2
02.04. | 3
02.04. | 4
02.04. | 5
02.04. | 6
02.04. | 7
02.04. | 8
02.04. | 9
02.04. | 10
02.04. | 11
02.04. | 12
02.04. | 13
02.04. | 14
02.04. | 15
02.04. | 16
02.04. | 17
02.04. | 18
02.04. | 19
02.04. | 20
02.04. | 21
02.04. | 22
02.04. | 23
02.04. | 24
03.04. | 1
03.04. | 2
03.04. | 3
03.04. | 4
03.04. | 5
03.04. | 6
03.04. | 7
03.04. | 8
03.04. | 9
03.04. | 10
03.04. | 11
03.04. | 12
03.04. | 13
03.04. | 14
03.04. | 15
03.04. | 16
03.04. | 17
03.04. | 18
03.04. | 19
03.04. | 20
03.04. | 21
03.04. | 22
03.04. | 23
03.04. | 24
04.04. | 1
04.04. | 2
04.04. | 3
04.04. | 4
04.04. | 5
04.04. | 6
04.04. | 7
04.04. | 8
04.04. | 9
04.04. | 10
04.04. | 11
04.04. | 12
04.04. | 13
04.04. | 14
04.04. | 15
04.04. | 16
04.04. | 17
04.04. | 18
04.04. | 19
04.04. | 20
04.04. | 21
04.04. | 22
04.04. | 23
04.04. | 24
05.04. | 1
05.04. | 2
05.04. | 3
05.04. | 4
05.04. | 5
05.04. | 6
05.04. | 7
05.04. | 8
05.04. | 9
05.04. | 10
05.04. | 11
05.04. | 12
05.04. | 13
05.04. | 14
05.04. | 15
05.04. | 16
05.04. | 17
05.04. | 18
05.04. | 19
05.04. | 20
05.04. | 21
05.04. | 22
05.04. | 23
05.04. | 24
06.04. | 1
06.04. | 2
06.04. | 3
06.04. | 4
06.04. | 5
06.04. | 6
06.04. | 7
06.04. | 8
06.04. | 9
06.04. | 10
06.04. | 11
06.04. | 12
06.04. | 13
06.04. | 14
06.04. | 15
06.04. | 16
06.04. | 17
06.04. | 18
06.04. | 19
06.04. | 20
06.04. | 21
06.04. | 22
06.04. | 23
06.04. | 24
07.04. | 1
07.04. | 2
07.04. | 3
07.04. | 4
07.04. | 5
07.04. | 6
07.04. | 7
07.04. | 8
07.04. | 9
07.04. | 10
07.04. | 11
07.04. | 12
07.04. | 13
07.04. | 14
07.04. | 15
07.04. | 16
07.04. | 17
07.04. | 18
07.04. | 19
07.04. | 20
07.04. | 21
07.04. | 22
07.04. | 23
07.04. | 24
08.04. | 1
08.04. | 2
08.04. | 3
08.04. | 4
08.04. | 5
08.04. | 6
08.04. | 7
08.04. | 8
08.04. | 9
08.04. | 10
08.04. | 11
08.04. | 12
08.04. | 13
08.04. | 14
08.04. | 15
08.04. | 16
08.04. | 17
08.04. | 18
08.04. | 19
08.04. | 20
08.04. | 21
08.04. | 22
08.04. | 23
08.04. | 24
09.04. | 1
09.04. | 2
09.04. | 3
09.04. | 4
09.04. | 5
09.04. | 6
09.04. | 7
09.04. | 8
09.04. | 9
09.04. | 10
09.04. | 11
09.04. | 12
09.04. | 13
09.04. | 14
09.04. | 15
09.04. | 16
09.04. | 17
09.04. | 18
09.04. | 19
09.04. | 20
09.04. | 21
09.04. | 22
09.04. | 23
09.04. | 24
10.04. | 1
10.04. | 2
10.04. | 3
10.04. | 4
10.04. | 5
10.04. | 6
10.04. | 7
10.04. | 8
10.04. | 9
10.04. | 10
10.04. | 11
10.04. | 12
10.04. | 13
10.04. | 14
10.04. | 15
10.04. | 16
10.04. | 17
10.04. | 18
10.04. | 19
10.04. | 20
10.04. | 21
10.04. | 22
10.04. | 23
10.04. | 24
11.04. | 1
11.04. | 2
11.04. | 3
11.04. | 4
11.04. | 5
11.04. | 6
11.04. | 7
11.04. | 8
11.04. | 9
11.04. | 10
11.04. | 11
11.04. | 12
11.04. | 13
11.04. | 14
11.04. | 15
11.04. | 16
11.04. | 17
11.04. | 18
11.04. | 19
11.04. | 20
11.04. | 21
11.04. | 22
11.04. | 23
11.04. | 24
12.04. | 1
12.04. | 2
12.04. | 3
12.04. | 4
12.04. | 5
12.04. | 6
12.04. | 7
12.04. | 8
12.04. | 9
12.04. | 10
12.04. | 11
12.04. | 12
12.04. | 13
12.04. | 14
12.04. | 15
12.04. | 16
12.04. | 17
12.04. | 18
12.04. | 19
12.04. | 20
12.04. | 21
12.04. | 22
12.04. | 23
12.04. | 24
13.04. | 1
13.04. | 2
13.04. | 3
13.04. | 4
13.04. | 5
13.04. | 6
13.04. | 7
13.04. | 8
13.04. | 9
13.04. | 10
13.04. | 11
13.04. | 12
13.04. | 13
13.04. | 14
13.04. | 15
13.04. | 16
13.04. | 17
13.04. | 18
13.04. | 19
13.04. | 20
13.04. | 21
13.04. | 22
13.04. | 23
13.04. | 24
14.04. | 1
14.04. | 2
14.04. | 3
14.04. | 4
14.04. | 5
14.04. | 6
14.04. | 7
14.04. | 8
14.04. | 9
14.04. | 10
14.04. | 11
14.04. | 12
14.04. | 13
14.04. | 14
14.04. | 15
14.04. | 16
14.04. | 17
14.04. | 18
14.04. | 19
14.04. | 20
14.04. | 21
14.04. | 22
14.04. | 23
14.04. | 24
15.04. | 1
15.04. | 2
15.04. | 3
15.04. | 4
15.04. | 5
15.04. | 6
15.04. | 7
15.04. | 8
15.04. | 9
15.04. | 10
15.04. | 11
15.04. | 12
15.04. | 13
15.04. | 14
15.04. | 15
15.04. | 16
15.04. | 17
15.04. | 18
15.04. | 19
15.04. | 20
15.04. | 21
15.04. | 22
15.04. | 23
15.04. | 24
16.04. | 1
16.04. | 2
16.04. | 3
16.04. | 4
16.04. | 5
16.04. | 6
16.04. | 7
16.04. | 8
16.04. | 9
16.04. | 10
16.04. | 11
16.04. | 12
16.04. | 13
16.04. | 14
16.04. | 15
16.04. | 16
16.04. | 17
16.04. | 18
16.04. | 19
16.04. | 20
16.04. | 21
16.04. | 22
16.04. | 23
16.04. | 24
17.04. | 1
17.04. | 2
17.04. | 3
17.04. | 4
17.04. | 5
17.04. | 6
17.04. | 7
17.04. | 8
17.04. | 9
17.04. | 10
17.04. | 11
17.04. | 12
17.04. | 13
17.04. | 14
17.04. | 15
17.04. | 16
17.04. | 17
17.04. | 18
17.04. | 19
17.04. | 20
17.04. | 21
17.04. | 22
17.04. | 23
17.04. | 24
18.04. | 1
18.04. | 2
18.04. | 3
18.04. | 4
18.04. | 5
18.04. | 6
18.04. | 7
18.04. | 8
18.04. | 9
18.04. | 10
18.04. | 11
18.04. | 12
18.04. | 13
18.04. | 14
18.04. | 15
18.04. | 16
18.04. | 17
18.04. | 18
18.04. | 19
18.04. | 20
18.04. | 21
18.04. | 22
18.04. | 23
18.04. | 24
19.04. | 1
19.04. | 2
19.04. | 3
19.04. | 4
19.04. | 5
19.04. | 6
19.04. | 7
19.04. | 8
19.04. | 9
19.04. | 10
19.04. | 11
19.04. | 12
19.04. | 13
19.04. | 14
19.04. | 15
19.04. | 16
19.04. | 17
19.04. | 18
19.04. | 19
19.04. | 20
19.04. | 21
19.04. | 22
19.04. | 23
19.04. | 24
20.04. | 1
20.04. | 2
20.04. | 3
20.04. | 4
20.04. | 5
20.04. | 6
20.04. | 7
20.04. | 8
20.04. | 9
20.04. | 10
20.04. | 11
20.04. | 12
20.04. | 13
20.04. | 14
20.04. | 15
20.04. | 16
20.04. | 17
20.04. | 18
20.04. | 19
20.04. | 20
20.04. | 21
20.04. | 22
20.04. | 23
20.04. | 24
21.04. | 1
21.04. | 2
21.04. | 3
21.04. | 4
21.04. | 5
21.04. | 6
21.04. | 7
21.04. | 8
21.04. | 9
21.04. | 10
21.04. | 11
21.04. | 12
21.04. | 13
21.04. | 14
21.04. | 15
21.04. | 16
21.04. | 17
21.04. | 18
21.04. | 19
21.04. | 20
21.04. | 21
21.04. | 22
21.04. | 23
21.04. | 24
22.04. | 1
22.04. | 2
22.04. | 3
22.04. | 4
22.04. | 5
22.04. | 6
22.04. | 7
22.04. | 8
22.04. | 9
22.04. | 10
22.04. | 11
22.04. | 12
22.04. | 13
22.04. | 14
22.04. | 15
22.04. | 16
22.04. | 17
22.04. | 18
22.04. | 19
22.04. | 20
22.04. | 21
22.04. | 22
22.04. | 23
22.04. | 24
23.04. | 1
23.04. | 2
23.04. | 3
23.04. | 4
23.04. | 5
23.04. | 6
23.04. | 7
23.04. | 8
23.04. | 9
23.04. | 10
23.04. | 11
23.04. | 12
23.04. | 13
23.04. | 14
23.04. | 15
23.04. | 16
23.04. | 17
23.04. | 18
23.04. | 19
23.04. | 20
23.04. | 21
23.04. | 22
23.04. | 23
23.04. | 24
24.04. | 1
24.04. | 2
24.04. | 3
24.04. | 4
24.04. | 5
24.04. | 6
24.04. | 7
24.04. | 8
24.04. | 9
24.04. | 10
24.04. | 11
24.04. | 12
24.04. | 13
24.04. | 14
24.04. | 15
24.04. | 16
24.04. | 17
24.04. | 18
24.04. | 19
24.04. | 20
24.04. | 21
24.04. | 22
24.04. | 23
24.04. | 24
25.04. | 1
25.04. | 2
25.04. | 3
25.04. | 4
25.04. | 5
25.04. | 6
25.04. | 7
25.04. | 8
25.04. | 9
25.04. | 10
25.04. | 11
25.04. | 12
25.04. | 13
25.04. | 14
25.04. | 15
25.04. | 16
25.04. | 17
25.04. | 18
25.04. | 19
25.04. | 20
25.04. | 21
25.04. | 22
25.04. | 23
25.04. | 24
26.04. | 1
26.04. | 2
26.04. | 3
26.04. | 4
26.04. | 5
26.04. | 6
26.04. | 7
26.04. | 8
26.04. | 9
26.04. | 10
26.04. | 11
26.04. | 12
26.04. | 13
26.04. | 14
26.04. | 15
26.04. | 16
26.04. | 17
26.04. | 18
26.04. | 19
26.04. | 20
26.04. | 21
26.04. | 22
26.04. | 23
26.04. | 24
27.04. | 1
27.04. | 2
27.04. | 3
27.04. | 4
27.04. | 5
27.04. | 6
27.04. | 7
27.04. | 8
27.04. | 9
27.04. | 10
27.04. | 11
27.04. | 12
27.04. | 13
27.04. | 14
27.04. | 15
27.04. | 16
27.04. | 17
27.04. | 18
27.04. | 19
27.04. | 20
27.04. | 21
27.04. | 22
27.04. | 23
27.04. | 24
28.04. | 1
28.04. | 2
28.04. | 3
28.04. | 4
28.04. | 5
28.04. | 6
28.04. | 7
28.04. | 8
28.04. | 9
28.04. | 10
28.04. | 11
28.04. | 12
28.04. | 13
28.04. | 14
28.04. | 15
28.04. | 16
28.04. | 17
28.04. | 18
28.04. | 19
28.04. | 20
28.04. | 21
28.04. | 22
28.04. | 23
28.04. | 24
29.04. | 1
29.04. | 2
29.04. | 3
29.04. | 4
29.04. | 5
29.04. | 6
29.04. | 7
29.04. | 8
29.04. | 9
29.04. | 10
29.04. | 11
29.04. | 12
29.04. | 13
29.04. | 14
29.04. | 15
29.04. | 16
29.04. | 17
29.04. | 18
29.04. | 19
29.04. | 20
29.04. | 21
29.04. | 22
29.04. | 23
29.04. | 24
30.04. | 1
30.04. | 2
30.04. | 3
30.04. | 4
30.04. | 5
30.04. | 6
30.04. | 7
30.04. | 8
30.04. | 9
30.04. | 10
30.04. | 11
30.04. | 12
30.04. | 13
30.04. | 14
30.04. | 15
30.04. | 16
30.04. | 17
30.04. | 18
30.04. | 19
30.04. | 20
30.04. | 21
30.04. | 22
30.04. | 23
30.04. | 24
01.05. | 1
01.05. | 2
01.05. | 3
01.05. | 4
01.05. | 5
01.05. | 6
01.05. | 7
01.05. | 8
01.05. | 9
01.05. | 10
01.05. | 11
01.05. | 12
01.05. | 13
01.05. | 14
01.05. | 15
01.05. | 16
01.05. | 17
01.05. | 18
01.05. | 19
01.05. | 20
01.05. | 21
01.05. | 22
01.05. | 23
01.05. | 24
02.05. | 1
02.05. | 2
02.05. | 3
02.05. | 4
02.05. | 5
02.05. | 6
02.05. | 7
02.05. | 8
02.05. | 9
02.05. | 10
02.05. | 11
02.05. | 12
02.05. | 13
02.05. | 14
02.05. | 15
02.05. | 16
02.05. | 17
02.05. | 18
02.05. | 19
02.05. | 20
02.05. | 21
02.05. | 22
02.05. | 23
02.05. | 24
03.05. | 1
03.05. | 2
03.05. | 3
03.05. | 4
03.05. | 5
03.05. | 6
03.05. | 7
03.05. | 8
03.05. | 9
03.05. | 10
03.05. | 11
03.05. | 12
03.05. | 13
03.05. | 14
03.05. | 15
03.05. | 16
03.05. | 17
03.05. | 18
03.05. | 19
03.05. | 20
03.05. | 21
03.05. | 22
03.05. | 23
03.05. | 24
04.05. | 1
04.05. | 2
04.05. | 3
04.05. | 4
04.05. | 5
04.05. | 6
04.05. | 7
04.05. | 8
04.05. | 9
04.05. | 10
04.05. | 11
04.05. | 12
04.05. | 13
04.05. | 14
04.05. | 15
04.05. | 16
04.05. | 17
04.05. | 18
04.05. | 19
04.05. | 20
04.05. | 21
04.05. | 22
04.05. | 23
04.05. | 24
05.05. | 1
05.05. | 2
05.05. | 3
05.05. | 4
05.05. | 5
05.05. | 6
05.05. | 7
05.05. | 8
05.05. | 9
05.05. | 10
05.05. | 11
05.05. | 12
05.05. | 13
05.05. | 14
05.05. | 15
05.05. | 16
05.05. | 17
05.05. | 18
05.05. | 19
05.05. | 20
05.05. | 21
05.05. | 22
05.05. | 23
05.05. | 24
06.05. | 1
06.05. | 2
06.05. | 3
06.05. | 4
06.05. | 5
06.05. | 6
06.05. | 7
06.05. | 8
06.05. | 9
06.05. | 10
06.05. | 11
06.05. | 12
06.05. | 13
06.05. | 14
06.05. | 15
06.05. | 16
06.05. | 17
06.05. | 18
06.05. | 19
06.05. | 20
06.05. | 21
06.05. | 22
06.05. | 23
06.05. | 24
07.05. | 1
07.05. | 2
07.05. | 3
07.05. | 4
07.05. | 5
07.05. | 6
07.05. | 7
07.05. | 8
07.05. | 9
07.05. | 10
07.05. | 11
07.05. | 12
07.05. | 13
07.05. | 14
07.05. | 15
07.05. | 16
07.05. | 17
07.05. | 18
07.05. | 19
07.05. | 20
07.05. | 21
07.05. | 22
07.05. | 23
07.05. | 24
08.05. | 1
08.05. | 2
08.05. | 3
08.05. | 4
08.05. | 5
08.05. | 6
08.05. | 7
08.05. | 8
08.05. | 9
08.05. | 10
08.05. | 11
08.05. | 12
08.05. | 13
08.05. | 14
08.05. | 15
08.05. | 16
08.05. | 17
08.05. | 18
08.05. | 19
08.05. | 20
08.05. | 21
08.05. | 22
08.05. | 23
08.05. | 24
09.05. | 1
09.05. | 2
09.05. | 3
09.05. | 4
09.05. | 5
09.05. | 6
09.05. | 7
09.05. | 8
09.05. | 9
09.05. | 10
09.05. | 11
09.05. | 12
09.05. | 13
09.05. | 14
09.05. | 15
09.05. | 16
09.05. | 17
09.05. | 18
09.05. | 19
09.05. | 20
09.05. | 21
09.05. | 22
09.05. | 23
09.05. | 24
10.05. | 1
10.05. | 2
10.05. | 3
10.05. | 4
10.05. | 5
10.05. | 6
10.05. | 7
10.05. | 8
10.05. | 9
10.05. | 10
10.05. | 11
10.05. | 12
10.05. | 13
10.05. | 14
10.05. | 15
10.05. | 16
10.05. | 17
10.05. | 18
10.05. | 19
10.05. | 20
10.05. | 21
10.05. | 22
10.05. | 23
10.05. | 24
11.05. | 1
11.05. | 2
11.05. | 3
11.05. | 4
11.05. | 5
11.05. | 6
11.05. | 7
11.05. | 8
11.05. | 9
11.05. | 10
11.05. | 11
11.05. | 12
11.05. | 13
11.05. | 14
11.05. | 15
11.05. | 16
11.05. | 17
11.05. | 18
11.05. | 19
11.05. | 20
11.05. | 21
11.05. | 22
11.05. | 23
11.05. | 24
12.05. | 1
12.05. | 2
12.05. | 3
12.05. | 4
12.05. | 5
12.05. | 6
12.05. | 7
12.05. | 8
12.05. | 9
12.05. | 10
12.05. | 11
12.05. | 12
12.05. | 13
12.05. | 14
12.05. | 15
12.05. | 16
12.05. | 17
12.05. | 18
12.05. | 19
12.05. | 20
12.05. | 21
12.05. | 22
12.05. | 23
12.05. | 24
13.05. | 1
13.05. | 2
13.05. | 3
13.05. | 4
13.05. | 5
13.05. | 6
13.05. | 7
13.05. | 8
13.05. | 9
13.05. | 10
13.05. | 11
13.05. | 12
13.05. | 13
13.05. | 14
13.05. | 15
13.05. | 16
13.05. | 17
13.05. | 18
13.05. | 19
13.05. | 20
13.05. | 21
13.05. | 22
13.05. | 23
13.05. | 24
14.05. | 1
14.05. | 2
14.05. | 3
14.05. | 4
14.05. | 5
14.05. | 6
14.05. | 7
14.05. | 8
14.05. | 9
14.05. | 10
14.05. | 11
14.05. | 12
14.05. | 13
14.05. | 14
14.05. | 15
14.05. | 16
14.05. | 17
14.05. | 18
14.05. | 19
14.05. | 20
14.05. | 21
14.05. | 22
14.05. | 23
14.05. | 24
15.05. | 1
15.05. | 2
15.05. | 3
15.05. | 4
15.05. | 5
15.05. | 6
15.05. | 7
15.05. | 8
15.05. | 9
15.05. | 10
15.05. | 11
15.05. | 12
15.05. | 13
15.05. | 14
15.05. | 15
15.05. | 16
15.05. | 17
15.05. | 18
15.05. | 19
15.05. | 20
15.05. | 21
15.05. | 22
15.05. | 23
15.05. | 24
16.05. | 1
16.05. | 2
16.05. | 3
16.05. | 4
16.05. | 5
16.05. | 6
16.05. | 7
16.05. | 8
16.05. | 9
16.05. | 10
16.05. | 11
16.05. | 12
16.05. | 13
16.05. | 14
16.05. | 15
16.05. | 16
16.05. | 17
16.05. | 18
16.05. | 19
16.05. | 20
16.05. | 21
16.05. | 22
16.05. | 23
16.05. | 24
17.05. | 1
17.05. | 2
17.05. | 3
17.05. | 4
17.05. | 5
17.05. | 6
17.05. | 7
17.05. | 8
17.05. | 9
17.05. | 10
17.05. | 11
17.05. | 12
17.05. | 13
17.05. | 14
17.05. | 15
17.05. | 16
17.05. | 17
17.05. | 18
17.05. | 19
17.05. | 20
17.05. | 21
17.05. | 22
17.05. | 23
17.05. | 24
18.05. | 1
18.05. | 2
18.05. | 3
18.05. | 4
18.05. | 5
18.05. | 6
18.05. | 7
18.05. | 8
18.05. | 9
18.05. | 10
18.05. | 11
18.05. | 12
18.05. | 13
18.05. | 14
18.05. | 15
18.05. | 16
18.05. | 17
18.05. | 18
18.05. | 19
18.05. | 20
18.05. | 21
18.05. | 22
18.05. | 23
18.05. | 24
19.05. | 1
19.05. | 2
19.05. | 3
19.05. | 4
19.05. | 5
19.05. | 6
19.05. | 7
19.05. | 8
19.05. | 9
19.05. | 10
19.05. | 11
19.05. | 12
19.05. | 13
19.05. | 14
19.05. | 15
19.05. | 16
19.05. | 17
19.05. | 18
19.05. | 19
19.05. | 20
19.05. | 21
19.05. | 22
19.05. | 23
19.05. | 24
20.05. | 1
20.05. | 2
20.05. | 3
20.05. | 4
20.05. | 5
20.05. | 6
20.05. | 7
20.05. | 8
20.05. | 9
20.05. | 10
20.05. | 11
20.05. | 12
20.05. | 13
20.05. | 14
20.05. | 15
20.05. | 16
20.05. | 17
20.05. | 18
20.05. | 19
20.05. | 20
20.05. | 21
20.05. | 22
20.05. | 23
20.05. | 24
21.05. | 1
21.05. | 2
21.05. | 3
21.05. | 4
21.05. | 5
21.05. | 6
21.05. | 7
21.05. | 8
21.05. | 9
21.05. | 10
21.05. | 11
21.05. | 12
21.05. | 13
21.05. | 14
21.05. | 15
21.05. | 16
21.05. | 17
21.05. | 18
21.05. | 19
21.05. | 20
21.05. | 21
21.05. | 22
21.05. | 23
21.05. | 24
22.05. | 1
22.05. | 2
22.05. | 3
22.05. | 4
22.05. | 5
22.05. | 6
22.05. | 7
22.05. | 8
22.05. | 9
22.05. | 10
22.05. | 11
22.05. | 12
22.05. | 13
22.05. | 14
22.05. | 15
22.05. | 16
22.05. | 17
22.05. | 18
22.05. | 19
22.05. | 20
22.05. | 21
22.05. | 22
22.05. | 23
22.05. | 24
23.05. | 1
23.05. | 2
23.05. | 3
23.05. | 4
23.05. | 5
23.05. | 6
23.05. | 7
23.05. | 8
23.05. | 9
23.05. | 10
23.05. | 11
23.05. | 12
23.05. | 13
23.05. | 14
23.05. | 15
23.05. | 16
23.05. | 17
23.05. | 18
23.05. | 19
23.05. | 20
23.05. | 21
23.05. | 22
23.05. | 23
23.05. | 24
24.05. | 1
24.05. | 2
24.05. | 3
24.05. | 4
24.05. | 5
24.05. | 6
24.05. | 7
24.05. | 8
24.05. | 9
24.05. | 10
24.05. | 11
24.05. | 12
24.05. | 13
24.05. | 14
24.05. | 15
24.05. | 16
24.05. | 17
24.05. | 18
24.05. | 19
24.05. | 20
24.05. | 21
24.05. | 22
24.05. | 23
24.05. | 24
25.05. | 1
25.05. | 2
25.05. | 3
25.05. | 4
25.05. | 5
25.05. | 6
25.05. | 7
25.05. | 8
25.05. | 9
25.05. | 10
25.05. | 11
25.05. | 12
25.05. | 13
25.05. | 14
25.05. | 15
25.05. | 16
25.05. | 17
25.05. | 18
25.05. | 19
25.05. | 20
25.05. | 21
25.05. | 22
25.05. | 23
25.05. | 24
26.05. | 1
26.05. | 2
26.05. | 3
26.05. | 4
26.05. | 5
26.05. | 6
26.05. | 7
26.05. | 8
26.05. | 9
26.05. | 10
26.05. | 11
26.05. | 12
26.05. | 13
26.05. | 14
26.05. | 15
26.05. | 16
26.05. | 17
26.05. | 18
26.05. | 19
26.05. | 20
26.05. | 21
26.05. | 22
26.05. | 23
26.05. | 24
27.05. | 1
27.05. | 2
27.05. | 3
27.05. | 4
27.05. | 5
27.05. | 6
27.05. | 7
27.05. | 8
27.05. | 9
27.05. | 10
27.05. | 11
27.05. | 12
27.05. | 13
27.05. | 14
27.05. | 15
27.05. | 16
27.05. | 17
27.05. | 18
27.05. | 19
27.05. | 20
27.05. | 21
27.05. | 22
27.05. | 23
27.05. | 24
28.05. | 1
28.05. | 2
28.05. | 3
28.05. | 4
28.05. | 5
28.05. | 6
28.05. | 7
28.05. | 8
28.05. | 9
28.05. | 10
28.05. | 11
28.05. | 12
28.05. | 13
28.05. | 14
28.05. | 15
28.05. | 16
28.05. | 17
28.05. | 18
28.05. | 19
28.05. | 20
28.05. | 21
28.05. | 22
28.05. | 23
28.05. | 24
29.05. | 1
29.05. | 2
29.05. | 3
29.05. | 4
29.05. | 5
29.05. | 6
29.05. | 7
29.05. | 8
29.05. | 9
29.05. | 10
29.05. | 11
29.05. | 12
29.05. | 13
29.05. | 14
29.05. | 15
29.05. | 16
29.05. | 17
29.05. | 18
29.05. | 19
29.05. | 20
29.05. | 21
29.05. | 22
29.05. | 23
29.05. | 24
30.05. | 1
30.05. | 2
30.05. | 3
30.05. | 4
30.05. | 5
30.05. | 6
30.05. | 7
30.05. | 8
30.05. | 9
30.05. | 10
30.05. | 11
30.05. | 12
30.05. | 13
30.05. | 14
30.05. | 15
30.05. | 16
30.05. | 17
30.05. | 18
30.05. | 19
30.05. | 20
30.05. | 21
30.05. | 22
30.05. | 23
30.05. | 24
31.05. | 1
31.05. | 2
31.05. | 3
31.05. | 4
31.05. | 5
31.05. | 6
31.05. | 7
31.05. | 8
31.05. | 9
31.05. | 10
31.05. | 11
31.05. | 12
31.05. | 13
31.05. | 14
31.05. | 15
31.05. | 16
31.05. | 17
31.05. | 18
31.05. | 19
31.05. | 20
31.05. | 21
31.05. | 22
31.05. | 23
31.05. | 24
01.06. | 1
01.06. | 2
01.06. | 3
01.06. | 4
01.06. | 5
01.06. | 6
01.06. | 7
01.06. | 8
01.06. | 9
01.06. | 10
01.06. | 11
01.06. | 12
01.06. | 13
01.06. | 14
01.06. | 15
01.06. | 16
01.06. | 17
01.06. | 18
01.06. | 19
01.06. | 20
01.06. | 21
01.06. | 22
01.06. | 23
01.06. | 24
02.06. | 1
02.06. | 2
02.06. | 3
02.06. | 4
02.06. | 5
02.06. | 6
02.06. | 7
02.06. | 8
02.06. | 9
02.06. | 10
02.06. | 11
02.06. | 12
02.06. | 13
02.06. | 14
02.06. | 15
02.06. | 16
02.06. | 17
02.06. | 18
02.06. | 19
02.06. | 20
02.06. | 21
02.06. | 22
02.06. | 23
02.06. | 24
03.06. | 1
03.06. | 2
03.06. | 3
03.06. | 4
03.06. | 5
03.06. | 6
03.06. | 7
03.06. | 8
03.06. | 9
03.06. | 10
03.06. | 11
03.06. | 12
03.06. | 13
03.06. | 14
03.06. | 15
03.06. | 16
03.06. | 17
03.06. | 18
03.06. | 19
03.06. | 20
03.06. | 21
03.06. | 22
03.06. | 23
03.06. | 24
04.06. | 1
04.06. | 2
04.06. | 3
04.06. | 4
04.06. | 5
04.06. | 6
04.06. | 7
04.06. | 8
04.06. | 9
04.06. | 10
04.06. | 11
04.06. | 12
04.06. | 13
04.06. | 14
04.06. | 15
04.06. | 16
04.06. | 17
04.06. | 18
04.06. | 19
04.06. | 20
04.06. | 21
04.06. | 22
04.06. | 23
04.06. | 24
05.06. | 1
05.06. | 2
05.06. | 3
05.06. | 4
05.06. | 5
05.06. | 6
05.06. | 7
05.06. | 8
05.06. | 9
05.06. | 10
05.06. | 11
05.06. | 12
05.06. | 13
05.06. | 14
05.06. | 15
05.06. | 16
05.06. | 17
05.06. | 18
05.06. | 19
05.06. | 20
05.06. | 21
05.06. | 22
05.06. | 23
05.06. | 24
06.06. | 1
06.06. | 2
06.06. | 3
06.06. | 4
06.06. | 5
06.06. | 6
06.06. | 7
06.06. | 8
06.06. | 9
06.06. | 10
06.06. | 11
06.06. | 12
06.06. | 13
06.06. | 14
06.06. | 15
06.06. | 16
06.06. | 17
06.06. | 18
06.06. | 19
06.06. | 20
06.06. | 21
06.06. | 22
06.06. | 23
06.06. | 24
07.06. | 1
07.06. | 2
07.06. | 3
07.06. | 4
07.06. | 5
07.06. | 6
07.06. | 7
07.06. | 8
07.06. | 9
07.06. | 10
07.06. | 11
07.06. | 12
07.06. | 13
07.06. | 14
07.06. | 15
07.06. | 16
07.06. | 17
07.06. | 18
07.06. | 19
07.06. | 20
07.06. | 21
07.06. | 22
07.06. | 23
07.06. | 24
08.06. | 1
08.06. | 2
08.06. | 3
08.06. | 4
08.06. | 5
08.06. | 6
08.06. | 7
08.06. | 8
08.06. | 9
08.06. | 10
08.06. | 11
08.06. | 12
08.06. | 13
08.06. | 14
08.06. | 15
08.06. | 16
08.06. | 17
08.06. | 18
08.06. | 19
08.06. | 20
08.06. | 21
08.06. | 22
08.06. | 23
08.06. | 24
09.06. | 1
09.06. | 2
09.06. | 3
09.06. | 4
09.06. | 5
09.06. | 6
09.06. | 7
09.06. | 8
09.06. | 9
09.06. | 10
09.06. | 11
09.06. | 12
09.06. | 13
09.06. | 14
09.06. | 15
09.06. | 16
09.06. | 17
09.06. | 18
09.06. | 19
09.06. | 20
09.06. | 21
09.06. | 22
09.06. | 23
09.06. | 24
10.06. | 1
10.06. | 2
10.06. | 3
10.06. | 4
10.06. | 5
10.06. | 6
10.06. | 7
10.06. | 8
10.06. | 9
10.06. | 10
10.06. | 11
10.06. | 12
10.06. | 13
10.06. | 14
10.06. | 15
10.06. | 16
10.06. | 17
10.06. | 18
10.06. | 19
10.06. | 20
10.06. | 21
10.06. | 22
10.06. | 23
10.06. | 24
11.06. | 1
11.06. | 2
11.06. | 3
11.06. | 4
11.06. | 5
11.06. | 6
11.06. | 7
11.06. | 8
11.06. | 9
11.06. | 10
11.06. | 11
11.06. | 12
11.06. | 13
11.06. | 14
11.06. | 15
11.06. | 16
11.06. | 17
11.06. | 18
11.06. | 19
11.06. | 20
11.06. | 21
11.06. | 22
11.06. | 23
11.06. | 24
12.06. | 1
12.06. | 2
12.06. | 3
12.06. | 4
12.06. | 5
12.06. | 6
12.06. | 7
12.06. | 8
12.06. | 9
12.06. | 10
12.06. | 11
12.06. | 12
12.06. | 13
12.06. | 14
12.06. | 15
12.06. | 16
12.06. | 17
12.06. | 18
12.06. | 19
12.06. | 20
12.06. | 21
12.06. | 22
12.06. | 23
12.06. | 24
13.06. | 1
13.06. | 2
13.06. | 3
13.06. | 4
13.06. | 5
13.06. | 6
13.06. | 7
13.06. | 8
13.06. | 9
13.06. | 10
13.06. | 11
13.06. | 12
13.06. | 13
13.06. | 14
13.06. | 15
13.06. | 16
13.06. | 17
13.06. | 18
13.06. | 19
13.06. | 20
13.06. | 21
13.06. | 22
13.06. | 23
13.06. | 24
14.06. | 1
14.06. | 2
14.06. | 3
14.06. | 4
14.06. | 5
14.06. | 6
14.06. | 7
14.06. | 8
14.06. | 9
14.06. | 10
14.06. | 11
14.06. | 12
14.06. | 13
14.06. | 14
14.06. | 15
14.06. | 16
14.06. | 17
14.06. | 18
14.06. | 19
14.06. | 20
14.06. | 21
14.06. | 22
14.06. | 23
14.06. | 24
15.06. | 1
15.06. | 2
15.06. | 3
15.06. | 4
15.06. | 5
15.06. | 6
15.06. | 7
15.06. | 8
15.06. | 9
15.06. | 10
15.06. | 11
15.06. | 12
15.06. | 13
15.06. | 14
15.06. | 15
15.06. | 16
15.06. | 17
15.06. | 18
15.06. | 19
15.06. | 20
15.06. | 21
15.06. | 22
15.06. | 23
15.06. | 24
16.06. | 1
16.06. | 2
16.06. | 3
16.06. | 4
16.06. | 5
16.06. | 6
16.06. | 7
16.06. | 8
16.06. | 9
16.06. | 10
16.06. | 11
16.06. | 12
16.06. | 13
16.06. | 14
16.06. | 15
16.06. | 16
16.06. | 17
16.06. | 18
16.06. | 19
16.06. | 20
16.06. | 21
16.06. | 22
16.06. | 23
16.06. | 24
17.06. | 1
17.06. | 2
17.06. | 3
17.06. | 4
17.06. | 5
17.06. | 6
17.06. | 7
17.06. | 8
17.06. | 9
17.06. | 10
17.06. | 11
17.06. | 12
17.06. | 13
17.06. | 14
17.06. | 15
17.06. | 16
17.06. | 17
17.06. | 18
17.06. | 19
17.06. | 20
17.06. | 21
17.06. | 22
17.06. | 23
17.06. | 24
18.06. | 1
18.06. | 2
18.06. | 3
18.06. | 4
18.06. | 5
18.06. | 6
18.06. | 7
18.06. | 8
18.06. | 9
18.06. | 10
18.06. | 11
18.06. | 12
18.06. | 13
18.06. | 14
18.06. | 15
18.06. | 16
18.06. | 17
18.06. | 18
18.06. | 19
18.06. | 20
18.06. | 21
18.06. | 22
18.06. | 23
18.06. | 24
19.06. | 1
19.06. | 2
19.06. | 3
19.06. | 4
19.06. | 5
19.06. | 6
19.06. | 7
19.06. | 8
19.06. | 9
19.06. | 10
19.06. | 11
19.06. | 12
19.06. | 13
19.06. | 14
19.06. | 15
19.06. | 16
19.06. | 17
19.06. | 18
19.06. | 19
19.06. | 20
19.06. | 21
19.06. | 22
19.06. | 23
19.06. | 24
20.06. | 1
20.06. | 2
20.06. | 3
20.06. | 4
20.06. | 5
20.06. | 6
20.06. | 7
20.06. | 8
20.06. | 9
20.06. | 10
20.06. | 11
20.06. | 12
20.06. | 13
20.06. | 14
20.06. | 15
20.06. | 16
20.06. | 17
20.06. | 18
20.06. | 19
20.06. | 20
20.06. | 21
20.06. | 22
20.06. | 23
20.06. | 24
21.06. | 1
21.06. | 2
21.06. | 3
21.06. | 4
21.06. | 5
21.06. | 6
21.06. | 7
21.06. | 8
21.06. | 9
21.06. | 10
21.06. | 11
21.06. | 12
21.06. | 13
21.06. | 14
21.06. | 15
21.06. | 16
21.06. | 17
21.06. | 18
21.06. | 19
21.06. | 20
21.06. | 21
21.06. | 22
21.06. | 23
21.06. | 24
22.06. | 1
22.06. | 2
22.06. | 3
22.06. | 4
22.06. | 5
22.06. | 6
22.06. | 7
22.06. | 8
22.06. | 9
22.06. | 10
22.06. | 11
22.06. | 12
22.06. | 13
22.06. | 14
22.06. | 15
22.06. | 16
22.06. | 17
22.06. | 18
22.06. | 19
22.06. | 20
22.06. | 21
22.06. | 22
22.06. | 23
22.06. | 24
23.06. | 1
23.06. | 2
23.06. | 3
23.06. | 4
23.06. | 5
23.06. | 6
23.06. | 7
23.06. | 8
23.06. | 9
23.06. | 10
23.06. | 11
23.06. | 12
23.06. | 13
23.06. | 14
23.06. | 15
23.06. | 16
23.06. | 17
23.06. | 18
23.06. | 19
23.06. | 20
23.06. | 21
23.06. | 22
23.06. | 23
23.06. | 24
24.06. | 1
24.06. | 2
24.06. | 3
24.06. | 4
24.06. | 5
24.06. | 6
24.06. | 7
24.06. | 8
24.06. | 9
24.06. | 10
24.06. | 11
24.06. | 12
24.06. | 13
24.06. | 14
24.06. | 15
24.06. | 16
24.06. | 17
24.06. | 18
24.06. | 19
24.06. | 20
24.06. | 21
24.06. | 22
24.06. | 23
24.06. | 24
25.06. | 1
25.06. | 2
25.06. | 3
25.06. | 4
25.06. | 5
25.06. | 6
25.06. | 7
25.06. | 8
25.06. | 9
25.06. | 10
25.06. | 11
25.06. | 12
25.06. | 13
25.06. | 14
25.06. | 15
25.06. | 16
25.06. | 17
25.06. | 18
25.06. | 19
25.06. | 20
25.06. | 21
25.06. | 22
25.06. | 23
25.06. | 24
26.06. | 1
26.06. | 2
26.06. | 3
26.06. | 4
26.06. | 5
26.06. | 6
26.06. | 7
26.06. | 8
26.06. | 9
26.06. | 10
26.06. | 11
26.06. | 12
26.06. | 13
26.06. | 14
26.06. | 15
26.06. | 16
26.06. | 17
26.06. | 18
26.06. | 19
26.06. | 20
26.06. | 21
26.06. | 22
26.06. | 23
26.06. | 24
27.06. | 1
27.06. | 2
27.06. | 3
27.06. | 4
27.06. | 5
27.06. | 6
27.06. | 7
27.06. | 8
27.06. | 9
27.06. | 10
27.06. | 11
27.06. | 12
27.06. | 13
27.06. | 14
27.06. | 15
27.06. | 16
27.06. | 17
27.06. | 18
27.06. | 19
27.06. | 20
27.06. | 21
27.06. | 22
27.06. | 23
27.06. | 24
28.06. | 1
28.06. | 2
28.06. | 3
28.06. | 4
28.06. | 5
28.06. | 6
28.06. | 7
28.06. | 8
28.06. | 9
28.06. | 10
28.06. | 11
28.06. | 12
28.06. | 13
28.06. | 14
28.06. | 15
28.06. | 16
28.06. | 17
28.06. | 18
28.06. | 19
28.06. | 20
28.06. | 21
28.06. | 22
28.06. | 23
28.06. | 24
29.06. | 1
29.06. | 2
29.06. | 3
29.06. | 4
29.06. | 5
29.06. | 6
29.06. | 7
29.06. | 8
29.06. | 9
29.06. | 10
29.06. | 11
29.06. | 12
29.06. | 13
29.06. | 14
29.06. | 15
29.06. | 16
29.06. | 17
29.06. | 18
29.06. | 19
29.06. | 20
29.06. | 21
29.06. | 22
29.06. | 23
29.06. | 24
30.06. | 1
30.06. | 2
30.06. | 3
30.06. | 4
30.06. | 5
30.06. | 6
30.06. | 7
30.06. | 8
30.06. | 9
30.06. | 10
30.06. | 11
30.06. | 12
30.06. | 13
30.06. | 14
30.06. | 15
30.06. | 16
30.06. | 17
30.06. | 18
30.06. | 19
30.06. | 20
30.06. | 21
30.06. | 22
30.06. | 23
30.06. | 24
01.07. | 1
01.07. | 2
01.07. | 3
01.07. | 4
01.07. | 5
01.07. | 6
01.07. | 7
01.07. | 8
01.07. | 9
01.07. | 10
01.07. | 11
01.07. | 12
01.07. | 13
01.07. | 14
01.07. | 15
01.07. | 16
01.07. | 17
01.07. | 18
01.07. | 19
01.07. | 20
01.07. | 21
01.07. | 22
01.07. | 23
01.07. | 24
02.07. | 1
02.07. | 2
02.07. | 3
02.07. | 4
02.07. | 5
02.07. | 6
02.07. | 7
02.07. | 8
02.07. | 9
02.07. | 10
02.07. | 11
02.07. | 12
02.07. | 13
02.07. | 14
02.07. | 15
02.07. | 16
02.07. | 17
02.07. | 18
02.07. | 19
02.07. | 20
02.07. | 21
02.07. | 22
02.07. | 23
02.07. | 24
03.07. | 1
03.07. | 2
03.07. | 3
03.07. | 4
03.07. | 5
03.07. | 6
03.07. | 7
03.07. | 8
03.07. | 9
03.07. | 10
03.07. | 11
03.07. | 12
03.07. | 13
03.07. | 14
03.07. | 15
03.07. | 16
03.07. | 17
03.07. | 18
03.07. | 19
03.07. | 20
03.07. | 21
03.07. | 22
03.07. | 23
03.07. | 24
04.07. | 1
04.07. | 2
04.07. | 3
04.07. | 4
04.07. | 5
04.07. | 6
04.07. | 7
04.07. | 8
04.07. | 9
04.07. | 10
04.07. | 11
04.07. | 12
04.07. | 13
04.07. | 14
04.07. | 15
04.07. | 16
04.07. | 17
04.07. | 18
04.07. | 19
04.07. | 20
04.07. | 21
04.07. | 22
04.07. | 23
04.07. | 24
05.07. | 1
05.07. | 2
05.07. | 3
05.07. | 4
05.07. | 5
05.07. | 6
05.07. | 7
05.07. | 8
05.07. | 9
05.07. | 10
05.07. | 11
05.07. | 12
05.07. | 13
05.07. | 14
05.07. | 15
05.07. | 16
05.07. | 17
05.07. | 18
05.07. | 19
05.07. | 20
05.07. | 21
05.07. | 22
05.07. | 23
05.07. | 24
06.07. | 1
06.07. | 2
06.07. | 3
06.07. | 4
06.07. | 5
06.07. | 6
06.07. | 7
06.07. | 8
06.07. | 9
06.07. | 10
06.07. | 11
06.07. | 12
06.07. | 13
06.07. | 14
06.07. | 15
06.07. | 16
06.07. | 17
06.07. | 18
06.07. | 19
06.07. | 20
06.07. | 21
06.07. | 22
06.07. | 23
06.07. | 24
07.07. | 1
07.07. | 2
07.07. | 3
07.07. | 4
07.07. | 5
07.07. | 6
07.07. | 7
07.07. | 8
07.07. | 9
07.07. | 10
07.07. | 11
07.07. | 12
07.07. | 13
07.07. | 14
07.07. | 15
07.07. | 16
07.07. | 17
07.07. | 18
07.07. | 19
07.07. | 20
07.07. | 21
07.07. | 22
07.07. | 23
07.07. | 24
08.07. | 1
08.07. | 2
08.07. | 3
08.07. | 4
08.07. | 5
08.07. | 6
08.07. | 7
08.07. | 8
08.07. | 9
08.07. | 10
08.07. | 11
08.07. | 12
08.07. | 13
08.07. | 14
08.07. | 15
08.07. | 16
08.07. | 17
08.07. | 18
08.07. | 19
08.07. | 20
08.07. | 21
08.07. | 22
08.07. | 23
08.07. | 24
09.07. | 1
09.07. | 2
09.07. | 3
09.07. | 4
09.07. | 5
09.07. | 6
09.07. | 7
09.07. | 8
09.07. | 9
09.07. | 10
09.07. | 11
09.07. | 12
09.07. | 13
09.07. | 14
09.07. | 15
09.07. | 16
09.07. | 17
09.07. | 18
09.07. | 19
09.07. | 20
09.07. | 21
09.07. | 22
09.07. | 23
09.07. | 24
10.07. | 1
10.07. | 2
10.07. | 3
10.07. | 4
10.07. | 5
10.07. | 6
10.07. | 7
10.07. | 8
10.07. | 9
10.07. | 10
10.07. | 11
10.07. | 12
10.07. | 13
10.07. | 14
10.07. | 15
10.07. | 16
10.07. | 17
10.07. | 18
10.07. | 19
10.07. | 20
10.07. | 21
10.07. | 22
10.07. | 23
10.07. | 24
11.07. | 1
11.07. | 2
11.07. | 3
11.07. | 4
11.07. | 5
11.07. | 6
11.07. | 7
11.07. | 8
11.07. | 9
11.07. | 10
11.07. | 11
11.07. | 12
11.07. | 13
11.07. | 14
11.07. | 15
11.07. | 16
11.07. | 17
11.07. | 18
11.07. | 19
11.07. | 20
11.07. | 21
11.07. | 22
11.07. | 23
11.07. | 24
12.07. | 1
12.07. | 2
12.07. | 3
12.07. | 4
12.07. | 5
12.07. | 6
12.07. | 7
12.07. | 8
12.07. | 9
12.07. | 10
12.07. | 11
12.07. | 12
12.07. | 13
12.07. | 14
12.07. | 15
12.07. | 16
12.07. | 17
12.07. | 18
12.07. | 19
12.07. | 20
12.07. | 21
12.07. | 22
12.07. | 23
12.07. | 24
13.07. | 1
13.07. | 2
13.07. | 3
13.07. | 4
13.07. | 5
13.07. | 6
13.07. | 7
13.07. | 8
13.07. | 9
13.07. | 10
13.07. | 11
13.07. | 12
13.07. | 13
13.07. | 14
13.07. | 15
13.07. | 16
13.07. | 17
13.07. | 18
13.07. | 19
13.07. | 20
13.07. | 21
13.07. | 22
13.07. | 23
13.07. | 24
14.07. | 1
14.07. | 2
14.07. | 3
14.07. | 4
14.07. | 5
14.07. | 6
14.07. | 7
14.07. | 8
14.07. | 9
14.07. | 10
14.07. | 11
14.07. | 12
14.07. | 13
14.07. | 14
14.07. | 15
14.07. | 16
14.07. | 17
14.07. | 18
14.07. | 19
14.07. | 20
14.07. | 21
14.07. | 22
14.07. | 23
14.07. | 24
15.07. | 1
15.07. | 2
15.07. | 3
15.07. | 4
15.07. | 5
15.07. | 6
15.07. | 7
15.07. | 8
15.07. | 9
15.07. | 10
15.07. | 11
15.07. | 12
15.07. | 13
15.07. | 14
15.07. | 15
15.07. | 16
15.07. | 17
15.07. | 18
15.07. | 19
15.07. | 20
15.07. | 21
15.07. | 22
15.07. | 23
15.07. | 24
16.07. | 1
16.07. | 2
16.07. | 3
16.07. | 4
16.07. | 5
16.07. | 6
16.07. | 7
16.07. | 8
16.07. | 9
16.07. | 10
16.07. | 11
16.07. | 12
16.07. | 13
16.07. | 14
16.07. | 15
16.07. | 16
16.07. | 17
16.07. | 18
16.07. | 19
16.07. | 20
16.07. | 21
16.07. | 22
16.07. | 23
16.07. | 24
17.07. | 1
17.07. | 2
17.07. | 3
17.07. | 4
17.07. | 5
17.07. | 6
17.07. | 7
17.07. | 8
17.07. | 9
17.07. | 10
17.07. | 11
17.07. | 12
17.07. | 13
17.07. | 14
17.07. | 15
17.07. | 16
17.07. | 17
17.07. | 18
17.07. | 19
17.07. | 20
17.07. | 21
17.07. | 22
17.07. | 23
17.07. | 24
18.07. | 1
18.07. | 2
18.07. | 3
18.07. | 4
18.07. | 5
18.07. | 6
18.07. | 7
18.07. | 8
18.07. | 9
18.07. | 10
18.07. | 11
18.07. | 12
18.07. | 13
18.07. | 14
18.07. | 15
18.07. | 16
18.07. | 17
18.07. | 18
18.07. | 19
18.07. | 20
18.07. | 21
18.07. | 22
18.07. | 23
18.07. | 24
19.07. | 1
19.07. | 2
19.07. | 3
19.07. | 4
19.07. | 5
19.07. | 6
19.07. | 7
19.07. | 8
19.07. | 9
19.07. | 10
19.07. | 11
19.07. | 12
19.07. | 13
19.07. | 14
19.07. | 15
19.07. | 16
19.07. | 17
19.07. | 18
19.07. | 19
19.07. | 20
19.07. | 21
19.07. | 22
19.07. | 23
19.07. | 24
20.07. | 1
20.07. | 2
20.07. | 3
20.07. | 4
20.07. | 5
20.07. | 6
20.07. | 7
20.07. | 8
20.07. | 9
20.07. | 10
20.07. | 11
20.07. | 12
20.07. | 13
20.07. | 14
20.07. | 15
20.07. | 16
20.07. | 17
20.07. | 18
20.07. | 19
20.07. | 20
20.07. | 21
20.07. | 22
20.07. | 23
20.07. | 24
21.07. | 1
21.07. | 2
21.07. | 3
21.07. | 4
21.07. | 5
21.07. | 6
21.07. | 7
21.07. | 8
21.07. | 9
21.07. | 10
21.07. | 11
21.07. | 12
21.07. | 13
21.07. | 14
21.07. | 15
21.07. | 16
21.07. | 17
21.07. | 18
21.07. | 19
21.07. | 20
21.07. | 21
21.07. | 22
21.07. | 23
21.07. | 24
22.07. | 1
22.07. | 2
22.07. | 3
22.07. | 4
22.07. | 5
22.07. | 6
22.07. | 7
22.07. | 8
22.07. | 9
22.07. | 10
22.07. | 11
22.07. | 12
22.07. | 13
22.07. | 14
22.07. | 15
22.07. | 16
22.07. | 17
22.07. | 18
22.07. | 19
22.07. | 20
22.07. | 21
22.07. | 22
22.07. | 23
22.07. | 24
23.07. | 1
23.07. | 2
23.07. | 3
23.07. | 4
23.07. | 5
23.07. | 6
23.07. | 7
23.07. | 8
23.07. | 9
23.07. | 10
23.07. | 11
23.07. | 12
23.07. | 13
23.07. | 14
23.07. | 15
23.07. | 16
23.07. | 17
23.07. | 18
23.07. | 19
23.07. | 20
23.07. | 21
23.07. | 22
23.07. | 23
23.07. | 24
24.07. | 1
24.07. | 2
24.07. | 3
24.07. | 4
24.07. | 5
24.07. | 6
24.07. | 7
24.07. | 8
24.07. | 9
24.07. | 10
24.07. | 11
24.07. | 12
24.07. | 13
24.07. | 14
24.07. | 15
24.07. | 16
24.07. | 17
24.07. | 18
24.07. | 19
24.07. | 20
24.07. | 21
24.07. | 22
24.07. | 23
24.07. | 24
25.07. | 1
25.07. | 2
25.07. | 3
25.07. | 4
25.07. | 5
25.07. | 6
25.07. | 7
25.07. | 8
25.07. | 9
25.07. | 10
25.07. | 11
25.07. | 12
25.07. | 13
25.07. | 14
25.07. | 15
25.07. | 16
25.07. | 17
25.07. | 18
25.07. | 19
25.07. | 20
25.07. | 21
25.07. | 22
25.07. | 23
25.07. | 24
26.07. | 1
26.07. | 2
26.07. | 3
26.07. | 4
26.07. | 5
26.07. | 6
26.07. | 7
26.07. | 8
26.07. | 9
26.07. | 10
26.07. | 11
26.07. | 12
26.07. | 13
26.07. | 14
26.07. | 15
26.07. | 16
26.07. | 17
26.07. | 18
26.07. | 19
26.07. | 20
26.07. | 21
26.07. | 22
26.07. | 23
26.07. | 24
27.07. | 1
27.07. | 2
27.07. | 3
27.07. | 4
27.07. | 5
27.07. | 6
27.07. | 7
27.07. | 8
27.07. | 9
27.07. | 10
27.07. | 11
27.07. | 12
27.07. | 13
27.07. | 14
27.07. | 15
27.07. | 16
27.07. | 17
27.07. | 18
27.07. | 19
27.07. | 20
27.07. | 21
27.07. | 22
27.07. | 23
27.07. | 24
28.07. | 1
28.07. | 2
28.07. | 3
28.07. | 4
28.07. | 5
28.07. | 6
28.07. | 7
28.07. | 8
28.07. | 9
28.07. | 10
28.07. | 11
28.07. | 12
28.07. | 13
28.07. | 14
28.07. | 15
28.07. | 16
28.07. | 17
28.07. | 18
28.07. | 19
28.07. | 20
28.07. | 21
28.07. | 22
28.07. | 23
28.07. | 24
29.07. | 1
29.07. | 2
29.07. | 3
29.07. | 4
29.07. | 5
29.07. | 6
29.07. | 7
29.07. | 8
29.07. | 9
29.07. | 10
29.07. | 11
29.07. | 12
29.07. | 13
29.07. | 14
29.07. | 15
29.07. | 16
29.07. | 17
29.07. | 18
29.07. | 19
29.07. | 20
29.07. | 21
29.07. | 22
29.07. | 23
29.07. | 24
30.07. | 1
30.07. | 2
30.07. | 3
30.07. | 4
30.07. | 5
30.07. | 6
30.07. | 7
30.07. | 8
30.07. | 9
30.07. | 10
30.07. | 11
30.07. | 12
30.07. | 13
30.07. | 14
30.07. | 15
30.07. | 16
30.07. | 17
30.07. | 18
30.07. | 19
30.07. | 20
30.07. | 21
30.07. | 22
30.07. | 23
30.07. | 24
31.07. | 1
31.07. | 2
31.07. | 3
31.07. | 4
31.07. | 5
31.07. | 6
31.07. | 7
31.07. | 8
31.07. | 9
31.07. | 10
31.07. | 11
31.07. | 12
31.07. | 13
31.07. | 14
31.07. | 15
31.07. | 16
31.07. | 17
31.07. | 18
31.07. | 19
31.07. | 20
31.07. | 21
31.07. | 22
31.07. | 23
31.07. | 24
01.08. | 1
01.08. | 2
01.08. | 3
01.08. | 4
01.08. | 5
01.08. | 6
01.08. | 7
01.08. | 8
01.08. | 9
01.08. | 10
01.08. | 11
01.08. | 12
01.08. | 13
01.08. | 14
01.08. | 15
01.08. | 16
01.08. | 17
01.08. | 18
01.08. | 19
01.08. | 20
01.08. | 21
01.08. | 22
01.08. | 23
01.08. | 24
02.08. | 1
02.08. | 2
02.08. | 3
02.08. | 4
02.08. | 5
02.08. | 6
02.08. | 7
02.08. | 8
02.08. | 9
02.08. | 10
02.08. | 11
02.08. | 12
02.08. | 13
02.08. | 14
02.08. | 15
02.08. | 16
02.08. | 17
02.08. | 18
02.08. | 19
02.08. | 20
02.08. | 21
02.08. | 22
02.08. | 23
02.08. | 24
03.08. | 1
03.08. | 2
03.08. | 3
03.08. | 4
03.08. | 5
03.08. | 6
03.08. | 7
03.08. | 8
03.08. | 9
03.08. | 10
03.08. | 11
03.08. | 12
03.08. | 13
03.08. | 14
03.08. | 15
03.08. | 16
03.08. | 17
03.08. | 18
03.08. | 19
03.08. | 20
03.08. | 21
03.08. | 22
03.08. | 23
03.08. | 24
04.08. | 1
04.08. | 2
04.08. | 3
04.08. | 4
04.08. | 5
04.08. | 6
04.08. | 7
04.08. | 8
04.08. | 9
04.08. | 10
04.08. | 11
04.08. | 12
04.08. | 13
04.08. | 14
04.08. | 15
04.08. | 16
04.08. | 17
04.08. | 18
04.08. | 19
04.08. | 20
04.08. | 21
04.08. | 22
04.08. | 23
04.08. | 24
05.08. | 1
05.08. | 2
05.08. | 3
05.08. | 4
05.08. | 5
05.08. | 6
05.08. | 7
05.08. | 8
05.08. | 9
05.08. | 10
05.08. | 11
05.08. | 12
05.08. | 13
05.08. | 14
05.08. | 15
05.08. | 16
05.08. | 17
05.08. | 18
05.08. | 19
05.08. | 20
05.08. | 21
05.08. | 22
05.08. | 23
05.08. | 24
06.08. | 1
06.08. | 2
06.08. | 3
06.08. | 4
06.08. | 5
06.08. | 6
06.08. | 7
06.08. | 8
06.08. | 9
06.08. | 10
06.08. | 11
06.08. | 12
06.08. | 13
06.08. | 14
06.08. | 15
06.08. | 16
06.08. | 17
06.08. | 18
06.08. | 19
06.08. | 20
06.08. | 21
06.08. | 22
06.08. | 23
06.08. | 24
07.08. | 1
07.08. | 2
07.08. | 3
07.08. | 4
07.08. | 5
07.08. | 6
07.08. | 7
07.08. | 8
07.08. | 9
07.08. | 10
07.08. | 11
07.08. | 12
07.08. | 13
07.08. | 14
07.08. | 15
07.08. | 16
07.08. | 17
07.08. | 18
07.08. | 19
07.08. | 20
07.08. | 21
07.08. | 22
07.08. | 23
07.08. | 24
08.08. | 1
08.08. | 2
08.08. | 3
08.08. | 4
08.08. | 5
08.08. | 6
08.08. | 7
08.08. | 8
08.08. | 9
08.08. | 10
08.08. | 11
08.08. | 12
08.08. | 13
08.08. | 14
08.08. | 15
08.08. | 16
08.08. | 17
08.08. | 18
08.08. | 19
08.08. | 20
08.08. | 21
08.08. | 22
08.08. | 23
08.08. | 24
09.08. | 1
09.08. | 2
09.08. | 3
09.08. | 4
09.08. | 5
09.08. | 6
09.08. | 7
09.08. | 8
09.08. | 9
09.08. | 10
09.08. | 11
09.08. | 12
09.08. | 13
09.08. | 14
09.08. | 15
09.08. | 16
09.08. | 17
09.08. | 18
09.08. | 19
09.08. | 20
09.08. | 21
09.08. | 22
09.08. | 23
09.08. | 24
10.08. | 1
10.08. | 2
10.08. | 3
10.08. | 4
10.08. | 5
10.08. | 6
10.08. | 7
10.08. | 8
10.08. | 9
10.08. | 10
10.08. | 11
10.08. | 12
10.08. | 13
10.08. | 14
10.08. | 15
10.08. | 16
10.08. | 17
10.08. | 18
10.08. | 19
10.08. | 20
10.08. | 21
10.08. | 22
10.08. | 23
10.08. | 24
11.08. | 1
11.08. | 2
11.08. | 3
11.08. | 4
11.08. | 5
11.08. | 6
11.08. | 7
11.08. | 8
11.08. | 9
11.08. | 10
11.08. | 11
11.08. | 12
11.08. | 13
11.08. | 14
11.08. | 15
11.08. | 16
11.08. | 17
11.08. | 18
11.08. | 19
11.08. | 20
11.08. | 21
11.08. | 22
11.08. | 23
11.08. | 24
12.08. | 1
12.08. | 2
12.08. | 3
12.08. | 4
12.08. | 5
12.08. | 6
12.08. | 7
12.08. | 8
12.08. | 9
12.08. | 10
12.08. | 11
12.08. | 12
12.08. | 13
12.08. | 14
12.08. | 15
12.08. | 16
12.08. | 17
12.08. | 18
12.08. | 19
12.08. | 20
12.08. | 21
12.08. | 22
12.08. | 23
12.08. | 24
13.08. | 1
13.08. | 2
13.08. | 3
13.08. | 4
13.08. | 5
13.08. | 6
13.08. | 7
13.08. | 8
13.08. | 9
13.08. | 10
13.08. | 11
13.08. | 12
13.08. | 13
13.08. | 14
13.08. | 15
13.08. | 16
13.08. | 17
13.08. | 18
13.08. | 19
13.08. | 20
13.08. | 21
13.08. | 22
13.08. | 23
13.08. | 24
14.08. | 1
14.08. | 2
14.08. | 3
14.08. | 4
14.08. | 5
14.08. | 6
14.08. | 7
14.08. | 8
14.08. | 9
14.08. | 10
14.08. | 11
14.08. | 12
14.08. | 13
14.08. | 14
14.08. | 15
14.08. | 16
14.08. | 17
14.08. | 18
14.08. | 19
14.08. | 20
14.08. | 21
14.08. | 22
14.08. | 23
14.08. | 24
15.08. | 1
15.08. | 2
15.08. | 3
15.08. | 4
15.08. | 5
15.08. | 6
15.08. | 7
15.08. | 8
15.08. | 9
15.08. | 10
15.08. | 11
15.08. | 12
15.08. | 13
15.08. | 14
15.08. | 15
15.08. | 16
15.08. | 17
15.08. | 18
15.08. | 19
15.08. | 20
15.08. | 21
15.08. | 22
15.08. | 23
15.08. | 24
16.08. | 1
16.08. | 2
16.08. | 3
16.08. | 4
16.08. | 5
16.08. | 6
16.08. | 7
16.08. | 8
16.08. | 9
16.08. | 10
16.08. | 11
16.08. | 12
16.08. | 13
16.08. | 14
16.08. | 15
16.08. | 16
16.08. | 17
16.08. | 18
16.08. | 19
16.08. | 20
16.08. | 21
16.08. | 22
16.08. | 23
16.08. | 24
17.08. | 1
17.08. | 2
17.08. | 3
17.08. | 4
17.08. | 5
17.08. | 6
17.08. | 7
17.08. | 8
17.08. | 9
17.08. | 10
17.08. | 11
17.08. | 12
17.08. | 13
17.08. | 14
17.08. | 15
17.08. | 16
17.08. | 17
17.08. | 18
17.08. | 19
17.08. | 20
17.08. | 21
17.08. | 22
17.08. | 23
17.08. | 24
18.08. | 1
18.08. | 2
18.08. | 3
18.08. | 4
18.08. | 5
18.08. | 6
18.08. | 7
18.08. | 8
18.08. | 9
18.08. | 10
18.08. | 11
18.08. | 12
18.08. | 13
18.08. | 14
18.08. | 15
18.08. | 16
18.08. | 17
18.08. | 18
18.08. | 19
18.08. | 20
18.08. | 21
18.08. | 22
18.08. | 23
18.08. | 24
19.08. | 1
19.08. | 2
19.08. | 3
19.08. | 4
19.08. | 5
19.08. | 6
19.08. | 7
19.08. | 8
19.08. | 9
19.08. | 10
19.08. | 11
19.08. | 12
19.08. | 13
19.08. | 14
19.08. | 15
19.08. | 16
19.08. | 17
19.08. | 18
19.08. | 19
19.08. | 20
19.08. | 21
19.08. | 22
19.08. | 23
19.08. | 24
20.08. | 1
20.08. | 2
20.08. | 3
20.08. | 4
20.08. | 5
20.08. | 6
20.08. | 7
20.08. | 8
20.08. | 9
20.08. | 10
20.08. | 11
20.08. | 12
20.08. | 13
20.08. | 14
20.08. | 15
20.08. | 16
20.08. | 17
20.08. | 18
20.08. | 19
20.08. | 20
20.08. | 21
20.08. | 22
20.08. | 23
20.08. | 24
21.08. | 1
21.08. | 2
21.08. | 3
21.08. | 4
21.08. | 5
21.08. | 6
21.08. | 7
21.08. | 8
21.08. | 9
21.08. | 10
21.08. | 11
21.08. | 12
21.08. | 13
21.08. | 14
21.08. | 15
21.08. | 16
21.08. | 17
21.08. | 18
21.08. | 19
21.08. | 20
21.08. | 21
21.08. | 22
21.08. | 23
21.08. | 24
22.08. | 1
22.08. | 2
22.08. | 3
22.08. | 4
22.08. | 5
22.08. | 6
22.08. | 7
22.08. | 8
22.08. | 9
22.08. | 10
22.08. | 11
22.08. | 12
22.08. | 13
22.08. | 14
22.08. | 15
22.08. | 16
22.08. | 17
22.08. | 18
22.08. | 19
22.08. | 20
22.08. | 21
22.08. | 22
22.08. | 23
22.08. | 24
23.08. | 1
23.08. | 2
23.08. | 3
23.08. | 4
23.08. | 5
23.08. | 6
23.08. | 7
23.08. | 8
23.08. | 9
23.08. | 10
23.08. | 11
23.08. | 12
23.08. | 13
23.08. | 14
23.08. | 15
23.08. | 16
23.08. | 17
23.08. | 18
23.08. | 19
23.08. | 20
23.08. | 21
23.08. | 22
23.08. | 23
23.08. | 24
24.08. | 1
24.08. | 2
24.08. | 3
24.08. | 4
24.08. | 5
24.08. | 6
24.08. | 7
24.08. | 8
24.08. | 9
24.08. | 10
24.08. | 11
24.08. | 12
24.08. | 13
24.08. | 14
24.08. | 15
24.08. | 16
24.08. | 17
24.08. | 18
24.08. | 19
24.08. | 20
24.08. | 21
24.08. | 22
24.08. | 23
24.08. | 24
25.08. | 1
25.08. | 2
25.08. | 3
25.08. | 4
25.08. | 5
25.08. | 6
25.08. | 7
25.08. | 8
25.08. | 9
25.08. | 10
25.08. | 11
25.08. | 12
25.08. | 13
25.08. | 14
25.08. | 15
25.08. | 16
25.08. | 17
25.08. | 18
25.08. | 19
25.08. | 20
25.08. | 21
25.08. | 22
25.08. | 23
25.08. | 24
26.08. | 1
26.08. | 2
26.08. | 3
26.08. | 4
26.08. | 5
26.08. | 6
26.08. | 7
26.08. | 8
26.08. | 9
26.08. | 10
26.08. | 11
26.08. | 12
26.08. | 13
26.08. | 14
26.08. | 15
26.08. | 16
26.08. | 17
26.08. | 18
26.08. | 19
26.08. | 20
26.08. | 21
26.08. | 22
26.08. | 23
26.08. | 24
27.08. | 1
27.08. | 2
27.08. | 3
27.08. | 4
27.08. | 5
27.08. | 6
27.08. | 7
27.08. | 8
27.08. | 9
27.08. | 10
27.08. | 11
27.08. | 12
27.08. | 13
27.08. | 14
27.08. | 15
27.08. | 16
27.08. | 17
27.08. | 18
27.08. | 19
27.08. | 20
27.08. | 21
27.08. | 22
27.08. | 23
27.08. | 24
28.08. | 1
28.08. | 2
28.08. | 3
28.08. | 4
28.08. | 5
28.08. | 6
28.08. | 7
28.08. | 8
28.08. | 9
28.08. | 10
28.08. | 11
28.08. | 12
28.08. | 13
28.08. | 14
28.08. | 15
28.08. | 16
28.08. | 17
28.08. | 18
28.08. | 19
28.08. | 20
28.08. | 21
28.08. | 22
28.08. | 23
28.08. | 24
29.08. | 1
29.08. | 2
29.08. | 3
29.08. | 4
29.08. | 5
29.08. | 6
29.08. | 7
29.08. | 8
29.08. | 9
29.08. | 10
29.08. | 11
29.08. | 12
29.08. | 13
29.08. | 14
29.08. | 15
29.08. | 16
29.08. | 17
29.08. | 18
29.08. | 19
29.08. | 20
29.08. | 21
29.08. | 22
29.08. | 23
29.08. | 24
30.08. | 1
30.08. | 2
30.08. | 3
30.08. | 4
30.08. | 5
30.08. | 6
30.08. | 7
30.08. | 8
30.08. | 9
30.08. | 10
30.08. | 11
30.08. | 12
30.08. | 13
30.08. | 14
30.08. | 15
30.08. | 16
30.08. | 17
30.08. | 18
30.08. | 19
30.08. | 20
30.08. | 21
30.08. | 22
30.08. | 23
30.08. | 24
31.08. | 1
31.08. | 2
31.08. | 3
31.08. | 4
31.08. | 5
31.08. | 6
31.08. | 7
31.08. | 8
31.08. | 9
31.08. | 10
31.08. | 11
31.08. | 12
31.08. | 13
31.08. | 14
31.08. | 15
31.08. | 16
31.08. | 17
31.08. | 18
31.08. | 19
31.08. | 20
31.08. | 21
31.08. | 22
31.08. | 23
31.08. | 24
01.09. | 1
01.09. | 2
01.09. | 3
01.09. | 4
01.09. | 5
01.09. | 6
01.09. | 7
01.09. | 8
01.09. | 9
01.09. | 10
01.09. | 11
01.09. | 12
01.09. | 13
01.09. | 14
01.09. | 15
01.09. | 16
01.09. | 17
01.09. | 18
01.09. | 19
01.09. | 20
01.09. | 21
01.09. | 22
01.09. | 23
01.09. | 24
02.09. | 1
02.09. | 2
02.09. | 3
02.09. | 4
02.09. | 5
02.09. | 6
02.09. | 7
02.09. | 8
02.09. | 9
02.09. | 10
02.09. | 11
02.09. | 12
02.09. | 13
02.09. | 14
02.09. | 15
02.09. | 16
02.09. | 17
02.09. | 18
02.09. | 19
02.09. | 20
02.09. | 21
02.09. | 22
02.09. | 23
02.09. | 24
03.09. | 1
03.09. | 2
03.09. | 3
03.09. | 4
03.09. | 5
03.09. | 6
03.09. | 7
03.09. | 8
03.09. | 9
03.09. | 10
03.09. | 11
03.09. | 12
03.09. | 13
03.09. | 14
03.09. | 15
03.09. | 16
03.09. | 17
03.09. | 18
03.09. | 19
03.09. | 20
03.09. | 21
03.09. | 22
03.09. | 23
03.09. | 24
04.09. | 1
04.09. | 2
04.09. | 3
04.09. | 4
04.09. | 5
04.09. | 6
04.09. | 7
04.09. | 8
04.09. | 9
04.09. | 10
04.09. | 11
04.09. | 12
04.09. | 13
04.09. | 14
04.09. | 15
04.09. | 16
04.09. | 17
04.09. | 18
04.09. | 19
04.09. | 20
04.09. | 21
04.09. | 22
04.09. | 23
04.09. | 24
05.09. | 1
05.09. | 2
05.09. | 3
05.09. | 4
05.09. | 5
05.09. | 6
05.09. | 7
05.09. | 8
05.09. | 9
05.09. | 10
05.09. | 11
05.09. | 12
05.09. | 13
05.09. | 14
05.09. | 15
05.09. | 16
05.09. | 17
05.09. | 18
05.09. | 19
05.09. | 20
05.09. | 21
05.09. | 22
05.09. | 23
05.09. | 24
06.09. | 1
06.09. | 2
06.09. | 3
06.09. | 4
06.09. | 5
06.09. | 6
06.09. | 7
06.09. | 8
06.09. | 9
06.09. | 10
06.09. | 11
06.09. | 12
06.09. | 13
06.09. | 14
06.09. | 15
06.09. | 16
06.09. | 17
06.09. | 18
06.09. | 19
06.09. | 20
06.09. | 21
06.09. | 22
06.09. | 23
06.09. | 24
07.09. | 1
07.09. | 2
07.09. | 3
07.09. | 4
07.09. | 5
07.09. | 6
07.09. | 7
07.09. | 8
07.09. | 9
07.09. | 10
07.09. | 11
07.09. | 12
07.09. | 13
07.09. | 14
07.09. | 15
07.09. | 16
07.09. | 17
07.09. | 18
07.09. | 19
07.09. | 20
07.09. | 21
07.09. | 22
07.09. | 23
07.09. | 24
08.09. | 1
08.09. | 2
08.09. | 3
08.09. | 4
08.09. | 5
08.09. | 6
08.09. | 7
08.09. | 8
08.09. | 9
08.09. | 10
08.09. | 11
08.09. | 12
08.09. | 13
08.09. | 14
08.09. | 15
08.09. | 16
08.09. | 17
08.09. | 18
08.09. | 19
08.09. | 20
08.09. | 21
08.09. | 22
08.09. | 23
08.09. | 24
09.09. | 1
09.09. | 2
09.09. | 3
09.09. | 4
09.09. | 5
09.09. | 6
09.09. | 7
09.09. | 8
09.09. | 9
09.09. | 10
09.09. | 11
09.09. | 12
09.09. | 13
09.09. | 14
09.09. | 15
09.09. | 16
09.09. | 17
09.09. | 18
09.09. | 19
09.09. | 20
09.09. | 21
09.09. | 22
09.09. | 23
09.09. | 24
10.09. | 1
10.09. | 2
10.09. | 3
10.09. | 4
10.09. | 5
10.09. | 6
10.09. | 7
10.09. | 8
10.09. | 9
10.09. | 10
10.09. | 11
10.09. | 12
10.09. | 13
10.09. | 14
10.09. | 15
10.09. | 16
10.09. | 17
10.09. | 18
10.09. | 19
10.09. | 20
10.09. | 21
10.09. | 22
10.09. | 23
10.09. | 24
11.09. | 1
11.09. | 2
11.09. | 3
11.09. | 4
11.09. | 5
11.09. | 6
11.09. | 7
11.09. | 8
11.09. | 9
11.09. | 10
11.09. | 11
11.09. | 12
11.09. | 13
11.09. | 14
11.09. | 15
11.09. | 16
11.09. | 17
11.09. | 18
11.09. | 19
11.09. | 20
11.09. | 21
11.09. | 22
11.09. | 23
11.09. | 24
12.09. | 1
12.09. | 2
12.09. | 3
12.09. | 4
12.09. | 5
12.09. | 6
12.09. | 7
12.09. | 8
12.09. | 9
12.09. | 10
12.09. | 11
12.09. | 12
12.09. | 13
12.09. | 14
12.09. | 15
12.09. | 16
12.09. | 17
12.09. | 18
12.09. | 19
12.09. | 20
12.09. | 21
12.09. | 22
12.09. | 23
12.09. | 24
13.09. | 1
13.09. | 2
13.09. | 3
13.09. | 4
13.09. | 5
13.09. | 6
13.09. | 7
13.09. | 8
13.09. | 9
13.09. | 10
13.09. | 11
13.09. | 12
13.09. | 13
13.09. | 14
13.09. | 15
13.09. | 16
13.09. | 17
13.09. | 18
13.09. | 19
13.09. | 20
13.09. | 21
13.09. | 22
13.09. | 23
13.09. | 24
14.09. | 1
14.09. | 2
14.09. | 3
14.09. | 4
14.09. | 5
14.09. | 6
14.09. | 7
14.09. | 8
14.09. | 9
14.09. | 10
14.09. | 11
14.09. | 12
14.09. | 13
14.09. | 14
14.09. | 15
14.09. | 16
14.09. | 17
14.09. | 18
14.09. | 19
14.09. | 20
14.09. | 21
14.09. | 22
14.09. | 23
14.09. | 24
15.09. | 1
15.09. | 2
15.09. | 3
15.09. | 4
15.09. | 5
15.09. | 6
15.09. | 7
15.09. | 8
15.09. | 9
15.09. | 10
15.09. | 11
15.09. | 12
15.09. | 13
15.09. | 14
15.09. | 15
15.09. | 16
15.09. | 17
15.09. | 18
15.09. | 19
15.09. | 20
15.09. | 21
15.09. | 22
15.09. | 23
15.09. | 24
16.09. | 1
16.09. | 2
16.09. | 3
16.09. | 4
16.09. | 5
16.09. | 6
16.09. | 7
16.09. | 8
16.09. | 9
16.09. | 10
16.09. | 11
16.09. | 12
16.09. | 13
16.09. | 14
16.09. | 15
16.09. | 16
16.09. | 17
16.09. | 18
16.09. | 19
16.09. | 20
16.09. | 21
16.09. | 22
16.09. | 23
16.09. | 24
17.09. | 1
17.09. | 2
17.09. | 3
17.09. | 4
17.09. | 5
17.09. | 6
17.09. | 7
17.09. | 8
17.09. | 9
17.09. | 10
17.09. | 11
17.09. | 12
17.09. | 13
17.09. | 14
17.09. | 15
17.09. | 16
17.09. | 17
17.09. | 18
17.09. | 19
17.09. | 20
17.09. | 21
17.09. | 22
17.09. | 23
17.09. | 24
18.09. | 1
18.09. | 2
18.09. | 3
18.09. | 4
18.09. | 5
18.09. | 6
18.09. | 7
18.09. | 8
18.09. | 9
18.09. | 10
18.09. | 11
18.09. | 12
18.09. | 13
18.09. | 14
18.09. | 15
18.09. | 16
18.09. | 17
18.09. | 18
18.09. | 19
18.09. | 20
18.09. | 21
18.09. | 22
18.09. | 23
18.09. | 24
19.09. | 1
19.09. | 2
19.09. | 3
19.09. | 4
19.09. | 5
19.09. | 6
19.09. | 7
19.09. | 8
19.09. | 9
19.09. | 10
19.09. | 11
19.09. | 12
19.09. | 13
19.09. | 14
19.09. | 15
19.09. | 16
19.09. | 17
19.09. | 18
19.09. | 19
19.09. | 20
19.09. | 21
19.09. | 22
19.09. | 23
19.09. | 24
20.09. | 1
20.09. | 2
20.09. | 3
20.09. | 4
20.09. | 5
20.09. | 6
20.09. | 7
20.09. | 8
20.09. | 9
20.09. | 10
20.09. | 11
20.09. | 12
20.09. | 13
20.09. | 14
20.09. | 15
20.09. | 16
20.09. | 17
20.09. | 18
20.09. | 19
20.09. | 20
20.09. | 21
20.09. | 22
20.09. | 23
20.09. | 24
21.09. | 1
21.09. | 2
21.09. | 3
21.09. | 4
21.09. | 5
21.09. | 6
21.09. | 7
21.09. | 8
21.09. | 9
21.09. | 10
21.09. | 11
21.09. | 12
21.09. | 13
21.09. | 14
21.09. | 15
21.09. | 16
21.09. | 17
21.09. | 18
21.09. | 19
21.09. | 20
21.09. | 21
21.09. | 22
21.09. | 23
21.09. | 24
22.09. | 1
22.09. | 2
22.09. | 3
22.09. | 4
22.09. | 5
22.09. | 6
22.09. | 7
22.09. | 8
22.09. | 9
22.09. | 10
22.09. | 11
22.09. | 12
22.09. | 13
22.09. | 14
22.09. | 15
22.09. | 16
22.09. | 17
22.09. | 18
22.09. | 19
22.09. | 20
22.09. | 21
22.09. | 22
22.09. | 23
22.09. | 24
23.09. | 1
23.09. | 2
23.09. | 3
23.09. | 4
23.09. | 5
23.09. | 6
23.09. | 7
23.09. | 8
23.09. | 9
23.09. | 10
23.09. | 11
23.09. | 12
23.09. | 13
23.09. | 14
23.09. | 15
23.09. | 16
23.09. | 17
23.09. | 18
23.09. | 19
23.09. | 20
23.09. | 21
23.09. | 22
23.09. | 23
23.09. | 24
24.09. | 1
24.09. | 2
24.09. | 3
24.09. | 4
24.09. | 5
24.09. | 6
24.09. | 7
24.09. | 8
24.09. | 9
24.09. | 10
24.09. | 11
24.09. | 12
24.09. | 13
24.09. | 14
24.09. | 15
24.09. | 16
24.09. | 17
24.09. | 18
24.09. | 19
24.09. | 20
24.09. | 21
24.09. | 22
24.09. | 23
24.09. | 24
25.09. | 1
25.09. | 2
25.09. | 3
25.09. | 4
25.09. | 5
25.09. | 6
25.09. | 7
25.09. | 8
25.09. | 9
25.09. | 10
25.09. | 11
25.09. | 12
25.09. | 13
25.09. | 14
25.09. | 15
25.09. | 16
25.09. | 17
25.09. | 18
25.09. | 19
25.09. | 20
25.09. | 21
25.09. | 22
25.09. | 23
25.09. | 24
26.09. | 1
26.09. | 2
26.09. | 3
26.09. | 4
26.09. | 5
26.09. | 6
26.09. | 7
26.09. | 8
26.09. | 9
26.09. | 10
26.09. | 11
26.09. | 12
26.09. | 13
26.09. | 14
26.09. | 15
26.09. | 16
26.09. | 17
26.09. | 18
26.09. | 19
26.09. | 20
26.09. | 21
26.09. | 22
26.09. | 23
26.09. | 24
27.09. | 1
27.09. | 2
27.09. | 3
27.09. | 4
27.09. | 5
27.09. | 6
27.09. | 7
27.09. | 8
27.09. | 9
27.09. | 10
27.09. | 11
27.09. | 12
27.09. | 13
27.09. | 14
27.09. | 15
27.09. | 16
27.09. | 17
27.09. | 18
27.09. | 19
27.09. | 20
27.09. | 21
27.09. | 22
27.09. | 23
27.09. | 24
28.09. | 1
28.09. | 2
28.09. | 3
28.09. | 4
28.09. | 5
28.09. | 6
28.09. | 7
28.09. | 8
28.09. | 9
28.09. | 10
28.09. | 11
28.09. | 12
28.09. | 13
28.09. | 14
28.09. | 15
28.09. | 16
28.09. | 17
28.09. | 18
28.09. | 19
28.09. | 20
28.09. | 21
28.09. | 22
28.09. | 23
28.09. | 24
29.09. | 1
29.09. | 2
29.09. | 3
29.09. | 4
29.09. | 5
29.09. | 6
29.09. | 7
29.09. | 8
29.09. | 9
29.09. | 10
29.09. | 11
29.09. | 12
29.09. | 13
29.09. | 14
29.09. | 15
29.09. | 16
29.09. | 17
29.09. | 18
29.09. | 19
29.09. | 20
29.09. | 21
29.09. | 22
29.09. | 23
29.09. | 24
30.09. | 1
30.09. | 2
30.09. | 3
30.09. | 4
30.09. | 5
30.09. | 6
30.09. | 7
30.09. | 8
30.09. | 9
30.09. | 10
30.09. | 11
30.09. | 12
30.09. | 13
30.09. | 14
30.09. | 15
30.09. | 16
30.09. | 17
30.09. | 18
30.09. | 19
30.09. | 20
30.09. | 21
30.09. | 22
30.09. | 23
30.09. | 24
01.10. | 1
01.10. | 2
01.10. | 3
01.10. | 4
01.10. | 5
01.10. | 6
01.10. | 7
01.10. | 8
01.10. | 9
01.10. | 10
01.10. | 11
01.10. | 12
01.10. | 13
01.10. | 14
01.10. | 15
01.10. | 16
01.10. | 17
01.10. | 18
01.10. | 19
01.10. | 20
01.10. | 21
01.10. | 22
01.10. | 23
01.10. | 24
02.10. | 1
02.10. | 2
02.10. | 3
02.10. | 4
02.10. | 5
02.10. | 6
02.10. | 7
02.10. | 8
02.10. | 9
02.10. | 10
02.10. | 11
02.10. | 12
02.10. | 13
02.10. | 14
02.10. | 15
02.10. | 16
02.10. | 17
02.10. | 18
02.10. | 19
02.10. | 20
02.10. | 21
02.10. | 22
02.10. | 23
02.10. | 24
03.10. | 1
03.10. | 2
03.10. | 3
03.10. | 4
03.10. | 5
03.10. | 6
03.10. | 7
03.10. | 8
03.10. | 9
03.10. | 10
03.10. | 11
03.10. | 12
03.10. | 13
03.10. | 14
03.10. | 15
03.10. | 16
03.10. | 17
03.10. | 18
03.10. | 19
03.10. | 20
03.10. | 21
03.10. | 22
03.10. | 23
03.10. | 24
04.10. | 1
04.10. | 2
04.10. | 3
04.10. | 4
04.10. | 5
04.10. | 6
04.10. | 7
04.10. | 8
04.10. | 9
04.10. | 10
04.10. | 11
04.10. | 12
04.10. | 13
04.10. | 14
04.10. | 15
04.10. | 16
04.10. | 17
04.10. | 18
04.10. | 19
04.10. | 20
04.10. | 21
04.10. | 22
04.10. | 23
04.10. | 24
05.10. | 1
05.10. | 2
05.10. | 3
05.10. | 4
05.10. | 5
05.10. | 6
05.10. | 7
05.10. | 8
05.10. | 9
05.10. | 10
05.10. | 11
05.10. | 12
05.10. | 13
05.10. | 14
05.10. | 15
05.10. | 16
05.10. | 17
05.10. | 18
05.10. | 19
05.10. | 20
05.10. | 21
05.10. | 22
05.10. | 23
05.10. | 24
06.10. | 1
06.10. | 2
06.10. | 3
06.10. | 4
06.10. | 5
06.10. | 6
06.10. | 7
06.10. | 8
06.10. | 9
06.10. | 10
06.10. | 11
06.10. | 12
06.10. | 13
06.10. | 14
06.10. | 15
06.10. | 16
06.10. | 17
06.10. | 18
06.10. | 19
06.10. | 20
06.10. | 21
06.10. | 22
06.10. | 23
06.10. | 24
07.10. | 1
07.10. | 2
07.10. | 3
07.10. | 4
07.10. | 5
07.10. | 6
07.10. | 7
07.10. | 8
07.10. | 9
07.10. | 10
07.10. | 11
07.10. | 12
07.10. | 13
07.10. | 14
07.10. | 15
07.10. | 16
07.10. | 17
07.10. | 18
07.10. | 19
07.10. | 20
07.10. | 21
07.10. | 22
07.10. | 23
07.10. | 24
08.10. | 1
08.10. | 2
08.10. | 3
08.10. | 4
08.10. | 5
08.10. | 6
08.10. | 7
08.10. | 8
08.10. | 9
08.10. | 10
08.10. | 11
08.10. | 12
08.10. | 13
08.10. | 14
08.10. | 15
08.10. | 16
08.10. | 17
08.10. | 18
08.10. | 19
08.10. | 20
08.10. | 21
08.10. | 22
08.10. | 23
08.10. | 24
09.10. | 1
09.10. | 2
09.10. | 3
09.10. | 4
09.10. | 5
09.10. | 6
09.10. | 7
09.10. | 8
09.10. | 9
09.10. | 10
09.10. | 11
09.10. | 12
09.10. | 13
09.10. | 14
09.10. | 15
09.10. | 16
09.10. | 17
09.10. | 18
09.10. | 19
09.10. | 20
09.10. | 21
09.10. | 22
09.10. | 23
09.10. | 24
10.10. | 1
10.10. | 2
10.10. | 3
10.10. | 4
10.10. | 5
10.10. | 6
10.10. | 7
10.10. | 8
10.10. | 9
10.10. | 10
10.10. | 11
10.10. | 12
10.10. | 13
10.10. | 14
10.10. | 15
10.10. | 16
10.10. | 17
10.10. | 18
10.10. | 19
10.10. | 20
10.10. | 21
10.10. | 22
10.10. | 23
10.10. | 24
11.10. | 1
11.10. | 2
11.10. | 3
11.10. | 4
11.10. | 5
11.10. | 6
11.10. | 7
11.10. | 8
11.10. | 9
11.10. | 10
11.10. | 11
11.10. | 12
11.10. | 13
11.10. | 14
11.10. | 15
11.10. | 16
11.10. | 17
11.10. | 18
11.10. | 19
11.10. | 20
11.10. | 21
11.10. | 22
11.10. | 23
11.10. | 24
12.10. | 1
12.10. | 2
12.10. | 3
12.10. | 4
12.10. | 5
12.10. | 6
12.10. | 7
12.10. | 8
12.10. | 9
12.10. | 10
12.10. | 11
12.10. | 12
12.10. | 13
12.10. | 14
12.10. | 15
12.10. | 16
12.10. | 17
12.10. | 18
12.10. | 19
12.10. | 20
12.10. | 21
12.10. | 22
12.10. | 23
12.10. | 24
13.10. | 1
13.10. | 2
13.10. | 3
13.10. | 4
13.10. | 5
13.10. | 6
13.10. | 7
13.10. | 8
13.10. | 9
13.10. | 10
13.10. | 11
13.10. | 12
13.10. | 13
13.10. | 14
13.10. | 15
13.10. | 16
13.10. | 17
13.10. | 18
13.10. | 19
13.10. | 20
13.10. | 21
13.10. | 22
13.10. | 23
13.10. | 24
14.10. | 1
14.10. | 2
14.10. | 3
14.10. | 4
14.10. | 5
14.10. | 6
14.10. | 7
14.10. | 8
14.10. | 9
14.10. | 10
14.10. | 11
14.10. | 12
14.10. | 13
14.10. | 14
14.10. | 15
14.10. | 16
14.10. | 17
14.10. | 18
14.10. | 19
14.10. | 20
14.10. | 21
14.10. | 22
14.10. | 23
14.10. | 24
15.10. | 1
15.10. | 2
15.10. | 3
15.10. | 4
15.10. | 5
15.10. | 6
15.10. | 7
15.10. | 8
15.10. | 9
15.10. | 10
15.10. | 11
15.10. | 12
15.10. | 13
15.10. | 14
15.10. | 15
15.10. | 16
15.10. | 17
15.10. | 18
15.10. | 19
15.10. | 20
15.10. | 21
15.10. | 22
15.10. | 23
15.10. | 24
16.10. | 1
16.10. | 2
16.10. | 3
16.10. | 4
16.10. | 5
16.10. | 6
16.10. | 7
16.10. | 8
16.10. | 9
16.10. | 10
16.10. | 11
16.10. | 12
16.10. | 13
16.10. | 14
16.10. | 15
16.10. | 16
16.10. | 17
16.10. | 18
16.10. | 19
16.10. | 20
16.10. | 21
16.10. | 22
16.10. | 23
16.10. | 24
17.10. | 1
17.10. | 2
17.10. | 3
17.10. | 4
17.10. | 5
17.10. | 6
17.10. | 7
17.10. | 8
17.10. | 9
17.10. | 10
17.10. | 11
17.10. | 12
17.10. | 13
17.10. | 14
17.10. | 15
17.10. | 16
17.10. | 17
17.10. | 18
17.10. | 19
17.10. | 20
17.10. | 21
17.10. | 22
17.10. | 23
17.10. | 24
18.10. | 1
18.10. | 2
18.10. | 3
18.10. | 4
18.10. | 5
18.10. | 6
18.10. | 7
18.10. | 8
18.10. | 9
18.10. | 10
18.10. | 11
18.10. | 12
18.10. | 13
18.10. | 14
18.10. | 15
18.10. | 16
18.10. | 17
18.10. | 18
18.10. | 19
18.10. | 20
18.10. | 21
18.10. | 22
18.10. | 23
18.10. | 24
19.10. | 1
19.10. | 2
19.10. | 3
19.10. | 4
19.10. | 5
19.10. | 6
19.10. | 7
19.10. | 8
19.10. | 9
19.10. | 10
19.10. | 11
19.10. | 12
19.10. | 13
19.10. | 14
19.10. | 15
19.10. | 16
19.10. | 17
19.10. | 18
19.10. | 19
19.10. | 20
19.10. | 21
19.10. | 22
19.10. | 23
19.10. | 24
20.10. | 1
20.10. | 2
20.10. | 3
20.10. | 4
20.10. | 5
20.10. | 6
20.10. | 7
20.10. | 8
20.10. | 9
20.10. | 10
20.10. | 11
20.10. | 12
20.10. | 13
20.10. | 14
20.10. | 15
20.10. | 16
20.10. | 17
20.10. | 18
20.10. | 19
20.10. | 20
20.10. | 21
20.10. | 22
20.10. | 23
20.10. | 24
21.10. | 1
21.10. | 2
21.10. | 3
21.10. | 4
21.10. | 5
21.10. | 6
21.10. | 7
21.10. | 8
21.10. | 9
21.10. | 10
21.10. | 11
21.10. | 12
21.10. | 13
21.10. | 14
21.10. | 15
21.10. | 16
21.10. | 17
21.10. | 18
21.10. | 19
21.10. | 20
21.10. | 21
21.10. | 22
21.10. | 23
21.10. | 24
22.10. | 1
22.10. | 2
22.10. | 3
22.10. | 4
22.10. | 5
22.10. | 6
22.10. | 7
22.10. | 8
22.10. | 9
22.10. | 10
22.10. | 11
22.10. | 12
22.10. | 13
22.10. | 14
22.10. | 15
22.10. | 16
22.10. | 17
22.10. | 18
22.10. | 19
22.10. | 20
22.10. | 21
22.10. | 22
22.10. | 23
22.10. | 24
23.10. | 1
23.10. | 2
23.10. | 3
23.10. | 4
23.10. | 5
23.10. | 6
23.10. | 7
23.10. | 8
23.10. | 9
23.10. | 10
23.10. | 11
23.10. | 12
23.10. | 13
23.10. | 14
23.10. | 15
23.10. | 16
23.10. | 17
23.10. | 18
23.10. | 19
23.10. | 20
23.10. | 21
23.10. | 22
23.10. | 23
23.10. | 24
24.10. | 1
24.10. | 2
24.10. | 3
24.10. | 4
24.10. | 5
24.10. | 6
24.10. | 7
24.10. | 8
24.10. | 9
24.10. | 10
24.10. | 11
24.10. | 12
24.10. | 13
24.10. | 14
24.10. | 15
24.10. | 16
24.10. | 17
24.10. | 18
24.10. | 19
24.10. | 20
24.10. | 21
24.10. | 22
24.10. | 23
24.10. | 24
25.10. | 1
25.10. | 2
25.10. | 3
25.10. | 4
25.10. | 5
25.10. | 6
25.10. | 7
25.10. | 8
25.10. | 9
25.10. | 10
25.10. | 11
25.10. | 12
25.10. | 13
25.10. | 14
25.10. | 15
25.10. | 16
25.10. | 17
25.10. | 18
25.10. | 19
25.10. | 20
25.10. | 21
25.10. | 22
25.10. | 23
25.10. | 24
26.10. | 1
26.10. | 2
26.10. | 3
26.10. | 4
26.10. | 5
26.10. | 6
26.10. | 7
26.10. | 8
26.10. | 9
26.10. | 10
26.10. | 11
26.10. | 12
26.10. | 13
26.10. | 14
26.10. | 15
26.10. | 16
26.10. | 17
26.10. | 18
26.10. | 19
26.10. | 20
26.10. | 21
26.10. | 22
26.10. | 23
26.10. | 24
27.10. | 1
27.10. | 2
27.10. | 3
27.10. | 4
27.10. | 5
27.10. | 6
27.10. | 7
27.10. | 8
27.10. | 9
27.10. | 10
27.10. | 11
27.10. | 12
27.10. | 13
27.10. | 14
27.10. | 15
27.10. | 16
27.10. | 17
27.10. | 18
27.10. | 19
27.10. | 20
27.10. | 21
27.10. | 22
27.10. | 23
27.10. | 24
28.10. | 1
28.10. | 2
28.10. | 3
28.10. | 4
28.10. | 5
28.10. | 6
28.10. | 7
28.10. | 8
28.10. | 9
28.10. | 10
28.10. | 11
28.10. | 12
28.10. | 13
28.10. | 14
28.10. | 15
28.10. | 16
28.10. | 17
28.10. | 18
28.10. | 19
28.10. | 20
28.10. | 21
28.10. | 22
28.10. | 23
28.10. | 24
29.10. | 1
29.10. | 2
29.10. | 3
29.10. | 4
29.10. | 5
29.10. | 6
29.10. | 7
29.10. | 8
29.10. | 9
29.10. | 10
29.10. | 11
29.10. | 12
29.10. | 13
29.10. | 14
29.10. | 15
29.10. | 16
29.10. | 17
29.10. | 18
29.10. | 19
29.10. | 20
29.10. | 21
29.10. | 22
29.10. | 23
29.10. | 24
30.10. | 1
30.10. | 2
30.10. | 3
30.10. | 4
30.10. | 5
30.10. | 6
30.10. | 7
30.10. | 8
30.10. | 9
30.10. | 10
30.10. | 11
30.10. | 12
30.10. | 13
30.10. | 14
30.10. | 15
30.10. | 16
30.10. | 17
30.10. | 18
30.10. | 19
30.10. | 20
30.10. | 21
30.10. | 22
30.10. | 23
30.10. | 24
31.10. | 1
31.10. | 2
31.10. | 3
31.10. | 4
31.10. | 5
31.10. | 6
31.10. | 7
31.10. | 8
31.10. | 9
31.10. | 10
31.10. | 11
31.10. | 12
31.10. | 13
31.10. | 14
31.10. | 15
31.10. | 16
31.10. | 17
31.10. | 18
31.10. | 19
31.10. | 20
31.10. | 21
31.10. | 22
31.10. | 23
31.10. | 24
01.11. | 1
01.11. | 2
01.11. | 3
01.11. | 4
01.11. | 5
01.11. | 6
01.11. | 7
01.11. | 8
01.11. | 9
01.11. | 10
01.11. | 11
01.11. | 12
01.11. | 13
01.11. | 14
01.11. | 15
01.11. | 16
01.11. | 17
01.11. | 18
01.11. | 19
01.11. | 20
01.11. | 21
01.11. | 22
01.11. | 23
01.11. | 24
02.11. | 1
02.11. | 2
02.11. | 3
02.11. | 4
02.11. | 5
02.11. | 6
02.11. | 7
02.11. | 8
02.11. | 9
02.11. | 10
02.11. | 11
02.11. | 12
02.11. | 13
02.11. | 14
02.11. | 15
02.11. | 16
02.11. | 17
02.11. | 18
02.11. | 19
02.11. | 20
02.11. | 21
02.11. | 22
02.11. | 23
02.11. | 24
03.11. | 1
03.11. | 2
03.11. | 3
03.11. | 4
03.11. | 5
03.11. | 6
03.11. | 7
03.11. | 8
03.11. | 9
03.11. | 10
03.11. | 11
03.11. | 12
03.11. | 13
03.11. | 14
03.11. | 15
03.11. | 16
03.11. | 17
03.11. | 18
03.11. | 19
03.11. | 20
03.11. | 21
03.11. | 22
03.11. | 23
03.11. | 24
04.11. | 1
04.11. | 2
04.11. | 3
04.11. | 4
04.11. | 5
04.11. | 6
04.11. | 7
04.11. | 8
04.11. | 9
04.11. | 10
04.11. | 11
04.11. | 12
04.11. | 13
04.11. | 14
04.11. | 15
04.11. | 16
04.11. | 17
04.11. | 18
04.11. | 19
04.11. | 20
04.11. | 21
04.11. | 22
04.11. | 23
04.11. | 24
05.11. | 1
05.11. | 2
05.11. | 3
05.11. | 4
05.11. | 5
05.11. | 6
05.11. | 7
05.11. | 8
05.11. | 9
05.11. | 10
05.11. | 11
05.11. | 12
05.11. | 13
05.11. | 14
05.11. | 15
05.11. | 16
05.11. | 17
05.11. | 18
05.11. | 19
05.11. | 20
05.11. | 21
05.11. | 22
05.11. | 23
05.11. | 24
06.11. | 1
06.11. | 2
06.11. | 3
06.11. | 4
06.11. | 5
06.11. | 6
06.11. | 7
06.11. | 8
06.11. | 9
06.11. | 10
06.11. | 11
06.11. | 12
06.11. | 13
06.11. | 14
06.11. | 15
06.11. | 16
06.11. | 17
06.11. | 18
06.11. | 19
06.11. | 20
06.11. | 21
06.11. | 22
06.11. | 23
06.11. | 24
07.11. | 1
07.11. | 2
07.11. | 3
07.11. | 4
07.11. | 5
07.11. | 6
07.11. | 7
07.11. | 8
07.11. | 9
07.11. | 10
07.11. | 11
07.11. | 12
07.11. | 13
07.11. | 14
07.11. | 15
07.11. | 16
07.11. | 17
07.11. | 18
07.11. | 19
07.11. | 20
07.11. | 21
07.11. | 22
07.11. | 23
07.11. | 24
08.11. | 1
08.11. | 2
08.11. | 3
08.11. | 4
08.11. | 5
08.11. | 6
08.11. | 7
08.11. | 8
08.11. | 9
08.11. | 10
08.11. | 11
08.11. | 12
08.11. | 13
08.11. | 14
08.11. | 15
08.11. | 16
08.11. | 17
08.11. | 18
08.11. | 19
08.11. | 20
08.11. | 21
08.11. | 22
08.11. | 23
08.11. | 24
09.11. | 1
09.11. | 2
09.11. | 3
09.11. | 4
09.11. | 5
09.11. | 6
09.11. | 7
09.11. | 8
09.11. | 9
09.11. | 10
09.11. | 11
09.11. | 12
09.11. | 13
09.11. | 14
09.11. | 15
09.11. | 16
09.11. | 17
09.11. | 18
09.11. | 19
09.11. | 20
09.11. | 21
09.11. | 22
09.11. | 23
09.11. | 24
10.11. | 1
10.11. | 2
10.11. | 3
10.11. | 4
10.11. | 5
10.11. | 6
10.11. | 7
10.11. | 8
10.11. | 9
10.11. | 10
10.11. | 11
10.11. | 12
10.11. | 13
10.11. | 14
10.11. | 15
10.11. | 16
10.11. | 17
10.11. | 18
10.11. | 19
10.11. | 20
10.11. | 21
10.11. | 22
10.11. | 23
10.11. | 24
11.11. | 1
11.11. | 2
11.11. | 3
11.11. | 4
11.11. | 5
11.11. | 6
11.11. | 7
11.11. | 8
11.11. | 9
11.11. | 10
11.11. | 11
11.11. | 12
11.11. | 13
11.11. | 14
11.11. | 15
11.11. | 16
11.11. | 17
11.11. | 18
11.11. | 19
11.11. | 20
11.11. | 21
11.11. | 22
11.11. | 23
11.11. | 24
12.11. | 1
12.11. | 2
12.11. | 3
12.11. | 4
12.11. | 5
12.11. | 6
12.11. | 7
12.11. | 8
12.11. | 9
12.11. | 10
12.11. | 11
12.11. | 12
12.11. | 13
12.11. | 14
12.11. | 15
12.11. | 16
12.11. | 17
12.11. | 18
12.11. | 19
12.11. | 20
12.11. | 21
12.11. | 22
12.11. | 23
12.11. | 24
13.11. | 1
13.11. | 2
13.11. | 3
13.11. | 4
13.11. | 5
13.11. | 6
13.11. | 7
13.11. | 8
13.11. | 9
13.11. | 10
13.11. | 11
13.11. | 12
13.11. | 13
13.11. | 14
13.11. | 15
13.11. | 16
13.11. | 17
13.11. | 18
13.11. | 19
13.11. | 20
13.11. | 21
13.11. | 22
13.11. | 23
13.11. | 24
14.11. | 1
14.11. | 2
14.11. | 3
14.11. | 4
14.11. | 5
14.11. | 6
14.11. | 7
14.11. | 8
14.11. | 9
14.11. | 10
14.11. | 11
14.11. | 12
14.11. | 13
14.11. | 14
14.11. | 15
14.11. | 16
14.11. | 17
14.11. | 18
14.11. | 19
14.11. | 20
14.11. | 21
14.11. | 22
14.11. | 23
14.11. | 24
15.11. | 1
15.11. | 2
15.11. | 3
15.11. | 4
15.11. | 5
15.11. | 6
15.11. | 7
15.11. | 8
15.11. | 9
15.11. | 10
15.11. | 11
15.11. | 12
15.11. | 13
15.11. | 14
15.11. | 15
15.11. | 16
15.11. | 17
15.11. | 18
15.11. | 19
15.11. | 20
15.11. | 21
15.11. | 22
15.11. | 23
15.11. | 24
16.11. | 1
16.11. | 2
16.11. | 3
16.11. | 4
16.11. | 5
16.11. | 6
16.11. | 7
16.11. | 8
16.11. | 9
16.11. | 10
16.11. | 11
16.11. | 12
16.11. | 13
16.11. | 14
16.11. | 15
16.11. | 16
16.11. | 17
16.11. | 18
16.11. | 19
16.11. | 20
16.11. | 21
16.11. | 22
16.11. | 23
16.11. | 24
17.11. | 1
17.11. | 2
17.11. | 3
17.11. | 4
17.11. | 5
17.11. | 6
17.11. | 7
17.11. | 8
17.11. | 9
17.11. | 10
17.11. | 11
17.11. | 12
17.11. | 13
17.11. | 14
17.11. | 15
17.11. | 16
17.11. | 17
17.11. | 18
17.11. | 19
17.11. | 20
17.11. | 21
17.11. | 22
17.11. | 23
17.11. | 24
18.11. | 1
18.11. | 2
18.11. | 3
18.11. | 4
18.11. | 5
18.11. | 6
18.11. | 7
18.11. | 8
18.11. | 9
18.11. | 10
18.11. | 11
18.11. | 12
18.11. | 13
18.11. | 14
18.11. | 15
18.11. | 16
18.11. | 17
18.11. | 18
18.11. | 19
18.11. | 20
18.11. | 21
18.11. | 22
18.11. | 23
18.11. | 24
19.11. | 1
19.11. | 2
19.11. | 3
19.11. | 4
19.11. | 5
19.11. | 6
19.11. | 7
19.11. | 8
19.11. | 9
19.11. | 10
19.11. | 11
19.11. | 12
19.11. | 13
19.11. | 14
19.11. | 15
19.11. | 16
19.11. | 17
19.11. | 18
19.11. | 19
19.11. | 20
19.11. | 21
19.11. | 22
19.11. | 23
19.11. | 24
20.11. | 1
20.11. | 2
20.11. | 3
20.11. | 4
20.11. | 5
20.11. | 6
20.11. | 7
20.11. | 8
20.11. | 9
20.11. | 10
20.11. | 11
20.11. | 12
20.11. | 13
20.11. | 14
20.11. | 15
20.11. | 16
20.11. | 17
20.11. | 18
20.11. | 19
20.11. | 20
20.11. | 21
20.11. | 22
20.11. | 23
20.11. | 24
21.11. | 1
21.11. | 2
21.11. | 3
21.11. | 4
21.11. | 5
21.11. | 6
21.11. | 7
21.11. | 8
21.11. | 9
21.11. | 10
21.11. | 11
21.11. | 12
21.11. | 13
21.11. | 14
21.11. | 15
21.11. | 16
21.11. | 17
21.11. | 18
21.11. | 19
21.11. | 20
21.11. | 21
21.11. | 22
21.11. | 23
21.11. | 24
22.11. | 1
22.11. | 2
22.11. | 3
22.11. | 4
22.11. | 5
22.11. | 6
22.11. | 7
22.11. | 8
22.11. | 9
22.11. | 10
22.11. | 11
22.11. | 12
22.11. | 13
22.11. | 14
22.11. | 15
22.11. | 16
22.11. | 17
22.11. | 18
22.11. | 19
22.11. | 20
22.11. | 21
22.11. | 22
22.11. | 23
22.11. | 24
23.11. | 1
23.11. | 2
23.11. | 3
23.11. | 4
23.11. | 5
23.11. | 6
23.11. | 7
23.11. | 8
23.11. | 9
23.11. | 10
23.11. | 11
23.11. | 12
23.11. | 13
23.11. | 14
23.11. | 15
23.11. | 16
23.11. | 17
23.11. | 18
23.11. | 19
23.11. | 20
23.11. | 21
23.11. | 22
23.11. | 23
23.11. | 24
24.11. | 1
24.11. | 2
24.11. | 3
24.11. | 4
24.11. | 5
24.11. | 6
24.11. | 7
24.11. | 8
24.11. | 9
24.11. | 10
24.11. | 11
24.11. | 12
24.11. | 13
24.11. | 14
24.11. | 15
24.11. | 16
24.11. | 17
24.11. | 18
24.11. | 19
24.11. | 20
24.11. | 21
24.11. | 22
24.11. | 23
24.11. | 24
25.11. | 1
25.11. | 2
25.11. | 3
25.11. | 4
25.11. | 5
25.11. | 6
25.11. | 7
25.11. | 8
25.11. | 9
25.11. | 10
25.11. | 11
25.11. | 12
25.11. | 13
25.11. | 14
25.11. | 15
25.11. | 16
25.11. | 17
25.11. | 18
25.11. | 19
25.11. | 20
25.11. | 21
25.11. | 22
25.11. | 23
25.11. | 24
26.11. | 1
26.11. | 2
26.11. | 3
26.11. | 4
26.11. | 5
26.11. | 6
26.11. | 7
26.11. | 8
26.11. | 9
26.11. | 10
26.11. | 11
26.11. | 12
26.11. | 13
26.11. | 14
26.11. | 15
26.11. | 16
26.11. | 17
26.11. | 18
26.11. | 19
26.11. | 20
26.11. | 21
26.11. | 22
26.11. | 23
26.11. | 24
27.11. | 1
27.11. | 2
27.11. | 3
27.11. | 4
27.11. | 5
27.11. | 6
27.11. | 7
27.11. | 8
27.11. | 9
27.11. | 10
27.11. | 11
27.11. | 12
27.11. | 13
27.11. | 14
27.11. | 15
27.11. | 16
27.11. | 17
27.11. | 18
27.11. | 19
27.11. | 20
27.11. | 21
27.11. | 22
27.11. | 23
27.11. | 24
28.11. | 1
28.11. | 2
28.11. | 3
28.11. | 4
28.11. | 5
28.11. | 6
28.11. | 7
28.11. | 8
28.11. | 9
28.11. | 10
28.11. | 11
28.11. | 12
28.11. | 13
28.11. | 14
28.11. | 15
28.11. | 16
28.11. | 17
28.11. | 18
28.11. | 19
28.11. | 20
28.11. | 21
28.11. | 22
28.11. | 23
28.11. | 24
29.11. | 1
29.11. | 2
29.11. | 3
29.11. | 4
29.11. | 5
29.11. | 6
29.11. | 7
29.11. | 8
29.11. | 9
29.11. | 10
29.11. | 11
29.11. | 12
29.11. | 13
29.11. | 14
29.11. | 15
29.11. | 16
29.11. | 17
29.11. | 18
29.11. | 19
29.11. | 20
29.11. | 21
29.11. | 22
29.11. | 23
29.11. | 24
30.11. | 1
30.11. | 2
30.11. | 3
30.11. | 4
30.11. | 5
30.11. | 6
30.11. | 7
30.11. | 8
30.11. | 9
30.11. | 10
30.11. | 11
30.11. | 12
30.11. | 13
30.11. | 14
30.11. | 15
30.11. | 16
30.11. | 17
30.11. | 18
30.11. | 19
30.11. | 20
30.11. | 21
30.11. | 22
30.11. | 23
30.11. | 24
01.12. | 1
01.12. | 2
01.12. | 3
01.12. | 4
01.12. | 5
01.12. | 6
01.12. | 7
01.12. | 8
01.12. | 9
01.12. | 10
01.12. | 11
01.12. | 12
01.12. | 13
01.12. | 14
01.12. | 15
01.12. | 16
01.12. | 17
01.12. | 18
01.12. | 19
01.12. | 20
01.12. | 21
01.12. | 22
01.12. | 23
01.12. | 24
02.12. | 1
02.12. | 2
02.12. | 3
02.12. | 4
02.12. | 5
02.12. | 6
02.12. | 7
02.12. | 8
02.12. | 9
02.12. | 10
02.12. | 11
02.12. | 12
02.12. | 13
02.12. | 14
02.12. | 15
02.12. | 16
02.12. | 17
02.12. | 18
02.12. | 19
02.12. | 20
02.12. | 21
02.12. | 22
02.12. | 23
02.12. | 24
03.12. | 1
03.12. | 2
03.12. | 3
03.12. | 4
03.12. | 5
03.12. | 6
03.12. | 7
03.12. | 8
03.12. | 9
03.12. | 10
03.12. | 11
03.12. | 12
03.12. | 13
03.12. | 14
03.12. | 15
03.12. | 16
03.12. | 17
03.12. | 18
03.12. | 19
03.12. | 20
03.12. | 21
03.12. | 22
03.12. | 23
03.12. | 24
04.12. | 1
04.12. | 2
04.12. | 3
04.12. | 4
04.12. | 5
04.12. | 6
04.12. | 7
04.12. | 8
04.12. | 9
04.12. | 10
04.12. | 11
04.12. | 12
04.12. | 13
04.12. | 14
04.12. | 15
04.12. | 16
04.12. | 17
04.12. | 18
04.12. | 19
04.12. | 20
04.12. | 21
04.12. | 22
04.12. | 23
04.12. | 24
05.12. | 1
05.12. | 2
05.12. | 3
05.12. | 4
05.12. | 5
05.12. | 6
05.12. | 7
05.12. | 8
05.12. | 9
05.12. | 10
05.12. | 11
05.12. | 12
05.12. | 13
05.12. | 14
05.12. | 15
05.12. | 16
05.12. | 17
05.12. | 18
05.12. | 19
05.12. | 20
05.12. | 21
05.12. | 22
05.12. | 23
05.12. | 24
06.12. | 1
06.12. | 2
06.12. | 3
06.12. | 4
06.12. | 5
06.12. | 6
06.12. | 7
06.12. | 8
06.12. | 9
06.12. | 10
06.12. | 11
06.12. | 12
06.12. | 13
06.12. | 14
06.12. | 15
06.12. | 16
06.12. | 17
06.12. | 18
06.12. | 19
06.12. | 20
06.12. | 21
06.12. | 22
06.12. | 23
06.12. | 24
07.12. | 1
07.12. | 2
07.12. | 3
07.12. | 4
07.12. | 5
07.12. | 6
07.12. | 7
07.12. | 8
07.12. | 9
07.12. | 10
07.12. | 11
07.12. | 12
07.12. | 13
07.12. | 14
07.12. | 15
07.12. | 16
07.12. | 17
07.12. | 18
07.12. | 19
07.12. | 20
07.12. | 21
07.12. | 22
07.12. | 23
07.12. | 24
08.12. | 1
08.12. | 2
08.12. | 3
08.12. | 4
08.12. | 5
08.12. | 6
08.12. | 7
08.12. | 8
08.12. | 9
08.12. | 10
08.12. | 11
08.12. | 12
08.12. | 13
08.12. | 14
08.12. | 15
08.12. | 16
08.12. | 17
08.12. | 18
08.12. | 19
08.12. | 20
08.12. | 21
08.12. | 22
08.12. | 23
08.12. | 24
09.12. | 1
09.12. | 2
09.12. | 3
09.12. | 4
09.12. | 5
09.12. | 6
09.12. | 7
09.12. | 8
09.12. | 9
09.12. | 10
09.12. | 11
09.12. | 12
09.12. | 13
09.12. | 14
09.12. | 15
09.12. | 16
09.12. | 17
09.12. | 18
09.12. | 19
09.12. | 20
09.12. | 21
09.12. | 22
09.12. | 23
09.12. | 24
10.12. | 1
10.12. | 2
10.12. | 3
10.12. | 4
10.12. | 5
10.12. | 6
10.12. | 7
10.12. | 8
10.12. | 9
10.12. | 10
10.12. | 11
10.12. | 12
10.12. | 13
10.12. | 14
10.12. | 15
10.12. | 16
10.12. | 17
10.12. | 18
10.12. | 19
10.12. | 20
10.12. | 21
10.12. | 22
10.12. | 23
10.12. | 24
11.12. | 1
11.12. | 2
11.12. | 3
11.12. | 4
11.12. | 5
11.12. | 6
11.12. | 7
11.12. | 8
11.12. | 9
11.12. | 10
11.12. | 11
11.12. | 12
11.12. | 13
11.12. | 14
11.12. | 15
11.12. | 16
11.12. | 17
11.12. | 18
11.12. | 19
11.12. | 20
11.12. | 21
11.12. | 22
11.12. | 23
11.12. | 24
12.12. | 1
12.12. | 2
12.12. | 3
12.12. | 4
12.12. | 5
12.12. | 6
12.12. | 7
12.12. | 8
12.12. | 9
12.12. | 10
12.12. | 11
12.12. | 12
12.12. | 13
12.12. | 14
12.12. | 15
12.12. | 16
12.12. | 17
12.12. | 18
12.12. | 19
12.12. | 20
12.12. | 21
12.12. | 22
12.12. | 23
12.12. | 24
13.12. | 1
13.12. | 2
13.12. | 3
13.12. | 4
13.12. | 5
13.12. | 6
13.12. | 7
13.12. | 8
13.12. | 9
13.12. | 10
13.12. | 11
13.12. | 12
13.12. | 13
13.12. | 14
13.12. | 15
13.12. | 16
13.12. | 17
13.12. | 18
13.12. | 19
13.12. | 20
13.12. | 21
13.12. | 22
13.12. | 23
13.12. | 24
14.12. | 1
14.12. | 2
14.12. | 3
14.12. | 4
14.12. | 5
14.12. | 6
14.12. | 7
14.12. | 8
14.12. | 9
14.12. | 10
14.12. | 11
14.12. | 12
14.12. | 13
14.12. | 14
14.12. | 15
14.12. | 16
14.12. | 17
14.12. | 18
14.12. | 19
14.12. | 20
14.12. | 21
14.12. | 22
14.12. | 23
14.12. | 24
15.12. | 1
15.12. | 2
15.12. | 3
15.12. | 4
15.12. | 5
15.12. | 6
15.12. | 7
15.12. | 8
15.12. | 9
15.12. | 10
15.12. | 11
15.12. | 12
15.12. | 13
15.12. | 14
15.12. | 15
15.12. | 16
15.12. | 17
15.12. | 18
15.12. | 19
15.12. | 20
15.12. | 21
15.12. | 22
15.12. | 23
15.12. | 24
16.12. | 1
16.12. | 2
16.12. | 3
16.12. | 4
16.12. | 5
16.12. | 6
16.12. | 7
16.12. | 8
16.12. | 9
16.12. | 10
16.12. | 11
16.12. | 12
16.12. | 13
16.12. | 14
16.12. | 15
16.12. | 16
16.12. | 17
16.12. | 18
16.12. | 19
16.12. | 20
16.12. | 21
16.12. | 22
16.12. | 23
16.12. | 24
17.12. | 1
17.12. | 2
17.12. | 3
17.12. | 4
17.12. | 5
17.12. | 6
17.12. | 7
17.12. | 8
17.12. | 9
17.12. | 10
17.12. | 11
17.12. | 12
17.12. | 13
17.12. | 14
17.12. | 15
17.12. | 16
17.12. | 17
17.12. | 18
17.12. | 19
17.12. | 20
17.12. | 21
17.12. | 22
17.12. | 23
17.12. | 24
18.12. | 1
18.12. | 2
18.12. | 3
18.12. | 4
18.12. | 5
18.12. | 6
18.12. | 7
18.12. | 8
18.12. | 9
18.12. | 10
18.12. | 11
18.12. | 12
18.12. | 13
18.12. | 14
18.12. | 15
18.12. | 16
18.12. | 17
18.12. | 18
18.12. | 19
18.12. | 20
18.12. | 21
18.12. | 22
18.12. | 23
18.12. | 24
19.12. | 1
19.12. | 2
19.12. | 3
19.12. | 4
19.12. | 5
19.12. | 6
19.12. | 7
19.12. | 8
19.12. | 9
19.12. | 10
19.12. | 11
19.12. | 12
19.12. | 13
19.12. | 14
19.12. | 15
19.12. | 16
19.12. | 17
19.12. | 18
19.12. | 19
19.12. | 20
19.12. | 21
19.12. | 22
19.12. | 23
19.12. | 24
20.12. | 1
20.12. | 2
20.12. | 3
20.12. | 4
20.12. | 5
20.12. | 6
20.12. | 7
20.12. | 8
20.12. | 9
20.12. | 10
20.12. | 11
20.12. | 12
20.12. | 13
20.12. | 14
20.12. | 15
20.12. | 16
20.12. | 17
20.12. | 18
20.12. | 19
20.12. | 20
20.12. | 21
20.12. | 22
20.12. | 23
20.12. | 24
21.12. | 1
21.12. | 2
21.12. | 3
21.12. | 4
21.12. | 5
21.12. | 6
21.12. | 7
21.12. | 8
21.12. | 9
21.12. | 10
21.12. | 11
21.12. | 12
21.12. | 13
21.12. | 14
21.12. | 15
21.12. | 16
21.12. | 17
21.12. | 18
21.12. | 19
21.12. | 20
21.12. | 21
21.12. | 22
21.12. | 23
21.12. | 24
22.12. | 1
22.12. | 2
22.12. | 3
22.12. | 4
22.12. | 5
22.12. | 6
22.12. | 7
22.12. | 8
22.12. | 9
22.12. | 10
22.12. | 11
22.12. | 12
22.12. | 13
22.12. | 14
22.12. | 15
22.12. | 16
22.12. | 17
22.12. | 18
22.12. | 19
22.12. | 20
22.12. | 21
22.12. | 22
22.12. | 23
22.12. | 24
23.12. | 1
23.12. | 2
23.12. | 3
23.12. | 4
23.12. | 5
23.12. | 6
23.12. | 7
23.12. | 8
23.12. | 9
23.12. | 10
23.12. | 11
23.12. | 12
23.12. | 13
23.12. | 14
23.12. | 15
23.12. | 16
23.12. | 17
23.12. | 18
23.12. | 19
23.12. | 20
23.12. | 21
23.12. | 22
23.12. | 23
23.12. | 24
24.12. | 1
24.12. | 2
24.12. | 3
24.12. | 4
24.12. | 5
24.12. | 6
24.12. | 7
24.12. | 8
24.12. | 9
24.12. | 10
24.12. | 11
24.12. | 12
24.12. | 13
24.12. | 14
24.12. | 15
24.12. | 16
24.12. | 17
24.12. | 18
24.12. | 19
24.12. | 20
24.12. | 21
24.12. | 22
24.12. | 23
24.12. | 24
25.12. | 1
25.12. | 2
25.12. | 3
25.12. | 4
25.12. | 5
25.12. | 6
25.12. | 7
25.12. | 8
25.12. | 9
25.12. | 10
25.12. | 11
25.12. | 12
25.12. | 13
25.12. | 14
25.12. | 15
25.12. | 16
25.12. | 17
25.12. | 18
25.12. | 19
25.12. | 20
25.12. | 21
25.12. | 22
25.12. | 23
25.12. | 24
26.12. | 1
26.12. | 2
26.12. | 3
26.12. | 4
26.12. | 5
26.12. | 6
26.12. | 7
26.12. | 8
26.12. | 9
26.12. | 10
26.12. | 11
26.12. | 12
26.12. | 13
26.12. | 14
26.12. | 15
26.12. | 16
26.12. | 17
26.12. | 18
26.12. | 19
26.12. | 20
26.12. | 21
26.12. | 22
26.12. | 23
26.12. | 24
27.12. | 1
27.12. | 2
27.12. | 3
27.12. | 4
27.12. | 5
27.12. | 6
27.12. | 7
27.12. | 8
27.12. | 9
27.12. | 10
27.12. | 11
27.12. | 12
27.12. | 13
27.12. | 14
27.12. | 15
27.12. | 16
27.12. | 17
27.12. | 18
27.12. | 19
27.12. | 20
27.12. | 21
27.12. | 22
27.12. | 23
27.12. | 24
28.12. | 1
28.12. | 2
28.12. | 3
28.12. | 4
28.12. | 5
28.12. | 6
28.12. | 7
28.12. | 8
28.12. | 9
28.12. | 10
28.12. | 11
28.12. | 12
28.12. | 13
28.12. | 14
28.12. | 15
28.12. | 16
28.12. | 17
28.12. | 18
28.12. | 19
28.12. | 20
28.12. | 21
28.12. | 22
28.12. | 23
28.12. | 24
29.12. | 1
29.12. | 2
29.12. | 3
29.12. | 4
29.12. | 5
29.12. | 6
29.12. | 7
29.12. | 8
29.12. | 9
29.12. | 10
29.12. | 11
29.12. | 12
29.12. | 13
29.12. | 14
29.12. | 15
29.12. | 16
29.12. | 17
29.12. | 18
29.12. | 19
29.12. | 20
29.12. | 21
29.12. | 22
29.12. | 23
29.12. | 24
30.12. | 1
30.12. | 2
30.12. | 3
30.12. | 4
30.12. | 5
30.12. | 6
30.12. | 7
30.12. | 8
30.12. | 9
30.12. | 10
30.12. | 11
30.12. | 12
30.12. | 13
30.12. | 14
30.12. | 15
30.12. | 16
30.12. | 17
30.12. | 18
30.12. | 19
30.12. | 20
30.12. | 21
30.12. | 22
30.12. | 23
30.12. | 24
31.12. | 1
31.12. | 2
31.12. | 3
31.12. | 4
31.12. | 5
31.12. | 6
31.12. | 7
31.12. | 8
31.12. | 9
31.12. | 10
31.12. | 11
31.12. | 12
31.12. | 13
31.12. | 14
31.12. | 15
31.12. | 16
31.12. | 17
31.12. | 18
31.12. | 19
31.12. | 20
31.12. | 21
31.12. | 22
31.12. | 23
31.12. | 24

## Reserves
ENTSO-E Market Modelling Database: Reserves
Country:
Market Node: | PL00
Year:
Climate year
Scenario
Frequency Containment Reserves (FCR)
Total Market Node Requirement | [MW] | 0
FCR that need to be made available by thermal unit commitment (already net with generating capacities on Thermal sheet, not causing additional commitment on Thermal units apart from what highlighted in the unit-by-unit Thermal sheet) | [MW]
Provided by HYDRO - Reserve that should be procured by further constraining the 'Maximum generation' of either Reservoir either Pumped Storage | [MW] | 0
Reserve available from Demand (reduction of demand possible thanks to specific contract to cope with system imbalances; while DSR would work on the DA & ID,here it should be considered only interruptible contract activated to contain system frequency) | [MW] | 0
FCR that need to be made available by thermal unit commitment additional to the FCR allocations highlighted in the unit-by-unit Thermal sheet (this will be allocated additionally on Thermal units as provided FCR) | [MW] | 200
Frequency Restoration Reserves (FRR) - includind both automatic (aFRR) and manual (mFRR)
Total Market Node Requirement | [MW] | 1000
FRR that will be procured by thermal (unit commitment of thermal units able to provide FRR take IN REAL LIFE into account this requirements) | [MW] | 1000
Provided by HYDRO - Reserve that should be procured by further constraining the 'Maximum generation' of either Reservoir either Pumped Storage | [MW] | 0
Simplified modelling assumptions (to account reserve requirements on e.g. day ahead market as currently done for MAF)
Additional load (should be <= FCR + FRR needed from thermal) | [MW]
Provided by HYDRO - Reserve that should be procured by further constraining the 'Maximum generation' of Reservoir units | [MW]
Provided by HYDRO - Reserve that should be procured by further constraining the 'Maximum generation' of Pumped Storage Open Loop units | [MW]
Provided by HYDRO - Reserve that should be procured by further constraining the 'Maximum generation' of Pumped Storage Closed Loop units | [MW]

## DSR
ENTSO-E Market Modelling Database: DSR
Country:
Market Node: | PL00
Year:
Climate year
Scenario
| Demand Side Response | Price Band 1 | Price Band 2 | Price Band 3 | Price Band 4 | Price Band 5 | Price Band 6 | Price Band 7 | Price Band 8 | Price Band 9 | Price Band 10 | Price Band 11
Capacity
Units
Hours
Price
Climate year start
Climate year end
Date | Hour | Available Demand Response (MW) | Available Demand Response (MW) | Available Demand Response (MW) | Available Demand Response (MW) | Available Demand Response (MW) | Available Demand Response (MW) | Available Demand Response (MW) | Available Demand Response (MW) | Available Demand Response (MW) | Available Demand Response (MW) | N.B. use convention first January always Monday (2007 calendar year) --> see guidelines for further details
01.01. | 1
01.01. | 2
01.01. | 3
01.01. | 4
01.01. | 5
01.01. | 6
01.01. | 7
01.01. | 8
01.01. | 9
01.01. | 10
01.01. | 11
01.01. | 12
01.01. | 13
01.01. | 14
01.01. | 15
01.01. | 16
01.01. | 17
01.01. | 18
01.01. | 19
01.01. | 20
01.01. | 21
01.01. | 22
01.01. | 23
01.01. | 24
02.01. | 1
02.01. | 2
02.01. | 3
02.01. | 4
02.01. | 5
02.01. | 6
02.01. | 7
02.01. | 8
02.01. | 9
02.01. | 10
02.01. | 11
02.01. | 12
02.01. | 13
02.01. | 14
02.01. | 15
02.01. | 16
02.01. | 17
02.01. | 18
02.01. | 19
02.01. | 20
02.01. | 21
02.01. | 22
02.01. | 23
02.01. | 24
03.01. | 1
03.01. | 2
03.01. | 3
03.01. | 4
03.01. | 5
03.01. | 6
03.01. | 7
03.01. | 8
03.01. | 9
03.01. | 10
03.01. | 11
03.01. | 12
03.01. | 13
03.01. | 14
03.01. | 15
03.01. | 16
03.01. | 17
03.01. | 18
03.01. | 19
03.01. | 20
03.01. | 21
03.01. | 22
03.01. | 23
03.01. | 24
04.01. | 1
04.01. | 2
04.01. | 3
04.01. | 4
04.01. | 5
04.01. | 6
04.01. | 7
04.01. | 8
04.01. | 9
04.01. | 10
04.01. | 11
04.01. | 12
04.01. | 13
04.01. | 14
04.01. | 15
04.01. | 16
04.01. | 17
04.01. | 18
04.01. | 19
04.01. | 20
04.01. | 21
04.01. | 22
04.01. | 23
04.01. | 24
05.01. | 1
05.01. | 2
05.01. | 3
05.01. | 4
05.01. | 5
05.01. | 6
05.01. | 7
05.01. | 8
05.01. | 9
05.01. | 10
05.01. | 11
05.01. | 12
05.01. | 13
05.01. | 14
05.01. | 15
05.01. | 16
05.01. | 17
05.01. | 18
05.01. | 19
05.01. | 20
05.01. | 21
05.01. | 22
05.01. | 23
05.01. | 24
06.01. | 1
06.01. | 2
06.01. | 3
06.01. | 4
06.01. | 5
06.01. | 6
06.01. | 7
06.01. | 8
06.01. | 9
06.01. | 10
06.01. | 11
06.01. | 12
06.01. | 13
06.01. | 14
06.01. | 15
06.01. | 16
06.01. | 17
06.01. | 18
06.01. | 19
06.01. | 20
06.01. | 21
06.01. | 22
06.01. | 23
06.01. | 24
07.01. | 1
07.01. | 2
07.01. | 3
07.01. | 4
07.01. | 5
07.01. | 6
07.01. | 7
07.01. | 8
07.01. | 9
07.01. | 10
07.01. | 11
07.01. | 12
07.01. | 13
07.01. | 14
07.01. | 15
07.01. | 16
07.01. | 17
07.01. | 18
07.01. | 19
07.01. | 20
07.01. | 21
07.01. | 22
07.01. | 23
07.01. | 24
08.01. | 1
08.01. | 2
08.01. | 3
08.01. | 4
08.01. | 5
08.01. | 6
08.01. | 7
08.01. | 8
08.01. | 9
08.01. | 10
08.01. | 11
08.01. | 12
08.01. | 13
08.01. | 14
08.01. | 15
08.01. | 16
08.01. | 17
08.01. | 18
08.01. | 19
08.01. | 20
08.01. | 21
08.01. | 22
08.01. | 23
08.01. | 24
09.01. | 1
09.01. | 2
09.01. | 3
09.01. | 4
09.01. | 5
09.01. | 6
09.01. | 7
09.01. | 8
09.01. | 9
09.01. | 10
09.01. | 11
09.01. | 12
09.01. | 13
09.01. | 14
09.01. | 15
09.01. | 16
09.01. | 17
09.01. | 18
09.01. | 19
09.01. | 20
09.01. | 21
09.01. | 22
09.01. | 23
09.01. | 24
10.01. | 1
10.01. | 2
10.01. | 3
10.01. | 4
10.01. | 5
10.01. | 6
10.01. | 7
10.01. | 8
10.01. | 9
10.01. | 10
10.01. | 11
10.01. | 12
10.01. | 13
10.01. | 14
10.01. | 15
10.01. | 16
10.01. | 17
10.01. | 18
10.01. | 19
10.01. | 20
10.01. | 21
10.01. | 22
10.01. | 23
10.01. | 24
11.01. | 1
11.01. | 2
11.01. | 3
11.01. | 4
11.01. | 5
11.01. | 6
11.01. | 7
11.01. | 8
11.01. | 9
11.01. | 10
11.01. | 11
11.01. | 12
11.01. | 13
11.01. | 14
11.01. | 15
11.01. | 16
11.01. | 17
11.01. | 18
11.01. | 19
11.01. | 20
11.01. | 21
11.01. | 22
11.01. | 23
11.01. | 24
12.01. | 1
12.01. | 2
12.01. | 3
12.01. | 4
12.01. | 5
12.01. | 6
12.01. | 7
12.01. | 8
12.01. | 9
12.01. | 10
12.01. | 11
12.01. | 12
12.01. | 13
12.01. | 14
12.01. | 15
12.01. | 16
12.01. | 17
12.01. | 18
12.01. | 19
12.01. | 20
12.01. | 21
12.01. | 22
12.01. | 23
12.01. | 24
13.01. | 1
13.01. | 2
13.01. | 3
13.01. | 4
13.01. | 5
13.01. | 6
13.01. | 7
13.01. | 8
13.01. | 9
13.01. | 10
13.01. | 11
13.01. | 12
13.01. | 13
13.01. | 14
13.01. | 15
13.01. | 16
13.01. | 17
13.01. | 18
13.01. | 19
13.01. | 20
13.01. | 21
13.01. | 22
13.01. | 23
13.01. | 24
14.01. | 1
14.01. | 2
14.01. | 3
14.01. | 4
14.01. | 5
14.01. | 6
14.01. | 7
14.01. | 8
14.01. | 9
14.01. | 10
14.01. | 11
14.01. | 12
14.01. | 13
14.01. | 14
14.01. | 15
14.01. | 16
14.01. | 17
14.01. | 18
14.01. | 19
14.01. | 20
14.01. | 21
14.01. | 22
14.01. | 23
14.01. | 24
15.01. | 1
15.01. | 2
15.01. | 3
15.01. | 4
15.01. | 5
15.01. | 6
15.01. | 7
15.01. | 8
15.01. | 9
15.01. | 10
15.01. | 11
15.01. | 12
15.01. | 13
15.01. | 14
15.01. | 15
15.01. | 16
15.01. | 17
15.01. | 18
15.01. | 19
15.01. | 20
15.01. | 21
15.01. | 22
15.01. | 23
15.01. | 24
16.01. | 1
16.01. | 2
16.01. | 3
16.01. | 4
16.01. | 5
16.01. | 6
16.01. | 7
16.01. | 8
16.01. | 9
16.01. | 10
16.01. | 11
16.01. | 12
16.01. | 13
16.01. | 14
16.01. | 15
16.01. | 16
16.01. | 17
16.01. | 18
16.01. | 19
16.01. | 20
16.01. | 21
16.01. | 22
16.01. | 23
16.01. | 24
17.01. | 1
17.01. | 2
17.01. | 3
17.01. | 4
17.01. | 5
17.01. | 6
17.01. | 7
17.01. | 8
17.01. | 9
17.01. | 10
17.01. | 11
17.01. | 12
17.01. | 13
17.01. | 14
17.01. | 15
17.01. | 16
17.01. | 17
17.01. | 18
17.01. | 19
17.01. | 20
17.01. | 21
17.01. | 22
17.01. | 23
17.01. | 24
18.01. | 1
18.01. | 2
18.01. | 3
18.01. | 4
18.01. | 5
18.01. | 6
18.01. | 7
18.01. | 8
18.01. | 9
18.01. | 10
18.01. | 11
18.01. | 12
18.01. | 13
18.01. | 14
18.01. | 15
18.01. | 16
18.01. | 17
18.01. | 18
18.01. | 19
18.01. | 20
18.01. | 21
18.01. | 22
18.01. | 23
18.01. | 24
19.01. | 1
19.01. | 2
19.01. | 3
19.01. | 4
19.01. | 5
19.01. | 6
19.01. | 7
19.01. | 8
19.01. | 9
19.01. | 10
19.01. | 11
19.01. | 12
19.01. | 13
19.01. | 14
19.01. | 15
19.01. | 16
19.01. | 17
19.01. | 18
19.01. | 19
19.01. | 20
19.01. | 21
19.01. | 22
19.01. | 23
19.01. | 24
20.01. | 1
20.01. | 2
20.01. | 3
20.01. | 4
20.01. | 5
20.01. | 6
20.01. | 7
20.01. | 8
20.01. | 9
20.01. | 10
20.01. | 11
20.01. | 12
20.01. | 13
20.01. | 14
20.01. | 15
20.01. | 16
20.01. | 17
20.01. | 18
20.01. | 19
20.01. | 20
20.01. | 21
20.01. | 22
20.01. | 23
20.01. | 24
21.01. | 1
21.01. | 2
21.01. | 3
21.01. | 4
21.01. | 5
21.01. | 6
21.01. | 7
21.01. | 8
21.01. | 9
21.01. | 10
21.01. | 11
21.01. | 12
21.01. | 13
21.01. | 14
21.01. | 15
21.01. | 16
21.01. | 17
21.01. | 18
21.01. | 19
21.01. | 20
21.01. | 21
21.01. | 22
21.01. | 23
21.01. | 24
22.01. | 1
22.01. | 2
22.01. | 3
22.01. | 4
22.01. | 5
22.01. | 6
22.01. | 7
22.01. | 8
22.01. | 9
22.01. | 10
22.01. | 11
22.01. | 12
22.01. | 13
22.01. | 14
22.01. | 15
22.01. | 16
22.01. | 17
22.01. | 18
22.01. | 19
22.01. | 20
22.01. | 21
22.01. | 22
22.01. | 23
22.01. | 24
23.01. | 1
23.01. | 2
23.01. | 3
23.01. | 4
23.01. | 5
23.01. | 6
23.01. | 7
23.01. | 8
23.01. | 9
23.01. | 10
23.01. | 11
23.01. | 12
23.01. | 13
23.01. | 14
23.01. | 15
23.01. | 16
23.01. | 17
23.01. | 18
23.01. | 19
23.01. | 20
23.01. | 21
23.01. | 22
23.01. | 23
23.01. | 24
24.01. | 1
24.01. | 2
24.01. | 3
24.01. | 4
24.01. | 5
24.01. | 6
24.01. | 7
24.01. | 8
24.01. | 9
24.01. | 10
24.01. | 11
24.01. | 12
24.01. | 13
24.01. | 14
24.01. | 15
24.01. | 16
24.01. | 17
24.01. | 18
24.01. | 19
24.01. | 20
24.01. | 21
24.01. | 22
24.01. | 23
24.01. | 24
25.01. | 1
25.01. | 2
25.01. | 3
25.01. | 4
25.01. | 5
25.01. | 6
25.01. | 7
25.01. | 8
25.01. | 9
25.01. | 10
25.01. | 11
25.01. | 12
25.01. | 13
25.01. | 14
25.01. | 15
25.01. | 16
25.01. | 17
25.01. | 18
25.01. | 19
25.01. | 20
25.01. | 21
25.01. | 22
25.01. | 23
25.01. | 24
26.01. | 1
26.01. | 2
26.01. | 3
26.01. | 4
26.01. | 5
26.01. | 6
26.01. | 7
26.01. | 8
26.01. | 9
26.01. | 10
26.01. | 11
26.01. | 12
26.01. | 13
26.01. | 14
26.01. | 15
26.01. | 16
26.01. | 17
26.01. | 18
26.01. | 19
26.01. | 20
26.01. | 21
26.01. | 22
26.01. | 23
26.01. | 24
27.01. | 1
27.01. | 2
27.01. | 3
27.01. | 4
27.01. | 5
27.01. | 6
27.01. | 7
27.01. | 8
27.01. | 9
27.01. | 10
27.01. | 11
27.01. | 12
27.01. | 13
27.01. | 14
27.01. | 15
27.01. | 16
27.01. | 17
27.01. | 18
27.01. | 19
27.01. | 20
27.01. | 21
27.01. | 22
27.01. | 23
27.01. | 24
28.01. | 1
28.01. | 2
28.01. | 3
28.01. | 4
28.01. | 5
28.01. | 6
28.01. | 7
28.01. | 8
28.01. | 9
28.01. | 10
28.01. | 11
28.01. | 12
28.01. | 13
28.01. | 14
28.01. | 15
28.01. | 16
28.01. | 17
28.01. | 18
28.01. | 19
28.01. | 20
28.01. | 21
28.01. | 22
28.01. | 23
28.01. | 24
29.01. | 1
29.01. | 2
29.01. | 3
29.01. | 4
29.01. | 5
29.01. | 6
29.01. | 7
29.01. | 8
29.01. | 9
29.01. | 10
29.01. | 11
29.01. | 12
29.01. | 13
29.01. | 14
29.01. | 15
29.01. | 16
29.01. | 17
29.01. | 18
29.01. | 19
29.01. | 20
29.01. | 21
29.01. | 22
29.01. | 23
29.01. | 24
30.01. | 1
30.01. | 2
30.01. | 3
30.01. | 4
30.01. | 5
30.01. | 6
30.01. | 7
30.01. | 8
30.01. | 9
30.01. | 10
30.01. | 11
30.01. | 12
30.01. | 13
30.01. | 14
30.01. | 15
30.01. | 16
30.01. | 17
30.01. | 18
30.01. | 19
30.01. | 20
30.01. | 21
30.01. | 22
30.01. | 23
30.01. | 24
31.01. | 1
31.01. | 2
31.01. | 3
31.01. | 4
31.01. | 5
31.01. | 6
31.01. | 7
31.01. | 8
31.01. | 9
31.01. | 10
31.01. | 11
31.01. | 12
31.01. | 13
31.01. | 14
31.01. | 15
31.01. | 16
31.01. | 17
31.01. | 18
31.01. | 19
31.01. | 20
31.01. | 21
31.01. | 22
31.01. | 23
31.01. | 24
01.02. | 1
01.02. | 2
01.02. | 3
01.02. | 4
01.02. | 5
01.02. | 6
01.02. | 7
01.02. | 8
01.02. | 9
01.02. | 10
01.02. | 11
01.02. | 12
01.02. | 13
01.02. | 14
01.02. | 15
01.02. | 16
01.02. | 17
01.02. | 18
01.02. | 19
01.02. | 20
01.02. | 21
01.02. | 22
01.02. | 23
01.02. | 24
02.02. | 1
02.02. | 2
02.02. | 3
02.02. | 4
02.02. | 5
02.02. | 6
02.02. | 7
02.02. | 8
02.02. | 9
02.02. | 10
02.02. | 11
02.02. | 12
02.02. | 13
02.02. | 14
02.02. | 15
02.02. | 16
02.02. | 17
02.02. | 18
02.02. | 19
02.02. | 20
02.02. | 21
02.02. | 22
02.02. | 23
02.02. | 24
03.02. | 1
03.02. | 2
03.02. | 3
03.02. | 4
03.02. | 5
03.02. | 6
03.02. | 7
03.02. | 8
03.02. | 9
03.02. | 10
03.02. | 11
03.02. | 12
03.02. | 13
03.02. | 14
03.02. | 15
03.02. | 16
03.02. | 17
03.02. | 18
03.02. | 19
03.02. | 20
03.02. | 21
03.02. | 22
03.02. | 23
03.02. | 24
04.02. | 1
04.02. | 2
04.02. | 3
04.02. | 4
04.02. | 5
04.02. | 6
04.02. | 7
04.02. | 8
04.02. | 9
04.02. | 10
04.02. | 11
04.02. | 12
04.02. | 13
04.02. | 14
04.02. | 15
04.02. | 16
04.02. | 17
04.02. | 18
04.02. | 19
04.02. | 20
04.02. | 21
04.02. | 22
04.02. | 23
04.02. | 24
05.02. | 1
05.02. | 2
05.02. | 3
05.02. | 4
05.02. | 5
05.02. | 6
05.02. | 7
05.02. | 8
05.02. | 9
05.02. | 10
05.02. | 11
05.02. | 12
05.02. | 13
05.02. | 14
05.02. | 15
05.02. | 16
05.02. | 17
05.02. | 18
05.02. | 19
05.02. | 20
05.02. | 21
05.02. | 22
05.02. | 23
05.02. | 24
06.02. | 1
06.02. | 2
06.02. | 3
06.02. | 4
06.02. | 5
06.02. | 6
06.02. | 7
06.02. | 8
06.02. | 9
06.02. | 10
06.02. | 11
06.02. | 12
06.02. | 13
06.02. | 14
06.02. | 15
06.02. | 16
06.02. | 17
06.02. | 18
06.02. | 19
06.02. | 20
06.02. | 21
06.02. | 22
06.02. | 23
06.02. | 24
07.02. | 1
07.02. | 2
07.02. | 3
07.02. | 4
07.02. | 5
07.02. | 6
07.02. | 7
07.02. | 8
07.02. | 9
07.02. | 10
07.02. | 11
07.02. | 12
07.02. | 13
07.02. | 14
07.02. | 15
07.02. | 16
07.02. | 17
07.02. | 18
07.02. | 19
07.02. | 20
07.02. | 21
07.02. | 22
07.02. | 23
07.02. | 24
08.02. | 1
08.02. | 2
08.02. | 3
08.02. | 4
08.02. | 5
08.02. | 6
08.02. | 7
08.02. | 8
08.02. | 9
08.02. | 10
08.02. | 11
08.02. | 12
08.02. | 13
08.02. | 14
08.02. | 15
08.02. | 16
08.02. | 17
08.02. | 18
08.02. | 19
08.02. | 20
08.02. | 21
08.02. | 22
08.02. | 23
08.02. | 24
09.02. | 1
09.02. | 2
09.02. | 3
09.02. | 4
09.02. | 5
09.02. | 6
09.02. | 7
09.02. | 8
09.02. | 9
09.02. | 10
09.02. | 11
09.02. | 12
09.02. | 13
09.02. | 14
09.02. | 15
09.02. | 16
09.02. | 17
09.02. | 18
09.02. | 19
09.02. | 20
09.02. | 21
09.02. | 22
09.02. | 23
09.02. | 24
10.02. | 1
10.02. | 2
10.02. | 3
10.02. | 4
10.02. | 5
10.02. | 6
10.02. | 7
10.02. | 8
10.02. | 9
10.02. | 10
10.02. | 11
10.02. | 12
10.02. | 13
10.02. | 14
10.02. | 15
10.02. | 16
10.02. | 17
10.02. | 18
10.02. | 19
10.02. | 20
10.02. | 21
10.02. | 22
10.02. | 23
10.02. | 24
11.02. | 1
11.02. | 2
11.02. | 3
11.02. | 4
11.02. | 5
11.02. | 6
11.02. | 7
11.02. | 8
11.02. | 9
11.02. | 10
11.02. | 11
11.02. | 12
11.02. | 13
11.02. | 14
11.02. | 15
11.02. | 16
11.02. | 17
11.02. | 18
11.02. | 19
11.02. | 20
11.02. | 21
11.02. | 22
11.02. | 23
11.02. | 24
12.02. | 1
12.02. | 2
12.02. | 3
12.02. | 4
12.02. | 5
12.02. | 6
12.02. | 7
12.02. | 8
12.02. | 9
12.02. | 10
12.02. | 11
12.02. | 12
12.02. | 13
12.02. | 14
12.02. | 15
12.02. | 16
12.02. | 17
12.02. | 18
12.02. | 19
12.02. | 20
12.02. | 21
12.02. | 22
12.02. | 23
12.02. | 24
13.02. | 1
13.02. | 2
13.02. | 3
13.02. | 4
13.02. | 5
13.02. | 6
13.02. | 7
13.02. | 8
13.02. | 9
13.02. | 10
13.02. | 11
13.02. | 12
13.02. | 13
13.02. | 14
13.02. | 15
13.02. | 16
13.02. | 17
13.02. | 18
13.02. | 19
13.02. | 20
13.02. | 21
13.02. | 22
13.02. | 23
13.02. | 24
14.02. | 1
14.02. | 2
14.02. | 3
14.02. | 4
14.02. | 5
14.02. | 6
14.02. | 7
14.02. | 8
14.02. | 9
14.02. | 10
14.02. | 11
14.02. | 12
14.02. | 13
14.02. | 14
14.02. | 15
14.02. | 16
14.02. | 17
14.02. | 18
14.02. | 19
14.02. | 20
14.02. | 21
14.02. | 22
14.02. | 23
14.02. | 24
15.02. | 1
15.02. | 2
15.02. | 3
15.02. | 4
15.02. | 5
15.02. | 6
15.02. | 7
15.02. | 8
15.02. | 9
15.02. | 10
15.02. | 11
15.02. | 12
15.02. | 13
15.02. | 14
15.02. | 15
15.02. | 16
15.02. | 17
15.02. | 18
15.02. | 19
15.02. | 20
15.02. | 21
15.02. | 22
15.02. | 23
15.02. | 24
16.02. | 1
16.02. | 2
16.02. | 3
16.02. | 4
16.02. | 5
16.02. | 6
16.02. | 7
16.02. | 8
16.02. | 9
16.02. | 10
16.02. | 11
16.02. | 12
16.02. | 13
16.02. | 14
16.02. | 15
16.02. | 16
16.02. | 17
16.02. | 18
16.02. | 19
16.02. | 20
16.02. | 21
16.02. | 22
16.02. | 23
16.02. | 24
17.02. | 1
17.02. | 2
17.02. | 3
17.02. | 4
17.02. | 5
17.02. | 6
17.02. | 7
17.02. | 8
17.02. | 9
17.02. | 10
17.02. | 11
17.02. | 12
17.02. | 13
17.02. | 14
17.02. | 15
17.02. | 16
17.02. | 17
17.02. | 18
17.02. | 19
17.02. | 20
17.02. | 21
17.02. | 22
17.02. | 23
17.02. | 24
18.02. | 1
18.02. | 2
18.02. | 3
18.02. | 4
18.02. | 5
18.02. | 6
18.02. | 7
18.02. | 8
18.02. | 9
18.02. | 10
18.02. | 11
18.02. | 12
18.02. | 13
18.02. | 14
18.02. | 15
18.02. | 16
18.02. | 17
18.02. | 18
18.02. | 19
18.02. | 20
18.02. | 21
18.02. | 22
18.02. | 23
18.02. | 24
19.02. | 1
19.02. | 2
19.02. | 3
19.02. | 4
19.02. | 5
19.02. | 6
19.02. | 7
19.02. | 8
19.02. | 9
19.02. | 10
19.02. | 11
19.02. | 12
19.02. | 13
19.02. | 14
19.02. | 15
19.02. | 16
19.02. | 17
19.02. | 18
19.02. | 19
19.02. | 20
19.02. | 21
19.02. | 22
19.02. | 23
19.02. | 24
20.02. | 1
20.02. | 2
20.02. | 3
20.02. | 4
20.02. | 5
20.02. | 6
20.02. | 7
20.02. | 8
20.02. | 9
20.02. | 10
20.02. | 11
20.02. | 12
20.02. | 13
20.02. | 14
20.02. | 15
20.02. | 16
20.02. | 17
20.02. | 18
20.02. | 19
20.02. | 20
20.02. | 21
20.02. | 22
20.02. | 23
20.02. | 24
21.02. | 1
21.02. | 2
21.02. | 3
21.02. | 4
21.02. | 5
21.02. | 6
21.02. | 7
21.02. | 8
21.02. | 9
21.02. | 10
21.02. | 11
21.02. | 12
21.02. | 13
21.02. | 14
21.02. | 15
21.02. | 16
21.02. | 17
21.02. | 18
21.02. | 19
21.02. | 20
21.02. | 21
21.02. | 22
21.02. | 23
21.02. | 24
22.02. | 1
22.02. | 2
22.02. | 3
22.02. | 4
22.02. | 5
22.02. | 6
22.02. | 7
22.02. | 8
22.02. | 9
22.02. | 10
22.02. | 11
22.02. | 12
22.02. | 13
22.02. | 14
22.02. | 15
22.02. | 16
22.02. | 17
22.02. | 18
22.02. | 19
22.02. | 20
22.02. | 21
22.02. | 22
22.02. | 23
22.02. | 24
23.02. | 1
23.02. | 2
23.02. | 3
23.02. | 4
23.02. | 5
23.02. | 6
23.02. | 7
23.02. | 8
23.02. | 9
23.02. | 10
23.02. | 11
23.02. | 12
23.02. | 13
23.02. | 14
23.02. | 15
23.02. | 16
23.02. | 17
23.02. | 18
23.02. | 19
23.02. | 20
23.02. | 21
23.02. | 22
23.02. | 23
23.02. | 24
24.02. | 1
24.02. | 2
24.02. | 3
24.02. | 4
24.02. | 5
24.02. | 6
24.02. | 7
24.02. | 8
24.02. | 9
24.02. | 10
24.02. | 11
24.02. | 12
24.02. | 13
24.02. | 14
24.02. | 15
24.02. | 16
24.02. | 17
24.02. | 18
24.02. | 19
24.02. | 20
24.02. | 21
24.02. | 22
24.02. | 23
24.02. | 24
25.02. | 1
25.02. | 2
25.02. | 3
25.02. | 4
25.02. | 5
25.02. | 6
25.02. | 7
25.02. | 8
25.02. | 9
25.02. | 10
25.02. | 11
25.02. | 12
25.02. | 13
25.02. | 14
25.02. | 15
25.02. | 16
25.02. | 17
25.02. | 18
25.02. | 19
25.02. | 20
25.02. | 21
25.02. | 22
25.02. | 23
25.02. | 24
26.02. | 1
26.02. | 2
26.02. | 3
26.02. | 4
26.02. | 5
26.02. | 6
26.02. | 7
26.02. | 8
26.02. | 9
26.02. | 10
26.02. | 11
26.02. | 12
26.02. | 13
26.02. | 14
26.02. | 15
26.02. | 16
26.02. | 17
26.02. | 18
26.02. | 19
26.02. | 20
26.02. | 21
26.02. | 22
26.02. | 23
26.02. | 24
27.02. | 1
27.02. | 2
27.02. | 3
27.02. | 4
27.02. | 5
27.02. | 6
27.02. | 7
27.02. | 8
27.02. | 9
27.02. | 10
27.02. | 11
27.02. | 12
27.02. | 13
27.02. | 14
27.02. | 15
27.02. | 16
27.02. | 17
27.02. | 18
27.02. | 19
27.02. | 20
27.02. | 21
27.02. | 22
27.02. | 23
27.02. | 24
28.02. | 1
28.02. | 2
28.02. | 3
28.02. | 4
28.02. | 5
28.02. | 6
28.02. | 7
28.02. | 8
28.02. | 9
28.02. | 10
28.02. | 11
28.02. | 12
28.02. | 13
28.02. | 14
28.02. | 15
28.02. | 16
28.02. | 17
28.02. | 18
28.02. | 19
28.02. | 20
28.02. | 21
28.02. | 22
28.02. | 23
28.02. | 24
01.03. | 1
01.03. | 2
01.03. | 3
01.03. | 4
01.03. | 5
01.03. | 6
01.03. | 7
01.03. | 8
01.03. | 9
01.03. | 10
01.03. | 11
01.03. | 12
01.03. | 13
01.03. | 14
01.03. | 15
01.03. | 16
01.03. | 17
01.03. | 18
01.03. | 19
01.03. | 20
01.03. | 21
01.03. | 22
01.03. | 23
01.03. | 24
02.03. | 1
02.03. | 2
02.03. | 3
02.03. | 4
02.03. | 5
02.03. | 6
02.03. | 7
02.03. | 8
02.03. | 9
02.03. | 10
02.03. | 11
02.03. | 12
02.03. | 13
02.03. | 14
02.03. | 15
02.03. | 16
02.03. | 17
02.03. | 18
02.03. | 19
02.03. | 20
02.03. | 21
02.03. | 22
02.03. | 23
02.03. | 24
03.03. | 1
03.03. | 2
03.03. | 3
03.03. | 4
03.03. | 5
03.03. | 6
03.03. | 7
03.03. | 8
03.03. | 9
03.03. | 10
03.03. | 11
03.03. | 12
03.03. | 13
03.03. | 14
03.03. | 15
03.03. | 16
03.03. | 17
03.03. | 18
03.03. | 19
03.03. | 20
03.03. | 21
03.03. | 22
03.03. | 23
03.03. | 24
04.03. | 1
04.03. | 2
04.03. | 3
04.03. | 4
04.03. | 5
04.03. | 6
04.03. | 7
04.03. | 8
04.03. | 9
04.03. | 10
04.03. | 11
04.03. | 12
04.03. | 13
04.03. | 14
04.03. | 15
04.03. | 16
04.03. | 17
04.03. | 18
04.03. | 19
04.03. | 20
04.03. | 21
04.03. | 22
04.03. | 23
04.03. | 24
05.03. | 1
05.03. | 2
05.03. | 3
05.03. | 4
05.03. | 5
05.03. | 6
05.03. | 7
05.03. | 8
05.03. | 9
05.03. | 10
05.03. | 11
05.03. | 12
05.03. | 13
05.03. | 14
05.03. | 15
05.03. | 16
05.03. | 17
05.03. | 18
05.03. | 19
05.03. | 20
05.03. | 21
05.03. | 22
05.03. | 23
05.03. | 24
06.03. | 1
06.03. | 2
06.03. | 3
06.03. | 4
06.03. | 5
06.03. | 6
06.03. | 7
06.03. | 8
06.03. | 9
06.03. | 10
06.03. | 11
06.03. | 12
06.03. | 13
06.03. | 14
06.03. | 15
06.03. | 16
06.03. | 17
06.03. | 18
06.03. | 19
06.03. | 20
06.03. | 21
06.03. | 22
06.03. | 23
06.03. | 24
07.03. | 1
07.03. | 2
07.03. | 3
07.03. | 4
07.03. | 5
07.03. | 6
07.03. | 7
07.03. | 8
07.03. | 9
07.03. | 10
07.03. | 11
07.03. | 12
07.03. | 13
07.03. | 14
07.03. | 15
07.03. | 16
07.03. | 17
07.03. | 18
07.03. | 19
07.03. | 20
07.03. | 21
07.03. | 22
07.03. | 23
07.03. | 24
08.03. | 1
08.03. | 2
08.03. | 3
08.03. | 4
08.03. | 5
08.03. | 6
08.03. | 7
08.03. | 8
08.03. | 9
08.03. | 10
08.03. | 11
08.03. | 12
08.03. | 13
08.03. | 14
08.03. | 15
08.03. | 16
08.03. | 17
08.03. | 18
08.03. | 19
08.03. | 20
08.03. | 21
08.03. | 22
08.03. | 23
08.03. | 24
09.03. | 1
09.03. | 2
09.03. | 3
09.03. | 4
09.03. | 5
09.03. | 6
09.03. | 7
09.03. | 8
09.03. | 9
09.03. | 10
09.03. | 11
09.03. | 12
09.03. | 13
09.03. | 14
09.03. | 15
09.03. | 16
09.03. | 17
09.03. | 18
09.03. | 19
09.03. | 20
09.03. | 21
09.03. | 22
09.03. | 23
09.03. | 24
10.03. | 1
10.03. | 2
10.03. | 3
10.03. | 4
10.03. | 5
10.03. | 6
10.03. | 7
10.03. | 8
10.03. | 9
10.03. | 10
10.03. | 11
10.03. | 12
10.03. | 13
10.03. | 14
10.03. | 15
10.03. | 16
10.03. | 17
10.03. | 18
10.03. | 19
10.03. | 20
10.03. | 21
10.03. | 22
10.03. | 23
10.03. | 24
11.03. | 1
11.03. | 2
11.03. | 3
11.03. | 4
11.03. | 5
11.03. | 6
11.03. | 7
11.03. | 8
11.03. | 9
11.03. | 10
11.03. | 11
11.03. | 12
11.03. | 13
11.03. | 14
11.03. | 15
11.03. | 16
11.03. | 17
11.03. | 18
11.03. | 19
11.03. | 20
11.03. | 21
11.03. | 22
11.03. | 23
11.03. | 24
12.03. | 1
12.03. | 2
12.03. | 3
12.03. | 4
12.03. | 5
12.03. | 6
12.03. | 7
12.03. | 8
12.03. | 9
12.03. | 10
12.03. | 11
12.03. | 12
12.03. | 13
12.03. | 14
12.03. | 15
12.03. | 16
12.03. | 17
12.03. | 18
12.03. | 19
12.03. | 20
12.03. | 21
12.03. | 22
12.03. | 23
12.03. | 24
13.03. | 1
13.03. | 2
13.03. | 3
13.03. | 4
13.03. | 5
13.03. | 6
13.03. | 7
13.03. | 8
13.03. | 9
13.03. | 10
13.03. | 11
13.03. | 12
13.03. | 13
13.03. | 14
13.03. | 15
13.03. | 16
13.03. | 17
13.03. | 18
13.03. | 19
13.03. | 20
13.03. | 21
13.03. | 22
13.03. | 23
13.03. | 24
14.03. | 1
14.03. | 2
14.03. | 3
14.03. | 4
14.03. | 5
14.03. | 6
14.03. | 7
14.03. | 8
14.03. | 9
14.03. | 10
14.03. | 11
14.03. | 12
14.03. | 13
14.03. | 14
14.03. | 15
14.03. | 16
14.03. | 17
14.03. | 18
14.03. | 19
14.03. | 20
14.03. | 21
14.03. | 22
14.03. | 23
14.03. | 24
15.03. | 1
15.03. | 2
15.03. | 3
15.03. | 4
15.03. | 5
15.03. | 6
15.03. | 7
15.03. | 8
15.03. | 9
15.03. | 10
15.03. | 11
15.03. | 12
15.03. | 13
15.03. | 14
15.03. | 15
15.03. | 16
15.03. | 17
15.03. | 18
15.03. | 19
15.03. | 20
15.03. | 21
15.03. | 22
15.03. | 23
15.03. | 24
16.03. | 1
16.03. | 2
16.03. | 3
16.03. | 4
16.03. | 5
16.03. | 6
16.03. | 7
16.03. | 8
16.03. | 9
16.03. | 10
16.03. | 11
16.03. | 12
16.03. | 13
16.03. | 14
16.03. | 15
16.03. | 16
16.03. | 17
16.03. | 18
16.03. | 19
16.03. | 20
16.03. | 21
16.03. | 22
16.03. | 23
16.03. | 24
17.03. | 1
17.03. | 2
17.03. | 3
17.03. | 4
17.03. | 5
17.03. | 6
17.03. | 7
17.03. | 8
17.03. | 9
17.03. | 10
17.03. | 11
17.03. | 12
17.03. | 13
17.03. | 14
17.03. | 15
17.03. | 16
17.03. | 17
17.03. | 18
17.03. | 19
17.03. | 20
17.03. | 21
17.03. | 22
17.03. | 23
17.03. | 24
18.03. | 1
18.03. | 2
18.03. | 3
18.03. | 4
18.03. | 5
18.03. | 6
18.03. | 7
18.03. | 8
18.03. | 9
18.03. | 10
18.03. | 11
18.03. | 12
18.03. | 13
18.03. | 14
18.03. | 15
18.03. | 16
18.03. | 17
18.03. | 18
18.03. | 19
18.03. | 20
18.03. | 21
18.03. | 22
18.03. | 23
18.03. | 24
19.03. | 1
19.03. | 2
19.03. | 3
19.03. | 4
19.03. | 5
19.03. | 6
19.03. | 7
19.03. | 8
19.03. | 9
19.03. | 10
19.03. | 11
19.03. | 12
19.03. | 13
19.03. | 14
19.03. | 15
19.03. | 16
19.03. | 17
19.03. | 18
19.03. | 19
19.03. | 20
19.03. | 21
19.03. | 22
19.03. | 23
19.03. | 24
20.03. | 1
20.03. | 2
20.03. | 3
20.03. | 4
20.03. | 5
20.03. | 6
20.03. | 7
20.03. | 8
20.03. | 9
20.03. | 10
20.03. | 11
20.03. | 12
20.03. | 13
20.03. | 14
20.03. | 15
20.03. | 16
20.03. | 17
20.03. | 18
20.03. | 19
20.03. | 20
20.03. | 21
20.03. | 22
20.03. | 23
20.03. | 24
21.03. | 1
21.03. | 2
21.03. | 3
21.03. | 4
21.03. | 5
21.03. | 6
21.03. | 7
21.03. | 8
21.03. | 9
21.03. | 10
21.03. | 11
21.03. | 12
21.03. | 13
21.03. | 14
21.03. | 15
21.03. | 16
21.03. | 17
21.03. | 18
21.03. | 19
21.03. | 20
21.03. | 21
21.03. | 22
21.03. | 23
21.03. | 24
22.03. | 1
22.03. | 2
22.03. | 3
22.03. | 4
22.03. | 5
22.03. | 6
22.03. | 7
22.03. | 8
22.03. | 9
22.03. | 10
22.03. | 11
22.03. | 12
22.03. | 13
22.03. | 14
22.03. | 15
22.03. | 16
22.03. | 17
22.03. | 18
22.03. | 19
22.03. | 20
22.03. | 21
22.03. | 22
22.03. | 23
22.03. | 24
23.03. | 1
23.03. | 2
23.03. | 3
23.03. | 4
23.03. | 5
23.03. | 6
23.03. | 7
23.03. | 8
23.03. | 9
23.03. | 10
23.03. | 11
23.03. | 12
23.03. | 13
23.03. | 14
23.03. | 15
23.03. | 16
23.03. | 17
23.03. | 18
23.03. | 19
23.03. | 20
23.03. | 21
23.03. | 22
23.03. | 23
23.03. | 24
24.03. | 1
24.03. | 2
24.03. | 3
24.03. | 4
24.03. | 5
24.03. | 6
24.03. | 7
24.03. | 8
24.03. | 9
24.03. | 10
24.03. | 11
24.03. | 12
24.03. | 13
24.03. | 14
24.03. | 15
24.03. | 16
24.03. | 17
24.03. | 18
24.03. | 19
24.03. | 20
24.03. | 21
24.03. | 22
24.03. | 23
24.03. | 24
25.03. | 1
25.03. | 2
25.03. | 3
25.03. | 4
25.03. | 5
25.03. | 6
25.03. | 7
25.03. | 8
25.03. | 9
25.03. | 10
25.03. | 11
25.03. | 12
25.03. | 13
25.03. | 14
25.03. | 15
25.03. | 16
25.03. | 17
25.03. | 18
25.03. | 19
25.03. | 20
25.03. | 21
25.03. | 22
25.03. | 23
25.03. | 24
26.03. | 1
26.03. | 2
26.03. | 3
26.03. | 4
26.03. | 5
26.03. | 6
26.03. | 7
26.03. | 8
26.03. | 9
26.03. | 10
26.03. | 11
26.03. | 12
26.03. | 13
26.03. | 14
26.03. | 15
26.03. | 16
26.03. | 17
26.03. | 18
26.03. | 19
26.03. | 20
26.03. | 21
26.03. | 22
26.03. | 23
26.03. | 24
27.03. | 1
27.03. | 2
27.03. | 3
27.03. | 4
27.03. | 5
27.03. | 6
27.03. | 7
27.03. | 8
27.03. | 9
27.03. | 10
27.03. | 11
27.03. | 12
27.03. | 13
27.03. | 14
27.03. | 15
27.03. | 16
27.03. | 17
27.03. | 18
27.03. | 19
27.03. | 20
27.03. | 21
27.03. | 22
27.03. | 23
27.03. | 24
28.03. | 1
28.03. | 2
28.03. | 3
28.03. | 4
28.03. | 5
28.03. | 6
28.03. | 7
28.03. | 8
28.03. | 9
28.03. | 10
28.03. | 11
28.03. | 12
28.03. | 13
28.03. | 14
28.03. | 15
28.03. | 16
28.03. | 17
28.03. | 18
28.03. | 19
28.03. | 20
28.03. | 21
28.03. | 22
28.03. | 23
28.03. | 24
29.03. | 1
29.03. | 2
29.03. | 3
29.03. | 4
29.03. | 5
29.03. | 6
29.03. | 7
29.03. | 8
29.03. | 9
29.03. | 10
29.03. | 11
29.03. | 12
29.03. | 13
29.03. | 14
29.03. | 15
29.03. | 16
29.03. | 17
29.03. | 18
29.03. | 19
29.03. | 20
29.03. | 21
29.03. | 22
29.03. | 23
29.03. | 24
30.03. | 1
30.03. | 2
30.03. | 3
30.03. | 4
30.03. | 5
30.03. | 6
30.03. | 7
30.03. | 8
30.03. | 9
30.03. | 10
30.03. | 11
30.03. | 12
30.03. | 13
30.03. | 14
30.03. | 15
30.03. | 16
30.03. | 17
30.03. | 18
30.03. | 19
30.03. | 20
30.03. | 21
30.03. | 22
30.03. | 23
30.03. | 24
31.03. | 1
31.03. | 2
31.03. | 3
31.03. | 4
31.03. | 5
31.03. | 6
31.03. | 7
31.03. | 8
31.03. | 9
31.03. | 10
31.03. | 11
31.03. | 12
31.03. | 13
31.03. | 14
31.03. | 15
31.03. | 16
31.03. | 17
31.03. | 18
31.03. | 19
31.03. | 20
31.03. | 21
31.03. | 22
31.03. | 23
31.03. | 24
01.04. | 1
01.04. | 2
01.04. | 3
01.04. | 4
01.04. | 5
01.04. | 6
01.04. | 7
01.04. | 8
01.04. | 9
01.04. | 10
01.04. | 11
01.04. | 12
01.04. | 13
01.04. | 14
01.04. | 15
01.04. | 16
01.04. | 17
01.04. | 18
01.04. | 19
01.04. | 20
01.04. | 21
01.04. | 22
01.04. | 23
01.04. | 24
02.04. | 1
02.04. | 2
02.04. | 3
02.04. | 4
02.04. | 5
02.04. | 6
02.04. | 7
02.04. | 8
02.04. | 9
02.04. | 10
02.04. | 11
02.04. | 12
02.04. | 13
02.04. | 14
02.04. | 15
02.04. | 16
02.04. | 17
02.04. | 18
02.04. | 19
02.04. | 20
02.04. | 21
02.04. | 22
02.04. | 23
02.04. | 24
03.04. | 1
03.04. | 2
03.04. | 3
03.04. | 4
03.04. | 5
03.04. | 6
03.04. | 7
03.04. | 8
03.04. | 9
03.04. | 10
03.04. | 11
03.04. | 12
03.04. | 13
03.04. | 14
03.04. | 15
03.04. | 16
03.04. | 17
03.04. | 18
03.04. | 19
03.04. | 20
03.04. | 21
03.04. | 22
03.04. | 23
03.04. | 24
04.04. | 1
04.04. | 2
04.04. | 3
04.04. | 4
04.04. | 5
04.04. | 6
04.04. | 7
04.04. | 8
04.04. | 9
04.04. | 10
04.04. | 11
04.04. | 12
04.04. | 13
04.04. | 14
04.04. | 15
04.04. | 16
04.04. | 17
04.04. | 18
04.04. | 19
04.04. | 20
04.04. | 21
04.04. | 22
04.04. | 23
04.04. | 24
05.04. | 1
05.04. | 2
05.04. | 3
05.04. | 4
05.04. | 5
05.04. | 6
05.04. | 7
05.04. | 8
05.04. | 9
05.04. | 10
05.04. | 11
05.04. | 12
05.04. | 13
05.04. | 14
05.04. | 15
05.04. | 16
05.04. | 17
05.04. | 18
05.04. | 19
05.04. | 20
05.04. | 21
05.04. | 22
05.04. | 23
05.04. | 24
06.04. | 1
06.04. | 2
06.04. | 3
06.04. | 4
06.04. | 5
06.04. | 6
06.04. | 7
06.04. | 8
06.04. | 9
06.04. | 10
06.04. | 11
06.04. | 12
06.04. | 13
06.04. | 14
06.04. | 15
06.04. | 16
06.04. | 17
06.04. | 18
06.04. | 19
06.04. | 20
06.04. | 21
06.04. | 22
06.04. | 23
06.04. | 24
07.04. | 1
07.04. | 2
07.04. | 3
07.04. | 4
07.04. | 5
07.04. | 6
07.04. | 7
07.04. | 8
07.04. | 9
07.04. | 10
07.04. | 11
07.04. | 12
07.04. | 13
07.04. | 14
07.04. | 15
07.04. | 16
07.04. | 17
07.04. | 18
07.04. | 19
07.04. | 20
07.04. | 21
07.04. | 22
07.04. | 23
07.04. | 24
08.04. | 1
08.04. | 2
08.04. | 3
08.04. | 4
08.04. | 5
08.04. | 6
08.04. | 7
08.04. | 8
08.04. | 9
08.04. | 10
08.04. | 11
08.04. | 12
08.04. | 13
08.04. | 14
08.04. | 15
08.04. | 16
08.04. | 17
08.04. | 18
08.04. | 19
08.04. | 20
08.04. | 21
08.04. | 22
08.04. | 23
08.04. | 24
09.04. | 1
09.04. | 2
09.04. | 3
09.04. | 4
09.04. | 5
09.04. | 6
09.04. | 7
09.04. | 8
09.04. | 9
09.04. | 10
09.04. | 11
09.04. | 12
09.04. | 13
09.04. | 14
09.04. | 15
09.04. | 16
09.04. | 17
09.04. | 18
09.04. | 19
09.04. | 20
09.04. | 21
09.04. | 22
09.04. | 23
09.04. | 24
10.04. | 1
10.04. | 2
10.04. | 3
10.04. | 4
10.04. | 5
10.04. | 6
10.04. | 7
10.04. | 8
10.04. | 9
10.04. | 10
10.04. | 11
10.04. | 12
10.04. | 13
10.04. | 14
10.04. | 15
10.04. | 16
10.04. | 17
10.04. | 18
10.04. | 19
10.04. | 20
10.04. | 21
10.04. | 22
10.04. | 23
10.04. | 24
11.04. | 1
11.04. | 2
11.04. | 3
11.04. | 4
11.04. | 5
11.04. | 6
11.04. | 7
11.04. | 8
11.04. | 9
11.04. | 10
11.04. | 11
11.04. | 12
11.04. | 13
11.04. | 14
11.04. | 15
11.04. | 16
11.04. | 17
11.04. | 18
11.04. | 19
11.04. | 20
11.04. | 21
11.04. | 22
11.04. | 23
11.04. | 24
12.04. | 1
12.04. | 2
12.04. | 3
12.04. | 4
12.04. | 5
12.04. | 6
12.04. | 7
12.04. | 8
12.04. | 9
12.04. | 10
12.04. | 11
12.04. | 12
12.04. | 13
12.04. | 14
12.04. | 15
12.04. | 16
12.04. | 17
12.04. | 18
12.04. | 19
12.04. | 20
12.04. | 21
12.04. | 22
12.04. | 23
12.04. | 24
13.04. | 1
13.04. | 2
13.04. | 3
13.04. | 4
13.04. | 5
13.04. | 6
13.04. | 7
13.04. | 8
13.04. | 9
13.04. | 10
13.04. | 11
13.04. | 12
13.04. | 13
13.04. | 14
13.04. | 15
13.04. | 16
13.04. | 17
13.04. | 18
13.04. | 19
13.04. | 20
13.04. | 21
13.04. | 22
13.04. | 23
13.04. | 24
14.04. | 1
14.04. | 2
14.04. | 3
14.04. | 4
14.04. | 5
14.04. | 6
14.04. | 7
14.04. | 8
14.04. | 9
14.04. | 10
14.04. | 11
14.04. | 12
14.04. | 13
14.04. | 14
14.04. | 15
14.04. | 16
14.04. | 17
14.04. | 18
14.04. | 19
14.04. | 20
14.04. | 21
14.04. | 22
14.04. | 23
14.04. | 24
15.04. | 1
15.04. | 2
15.04. | 3
15.04. | 4
15.04. | 5
15.04. | 6
15.04. | 7
15.04. | 8
15.04. | 9
15.04. | 10
15.04. | 11
15.04. | 12
15.04. | 13
15.04. | 14
15.04. | 15
15.04. | 16
15.04. | 17
15.04. | 18
15.04. | 19
15.04. | 20
15.04. | 21
15.04. | 22
15.04. | 23
15.04. | 24
16.04. | 1
16.04. | 2
16.04. | 3
16.04. | 4
16.04. | 5
16.04. | 6
16.04. | 7
16.04. | 8
16.04. | 9
16.04. | 10
16.04. | 11
16.04. | 12
16.04. | 13
16.04. | 14
16.04. | 15
16.04. | 16
16.04. | 17
16.04. | 18
16.04. | 19
16.04. | 20
16.04. | 21
16.04. | 22
16.04. | 23
16.04. | 24
17.04. | 1
17.04. | 2
17.04. | 3
17.04. | 4
17.04. | 5
17.04. | 6
17.04. | 7
17.04. | 8
17.04. | 9
17.04. | 10
17.04. | 11
17.04. | 12
17.04. | 13
17.04. | 14
17.04. | 15
17.04. | 16
17.04. | 17
17.04. | 18
17.04. | 19
17.04. | 20
17.04. | 21
17.04. | 22
17.04. | 23
17.04. | 24
18.04. | 1
18.04. | 2
18.04. | 3
18.04. | 4
18.04. | 5
18.04. | 6
18.04. | 7
18.04. | 8
18.04. | 9
18.04. | 10
18.04. | 11
18.04. | 12
18.04. | 13
18.04. | 14
18.04. | 15
18.04. | 16
18.04. | 17
18.04. | 18
18.04. | 19
18.04. | 20
18.04. | 21
18.04. | 22
18.04. | 23
18.04. | 24
19.04. | 1
19.04. | 2
19.04. | 3
19.04. | 4
19.04. | 5
19.04. | 6
19.04. | 7
19.04. | 8
19.04. | 9
19.04. | 10
19.04. | 11
19.04. | 12
19.04. | 13
19.04. | 14
19.04. | 15
19.04. | 16
19.04. | 17
19.04. | 18
19.04. | 19
19.04. | 20
19.04. | 21
19.04. | 22
19.04. | 23
19.04. | 24
20.04. | 1
20.04. | 2
20.04. | 3
20.04. | 4
20.04. | 5
20.04. | 6
20.04. | 7
20.04. | 8
20.04. | 9
20.04. | 10
20.04. | 11
20.04. | 12
20.04. | 13
20.04. | 14
20.04. | 15
20.04. | 16
20.04. | 17
20.04. | 18
20.04. | 19
20.04. | 20
20.04. | 21
20.04. | 22
20.04. | 23
20.04. | 24
21.04. | 1
21.04. | 2
21.04. | 3
21.04. | 4
21.04. | 5
21.04. | 6
21.04. | 7
21.04. | 8
21.04. | 9
21.04. | 10
21.04. | 11
21.04. | 12
21.04. | 13
21.04. | 14
21.04. | 15
21.04. | 16
21.04. | 17
21.04. | 18
21.04. | 19
21.04. | 20
21.04. | 21
21.04. | 22
21.04. | 23
21.04. | 24
22.04. | 1
22.04. | 2
22.04. | 3
22.04. | 4
22.04. | 5
22.04. | 6
22.04. | 7
22.04. | 8
22.04. | 9
22.04. | 10
22.04. | 11
22.04. | 12
22.04. | 13
22.04. | 14
22.04. | 15
22.04. | 16
22.04. | 17
22.04. | 18
22.04. | 19
22.04. | 20
22.04. | 21
22.04. | 22
22.04. | 23
22.04. | 24
23.04. | 1
23.04. | 2
23.04. | 3
23.04. | 4
23.04. | 5
23.04. | 6
23.04. | 7
23.04. | 8
23.04. | 9
23.04. | 10
23.04. | 11
23.04. | 12
23.04. | 13
23.04. | 14
23.04. | 15
23.04. | 16
23.04. | 17
23.04. | 18
23.04. | 19
23.04. | 20
23.04. | 21
23.04. | 22
23.04. | 23
23.04. | 24
24.04. | 1
24.04. | 2
24.04. | 3
24.04. | 4
24.04. | 5
24.04. | 6
24.04. | 7
24.04. | 8
24.04. | 9
24.04. | 10
24.04. | 11
24.04. | 12
24.04. | 13
24.04. | 14
24.04. | 15
24.04. | 16
24.04. | 17
24.04. | 18
24.04. | 19
24.04. | 20
24.04. | 21
24.04. | 22
24.04. | 23
24.04. | 24
25.04. | 1
25.04. | 2
25.04. | 3
25.04. | 4
25.04. | 5
25.04. | 6
25.04. | 7
25.04. | 8
25.04. | 9
25.04. | 10
25.04. | 11
25.04. | 12
25.04. | 13
25.04. | 14
25.04. | 15
25.04. | 16
25.04. | 17
25.04. | 18
25.04. | 19
25.04. | 20
25.04. | 21
25.04. | 22
25.04. | 23
25.04. | 24
26.04. | 1
26.04. | 2
26.04. | 3
26.04. | 4
26.04. | 5
26.04. | 6
26.04. | 7
26.04. | 8
26.04. | 9
26.04. | 10
26.04. | 11
26.04. | 12
26.04. | 13
26.04. | 14
26.04. | 15
26.04. | 16
26.04. | 17
26.04. | 18
26.04. | 19
26.04. | 20
26.04. | 21
26.04. | 22
26.04. | 23
26.04. | 24
27.04. | 1
27.04. | 2
27.04. | 3
27.04. | 4
27.04. | 5
27.04. | 6
27.04. | 7
27.04. | 8
27.04. | 9
27.04. | 10
27.04. | 11
27.04. | 12
27.04. | 13
27.04. | 14
27.04. | 15
27.04. | 16
27.04. | 17
27.04. | 18
27.04. | 19
27.04. | 20
27.04. | 21
27.04. | 22
27.04. | 23
27.04. | 24
28.04. | 1
28.04. | 2
28.04. | 3
28.04. | 4
28.04. | 5
28.04. | 6
28.04. | 7
28.04. | 8
28.04. | 9
28.04. | 10
28.04. | 11
28.04. | 12
28.04. | 13
28.04. | 14
28.04. | 15
28.04. | 16
28.04. | 17
28.04. | 18
28.04. | 19
28.04. | 20
28.04. | 21
28.04. | 22
28.04. | 23
28.04. | 24
29.04. | 1
29.04. | 2
29.04. | 3
29.04. | 4
29.04. | 5
29.04. | 6
29.04. | 7
29.04. | 8
29.04. | 9
29.04. | 10
29.04. | 11
29.04. | 12
29.04. | 13
29.04. | 14
29.04. | 15
29.04. | 16
29.04. | 17
29.04. | 18
29.04. | 19
29.04. | 20
29.04. | 21
29.04. | 22
29.04. | 23
29.04. | 24
30.04. | 1
30.04. | 2
30.04. | 3
30.04. | 4
30.04. | 5
30.04. | 6
30.04. | 7
30.04. | 8
30.04. | 9
30.04. | 10
30.04. | 11
30.04. | 12
30.04. | 13
30.04. | 14
30.04. | 15
30.04. | 16
30.04. | 17
30.04. | 18
30.04. | 19
30.04. | 20
30.04. | 21
30.04. | 22
30.04. | 23
30.04. | 24
01.05. | 1
01.05. | 2
01.05. | 3
01.05. | 4
01.05. | 5
01.05. | 6
01.05. | 7
01.05. | 8
01.05. | 9
01.05. | 10
01.05. | 11
01.05. | 12
01.05. | 13
01.05. | 14
01.05. | 15
01.05. | 16
01.05. | 17
01.05. | 18
01.05. | 19
01.05. | 20
01.05. | 21
01.05. | 22
01.05. | 23
01.05. | 24
02.05. | 1
02.05. | 2
02.05. | 3
02.05. | 4
02.05. | 5
02.05. | 6
02.05. | 7
02.05. | 8
02.05. | 9
02.05. | 10
02.05. | 11
02.05. | 12
02.05. | 13
02.05. | 14
02.05. | 15
02.05. | 16
02.05. | 17
02.05. | 18
02.05. | 19
02.05. | 20
02.05. | 21
02.05. | 22
02.05. | 23
02.05. | 24
03.05. | 1
03.05. | 2
03.05. | 3
03.05. | 4
03.05. | 5
03.05. | 6
03.05. | 7
03.05. | 8
03.05. | 9
03.05. | 10
03.05. | 11
03.05. | 12
03.05. | 13
03.05. | 14
03.05. | 15
03.05. | 16
03.05. | 17
03.05. | 18
03.05. | 19
03.05. | 20
03.05. | 21
03.05. | 22
03.05. | 23
03.05. | 24
04.05. | 1
04.05. | 2
04.05. | 3
04.05. | 4
04.05. | 5
04.05. | 6
04.05. | 7
04.05. | 8
04.05. | 9
04.05. | 10
04.05. | 11
04.05. | 12
04.05. | 13
04.05. | 14
04.05. | 15
04.05. | 16
04.05. | 17
04.05. | 18
04.05. | 19
04.05. | 20
04.05. | 21
04.05. | 22
04.05. | 23
04.05. | 24
05.05. | 1
05.05. | 2
05.05. | 3
05.05. | 4
05.05. | 5
05.05. | 6
05.05. | 7
05.05. | 8
05.05. | 9
05.05. | 10
05.05. | 11
05.05. | 12
05.05. | 13
05.05. | 14
05.05. | 15
05.05. | 16
05.05. | 17
05.05. | 18
05.05. | 19
05.05. | 20
05.05. | 21
05.05. | 22
05.05. | 23
05.05. | 24
06.05. | 1
06.05. | 2
06.05. | 3
06.05. | 4
06.05. | 5
06.05. | 6
06.05. | 7
06.05. | 8
06.05. | 9
06.05. | 10
06.05. | 11
06.05. | 12
06.05. | 13
06.05. | 14
06.05. | 15
06.05. | 16
06.05. | 17
06.05. | 18
06.05. | 19
06.05. | 20
06.05. | 21
06.05. | 22
06.05. | 23
06.05. | 24
07.05. | 1
07.05. | 2
07.05. | 3
07.05. | 4
07.05. | 5
07.05. | 6
07.05. | 7
07.05. | 8
07.05. | 9
07.05. | 10
07.05. | 11
07.05. | 12
07.05. | 13
07.05. | 14
07.05. | 15
07.05. | 16
07.05. | 17
07.05. | 18
07.05. | 19
07.05. | 20
07.05. | 21
07.05. | 22
07.05. | 23
07.05. | 24
08.05. | 1
08.05. | 2
08.05. | 3
08.05. | 4
08.05. | 5
08.05. | 6
08.05. | 7
08.05. | 8
08.05. | 9
08.05. | 10
08.05. | 11
08.05. | 12
08.05. | 13
08.05. | 14
08.05. | 15
08.05. | 16
08.05. | 17
08.05. | 18
08.05. | 19
08.05. | 20
08.05. | 21
08.05. | 22
08.05. | 23
08.05. | 24
09.05. | 1
09.05. | 2
09.05. | 3
09.05. | 4
09.05. | 5
09.05. | 6
09.05. | 7
09.05. | 8
09.05. | 9
09.05. | 10
09.05. | 11
09.05. | 12
09.05. | 13
09.05. | 14
09.05. | 15
09.05. | 16
09.05. | 17
09.05. | 18
09.05. | 19
09.05. | 20
09.05. | 21
09.05. | 22
09.05. | 23
09.05. | 24
10.05. | 1
10.05. | 2
10.05. | 3
10.05. | 4
10.05. | 5
10.05. | 6
10.05. | 7
10.05. | 8
10.05. | 9
10.05. | 10
10.05. | 11
10.05. | 12
10.05. | 13
10.05. | 14
10.05. | 15
10.05. | 16
10.05. | 17
10.05. | 18
10.05. | 19
10.05. | 20
10.05. | 21
10.05. | 22
10.05. | 23
10.05. | 24
11.05. | 1
11.05. | 2
11.05. | 3
11.05. | 4
11.05. | 5
11.05. | 6
11.05. | 7
11.05. | 8
11.05. | 9
11.05. | 10
11.05. | 11
11.05. | 12
11.05. | 13
11.05. | 14
11.05. | 15
11.05. | 16
11.05. | 17
11.05. | 18
11.05. | 19
11.05. | 20
11.05. | 21
11.05. | 22
11.05. | 23
11.05. | 24
12.05. | 1
12.05. | 2
12.05. | 3
12.05. | 4
12.05. | 5
12.05. | 6
12.05. | 7
12.05. | 8
12.05. | 9
12.05. | 10
12.05. | 11
12.05. | 12
12.05. | 13
12.05. | 14
12.05. | 15
12.05. | 16
12.05. | 17
12.05. | 18
12.05. | 19
12.05. | 20
12.05. | 21
12.05. | 22
12.05. | 23
12.05. | 24
13.05. | 1
13.05. | 2
13.05. | 3
13.05. | 4
13.05. | 5
13.05. | 6
13.05. | 7
13.05. | 8
13.05. | 9
13.05. | 10
13.05. | 11
13.05. | 12
13.05. | 13
13.05. | 14
13.05. | 15
13.05. | 16
13.05. | 17
13.05. | 18
13.05. | 19
13.05. | 20
13.05. | 21
13.05. | 22
13.05. | 23
13.05. | 24
14.05. | 1
14.05. | 2
14.05. | 3
14.05. | 4
14.05. | 5
14.05. | 6
14.05. | 7
14.05. | 8
14.05. | 9
14.05. | 10
14.05. | 11
14.05. | 12
14.05. | 13
14.05. | 14
14.05. | 15
14.05. | 16
14.05. | 17
14.05. | 18
14.05. | 19
14.05. | 20
14.05. | 21
14.05. | 22
14.05. | 23
14.05. | 24
15.05. | 1
15.05. | 2
15.05. | 3
15.05. | 4
15.05. | 5
15.05. | 6
15.05. | 7
15.05. | 8
15.05. | 9
15.05. | 10
15.05. | 11
15.05. | 12
15.05. | 13
15.05. | 14
15.05. | 15
15.05. | 16
15.05. | 17
15.05. | 18
15.05. | 19
15.05. | 20
15.05. | 21
15.05. | 22
15.05. | 23
15.05. | 24
16.05. | 1
16.05. | 2
16.05. | 3
16.05. | 4
16.05. | 5
16.05. | 6
16.05. | 7
16.05. | 8
16.05. | 9
16.05. | 10
16.05. | 11
16.05. | 12
16.05. | 13
16.05. | 14
16.05. | 15
16.05. | 16
16.05. | 17
16.05. | 18
16.05. | 19
16.05. | 20
16.05. | 21
16.05. | 22
16.05. | 23
16.05. | 24
17.05. | 1
17.05. | 2
17.05. | 3
17.05. | 4
17.05. | 5
17.05. | 6
17.05. | 7
17.05. | 8
17.05. | 9
17.05. | 10
17.05. | 11
17.05. | 12
17.05. | 13
17.05. | 14
17.05. | 15
17.05. | 16
17.05. | 17
17.05. | 18
17.05. | 19
17.05. | 20
17.05. | 21
17.05. | 22
17.05. | 23
17.05. | 24
18.05. | 1
18.05. | 2
18.05. | 3
18.05. | 4
18.05. | 5
18.05. | 6
18.05. | 7
18.05. | 8
18.05. | 9
18.05. | 10
18.05. | 11
18.05. | 12
18.05. | 13
18.05. | 14
18.05. | 15
18.05. | 16
18.05. | 17
18.05. | 18
18.05. | 19
18.05. | 20
18.05. | 21
18.05. | 22
18.05. | 23
18.05. | 24
19.05. | 1
19.05. | 2
19.05. | 3
19.05. | 4
19.05. | 5
19.05. | 6
19.05. | 7
19.05. | 8
19.05. | 9
19.05. | 10
19.05. | 11
19.05. | 12
19.05. | 13
19.05. | 14
19.05. | 15
19.05. | 16
19.05. | 17
19.05. | 18
19.05. | 19
19.05. | 20
19.05. | 21
19.05. | 22
19.05. | 23
19.05. | 24
20.05. | 1
20.05. | 2
20.05. | 3
20.05. | 4
20.05. | 5
20.05. | 6
20.05. | 7
20.05. | 8
20.05. | 9
20.05. | 10
20.05. | 11
20.05. | 12
20.05. | 13
20.05. | 14
20.05. | 15
20.05. | 16
20.05. | 17
20.05. | 18
20.05. | 19
20.05. | 20
20.05. | 21
20.05. | 22
20.05. | 23
20.05. | 24
21.05. | 1
21.05. | 2
21.05. | 3
21.05. | 4
21.05. | 5
21.05. | 6
21.05. | 7
21.05. | 8
21.05. | 9
21.05. | 10
21.05. | 11
21.05. | 12
21.05. | 13
21.05. | 14
21.05. | 15
21.05. | 16
21.05. | 17
21.05. | 18
21.05. | 19
21.05. | 20
21.05. | 21
21.05. | 22
21.05. | 23
21.05. | 24
22.05. | 1
22.05. | 2
22.05. | 3
22.05. | 4
22.05. | 5
22.05. | 6
22.05. | 7
22.05. | 8
22.05. | 9
22.05. | 10
22.05. | 11
22.05. | 12
22.05. | 13
22.05. | 14
22.05. | 15
22.05. | 16
22.05. | 17
22.05. | 18
22.05. | 19
22.05. | 20
22.05. | 21
22.05. | 22
22.05. | 23
22.05. | 24
23.05. | 1
23.05. | 2
23.05. | 3
23.05. | 4
23.05. | 5
23.05. | 6
23.05. | 7
23.05. | 8
23.05. | 9
23.05. | 10
23.05. | 11
23.05. | 12
23.05. | 13
23.05. | 14
23.05. | 15
23.05. | 16
23.05. | 17
23.05. | 18
23.05. | 19
23.05. | 20
23.05. | 21
23.05. | 22
23.05. | 23
23.05. | 24
24.05. | 1
24.05. | 2
24.05. | 3
24.05. | 4
24.05. | 5
24.05. | 6
24.05. | 7
24.05. | 8
24.05. | 9
24.05. | 10
24.05. | 11
24.05. | 12
24.05. | 13
24.05. | 14
24.05. | 15
24.05. | 16
24.05. | 17
24.05. | 18
24.05. | 19
24.05. | 20
24.05. | 21
24.05. | 22
24.05. | 23
24.05. | 24
25.05. | 1
25.05. | 2
25.05. | 3
25.05. | 4
25.05. | 5
25.05. | 6
25.05. | 7
25.05. | 8
25.05. | 9
25.05. | 10
25.05. | 11
25.05. | 12
25.05. | 13
25.05. | 14
25.05. | 15
25.05. | 16
25.05. | 17
25.05. | 18
25.05. | 19
25.05. | 20
25.05. | 21
25.05. | 22
25.05. | 23
25.05. | 24
26.05. | 1
26.05. | 2
26.05. | 3
26.05. | 4
26.05. | 5
26.05. | 6
26.05. | 7
26.05. | 8
26.05. | 9
26.05. | 10
26.05. | 11
26.05. | 12
26.05. | 13
26.05. | 14
26.05. | 15
26.05. | 16
26.05. | 17
26.05. | 18
26.05. | 19
26.05. | 20
26.05. | 21
26.05. | 22
26.05. | 23
26.05. | 24
27.05. | 1
27.05. | 2
27.05. | 3
27.05. | 4
27.05. | 5
27.05. | 6
27.05. | 7
27.05. | 8
27.05. | 9
27.05. | 10
27.05. | 11
27.05. | 12
27.05. | 13
27.05. | 14
27.05. | 15
27.05. | 16
27.05. | 17
27.05. | 18
27.05. | 19
27.05. | 20
27.05. | 21
27.05. | 22
27.05. | 23
27.05. | 24
28.05. | 1
28.05. | 2
28.05. | 3
28.05. | 4
28.05. | 5
28.05. | 6
28.05. | 7
28.05. | 8
28.05. | 9
28.05. | 10
28.05. | 11
28.05. | 12
28.05. | 13
28.05. | 14
28.05. | 15
28.05. | 16
28.05. | 17
28.05. | 18
28.05. | 19
28.05. | 20
28.05. | 21
28.05. | 22
28.05. | 23
28.05. | 24
29.05. | 1
29.05. | 2
29.05. | 3
29.05. | 4
29.05. | 5
29.05. | 6
29.05. | 7
29.05. | 8
29.05. | 9
29.05. | 10
29.05. | 11
29.05. | 12
29.05. | 13
29.05. | 14
29.05. | 15
29.05. | 16
29.05. | 17
29.05. | 18
29.05. | 19
29.05. | 20
29.05. | 21
29.05. | 22
29.05. | 23
29.05. | 24
30.05. | 1
30.05. | 2
30.05. | 3
30.05. | 4
30.05. | 5
30.05. | 6
30.05. | 7
30.05. | 8
30.05. | 9
30.05. | 10
30.05. | 11
30.05. | 12
30.05. | 13
30.05. | 14
30.05. | 15
30.05. | 16
30.05. | 17
30.05. | 18
30.05. | 19
30.05. | 20
30.05. | 21
30.05. | 22
30.05. | 23
30.05. | 24
31.05. | 1
31.05. | 2
31.05. | 3
31.05. | 4
31.05. | 5
31.05. | 6
31.05. | 7
31.05. | 8
31.05. | 9
31.05. | 10
31.05. | 11
31.05. | 12
31.05. | 13
31.05. | 14
31.05. | 15
31.05. | 16
31.05. | 17
31.05. | 18
31.05. | 19
31.05. | 20
31.05. | 21
31.05. | 22
31.05. | 23
31.05. | 24
01.06. | 1
01.06. | 2
01.06. | 3
01.06. | 4
01.06. | 5
01.06. | 6
01.06. | 7
01.06. | 8
01.06. | 9
01.06. | 10
01.06. | 11
01.06. | 12
01.06. | 13
01.06. | 14
01.06. | 15
01.06. | 16
01.06. | 17
01.06. | 18
01.06. | 19
01.06. | 20
01.06. | 21
01.06. | 22
01.06. | 23
01.06. | 24
02.06. | 1
02.06. | 2
02.06. | 3
02.06. | 4
02.06. | 5
02.06. | 6
02.06. | 7
02.06. | 8
02.06. | 9
02.06. | 10
02.06. | 11
02.06. | 12
02.06. | 13
02.06. | 14
02.06. | 15
02.06. | 16
02.06. | 17
02.06. | 18
02.06. | 19
02.06. | 20
02.06. | 21
02.06. | 22
02.06. | 23
02.06. | 24
03.06. | 1
03.06. | 2
03.06. | 3
03.06. | 4
03.06. | 5
03.06. | 6
03.06. | 7
03.06. | 8
03.06. | 9
03.06. | 10
03.06. | 11
03.06. | 12
03.06. | 13
03.06. | 14
03.06. | 15
03.06. | 16
03.06. | 17
03.06. | 18
03.06. | 19
03.06. | 20
03.06. | 21
03.06. | 22
03.06. | 23
03.06. | 24
04.06. | 1
04.06. | 2
04.06. | 3
04.06. | 4
04.06. | 5
04.06. | 6
04.06. | 7
04.06. | 8
04.06. | 9
04.06. | 10
04.06. | 11
04.06. | 12
04.06. | 13
04.06. | 14
04.06. | 15
04.06. | 16
04.06. | 17
04.06. | 18
04.06. | 19
04.06. | 20
04.06. | 21
04.06. | 22
04.06. | 23
04.06. | 24
05.06. | 1
05.06. | 2
05.06. | 3
05.06. | 4
05.06. | 5
05.06. | 6
05.06. | 7
05.06. | 8
05.06. | 9
05.06. | 10
05.06. | 11
05.06. | 12
05.06. | 13
05.06. | 14
05.06. | 15
05.06. | 16
05.06. | 17
05.06. | 18
05.06. | 19
05.06. | 20
05.06. | 21
05.06. | 22
05.06. | 23
05.06. | 24
06.06. | 1
06.06. | 2
06.06. | 3
06.06. | 4
06.06. | 5
06.06. | 6
06.06. | 7
06.06. | 8
06.06. | 9
06.06. | 10
06.06. | 11
06.06. | 12
06.06. | 13
06.06. | 14
06.06. | 15
06.06. | 16
06.06. | 17
06.06. | 18
06.06. | 19
06.06. | 20
06.06. | 21
06.06. | 22
06.06. | 23
06.06. | 24
07.06. | 1
07.06. | 2
07.06. | 3
07.06. | 4
07.06. | 5
07.06. | 6
07.06. | 7
07.06. | 8
07.06. | 9
07.06. | 10
07.06. | 11
07.06. | 12
07.06. | 13
07.06. | 14
07.06. | 15
07.06. | 16
07.06. | 17
07.06. | 18
07.06. | 19
07.06. | 20
07.06. | 21
07.06. | 22
07.06. | 23
07.06. | 24
08.06. | 1
08.06. | 2
08.06. | 3
08.06. | 4
08.06. | 5
08.06. | 6
08.06. | 7
08.06. | 8
08.06. | 9
08.06. | 10
08.06. | 11
08.06. | 12
08.06. | 13
08.06. | 14
08.06. | 15
08.06. | 16
08.06. | 17
08.06. | 18
08.06. | 19
08.06. | 20
08.06. | 21
08.06. | 22
08.06. | 23
08.06. | 24
09.06. | 1
09.06. | 2
09.06. | 3
09.06. | 4
09.06. | 5
09.06. | 6
09.06. | 7
09.06. | 8
09.06. | 9
09.06. | 10
09.06. | 11
09.06. | 12
09.06. | 13
09.06. | 14
09.06. | 15
09.06. | 16
09.06. | 17
09.06. | 18
09.06. | 19
09.06. | 20
09.06. | 21
09.06. | 22
09.06. | 23
09.06. | 24
10.06. | 1
10.06. | 2
10.06. | 3
10.06. | 4
10.06. | 5
10.06. | 6
10.06. | 7
10.06. | 8
10.06. | 9
10.06. | 10
10.06. | 11
10.06. | 12
10.06. | 13
10.06. | 14
10.06. | 15
10.06. | 16
10.06. | 17
10.06. | 18
10.06. | 19
10.06. | 20
10.06. | 21
10.06. | 22
10.06. | 23
10.06. | 24
11.06. | 1
11.06. | 2
11.06. | 3
11.06. | 4
11.06. | 5
11.06. | 6
11.06. | 7
11.06. | 8
11.06. | 9
11.06. | 10
11.06. | 11
11.06. | 12
11.06. | 13
11.06. | 14
11.06. | 15
11.06. | 16
11.06. | 17
11.06. | 18
11.06. | 19
11.06. | 20
11.06. | 21
11.06. | 22
11.06. | 23
11.06. | 24
12.06. | 1
12.06. | 2
12.06. | 3
12.06. | 4
12.06. | 5
12.06. | 6
12.06. | 7
12.06. | 8
12.06. | 9
12.06. | 10
12.06. | 11
12.06. | 12
12.06. | 13
12.06. | 14
12.06. | 15
12.06. | 16
12.06. | 17
12.06. | 18
12.06. | 19
12.06. | 20
12.06. | 21
12.06. | 22
12.06. | 23
12.06. | 24
13.06. | 1
13.06. | 2
13.06. | 3
13.06. | 4
13.06. | 5
13.06. | 6
13.06. | 7
13.06. | 8
13.06. | 9
13.06. | 10
13.06. | 11
13.06. | 12
13.06. | 13
13.06. | 14
13.06. | 15
13.06. | 16
13.06. | 17
13.06. | 18
13.06. | 19
13.06. | 20
13.06. | 21
13.06. | 22
13.06. | 23
13.06. | 24
14.06. | 1
14.06. | 2
14.06. | 3
14.06. | 4
14.06. | 5
14.06. | 6
14.06. | 7
14.06. | 8
14.06. | 9
14.06. | 10
14.06. | 11
14.06. | 12
14.06. | 13
14.06. | 14
14.06. | 15
14.06. | 16
14.06. | 17
14.06. | 18
14.06. | 19
14.06. | 20
14.06. | 21
14.06. | 22
14.06. | 23
14.06. | 24
15.06. | 1
15.06. | 2
15.06. | 3
15.06. | 4
15.06. | 5
15.06. | 6
15.06. | 7
15.06. | 8
15.06. | 9
15.06. | 10
15.06. | 11
15.06. | 12
15.06. | 13
15.06. | 14
15.06. | 15
15.06. | 16
15.06. | 17
15.06. | 18
15.06. | 19
15.06. | 20
15.06. | 21
15.06. | 22
15.06. | 23
15.06. | 24
16.06. | 1
16.06. | 2
16.06. | 3
16.06. | 4
16.06. | 5
16.06. | 6
16.06. | 7
16.06. | 8
16.06. | 9
16.06. | 10
16.06. | 11
16.06. | 12
16.06. | 13
16.06. | 14
16.06. | 15
16.06. | 16
16.06. | 17
16.06. | 18
16.06. | 19
16.06. | 20
16.06. | 21
16.06. | 22
16.06. | 23
16.06. | 24
17.06. | 1
17.06. | 2
17.06. | 3
17.06. | 4
17.06. | 5
17.06. | 6
17.06. | 7
17.06. | 8
17.06. | 9
17.06. | 10
17.06. | 11
17.06. | 12
17.06. | 13
17.06. | 14
17.06. | 15
17.06. | 16
17.06. | 17
17.06. | 18
17.06. | 19
17.06. | 20
17.06. | 21
17.06. | 22
17.06. | 23
17.06. | 24
18.06. | 1
18.06. | 2
18.06. | 3
18.06. | 4
18.06. | 5
18.06. | 6
18.06. | 7
18.06. | 8
18.06. | 9
18.06. | 10
18.06. | 11
18.06. | 12
18.06. | 13
18.06. | 14
18.06. | 15
18.06. | 16
18.06. | 17
18.06. | 18
18.06. | 19
18.06. | 20
18.06. | 21
18.06. | 22
18.06. | 23
18.06. | 24
19.06. | 1
19.06. | 2
19.06. | 3
19.06. | 4
19.06. | 5
19.06. | 6
19.06. | 7
19.06. | 8
19.06. | 9
19.06. | 10
19.06. | 11
19.06. | 12
19.06. | 13
19.06. | 14
19.06. | 15
19.06. | 16
19.06. | 17
19.06. | 18
19.06. | 19
19.06. | 20
19.06. | 21
19.06. | 22
19.06. | 23
19.06. | 24
20.06. | 1
20.06. | 2
20.06. | 3
20.06. | 4
20.06. | 5
20.06. | 6
20.06. | 7
20.06. | 8
20.06. | 9
20.06. | 10
20.06. | 11
20.06. | 12
20.06. | 13
20.06. | 14
20.06. | 15
20.06. | 16
20.06. | 17
20.06. | 18
20.06. | 19
20.06. | 20
20.06. | 21
20.06. | 22
20.06. | 23
20.06. | 24
21.06. | 1
21.06. | 2
21.06. | 3
21.06. | 4
21.06. | 5
21.06. | 6
21.06. | 7
21.06. | 8
21.06. | 9
21.06. | 10
21.06. | 11
21.06. | 12
21.06. | 13
21.06. | 14
21.06. | 15
21.06. | 16
21.06. | 17
21.06. | 18
21.06. | 19
21.06. | 20
21.06. | 21
21.06. | 22
21.06. | 23
21.06. | 24
22.06. | 1
22.06. | 2
22.06. | 3
22.06. | 4
22.06. | 5
22.06. | 6
22.06. | 7
22.06. | 8
22.06. | 9
22.06. | 10
22.06. | 11
22.06. | 12
22.06. | 13
22.06. | 14
22.06. | 15
22.06. | 16
22.06. | 17
22.06. | 18
22.06. | 19
22.06. | 20
22.06. | 21
22.06. | 22
22.06. | 23
22.06. | 24
23.06. | 1
23.06. | 2
23.06. | 3
23.06. | 4
23.06. | 5
23.06. | 6
23.06. | 7
23.06. | 8
23.06. | 9
23.06. | 10
23.06. | 11
23.06. | 12
23.06. | 13
23.06. | 14
23.06. | 15
23.06. | 16
23.06. | 17
23.06. | 18
23.06. | 19
23.06. | 20
23.06. | 21
23.06. | 22
23.06. | 23
23.06. | 24
24.06. | 1
24.06. | 2
24.06. | 3
24.06. | 4
24.06. | 5
24.06. | 6
24.06. | 7
24.06. | 8
24.06. | 9
24.06. | 10
24.06. | 11
24.06. | 12
24.06. | 13
24.06. | 14
24.06. | 15
24.06. | 16
24.06. | 17
24.06. | 18
24.06. | 19
24.06. | 20
24.06. | 21
24.06. | 22
24.06. | 23
24.06. | 24
25.06. | 1
25.06. | 2
25.06. | 3
25.06. | 4
25.06. | 5
25.06. | 6
25.06. | 7
25.06. | 8
25.06. | 9
25.06. | 10
25.06. | 11
25.06. | 12
25.06. | 13
25.06. | 14
25.06. | 15
25.06. | 16
25.06. | 17
25.06. | 18
25.06. | 19
25.06. | 20
25.06. | 21
25.06. | 22
25.06. | 23
25.06. | 24
26.06. | 1
26.06. | 2
26.06. | 3
26.06. | 4
26.06. | 5
26.06. | 6
26.06. | 7
26.06. | 8
26.06. | 9
26.06. | 10
26.06. | 11
26.06. | 12
26.06. | 13
26.06. | 14
26.06. | 15
26.06. | 16
26.06. | 17
26.06. | 18
26.06. | 19
26.06. | 20
26.06. | 21
26.06. | 22
26.06. | 23
26.06. | 24
27.06. | 1
27.06. | 2
27.06. | 3
27.06. | 4
27.06. | 5
27.06. | 6
27.06. | 7
27.06. | 8
27.06. | 9
27.06. | 10
27.06. | 11
27.06. | 12
27.06. | 13
27.06. | 14
27.06. | 15
27.06. | 16
27.06. | 17
27.06. | 18
27.06. | 19
27.06. | 20
27.06. | 21
27.06. | 22
27.06. | 23
27.06. | 24
28.06. | 1
28.06. | 2
28.06. | 3
28.06. | 4
28.06. | 5
28.06. | 6
28.06. | 7
28.06. | 8
28.06. | 9
28.06. | 10
28.06. | 11
28.06. | 12
28.06. | 13
28.06. | 14
28.06. | 15
28.06. | 16
28.06. | 17
28.06. | 18
28.06. | 19
28.06. | 20
28.06. | 21
28.06. | 22
28.06. | 23
28.06. | 24
29.06. | 1
29.06. | 2
29.06. | 3
29.06. | 4
29.06. | 5
29.06. | 6
29.06. | 7
29.06. | 8
29.06. | 9
29.06. | 10
29.06. | 11
29.06. | 12
29.06. | 13
29.06. | 14
29.06. | 15
29.06. | 16
29.06. | 17
29.06. | 18
29.06. | 19
29.06. | 20
29.06. | 21
29.06. | 22
29.06. | 23
29.06. | 24
30.06. | 1
30.06. | 2
30.06. | 3
30.06. | 4
30.06. | 5
30.06. | 6
30.06. | 7
30.06. | 8
30.06. | 9
30.06. | 10
30.06. | 11
30.06. | 12
30.06. | 13
30.06. | 14
30.06. | 15
30.06. | 16
30.06. | 17
30.06. | 18
30.06. | 19
30.06. | 20
30.06. | 21
30.06. | 22
30.06. | 23
30.06. | 24
01.07. | 1
01.07. | 2
01.07. | 3
01.07. | 4
01.07. | 5
01.07. | 6
01.07. | 7
01.07. | 8
01.07. | 9
01.07. | 10
01.07. | 11
01.07. | 12
01.07. | 13
01.07. | 14
01.07. | 15
01.07. | 16
01.07. | 17
01.07. | 18
01.07. | 19
01.07. | 20
01.07. | 21
01.07. | 22
01.07. | 23
01.07. | 24
02.07. | 1
02.07. | 2
02.07. | 3
02.07. | 4
02.07. | 5
02.07. | 6
02.07. | 7
02.07. | 8
02.07. | 9
02.07. | 10
02.07. | 11
02.07. | 12
02.07. | 13
02.07. | 14
02.07. | 15
02.07. | 16
02.07. | 17
02.07. | 18
02.07. | 19
02.07. | 20
02.07. | 21
02.07. | 22
02.07. | 23
02.07. | 24
03.07. | 1
03.07. | 2
03.07. | 3
03.07. | 4
03.07. | 5
03.07. | 6
03.07. | 7
03.07. | 8
03.07. | 9
03.07. | 10
03.07. | 11
03.07. | 12
03.07. | 13
03.07. | 14
03.07. | 15
03.07. | 16
03.07. | 17
03.07. | 18
03.07. | 19
03.07. | 20
03.07. | 21
03.07. | 22
03.07. | 23
03.07. | 24
04.07. | 1
04.07. | 2
04.07. | 3
04.07. | 4
04.07. | 5
04.07. | 6
04.07. | 7
04.07. | 8
04.07. | 9
04.07. | 10
04.07. | 11
04.07. | 12
04.07. | 13
04.07. | 14
04.07. | 15
04.07. | 16
04.07. | 17
04.07. | 18
04.07. | 19
04.07. | 20
04.07. | 21
04.07. | 22
04.07. | 23
04.07. | 24
05.07. | 1
05.07. | 2
05.07. | 3
05.07. | 4
05.07. | 5
05.07. | 6
05.07. | 7
05.07. | 8
05.07. | 9
05.07. | 10
05.07. | 11
05.07. | 12
05.07. | 13
05.07. | 14
05.07. | 15
05.07. | 16
05.07. | 17
05.07. | 18
05.07. | 19
05.07. | 20
05.07. | 21
05.07. | 22
05.07. | 23
05.07. | 24
06.07. | 1
06.07. | 2
06.07. | 3
06.07. | 4
06.07. | 5
06.07. | 6
06.07. | 7
06.07. | 8
06.07. | 9
06.07. | 10
06.07. | 11
06.07. | 12
06.07. | 13
06.07. | 14
06.07. | 15
06.07. | 16
06.07. | 17
06.07. | 18
06.07. | 19
06.07. | 20
06.07. | 21
06.07. | 22
06.07. | 23
06.07. | 24
07.07. | 1
07.07. | 2
07.07. | 3
07.07. | 4
07.07. | 5
07.07. | 6
07.07. | 7
07.07. | 8
07.07. | 9
07.07. | 10
07.07. | 11
07.07. | 12
07.07. | 13
07.07. | 14
07.07. | 15
07.07. | 16
07.07. | 17
07.07. | 18
07.07. | 19
07.07. | 20
07.07. | 21
07.07. | 22
07.07. | 23
07.07. | 24
08.07. | 1
08.07. | 2
08.07. | 3
08.07. | 4
08.07. | 5
08.07. | 6
08.07. | 7
08.07. | 8
08.07. | 9
08.07. | 10
08.07. | 11
08.07. | 12
08.07. | 13
08.07. | 14
08.07. | 15
08.07. | 16
08.07. | 17
08.07. | 18
08.07. | 19
08.07. | 20
08.07. | 21
08.07. | 22
08.07. | 23
08.07. | 24
09.07. | 1
09.07. | 2
09.07. | 3
09.07. | 4
09.07. | 5
09.07. | 6
09.07. | 7
09.07. | 8
09.07. | 9
09.07. | 10
09.07. | 11
09.07. | 12
09.07. | 13
09.07. | 14
09.07. | 15
09.07. | 16
09.07. | 17
09.07. | 18
09.07. | 19
09.07. | 20
09.07. | 21
09.07. | 22
09.07. | 23
09.07. | 24
10.07. | 1
10.07. | 2
10.07. | 3
10.07. | 4
10.07. | 5
10.07. | 6
10.07. | 7
10.07. | 8
10.07. | 9
10.07. | 10
10.07. | 11
10.07. | 12
10.07. | 13
10.07. | 14
10.07. | 15
10.07. | 16
10.07. | 17
10.07. | 18
10.07. | 19
10.07. | 20
10.07. | 21
10.07. | 22
10.07. | 23
10.07. | 24
11.07. | 1
11.07. | 2
11.07. | 3
11.07. | 4
11.07. | 5
11.07. | 6
11.07. | 7
11.07. | 8
11.07. | 9
11.07. | 10
11.07. | 11
11.07. | 12
11.07. | 13
11.07. | 14
11.07. | 15
11.07. | 16
11.07. | 17
11.07. | 18
11.07. | 19
11.07. | 20
11.07. | 21
11.07. | 22
11.07. | 23
11.07. | 24
12.07. | 1
12.07. | 2
12.07. | 3
12.07. | 4
12.07. | 5
12.07. | 6
12.07. | 7
12.07. | 8
12.07. | 9
12.07. | 10
12.07. | 11
12.07. | 12
12.07. | 13
12.07. | 14
12.07. | 15
12.07. | 16
12.07. | 17
12.07. | 18
12.07. | 19
12.07. | 20
12.07. | 21
12.07. | 22
12.07. | 23
12.07. | 24
13.07. | 1
13.07. | 2
13.07. | 3
13.07. | 4
13.07. | 5
13.07. | 6
13.07. | 7
13.07. | 8
13.07. | 9
13.07. | 10
13.07. | 11
13.07. | 12
13.07. | 13
13.07. | 14
13.07. | 15
13.07. | 16
13.07. | 17
13.07. | 18
13.07. | 19
13.07. | 20
13.07. | 21
13.07. | 22
13.07. | 23
13.07. | 24
14.07. | 1
14.07. | 2
14.07. | 3
14.07. | 4
14.07. | 5
14.07. | 6
14.07. | 7
14.07. | 8
14.07. | 9
14.07. | 10
14.07. | 11
14.07. | 12
14.07. | 13
14.07. | 14
14.07. | 15
14.07. | 16
14.07. | 17
14.07. | 18
14.07. | 19
14.07. | 20
14.07. | 21
14.07. | 22
14.07. | 23
14.07. | 24
15.07. | 1
15.07. | 2
15.07. | 3
15.07. | 4
15.07. | 5
15.07. | 6
15.07. | 7
15.07. | 8
15.07. | 9
15.07. | 10
15.07. | 11
15.07. | 12
15.07. | 13
15.07. | 14
15.07. | 15
15.07. | 16
15.07. | 17
15.07. | 18
15.07. | 19
15.07. | 20
15.07. | 21
15.07. | 22
15.07. | 23
15.07. | 24
16.07. | 1
16.07. | 2
16.07. | 3
16.07. | 4
16.07. | 5
16.07. | 6
16.07. | 7
16.07. | 8
16.07. | 9
16.07. | 10
16.07. | 11
16.07. | 12
16.07. | 13
16.07. | 14
16.07. | 15
16.07. | 16
16.07. | 17
16.07. | 18
16.07. | 19
16.07. | 20
16.07. | 21
16.07. | 22
16.07. | 23
16.07. | 24
17.07. | 1
17.07. | 2
17.07. | 3
17.07. | 4
17.07. | 5
17.07. | 6
17.07. | 7
17.07. | 8
17.07. | 9
17.07. | 10
17.07. | 11
17.07. | 12
17.07. | 13
17.07. | 14
17.07. | 15
17.07. | 16
17.07. | 17
17.07. | 18
17.07. | 19
17.07. | 20
17.07. | 21
17.07. | 22
17.07. | 23
17.07. | 24
18.07. | 1
18.07. | 2
18.07. | 3
18.07. | 4
18.07. | 5
18.07. | 6
18.07. | 7
18.07. | 8
18.07. | 9
18.07. | 10
18.07. | 11
18.07. | 12
18.07. | 13
18.07. | 14
18.07. | 15
18.07. | 16
18.07. | 17
18.07. | 18
18.07. | 19
18.07. | 20
18.07. | 21
18.07. | 22
18.07. | 23
18.07. | 24
19.07. | 1
19.07. | 2
19.07. | 3
19.07. | 4
19.07. | 5
19.07. | 6
19.07. | 7
19.07. | 8
19.07. | 9
19.07. | 10
19.07. | 11
19.07. | 12
19.07. | 13
19.07. | 14
19.07. | 15
19.07. | 16
19.07. | 17
19.07. | 18
19.07. | 19
19.07. | 20
19.07. | 21
19.07. | 22
19.07. | 23
19.07. | 24
20.07. | 1
20.07. | 2
20.07. | 3
20.07. | 4
20.07. | 5
20.07. | 6
20.07. | 7
20.07. | 8
20.07. | 9
20.07. | 10
20.07. | 11
20.07. | 12
20.07. | 13
20.07. | 14
20.07. | 15
20.07. | 16
20.07. | 17
20.07. | 18
20.07. | 19
20.07. | 20
20.07. | 21
20.07. | 22
20.07. | 23
20.07. | 24
21.07. | 1
21.07. | 2
21.07. | 3
21.07. | 4
21.07. | 5
21.07. | 6
21.07. | 7
21.07. | 8
21.07. | 9
21.07. | 10
21.07. | 11
21.07. | 12
21.07. | 13
21.07. | 14
21.07. | 15
21.07. | 16
21.07. | 17
21.07. | 18
21.07. | 19
21.07. | 20
21.07. | 21
21.07. | 22
21.07. | 23
21.07. | 24
22.07. | 1
22.07. | 2
22.07. | 3
22.07. | 4
22.07. | 5
22.07. | 6
22.07. | 7
22.07. | 8
22.07. | 9
22.07. | 10
22.07. | 11
22.07. | 12
22.07. | 13
22.07. | 14
22.07. | 15
22.07. | 16
22.07. | 17
22.07. | 18
22.07. | 19
22.07. | 20
22.07. | 21
22.07. | 22
22.07. | 23
22.07. | 24
23.07. | 1
23.07. | 2
23.07. | 3
23.07. | 4
23.07. | 5
23.07. | 6
23.07. | 7
23.07. | 8
23.07. | 9
23.07. | 10
23.07. | 11
23.07. | 12
23.07. | 13
23.07. | 14
23.07. | 15
23.07. | 16
23.07. | 17
23.07. | 18
23.07. | 19
23.07. | 20
23.07. | 21
23.07. | 22
23.07. | 23
23.07. | 24
24.07. | 1
24.07. | 2
24.07. | 3
24.07. | 4
24.07. | 5
24.07. | 6
24.07. | 7
24.07. | 8
24.07. | 9
24.07. | 10
24.07. | 11
24.07. | 12
24.07. | 13
24.07. | 14
24.07. | 15
24.07. | 16
24.07. | 17
24.07. | 18
24.07. | 19
24.07. | 20
24.07. | 21
24.07. | 22
24.07. | 23
24.07. | 24
25.07. | 1
25.07. | 2
25.07. | 3
25.07. | 4
25.07. | 5
25.07. | 6
25.07. | 7
25.07. | 8
25.07. | 9
25.07. | 10
25.07. | 11
25.07. | 12
25.07. | 13
25.07. | 14
25.07. | 15
25.07. | 16
25.07. | 17
25.07. | 18
25.07. | 19
25.07. | 20
25.07. | 21
25.07. | 22
25.07. | 23
25.07. | 24
26.07. | 1
26.07. | 2
26.07. | 3
26.07. | 4
26.07. | 5
26.07. | 6
26.07. | 7
26.07. | 8
26.07. | 9
26.07. | 10
26.07. | 11
26.07. | 12
26.07. | 13
26.07. | 14
26.07. | 15
26.07. | 16
26.07. | 17
26.07. | 18
26.07. | 19
26.07. | 20
26.07. | 21
26.07. | 22
26.07. | 23
26.07. | 24
27.07. | 1
27.07. | 2
27.07. | 3
27.07. | 4
27.07. | 5
27.07. | 6
27.07. | 7
27.07. | 8
27.07. | 9
27.07. | 10
27.07. | 11
27.07. | 12
27.07. | 13
27.07. | 14
27.07. | 15
27.07. | 16
27.07. | 17
27.07. | 18
27.07. | 19
27.07. | 20
27.07. | 21
27.07. | 22
27.07. | 23
27.07. | 24
28.07. | 1
28.07. | 2
28.07. | 3
28.07. | 4
28.07. | 5
28.07. | 6
28.07. | 7
28.07. | 8
28.07. | 9
28.07. | 10
28.07. | 11
28.07. | 12
28.07. | 13
28.07. | 14
28.07. | 15
28.07. | 16
28.07. | 17
28.07. | 18
28.07. | 19
28.07. | 20
28.07. | 21
28.07. | 22
28.07. | 23
28.07. | 24
29.07. | 1
29.07. | 2
29.07. | 3
29.07. | 4
29.07. | 5
29.07. | 6
29.07. | 7
29.07. | 8
29.07. | 9
29.07. | 10
29.07. | 11
29.07. | 12
29.07. | 13
29.07. | 14
29.07. | 15
29.07. | 16
29.07. | 17
29.07. | 18
29.07. | 19
29.07. | 20
29.07. | 21
29.07. | 22
29.07. | 23
29.07. | 24
30.07. | 1
30.07. | 2
30.07. | 3
30.07. | 4
30.07. | 5
30.07. | 6
30.07. | 7
30.07. | 8
30.07. | 9
30.07. | 10
30.07. | 11
30.07. | 12
30.07. | 13
30.07. | 14
30.07. | 15
30.07. | 16
30.07. | 17
30.07. | 18
30.07. | 19
30.07. | 20
30.07. | 21
30.07. | 22
30.07. | 23
30.07. | 24
31.07. | 1
31.07. | 2
31.07. | 3
31.07. | 4
31.07. | 5
31.07. | 6
31.07. | 7
31.07. | 8
31.07. | 9
31.07. | 10
31.07. | 11
31.07. | 12
31.07. | 13
31.07. | 14
31.07. | 15
31.07. | 16
31.07. | 17
31.07. | 18
31.07. | 19
31.07. | 20
31.07. | 21
31.07. | 22
31.07. | 23
31.07. | 24
01.08. | 1
01.08. | 2
01.08. | 3
01.08. | 4
01.08. | 5
01.08. | 6
01.08. | 7
01.08. | 8
01.08. | 9
01.08. | 10
01.08. | 11
01.08. | 12
01.08. | 13
01.08. | 14
01.08. | 15
01.08. | 16
01.08. | 17
01.08. | 18
01.08. | 19
01.08. | 20
01.08. | 21
01.08. | 22
01.08. | 23
01.08. | 24
02.08. | 1
02.08. | 2
02.08. | 3
02.08. | 4
02.08. | 5
02.08. | 6
02.08. | 7
02.08. | 8
02.08. | 9
02.08. | 10
02.08. | 11
02.08. | 12
02.08. | 13
02.08. | 14
02.08. | 15
02.08. | 16
02.08. | 17
02.08. | 18
02.08. | 19
02.08. | 20
02.08. | 21
02.08. | 22
02.08. | 23
02.08. | 24
03.08. | 1
03.08. | 2
03.08. | 3
03.08. | 4
03.08. | 5
03.08. | 6
03.08. | 7
03.08. | 8
03.08. | 9
03.08. | 10
03.08. | 11
03.08. | 12
03.08. | 13
03.08. | 14
03.08. | 15
03.08. | 16
03.08. | 17
03.08. | 18
03.08. | 19
03.08. | 20
03.08. | 21
03.08. | 22
03.08. | 23
03.08. | 24
04.08. | 1
04.08. | 2
04.08. | 3
04.08. | 4
04.08. | 5
04.08. | 6
04.08. | 7
04.08. | 8
04.08. | 9
04.08. | 10
04.08. | 11
04.08. | 12
04.08. | 13
04.08. | 14
04.08. | 15
04.08. | 16
04.08. | 17
04.08. | 18
04.08. | 19
04.08. | 20
04.08. | 21
04.08. | 22
04.08. | 23
04.08. | 24
05.08. | 1
05.08. | 2
05.08. | 3
05.08. | 4
05.08. | 5
05.08. | 6
05.08. | 7
05.08. | 8
05.08. | 9
05.08. | 10
05.08. | 11
05.08. | 12
05.08. | 13
05.08. | 14
05.08. | 15
05.08. | 16
05.08. | 17
05.08. | 18
05.08. | 19
05.08. | 20
05.08. | 21
05.08. | 22
05.08. | 23
05.08. | 24
06.08. | 1
06.08. | 2
06.08. | 3
06.08. | 4
06.08. | 5
06.08. | 6
06.08. | 7
06.08. | 8
06.08. | 9
06.08. | 10
06.08. | 11
06.08. | 12
06.08. | 13
06.08. | 14
06.08. | 15
06.08. | 16
06.08. | 17
06.08. | 18
06.08. | 19
06.08. | 20
06.08. | 21
06.08. | 22
06.08. | 23
06.08. | 24
07.08. | 1
07.08. | 2
07.08. | 3
07.08. | 4
07.08. | 5
07.08. | 6
07.08. | 7
07.08. | 8
07.08. | 9
07.08. | 10
07.08. | 11
07.08. | 12
07.08. | 13
07.08. | 14
07.08. | 15
07.08. | 16
07.08. | 17
07.08. | 18
07.08. | 19
07.08. | 20
07.08. | 21
07.08. | 22
07.08. | 23
07.08. | 24
08.08. | 1
08.08. | 2
08.08. | 3
08.08. | 4
08.08. | 5
08.08. | 6
08.08. | 7
08.08. | 8
08.08. | 9
08.08. | 10
08.08. | 11
08.08. | 12
08.08. | 13
08.08. | 14
08.08. | 15
08.08. | 16
08.08. | 17
08.08. | 18
08.08. | 19
08.08. | 20
08.08. | 21
08.08. | 22
08.08. | 23
08.08. | 24
09.08. | 1
09.08. | 2
09.08. | 3
09.08. | 4
09.08. | 5
09.08. | 6
09.08. | 7
09.08. | 8
09.08. | 9
09.08. | 10
09.08. | 11
09.08. | 12
09.08. | 13
09.08. | 14
09.08. | 15
09.08. | 16
09.08. | 17
09.08. | 18
09.08. | 19
09.08. | 20
09.08. | 21
09.08. | 22
09.08. | 23
09.08. | 24
10.08. | 1
10.08. | 2
10.08. | 3
10.08. | 4
10.08. | 5
10.08. | 6
10.08. | 7
10.08. | 8
10.08. | 9
10.08. | 10
10.08. | 11
10.08. | 12
10.08. | 13
10.08. | 14
10.08. | 15
10.08. | 16
10.08. | 17
10.08. | 18
10.08. | 19
10.08. | 20
10.08. | 21
10.08. | 22
10.08. | 23
10.08. | 24
11.08. | 1
11.08. | 2
11.08. | 3
11.08. | 4
11.08. | 5
11.08. | 6
11.08. | 7
11.08. | 8
11.08. | 9
11.08. | 10
11.08. | 11
11.08. | 12
11.08. | 13
11.08. | 14
11.08. | 15
11.08. | 16
11.08. | 17
11.08. | 18
11.08. | 19
11.08. | 20
11.08. | 21
11.08. | 22
11.08. | 23
11.08. | 24
12.08. | 1
12.08. | 2
12.08. | 3
12.08. | 4
12.08. | 5
12.08. | 6
12.08. | 7
12.08. | 8
12.08. | 9
12.08. | 10
12.08. | 11
12.08. | 12
12.08. | 13
12.08. | 14
12.08. | 15
12.08. | 16
12.08. | 17
12.08. | 18
12.08. | 19
12.08. | 20
12.08. | 21
12.08. | 22
12.08. | 23
12.08. | 24
13.08. | 1
13.08. | 2
13.08. | 3
13.08. | 4
13.08. | 5
13.08. | 6
13.08. | 7
13.08. | 8
13.08. | 9
13.08. | 10
13.08. | 11
13.08. | 12
13.08. | 13
13.08. | 14
13.08. | 15
13.08. | 16
13.08. | 17
13.08. | 18
13.08. | 19
13.08. | 20
13.08. | 21
13.08. | 22
13.08. | 23
13.08. | 24
14.08. | 1
14.08. | 2
14.08. | 3
14.08. | 4
14.08. | 5
14.08. | 6
14.08. | 7
14.08. | 8
14.08. | 9
14.08. | 10
14.08. | 11
14.08. | 12
14.08. | 13
14.08. | 14
14.08. | 15
14.08. | 16
14.08. | 17
14.08. | 18
14.08. | 19
14.08. | 20
14.08. | 21
14.08. | 22
14.08. | 23
14.08. | 24
15.08. | 1
15.08. | 2
15.08. | 3
15.08. | 4
15.08. | 5
15.08. | 6
15.08. | 7
15.08. | 8
15.08. | 9
15.08. | 10
15.08. | 11
15.08. | 12
15.08. | 13
15.08. | 14
15.08. | 15
15.08. | 16
15.08. | 17
15.08. | 18
15.08. | 19
15.08. | 20
15.08. | 21
15.08. | 22
15.08. | 23
15.08. | 24
16.08. | 1
16.08. | 2
16.08. | 3
16.08. | 4
16.08. | 5
16.08. | 6
16.08. | 7
16.08. | 8
16.08. | 9
16.08. | 10
16.08. | 11
16.08. | 12
16.08. | 13
16.08. | 14
16.08. | 15
16.08. | 16
16.08. | 17
16.08. | 18
16.08. | 19
16.08. | 20
16.08. | 21
16.08. | 22
16.08. | 23
16.08. | 24
17.08. | 1
17.08. | 2
17.08. | 3
17.08. | 4
17.08. | 5
17.08. | 6
17.08. | 7
17.08. | 8
17.08. | 9
17.08. | 10
17.08. | 11
17.08. | 12
17.08. | 13
17.08. | 14
17.08. | 15
17.08. | 16
17.08. | 17
17.08. | 18
17.08. | 19
17.08. | 20
17.08. | 21
17.08. | 22
17.08. | 23
17.08. | 24
18.08. | 1
18.08. | 2
18.08. | 3
18.08. | 4
18.08. | 5
18.08. | 6
18.08. | 7
18.08. | 8
18.08. | 9
18.08. | 10
18.08. | 11
18.08. | 12
18.08. | 13
18.08. | 14
18.08. | 15
18.08. | 16
18.08. | 17
18.08. | 18
18.08. | 19
18.08. | 20
18.08. | 21
18.08. | 22
18.08. | 23
18.08. | 24
19.08. | 1
19.08. | 2
19.08. | 3
19.08. | 4
19.08. | 5
19.08. | 6
19.08. | 7
19.08. | 8
19.08. | 9
19.08. | 10
19.08. | 11
19.08. | 12
19.08. | 13
19.08. | 14
19.08. | 15
19.08. | 16
19.08. | 17
19.08. | 18
19.08. | 19
19.08. | 20
19.08. | 21
19.08. | 22
19.08. | 23
19.08. | 24
20.08. | 1
20.08. | 2
20.08. | 3
20.08. | 4
20.08. | 5
20.08. | 6
20.08. | 7
20.08. | 8
20.08. | 9
20.08. | 10
20.08. | 11
20.08. | 12
20.08. | 13
20.08. | 14
20.08. | 15
20.08. | 16
20.08. | 17
20.08. | 18
20.08. | 19
20.08. | 20
20.08. | 21
20.08. | 22
20.08. | 23
20.08. | 24
21.08. | 1
21.08. | 2
21.08. | 3
21.08. | 4
21.08. | 5
21.08. | 6
21.08. | 7
21.08. | 8
21.08. | 9
21.08. | 10
21.08. | 11
21.08. | 12
21.08. | 13
21.08. | 14
21.08. | 15
21.08. | 16
21.08. | 17
21.08. | 18
21.08. | 19
21.08. | 20
21.08. | 21
21.08. | 22
21.08. | 23
21.08. | 24
22.08. | 1
22.08. | 2
22.08. | 3
22.08. | 4
22.08. | 5
22.08. | 6
22.08. | 7
22.08. | 8
22.08. | 9
22.08. | 10
22.08. | 11
22.08. | 12
22.08. | 13
22.08. | 14
22.08. | 15
22.08. | 16
22.08. | 17
22.08. | 18
22.08. | 19
22.08. | 20
22.08. | 21
22.08. | 22
22.08. | 23
22.08. | 24
23.08. | 1
23.08. | 2
23.08. | 3
23.08. | 4
23.08. | 5
23.08. | 6
23.08. | 7
23.08. | 8
23.08. | 9
23.08. | 10
23.08. | 11
23.08. | 12
23.08. | 13
23.08. | 14
23.08. | 15
23.08. | 16
23.08. | 17
23.08. | 18
23.08. | 19
23.08. | 20
23.08. | 21
23.08. | 22
23.08. | 23
23.08. | 24
24.08. | 1
24.08. | 2
24.08. | 3
24.08. | 4
24.08. | 5
24.08. | 6
24.08. | 7
24.08. | 8
24.08. | 9
24.08. | 10
24.08. | 11
24.08. | 12
24.08. | 13
24.08. | 14
24.08. | 15
24.08. | 16
24.08. | 17
24.08. | 18
24.08. | 19
24.08. | 20
24.08. | 21
24.08. | 22
24.08. | 23
24.08. | 24
25.08. | 1
25.08. | 2
25.08. | 3
25.08. | 4
25.08. | 5
25.08. | 6
25.08. | 7
25.08. | 8
25.08. | 9
25.08. | 10
25.08. | 11
25.08. | 12
25.08. | 13
25.08. | 14
25.08. | 15
25.08. | 16
25.08. | 17
25.08. | 18
25.08. | 19
25.08. | 20
25.08. | 21
25.08. | 22
25.08. | 23
25.08. | 24
26.08. | 1
26.08. | 2
26.08. | 3
26.08. | 4
26.08. | 5
26.08. | 6
26.08. | 7
26.08. | 8
26.08. | 9
26.08. | 10
26.08. | 11
26.08. | 12
26.08. | 13
26.08. | 14
26.08. | 15
26.08. | 16
26.08. | 17
26.08. | 18
26.08. | 19
26.08. | 20
26.08. | 21
26.08. | 22
26.08. | 23
26.08. | 24
27.08. | 1
27.08. | 2
27.08. | 3
27.08. | 4
27.08. | 5
27.08. | 6
27.08. | 7
27.08. | 8
27.08. | 9
27.08. | 10
27.08. | 11
27.08. | 12
27.08. | 13
27.08. | 14
27.08. | 15
27.08. | 16
27.08. | 17
27.08. | 18
27.08. | 19
27.08. | 20
27.08. | 21
27.08. | 22
27.08. | 23
27.08. | 24
28.08. | 1
28.08. | 2
28.08. | 3
28.08. | 4
28.08. | 5
28.08. | 6
28.08. | 7
28.08. | 8
28.08. | 9
28.08. | 10
28.08. | 11
28.08. | 12
28.08. | 13
28.08. | 14
28.08. | 15
28.08. | 16
28.08. | 17
28.08. | 18
28.08. | 19
28.08. | 20
28.08. | 21
28.08. | 22
28.08. | 23
28.08. | 24
29.08. | 1
29.08. | 2
29.08. | 3
29.08. | 4
29.08. | 5
29.08. | 6
29.08. | 7
29.08. | 8
29.08. | 9
29.08. | 10
29.08. | 11
29.08. | 12
29.08. | 13
29.08. | 14
29.08. | 15
29.08. | 16
29.08. | 17
29.08. | 18
29.08. | 19
29.08. | 20
29.08. | 21
29.08. | 22
29.08. | 23
29.08. | 24
30.08. | 1
30.08. | 2
30.08. | 3
30.08. | 4
30.08. | 5
30.08. | 6
30.08. | 7
30.08. | 8
30.08. | 9
30.08. | 10
30.08. | 11
30.08. | 12
30.08. | 13
30.08. | 14
30.08. | 15
30.08. | 16
30.08. | 17
30.08. | 18
30.08. | 19
30.08. | 20
30.08. | 21
30.08. | 22
30.08. | 23
30.08. | 24
31.08. | 1
31.08. | 2
31.08. | 3
31.08. | 4
31.08. | 5
31.08. | 6
31.08. | 7
31.08. | 8
31.08. | 9
31.08. | 10
31.08. | 11
31.08. | 12
31.08. | 13
31.08. | 14
31.08. | 15
31.08. | 16
31.08. | 17
31.08. | 18
31.08. | 19
31.08. | 20
31.08. | 21
31.08. | 22
31.08. | 23
31.08. | 24
01.09. | 1
01.09. | 2
01.09. | 3
01.09. | 4
01.09. | 5
01.09. | 6
01.09. | 7
01.09. | 8
01.09. | 9
01.09. | 10
01.09. | 11
01.09. | 12
01.09. | 13
01.09. | 14
01.09. | 15
01.09. | 16
01.09. | 17
01.09. | 18
01.09. | 19
01.09. | 20
01.09. | 21
01.09. | 22
01.09. | 23
01.09. | 24
02.09. | 1
02.09. | 2
02.09. | 3
02.09. | 4
02.09. | 5
02.09. | 6
02.09. | 7
02.09. | 8
02.09. | 9
02.09. | 10
02.09. | 11
02.09. | 12
02.09. | 13
02.09. | 14
02.09. | 15
02.09. | 16
02.09. | 17
02.09. | 18
02.09. | 19
02.09. | 20
02.09. | 21
02.09. | 22
02.09. | 23
02.09. | 24
03.09. | 1
03.09. | 2
03.09. | 3
03.09. | 4
03.09. | 5
03.09. | 6
03.09. | 7
03.09. | 8
03.09. | 9
03.09. | 10
03.09. | 11
03.09. | 12
03.09. | 13
03.09. | 14
03.09. | 15
03.09. | 16
03.09. | 17
03.09. | 18
03.09. | 19
03.09. | 20
03.09. | 21
03.09. | 22
03.09. | 23
03.09. | 24
04.09. | 1
04.09. | 2
04.09. | 3
04.09. | 4
04.09. | 5
04.09. | 6
04.09. | 7
04.09. | 8
04.09. | 9
04.09. | 10
04.09. | 11
04.09. | 12
04.09. | 13
04.09. | 14
04.09. | 15
04.09. | 16
04.09. | 17
04.09. | 18
04.09. | 19
04.09. | 20
04.09. | 21
04.09. | 22
04.09. | 23
04.09. | 24
05.09. | 1
05.09. | 2
05.09. | 3
05.09. | 4
05.09. | 5
05.09. | 6
05.09. | 7
05.09. | 8
05.09. | 9
05.09. | 10
05.09. | 11
05.09. | 12
05.09. | 13
05.09. | 14
05.09. | 15
05.09. | 16
05.09. | 17
05.09. | 18
05.09. | 19
05.09. | 20
05.09. | 21
05.09. | 22
05.09. | 23
05.09. | 24
06.09. | 1
06.09. | 2
06.09. | 3
06.09. | 4
06.09. | 5
06.09. | 6
06.09. | 7
06.09. | 8
06.09. | 9
06.09. | 10
06.09. | 11
06.09. | 12
06.09. | 13
06.09. | 14
06.09. | 15
06.09. | 16
06.09. | 17
06.09. | 18
06.09. | 19
06.09. | 20
06.09. | 21
06.09. | 22
06.09. | 23
06.09. | 24
07.09. | 1
07.09. | 2
07.09. | 3
07.09. | 4
07.09. | 5
07.09. | 6
07.09. | 7
07.09. | 8
07.09. | 9
07.09. | 10
07.09. | 11
07.09. | 12
07.09. | 13
07.09. | 14
07.09. | 15
07.09. | 16
07.09. | 17
07.09. | 18
07.09. | 19
07.09. | 20
07.09. | 21
07.09. | 22
07.09. | 23
07.09. | 24
08.09. | 1
08.09. | 2
08.09. | 3
08.09. | 4
08.09. | 5
08.09. | 6
08.09. | 7
08.09. | 8
08.09. | 9
08.09. | 10
08.09. | 11
08.09. | 12
08.09. | 13
08.09. | 14
08.09. | 15
08.09. | 16
08.09. | 17
08.09. | 18
08.09. | 19
08.09. | 20
08.09. | 21
08.09. | 22
08.09. | 23
08.09. | 24
09.09. | 1
09.09. | 2
09.09. | 3
09.09. | 4
09.09. | 5
09.09. | 6
09.09. | 7
09.09. | 8
09.09. | 9
09.09. | 10
09.09. | 11
09.09. | 12
09.09. | 13
09.09. | 14
09.09. | 15
09.09. | 16
09.09. | 17
09.09. | 18
09.09. | 19
09.09. | 20
09.09. | 21
09.09. | 22
09.09. | 23
09.09. | 24
10.09. | 1
10.09. | 2
10.09. | 3
10.09. | 4
10.09. | 5
10.09. | 6
10.09. | 7
10.09. | 8
10.09. | 9
10.09. | 10
10.09. | 11
10.09. | 12
10.09. | 13
10.09. | 14
10.09. | 15
10.09. | 16
10.09. | 17
10.09. | 18
10.09. | 19
10.09. | 20
10.09. | 21
10.09. | 22
10.09. | 23
10.09. | 24
11.09. | 1
11.09. | 2
11.09. | 3
11.09. | 4
11.09. | 5
11.09. | 6
11.09. | 7
11.09. | 8
11.09. | 9
11.09. | 10
11.09. | 11
11.09. | 12
11.09. | 13
11.09. | 14
11.09. | 15
11.09. | 16
11.09. | 17
11.09. | 18
11.09. | 19
11.09. | 20
11.09. | 21
11.09. | 22
11.09. | 23
11.09. | 24
12.09. | 1
12.09. | 2
12.09. | 3
12.09. | 4
12.09. | 5
12.09. | 6
12.09. | 7
12.09. | 8
12.09. | 9
12.09. | 10
12.09. | 11
12.09. | 12
12.09. | 13
12.09. | 14
12.09. | 15
12.09. | 16
12.09. | 17
12.09. | 18
12.09. | 19
12.09. | 20
12.09. | 21
12.09. | 22
12.09. | 23
12.09. | 24
13.09. | 1
13.09. | 2
13.09. | 3
13.09. | 4
13.09. | 5
13.09. | 6
13.09. | 7
13.09. | 8
13.09. | 9
13.09. | 10
13.09. | 11
13.09. | 12
13.09. | 13
13.09. | 14
13.09. | 15
13.09. | 16
13.09. | 17
13.09. | 18
13.09. | 19
13.09. | 20
13.09. | 21
13.09. | 22
13.09. | 23
13.09. | 24
14.09. | 1
14.09. | 2
14.09. | 3
14.09. | 4
14.09. | 5
14.09. | 6
14.09. | 7
14.09. | 8
14.09. | 9
14.09. | 10
14.09. | 11
14.09. | 12
14.09. | 13
14.09. | 14
14.09. | 15
14.09. | 16
14.09. | 17
14.09. | 18
14.09. | 19
14.09. | 20
14.09. | 21
14.09. | 22
14.09. | 23
14.09. | 24
15.09. | 1
15.09. | 2
15.09. | 3
15.09. | 4
15.09. | 5
15.09. | 6
15.09. | 7
15.09. | 8
15.09. | 9
15.09. | 10
15.09. | 11
15.09. | 12
15.09. | 13
15.09. | 14
15.09. | 15
15.09. | 16
15.09. | 17
15.09. | 18
15.09. | 19
15.09. | 20
15.09. | 21
15.09. | 22
15.09. | 23
15.09. | 24
16.09. | 1
16.09. | 2
16.09. | 3
16.09. | 4
16.09. | 5
16.09. | 6
16.09. | 7
16.09. | 8
16.09. | 9
16.09. | 10
16.09. | 11
16.09. | 12
16.09. | 13
16.09. | 14
16.09. | 15
16.09. | 16
16.09. | 17
16.09. | 18
16.09. | 19
16.09. | 20
16.09. | 21
16.09. | 22
16.09. | 23
16.09. | 24
17.09. | 1
17.09. | 2
17.09. | 3
17.09. | 4
17.09. | 5
17.09. | 6
17.09. | 7
17.09. | 8
17.09. | 9
17.09. | 10
17.09. | 11
17.09. | 12
17.09. | 13
17.09. | 14
17.09. | 15
17.09. | 16
17.09. | 17
17.09. | 18
17.09. | 19
17.09. | 20
17.09. | 21
17.09. | 22
17.09. | 23
17.09. | 24
18.09. | 1
18.09. | 2
18.09. | 3
18.09. | 4
18.09. | 5
18.09. | 6
18.09. | 7
18.09. | 8
18.09. | 9
18.09. | 10
18.09. | 11
18.09. | 12
18.09. | 13
18.09. | 14
18.09. | 15
18.09. | 16
18.09. | 17
18.09. | 18
18.09. | 19
18.09. | 20
18.09. | 21
18.09. | 22
18.09. | 23
18.09. | 24
19.09. | 1
19.09. | 2
19.09. | 3
19.09. | 4
19.09. | 5
19.09. | 6
19.09. | 7
19.09. | 8
19.09. | 9
19.09. | 10
19.09. | 11
19.09. | 12
19.09. | 13
19.09. | 14
19.09. | 15
19.09. | 16
19.09. | 17
19.09. | 18
19.09. | 19
19.09. | 20
19.09. | 21
19.09. | 22
19.09. | 23
19.09. | 24
20.09. | 1
20.09. | 2
20.09. | 3
20.09. | 4
20.09. | 5
20.09. | 6
20.09. | 7
20.09. | 8
20.09. | 9
20.09. | 10
20.09. | 11
20.09. | 12
20.09. | 13
20.09. | 14
20.09. | 15
20.09. | 16
20.09. | 17
20.09. | 18
20.09. | 19
20.09. | 20
20.09. | 21
20.09. | 22
20.09. | 23
20.09. | 24
21.09. | 1
21.09. | 2
21.09. | 3
21.09. | 4
21.09. | 5
21.09. | 6
21.09. | 7
21.09. | 8
21.09. | 9
21.09. | 10
21.09. | 11
21.09. | 12
21.09. | 13
21.09. | 14
21.09. | 15
21.09. | 16
21.09. | 17
21.09. | 18
21.09. | 19
21.09. | 20
21.09. | 21
21.09. | 22
21.09. | 23
21.09. | 24
22.09. | 1
22.09. | 2
22.09. | 3
22.09. | 4
22.09. | 5
22.09. | 6
22.09. | 7
22.09. | 8
22.09. | 9
22.09. | 10
22.09. | 11
22.09. | 12
22.09. | 13
22.09. | 14
22.09. | 15
22.09. | 16
22.09. | 17
22.09. | 18
22.09. | 19
22.09. | 20
22.09. | 21
22.09. | 22
22.09. | 23
22.09. | 24
23.09. | 1
23.09. | 2
23.09. | 3
23.09. | 4
23.09. | 5
23.09. | 6
23.09. | 7
23.09. | 8
23.09. | 9
23.09. | 10
23.09. | 11
23.09. | 12
23.09. | 13
23.09. | 14
23.09. | 15
23.09. | 16
23.09. | 17
23.09. | 18
23.09. | 19
23.09. | 20
23.09. | 21
23.09. | 22
23.09. | 23
23.09. | 24
24.09. | 1
24.09. | 2
24.09. | 3
24.09. | 4
24.09. | 5
24.09. | 6
24.09. | 7
24.09. | 8
24.09. | 9
24.09. | 10
24.09. | 11
24.09. | 12
24.09. | 13
24.09. | 14
24.09. | 15
24.09. | 16
24.09. | 17
24.09. | 18
24.09. | 19
24.09. | 20
24.09. | 21
24.09. | 22
24.09. | 23
24.09. | 24
25.09. | 1
25.09. | 2
25.09. | 3
25.09. | 4
25.09. | 5
25.09. | 6
25.09. | 7
25.09. | 8
25.09. | 9
25.09. | 10
25.09. | 11
25.09. | 12
25.09. | 13
25.09. | 14
25.09. | 15
25.09. | 16
25.09. | 17
25.09. | 18
25.09. | 19
25.09. | 20
25.09. | 21
25.09. | 22
25.09. | 23
25.09. | 24
26.09. | 1
26.09. | 2
26.09. | 3
26.09. | 4
26.09. | 5
26.09. | 6
26.09. | 7
26.09. | 8
26.09. | 9
26.09. | 10
26.09. | 11
26.09. | 12
26.09. | 13
26.09. | 14
26.09. | 15
26.09. | 16
26.09. | 17
26.09. | 18
26.09. | 19
26.09. | 20
26.09. | 21
26.09. | 22
26.09. | 23
26.09. | 24
27.09. | 1
27.09. | 2
27.09. | 3
27.09. | 4
27.09. | 5
27.09. | 6
27.09. | 7
27.09. | 8
27.09. | 9
27.09. | 10
27.09. | 11
27.09. | 12
27.09. | 13
27.09. | 14
27.09. | 15
27.09. | 16
27.09. | 17
27.09. | 18
27.09. | 19
27.09. | 20
27.09. | 21
27.09. | 22
27.09. | 23
27.09. | 24
28.09. | 1
28.09. | 2
28.09. | 3
28.09. | 4
28.09. | 5
28.09. | 6
28.09. | 7
28.09. | 8
28.09. | 9
28.09. | 10
28.09. | 11
28.09. | 12
28.09. | 13
28.09. | 14
28.09. | 15
28.09. | 16
28.09. | 17
28.09. | 18
28.09. | 19
28.09. | 20
28.09. | 21
28.09. | 22
28.09. | 23
28.09. | 24
29.09. | 1
29.09. | 2
29.09. | 3
29.09. | 4
29.09. | 5
29.09. | 6
29.09. | 7
29.09. | 8
29.09. | 9
29.09. | 10
29.09. | 11
29.09. | 12
29.09. | 13
29.09. | 14
29.09. | 15
29.09. | 16
29.09. | 17
29.09. | 18
29.09. | 19
29.09. | 20
29.09. | 21
29.09. | 22
29.09. | 23
29.09. | 24
30.09. | 1
30.09. | 2
30.09. | 3
30.09. | 4
30.09. | 5
30.09. | 6
30.09. | 7
30.09. | 8
30.09. | 9
30.09. | 10
30.09. | 11
30.09. | 12
30.09. | 13
30.09. | 14
30.09. | 15
30.09. | 16
30.09. | 17
30.09. | 18
30.09. | 19
30.09. | 20
30.09. | 21
30.09. | 22
30.09. | 23
30.09. | 24
01.10. | 1
01.10. | 2
01.10. | 3
01.10. | 4
01.10. | 5
01.10. | 6
01.10. | 7
01.10. | 8
01.10. | 9
01.10. | 10
01.10. | 11
01.10. | 12
01.10. | 13
01.10. | 14
01.10. | 15
01.10. | 16
01.10. | 17
01.10. | 18
01.10. | 19
01.10. | 20
01.10. | 21
01.10. | 22
01.10. | 23
01.10. | 24
02.10. | 1
02.10. | 2
02.10. | 3
02.10. | 4
02.10. | 5
02.10. | 6
02.10. | 7
02.10. | 8
02.10. | 9
02.10. | 10
02.10. | 11
02.10. | 12
02.10. | 13
02.10. | 14
02.10. | 15
02.10. | 16
02.10. | 17
02.10. | 18
02.10. | 19
02.10. | 20
02.10. | 21
02.10. | 22
02.10. | 23
02.10. | 24
03.10. | 1
03.10. | 2
03.10. | 3
03.10. | 4
03.10. | 5
03.10. | 6
03.10. | 7
03.10. | 8
03.10. | 9
03.10. | 10
03.10. | 11
03.10. | 12
03.10. | 13
03.10. | 14
03.10. | 15
03.10. | 16
03.10. | 17
03.10. | 18
03.10. | 19
03.10. | 20
03.10. | 21
03.10. | 22
03.10. | 23
03.10. | 24
04.10. | 1
04.10. | 2
04.10. | 3
04.10. | 4
04.10. | 5
04.10. | 6
04.10. | 7
04.10. | 8
04.10. | 9
04.10. | 10
04.10. | 11
04.10. | 12
04.10. | 13
04.10. | 14
04.10. | 15
04.10. | 16
04.10. | 17
04.10. | 18
04.10. | 19
04.10. | 20
04.10. | 21
04.10. | 22
04.10. | 23
04.10. | 24
05.10. | 1
05.10. | 2
05.10. | 3
05.10. | 4
05.10. | 5
05.10. | 6
05.10. | 7
05.10. | 8
05.10. | 9
05.10. | 10
05.10. | 11
05.10. | 12
05.10. | 13
05.10. | 14
05.10. | 15
05.10. | 16
05.10. | 17
05.10. | 18
05.10. | 19
05.10. | 20
05.10. | 21
05.10. | 22
05.10. | 23
05.10. | 24
06.10. | 1
06.10. | 2
06.10. | 3
06.10. | 4
06.10. | 5
06.10. | 6
06.10. | 7
06.10. | 8
06.10. | 9
06.10. | 10
06.10. | 11
06.10. | 12
06.10. | 13
06.10. | 14
06.10. | 15
06.10. | 16
06.10. | 17
06.10. | 18
06.10. | 19
06.10. | 20
06.10. | 21
06.10. | 22
06.10. | 23
06.10. | 24
07.10. | 1
07.10. | 2
07.10. | 3
07.10. | 4
07.10. | 5
07.10. | 6
07.10. | 7
07.10. | 8
07.10. | 9
07.10. | 10
07.10. | 11
07.10. | 12
07.10. | 13
07.10. | 14
07.10. | 15
07.10. | 16
07.10. | 17
07.10. | 18
07.10. | 19
07.10. | 20
07.10. | 21
07.10. | 22
07.10. | 23
07.10. | 24
08.10. | 1
08.10. | 2
08.10. | 3
08.10. | 4
08.10. | 5
08.10. | 6
08.10. | 7
08.10. | 8
08.10. | 9
08.10. | 10
08.10. | 11
08.10. | 12
08.10. | 13
08.10. | 14
08.10. | 15
08.10. | 16
08.10. | 17
08.10. | 18
08.10. | 19
08.10. | 20
08.10. | 21
08.10. | 22
08.10. | 23
08.10. | 24
09.10. | 1
09.10. | 2
09.10. | 3
09.10. | 4
09.10. | 5
09.10. | 6
09.10. | 7
09.10. | 8
09.10. | 9
09.10. | 10
09.10. | 11
09.10. | 12
09.10. | 13
09.10. | 14
09.10. | 15
09.10. | 16
09.10. | 17
09.10. | 18
09.10. | 19
09.10. | 20
09.10. | 21
09.10. | 22
09.10. | 23
09.10. | 24
10.10. | 1
10.10. | 2
10.10. | 3
10.10. | 4
10.10. | 5
10.10. | 6
10.10. | 7
10.10. | 8
10.10. | 9
10.10. | 10
10.10. | 11
10.10. | 12
10.10. | 13
10.10. | 14
10.10. | 15
10.10. | 16
10.10. | 17
10.10. | 18
10.10. | 19
10.10. | 20
10.10. | 21
10.10. | 22
10.10. | 23
10.10. | 24
11.10. | 1
11.10. | 2
11.10. | 3
11.10. | 4
11.10. | 5
11.10. | 6
11.10. | 7
11.10. | 8
11.10. | 9
11.10. | 10
11.10. | 11
11.10. | 12
11.10. | 13
11.10. | 14
11.10. | 15
11.10. | 16
11.10. | 17
11.10. | 18
11.10. | 19
11.10. | 20
11.10. | 21
11.10. | 22
11.10. | 23
11.10. | 24
12.10. | 1
12.10. | 2
12.10. | 3
12.10. | 4
12.10. | 5
12.10. | 6
12.10. | 7
12.10. | 8
12.10. | 9
12.10. | 10
12.10. | 11
12.10. | 12
12.10. | 13
12.10. | 14
12.10. | 15
12.10. | 16
12.10. | 17
12.10. | 18
12.10. | 19
12.10. | 20
12.10. | 21
12.10. | 22
12.10. | 23
12.10. | 24
13.10. | 1
13.10. | 2
13.10. | 3
13.10. | 4
13.10. | 5
13.10. | 6
13.10. | 7
13.10. | 8
13.10. | 9
13.10. | 10
13.10. | 11
13.10. | 12
13.10. | 13
13.10. | 14
13.10. | 15
13.10. | 16
13.10. | 17
13.10. | 18
13.10. | 19
13.10. | 20
13.10. | 21
13.10. | 22
13.10. | 23
13.10. | 24
14.10. | 1
14.10. | 2
14.10. | 3
14.10. | 4
14.10. | 5
14.10. | 6
14.10. | 7
14.10. | 8
14.10. | 9
14.10. | 10
14.10. | 11
14.10. | 12
14.10. | 13
14.10. | 14
14.10. | 15
14.10. | 16
14.10. | 17
14.10. | 18
14.10. | 19
14.10. | 20
14.10. | 21
14.10. | 22
14.10. | 23
14.10. | 24
15.10. | 1
15.10. | 2
15.10. | 3
15.10. | 4
15.10. | 5
15.10. | 6
15.10. | 7
15.10. | 8
15.10. | 9
15.10. | 10
15.10. | 11
15.10. | 12
15.10. | 13
15.10. | 14
15.10. | 15
15.10. | 16
15.10. | 17
15.10. | 18
15.10. | 19
15.10. | 20
15.10. | 21
15.10. | 22
15.10. | 23
15.10. | 24
16.10. | 1
16.10. | 2
16.10. | 3
16.10. | 4
16.10. | 5
16.10. | 6
16.10. | 7
16.10. | 8
16.10. | 9
16.10. | 10
16.10. | 11
16.10. | 12
16.10. | 13
16.10. | 14
16.10. | 15
16.10. | 16
16.10. | 17
16.10. | 18
16.10. | 19
16.10. | 20
16.10. | 21
16.10. | 22
16.10. | 23
16.10. | 24
17.10. | 1
17.10. | 2
17.10. | 3
17.10. | 4
17.10. | 5
17.10. | 6
17.10. | 7
17.10. | 8
17.10. | 9
17.10. | 10
17.10. | 11
17.10. | 12
17.10. | 13
17.10. | 14
17.10. | 15
17.10. | 16
17.10. | 17
17.10. | 18
17.10. | 19
17.10. | 20
17.10. | 21
17.10. | 22
17.10. | 23
17.10. | 24
18.10. | 1
18.10. | 2
18.10. | 3
18.10. | 4
18.10. | 5
18.10. | 6
18.10. | 7
18.10. | 8
18.10. | 9
18.10. | 10
18.10. | 11
18.10. | 12
18.10. | 13
18.10. | 14
18.10. | 15
18.10. | 16
18.10. | 17
18.10. | 18
18.10. | 19
18.10. | 20
18.10. | 21
18.10. | 22
18.10. | 23
18.10. | 24
19.10. | 1
19.10. | 2
19.10. | 3
19.10. | 4
19.10. | 5
19.10. | 6
19.10. | 7
19.10. | 8
19.10. | 9
19.10. | 10
19.10. | 11
19.10. | 12
19.10. | 13
19.10. | 14
19.10. | 15
19.10. | 16
19.10. | 17
19.10. | 18
19.10. | 19
19.10. | 20
19.10. | 21
19.10. | 22
19.10. | 23
19.10. | 24
20.10. | 1
20.10. | 2
20.10. | 3
20.10. | 4
20.10. | 5
20.10. | 6
20.10. | 7
20.10. | 8
20.10. | 9
20.10. | 10
20.10. | 11
20.10. | 12
20.10. | 13
20.10. | 14
20.10. | 15
20.10. | 16
20.10. | 17
20.10. | 18
20.10. | 19
20.10. | 20
20.10. | 21
20.10. | 22
20.10. | 23
20.10. | 24
21.10. | 1
21.10. | 2
21.10. | 3
21.10. | 4
21.10. | 5
21.10. | 6
21.10. | 7
21.10. | 8
21.10. | 9
21.10. | 10
21.10. | 11
21.10. | 12
21.10. | 13
21.10. | 14
21.10. | 15
21.10. | 16
21.10. | 17
21.10. | 18
21.10. | 19
21.10. | 20
21.10. | 21
21.10. | 22
21.10. | 23
21.10. | 24
22.10. | 1
22.10. | 2
22.10. | 3
22.10. | 4
22.10. | 5
22.10. | 6
22.10. | 7
22.10. | 8
22.10. | 9
22.10. | 10
22.10. | 11
22.10. | 12
22.10. | 13
22.10. | 14
22.10. | 15
22.10. | 16
22.10. | 17
22.10. | 18
22.10. | 19
22.10. | 20
22.10. | 21
22.10. | 22
22.10. | 23
22.10. | 24
23.10. | 1
23.10. | 2
23.10. | 3
23.10. | 4
23.10. | 5
23.10. | 6
23.10. | 7
23.10. | 8
23.10. | 9
23.10. | 10
23.10. | 11
23.10. | 12
23.10. | 13
23.10. | 14
23.10. | 15
23.10. | 16
23.10. | 17
23.10. | 18
23.10. | 19
23.10. | 20
23.10. | 21
23.10. | 22
23.10. | 23
23.10. | 24
24.10. | 1
24.10. | 2
24.10. | 3
24.10. | 4
24.10. | 5
24.10. | 6
24.10. | 7
24.10. | 8
24.10. | 9
24.10. | 10
24.10. | 11
24.10. | 12
24.10. | 13
24.10. | 14
24.10. | 15
24.10. | 16
24.10. | 17
24.10. | 18
24.10. | 19
24.10. | 20
24.10. | 21
24.10. | 22
24.10. | 23
24.10. | 24
25.10. | 1
25.10. | 2
25.10. | 3
25.10. | 4
25.10. | 5
25.10. | 6
25.10. | 7
25.10. | 8
25.10. | 9
25.10. | 10
25.10. | 11
25.10. | 12
25.10. | 13
25.10. | 14
25.10. | 15
25.10. | 16
25.10. | 17
25.10. | 18
25.10. | 19
25.10. | 20
25.10. | 21
25.10. | 22
25.10. | 23
25.10. | 24
26.10. | 1
26.10. | 2
26.10. | 3
26.10. | 4
26.10. | 5
26.10. | 6
26.10. | 7
26.10. | 8
26.10. | 9
26.10. | 10
26.10. | 11
26.10. | 12
26.10. | 13
26.10. | 14
26.10. | 15
26.10. | 16
26.10. | 17
26.10. | 18
26.10. | 19
26.10. | 20
26.10. | 21
26.10. | 22
26.10. | 23
26.10. | 24
27.10. | 1
27.10. | 2
27.10. | 3
27.10. | 4
27.10. | 5
27.10. | 6
27.10. | 7
27.10. | 8
27.10. | 9
27.10. | 10
27.10. | 11
27.10. | 12
27.10. | 13
27.10. | 14
27.10. | 15
27.10. | 16
27.10. | 17
27.10. | 18
27.10. | 19
27.10. | 20
27.10. | 21
27.10. | 22
27.10. | 23
27.10. | 24
28.10. | 1
28.10. | 2
28.10. | 3
28.10. | 4
28.10. | 5
28.10. | 6
28.10. | 7
28.10. | 8
28.10. | 9
28.10. | 10
28.10. | 11
28.10. | 12
28.10. | 13
28.10. | 14
28.10. | 15
28.10. | 16
28.10. | 17
28.10. | 18
28.10. | 19
28.10. | 20
28.10. | 21
28.10. | 22
28.10. | 23
28.10. | 24
29.10. | 1
29.10. | 2
29.10. | 3
29.10. | 4
29.10. | 5
29.10. | 6
29.10. | 7
29.10. | 8
29.10. | 9
29.10. | 10
29.10. | 11
29.10. | 12
29.10. | 13
29.10. | 14
29.10. | 15
29.10. | 16
29.10. | 17
29.10. | 18
29.10. | 19
29.10. | 20
29.10. | 21
29.10. | 22
29.10. | 23
29.10. | 24
30.10. | 1
30.10. | 2
30.10. | 3
30.10. | 4
30.10. | 5
30.10. | 6
30.10. | 7
30.10. | 8
30.10. | 9
30.10. | 10
30.10. | 11
30.10. | 12
30.10. | 13
30.10. | 14
30.10. | 15
30.10. | 16
30.10. | 17
30.10. | 18
30.10. | 19
30.10. | 20
30.10. | 21
30.10. | 22
30.10. | 23
30.10. | 24
31.10. | 1
31.10. | 2
31.10. | 3
31.10. | 4
31.10. | 5
31.10. | 6
31.10. | 7
31.10. | 8
31.10. | 9
31.10. | 10
31.10. | 11
31.10. | 12
31.10. | 13
31.10. | 14
31.10. | 15
31.10. | 16
31.10. | 17
31.10. | 18
31.10. | 19
31.10. | 20
31.10. | 21
31.10. | 22
31.10. | 23
31.10. | 24
01.11. | 1
01.11. | 2
01.11. | 3
01.11. | 4
01.11. | 5
01.11. | 6
01.11. | 7
01.11. | 8
01.11. | 9
01.11. | 10
01.11. | 11
01.11. | 12
01.11. | 13
01.11. | 14
01.11. | 15
01.11. | 16
01.11. | 17
01.11. | 18
01.11. | 19
01.11. | 20
01.11. | 21
01.11. | 22
01.11. | 23
01.11. | 24
02.11. | 1
02.11. | 2
02.11. | 3
02.11. | 4
02.11. | 5
02.11. | 6
02.11. | 7
02.11. | 8
02.11. | 9
02.11. | 10
02.11. | 11
02.11. | 12
02.11. | 13
02.11. | 14
02.11. | 15
02.11. | 16
02.11. | 17
02.11. | 18
02.11. | 19
02.11. | 20
02.11. | 21
02.11. | 22
02.11. | 23
02.11. | 24
03.11. | 1
03.11. | 2
03.11. | 3
03.11. | 4
03.11. | 5
03.11. | 6
03.11. | 7
03.11. | 8
03.11. | 9
03.11. | 10
03.11. | 11
03.11. | 12
03.11. | 13
03.11. | 14
03.11. | 15
03.11. | 16
03.11. | 17
03.11. | 18
03.11. | 19
03.11. | 20
03.11. | 21
03.11. | 22
03.11. | 23
03.11. | 24
04.11. | 1
04.11. | 2
04.11. | 3
04.11. | 4
04.11. | 5
04.11. | 6
04.11. | 7
04.11. | 8
04.11. | 9
04.11. | 10
04.11. | 11
04.11. | 12
04.11. | 13
04.11. | 14
04.11. | 15
04.11. | 16
04.11. | 17
04.11. | 18
04.11. | 19
04.11. | 20
04.11. | 21
04.11. | 22
04.11. | 23
04.11. | 24
05.11. | 1
05.11. | 2
05.11. | 3
05.11. | 4
05.11. | 5
05.11. | 6
05.11. | 7
05.11. | 8
05.11. | 9
05.11. | 10
05.11. | 11
05.11. | 12
05.11. | 13
05.11. | 14
05.11. | 15
05.11. | 16
05.11. | 17
05.11. | 18
05.11. | 19
05.11. | 20
05.11. | 21
05.11. | 22
05.11. | 23
05.11. | 24
06.11. | 1
06.11. | 2
06.11. | 3
06.11. | 4
06.11. | 5
06.11. | 6
06.11. | 7
06.11. | 8
06.11. | 9
06.11. | 10
06.11. | 11
06.11. | 12
06.11. | 13
06.11. | 14
06.11. | 15
06.11. | 16
06.11. | 17
06.11. | 18
06.11. | 19
06.11. | 20
06.11. | 21
06.11. | 22
06.11. | 23
06.11. | 24
07.11. | 1
07.11. | 2
07.11. | 3
07.11. | 4
07.11. | 5
07.11. | 6
07.11. | 7
07.11. | 8
07.11. | 9
07.11. | 10
07.11. | 11
07.11. | 12
07.11. | 13
07.11. | 14
07.11. | 15
07.11. | 16
07.11. | 17
07.11. | 18
07.11. | 19
07.11. | 20
07.11. | 21
07.11. | 22
07.11. | 23
07.11. | 24
08.11. | 1
08.11. | 2
08.11. | 3
08.11. | 4
08.11. | 5
08.11. | 6
08.11. | 7
08.11. | 8
08.11. | 9
08.11. | 10
08.11. | 11
08.11. | 12
08.11. | 13
08.11. | 14
08.11. | 15
08.11. | 16
08.11. | 17
08.11. | 18
08.11. | 19
08.11. | 20
08.11. | 21
08.11. | 22
08.11. | 23
08.11. | 24
09.11. | 1
09.11. | 2
09.11. | 3
09.11. | 4
09.11. | 5
09.11. | 6
09.11. | 7
09.11. | 8
09.11. | 9
09.11. | 10
09.11. | 11
09.11. | 12
09.11. | 13
09.11. | 14
09.11. | 15
09.11. | 16
09.11. | 17
09.11. | 18
09.11. | 19
09.11. | 20
09.11. | 21
09.11. | 22
09.11. | 23
09.11. | 24
10.11. | 1
10.11. | 2
10.11. | 3
10.11. | 4
10.11. | 5
10.11. | 6
10.11. | 7
10.11. | 8
10.11. | 9
10.11. | 10
10.11. | 11
10.11. | 12
10.11. | 13
10.11. | 14
10.11. | 15
10.11. | 16
10.11. | 17
10.11. | 18
10.11. | 19
10.11. | 20
10.11. | 21
10.11. | 22
10.11. | 23
10.11. | 24
11.11. | 1
11.11. | 2
11.11. | 3
11.11. | 4
11.11. | 5
11.11. | 6
11.11. | 7
11.11. | 8
11.11. | 9
11.11. | 10
11.11. | 11
11.11. | 12
11.11. | 13
11.11. | 14
11.11. | 15
11.11. | 16
11.11. | 17
11.11. | 18
11.11. | 19
11.11. | 20
11.11. | 21
11.11. | 22
11.11. | 23
11.11. | 24
12.11. | 1
12.11. | 2
12.11. | 3
12.11. | 4
12.11. | 5
12.11. | 6
12.11. | 7
12.11. | 8
12.11. | 9
12.11. | 10
12.11. | 11
12.11. | 12
12.11. | 13
12.11. | 14
12.11. | 15
12.11. | 16
12.11. | 17
12.11. | 18
12.11. | 19
12.11. | 20
12.11. | 21
12.11. | 22
12.11. | 23
12.11. | 24
13.11. | 1
13.11. | 2
13.11. | 3
13.11. | 4
13.11. | 5
13.11. | 6
13.11. | 7
13.11. | 8
13.11. | 9
13.11. | 10
13.11. | 11
13.11. | 12
13.11. | 13
13.11. | 14
13.11. | 15
13.11. | 16
13.11. | 17
13.11. | 18
13.11. | 19
13.11. | 20
13.11. | 21
13.11. | 22
13.11. | 23
13.11. | 24
14.11. | 1
14.11. | 2
14.11. | 3
14.11. | 4
14.11. | 5
14.11. | 6
14.11. | 7
14.11. | 8
14.11. | 9
14.11. | 10
14.11. | 11
14.11. | 12
14.11. | 13
14.11. | 14
14.11. | 15
14.11. | 16
14.11. | 17
14.11. | 18
14.11. | 19
14.11. | 20
14.11. | 21
14.11. | 22
14.11. | 23
14.11. | 24
15.11. | 1
15.11. | 2
15.11. | 3
15.11. | 4
15.11. | 5
15.11. | 6
15.11. | 7
15.11. | 8
15.11. | 9
15.11. | 10
15.11. | 11
15.11. | 12
15.11. | 13
15.11. | 14
15.11. | 15
15.11. | 16
15.11. | 17
15.11. | 18
15.11. | 19
15.11. | 20
15.11. | 21
15.11. | 22
15.11. | 23
15.11. | 24
16.11. | 1
16.11. | 2
16.11. | 3
16.11. | 4
16.11. | 5
16.11. | 6
16.11. | 7
16.11. | 8
16.11. | 9
16.11. | 10
16.11. | 11
16.11. | 12
16.11. | 13
16.11. | 14
16.11. | 15
16.11. | 16
16.11. | 17
16.11. | 18
16.11. | 19
16.11. | 20
16.11. | 21
16.11. | 22
16.11. | 23
16.11. | 24
17.11. | 1
17.11. | 2
17.11. | 3
17.11. | 4
17.11. | 5
17.11. | 6
17.11. | 7
17.11. | 8
17.11. | 9
17.11. | 10
17.11. | 11
17.11. | 12
17.11. | 13
17.11. | 14
17.11. | 15
17.11. | 16
17.11. | 17
17.11. | 18
17.11. | 19
17.11. | 20
17.11. | 21
17.11. | 22
17.11. | 23
17.11. | 24
18.11. | 1
18.11. | 2
18.11. | 3
18.11. | 4
18.11. | 5
18.11. | 6
18.11. | 7
18.11. | 8
18.11. | 9
18.11. | 10
18.11. | 11
18.11. | 12
18.11. | 13
18.11. | 14
18.11. | 15
18.11. | 16
18.11. | 17
18.11. | 18
18.11. | 19
18.11. | 20
18.11. | 21
18.11. | 22
18.11. | 23
18.11. | 24
19.11. | 1
19.11. | 2
19.11. | 3
19.11. | 4
19.11. | 5
19.11. | 6
19.11. | 7
19.11. | 8
19.11. | 9
19.11. | 10
19.11. | 11
19.11. | 12
19.11. | 13
19.11. | 14
19.11. | 15
19.11. | 16
19.11. | 17
19.11. | 18
19.11. | 19
19.11. | 20
19.11. | 21
19.11. | 22
19.11. | 23
19.11. | 24
20.11. | 1
20.11. | 2
20.11. | 3
20.11. | 4
20.11. | 5
20.11. | 6
20.11. | 7
20.11. | 8
20.11. | 9
20.11. | 10
20.11. | 11
20.11. | 12
20.11. | 13
20.11. | 14
20.11. | 15
20.11. | 16
20.11. | 17
20.11. | 18
20.11. | 19
20.11. | 20
20.11. | 21
20.11. | 22
20.11. | 23
20.11. | 24
21.11. | 1
21.11. | 2
21.11. | 3
21.11. | 4
21.11. | 5
21.11. | 6
21.11. | 7
21.11. | 8
21.11. | 9
21.11. | 10
21.11. | 11
21.11. | 12
21.11. | 13
21.11. | 14
21.11. | 15
21.11. | 16
21.11. | 17
21.11. | 18
21.11. | 19
21.11. | 20
21.11. | 21
21.11. | 22
21.11. | 23
21.11. | 24
22.11. | 1
22.11. | 2
22.11. | 3
22.11. | 4
22.11. | 5
22.11. | 6
22.11. | 7
22.11. | 8
22.11. | 9
22.11. | 10
22.11. | 11
22.11. | 12
22.11. | 13
22.11. | 14
22.11. | 15
22.11. | 16
22.11. | 17
22.11. | 18
22.11. | 19
22.11. | 20
22.11. | 21
22.11. | 22
22.11. | 23
22.11. | 24
23.11. | 1
23.11. | 2
23.11. | 3
23.11. | 4
23.11. | 5
23.11. | 6
23.11. | 7
23.11. | 8
23.11. | 9
23.11. | 10
23.11. | 11
23.11. | 12
23.11. | 13
23.11. | 14
23.11. | 15
23.11. | 16
23.11. | 17
23.11. | 18
23.11. | 19
23.11. | 20
23.11. | 21
23.11. | 22
23.11. | 23
23.11. | 24
24.11. | 1
24.11. | 2
24.11. | 3
24.11. | 4
24.11. | 5
24.11. | 6
24.11. | 7
24.11. | 8
24.11. | 9
24.11. | 10
24.11. | 11
24.11. | 12
24.11. | 13
24.11. | 14
24.11. | 15
24.11. | 16
24.11. | 17
24.11. | 18
24.11. | 19
24.11. | 20
24.11. | 21
24.11. | 22
24.11. | 23
24.11. | 24
25.11. | 1
25.11. | 2
25.11. | 3
25.11. | 4
25.11. | 5
25.11. | 6
25.11. | 7
25.11. | 8
25.11. | 9
25.11. | 10
25.11. | 11
25.11. | 12
25.11. | 13
25.11. | 14
25.11. | 15
25.11. | 16
25.11. | 17
25.11. | 18
25.11. | 19
25.11. | 20
25.11. | 21
25.11. | 22
25.11. | 23
25.11. | 24
26.11. | 1
26.11. | 2
26.11. | 3
26.11. | 4
26.11. | 5
26.11. | 6
26.11. | 7
26.11. | 8
26.11. | 9
26.11. | 10
26.11. | 11
26.11. | 12
26.11. | 13
26.11. | 14
26.11. | 15
26.11. | 16
26.11. | 17
26.11. | 18
26.11. | 19
26.11. | 20
26.11. | 21
26.11. | 22
26.11. | 23
26.11. | 24
27.11. | 1
27.11. | 2
27.11. | 3
27.11. | 4
27.11. | 5
27.11. | 6
27.11. | 7
27.11. | 8
27.11. | 9
27.11. | 10
27.11. | 11
27.11. | 12
27.11. | 13
27.11. | 14
27.11. | 15
27.11. | 16
27.11. | 17
27.11. | 18
27.11. | 19
27.11. | 20
27.11. | 21
27.11. | 22
27.11. | 23
27.11. | 24
28.11. | 1
28.11. | 2
28.11. | 3
28.11. | 4
28.11. | 5
28.11. | 6
28.11. | 7
28.11. | 8
28.11. | 9
28.11. | 10
28.11. | 11
28.11. | 12
28.11. | 13
28.11. | 14
28.11. | 15
28.11. | 16
28.11. | 17
28.11. | 18
28.11. | 19
28.11. | 20
28.11. | 21
28.11. | 22
28.11. | 23
28.11. | 24
29.11. | 1
29.11. | 2
29.11. | 3
29.11. | 4
29.11. | 5
29.11. | 6
29.11. | 7
29.11. | 8
29.11. | 9
29.11. | 10
29.11. | 11
29.11. | 12
29.11. | 13
29.11. | 14
29.11. | 15
29.11. | 16
29.11. | 17
29.11. | 18
29.11. | 19
29.11. | 20
29.11. | 21
29.11. | 22
29.11. | 23
29.11. | 24
30.11. | 1
30.11. | 2
30.11. | 3
30.11. | 4
30.11. | 5
30.11. | 6
30.11. | 7
30.11. | 8
30.11. | 9
30.11. | 10
30.11. | 11
30.11. | 12
30.11. | 13
30.11. | 14
30.11. | 15
30.11. | 16
30.11. | 17
30.11. | 18
30.11. | 19
30.11. | 20
30.11. | 21
30.11. | 22
30.11. | 23
30.11. | 24
01.12. | 1
01.12. | 2
01.12. | 3
01.12. | 4
01.12. | 5
01.12. | 6
01.12. | 7
01.12. | 8
01.12. | 9
01.12. | 10
01.12. | 11
01.12. | 12
01.12. | 13
01.12. | 14
01.12. | 15
01.12. | 16
01.12. | 17
01.12. | 18
01.12. | 19
01.12. | 20
01.12. | 21
01.12. | 22
01.12. | 23
01.12. | 24
02.12. | 1
02.12. | 2
02.12. | 3
02.12. | 4
02.12. | 5
02.12. | 6
02.12. | 7
02.12. | 8
02.12. | 9
02.12. | 10
02.12. | 11
02.12. | 12
02.12. | 13
02.12. | 14
02.12. | 15
02.12. | 16
02.12. | 17
02.12. | 18
02.12. | 19
02.12. | 20
02.12. | 21
02.12. | 22
02.12. | 23
02.12. | 24
03.12. | 1
03.12. | 2
03.12. | 3
03.12. | 4
03.12. | 5
03.12. | 6
03.12. | 7
03.12. | 8
03.12. | 9
03.12. | 10
03.12. | 11
03.12. | 12
03.12. | 13
03.12. | 14
03.12. | 15
03.12. | 16
03.12. | 17
03.12. | 18
03.12. | 19
03.12. | 20
03.12. | 21
03.12. | 22
03.12. | 23
03.12. | 24
04.12. | 1
04.12. | 2
04.12. | 3
04.12. | 4
04.12. | 5
04.12. | 6
04.12. | 7
04.12. | 8
04.12. | 9
04.12. | 10
04.12. | 11
04.12. | 12
04.12. | 13
04.12. | 14
04.12. | 15
04.12. | 16
04.12. | 17
04.12. | 18
04.12. | 19
04.12. | 20
04.12. | 21
04.12. | 22
04.12. | 23
04.12. | 24
05.12. | 1
05.12. | 2
05.12. | 3
05.12. | 4
05.12. | 5
05.12. | 6
05.12. | 7
05.12. | 8
05.12. | 9
05.12. | 10
05.12. | 11
05.12. | 12
05.12. | 13
05.12. | 14
05.12. | 15
05.12. | 16
05.12. | 17
05.12. | 18
05.12. | 19
05.12. | 20
05.12. | 21
05.12. | 22
05.12. | 23
05.12. | 24
06.12. | 1
06.12. | 2
06.12. | 3
06.12. | 4
06.12. | 5
06.12. | 6
06.12. | 7
06.12. | 8
06.12. | 9
06.12. | 10
06.12. | 11
06.12. | 12
06.12. | 13
06.12. | 14
06.12. | 15
06.12. | 16
06.12. | 17
06.12. | 18
06.12. | 19
06.12. | 20
06.12. | 21
06.12. | 22
06.12. | 23
06.12. | 24
07.12. | 1
07.12. | 2
07.12. | 3
07.12. | 4
07.12. | 5
07.12. | 6
07.12. | 7
07.12. | 8
07.12. | 9
07.12. | 10
07.12. | 11
07.12. | 12
07.12. | 13
07.12. | 14
07.12. | 15
07.12. | 16
07.12. | 17
07.12. | 18
07.12. | 19
07.12. | 20
07.12. | 21
07.12. | 22
07.12. | 23
07.12. | 24
08.12. | 1
08.12. | 2
08.12. | 3
08.12. | 4
08.12. | 5
08.12. | 6
08.12. | 7
08.12. | 8
08.12. | 9
08.12. | 10
08.12. | 11
08.12. | 12
08.12. | 13
08.12. | 14
08.12. | 15
08.12. | 16
08.12. | 17
08.12. | 18
08.12. | 19
08.12. | 20
08.12. | 21
08.12. | 22
08.12. | 23
08.12. | 24
09.12. | 1
09.12. | 2
09.12. | 3
09.12. | 4
09.12. | 5
09.12. | 6
09.12. | 7
09.12. | 8
09.12. | 9
09.12. | 10
09.12. | 11
09.12. | 12
09.12. | 13
09.12. | 14
09.12. | 15
09.12. | 16
09.12. | 17
09.12. | 18
09.12. | 19
09.12. | 20
09.12. | 21
09.12. | 22
09.12. | 23
09.12. | 24
10.12. | 1
10.12. | 2
10.12. | 3
10.12. | 4
10.12. | 5
10.12. | 6
10.12. | 7
10.12. | 8
10.12. | 9
10.12. | 10
10.12. | 11
10.12. | 12
10.12. | 13
10.12. | 14
10.12. | 15
10.12. | 16
10.12. | 17
10.12. | 18
10.12. | 19
10.12. | 20
10.12. | 21
10.12. | 22
10.12. | 23
10.12. | 24
11.12. | 1
11.12. | 2
11.12. | 3
11.12. | 4
11.12. | 5
11.12. | 6
11.12. | 7
11.12. | 8
11.12. | 9
11.12. | 10
11.12. | 11
11.12. | 12
11.12. | 13
11.12. | 14
11.12. | 15
11.12. | 16
11.12. | 17
11.12. | 18
11.12. | 19
11.12. | 20
11.12. | 21
11.12. | 22
11.12. | 23
11.12. | 24
12.12. | 1
12.12. | 2
12.12. | 3
12.12. | 4
12.12. | 5
12.12. | 6
12.12. | 7
12.12. | 8
12.12. | 9
12.12. | 10
12.12. | 11
12.12. | 12
12.12. | 13
12.12. | 14
12.12. | 15
12.12. | 16
12.12. | 17
12.12. | 18
12.12. | 19
12.12. | 20
12.12. | 21
12.12. | 22
12.12. | 23
12.12. | 24
13.12. | 1
13.12. | 2
13.12. | 3
13.12. | 4
13.12. | 5
13.12. | 6
13.12. | 7
13.12. | 8
13.12. | 9
13.12. | 10
13.12. | 11
13.12. | 12
13.12. | 13
13.12. | 14
13.12. | 15
13.12. | 16
13.12. | 17
13.12. | 18
13.12. | 19
13.12. | 20
13.12. | 21
13.12. | 22
13.12. | 23
13.12. | 24
14.12. | 1
14.12. | 2
14.12. | 3
14.12. | 4
14.12. | 5
14.12. | 6
14.12. | 7
14.12. | 8
14.12. | 9
14.12. | 10
14.12. | 11
14.12. | 12
14.12. | 13
14.12. | 14
14.12. | 15
14.12. | 16
14.12. | 17
14.12. | 18
14.12. | 19
14.12. | 20
14.12. | 21
14.12. | 22
14.12. | 23
14.12. | 24
15.12. | 1
15.12. | 2
15.12. | 3
15.12. | 4
15.12. | 5
15.12. | 6
15.12. | 7
15.12. | 8
15.12. | 9
15.12. | 10
15.12. | 11
15.12. | 12
15.12. | 13
15.12. | 14
15.12. | 15
15.12. | 16
15.12. | 17
15.12. | 18
15.12. | 19
15.12. | 20
15.12. | 21
15.12. | 22
15.12. | 23
15.12. | 24
16.12. | 1
16.12. | 2
16.12. | 3
16.12. | 4
16.12. | 5
16.12. | 6
16.12. | 7
16.12. | 8
16.12. | 9
16.12. | 10
16.12. | 11
16.12. | 12
16.12. | 13
16.12. | 14
16.12. | 15
16.12. | 16
16.12. | 17
16.12. | 18
16.12. | 19
16.12. | 20
16.12. | 21
16.12. | 22
16.12. | 23
16.12. | 24
17.12. | 1
17.12. | 2
17.12. | 3
17.12. | 4
17.12. | 5
17.12. | 6
17.12. | 7
17.12. | 8
17.12. | 9
17.12. | 10
17.12. | 11
17.12. | 12
17.12. | 13
17.12. | 14
17.12. | 15
17.12. | 16
17.12. | 17
17.12. | 18
17.12. | 19
17.12. | 20
17.12. | 21
17.12. | 22
17.12. | 23
17.12. | 24
18.12. | 1
18.12. | 2
18.12. | 3
18.12. | 4
18.12. | 5
18.12. | 6
18.12. | 7
18.12. | 8
18.12. | 9
18.12. | 10
18.12. | 11
18.12. | 12
18.12. | 13
18.12. | 14
18.12. | 15
18.12. | 16
18.12. | 17
18.12. | 18
18.12. | 19
18.12. | 20
18.12. | 21
18.12. | 22
18.12. | 23
18.12. | 24
19.12. | 1
19.12. | 2
19.12. | 3
19.12. | 4
19.12. | 5
19.12. | 6
19.12. | 7
19.12. | 8
19.12. | 9
19.12. | 10
19.12. | 11
19.12. | 12
19.12. | 13
19.12. | 14
19.12. | 15
19.12. | 16
19.12. | 17
19.12. | 18
19.12. | 19
19.12. | 20
19.12. | 21
19.12. | 22
19.12. | 23
19.12. | 24
20.12. | 1
20.12. | 2
20.12. | 3
20.12. | 4
20.12. | 5
20.12. | 6
20.12. | 7
20.12. | 8
20.12. | 9
20.12. | 10
20.12. | 11
20.12. | 12
20.12. | 13
20.12. | 14
20.12. | 15
20.12. | 16
20.12. | 17
20.12. | 18
20.12. | 19
20.12. | 20
20.12. | 21
20.12. | 22
20.12. | 23
20.12. | 24
21.12. | 1
21.12. | 2
21.12. | 3
21.12. | 4
21.12. | 5
21.12. | 6
21.12. | 7
21.12. | 8
21.12. | 9
21.12. | 10
21.12. | 11
21.12. | 12
21.12. | 13
21.12. | 14
21.12. | 15
21.12. | 16
21.12. | 17
21.12. | 18
21.12. | 19
21.12. | 20
21.12. | 21
21.12. | 22
21.12. | 23
21.12. | 24
22.12. | 1
22.12. | 2
22.12. | 3
22.12. | 4
22.12. | 5
22.12. | 6
22.12. | 7
22.12. | 8
22.12. | 9
22.12. | 10
22.12. | 11
22.12. | 12
22.12. | 13
22.12. | 14
22.12. | 15
22.12. | 16
22.12. | 17
22.12. | 18
22.12. | 19
22.12. | 20
22.12. | 21
22.12. | 22
22.12. | 23
22.12. | 24
23.12. | 1
23.12. | 2
23.12. | 3
23.12. | 4
23.12. | 5
23.12. | 6
23.12. | 7
23.12. | 8
23.12. | 9
23.12. | 10
23.12. | 11
23.12. | 12
23.12. | 13
23.12. | 14
23.12. | 15
23.12. | 16
23.12. | 17
23.12. | 18
23.12. | 19
23.12. | 20
23.12. | 21
23.12. | 22
23.12. | 23
23.12. | 24
24.12. | 1
24.12. | 2
24.12. | 3
24.12. | 4
24.12. | 5
24.12. | 6
24.12. | 7
24.12. | 8
24.12. | 9
24.12. | 10
24.12. | 11
24.12. | 12
24.12. | 13
24.12. | 14
24.12. | 15
24.12. | 16
24.12. | 17
24.12. | 18
24.12. | 19
24.12. | 20
24.12. | 21
24.12. | 22
24.12. | 23
24.12. | 24
25.12. | 1
25.12. | 2
25.12. | 3
25.12. | 4
25.12. | 5
25.12. | 6
25.12. | 7
25.12. | 8
25.12. | 9
25.12. | 10
25.12. | 11
25.12. | 12
25.12. | 13
25.12. | 14
25.12. | 15
25.12. | 16
25.12. | 17
25.12. | 18
25.12. | 19
25.12. | 20
25.12. | 21
25.12. | 22
25.12. | 23
25.12. | 24
26.12. | 1
26.12. | 2
26.12. | 3
26.12. | 4
26.12. | 5
26.12. | 6
26.12. | 7
26.12. | 8
26.12. | 9
26.12. | 10
26.12. | 11
26.12. | 12
26.12. | 13
26.12. | 14
26.12. | 15
26.12. | 16
26.12. | 17
26.12. | 18
26.12. | 19
26.12. | 20
26.12. | 21
26.12. | 22
26.12. | 23
26.12. | 24
27.12. | 1
27.12. | 2
27.12. | 3
27.12. | 4
27.12. | 5
27.12. | 6
27.12. | 7
27.12. | 8
27.12. | 9
27.12. | 10
27.12. | 11
27.12. | 12
27.12. | 13
27.12. | 14
27.12. | 15
27.12. | 16
27.12. | 17
27.12. | 18
27.12. | 19
27.12. | 20
27.12. | 21
27.12. | 22
27.12. | 23
27.12. | 24
28.12. | 1
28.12. | 2
28.12. | 3
28.12. | 4
28.12. | 5
28.12. | 6
28.12. | 7
28.12. | 8
28.12. | 9
28.12. | 10
28.12. | 11
28.12. | 12
28.12. | 13
28.12. | 14
28.12. | 15
28.12. | 16
28.12. | 17
28.12. | 18
28.12. | 19
28.12. | 20
28.12. | 21
28.12. | 22
28.12. | 23
28.12. | 24
29.12. | 1
29.12. | 2
29.12. | 3
29.12. | 4
29.12. | 5
29.12. | 6
29.12. | 7
29.12. | 8
29.12. | 9
29.12. | 10
29.12. | 11
29.12. | 12
29.12. | 13
29.12. | 14
29.12. | 15
29.12. | 16
29.12. | 17
29.12. | 18
29.12. | 19
29.12. | 20
29.12. | 21
29.12. | 22
29.12. | 23
29.12. | 24
30.12. | 1
30.12. | 2
30.12. | 3
30.12. | 4
30.12. | 5
30.12. | 6
30.12. | 7
30.12. | 8
30.12. | 9
30.12. | 10
30.12. | 11
30.12. | 12
30.12. | 13
30.12. | 14
30.12. | 15
30.12. | 16
30.12. | 17
30.12. | 18
30.12. | 19
30.12. | 20
30.12. | 21
30.12. | 22
30.12. | 23
30.12. | 24
31.12. | 1
31.12. | 2
31.12. | 3
31.12. | 4
31.12. | 5
31.12. | 6
31.12. | 7
31.12. | 8
31.12. | 9
31.12. | 10
31.12. | 11
31.12. | 12
31.12. | 13
31.12. | 14
31.12. | 15
31.12. | 16
31.12. | 17
31.12. | 18
31.12. | 19
31.12. | 20
31.12. | 21
31.12. | 22
31.12. | 23
31.12. | 24

## Battery
ENTSO-E Market Modelling Database: Batteries
Country:
Market Node: | PL00
Year:
Climate year
Scenario
Type |  | Net maximum capacity - generation perspective (MW) | Net maximum capacity - demand perspective (MW) | Storage capacity (MWh) | Number of units | Average efficiency | Ramp up rate (MW/h) | Ramp down rate (MW/h)
Battery Total |  | 14183 | 14183 | 56732 | 5 | 0.90262 | 0 | 0
Battery Utility Scale |  | 14183 | 14183 | 56732 | 5 | 0.90262 | 0 | 0
Battery Residential |  | 0 | 0 | 0 | 0 | 0 | 0 | 0

## Electrolyser
ENTSO-E Market Modelling Database: Electrolysers
Country:
Market Node: | PL00
Year:
Climate year
Scenario
Type |  | Net maximum capacity (MW) | Number of units | Average efficiency | H2 storage (GWh) | Ramp up rate (MW/h) | Ramp down rate (MW/h) | Fixed generation reduction (% of max power output)
Electrolyser e-market Z1 |  | 9500 | 5 | 0.68 | 0 | 0 | 0 | 0
Electrolyser e-market Z2 |  | 0 | 0 | 0 | 0 | 0 | 0 | 100
Electrolyser Shared RES Z1 |  | 0 | 0 | 0 | 0 | 0 | 0 | 100
Electrolyser Shared RES Z2 |  | 0 | 0 | 0 | 0 | 0 | 0 | 100
Electrolyser Dedicated RES Z1 |  | 0 | 0 | 0 | 0 | 0 | 0 | 100
Electrolyser Dedicated RES Z2 |  | 6814 | 5 | 0.68 | 0 | 0 | 0 | 0

## Wind
ENTSO-E Market Modelling Database: Wind
Country:
Market Node: | PL00
Year:
Scenario
Installed capacities Onshore wind Total(GW): | 39.743
Installed capacities Onshore wind e-market (GW): | 33.008
Installed capacities Onshore wind dedicated (GW): | 6.735
Installed capacities Onshore wind Shared RES - H2Z1 (GW): | 0
Installed capacities Onshore wind Shared RES - H2Z2 (GW): | 0
Installed capacities Offshore wind Total (GW): | 26.833
Installed capacities Offshore wind e-market - hub ready (GW): | 0
Installed capacities Offshore wind dedicated - hub ready (GW): | 0
Installed capacities Offshore wind Shared RES - H2Z1 - hub ready (GW): | 0
Installed capacities Offshore wind Shared RES - H2Z2 - hub ready (GW): | 0
Installed capacities Offshore wind e-market - radial (GW): | 23.833
Installed capacities Offshore wind dedicated - radial (GW): | 3
Installed capacities Offshore wind Shared RES - H2Z1 - radial (GW): | 0
Installed capacities Offshore wind Shared RES - H2Z2 - radial (GW): | 0

## Solar
ENTSO-E Market Modelling Database: Solar
Country:
Market Node: | PL00
Year:
Scenario
Installed capacities Thermal Solar (GW): | 0
Installed capacities Photovoltaic (GW): | 66.692
Installed capacities Photovoltaic e-market (GW): | 31.025
Installed capacities Photovoltaic dedicated (GW): | 11.667
Installed capacities Photovoltaic Shared RES - H2Z1 (GW): | 0
Installed capacities Photovoltaic Shared RES - H2Z2 (GW): | 0
Installed capacities Rooftop (GW): | 24
Installed capacities Solar Thermal with Storage (GW): | 0
Storage capacities Solar Thermal with Storage (GWh): | 0

## Hydro
ENTSO-E Market Modelling Database: Hydro
Country:
Market Node: | PL00
Year:
Scenario
Hydro PEMMDB 3.4
Run of River - Total turbining capacity (MW) | 523.56
Pondage - Total reservoir capacity (GWh) | 0
Pondage - Total turbining capacity (MW) | 0
Reservoir - Total reservoir capacity (GWh) | 1.97
Reservoir - Total turbining capacity (MW) | 424.76
Pump Storage (open loop, with natural inflows) - Total reservoir capacity (GWh) | 0.34
Pump Storage (open loop, with natural inflows) - Total turbining capacity (MW) | 118
Pump Storage (open loop, with natural inflows) - Total pumping capacity (MW) | -84
Pure Pump Storage (closed loop, no natural inflows) - Total reservoir capacity (GWh) | 6.1
Pure Pump Storage (closed loop, no natural inflows) - Total turbining capacity (MW) | 4048.9
Pure Pump Storage (closed loop, no natural inflows) - Total pumping capacity (MW) | -4256

## Other RES
ENTSO-E Market Modelling Database: Other RES
Country:
Market Node: | PL00
Year:
Scenario:
Installed capacity excl. clim.dependent bands (MW): | 2269.33 |  |  | Small Biomass | Geothermal | Marine | Waste | Not Defined / Splitting not known
N.B. use convention first January always Monday (2007 calendar year) --> see guidelines for further details |  |  | Installed capacity (MW): | 2225.78 | 0 | 0 | 43.55 | 0
Date | Hour | TOTAL Other RES Output (MW) (excl. climate dependent bands) |  | Output (MW) | Output (MW) | Output (MW) | Output (MW) | Output (MW)
01.01. | 1 | 1188.5334 |  | 1172.9861 | 0 | 0 | 15.5473 | 0
01.01. | 2 | 1186.3076 |  | 1170.7603 | 0 | 0 | 15.5473 | 0
01.01. | 3 | 1184.0819 |  | 1168.5345 | 0 | 0 | 15.5473 | 0
01.01. | 4 | 1184.0819 |  | 1168.5345 | 0 | 0 | 15.5473 | 0
01.01. | 5 | 1181.8561 |  | 1166.3087 | 0 | 0 | 15.5473 | 0
01.01. | 6 | 1184.0819 |  | 1168.5345 | 0 | 0 | 15.5473 | 0
01.01. | 7 | 1188.5334 |  | 1172.9861 | 0 | 0 | 15.5473 | 0
01.01. | 8 | 1195.2107 |  | 1179.6634 | 0 | 0 | 15.5473 | 0
01.01. | 9 | 1199.6623 |  | 1184.115 | 0 | 0 | 15.5473 | 0
01.01. | 10 | 1201.8881 |  | 1186.3407 | 0 | 0 | 15.5473 | 0
01.01. | 11 | 1188.5334 |  | 1172.9861 | 0 | 0 | 15.5473 | 0
01.01. | 12 | 1186.3076 |  | 1170.7603 | 0 | 0 | 15.5473 | 0
01.01. | 13 | 1188.5334 |  | 1172.9861 | 0 | 0 | 15.5473 | 0
01.01. | 14 | 1192.985 |  | 1177.4376 | 0 | 0 | 15.5473 | 0
01.01. | 15 | 1215.2428 |  | 1199.6954 | 0 | 0 | 15.5473 | 0
01.01. | 16 | 1239.7263 |  | 1224.179 | 0 | 0 | 15.5473 | 0
01.01. | 17 | 1261.9841 |  | 1246.4368 | 0 | 0 | 15.5473 | 0
01.01. | 18 | 1286.4677 |  | 1270.9204 | 0 | 0 | 15.5473 | 0
01.01. | 19 | 1299.8224 |  | 1284.2751 | 0 | 0 | 15.5473 | 0
01.01. | 20 | 1304.274 |  | 1288.7266 | 0 | 0 | 15.5473 | 0
01.01. | 21 | 1308.7255 |  | 1293.1782 | 0 | 0 | 15.5473 | 0
01.01. | 22 | 1306.4997 |  | 1290.9524 | 0 | 0 | 15.5473 | 0
01.01. | 23 | 1304.274 |  | 1288.7266 | 0 | 0 | 15.5473 | 0
01.01. | 24 | 1295.3709 |  | 1279.8235 | 0 | 0 | 15.5473 | 0
02.01. | 1 | 1282.0162 |  | 1266.4688 | 0 | 0 | 15.5473 | 0
02.01. | 2 | 1266.4357 |  | 1250.8884 | 0 | 0 | 15.5473 | 0
02.01. | 3 | 1253.081 |  | 1237.5337 | 0 | 0 | 15.5473 | 0
02.01. | 4 | 1239.7263 |  | 1224.179 | 0 | 0 | 15.5473 | 0
02.01. | 5 | 1226.3717 |  | 1210.8243 | 0 | 0 | 15.5473 | 0
02.01. | 6 | 1217.4686 |  | 1201.9212 | 0 | 0 | 15.5473 | 0
02.01. | 7 | 1215.2428 |  | 1199.6954 | 0 | 0 | 15.5473 | 0
02.01. | 8 | 1217.4686 |  | 1201.9212 | 0 | 0 | 15.5473 | 0
02.01. | 9 | 1215.2428 |  | 1199.6954 | 0 | 0 | 15.5473 | 0
02.01. | 10 | 1206.3396 |  | 1190.7923 | 0 | 0 | 15.5473 | 0
02.01. | 11 | 1179.6303 |  | 1164.0829 | 0 | 0 | 15.5473 | 0
02.01. | 12 | 1161.824 |  | 1146.2767 | 0 | 0 | 15.5473 | 0
02.01. | 13 | 1157.3725 |  | 1141.8251 | 0 | 0 | 15.5473 | 0
02.01. | 14 | 1161.824 |  | 1146.2767 | 0 | 0 | 15.5473 | 0
02.01. | 15 | 1177.4045 |  | 1161.8572 | 0 | 0 | 15.5473 | 0
02.01. | 16 | 1195.2107 |  | 1179.6634 | 0 | 0 | 15.5473 | 0
02.01. | 17 | 1199.6623 |  | 1184.115 | 0 | 0 | 15.5473 | 0
02.01. | 18 | 1201.8881 |  | 1186.3407 | 0 | 0 | 15.5473 | 0
02.01. | 19 | 1199.6623 |  | 1184.115 | 0 | 0 | 15.5473 | 0
02.01. | 20 | 1199.6623 |  | 1184.115 | 0 | 0 | 15.5473 | 0
02.01. | 21 | 1201.8881 |  | 1186.3407 | 0 | 0 | 15.5473 | 0
02.01. | 22 | 1204.1139 |  | 1188.5665 | 0 | 0 | 15.5473 | 0
02.01. | 23 | 1208.5654 |  | 1193.0181 | 0 | 0 | 15.5473 | 0
02.01. | 24 | 1208.5654 |  | 1193.0181 | 0 | 0 | 15.5473 | 0
03.01. | 1 | 1208.5654 |  | 1193.0181 | 0 | 0 | 15.5473 | 0
03.01. | 2 | 1208.5654 |  | 1193.0181 | 0 | 0 | 15.5473 | 0
03.01. | 3 | 1208.5654 |  | 1193.0181 | 0 | 0 | 15.5473 | 0
03.01. | 4 | 1210.7912 |  | 1195.2439 | 0 | 0 | 15.5473 | 0
03.01. | 5 | 1208.5654 |  | 1193.0181 | 0 | 0 | 15.5473 | 0
03.01. | 6 | 1206.3396 |  | 1190.7923 | 0 | 0 | 15.5473 | 0
03.01. | 7 | 1204.1139 |  | 1188.5665 | 0 | 0 | 15.5473 | 0
03.01. | 8 | 1201.8881 |  | 1186.3407 | 0 | 0 | 15.5473 | 0
03.01. | 9 | 1195.2107 |  | 1179.6634 | 0 | 0 | 15.5473 | 0
03.01. | 10 | 1188.5334 |  | 1172.9861 | 0 | 0 | 15.5473 | 0
03.01. | 11 | 1168.5014 |  | 1152.954 | 0 | 0 | 15.5473 | 0
03.01. | 12 | 1161.824 |  | 1146.2767 | 0 | 0 | 15.5473 | 0
03.01. | 13 | 1159.5983 |  | 1144.0509 | 0 | 0 | 15.5473 | 0
03.01. | 14 | 1164.0498 |  | 1148.5025 | 0 | 0 | 15.5473 | 0
03.01. | 15 | 1175.1787 |  | 1159.6314 | 0 | 0 | 15.5473 | 0
03.01. | 16 | 1188.5334 |  | 1172.9861 | 0 | 0 | 15.5473 | 0
03.01. | 17 | 1195.2107 |  | 1179.6634 | 0 | 0 | 15.5473 | 0
03.01. | 18 | 1197.4365 |  | 1181.8892 | 0 | 0 | 15.5473 | 0
03.01. | 19 | 1199.6623 |  | 1184.115 | 0 | 0 | 15.5473 | 0
03.01. | 20 | 1201.8881 |  | 1186.3407 | 0 | 0 | 15.5473 | 0
03.01. | 21 | 1204.1139 |  | 1188.5665 | 0 | 0 | 15.5473 | 0
03.01. | 22 | 1206.3396 |  | 1190.7923 | 0 | 0 | 15.5473 | 0
03.01. | 23 | 1208.5654 |  | 1193.0181 | 0 | 0 | 15.5473 | 0
03.01. | 24 | 1204.1139 |  | 1188.5665 | 0 | 0 | 15.5473 | 0
04.01. | 1 | 1204.1139 |  | 1188.5665 | 0 | 0 | 15.5473 | 0
04.01. | 2 | 1201.8881 |  | 1186.3407 | 0 | 0 | 15.5473 | 0
04.01. | 3 | 1199.6623 |  | 1184.115 | 0 | 0 | 15.5473 | 0
04.01. | 4 | 1197.4365 |  | 1181.8892 | 0 | 0 | 15.5473 | 0
04.01. | 5 | 1197.4365 |  | 1181.8892 | 0 | 0 | 15.5473 | 0
04.01. | 6 | 1197.4365 |  | 1181.8892 | 0 | 0 | 15.5473 | 0
04.01. | 7 | 1199.6623 |  | 1184.115 | 0 | 0 | 15.5473 | 0
04.01. | 8 | 1204.1139 |  | 1188.5665 | 0 | 0 | 15.5473 | 0
04.01. | 9 | 1204.1139 |  | 1188.5665 | 0 | 0 | 15.5473 | 0
04.01. | 10 | 1206.3396 |  | 1190.7923 | 0 | 0 | 15.5473 | 0
04.01. | 11 | 1195.2107 |  | 1179.6634 | 0 | 0 | 15.5473 | 0
04.01. | 12 | 1192.985 |  | 1177.4376 | 0 | 0 | 15.5473 | 0
04.01. | 13 | 1190.7592 |  | 1175.2118 | 0 | 0 | 15.5473 | 0
04.01. | 14 | 1184.0819 |  | 1168.5345 | 0 | 0 | 15.5473 | 0
04.01. | 15 | 1179.6303 |  | 1164.0829 | 0 | 0 | 15.5473 | 0
04.01. | 16 | 1177.4045 |  | 1161.8572 | 0 | 0 | 15.5473 | 0
04.01. | 17 | 1177.4045 |  | 1161.8572 | 0 | 0 | 15.5473 | 0
04.01. | 18 | 1181.8561 |  | 1166.3087 | 0 | 0 | 15.5473 | 0
04.01. | 19 | 1184.0819 |  | 1168.5345 | 0 | 0 | 15.5473 | 0
04.01. | 20 | 1184.0819 |  | 1168.5345 | 0 | 0 | 15.5473 | 0
04.01. | 21 | 1184.0819 |  | 1168.5345 | 0 | 0 | 15.5473 | 0
04.01. | 22 | 1184.0819 |  | 1168.5345 | 0 | 0 | 15.5473 | 0
04.01. | 23 | 1186.3076 |  | 1170.7603 | 0 | 0 | 15.5473 | 0
04.01. | 24 | 1186.3076 |  | 1170.7603 | 0 | 0 | 15.5473 | 0
05.01. | 1 | 1186.3076 |  | 1170.7603 | 0 | 0 | 15.5473 | 0
05.01. | 2 | 1186.3076 |  | 1170.7603 | 0 | 0 | 15.5473 | 0
05.01. | 3 | 1188.5334 |  | 1172.9861 | 0 | 0 | 15.5473 | 0
05.01. | 4 | 1188.5334 |  | 1172.9861 | 0 | 0 | 15.5473 | 0
05.01. | 5 | 1188.5334 |  | 1172.9861 | 0 | 0 | 15.5473 | 0
05.01. | 6 | 1190.7592 |  | 1175.2118 | 0 | 0 | 15.5473 | 0
05.01. | 7 | 1192.985 |  | 1177.4376 | 0 | 0 | 15.5473 | 0
05.01. | 8 | 1197.4365 |  | 1181.8892 | 0 | 0 | 15.5473 | 0
05.01. | 9 | 1199.6623 |  | 1184.115 | 0 | 0 | 15.5473 | 0
05.01. | 10 | 1199.6623 |  | 1184.115 | 0 | 0 | 15.5473 | 0
05.01. | 11 | 1186.3076 |  | 1170.7603 | 0 | 0 | 15.5473 | 0
05.01. | 12 | 1184.0819 |  | 1168.5345 | 0 | 0 | 15.5473 | 0
05.01. | 13 | 1179.6303 |  | 1164.0829 | 0 | 0 | 15.5473 | 0
05.01. | 14 | 1175.1787 |  | 1159.6314 | 0 | 0 | 15.5473 | 0
05.01. | 15 | 1172.953 |  | 1157.4056 | 0 | 0 | 15.5473 | 0
05.01. | 16 | 1170.7272 |  | 1155.1798 | 0 | 0 | 15.5473 | 0
05.01. | 17 | 1168.5014 |  | 1152.954 | 0 | 0 | 15.5473 | 0
05.01. | 18 | 1172.953 |  | 1157.4056 | 0 | 0 | 15.5473 | 0
05.01. | 19 | 1175.1787 |  | 1159.6314 | 0 | 0 | 15.5473 | 0
05.01. | 20 | 1175.1787 |  | 1159.6314 | 0 | 0 | 15.5473 | 0
05.01. | 21 | 1181.8561 |  | 1166.3087 | 0 | 0 | 15.5473 | 0
05.01. | 22 | 1184.0819 |  | 1168.5345 | 0 | 0 | 15.5473 | 0
05.01. | 23 | 1186.3076 |  | 1170.7603 | 0 | 0 | 15.5473 | 0
05.01. | 24 | 1184.0819 |  | 1168.5345 | 0 | 0 | 15.5473 | 0
06.01. | 1 | 1184.0819 |  | 1168.5345 | 0 | 0 | 15.5473 | 0
06.01. | 2 | 1181.8561 |  | 1166.3087 | 0 | 0 | 15.5473 | 0
06.01. | 3 | 1177.4045 |  | 1161.8572 | 0 | 0 | 15.5473 | 0
06.01. | 4 | 1175.1787 |  | 1159.6314 | 0 | 0 | 15.5473 | 0
06.01. | 5 | 1172.953 |  | 1157.4056 | 0 | 0 | 15.5473 | 0
06.01. | 6 | 1170.7272 |  | 1155.1798 | 0 | 0 | 15.5473 | 0
06.01. | 7 | 1166.2756 |  | 1150.7283 | 0 | 0 | 15.5473 | 0
06.01. | 8 | 1164.0498 |  | 1148.5025 | 0 | 0 | 15.5473 | 0
06.01. | 9 | 1152.9209 |  | 1137.3736 | 0 | 0 | 15.5473 | 0
06.01. | 10 | 1146.2436 |  | 1130.6962 | 0 | 0 | 15.5473 | 0
06.01. | 11 | 1121.76 |  | 1106.2127 | 0 | 0 | 15.5473 | 0
06.01. | 12 | 1108.4053 |  | 1092.858 | 0 | 0 | 15.5473 | 0
06.01. | 13 | 1092.8249 |  | 1077.2775 | 0 | 0 | 15.5473 | 0
06.01. | 14 | 1077.2444 |  | 1061.6971 | 0 | 0 | 15.5473 | 0
06.01. | 15 | 1079.4702 |  | 1063.9228 | 0 | 0 | 15.5473 | 0
06.01. | 16 | 1081.696 |  | 1066.1486 | 0 | 0 | 15.5473 | 0
06.01. | 17 | 1079.4702 |  | 1063.9228 | 0 | 0 | 15.5473 | 0
06.01. | 18 | 1088.3733 |  | 1072.826 | 0 | 0 | 15.5473 | 0
06.01. | 19 | 1086.1475 |  | 1070.6002 | 0 | 0 | 15.5473 | 0
06.01. | 20 | 1081.696 |  | 1066.1486 | 0 | 0 | 15.5473 | 0
06.01. | 21 | 1086.1475 |  | 1070.6002 | 0 | 0 | 15.5473 | 0
06.01. | 22 | 1090.5991 |  | 1075.0517 | 0 | 0 | 15.5473 | 0
06.01. | 23 | 1099.5022 |  | 1083.9549 | 0 | 0 | 15.5473 | 0
06.01. | 24 | 1106.1796 |  | 1090.6322 | 0 | 0 | 15.5473 | 0
07.01. | 1 | 1117.3084 |  | 1101.7611 | 0 | 0 | 15.5473 | 0
07.01. | 2 | 1128.4373 |  | 1112.89 | 0 | 0 | 15.5473 | 0
07.01. | 3 | 1141.792 |  | 1126.2447 | 0 | 0 | 15.5473 | 0
07.01. | 4 | 1155.1467 |  | 1139.5994 | 0 | 0 | 15.5473 | 0
07.01. | 5 | 1164.0498 |  | 1148.5025 | 0 | 0 | 15.5473 | 0
07.01. | 6 | 1179.6303 |  | 1164.0829 | 0 | 0 | 15.5473 | 0
07.01. | 7 | 1184.0819 |  | 1168.5345 | 0 | 0 | 15.5473 | 0
07.01. | 8 | 1179.6303 |  | 1164.0829 | 0 | 0 | 15.5473 | 0
07.01. | 9 | 1161.824 |  | 1146.2767 | 0 | 0 | 15.5473 | 0
07.01. | 10 | 1150.6952 |  | 1135.1478 | 0 | 0 | 15.5473 | 0
07.01. | 11 | 1121.76 |  | 1106.2127 | 0 | 0 | 15.5473 | 0
07.01. | 12 | 1110.6311 |  | 1095.0838 | 0 | 0 | 15.5473 | 0
07.01. | 13 | 1112.8569 |  | 1097.3095 | 0 | 0 | 15.5473 | 0
07.01. | 14 | 1126.2116 |  | 1110.6642 | 0 | 0 | 15.5473 | 0
07.01. | 15 | 1148.4694 |  | 1132.922 | 0 | 0 | 15.5473 | 0
07.01. | 16 | 1168.5014 |  | 1152.954 | 0 | 0 | 15.5473 | 0
07.01. | 17 | 1177.4045 |  | 1161.8572 | 0 | 0 | 15.5473 | 0
07.01. | 18 | 1181.8561 |  | 1166.3087 | 0 | 0 | 15.5473 | 0
07.01. | 19 | 1179.6303 |  | 1164.0829 | 0 | 0 | 15.5473 | 0
07.01. | 20 | 1172.953 |  | 1157.4056 | 0 | 0 | 15.5473 | 0
07.01. | 21 | 1168.5014 |  | 1152.954 | 0 | 0 | 15.5473 | 0
07.01. | 22 | 1166.2756 |  | 1150.7283 | 0 | 0 | 15.5473 | 0
07.01. | 23 | 1164.0498 |  | 1148.5025 | 0 | 0 | 15.5473 | 0
07.01. | 24 | 1161.824 |  | 1146.2767 | 0 | 0 | 15.5473 | 0
08.01. | 1 | 1159.5983 |  | 1144.0509 | 0 | 0 | 15.5473 | 0
08.01. | 2 | 1157.3725 |  | 1141.8251 | 0 | 0 | 15.5473 | 0
08.01. | 3 | 1157.3725 |  | 1141.8251 | 0 | 0 | 15.5473 | 0
08.01. | 4 | 1157.3725 |  | 1141.8251 | 0 | 0 | 15.5473 | 0
08.01. | 5 | 1161.824 |  | 1146.2767 | 0 | 0 | 15.5473 | 0
08.01. | 6 | 1166.2756 |  | 1150.7283 | 0 | 0 | 15.5473 | 0
08.01. | 7 | 1161.824 |  | 1146.2767 | 0 | 0 | 15.5473 | 0
08.01. | 8 | 1148.4694 |  | 1132.922 | 0 | 0 | 15.5473 | 0
08.01. | 9 | 1123.9858 |  | 1108.4384 | 0 | 0 | 15.5473 | 0
08.01. | 10 | 1097.2764 |  | 1081.7291 | 0 | 0 | 15.5473 | 0
08.01. | 11 | 1041.6319 |  | 1026.0846 | 0 | 0 | 15.5473 | 0
08.01. | 12 | 1006.0195 |  | 990.4721 | 0 | 0 | 15.5473 | 0
08.01. | 13 | 1001.5679 |  | 986.0205 | 0 | 0 | 15.5473 | 0
08.01. | 14 | 1037.1804 |  | 1021.633 | 0 | 0 | 15.5473 | 0
08.01. | 15 | 1106.1796 |  | 1090.6322 | 0 | 0 | 15.5473 | 0
08.01. | 16 | 1141.792 |  | 1126.2447 | 0 | 0 | 15.5473 | 0
08.01. | 17 | 1157.3725 |  | 1141.8251 | 0 | 0 | 15.5473 | 0
08.01. | 18 | 1166.2756 |  | 1150.7283 | 0 | 0 | 15.5473 | 0
08.01. | 19 | 1168.5014 |  | 1152.954 | 0 | 0 | 15.5473 | 0
08.01. | 20 | 1172.953 |  | 1157.4056 | 0 | 0 | 15.5473 | 0
08.01. | 21 | 1177.4045 |  | 1161.8572 | 0 | 0 | 15.5473 | 0
08.01. | 22 | 1181.8561 |  | 1166.3087 | 0 | 0 | 15.5473 | 0
08.01. | 23 | 1188.5334 |  | 1172.9861 | 0 | 0 | 15.5473 | 0
08.01. | 24 | 1190.7592 |  | 1175.2118 | 0 | 0 | 15.5473 | 0
09.01. | 1 | 1192.985 |  | 1177.4376 | 0 | 0 | 15.5473 | 0
09.01. | 2 | 1192.985 |  | 1177.4376 | 0 | 0 | 15.5473 | 0
09.01. | 3 | 1195.2107 |  | 1179.6634 | 0 | 0 | 15.5473 | 0
09.01. | 4 | 1192.985 |  | 1177.4376 | 0 | 0 | 15.5473 | 0
09.01. | 5 | 1195.2107 |  | 1179.6634 | 0 | 0 | 15.5473 | 0
09.01. | 6 | 1195.2107 |  | 1179.6634 | 0 | 0 | 15.5473 | 0
09.01. | 7 | 1188.5334 |  | 1172.9861 | 0 | 0 | 15.5473 | 0
09.01. | 8 | 1175.1787 |  | 1159.6314 | 0 | 0 | 15.5473 | 0
09.01. | 9 | 1161.824 |  | 1146.2767 | 0 | 0 | 15.5473 | 0
09.01. | 10 | 1152.9209 |  | 1137.3736 | 0 | 0 | 15.5473 | 0
09.01. | 11 | 1139.5663 |  | 1124.0189 | 0 | 0 | 15.5473 | 0
09.01. | 12 | 1139.5663 |  | 1124.0189 | 0 | 0 | 15.5473 | 0
09.01. | 13 | 1139.5663 |  | 1124.0189 | 0 | 0 | 15.5473 | 0
09.01. | 14 | 1135.1147 |  | 1119.5673 | 0 | 0 | 15.5473 | 0
09.01. | 15 | 1130.6631 |  | 1115.1158 | 0 | 0 | 15.5473 | 0
09.01. | 16 | 1135.1147 |  | 1119.5673 | 0 | 0 | 15.5473 | 0
09.01. | 17 | 1137.3405 |  | 1121.7931 | 0 | 0 | 15.5473 | 0
09.01. | 18 | 1141.792 |  | 1126.2447 | 0 | 0 | 15.5473 | 0
09.01. | 19 | 1144.0178 |  | 1128.4705 | 0 | 0 | 15.5473 | 0
09.01. | 20 | 1146.2436 |  | 1130.6962 | 0 | 0 | 15.5473 | 0
09.01. | 21 | 1150.6952 |  | 1135.1478 | 0 | 0 | 15.5473 | 0
09.01. | 22 | 1152.9209 |  | 1137.3736 | 0 | 0 | 15.5473 | 0
09.01. | 23 | 1155.1467 |  | 1139.5994 | 0 | 0 | 15.5473 | 0
09.01. | 24 | 1155.1467 |  | 1139.5994 | 0 | 0 | 15.5473 | 0
10.01. | 1 | 1155.1467 |  | 1139.5994 | 0 | 0 | 15.5473 | 0
10.01. | 2 | 1157.3725 |  | 1141.8251 | 0 | 0 | 15.5473 | 0
10.01. | 3 | 1164.0498 |  | 1148.5025 | 0 | 0 | 15.5473 | 0
10.01. | 4 | 1166.2756 |  | 1150.7283 | 0 | 0 | 15.5473 | 0
10.01. | 5 | 1170.7272 |  | 1155.1798 | 0 | 0 | 15.5473 | 0
10.01. | 6 | 1172.953 |  | 1157.4056 | 0 | 0 | 15.5473 | 0
10.01. | 7 | 1177.4045 |  | 1161.8572 | 0 | 0 | 15.5473 | 0
10.01. | 8 | 1181.8561 |  | 1166.3087 | 0 | 0 | 15.5473 | 0
10.01. | 9 | 1181.8561 |  | 1166.3087 | 0 | 0 | 15.5473 | 0
10.01. | 10 | 1184.0819 |  | 1168.5345 | 0 | 0 | 15.5473 | 0
10.01. | 11 | 1175.1787 |  | 1159.6314 | 0 | 0 | 15.5473 | 0
10.01. | 12 | 1177.4045 |  | 1161.8572 | 0 | 0 | 15.5473 | 0
10.01. | 13 | 1177.4045 |  | 1161.8572 | 0 | 0 | 15.5473 | 0
10.01. | 14 | 1177.4045 |  | 1161.8572 | 0 | 0 | 15.5473 | 0
10.01. | 15 | 1184.0819 |  | 1168.5345 | 0 | 0 | 15.5473 | 0
10.01. | 16 | 1199.6623 |  | 1184.115 | 0 | 0 | 15.5473 | 0
10.01. | 17 | 1221.9201 |  | 1206.3728 | 0 | 0 | 15.5473 | 0
10.01. | 18 | 1250.8553 |  | 1235.3079 | 0 | 0 | 15.5473 | 0
10.01. | 19 | 1273.113 |  | 1257.5657 | 0 | 0 | 15.5473 | 0
10.01. | 20 | 1288.6935 |  | 1273.1462 | 0 | 0 | 15.5473 | 0
10.01. | 21 | 1297.5966 |  | 1282.0493 | 0 | 0 | 15.5473 | 0
10.01. | 22 | 1299.8224 |  | 1284.2751 | 0 | 0 | 15.5473 | 0
10.01. | 23 | 1297.5966 |  | 1282.0493 | 0 | 0 | 15.5473 | 0
10.01. | 24 | 1286.4677 |  | 1270.9204 | 0 | 0 | 15.5473 | 0
11.01. | 1 | 1284.242 |  | 1268.6946 | 0 | 0 | 15.5473 | 0
11.01. | 2 | 1286.4677 |  | 1270.9204 | 0 | 0 | 15.5473 | 0
11.01. | 3 | 1295.3709 |  | 1279.8235 | 0 | 0 | 15.5473 | 0
11.01. | 4 | 1299.8224 |  | 1284.2751 | 0 | 0 | 15.5473 | 0
11.01. | 5 | 1297.5966 |  | 1282.0493 | 0 | 0 | 15.5473 | 0
11.01. | 6 | 1293.1451 |  | 1277.5977 | 0 | 0 | 15.5473 | 0
11.01. | 7 | 1293.1451 |  | 1277.5977 | 0 | 0 | 15.5473 | 0
11.01. | 8 | 1302.0482 |  | 1286.5008 | 0 | 0 | 15.5473 | 0
11.01. | 9 | 1302.0482 |  | 1286.5008 | 0 | 0 | 15.5473 | 0
11.01. | 10 | 1306.4997 |  | 1290.9524 | 0 | 0 | 15.5473 | 0
11.01. | 11 | 1277.5646 |  | 1262.0173 | 0 | 0 | 15.5473 | 0
11.01. | 12 | 1270.8873 |  | 1255.3399 | 0 | 0 | 15.5473 | 0
11.01. | 13 | 1264.2099 |  | 1248.6626 | 0 | 0 | 15.5473 | 0
11.01. | 14 | 1259.7584 |  | 1244.211 | 0 | 0 | 15.5473 | 0
11.01. | 15 | 1259.7584 |  | 1244.211 | 0 | 0 | 15.5473 | 0
11.01. | 16 | 1259.7584 |  | 1244.211 | 0 | 0 | 15.5473 | 0
11.01. | 17 | 1257.5326 |  | 1241.9852 | 0 | 0 | 15.5473 | 0
11.01. | 18 | 1264.2099 |  | 1248.6626 | 0 | 0 | 15.5473 | 0
11.01. | 19 | 1264.2099 |  | 1248.6626 | 0 | 0 | 15.5473 | 0
11.01. | 20 | 1264.2099 |  | 1248.6626 | 0 | 0 | 15.5473 | 0
11.01. | 21 | 1266.4357 |  | 1250.8884 | 0 | 0 | 15.5473 | 0
11.01. | 22 | 1268.6615 |  | 1253.1141 | 0 | 0 | 15.5473 | 0
11.01. | 23 | 1273.113 |  | 1257.5657 | 0 | 0 | 15.5473 | 0
11.01. | 24 | 1273.113 |  | 1257.5657 | 0 | 0 | 15.5473 | 0
12.01. | 1 | 1273.113 |  | 1257.5657 | 0 | 0 | 15.5473 | 0
12.01. | 2 | 1273.113 |  | 1257.5657 | 0 | 0 | 15.5473 | 0
12.01. | 3 | 1275.3388 |  | 1259.7915 | 0 | 0 | 15.5473 | 0
12.01. | 4 | 1270.8873 |  | 1255.3399 | 0 | 0 | 15.5473 | 0
12.01. | 5 | 1264.2099 |  | 1248.6626 | 0 | 0 | 15.5473 | 0
12.01. | 6 | 1255.3068 |  | 1239.7595 | 0 | 0 | 15.5473 | 0
12.01. | 7 | 1250.8553 |  | 1235.3079 | 0 | 0 | 15.5473 | 0
12.01. | 8 | 1257.5326 |  | 1241.9852 | 0 | 0 | 15.5473 | 0
12.01. | 9 | 1261.9841 |  | 1246.4368 | 0 | 0 | 15.5473 | 0
12.01. | 10 | 1273.113 |  | 1257.5657 | 0 | 0 | 15.5473 | 0
12.01. | 11 | 1259.7584 |  | 1244.211 | 0 | 0 | 15.5473 | 0
12.01. | 12 | 1261.9841 |  | 1246.4368 | 0 | 0 | 15.5473 | 0
12.01. | 13 | 1255.3068 |  | 1239.7595 | 0 | 0 | 15.5473 | 0
12.01. | 14 | 1241.9521 |  | 1226.4048 | 0 | 0 | 15.5473 | 0
12.01. | 15 | 1221.9201 |  | 1206.3728 | 0 | 0 | 15.5473 | 0
12.01. | 16 | 1210.7912 |  | 1195.2439 | 0 | 0 | 15.5473 | 0
12.01. | 17 | 1201.8881 |  | 1186.3407 | 0 | 0 | 15.5473 | 0
12.01. | 18 | 1201.8881 |  | 1186.3407 | 0 | 0 | 15.5473 | 0
12.01. | 19 | 1199.6623 |  | 1184.115 | 0 | 0 | 15.5473 | 0
12.01. | 20 | 1199.6623 |  | 1184.115 | 0 | 0 | 15.5473 | 0
12.01. | 21 | 1199.6623 |  | 1184.115 | 0 | 0 | 15.5473 | 0
12.01. | 22 | 1201.8881 |  | 1186.3407 | 0 | 0 | 15.5473 | 0
12.01. | 23 | 1201.8881 |  | 1186.3407 | 0 | 0 | 15.5473 | 0
12.01. | 24 | 1201.8881 |  | 1186.3407 | 0 | 0 | 15.5473 | 0
13.01. | 1 | 1201.8881 |  | 1186.3407 | 0 | 0 | 15.5473 | 0
13.01. | 2 | 1201.8881 |  | 1186.3407 | 0 | 0 | 15.5473 | 0
13.01. | 3 | 1204.1139 |  | 1188.5665 | 0 | 0 | 15.5473 | 0
13.01. | 4 | 1206.3396 |  | 1190.7923 | 0 | 0 | 15.5473 | 0
13.01. | 5 | 1204.1139 |  | 1188.5665 | 0 | 0 | 15.5473 | 0
13.01. | 6 | 1201.8881 |  | 1186.3407 | 0 | 0 | 15.5473 | 0
13.01. | 7 | 1201.8881 |  | 1186.3407 | 0 | 0 | 15.5473 | 0
13.01. | 8 | 1208.5654 |  | 1193.0181 | 0 | 0 | 15.5473 | 0
13.01. | 9 | 1215.2428 |  | 1199.6954 | 0 | 0 | 15.5473 | 0
13.01. | 10 | 1224.1459 |  | 1208.5985 | 0 | 0 | 15.5473 | 0
13.01. | 11 | 1217.4686 |  | 1201.9212 | 0 | 0 | 15.5473 | 0
13.01. | 12 | 1224.1459 |  | 1208.5985 | 0 | 0 | 15.5473 | 0
13.01. | 13 | 1221.9201 |  | 1206.3728 | 0 | 0 | 15.5473 | 0
13.01. | 14 | 1215.2428 |  | 1199.6954 | 0 | 0 | 15.5473 | 0
13.01. | 15 | 1199.6623 |  | 1184.115 | 0 | 0 | 15.5473 | 0
13.01. | 16 | 1192.985 |  | 1177.4376 | 0 | 0 | 15.5473 | 0
13.01. | 17 | 1188.5334 |  | 1172.9861 | 0 | 0 | 15.5473 | 0
13.01. | 18 | 1188.5334 |  | 1172.9861 | 0 | 0 | 15.5473 | 0
13.01. | 19 | 1188.5334 |  | 1172.9861 | 0 | 0 | 15.5473 | 0
13.01. | 20 | 1188.5334 |  | 1172.9861 | 0 | 0 | 15.5473 | 0
13.01. | 21 | 1188.5334 |  | 1172.9861 | 0 | 0 | 15.5473 | 0
13.01. | 22 | 1188.5334 |  | 1172.9861 | 0 | 0 | 15.5473 | 0
13.01. | 23 | 1190.7592 |  | 1175.2118 | 0 | 0 | 15.5473 | 0
13.01. | 24 | 1190.7592 |  | 1175.2118 | 0 | 0 | 15.5473 | 0
14.01. | 1 | 1188.5334 |  | 1172.9861 | 0 | 0 | 15.5473 | 0
14.01. | 2 | 1188.5334 |  | 1172.9861 | 0 | 0 | 15.5473 | 0
14.01. | 3 | 1186.3076 |  | 1170.7603 | 0 | 0 | 15.5473 | 0
14.01. | 4 | 1184.0819 |  | 1168.5345 | 0 | 0 | 15.5473 | 0
14.01. | 5 | 1181.8561 |  | 1166.3087 | 0 | 0 | 15.5473 | 0
14.01. | 6 | 1177.4045 |  | 1161.8572 | 0 | 0 | 15.5473 | 0
14.01. | 7 | 1177.4045 |  | 1161.8572 | 0 | 0 | 15.5473 | 0
14.01. | 8 | 1184.0819 |  | 1168.5345 | 0 | 0 | 15.5473 | 0
14.01. | 9 | 1188.5334 |  | 1172.9861 | 0 | 0 | 15.5473 | 0
14.01. | 10 | 1197.4365 |  | 1181.8892 | 0 | 0 | 15.5473 | 0
14.01. | 11 | 1192.985 |  | 1177.4376 | 0 | 0 | 15.5473 | 0
14.01. | 12 | 1199.6623 |  | 1184.115 | 0 | 0 | 15.5473 | 0
14.01. | 13 | 1197.4365 |  | 1181.8892 | 0 | 0 | 15.5473 | 0
14.01. | 14 | 1190.7592 |  | 1175.2118 | 0 | 0 | 15.5473 | 0
14.01. | 15 | 1177.4045 |  | 1161.8572 | 0 | 0 | 15.5473 | 0
14.01. | 16 | 1170.7272 |  | 1155.1798 | 0 | 0 | 15.5473 | 0
14.01. | 17 | 1166.2756 |  | 1150.7283 | 0 | 0 | 15.5473 | 0
14.01. | 18 | 1168.5014 |  | 1152.954 | 0 | 0 | 15.5473 | 0
14.01. | 19 | 1168.5014 |  | 1152.954 | 0 | 0 | 15.5473 | 0
14.01. | 20 | 1168.5014 |  | 1152.954 | 0 | 0 | 15.5473 | 0
14.01. | 21 | 1168.5014 |  | 1152.954 | 0 | 0 | 15.5473 | 0
14.01. | 22 | 1168.5014 |  | 1152.954 | 0 | 0 | 15.5473 | 0
14.01. | 23 | 1170.7272 |  | 1155.1798 | 0 | 0 | 15.5473 | 0
14.01. | 24 | 1170.7272 |  | 1155.1798 | 0 | 0 | 15.5473 | 0
15.01. | 1 | 1170.7272 |  | 1155.1798 | 0 | 0 | 15.5473 | 0
15.01. | 2 | 1170.7272 |  | 1155.1798 | 0 | 0 | 15.5473 | 0
15.01. | 3 | 1172.953 |  | 1157.4056 | 0 | 0 | 15.5473 | 0
15.01. | 4 | 1172.953 |  | 1157.4056 | 0 | 0 | 15.5473 | 0
15.01. | 5 | 1172.953 |  | 1157.4056 | 0 | 0 | 15.5473 | 0
15.01. | 6 | 1175.1787 |  | 1159.6314 | 0 | 0 | 15.5473 | 0
15.01. | 7 | 1175.1787 |  | 1159.6314 | 0 | 0 | 15.5473 | 0
15.01. | 8 | 1179.6303 |  | 1164.0829 | 0 | 0 | 15.5473 | 0
15.01. | 9 | 1181.8561 |  | 1166.3087 | 0 | 0 | 15.5473 | 0
15.01. | 10 | 1186.3076 |  | 1170.7603 | 0 | 0 | 15.5473 | 0
15.01. | 11 | 1179.6303 |  | 1164.0829 | 0 | 0 | 15.5473 | 0
15.01. | 12 | 1184.0819 |  | 1168.5345 | 0 | 0 | 15.5473 | 0
15.01. | 13 | 1184.0819 |  | 1168.5345 | 0 | 0 | 15.5473 | 0
15.01. | 14 | 1179.6303 |  | 1164.0829 | 0 | 0 | 15.5473 | 0
15.01. | 15 | 1172.953 |  | 1157.4056 | 0 | 0 | 15.5473 | 0
15.01. | 16 | 1170.7272 |  | 1155.1798 | 0 | 0 | 15.5473 | 0
15.01. | 17 | 1168.5014 |  | 1152.954 | 0 | 0 | 15.5473 | 0
15.01. | 18 | 1172.953 |  | 1157.4056 | 0 | 0 | 15.5473 | 0
15.01. | 19 | 1175.1787 |  | 1159.6314 | 0 | 0 | 15.5473 | 0
15.01. | 20 | 1177.4045 |  | 1161.8572 | 0 | 0 | 15.5473 | 0
15.01. | 21 | 1179.6303 |  | 1164.0829 | 0 | 0 | 15.5473 | 0
15.01. | 22 | 1181.8561 |  | 1166.3087 | 0 | 0 | 15.5473 | 0
15.01. | 23 | 1186.3076 |  | 1170.7603 | 0 | 0 | 15.5473 | 0
15.01. | 24 | 1188.5334 |  | 1172.9861 | 0 | 0 | 15.5473 | 0
16.01. | 1 | 1190.7592 |  | 1175.2118 | 0 | 0 | 15.5473 | 0
16.01. | 2 | 1195.2107 |  | 1179.6634 | 0 | 0 | 15.5473 | 0
16.01. | 3 | 1199.6623 |  | 1184.115 | 0 | 0 | 15.5473 | 0
16.01. | 4 | 1204.1139 |  | 1188.5665 | 0 | 0 | 15.5473 | 0
16.01. | 5 | 1208.5654 |  | 1193.0181 | 0 | 0 | 15.5473 | 0
16.01. | 6 | 1210.7912 |  | 1195.2439 | 0 | 0 | 15.5473 | 0
16.01. | 7 | 1213.017 |  | 1197.4696 | 0 | 0 | 15.5473 | 0
16.01. | 8 | 1219.6943 |  | 1204.147 | 0 | 0 | 15.5473 | 0
16.01. | 9 | 1221.9201 |  | 1206.3728 | 0 | 0 | 15.5473 | 0
16.01. | 10 | 1228.5974 |  | 1213.0501 | 0 | 0 | 15.5473 | 0
16.01. | 11 | 1219.6943 |  | 1204.147 | 0 | 0 | 15.5473 | 0
16.01. | 12 | 1226.3717 |  | 1210.8243 | 0 | 0 | 15.5473 | 0
16.01. | 13 | 1226.3717 |  | 1210.8243 | 0 | 0 | 15.5473 | 0
16.01. | 14 | 1221.9201 |  | 1206.3728 | 0 | 0 | 15.5473 | 0
16.01. | 15 | 1210.7912 |  | 1195.2439 | 0 | 0 | 15.5473 | 0
16.01. | 16 | 1208.5654 |  | 1193.0181 | 0 | 0 | 15.5473 | 0
16.01. | 17 | 1206.3396 |  | 1190.7923 | 0 | 0 | 15.5473 | 0
16.01. | 18 | 1210.7912 |  | 1195.2439 | 0 | 0 | 15.5473 | 0
16.01. | 19 | 1215.2428 |  | 1199.6954 | 0 | 0 | 15.5473 | 0
16.01. | 20 | 1215.2428 |  | 1199.6954 | 0 | 0 | 15.5473 | 0
16.01. | 21 | 1219.6943 |  | 1204.147 | 0 | 0 | 15.5473 | 0
16.01. | 22 | 1221.9201 |  | 1206.3728 | 0 | 0 | 15.5473 | 0
16.01. | 23 | 1224.1459 |  | 1208.5985 | 0 | 0 | 15.5473 | 0
16.01. | 24 | 1221.9201 |  | 1206.3728 | 0 | 0 | 15.5473 | 0
17.01. | 1 | 1224.1459 |  | 1208.5985 | 0 | 0 | 15.5473 | 0
17.01. | 2 | 1224.1459 |  | 1208.5985 | 0 | 0 | 15.5473 | 0
17.01. | 3 | 1224.1459 |  | 1208.5985 | 0 | 0 | 15.5473 | 0
17.01. | 4 | 1224.1459 |  | 1208.5985 | 0 | 0 | 15.5473 | 0
17.01. | 5 | 1224.1459 |  | 1208.5985 | 0 | 0 | 15.5473 | 0
17.01. | 6 | 1221.9201 |  | 1206.3728 | 0 | 0 | 15.5473 | 0
17.01. | 7 | 1221.9201 |  | 1206.3728 | 0 | 0 | 15.5473 | 0
17.01. | 8 | 1226.3717 |  | 1210.8243 | 0 | 0 | 15.5473 | 0
17.01. | 9 | 1226.3717 |  | 1210.8243 | 0 | 0 | 15.5473 | 0
17.01. | 10 | 1228.5974 |  | 1213.0501 | 0 | 0 | 15.5473 | 0
17.01. | 11 | 1217.4686 |  | 1201.9212 | 0 | 0 | 15.5473 | 0
17.01. | 12 | 1221.9201 |  | 1206.3728 | 0 | 0 | 15.5473 | 0
17.01. | 13 | 1221.9201 |  | 1206.3728 | 0 | 0 | 15.5473 | 0
17.01. | 14 | 1217.4686 |  | 1201.9212 | 0 | 0 | 15.5473 | 0
17.01. | 15 | 1213.017 |  | 1197.4696 | 0 | 0 | 15.5473 | 0
17.01. | 16 | 1215.2428 |  | 1199.6954 | 0 | 0 | 15.5473 | 0
17.01. | 17 | 1221.9201 |  | 1206.3728 | 0 | 0 | 15.5473 | 0
17.01. | 18 | 1241.9521 |  | 1226.4048 | 0 | 0 | 15.5473 | 0
17.01. | 19 | 1257.5326 |  | 1241.9852 | 0 | 0 | 15.5473 | 0
17.01. | 20 | 1270.8873 |  | 1255.3399 | 0 | 0 | 15.5473 | 0
17.01. | 21 | 1284.242 |  | 1268.6946 | 0 | 0 | 15.5473 | 0
17.01. | 22 | 1290.9193 |  | 1275.3719 | 0 | 0 | 15.5473 | 0
17.01. | 23 | 1299.8224 |  | 1284.2751 | 0 | 0 | 15.5473 | 0
17.01. | 24 | 1304.274 |  | 1288.7266 | 0 | 0 | 15.5473 | 0
18.01. | 1 | 1308.7255 |  | 1293.1782 | 0 | 0 | 15.5473 | 0
18.01. | 2 | 1317.6287 |  | 1302.0813 | 0 | 0 | 15.5473 | 0
18.01. | 3 | 1328.7576 |  | 1313.2102 | 0 | 0 | 15.5473 | 0
18.01. | 4 | 1335.4349 |  | 1319.8875 | 0 | 0 | 15.5473 | 0
18.01. | 5 | 1339.8864 |  | 1324.3391 | 0 | 0 | 15.5473 | 0
18.01. | 6 | 1344.338 |  | 1328.7907 | 0 | 0 | 15.5473 | 0
18.01. | 7 | 1346.5638 |  | 1331.0164 | 0 | 0 | 15.5473 | 0
18.01. | 8 | 1348.7896 |  | 1333.2422 | 0 | 0 | 15.5473 | 0
18.01. | 9 | 1335.4349 |  | 1319.8875 | 0 | 0 | 15.5473 | 0
18.01. | 10 | 1319.8544 |  | 1304.3071 | 0 | 0 | 15.5473 | 0
18.01. | 11 | 1279.7904 |  | 1264.243 | 0 | 0 | 15.5473 | 0
18.01. | 12 | 1255.3068 |  | 1239.7595 | 0 | 0 | 15.5473 | 0
18.01. | 13 | 1244.1779 |  | 1228.6306 | 0 | 0 | 15.5473 | 0
18.01. | 14 | 1244.1779 |  | 1228.6306 | 0 | 0 | 15.5473 | 0
18.01. | 15 | 1257.5326 |  | 1241.9852 | 0 | 0 | 15.5473 | 0
18.01. | 16 | 1264.2099 |  | 1248.6626 | 0 | 0 | 15.5473 | 0
18.01. | 17 | 1264.2099 |  | 1248.6626 | 0 | 0 | 15.5473 | 0
18.01. | 18 | 1268.6615 |  | 1253.1141 | 0 | 0 | 15.5473 | 0
18.01. | 19 | 1261.9841 |  | 1246.4368 | 0 | 0 | 15.5473 | 0
18.01. | 20 | 1255.3068 |  | 1239.7595 | 0 | 0 | 15.5473 | 0
18.01. | 21 | 1253.081 |  | 1237.5337 | 0 | 0 | 15.5473 | 0
18.01. | 22 | 1248.6295 |  | 1233.0821 | 0 | 0 | 15.5473 | 0
18.01. | 23 | 1250.8553 |  | 1235.3079 | 0 | 0 | 15.5473 | 0
18.01. | 24 | 1253.081 |  | 1237.5337 | 0 | 0 | 15.5473 | 0
19.01. | 1 | 1257.5326 |  | 1241.9852 | 0 | 0 | 15.5473 | 0
19.01. | 2 | 1257.5326 |  | 1241.9852 | 0 | 0 | 15.5473 | 0
19.01. | 3 | 1257.5326 |  | 1241.9852 | 0 | 0 | 15.5473 | 0
19.01. | 4 | 1255.3068 |  | 1239.7595 | 0 | 0 | 15.5473 | 0
19.01. | 5 | 1250.8553 |  | 1235.3079 | 0 | 0 | 15.5473 | 0
19.01. | 6 | 1246.4037 |  | 1230.8563 | 0 | 0 | 15.5473 | 0
19.01. | 7 | 1246.4037 |  | 1230.8563 | 0 | 0 | 15.5473 | 0
19.01. | 8 | 1255.3068 |  | 1239.7595 | 0 | 0 | 15.5473 | 0
19.01. | 9 | 1259.7584 |  | 1244.211 | 0 | 0 | 15.5473 | 0
19.01. | 10 | 1268.6615 |  | 1253.1141 | 0 | 0 | 15.5473 | 0
19.01. | 11 | 1253.081 |  | 1237.5337 | 0 | 0 | 15.5473 | 0
19.01. | 12 | 1255.3068 |  | 1239.7595 | 0 | 0 | 15.5473 | 0
19.01. | 13 | 1250.8553 |  | 1235.3079 | 0 | 0 | 15.5473 | 0
19.01. | 14 | 1239.7263 |  | 1224.179 | 0 | 0 | 15.5473 | 0
19.01. | 15 | 1224.1459 |  | 1208.5985 | 0 | 0 | 15.5473 | 0
19.01. | 16 | 1215.2428 |  | 1199.6954 | 0 | 0 | 15.5473 | 0
19.01. | 17 | 1213.017 |  | 1197.4696 | 0 | 0 | 15.5473 | 0
19.01. | 18 | 1219.6943 |  | 1204.147 | 0 | 0 | 15.5473 | 0
19.01. | 19 | 1221.9201 |  | 1206.3728 | 0 | 0 | 15.5473 | 0
19.01. | 20 | 1221.9201 |  | 1206.3728 | 0 | 0 | 15.5473 | 0
19.01. | 21 | 1224.1459 |  | 1208.5985 | 0 | 0 | 15.5473 | 0
19.01. | 22 | 1226.3717 |  | 1210.8243 | 0 | 0 | 15.5473 | 0
19.01. | 23 | 1230.8232 |  | 1215.2759 | 0 | 0 | 15.5473 | 0
19.01. | 24 | 1230.8232 |  | 1215.2759 | 0 | 0 | 15.5473 | 0
20.01. | 1 | 1235.2748 |  | 1219.7274 | 0 | 0 | 15.5473 | 0
20.01. | 2 | 1237.5006 |  | 1221.9532 | 0 | 0 | 15.5473 | 0
20.01. | 3 | 1239.7263 |  | 1224.179 | 0 | 0 | 15.5473 | 0
20.01. | 4 | 1241.9521 |  | 1226.4048 | 0 | 0 | 15.5473 | 0
20.01. | 5 | 1241.9521 |  | 1226.4048 | 0 | 0 | 15.5473 | 0
20.01. | 6 | 1239.7263 |  | 1224.179 | 0 | 0 | 15.5473 | 0
20.01. | 7 | 1244.1779 |  | 1228.6306 | 0 | 0 | 15.5473 | 0
20.01. | 8 | 1255.3068 |  | 1239.7595 | 0 | 0 | 15.5473 | 0
20.01. | 9 | 1259.7584 |  | 1244.211 | 0 | 0 | 15.5473 | 0
20.01. | 10 | 1270.8873 |  | 1255.3399 | 0 | 0 | 15.5473 | 0
20.01. | 11 | 1261.9841 |  | 1246.4368 | 0 | 0 | 15.5473 | 0
20.01. | 12 | 1266.4357 |  | 1250.8884 | 0 | 0 | 15.5473 | 0
20.01. | 13 | 1264.2099 |  | 1248.6626 | 0 | 0 | 15.5473 | 0
20.01. | 14 | 1255.3068 |  | 1239.7595 | 0 | 0 | 15.5473 | 0
20.01. | 15 | 1235.2748 |  | 1219.7274 | 0 | 0 | 15.5473 | 0
20.01. | 16 | 1221.9201 |  | 1206.3728 | 0 | 0 | 15.5473 | 0
20.01. | 17 | 1217.4686 |  | 1201.9212 | 0 | 0 | 15.5473 | 0
20.01. | 18 | 1219.6943 |  | 1204.147 | 0 | 0 | 15.5473 | 0
20.01. | 19 | 1219.6943 |  | 1204.147 | 0 | 0 | 15.5473 | 0
20.01. | 20 | 1219.6943 |  | 1204.147 | 0 | 0 | 15.5473 | 0
20.01. | 21 | 1221.9201 |  | 1206.3728 | 0 | 0 | 15.5473 | 0
20.01. | 22 | 1221.9201 |  | 1206.3728 | 0 | 0 | 15.5473 | 0
20.01. | 23 | 1226.3717 |  | 1210.8243 | 0 | 0 | 15.5473 | 0
20.01. | 24 | 1226.3717 |  | 1210.8243 | 0 | 0 | 15.5473 | 0
21.01. | 1 | 1228.5974 |  | 1213.0501 | 0 | 0 | 15.5473 | 0
21.01. | 2 | 1230.8232 |  | 1215.2759 | 0 | 0 | 15.5473 | 0
21.01. | 3 | 1235.2748 |  | 1219.7274 | 0 | 0 | 15.5473 | 0
21.01. | 4 | 1239.7263 |  | 1224.179 | 0 | 0 | 15.5473 | 0
21.01. | 5 | 1241.9521 |  | 1226.4048 | 0 | 0 | 15.5473 | 0
21.01. | 6 | 1246.4037 |  | 1230.8563 | 0 | 0 | 15.5473 | 0
21.01. | 7 | 1250.8553 |  | 1235.3079 | 0 | 0 | 15.5473 | 0
21.01. | 8 | 1261.9841 |  | 1246.4368 | 0 | 0 | 15.5473 | 0
21.01. | 9 | 1259.7584 |  | 1244.211 | 0 | 0 | 15.5473 | 0
21.01. | 10 | 1266.4357 |  | 1250.8884 | 0 | 0 | 15.5473 | 0
21.01. | 11 | 1250.8553 |  | 1235.3079 | 0 | 0 | 15.5473 | 0
21.01. | 12 | 1257.5326 |  | 1241.9852 | 0 | 0 | 15.5473 | 0
21.01. | 13 | 1257.5326 |  | 1241.9852 | 0 | 0 | 15.5473 | 0
21.01. | 14 | 1250.8553 |  | 1235.3079 | 0 | 0 | 15.5473 | 0
21.01. | 15 | 1237.5006 |  | 1221.9532 | 0 | 0 | 15.5473 | 0
21.01. | 16 | 1230.8232 |  | 1215.2759 | 0 | 0 | 15.5473 | 0
21.01. | 17 | 1228.5974 |  | 1213.0501 | 0 | 0 | 15.5473 | 0
21.01. | 18 | 1237.5006 |  | 1221.9532 | 0 | 0 | 15.5473 | 0
21.01. | 19 | 1239.7263 |  | 1224.179 | 0 | 0 | 15.5473 | 0
21.01. | 20 | 1239.7263 |  | 1224.179 | 0 | 0 | 15.5473 | 0
21.01. | 21 | 1241.9521 |  | 1226.4048 | 0 | 0 | 15.5473 | 0
21.01. | 22 | 1241.9521 |  | 1226.4048 | 0 | 0 | 15.5473 | 0
21.01. | 23 | 1244.1779 |  | 1228.6306 | 0 | 0 | 15.5473 | 0
21.01. | 24 | 1241.9521 |  | 1226.4048 | 0 | 0 | 15.5473 | 0
22.01. | 1 | 1239.7263 |  | 1224.179 | 0 | 0 | 15.5473 | 0
22.01. | 2 | 1239.7263 |  | 1224.179 | 0 | 0 | 15.5473 | 0
22.01. | 3 | 1239.7263 |  | 1224.179 | 0 | 0 | 15.5473 | 0
22.01. | 4 | 1241.9521 |  | 1226.4048 | 0 | 0 | 15.5473 | 0
22.01. | 5 | 1239.7263 |  | 1224.179 | 0 | 0 | 15.5473 | 0
22.01. | 6 | 1241.9521 |  | 1226.4048 | 0 | 0 | 15.5473 | 0
22.01. | 7 | 1241.9521 |  | 1226.4048 | 0 | 0 | 15.5473 | 0
22.01. | 8 | 1246.4037 |  | 1230.8563 | 0 | 0 | 15.5473 | 0
22.01. | 9 | 1239.7263 |  | 1224.179 | 0 | 0 | 15.5473 | 0
22.01. | 10 | 1235.2748 |  | 1219.7274 | 0 | 0 | 15.5473 | 0
22.01. | 11 | 1219.6943 |  | 1204.147 | 0 | 0 | 15.5473 | 0
22.01. | 12 | 1221.9201 |  | 1206.3728 | 0 | 0 | 15.5473 | 0
22.01. | 13 | 1221.9201 |  | 1206.3728 | 0 | 0 | 15.5473 | 0
22.01. | 14 | 1221.9201 |  | 1206.3728 | 0 | 0 | 15.5473 | 0
22.01. | 15 | 1221.9201 |  | 1206.3728 | 0 | 0 | 15.5473 | 0
22.01. | 16 | 1230.8232 |  | 1215.2759 | 0 | 0 | 15.5473 | 0
22.01. | 17 | 1241.9521 |  | 1226.4048 | 0 | 0 | 15.5473 | 0
22.01. | 18 | 1264.2099 |  | 1248.6626 | 0 | 0 | 15.5473 | 0
22.01. | 19 | 1279.7904 |  | 1264.243 | 0 | 0 | 15.5473 | 0
22.01. | 20 | 1293.1451 |  | 1277.5977 | 0 | 0 | 15.5473 | 0
22.01. | 21 | 1313.1771 |  | 1297.6297 | 0 | 0 | 15.5473 | 0
22.01. | 22 | 1326.5318 |  | 1310.9844 | 0 | 0 | 15.5473 | 0
22.01. | 23 | 1342.1122 |  | 1326.5649 | 0 | 0 | 15.5473 | 0
22.01. | 24 | 1348.7896 |  | 1333.2422 | 0 | 0 | 15.5473 | 0
23.01. | 1 | 1355.4669 |  | 1339.9196 | 0 | 0 | 15.5473 | 0
23.01. | 2 | 1355.4669 |  | 1339.9196 | 0 | 0 | 15.5473 | 0
23.01. | 3 | 1357.6927 |  | 1342.1453 | 0 | 0 | 15.5473 | 0
23.01. | 4 | 1353.2411 |  | 1337.6938 | 0 | 0 | 15.5473 | 0
23.01. | 5 | 1348.7896 |  | 1333.2422 | 0 | 0 | 15.5473 | 0
23.01. | 6 | 1342.1122 |  | 1326.5649 | 0 | 0 | 15.5473 | 0
23.01. | 7 | 1326.5318 |  | 1310.9844 | 0 | 0 | 15.5473 | 0
23.01. | 8 | 1313.1771 |  | 1297.6297 | 0 | 0 | 15.5473 | 0
23.01. | 9 | 1282.0162 |  | 1266.4688 | 0 | 0 | 15.5473 | 0
23.01. | 10 | 1250.8553 |  | 1235.3079 | 0 | 0 | 15.5473 | 0
23.01. | 11 | 1213.017 |  | 1197.4696 | 0 | 0 | 15.5473 | 0
23.01. | 12 | 1201.8881 |  | 1186.3407 | 0 | 0 | 15.5473 | 0
23.01. | 13 | 1190.7592 |  | 1175.2118 | 0 | 0 | 15.5473 | 0
23.01. | 14 | 1184.0819 |  | 1168.5345 | 0 | 0 | 15.5473 | 0
23.01. | 15 | 1179.6303 |  | 1164.0829 | 0 | 0 | 15.5473 | 0
23.01. | 16 | 1175.1787 |  | 1159.6314 | 0 | 0 | 15.5473 | 0
23.01. | 17 | 1170.7272 |  | 1155.1798 | 0 | 0 | 15.5473 | 0
23.01. | 18 | 1168.5014 |  | 1152.954 | 0 | 0 | 15.5473 | 0
23.01. | 19 | 1166.2756 |  | 1150.7283 | 0 | 0 | 15.5473 | 0
23.01. | 20 | 1164.0498 |  | 1148.5025 | 0 | 0 | 15.5473 | 0
23.01. | 21 | 1161.824 |  | 1146.2767 | 0 | 0 | 15.5473 | 0
23.01. | 22 | 1157.3725 |  | 1141.8251 | 0 | 0 | 15.5473 | 0
23.01. | 23 | 1157.3725 |  | 1141.8251 | 0 | 0 | 15.5473 | 0
23.01. | 24 | 1155.1467 |  | 1139.5994 | 0 | 0 | 15.5473 | 0
24.01. | 1 | 1152.9209 |  | 1137.3736 | 0 | 0 | 15.5473 | 0
24.01. | 2 | 1152.9209 |  | 1137.3736 | 0 | 0 | 15.5473 | 0
24.01. | 3 | 1152.9209 |  | 1137.3736 | 0 | 0 | 15.5473 | 0
24.01. | 4 | 1155.1467 |  | 1139.5994 | 0 | 0 | 15.5473 | 0
24.01. | 5 | 1159.5983 |  | 1144.0509 | 0 | 0 | 15.5473 | 0
24.01. | 6 | 1166.2756 |  | 1150.7283 | 0 | 0 | 15.5473 | 0
24.01. | 7 | 1172.953 |  | 1157.4056 | 0 | 0 | 15.5473 | 0
24.01. | 8 | 1175.1787 |  | 1159.6314 | 0 | 0 | 15.5473 | 0
24.01. | 9 | 1168.5014 |  | 1152.954 | 0 | 0 | 15.5473 | 0
24.01. | 10 | 1166.2756 |  | 1150.7283 | 0 | 0 | 15.5473 | 0
24.01. | 11 | 1157.3725 |  | 1141.8251 | 0 | 0 | 15.5473 | 0
24.01. | 12 | 1159.5983 |  | 1144.0509 | 0 | 0 | 15.5473 | 0
24.01. | 13 | 1161.824 |  | 1146.2767 | 0 | 0 | 15.5473 | 0
24.01. | 14 | 1164.0498 |  | 1148.5025 | 0 | 0 | 15.5473 | 0
24.01. | 15 | 1172.953 |  | 1157.4056 | 0 | 0 | 15.5473 | 0
24.01. | 16 | 1188.5334 |  | 1172.9861 | 0 | 0 | 15.5473 | 0
24.01. | 17 | 1208.5654 |  | 1193.0181 | 0 | 0 | 15.5473 | 0
24.01. | 18 | 1239.7263 |  | 1224.179 | 0 | 0 | 15.5473 | 0
24.01. | 19 | 1266.4357 |  | 1250.8884 | 0 | 0 | 15.5473 | 0
24.01. | 20 | 1290.9193 |  | 1275.3719 | 0 | 0 | 15.5473 | 0
24.01. | 21 | 1313.1771 |  | 1297.6297 | 0 | 0 | 15.5473 | 0
24.01. | 22 | 1328.7576 |  | 1313.2102 | 0 | 0 | 15.5473 | 0
24.01. | 23 | 1344.338 |  | 1328.7907 | 0 | 0 | 15.5473 | 0
24.01. | 24 | 1351.0153 |  | 1335.468 | 0 | 0 | 15.5473 | 0
25.01. | 1 | 1353.2411 |  | 1337.6938 | 0 | 0 | 15.5473 | 0
25.01. | 2 | 1348.7896 |  | 1333.2422 | 0 | 0 | 15.5473 | 0
25.01. | 3 | 1339.8864 |  | 1324.3391 | 0 | 0 | 15.5473 | 0
25.01. | 4 | 1328.7576 |  | 1313.2102 | 0 | 0 | 15.5473 | 0
25.01. | 5 | 1315.4029 |  | 1299.8555 | 0 | 0 | 15.5473 | 0
25.01. | 6 | 1297.5966 |  | 1282.0493 | 0 | 0 | 15.5473 | 0
25.01. | 7 | 1290.9193 |  | 1275.3719 | 0 | 0 | 15.5473 | 0
25.01. | 8 | 1295.3709 |  | 1279.8235 | 0 | 0 | 15.5473 | 0
25.01. | 9 | 1297.5966 |  | 1282.0493 | 0 | 0 | 15.5473 | 0
25.01. | 10 | 1282.0162 |  | 1266.4688 | 0 | 0 | 15.5473 | 0
25.01. | 11 | 1226.3717 |  | 1210.8243 | 0 | 0 | 15.5473 | 0
25.01. | 12 | 1192.985 |  | 1177.4376 | 0 | 0 | 15.5473 | 0
25.01. | 13 | 1181.8561 |  | 1166.3087 | 0 | 0 | 15.5473 | 0
25.01. | 14 | 1179.6303 |  | 1164.0829 | 0 | 0 | 15.5473 | 0
25.01. | 15 | 1188.5334 |  | 1172.9861 | 0 | 0 | 15.5473 | 0
25.01. | 16 | 1197.4365 |  | 1181.8892 | 0 | 0 | 15.5473 | 0
25.01. | 17 | 1201.8881 |  | 1186.3407 | 0 | 0 | 15.5473 | 0
25.01. | 18 | 1201.8881 |  | 1186.3407 | 0 | 0 | 15.5473 | 0
25.01. | 19 | 1199.6623 |  | 1184.115 | 0 | 0 | 15.5473 | 0
25.01. | 20 | 1195.2107 |  | 1179.6634 | 0 | 0 | 15.5473 | 0
25.01. | 21 | 1195.2107 |  | 1179.6634 | 0 | 0 | 15.5473 | 0
25.01. | 22 | 1192.985 |  | 1177.4376 | 0 | 0 | 15.5473 | 0
25.01. | 23 | 1192.985 |  | 1177.4376 | 0 | 0 | 15.5473 | 0
25.01. | 24 | 1192.985 |  | 1177.4376 | 0 | 0 | 15.5473 | 0
26.01. | 1 | 1192.985 |  | 1177.4376 | 0 | 0 | 15.5473 | 0
26.01. | 2 | 1190.7592 |  | 1175.2118 | 0 | 0 | 15.5473 | 0
26.01. | 3 | 1190.7592 |  | 1175.2118 | 0 | 0 | 15.5473 | 0
26.01. | 4 | 1197.4365 |  | 1181.8892 | 0 | 0 | 15.5473 | 0
26.01. | 5 | 1206.3396 |  | 1190.7923 | 0 | 0 | 15.5473 | 0
26.01. | 6 | 1221.9201 |  | 1206.3728 | 0 | 0 | 15.5473 | 0
26.01. | 7 | 1221.9201 |  | 1206.3728 | 0 | 0 | 15.5473 | 0
26.01. | 8 | 1201.8881 |  | 1186.3407 | 0 | 0 | 15.5473 | 0
26.01. | 9 | 1177.4045 |  | 1161.8572 | 0 | 0 | 15.5473 | 0
26.01. | 10 | 1164.0498 |  | 1148.5025 | 0 | 0 | 15.5473 | 0
26.01. | 11 | 1144.0178 |  | 1128.4705 | 0 | 0 | 15.5473 | 0
26.01. | 12 | 1141.792 |  | 1126.2447 | 0 | 0 | 15.5473 | 0
26.01. | 13 | 1141.792 |  | 1126.2447 | 0 | 0 | 15.5473 | 0
26.01. | 14 | 1148.4694 |  | 1132.922 | 0 | 0 | 15.5473 | 0
26.01. | 15 | 1159.5983 |  | 1144.0509 | 0 | 0 | 15.5473 | 0
26.01. | 16 | 1172.953 |  | 1157.4056 | 0 | 0 | 15.5473 | 0
26.01. | 17 | 1186.3076 |  | 1170.7603 | 0 | 0 | 15.5473 | 0
26.01. | 18 | 1201.8881 |  | 1186.3407 | 0 | 0 | 15.5473 | 0
26.01. | 19 | 1217.4686 |  | 1201.9212 | 0 | 0 | 15.5473 | 0
26.01. | 20 | 1235.2748 |  | 1219.7274 | 0 | 0 | 15.5473 | 0
26.01. | 21 | 1257.5326 |  | 1241.9852 | 0 | 0 | 15.5473 | 0
26.01. | 22 | 1282.0162 |  | 1266.4688 | 0 | 0 | 15.5473 | 0
26.01. | 23 | 1308.7255 |  | 1293.1782 | 0 | 0 | 15.5473 | 0
26.01. | 24 | 1326.5318 |  | 1310.9844 | 0 | 0 | 15.5473 | 0
27.01. | 1 | 1339.8864 |  | 1324.3391 | 0 | 0 | 15.5473 | 0
27.01. | 2 | 1348.7896 |  | 1333.2422 | 0 | 0 | 15.5473 | 0
27.01. | 3 | 1355.4669 |  | 1339.9196 | 0 | 0 | 15.5473 | 0
27.01. | 4 | 1357.6927 |  | 1342.1453 | 0 | 0 | 15.5473 | 0
27.01. | 5 | 1357.6927 |  | 1342.1453 | 0 | 0 | 15.5473 | 0
27.01. | 6 | 1355.4669 |  | 1339.9196 | 0 | 0 | 15.5473 | 0
27.01. | 7 | 1348.7896 |  | 1333.2422 | 0 | 0 | 15.5473 | 0
27.01. | 8 | 1333.2091 |  | 1317.6618 | 0 | 0 | 15.5473 | 0
27.01. | 9 | 1293.1451 |  | 1277.5977 | 0 | 0 | 15.5473 | 0
27.01. | 10 | 1257.5326 |  | 1241.9852 | 0 | 0 | 15.5473 | 0
27.01. | 11 | 1213.017 |  | 1197.4696 | 0 | 0 | 15.5473 | 0
27.01. | 12 | 1199.6623 |  | 1184.115 | 0 | 0 | 15.5473 | 0
27.01. | 13 | 1190.7592 |  | 1175.2118 | 0 | 0 | 15.5473 | 0
27.01. | 14 | 1184.0819 |  | 1168.5345 | 0 | 0 | 15.5473 | 0
27.01. | 15 | 1177.4045 |  | 1161.8572 | 0 | 0 | 15.5473 | 0
27.01. | 16 | 1177.4045 |  | 1161.8572 | 0 | 0 | 15.5473 | 0
27.01. | 17 | 1177.4045 |  | 1161.8572 | 0 | 0 | 15.5473 | 0
27.01. | 18 | 1184.0819 |  | 1168.5345 | 0 | 0 | 15.5473 | 0
27.01. | 19 | 1188.5334 |  | 1172.9861 | 0 | 0 | 15.5473 | 0
27.01. | 20 | 1188.5334 |  | 1172.9861 | 0 | 0 | 15.5473 | 0
27.01. | 21 | 1192.985 |  | 1177.4376 | 0 | 0 | 15.5473 | 0
27.01. | 22 | 1192.985 |  | 1177.4376 | 0 | 0 | 15.5473 | 0
27.01. | 23 | 1197.4365 |  | 1181.8892 | 0 | 0 | 15.5473 | 0
27.01. | 24 | 1195.2107 |  | 1179.6634 | 0 | 0 | 15.5473 | 0
28.01. | 1 | 1195.2107 |  | 1179.6634 | 0 | 0 | 15.5473 | 0
28.01. | 2 | 1195.2107 |  | 1179.6634 | 0 | 0 | 15.5473 | 0
28.01. | 3 | 1195.2107 |  | 1179.6634 | 0 | 0 | 15.5473 | 0
28.01. | 4 | 1197.4365 |  | 1181.8892 | 0 | 0 | 15.5473 | 0
28.01. | 5 | 1197.4365 |  | 1181.8892 | 0 | 0 | 15.5473 | 0
28.01. | 6 | 1197.4365 |  | 1181.8892 | 0 | 0 | 15.5473 | 0
28.01. | 7 | 1199.6623 |  | 1184.115 | 0 | 0 | 15.5473 | 0
28.01. | 8 | 1210.7912 |  | 1195.2439 | 0 | 0 | 15.5473 | 0
28.01. | 9 | 1221.9201 |  | 1206.3728 | 0 | 0 | 15.5473 | 0
28.01. | 10 | 1235.2748 |  | 1219.7274 | 0 | 0 | 15.5473 | 0
28.01. | 11 | 1230.8232 |  | 1215.2759 | 0 | 0 | 15.5473 | 0
28.01. | 12 | 1239.7263 |  | 1224.179 | 0 | 0 | 15.5473 | 0
28.01. | 13 | 1239.7263 |  | 1224.179 | 0 | 0 | 15.5473 | 0
28.01. | 14 | 1228.5974 |  | 1213.0501 | 0 | 0 | 15.5473 | 0
28.01. | 15 | 1208.5654 |  | 1193.0181 | 0 | 0 | 15.5473 | 0
28.01. | 16 | 1201.8881 |  | 1186.3407 | 0 | 0 | 15.5473 | 0
28.01. | 17 | 1199.6623 |  | 1184.115 | 0 | 0 | 15.5473 | 0
28.01. | 18 | 1208.5654 |  | 1193.0181 | 0 | 0 | 15.5473 | 0
28.01. | 19 | 1219.6943 |  | 1204.147 | 0 | 0 | 15.5473 | 0
28.01. | 20 | 1228.5974 |  | 1213.0501 | 0 | 0 | 15.5473 | 0
28.01. | 21 | 1241.9521 |  | 1226.4048 | 0 | 0 | 15.5473 | 0
28.01. | 22 | 1253.081 |  | 1237.5337 | 0 | 0 | 15.5473 | 0
28.01. | 23 | 1266.4357 |  | 1250.8884 | 0 | 0 | 15.5473 | 0
28.01. | 24 | 1275.3388 |  | 1259.7915 | 0 | 0 | 15.5473 | 0
29.01. | 1 | 1286.4677 |  | 1270.9204 | 0 | 0 | 15.5473 | 0
29.01. | 2 | 1293.1451 |  | 1277.5977 | 0 | 0 | 15.5473 | 0
29.01. | 3 | 1304.274 |  | 1288.7266 | 0 | 0 | 15.5473 | 0
29.01. | 4 | 1308.7255 |  | 1293.1782 | 0 | 0 | 15.5473 | 0
29.01. | 5 | 1313.1771 |  | 1297.6297 | 0 | 0 | 15.5473 | 0
29.01. | 6 | 1313.1771 |  | 1297.6297 | 0 | 0 | 15.5473 | 0
29.01. | 7 | 1310.9513 |  | 1295.404 | 0 | 0 | 15.5473 | 0
29.01. | 8 | 1308.7255 |  | 1293.1782 | 0 | 0 | 15.5473 | 0
29.01. | 9 | 1288.6935 |  | 1273.1462 | 0 | 0 | 15.5473 | 0
29.01. | 10 | 1264.2099 |  | 1248.6626 | 0 | 0 | 15.5473 | 0
29.01. | 11 | 1219.6943 |  | 1204.147 | 0 | 0 | 15.5473 | 0
29.01. | 12 | 1197.4365 |  | 1181.8892 | 0 | 0 | 15.5473 | 0
29.01. | 13 | 1188.5334 |  | 1172.9861 | 0 | 0 | 15.5473 | 0
29.01. | 14 | 1188.5334 |  | 1172.9861 | 0 | 0 | 15.5473 | 0
29.01. | 15 | 1197.4365 |  | 1181.8892 | 0 | 0 | 15.5473 | 0
29.01. | 16 | 1213.017 |  | 1197.4696 | 0 | 0 | 15.5473 | 0
29.01. | 17 | 1221.9201 |  | 1206.3728 | 0 | 0 | 15.5473 | 0
29.01. | 18 | 1228.5974 |  | 1213.0501 | 0 | 0 | 15.5473 | 0
29.01. | 19 | 1226.3717 |  | 1210.8243 | 0 | 0 | 15.5473 | 0
29.01. | 20 | 1221.9201 |  | 1206.3728 | 0 | 0 | 15.5473 | 0
29.01. | 21 | 1219.6943 |  | 1204.147 | 0 | 0 | 15.5473 | 0
29.01. | 22 | 1215.2428 |  | 1199.6954 | 0 | 0 | 15.5473 | 0
29.01. | 23 | 1215.2428 |  | 1199.6954 | 0 | 0 | 15.5473 | 0
29.01. | 24 | 1213.017 |  | 1197.4696 | 0 | 0 | 15.5473 | 0
30.01. | 1 | 1210.7912 |  | 1195.2439 | 0 | 0 | 15.5473 | 0
30.01. | 2 | 1208.5654 |  | 1193.0181 | 0 | 0 | 15.5473 | 0
30.01. | 3 | 1208.5654 |  | 1193.0181 | 0 | 0 | 15.5473 | 0
30.01. | 4 | 1208.5654 |  | 1193.0181 | 0 | 0 | 15.5473 | 0
30.01. | 5 | 1206.3396 |  | 1190.7923 | 0 | 0 | 15.5473 | 0
30.01. | 6 | 1204.1139 |  | 1188.5665 | 0 | 0 | 15.5473 | 0
30.01. | 7 | 1201.8881 |  | 1186.3407 | 0 | 0 | 15.5473 | 0
30.01. | 8 | 1199.6623 |  | 1184.115 | 0 | 0 | 15.5473 | 0
30.01. | 9 | 1192.985 |  | 1177.4376 | 0 | 0 | 15.5473 | 0
30.01. | 10 | 1184.0819 |  | 1168.5345 | 0 | 0 | 15.5473 | 0
30.01. | 11 | 1166.2756 |  | 1150.7283 | 0 | 0 | 15.5473 | 0
30.01. | 12 | 1159.5983 |  | 1144.0509 | 0 | 0 | 15.5473 | 0
30.01. | 13 | 1155.1467 |  | 1139.5994 | 0 | 0 | 15.5473 | 0
30.01. | 14 | 1150.6952 |  | 1135.1478 | 0 | 0 | 15.5473 | 0
30.01. | 15 | 1150.6952 |  | 1135.1478 | 0 | 0 | 15.5473 | 0
30.01. | 16 | 1157.3725 |  | 1141.8251 | 0 | 0 | 15.5473 | 0
30.01. | 17 | 1170.7272 |  | 1155.1798 | 0 | 0 | 15.5473 | 0
30.01. | 18 | 1192.985 |  | 1177.4376 | 0 | 0 | 15.5473 | 0
30.01. | 19 | 1213.017 |  | 1197.4696 | 0 | 0 | 15.5473 | 0
30.01. | 20 | 1226.3717 |  | 1210.8243 | 0 | 0 | 15.5473 | 0
30.01. | 21 | 1237.5006 |  | 1221.9532 | 0 | 0 | 15.5473 | 0
30.01. | 22 | 1244.1779 |  | 1228.6306 | 0 | 0 | 15.5473 | 0
30.01. | 23 | 1253.081 |  | 1237.5337 | 0 | 0 | 15.5473 | 0
30.01. | 24 | 1259.7584 |  | 1244.211 | 0 | 0 | 15.5473 | 0
31.01. | 1 | 1264.2099 |  | 1248.6626 | 0 | 0 | 15.5473 | 0
31.01. | 2 | 1268.6615 |  | 1253.1141 | 0 | 0 | 15.5473 | 0
31.01. | 3 | 1270.8873 |  | 1255.3399 | 0 | 0 | 15.5473 | 0
31.01. | 4 | 1273.113 |  | 1257.5657 | 0 | 0 | 15.5473 | 0
31.01. | 5 | 1284.242 |  | 1268.6946 | 0 | 0 | 15.5473 | 0
31.01. | 6 | 1302.0482 |  | 1286.5008 | 0 | 0 | 15.5473 | 0
31.01. | 7 | 1293.1451 |  | 1277.5977 | 0 | 0 | 15.5473 | 0
31.01. | 8 | 1264.2099 |  | 1248.6626 | 0 | 0 | 15.5473 | 0
31.01. | 9 | 1213.017 |  | 1197.4696 | 0 | 0 | 15.5473 | 0
31.01. | 10 | 1177.4045 |  | 1161.8572 | 0 | 0 | 15.5473 | 0
31.01. | 11 | 1132.8889 |  | 1117.3416 | 0 | 0 | 15.5473 | 0
31.01. | 12 | 1079.4702 |  | 1063.9228 | 0 | 0 | 15.5473 | 0
31.01. | 13 | 1032.7288 |  | 1017.1815 | 0 | 0 | 15.5473 | 0
31.01. | 14 | 1032.7288 |  | 1017.1815 | 0 | 0 | 15.5473 | 0
31.01. | 15 | 1090.5991 |  | 1075.0517 | 0 | 0 | 15.5473 | 0
31.01. | 16 | 1128.4373 |  | 1112.89 | 0 | 0 | 15.5473 | 0
31.01. | 17 | 1148.4694 |  | 1132.922 | 0 | 0 | 15.5473 | 0
31.01. | 18 | 1161.824 |  | 1146.2767 | 0 | 0 | 15.5473 | 0
31.01. | 19 | 1170.7272 |  | 1155.1798 | 0 | 0 | 15.5473 | 0
31.01. | 20 | 1172.953 |  | 1157.4056 | 0 | 0 | 15.5473 | 0
31.01. | 21 | 1175.1787 |  | 1159.6314 | 0 | 0 | 15.5473 | 0
31.01. | 22 | 1177.4045 |  | 1161.8572 | 0 | 0 | 15.5473 | 0
31.01. | 23 | 1179.6303 |  | 1164.0829 | 0 | 0 | 15.5473 | 0
31.01. | 24 | 1181.8561 |  | 1166.3087 | 0 | 0 | 15.5473 | 0
01.02. | 1 | 1174.3901 |  | 1157.4056 | 0 | 0 | 16.9845 | 0
01.02. | 2 | 1174.3901 |  | 1157.4056 | 0 | 0 | 16.9845 | 0
01.02. | 3 | 1174.3901 |  | 1157.4056 | 0 | 0 | 16.9845 | 0
01.02. | 4 | 1174.3901 |  | 1157.4056 | 0 | 0 | 16.9845 | 0
01.02. | 5 | 1172.1643 |  | 1155.1798 | 0 | 0 | 16.9845 | 0
01.02. | 6 | 1172.1643 |  | 1155.1798 | 0 | 0 | 16.9845 | 0
01.02. | 7 | 1169.9385 |  | 1152.954 | 0 | 0 | 16.9845 | 0
01.02. | 8 | 1167.7128 |  | 1150.7283 | 0 | 0 | 16.9845 | 0
01.02. | 9 | 1163.2612 |  | 1146.2767 | 0 | 0 | 16.9845 | 0
01.02. | 10 | 1163.2612 |  | 1146.2767 | 0 | 0 | 16.9845 | 0
01.02. | 11 | 1152.1323 |  | 1135.1478 | 0 | 0 | 16.9845 | 0
01.02. | 12 | 1152.1323 |  | 1135.1478 | 0 | 0 | 16.9845 | 0
01.02. | 13 | 1149.9065 |  | 1132.922 | 0 | 0 | 16.9845 | 0
01.02. | 14 | 1149.9065 |  | 1132.922 | 0 | 0 | 16.9845 | 0
01.02. | 15 | 1149.9065 |  | 1132.922 | 0 | 0 | 16.9845 | 0
01.02. | 16 | 1149.9065 |  | 1132.922 | 0 | 0 | 16.9845 | 0
01.02. | 17 | 1141.0034 |  | 1124.0189 | 0 | 0 | 16.9845 | 0
01.02. | 18 | 1138.7776 |  | 1121.7931 | 0 | 0 | 16.9845 | 0
01.02. | 19 | 1136.5518 |  | 1119.5673 | 0 | 0 | 16.9845 | 0
01.02. | 20 | 1136.5518 |  | 1119.5673 | 0 | 0 | 16.9845 | 0
01.02. | 21 | 1141.0034 |  | 1124.0189 | 0 | 0 | 16.9845 | 0
01.02. | 22 | 1145.455 |  | 1128.4705 | 0 | 0 | 16.9845 | 0
01.02. | 23 | 1149.9065 |  | 1132.922 | 0 | 0 | 16.9845 | 0
01.02. | 24 | 1149.9065 |  | 1132.922 | 0 | 0 | 16.9845 | 0
02.02. | 1 | 1152.1323 |  | 1135.1478 | 0 | 0 | 16.9845 | 0
02.02. | 2 | 1152.1323 |  | 1135.1478 | 0 | 0 | 16.9845 | 0
02.02. | 3 | 1156.5839 |  | 1139.5994 | 0 | 0 | 16.9845 | 0
02.02. | 4 | 1158.8096 |  | 1141.8251 | 0 | 0 | 16.9845 | 0
02.02. | 5 | 1158.8096 |  | 1141.8251 | 0 | 0 | 16.9845 | 0
02.02. | 6 | 1161.0354 |  | 1144.0509 | 0 | 0 | 16.9845 | 0
02.02. | 7 | 1161.0354 |  | 1144.0509 | 0 | 0 | 16.9845 | 0
02.02. | 8 | 1165.487 |  | 1148.5025 | 0 | 0 | 16.9845 | 0
02.02. | 9 | 1165.487 |  | 1148.5025 | 0 | 0 | 16.9845 | 0
02.02. | 10 | 1169.9385 |  | 1152.954 | 0 | 0 | 16.9845 | 0
02.02. | 11 | 1163.2612 |  | 1146.2767 | 0 | 0 | 16.9845 | 0
02.02. | 12 | 1163.2612 |  | 1146.2767 | 0 | 0 | 16.9845 | 0
02.02. | 13 | 1165.487 |  | 1148.5025 | 0 | 0 | 16.9845 | 0
02.02. | 14 | 1167.7128 |  | 1150.7283 | 0 | 0 | 16.9845 | 0
02.02. | 15 | 1172.1643 |  | 1155.1798 | 0 | 0 | 16.9845 | 0
02.02. | 16 | 1176.6159 |  | 1159.6314 | 0 | 0 | 16.9845 | 0
02.02. | 17 | 1178.8417 |  | 1161.8572 | 0 | 0 | 16.9845 | 0
02.02. | 18 | 1183.2932 |  | 1166.3087 | 0 | 0 | 16.9845 | 0
02.02. | 19 | 1183.2932 |  | 1166.3087 | 0 | 0 | 16.9845 | 0
02.02. | 20 | 1183.2932 |  | 1166.3087 | 0 | 0 | 16.9845 | 0
02.02. | 21 | 1185.519 |  | 1168.5345 | 0 | 0 | 16.9845 | 0
02.02. | 22 | 1185.519 |  | 1168.5345 | 0 | 0 | 16.9845 | 0
02.02. | 23 | 1189.9706 |  | 1172.9861 | 0 | 0 | 16.9845 | 0
02.02. | 24 | 1192.1963 |  | 1175.2118 | 0 | 0 | 16.9845 | 0
03.02. | 1 | 1194.4221 |  | 1177.4376 | 0 | 0 | 16.9845 | 0
03.02. | 2 | 1196.6479 |  | 1179.6634 | 0 | 0 | 16.9845 | 0
03.02. | 3 | 1201.0995 |  | 1184.115 | 0 | 0 | 16.9845 | 0
03.02. | 4 | 1201.0995 |  | 1184.115 | 0 | 0 | 16.9845 | 0
03.02. | 5 | 1201.0995 |  | 1184.115 | 0 | 0 | 16.9845 | 0
03.02. | 6 | 1201.0995 |  | 1184.115 | 0 | 0 | 16.9845 | 0
03.02. | 7 | 1201.0995 |  | 1184.115 | 0 | 0 | 16.9845 | 0
03.02. | 8 | 1198.8737 |  | 1181.8892 | 0 | 0 | 16.9845 | 0
03.02. | 9 | 1192.1963 |  | 1175.2118 | 0 | 0 | 16.9845 | 0
03.02. | 10 | 1185.519 |  | 1168.5345 | 0 | 0 | 16.9845 | 0
03.02. | 11 | 1174.3901 |  | 1157.4056 | 0 | 0 | 16.9845 | 0
03.02. | 12 | 1165.487 |  | 1148.5025 | 0 | 0 | 16.9845 | 0
03.02. | 13 | 1163.2612 |  | 1146.2767 | 0 | 0 | 16.9845 | 0
03.02. | 14 | 1165.487 |  | 1148.5025 | 0 | 0 | 16.9845 | 0
03.02. | 15 | 1174.3901 |  | 1157.4056 | 0 | 0 | 16.9845 | 0
03.02. | 16 | 1183.2932 |  | 1166.3087 | 0 | 0 | 16.9845 | 0
03.02. | 17 | 1187.7448 |  | 1170.7603 | 0 | 0 | 16.9845 | 0
03.02. | 18 | 1192.1963 |  | 1175.2118 | 0 | 0 | 16.9845 | 0
03.02. | 19 | 1194.4221 |  | 1177.4376 | 0 | 0 | 16.9845 | 0
03.02. | 20 | 1196.6479 |  | 1179.6634 | 0 | 0 | 16.9845 | 0
03.02. | 21 | 1198.8737 |  | 1181.8892 | 0 | 0 | 16.9845 | 0
03.02. | 22 | 1201.0995 |  | 1184.115 | 0 | 0 | 16.9845 | 0
03.02. | 23 | 1201.0995 |  | 1184.115 | 0 | 0 | 16.9845 | 0
03.02. | 24 | 1201.0995 |  | 1184.115 | 0 | 0 | 16.9845 | 0
04.02. | 1 | 1201.0995 |  | 1184.115 | 0 | 0 | 16.9845 | 0
04.02. | 2 | 1201.0995 |  | 1184.115 | 0 | 0 | 16.9845 | 0
04.02. | 3 | 1201.0995 |  | 1184.115 | 0 | 0 | 16.9845 | 0
04.02. | 4 | 1198.8737 |  | 1181.8892 | 0 | 0 | 16.9845 | 0
04.02. | 5 | 1198.8737 |  | 1181.8892 | 0 | 0 | 16.9845 | 0
04.02. | 6 | 1196.6479 |  | 1179.6634 | 0 | 0 | 16.9845 | 0
04.02. | 7 | 1196.6479 |  | 1179.6634 | 0 | 0 | 16.9845 | 0
04.02. | 8 | 1198.8737 |  | 1181.8892 | 0 | 0 | 16.9845 | 0
04.02. | 9 | 1198.8737 |  | 1181.8892 | 0 | 0 | 16.9845 | 0
04.02. | 10 | 1198.8737 |  | 1181.8892 | 0 | 0 | 16.9845 | 0
04.02. | 11 | 1194.4221 |  | 1177.4376 | 0 | 0 | 16.9845 | 0
04.02. | 12 | 1192.1963 |  | 1175.2118 | 0 | 0 | 16.9845 | 0
04.02. | 13 | 1189.9706 |  | 1172.9861 | 0 | 0 | 16.9845 | 0
04.02. | 14 | 1189.9706 |  | 1172.9861 | 0 | 0 | 16.9845 | 0
04.02. | 15 | 1189.9706 |  | 1172.9861 | 0 | 0 | 16.9845 | 0
04.02. | 16 | 1192.1963 |  | 1175.2118 | 0 | 0 | 16.9845 | 0
04.02. | 17 | 1189.9706 |  | 1172.9861 | 0 | 0 | 16.9845 | 0
04.02. | 18 | 1187.7448 |  | 1170.7603 | 0 | 0 | 16.9845 | 0
04.02. | 19 | 1187.7448 |  | 1170.7603 | 0 | 0 | 16.9845 | 0
04.02. | 20 | 1187.7448 |  | 1170.7603 | 0 | 0 | 16.9845 | 0
04.02. | 21 | 1189.9706 |  | 1172.9861 | 0 | 0 | 16.9845 | 0
04.02. | 22 | 1192.1963 |  | 1175.2118 | 0 | 0 | 16.9845 | 0
04.02. | 23 | 1192.1963 |  | 1175.2118 | 0 | 0 | 16.9845 | 0
04.02. | 24 | 1192.1963 |  | 1175.2118 | 0 | 0 | 16.9845 | 0
05.02. | 1 | 1192.1963 |  | 1175.2118 | 0 | 0 | 16.9845 | 0
05.02. | 2 | 1189.9706 |  | 1172.9861 | 0 | 0 | 16.9845 | 0
05.02. | 3 | 1192.1963 |  | 1175.2118 | 0 | 0 | 16.9845 | 0
05.02. | 4 | 1192.1963 |  | 1175.2118 | 0 | 0 | 16.9845 | 0
05.02. | 5 | 1189.9706 |  | 1172.9861 | 0 | 0 | 16.9845 | 0
05.02. | 6 | 1189.9706 |  | 1172.9861 | 0 | 0 | 16.9845 | 0
05.02. | 7 | 1192.1963 |  | 1175.2118 | 0 | 0 | 16.9845 | 0
05.02. | 8 | 1194.4221 |  | 1177.4376 | 0 | 0 | 16.9845 | 0
05.02. | 9 | 1196.6479 |  | 1179.6634 | 0 | 0 | 16.9845 | 0
05.02. | 10 | 1198.8737 |  | 1181.8892 | 0 | 0 | 16.9845 | 0
05.02. | 11 | 1196.6479 |  | 1179.6634 | 0 | 0 | 16.9845 | 0
05.02. | 12 | 1196.6479 |  | 1179.6634 | 0 | 0 | 16.9845 | 0
05.02. | 13 | 1196.6479 |  | 1179.6634 | 0 | 0 | 16.9845 | 0
05.02. | 14 | 1196.6479 |  | 1179.6634 | 0 | 0 | 16.9845 | 0
05.02. | 15 | 1196.6479 |  | 1179.6634 | 0 | 0 | 16.9845 | 0
05.02. | 16 | 1196.6479 |  | 1179.6634 | 0 | 0 | 16.9845 | 0
05.02. | 17 | 1196.6479 |  | 1179.6634 | 0 | 0 | 16.9845 | 0
05.02. | 18 | 1198.8737 |  | 1181.8892 | 0 | 0 | 16.9845 | 0
05.02. | 19 | 1198.8737 |  | 1181.8892 | 0 | 0 | 16.9845 | 0
05.02. | 20 | 1198.8737 |  | 1181.8892 | 0 | 0 | 16.9845 | 0
05.02. | 21 | 1201.0995 |  | 1184.115 | 0 | 0 | 16.9845 | 0
05.02. | 22 | 1203.3252 |  | 1186.3407 | 0 | 0 | 16.9845 | 0
05.02. | 23 | 1207.7768 |  | 1190.7923 | 0 | 0 | 16.9845 | 0
05.02. | 24 | 1207.7768 |  | 1190.7923 | 0 | 0 | 16.9845 | 0
06.02. | 1 | 1210.0026 |  | 1193.0181 | 0 | 0 | 16.9845 | 0
06.02. | 2 | 1210.0026 |  | 1193.0181 | 0 | 0 | 16.9845 | 0
06.02. | 3 | 1210.0026 |  | 1193.0181 | 0 | 0 | 16.9845 | 0
06.02. | 4 | 1207.7768 |  | 1190.7923 | 0 | 0 | 16.9845 | 0
06.02. | 5 | 1205.551 |  | 1188.5665 | 0 | 0 | 16.9845 | 0
06.02. | 6 | 1203.3252 |  | 1186.3407 | 0 | 0 | 16.9845 | 0
06.02. | 7 | 1203.3252 |  | 1186.3407 | 0 | 0 | 16.9845 | 0
06.02. | 8 | 1205.551 |  | 1188.5665 | 0 | 0 | 16.9845 | 0
06.02. | 9 | 1203.3252 |  | 1186.3407 | 0 | 0 | 16.9845 | 0
06.02. | 10 | 1203.3252 |  | 1186.3407 | 0 | 0 | 16.9845 | 0
06.02. | 11 | 1196.6479 |  | 1179.6634 | 0 | 0 | 16.9845 | 0
06.02. | 12 | 1189.9706 |  | 1172.9861 | 0 | 0 | 16.9845 | 0
06.02. | 13 | 1183.2932 |  | 1166.3087 | 0 | 0 | 16.9845 | 0
06.02. | 14 | 1185.519 |  | 1168.5345 | 0 | 0 | 16.9845 | 0
06.02. | 15 | 1189.9706 |  | 1172.9861 | 0 | 0 | 16.9845 | 0
06.02. | 16 | 1196.6479 |  | 1179.6634 | 0 | 0 | 16.9845 | 0
06.02. | 17 | 1201.0995 |  | 1184.115 | 0 | 0 | 16.9845 | 0
06.02. | 18 | 1205.551 |  | 1188.5665 | 0 | 0 | 16.9845 | 0
06.02. | 19 | 1207.7768 |  | 1190.7923 | 0 | 0 | 16.9845 | 0
06.02. | 20 | 1205.551 |  | 1188.5665 | 0 | 0 | 16.9845 | 0
06.02. | 21 | 1205.551 |  | 1188.5665 | 0 | 0 | 16.9845 | 0
06.02. | 22 | 1203.3252 |  | 1186.3407 | 0 | 0 | 16.9845 | 0
06.02. | 23 | 1201.0995 |  | 1184.115 | 0 | 0 | 16.9845 | 0
06.02. | 24 | 1201.0995 |  | 1184.115 | 0 | 0 | 16.9845 | 0
07.02. | 1 | 1198.8737 |  | 1181.8892 | 0 | 0 | 16.9845 | 0
07.02. | 2 | 1198.8737 |  | 1181.8892 | 0 | 0 | 16.9845 | 0
07.02. | 3 | 1198.8737 |  | 1181.8892 | 0 | 0 | 16.9845 | 0
07.02. | 4 | 1198.8737 |  | 1181.8892 | 0 | 0 | 16.9845 | 0
07.02. | 5 | 1198.8737 |  | 1181.8892 | 0 | 0 | 16.9845 | 0
07.02. | 6 | 1198.8737 |  | 1181.8892 | 0 | 0 | 16.9845 | 0
07.02. | 7 | 1198.8737 |  | 1181.8892 | 0 | 0 | 16.9845 | 0
07.02. | 8 | 1203.3252 |  | 1186.3407 | 0 | 0 | 16.9845 | 0
07.02. | 9 | 1203.3252 |  | 1186.3407 | 0 | 0 | 16.9845 | 0
07.02. | 10 | 1203.3252 |  | 1186.3407 | 0 | 0 | 16.9845 | 0
07.02. | 11 | 1201.0995 |  | 1184.115 | 0 | 0 | 16.9845 | 0
07.02. | 12 | 1198.8737 |  | 1181.8892 | 0 | 0 | 16.9845 | 0
07.02. | 13 | 1198.8737 |  | 1181.8892 | 0 | 0 | 16.9845 | 0
07.02. | 14 | 1198.8737 |  | 1181.8892 | 0 | 0 | 16.9845 | 0
07.02. | 15 | 1198.8737 |  | 1181.8892 | 0 | 0 | 16.9845 | 0
07.02. | 16 | 1198.8737 |  | 1181.8892 | 0 | 0 | 16.9845 | 0
07.02. | 17 | 1198.8737 |  | 1181.8892 | 0 | 0 | 16.9845 | 0
07.02. | 18 | 1196.6479 |  | 1179.6634 | 0 | 0 | 16.9845 | 0
07.02. | 19 | 1194.4221 |  | 1177.4376 | 0 | 0 | 16.9845 | 0
07.02. | 20 | 1194.4221 |  | 1177.4376 | 0 | 0 | 16.9845 | 0
07.02. | 21 | 1194.4221 |  | 1177.4376 | 0 | 0 | 16.9845 | 0
07.02. | 22 | 1196.6479 |  | 1179.6634 | 0 | 0 | 16.9845 | 0
07.02. | 23 | 1196.6479 |  | 1179.6634 | 0 | 0 | 16.9845 | 0
07.02. | 24 | 1196.6479 |  | 1179.6634 | 0 | 0 | 16.9845 | 0
08.02. | 1 | 1196.6479 |  | 1179.6634 | 0 | 0 | 16.9845 | 0
08.02. | 2 | 1196.6479 |  | 1179.6634 | 0 | 0 | 16.9845 | 0
08.02. | 3 | 1196.6479 |  | 1179.6634 | 0 | 0 | 16.9845 | 0
08.02. | 4 | 1196.6479 |  | 1179.6634 | 0 | 0 | 16.9845 | 0
08.02. | 5 | 1194.4221 |  | 1177.4376 | 0 | 0 | 16.9845 | 0
08.02. | 6 | 1194.4221 |  | 1177.4376 | 0 | 0 | 16.9845 | 0
08.02. | 7 | 1194.4221 |  | 1177.4376 | 0 | 0 | 16.9845 | 0
08.02. | 8 | 1196.6479 |  | 1179.6634 | 0 | 0 | 16.9845 | 0
08.02. | 9 | 1198.8737 |  | 1181.8892 | 0 | 0 | 16.9845 | 0
08.02. | 10 | 1201.0995 |  | 1184.115 | 0 | 0 | 16.9845 | 0
08.02. | 11 | 1198.8737 |  | 1181.8892 | 0 | 0 | 16.9845 | 0
08.02. | 12 | 1198.8737 |  | 1181.8892 | 0 | 0 | 16.9845 | 0
08.02. | 13 | 1198.8737 |  | 1181.8892 | 0 | 0 | 16.9845 | 0
08.02. | 14 | 1196.6479 |  | 1179.6634 | 0 | 0 | 16.9845 | 0
08.02. | 15 | 1194.4221 |  | 1177.4376 | 0 | 0 | 16.9845 | 0
08.02. | 16 | 1192.1963 |  | 1175.2118 | 0 | 0 | 16.9845 | 0
08.02. | 17 | 1187.7448 |  | 1170.7603 | 0 | 0 | 16.9845 | 0
08.02. | 18 | 1183.2932 |  | 1166.3087 | 0 | 0 | 16.9845 | 0
08.02. | 19 | 1178.8417 |  | 1161.8572 | 0 | 0 | 16.9845 | 0
08.02. | 20 | 1174.3901 |  | 1157.4056 | 0 | 0 | 16.9845 | 0
08.02. | 21 | 1176.6159 |  | 1159.6314 | 0 | 0 | 16.9845 | 0
08.02. | 22 | 1176.6159 |  | 1159.6314 | 0 | 0 | 16.9845 | 0
08.02. | 23 | 1178.8417 |  | 1161.8572 | 0 | 0 | 16.9845 | 0
08.02. | 24 | 1178.8417 |  | 1161.8572 | 0 | 0 | 16.9845 | 0
09.02. | 1 | 1178.8417 |  | 1161.8572 | 0 | 0 | 16.9845 | 0
09.02. | 2 | 1176.6159 |  | 1159.6314 | 0 | 0 | 16.9845 | 0
09.02. | 3 | 1176.6159 |  | 1159.6314 | 0 | 0 | 16.9845 | 0
09.02. | 4 | 1176.6159 |  | 1159.6314 | 0 | 0 | 16.9845 | 0
09.02. | 5 | 1178.8417 |  | 1161.8572 | 0 | 0 | 16.9845 | 0
09.02. | 6 | 1181.0674 |  | 1164.0829 | 0 | 0 | 16.9845 | 0
09.02. | 7 | 1181.0674 |  | 1164.0829 | 0 | 0 | 16.9845 | 0
09.02. | 8 | 1181.0674 |  | 1164.0829 | 0 | 0 | 16.9845 | 0
09.02. | 9 | 1174.3901 |  | 1157.4056 | 0 | 0 | 16.9845 | 0
09.02. | 10 | 1165.487 |  | 1148.5025 | 0 | 0 | 16.9845 | 0
09.02. | 11 | 1147.6807 |  | 1130.6962 | 0 | 0 | 16.9845 | 0
09.02. | 12 | 1138.7776 |  | 1121.7931 | 0 | 0 | 16.9845 | 0
09.02. | 13 | 1136.5518 |  | 1119.5673 | 0 | 0 | 16.9845 | 0
09.02. | 14 | 1138.7776 |  | 1121.7931 | 0 | 0 | 16.9845 | 0
09.02. | 15 | 1147.6807 |  | 1130.6962 | 0 | 0 | 16.9845 | 0
09.02. | 16 | 1158.8096 |  | 1141.8251 | 0 | 0 | 16.9845 | 0
09.02. | 17 | 1172.1643 |  | 1155.1798 | 0 | 0 | 16.9845 | 0
09.02. | 18 | 1185.519 |  | 1168.5345 | 0 | 0 | 16.9845 | 0
09.02. | 19 | 1194.4221 |  | 1177.4376 | 0 | 0 | 16.9845 | 0
09.02. | 20 | 1196.6479 |  | 1179.6634 | 0 | 0 | 16.9845 | 0
09.02. | 21 | 1196.6479 |  | 1179.6634 | 0 | 0 | 16.9845 | 0
09.02. | 22 | 1198.8737 |  | 1181.8892 | 0 | 0 | 16.9845 | 0
09.02. | 23 | 1198.8737 |  | 1181.8892 | 0 | 0 | 16.9845 | 0
09.02. | 24 | 1198.8737 |  | 1181.8892 | 0 | 0 | 16.9845 | 0
10.02. | 1 | 1196.6479 |  | 1179.6634 | 0 | 0 | 16.9845 | 0
10.02. | 2 | 1194.4221 |  | 1177.4376 | 0 | 0 | 16.9845 | 0
10.02. | 3 | 1194.4221 |  | 1177.4376 | 0 | 0 | 16.9845 | 0
10.02. | 4 | 1192.1963 |  | 1175.2118 | 0 | 0 | 16.9845 | 0
10.02. | 5 | 1189.9706 |  | 1172.9861 | 0 | 0 | 16.9845 | 0
10.02. | 6 | 1187.7448 |  | 1170.7603 | 0 | 0 | 16.9845 | 0
10.02. | 7 | 1185.519 |  | 1168.5345 | 0 | 0 | 16.9845 | 0
10.02. | 8 | 1183.2932 |  | 1166.3087 | 0 | 0 | 16.9845 | 0
10.02. | 9 | 1176.6159 |  | 1159.6314 | 0 | 0 | 16.9845 | 0
10.02. | 10 | 1167.7128 |  | 1150.7283 | 0 | 0 | 16.9845 | 0
10.02. | 11 | 1152.1323 |  | 1135.1478 | 0 | 0 | 16.9845 | 0
10.02. | 12 | 1145.455 |  | 1128.4705 | 0 | 0 | 16.9845 | 0
10.02. | 13 | 1141.0034 |  | 1124.0189 | 0 | 0 | 16.9845 | 0
10.02. | 14 | 1138.7776 |  | 1121.7931 | 0 | 0 | 16.9845 | 0
10.02. | 15 | 1138.7776 |  | 1121.7931 | 0 | 0 | 16.9845 | 0
10.02. | 16 | 1138.7776 |  | 1121.7931 | 0 | 0 | 16.9845 | 0
10.02. | 17 | 1138.7776 |  | 1121.7931 | 0 | 0 | 16.9845 | 0
10.02. | 18 | 1143.2292 |  | 1126.2447 | 0 | 0 | 16.9845 | 0
10.02. | 19 | 1145.455 |  | 1128.4705 | 0 | 0 | 16.9845 | 0
10.02. | 20 | 1145.455 |  | 1128.4705 | 0 | 0 | 16.9845 | 0
10.02. | 21 | 1149.9065 |  | 1132.922 | 0 | 0 | 16.9845 | 0
10.02. | 22 | 1152.1323 |  | 1135.1478 | 0 | 0 | 16.9845 | 0
10.02. | 23 | 1154.3581 |  | 1137.3736 | 0 | 0 | 16.9845 | 0
10.02. | 24 | 1154.3581 |  | 1137.3736 | 0 | 0 | 16.9845 | 0
11.02. | 1 | 1156.5839 |  | 1139.5994 | 0 | 0 | 16.9845 | 0
11.02. | 2 | 1156.5839 |  | 1139.5994 | 0 | 0 | 16.9845 | 0
11.02. | 3 | 1161.0354 |  | 1144.0509 | 0 | 0 | 16.9845 | 0
11.02. | 4 | 1163.2612 |  | 1146.2767 | 0 | 0 | 16.9845 | 0
11.02. | 5 | 1165.487 |  | 1148.5025 | 0 | 0 | 16.9845 | 0
11.02. | 6 | 1169.9385 |  | 1152.954 | 0 | 0 | 16.9845 | 0
11.02. | 7 | 1167.7128 |  | 1150.7283 | 0 | 0 | 16.9845 | 0
11.02. | 8 | 1165.487 |  | 1148.5025 | 0 | 0 | 16.9845 | 0
11.02. | 9 | 1156.5839 |  | 1139.5994 | 0 | 0 | 16.9845 | 0
11.02. | 10 | 1154.3581 |  | 1137.3736 | 0 | 0 | 16.9845 | 0
11.02. | 11 | 1141.0034 |  | 1124.0189 | 0 | 0 | 16.9845 | 0
11.02. | 12 | 1136.5518 |  | 1119.5673 | 0 | 0 | 16.9845 | 0
11.02. | 13 | 1134.3261 |  | 1117.3416 | 0 | 0 | 16.9845 | 0
11.02. | 14 | 1132.1003 |  | 1115.1158 | 0 | 0 | 16.9845 | 0
11.02. | 15 | 1134.3261 |  | 1117.3416 | 0 | 0 | 16.9845 | 0
11.02. | 16 | 1136.5518 |  | 1119.5673 | 0 | 0 | 16.9845 | 0
11.02. | 17 | 1141.0034 |  | 1124.0189 | 0 | 0 | 16.9845 | 0
11.02. | 18 | 1152.1323 |  | 1135.1478 | 0 | 0 | 16.9845 | 0
11.02. | 19 | 1158.8096 |  | 1141.8251 | 0 | 0 | 16.9845 | 0
11.02. | 20 | 1161.0354 |  | 1144.0509 | 0 | 0 | 16.9845 | 0
11.02. | 21 | 1167.7128 |  | 1150.7283 | 0 | 0 | 16.9845 | 0
11.02. | 22 | 1169.9385 |  | 1152.954 | 0 | 0 | 16.9845 | 0
11.02. | 23 | 1176.6159 |  | 1159.6314 | 0 | 0 | 16.9845 | 0
11.02. | 24 | 1178.8417 |  | 1161.8572 | 0 | 0 | 16.9845 | 0
12.02. | 1 | 1181.0674 |  | 1164.0829 | 0 | 0 | 16.9845 | 0
12.02. | 2 | 1183.2932 |  | 1166.3087 | 0 | 0 | 16.9845 | 0
12.02. | 3 | 1187.7448 |  | 1170.7603 | 0 | 0 | 16.9845 | 0
12.02. | 4 | 1189.9706 |  | 1172.9861 | 0 | 0 | 16.9845 | 0
12.02. | 5 | 1189.9706 |  | 1172.9861 | 0 | 0 | 16.9845 | 0
12.02. | 6 | 1192.1963 |  | 1175.2118 | 0 | 0 | 16.9845 | 0
12.02. | 7 | 1194.4221 |  | 1177.4376 | 0 | 0 | 16.9845 | 0
12.02. | 8 | 1196.6479 |  | 1179.6634 | 0 | 0 | 16.9845 | 0
12.02. | 9 | 1196.6479 |  | 1179.6634 | 0 | 0 | 16.9845 | 0
12.02. | 10 | 1196.6479 |  | 1179.6634 | 0 | 0 | 16.9845 | 0
12.02. | 11 | 1192.1963 |  | 1175.2118 | 0 | 0 | 16.9845 | 0
12.02. | 12 | 1192.1963 |  | 1175.2118 | 0 | 0 | 16.9845 | 0
12.02. | 13 | 1189.9706 |  | 1172.9861 | 0 | 0 | 16.9845 | 0
12.02. | 14 | 1189.9706 |  | 1172.9861 | 0 | 0 | 16.9845 | 0
12.02. | 15 | 1192.1963 |  | 1175.2118 | 0 | 0 | 16.9845 | 0
12.02. | 16 | 1192.1963 |  | 1175.2118 | 0 | 0 | 16.9845 | 0
12.02. | 17 | 1192.1963 |  | 1175.2118 | 0 | 0 | 16.9845 | 0
12.02. | 18 | 1194.4221 |  | 1177.4376 | 0 | 0 | 16.9845 | 0
12.02. | 19 | 1194.4221 |  | 1177.4376 | 0 | 0 | 16.9845 | 0
12.02. | 20 | 1194.4221 |  | 1177.4376 | 0 | 0 | 16.9845 | 0
12.02. | 21 | 1198.8737 |  | 1181.8892 | 0 | 0 | 16.9845 | 0
12.02. | 22 | 1201.0995 |  | 1184.115 | 0 | 0 | 16.9845 | 0
12.02. | 23 | 1203.3252 |  | 1186.3407 | 0 | 0 | 16.9845 | 0
12.02. | 24 | 1203.3252 |  | 1186.3407 | 0 | 0 | 16.9845 | 0
13.02. | 1 | 1203.3252 |  | 1186.3407 | 0 | 0 | 16.9845 | 0
13.02. | 2 | 1205.551 |  | 1188.5665 | 0 | 0 | 16.9845 | 0
13.02. | 3 | 1207.7768 |  | 1190.7923 | 0 | 0 | 16.9845 | 0
13.02. | 4 | 1210.0026 |  | 1193.0181 | 0 | 0 | 16.9845 | 0
13.02. | 5 | 1210.0026 |  | 1193.0181 | 0 | 0 | 16.9845 | 0
13.02. | 6 | 1210.0026 |  | 1193.0181 | 0 | 0 | 16.9845 | 0
13.02. | 7 | 1212.2284 |  | 1195.2439 | 0 | 0 | 16.9845 | 0
13.02. | 8 | 1216.6799 |  | 1199.6954 | 0 | 0 | 16.9845 | 0
13.02. | 9 | 1216.6799 |  | 1199.6954 | 0 | 0 | 16.9845 | 0
13.02. | 10 | 1221.1315 |  | 1204.147 | 0 | 0 | 16.9845 | 0
13.02. | 11 | 1212.2284 |  | 1195.2439 | 0 | 0 | 16.9845 | 0
13.02. | 12 | 1212.2284 |  | 1195.2439 | 0 | 0 | 16.9845 | 0
13.02. | 13 | 1212.2284 |  | 1195.2439 | 0 | 0 | 16.9845 | 0
13.02. | 14 | 1212.2284 |  | 1195.2439 | 0 | 0 | 16.9845 | 0
13.02. | 15 | 1212.2284 |  | 1195.2439 | 0 | 0 | 16.9845 | 0
13.02. | 16 | 1214.4541 |  | 1197.4696 | 0 | 0 | 16.9845 | 0
13.02. | 17 | 1216.6799 |  | 1199.6954 | 0 | 0 | 16.9845 | 0
13.02. | 18 | 1218.9057 |  | 1201.9212 | 0 | 0 | 16.9845 | 0
13.02. | 19 | 1216.6799 |  | 1199.6954 | 0 | 0 | 16.9845 | 0
13.02. | 20 | 1214.4541 |  | 1197.4696 | 0 | 0 | 16.9845 | 0
13.02. | 21 | 1221.1315 |  | 1204.147 | 0 | 0 | 16.9845 | 0
13.02. | 22 | 1223.3573 |  | 1206.3728 | 0 | 0 | 16.9845 | 0
13.02. | 23 | 1225.583 |  | 1208.5985 | 0 | 0 | 16.9845 | 0
13.02. | 24 | 1225.583 |  | 1208.5985 | 0 | 0 | 16.9845 | 0
14.02. | 1 | 1225.583 |  | 1208.5985 | 0 | 0 | 16.9845 | 0
14.02. | 2 | 1223.3573 |  | 1206.3728 | 0 | 0 | 16.9845 | 0
14.02. | 3 | 1225.583 |  | 1208.5985 | 0 | 0 | 16.9845 | 0
14.02. | 4 | 1225.583 |  | 1208.5985 | 0 | 0 | 16.9845 | 0
14.02. | 5 | 1223.3573 |  | 1206.3728 | 0 | 0 | 16.9845 | 0
14.02. | 6 | 1223.3573 |  | 1206.3728 | 0 | 0 | 16.9845 | 0
14.02. | 7 | 1223.3573 |  | 1206.3728 | 0 | 0 | 16.9845 | 0
14.02. | 8 | 1227.8088 |  | 1210.8243 | 0 | 0 | 16.9845 | 0
14.02. | 9 | 1223.3573 |  | 1206.3728 | 0 | 0 | 16.9845 | 0
14.02. | 10 | 1225.583 |  | 1208.5985 | 0 | 0 | 16.9845 | 0
14.02. | 11 | 1214.4541 |  | 1197.4696 | 0 | 0 | 16.9845 | 0
14.02. | 12 | 1212.2284 |  | 1195.2439 | 0 | 0 | 16.9845 | 0
14.02. | 13 | 1212.2284 |  | 1195.2439 | 0 | 0 | 16.9845 | 0
14.02. | 14 | 1210.0026 |  | 1193.0181 | 0 | 0 | 16.9845 | 0
14.02. | 15 | 1210.0026 |  | 1193.0181 | 0 | 0 | 16.9845 | 0
14.02. | 16 | 1212.2284 |  | 1195.2439 | 0 | 0 | 16.9845 | 0
14.02. | 17 | 1210.0026 |  | 1193.0181 | 0 | 0 | 16.9845 | 0
14.02. | 18 | 1212.2284 |  | 1195.2439 | 0 | 0 | 16.9845 | 0
14.02. | 19 | 1210.0026 |  | 1193.0181 | 0 | 0 | 16.9845 | 0
14.02. | 20 | 1210.0026 |  | 1193.0181 | 0 | 0 | 16.9845 | 0
14.02. | 21 | 1214.4541 |  | 1197.4696 | 0 | 0 | 16.9845 | 0
14.02. | 22 | 1216.6799 |  | 1199.6954 | 0 | 0 | 16.9845 | 0
14.02. | 23 | 1218.9057 |  | 1201.9212 | 0 | 0 | 16.9845 | 0
14.02. | 24 | 1218.9057 |  | 1201.9212 | 0 | 0 | 16.9845 | 0
15.02. | 1 | 1221.1315 |  | 1204.147 | 0 | 0 | 16.9845 | 0
15.02. | 2 | 1221.1315 |  | 1204.147 | 0 | 0 | 16.9845 | 0
15.02. | 3 | 1223.3573 |  | 1206.3728 | 0 | 0 | 16.9845 | 0
15.02. | 4 | 1223.3573 |  | 1206.3728 | 0 | 0 | 16.9845 | 0
15.02. | 5 | 1223.3573 |  | 1206.3728 | 0 | 0 | 16.9845 | 0
15.02. | 6 | 1225.583 |  | 1208.5985 | 0 | 0 | 16.9845 | 0
15.02. | 7 | 1225.583 |  | 1208.5985 | 0 | 0 | 16.9845 | 0
15.02. | 8 | 1230.0346 |  | 1213.0501 | 0 | 0 | 16.9845 | 0
15.02. | 9 | 1223.3573 |  | 1206.3728 | 0 | 0 | 16.9845 | 0
15.02. | 10 | 1223.3573 |  | 1206.3728 | 0 | 0 | 16.9845 | 0
15.02. | 11 | 1212.2284 |  | 1195.2439 | 0 | 0 | 16.9845 | 0
15.02. | 12 | 1210.0026 |  | 1193.0181 | 0 | 0 | 16.9845 | 0
15.02. | 13 | 1210.0026 |  | 1193.0181 | 0 | 0 | 16.9845 | 0
15.02. | 14 | 1207.7768 |  | 1190.7923 | 0 | 0 | 16.9845 | 0
15.02. | 15 | 1207.7768 |  | 1190.7923 | 0 | 0 | 16.9845 | 0
15.02. | 16 | 1207.7768 |  | 1190.7923 | 0 | 0 | 16.9845 | 0
15.02. | 17 | 1207.7768 |  | 1190.7923 | 0 | 0 | 16.9845 | 0
15.02. | 18 | 1210.0026 |  | 1193.0181 | 0 | 0 | 16.9845 | 0
15.02. | 19 | 1210.0026 |  | 1193.0181 | 0 | 0 | 16.9845 | 0
15.02. | 20 | 1210.0026 |  | 1193.0181 | 0 | 0 | 16.9845 | 0
15.02. | 21 | 1212.2284 |  | 1195.2439 | 0 | 0 | 16.9845 | 0
15.02. | 22 | 1214.4541 |  | 1197.4696 | 0 | 0 | 16.9845 | 0
15.02. | 23 | 1218.9057 |  | 1201.9212 | 0 | 0 | 16.9845 | 0
15.02. | 24 | 1218.9057 |  | 1201.9212 | 0 | 0 | 16.9845 | 0
16.02. | 1 | 1221.1315 |  | 1204.147 | 0 | 0 | 16.9845 | 0
16.02. | 2 | 1221.1315 |  | 1204.147 | 0 | 0 | 16.9845 | 0
16.02. | 3 | 1223.3573 |  | 1206.3728 | 0 | 0 | 16.9845 | 0
16.02. | 4 | 1223.3573 |  | 1206.3728 | 0 | 0 | 16.9845 | 0
16.02. | 5 | 1223.3573 |  | 1206.3728 | 0 | 0 | 16.9845 | 0
16.02. | 6 | 1223.3573 |  | 1206.3728 | 0 | 0 | 16.9845 | 0
16.02. | 7 | 1223.3573 |  | 1206.3728 | 0 | 0 | 16.9845 | 0
16.02. | 8 | 1230.0346 |  | 1213.0501 | 0 | 0 | 16.9845 | 0
16.02. | 9 | 1223.3573 |  | 1206.3728 | 0 | 0 | 16.9845 | 0
16.02. | 10 | 1223.3573 |  | 1206.3728 | 0 | 0 | 16.9845 | 0
16.02. | 11 | 1212.2284 |  | 1195.2439 | 0 | 0 | 16.9845 | 0
16.02. | 12 | 1210.0026 |  | 1193.0181 | 0 | 0 | 16.9845 | 0
16.02. | 13 | 1210.0026 |  | 1193.0181 | 0 | 0 | 16.9845 | 0
16.02. | 14 | 1207.7768 |  | 1190.7923 | 0 | 0 | 16.9845 | 0
16.02. | 15 | 1207.7768 |  | 1190.7923 | 0 | 0 | 16.9845 | 0
16.02. | 16 | 1205.551 |  | 1188.5665 | 0 | 0 | 16.9845 | 0
16.02. | 17 | 1205.551 |  | 1188.5665 | 0 | 0 | 16.9845 | 0
16.02. | 18 | 1205.551 |  | 1188.5665 | 0 | 0 | 16.9845 | 0
16.02. | 19 | 1205.551 |  | 1188.5665 | 0 | 0 | 16.9845 | 0
16.02. | 20 | 1205.551 |  | 1188.5665 | 0 | 0 | 16.9845 | 0
16.02. | 21 | 1207.7768 |  | 1190.7923 | 0 | 0 | 16.9845 | 0
16.02. | 22 | 1207.7768 |  | 1190.7923 | 0 | 0 | 16.9845 | 0
16.02. | 23 | 1210.0026 |  | 1193.0181 | 0 | 0 | 16.9845 | 0
16.02. | 24 | 1210.0026 |  | 1193.0181 | 0 | 0 | 16.9845 | 0
17.02. | 1 | 1210.0026 |  | 1193.0181 | 0 | 0 | 16.9845 | 0
17.02. | 2 | 1210.0026 |  | 1193.0181 | 0 | 0 | 16.9845 | 0
17.02. | 3 | 1210.0026 |  | 1193.0181 | 0 | 0 | 16.9845 | 0
17.02. | 4 | 1210.0026 |  | 1193.0181 | 0 | 0 | 16.9845 | 0
17.02. | 5 | 1210.0026 |  | 1193.0181 | 0 | 0 | 16.9845 | 0
17.02. | 6 | 1210.0026 |  | 1193.0181 | 0 | 0 | 16.9845 | 0
17.02. | 7 | 1210.0026 |  | 1193.0181 | 0 | 0 | 16.9845 | 0
17.02. | 8 | 1214.4541 |  | 1197.4696 | 0 | 0 | 16.9845 | 0
17.02. | 9 | 1212.2284 |  | 1195.2439 | 0 | 0 | 16.9845 | 0
17.02. | 10 | 1212.2284 |  | 1195.2439 | 0 | 0 | 16.9845 | 0
17.02. | 11 | 1205.551 |  | 1188.5665 | 0 | 0 | 16.9845 | 0
17.02. | 12 | 1205.551 |  | 1188.5665 | 0 | 0 | 16.9845 | 0
17.02. | 13 | 1203.3252 |  | 1186.3407 | 0 | 0 | 16.9845 | 0
17.02. | 14 | 1203.3252 |  | 1186.3407 | 0 | 0 | 16.9845 | 0
17.02. | 15 | 1201.0995 |  | 1184.115 | 0 | 0 | 16.9845 | 0
17.02. | 16 | 1201.0995 |  | 1184.115 | 0 | 0 | 16.9845 | 0
17.02. | 17 | 1201.0995 |  | 1184.115 | 0 | 0 | 16.9845 | 0
17.02. | 18 | 1203.3252 |  | 1186.3407 | 0 | 0 | 16.9845 | 0
17.02. | 19 | 1205.551 |  | 1188.5665 | 0 | 0 | 16.9845 | 0
17.02. | 20 | 1205.551 |  | 1188.5665 | 0 | 0 | 16.9845 | 0
17.02. | 21 | 1207.7768 |  | 1190.7923 | 0 | 0 | 16.9845 | 0
17.02. | 22 | 1210.0026 |  | 1193.0181 | 0 | 0 | 16.9845 | 0
17.02. | 23 | 1212.2284 |  | 1195.2439 | 0 | 0 | 16.9845 | 0
17.02. | 24 | 1212.2284 |  | 1195.2439 | 0 | 0 | 16.9845 | 0
18.02. | 1 | 1210.0026 |  | 1193.0181 | 0 | 0 | 16.9845 | 0
18.02. | 2 | 1210.0026 |  | 1193.0181 | 0 | 0 | 16.9845 | 0
18.02. | 3 | 1210.0026 |  | 1193.0181 | 0 | 0 | 16.9845 | 0
18.02. | 4 | 1207.7768 |  | 1190.7923 | 0 | 0 | 16.9845 | 0
18.02. | 5 | 1207.7768 |  | 1190.7923 | 0 | 0 | 16.9845 | 0
18.02. | 6 | 1205.551 |  | 1188.5665 | 0 | 0 | 16.9845 | 0
18.02. | 7 | 1205.551 |  | 1188.5665 | 0 | 0 | 16.9845 | 0
18.02. | 8 | 1207.7768 |  | 1190.7923 | 0 | 0 | 16.9845 | 0
18.02. | 9 | 1207.7768 |  | 1190.7923 | 0 | 0 | 16.9845 | 0
18.02. | 10 | 1207.7768 |  | 1190.7923 | 0 | 0 | 16.9845 | 0
18.02. | 11 | 1203.3252 |  | 1186.3407 | 0 | 0 | 16.9845 | 0
18.02. | 12 | 1201.0995 |  | 1184.115 | 0 | 0 | 16.9845 | 0
18.02. | 13 | 1201.0995 |  | 1184.115 | 0 | 0 | 16.9845 | 0
18.02. | 14 | 1198.8737 |  | 1181.8892 | 0 | 0 | 16.9845 | 0
18.02. | 15 | 1198.8737 |  | 1181.8892 | 0 | 0 | 16.9845 | 0
18.02. | 16 | 1196.6479 |  | 1179.6634 | 0 | 0 | 16.9845 | 0
18.02. | 17 | 1196.6479 |  | 1179.6634 | 0 | 0 | 16.9845 | 0
18.02. | 18 | 1196.6479 |  | 1179.6634 | 0 | 0 | 16.9845 | 0
18.02. | 19 | 1194.4221 |  | 1177.4376 | 0 | 0 | 16.9845 | 0
18.02. | 20 | 1192.1963 |  | 1175.2118 | 0 | 0 | 16.9845 | 0
18.02. | 21 | 1194.4221 |  | 1177.4376 | 0 | 0 | 16.9845 | 0
18.02. | 22 | 1194.4221 |  | 1177.4376 | 0 | 0 | 16.9845 | 0
18.02. | 23 | 1196.6479 |  | 1179.6634 | 0 | 0 | 16.9845 | 0
18.02. | 24 | 1194.4221 |  | 1177.4376 | 0 | 0 | 16.9845 | 0
19.02. | 1 | 1194.4221 |  | 1177.4376 | 0 | 0 | 16.9845 | 0
19.02. | 2 | 1194.4221 |  | 1177.4376 | 0 | 0 | 16.9845 | 0
19.02. | 3 | 1196.6479 |  | 1179.6634 | 0 | 0 | 16.9845 | 0
19.02. | 4 | 1196.6479 |  | 1179.6634 | 0 | 0 | 16.9845 | 0
19.02. | 5 | 1196.6479 |  | 1179.6634 | 0 | 0 | 16.9845 | 0
19.02. | 6 | 1198.8737 |  | 1181.8892 | 0 | 0 | 16.9845 | 0
19.02. | 7 | 1198.8737 |  | 1181.8892 | 0 | 0 | 16.9845 | 0
19.02. | 8 | 1196.6479 |  | 1179.6634 | 0 | 0 | 16.9845 | 0
19.02. | 9 | 1192.1963 |  | 1175.2118 | 0 | 0 | 16.9845 | 0
19.02. | 10 | 1187.7448 |  | 1170.7603 | 0 | 0 | 16.9845 | 0
19.02. | 11 | 1183.2932 |  | 1166.3087 | 0 | 0 | 16.9845 | 0
19.02. | 12 | 1183.2932 |  | 1166.3087 | 0 | 0 | 16.9845 | 0
19.02. | 13 | 1183.2932 |  | 1166.3087 | 0 | 0 | 16.9845 | 0
19.02. | 14 | 1181.0674 |  | 1164.0829 | 0 | 0 | 16.9845 | 0
19.02. | 15 | 1181.0674 |  | 1164.0829 | 0 | 0 | 16.9845 | 0
19.02. | 16 | 1183.2932 |  | 1166.3087 | 0 | 0 | 16.9845 | 0
19.02. | 17 | 1185.519 |  | 1168.5345 | 0 | 0 | 16.9845 | 0
19.02. | 18 | 1192.1963 |  | 1175.2118 | 0 | 0 | 16.9845 | 0
19.02. | 19 | 1192.1963 |  | 1175.2118 | 0 | 0 | 16.9845 | 0
19.02. | 20 | 1194.4221 |  | 1177.4376 | 0 | 0 | 16.9845 | 0
19.02. | 21 | 1194.4221 |  | 1177.4376 | 0 | 0 | 16.9845 | 0
19.02. | 22 | 1196.6479 |  | 1179.6634 | 0 | 0 | 16.9845 | 0
19.02. | 23 | 1196.6479 |  | 1179.6634 | 0 | 0 | 16.9845 | 0
19.02. | 24 | 1196.6479 |  | 1179.6634 | 0 | 0 | 16.9845 | 0
20.02. | 1 | 1196.6479 |  | 1179.6634 | 0 | 0 | 16.9845 | 0
20.02. | 2 | 1196.6479 |  | 1179.6634 | 0 | 0 | 16.9845 | 0
20.02. | 3 | 1196.6479 |  | 1179.6634 | 0 | 0 | 16.9845 | 0
20.02. | 4 | 1196.6479 |  | 1179.6634 | 0 | 0 | 16.9845 | 0
20.02. | 5 | 1194.4221 |  | 1177.4376 | 0 | 0 | 16.9845 | 0
20.02. | 6 | 1194.4221 |  | 1177.4376 | 0 | 0 | 16.9845 | 0
20.02. | 7 | 1194.4221 |  | 1177.4376 | 0 | 0 | 16.9845 | 0
20.02. | 8 | 1198.8737 |  | 1181.8892 | 0 | 0 | 16.9845 | 0
20.02. | 9 | 1198.8737 |  | 1181.8892 | 0 | 0 | 16.9845 | 0
20.02. | 10 | 1201.0995 |  | 1184.115 | 0 | 0 | 16.9845 | 0
20.02. | 11 | 1198.8737 |  | 1181.8892 | 0 | 0 | 16.9845 | 0
20.02. | 12 | 1198.8737 |  | 1181.8892 | 0 | 0 | 16.9845 | 0
20.02. | 13 | 1198.8737 |  | 1181.8892 | 0 | 0 | 16.9845 | 0
20.02. | 14 | 1198.8737 |  | 1181.8892 | 0 | 0 | 16.9845 | 0
20.02. | 15 | 1198.8737 |  | 1181.8892 | 0 | 0 | 16.9845 | 0
20.02. | 16 | 1198.8737 |  | 1181.8892 | 0 | 0 | 16.9845 | 0
20.02. | 17 | 1196.6479 |  | 1179.6634 | 0 | 0 | 16.9845 | 0
20.02. | 18 | 1196.6479 |  | 1179.6634 | 0 | 0 | 16.9845 | 0
20.02. | 19 | 1194.4221 |  | 1177.4376 | 0 | 0 | 16.9845 | 0
20.02. | 20 | 1192.1963 |  | 1175.2118 | 0 | 0 | 16.9845 | 0
20.02. | 21 | 1194.4221 |  | 1177.4376 | 0 | 0 | 16.9845 | 0
20.02. | 22 | 1196.6479 |  | 1179.6634 | 0 | 0 | 16.9845 | 0
20.02. | 23 | 1198.8737 |  | 1181.8892 | 0 | 0 | 16.9845 | 0
20.02. | 24 | 1198.8737 |  | 1181.8892 | 0 | 0 | 16.9845 | 0
21.02. | 1 | 1198.8737 |  | 1181.8892 | 0 | 0 | 16.9845 | 0
21.02. | 2 | 1198.8737 |  | 1181.8892 | 0 | 0 | 16.9845 | 0
21.02. | 3 | 1201.0995 |  | 1184.115 | 0 | 0 | 16.9845 | 0
21.02. | 4 | 1201.0995 |  | 1184.115 | 0 | 0 | 16.9845 | 0
21.02. | 5 | 1201.0995 |  | 1184.115 | 0 | 0 | 16.9845 | 0
21.02. | 6 | 1201.0995 |  | 1184.115 | 0 | 0 | 16.9845 | 0
21.02. | 7 | 1201.0995 |  | 1184.115 | 0 | 0 | 16.9845 | 0
21.02. | 8 | 1205.551 |  | 1188.5665 | 0 | 0 | 16.9845 | 0
21.02. | 9 | 1205.551 |  | 1188.5665 | 0 | 0 | 16.9845 | 0
21.02. | 10 | 1207.7768 |  | 1190.7923 | 0 | 0 | 16.9845 | 0
21.02. | 11 | 1203.3252 |  | 1186.3407 | 0 | 0 | 16.9845 | 0
21.02. | 12 | 1203.3252 |  | 1186.3407 | 0 | 0 | 16.9845 | 0
21.02. | 13 | 1203.3252 |  | 1186.3407 | 0 | 0 | 16.9845 | 0
21.02. | 14 | 1203.3252 |  | 1186.3407 | 0 | 0 | 16.9845 | 0
21.02. | 15 | 1203.3252 |  | 1186.3407 | 0 | 0 | 16.9845 | 0
21.02. | 16 | 1203.3252 |  | 1186.3407 | 0 | 0 | 16.9845 | 0
21.02. | 17 | 1203.3252 |  | 1186.3407 | 0 | 0 | 16.9845 | 0
21.02. | 18 | 1203.3252 |  | 1186.3407 | 0 | 0 | 16.9845 | 0
21.02. | 19 | 1201.0995 |  | 1184.115 | 0 | 0 | 16.9845 | 0
21.02. | 20 | 1198.8737 |  | 1181.8892 | 0 | 0 | 16.9845 | 0
21.02. | 21 | 1201.0995 |  | 1184.115 | 0 | 0 | 16.9845 | 0
21.02. | 22 | 1203.3252 |  | 1186.3407 | 0 | 0 | 16.9845 | 0
21.02. | 23 | 1203.3252 |  | 1186.3407 | 0 | 0 | 16.9845 | 0
21.02. | 24 | 1203.3252 |  | 1186.3407 | 0 | 0 | 16.9845 | 0
22.02. | 1 | 1203.3252 |  | 1186.3407 | 0 | 0 | 16.9845 | 0
22.02. | 2 | 1203.3252 |  | 1186.3407 | 0 | 0 | 16.9845 | 0
22.02. | 3 | 1205.551 |  | 1188.5665 | 0 | 0 | 16.9845 | 0
22.02. | 4 | 1205.551 |  | 1188.5665 | 0 | 0 | 16.9845 | 0
22.02. | 5 | 1203.3252 |  | 1186.3407 | 0 | 0 | 16.9845 | 0
22.02. | 6 | 1203.3252 |  | 1186.3407 | 0 | 0 | 16.9845 | 0
22.02. | 7 | 1205.551 |  | 1188.5665 | 0 | 0 | 16.9845 | 0
22.02. | 8 | 1207.7768 |  | 1190.7923 | 0 | 0 | 16.9845 | 0
22.02. | 9 | 1207.7768 |  | 1190.7923 | 0 | 0 | 16.9845 | 0
22.02. | 10 | 1210.0026 |  | 1193.0181 | 0 | 0 | 16.9845 | 0
22.02. | 11 | 1205.551 |  | 1188.5665 | 0 | 0 | 16.9845 | 0
22.02. | 12 | 1205.551 |  | 1188.5665 | 0 | 0 | 16.9845 | 0
22.02. | 13 | 1205.551 |  | 1188.5665 | 0 | 0 | 16.9845 | 0
22.02. | 14 | 1205.551 |  | 1188.5665 | 0 | 0 | 16.9845 | 0
22.02. | 15 | 1205.551 |  | 1188.5665 | 0 | 0 | 16.9845 | 0
22.02. | 16 | 1205.551 |  | 1188.5665 | 0 | 0 | 16.9845 | 0
22.02. | 17 | 1205.551 |  | 1188.5665 | 0 | 0 | 16.9845 | 0
22.02. | 18 | 1205.551 |  | 1188.5665 | 0 | 0 | 16.9845 | 0
22.02. | 19 | 1205.551 |  | 1188.5665 | 0 | 0 | 16.9845 | 0
22.02. | 20 | 1203.3252 |  | 1186.3407 | 0 | 0 | 16.9845 | 0
22.02. | 21 | 1207.7768 |  | 1190.7923 | 0 | 0 | 16.9845 | 0
22.02. | 22 | 1207.7768 |  | 1190.7923 | 0 | 0 | 16.9845 | 0
22.02. | 23 | 1210.0026 |  | 1193.0181 | 0 | 0 | 16.9845 | 0
22.02. | 24 | 1210.0026 |  | 1193.0181 | 0 | 0 | 16.9845 | 0
23.02. | 1 | 1210.0026 |  | 1193.0181 | 0 | 0 | 16.9845 | 0
23.02. | 2 | 1210.0026 |  | 1193.0181 | 0 | 0 | 16.9845 | 0
23.02. | 3 | 1210.0026 |  | 1193.0181 | 0 | 0 | 16.9845 | 0
23.02. | 4 | 1210.0026 |  | 1193.0181 | 0 | 0 | 16.9845 | 0
23.02. | 5 | 1210.0026 |  | 1193.0181 | 0 | 0 | 16.9845 | 0
23.02. | 6 | 1210.0026 |  | 1193.0181 | 0 | 0 | 16.9845 | 0
23.02. | 7 | 1212.2284 |  | 1195.2439 | 0 | 0 | 16.9845 | 0
23.02. | 8 | 1218.9057 |  | 1201.9212 | 0 | 0 | 16.9845 | 0
23.02. | 9 | 1218.9057 |  | 1201.9212 | 0 | 0 | 16.9845 | 0
23.02. | 10 | 1221.1315 |  | 1204.147 | 0 | 0 | 16.9845 | 0
23.02. | 11 | 1214.4541 |  | 1197.4696 | 0 | 0 | 16.9845 | 0
23.02. | 12 | 1214.4541 |  | 1197.4696 | 0 | 0 | 16.9845 | 0
23.02. | 13 | 1214.4541 |  | 1197.4696 | 0 | 0 | 16.9845 | 0
23.02. | 14 | 1214.4541 |  | 1197.4696 | 0 | 0 | 16.9845 | 0
23.02. | 15 | 1214.4541 |  | 1197.4696 | 0 | 0 | 16.9845 | 0
23.02. | 16 | 1214.4541 |  | 1197.4696 | 0 | 0 | 16.9845 | 0
23.02. | 17 | 1214.4541 |  | 1197.4696 | 0 | 0 | 16.9845 | 0
23.02. | 18 | 1216.6799 |  | 1199.6954 | 0 | 0 | 16.9845 | 0
23.02. | 19 | 1216.6799 |  | 1199.6954 | 0 | 0 | 16.9845 | 0
23.02. | 20 | 1216.6799 |  | 1199.6954 | 0 | 0 | 16.9845 | 0
23.02. | 21 | 1221.1315 |  | 1204.147 | 0 | 0 | 16.9845 | 0
23.02. | 22 | 1223.3573 |  | 1206.3728 | 0 | 0 | 16.9845 | 0
23.02. | 23 | 1227.8088 |  | 1210.8243 | 0 | 0 | 16.9845 | 0
23.02. | 24 | 1230.0346 |  | 1213.0501 | 0 | 0 | 16.9845 | 0
24.02. | 1 | 1230.0346 |  | 1213.0501 | 0 | 0 | 16.9845 | 0
24.02. | 2 | 1232.2604 |  | 1215.2759 | 0 | 0 | 16.9845 | 0
24.02. | 3 | 1236.7119 |  | 1219.7274 | 0 | 0 | 16.9845 | 0
24.02. | 4 | 1238.9377 |  | 1221.9532 | 0 | 0 | 16.9845 | 0
24.02. | 5 | 1238.9377 |  | 1221.9532 | 0 | 0 | 16.9845 | 0
24.02. | 6 | 1238.9377 |  | 1221.9532 | 0 | 0 | 16.9845 | 0
24.02. | 7 | 1243.3893 |  | 1226.4048 | 0 | 0 | 16.9845 | 0
24.02. | 8 | 1245.6151 |  | 1228.6306 | 0 | 0 | 16.9845 | 0
24.02. | 9 | 1245.6151 |  | 1228.6306 | 0 | 0 | 16.9845 | 0
24.02. | 10 | 1245.6151 |  | 1228.6306 | 0 | 0 | 16.9845 | 0
24.02. | 11 | 1230.0346 |  | 1213.0501 | 0 | 0 | 16.9845 | 0
24.02. | 12 | 1227.8088 |  | 1210.8243 | 0 | 0 | 16.9845 | 0
24.02. | 13 | 1227.8088 |  | 1210.8243 | 0 | 0 | 16.9845 | 0
24.02. | 14 | 1230.0346 |  | 1213.0501 | 0 | 0 | 16.9845 | 0
24.02. | 15 | 1230.0346 |  | 1213.0501 | 0 | 0 | 16.9845 | 0
24.02. | 16 | 1234.4862 |  | 1217.5017 | 0 | 0 | 16.9845 | 0
24.02. | 17 | 1241.1635 |  | 1224.179 | 0 | 0 | 16.9845 | 0
24.02. | 18 | 1245.6151 |  | 1228.6306 | 0 | 0 | 16.9845 | 0
24.02. | 19 | 1245.6151 |  | 1228.6306 | 0 | 0 | 16.9845 | 0
24.02. | 20 | 1245.6151 |  | 1228.6306 | 0 | 0 | 16.9845 | 0
24.02. | 21 | 1245.6151 |  | 1228.6306 | 0 | 0 | 16.9845 | 0
24.02. | 22 | 1245.6151 |  | 1228.6306 | 0 | 0 | 16.9845 | 0
24.02. | 23 | 1245.6151 |  | 1228.6306 | 0 | 0 | 16.9845 | 0
24.02. | 24 | 1245.6151 |  | 1228.6306 | 0 | 0 | 16.9845 | 0
25.02. | 1 | 1245.6151 |  | 1228.6306 | 0 | 0 | 16.9845 | 0
25.02. | 2 | 1245.6151 |  | 1228.6306 | 0 | 0 | 16.9845 | 0
25.02. | 3 | 1245.6151 |  | 1228.6306 | 0 | 0 | 16.9845 | 0
25.02. | 4 | 1245.6151 |  | 1228.6306 | 0 | 0 | 16.9845 | 0
25.02. | 5 | 1245.6151 |  | 1228.6306 | 0 | 0 | 16.9845 | 0
25.02. | 6 | 1245.6151 |  | 1228.6306 | 0 | 0 | 16.9845 | 0
25.02. | 7 | 1245.6151 |  | 1228.6306 | 0 | 0 | 16.9845 | 0
25.02. | 8 | 1245.6151 |  | 1228.6306 | 0 | 0 | 16.9845 | 0
25.02. | 9 | 1245.6151 |  | 1228.6306 | 0 | 0 | 16.9845 | 0
25.02. | 10 | 1245.6151 |  | 1228.6306 | 0 | 0 | 16.9845 | 0
25.02. | 11 | 1241.1635 |  | 1224.179 | 0 | 0 | 16.9845 | 0
25.02. | 12 | 1238.9377 |  | 1221.9532 | 0 | 0 | 16.9845 | 0
25.02. | 13 | 1236.7119 |  | 1219.7274 | 0 | 0 | 16.9845 | 0
25.02. | 14 | 1234.4862 |  | 1217.5017 | 0 | 0 | 16.9845 | 0
25.02. | 15 | 1234.4862 |  | 1217.5017 | 0 | 0 | 16.9845 | 0
25.02. | 16 | 1241.1635 |  | 1224.179 | 0 | 0 | 16.9845 | 0
25.02. | 17 | 1245.6151 |  | 1228.6306 | 0 | 0 | 16.9845 | 0
25.02. | 18 | 1245.6151 |  | 1228.6306 | 0 | 0 | 16.9845 | 0
25.02. | 19 | 1245.6151 |  | 1228.6306 | 0 | 0 | 16.9845 | 0
25.02. | 20 | 1245.6151 |  | 1228.6306 | 0 | 0 | 16.9845 | 0
25.02. | 21 | 1245.6151 |  | 1228.6306 | 0 | 0 | 16.9845 | 0
25.02. | 22 | 1245.6151 |  | 1228.6306 | 0 | 0 | 16.9845 | 0
25.02. | 23 | 1245.6151 |  | 1228.6306 | 0 | 0 | 16.9845 | 0
25.02. | 24 | 1245.6151 |  | 1228.6306 | 0 | 0 | 16.9845 | 0
26.02. | 1 | 1245.6151 |  | 1228.6306 | 0 | 0 | 16.9845 | 0
26.02. | 2 | 1245.6151 |  | 1228.6306 | 0 | 0 | 16.9845 | 0
26.02. | 3 | 1245.6151 |  | 1228.6306 | 0 | 0 | 16.9845 | 0
26.02. | 4 | 1245.6151 |  | 1228.6306 | 0 | 0 | 16.9845 | 0
26.02. | 5 | 1245.6151 |  | 1228.6306 | 0 | 0 | 16.9845 | 0
26.02. | 6 | 1245.6151 |  | 1228.6306 | 0 | 0 | 16.9845 | 0
26.02. | 7 | 1245.6151 |  | 1228.6306 | 0 | 0 | 16.9845 | 0
26.02. | 8 | 1245.6151 |  | 1228.6306 | 0 | 0 | 16.9845 | 0
26.02. | 9 | 1245.6151 |  | 1228.6306 | 0 | 0 | 16.9845 | 0
26.02. | 10 | 1245.6151 |  | 1228.6306 | 0 | 0 | 16.9845 | 0
26.02. | 11 | 1234.4862 |  | 1217.5017 | 0 | 0 | 16.9845 | 0
26.02. | 12 | 1230.0346 |  | 1213.0501 | 0 | 0 | 16.9845 | 0
26.02. | 13 | 1225.583 |  | 1208.5985 | 0 | 0 | 16.9845 | 0
26.02. | 14 | 1223.3573 |  | 1206.3728 | 0 | 0 | 16.9845 | 0
26.02. | 15 | 1221.1315 |  | 1204.147 | 0 | 0 | 16.9845 | 0
26.02. | 16 | 1223.3573 |  | 1206.3728 | 0 | 0 | 16.9845 | 0
26.02. | 17 | 1232.2604 |  | 1215.2759 | 0 | 0 | 16.9845 | 0
26.02. | 18 | 1245.6151 |  | 1228.6306 | 0 | 0 | 16.9845 | 0
26.02. | 19 | 1245.6151 |  | 1228.6306 | 0 | 0 | 16.9845 | 0
26.02. | 20 | 1245.6151 |  | 1228.6306 | 0 | 0 | 16.9845 | 0
26.02. | 21 | 1245.6151 |  | 1228.6306 | 0 | 0 | 16.9845 | 0
26.02. | 22 | 1245.6151 |  | 1228.6306 | 0 | 0 | 16.9845 | 0
26.02. | 23 | 1245.6151 |  | 1228.6306 | 0 | 0 | 16.9845 | 0
26.02. | 24 | 1245.6151 |  | 1228.6306 | 0 | 0 | 16.9845 | 0
27.02. | 1 | 1245.6151 |  | 1228.6306 | 0 | 0 | 16.9845 | 0
27.02. | 2 | 1245.6151 |  | 1228.6306 | 0 | 0 | 16.9845 | 0
27.02. | 3 | 1245.6151 |  | 1228.6306 | 0 | 0 | 16.9845 | 0
27.02. | 4 | 1245.6151 |  | 1228.6306 | 0 | 0 | 16.9845 | 0
27.02. | 5 | 1245.6151 |  | 1228.6306 | 0 | 0 | 16.9845 | 0
27.02. | 6 | 1245.6151 |  | 1228.6306 | 0 | 0 | 16.9845 | 0
27.02. | 7 | 1245.6151 |  | 1228.6306 | 0 | 0 | 16.9845 | 0
27.02. | 8 | 1245.6151 |  | 1228.6306 | 0 | 0 | 16.9845 | 0
27.02. | 9 | 1245.6151 |  | 1228.6306 | 0 | 0 | 16.9845 | 0
27.02. | 10 | 1245.6151 |  | 1228.6306 | 0 | 0 | 16.9845 | 0
27.02. | 11 | 1227.8088 |  | 1210.8243 | 0 | 0 | 16.9845 | 0
27.02. | 12 | 1223.3573 |  | 1206.3728 | 0 | 0 | 16.9845 | 0
27.02. | 13 | 1221.1315 |  | 1204.147 | 0 | 0 | 16.9845 | 0
27.02. | 14 | 1216.6799 |  | 1199.6954 | 0 | 0 | 16.9845 | 0
27.02. | 15 | 1216.6799 |  | 1199.6954 | 0 | 0 | 16.9845 | 0
27.02. | 16 | 1216.6799 |  | 1199.6954 | 0 | 0 | 16.9845 | 0
27.02. | 17 | 1218.9057 |  | 1201.9212 | 0 | 0 | 16.9845 | 0
27.02. | 18 | 1225.583 |  | 1208.5985 | 0 | 0 | 16.9845 | 0
27.02. | 19 | 1225.583 |  | 1208.5985 | 0 | 0 | 16.9845 | 0
27.02. | 20 | 1227.8088 |  | 1210.8243 | 0 | 0 | 16.9845 | 0
27.02. | 21 | 1234.4862 |  | 1217.5017 | 0 | 0 | 16.9845 | 0
27.02. | 22 | 1236.7119 |  | 1219.7274 | 0 | 0 | 16.9845 | 0
27.02. | 23 | 1243.3893 |  | 1226.4048 | 0 | 0 | 16.9845 | 0
27.02. | 24 | 1243.3893 |  | 1226.4048 | 0 | 0 | 16.9845 | 0
28.02. | 1 | 1245.6151 |  | 1228.6306 | 0 | 0 | 16.9845 | 0
28.02. | 2 | 1245.6151 |  | 1228.6306 | 0 | 0 | 16.9845 | 0
28.02. | 3 | 1245.6151 |  | 1228.6306 | 0 | 0 | 16.9845 | 0
28.02. | 4 | 1245.6151 |  | 1228.6306 | 0 | 0 | 16.9845 | 0
28.02. | 5 | 1245.6151 |  | 1228.6306 | 0 | 0 | 16.9845 | 0
28.02. | 6 | 1245.6151 |  | 1228.6306 | 0 | 0 | 16.9845 | 0
28.02. | 7 | 1245.6151 |  | 1228.6306 | 0 | 0 | 16.9845 | 0
28.02. | 8 | 1245.6151 |  | 1228.6306 | 0 | 0 | 16.9845 | 0
28.02. | 9 | 1236.7119 |  | 1219.7274 | 0 | 0 | 16.9845 | 0
28.02. | 10 | 1232.2604 |  | 1215.2759 | 0 | 0 | 16.9845 | 0
28.02. | 11 | 1216.6799 |  | 1199.6954 | 0 | 0 | 16.9845 | 0
28.02. | 12 | 1214.4541 |  | 1197.4696 | 0 | 0 | 16.9845 | 0
28.02. | 13 | 1214.4541 |  | 1197.4696 | 0 | 0 | 16.9845 | 0
28.02. | 14 | 1212.2284 |  | 1195.2439 | 0 | 0 | 16.9845 | 0
28.02. | 15 | 1212.2284 |  | 1195.2439 | 0 | 0 | 16.9845 | 0
28.02. | 16 | 1214.4541 |  | 1197.4696 | 0 | 0 | 16.9845 | 0
28.02. | 17 | 1216.6799 |  | 1199.6954 | 0 | 0 | 16.9845 | 0
28.02. | 18 | 1227.8088 |  | 1210.8243 | 0 | 0 | 16.9845 | 0
28.02. | 19 | 1234.4862 |  | 1217.5017 | 0 | 0 | 16.9845 | 0
28.02. | 20 | 1236.7119 |  | 1219.7274 | 0 | 0 | 16.9845 | 0
28.02. | 21 | 1243.3893 |  | 1226.4048 | 0 | 0 | 16.9845 | 0
28.02. | 22 | 1245.6151 |  | 1228.6306 | 0 | 0 | 16.9845 | 0
28.02. | 23 | 1245.6151 |  | 1228.6306 | 0 | 0 | 16.9845 | 0
28.02. | 24 | 1245.6151 |  | 1228.6306 | 0 | 0 | 16.9845 | 0
01.03. | 1 | 1164.3982 |  | 1148.5025 | 0 | 0 | 15.8957 | 0
01.03. | 2 | 1164.3982 |  | 1148.5025 | 0 | 0 | 15.8957 | 0
01.03. | 3 | 1164.3982 |  | 1148.5025 | 0 | 0 | 15.8957 | 0
01.03. | 4 | 1164.3982 |  | 1148.5025 | 0 | 0 | 15.8957 | 0
01.03. | 5 | 1164.3982 |  | 1148.5025 | 0 | 0 | 15.8957 | 0
01.03. | 6 | 1164.3982 |  | 1148.5025 | 0 | 0 | 15.8957 | 0
01.03. | 7 | 1164.3982 |  | 1148.5025 | 0 | 0 | 15.8957 | 0
01.03. | 8 | 1164.3982 |  | 1148.5025 | 0 | 0 | 15.8957 | 0
01.03. | 9 | 1164.3982 |  | 1148.5025 | 0 | 0 | 15.8957 | 0
01.03. | 10 | 1164.3982 |  | 1148.5025 | 0 | 0 | 15.8957 | 0
01.03. | 11 | 1155.4951 |  | 1139.5994 | 0 | 0 | 15.8957 | 0
01.03. | 12 | 1155.4951 |  | 1139.5994 | 0 | 0 | 15.8957 | 0
01.03. | 13 | 1157.7209 |  | 1141.8251 | 0 | 0 | 15.8957 | 0
01.03. | 14 | 1157.7209 |  | 1141.8251 | 0 | 0 | 15.8957 | 0
01.03. | 15 | 1157.7209 |  | 1141.8251 | 0 | 0 | 15.8957 | 0
01.03. | 16 | 1162.1725 |  | 1146.2767 | 0 | 0 | 15.8957 | 0
01.03. | 17 | 1164.3982 |  | 1148.5025 | 0 | 0 | 15.8957 | 0
01.03. | 18 | 1164.3982 |  | 1148.5025 | 0 | 0 | 15.8957 | 0
01.03. | 19 | 1164.3982 |  | 1148.5025 | 0 | 0 | 15.8957 | 0
01.03. | 20 | 1164.3982 |  | 1148.5025 | 0 | 0 | 15.8957 | 0
01.03. | 21 | 1164.3982 |  | 1148.5025 | 0 | 0 | 15.8957 | 0
01.03. | 22 | 1164.3982 |  | 1148.5025 | 0 | 0 | 15.8957 | 0
01.03. | 23 | 1164.3982 |  | 1148.5025 | 0 | 0 | 15.8957 | 0
01.03. | 24 | 1164.3982 |  | 1148.5025 | 0 | 0 | 15.8957 | 0
02.03. | 1 | 1164.3982 |  | 1148.5025 | 0 | 0 | 15.8957 | 0
02.03. | 2 | 1164.3982 |  | 1148.5025 | 0 | 0 | 15.8957 | 0
02.03. | 3 | 1164.3982 |  | 1148.5025 | 0 | 0 | 15.8957 | 0
02.03. | 4 | 1164.3982 |  | 1148.5025 | 0 | 0 | 15.8957 | 0
02.03. | 5 | 1164.3982 |  | 1148.5025 | 0 | 0 | 15.8957 | 0
02.03. | 6 | 1164.3982 |  | 1148.5025 | 0 | 0 | 15.8957 | 0
02.03. | 7 | 1164.3982 |  | 1148.5025 | 0 | 0 | 15.8957 | 0
02.03. | 8 | 1164.3982 |  | 1148.5025 | 0 | 0 | 15.8957 | 0
02.03. | 9 | 1164.3982 |  | 1148.5025 | 0 | 0 | 15.8957 | 0
02.03. | 10 | 1164.3982 |  | 1148.5025 | 0 | 0 | 15.8957 | 0
02.03. | 11 | 1164.3982 |  | 1148.5025 | 0 | 0 | 15.8957 | 0
02.03. | 12 | 1164.3982 |  | 1148.5025 | 0 | 0 | 15.8957 | 0
02.03. | 13 | 1162.1725 |  | 1146.2767 | 0 | 0 | 15.8957 | 0
02.03. | 14 | 1159.9467 |  | 1144.0509 | 0 | 0 | 15.8957 | 0
02.03. | 15 | 1157.7209 |  | 1141.8251 | 0 | 0 | 15.8957 | 0
02.03. | 16 | 1162.1725 |  | 1146.2767 | 0 | 0 | 15.8957 | 0
02.03. | 17 | 1164.3982 |  | 1148.5025 | 0 | 0 | 15.8957 | 0
02.03. | 18 | 1164.3982 |  | 1148.5025 | 0 | 0 | 15.8957 | 0
02.03. | 19 | 1164.3982 |  | 1148.5025 | 0 | 0 | 15.8957 | 0
02.03. | 20 | 1164.3982 |  | 1148.5025 | 0 | 0 | 15.8957 | 0
02.03. | 21 | 1164.3982 |  | 1148.5025 | 0 | 0 | 15.8957 | 0
02.03. | 22 | 1164.3982 |  | 1148.5025 | 0 | 0 | 15.8957 | 0
02.03. | 23 | 1164.3982 |  | 1148.5025 | 0 | 0 | 15.8957 | 0
02.03. | 24 | 1164.3982 |  | 1148.5025 | 0 | 0 | 15.8957 | 0
03.03. | 1 | 1164.3982 |  | 1148.5025 | 0 | 0 | 15.8957 | 0
03.03. | 2 | 1164.3982 |  | 1148.5025 | 0 | 0 | 15.8957 | 0
03.03. | 3 | 1164.3982 |  | 1148.5025 | 0 | 0 | 15.8957 | 0
03.03. | 4 | 1164.3982 |  | 1148.5025 | 0 | 0 | 15.8957 | 0
03.03. | 5 | 1164.3982 |  | 1148.5025 | 0 | 0 | 15.8957 | 0
03.03. | 6 | 1164.3982 |  | 1148.5025 | 0 | 0 | 15.8957 | 0
03.03. | 7 | 1164.3982 |  | 1148.5025 | 0 | 0 | 15.8957 | 0
03.03. | 8 | 1164.3982 |  | 1148.5025 | 0 | 0 | 15.8957 | 0
03.03. | 9 | 1164.3982 |  | 1148.5025 | 0 | 0 | 15.8957 | 0
03.03. | 10 | 1164.3982 |  | 1148.5025 | 0 | 0 | 15.8957 | 0
03.03. | 11 | 1164.3982 |  | 1148.5025 | 0 | 0 | 15.8957 | 0
03.03. | 12 | 1164.3982 |  | 1148.5025 | 0 | 0 | 15.8957 | 0
03.03. | 13 | 1162.1725 |  | 1146.2767 | 0 | 0 | 15.8957 | 0
03.03. | 14 | 1162.1725 |  | 1146.2767 | 0 | 0 | 15.8957 | 0
03.03. | 15 | 1164.3982 |  | 1148.5025 | 0 | 0 | 15.8957 | 0
03.03. | 16 | 1164.3982 |  | 1148.5025 | 0 | 0 | 15.8957 | 0
03.03. | 17 | 1162.1725 |  | 1146.2767 | 0 | 0 | 15.8957 | 0
03.03. | 18 | 1164.3982 |  | 1148.5025 | 0 | 0 | 15.8957 | 0
03.03. | 19 | 1162.1725 |  | 1146.2767 | 0 | 0 | 15.8957 | 0
03.03. | 20 | 1162.1725 |  | 1146.2767 | 0 | 0 | 15.8957 | 0
03.03. | 21 | 1164.3982 |  | 1148.5025 | 0 | 0 | 15.8957 | 0
03.03. | 22 | 1164.3982 |  | 1148.5025 | 0 | 0 | 15.8957 | 0
03.03. | 23 | 1164.3982 |  | 1148.5025 | 0 | 0 | 15.8957 | 0
03.03. | 24 | 1164.3982 |  | 1148.5025 | 0 | 0 | 15.8957 | 0
04.03. | 1 | 1164.3982 |  | 1148.5025 | 0 | 0 | 15.8957 | 0
04.03. | 2 | 1164.3982 |  | 1148.5025 | 0 | 0 | 15.8957 | 0
04.03. | 3 | 1164.3982 |  | 1148.5025 | 0 | 0 | 15.8957 | 0
04.03. | 4 | 1164.3982 |  | 1148.5025 | 0 | 0 | 15.8957 | 0
04.03. | 5 | 1164.3982 |  | 1148.5025 | 0 | 0 | 15.8957 | 0
04.03. | 6 | 1164.3982 |  | 1148.5025 | 0 | 0 | 15.8957 | 0
04.03. | 7 | 1164.3982 |  | 1148.5025 | 0 | 0 | 15.8957 | 0
04.03. | 8 | 1164.3982 |  | 1148.5025 | 0 | 0 | 15.8957 | 0
04.03. | 9 | 1164.3982 |  | 1148.5025 | 0 | 0 | 15.8957 | 0
04.03. | 10 | 1164.3982 |  | 1148.5025 | 0 | 0 | 15.8957 | 0
04.03. | 11 | 1159.9467 |  | 1144.0509 | 0 | 0 | 15.8957 | 0
04.03. | 12 | 1159.9467 |  | 1144.0509 | 0 | 0 | 15.8957 | 0
04.03. | 13 | 1157.7209 |  | 1141.8251 | 0 | 0 | 15.8957 | 0
04.03. | 14 | 1157.7209 |  | 1141.8251 | 0 | 0 | 15.8957 | 0
04.03. | 15 | 1157.7209 |  | 1141.8251 | 0 | 0 | 15.8957 | 0
04.03. | 16 | 1155.4951 |  | 1139.5994 | 0 | 0 | 15.8957 | 0
04.03. | 17 | 1153.2693 |  | 1137.3736 | 0 | 0 | 15.8957 | 0
04.03. | 18 | 1155.4951 |  | 1139.5994 | 0 | 0 | 15.8957 | 0
04.03. | 19 | 1155.4951 |  | 1139.5994 | 0 | 0 | 15.8957 | 0
04.03. | 20 | 1155.4951 |  | 1139.5994 | 0 | 0 | 15.8957 | 0
04.03. | 21 | 1159.9467 |  | 1144.0509 | 0 | 0 | 15.8957 | 0
04.03. | 22 | 1162.1725 |  | 1146.2767 | 0 | 0 | 15.8957 | 0
04.03. | 23 | 1164.3982 |  | 1148.5025 | 0 | 0 | 15.8957 | 0
04.03. | 24 | 1164.3982 |  | 1148.5025 | 0 | 0 | 15.8957 | 0
05.03. | 1 | 1164.3982 |  | 1148.5025 | 0 | 0 | 15.8957 | 0
05.03. | 2 | 1164.3982 |  | 1148.5025 | 0 | 0 | 15.8957 | 0
05.03. | 3 | 1164.3982 |  | 1148.5025 | 0 | 0 | 15.8957 | 0
05.03. | 4 | 1164.3982 |  | 1148.5025 | 0 | 0 | 15.8957 | 0
05.03. | 5 | 1164.3982 |  | 1148.5025 | 0 | 0 | 15.8957 | 0
05.03. | 6 | 1164.3982 |  | 1148.5025 | 0 | 0 | 15.8957 | 0
05.03. | 7 | 1164.3982 |  | 1148.5025 | 0 | 0 | 15.8957 | 0
05.03. | 8 | 1164.3982 |  | 1148.5025 | 0 | 0 | 15.8957 | 0
05.03. | 9 | 1164.3982 |  | 1148.5025 | 0 | 0 | 15.8957 | 0
05.03. | 10 | 1164.3982 |  | 1148.5025 | 0 | 0 | 15.8957 | 0
05.03. | 11 | 1151.0436 |  | 1135.1478 | 0 | 0 | 15.8957 | 0
05.03. | 12 | 1148.8178 |  | 1132.922 | 0 | 0 | 15.8957 | 0
05.03. | 13 | 1146.592 |  | 1130.6962 | 0 | 0 | 15.8957 | 0
05.03. | 14 | 1146.592 |  | 1130.6962 | 0 | 0 | 15.8957 | 0
05.03. | 15 | 1146.592 |  | 1130.6962 | 0 | 0 | 15.8957 | 0
05.03. | 16 | 1148.8178 |  | 1132.922 | 0 | 0 | 15.8957 | 0
05.03. | 17 | 1148.8178 |  | 1132.922 | 0 | 0 | 15.8957 | 0
05.03. | 18 | 1155.4951 |  | 1139.5994 | 0 | 0 | 15.8957 | 0
05.03. | 19 | 1157.7209 |  | 1141.8251 | 0 | 0 | 15.8957 | 0
05.03. | 20 | 1157.7209 |  | 1141.8251 | 0 | 0 | 15.8957 | 0
05.03. | 21 | 1162.1725 |  | 1146.2767 | 0 | 0 | 15.8957 | 0
05.03. | 22 | 1164.3982 |  | 1148.5025 | 0 | 0 | 15.8957 | 0
05.03. | 23 | 1164.3982 |  | 1148.5025 | 0 | 0 | 15.8957 | 0
05.03. | 24 | 1164.3982 |  | 1148.5025 | 0 | 0 | 15.8957 | 0
06.03. | 1 | 1164.3982 |  | 1148.5025 | 0 | 0 | 15.8957 | 0
06.03. | 2 | 1164.3982 |  | 1148.5025 | 0 | 0 | 15.8957 | 0
06.03. | 3 | 1164.3982 |  | 1148.5025 | 0 | 0 | 15.8957 | 0
06.03. | 4 | 1164.3982 |  | 1148.5025 | 0 | 0 | 15.8957 | 0
06.03. | 5 | 1164.3982 |  | 1148.5025 | 0 | 0 | 15.8957 | 0
06.03. | 6 | 1164.3982 |  | 1148.5025 | 0 | 0 | 15.8957 | 0
06.03. | 7 | 1164.3982 |  | 1148.5025 | 0 | 0 | 15.8957 | 0
06.03. | 8 | 1164.3982 |  | 1148.5025 | 0 | 0 | 15.8957 | 0
06.03. | 9 | 1164.3982 |  | 1148.5025 | 0 | 0 | 15.8957 | 0
06.03. | 10 | 1155.4951 |  | 1139.5994 | 0 | 0 | 15.8957 | 0
06.03. | 11 | 1144.3662 |  | 1128.4705 | 0 | 0 | 15.8957 | 0
06.03. | 12 | 1142.1404 |  | 1126.2447 | 0 | 0 | 15.8957 | 0
06.03. | 13 | 1142.1404 |  | 1126.2447 | 0 | 0 | 15.8957 | 0
06.03. | 14 | 1142.1404 |  | 1126.2447 | 0 | 0 | 15.8957 | 0
06.03. | 15 | 1142.1404 |  | 1126.2447 | 0 | 0 | 15.8957 | 0
06.03. | 16 | 1142.1404 |  | 1126.2447 | 0 | 0 | 15.8957 | 0
06.03. | 17 | 1142.1404 |  | 1126.2447 | 0 | 0 | 15.8957 | 0
06.03. | 18 | 1144.3662 |  | 1128.4705 | 0 | 0 | 15.8957 | 0
06.03. | 19 | 1146.592 |  | 1130.6962 | 0 | 0 | 15.8957 | 0
06.03. | 20 | 1144.3662 |  | 1128.4705 | 0 | 0 | 15.8957 | 0
06.03. | 21 | 1146.592 |  | 1130.6962 | 0 | 0 | 15.8957 | 0
06.03. | 22 | 1148.8178 |  | 1132.922 | 0 | 0 | 15.8957 | 0
06.03. | 23 | 1151.0436 |  | 1135.1478 | 0 | 0 | 15.8957 | 0
06.03. | 24 | 1151.0436 |  | 1135.1478 | 0 | 0 | 15.8957 | 0
07.03. | 1 | 1153.2693 |  | 1137.3736 | 0 | 0 | 15.8957 | 0
07.03. | 2 | 1153.2693 |  | 1137.3736 | 0 | 0 | 15.8957 | 0
07.03. | 3 | 1155.4951 |  | 1139.5994 | 0 | 0 | 15.8957 | 0
07.03. | 4 | 1157.7209 |  | 1141.8251 | 0 | 0 | 15.8957 | 0
07.03. | 5 | 1159.9467 |  | 1144.0509 | 0 | 0 | 15.8957 | 0
07.03. | 6 | 1162.1725 |  | 1146.2767 | 0 | 0 | 15.8957 | 0
07.03. | 7 | 1164.3982 |  | 1148.5025 | 0 | 0 | 15.8957 | 0
07.03. | 8 | 1164.3982 |  | 1148.5025 | 0 | 0 | 15.8957 | 0
07.03. | 9 | 1155.4951 |  | 1139.5994 | 0 | 0 | 15.8957 | 0
07.03. | 10 | 1151.0436 |  | 1135.1478 | 0 | 0 | 15.8957 | 0
07.03. | 11 | 1142.1404 |  | 1126.2447 | 0 | 0 | 15.8957 | 0
07.03. | 12 | 1142.1404 |  | 1126.2447 | 0 | 0 | 15.8957 | 0
07.03. | 13 | 1142.1404 |  | 1126.2447 | 0 | 0 | 15.8957 | 0
07.03. | 14 | 1142.1404 |  | 1126.2447 | 0 | 0 | 15.8957 | 0
07.03. | 15 | 1142.1404 |  | 1126.2447 | 0 | 0 | 15.8957 | 0
07.03. | 16 | 1142.1404 |  | 1126.2447 | 0 | 0 | 15.8957 | 0
07.03. | 17 | 1142.1404 |  | 1126.2447 | 0 | 0 | 15.8957 | 0
07.03. | 18 | 1146.592 |  | 1130.6962 | 0 | 0 | 15.8957 | 0
07.03. | 19 | 1148.8178 |  | 1132.922 | 0 | 0 | 15.8957 | 0
07.03. | 20 | 1148.8178 |  | 1132.922 | 0 | 0 | 15.8957 | 0
07.03. | 21 | 1153.2693 |  | 1137.3736 | 0 | 0 | 15.8957 | 0
07.03. | 22 | 1157.7209 |  | 1141.8251 | 0 | 0 | 15.8957 | 0
07.03. | 23 | 1162.1725 |  | 1146.2767 | 0 | 0 | 15.8957 | 0
07.03. | 24 | 1162.1725 |  | 1146.2767 | 0 | 0 | 15.8957 | 0
08.03. | 1 | 1164.3982 |  | 1148.5025 | 0 | 0 | 15.8957 | 0
08.03. | 2 | 1164.3982 |  | 1148.5025 | 0 | 0 | 15.8957 | 0
08.03. | 3 | 1164.3982 |  | 1148.5025 | 0 | 0 | 15.8957 | 0
08.03. | 4 | 1164.3982 |  | 1148.5025 | 0 | 0 | 15.8957 | 0
08.03. | 5 | 1164.3982 |  | 1148.5025 | 0 | 0 | 15.8957 | 0
08.03. | 6 | 1164.3982 |  | 1148.5025 | 0 | 0 | 15.8957 | 0
08.03. | 7 | 1164.3982 |  | 1148.5025 | 0 | 0 | 15.8957 | 0
08.03. | 8 | 1164.3982 |  | 1148.5025 | 0 | 0 | 15.8957 | 0
08.03. | 9 | 1157.7209 |  | 1141.8251 | 0 | 0 | 15.8957 | 0
08.03. | 10 | 1148.8178 |  | 1132.922 | 0 | 0 | 15.8957 | 0
08.03. | 11 | 1142.1404 |  | 1126.2447 | 0 | 0 | 15.8957 | 0
08.03. | 12 | 1142.1404 |  | 1126.2447 | 0 | 0 | 15.8957 | 0
08.03. | 13 | 1142.1404 |  | 1126.2447 | 0 | 0 | 15.8957 | 0
08.03. | 14 | 1142.1404 |  | 1126.2447 | 0 | 0 | 15.8957 | 0
08.03. | 15 | 1142.1404 |  | 1126.2447 | 0 | 0 | 15.8957 | 0
08.03. | 16 | 1142.1404 |  | 1126.2447 | 0 | 0 | 15.8957 | 0
08.03. | 17 | 1142.1404 |  | 1126.2447 | 0 | 0 | 15.8957 | 0
08.03. | 18 | 1142.1404 |  | 1126.2447 | 0 | 0 | 15.8957 | 0
08.03. | 19 | 1142.1404 |  | 1126.2447 | 0 | 0 | 15.8957 | 0
08.03. | 20 | 1142.1404 |  | 1126.2447 | 0 | 0 | 15.8957 | 0
08.03. | 21 | 1146.592 |  | 1130.6962 | 0 | 0 | 15.8957 | 0
08.03. | 22 | 1151.0436 |  | 1135.1478 | 0 | 0 | 15.8957 | 0
08.03. | 23 | 1157.7209 |  | 1141.8251 | 0 | 0 | 15.8957 | 0
08.03. | 24 | 1159.9467 |  | 1144.0509 | 0 | 0 | 15.8957 | 0
09.03. | 1 | 1162.1725 |  | 1146.2767 | 0 | 0 | 15.8957 | 0
09.03. | 2 | 1162.1725 |  | 1146.2767 | 0 | 0 | 15.8957 | 0
09.03. | 3 | 1164.3982 |  | 1148.5025 | 0 | 0 | 15.8957 | 0
09.03. | 4 | 1164.3982 |  | 1148.5025 | 0 | 0 | 15.8957 | 0
09.03. | 5 | 1164.3982 |  | 1148.5025 | 0 | 0 | 15.8957 | 0
09.03. | 6 | 1164.3982 |  | 1148.5025 | 0 | 0 | 15.8957 | 0
09.03. | 7 | 1162.1725 |  | 1146.2767 | 0 | 0 | 15.8957 | 0
09.03. | 8 | 1159.9467 |  | 1144.0509 | 0 | 0 | 15.8957 | 0
09.03. | 9 | 1146.592 |  | 1130.6962 | 0 | 0 | 15.8957 | 0
09.03. | 10 | 1142.1404 |  | 1126.2447 | 0 | 0 | 15.8957 | 0
09.03. | 11 | 1142.1404 |  | 1126.2447 | 0 | 0 | 15.8957 | 0
09.03. | 12 | 1142.1404 |  | 1126.2447 | 0 | 0 | 15.8957 | 0
09.03. | 13 | 1142.1404 |  | 1126.2447 | 0 | 0 | 15.8957 | 0
09.03. | 14 | 1142.1404 |  | 1126.2447 | 0 | 0 | 15.8957 | 0
09.03. | 15 | 1142.1404 |  | 1126.2447 | 0 | 0 | 15.8957 | 0
09.03. | 16 | 1142.1404 |  | 1126.2447 | 0 | 0 | 15.8957 | 0
09.03. | 17 | 1142.1404 |  | 1126.2447 | 0 | 0 | 15.8957 | 0
09.03. | 18 | 1142.1404 |  | 1126.2447 | 0 | 0 | 15.8957 | 0
09.03. | 19 | 1142.1404 |  | 1126.2447 | 0 | 0 | 15.8957 | 0
09.03. | 20 | 1144.3662 |  | 1128.4705 | 0 | 0 | 15.8957 | 0
09.03. | 21 | 1146.592 |  | 1130.6962 | 0 | 0 | 15.8957 | 0
09.03. | 22 | 1148.8178 |  | 1132.922 | 0 | 0 | 15.8957 | 0
09.03. | 23 | 1153.2693 |  | 1137.3736 | 0 | 0 | 15.8957 | 0
09.03. | 24 | 1155.4951 |  | 1139.5994 | 0 | 0 | 15.8957 | 0
10.03. | 1 | 1159.9467 |  | 1144.0509 | 0 | 0 | 15.8957 | 0
10.03. | 2 | 1162.1725 |  | 1146.2767 | 0 | 0 | 15.8957 | 0
10.03. | 3 | 1164.3982 |  | 1148.5025 | 0 | 0 | 15.8957 | 0
10.03. | 4 | 1164.3982 |  | 1148.5025 | 0 | 0 | 15.8957 | 0
10.03. | 5 | 1164.3982 |  | 1148.5025 | 0 | 0 | 15.8957 | 0
10.03. | 6 | 1164.3982 |  | 1148.5025 | 0 | 0 | 15.8957 | 0
10.03. | 7 | 1164.3982 |  | 1148.5025 | 0 | 0 | 15.8957 | 0
10.03. | 8 | 1157.7209 |  | 1141.8251 | 0 | 0 | 15.8957 | 0
10.03. | 9 | 1142.1404 |  | 1126.2447 | 0 | 0 | 15.8957 | 0
10.03. | 10 | 1142.1404 |  | 1126.2447 | 0 | 0 | 15.8957 | 0
10.03. | 11 | 1142.1404 |  | 1126.2447 | 0 | 0 | 15.8957 | 0
10.03. | 12 | 1139.9146 |  | 1124.0189 | 0 | 0 | 15.8957 | 0
10.03. | 13 | 1137.6889 |  | 1121.7931 | 0 | 0 | 15.8957 | 0
10.03. | 14 | 1135.4631 |  | 1119.5673 | 0 | 0 | 15.8957 | 0
10.03. | 15 | 1135.4631 |  | 1119.5673 | 0 | 0 | 15.8957 | 0
10.03. | 16 | 1137.6889 |  | 1121.7931 | 0 | 0 | 15.8957 | 0
10.03. | 17 | 1139.9146 |  | 1124.0189 | 0 | 0 | 15.8957 | 0
10.03. | 18 | 1142.1404 |  | 1126.2447 | 0 | 0 | 15.8957 | 0
10.03. | 19 | 1142.1404 |  | 1126.2447 | 0 | 0 | 15.8957 | 0
10.03. | 20 | 1142.1404 |  | 1126.2447 | 0 | 0 | 15.8957 | 0
10.03. | 21 | 1144.3662 |  | 1128.4705 | 0 | 0 | 15.8957 | 0
10.03. | 22 | 1146.592 |  | 1130.6962 | 0 | 0 | 15.8957 | 0
10.03. | 23 | 1148.8178 |  | 1132.922 | 0 | 0 | 15.8957 | 0
10.03. | 24 | 1148.8178 |  | 1132.922 | 0 | 0 | 15.8957 | 0
11.03. | 1 | 1151.0436 |  | 1135.1478 | 0 | 0 | 15.8957 | 0
11.03. | 2 | 1151.0436 |  | 1135.1478 | 0 | 0 | 15.8957 | 0
11.03. | 3 | 1151.0436 |  | 1135.1478 | 0 | 0 | 15.8957 | 0
11.03. | 4 | 1151.0436 |  | 1135.1478 | 0 | 0 | 15.8957 | 0
11.03. | 5 | 1151.0436 |  | 1135.1478 | 0 | 0 | 15.8957 | 0
11.03. | 6 | 1151.0436 |  | 1135.1478 | 0 | 0 | 15.8957 | 0
11.03. | 7 | 1148.8178 |  | 1132.922 | 0 | 0 | 15.8957 | 0
11.03. | 8 | 1146.592 |  | 1130.6962 | 0 | 0 | 15.8957 | 0
11.03. | 9 | 1142.1404 |  | 1126.2447 | 0 | 0 | 15.8957 | 0
11.03. | 10 | 1142.1404 |  | 1126.2447 | 0 | 0 | 15.8957 | 0
11.03. | 11 | 1139.9146 |  | 1124.0189 | 0 | 0 | 15.8957 | 0
11.03. | 12 | 1137.6889 |  | 1121.7931 | 0 | 0 | 15.8957 | 0
11.03. | 13 | 1135.4631 |  | 1119.5673 | 0 | 0 | 15.8957 | 0
11.03. | 14 | 1133.2373 |  | 1117.3416 | 0 | 0 | 15.8957 | 0
11.03. | 15 | 1133.2373 |  | 1117.3416 | 0 | 0 | 15.8957 | 0
11.03. | 16 | 1135.4631 |  | 1119.5673 | 0 | 0 | 15.8957 | 0
11.03. | 17 | 1137.6889 |  | 1121.7931 | 0 | 0 | 15.8957 | 0
11.03. | 18 | 1142.1404 |  | 1126.2447 | 0 | 0 | 15.8957 | 0
11.03. | 19 | 1142.1404 |  | 1126.2447 | 0 | 0 | 15.8957 | 0
11.03. | 20 | 1142.1404 |  | 1126.2447 | 0 | 0 | 15.8957 | 0
11.03. | 21 | 1142.1404 |  | 1126.2447 | 0 | 0 | 15.8957 | 0
11.03. | 22 | 1142.1404 |  | 1126.2447 | 0 | 0 | 15.8957 | 0
11.03. | 23 | 1142.1404 |  | 1126.2447 | 0 | 0 | 15.8957 | 0
11.03. | 24 | 1142.1404 |  | 1126.2447 | 0 | 0 | 15.8957 | 0
12.03. | 1 | 1142.1404 |  | 1126.2447 | 0 | 0 | 15.8957 | 0
12.03. | 2 | 1142.1404 |  | 1126.2447 | 0 | 0 | 15.8957 | 0
12.03. | 3 | 1142.1404 |  | 1126.2447 | 0 | 0 | 15.8957 | 0
12.03. | 4 | 1142.1404 |  | 1126.2447 | 0 | 0 | 15.8957 | 0
12.03. | 5 | 1142.1404 |  | 1126.2447 | 0 | 0 | 15.8957 | 0
12.03. | 6 | 1142.1404 |  | 1126.2447 | 0 | 0 | 15.8957 | 0
12.03. | 7 | 1142.1404 |  | 1126.2447 | 0 | 0 | 15.8957 | 0
12.03. | 8 | 1144.3662 |  | 1128.4705 | 0 | 0 | 15.8957 | 0
12.03. | 9 | 1144.3662 |  | 1128.4705 | 0 | 0 | 15.8957 | 0
12.03. | 10 | 1144.3662 |  | 1128.4705 | 0 | 0 | 15.8957 | 0
12.03. | 11 | 1142.1404 |  | 1126.2447 | 0 | 0 | 15.8957 | 0
12.03. | 12 | 1142.1404 |  | 1126.2447 | 0 | 0 | 15.8957 | 0
12.03. | 13 | 1142.1404 |  | 1126.2447 | 0 | 0 | 15.8957 | 0
12.03. | 14 | 1142.1404 |  | 1126.2447 | 0 | 0 | 15.8957 | 0
12.03. | 15 | 1142.1404 |  | 1126.2447 | 0 | 0 | 15.8957 | 0
12.03. | 16 | 1142.1404 |  | 1126.2447 | 0 | 0 | 15.8957 | 0
12.03. | 17 | 1142.1404 |  | 1126.2447 | 0 | 0 | 15.8957 | 0
12.03. | 18 | 1142.1404 |  | 1126.2447 | 0 | 0 | 15.8957 | 0
12.03. | 19 | 1142.1404 |  | 1126.2447 | 0 | 0 | 15.8957 | 0
12.03. | 20 | 1142.1404 |  | 1126.2447 | 0 | 0 | 15.8957 | 0
12.03. | 21 | 1142.1404 |  | 1126.2447 | 0 | 0 | 15.8957 | 0
12.03. | 22 | 1142.1404 |  | 1126.2447 | 0 | 0 | 15.8957 | 0
12.03. | 23 | 1144.3662 |  | 1128.4705 | 0 | 0 | 15.8957 | 0
12.03. | 24 | 1144.3662 |  | 1128.4705 | 0 | 0 | 15.8957 | 0
13.03. | 1 | 1144.3662 |  | 1128.4705 | 0 | 0 | 15.8957 | 0
13.03. | 2 | 1146.592 |  | 1130.6962 | 0 | 0 | 15.8957 | 0
13.03. | 3 | 1146.592 |  | 1130.6962 | 0 | 0 | 15.8957 | 0
13.03. | 4 | 1148.8178 |  | 1132.922 | 0 | 0 | 15.8957 | 0
13.03. | 5 | 1151.0436 |  | 1135.1478 | 0 | 0 | 15.8957 | 0
13.03. | 6 | 1155.4951 |  | 1139.5994 | 0 | 0 | 15.8957 | 0
13.03. | 7 | 1153.2693 |  | 1137.3736 | 0 | 0 | 15.8957 | 0
13.03. | 8 | 1148.8178 |  | 1132.922 | 0 | 0 | 15.8957 | 0
13.03. | 9 | 1142.1404 |  | 1126.2447 | 0 | 0 | 15.8957 | 0
13.03. | 10 | 1142.1404 |  | 1126.2447 | 0 | 0 | 15.8957 | 0
13.03. | 11 | 1142.1404 |  | 1126.2447 | 0 | 0 | 15.8957 | 0
13.03. | 12 | 1139.9146 |  | 1124.0189 | 0 | 0 | 15.8957 | 0
13.03. | 13 | 1139.9146 |  | 1124.0189 | 0 | 0 | 15.8957 | 0
13.03. | 14 | 1137.6889 |  | 1121.7931 | 0 | 0 | 15.8957 | 0
13.03. | 15 | 1135.4631 |  | 1119.5673 | 0 | 0 | 15.8957 | 0
13.03. | 16 | 1137.6889 |  | 1121.7931 | 0 | 0 | 15.8957 | 0
13.03. | 17 | 1142.1404 |  | 1126.2447 | 0 | 0 | 15.8957 | 0
13.03. | 18 | 1142.1404 |  | 1126.2447 | 0 | 0 | 15.8957 | 0
13.03. | 19 | 1144.3662 |  | 1128.4705 | 0 | 0 | 15.8957 | 0
13.03. | 20 | 1146.592 |  | 1130.6962 | 0 | 0 | 15.8957 | 0
13.03. | 21 | 1146.592 |  | 1130.6962 | 0 | 0 | 15.8957 | 0
13.03. | 22 | 1146.592 |  | 1130.6962 | 0 | 0 | 15.8957 | 0
13.03. | 23 | 1151.0436 |  | 1135.1478 | 0 | 0 | 15.8957 | 0
13.03. | 24 | 1153.2693 |  | 1137.3736 | 0 | 0 | 15.8957 | 0
14.03. | 1 | 1155.4951 |  | 1139.5994 | 0 | 0 | 15.8957 | 0
14.03. | 2 | 1155.4951 |  | 1139.5994 | 0 | 0 | 15.8957 | 0
14.03. | 3 | 1155.4951 |  | 1139.5994 | 0 | 0 | 15.8957 | 0
14.03. | 4 | 1155.4951 |  | 1139.5994 | 0 | 0 | 15.8957 | 0
14.03. | 5 | 1153.2693 |  | 1137.3736 | 0 | 0 | 15.8957 | 0
14.03. | 6 | 1151.0436 |  | 1135.1478 | 0 | 0 | 15.8957 | 0
14.03. | 7 | 1146.592 |  | 1130.6962 | 0 | 0 | 15.8957 | 0
14.03. | 8 | 1144.3662 |  | 1128.4705 | 0 | 0 | 15.8957 | 0
14.03. | 9 | 1142.1404 |  | 1126.2447 | 0 | 0 | 15.8957 | 0
14.03. | 10 | 1142.1404 |  | 1126.2447 | 0 | 0 | 15.8957 | 0
14.03. | 11 | 1142.1404 |  | 1126.2447 | 0 | 0 | 15.8957 | 0
14.03. | 12 | 1142.1404 |  | 1126.2447 | 0 | 0 | 15.8957 | 0
14.03. | 13 | 1142.1404 |  | 1126.2447 | 0 | 0 | 15.8957 | 0
14.03. | 14 | 1139.9146 |  | 1124.0189 | 0 | 0 | 15.8957 | 0
14.03. | 15 | 1139.9146 |  | 1124.0189 | 0 | 0 | 15.8957 | 0
14.03. | 16 | 1139.9146 |  | 1124.0189 | 0 | 0 | 15.8957 | 0
14.03. | 17 | 1142.1404 |  | 1126.2447 | 0 | 0 | 15.8957 | 0
14.03. | 18 | 1142.1404 |  | 1126.2447 | 0 | 0 | 15.8957 | 0
14.03. | 19 | 1142.1404 |  | 1126.2447 | 0 | 0 | 15.8957 | 0
14.03. | 20 | 1142.1404 |  | 1126.2447 | 0 | 0 | 15.8957 | 0
14.03. | 21 | 1142.1404 |  | 1126.2447 | 0 | 0 | 15.8957 | 0
14.03. | 22 | 1142.1404 |  | 1126.2447 | 0 | 0 | 15.8957 | 0
14.03. | 23 | 1142.1404 |  | 1126.2447 | 0 | 0 | 15.8957 | 0
14.03. | 24 | 1144.3662 |  | 1128.4705 | 0 | 0 | 15.8957 | 0
15.03. | 1 | 1144.3662 |  | 1128.4705 | 0 | 0 | 15.8957 | 0
15.03. | 2 | 1144.3662 |  | 1128.4705 | 0 | 0 | 15.8957 | 0
15.03. | 3 | 1144.3662 |  | 1128.4705 | 0 | 0 | 15.8957 | 0
15.03. | 4 | 1144.3662 |  | 1128.4705 | 0 | 0 | 15.8957 | 0
15.03. | 5 | 1142.1404 |  | 1126.2447 | 0 | 0 | 15.8957 | 0
15.03. | 6 | 1142.1404 |  | 1126.2447 | 0 | 0 | 15.8957 | 0
15.03. | 7 | 1142.1404 |  | 1126.2447 | 0 | 0 | 15.8957 | 0
15.03. | 8 | 1142.1404 |  | 1126.2447 | 0 | 0 | 15.8957 | 0
15.03. | 9 | 1142.1404 |  | 1126.2447 | 0 | 0 | 15.8957 | 0
15.03. | 10 | 1142.1404 |  | 1126.2447 | 0 | 0 | 15.8957 | 0
15.03. | 11 | 1142.1404 |  | 1126.2447 | 0 | 0 | 15.8957 | 0
15.03. | 12 | 1142.1404 |  | 1126.2447 | 0 | 0 | 15.8957 | 0
15.03. | 13 | 1139.9146 |  | 1124.0189 | 0 | 0 | 15.8957 | 0
15.03. | 14 | 1139.9146 |  | 1124.0189 | 0 | 0 | 15.8957 | 0
15.03. | 15 | 1139.9146 |  | 1124.0189 | 0 | 0 | 15.8957 | 0
15.03. | 16 | 1139.9146 |  | 1124.0189 | 0 | 0 | 15.8957 | 0
15.03. | 17 | 1142.1404 |  | 1126.2447 | 0 | 0 | 15.8957 | 0
15.03. | 18 | 1142.1404 |  | 1126.2447 | 0 | 0 | 15.8957 | 0
15.03. | 19 | 1142.1404 |  | 1126.2447 | 0 | 0 | 15.8957 | 0
15.03. | 20 | 1142.1404 |  | 1126.2447 | 0 | 0 | 15.8957 | 0
15.03. | 21 | 1142.1404 |  | 1126.2447 | 0 | 0 | 15.8957 | 0
15.03. | 22 | 1142.1404 |  | 1126.2447 | 0 | 0 | 15.8957 | 0
15.03. | 23 | 1142.1404 |  | 1126.2447 | 0 | 0 | 15.8957 | 0
15.03. | 24 | 1142.1404 |  | 1126.2447 | 0 | 0 | 15.8957 | 0
16.03. | 1 | 1142.1404 |  | 1126.2447 | 0 | 0 | 15.8957 | 0
16.03. | 2 | 1146.592 |  | 1130.6962 | 0 | 0 | 15.8957 | 0
16.03. | 3 | 1151.0436 |  | 1135.1478 | 0 | 0 | 15.8957 | 0
16.03. | 4 | 1155.4951 |  | 1139.5994 | 0 | 0 | 15.8957 | 0
16.03. | 5 | 1157.7209 |  | 1141.8251 | 0 | 0 | 15.8957 | 0
16.03. | 6 | 1155.4951 |  | 1139.5994 | 0 | 0 | 15.8957 | 0
16.03. | 7 | 1151.0436 |  | 1135.1478 | 0 | 0 | 15.8957 | 0
16.03. | 8 | 1144.3662 |  | 1128.4705 | 0 | 0 | 15.8957 | 0
16.03. | 9 | 1142.1404 |  | 1126.2447 | 0 | 0 | 15.8957 | 0
16.03. | 10 | 1142.1404 |  | 1126.2447 | 0 | 0 | 15.8957 | 0
16.03. | 11 | 1142.1404 |  | 1126.2447 | 0 | 0 | 15.8957 | 0
16.03. | 12 | 1139.9146 |  | 1124.0189 | 0 | 0 | 15.8957 | 0
16.03. | 13 | 1139.9146 |  | 1124.0189 | 0 | 0 | 15.8957 | 0
16.03. | 14 | 1139.9146 |  | 1124.0189 | 0 | 0 | 15.8957 | 0
16.03. | 15 | 1139.9146 |  | 1124.0189 | 0 | 0 | 15.8957 | 0
16.03. | 16 | 1139.9146 |  | 1124.0189 | 0 | 0 | 15.8957 | 0
16.03. | 17 | 1142.1404 |  | 1126.2447 | 0 | 0 | 15.8957 | 0
16.03. | 18 | 1142.1404 |  | 1126.2447 | 0 | 0 | 15.8957 | 0
16.03. | 19 | 1142.1404 |  | 1126.2447 | 0 | 0 | 15.8957 | 0
16.03. | 20 | 1144.3662 |  | 1128.4705 | 0 | 0 | 15.8957 | 0
16.03. | 21 | 1151.0436 |  | 1135.1478 | 0 | 0 | 15.8957 | 0
16.03. | 22 | 1157.7209 |  | 1141.8251 | 0 | 0 | 15.8957 | 0
16.03. | 23 | 1162.1725 |  | 1146.2767 | 0 | 0 | 15.8957 | 0
16.03. | 24 | 1162.1725 |  | 1146.2767 | 0 | 0 | 15.8957 | 0
17.03. | 1 | 1164.3982 |  | 1148.5025 | 0 | 0 | 15.8957 | 0
17.03. | 2 | 1164.3982 |  | 1148.5025 | 0 | 0 | 15.8957 | 0
17.03. | 3 | 1164.3982 |  | 1148.5025 | 0 | 0 | 15.8957 | 0
17.03. | 4 | 1164.3982 |  | 1148.5025 | 0 | 0 | 15.8957 | 0
17.03. | 5 | 1164.3982 |  | 1148.5025 | 0 | 0 | 15.8957 | 0
17.03. | 6 | 1164.3982 |  | 1148.5025 | 0 | 0 | 15.8957 | 0
17.03. | 7 | 1159.9467 |  | 1144.0509 | 0 | 0 | 15.8957 | 0
17.03. | 8 | 1151.0436 |  | 1135.1478 | 0 | 0 | 15.8957 | 0
17.03. | 9 | 1142.1404 |  | 1126.2447 | 0 | 0 | 15.8957 | 0
17.03. | 10 | 1142.1404 |  | 1126.2447 | 0 | 0 | 15.8957 | 0
17.03. | 11 | 1139.9146 |  | 1124.0189 | 0 | 0 | 15.8957 | 0
17.03. | 12 | 1137.6889 |  | 1121.7931 | 0 | 0 | 15.8957 | 0
17.03. | 13 | 1133.2373 |  | 1117.3416 | 0 | 0 | 15.8957 | 0
17.03. | 14 | 1128.7858 |  | 1112.89 | 0 | 0 | 15.8957 | 0
17.03. | 15 | 1126.56 |  | 1110.6642 | 0 | 0 | 15.8957 | 0
17.03. | 16 | 1131.0115 |  | 1115.1158 | 0 | 0 | 15.8957 | 0
17.03. | 17 | 1137.6889 |  | 1121.7931 | 0 | 0 | 15.8957 | 0
17.03. | 18 | 1142.1404 |  | 1126.2447 | 0 | 0 | 15.8957 | 0
17.03. | 19 | 1142.1404 |  | 1126.2447 | 0 | 0 | 15.8957 | 0
17.03. | 20 | 1144.3662 |  | 1128.4705 | 0 | 0 | 15.8957 | 0
17.03. | 21 | 1148.8178 |  | 1132.922 | 0 | 0 | 15.8957 | 0
17.03. | 22 | 1148.8178 |  | 1132.922 | 0 | 0 | 15.8957 | 0
17.03. | 23 | 1153.2693 |  | 1137.3736 | 0 | 0 | 15.8957 | 0
17.03. | 24 | 1155.4951 |  | 1139.5994 | 0 | 0 | 15.8957 | 0
18.03. | 1 | 1157.7209 |  | 1141.8251 | 0 | 0 | 15.8957 | 0
18.03. | 2 | 1159.9467 |  | 1144.0509 | 0 | 0 | 15.8957 | 0
18.03. | 3 | 1162.1725 |  | 1146.2767 | 0 | 0 | 15.8957 | 0
18.03. | 4 | 1162.1725 |  | 1146.2767 | 0 | 0 | 15.8957 | 0
18.03. | 5 | 1162.1725 |  | 1146.2767 | 0 | 0 | 15.8957 | 0
18.03. | 6 | 1157.7209 |  | 1141.8251 | 0 | 0 | 15.8957 | 0
18.03. | 7 | 1151.0436 |  | 1135.1478 | 0 | 0 | 15.8957 | 0
18.03. | 8 | 1142.1404 |  | 1126.2447 | 0 | 0 | 15.8957 | 0
18.03. | 9 | 1142.1404 |  | 1126.2447 | 0 | 0 | 15.8957 | 0
18.03. | 10 | 1139.9146 |  | 1124.0189 | 0 | 0 | 15.8957 | 0
18.03. | 11 | 1126.56 |  | 1110.6642 | 0 | 0 | 15.8957 | 0
18.03. | 12 | 1110.9795 |  | 1095.0838 | 0 | 0 | 15.8957 | 0
18.03. | 13 | 1095.399 |  | 1079.5033 | 0 | 0 | 15.8957 | 0
18.03. | 14 | 1084.2702 |  | 1068.3744 | 0 | 0 | 15.8957 | 0
18.03. | 15 | 1075.367 |  | 1059.4713 | 0 | 0 | 15.8957 | 0
18.03. | 16 | 1086.4959 |  | 1070.6002 | 0 | 0 | 15.8957 | 0
18.03. | 17 | 1106.5279 |  | 1090.6322 | 0 | 0 | 15.8957 | 0
18.03. | 18 | 1135.4631 |  | 1119.5673 | 0 | 0 | 15.8957 | 0
18.03. | 19 | 1142.1404 |  | 1126.2447 | 0 | 0 | 15.8957 | 0
18.03. | 20 | 1142.1404 |  | 1126.2447 | 0 | 0 | 15.8957 | 0
18.03. | 21 | 1142.1404 |  | 1126.2447 | 0 | 0 | 15.8957 | 0
18.03. | 22 | 1142.1404 |  | 1126.2447 | 0 | 0 | 15.8957 | 0
18.03. | 23 | 1142.1404 |  | 1126.2447 | 0 | 0 | 15.8957 | 0
18.03. | 24 | 1142.1404 |  | 1126.2447 | 0 | 0 | 15.8957 | 0
19.03. | 1 | 1142.1404 |  | 1126.2447 | 0 | 0 | 15.8957 | 0
19.03. | 2 | 1142.1404 |  | 1126.2447 | 0 | 0 | 15.8957 | 0
19.03. | 3 | 1142.1404 |  | 1126.2447 | 0 | 0 | 15.8957 | 0
19.03. | 4 | 1142.1404 |  | 1126.2447 | 0 | 0 | 15.8957 | 0
19.03. | 5 | 1142.1404 |  | 1126.2447 | 0 | 0 | 15.8957 | 0
19.03. | 6 | 1142.1404 |  | 1126.2447 | 0 | 0 | 15.8957 | 0
19.03. | 7 | 1142.1404 |  | 1126.2447 | 0 | 0 | 15.8957 | 0
19.03. | 8 | 1142.1404 |  | 1126.2447 | 0 | 0 | 15.8957 | 0
19.03. | 9 | 1131.0115 |  | 1115.1158 | 0 | 0 | 15.8957 | 0
19.03. | 10 | 1115.4311 |  | 1099.5353 | 0 | 0 | 15.8957 | 0
19.03. | 11 | 1073.1412 |  | 1057.2455 | 0 | 0 | 15.8957 | 0
19.03. | 12 | 1050.8835 |  | 1034.9877 | 0 | 0 | 15.8957 | 0
19.03. | 13 | 1037.5288 |  | 1021.633 | 0 | 0 | 15.8957 | 0
19.03. | 14 | 1030.8514 |  | 1014.9557 | 0 | 0 | 15.8957 | 0
19.03. | 15 | 1030.8514 |  | 1014.9557 | 0 | 0 | 15.8957 | 0
19.03. | 16 | 1039.7546 |  | 1023.8588 | 0 | 0 | 15.8957 | 0
19.03. | 17 | 1048.6577 |  | 1032.7619 | 0 | 0 | 15.8957 | 0
19.03. | 18 | 1079.8186 |  | 1063.9228 | 0 | 0 | 15.8957 | 0
19.03. | 19 | 1097.6248 |  | 1081.7291 | 0 | 0 | 15.8957 | 0
19.03. | 20 | 1102.0764 |  | 1086.1806 | 0 | 0 | 15.8957 | 0
19.03. | 21 | 1113.2053 |  | 1097.3095 | 0 | 0 | 15.8957 | 0
19.03. | 22 | 1115.4311 |  | 1099.5353 | 0 | 0 | 15.8957 | 0
19.03. | 23 | 1122.1084 |  | 1106.2127 | 0 | 0 | 15.8957 | 0
19.03. | 24 | 1124.3342 |  | 1108.4384 | 0 | 0 | 15.8957 | 0
20.03. | 1 | 1126.56 |  | 1110.6642 | 0 | 0 | 15.8957 | 0
20.03. | 2 | 1131.0115 |  | 1115.1158 | 0 | 0 | 15.8957 | 0
20.03. | 3 | 1135.4631 |  | 1119.5673 | 0 | 0 | 15.8957 | 0
20.03. | 4 | 1137.6889 |  | 1121.7931 | 0 | 0 | 15.8957 | 0
20.03. | 5 | 1137.6889 |  | 1121.7931 | 0 | 0 | 15.8957 | 0
20.03. | 6 | 1139.9146 |  | 1124.0189 | 0 | 0 | 15.8957 | 0
20.03. | 7 | 1137.6889 |  | 1121.7931 | 0 | 0 | 15.8957 | 0
20.03. | 8 | 1137.6889 |  | 1121.7931 | 0 | 0 | 15.8957 | 0
20.03. | 9 | 1122.1084 |  | 1106.2127 | 0 | 0 | 15.8957 | 0
20.03. | 10 | 1110.9795 |  | 1095.0838 | 0 | 0 | 15.8957 | 0
20.03. | 11 | 1079.8186 |  | 1063.9228 | 0 | 0 | 15.8957 | 0
20.03. | 12 | 1068.6897 |  | 1052.7939 | 0 | 0 | 15.8957 | 0
20.03. | 13 | 1057.5608 |  | 1041.665 | 0 | 0 | 15.8957 | 0
20.03. | 14 | 1046.4319 |  | 1030.5361 | 0 | 0 | 15.8957 | 0
20.03. | 15 | 1037.5288 |  | 1021.633 | 0 | 0 | 15.8957 | 0
20.03. | 16 | 1048.6577 |  | 1032.7619 | 0 | 0 | 15.8957 | 0
20.03. | 17 | 1070.9155 |  | 1055.0197 | 0 | 0 | 15.8957 | 0
20.03. | 18 | 1119.8826 |  | 1103.9869 | 0 | 0 | 15.8957 | 0
20.03. | 19 | 1135.4631 |  | 1119.5673 | 0 | 0 | 15.8957 | 0
20.03. | 20 | 1139.9146 |  | 1124.0189 | 0 | 0 | 15.8957 | 0
20.03. | 21 | 1139.9146 |  | 1124.0189 | 0 | 0 | 15.8957 | 0
20.03. | 22 | 1142.1404 |  | 1126.2447 | 0 | 0 | 15.8957 | 0
20.03. | 23 | 1142.1404 |  | 1126.2447 | 0 | 0 | 15.8957 | 0
20.03. | 24 | 1142.1404 |  | 1126.2447 | 0 | 0 | 15.8957 | 0
21.03. | 1 | 1142.1404 |  | 1126.2447 | 0 | 0 | 15.8957 | 0
21.03. | 2 | 1142.1404 |  | 1126.2447 | 0 | 0 | 15.8957 | 0
21.03. | 3 | 1142.1404 |  | 1126.2447 | 0 | 0 | 15.8957 | 0
21.03. | 4 | 1142.1404 |  | 1126.2447 | 0 | 0 | 15.8957 | 0
21.03. | 5 | 1142.1404 |  | 1126.2447 | 0 | 0 | 15.8957 | 0
21.03. | 6 | 1142.1404 |  | 1126.2447 | 0 | 0 | 15.8957 | 0
21.03. | 7 | 1142.1404 |  | 1126.2447 | 0 | 0 | 15.8957 | 0
21.03. | 8 | 1139.9146 |  | 1124.0189 | 0 | 0 | 15.8957 | 0
21.03. | 9 | 1117.6569 |  | 1101.7611 | 0 | 0 | 15.8957 | 0
21.03. | 10 | 1090.9475 |  | 1075.0517 | 0 | 0 | 15.8957 | 0
21.03. | 11 | 1041.9803 |  | 1026.0846 | 0 | 0 | 15.8957 | 0
21.03. | 12 | 1037.5288 |  | 1021.633 | 0 | 0 | 15.8957 | 0
21.03. | 13 | 1035.303 |  | 1019.4072 | 0 | 0 | 15.8957 | 0
21.03. | 14 | 1033.0772 |  | 1017.1815 | 0 | 0 | 15.8957 | 0
21.03. | 15 | 1035.303 |  | 1019.4072 | 0 | 0 | 15.8957 | 0
21.03. | 16 | 1044.2061 |  | 1028.3104 | 0 | 0 | 15.8957 | 0
21.03. | 17 | 1059.7866 |  | 1043.8908 | 0 | 0 | 15.8957 | 0
21.03. | 18 | 1097.6248 |  | 1081.7291 | 0 | 0 | 15.8957 | 0
21.03. | 19 | 1113.2053 |  | 1097.3095 | 0 | 0 | 15.8957 | 0
21.03. | 20 | 1119.8826 |  | 1103.9869 | 0 | 0 | 15.8957 | 0
21.03. | 21 | 1128.7858 |  | 1112.89 | 0 | 0 | 15.8957 | 0
21.03. | 22 | 1131.0115 |  | 1115.1158 | 0 | 0 | 15.8957 | 0
21.03. | 23 | 1135.4631 |  | 1119.5673 | 0 | 0 | 15.8957 | 0
21.03. | 24 | 1135.4631 |  | 1119.5673 | 0 | 0 | 15.8957 | 0
22.03. | 1 | 1137.6889 |  | 1121.7931 | 0 | 0 | 15.8957 | 0
22.03. | 2 | 1137.6889 |  | 1121.7931 | 0 | 0 | 15.8957 | 0
22.03. | 3 | 1137.6889 |  | 1121.7931 | 0 | 0 | 15.8957 | 0
22.03. | 4 | 1139.9146 |  | 1124.0189 | 0 | 0 | 15.8957 | 0
22.03. | 5 | 1139.9146 |  | 1124.0189 | 0 | 0 | 15.8957 | 0
22.03. | 6 | 1139.9146 |  | 1124.0189 | 0 | 0 | 15.8957 | 0
22.03. | 7 | 1139.9146 |  | 1124.0189 | 0 | 0 | 15.8957 | 0
22.03. | 8 | 1135.4631 |  | 1119.5673 | 0 | 0 | 15.8957 | 0
22.03. | 9 | 1119.8826 |  | 1103.9869 | 0 | 0 | 15.8957 | 0
22.03. | 10 | 1110.9795 |  | 1095.0838 | 0 | 0 | 15.8957 | 0
22.03. | 11 | 1082.0444 |  | 1066.1486 | 0 | 0 | 15.8957 | 0
22.03. | 12 | 1075.367 |  | 1059.4713 | 0 | 0 | 15.8957 | 0
22.03. | 13 | 1070.9155 |  | 1055.0197 | 0 | 0 | 15.8957 | 0
22.03. | 14 | 1064.2381 |  | 1048.3424 | 0 | 0 | 15.8957 | 0
22.03. | 15 | 1059.7866 |  | 1043.8908 | 0 | 0 | 15.8957 | 0
22.03. | 16 | 1064.2381 |  | 1048.3424 | 0 | 0 | 15.8957 | 0
22.03. | 17 | 1070.9155 |  | 1055.0197 | 0 | 0 | 15.8957 | 0
22.03. | 18 | 1102.0764 |  | 1086.1806 | 0 | 0 | 15.8957 | 0
22.03. | 19 | 1115.4311 |  | 1099.5353 | 0 | 0 | 15.8957 | 0
22.03. | 20 | 1119.8826 |  | 1103.9869 | 0 | 0 | 15.8957 | 0
22.03. | 21 | 1126.56 |  | 1110.6642 | 0 | 0 | 15.8957 | 0
22.03. | 22 | 1126.56 |  | 1110.6642 | 0 | 0 | 15.8957 | 0
22.03. | 23 | 1131.0115 |  | 1115.1158 | 0 | 0 | 15.8957 | 0
22.03. | 24 | 1128.7858 |  | 1112.89 | 0 | 0 | 15.8957 | 0
23.03. | 1 | 1126.56 |  | 1110.6642 | 0 | 0 | 15.8957 | 0
23.03. | 2 | 1124.3342 |  | 1108.4384 | 0 | 0 | 15.8957 | 0
23.03. | 3 | 1124.3342 |  | 1108.4384 | 0 | 0 | 15.8957 | 0
23.03. | 4 | 1124.3342 |  | 1108.4384 | 0 | 0 | 15.8957 | 0
23.03. | 5 | 1122.1084 |  | 1106.2127 | 0 | 0 | 15.8957 | 0
23.03. | 6 | 1122.1084 |  | 1106.2127 | 0 | 0 | 15.8957 | 0
23.03. | 7 | 1122.1084 |  | 1106.2127 | 0 | 0 | 15.8957 | 0
23.03. | 8 | 1122.1084 |  | 1106.2127 | 0 | 0 | 15.8957 | 0
23.03. | 9 | 1108.7537 |  | 1092.858 | 0 | 0 | 15.8957 | 0
23.03. | 10 | 1110.9795 |  | 1095.0838 | 0 | 0 | 15.8957 | 0
23.03. | 11 | 1097.6248 |  | 1081.7291 | 0 | 0 | 15.8957 | 0
23.03. | 12 | 1106.5279 |  | 1090.6322 | 0 | 0 | 15.8957 | 0
23.03. | 13 | 1115.4311 |  | 1099.5353 | 0 | 0 | 15.8957 | 0
23.03. | 14 | 1122.1084 |  | 1106.2127 | 0 | 0 | 15.8957 | 0
23.03. | 15 | 1128.7858 |  | 1112.89 | 0 | 0 | 15.8957 | 0
23.03. | 16 | 1133.2373 |  | 1117.3416 | 0 | 0 | 15.8957 | 0
23.03. | 17 | 1133.2373 |  | 1117.3416 | 0 | 0 | 15.8957 | 0
23.03. | 18 | 1135.4631 |  | 1119.5673 | 0 | 0 | 15.8957 | 0
23.03. | 19 | 1135.4631 |  | 1119.5673 | 0 | 0 | 15.8957 | 0
23.03. | 20 | 1135.4631 |  | 1119.5673 | 0 | 0 | 15.8957 | 0
23.03. | 21 | 1139.9146 |  | 1124.0189 | 0 | 0 | 15.8957 | 0
23.03. | 22 | 1139.9146 |  | 1124.0189 | 0 | 0 | 15.8957 | 0
23.03. | 23 | 1142.1404 |  | 1126.2447 | 0 | 0 | 15.8957 | 0
23.03. | 24 | 1142.1404 |  | 1126.2447 | 0 | 0 | 15.8957 | 0
24.03. | 1 | 1142.1404 |  | 1126.2447 | 0 | 0 | 15.8957 | 0
24.03. | 2 | 1142.1404 |  | 1126.2447 | 0 | 0 | 15.8957 | 0
24.03. | 3 | 1142.1404 |  | 1126.2447 | 0 | 0 | 15.8957 | 0
24.03. | 4 | 1142.1404 |  | 1126.2447 | 0 | 0 | 15.8957 | 0
24.03. | 5 | 1142.1404 |  | 1126.2447 | 0 | 0 | 15.8957 | 0
24.03. | 6 | 1142.1404 |  | 1126.2447 | 0 | 0 | 15.8957 | 0
24.03. | 7 | 1142.1404 |  | 1126.2447 | 0 | 0 | 15.8957 | 0
24.03. | 8 | 1142.1404 |  | 1126.2447 | 0 | 0 | 15.8957 | 0
24.03. | 9 | 1142.1404 |  | 1126.2447 | 0 | 0 | 15.8957 | 0
24.03. | 10 | 1142.1404 |  | 1126.2447 | 0 | 0 | 15.8957 | 0
24.03. | 11 | 1142.1404 |  | 1126.2447 | 0 | 0 | 15.8957 | 0
24.03. | 12 | 1139.9146 |  | 1124.0189 | 0 | 0 | 15.8957 | 0
24.03. | 13 | 1139.9146 |  | 1124.0189 | 0 | 0 | 15.8957 | 0
24.03. | 14 | 1139.9146 |  | 1124.0189 | 0 | 0 | 15.8957 | 0
24.03. | 15 | 1139.9146 |  | 1124.0189 | 0 | 0 | 15.8957 | 0
24.03. | 16 | 1142.1404 |  | 1126.2447 | 0 | 0 | 15.8957 | 0
24.03. | 17 | 1142.1404 |  | 1126.2447 | 0 | 0 | 15.8957 | 0
24.03. | 18 | 1142.1404 |  | 1126.2447 | 0 | 0 | 15.8957 | 0
24.03. | 19 | 1142.1404 |  | 1126.2447 | 0 | 0 | 15.8957 | 0
24.03. | 20 | 1142.1404 |  | 1126.2447 | 0 | 0 | 15.8957 | 0
24.03. | 21 | 1142.1404 |  | 1126.2447 | 0 | 0 | 15.8957 | 0
24.03. | 22 | 1142.1404 |  | 1126.2447 | 0 | 0 | 15.8957 | 0
24.03. | 23 | 1146.592 |  | 1130.6962 | 0 | 0 | 15.8957 | 0
24.03. | 24 | 1148.8178 |  | 1132.922 | 0 | 0 | 15.8957 | 0
25.03. | 1 | 1151.0436 |  | 1135.1478 | 0 | 0 | 15.8957 | 0
25.03. | 2 | 1151.0436 |  | 1135.1478 | 0 | 0 | 15.8957 | 0
25.03. | 3 | 1151.0436 |  | 1135.1478 | 0 | 0 | 15.8957 | 0
25.03. | 4 | 1151.0436 |  | 1135.1478 | 0 | 0 | 15.8957 | 0
25.03. | 5 | 1148.8178 |  | 1132.922 | 0 | 0 | 15.8957 | 0
25.03. | 6 | 1148.8178 |  | 1132.922 | 0 | 0 | 15.8957 | 0
25.03. | 7 | 1146.592 |  | 1130.6962 | 0 | 0 | 15.8957 | 0
25.03. | 8 | 1144.3662 |  | 1128.4705 | 0 | 0 | 15.8957 | 0
25.03. | 9 | 1142.1404 |  | 1126.2447 | 0 | 0 | 15.8957 | 0
25.03. | 10 | 1142.1404 |  | 1126.2447 | 0 | 0 | 15.8957 | 0
25.03. | 11 | 1142.1404 |  | 1126.2447 | 0 | 0 | 15.8957 | 0
25.03. | 12 | 1142.1404 |  | 1126.2447 | 0 | 0 | 15.8957 | 0
25.03. | 13 | 1142.1404 |  | 1126.2447 | 0 | 0 | 15.8957 | 0
25.03. | 14 | 1142.1404 |  | 1126.2447 | 0 | 0 | 15.8957 | 0
25.03. | 15 | 1142.1404 |  | 1126.2447 | 0 | 0 | 15.8957 | 0
25.03. | 16 | 1142.1404 |  | 1126.2447 | 0 | 0 | 15.8957 | 0
25.03. | 17 | 1142.1404 |  | 1126.2447 | 0 | 0 | 15.8957 | 0
25.03. | 18 | 1142.1404 |  | 1126.2447 | 0 | 0 | 15.8957 | 0
25.03. | 19 | 1142.1404 |  | 1126.2447 | 0 | 0 | 15.8957 | 0
25.03. | 20 | 1142.1404 |  | 1126.2447 | 0 | 0 | 15.8957 | 0
25.03. | 21 | 1144.3662 |  | 1128.4705 | 0 | 0 | 15.8957 | 0
25.03. | 22 | 1146.592 |  | 1130.6962 | 0 | 0 | 15.8957 | 0
25.03. | 23 | 1148.8178 |  | 1132.922 | 0 | 0 | 15.8957 | 0
25.03. | 24 | 1146.592 |  | 1130.6962 | 0 | 0 | 15.8957 | 0
26.03. | 1 | 1146.592 |  | 1130.6962 | 0 | 0 | 15.8957 | 0
26.03. | 2 | 1146.592 |  | 1130.6962 | 0 | 0 | 15.8957 | 0
26.03. | 3 | 1146.592 |  | 1130.6962 | 0 | 0 | 15.8957 | 0
26.03. | 4 | 1148.8178 |  | 1132.922 | 0 | 0 | 15.8957 | 0
26.03. | 5 | 1148.8178 |  | 1132.922 | 0 | 0 | 15.8957 | 0
26.03. | 6 | 1146.592 |  | 1130.6962 | 0 | 0 | 15.8957 | 0
26.03. | 7 | 1144.3662 |  | 1128.4705 | 0 | 0 | 15.8957 | 0
26.03. | 8 | 1142.1404 |  | 1126.2447 | 0 | 0 | 15.8957 | 0
26.03. | 9 | 1142.1404 |  | 1126.2447 | 0 | 0 | 15.8957 | 0
26.03. | 10 | 1142.1404 |  | 1126.2447 | 0 | 0 | 15.8957 | 0
26.03. | 11 | 1139.9146 |  | 1124.0189 | 0 | 0 | 15.8957 | 0
26.03. | 12 | 1137.6889 |  | 1121.7931 | 0 | 0 | 15.8957 | 0
26.03. | 13 | 1135.4631 |  | 1119.5673 | 0 | 0 | 15.8957 | 0
26.03. | 14 | 1133.2373 |  | 1117.3416 | 0 | 0 | 15.8957 | 0
26.03. | 15 | 1128.7858 |  | 1112.89 | 0 | 0 | 15.8957 | 0
26.03. | 16 | 1133.2373 |  | 1117.3416 | 0 | 0 | 15.8957 | 0
26.03. | 17 | 1137.6889 |  | 1121.7931 | 0 | 0 | 15.8957 | 0
26.03. | 18 | 1142.1404 |  | 1126.2447 | 0 | 0 | 15.8957 | 0
26.03. | 19 | 1142.1404 |  | 1126.2447 | 0 | 0 | 15.8957 | 0
26.03. | 20 | 1142.1404 |  | 1126.2447 | 0 | 0 | 15.8957 | 0
26.03. | 21 | 1142.1404 |  | 1126.2447 | 0 | 0 | 15.8957 | 0
26.03. | 22 | 1142.1404 |  | 1126.2447 | 0 | 0 | 15.8957 | 0
26.03. | 23 | 1142.1404 |  | 1126.2447 | 0 | 0 | 15.8957 | 0
26.03. | 24 | 1142.1404 |  | 1126.2447 | 0 | 0 | 15.8957 | 0
27.03. | 1 | 1142.1404 |  | 1126.2447 | 0 | 0 | 15.8957 | 0
27.03. | 2 | 1142.1404 |  | 1126.2447 | 0 | 0 | 15.8957 | 0
27.03. | 3 | 1142.1404 |  | 1126.2447 | 0 | 0 | 15.8957 | 0
27.03. | 4 | 1142.1404 |  | 1126.2447 | 0 | 0 | 15.8957 | 0
27.03. | 5 | 1142.1404 |  | 1126.2447 | 0 | 0 | 15.8957 | 0
27.03. | 6 | 1142.1404 |  | 1126.2447 | 0 | 0 | 15.8957 | 0
27.03. | 7 | 1142.1404 |  | 1126.2447 | 0 | 0 | 15.8957 | 0
27.03. | 8 | 1139.9146 |  | 1124.0189 | 0 | 0 | 15.8957 | 0
27.03. | 9 | 1135.4631 |  | 1119.5673 | 0 | 0 | 15.8957 | 0
27.03. | 10 | 1131.0115 |  | 1115.1158 | 0 | 0 | 15.8957 | 0
27.03. | 11 | 1106.5279 |  | 1090.6322 | 0 | 0 | 15.8957 | 0
27.03. | 12 | 1093.1733 |  | 1077.2775 | 0 | 0 | 15.8957 | 0
27.03. | 13 | 1079.8186 |  | 1063.9228 | 0 | 0 | 15.8957 | 0
27.03. | 14 | 1068.6897 |  | 1052.7939 | 0 | 0 | 15.8957 | 0
27.03. | 15 | 1057.5608 |  | 1041.665 | 0 | 0 | 15.8957 | 0
27.03. | 16 | 1057.5608 |  | 1041.665 | 0 | 0 | 15.8957 | 0
27.03. | 17 | 1055.335 |  | 1039.4393 | 0 | 0 | 15.8957 | 0
27.03. | 18 | 1082.0444 |  | 1066.1486 | 0 | 0 | 15.8957 | 0
27.03. | 19 | 1097.6248 |  | 1081.7291 | 0 | 0 | 15.8957 | 0
27.03. | 20 | 1104.3022 |  | 1088.4064 | 0 | 0 | 15.8957 | 0
27.03. | 21 | 1119.8826 |  | 1103.9869 | 0 | 0 | 15.8957 | 0
27.03. | 22 | 1124.3342 |  | 1108.4384 | 0 | 0 | 15.8957 | 0
27.03. | 23 | 1131.0115 |  | 1115.1158 | 0 | 0 | 15.8957 | 0
27.03. | 24 | 1133.2373 |  | 1117.3416 | 0 | 0 | 15.8957 | 0
28.03. | 1 | 1137.6889 |  | 1121.7931 | 0 | 0 | 15.8957 | 0
28.03. | 2 | 1137.6889 |  | 1121.7931 | 0 | 0 | 15.8957 | 0
28.03. | 3 | 1139.9146 |  | 1124.0189 | 0 | 0 | 15.8957 | 0
28.03. | 4 | 1139.9146 |  | 1124.0189 | 0 | 0 | 15.8957 | 0
28.03. | 5 | 1139.9146 |  | 1124.0189 | 0 | 0 | 15.8957 | 0
28.03. | 6 | 1137.6889 |  | 1121.7931 | 0 | 0 | 15.8957 | 0
28.03. | 7 | 1131.0115 |  | 1115.1158 | 0 | 0 | 15.8957 | 0
28.03. | 8 | 1115.4311 |  | 1099.5353 | 0 | 0 | 15.8957 | 0
28.03. | 9 | 1055.335 |  | 1039.4393 | 0 | 0 | 15.8957 | 0
28.03. | 10 | 1017.4968 |  | 1001.601 | 0 | 0 | 15.8957 | 0
28.03. | 11 | 970.7554 |  | 954.8596 | 0 | 0 | 15.8957 | 0
28.03. | 12 | 964.078 |  | 948.1823 | 0 | 0 | 15.8957 | 0
28.03. | 13 | 964.078 |  | 948.1823 | 0 | 0 | 15.8957 | 0
28.03. | 14 | 964.078 |  | 948.1823 | 0 | 0 | 15.8957 | 0
28.03. | 15 | 964.078 |  | 948.1823 | 0 | 0 | 15.8957 | 0
28.03. | 16 | 964.078 |  | 948.1823 | 0 | 0 | 15.8957 | 0
28.03. | 17 | 964.078 |  | 948.1823 | 0 | 0 | 15.8957 | 0
28.03. | 18 | 979.6585 |  | 963.7627 | 0 | 0 | 15.8957 | 0
28.03. | 19 | 1001.9163 |  | 986.0205 | 0 | 0 | 15.8957 | 0
28.03. | 20 | 1017.4968 |  | 1001.601 | 0 | 0 | 15.8957 | 0
28.03. | 21 | 1041.9803 |  | 1026.0846 | 0 | 0 | 15.8957 | 0
28.03. | 22 | 1053.1092 |  | 1037.2135 | 0 | 0 | 15.8957 | 0
28.03. | 23 | 1070.9155 |  | 1055.0197 | 0 | 0 | 15.8957 | 0
28.03. | 24 | 1075.367 |  | 1059.4713 | 0 | 0 | 15.8957 | 0
29.03. | 1 | 1082.0444 |  | 1066.1486 | 0 | 0 | 15.8957 | 0
29.03. | 2 | 1084.2702 |  | 1068.3744 | 0 | 0 | 15.8957 | 0
29.03. | 3 | 1088.7217 |  | 1072.826 | 0 | 0 | 15.8957 | 0
29.03. | 4 | 1088.7217 |  | 1072.826 | 0 | 0 | 15.8957 | 0
29.03. | 5 | 1084.2702 |  | 1068.3744 | 0 | 0 | 15.8957 | 0
29.03. | 6 | 1082.0444 |  | 1066.1486 | 0 | 0 | 15.8957 | 0
29.03. | 7 | 1075.367 |  | 1059.4713 | 0 | 0 | 15.8957 | 0
29.03. | 8 | 1075.367 |  | 1059.4713 | 0 | 0 | 15.8957 | 0
29.03. | 9 | 1044.2061 |  | 1028.3104 | 0 | 0 | 15.8957 | 0
29.03. | 10 | 1039.7546 |  | 1023.8588 | 0 | 0 | 15.8957 | 0
29.03. | 11 | 1008.5936 |  | 992.6979 | 0 | 0 | 15.8957 | 0
29.03. | 12 | 1004.1421 |  | 988.2463 | 0 | 0 | 15.8957 | 0
29.03. | 13 | 1001.9163 |  | 986.0205 | 0 | 0 | 15.8957 | 0
29.03. | 14 | 999.6905 |  | 983.7948 | 0 | 0 | 15.8957 | 0
29.03. | 15 | 997.4647 |  | 981.569 | 0 | 0 | 15.8957 | 0
29.03. | 16 | 990.7874 |  | 974.8916 | 0 | 0 | 15.8957 | 0
29.03. | 17 | 977.4327 |  | 961.537 | 0 | 0 | 15.8957 | 0
29.03. | 18 | 986.3358 |  | 970.4401 | 0 | 0 | 15.8957 | 0
29.03. | 19 | 986.3358 |  | 970.4401 | 0 | 0 | 15.8957 | 0
29.03. | 20 | 986.3358 |  | 970.4401 | 0 | 0 | 15.8957 | 0
29.03. | 21 | 1001.9163 |  | 986.0205 | 0 | 0 | 15.8957 | 0
29.03. | 22 | 1010.8194 |  | 994.9237 | 0 | 0 | 15.8957 | 0
29.03. | 23 | 1026.3999 |  | 1010.5041 | 0 | 0 | 15.8957 | 0
29.03. | 24 | 1030.8514 |  | 1014.9557 | 0 | 0 | 15.8957 | 0
30.03. | 1 | 1035.303 |  | 1019.4072 | 0 | 0 | 15.8957 | 0
30.03. | 2 | 1039.7546 |  | 1023.8588 | 0 | 0 | 15.8957 | 0
30.03. | 3 | 1050.8835 |  | 1034.9877 | 0 | 0 | 15.8957 | 0
30.03. | 4 | 1057.5608 |  | 1041.665 | 0 | 0 | 15.8957 | 0
30.03. | 5 | 1059.7866 |  | 1043.8908 | 0 | 0 | 15.8957 | 0
30.03. | 6 | 1059.7866 |  | 1043.8908 | 0 | 0 | 15.8957 | 0
30.03. | 7 | 1055.335 |  | 1039.4393 | 0 | 0 | 15.8957 | 0
30.03. | 8 | 1059.7866 |  | 1043.8908 | 0 | 0 | 15.8957 | 0
30.03. | 9 | 1026.3999 |  | 1010.5041 | 0 | 0 | 15.8957 | 0
30.03. | 10 | 1021.9483 |  | 1006.0526 | 0 | 0 | 15.8957 | 0
30.03. | 11 | 990.7874 |  | 974.8916 | 0 | 0 | 15.8957 | 0
30.03. | 12 | 988.5616 |  | 972.6659 | 0 | 0 | 15.8957 | 0
30.03. | 13 | 988.5616 |  | 972.6659 | 0 | 0 | 15.8957 | 0
30.03. | 14 | 988.5616 |  | 972.6659 | 0 | 0 | 15.8957 | 0
30.03. | 15 | 986.3358 |  | 970.4401 | 0 | 0 | 15.8957 | 0
30.03. | 16 | 984.1101 |  | 968.2143 | 0 | 0 | 15.8957 | 0
30.03. | 17 | 981.8843 |  | 965.9885 | 0 | 0 | 15.8957 | 0
30.03. | 18 | 1004.1421 |  | 988.2463 | 0 | 0 | 15.8957 | 0
30.03. | 19 | 1019.7225 |  | 1003.8268 | 0 | 0 | 15.8957 | 0
30.03. | 20 | 1028.6256 |  | 1012.7299 | 0 | 0 | 15.8957 | 0
30.03. | 21 | 1053.1092 |  | 1037.2135 | 0 | 0 | 15.8957 | 0
30.03. | 22 | 1062.0123 |  | 1046.1166 | 0 | 0 | 15.8957 | 0
30.03. | 23 | 1077.5928 |  | 1061.6971 | 0 | 0 | 15.8957 | 0
30.03. | 24 | 1082.0444 |  | 1066.1486 | 0 | 0 | 15.8957 | 0
31.03. | 1 | 1088.7217 |  | 1072.826 | 0 | 0 | 15.8957 | 0
31.03. | 2 | 1088.7217 |  | 1072.826 | 0 | 0 | 15.8957 | 0
31.03. | 3 | 1097.6248 |  | 1081.7291 | 0 | 0 | 15.8957 | 0
31.03. | 4 | 1099.8506 |  | 1083.9549 | 0 | 0 | 15.8957 | 0
31.03. | 5 | 1095.399 |  | 1079.5033 | 0 | 0 | 15.8957 | 0
31.03. | 6 | 1086.4959 |  | 1070.6002 | 0 | 0 | 15.8957 | 0
31.03. | 7 | 1073.1412 |  | 1057.2455 | 0 | 0 | 15.8957 | 0
31.03. | 8 | 1059.7866 |  | 1043.8908 | 0 | 0 | 15.8957 | 0
31.03. | 9 | 1017.4968 |  | 1001.601 | 0 | 0 | 15.8957 | 0
31.03. | 10 | 1004.1421 |  | 988.2463 | 0 | 0 | 15.8957 | 0
31.03. | 11 | 975.2069 |  | 959.3112 | 0 | 0 | 15.8957 | 0
31.03. | 12 | 968.5296 |  | 952.6338 | 0 | 0 | 15.8957 | 0
31.03. | 13 | 966.3038 |  | 950.4081 | 0 | 0 | 15.8957 | 0
31.03. | 14 | 964.078 |  | 948.1823 | 0 | 0 | 15.8957 | 0
31.03. | 15 | 964.078 |  | 948.1823 | 0 | 0 | 15.8957 | 0
31.03. | 16 | 964.078 |  | 948.1823 | 0 | 0 | 15.8957 | 0
31.03. | 17 | 964.078 |  | 948.1823 | 0 | 0 | 15.8957 | 0
31.03. | 18 | 988.5616 |  | 972.6659 | 0 | 0 | 15.8957 | 0
31.03. | 19 | 1026.3999 |  | 1010.5041 | 0 | 0 | 15.8957 | 0
31.03. | 20 | 1050.8835 |  | 1034.9877 | 0 | 0 | 15.8957 | 0
31.03. | 21 | 1075.367 |  | 1059.4713 | 0 | 0 | 15.8957 | 0
31.03. | 22 | 1086.4959 |  | 1070.6002 | 0 | 0 | 15.8957 | 0
31.03. | 23 | 1102.0764 |  | 1086.1806 | 0 | 0 | 15.8957 | 0
31.03. | 24 | 1108.7537 |  | 1092.858 | 0 | 0 | 15.8957 | 0
01.04. | 1 | 947.7525 |  | 930.376 | 0 | 0 | 17.3764 | 0
01.04. | 2 | 952.204 |  | 934.8276 | 0 | 0 | 17.3764 | 0
01.04. | 3 | 961.1072 |  | 943.7307 | 0 | 0 | 17.3764 | 0
01.04. | 4 | 963.3329 |  | 945.9565 | 0 | 0 | 17.3764 | 0
01.04. | 5 | 965.5587 |  | 948.1823 | 0 | 0 | 17.3764 | 0
01.04. | 6 | 952.204 |  | 934.8276 | 0 | 0 | 17.3764 | 0
01.04. | 7 | 925.4947 |  | 908.1182 | 0 | 0 | 17.3764 | 0
01.04. | 8 | 894.3338 |  | 876.9573 | 0 | 0 | 17.3764 | 0
01.04. | 9 | 858.7213 |  | 841.3448 | 0 | 0 | 17.3764 | 0
01.04. | 10 | 852.0439 |  | 834.6675 | 0 | 0 | 17.3764 | 0
01.04. | 11 | 838.6893 |  | 821.3128 | 0 | 0 | 17.3764 | 0
01.04. | 12 | 825.3346 |  | 807.9581 | 0 | 0 | 17.3764 | 0
01.04. | 13 | 805.3026 |  | 787.9261 | 0 | 0 | 17.3764 | 0
01.04. | 14 | 789.7221 |  | 772.3457 | 0 | 0 | 17.3764 | 0
01.04. | 15 | 778.5932 |  | 761.2168 | 0 | 0 | 17.3764 | 0
01.04. | 16 | 787.4963 |  | 770.1199 | 0 | 0 | 17.3764 | 0
01.04. | 17 | 809.7541 |  | 792.3777 | 0 | 0 | 17.3764 | 0
01.04. | 18 | 843.1408 |  | 825.7644 | 0 | 0 | 17.3764 | 0
01.04. | 19 | 852.0439 |  | 834.6675 | 0 | 0 | 17.3764 | 0
01.04. | 20 | 856.4955 |  | 839.1191 | 0 | 0 | 17.3764 | 0
01.04. | 21 | 860.9471 |  | 843.5706 | 0 | 0 | 17.3764 | 0
01.04. | 22 | 863.1728 |  | 845.7964 | 0 | 0 | 17.3764 | 0
01.04. | 23 | 872.076 |  | 854.6995 | 0 | 0 | 17.3764 | 0
01.04. | 24 | 876.5275 |  | 859.1511 | 0 | 0 | 17.3764 | 0
02.04. | 1 | 883.2049 |  | 865.8284 | 0 | 0 | 17.3764 | 0
02.04. | 2 | 887.6564 |  | 870.28 | 0 | 0 | 17.3764 | 0
02.04. | 3 | 896.5596 |  | 879.1831 | 0 | 0 | 17.3764 | 0
02.04. | 4 | 901.0111 |  | 883.6347 | 0 | 0 | 17.3764 | 0
02.04. | 5 | 903.2369 |  | 885.8604 | 0 | 0 | 17.3764 | 0
02.04. | 6 | 894.3338 |  | 876.9573 | 0 | 0 | 17.3764 | 0
02.04. | 7 | 878.7533 |  | 861.3769 | 0 | 0 | 17.3764 | 0
02.04. | 8 | 863.1728 |  | 845.7964 | 0 | 0 | 17.3764 | 0
02.04. | 9 | 849.8182 |  | 832.4417 | 0 | 0 | 17.3764 | 0
02.04. | 10 | 840.915 |  | 823.5386 | 0 | 0 | 17.3764 | 0
02.04. | 11 | 818.6572 |  | 801.2808 | 0 | 0 | 17.3764 | 0
02.04. | 12 | 814.2057 |  | 796.8292 | 0 | 0 | 17.3764 | 0
02.04. | 13 | 809.7541 |  | 792.3777 | 0 | 0 | 17.3764 | 0
02.04. | 14 | 803.0768 |  | 785.7003 | 0 | 0 | 17.3764 | 0
02.04. | 15 | 798.6252 |  | 781.2488 | 0 | 0 | 17.3764 | 0
02.04. | 16 | 807.5284 |  | 790.1519 | 0 | 0 | 17.3764 | 0
02.04. | 17 | 823.1088 |  | 805.7324 | 0 | 0 | 17.3764 | 0
02.04. | 18 | 847.5924 |  | 830.2159 | 0 | 0 | 17.3764 | 0
02.04. | 19 | 854.2697 |  | 836.8933 | 0 | 0 | 17.3764 | 0
02.04. | 20 | 858.7213 |  | 841.3448 | 0 | 0 | 17.3764 | 0
02.04. | 21 | 867.6244 |  | 850.248 | 0 | 0 | 17.3764 | 0
02.04. | 22 | 872.076 |  | 854.6995 | 0 | 0 | 17.3764 | 0
02.04. | 23 | 887.6564 |  | 870.28 | 0 | 0 | 17.3764 | 0
02.04. | 24 | 894.3338 |  | 876.9573 | 0 | 0 | 17.3764 | 0
03.04. | 1 | 905.4627 |  | 888.0862 | 0 | 0 | 17.3764 | 0
03.04. | 2 | 914.3658 |  | 896.9893 | 0 | 0 | 17.3764 | 0
03.04. | 3 | 929.9462 |  | 912.5698 | 0 | 0 | 17.3764 | 0
03.04. | 4 | 934.3978 |  | 917.0214 | 0 | 0 | 17.3764 | 0
03.04. | 5 | 934.3978 |  | 917.0214 | 0 | 0 | 17.3764 | 0
03.04. | 6 | 916.5916 |  | 899.2151 | 0 | 0 | 17.3764 | 0
03.04. | 7 | 894.3338 |  | 876.9573 | 0 | 0 | 17.3764 | 0
03.04. | 8 | 874.3018 |  | 856.9253 | 0 | 0 | 17.3764 | 0
03.04. | 9 | 854.2697 |  | 836.8933 | 0 | 0 | 17.3764 | 0
03.04. | 10 | 849.8182 |  | 832.4417 | 0 | 0 | 17.3764 | 0
03.04. | 11 | 843.1408 |  | 825.7644 | 0 | 0 | 17.3764 | 0
03.04. | 12 | 838.6893 |  | 821.3128 | 0 | 0 | 17.3764 | 0
03.04. | 13 | 834.2377 |  | 816.8613 | 0 | 0 | 17.3764 | 0
03.04. | 14 | 827.5604 |  | 810.1839 | 0 | 0 | 17.3764 | 0
03.04. | 15 | 818.6572 |  | 801.2808 | 0 | 0 | 17.3764 | 0
03.04. | 16 | 823.1088 |  | 805.7324 | 0 | 0 | 17.3764 | 0
03.04. | 17 | 834.2377 |  | 816.8613 | 0 | 0 | 17.3764 | 0
03.04. | 18 | 849.8182 |  | 832.4417 | 0 | 0 | 17.3764 | 0
03.04. | 19 | 856.4955 |  | 839.1191 | 0 | 0 | 17.3764 | 0
03.04. | 20 | 860.9471 |  | 843.5706 | 0 | 0 | 17.3764 | 0
03.04. | 21 | 869.8502 |  | 852.4737 | 0 | 0 | 17.3764 | 0
03.04. | 22 | 874.3018 |  | 856.9253 | 0 | 0 | 17.3764 | 0
03.04. | 23 | 885.4307 |  | 868.0542 | 0 | 0 | 17.3764 | 0
03.04. | 24 | 889.8822 |  | 872.5058 | 0 | 0 | 17.3764 | 0
04.04. | 1 | 894.3338 |  | 876.9573 | 0 | 0 | 17.3764 | 0
04.04. | 2 | 901.0111 |  | 883.6347 | 0 | 0 | 17.3764 | 0
04.04. | 3 | 909.9142 |  | 892.5378 | 0 | 0 | 17.3764 | 0
04.04. | 4 | 914.3658 |  | 896.9893 | 0 | 0 | 17.3764 | 0
04.04. | 5 | 912.14 |  | 894.7636 | 0 | 0 | 17.3764 | 0
04.04. | 6 | 896.5596 |  | 879.1831 | 0 | 0 | 17.3764 | 0
04.04. | 7 | 874.3018 |  | 856.9253 | 0 | 0 | 17.3764 | 0
04.04. | 8 | 858.7213 |  | 841.3448 | 0 | 0 | 17.3764 | 0
04.04. | 9 | 838.6893 |  | 821.3128 | 0 | 0 | 17.3764 | 0
04.04. | 10 | 811.9799 |  | 794.6035 | 0 | 0 | 17.3764 | 0
04.04. | 11 | 742.9807 |  | 725.6043 | 0 | 0 | 17.3764 | 0
04.04. | 12 | 727.4003 |  | 710.0238 | 0 | 0 | 17.3764 | 0
04.04. | 13 | 720.7229 |  | 703.3465 | 0 | 0 | 17.3764 | 0
04.04. | 14 | 720.7229 |  | 703.3465 | 0 | 0 | 17.3764 | 0
04.04. | 15 | 720.7229 |  | 703.3465 | 0 | 0 | 17.3764 | 0
04.04. | 16 | 720.7229 |  | 703.3465 | 0 | 0 | 17.3764 | 0
04.04. | 17 | 740.755 |  | 723.3785 | 0 | 0 | 17.3764 | 0
04.04. | 18 | 820.883 |  | 803.5066 | 0 | 0 | 17.3764 | 0
04.04. | 19 | 845.3666 |  | 827.9902 | 0 | 0 | 17.3764 | 0
04.04. | 20 | 849.8182 |  | 832.4417 | 0 | 0 | 17.3764 | 0
04.04. | 21 | 854.2697 |  | 836.8933 | 0 | 0 | 17.3764 | 0
04.04. | 22 | 856.4955 |  | 839.1191 | 0 | 0 | 17.3764 | 0
04.04. | 23 | 865.3986 |  | 848.0222 | 0 | 0 | 17.3764 | 0
04.04. | 24 | 867.6244 |  | 850.248 | 0 | 0 | 17.3764 | 0
05.04. | 1 | 872.076 |  | 854.6995 | 0 | 0 | 17.3764 | 0
05.04. | 2 | 876.5275 |  | 859.1511 | 0 | 0 | 17.3764 | 0
05.04. | 3 | 883.2049 |  | 865.8284 | 0 | 0 | 17.3764 | 0
05.04. | 4 | 883.2049 |  | 865.8284 | 0 | 0 | 17.3764 | 0
05.04. | 5 | 883.2049 |  | 865.8284 | 0 | 0 | 17.3764 | 0
05.04. | 6 | 874.3018 |  | 856.9253 | 0 | 0 | 17.3764 | 0
05.04. | 7 | 863.1728 |  | 845.7964 | 0 | 0 | 17.3764 | 0
05.04. | 8 | 854.2697 |  | 836.8933 | 0 | 0 | 17.3764 | 0
05.04. | 9 | 840.915 |  | 823.5386 | 0 | 0 | 17.3764 | 0
05.04. | 10 | 823.1088 |  | 805.7324 | 0 | 0 | 17.3764 | 0
05.04. | 11 | 780.819 |  | 763.4425 | 0 | 0 | 17.3764 | 0
05.04. | 12 | 769.6901 |  | 752.3136 | 0 | 0 | 17.3764 | 0
05.04. | 13 | 765.2385 |  | 747.8621 | 0 | 0 | 17.3764 | 0
05.04. | 14 | 767.4643 |  | 750.0879 | 0 | 0 | 17.3764 | 0
05.04. | 15 | 776.3674 |  | 758.991 | 0 | 0 | 17.3764 | 0
05.04. | 16 | 789.7221 |  | 772.3457 | 0 | 0 | 17.3764 | 0
05.04. | 17 | 805.3026 |  | 787.9261 | 0 | 0 | 17.3764 | 0
05.04. | 18 | 836.4635 |  | 819.087 | 0 | 0 | 17.3764 | 0
05.04. | 19 | 847.5924 |  | 830.2159 | 0 | 0 | 17.3764 | 0
05.04. | 20 | 849.8182 |  | 832.4417 | 0 | 0 | 17.3764 | 0
05.04. | 21 | 854.2697 |  | 836.8933 | 0 | 0 | 17.3764 | 0
05.04. | 22 | 856.4955 |  | 839.1191 | 0 | 0 | 17.3764 | 0
05.04. | 23 | 865.3986 |  | 848.0222 | 0 | 0 | 17.3764 | 0
05.04. | 24 | 869.8502 |  | 852.4737 | 0 | 0 | 17.3764 | 0
06.04. | 1 | 876.5275 |  | 859.1511 | 0 | 0 | 17.3764 | 0
06.04. | 2 | 880.9791 |  | 863.6026 | 0 | 0 | 17.3764 | 0
06.04. | 3 | 892.108 |  | 874.7315 | 0 | 0 | 17.3764 | 0
06.04. | 4 | 896.5596 |  | 879.1831 | 0 | 0 | 17.3764 | 0
06.04. | 5 | 896.5596 |  | 879.1831 | 0 | 0 | 17.3764 | 0
06.04. | 6 | 887.6564 |  | 870.28 | 0 | 0 | 17.3764 | 0
06.04. | 7 | 876.5275 |  | 859.1511 | 0 | 0 | 17.3764 | 0
06.04. | 8 | 867.6244 |  | 850.248 | 0 | 0 | 17.3764 | 0
06.04. | 9 | 854.2697 |  | 836.8933 | 0 | 0 | 17.3764 | 0
06.04. | 10 | 852.0439 |  | 834.6675 | 0 | 0 | 17.3764 | 0
06.04. | 11 | 845.3666 |  | 827.9902 | 0 | 0 | 17.3764 | 0
06.04. | 12 | 845.3666 |  | 827.9902 | 0 | 0 | 17.3764 | 0
06.04. | 13 | 845.3666 |  | 827.9902 | 0 | 0 | 17.3764 | 0
06.04. | 14 | 845.3666 |  | 827.9902 | 0 | 0 | 17.3764 | 0
06.04. | 15 | 847.5924 |  | 830.2159 | 0 | 0 | 17.3764 | 0
06.04. | 16 | 849.8182 |  | 832.4417 | 0 | 0 | 17.3764 | 0
06.04. | 17 | 849.8182 |  | 832.4417 | 0 | 0 | 17.3764 | 0
06.04. | 18 | 854.2697 |  | 836.8933 | 0 | 0 | 17.3764 | 0
06.04. | 19 | 860.9471 |  | 843.5706 | 0 | 0 | 17.3764 | 0
06.04. | 20 | 863.1728 |  | 845.7964 | 0 | 0 | 17.3764 | 0
06.04. | 21 | 872.076 |  | 854.6995 | 0 | 0 | 17.3764 | 0
06.04. | 22 | 874.3018 |  | 856.9253 | 0 | 0 | 17.3764 | 0
06.04. | 23 | 885.4307 |  | 868.0542 | 0 | 0 | 17.3764 | 0
06.04. | 24 | 889.8822 |  | 872.5058 | 0 | 0 | 17.3764 | 0
07.04. | 1 | 894.3338 |  | 876.9573 | 0 | 0 | 17.3764 | 0
07.04. | 2 | 896.5596 |  | 879.1831 | 0 | 0 | 17.3764 | 0
07.04. | 3 | 901.0111 |  | 883.6347 | 0 | 0 | 17.3764 | 0
07.04. | 4 | 905.4627 |  | 888.0862 | 0 | 0 | 17.3764 | 0
07.04. | 5 | 909.9142 |  | 892.5378 | 0 | 0 | 17.3764 | 0
07.04. | 6 | 907.6885 |  | 890.312 | 0 | 0 | 17.3764 | 0
07.04. | 7 | 901.0111 |  | 883.6347 | 0 | 0 | 17.3764 | 0
07.04. | 8 | 896.5596 |  | 879.1831 | 0 | 0 | 17.3764 | 0
07.04. | 9 | 874.3018 |  | 856.9253 | 0 | 0 | 17.3764 | 0
07.04. | 10 | 872.076 |  | 854.6995 | 0 | 0 | 17.3764 | 0
07.04. | 11 | 860.9471 |  | 843.5706 | 0 | 0 | 17.3764 | 0
07.04. | 12 | 860.9471 |  | 843.5706 | 0 | 0 | 17.3764 | 0
07.04. | 13 | 858.7213 |  | 841.3448 | 0 | 0 | 17.3764 | 0
07.04. | 14 | 860.9471 |  | 843.5706 | 0 | 0 | 17.3764 | 0
07.04. | 15 | 860.9471 |  | 843.5706 | 0 | 0 | 17.3764 | 0
07.04. | 16 | 863.1728 |  | 845.7964 | 0 | 0 | 17.3764 | 0
07.04. | 17 | 863.1728 |  | 845.7964 | 0 | 0 | 17.3764 | 0
07.04. | 18 | 872.076 |  | 854.6995 | 0 | 0 | 17.3764 | 0
07.04. | 19 | 878.7533 |  | 861.3769 | 0 | 0 | 17.3764 | 0
07.04. | 20 | 880.9791 |  | 863.6026 | 0 | 0 | 17.3764 | 0
07.04. | 21 | 896.5596 |  | 879.1831 | 0 | 0 | 17.3764 | 0
07.04. | 22 | 903.2369 |  | 885.8604 | 0 | 0 | 17.3764 | 0
07.04. | 23 | 918.8174 |  | 901.4409 | 0 | 0 | 17.3764 | 0
07.04. | 24 | 923.2689 |  | 905.8925 | 0 | 0 | 17.3764 | 0
08.04. | 1 | 925.4947 |  | 908.1182 | 0 | 0 | 17.3764 | 0
08.04. | 2 | 927.7205 |  | 910.344 | 0 | 0 | 17.3764 | 0
08.04. | 3 | 936.6236 |  | 919.2471 | 0 | 0 | 17.3764 | 0
08.04. | 4 | 943.3009 |  | 925.9245 | 0 | 0 | 17.3764 | 0
08.04. | 5 | 954.4298 |  | 937.0534 | 0 | 0 | 17.3764 | 0
08.04. | 6 | 958.8814 |  | 941.5049 | 0 | 0 | 17.3764 | 0
08.04. | 7 | 956.6556 |  | 939.2792 | 0 | 0 | 17.3764 | 0
08.04. | 8 | 958.8814 |  | 941.5049 | 0 | 0 | 17.3764 | 0
08.04. | 9 | 941.0751 |  | 923.6987 | 0 | 0 | 17.3764 | 0
08.04. | 10 | 938.8494 |  | 921.4729 | 0 | 0 | 17.3764 | 0
08.04. | 11 | 921.0431 |  | 903.6667 | 0 | 0 | 17.3764 | 0
08.04. | 12 | 918.8174 |  | 901.4409 | 0 | 0 | 17.3764 | 0
08.04. | 13 | 916.5916 |  | 899.2151 | 0 | 0 | 17.3764 | 0
08.04. | 14 | 921.0431 |  | 903.6667 | 0 | 0 | 17.3764 | 0
08.04. | 15 | 925.4947 |  | 908.1182 | 0 | 0 | 17.3764 | 0
08.04. | 16 | 932.172 |  | 914.7956 | 0 | 0 | 17.3764 | 0
08.04. | 17 | 932.172 |  | 914.7956 | 0 | 0 | 17.3764 | 0
08.04. | 18 | 938.8494 |  | 921.4729 | 0 | 0 | 17.3764 | 0
08.04. | 19 | 941.0751 |  | 923.6987 | 0 | 0 | 17.3764 | 0
08.04. | 20 | 941.0751 |  | 923.6987 | 0 | 0 | 17.3764 | 0
08.04. | 21 | 956.6556 |  | 939.2792 | 0 | 0 | 17.3764 | 0
08.04. | 22 | 963.3329 |  | 945.9565 | 0 | 0 | 17.3764 | 0
08.04. | 23 | 978.9134 |  | 961.537 | 0 | 0 | 17.3764 | 0
08.04. | 24 | 981.1392 |  | 963.7627 | 0 | 0 | 17.3764 | 0
09.04. | 1 | 983.365 |  | 965.9885 | 0 | 0 | 17.3764 | 0
09.04. | 2 | 985.5908 |  | 968.2143 | 0 | 0 | 17.3764 | 0
09.04. | 3 | 987.8165 |  | 970.4401 | 0 | 0 | 17.3764 | 0
09.04. | 4 | 990.0423 |  | 972.6659 | 0 | 0 | 17.3764 | 0
09.04. | 5 | 994.4939 |  | 977.1174 | 0 | 0 | 17.3764 | 0
09.04. | 6 | 990.0423 |  | 972.6659 | 0 | 0 | 17.3764 | 0
09.04. | 7 | 981.1392 |  | 963.7627 | 0 | 0 | 17.3764 | 0
09.04. | 8 | 974.4618 |  | 957.0854 | 0 | 0 | 17.3764 | 0
09.04. | 9 | 949.9783 |  | 932.6018 | 0 | 0 | 17.3764 | 0
09.04. | 10 | 941.0751 |  | 923.6987 | 0 | 0 | 17.3764 | 0
09.04. | 11 | 918.8174 |  | 901.4409 | 0 | 0 | 17.3764 | 0
09.04. | 12 | 912.14 |  | 894.7636 | 0 | 0 | 17.3764 | 0
09.04. | 13 | 905.4627 |  | 888.0862 | 0 | 0 | 17.3764 | 0
09.04. | 14 | 901.0111 |  | 883.6347 | 0 | 0 | 17.3764 | 0
09.04. | 15 | 896.5596 |  | 879.1831 | 0 | 0 | 17.3764 | 0
09.04. | 16 | 898.7853 |  | 881.4089 | 0 | 0 | 17.3764 | 0
09.04. | 17 | 903.2369 |  | 885.8604 | 0 | 0 | 17.3764 | 0
09.04. | 18 | 921.0431 |  | 903.6667 | 0 | 0 | 17.3764 | 0
09.04. | 19 | 929.9462 |  | 912.5698 | 0 | 0 | 17.3764 | 0
09.04. | 20 | 929.9462 |  | 912.5698 | 0 | 0 | 17.3764 | 0
09.04. | 21 | 943.3009 |  | 925.9245 | 0 | 0 | 17.3764 | 0
09.04. | 22 | 947.7525 |  | 930.376 | 0 | 0 | 17.3764 | 0
09.04. | 23 | 961.1072 |  | 943.7307 | 0 | 0 | 17.3764 | 0
09.04. | 24 | 963.3329 |  | 945.9565 | 0 | 0 | 17.3764 | 0
10.04. | 1 | 967.7845 |  | 950.4081 | 0 | 0 | 17.3764 | 0
10.04. | 2 | 970.0103 |  | 952.6338 | 0 | 0 | 17.3764 | 0
10.04. | 3 | 978.9134 |  | 961.537 | 0 | 0 | 17.3764 | 0
10.04. | 4 | 983.365 |  | 965.9885 | 0 | 0 | 17.3764 | 0
10.04. | 5 | 985.5908 |  | 968.2143 | 0 | 0 | 17.3764 | 0
10.04. | 6 | 978.9134 |  | 961.537 | 0 | 0 | 17.3764 | 0
10.04. | 7 | 965.5587 |  | 948.1823 | 0 | 0 | 17.3764 | 0
10.04. | 8 | 956.6556 |  | 939.2792 | 0 | 0 | 17.3764 | 0
10.04. | 9 | 929.9462 |  | 912.5698 | 0 | 0 | 17.3764 | 0
10.04. | 10 | 918.8174 |  | 901.4409 | 0 | 0 | 17.3764 | 0
10.04. | 11 | 898.7853 |  | 881.4089 | 0 | 0 | 17.3764 | 0
10.04. | 12 | 892.108 |  | 874.7315 | 0 | 0 | 17.3764 | 0
10.04. | 13 | 885.4307 |  | 868.0542 | 0 | 0 | 17.3764 | 0
10.04. | 14 | 880.9791 |  | 863.6026 | 0 | 0 | 17.3764 | 0
10.04. | 15 | 876.5275 |  | 859.1511 | 0 | 0 | 17.3764 | 0
10.04. | 16 | 878.7533 |  | 861.3769 | 0 | 0 | 17.3764 | 0
10.04. | 17 | 885.4307 |  | 868.0542 | 0 | 0 | 17.3764 | 0
10.04. | 18 | 914.3658 |  | 896.9893 | 0 | 0 | 17.3764 | 0
10.04. | 19 | 934.3978 |  | 917.0214 | 0 | 0 | 17.3764 | 0
10.04. | 20 | 947.7525 |  | 930.376 | 0 | 0 | 17.3764 | 0
10.04. | 21 | 965.5587 |  | 948.1823 | 0 | 0 | 17.3764 | 0
10.04. | 22 | 974.4618 |  | 957.0854 | 0 | 0 | 17.3764 | 0
10.04. | 23 | 990.0423 |  | 972.6659 | 0 | 0 | 17.3764 | 0
10.04. | 24 | 996.7197 |  | 979.3432 | 0 | 0 | 17.3764 | 0
11.04. | 1 | 1001.1712 |  | 983.7948 | 0 | 0 | 17.3764 | 0
11.04. | 2 | 1003.397 |  | 986.0205 | 0 | 0 | 17.3764 | 0
11.04. | 3 | 1010.0743 |  | 992.6979 | 0 | 0 | 17.3764 | 0
11.04. | 4 | 1010.0743 |  | 992.6979 | 0 | 0 | 17.3764 | 0
11.04. | 5 | 1007.8486 |  | 990.4721 | 0 | 0 | 17.3764 | 0
11.04. | 6 | 996.7197 |  | 979.3432 | 0 | 0 | 17.3764 | 0
11.04. | 7 | 976.6876 |  | 959.3112 | 0 | 0 | 17.3764 | 0
11.04. | 8 | 949.9783 |  | 932.6018 | 0 | 0 | 17.3764 | 0
11.04. | 9 | 898.7853 |  | 881.4089 | 0 | 0 | 17.3764 | 0
11.04. | 10 | 876.5275 |  | 859.1511 | 0 | 0 | 17.3764 | 0
11.04. | 11 | 860.9471 |  | 843.5706 | 0 | 0 | 17.3764 | 0
11.04. | 12 | 856.4955 |  | 839.1191 | 0 | 0 | 17.3764 | 0
11.04. | 13 | 854.2697 |  | 836.8933 | 0 | 0 | 17.3764 | 0
11.04. | 14 | 852.0439 |  | 834.6675 | 0 | 0 | 17.3764 | 0
11.04. | 15 | 852.0439 |  | 834.6675 | 0 | 0 | 17.3764 | 0
11.04. | 16 | 852.0439 |  | 834.6675 | 0 | 0 | 17.3764 | 0
11.04. | 17 | 854.2697 |  | 836.8933 | 0 | 0 | 17.3764 | 0
11.04. | 18 | 872.076 |  | 854.6995 | 0 | 0 | 17.3764 | 0
11.04. | 19 | 894.3338 |  | 876.9573 | 0 | 0 | 17.3764 | 0
11.04. | 20 | 909.9142 |  | 892.5378 | 0 | 0 | 17.3764 | 0
11.04. | 21 | 932.172 |  | 914.7956 | 0 | 0 | 17.3764 | 0
11.04. | 22 | 943.3009 |  | 925.9245 | 0 | 0 | 17.3764 | 0
11.04. | 23 | 961.1072 |  | 943.7307 | 0 | 0 | 17.3764 | 0
11.04. | 24 | 967.7845 |  | 950.4081 | 0 | 0 | 17.3764 | 0
12.04. | 1 | 972.2361 |  | 954.8596 | 0 | 0 | 17.3764 | 0
12.04. | 2 | 978.9134 |  | 961.537 | 0 | 0 | 17.3764 | 0
12.04. | 3 | 987.8165 |  | 970.4401 | 0 | 0 | 17.3764 | 0
12.04. | 4 | 990.0423 |  | 972.6659 | 0 | 0 | 17.3764 | 0
12.04. | 5 | 987.8165 |  | 970.4401 | 0 | 0 | 17.3764 | 0
12.04. | 6 | 970.0103 |  | 952.6338 | 0 | 0 | 17.3764 | 0
12.04. | 7 | 943.3009 |  | 925.9245 | 0 | 0 | 17.3764 | 0
12.04. | 8 | 916.5916 |  | 899.2151 | 0 | 0 | 17.3764 | 0
12.04. | 9 | 874.3018 |  | 856.9253 | 0 | 0 | 17.3764 | 0
12.04. | 10 | 863.1728 |  | 845.7964 | 0 | 0 | 17.3764 | 0
12.04. | 11 | 854.2697 |  | 836.8933 | 0 | 0 | 17.3764 | 0
12.04. | 12 | 852.0439 |  | 834.6675 | 0 | 0 | 17.3764 | 0
12.04. | 13 | 849.8182 |  | 832.4417 | 0 | 0 | 17.3764 | 0
12.04. | 14 | 849.8182 |  | 832.4417 | 0 | 0 | 17.3764 | 0
12.04. | 15 | 849.8182 |  | 832.4417 | 0 | 0 | 17.3764 | 0
12.04. | 16 | 849.8182 |  | 832.4417 | 0 | 0 | 17.3764 | 0
12.04. | 17 | 852.0439 |  | 834.6675 | 0 | 0 | 17.3764 | 0
12.04. | 18 | 863.1728 |  | 845.7964 | 0 | 0 | 17.3764 | 0
12.04. | 19 | 878.7533 |  | 861.3769 | 0 | 0 | 17.3764 | 0
12.04. | 20 | 892.108 |  | 874.7315 | 0 | 0 | 17.3764 | 0
12.04. | 21 | 909.9142 |  | 892.5378 | 0 | 0 | 17.3764 | 0
12.04. | 22 | 921.0431 |  | 903.6667 | 0 | 0 | 17.3764 | 0
12.04. | 23 | 938.8494 |  | 921.4729 | 0 | 0 | 17.3764 | 0
12.04. | 24 | 945.5267 |  | 928.1503 | 0 | 0 | 17.3764 | 0
13.04. | 1 | 952.204 |  | 934.8276 | 0 | 0 | 17.3764 | 0
13.04. | 2 | 958.8814 |  | 941.5049 | 0 | 0 | 17.3764 | 0
13.04. | 3 | 970.0103 |  | 952.6338 | 0 | 0 | 17.3764 | 0
13.04. | 4 | 972.2361 |  | 954.8596 | 0 | 0 | 17.3764 | 0
13.04. | 5 | 967.7845 |  | 950.4081 | 0 | 0 | 17.3764 | 0
13.04. | 6 | 949.9783 |  | 932.6018 | 0 | 0 | 17.3764 | 0
13.04. | 7 | 923.2689 |  | 905.8925 | 0 | 0 | 17.3764 | 0
13.04. | 8 | 898.7853 |  | 881.4089 | 0 | 0 | 17.3764 | 0
13.04. | 9 | 867.6244 |  | 850.248 | 0 | 0 | 17.3764 | 0
13.04. | 10 | 858.7213 |  | 841.3448 | 0 | 0 | 17.3764 | 0
13.04. | 11 | 852.0439 |  | 834.6675 | 0 | 0 | 17.3764 | 0
13.04. | 12 | 849.8182 |  | 832.4417 | 0 | 0 | 17.3764 | 0
13.04. | 13 | 847.5924 |  | 830.2159 | 0 | 0 | 17.3764 | 0
13.04. | 14 | 845.3666 |  | 827.9902 | 0 | 0 | 17.3764 | 0
13.04. | 15 | 845.3666 |  | 827.9902 | 0 | 0 | 17.3764 | 0
13.04. | 16 | 847.5924 |  | 830.2159 | 0 | 0 | 17.3764 | 0
13.04. | 17 | 849.8182 |  | 832.4417 | 0 | 0 | 17.3764 | 0
13.04. | 18 | 858.7213 |  | 841.3448 | 0 | 0 | 17.3764 | 0
13.04. | 19 | 872.076 |  | 854.6995 | 0 | 0 | 17.3764 | 0
13.04. | 20 | 883.2049 |  | 865.8284 | 0 | 0 | 17.3764 | 0
13.04. | 21 | 901.0111 |  | 883.6347 | 0 | 0 | 17.3764 | 0
13.04. | 22 | 912.14 |  | 894.7636 | 0 | 0 | 17.3764 | 0
13.04. | 23 | 932.172 |  | 914.7956 | 0 | 0 | 17.3764 | 0
13.04. | 24 | 941.0751 |  | 923.6987 | 0 | 0 | 17.3764 | 0
14.04. | 1 | 949.9783 |  | 932.6018 | 0 | 0 | 17.3764 | 0
14.04. | 2 | 958.8814 |  | 941.5049 | 0 | 0 | 17.3764 | 0
14.04. | 3 | 970.0103 |  | 952.6338 | 0 | 0 | 17.3764 | 0
14.04. | 4 | 972.2361 |  | 954.8596 | 0 | 0 | 17.3764 | 0
14.04. | 5 | 970.0103 |  | 952.6338 | 0 | 0 | 17.3764 | 0
14.04. | 6 | 947.7525 |  | 930.376 | 0 | 0 | 17.3764 | 0
14.04. | 7 | 918.8174 |  | 901.4409 | 0 | 0 | 17.3764 | 0
14.04. | 8 | 894.3338 |  | 876.9573 | 0 | 0 | 17.3764 | 0
14.04. | 9 | 863.1728 |  | 845.7964 | 0 | 0 | 17.3764 | 0
14.04. | 10 | 856.4955 |  | 839.1191 | 0 | 0 | 17.3764 | 0
14.04. | 11 | 849.8182 |  | 832.4417 | 0 | 0 | 17.3764 | 0
14.04. | 12 | 847.5924 |  | 830.2159 | 0 | 0 | 17.3764 | 0
14.04. | 13 | 845.3666 |  | 827.9902 | 0 | 0 | 17.3764 | 0
14.04. | 14 | 843.1408 |  | 825.7644 | 0 | 0 | 17.3764 | 0
14.04. | 15 | 840.915 |  | 823.5386 | 0 | 0 | 17.3764 | 0
14.04. | 16 | 843.1408 |  | 825.7644 | 0 | 0 | 17.3764 | 0
14.04. | 17 | 847.5924 |  | 830.2159 | 0 | 0 | 17.3764 | 0
14.04. | 18 | 856.4955 |  | 839.1191 | 0 | 0 | 17.3764 | 0
14.04. | 19 | 865.3986 |  | 848.0222 | 0 | 0 | 17.3764 | 0
14.04. | 20 | 876.5275 |  | 859.1511 | 0 | 0 | 17.3764 | 0
14.04. | 21 | 894.3338 |  | 876.9573 | 0 | 0 | 17.3764 | 0
14.04. | 22 | 905.4627 |  | 888.0862 | 0 | 0 | 17.3764 | 0
14.04. | 23 | 925.4947 |  | 908.1182 | 0 | 0 | 17.3764 | 0
14.04. | 24 | 934.3978 |  | 917.0214 | 0 | 0 | 17.3764 | 0
15.04. | 1 | 945.5267 |  | 928.1503 | 0 | 0 | 17.3764 | 0
15.04. | 2 | 954.4298 |  | 937.0534 | 0 | 0 | 17.3764 | 0
15.04. | 3 | 967.7845 |  | 950.4081 | 0 | 0 | 17.3764 | 0
15.04. | 4 | 967.7845 |  | 950.4081 | 0 | 0 | 17.3764 | 0
15.04. | 5 | 963.3329 |  | 945.9565 | 0 | 0 | 17.3764 | 0
15.04. | 6 | 936.6236 |  | 919.2471 | 0 | 0 | 17.3764 | 0
15.04. | 7 | 905.4627 |  | 888.0862 | 0 | 0 | 17.3764 | 0
15.04. | 8 | 880.9791 |  | 863.6026 | 0 | 0 | 17.3764 | 0
15.04. | 9 | 856.4955 |  | 839.1191 | 0 | 0 | 17.3764 | 0
15.04. | 10 | 852.0439 |  | 834.6675 | 0 | 0 | 17.3764 | 0
15.04. | 11 | 843.1408 |  | 825.7644 | 0 | 0 | 17.3764 | 0
15.04. | 12 | 836.4635 |  | 819.087 | 0 | 0 | 17.3764 | 0
15.04. | 13 | 827.5604 |  | 810.1839 | 0 | 0 | 17.3764 | 0
15.04. | 14 | 820.883 |  | 803.5066 | 0 | 0 | 17.3764 | 0
15.04. | 15 | 816.4315 |  | 799.055 | 0 | 0 | 17.3764 | 0
15.04. | 16 | 820.883 |  | 803.5066 | 0 | 0 | 17.3764 | 0
15.04. | 17 | 832.0119 |  | 814.6355 | 0 | 0 | 17.3764 | 0
15.04. | 18 | 849.8182 |  | 832.4417 | 0 | 0 | 17.3764 | 0
15.04. | 19 | 854.2697 |  | 836.8933 | 0 | 0 | 17.3764 | 0
15.04. | 20 | 860.9471 |  | 843.5706 | 0 | 0 | 17.3764 | 0
15.04. | 21 | 872.076 |  | 854.6995 | 0 | 0 | 17.3764 | 0
15.04. | 22 | 878.7533 |  | 861.3769 | 0 | 0 | 17.3764 | 0
15.04. | 23 | 894.3338 |  | 876.9573 | 0 | 0 | 17.3764 | 0
15.04. | 24 | 901.0111 |  | 883.6347 | 0 | 0 | 17.3764 | 0
16.04. | 1 | 909.9142 |  | 892.5378 | 0 | 0 | 17.3764 | 0
16.04. | 2 | 916.5916 |  | 899.2151 | 0 | 0 | 17.3764 | 0
16.04. | 3 | 927.7205 |  | 910.344 | 0 | 0 | 17.3764 | 0
16.04. | 4 | 927.7205 |  | 910.344 | 0 | 0 | 17.3764 | 0
16.04. | 5 | 918.8174 |  | 901.4409 | 0 | 0 | 17.3764 | 0
16.04. | 6 | 894.3338 |  | 876.9573 | 0 | 0 | 17.3764 | 0
16.04. | 7 | 872.076 |  | 854.6995 | 0 | 0 | 17.3764 | 0
16.04. | 8 | 860.9471 |  | 843.5706 | 0 | 0 | 17.3764 | 0
16.04. | 9 | 852.0439 |  | 834.6675 | 0 | 0 | 17.3764 | 0
16.04. | 10 | 849.8182 |  | 832.4417 | 0 | 0 | 17.3764 | 0
16.04. | 11 | 840.915 |  | 823.5386 | 0 | 0 | 17.3764 | 0
16.04. | 12 | 840.915 |  | 823.5386 | 0 | 0 | 17.3764 | 0
16.04. | 13 | 840.915 |  | 823.5386 | 0 | 0 | 17.3764 | 0
16.04. | 14 | 840.915 |  | 823.5386 | 0 | 0 | 17.3764 | 0
16.04. | 15 | 843.1408 |  | 825.7644 | 0 | 0 | 17.3764 | 0
16.04. | 16 | 845.3666 |  | 827.9902 | 0 | 0 | 17.3764 | 0
16.04. | 17 | 845.3666 |  | 827.9902 | 0 | 0 | 17.3764 | 0
16.04. | 18 | 849.8182 |  | 832.4417 | 0 | 0 | 17.3764 | 0
16.04. | 19 | 854.2697 |  | 836.8933 | 0 | 0 | 17.3764 | 0
16.04. | 20 | 856.4955 |  | 839.1191 | 0 | 0 | 17.3764 | 0
16.04. | 21 | 865.3986 |  | 848.0222 | 0 | 0 | 17.3764 | 0
16.04. | 22 | 869.8502 |  | 852.4737 | 0 | 0 | 17.3764 | 0
16.04. | 23 | 878.7533 |  | 861.3769 | 0 | 0 | 17.3764 | 0
16.04. | 24 | 880.9791 |  | 863.6026 | 0 | 0 | 17.3764 | 0
17.04. | 1 | 885.4307 |  | 868.0542 | 0 | 0 | 17.3764 | 0
17.04. | 2 | 885.4307 |  | 868.0542 | 0 | 0 | 17.3764 | 0
17.04. | 3 | 894.3338 |  | 876.9573 | 0 | 0 | 17.3764 | 0
17.04. | 4 | 896.5596 |  | 879.1831 | 0 | 0 | 17.3764 | 0
17.04. | 5 | 901.0111 |  | 883.6347 | 0 | 0 | 17.3764 | 0
17.04. | 6 | 894.3338 |  | 876.9573 | 0 | 0 | 17.3764 | 0
17.04. | 7 | 885.4307 |  | 868.0542 | 0 | 0 | 17.3764 | 0
17.04. | 8 | 878.7533 |  | 861.3769 | 0 | 0 | 17.3764 | 0
17.04. | 9 | 863.1728 |  | 845.7964 | 0 | 0 | 17.3764 | 0
17.04. | 10 | 858.7213 |  | 841.3448 | 0 | 0 | 17.3764 | 0
17.04. | 11 | 852.0439 |  | 834.6675 | 0 | 0 | 17.3764 | 0
17.04. | 12 | 852.0439 |  | 834.6675 | 0 | 0 | 17.3764 | 0
17.04. | 13 | 849.8182 |  | 832.4417 | 0 | 0 | 17.3764 | 0
17.04. | 14 | 849.8182 |  | 832.4417 | 0 | 0 | 17.3764 | 0
17.04. | 15 | 849.8182 |  | 832.4417 | 0 | 0 | 17.3764 | 0
17.04. | 16 | 849.8182 |  | 832.4417 | 0 | 0 | 17.3764 | 0
17.04. | 17 | 849.8182 |  | 832.4417 | 0 | 0 | 17.3764 | 0
17.04. | 18 | 854.2697 |  | 836.8933 | 0 | 0 | 17.3764 | 0
17.04. | 19 | 858.7213 |  | 841.3448 | 0 | 0 | 17.3764 | 0
17.04. | 20 | 860.9471 |  | 843.5706 | 0 | 0 | 17.3764 | 0
17.04. | 21 | 869.8502 |  | 852.4737 | 0 | 0 | 17.3764 | 0
17.04. | 22 | 874.3018 |  | 856.9253 | 0 | 0 | 17.3764 | 0
17.04. | 23 | 885.4307 |  | 868.0542 | 0 | 0 | 17.3764 | 0
17.04. | 24 | 889.8822 |  | 872.5058 | 0 | 0 | 17.3764 | 0
18.04. | 1 | 894.3338 |  | 876.9573 | 0 | 0 | 17.3764 | 0
18.04. | 2 | 894.3338 |  | 876.9573 | 0 | 0 | 17.3764 | 0
18.04. | 3 | 901.0111 |  | 883.6347 | 0 | 0 | 17.3764 | 0
18.04. | 4 | 903.2369 |  | 885.8604 | 0 | 0 | 17.3764 | 0
18.04. | 5 | 907.6885 |  | 890.312 | 0 | 0 | 17.3764 | 0
18.04. | 6 | 905.4627 |  | 888.0862 | 0 | 0 | 17.3764 | 0
18.04. | 7 | 901.0111 |  | 883.6347 | 0 | 0 | 17.3764 | 0
18.04. | 8 | 894.3338 |  | 876.9573 | 0 | 0 | 17.3764 | 0
18.04. | 9 | 872.076 |  | 854.6995 | 0 | 0 | 17.3764 | 0
18.04. | 10 | 867.6244 |  | 850.248 | 0 | 0 | 17.3764 | 0
18.04. | 11 | 858.7213 |  | 841.3448 | 0 | 0 | 17.3764 | 0
18.04. | 12 | 856.4955 |  | 839.1191 | 0 | 0 | 17.3764 | 0
18.04. | 13 | 856.4955 |  | 839.1191 | 0 | 0 | 17.3764 | 0
18.04. | 14 | 856.4955 |  | 839.1191 | 0 | 0 | 17.3764 | 0
18.04. | 15 | 856.4955 |  | 839.1191 | 0 | 0 | 17.3764 | 0
18.04. | 16 | 858.7213 |  | 841.3448 | 0 | 0 | 17.3764 | 0
18.04. | 17 | 858.7213 |  | 841.3448 | 0 | 0 | 17.3764 | 0
18.04. | 18 | 863.1728 |  | 845.7964 | 0 | 0 | 17.3764 | 0
18.04. | 19 | 869.8502 |  | 852.4737 | 0 | 0 | 17.3764 | 0
18.04. | 20 | 876.5275 |  | 859.1511 | 0 | 0 | 17.3764 | 0
18.04. | 21 | 894.3338 |  | 876.9573 | 0 | 0 | 17.3764 | 0
18.04. | 22 | 905.4627 |  | 888.0862 | 0 | 0 | 17.3764 | 0
18.04. | 23 | 923.2689 |  | 905.8925 | 0 | 0 | 17.3764 | 0
18.04. | 24 | 932.172 |  | 914.7956 | 0 | 0 | 17.3764 | 0
19.04. | 1 | 936.6236 |  | 919.2471 | 0 | 0 | 17.3764 | 0
19.04. | 2 | 941.0751 |  | 923.6987 | 0 | 0 | 17.3764 | 0
19.04. | 3 | 947.7525 |  | 930.376 | 0 | 0 | 17.3764 | 0
19.04. | 4 | 949.9783 |  | 932.6018 | 0 | 0 | 17.3764 | 0
19.04. | 5 | 952.204 |  | 934.8276 | 0 | 0 | 17.3764 | 0
19.04. | 6 | 943.3009 |  | 925.9245 | 0 | 0 | 17.3764 | 0
19.04. | 7 | 925.4947 |  | 908.1182 | 0 | 0 | 17.3764 | 0
19.04. | 8 | 912.14 |  | 894.7636 | 0 | 0 | 17.3764 | 0
19.04. | 9 | 876.5275 |  | 859.1511 | 0 | 0 | 17.3764 | 0
19.04. | 10 | 867.6244 |  | 850.248 | 0 | 0 | 17.3764 | 0
19.04. | 11 | 856.4955 |  | 839.1191 | 0 | 0 | 17.3764 | 0
19.04. | 12 | 854.2697 |  | 836.8933 | 0 | 0 | 17.3764 | 0
19.04. | 13 | 852.0439 |  | 834.6675 | 0 | 0 | 17.3764 | 0
19.04. | 14 | 852.0439 |  | 834.6675 | 0 | 0 | 17.3764 | 0
19.04. | 15 | 849.8182 |  | 832.4417 | 0 | 0 | 17.3764 | 0
19.04. | 16 | 849.8182 |  | 832.4417 | 0 | 0 | 17.3764 | 0
19.04. | 17 | 849.8182 |  | 832.4417 | 0 | 0 | 17.3764 | 0
19.04. | 18 | 856.4955 |  | 839.1191 | 0 | 0 | 17.3764 | 0
19.04. | 19 | 863.1728 |  | 845.7964 | 0 | 0 | 17.3764 | 0
19.04. | 20 | 869.8502 |  | 852.4737 | 0 | 0 | 17.3764 | 0
19.04. | 21 | 883.2049 |  | 865.8284 | 0 | 0 | 17.3764 | 0
19.04. | 22 | 887.6564 |  | 870.28 | 0 | 0 | 17.3764 | 0
19.04. | 23 | 901.0111 |  | 883.6347 | 0 | 0 | 17.3764 | 0
19.04. | 24 | 901.0111 |  | 883.6347 | 0 | 0 | 17.3764 | 0
20.04. | 1 | 901.0111 |  | 883.6347 | 0 | 0 | 17.3764 | 0
20.04. | 2 | 901.0111 |  | 883.6347 | 0 | 0 | 17.3764 | 0
20.04. | 3 | 905.4627 |  | 888.0862 | 0 | 0 | 17.3764 | 0
20.04. | 4 | 905.4627 |  | 888.0862 | 0 | 0 | 17.3764 | 0
20.04. | 5 | 905.4627 |  | 888.0862 | 0 | 0 | 17.3764 | 0
20.04. | 6 | 898.7853 |  | 881.4089 | 0 | 0 | 17.3764 | 0
20.04. | 7 | 889.8822 |  | 872.5058 | 0 | 0 | 17.3764 | 0
20.04. | 8 | 883.2049 |  | 865.8284 | 0 | 0 | 17.3764 | 0
20.04. | 9 | 867.6244 |  | 850.248 | 0 | 0 | 17.3764 | 0
20.04. | 10 | 863.1728 |  | 845.7964 | 0 | 0 | 17.3764 | 0
20.04. | 11 | 856.4955 |  | 839.1191 | 0 | 0 | 17.3764 | 0
20.04. | 12 | 856.4955 |  | 839.1191 | 0 | 0 | 17.3764 | 0
20.04. | 13 | 856.4955 |  | 839.1191 | 0 | 0 | 17.3764 | 0
20.04. | 14 | 854.2697 |  | 836.8933 | 0 | 0 | 17.3764 | 0
20.04. | 15 | 854.2697 |  | 836.8933 | 0 | 0 | 17.3764 | 0
20.04. | 16 | 854.2697 |  | 836.8933 | 0 | 0 | 17.3764 | 0
20.04. | 17 | 854.2697 |  | 836.8933 | 0 | 0 | 17.3764 | 0
20.04. | 18 | 860.9471 |  | 843.5706 | 0 | 0 | 17.3764 | 0
20.04. | 19 | 867.6244 |  | 850.248 | 0 | 0 | 17.3764 | 0
20.04. | 20 | 874.3018 |  | 856.9253 | 0 | 0 | 17.3764 | 0
20.04. | 21 | 892.108 |  | 874.7315 | 0 | 0 | 17.3764 | 0
20.04. | 22 | 901.0111 |  | 883.6347 | 0 | 0 | 17.3764 | 0
20.04. | 23 | 918.8174 |  | 901.4409 | 0 | 0 | 17.3764 | 0
20.04. | 24 | 923.2689 |  | 905.8925 | 0 | 0 | 17.3764 | 0
21.04. | 1 | 927.7205 |  | 910.344 | 0 | 0 | 17.3764 | 0
21.04. | 2 | 934.3978 |  | 917.0214 | 0 | 0 | 17.3764 | 0
21.04. | 3 | 945.5267 |  | 928.1503 | 0 | 0 | 17.3764 | 0
21.04. | 4 | 947.7525 |  | 930.376 | 0 | 0 | 17.3764 | 0
21.04. | 5 | 943.3009 |  | 925.9245 | 0 | 0 | 17.3764 | 0
21.04. | 6 | 923.2689 |  | 905.8925 | 0 | 0 | 17.3764 | 0
21.04. | 7 | 896.5596 |  | 879.1831 | 0 | 0 | 17.3764 | 0
21.04. | 8 | 876.5275 |  | 859.1511 | 0 | 0 | 17.3764 | 0
21.04. | 9 | 856.4955 |  | 839.1191 | 0 | 0 | 17.3764 | 0
21.04. | 10 | 852.0439 |  | 834.6675 | 0 | 0 | 17.3764 | 0
21.04. | 11 | 847.5924 |  | 830.2159 | 0 | 0 | 17.3764 | 0
21.04. | 12 | 845.3666 |  | 827.9902 | 0 | 0 | 17.3764 | 0
21.04. | 13 | 845.3666 |  | 827.9902 | 0 | 0 | 17.3764 | 0
21.04. | 14 | 847.5924 |  | 830.2159 | 0 | 0 | 17.3764 | 0
21.04. | 15 | 847.5924 |  | 830.2159 | 0 | 0 | 17.3764 | 0
21.04. | 16 | 849.8182 |  | 832.4417 | 0 | 0 | 17.3764 | 0
21.04. | 17 | 852.0439 |  | 834.6675 | 0 | 0 | 17.3764 | 0
21.04. | 18 | 856.4955 |  | 839.1191 | 0 | 0 | 17.3764 | 0
21.04. | 19 | 863.1728 |  | 845.7964 | 0 | 0 | 17.3764 | 0
21.04. | 20 | 869.8502 |  | 852.4737 | 0 | 0 | 17.3764 | 0
21.04. | 21 | 885.4307 |  | 868.0542 | 0 | 0 | 17.3764 | 0
21.04. | 22 | 896.5596 |  | 879.1831 | 0 | 0 | 17.3764 | 0
21.04. | 23 | 914.3658 |  | 896.9893 | 0 | 0 | 17.3764 | 0
21.04. | 24 | 923.2689 |  | 905.8925 | 0 | 0 | 17.3764 | 0
22.04. | 1 | 934.3978 |  | 917.0214 | 0 | 0 | 17.3764 | 0
22.04. | 2 | 945.5267 |  | 928.1503 | 0 | 0 | 17.3764 | 0
22.04. | 3 | 961.1072 |  | 943.7307 | 0 | 0 | 17.3764 | 0
22.04. | 4 | 965.5587 |  | 948.1823 | 0 | 0 | 17.3764 | 0
22.04. | 5 | 963.3329 |  | 945.9565 | 0 | 0 | 17.3764 | 0
22.04. | 6 | 941.0751 |  | 923.6987 | 0 | 0 | 17.3764 | 0
22.04. | 7 | 912.14 |  | 894.7636 | 0 | 0 | 17.3764 | 0
22.04. | 8 | 889.8822 |  | 872.5058 | 0 | 0 | 17.3764 | 0
22.04. | 9 | 863.1728 |  | 845.7964 | 0 | 0 | 17.3764 | 0
22.04. | 10 | 856.4955 |  | 839.1191 | 0 | 0 | 17.3764 | 0
22.04. | 11 | 849.8182 |  | 832.4417 | 0 | 0 | 17.3764 | 0
22.04. | 12 | 849.8182 |  | 832.4417 | 0 | 0 | 17.3764 | 0
22.04. | 13 | 847.5924 |  | 830.2159 | 0 | 0 | 17.3764 | 0
22.04. | 14 | 847.5924 |  | 830.2159 | 0 | 0 | 17.3764 | 0
22.04. | 15 | 845.3666 |  | 827.9902 | 0 | 0 | 17.3764 | 0
22.04. | 16 | 847.5924 |  | 830.2159 | 0 | 0 | 17.3764 | 0
22.04. | 17 | 847.5924 |  | 830.2159 | 0 | 0 | 17.3764 | 0
22.04. | 18 | 854.2697 |  | 836.8933 | 0 | 0 | 17.3764 | 0
22.04. | 19 | 858.7213 |  | 841.3448 | 0 | 0 | 17.3764 | 0
22.04. | 20 | 865.3986 |  | 848.0222 | 0 | 0 | 17.3764 | 0
22.04. | 21 | 880.9791 |  | 863.6026 | 0 | 0 | 17.3764 | 0
22.04. | 22 | 889.8822 |  | 872.5058 | 0 | 0 | 17.3764 | 0
22.04. | 23 | 907.6885 |  | 890.312 | 0 | 0 | 17.3764 | 0
22.04. | 24 | 912.14 |  | 894.7636 | 0 | 0 | 17.3764 | 0
23.04. | 1 | 918.8174 |  | 901.4409 | 0 | 0 | 17.3764 | 0
23.04. | 2 | 927.7205 |  | 910.344 | 0 | 0 | 17.3764 | 0
23.04. | 3 | 941.0751 |  | 923.6987 | 0 | 0 | 17.3764 | 0
23.04. | 4 | 938.8494 |  | 921.4729 | 0 | 0 | 17.3764 | 0
23.04. | 5 | 927.7205 |  | 910.344 | 0 | 0 | 17.3764 | 0
23.04. | 6 | 894.3338 |  | 876.9573 | 0 | 0 | 17.3764 | 0
23.04. | 7 | 869.8502 |  | 852.4737 | 0 | 0 | 17.3764 | 0
23.04. | 8 | 856.4955 |  | 839.1191 | 0 | 0 | 17.3764 | 0
23.04. | 9 | 845.3666 |  | 827.9902 | 0 | 0 | 17.3764 | 0
23.04. | 10 | 836.4635 |  | 819.087 | 0 | 0 | 17.3764 | 0
23.04. | 11 | 809.7541 |  | 792.3777 | 0 | 0 | 17.3764 | 0
23.04. | 12 | 800.851 |  | 783.4746 | 0 | 0 | 17.3764 | 0
23.04. | 13 | 803.0768 |  | 785.7003 | 0 | 0 | 17.3764 | 0
23.04. | 14 | 811.9799 |  | 794.6035 | 0 | 0 | 17.3764 | 0
23.04. | 15 | 825.3346 |  | 807.9581 | 0 | 0 | 17.3764 | 0
23.04. | 16 | 836.4635 |  | 819.087 | 0 | 0 | 17.3764 | 0
23.04. | 17 | 840.915 |  | 823.5386 | 0 | 0 | 17.3764 | 0
23.04. | 18 | 849.8182 |  | 832.4417 | 0 | 0 | 17.3764 | 0
23.04. | 19 | 854.2697 |  | 836.8933 | 0 | 0 | 17.3764 | 0
23.04. | 20 | 860.9471 |  | 843.5706 | 0 | 0 | 17.3764 | 0
23.04. | 21 | 872.076 |  | 854.6995 | 0 | 0 | 17.3764 | 0
23.04. | 22 | 883.2049 |  | 865.8284 | 0 | 0 | 17.3764 | 0
23.04. | 23 | 903.2369 |  | 885.8604 | 0 | 0 | 17.3764 | 0
23.04. | 24 | 912.14 |  | 894.7636 | 0 | 0 | 17.3764 | 0
24.04. | 1 | 925.4947 |  | 908.1182 | 0 | 0 | 17.3764 | 0
24.04. | 2 | 936.6236 |  | 919.2471 | 0 | 0 | 17.3764 | 0
24.04. | 3 | 952.204 |  | 934.8276 | 0 | 0 | 17.3764 | 0
24.04. | 4 | 961.1072 |  | 943.7307 | 0 | 0 | 17.3764 | 0
24.04. | 5 | 967.7845 |  | 950.4081 | 0 | 0 | 17.3764 | 0
24.04. | 6 | 965.5587 |  | 948.1823 | 0 | 0 | 17.3764 | 0
24.04. | 7 | 954.4298 |  | 937.0534 | 0 | 0 | 17.3764 | 0
24.04. | 8 | 945.5267 |  | 928.1503 | 0 | 0 | 17.3764 | 0
24.04. | 9 | 912.14 |  | 894.7636 | 0 | 0 | 17.3764 | 0
24.04. | 10 | 901.0111 |  | 883.6347 | 0 | 0 | 17.3764 | 0
24.04. | 11 | 878.7533 |  | 861.3769 | 0 | 0 | 17.3764 | 0
24.04. | 12 | 869.8502 |  | 852.4737 | 0 | 0 | 17.3764 | 0
24.04. | 13 | 865.3986 |  | 848.0222 | 0 | 0 | 17.3764 | 0
24.04. | 14 | 860.9471 |  | 843.5706 | 0 | 0 | 17.3764 | 0
24.04. | 15 | 858.7213 |  | 841.3448 | 0 | 0 | 17.3764 | 0
24.04. | 16 | 860.9471 |  | 843.5706 | 0 | 0 | 17.3764 | 0
24.04. | 17 | 863.1728 |  | 845.7964 | 0 | 0 | 17.3764 | 0
24.04. | 18 | 883.2049 |  | 865.8284 | 0 | 0 | 17.3764 | 0
24.04. | 19 | 907.6885 |  | 890.312 | 0 | 0 | 17.3764 | 0
24.04. | 20 | 925.4947 |  | 908.1182 | 0 | 0 | 17.3764 | 0
24.04. | 21 | 949.9783 |  | 932.6018 | 0 | 0 | 17.3764 | 0
24.04. | 22 | 963.3329 |  | 945.9565 | 0 | 0 | 17.3764 | 0
24.04. | 23 | 981.1392 |  | 963.7627 | 0 | 0 | 17.3764 | 0
24.04. | 24 | 985.5908 |  | 968.2143 | 0 | 0 | 17.3764 | 0
25.04. | 1 | 987.8165 |  | 970.4401 | 0 | 0 | 17.3764 | 0
25.04. | 2 | 992.2681 |  | 974.8916 | 0 | 0 | 17.3764 | 0
25.04. | 3 | 998.9454 |  | 981.569 | 0 | 0 | 17.3764 | 0
25.04. | 4 | 996.7197 |  | 979.3432 | 0 | 0 | 17.3764 | 0
25.04. | 5 | 992.2681 |  | 974.8916 | 0 | 0 | 17.3764 | 0
25.04. | 6 | 967.7845 |  | 950.4081 | 0 | 0 | 17.3764 | 0
25.04. | 7 | 936.6236 |  | 919.2471 | 0 | 0 | 17.3764 | 0
25.04. | 8 | 907.6885 |  | 890.312 | 0 | 0 | 17.3764 | 0
25.04. | 9 | 872.076 |  | 854.6995 | 0 | 0 | 17.3764 | 0
25.04. | 10 | 860.9471 |  | 843.5706 | 0 | 0 | 17.3764 | 0
25.04. | 11 | 852.0439 |  | 834.6675 | 0 | 0 | 17.3764 | 0
25.04. | 12 | 852.0439 |  | 834.6675 | 0 | 0 | 17.3764 | 0
25.04. | 13 | 849.8182 |  | 832.4417 | 0 | 0 | 17.3764 | 0
25.04. | 14 | 847.5924 |  | 830.2159 | 0 | 0 | 17.3764 | 0
25.04. | 15 | 847.5924 |  | 830.2159 | 0 | 0 | 17.3764 | 0
25.04. | 16 | 847.5924 |  | 830.2159 | 0 | 0 | 17.3764 | 0
25.04. | 17 | 849.8182 |  | 832.4417 | 0 | 0 | 17.3764 | 0
25.04. | 18 | 856.4955 |  | 839.1191 | 0 | 0 | 17.3764 | 0
25.04. | 19 | 865.3986 |  | 848.0222 | 0 | 0 | 17.3764 | 0
25.04. | 20 | 874.3018 |  | 856.9253 | 0 | 0 | 17.3764 | 0
25.04. | 21 | 892.108 |  | 874.7315 | 0 | 0 | 17.3764 | 0
25.04. | 22 | 903.2369 |  | 885.8604 | 0 | 0 | 17.3764 | 0
25.04. | 23 | 918.8174 |  | 901.4409 | 0 | 0 | 17.3764 | 0
25.04. | 24 | 921.0431 |  | 903.6667 | 0 | 0 | 17.3764 | 0
26.04. | 1 | 927.7205 |  | 910.344 | 0 | 0 | 17.3764 | 0
26.04. | 2 | 934.3978 |  | 917.0214 | 0 | 0 | 17.3764 | 0
26.04. | 3 | 947.7525 |  | 930.376 | 0 | 0 | 17.3764 | 0
26.04. | 4 | 947.7525 |  | 930.376 | 0 | 0 | 17.3764 | 0
26.04. | 5 | 938.8494 |  | 921.4729 | 0 | 0 | 17.3764 | 0
26.04. | 6 | 909.9142 |  | 892.5378 | 0 | 0 | 17.3764 | 0
26.04. | 7 | 880.9791 |  | 863.6026 | 0 | 0 | 17.3764 | 0
26.04. | 8 | 863.1728 |  | 845.7964 | 0 | 0 | 17.3764 | 0
26.04. | 9 | 849.8182 |  | 832.4417 | 0 | 0 | 17.3764 | 0
26.04. | 10 | 845.3666 |  | 827.9902 | 0 | 0 | 17.3764 | 0
26.04. | 11 | 834.2377 |  | 816.8613 | 0 | 0 | 17.3764 | 0
26.04. | 12 | 829.7862 |  | 812.4097 | 0 | 0 | 17.3764 | 0
26.04. | 13 | 825.3346 |  | 807.9581 | 0 | 0 | 17.3764 | 0
26.04. | 14 | 820.883 |  | 803.5066 | 0 | 0 | 17.3764 | 0
26.04. | 15 | 816.4315 |  | 799.055 | 0 | 0 | 17.3764 | 0
26.04. | 16 | 820.883 |  | 803.5066 | 0 | 0 | 17.3764 | 0
26.04. | 17 | 827.5604 |  | 810.1839 | 0 | 0 | 17.3764 | 0
26.04. | 18 | 845.3666 |  | 827.9902 | 0 | 0 | 17.3764 | 0
26.04. | 19 | 852.0439 |  | 834.6675 | 0 | 0 | 17.3764 | 0
26.04. | 20 | 856.4955 |  | 839.1191 | 0 | 0 | 17.3764 | 0
26.04. | 21 | 867.6244 |  | 850.248 | 0 | 0 | 17.3764 | 0
26.04. | 22 | 876.5275 |  | 859.1511 | 0 | 0 | 17.3764 | 0
26.04. | 23 | 894.3338 |  | 876.9573 | 0 | 0 | 17.3764 | 0
26.04. | 24 | 901.0111 |  | 883.6347 | 0 | 0 | 17.3764 | 0
27.04. | 1 | 909.9142 |  | 892.5378 | 0 | 0 | 17.3764 | 0
27.04. | 2 | 918.8174 |  | 901.4409 | 0 | 0 | 17.3764 | 0
27.04. | 3 | 934.3978 |  | 917.0214 | 0 | 0 | 17.3764 | 0
27.04. | 4 | 938.8494 |  | 921.4729 | 0 | 0 | 17.3764 | 0
27.04. | 5 | 932.172 |  | 914.7956 | 0 | 0 | 17.3764 | 0
27.04. | 6 | 907.6885 |  | 890.312 | 0 | 0 | 17.3764 | 0
27.04. | 7 | 885.4307 |  | 868.0542 | 0 | 0 | 17.3764 | 0
27.04. | 8 | 874.3018 |  | 856.9253 | 0 | 0 | 17.3764 | 0
27.04. | 9 | 858.7213 |  | 841.3448 | 0 | 0 | 17.3764 | 0
27.04. | 10 | 856.4955 |  | 839.1191 | 0 | 0 | 17.3764 | 0
27.04. | 11 | 852.0439 |  | 834.6675 | 0 | 0 | 17.3764 | 0
27.04. | 12 | 852.0439 |  | 834.6675 | 0 | 0 | 17.3764 | 0
27.04. | 13 | 849.8182 |  | 832.4417 | 0 | 0 | 17.3764 | 0
27.04. | 14 | 849.8182 |  | 832.4417 | 0 | 0 | 17.3764 | 0
27.04. | 15 | 849.8182 |  | 832.4417 | 0 | 0 | 17.3764 | 0
27.04. | 16 | 852.0439 |  | 834.6675 | 0 | 0 | 17.3764 | 0
27.04. | 17 | 852.0439 |  | 834.6675 | 0 | 0 | 17.3764 | 0
27.04. | 18 | 856.4955 |  | 839.1191 | 0 | 0 | 17.3764 | 0
27.04. | 19 | 860.9471 |  | 843.5706 | 0 | 0 | 17.3764 | 0
27.04. | 20 | 865.3986 |  | 848.0222 | 0 | 0 | 17.3764 | 0
27.04. | 21 | 878.7533 |  | 861.3769 | 0 | 0 | 17.3764 | 0
27.04. | 22 | 887.6564 |  | 870.28 | 0 | 0 | 17.3764 | 0
27.04. | 23 | 901.0111 |  | 883.6347 | 0 | 0 | 17.3764 | 0
27.04. | 24 | 905.4627 |  | 888.0862 | 0 | 0 | 17.3764 | 0
28.04. | 1 | 909.9142 |  | 892.5378 | 0 | 0 | 17.3764 | 0
28.04. | 2 | 914.3658 |  | 896.9893 | 0 | 0 | 17.3764 | 0
28.04. | 3 | 923.2689 |  | 905.8925 | 0 | 0 | 17.3764 | 0
28.04. | 4 | 927.7205 |  | 910.344 | 0 | 0 | 17.3764 | 0
28.04. | 5 | 927.7205 |  | 910.344 | 0 | 0 | 17.3764 | 0
28.04. | 6 | 918.8174 |  | 901.4409 | 0 | 0 | 17.3764 | 0
28.04. | 7 | 905.4627 |  | 888.0862 | 0 | 0 | 17.3764 | 0
28.04. | 8 | 894.3338 |  | 876.9573 | 0 | 0 | 17.3764 | 0
28.04. | 9 | 872.076 |  | 854.6995 | 0 | 0 | 17.3764 | 0
28.04. | 10 | 865.3986 |  | 848.0222 | 0 | 0 | 17.3764 | 0
28.04. | 11 | 856.4955 |  | 839.1191 | 0 | 0 | 17.3764 | 0
28.04. | 12 | 854.2697 |  | 836.8933 | 0 | 0 | 17.3764 | 0
28.04. | 13 | 852.0439 |  | 834.6675 | 0 | 0 | 17.3764 | 0
28.04. | 14 | 852.0439 |  | 834.6675 | 0 | 0 | 17.3764 | 0
28.04. | 15 | 852.0439 |  | 834.6675 | 0 | 0 | 17.3764 | 0
28.04. | 16 | 852.0439 |  | 834.6675 | 0 | 0 | 17.3764 | 0
28.04. | 17 | 852.0439 |  | 834.6675 | 0 | 0 | 17.3764 | 0
28.04. | 18 | 854.2697 |  | 836.8933 | 0 | 0 | 17.3764 | 0
28.04. | 19 | 856.4955 |  | 839.1191 | 0 | 0 | 17.3764 | 0
28.04. | 20 | 856.4955 |  | 839.1191 | 0 | 0 | 17.3764 | 0
28.04. | 21 | 863.1728 |  | 845.7964 | 0 | 0 | 17.3764 | 0
28.04. | 22 | 867.6244 |  | 850.248 | 0 | 0 | 17.3764 | 0
28.04. | 23 | 876.5275 |  | 859.1511 | 0 | 0 | 17.3764 | 0
28.04. | 24 | 878.7533 |  | 861.3769 | 0 | 0 | 17.3764 | 0
29.04. | 1 | 883.2049 |  | 865.8284 | 0 | 0 | 17.3764 | 0
29.04. | 2 | 885.4307 |  | 868.0542 | 0 | 0 | 17.3764 | 0
29.04. | 3 | 894.3338 |  | 876.9573 | 0 | 0 | 17.3764 | 0
29.04. | 4 | 894.3338 |  | 876.9573 | 0 | 0 | 17.3764 | 0
29.04. | 5 | 894.3338 |  | 876.9573 | 0 | 0 | 17.3764 | 0
29.04. | 6 | 883.2049 |  | 865.8284 | 0 | 0 | 17.3764 | 0
29.04. | 7 | 874.3018 |  | 856.9253 | 0 | 0 | 17.3764 | 0
29.04. | 8 | 867.6244 |  | 850.248 | 0 | 0 | 17.3764 | 0
29.04. | 9 | 856.4955 |  | 839.1191 | 0 | 0 | 17.3764 | 0
29.04. | 10 | 854.2697 |  | 836.8933 | 0 | 0 | 17.3764 | 0
29.04. | 11 | 852.0439 |  | 834.6675 | 0 | 0 | 17.3764 | 0
29.04. | 12 | 852.0439 |  | 834.6675 | 0 | 0 | 17.3764 | 0
29.04. | 13 | 852.0439 |  | 834.6675 | 0 | 0 | 17.3764 | 0
29.04. | 14 | 852.0439 |  | 834.6675 | 0 | 0 | 17.3764 | 0
29.04. | 15 | 854.2697 |  | 836.8933 | 0 | 0 | 17.3764 | 0
29.04. | 16 | 854.2697 |  | 836.8933 | 0 | 0 | 17.3764 | 0
29.04. | 17 | 854.2697 |  | 836.8933 | 0 | 0 | 17.3764 | 0
29.04. | 18 | 854.2697 |  | 836.8933 | 0 | 0 | 17.3764 | 0
29.04. | 19 | 856.4955 |  | 839.1191 | 0 | 0 | 17.3764 | 0
29.04. | 20 | 858.7213 |  | 841.3448 | 0 | 0 | 17.3764 | 0
29.04. | 21 | 872.076 |  | 854.6995 | 0 | 0 | 17.3764 | 0
29.04. | 22 | 878.7533 |  | 861.3769 | 0 | 0 | 17.3764 | 0
29.04. | 23 | 892.108 |  | 874.7315 | 0 | 0 | 17.3764 | 0
29.04. | 24 | 894.3338 |  | 876.9573 | 0 | 0 | 17.3764 | 0
30.04. | 1 | 898.7853 |  | 881.4089 | 0 | 0 | 17.3764 | 0
30.04. | 2 | 901.0111 |  | 883.6347 | 0 | 0 | 17.3764 | 0
30.04. | 3 | 909.9142 |  | 892.5378 | 0 | 0 | 17.3764 | 0
30.04. | 4 | 912.14 |  | 894.7636 | 0 | 0 | 17.3764 | 0
30.04. | 5 | 914.3658 |  | 896.9893 | 0 | 0 | 17.3764 | 0
30.04. | 6 | 903.2369 |  | 885.8604 | 0 | 0 | 17.3764 | 0
30.04. | 7 | 892.108 |  | 874.7315 | 0 | 0 | 17.3764 | 0
30.04. | 8 | 880.9791 |  | 863.6026 | 0 | 0 | 17.3764 | 0
30.04. | 9 | 860.9471 |  | 843.5706 | 0 | 0 | 17.3764 | 0
30.04. | 10 | 856.4955 |  | 839.1191 | 0 | 0 | 17.3764 | 0
30.04. | 11 | 849.8182 |  | 832.4417 | 0 | 0 | 17.3764 | 0
30.04. | 12 | 847.5924 |  | 830.2159 | 0 | 0 | 17.3764 | 0
30.04. | 13 | 847.5924 |  | 830.2159 | 0 | 0 | 17.3764 | 0
30.04. | 14 | 847.5924 |  | 830.2159 | 0 | 0 | 17.3764 | 0
30.04. | 15 | 847.5924 |  | 830.2159 | 0 | 0 | 17.3764 | 0
30.04. | 16 | 847.5924 |  | 830.2159 | 0 | 0 | 17.3764 | 0
30.04. | 17 | 847.5924 |  | 830.2159 | 0 | 0 | 17.3764 | 0
30.04. | 18 | 849.8182 |  | 832.4417 | 0 | 0 | 17.3764 | 0
30.04. | 19 | 852.0439 |  | 834.6675 | 0 | 0 | 17.3764 | 0
30.04. | 20 | 854.2697 |  | 836.8933 | 0 | 0 | 17.3764 | 0
30.04. | 21 | 863.1728 |  | 845.7964 | 0 | 0 | 17.3764 | 0
30.04. | 22 | 867.6244 |  | 850.248 | 0 | 0 | 17.3764 | 0
30.04. | 23 | 876.5275 |  | 859.1511 | 0 | 0 | 17.3764 | 0
30.04. | 24 | 878.7533 |  | 861.3769 | 0 | 0 | 17.3764 | 0
01.05. | 1 | 693.0072 |  | 674.4113 | 0 | 0 | 18.5958 | 0
01.05. | 2 | 693.0072 |  | 674.4113 | 0 | 0 | 18.5958 | 0
01.05. | 3 | 697.4588 |  | 678.8629 | 0 | 0 | 18.5958 | 0
01.05. | 4 | 699.6845 |  | 681.0887 | 0 | 0 | 18.5958 | 0
01.05. | 5 | 704.1361 |  | 685.5402 | 0 | 0 | 18.5958 | 0
01.05. | 6 | 695.233 |  | 676.6371 | 0 | 0 | 18.5958 | 0
01.05. | 7 | 693.0072 |  | 674.4113 | 0 | 0 | 18.5958 | 0
01.05. | 8 | 690.7814 |  | 672.1856 | 0 | 0 | 18.5958 | 0
01.05. | 9 | 675.201 |  | 656.6051 | 0 | 0 | 18.5958 | 0
01.05. | 10 | 668.5236 |  | 649.9278 | 0 | 0 | 18.5958 | 0
01.05. | 11 | 661.8463 |  | 643.2504 | 0 | 0 | 18.5958 | 0
01.05. | 12 | 659.6205 |  | 641.0246 | 0 | 0 | 18.5958 | 0
01.05. | 13 | 657.3947 |  | 638.7989 | 0 | 0 | 18.5958 | 0
01.05. | 14 | 657.3947 |  | 638.7989 | 0 | 0 | 18.5958 | 0
01.05. | 15 | 657.3947 |  | 638.7989 | 0 | 0 | 18.5958 | 0
01.05. | 16 | 659.6205 |  | 641.0246 | 0 | 0 | 18.5958 | 0
01.05. | 17 | 661.8463 |  | 643.2504 | 0 | 0 | 18.5958 | 0
01.05. | 18 | 670.7494 |  | 652.1535 | 0 | 0 | 18.5958 | 0
01.05. | 19 | 677.4267 |  | 658.8309 | 0 | 0 | 18.5958 | 0
01.05. | 20 | 684.1041 |  | 665.5082 | 0 | 0 | 18.5958 | 0
01.05. | 21 | 697.4588 |  | 678.8629 | 0 | 0 | 18.5958 | 0
01.05. | 22 | 704.1361 |  | 685.5402 | 0 | 0 | 18.5958 | 0
01.05. | 23 | 721.9423 |  | 703.3465 | 0 | 0 | 18.5958 | 0
01.05. | 24 | 724.1681 |  | 705.5723 | 0 | 0 | 18.5958 | 0
02.05. | 1 | 728.6197 |  | 710.0238 | 0 | 0 | 18.5958 | 0
02.05. | 2 | 728.6197 |  | 710.0238 | 0 | 0 | 18.5958 | 0
02.05. | 3 | 737.5228 |  | 718.9269 | 0 | 0 | 18.5958 | 0
02.05. | 4 | 737.5228 |  | 718.9269 | 0 | 0 | 18.5958 | 0
02.05. | 5 | 739.7486 |  | 721.1527 | 0 | 0 | 18.5958 | 0
02.05. | 6 | 719.7166 |  | 701.1207 | 0 | 0 | 18.5958 | 0
02.05. | 7 | 706.3619 |  | 687.766 | 0 | 0 | 18.5958 | 0
02.05. | 8 | 693.0072 |  | 674.4113 | 0 | 0 | 18.5958 | 0
02.05. | 9 | 670.7494 |  | 652.1535 | 0 | 0 | 18.5958 | 0
02.05. | 10 | 664.072 |  | 645.4762 | 0 | 0 | 18.5958 | 0
02.05. | 11 | 657.3947 |  | 638.7989 | 0 | 0 | 18.5958 | 0
02.05. | 12 | 657.3947 |  | 638.7989 | 0 | 0 | 18.5958 | 0
02.05. | 13 | 657.3947 |  | 638.7989 | 0 | 0 | 18.5958 | 0
02.05. | 14 | 657.3947 |  | 638.7989 | 0 | 0 | 18.5958 | 0
02.05. | 15 | 657.3947 |  | 638.7989 | 0 | 0 | 18.5958 | 0
02.05. | 16 | 659.6205 |  | 641.0246 | 0 | 0 | 18.5958 | 0
02.05. | 17 | 661.8463 |  | 643.2504 | 0 | 0 | 18.5958 | 0
02.05. | 18 | 672.9752 |  | 654.3793 | 0 | 0 | 18.5958 | 0
02.05. | 19 | 681.8783 |  | 663.2824 | 0 | 0 | 18.5958 | 0
02.05. | 20 | 686.3298 |  | 667.734 | 0 | 0 | 18.5958 | 0
02.05. | 21 | 697.4588 |  | 678.8629 | 0 | 0 | 18.5958 | 0
02.05. | 22 | 699.6845 |  | 681.0887 | 0 | 0 | 18.5958 | 0
02.05. | 23 | 715.265 |  | 696.6691 | 0 | 0 | 18.5958 | 0
02.05. | 24 | 719.7166 |  | 701.1207 | 0 | 0 | 18.5958 | 0
03.05. | 1 | 724.1681 |  | 705.5723 | 0 | 0 | 18.5958 | 0
03.05. | 2 | 726.3939 |  | 707.798 | 0 | 0 | 18.5958 | 0
03.05. | 3 | 733.0712 |  | 714.4754 | 0 | 0 | 18.5958 | 0
03.05. | 4 | 739.7486 |  | 721.1527 | 0 | 0 | 18.5958 | 0
03.05. | 5 | 753.1033 |  | 734.5074 | 0 | 0 | 18.5958 | 0
03.05. | 6 | 750.8775 |  | 732.2816 | 0 | 0 | 18.5958 | 0
03.05. | 7 | 750.8775 |  | 732.2816 | 0 | 0 | 18.5958 | 0
03.05. | 8 | 755.329 |  | 736.7332 | 0 | 0 | 18.5958 | 0
03.05. | 9 | 739.7486 |  | 721.1527 | 0 | 0 | 18.5958 | 0
03.05. | 10 | 735.297 |  | 716.7012 | 0 | 0 | 18.5958 | 0
03.05. | 11 | 719.7166 |  | 701.1207 | 0 | 0 | 18.5958 | 0
03.05. | 12 | 713.0392 |  | 694.4434 | 0 | 0 | 18.5958 | 0
03.05. | 13 | 708.5877 |  | 689.9918 | 0 | 0 | 18.5958 | 0
03.05. | 14 | 704.1361 |  | 685.5402 | 0 | 0 | 18.5958 | 0
03.05. | 15 | 704.1361 |  | 685.5402 | 0 | 0 | 18.5958 | 0
03.05. | 16 | 704.1361 |  | 685.5402 | 0 | 0 | 18.5958 | 0
03.05. | 17 | 706.3619 |  | 687.766 | 0 | 0 | 18.5958 | 0
03.05. | 18 | 717.4908 |  | 698.8949 | 0 | 0 | 18.5958 | 0
03.05. | 19 | 730.8455 |  | 712.2496 | 0 | 0 | 18.5958 | 0
03.05. | 20 | 741.9744 |  | 723.3785 | 0 | 0 | 18.5958 | 0
03.05. | 21 | 764.2322 |  | 745.6363 | 0 | 0 | 18.5958 | 0
03.05. | 22 | 770.9095 |  | 752.3136 | 0 | 0 | 18.5958 | 0
03.05. | 23 | 790.9415 |  | 772.3457 | 0 | 0 | 18.5958 | 0
03.05. | 24 | 795.3931 |  | 776.7972 | 0 | 0 | 18.5958 | 0
04.05. | 1 | 797.6188 |  | 779.023 | 0 | 0 | 18.5958 | 0
04.05. | 2 | 802.0704 |  | 783.4746 | 0 | 0 | 18.5958 | 0
04.05. | 3 | 806.522 |  | 787.9261 | 0 | 0 | 18.5958 | 0
04.05. | 4 | 806.522 |  | 787.9261 | 0 | 0 | 18.5958 | 0
04.05. | 5 | 806.522 |  | 787.9261 | 0 | 0 | 18.5958 | 0
04.05. | 6 | 770.9095 |  | 752.3136 | 0 | 0 | 18.5958 | 0
04.05. | 7 | 746.4259 |  | 727.8301 | 0 | 0 | 18.5958 | 0
04.05. | 8 | 733.0712 |  | 714.4754 | 0 | 0 | 18.5958 | 0
04.05. | 9 | 706.3619 |  | 687.766 | 0 | 0 | 18.5958 | 0
04.05. | 10 | 699.6845 |  | 681.0887 | 0 | 0 | 18.5958 | 0
04.05. | 11 | 688.5556 |  | 669.9598 | 0 | 0 | 18.5958 | 0
04.05. | 12 | 688.5556 |  | 669.9598 | 0 | 0 | 18.5958 | 0
04.05. | 13 | 688.5556 |  | 669.9598 | 0 | 0 | 18.5958 | 0
04.05. | 14 | 688.5556 |  | 669.9598 | 0 | 0 | 18.5958 | 0
04.05. | 15 | 693.0072 |  | 674.4113 | 0 | 0 | 18.5958 | 0
04.05. | 16 | 697.4588 |  | 678.8629 | 0 | 0 | 18.5958 | 0
04.05. | 17 | 704.1361 |  | 685.5402 | 0 | 0 | 18.5958 | 0
04.05. | 18 | 719.7166 |  | 701.1207 | 0 | 0 | 18.5958 | 0
04.05. | 19 | 728.6197 |  | 710.0238 | 0 | 0 | 18.5958 | 0
04.05. | 20 | 733.0712 |  | 714.4754 | 0 | 0 | 18.5958 | 0
04.05. | 21 | 744.2001 |  | 725.6043 | 0 | 0 | 18.5958 | 0
04.05. | 22 | 748.6517 |  | 730.0558 | 0 | 0 | 18.5958 | 0
04.05. | 23 | 768.6837 |  | 750.0879 | 0 | 0 | 18.5958 | 0
04.05. | 24 | 777.5868 |  | 758.991 | 0 | 0 | 18.5958 | 0
05.05. | 1 | 782.0384 |  | 763.4425 | 0 | 0 | 18.5958 | 0
05.05. | 2 | 782.0384 |  | 763.4425 | 0 | 0 | 18.5958 | 0
05.05. | 3 | 788.7157 |  | 770.1199 | 0 | 0 | 18.5958 | 0
05.05. | 4 | 793.1673 |  | 774.5714 | 0 | 0 | 18.5958 | 0
05.05. | 5 | 806.522 |  | 787.9261 | 0 | 0 | 18.5958 | 0
05.05. | 6 | 793.1673 |  | 774.5714 | 0 | 0 | 18.5958 | 0
05.05. | 7 | 779.8126 |  | 761.2168 | 0 | 0 | 18.5958 | 0
05.05. | 8 | 770.9095 |  | 752.3136 | 0 | 0 | 18.5958 | 0
05.05. | 9 | 744.2001 |  | 725.6043 | 0 | 0 | 18.5958 | 0
05.05. | 10 | 735.297 |  | 716.7012 | 0 | 0 | 18.5958 | 0
05.05. | 11 | 717.4908 |  | 698.8949 | 0 | 0 | 18.5958 | 0
05.05. | 12 | 713.0392 |  | 694.4434 | 0 | 0 | 18.5958 | 0
05.05. | 13 | 708.5877 |  | 689.9918 | 0 | 0 | 18.5958 | 0
05.05. | 14 | 708.5877 |  | 689.9918 | 0 | 0 | 18.5958 | 0
05.05. | 15 | 708.5877 |  | 689.9918 | 0 | 0 | 18.5958 | 0
05.05. | 16 | 710.8134 |  | 692.2176 | 0 | 0 | 18.5958 | 0
05.05. | 17 | 717.4908 |  | 698.8949 | 0 | 0 | 18.5958 | 0
05.05. | 18 | 737.5228 |  | 718.9269 | 0 | 0 | 18.5958 | 0
05.05. | 19 | 757.5548 |  | 738.959 | 0 | 0 | 18.5958 | 0
05.05. | 20 | 773.1353 |  | 754.5394 | 0 | 0 | 18.5958 | 0
05.05. | 21 | 799.8446 |  | 781.2488 | 0 | 0 | 18.5958 | 0
05.05. | 22 | 806.522 |  | 787.9261 | 0 | 0 | 18.5958 | 0
05.05. | 23 | 806.522 |  | 787.9261 | 0 | 0 | 18.5958 | 0
05.05. | 24 | 806.522 |  | 787.9261 | 0 | 0 | 18.5958 | 0
06.05. | 1 | 806.522 |  | 787.9261 | 0 | 0 | 18.5958 | 0
06.05. | 2 | 806.522 |  | 787.9261 | 0 | 0 | 18.5958 | 0
06.05. | 3 | 806.522 |  | 787.9261 | 0 | 0 | 18.5958 | 0
06.05. | 4 | 806.522 |  | 787.9261 | 0 | 0 | 18.5958 | 0
06.05. | 5 | 806.522 |  | 787.9261 | 0 | 0 | 18.5958 | 0
06.05. | 6 | 795.3931 |  | 776.7972 | 0 | 0 | 18.5958 | 0
06.05. | 7 | 764.2322 |  | 745.6363 | 0 | 0 | 18.5958 | 0
06.05. | 8 | 757.5548 |  | 738.959 | 0 | 0 | 18.5958 | 0
06.05. | 9 | 737.5228 |  | 718.9269 | 0 | 0 | 18.5958 | 0
06.05. | 10 | 737.5228 |  | 718.9269 | 0 | 0 | 18.5958 | 0
06.05. | 11 | 726.3939 |  | 707.798 | 0 | 0 | 18.5958 | 0
06.05. | 12 | 726.3939 |  | 707.798 | 0 | 0 | 18.5958 | 0
06.05. | 13 | 724.1681 |  | 705.5723 | 0 | 0 | 18.5958 | 0
06.05. | 14 | 724.1681 |  | 705.5723 | 0 | 0 | 18.5958 | 0
06.05. | 15 | 721.9423 |  | 703.3465 | 0 | 0 | 18.5958 | 0
06.05. | 16 | 724.1681 |  | 705.5723 | 0 | 0 | 18.5958 | 0
06.05. | 17 | 728.6197 |  | 710.0238 | 0 | 0 | 18.5958 | 0
06.05. | 18 | 744.2001 |  | 725.6043 | 0 | 0 | 18.5958 | 0
06.05. | 19 | 753.1033 |  | 734.5074 | 0 | 0 | 18.5958 | 0
06.05. | 20 | 764.2322 |  | 745.6363 | 0 | 0 | 18.5958 | 0
06.05. | 21 | 784.2642 |  | 765.6683 | 0 | 0 | 18.5958 | 0
06.05. | 22 | 779.8126 |  | 761.2168 | 0 | 0 | 18.5958 | 0
06.05. | 23 | 793.1673 |  | 774.5714 | 0 | 0 | 18.5958 | 0
06.05. | 24 | 788.7157 |  | 770.1199 | 0 | 0 | 18.5958 | 0
07.05. | 1 | 786.4899 |  | 767.8941 | 0 | 0 | 18.5958 | 0
07.05. | 2 | 782.0384 |  | 763.4425 | 0 | 0 | 18.5958 | 0
07.05. | 3 | 786.4899 |  | 767.8941 | 0 | 0 | 18.5958 | 0
07.05. | 4 | 786.4899 |  | 767.8941 | 0 | 0 | 18.5958 | 0
07.05. | 5 | 793.1673 |  | 774.5714 | 0 | 0 | 18.5958 | 0
07.05. | 6 | 770.9095 |  | 752.3136 | 0 | 0 | 18.5958 | 0
07.05. | 7 | 755.329 |  | 736.7332 | 0 | 0 | 18.5958 | 0
07.05. | 8 | 741.9744 |  | 723.3785 | 0 | 0 | 18.5958 | 0
07.05. | 9 | 713.0392 |  | 694.4434 | 0 | 0 | 18.5958 | 0
07.05. | 10 | 701.9103 |  | 683.3145 | 0 | 0 | 18.5958 | 0
07.05. | 11 | 686.3298 |  | 667.734 | 0 | 0 | 18.5958 | 0
07.05. | 12 | 681.8783 |  | 663.2824 | 0 | 0 | 18.5958 | 0
07.05. | 13 | 677.4267 |  | 658.8309 | 0 | 0 | 18.5958 | 0
07.05. | 14 | 675.201 |  | 656.6051 | 0 | 0 | 18.5958 | 0
07.05. | 15 | 672.9752 |  | 654.3793 | 0 | 0 | 18.5958 | 0
07.05. | 16 | 677.4267 |  | 658.8309 | 0 | 0 | 18.5958 | 0
07.05. | 17 | 681.8783 |  | 663.2824 | 0 | 0 | 18.5958 | 0
07.05. | 18 | 697.4588 |  | 678.8629 | 0 | 0 | 18.5958 | 0
07.05. | 19 | 706.3619 |  | 687.766 | 0 | 0 | 18.5958 | 0
07.05. | 20 | 710.8134 |  | 692.2176 | 0 | 0 | 18.5958 | 0
07.05. | 21 | 719.7166 |  | 701.1207 | 0 | 0 | 18.5958 | 0
07.05. | 22 | 719.7166 |  | 701.1207 | 0 | 0 | 18.5958 | 0
07.05. | 23 | 730.8455 |  | 712.2496 | 0 | 0 | 18.5958 | 0
07.05. | 24 | 728.6197 |  | 710.0238 | 0 | 0 | 18.5958 | 0
08.05. | 1 | 728.6197 |  | 710.0238 | 0 | 0 | 18.5958 | 0
08.05. | 2 | 726.3939 |  | 707.798 | 0 | 0 | 18.5958 | 0
08.05. | 3 | 733.0712 |  | 714.4754 | 0 | 0 | 18.5958 | 0
08.05. | 4 | 730.8455 |  | 712.2496 | 0 | 0 | 18.5958 | 0
08.05. | 5 | 730.8455 |  | 712.2496 | 0 | 0 | 18.5958 | 0
08.05. | 6 | 713.0392 |  | 694.4434 | 0 | 0 | 18.5958 | 0
08.05. | 7 | 701.9103 |  | 683.3145 | 0 | 0 | 18.5958 | 0
08.05. | 8 | 697.4588 |  | 678.8629 | 0 | 0 | 18.5958 | 0
08.05. | 9 | 679.6525 |  | 661.0567 | 0 | 0 | 18.5958 | 0
08.05. | 10 | 675.201 |  | 656.6051 | 0 | 0 | 18.5958 | 0
08.05. | 11 | 668.5236 |  | 649.9278 | 0 | 0 | 18.5958 | 0
08.05. | 12 | 666.2978 |  | 647.702 | 0 | 0 | 18.5958 | 0
08.05. | 13 | 661.8463 |  | 643.2504 | 0 | 0 | 18.5958 | 0
08.05. | 14 | 659.6205 |  | 641.0246 | 0 | 0 | 18.5958 | 0
08.05. | 15 | 657.3947 |  | 638.7989 | 0 | 0 | 18.5958 | 0
08.05. | 16 | 657.3947 |  | 638.7989 | 0 | 0 | 18.5958 | 0
08.05. | 17 | 657.3947 |  | 638.7989 | 0 | 0 | 18.5958 | 0
08.05. | 18 | 666.2978 |  | 647.702 | 0 | 0 | 18.5958 | 0
08.05. | 19 | 675.201 |  | 656.6051 | 0 | 0 | 18.5958 | 0
08.05. | 20 | 686.3298 |  | 667.734 | 0 | 0 | 18.5958 | 0
08.05. | 21 | 710.8134 |  | 692.2176 | 0 | 0 | 18.5958 | 0
08.05. | 22 | 724.1681 |  | 705.5723 | 0 | 0 | 18.5958 | 0
08.05. | 23 | 744.2001 |  | 725.6043 | 0 | 0 | 18.5958 | 0
08.05. | 24 | 746.4259 |  | 727.8301 | 0 | 0 | 18.5958 | 0
09.05. | 1 | 748.6517 |  | 730.0558 | 0 | 0 | 18.5958 | 0
09.05. | 2 | 753.1033 |  | 734.5074 | 0 | 0 | 18.5958 | 0
09.05. | 3 | 764.2322 |  | 745.6363 | 0 | 0 | 18.5958 | 0
09.05. | 4 | 764.2322 |  | 745.6363 | 0 | 0 | 18.5958 | 0
09.05. | 5 | 755.329 |  | 736.7332 | 0 | 0 | 18.5958 | 0
09.05. | 6 | 717.4908 |  | 698.8949 | 0 | 0 | 18.5958 | 0
09.05. | 7 | 688.5556 |  | 669.9598 | 0 | 0 | 18.5958 | 0
09.05. | 8 | 670.7494 |  | 652.1535 | 0 | 0 | 18.5958 | 0
09.05. | 9 | 652.9431 |  | 634.3473 | 0 | 0 | 18.5958 | 0
09.05. | 10 | 644.04 |  | 625.4442 | 0 | 0 | 18.5958 | 0
09.05. | 11 | 635.1369 |  | 616.5411 | 0 | 0 | 18.5958 | 0
09.05. | 12 | 632.9111 |  | 614.3153 | 0 | 0 | 18.5958 | 0
09.05. | 13 | 632.9111 |  | 614.3153 | 0 | 0 | 18.5958 | 0
09.05. | 14 | 632.9111 |  | 614.3153 | 0 | 0 | 18.5958 | 0
09.05. | 15 | 630.6854 |  | 612.0895 | 0 | 0 | 18.5958 | 0
09.05. | 16 | 632.9111 |  | 614.3153 | 0 | 0 | 18.5958 | 0
09.05. | 17 | 635.1369 |  | 616.5411 | 0 | 0 | 18.5958 | 0
09.05. | 18 | 644.04 |  | 625.4442 | 0 | 0 | 18.5958 | 0
09.05. | 19 | 648.4916 |  | 629.8957 | 0 | 0 | 18.5958 | 0
09.05. | 20 | 652.9431 |  | 634.3473 | 0 | 0 | 18.5958 | 0
09.05. | 21 | 661.8463 |  | 643.2504 | 0 | 0 | 18.5958 | 0
09.05. | 22 | 666.2978 |  | 647.702 | 0 | 0 | 18.5958 | 0
09.05. | 23 | 677.4267 |  | 658.8309 | 0 | 0 | 18.5958 | 0
09.05. | 24 | 679.6525 |  | 661.0567 | 0 | 0 | 18.5958 | 0
10.05. | 1 | 684.1041 |  | 665.5082 | 0 | 0 | 18.5958 | 0
10.05. | 2 | 688.5556 |  | 669.9598 | 0 | 0 | 18.5958 | 0
10.05. | 3 | 695.233 |  | 676.6371 | 0 | 0 | 18.5958 | 0
10.05. | 4 | 695.233 |  | 676.6371 | 0 | 0 | 18.5958 | 0
10.05. | 5 | 693.0072 |  | 674.4113 | 0 | 0 | 18.5958 | 0
10.05. | 6 | 675.201 |  | 656.6051 | 0 | 0 | 18.5958 | 0
10.05. | 7 | 666.2978 |  | 647.702 | 0 | 0 | 18.5958 | 0
10.05. | 8 | 659.6205 |  | 641.0246 | 0 | 0 | 18.5958 | 0
10.05. | 9 | 646.2658 |  | 627.67 | 0 | 0 | 18.5958 | 0
10.05. | 10 | 641.8143 |  | 623.2184 | 0 | 0 | 18.5958 | 0
10.05. | 11 | 632.9111 |  | 614.3153 | 0 | 0 | 18.5958 | 0
10.05. | 12 | 630.6854 |  | 612.0895 | 0 | 0 | 18.5958 | 0
10.05. | 13 | 630.6854 |  | 612.0895 | 0 | 0 | 18.5958 | 0
10.05. | 14 | 630.6854 |  | 612.0895 | 0 | 0 | 18.5958 | 0
10.05. | 15 | 630.6854 |  | 612.0895 | 0 | 0 | 18.5958 | 0
10.05. | 16 | 630.6854 |  | 612.0895 | 0 | 0 | 18.5958 | 0
10.05. | 17 | 630.6854 |  | 612.0895 | 0 | 0 | 18.5958 | 0
10.05. | 18 | 639.5885 |  | 620.9926 | 0 | 0 | 18.5958 | 0
10.05. | 19 | 646.2658 |  | 627.67 | 0 | 0 | 18.5958 | 0
10.05. | 20 | 650.7174 |  | 632.1215 | 0 | 0 | 18.5958 | 0
10.05. | 21 | 661.8463 |  | 643.2504 | 0 | 0 | 18.5958 | 0
10.05. | 22 | 668.5236 |  | 649.9278 | 0 | 0 | 18.5958 | 0
10.05. | 23 | 681.8783 |  | 663.2824 | 0 | 0 | 18.5958 | 0
10.05. | 24 | 686.3298 |  | 667.734 | 0 | 0 | 18.5958 | 0
11.05. | 1 | 693.0072 |  | 674.4113 | 0 | 0 | 18.5958 | 0
11.05. | 2 | 697.4588 |  | 678.8629 | 0 | 0 | 18.5958 | 0
11.05. | 3 | 710.8134 |  | 692.2176 | 0 | 0 | 18.5958 | 0
11.05. | 4 | 708.5877 |  | 689.9918 | 0 | 0 | 18.5958 | 0
11.05. | 5 | 697.4588 |  | 678.8629 | 0 | 0 | 18.5958 | 0
11.05. | 6 | 672.9752 |  | 654.3793 | 0 | 0 | 18.5958 | 0
11.05. | 7 | 659.6205 |  | 641.0246 | 0 | 0 | 18.5958 | 0
11.05. | 8 | 652.9431 |  | 634.3473 | 0 | 0 | 18.5958 | 0
11.05. | 9 | 639.5885 |  | 620.9926 | 0 | 0 | 18.5958 | 0
11.05. | 10 | 635.1369 |  | 616.5411 | 0 | 0 | 18.5958 | 0
11.05. | 11 | 630.6854 |  | 612.0895 | 0 | 0 | 18.5958 | 0
11.05. | 12 | 630.6854 |  | 612.0895 | 0 | 0 | 18.5958 | 0
11.05. | 13 | 630.6854 |  | 612.0895 | 0 | 0 | 18.5958 | 0
11.05. | 14 | 630.6854 |  | 612.0895 | 0 | 0 | 18.5958 | 0
11.05. | 15 | 630.6854 |  | 612.0895 | 0 | 0 | 18.5958 | 0
11.05. | 16 | 630.6854 |  | 612.0895 | 0 | 0 | 18.5958 | 0
11.05. | 17 | 630.6854 |  | 612.0895 | 0 | 0 | 18.5958 | 0
11.05. | 18 | 637.3627 |  | 618.7668 | 0 | 0 | 18.5958 | 0
11.05. | 19 | 646.2658 |  | 627.67 | 0 | 0 | 18.5958 | 0
11.05. | 20 | 650.7174 |  | 632.1215 | 0 | 0 | 18.5958 | 0
11.05. | 21 | 661.8463 |  | 643.2504 | 0 | 0 | 18.5958 | 0
11.05. | 22 | 668.5236 |  | 649.9278 | 0 | 0 | 18.5958 | 0
11.05. | 23 | 681.8783 |  | 663.2824 | 0 | 0 | 18.5958 | 0
11.05. | 24 | 686.3298 |  | 667.734 | 0 | 0 | 18.5958 | 0
12.05. | 1 | 693.0072 |  | 674.4113 | 0 | 0 | 18.5958 | 0
12.05. | 2 | 699.6845 |  | 681.0887 | 0 | 0 | 18.5958 | 0
12.05. | 3 | 713.0392 |  | 694.4434 | 0 | 0 | 18.5958 | 0
12.05. | 4 | 713.0392 |  | 694.4434 | 0 | 0 | 18.5958 | 0
12.05. | 5 | 701.9103 |  | 683.3145 | 0 | 0 | 18.5958 | 0
12.05. | 6 | 672.9752 |  | 654.3793 | 0 | 0 | 18.5958 | 0
12.05. | 7 | 659.6205 |  | 641.0246 | 0 | 0 | 18.5958 | 0
12.05. | 8 | 652.9431 |  | 634.3473 | 0 | 0 | 18.5958 | 0
12.05. | 9 | 639.5885 |  | 620.9926 | 0 | 0 | 18.5958 | 0
12.05. | 10 | 635.1369 |  | 616.5411 | 0 | 0 | 18.5958 | 0
12.05. | 11 | 630.6854 |  | 612.0895 | 0 | 0 | 18.5958 | 0
12.05. | 12 | 630.6854 |  | 612.0895 | 0 | 0 | 18.5958 | 0
12.05. | 13 | 630.6854 |  | 612.0895 | 0 | 0 | 18.5958 | 0
12.05. | 14 | 630.6854 |  | 612.0895 | 0 | 0 | 18.5958 | 0
12.05. | 15 | 630.6854 |  | 612.0895 | 0 | 0 | 18.5958 | 0
12.05. | 16 | 630.6854 |  | 612.0895 | 0 | 0 | 18.5958 | 0
12.05. | 17 | 630.6854 |  | 612.0895 | 0 | 0 | 18.5958 | 0
12.05. | 18 | 637.3627 |  | 618.7668 | 0 | 0 | 18.5958 | 0
12.05. | 19 | 644.04 |  | 625.4442 | 0 | 0 | 18.5958 | 0
12.05. | 20 | 650.7174 |  | 632.1215 | 0 | 0 | 18.5958 | 0
12.05. | 21 | 661.8463 |  | 643.2504 | 0 | 0 | 18.5958 | 0
12.05. | 22 | 670.7494 |  | 652.1535 | 0 | 0 | 18.5958 | 0
12.05. | 23 | 684.1041 |  | 665.5082 | 0 | 0 | 18.5958 | 0
12.05. | 24 | 688.5556 |  | 669.9598 | 0 | 0 | 18.5958 | 0
13.05. | 1 | 693.0072 |  | 674.4113 | 0 | 0 | 18.5958 | 0
13.05. | 2 | 699.6845 |  | 681.0887 | 0 | 0 | 18.5958 | 0
13.05. | 3 | 710.8134 |  | 692.2176 | 0 | 0 | 18.5958 | 0
13.05. | 4 | 708.5877 |  | 689.9918 | 0 | 0 | 18.5958 | 0
13.05. | 5 | 697.4588 |  | 678.8629 | 0 | 0 | 18.5958 | 0
13.05. | 6 | 670.7494 |  | 652.1535 | 0 | 0 | 18.5958 | 0
13.05. | 7 | 659.6205 |  | 641.0246 | 0 | 0 | 18.5958 | 0
13.05. | 8 | 650.7174 |  | 632.1215 | 0 | 0 | 18.5958 | 0
13.05. | 9 | 637.3627 |  | 618.7668 | 0 | 0 | 18.5958 | 0
13.05. | 10 | 632.9111 |  | 614.3153 | 0 | 0 | 18.5958 | 0
13.05. | 11 | 630.6854 |  | 612.0895 | 0 | 0 | 18.5958 | 0
13.05. | 12 | 630.6854 |  | 612.0895 | 0 | 0 | 18.5958 | 0
13.05. | 13 | 632.9111 |  | 614.3153 | 0 | 0 | 18.5958 | 0
13.05. | 14 | 632.9111 |  | 614.3153 | 0 | 0 | 18.5958 | 0
13.05. | 15 | 632.9111 |  | 614.3153 | 0 | 0 | 18.5958 | 0
13.05. | 16 | 630.6854 |  | 612.0895 | 0 | 0 | 18.5958 | 0
13.05. | 17 | 630.6854 |  | 612.0895 | 0 | 0 | 18.5958 | 0
13.05. | 18 | 632.9111 |  | 614.3153 | 0 | 0 | 18.5958 | 0
13.05. | 19 | 639.5885 |  | 620.9926 | 0 | 0 | 18.5958 | 0
13.05. | 20 | 646.2658 |  | 627.67 | 0 | 0 | 18.5958 | 0
13.05. | 21 | 657.3947 |  | 638.7989 | 0 | 0 | 18.5958 | 0
13.05. | 22 | 664.072 |  | 645.4762 | 0 | 0 | 18.5958 | 0
13.05. | 23 | 675.201 |  | 656.6051 | 0 | 0 | 18.5958 | 0
13.05. | 24 | 677.4267 |  | 658.8309 | 0 | 0 | 18.5958 | 0
14.05. | 1 | 679.6525 |  | 661.0567 | 0 | 0 | 18.5958 | 0
14.05. | 2 | 684.1041 |  | 665.5082 | 0 | 0 | 18.5958 | 0
14.05. | 3 | 690.7814 |  | 672.1856 | 0 | 0 | 18.5958 | 0
14.05. | 4 | 688.5556 |  | 669.9598 | 0 | 0 | 18.5958 | 0
14.05. | 5 | 684.1041 |  | 665.5082 | 0 | 0 | 18.5958 | 0
14.05. | 6 | 666.2978 |  | 647.702 | 0 | 0 | 18.5958 | 0
14.05. | 7 | 657.3947 |  | 638.7989 | 0 | 0 | 18.5958 | 0
14.05. | 8 | 650.7174 |  | 632.1215 | 0 | 0 | 18.5958 | 0
14.05. | 9 | 637.3627 |  | 618.7668 | 0 | 0 | 18.5958 | 0
14.05. | 10 | 632.9111 |  | 614.3153 | 0 | 0 | 18.5958 | 0
14.05. | 11 | 630.6854 |  | 612.0895 | 0 | 0 | 18.5958 | 0
14.05. | 12 | 630.6854 |  | 612.0895 | 0 | 0 | 18.5958 | 0
14.05. | 13 | 632.9111 |  | 614.3153 | 0 | 0 | 18.5958 | 0
14.05. | 14 | 632.9111 |  | 614.3153 | 0 | 0 | 18.5958 | 0
14.05. | 15 | 632.9111 |  | 614.3153 | 0 | 0 | 18.5958 | 0
14.05. | 16 | 630.6854 |  | 612.0895 | 0 | 0 | 18.5958 | 0
14.05. | 17 | 630.6854 |  | 612.0895 | 0 | 0 | 18.5958 | 0
14.05. | 18 | 632.9111 |  | 614.3153 | 0 | 0 | 18.5958 | 0
14.05. | 19 | 637.3627 |  | 618.7668 | 0 | 0 | 18.5958 | 0
14.05. | 20 | 644.04 |  | 625.4442 | 0 | 0 | 18.5958 | 0
14.05. | 21 | 655.1689 |  | 636.5731 | 0 | 0 | 18.5958 | 0
14.05. | 22 | 661.8463 |  | 643.2504 | 0 | 0 | 18.5958 | 0
14.05. | 23 | 672.9752 |  | 654.3793 | 0 | 0 | 18.5958 | 0
14.05. | 24 | 675.201 |  | 656.6051 | 0 | 0 | 18.5958 | 0
15.05. | 1 | 679.6525 |  | 661.0567 | 0 | 0 | 18.5958 | 0
15.05. | 2 | 684.1041 |  | 665.5082 | 0 | 0 | 18.5958 | 0
15.05. | 3 | 693.0072 |  | 674.4113 | 0 | 0 | 18.5958 | 0
15.05. | 4 | 690.7814 |  | 672.1856 | 0 | 0 | 18.5958 | 0
15.05. | 5 | 681.8783 |  | 663.2824 | 0 | 0 | 18.5958 | 0
15.05. | 6 | 664.072 |  | 645.4762 | 0 | 0 | 18.5958 | 0
15.05. | 7 | 652.9431 |  | 634.3473 | 0 | 0 | 18.5958 | 0
15.05. | 8 | 646.2658 |  | 627.67 | 0 | 0 | 18.5958 | 0
15.05. | 9 | 632.9111 |  | 614.3153 | 0 | 0 | 18.5958 | 0
15.05. | 10 | 630.6854 |  | 612.0895 | 0 | 0 | 18.5958 | 0
15.05. | 11 | 635.1369 |  | 616.5411 | 0 | 0 | 18.5958 | 0
15.05. | 12 | 637.3627 |  | 618.7668 | 0 | 0 | 18.5958 | 0
15.05. | 13 | 639.5885 |  | 620.9926 | 0 | 0 | 18.5958 | 0
15.05. | 14 | 641.8143 |  | 623.2184 | 0 | 0 | 18.5958 | 0
15.05. | 15 | 639.5885 |  | 620.9926 | 0 | 0 | 18.5958 | 0
15.05. | 16 | 637.3627 |  | 618.7668 | 0 | 0 | 18.5958 | 0
15.05. | 17 | 632.9111 |  | 614.3153 | 0 | 0 | 18.5958 | 0
15.05. | 18 | 630.6854 |  | 612.0895 | 0 | 0 | 18.5958 | 0
15.05. | 19 | 635.1369 |  | 616.5411 | 0 | 0 | 18.5958 | 0
15.05. | 20 | 639.5885 |  | 620.9926 | 0 | 0 | 18.5958 | 0
15.05. | 21 | 652.9431 |  | 634.3473 | 0 | 0 | 18.5958 | 0
15.05. | 22 | 657.3947 |  | 638.7989 | 0 | 0 | 18.5958 | 0
15.05. | 23 | 666.2978 |  | 647.702 | 0 | 0 | 18.5958 | 0
15.05. | 24 | 666.2978 |  | 647.702 | 0 | 0 | 18.5958 | 0
16.05. | 1 | 668.5236 |  | 649.9278 | 0 | 0 | 18.5958 | 0
16.05. | 2 | 672.9752 |  | 654.3793 | 0 | 0 | 18.5958 | 0
16.05. | 3 | 679.6525 |  | 661.0567 | 0 | 0 | 18.5958 | 0
16.05. | 4 | 677.4267 |  | 658.8309 | 0 | 0 | 18.5958 | 0
16.05. | 5 | 672.9752 |  | 654.3793 | 0 | 0 | 18.5958 | 0
16.05. | 6 | 657.3947 |  | 638.7989 | 0 | 0 | 18.5958 | 0
16.05. | 7 | 648.4916 |  | 629.8957 | 0 | 0 | 18.5958 | 0
16.05. | 8 | 641.8143 |  | 623.2184 | 0 | 0 | 18.5958 | 0
16.05. | 9 | 630.6854 |  | 612.0895 | 0 | 0 | 18.5958 | 0
16.05. | 10 | 630.6854 |  | 612.0895 | 0 | 0 | 18.5958 | 0
16.05. | 11 | 644.04 |  | 625.4442 | 0 | 0 | 18.5958 | 0
16.05. | 12 | 650.7174 |  | 632.1215 | 0 | 0 | 18.5958 | 0
16.05. | 13 | 652.9431 |  | 634.3473 | 0 | 0 | 18.5958 | 0
16.05. | 14 | 652.9431 |  | 634.3473 | 0 | 0 | 18.5958 | 0
16.05. | 15 | 652.9431 |  | 634.3473 | 0 | 0 | 18.5958 | 0
16.05. | 16 | 652.9431 |  | 634.3473 | 0 | 0 | 18.5958 | 0
16.05. | 17 | 646.2658 |  | 627.67 | 0 | 0 | 18.5958 | 0
16.05. | 18 | 630.6854 |  | 612.0895 | 0 | 0 | 18.5958 | 0
16.05. | 19 | 630.6854 |  | 612.0895 | 0 | 0 | 18.5958 | 0
16.05. | 20 | 635.1369 |  | 616.5411 | 0 | 0 | 18.5958 | 0
16.05. | 21 | 646.2658 |  | 627.67 | 0 | 0 | 18.5958 | 0
16.05. | 22 | 650.7174 |  | 632.1215 | 0 | 0 | 18.5958 | 0
16.05. | 23 | 659.6205 |  | 641.0246 | 0 | 0 | 18.5958 | 0
16.05. | 24 | 661.8463 |  | 643.2504 | 0 | 0 | 18.5958 | 0
17.05. | 1 | 664.072 |  | 645.4762 | 0 | 0 | 18.5958 | 0
17.05. | 2 | 666.2978 |  | 647.702 | 0 | 0 | 18.5958 | 0
17.05. | 3 | 672.9752 |  | 654.3793 | 0 | 0 | 18.5958 | 0
17.05. | 4 | 672.9752 |  | 654.3793 | 0 | 0 | 18.5958 | 0
17.05. | 5 | 668.5236 |  | 649.9278 | 0 | 0 | 18.5958 | 0
17.05. | 6 | 655.1689 |  | 636.5731 | 0 | 0 | 18.5958 | 0
17.05. | 7 | 646.2658 |  | 627.67 | 0 | 0 | 18.5958 | 0
17.05. | 8 | 637.3627 |  | 618.7668 | 0 | 0 | 18.5958 | 0
17.05. | 9 | 630.6854 |  | 612.0895 | 0 | 0 | 18.5958 | 0
17.05. | 10 | 635.1369 |  | 616.5411 | 0 | 0 | 18.5958 | 0
17.05. | 11 | 652.9431 |  | 634.3473 | 0 | 0 | 18.5958 | 0
17.05. | 12 | 652.9431 |  | 634.3473 | 0 | 0 | 18.5958 | 0
17.05. | 13 | 652.9431 |  | 634.3473 | 0 | 0 | 18.5958 | 0
17.05. | 14 | 652.9431 |  | 634.3473 | 0 | 0 | 18.5958 | 0
17.05. | 15 | 652.9431 |  | 634.3473 | 0 | 0 | 18.5958 | 0
17.05. | 16 | 652.9431 |  | 634.3473 | 0 | 0 | 18.5958 | 0
17.05. | 17 | 652.9431 |  | 634.3473 | 0 | 0 | 18.5958 | 0
17.05. | 18 | 637.3627 |  | 618.7668 | 0 | 0 | 18.5958 | 0
17.05. | 19 | 630.6854 |  | 612.0895 | 0 | 0 | 18.5958 | 0
17.05. | 20 | 630.6854 |  | 612.0895 | 0 | 0 | 18.5958 | 0
17.05. | 21 | 641.8143 |  | 623.2184 | 0 | 0 | 18.5958 | 0
17.05. | 22 | 646.2658 |  | 627.67 | 0 | 0 | 18.5958 | 0
17.05. | 23 | 652.9431 |  | 634.3473 | 0 | 0 | 18.5958 | 0
17.05. | 24 | 655.1689 |  | 636.5731 | 0 | 0 | 18.5958 | 0
18.05. | 1 | 657.3947 |  | 638.7989 | 0 | 0 | 18.5958 | 0
18.05. | 2 | 659.6205 |  | 641.0246 | 0 | 0 | 18.5958 | 0
18.05. | 3 | 664.072 |  | 645.4762 | 0 | 0 | 18.5958 | 0
18.05. | 4 | 664.072 |  | 645.4762 | 0 | 0 | 18.5958 | 0
18.05. | 5 | 661.8463 |  | 643.2504 | 0 | 0 | 18.5958 | 0
18.05. | 6 | 650.7174 |  | 632.1215 | 0 | 0 | 18.5958 | 0
18.05. | 7 | 644.04 |  | 625.4442 | 0 | 0 | 18.5958 | 0
18.05. | 8 | 635.1369 |  | 616.5411 | 0 | 0 | 18.5958 | 0
18.05. | 9 | 632.9111 |  | 614.3153 | 0 | 0 | 18.5958 | 0
18.05. | 10 | 639.5885 |  | 620.9926 | 0 | 0 | 18.5958 | 0
18.05. | 11 | 652.9431 |  | 634.3473 | 0 | 0 | 18.5958 | 0
18.05. | 12 | 652.9431 |  | 634.3473 | 0 | 0 | 18.5958 | 0
18.05. | 13 | 652.9431 |  | 634.3473 | 0 | 0 | 18.5958 | 0
18.05. | 14 | 652.9431 |  | 634.3473 | 0 | 0 | 18.5958 | 0
18.05. | 15 | 652.9431 |  | 634.3473 | 0 | 0 | 18.5958 | 0
18.05. | 16 | 652.9431 |  | 634.3473 | 0 | 0 | 18.5958 | 0
18.05. | 17 | 652.9431 |  | 634.3473 | 0 | 0 | 18.5958 | 0
18.05. | 18 | 639.5885 |  | 620.9926 | 0 | 0 | 18.5958 | 0
18.05. | 19 | 630.6854 |  | 612.0895 | 0 | 0 | 18.5958 | 0
18.05. | 20 | 630.6854 |  | 612.0895 | 0 | 0 | 18.5958 | 0
18.05. | 21 | 639.5885 |  | 620.9926 | 0 | 0 | 18.5958 | 0
18.05. | 22 | 646.2658 |  | 627.67 | 0 | 0 | 18.5958 | 0
18.05. | 23 | 652.9431 |  | 634.3473 | 0 | 0 | 18.5958 | 0
18.05. | 24 | 655.1689 |  | 636.5731 | 0 | 0 | 18.5958 | 0
19.05. | 1 | 657.3947 |  | 638.7989 | 0 | 0 | 18.5958 | 0
19.05. | 2 | 659.6205 |  | 641.0246 | 0 | 0 | 18.5958 | 0
19.05. | 3 | 661.8463 |  | 643.2504 | 0 | 0 | 18.5958 | 0
19.05. | 4 | 661.8463 |  | 643.2504 | 0 | 0 | 18.5958 | 0
19.05. | 5 | 659.6205 |  | 641.0246 | 0 | 0 | 18.5958 | 0
19.05. | 6 | 650.7174 |  | 632.1215 | 0 | 0 | 18.5958 | 0
19.05. | 7 | 641.8143 |  | 623.2184 | 0 | 0 | 18.5958 | 0
19.05. | 8 | 635.1369 |  | 616.5411 | 0 | 0 | 18.5958 | 0
19.05. | 9 | 630.6854 |  | 612.0895 | 0 | 0 | 18.5958 | 0
19.05. | 10 | 637.3627 |  | 618.7668 | 0 | 0 | 18.5958 | 0
19.05. | 11 | 652.9431 |  | 634.3473 | 0 | 0 | 18.5958 | 0
19.05. | 12 | 652.9431 |  | 634.3473 | 0 | 0 | 18.5958 | 0
19.05. | 13 | 652.9431 |  | 634.3473 | 0 | 0 | 18.5958 | 0
19.05. | 14 | 652.9431 |  | 634.3473 | 0 | 0 | 18.5958 | 0
19.05. | 15 | 652.9431 |  | 634.3473 | 0 | 0 | 18.5958 | 0
19.05. | 16 | 652.9431 |  | 634.3473 | 0 | 0 | 18.5958 | 0
19.05. | 17 | 652.9431 |  | 634.3473 | 0 | 0 | 18.5958 | 0
19.05. | 18 | 632.9111 |  | 614.3153 | 0 | 0 | 18.5958 | 0
19.05. | 19 | 630.6854 |  | 612.0895 | 0 | 0 | 18.5958 | 0
19.05. | 20 | 632.9111 |  | 614.3153 | 0 | 0 | 18.5958 | 0
19.05. | 21 | 639.5885 |  | 620.9926 | 0 | 0 | 18.5958 | 0
19.05. | 22 | 641.8143 |  | 623.2184 | 0 | 0 | 18.5958 | 0
19.05. | 23 | 646.2658 |  | 627.67 | 0 | 0 | 18.5958 | 0
19.05. | 24 | 648.4916 |  | 629.8957 | 0 | 0 | 18.5958 | 0
20.05. | 1 | 650.7174 |  | 632.1215 | 0 | 0 | 18.5958 | 0
20.05. | 2 | 650.7174 |  | 632.1215 | 0 | 0 | 18.5958 | 0
20.05. | 3 | 650.7174 |  | 632.1215 | 0 | 0 | 18.5958 | 0
20.05. | 4 | 652.9431 |  | 634.3473 | 0 | 0 | 18.5958 | 0
20.05. | 5 | 650.7174 |  | 632.1215 | 0 | 0 | 18.5958 | 0
20.05. | 6 | 646.2658 |  | 627.67 | 0 | 0 | 18.5958 | 0
20.05. | 7 | 641.8143 |  | 623.2184 | 0 | 0 | 18.5958 | 0
20.05. | 8 | 639.5885 |  | 620.9926 | 0 | 0 | 18.5958 | 0
20.05. | 9 | 632.9111 |  | 614.3153 | 0 | 0 | 18.5958 | 0
20.05. | 10 | 630.6854 |  | 612.0895 | 0 | 0 | 18.5958 | 0
20.05. | 11 | 632.9111 |  | 614.3153 | 0 | 0 | 18.5958 | 0
20.05. | 12 | 632.9111 |  | 614.3153 | 0 | 0 | 18.5958 | 0
20.05. | 13 | 632.9111 |  | 614.3153 | 0 | 0 | 18.5958 | 0
20.05. | 14 | 635.1369 |  | 616.5411 | 0 | 0 | 18.5958 | 0
20.05. | 15 | 637.3627 |  | 618.7668 | 0 | 0 | 18.5958 | 0
20.05. | 16 | 635.1369 |  | 616.5411 | 0 | 0 | 18.5958 | 0
20.05. | 17 | 632.9111 |  | 614.3153 | 0 | 0 | 18.5958 | 0
20.05. | 18 | 630.6854 |  | 612.0895 | 0 | 0 | 18.5958 | 0
20.05. | 19 | 632.9111 |  | 614.3153 | 0 | 0 | 18.5958 | 0
20.05. | 20 | 637.3627 |  | 618.7668 | 0 | 0 | 18.5958 | 0
20.05. | 21 | 644.04 |  | 625.4442 | 0 | 0 | 18.5958 | 0
20.05. | 22 | 648.4916 |  | 629.8957 | 0 | 0 | 18.5958 | 0
20.05. | 23 | 652.9431 |  | 634.3473 | 0 | 0 | 18.5958 | 0
20.05. | 24 | 655.1689 |  | 636.5731 | 0 | 0 | 18.5958 | 0
21.05. | 1 | 657.3947 |  | 638.7989 | 0 | 0 | 18.5958 | 0
21.05. | 2 | 657.3947 |  | 638.7989 | 0 | 0 | 18.5958 | 0
21.05. | 3 | 661.8463 |  | 643.2504 | 0 | 0 | 18.5958 | 0
21.05. | 4 | 661.8463 |  | 643.2504 | 0 | 0 | 18.5958 | 0
21.05. | 5 | 661.8463 |  | 643.2504 | 0 | 0 | 18.5958 | 0
21.05. | 6 | 655.1689 |  | 636.5731 | 0 | 0 | 18.5958 | 0
21.05. | 7 | 648.4916 |  | 629.8957 | 0 | 0 | 18.5958 | 0
21.05. | 8 | 646.2658 |  | 627.67 | 0 | 0 | 18.5958 | 0
21.05. | 9 | 635.1369 |  | 616.5411 | 0 | 0 | 18.5958 | 0
21.05. | 10 | 632.9111 |  | 614.3153 | 0 | 0 | 18.5958 | 0
21.05. | 11 | 630.6854 |  | 612.0895 | 0 | 0 | 18.5958 | 0
21.05. | 12 | 630.6854 |  | 612.0895 | 0 | 0 | 18.5958 | 0
21.05. | 13 | 630.6854 |  | 612.0895 | 0 | 0 | 18.5958 | 0
21.05. | 14 | 630.6854 |  | 612.0895 | 0 | 0 | 18.5958 | 0
21.05. | 15 | 632.9111 |  | 614.3153 | 0 | 0 | 18.5958 | 0
21.05. | 16 | 630.6854 |  | 612.0895 | 0 | 0 | 18.5958 | 0
21.05. | 17 | 632.9111 |  | 614.3153 | 0 | 0 | 18.5958 | 0
21.05. | 18 | 630.6854 |  | 612.0895 | 0 | 0 | 18.5958 | 0
21.05. | 19 | 632.9111 |  | 614.3153 | 0 | 0 | 18.5958 | 0
21.05. | 20 | 635.1369 |  | 616.5411 | 0 | 0 | 18.5958 | 0
21.05. | 21 | 641.8143 |  | 623.2184 | 0 | 0 | 18.5958 | 0
21.05. | 22 | 644.04 |  | 625.4442 | 0 | 0 | 18.5958 | 0
21.05. | 23 | 650.7174 |  | 632.1215 | 0 | 0 | 18.5958 | 0
21.05. | 24 | 652.9431 |  | 634.3473 | 0 | 0 | 18.5958 | 0
22.05. | 1 | 655.1689 |  | 636.5731 | 0 | 0 | 18.5958 | 0
22.05. | 2 | 657.3947 |  | 638.7989 | 0 | 0 | 18.5958 | 0
22.05. | 3 | 664.072 |  | 645.4762 | 0 | 0 | 18.5958 | 0
22.05. | 4 | 666.2978 |  | 647.702 | 0 | 0 | 18.5958 | 0
22.05. | 5 | 668.5236 |  | 649.9278 | 0 | 0 | 18.5958 | 0
22.05. | 6 | 664.072 |  | 645.4762 | 0 | 0 | 18.5958 | 0
22.05. | 7 | 659.6205 |  | 641.0246 | 0 | 0 | 18.5958 | 0
22.05. | 8 | 659.6205 |  | 641.0246 | 0 | 0 | 18.5958 | 0
22.05. | 9 | 652.9431 |  | 634.3473 | 0 | 0 | 18.5958 | 0
22.05. | 10 | 652.9431 |  | 634.3473 | 0 | 0 | 18.5958 | 0
22.05. | 11 | 648.4916 |  | 629.8957 | 0 | 0 | 18.5958 | 0
22.05. | 12 | 650.7174 |  | 632.1215 | 0 | 0 | 18.5958 | 0
22.05. | 13 | 650.7174 |  | 632.1215 | 0 | 0 | 18.5958 | 0
22.05. | 14 | 652.9431 |  | 634.3473 | 0 | 0 | 18.5958 | 0
22.05. | 15 | 652.9431 |  | 634.3473 | 0 | 0 | 18.5958 | 0
22.05. | 16 | 657.3947 |  | 638.7989 | 0 | 0 | 18.5958 | 0
22.05. | 17 | 657.3947 |  | 638.7989 | 0 | 0 | 18.5958 | 0
22.05. | 18 | 664.072 |  | 645.4762 | 0 | 0 | 18.5958 | 0
22.05. | 19 | 668.5236 |  | 649.9278 | 0 | 0 | 18.5958 | 0
22.05. | 20 | 672.9752 |  | 654.3793 | 0 | 0 | 18.5958 | 0
22.05. | 21 | 686.3298 |  | 667.734 | 0 | 0 | 18.5958 | 0
22.05. | 22 | 690.7814 |  | 672.1856 | 0 | 0 | 18.5958 | 0
22.05. | 23 | 704.1361 |  | 685.5402 | 0 | 0 | 18.5958 | 0
22.05. | 24 | 706.3619 |  | 687.766 | 0 | 0 | 18.5958 | 0
23.05. | 1 | 706.3619 |  | 687.766 | 0 | 0 | 18.5958 | 0
23.05. | 2 | 706.3619 |  | 687.766 | 0 | 0 | 18.5958 | 0
23.05. | 3 | 713.0392 |  | 694.4434 | 0 | 0 | 18.5958 | 0
23.05. | 4 | 713.0392 |  | 694.4434 | 0 | 0 | 18.5958 | 0
23.05. | 5 | 717.4908 |  | 698.8949 | 0 | 0 | 18.5958 | 0
23.05. | 6 | 704.1361 |  | 685.5402 | 0 | 0 | 18.5958 | 0
23.05. | 7 | 699.6845 |  | 681.0887 | 0 | 0 | 18.5958 | 0
23.05. | 8 | 699.6845 |  | 681.0887 | 0 | 0 | 18.5958 | 0
23.05. | 9 | 688.5556 |  | 669.9598 | 0 | 0 | 18.5958 | 0
23.05. | 10 | 688.5556 |  | 669.9598 | 0 | 0 | 18.5958 | 0
23.05. | 11 | 681.8783 |  | 663.2824 | 0 | 0 | 18.5958 | 0
23.05. | 12 | 684.1041 |  | 665.5082 | 0 | 0 | 18.5958 | 0
23.05. | 13 | 681.8783 |  | 663.2824 | 0 | 0 | 18.5958 | 0
23.05. | 14 | 681.8783 |  | 663.2824 | 0 | 0 | 18.5958 | 0
23.05. | 15 | 679.6525 |  | 661.0567 | 0 | 0 | 18.5958 | 0
23.05. | 16 | 677.4267 |  | 658.8309 | 0 | 0 | 18.5958 | 0
23.05. | 17 | 675.201 |  | 656.6051 | 0 | 0 | 18.5958 | 0
23.05. | 18 | 677.4267 |  | 658.8309 | 0 | 0 | 18.5958 | 0
23.05. | 19 | 677.4267 |  | 658.8309 | 0 | 0 | 18.5958 | 0
23.05. | 20 | 681.8783 |  | 663.2824 | 0 | 0 | 18.5958 | 0
23.05. | 21 | 697.4588 |  | 678.8629 | 0 | 0 | 18.5958 | 0
23.05. | 22 | 704.1361 |  | 685.5402 | 0 | 0 | 18.5958 | 0
23.05. | 23 | 719.7166 |  | 701.1207 | 0 | 0 | 18.5958 | 0
23.05. | 24 | 721.9423 |  | 703.3465 | 0 | 0 | 18.5958 | 0
24.05. | 1 | 728.6197 |  | 710.0238 | 0 | 0 | 18.5958 | 0
24.05. | 2 | 735.297 |  | 716.7012 | 0 | 0 | 18.5958 | 0
24.05. | 3 | 753.1033 |  | 734.5074 | 0 | 0 | 18.5958 | 0
24.05. | 4 | 755.329 |  | 736.7332 | 0 | 0 | 18.5958 | 0
24.05. | 5 | 746.4259 |  | 727.8301 | 0 | 0 | 18.5958 | 0
24.05. | 6 | 710.8134 |  | 692.2176 | 0 | 0 | 18.5958 | 0
24.05. | 7 | 688.5556 |  | 669.9598 | 0 | 0 | 18.5958 | 0
24.05. | 8 | 677.4267 |  | 658.8309 | 0 | 0 | 18.5958 | 0
24.05. | 9 | 661.8463 |  | 643.2504 | 0 | 0 | 18.5958 | 0
24.05. | 10 | 655.1689 |  | 636.5731 | 0 | 0 | 18.5958 | 0
24.05. | 11 | 648.4916 |  | 629.8957 | 0 | 0 | 18.5958 | 0
24.05. | 12 | 644.04 |  | 625.4442 | 0 | 0 | 18.5958 | 0
24.05. | 13 | 641.8143 |  | 623.2184 | 0 | 0 | 18.5958 | 0
24.05. | 14 | 641.8143 |  | 623.2184 | 0 | 0 | 18.5958 | 0
24.05. | 15 | 641.8143 |  | 623.2184 | 0 | 0 | 18.5958 | 0
24.05. | 16 | 641.8143 |  | 623.2184 | 0 | 0 | 18.5958 | 0
24.05. | 17 | 641.8143 |  | 623.2184 | 0 | 0 | 18.5958 | 0
24.05. | 18 | 648.4916 |  | 629.8957 | 0 | 0 | 18.5958 | 0
24.05. | 19 | 650.7174 |  | 632.1215 | 0 | 0 | 18.5958 | 0
24.05. | 20 | 655.1689 |  | 636.5731 | 0 | 0 | 18.5958 | 0
24.05. | 21 | 664.072 |  | 645.4762 | 0 | 0 | 18.5958 | 0
24.05. | 22 | 666.2978 |  | 647.702 | 0 | 0 | 18.5958 | 0
24.05. | 23 | 677.4267 |  | 658.8309 | 0 | 0 | 18.5958 | 0
24.05. | 24 | 679.6525 |  | 661.0567 | 0 | 0 | 18.5958 | 0
25.05. | 1 | 681.8783 |  | 663.2824 | 0 | 0 | 18.5958 | 0
25.05. | 2 | 686.3298 |  | 667.734 | 0 | 0 | 18.5958 | 0
25.05. | 3 | 697.4588 |  | 678.8629 | 0 | 0 | 18.5958 | 0
25.05. | 4 | 701.9103 |  | 683.3145 | 0 | 0 | 18.5958 | 0
25.05. | 5 | 699.6845 |  | 681.0887 | 0 | 0 | 18.5958 | 0
25.05. | 6 | 679.6525 |  | 661.0567 | 0 | 0 | 18.5958 | 0
25.05. | 7 | 670.7494 |  | 652.1535 | 0 | 0 | 18.5958 | 0
25.05. | 8 | 668.5236 |  | 649.9278 | 0 | 0 | 18.5958 | 0
25.05. | 9 | 661.8463 |  | 643.2504 | 0 | 0 | 18.5958 | 0
25.05. | 10 | 661.8463 |  | 643.2504 | 0 | 0 | 18.5958 | 0
25.05. | 11 | 657.3947 |  | 638.7989 | 0 | 0 | 18.5958 | 0
25.05. | 12 | 657.3947 |  | 638.7989 | 0 | 0 | 18.5958 | 0
25.05. | 13 | 657.3947 |  | 638.7989 | 0 | 0 | 18.5958 | 0
25.05. | 14 | 659.6205 |  | 641.0246 | 0 | 0 | 18.5958 | 0
25.05. | 15 | 659.6205 |  | 641.0246 | 0 | 0 | 18.5958 | 0
25.05. | 16 | 661.8463 |  | 643.2504 | 0 | 0 | 18.5958 | 0
25.05. | 17 | 664.072 |  | 645.4762 | 0 | 0 | 18.5958 | 0
25.05. | 18 | 668.5236 |  | 649.9278 | 0 | 0 | 18.5958 | 0
25.05. | 19 | 672.9752 |  | 654.3793 | 0 | 0 | 18.5958 | 0
25.05. | 20 | 677.4267 |  | 658.8309 | 0 | 0 | 18.5958 | 0
25.05. | 21 | 690.7814 |  | 672.1856 | 0 | 0 | 18.5958 | 0
25.05. | 22 | 695.233 |  | 676.6371 | 0 | 0 | 18.5958 | 0
25.05. | 23 | 710.8134 |  | 692.2176 | 0 | 0 | 18.5958 | 0
25.05. | 24 | 715.265 |  | 696.6691 | 0 | 0 | 18.5958 | 0
26.05. | 1 | 719.7166 |  | 701.1207 | 0 | 0 | 18.5958 | 0
26.05. | 2 | 721.9423 |  | 703.3465 | 0 | 0 | 18.5958 | 0
26.05. | 3 | 730.8455 |  | 712.2496 | 0 | 0 | 18.5958 | 0
26.05. | 4 | 733.0712 |  | 714.4754 | 0 | 0 | 18.5958 | 0
26.05. | 5 | 735.297 |  | 716.7012 | 0 | 0 | 18.5958 | 0
26.05. | 6 | 717.4908 |  | 698.8949 | 0 | 0 | 18.5958 | 0
26.05. | 7 | 708.5877 |  | 689.9918 | 0 | 0 | 18.5958 | 0
26.05. | 8 | 706.3619 |  | 687.766 | 0 | 0 | 18.5958 | 0
26.05. | 9 | 690.7814 |  | 672.1856 | 0 | 0 | 18.5958 | 0
26.05. | 10 | 688.5556 |  | 669.9598 | 0 | 0 | 18.5958 | 0
26.05. | 11 | 679.6525 |  | 661.0567 | 0 | 0 | 18.5958 | 0
26.05. | 12 | 677.4267 |  | 658.8309 | 0 | 0 | 18.5958 | 0
26.05. | 13 | 675.201 |  | 656.6051 | 0 | 0 | 18.5958 | 0
26.05. | 14 | 672.9752 |  | 654.3793 | 0 | 0 | 18.5958 | 0
26.05. | 15 | 670.7494 |  | 652.1535 | 0 | 0 | 18.5958 | 0
26.05. | 16 | 670.7494 |  | 652.1535 | 0 | 0 | 18.5958 | 0
26.05. | 17 | 670.7494 |  | 652.1535 | 0 | 0 | 18.5958 | 0
26.05. | 18 | 675.201 |  | 656.6051 | 0 | 0 | 18.5958 | 0
26.05. | 19 | 681.8783 |  | 663.2824 | 0 | 0 | 18.5958 | 0
26.05. | 20 | 688.5556 |  | 669.9598 | 0 | 0 | 18.5958 | 0
26.05. | 21 | 713.0392 |  | 694.4434 | 0 | 0 | 18.5958 | 0
26.05. | 22 | 724.1681 |  | 705.5723 | 0 | 0 | 18.5958 | 0
26.05. | 23 | 744.2001 |  | 725.6043 | 0 | 0 | 18.5958 | 0
26.05. | 24 | 748.6517 |  | 730.0558 | 0 | 0 | 18.5958 | 0
27.05. | 1 | 753.1033 |  | 734.5074 | 0 | 0 | 18.5958 | 0
27.05. | 2 | 757.5548 |  | 738.959 | 0 | 0 | 18.5958 | 0
27.05. | 3 | 768.6837 |  | 750.0879 | 0 | 0 | 18.5958 | 0
27.05. | 4 | 766.4579 |  | 747.8621 | 0 | 0 | 18.5958 | 0
27.05. | 5 | 755.329 |  | 736.7332 | 0 | 0 | 18.5958 | 0
27.05. | 6 | 719.7166 |  | 701.1207 | 0 | 0 | 18.5958 | 0
27.05. | 7 | 697.4588 |  | 678.8629 | 0 | 0 | 18.5958 | 0
27.05. | 8 | 688.5556 |  | 669.9598 | 0 | 0 | 18.5958 | 0
27.05. | 9 | 675.201 |  | 656.6051 | 0 | 0 | 18.5958 | 0
27.05. | 10 | 670.7494 |  | 652.1535 | 0 | 0 | 18.5958 | 0
27.05. | 11 | 661.8463 |  | 643.2504 | 0 | 0 | 18.5958 | 0
27.05. | 12 | 659.6205 |  | 641.0246 | 0 | 0 | 18.5958 | 0
27.05. | 13 | 657.3947 |  | 638.7989 | 0 | 0 | 18.5958 | 0
27.05. | 14 | 655.1689 |  | 636.5731 | 0 | 0 | 18.5958 | 0
27.05. | 15 | 652.9431 |  | 634.3473 | 0 | 0 | 18.5958 | 0
27.05. | 16 | 652.9431 |  | 634.3473 | 0 | 0 | 18.5958 | 0
27.05. | 17 | 652.9431 |  | 634.3473 | 0 | 0 | 18.5958 | 0
27.05. | 18 | 657.3947 |  | 638.7989 | 0 | 0 | 18.5958 | 0
27.05. | 19 | 664.072 |  | 645.4762 | 0 | 0 | 18.5958 | 0
27.05. | 20 | 677.4267 |  | 658.8309 | 0 | 0 | 18.5958 | 0
27.05. | 21 | 713.0392 |  | 694.4434 | 0 | 0 | 18.5958 | 0
27.05. | 22 | 737.5228 |  | 718.9269 | 0 | 0 | 18.5958 | 0
27.05. | 23 | 766.4579 |  | 747.8621 | 0 | 0 | 18.5958 | 0
27.05. | 24 | 768.6837 |  | 750.0879 | 0 | 0 | 18.5958 | 0
28.05. | 1 | 773.1353 |  | 754.5394 | 0 | 0 | 18.5958 | 0
28.05. | 2 | 779.8126 |  | 761.2168 | 0 | 0 | 18.5958 | 0
28.05. | 3 | 797.6188 |  | 779.023 | 0 | 0 | 18.5958 | 0
28.05. | 4 | 793.1673 |  | 774.5714 | 0 | 0 | 18.5958 | 0
28.05. | 5 | 768.6837 |  | 750.0879 | 0 | 0 | 18.5958 | 0
28.05. | 6 | 710.8134 |  | 692.2176 | 0 | 0 | 18.5958 | 0
28.05. | 7 | 679.6525 |  | 661.0567 | 0 | 0 | 18.5958 | 0
28.05. | 8 | 668.5236 |  | 649.9278 | 0 | 0 | 18.5958 | 0
28.05. | 9 | 657.3947 |  | 638.7989 | 0 | 0 | 18.5958 | 0
28.05. | 10 | 652.9431 |  | 634.3473 | 0 | 0 | 18.5958 | 0
28.05. | 11 | 646.2658 |  | 627.67 | 0 | 0 | 18.5958 | 0
28.05. | 12 | 641.8143 |  | 623.2184 | 0 | 0 | 18.5958 | 0
28.05. | 13 | 639.5885 |  | 620.9926 | 0 | 0 | 18.5958 | 0
28.05. | 14 | 637.3627 |  | 618.7668 | 0 | 0 | 18.5958 | 0
28.05. | 15 | 637.3627 |  | 618.7668 | 0 | 0 | 18.5958 | 0
28.05. | 16 | 637.3627 |  | 618.7668 | 0 | 0 | 18.5958 | 0
28.05. | 17 | 639.5885 |  | 620.9926 | 0 | 0 | 18.5958 | 0
28.05. | 18 | 644.04 |  | 625.4442 | 0 | 0 | 18.5958 | 0
28.05. | 19 | 650.7174 |  | 632.1215 | 0 | 0 | 18.5958 | 0
28.05. | 20 | 655.1689 |  | 636.5731 | 0 | 0 | 18.5958 | 0
28.05. | 21 | 666.2978 |  | 647.702 | 0 | 0 | 18.5958 | 0
28.05. | 22 | 672.9752 |  | 654.3793 | 0 | 0 | 18.5958 | 0
28.05. | 23 | 686.3298 |  | 667.734 | 0 | 0 | 18.5958 | 0
28.05. | 24 | 688.5556 |  | 669.9598 | 0 | 0 | 18.5958 | 0
29.05. | 1 | 688.5556 |  | 669.9598 | 0 | 0 | 18.5958 | 0
29.05. | 2 | 688.5556 |  | 669.9598 | 0 | 0 | 18.5958 | 0
29.05. | 3 | 693.0072 |  | 674.4113 | 0 | 0 | 18.5958 | 0
29.05. | 4 | 693.0072 |  | 674.4113 | 0 | 0 | 18.5958 | 0
29.05. | 5 | 693.0072 |  | 674.4113 | 0 | 0 | 18.5958 | 0
29.05. | 6 | 681.8783 |  | 663.2824 | 0 | 0 | 18.5958 | 0
29.05. | 7 | 677.4267 |  | 658.8309 | 0 | 0 | 18.5958 | 0
29.05. | 8 | 672.9752 |  | 654.3793 | 0 | 0 | 18.5958 | 0
29.05. | 9 | 661.8463 |  | 643.2504 | 0 | 0 | 18.5958 | 0
29.05. | 10 | 657.3947 |  | 638.7989 | 0 | 0 | 18.5958 | 0
29.05. | 11 | 648.4916 |  | 629.8957 | 0 | 0 | 18.5958 | 0
29.05. | 12 | 644.04 |  | 625.4442 | 0 | 0 | 18.5958 | 0
29.05. | 13 | 639.5885 |  | 620.9926 | 0 | 0 | 18.5958 | 0
29.05. | 14 | 637.3627 |  | 618.7668 | 0 | 0 | 18.5958 | 0
29.05. | 15 | 635.1369 |  | 616.5411 | 0 | 0 | 18.5958 | 0
29.05. | 16 | 632.9111 |  | 614.3153 | 0 | 0 | 18.5958 | 0
29.05. | 17 | 632.9111 |  | 614.3153 | 0 | 0 | 18.5958 | 0
29.05. | 18 | 637.3627 |  | 618.7668 | 0 | 0 | 18.5958 | 0
29.05. | 19 | 641.8143 |  | 623.2184 | 0 | 0 | 18.5958 | 0
29.05. | 20 | 646.2658 |  | 627.67 | 0 | 0 | 18.5958 | 0
29.05. | 21 | 652.9431 |  | 634.3473 | 0 | 0 | 18.5958 | 0
29.05. | 22 | 657.3947 |  | 638.7989 | 0 | 0 | 18.5958 | 0
29.05. | 23 | 664.072 |  | 645.4762 | 0 | 0 | 18.5958 | 0
29.05. | 24 | 664.072 |  | 645.4762 | 0 | 0 | 18.5958 | 0
30.05. | 1 | 666.2978 |  | 647.702 | 0 | 0 | 18.5958 | 0
30.05. | 2 | 668.5236 |  | 649.9278 | 0 | 0 | 18.5958 | 0
30.05. | 3 | 672.9752 |  | 654.3793 | 0 | 0 | 18.5958 | 0
30.05. | 4 | 672.9752 |  | 654.3793 | 0 | 0 | 18.5958 | 0
30.05. | 5 | 668.5236 |  | 649.9278 | 0 | 0 | 18.5958 | 0
30.05. | 6 | 657.3947 |  | 638.7989 | 0 | 0 | 18.5958 | 0
30.05. | 7 | 648.4916 |  | 629.8957 | 0 | 0 | 18.5958 | 0
30.05. | 8 | 639.5885 |  | 620.9926 | 0 | 0 | 18.5958 | 0
30.05. | 9 | 630.6854 |  | 612.0895 | 0 | 0 | 18.5958 | 0
30.05. | 10 | 639.5885 |  | 620.9926 | 0 | 0 | 18.5958 | 0
30.05. | 11 | 652.9431 |  | 634.3473 | 0 | 0 | 18.5958 | 0
30.05. | 12 | 652.9431 |  | 634.3473 | 0 | 0 | 18.5958 | 0
30.05. | 13 | 652.9431 |  | 634.3473 | 0 | 0 | 18.5958 | 0
30.05. | 14 | 652.9431 |  | 634.3473 | 0 | 0 | 18.5958 | 0
30.05. | 15 | 652.9431 |  | 634.3473 | 0 | 0 | 18.5958 | 0
30.05. | 16 | 652.9431 |  | 634.3473 | 0 | 0 | 18.5958 | 0
30.05. | 17 | 652.9431 |  | 634.3473 | 0 | 0 | 18.5958 | 0
30.05. | 18 | 637.3627 |  | 618.7668 | 0 | 0 | 18.5958 | 0
30.05. | 19 | 630.6854 |  | 612.0895 | 0 | 0 | 18.5958 | 0
30.05. | 20 | 632.9111 |  | 614.3153 | 0 | 0 | 18.5958 | 0
30.05. | 21 | 641.8143 |  | 623.2184 | 0 | 0 | 18.5958 | 0
30.05. | 22 | 646.2658 |  | 627.67 | 0 | 0 | 18.5958 | 0
30.05. | 23 | 652.9431 |  | 634.3473 | 0 | 0 | 18.5958 | 0
30.05. | 24 | 655.1689 |  | 636.5731 | 0 | 0 | 18.5958 | 0
31.05. | 1 | 655.1689 |  | 636.5731 | 0 | 0 | 18.5958 | 0
31.05. | 2 | 657.3947 |  | 638.7989 | 0 | 0 | 18.5958 | 0
31.05. | 3 | 659.6205 |  | 641.0246 | 0 | 0 | 18.5958 | 0
31.05. | 4 | 661.8463 |  | 643.2504 | 0 | 0 | 18.5958 | 0
31.05. | 5 | 661.8463 |  | 643.2504 | 0 | 0 | 18.5958 | 0
31.05. | 6 | 655.1689 |  | 636.5731 | 0 | 0 | 18.5958 | 0
31.05. | 7 | 652.9431 |  | 634.3473 | 0 | 0 | 18.5958 | 0
31.05. | 8 | 650.7174 |  | 632.1215 | 0 | 0 | 18.5958 | 0
31.05. | 9 | 644.04 |  | 625.4442 | 0 | 0 | 18.5958 | 0
31.05. | 10 | 641.8143 |  | 623.2184 | 0 | 0 | 18.5958 | 0
31.05. | 11 | 637.3627 |  | 618.7668 | 0 | 0 | 18.5958 | 0
31.05. | 12 | 637.3627 |  | 618.7668 | 0 | 0 | 18.5958 | 0
31.05. | 13 | 637.3627 |  | 618.7668 | 0 | 0 | 18.5958 | 0
31.05. | 14 | 637.3627 |  | 618.7668 | 0 | 0 | 18.5958 | 0
31.05. | 15 | 639.5885 |  | 620.9926 | 0 | 0 | 18.5958 | 0
31.05. | 16 | 639.5885 |  | 620.9926 | 0 | 0 | 18.5958 | 0
31.05. | 17 | 641.8143 |  | 623.2184 | 0 | 0 | 18.5958 | 0
31.05. | 18 | 644.04 |  | 625.4442 | 0 | 0 | 18.5958 | 0
31.05. | 19 | 646.2658 |  | 627.67 | 0 | 0 | 18.5958 | 0
31.05. | 20 | 648.4916 |  | 629.8957 | 0 | 0 | 18.5958 | 0
31.05. | 21 | 655.1689 |  | 636.5731 | 0 | 0 | 18.5958 | 0
31.05. | 22 | 657.3947 |  | 638.7989 | 0 | 0 | 18.5958 | 0
31.05. | 23 | 664.072 |  | 645.4762 | 0 | 0 | 18.5958 | 0
31.05. | 24 | 666.2978 |  | 647.702 | 0 | 0 | 18.5958 | 0
01.06. | 1 | 568.9344 |  | 551.9934 | 0 | 0 | 16.941 | 0
01.06. | 2 | 568.9344 |  | 551.9934 | 0 | 0 | 16.941 | 0
01.06. | 3 | 568.9344 |  | 551.9934 | 0 | 0 | 16.941 | 0
01.06. | 4 | 568.9344 |  | 551.9934 | 0 | 0 | 16.941 | 0
01.06. | 5 | 568.9344 |  | 551.9934 | 0 | 0 | 16.941 | 0
01.06. | 6 | 568.9344 |  | 551.9934 | 0 | 0 | 16.941 | 0
01.06. | 7 | 568.9344 |  | 551.9934 | 0 | 0 | 16.941 | 0
01.06. | 8 | 568.9344 |  | 551.9934 | 0 | 0 | 16.941 | 0
01.06. | 9 | 566.7086 |  | 549.7677 | 0 | 0 | 16.941 | 0
01.06. | 10 | 564.4828 |  | 547.5419 | 0 | 0 | 16.941 | 0
01.06. | 11 | 564.4828 |  | 547.5419 | 0 | 0 | 16.941 | 0
01.06. | 12 | 564.4828 |  | 547.5419 | 0 | 0 | 16.941 | 0
01.06. | 13 | 564.4828 |  | 547.5419 | 0 | 0 | 16.941 | 0
01.06. | 14 | 564.4828 |  | 547.5419 | 0 | 0 | 16.941 | 0
01.06. | 15 | 564.4828 |  | 547.5419 | 0 | 0 | 16.941 | 0
01.06. | 16 | 566.7086 |  | 549.7677 | 0 | 0 | 16.941 | 0
01.06. | 17 | 566.7086 |  | 549.7677 | 0 | 0 | 16.941 | 0
01.06. | 18 | 566.7086 |  | 549.7677 | 0 | 0 | 16.941 | 0
01.06. | 19 | 568.9344 |  | 551.9934 | 0 | 0 | 16.941 | 0
01.06. | 20 | 568.9344 |  | 551.9934 | 0 | 0 | 16.941 | 0
01.06. | 21 | 571.1602 |  | 554.2192 | 0 | 0 | 16.941 | 0
01.06. | 22 | 571.1602 |  | 554.2192 | 0 | 0 | 16.941 | 0
01.06. | 23 | 573.386 |  | 556.445 | 0 | 0 | 16.941 | 0
01.06. | 24 | 573.386 |  | 556.445 | 0 | 0 | 16.941 | 0
02.06. | 1 | 575.6117 |  | 558.6708 | 0 | 0 | 16.941 | 0
02.06. | 2 | 575.6117 |  | 558.6708 | 0 | 0 | 16.941 | 0
02.06. | 3 | 575.6117 |  | 558.6708 | 0 | 0 | 16.941 | 0
02.06. | 4 | 575.6117 |  | 558.6708 | 0 | 0 | 16.941 | 0
02.06. | 5 | 575.6117 |  | 558.6708 | 0 | 0 | 16.941 | 0
02.06. | 6 | 571.1602 |  | 554.2192 | 0 | 0 | 16.941 | 0
02.06. | 7 | 571.1602 |  | 554.2192 | 0 | 0 | 16.941 | 0
02.06. | 8 | 568.9344 |  | 551.9934 | 0 | 0 | 16.941 | 0
02.06. | 9 | 566.7086 |  | 549.7677 | 0 | 0 | 16.941 | 0
02.06. | 10 | 566.7086 |  | 549.7677 | 0 | 0 | 16.941 | 0
02.06. | 11 | 564.4828 |  | 547.5419 | 0 | 0 | 16.941 | 0
02.06. | 12 | 564.4828 |  | 547.5419 | 0 | 0 | 16.941 | 0
02.06. | 13 | 564.4828 |  | 547.5419 | 0 | 0 | 16.941 | 0
02.06. | 14 | 564.4828 |  | 547.5419 | 0 | 0 | 16.941 | 0
02.06. | 15 | 564.4828 |  | 547.5419 | 0 | 0 | 16.941 | 0
02.06. | 16 | 564.4828 |  | 547.5419 | 0 | 0 | 16.941 | 0
02.06. | 17 | 566.7086 |  | 549.7677 | 0 | 0 | 16.941 | 0
02.06. | 18 | 566.7086 |  | 549.7677 | 0 | 0 | 16.941 | 0
02.06. | 19 | 568.9344 |  | 551.9934 | 0 | 0 | 16.941 | 0
02.06. | 20 | 568.9344 |  | 551.9934 | 0 | 0 | 16.941 | 0
02.06. | 21 | 568.9344 |  | 551.9934 | 0 | 0 | 16.941 | 0
02.06. | 22 | 571.1602 |  | 554.2192 | 0 | 0 | 16.941 | 0
02.06. | 23 | 571.1602 |  | 554.2192 | 0 | 0 | 16.941 | 0
02.06. | 24 | 571.1602 |  | 554.2192 | 0 | 0 | 16.941 | 0
03.06. | 1 | 571.1602 |  | 554.2192 | 0 | 0 | 16.941 | 0
03.06. | 2 | 571.1602 |  | 554.2192 | 0 | 0 | 16.941 | 0
03.06. | 3 | 571.1602 |  | 554.2192 | 0 | 0 | 16.941 | 0
03.06. | 4 | 571.1602 |  | 554.2192 | 0 | 0 | 16.941 | 0
03.06. | 5 | 571.1602 |  | 554.2192 | 0 | 0 | 16.941 | 0
03.06. | 6 | 568.9344 |  | 551.9934 | 0 | 0 | 16.941 | 0
03.06. | 7 | 568.9344 |  | 551.9934 | 0 | 0 | 16.941 | 0
03.06. | 8 | 568.9344 |  | 551.9934 | 0 | 0 | 16.941 | 0
03.06. | 9 | 566.7086 |  | 549.7677 | 0 | 0 | 16.941 | 0
03.06. | 10 | 564.4828 |  | 547.5419 | 0 | 0 | 16.941 | 0
03.06. | 11 | 562.2571 |  | 545.3161 | 0 | 0 | 16.941 | 0
03.06. | 12 | 562.2571 |  | 545.3161 | 0 | 0 | 16.941 | 0
03.06. | 13 | 562.2571 |  | 545.3161 | 0 | 0 | 16.941 | 0
03.06. | 14 | 560.0313 |  | 543.0903 | 0 | 0 | 16.941 | 0
03.06. | 15 | 560.0313 |  | 543.0903 | 0 | 0 | 16.941 | 0
03.06. | 16 | 560.0313 |  | 543.0903 | 0 | 0 | 16.941 | 0
03.06. | 17 | 562.2571 |  | 545.3161 | 0 | 0 | 16.941 | 0
03.06. | 18 | 562.2571 |  | 545.3161 | 0 | 0 | 16.941 | 0
03.06. | 19 | 564.4828 |  | 547.5419 | 0 | 0 | 16.941 | 0
03.06. | 20 | 566.7086 |  | 549.7677 | 0 | 0 | 16.941 | 0
03.06. | 21 | 568.9344 |  | 551.9934 | 0 | 0 | 16.941 | 0
03.06. | 22 | 568.9344 |  | 551.9934 | 0 | 0 | 16.941 | 0
03.06. | 23 | 571.1602 |  | 554.2192 | 0 | 0 | 16.941 | 0
03.06. | 24 | 573.386 |  | 556.445 | 0 | 0 | 16.941 | 0
04.06. | 1 | 573.386 |  | 556.445 | 0 | 0 | 16.941 | 0
04.06. | 2 | 573.386 |  | 556.445 | 0 | 0 | 16.941 | 0
04.06. | 3 | 575.6117 |  | 558.6708 | 0 | 0 | 16.941 | 0
04.06. | 4 | 573.386 |  | 556.445 | 0 | 0 | 16.941 | 0
04.06. | 5 | 573.386 |  | 556.445 | 0 | 0 | 16.941 | 0
04.06. | 6 | 571.1602 |  | 554.2192 | 0 | 0 | 16.941 | 0
04.06. | 7 | 571.1602 |  | 554.2192 | 0 | 0 | 16.941 | 0
04.06. | 8 | 571.1602 |  | 554.2192 | 0 | 0 | 16.941 | 0
04.06. | 9 | 568.9344 |  | 551.9934 | 0 | 0 | 16.941 | 0
04.06. | 10 | 568.9344 |  | 551.9934 | 0 | 0 | 16.941 | 0
04.06. | 11 | 566.7086 |  | 549.7677 | 0 | 0 | 16.941 | 0
04.06. | 12 | 566.7086 |  | 549.7677 | 0 | 0 | 16.941 | 0
04.06. | 13 | 566.7086 |  | 549.7677 | 0 | 0 | 16.941 | 0
04.06. | 14 | 566.7086 |  | 549.7677 | 0 | 0 | 16.941 | 0
04.06. | 15 | 566.7086 |  | 549.7677 | 0 | 0 | 16.941 | 0
04.06. | 16 | 566.7086 |  | 549.7677 | 0 | 0 | 16.941 | 0
04.06. | 17 | 566.7086 |  | 549.7677 | 0 | 0 | 16.941 | 0
04.06. | 18 | 568.9344 |  | 551.9934 | 0 | 0 | 16.941 | 0
04.06. | 19 | 568.9344 |  | 551.9934 | 0 | 0 | 16.941 | 0
04.06. | 20 | 568.9344 |  | 551.9934 | 0 | 0 | 16.941 | 0
04.06. | 21 | 571.1602 |  | 554.2192 | 0 | 0 | 16.941 | 0
04.06. | 22 | 573.386 |  | 556.445 | 0 | 0 | 16.941 | 0
04.06. | 23 | 575.6117 |  | 558.6708 | 0 | 0 | 16.941 | 0
04.06. | 24 | 575.6117 |  | 558.6708 | 0 | 0 | 16.941 | 0
05.06. | 1 | 575.6117 |  | 558.6708 | 0 | 0 | 16.941 | 0
05.06. | 2 | 575.6117 |  | 558.6708 | 0 | 0 | 16.941 | 0
05.06. | 3 | 575.6117 |  | 558.6708 | 0 | 0 | 16.941 | 0
05.06. | 4 | 575.6117 |  | 558.6708 | 0 | 0 | 16.941 | 0
05.06. | 5 | 575.6117 |  | 558.6708 | 0 | 0 | 16.941 | 0
05.06. | 6 | 575.6117 |  | 558.6708 | 0 | 0 | 16.941 | 0
05.06. | 7 | 573.386 |  | 556.445 | 0 | 0 | 16.941 | 0
05.06. | 8 | 573.386 |  | 556.445 | 0 | 0 | 16.941 | 0
05.06. | 9 | 571.1602 |  | 554.2192 | 0 | 0 | 16.941 | 0
05.06. | 10 | 571.1602 |  | 554.2192 | 0 | 0 | 16.941 | 0
05.06. | 11 | 568.9344 |  | 551.9934 | 0 | 0 | 16.941 | 0
05.06. | 12 | 568.9344 |  | 551.9934 | 0 | 0 | 16.941 | 0
05.06. | 13 | 568.9344 |  | 551.9934 | 0 | 0 | 16.941 | 0
05.06. | 14 | 566.7086 |  | 549.7677 | 0 | 0 | 16.941 | 0
05.06. | 15 | 566.7086 |  | 549.7677 | 0 | 0 | 16.941 | 0
05.06. | 16 | 566.7086 |  | 549.7677 | 0 | 0 | 16.941 | 0
05.06. | 17 | 566.7086 |  | 549.7677 | 0 | 0 | 16.941 | 0
05.06. | 18 | 568.9344 |  | 551.9934 | 0 | 0 | 16.941 | 0
05.06. | 19 | 568.9344 |  | 551.9934 | 0 | 0 | 16.941 | 0
05.06. | 20 | 571.1602 |  | 554.2192 | 0 | 0 | 16.941 | 0
05.06. | 21 | 573.386 |  | 556.445 | 0 | 0 | 16.941 | 0
05.06. | 22 | 575.6117 |  | 558.6708 | 0 | 0 | 16.941 | 0
05.06. | 23 | 575.6117 |  | 558.6708 | 0 | 0 | 16.941 | 0
05.06. | 24 | 575.6117 |  | 558.6708 | 0 | 0 | 16.941 | 0
06.06. | 1 | 575.6117 |  | 558.6708 | 0 | 0 | 16.941 | 0
06.06. | 2 | 575.6117 |  | 558.6708 | 0 | 0 | 16.941 | 0
06.06. | 3 | 575.6117 |  | 558.6708 | 0 | 0 | 16.941 | 0
06.06. | 4 | 575.6117 |  | 558.6708 | 0 | 0 | 16.941 | 0
06.06. | 5 | 575.6117 |  | 558.6708 | 0 | 0 | 16.941 | 0
06.06. | 6 | 575.6117 |  | 558.6708 | 0 | 0 | 16.941 | 0
06.06. | 7 | 573.386 |  | 556.445 | 0 | 0 | 16.941 | 0
06.06. | 8 | 571.1602 |  | 554.2192 | 0 | 0 | 16.941 | 0
06.06. | 9 | 568.9344 |  | 551.9934 | 0 | 0 | 16.941 | 0
06.06. | 10 | 566.7086 |  | 549.7677 | 0 | 0 | 16.941 | 0
06.06. | 11 | 566.7086 |  | 549.7677 | 0 | 0 | 16.941 | 0
06.06. | 12 | 564.4828 |  | 547.5419 | 0 | 0 | 16.941 | 0
06.06. | 13 | 564.4828 |  | 547.5419 | 0 | 0 | 16.941 | 0
06.06. | 14 | 564.4828 |  | 547.5419 | 0 | 0 | 16.941 | 0
06.06. | 15 | 564.4828 |  | 547.5419 | 0 | 0 | 16.941 | 0
06.06. | 16 | 564.4828 |  | 547.5419 | 0 | 0 | 16.941 | 0
06.06. | 17 | 564.4828 |  | 547.5419 | 0 | 0 | 16.941 | 0
06.06. | 18 | 566.7086 |  | 549.7677 | 0 | 0 | 16.941 | 0
06.06. | 19 | 566.7086 |  | 549.7677 | 0 | 0 | 16.941 | 0
06.06. | 20 | 568.9344 |  | 551.9934 | 0 | 0 | 16.941 | 0
06.06. | 21 | 573.386 |  | 556.445 | 0 | 0 | 16.941 | 0
06.06. | 22 | 575.6117 |  | 558.6708 | 0 | 0 | 16.941 | 0
06.06. | 23 | 575.6117 |  | 558.6708 | 0 | 0 | 16.941 | 0
06.06. | 24 | 575.6117 |  | 558.6708 | 0 | 0 | 16.941 | 0
07.06. | 1 | 575.6117 |  | 558.6708 | 0 | 0 | 16.941 | 0
07.06. | 2 | 575.6117 |  | 558.6708 | 0 | 0 | 16.941 | 0
07.06. | 3 | 575.6117 |  | 558.6708 | 0 | 0 | 16.941 | 0
07.06. | 4 | 575.6117 |  | 558.6708 | 0 | 0 | 16.941 | 0
07.06. | 5 | 575.6117 |  | 558.6708 | 0 | 0 | 16.941 | 0
07.06. | 6 | 575.6117 |  | 558.6708 | 0 | 0 | 16.941 | 0
07.06. | 7 | 571.1602 |  | 554.2192 | 0 | 0 | 16.941 | 0
07.06. | 8 | 568.9344 |  | 551.9934 | 0 | 0 | 16.941 | 0
07.06. | 9 | 566.7086 |  | 549.7677 | 0 | 0 | 16.941 | 0
07.06. | 10 | 564.4828 |  | 547.5419 | 0 | 0 | 16.941 | 0
07.06. | 11 | 562.2571 |  | 545.3161 | 0 | 0 | 16.941 | 0
07.06. | 12 | 562.2571 |  | 545.3161 | 0 | 0 | 16.941 | 0
07.06. | 13 | 560.0313 |  | 543.0903 | 0 | 0 | 16.941 | 0
07.06. | 14 | 560.0313 |  | 543.0903 | 0 | 0 | 16.941 | 0
07.06. | 15 | 560.0313 |  | 543.0903 | 0 | 0 | 16.941 | 0
07.06. | 16 | 560.0313 |  | 543.0903 | 0 | 0 | 16.941 | 0
07.06. | 17 | 560.0313 |  | 543.0903 | 0 | 0 | 16.941 | 0
07.06. | 18 | 560.0313 |  | 543.0903 | 0 | 0 | 16.941 | 0
07.06. | 19 | 562.2571 |  | 545.3161 | 0 | 0 | 16.941 | 0
07.06. | 20 | 562.2571 |  | 545.3161 | 0 | 0 | 16.941 | 0
07.06. | 21 | 566.7086 |  | 549.7677 | 0 | 0 | 16.941 | 0
07.06. | 22 | 568.9344 |  | 551.9934 | 0 | 0 | 16.941 | 0
07.06. | 23 | 571.1602 |  | 554.2192 | 0 | 0 | 16.941 | 0
07.06. | 24 | 573.386 |  | 556.445 | 0 | 0 | 16.941 | 0
08.06. | 1 | 573.386 |  | 556.445 | 0 | 0 | 16.941 | 0
08.06. | 2 | 573.386 |  | 556.445 | 0 | 0 | 16.941 | 0
08.06. | 3 | 575.6117 |  | 558.6708 | 0 | 0 | 16.941 | 0
08.06. | 4 | 575.6117 |  | 558.6708 | 0 | 0 | 16.941 | 0
08.06. | 5 | 573.386 |  | 556.445 | 0 | 0 | 16.941 | 0
08.06. | 6 | 566.7086 |  | 549.7677 | 0 | 0 | 16.941 | 0
08.06. | 7 | 564.4828 |  | 547.5419 | 0 | 0 | 16.941 | 0
08.06. | 8 | 562.2571 |  | 545.3161 | 0 | 0 | 16.941 | 0
08.06. | 9 | 560.0313 |  | 543.0903 | 0 | 0 | 16.941 | 0
08.06. | 10 | 562.2571 |  | 545.3161 | 0 | 0 | 16.941 | 0
08.06. | 11 | 566.7086 |  | 549.7677 | 0 | 0 | 16.941 | 0
08.06. | 12 | 566.7086 |  | 549.7677 | 0 | 0 | 16.941 | 0
08.06. | 13 | 568.9344 |  | 551.9934 | 0 | 0 | 16.941 | 0
08.06. | 14 | 568.9344 |  | 551.9934 | 0 | 0 | 16.941 | 0
08.06. | 15 | 568.9344 |  | 551.9934 | 0 | 0 | 16.941 | 0
08.06. | 16 | 566.7086 |  | 549.7677 | 0 | 0 | 16.941 | 0
08.06. | 17 | 564.4828 |  | 547.5419 | 0 | 0 | 16.941 | 0
08.06. | 18 | 562.2571 |  | 545.3161 | 0 | 0 | 16.941 | 0
08.06. | 19 | 560.0313 |  | 543.0903 | 0 | 0 | 16.941 | 0
08.06. | 20 | 560.0313 |  | 543.0903 | 0 | 0 | 16.941 | 0
08.06. | 21 | 562.2571 |  | 545.3161 | 0 | 0 | 16.941 | 0
08.06. | 22 | 562.2571 |  | 545.3161 | 0 | 0 | 16.941 | 0
08.06. | 23 | 564.4828 |  | 547.5419 | 0 | 0 | 16.941 | 0
08.06. | 24 | 564.4828 |  | 547.5419 | 0 | 0 | 16.941 | 0
09.06. | 1 | 564.4828 |  | 547.5419 | 0 | 0 | 16.941 | 0
09.06. | 2 | 566.7086 |  | 549.7677 | 0 | 0 | 16.941 | 0
09.06. | 3 | 566.7086 |  | 549.7677 | 0 | 0 | 16.941 | 0
09.06. | 4 | 566.7086 |  | 549.7677 | 0 | 0 | 16.941 | 0
09.06. | 5 | 566.7086 |  | 549.7677 | 0 | 0 | 16.941 | 0
09.06. | 6 | 562.2571 |  | 545.3161 | 0 | 0 | 16.941 | 0
09.06. | 7 | 562.2571 |  | 545.3161 | 0 | 0 | 16.941 | 0
09.06. | 8 | 560.0313 |  | 543.0903 | 0 | 0 | 16.941 | 0
09.06. | 9 | 560.0313 |  | 543.0903 | 0 | 0 | 16.941 | 0
09.06. | 10 | 560.0313 |  | 543.0903 | 0 | 0 | 16.941 | 0
09.06. | 11 | 562.2571 |  | 545.3161 | 0 | 0 | 16.941 | 0
09.06. | 12 | 564.4828 |  | 547.5419 | 0 | 0 | 16.941 | 0
09.06. | 13 | 564.4828 |  | 547.5419 | 0 | 0 | 16.941 | 0
09.06. | 14 | 564.4828 |  | 547.5419 | 0 | 0 | 16.941 | 0
09.06. | 15 | 562.2571 |  | 545.3161 | 0 | 0 | 16.941 | 0
09.06. | 16 | 562.2571 |  | 545.3161 | 0 | 0 | 16.941 | 0
09.06. | 17 | 562.2571 |  | 545.3161 | 0 | 0 | 16.941 | 0
09.06. | 18 | 560.0313 |  | 543.0903 | 0 | 0 | 16.941 | 0
09.06. | 19 | 560.0313 |  | 543.0903 | 0 | 0 | 16.941 | 0
09.06. | 20 | 560.0313 |  | 543.0903 | 0 | 0 | 16.941 | 0
09.06. | 21 | 562.2571 |  | 545.3161 | 0 | 0 | 16.941 | 0
09.06. | 22 | 562.2571 |  | 545.3161 | 0 | 0 | 16.941 | 0
09.06. | 23 | 564.4828 |  | 547.5419 | 0 | 0 | 16.941 | 0
09.06. | 24 | 566.7086 |  | 549.7677 | 0 | 0 | 16.941 | 0
10.06. | 1 | 566.7086 |  | 549.7677 | 0 | 0 | 16.941 | 0
10.06. | 2 | 566.7086 |  | 549.7677 | 0 | 0 | 16.941 | 0
10.06. | 3 | 566.7086 |  | 549.7677 | 0 | 0 | 16.941 | 0
10.06. | 4 | 566.7086 |  | 549.7677 | 0 | 0 | 16.941 | 0
10.06. | 5 | 566.7086 |  | 549.7677 | 0 | 0 | 16.941 | 0
10.06. | 6 | 564.4828 |  | 547.5419 | 0 | 0 | 16.941 | 0
10.06. | 7 | 564.4828 |  | 547.5419 | 0 | 0 | 16.941 | 0
10.06. | 8 | 564.4828 |  | 547.5419 | 0 | 0 | 16.941 | 0
10.06. | 9 | 562.2571 |  | 545.3161 | 0 | 0 | 16.941 | 0
10.06. | 10 | 562.2571 |  | 545.3161 | 0 | 0 | 16.941 | 0
10.06. | 11 | 560.0313 |  | 543.0903 | 0 | 0 | 16.941 | 0
10.06. | 12 | 560.0313 |  | 543.0903 | 0 | 0 | 16.941 | 0
10.06. | 13 | 560.0313 |  | 543.0903 | 0 | 0 | 16.941 | 0
10.06. | 14 | 560.0313 |  | 543.0903 | 0 | 0 | 16.941 | 0
10.06. | 15 | 560.0313 |  | 543.0903 | 0 | 0 | 16.941 | 0
10.06. | 16 | 560.0313 |  | 543.0903 | 0 | 0 | 16.941 | 0
10.06. | 17 | 560.0313 |  | 543.0903 | 0 | 0 | 16.941 | 0
10.06. | 18 | 562.2571 |  | 545.3161 | 0 | 0 | 16.941 | 0
10.06. | 19 | 562.2571 |  | 545.3161 | 0 | 0 | 16.941 | 0
10.06. | 20 | 562.2571 |  | 545.3161 | 0 | 0 | 16.941 | 0
10.06. | 21 | 564.4828 |  | 547.5419 | 0 | 0 | 16.941 | 0
10.06. | 22 | 564.4828 |  | 547.5419 | 0 | 0 | 16.941 | 0
10.06. | 23 | 566.7086 |  | 549.7677 | 0 | 0 | 16.941 | 0
10.06. | 24 | 566.7086 |  | 549.7677 | 0 | 0 | 16.941 | 0
11.06. | 1 | 566.7086 |  | 549.7677 | 0 | 0 | 16.941 | 0
11.06. | 2 | 566.7086 |  | 549.7677 | 0 | 0 | 16.941 | 0
11.06. | 3 | 568.9344 |  | 551.9934 | 0 | 0 | 16.941 | 0
11.06. | 4 | 568.9344 |  | 551.9934 | 0 | 0 | 16.941 | 0
11.06. | 5 | 568.9344 |  | 551.9934 | 0 | 0 | 16.941 | 0
11.06. | 6 | 568.9344 |  | 551.9934 | 0 | 0 | 16.941 | 0
11.06. | 7 | 566.7086 |  | 549.7677 | 0 | 0 | 16.941 | 0
11.06. | 8 | 566.7086 |  | 549.7677 | 0 | 0 | 16.941 | 0
11.06. | 9 | 564.4828 |  | 547.5419 | 0 | 0 | 16.941 | 0
11.06. | 10 | 564.4828 |  | 547.5419 | 0 | 0 | 16.941 | 0
11.06. | 11 | 562.2571 |  | 545.3161 | 0 | 0 | 16.941 | 0
11.06. | 12 | 562.2571 |  | 545.3161 | 0 | 0 | 16.941 | 0
11.06. | 13 | 562.2571 |  | 545.3161 | 0 | 0 | 16.941 | 0
11.06. | 14 | 562.2571 |  | 545.3161 | 0 | 0 | 16.941 | 0
11.06. | 15 | 562.2571 |  | 545.3161 | 0 | 0 | 16.941 | 0
11.06. | 16 | 562.2571 |  | 545.3161 | 0 | 0 | 16.941 | 0
11.06. | 17 | 562.2571 |  | 545.3161 | 0 | 0 | 16.941 | 0
11.06. | 18 | 564.4828 |  | 547.5419 | 0 | 0 | 16.941 | 0
11.06. | 19 | 564.4828 |  | 547.5419 | 0 | 0 | 16.941 | 0
11.06. | 20 | 564.4828 |  | 547.5419 | 0 | 0 | 16.941 | 0
11.06. | 21 | 566.7086 |  | 549.7677 | 0 | 0 | 16.941 | 0
11.06. | 22 | 566.7086 |  | 549.7677 | 0 | 0 | 16.941 | 0
11.06. | 23 | 568.9344 |  | 551.9934 | 0 | 0 | 16.941 | 0
11.06. | 24 | 568.9344 |  | 551.9934 | 0 | 0 | 16.941 | 0
12.06. | 1 | 571.1602 |  | 554.2192 | 0 | 0 | 16.941 | 0
12.06. | 2 | 571.1602 |  | 554.2192 | 0 | 0 | 16.941 | 0
12.06. | 3 | 573.386 |  | 556.445 | 0 | 0 | 16.941 | 0
12.06. | 4 | 573.386 |  | 556.445 | 0 | 0 | 16.941 | 0
12.06. | 5 | 573.386 |  | 556.445 | 0 | 0 | 16.941 | 0
12.06. | 6 | 568.9344 |  | 551.9934 | 0 | 0 | 16.941 | 0
12.06. | 7 | 566.7086 |  | 549.7677 | 0 | 0 | 16.941 | 0
12.06. | 8 | 566.7086 |  | 549.7677 | 0 | 0 | 16.941 | 0
12.06. | 9 | 564.4828 |  | 547.5419 | 0 | 0 | 16.941 | 0
12.06. | 10 | 562.2571 |  | 545.3161 | 0 | 0 | 16.941 | 0
12.06. | 11 | 560.0313 |  | 543.0903 | 0 | 0 | 16.941 | 0
12.06. | 12 | 560.0313 |  | 543.0903 | 0 | 0 | 16.941 | 0
12.06. | 13 | 560.0313 |  | 543.0903 | 0 | 0 | 16.941 | 0
12.06. | 14 | 560.0313 |  | 543.0903 | 0 | 0 | 16.941 | 0
12.06. | 15 | 560.0313 |  | 543.0903 | 0 | 0 | 16.941 | 0
12.06. | 16 | 560.0313 |  | 543.0903 | 0 | 0 | 16.941 | 0
12.06. | 17 | 560.0313 |  | 543.0903 | 0 | 0 | 16.941 | 0
12.06. | 18 | 560.0313 |  | 543.0903 | 0 | 0 | 16.941 | 0
12.06. | 19 | 562.2571 |  | 545.3161 | 0 | 0 | 16.941 | 0
12.06. | 20 | 562.2571 |  | 545.3161 | 0 | 0 | 16.941 | 0
12.06. | 21 | 564.4828 |  | 547.5419 | 0 | 0 | 16.941 | 0
12.06. | 22 | 566.7086 |  | 549.7677 | 0 | 0 | 16.941 | 0
12.06. | 23 | 566.7086 |  | 549.7677 | 0 | 0 | 16.941 | 0
12.06. | 24 | 568.9344 |  | 551.9934 | 0 | 0 | 16.941 | 0
13.06. | 1 | 568.9344 |  | 551.9934 | 0 | 0 | 16.941 | 0
13.06. | 2 | 568.9344 |  | 551.9934 | 0 | 0 | 16.941 | 0
13.06. | 3 | 568.9344 |  | 551.9934 | 0 | 0 | 16.941 | 0
13.06. | 4 | 568.9344 |  | 551.9934 | 0 | 0 | 16.941 | 0
13.06. | 5 | 568.9344 |  | 551.9934 | 0 | 0 | 16.941 | 0
13.06. | 6 | 566.7086 |  | 549.7677 | 0 | 0 | 16.941 | 0
13.06. | 7 | 566.7086 |  | 549.7677 | 0 | 0 | 16.941 | 0
13.06. | 8 | 566.7086 |  | 549.7677 | 0 | 0 | 16.941 | 0
13.06. | 9 | 564.4828 |  | 547.5419 | 0 | 0 | 16.941 | 0
13.06. | 10 | 564.4828 |  | 547.5419 | 0 | 0 | 16.941 | 0
13.06. | 11 | 562.2571 |  | 545.3161 | 0 | 0 | 16.941 | 0
13.06. | 12 | 562.2571 |  | 545.3161 | 0 | 0 | 16.941 | 0
13.06. | 13 | 564.4828 |  | 547.5419 | 0 | 0 | 16.941 | 0
13.06. | 14 | 564.4828 |  | 547.5419 | 0 | 0 | 16.941 | 0
13.06. | 15 | 564.4828 |  | 547.5419 | 0 | 0 | 16.941 | 0
13.06. | 16 | 564.4828 |  | 547.5419 | 0 | 0 | 16.941 | 0
13.06. | 17 | 564.4828 |  | 547.5419 | 0 | 0 | 16.941 | 0
13.06. | 18 | 566.7086 |  | 549.7677 | 0 | 0 | 16.941 | 0
13.06. | 19 | 566.7086 |  | 549.7677 | 0 | 0 | 16.941 | 0
13.06. | 20 | 566.7086 |  | 549.7677 | 0 | 0 | 16.941 | 0
13.06. | 21 | 568.9344 |  | 551.9934 | 0 | 0 | 16.941 | 0
13.06. | 22 | 568.9344 |  | 551.9934 | 0 | 0 | 16.941 | 0
13.06. | 23 | 571.1602 |  | 554.2192 | 0 | 0 | 16.941 | 0
13.06. | 24 | 573.386 |  | 556.445 | 0 | 0 | 16.941 | 0
14.06. | 1 | 573.386 |  | 556.445 | 0 | 0 | 16.941 | 0
14.06. | 2 | 573.386 |  | 556.445 | 0 | 0 | 16.941 | 0
14.06. | 3 | 575.6117 |  | 558.6708 | 0 | 0 | 16.941 | 0
14.06. | 4 | 575.6117 |  | 558.6708 | 0 | 0 | 16.941 | 0
14.06. | 5 | 575.6117 |  | 558.6708 | 0 | 0 | 16.941 | 0
14.06. | 6 | 573.386 |  | 556.445 | 0 | 0 | 16.941 | 0
14.06. | 7 | 571.1602 |  | 554.2192 | 0 | 0 | 16.941 | 0
14.06. | 8 | 571.1602 |  | 554.2192 | 0 | 0 | 16.941 | 0
14.06. | 9 | 568.9344 |  | 551.9934 | 0 | 0 | 16.941 | 0
14.06. | 10 | 568.9344 |  | 551.9934 | 0 | 0 | 16.941 | 0
14.06. | 11 | 566.7086 |  | 549.7677 | 0 | 0 | 16.941 | 0
14.06. | 12 | 566.7086 |  | 549.7677 | 0 | 0 | 16.941 | 0
14.06. | 13 | 566.7086 |  | 549.7677 | 0 | 0 | 16.941 | 0
14.06. | 14 | 564.4828 |  | 547.5419 | 0 | 0 | 16.941 | 0
14.06. | 15 | 564.4828 |  | 547.5419 | 0 | 0 | 16.941 | 0
14.06. | 16 | 564.4828 |  | 547.5419 | 0 | 0 | 16.941 | 0
14.06. | 17 | 564.4828 |  | 547.5419 | 0 | 0 | 16.941 | 0
14.06. | 18 | 566.7086 |  | 549.7677 | 0 | 0 | 16.941 | 0
14.06. | 19 | 568.9344 |  | 551.9934 | 0 | 0 | 16.941 | 0
14.06. | 20 | 568.9344 |  | 551.9934 | 0 | 0 | 16.941 | 0
14.06. | 21 | 571.1602 |  | 554.2192 | 0 | 0 | 16.941 | 0
14.06. | 22 | 571.1602 |  | 554.2192 | 0 | 0 | 16.941 | 0
14.06. | 23 | 575.6117 |  | 558.6708 | 0 | 0 | 16.941 | 0
14.06. | 24 | 575.6117 |  | 558.6708 | 0 | 0 | 16.941 | 0
15.06. | 1 | 575.6117 |  | 558.6708 | 0 | 0 | 16.941 | 0
15.06. | 2 | 575.6117 |  | 558.6708 | 0 | 0 | 16.941 | 0
15.06. | 3 | 575.6117 |  | 558.6708 | 0 | 0 | 16.941 | 0
15.06. | 4 | 575.6117 |  | 558.6708 | 0 | 0 | 16.941 | 0
15.06. | 5 | 575.6117 |  | 558.6708 | 0 | 0 | 16.941 | 0
15.06. | 6 | 573.386 |  | 556.445 | 0 | 0 | 16.941 | 0
15.06. | 7 | 571.1602 |  | 554.2192 | 0 | 0 | 16.941 | 0
15.06. | 8 | 571.1602 |  | 554.2192 | 0 | 0 | 16.941 | 0
15.06. | 9 | 568.9344 |  | 551.9934 | 0 | 0 | 16.941 | 0
15.06. | 10 | 568.9344 |  | 551.9934 | 0 | 0 | 16.941 | 0
15.06. | 11 | 566.7086 |  | 549.7677 | 0 | 0 | 16.941 | 0
15.06. | 12 | 566.7086 |  | 549.7677 | 0 | 0 | 16.941 | 0
15.06. | 13 | 566.7086 |  | 549.7677 | 0 | 0 | 16.941 | 0
15.06. | 14 | 564.4828 |  | 547.5419 | 0 | 0 | 16.941 | 0
15.06. | 15 | 564.4828 |  | 547.5419 | 0 | 0 | 16.941 | 0
15.06. | 16 | 564.4828 |  | 547.5419 | 0 | 0 | 16.941 | 0
15.06. | 17 | 566.7086 |  | 549.7677 | 0 | 0 | 16.941 | 0
15.06. | 18 | 566.7086 |  | 549.7677 | 0 | 0 | 16.941 | 0
15.06. | 19 | 568.9344 |  | 551.9934 | 0 | 0 | 16.941 | 0
15.06. | 20 | 568.9344 |  | 551.9934 | 0 | 0 | 16.941 | 0
15.06. | 21 | 571.1602 |  | 554.2192 | 0 | 0 | 16.941 | 0
15.06. | 22 | 571.1602 |  | 554.2192 | 0 | 0 | 16.941 | 0
15.06. | 23 | 573.386 |  | 556.445 | 0 | 0 | 16.941 | 0
15.06. | 24 | 573.386 |  | 556.445 | 0 | 0 | 16.941 | 0
16.06. | 1 | 573.386 |  | 556.445 | 0 | 0 | 16.941 | 0
16.06. | 2 | 573.386 |  | 556.445 | 0 | 0 | 16.941 | 0
16.06. | 3 | 573.386 |  | 556.445 | 0 | 0 | 16.941 | 0
16.06. | 4 | 573.386 |  | 556.445 | 0 | 0 | 16.941 | 0
16.06. | 5 | 575.6117 |  | 558.6708 | 0 | 0 | 16.941 | 0
16.06. | 6 | 573.386 |  | 556.445 | 0 | 0 | 16.941 | 0
16.06. | 7 | 571.1602 |  | 554.2192 | 0 | 0 | 16.941 | 0
16.06. | 8 | 571.1602 |  | 554.2192 | 0 | 0 | 16.941 | 0
16.06. | 9 | 568.9344 |  | 551.9934 | 0 | 0 | 16.941 | 0
16.06. | 10 | 568.9344 |  | 551.9934 | 0 | 0 | 16.941 | 0
16.06. | 11 | 566.7086 |  | 549.7677 | 0 | 0 | 16.941 | 0
16.06. | 12 | 566.7086 |  | 549.7677 | 0 | 0 | 16.941 | 0
16.06. | 13 | 566.7086 |  | 549.7677 | 0 | 0 | 16.941 | 0
16.06. | 14 | 564.4828 |  | 547.5419 | 0 | 0 | 16.941 | 0
16.06. | 15 | 564.4828 |  | 547.5419 | 0 | 0 | 16.941 | 0
16.06. | 16 | 564.4828 |  | 547.5419 | 0 | 0 | 16.941 | 0
16.06. | 17 | 564.4828 |  | 547.5419 | 0 | 0 | 16.941 | 0
16.06. | 18 | 564.4828 |  | 547.5419 | 0 | 0 | 16.941 | 0
16.06. | 19 | 564.4828 |  | 547.5419 | 0 | 0 | 16.941 | 0
16.06. | 20 | 564.4828 |  | 547.5419 | 0 | 0 | 16.941 | 0
16.06. | 21 | 564.4828 |  | 547.5419 | 0 | 0 | 16.941 | 0
16.06. | 22 | 564.4828 |  | 547.5419 | 0 | 0 | 16.941 | 0
16.06. | 23 | 566.7086 |  | 549.7677 | 0 | 0 | 16.941 | 0
16.06. | 24 | 566.7086 |  | 549.7677 | 0 | 0 | 16.941 | 0
17.06. | 1 | 568.9344 |  | 551.9934 | 0 | 0 | 16.941 | 0
17.06. | 2 | 568.9344 |  | 551.9934 | 0 | 0 | 16.941 | 0
17.06. | 3 | 568.9344 |  | 551.9934 | 0 | 0 | 16.941 | 0
17.06. | 4 | 568.9344 |  | 551.9934 | 0 | 0 | 16.941 | 0
17.06. | 5 | 568.9344 |  | 551.9934 | 0 | 0 | 16.941 | 0
17.06. | 6 | 568.9344 |  | 551.9934 | 0 | 0 | 16.941 | 0
17.06. | 7 | 566.7086 |  | 549.7677 | 0 | 0 | 16.941 | 0
17.06. | 8 | 566.7086 |  | 549.7677 | 0 | 0 | 16.941 | 0
17.06. | 9 | 564.4828 |  | 547.5419 | 0 | 0 | 16.941 | 0
17.06. | 10 | 564.4828 |  | 547.5419 | 0 | 0 | 16.941 | 0
17.06. | 11 | 562.2571 |  | 545.3161 | 0 | 0 | 16.941 | 0
17.06. | 12 | 562.2571 |  | 545.3161 | 0 | 0 | 16.941 | 0
17.06. | 13 | 560.0313 |  | 543.0903 | 0 | 0 | 16.941 | 0
17.06. | 14 | 560.0313 |  | 543.0903 | 0 | 0 | 16.941 | 0
17.06. | 15 | 560.0313 |  | 543.0903 | 0 | 0 | 16.941 | 0
17.06. | 16 | 560.0313 |  | 543.0903 | 0 | 0 | 16.941 | 0
17.06. | 17 | 562.2571 |  | 545.3161 | 0 | 0 | 16.941 | 0
17.06. | 18 | 562.2571 |  | 545.3161 | 0 | 0 | 16.941 | 0
17.06. | 19 | 564.4828 |  | 547.5419 | 0 | 0 | 16.941 | 0
17.06. | 20 | 564.4828 |  | 547.5419 | 0 | 0 | 16.941 | 0
17.06. | 21 | 566.7086 |  | 549.7677 | 0 | 0 | 16.941 | 0
17.06. | 22 | 566.7086 |  | 549.7677 | 0 | 0 | 16.941 | 0
17.06. | 23 | 568.9344 |  | 551.9934 | 0 | 0 | 16.941 | 0
17.06. | 24 | 568.9344 |  | 551.9934 | 0 | 0 | 16.941 | 0
18.06. | 1 | 568.9344 |  | 551.9934 | 0 | 0 | 16.941 | 0
18.06. | 2 | 568.9344 |  | 551.9934 | 0 | 0 | 16.941 | 0
18.06. | 3 | 568.9344 |  | 551.9934 | 0 | 0 | 16.941 | 0
18.06. | 4 | 568.9344 |  | 551.9934 | 0 | 0 | 16.941 | 0
18.06. | 5 | 568.9344 |  | 551.9934 | 0 | 0 | 16.941 | 0
18.06. | 6 | 568.9344 |  | 551.9934 | 0 | 0 | 16.941 | 0
18.06. | 7 | 566.7086 |  | 549.7677 | 0 | 0 | 16.941 | 0
18.06. | 8 | 566.7086 |  | 549.7677 | 0 | 0 | 16.941 | 0
18.06. | 9 | 564.4828 |  | 547.5419 | 0 | 0 | 16.941 | 0
18.06. | 10 | 562.2571 |  | 545.3161 | 0 | 0 | 16.941 | 0
18.06. | 11 | 562.2571 |  | 545.3161 | 0 | 0 | 16.941 | 0
18.06. | 12 | 560.0313 |  | 543.0903 | 0 | 0 | 16.941 | 0
18.06. | 13 | 560.0313 |  | 543.0903 | 0 | 0 | 16.941 | 0
18.06. | 14 | 560.0313 |  | 543.0903 | 0 | 0 | 16.941 | 0
18.06. | 15 | 560.0313 |  | 543.0903 | 0 | 0 | 16.941 | 0
18.06. | 16 | 560.0313 |  | 543.0903 | 0 | 0 | 16.941 | 0
18.06. | 17 | 560.0313 |  | 543.0903 | 0 | 0 | 16.941 | 0
18.06. | 18 | 560.0313 |  | 543.0903 | 0 | 0 | 16.941 | 0
18.06. | 19 | 560.0313 |  | 543.0903 | 0 | 0 | 16.941 | 0
18.06. | 20 | 562.2571 |  | 545.3161 | 0 | 0 | 16.941 | 0
18.06. | 21 | 564.4828 |  | 547.5419 | 0 | 0 | 16.941 | 0
18.06. | 22 | 566.7086 |  | 549.7677 | 0 | 0 | 16.941 | 0
18.06. | 23 | 568.9344 |  | 551.9934 | 0 | 0 | 16.941 | 0
18.06. | 24 | 568.9344 |  | 551.9934 | 0 | 0 | 16.941 | 0
19.06. | 1 | 568.9344 |  | 551.9934 | 0 | 0 | 16.941 | 0
19.06. | 2 | 568.9344 |  | 551.9934 | 0 | 0 | 16.941 | 0
19.06. | 3 | 571.1602 |  | 554.2192 | 0 | 0 | 16.941 | 0
19.06. | 4 | 571.1602 |  | 554.2192 | 0 | 0 | 16.941 | 0
19.06. | 5 | 568.9344 |  | 551.9934 | 0 | 0 | 16.941 | 0
19.06. | 6 | 564.4828 |  | 547.5419 | 0 | 0 | 16.941 | 0
19.06. | 7 | 562.2571 |  | 545.3161 | 0 | 0 | 16.941 | 0
19.06. | 8 | 560.0313 |  | 543.0903 | 0 | 0 | 16.941 | 0
19.06. | 9 | 560.0313 |  | 543.0903 | 0 | 0 | 16.941 | 0
19.06. | 10 | 562.2571 |  | 545.3161 | 0 | 0 | 16.941 | 0
19.06. | 11 | 564.4828 |  | 547.5419 | 0 | 0 | 16.941 | 0
19.06. | 12 | 564.4828 |  | 547.5419 | 0 | 0 | 16.941 | 0
19.06. | 13 | 566.7086 |  | 549.7677 | 0 | 0 | 16.941 | 0
19.06. | 14 | 566.7086 |  | 549.7677 | 0 | 0 | 16.941 | 0
19.06. | 15 | 568.9344 |  | 551.9934 | 0 | 0 | 16.941 | 0
19.06. | 16 | 568.9344 |  | 551.9934 | 0 | 0 | 16.941 | 0
19.06. | 17 | 568.9344 |  | 551.9934 | 0 | 0 | 16.941 | 0
19.06. | 18 | 566.7086 |  | 549.7677 | 0 | 0 | 16.941 | 0
19.06. | 19 | 564.4828 |  | 547.5419 | 0 | 0 | 16.941 | 0
19.06. | 20 | 562.2571 |  | 545.3161 | 0 | 0 | 16.941 | 0
19.06. | 21 | 560.0313 |  | 543.0903 | 0 | 0 | 16.941 | 0
19.06. | 22 | 562.2571 |  | 545.3161 | 0 | 0 | 16.941 | 0
19.06. | 23 | 564.4828 |  | 547.5419 | 0 | 0 | 16.941 | 0
19.06. | 24 | 564.4828 |  | 547.5419 | 0 | 0 | 16.941 | 0
20.06. | 1 | 564.4828 |  | 547.5419 | 0 | 0 | 16.941 | 0
20.06. | 2 | 566.7086 |  | 549.7677 | 0 | 0 | 16.941 | 0
20.06. | 3 | 566.7086 |  | 549.7677 | 0 | 0 | 16.941 | 0
20.06. | 4 | 566.7086 |  | 549.7677 | 0 | 0 | 16.941 | 0
20.06. | 5 | 564.4828 |  | 547.5419 | 0 | 0 | 16.941 | 0
20.06. | 6 | 562.2571 |  | 545.3161 | 0 | 0 | 16.941 | 0
20.06. | 7 | 560.0313 |  | 543.0903 | 0 | 0 | 16.941 | 0
20.06. | 8 | 562.2571 |  | 545.3161 | 0 | 0 | 16.941 | 0
20.06. | 9 | 564.4828 |  | 547.5419 | 0 | 0 | 16.941 | 0
20.06. | 10 | 566.7086 |  | 549.7677 | 0 | 0 | 16.941 | 0
20.06. | 11 | 568.9344 |  | 551.9934 | 0 | 0 | 16.941 | 0
20.06. | 12 | 571.1602 |  | 554.2192 | 0 | 0 | 16.941 | 0
20.06. | 13 | 571.1602 |  | 554.2192 | 0 | 0 | 16.941 | 0
20.06. | 14 | 573.386 |  | 556.445 | 0 | 0 | 16.941 | 0
20.06. | 15 | 573.386 |  | 556.445 | 0 | 0 | 16.941 | 0
20.06. | 16 | 573.386 |  | 556.445 | 0 | 0 | 16.941 | 0
20.06. | 17 | 573.386 |  | 556.445 | 0 | 0 | 16.941 | 0
20.06. | 18 | 571.1602 |  | 554.2192 | 0 | 0 | 16.941 | 0
20.06. | 19 | 568.9344 |  | 551.9934 | 0 | 0 | 16.941 | 0
20.06. | 20 | 564.4828 |  | 547.5419 | 0 | 0 | 16.941 | 0
20.06. | 21 | 560.0313 |  | 543.0903 | 0 | 0 | 16.941 | 0
20.06. | 22 | 560.0313 |  | 543.0903 | 0 | 0 | 16.941 | 0
20.06. | 23 | 562.2571 |  | 545.3161 | 0 | 0 | 16.941 | 0
20.06. | 24 | 562.2571 |  | 545.3161 | 0 | 0 | 16.941 | 0
21.06. | 1 | 562.2571 |  | 545.3161 | 0 | 0 | 16.941 | 0
21.06. | 2 | 562.2571 |  | 545.3161 | 0 | 0 | 16.941 | 0
21.06. | 3 | 564.4828 |  | 547.5419 | 0 | 0 | 16.941 | 0
21.06. | 4 | 564.4828 |  | 547.5419 | 0 | 0 | 16.941 | 0
21.06. | 5 | 562.2571 |  | 545.3161 | 0 | 0 | 16.941 | 0
21.06. | 6 | 560.0313 |  | 543.0903 | 0 | 0 | 16.941 | 0
21.06. | 7 | 562.2571 |  | 545.3161 | 0 | 0 | 16.941 | 0
21.06. | 8 | 564.4828 |  | 547.5419 | 0 | 0 | 16.941 | 0
21.06. | 9 | 568.9344 |  | 551.9934 | 0 | 0 | 16.941 | 0
21.06. | 10 | 571.1602 |  | 554.2192 | 0 | 0 | 16.941 | 0
21.06. | 11 | 573.386 |  | 556.445 | 0 | 0 | 16.941 | 0
21.06. | 12 | 573.386 |  | 556.445 | 0 | 0 | 16.941 | 0
21.06. | 13 | 573.386 |  | 556.445 | 0 | 0 | 16.941 | 0
21.06. | 14 | 573.386 |  | 556.445 | 0 | 0 | 16.941 | 0
21.06. | 15 | 573.386 |  | 556.445 | 0 | 0 | 16.941 | 0
21.06. | 16 | 573.386 |  | 556.445 | 0 | 0 | 16.941 | 0
21.06. | 17 | 573.386 |  | 556.445 | 0 | 0 | 16.941 | 0
21.06. | 18 | 571.1602 |  | 554.2192 | 0 | 0 | 16.941 | 0
21.06. | 19 | 568.9344 |  | 551.9934 | 0 | 0 | 16.941 | 0
21.06. | 20 | 566.7086 |  | 549.7677 | 0 | 0 | 16.941 | 0
21.06. | 21 | 562.2571 |  | 545.3161 | 0 | 0 | 16.941 | 0
21.06. | 22 | 560.0313 |  | 543.0903 | 0 | 0 | 16.941 | 0
21.06. | 23 | 560.0313 |  | 543.0903 | 0 | 0 | 16.941 | 0
21.06. | 24 | 560.0313 |  | 543.0903 | 0 | 0 | 16.941 | 0
22.06. | 1 | 560.0313 |  | 543.0903 | 0 | 0 | 16.941 | 0
22.06. | 2 | 562.2571 |  | 545.3161 | 0 | 0 | 16.941 | 0
22.06. | 3 | 562.2571 |  | 545.3161 | 0 | 0 | 16.941 | 0
22.06. | 4 | 562.2571 |  | 545.3161 | 0 | 0 | 16.941 | 0
22.06. | 5 | 562.2571 |  | 545.3161 | 0 | 0 | 16.941 | 0
22.06. | 6 | 560.0313 |  | 543.0903 | 0 | 0 | 16.941 | 0
22.06. | 7 | 562.2571 |  | 545.3161 | 0 | 0 | 16.941 | 0
22.06. | 8 | 564.4828 |  | 547.5419 | 0 | 0 | 16.941 | 0
22.06. | 9 | 571.1602 |  | 554.2192 | 0 | 0 | 16.941 | 0
22.06. | 10 | 571.1602 |  | 554.2192 | 0 | 0 | 16.941 | 0
22.06. | 11 | 573.386 |  | 556.445 | 0 | 0 | 16.941 | 0
22.06. | 12 | 573.386 |  | 556.445 | 0 | 0 | 16.941 | 0
22.06. | 13 | 573.386 |  | 556.445 | 0 | 0 | 16.941 | 0
22.06. | 14 | 573.386 |  | 556.445 | 0 | 0 | 16.941 | 0
22.06. | 15 | 573.386 |  | 556.445 | 0 | 0 | 16.941 | 0
22.06. | 16 | 573.386 |  | 556.445 | 0 | 0 | 16.941 | 0
22.06. | 17 | 573.386 |  | 556.445 | 0 | 0 | 16.941 | 0
22.06. | 18 | 571.1602 |  | 554.2192 | 0 | 0 | 16.941 | 0
22.06. | 19 | 568.9344 |  | 551.9934 | 0 | 0 | 16.941 | 0
22.06. | 20 | 566.7086 |  | 549.7677 | 0 | 0 | 16.941 | 0
22.06. | 21 | 562.2571 |  | 545.3161 | 0 | 0 | 16.941 | 0
22.06. | 22 | 560.0313 |  | 543.0903 | 0 | 0 | 16.941 | 0
22.06. | 23 | 560.0313 |  | 543.0903 | 0 | 0 | 16.941 | 0
22.06. | 24 | 560.0313 |  | 543.0903 | 0 | 0 | 16.941 | 0
23.06. | 1 | 560.0313 |  | 543.0903 | 0 | 0 | 16.941 | 0
23.06. | 2 | 562.2571 |  | 545.3161 | 0 | 0 | 16.941 | 0
23.06. | 3 | 562.2571 |  | 545.3161 | 0 | 0 | 16.941 | 0
23.06. | 4 | 562.2571 |  | 545.3161 | 0 | 0 | 16.941 | 0
23.06. | 5 | 562.2571 |  | 545.3161 | 0 | 0 | 16.941 | 0
23.06. | 6 | 560.0313 |  | 543.0903 | 0 | 0 | 16.941 | 0
23.06. | 7 | 562.2571 |  | 545.3161 | 0 | 0 | 16.941 | 0
23.06. | 8 | 564.4828 |  | 547.5419 | 0 | 0 | 16.941 | 0
23.06. | 9 | 571.1602 |  | 554.2192 | 0 | 0 | 16.941 | 0
23.06. | 10 | 571.1602 |  | 554.2192 | 0 | 0 | 16.941 | 0
23.06. | 11 | 573.386 |  | 556.445 | 0 | 0 | 16.941 | 0
23.06. | 12 | 573.386 |  | 556.445 | 0 | 0 | 16.941 | 0
23.06. | 13 | 573.386 |  | 556.445 | 0 | 0 | 16.941 | 0
23.06. | 14 | 573.386 |  | 556.445 | 0 | 0 | 16.941 | 0
23.06. | 15 | 573.386 |  | 556.445 | 0 | 0 | 16.941 | 0
23.06. | 16 | 573.386 |  | 556.445 | 0 | 0 | 16.941 | 0
23.06. | 17 | 573.386 |  | 556.445 | 0 | 0 | 16.941 | 0
23.06. | 18 | 573.386 |  | 556.445 | 0 | 0 | 16.941 | 0
23.06. | 19 | 571.1602 |  | 554.2192 | 0 | 0 | 16.941 | 0
23.06. | 20 | 568.9344 |  | 551.9934 | 0 | 0 | 16.941 | 0
23.06. | 21 | 562.2571 |  | 545.3161 | 0 | 0 | 16.941 | 0
23.06. | 22 | 562.2571 |  | 545.3161 | 0 | 0 | 16.941 | 0
23.06. | 23 | 560.0313 |  | 543.0903 | 0 | 0 | 16.941 | 0
23.06. | 24 | 560.0313 |  | 543.0903 | 0 | 0 | 16.941 | 0
24.06. | 1 | 560.0313 |  | 543.0903 | 0 | 0 | 16.941 | 0
24.06. | 2 | 560.0313 |  | 543.0903 | 0 | 0 | 16.941 | 0
24.06. | 3 | 560.0313 |  | 543.0903 | 0 | 0 | 16.941 | 0
24.06. | 4 | 560.0313 |  | 543.0903 | 0 | 0 | 16.941 | 0
24.06. | 5 | 560.0313 |  | 543.0903 | 0 | 0 | 16.941 | 0
24.06. | 6 | 560.0313 |  | 543.0903 | 0 | 0 | 16.941 | 0
24.06. | 7 | 564.4828 |  | 547.5419 | 0 | 0 | 16.941 | 0
24.06. | 8 | 566.7086 |  | 549.7677 | 0 | 0 | 16.941 | 0
24.06. | 9 | 573.386 |  | 556.445 | 0 | 0 | 16.941 | 0
24.06. | 10 | 573.386 |  | 556.445 | 0 | 0 | 16.941 | 0
24.06. | 11 | 571.1602 |  | 554.2192 | 0 | 0 | 16.941 | 0
24.06. | 12 | 571.1602 |  | 554.2192 | 0 | 0 | 16.941 | 0
24.06. | 13 | 571.1602 |  | 554.2192 | 0 | 0 | 16.941 | 0
24.06. | 14 | 568.9344 |  | 551.9934 | 0 | 0 | 16.941 | 0
24.06. | 15 | 568.9344 |  | 551.9934 | 0 | 0 | 16.941 | 0
24.06. | 16 | 571.1602 |  | 554.2192 | 0 | 0 | 16.941 | 0
24.06. | 17 | 571.1602 |  | 554.2192 | 0 | 0 | 16.941 | 0
24.06. | 18 | 573.386 |  | 556.445 | 0 | 0 | 16.941 | 0
24.06. | 19 | 571.1602 |  | 554.2192 | 0 | 0 | 16.941 | 0
24.06. | 20 | 568.9344 |  | 551.9934 | 0 | 0 | 16.941 | 0
24.06. | 21 | 564.4828 |  | 547.5419 | 0 | 0 | 16.941 | 0
24.06. | 22 | 564.4828 |  | 547.5419 | 0 | 0 | 16.941 | 0
24.06. | 23 | 562.2571 |  | 545.3161 | 0 | 0 | 16.941 | 0
24.06. | 24 | 562.2571 |  | 545.3161 | 0 | 0 | 16.941 | 0
25.06. | 1 | 560.0313 |  | 543.0903 | 0 | 0 | 16.941 | 0
25.06. | 2 | 560.0313 |  | 543.0903 | 0 | 0 | 16.941 | 0
25.06. | 3 | 560.0313 |  | 543.0903 | 0 | 0 | 16.941 | 0
25.06. | 4 | 560.0313 |  | 543.0903 | 0 | 0 | 16.941 | 0
25.06. | 5 | 560.0313 |  | 543.0903 | 0 | 0 | 16.941 | 0
25.06. | 6 | 560.0313 |  | 543.0903 | 0 | 0 | 16.941 | 0
25.06. | 7 | 562.2571 |  | 545.3161 | 0 | 0 | 16.941 | 0
25.06. | 8 | 562.2571 |  | 545.3161 | 0 | 0 | 16.941 | 0
25.06. | 9 | 566.7086 |  | 549.7677 | 0 | 0 | 16.941 | 0
25.06. | 10 | 566.7086 |  | 549.7677 | 0 | 0 | 16.941 | 0
25.06. | 11 | 571.1602 |  | 554.2192 | 0 | 0 | 16.941 | 0
25.06. | 12 | 571.1602 |  | 554.2192 | 0 | 0 | 16.941 | 0
25.06. | 13 | 571.1602 |  | 554.2192 | 0 | 0 | 16.941 | 0
25.06. | 14 | 571.1602 |  | 554.2192 | 0 | 0 | 16.941 | 0
25.06. | 15 | 571.1602 |  | 554.2192 | 0 | 0 | 16.941 | 0
25.06. | 16 | 571.1602 |  | 554.2192 | 0 | 0 | 16.941 | 0
25.06. | 17 | 568.9344 |  | 551.9934 | 0 | 0 | 16.941 | 0
25.06. | 18 | 566.7086 |  | 549.7677 | 0 | 0 | 16.941 | 0
25.06. | 19 | 564.4828 |  | 547.5419 | 0 | 0 | 16.941 | 0
25.06. | 20 | 562.2571 |  | 545.3161 | 0 | 0 | 16.941 | 0
25.06. | 21 | 560.0313 |  | 543.0903 | 0 | 0 | 16.941 | 0
25.06. | 22 | 560.0313 |  | 543.0903 | 0 | 0 | 16.941 | 0
25.06. | 23 | 560.0313 |  | 543.0903 | 0 | 0 | 16.941 | 0
25.06. | 24 | 560.0313 |  | 543.0903 | 0 | 0 | 16.941 | 0
26.06. | 1 | 562.2571 |  | 545.3161 | 0 | 0 | 16.941 | 0
26.06. | 2 | 562.2571 |  | 545.3161 | 0 | 0 | 16.941 | 0
26.06. | 3 | 562.2571 |  | 545.3161 | 0 | 0 | 16.941 | 0
26.06. | 4 | 562.2571 |  | 545.3161 | 0 | 0 | 16.941 | 0
26.06. | 5 | 562.2571 |  | 545.3161 | 0 | 0 | 16.941 | 0
26.06. | 6 | 562.2571 |  | 545.3161 | 0 | 0 | 16.941 | 0
26.06. | 7 | 560.0313 |  | 543.0903 | 0 | 0 | 16.941 | 0
26.06. | 8 | 560.0313 |  | 543.0903 | 0 | 0 | 16.941 | 0
26.06. | 9 | 560.0313 |  | 543.0903 | 0 | 0 | 16.941 | 0
26.06. | 10 | 560.0313 |  | 543.0903 | 0 | 0 | 16.941 | 0
26.06. | 11 | 562.2571 |  | 545.3161 | 0 | 0 | 16.941 | 0
26.06. | 12 | 562.2571 |  | 545.3161 | 0 | 0 | 16.941 | 0
26.06. | 13 | 562.2571 |  | 545.3161 | 0 | 0 | 16.941 | 0
26.06. | 14 | 562.2571 |  | 545.3161 | 0 | 0 | 16.941 | 0
26.06. | 15 | 562.2571 |  | 545.3161 | 0 | 0 | 16.941 | 0
26.06. | 16 | 562.2571 |  | 545.3161 | 0 | 0 | 16.941 | 0
26.06. | 17 | 560.0313 |  | 543.0903 | 0 | 0 | 16.941 | 0
26.06. | 18 | 560.0313 |  | 543.0903 | 0 | 0 | 16.941 | 0
26.06. | 19 | 560.0313 |  | 543.0903 | 0 | 0 | 16.941 | 0
26.06. | 20 | 560.0313 |  | 543.0903 | 0 | 0 | 16.941 | 0
26.06. | 21 | 562.2571 |  | 545.3161 | 0 | 0 | 16.941 | 0
26.06. | 22 | 562.2571 |  | 545.3161 | 0 | 0 | 16.941 | 0
26.06. | 23 | 564.4828 |  | 547.5419 | 0 | 0 | 16.941 | 0
26.06. | 24 | 566.7086 |  | 549.7677 | 0 | 0 | 16.941 | 0
27.06. | 1 | 566.7086 |  | 549.7677 | 0 | 0 | 16.941 | 0
27.06. | 2 | 566.7086 |  | 549.7677 | 0 | 0 | 16.941 | 0
27.06. | 3 | 568.9344 |  | 551.9934 | 0 | 0 | 16.941 | 0
27.06. | 4 | 568.9344 |  | 551.9934 | 0 | 0 | 16.941 | 0
27.06. | 5 | 568.9344 |  | 551.9934 | 0 | 0 | 16.941 | 0
27.06. | 6 | 564.4828 |  | 547.5419 | 0 | 0 | 16.941 | 0
27.06. | 7 | 564.4828 |  | 547.5419 | 0 | 0 | 16.941 | 0
27.06. | 8 | 562.2571 |  | 545.3161 | 0 | 0 | 16.941 | 0
27.06. | 9 | 560.0313 |  | 543.0903 | 0 | 0 | 16.941 | 0
27.06. | 10 | 560.0313 |  | 543.0903 | 0 | 0 | 16.941 | 0
27.06. | 11 | 560.0313 |  | 543.0903 | 0 | 0 | 16.941 | 0
27.06. | 12 | 560.0313 |  | 543.0903 | 0 | 0 | 16.941 | 0
27.06. | 13 | 560.0313 |  | 543.0903 | 0 | 0 | 16.941 | 0
27.06. | 14 | 560.0313 |  | 543.0903 | 0 | 0 | 16.941 | 0
27.06. | 15 | 560.0313 |  | 543.0903 | 0 | 0 | 16.941 | 0
27.06. | 16 | 560.0313 |  | 543.0903 | 0 | 0 | 16.941 | 0
27.06. | 17 | 560.0313 |  | 543.0903 | 0 | 0 | 16.941 | 0
27.06. | 18 | 560.0313 |  | 543.0903 | 0 | 0 | 16.941 | 0
27.06. | 19 | 560.0313 |  | 543.0903 | 0 | 0 | 16.941 | 0
27.06. | 20 | 562.2571 |  | 545.3161 | 0 | 0 | 16.941 | 0
27.06. | 21 | 564.4828 |  | 547.5419 | 0 | 0 | 16.941 | 0
27.06. | 22 | 566.7086 |  | 549.7677 | 0 | 0 | 16.941 | 0
27.06. | 23 | 568.9344 |  | 551.9934 | 0 | 0 | 16.941 | 0
27.06. | 24 | 568.9344 |  | 551.9934 | 0 | 0 | 16.941 | 0
28.06. | 1 | 568.9344 |  | 551.9934 | 0 | 0 | 16.941 | 0
28.06. | 2 | 568.9344 |  | 551.9934 | 0 | 0 | 16.941 | 0
28.06. | 3 | 571.1602 |  | 554.2192 | 0 | 0 | 16.941 | 0
28.06. | 4 | 571.1602 |  | 554.2192 | 0 | 0 | 16.941 | 0
28.06. | 5 | 568.9344 |  | 551.9934 | 0 | 0 | 16.941 | 0
28.06. | 6 | 564.4828 |  | 547.5419 | 0 | 0 | 16.941 | 0
28.06. | 7 | 562.2571 |  | 545.3161 | 0 | 0 | 16.941 | 0
28.06. | 8 | 562.2571 |  | 545.3161 | 0 | 0 | 16.941 | 0
28.06. | 9 | 560.0313 |  | 543.0903 | 0 | 0 | 16.941 | 0
28.06. | 10 | 560.0313 |  | 543.0903 | 0 | 0 | 16.941 | 0
28.06. | 11 | 560.0313 |  | 543.0903 | 0 | 0 | 16.941 | 0
28.06. | 12 | 560.0313 |  | 543.0903 | 0 | 0 | 16.941 | 0
28.06. | 13 | 562.2571 |  | 545.3161 | 0 | 0 | 16.941 | 0
28.06. | 14 | 562.2571 |  | 545.3161 | 0 | 0 | 16.941 | 0
28.06. | 15 | 562.2571 |  | 545.3161 | 0 | 0 | 16.941 | 0
28.06. | 16 | 562.2571 |  | 545.3161 | 0 | 0 | 16.941 | 0
28.06. | 17 | 562.2571 |  | 545.3161 | 0 | 0 | 16.941 | 0
28.06. | 18 | 560.0313 |  | 543.0903 | 0 | 0 | 16.941 | 0
28.06. | 19 | 560.0313 |  | 543.0903 | 0 | 0 | 16.941 | 0
28.06. | 20 | 560.0313 |  | 543.0903 | 0 | 0 | 16.941 | 0
28.06. | 21 | 564.4828 |  | 547.5419 | 0 | 0 | 16.941 | 0
28.06. | 22 | 566.7086 |  | 549.7677 | 0 | 0 | 16.941 | 0
28.06. | 23 | 568.9344 |  | 551.9934 | 0 | 0 | 16.941 | 0
28.06. | 24 | 568.9344 |  | 551.9934 | 0 | 0 | 16.941 | 0
29.06. | 1 | 568.9344 |  | 551.9934 | 0 | 0 | 16.941 | 0
29.06. | 2 | 571.1602 |  | 554.2192 | 0 | 0 | 16.941 | 0
29.06. | 3 | 571.1602 |  | 554.2192 | 0 | 0 | 16.941 | 0
29.06. | 4 | 571.1602 |  | 554.2192 | 0 | 0 | 16.941 | 0
29.06. | 5 | 571.1602 |  | 554.2192 | 0 | 0 | 16.941 | 0
29.06. | 6 | 566.7086 |  | 549.7677 | 0 | 0 | 16.941 | 0
29.06. | 7 | 564.4828 |  | 547.5419 | 0 | 0 | 16.941 | 0
29.06. | 8 | 562.2571 |  | 545.3161 | 0 | 0 | 16.941 | 0
29.06. | 9 | 560.0313 |  | 543.0903 | 0 | 0 | 16.941 | 0
29.06. | 10 | 560.0313 |  | 543.0903 | 0 | 0 | 16.941 | 0
29.06. | 11 | 560.0313 |  | 543.0903 | 0 | 0 | 16.941 | 0
29.06. | 12 | 560.0313 |  | 543.0903 | 0 | 0 | 16.941 | 0
29.06. | 13 | 560.0313 |  | 543.0903 | 0 | 0 | 16.941 | 0
29.06. | 14 | 560.0313 |  | 543.0903 | 0 | 0 | 16.941 | 0
29.06. | 15 | 560.0313 |  | 543.0903 | 0 | 0 | 16.941 | 0
29.06. | 16 | 560.0313 |  | 543.0903 | 0 | 0 | 16.941 | 0
29.06. | 17 | 560.0313 |  | 543.0903 | 0 | 0 | 16.941 | 0
29.06. | 18 | 560.0313 |  | 543.0903 | 0 | 0 | 16.941 | 0
29.06. | 19 | 560.0313 |  | 543.0903 | 0 | 0 | 16.941 | 0
29.06. | 20 | 560.0313 |  | 543.0903 | 0 | 0 | 16.941 | 0
29.06. | 21 | 564.4828 |  | 547.5419 | 0 | 0 | 16.941 | 0
29.06. | 22 | 566.7086 |  | 549.7677 | 0 | 0 | 16.941 | 0
29.06. | 23 | 568.9344 |  | 551.9934 | 0 | 0 | 16.941 | 0
29.06. | 24 | 568.9344 |  | 551.9934 | 0 | 0 | 16.941 | 0
30.06. | 1 | 568.9344 |  | 551.9934 | 0 | 0 | 16.941 | 0
30.06. | 2 | 568.9344 |  | 551.9934 | 0 | 0 | 16.941 | 0
30.06. | 3 | 571.1602 |  | 554.2192 | 0 | 0 | 16.941 | 0
30.06. | 4 | 571.1602 |  | 554.2192 | 0 | 0 | 16.941 | 0
30.06. | 5 | 568.9344 |  | 551.9934 | 0 | 0 | 16.941 | 0
30.06. | 6 | 564.4828 |  | 547.5419 | 0 | 0 | 16.941 | 0
30.06. | 7 | 562.2571 |  | 545.3161 | 0 | 0 | 16.941 | 0
30.06. | 8 | 560.0313 |  | 543.0903 | 0 | 0 | 16.941 | 0
30.06. | 9 | 560.0313 |  | 543.0903 | 0 | 0 | 16.941 | 0
30.06. | 10 | 562.2571 |  | 545.3161 | 0 | 0 | 16.941 | 0
30.06. | 11 | 564.4828 |  | 547.5419 | 0 | 0 | 16.941 | 0
30.06. | 12 | 564.4828 |  | 547.5419 | 0 | 0 | 16.941 | 0
30.06. | 13 | 564.4828 |  | 547.5419 | 0 | 0 | 16.941 | 0
30.06. | 14 | 564.4828 |  | 547.5419 | 0 | 0 | 16.941 | 0
30.06. | 15 | 566.7086 |  | 549.7677 | 0 | 0 | 16.941 | 0
30.06. | 16 | 566.7086 |  | 549.7677 | 0 | 0 | 16.941 | 0
30.06. | 17 | 566.7086 |  | 549.7677 | 0 | 0 | 16.941 | 0
30.06. | 18 | 564.4828 |  | 547.5419 | 0 | 0 | 16.941 | 0
30.06. | 19 | 562.2571 |  | 545.3161 | 0 | 0 | 16.941 | 0
30.06. | 20 | 562.2571 |  | 545.3161 | 0 | 0 | 16.941 | 0
30.06. | 21 | 560.0313 |  | 543.0903 | 0 | 0 | 16.941 | 0
30.06. | 22 | 562.2571 |  | 545.3161 | 0 | 0 | 16.941 | 0
30.06. | 23 | 564.4828 |  | 547.5419 | 0 | 0 | 16.941 | 0
30.06. | 24 | 564.4828 |  | 547.5419 | 0 | 0 | 16.941 | 0
01.07. | 1 | 585.3376 |  | 565.3481 | 0 | 0 | 19.9895 | 0
01.07. | 2 | 585.3376 |  | 565.3481 | 0 | 0 | 19.9895 | 0
01.07. | 3 | 587.5634 |  | 567.5739 | 0 | 0 | 19.9895 | 0
01.07. | 4 | 587.5634 |  | 567.5739 | 0 | 0 | 19.9895 | 0
01.07. | 5 | 585.3376 |  | 565.3481 | 0 | 0 | 19.9895 | 0
01.07. | 6 | 585.3376 |  | 565.3481 | 0 | 0 | 19.9895 | 0
01.07. | 7 | 585.3376 |  | 565.3481 | 0 | 0 | 19.9895 | 0
01.07. | 8 | 585.3376 |  | 565.3481 | 0 | 0 | 19.9895 | 0
01.07. | 9 | 585.3376 |  | 565.3481 | 0 | 0 | 19.9895 | 0
01.07. | 10 | 585.3376 |  | 565.3481 | 0 | 0 | 19.9895 | 0
01.07. | 11 | 583.1118 |  | 563.1223 | 0 | 0 | 19.9895 | 0
01.07. | 12 | 583.1118 |  | 563.1223 | 0 | 0 | 19.9895 | 0
01.07. | 13 | 583.1118 |  | 563.1223 | 0 | 0 | 19.9895 | 0
01.07. | 14 | 583.1118 |  | 563.1223 | 0 | 0 | 19.9895 | 0
01.07. | 15 | 583.1118 |  | 563.1223 | 0 | 0 | 19.9895 | 0
01.07. | 16 | 583.1118 |  | 563.1223 | 0 | 0 | 19.9895 | 0
01.07. | 17 | 583.1118 |  | 563.1223 | 0 | 0 | 19.9895 | 0
01.07. | 18 | 585.3376 |  | 565.3481 | 0 | 0 | 19.9895 | 0
01.07. | 19 | 585.3376 |  | 565.3481 | 0 | 0 | 19.9895 | 0
01.07. | 20 | 585.3376 |  | 565.3481 | 0 | 0 | 19.9895 | 0
01.07. | 21 | 585.3376 |  | 565.3481 | 0 | 0 | 19.9895 | 0
01.07. | 22 | 585.3376 |  | 565.3481 | 0 | 0 | 19.9895 | 0
01.07. | 23 | 585.3376 |  | 565.3481 | 0 | 0 | 19.9895 | 0
01.07. | 24 | 585.3376 |  | 565.3481 | 0 | 0 | 19.9895 | 0
02.07. | 1 | 585.3376 |  | 565.3481 | 0 | 0 | 19.9895 | 0
02.07. | 2 | 587.5634 |  | 567.5739 | 0 | 0 | 19.9895 | 0
02.07. | 3 | 587.5634 |  | 567.5739 | 0 | 0 | 19.9895 | 0
02.07. | 4 | 587.5634 |  | 567.5739 | 0 | 0 | 19.9895 | 0
02.07. | 5 | 589.7891 |  | 569.7997 | 0 | 0 | 19.9895 | 0
02.07. | 6 | 587.5634 |  | 567.5739 | 0 | 0 | 19.9895 | 0
02.07. | 7 | 587.5634 |  | 567.5739 | 0 | 0 | 19.9895 | 0
02.07. | 8 | 587.5634 |  | 567.5739 | 0 | 0 | 19.9895 | 0
02.07. | 9 | 585.3376 |  | 565.3481 | 0 | 0 | 19.9895 | 0
02.07. | 10 | 585.3376 |  | 565.3481 | 0 | 0 | 19.9895 | 0
02.07. | 11 | 585.3376 |  | 565.3481 | 0 | 0 | 19.9895 | 0
02.07. | 12 | 585.3376 |  | 565.3481 | 0 | 0 | 19.9895 | 0
02.07. | 13 | 585.3376 |  | 565.3481 | 0 | 0 | 19.9895 | 0
02.07. | 14 | 585.3376 |  | 565.3481 | 0 | 0 | 19.9895 | 0
02.07. | 15 | 585.3376 |  | 565.3481 | 0 | 0 | 19.9895 | 0
02.07. | 16 | 585.3376 |  | 565.3481 | 0 | 0 | 19.9895 | 0
02.07. | 17 | 585.3376 |  | 565.3481 | 0 | 0 | 19.9895 | 0
02.07. | 18 | 585.3376 |  | 565.3481 | 0 | 0 | 19.9895 | 0
02.07. | 19 | 585.3376 |  | 565.3481 | 0 | 0 | 19.9895 | 0
02.07. | 20 | 587.5634 |  | 567.5739 | 0 | 0 | 19.9895 | 0
02.07. | 21 | 589.7891 |  | 569.7997 | 0 | 0 | 19.9895 | 0
02.07. | 22 | 589.7891 |  | 569.7997 | 0 | 0 | 19.9895 | 0
02.07. | 23 | 587.5634 |  | 567.5739 | 0 | 0 | 19.9895 | 0
02.07. | 24 | 585.3376 |  | 565.3481 | 0 | 0 | 19.9895 | 0
03.07. | 1 | 583.1118 |  | 563.1223 | 0 | 0 | 19.9895 | 0
03.07. | 2 | 580.886 |  | 560.8966 | 0 | 0 | 19.9895 | 0
03.07. | 3 | 571.9829 |  | 551.9934 | 0 | 0 | 19.9895 | 0
03.07. | 4 | 574.2087 |  | 554.2192 | 0 | 0 | 19.9895 | 0
03.07. | 5 | 576.4345 |  | 556.445 | 0 | 0 | 19.9895 | 0
03.07. | 6 | 589.7891 |  | 569.7997 | 0 | 0 | 19.9895 | 0
03.07. | 7 | 587.5634 |  | 567.5739 | 0 | 0 | 19.9895 | 0
03.07. | 8 | 587.5634 |  | 567.5739 | 0 | 0 | 19.9895 | 0
03.07. | 9 | 585.3376 |  | 565.3481 | 0 | 0 | 19.9895 | 0
03.07. | 10 | 585.3376 |  | 565.3481 | 0 | 0 | 19.9895 | 0
03.07. | 11 | 585.3376 |  | 565.3481 | 0 | 0 | 19.9895 | 0
03.07. | 12 | 585.3376 |  | 565.3481 | 0 | 0 | 19.9895 | 0
03.07. | 13 | 585.3376 |  | 565.3481 | 0 | 0 | 19.9895 | 0
03.07. | 14 | 585.3376 |  | 565.3481 | 0 | 0 | 19.9895 | 0
03.07. | 15 | 585.3376 |  | 565.3481 | 0 | 0 | 19.9895 | 0
03.07. | 16 | 585.3376 |  | 565.3481 | 0 | 0 | 19.9895 | 0
03.07. | 17 | 585.3376 |  | 565.3481 | 0 | 0 | 19.9895 | 0
03.07. | 18 | 585.3376 |  | 565.3481 | 0 | 0 | 19.9895 | 0
03.07. | 19 | 585.3376 |  | 565.3481 | 0 | 0 | 19.9895 | 0
03.07. | 20 | 585.3376 |  | 565.3481 | 0 | 0 | 19.9895 | 0
03.07. | 21 | 587.5634 |  | 567.5739 | 0 | 0 | 19.9895 | 0
03.07. | 22 | 587.5634 |  | 567.5739 | 0 | 0 | 19.9895 | 0
03.07. | 23 | 589.7891 |  | 569.7997 | 0 | 0 | 19.9895 | 0
03.07. | 24 | 589.7891 |  | 569.7997 | 0 | 0 | 19.9895 | 0
04.07. | 1 | 589.7891 |  | 569.7997 | 0 | 0 | 19.9895 | 0
04.07. | 2 | 589.7891 |  | 569.7997 | 0 | 0 | 19.9895 | 0
04.07. | 3 | 589.7891 |  | 569.7997 | 0 | 0 | 19.9895 | 0
04.07. | 4 | 589.7891 |  | 569.7997 | 0 | 0 | 19.9895 | 0
04.07. | 5 | 589.7891 |  | 569.7997 | 0 | 0 | 19.9895 | 0
04.07. | 6 | 587.5634 |  | 567.5739 | 0 | 0 | 19.9895 | 0
04.07. | 7 | 587.5634 |  | 567.5739 | 0 | 0 | 19.9895 | 0
04.07. | 8 | 585.3376 |  | 565.3481 | 0 | 0 | 19.9895 | 0
04.07. | 9 | 585.3376 |  | 565.3481 | 0 | 0 | 19.9895 | 0
04.07. | 10 | 585.3376 |  | 565.3481 | 0 | 0 | 19.9895 | 0
04.07. | 11 | 585.3376 |  | 565.3481 | 0 | 0 | 19.9895 | 0
04.07. | 12 | 585.3376 |  | 565.3481 | 0 | 0 | 19.9895 | 0
04.07. | 13 | 585.3376 |  | 565.3481 | 0 | 0 | 19.9895 | 0
04.07. | 14 | 585.3376 |  | 565.3481 | 0 | 0 | 19.9895 | 0
04.07. | 15 | 585.3376 |  | 565.3481 | 0 | 0 | 19.9895 | 0
04.07. | 16 | 585.3376 |  | 565.3481 | 0 | 0 | 19.9895 | 0
04.07. | 17 | 585.3376 |  | 565.3481 | 0 | 0 | 19.9895 | 0
04.07. | 18 | 585.3376 |  | 565.3481 | 0 | 0 | 19.9895 | 0
04.07. | 19 | 585.3376 |  | 565.3481 | 0 | 0 | 19.9895 | 0
04.07. | 20 | 585.3376 |  | 565.3481 | 0 | 0 | 19.9895 | 0
04.07. | 21 | 587.5634 |  | 567.5739 | 0 | 0 | 19.9895 | 0
04.07. | 22 | 589.7891 |  | 569.7997 | 0 | 0 | 19.9895 | 0
04.07. | 23 | 589.7891 |  | 569.7997 | 0 | 0 | 19.9895 | 0
04.07. | 24 | 589.7891 |  | 569.7997 | 0 | 0 | 19.9895 | 0
05.07. | 1 | 589.7891 |  | 569.7997 | 0 | 0 | 19.9895 | 0
05.07. | 2 | 589.7891 |  | 569.7997 | 0 | 0 | 19.9895 | 0
05.07. | 3 | 587.5634 |  | 567.5739 | 0 | 0 | 19.9895 | 0
05.07. | 4 | 589.7891 |  | 569.7997 | 0 | 0 | 19.9895 | 0
05.07. | 5 | 589.7891 |  | 569.7997 | 0 | 0 | 19.9895 | 0
05.07. | 6 | 587.5634 |  | 567.5739 | 0 | 0 | 19.9895 | 0
05.07. | 7 | 585.3376 |  | 565.3481 | 0 | 0 | 19.9895 | 0
05.07. | 8 | 585.3376 |  | 565.3481 | 0 | 0 | 19.9895 | 0
05.07. | 9 | 585.3376 |  | 565.3481 | 0 | 0 | 19.9895 | 0
05.07. | 10 | 583.1118 |  | 563.1223 | 0 | 0 | 19.9895 | 0
05.07. | 11 | 580.886 |  | 560.8966 | 0 | 0 | 19.9895 | 0
05.07. | 12 | 580.886 |  | 560.8966 | 0 | 0 | 19.9895 | 0
05.07. | 13 | 580.886 |  | 560.8966 | 0 | 0 | 19.9895 | 0
05.07. | 14 | 580.886 |  | 560.8966 | 0 | 0 | 19.9895 | 0
05.07. | 15 | 583.1118 |  | 563.1223 | 0 | 0 | 19.9895 | 0
05.07. | 16 | 583.1118 |  | 563.1223 | 0 | 0 | 19.9895 | 0
05.07. | 17 | 583.1118 |  | 563.1223 | 0 | 0 | 19.9895 | 0
05.07. | 18 | 585.3376 |  | 565.3481 | 0 | 0 | 19.9895 | 0
05.07. | 19 | 585.3376 |  | 565.3481 | 0 | 0 | 19.9895 | 0
05.07. | 20 | 585.3376 |  | 565.3481 | 0 | 0 | 19.9895 | 0
05.07. | 21 | 585.3376 |  | 565.3481 | 0 | 0 | 19.9895 | 0
05.07. | 22 | 585.3376 |  | 565.3481 | 0 | 0 | 19.9895 | 0
05.07. | 23 | 585.3376 |  | 565.3481 | 0 | 0 | 19.9895 | 0
05.07. | 24 | 585.3376 |  | 565.3481 | 0 | 0 | 19.9895 | 0
06.07. | 1 | 585.3376 |  | 565.3481 | 0 | 0 | 19.9895 | 0
06.07. | 2 | 585.3376 |  | 565.3481 | 0 | 0 | 19.9895 | 0
06.07. | 3 | 585.3376 |  | 565.3481 | 0 | 0 | 19.9895 | 0
06.07. | 4 | 585.3376 |  | 565.3481 | 0 | 0 | 19.9895 | 0
06.07. | 5 | 585.3376 |  | 565.3481 | 0 | 0 | 19.9895 | 0
06.07. | 6 | 585.3376 |  | 565.3481 | 0 | 0 | 19.9895 | 0
06.07. | 7 | 585.3376 |  | 565.3481 | 0 | 0 | 19.9895 | 0
06.07. | 8 | 585.3376 |  | 565.3481 | 0 | 0 | 19.9895 | 0
06.07. | 9 | 585.3376 |  | 565.3481 | 0 | 0 | 19.9895 | 0
06.07. | 10 | 585.3376 |  | 565.3481 | 0 | 0 | 19.9895 | 0
06.07. | 11 | 585.3376 |  | 565.3481 | 0 | 0 | 19.9895 | 0
06.07. | 12 | 585.3376 |  | 565.3481 | 0 | 0 | 19.9895 | 0
06.07. | 13 | 585.3376 |  | 565.3481 | 0 | 0 | 19.9895 | 0
06.07. | 14 | 585.3376 |  | 565.3481 | 0 | 0 | 19.9895 | 0
06.07. | 15 | 585.3376 |  | 565.3481 | 0 | 0 | 19.9895 | 0
06.07. | 16 | 585.3376 |  | 565.3481 | 0 | 0 | 19.9895 | 0
06.07. | 17 | 583.1118 |  | 563.1223 | 0 | 0 | 19.9895 | 0
06.07. | 18 | 585.3376 |  | 565.3481 | 0 | 0 | 19.9895 | 0
06.07. | 19 | 585.3376 |  | 565.3481 | 0 | 0 | 19.9895 | 0
06.07. | 20 | 585.3376 |  | 565.3481 | 0 | 0 | 19.9895 | 0
06.07. | 21 | 585.3376 |  | 565.3481 | 0 | 0 | 19.9895 | 0
06.07. | 22 | 585.3376 |  | 565.3481 | 0 | 0 | 19.9895 | 0
06.07. | 23 | 585.3376 |  | 565.3481 | 0 | 0 | 19.9895 | 0
06.07. | 24 | 585.3376 |  | 565.3481 | 0 | 0 | 19.9895 | 0
07.07. | 1 | 585.3376 |  | 565.3481 | 0 | 0 | 19.9895 | 0
07.07. | 2 | 585.3376 |  | 565.3481 | 0 | 0 | 19.9895 | 0
07.07. | 3 | 585.3376 |  | 565.3481 | 0 | 0 | 19.9895 | 0
07.07. | 4 | 585.3376 |  | 565.3481 | 0 | 0 | 19.9895 | 0
07.07. | 5 | 585.3376 |  | 565.3481 | 0 | 0 | 19.9895 | 0
07.07. | 6 | 585.3376 |  | 565.3481 | 0 | 0 | 19.9895 | 0
07.07. | 7 | 585.3376 |  | 565.3481 | 0 | 0 | 19.9895 | 0
07.07. | 8 | 585.3376 |  | 565.3481 | 0 | 0 | 19.9895 | 0
07.07. | 9 | 585.3376 |  | 565.3481 | 0 | 0 | 19.9895 | 0
07.07. | 10 | 583.1118 |  | 563.1223 | 0 | 0 | 19.9895 | 0
07.07. | 11 | 580.886 |  | 560.8966 | 0 | 0 | 19.9895 | 0
07.07. | 12 | 580.886 |  | 560.8966 | 0 | 0 | 19.9895 | 0
07.07. | 13 | 578.6602 |  | 558.6708 | 0 | 0 | 19.9895 | 0
07.07. | 14 | 578.6602 |  | 558.6708 | 0 | 0 | 19.9895 | 0
07.07. | 15 | 576.4345 |  | 556.445 | 0 | 0 | 19.9895 | 0
07.07. | 16 | 574.2087 |  | 554.2192 | 0 | 0 | 19.9895 | 0
07.07. | 17 | 574.2087 |  | 554.2192 | 0 | 0 | 19.9895 | 0
07.07. | 18 | 576.4345 |  | 556.445 | 0 | 0 | 19.9895 | 0
07.07. | 19 | 578.6602 |  | 558.6708 | 0 | 0 | 19.9895 | 0
07.07. | 20 | 580.886 |  | 560.8966 | 0 | 0 | 19.9895 | 0
07.07. | 21 | 585.3376 |  | 565.3481 | 0 | 0 | 19.9895 | 0
07.07. | 22 | 585.3376 |  | 565.3481 | 0 | 0 | 19.9895 | 0
07.07. | 23 | 585.3376 |  | 565.3481 | 0 | 0 | 19.9895 | 0
07.07. | 24 | 585.3376 |  | 565.3481 | 0 | 0 | 19.9895 | 0
08.07. | 1 | 585.3376 |  | 565.3481 | 0 | 0 | 19.9895 | 0
08.07. | 2 | 585.3376 |  | 565.3481 | 0 | 0 | 19.9895 | 0
08.07. | 3 | 585.3376 |  | 565.3481 | 0 | 0 | 19.9895 | 0
08.07. | 4 | 585.3376 |  | 565.3481 | 0 | 0 | 19.9895 | 0
08.07. | 5 | 585.3376 |  | 565.3481 | 0 | 0 | 19.9895 | 0
08.07. | 6 | 585.3376 |  | 565.3481 | 0 | 0 | 19.9895 | 0
08.07. | 7 | 585.3376 |  | 565.3481 | 0 | 0 | 19.9895 | 0
08.07. | 8 | 585.3376 |  | 565.3481 | 0 | 0 | 19.9895 | 0
08.07. | 9 | 583.1118 |  | 563.1223 | 0 | 0 | 19.9895 | 0
08.07. | 10 | 583.1118 |  | 563.1223 | 0 | 0 | 19.9895 | 0
08.07. | 11 | 578.6602 |  | 558.6708 | 0 | 0 | 19.9895 | 0
08.07. | 12 | 578.6602 |  | 558.6708 | 0 | 0 | 19.9895 | 0
08.07. | 13 | 578.6602 |  | 558.6708 | 0 | 0 | 19.9895 | 0
08.07. | 14 | 580.886 |  | 560.8966 | 0 | 0 | 19.9895 | 0
08.07. | 15 | 580.886 |  | 560.8966 | 0 | 0 | 19.9895 | 0
08.07. | 16 | 580.886 |  | 560.8966 | 0 | 0 | 19.9895 | 0
08.07. | 17 | 583.1118 |  | 563.1223 | 0 | 0 | 19.9895 | 0
08.07. | 18 | 583.1118 |  | 563.1223 | 0 | 0 | 19.9895 | 0
08.07. | 19 | 585.3376 |  | 565.3481 | 0 | 0 | 19.9895 | 0
08.07. | 20 | 585.3376 |  | 565.3481 | 0 | 0 | 19.9895 | 0
08.07. | 21 | 585.3376 |  | 565.3481 | 0 | 0 | 19.9895 | 0
08.07. | 22 | 585.3376 |  | 565.3481 | 0 | 0 | 19.9895 | 0
08.07. | 23 | 585.3376 |  | 565.3481 | 0 | 0 | 19.9895 | 0
08.07. | 24 | 585.3376 |  | 565.3481 | 0 | 0 | 19.9895 | 0
09.07. | 1 | 585.3376 |  | 565.3481 | 0 | 0 | 19.9895 | 0
09.07. | 2 | 585.3376 |  | 565.3481 | 0 | 0 | 19.9895 | 0
09.07. | 3 | 585.3376 |  | 565.3481 | 0 | 0 | 19.9895 | 0
09.07. | 4 | 585.3376 |  | 565.3481 | 0 | 0 | 19.9895 | 0
09.07. | 5 | 587.5634 |  | 567.5739 | 0 | 0 | 19.9895 | 0
09.07. | 6 | 585.3376 |  | 565.3481 | 0 | 0 | 19.9895 | 0
09.07. | 7 | 585.3376 |  | 565.3481 | 0 | 0 | 19.9895 | 0
09.07. | 8 | 585.3376 |  | 565.3481 | 0 | 0 | 19.9895 | 0
09.07. | 9 | 585.3376 |  | 565.3481 | 0 | 0 | 19.9895 | 0
09.07. | 10 | 585.3376 |  | 565.3481 | 0 | 0 | 19.9895 | 0
09.07. | 11 | 585.3376 |  | 565.3481 | 0 | 0 | 19.9895 | 0
09.07. | 12 | 583.1118 |  | 563.1223 | 0 | 0 | 19.9895 | 0
09.07. | 13 | 583.1118 |  | 563.1223 | 0 | 0 | 19.9895 | 0
09.07. | 14 | 583.1118 |  | 563.1223 | 0 | 0 | 19.9895 | 0
09.07. | 15 | 583.1118 |  | 563.1223 | 0 | 0 | 19.9895 | 0
09.07. | 16 | 583.1118 |  | 563.1223 | 0 | 0 | 19.9895 | 0
09.07. | 17 | 583.1118 |  | 563.1223 | 0 | 0 | 19.9895 | 0
09.07. | 18 | 585.3376 |  | 565.3481 | 0 | 0 | 19.9895 | 0
09.07. | 19 | 585.3376 |  | 565.3481 | 0 | 0 | 19.9895 | 0
09.07. | 20 | 585.3376 |  | 565.3481 | 0 | 0 | 19.9895 | 0
09.07. | 21 | 585.3376 |  | 565.3481 | 0 | 0 | 19.9895 | 0
09.07. | 22 | 585.3376 |  | 565.3481 | 0 | 0 | 19.9895 | 0
09.07. | 23 | 587.5634 |  | 567.5739 | 0 | 0 | 19.9895 | 0
09.07. | 24 | 589.7891 |  | 569.7997 | 0 | 0 | 19.9895 | 0
10.07. | 1 | 589.7891 |  | 569.7997 | 0 | 0 | 19.9895 | 0
10.07. | 2 | 589.7891 |  | 569.7997 | 0 | 0 | 19.9895 | 0
10.07. | 3 | 589.7891 |  | 569.7997 | 0 | 0 | 19.9895 | 0
10.07. | 4 | 589.7891 |  | 569.7997 | 0 | 0 | 19.9895 | 0
10.07. | 5 | 589.7891 |  | 569.7997 | 0 | 0 | 19.9895 | 0
10.07. | 6 | 585.3376 |  | 565.3481 | 0 | 0 | 19.9895 | 0
10.07. | 7 | 585.3376 |  | 565.3481 | 0 | 0 | 19.9895 | 0
10.07. | 8 | 585.3376 |  | 565.3481 | 0 | 0 | 19.9895 | 0
10.07. | 9 | 585.3376 |  | 565.3481 | 0 | 0 | 19.9895 | 0
10.07. | 10 | 585.3376 |  | 565.3481 | 0 | 0 | 19.9895 | 0
10.07. | 11 | 580.886 |  | 560.8966 | 0 | 0 | 19.9895 | 0
10.07. | 12 | 580.886 |  | 560.8966 | 0 | 0 | 19.9895 | 0
10.07. | 13 | 578.6602 |  | 558.6708 | 0 | 0 | 19.9895 | 0
10.07. | 14 | 578.6602 |  | 558.6708 | 0 | 0 | 19.9895 | 0
10.07. | 15 | 576.4345 |  | 556.445 | 0 | 0 | 19.9895 | 0
10.07. | 16 | 576.4345 |  | 556.445 | 0 | 0 | 19.9895 | 0
10.07. | 17 | 578.6602 |  | 558.6708 | 0 | 0 | 19.9895 | 0
10.07. | 18 | 580.886 |  | 560.8966 | 0 | 0 | 19.9895 | 0
10.07. | 19 | 583.1118 |  | 563.1223 | 0 | 0 | 19.9895 | 0
10.07. | 20 | 585.3376 |  | 565.3481 | 0 | 0 | 19.9895 | 0
10.07. | 21 | 585.3376 |  | 565.3481 | 0 | 0 | 19.9895 | 0
10.07. | 22 | 585.3376 |  | 565.3481 | 0 | 0 | 19.9895 | 0
10.07. | 23 | 585.3376 |  | 565.3481 | 0 | 0 | 19.9895 | 0
10.07. | 24 | 585.3376 |  | 565.3481 | 0 | 0 | 19.9895 | 0
11.07. | 1 | 585.3376 |  | 565.3481 | 0 | 0 | 19.9895 | 0
11.07. | 2 | 587.5634 |  | 567.5739 | 0 | 0 | 19.9895 | 0
11.07. | 3 | 587.5634 |  | 567.5739 | 0 | 0 | 19.9895 | 0
11.07. | 4 | 587.5634 |  | 567.5739 | 0 | 0 | 19.9895 | 0
11.07. | 5 | 587.5634 |  | 567.5739 | 0 | 0 | 19.9895 | 0
11.07. | 6 | 585.3376 |  | 565.3481 | 0 | 0 | 19.9895 | 0
11.07. | 7 | 585.3376 |  | 565.3481 | 0 | 0 | 19.9895 | 0
11.07. | 8 | 585.3376 |  | 565.3481 | 0 | 0 | 19.9895 | 0
11.07. | 9 | 585.3376 |  | 565.3481 | 0 | 0 | 19.9895 | 0
11.07. | 10 | 585.3376 |  | 565.3481 | 0 | 0 | 19.9895 | 0
11.07. | 11 | 585.3376 |  | 565.3481 | 0 | 0 | 19.9895 | 0
11.07. | 12 | 585.3376 |  | 565.3481 | 0 | 0 | 19.9895 | 0
11.07. | 13 | 585.3376 |  | 565.3481 | 0 | 0 | 19.9895 | 0
11.07. | 14 | 585.3376 |  | 565.3481 | 0 | 0 | 19.9895 | 0
11.07. | 15 | 585.3376 |  | 565.3481 | 0 | 0 | 19.9895 | 0
11.07. | 16 | 585.3376 |  | 565.3481 | 0 | 0 | 19.9895 | 0
11.07. | 17 | 585.3376 |  | 565.3481 | 0 | 0 | 19.9895 | 0
11.07. | 18 | 585.3376 |  | 565.3481 | 0 | 0 | 19.9895 | 0
11.07. | 19 | 585.3376 |  | 565.3481 | 0 | 0 | 19.9895 | 0
11.07. | 20 | 585.3376 |  | 565.3481 | 0 | 0 | 19.9895 | 0
11.07. | 21 | 585.3376 |  | 565.3481 | 0 | 0 | 19.9895 | 0
11.07. | 22 | 587.5634 |  | 567.5739 | 0 | 0 | 19.9895 | 0
11.07. | 23 | 589.7891 |  | 569.7997 | 0 | 0 | 19.9895 | 0
11.07. | 24 | 589.7891 |  | 569.7997 | 0 | 0 | 19.9895 | 0
12.07. | 1 | 587.5634 |  | 567.5739 | 0 | 0 | 19.9895 | 0
12.07. | 2 | 585.3376 |  | 565.3481 | 0 | 0 | 19.9895 | 0
12.07. | 3 | 578.6602 |  | 558.6708 | 0 | 0 | 19.9895 | 0
12.07. | 4 | 580.886 |  | 560.8966 | 0 | 0 | 19.9895 | 0
12.07. | 5 | 585.3376 |  | 565.3481 | 0 | 0 | 19.9895 | 0
12.07. | 6 | 587.5634 |  | 567.5739 | 0 | 0 | 19.9895 | 0
12.07. | 7 | 585.3376 |  | 565.3481 | 0 | 0 | 19.9895 | 0
12.07. | 8 | 585.3376 |  | 565.3481 | 0 | 0 | 19.9895 | 0
12.07. | 9 | 585.3376 |  | 565.3481 | 0 | 0 | 19.9895 | 0
12.07. | 10 | 585.3376 |  | 565.3481 | 0 | 0 | 19.9895 | 0
12.07. | 11 | 585.3376 |  | 565.3481 | 0 | 0 | 19.9895 | 0
12.07. | 12 | 585.3376 |  | 565.3481 | 0 | 0 | 19.9895 | 0
12.07. | 13 | 583.1118 |  | 563.1223 | 0 | 0 | 19.9895 | 0
12.07. | 14 | 583.1118 |  | 563.1223 | 0 | 0 | 19.9895 | 0
12.07. | 15 | 583.1118 |  | 563.1223 | 0 | 0 | 19.9895 | 0
12.07. | 16 | 583.1118 |  | 563.1223 | 0 | 0 | 19.9895 | 0
12.07. | 17 | 583.1118 |  | 563.1223 | 0 | 0 | 19.9895 | 0
12.07. | 18 | 583.1118 |  | 563.1223 | 0 | 0 | 19.9895 | 0
12.07. | 19 | 585.3376 |  | 565.3481 | 0 | 0 | 19.9895 | 0
12.07. | 20 | 585.3376 |  | 565.3481 | 0 | 0 | 19.9895 | 0
12.07. | 21 | 585.3376 |  | 565.3481 | 0 | 0 | 19.9895 | 0
12.07. | 22 | 585.3376 |  | 565.3481 | 0 | 0 | 19.9895 | 0
12.07. | 23 | 587.5634 |  | 567.5739 | 0 | 0 | 19.9895 | 0
12.07. | 24 | 587.5634 |  | 567.5739 | 0 | 0 | 19.9895 | 0
13.07. | 1 | 587.5634 |  | 567.5739 | 0 | 0 | 19.9895 | 0
13.07. | 2 | 589.7891 |  | 569.7997 | 0 | 0 | 19.9895 | 0
13.07. | 3 | 589.7891 |  | 569.7997 | 0 | 0 | 19.9895 | 0
13.07. | 4 | 589.7891 |  | 569.7997 | 0 | 0 | 19.9895 | 0
13.07. | 5 | 587.5634 |  | 567.5739 | 0 | 0 | 19.9895 | 0
13.07. | 6 | 585.3376 |  | 565.3481 | 0 | 0 | 19.9895 | 0
13.07. | 7 | 585.3376 |  | 565.3481 | 0 | 0 | 19.9895 | 0
13.07. | 8 | 585.3376 |  | 565.3481 | 0 | 0 | 19.9895 | 0
13.07. | 9 | 583.1118 |  | 563.1223 | 0 | 0 | 19.9895 | 0
13.07. | 10 | 580.886 |  | 560.8966 | 0 | 0 | 19.9895 | 0
13.07. | 11 | 574.2087 |  | 554.2192 | 0 | 0 | 19.9895 | 0
13.07. | 12 | 571.9829 |  | 551.9934 | 0 | 0 | 19.9895 | 0
13.07. | 13 | 569.7571 |  | 549.7677 | 0 | 0 | 19.9895 | 0
13.07. | 14 | 567.5313 |  | 547.5419 | 0 | 0 | 19.9895 | 0
13.07. | 15 | 565.3056 |  | 545.3161 | 0 | 0 | 19.9895 | 0
13.07. | 16 | 565.3056 |  | 545.3161 | 0 | 0 | 19.9895 | 0
13.07. | 17 | 565.3056 |  | 545.3161 | 0 | 0 | 19.9895 | 0
13.07. | 18 | 569.7571 |  | 549.7677 | 0 | 0 | 19.9895 | 0
13.07. | 19 | 576.4345 |  | 556.445 | 0 | 0 | 19.9895 | 0
13.07. | 20 | 580.886 |  | 560.8966 | 0 | 0 | 19.9895 | 0
13.07. | 21 | 585.3376 |  | 565.3481 | 0 | 0 | 19.9895 | 0
13.07. | 22 | 585.3376 |  | 565.3481 | 0 | 0 | 19.9895 | 0
13.07. | 23 | 585.3376 |  | 565.3481 | 0 | 0 | 19.9895 | 0
13.07. | 24 | 585.3376 |  | 565.3481 | 0 | 0 | 19.9895 | 0
14.07. | 1 | 585.3376 |  | 565.3481 | 0 | 0 | 19.9895 | 0
14.07. | 2 | 585.3376 |  | 565.3481 | 0 | 0 | 19.9895 | 0
14.07. | 3 | 585.3376 |  | 565.3481 | 0 | 0 | 19.9895 | 0
14.07. | 4 | 585.3376 |  | 565.3481 | 0 | 0 | 19.9895 | 0
14.07. | 5 | 585.3376 |  | 565.3481 | 0 | 0 | 19.9895 | 0
14.07. | 6 | 585.3376 |  | 565.3481 | 0 | 0 | 19.9895 | 0
14.07. | 7 | 585.3376 |  | 565.3481 | 0 | 0 | 19.9895 | 0
14.07. | 8 | 583.1118 |  | 563.1223 | 0 | 0 | 19.9895 | 0
14.07. | 9 | 574.2087 |  | 554.2192 | 0 | 0 | 19.9895 | 0
14.07. | 10 | 567.5313 |  | 547.5419 | 0 | 0 | 19.9895 | 0
14.07. | 11 | 558.6282 |  | 538.6388 | 0 | 0 | 19.9895 | 0
14.07. | 12 | 556.4024 |  | 536.413 | 0 | 0 | 19.9895 | 0
14.07. | 13 | 556.4024 |  | 536.413 | 0 | 0 | 19.9895 | 0
14.07. | 14 | 556.4024 |  | 536.413 | 0 | 0 | 19.9895 | 0
14.07. | 15 | 556.4024 |  | 536.413 | 0 | 0 | 19.9895 | 0
14.07. | 16 | 556.4024 |  | 536.413 | 0 | 0 | 19.9895 | 0
14.07. | 17 | 556.4024 |  | 536.413 | 0 | 0 | 19.9895 | 0
14.07. | 18 | 560.854 |  | 540.8645 | 0 | 0 | 19.9895 | 0
14.07. | 19 | 567.5313 |  | 547.5419 | 0 | 0 | 19.9895 | 0
14.07. | 20 | 574.2087 |  | 554.2192 | 0 | 0 | 19.9895 | 0
14.07. | 21 | 583.1118 |  | 563.1223 | 0 | 0 | 19.9895 | 0
14.07. | 22 | 585.3376 |  | 565.3481 | 0 | 0 | 19.9895 | 0
14.07. | 23 | 585.3376 |  | 565.3481 | 0 | 0 | 19.9895 | 0
14.07. | 24 | 585.3376 |  | 565.3481 | 0 | 0 | 19.9895 | 0
15.07. | 1 | 585.3376 |  | 565.3481 | 0 | 0 | 19.9895 | 0
15.07. | 2 | 585.3376 |  | 565.3481 | 0 | 0 | 19.9895 | 0
15.07. | 3 | 585.3376 |  | 565.3481 | 0 | 0 | 19.9895 | 0
15.07. | 4 | 585.3376 |  | 565.3481 | 0 | 0 | 19.9895 | 0
15.07. | 5 | 585.3376 |  | 565.3481 | 0 | 0 | 19.9895 | 0
15.07. | 6 | 585.3376 |  | 565.3481 | 0 | 0 | 19.9895 | 0
15.07. | 7 | 583.1118 |  | 563.1223 | 0 | 0 | 19.9895 | 0
15.07. | 8 | 578.6602 |  | 558.6708 | 0 | 0 | 19.9895 | 0
15.07. | 9 | 565.3056 |  | 545.3161 | 0 | 0 | 19.9895 | 0
15.07. | 10 | 558.6282 |  | 538.6388 | 0 | 0 | 19.9895 | 0
15.07. | 11 | 556.4024 |  | 536.413 | 0 | 0 | 19.9895 | 0
15.07. | 12 | 556.4024 |  | 536.413 | 0 | 0 | 19.9895 | 0
15.07. | 13 | 558.6282 |  | 538.6388 | 0 | 0 | 19.9895 | 0
15.07. | 14 | 558.6282 |  | 538.6388 | 0 | 0 | 19.9895 | 0
15.07. | 15 | 558.6282 |  | 538.6388 | 0 | 0 | 19.9895 | 0
15.07. | 16 | 556.4024 |  | 536.413 | 0 | 0 | 19.9895 | 0
15.07. | 17 | 556.4024 |  | 536.413 | 0 | 0 | 19.9895 | 0
15.07. | 18 | 558.6282 |  | 538.6388 | 0 | 0 | 19.9895 | 0
15.07. | 19 | 565.3056 |  | 545.3161 | 0 | 0 | 19.9895 | 0
15.07. | 20 | 571.9829 |  | 551.9934 | 0 | 0 | 19.9895 | 0
15.07. | 21 | 580.886 |  | 560.8966 | 0 | 0 | 19.9895 | 0
15.07. | 22 | 583.1118 |  | 563.1223 | 0 | 0 | 19.9895 | 0
15.07. | 23 | 585.3376 |  | 565.3481 | 0 | 0 | 19.9895 | 0
15.07. | 24 | 585.3376 |  | 565.3481 | 0 | 0 | 19.9895 | 0
16.07. | 1 | 585.3376 |  | 565.3481 | 0 | 0 | 19.9895 | 0
16.07. | 2 | 585.3376 |  | 565.3481 | 0 | 0 | 19.9895 | 0
16.07. | 3 | 585.3376 |  | 565.3481 | 0 | 0 | 19.9895 | 0
16.07. | 4 | 585.3376 |  | 565.3481 | 0 | 0 | 19.9895 | 0
16.07. | 5 | 585.3376 |  | 565.3481 | 0 | 0 | 19.9895 | 0
16.07. | 6 | 583.1118 |  | 563.1223 | 0 | 0 | 19.9895 | 0
16.07. | 7 | 578.6602 |  | 558.6708 | 0 | 0 | 19.9895 | 0
16.07. | 8 | 574.2087 |  | 554.2192 | 0 | 0 | 19.9895 | 0
16.07. | 9 | 560.854 |  | 540.8645 | 0 | 0 | 19.9895 | 0
16.07. | 10 | 556.4024 |  | 536.413 | 0 | 0 | 19.9895 | 0
16.07. | 11 | 556.4024 |  | 536.413 | 0 | 0 | 19.9895 | 0
16.07. | 12 | 556.4024 |  | 536.413 | 0 | 0 | 19.9895 | 0
16.07. | 13 | 556.4024 |  | 536.413 | 0 | 0 | 19.9895 | 0
16.07. | 14 | 556.4024 |  | 536.413 | 0 | 0 | 19.9895 | 0
16.07. | 15 | 556.4024 |  | 536.413 | 0 | 0 | 19.9895 | 0
16.07. | 16 | 556.4024 |  | 536.413 | 0 | 0 | 19.9895 | 0
16.07. | 17 | 556.4024 |  | 536.413 | 0 | 0 | 19.9895 | 0
16.07. | 18 | 563.0798 |  | 543.0903 | 0 | 0 | 19.9895 | 0
16.07. | 19 | 569.7571 |  | 549.7677 | 0 | 0 | 19.9895 | 0
16.07. | 20 | 574.2087 |  | 554.2192 | 0 | 0 | 19.9895 | 0
16.07. | 21 | 583.1118 |  | 563.1223 | 0 | 0 | 19.9895 | 0
16.07. | 22 | 583.1118 |  | 563.1223 | 0 | 0 | 19.9895 | 0
16.07. | 23 | 585.3376 |  | 565.3481 | 0 | 0 | 19.9895 | 0
16.07. | 24 | 585.3376 |  | 565.3481 | 0 | 0 | 19.9895 | 0
17.07. | 1 | 585.3376 |  | 565.3481 | 0 | 0 | 19.9895 | 0
17.07. | 2 | 585.3376 |  | 565.3481 | 0 | 0 | 19.9895 | 0
17.07. | 3 | 585.3376 |  | 565.3481 | 0 | 0 | 19.9895 | 0
17.07. | 4 | 585.3376 |  | 565.3481 | 0 | 0 | 19.9895 | 0
17.07. | 5 | 585.3376 |  | 565.3481 | 0 | 0 | 19.9895 | 0
17.07. | 6 | 585.3376 |  | 565.3481 | 0 | 0 | 19.9895 | 0
17.07. | 7 | 580.886 |  | 560.8966 | 0 | 0 | 19.9895 | 0
17.07. | 8 | 576.4345 |  | 556.445 | 0 | 0 | 19.9895 | 0
17.07. | 9 | 563.0798 |  | 543.0903 | 0 | 0 | 19.9895 | 0
17.07. | 10 | 558.6282 |  | 538.6388 | 0 | 0 | 19.9895 | 0
17.07. | 11 | 556.4024 |  | 536.413 | 0 | 0 | 19.9895 | 0
17.07. | 12 | 556.4024 |  | 536.413 | 0 | 0 | 19.9895 | 0
17.07. | 13 | 556.4024 |  | 536.413 | 0 | 0 | 19.9895 | 0
17.07. | 14 | 556.4024 |  | 536.413 | 0 | 0 | 19.9895 | 0
17.07. | 15 | 558.6282 |  | 538.6388 | 0 | 0 | 19.9895 | 0
17.07. | 16 | 556.4024 |  | 536.413 | 0 | 0 | 19.9895 | 0
17.07. | 17 | 556.4024 |  | 536.413 | 0 | 0 | 19.9895 | 0
17.07. | 18 | 558.6282 |  | 538.6388 | 0 | 0 | 19.9895 | 0
17.07. | 19 | 565.3056 |  | 545.3161 | 0 | 0 | 19.9895 | 0
17.07. | 20 | 571.9829 |  | 551.9934 | 0 | 0 | 19.9895 | 0
17.07. | 21 | 583.1118 |  | 563.1223 | 0 | 0 | 19.9895 | 0
17.07. | 22 | 585.3376 |  | 565.3481 | 0 | 0 | 19.9895 | 0
17.07. | 23 | 585.3376 |  | 565.3481 | 0 | 0 | 19.9895 | 0
17.07. | 24 | 585.3376 |  | 565.3481 | 0 | 0 | 19.9895 | 0
18.07. | 1 | 585.3376 |  | 565.3481 | 0 | 0 | 19.9895 | 0
18.07. | 2 | 585.3376 |  | 565.3481 | 0 | 0 | 19.9895 | 0
18.07. | 3 | 585.3376 |  | 565.3481 | 0 | 0 | 19.9895 | 0
18.07. | 4 | 585.3376 |  | 565.3481 | 0 | 0 | 19.9895 | 0
18.07. | 5 | 585.3376 |  | 565.3481 | 0 | 0 | 19.9895 | 0
18.07. | 6 | 585.3376 |  | 565.3481 | 0 | 0 | 19.9895 | 0
18.07. | 7 | 580.886 |  | 560.8966 | 0 | 0 | 19.9895 | 0
18.07. | 8 | 576.4345 |  | 556.445 | 0 | 0 | 19.9895 | 0
18.07. | 9 | 560.854 |  | 540.8645 | 0 | 0 | 19.9895 | 0
18.07. | 10 | 556.4024 |  | 536.413 | 0 | 0 | 19.9895 | 0
18.07. | 11 | 556.4024 |  | 536.413 | 0 | 0 | 19.9895 | 0
18.07. | 12 | 560.854 |  | 540.8645 | 0 | 0 | 19.9895 | 0
18.07. | 13 | 563.0798 |  | 543.0903 | 0 | 0 | 19.9895 | 0
18.07. | 14 | 565.3056 |  | 545.3161 | 0 | 0 | 19.9895 | 0
18.07. | 15 | 567.5313 |  | 547.5419 | 0 | 0 | 19.9895 | 0
18.07. | 16 | 563.0798 |  | 543.0903 | 0 | 0 | 19.9895 | 0
18.07. | 17 | 560.854 |  | 540.8645 | 0 | 0 | 19.9895 | 0
18.07. | 18 | 556.4024 |  | 536.413 | 0 | 0 | 19.9895 | 0
18.07. | 19 | 560.854 |  | 540.8645 | 0 | 0 | 19.9895 | 0
18.07. | 20 | 569.7571 |  | 549.7677 | 0 | 0 | 19.9895 | 0
18.07. | 21 | 580.886 |  | 560.8966 | 0 | 0 | 19.9895 | 0
18.07. | 22 | 583.1118 |  | 563.1223 | 0 | 0 | 19.9895 | 0
18.07. | 23 | 585.3376 |  | 565.3481 | 0 | 0 | 19.9895 | 0
18.07. | 24 | 585.3376 |  | 565.3481 | 0 | 0 | 19.9895 | 0
19.07. | 1 | 585.3376 |  | 565.3481 | 0 | 0 | 19.9895 | 0
19.07. | 2 | 585.3376 |  | 565.3481 | 0 | 0 | 19.9895 | 0
19.07. | 3 | 585.3376 |  | 565.3481 | 0 | 0 | 19.9895 | 0
19.07. | 4 | 585.3376 |  | 565.3481 | 0 | 0 | 19.9895 | 0
19.07. | 5 | 585.3376 |  | 565.3481 | 0 | 0 | 19.9895 | 0
19.07. | 6 | 585.3376 |  | 565.3481 | 0 | 0 | 19.9895 | 0
19.07. | 7 | 580.886 |  | 560.8966 | 0 | 0 | 19.9895 | 0
19.07. | 8 | 574.2087 |  | 554.2192 | 0 | 0 | 19.9895 | 0
19.07. | 9 | 558.6282 |  | 538.6388 | 0 | 0 | 19.9895 | 0
19.07. | 10 | 556.4024 |  | 536.413 | 0 | 0 | 19.9895 | 0
19.07. | 11 | 560.854 |  | 540.8645 | 0 | 0 | 19.9895 | 0
19.07. | 12 | 563.0798 |  | 543.0903 | 0 | 0 | 19.9895 | 0
19.07. | 13 | 563.0798 |  | 543.0903 | 0 | 0 | 19.9895 | 0
19.07. | 14 | 563.0798 |  | 543.0903 | 0 | 0 | 19.9895 | 0
19.07. | 15 | 560.854 |  | 540.8645 | 0 | 0 | 19.9895 | 0
19.07. | 16 | 556.4024 |  | 536.413 | 0 | 0 | 19.9895 | 0
19.07. | 17 | 556.4024 |  | 536.413 | 0 | 0 | 19.9895 | 0
19.07. | 18 | 560.854 |  | 540.8645 | 0 | 0 | 19.9895 | 0
19.07. | 19 | 567.5313 |  | 547.5419 | 0 | 0 | 19.9895 | 0
19.07. | 20 | 574.2087 |  | 554.2192 | 0 | 0 | 19.9895 | 0
19.07. | 21 | 580.886 |  | 560.8966 | 0 | 0 | 19.9895 | 0
19.07. | 22 | 583.1118 |  | 563.1223 | 0 | 0 | 19.9895 | 0
19.07. | 23 | 585.3376 |  | 565.3481 | 0 | 0 | 19.9895 | 0
19.07. | 24 | 585.3376 |  | 565.3481 | 0 | 0 | 19.9895 | 0
20.07. | 1 | 585.3376 |  | 565.3481 | 0 | 0 | 19.9895 | 0
20.07. | 2 | 585.3376 |  | 565.3481 | 0 | 0 | 19.9895 | 0
20.07. | 3 | 585.3376 |  | 565.3481 | 0 | 0 | 19.9895 | 0
20.07. | 4 | 585.3376 |  | 565.3481 | 0 | 0 | 19.9895 | 0
20.07. | 5 | 585.3376 |  | 565.3481 | 0 | 0 | 19.9895 | 0
20.07. | 6 | 585.3376 |  | 565.3481 | 0 | 0 | 19.9895 | 0
20.07. | 7 | 583.1118 |  | 563.1223 | 0 | 0 | 19.9895 | 0
20.07. | 8 | 583.1118 |  | 563.1223 | 0 | 0 | 19.9895 | 0
20.07. | 9 | 574.2087 |  | 554.2192 | 0 | 0 | 19.9895 | 0
20.07. | 10 | 569.7571 |  | 549.7677 | 0 | 0 | 19.9895 | 0
20.07. | 11 | 560.854 |  | 540.8645 | 0 | 0 | 19.9895 | 0
20.07. | 12 | 558.6282 |  | 538.6388 | 0 | 0 | 19.9895 | 0
20.07. | 13 | 556.4024 |  | 536.413 | 0 | 0 | 19.9895 | 0
20.07. | 14 | 556.4024 |  | 536.413 | 0 | 0 | 19.9895 | 0
20.07. | 15 | 556.4024 |  | 536.413 | 0 | 0 | 19.9895 | 0
20.07. | 16 | 556.4024 |  | 536.413 | 0 | 0 | 19.9895 | 0
20.07. | 17 | 556.4024 |  | 536.413 | 0 | 0 | 19.9895 | 0
20.07. | 18 | 560.854 |  | 540.8645 | 0 | 0 | 19.9895 | 0
20.07. | 19 | 565.3056 |  | 545.3161 | 0 | 0 | 19.9895 | 0
20.07. | 20 | 569.7571 |  | 549.7677 | 0 | 0 | 19.9895 | 0
20.07. | 21 | 580.886 |  | 560.8966 | 0 | 0 | 19.9895 | 0
20.07. | 22 | 583.1118 |  | 563.1223 | 0 | 0 | 19.9895 | 0
20.07. | 23 | 585.3376 |  | 565.3481 | 0 | 0 | 19.9895 | 0
20.07. | 24 | 585.3376 |  | 565.3481 | 0 | 0 | 19.9895 | 0
21.07. | 1 | 585.3376 |  | 565.3481 | 0 | 0 | 19.9895 | 0
21.07. | 2 | 585.3376 |  | 565.3481 | 0 | 0 | 19.9895 | 0
21.07. | 3 | 585.3376 |  | 565.3481 | 0 | 0 | 19.9895 | 0
21.07. | 4 | 585.3376 |  | 565.3481 | 0 | 0 | 19.9895 | 0
21.07. | 5 | 585.3376 |  | 565.3481 | 0 | 0 | 19.9895 | 0
21.07. | 6 | 585.3376 |  | 565.3481 | 0 | 0 | 19.9895 | 0
21.07. | 7 | 583.1118 |  | 563.1223 | 0 | 0 | 19.9895 | 0
21.07. | 8 | 580.886 |  | 560.8966 | 0 | 0 | 19.9895 | 0
21.07. | 9 | 567.5313 |  | 547.5419 | 0 | 0 | 19.9895 | 0
21.07. | 10 | 560.854 |  | 540.8645 | 0 | 0 | 19.9895 | 0
21.07. | 11 | 556.4024 |  | 536.413 | 0 | 0 | 19.9895 | 0
21.07. | 12 | 556.4024 |  | 536.413 | 0 | 0 | 19.9895 | 0
21.07. | 13 | 556.4024 |  | 536.413 | 0 | 0 | 19.9895 | 0
21.07. | 14 | 556.4024 |  | 536.413 | 0 | 0 | 19.9895 | 0
21.07. | 15 | 556.4024 |  | 536.413 | 0 | 0 | 19.9895 | 0
21.07. | 16 | 558.6282 |  | 538.6388 | 0 | 0 | 19.9895 | 0
21.07. | 17 | 563.0798 |  | 543.0903 | 0 | 0 | 19.9895 | 0
21.07. | 18 | 571.9829 |  | 551.9934 | 0 | 0 | 19.9895 | 0
21.07. | 19 | 576.4345 |  | 556.445 | 0 | 0 | 19.9895 | 0
21.07. | 20 | 578.6602 |  | 558.6708 | 0 | 0 | 19.9895 | 0
21.07. | 21 | 583.1118 |  | 563.1223 | 0 | 0 | 19.9895 | 0
21.07. | 22 | 583.1118 |  | 563.1223 | 0 | 0 | 19.9895 | 0
21.07. | 23 | 585.3376 |  | 565.3481 | 0 | 0 | 19.9895 | 0
21.07. | 24 | 585.3376 |  | 565.3481 | 0 | 0 | 19.9895 | 0
22.07. | 1 | 585.3376 |  | 565.3481 | 0 | 0 | 19.9895 | 0
22.07. | 2 | 585.3376 |  | 565.3481 | 0 | 0 | 19.9895 | 0
22.07. | 3 | 585.3376 |  | 565.3481 | 0 | 0 | 19.9895 | 0
22.07. | 4 | 585.3376 |  | 565.3481 | 0 | 0 | 19.9895 | 0
22.07. | 5 | 585.3376 |  | 565.3481 | 0 | 0 | 19.9895 | 0
22.07. | 6 | 585.3376 |  | 565.3481 | 0 | 0 | 19.9895 | 0
22.07. | 7 | 585.3376 |  | 565.3481 | 0 | 0 | 19.9895 | 0
22.07. | 8 | 585.3376 |  | 565.3481 | 0 | 0 | 19.9895 | 0
22.07. | 9 | 585.3376 |  | 565.3481 | 0 | 0 | 19.9895 | 0
22.07. | 10 | 583.1118 |  | 563.1223 | 0 | 0 | 19.9895 | 0
22.07. | 11 | 583.1118 |  | 563.1223 | 0 | 0 | 19.9895 | 0
22.07. | 12 | 580.886 |  | 560.8966 | 0 | 0 | 19.9895 | 0
22.07. | 13 | 580.886 |  | 560.8966 | 0 | 0 | 19.9895 | 0
22.07. | 14 | 580.886 |  | 560.8966 | 0 | 0 | 19.9895 | 0
22.07. | 15 | 580.886 |  | 560.8966 | 0 | 0 | 19.9895 | 0
22.07. | 16 | 583.1118 |  | 563.1223 | 0 | 0 | 19.9895 | 0
22.07. | 17 | 583.1118 |  | 563.1223 | 0 | 0 | 19.9895 | 0
22.07. | 18 | 583.1118 |  | 563.1223 | 0 | 0 | 19.9895 | 0
22.07. | 19 | 585.3376 |  | 565.3481 | 0 | 0 | 19.9895 | 0
22.07. | 20 | 585.3376 |  | 565.3481 | 0 | 0 | 19.9895 | 0
22.07. | 21 | 585.3376 |  | 565.3481 | 0 | 0 | 19.9895 | 0
22.07. | 22 | 585.3376 |  | 565.3481 | 0 | 0 | 19.9895 | 0
22.07. | 23 | 585.3376 |  | 565.3481 | 0 | 0 | 19.9895 | 0
22.07. | 24 | 585.3376 |  | 565.3481 | 0 | 0 | 19.9895 | 0
23.07. | 1 | 585.3376 |  | 565.3481 | 0 | 0 | 19.9895 | 0
23.07. | 2 | 587.5634 |  | 567.5739 | 0 | 0 | 19.9895 | 0
23.07. | 3 | 587.5634 |  | 567.5739 | 0 | 0 | 19.9895 | 0
23.07. | 4 | 587.5634 |  | 567.5739 | 0 | 0 | 19.9895 | 0
23.07. | 5 | 587.5634 |  | 567.5739 | 0 | 0 | 19.9895 | 0
23.07. | 6 | 585.3376 |  | 565.3481 | 0 | 0 | 19.9895 | 0
23.07. | 7 | 585.3376 |  | 565.3481 | 0 | 0 | 19.9895 | 0
23.07. | 8 | 585.3376 |  | 565.3481 | 0 | 0 | 19.9895 | 0
23.07. | 9 | 585.3376 |  | 565.3481 | 0 | 0 | 19.9895 | 0
23.07. | 10 | 583.1118 |  | 563.1223 | 0 | 0 | 19.9895 | 0
23.07. | 11 | 578.6602 |  | 558.6708 | 0 | 0 | 19.9895 | 0
23.07. | 12 | 576.4345 |  | 556.445 | 0 | 0 | 19.9895 | 0
23.07. | 13 | 576.4345 |  | 556.445 | 0 | 0 | 19.9895 | 0
23.07. | 14 | 574.2087 |  | 554.2192 | 0 | 0 | 19.9895 | 0
23.07. | 15 | 574.2087 |  | 554.2192 | 0 | 0 | 19.9895 | 0
23.07. | 16 | 574.2087 |  | 554.2192 | 0 | 0 | 19.9895 | 0
23.07. | 17 | 574.2087 |  | 554.2192 | 0 | 0 | 19.9895 | 0
23.07. | 18 | 578.6602 |  | 558.6708 | 0 | 0 | 19.9895 | 0
23.07. | 19 | 583.1118 |  | 563.1223 | 0 | 0 | 19.9895 | 0
23.07. | 20 | 583.1118 |  | 563.1223 | 0 | 0 | 19.9895 | 0
23.07. | 21 | 585.3376 |  | 565.3481 | 0 | 0 | 19.9895 | 0
23.07. | 22 | 585.3376 |  | 565.3481 | 0 | 0 | 19.9895 | 0
23.07. | 23 | 585.3376 |  | 565.3481 | 0 | 0 | 19.9895 | 0
23.07. | 24 | 585.3376 |  | 565.3481 | 0 | 0 | 19.9895 | 0
24.07. | 1 | 585.3376 |  | 565.3481 | 0 | 0 | 19.9895 | 0
24.07. | 2 | 585.3376 |  | 565.3481 | 0 | 0 | 19.9895 | 0
24.07. | 3 | 587.5634 |  | 567.5739 | 0 | 0 | 19.9895 | 0
24.07. | 4 | 585.3376 |  | 565.3481 | 0 | 0 | 19.9895 | 0
24.07. | 5 | 585.3376 |  | 565.3481 | 0 | 0 | 19.9895 | 0
24.07. | 6 | 585.3376 |  | 565.3481 | 0 | 0 | 19.9895 | 0
24.07. | 7 | 585.3376 |  | 565.3481 | 0 | 0 | 19.9895 | 0
24.07. | 8 | 585.3376 |  | 565.3481 | 0 | 0 | 19.9895 | 0
24.07. | 9 | 580.886 |  | 560.8966 | 0 | 0 | 19.9895 | 0
24.07. | 10 | 578.6602 |  | 558.6708 | 0 | 0 | 19.9895 | 0
24.07. | 11 | 569.7571 |  | 549.7677 | 0 | 0 | 19.9895 | 0
24.07. | 12 | 567.5313 |  | 547.5419 | 0 | 0 | 19.9895 | 0
24.07. | 13 | 567.5313 |  | 547.5419 | 0 | 0 | 19.9895 | 0
24.07. | 14 | 565.3056 |  | 545.3161 | 0 | 0 | 19.9895 | 0
24.07. | 15 | 565.3056 |  | 545.3161 | 0 | 0 | 19.9895 | 0
24.07. | 16 | 565.3056 |  | 545.3161 | 0 | 0 | 19.9895 | 0
24.07. | 17 | 567.5313 |  | 547.5419 | 0 | 0 | 19.9895 | 0
24.07. | 18 | 574.2087 |  | 554.2192 | 0 | 0 | 19.9895 | 0
24.07. | 19 | 578.6602 |  | 558.6708 | 0 | 0 | 19.9895 | 0
24.07. | 20 | 580.886 |  | 560.8966 | 0 | 0 | 19.9895 | 0
24.07. | 21 | 585.3376 |  | 565.3481 | 0 | 0 | 19.9895 | 0
24.07. | 22 | 585.3376 |  | 565.3481 | 0 | 0 | 19.9895 | 0
24.07. | 23 | 585.3376 |  | 565.3481 | 0 | 0 | 19.9895 | 0
24.07. | 24 | 585.3376 |  | 565.3481 | 0 | 0 | 19.9895 | 0
25.07. | 1 | 585.3376 |  | 565.3481 | 0 | 0 | 19.9895 | 0
25.07. | 2 | 585.3376 |  | 565.3481 | 0 | 0 | 19.9895 | 0
25.07. | 3 | 585.3376 |  | 565.3481 | 0 | 0 | 19.9895 | 0
25.07. | 4 | 585.3376 |  | 565.3481 | 0 | 0 | 19.9895 | 0
25.07. | 5 | 585.3376 |  | 565.3481 | 0 | 0 | 19.9895 | 0
25.07. | 6 | 585.3376 |  | 565.3481 | 0 | 0 | 19.9895 | 0
25.07. | 7 | 585.3376 |  | 565.3481 | 0 | 0 | 19.9895 | 0
25.07. | 8 | 585.3376 |  | 565.3481 | 0 | 0 | 19.9895 | 0
25.07. | 9 | 580.886 |  | 560.8966 | 0 | 0 | 19.9895 | 0
25.07. | 10 | 578.6602 |  | 558.6708 | 0 | 0 | 19.9895 | 0
25.07. | 11 | 569.7571 |  | 549.7677 | 0 | 0 | 19.9895 | 0
25.07. | 12 | 567.5313 |  | 547.5419 | 0 | 0 | 19.9895 | 0
25.07. | 13 | 565.3056 |  | 545.3161 | 0 | 0 | 19.9895 | 0
25.07. | 14 | 563.0798 |  | 543.0903 | 0 | 0 | 19.9895 | 0
25.07. | 15 | 563.0798 |  | 543.0903 | 0 | 0 | 19.9895 | 0
25.07. | 16 | 563.0798 |  | 543.0903 | 0 | 0 | 19.9895 | 0
25.07. | 17 | 565.3056 |  | 545.3161 | 0 | 0 | 19.9895 | 0
25.07. | 18 | 574.2087 |  | 554.2192 | 0 | 0 | 19.9895 | 0
25.07. | 19 | 578.6602 |  | 558.6708 | 0 | 0 | 19.9895 | 0
25.07. | 20 | 580.886 |  | 560.8966 | 0 | 0 | 19.9895 | 0
25.07. | 21 | 585.3376 |  | 565.3481 | 0 | 0 | 19.9895 | 0
25.07. | 22 | 585.3376 |  | 565.3481 | 0 | 0 | 19.9895 | 0
25.07. | 23 | 585.3376 |  | 565.3481 | 0 | 0 | 19.9895 | 0
25.07. | 24 | 585.3376 |  | 565.3481 | 0 | 0 | 19.9895 | 0
26.07. | 1 | 585.3376 |  | 565.3481 | 0 | 0 | 19.9895 | 0
26.07. | 2 | 585.3376 |  | 565.3481 | 0 | 0 | 19.9895 | 0
26.07. | 3 | 585.3376 |  | 565.3481 | 0 | 0 | 19.9895 | 0
26.07. | 4 | 585.3376 |  | 565.3481 | 0 | 0 | 19.9895 | 0
26.07. | 5 | 585.3376 |  | 565.3481 | 0 | 0 | 19.9895 | 0
26.07. | 6 | 585.3376 |  | 565.3481 | 0 | 0 | 19.9895 | 0
26.07. | 7 | 585.3376 |  | 565.3481 | 0 | 0 | 19.9895 | 0
26.07. | 8 | 585.3376 |  | 565.3481 | 0 | 0 | 19.9895 | 0
26.07. | 9 | 578.6602 |  | 558.6708 | 0 | 0 | 19.9895 | 0
26.07. | 10 | 576.4345 |  | 556.445 | 0 | 0 | 19.9895 | 0
26.07. | 11 | 569.7571 |  | 549.7677 | 0 | 0 | 19.9895 | 0
26.07. | 12 | 569.7571 |  | 549.7677 | 0 | 0 | 19.9895 | 0
26.07. | 13 | 569.7571 |  | 549.7677 | 0 | 0 | 19.9895 | 0
26.07. | 14 | 569.7571 |  | 549.7677 | 0 | 0 | 19.9895 | 0
26.07. | 15 | 571.9829 |  | 551.9934 | 0 | 0 | 19.9895 | 0
26.07. | 16 | 574.2087 |  | 554.2192 | 0 | 0 | 19.9895 | 0
26.07. | 17 | 576.4345 |  | 556.445 | 0 | 0 | 19.9895 | 0
26.07. | 18 | 580.886 |  | 560.8966 | 0 | 0 | 19.9895 | 0
26.07. | 19 | 583.1118 |  | 563.1223 | 0 | 0 | 19.9895 | 0
26.07. | 20 | 585.3376 |  | 565.3481 | 0 | 0 | 19.9895 | 0
26.07. | 21 | 585.3376 |  | 565.3481 | 0 | 0 | 19.9895 | 0
26.07. | 22 | 585.3376 |  | 565.3481 | 0 | 0 | 19.9895 | 0
26.07. | 23 | 585.3376 |  | 565.3481 | 0 | 0 | 19.9895 | 0
26.07. | 24 | 585.3376 |  | 565.3481 | 0 | 0 | 19.9895 | 0
27.07. | 1 | 585.3376 |  | 565.3481 | 0 | 0 | 19.9895 | 0
27.07. | 2 | 585.3376 |  | 565.3481 | 0 | 0 | 19.9895 | 0
27.07. | 3 | 585.3376 |  | 565.3481 | 0 | 0 | 19.9895 | 0
27.07. | 4 | 585.3376 |  | 565.3481 | 0 | 0 | 19.9895 | 0
27.07. | 5 | 585.3376 |  | 565.3481 | 0 | 0 | 19.9895 | 0
27.07. | 6 | 585.3376 |  | 565.3481 | 0 | 0 | 19.9895 | 0
27.07. | 7 | 585.3376 |  | 565.3481 | 0 | 0 | 19.9895 | 0
27.07. | 8 | 585.3376 |  | 565.3481 | 0 | 0 | 19.9895 | 0
27.07. | 9 | 585.3376 |  | 565.3481 | 0 | 0 | 19.9895 | 0
27.07. | 10 | 585.3376 |  | 565.3481 | 0 | 0 | 19.9895 | 0
27.07. | 11 | 583.1118 |  | 563.1223 | 0 | 0 | 19.9895 | 0
27.07. | 12 | 580.886 |  | 560.8966 | 0 | 0 | 19.9895 | 0
27.07. | 13 | 580.886 |  | 560.8966 | 0 | 0 | 19.9895 | 0
27.07. | 14 | 580.886 |  | 560.8966 | 0 | 0 | 19.9895 | 0
27.07. | 15 | 580.886 |  | 560.8966 | 0 | 0 | 19.9895 | 0
27.07. | 16 | 580.886 |  | 560.8966 | 0 | 0 | 19.9895 | 0
27.07. | 17 | 583.1118 |  | 563.1223 | 0 | 0 | 19.9895 | 0
27.07. | 18 | 585.3376 |  | 565.3481 | 0 | 0 | 19.9895 | 0
27.07. | 19 | 585.3376 |  | 565.3481 | 0 | 0 | 19.9895 | 0
27.07. | 20 | 585.3376 |  | 565.3481 | 0 | 0 | 19.9895 | 0
27.07. | 21 | 585.3376 |  | 565.3481 | 0 | 0 | 19.9895 | 0
27.07. | 22 | 585.3376 |  | 565.3481 | 0 | 0 | 19.9895 | 0
27.07. | 23 | 585.3376 |  | 565.3481 | 0 | 0 | 19.9895 | 0
27.07. | 24 | 585.3376 |  | 565.3481 | 0 | 0 | 19.9895 | 0
28.07. | 1 | 585.3376 |  | 565.3481 | 0 | 0 | 19.9895 | 0
28.07. | 2 | 585.3376 |  | 565.3481 | 0 | 0 | 19.9895 | 0
28.07. | 3 | 585.3376 |  | 565.3481 | 0 | 0 | 19.9895 | 0
28.07. | 4 | 585.3376 |  | 565.3481 | 0 | 0 | 19.9895 | 0
28.07. | 5 | 585.3376 |  | 565.3481 | 0 | 0 | 19.9895 | 0
28.07. | 6 | 585.3376 |  | 565.3481 | 0 | 0 | 19.9895 | 0
28.07. | 7 | 585.3376 |  | 565.3481 | 0 | 0 | 19.9895 | 0
28.07. | 8 | 585.3376 |  | 565.3481 | 0 | 0 | 19.9895 | 0
28.07. | 9 | 585.3376 |  | 565.3481 | 0 | 0 | 19.9895 | 0
28.07. | 10 | 585.3376 |  | 565.3481 | 0 | 0 | 19.9895 | 0
28.07. | 11 | 585.3376 |  | 565.3481 | 0 | 0 | 19.9895 | 0
28.07. | 12 | 585.3376 |  | 565.3481 | 0 | 0 | 19.9895 | 0
28.07. | 13 | 585.3376 |  | 565.3481 | 0 | 0 | 19.9895 | 0
28.07. | 14 | 585.3376 |  | 565.3481 | 0 | 0 | 19.9895 | 0
28.07. | 15 | 585.3376 |  | 565.3481 | 0 | 0 | 19.9895 | 0
28.07. | 16 | 585.3376 |  | 565.3481 | 0 | 0 | 19.9895 | 0
28.07. | 17 | 585.3376 |  | 565.3481 | 0 | 0 | 19.9895 | 0
28.07. | 18 | 585.3376 |  | 565.3481 | 0 | 0 | 19.9895 | 0
28.07. | 19 | 585.3376 |  | 565.3481 | 0 | 0 | 19.9895 | 0
28.07. | 20 | 585.3376 |  | 565.3481 | 0 | 0 | 19.9895 | 0
28.07. | 21 | 585.3376 |  | 565.3481 | 0 | 0 | 19.9895 | 0
28.07. | 22 | 585.3376 |  | 565.3481 | 0 | 0 | 19.9895 | 0
28.07. | 23 | 585.3376 |  | 565.3481 | 0 | 0 | 19.9895 | 0
28.07. | 24 | 585.3376 |  | 565.3481 | 0 | 0 | 19.9895 | 0
29.07. | 1 | 585.3376 |  | 565.3481 | 0 | 0 | 19.9895 | 0
29.07. | 2 | 585.3376 |  | 565.3481 | 0 | 0 | 19.9895 | 0
29.07. | 3 | 585.3376 |  | 565.3481 | 0 | 0 | 19.9895 | 0
29.07. | 4 | 585.3376 |  | 565.3481 | 0 | 0 | 19.9895 | 0
29.07. | 5 | 585.3376 |  | 565.3481 | 0 | 0 | 19.9895 | 0
29.07. | 6 | 585.3376 |  | 565.3481 | 0 | 0 | 19.9895 | 0
29.07. | 7 | 585.3376 |  | 565.3481 | 0 | 0 | 19.9895 | 0
29.07. | 8 | 585.3376 |  | 565.3481 | 0 | 0 | 19.9895 | 0
29.07. | 9 | 585.3376 |  | 565.3481 | 0 | 0 | 19.9895 | 0
29.07. | 10 | 585.3376 |  | 565.3481 | 0 | 0 | 19.9895 | 0
29.07. | 11 | 583.1118 |  | 563.1223 | 0 | 0 | 19.9895 | 0
29.07. | 12 | 583.1118 |  | 563.1223 | 0 | 0 | 19.9895 | 0
29.07. | 13 | 583.1118 |  | 563.1223 | 0 | 0 | 19.9895 | 0
29.07. | 14 | 583.1118 |  | 563.1223 | 0 | 0 | 19.9895 | 0
29.07. | 15 | 583.1118 |  | 563.1223 | 0 | 0 | 19.9895 | 0
29.07. | 16 | 583.1118 |  | 563.1223 | 0 | 0 | 19.9895 | 0
29.07. | 17 | 583.1118 |  | 563.1223 | 0 | 0 | 19.9895 | 0
29.07. | 18 | 585.3376 |  | 565.3481 | 0 | 0 | 19.9895 | 0
29.07. | 19 | 585.3376 |  | 565.3481 | 0 | 0 | 19.9895 | 0
29.07. | 20 | 585.3376 |  | 565.3481 | 0 | 0 | 19.9895 | 0
29.07. | 21 | 585.3376 |  | 565.3481 | 0 | 0 | 19.9895 | 0
29.07. | 22 | 585.3376 |  | 565.3481 | 0 | 0 | 19.9895 | 0
29.07. | 23 | 585.3376 |  | 565.3481 | 0 | 0 | 19.9895 | 0
29.07. | 24 | 585.3376 |  | 565.3481 | 0 | 0 | 19.9895 | 0
30.07. | 1 | 585.3376 |  | 565.3481 | 0 | 0 | 19.9895 | 0
30.07. | 2 | 585.3376 |  | 565.3481 | 0 | 0 | 19.9895 | 0
30.07. | 3 | 585.3376 |  | 565.3481 | 0 | 0 | 19.9895 | 0
30.07. | 4 | 585.3376 |  | 565.3481 | 0 | 0 | 19.9895 | 0
30.07. | 5 | 585.3376 |  | 565.3481 | 0 | 0 | 19.9895 | 0
30.07. | 6 | 585.3376 |  | 565.3481 | 0 | 0 | 19.9895 | 0
30.07. | 7 | 585.3376 |  | 565.3481 | 0 | 0 | 19.9895 | 0
30.07. | 8 | 585.3376 |  | 565.3481 | 0 | 0 | 19.9895 | 0
30.07. | 9 | 580.886 |  | 560.8966 | 0 | 0 | 19.9895 | 0
30.07. | 10 | 576.4345 |  | 556.445 | 0 | 0 | 19.9895 | 0
30.07. | 11 | 565.3056 |  | 545.3161 | 0 | 0 | 19.9895 | 0
30.07. | 12 | 563.0798 |  | 543.0903 | 0 | 0 | 19.9895 | 0
30.07. | 13 | 560.854 |  | 540.8645 | 0 | 0 | 19.9895 | 0
30.07. | 14 | 558.6282 |  | 538.6388 | 0 | 0 | 19.9895 | 0
30.07. | 15 | 556.4024 |  | 536.413 | 0 | 0 | 19.9895 | 0
30.07. | 16 | 558.6282 |  | 538.6388 | 0 | 0 | 19.9895 | 0
30.07. | 17 | 558.6282 |  | 538.6388 | 0 | 0 | 19.9895 | 0
30.07. | 18 | 563.0798 |  | 543.0903 | 0 | 0 | 19.9895 | 0
30.07. | 19 | 569.7571 |  | 549.7677 | 0 | 0 | 19.9895 | 0
30.07. | 20 | 574.2087 |  | 554.2192 | 0 | 0 | 19.9895 | 0
30.07. | 21 | 580.886 |  | 560.8966 | 0 | 0 | 19.9895 | 0
30.07. | 22 | 583.1118 |  | 563.1223 | 0 | 0 | 19.9895 | 0
30.07. | 23 | 585.3376 |  | 565.3481 | 0 | 0 | 19.9895 | 0
30.07. | 24 | 585.3376 |  | 565.3481 | 0 | 0 | 19.9895 | 0
31.07. | 1 | 585.3376 |  | 565.3481 | 0 | 0 | 19.9895 | 0
31.07. | 2 | 585.3376 |  | 565.3481 | 0 | 0 | 19.9895 | 0
31.07. | 3 | 585.3376 |  | 565.3481 | 0 | 0 | 19.9895 | 0
31.07. | 4 | 585.3376 |  | 565.3481 | 0 | 0 | 19.9895 | 0
31.07. | 5 | 585.3376 |  | 565.3481 | 0 | 0 | 19.9895 | 0
31.07. | 6 | 585.3376 |  | 565.3481 | 0 | 0 | 19.9895 | 0
31.07. | 7 | 583.1118 |  | 563.1223 | 0 | 0 | 19.9895 | 0
31.07. | 8 | 578.6602 |  | 558.6708 | 0 | 0 | 19.9895 | 0
31.07. | 9 | 567.5313 |  | 547.5419 | 0 | 0 | 19.9895 | 0
31.07. | 10 | 563.0798 |  | 543.0903 | 0 | 0 | 19.9895 | 0
31.07. | 11 | 558.6282 |  | 538.6388 | 0 | 0 | 19.9895 | 0
31.07. | 12 | 558.6282 |  | 538.6388 | 0 | 0 | 19.9895 | 0
31.07. | 13 | 560.854 |  | 540.8645 | 0 | 0 | 19.9895 | 0
31.07. | 14 | 563.0798 |  | 543.0903 | 0 | 0 | 19.9895 | 0
31.07. | 15 | 565.3056 |  | 545.3161 | 0 | 0 | 19.9895 | 0
31.07. | 16 | 567.5313 |  | 547.5419 | 0 | 0 | 19.9895 | 0
31.07. | 17 | 569.7571 |  | 549.7677 | 0 | 0 | 19.9895 | 0
31.07. | 18 | 576.4345 |  | 556.445 | 0 | 0 | 19.9895 | 0
31.07. | 19 | 578.6602 |  | 558.6708 | 0 | 0 | 19.9895 | 0
31.07. | 20 | 580.886 |  | 560.8966 | 0 | 0 | 19.9895 | 0
31.07. | 21 | 583.1118 |  | 563.1223 | 0 | 0 | 19.9895 | 0
31.07. | 22 | 583.1118 |  | 563.1223 | 0 | 0 | 19.9895 | 0
31.07. | 23 | 585.3376 |  | 565.3481 | 0 | 0 | 19.9895 | 0
31.07. | 24 | 585.3376 |  | 565.3481 | 0 | 0 | 19.9895 | 0
01.08. | 1 | 595.5519 |  | 576.477 | 0 | 0 | 19.0749 | 0
01.08. | 2 | 595.5519 |  | 576.477 | 0 | 0 | 19.0749 | 0
01.08. | 3 | 595.5519 |  | 576.477 | 0 | 0 | 19.0749 | 0
01.08. | 4 | 593.3261 |  | 574.2512 | 0 | 0 | 19.0749 | 0
01.08. | 5 | 593.3261 |  | 574.2512 | 0 | 0 | 19.0749 | 0
01.08. | 6 | 595.5519 |  | 576.477 | 0 | 0 | 19.0749 | 0
01.08. | 7 | 597.7777 |  | 578.7028 | 0 | 0 | 19.0749 | 0
01.08. | 8 | 600.0035 |  | 580.9286 | 0 | 0 | 19.0749 | 0
01.08. | 9 | 604.455 |  | 585.3801 | 0 | 0 | 19.0749 | 0
01.08. | 10 | 606.6808 |  | 587.6059 | 0 | 0 | 19.0749 | 0
01.08. | 11 | 608.9066 |  | 589.8317 | 0 | 0 | 19.0749 | 0
01.08. | 12 | 608.9066 |  | 589.8317 | 0 | 0 | 19.0749 | 0
01.08. | 13 | 608.9066 |  | 589.8317 | 0 | 0 | 19.0749 | 0
01.08. | 14 | 608.9066 |  | 589.8317 | 0 | 0 | 19.0749 | 0
01.08. | 15 | 608.9066 |  | 589.8317 | 0 | 0 | 19.0749 | 0
01.08. | 16 | 608.9066 |  | 589.8317 | 0 | 0 | 19.0749 | 0
01.08. | 17 | 608.9066 |  | 589.8317 | 0 | 0 | 19.0749 | 0
01.08. | 18 | 606.6808 |  | 587.6059 | 0 | 0 | 19.0749 | 0
01.08. | 19 | 606.6808 |  | 587.6059 | 0 | 0 | 19.0749 | 0
01.08. | 20 | 604.455 |  | 585.3801 | 0 | 0 | 19.0749 | 0
01.08. | 21 | 600.0035 |  | 580.9286 | 0 | 0 | 19.0749 | 0
01.08. | 22 | 597.7777 |  | 578.7028 | 0 | 0 | 19.0749 | 0
01.08. | 23 | 595.5519 |  | 576.477 | 0 | 0 | 19.0749 | 0
01.08. | 24 | 595.5519 |  | 576.477 | 0 | 0 | 19.0749 | 0
02.08. | 1 | 593.3261 |  | 574.2512 | 0 | 0 | 19.0749 | 0
02.08. | 2 | 593.3261 |  | 574.2512 | 0 | 0 | 19.0749 | 0
02.08. | 3 | 591.1004 |  | 572.0255 | 0 | 0 | 19.0749 | 0
02.08. | 4 | 591.1004 |  | 572.0255 | 0 | 0 | 19.0749 | 0
02.08. | 5 | 591.1004 |  | 572.0255 | 0 | 0 | 19.0749 | 0
02.08. | 6 | 595.5519 |  | 576.477 | 0 | 0 | 19.0749 | 0
02.08. | 7 | 597.7777 |  | 578.7028 | 0 | 0 | 19.0749 | 0
02.08. | 8 | 600.0035 |  | 580.9286 | 0 | 0 | 19.0749 | 0
02.08. | 9 | 604.455 |  | 585.3801 | 0 | 0 | 19.0749 | 0
02.08. | 10 | 606.6808 |  | 587.6059 | 0 | 0 | 19.0749 | 0
02.08. | 11 | 608.9066 |  | 589.8317 | 0 | 0 | 19.0749 | 0
02.08. | 12 | 608.9066 |  | 589.8317 | 0 | 0 | 19.0749 | 0
02.08. | 13 | 608.9066 |  | 589.8317 | 0 | 0 | 19.0749 | 0
02.08. | 14 | 608.9066 |  | 589.8317 | 0 | 0 | 19.0749 | 0
02.08. | 15 | 608.9066 |  | 589.8317 | 0 | 0 | 19.0749 | 0
02.08. | 16 | 608.9066 |  | 589.8317 | 0 | 0 | 19.0749 | 0
02.08. | 17 | 608.9066 |  | 589.8317 | 0 | 0 | 19.0749 | 0
02.08. | 18 | 606.6808 |  | 587.6059 | 0 | 0 | 19.0749 | 0
02.08. | 19 | 604.455 |  | 585.3801 | 0 | 0 | 19.0749 | 0
02.08. | 20 | 602.2293 |  | 583.1544 | 0 | 0 | 19.0749 | 0
02.08. | 21 | 600.0035 |  | 580.9286 | 0 | 0 | 19.0749 | 0
02.08. | 22 | 597.7777 |  | 578.7028 | 0 | 0 | 19.0749 | 0
02.08. | 23 | 593.3261 |  | 574.2512 | 0 | 0 | 19.0749 | 0
02.08. | 24 | 593.3261 |  | 574.2512 | 0 | 0 | 19.0749 | 0
03.08. | 1 | 593.3261 |  | 574.2512 | 0 | 0 | 19.0749 | 0
03.08. | 2 | 593.3261 |  | 574.2512 | 0 | 0 | 19.0749 | 0
03.08. | 3 | 591.1004 |  | 572.0255 | 0 | 0 | 19.0749 | 0
03.08. | 4 | 591.1004 |  | 572.0255 | 0 | 0 | 19.0749 | 0
03.08. | 5 | 588.8746 |  | 569.7997 | 0 | 0 | 19.0749 | 0
03.08. | 6 | 591.1004 |  | 572.0255 | 0 | 0 | 19.0749 | 0
03.08. | 7 | 593.3261 |  | 574.2512 | 0 | 0 | 19.0749 | 0
03.08. | 8 | 595.5519 |  | 576.477 | 0 | 0 | 19.0749 | 0
03.08. | 9 | 600.0035 |  | 580.9286 | 0 | 0 | 19.0749 | 0
03.08. | 10 | 602.2293 |  | 583.1544 | 0 | 0 | 19.0749 | 0
03.08. | 11 | 604.455 |  | 585.3801 | 0 | 0 | 19.0749 | 0
03.08. | 12 | 604.455 |  | 585.3801 | 0 | 0 | 19.0749 | 0
03.08. | 13 | 604.455 |  | 585.3801 | 0 | 0 | 19.0749 | 0
03.08. | 14 | 602.2293 |  | 583.1544 | 0 | 0 | 19.0749 | 0
03.08. | 15 | 602.2293 |  | 583.1544 | 0 | 0 | 19.0749 | 0
03.08. | 16 | 602.2293 |  | 583.1544 | 0 | 0 | 19.0749 | 0
03.08. | 17 | 602.2293 |  | 583.1544 | 0 | 0 | 19.0749 | 0
03.08. | 18 | 602.2293 |  | 583.1544 | 0 | 0 | 19.0749 | 0
03.08. | 19 | 600.0035 |  | 580.9286 | 0 | 0 | 19.0749 | 0
03.08. | 20 | 597.7777 |  | 578.7028 | 0 | 0 | 19.0749 | 0
03.08. | 21 | 591.1004 |  | 572.0255 | 0 | 0 | 19.0749 | 0
03.08. | 22 | 588.8746 |  | 569.7997 | 0 | 0 | 19.0749 | 0
03.08. | 23 | 582.1972 |  | 563.1223 | 0 | 0 | 19.0749 | 0
03.08. | 24 | 579.9715 |  | 560.8966 | 0 | 0 | 19.0749 | 0
04.08. | 1 | 577.7457 |  | 558.6708 | 0 | 0 | 19.0749 | 0
04.08. | 2 | 577.7457 |  | 558.6708 | 0 | 0 | 19.0749 | 0
04.08. | 3 | 573.2941 |  | 554.2192 | 0 | 0 | 19.0749 | 0
04.08. | 4 | 571.0683 |  | 551.9934 | 0 | 0 | 19.0749 | 0
04.08. | 5 | 571.0683 |  | 551.9934 | 0 | 0 | 19.0749 | 0
04.08. | 6 | 579.9715 |  | 560.8966 | 0 | 0 | 19.0749 | 0
04.08. | 7 | 586.6488 |  | 567.5739 | 0 | 0 | 19.0749 | 0
04.08. | 8 | 591.1004 |  | 572.0255 | 0 | 0 | 19.0749 | 0
04.08. | 9 | 600.0035 |  | 580.9286 | 0 | 0 | 19.0749 | 0
04.08. | 10 | 602.2293 |  | 583.1544 | 0 | 0 | 19.0749 | 0
04.08. | 11 | 604.455 |  | 585.3801 | 0 | 0 | 19.0749 | 0
04.08. | 12 | 604.455 |  | 585.3801 | 0 | 0 | 19.0749 | 0
04.08. | 13 | 606.6808 |  | 587.6059 | 0 | 0 | 19.0749 | 0
04.08. | 14 | 606.6808 |  | 587.6059 | 0 | 0 | 19.0749 | 0
04.08. | 15 | 606.6808 |  | 587.6059 | 0 | 0 | 19.0749 | 0
04.08. | 16 | 606.6808 |  | 587.6059 | 0 | 0 | 19.0749 | 0
04.08. | 17 | 606.6808 |  | 587.6059 | 0 | 0 | 19.0749 | 0
04.08. | 18 | 604.455 |  | 585.3801 | 0 | 0 | 19.0749 | 0
04.08. | 19 | 602.2293 |  | 583.1544 | 0 | 0 | 19.0749 | 0
04.08. | 20 | 597.7777 |  | 578.7028 | 0 | 0 | 19.0749 | 0
04.08. | 21 | 591.1004 |  | 572.0255 | 0 | 0 | 19.0749 | 0
04.08. | 22 | 584.423 |  | 565.3481 | 0 | 0 | 19.0749 | 0
04.08. | 23 | 573.2941 |  | 554.2192 | 0 | 0 | 19.0749 | 0
04.08. | 24 | 573.2941 |  | 554.2192 | 0 | 0 | 19.0749 | 0
05.08. | 1 | 571.0683 |  | 551.9934 | 0 | 0 | 19.0749 | 0
05.08. | 2 | 568.8426 |  | 549.7677 | 0 | 0 | 19.0749 | 0
05.08. | 3 | 568.8426 |  | 549.7677 | 0 | 0 | 19.0749 | 0
05.08. | 4 | 568.8426 |  | 549.7677 | 0 | 0 | 19.0749 | 0
05.08. | 5 | 568.8426 |  | 549.7677 | 0 | 0 | 19.0749 | 0
05.08. | 6 | 579.9715 |  | 560.8966 | 0 | 0 | 19.0749 | 0
05.08. | 7 | 588.8746 |  | 569.7997 | 0 | 0 | 19.0749 | 0
05.08. | 8 | 595.5519 |  | 576.477 | 0 | 0 | 19.0749 | 0
05.08. | 9 | 602.2293 |  | 583.1544 | 0 | 0 | 19.0749 | 0
05.08. | 10 | 604.455 |  | 585.3801 | 0 | 0 | 19.0749 | 0
05.08. | 11 | 606.6808 |  | 587.6059 | 0 | 0 | 19.0749 | 0
05.08. | 12 | 606.6808 |  | 587.6059 | 0 | 0 | 19.0749 | 0
05.08. | 13 | 606.6808 |  | 587.6059 | 0 | 0 | 19.0749 | 0
05.08. | 14 | 606.6808 |  | 587.6059 | 0 | 0 | 19.0749 | 0
05.08. | 15 | 606.6808 |  | 587.6059 | 0 | 0 | 19.0749 | 0
05.08. | 16 | 606.6808 |  | 587.6059 | 0 | 0 | 19.0749 | 0
05.08. | 17 | 606.6808 |  | 587.6059 | 0 | 0 | 19.0749 | 0
05.08. | 18 | 604.455 |  | 585.3801 | 0 | 0 | 19.0749 | 0
05.08. | 19 | 602.2293 |  | 583.1544 | 0 | 0 | 19.0749 | 0
05.08. | 20 | 600.0035 |  | 580.9286 | 0 | 0 | 19.0749 | 0
05.08. | 21 | 593.3261 |  | 574.2512 | 0 | 0 | 19.0749 | 0
05.08. | 22 | 586.6488 |  | 567.5739 | 0 | 0 | 19.0749 | 0
05.08. | 23 | 579.9715 |  | 560.8966 | 0 | 0 | 19.0749 | 0
05.08. | 24 | 577.7457 |  | 558.6708 | 0 | 0 | 19.0749 | 0
06.08. | 1 | 575.5199 |  | 556.445 | 0 | 0 | 19.0749 | 0
06.08. | 2 | 573.2941 |  | 554.2192 | 0 | 0 | 19.0749 | 0
06.08. | 3 | 568.8426 |  | 549.7677 | 0 | 0 | 19.0749 | 0
06.08. | 4 | 568.8426 |  | 549.7677 | 0 | 0 | 19.0749 | 0
06.08. | 5 | 568.8426 |  | 549.7677 | 0 | 0 | 19.0749 | 0
06.08. | 6 | 582.1972 |  | 563.1223 | 0 | 0 | 19.0749 | 0
06.08. | 7 | 588.8746 |  | 569.7997 | 0 | 0 | 19.0749 | 0
06.08. | 8 | 593.3261 |  | 574.2512 | 0 | 0 | 19.0749 | 0
06.08. | 9 | 600.0035 |  | 580.9286 | 0 | 0 | 19.0749 | 0
06.08. | 10 | 602.2293 |  | 583.1544 | 0 | 0 | 19.0749 | 0
06.08. | 11 | 604.455 |  | 585.3801 | 0 | 0 | 19.0749 | 0
06.08. | 12 | 604.455 |  | 585.3801 | 0 | 0 | 19.0749 | 0
06.08. | 13 | 606.6808 |  | 587.6059 | 0 | 0 | 19.0749 | 0
06.08. | 14 | 606.6808 |  | 587.6059 | 0 | 0 | 19.0749 | 0
06.08. | 15 | 606.6808 |  | 587.6059 | 0 | 0 | 19.0749 | 0
06.08. | 16 | 606.6808 |  | 587.6059 | 0 | 0 | 19.0749 | 0
06.08. | 17 | 606.6808 |  | 587.6059 | 0 | 0 | 19.0749 | 0
06.08. | 18 | 604.455 |  | 585.3801 | 0 | 0 | 19.0749 | 0
06.08. | 19 | 602.2293 |  | 583.1544 | 0 | 0 | 19.0749 | 0
06.08. | 20 | 597.7777 |  | 578.7028 | 0 | 0 | 19.0749 | 0
06.08. | 21 | 588.8746 |  | 569.7997 | 0 | 0 | 19.0749 | 0
06.08. | 22 | 582.1972 |  | 563.1223 | 0 | 0 | 19.0749 | 0
06.08. | 23 | 573.2941 |  | 554.2192 | 0 | 0 | 19.0749 | 0
06.08. | 24 | 571.0683 |  | 551.9934 | 0 | 0 | 19.0749 | 0
07.08. | 1 | 568.8426 |  | 549.7677 | 0 | 0 | 19.0749 | 0
07.08. | 2 | 568.8426 |  | 549.7677 | 0 | 0 | 19.0749 | 0
07.08. | 3 | 568.8426 |  | 549.7677 | 0 | 0 | 19.0749 | 0
07.08. | 4 | 568.8426 |  | 549.7677 | 0 | 0 | 19.0749 | 0
07.08. | 5 | 568.8426 |  | 549.7677 | 0 | 0 | 19.0749 | 0
07.08. | 6 | 579.9715 |  | 560.8966 | 0 | 0 | 19.0749 | 0
07.08. | 7 | 588.8746 |  | 569.7997 | 0 | 0 | 19.0749 | 0
07.08. | 8 | 595.5519 |  | 576.477 | 0 | 0 | 19.0749 | 0
07.08. | 9 | 602.2293 |  | 583.1544 | 0 | 0 | 19.0749 | 0
07.08. | 10 | 604.455 |  | 585.3801 | 0 | 0 | 19.0749 | 0
07.08. | 11 | 606.6808 |  | 587.6059 | 0 | 0 | 19.0749 | 0
07.08. | 12 | 608.9066 |  | 589.8317 | 0 | 0 | 19.0749 | 0
07.08. | 13 | 608.9066 |  | 589.8317 | 0 | 0 | 19.0749 | 0
07.08. | 14 | 608.9066 |  | 589.8317 | 0 | 0 | 19.0749 | 0
07.08. | 15 | 608.9066 |  | 589.8317 | 0 | 0 | 19.0749 | 0
07.08. | 16 | 608.9066 |  | 589.8317 | 0 | 0 | 19.0749 | 0
07.08. | 17 | 608.9066 |  | 589.8317 | 0 | 0 | 19.0749 | 0
07.08. | 18 | 606.6808 |  | 587.6059 | 0 | 0 | 19.0749 | 0
07.08. | 19 | 604.455 |  | 585.3801 | 0 | 0 | 19.0749 | 0
07.08. | 20 | 602.2293 |  | 583.1544 | 0 | 0 | 19.0749 | 0
07.08. | 21 | 597.7777 |  | 578.7028 | 0 | 0 | 19.0749 | 0
07.08. | 22 | 595.5519 |  | 576.477 | 0 | 0 | 19.0749 | 0
07.08. | 23 | 591.1004 |  | 572.0255 | 0 | 0 | 19.0749 | 0
07.08. | 24 | 591.1004 |  | 572.0255 | 0 | 0 | 19.0749 | 0
08.08. | 1 | 591.1004 |  | 572.0255 | 0 | 0 | 19.0749 | 0
08.08. | 2 | 588.8746 |  | 569.7997 | 0 | 0 | 19.0749 | 0
08.08. | 3 | 586.6488 |  | 567.5739 | 0 | 0 | 19.0749 | 0
08.08. | 4 | 586.6488 |  | 567.5739 | 0 | 0 | 19.0749 | 0
08.08. | 5 | 586.6488 |  | 567.5739 | 0 | 0 | 19.0749 | 0
08.08. | 6 | 591.1004 |  | 572.0255 | 0 | 0 | 19.0749 | 0
08.08. | 7 | 593.3261 |  | 574.2512 | 0 | 0 | 19.0749 | 0
08.08. | 8 | 597.7777 |  | 578.7028 | 0 | 0 | 19.0749 | 0
08.08. | 9 | 602.2293 |  | 583.1544 | 0 | 0 | 19.0749 | 0
08.08. | 10 | 604.455 |  | 585.3801 | 0 | 0 | 19.0749 | 0
08.08. | 11 | 606.6808 |  | 587.6059 | 0 | 0 | 19.0749 | 0
08.08. | 12 | 606.6808 |  | 587.6059 | 0 | 0 | 19.0749 | 0
08.08. | 13 | 606.6808 |  | 587.6059 | 0 | 0 | 19.0749 | 0
08.08. | 14 | 604.455 |  | 585.3801 | 0 | 0 | 19.0749 | 0
08.08. | 15 | 604.455 |  | 585.3801 | 0 | 0 | 19.0749 | 0
08.08. | 16 | 604.455 |  | 585.3801 | 0 | 0 | 19.0749 | 0
08.08. | 17 | 604.455 |  | 585.3801 | 0 | 0 | 19.0749 | 0
08.08. | 18 | 602.2293 |  | 583.1544 | 0 | 0 | 19.0749 | 0
08.08. | 19 | 602.2293 |  | 583.1544 | 0 | 0 | 19.0749 | 0
08.08. | 20 | 600.0035 |  | 580.9286 | 0 | 0 | 19.0749 | 0
08.08. | 21 | 595.5519 |  | 576.477 | 0 | 0 | 19.0749 | 0
08.08. | 22 | 593.3261 |  | 574.2512 | 0 | 0 | 19.0749 | 0
08.08. | 23 | 588.8746 |  | 569.7997 | 0 | 0 | 19.0749 | 0
08.08. | 24 | 586.6488 |  | 567.5739 | 0 | 0 | 19.0749 | 0
09.08. | 1 | 586.6488 |  | 567.5739 | 0 | 0 | 19.0749 | 0
09.08. | 2 | 584.423 |  | 565.3481 | 0 | 0 | 19.0749 | 0
09.08. | 3 | 582.1972 |  | 563.1223 | 0 | 0 | 19.0749 | 0
09.08. | 4 | 582.1972 |  | 563.1223 | 0 | 0 | 19.0749 | 0
09.08. | 5 | 579.9715 |  | 560.8966 | 0 | 0 | 19.0749 | 0
09.08. | 6 | 584.423 |  | 565.3481 | 0 | 0 | 19.0749 | 0
09.08. | 7 | 591.1004 |  | 572.0255 | 0 | 0 | 19.0749 | 0
09.08. | 8 | 595.5519 |  | 576.477 | 0 | 0 | 19.0749 | 0
09.08. | 9 | 602.2293 |  | 583.1544 | 0 | 0 | 19.0749 | 0
09.08. | 10 | 604.455 |  | 585.3801 | 0 | 0 | 19.0749 | 0
09.08. | 11 | 606.6808 |  | 587.6059 | 0 | 0 | 19.0749 | 0
09.08. | 12 | 608.9066 |  | 589.8317 | 0 | 0 | 19.0749 | 0
09.08. | 13 | 608.9066 |  | 589.8317 | 0 | 0 | 19.0749 | 0
09.08. | 14 | 608.9066 |  | 589.8317 | 0 | 0 | 19.0749 | 0
09.08. | 15 | 608.9066 |  | 589.8317 | 0 | 0 | 19.0749 | 0
09.08. | 16 | 608.9066 |  | 589.8317 | 0 | 0 | 19.0749 | 0
09.08. | 17 | 608.9066 |  | 589.8317 | 0 | 0 | 19.0749 | 0
09.08. | 18 | 606.6808 |  | 587.6059 | 0 | 0 | 19.0749 | 0
09.08. | 19 | 604.455 |  | 585.3801 | 0 | 0 | 19.0749 | 0
09.08. | 20 | 602.2293 |  | 583.1544 | 0 | 0 | 19.0749 | 0
09.08. | 21 | 597.7777 |  | 578.7028 | 0 | 0 | 19.0749 | 0
09.08. | 22 | 595.5519 |  | 576.477 | 0 | 0 | 19.0749 | 0
09.08. | 23 | 588.8746 |  | 569.7997 | 0 | 0 | 19.0749 | 0
09.08. | 24 | 586.6488 |  | 567.5739 | 0 | 0 | 19.0749 | 0
10.08. | 1 | 584.423 |  | 565.3481 | 0 | 0 | 19.0749 | 0
10.08. | 2 | 584.423 |  | 565.3481 | 0 | 0 | 19.0749 | 0
10.08. | 3 | 579.9715 |  | 560.8966 | 0 | 0 | 19.0749 | 0
10.08. | 4 | 579.9715 |  | 560.8966 | 0 | 0 | 19.0749 | 0
10.08. | 5 | 582.1972 |  | 563.1223 | 0 | 0 | 19.0749 | 0
10.08. | 6 | 588.8746 |  | 569.7997 | 0 | 0 | 19.0749 | 0
10.08. | 7 | 595.5519 |  | 576.477 | 0 | 0 | 19.0749 | 0
10.08. | 8 | 600.0035 |  | 580.9286 | 0 | 0 | 19.0749 | 0
10.08. | 9 | 604.455 |  | 585.3801 | 0 | 0 | 19.0749 | 0
10.08. | 10 | 606.6808 |  | 587.6059 | 0 | 0 | 19.0749 | 0
10.08. | 11 | 608.9066 |  | 589.8317 | 0 | 0 | 19.0749 | 0
10.08. | 12 | 608.9066 |  | 589.8317 | 0 | 0 | 19.0749 | 0
10.08. | 13 | 608.9066 |  | 589.8317 | 0 | 0 | 19.0749 | 0
10.08. | 14 | 608.9066 |  | 589.8317 | 0 | 0 | 19.0749 | 0
10.08. | 15 | 608.9066 |  | 589.8317 | 0 | 0 | 19.0749 | 0
10.08. | 16 | 608.9066 |  | 589.8317 | 0 | 0 | 19.0749 | 0
10.08. | 17 | 608.9066 |  | 589.8317 | 0 | 0 | 19.0749 | 0
10.08. | 18 | 606.6808 |  | 587.6059 | 0 | 0 | 19.0749 | 0
10.08. | 19 | 604.455 |  | 585.3801 | 0 | 0 | 19.0749 | 0
10.08. | 20 | 604.455 |  | 585.3801 | 0 | 0 | 19.0749 | 0
10.08. | 21 | 600.0035 |  | 580.9286 | 0 | 0 | 19.0749 | 0
10.08. | 22 | 597.7777 |  | 578.7028 | 0 | 0 | 19.0749 | 0
10.08. | 23 | 595.5519 |  | 576.477 | 0 | 0 | 19.0749 | 0
10.08. | 24 | 595.5519 |  | 576.477 | 0 | 0 | 19.0749 | 0
11.08. | 1 | 593.3261 |  | 574.2512 | 0 | 0 | 19.0749 | 0
11.08. | 2 | 593.3261 |  | 574.2512 | 0 | 0 | 19.0749 | 0
11.08. | 3 | 591.1004 |  | 572.0255 | 0 | 0 | 19.0749 | 0
11.08. | 4 | 588.8746 |  | 569.7997 | 0 | 0 | 19.0749 | 0
11.08. | 5 | 588.8746 |  | 569.7997 | 0 | 0 | 19.0749 | 0
11.08. | 6 | 591.1004 |  | 572.0255 | 0 | 0 | 19.0749 | 0
11.08. | 7 | 593.3261 |  | 574.2512 | 0 | 0 | 19.0749 | 0
11.08. | 8 | 595.5519 |  | 576.477 | 0 | 0 | 19.0749 | 0
11.08. | 9 | 602.2293 |  | 583.1544 | 0 | 0 | 19.0749 | 0
11.08. | 10 | 602.2293 |  | 583.1544 | 0 | 0 | 19.0749 | 0
11.08. | 11 | 604.455 |  | 585.3801 | 0 | 0 | 19.0749 | 0
11.08. | 12 | 604.455 |  | 585.3801 | 0 | 0 | 19.0749 | 0
11.08. | 13 | 604.455 |  | 585.3801 | 0 | 0 | 19.0749 | 0
11.08. | 14 | 604.455 |  | 585.3801 | 0 | 0 | 19.0749 | 0
11.08. | 15 | 604.455 |  | 585.3801 | 0 | 0 | 19.0749 | 0
11.08. | 16 | 604.455 |  | 585.3801 | 0 | 0 | 19.0749 | 0
11.08. | 17 | 604.455 |  | 585.3801 | 0 | 0 | 19.0749 | 0
11.08. | 18 | 602.2293 |  | 583.1544 | 0 | 0 | 19.0749 | 0
11.08. | 19 | 600.0035 |  | 580.9286 | 0 | 0 | 19.0749 | 0
11.08. | 20 | 595.5519 |  | 576.477 | 0 | 0 | 19.0749 | 0
11.08. | 21 | 588.8746 |  | 569.7997 | 0 | 0 | 19.0749 | 0
11.08. | 22 | 582.1972 |  | 563.1223 | 0 | 0 | 19.0749 | 0
11.08. | 23 | 571.0683 |  | 551.9934 | 0 | 0 | 19.0749 | 0
11.08. | 24 | 568.8426 |  | 549.7677 | 0 | 0 | 19.0749 | 0
12.08. | 1 | 568.8426 |  | 549.7677 | 0 | 0 | 19.0749 | 0
12.08. | 2 | 568.8426 |  | 549.7677 | 0 | 0 | 19.0749 | 0
12.08. | 3 | 568.8426 |  | 549.7677 | 0 | 0 | 19.0749 | 0
12.08. | 4 | 568.8426 |  | 549.7677 | 0 | 0 | 19.0749 | 0
12.08. | 5 | 568.8426 |  | 549.7677 | 0 | 0 | 19.0749 | 0
12.08. | 6 | 571.0683 |  | 551.9934 | 0 | 0 | 19.0749 | 0
12.08. | 7 | 584.423 |  | 565.3481 | 0 | 0 | 19.0749 | 0
12.08. | 8 | 591.1004 |  | 572.0255 | 0 | 0 | 19.0749 | 0
12.08. | 9 | 600.0035 |  | 580.9286 | 0 | 0 | 19.0749 | 0
12.08. | 10 | 602.2293 |  | 583.1544 | 0 | 0 | 19.0749 | 0
12.08. | 11 | 604.455 |  | 585.3801 | 0 | 0 | 19.0749 | 0
12.08. | 12 | 606.6808 |  | 587.6059 | 0 | 0 | 19.0749 | 0
12.08. | 13 | 606.6808 |  | 587.6059 | 0 | 0 | 19.0749 | 0
12.08. | 14 | 606.6808 |  | 587.6059 | 0 | 0 | 19.0749 | 0
12.08. | 15 | 606.6808 |  | 587.6059 | 0 | 0 | 19.0749 | 0
12.08. | 16 | 606.6808 |  | 587.6059 | 0 | 0 | 19.0749 | 0
12.08. | 17 | 606.6808 |  | 587.6059 | 0 | 0 | 19.0749 | 0
12.08. | 18 | 604.455 |  | 585.3801 | 0 | 0 | 19.0749 | 0
12.08. | 19 | 602.2293 |  | 583.1544 | 0 | 0 | 19.0749 | 0
12.08. | 20 | 600.0035 |  | 580.9286 | 0 | 0 | 19.0749 | 0
12.08. | 21 | 591.1004 |  | 572.0255 | 0 | 0 | 19.0749 | 0
12.08. | 22 | 588.8746 |  | 569.7997 | 0 | 0 | 19.0749 | 0
12.08. | 23 | 579.9715 |  | 560.8966 | 0 | 0 | 19.0749 | 0
12.08. | 24 | 579.9715 |  | 560.8966 | 0 | 0 | 19.0749 | 0
13.08. | 1 | 579.9715 |  | 560.8966 | 0 | 0 | 19.0749 | 0
13.08. | 2 | 577.7457 |  | 558.6708 | 0 | 0 | 19.0749 | 0
13.08. | 3 | 573.2941 |  | 554.2192 | 0 | 0 | 19.0749 | 0
13.08. | 4 | 573.2941 |  | 554.2192 | 0 | 0 | 19.0749 | 0
13.08. | 5 | 573.2941 |  | 554.2192 | 0 | 0 | 19.0749 | 0
13.08. | 6 | 584.423 |  | 565.3481 | 0 | 0 | 19.0749 | 0
13.08. | 7 | 591.1004 |  | 572.0255 | 0 | 0 | 19.0749 | 0
13.08. | 8 | 597.7777 |  | 578.7028 | 0 | 0 | 19.0749 | 0
13.08. | 9 | 604.455 |  | 585.3801 | 0 | 0 | 19.0749 | 0
13.08. | 10 | 606.6808 |  | 587.6059 | 0 | 0 | 19.0749 | 0
13.08. | 11 | 608.9066 |  | 589.8317 | 0 | 0 | 19.0749 | 0
13.08. | 12 | 608.9066 |  | 589.8317 | 0 | 0 | 19.0749 | 0
13.08. | 13 | 608.9066 |  | 589.8317 | 0 | 0 | 19.0749 | 0
13.08. | 14 | 608.9066 |  | 589.8317 | 0 | 0 | 19.0749 | 0
13.08. | 15 | 608.9066 |  | 589.8317 | 0 | 0 | 19.0749 | 0
13.08. | 16 | 608.9066 |  | 589.8317 | 0 | 0 | 19.0749 | 0
13.08. | 17 | 608.9066 |  | 589.8317 | 0 | 0 | 19.0749 | 0
13.08. | 18 | 606.6808 |  | 587.6059 | 0 | 0 | 19.0749 | 0
13.08. | 19 | 604.455 |  | 585.3801 | 0 | 0 | 19.0749 | 0
13.08. | 20 | 602.2293 |  | 583.1544 | 0 | 0 | 19.0749 | 0
13.08. | 21 | 597.7777 |  | 578.7028 | 0 | 0 | 19.0749 | 0
13.08. | 22 | 595.5519 |  | 576.477 | 0 | 0 | 19.0749 | 0
13.08. | 23 | 593.3261 |  | 574.2512 | 0 | 0 | 19.0749 | 0
13.08. | 24 | 591.1004 |  | 572.0255 | 0 | 0 | 19.0749 | 0
14.08. | 1 | 591.1004 |  | 572.0255 | 0 | 0 | 19.0749 | 0
14.08. | 2 | 588.8746 |  | 569.7997 | 0 | 0 | 19.0749 | 0
14.08. | 3 | 586.6488 |  | 567.5739 | 0 | 0 | 19.0749 | 0
14.08. | 4 | 586.6488 |  | 567.5739 | 0 | 0 | 19.0749 | 0
14.08. | 5 | 586.6488 |  | 567.5739 | 0 | 0 | 19.0749 | 0
14.08. | 6 | 591.1004 |  | 572.0255 | 0 | 0 | 19.0749 | 0
14.08. | 7 | 595.5519 |  | 576.477 | 0 | 0 | 19.0749 | 0
14.08. | 8 | 597.7777 |  | 578.7028 | 0 | 0 | 19.0749 | 0
14.08. | 9 | 604.455 |  | 585.3801 | 0 | 0 | 19.0749 | 0
14.08. | 10 | 606.6808 |  | 587.6059 | 0 | 0 | 19.0749 | 0
14.08. | 11 | 608.9066 |  | 589.8317 | 0 | 0 | 19.0749 | 0
14.08. | 12 | 608.9066 |  | 589.8317 | 0 | 0 | 19.0749 | 0
14.08. | 13 | 608.9066 |  | 589.8317 | 0 | 0 | 19.0749 | 0
14.08. | 14 | 608.9066 |  | 589.8317 | 0 | 0 | 19.0749 | 0
14.08. | 15 | 608.9066 |  | 589.8317 | 0 | 0 | 19.0749 | 0
14.08. | 16 | 606.6808 |  | 587.6059 | 0 | 0 | 19.0749 | 0
14.08. | 17 | 606.6808 |  | 587.6059 | 0 | 0 | 19.0749 | 0
14.08. | 18 | 604.455 |  | 585.3801 | 0 | 0 | 19.0749 | 0
14.08. | 19 | 602.2293 |  | 583.1544 | 0 | 0 | 19.0749 | 0
14.08. | 20 | 600.0035 |  | 580.9286 | 0 | 0 | 19.0749 | 0
14.08. | 21 | 593.3261 |  | 574.2512 | 0 | 0 | 19.0749 | 0
14.08. | 22 | 591.1004 |  | 572.0255 | 0 | 0 | 19.0749 | 0
14.08. | 23 | 582.1972 |  | 563.1223 | 0 | 0 | 19.0749 | 0
14.08. | 24 | 577.7457 |  | 558.6708 | 0 | 0 | 19.0749 | 0
15.08. | 1 | 573.2941 |  | 554.2192 | 0 | 0 | 19.0749 | 0
15.08. | 2 | 568.8426 |  | 549.7677 | 0 | 0 | 19.0749 | 0
15.08. | 3 | 568.8426 |  | 549.7677 | 0 | 0 | 19.0749 | 0
15.08. | 4 | 568.8426 |  | 549.7677 | 0 | 0 | 19.0749 | 0
15.08. | 5 | 568.8426 |  | 549.7677 | 0 | 0 | 19.0749 | 0
15.08. | 6 | 571.0683 |  | 551.9934 | 0 | 0 | 19.0749 | 0
15.08. | 7 | 579.9715 |  | 560.8966 | 0 | 0 | 19.0749 | 0
15.08. | 8 | 584.423 |  | 565.3481 | 0 | 0 | 19.0749 | 0
15.08. | 9 | 593.3261 |  | 574.2512 | 0 | 0 | 19.0749 | 0
15.08. | 10 | 593.3261 |  | 574.2512 | 0 | 0 | 19.0749 | 0
15.08. | 11 | 597.7777 |  | 578.7028 | 0 | 0 | 19.0749 | 0
15.08. | 12 | 597.7777 |  | 578.7028 | 0 | 0 | 19.0749 | 0
15.08. | 13 | 597.7777 |  | 578.7028 | 0 | 0 | 19.0749 | 0
15.08. | 14 | 597.7777 |  | 578.7028 | 0 | 0 | 19.0749 | 0
15.08. | 15 | 597.7777 |  | 578.7028 | 0 | 0 | 19.0749 | 0
15.08. | 16 | 597.7777 |  | 578.7028 | 0 | 0 | 19.0749 | 0
15.08. | 17 | 595.5519 |  | 576.477 | 0 | 0 | 19.0749 | 0
15.08. | 18 | 591.1004 |  | 572.0255 | 0 | 0 | 19.0749 | 0
15.08. | 19 | 586.6488 |  | 567.5739 | 0 | 0 | 19.0749 | 0
15.08. | 20 | 579.9715 |  | 560.8966 | 0 | 0 | 19.0749 | 0
15.08. | 21 | 568.8426 |  | 549.7677 | 0 | 0 | 19.0749 | 0
15.08. | 22 | 568.8426 |  | 549.7677 | 0 | 0 | 19.0749 | 0
15.08. | 23 | 568.8426 |  | 549.7677 | 0 | 0 | 19.0749 | 0
15.08. | 24 | 568.8426 |  | 549.7677 | 0 | 0 | 19.0749 | 0
16.08. | 1 | 568.8426 |  | 549.7677 | 0 | 0 | 19.0749 | 0
16.08. | 2 | 568.8426 |  | 549.7677 | 0 | 0 | 19.0749 | 0
16.08. | 3 | 568.8426 |  | 549.7677 | 0 | 0 | 19.0749 | 0
16.08. | 4 | 568.8426 |  | 549.7677 | 0 | 0 | 19.0749 | 0
16.08. | 5 | 568.8426 |  | 549.7677 | 0 | 0 | 19.0749 | 0
16.08. | 6 | 568.8426 |  | 549.7677 | 0 | 0 | 19.0749 | 0
16.08. | 7 | 568.8426 |  | 549.7677 | 0 | 0 | 19.0749 | 0
16.08. | 8 | 568.8426 |  | 549.7677 | 0 | 0 | 19.0749 | 0
16.08. | 9 | 584.423 |  | 565.3481 | 0 | 0 | 19.0749 | 0
16.08. | 10 | 586.6488 |  | 567.5739 | 0 | 0 | 19.0749 | 0
16.08. | 11 | 593.3261 |  | 574.2512 | 0 | 0 | 19.0749 | 0
16.08. | 12 | 593.3261 |  | 574.2512 | 0 | 0 | 19.0749 | 0
16.08. | 13 | 593.3261 |  | 574.2512 | 0 | 0 | 19.0749 | 0
16.08. | 14 | 593.3261 |  | 574.2512 | 0 | 0 | 19.0749 | 0
16.08. | 15 | 593.3261 |  | 574.2512 | 0 | 0 | 19.0749 | 0
16.08. | 16 | 593.3261 |  | 574.2512 | 0 | 0 | 19.0749 | 0
16.08. | 17 | 593.3261 |  | 574.2512 | 0 | 0 | 19.0749 | 0
16.08. | 18 | 591.1004 |  | 572.0255 | 0 | 0 | 19.0749 | 0
16.08. | 19 | 588.8746 |  | 569.7997 | 0 | 0 | 19.0749 | 0
16.08. | 20 | 586.6488 |  | 567.5739 | 0 | 0 | 19.0749 | 0
16.08. | 21 | 579.9715 |  | 560.8966 | 0 | 0 | 19.0749 | 0
16.08. | 22 | 577.7457 |  | 558.6708 | 0 | 0 | 19.0749 | 0
16.08. | 23 | 571.0683 |  | 551.9934 | 0 | 0 | 19.0749 | 0
16.08. | 24 | 571.0683 |  | 551.9934 | 0 | 0 | 19.0749 | 0
17.08. | 1 | 568.8426 |  | 549.7677 | 0 | 0 | 19.0749 | 0
17.08. | 2 | 568.8426 |  | 549.7677 | 0 | 0 | 19.0749 | 0
17.08. | 3 | 568.8426 |  | 549.7677 | 0 | 0 | 19.0749 | 0
17.08. | 4 | 568.8426 |  | 549.7677 | 0 | 0 | 19.0749 | 0
17.08. | 5 | 568.8426 |  | 549.7677 | 0 | 0 | 19.0749 | 0
17.08. | 6 | 571.0683 |  | 551.9934 | 0 | 0 | 19.0749 | 0
17.08. | 7 | 577.7457 |  | 558.6708 | 0 | 0 | 19.0749 | 0
17.08. | 8 | 582.1972 |  | 563.1223 | 0 | 0 | 19.0749 | 0
17.08. | 9 | 591.1004 |  | 572.0255 | 0 | 0 | 19.0749 | 0
17.08. | 10 | 593.3261 |  | 574.2512 | 0 | 0 | 19.0749 | 0
17.08. | 11 | 600.0035 |  | 580.9286 | 0 | 0 | 19.0749 | 0
17.08. | 12 | 600.0035 |  | 580.9286 | 0 | 0 | 19.0749 | 0
17.08. | 13 | 602.2293 |  | 583.1544 | 0 | 0 | 19.0749 | 0
17.08. | 14 | 602.2293 |  | 583.1544 | 0 | 0 | 19.0749 | 0
17.08. | 15 | 604.455 |  | 585.3801 | 0 | 0 | 19.0749 | 0
17.08. | 16 | 604.455 |  | 585.3801 | 0 | 0 | 19.0749 | 0
17.08. | 17 | 604.455 |  | 585.3801 | 0 | 0 | 19.0749 | 0
17.08. | 18 | 600.0035 |  | 580.9286 | 0 | 0 | 19.0749 | 0
17.08. | 19 | 597.7777 |  | 578.7028 | 0 | 0 | 19.0749 | 0
17.08. | 20 | 595.5519 |  | 576.477 | 0 | 0 | 19.0749 | 0
17.08. | 21 | 586.6488 |  | 567.5739 | 0 | 0 | 19.0749 | 0
17.08. | 22 | 582.1972 |  | 563.1223 | 0 | 0 | 19.0749 | 0
17.08. | 23 | 573.2941 |  | 554.2192 | 0 | 0 | 19.0749 | 0
17.08. | 24 | 571.0683 |  | 551.9934 | 0 | 0 | 19.0749 | 0
18.08. | 1 | 571.0683 |  | 551.9934 | 0 | 0 | 19.0749 | 0
18.08. | 2 | 568.8426 |  | 549.7677 | 0 | 0 | 19.0749 | 0
18.08. | 3 | 568.8426 |  | 549.7677 | 0 | 0 | 19.0749 | 0
18.08. | 4 | 568.8426 |  | 549.7677 | 0 | 0 | 19.0749 | 0
18.08. | 5 | 568.8426 |  | 549.7677 | 0 | 0 | 19.0749 | 0
18.08. | 6 | 582.1972 |  | 563.1223 | 0 | 0 | 19.0749 | 0
18.08. | 7 | 588.8746 |  | 569.7997 | 0 | 0 | 19.0749 | 0
18.08. | 8 | 595.5519 |  | 576.477 | 0 | 0 | 19.0749 | 0
18.08. | 9 | 602.2293 |  | 583.1544 | 0 | 0 | 19.0749 | 0
18.08. | 10 | 604.455 |  | 585.3801 | 0 | 0 | 19.0749 | 0
18.08. | 11 | 606.6808 |  | 587.6059 | 0 | 0 | 19.0749 | 0
18.08. | 12 | 606.6808 |  | 587.6059 | 0 | 0 | 19.0749 | 0
18.08. | 13 | 608.9066 |  | 589.8317 | 0 | 0 | 19.0749 | 0
18.08. | 14 | 608.9066 |  | 589.8317 | 0 | 0 | 19.0749 | 0
18.08. | 15 | 608.9066 |  | 589.8317 | 0 | 0 | 19.0749 | 0
18.08. | 16 | 608.9066 |  | 589.8317 | 0 | 0 | 19.0749 | 0
18.08. | 17 | 608.9066 |  | 589.8317 | 0 | 0 | 19.0749 | 0
18.08. | 18 | 606.6808 |  | 587.6059 | 0 | 0 | 19.0749 | 0
18.08. | 19 | 604.455 |  | 585.3801 | 0 | 0 | 19.0749 | 0
18.08. | 20 | 602.2293 |  | 583.1544 | 0 | 0 | 19.0749 | 0
18.08. | 21 | 597.7777 |  | 578.7028 | 0 | 0 | 19.0749 | 0
18.08. | 22 | 595.5519 |  | 576.477 | 0 | 0 | 19.0749 | 0
18.08. | 23 | 591.1004 |  | 572.0255 | 0 | 0 | 19.0749 | 0
18.08. | 24 | 591.1004 |  | 572.0255 | 0 | 0 | 19.0749 | 0
19.08. | 1 | 588.8746 |  | 569.7997 | 0 | 0 | 19.0749 | 0
19.08. | 2 | 588.8746 |  | 569.7997 | 0 | 0 | 19.0749 | 0
19.08. | 3 | 586.6488 |  | 567.5739 | 0 | 0 | 19.0749 | 0
19.08. | 4 | 586.6488 |  | 567.5739 | 0 | 0 | 19.0749 | 0
19.08. | 5 | 588.8746 |  | 569.7997 | 0 | 0 | 19.0749 | 0
19.08. | 6 | 595.5519 |  | 576.477 | 0 | 0 | 19.0749 | 0
19.08. | 7 | 600.0035 |  | 580.9286 | 0 | 0 | 19.0749 | 0
19.08. | 8 | 602.2293 |  | 583.1544 | 0 | 0 | 19.0749 | 0
19.08. | 9 | 606.6808 |  | 587.6059 | 0 | 0 | 19.0749 | 0
19.08. | 10 | 608.9066 |  | 589.8317 | 0 | 0 | 19.0749 | 0
19.08. | 11 | 608.9066 |  | 589.8317 | 0 | 0 | 19.0749 | 0
19.08. | 12 | 608.9066 |  | 589.8317 | 0 | 0 | 19.0749 | 0
19.08. | 13 | 608.9066 |  | 589.8317 | 0 | 0 | 19.0749 | 0
19.08. | 14 | 608.9066 |  | 589.8317 | 0 | 0 | 19.0749 | 0
19.08. | 15 | 608.9066 |  | 589.8317 | 0 | 0 | 19.0749 | 0
19.08. | 16 | 608.9066 |  | 589.8317 | 0 | 0 | 19.0749 | 0
19.08. | 17 | 608.9066 |  | 589.8317 | 0 | 0 | 19.0749 | 0
19.08. | 18 | 606.6808 |  | 587.6059 | 0 | 0 | 19.0749 | 0
19.08. | 19 | 604.455 |  | 585.3801 | 0 | 0 | 19.0749 | 0
19.08. | 20 | 604.455 |  | 585.3801 | 0 | 0 | 19.0749 | 0
19.08. | 21 | 600.0035 |  | 580.9286 | 0 | 0 | 19.0749 | 0
19.08. | 22 | 597.7777 |  | 578.7028 | 0 | 0 | 19.0749 | 0
19.08. | 23 | 593.3261 |  | 574.2512 | 0 | 0 | 19.0749 | 0
19.08. | 24 | 593.3261 |  | 574.2512 | 0 | 0 | 19.0749 | 0
20.08. | 1 | 591.1004 |  | 572.0255 | 0 | 0 | 19.0749 | 0
20.08. | 2 | 588.8746 |  | 569.7997 | 0 | 0 | 19.0749 | 0
20.08. | 3 | 584.423 |  | 565.3481 | 0 | 0 | 19.0749 | 0
20.08. | 4 | 582.1972 |  | 563.1223 | 0 | 0 | 19.0749 | 0
20.08. | 5 | 575.5199 |  | 556.445 | 0 | 0 | 19.0749 | 0
20.08. | 6 | 575.5199 |  | 556.445 | 0 | 0 | 19.0749 | 0
20.08. | 7 | 579.9715 |  | 560.8966 | 0 | 0 | 19.0749 | 0
20.08. | 8 | 579.9715 |  | 560.8966 | 0 | 0 | 19.0749 | 0
20.08. | 9 | 591.1004 |  | 572.0255 | 0 | 0 | 19.0749 | 0
20.08. | 10 | 593.3261 |  | 574.2512 | 0 | 0 | 19.0749 | 0
20.08. | 11 | 597.7777 |  | 578.7028 | 0 | 0 | 19.0749 | 0
20.08. | 12 | 600.0035 |  | 580.9286 | 0 | 0 | 19.0749 | 0
20.08. | 13 | 600.0035 |  | 580.9286 | 0 | 0 | 19.0749 | 0
20.08. | 14 | 602.2293 |  | 583.1544 | 0 | 0 | 19.0749 | 0
20.08. | 15 | 602.2293 |  | 583.1544 | 0 | 0 | 19.0749 | 0
20.08. | 16 | 602.2293 |  | 583.1544 | 0 | 0 | 19.0749 | 0
20.08. | 17 | 600.0035 |  | 580.9286 | 0 | 0 | 19.0749 | 0
20.08. | 18 | 593.3261 |  | 574.2512 | 0 | 0 | 19.0749 | 0
20.08. | 19 | 586.6488 |  | 567.5739 | 0 | 0 | 19.0749 | 0
20.08. | 20 | 577.7457 |  | 558.6708 | 0 | 0 | 19.0749 | 0
20.08. | 21 | 568.8426 |  | 549.7677 | 0 | 0 | 19.0749 | 0
20.08. | 22 | 568.8426 |  | 549.7677 | 0 | 0 | 19.0749 | 0
20.08. | 23 | 568.8426 |  | 549.7677 | 0 | 0 | 19.0749 | 0
20.08. | 24 | 568.8426 |  | 549.7677 | 0 | 0 | 19.0749 | 0
21.08. | 1 | 568.8426 |  | 549.7677 | 0 | 0 | 19.0749 | 0
21.08. | 2 | 568.8426 |  | 549.7677 | 0 | 0 | 19.0749 | 0
21.08. | 3 | 568.8426 |  | 549.7677 | 0 | 0 | 19.0749 | 0
21.08. | 4 | 568.8426 |  | 549.7677 | 0 | 0 | 19.0749 | 0
21.08. | 5 | 568.8426 |  | 549.7677 | 0 | 0 | 19.0749 | 0
21.08. | 6 | 568.8426 |  | 549.7677 | 0 | 0 | 19.0749 | 0
21.08. | 7 | 573.2941 |  | 554.2192 | 0 | 0 | 19.0749 | 0
21.08. | 8 | 584.423 |  | 565.3481 | 0 | 0 | 19.0749 | 0
21.08. | 9 | 597.7777 |  | 578.7028 | 0 | 0 | 19.0749 | 0
21.08. | 10 | 602.2293 |  | 583.1544 | 0 | 0 | 19.0749 | 0
21.08. | 11 | 604.455 |  | 585.3801 | 0 | 0 | 19.0749 | 0
21.08. | 12 | 604.455 |  | 585.3801 | 0 | 0 | 19.0749 | 0
21.08. | 13 | 606.6808 |  | 587.6059 | 0 | 0 | 19.0749 | 0
21.08. | 14 | 606.6808 |  | 587.6059 | 0 | 0 | 19.0749 | 0
21.08. | 15 | 606.6808 |  | 587.6059 | 0 | 0 | 19.0749 | 0
21.08. | 16 | 606.6808 |  | 587.6059 | 0 | 0 | 19.0749 | 0
21.08. | 17 | 606.6808 |  | 587.6059 | 0 | 0 | 19.0749 | 0
21.08. | 18 | 602.2293 |  | 583.1544 | 0 | 0 | 19.0749 | 0
21.08. | 19 | 600.0035 |  | 580.9286 | 0 | 0 | 19.0749 | 0
21.08. | 20 | 600.0035 |  | 580.9286 | 0 | 0 | 19.0749 | 0
21.08. | 21 | 593.3261 |  | 574.2512 | 0 | 0 | 19.0749 | 0
21.08. | 22 | 591.1004 |  | 572.0255 | 0 | 0 | 19.0749 | 0
21.08. | 23 | 586.6488 |  | 567.5739 | 0 | 0 | 19.0749 | 0
21.08. | 24 | 584.423 |  | 565.3481 | 0 | 0 | 19.0749 | 0
22.08. | 1 | 582.1972 |  | 563.1223 | 0 | 0 | 19.0749 | 0
22.08. | 2 | 579.9715 |  | 560.8966 | 0 | 0 | 19.0749 | 0
22.08. | 3 | 573.2941 |  | 554.2192 | 0 | 0 | 19.0749 | 0
22.08. | 4 | 571.0683 |  | 551.9934 | 0 | 0 | 19.0749 | 0
22.08. | 5 | 573.2941 |  | 554.2192 | 0 | 0 | 19.0749 | 0
22.08. | 6 | 584.423 |  | 565.3481 | 0 | 0 | 19.0749 | 0
22.08. | 7 | 591.1004 |  | 572.0255 | 0 | 0 | 19.0749 | 0
22.08. | 8 | 595.5519 |  | 576.477 | 0 | 0 | 19.0749 | 0
22.08. | 9 | 602.2293 |  | 583.1544 | 0 | 0 | 19.0749 | 0
22.08. | 10 | 602.2293 |  | 583.1544 | 0 | 0 | 19.0749 | 0
22.08. | 11 | 604.455 |  | 585.3801 | 0 | 0 | 19.0749 | 0
22.08. | 12 | 606.6808 |  | 587.6059 | 0 | 0 | 19.0749 | 0
22.08. | 13 | 606.6808 |  | 587.6059 | 0 | 0 | 19.0749 | 0
22.08. | 14 | 606.6808 |  | 587.6059 | 0 | 0 | 19.0749 | 0
22.08. | 15 | 606.6808 |  | 587.6059 | 0 | 0 | 19.0749 | 0
22.08. | 16 | 606.6808 |  | 587.6059 | 0 | 0 | 19.0749 | 0
22.08. | 17 | 604.455 |  | 585.3801 | 0 | 0 | 19.0749 | 0
22.08. | 18 | 602.2293 |  | 583.1544 | 0 | 0 | 19.0749 | 0
22.08. | 19 | 597.7777 |  | 578.7028 | 0 | 0 | 19.0749 | 0
22.08. | 20 | 591.1004 |  | 572.0255 | 0 | 0 | 19.0749 | 0
22.08. | 21 | 579.9715 |  | 560.8966 | 0 | 0 | 19.0749 | 0
22.08. | 22 | 571.0683 |  | 551.9934 | 0 | 0 | 19.0749 | 0
22.08. | 23 | 568.8426 |  | 549.7677 | 0 | 0 | 19.0749 | 0
22.08. | 24 | 568.8426 |  | 549.7677 | 0 | 0 | 19.0749 | 0
23.08. | 1 | 568.8426 |  | 549.7677 | 0 | 0 | 19.0749 | 0
23.08. | 2 | 568.8426 |  | 549.7677 | 0 | 0 | 19.0749 | 0
23.08. | 3 | 568.8426 |  | 549.7677 | 0 | 0 | 19.0749 | 0
23.08. | 4 | 568.8426 |  | 549.7677 | 0 | 0 | 19.0749 | 0
23.08. | 5 | 568.8426 |  | 549.7677 | 0 | 0 | 19.0749 | 0
23.08. | 6 | 568.8426 |  | 549.7677 | 0 | 0 | 19.0749 | 0
23.08. | 7 | 584.423 |  | 565.3481 | 0 | 0 | 19.0749 | 0
23.08. | 8 | 593.3261 |  | 574.2512 | 0 | 0 | 19.0749 | 0
23.08. | 9 | 602.2293 |  | 583.1544 | 0 | 0 | 19.0749 | 0
23.08. | 10 | 604.455 |  | 585.3801 | 0 | 0 | 19.0749 | 0
23.08. | 11 | 606.6808 |  | 587.6059 | 0 | 0 | 19.0749 | 0
23.08. | 12 | 606.6808 |  | 587.6059 | 0 | 0 | 19.0749 | 0
23.08. | 13 | 608.9066 |  | 589.8317 | 0 | 0 | 19.0749 | 0
23.08. | 14 | 608.9066 |  | 589.8317 | 0 | 0 | 19.0749 | 0
23.08. | 15 | 608.9066 |  | 589.8317 | 0 | 0 | 19.0749 | 0
23.08. | 16 | 606.6808 |  | 587.6059 | 0 | 0 | 19.0749 | 0
23.08. | 17 | 606.6808 |  | 587.6059 | 0 | 0 | 19.0749 | 0
23.08. | 18 | 604.455 |  | 585.3801 | 0 | 0 | 19.0749 | 0
23.08. | 19 | 600.0035 |  | 580.9286 | 0 | 0 | 19.0749 | 0
23.08. | 20 | 597.7777 |  | 578.7028 | 0 | 0 | 19.0749 | 0
23.08. | 21 | 591.1004 |  | 572.0255 | 0 | 0 | 19.0749 | 0
23.08. | 22 | 586.6488 |  | 567.5739 | 0 | 0 | 19.0749 | 0
23.08. | 23 | 577.7457 |  | 558.6708 | 0 | 0 | 19.0749 | 0
23.08. | 24 | 573.2941 |  | 554.2192 | 0 | 0 | 19.0749 | 0
24.08. | 1 | 571.0683 |  | 551.9934 | 0 | 0 | 19.0749 | 0
24.08. | 2 | 568.8426 |  | 549.7677 | 0 | 0 | 19.0749 | 0
24.08. | 3 | 568.8426 |  | 549.7677 | 0 | 0 | 19.0749 | 0
24.08. | 4 | 568.8426 |  | 549.7677 | 0 | 0 | 19.0749 | 0
24.08. | 5 | 568.8426 |  | 549.7677 | 0 | 0 | 19.0749 | 0
24.08. | 6 | 568.8426 |  | 549.7677 | 0 | 0 | 19.0749 | 0
24.08. | 7 | 579.9715 |  | 560.8966 | 0 | 0 | 19.0749 | 0
24.08. | 8 | 586.6488 |  | 567.5739 | 0 | 0 | 19.0749 | 0
24.08. | 9 | 597.7777 |  | 578.7028 | 0 | 0 | 19.0749 | 0
24.08. | 10 | 602.2293 |  | 583.1544 | 0 | 0 | 19.0749 | 0
24.08. | 11 | 604.455 |  | 585.3801 | 0 | 0 | 19.0749 | 0
24.08. | 12 | 606.6808 |  | 587.6059 | 0 | 0 | 19.0749 | 0
24.08. | 13 | 606.6808 |  | 587.6059 | 0 | 0 | 19.0749 | 0
24.08. | 14 | 606.6808 |  | 587.6059 | 0 | 0 | 19.0749 | 0
24.08. | 15 | 606.6808 |  | 587.6059 | 0 | 0 | 19.0749 | 0
24.08. | 16 | 606.6808 |  | 587.6059 | 0 | 0 | 19.0749 | 0
24.08. | 17 | 606.6808 |  | 587.6059 | 0 | 0 | 19.0749 | 0
24.08. | 18 | 602.2293 |  | 583.1544 | 0 | 0 | 19.0749 | 0
24.08. | 19 | 600.0035 |  | 580.9286 | 0 | 0 | 19.0749 | 0
24.08. | 20 | 597.7777 |  | 578.7028 | 0 | 0 | 19.0749 | 0
24.08. | 21 | 593.3261 |  | 574.2512 | 0 | 0 | 19.0749 | 0
24.08. | 22 | 591.1004 |  | 572.0255 | 0 | 0 | 19.0749 | 0
24.08. | 23 | 584.423 |  | 565.3481 | 0 | 0 | 19.0749 | 0
24.08. | 24 | 582.1972 |  | 563.1223 | 0 | 0 | 19.0749 | 0
25.08. | 1 | 582.1972 |  | 563.1223 | 0 | 0 | 19.0749 | 0
25.08. | 2 | 579.9715 |  | 560.8966 | 0 | 0 | 19.0749 | 0
25.08. | 3 | 575.5199 |  | 556.445 | 0 | 0 | 19.0749 | 0
25.08. | 4 | 571.0683 |  | 551.9934 | 0 | 0 | 19.0749 | 0
25.08. | 5 | 568.8426 |  | 549.7677 | 0 | 0 | 19.0749 | 0
25.08. | 6 | 568.8426 |  | 549.7677 | 0 | 0 | 19.0749 | 0
25.08. | 7 | 568.8426 |  | 549.7677 | 0 | 0 | 19.0749 | 0
25.08. | 8 | 568.8426 |  | 549.7677 | 0 | 0 | 19.0749 | 0
25.08. | 9 | 579.9715 |  | 560.8966 | 0 | 0 | 19.0749 | 0
25.08. | 10 | 582.1972 |  | 563.1223 | 0 | 0 | 19.0749 | 0
25.08. | 11 | 588.8746 |  | 569.7997 | 0 | 0 | 19.0749 | 0
25.08. | 12 | 588.8746 |  | 569.7997 | 0 | 0 | 19.0749 | 0
25.08. | 13 | 588.8746 |  | 569.7997 | 0 | 0 | 19.0749 | 0
25.08. | 14 | 586.6488 |  | 567.5739 | 0 | 0 | 19.0749 | 0
25.08. | 15 | 582.1972 |  | 563.1223 | 0 | 0 | 19.0749 | 0
25.08. | 16 | 577.7457 |  | 558.6708 | 0 | 0 | 19.0749 | 0
25.08. | 17 | 577.7457 |  | 558.6708 | 0 | 0 | 19.0749 | 0
25.08. | 18 | 571.0683 |  | 551.9934 | 0 | 0 | 19.0749 | 0
25.08. | 19 | 568.8426 |  | 549.7677 | 0 | 0 | 19.0749 | 0
25.08. | 20 | 568.8426 |  | 549.7677 | 0 | 0 | 19.0749 | 0
25.08. | 21 | 568.8426 |  | 549.7677 | 0 | 0 | 19.0749 | 0
25.08. | 22 | 568.8426 |  | 549.7677 | 0 | 0 | 19.0749 | 0
25.08. | 23 | 568.8426 |  | 549.7677 | 0 | 0 | 19.0749 | 0
25.08. | 24 | 568.8426 |  | 549.7677 | 0 | 0 | 19.0749 | 0
26.08. | 1 | 568.8426 |  | 549.7677 | 0 | 0 | 19.0749 | 0
26.08. | 2 | 568.8426 |  | 549.7677 | 0 | 0 | 19.0749 | 0
26.08. | 3 | 568.8426 |  | 549.7677 | 0 | 0 | 19.0749 | 0
26.08. | 4 | 568.8426 |  | 549.7677 | 0 | 0 | 19.0749 | 0
26.08. | 5 | 568.8426 |  | 549.7677 | 0 | 0 | 19.0749 | 0
26.08. | 6 | 568.8426 |  | 549.7677 | 0 | 0 | 19.0749 | 0
26.08. | 7 | 568.8426 |  | 549.7677 | 0 | 0 | 19.0749 | 0
26.08. | 8 | 568.8426 |  | 549.7677 | 0 | 0 | 19.0749 | 0
26.08. | 9 | 573.2941 |  | 554.2192 | 0 | 0 | 19.0749 | 0
26.08. | 10 | 582.1972 |  | 563.1223 | 0 | 0 | 19.0749 | 0
26.08. | 11 | 591.1004 |  | 572.0255 | 0 | 0 | 19.0749 | 0
26.08. | 12 | 593.3261 |  | 574.2512 | 0 | 0 | 19.0749 | 0
26.08. | 13 | 593.3261 |  | 574.2512 | 0 | 0 | 19.0749 | 0
26.08. | 14 | 593.3261 |  | 574.2512 | 0 | 0 | 19.0749 | 0
26.08. | 15 | 593.3261 |  | 574.2512 | 0 | 0 | 19.0749 | 0
26.08. | 16 | 593.3261 |  | 574.2512 | 0 | 0 | 19.0749 | 0
26.08. | 17 | 591.1004 |  | 572.0255 | 0 | 0 | 19.0749 | 0
26.08. | 18 | 582.1972 |  | 563.1223 | 0 | 0 | 19.0749 | 0
26.08. | 19 | 573.2941 |  | 554.2192 | 0 | 0 | 19.0749 | 0
26.08. | 20 | 568.8426 |  | 549.7677 | 0 | 0 | 19.0749 | 0
26.08. | 21 | 568.8426 |  | 549.7677 | 0 | 0 | 19.0749 | 0
26.08. | 22 | 568.8426 |  | 549.7677 | 0 | 0 | 19.0749 | 0
26.08. | 23 | 568.8426 |  | 549.7677 | 0 | 0 | 19.0749 | 0
26.08. | 24 | 568.8426 |  | 549.7677 | 0 | 0 | 19.0749 | 0
27.08. | 1 | 568.8426 |  | 549.7677 | 0 | 0 | 19.0749 | 0
27.08. | 2 | 568.8426 |  | 549.7677 | 0 | 0 | 19.0749 | 0
27.08. | 3 | 568.8426 |  | 549.7677 | 0 | 0 | 19.0749 | 0
27.08. | 4 | 568.8426 |  | 549.7677 | 0 | 0 | 19.0749 | 0
27.08. | 5 | 568.8426 |  | 549.7677 | 0 | 0 | 19.0749 | 0
27.08. | 6 | 568.8426 |  | 549.7677 | 0 | 0 | 19.0749 | 0
27.08. | 7 | 568.8426 |  | 549.7677 | 0 | 0 | 19.0749 | 0
27.08. | 8 | 568.8426 |  | 549.7677 | 0 | 0 | 19.0749 | 0
27.08. | 9 | 579.9715 |  | 560.8966 | 0 | 0 | 19.0749 | 0
27.08. | 10 | 586.6488 |  | 567.5739 | 0 | 0 | 19.0749 | 0
27.08. | 11 | 593.3261 |  | 574.2512 | 0 | 0 | 19.0749 | 0
27.08. | 12 | 595.5519 |  | 576.477 | 0 | 0 | 19.0749 | 0
27.08. | 13 | 595.5519 |  | 576.477 | 0 | 0 | 19.0749 | 0
27.08. | 14 | 597.7777 |  | 578.7028 | 0 | 0 | 19.0749 | 0
27.08. | 15 | 597.7777 |  | 578.7028 | 0 | 0 | 19.0749 | 0
27.08. | 16 | 595.5519 |  | 576.477 | 0 | 0 | 19.0749 | 0
27.08. | 17 | 593.3261 |  | 574.2512 | 0 | 0 | 19.0749 | 0
27.08. | 18 | 582.1972 |  | 563.1223 | 0 | 0 | 19.0749 | 0
27.08. | 19 | 573.2941 |  | 554.2192 | 0 | 0 | 19.0749 | 0
27.08. | 20 | 571.0683 |  | 551.9934 | 0 | 0 | 19.0749 | 0
27.08. | 21 | 568.8426 |  | 549.7677 | 0 | 0 | 19.0749 | 0
27.08. | 22 | 568.8426 |  | 549.7677 | 0 | 0 | 19.0749 | 0
27.08. | 23 | 568.8426 |  | 549.7677 | 0 | 0 | 19.0749 | 0
27.08. | 24 | 568.8426 |  | 549.7677 | 0 | 0 | 19.0749 | 0
28.08. | 1 | 568.8426 |  | 549.7677 | 0 | 0 | 19.0749 | 0
28.08. | 2 | 568.8426 |  | 549.7677 | 0 | 0 | 19.0749 | 0
28.08. | 3 | 568.8426 |  | 549.7677 | 0 | 0 | 19.0749 | 0
28.08. | 4 | 568.8426 |  | 549.7677 | 0 | 0 | 19.0749 | 0
28.08. | 5 | 568.8426 |  | 549.7677 | 0 | 0 | 19.0749 | 0
28.08. | 6 | 568.8426 |  | 549.7677 | 0 | 0 | 19.0749 | 0
28.08. | 7 | 568.8426 |  | 549.7677 | 0 | 0 | 19.0749 | 0
28.08. | 8 | 568.8426 |  | 549.7677 | 0 | 0 | 19.0749 | 0
28.08. | 9 | 577.7457 |  | 558.6708 | 0 | 0 | 19.0749 | 0
28.08. | 10 | 582.1972 |  | 563.1223 | 0 | 0 | 19.0749 | 0
28.08. | 11 | 586.6488 |  | 567.5739 | 0 | 0 | 19.0749 | 0
28.08. | 12 | 584.423 |  | 565.3481 | 0 | 0 | 19.0749 | 0
28.08. | 13 | 582.1972 |  | 563.1223 | 0 | 0 | 19.0749 | 0
28.08. | 14 | 579.9715 |  | 560.8966 | 0 | 0 | 19.0749 | 0
28.08. | 15 | 573.2941 |  | 554.2192 | 0 | 0 | 19.0749 | 0
28.08. | 16 | 568.8426 |  | 549.7677 | 0 | 0 | 19.0749 | 0
28.08. | 17 | 568.8426 |  | 549.7677 | 0 | 0 | 19.0749 | 0
28.08. | 18 | 568.8426 |  | 549.7677 | 0 | 0 | 19.0749 | 0
28.08. | 19 | 568.8426 |  | 549.7677 | 0 | 0 | 19.0749 | 0
28.08. | 20 | 568.8426 |  | 549.7677 | 0 | 0 | 19.0749 | 0
28.08. | 21 | 568.8426 |  | 549.7677 | 0 | 0 | 19.0749 | 0
28.08. | 22 | 568.8426 |  | 549.7677 | 0 | 0 | 19.0749 | 0
28.08. | 23 | 568.8426 |  | 549.7677 | 0 | 0 | 19.0749 | 0
28.08. | 24 | 568.8426 |  | 549.7677 | 0 | 0 | 19.0749 | 0
29.08. | 1 | 568.8426 |  | 549.7677 | 0 | 0 | 19.0749 | 0
29.08. | 2 | 568.8426 |  | 549.7677 | 0 | 0 | 19.0749 | 0
29.08. | 3 | 568.8426 |  | 549.7677 | 0 | 0 | 19.0749 | 0
29.08. | 4 | 568.8426 |  | 549.7677 | 0 | 0 | 19.0749 | 0
29.08. | 5 | 568.8426 |  | 549.7677 | 0 | 0 | 19.0749 | 0
29.08. | 6 | 568.8426 |  | 549.7677 | 0 | 0 | 19.0749 | 0
29.08. | 7 | 568.8426 |  | 549.7677 | 0 | 0 | 19.0749 | 0
29.08. | 8 | 568.8426 |  | 549.7677 | 0 | 0 | 19.0749 | 0
29.08. | 9 | 568.8426 |  | 549.7677 | 0 | 0 | 19.0749 | 0
29.08. | 10 | 568.8426 |  | 549.7677 | 0 | 0 | 19.0749 | 0
29.08. | 11 | 571.0683 |  | 551.9934 | 0 | 0 | 19.0749 | 0
29.08. | 12 | 577.7457 |  | 558.6708 | 0 | 0 | 19.0749 | 0
29.08. | 13 | 582.1972 |  | 563.1223 | 0 | 0 | 19.0749 | 0
29.08. | 14 | 584.423 |  | 565.3481 | 0 | 0 | 19.0749 | 0
29.08. | 15 | 584.423 |  | 565.3481 | 0 | 0 | 19.0749 | 0
29.08. | 16 | 582.1972 |  | 563.1223 | 0 | 0 | 19.0749 | 0
29.08. | 17 | 577.7457 |  | 558.6708 | 0 | 0 | 19.0749 | 0
29.08. | 18 | 568.8426 |  | 549.7677 | 0 | 0 | 19.0749 | 0
29.08. | 19 | 568.8426 |  | 549.7677 | 0 | 0 | 19.0749 | 0
29.08. | 20 | 568.8426 |  | 549.7677 | 0 | 0 | 19.0749 | 0
29.08. | 21 | 568.8426 |  | 549.7677 | 0 | 0 | 19.0749 | 0
29.08. | 22 | 568.8426 |  | 549.7677 | 0 | 0 | 19.0749 | 0
29.08. | 23 | 568.8426 |  | 549.7677 | 0 | 0 | 19.0749 | 0
29.08. | 24 | 568.8426 |  | 549.7677 | 0 | 0 | 19.0749 | 0
30.08. | 1 | 568.8426 |  | 549.7677 | 0 | 0 | 19.0749 | 0
30.08. | 2 | 568.8426 |  | 549.7677 | 0 | 0 | 19.0749 | 0
30.08. | 3 | 568.8426 |  | 549.7677 | 0 | 0 | 19.0749 | 0
30.08. | 4 | 568.8426 |  | 549.7677 | 0 | 0 | 19.0749 | 0
30.08. | 5 | 568.8426 |  | 549.7677 | 0 | 0 | 19.0749 | 0
30.08. | 6 | 568.8426 |  | 549.7677 | 0 | 0 | 19.0749 | 0
30.08. | 7 | 568.8426 |  | 549.7677 | 0 | 0 | 19.0749 | 0
30.08. | 8 | 568.8426 |  | 549.7677 | 0 | 0 | 19.0749 | 0
30.08. | 9 | 568.8426 |  | 549.7677 | 0 | 0 | 19.0749 | 0
30.08. | 10 | 575.5199 |  | 556.445 | 0 | 0 | 19.0749 | 0
30.08. | 11 | 586.6488 |  | 567.5739 | 0 | 0 | 19.0749 | 0
30.08. | 12 | 588.8746 |  | 569.7997 | 0 | 0 | 19.0749 | 0
30.08. | 13 | 591.1004 |  | 572.0255 | 0 | 0 | 19.0749 | 0
30.08. | 14 | 593.3261 |  | 574.2512 | 0 | 0 | 19.0749 | 0
30.08. | 15 | 595.5519 |  | 576.477 | 0 | 0 | 19.0749 | 0
30.08. | 16 | 593.3261 |  | 574.2512 | 0 | 0 | 19.0749 | 0
30.08. | 17 | 591.1004 |  | 572.0255 | 0 | 0 | 19.0749 | 0
30.08. | 18 | 577.7457 |  | 558.6708 | 0 | 0 | 19.0749 | 0
30.08. | 19 | 568.8426 |  | 549.7677 | 0 | 0 | 19.0749 | 0
30.08. | 20 | 568.8426 |  | 549.7677 | 0 | 0 | 19.0749 | 0
30.08. | 21 | 568.8426 |  | 549.7677 | 0 | 0 | 19.0749 | 0
30.08. | 22 | 568.8426 |  | 549.7677 | 0 | 0 | 19.0749 | 0
30.08. | 23 | 568.8426 |  | 549.7677 | 0 | 0 | 19.0749 | 0
30.08. | 24 | 568.8426 |  | 549.7677 | 0 | 0 | 19.0749 | 0
31.08. | 1 | 568.8426 |  | 549.7677 | 0 | 0 | 19.0749 | 0
31.08. | 2 | 568.8426 |  | 549.7677 | 0 | 0 | 19.0749 | 0
31.08. | 3 | 568.8426 |  | 549.7677 | 0 | 0 | 19.0749 | 0
31.08. | 4 | 568.8426 |  | 549.7677 | 0 | 0 | 19.0749 | 0
31.08. | 5 | 568.8426 |  | 549.7677 | 0 | 0 | 19.0749 | 0
31.08. | 6 | 568.8426 |  | 549.7677 | 0 | 0 | 19.0749 | 0
31.08. | 7 | 568.8426 |  | 549.7677 | 0 | 0 | 19.0749 | 0
31.08. | 8 | 568.8426 |  | 549.7677 | 0 | 0 | 19.0749 | 0
31.08. | 9 | 584.423 |  | 565.3481 | 0 | 0 | 19.0749 | 0
31.08. | 10 | 591.1004 |  | 572.0255 | 0 | 0 | 19.0749 | 0
31.08. | 11 | 597.7777 |  | 578.7028 | 0 | 0 | 19.0749 | 0
31.08. | 12 | 600.0035 |  | 580.9286 | 0 | 0 | 19.0749 | 0
31.08. | 13 | 600.0035 |  | 580.9286 | 0 | 0 | 19.0749 | 0
31.08. | 14 | 602.2293 |  | 583.1544 | 0 | 0 | 19.0749 | 0
31.08. | 15 | 602.2293 |  | 583.1544 | 0 | 0 | 19.0749 | 0
31.08. | 16 | 602.2293 |  | 583.1544 | 0 | 0 | 19.0749 | 0
31.08. | 17 | 600.0035 |  | 580.9286 | 0 | 0 | 19.0749 | 0
31.08. | 18 | 593.3261 |  | 574.2512 | 0 | 0 | 19.0749 | 0
31.08. | 19 | 584.423 |  | 565.3481 | 0 | 0 | 19.0749 | 0
31.08. | 20 | 579.9715 |  | 560.8966 | 0 | 0 | 19.0749 | 0
31.08. | 21 | 568.8426 |  | 549.7677 | 0 | 0 | 19.0749 | 0
31.08. | 22 | 568.8426 |  | 549.7677 | 0 | 0 | 19.0749 | 0
31.08. | 23 | 568.8426 |  | 549.7677 | 0 | 0 | 19.0749 | 0
31.08. | 24 | 568.8426 |  | 549.7677 | 0 | 0 | 19.0749 | 0
01.09. | 1 | 660.9847 |  | 647.702 | 0 | 0 | 13.2828 | 0
01.09. | 2 | 660.9847 |  | 647.702 | 0 | 0 | 13.2828 | 0
01.09. | 3 | 658.7589 |  | 645.4762 | 0 | 0 | 13.2828 | 0
01.09. | 4 | 658.7589 |  | 645.4762 | 0 | 0 | 13.2828 | 0
01.09. | 5 | 658.7589 |  | 645.4762 | 0 | 0 | 13.2828 | 0
01.09. | 6 | 660.9847 |  | 647.702 | 0 | 0 | 13.2828 | 0
01.09. | 7 | 665.4363 |  | 652.1535 | 0 | 0 | 13.2828 | 0
01.09. | 8 | 667.6621 |  | 654.3793 | 0 | 0 | 13.2828 | 0
01.09. | 9 | 669.8878 |  | 656.6051 | 0 | 0 | 13.2828 | 0
01.09. | 10 | 669.8878 |  | 656.6051 | 0 | 0 | 13.2828 | 0
01.09. | 11 | 669.8878 |  | 656.6051 | 0 | 0 | 13.2828 | 0
01.09. | 12 | 669.8878 |  | 656.6051 | 0 | 0 | 13.2828 | 0
01.09. | 13 | 669.8878 |  | 656.6051 | 0 | 0 | 13.2828 | 0
01.09. | 14 | 669.8878 |  | 656.6051 | 0 | 0 | 13.2828 | 0
01.09. | 15 | 669.8878 |  | 656.6051 | 0 | 0 | 13.2828 | 0
01.09. | 16 | 669.8878 |  | 656.6051 | 0 | 0 | 13.2828 | 0
01.09. | 17 | 669.8878 |  | 656.6051 | 0 | 0 | 13.2828 | 0
01.09. | 18 | 669.8878 |  | 656.6051 | 0 | 0 | 13.2828 | 0
01.09. | 19 | 669.8878 |  | 656.6051 | 0 | 0 | 13.2828 | 0
01.09. | 20 | 669.8878 |  | 656.6051 | 0 | 0 | 13.2828 | 0
01.09. | 21 | 667.6621 |  | 654.3793 | 0 | 0 | 13.2828 | 0
01.09. | 22 | 667.6621 |  | 654.3793 | 0 | 0 | 13.2828 | 0
01.09. | 23 | 665.4363 |  | 652.1535 | 0 | 0 | 13.2828 | 0
01.09. | 24 | 663.2105 |  | 649.9278 | 0 | 0 | 13.2828 | 0
02.09. | 1 | 663.2105 |  | 649.9278 | 0 | 0 | 13.2828 | 0
02.09. | 2 | 663.2105 |  | 649.9278 | 0 | 0 | 13.2828 | 0
02.09. | 3 | 660.9847 |  | 647.702 | 0 | 0 | 13.2828 | 0
02.09. | 4 | 660.9847 |  | 647.702 | 0 | 0 | 13.2828 | 0
02.09. | 5 | 663.2105 |  | 649.9278 | 0 | 0 | 13.2828 | 0
02.09. | 6 | 665.4363 |  | 652.1535 | 0 | 0 | 13.2828 | 0
02.09. | 7 | 667.6621 |  | 654.3793 | 0 | 0 | 13.2828 | 0
02.09. | 8 | 667.6621 |  | 654.3793 | 0 | 0 | 13.2828 | 0
02.09. | 9 | 669.8878 |  | 656.6051 | 0 | 0 | 13.2828 | 0
02.09. | 10 | 669.8878 |  | 656.6051 | 0 | 0 | 13.2828 | 0
02.09. | 11 | 669.8878 |  | 656.6051 | 0 | 0 | 13.2828 | 0
02.09. | 12 | 669.8878 |  | 656.6051 | 0 | 0 | 13.2828 | 0
02.09. | 13 | 669.8878 |  | 656.6051 | 0 | 0 | 13.2828 | 0
02.09. | 14 | 669.8878 |  | 656.6051 | 0 | 0 | 13.2828 | 0
02.09. | 15 | 669.8878 |  | 656.6051 | 0 | 0 | 13.2828 | 0
02.09. | 16 | 669.8878 |  | 656.6051 | 0 | 0 | 13.2828 | 0
02.09. | 17 | 669.8878 |  | 656.6051 | 0 | 0 | 13.2828 | 0
02.09. | 18 | 669.8878 |  | 656.6051 | 0 | 0 | 13.2828 | 0
02.09. | 19 | 669.8878 |  | 656.6051 | 0 | 0 | 13.2828 | 0
02.09. | 20 | 667.6621 |  | 654.3793 | 0 | 0 | 13.2828 | 0
02.09. | 21 | 665.4363 |  | 652.1535 | 0 | 0 | 13.2828 | 0
02.09. | 22 | 663.2105 |  | 649.9278 | 0 | 0 | 13.2828 | 0
02.09. | 23 | 660.9847 |  | 647.702 | 0 | 0 | 13.2828 | 0
02.09. | 24 | 660.9847 |  | 647.702 | 0 | 0 | 13.2828 | 0
03.09. | 1 | 658.7589 |  | 645.4762 | 0 | 0 | 13.2828 | 0
03.09. | 2 | 658.7589 |  | 645.4762 | 0 | 0 | 13.2828 | 0
03.09. | 3 | 656.5332 |  | 643.2504 | 0 | 0 | 13.2828 | 0
03.09. | 4 | 656.5332 |  | 643.2504 | 0 | 0 | 13.2828 | 0
03.09. | 5 | 658.7589 |  | 645.4762 | 0 | 0 | 13.2828 | 0
03.09. | 6 | 660.9847 |  | 647.702 | 0 | 0 | 13.2828 | 0
03.09. | 7 | 667.6621 |  | 654.3793 | 0 | 0 | 13.2828 | 0
03.09. | 8 | 669.8878 |  | 656.6051 | 0 | 0 | 13.2828 | 0
03.09. | 9 | 669.8878 |  | 656.6051 | 0 | 0 | 13.2828 | 0
03.09. | 10 | 672.1136 |  | 658.8309 | 0 | 0 | 13.2828 | 0
03.09. | 11 | 685.4683 |  | 672.1856 | 0 | 0 | 13.2828 | 0
03.09. | 12 | 687.6941 |  | 674.4113 | 0 | 0 | 13.2828 | 0
03.09. | 13 | 692.1457 |  | 678.8629 | 0 | 0 | 13.2828 | 0
03.09. | 14 | 694.3714 |  | 681.0887 | 0 | 0 | 13.2828 | 0
03.09. | 15 | 694.3714 |  | 681.0887 | 0 | 0 | 13.2828 | 0
03.09. | 16 | 694.3714 |  | 681.0887 | 0 | 0 | 13.2828 | 0
03.09. | 17 | 692.1457 |  | 678.8629 | 0 | 0 | 13.2828 | 0
03.09. | 18 | 674.3394 |  | 661.0567 | 0 | 0 | 13.2828 | 0
03.09. | 19 | 669.8878 |  | 656.6051 | 0 | 0 | 13.2828 | 0
03.09. | 20 | 669.8878 |  | 656.6051 | 0 | 0 | 13.2828 | 0
03.09. | 21 | 669.8878 |  | 656.6051 | 0 | 0 | 13.2828 | 0
03.09. | 22 | 669.8878 |  | 656.6051 | 0 | 0 | 13.2828 | 0
03.09. | 23 | 669.8878 |  | 656.6051 | 0 | 0 | 13.2828 | 0
03.09. | 24 | 669.8878 |  | 656.6051 | 0 | 0 | 13.2828 | 0
04.09. | 1 | 669.8878 |  | 656.6051 | 0 | 0 | 13.2828 | 0
04.09. | 2 | 669.8878 |  | 656.6051 | 0 | 0 | 13.2828 | 0
04.09. | 3 | 669.8878 |  | 656.6051 | 0 | 0 | 13.2828 | 0
04.09. | 4 | 669.8878 |  | 656.6051 | 0 | 0 | 13.2828 | 0
04.09. | 5 | 669.8878 |  | 656.6051 | 0 | 0 | 13.2828 | 0
04.09. | 6 | 669.8878 |  | 656.6051 | 0 | 0 | 13.2828 | 0
04.09. | 7 | 669.8878 |  | 656.6051 | 0 | 0 | 13.2828 | 0
04.09. | 8 | 669.8878 |  | 656.6051 | 0 | 0 | 13.2828 | 0
04.09. | 9 | 669.8878 |  | 656.6051 | 0 | 0 | 13.2828 | 0
04.09. | 10 | 669.8878 |  | 656.6051 | 0 | 0 | 13.2828 | 0
04.09. | 11 | 672.1136 |  | 658.8309 | 0 | 0 | 13.2828 | 0
04.09. | 12 | 669.8878 |  | 656.6051 | 0 | 0 | 13.2828 | 0
04.09. | 13 | 669.8878 |  | 656.6051 | 0 | 0 | 13.2828 | 0
04.09. | 14 | 669.8878 |  | 656.6051 | 0 | 0 | 13.2828 | 0
04.09. | 15 | 669.8878 |  | 656.6051 | 0 | 0 | 13.2828 | 0
04.09. | 16 | 669.8878 |  | 656.6051 | 0 | 0 | 13.2828 | 0
04.09. | 17 | 669.8878 |  | 656.6051 | 0 | 0 | 13.2828 | 0
04.09. | 18 | 669.8878 |  | 656.6051 | 0 | 0 | 13.2828 | 0
04.09. | 19 | 669.8878 |  | 656.6051 | 0 | 0 | 13.2828 | 0
04.09. | 20 | 669.8878 |  | 656.6051 | 0 | 0 | 13.2828 | 0
04.09. | 21 | 667.6621 |  | 654.3793 | 0 | 0 | 13.2828 | 0
04.09. | 22 | 667.6621 |  | 654.3793 | 0 | 0 | 13.2828 | 0
04.09. | 23 | 665.4363 |  | 652.1535 | 0 | 0 | 13.2828 | 0
04.09. | 24 | 663.2105 |  | 649.9278 | 0 | 0 | 13.2828 | 0
05.09. | 1 | 663.2105 |  | 649.9278 | 0 | 0 | 13.2828 | 0
05.09. | 2 | 660.9847 |  | 647.702 | 0 | 0 | 13.2828 | 0
05.09. | 3 | 660.9847 |  | 647.702 | 0 | 0 | 13.2828 | 0
05.09. | 4 | 658.7589 |  | 645.4762 | 0 | 0 | 13.2828 | 0
05.09. | 5 | 656.5332 |  | 643.2504 | 0 | 0 | 13.2828 | 0
05.09. | 6 | 654.3074 |  | 641.0246 | 0 | 0 | 13.2828 | 0
05.09. | 7 | 654.3074 |  | 641.0246 | 0 | 0 | 13.2828 | 0
05.09. | 8 | 652.0816 |  | 638.7989 | 0 | 0 | 13.2828 | 0
05.09. | 9 | 656.5332 |  | 643.2504 | 0 | 0 | 13.2828 | 0
05.09. | 10 | 656.5332 |  | 643.2504 | 0 | 0 | 13.2828 | 0
05.09. | 11 | 658.7589 |  | 645.4762 | 0 | 0 | 13.2828 | 0
05.09. | 12 | 658.7589 |  | 645.4762 | 0 | 0 | 13.2828 | 0
05.09. | 13 | 658.7589 |  | 645.4762 | 0 | 0 | 13.2828 | 0
05.09. | 14 | 658.7589 |  | 645.4762 | 0 | 0 | 13.2828 | 0
05.09. | 15 | 658.7589 |  | 645.4762 | 0 | 0 | 13.2828 | 0
05.09. | 16 | 658.7589 |  | 645.4762 | 0 | 0 | 13.2828 | 0
05.09. | 17 | 658.7589 |  | 645.4762 | 0 | 0 | 13.2828 | 0
05.09. | 18 | 654.3074 |  | 641.0246 | 0 | 0 | 13.2828 | 0
05.09. | 19 | 654.3074 |  | 641.0246 | 0 | 0 | 13.2828 | 0
05.09. | 20 | 654.3074 |  | 641.0246 | 0 | 0 | 13.2828 | 0
05.09. | 21 | 652.0816 |  | 638.7989 | 0 | 0 | 13.2828 | 0
05.09. | 22 | 649.8558 |  | 636.5731 | 0 | 0 | 13.2828 | 0
05.09. | 23 | 649.8558 |  | 636.5731 | 0 | 0 | 13.2828 | 0
05.09. | 24 | 649.8558 |  | 636.5731 | 0 | 0 | 13.2828 | 0
06.09. | 1 | 649.8558 |  | 636.5731 | 0 | 0 | 13.2828 | 0
06.09. | 2 | 649.8558 |  | 636.5731 | 0 | 0 | 13.2828 | 0
06.09. | 3 | 649.8558 |  | 636.5731 | 0 | 0 | 13.2828 | 0
06.09. | 4 | 649.8558 |  | 636.5731 | 0 | 0 | 13.2828 | 0
06.09. | 5 | 649.8558 |  | 636.5731 | 0 | 0 | 13.2828 | 0
06.09. | 6 | 649.8558 |  | 636.5731 | 0 | 0 | 13.2828 | 0
06.09. | 7 | 649.8558 |  | 636.5731 | 0 | 0 | 13.2828 | 0
06.09. | 8 | 649.8558 |  | 636.5731 | 0 | 0 | 13.2828 | 0
06.09. | 9 | 654.3074 |  | 641.0246 | 0 | 0 | 13.2828 | 0
06.09. | 10 | 656.5332 |  | 643.2504 | 0 | 0 | 13.2828 | 0
06.09. | 11 | 663.2105 |  | 649.9278 | 0 | 0 | 13.2828 | 0
06.09. | 12 | 663.2105 |  | 649.9278 | 0 | 0 | 13.2828 | 0
06.09. | 13 | 665.4363 |  | 652.1535 | 0 | 0 | 13.2828 | 0
06.09. | 14 | 665.4363 |  | 652.1535 | 0 | 0 | 13.2828 | 0
06.09. | 15 | 665.4363 |  | 652.1535 | 0 | 0 | 13.2828 | 0
06.09. | 16 | 665.4363 |  | 652.1535 | 0 | 0 | 13.2828 | 0
06.09. | 17 | 665.4363 |  | 652.1535 | 0 | 0 | 13.2828 | 0
06.09. | 18 | 658.7589 |  | 645.4762 | 0 | 0 | 13.2828 | 0
06.09. | 19 | 656.5332 |  | 643.2504 | 0 | 0 | 13.2828 | 0
06.09. | 20 | 654.3074 |  | 641.0246 | 0 | 0 | 13.2828 | 0
06.09. | 21 | 652.0816 |  | 638.7989 | 0 | 0 | 13.2828 | 0
06.09. | 22 | 652.0816 |  | 638.7989 | 0 | 0 | 13.2828 | 0
06.09. | 23 | 649.8558 |  | 636.5731 | 0 | 0 | 13.2828 | 0
06.09. | 24 | 649.8558 |  | 636.5731 | 0 | 0 | 13.2828 | 0
07.09. | 1 | 649.8558 |  | 636.5731 | 0 | 0 | 13.2828 | 0
07.09. | 2 | 649.8558 |  | 636.5731 | 0 | 0 | 13.2828 | 0
07.09. | 3 | 649.8558 |  | 636.5731 | 0 | 0 | 13.2828 | 0
07.09. | 4 | 649.8558 |  | 636.5731 | 0 | 0 | 13.2828 | 0
07.09. | 5 | 649.8558 |  | 636.5731 | 0 | 0 | 13.2828 | 0
07.09. | 6 | 649.8558 |  | 636.5731 | 0 | 0 | 13.2828 | 0
07.09. | 7 | 652.0816 |  | 638.7989 | 0 | 0 | 13.2828 | 0
07.09. | 8 | 654.3074 |  | 641.0246 | 0 | 0 | 13.2828 | 0
07.09. | 9 | 660.9847 |  | 647.702 | 0 | 0 | 13.2828 | 0
07.09. | 10 | 663.2105 |  | 649.9278 | 0 | 0 | 13.2828 | 0
07.09. | 11 | 667.6621 |  | 654.3793 | 0 | 0 | 13.2828 | 0
07.09. | 12 | 667.6621 |  | 654.3793 | 0 | 0 | 13.2828 | 0
07.09. | 13 | 667.6621 |  | 654.3793 | 0 | 0 | 13.2828 | 0
07.09. | 14 | 667.6621 |  | 654.3793 | 0 | 0 | 13.2828 | 0
07.09. | 15 | 667.6621 |  | 654.3793 | 0 | 0 | 13.2828 | 0
07.09. | 16 | 665.4363 |  | 652.1535 | 0 | 0 | 13.2828 | 0
07.09. | 17 | 665.4363 |  | 652.1535 | 0 | 0 | 13.2828 | 0
07.09. | 18 | 660.9847 |  | 647.702 | 0 | 0 | 13.2828 | 0
07.09. | 19 | 658.7589 |  | 645.4762 | 0 | 0 | 13.2828 | 0
07.09. | 20 | 658.7589 |  | 645.4762 | 0 | 0 | 13.2828 | 0
07.09. | 21 | 656.5332 |  | 643.2504 | 0 | 0 | 13.2828 | 0
07.09. | 22 | 654.3074 |  | 641.0246 | 0 | 0 | 13.2828 | 0
07.09. | 23 | 654.3074 |  | 641.0246 | 0 | 0 | 13.2828 | 0
07.09. | 24 | 654.3074 |  | 641.0246 | 0 | 0 | 13.2828 | 0
08.09. | 1 | 654.3074 |  | 641.0246 | 0 | 0 | 13.2828 | 0
08.09. | 2 | 654.3074 |  | 641.0246 | 0 | 0 | 13.2828 | 0
08.09. | 3 | 652.0816 |  | 638.7989 | 0 | 0 | 13.2828 | 0
08.09. | 4 | 652.0816 |  | 638.7989 | 0 | 0 | 13.2828 | 0
08.09. | 5 | 652.0816 |  | 638.7989 | 0 | 0 | 13.2828 | 0
08.09. | 6 | 652.0816 |  | 638.7989 | 0 | 0 | 13.2828 | 0
08.09. | 7 | 654.3074 |  | 641.0246 | 0 | 0 | 13.2828 | 0
08.09. | 8 | 654.3074 |  | 641.0246 | 0 | 0 | 13.2828 | 0
08.09. | 9 | 660.9847 |  | 647.702 | 0 | 0 | 13.2828 | 0
08.09. | 10 | 663.2105 |  | 649.9278 | 0 | 0 | 13.2828 | 0
08.09. | 11 | 667.6621 |  | 654.3793 | 0 | 0 | 13.2828 | 0
08.09. | 12 | 667.6621 |  | 654.3793 | 0 | 0 | 13.2828 | 0
08.09. | 13 | 667.6621 |  | 654.3793 | 0 | 0 | 13.2828 | 0
08.09. | 14 | 667.6621 |  | 654.3793 | 0 | 0 | 13.2828 | 0
08.09. | 15 | 667.6621 |  | 654.3793 | 0 | 0 | 13.2828 | 0
08.09. | 16 | 667.6621 |  | 654.3793 | 0 | 0 | 13.2828 | 0
08.09. | 17 | 667.6621 |  | 654.3793 | 0 | 0 | 13.2828 | 0
08.09. | 18 | 663.2105 |  | 649.9278 | 0 | 0 | 13.2828 | 0
08.09. | 19 | 658.7589 |  | 645.4762 | 0 | 0 | 13.2828 | 0
08.09. | 20 | 656.5332 |  | 643.2504 | 0 | 0 | 13.2828 | 0
08.09. | 21 | 652.0816 |  | 638.7989 | 0 | 0 | 13.2828 | 0
08.09. | 22 | 649.8558 |  | 636.5731 | 0 | 0 | 13.2828 | 0
08.09. | 23 | 649.8558 |  | 636.5731 | 0 | 0 | 13.2828 | 0
08.09. | 24 | 649.8558 |  | 636.5731 | 0 | 0 | 13.2828 | 0
09.09. | 1 | 649.8558 |  | 636.5731 | 0 | 0 | 13.2828 | 0
09.09. | 2 | 652.0816 |  | 638.7989 | 0 | 0 | 13.2828 | 0
09.09. | 3 | 652.0816 |  | 638.7989 | 0 | 0 | 13.2828 | 0
09.09. | 4 | 654.3074 |  | 641.0246 | 0 | 0 | 13.2828 | 0
09.09. | 5 | 654.3074 |  | 641.0246 | 0 | 0 | 13.2828 | 0
09.09. | 6 | 652.0816 |  | 638.7989 | 0 | 0 | 13.2828 | 0
09.09. | 7 | 649.8558 |  | 636.5731 | 0 | 0 | 13.2828 | 0
09.09. | 8 | 652.0816 |  | 638.7989 | 0 | 0 | 13.2828 | 0
09.09. | 9 | 658.7589 |  | 645.4762 | 0 | 0 | 13.2828 | 0
09.09. | 10 | 663.2105 |  | 649.9278 | 0 | 0 | 13.2828 | 0
09.09. | 11 | 667.6621 |  | 654.3793 | 0 | 0 | 13.2828 | 0
09.09. | 12 | 667.6621 |  | 654.3793 | 0 | 0 | 13.2828 | 0
09.09. | 13 | 667.6621 |  | 654.3793 | 0 | 0 | 13.2828 | 0
09.09. | 14 | 665.4363 |  | 652.1535 | 0 | 0 | 13.2828 | 0
09.09. | 15 | 665.4363 |  | 652.1535 | 0 | 0 | 13.2828 | 0
09.09. | 16 | 663.2105 |  | 649.9278 | 0 | 0 | 13.2828 | 0
09.09. | 17 | 663.2105 |  | 649.9278 | 0 | 0 | 13.2828 | 0
09.09. | 18 | 660.9847 |  | 647.702 | 0 | 0 | 13.2828 | 0
09.09. | 19 | 658.7589 |  | 645.4762 | 0 | 0 | 13.2828 | 0
09.09. | 20 | 658.7589 |  | 645.4762 | 0 | 0 | 13.2828 | 0
09.09. | 21 | 654.3074 |  | 641.0246 | 0 | 0 | 13.2828 | 0
09.09. | 22 | 654.3074 |  | 641.0246 | 0 | 0 | 13.2828 | 0
09.09. | 23 | 652.0816 |  | 638.7989 | 0 | 0 | 13.2828 | 0
09.09. | 24 | 649.8558 |  | 636.5731 | 0 | 0 | 13.2828 | 0
10.09. | 1 | 649.8558 |  | 636.5731 | 0 | 0 | 13.2828 | 0
10.09. | 2 | 649.8558 |  | 636.5731 | 0 | 0 | 13.2828 | 0
10.09. | 3 | 649.8558 |  | 636.5731 | 0 | 0 | 13.2828 | 0
10.09. | 4 | 649.8558 |  | 636.5731 | 0 | 0 | 13.2828 | 0
10.09. | 5 | 652.0816 |  | 638.7989 | 0 | 0 | 13.2828 | 0
10.09. | 6 | 652.0816 |  | 638.7989 | 0 | 0 | 13.2828 | 0
10.09. | 7 | 652.0816 |  | 638.7989 | 0 | 0 | 13.2828 | 0
10.09. | 8 | 652.0816 |  | 638.7989 | 0 | 0 | 13.2828 | 0
10.09. | 9 | 649.8558 |  | 636.5731 | 0 | 0 | 13.2828 | 0
10.09. | 10 | 649.8558 |  | 636.5731 | 0 | 0 | 13.2828 | 0
10.09. | 11 | 652.0816 |  | 638.7989 | 0 | 0 | 13.2828 | 0
10.09. | 12 | 652.0816 |  | 638.7989 | 0 | 0 | 13.2828 | 0
10.09. | 13 | 652.0816 |  | 638.7989 | 0 | 0 | 13.2828 | 0
10.09. | 14 | 652.0816 |  | 638.7989 | 0 | 0 | 13.2828 | 0
10.09. | 15 | 652.0816 |  | 638.7989 | 0 | 0 | 13.2828 | 0
10.09. | 16 | 652.0816 |  | 638.7989 | 0 | 0 | 13.2828 | 0
10.09. | 17 | 654.3074 |  | 641.0246 | 0 | 0 | 13.2828 | 0
10.09. | 18 | 654.3074 |  | 641.0246 | 0 | 0 | 13.2828 | 0
10.09. | 19 | 654.3074 |  | 641.0246 | 0 | 0 | 13.2828 | 0
10.09. | 20 | 654.3074 |  | 641.0246 | 0 | 0 | 13.2828 | 0
10.09. | 21 | 652.0816 |  | 638.7989 | 0 | 0 | 13.2828 | 0
10.09. | 22 | 652.0816 |  | 638.7989 | 0 | 0 | 13.2828 | 0
10.09. | 23 | 652.0816 |  | 638.7989 | 0 | 0 | 13.2828 | 0
10.09. | 24 | 652.0816 |  | 638.7989 | 0 | 0 | 13.2828 | 0
11.09. | 1 | 652.0816 |  | 638.7989 | 0 | 0 | 13.2828 | 0
11.09. | 2 | 652.0816 |  | 638.7989 | 0 | 0 | 13.2828 | 0
11.09. | 3 | 652.0816 |  | 638.7989 | 0 | 0 | 13.2828 | 0
11.09. | 4 | 652.0816 |  | 638.7989 | 0 | 0 | 13.2828 | 0
11.09. | 5 | 652.0816 |  | 638.7989 | 0 | 0 | 13.2828 | 0
11.09. | 6 | 649.8558 |  | 636.5731 | 0 | 0 | 13.2828 | 0
11.09. | 7 | 652.0816 |  | 638.7989 | 0 | 0 | 13.2828 | 0
11.09. | 8 | 649.8558 |  | 636.5731 | 0 | 0 | 13.2828 | 0
11.09. | 9 | 654.3074 |  | 641.0246 | 0 | 0 | 13.2828 | 0
11.09. | 10 | 654.3074 |  | 641.0246 | 0 | 0 | 13.2828 | 0
11.09. | 11 | 658.7589 |  | 645.4762 | 0 | 0 | 13.2828 | 0
11.09. | 12 | 658.7589 |  | 645.4762 | 0 | 0 | 13.2828 | 0
11.09. | 13 | 658.7589 |  | 645.4762 | 0 | 0 | 13.2828 | 0
11.09. | 14 | 658.7589 |  | 645.4762 | 0 | 0 | 13.2828 | 0
11.09. | 15 | 658.7589 |  | 645.4762 | 0 | 0 | 13.2828 | 0
11.09. | 16 | 658.7589 |  | 645.4762 | 0 | 0 | 13.2828 | 0
11.09. | 17 | 658.7589 |  | 645.4762 | 0 | 0 | 13.2828 | 0
11.09. | 18 | 656.5332 |  | 643.2504 | 0 | 0 | 13.2828 | 0
11.09. | 19 | 656.5332 |  | 643.2504 | 0 | 0 | 13.2828 | 0
11.09. | 20 | 656.5332 |  | 643.2504 | 0 | 0 | 13.2828 | 0
11.09. | 21 | 654.3074 |  | 641.0246 | 0 | 0 | 13.2828 | 0
11.09. | 22 | 654.3074 |  | 641.0246 | 0 | 0 | 13.2828 | 0
11.09. | 23 | 652.0816 |  | 638.7989 | 0 | 0 | 13.2828 | 0
11.09. | 24 | 652.0816 |  | 638.7989 | 0 | 0 | 13.2828 | 0
12.09. | 1 | 652.0816 |  | 638.7989 | 0 | 0 | 13.2828 | 0
12.09. | 2 | 652.0816 |  | 638.7989 | 0 | 0 | 13.2828 | 0
12.09. | 3 | 649.8558 |  | 636.5731 | 0 | 0 | 13.2828 | 0
12.09. | 4 | 649.8558 |  | 636.5731 | 0 | 0 | 13.2828 | 0
12.09. | 5 | 649.8558 |  | 636.5731 | 0 | 0 | 13.2828 | 0
12.09. | 6 | 649.8558 |  | 636.5731 | 0 | 0 | 13.2828 | 0
12.09. | 7 | 649.8558 |  | 636.5731 | 0 | 0 | 13.2828 | 0
12.09. | 8 | 649.8558 |  | 636.5731 | 0 | 0 | 13.2828 | 0
12.09. | 9 | 654.3074 |  | 641.0246 | 0 | 0 | 13.2828 | 0
12.09. | 10 | 656.5332 |  | 643.2504 | 0 | 0 | 13.2828 | 0
12.09. | 11 | 660.9847 |  | 647.702 | 0 | 0 | 13.2828 | 0
12.09. | 12 | 660.9847 |  | 647.702 | 0 | 0 | 13.2828 | 0
12.09. | 13 | 663.2105 |  | 649.9278 | 0 | 0 | 13.2828 | 0
12.09. | 14 | 663.2105 |  | 649.9278 | 0 | 0 | 13.2828 | 0
12.09. | 15 | 660.9847 |  | 647.702 | 0 | 0 | 13.2828 | 0
12.09. | 16 | 660.9847 |  | 647.702 | 0 | 0 | 13.2828 | 0
12.09. | 17 | 660.9847 |  | 647.702 | 0 | 0 | 13.2828 | 0
12.09. | 18 | 656.5332 |  | 643.2504 | 0 | 0 | 13.2828 | 0
12.09. | 19 | 656.5332 |  | 643.2504 | 0 | 0 | 13.2828 | 0
12.09. | 20 | 654.3074 |  | 641.0246 | 0 | 0 | 13.2828 | 0
12.09. | 21 | 652.0816 |  | 638.7989 | 0 | 0 | 13.2828 | 0
12.09. | 22 | 652.0816 |  | 638.7989 | 0 | 0 | 13.2828 | 0
12.09. | 23 | 649.8558 |  | 636.5731 | 0 | 0 | 13.2828 | 0
12.09. | 24 | 649.8558 |  | 636.5731 | 0 | 0 | 13.2828 | 0
13.09. | 1 | 649.8558 |  | 636.5731 | 0 | 0 | 13.2828 | 0
13.09. | 2 | 649.8558 |  | 636.5731 | 0 | 0 | 13.2828 | 0
13.09. | 3 | 649.8558 |  | 636.5731 | 0 | 0 | 13.2828 | 0
13.09. | 4 | 649.8558 |  | 636.5731 | 0 | 0 | 13.2828 | 0
13.09. | 5 | 649.8558 |  | 636.5731 | 0 | 0 | 13.2828 | 0
13.09. | 6 | 649.8558 |  | 636.5731 | 0 | 0 | 13.2828 | 0
13.09. | 7 | 649.8558 |  | 636.5731 | 0 | 0 | 13.2828 | 0
13.09. | 8 | 649.8558 |  | 636.5731 | 0 | 0 | 13.2828 | 0
13.09. | 9 | 654.3074 |  | 641.0246 | 0 | 0 | 13.2828 | 0
13.09. | 10 | 656.5332 |  | 643.2504 | 0 | 0 | 13.2828 | 0
13.09. | 11 | 660.9847 |  | 647.702 | 0 | 0 | 13.2828 | 0
13.09. | 12 | 660.9847 |  | 647.702 | 0 | 0 | 13.2828 | 0
13.09. | 13 | 663.2105 |  | 649.9278 | 0 | 0 | 13.2828 | 0
13.09. | 14 | 663.2105 |  | 649.9278 | 0 | 0 | 13.2828 | 0
13.09. | 15 | 663.2105 |  | 649.9278 | 0 | 0 | 13.2828 | 0
13.09. | 16 | 660.9847 |  | 647.702 | 0 | 0 | 13.2828 | 0
13.09. | 17 | 663.2105 |  | 649.9278 | 0 | 0 | 13.2828 | 0
13.09. | 18 | 658.7589 |  | 645.4762 | 0 | 0 | 13.2828 | 0
13.09. | 19 | 656.5332 |  | 643.2504 | 0 | 0 | 13.2828 | 0
13.09. | 20 | 658.7589 |  | 645.4762 | 0 | 0 | 13.2828 | 0
13.09. | 21 | 654.3074 |  | 641.0246 | 0 | 0 | 13.2828 | 0
13.09. | 22 | 654.3074 |  | 641.0246 | 0 | 0 | 13.2828 | 0
13.09. | 23 | 652.0816 |  | 638.7989 | 0 | 0 | 13.2828 | 0
13.09. | 24 | 652.0816 |  | 638.7989 | 0 | 0 | 13.2828 | 0
14.09. | 1 | 652.0816 |  | 638.7989 | 0 | 0 | 13.2828 | 0
14.09. | 2 | 652.0816 |  | 638.7989 | 0 | 0 | 13.2828 | 0
14.09. | 3 | 652.0816 |  | 638.7989 | 0 | 0 | 13.2828 | 0
14.09. | 4 | 652.0816 |  | 638.7989 | 0 | 0 | 13.2828 | 0
14.09. | 5 | 652.0816 |  | 638.7989 | 0 | 0 | 13.2828 | 0
14.09. | 6 | 652.0816 |  | 638.7989 | 0 | 0 | 13.2828 | 0
14.09. | 7 | 652.0816 |  | 638.7989 | 0 | 0 | 13.2828 | 0
14.09. | 8 | 652.0816 |  | 638.7989 | 0 | 0 | 13.2828 | 0
14.09. | 9 | 654.3074 |  | 641.0246 | 0 | 0 | 13.2828 | 0
14.09. | 10 | 656.5332 |  | 643.2504 | 0 | 0 | 13.2828 | 0
14.09. | 11 | 660.9847 |  | 647.702 | 0 | 0 | 13.2828 | 0
14.09. | 12 | 660.9847 |  | 647.702 | 0 | 0 | 13.2828 | 0
14.09. | 13 | 660.9847 |  | 647.702 | 0 | 0 | 13.2828 | 0
14.09. | 14 | 660.9847 |  | 647.702 | 0 | 0 | 13.2828 | 0
14.09. | 15 | 658.7589 |  | 645.4762 | 0 | 0 | 13.2828 | 0
14.09. | 16 | 658.7589 |  | 645.4762 | 0 | 0 | 13.2828 | 0
14.09. | 17 | 660.9847 |  | 647.702 | 0 | 0 | 13.2828 | 0
14.09. | 18 | 658.7589 |  | 645.4762 | 0 | 0 | 13.2828 | 0
14.09. | 19 | 660.9847 |  | 647.702 | 0 | 0 | 13.2828 | 0
14.09. | 20 | 660.9847 |  | 647.702 | 0 | 0 | 13.2828 | 0
14.09. | 21 | 658.7589 |  | 645.4762 | 0 | 0 | 13.2828 | 0
14.09. | 22 | 658.7589 |  | 645.4762 | 0 | 0 | 13.2828 | 0
14.09. | 23 | 656.5332 |  | 643.2504 | 0 | 0 | 13.2828 | 0
14.09. | 24 | 656.5332 |  | 643.2504 | 0 | 0 | 13.2828 | 0
15.09. | 1 | 656.5332 |  | 643.2504 | 0 | 0 | 13.2828 | 0
15.09. | 2 | 656.5332 |  | 643.2504 | 0 | 0 | 13.2828 | 0
15.09. | 3 | 654.3074 |  | 641.0246 | 0 | 0 | 13.2828 | 0
15.09. | 4 | 654.3074 |  | 641.0246 | 0 | 0 | 13.2828 | 0
15.09. | 5 | 654.3074 |  | 641.0246 | 0 | 0 | 13.2828 | 0
15.09. | 6 | 654.3074 |  | 641.0246 | 0 | 0 | 13.2828 | 0
15.09. | 7 | 654.3074 |  | 641.0246 | 0 | 0 | 13.2828 | 0
15.09. | 8 | 654.3074 |  | 641.0246 | 0 | 0 | 13.2828 | 0
15.09. | 9 | 656.5332 |  | 643.2504 | 0 | 0 | 13.2828 | 0
15.09. | 10 | 658.7589 |  | 645.4762 | 0 | 0 | 13.2828 | 0
15.09. | 11 | 663.2105 |  | 649.9278 | 0 | 0 | 13.2828 | 0
15.09. | 12 | 663.2105 |  | 649.9278 | 0 | 0 | 13.2828 | 0
15.09. | 13 | 665.4363 |  | 652.1535 | 0 | 0 | 13.2828 | 0
15.09. | 14 | 665.4363 |  | 652.1535 | 0 | 0 | 13.2828 | 0
15.09. | 15 | 665.4363 |  | 652.1535 | 0 | 0 | 13.2828 | 0
15.09. | 16 | 663.2105 |  | 649.9278 | 0 | 0 | 13.2828 | 0
15.09. | 17 | 665.4363 |  | 652.1535 | 0 | 0 | 13.2828 | 0
15.09. | 18 | 660.9847 |  | 647.702 | 0 | 0 | 13.2828 | 0
15.09. | 19 | 658.7589 |  | 645.4762 | 0 | 0 | 13.2828 | 0
15.09. | 20 | 658.7589 |  | 645.4762 | 0 | 0 | 13.2828 | 0
15.09. | 21 | 656.5332 |  | 643.2504 | 0 | 0 | 13.2828 | 0
15.09. | 22 | 654.3074 |  | 641.0246 | 0 | 0 | 13.2828 | 0
15.09. | 23 | 652.0816 |  | 638.7989 | 0 | 0 | 13.2828 | 0
15.09. | 24 | 652.0816 |  | 638.7989 | 0 | 0 | 13.2828 | 0
16.09. | 1 | 652.0816 |  | 638.7989 | 0 | 0 | 13.2828 | 0
16.09. | 2 | 652.0816 |  | 638.7989 | 0 | 0 | 13.2828 | 0
16.09. | 3 | 652.0816 |  | 638.7989 | 0 | 0 | 13.2828 | 0
16.09. | 4 | 652.0816 |  | 638.7989 | 0 | 0 | 13.2828 | 0
16.09. | 5 | 649.8558 |  | 636.5731 | 0 | 0 | 13.2828 | 0
16.09. | 6 | 652.0816 |  | 638.7989 | 0 | 0 | 13.2828 | 0
16.09. | 7 | 652.0816 |  | 638.7989 | 0 | 0 | 13.2828 | 0
16.09. | 8 | 652.0816 |  | 638.7989 | 0 | 0 | 13.2828 | 0
16.09. | 9 | 656.5332 |  | 643.2504 | 0 | 0 | 13.2828 | 0
16.09. | 10 | 658.7589 |  | 645.4762 | 0 | 0 | 13.2828 | 0
16.09. | 11 | 663.2105 |  | 649.9278 | 0 | 0 | 13.2828 | 0
16.09. | 12 | 663.2105 |  | 649.9278 | 0 | 0 | 13.2828 | 0
16.09. | 13 | 665.4363 |  | 652.1535 | 0 | 0 | 13.2828 | 0
16.09. | 14 | 665.4363 |  | 652.1535 | 0 | 0 | 13.2828 | 0
16.09. | 15 | 665.4363 |  | 652.1535 | 0 | 0 | 13.2828 | 0
16.09. | 16 | 663.2105 |  | 649.9278 | 0 | 0 | 13.2828 | 0
16.09. | 17 | 663.2105 |  | 649.9278 | 0 | 0 | 13.2828 | 0
16.09. | 18 | 658.7589 |  | 645.4762 | 0 | 0 | 13.2828 | 0
16.09. | 19 | 656.5332 |  | 643.2504 | 0 | 0 | 13.2828 | 0
16.09. | 20 | 656.5332 |  | 643.2504 | 0 | 0 | 13.2828 | 0
16.09. | 21 | 654.3074 |  | 641.0246 | 0 | 0 | 13.2828 | 0
16.09. | 22 | 652.0816 |  | 638.7989 | 0 | 0 | 13.2828 | 0
16.09. | 23 | 649.8558 |  | 636.5731 | 0 | 0 | 13.2828 | 0
16.09. | 24 | 649.8558 |  | 636.5731 | 0 | 0 | 13.2828 | 0
17.09. | 1 | 649.8558 |  | 636.5731 | 0 | 0 | 13.2828 | 0
17.09. | 2 | 649.8558 |  | 636.5731 | 0 | 0 | 13.2828 | 0
17.09. | 3 | 649.8558 |  | 636.5731 | 0 | 0 | 13.2828 | 0
17.09. | 4 | 649.8558 |  | 636.5731 | 0 | 0 | 13.2828 | 0
17.09. | 5 | 649.8558 |  | 636.5731 | 0 | 0 | 13.2828 | 0
17.09. | 6 | 649.8558 |  | 636.5731 | 0 | 0 | 13.2828 | 0
17.09. | 7 | 649.8558 |  | 636.5731 | 0 | 0 | 13.2828 | 0
17.09. | 8 | 652.0816 |  | 638.7989 | 0 | 0 | 13.2828 | 0
17.09. | 9 | 660.9847 |  | 647.702 | 0 | 0 | 13.2828 | 0
17.09. | 10 | 663.2105 |  | 649.9278 | 0 | 0 | 13.2828 | 0
17.09. | 11 | 667.6621 |  | 654.3793 | 0 | 0 | 13.2828 | 0
17.09. | 12 | 667.6621 |  | 654.3793 | 0 | 0 | 13.2828 | 0
17.09. | 13 | 667.6621 |  | 654.3793 | 0 | 0 | 13.2828 | 0
17.09. | 14 | 669.8878 |  | 656.6051 | 0 | 0 | 13.2828 | 0
17.09. | 15 | 669.8878 |  | 656.6051 | 0 | 0 | 13.2828 | 0
17.09. | 16 | 667.6621 |  | 654.3793 | 0 | 0 | 13.2828 | 0
17.09. | 17 | 667.6621 |  | 654.3793 | 0 | 0 | 13.2828 | 0
17.09. | 18 | 660.9847 |  | 647.702 | 0 | 0 | 13.2828 | 0
17.09. | 19 | 654.3074 |  | 641.0246 | 0 | 0 | 13.2828 | 0
17.09. | 20 | 654.3074 |  | 641.0246 | 0 | 0 | 13.2828 | 0
17.09. | 21 | 652.0816 |  | 638.7989 | 0 | 0 | 13.2828 | 0
17.09. | 22 | 649.8558 |  | 636.5731 | 0 | 0 | 13.2828 | 0
17.09. | 23 | 649.8558 |  | 636.5731 | 0 | 0 | 13.2828 | 0
17.09. | 24 | 649.8558 |  | 636.5731 | 0 | 0 | 13.2828 | 0
18.09. | 1 | 649.8558 |  | 636.5731 | 0 | 0 | 13.2828 | 0
18.09. | 2 | 649.8558 |  | 636.5731 | 0 | 0 | 13.2828 | 0
18.09. | 3 | 652.0816 |  | 638.7989 | 0 | 0 | 13.2828 | 0
18.09. | 4 | 652.0816 |  | 638.7989 | 0 | 0 | 13.2828 | 0
18.09. | 5 | 652.0816 |  | 638.7989 | 0 | 0 | 13.2828 | 0
18.09. | 6 | 652.0816 |  | 638.7989 | 0 | 0 | 13.2828 | 0
18.09. | 7 | 649.8558 |  | 636.5731 | 0 | 0 | 13.2828 | 0
18.09. | 8 | 652.0816 |  | 638.7989 | 0 | 0 | 13.2828 | 0
18.09. | 9 | 663.2105 |  | 649.9278 | 0 | 0 | 13.2828 | 0
18.09. | 10 | 667.6621 |  | 654.3793 | 0 | 0 | 13.2828 | 0
18.09. | 11 | 669.8878 |  | 656.6051 | 0 | 0 | 13.2828 | 0
18.09. | 12 | 669.8878 |  | 656.6051 | 0 | 0 | 13.2828 | 0
18.09. | 13 | 669.8878 |  | 656.6051 | 0 | 0 | 13.2828 | 0
18.09. | 14 | 669.8878 |  | 656.6051 | 0 | 0 | 13.2828 | 0
18.09. | 15 | 669.8878 |  | 656.6051 | 0 | 0 | 13.2828 | 0
18.09. | 16 | 669.8878 |  | 656.6051 | 0 | 0 | 13.2828 | 0
18.09. | 17 | 669.8878 |  | 656.6051 | 0 | 0 | 13.2828 | 0
18.09. | 18 | 665.4363 |  | 652.1535 | 0 | 0 | 13.2828 | 0
18.09. | 19 | 660.9847 |  | 647.702 | 0 | 0 | 13.2828 | 0
18.09. | 20 | 660.9847 |  | 647.702 | 0 | 0 | 13.2828 | 0
18.09. | 21 | 656.5332 |  | 643.2504 | 0 | 0 | 13.2828 | 0
18.09. | 22 | 656.5332 |  | 643.2504 | 0 | 0 | 13.2828 | 0
18.09. | 23 | 654.3074 |  | 641.0246 | 0 | 0 | 13.2828 | 0
18.09. | 24 | 656.5332 |  | 643.2504 | 0 | 0 | 13.2828 | 0
19.09. | 1 | 654.3074 |  | 641.0246 | 0 | 0 | 13.2828 | 0
19.09. | 2 | 654.3074 |  | 641.0246 | 0 | 0 | 13.2828 | 0
19.09. | 3 | 654.3074 |  | 641.0246 | 0 | 0 | 13.2828 | 0
19.09. | 4 | 654.3074 |  | 641.0246 | 0 | 0 | 13.2828 | 0
19.09. | 5 | 652.0816 |  | 638.7989 | 0 | 0 | 13.2828 | 0
19.09. | 6 | 652.0816 |  | 638.7989 | 0 | 0 | 13.2828 | 0
19.09. | 7 | 654.3074 |  | 641.0246 | 0 | 0 | 13.2828 | 0
19.09. | 8 | 654.3074 |  | 641.0246 | 0 | 0 | 13.2828 | 0
19.09. | 9 | 663.2105 |  | 649.9278 | 0 | 0 | 13.2828 | 0
19.09. | 10 | 665.4363 |  | 652.1535 | 0 | 0 | 13.2828 | 0
19.09. | 11 | 669.8878 |  | 656.6051 | 0 | 0 | 13.2828 | 0
19.09. | 12 | 669.8878 |  | 656.6051 | 0 | 0 | 13.2828 | 0
19.09. | 13 | 669.8878 |  | 656.6051 | 0 | 0 | 13.2828 | 0
19.09. | 14 | 669.8878 |  | 656.6051 | 0 | 0 | 13.2828 | 0
19.09. | 15 | 669.8878 |  | 656.6051 | 0 | 0 | 13.2828 | 0
19.09. | 16 | 669.8878 |  | 656.6051 | 0 | 0 | 13.2828 | 0
19.09. | 17 | 669.8878 |  | 656.6051 | 0 | 0 | 13.2828 | 0
19.09. | 18 | 665.4363 |  | 652.1535 | 0 | 0 | 13.2828 | 0
19.09. | 19 | 660.9847 |  | 647.702 | 0 | 0 | 13.2828 | 0
19.09. | 20 | 658.7589 |  | 645.4762 | 0 | 0 | 13.2828 | 0
19.09. | 21 | 656.5332 |  | 643.2504 | 0 | 0 | 13.2828 | 0
19.09. | 22 | 654.3074 |  | 641.0246 | 0 | 0 | 13.2828 | 0
19.09. | 23 | 652.0816 |  | 638.7989 | 0 | 0 | 13.2828 | 0
19.09. | 24 | 652.0816 |  | 638.7989 | 0 | 0 | 13.2828 | 0
20.09. | 1 | 652.0816 |  | 638.7989 | 0 | 0 | 13.2828 | 0
20.09. | 2 | 652.0816 |  | 638.7989 | 0 | 0 | 13.2828 | 0
20.09. | 3 | 652.0816 |  | 638.7989 | 0 | 0 | 13.2828 | 0
20.09. | 4 | 652.0816 |  | 638.7989 | 0 | 0 | 13.2828 | 0
20.09. | 5 | 649.8558 |  | 636.5731 | 0 | 0 | 13.2828 | 0
20.09. | 6 | 652.0816 |  | 638.7989 | 0 | 0 | 13.2828 | 0
20.09. | 7 | 654.3074 |  | 641.0246 | 0 | 0 | 13.2828 | 0
20.09. | 8 | 658.7589 |  | 645.4762 | 0 | 0 | 13.2828 | 0
20.09. | 9 | 667.6621 |  | 654.3793 | 0 | 0 | 13.2828 | 0
20.09. | 10 | 669.8878 |  | 656.6051 | 0 | 0 | 13.2828 | 0
20.09. | 11 | 669.8878 |  | 656.6051 | 0 | 0 | 13.2828 | 0
20.09. | 12 | 669.8878 |  | 656.6051 | 0 | 0 | 13.2828 | 0
20.09. | 13 | 669.8878 |  | 656.6051 | 0 | 0 | 13.2828 | 0
20.09. | 14 | 669.8878 |  | 656.6051 | 0 | 0 | 13.2828 | 0
20.09. | 15 | 669.8878 |  | 656.6051 | 0 | 0 | 13.2828 | 0
20.09. | 16 | 669.8878 |  | 656.6051 | 0 | 0 | 13.2828 | 0
20.09. | 17 | 669.8878 |  | 656.6051 | 0 | 0 | 13.2828 | 0
20.09. | 18 | 667.6621 |  | 654.3793 | 0 | 0 | 13.2828 | 0
20.09. | 19 | 665.4363 |  | 652.1535 | 0 | 0 | 13.2828 | 0
20.09. | 20 | 663.2105 |  | 649.9278 | 0 | 0 | 13.2828 | 0
20.09. | 21 | 658.7589 |  | 645.4762 | 0 | 0 | 13.2828 | 0
20.09. | 22 | 656.5332 |  | 643.2504 | 0 | 0 | 13.2828 | 0
20.09. | 23 | 654.3074 |  | 641.0246 | 0 | 0 | 13.2828 | 0
20.09. | 24 | 654.3074 |  | 641.0246 | 0 | 0 | 13.2828 | 0
21.09. | 1 | 652.0816 |  | 638.7989 | 0 | 0 | 13.2828 | 0
21.09. | 2 | 652.0816 |  | 638.7989 | 0 | 0 | 13.2828 | 0
21.09. | 3 | 652.0816 |  | 638.7989 | 0 | 0 | 13.2828 | 0
21.09. | 4 | 652.0816 |  | 638.7989 | 0 | 0 | 13.2828 | 0
21.09. | 5 | 652.0816 |  | 638.7989 | 0 | 0 | 13.2828 | 0
21.09. | 6 | 652.0816 |  | 638.7989 | 0 | 0 | 13.2828 | 0
21.09. | 7 | 654.3074 |  | 641.0246 | 0 | 0 | 13.2828 | 0
21.09. | 8 | 656.5332 |  | 643.2504 | 0 | 0 | 13.2828 | 0
21.09. | 9 | 663.2105 |  | 649.9278 | 0 | 0 | 13.2828 | 0
21.09. | 10 | 665.4363 |  | 652.1535 | 0 | 0 | 13.2828 | 0
21.09. | 11 | 667.6621 |  | 654.3793 | 0 | 0 | 13.2828 | 0
21.09. | 12 | 667.6621 |  | 654.3793 | 0 | 0 | 13.2828 | 0
21.09. | 13 | 667.6621 |  | 654.3793 | 0 | 0 | 13.2828 | 0
21.09. | 14 | 667.6621 |  | 654.3793 | 0 | 0 | 13.2828 | 0
21.09. | 15 | 667.6621 |  | 654.3793 | 0 | 0 | 13.2828 | 0
21.09. | 16 | 667.6621 |  | 654.3793 | 0 | 0 | 13.2828 | 0
21.09. | 17 | 665.4363 |  | 652.1535 | 0 | 0 | 13.2828 | 0
21.09. | 18 | 658.7589 |  | 645.4762 | 0 | 0 | 13.2828 | 0
21.09. | 19 | 654.3074 |  | 641.0246 | 0 | 0 | 13.2828 | 0
21.09. | 20 | 652.0816 |  | 638.7989 | 0 | 0 | 13.2828 | 0
21.09. | 21 | 649.8558 |  | 636.5731 | 0 | 0 | 13.2828 | 0
21.09. | 22 | 649.8558 |  | 636.5731 | 0 | 0 | 13.2828 | 0
21.09. | 23 | 654.3074 |  | 641.0246 | 0 | 0 | 13.2828 | 0
21.09. | 24 | 656.5332 |  | 643.2504 | 0 | 0 | 13.2828 | 0
22.09. | 1 | 658.7589 |  | 645.4762 | 0 | 0 | 13.2828 | 0
22.09. | 2 | 658.7589 |  | 645.4762 | 0 | 0 | 13.2828 | 0
22.09. | 3 | 663.2105 |  | 649.9278 | 0 | 0 | 13.2828 | 0
22.09. | 4 | 663.2105 |  | 649.9278 | 0 | 0 | 13.2828 | 0
22.09. | 5 | 663.2105 |  | 649.9278 | 0 | 0 | 13.2828 | 0
22.09. | 6 | 658.7589 |  | 645.4762 | 0 | 0 | 13.2828 | 0
22.09. | 7 | 652.0816 |  | 638.7989 | 0 | 0 | 13.2828 | 0
22.09. | 8 | 649.8558 |  | 636.5731 | 0 | 0 | 13.2828 | 0
22.09. | 9 | 660.9847 |  | 647.702 | 0 | 0 | 13.2828 | 0
22.09. | 10 | 665.4363 |  | 652.1535 | 0 | 0 | 13.2828 | 0
22.09. | 11 | 669.8878 |  | 656.6051 | 0 | 0 | 13.2828 | 0
22.09. | 12 | 669.8878 |  | 656.6051 | 0 | 0 | 13.2828 | 0
22.09. | 13 | 669.8878 |  | 656.6051 | 0 | 0 | 13.2828 | 0
22.09. | 14 | 669.8878 |  | 656.6051 | 0 | 0 | 13.2828 | 0
22.09. | 15 | 669.8878 |  | 656.6051 | 0 | 0 | 13.2828 | 0
22.09. | 16 | 669.8878 |  | 656.6051 | 0 | 0 | 13.2828 | 0
22.09. | 17 | 669.8878 |  | 656.6051 | 0 | 0 | 13.2828 | 0
22.09. | 18 | 667.6621 |  | 654.3793 | 0 | 0 | 13.2828 | 0
22.09. | 19 | 663.2105 |  | 649.9278 | 0 | 0 | 13.2828 | 0
22.09. | 20 | 660.9847 |  | 647.702 | 0 | 0 | 13.2828 | 0
22.09. | 21 | 658.7589 |  | 645.4762 | 0 | 0 | 13.2828 | 0
22.09. | 22 | 656.5332 |  | 643.2504 | 0 | 0 | 13.2828 | 0
22.09. | 23 | 654.3074 |  | 641.0246 | 0 | 0 | 13.2828 | 0
22.09. | 24 | 654.3074 |  | 641.0246 | 0 | 0 | 13.2828 | 0
23.09. | 1 | 654.3074 |  | 641.0246 | 0 | 0 | 13.2828 | 0
23.09. | 2 | 654.3074 |  | 641.0246 | 0 | 0 | 13.2828 | 0
23.09. | 3 | 654.3074 |  | 641.0246 | 0 | 0 | 13.2828 | 0
23.09. | 4 | 652.0816 |  | 638.7989 | 0 | 0 | 13.2828 | 0
23.09. | 5 | 652.0816 |  | 638.7989 | 0 | 0 | 13.2828 | 0
23.09. | 6 | 652.0816 |  | 638.7989 | 0 | 0 | 13.2828 | 0
23.09. | 7 | 656.5332 |  | 643.2504 | 0 | 0 | 13.2828 | 0
23.09. | 8 | 663.2105 |  | 649.9278 | 0 | 0 | 13.2828 | 0
23.09. | 9 | 669.8878 |  | 656.6051 | 0 | 0 | 13.2828 | 0
23.09. | 10 | 669.8878 |  | 656.6051 | 0 | 0 | 13.2828 | 0
23.09. | 11 | 674.3394 |  | 661.0567 | 0 | 0 | 13.2828 | 0
23.09. | 12 | 678.791 |  | 665.5082 | 0 | 0 | 13.2828 | 0
23.09. | 13 | 681.0167 |  | 667.734 | 0 | 0 | 13.2828 | 0
23.09. | 14 | 681.0167 |  | 667.734 | 0 | 0 | 13.2828 | 0
23.09. | 15 | 681.0167 |  | 667.734 | 0 | 0 | 13.2828 | 0
23.09. | 16 | 676.5652 |  | 663.2824 | 0 | 0 | 13.2828 | 0
23.09. | 17 | 672.1136 |  | 658.8309 | 0 | 0 | 13.2828 | 0
23.09. | 18 | 669.8878 |  | 656.6051 | 0 | 0 | 13.2828 | 0
23.09. | 19 | 669.8878 |  | 656.6051 | 0 | 0 | 13.2828 | 0
23.09. | 20 | 667.6621 |  | 654.3793 | 0 | 0 | 13.2828 | 0
23.09. | 21 | 667.6621 |  | 654.3793 | 0 | 0 | 13.2828 | 0
23.09. | 22 | 665.4363 |  | 652.1535 | 0 | 0 | 13.2828 | 0
23.09. | 23 | 660.9847 |  | 647.702 | 0 | 0 | 13.2828 | 0
23.09. | 24 | 658.7589 |  | 645.4762 | 0 | 0 | 13.2828 | 0
24.09. | 1 | 656.5332 |  | 643.2504 | 0 | 0 | 13.2828 | 0
24.09. | 2 | 656.5332 |  | 643.2504 | 0 | 0 | 13.2828 | 0
24.09. | 3 | 654.3074 |  | 641.0246 | 0 | 0 | 13.2828 | 0
24.09. | 4 | 652.0816 |  | 638.7989 | 0 | 0 | 13.2828 | 0
24.09. | 5 | 652.0816 |  | 638.7989 | 0 | 0 | 13.2828 | 0
24.09. | 6 | 652.0816 |  | 638.7989 | 0 | 0 | 13.2828 | 0
24.09. | 7 | 654.3074 |  | 641.0246 | 0 | 0 | 13.2828 | 0
24.09. | 8 | 656.5332 |  | 643.2504 | 0 | 0 | 13.2828 | 0
24.09. | 9 | 665.4363 |  | 652.1535 | 0 | 0 | 13.2828 | 0
24.09. | 10 | 665.4363 |  | 652.1535 | 0 | 0 | 13.2828 | 0
24.09. | 11 | 669.8878 |  | 656.6051 | 0 | 0 | 13.2828 | 0
24.09. | 12 | 669.8878 |  | 656.6051 | 0 | 0 | 13.2828 | 0
24.09. | 13 | 669.8878 |  | 656.6051 | 0 | 0 | 13.2828 | 0
24.09. | 14 | 669.8878 |  | 656.6051 | 0 | 0 | 13.2828 | 0
24.09. | 15 | 669.8878 |  | 656.6051 | 0 | 0 | 13.2828 | 0
24.09. | 16 | 669.8878 |  | 656.6051 | 0 | 0 | 13.2828 | 0
24.09. | 17 | 667.6621 |  | 654.3793 | 0 | 0 | 13.2828 | 0
24.09. | 18 | 663.2105 |  | 649.9278 | 0 | 0 | 13.2828 | 0
24.09. | 19 | 656.5332 |  | 643.2504 | 0 | 0 | 13.2828 | 0
24.09. | 20 | 654.3074 |  | 641.0246 | 0 | 0 | 13.2828 | 0
24.09. | 21 | 652.0816 |  | 638.7989 | 0 | 0 | 13.2828 | 0
24.09. | 22 | 649.8558 |  | 636.5731 | 0 | 0 | 13.2828 | 0
24.09. | 23 | 649.8558 |  | 636.5731 | 0 | 0 | 13.2828 | 0
24.09. | 24 | 649.8558 |  | 636.5731 | 0 | 0 | 13.2828 | 0
25.09. | 1 | 652.0816 |  | 638.7989 | 0 | 0 | 13.2828 | 0
25.09. | 2 | 652.0816 |  | 638.7989 | 0 | 0 | 13.2828 | 0
25.09. | 3 | 654.3074 |  | 641.0246 | 0 | 0 | 13.2828 | 0
25.09. | 4 | 654.3074 |  | 641.0246 | 0 | 0 | 13.2828 | 0
25.09. | 5 | 656.5332 |  | 643.2504 | 0 | 0 | 13.2828 | 0
25.09. | 6 | 654.3074 |  | 641.0246 | 0 | 0 | 13.2828 | 0
25.09. | 7 | 652.0816 |  | 638.7989 | 0 | 0 | 13.2828 | 0
25.09. | 8 | 649.8558 |  | 636.5731 | 0 | 0 | 13.2828 | 0
25.09. | 9 | 656.5332 |  | 643.2504 | 0 | 0 | 13.2828 | 0
25.09. | 10 | 660.9847 |  | 647.702 | 0 | 0 | 13.2828 | 0
25.09. | 11 | 665.4363 |  | 652.1535 | 0 | 0 | 13.2828 | 0
25.09. | 12 | 667.6621 |  | 654.3793 | 0 | 0 | 13.2828 | 0
25.09. | 13 | 667.6621 |  | 654.3793 | 0 | 0 | 13.2828 | 0
25.09. | 14 | 667.6621 |  | 654.3793 | 0 | 0 | 13.2828 | 0
25.09. | 15 | 667.6621 |  | 654.3793 | 0 | 0 | 13.2828 | 0
25.09. | 16 | 667.6621 |  | 654.3793 | 0 | 0 | 13.2828 | 0
25.09. | 17 | 665.4363 |  | 652.1535 | 0 | 0 | 13.2828 | 0
25.09. | 18 | 656.5332 |  | 643.2504 | 0 | 0 | 13.2828 | 0
25.09. | 19 | 652.0816 |  | 638.7989 | 0 | 0 | 13.2828 | 0
25.09. | 20 | 652.0816 |  | 638.7989 | 0 | 0 | 13.2828 | 0
25.09. | 21 | 649.8558 |  | 636.5731 | 0 | 0 | 13.2828 | 0
25.09. | 22 | 649.8558 |  | 636.5731 | 0 | 0 | 13.2828 | 0
25.09. | 23 | 649.8558 |  | 636.5731 | 0 | 0 | 13.2828 | 0
25.09. | 24 | 652.0816 |  | 638.7989 | 0 | 0 | 13.2828 | 0
26.09. | 1 | 652.0816 |  | 638.7989 | 0 | 0 | 13.2828 | 0
26.09. | 2 | 652.0816 |  | 638.7989 | 0 | 0 | 13.2828 | 0
26.09. | 3 | 652.0816 |  | 638.7989 | 0 | 0 | 13.2828 | 0
26.09. | 4 | 654.3074 |  | 641.0246 | 0 | 0 | 13.2828 | 0
26.09. | 5 | 654.3074 |  | 641.0246 | 0 | 0 | 13.2828 | 0
26.09. | 6 | 654.3074 |  | 641.0246 | 0 | 0 | 13.2828 | 0
26.09. | 7 | 649.8558 |  | 636.5731 | 0 | 0 | 13.2828 | 0
26.09. | 8 | 652.0816 |  | 638.7989 | 0 | 0 | 13.2828 | 0
26.09. | 9 | 665.4363 |  | 652.1535 | 0 | 0 | 13.2828 | 0
26.09. | 10 | 667.6621 |  | 654.3793 | 0 | 0 | 13.2828 | 0
26.09. | 11 | 669.8878 |  | 656.6051 | 0 | 0 | 13.2828 | 0
26.09. | 12 | 669.8878 |  | 656.6051 | 0 | 0 | 13.2828 | 0
26.09. | 13 | 669.8878 |  | 656.6051 | 0 | 0 | 13.2828 | 0
26.09. | 14 | 669.8878 |  | 656.6051 | 0 | 0 | 13.2828 | 0
26.09. | 15 | 669.8878 |  | 656.6051 | 0 | 0 | 13.2828 | 0
26.09. | 16 | 669.8878 |  | 656.6051 | 0 | 0 | 13.2828 | 0
26.09. | 17 | 669.8878 |  | 656.6051 | 0 | 0 | 13.2828 | 0
26.09. | 18 | 669.8878 |  | 656.6051 | 0 | 0 | 13.2828 | 0
26.09. | 19 | 669.8878 |  | 656.6051 | 0 | 0 | 13.2828 | 0
26.09. | 20 | 669.8878 |  | 656.6051 | 0 | 0 | 13.2828 | 0
26.09. | 21 | 667.6621 |  | 654.3793 | 0 | 0 | 13.2828 | 0
26.09. | 22 | 667.6621 |  | 654.3793 | 0 | 0 | 13.2828 | 0
26.09. | 23 | 665.4363 |  | 652.1535 | 0 | 0 | 13.2828 | 0
26.09. | 24 | 665.4363 |  | 652.1535 | 0 | 0 | 13.2828 | 0
27.09. | 1 | 663.2105 |  | 649.9278 | 0 | 0 | 13.2828 | 0
27.09. | 2 | 660.9847 |  | 647.702 | 0 | 0 | 13.2828 | 0
27.09. | 3 | 660.9847 |  | 647.702 | 0 | 0 | 13.2828 | 0
27.09. | 4 | 658.7589 |  | 645.4762 | 0 | 0 | 13.2828 | 0
27.09. | 5 | 656.5332 |  | 643.2504 | 0 | 0 | 13.2828 | 0
27.09. | 6 | 656.5332 |  | 643.2504 | 0 | 0 | 13.2828 | 0
27.09. | 7 | 656.5332 |  | 643.2504 | 0 | 0 | 13.2828 | 0
27.09. | 8 | 658.7589 |  | 645.4762 | 0 | 0 | 13.2828 | 0
27.09. | 9 | 665.4363 |  | 652.1535 | 0 | 0 | 13.2828 | 0
27.09. | 10 | 667.6621 |  | 654.3793 | 0 | 0 | 13.2828 | 0
27.09. | 11 | 669.8878 |  | 656.6051 | 0 | 0 | 13.2828 | 0
27.09. | 12 | 669.8878 |  | 656.6051 | 0 | 0 | 13.2828 | 0
27.09. | 13 | 669.8878 |  | 656.6051 | 0 | 0 | 13.2828 | 0
27.09. | 14 | 669.8878 |  | 656.6051 | 0 | 0 | 13.2828 | 0
27.09. | 15 | 669.8878 |  | 656.6051 | 0 | 0 | 13.2828 | 0
27.09. | 16 | 669.8878 |  | 656.6051 | 0 | 0 | 13.2828 | 0
27.09. | 17 | 669.8878 |  | 656.6051 | 0 | 0 | 13.2828 | 0
27.09. | 18 | 667.6621 |  | 654.3793 | 0 | 0 | 13.2828 | 0
27.09. | 19 | 667.6621 |  | 654.3793 | 0 | 0 | 13.2828 | 0
27.09. | 20 | 667.6621 |  | 654.3793 | 0 | 0 | 13.2828 | 0
27.09. | 21 | 665.4363 |  | 652.1535 | 0 | 0 | 13.2828 | 0
27.09. | 22 | 665.4363 |  | 652.1535 | 0 | 0 | 13.2828 | 0
27.09. | 23 | 663.2105 |  | 649.9278 | 0 | 0 | 13.2828 | 0
27.09. | 24 | 660.9847 |  | 647.702 | 0 | 0 | 13.2828 | 0
28.09. | 1 | 660.9847 |  | 647.702 | 0 | 0 | 13.2828 | 0
28.09. | 2 | 658.7589 |  | 645.4762 | 0 | 0 | 13.2828 | 0
28.09. | 3 | 658.7589 |  | 645.4762 | 0 | 0 | 13.2828 | 0
28.09. | 4 | 656.5332 |  | 643.2504 | 0 | 0 | 13.2828 | 0
28.09. | 5 | 656.5332 |  | 643.2504 | 0 | 0 | 13.2828 | 0
28.09. | 6 | 656.5332 |  | 643.2504 | 0 | 0 | 13.2828 | 0
28.09. | 7 | 658.7589 |  | 645.4762 | 0 | 0 | 13.2828 | 0
28.09. | 8 | 663.2105 |  | 649.9278 | 0 | 0 | 13.2828 | 0
28.09. | 9 | 669.8878 |  | 656.6051 | 0 | 0 | 13.2828 | 0
28.09. | 10 | 669.8878 |  | 656.6051 | 0 | 0 | 13.2828 | 0
28.09. | 11 | 669.8878 |  | 656.6051 | 0 | 0 | 13.2828 | 0
28.09. | 12 | 672.1136 |  | 658.8309 | 0 | 0 | 13.2828 | 0
28.09. | 13 | 672.1136 |  | 658.8309 | 0 | 0 | 13.2828 | 0
28.09. | 14 | 672.1136 |  | 658.8309 | 0 | 0 | 13.2828 | 0
28.09. | 15 | 669.8878 |  | 656.6051 | 0 | 0 | 13.2828 | 0
28.09. | 16 | 669.8878 |  | 656.6051 | 0 | 0 | 13.2828 | 0
28.09. | 17 | 669.8878 |  | 656.6051 | 0 | 0 | 13.2828 | 0
28.09. | 18 | 669.8878 |  | 656.6051 | 0 | 0 | 13.2828 | 0
28.09. | 19 | 669.8878 |  | 656.6051 | 0 | 0 | 13.2828 | 0
28.09. | 20 | 669.8878 |  | 656.6051 | 0 | 0 | 13.2828 | 0
28.09. | 21 | 669.8878 |  | 656.6051 | 0 | 0 | 13.2828 | 0
28.09. | 22 | 667.6621 |  | 654.3793 | 0 | 0 | 13.2828 | 0
28.09. | 23 | 667.6621 |  | 654.3793 | 0 | 0 | 13.2828 | 0
28.09. | 24 | 665.4363 |  | 652.1535 | 0 | 0 | 13.2828 | 0
29.09. | 1 | 665.4363 |  | 652.1535 | 0 | 0 | 13.2828 | 0
29.09. | 2 | 663.2105 |  | 649.9278 | 0 | 0 | 13.2828 | 0
29.09. | 3 | 660.9847 |  | 647.702 | 0 | 0 | 13.2828 | 0
29.09. | 4 | 660.9847 |  | 647.702 | 0 | 0 | 13.2828 | 0
29.09. | 5 | 658.7589 |  | 645.4762 | 0 | 0 | 13.2828 | 0
29.09. | 6 | 658.7589 |  | 645.4762 | 0 | 0 | 13.2828 | 0
29.09. | 7 | 658.7589 |  | 645.4762 | 0 | 0 | 13.2828 | 0
29.09. | 8 | 660.9847 |  | 647.702 | 0 | 0 | 13.2828 | 0
29.09. | 9 | 665.4363 |  | 652.1535 | 0 | 0 | 13.2828 | 0
29.09. | 10 | 667.6621 |  | 654.3793 | 0 | 0 | 13.2828 | 0
29.09. | 11 | 669.8878 |  | 656.6051 | 0 | 0 | 13.2828 | 0
29.09. | 12 | 669.8878 |  | 656.6051 | 0 | 0 | 13.2828 | 0
29.09. | 13 | 669.8878 |  | 656.6051 | 0 | 0 | 13.2828 | 0
29.09. | 14 | 669.8878 |  | 656.6051 | 0 | 0 | 13.2828 | 0
29.09. | 15 | 669.8878 |  | 656.6051 | 0 | 0 | 13.2828 | 0
29.09. | 16 | 669.8878 |  | 656.6051 | 0 | 0 | 13.2828 | 0
29.09. | 17 | 669.8878 |  | 656.6051 | 0 | 0 | 13.2828 | 0
29.09. | 18 | 667.6621 |  | 654.3793 | 0 | 0 | 13.2828 | 0
29.09. | 19 | 665.4363 |  | 652.1535 | 0 | 0 | 13.2828 | 0
29.09. | 20 | 665.4363 |  | 652.1535 | 0 | 0 | 13.2828 | 0
29.09. | 21 | 663.2105 |  | 649.9278 | 0 | 0 | 13.2828 | 0
29.09. | 22 | 663.2105 |  | 649.9278 | 0 | 0 | 13.2828 | 0
29.09. | 23 | 660.9847 |  | 647.702 | 0 | 0 | 13.2828 | 0
29.09. | 24 | 663.2105 |  | 649.9278 | 0 | 0 | 13.2828 | 0
30.09. | 1 | 660.9847 |  | 647.702 | 0 | 0 | 13.2828 | 0
30.09. | 2 | 663.2105 |  | 649.9278 | 0 | 0 | 13.2828 | 0
30.09. | 3 | 660.9847 |  | 647.702 | 0 | 0 | 13.2828 | 0
30.09. | 4 | 660.9847 |  | 647.702 | 0 | 0 | 13.2828 | 0
30.09. | 5 | 658.7589 |  | 645.4762 | 0 | 0 | 13.2828 | 0
30.09. | 6 | 658.7589 |  | 645.4762 | 0 | 0 | 13.2828 | 0
30.09. | 7 | 660.9847 |  | 647.702 | 0 | 0 | 13.2828 | 0
30.09. | 8 | 663.2105 |  | 649.9278 | 0 | 0 | 13.2828 | 0
30.09. | 9 | 667.6621 |  | 654.3793 | 0 | 0 | 13.2828 | 0
30.09. | 10 | 669.8878 |  | 656.6051 | 0 | 0 | 13.2828 | 0
30.09. | 11 | 669.8878 |  | 656.6051 | 0 | 0 | 13.2828 | 0
30.09. | 12 | 669.8878 |  | 656.6051 | 0 | 0 | 13.2828 | 0
30.09. | 13 | 669.8878 |  | 656.6051 | 0 | 0 | 13.2828 | 0
30.09. | 14 | 669.8878 |  | 656.6051 | 0 | 0 | 13.2828 | 0
30.09. | 15 | 669.8878 |  | 656.6051 | 0 | 0 | 13.2828 | 0
30.09. | 16 | 669.8878 |  | 656.6051 | 0 | 0 | 13.2828 | 0
30.09. | 17 | 669.8878 |  | 656.6051 | 0 | 0 | 13.2828 | 0
30.09. | 18 | 667.6621 |  | 654.3793 | 0 | 0 | 13.2828 | 0
30.09. | 19 | 667.6621 |  | 654.3793 | 0 | 0 | 13.2828 | 0
30.09. | 20 | 667.6621 |  | 654.3793 | 0 | 0 | 13.2828 | 0
30.09. | 21 | 663.2105 |  | 649.9278 | 0 | 0 | 13.2828 | 0
30.09. | 22 | 660.9847 |  | 647.702 | 0 | 0 | 13.2828 | 0
30.09. | 23 | 656.5332 |  | 643.2504 | 0 | 0 | 13.2828 | 0
30.09. | 24 | 656.5332 |  | 643.2504 | 0 | 0 | 13.2828 | 0
01.10. | 1 | 812.2024 |  | 796.8292 | 0 | 0 | 15.3732 | 0
01.10. | 2 | 816.654 |  | 801.2808 | 0 | 0 | 15.3732 | 0
01.10. | 3 | 823.3313 |  | 807.9581 | 0 | 0 | 15.3732 | 0
01.10. | 4 | 825.5571 |  | 810.1839 | 0 | 0 | 15.3732 | 0
01.10. | 5 | 827.7829 |  | 812.4097 | 0 | 0 | 15.3732 | 0
01.10. | 6 | 827.7829 |  | 812.4097 | 0 | 0 | 15.3732 | 0
01.10. | 7 | 821.1055 |  | 805.7324 | 0 | 0 | 15.3732 | 0
01.10. | 8 | 814.4282 |  | 799.055 | 0 | 0 | 15.3732 | 0
01.10. | 9 | 794.3961 |  | 779.023 | 0 | 0 | 15.3732 | 0
01.10. | 10 | 789.9446 |  | 774.5714 | 0 | 0 | 15.3732 | 0
01.10. | 11 | 769.9126 |  | 754.5394 | 0 | 0 | 15.3732 | 0
01.10. | 12 | 767.6868 |  | 752.3136 | 0 | 0 | 15.3732 | 0
01.10. | 13 | 763.2352 |  | 747.8621 | 0 | 0 | 15.3732 | 0
01.10. | 14 | 761.0095 |  | 745.6363 | 0 | 0 | 15.3732 | 0
01.10. | 15 | 763.2352 |  | 747.8621 | 0 | 0 | 15.3732 | 0
01.10. | 16 | 769.9126 |  | 754.5394 | 0 | 0 | 15.3732 | 0
01.10. | 17 | 774.3641 |  | 758.991 | 0 | 0 | 15.3732 | 0
01.10. | 18 | 792.1704 |  | 776.7972 | 0 | 0 | 15.3732 | 0
01.10. | 19 | 796.6219 |  | 781.2488 | 0 | 0 | 15.3732 | 0
01.10. | 20 | 801.0735 |  | 785.7003 | 0 | 0 | 15.3732 | 0
01.10. | 21 | 805.5251 |  | 790.1519 | 0 | 0 | 15.3732 | 0
01.10. | 22 | 807.7508 |  | 792.3777 | 0 | 0 | 15.3732 | 0
01.10. | 23 | 812.2024 |  | 796.8292 | 0 | 0 | 15.3732 | 0
01.10. | 24 | 812.2024 |  | 796.8292 | 0 | 0 | 15.3732 | 0
02.10. | 1 | 814.4282 |  | 799.055 | 0 | 0 | 15.3732 | 0
02.10. | 2 | 814.4282 |  | 799.055 | 0 | 0 | 15.3732 | 0
02.10. | 3 | 816.654 |  | 801.2808 | 0 | 0 | 15.3732 | 0
02.10. | 4 | 816.654 |  | 801.2808 | 0 | 0 | 15.3732 | 0
02.10. | 5 | 814.4282 |  | 799.055 | 0 | 0 | 15.3732 | 0
02.10. | 6 | 812.2024 |  | 796.8292 | 0 | 0 | 15.3732 | 0
02.10. | 7 | 805.5251 |  | 790.1519 | 0 | 0 | 15.3732 | 0
02.10. | 8 | 798.8477 |  | 783.4746 | 0 | 0 | 15.3732 | 0
02.10. | 9 | 781.0415 |  | 765.6683 | 0 | 0 | 15.3732 | 0
02.10. | 10 | 767.6868 |  | 752.3136 | 0 | 0 | 15.3732 | 0
02.10. | 11 | 754.3321 |  | 738.959 | 0 | 0 | 15.3732 | 0
02.10. | 12 | 754.3321 |  | 738.959 | 0 | 0 | 15.3732 | 0
02.10. | 13 | 754.3321 |  | 738.959 | 0 | 0 | 15.3732 | 0
02.10. | 14 | 754.3321 |  | 738.959 | 0 | 0 | 15.3732 | 0
02.10. | 15 | 754.3321 |  | 738.959 | 0 | 0 | 15.3732 | 0
02.10. | 16 | 754.3321 |  | 738.959 | 0 | 0 | 15.3732 | 0
02.10. | 17 | 754.3321 |  | 738.959 | 0 | 0 | 15.3732 | 0
02.10. | 18 | 756.5579 |  | 741.1847 | 0 | 0 | 15.3732 | 0
02.10. | 19 | 763.2352 |  | 747.8621 | 0 | 0 | 15.3732 | 0
02.10. | 20 | 765.461 |  | 750.0879 | 0 | 0 | 15.3732 | 0
02.10. | 21 | 774.3641 |  | 758.991 | 0 | 0 | 15.3732 | 0
02.10. | 22 | 778.8157 |  | 763.4425 | 0 | 0 | 15.3732 | 0
02.10. | 23 | 783.2672 |  | 767.8941 | 0 | 0 | 15.3732 | 0
02.10. | 24 | 785.493 |  | 770.1199 | 0 | 0 | 15.3732 | 0
03.10. | 1 | 787.7188 |  | 772.3457 | 0 | 0 | 15.3732 | 0
03.10. | 2 | 789.9446 |  | 774.5714 | 0 | 0 | 15.3732 | 0
03.10. | 3 | 794.3961 |  | 779.023 | 0 | 0 | 15.3732 | 0
03.10. | 4 | 796.6219 |  | 781.2488 | 0 | 0 | 15.3732 | 0
03.10. | 5 | 798.8477 |  | 783.4746 | 0 | 0 | 15.3732 | 0
03.10. | 6 | 798.8477 |  | 783.4746 | 0 | 0 | 15.3732 | 0
03.10. | 7 | 796.6219 |  | 781.2488 | 0 | 0 | 15.3732 | 0
03.10. | 8 | 794.3961 |  | 779.023 | 0 | 0 | 15.3732 | 0
03.10. | 9 | 778.8157 |  | 763.4425 | 0 | 0 | 15.3732 | 0
03.10. | 10 | 774.3641 |  | 758.991 | 0 | 0 | 15.3732 | 0
03.10. | 11 | 754.3321 |  | 738.959 | 0 | 0 | 15.3732 | 0
03.10. | 12 | 754.3321 |  | 738.959 | 0 | 0 | 15.3732 | 0
03.10. | 13 | 754.3321 |  | 738.959 | 0 | 0 | 15.3732 | 0
03.10. | 14 | 754.3321 |  | 738.959 | 0 | 0 | 15.3732 | 0
03.10. | 15 | 758.7837 |  | 743.4105 | 0 | 0 | 15.3732 | 0
03.10. | 16 | 767.6868 |  | 752.3136 | 0 | 0 | 15.3732 | 0
03.10. | 17 | 772.1384 |  | 756.7652 | 0 | 0 | 15.3732 | 0
03.10. | 18 | 785.493 |  | 770.1199 | 0 | 0 | 15.3732 | 0
03.10. | 19 | 789.9446 |  | 774.5714 | 0 | 0 | 15.3732 | 0
03.10. | 20 | 792.1704 |  | 776.7972 | 0 | 0 | 15.3732 | 0
03.10. | 21 | 798.8477 |  | 783.4746 | 0 | 0 | 15.3732 | 0
03.10. | 22 | 801.0735 |  | 785.7003 | 0 | 0 | 15.3732 | 0
03.10. | 23 | 807.7508 |  | 792.3777 | 0 | 0 | 15.3732 | 0
03.10. | 24 | 809.9766 |  | 794.6035 | 0 | 0 | 15.3732 | 0
04.10. | 1 | 814.4282 |  | 799.055 | 0 | 0 | 15.3732 | 0
04.10. | 2 | 818.8797 |  | 803.5066 | 0 | 0 | 15.3732 | 0
04.10. | 3 | 825.5571 |  | 810.1839 | 0 | 0 | 15.3732 | 0
04.10. | 4 | 830.0086 |  | 814.6355 | 0 | 0 | 15.3732 | 0
04.10. | 5 | 830.0086 |  | 814.6355 | 0 | 0 | 15.3732 | 0
04.10. | 6 | 827.7829 |  | 812.4097 | 0 | 0 | 15.3732 | 0
04.10. | 7 | 821.1055 |  | 805.7324 | 0 | 0 | 15.3732 | 0
04.10. | 8 | 809.9766 |  | 794.6035 | 0 | 0 | 15.3732 | 0
04.10. | 9 | 792.1704 |  | 776.7972 | 0 | 0 | 15.3732 | 0
04.10. | 10 | 783.2672 |  | 767.8941 | 0 | 0 | 15.3732 | 0
04.10. | 11 | 758.7837 |  | 743.4105 | 0 | 0 | 15.3732 | 0
04.10. | 12 | 754.3321 |  | 738.959 | 0 | 0 | 15.3732 | 0
04.10. | 13 | 754.3321 |  | 738.959 | 0 | 0 | 15.3732 | 0
04.10. | 14 | 754.3321 |  | 738.959 | 0 | 0 | 15.3732 | 0
04.10. | 15 | 754.3321 |  | 738.959 | 0 | 0 | 15.3732 | 0
04.10. | 16 | 761.0095 |  | 745.6363 | 0 | 0 | 15.3732 | 0
04.10. | 17 | 765.461 |  | 750.0879 | 0 | 0 | 15.3732 | 0
04.10. | 18 | 783.2672 |  | 767.8941 | 0 | 0 | 15.3732 | 0
04.10. | 19 | 787.7188 |  | 772.3457 | 0 | 0 | 15.3732 | 0
04.10. | 20 | 789.9446 |  | 774.5714 | 0 | 0 | 15.3732 | 0
04.10. | 21 | 794.3961 |  | 779.023 | 0 | 0 | 15.3732 | 0
04.10. | 22 | 796.6219 |  | 781.2488 | 0 | 0 | 15.3732 | 0
04.10. | 23 | 801.0735 |  | 785.7003 | 0 | 0 | 15.3732 | 0
04.10. | 24 | 803.2993 |  | 787.9261 | 0 | 0 | 15.3732 | 0
05.10. | 1 | 805.5251 |  | 790.1519 | 0 | 0 | 15.3732 | 0
05.10. | 2 | 807.7508 |  | 792.3777 | 0 | 0 | 15.3732 | 0
05.10. | 3 | 814.4282 |  | 799.055 | 0 | 0 | 15.3732 | 0
05.10. | 4 | 816.654 |  | 801.2808 | 0 | 0 | 15.3732 | 0
05.10. | 5 | 818.8797 |  | 803.5066 | 0 | 0 | 15.3732 | 0
05.10. | 6 | 818.8797 |  | 803.5066 | 0 | 0 | 15.3732 | 0
05.10. | 7 | 812.2024 |  | 796.8292 | 0 | 0 | 15.3732 | 0
05.10. | 8 | 803.2993 |  | 787.9261 | 0 | 0 | 15.3732 | 0
05.10. | 9 | 785.493 |  | 770.1199 | 0 | 0 | 15.3732 | 0
05.10. | 10 | 774.3641 |  | 758.991 | 0 | 0 | 15.3732 | 0
05.10. | 11 | 754.3321 |  | 738.959 | 0 | 0 | 15.3732 | 0
05.10. | 12 | 754.3321 |  | 738.959 | 0 | 0 | 15.3732 | 0
05.10. | 13 | 754.3321 |  | 738.959 | 0 | 0 | 15.3732 | 0
05.10. | 14 | 754.3321 |  | 738.959 | 0 | 0 | 15.3732 | 0
05.10. | 15 | 754.3321 |  | 738.959 | 0 | 0 | 15.3732 | 0
05.10. | 16 | 754.3321 |  | 738.959 | 0 | 0 | 15.3732 | 0
05.10. | 17 | 754.3321 |  | 738.959 | 0 | 0 | 15.3732 | 0
05.10. | 18 | 769.9126 |  | 754.5394 | 0 | 0 | 15.3732 | 0
05.10. | 19 | 776.5899 |  | 761.2168 | 0 | 0 | 15.3732 | 0
05.10. | 20 | 781.0415 |  | 765.6683 | 0 | 0 | 15.3732 | 0
05.10. | 21 | 785.493 |  | 770.1199 | 0 | 0 | 15.3732 | 0
05.10. | 22 | 787.7188 |  | 772.3457 | 0 | 0 | 15.3732 | 0
05.10. | 23 | 792.1704 |  | 776.7972 | 0 | 0 | 15.3732 | 0
05.10. | 24 | 792.1704 |  | 776.7972 | 0 | 0 | 15.3732 | 0
06.10. | 1 | 794.3961 |  | 779.023 | 0 | 0 | 15.3732 | 0
06.10. | 2 | 796.6219 |  | 781.2488 | 0 | 0 | 15.3732 | 0
06.10. | 3 | 798.8477 |  | 783.4746 | 0 | 0 | 15.3732 | 0
06.10. | 4 | 801.0735 |  | 785.7003 | 0 | 0 | 15.3732 | 0
06.10. | 5 | 803.2993 |  | 787.9261 | 0 | 0 | 15.3732 | 0
06.10. | 6 | 803.2993 |  | 787.9261 | 0 | 0 | 15.3732 | 0
06.10. | 7 | 801.0735 |  | 785.7003 | 0 | 0 | 15.3732 | 0
06.10. | 8 | 794.3961 |  | 779.023 | 0 | 0 | 15.3732 | 0
06.10. | 9 | 774.3641 |  | 758.991 | 0 | 0 | 15.3732 | 0
06.10. | 10 | 758.7837 |  | 743.4105 | 0 | 0 | 15.3732 | 0
06.10. | 11 | 754.3321 |  | 738.959 | 0 | 0 | 15.3732 | 0
06.10. | 12 | 754.3321 |  | 738.959 | 0 | 0 | 15.3732 | 0
06.10. | 13 | 754.3321 |  | 738.959 | 0 | 0 | 15.3732 | 0
06.10. | 14 | 754.3321 |  | 738.959 | 0 | 0 | 15.3732 | 0
06.10. | 15 | 754.3321 |  | 738.959 | 0 | 0 | 15.3732 | 0
06.10. | 16 | 754.3321 |  | 738.959 | 0 | 0 | 15.3732 | 0
06.10. | 17 | 754.3321 |  | 738.959 | 0 | 0 | 15.3732 | 0
06.10. | 18 | 772.1384 |  | 756.7652 | 0 | 0 | 15.3732 | 0
06.10. | 19 | 781.0415 |  | 765.6683 | 0 | 0 | 15.3732 | 0
06.10. | 20 | 785.493 |  | 770.1199 | 0 | 0 | 15.3732 | 0
06.10. | 21 | 789.9446 |  | 774.5714 | 0 | 0 | 15.3732 | 0
06.10. | 22 | 792.1704 |  | 776.7972 | 0 | 0 | 15.3732 | 0
06.10. | 23 | 796.6219 |  | 781.2488 | 0 | 0 | 15.3732 | 0
06.10. | 24 | 798.8477 |  | 783.4746 | 0 | 0 | 15.3732 | 0
07.10. | 1 | 801.0735 |  | 785.7003 | 0 | 0 | 15.3732 | 0
07.10. | 2 | 801.0735 |  | 785.7003 | 0 | 0 | 15.3732 | 0
07.10. | 3 | 803.2993 |  | 787.9261 | 0 | 0 | 15.3732 | 0
07.10. | 4 | 805.5251 |  | 790.1519 | 0 | 0 | 15.3732 | 0
07.10. | 5 | 807.7508 |  | 792.3777 | 0 | 0 | 15.3732 | 0
07.10. | 6 | 809.9766 |  | 794.6035 | 0 | 0 | 15.3732 | 0
07.10. | 7 | 805.5251 |  | 790.1519 | 0 | 0 | 15.3732 | 0
07.10. | 8 | 796.6219 |  | 781.2488 | 0 | 0 | 15.3732 | 0
07.10. | 9 | 778.8157 |  | 763.4425 | 0 | 0 | 15.3732 | 0
07.10. | 10 | 761.0095 |  | 745.6363 | 0 | 0 | 15.3732 | 0
07.10. | 11 | 754.3321 |  | 738.959 | 0 | 0 | 15.3732 | 0
07.10. | 12 | 754.3321 |  | 738.959 | 0 | 0 | 15.3732 | 0
07.10. | 13 | 754.3321 |  | 738.959 | 0 | 0 | 15.3732 | 0
07.10. | 14 | 754.3321 |  | 738.959 | 0 | 0 | 15.3732 | 0
07.10. | 15 | 754.3321 |  | 738.959 | 0 | 0 | 15.3732 | 0
07.10. | 16 | 754.3321 |  | 738.959 | 0 | 0 | 15.3732 | 0
07.10. | 17 | 754.3321 |  | 738.959 | 0 | 0 | 15.3732 | 0
07.10. | 18 | 763.2352 |  | 747.8621 | 0 | 0 | 15.3732 | 0
07.10. | 19 | 772.1384 |  | 756.7652 | 0 | 0 | 15.3732 | 0
07.10. | 20 | 776.5899 |  | 761.2168 | 0 | 0 | 15.3732 | 0
07.10. | 21 | 785.493 |  | 770.1199 | 0 | 0 | 15.3732 | 0
07.10. | 22 | 789.9446 |  | 774.5714 | 0 | 0 | 15.3732 | 0
07.10. | 23 | 794.3961 |  | 779.023 | 0 | 0 | 15.3732 | 0
07.10. | 24 | 798.8477 |  | 783.4746 | 0 | 0 | 15.3732 | 0
08.10. | 1 | 801.0735 |  | 785.7003 | 0 | 0 | 15.3732 | 0
08.10. | 2 | 805.5251 |  | 790.1519 | 0 | 0 | 15.3732 | 0
08.10. | 3 | 812.2024 |  | 796.8292 | 0 | 0 | 15.3732 | 0
08.10. | 4 | 818.8797 |  | 803.5066 | 0 | 0 | 15.3732 | 0
08.10. | 5 | 823.3313 |  | 807.9581 | 0 | 0 | 15.3732 | 0
08.10. | 6 | 825.5571 |  | 810.1839 | 0 | 0 | 15.3732 | 0
08.10. | 7 | 823.3313 |  | 807.9581 | 0 | 0 | 15.3732 | 0
08.10. | 8 | 816.654 |  | 801.2808 | 0 | 0 | 15.3732 | 0
08.10. | 9 | 798.8477 |  | 783.4746 | 0 | 0 | 15.3732 | 0
08.10. | 10 | 794.3961 |  | 779.023 | 0 | 0 | 15.3732 | 0
08.10. | 11 | 783.2672 |  | 767.8941 | 0 | 0 | 15.3732 | 0
08.10. | 12 | 785.493 |  | 770.1199 | 0 | 0 | 15.3732 | 0
08.10. | 13 | 787.7188 |  | 772.3457 | 0 | 0 | 15.3732 | 0
08.10. | 14 | 792.1704 |  | 776.7972 | 0 | 0 | 15.3732 | 0
08.10. | 15 | 796.6219 |  | 781.2488 | 0 | 0 | 15.3732 | 0
08.10. | 16 | 803.2993 |  | 787.9261 | 0 | 0 | 15.3732 | 0
08.10. | 17 | 805.5251 |  | 790.1519 | 0 | 0 | 15.3732 | 0
08.10. | 18 | 818.8797 |  | 803.5066 | 0 | 0 | 15.3732 | 0
08.10. | 19 | 827.7829 |  | 812.4097 | 0 | 0 | 15.3732 | 0
08.10. | 20 | 836.686 |  | 821.3128 | 0 | 0 | 15.3732 | 0
08.10. | 21 | 854.4922 |  | 839.1191 | 0 | 0 | 15.3732 | 0
08.10. | 22 | 867.8469 |  | 852.4737 | 0 | 0 | 15.3732 | 0
08.10. | 23 | 887.8789 |  | 872.5058 | 0 | 0 | 15.3732 | 0
08.10. | 24 | 896.782 |  | 881.4089 | 0 | 0 | 15.3732 | 0
09.10. | 1 | 905.6852 |  | 890.312 | 0 | 0 | 15.3732 | 0
09.10. | 2 | 912.3625 |  | 896.9893 | 0 | 0 | 15.3732 | 0
09.10. | 3 | 923.4914 |  | 908.1182 | 0 | 0 | 15.3732 | 0
09.10. | 4 | 932.3945 |  | 917.0214 | 0 | 0 | 15.3732 | 0
09.10. | 5 | 939.0718 |  | 923.6987 | 0 | 0 | 15.3732 | 0
09.10. | 6 | 943.5234 |  | 928.1503 | 0 | 0 | 15.3732 | 0
09.10. | 7 | 941.2976 |  | 925.9245 | 0 | 0 | 15.3732 | 0
09.10. | 8 | 932.3945 |  | 917.0214 | 0 | 0 | 15.3732 | 0
09.10. | 9 | 892.3305 |  | 876.9573 | 0 | 0 | 15.3732 | 0
09.10. | 10 | 867.8469 |  | 852.4737 | 0 | 0 | 15.3732 | 0
09.10. | 11 | 836.686 |  | 821.3128 | 0 | 0 | 15.3732 | 0
09.10. | 12 | 832.2344 |  | 816.8613 | 0 | 0 | 15.3732 | 0
09.10. | 13 | 827.7829 |  | 812.4097 | 0 | 0 | 15.3732 | 0
09.10. | 14 | 823.3313 |  | 807.9581 | 0 | 0 | 15.3732 | 0
09.10. | 15 | 823.3313 |  | 807.9581 | 0 | 0 | 15.3732 | 0
09.10. | 16 | 832.2344 |  | 816.8613 | 0 | 0 | 15.3732 | 0
09.10. | 17 | 854.4922 |  | 839.1191 | 0 | 0 | 15.3732 | 0
09.10. | 18 | 905.6852 |  | 890.312 | 0 | 0 | 15.3732 | 0
09.10. | 19 | 930.1687 |  | 914.7956 | 0 | 0 | 15.3732 | 0
09.10. | 20 | 941.2976 |  | 925.9245 | 0 | 0 | 15.3732 | 0
09.10. | 21 | 947.975 |  | 932.6018 | 0 | 0 | 15.3732 | 0
09.10. | 22 | 950.2007 |  | 934.8276 | 0 | 0 | 15.3732 | 0
09.10. | 23 | 952.4265 |  | 937.0534 | 0 | 0 | 15.3732 | 0
09.10. | 24 | 952.4265 |  | 937.0534 | 0 | 0 | 15.3732 | 0
10.10. | 1 | 952.4265 |  | 937.0534 | 0 | 0 | 15.3732 | 0
10.10. | 2 | 952.4265 |  | 937.0534 | 0 | 0 | 15.3732 | 0
10.10. | 3 | 952.4265 |  | 937.0534 | 0 | 0 | 15.3732 | 0
10.10. | 4 | 952.4265 |  | 937.0534 | 0 | 0 | 15.3732 | 0
10.10. | 5 | 952.4265 |  | 937.0534 | 0 | 0 | 15.3732 | 0
10.10. | 6 | 952.4265 |  | 937.0534 | 0 | 0 | 15.3732 | 0
10.10. | 7 | 952.4265 |  | 937.0534 | 0 | 0 | 15.3732 | 0
10.10. | 8 | 952.4265 |  | 937.0534 | 0 | 0 | 15.3732 | 0
10.10. | 9 | 916.8141 |  | 901.4409 | 0 | 0 | 15.3732 | 0
10.10. | 10 | 874.5242 |  | 859.1511 | 0 | 0 | 15.3732 | 0
10.10. | 11 | 836.686 |  | 821.3128 | 0 | 0 | 15.3732 | 0
10.10. | 12 | 836.686 |  | 821.3128 | 0 | 0 | 15.3732 | 0
10.10. | 13 | 834.4602 |  | 819.087 | 0 | 0 | 15.3732 | 0
10.10. | 14 | 832.2344 |  | 816.8613 | 0 | 0 | 15.3732 | 0
10.10. | 15 | 830.0086 |  | 814.6355 | 0 | 0 | 15.3732 | 0
10.10. | 16 | 838.9117 |  | 823.5386 | 0 | 0 | 15.3732 | 0
10.10. | 17 | 863.3953 |  | 848.0222 | 0 | 0 | 15.3732 | 0
10.10. | 18 | 912.3625 |  | 896.9893 | 0 | 0 | 15.3732 | 0
10.10. | 19 | 934.6203 |  | 919.2471 | 0 | 0 | 15.3732 | 0
10.10. | 20 | 941.2976 |  | 925.9245 | 0 | 0 | 15.3732 | 0
10.10. | 21 | 945.7492 |  | 930.376 | 0 | 0 | 15.3732 | 0
10.10. | 22 | 947.975 |  | 932.6018 | 0 | 0 | 15.3732 | 0
10.10. | 23 | 950.2007 |  | 934.8276 | 0 | 0 | 15.3732 | 0
10.10. | 24 | 952.4265 |  | 937.0534 | 0 | 0 | 15.3732 | 0
11.10. | 1 | 952.4265 |  | 937.0534 | 0 | 0 | 15.3732 | 0
11.10. | 2 | 952.4265 |  | 937.0534 | 0 | 0 | 15.3732 | 0
11.10. | 3 | 952.4265 |  | 937.0534 | 0 | 0 | 15.3732 | 0
11.10. | 4 | 952.4265 |  | 937.0534 | 0 | 0 | 15.3732 | 0
11.10. | 5 | 952.4265 |  | 937.0534 | 0 | 0 | 15.3732 | 0
11.10. | 6 | 952.4265 |  | 937.0534 | 0 | 0 | 15.3732 | 0
11.10. | 7 | 952.4265 |  | 937.0534 | 0 | 0 | 15.3732 | 0
11.10. | 8 | 950.2007 |  | 934.8276 | 0 | 0 | 15.3732 | 0
11.10. | 9 | 907.9109 |  | 892.5378 | 0 | 0 | 15.3732 | 0
11.10. | 10 | 861.1695 |  | 845.7964 | 0 | 0 | 15.3732 | 0
11.10. | 11 | 825.5571 |  | 810.1839 | 0 | 0 | 15.3732 | 0
11.10. | 12 | 818.8797 |  | 803.5066 | 0 | 0 | 15.3732 | 0
11.10. | 13 | 814.4282 |  | 799.055 | 0 | 0 | 15.3732 | 0
11.10. | 14 | 809.9766 |  | 794.6035 | 0 | 0 | 15.3732 | 0
11.10. | 15 | 809.9766 |  | 794.6035 | 0 | 0 | 15.3732 | 0
11.10. | 16 | 818.8797 |  | 803.5066 | 0 | 0 | 15.3732 | 0
11.10. | 17 | 847.8149 |  | 832.4417 | 0 | 0 | 15.3732 | 0
11.10. | 18 | 910.1367 |  | 894.7636 | 0 | 0 | 15.3732 | 0
11.10. | 19 | 941.2976 |  | 925.9245 | 0 | 0 | 15.3732 | 0
11.10. | 20 | 947.975 |  | 932.6018 | 0 | 0 | 15.3732 | 0
11.10. | 21 | 950.2007 |  | 934.8276 | 0 | 0 | 15.3732 | 0
11.10. | 22 | 952.4265 |  | 937.0534 | 0 | 0 | 15.3732 | 0
11.10. | 23 | 952.4265 |  | 937.0534 | 0 | 0 | 15.3732 | 0
11.10. | 24 | 952.4265 |  | 937.0534 | 0 | 0 | 15.3732 | 0
12.10. | 1 | 952.4265 |  | 937.0534 | 0 | 0 | 15.3732 | 0
12.10. | 2 | 952.4265 |  | 937.0534 | 0 | 0 | 15.3732 | 0
12.10. | 3 | 952.4265 |  | 937.0534 | 0 | 0 | 15.3732 | 0
12.10. | 4 | 952.4265 |  | 937.0534 | 0 | 0 | 15.3732 | 0
12.10. | 5 | 952.4265 |  | 937.0534 | 0 | 0 | 15.3732 | 0
12.10. | 6 | 952.4265 |  | 937.0534 | 0 | 0 | 15.3732 | 0
12.10. | 7 | 952.4265 |  | 937.0534 | 0 | 0 | 15.3732 | 0
12.10. | 8 | 952.4265 |  | 937.0534 | 0 | 0 | 15.3732 | 0
12.10. | 9 | 914.5883 |  | 899.2151 | 0 | 0 | 15.3732 | 0
12.10. | 10 | 856.718 |  | 841.3448 | 0 | 0 | 15.3732 | 0
12.10. | 11 | 812.2024 |  | 796.8292 | 0 | 0 | 15.3732 | 0
12.10. | 12 | 803.2993 |  | 787.9261 | 0 | 0 | 15.3732 | 0
12.10. | 13 | 796.6219 |  | 781.2488 | 0 | 0 | 15.3732 | 0
12.10. | 14 | 794.3961 |  | 779.023 | 0 | 0 | 15.3732 | 0
12.10. | 15 | 794.3961 |  | 779.023 | 0 | 0 | 15.3732 | 0
12.10. | 16 | 801.0735 |  | 785.7003 | 0 | 0 | 15.3732 | 0
12.10. | 17 | 816.654 |  | 801.2808 | 0 | 0 | 15.3732 | 0
12.10. | 18 | 863.3953 |  | 848.0222 | 0 | 0 | 15.3732 | 0
12.10. | 19 | 896.782 |  | 881.4089 | 0 | 0 | 15.3732 | 0
12.10. | 20 | 907.9109 |  | 892.5378 | 0 | 0 | 15.3732 | 0
12.10. | 21 | 914.5883 |  | 899.2151 | 0 | 0 | 15.3732 | 0
12.10. | 22 | 912.3625 |  | 896.9893 | 0 | 0 | 15.3732 | 0
12.10. | 23 | 916.8141 |  | 901.4409 | 0 | 0 | 15.3732 | 0
12.10. | 24 | 912.3625 |  | 896.9893 | 0 | 0 | 15.3732 | 0
13.10. | 1 | 910.1367 |  | 894.7636 | 0 | 0 | 15.3732 | 0
13.10. | 2 | 905.6852 |  | 890.312 | 0 | 0 | 15.3732 | 0
13.10. | 3 | 905.6852 |  | 890.312 | 0 | 0 | 15.3732 | 0
13.10. | 4 | 905.6852 |  | 890.312 | 0 | 0 | 15.3732 | 0
13.10. | 5 | 903.4594 |  | 888.0862 | 0 | 0 | 15.3732 | 0
13.10. | 6 | 903.4594 |  | 888.0862 | 0 | 0 | 15.3732 | 0
13.10. | 7 | 896.782 |  | 881.4089 | 0 | 0 | 15.3732 | 0
13.10. | 8 | 885.6531 |  | 870.28 | 0 | 0 | 15.3732 | 0
13.10. | 9 | 850.0407 |  | 834.6675 | 0 | 0 | 15.3732 | 0
13.10. | 10 | 841.1375 |  | 825.7644 | 0 | 0 | 15.3732 | 0
13.10. | 11 | 821.1055 |  | 805.7324 | 0 | 0 | 15.3732 | 0
13.10. | 12 | 818.8797 |  | 803.5066 | 0 | 0 | 15.3732 | 0
13.10. | 13 | 816.654 |  | 801.2808 | 0 | 0 | 15.3732 | 0
13.10. | 14 | 816.654 |  | 801.2808 | 0 | 0 | 15.3732 | 0
13.10. | 15 | 821.1055 |  | 805.7324 | 0 | 0 | 15.3732 | 0
13.10. | 16 | 832.2344 |  | 816.8613 | 0 | 0 | 15.3732 | 0
13.10. | 17 | 850.0407 |  | 834.6675 | 0 | 0 | 15.3732 | 0
13.10. | 18 | 885.6531 |  | 870.28 | 0 | 0 | 15.3732 | 0
13.10. | 19 | 905.6852 |  | 890.312 | 0 | 0 | 15.3732 | 0
13.10. | 20 | 914.5883 |  | 899.2151 | 0 | 0 | 15.3732 | 0
13.10. | 21 | 925.7172 |  | 910.344 | 0 | 0 | 15.3732 | 0
13.10. | 22 | 930.1687 |  | 914.7956 | 0 | 0 | 15.3732 | 0
13.10. | 23 | 936.8461 |  | 921.4729 | 0 | 0 | 15.3732 | 0
13.10. | 24 | 936.8461 |  | 921.4729 | 0 | 0 | 15.3732 | 0
14.10. | 1 | 934.6203 |  | 919.2471 | 0 | 0 | 15.3732 | 0
14.10. | 2 | 934.6203 |  | 919.2471 | 0 | 0 | 15.3732 | 0
14.10. | 3 | 936.8461 |  | 921.4729 | 0 | 0 | 15.3732 | 0
14.10. | 4 | 936.8461 |  | 921.4729 | 0 | 0 | 15.3732 | 0
14.10. | 5 | 934.6203 |  | 919.2471 | 0 | 0 | 15.3732 | 0
14.10. | 6 | 932.3945 |  | 917.0214 | 0 | 0 | 15.3732 | 0
14.10. | 7 | 927.9429 |  | 912.5698 | 0 | 0 | 15.3732 | 0
14.10. | 8 | 923.4914 |  | 908.1182 | 0 | 0 | 15.3732 | 0
14.10. | 9 | 899.0078 |  | 883.6347 | 0 | 0 | 15.3732 | 0
14.10. | 10 | 892.3305 |  | 876.9573 | 0 | 0 | 15.3732 | 0
14.10. | 11 | 867.8469 |  | 852.4737 | 0 | 0 | 15.3732 | 0
14.10. | 12 | 870.0727 |  | 854.6995 | 0 | 0 | 15.3732 | 0
14.10. | 13 | 867.8469 |  | 852.4737 | 0 | 0 | 15.3732 | 0
14.10. | 14 | 863.3953 |  | 848.0222 | 0 | 0 | 15.3732 | 0
14.10. | 15 | 861.1695 |  | 845.7964 | 0 | 0 | 15.3732 | 0
14.10. | 16 | 861.1695 |  | 845.7964 | 0 | 0 | 15.3732 | 0
14.10. | 17 | 861.1695 |  | 845.7964 | 0 | 0 | 15.3732 | 0
14.10. | 18 | 870.0727 |  | 854.6995 | 0 | 0 | 15.3732 | 0
14.10. | 19 | 867.8469 |  | 852.4737 | 0 | 0 | 15.3732 | 0
14.10. | 20 | 863.3953 |  | 848.0222 | 0 | 0 | 15.3732 | 0
14.10. | 21 | 870.0727 |  | 854.6995 | 0 | 0 | 15.3732 | 0
14.10. | 22 | 870.0727 |  | 854.6995 | 0 | 0 | 15.3732 | 0
14.10. | 23 | 881.2016 |  | 865.8284 | 0 | 0 | 15.3732 | 0
14.10. | 24 | 883.4274 |  | 868.0542 | 0 | 0 | 15.3732 | 0
15.10. | 1 | 890.1047 |  | 874.7315 | 0 | 0 | 15.3732 | 0
15.10. | 2 | 892.3305 |  | 876.9573 | 0 | 0 | 15.3732 | 0
15.10. | 3 | 901.2336 |  | 885.8604 | 0 | 0 | 15.3732 | 0
15.10. | 4 | 907.9109 |  | 892.5378 | 0 | 0 | 15.3732 | 0
15.10. | 5 | 912.3625 |  | 896.9893 | 0 | 0 | 15.3732 | 0
15.10. | 6 | 916.8141 |  | 901.4409 | 0 | 0 | 15.3732 | 0
15.10. | 7 | 912.3625 |  | 896.9893 | 0 | 0 | 15.3732 | 0
15.10. | 8 | 901.2336 |  | 885.8604 | 0 | 0 | 15.3732 | 0
15.10. | 9 | 865.6211 |  | 850.248 | 0 | 0 | 15.3732 | 0
15.10. | 10 | 852.2664 |  | 836.8933 | 0 | 0 | 15.3732 | 0
15.10. | 11 | 832.2344 |  | 816.8613 | 0 | 0 | 15.3732 | 0
15.10. | 12 | 830.0086 |  | 814.6355 | 0 | 0 | 15.3732 | 0
15.10. | 13 | 830.0086 |  | 814.6355 | 0 | 0 | 15.3732 | 0
15.10. | 14 | 825.5571 |  | 810.1839 | 0 | 0 | 15.3732 | 0
15.10. | 15 | 825.5571 |  | 810.1839 | 0 | 0 | 15.3732 | 0
15.10. | 16 | 832.2344 |  | 816.8613 | 0 | 0 | 15.3732 | 0
15.10. | 17 | 847.8149 |  | 832.4417 | 0 | 0 | 15.3732 | 0
15.10. | 18 | 885.6531 |  | 870.28 | 0 | 0 | 15.3732 | 0
15.10. | 19 | 905.6852 |  | 890.312 | 0 | 0 | 15.3732 | 0
15.10. | 20 | 914.5883 |  | 899.2151 | 0 | 0 | 15.3732 | 0
15.10. | 21 | 923.4914 |  | 908.1182 | 0 | 0 | 15.3732 | 0
15.10. | 22 | 925.7172 |  | 910.344 | 0 | 0 | 15.3732 | 0
15.10. | 23 | 934.6203 |  | 919.2471 | 0 | 0 | 15.3732 | 0
15.10. | 24 | 934.6203 |  | 919.2471 | 0 | 0 | 15.3732 | 0
16.10. | 1 | 936.8461 |  | 921.4729 | 0 | 0 | 15.3732 | 0
16.10. | 2 | 939.0718 |  | 923.6987 | 0 | 0 | 15.3732 | 0
16.10. | 3 | 943.5234 |  | 928.1503 | 0 | 0 | 15.3732 | 0
16.10. | 4 | 945.7492 |  | 930.376 | 0 | 0 | 15.3732 | 0
16.10. | 5 | 947.975 |  | 932.6018 | 0 | 0 | 15.3732 | 0
16.10. | 6 | 950.2007 |  | 934.8276 | 0 | 0 | 15.3732 | 0
16.10. | 7 | 947.975 |  | 932.6018 | 0 | 0 | 15.3732 | 0
16.10. | 8 | 939.0718 |  | 923.6987 | 0 | 0 | 15.3732 | 0
16.10. | 9 | 894.5563 |  | 879.1831 | 0 | 0 | 15.3732 | 0
16.10. | 10 | 861.1695 |  | 845.7964 | 0 | 0 | 15.3732 | 0
16.10. | 11 | 821.1055 |  | 805.7324 | 0 | 0 | 15.3732 | 0
16.10. | 12 | 809.9766 |  | 794.6035 | 0 | 0 | 15.3732 | 0
16.10. | 13 | 805.5251 |  | 790.1519 | 0 | 0 | 15.3732 | 0
16.10. | 14 | 805.5251 |  | 790.1519 | 0 | 0 | 15.3732 | 0
16.10. | 15 | 807.7508 |  | 792.3777 | 0 | 0 | 15.3732 | 0
16.10. | 16 | 814.4282 |  | 799.055 | 0 | 0 | 15.3732 | 0
16.10. | 17 | 818.8797 |  | 803.5066 | 0 | 0 | 15.3732 | 0
16.10. | 18 | 832.2344 |  | 816.8613 | 0 | 0 | 15.3732 | 0
16.10. | 19 | 836.686 |  | 821.3128 | 0 | 0 | 15.3732 | 0
16.10. | 20 | 838.9117 |  | 823.5386 | 0 | 0 | 15.3732 | 0
16.10. | 21 | 847.8149 |  | 832.4417 | 0 | 0 | 15.3732 | 0
16.10. | 22 | 852.2664 |  | 836.8933 | 0 | 0 | 15.3732 | 0
16.10. | 23 | 861.1695 |  | 845.7964 | 0 | 0 | 15.3732 | 0
16.10. | 24 | 861.1695 |  | 845.7964 | 0 | 0 | 15.3732 | 0
17.10. | 1 | 861.1695 |  | 845.7964 | 0 | 0 | 15.3732 | 0
17.10. | 2 | 861.1695 |  | 845.7964 | 0 | 0 | 15.3732 | 0
17.10. | 3 | 863.3953 |  | 848.0222 | 0 | 0 | 15.3732 | 0
17.10. | 4 | 865.6211 |  | 850.248 | 0 | 0 | 15.3732 | 0
17.10. | 5 | 865.6211 |  | 850.248 | 0 | 0 | 15.3732 | 0
17.10. | 6 | 865.6211 |  | 850.248 | 0 | 0 | 15.3732 | 0
17.10. | 7 | 863.3953 |  | 848.0222 | 0 | 0 | 15.3732 | 0
17.10. | 8 | 861.1695 |  | 845.7964 | 0 | 0 | 15.3732 | 0
17.10. | 9 | 841.1375 |  | 825.7644 | 0 | 0 | 15.3732 | 0
17.10. | 10 | 843.3633 |  | 827.9902 | 0 | 0 | 15.3732 | 0
17.10. | 11 | 830.0086 |  | 814.6355 | 0 | 0 | 15.3732 | 0
17.10. | 12 | 832.2344 |  | 816.8613 | 0 | 0 | 15.3732 | 0
17.10. | 13 | 832.2344 |  | 816.8613 | 0 | 0 | 15.3732 | 0
17.10. | 14 | 830.0086 |  | 814.6355 | 0 | 0 | 15.3732 | 0
17.10. | 15 | 832.2344 |  | 816.8613 | 0 | 0 | 15.3732 | 0
17.10. | 16 | 836.686 |  | 821.3128 | 0 | 0 | 15.3732 | 0
17.10. | 17 | 841.1375 |  | 825.7644 | 0 | 0 | 15.3732 | 0
17.10. | 18 | 856.718 |  | 841.3448 | 0 | 0 | 15.3732 | 0
17.10. | 19 | 863.3953 |  | 848.0222 | 0 | 0 | 15.3732 | 0
17.10. | 20 | 865.6211 |  | 850.248 | 0 | 0 | 15.3732 | 0
17.10. | 21 | 874.5242 |  | 859.1511 | 0 | 0 | 15.3732 | 0
17.10. | 22 | 878.9758 |  | 863.6026 | 0 | 0 | 15.3732 | 0
17.10. | 23 | 887.8789 |  | 872.5058 | 0 | 0 | 15.3732 | 0
17.10. | 24 | 887.8789 |  | 872.5058 | 0 | 0 | 15.3732 | 0
18.10. | 1 | 892.3305 |  | 876.9573 | 0 | 0 | 15.3732 | 0
18.10. | 2 | 894.5563 |  | 879.1831 | 0 | 0 | 15.3732 | 0
18.10. | 3 | 901.2336 |  | 885.8604 | 0 | 0 | 15.3732 | 0
18.10. | 4 | 905.6852 |  | 890.312 | 0 | 0 | 15.3732 | 0
18.10. | 5 | 907.9109 |  | 892.5378 | 0 | 0 | 15.3732 | 0
18.10. | 6 | 910.1367 |  | 894.7636 | 0 | 0 | 15.3732 | 0
18.10. | 7 | 910.1367 |  | 894.7636 | 0 | 0 | 15.3732 | 0
18.10. | 8 | 907.9109 |  | 892.5378 | 0 | 0 | 15.3732 | 0
18.10. | 9 | 890.1047 |  | 874.7315 | 0 | 0 | 15.3732 | 0
18.10. | 10 | 890.1047 |  | 874.7315 | 0 | 0 | 15.3732 | 0
18.10. | 11 | 870.0727 |  | 854.6995 | 0 | 0 | 15.3732 | 0
18.10. | 12 | 870.0727 |  | 854.6995 | 0 | 0 | 15.3732 | 0
18.10. | 13 | 867.8469 |  | 852.4737 | 0 | 0 | 15.3732 | 0
18.10. | 14 | 867.8469 |  | 852.4737 | 0 | 0 | 15.3732 | 0
18.10. | 15 | 870.0727 |  | 854.6995 | 0 | 0 | 15.3732 | 0
18.10. | 16 | 876.75 |  | 861.3769 | 0 | 0 | 15.3732 | 0
18.10. | 17 | 883.4274 |  | 868.0542 | 0 | 0 | 15.3732 | 0
18.10. | 18 | 903.4594 |  | 888.0862 | 0 | 0 | 15.3732 | 0
18.10. | 19 | 912.3625 |  | 896.9893 | 0 | 0 | 15.3732 | 0
18.10. | 20 | 916.8141 |  | 901.4409 | 0 | 0 | 15.3732 | 0
18.10. | 21 | 930.1687 |  | 914.7956 | 0 | 0 | 15.3732 | 0
18.10. | 22 | 936.8461 |  | 921.4729 | 0 | 0 | 15.3732 | 0
18.10. | 23 | 943.5234 |  | 928.1503 | 0 | 0 | 15.3732 | 0
18.10. | 24 | 945.7492 |  | 930.376 | 0 | 0 | 15.3732 | 0
19.10. | 1 | 947.975 |  | 932.6018 | 0 | 0 | 15.3732 | 0
19.10. | 2 | 947.975 |  | 932.6018 | 0 | 0 | 15.3732 | 0
19.10. | 3 | 950.2007 |  | 934.8276 | 0 | 0 | 15.3732 | 0
19.10. | 4 | 952.4265 |  | 937.0534 | 0 | 0 | 15.3732 | 0
19.10. | 5 | 952.4265 |  | 937.0534 | 0 | 0 | 15.3732 | 0
19.10. | 6 | 952.4265 |  | 937.0534 | 0 | 0 | 15.3732 | 0
19.10. | 7 | 952.4265 |  | 937.0534 | 0 | 0 | 15.3732 | 0
19.10. | 8 | 952.4265 |  | 937.0534 | 0 | 0 | 15.3732 | 0
19.10. | 9 | 945.7492 |  | 930.376 | 0 | 0 | 15.3732 | 0
19.10. | 10 | 936.8461 |  | 921.4729 | 0 | 0 | 15.3732 | 0
19.10. | 11 | 905.6852 |  | 890.312 | 0 | 0 | 15.3732 | 0
19.10. | 12 | 887.8789 |  | 872.5058 | 0 | 0 | 15.3732 | 0
19.10. | 13 | 872.2985 |  | 856.9253 | 0 | 0 | 15.3732 | 0
19.10. | 14 | 863.3953 |  | 848.0222 | 0 | 0 | 15.3732 | 0
19.10. | 15 | 863.3953 |  | 848.0222 | 0 | 0 | 15.3732 | 0
19.10. | 16 | 878.9758 |  | 863.6026 | 0 | 0 | 15.3732 | 0
19.10. | 17 | 905.6852 |  | 890.312 | 0 | 0 | 15.3732 | 0
19.10. | 18 | 941.2976 |  | 925.9245 | 0 | 0 | 15.3732 | 0
19.10. | 19 | 950.2007 |  | 934.8276 | 0 | 0 | 15.3732 | 0
19.10. | 20 | 952.4265 |  | 937.0534 | 0 | 0 | 15.3732 | 0
19.10. | 21 | 952.4265 |  | 937.0534 | 0 | 0 | 15.3732 | 0
19.10. | 22 | 952.4265 |  | 937.0534 | 0 | 0 | 15.3732 | 0
19.10. | 23 | 952.4265 |  | 937.0534 | 0 | 0 | 15.3732 | 0
19.10. | 24 | 952.4265 |  | 937.0534 | 0 | 0 | 15.3732 | 0
20.10. | 1 | 952.4265 |  | 937.0534 | 0 | 0 | 15.3732 | 0
20.10. | 2 | 952.4265 |  | 937.0534 | 0 | 0 | 15.3732 | 0
20.10. | 3 | 952.4265 |  | 937.0534 | 0 | 0 | 15.3732 | 0
20.10. | 4 | 952.4265 |  | 937.0534 | 0 | 0 | 15.3732 | 0
20.10. | 5 | 952.4265 |  | 937.0534 | 0 | 0 | 15.3732 | 0
20.10. | 6 | 952.4265 |  | 937.0534 | 0 | 0 | 15.3732 | 0
20.10. | 7 | 952.4265 |  | 937.0534 | 0 | 0 | 15.3732 | 0
20.10. | 8 | 952.4265 |  | 937.0534 | 0 | 0 | 15.3732 | 0
20.10. | 9 | 934.6203 |  | 919.2471 | 0 | 0 | 15.3732 | 0
20.10. | 10 | 894.5563 |  | 879.1831 | 0 | 0 | 15.3732 | 0
20.10. | 11 | 843.3633 |  | 827.9902 | 0 | 0 | 15.3732 | 0
20.10. | 12 | 823.3313 |  | 807.9581 | 0 | 0 | 15.3732 | 0
20.10. | 13 | 814.4282 |  | 799.055 | 0 | 0 | 15.3732 | 0
20.10. | 14 | 812.2024 |  | 796.8292 | 0 | 0 | 15.3732 | 0
20.10. | 15 | 818.8797 |  | 803.5066 | 0 | 0 | 15.3732 | 0
20.10. | 16 | 825.5571 |  | 810.1839 | 0 | 0 | 15.3732 | 0
20.10. | 17 | 832.2344 |  | 816.8613 | 0 | 0 | 15.3732 | 0
20.10. | 18 | 850.0407 |  | 834.6675 | 0 | 0 | 15.3732 | 0
20.10. | 19 | 858.9438 |  | 843.5706 | 0 | 0 | 15.3732 | 0
20.10. | 20 | 861.1695 |  | 845.7964 | 0 | 0 | 15.3732 | 0
20.10. | 21 | 874.5242 |  | 859.1511 | 0 | 0 | 15.3732 | 0
20.10. | 22 | 881.2016 |  | 865.8284 | 0 | 0 | 15.3732 | 0
20.10. | 23 | 892.3305 |  | 876.9573 | 0 | 0 | 15.3732 | 0
20.10. | 24 | 896.782 |  | 881.4089 | 0 | 0 | 15.3732 | 0
21.10. | 1 | 901.2336 |  | 885.8604 | 0 | 0 | 15.3732 | 0
21.10. | 2 | 901.2336 |  | 885.8604 | 0 | 0 | 15.3732 | 0
21.10. | 3 | 907.9109 |  | 892.5378 | 0 | 0 | 15.3732 | 0
21.10. | 4 | 907.9109 |  | 892.5378 | 0 | 0 | 15.3732 | 0
21.10. | 5 | 910.1367 |  | 894.7636 | 0 | 0 | 15.3732 | 0
21.10. | 6 | 910.1367 |  | 894.7636 | 0 | 0 | 15.3732 | 0
21.10. | 7 | 907.9109 |  | 892.5378 | 0 | 0 | 15.3732 | 0
21.10. | 8 | 903.4594 |  | 888.0862 | 0 | 0 | 15.3732 | 0
21.10. | 9 | 883.4274 |  | 868.0542 | 0 | 0 | 15.3732 | 0
21.10. | 10 | 881.2016 |  | 865.8284 | 0 | 0 | 15.3732 | 0
21.10. | 11 | 858.9438 |  | 843.5706 | 0 | 0 | 15.3732 | 0
21.10. | 12 | 854.4922 |  | 839.1191 | 0 | 0 | 15.3732 | 0
21.10. | 13 | 854.4922 |  | 839.1191 | 0 | 0 | 15.3732 | 0
21.10. | 14 | 861.1695 |  | 845.7964 | 0 | 0 | 15.3732 | 0
21.10. | 15 | 872.2985 |  | 856.9253 | 0 | 0 | 15.3732 | 0
21.10. | 16 | 878.9758 |  | 863.6026 | 0 | 0 | 15.3732 | 0
21.10. | 17 | 872.2985 |  | 856.9253 | 0 | 0 | 15.3732 | 0
21.10. | 18 | 867.8469 |  | 852.4737 | 0 | 0 | 15.3732 | 0
21.10. | 19 | 858.9438 |  | 843.5706 | 0 | 0 | 15.3732 | 0
21.10. | 20 | 852.2664 |  | 836.8933 | 0 | 0 | 15.3732 | 0
21.10. | 21 | 858.9438 |  | 843.5706 | 0 | 0 | 15.3732 | 0
21.10. | 22 | 863.3953 |  | 848.0222 | 0 | 0 | 15.3732 | 0
21.10. | 23 | 870.0727 |  | 854.6995 | 0 | 0 | 15.3732 | 0
21.10. | 24 | 867.8469 |  | 852.4737 | 0 | 0 | 15.3732 | 0
22.10. | 1 | 870.0727 |  | 854.6995 | 0 | 0 | 15.3732 | 0
22.10. | 2 | 872.2985 |  | 856.9253 | 0 | 0 | 15.3732 | 0
22.10. | 3 | 878.9758 |  | 863.6026 | 0 | 0 | 15.3732 | 0
22.10. | 4 | 885.6531 |  | 870.28 | 0 | 0 | 15.3732 | 0
22.10. | 5 | 892.3305 |  | 876.9573 | 0 | 0 | 15.3732 | 0
22.10. | 6 | 899.0078 |  | 883.6347 | 0 | 0 | 15.3732 | 0
22.10. | 7 | 901.2336 |  | 885.8604 | 0 | 0 | 15.3732 | 0
22.10. | 8 | 901.2336 |  | 885.8604 | 0 | 0 | 15.3732 | 0
22.10. | 9 | 876.75 |  | 861.3769 | 0 | 0 | 15.3732 | 0
22.10. | 10 | 874.5242 |  | 859.1511 | 0 | 0 | 15.3732 | 0
22.10. | 11 | 854.4922 |  | 839.1191 | 0 | 0 | 15.3732 | 0
22.10. | 12 | 854.4922 |  | 839.1191 | 0 | 0 | 15.3732 | 0
22.10. | 13 | 852.2664 |  | 836.8933 | 0 | 0 | 15.3732 | 0
22.10. | 14 | 852.2664 |  | 836.8933 | 0 | 0 | 15.3732 | 0
22.10. | 15 | 854.4922 |  | 839.1191 | 0 | 0 | 15.3732 | 0
22.10. | 16 | 863.3953 |  | 848.0222 | 0 | 0 | 15.3732 | 0
22.10. | 17 | 876.75 |  | 861.3769 | 0 | 0 | 15.3732 | 0
22.10. | 18 | 907.9109 |  | 892.5378 | 0 | 0 | 15.3732 | 0
22.10. | 19 | 919.0398 |  | 903.6667 | 0 | 0 | 15.3732 | 0
22.10. | 20 | 925.7172 |  | 910.344 | 0 | 0 | 15.3732 | 0
22.10. | 21 | 936.8461 |  | 921.4729 | 0 | 0 | 15.3732 | 0
22.10. | 22 | 941.2976 |  | 925.9245 | 0 | 0 | 15.3732 | 0
22.10. | 23 | 947.975 |  | 932.6018 | 0 | 0 | 15.3732 | 0
22.10. | 24 | 947.975 |  | 932.6018 | 0 | 0 | 15.3732 | 0
23.10. | 1 | 950.2007 |  | 934.8276 | 0 | 0 | 15.3732 | 0
23.10. | 2 | 950.2007 |  | 934.8276 | 0 | 0 | 15.3732 | 0
23.10. | 3 | 950.2007 |  | 934.8276 | 0 | 0 | 15.3732 | 0
23.10. | 4 | 952.4265 |  | 937.0534 | 0 | 0 | 15.3732 | 0
23.10. | 5 | 952.4265 |  | 937.0534 | 0 | 0 | 15.3732 | 0
23.10. | 6 | 952.4265 |  | 937.0534 | 0 | 0 | 15.3732 | 0
23.10. | 7 | 952.4265 |  | 937.0534 | 0 | 0 | 15.3732 | 0
23.10. | 8 | 950.2007 |  | 934.8276 | 0 | 0 | 15.3732 | 0
23.10. | 9 | 934.6203 |  | 919.2471 | 0 | 0 | 15.3732 | 0
23.10. | 10 | 919.0398 |  | 903.6667 | 0 | 0 | 15.3732 | 0
23.10. | 11 | 874.5242 |  | 859.1511 | 0 | 0 | 15.3732 | 0
23.10. | 12 | 856.718 |  | 841.3448 | 0 | 0 | 15.3732 | 0
23.10. | 13 | 845.5891 |  | 830.2159 | 0 | 0 | 15.3732 | 0
23.10. | 14 | 841.1375 |  | 825.7644 | 0 | 0 | 15.3732 | 0
23.10. | 15 | 845.5891 |  | 830.2159 | 0 | 0 | 15.3732 | 0
23.10. | 16 | 852.2664 |  | 836.8933 | 0 | 0 | 15.3732 | 0
23.10. | 17 | 854.4922 |  | 839.1191 | 0 | 0 | 15.3732 | 0
23.10. | 18 | 872.2985 |  | 856.9253 | 0 | 0 | 15.3732 | 0
23.10. | 19 | 872.2985 |  | 856.9253 | 0 | 0 | 15.3732 | 0
23.10. | 20 | 870.0727 |  | 854.6995 | 0 | 0 | 15.3732 | 0
23.10. | 21 | 876.75 |  | 861.3769 | 0 | 0 | 15.3732 | 0
23.10. | 22 | 881.2016 |  | 865.8284 | 0 | 0 | 15.3732 | 0
23.10. | 23 | 892.3305 |  | 876.9573 | 0 | 0 | 15.3732 | 0
23.10. | 24 | 896.782 |  | 881.4089 | 0 | 0 | 15.3732 | 0
24.10. | 1 | 905.6852 |  | 890.312 | 0 | 0 | 15.3732 | 0
24.10. | 2 | 910.1367 |  | 894.7636 | 0 | 0 | 15.3732 | 0
24.10. | 3 | 921.2656 |  | 905.8925 | 0 | 0 | 15.3732 | 0
24.10. | 4 | 927.9429 |  | 912.5698 | 0 | 0 | 15.3732 | 0
24.10. | 5 | 932.3945 |  | 917.0214 | 0 | 0 | 15.3732 | 0
24.10. | 6 | 934.6203 |  | 919.2471 | 0 | 0 | 15.3732 | 0
24.10. | 7 | 934.6203 |  | 919.2471 | 0 | 0 | 15.3732 | 0
24.10. | 8 | 936.8461 |  | 921.4729 | 0 | 0 | 15.3732 | 0
24.10. | 9 | 923.4914 |  | 908.1182 | 0 | 0 | 15.3732 | 0
24.10. | 10 | 921.2656 |  | 905.8925 | 0 | 0 | 15.3732 | 0
24.10. | 11 | 901.2336 |  | 885.8604 | 0 | 0 | 15.3732 | 0
24.10. | 12 | 901.2336 |  | 885.8604 | 0 | 0 | 15.3732 | 0
24.10. | 13 | 899.0078 |  | 883.6347 | 0 | 0 | 15.3732 | 0
24.10. | 14 | 894.5563 |  | 879.1831 | 0 | 0 | 15.3732 | 0
24.10. | 15 | 896.782 |  | 881.4089 | 0 | 0 | 15.3732 | 0
24.10. | 16 | 901.2336 |  | 885.8604 | 0 | 0 | 15.3732 | 0
24.10. | 17 | 905.6852 |  | 890.312 | 0 | 0 | 15.3732 | 0
24.10. | 18 | 921.2656 |  | 905.8925 | 0 | 0 | 15.3732 | 0
24.10. | 19 | 921.2656 |  | 905.8925 | 0 | 0 | 15.3732 | 0
24.10. | 20 | 921.2656 |  | 905.8925 | 0 | 0 | 15.3732 | 0
24.10. | 21 | 930.1687 |  | 914.7956 | 0 | 0 | 15.3732 | 0
24.10. | 22 | 934.6203 |  | 919.2471 | 0 | 0 | 15.3732 | 0
24.10. | 23 | 939.0718 |  | 923.6987 | 0 | 0 | 15.3732 | 0
24.10. | 24 | 939.0718 |  | 923.6987 | 0 | 0 | 15.3732 | 0
25.10. | 1 | 939.0718 |  | 923.6987 | 0 | 0 | 15.3732 | 0
25.10. | 2 | 939.0718 |  | 923.6987 | 0 | 0 | 15.3732 | 0
25.10. | 3 | 939.0718 |  | 923.6987 | 0 | 0 | 15.3732 | 0
25.10. | 4 | 939.0718 |  | 923.6987 | 0 | 0 | 15.3732 | 0
25.10. | 5 | 939.0718 |  | 923.6987 | 0 | 0 | 15.3732 | 0
25.10. | 6 | 939.0718 |  | 923.6987 | 0 | 0 | 15.3732 | 0
25.10. | 7 | 936.8461 |  | 921.4729 | 0 | 0 | 15.3732 | 0
25.10. | 8 | 936.8461 |  | 921.4729 | 0 | 0 | 15.3732 | 0
25.10. | 9 | 930.1687 |  | 914.7956 | 0 | 0 | 15.3732 | 0
25.10. | 10 | 927.9429 |  | 912.5698 | 0 | 0 | 15.3732 | 0
25.10. | 11 | 905.6852 |  | 890.312 | 0 | 0 | 15.3732 | 0
25.10. | 12 | 896.782 |  | 881.4089 | 0 | 0 | 15.3732 | 0
25.10. | 13 | 890.1047 |  | 874.7315 | 0 | 0 | 15.3732 | 0
25.10. | 14 | 885.6531 |  | 870.28 | 0 | 0 | 15.3732 | 0
25.10. | 15 | 890.1047 |  | 874.7315 | 0 | 0 | 15.3732 | 0
25.10. | 16 | 894.5563 |  | 879.1831 | 0 | 0 | 15.3732 | 0
25.10. | 17 | 892.3305 |  | 876.9573 | 0 | 0 | 15.3732 | 0
25.10. | 18 | 894.5563 |  | 879.1831 | 0 | 0 | 15.3732 | 0
25.10. | 19 | 890.1047 |  | 874.7315 | 0 | 0 | 15.3732 | 0
25.10. | 20 | 887.8789 |  | 872.5058 | 0 | 0 | 15.3732 | 0
25.10. | 21 | 899.0078 |  | 883.6347 | 0 | 0 | 15.3732 | 0
25.10. | 22 | 901.2336 |  | 885.8604 | 0 | 0 | 15.3732 | 0
25.10. | 23 | 907.9109 |  | 892.5378 | 0 | 0 | 15.3732 | 0
25.10. | 24 | 905.6852 |  | 890.312 | 0 | 0 | 15.3732 | 0
26.10. | 1 | 907.9109 |  | 892.5378 | 0 | 0 | 15.3732 | 0
26.10. | 2 | 907.9109 |  | 892.5378 | 0 | 0 | 15.3732 | 0
26.10. | 3 | 912.3625 |  | 896.9893 | 0 | 0 | 15.3732 | 0
26.10. | 4 | 914.5883 |  | 899.2151 | 0 | 0 | 15.3732 | 0
26.10. | 5 | 914.5883 |  | 899.2151 | 0 | 0 | 15.3732 | 0
26.10. | 6 | 916.8141 |  | 901.4409 | 0 | 0 | 15.3732 | 0
26.10. | 7 | 916.8141 |  | 901.4409 | 0 | 0 | 15.3732 | 0
26.10. | 8 | 919.0398 |  | 903.6667 | 0 | 0 | 15.3732 | 0
26.10. | 9 | 907.9109 |  | 892.5378 | 0 | 0 | 15.3732 | 0
26.10. | 10 | 912.3625 |  | 896.9893 | 0 | 0 | 15.3732 | 0
26.10. | 11 | 892.3305 |  | 876.9573 | 0 | 0 | 15.3732 | 0
26.10. | 12 | 890.1047 |  | 874.7315 | 0 | 0 | 15.3732 | 0
26.10. | 13 | 887.8789 |  | 872.5058 | 0 | 0 | 15.3732 | 0
26.10. | 14 | 887.8789 |  | 872.5058 | 0 | 0 | 15.3732 | 0
26.10. | 15 | 892.3305 |  | 876.9573 | 0 | 0 | 15.3732 | 0
26.10. | 16 | 899.0078 |  | 883.6347 | 0 | 0 | 15.3732 | 0
26.10. | 17 | 903.4594 |  | 888.0862 | 0 | 0 | 15.3732 | 0
26.10. | 18 | 914.5883 |  | 899.2151 | 0 | 0 | 15.3732 | 0
26.10. | 19 | 914.5883 |  | 899.2151 | 0 | 0 | 15.3732 | 0
26.10. | 20 | 914.5883 |  | 899.2151 | 0 | 0 | 15.3732 | 0
26.10. | 21 | 921.2656 |  | 905.8925 | 0 | 0 | 15.3732 | 0
26.10. | 22 | 923.4914 |  | 908.1182 | 0 | 0 | 15.3732 | 0
26.10. | 23 | 930.1687 |  | 914.7956 | 0 | 0 | 15.3732 | 0
26.10. | 24 | 930.1687 |  | 914.7956 | 0 | 0 | 15.3732 | 0
27.10. | 1 | 930.1687 |  | 914.7956 | 0 | 0 | 15.3732 | 0
27.10. | 2 | 932.3945 |  | 917.0214 | 0 | 0 | 15.3732 | 0
27.10. | 3 | 934.6203 |  | 919.2471 | 0 | 0 | 15.3732 | 0
27.10. | 4 | 936.8461 |  | 921.4729 | 0 | 0 | 15.3732 | 0
27.10. | 5 | 936.8461 |  | 921.4729 | 0 | 0 | 15.3732 | 0
27.10. | 6 | 936.8461 |  | 921.4729 | 0 | 0 | 15.3732 | 0
27.10. | 7 | 936.8461 |  | 921.4729 | 0 | 0 | 15.3732 | 0
27.10. | 8 | 936.8461 |  | 921.4729 | 0 | 0 | 15.3732 | 0
27.10. | 9 | 930.1687 |  | 914.7956 | 0 | 0 | 15.3732 | 0
27.10. | 10 | 932.3945 |  | 917.0214 | 0 | 0 | 15.3732 | 0
27.10. | 11 | 914.5883 |  | 899.2151 | 0 | 0 | 15.3732 | 0
27.10. | 12 | 912.3625 |  | 896.9893 | 0 | 0 | 15.3732 | 0
27.10. | 13 | 910.1367 |  | 894.7636 | 0 | 0 | 15.3732 | 0
27.10. | 14 | 910.1367 |  | 894.7636 | 0 | 0 | 15.3732 | 0
27.10. | 15 | 914.5883 |  | 899.2151 | 0 | 0 | 15.3732 | 0
27.10. | 16 | 923.4914 |  | 908.1182 | 0 | 0 | 15.3732 | 0
27.10. | 17 | 927.9429 |  | 912.5698 | 0 | 0 | 15.3732 | 0
27.10. | 18 | 936.8461 |  | 921.4729 | 0 | 0 | 15.3732 | 0
27.10. | 19 | 936.8461 |  | 921.4729 | 0 | 0 | 15.3732 | 0
27.10. | 20 | 936.8461 |  | 921.4729 | 0 | 0 | 15.3732 | 0
27.10. | 21 | 943.5234 |  | 928.1503 | 0 | 0 | 15.3732 | 0
27.10. | 22 | 945.7492 |  | 930.376 | 0 | 0 | 15.3732 | 0
27.10. | 23 | 947.975 |  | 932.6018 | 0 | 0 | 15.3732 | 0
27.10. | 24 | 947.975 |  | 932.6018 | 0 | 0 | 15.3732 | 0
28.10. | 1 | 947.975 |  | 932.6018 | 0 | 0 | 15.3732 | 0
28.10. | 2 | 950.2007 |  | 934.8276 | 0 | 0 | 15.3732 | 0
28.10. | 3 | 950.2007 |  | 934.8276 | 0 | 0 | 15.3732 | 0
28.10. | 4 | 952.4265 |  | 937.0534 | 0 | 0 | 15.3732 | 0
28.10. | 5 | 952.4265 |  | 937.0534 | 0 | 0 | 15.3732 | 0
28.10. | 6 | 952.4265 |  | 937.0534 | 0 | 0 | 15.3732 | 0
28.10. | 7 | 952.4265 |  | 937.0534 | 0 | 0 | 15.3732 | 0
28.10. | 8 | 952.4265 |  | 937.0534 | 0 | 0 | 15.3732 | 0
28.10. | 9 | 950.2007 |  | 934.8276 | 0 | 0 | 15.3732 | 0
28.10. | 10 | 947.975 |  | 932.6018 | 0 | 0 | 15.3732 | 0
28.10. | 11 | 936.8461 |  | 921.4729 | 0 | 0 | 15.3732 | 0
28.10. | 12 | 930.1687 |  | 914.7956 | 0 | 0 | 15.3732 | 0
28.10. | 13 | 925.7172 |  | 910.344 | 0 | 0 | 15.3732 | 0
28.10. | 14 | 923.4914 |  | 908.1182 | 0 | 0 | 15.3732 | 0
28.10. | 15 | 930.1687 |  | 914.7956 | 0 | 0 | 15.3732 | 0
28.10. | 16 | 939.0718 |  | 923.6987 | 0 | 0 | 15.3732 | 0
28.10. | 17 | 945.7492 |  | 930.376 | 0 | 0 | 15.3732 | 0
28.10. | 18 | 950.2007 |  | 934.8276 | 0 | 0 | 15.3732 | 0
28.10. | 19 | 952.4265 |  | 937.0534 | 0 | 0 | 15.3732 | 0
28.10. | 20 | 952.4265 |  | 937.0534 | 0 | 0 | 15.3732 | 0
28.10. | 21 | 952.4265 |  | 937.0534 | 0 | 0 | 15.3732 | 0
28.10. | 22 | 952.4265 |  | 937.0534 | 0 | 0 | 15.3732 | 0
28.10. | 23 | 952.4265 |  | 937.0534 | 0 | 0 | 15.3732 | 0
28.10. | 24 | 952.4265 |  | 937.0534 | 0 | 0 | 15.3732 | 0
29.10. | 1 | 952.4265 |  | 937.0534 | 0 | 0 | 15.3732 | 0
29.10. | 2 | 952.4265 |  | 937.0534 | 0 | 0 | 15.3732 | 0
29.10. | 3 | 952.4265 |  | 937.0534 | 0 | 0 | 15.3732 | 0
29.10. | 4 | 952.4265 |  | 937.0534 | 0 | 0 | 15.3732 | 0
29.10. | 5 | 952.4265 |  | 937.0534 | 0 | 0 | 15.3732 | 0
29.10. | 6 | 952.4265 |  | 937.0534 | 0 | 0 | 15.3732 | 0
29.10. | 7 | 952.4265 |  | 937.0534 | 0 | 0 | 15.3732 | 0
29.10. | 8 | 952.4265 |  | 937.0534 | 0 | 0 | 15.3732 | 0
29.10. | 9 | 952.4265 |  | 937.0534 | 0 | 0 | 15.3732 | 0
29.10. | 10 | 950.2007 |  | 934.8276 | 0 | 0 | 15.3732 | 0
29.10. | 11 | 932.3945 |  | 917.0214 | 0 | 0 | 15.3732 | 0
29.10. | 12 | 919.0398 |  | 903.6667 | 0 | 0 | 15.3732 | 0
29.10. | 13 | 910.1367 |  | 894.7636 | 0 | 0 | 15.3732 | 0
29.10. | 14 | 907.9109 |  | 892.5378 | 0 | 0 | 15.3732 | 0
29.10. | 15 | 916.8141 |  | 901.4409 | 0 | 0 | 15.3732 | 0
29.10. | 16 | 927.9429 |  | 912.5698 | 0 | 0 | 15.3732 | 0
29.10. | 17 | 934.6203 |  | 919.2471 | 0 | 0 | 15.3732 | 0
29.10. | 18 | 941.2976 |  | 925.9245 | 0 | 0 | 15.3732 | 0
29.10. | 19 | 941.2976 |  | 925.9245 | 0 | 0 | 15.3732 | 0
29.10. | 20 | 941.2976 |  | 925.9245 | 0 | 0 | 15.3732 | 0
29.10. | 21 | 945.7492 |  | 930.376 | 0 | 0 | 15.3732 | 0
29.10. | 22 | 947.975 |  | 932.6018 | 0 | 0 | 15.3732 | 0
29.10. | 23 | 950.2007 |  | 934.8276 | 0 | 0 | 15.3732 | 0
29.10. | 24 | 952.4265 |  | 937.0534 | 0 | 0 | 15.3732 | 0
30.10. | 1 | 952.4265 |  | 937.0534 | 0 | 0 | 15.3732 | 0
30.10. | 2 | 952.4265 |  | 937.0534 | 0 | 0 | 15.3732 | 0
30.10. | 3 | 952.4265 |  | 937.0534 | 0 | 0 | 15.3732 | 0
30.10. | 4 | 952.4265 |  | 937.0534 | 0 | 0 | 15.3732 | 0
30.10. | 5 | 952.4265 |  | 937.0534 | 0 | 0 | 15.3732 | 0
30.10. | 6 | 952.4265 |  | 937.0534 | 0 | 0 | 15.3732 | 0
30.10. | 7 | 952.4265 |  | 937.0534 | 0 | 0 | 15.3732 | 0
30.10. | 8 | 952.4265 |  | 937.0534 | 0 | 0 | 15.3732 | 0
30.10. | 9 | 952.4265 |  | 937.0534 | 0 | 0 | 15.3732 | 0
30.10. | 10 | 943.5234 |  | 928.1503 | 0 | 0 | 15.3732 | 0
30.10. | 11 | 907.9109 |  | 892.5378 | 0 | 0 | 15.3732 | 0
30.10. | 12 | 887.8789 |  | 872.5058 | 0 | 0 | 15.3732 | 0
30.10. | 13 | 881.2016 |  | 865.8284 | 0 | 0 | 15.3732 | 0
30.10. | 14 | 881.2016 |  | 865.8284 | 0 | 0 | 15.3732 | 0
30.10. | 15 | 896.782 |  | 881.4089 | 0 | 0 | 15.3732 | 0
30.10. | 16 | 925.7172 |  | 910.344 | 0 | 0 | 15.3732 | 0
30.10. | 17 | 947.975 |  | 932.6018 | 0 | 0 | 15.3732 | 0
30.10. | 18 | 952.4265 |  | 937.0534 | 0 | 0 | 15.3732 | 0
30.10. | 19 | 952.4265 |  | 937.0534 | 0 | 0 | 15.3732 | 0
30.10. | 20 | 952.4265 |  | 937.0534 | 0 | 0 | 15.3732 | 0
30.10. | 21 | 952.4265 |  | 937.0534 | 0 | 0 | 15.3732 | 0
30.10. | 22 | 952.4265 |  | 937.0534 | 0 | 0 | 15.3732 | 0
30.10. | 23 | 952.4265 |  | 937.0534 | 0 | 0 | 15.3732 | 0
30.10. | 24 | 952.4265 |  | 937.0534 | 0 | 0 | 15.3732 | 0
31.10. | 1 | 952.4265 |  | 937.0534 | 0 | 0 | 15.3732 | 0
31.10. | 2 | 952.4265 |  | 937.0534 | 0 | 0 | 15.3732 | 0
31.10. | 3 | 952.4265 |  | 937.0534 | 0 | 0 | 15.3732 | 0
31.10. | 4 | 952.4265 |  | 937.0534 | 0 | 0 | 15.3732 | 0
31.10. | 5 | 952.4265 |  | 937.0534 | 0 | 0 | 15.3732 | 0
31.10. | 6 | 952.4265 |  | 937.0534 | 0 | 0 | 15.3732 | 0
31.10. | 7 | 952.4265 |  | 937.0534 | 0 | 0 | 15.3732 | 0
31.10. | 8 | 952.4265 |  | 937.0534 | 0 | 0 | 15.3732 | 0
31.10. | 9 | 952.4265 |  | 937.0534 | 0 | 0 | 15.3732 | 0
31.10. | 10 | 950.2007 |  | 934.8276 | 0 | 0 | 15.3732 | 0
31.10. | 11 | 912.3625 |  | 896.9893 | 0 | 0 | 15.3732 | 0
31.10. | 12 | 883.4274 |  | 868.0542 | 0 | 0 | 15.3732 | 0
31.10. | 13 | 872.2985 |  | 856.9253 | 0 | 0 | 15.3732 | 0
31.10. | 14 | 872.2985 |  | 856.9253 | 0 | 0 | 15.3732 | 0
31.10. | 15 | 892.3305 |  | 876.9573 | 0 | 0 | 15.3732 | 0
31.10. | 16 | 912.3625 |  | 896.9893 | 0 | 0 | 15.3732 | 0
31.10. | 17 | 925.7172 |  | 910.344 | 0 | 0 | 15.3732 | 0
31.10. | 18 | 939.0718 |  | 923.6987 | 0 | 0 | 15.3732 | 0
31.10. | 19 | 941.2976 |  | 925.9245 | 0 | 0 | 15.3732 | 0
31.10. | 20 | 941.2976 |  | 925.9245 | 0 | 0 | 15.3732 | 0
31.10. | 21 | 943.5234 |  | 928.1503 | 0 | 0 | 15.3732 | 0
31.10. | 22 | 945.7492 |  | 930.376 | 0 | 0 | 15.3732 | 0
31.10. | 23 | 947.975 |  | 932.6018 | 0 | 0 | 15.3732 | 0
31.10. | 24 | 947.975 |  | 932.6018 | 0 | 0 | 15.3732 | 0
01.11. | 1 | 1064.1075 |  | 1048.3424 | 0 | 0 | 15.7651 | 0
01.11. | 2 | 1064.1075 |  | 1048.3424 | 0 | 0 | 15.7651 | 0
01.11. | 3 | 1061.8817 |  | 1046.1166 | 0 | 0 | 15.7651 | 0
01.11. | 4 | 1059.6559 |  | 1043.8908 | 0 | 0 | 15.7651 | 0
01.11. | 5 | 1055.2044 |  | 1039.4393 | 0 | 0 | 15.7651 | 0
01.11. | 6 | 1052.9786 |  | 1037.2135 | 0 | 0 | 15.7651 | 0
01.11. | 7 | 1048.527 |  | 1032.7619 | 0 | 0 | 15.7651 | 0
01.11. | 8 | 1046.3012 |  | 1030.5361 | 0 | 0 | 15.7651 | 0
01.11. | 9 | 1026.2692 |  | 1010.5041 | 0 | 0 | 15.7651 | 0
01.11. | 10 | 1015.1403 |  | 999.3752 | 0 | 0 | 15.7651 | 0
01.11. | 11 | 992.8825 |  | 977.1174 | 0 | 0 | 15.7651 | 0
01.11. | 12 | 992.8825 |  | 977.1174 | 0 | 0 | 15.7651 | 0
01.11. | 13 | 986.2052 |  | 970.4401 | 0 | 0 | 15.7651 | 0
01.11. | 14 | 972.8505 |  | 957.0854 | 0 | 0 | 15.7651 | 0
01.11. | 15 | 963.9474 |  | 948.1823 | 0 | 0 | 15.7651 | 0
01.11. | 16 | 966.1732 |  | 950.4081 | 0 | 0 | 15.7651 | 0
01.11. | 17 | 970.6247 |  | 954.8596 | 0 | 0 | 15.7651 | 0
01.11. | 18 | 983.9794 |  | 968.2143 | 0 | 0 | 15.7651 | 0
01.11. | 19 | 988.431 |  | 972.6659 | 0 | 0 | 15.7651 | 0
01.11. | 20 | 990.6567 |  | 974.8916 | 0 | 0 | 15.7651 | 0
01.11. | 21 | 995.1083 |  | 979.3432 | 0 | 0 | 15.7651 | 0
01.11. | 22 | 997.3341 |  | 981.569 | 0 | 0 | 15.7651 | 0
01.11. | 23 | 1004.0114 |  | 988.2463 | 0 | 0 | 15.7651 | 0
01.11. | 24 | 1008.463 |  | 992.6979 | 0 | 0 | 15.7651 | 0
02.11. | 1 | 1012.9145 |  | 997.1494 | 0 | 0 | 15.7651 | 0
02.11. | 2 | 1012.9145 |  | 997.1494 | 0 | 0 | 15.7651 | 0
02.11. | 3 | 1015.1403 |  | 999.3752 | 0 | 0 | 15.7651 | 0
02.11. | 4 | 1017.3661 |  | 1001.601 | 0 | 0 | 15.7651 | 0
02.11. | 5 | 1017.3661 |  | 1001.601 | 0 | 0 | 15.7651 | 0
02.11. | 6 | 1017.3661 |  | 1001.601 | 0 | 0 | 15.7651 | 0
02.11. | 7 | 1015.1403 |  | 999.3752 | 0 | 0 | 15.7651 | 0
02.11. | 8 | 1010.6888 |  | 994.9237 | 0 | 0 | 15.7651 | 0
02.11. | 9 | 992.8825 |  | 977.1174 | 0 | 0 | 15.7651 | 0
02.11. | 10 | 983.9794 |  | 968.2143 | 0 | 0 | 15.7651 | 0
02.11. | 11 | 961.7216 |  | 945.9565 | 0 | 0 | 15.7651 | 0
02.11. | 12 | 968.3989 |  | 952.6338 | 0 | 0 | 15.7651 | 0
02.11. | 13 | 970.6247 |  | 954.8596 | 0 | 0 | 15.7651 | 0
02.11. | 14 | 963.9474 |  | 948.1823 | 0 | 0 | 15.7651 | 0
02.11. | 15 | 961.7216 |  | 945.9565 | 0 | 0 | 15.7651 | 0
02.11. | 16 | 968.3989 |  | 952.6338 | 0 | 0 | 15.7651 | 0
02.11. | 17 | 975.0763 |  | 959.3112 | 0 | 0 | 15.7651 | 0
02.11. | 18 | 990.6567 |  | 974.8916 | 0 | 0 | 15.7651 | 0
02.11. | 19 | 997.3341 |  | 981.569 | 0 | 0 | 15.7651 | 0
02.11. | 20 | 999.5599 |  | 983.7948 | 0 | 0 | 15.7651 | 0
02.11. | 21 | 1004.0114 |  | 988.2463 | 0 | 0 | 15.7651 | 0
02.11. | 22 | 1004.0114 |  | 988.2463 | 0 | 0 | 15.7651 | 0
02.11. | 23 | 1010.6888 |  | 994.9237 | 0 | 0 | 15.7651 | 0
02.11. | 24 | 1010.6888 |  | 994.9237 | 0 | 0 | 15.7651 | 0
03.11. | 1 | 1015.1403 |  | 999.3752 | 0 | 0 | 15.7651 | 0
03.11. | 2 | 1019.5919 |  | 1003.8268 | 0 | 0 | 15.7651 | 0
03.11. | 3 | 1024.0434 |  | 1008.2783 | 0 | 0 | 15.7651 | 0
03.11. | 4 | 1030.7208 |  | 1014.9557 | 0 | 0 | 15.7651 | 0
03.11. | 5 | 1035.1723 |  | 1019.4072 | 0 | 0 | 15.7651 | 0
03.11. | 6 | 1044.0755 |  | 1028.3104 | 0 | 0 | 15.7651 | 0
03.11. | 7 | 1048.527 |  | 1032.7619 | 0 | 0 | 15.7651 | 0
03.11. | 8 | 1048.527 |  | 1032.7619 | 0 | 0 | 15.7651 | 0
03.11. | 9 | 1035.1723 |  | 1019.4072 | 0 | 0 | 15.7651 | 0
03.11. | 10 | 1030.7208 |  | 1014.9557 | 0 | 0 | 15.7651 | 0
03.11. | 11 | 1015.1403 |  | 999.3752 | 0 | 0 | 15.7651 | 0
03.11. | 12 | 1021.8177 |  | 1006.0526 | 0 | 0 | 15.7651 | 0
03.11. | 13 | 1021.8177 |  | 1006.0526 | 0 | 0 | 15.7651 | 0
03.11. | 14 | 1017.3661 |  | 1001.601 | 0 | 0 | 15.7651 | 0
03.11. | 15 | 1012.9145 |  | 997.1494 | 0 | 0 | 15.7651 | 0
03.11. | 16 | 1024.0434 |  | 1008.2783 | 0 | 0 | 15.7651 | 0
03.11. | 17 | 1044.0755 |  | 1028.3104 | 0 | 0 | 15.7651 | 0
03.11. | 18 | 1075.2364 |  | 1059.4713 | 0 | 0 | 15.7651 | 0
03.11. | 19 | 1093.0426 |  | 1077.2775 | 0 | 0 | 15.7651 | 0
03.11. | 20 | 1104.1715 |  | 1088.4064 | 0 | 0 | 15.7651 | 0
03.11. | 21 | 1113.0746 |  | 1097.3095 | 0 | 0 | 15.7651 | 0
03.11. | 22 | 1115.3004 |  | 1099.5353 | 0 | 0 | 15.7651 | 0
03.11. | 23 | 1119.752 |  | 1103.9869 | 0 | 0 | 15.7651 | 0
03.11. | 24 | 1119.752 |  | 1103.9869 | 0 | 0 | 15.7651 | 0
04.11. | 1 | 1119.752 |  | 1103.9869 | 0 | 0 | 15.7651 | 0
04.11. | 2 | 1119.752 |  | 1103.9869 | 0 | 0 | 15.7651 | 0
04.11. | 3 | 1119.752 |  | 1103.9869 | 0 | 0 | 15.7651 | 0
04.11. | 4 | 1119.752 |  | 1103.9869 | 0 | 0 | 15.7651 | 0
04.11. | 5 | 1117.5262 |  | 1101.7611 | 0 | 0 | 15.7651 | 0
04.11. | 6 | 1117.5262 |  | 1101.7611 | 0 | 0 | 15.7651 | 0
04.11. | 7 | 1115.3004 |  | 1099.5353 | 0 | 0 | 15.7651 | 0
04.11. | 8 | 1108.6231 |  | 1092.858 | 0 | 0 | 15.7651 | 0
04.11. | 9 | 1084.1395 |  | 1068.3744 | 0 | 0 | 15.7651 | 0
04.11. | 10 | 1061.8817 |  | 1046.1166 | 0 | 0 | 15.7651 | 0
04.11. | 11 | 1024.0434 |  | 1008.2783 | 0 | 0 | 15.7651 | 0
04.11. | 12 | 1010.6888 |  | 994.9237 | 0 | 0 | 15.7651 | 0
04.11. | 13 | 999.5599 |  | 983.7948 | 0 | 0 | 15.7651 | 0
04.11. | 14 | 990.6567 |  | 974.8916 | 0 | 0 | 15.7651 | 0
04.11. | 15 | 995.1083 |  | 979.3432 | 0 | 0 | 15.7651 | 0
04.11. | 16 | 1015.1403 |  | 999.3752 | 0 | 0 | 15.7651 | 0
04.11. | 17 | 1032.9466 |  | 1017.1815 | 0 | 0 | 15.7651 | 0
04.11. | 18 | 1064.1075 |  | 1048.3424 | 0 | 0 | 15.7651 | 0
04.11. | 19 | 1081.9137 |  | 1066.1486 | 0 | 0 | 15.7651 | 0
04.11. | 20 | 1090.8168 |  | 1075.0517 | 0 | 0 | 15.7651 | 0
04.11. | 21 | 1095.2684 |  | 1079.5033 | 0 | 0 | 15.7651 | 0
04.11. | 22 | 1097.4942 |  | 1081.7291 | 0 | 0 | 15.7651 | 0
04.11. | 23 | 1101.9457 |  | 1086.1806 | 0 | 0 | 15.7651 | 0
04.11. | 24 | 1101.9457 |  | 1086.1806 | 0 | 0 | 15.7651 | 0
05.11. | 1 | 1101.9457 |  | 1086.1806 | 0 | 0 | 15.7651 | 0
05.11. | 2 | 1101.9457 |  | 1086.1806 | 0 | 0 | 15.7651 | 0
05.11. | 3 | 1104.1715 |  | 1088.4064 | 0 | 0 | 15.7651 | 0
05.11. | 4 | 1104.1715 |  | 1088.4064 | 0 | 0 | 15.7651 | 0
05.11. | 5 | 1106.3973 |  | 1090.6322 | 0 | 0 | 15.7651 | 0
05.11. | 6 | 1108.6231 |  | 1092.858 | 0 | 0 | 15.7651 | 0
05.11. | 7 | 1106.3973 |  | 1090.6322 | 0 | 0 | 15.7651 | 0
05.11. | 8 | 1097.4942 |  | 1081.7291 | 0 | 0 | 15.7651 | 0
05.11. | 9 | 1070.7848 |  | 1055.0197 | 0 | 0 | 15.7651 | 0
05.11. | 10 | 1048.527 |  | 1032.7619 | 0 | 0 | 15.7651 | 0
05.11. | 11 | 1012.9145 |  | 997.1494 | 0 | 0 | 15.7651 | 0
05.11. | 12 | 1001.7856 |  | 986.0205 | 0 | 0 | 15.7651 | 0
05.11. | 13 | 990.6567 |  | 974.8916 | 0 | 0 | 15.7651 | 0
05.11. | 14 | 981.7536 |  | 965.9885 | 0 | 0 | 15.7651 | 0
05.11. | 15 | 981.7536 |  | 965.9885 | 0 | 0 | 15.7651 | 0
05.11. | 16 | 992.8825 |  | 977.1174 | 0 | 0 | 15.7651 | 0
05.11. | 17 | 999.5599 |  | 983.7948 | 0 | 0 | 15.7651 | 0
05.11. | 18 | 1015.1403 |  | 999.3752 | 0 | 0 | 15.7651 | 0
05.11. | 19 | 1024.0434 |  | 1008.2783 | 0 | 0 | 15.7651 | 0
05.11. | 20 | 1028.495 |  | 1012.7299 | 0 | 0 | 15.7651 | 0
05.11. | 21 | 1032.9466 |  | 1017.1815 | 0 | 0 | 15.7651 | 0
05.11. | 22 | 1037.3981 |  | 1021.633 | 0 | 0 | 15.7651 | 0
05.11. | 23 | 1041.8497 |  | 1026.0846 | 0 | 0 | 15.7651 | 0
05.11. | 24 | 1046.3012 |  | 1030.5361 | 0 | 0 | 15.7651 | 0
06.11. | 1 | 1050.7528 |  | 1034.9877 | 0 | 0 | 15.7651 | 0
06.11. | 2 | 1055.2044 |  | 1039.4393 | 0 | 0 | 15.7651 | 0
06.11. | 3 | 1059.6559 |  | 1043.8908 | 0 | 0 | 15.7651 | 0
06.11. | 4 | 1064.1075 |  | 1048.3424 | 0 | 0 | 15.7651 | 0
06.11. | 5 | 1066.3333 |  | 1050.5682 | 0 | 0 | 15.7651 | 0
06.11. | 6 | 1070.7848 |  | 1055.0197 | 0 | 0 | 15.7651 | 0
06.11. | 7 | 1068.559 |  | 1052.7939 | 0 | 0 | 15.7651 | 0
06.11. | 8 | 1059.6559 |  | 1043.8908 | 0 | 0 | 15.7651 | 0
06.11. | 9 | 1028.495 |  | 1012.7299 | 0 | 0 | 15.7651 | 0
06.11. | 10 | 1001.7856 |  | 986.0205 | 0 | 0 | 15.7651 | 0
06.11. | 11 | 961.7216 |  | 945.9565 | 0 | 0 | 15.7651 | 0
06.11. | 12 | 941.6896 |  | 925.9245 | 0 | 0 | 15.7651 | 0
06.11. | 13 | 930.5607 |  | 914.7956 | 0 | 0 | 15.7651 | 0
06.11. | 14 | 928.3349 |  | 912.5698 | 0 | 0 | 15.7651 | 0
06.11. | 15 | 939.4638 |  | 923.6987 | 0 | 0 | 15.7651 | 0
06.11. | 16 | 961.7216 |  | 945.9565 | 0 | 0 | 15.7651 | 0
06.11. | 17 | 988.431 |  | 972.6659 | 0 | 0 | 15.7651 | 0
06.11. | 18 | 1028.495 |  | 1012.7299 | 0 | 0 | 15.7651 | 0
06.11. | 19 | 1055.2044 |  | 1039.4393 | 0 | 0 | 15.7651 | 0
06.11. | 20 | 1070.7848 |  | 1055.0197 | 0 | 0 | 15.7651 | 0
06.11. | 21 | 1081.9137 |  | 1066.1486 | 0 | 0 | 15.7651 | 0
06.11. | 22 | 1088.5911 |  | 1072.826 | 0 | 0 | 15.7651 | 0
06.11. | 23 | 1097.4942 |  | 1081.7291 | 0 | 0 | 15.7651 | 0
06.11. | 24 | 1101.9457 |  | 1086.1806 | 0 | 0 | 15.7651 | 0
07.11. | 1 | 1106.3973 |  | 1090.6322 | 0 | 0 | 15.7651 | 0
07.11. | 2 | 1108.6231 |  | 1092.858 | 0 | 0 | 15.7651 | 0
07.11. | 3 | 1113.0746 |  | 1097.3095 | 0 | 0 | 15.7651 | 0
07.11. | 4 | 1115.3004 |  | 1099.5353 | 0 | 0 | 15.7651 | 0
07.11. | 5 | 1119.752 |  | 1103.9869 | 0 | 0 | 15.7651 | 0
07.11. | 6 | 1121.9778 |  | 1106.2127 | 0 | 0 | 15.7651 | 0
07.11. | 7 | 1119.752 |  | 1103.9869 | 0 | 0 | 15.7651 | 0
07.11. | 8 | 1108.6231 |  | 1092.858 | 0 | 0 | 15.7651 | 0
07.11. | 9 | 1073.0106 |  | 1057.2455 | 0 | 0 | 15.7651 | 0
07.11. | 10 | 1026.2692 |  | 1010.5041 | 0 | 0 | 15.7651 | 0
07.11. | 11 | 963.9474 |  | 948.1823 | 0 | 0 | 15.7651 | 0
07.11. | 12 | 930.5607 |  | 914.7956 | 0 | 0 | 15.7651 | 0
07.11. | 13 | 914.9802 |  | 899.2151 | 0 | 0 | 15.7651 | 0
07.11. | 14 | 914.9802 |  | 899.2151 | 0 | 0 | 15.7651 | 0
07.11. | 15 | 932.7865 |  | 917.0214 | 0 | 0 | 15.7651 | 0
07.11. | 16 | 959.4958 |  | 943.7307 | 0 | 0 | 15.7651 | 0
07.11. | 17 | 983.9794 |  | 968.2143 | 0 | 0 | 15.7651 | 0
07.11. | 18 | 1017.3661 |  | 1001.601 | 0 | 0 | 15.7651 | 0
07.11. | 19 | 1037.3981 |  | 1021.633 | 0 | 0 | 15.7651 | 0
07.11. | 20 | 1048.527 |  | 1032.7619 | 0 | 0 | 15.7651 | 0
07.11. | 21 | 1057.4301 |  | 1041.665 | 0 | 0 | 15.7651 | 0
07.11. | 22 | 1059.6559 |  | 1043.8908 | 0 | 0 | 15.7651 | 0
07.11. | 23 | 1066.3333 |  | 1050.5682 | 0 | 0 | 15.7651 | 0
07.11. | 24 | 1066.3333 |  | 1050.5682 | 0 | 0 | 15.7651 | 0
08.11. | 1 | 1068.559 |  | 1052.7939 | 0 | 0 | 15.7651 | 0
08.11. | 2 | 1070.7848 |  | 1055.0197 | 0 | 0 | 15.7651 | 0
08.11. | 3 | 1075.2364 |  | 1059.4713 | 0 | 0 | 15.7651 | 0
08.11. | 4 | 1081.9137 |  | 1066.1486 | 0 | 0 | 15.7651 | 0
08.11. | 5 | 1086.3653 |  | 1070.6002 | 0 | 0 | 15.7651 | 0
08.11. | 6 | 1093.0426 |  | 1077.2775 | 0 | 0 | 15.7651 | 0
08.11. | 7 | 1088.5911 |  | 1072.826 | 0 | 0 | 15.7651 | 0
08.11. | 8 | 1073.0106 |  | 1057.2455 | 0 | 0 | 15.7651 | 0
08.11. | 9 | 1028.495 |  | 1012.7299 | 0 | 0 | 15.7651 | 0
08.11. | 10 | 988.431 |  | 972.6659 | 0 | 0 | 15.7651 | 0
08.11. | 11 | 943.9154 |  | 928.1503 | 0 | 0 | 15.7651 | 0
08.11. | 12 | 930.5607 |  | 914.7956 | 0 | 0 | 15.7651 | 0
08.11. | 13 | 923.8833 |  | 908.1182 | 0 | 0 | 15.7651 | 0
08.11. | 14 | 921.6576 |  | 905.8925 | 0 | 0 | 15.7651 | 0
08.11. | 15 | 935.0122 |  | 919.2471 | 0 | 0 | 15.7651 | 0
08.11. | 16 | 955.0443 |  | 939.2792 | 0 | 0 | 15.7651 | 0
08.11. | 17 | 975.0763 |  | 959.3112 | 0 | 0 | 15.7651 | 0
08.11. | 18 | 1001.7856 |  | 986.0205 | 0 | 0 | 15.7651 | 0
08.11. | 19 | 1017.3661 |  | 1001.601 | 0 | 0 | 15.7651 | 0
08.11. | 20 | 1024.0434 |  | 1008.2783 | 0 | 0 | 15.7651 | 0
08.11. | 21 | 1026.2692 |  | 1010.5041 | 0 | 0 | 15.7651 | 0
08.11. | 22 | 1028.495 |  | 1012.7299 | 0 | 0 | 15.7651 | 0
08.11. | 23 | 1035.1723 |  | 1019.4072 | 0 | 0 | 15.7651 | 0
08.11. | 24 | 1037.3981 |  | 1021.633 | 0 | 0 | 15.7651 | 0
09.11. | 1 | 1039.6239 |  | 1023.8588 | 0 | 0 | 15.7651 | 0
09.11. | 2 | 1035.1723 |  | 1019.4072 | 0 | 0 | 15.7651 | 0
09.11. | 3 | 1030.7208 |  | 1014.9557 | 0 | 0 | 15.7651 | 0
09.11. | 4 | 1028.495 |  | 1012.7299 | 0 | 0 | 15.7651 | 0
09.11. | 5 | 1028.495 |  | 1012.7299 | 0 | 0 | 15.7651 | 0
09.11. | 6 | 1028.495 |  | 1012.7299 | 0 | 0 | 15.7651 | 0
09.11. | 7 | 1028.495 |  | 1012.7299 | 0 | 0 | 15.7651 | 0
09.11. | 8 | 1026.2692 |  | 1010.5041 | 0 | 0 | 15.7651 | 0
09.11. | 9 | 1008.463 |  | 992.6979 | 0 | 0 | 15.7651 | 0
09.11. | 10 | 999.5599 |  | 983.7948 | 0 | 0 | 15.7651 | 0
09.11. | 11 | 979.5278 |  | 963.7627 | 0 | 0 | 15.7651 | 0
09.11. | 12 | 983.9794 |  | 968.2143 | 0 | 0 | 15.7651 | 0
09.11. | 13 | 983.9794 |  | 968.2143 | 0 | 0 | 15.7651 | 0
09.11. | 14 | 977.3021 |  | 961.537 | 0 | 0 | 15.7651 | 0
09.11. | 15 | 977.3021 |  | 961.537 | 0 | 0 | 15.7651 | 0
09.11. | 16 | 981.7536 |  | 965.9885 | 0 | 0 | 15.7651 | 0
09.11. | 17 | 986.2052 |  | 970.4401 | 0 | 0 | 15.7651 | 0
09.11. | 18 | 997.3341 |  | 981.569 | 0 | 0 | 15.7651 | 0
09.11. | 19 | 1006.2372 |  | 990.4721 | 0 | 0 | 15.7651 | 0
09.11. | 20 | 1012.9145 |  | 997.1494 | 0 | 0 | 15.7651 | 0
09.11. | 21 | 1024.0434 |  | 1008.2783 | 0 | 0 | 15.7651 | 0
09.11. | 22 | 1030.7208 |  | 1014.9557 | 0 | 0 | 15.7651 | 0
09.11. | 23 | 1037.3981 |  | 1021.633 | 0 | 0 | 15.7651 | 0
09.11. | 24 | 1039.6239 |  | 1023.8588 | 0 | 0 | 15.7651 | 0
10.11. | 1 | 1041.8497 |  | 1026.0846 | 0 | 0 | 15.7651 | 0
10.11. | 2 | 1044.0755 |  | 1028.3104 | 0 | 0 | 15.7651 | 0
10.11. | 3 | 1048.527 |  | 1032.7619 | 0 | 0 | 15.7651 | 0
10.11. | 4 | 1052.9786 |  | 1037.2135 | 0 | 0 | 15.7651 | 0
10.11. | 5 | 1057.4301 |  | 1041.665 | 0 | 0 | 15.7651 | 0
10.11. | 6 | 1061.8817 |  | 1046.1166 | 0 | 0 | 15.7651 | 0
10.11. | 7 | 1061.8817 |  | 1046.1166 | 0 | 0 | 15.7651 | 0
10.11. | 8 | 1057.4301 |  | 1041.665 | 0 | 0 | 15.7651 | 0
10.11. | 9 | 1037.3981 |  | 1021.633 | 0 | 0 | 15.7651 | 0
10.11. | 10 | 1021.8177 |  | 1006.0526 | 0 | 0 | 15.7651 | 0
10.11. | 11 | 995.1083 |  | 979.3432 | 0 | 0 | 15.7651 | 0
10.11. | 12 | 988.431 |  | 972.6659 | 0 | 0 | 15.7651 | 0
10.11. | 13 | 983.9794 |  | 968.2143 | 0 | 0 | 15.7651 | 0
10.11. | 14 | 977.3021 |  | 961.537 | 0 | 0 | 15.7651 | 0
10.11. | 15 | 981.7536 |  | 965.9885 | 0 | 0 | 15.7651 | 0
10.11. | 16 | 1001.7856 |  | 986.0205 | 0 | 0 | 15.7651 | 0
10.11. | 17 | 1019.5919 |  | 1003.8268 | 0 | 0 | 15.7651 | 0
10.11. | 18 | 1050.7528 |  | 1034.9877 | 0 | 0 | 15.7651 | 0
10.11. | 19 | 1068.559 |  | 1052.7939 | 0 | 0 | 15.7651 | 0
10.11. | 20 | 1079.6879 |  | 1063.9228 | 0 | 0 | 15.7651 | 0
10.11. | 21 | 1086.3653 |  | 1070.6002 | 0 | 0 | 15.7651 | 0
10.11. | 22 | 1088.5911 |  | 1072.826 | 0 | 0 | 15.7651 | 0
10.11. | 23 | 1093.0426 |  | 1077.2775 | 0 | 0 | 15.7651 | 0
10.11. | 24 | 1093.0426 |  | 1077.2775 | 0 | 0 | 15.7651 | 0
11.11. | 1 | 1095.2684 |  | 1079.5033 | 0 | 0 | 15.7651 | 0
11.11. | 2 | 1095.2684 |  | 1079.5033 | 0 | 0 | 15.7651 | 0
11.11. | 3 | 1095.2684 |  | 1079.5033 | 0 | 0 | 15.7651 | 0
11.11. | 4 | 1097.4942 |  | 1081.7291 | 0 | 0 | 15.7651 | 0
11.11. | 5 | 1099.72 |  | 1083.9549 | 0 | 0 | 15.7651 | 0
11.11. | 6 | 1104.1715 |  | 1088.4064 | 0 | 0 | 15.7651 | 0
11.11. | 7 | 1101.9457 |  | 1086.1806 | 0 | 0 | 15.7651 | 0
11.11. | 8 | 1095.2684 |  | 1079.5033 | 0 | 0 | 15.7651 | 0
11.11. | 9 | 1075.2364 |  | 1059.4713 | 0 | 0 | 15.7651 | 0
11.11. | 10 | 1057.4301 |  | 1041.665 | 0 | 0 | 15.7651 | 0
11.11. | 11 | 1026.2692 |  | 1010.5041 | 0 | 0 | 15.7651 | 0
11.11. | 12 | 1021.8177 |  | 1006.0526 | 0 | 0 | 15.7651 | 0
11.11. | 13 | 1019.5919 |  | 1003.8268 | 0 | 0 | 15.7651 | 0
11.11. | 14 | 1017.3661 |  | 1001.601 | 0 | 0 | 15.7651 | 0
11.11. | 15 | 1026.2692 |  | 1010.5041 | 0 | 0 | 15.7651 | 0
11.11. | 16 | 1039.6239 |  | 1023.8588 | 0 | 0 | 15.7651 | 0
11.11. | 17 | 1046.3012 |  | 1030.5361 | 0 | 0 | 15.7651 | 0
11.11. | 18 | 1061.8817 |  | 1046.1166 | 0 | 0 | 15.7651 | 0
11.11. | 19 | 1068.559 |  | 1052.7939 | 0 | 0 | 15.7651 | 0
11.11. | 20 | 1075.2364 |  | 1059.4713 | 0 | 0 | 15.7651 | 0
11.11. | 21 | 1079.6879 |  | 1063.9228 | 0 | 0 | 15.7651 | 0
11.11. | 22 | 1081.9137 |  | 1066.1486 | 0 | 0 | 15.7651 | 0
11.11. | 23 | 1086.3653 |  | 1070.6002 | 0 | 0 | 15.7651 | 0
11.11. | 24 | 1088.5911 |  | 1072.826 | 0 | 0 | 15.7651 | 0
12.11. | 1 | 1088.5911 |  | 1072.826 | 0 | 0 | 15.7651 | 0
12.11. | 2 | 1090.8168 |  | 1075.0517 | 0 | 0 | 15.7651 | 0
12.11. | 3 | 1093.0426 |  | 1077.2775 | 0 | 0 | 15.7651 | 0
12.11. | 4 | 1095.2684 |  | 1079.5033 | 0 | 0 | 15.7651 | 0
12.11. | 5 | 1095.2684 |  | 1079.5033 | 0 | 0 | 15.7651 | 0
12.11. | 6 | 1097.4942 |  | 1081.7291 | 0 | 0 | 15.7651 | 0
12.11. | 7 | 1097.4942 |  | 1081.7291 | 0 | 0 | 15.7651 | 0
12.11. | 8 | 1095.2684 |  | 1079.5033 | 0 | 0 | 15.7651 | 0
12.11. | 9 | 1081.9137 |  | 1066.1486 | 0 | 0 | 15.7651 | 0
12.11. | 10 | 1073.0106 |  | 1057.2455 | 0 | 0 | 15.7651 | 0
12.11. | 11 | 1041.8497 |  | 1026.0846 | 0 | 0 | 15.7651 | 0
12.11. | 12 | 1028.495 |  | 1012.7299 | 0 | 0 | 15.7651 | 0
12.11. | 13 | 1021.8177 |  | 1006.0526 | 0 | 0 | 15.7651 | 0
12.11. | 14 | 1026.2692 |  | 1010.5041 | 0 | 0 | 15.7651 | 0
12.11. | 15 | 1044.0755 |  | 1028.3104 | 0 | 0 | 15.7651 | 0
12.11. | 16 | 1061.8817 |  | 1046.1166 | 0 | 0 | 15.7651 | 0
12.11. | 17 | 1068.559 |  | 1052.7939 | 0 | 0 | 15.7651 | 0
12.11. | 18 | 1077.4622 |  | 1061.6971 | 0 | 0 | 15.7651 | 0
12.11. | 19 | 1081.9137 |  | 1066.1486 | 0 | 0 | 15.7651 | 0
12.11. | 20 | 1081.9137 |  | 1066.1486 | 0 | 0 | 15.7651 | 0
12.11. | 21 | 1084.1395 |  | 1068.3744 | 0 | 0 | 15.7651 | 0
12.11. | 22 | 1084.1395 |  | 1068.3744 | 0 | 0 | 15.7651 | 0
12.11. | 23 | 1086.3653 |  | 1070.6002 | 0 | 0 | 15.7651 | 0
12.11. | 24 | 1084.1395 |  | 1068.3744 | 0 | 0 | 15.7651 | 0
13.11. | 1 | 1081.9137 |  | 1066.1486 | 0 | 0 | 15.7651 | 0
13.11. | 2 | 1079.6879 |  | 1063.9228 | 0 | 0 | 15.7651 | 0
13.11. | 3 | 1079.6879 |  | 1063.9228 | 0 | 0 | 15.7651 | 0
13.11. | 4 | 1077.4622 |  | 1061.6971 | 0 | 0 | 15.7651 | 0
13.11. | 5 | 1073.0106 |  | 1057.2455 | 0 | 0 | 15.7651 | 0
13.11. | 6 | 1070.7848 |  | 1055.0197 | 0 | 0 | 15.7651 | 0
13.11. | 7 | 1068.559 |  | 1052.7939 | 0 | 0 | 15.7651 | 0
13.11. | 8 | 1068.559 |  | 1052.7939 | 0 | 0 | 15.7651 | 0
13.11. | 9 | 1059.6559 |  | 1043.8908 | 0 | 0 | 15.7651 | 0
13.11. | 10 | 1059.6559 |  | 1043.8908 | 0 | 0 | 15.7651 | 0
13.11. | 11 | 1046.3012 |  | 1030.5361 | 0 | 0 | 15.7651 | 0
13.11. | 12 | 1052.9786 |  | 1037.2135 | 0 | 0 | 15.7651 | 0
13.11. | 13 | 1052.9786 |  | 1037.2135 | 0 | 0 | 15.7651 | 0
13.11. | 14 | 1044.0755 |  | 1028.3104 | 0 | 0 | 15.7651 | 0
13.11. | 15 | 1037.3981 |  | 1021.633 | 0 | 0 | 15.7651 | 0
13.11. | 16 | 1032.9466 |  | 1017.1815 | 0 | 0 | 15.7651 | 0
13.11. | 17 | 1030.7208 |  | 1014.9557 | 0 | 0 | 15.7651 | 0
13.11. | 18 | 1039.6239 |  | 1023.8588 | 0 | 0 | 15.7651 | 0
13.11. | 19 | 1044.0755 |  | 1028.3104 | 0 | 0 | 15.7651 | 0
13.11. | 20 | 1048.527 |  | 1032.7619 | 0 | 0 | 15.7651 | 0
13.11. | 21 | 1059.6559 |  | 1043.8908 | 0 | 0 | 15.7651 | 0
13.11. | 22 | 1066.3333 |  | 1050.5682 | 0 | 0 | 15.7651 | 0
13.11. | 23 | 1075.2364 |  | 1059.4713 | 0 | 0 | 15.7651 | 0
13.11. | 24 | 1081.9137 |  | 1066.1486 | 0 | 0 | 15.7651 | 0
14.11. | 1 | 1086.3653 |  | 1070.6002 | 0 | 0 | 15.7651 | 0
14.11. | 2 | 1093.0426 |  | 1077.2775 | 0 | 0 | 15.7651 | 0
14.11. | 3 | 1101.9457 |  | 1086.1806 | 0 | 0 | 15.7651 | 0
14.11. | 4 | 1108.6231 |  | 1092.858 | 0 | 0 | 15.7651 | 0
14.11. | 5 | 1113.0746 |  | 1097.3095 | 0 | 0 | 15.7651 | 0
14.11. | 6 | 1117.5262 |  | 1101.7611 | 0 | 0 | 15.7651 | 0
14.11. | 7 | 1119.752 |  | 1103.9869 | 0 | 0 | 15.7651 | 0
14.11. | 8 | 1119.752 |  | 1103.9869 | 0 | 0 | 15.7651 | 0
14.11. | 9 | 1110.8489 |  | 1095.0838 | 0 | 0 | 15.7651 | 0
14.11. | 10 | 1101.9457 |  | 1086.1806 | 0 | 0 | 15.7651 | 0
14.11. | 11 | 1079.6879 |  | 1063.9228 | 0 | 0 | 15.7651 | 0
14.11. | 12 | 1075.2364 |  | 1059.4713 | 0 | 0 | 15.7651 | 0
14.11. | 13 | 1075.2364 |  | 1059.4713 | 0 | 0 | 15.7651 | 0
14.11. | 14 | 1079.6879 |  | 1063.9228 | 0 | 0 | 15.7651 | 0
14.11. | 15 | 1093.0426 |  | 1077.2775 | 0 | 0 | 15.7651 | 0
14.11. | 16 | 1106.3973 |  | 1090.6322 | 0 | 0 | 15.7651 | 0
14.11. | 17 | 1119.752 |  | 1103.9869 | 0 | 0 | 15.7651 | 0
14.11. | 18 | 1124.2035 |  | 1108.4384 | 0 | 0 | 15.7651 | 0
14.11. | 19 | 1124.2035 |  | 1108.4384 | 0 | 0 | 15.7651 | 0
14.11. | 20 | 1121.9778 |  | 1106.2127 | 0 | 0 | 15.7651 | 0
14.11. | 21 | 1121.9778 |  | 1106.2127 | 0 | 0 | 15.7651 | 0
14.11. | 22 | 1121.9778 |  | 1106.2127 | 0 | 0 | 15.7651 | 0
14.11. | 23 | 1119.752 |  | 1103.9869 | 0 | 0 | 15.7651 | 0
14.11. | 24 | 1119.752 |  | 1103.9869 | 0 | 0 | 15.7651 | 0
15.11. | 1 | 1121.9778 |  | 1106.2127 | 0 | 0 | 15.7651 | 0
15.11. | 2 | 1121.9778 |  | 1106.2127 | 0 | 0 | 15.7651 | 0
15.11. | 3 | 1121.9778 |  | 1106.2127 | 0 | 0 | 15.7651 | 0
15.11. | 4 | 1121.9778 |  | 1106.2127 | 0 | 0 | 15.7651 | 0
15.11. | 5 | 1121.9778 |  | 1106.2127 | 0 | 0 | 15.7651 | 0
15.11. | 6 | 1121.9778 |  | 1106.2127 | 0 | 0 | 15.7651 | 0
15.11. | 7 | 1121.9778 |  | 1106.2127 | 0 | 0 | 15.7651 | 0
15.11. | 8 | 1121.9778 |  | 1106.2127 | 0 | 0 | 15.7651 | 0
15.11. | 9 | 1124.2035 |  | 1108.4384 | 0 | 0 | 15.7651 | 0
15.11. | 10 | 1124.2035 |  | 1108.4384 | 0 | 0 | 15.7651 | 0
15.11. | 11 | 1119.752 |  | 1103.9869 | 0 | 0 | 15.7651 | 0
15.11. | 12 | 1115.3004 |  | 1099.5353 | 0 | 0 | 15.7651 | 0
15.11. | 13 | 1113.0746 |  | 1097.3095 | 0 | 0 | 15.7651 | 0
15.11. | 14 | 1110.8489 |  | 1095.0838 | 0 | 0 | 15.7651 | 0
15.11. | 15 | 1113.0746 |  | 1097.3095 | 0 | 0 | 15.7651 | 0
15.11. | 16 | 1115.3004 |  | 1099.5353 | 0 | 0 | 15.7651 | 0
15.11. | 17 | 1115.3004 |  | 1099.5353 | 0 | 0 | 15.7651 | 0
15.11. | 18 | 1115.3004 |  | 1099.5353 | 0 | 0 | 15.7651 | 0
15.11. | 19 | 1115.3004 |  | 1099.5353 | 0 | 0 | 15.7651 | 0
15.11. | 20 | 1115.3004 |  | 1099.5353 | 0 | 0 | 15.7651 | 0
15.11. | 21 | 1117.5262 |  | 1101.7611 | 0 | 0 | 15.7651 | 0
15.11. | 22 | 1119.752 |  | 1103.9869 | 0 | 0 | 15.7651 | 0
15.11. | 23 | 1119.752 |  | 1103.9869 | 0 | 0 | 15.7651 | 0
15.11. | 24 | 1119.752 |  | 1103.9869 | 0 | 0 | 15.7651 | 0
16.11. | 1 | 1119.752 |  | 1103.9869 | 0 | 0 | 15.7651 | 0
16.11. | 2 | 1119.752 |  | 1103.9869 | 0 | 0 | 15.7651 | 0
16.11. | 3 | 1119.752 |  | 1103.9869 | 0 | 0 | 15.7651 | 0
16.11. | 4 | 1119.752 |  | 1103.9869 | 0 | 0 | 15.7651 | 0
16.11. | 5 | 1119.752 |  | 1103.9869 | 0 | 0 | 15.7651 | 0
16.11. | 6 | 1117.5262 |  | 1101.7611 | 0 | 0 | 15.7651 | 0
16.11. | 7 | 1117.5262 |  | 1101.7611 | 0 | 0 | 15.7651 | 0
16.11. | 8 | 1119.752 |  | 1103.9869 | 0 | 0 | 15.7651 | 0
16.11. | 9 | 1119.752 |  | 1103.9869 | 0 | 0 | 15.7651 | 0
16.11. | 10 | 1119.752 |  | 1103.9869 | 0 | 0 | 15.7651 | 0
16.11. | 11 | 1115.3004 |  | 1099.5353 | 0 | 0 | 15.7651 | 0
16.11. | 12 | 1117.5262 |  | 1101.7611 | 0 | 0 | 15.7651 | 0
16.11. | 13 | 1117.5262 |  | 1101.7611 | 0 | 0 | 15.7651 | 0
16.11. | 14 | 1113.0746 |  | 1097.3095 | 0 | 0 | 15.7651 | 0
16.11. | 15 | 1108.6231 |  | 1092.858 | 0 | 0 | 15.7651 | 0
16.11. | 16 | 1101.9457 |  | 1086.1806 | 0 | 0 | 15.7651 | 0
16.11. | 17 | 1097.4942 |  | 1081.7291 | 0 | 0 | 15.7651 | 0
16.11. | 18 | 1097.4942 |  | 1081.7291 | 0 | 0 | 15.7651 | 0
16.11. | 19 | 1095.2684 |  | 1079.5033 | 0 | 0 | 15.7651 | 0
16.11. | 20 | 1093.0426 |  | 1077.2775 | 0 | 0 | 15.7651 | 0
16.11. | 21 | 1095.2684 |  | 1079.5033 | 0 | 0 | 15.7651 | 0
16.11. | 22 | 1095.2684 |  | 1079.5033 | 0 | 0 | 15.7651 | 0
16.11. | 23 | 1097.4942 |  | 1081.7291 | 0 | 0 | 15.7651 | 0
16.11. | 24 | 1095.2684 |  | 1079.5033 | 0 | 0 | 15.7651 | 0
17.11. | 1 | 1093.0426 |  | 1077.2775 | 0 | 0 | 15.7651 | 0
17.11. | 2 | 1093.0426 |  | 1077.2775 | 0 | 0 | 15.7651 | 0
17.11. | 3 | 1090.8168 |  | 1075.0517 | 0 | 0 | 15.7651 | 0
17.11. | 4 | 1090.8168 |  | 1075.0517 | 0 | 0 | 15.7651 | 0
17.11. | 5 | 1088.5911 |  | 1072.826 | 0 | 0 | 15.7651 | 0
17.11. | 6 | 1084.1395 |  | 1068.3744 | 0 | 0 | 15.7651 | 0
17.11. | 7 | 1084.1395 |  | 1068.3744 | 0 | 0 | 15.7651 | 0
17.11. | 8 | 1088.5911 |  | 1072.826 | 0 | 0 | 15.7651 | 0
17.11. | 9 | 1088.5911 |  | 1072.826 | 0 | 0 | 15.7651 | 0
17.11. | 10 | 1090.8168 |  | 1075.0517 | 0 | 0 | 15.7651 | 0
17.11. | 11 | 1077.4622 |  | 1061.6971 | 0 | 0 | 15.7651 | 0
17.11. | 12 | 1077.4622 |  | 1061.6971 | 0 | 0 | 15.7651 | 0
17.11. | 13 | 1073.0106 |  | 1057.2455 | 0 | 0 | 15.7651 | 0
17.11. | 14 | 1061.8817 |  | 1046.1166 | 0 | 0 | 15.7651 | 0
17.11. | 15 | 1050.7528 |  | 1034.9877 | 0 | 0 | 15.7651 | 0
17.11. | 16 | 1041.8497 |  | 1026.0846 | 0 | 0 | 15.7651 | 0
17.11. | 17 | 1032.9466 |  | 1017.1815 | 0 | 0 | 15.7651 | 0
17.11. | 18 | 1032.9466 |  | 1017.1815 | 0 | 0 | 15.7651 | 0
17.11. | 19 | 1028.495 |  | 1012.7299 | 0 | 0 | 15.7651 | 0
17.11. | 20 | 1026.2692 |  | 1010.5041 | 0 | 0 | 15.7651 | 0
17.11. | 21 | 1028.495 |  | 1012.7299 | 0 | 0 | 15.7651 | 0
17.11. | 22 | 1030.7208 |  | 1014.9557 | 0 | 0 | 15.7651 | 0
17.11. | 23 | 1032.9466 |  | 1017.1815 | 0 | 0 | 15.7651 | 0
17.11. | 24 | 1030.7208 |  | 1014.9557 | 0 | 0 | 15.7651 | 0
18.11. | 1 | 1030.7208 |  | 1014.9557 | 0 | 0 | 15.7651 | 0
18.11. | 2 | 1030.7208 |  | 1014.9557 | 0 | 0 | 15.7651 | 0
18.11. | 3 | 1032.9466 |  | 1017.1815 | 0 | 0 | 15.7651 | 0
18.11. | 4 | 1032.9466 |  | 1017.1815 | 0 | 0 | 15.7651 | 0
18.11. | 5 | 1030.7208 |  | 1014.9557 | 0 | 0 | 15.7651 | 0
18.11. | 6 | 1030.7208 |  | 1014.9557 | 0 | 0 | 15.7651 | 0
18.11. | 7 | 1035.1723 |  | 1019.4072 | 0 | 0 | 15.7651 | 0
18.11. | 8 | 1044.0755 |  | 1028.3104 | 0 | 0 | 15.7651 | 0
18.11. | 9 | 1041.8497 |  | 1026.0846 | 0 | 0 | 15.7651 | 0
18.11. | 10 | 1052.9786 |  | 1037.2135 | 0 | 0 | 15.7651 | 0
18.11. | 11 | 1046.3012 |  | 1030.5361 | 0 | 0 | 15.7651 | 0
18.11. | 12 | 1057.4301 |  | 1041.665 | 0 | 0 | 15.7651 | 0
18.11. | 13 | 1061.8817 |  | 1046.1166 | 0 | 0 | 15.7651 | 0
18.11. | 14 | 1055.2044 |  | 1039.4393 | 0 | 0 | 15.7651 | 0
18.11. | 15 | 1048.527 |  | 1032.7619 | 0 | 0 | 15.7651 | 0
18.11. | 16 | 1044.0755 |  | 1028.3104 | 0 | 0 | 15.7651 | 0
18.11. | 17 | 1037.3981 |  | 1021.633 | 0 | 0 | 15.7651 | 0
18.11. | 18 | 1039.6239 |  | 1023.8588 | 0 | 0 | 15.7651 | 0
18.11. | 19 | 1041.8497 |  | 1026.0846 | 0 | 0 | 15.7651 | 0
18.11. | 20 | 1044.0755 |  | 1028.3104 | 0 | 0 | 15.7651 | 0
18.11. | 21 | 1050.7528 |  | 1034.9877 | 0 | 0 | 15.7651 | 0
18.11. | 22 | 1055.2044 |  | 1039.4393 | 0 | 0 | 15.7651 | 0
18.11. | 23 | 1061.8817 |  | 1046.1166 | 0 | 0 | 15.7651 | 0
18.11. | 24 | 1064.1075 |  | 1048.3424 | 0 | 0 | 15.7651 | 0
19.11. | 1 | 1068.559 |  | 1052.7939 | 0 | 0 | 15.7651 | 0
19.11. | 2 | 1070.7848 |  | 1055.0197 | 0 | 0 | 15.7651 | 0
19.11. | 3 | 1073.0106 |  | 1057.2455 | 0 | 0 | 15.7651 | 0
19.11. | 4 | 1077.4622 |  | 1061.6971 | 0 | 0 | 15.7651 | 0
19.11. | 5 | 1077.4622 |  | 1061.6971 | 0 | 0 | 15.7651 | 0
19.11. | 6 | 1077.4622 |  | 1061.6971 | 0 | 0 | 15.7651 | 0
19.11. | 7 | 1081.9137 |  | 1066.1486 | 0 | 0 | 15.7651 | 0
19.11. | 8 | 1088.5911 |  | 1072.826 | 0 | 0 | 15.7651 | 0
19.11. | 9 | 1088.5911 |  | 1072.826 | 0 | 0 | 15.7651 | 0
19.11. | 10 | 1097.4942 |  | 1081.7291 | 0 | 0 | 15.7651 | 0
19.11. | 11 | 1093.0426 |  | 1077.2775 | 0 | 0 | 15.7651 | 0
19.11. | 12 | 1099.72 |  | 1083.9549 | 0 | 0 | 15.7651 | 0
19.11. | 13 | 1101.9457 |  | 1086.1806 | 0 | 0 | 15.7651 | 0
19.11. | 14 | 1097.4942 |  | 1081.7291 | 0 | 0 | 15.7651 | 0
19.11. | 15 | 1093.0426 |  | 1077.2775 | 0 | 0 | 15.7651 | 0
19.11. | 16 | 1090.8168 |  | 1075.0517 | 0 | 0 | 15.7651 | 0
19.11. | 17 | 1088.5911 |  | 1072.826 | 0 | 0 | 15.7651 | 0
19.11. | 18 | 1088.5911 |  | 1072.826 | 0 | 0 | 15.7651 | 0
19.11. | 19 | 1088.5911 |  | 1072.826 | 0 | 0 | 15.7651 | 0
19.11. | 20 | 1090.8168 |  | 1075.0517 | 0 | 0 | 15.7651 | 0
19.11. | 21 | 1095.2684 |  | 1079.5033 | 0 | 0 | 15.7651 | 0
19.11. | 22 | 1097.4942 |  | 1081.7291 | 0 | 0 | 15.7651 | 0
19.11. | 23 | 1099.72 |  | 1083.9549 | 0 | 0 | 15.7651 | 0
19.11. | 24 | 1099.72 |  | 1083.9549 | 0 | 0 | 15.7651 | 0
20.11. | 1 | 1099.72 |  | 1083.9549 | 0 | 0 | 15.7651 | 0
20.11. | 2 | 1099.72 |  | 1083.9549 | 0 | 0 | 15.7651 | 0
20.11. | 3 | 1101.9457 |  | 1086.1806 | 0 | 0 | 15.7651 | 0
20.11. | 4 | 1101.9457 |  | 1086.1806 | 0 | 0 | 15.7651 | 0
20.11. | 5 | 1101.9457 |  | 1086.1806 | 0 | 0 | 15.7651 | 0
20.11. | 6 | 1099.72 |  | 1083.9549 | 0 | 0 | 15.7651 | 0
20.11. | 7 | 1099.72 |  | 1083.9549 | 0 | 0 | 15.7651 | 0
20.11. | 8 | 1104.1715 |  | 1088.4064 | 0 | 0 | 15.7651 | 0
20.11. | 9 | 1101.9457 |  | 1086.1806 | 0 | 0 | 15.7651 | 0
20.11. | 10 | 1104.1715 |  | 1088.4064 | 0 | 0 | 15.7651 | 0
20.11. | 11 | 1095.2684 |  | 1079.5033 | 0 | 0 | 15.7651 | 0
20.11. | 12 | 1095.2684 |  | 1079.5033 | 0 | 0 | 15.7651 | 0
20.11. | 13 | 1093.0426 |  | 1077.2775 | 0 | 0 | 15.7651 | 0
20.11. | 14 | 1088.5911 |  | 1072.826 | 0 | 0 | 15.7651 | 0
20.11. | 15 | 1084.1395 |  | 1068.3744 | 0 | 0 | 15.7651 | 0
20.11. | 16 | 1081.9137 |  | 1066.1486 | 0 | 0 | 15.7651 | 0
20.11. | 17 | 1073.0106 |  | 1057.2455 | 0 | 0 | 15.7651 | 0
20.11. | 18 | 1073.0106 |  | 1057.2455 | 0 | 0 | 15.7651 | 0
20.11. | 19 | 1070.7848 |  | 1055.0197 | 0 | 0 | 15.7651 | 0
20.11. | 20 | 1068.559 |  | 1052.7939 | 0 | 0 | 15.7651 | 0
20.11. | 21 | 1068.559 |  | 1052.7939 | 0 | 0 | 15.7651 | 0
20.11. | 22 | 1068.559 |  | 1052.7939 | 0 | 0 | 15.7651 | 0
20.11. | 23 | 1070.7848 |  | 1055.0197 | 0 | 0 | 15.7651 | 0
20.11. | 24 | 1066.3333 |  | 1050.5682 | 0 | 0 | 15.7651 | 0
21.11. | 1 | 1066.3333 |  | 1050.5682 | 0 | 0 | 15.7651 | 0
21.11. | 2 | 1066.3333 |  | 1050.5682 | 0 | 0 | 15.7651 | 0
21.11. | 3 | 1066.3333 |  | 1050.5682 | 0 | 0 | 15.7651 | 0
21.11. | 4 | 1068.559 |  | 1052.7939 | 0 | 0 | 15.7651 | 0
21.11. | 5 | 1066.3333 |  | 1050.5682 | 0 | 0 | 15.7651 | 0
21.11. | 6 | 1066.3333 |  | 1050.5682 | 0 | 0 | 15.7651 | 0
21.11. | 7 | 1068.559 |  | 1052.7939 | 0 | 0 | 15.7651 | 0
21.11. | 8 | 1070.7848 |  | 1055.0197 | 0 | 0 | 15.7651 | 0
21.11. | 9 | 1068.559 |  | 1052.7939 | 0 | 0 | 15.7651 | 0
21.11. | 10 | 1070.7848 |  | 1055.0197 | 0 | 0 | 15.7651 | 0
21.11. | 11 | 1059.6559 |  | 1043.8908 | 0 | 0 | 15.7651 | 0
21.11. | 12 | 1064.1075 |  | 1048.3424 | 0 | 0 | 15.7651 | 0
21.11. | 13 | 1064.1075 |  | 1048.3424 | 0 | 0 | 15.7651 | 0
21.11. | 14 | 1057.4301 |  | 1041.665 | 0 | 0 | 15.7651 | 0
21.11. | 15 | 1050.7528 |  | 1034.9877 | 0 | 0 | 15.7651 | 0
21.11. | 16 | 1048.527 |  | 1032.7619 | 0 | 0 | 15.7651 | 0
21.11. | 17 | 1039.6239 |  | 1023.8588 | 0 | 0 | 15.7651 | 0
21.11. | 18 | 1044.0755 |  | 1028.3104 | 0 | 0 | 15.7651 | 0
21.11. | 19 | 1046.3012 |  | 1030.5361 | 0 | 0 | 15.7651 | 0
21.11. | 20 | 1048.527 |  | 1032.7619 | 0 | 0 | 15.7651 | 0
21.11. | 21 | 1057.4301 |  | 1041.665 | 0 | 0 | 15.7651 | 0
21.11. | 22 | 1061.8817 |  | 1046.1166 | 0 | 0 | 15.7651 | 0
21.11. | 23 | 1070.7848 |  | 1055.0197 | 0 | 0 | 15.7651 | 0
21.11. | 24 | 1075.2364 |  | 1059.4713 | 0 | 0 | 15.7651 | 0
22.11. | 1 | 1079.6879 |  | 1063.9228 | 0 | 0 | 15.7651 | 0
22.11. | 2 | 1084.1395 |  | 1068.3744 | 0 | 0 | 15.7651 | 0
22.11. | 3 | 1090.8168 |  | 1075.0517 | 0 | 0 | 15.7651 | 0
22.11. | 4 | 1095.2684 |  | 1079.5033 | 0 | 0 | 15.7651 | 0
22.11. | 5 | 1097.4942 |  | 1081.7291 | 0 | 0 | 15.7651 | 0
22.11. | 6 | 1101.9457 |  | 1086.1806 | 0 | 0 | 15.7651 | 0
22.11. | 7 | 1101.9457 |  | 1086.1806 | 0 | 0 | 15.7651 | 0
22.11. | 8 | 1104.1715 |  | 1088.4064 | 0 | 0 | 15.7651 | 0
22.11. | 9 | 1097.4942 |  | 1081.7291 | 0 | 0 | 15.7651 | 0
22.11. | 10 | 1095.2684 |  | 1079.5033 | 0 | 0 | 15.7651 | 0
22.11. | 11 | 1081.9137 |  | 1066.1486 | 0 | 0 | 15.7651 | 0
22.11. | 12 | 1084.1395 |  | 1068.3744 | 0 | 0 | 15.7651 | 0
22.11. | 13 | 1084.1395 |  | 1068.3744 | 0 | 0 | 15.7651 | 0
22.11. | 14 | 1081.9137 |  | 1066.1486 | 0 | 0 | 15.7651 | 0
22.11. | 15 | 1084.1395 |  | 1068.3744 | 0 | 0 | 15.7651 | 0
22.11. | 16 | 1088.5911 |  | 1072.826 | 0 | 0 | 15.7651 | 0
22.11. | 17 | 1088.5911 |  | 1072.826 | 0 | 0 | 15.7651 | 0
22.11. | 18 | 1095.2684 |  | 1079.5033 | 0 | 0 | 15.7651 | 0
22.11. | 19 | 1097.4942 |  | 1081.7291 | 0 | 0 | 15.7651 | 0
22.11. | 20 | 1101.9457 |  | 1086.1806 | 0 | 0 | 15.7651 | 0
22.11. | 21 | 1106.3973 |  | 1090.6322 | 0 | 0 | 15.7651 | 0
22.11. | 22 | 1110.8489 |  | 1095.0838 | 0 | 0 | 15.7651 | 0
22.11. | 23 | 1115.3004 |  | 1099.5353 | 0 | 0 | 15.7651 | 0
22.11. | 24 | 1117.5262 |  | 1101.7611 | 0 | 0 | 15.7651 | 0
23.11. | 1 | 1119.752 |  | 1103.9869 | 0 | 0 | 15.7651 | 0
23.11. | 2 | 1119.752 |  | 1103.9869 | 0 | 0 | 15.7651 | 0
23.11. | 3 | 1119.752 |  | 1103.9869 | 0 | 0 | 15.7651 | 0
23.11. | 4 | 1121.9778 |  | 1106.2127 | 0 | 0 | 15.7651 | 0
23.11. | 5 | 1119.752 |  | 1103.9869 | 0 | 0 | 15.7651 | 0
23.11. | 6 | 1119.752 |  | 1103.9869 | 0 | 0 | 15.7651 | 0
23.11. | 7 | 1119.752 |  | 1103.9869 | 0 | 0 | 15.7651 | 0
23.11. | 8 | 1119.752 |  | 1103.9869 | 0 | 0 | 15.7651 | 0
23.11. | 9 | 1117.5262 |  | 1101.7611 | 0 | 0 | 15.7651 | 0
23.11. | 10 | 1117.5262 |  | 1101.7611 | 0 | 0 | 15.7651 | 0
23.11. | 11 | 1110.8489 |  | 1095.0838 | 0 | 0 | 15.7651 | 0
23.11. | 12 | 1110.8489 |  | 1095.0838 | 0 | 0 | 15.7651 | 0
23.11. | 13 | 1110.8489 |  | 1095.0838 | 0 | 0 | 15.7651 | 0
23.11. | 14 | 1106.3973 |  | 1090.6322 | 0 | 0 | 15.7651 | 0
23.11. | 15 | 1106.3973 |  | 1090.6322 | 0 | 0 | 15.7651 | 0
23.11. | 16 | 1106.3973 |  | 1090.6322 | 0 | 0 | 15.7651 | 0
23.11. | 17 | 1104.1715 |  | 1088.4064 | 0 | 0 | 15.7651 | 0
23.11. | 18 | 1106.3973 |  | 1090.6322 | 0 | 0 | 15.7651 | 0
23.11. | 19 | 1106.3973 |  | 1090.6322 | 0 | 0 | 15.7651 | 0
23.11. | 20 | 1106.3973 |  | 1090.6322 | 0 | 0 | 15.7651 | 0
23.11. | 21 | 1108.6231 |  | 1092.858 | 0 | 0 | 15.7651 | 0
23.11. | 22 | 1110.8489 |  | 1095.0838 | 0 | 0 | 15.7651 | 0
23.11. | 23 | 1115.3004 |  | 1099.5353 | 0 | 0 | 15.7651 | 0
23.11. | 24 | 1117.5262 |  | 1101.7611 | 0 | 0 | 15.7651 | 0
24.11. | 1 | 1119.752 |  | 1103.9869 | 0 | 0 | 15.7651 | 0
24.11. | 2 | 1119.752 |  | 1103.9869 | 0 | 0 | 15.7651 | 0
24.11. | 3 | 1121.9778 |  | 1106.2127 | 0 | 0 | 15.7651 | 0
24.11. | 4 | 1121.9778 |  | 1106.2127 | 0 | 0 | 15.7651 | 0
24.11. | 5 | 1121.9778 |  | 1106.2127 | 0 | 0 | 15.7651 | 0
24.11. | 6 | 1121.9778 |  | 1106.2127 | 0 | 0 | 15.7651 | 0
24.11. | 7 | 1121.9778 |  | 1106.2127 | 0 | 0 | 15.7651 | 0
24.11. | 8 | 1121.9778 |  | 1106.2127 | 0 | 0 | 15.7651 | 0
24.11. | 9 | 1121.9778 |  | 1106.2127 | 0 | 0 | 15.7651 | 0
24.11. | 10 | 1124.2035 |  | 1108.4384 | 0 | 0 | 15.7651 | 0
24.11. | 11 | 1119.752 |  | 1103.9869 | 0 | 0 | 15.7651 | 0
24.11. | 12 | 1119.752 |  | 1103.9869 | 0 | 0 | 15.7651 | 0
24.11. | 13 | 1119.752 |  | 1103.9869 | 0 | 0 | 15.7651 | 0
24.11. | 14 | 1119.752 |  | 1103.9869 | 0 | 0 | 15.7651 | 0
24.11. | 15 | 1121.9778 |  | 1106.2127 | 0 | 0 | 15.7651 | 0
24.11. | 16 | 1121.9778 |  | 1106.2127 | 0 | 0 | 15.7651 | 0
24.11. | 17 | 1121.9778 |  | 1106.2127 | 0 | 0 | 15.7651 | 0
24.11. | 18 | 1124.2035 |  | 1108.4384 | 0 | 0 | 15.7651 | 0
24.11. | 19 | 1124.2035 |  | 1108.4384 | 0 | 0 | 15.7651 | 0
24.11. | 20 | 1124.2035 |  | 1108.4384 | 0 | 0 | 15.7651 | 0
24.11. | 21 | 1124.2035 |  | 1108.4384 | 0 | 0 | 15.7651 | 0
24.11. | 22 | 1124.2035 |  | 1108.4384 | 0 | 0 | 15.7651 | 0
24.11. | 23 | 1124.2035 |  | 1108.4384 | 0 | 0 | 15.7651 | 0
24.11. | 24 | 1124.2035 |  | 1108.4384 | 0 | 0 | 15.7651 | 0
25.11. | 1 | 1124.2035 |  | 1108.4384 | 0 | 0 | 15.7651 | 0
25.11. | 2 | 1124.2035 |  | 1108.4384 | 0 | 0 | 15.7651 | 0
25.11. | 3 | 1124.2035 |  | 1108.4384 | 0 | 0 | 15.7651 | 0
25.11. | 4 | 1124.2035 |  | 1108.4384 | 0 | 0 | 15.7651 | 0
25.11. | 5 | 1124.2035 |  | 1108.4384 | 0 | 0 | 15.7651 | 0
25.11. | 6 | 1124.2035 |  | 1108.4384 | 0 | 0 | 15.7651 | 0
25.11. | 7 | 1124.2035 |  | 1108.4384 | 0 | 0 | 15.7651 | 0
25.11. | 8 | 1124.2035 |  | 1108.4384 | 0 | 0 | 15.7651 | 0
25.11. | 9 | 1124.2035 |  | 1108.4384 | 0 | 0 | 15.7651 | 0
25.11. | 10 | 1124.2035 |  | 1108.4384 | 0 | 0 | 15.7651 | 0
25.11. | 11 | 1124.2035 |  | 1108.4384 | 0 | 0 | 15.7651 | 0
25.11. | 12 | 1121.9778 |  | 1106.2127 | 0 | 0 | 15.7651 | 0
25.11. | 13 | 1121.9778 |  | 1106.2127 | 0 | 0 | 15.7651 | 0
25.11. | 14 | 1121.9778 |  | 1106.2127 | 0 | 0 | 15.7651 | 0
25.11. | 15 | 1124.2035 |  | 1108.4384 | 0 | 0 | 15.7651 | 0
25.11. | 16 | 1124.2035 |  | 1108.4384 | 0 | 0 | 15.7651 | 0
25.11. | 17 | 1124.2035 |  | 1108.4384 | 0 | 0 | 15.7651 | 0
25.11. | 18 | 1124.2035 |  | 1108.4384 | 0 | 0 | 15.7651 | 0
25.11. | 19 | 1121.9778 |  | 1106.2127 | 0 | 0 | 15.7651 | 0
25.11. | 20 | 1121.9778 |  | 1106.2127 | 0 | 0 | 15.7651 | 0
25.11. | 21 | 1121.9778 |  | 1106.2127 | 0 | 0 | 15.7651 | 0
25.11. | 22 | 1119.752 |  | 1103.9869 | 0 | 0 | 15.7651 | 0
25.11. | 23 | 1119.752 |  | 1103.9869 | 0 | 0 | 15.7651 | 0
25.11. | 24 | 1119.752 |  | 1103.9869 | 0 | 0 | 15.7651 | 0
26.11. | 1 | 1119.752 |  | 1103.9869 | 0 | 0 | 15.7651 | 0
26.11. | 2 | 1121.9778 |  | 1106.2127 | 0 | 0 | 15.7651 | 0
26.11. | 3 | 1121.9778 |  | 1106.2127 | 0 | 0 | 15.7651 | 0
26.11. | 4 | 1121.9778 |  | 1106.2127 | 0 | 0 | 15.7651 | 0
26.11. | 5 | 1124.2035 |  | 1108.4384 | 0 | 0 | 15.7651 | 0
26.11. | 6 | 1124.2035 |  | 1108.4384 | 0 | 0 | 15.7651 | 0
26.11. | 7 | 1124.2035 |  | 1108.4384 | 0 | 0 | 15.7651 | 0
26.11. | 8 | 1124.2035 |  | 1108.4384 | 0 | 0 | 15.7651 | 0
26.11. | 9 | 1124.2035 |  | 1108.4384 | 0 | 0 | 15.7651 | 0
26.11. | 10 | 1121.9778 |  | 1106.2127 | 0 | 0 | 15.7651 | 0
26.11. | 11 | 1117.5262 |  | 1101.7611 | 0 | 0 | 15.7651 | 0
26.11. | 12 | 1115.3004 |  | 1099.5353 | 0 | 0 | 15.7651 | 0
26.11. | 13 | 1113.0746 |  | 1097.3095 | 0 | 0 | 15.7651 | 0
26.11. | 14 | 1108.6231 |  | 1092.858 | 0 | 0 | 15.7651 | 0
26.11. | 15 | 1106.3973 |  | 1090.6322 | 0 | 0 | 15.7651 | 0
26.11. | 16 | 1101.9457 |  | 1086.1806 | 0 | 0 | 15.7651 | 0
26.11. | 17 | 1095.2684 |  | 1079.5033 | 0 | 0 | 15.7651 | 0
26.11. | 18 | 1090.8168 |  | 1075.0517 | 0 | 0 | 15.7651 | 0
26.11. | 19 | 1084.1395 |  | 1068.3744 | 0 | 0 | 15.7651 | 0
26.11. | 20 | 1079.6879 |  | 1063.9228 | 0 | 0 | 15.7651 | 0
26.11. | 21 | 1081.9137 |  | 1066.1486 | 0 | 0 | 15.7651 | 0
26.11. | 22 | 1079.6879 |  | 1063.9228 | 0 | 0 | 15.7651 | 0
26.11. | 23 | 1081.9137 |  | 1066.1486 | 0 | 0 | 15.7651 | 0
26.11. | 24 | 1079.6879 |  | 1063.9228 | 0 | 0 | 15.7651 | 0
27.11. | 1 | 1079.6879 |  | 1063.9228 | 0 | 0 | 15.7651 | 0
27.11. | 2 | 1079.6879 |  | 1063.9228 | 0 | 0 | 15.7651 | 0
27.11. | 3 | 1081.9137 |  | 1066.1486 | 0 | 0 | 15.7651 | 0
27.11. | 4 | 1084.1395 |  | 1068.3744 | 0 | 0 | 15.7651 | 0
27.11. | 5 | 1086.3653 |  | 1070.6002 | 0 | 0 | 15.7651 | 0
27.11. | 6 | 1090.8168 |  | 1075.0517 | 0 | 0 | 15.7651 | 0
27.11. | 7 | 1093.0426 |  | 1077.2775 | 0 | 0 | 15.7651 | 0
27.11. | 8 | 1097.4942 |  | 1081.7291 | 0 | 0 | 15.7651 | 0
27.11. | 9 | 1095.2684 |  | 1079.5033 | 0 | 0 | 15.7651 | 0
27.11. | 10 | 1095.2684 |  | 1079.5033 | 0 | 0 | 15.7651 | 0
27.11. | 11 | 1084.1395 |  | 1068.3744 | 0 | 0 | 15.7651 | 0
27.11. | 12 | 1086.3653 |  | 1070.6002 | 0 | 0 | 15.7651 | 0
27.11. | 13 | 1088.5911 |  | 1072.826 | 0 | 0 | 15.7651 | 0
27.11. | 14 | 1086.3653 |  | 1070.6002 | 0 | 0 | 15.7651 | 0
27.11. | 15 | 1088.5911 |  | 1072.826 | 0 | 0 | 15.7651 | 0
27.11. | 16 | 1093.0426 |  | 1077.2775 | 0 | 0 | 15.7651 | 0
27.11. | 17 | 1090.8168 |  | 1075.0517 | 0 | 0 | 15.7651 | 0
27.11. | 18 | 1090.8168 |  | 1075.0517 | 0 | 0 | 15.7651 | 0
27.11. | 19 | 1086.3653 |  | 1070.6002 | 0 | 0 | 15.7651 | 0
27.11. | 20 | 1081.9137 |  | 1066.1486 | 0 | 0 | 15.7651 | 0
27.11. | 21 | 1081.9137 |  | 1066.1486 | 0 | 0 | 15.7651 | 0
27.11. | 22 | 1079.6879 |  | 1063.9228 | 0 | 0 | 15.7651 | 0
27.11. | 23 | 1079.6879 |  | 1063.9228 | 0 | 0 | 15.7651 | 0
27.11. | 24 | 1077.4622 |  | 1061.6971 | 0 | 0 | 15.7651 | 0
28.11. | 1 | 1077.4622 |  | 1061.6971 | 0 | 0 | 15.7651 | 0
28.11. | 2 | 1075.2364 |  | 1059.4713 | 0 | 0 | 15.7651 | 0
28.11. | 3 | 1077.4622 |  | 1061.6971 | 0 | 0 | 15.7651 | 0
28.11. | 4 | 1079.6879 |  | 1063.9228 | 0 | 0 | 15.7651 | 0
28.11. | 5 | 1081.9137 |  | 1066.1486 | 0 | 0 | 15.7651 | 0
28.11. | 6 | 1086.3653 |  | 1070.6002 | 0 | 0 | 15.7651 | 0
28.11. | 7 | 1090.8168 |  | 1075.0517 | 0 | 0 | 15.7651 | 0
28.11. | 8 | 1095.2684 |  | 1079.5033 | 0 | 0 | 15.7651 | 0
28.11. | 9 | 1090.8168 |  | 1075.0517 | 0 | 0 | 15.7651 | 0
28.11. | 10 | 1090.8168 |  | 1075.0517 | 0 | 0 | 15.7651 | 0
28.11. | 11 | 1079.6879 |  | 1063.9228 | 0 | 0 | 15.7651 | 0
28.11. | 12 | 1084.1395 |  | 1068.3744 | 0 | 0 | 15.7651 | 0
28.11. | 13 | 1086.3653 |  | 1070.6002 | 0 | 0 | 15.7651 | 0
28.11. | 14 | 1088.5911 |  | 1072.826 | 0 | 0 | 15.7651 | 0
28.11. | 15 | 1090.8168 |  | 1075.0517 | 0 | 0 | 15.7651 | 0
28.11. | 16 | 1093.0426 |  | 1077.2775 | 0 | 0 | 15.7651 | 0
28.11. | 17 | 1088.5911 |  | 1072.826 | 0 | 0 | 15.7651 | 0
28.11. | 18 | 1084.1395 |  | 1068.3744 | 0 | 0 | 15.7651 | 0
28.11. | 19 | 1077.4622 |  | 1061.6971 | 0 | 0 | 15.7651 | 0
28.11. | 20 | 1068.559 |  | 1052.7939 | 0 | 0 | 15.7651 | 0
28.11. | 21 | 1066.3333 |  | 1050.5682 | 0 | 0 | 15.7651 | 0
28.11. | 22 | 1059.6559 |  | 1043.8908 | 0 | 0 | 15.7651 | 0
28.11. | 23 | 1052.9786 |  | 1037.2135 | 0 | 0 | 15.7651 | 0
28.11. | 24 | 1044.0755 |  | 1028.3104 | 0 | 0 | 15.7651 | 0
29.11. | 1 | 1037.3981 |  | 1021.633 | 0 | 0 | 15.7651 | 0
29.11. | 2 | 1030.7208 |  | 1014.9557 | 0 | 0 | 15.7651 | 0
29.11. | 3 | 1026.2692 |  | 1010.5041 | 0 | 0 | 15.7651 | 0
29.11. | 4 | 1021.8177 |  | 1006.0526 | 0 | 0 | 15.7651 | 0
29.11. | 5 | 1012.9145 |  | 997.1494 | 0 | 0 | 15.7651 | 0
29.11. | 6 | 1008.463 |  | 992.6979 | 0 | 0 | 15.7651 | 0
29.11. | 7 | 1008.463 |  | 992.6979 | 0 | 0 | 15.7651 | 0
29.11. | 8 | 1015.1403 |  | 999.3752 | 0 | 0 | 15.7651 | 0
29.11. | 9 | 1010.6888 |  | 994.9237 | 0 | 0 | 15.7651 | 0
29.11. | 10 | 1015.1403 |  | 999.3752 | 0 | 0 | 15.7651 | 0
29.11. | 11 | 1004.0114 |  | 988.2463 | 0 | 0 | 15.7651 | 0
29.11. | 12 | 1012.9145 |  | 997.1494 | 0 | 0 | 15.7651 | 0
29.11. | 13 | 1019.5919 |  | 1003.8268 | 0 | 0 | 15.7651 | 0
29.11. | 14 | 1026.2692 |  | 1010.5041 | 0 | 0 | 15.7651 | 0
29.11. | 15 | 1035.1723 |  | 1019.4072 | 0 | 0 | 15.7651 | 0
29.11. | 16 | 1048.527 |  | 1032.7619 | 0 | 0 | 15.7651 | 0
29.11. | 17 | 1055.2044 |  | 1039.4393 | 0 | 0 | 15.7651 | 0
29.11. | 18 | 1068.559 |  | 1052.7939 | 0 | 0 | 15.7651 | 0
29.11. | 19 | 1075.2364 |  | 1059.4713 | 0 | 0 | 15.7651 | 0
29.11. | 20 | 1079.6879 |  | 1063.9228 | 0 | 0 | 15.7651 | 0
29.11. | 21 | 1090.8168 |  | 1075.0517 | 0 | 0 | 15.7651 | 0
29.11. | 22 | 1095.2684 |  | 1079.5033 | 0 | 0 | 15.7651 | 0
29.11. | 23 | 1101.9457 |  | 1086.1806 | 0 | 0 | 15.7651 | 0
29.11. | 24 | 1101.9457 |  | 1086.1806 | 0 | 0 | 15.7651 | 0
30.11. | 1 | 1101.9457 |  | 1086.1806 | 0 | 0 | 15.7651 | 0
30.11. | 2 | 1101.9457 |  | 1086.1806 | 0 | 0 | 15.7651 | 0
30.11. | 3 | 1101.9457 |  | 1086.1806 | 0 | 0 | 15.7651 | 0
30.11. | 4 | 1101.9457 |  | 1086.1806 | 0 | 0 | 15.7651 | 0
30.11. | 5 | 1097.4942 |  | 1081.7291 | 0 | 0 | 15.7651 | 0
30.11. | 6 | 1093.0426 |  | 1077.2775 | 0 | 0 | 15.7651 | 0
30.11. | 7 | 1090.8168 |  | 1075.0517 | 0 | 0 | 15.7651 | 0
30.11. | 8 | 1093.0426 |  | 1077.2775 | 0 | 0 | 15.7651 | 0
30.11. | 9 | 1088.5911 |  | 1072.826 | 0 | 0 | 15.7651 | 0
30.11. | 10 | 1088.5911 |  | 1072.826 | 0 | 0 | 15.7651 | 0
30.11. | 11 | 1073.0106 |  | 1057.2455 | 0 | 0 | 15.7651 | 0
30.11. | 12 | 1070.7848 |  | 1055.0197 | 0 | 0 | 15.7651 | 0
30.11. | 13 | 1068.559 |  | 1052.7939 | 0 | 0 | 15.7651 | 0
30.11. | 14 | 1066.3333 |  | 1050.5682 | 0 | 0 | 15.7651 | 0
30.11. | 15 | 1070.7848 |  | 1055.0197 | 0 | 0 | 15.7651 | 0
30.11. | 16 | 1077.4622 |  | 1061.6971 | 0 | 0 | 15.7651 | 0
30.11. | 17 | 1077.4622 |  | 1061.6971 | 0 | 0 | 15.7651 | 0
30.11. | 18 | 1084.1395 |  | 1068.3744 | 0 | 0 | 15.7651 | 0
30.11. | 19 | 1086.3653 |  | 1070.6002 | 0 | 0 | 15.7651 | 0
30.11. | 20 | 1088.5911 |  | 1072.826 | 0 | 0 | 15.7651 | 0
30.11. | 21 | 1095.2684 |  | 1079.5033 | 0 | 0 | 15.7651 | 0
30.11. | 22 | 1101.9457 |  | 1086.1806 | 0 | 0 | 15.7651 | 0
30.11. | 23 | 1106.3973 |  | 1090.6322 | 0 | 0 | 15.7651 | 0
30.11. | 24 | 1110.8489 |  | 1095.0838 | 0 | 0 | 15.7651 | 0
01.12. | 1 | 1148.6436 |  | 1132.922 | 0 | 0 | 15.7216 | 0
01.12. | 2 | 1150.8693 |  | 1135.1478 | 0 | 0 | 15.7216 | 0
01.12. | 3 | 1150.8693 |  | 1135.1478 | 0 | 0 | 15.7216 | 0
01.12. | 4 | 1153.0951 |  | 1137.3736 | 0 | 0 | 15.7216 | 0
01.12. | 5 | 1155.3209 |  | 1139.5994 | 0 | 0 | 15.7216 | 0
01.12. | 6 | 1159.7725 |  | 1144.0509 | 0 | 0 | 15.7216 | 0
01.12. | 7 | 1161.9983 |  | 1146.2767 | 0 | 0 | 15.7216 | 0
01.12. | 8 | 1159.7725 |  | 1144.0509 | 0 | 0 | 15.7216 | 0
01.12. | 9 | 1150.8693 |  | 1135.1478 | 0 | 0 | 15.7216 | 0
01.12. | 10 | 1146.4178 |  | 1130.6962 | 0 | 0 | 15.7216 | 0
01.12. | 11 | 1135.2889 |  | 1119.5673 | 0 | 0 | 15.7216 | 0
01.12. | 12 | 1128.6116 |  | 1112.89 | 0 | 0 | 15.7216 | 0
01.12. | 13 | 1128.6116 |  | 1112.89 | 0 | 0 | 15.7216 | 0
01.12. | 14 | 1133.0631 |  | 1117.3416 | 0 | 0 | 15.7216 | 0
01.12. | 15 | 1146.4178 |  | 1130.6962 | 0 | 0 | 15.7216 | 0
01.12. | 16 | 1157.5467 |  | 1141.8251 | 0 | 0 | 15.7216 | 0
01.12. | 17 | 1161.9983 |  | 1146.2767 | 0 | 0 | 15.7216 | 0
01.12. | 18 | 1166.4498 |  | 1150.7283 | 0 | 0 | 15.7216 | 0
01.12. | 19 | 1168.6756 |  | 1152.954 | 0 | 0 | 15.7216 | 0
01.12. | 20 | 1170.9014 |  | 1155.1798 | 0 | 0 | 15.7216 | 0
01.12. | 21 | 1170.9014 |  | 1155.1798 | 0 | 0 | 15.7216 | 0
01.12. | 22 | 1173.1272 |  | 1157.4056 | 0 | 0 | 15.7216 | 0
01.12. | 23 | 1173.1272 |  | 1157.4056 | 0 | 0 | 15.7216 | 0
01.12. | 24 | 1173.1272 |  | 1157.4056 | 0 | 0 | 15.7216 | 0
02.12. | 1 | 1173.1272 |  | 1157.4056 | 0 | 0 | 15.7216 | 0
02.12. | 2 | 1173.1272 |  | 1157.4056 | 0 | 0 | 15.7216 | 0
02.12. | 3 | 1170.9014 |  | 1155.1798 | 0 | 0 | 15.7216 | 0
02.12. | 4 | 1168.6756 |  | 1152.954 | 0 | 0 | 15.7216 | 0
02.12. | 5 | 1168.6756 |  | 1152.954 | 0 | 0 | 15.7216 | 0
02.12. | 6 | 1166.4498 |  | 1150.7283 | 0 | 0 | 15.7216 | 0
02.12. | 7 | 1161.9983 |  | 1146.2767 | 0 | 0 | 15.7216 | 0
02.12. | 8 | 1159.7725 |  | 1144.0509 | 0 | 0 | 15.7216 | 0
02.12. | 9 | 1150.8693 |  | 1135.1478 | 0 | 0 | 15.7216 | 0
02.12. | 10 | 1141.9662 |  | 1126.2447 | 0 | 0 | 15.7216 | 0
02.12. | 11 | 1126.3858 |  | 1110.6642 | 0 | 0 | 15.7216 | 0
02.12. | 12 | 1115.2569 |  | 1099.5353 | 0 | 0 | 15.7216 | 0
02.12. | 13 | 1106.3537 |  | 1090.6322 | 0 | 0 | 15.7216 | 0
02.12. | 14 | 1099.6764 |  | 1083.9549 | 0 | 0 | 15.7216 | 0
02.12. | 15 | 1108.5795 |  | 1092.858 | 0 | 0 | 15.7216 | 0
02.12. | 16 | 1117.4826 |  | 1101.7611 | 0 | 0 | 15.7216 | 0
02.12. | 17 | 1119.7084 |  | 1103.9869 | 0 | 0 | 15.7216 | 0
02.12. | 18 | 1119.7084 |  | 1103.9869 | 0 | 0 | 15.7216 | 0
02.12. | 19 | 1121.9342 |  | 1106.2127 | 0 | 0 | 15.7216 | 0
02.12. | 20 | 1119.7084 |  | 1103.9869 | 0 | 0 | 15.7216 | 0
02.12. | 21 | 1121.9342 |  | 1106.2127 | 0 | 0 | 15.7216 | 0
02.12. | 22 | 1124.16 |  | 1108.4384 | 0 | 0 | 15.7216 | 0
02.12. | 23 | 1126.3858 |  | 1110.6642 | 0 | 0 | 15.7216 | 0
02.12. | 24 | 1126.3858 |  | 1110.6642 | 0 | 0 | 15.7216 | 0
03.12. | 1 | 1130.8373 |  | 1115.1158 | 0 | 0 | 15.7216 | 0
03.12. | 2 | 1133.0631 |  | 1117.3416 | 0 | 0 | 15.7216 | 0
03.12. | 3 | 1135.2889 |  | 1119.5673 | 0 | 0 | 15.7216 | 0
03.12. | 4 | 1139.7405 |  | 1124.0189 | 0 | 0 | 15.7216 | 0
03.12. | 5 | 1141.9662 |  | 1126.2447 | 0 | 0 | 15.7216 | 0
03.12. | 6 | 1146.4178 |  | 1130.6962 | 0 | 0 | 15.7216 | 0
03.12. | 7 | 1146.4178 |  | 1130.6962 | 0 | 0 | 15.7216 | 0
03.12. | 8 | 1141.9662 |  | 1126.2447 | 0 | 0 | 15.7216 | 0
03.12. | 9 | 1133.0631 |  | 1117.3416 | 0 | 0 | 15.7216 | 0
03.12. | 10 | 1121.9342 |  | 1106.2127 | 0 | 0 | 15.7216 | 0
03.12. | 11 | 1106.3537 |  | 1090.6322 | 0 | 0 | 15.7216 | 0
03.12. | 12 | 1101.9022 |  | 1086.1806 | 0 | 0 | 15.7216 | 0
03.12. | 13 | 1099.6764 |  | 1083.9549 | 0 | 0 | 15.7216 | 0
03.12. | 14 | 1101.9022 |  | 1086.1806 | 0 | 0 | 15.7216 | 0
03.12. | 15 | 1117.4826 |  | 1101.7611 | 0 | 0 | 15.7216 | 0
03.12. | 16 | 1128.6116 |  | 1112.89 | 0 | 0 | 15.7216 | 0
03.12. | 17 | 1133.0631 |  | 1117.3416 | 0 | 0 | 15.7216 | 0
03.12. | 18 | 1135.2889 |  | 1119.5673 | 0 | 0 | 15.7216 | 0
03.12. | 19 | 1139.7405 |  | 1124.0189 | 0 | 0 | 15.7216 | 0
03.12. | 20 | 1141.9662 |  | 1126.2447 | 0 | 0 | 15.7216 | 0
03.12. | 21 | 1144.192 |  | 1128.4705 | 0 | 0 | 15.7216 | 0
03.12. | 22 | 1148.6436 |  | 1132.922 | 0 | 0 | 15.7216 | 0
03.12. | 23 | 1150.8693 |  | 1135.1478 | 0 | 0 | 15.7216 | 0
03.12. | 24 | 1155.3209 |  | 1139.5994 | 0 | 0 | 15.7216 | 0
04.12. | 1 | 1159.7725 |  | 1144.0509 | 0 | 0 | 15.7216 | 0
04.12. | 2 | 1164.224 |  | 1148.5025 | 0 | 0 | 15.7216 | 0
04.12. | 3 | 1168.6756 |  | 1152.954 | 0 | 0 | 15.7216 | 0
04.12. | 4 | 1173.1272 |  | 1157.4056 | 0 | 0 | 15.7216 | 0
04.12. | 5 | 1177.5787 |  | 1161.8572 | 0 | 0 | 15.7216 | 0
04.12. | 6 | 1177.5787 |  | 1161.8572 | 0 | 0 | 15.7216 | 0
04.12. | 7 | 1177.5787 |  | 1161.8572 | 0 | 0 | 15.7216 | 0
04.12. | 8 | 1177.5787 |  | 1161.8572 | 0 | 0 | 15.7216 | 0
04.12. | 9 | 1177.5787 |  | 1161.8572 | 0 | 0 | 15.7216 | 0
04.12. | 10 | 1175.3529 |  | 1159.6314 | 0 | 0 | 15.7216 | 0
04.12. | 11 | 1168.6756 |  | 1152.954 | 0 | 0 | 15.7216 | 0
04.12. | 12 | 1166.4498 |  | 1150.7283 | 0 | 0 | 15.7216 | 0
04.12. | 13 | 1166.4498 |  | 1150.7283 | 0 | 0 | 15.7216 | 0
04.12. | 14 | 1168.6756 |  | 1152.954 | 0 | 0 | 15.7216 | 0
04.12. | 15 | 1175.3529 |  | 1159.6314 | 0 | 0 | 15.7216 | 0
04.12. | 16 | 1177.5787 |  | 1161.8572 | 0 | 0 | 15.7216 | 0
04.12. | 17 | 1175.3529 |  | 1159.6314 | 0 | 0 | 15.7216 | 0
04.12. | 18 | 1173.1272 |  | 1157.4056 | 0 | 0 | 15.7216 | 0
04.12. | 19 | 1170.9014 |  | 1155.1798 | 0 | 0 | 15.7216 | 0
04.12. | 20 | 1170.9014 |  | 1155.1798 | 0 | 0 | 15.7216 | 0
04.12. | 21 | 1170.9014 |  | 1155.1798 | 0 | 0 | 15.7216 | 0
04.12. | 22 | 1170.9014 |  | 1155.1798 | 0 | 0 | 15.7216 | 0
04.12. | 23 | 1173.1272 |  | 1157.4056 | 0 | 0 | 15.7216 | 0
04.12. | 24 | 1175.3529 |  | 1159.6314 | 0 | 0 | 15.7216 | 0
05.12. | 1 | 1177.5787 |  | 1161.8572 | 0 | 0 | 15.7216 | 0
05.12. | 2 | 1177.5787 |  | 1161.8572 | 0 | 0 | 15.7216 | 0
05.12. | 3 | 1177.5787 |  | 1161.8572 | 0 | 0 | 15.7216 | 0
05.12. | 4 | 1177.5787 |  | 1161.8572 | 0 | 0 | 15.7216 | 0
05.12. | 5 | 1177.5787 |  | 1161.8572 | 0 | 0 | 15.7216 | 0
05.12. | 6 | 1175.3529 |  | 1159.6314 | 0 | 0 | 15.7216 | 0
05.12. | 7 | 1175.3529 |  | 1159.6314 | 0 | 0 | 15.7216 | 0
05.12. | 8 | 1175.3529 |  | 1159.6314 | 0 | 0 | 15.7216 | 0
05.12. | 9 | 1173.1272 |  | 1157.4056 | 0 | 0 | 15.7216 | 0
05.12. | 10 | 1173.1272 |  | 1157.4056 | 0 | 0 | 15.7216 | 0
05.12. | 11 | 1168.6756 |  | 1152.954 | 0 | 0 | 15.7216 | 0
05.12. | 12 | 1166.4498 |  | 1150.7283 | 0 | 0 | 15.7216 | 0
05.12. | 13 | 1164.224 |  | 1148.5025 | 0 | 0 | 15.7216 | 0
05.12. | 14 | 1155.3209 |  | 1139.5994 | 0 | 0 | 15.7216 | 0
05.12. | 15 | 1144.192 |  | 1128.4705 | 0 | 0 | 15.7216 | 0
05.12. | 16 | 1137.5147 |  | 1121.7931 | 0 | 0 | 15.7216 | 0
05.12. | 17 | 1133.0631 |  | 1117.3416 | 0 | 0 | 15.7216 | 0
05.12. | 18 | 1130.8373 |  | 1115.1158 | 0 | 0 | 15.7216 | 0
05.12. | 19 | 1133.0631 |  | 1117.3416 | 0 | 0 | 15.7216 | 0
05.12. | 20 | 1133.0631 |  | 1117.3416 | 0 | 0 | 15.7216 | 0
05.12. | 21 | 1137.5147 |  | 1121.7931 | 0 | 0 | 15.7216 | 0
05.12. | 22 | 1139.7405 |  | 1124.0189 | 0 | 0 | 15.7216 | 0
05.12. | 23 | 1144.192 |  | 1128.4705 | 0 | 0 | 15.7216 | 0
05.12. | 24 | 1146.4178 |  | 1130.6962 | 0 | 0 | 15.7216 | 0
06.12. | 1 | 1148.6436 |  | 1132.922 | 0 | 0 | 15.7216 | 0
06.12. | 2 | 1146.4178 |  | 1130.6962 | 0 | 0 | 15.7216 | 0
06.12. | 3 | 1146.4178 |  | 1130.6962 | 0 | 0 | 15.7216 | 0
06.12. | 4 | 1144.192 |  | 1128.4705 | 0 | 0 | 15.7216 | 0
06.12. | 5 | 1141.9662 |  | 1126.2447 | 0 | 0 | 15.7216 | 0
06.12. | 6 | 1137.5147 |  | 1121.7931 | 0 | 0 | 15.7216 | 0
06.12. | 7 | 1135.2889 |  | 1119.5673 | 0 | 0 | 15.7216 | 0
06.12. | 8 | 1135.2889 |  | 1119.5673 | 0 | 0 | 15.7216 | 0
06.12. | 9 | 1135.2889 |  | 1119.5673 | 0 | 0 | 15.7216 | 0
06.12. | 10 | 1137.5147 |  | 1121.7931 | 0 | 0 | 15.7216 | 0
06.12. | 11 | 1133.0631 |  | 1117.3416 | 0 | 0 | 15.7216 | 0
06.12. | 12 | 1137.5147 |  | 1121.7931 | 0 | 0 | 15.7216 | 0
06.12. | 13 | 1137.5147 |  | 1121.7931 | 0 | 0 | 15.7216 | 0
06.12. | 14 | 1133.0631 |  | 1117.3416 | 0 | 0 | 15.7216 | 0
06.12. | 15 | 1128.6116 |  | 1112.89 | 0 | 0 | 15.7216 | 0
06.12. | 16 | 1128.6116 |  | 1112.89 | 0 | 0 | 15.7216 | 0
06.12. | 17 | 1128.6116 |  | 1112.89 | 0 | 0 | 15.7216 | 0
06.12. | 18 | 1133.0631 |  | 1117.3416 | 0 | 0 | 15.7216 | 0
06.12. | 19 | 1137.5147 |  | 1121.7931 | 0 | 0 | 15.7216 | 0
06.12. | 20 | 1139.7405 |  | 1124.0189 | 0 | 0 | 15.7216 | 0
06.12. | 21 | 1141.9662 |  | 1126.2447 | 0 | 0 | 15.7216 | 0
06.12. | 22 | 1144.192 |  | 1128.4705 | 0 | 0 | 15.7216 | 0
06.12. | 23 | 1148.6436 |  | 1132.922 | 0 | 0 | 15.7216 | 0
06.12. | 24 | 1150.8693 |  | 1135.1478 | 0 | 0 | 15.7216 | 0
07.12. | 1 | 1153.0951 |  | 1137.3736 | 0 | 0 | 15.7216 | 0
07.12. | 2 | 1153.0951 |  | 1137.3736 | 0 | 0 | 15.7216 | 0
07.12. | 3 | 1153.0951 |  | 1137.3736 | 0 | 0 | 15.7216 | 0
07.12. | 4 | 1155.3209 |  | 1139.5994 | 0 | 0 | 15.7216 | 0
07.12. | 5 | 1155.3209 |  | 1139.5994 | 0 | 0 | 15.7216 | 0
07.12. | 6 | 1155.3209 |  | 1139.5994 | 0 | 0 | 15.7216 | 0
07.12. | 7 | 1155.3209 |  | 1139.5994 | 0 | 0 | 15.7216 | 0
07.12. | 8 | 1155.3209 |  | 1139.5994 | 0 | 0 | 15.7216 | 0
07.12. | 9 | 1153.0951 |  | 1137.3736 | 0 | 0 | 15.7216 | 0
07.12. | 10 | 1153.0951 |  | 1137.3736 | 0 | 0 | 15.7216 | 0
07.12. | 11 | 1148.6436 |  | 1132.922 | 0 | 0 | 15.7216 | 0
07.12. | 12 | 1148.6436 |  | 1132.922 | 0 | 0 | 15.7216 | 0
07.12. | 13 | 1146.4178 |  | 1130.6962 | 0 | 0 | 15.7216 | 0
07.12. | 14 | 1146.4178 |  | 1130.6962 | 0 | 0 | 15.7216 | 0
07.12. | 15 | 1146.4178 |  | 1130.6962 | 0 | 0 | 15.7216 | 0
07.12. | 16 | 1148.6436 |  | 1132.922 | 0 | 0 | 15.7216 | 0
07.12. | 17 | 1150.8693 |  | 1135.1478 | 0 | 0 | 15.7216 | 0
07.12. | 18 | 1155.3209 |  | 1139.5994 | 0 | 0 | 15.7216 | 0
07.12. | 19 | 1155.3209 |  | 1139.5994 | 0 | 0 | 15.7216 | 0
07.12. | 20 | 1155.3209 |  | 1139.5994 | 0 | 0 | 15.7216 | 0
07.12. | 21 | 1155.3209 |  | 1139.5994 | 0 | 0 | 15.7216 | 0
07.12. | 22 | 1155.3209 |  | 1139.5994 | 0 | 0 | 15.7216 | 0
07.12. | 23 | 1155.3209 |  | 1139.5994 | 0 | 0 | 15.7216 | 0
07.12. | 24 | 1155.3209 |  | 1139.5994 | 0 | 0 | 15.7216 | 0
08.12. | 1 | 1155.3209 |  | 1139.5994 | 0 | 0 | 15.7216 | 0
08.12. | 2 | 1155.3209 |  | 1139.5994 | 0 | 0 | 15.7216 | 0
08.12. | 3 | 1155.3209 |  | 1139.5994 | 0 | 0 | 15.7216 | 0
08.12. | 4 | 1157.5467 |  | 1141.8251 | 0 | 0 | 15.7216 | 0
08.12. | 5 | 1157.5467 |  | 1141.8251 | 0 | 0 | 15.7216 | 0
08.12. | 6 | 1159.7725 |  | 1144.0509 | 0 | 0 | 15.7216 | 0
08.12. | 7 | 1159.7725 |  | 1144.0509 | 0 | 0 | 15.7216 | 0
08.12. | 8 | 1159.7725 |  | 1144.0509 | 0 | 0 | 15.7216 | 0
08.12. | 9 | 1157.5467 |  | 1141.8251 | 0 | 0 | 15.7216 | 0
08.12. | 10 | 1155.3209 |  | 1139.5994 | 0 | 0 | 15.7216 | 0
08.12. | 11 | 1148.6436 |  | 1132.922 | 0 | 0 | 15.7216 | 0
08.12. | 12 | 1148.6436 |  | 1132.922 | 0 | 0 | 15.7216 | 0
08.12. | 13 | 1148.6436 |  | 1132.922 | 0 | 0 | 15.7216 | 0
08.12. | 14 | 1150.8693 |  | 1135.1478 | 0 | 0 | 15.7216 | 0
08.12. | 15 | 1157.5467 |  | 1141.8251 | 0 | 0 | 15.7216 | 0
08.12. | 16 | 1161.9983 |  | 1146.2767 | 0 | 0 | 15.7216 | 0
08.12. | 17 | 1164.224 |  | 1148.5025 | 0 | 0 | 15.7216 | 0
08.12. | 18 | 1168.6756 |  | 1152.954 | 0 | 0 | 15.7216 | 0
08.12. | 19 | 1170.9014 |  | 1155.1798 | 0 | 0 | 15.7216 | 0
08.12. | 20 | 1173.1272 |  | 1157.4056 | 0 | 0 | 15.7216 | 0
08.12. | 21 | 1175.3529 |  | 1159.6314 | 0 | 0 | 15.7216 | 0
08.12. | 22 | 1175.3529 |  | 1159.6314 | 0 | 0 | 15.7216 | 0
08.12. | 23 | 1177.5787 |  | 1161.8572 | 0 | 0 | 15.7216 | 0
08.12. | 24 | 1177.5787 |  | 1161.8572 | 0 | 0 | 15.7216 | 0
09.12. | 1 | 1177.5787 |  | 1161.8572 | 0 | 0 | 15.7216 | 0
09.12. | 2 | 1177.5787 |  | 1161.8572 | 0 | 0 | 15.7216 | 0
09.12. | 3 | 1177.5787 |  | 1161.8572 | 0 | 0 | 15.7216 | 0
09.12. | 4 | 1177.5787 |  | 1161.8572 | 0 | 0 | 15.7216 | 0
09.12. | 5 | 1177.5787 |  | 1161.8572 | 0 | 0 | 15.7216 | 0
09.12. | 6 | 1177.5787 |  | 1161.8572 | 0 | 0 | 15.7216 | 0
09.12. | 7 | 1177.5787 |  | 1161.8572 | 0 | 0 | 15.7216 | 0
09.12. | 8 | 1175.3529 |  | 1159.6314 | 0 | 0 | 15.7216 | 0
09.12. | 9 | 1173.1272 |  | 1157.4056 | 0 | 0 | 15.7216 | 0
09.12. | 10 | 1170.9014 |  | 1155.1798 | 0 | 0 | 15.7216 | 0
09.12. | 11 | 1166.4498 |  | 1150.7283 | 0 | 0 | 15.7216 | 0
09.12. | 12 | 1161.9983 |  | 1146.2767 | 0 | 0 | 15.7216 | 0
09.12. | 13 | 1161.9983 |  | 1146.2767 | 0 | 0 | 15.7216 | 0
09.12. | 14 | 1161.9983 |  | 1146.2767 | 0 | 0 | 15.7216 | 0
09.12. | 15 | 1166.4498 |  | 1150.7283 | 0 | 0 | 15.7216 | 0
09.12. | 16 | 1170.9014 |  | 1155.1798 | 0 | 0 | 15.7216 | 0
09.12. | 17 | 1173.1272 |  | 1157.4056 | 0 | 0 | 15.7216 | 0
09.12. | 18 | 1173.1272 |  | 1157.4056 | 0 | 0 | 15.7216 | 0
09.12. | 19 | 1173.1272 |  | 1157.4056 | 0 | 0 | 15.7216 | 0
09.12. | 20 | 1173.1272 |  | 1157.4056 | 0 | 0 | 15.7216 | 0
09.12. | 21 | 1173.1272 |  | 1157.4056 | 0 | 0 | 15.7216 | 0
09.12. | 22 | 1173.1272 |  | 1157.4056 | 0 | 0 | 15.7216 | 0
09.12. | 23 | 1170.9014 |  | 1155.1798 | 0 | 0 | 15.7216 | 0
09.12. | 24 | 1170.9014 |  | 1155.1798 | 0 | 0 | 15.7216 | 0
10.12. | 1 | 1168.6756 |  | 1152.954 | 0 | 0 | 15.7216 | 0
10.12. | 2 | 1168.6756 |  | 1152.954 | 0 | 0 | 15.7216 | 0
10.12. | 3 | 1168.6756 |  | 1152.954 | 0 | 0 | 15.7216 | 0
10.12. | 4 | 1170.9014 |  | 1155.1798 | 0 | 0 | 15.7216 | 0
10.12. | 5 | 1170.9014 |  | 1155.1798 | 0 | 0 | 15.7216 | 0
10.12. | 6 | 1173.1272 |  | 1157.4056 | 0 | 0 | 15.7216 | 0
10.12. | 7 | 1173.1272 |  | 1157.4056 | 0 | 0 | 15.7216 | 0
10.12. | 8 | 1173.1272 |  | 1157.4056 | 0 | 0 | 15.7216 | 0
10.12. | 9 | 1170.9014 |  | 1155.1798 | 0 | 0 | 15.7216 | 0
10.12. | 10 | 1168.6756 |  | 1152.954 | 0 | 0 | 15.7216 | 0
10.12. | 11 | 1164.224 |  | 1148.5025 | 0 | 0 | 15.7216 | 0
10.12. | 12 | 1166.4498 |  | 1150.7283 | 0 | 0 | 15.7216 | 0
10.12. | 13 | 1166.4498 |  | 1150.7283 | 0 | 0 | 15.7216 | 0
10.12. | 14 | 1166.4498 |  | 1150.7283 | 0 | 0 | 15.7216 | 0
10.12. | 15 | 1168.6756 |  | 1152.954 | 0 | 0 | 15.7216 | 0
10.12. | 16 | 1170.9014 |  | 1155.1798 | 0 | 0 | 15.7216 | 0
10.12. | 17 | 1170.9014 |  | 1155.1798 | 0 | 0 | 15.7216 | 0
10.12. | 18 | 1173.1272 |  | 1157.4056 | 0 | 0 | 15.7216 | 0
10.12. | 19 | 1173.1272 |  | 1157.4056 | 0 | 0 | 15.7216 | 0
10.12. | 20 | 1173.1272 |  | 1157.4056 | 0 | 0 | 15.7216 | 0
10.12. | 21 | 1175.3529 |  | 1159.6314 | 0 | 0 | 15.7216 | 0
10.12. | 22 | 1175.3529 |  | 1159.6314 | 0 | 0 | 15.7216 | 0
10.12. | 23 | 1175.3529 |  | 1159.6314 | 0 | 0 | 15.7216 | 0
10.12. | 24 | 1175.3529 |  | 1159.6314 | 0 | 0 | 15.7216 | 0
11.12. | 1 | 1175.3529 |  | 1159.6314 | 0 | 0 | 15.7216 | 0
11.12. | 2 | 1177.5787 |  | 1161.8572 | 0 | 0 | 15.7216 | 0
11.12. | 3 | 1177.5787 |  | 1161.8572 | 0 | 0 | 15.7216 | 0
11.12. | 4 | 1177.5787 |  | 1161.8572 | 0 | 0 | 15.7216 | 0
11.12. | 5 | 1177.5787 |  | 1161.8572 | 0 | 0 | 15.7216 | 0
11.12. | 6 | 1177.5787 |  | 1161.8572 | 0 | 0 | 15.7216 | 0
11.12. | 7 | 1177.5787 |  | 1161.8572 | 0 | 0 | 15.7216 | 0
11.12. | 8 | 1177.5787 |  | 1161.8572 | 0 | 0 | 15.7216 | 0
11.12. | 9 | 1177.5787 |  | 1161.8572 | 0 | 0 | 15.7216 | 0
11.12. | 10 | 1177.5787 |  | 1161.8572 | 0 | 0 | 15.7216 | 0
11.12. | 11 | 1175.3529 |  | 1159.6314 | 0 | 0 | 15.7216 | 0
11.12. | 12 | 1173.1272 |  | 1157.4056 | 0 | 0 | 15.7216 | 0
11.12. | 13 | 1173.1272 |  | 1157.4056 | 0 | 0 | 15.7216 | 0
11.12. | 14 | 1173.1272 |  | 1157.4056 | 0 | 0 | 15.7216 | 0
11.12. | 15 | 1175.3529 |  | 1159.6314 | 0 | 0 | 15.7216 | 0
11.12. | 16 | 1177.5787 |  | 1161.8572 | 0 | 0 | 15.7216 | 0
11.12. | 17 | 1177.5787 |  | 1161.8572 | 0 | 0 | 15.7216 | 0
11.12. | 18 | 1177.5787 |  | 1161.8572 | 0 | 0 | 15.7216 | 0
11.12. | 19 | 1177.5787 |  | 1161.8572 | 0 | 0 | 15.7216 | 0
11.12. | 20 | 1177.5787 |  | 1161.8572 | 0 | 0 | 15.7216 | 0
11.12. | 21 | 1177.5787 |  | 1161.8572 | 0 | 0 | 15.7216 | 0
11.12. | 22 | 1177.5787 |  | 1161.8572 | 0 | 0 | 15.7216 | 0
11.12. | 23 | 1177.5787 |  | 1161.8572 | 0 | 0 | 15.7216 | 0
11.12. | 24 | 1177.5787 |  | 1161.8572 | 0 | 0 | 15.7216 | 0
12.12. | 1 | 1177.5787 |  | 1161.8572 | 0 | 0 | 15.7216 | 0
12.12. | 2 | 1177.5787 |  | 1161.8572 | 0 | 0 | 15.7216 | 0
12.12. | 3 | 1177.5787 |  | 1161.8572 | 0 | 0 | 15.7216 | 0
12.12. | 4 | 1177.5787 |  | 1161.8572 | 0 | 0 | 15.7216 | 0
12.12. | 5 | 1177.5787 |  | 1161.8572 | 0 | 0 | 15.7216 | 0
12.12. | 6 | 1177.5787 |  | 1161.8572 | 0 | 0 | 15.7216 | 0
12.12. | 7 | 1177.5787 |  | 1161.8572 | 0 | 0 | 15.7216 | 0
12.12. | 8 | 1175.3529 |  | 1159.6314 | 0 | 0 | 15.7216 | 0
12.12. | 9 | 1175.3529 |  | 1159.6314 | 0 | 0 | 15.7216 | 0
12.12. | 10 | 1173.1272 |  | 1157.4056 | 0 | 0 | 15.7216 | 0
12.12. | 11 | 1175.3529 |  | 1159.6314 | 0 | 0 | 15.7216 | 0
12.12. | 12 | 1175.3529 |  | 1159.6314 | 0 | 0 | 15.7216 | 0
12.12. | 13 | 1175.3529 |  | 1159.6314 | 0 | 0 | 15.7216 | 0
12.12. | 14 | 1175.3529 |  | 1159.6314 | 0 | 0 | 15.7216 | 0
12.12. | 15 | 1175.3529 |  | 1159.6314 | 0 | 0 | 15.7216 | 0
12.12. | 16 | 1173.1272 |  | 1157.4056 | 0 | 0 | 15.7216 | 0
12.12. | 17 | 1173.1272 |  | 1157.4056 | 0 | 0 | 15.7216 | 0
12.12. | 18 | 1170.9014 |  | 1155.1798 | 0 | 0 | 15.7216 | 0
12.12. | 19 | 1168.6756 |  | 1152.954 | 0 | 0 | 15.7216 | 0
12.12. | 20 | 1168.6756 |  | 1152.954 | 0 | 0 | 15.7216 | 0
12.12. | 21 | 1166.4498 |  | 1150.7283 | 0 | 0 | 15.7216 | 0
12.12. | 22 | 1164.224 |  | 1148.5025 | 0 | 0 | 15.7216 | 0
12.12. | 23 | 1161.9983 |  | 1146.2767 | 0 | 0 | 15.7216 | 0
12.12. | 24 | 1159.7725 |  | 1144.0509 | 0 | 0 | 15.7216 | 0
13.12. | 1 | 1157.5467 |  | 1141.8251 | 0 | 0 | 15.7216 | 0
13.12. | 2 | 1155.3209 |  | 1139.5994 | 0 | 0 | 15.7216 | 0
13.12. | 3 | 1155.3209 |  | 1139.5994 | 0 | 0 | 15.7216 | 0
13.12. | 4 | 1155.3209 |  | 1139.5994 | 0 | 0 | 15.7216 | 0
13.12. | 5 | 1155.3209 |  | 1139.5994 | 0 | 0 | 15.7216 | 0
13.12. | 6 | 1155.3209 |  | 1139.5994 | 0 | 0 | 15.7216 | 0
13.12. | 7 | 1157.5467 |  | 1141.8251 | 0 | 0 | 15.7216 | 0
13.12. | 8 | 1153.0951 |  | 1137.3736 | 0 | 0 | 15.7216 | 0
13.12. | 9 | 1157.5467 |  | 1141.8251 | 0 | 0 | 15.7216 | 0
13.12. | 10 | 1157.5467 |  | 1141.8251 | 0 | 0 | 15.7216 | 0
13.12. | 11 | 1166.4498 |  | 1150.7283 | 0 | 0 | 15.7216 | 0
13.12. | 12 | 1166.4498 |  | 1150.7283 | 0 | 0 | 15.7216 | 0
13.12. | 13 | 1168.6756 |  | 1152.954 | 0 | 0 | 15.7216 | 0
13.12. | 14 | 1168.6756 |  | 1152.954 | 0 | 0 | 15.7216 | 0
13.12. | 15 | 1168.6756 |  | 1152.954 | 0 | 0 | 15.7216 | 0
13.12. | 16 | 1166.4498 |  | 1150.7283 | 0 | 0 | 15.7216 | 0
13.12. | 17 | 1166.4498 |  | 1150.7283 | 0 | 0 | 15.7216 | 0
13.12. | 18 | 1159.7725 |  | 1144.0509 | 0 | 0 | 15.7216 | 0
13.12. | 19 | 1155.3209 |  | 1139.5994 | 0 | 0 | 15.7216 | 0
13.12. | 20 | 1155.3209 |  | 1139.5994 | 0 | 0 | 15.7216 | 0
13.12. | 21 | 1153.0951 |  | 1137.3736 | 0 | 0 | 15.7216 | 0
13.12. | 22 | 1153.0951 |  | 1137.3736 | 0 | 0 | 15.7216 | 0
13.12. | 23 | 1148.6436 |  | 1132.922 | 0 | 0 | 15.7216 | 0
13.12. | 24 | 1144.192 |  | 1128.4705 | 0 | 0 | 15.7216 | 0
14.12. | 1 | 1141.9662 |  | 1126.2447 | 0 | 0 | 15.7216 | 0
14.12. | 2 | 1141.9662 |  | 1126.2447 | 0 | 0 | 15.7216 | 0
14.12. | 3 | 1141.9662 |  | 1126.2447 | 0 | 0 | 15.7216 | 0
14.12. | 4 | 1141.9662 |  | 1126.2447 | 0 | 0 | 15.7216 | 0
14.12. | 5 | 1141.9662 |  | 1126.2447 | 0 | 0 | 15.7216 | 0
14.12. | 6 | 1141.9662 |  | 1126.2447 | 0 | 0 | 15.7216 | 0
14.12. | 7 | 1141.9662 |  | 1126.2447 | 0 | 0 | 15.7216 | 0
14.12. | 8 | 1141.9662 |  | 1126.2447 | 0 | 0 | 15.7216 | 0
14.12. | 9 | 1141.9662 |  | 1126.2447 | 0 | 0 | 15.7216 | 0
14.12. | 10 | 1141.9662 |  | 1126.2447 | 0 | 0 | 15.7216 | 0
14.12. | 11 | 1144.192 |  | 1128.4705 | 0 | 0 | 15.7216 | 0
14.12. | 12 | 1146.4178 |  | 1130.6962 | 0 | 0 | 15.7216 | 0
14.12. | 13 | 1146.4178 |  | 1130.6962 | 0 | 0 | 15.7216 | 0
14.12. | 14 | 1141.9662 |  | 1126.2447 | 0 | 0 | 15.7216 | 0
14.12. | 15 | 1141.9662 |  | 1126.2447 | 0 | 0 | 15.7216 | 0
14.12. | 16 | 1141.9662 |  | 1126.2447 | 0 | 0 | 15.7216 | 0
14.12. | 17 | 1141.9662 |  | 1126.2447 | 0 | 0 | 15.7216 | 0
14.12. | 18 | 1141.9662 |  | 1126.2447 | 0 | 0 | 15.7216 | 0
14.12. | 19 | 1141.9662 |  | 1126.2447 | 0 | 0 | 15.7216 | 0
14.12. | 20 | 1141.9662 |  | 1126.2447 | 0 | 0 | 15.7216 | 0
14.12. | 21 | 1141.9662 |  | 1126.2447 | 0 | 0 | 15.7216 | 0
14.12. | 22 | 1141.9662 |  | 1126.2447 | 0 | 0 | 15.7216 | 0
14.12. | 23 | 1141.9662 |  | 1126.2447 | 0 | 0 | 15.7216 | 0
14.12. | 24 | 1141.9662 |  | 1126.2447 | 0 | 0 | 15.7216 | 0
15.12. | 1 | 1141.9662 |  | 1126.2447 | 0 | 0 | 15.7216 | 0
15.12. | 2 | 1141.9662 |  | 1126.2447 | 0 | 0 | 15.7216 | 0
15.12. | 3 | 1141.9662 |  | 1126.2447 | 0 | 0 | 15.7216 | 0
15.12. | 4 | 1141.9662 |  | 1126.2447 | 0 | 0 | 15.7216 | 0
15.12. | 5 | 1141.9662 |  | 1126.2447 | 0 | 0 | 15.7216 | 0
15.12. | 6 | 1141.9662 |  | 1126.2447 | 0 | 0 | 15.7216 | 0
15.12. | 7 | 1141.9662 |  | 1126.2447 | 0 | 0 | 15.7216 | 0
15.12. | 8 | 1141.9662 |  | 1126.2447 | 0 | 0 | 15.7216 | 0
15.12. | 9 | 1141.9662 |  | 1126.2447 | 0 | 0 | 15.7216 | 0
15.12. | 10 | 1141.9662 |  | 1126.2447 | 0 | 0 | 15.7216 | 0
15.12. | 11 | 1141.9662 |  | 1126.2447 | 0 | 0 | 15.7216 | 0
15.12. | 12 | 1148.6436 |  | 1132.922 | 0 | 0 | 15.7216 | 0
15.12. | 13 | 1155.3209 |  | 1139.5994 | 0 | 0 | 15.7216 | 0
15.12. | 14 | 1150.8693 |  | 1135.1478 | 0 | 0 | 15.7216 | 0
15.12. | 15 | 1141.9662 |  | 1126.2447 | 0 | 0 | 15.7216 | 0
15.12. | 16 | 1141.9662 |  | 1126.2447 | 0 | 0 | 15.7216 | 0
15.12. | 17 | 1141.9662 |  | 1126.2447 | 0 | 0 | 15.7216 | 0
15.12. | 18 | 1141.9662 |  | 1126.2447 | 0 | 0 | 15.7216 | 0
15.12. | 19 | 1141.9662 |  | 1126.2447 | 0 | 0 | 15.7216 | 0
15.12. | 20 | 1141.9662 |  | 1126.2447 | 0 | 0 | 15.7216 | 0
15.12. | 21 | 1141.9662 |  | 1126.2447 | 0 | 0 | 15.7216 | 0
15.12. | 22 | 1141.9662 |  | 1126.2447 | 0 | 0 | 15.7216 | 0
15.12. | 23 | 1141.9662 |  | 1126.2447 | 0 | 0 | 15.7216 | 0
15.12. | 24 | 1141.9662 |  | 1126.2447 | 0 | 0 | 15.7216 | 0
16.12. | 1 | 1141.9662 |  | 1126.2447 | 0 | 0 | 15.7216 | 0
16.12. | 2 | 1141.9662 |  | 1126.2447 | 0 | 0 | 15.7216 | 0
16.12. | 3 | 1141.9662 |  | 1126.2447 | 0 | 0 | 15.7216 | 0
16.12. | 4 | 1141.9662 |  | 1126.2447 | 0 | 0 | 15.7216 | 0
16.12. | 5 | 1141.9662 |  | 1126.2447 | 0 | 0 | 15.7216 | 0
16.12. | 6 | 1141.9662 |  | 1126.2447 | 0 | 0 | 15.7216 | 0
16.12. | 7 | 1141.9662 |  | 1126.2447 | 0 | 0 | 15.7216 | 0
16.12. | 8 | 1141.9662 |  | 1126.2447 | 0 | 0 | 15.7216 | 0
16.12. | 9 | 1141.9662 |  | 1126.2447 | 0 | 0 | 15.7216 | 0
16.12. | 10 | 1141.9662 |  | 1126.2447 | 0 | 0 | 15.7216 | 0
16.12. | 11 | 1157.5467 |  | 1141.8251 | 0 | 0 | 15.7216 | 0
16.12. | 12 | 1161.9983 |  | 1146.2767 | 0 | 0 | 15.7216 | 0
16.12. | 13 | 1164.224 |  | 1148.5025 | 0 | 0 | 15.7216 | 0
16.12. | 14 | 1166.4498 |  | 1150.7283 | 0 | 0 | 15.7216 | 0
16.12. | 15 | 1168.6756 |  | 1152.954 | 0 | 0 | 15.7216 | 0
16.12. | 16 | 1170.9014 |  | 1155.1798 | 0 | 0 | 15.7216 | 0
16.12. | 17 | 1173.1272 |  | 1157.4056 | 0 | 0 | 15.7216 | 0
16.12. | 18 | 1170.9014 |  | 1155.1798 | 0 | 0 | 15.7216 | 0
16.12. | 19 | 1170.9014 |  | 1155.1798 | 0 | 0 | 15.7216 | 0
16.12. | 20 | 1173.1272 |  | 1157.4056 | 0 | 0 | 15.7216 | 0
16.12. | 21 | 1173.1272 |  | 1157.4056 | 0 | 0 | 15.7216 | 0
16.12. | 22 | 1175.3529 |  | 1159.6314 | 0 | 0 | 15.7216 | 0
16.12. | 23 | 1175.3529 |  | 1159.6314 | 0 | 0 | 15.7216 | 0
16.12. | 24 | 1175.3529 |  | 1159.6314 | 0 | 0 | 15.7216 | 0
17.12. | 1 | 1175.3529 |  | 1159.6314 | 0 | 0 | 15.7216 | 0
17.12. | 2 | 1175.3529 |  | 1159.6314 | 0 | 0 | 15.7216 | 0
17.12. | 3 | 1175.3529 |  | 1159.6314 | 0 | 0 | 15.7216 | 0
17.12. | 4 | 1177.5787 |  | 1161.8572 | 0 | 0 | 15.7216 | 0
17.12. | 5 | 1177.5787 |  | 1161.8572 | 0 | 0 | 15.7216 | 0
17.12. | 6 | 1177.5787 |  | 1161.8572 | 0 | 0 | 15.7216 | 0
17.12. | 7 | 1177.5787 |  | 1161.8572 | 0 | 0 | 15.7216 | 0
17.12. | 8 | 1177.5787 |  | 1161.8572 | 0 | 0 | 15.7216 | 0
17.12. | 9 | 1177.5787 |  | 1161.8572 | 0 | 0 | 15.7216 | 0
17.12. | 10 | 1175.3529 |  | 1159.6314 | 0 | 0 | 15.7216 | 0
17.12. | 11 | 1177.5787 |  | 1161.8572 | 0 | 0 | 15.7216 | 0
17.12. | 12 | 1175.3529 |  | 1159.6314 | 0 | 0 | 15.7216 | 0
17.12. | 13 | 1175.3529 |  | 1159.6314 | 0 | 0 | 15.7216 | 0
17.12. | 14 | 1177.5787 |  | 1161.8572 | 0 | 0 | 15.7216 | 0
17.12. | 15 | 1177.5787 |  | 1161.8572 | 0 | 0 | 15.7216 | 0
17.12. | 16 | 1177.5787 |  | 1161.8572 | 0 | 0 | 15.7216 | 0
17.12. | 17 | 1177.5787 |  | 1161.8572 | 0 | 0 | 15.7216 | 0
17.12. | 18 | 1177.5787 |  | 1161.8572 | 0 | 0 | 15.7216 | 0
17.12. | 19 | 1177.5787 |  | 1161.8572 | 0 | 0 | 15.7216 | 0
17.12. | 20 | 1177.5787 |  | 1161.8572 | 0 | 0 | 15.7216 | 0
17.12. | 21 | 1175.3529 |  | 1159.6314 | 0 | 0 | 15.7216 | 0
17.12. | 22 | 1175.3529 |  | 1159.6314 | 0 | 0 | 15.7216 | 0
17.12. | 23 | 1173.1272 |  | 1157.4056 | 0 | 0 | 15.7216 | 0
17.12. | 24 | 1173.1272 |  | 1157.4056 | 0 | 0 | 15.7216 | 0
18.12. | 1 | 1170.9014 |  | 1155.1798 | 0 | 0 | 15.7216 | 0
18.12. | 2 | 1170.9014 |  | 1155.1798 | 0 | 0 | 15.7216 | 0
18.12. | 3 | 1168.6756 |  | 1152.954 | 0 | 0 | 15.7216 | 0
18.12. | 4 | 1166.4498 |  | 1150.7283 | 0 | 0 | 15.7216 | 0
18.12. | 5 | 1166.4498 |  | 1150.7283 | 0 | 0 | 15.7216 | 0
18.12. | 6 | 1164.224 |  | 1148.5025 | 0 | 0 | 15.7216 | 0
18.12. | 7 | 1164.224 |  | 1148.5025 | 0 | 0 | 15.7216 | 0
18.12. | 8 | 1161.9983 |  | 1146.2767 | 0 | 0 | 15.7216 | 0
18.12. | 9 | 1166.4498 |  | 1150.7283 | 0 | 0 | 15.7216 | 0
18.12. | 10 | 1166.4498 |  | 1150.7283 | 0 | 0 | 15.7216 | 0
18.12. | 11 | 1173.1272 |  | 1157.4056 | 0 | 0 | 15.7216 | 0
18.12. | 12 | 1173.1272 |  | 1157.4056 | 0 | 0 | 15.7216 | 0
18.12. | 13 | 1173.1272 |  | 1157.4056 | 0 | 0 | 15.7216 | 0
18.12. | 14 | 1175.3529 |  | 1159.6314 | 0 | 0 | 15.7216 | 0
18.12. | 15 | 1175.3529 |  | 1159.6314 | 0 | 0 | 15.7216 | 0
18.12. | 16 | 1175.3529 |  | 1159.6314 | 0 | 0 | 15.7216 | 0
18.12. | 17 | 1175.3529 |  | 1159.6314 | 0 | 0 | 15.7216 | 0
18.12. | 18 | 1173.1272 |  | 1157.4056 | 0 | 0 | 15.7216 | 0
18.12. | 19 | 1170.9014 |  | 1155.1798 | 0 | 0 | 15.7216 | 0
18.12. | 20 | 1170.9014 |  | 1155.1798 | 0 | 0 | 15.7216 | 0
18.12. | 21 | 1168.6756 |  | 1152.954 | 0 | 0 | 15.7216 | 0
18.12. | 22 | 1168.6756 |  | 1152.954 | 0 | 0 | 15.7216 | 0
18.12. | 23 | 1168.6756 |  | 1152.954 | 0 | 0 | 15.7216 | 0
18.12. | 24 | 1166.4498 |  | 1150.7283 | 0 | 0 | 15.7216 | 0
19.12. | 1 | 1166.4498 |  | 1150.7283 | 0 | 0 | 15.7216 | 0
19.12. | 2 | 1166.4498 |  | 1150.7283 | 0 | 0 | 15.7216 | 0
19.12. | 3 | 1166.4498 |  | 1150.7283 | 0 | 0 | 15.7216 | 0
19.12. | 4 | 1166.4498 |  | 1150.7283 | 0 | 0 | 15.7216 | 0
19.12. | 5 | 1166.4498 |  | 1150.7283 | 0 | 0 | 15.7216 | 0
19.12. | 6 | 1164.224 |  | 1148.5025 | 0 | 0 | 15.7216 | 0
19.12. | 7 | 1164.224 |  | 1148.5025 | 0 | 0 | 15.7216 | 0
19.12. | 8 | 1161.9983 |  | 1146.2767 | 0 | 0 | 15.7216 | 0
19.12. | 9 | 1161.9983 |  | 1146.2767 | 0 | 0 | 15.7216 | 0
19.12. | 10 | 1161.9983 |  | 1146.2767 | 0 | 0 | 15.7216 | 0
19.12. | 11 | 1170.9014 |  | 1155.1798 | 0 | 0 | 15.7216 | 0
19.12. | 12 | 1170.9014 |  | 1155.1798 | 0 | 0 | 15.7216 | 0
19.12. | 13 | 1170.9014 |  | 1155.1798 | 0 | 0 | 15.7216 | 0
19.12. | 14 | 1173.1272 |  | 1157.4056 | 0 | 0 | 15.7216 | 0
19.12. | 15 | 1173.1272 |  | 1157.4056 | 0 | 0 | 15.7216 | 0
19.12. | 16 | 1170.9014 |  | 1155.1798 | 0 | 0 | 15.7216 | 0
19.12. | 17 | 1170.9014 |  | 1155.1798 | 0 | 0 | 15.7216 | 0
19.12. | 18 | 1166.4498 |  | 1150.7283 | 0 | 0 | 15.7216 | 0
19.12. | 19 | 1164.224 |  | 1148.5025 | 0 | 0 | 15.7216 | 0
19.12. | 20 | 1161.9983 |  | 1146.2767 | 0 | 0 | 15.7216 | 0
19.12. | 21 | 1157.5467 |  | 1141.8251 | 0 | 0 | 15.7216 | 0
19.12. | 22 | 1153.0951 |  | 1137.3736 | 0 | 0 | 15.7216 | 0
19.12. | 23 | 1146.4178 |  | 1130.6962 | 0 | 0 | 15.7216 | 0
19.12. | 24 | 1141.9662 |  | 1126.2447 | 0 | 0 | 15.7216 | 0
20.12. | 1 | 1141.9662 |  | 1126.2447 | 0 | 0 | 15.7216 | 0
20.12. | 2 | 1141.9662 |  | 1126.2447 | 0 | 0 | 15.7216 | 0
20.12. | 3 | 1141.9662 |  | 1126.2447 | 0 | 0 | 15.7216 | 0
20.12. | 4 | 1141.9662 |  | 1126.2447 | 0 | 0 | 15.7216 | 0
20.12. | 5 | 1141.9662 |  | 1126.2447 | 0 | 0 | 15.7216 | 0
20.12. | 6 | 1141.9662 |  | 1126.2447 | 0 | 0 | 15.7216 | 0
20.12. | 7 | 1141.9662 |  | 1126.2447 | 0 | 0 | 15.7216 | 0
20.12. | 8 | 1141.9662 |  | 1126.2447 | 0 | 0 | 15.7216 | 0
20.12. | 9 | 1141.9662 |  | 1126.2447 | 0 | 0 | 15.7216 | 0
20.12. | 10 | 1141.9662 |  | 1126.2447 | 0 | 0 | 15.7216 | 0
20.12. | 11 | 1155.3209 |  | 1139.5994 | 0 | 0 | 15.7216 | 0
20.12. | 12 | 1164.224 |  | 1148.5025 | 0 | 0 | 15.7216 | 0
20.12. | 13 | 1166.4498 |  | 1150.7283 | 0 | 0 | 15.7216 | 0
20.12. | 14 | 1166.4498 |  | 1150.7283 | 0 | 0 | 15.7216 | 0
20.12. | 15 | 1159.7725 |  | 1144.0509 | 0 | 0 | 15.7216 | 0
20.12. | 16 | 1153.0951 |  | 1137.3736 | 0 | 0 | 15.7216 | 0
20.12. | 17 | 1150.8693 |  | 1135.1478 | 0 | 0 | 15.7216 | 0
20.12. | 18 | 1144.192 |  | 1128.4705 | 0 | 0 | 15.7216 | 0
20.12. | 19 | 1141.9662 |  | 1126.2447 | 0 | 0 | 15.7216 | 0
20.12. | 20 | 1141.9662 |  | 1126.2447 | 0 | 0 | 15.7216 | 0
20.12. | 21 | 1141.9662 |  | 1126.2447 | 0 | 0 | 15.7216 | 0
20.12. | 22 | 1141.9662 |  | 1126.2447 | 0 | 0 | 15.7216 | 0
20.12. | 23 | 1141.9662 |  | 1126.2447 | 0 | 0 | 15.7216 | 0
20.12. | 24 | 1141.9662 |  | 1126.2447 | 0 | 0 | 15.7216 | 0
21.12. | 1 | 1141.9662 |  | 1126.2447 | 0 | 0 | 15.7216 | 0
21.12. | 2 | 1141.9662 |  | 1126.2447 | 0 | 0 | 15.7216 | 0
21.12. | 3 | 1141.9662 |  | 1126.2447 | 0 | 0 | 15.7216 | 0
21.12. | 4 | 1141.9662 |  | 1126.2447 | 0 | 0 | 15.7216 | 0
21.12. | 5 | 1141.9662 |  | 1126.2447 | 0 | 0 | 15.7216 | 0
21.12. | 6 | 1141.9662 |  | 1126.2447 | 0 | 0 | 15.7216 | 0
21.12. | 7 | 1141.9662 |  | 1126.2447 | 0 | 0 | 15.7216 | 0
21.12. | 8 | 1141.9662 |  | 1126.2447 | 0 | 0 | 15.7216 | 0
21.12. | 9 | 1141.9662 |  | 1126.2447 | 0 | 0 | 15.7216 | 0
21.12. | 10 | 1141.9662 |  | 1126.2447 | 0 | 0 | 15.7216 | 0
21.12. | 11 | 1148.6436 |  | 1132.922 | 0 | 0 | 15.7216 | 0
21.12. | 12 | 1150.8693 |  | 1135.1478 | 0 | 0 | 15.7216 | 0
21.12. | 13 | 1153.0951 |  | 1137.3736 | 0 | 0 | 15.7216 | 0
21.12. | 14 | 1157.5467 |  | 1141.8251 | 0 | 0 | 15.7216 | 0
21.12. | 15 | 1155.3209 |  | 1139.5994 | 0 | 0 | 15.7216 | 0
21.12. | 16 | 1153.0951 |  | 1137.3736 | 0 | 0 | 15.7216 | 0
21.12. | 17 | 1150.8693 |  | 1135.1478 | 0 | 0 | 15.7216 | 0
21.12. | 18 | 1141.9662 |  | 1126.2447 | 0 | 0 | 15.7216 | 0
21.12. | 19 | 1141.9662 |  | 1126.2447 | 0 | 0 | 15.7216 | 0
21.12. | 20 | 1141.9662 |  | 1126.2447 | 0 | 0 | 15.7216 | 0
21.12. | 21 | 1141.9662 |  | 1126.2447 | 0 | 0 | 15.7216 | 0
21.12. | 22 | 1141.9662 |  | 1126.2447 | 0 | 0 | 15.7216 | 0
21.12. | 23 | 1141.9662 |  | 1126.2447 | 0 | 0 | 15.7216 | 0
21.12. | 24 | 1141.9662 |  | 1126.2447 | 0 | 0 | 15.7216 | 0
22.12. | 1 | 1141.9662 |  | 1126.2447 | 0 | 0 | 15.7216 | 0
22.12. | 2 | 1141.9662 |  | 1126.2447 | 0 | 0 | 15.7216 | 0
22.12. | 3 | 1141.9662 |  | 1126.2447 | 0 | 0 | 15.7216 | 0
22.12. | 4 | 1141.9662 |  | 1126.2447 | 0 | 0 | 15.7216 | 0
22.12. | 5 | 1141.9662 |  | 1126.2447 | 0 | 0 | 15.7216 | 0
22.12. | 6 | 1141.9662 |  | 1126.2447 | 0 | 0 | 15.7216 | 0
22.12. | 7 | 1141.9662 |  | 1126.2447 | 0 | 0 | 15.7216 | 0
22.12. | 8 | 1141.9662 |  | 1126.2447 | 0 | 0 | 15.7216 | 0
22.12. | 9 | 1141.9662 |  | 1126.2447 | 0 | 0 | 15.7216 | 0
22.12. | 10 | 1141.9662 |  | 1126.2447 | 0 | 0 | 15.7216 | 0
22.12. | 11 | 1141.9662 |  | 1126.2447 | 0 | 0 | 15.7216 | 0
22.12. | 12 | 1141.9662 |  | 1126.2447 | 0 | 0 | 15.7216 | 0
22.12. | 13 | 1141.9662 |  | 1126.2447 | 0 | 0 | 15.7216 | 0
22.12. | 14 | 1141.9662 |  | 1126.2447 | 0 | 0 | 15.7216 | 0
22.12. | 15 | 1141.9662 |  | 1126.2447 | 0 | 0 | 15.7216 | 0
22.12. | 16 | 1141.9662 |  | 1126.2447 | 0 | 0 | 15.7216 | 0
22.12. | 17 | 1141.9662 |  | 1126.2447 | 0 | 0 | 15.7216 | 0
22.12. | 18 | 1141.9662 |  | 1126.2447 | 0 | 0 | 15.7216 | 0
22.12. | 19 | 1141.9662 |  | 1126.2447 | 0 | 0 | 15.7216 | 0
22.12. | 20 | 1141.9662 |  | 1126.2447 | 0 | 0 | 15.7216 | 0
22.12. | 21 | 1141.9662 |  | 1126.2447 | 0 | 0 | 15.7216 | 0
22.12. | 22 | 1141.9662 |  | 1126.2447 | 0 | 0 | 15.7216 | 0
22.12. | 23 | 1141.9662 |  | 1126.2447 | 0 | 0 | 15.7216 | 0
22.12. | 24 | 1141.9662 |  | 1126.2447 | 0 | 0 | 15.7216 | 0
23.12. | 1 | 1141.9662 |  | 1126.2447 | 0 | 0 | 15.7216 | 0
23.12. | 2 | 1141.9662 |  | 1126.2447 | 0 | 0 | 15.7216 | 0
23.12. | 3 | 1141.9662 |  | 1126.2447 | 0 | 0 | 15.7216 | 0
23.12. | 4 | 1141.9662 |  | 1126.2447 | 0 | 0 | 15.7216 | 0
23.12. | 5 | 1141.9662 |  | 1126.2447 | 0 | 0 | 15.7216 | 0
23.12. | 6 | 1141.9662 |  | 1126.2447 | 0 | 0 | 15.7216 | 0
23.12. | 7 | 1141.9662 |  | 1126.2447 | 0 | 0 | 15.7216 | 0
23.12. | 8 | 1141.9662 |  | 1126.2447 | 0 | 0 | 15.7216 | 0
23.12. | 9 | 1141.9662 |  | 1126.2447 | 0 | 0 | 15.7216 | 0
23.12. | 10 | 1141.9662 |  | 1126.2447 | 0 | 0 | 15.7216 | 0
23.12. | 11 | 1141.9662 |  | 1126.2447 | 0 | 0 | 15.7216 | 0
23.12. | 12 | 1141.9662 |  | 1126.2447 | 0 | 0 | 15.7216 | 0
23.12. | 13 | 1141.9662 |  | 1126.2447 | 0 | 0 | 15.7216 | 0
23.12. | 14 | 1141.9662 |  | 1126.2447 | 0 | 0 | 15.7216 | 0
23.12. | 15 | 1141.9662 |  | 1126.2447 | 0 | 0 | 15.7216 | 0
23.12. | 16 | 1141.9662 |  | 1126.2447 | 0 | 0 | 15.7216 | 0
23.12. | 17 | 1141.9662 |  | 1126.2447 | 0 | 0 | 15.7216 | 0
23.12. | 18 | 1141.9662 |  | 1126.2447 | 0 | 0 | 15.7216 | 0
23.12. | 19 | 1141.9662 |  | 1126.2447 | 0 | 0 | 15.7216 | 0
23.12. | 20 | 1141.9662 |  | 1126.2447 | 0 | 0 | 15.7216 | 0
23.12. | 21 | 1141.9662 |  | 1126.2447 | 0 | 0 | 15.7216 | 0
23.12. | 22 | 1141.9662 |  | 1126.2447 | 0 | 0 | 15.7216 | 0
23.12. | 23 | 1141.9662 |  | 1126.2447 | 0 | 0 | 15.7216 | 0
23.12. | 24 | 1141.9662 |  | 1126.2447 | 0 | 0 | 15.7216 | 0
24.12. | 1 | 1141.9662 |  | 1126.2447 | 0 | 0 | 15.7216 | 0
24.12. | 2 | 1141.9662 |  | 1126.2447 | 0 | 0 | 15.7216 | 0
24.12. | 3 | 1141.9662 |  | 1126.2447 | 0 | 0 | 15.7216 | 0
24.12. | 4 | 1141.9662 |  | 1126.2447 | 0 | 0 | 15.7216 | 0
24.12. | 5 | 1141.9662 |  | 1126.2447 | 0 | 0 | 15.7216 | 0
24.12. | 6 | 1141.9662 |  | 1126.2447 | 0 | 0 | 15.7216 | 0
24.12. | 7 | 1141.9662 |  | 1126.2447 | 0 | 0 | 15.7216 | 0
24.12. | 8 | 1141.9662 |  | 1126.2447 | 0 | 0 | 15.7216 | 0
24.12. | 9 | 1141.9662 |  | 1126.2447 | 0 | 0 | 15.7216 | 0
24.12. | 10 | 1141.9662 |  | 1126.2447 | 0 | 0 | 15.7216 | 0
24.12. | 11 | 1141.9662 |  | 1126.2447 | 0 | 0 | 15.7216 | 0
24.12. | 12 | 1141.9662 |  | 1126.2447 | 0 | 0 | 15.7216 | 0
24.12. | 13 | 1141.9662 |  | 1126.2447 | 0 | 0 | 15.7216 | 0
24.12. | 14 | 1141.9662 |  | 1126.2447 | 0 | 0 | 15.7216 | 0
24.12. | 15 | 1141.9662 |  | 1126.2447 | 0 | 0 | 15.7216 | 0
24.12. | 16 | 1141.9662 |  | 1126.2447 | 0 | 0 | 15.7216 | 0
24.12. | 17 | 1141.9662 |  | 1126.2447 | 0 | 0 | 15.7216 | 0
24.12. | 18 | 1141.9662 |  | 1126.2447 | 0 | 0 | 15.7216 | 0
24.12. | 19 | 1141.9662 |  | 1126.2447 | 0 | 0 | 15.7216 | 0
24.12. | 20 | 1141.9662 |  | 1126.2447 | 0 | 0 | 15.7216 | 0
24.12. | 21 | 1141.9662 |  | 1126.2447 | 0 | 0 | 15.7216 | 0
24.12. | 22 | 1141.9662 |  | 1126.2447 | 0 | 0 | 15.7216 | 0
24.12. | 23 | 1141.9662 |  | 1126.2447 | 0 | 0 | 15.7216 | 0
24.12. | 24 | 1141.9662 |  | 1126.2447 | 0 | 0 | 15.7216 | 0
25.12. | 1 | 1141.9662 |  | 1126.2447 | 0 | 0 | 15.7216 | 0
25.12. | 2 | 1141.9662 |  | 1126.2447 | 0 | 0 | 15.7216 | 0
25.12. | 3 | 1141.9662 |  | 1126.2447 | 0 | 0 | 15.7216 | 0
25.12. | 4 | 1141.9662 |  | 1126.2447 | 0 | 0 | 15.7216 | 0
25.12. | 5 | 1141.9662 |  | 1126.2447 | 0 | 0 | 15.7216 | 0
25.12. | 6 | 1141.9662 |  | 1126.2447 | 0 | 0 | 15.7216 | 0
25.12. | 7 | 1141.9662 |  | 1126.2447 | 0 | 0 | 15.7216 | 0
25.12. | 8 | 1141.9662 |  | 1126.2447 | 0 | 0 | 15.7216 | 0
25.12. | 9 | 1141.9662 |  | 1126.2447 | 0 | 0 | 15.7216 | 0
25.12. | 10 | 1141.9662 |  | 1126.2447 | 0 | 0 | 15.7216 | 0
25.12. | 11 | 1141.9662 |  | 1126.2447 | 0 | 0 | 15.7216 | 0
25.12. | 12 | 1141.9662 |  | 1126.2447 | 0 | 0 | 15.7216 | 0
25.12. | 13 | 1141.9662 |  | 1126.2447 | 0 | 0 | 15.7216 | 0
25.12. | 14 | 1141.9662 |  | 1126.2447 | 0 | 0 | 15.7216 | 0
25.12. | 15 | 1141.9662 |  | 1126.2447 | 0 | 0 | 15.7216 | 0
25.12. | 16 | 1141.9662 |  | 1126.2447 | 0 | 0 | 15.7216 | 0
25.12. | 17 | 1141.9662 |  | 1126.2447 | 0 | 0 | 15.7216 | 0
25.12. | 18 | 1141.9662 |  | 1126.2447 | 0 | 0 | 15.7216 | 0
25.12. | 19 | 1141.9662 |  | 1126.2447 | 0 | 0 | 15.7216 | 0
25.12. | 20 | 1141.9662 |  | 1126.2447 | 0 | 0 | 15.7216 | 0
25.12. | 21 | 1141.9662 |  | 1126.2447 | 0 | 0 | 15.7216 | 0
25.12. | 22 | 1141.9662 |  | 1126.2447 | 0 | 0 | 15.7216 | 0
25.12. | 23 | 1141.9662 |  | 1126.2447 | 0 | 0 | 15.7216 | 0
25.12. | 24 | 1141.9662 |  | 1126.2447 | 0 | 0 | 15.7216 | 0
26.12. | 1 | 1141.9662 |  | 1126.2447 | 0 | 0 | 15.7216 | 0
26.12. | 2 | 1141.9662 |  | 1126.2447 | 0 | 0 | 15.7216 | 0
26.12. | 3 | 1141.9662 |  | 1126.2447 | 0 | 0 | 15.7216 | 0
26.12. | 4 | 1141.9662 |  | 1126.2447 | 0 | 0 | 15.7216 | 0
26.12. | 5 | 1141.9662 |  | 1126.2447 | 0 | 0 | 15.7216 | 0
26.12. | 6 | 1141.9662 |  | 1126.2447 | 0 | 0 | 15.7216 | 0
26.12. | 7 | 1141.9662 |  | 1126.2447 | 0 | 0 | 15.7216 | 0
26.12. | 8 | 1141.9662 |  | 1126.2447 | 0 | 0 | 15.7216 | 0
26.12. | 9 | 1141.9662 |  | 1126.2447 | 0 | 0 | 15.7216 | 0
26.12. | 10 | 1141.9662 |  | 1126.2447 | 0 | 0 | 15.7216 | 0
26.12. | 11 | 1141.9662 |  | 1126.2447 | 0 | 0 | 15.7216 | 0
26.12. | 12 | 1141.9662 |  | 1126.2447 | 0 | 0 | 15.7216 | 0
26.12. | 13 | 1141.9662 |  | 1126.2447 | 0 | 0 | 15.7216 | 0
26.12. | 14 | 1141.9662 |  | 1126.2447 | 0 | 0 | 15.7216 | 0
26.12. | 15 | 1141.9662 |  | 1126.2447 | 0 | 0 | 15.7216 | 0
26.12. | 16 | 1141.9662 |  | 1126.2447 | 0 | 0 | 15.7216 | 0
26.12. | 17 | 1141.9662 |  | 1126.2447 | 0 | 0 | 15.7216 | 0
26.12. | 18 | 1141.9662 |  | 1126.2447 | 0 | 0 | 15.7216 | 0
26.12. | 19 | 1141.9662 |  | 1126.2447 | 0 | 0 | 15.7216 | 0
26.12. | 20 | 1141.9662 |  | 1126.2447 | 0 | 0 | 15.7216 | 0
26.12. | 21 | 1141.9662 |  | 1126.2447 | 0 | 0 | 15.7216 | 0
26.12. | 22 | 1141.9662 |  | 1126.2447 | 0 | 0 | 15.7216 | 0
26.12. | 23 | 1141.9662 |  | 1126.2447 | 0 | 0 | 15.7216 | 0
26.12. | 24 | 1141.9662 |  | 1126.2447 | 0 | 0 | 15.7216 | 0
27.12. | 1 | 1141.9662 |  | 1126.2447 | 0 | 0 | 15.7216 | 0
27.12. | 2 | 1141.9662 |  | 1126.2447 | 0 | 0 | 15.7216 | 0
27.12. | 3 | 1141.9662 |  | 1126.2447 | 0 | 0 | 15.7216 | 0
27.12. | 4 | 1141.9662 |  | 1126.2447 | 0 | 0 | 15.7216 | 0
27.12. | 5 | 1141.9662 |  | 1126.2447 | 0 | 0 | 15.7216 | 0
27.12. | 6 | 1141.9662 |  | 1126.2447 | 0 | 0 | 15.7216 | 0
27.12. | 7 | 1141.9662 |  | 1126.2447 | 0 | 0 | 15.7216 | 0
27.12. | 8 | 1141.9662 |  | 1126.2447 | 0 | 0 | 15.7216 | 0
27.12. | 9 | 1141.9662 |  | 1126.2447 | 0 | 0 | 15.7216 | 0
27.12. | 10 | 1141.9662 |  | 1126.2447 | 0 | 0 | 15.7216 | 0
27.12. | 11 | 1141.9662 |  | 1126.2447 | 0 | 0 | 15.7216 | 0
27.12. | 12 | 1141.9662 |  | 1126.2447 | 0 | 0 | 15.7216 | 0
27.12. | 13 | 1141.9662 |  | 1126.2447 | 0 | 0 | 15.7216 | 0
27.12. | 14 | 1141.9662 |  | 1126.2447 | 0 | 0 | 15.7216 | 0
27.12. | 15 | 1141.9662 |  | 1126.2447 | 0 | 0 | 15.7216 | 0
27.12. | 16 | 1141.9662 |  | 1126.2447 | 0 | 0 | 15.7216 | 0
27.12. | 17 | 1141.9662 |  | 1126.2447 | 0 | 0 | 15.7216 | 0
27.12. | 18 | 1141.9662 |  | 1126.2447 | 0 | 0 | 15.7216 | 0
27.12. | 19 | 1141.9662 |  | 1126.2447 | 0 | 0 | 15.7216 | 0
27.12. | 20 | 1141.9662 |  | 1126.2447 | 0 | 0 | 15.7216 | 0
27.12. | 21 | 1141.9662 |  | 1126.2447 | 0 | 0 | 15.7216 | 0
27.12. | 22 | 1141.9662 |  | 1126.2447 | 0 | 0 | 15.7216 | 0
27.12. | 23 | 1141.9662 |  | 1126.2447 | 0 | 0 | 15.7216 | 0
27.12. | 24 | 1141.9662 |  | 1126.2447 | 0 | 0 | 15.7216 | 0
28.12. | 1 | 1141.9662 |  | 1126.2447 | 0 | 0 | 15.7216 | 0
28.12. | 2 | 1141.9662 |  | 1126.2447 | 0 | 0 | 15.7216 | 0
28.12. | 3 | 1141.9662 |  | 1126.2447 | 0 | 0 | 15.7216 | 0
28.12. | 4 | 1141.9662 |  | 1126.2447 | 0 | 0 | 15.7216 | 0
28.12. | 5 | 1141.9662 |  | 1126.2447 | 0 | 0 | 15.7216 | 0
28.12. | 6 | 1141.9662 |  | 1126.2447 | 0 | 0 | 15.7216 | 0
28.12. | 7 | 1141.9662 |  | 1126.2447 | 0 | 0 | 15.7216 | 0
28.12. | 8 | 1141.9662 |  | 1126.2447 | 0 | 0 | 15.7216 | 0
28.12. | 9 | 1141.9662 |  | 1126.2447 | 0 | 0 | 15.7216 | 0
28.12. | 10 | 1141.9662 |  | 1126.2447 | 0 | 0 | 15.7216 | 0
28.12. | 11 | 1141.9662 |  | 1126.2447 | 0 | 0 | 15.7216 | 0
28.12. | 12 | 1141.9662 |  | 1126.2447 | 0 | 0 | 15.7216 | 0
28.12. | 13 | 1141.9662 |  | 1126.2447 | 0 | 0 | 15.7216 | 0
28.12. | 14 | 1141.9662 |  | 1126.2447 | 0 | 0 | 15.7216 | 0
28.12. | 15 | 1141.9662 |  | 1126.2447 | 0 | 0 | 15.7216 | 0
28.12. | 16 | 1144.192 |  | 1128.4705 | 0 | 0 | 15.7216 | 0
28.12. | 17 | 1144.192 |  | 1128.4705 | 0 | 0 | 15.7216 | 0
28.12. | 18 | 1141.9662 |  | 1126.2447 | 0 | 0 | 15.7216 | 0
28.12. | 19 | 1141.9662 |  | 1126.2447 | 0 | 0 | 15.7216 | 0
28.12. | 20 | 1141.9662 |  | 1126.2447 | 0 | 0 | 15.7216 | 0
28.12. | 21 | 1141.9662 |  | 1126.2447 | 0 | 0 | 15.7216 | 0
28.12. | 22 | 1141.9662 |  | 1126.2447 | 0 | 0 | 15.7216 | 0
28.12. | 23 | 1141.9662 |  | 1126.2447 | 0 | 0 | 15.7216 | 0
28.12. | 24 | 1141.9662 |  | 1126.2447 | 0 | 0 | 15.7216 | 0
29.12. | 1 | 1141.9662 |  | 1126.2447 | 0 | 0 | 15.7216 | 0
29.12. | 2 | 1141.9662 |  | 1126.2447 | 0 | 0 | 15.7216 | 0
29.12. | 3 | 1141.9662 |  | 1126.2447 | 0 | 0 | 15.7216 | 0
29.12. | 4 | 1148.6436 |  | 1132.922 | 0 | 0 | 15.7216 | 0
29.12. | 5 | 1155.3209 |  | 1139.5994 | 0 | 0 | 15.7216 | 0
29.12. | 6 | 1164.224 |  | 1148.5025 | 0 | 0 | 15.7216 | 0
29.12. | 7 | 1168.6756 |  | 1152.954 | 0 | 0 | 15.7216 | 0
29.12. | 8 | 1170.9014 |  | 1155.1798 | 0 | 0 | 15.7216 | 0
29.12. | 9 | 1173.1272 |  | 1157.4056 | 0 | 0 | 15.7216 | 0
29.12. | 10 | 1175.3529 |  | 1159.6314 | 0 | 0 | 15.7216 | 0
29.12. | 11 | 1177.5787 |  | 1161.8572 | 0 | 0 | 15.7216 | 0
29.12. | 12 | 1177.5787 |  | 1161.8572 | 0 | 0 | 15.7216 | 0
29.12. | 13 | 1177.5787 |  | 1161.8572 | 0 | 0 | 15.7216 | 0
29.12. | 14 | 1177.5787 |  | 1161.8572 | 0 | 0 | 15.7216 | 0
29.12. | 15 | 1177.5787 |  | 1161.8572 | 0 | 0 | 15.7216 | 0
29.12. | 16 | 1177.5787 |  | 1161.8572 | 0 | 0 | 15.7216 | 0
29.12. | 17 | 1177.5787 |  | 1161.8572 | 0 | 0 | 15.7216 | 0
29.12. | 18 | 1177.5787 |  | 1161.8572 | 0 | 0 | 15.7216 | 0
29.12. | 19 | 1177.5787 |  | 1161.8572 | 0 | 0 | 15.7216 | 0
29.12. | 20 | 1177.5787 |  | 1161.8572 | 0 | 0 | 15.7216 | 0
29.12. | 21 | 1177.5787 |  | 1161.8572 | 0 | 0 | 15.7216 | 0
29.12. | 22 | 1177.5787 |  | 1161.8572 | 0 | 0 | 15.7216 | 0
29.12. | 23 | 1177.5787 |  | 1161.8572 | 0 | 0 | 15.7216 | 0
29.12. | 24 | 1177.5787 |  | 1161.8572 | 0 | 0 | 15.7216 | 0
30.12. | 1 | 1177.5787 |  | 1161.8572 | 0 | 0 | 15.7216 | 0
30.12. | 2 | 1177.5787 |  | 1161.8572 | 0 | 0 | 15.7216 | 0
30.12. | 3 | 1177.5787 |  | 1161.8572 | 0 | 0 | 15.7216 | 0
30.12. | 4 | 1177.5787 |  | 1161.8572 | 0 | 0 | 15.7216 | 0
30.12. | 5 | 1177.5787 |  | 1161.8572 | 0 | 0 | 15.7216 | 0
30.12. | 6 | 1177.5787 |  | 1161.8572 | 0 | 0 | 15.7216 | 0
30.12. | 7 | 1177.5787 |  | 1161.8572 | 0 | 0 | 15.7216 | 0
30.12. | 8 | 1177.5787 |  | 1161.8572 | 0 | 0 | 15.7216 | 0
30.12. | 9 | 1177.5787 |  | 1161.8572 | 0 | 0 | 15.7216 | 0
30.12. | 10 | 1177.5787 |  | 1161.8572 | 0 | 0 | 15.7216 | 0
30.12. | 11 | 1177.5787 |  | 1161.8572 | 0 | 0 | 15.7216 | 0
30.12. | 12 | 1177.5787 |  | 1161.8572 | 0 | 0 | 15.7216 | 0
30.12. | 13 | 1177.5787 |  | 1161.8572 | 0 | 0 | 15.7216 | 0
30.12. | 14 | 1177.5787 |  | 1161.8572 | 0 | 0 | 15.7216 | 0
30.12. | 15 | 1177.5787 |  | 1161.8572 | 0 | 0 | 15.7216 | 0
30.12. | 16 | 1177.5787 |  | 1161.8572 | 0 | 0 | 15.7216 | 0
30.12. | 17 | 1177.5787 |  | 1161.8572 | 0 | 0 | 15.7216 | 0
30.12. | 18 | 1177.5787 |  | 1161.8572 | 0 | 0 | 15.7216 | 0
30.12. | 19 | 1177.5787 |  | 1161.8572 | 0 | 0 | 15.7216 | 0
30.12. | 20 | 1177.5787 |  | 1161.8572 | 0 | 0 | 15.7216 | 0
30.12. | 21 | 1177.5787 |  | 1161.8572 | 0 | 0 | 15.7216 | 0
30.12. | 22 | 1177.5787 |  | 1161.8572 | 0 | 0 | 15.7216 | 0
30.12. | 23 | 1177.5787 |  | 1161.8572 | 0 | 0 | 15.7216 | 0
30.12. | 24 | 1177.5787 |  | 1161.8572 | 0 | 0 | 15.7216 | 0
31.12. | 1 | 1177.5787 |  | 1161.8572 | 0 | 0 | 15.7216 | 0
31.12. | 2 | 1177.5787 |  | 1161.8572 | 0 | 0 | 15.7216 | 0
31.12. | 3 | 1175.3529 |  | 1159.6314 | 0 | 0 | 15.7216 | 0
31.12. | 4 | 1173.1272 |  | 1157.4056 | 0 | 0 | 15.7216 | 0
31.12. | 5 | 1168.6756 |  | 1152.954 | 0 | 0 | 15.7216 | 0
31.12. | 6 | 1166.4498 |  | 1150.7283 | 0 | 0 | 15.7216 | 0
31.12. | 7 | 1164.224 |  | 1148.5025 | 0 | 0 | 15.7216 | 0
31.12. | 8 | 1161.9983 |  | 1146.2767 | 0 | 0 | 15.7216 | 0
31.12. | 9 | 1166.4498 |  | 1150.7283 | 0 | 0 | 15.7216 | 0
31.12. | 10 | 1170.9014 |  | 1155.1798 | 0 | 0 | 15.7216 | 0
31.12. | 11 | 1177.5787 |  | 1161.8572 | 0 | 0 | 15.7216 | 0
31.12. | 12 | 1177.5787 |  | 1161.8572 | 0 | 0 | 15.7216 | 0
31.12. | 13 | 1177.5787 |  | 1161.8572 | 0 | 0 | 15.7216 | 0
31.12. | 14 | 1177.5787 |  | 1161.8572 | 0 | 0 | 15.7216 | 0
31.12. | 15 | 1177.5787 |  | 1161.8572 | 0 | 0 | 15.7216 | 0
31.12. | 16 | 1175.3529 |  | 1159.6314 | 0 | 0 | 15.7216 | 0
31.12. | 17 | 1173.1272 |  | 1157.4056 | 0 | 0 | 15.7216 | 0
31.12. | 18 | 1168.6756 |  | 1152.954 | 0 | 0 | 15.7216 | 0
31.12. | 19 | 1166.4498 |  | 1150.7283 | 0 | 0 | 15.7216 | 0
31.12. | 20 | 1164.224 |  | 1148.5025 | 0 | 0 | 15.7216 | 0
31.12. | 21 | 1161.9983 |  | 1146.2767 | 0 | 0 | 15.7216 | 0
31.12. | 22 | 1164.224 |  | 1148.5025 | 0 | 0 | 15.7216 | 0
31.12. | 23 | 1166.4498 |  | 1150.7283 | 0 | 0 | 15.7216 | 0
31.12. | 24 | 1168.6756 |  | 1152.954 | 0 | 0 | 15.7216 | 0